## Contents page
Gas Ten Year Statement 2020 Data tables and charts content
Chapter | Chapter section | Figure title | Figure number
Chapter 1: Drivers of change | Gas demand | Comparison of gas demand by Future Energy Scenario between 2018 and 2030 | 1.4
|  | Peak demand 1-in-20 | 1.5
| Gas supply | Comparison of gas supply by scenario between 2018 and 2030 | 1.7
|  | Peak supply margin under N-1 conditions | 1.8
Appendix 2: Gas quality | Network entry quality specification | Gas quality specifications | Table A2.1
Appendix 6: Exit and entry capacity application process | Exit capacity on the NTS | Quantities of unsold NTS exit (flat) capacity | Table A6.1
|  | Direct connected offtakes by NTS exit capacity map zone | Table A6.2
|  | NTS/DN exit zones | Table A6.3
|  | Quantities of entry capacity by zone | Table A6.4
Appendix 8: Import and storage infrastructure | Import infrastructure | Existing import infrastructure | Table A8.1
|  | Proposed import infrastructure | Table A8.2
| Storage infrastructure | Existing storage infrastructure | Table A8.3
|  | Proposed storage infrastructure | Table A8.4
Demand | Annual and peak by load band
Average load curve 2020-21
Severe load curve 2020-21
Severe load curve 2025-26
Severe load curve 2030-31
LDZ annual demand
Supply | Annual supply patterns
Annual supply by terminal
Peak supply by terminal
Capacity at each ASEP
Actual flows | Actual 2019 demand
Maximum day entry flows
Minimum day entry flows
Maximum day exit flows
Minimum day exit flows

## Figure 1.4
Comparison of gas demand by Future Energy Scenario between 2019 and 2030
Consumer Transformation GWh/yr
|  | 2010-01-01 | 2011-01-01 | 2012-01-01 | 2013-01-01 | 2014-01-01 | 2015-01-01 | 2016-01-01 | 2017-01-01 | 2018-01-01 | 2019-01-01 | 2020-01-01 | 2021-01-01 | 2022-01-01 | 2023-01-01 | 2024-01-01 | 2025-01-01 | 2026-01-01 | 2027-01-01 | 2028-01-01 | 2029-01-01 | 2030-01-01
| Gas residential | 358828.7763 | 343013.3201 | 343108.0077 | 337342.8597 | 324033.4804 | 336662.8889 | 354697.153 | 363385.8359 | 343801.9064 | 324401.7571 | 321855.7582 | 318499.7511 | 315257.0527 | 305299.812 | 295761.3441 | 287147.7303 | 278571.0342 | 267046.8444 | 256091.6306 | 246375.3132 | 237009.5153
| Gas I&C | 242453.5685 | 218732.0006 | 232800.0022 | 235350.0432 | 209764.3616 | 212896.581 | 220814.7609 | 219394.0479 | 222574.6983 | 227477.5 | 224335.5 | 223040.5 | 219737 | 217746.4 | 215140.7 | 212536.1 | 209347.1 | 206279.9 | 203111.9 | 199832.2 | 196382.7
| Gas demand from power | 314847.5321 | 248589.0227 | 168332.6928 | 163407.1331 | 181157.5694 | 173612.8349 | 257835.4805 | 232765.0855 | 230356.6039 | 233626.3999 | 212946.084 | 173251.4451 | 151829.3701 | 152311.9144 | 140572.0196 | 98148.0907 | 63166.3372 | 44236.8586 | 57918.3606 | 62954.0523 | 67044.2974
| Gas transport | 0 | 0 | 0 | 0 | 0 | 0 | 0 | 0 | 0 | 0 | 86.773 | 175.8826 | 265.5685 | 355.771 | 448.632 | 542.3988 | 637.0715 | 734.4624 | 832.9539 | 932.7406 | 1033.8898
| Gas for SMR | 0 | 0 | 0 | 0 | 0 | 0 | 0 | 0 | 0 | 0 | 0 | 0 | 0 | 0 | 0 | 0 | 0 | 0 | 0 | 0 | 659.2939
System Transformation GWh/yr
|  | 2010-01-01 | 2011-01-01 | 2012-01-01 | 2013-01-01 | 2014-01-01 | 2015-01-01 | 2016-01-01 | 2017-01-01 | 2018-01-01 | 2019-01-01 | 2020-01-01 | 2021-01-01 | 2022-01-01 | 2023-01-01 | 2024-01-01 | 2025-01-01 | 2026-01-01 | 2027-01-01 | 2028-01-01 | 2029-01-01 | 2030-01-01
| Gas residential | 358828.7763 | 343013.3201 | 343108.0077 | 337342.8597 | 324033.4804 | 336662.8889 | 354697.153 | 363385.8359 | 343801.9064 | 324401.7571 | 323093.4927 | 320996.5356 | 319168.5787 | 316342.5288 | 314040.2072 | 311311.8833 | 308569.6739 | 305929.1247 | 303396.2653 | 300615.4093 | 297052.2315
| Gas I&C | 242453.5685 | 218732.0006 | 232800.0022 | 235350.0432 | 209764.3616 | 212896.581 | 220814.7609 | 219394.0479 | 222574.6983 | 227477.5 | 229926.4 | 230456.7 | 229622.8 | 229923 | 229677.5 | 229462 | 228643.4 | 227157.4 | 225030.6 | 222846.6 | 219905.7
| Gas demand from power | 314847.5321 | 248589.0227 | 168332.6928 | 163407.1331 | 181157.5694 | 173612.8349 | 257835.4805 | 232765.0855 | 230356.6039 | 233626.3999 | 214587.8588 | 177782.0481 | 157249.6443 | 154300.9162 | 150501.2074 | 114551.7982 | 88864.4485 | 56771.3768 | 69912.5124 | 65117.9281 | 70770.7087
| Gas transport | 0 | 0 | 0 | 0 | 0 | 0 | 0 | 0 | 0 | 0 | 78.2015 | 89.9276 | 103.0389 | 117.5431 | 133.8295 | 151.9055 | 172.0932 | 194.6024 | 219.7548 | 247.8202 | 279.0681
| Gas for SMR | 0 | 0 | 0 | 0 | 0 | 0 | 0 | 0 | 0 | 0 | 0 | 0 | 0 | 0 | 0 | 0 | 421.3297 | 1847.6601 | 4090.5676 | 6532.8469 | 12067.5644
Steady Progression GWh/yr
|  | 2010-01-01 | 2011-01-01 | 2012-01-01 | 2013-01-01 | 2014-01-01 | 2015-01-01 | 2016-01-01 | 2017-01-01 | 2018-01-01 | 2019-01-01 | 2020-01-01 | 2021-01-01 | 2022-01-01 | 2023-01-01 | 2024-01-01 | 2025-01-01 | 2026-01-01 | 2027-01-01 | 2028-01-01 | 2029-01-01 | 2030-01-01
| Gas residential | 358828.7763 | 343013.3201 | 343108.0077 | 337342.8597 | 324033.4804 | 336662.8889 | 354697.153 | 363385.8359 | 343801.9064 | 324401.7571 | 325046.606 | 324999.9491 | 325046.816 | 325130.5126 | 325464.1232 | 325516.0157 | 325749.1739 | 325543.0949 | 325222.3528 | 324877.5687 | 324891.4412
| Gas I&C | 242453.5685 | 218732.0006 | 232800.0022 | 235350.0432 | 209764.3616 | 212896.581 | 220814.7609 | 219394.0479 | 222574.6983 | 227477.5 | 232175.2 | 234079.9 | 234667.9 | 236352.5 | 237392.2 | 238350.7 | 238976 | 239524 | 240058.7 | 240547.9 | 241036.2
| Gas demand from power | 314847.5321 | 248589.0227 | 168332.6928 | 163407.1331 | 181157.5694 | 173612.8349 | 257835.4805 | 232765.0855 | 230356.6039 | 233626.3999 | 222194.354 | 210279.2136 | 190479.0863 | 180331.5014 | 180139.4617 | 198189.8539 | 169867.4412 | 142999.1102 | 110466.5299 | 77268.5622 | 83623.098
| Gas transport | 0 | 0 | 0 | 0 | 0 | 0 | 0 | 0 | 0 | 0 | 507.625 | 1036.5393 | 1576.6657 | 2128.5951 | 2703.4364 | 3292.046 | 3895.6706 | 4525.9914 | 5175.5212 | 5846.7001 | 6542.5021
| Gas for SMR | 0 | 0 | 0 | 0 | 0 | 0 | 0 | 0 | 0 | 0 | 0 | 0 | 0 | 0 | 0 | 0 | 0 | 0 | 0 | 0 | 0
Leading the Way GWh/yr
|  | 2010-01-01 | 2011-01-01 | 2012-01-01 | 2013-01-01 | 2014-01-01 | 2015-01-01 | 2016-01-01 | 2017-01-01 | 2018-01-01 | 2019-01-01 | 2020-01-01 | 2021-01-01 | 2022-01-01 | 2023-01-01 | 2024-01-01 | 2025-01-01 | 2026-01-01 | 2027-01-01 | 2028-01-01 | 2029-01-01 | 2030-01-01
| Gas residential | 358828.7763 | 343013.3201 | 343108.0077 | 337342.8597 | 324033.4804 | 336662.8889 | 354697.153 | 363385.8359 | 343801.9064 | 324401.7571 | 320795.1271 | 314136.1001 | 303850.9234 | 294450.2158 | 284141.2879 | 274724.0934 | 265330.5987 | 250922.3479 | 237933.9438 | 226349.1666 | 214068.8025
| Gas I&C | 242453.5685 | 218732.0006 | 232800.0022 | 235350.0432 | 209764.3616 | 212896.581 | 220814.7609 | 219394.0479 | 222574.6983 | 227477.5 | 225146.3 | 224616.1 | 221577.9 | 220064.1 | 217757.3 | 215443.3 | 212279.2 | 209358.2 | 205786.5 | 202013.8 | 197667.5
| Gas demand from power | 314847.5321 | 248589.0227 | 168332.6928 | 163407.1331 | 181157.5694 | 173612.8349 | 257835.4805 | 232765.0855 | 230356.6039 | 233626.3999 | 203966.0163 | 159797.6014 | 135321.3058 | 120884.5342 | 89477.3207 | 61473.1962 | 37274.8585 | 24041.444 | 34461.8917 | 38449.0419 | 32592.7334
| Gas transport | 0 | 0 | 0 | 0 | 0 | 0 | 0 | 0 | 0 | 0 | 10.5354 | 22.2615 | 35.3728 | 49.877 | 66.1634 | 84.3667 | 104.5544 | 127.1908 | 152.3432 | 180.4086 | 211.6565
Gas for SMR

## Figure 1.5
SV.5: Peak natural gas demand (1-in-20 day)
Natural Gas 1:20 Peak Demand GW
| Natural Gas Year Beginning | 2015-01-01 | 2016-01-01 | 2017-01-01 | 2018-01-01 | 2019-01-01 | 2020-01-01 | 2021-01-01 | 2022-01-01 | 2023-01-01 | 2024-01-01 | 2025-01-01 | 2026-01-01 | 2027-01-01 | 2028-01-01 | 2029-01-01 | 2030-01-01 | 2031-01-01 | 2032-01-01 | 2033-01-01 | 2034-01-01 | 2035-01-01 | 2036-01-01 | 2037-01-01 | 2038-01-01 | 2039-01-01 | 2040-01-01 | 2041-01-01 | 2042-01-01 | 2043-01-01 | 2044-01-01 | 2045-01-01 | 2046-01-01 | 2047-01-01 | 2048-01-01 | 2049-01-01 | 2050-01-01
| Consumer Transformation |  |  |  |  | 5488 | 5761.6001 | 5744.1765 | 5701.4776 | 5546.2165 | 5449.7728 | 5221.9869 | 4929.4538 | 4809.5462 | 4711.858 | 4612.7512 | 4484.259 | 4265.9187 | 3930.7107 | 3690.0659 | 3465.8658 | 3247.5621 | 3020.7458 | 2803.6656 | 2567.6709 | 2355.1098 | 2147.3684 | 1914.5061 | 1711.5053 | 1465.0088 | 1203.5359 | 970.805 | 773.5967 | 615.5035 | 395.0862 | 209.0187 | 166.921
| System Transformation |  |  |  |  | 5488 | 5820.5138 | 5843.4673 | 5858.1898 | 5815.912 | 5837.9288 | 5735.8517 | 5562.5782 | 5459.269 | 5334.6238 | 5300.0072 | 5227.5173 | 5104.3806 | 4985.5217 | 4870.4329 | 4758.9928 | 4522.0502 | 4416.1739 | 4255.121 | 4152.5977 | 4027.3839 | 3908.0898 | 3839.0512 | 3709.527 | 3564.3875 | 3486.8557 | 3407.5528 | 3224.9295 | 3071.7643 | 3043.6822 | 3016.7858 | 2945.3059
| Leading the Way |  |  |  |  | 5488 | 5733.1556 | 5599.5939 | 5477.2206 | 5291.5749 | 5107.1978 | 4869.8675 | 4624.6049 | 4510.9018 | 4412.9778 | 4279.5956 | 4138.2796 | 3962.0413 | 3833.3528 | 3666.7813 | 3447.7894 | 3194.77 | 2951.4861 | 2729.5225 | 2477.5096 | 2213.7993 | 1954.9737 | 1701.3136 | 1358.7797 | 1061.2252 | 726.7893 | 508.3031 | 251.5717 | 194.7522 | 176.5619 | 164.0746 | 69.0267
| Steady Progression |  |  |  |  | 5488 | 5859.4232 | 5890.0564 | 5923.5058 | 5920.7298 | 5925.709 | 5979.9089 | 5972.2465 | 5942.7074 | 5846.3502 | 5821.8004 | 5935.5682 | 5970.371 | 6040.558 | 6035.1691 | 6019.0355 | 5978.6155 | 5912.4639 | 5970.2517 | 5933.6599 | 5784.9552 | 5790.5854 | 5697.2036 | 5707.0425 | 5685.2665 | 5634.2278 | 5526.5251 | 5555.9114 | 5503.5981 | 5534.4113 | 5541.3487 | 5470.6708
2019 refers to the 1-in-20 peak demand forecast published in the Winter Outlook Report 2019/20

## Figure 1.7
Comparison of gas supply by scenario between 2019 and 2030
|  | 2019 | 2030
|  |  | CT | ST | LW | SP
| UKCS (bcm/yr) | 34.4 | 14.6 | 20.1 | 18.1 | 20.5
| Shale (bcm/yr) | 0 | 0 | 0 | 0 | 0.5
| Green Gas (bcm/yr) | 0.3 | 0.6 | 1.4 | 0.6 | 2.4
| Imports (bcm/yr) | 47.1 | 42.2 | 46.6 | 33.1 | 51.6

## Figure 1.8
Peak gas supply margin under N-1 conditions
Peak supply margin under N-1 conditions (mcm/day)
|  | 2019 | 2020 | 2021 | 2022 | 2023 | 2024 | 2025 | 2026 | 2027 | 2028 | 2029 | 2030 | 2031 | 2032 | 2033 | 2034 | 2035 | 2036 | 2037 | 2038 | 2039 | 2040 | 2041 | 2042 | 2043 | 2044 | 2045 | 2046 | 2047 | 2048 | 2049 | 2050
| Central Forecast | 2019: 50.7272; 2020: 30.3276; 2021: 29.933; 2022: 23.4846; 2023: 21.6608; 2024: 16.0103; 2025: 9.4968
| Consumer Transformation | 53.856 | 36.3965 | 39.215 | 38.3592 | 46.5364 | 45.7665 | 54.5368 | 71.5932 | 75.3564 | 77.0997 | 80.1719 | 85.9156 | 101.5066 | 128.38 | 146.6568 | 164.6387 | 182.0844 | 197.9041 | 212.8387 | 228.2927 | 244.0165 | 259.3021 | 278.0713 | 292.926 | 314.1347 | 336.705 | 355.4624 | 443.7174 | 443.7174 | 443.7174 | 443.7174 | 443.7174
| System Transformation | 51.7454 | 34.0939 | 32.9823 | 31.8076 | 34.9179 | 26.4393 | 29.0306 | 37.9308 | 38.5515 | 40.4469 | 36.976 | 39.3307 | 43.8632 | 50.1035 | 59.0932 | 67.2195 | 88.0918 | 93.559 | 101.6534 | 108.6783 | 115.2065 | 119.6502 | 120.9902 | 131.7259 | 140.8044 | 144.6886 | 148.1179 | 161.7262 | 172.4983 | 173.3474 | 174.0887 | 179.3699
| Leading the Way | 54.8717 | 39.7839 | 53.5178 | 62.5237 | 76.7297 | 85.9481 | 101.2852 | 116.8363 | 121.7002 | 121.5862 | 123.7008 | 129.0145 | 136.5239 | 144.2457 | 156.3344 | 172.5865 | 191.8848 | 210.3665 | 226.3885 | 246.0746 | 267.8715 | 285.8518 | 306.2633 | 335.6807 | 361.3409 | 388.3812 | 401.8464 | 424.1204 | 429.2116 | 430.0847 | 431.0688 | 438.1364
| Steady Progression | 50.7389 | 30.8692 | 29.3721 | 26.8075 | 26.6393 | 20.351 | 9.2122 | 3.5339 | -2.0749 | -2.2741 | -6.1833 | -18.8406 | -25.9741 | -31.6822 | -26.6927 | -20.4777 | -9.8458 | 1.4305 | -1.6351 | 4.2966 | 16.1969 | 13.2659 | 18.8246 | 15.8577 | 17.031 | 17.9316 | 24.4366 | 19.1122 | 22.2528 | 17.7179 | 15.2712 | 19.6743
Gas Year beginning October, finishing September

## Table A2.1
Table A2.1: Gas quality specifications
Gas element | Quality requirement
Hydrogen Sulphide | Not more than 5 mg/m3
Total Sulphur | Not more than 50 mg/m3
Hydrogen | Not more than 0.1% (molar)
*Oxygen | Not more than 0.001% (molar)
Hydrocarbon dewpoint | Not more than -2°C at any pressure up to 85 barg
Water dewpoint | Not more than -10°C at 85 barg
Wobbe Number (real gross dry) | The Wobbe number shall be in the range 47.20 to 51.41 MJ/m3
Incomplete combustion factor (ICF) | Not more than 0.48
Soot index (SI) | Not more than 0.60
*Carbon dioxide | Not more than 2.5% (molar)
Containments | The gas shall not contain solid, liquid or gaseous material that might interfere with the integrity or operation of pipes or any gas appliance, within the meaning of regulation 2(1) of the Gas Safety (Installation and Use) Regulations 1998, that a consumer could reasonably be expected to operate.
Organo halides | Not more than 1.5 mg/m3
Radioactivity | Not more than 5 becquerels/g
Odour | Gas delivered shall have no odour that might contravene any
statutory obligation. GS(M)R states transmission or distribution of odoured gas is not permitted at a pressure above 7 barg.
Pressure | The delivery pressure shall be the pressure required to deliver natural gas at the delivery point into our entry facility at any time, taking into account the back pressure of our system at the delivery point, which will vary from time to time. The entry pressure shall not exceed the maximum operating pressure at the delivery point
Delivery Temperature | Between 1°C and 38°C
Mecury | No more than 10 μg/m3
*Requests for higher limits will be considered

## Table A6.1
Table A6.1: Quantities of unsold NTS exit (flat) capacity
Region Number | Region | Obligated | Unsold
|  | (GWh/d) | (GWh/d) | % of unsold capacity | % change from 2019 GTYS
1 | Scotland & the North | 719 | 213 | 30 | 8
2 | North West & West Midlands (North) | 1110 | 423 | 38 | 0
2.1 | North Wales & Cheshire | 315 | 202 | 64 | -1
3 | North East, Yorkshire & Lincolnshire | 1558 | 710 | 46 | 29
4 | South Wales & West Midlands (South) | 569 | 157 | 28 | 19
5 | Central & East Midlands | 281 | 113 | 40 | 0
6 | Peterborough to Aylesbury | 126 | 17 | 13 | -10
7 | Norfolk | 367 | 137 | 37 | 5
8 | Southern | 526 | 201 | 38 | -18
9 | London, Suffolk & the South East | 1504 | 428 | 28 | 4
10 | South West | 461 | 55 | 12 | -2

## Table A6.2
Table A6.2: Direct connected offtakes by NTS exit capacity map zone
Region | Offtake | Region | Offtake | Region | Offtake
1 | Blackness (BP Grangemouth) | 3 | Aldborough Storage | 4 | Abergelli Power Station
| Fordoun Industrial |  | Billingham ICI |  | Abernedd Power Station
| Glenmavis (Storage) |  | Blyborough (Brigg) |  | Hirwaun Power Station
| Gowkhall (Longannet) |  | Blyborough (Cottam) |  | Pembroke Power Station
| Moffat Irish Interconnector |  | Caythorpe Storage |  | Tonna (Baglan Bay)
| St Fergus (Peterhead) |  | Eastoft (Keadby Blackstart) |  | Upper Neeston (Milford Haven) Refinery
| St Fergus (Shell Blackstart) |  | Eastoft (Keadby) | 5 | Caldecott (Corby) Power Station
2 | Barrow (Bains) |  | Enron Billingham |  | Drakelow Power Station
| Barrow (Blackstart) |  | Goole (Guardian Glass) |  | Peterborough Power Station
| Barrow (Gateway) |  | Hatfield Moor Storage | 7 | Bacton (Baird) Storage
| Carrington (Partington) Power Station |  | Hatfield Power Station |  | Bacton (Deborah) Storage
| Ferny Knoll (AM Paper) |  | Hatfield West Storage |  | Bacton (Esmond Forbes) Storage
| Fleetwood (Preesall) Storage |  | Hornsea Storage |  | Bacton Great Yarmouth
Keadby 2 Power Station
| Roosecote Power Station |  | Phillips Petroleum Teeside |  | Bacton IUK Interconnector
Palm Paper
| Sandy Lane (Blackburn) Power Station |  | Rosehill (Saltend) Power Station |  | Saddle Bow (Kings Lynn) Power Station
| Sellafield Power Station |  | Rough Storage |  | St Neotts ( Little Barford)
| Trafford Power Station |  | Saltend BPHP | 8 | Didcot Power Station
| Wyre Power Station |  | Saltfleetby Storage |  | Humbly Grove Storage
2.1 | Burton Point (Connahs Quay) |  | Spalding 2 (South Holland) Power Station |  | Marchwood Power Station
|  |  |  | 9 | Barking (Horndon)
Coryton 2 (Thames Haven) Power Station
Epping Green (Enfield Energy)
| Deeside Power Station |  | Stalingborough |  | Grain Power Station
| Harwarden (Aka Shotton Paper) |  | Staythorpe |  | Medway (Isle of Grain) Power Station
| Hill Top Farm Storage |  | Sutton Bridge Power Station |  | Middle Stoke (Damhead Creek) Power Station
| Hole House Farm Storage |  | Teeside (BASF) |  | Ryehouse
| Holford Storage |  | Teeside Hydrogen |  | Stanford Le Hope (Coryton)
| Hollingsgreen (Hays Chemicals) |  | Teeside (Seal Sands) Power Station | 10 | Abson (Seabank) Power Station
| ICIR(CastnerKelner_ICI_Runcorn) |  | Thornton Curtis (Humber Refinery) |  | Avonmouth Storage
| King Street Storage |  | Thornton Curtis (Killingholme) |  | Centrax Industrial
| Pickmere (Winnington Power Station) |  | West Burton Power Station |  | ICI Sevenside
| Shellstar (Aka Kemira) |  | Whitehill Storage |  | Langage Power Station
| Shotwick (BridgewaterPaper) |  | Wragg Marsh (Spalding) |  | Portland Storage
| Stublach Storage |  | Zenica (ICI Avecia) |  | Seabank Power Station
Weston Point (Rocksavage) Power Station
Willington Power Station

## Table A6.3
Table A6.3: NTS/DN exit zones
Exit Zone | Offtake | Exit Zone | Offtake | Exit Zone | Offtake
EA1 | Eye | NO1 | Thrintoft | SE1 | Tatsfield
| West Winch |  | Saltwick |  | Shorne
| Brisley |  | Humbleton |  | Farningham
| Bacton Terminal |  | Little Burdon | SE2 | Winkfield (SE)
EA2 | Bacton Terminal |  | Elton | SO1 | Ipsden
| Great Wilbraham | NO2 | Wetheral |  | Winkfield (SO)
| Roudham Heath |  | Keld | SO2 | Mappowder
EA3 | Bacton Terminal |  | Melkinthorpe |  | Braishfield
| Yelverton |  | Tow Law | SW1 | Fiddington
EA4 | Matching Green | NT1 | Winkfield (NT) |  | Evesham
| Royston | NT2 | Horndon |  | Ross (SW)
| Whitwell |  | Luxborough Lane | SW2 | Littleton Drew
EA6 | Hardwick | NT3 | Peters Green |  | Easton Grey
EM1 | Thornton Curtis | NW1 | Blackrod |  | Cirencester
| Walesby |  | Salmesbury |  | Ilchester
EM2 | Kirkstead |  | Lupton |  | Pucklechurch
| Sutton Bridge | NW2 | Mickle Trafford |  | Seabank
| Silk Willoughby |  | Malpas | SW3 | Kenn
| Gosberton |  | Warburton |  | Aylesbeare
| Blyborough |  | Weston Point |  | Lyneham (Choakford)
EM3 | Alrewas (EM) |  | Partington |  | Coffinswell
| Blaby |  | Holmes Chapel | WA1 | Maelor
| Drointon |  | Ecclestone | WA2 | Dyffryn Clydach
| Tur Langton |  | Audley (NW) |  | Dowlais
EM4 | Market Harborough | SC1 | Careston |  | Gilwern
| Caldecott |  | Balgray | WM1 | Aspley
NE1 | Towton |  | Kinknockie |  | Audley (WM)
| Rawcliffe |  | Aberdeen |  | Milwich
| Baldersby |  | St Fergus | WM2 | Shustoke
| Pannal |  | Mosside |  | Austrey
| Asselby | SC2 | Broxburn |  | Alrewas (WM)
| Burley Bank |  | Armadale | WM3 | Ross (WM)
NE2 | Ganstead | SC3 | Hulme |  | Rugby
| Pickering |  | Soutra |  | Leamington Spa
| Paull | SC4 | Nether Howleugh |  | Lower Quinton
NO1 | Guyzance |  | Lockerbie |  | Stratford-Upon-Avon
| Cowpen Bewley |  | Pitcairngreen
| Coldstream |  | Bathgate
| Bishop Auckland |  | Stranraer
| Corbridge |  | Glenmavis
Drum

## Table A6.4
Table A6.4: Quantities of entry capacity by zone
Entry Zone | ASEP | Obligated Capacity GWh/day | 2020/2021 GWh/day | Unsold Capacity 2024/2025 GWh/day | 2025/2026 GWh/day
Northern Triangle | Barrow | 340.01 | 265.9 | 338.53 | 340.01
| Canonbie | 0 | 0 | 0 | 0
| Glenmavis | 99 | 99 | 99 | 99
| St Fergus | 1670.7 | 1571.98 | 1663.74 | 1666.94
| Teesside | 445.09 | 368.54 | 390.76 | 399.5
North West | Burton Point | 73.5 | 65.13 | 73.5 | 73.5
| Cheshire | 556.27 | 28.59 | 28.59 | 28.59
| Fleetwood | 350 | 350 | 35 | 70
| Hole House Farm | 296.6 | 13.16 | 13.16 | 13.16
| Partington | 201.43 | 201.43 | 201.43 | 201.43
Easington Area | Caythorpe | 90 | 0 | 0 | 90
| Easington (incl. Rough) | 1407.15 | 106.2 | 531.91 | 647.48
| Garton | 420 | 0 | 420 | 420
| Hatfield Moor (onshore) | 0.3 | 0.3 | 0.3 | 0.3
| Hornsea | 233.1 | 27.31 | 233.1 | 233.1
| Hatfield Moor (storage) | 25 | 3 | 3 | 25
| Theddlethorpe | 610.7 | 601.7 | 610.7 | 610.7
South West | Avonmouth | 179.3 | 179.3 | 179.3 | 179.3
| Barton Stacey | 172.6 | 82.6 | 172.6 | 172.6
| Dynevor Arms | 49 | 49 | 49 | 49
| Milford Haven | 950 | 0 | 95 | 95
| Wytch Farm | 3.3 | 3.3 | 3.3 | 3.3
South East | Bacton IP | 1297.8 | 1034.36 | 1181.82 | 1297.8
| Bacton UKCS | 485.6 | 0 | 0 | 180.02
| Isle of Grain | 699.68 | 35.38 | 177.08 | 277.08

## Table A8.1
Table A8.1: Existing import infrastructure
Facility | Operator / Developer | Type | Location | Capacity (bcm/year)
Interconnector | IUK | Pipeline | Bacton | 26.9
BBL Pipeline | BBL Company | Pipeline | Bacton | 16.4
Isle of Grain 1-3 | National Grid | LNG | Kent | 20.4
South Hook 1-2 | Qatar Petroleum and ExxonMobil | LNG | Milford Haven | 21
Dragon 1 | Shell / Petronas | LNG | Milford Haven | 9.4
Langeled | Gassco | Pipeline | Easington | 26.3
Vesterled | Gassco | Pipeline | St Fergus | 14.2
Tampen | Gassco | Pipeline | St Fergus | 9.9
Gjoa | Gassco | Pipeline | St Fergus | 6.2
|  |  | Total | 150.7

## Table A8.2
Table A8.2: Proposed import projects
Project | Operator / Developer | Type | Location | Start-up | Capacity (bcm/year) | Status
Isle of Grain 4 | National Grid | LNG | Kent | ~ | ~ | Open Season

## Table A8.3
Table A8.3: Existing storage infrastructure
Site | Operator / Developer | Location | Space (bcm) | Approximate max delivery (mcm/d)
Aldbrough | SSE/Statoil | East Yorkshire | 0.32 | 31.1
Hatfield Moor | Scottish Power | South Yorkshire | 0.12 | 1.8
Holehouse Farm* | EDF Trading | Cheshire | 0.02 | 0
Holford | Uniper | Cheshire | 0.22 | 32.3
Hornsea | SSE | East Yorkshire | 0.3 | 11.7
Humbly Grove | Humbly Grove Energy | Hampshire | 0.29 | 7.3
Hill Top Farm | EDF Energy | Cheshire | 0.06 | 14
Stublach | Storengy | Cheshire | 0.4 | 30
Total |  |  | 1.73 | 128.2

## Table A8.4
Table A9.4: Proposed storage projects
Project | Operator / Developer | Location | Space (bcm) | Status
Gateway | Stag Energy | Offshore Morecambe Bay | 1.5 | Planning granted, no FID
Deborah | Eni | Offshore Bacton | 4.6 | Planning granted, no FID
Islandmagee | InfrasStrata | County Antrim, Northern Ireland | 0.5 | Planning granted, no FID
King Street | King Street Energy | Cheshire | 0.3 | Planning granted, no FID
Preesall | Halite Energy | Lancashire | 0.6 | Planning granted, no FID
Saltfleetby | Wingaz | Lincolnshire | 0.8 | Planning granted, no FID
Whitehill | E.ON | East Yorkshire | 0.4 | Planning granted, no FID
|  | Total | 8.7

## Annual and Peak by load band
A5.1A - Steady Progression: Annual demand
Source: National Grid
Calender year DS35
|  | 2020 | 2021 | 2022 | 2023 | 2024 | 2025 | 2026 | 2027 | 2028 | 2029 | 2030 | 2031 | 2032 | 2033 | 2034 | 2035 | 2036 | 2037 | 2038 | 2039 | 2040 | 2041 | 2042 | 2043 | 2044 | 2045 | 2046 | 2047 | 2048 | 2049 | 2050
| 0-73.2 MWh | 325.0539 | 325.0602 | 325.1171 | 325.2525 | 325.552 | 325.677 | 325.9785 | 325.9215 | 325.969 | 326.128 | 326.6128 | 326.6379 | 326.7387 | 326.922 | 326.9981 | 326.6249 | 326.1693 | 325.9778 | 325.9654 | 326.0352 | 325.1766 | 323.2113 | 321.9723 | 320.9737 | 320.4615 | 320.0063 | 318.697 | 318.3509 | 318.1551 | 318.1189 | 318.3848
| 73.2-732 MWh | 54.5808 | 58.4349 | 60.7282 | 62.8798 | 65.5893 | 68.189 | 70.8089 | 73.3508 | 75.7639 | 77.9573 | 79.6417 | 81.2338 | 82.7118 | 84.0286 | 85.0845 | 85.685 | 86.1792 | 86.5924 | 86.921 | 87.3621 | 88.0479 | 88.7017 | 89.2914 | 89.8247 | 90.383 | 90.8521 | 91.235 | 91.5237 | 91.6493 | 91.6372 | 91.5187
| NDM > 732 MWh | 73.0316 | 74.1176 | 74.9207 | 75.891 | 76.4388 | 76.6829 | 77.3233 | 77.8166 | 78.5443 | 81.4517 | 81.9589 | 82.0498 | 82.2208 | 82.378 | 82.4963 | 82.6133 | 82.7236 | 82.8293 | 82.919 | 83.0057 | 83.2553 | 83.4635 | 83.6372 | 83.7795 | 84.0652 | 85.4285 | 85.5491 | 85.5112 | 85.6967 | 87.971 | 88.289
| Total NDM | 452.6663 | 457.6128 | 460.7661 | 464.0233 | 467.5802 | 470.5489 | 474.1106 | 477.0889 | 480.2772 | 485.537 | 488.2134 | 489.9215 | 491.6713 | 493.3287 | 494.5789 | 494.9233 | 495.0721 | 495.3995 | 495.8055 | 496.403 | 496.4798 | 495.3766 | 494.9009 | 494.578 | 494.9097 | 496.2869 | 495.4811 | 495.3858 | 495.5011 | 497.7272 | 498.1926
| Total DM | 87.7769 | 87.7915 | 87.0057 | 87.0166 | 87.0179 | 87.2689 | 86.7954 | 86.4756 | 86.1378 | 83.0034 | 82.7606 | 82.5522 | 82.2505 | 81.9842 | 81.7799 | 81.4537 | 81.196 | 80.8973 | 80.6307 | 80.3666 | 80.1322 | 79.9298 | 79.729 | 79.5221 | 79.2767 | 77.5258 | 77.2248 | 76.9866 | 76.5909 | 73.4939 | 73.2125
| LDZ Shrinkage | 2.6451 | 2.5394 | 2.6235 | 2.6236 | 2.5837 | 2.5439 | 2.5234 | 2.4964 | 2.4642 | 2.4138 | 2.3698 | 2.3281 | 2.2935 | 2.2461 | 2.2051 | 2.1641 | 2.129 | 2.0821 | 2.0411 | 2.0001 | 1.9646 | 1.9181 | 1.8771 | 1.8361 | 1.8001 | 1.7541 | 1.7131 | 1.6721 | 1.6357 | 1.5901 | 1.5491
| Total LDZ | 543.0884 | 547.9437 | 550.3952 | 553.6635 | 557.1818 | 560.3617 | 563.4294 | 566.0609 | 568.8793 | 570.9542 | 573.3439 | 574.8018 | 576.2152 | 577.559 | 578.5639 | 578.5411 | 578.3971 | 578.3789 | 578.4773 | 578.7697 | 578.5766 | 577.2244 | 576.507 | 575.9361 | 575.9865 | 575.5669 | 574.419 | 574.0444 | 573.7277 | 572.8111 | 572.9542
| NTS Industrial | 23.3067 | 23.5365 | 23.6814 | 23.8433 | 24.0131 | 24.1016 | 24.127 | 24.1183 | 24.145 | 24.1209 | 24.1312 | 24.124 | 24.1484 | 24.1244 | 24.1328 | 24.1273 | 24.1535 | 24.1288 | 24.1379 | 24.1315 | 24.1574 | 24.1345 | 24.1439 | 24.1374 | 24.1621 | 24.139 | 24.1489 | 24.1418 | 24.1661 | 24.1405 | 24.1518
| Exports to Ireland | 54.1576 | 57.5868 | 59.4248 | 61.374 | 61.5855 | 62.3627 | 65.2641 | 66.5791 | 67.0037 | 67.3382 | 67.311 | 66.8776 | 66.5385 | 66.1028 | 66.213 | 68.1499 | 67.9466 | 67.0434 | 66.2615 | 65.48 | 64.8853 | 64.1649 | 63.5497 | 62.8919 | 62.335 | 61.6382 | 61.044 | 60.4093 | 59.8697 | 59.1987 | 58.704
| NTS Power Generation | 221.8322 | 210.0936 | 190.6956 | 180.6448 | 180.8338 | 197.0807 | 170.1832 | 142.4912 | 110 | 78.4837 | 84.0132 | 97.123 | 103.1785 | 109.3747 | 111.2886 | 116.981 | 117.5987 | 111.2034 | 121.1016 | 128.5799 | 130.1892 | 139.7969 | 151.9762 | 156.8665 | 156.3993 | 146.3094 | 134.8698 | 135.4492 | 131.5317 | 128.0972 | 114.5841
| NTS Consumption | 299.2965 | 291.2169 | 273.8018 | 265.8621 | 266.4323 | 283.545 | 259.5742 | 233.1886 | 201.1488 | 169.9428 | 175.4554 | 188.1246 | 193.8654 | 199.6019 | 201.6344 | 209.2582 | 209.6988 | 202.3756 | 211.5009 | 218.1914 | 219.232 | 228.0962 | 239.6698 | 243.8958 | 242.8964 | 232.0865 | 220.0627 | 220.0003 | 215.5675 | 211.4365 | 197.4399
| NTS Shrinkage | 3.4849 | 3.4928 | 3.4372 | 3.4054 | 3.4139 | 3.464 | 3.4171 | 3.325 | 3.2214 | 3.0926 | 3.0835 | 3.128 | 3.1643 | 3.1787 | 3.1881 | 3.2125 | 3.2257 | 3.1914 | 3.2095 | 3.2365 | 3.2511 | 3.2623 | 3.2984 | 3.3157 | 3.3219 | 3.2775 | 3.2248 | 3.2077 | 3.1975 | 3.1682 | 3.1182
| Total excluding IUK | 845.8698 | 842.6534 | 827.6342 | 822.931 | 827.028 | 847.3707 | 826.4207 | 802.5745 | 773.2495 | 743.9896 | 751.8827 | 766.0544 | 773.2448 | 780.3396 | 783.3865 | 791.0118 | 791.3216 | 783.9459 | 793.1877 | 800.1976 | 801.0597 | 808.583 | 819.4752 | 823.1476 | 822.2048 | 810.9309 | 797.7065 | 797.2525 | 792.4927 | 787.4158 | 773.5123
| IUK | 87.5812 | 88.4154 | 87.8152 | 87.8001 | 88.0966 | 87.9026 | 88.1702 | 88.3109 | 88.5339 | 88.7823 | 88.5056 | 88.783 | 88.7492 | 88.7492 | 88.7492 | 88.7492 | 88.861 | 88.8583 | 88.7049 | 88.6928 | 88.6201 | 88.7492 | 88.7492 | 88.7492 | 88.7492 | 88.7492 | 88.7492 | 88.7492 | 88.7492 | 88.7492 | 84.8299
| Total including IUK | 933.4511 | 931.0688 | 915.4494 | 910.7311 | 915.1246 | 935.2734 | 914.5909 | 890.8854 | 861.7834 | 832.7719 | 840.3883 | 854.8374 | 861.9941 | 869.0888 | 872.1357 | 879.761 | 880.1826 | 872.8042 | 881.8926 | 888.8904 | 889.6798 | 897.3322 | 908.2244 | 911.8969 | 910.954 | 899.6801 | 886.4557 | 886.0017 | 881.2419 | 876.165 | 858.3422
A5.1B - System Transformation: Annual demand
Source: National Grid
Calender year DS35
|  | 2020 | 2021 | 2022 | 2023 | 2024 | 2025 | 2026 | 2027 | 2028 | 2029 | 2030 | 2031 | 2032 | 2033 | 2034 | 2035 | 2036 | 2037 | 2038 | 2039 | 2040 | 2041 | 2042 | 2043 | 2044 | 2045 | 2046 | 2047 | 2048 | 2049 | 2050
| 0-73.2 MWh | 322.9283 | 320.9092 | 319.024 | 316.4088 | 314.3323 | 311.9403 | 309.56 | 307.2889 | 304.9903 | 302.3906 | 299.0913 | 294.6576 | 286.7047 | 279.677 | 269.8415 | 257.3208 | 242.4117 | 224.7228 | 209.2814 | 193.3432 | 172.9494 | 150.2621 | 123.0595 | 98.9783 | 77.151 | 55.5788 | 36.7397 | 20.23 | 8.5569 | 3.1516 | 0.28642
| 73.2-732 MWh | 53.7372 | 55.964 | 57.2123 | 58.2584 | 59.4288 | 59.86 | 60.235 | 60.5974 | 60.9395 | 61.0923 | 60.3862 | 59.9904 | 58.9878 | 57.2679 | 54.2369 | 50.6149 | 45.7325 | 41.3188 | 37.616 | 33.9688 | 29.6335 | 26.3527 | 21.8032 | 17.4241 | 13.0635 | 9.5496 | 7.3254 | 5.0973 | 2.4759 | 0.82994 | 0.085203
| NDM > 732 MWh | 72.4518 | 73.4901 | 73.581 | 73.8759 | 73.9356 | 74.1085 | 73.9872 | 74.1553 | 76.2085 | 75.9871 | 75.2341 | 74.0836 | 72.5997 | 70.9305 | 68.6873 | 66.1758 | 63.0293 | 59.3802 | 56.9916 | 53.1524 | 48.314 | 43.8342 | 38.6133 | 35.2601 | 29.2781 | 23.2488 | 18.6972 | 13.8919 | 10.4396 | 7.5896 | 6.8517
| Total NDM | 449.1173 | 450.3633 | 449.8173 | 448.5431 | 447.6967 | 445.9088 | 443.7822 | 442.0417 | 442.1383 | 439.47 | 434.7115 | 428.7316 | 418.2922 | 407.8754 | 392.7658 | 374.1114 | 351.1734 | 325.4217 | 303.889 | 280.4644 | 250.897 | 220.449 | 183.476 | 151.6625 | 119.4927 | 88.3771 | 62.7623 | 39.2193 | 21.4724 | 11.5711 | 7.2233
| Total DM | 86.7999 | 85.9853 | 85.1758 | 85.1451 | 84.9748 | 84.6001 | 84.1231 | 83.4758 | 79.8695 | 78.8682 | 77.8936 | 76.4837 | 74.8096 | 72.9887 | 70.9114 | 68.6091 | 66.0518 | 63.0364 | 58.4884 | 55.1257 | 51.2183 | 47.1991 | 42.2868 | 34.2629 | 28.3971 | 22.3961 | 17.5525 | 12.6042 | 9.831 | 7.3199 | 5.6913
| LDZ Shrinkage | 2.6451 | 2.5394 | 2.6235 | 2.6236 | 2.5837 | 2.5439 | 2.5234 | 2.4964 | 2.4642 | 2.4138 | 2.3698 | 2.3281 | 2.2935 | 2.2461 | 2.2051 | 2.1641 | 2.129 | 2.0821 | 2.0411 | 2.0001 | 1.9646 | 1.9181 | 1.8771 | 1.8361 | 1.8001 | 1.7541 | 1.7131 | 1.6721 | 1.6357 | 1.5901 | 1.5491
| Total LDZ | 538.5623 | 538.888 | 537.6167 | 536.3118 | 535.2552 | 533.0528 | 530.4287 | 528.0138 | 524.472 | 520.752 | 514.975 | 507.5434 | 495.3953 | 483.1102 | 465.8823 | 444.8847 | 419.3542 | 390.5402 | 364.4185 | 337.5902 | 304.0799 | 269.5663 | 227.6399 | 187.7616 | 149.6899 | 112.5274 | 82.0279 | 53.4956 | 32.939 | 20.4811 | 14.4637
| NTS Industrial | 23.0953 | 23.1438 | 23.1475 | 23.0465 | 23.086 | 23.0098 | 23.4152 | 23.9846 | 25.4433 | 26.9918 | 31.8034 | 38.7091 | 49.9421 | 64.7777 | 85.5313 | 108.8363 | 137.793 | 174.4686 | 205.1665 | 234.0743 | 276.0783 | 315.3787 | 370.6013 | 419.9566 | 474.3607 | 527.3849 | 561.9637 | 599.847 | 626.7532 | 644.0286 | 651.6823
| Exports to Ireland | 55.8505 | 61.1059 | 65.6548 | 70.3549 | 73.0176 | 75.4016 | 79.0292 | 80.9747 | 80.0105 | 78.4387 | 75.7869 | 73.2587 | 71.0221 | 68.6876 | 66.8997 | 66.9123 | 64.6692 | 61.7076 | 58.8846 | 56.1685 | 53.8865 | 51.9302 | 50.2181 | 48.4853 | 46.8269 | 45.0569 | 43.3594 | 41.6307 | 39.96 | 38.2018 | 36.7324
| NTS Power Generation | 213.9968 | 178.3019 | 157.6044 | 154.2237 | 149.6291 | 114.5261 | 88.3823 | 58.2096 | 69.5726 | 65.6748 | 70.2703 | 53.0818 | 39.5396 | 22.4894 | 15.9344 | 10.1789 | 5.4253 | 3.1214 | 3.0594 | 2.897 | 2.6022 | 3.1278 | 2.9652 | 1.2 | 0.77163 | 0.7348 | 0.080022 | 0.0018078 | 1.5596e-12 | 1.5596e-12 | 1.5596e-12
| NTS Consumption | 292.9425 | 262.5516 | 246.4068 | 247.6252 | 245.7327 | 212.9376 | 190.8267 | 163.1689 | 175.0263 | 171.1052 | 177.8606 | 165.0496 | 160.5038 | 155.9547 | 168.3654 | 185.9274 | 207.8875 | 239.2976 | 267.1106 | 293.1398 | 332.567 | 370.4367 | 423.7846 | 469.6418 | 521.9593 | 573.1766 | 605.4031 | 641.4795 | 666.7132 | 682.2304 | 688.4147
| NTS Shrinkage | 3.4849 | 3.4928 | 3.4372 | 3.4054 | 3.4139 | 3.464 | 3.4171 | 3.325 | 3.2214 | 3.0926 | 3.0835 | 3.128 | 3.1643 | 3.1787 | 3.1881 | 3.2125 | 3.2257 | 3.1914 | 3.2095 | 3.2365 | 3.2511 | 3.2623 | 3.2984 | 3.3157 | 3.3219 | 3.2775 | 3.2248 | 3.2077 | 3.1975 | 3.1682 | 3.1182
| Total excluding IUK | 834.9897 | 804.9325 | 787.4606 | 787.3423 | 784.4018 | 749.4543 | 724.6725 | 694.5078 | 702.7197 | 694.9499 | 695.9191 | 675.721 | 659.0634 | 642.2437 | 637.4358 | 634.0246 | 630.4674 | 633.0292 | 634.7386 | 633.9664 | 639.898 | 643.2653 | 654.723 | 660.7191 | 674.9711 | 688.9815 | 690.6557 | 698.1828 | 702.8497 | 705.8797 | 705.9966
| IUK | 63.7443 | 62.9477 | 62.9891 | 62.8747 | 63.7671 | 63.4864 | 63.4976 | 63.7695 | 63.9521 | 63.672 | 63.9588 | 63.9596 | 63.9594 | 63.8835 | 63.9618 | 63.9637 | 63.9642 | 63.8836 | 63.9675 | 64.0432 | 63.9572 | 63.9676 | 63.9671 | 63.8998 | 63.9978 | 63.9978 | 63.9978 | 63.9978 | 63.9978 | 63.9978 | 63.0351
| Total including IUK | 898.7341 | 867.8802 | 850.4497 | 850.217 | 848.1689 | 812.9407 | 788.1701 | 758.2773 | 766.6719 | 758.6218 | 759.8779 | 739.6806 | 723.0227 | 706.1272 | 701.3976 | 697.9883 | 694.4317 | 696.9128 | 698.7061 | 698.0096 | 703.8552 | 707.2329 | 718.6901 | 724.6189 | 738.9689 | 752.9792 | 754.6535 | 762.1806 | 766.8474 | 769.8775 | 769.0317
A5.1C - Consumer Transformation: Annual demand
Source: National Grid
Calender year DS35
|  | 2020 | 2021 | 2022 | 2023 | 2024 | 2025 | 2026 | 2027 | 2028 | 2029 | 2030 | 2031 | 2032 | 2033 | 2034 | 2035 | 2036 | 2037 | 2038 | 2039 | 2040 | 2041 | 2042 | 2043 | 2044 | 2045 | 2046 | 2047 | 2048 | 2049 | 2050
| 0-73.2 MWh | 321.5864 | 318.284 | 314.1362 | 304.5931 | 295.3061 | 286.8019 | 277.9767 | 266.8345 | 256.1617 | 246.6549 | 237.3488 | 227.2923 | 216.3062 | 200.639 | 186.2649 | 173.1204 | 160.1396 | 147.176 | 134.3513 | 117.6102 | 104.8839 | 93.6152 | 82.0151 | 70.8642 | 58.8765 | 41.2529 | 29.2868 | 20.6614 | 13.5226 | 3.4814 | 0.30033
| 73.2-732 MWh | 52.1285 | 53.2751 | 53.4605 | 53.4667 | 53.5133 | 52.732 | 51.8332 | 50.9361 | 49.9435 | 48.7509 | 46.9898 | 45.8635 | 44.4308 | 42.3456 | 39.6614 | 36.4949 | 32.8116 | 30.2684 | 27.7038 | 25.1663 | 22.9144 | 20.6361 | 18.1547 | 15.5672 | 12.8801 | 10.167 | 7.4269 | 5.0228 | 3.0857 | 1.414 | 0.21224
| NDM > 732 MWh | 70.4101 | 70.6266 | 69.7627 | 69.1068 | 68.2821 | 67.5156 | 66.558 | 65.6101 | 64.5138 | 63.4343 | 62.2407 | 61.0609 | 61.9008 | 60.3246 | 58.3408 | 56.2215 | 55.117 | 52.492 | 49.5121 | 46.2507 | 42.6875 | 39.1404 | 37.3572 | 33.0323 | 28.1122 | 22.8786 | 18.1705 | 13.3208 | 8.416 | 3.4865 | 0.35371
| Total NDM | 444.125 | 442.1858 | 437.3595 | 427.1666 | 417.1015 | 407.0495 | 396.368 | 383.3807 | 370.619 | 358.8401 | 346.5793 | 334.2167 | 322.6377 | 303.3092 | 284.2671 | 265.8368 | 248.0682 | 229.9364 | 211.5672 | 189.0271 | 170.4859 | 153.3916 | 137.527 | 119.4636 | 99.8687 | 74.2984 | 54.8842 | 39.0051 | 25.0244 | 8.3818 | 0.86627
| Total DM | 85.7204 | 84.4751 | 83.1786 | 82.7223 | 82.0435 | 81.2579 | 80.3244 | 79.3504 | 78.4735 | 77.4636 | 76.4446 | 74.881 | 70.3935 | 68.5866 | 66.7946 | 64.6842 | 60.8843 | 58.4339 | 55.8359 | 52.9703 | 49.8624 | 46.2955 | 39.6749 | 35.3375 | 30.6797 | 25.6386 | 21.2364 | 16.7354 | 12.1567 | 7.3653 | 3.3729
| LDZ Shrinkage | 2.6451 | 2.5394 | 2.6235 | 2.6236 | 2.5837 | 2.5439 | 2.5234 | 2.4964 | 2.4642 | 2.4138 | 2.3698 | 2.3281 | 2.2935 | 2.2461 | 2.2051 | 2.1641 | 2.129 | 2.0821 | 2.0411 | 2.0001 | 1.9646 | 1.9181 | 1.8771 | 1.8361 | 1.8001 | 1.7541 | 1.7131 | 1.6721 | 1.6357 | 1.5901 | 1.5491
| Total LDZ | 532.4905 | 529.2002 | 523.1616 | 512.5125 | 501.7287 | 490.8513 | 479.2158 | 465.2275 | 451.5567 | 438.7175 | 425.3937 | 411.4258 | 395.3246 | 374.1418 | 353.2668 | 332.6851 | 311.0815 | 290.4525 | 269.4441 | 243.9976 | 222.3129 | 201.6052 | 179.079 | 156.6372 | 132.3485 | 101.6911 | 77.8337 | 57.4126 | 38.8167 | 17.3372 | 5.7883
| NTS Industrial | 22.165 | 22.0174 | 21.8163 | 21.5109 | 21.3508 | 21.0881 | 20.809 | 20.5351 | 20.3258 | 20.0836 | 19.8928 | 19.6882 | 19.5304 | 19.3379 | 19.1324 | 18.8906 | 18.6408 | 18.336 | 18.0285 | 17.6668 | 17.2911 | 16.8679 | 16.4196 | 15.9112 | 15.3639 | 14.7689 | 14.4067 | 14.0781 | 13.6597 | 13.1016 | 12.6866
| Exports to Ireland | 55.378 | 59.959 | 63.6949 | 67.1427 | 68.3876 | 69.2383 | 71.3305 | 72.6815 | 73.8348 | 75.0261 | 75.671 | 74.4147 | 72.8442 | 71.0259 | 69.2278 | 67.2743 | 65.3082 | 63.0607 | 60.778 | 58.2743 | 55.6625 | 52.7064 | 49.5687 | 46.0752 | 42.2671 | 37.8662 | 32.8998 | 27.076 | 20.0867 | 11.2686 | 1.6819
| NTS Power Generation | 212.3296 | 173.752 | 152.1848 | 151.8482 | 139.7664 | 98.1779 | 63.731 | 45.5871 | 57.9969 | 63.1606 | 66.7729 | 54.7916 | 34.9515 | 25.1249 | 19.277 | 16.7849 | 12.3515 | 7.9458 | 6.1769 | 5.0348 | 3.9181 | 1.7613 | 1.1741 | 0.36651 | 0.33139 | 0.32502 | 0.28382 | 0.010759 | 9.4959e-13 | 9.4959e-13 | 9.4959e-13
| NTS Consumption | 289.8726 | 255.7285 | 237.696 | 240.5017 | 229.5048 | 188.5043 | 155.8705 | 138.8037 | 152.1575 | 158.2703 | 162.3367 | 148.8946 | 127.3262 | 115.4887 | 107.6372 | 102.9498 | 96.3005 | 89.3424 | 84.9834 | 80.976 | 76.8716 | 71.3356 | 67.1624 | 62.3529 | 57.9624 | 52.9601 | 47.5903 | 41.1649 | 33.7464 | 24.3702 | 14.3686
| NTS Shrinkage | 3.4849 | 3.4928 | 3.4372 | 3.4054 | 3.4139 | 3.464 | 3.4171 | 3.325 | 3.2214 | 3.0926 | 3.0835 | 3.128 | 3.1643 | 3.1787 | 3.1881 | 3.2125 | 3.2257 | 3.1914 | 3.2095 | 3.2365 | 3.2511 | 3.2623 | 3.2984 | 3.3157 | 3.3219 | 3.2775 | 3.2248 | 3.2077 | 3.1975 | 3.1682 | 3.1182
| Total excluding IUK | 825.848 | 788.4216 | 764.2948 | 756.4196 | 734.6474 | 682.8196 | 638.5034 | 607.3562 | 606.9356 | 600.0804 | 590.8139 | 563.4483 | 525.8151 | 492.8092 | 464.0921 | 438.8474 | 410.6078 | 382.9864 | 357.637 | 328.2101 | 302.4356 | 276.2031 | 249.5399 | 222.3058 | 193.6328 | 157.9287 | 128.6488 | 101.7852 | 75.7606 | 44.8756 | 23.2751
| IUK | 76.3116 | 73.4173 | 70.9365 | 66.8113 | 63.2981 | 62.9961 | 59.732 | 55.834 | 51.9018 | 48.0147 | 44.0804 | 40.1588 | 40.1043 | 36.1572 | 36.0825 | 32.1208 | 32.1164 | 28.1048 | 28.1051 | 24.0902 | 24.0904 | 20.0754 | 20.0747 | 16.0605 | 16.0601 | 12.0463 | 12.0441 | 8.0777 | 8.0407 | 3.9581 | 0
| Total including IUK | 902.1596 | 861.8389 | 835.2313 | 823.2308 | 797.9455 | 745.8157 | 698.2354 | 663.1903 | 658.8374 | 648.0951 | 634.8943 | 603.6071 | 565.9194 | 528.9665 | 500.1746 | 470.9682 | 442.7241 | 411.0911 | 385.7422 | 352.3003 | 326.5261 | 296.2786 | 269.6145 | 238.3664 | 209.6929 | 169.975 | 140.6929 | 109.8629 | 83.8013 | 48.8337 | 23.2751
A5.1D - Leading the Way: Annual demand
Source: National Grid
Calender year DS35
|  | 2020 | 2021 | 2022 | 2023 | 2024 | 2025 | 2026 | 2027 | 2028 | 2029 | 2030 | 2031 | 2032 | 2033 | 2034 | 2035 | 2036 | 2037 | 2038 | 2039 | 2040 | 2041 | 2042 | 2043 | 2044 | 2045 | 2046 | 2047 | 2048 | 2049 | 2050
| 0-73.2 MWh | 320.138 | 313.1463 | 303.311 | 294.135 | 284.3164 | 275.2467 | 265.5954 | 252.0608 | 239.7184 | 228.4495 | 217.3079 | 206.6801 | 196.2293 | 186.8103 | 177.5269 | 166.6968 | 156.0547 | 145.3013 | 133.7574 | 113.2289 | 92.9149 | 76.2133 | 60.8972 | 42.5874 | 30.5829 | 16.505 | 6.2752 | 0.56275 | 0.18653 | 0.35595 | 0.07469
| 73.2-732 MWh | 52.7161 | 54.2554 | 54.7085 | 55.0015 | 55.2498 | 54.6373 | 53.854 | 53.1354 | 52.3551 | 51.3531 | 49.6278 | 48.4575 | 46.9611 | 44.7211 | 41.8589 | 38.4655 | 34.4915 | 31.6004 | 28.5289 | 25.3304 | 22.4078 | 19.3243 | 16.0486 | 12.9175 | 9.7953 | 6.7851 | 3.8938 | 1.8054 | 0.61818 | 0.22547 | 0.023886
| NDM > 732 MWh | 70.7432 | 71.0772 | 70.287 | 69.7941 | 69.0965 | 68.3197 | 67.2841 | 66.2545 | 64.9707 | 63.5974 | 62.2525 | 62.01 | 62.5452 | 60.4991 | 58.0591 | 55.3839 | 52.7181 | 51.8875 | 48.4817 | 44.4744 | 40.1248 | 35.421 | 30.3224 | 25.0066 | 19.325 | 13.4563 | 8.6669 | 4.314 | 1.8425 | 0.32676 | 0.028823
| Total NDM | 443.5974 | 438.479 | 428.3065 | 418.9306 | 408.6627 | 398.2036 | 386.7335 | 371.4507 | 357.0441 | 343.4001 | 329.1882 | 317.1476 | 305.7356 | 292.0305 | 277.4449 | 260.5462 | 243.2642 | 228.7892 | 210.768 | 183.0336 | 155.4475 | 130.9586 | 107.2683 | 80.5115 | 59.7033 | 36.7464 | 18.8358 | 6.6822 | 2.6472 | 0.90817 | 0.1274
| Total DM | 84.5037 | 83.6578 | 82.3225 | 81.8198 | 81.0734 | 80.3695 | 79.342 | 78.34 | 77.1403 | 75.8593 | 74.3524 | 71.1137 | 66.4191 | 64.3841 | 62.2859 | 60.0163 | 57.4258 | 51.9304 | 48.855 | 45.5613 | 41.904 | 37.8685 | 33.4076 | 28.5806 | 23.3173 | 17.745 | 13.2136 | 8.8129 | 6.4663 | 4.4863 | 2.9561
| LDZ Shrinkage | 2.6451 | 2.5394 | 2.6235 | 2.6236 | 2.5837 | 2.5439 | 2.5234 | 2.4964 | 2.4642 | 2.4138 | 2.3698 | 2.3281 | 2.2935 | 2.2461 | 2.2051 | 2.1641 | 2.129 | 2.0821 | 2.0411 | 2.0001 | 1.9646 | 1.9181 | 1.8771 | 1.8361 | 1.8001 | 1.7541 | 1.7131 | 1.6721 | 1.6357 | 1.5901 | 1.5491
| Total LDZ | 530.7462 | 524.6762 | 513.2525 | 503.374 | 492.3198 | 481.117 | 468.599 | 452.2871 | 436.6486 | 421.6732 | 405.9104 | 390.5894 | 374.4482 | 358.6607 | 341.9359 | 322.7266 | 302.819 | 282.8017 | 261.6641 | 230.5951 | 199.316 | 170.7452 | 142.553 | 110.9282 | 84.8207 | 56.2456 | 33.7626 | 17.1673 | 10.7492 | 6.9846 | 4.6326
| NTS Industrial | 23.2699 | 23.1542 | 22.9831 | 22.7405 | 22.6422 | 22.4407 | 22.2772 | 22.0753 | 21.8567 | 21.5583 | 21.2675 | 21.025 | 20.8033 | 20.5609 | 20.3672 | 20.1311 | 19.9016 | 19.5903 | 19.2894 | 18.7051 | 16.689 | 14.3645 | 12.0232 | 9.6477 | 7.2574 | 5.0367 | 4.0688 | 3.2934 | 2.5947 | 1.8561 | 1.1337
| Exports to Ireland | 55.378 | 59.959 | 63.6949 | 67.1427 | 68.3876 | 69.2383 | 71.3305 | 72.6815 | 73.8348 | 74.5973 | 72.8605 | 70.5921 | 68.3207 | 65.7401 | 63.0827 | 60.1684 | 57.1026 | 53.6151 | 49.8865 | 45.6856 | 41.0181 | 35.5894 | 29.3065 | 21.7165 | 12.2133 | 1.812 | 5.3564e-12 | 5.3564e-12 | 5.3564e-12 | 5.3564e-12 | 5.3564e-12
| NTS Power Generation | 203.6641 | 159.962 | 135.4422 | 120.4321 | 89.7839 | 61.7045 | 37.4312 | 25.1436 | 34.4165 | 38.2594 | 32.5556 | 25.7994 | 21.9166 | 16.9998 | 12.7849 | 8.2743 | 2.7057 | 0.089532 | 1.9585e-12 | 1.9585e-12 | 1.9585e-12 | 1.9585e-12 | 1.9585e-12 | 1.9585e-12 | 1.9585e-12 | 1.9585e-12 | 1.9585e-12 | 1.9585e-12 | 1.9585e-12 | 1.9585e-12 | 1.9585e-12
| NTS Consumption | 282.312 | 243.0752 | 222.1202 | 210.3153 | 180.8137 | 153.3835 | 131.0388 | 119.9004 | 130.108 | 134.415 | 126.6836 | 117.4165 | 111.0406 | 103.3009 | 96.2348 | 88.5738 | 79.71 | 73.2949 | 69.1759 | 64.3906 | 57.7071 | 49.954 | 41.3297 | 31.3642 | 19.4707 | 6.8487 | 4.0688 | 3.2934 | 2.5947 | 1.8561 | 1.1337
| NTS Shrinkage | 3.4849 | 3.4928 | 3.4372 | 3.4054 | 3.4139 | 3.464 | 3.4171 | 3.325 | 3.2214 | 3.0926 | 3.0835 | 3.128 | 3.1643 | 3.1787 | 3.1881 | 3.2125 | 3.2257 | 3.1914 | 3.2095 | 3.2365 | 3.2511 | 3.2623 | 3.2984 | 3.3157 | 3.3219 | 3.2775 | 3.2248 | 3.2077 | 3.1975 | 3.1682 | 3.1182
| Total excluding IUK | 816.5431 | 771.2442 | 738.8099 | 717.0946 | 676.5474 | 637.9645 | 603.0549 | 575.5126 | 569.978 | 559.1808 | 535.6775 | 511.1339 | 488.653 | 465.1403 | 441.3589 | 414.5129 | 385.7547 | 359.288 | 334.0495 | 298.2222 | 260.2742 | 223.9615 | 187.1811 | 145.6081 | 107.6132 | 66.3718 | 41.0561 | 23.6684 | 16.5414 | 12.0089 | 8.8845
| IUK | 49.3276 | 50.151 | 49.3217 | 49.4697 | 49.5245 | 49.2093 | 48.9186 | 48.2755 | 48.2183 | 43.976 | 43.649 | 40.1147 | 39.8585 | 36.1356 | 35.9921 | 32.1929 | 31.9552 | 28.1093 | 28.0244 | 24.1982 | 24.0049 | 20.2316 | 20.1045 | 16.4094 | 15.2856 | 0 | 0.01969 | 0.1155 | 0.1155 | 0.1155 | 0.09581
| Total including IUK | 865.8707 | 821.3952 | 788.1315 | 766.5644 | 726.072 | 687.1737 | 651.9736 | 623.7881 | 618.1963 | 603.1569 | 579.3265 | 551.2485 | 528.5115 | 501.2758 | 477.351 | 446.7058 | 417.7099 | 387.3973 | 362.0738 | 322.4205 | 284.2791 | 244.1931 | 207.2855 | 162.0174 | 122.8988 | 66.3718 | 41.0758 | 23.7839 | 16.6569 | 12.1244 | 8.9804
A5.1E - Five Year Forecast: Annual demand
Source: National Grid
Calender year DS35
|  | 2020 | 2021 | 2022 | 2023 | 2024
| 0-73.2 MWh | 2020: 324.4052; 2021: 323.2063; 2022: 322.1305; 2023: 321.9651; 2024: 322.089
| 73.2-732 MWh | 2020: 53.7784; 2021: 56.5639; 2022: 58.2173; 2023: 59.6577; 2024: 61.3905
| NDM > 732 MWh | 2020: 71.7728; 2021: 72.0374; 2022: 71.9916; 2023: 72.3093; 2024: 72.4592
| Total NDM | 2020: 449.9564; 2021: 451.8076; 2022: 452.3394; 2023: 453.932; 2024: 455.9387
| Total DM | 2020: 87.2284; 2021: 87.3234; 2022: 86.7874; 2023: 86.8789; 2024: 86.7184
| LDZ Shrinkage | 2020: 2.6451; 2021: 2.5394; 2022: 2.6235; 2023: 2.6236; 2024: 2.5837
| Total LDZ | 2020: 539.8299; 2021: 541.6704; 2022: 541.7503; 2023: 543.4344; 2024: 545.2408
| NTS Industrial | 2020: 23.1143; 2021: 23.2119; 2022: 23.2832; 2023: 23.2495; 2024: 23.3477
| Exports to Ireland | 2020: 55.6008; 2021: 60.2049; 2022: 64.0576; 2023: 67.6015; 2024: 68.9123
| NTS Power Generation | 2020: 214.4707; 2021: 182.3981; 2022: 163.6749; 2023: 177.8499; 2024: 169.4948
| NTS Consumption | 2020: 293.1858; 2021: 265.8149; 2022: 251.0157; 2023: 268.7009; 2024: 261.7548
| NTS Shrinkage | 2020: 3.4849; 2021: 3.4928; 2022: 3.4372; 2023: 3.4054; 2024: 3.4139
| Total excluding IUK | 2020: 836.5006; 2021: 810.9781; 2022: 796.2032; 2023: 815.5407; 2024: 810.4096
| IUK | 2020: 53.0477; 2021: 54.0126; 2022: 60.2572; 2023: 56.4715; 2024: 56.7258
| Total including IUK | 2020: 889.5484; 2021: 864.9907; 2022: 856.4604; 2023: 872.0121; 2024: 867.1353
A5.1F - Steady Progression: 1 in 20 peak day undiversified demand
Source: National Grid
DS35 Peak
| National | 2020/21 | 2021/22 | 2022/23 | 2023/24 | 2024/25 | 2025/26 | 2026/27 | 2027/28 | 2028/29 | 2029/30 | 2030/31 | 2031/32 | 2032/33 | 2033/34 | 2034/35 | 2035/36 | 2036/37 | 2037/38 | 2038/39 | 2039/40 | 2040/41 | 2041/42 | 2042/43 | 2043/44 | 2044/45 | 2045/46 | 2046/47 | 2047/48 | 2048/49 | 2049/50 | 2050/51
| Scotland | 352.5952 | 354.4128 | 355.6084 | 355.2435 | 356.5385 | 358.6234 | 359.9925 | 360.4663 | 362.7828 | 365.9288 | 366.9127 | 367.3636 | 369.21 | 370.7356 | 370.749 | 369.6431 | 371.2368 | 372.4359 | 372.9488 | 372.0341 | 371.2601 | 371.9172 | 372.6865 | 372.3039 | 374.1536 | 374.4489 | 375.4474 | 375.3997 | 379.1016 | 381.4315 | 381.4992
| Northern | 213.8777 | 214.3483 | 214.925 | 214.5862 | 215.8227 | 217.2821 | 217.7755 | 217.533 | 219.1179 | 220.5903 | 221.8655 | 222.1601 | 222.8989 | 223.4829 | 223.3468 | 222.421 | 224.0427 | 224.2921 | 224.2053 | 223.331 | 223.0364 | 223.5971 | 224.0828 | 223.363 | 224.3218 | 224.305 | 224.7532 | 224.7673 | 226.9586 | 227.9801 | 227.7457
| North West | 480.2955 | 484.3321 | 487.8526 | 490.8707 | 496.4284 | 502.452 | 506.8434 | 509.4543 | 517.525 | 524.3557 | 528.288 | 529.9318 | 534.5827 | 537.2775 | 538.7914 | 538.7671 | 541.4324 | 543.2495 | 543.8724 | 541.037 | 544.2708 | 545.7756 | 547.2641 | 544.3219 | 548.5269 | 549.3202 | 553.4088 | 554.0039 | 557.3257 | 560.9292 | 560.8006
| North East | 255.1451 | 256.4017 | 257.5187 | 257.6636 | 259.2544 | 261.3855 | 262.6858 | 262.9621 | 266.0575 | 268.466 | 270.6011 | 271.768 | 273.4589 | 274.4867 | 274.86 | 274.1333 | 275.9011 | 276.3669 | 276.6648 | 275.5476 | 276.3797 | 276.3197 | 277.2306 | 276.7245 | 278.3639 | 278.4898 | 279.9421 | 279.4117 | 282.4686 | 283.741 | 283.4504
| East Midlands | 432.2318 | 436.1926 | 439.794 | 443.2185 | 448.5496 | 454.8546 | 459.8174 | 462.4478 | 470.3754 | 476.8516 | 478.4769 | 482.0909 | 486.5033 | 488.5546 | 489.9715 | 490.0504 | 492.5883 | 493.5075 | 494.4466 | 491.2708 | 495.0617 | 495.8318 | 496.3487 | 494.8296 | 498.3085 | 499.0877 | 503.0869 | 503.0829 | 506.1905 | 509.4255 | 507.654
| West Midlands | 365.3696 | 366.9941 | 368.369 | 369.2833 | 371.579 | 374.1842 | 376.0618 | 375.8964 | 381.4701 | 384.9841 | 386.1486 | 387.1331 | 389.926 | 391.1682 | 392.5234 | 391.3735 | 393.6842 | 394.2176 | 395.2237 | 393.5177 | 395.0644 | 395.1001 | 396.2051 | 394.9306 | 398.2835 | 399.2072 | 401.2385 | 400.7825 | 404.9326 | 407.8702 | 407.5006
| Wales North | 44.8004 | 44.957 | 45.124 | 45.1417 | 45.282 | 45.6401 | 45.7349 | 45.7251 | 46.3512 | 46.823 | 46.7047 | 46.9617 | 47.2915 | 47.4346 | 47.6094 | 47.5624 | 47.9379 | 47.9696 | 48.0749 | 47.9152 | 48.1798 | 48.244 | 48.4518 | 48.3278 | 48.7266 | 48.8508 | 49.1718 | 49.2 | 49.6864 | 50.0544 | 50.0326
| Wales South | 216.065 | 216.6749 | 217.2333 | 217.3849 | 218.7665 | 220.2324 | 221.5294 | 222.268 | 224.7587 | 227.0738 | 232.5267 | 234.1204 | 235.6077 | 237.0103 | 237.213 | 237.3911 | 238.5592 | 239.1382 | 239.2518 | 238.5919 | 239.65 | 239.571 | 240.5017 | 240.2725 | 241.4718 | 241.4554 | 242.9988 | 244.9882 | 244.7682 | 203.4332 | 204.0427
| Eastern | 318.1294 | 320.268 | 321.6896 | 321.904 | 324.8994 | 327.4231 | 329.1607 | 330.1271 | 334.6046 | 338.1071 | 340.0533 | 340.9883 | 344.3931 | 346.0748 | 346.8924 | 346.2417 | 348.8255 | 350.0454 | 351.3625 | 349.9757 | 351.1289 | 352.1162 | 353.1538 | 353.0235 | 356.0603 | 356.3962 | 358.4687 | 358.9049 | 363.0428 | 365.9384 | 365.7914
| North Thames | 433.8154 | 435.9616 | 437.4886 | 437.5098 | 440.3844 | 442.6049 | 444.2188 | 444.5416 | 451.026 | 455.5498 | 457.1965 | 457.8458 | 462.1278 | 463.9082 | 465.1847 | 464.1892 | 467.3877 | 468.7995 | 470.5079 | 468.7928 | 470.8505 | 471.5812 | 472.8203 | 472.2059 | 476.7588 | 477.322 | 480.0528 | 479.9531 | 486.1081 | 489.7592 | 489.4574
| South East | 490.3433 | 492.6938 | 493.5605 | 492.6786 | 496.6321 | 499.0032 | 500.7441 | 500.9248 | 506.2842 | 511.1078 | 513.1954 | 514.0546 | 519.0518 | 520.9495 | 521.8308 | 520.6712 | 524.5634 | 526.3725 | 528.3877 | 525.9608 | 507.5219 | 508.4391 | 510.0086 | 510.5812 | 509.5918 | 506.1615 | 509.7952 | 509.9768 | 516.9032 | 521.1046 | 520.6233
| Southern | 322.8478 | 325.096 | 326.1333 | 326.3126 | 329.868 | 332.1419 | 334.3669 | 337.1562 | 338.8164 | 326.2982 | 329.281 | 330.4794 | 334.189 | 335.862 | 336.4392 | 336.1946 | 338.9195 | 340.4517 | 341.8053 | 340.2203 | 341.513 | 342.5633 | 343.6904 | 343.9359 | 346.5221 | 346.5283 | 348.9336 | 349.4826 | 353.2485 | 356.1684 | 355.4852
| South West | 262.5576 | 263.9233 | 265.0133 | 265.5024 | 267.481 | 269.7767 | 271.7946 | 272.4622 | 276.8757 | 280.1175 | 285.3341 | 286.9174 | 289.17 | 291.08 | 292.1312 | 291.8691 | 293.9417 | 294.943 | 295.8005 | 294.9572 | 296.6101 | 296.7488 | 298.0718 | 297.8204 | 300.4372 | 300.9189 | 302.9586 | 302.6029 | 306.3739 | 308.3898 | 308.0053
| Total LDZ | 4188.0738 | 4212.2562 | 4230.3101 | 4237.2997 | 4271.4861 | 4305.604 | 4330.7259 | 4341.9648 | 4396.0454 | 4426.2537 | 4456.5844 | 4471.8151 | 4508.4107 | 4528.0248 | 4537.5427 | 4530.5078 | 4559.0204 | 4571.7895 | 4582.5523 | 4563.1522 | 4560.5273 | 4567.8052 | 4580.5162 | 4572.6407 | 4601.5271 | 4602.4919 | 4630.2565 | 4632.5565 | 4677.1087 | 4666.2256 | 4662.0885
| NTS Industrial | 141.7583 | 141.7583 | 123.8096 | 123.8096 | 123.8096 | 123.8096 | 123.8096 | 123.8096 | 131.726 | 131.726 | 131.726 | 131.726 | 131.726 | 131.726 | 131.726 | 131.726 | 131.726 | 131.726 | 131.726 | 131.726 | 131.726 | 131.726 | 131.726 | 131.726 | 131.726 | 131.726 | 131.726 | 131.726 | 131.726 | 131.726 | 131.726
| NTS Power Generation | 1294.0977 | 1301.5977 | 1304.9977 | 1300.8777 | 1264.8177 | 1264.8177 | 1229.2466 | 1194.0466 | 1143.3144 | 1051.9544 | 1115.9544 | 1115.9544 | 1151.7544 | 1132.4544 | 1091.5144 | 1088.0844 | 974.0493 | 1024.0493 | 985.4493 | 860.8123 | 860.8123 | 768.0623 | 768.0623 | 753.5823 | 682.0423 | 579.2587 | 586.7587 | 540.6 | 540.6 | 540.6 | 473.6
| Exports via Moffat | 351.3 | 359.6 | 375 | 372.4 | 375.9 | 398.2 | 404.8 | 405.8 | 409.1 | 408.5 | 405.7 | 403.2 | 401.1 | 398.9 | 416.7 | 411.7 | 406.7 | 401.8 | 397.1 | 393.2 | 389.3 | 385.4 | 381.5 | 377.7 | 373.9 | 370.2 | 366.5 | 362.8 | 359.1 | 355.5 | 355.5
| Exports via IUK | 0 | 0 | 0 | 0 | 0 | 0 | 0 | 0 | 0 | 0 | 0 | 0 | 0 | 0 | 0 | 0 | 0 | 0 | 0 | 0 | 0 | 0 | 0 | 0 | 0 | 0 | 0 | 0 | 0 | 0 | 0
| Total NTS | 1787.156 | 1802.956 | 1803.8073 | 1797.0873 | 1764.5273 | 1786.8273 | 1757.8562 | 1723.6562 | 1684.1404 | 1592.1804 | 1653.3804 | 1650.8804 | 1684.5804 | 1663.0804 | 1639.9404 | 1631.5104 | 1512.4752 | 1557.5752 | 1514.2752 | 1385.7382 | 1381.8382 | 1285.1882 | 1281.2882 | 1263.0082 | 1187.6682 | 1081.1846 | 1084.9846 | 1035.126 | 1031.426 | 1027.826 | 960.826
| Total | 5975.2298 | 6015.2122 | 6034.1175 | 6034.3871 | 6036.0134 | 6092.4314 | 6088.5821 | 6065.6211 | 6080.1857 | 6018.4341 | 6109.9647 | 6122.6955 | 6192.9911 | 6191.1052 | 6177.4831 | 6162.0181 | 6071.4956 | 6129.3647 | 6096.8275 | 5948.8904 | 5942.3655 | 5852.9934 | 5861.8044 | 5835.6489 | 5789.1953 | 5683.6765 | 5715.2412 | 5667.6824 | 5708.5347 | 5694.0515 | 5622.9145
A5.1G - System Transformation: 1 in 20 peak day undiversified demand
Source: National Grid
DS35 Peak
| National | 2020/21 | 2021/22 | 2022/23 | 2023/24 | 2024/25 | 2025/26 | 2026/27 | 2027/28 | 2028/29 | 2029/30 | 2030/31 | 2031/32 | 2032/33 | 2033/34 | 2034/35 | 2035/36 | 2036/37 | 2037/38 | 2038/39 | 2039/40 | 2040/41 | 2041/42 | 2042/43 | 2043/44 | 2044/45 | 2045/46 | 2046/47 | 2047/48 | 2048/49 | 2049/50 | 2050/51
| Scotland | 348.9394 | 348.9009 | 347.3711 | 345.0931 | 344.8209 | 344.716 | 344.1267 | 343.2263 | 342.4358 | 340.7558 | 337.7719 | 330.322 | 325.3692 | 318.1128 | 306.7591 | 292.4222 | 276.3218 | 259.3077 | 242.339 | 220.1206 | 196.3449 | 170.7982 | 144.0424 | 117.1528 | 90.1863 | 67.0617 | 47.606 | 29.447 | 19.6227 | 14.4772 | 6.7542
| Northern | 211.5801 | 210.9879 | 209.9218 | 208.488 | 208.7656 | 208.8077 | 208.0598 | 207.1042 | 206.6828 | 205.2965 | 203.822 | 199.3477 | 196.0344 | 191.2114 | 184.4508 | 175.8217 | 166.5631 | 156.5239 | 146.4229 | 133.0892 | 119.4356 | 104.5878 | 89.1674 | 73.6716 | 57.7934 | 43.8786 | 32.0795 | 22.4973 | 16.3334 | 12.6631 | 4.8404
| North West | 473.0668 | 474.034 | 473.2048 | 472.5066 | 474.6717 | 474.3258 | 473.5128 | 471.7831 | 472.6847 | 470.3001 | 465.795 | 455.3517 | 447.9951 | 436.3206 | 419.8399 | 397.4698 | 373.1083 | 348.5362 | 324.4067 | 293.2059 | 262.7624 | 227.8763 | 192.6971 | 156.5682 | 120.3716 | 89.2679 | 62.8742 | 39.5452 | 25.5337 | 15.8588 | 10.4237
| North East | 252.2317 | 252.0266 | 251.1031 | 249.804 | 249.9388 | 249.994 | 249.5324 | 248.5554 | 248.8427 | 247.407 | 245.5218 | 240.267 | 237.0356 | 231.3429 | 223.3543 | 212.7045 | 201.2106 | 189.4965 | 177.918 | 162.4565 | 146.6885 | 129.063 | 111.5538 | 94.1743 | 76.6224 | 61.7027 | 49.6385 | 39.1989 | 33.8403 | 30.7223 | 5.3019
| East Midlands | 425.2497 | 426.2951 | 425.7752 | 425.4733 | 427.1693 | 426.7794 | 426.1535 | 424.0973 | 424.904 | 422.313 | 417.4137 | 407.5294 | 401.2034 | 389.2835 | 374.0241 | 352.8098 | 330.6529 | 309.2117 | 287.9835 | 260.0316 | 233.2502 | 201.9758 | 170.5915 | 139.3144 | 106.385 | 78.111 | 54.8613 | 35.0758 | 24.4225 | 17.8581 | 13.2201
| West Midlands | 361.1898 | 360.7241 | 359.082 | 357.9155 | 358.2761 | 358.1569 | 357.5695 | 355.9343 | 357.4824 | 355.531 | 352.1475 | 343.8711 | 339.7918 | 331.481 | 320.3813 | 304.6059 | 287.5299 | 269.5345 | 252.2018 | 228.1052 | 204.5725 | 177.5743 | 149.9141 | 121.9259 | 94.2041 | 70.0679 | 49.5814 | 32.4112 | 20.054 | 13.0187 | 8.8742
| Wales North | 44.301 | 44.1784 | 44.0448 | 44.0281 | 44.1621 | 44.3284 | 44.3594 | 44.3193 | 44.5864 | 44.5187 | 43.3811 | 42.5392 | 42.1022 | 41.5613 | 40.4945 | 39.1069 | 37.3913 | 34.9446 | 32.8539 | 30.2566 | 27.2346 | 24.5449 | 21.2498 | 17.2528 | 13.4234 | 9.8857 | 7.1537 | 4.8228 | 3.3063 | 2.4911 | 1.4347
| Wales South | 214.0359 | 213.6243 | 212.7876 | 211.8763 | 212.1318 | 212.0647 | 211.6004 | 210.5444 | 210.2855 | 208.7998 | 206.0745 | 202.2759 | 199.3862 | 194.5406 | 188.0858 | 179.5678 | 171.6003 | 163.5687 | 155.4772 | 145.0098 | 134.5904 | 126.0022 | 112.7393 | 58.8863 | 48.6312 | 38.7412 | 30.7481 | 24.2914 | 20.2699 | 18.0029 | 17.1797
| Eastern | 314.3685 | 314.6659 | 313.45 | 311.8774 | 313.0426 | 312.9169 | 312.5467 | 311.6151 | 311.9761 | 310.2031 | 307.6483 | 300.6789 | 296.7974 | 289.575 | 279.1903 | 265.2646 | 251.0753 | 234.5274 | 218.1851 | 196.2543 | 173.8073 | 149.7512 | 124.6655 | 98.624 | 72.4194 | 49.3071 | 37.047 | 19.6798 | 9.8689 | 4.4311 | 3.8124
| North Thames | 429.1737 | 428.8412 | 426.8892 | 424.5191 | 425.4544 | 424.8657 | 424.0488 | 422.7386 | 424.0688 | 422.0611 | 418.2524 | 408.0326 | 403.5863 | 393.7471 | 380.0053 | 361.3832 | 341.3254 | 319.9445 | 298.9733 | 269.4295 | 240.4492 | 207.7046 | 174.2901 | 140.0984 | 106.1331 | 76.5025 | 50.9475 | 30.656 | 16.6832 | 8.9294 | 7.5646
| South East | 484.8504 | 484.4089 | 481.8794 | 479.2119 | 480.2945 | 479.7424 | 478.9621 | 476.9718 | 477.3003 | 475.2206 | 471.4757 | 460.1974 | 455.8223 | 445.2701 | 430.1209 | 390.5765 | 370.2829 | 342.2106 | 316.2522 | 285.3472 | 254.4175 | 219.7732 | 183.6726 | 147.4751 | 111.3147 | 79.8152 | 53.0502 | 29.9951 | 15.4801 | 7.3517 | 5.4643
| Southern | 318.9009 | 319.2856 | 317.6518 | 316.0462 | 317.7455 | 317.0731 | 318.0801 | 314.6824 | 298.1174 | 297.6264 | 295.2823 | 287.9498 | 284.8103 | 277.5999 | 266.9803 | 253.1402 | 238.6674 | 223.4601 | 208.5904 | 187.9284 | 167.2524 | 144.7319 | 120.9074 | 97.2364 | 73.559 | 52.7175 | 35.1611 | 20.1525 | 10.6794 | 5.3311 | 4.2509
| South West | 259.6264 | 259.3874 | 258.3034 | 257.2891 | 257.7238 | 257.636 | 257.2247 | 255.8492 | 256.6963 | 254.9088 | 252.5402 | 246.6332 | 243.0804 | 236.5929 | 227.5652 | 215.0667 | 202.6482 | 189.4128 | 176.609 | 159.3252 | 142.0723 | 122.7797 | 102.9889 | 83.0433 | 63.0991 | 45.7218 | 30.9828 | 18.7361 | 10.9339 | 6.6328 | 4.936
| Total LDZ | 4137.5144 | 4137.3604 | 4121.4642 | 4104.1286 | 4114.1969 | 4111.407 | 4105.777 | 4087.4215 | 4076.063 | 4054.942 | 4017.1265 | 3924.9958 | 3873.0143 | 3776.639 | 3641.2518 | 3439.9398 | 3248.3774 | 3040.6793 | 2838.2128 | 2570.5601 | 2302.878 | 2007.1629 | 1698.4798 | 1345.4235 | 1034.1428 | 762.781 | 541.7313 | 346.5092 | 227.0281 | 157.7684 | 94.0572
| NTS Industrial | 141.7583 | 141.7583 | 123.8096 | 120.3765 | 120.3765 | 121.1894 | 122.699 | 126.3257 | 138.9975 | 151.0533 | 171.542 | 202.842 | 242.5659 | 299.4322 | 364.5761 | 440.9525 | 541.0973 | 633.6832 | 713.8478 | 823.9979 | 933.5645 | 1079.8316 | 1223.6832 | 1373.8643 | 1527.182 | 1636.6644 | 1740.0893 | 1824.8134 | 1877.7106 | 1906.0408 | 1831.4347
| NTS Power Generation | 1293.0977 | 1298.9977 | 1299.8777 | 1263.8177 | 1263.8177 | 1231.0466 | 1139.9466 | 1007.3393 | 932.9648 | 818.757 | 818.757 | 818.757 | 771.757 | 629.557 | 629.557 | 529.09 | 450.64 | 372.2 | 372.2 | 372.2 | 372.2 | 372.2 | 372.2 | 248.2 | 203.2 | 203.2 | 57 | 0 | 0 | 0 | 0
| Exports via Moffat | 371.7 | 397.7 | 429.9 | 442.5 | 456.1 | 481.1 | 494.6 | 484.3 | 477.4 | 458.9 | 444.2 | 430.2 | 416.6 | 402.9 | 409.2 | 391.7 | 374.2 | 356.8 | 340.3 | 326 | 314.9 | 304.5 | 294.1 | 283.7 | 273.3 | 262.9 | 252.5 | 242.1 | 231.7 | 221.3 | 221.3
| Exports via IUK | 0 | 0 | 0 | 0 | 0 | 0 | 0 | 0 | 0 | 0 | 0 | 0 | 0 | 0 | 0 | 0 | 0 | 0 | 0 | 0 | 0 | 0 | 0 | 0 | 0 | 0 | 0 | 0 | 0 | 0 | 0
| Total NTS | 1806.556 | 1838.456 | 1853.5873 | 1826.6942 | 1840.2942 | 1833.3361 | 1757.2457 | 1617.965 | 1549.3623 | 1428.7103 | 1434.499 | 1451.799 | 1430.9229 | 1331.8892 | 1403.3331 | 1361.7425 | 1365.9373 | 1362.6832 | 1426.3478 | 1522.1979 | 1620.6645 | 1756.5316 | 1889.9832 | 1905.7643 | 2003.682 | 2102.7644 | 2049.5893 | 2066.9134 | 2109.4106 | 2127.3408 | 2052.7347
| Total | 5944.0704 | 5975.8164 | 5975.0515 | 5930.8229 | 5954.4912 | 5944.7431 | 5863.0226 | 5705.3865 | 5625.4253 | 5483.6524 | 5451.6255 | 5376.7948 | 5303.9372 | 5108.5283 | 5044.5849 | 4801.6823 | 4614.3147 | 4403.3625 | 4264.5606 | 4092.7579 | 3923.5425 | 3763.6946 | 3588.463 | 3251.1878 | 3037.8247 | 2865.5453 | 2591.3205 | 2413.4226 | 2336.4388 | 2285.1092 | 2146.7919
A5.1H - Consumer Transformation: 1 in 20 peak day undiversified demand
Source: National Grid
DS35 Peak
| National | 2020/21 | 2021/22 | 2022/23 | 2023/24 | 2024/25 | 2025/26 | 2026/27 | 2027/28 | 2028/29 | 2029/30 | 2030/31 | 2031/32 | 2032/33 | 2033/34 | 2034/35 | 2035/36 | 2036/37 | 2037/38 | 2038/39 | 2039/40 | 2040/41 | 2041/42 | 2042/43 | 2043/44 | 2044/45 | 2045/46 | 2046/47 | 2047/48 | 2048/49 | 2049/50 | 2050/51
| Scotland | 344.1323 | 341.5367 | 333.9973 | 324.3621 | 317.3136 | 310.6785 | 301.7934 | 291.5255 | 282.8806 | 275.1463 | 266.5752 | 258.442 | 246.7948 | 233.9769 | 221.9723 | 209.7332 | 198.4121 | 185.8487 | 169.3173 | 154.2039 | 140.1862 | 127.3894 | 112.8629 | 97.0732 | 76.7671 | 59.0896 | 59.0896 | 59.0896 | 59.0896 | 59.0896 | 59.0896
| Northern | 208.6526 | 206.6403 | 202.1686 | 196.6295 | 193.165 | 189.5559 | 184.2687 | 178.024 | 173.0858 | 168.4391 | 163.8234 | 159.1464 | 152.2731 | 144.3962 | 137.2021 | 129.8605 | 123.4277 | 115.9322 | 106.1163 | 96.8022 | 88.3814 | 80.7538 | 72.1483 | 62.726 | 50.5337 | 39.6915 | 39.6915 | 39.6915 | 39.6915 | 39.6915 | 39.6915
| North West | 466.7186 | 464.3892 | 455.4687 | 445.1911 | 438.5343 | 429.7694 | 418.0955 | 403.9968 | 394.4639 | 384.3408 | 372.672 | 362.1482 | 345.3899 | 326.3086 | 308.964 | 289.4887 | 271.42 | 253.2199 | 229.4167 | 208.2396 | 190.0322 | 171.8627 | 151.9461 | 130.5008 | 102.9383 | 77.9288 | 77.9288 | 77.9288 | 77.9288 | 77.9288 | 77.9288
| North East | 248.8553 | 246.9149 | 241.7261 | 235.4747 | 231.0585 | 226.7779 | 220.7222 | 213.3478 | 208.1981 | 202.7835 | 197.2191 | 192.0051 | 183.9303 | 174.6759 | 166.2098 | 157.0729 | 149.0237 | 140.3662 | 128.823 | 118.5035 | 109.0742 | 100.4111 | 91.1387 | 81.1393 | 67.9477 | 56.521 | 56.521 | 56.521 | 56.521 | 56.521 | 56.521
| East Midlands | 419.7986 | 418.005 | 410.0885 | 401.3221 | 395.1699 | 387.3553 | 376.763 | 363.7341 | 355.1757 | 345.6636 | 334.3504 | 324.4211 | 309.3206 | 291.0609 | 274.901 | 256.0816 | 239.5896 | 223.3913 | 202.0487 | 183.0023 | 166.8857 | 150.9976 | 133.7651 | 115.5922 | 91.3252 | 70.7251 | 70.7251 | 70.7251 | 70.7251 | 70.7251 | 70.7251
| West Midlands | 356.2388 | 353.1919 | 345.0276 | 336.0103 | 329.2613 | 322.3191 | 312.7922 | 301.1226 | 294.2092 | 285.941 | 276.6398 | 268.3622 | 256.2016 | 242.1464 | 230.2074 | 216.6687 | 204.6284 | 191.4244 | 174.0533 | 158.057 | 144.3323 | 130.8057 | 115.6324 | 99.302 | 77.0079 | 58.4065 | 58.4065 | 58.4065 | 58.4065 | 58.4065 | 58.4065
| Wales North | 43.5535 | 43.2445 | 42.3771 | 41.3454 | 40.7074 | 40.0082 | 39.0579 | 37.8067 | 37.2661 | 36.4744 | 34.7924 | 34.1028 | 32.7726 | 31.5117 | 30.5535 | 29.2898 | 28.1951 | 26.4077 | 24.473 | 23.1947 | 21.2728 | 19.4016 | 17.09 | 14.3187 | 11.2824 | 8.6715 | 8.6715 | 8.6715 | 8.6715 | 8.6715 | 8.6715
| Wales South | 211.9221 | 210.4378 | 206.9964 | 202.9842 | 200.394 | 197.6441 | 193.6768 | 188.6482 | 185.0679 | 181.1046 | 176.0708 | 172.2716 | 166.5329 | 159.5225 | 152.7797 | 145.282 | 139.2633 | 133.1081 | 125.0348 | 117.634 | 113.7315 | 106.2164 | 57.3281 | 51.9884 | 43.0736 | 35.4408 | 35.4408 | 35.4408 | 35.4408 | 35.4408 | 35.4408
| Eastern | 310.0907 | 308.0886 | 301.3274 | 293.2036 | 288.2442 | 282.3964 | 274.3942 | 265.0227 | 258.4118 | 251.4104 | 243.8501 | 236.6447 | 226.2248 | 214.1394 | 203.3372 | 191.3805 | 181.2876 | 169.6872 | 154.7528 | 140.8848 | 127.6654 | 115.1134 | 101.2026 | 85.6452 | 66.0947 | 48.6858 | 48.6858 | 48.6858 | 48.6858 | 48.6858 | 48.6858
| North Thames | 422.6773 | 419.0366 | 409.1195 | 397.4892 | 389.7617 | 380.9655 | 369.3767 | 355.8223 | 347.1413 | 337.3905 | 326.4482 | 316.2719 | 302.402 | 285.9914 | 271.5781 | 256.2119 | 242.2417 | 226.5691 | 205.9268 | 186.5874 | 169.8628 | 153.7782 | 135.2296 | 115.3551 | 89.4499 | 66.779 | 66.779 | 66.779 | 66.779 | 66.779 | 66.779
| South East | 478.7467 | 474.9434 | 464.0813 | 451.1597 | 443.0806 | 433.5014 | 420.8892 | 406.199 | 396.131 | 385.827 | 374.1667 | 362.4483 | 346.8333 | 328.6438 | 313.6932 | 290.7598 | 252.3252 | 236.2481 | 213.8349 | 193.1002 | 175.3973 | 157.9005 | 138.2411 | 117.7288 | 89.8915 | 66.4626 | 66.4626 | 66.4626 | 66.4626 | 66.4626 | 66.4626
| Southern | 314.8936 | 313.1704 | 305.7761 | 297.5216 | 293.0177 | 286.4405 | 278.3384 | 268.6796 | 261.4846 | 254.7747 | 248.5449 | 238.3223 | 211.5829 | 200.074 | 188.8695 | 176.6295 | 166.0496 | 155.0194 | 140.0973 | 126.3633 | 114.3981 | 103.1703 | 90.2965 | 76.83 | 58.8554 | 43.3251 | 43.3251 | 43.3251 | 43.3251 | 43.3251 | 43.3251
| South West | 256.1672 | 254.0887 | 248.3336 | 241.7732 | 237.1022 | 232.1167 | 225.3601 | 216.9326 | 211.8398 | 205.6142 | 198.953 | 192.6349 | 183.5978 | 173.0275 | 163.4962 | 152.6061 | 143.6164 | 133.8347 | 120.9239 | 109.3754 | 99.2201 | 89.5915 | 78.7839 | 67.1704 | 51.7702 | 38.6674 | 38.6674 | 38.6674 | 38.6674 | 38.6674 | 38.6674
| Total LDZ | 4082.4472 | 4053.688 | 3966.4882 | 3864.4666 | 3796.8105 | 3719.5288 | 3615.5284 | 3490.862 | 3405.3559 | 3314.9102 | 3214.1062 | 3117.2217 | 2963.8568 | 2805.4752 | 2663.764 | 2501.0652 | 2339.4805 | 2191.0569 | 1994.8189 | 1815.9482 | 1660.4401 | 1507.3923 | 1295.6653 | 1115.3701 | 876.9378 | 670.3947 | 670.3947 | 670.3947 | 670.3947 | 670.3947 | 670.3947
| NTS Industrial | 141.7583 | 141.7583 | 123.8096 | 120.3765 | 120.3765 | 120.3765 | 120.3765 | 120.3765 | 128.2929 | 128.2929 | 128.2929 | 128.2929 | 128.2929 | 128.2929 | 128.2929 | 128.2929 | 128.2929 | 128.2929 | 128.2929 | 128.2929 | 128.2929 | 128.2929 | 128.2929 | 128.2929 | 128.2929 | 128.2929 | 128.2929 | 128.2929 | 128.2929 | 128.2929 | 128.2929
| NTS Power Generation | 1300.5977 | 1298.9977 | 1320.9977 | 1263.8177 | 1231.0466 | 1231.0466 | 1033.928 | 1033.928 | 1033.928 | 923.988 | 923.988 | 914.788 | 816.1906 | 777.5906 | 652.7706 | 592.5706 | 473.287 | 282.7 | 282.7 | 257.7 | 226 | 82 | 82 | 37 | 37 | 37 | 37 | 0 | 0 | 0 | 0
| Exports via Moffat | 364.7 | 386.2 | 410.3 | 414.5 | 418.7 | 433.8 | 441.3 | 447.2 | 455.8 | 461 | 451.4 | 441.4 | 430.9 | 419.8 | 408.1 | 395.8 | 382.6 | 368.6 | 353.5 | 337.4 | 319.8 | 300.7 | 279.6 | 256.3 | 230 | 199.9 | 164.8 | 122.7 | 70.1 | 0 | 0
| Exports via IUK | 0 | 0 | 0 | 0 | 0 | 0 | 0 | 0 | 0 | 0 | 0 | 0 | 0 | 0 | 0 | 0 | 0 | 0 | 0 | 0 | 0 | 0 | 0 | 0 | 0 | 0 | 0 | 0 | 0 | 0 | 0
| Total NTS | 1807.056 | 1826.956 | 1855.1073 | 1798.6942 | 1770.1231 | 1785.2231 | 1595.6045 | 1601.5045 | 1618.0208 | 1513.2808 | 1503.6808 | 1484.4808 | 1375.3835 | 1325.6835 | 1189.1635 | 1116.6635 | 984.1799 | 779.5929 | 764.4929 | 723.3929 | 674.0929 | 510.9929 | 489.8929 | 421.5929 | 395.2929 | 365.1929 | 330.0929 | 250.9929 | 198.3929 | 128.2929 | 128.2929
| Total | 5889.5032 | 5880.644 | 5821.5955 | 5663.1608 | 5566.9336 | 5504.752 | 5211.1328 | 5092.3665 | 5023.3767 | 4828.1911 | 4717.787 | 4601.7025 | 4339.2402 | 4131.1587 | 3852.9274 | 3617.7287 | 3323.6603 | 2970.6498 | 2759.3118 | 2539.3411 | 2334.5329 | 2018.3851 | 1785.5581 | 1536.9629 | 1272.2307 | 1035.5875 | 1000.4875 | 921.3875 | 868.7875 | 798.6875 | 798.6875
A5.1I - Leading the Way: 1 in 20 peak day undiversified demand
Source: National Grid
DS35 Peak
| National | 2020/21 | 2021/22 | 2022/23 | 2023/24 | 2024/25 | 2025/26 | 2026/27 | 2027/28 | 2028/29 | 2029/30 | 2030/31 | 2031/32 | 2032/33 | 2033/34 | 2034/35 | 2035/36 | 2036/37 | 2037/38 | 2038/39 | 2039/40 | 2040/41 | 2041/42 | 2042/43 | 2043/44 | 2044/45 | 2045/46 | 2046/47 | 2047/48 | 2048/49 | 2049/50 | 2050/51
| Scotland | 342.0911 | 335.4347 | 328.655 | 319.792 | 313.3267 | 307.414 | 297.9095 | 287.3911 | 278.6385 | 272.1495 | 266.3054 | 260.0655 | 253.4155 | 246.6782 | 236.7791 | 225.0682 | 216.5901 | 204.5811 | 184.7703 | 164.9769 | 145.1899 | 127.201 | 102.5713 | 81.7903 | 59.8576 | 41.0622 | 19.8258 | 14.971 | 13.1271 | 13.1271 | 13.1271
| Northern | 207.3119 | 203.0367 | 199.0177 | 193.9108 | 190.6772 | 187.307 | 181.6517 | 175.302 | 170.1906 | 166.2532 | 162.9082 | 159.0243 | 155.2996 | 150.855 | 145.1156 | 138.1518 | 132.4217 | 125.481 | 114.0145 | 102.2253 | 90.8982 | 79.8771 | 65.0574 | 52.9784 | 39.5382 | 28.402 | 15.5321 | 12.473 | 10.9456 | 10.9456 | 10.9456
| North West | 463.9856 | 456.1857 | 449.0503 | 439.8856 | 434.12 | 426.8268 | 414.0717 | 400.2327 | 391.0856 | 383.6116 | 375.4884 | 367.1756 | 358.3942 | 348.3339 | 333.6241 | 314.9334 | 299.4034 | 281.754 | 253.9988 | 226.8338 | 201.4945 | 176.1457 | 141.552 | 113.6473 | 83.6326 | 57.13 | 25.4163 | 16.4515 | 13.3167 | 13.3167 | 13.3167
| North East | 247.3895 | 242.5696 | 238.2404 | 232.4631 | 228.4085 | 224.5701 | 217.9659 | 210.6385 | 205.4145 | 200.9385 | 197.1946 | 192.8313 | 188.7341 | 183.8423 | 176.8135 | 168.0855 | 161.0357 | 152.8306 | 139.1807 | 125.5992 | 112.7477 | 100.0726 | 83.1682 | 69.8412 | 55.518 | 43.769 | 32.5169 | 30.2114 | 29.373 | 29.373 | 29.373
| East Midlands | 417.4195 | 410.4158 | 404.1552 | 396.0973 | 390.7108 | 383.5705 | 372.064 | 358.956 | 350.052 | 342.5387 | 334.0771 | 325.795 | 317.8504 | 307.3229 | 293.311 | 274.8372 | 260.6903 | 245.3761 | 220.7049 | 195.463 | 172.8516 | 150.4128 | 119.9376 | 95.8848 | 69.6835 | 47.8044 | 23.8007 | 18.3508 | 16.0591 | 16.0591 | 16.0591
| West Midlands | 354.2169 | 346.5096 | 339.9324 | 331.767 | 325.8017 | 319.7279 | 309.4709 | 298.226 | 291.1862 | 284.9096 | 279.2104 | 272.3312 | 267.4309 | 260.4798 | 250.2265 | 237.1578 | 227.7957 | 215.273 | 195.272 | 174.1297 | 154.5551 | 135.7433 | 108.952 | 87.2379 | 64.0335 | 44.0228 | 16.7987 | 9.7029 | 8.1363 | 8.1363 | 8.1363
| Wales North | 43.3481 | 42.62 | 42.1875 | 41.5985 | 41.2359 | 40.8887 | 40.0846 | 39.2207 | 39.1258 | 39.6061 | 39.4948 | 40.0996 | 40.0999 | 41.1584 | 40.6816 | 39.6325 | 38.9506 | 36.8128 | 34.4697 | 33.405 | 31.1027 | 28.6049 | 23.9995 | 19.9814 | 15.2283 | 11.6107 | 3.2789 | 2.0724 | 1.8416 | 1.8416 | 1.8416
| Wales South | 210.6367 | 207.4577 | 204.5329 | 200.7696 | 198.4042 | 195.9151 | 191.6404 | 186.4974 | 182.6546 | 179.1291 | 174.9889 | 172.1361 | 168.8774 | 164.3148 | 158.1711 | 153.0223 | 145.9883 | 97.8103 | 89.6545 | 79.9729 | 71.0114 | 63.2248 | 52.8318 | 44.0192 | 34.56 | 26.7352 | 18.7837 | 16.9516 | 16.1587 | 16.1587 | 16.1587
| Eastern | 308.3786 | 302.5948 | 297.1041 | 289.7249 | 285.417 | 280.25 | 271.9816 | 262.8062 | 256.2551 | 250.8601 | 246.3061 | 240.921 | 236.2757 | 230.3105 | 221.3585 | 209.8473 | 201.7399 | 190.7727 | 172.157 | 152.7942 | 134.5239 | 116.8377 | 92.9734 | 72.1089 | 50.1251 | 30.6616 | 7.4075 | 1.9661 | 0.34004 | 0.34004 | 0.34004
| North Thames | 420.5755 | 411.642 | 403.5284 | 392.8562 | 386.1713 | 378.3195 | 366.1804 | 352.8043 | 344.0343 | 336.407 | 329.5548 | 321.3703 | 315.4027 | 306.7664 | 294.5143 | 279.1118 | 268.8028 | 254.3739 | 229.8165 | 203.8013 | 179.674 | 156.7073 | 124.8587 | 98.49 | 70.5422 | 45.9451 | 13.777 | 5.5544 | 3.3836 | 3.3836 | 3.3836
| South East | 476.1152 | 465.9632 | 457.1108 | 444.998 | 438.2201 | 430.0152 | 416.8878 | 402.3408 | 392.5065 | 385.4972 | 353.1076 | 340.4004 | 335.0932 | 326.3077 | 312.9677 | 296.4031 | 285.545 | 270.4455 | 243.7527 | 215.8028 | 189.9743 | 166.3212 | 132.1136 | 104.7059 | 74.6649 | 48.9778 | 13.9409 | 6.5477 | 5.0276 | 5.0276 | 5.0276
| Southern | 313.0234 | 307.0822 | 301.3899 | 293.6736 | 289.7658 | 284.0466 | 275.5033 | 266.1392 | 259.0229 | 253.8965 | 250.4343 | 241.8383 | 221.6475 | 216.3788 | 206.8813 | 195.0582 | 187.1528 | 176.954 | 159.3774 | 140.8281 | 123.5344 | 108.2084 | 85.9576 | 67.8714 | 48.4224 | 31.4541 | 9.1805 | 3.5899 | 2.7172 | 2.7172 | 2.7172
| South West | 254.7004 | 249.3225 | 244.5838 | 238.5343 | 234.4048 | 230.0841 | 222.7822 | 214.5078 | 209.2562 | 204.048 | 199.5908 | 194.7409 | 190.4821 | 184.9509 | 176.9498 | 166.16 | 159.2514 | 150.3407 | 135.2718 | 119.9149 | 105.1854 | 92.0554 | 73.7398 | 58.3729 | 42.0635 | 28.0062 | 9.3592 | 4.588 | 3.6783 | 3.6783 | 3.6783
| Total LDZ | 4059.1924 | 3980.8345 | 3909.4885 | 3816.071 | 3756.6642 | 3688.9355 | 3578.1939 | 3455.0628 | 3369.4228 | 3299.8452 | 3208.6613 | 3128.7295 | 3049.0033 | 2967.6996 | 2847.3942 | 2697.469 | 2585.3678 | 2402.8057 | 2172.4408 | 1935.7472 | 1712.7431 | 1501.4121 | 1207.7128 | 966.9296 | 707.8699 | 485.5813 | 209.6181 | 143.4307 | 124.1049 | 124.1049 | 124.1049
| NTS Industrial | 141.7583 | 141.7583 | 123.8096 | 120.3765 | 120.3765 | 120.3765 | 120.3765 | 120.3765 | 128.2929 | 128.2929 | 128.2929 | 128.2929 | 128.2929 | 128.2929 | 128.2929 | 128.2929 | 128.2929 | 128.2929 | 128.2929 | 128.2929 | 128.2929 | 128.2929 | 128.2929 | 128.2929 | 127.2929 | 127.2929 | 127.2929 | 127.2929 | 127.2929 | 127.2929 | 48.014
| NTS Power Generation | 1293.0977 | 1277.8777 | 1263.8177 | 1263.8177 | 1192.3866 | 896.1823 | 781.0236 | 781.0236 | 740.0836 | 702.8 | 653.12 | 568.54 | 494.04 | 412.04 | 294.2 | 156 | 45 | 0 | 0 | 0 | 0 | 0 | 0 | 0 | 0 | 0 | 0 | 0 | 0 | 0 | 0
| Exports via Moffat | 364.7 | 386.2 | 410.3 | 414.5 | 418.7 | 433.8 | 441.3 | 447.2 | 455.8 | 441.6 | 428.3 | 414 | 398.8 | 382.6 | 365.1 | 346.1 | 325.4 | 302.6 | 277.3 | 248.8 | 216.3 | 178.4 | 132.8 | 75.9 | 0 | 0 | 0 | 0 | 0 | 0 | 0
| Exports via IUK | 0 | 0 | 0 | 0 | 0 | 0 | 0 | 0 | 0 | 0 | 0 | 0 | 0 | 0 | 0 | 0 | 0 | 0 | 0 | 0 | 0 | 0 | 0 | 0 | 0 | 0 | 0 | 0 | 0 | 0 | 0
| Total NTS | 1799.556 | 1805.836 | 1797.9273 | 1798.6942 | 1731.4631 | 1450.3588 | 1342.7001 | 1348.6001 | 1324.1765 | 1272.6929 | 1209.7129 | 1110.8329 | 1021.1329 | 922.9329 | 787.5929 | 630.3929 | 498.6929 | 430.8929 | 405.5929 | 377.0929 | 344.5929 | 306.6929 | 261.0929 | 204.1929 | 127.2929 | 127.2929 | 127.2929 | 127.2929 | 127.2929 | 127.2929 | 48.014
| Total | 5858.7484 | 5786.6705 | 5707.4158 | 5614.7652 | 5488.1273 | 5139.2943 | 4920.894 | 4803.6629 | 4693.5992 | 4572.538 | 4418.3741 | 4239.5624 | 4070.1362 | 3890.6324 | 3634.9871 | 3327.8618 | 3084.0607 | 2833.6985 | 2578.0336 | 2312.84 | 2057.336 | 1808.105 | 1468.8057 | 1171.1225 | 835.1628 | 612.8741 | 336.911 | 270.7235 | 251.3978 | 251.3978 | 172.1189
A5.1J - Five Year Forecast: 1 in 20 peak day undiversified demand
Source: National Grid
DS35 Peak
| National | 2020/21: 2020/21; 2021/22: 2021/22; 2022/23: 2022/23; 2023/24: 2023/24; 2024/25: 2024/25
| Scotland | 2020/21: 350.9551; 2021/22: 351.0975; 2022/23: 351.1637; 2023/24: 350.093; 2024/25: 351.0912
| Northern | 2020/21: 214.2707; 2021/22: 213.6948; 2022/23: 213.5974; 2023/24: 212.9193; 2024/25: 213.9851
| North West | 2020/21: 476.7976; 2021/22: 477.8541; 2022/23: 479.4626; 2023/24: 480.6773; 2024/25: 484.6167
| North East | 2020/21: 252.8099; 2021/22: 252.6983; 2022/23: 253.016; 2023/24: 252.5021; 2024/25: 253.674
| East Midlands | 2020/21: 428.2989; 2021/22: 429.8568; 2022/23: 431.6117; 2023/24: 433.1815; 2024/25: 436.7545
| West Midlands | 2020/21: 363.6284; 2021/22: 363.2227; 2022/23: 363.4225; 2023/24: 363.4595; 2024/25: 365.2694
| Wales North | 2020/21: 44.5873; 2021/22: 44.5054; 2022/23: 44.4671; 2023/24: 44.4537; 2024/25: 44.5542
| Wales South | 2020/21: 215.163; 2021/22: 214.8684; 2022/23: 214.7927; 2023/24: 214.4966; 2024/25: 215.4316
| Eastern | 2020/21: 316.4319; 2021/22: 316.8794; 2022/23: 317.2206; 2023/24: 316.6977; 2024/25: 319.1528
| North Thames | 2020/21: 431.8705; 2021/22: 431.6962; 2022/23: 431.8697; 2023/24: 430.9465; 2024/25: 433.4453
| South East | 2020/21: 478.2306; 2021/22: 480.8356; 2022/23: 481.1273; 2023/24: 479.6207; 2024/25: 482.9769
| Southern | 2020/21: 321.1481; 2021/22: 321.9694; 2022/23: 321.8406; 2023/24: 321.3143; 2024/25: 324.211
| South West | 2020/21: 260.1712; 2021/22: 260.0435; 2022/23: 260.3501; 2023/24: 260.1959; 2024/25: 261.7704
| Total LDZ | 2020/21: 4154.3632; 2021/22: 4159.222; 2022/23: 4163.942; 2023/24: 4160.5581; 2024/25: 4186.9332
| NTS Industrial | 2020/21: 141.7583; 2021/22: 141.7583; 2022/23: 123.8096; 2023/24: 120.3765; 2024/25: 120.3765
| NTS Power Generation | 2020/21: 1293.0977; 2021/22: 1298.9977; 2022/23: 1320.9977; 2023/24: 1299.8777; 2024/25: 1263.8177
| Exports via Moffat | 2020/21: 365.4; 2021/22: 387.7; 2022/23: 412.6; 2023/24: 417.6; 2024/25: 422.3
| Exports via IUK | 2020/21: 0; 2021/22: 0; 2022/23: 0; 2023/24: 0; 2024/25: 0
| Total NTS | 2020/21: 1800.256; 2021/22: 1828.456; 2022/23: 1857.4073; 2023/24: 1837.8542; 2024/25: 1806.4942
| Total | 2020/21: 5954.6192; 2021/22: 5987.678; 2022/23: 6021.3494; 2023/24: 5998.4123; 2024/25: 5993.4274
A5.1K - Steady Progression: 1 in 20 peak day diversified demand
Source: National Grid
DS35 Using Power High Case
| Diversified Peak | 2020/21 | 2021/22 | 2022/23 | 2023/24 | 2024/25 | 2025/26 | 2026/27 | 2027/28 | 2028/29 | 2029/30 | 2030/31 | 2031/32 | 2032/33 | 2033/34 | 2034/35 | 2035/36 | 2036/37 | 2037/38 | 2038/39 | 2039/40 | 2040/41 | 2041/42 | 2042/43 | 2043/44 | 2044/45 | 2045/46 | 2046/47 | 2047/48 | 2048/49 | 2049/50 | 2050/51
| 0-73.2 MWh | 2847.9552 | 2842.3475 | 2836.5639 | 2825.5238 | 2837.8466 | 2842.7958 | 2843.7461 | 2833.4739 | 2850.9988 | 2873.9778 | 2875.1648 | 2879.0595 | 2900.0959 | 2910.9408 | 2921.8843 | 2904.7172 | 2927.5623 | 2935.5112 | 2942.8443 | 2932.7976 | 2941.5488 | 2943.6022 | 2952.0531 | 2947.3194 | 2966.7407 | 2971.6852 | 2985.5506 | 2988.1223 | 3008.3167 | 3053.167 | 3059.1267
| 73.2-732 MWh | 447.5323 | 464.4104 | 477.9474 | 493.7819 | 515.1085 | 534.7001 | 553.7364 | 569.6502 | 585.7662 | 604.4835 | 622.3573 | 631.7736 | 643.5884 | 650.3087 | 651.9554 | 662.4042 | 664.781 | 668.4602 | 669.9079 | 664.1946 | 684.7436 | 687.5928 | 690.2576 | 690.6931 | 692.4757 | 692.5952 | 705.3581 | 703.4389 | 700.1448 | 702.5953 | 694.7189
| NDM > 732 MWh | 443.5326 | 447.6138 | 452.5205 | 454.4188 | 457.5508 | 460.6157 | 463.3565 | 461.7357 | 478.9858 | 484.5661 | 483.1313 | 482.1741 | 483.6736 | 483.4176 | 484.4053 | 481.5892 | 484.7647 | 485.6798 | 484.766 | 483.6974 | 488.2318 | 487.7486 | 489.093 | 488.7379 | 495.6887 | 499.0506 | 498.0672 | 494.5678 | 508.9943 | 513.9342 | 513.4388
| Total NDM | 3739.0201 | 3754.3716 | 3767.0318 | 3773.7245 | 3810.5059 | 3838.1116 | 3860.8389 | 3864.8597 | 3915.7507 | 3963.0274 | 3980.6535 | 3993.0073 | 4027.3579 | 4044.6671 | 4058.245 | 4048.7106 | 4077.108 | 4089.6512 | 4097.5181 | 4080.6896 | 4114.5243 | 4118.9436 | 4131.4036 | 4126.7504 | 4154.9051 | 4163.3309 | 4188.9759 | 4186.1289 | 4217.4558 | 4269.6965 | 4267.2844
| Total DM | 366.8792 | 366.0135 | 367.2841 | 366.2771 | 366.1205 | 368.7004 | 368.6484 | 368.1588 | 369.6256 | 351.2344 | 351.5753 | 352.6184 | 352.261 | 351.7609 | 349.8427 | 345.9268 | 348.9615 | 348.4442 | 347.3359 | 345.9646 | 321.5172 | 320.9155 | 322.3724 | 321.8159 | 318.6282 | 313.174 | 310.2849 | 311.3278 | 313.1956 | 271.5034 | 272.0593
| LDZ Shrinkage | 7.1616 | 6.8904 | 7.2849 | 7.1758 | 7.0274 | 6.9507 | 6.9014 | 6.8379 | 6.7041 | 6.5836 | 6.463 | 6.3681 | 6.2384 | 6.126 | 6.0137 | 5.9175 | 5.789 | 5.6767 | 5.5644 | 5.467 | 5.3397 | 5.2274 | 5.1151 | 5.0164 | 4.8904 | 4.7781 | 4.6658 | 4.5659 | 4.4411 | 4.3288 | 4.2164
| Total LDZ | 4113.0609 | 4127.2755 | 4141.6009 | 4147.1773 | 4183.6538 | 4213.7626 | 4236.3887 | 4239.8564 | 4292.0804 | 4320.8453 | 4338.6918 | 4351.9937 | 4385.8573 | 4402.554 | 4414.1014 | 4400.555 | 4431.8585 | 4443.7721 | 4450.4185 | 4432.1212 | 4441.3812 | 4445.0865 | 4458.8911 | 4453.5828 | 4478.4236 | 4481.2831 | 4503.9266 | 4502.0226 | 4535.0925 | 4545.5286 | 4543.5601
| NTS Industrial | 82.5778 | 83.1823 | 83.5797 | 83.791 | 84.1423 | 84.1991 | 84.0701 | 83.887 | 83.5247 | 83.5783 | 83.3197 | 82.926 | 82.8683 | 82.7942 | 82.741 | 82.4597 | 82.2828 | 82.0781 | 81.8716 | 81.7655 | 81.8467 | 81.8332 | 81.6405 | 81.2313 | 81.1601 | 81.2716 | 81.1933 | 81.0012 | 80.5433 | 80.5533 | 80.5638
| Exports to Ireland | 351.3 | 359.6 | 375 | 372.4 | 375.9 | 398.2 | 404.8 | 405.8 | 409.1 | 408.5 | 405.7 | 403.2 | 401.1 | 398.9 | 416.7 | 411.7 | 406.7 | 401.8 | 397.1 | 393.2 | 389.3 | 385.4 | 381.5 | 377.7 | 373.9 | 370.2 | 366.5 | 362.8 | 359.1 | 355.5 | 355.5
| NTS Power Generation | 1294.0977 | 1301.5977 | 1304.9977 | 1300.8777 | 1264.8177 | 1264.8177 | 1229.2466 | 1194.0466 | 1055.0095 | 1007.0742 | 1105.9807 | 1115.9544 | 1151.7544 | 1132.4544 | 1091.5144 | 1081.4449 | 974.0493 | 1024.0493 | 985.4493 | 860.8123 | 860.8123 | 768.0623 | 768.0623 | 753.5823 | 682.0423 | 579.2587 | 586.7587 | 540.6 | 540.6 | 540.6 | 473.6
| NTS Consumption | 1727.9755 | 1744.38 | 1763.5774 | 1757.0688 | 1724.86 | 1747.2168 | 1718.1167 | 1683.7336 | 1547.6342 | 1499.1525 | 1595.0004 | 1602.0804 | 1635.7227 | 1614.1486 | 1590.9554 | 1575.6046 | 1463.0321 | 1507.9274 | 1464.4209 | 1335.7778 | 1331.959 | 1235.2954 | 1231.2028 | 1212.5136 | 1137.1024 | 1030.7303 | 1034.452 | 984.4012 | 980.2433 | 976.6533 | 909.6638
| NTS Shrinkage | 9.6129 | 9.5552 | 9.3717 | 9.3161 | 9.3315 | 9.5423 | 9.3029 | 9.0465 | 8.7208 | 8.3918 | 8.4663 | 8.6037 | 8.6593 | 8.725 | 8.7377 | 8.8223 | 8.8105 | 8.7217 | 8.8165 | 8.8837 | 8.8826 | 8.9559 | 9.0633 | 9.0909 | 9.0713 | 8.9493 | 8.7976 | 8.7852 | 8.7202 | 8.6668 | 8.5026
| Total excluding IUK | 5850.6492 | 5881.2108 | 5914.55 | 5913.5622 | 5917.8453 | 5970.5218 | 5963.8083 | 5932.6365 | 5848.4354 | 5828.3897 | 5942.1584 | 5962.6779 | 6030.2394 | 6025.4275 | 6013.7945 | 5984.9819 | 5903.7012 | 5960.4213 | 5923.6558 | 5776.7827 | 5782.2228 | 5689.3378 | 5699.1571 | 5675.1872 | 5624.5973 | 5520.9626 | 5547.1761 | 5495.2091 | 5524.056 | 5530.8486 | 5461.7264
| IUK | 0 | 0 | 0 | 0 | 0 | 0 | 0 | 0 | 0 | 0 | 0 | 0 | 0 | 0 | 0 | 0 | 0 | 0 | 0 | 0 | 0 | 0 | 0 | 0 | 0 | 0 | 0 | 0 | 0 | 0 | 0
| Total including IUK | 5850.6492 | 5881.2108 | 5914.55 | 5913.5622 | 5917.8453 | 5970.5218 | 5963.8083 | 5932.6365 | 5848.4354 | 5828.3897 | 5942.1584 | 5962.6779 | 6030.2394 | 6025.4275 | 6013.7945 | 5984.9819 | 5903.7012 | 5960.4213 | 5923.6558 | 5776.7827 | 5782.2228 | 5689.3378 | 5699.1571 | 5675.1872 | 5624.5973 | 5520.9626 | 5547.1761 | 5495.2091 | 5524.056 | 5530.8486 | 5461.7264
| Total Undiversified | 5975.2298 | 6015.2122 | 6034.1175 | 6034.3871 | 6036.0134 | 6092.4314 | 6088.5821 | 6065.6211 | 6080.1857 | 6018.4341 | 6109.9647 | 6122.6955 | 6192.9911 | 6191.1052 | 6177.4831 | 6162.0181 | 6071.4956 | 6129.3647 | 6096.8275 | 5948.8904 | 5942.3655 | 5852.9934 | 5861.8044 | 5835.6489 | 5789.1953 | 5683.6765 | 5715.2412 | 5667.6824 | 5708.5347 | 5694.0515 | 5622.9145
| Low power | 368.174 | 347.9962 | 332.2758 | 330.5698 | 358.5334 | 330.6464 | 301.242 | 247.4854 | 187.4151 | 179.8286 | 196.2017 | 203.6967 | 214.9765 | 212.8913 | 217.5458 | 215.2116 | 205.9375 | 215.0785 | 228.0275 | 231.9046 | 242.256 | 257.7973 | 263.3971 | 261.7258 | 246.333 | 229.6047 | 225.8102 | 220.4997 | 214.8415 | 198.7269 | 195.1476
| High power | 1294.0977 | 1301.5977 | 1304.9977 | 1300.8777 | 1264.8177 | 1264.8177 | 1229.2466 | 1194.0466 | 1055.0095 | 1007.0742 | 1105.9807 | 1115.9544 | 1151.7544 | 1132.4544 | 1091.5144 | 1081.4449 | 974.0493 | 1024.0493 | 985.4493 | 860.8123 | 860.8123 | 768.0623 | 768.0623 | 753.5823 | 682.0423 | 579.2587 | 586.7587 | 540.6 | 540.6 | 540.6 | 473.6
| Diversified Total + High Power | 5850.6492 | 5881.2108 | 5914.55 | 5913.5622 | 5917.8453 | 5970.5218 | 5963.8083 | 5932.6365 | 5848.4354 | 5828.3897 | 5942.1584 | 5962.6779 | 6030.2394 | 6025.4275 | 6013.7945 | 5984.9819 | 5903.7012 | 5960.4213 | 5923.6558 | 5776.7827 | 5782.2228 | 5689.3378 | 5699.1571 | 5675.1872 | 5624.5973 | 5520.9626 | 5547.1761 | 5495.2091 | 5524.056 | 5530.8486 | 5461.7264
| Diversified Total + Low Power | 4924.7255 | 4927.6093 | 4941.8281 | 4943.2542 | 5011.561 | 5036.3504 | 5035.8036 | 4986.0753 | 4980.841 | 5001.144 | 5032.3794 | 5050.4202 | 5093.4615 | 5105.8644 | 5139.8258 | 5118.7485 | 5135.5894 | 5151.4505 | 5166.234 | 5147.875 | 5163.6665 | 5179.0729 | 5194.4919 | 5183.3307 | 5188.888 | 5171.3086 | 5186.2277 | 5175.1088 | 5198.2975 | 5188.9755 | 5183.274
A5.1L - System Transformation: 1 in 20 peak day diversified demand
Source: National Grid
DS35 Using Power High Case
| Diversified Peak | 2020/21 | 2021/22 | 2022/23 | 2023/24 | 2024/25 | 2025/26 | 2026/27 | 2027/28 | 2028/29 | 2029/30 | 2030/31 | 2031/32 | 2032/33 | 2033/34 | 2034/35 | 2035/36 | 2036/37 | 2037/38 | 2038/39 | 2039/40 | 2040/41 | 2041/42 | 2042/43 | 2043/44 | 2044/45 | 2045/46 | 2046/47 | 2047/48 | 2048/49 | 2049/50 | 2050/51
| 0-73.2 MWh | 2813.7796 | 2796.2188 | 2772.0541 | 2753.7432 | 2753.8699 | 2748.7623 | 2743.1322 | 2714.3715 | 2720.5494 | 2706.7262 | 2687.418 | 2613.5445 | 2585.9731 | 2534.3261 | 2447.8422 | 2350.4118 | 2229.9673 | 2079.6664 | 1942.502 | 1759.7674 | 1563.174 | 1346.79 | 1095.5976 | 890.5105 | 670.3953 | 469.1785 | 296.1593 | 153.9688 | 70.2685 | 15.2263 | 3.9931
| 73.2-732 MWh | 430.2297 | 440.2315 | 446.6018 | 452.0567 | 459.6895 | 461.2863 | 463.5545 | 462.4388 | 464.0161 | 463.4999 | 456.1612 | 448.9864 | 439.077 | 415.3489 | 391.7165 | 356.9262 | 316.8321 | 290.1574 | 262.9033 | 226.698 | 204.1276 | 171.5511 | 136.941 | 106.9935 | 77.7931 | 60.2767 | 44.74 | 24.6903 | 10.4404 | 2.1603 | 1.2898e-11
| NDM > 732 MWh | 440.0559 | 440.5417 | 441.4835 | 439.2948 | 440.6616 | 440.3621 | 439.0484 | 446.599 | 450.6171 | 445.8758 | 438.5054 | 429.5195 | 420.9692 | 406.5159 | 392.0841 | 374.6979 | 353.9602 | 341.6787 | 320.0296 | 290.148 | 266.4056 | 234.1707 | 211.8857 | 184.4606 | 146.857 | 119.8879 | 91.456 | 69.7291 | 54.9725 | 57.723 | 43.0399
| Total NDM | 3684.0652 | 3676.992 | 3660.1394 | 3645.0947 | 3654.221 | 3650.4106 | 3645.735 | 3623.4093 | 3635.1826 | 3616.1019 | 3582.0845 | 3492.0504 | 3446.0193 | 3356.1909 | 3231.6429 | 3082.0359 | 2900.7596 | 2711.5025 | 2525.435 | 2276.6133 | 2033.7072 | 1752.5118 | 1444.4244 | 1181.9646 | 895.0454 | 649.3431 | 432.3553 | 248.3882 | 135.6815 | 75.1095 | 47.033
| Total DM | 364.8827 | 363.0784 | 363.0787 | 361.4195 | 360.4718 | 361.3782 | 361.2318 | 359.0822 | 341.1617 | 337.1784 | 333.723 | 331.535 | 326.701 | 320.5202 | 312.4062 | 280.3524 | 275.5184 | 262.8941 | 249.5055 | 237.0019 | 222.4968 | 211.3787 | 198.6349 | 143.1042 | 126.7785 | 112.0532 | 108.9363 | 98.014 | 99.6862 | 97.8745 | 46.1344
| LDZ Shrinkage | 7.1616 | 6.8904 | 7.2849 | 7.1758 | 7.0274 | 6.9507 | 6.9014 | 6.8379 | 6.7041 | 6.5836 | 6.463 | 6.3681 | 6.2384 | 6.126 | 6.0137 | 5.9175 | 5.789 | 5.6767 | 5.5644 | 5.467 | 5.3397 | 5.2274 | 5.1151 | 5.0164 | 4.8904 | 4.7781 | 4.6658 | 4.5659 | 4.4411 | 4.3288 | 4.2164
| Total LDZ | 4056.1096 | 4046.9608 | 4030.5031 | 4013.69 | 4021.7202 | 4018.7395 | 4013.8682 | 3989.3293 | 3983.0484 | 3959.8638 | 3922.2706 | 3829.9535 | 3778.9586 | 3682.8372 | 3550.0628 | 3368.3059 | 3182.0671 | 2980.0733 | 2780.5049 | 2519.0822 | 2261.5437 | 1969.1179 | 1648.1744 | 1330.0852 | 1026.7144 | 766.1743 | 545.9574 | 350.9681 | 239.8088 | 177.3128 | 97.3839
| NTS Industrial | 81.2922 | 81.3798 | 79.6871 | 79.6925 | 79.1882 | 79.964 | 81.3052 | 86.0304 | 91.2051 | 106.5205 | 130.4443 | 171.0019 | 224.0307 | 301.8321 | 391.0228 | 494.4919 | 641.77 | 770.4276 | 881.2182 | 1037.3301 | 1191.0422 | 1406.2631 | 1607.1709 | 1812.9679 | 2047.7909 | 2200.7604 | 2361.9047 | 2470.5326 | 2564.3175 | 2609.6712 | 2617.8346
| Exports to Ireland | 371.7 | 397.7 | 429.9 | 442.5 | 456.1 | 481.1 | 494.6 | 484.3 | 477.4 | 458.9 | 444.2 | 430.2 | 416.6 | 402.9 | 409.2 | 391.7 | 374.2 | 356.8 | 340.3 | 326 | 314.9 | 304.5 | 294.1 | 283.7 | 273.3 | 262.9 | 252.5 | 242.1 | 231.7 | 221.3 | 221.3
| NTS Power Generation | 1293.0977 | 1298.9977 | 1299.8777 | 1263.8177 | 1263.8177 | 1153.7132 | 966.7093 | 900.9914 | 774.6711 | 772.3396 | 730.3937 | 665.3059 | 567.7428 | 480.8446 | 396.2522 | 262.1203 | 210.0921 | 146.1556 | 143.9887 | 135.7576 | 136.0086 | 148.5452 | 148.475 | 128.0198 | 132.8636 | 170.5346 | 57 | 0 | 0 | 0 | 0
| NTS Consumption | 1746.0899 | 1778.0775 | 1809.4648 | 1786.0102 | 1799.1059 | 1714.7772 | 1542.6145 | 1471.3218 | 1343.2761 | 1337.7601 | 1305.038 | 1266.5078 | 1208.3735 | 1185.5767 | 1196.475 | 1148.3122 | 1226.0621 | 1273.3831 | 1365.5069 | 1499.0877 | 1641.9508 | 1859.3083 | 2049.746 | 2224.6877 | 2453.9545 | 2634.1951 | 2671.4047 | 2712.6326 | 2796.0175 | 2830.9712 | 3397.4642
| NTS Shrinkage | 9.6129 | 9.5552 | 9.3717 | 9.3161 | 9.3315 | 9.5423 | 9.3029 | 9.0465 | 8.7208 | 8.3918 | 8.4663 | 8.6037 | 8.6593 | 8.725 | 8.7377 | 8.8223 | 8.8105 | 8.7217 | 8.8165 | 8.8837 | 8.8826 | 8.9559 | 9.0633 | 9.0909 | 9.0713 | 8.9493 | 8.7976 | 8.7852 | 8.7202 | 8.6668 | 8.5026
| Total excluding IUK | 5811.8124 | 5834.5936 | 5849.3396 | 5809.0163 | 5830.1577 | 5743.059 | 5565.7856 | 5469.6976 | 5335.0453 | 5306.0157 | 5235.7748 | 5105.065 | 4995.9915 | 4877.1388 | 4755.2754 | 4525.4404 | 4416.9397 | 4262.1781 | 4154.8283 | 4027.0537 | 3912.3771 | 3837.3821 | 3706.9836 | 3563.8639 | 3489.7402 | 3409.3187 | 3226.1597 | 3072.3859 | 3044.5465 | 3016.9507 | 2937.9102
| IUK | 0 | 0 | 0 | 0 | 0 | 0 | 0 | 0 | 0 | 0 | 0 | 0 | 0 | 0 | 0 | 0 | 0 | 0 | 0 | 0 | 0 | 0 | 0 | 0 | 0 | 0 | 0 | 0 | 0 | 0 | 0
| Total including IUK | 5811.8124 | 5834.5936 | 5849.3396 | 5809.0163 | 5830.1577 | 5743.059 | 5565.7856 | 5469.6976 | 5335.0453 | 5306.0157 | 5235.7748 | 5105.065 | 4995.9915 | 4877.1388 | 4755.2754 | 4525.4404 | 4416.9397 | 4262.1781 | 4154.8283 | 4027.0537 | 3912.3771 | 3837.3821 | 3706.9836 | 3563.8639 | 3489.7402 | 3409.3187 | 3226.1597 | 3072.3859 | 3044.5465 | 3016.9507 | 2937.9102
| Total Undiversified | 5944.0704 | 5975.8164 | 5975.0515 | 5930.8229 | 5954.4912 | 5944.7431 | 5863.0226 | 5705.3865 | 5625.4253 | 5483.6524 | 5451.6255 | 5376.7948 | 5303.9372 | 5108.5283 | 5044.5849 | 4801.6823 | 4614.3147 | 4403.3625 | 4264.5606 | 4092.7579 | 3923.5425 | 3763.6946 | 3588.463 | 3251.1878 | 3037.8247 | 2865.5453 | 2591.3205 | 2413.4226 | 2336.4388 | 2285.1092 | 2146.7919
| Low power | 345.0389 | 308.9636 | 292.353 | 277.4427 | 239.9894 | 191.4468 | 144.706 | 143.7162 | 134.7157 | 139.1144 | 118.0251 | 94.1649 | 65.4934 | 46.6377 | 33.7111 | 20.5827 | 11.4822 | 9.5273 | 9.118 | 8.2468 | 9.2492 | 9.3257 | 4.6029 | 2.4674 | 2.2996 | 0.75004 | 0.045689 | 3.3073e-12 | 3.3202e-12 | 3.3234e-12 | 48.7883
| High power | 1293.0977 | 1298.9977 | 1299.8777 | 1263.8177 | 1263.8177 | 1153.7132 | 966.7093 | 900.9914 | 774.6711 | 772.3396 | 730.3937 | 665.3059 | 567.7428 | 480.8446 | 396.2522 | 262.1203 | 210.0921 | 146.1556 | 143.9887 | 135.7576 | 136.0086 | 148.5452 | 148.475 | 128.0198 | 132.8636 | 170.5346 | 57 | 0 | 0 | 0 | 558.3296
| Diversified Total + High Power | 5811.8124 | 5834.5936 | 5849.3396 | 5809.0163 | 5830.1577 | 5743.059 | 5565.7856 | 5469.6976 | 5335.0453 | 5306.0157 | 5235.7748 | 5105.065 | 4995.9915 | 4877.1388 | 4755.2754 | 4525.4404 | 4416.9397 | 4262.1781 | 4154.8283 | 4027.0537 | 3912.3771 | 3837.3821 | 3706.9836 | 3563.8639 | 3489.7402 | 3409.3187 | 3226.1597 | 3072.3859 | 3044.5465 | 3016.9507 | 3496.2398
| Diversified Total + Low Power | 4863.7535 | 4844.5594 | 4841.8148 | 4822.6412 | 4806.3294 | 4780.7926 | 4743.7822 | 4712.4224 | 4695.0899 | 4672.7905 | 4623.4062 | 4533.9241 | 4493.742 | 4442.9319 | 4392.7343 | 4283.9029 | 4218.3298 | 4125.5498 | 4019.9575 | 3899.5428 | 3785.6178 | 3698.1626 | 3563.1115 | 3438.3114 | 3359.1762 | 3239.5341 | 3169.2054 | 3072.3859 | 3044.5465 | 3016.9507 | 2986.6984
A5.1M - Consumer Transformation: 1 in 20 peak day diversified demand
Source: National Grid
DS35 Using Power High Case
| Diversified Peak | 2020/21 | 2021/22 | 2022/23 | 2023/24 | 2024/25 | 2025/26 | 2026/27 | 2027/28 | 2028/29 | 2029/30 | 2030/31 | 2031/32 | 2032/33 | 2033/34 | 2034/35 | 2035/36 | 2036/37 | 2037/38 | 2038/39 | 2039/40 | 2040/41 | 2041/42 | 2042/43 | 2043/44 | 2044/45 | 2045/46 | 2046/47 | 2047/48 | 2048/49 | 2049/50 | 2050/51
| 0-73.2 MWh | 2796.2921 | 2765.3775 | 2686.159 | 2598.8264 | 2538.6861 | 2476.2423 | 2390.5391 | 2288.1756 | 2225.2559 | 2155.9308 | 2082.6544 | 1997.6814 | 1887.1896 | 1770.672 | 1674.5895 | 1566.014 | 1486.1514 | 1380.2128 | 1233.3598 | 1112.2766 | 1008.0172 | 883.146 | 785.9852 | 666.4504 | 496.0584 | 358.0544
| 73.2-732 MWh | 412.5556 | 414.6458 | 413.5927 | 411.3657 | 410.1113 | 402.2628 | 395.1415 | 385.5124 | 375.5963 | 366.1989 | 352.5665 | 340.4725 | 327.4462 | 306.4535 | 284.9877 | 255.5256 | 230.744 | 213.1602 | 193.5331 | 172.6842 | 157.301 | 136.78 | 120.969 | 101.922 | 81.9233 | 61.8175
| NDM > 732 MWh | 424.1421 | 419.484 | 414.9936 | 407.8817 | 403.621 | 398.175 | 392.2683 | 382.9698 | 377.3889 | 369.5106 | 359.4099 | 361.5261 | 356.8496 | 344.2994 | 330.1462 | 321.679 | 311.5646 | 296.2099 | 276.7223 | 253.7698 | 233.2626 | 219.0252 | 201.6972 | 174.5678 | 143.7905 | 116.2615
| Total NDM | 3632.9899 | 3599.5073 | 3514.7453 | 3418.0738 | 3352.4183 | 3276.68 | 3177.9489 | 3056.6578 | 2978.2411 | 2891.6403 | 2794.6307 | 2699.6801 | 2571.4855 | 2421.4249 | 2289.7234 | 2143.2186 | 2028.4599 | 1889.5829 | 1703.6152 | 1538.7306 | 1398.5808 | 1238.9512 | 1108.6514 | 942.9401 | 721.7722 | 536.1333
| Total DM | 360.6552 | 357.605 | 355.9466 | 353.0954 | 350.9928 | 350.9042 | 348.6948 | 344.5204 | 341.6417 | 337.5981 | 335.1541 | 333.5777 | 313.5882 | 308.6018 | 301.6928 | 289.7308 | 261.1841 | 255.3057 | 246.957 | 236.5689 | 227.1351 | 217.7022 | 167.3593 | 157.7257 | 144.4969 | 130.1422
| LDZ Shrinkage | 7.1616 | 6.8904 | 7.2849 | 7.1758 | 7.0274 | 6.9507 | 6.9014 | 6.8379 | 6.7041 | 6.5836 | 6.463 | 6.3681 | 6.2384 | 6.126 | 6.0137 | 5.9175 | 5.789 | 5.6767 | 5.5644 | 5.467 | 5.3397 | 5.2274 | 5.1151 | 5.0164 | 4.8904 | 4.7781
| Total LDZ | 4000.8067 | 3964.0027 | 3877.9769 | 3778.345 | 3710.4385 | 3634.5349 | 3533.5451 | 3408.016 | 3326.5869 | 3235.8219 | 3136.2478 | 3039.6259 | 2891.312 | 2736.1527 | 2597.4299 | 2438.8669 | 2295.4331 | 2150.5653 | 1956.1366 | 1780.7665 | 1631.0556 | 1461.8808 | 1281.1257 | 1105.6822 | 871.1595 | 671.0536
| NTS Industrial | 77.5821 | 76.9776 | 74.5471 | 73.9148 | 72.8588 | 71.8028 | 70.7972 | 69.9257 | 69.1027 | 68.2895 | 67.4959 | 66.4764 | 65.6476 | 64.9669 | 64.2711 | 63.2861 | 62.1853 | 61.0575 | 59.9653 | 58.6136 | 57.345 | 56.137 | 54.4832 | 52.7556 | 51.3358 | 50.0832
| Exports to Ireland | 364.7 | 386.2 | 410.3 | 414.5 | 418.7 | 433.8 | 441.3 | 447.2 | 455.8 | 461 | 451.4 | 441.4 | 430.9 | 419.8 | 408.1 | 395.8 | 382.6 | 368.6 | 353.5 | 337.4 | 319.8 | 300.7 | 279.6 | 256.3 | 230 | 199.9
| NTS Power Generation | 1300.5977 | 1298.9977 | 1320.9977 | 1263.8177 | 1231.0466 | 1080.1441 | 876.629 | 884.129 | 851.9454 | 841.604 | 826.2697 | 712.6847 | 539.6175 | 466.5472 | 385.3096 | 344.149 | 275.8189 | 213.303 | 191.6788 | 171.2139 | 128.21 | 82 | 82 | 37 | 37 | 37
| NTS Consumption | 1742.8798 | 1762.1753 | 1805.8448 | 1752.2326 | 1722.6054 | 1585.7469 | 1388.7262 | 1401.2547 | 1376.8481 | 1370.8935 | 1345.1656 | 1220.5611 | 1036.1651 | 951.3141 | 857.6807 | 803.2352 | 720.6043 | 642.9605 | 605.1441 | 567.2275 | 505.3549 | 438.837 | 416.0832 | 346.0556 | 318.3358 | 286.9832
| NTS Shrinkage | 9.6129 | 9.5552 | 9.3717 | 9.3161 | 9.3315 | 9.5423 | 9.3029 | 9.0465 | 8.7208 | 8.3918 | 8.4663 | 8.6037 | 8.6593 | 8.725 | 8.7377 | 8.8223 | 8.8105 | 8.7217 | 8.8165 | 8.8837 | 8.8826 | 8.9559 | 9.0633 | 9.0909 | 9.0713 | 8.9493
| Total excluding IUK | 5753.2993 | 5735.7332 | 5693.1934 | 5539.8937 | 5442.3754 | 5229.8241 | 4931.5741 | 4818.3173 | 4712.1558 | 4615.1071 | 4489.8797 | 4268.7907 | 3936.1364 | 3696.1917 | 3463.8483 | 3250.9245 | 3024.8479 | 2802.2475 | 2570.0972 | 2356.8778 | 2145.2931 | 1909.6738 | 1706.2721 | 1460.8287 | 1198.5666 | 966.9861
| IUK | 0 | 0 | 0 | 0 | 0 | 0 | 0 | 0 | 0 | 0 | 0 | 0 | 0 | 0 | 0 | 0 | 0 | 0 | 0 | 0 | 0 | 0 | 0 | 0 | 0 | 0
| Total including IUK | 5753.2993 | 5735.7332 | 5693.1934 | 5539.8937 | 5442.3754 | 5229.8241 | 4931.5741 | 4818.3173 | 4712.1558 | 4615.1071 | 4489.8797 | 4268.7907 | 3936.1364 | 3696.1917 | 3463.8483 | 3250.9245 | 3024.8479 | 2802.2475 | 2570.0972 | 2356.8778 | 2145.2931 | 1909.6738 | 1706.2721 | 1460.8287 | 1198.5666 | 966.9861
| Total Undiversified | 5889.5032 | 5880.644 | 5821.5955 | 5663.1608 | 5566.9336 | 5504.752 | 5211.1328 | 5092.3665 | 5023.3767 | 4828.1911 | 4717.787 | 4601.7025 | 4339.2402 | 4131.1587 | 3852.9274 | 3617.7287 | 3323.6603 | 2970.6498 | 2759.3118 | 2539.3411 | 2334.5329 | 2018.3851 | 1785.5581 | 1536.9629 | 1272.2307 | 1035.5875 | 1000.4875 | 921.3875 | 868.7875 | 798.6875 | 798.6875
| Low power | 340.3083 | 301.912 | 289.3812 | 266.3871 | 229.6619 | 166.3584 | 120.4114 | 130.8994 | 132.3998 | 136.2207 | 121.9681 | 89.8735 | 68.6063 | 55.3864 | 49.7045 | 37.9797 | 25.7913 | 19.1052 | 15.9114 | 13.346 | 7.4586 | 4.2208 | 1.9651 | 1.056 | 1.0601 | 0.98779
| High power | 1300.5977 | 1298.9977 | 1320.9977 | 1263.8177 | 1231.0466 | 1080.1441 | 876.629 | 884.129 | 851.9454 | 841.604 | 826.2697 | 712.6847 | 539.6175 | 466.5472 | 385.3096 | 344.149 | 275.8189 | 213.303 | 191.6788 | 171.2139 | 128.21 | 82 | 82 | 37 | 37 | 37
| Diversified Total + High Power | 5753.2993 | 5735.7332 | 5693.1934 | 5539.8937 | 5442.3754 | 5229.8241 | 4931.5741 | 4818.3173 | 4712.1558 | 4615.1071 | 4489.8797 | 4268.7907 | 3936.1364 | 3696.1917 | 3463.8483 | 3250.9245 | 3024.8479 | 2802.2475 | 2570.0972 | 2356.8778 | 2145.2931 | 1909.6738 | 1706.2721 | 1460.8287 | 1198.5666 | 966.9861 | 0 | 0 | 0 | 0 | 0
| Diversified Total + Low Power | 4793.0099 | 4738.6475 | 4661.5768 | 4542.4631 | 4440.9907 | 4316.0384 | 4175.3566 | 4065.0877 | 3992.6101 | 3909.7239 | 3785.5781 | 3645.9795 | 3465.1252 | 3285.0309 | 3128.2432 | 2944.7552 | 2774.8203 | 2608.0498 | 2394.3298 | 2199.0099 | 2024.5418 | 1831.8946 | 1626.2372 | 1424.8847 | 1162.6267 | 930.9739 | 0 | 0 | 0 | 0 | 0
A5.1N - Leading the Way: 1 in 20 peak day diversified demand
Source: National Grid
DS35 Using Power High Case
| Diversified Peak | 2020/21 | 2021/22 | 2022/23 | 2023/24 | 2024/25 | 2025/26 | 2026/27 | 2027/28 | 2028/29 | 2029/30 | 2030/31 | 2031/32 | 2032/33 | 2033/34 | 2034/35 | 2035/36 | 2036/37 | 2037/38 | 2038/39 | 2039/40 | 2040/41 | 2041/42 | 2042/43 | 2043/44 | 2044/45 | 2045/46 | 2046/47 | 2047/48 | 2048/49 | 2049/50 | 2050/51
| 0-73.2 MWh | 2764.092 | 2682.2086 | 2618.6313 | 2537.5587 | 2485.6075 | 2433.701 | 2339.8971 | 2241.4634 | 2179.1057 | 2131.6449 | 2102.1214 | 2032.5945 | 1993.6095 | 1959.5071 | 1884.6784 | 1791.6993 | 1708.5956 | 1629.6094 | 1459.5234 | 1295.6171 | 1134.0104 | 994.4249 | 770.0271 | 598.457 | 427.6482 | 282.3713 | 55.0288 | 10.3408 | 28.0232 | 27.7461 | 27.469
| 73.2-732 MWh | 419.0248 | 423.2619 | 422.6804 | 421.2503 | 420.5604 | 413.1581 | 407.5042 | 397.4691 | 389.6298 | 380.3774 | 366.606 | 355.0198 | 343.4893 | 321.1128 | 300.52 | 270.6043 | 240.1217 | 224.8572 | 201.5136 | 176.7078 | 157.5789 | 132.9947 | 110.7484 | 90.4914 | 65.3546 | 42.1516 | 24.2815 | 16.3959 | 9.5663 | 4.7832 | -6.009e-11
| NDM > 732 MWh | 426.706 | 422.3348 | 416.6943 | 410.0549 | 405.174 | 398.6584 | 392.888 | 381.0516 | 373.6048 | 363.0587 | 359.4472 | 361.4109 | 356.6354 | 341.2686 | 327.4852 | 310.5757 | 304.748 | 296.9581 | 274.6973 | 248.6627 | 226.3548 | 196.7504 | 168.2558 | 140.3751 | 101.1327 | 71.0643 | 42.9521 | 33.3831 | 12.3044 | 6.1522 | 5.1954e-12
| Total NDM | 3609.8228 | 3527.8053 | 3458.0061 | 3368.8639 | 3311.3418 | 3245.5175 | 3140.2893 | 3019.9841 | 2942.3403 | 2875.0811 | 2828.1746 | 2749.0252 | 2693.7342 | 2621.8885 | 2512.6837 | 2372.8793 | 2253.4653 | 2151.4247 | 1935.7343 | 1720.9876 | 1517.9441 | 1324.17 | 1049.0312 | 829.3234 | 594.1355 | 395.5873 | 122.2623 | 60.1197 | 49.894 | 38.6815 | 27.469
| Total DM | 358.4816 | 355.8814 | 354.3884 | 351.3247 | 348.9552 | 348.0627 | 345.5648 | 340.8565 | 335.735 | 330.4523 | 300.92 | 294.0563 | 273.1766 | 265.3112 | 256.2303 | 250.0895 | 242.3793 | 193.2133 | 183.1829 | 168.2688 | 155.1794 | 140.9034 | 127.3199 | 114.2455 | 99.0531 | 84.7136 | 102.8486 | 110.6333 | 105.1373 | 64.3832 | 23.6292
| LDZ Shrinkage | 7.1616 | 6.8904 | 7.2849 | 7.1758 | 7.0274 | 6.9507 | 6.9014 | 6.8379 | 6.7041 | 6.5836 | 6.463 | 6.3681 | 6.2384 | 6.126 | 6.0137 | 5.9175 | 5.789 | 5.6767 | 5.5644 | 5.467 | 5.3397 | 5.2274 | 5.1151 | 5.0164 | 4.8904 | 4.7781 | 4.6658 | 4.5659 | 4.4411 | 4.226 | 4.011
| Total LDZ | 3975.4661 | 3890.5771 | 3819.6794 | 3727.3644 | 3667.3244 | 3600.5309 | 3492.7554 | 3367.6785 | 3284.7793 | 3212.117 | 3135.5576 | 3049.4496 | 2973.1492 | 2893.3258 | 2774.9277 | 2628.8864 | 2501.6336 | 2350.3147 | 2124.4816 | 1894.7233 | 1678.4633 | 1470.3008 | 1181.4662 | 948.5853 | 698.079 | 485.079 | 229.7767 | 175.319 | 159.4724 | 107.2908 | 55.1092
| NTS Industrial | 81.4027 | 80.6312 | 78.1811 | 77.495 | 76.7785 | 75.9954 | 75.0039 | 73.7715 | 72.9807 | 71.7101 | 70.713 | 69.3092 | 68.5057 | 67.6189 | 66.4852 | 65.3025 | 64.3051 | 63.4612 | 62.3605 | 57.0541 | 48.9421 | 41.3349 | 33.7118 | 26.1054 | 18.476 | 13.7373 | 12.0061 | 9.9256 | 7.9318 | 6.5089 | 5.086
| Exports to Ireland | 364.7 | 386.2 | 410.3 | 414.5 | 418.7 | 433.8 | 441.3 | 447.2 | 455.8 | 441.6 | 428.3 | 414 | 398.8 | 382.6 | 365.1 | 346.1 | 325.4 | 302.6 | 277.3 | 248.8 | 216.3 | 178.4 | 132.8 | 75.9 | 0 | 0 | 0 | 0 | 0 | 0 | 0
| NTS Power Generation | 1293.0977 | 1237.3488 | 1165.5232 | 1064.9735 | 941.1879 | 756.3476 | 607.139 | 620.2624 | 589.7425 | 540.1023 | 484.7525 | 399.8255 | 364.3989 | 290.882 | 196.0799 | 112.5136 | 45 | 0 | 0 | 0 | 0 | 0 | 0 | 0 | 0 | 0 | 0 | 0 | 0 | 0 | 0
| NTS Consumption | 1739.2004 | 1704.18 | 1654.0043 | 1556.9685 | 1436.6665 | 1266.143 | 1123.4429 | 1141.2339 | 1118.5232 | 1053.4124 | 983.7655 | 883.1347 | 831.7045 | 741.1009 | 627.6652 | 523.9161 | 434.7051 | 366.0612 | 339.6605 | 305.8541 | 265.2421 | 219.7349 | 166.5118 | 102.0054 | 18.476 | 13.7373 | 12.0061 | 9.9256 | 7.9318 | 6.5089 | 5.086
| NTS Shrinkage | 9.6129 | 9.5552 | 9.3717 | 9.3161 | 9.3315 | 9.5423 | 9.3029 | 9.0465 | 8.7208 | 8.3918 | 8.4663 | 8.6037 | 8.6593 | 8.725 | 8.7377 | 8.8223 | 8.8105 | 8.7217 | 8.8165 | 8.8837 | 8.8826 | 8.9559 | 9.0633 | 9.0909 | 9.0713 | 8.9493 | 8.7976 | 8.7852 | 8.7202 | 8.6114 | 8.5026
| Total excluding IUK | 5724.2794 | 5604.3124 | 5483.0554 | 5293.649 | 5113.3224 | 4876.2162 | 4625.5012 | 4517.9588 | 4412.0233 | 4273.9212 | 4127.7893 | 3941.188 | 3813.513 | 3643.1516 | 3411.3305 | 3161.6249 | 2945.1492 | 2725.0976 | 2472.9586 | 2209.4612 | 1952.5879 | 1698.9916 | 1357.0413 | 1059.6816 | 725.6263 | 507.7656 | 250.5804 | 194.0298 | 176.1243 | 122.411 | 68.6978
| IUK | 0 | 0 | 0 | 0 | 0 | 0 | 0 | 0 | 0 | 0 | 0 | 0 | 0 | 0 | 0 | 0 | 0 | 0 | 0 | 0 | 0 | 0 | 0 | 0 | 0 | 0 | 0 | 0 | 0 | 0 | 0
| Total including IUK | 5724.2794 | 5604.3124 | 5483.0554 | 5293.649 | 5113.3224 | 4876.2162 | 4625.5012 | 4517.9588 | 4412.0233 | 4273.9212 | 4127.7893 | 3941.188 | 3813.513 | 3643.1516 | 3411.3305 | 3161.6249 | 2945.1492 | 2725.0976 | 2472.9586 | 2209.4612 | 1952.5879 | 1698.9916 | 1357.0413 | 1059.6816 | 725.6263 | 507.7656 | 250.5804 | 194.0298 | 176.1243 | 122.411 | 68.6978
| Total Undiversified | 5858.7484 | 5786.6705 | 5707.4158 | 5614.7652 | 5488.1273 | 5139.2943 | 4920.894 | 4803.6629 | 4693.5992 | 4572.538 | 4418.3741 | 4239.5624 | 4070.1362 | 3890.6324 | 3634.9871 | 3327.8618 | 3084.0607 | 2833.6985 | 2578.0336 | 2312.84 | 2057.336 | 1808.105 | 1468.8057 | 1171.1225 | 835.1628 | 612.8741 | 336.911 | 270.7235 | 251.3978 | 251.3978 | 172.1189
| Low power | 340.3083 | 301.912 | 289.3812 | 266.3871 | 229.6619 | 166.3584 | 120.4114 | 130.8994 | 132.3998 | 136.2207 | 121.9681 | 89.8735 | 68.6063 | 55.3864 | 49.7045 | 37.9797 | 25.7913 | 19.1052 | 15.9114 | 13.346 | 7.4586 | 4.2208 | 1.9651 | 1.056 | 1.0601 | 0.98779 | 0.36648 | 2.9532e-12 | 2.9659e-12 | 2.9676e-12 | 2.9694e-12
| High power | 1293.0977 | 1237.3488 | 1165.5232 | 1064.9735 | 941.1879 | 756.3476 | 607.139 | 620.2624 | 589.7425 | 540.1023 | 484.7525 | 399.8255 | 364.3989 | 290.882 | 196.0799 | 112.5136 | 45 | 0 | 0 | 0 | 0 | 0 | 0 | 0 | 0 | 0 | 0 | 0 | 0 | 0 | 0
| Diversified Total + High Power | 5724.2794 | 5604.3124 | 5483.0554 | 5293.649 | 5113.3224 | 4876.2162 | 4625.5012 | 4517.9588 | 4412.0233 | 4273.9212 | 4127.7893 | 3941.188 | 3813.513 | 3643.1516 | 3411.3305 | 3161.6249 | 2945.1492 | 2725.0976 | 2472.9586 | 2209.4612 | 1952.5879 | 1698.9916 | 1357.0413 | 1059.6816 | 725.6263 | 507.7656 | 250.5804 | 194.0298 | 176.1243 | 122.411 | 68.6978
| Diversified Total + Low Power | 4771.4899 | 4668.8755 | 4606.9133 | 4495.0626 | 4401.7963 | 4286.227 | 4138.7736 | 4028.5958 | 3954.6805 | 3870.0396 | 3765.005 | 3631.2361 | 3517.7204 | 3407.6561 | 3264.9551 | 3087.091 | 2925.9405 | 2744.2028 | 2488.87 | 2222.8072 | 1960.0466 | 1703.2125 | 1359.0064 | 1060.7376 | 726.6864 | 508.7533 | 250.9469 | 194.0298 | 176.1243 | 122.411 | 68.6978
A5.1O - Five Year Forecast: 1 in 20 peak day diversified demand
Source: National Grid
DS35 Using Power High Case
| National | 2020/21: 2020/21; 2021/22: 2021/22; 2022/23: 2022/23; 2023/24: 2023/24; 2024/25: 2024/25
| 0-73.2 MWh | 2020/21: 2845.6619; 2021/22: 2828.5823; 2022/23: 2822.2832; 2023/24: 2813.7364; 2024/25: 2824.3071
| 73.2-732 MWh | 2020/21: 432.4795; 2021/22: 445.3216; 2022/23: 454.3016; 2023/24: 464.0413; 2024/25: 476.4382
| NDM > 732 MWh | 2020/21: 426.8432; 2021/22: 425.7913; 2022/23: 426.6948; 2023/24: 426.0938; 2024/25: 428.1042
| Total NDM | 2020/21: 3704.9847; 2021/22: 3699.6952; 2022/23: 3703.2797; 2023/24: 3703.8715; 2024/25: 3728.8495
| Total DM | 2020/21: 366.807; 2021/22: 367.6574; 2022/23: 368.3375; 2023/24: 365.1583; 2024/25: 365.4273
| LDZ Shrinkage | 2020/21: 7.1616; 2021/22: 6.8904; 2022/23: 7.2849; 2023/24: 7.1758; 2024/25: 7.0274
| Total LDZ | 2020/21: 4078.9533; 2021/22: 4074.2429; 2022/23: 4078.9021; 2023/24: 4076.2056; 2024/25: 4101.3042
| NTS Industrial | 2020/21: 90.1427; 2021/22: 90.7402; 2022/23: 89.166; 2023/24: 87.6983; 2024/25: 88.5032
| Exports to Ireland | 2020/21: 365.4; 2021/22: 387.7; 2022/23: 412.6; 2023/24: 417.6; 2024/25: 422.3
| NTS Power Generation | 2020/21: 1287.7869; 2021/22: 1202.9757; 2022/23: 1226.8429; 2023/24: 1165.735; 2024/25: 1085.5853
| NTS Consumption | 2020/21: 1743.3296; 2021/22: 1681.416; 2022/23: 1728.6089; 2023/24: 1671.0333; 2024/25: 1596.3885
| NTS Shrinkage | 2020/21: 9.6129; 2021/22: 9.5552; 2022/23: 9.3717; 2023/24: 9.3161; 2024/25: 9.3315
| Total excluding IUK | 2020/21: 5831.8957; 2021/22: 5765.2141; 2022/23: 5816.8827; 2023/24: 5756.5549; 2024/25: 5707.0243
| IUK | 2020/21: 0; 2021/22: 0; 2022/23: 0; 2023/24: 0; 2024/25: 0
| Total including IUK | 2020/21: 5831.8957; 2021/22: 5765.2141; 2022/23: 5816.8827; 2023/24: 5756.5549; 2024/25: 5707.0243
| Total Undiversified | 2020/21: 5954.6192; 2021/22: 5987.678; 2022/23: 6021.3494; 2023/24: 5998.4123; 2024/25: 5993.4274
| Low power | 2020/21: 348.4028; 2021/22: 315.3782; 2022/23: 327.6563; 2023/24: 310.1612; 2024/25: 269.1437
| High power | 2020/21: 1293.0977; 2021/22: 1298.9977; 2022/23: 1320.9977; 2023/24: 1299.8777; 2024/25: 1263.8177
| Diversified Total + High Power | 2020/21: 5837.2066; 2021/22: 5861.2361; 2022/23: 5911.0375; 2023/24: 5890.6976; 2024/25: 5885.2567
| Diversified Total + Low Power | 2020/21: 4892.5117; 2021/22: 4877.6166; 2022/23: 4917.6961; 2023/24: 4900.9811; 2024/25: 4890.5827

## 2020-2021 Average Load Curve
A5.1E - 2020/21 Load curve (Average) - Five Year Forecast
Source: National Grid
| Day number | NDM 0 - 73.2 MWh | NDM 73.2-732 MWh | NDM > 732 MWh | Total DM | LDZ Shrinkage | NTS Industrial | Exports to Ireland | NTS Power | NTS Shrinkage | IUK
| 1 | 2535.6012 | 364.9096 | 384.2129 | 354.2023 | 7.1616 | 86.1618 | 266.2747 | 691.2293 | 9.6129 | 0
| 2 | 2318.441 | 338.6575 | 365.9867 | 337.5375 | 7.1616 | 85.4872 | 264.3278 | 690.6173 | 9.6129 | 0
| 3 | 2232.552 | 327.9143 | 355.9296 | 331.0469 | 7.1616 | 84.833 | 262.4265 | 689.9825 | 9.6129 | 0
| 4 | 2175.5824 | 319.225 | 348.9005 | 325.8393 | 7.1616 | 84.1989 | 260.5702 | 689.3252 | 9.6129 | 0
| 5 | 2128.3459 | 314.185 | 344.25 | 321.3123 | 7.1616 | 83.5845 | 258.7582 | 688.646 | 9.6129 | 0
| 6 | 2087.3542 | 309.2458 | 339.592 | 319.601 | 7.1616 | 82.9896 | 256.9898 | 687.9452 | 9.6129 | 0
| 7 | 2054.1776 | 305.3349 | 337.0149 | 318.4759 | 7.1616 | 82.4139 | 255.2646 | 687.2232 | 9.6129 | 0
| 8 | 2028.5044 | 301.818 | 334.6459 | 316.6772 | 7.1616 | 81.857 | 253.5817 | 686.4803 | 9.6129 | 0
| 9 | 2012.7035 | 300.0186 | 332.983 | 313.9873 | 7.1616 | 81.3188 | 251.9406 | 685.7171 | 9.6129 | 0
| 10 | 1995.85 | 297.9795 | 331.5499 | 312.3601 | 7.1616 | 80.7988 | 250.3407 | 684.9339 | 9.6129 | 0
| 11 | 1980.9608 | 296.0301 | 329.0415 | 309.7541 | 7.1616 | 80.2969 | 248.7812 | 684.131 | 9.6129 | 0
| 12 | 1966.0453 | 293.7017 | 326.9738 | 307.1126 | 7.1616 | 79.8126 | 247.2615 | 683.309 | 9.6129 | 0
| 13 | 1948.848 | 291.7968 | 325.244 | 305.9916 | 7.1616 | 79.3458 | 245.7811 | 682.4682 | 9.6129 | 0
| 14 | 1930.8257 | 289.9583 | 323.6109 | 305.5324 | 7.1616 | 78.8961 | 244.3392 | 681.609 | 9.6129 | 0
| 15 | 1914.2512 | 287.3942 | 321.5516 | 304.7774 | 7.1616 | 78.4632 | 242.9352 | 680.7318 | 9.6129 | 0
| 16 | 1897.004 | 285.1419 | 319.853 | 304.0225 | 7.1616 | 78.0469 | 241.5686 | 679.837 | 9.6129 | 0
| 17 | 1879.392 | 282.9028 | 317.4926 | 304.281 | 7.1616 | 77.6468 | 240.2385 | 678.9249 | 9.6129 | 0
| 18 | 1862.2216 | 280.8562 | 315.3538 | 303.6837 | 7.1616 | 77.2627 | 238.9444 | 677.9961 | 9.6129 | 0
| 19 | 1849.0935 | 278.8354 | 313.977 | 303.2074 | 7.1616 | 76.8942 | 237.6857 | 677.051 | 9.6129 | 0
| 20 | 1840.9687 | 278.0076 | 313.1218 | 302.3387 | 7.1616 | 76.5411 | 236.4617 | 676.0898 | 9.6129 | 0
| 21 | 1832.5327 | 277.0958 | 312.7186 | 301.4133 | 7.1616 | 76.2031 | 235.2718 | 675.113 | 9.6129 | 0
| 22 | 1825.4755 | 276.0698 | 311.7869 | 299.7518 | 7.1616 | 75.8798 | 234.1152 | 674.121 | 9.6129 | 0
| 23 | 1817.4426 | 275.3009 | 310.8768 | 298.7871 | 7.1616 | 75.5711 | 232.9915 | 673.1142 | 9.6129 | 0
| 24 | 1809.5652 | 274.2621 | 310.0213 | 297.8823 | 7.1616 | 75.2765 | 231.8999 | 672.0931 | 9.6129 | 0
| 25 | 1801.4234 | 273.5843 | 309.0693 | 296.9775 | 7.1616 | 74.9958 | 230.8398 | 671.0579 | 9.6129 | 0
| 26 | 1793.5143 | 272.4387 | 308.3181 | 296.1069 | 7.1616 | 74.7288 | 229.8106 | 670.0092 | 9.6129 | 0
| 27 | 1786.9266 | 270.891 | 306.7141 | 295.1698 | 7.1616 | 74.475 | 228.8116 | 668.9473 | 9.6129 | 0
| 28 | 1779.5081 | 269.7305 | 305.3615 | 294.425 | 7.1616 | 74.2343 | 227.8422 | 667.8726 | 9.6129 | 0
| 29 | 1770.8627 | 269.1575 | 304.4766 | 293.8518 | 7.1616 | 74.0063 | 226.9017 | 666.7854 | 9.6129 | 0
| 30 | 1762.6649 | 267.9107 | 304.0228 | 293.0737 | 7.1616 | 73.7908 | 225.9895 | 665.6864 | 9.6129 | 0
| 31 | 1754.9286 | 266.9316 | 302.9005 | 292.2349 | 7.1616 | 73.5874 | 225.1049 | 664.5757 | 9.6129 | 0
| 32 | 1747.6425 | 265.4647 | 301.5602 | 291.6518 | 7.1616 | 73.3958 | 224.2474 | 663.4538 | 9.6129 | 0
| 33 | 1740.4295 | 263.7555 | 300.389 | 291.0686 | 7.1616 | 73.2158 | 223.4162 | 662.3211 | 9.6129 | 0
| 34 | 1732.8225 | 262.6621 | 298.9961 | 290.4855 | 7.1616 | 73.0471 | 222.6108 | 661.1781 | 9.6129 | 0
| 35 | 1724.9385 | 261.8213 | 297.7423 | 289.7876 | 7.1616 | 72.8893 | 221.8304 | 660.0251 | 9.6129 | 0
| 36 | 1718.099 | 260.9467 | 295.563 | 289.0045 | 7.1616 | 72.7422 | 221.0745 | 658.8624 | 9.6129 | 0
| 37 | 1710.1741 | 259.7275 | 294.5982 | 288.4369 | 7.1616 | 72.6055 | 220.3424 | 657.6906 | 9.6129 | 0
| 38 | 1702.1964 | 258.7921 | 293.4025 | 287.8694 | 7.1616 | 72.4789 | 219.6334 | 656.5101 | 9.6129 | 0
| 39 | 1694.4076 | 257.6448 | 292.5729 | 286.9586 | 7.1616 | 72.3621 | 218.947 | 655.3211 | 9.6129 | 0
| 40 | 1687.0409 | 255.7537 | 291.7917 | 286.321 | 7.1616 | 72.2548 | 218.2824 | 654.1241 | 9.6129 | 0
| 41 | 1678.7774 | 254.6515 | 291.0427 | 285.7592 | 7.1616 | 72.1567 | 217.6391 | 652.9196 | 9.6129 | 0
| 42 | 1670.7231 | 253.4777 | 290.1563 | 285.1974 | 7.1616 | 72.0675 | 217.0164 | 651.7079 | 9.6129 | 0
| 43 | 1662.2053 | 252.2843 | 289.3696 | 285.0188 | 7.1616 | 71.987 | 216.4136 | 650.4894 | 9.6129 | 0
| 44 | 1654.5589 | 250.5162 | 288.3166 | 284.8097 | 7.1616 | 71.9148 | 215.8302 | 649.2645 | 9.6129 | 0
| 45 | 1646.989 | 249.1044 | 287.1397 | 284.2919 | 7.1616 | 71.8506 | 215.2654 | 648.0337 | 9.6129 | 0
| 46 | 1639.3163 | 247.7907 | 285.9674 | 283.7741 | 7.1616 | 71.7942 | 214.7186 | 646.7972 | 9.6129 | 0
| 47 | 1631.0858 | 246.8634 | 284.9665 | 283.2563 | 7.1616 | 71.7453 | 214.1893 | 645.5556 | 9.6129 | 0
| 48 | 1624.2888 | 244.7058 | 283.7624 | 282.7385 | 7.1616 | 71.7035 | 213.6766 | 644.3092 | 9.6129 | 0
| 49 | 1617.2006 | 243.5834 | 281.8144 | 282.2207 | 7.1616 | 71.6685 | 213.1801 | 643.0584 | 9.6129 | 0
| 50 | 1609.0092 | 242.5982 | 280.8323 | 281.7029 | 7.1616 | 71.6402 | 212.6991 | 641.8037 | 9.6129 | 0
| 51 | 1601.7477 | 241.2469 | 279.2864 | 281.1851 | 7.1616 | 71.6181 | 212.2328 | 640.5453 | 9.6129 | 0
| 52 | 1594.3969 | 239.9341 | 277.5354 | 280.9233 | 7.1616 | 71.602 | 211.7808 | 639.2838 | 9.6129 | 0
| 53 | 1587.0408 | 237.8727 | 276.6246 | 280.5751 | 7.1616 | 71.5917 | 211.3423 | 638.0195 | 9.6129 | 0
| 54 | 1579.1315 | 236.8001 | 275.6161 | 279.8889 | 7.1616 | 71.5867 | 210.9166 | 636.7529 | 9.6129 | 0
| 55 | 1570.7903 | 235.9028 | 274.8483 | 279.2189 | 7.1616 | 71.5868 | 210.5033 | 635.4842 | 9.6129 | 0
| 56 | 1562.5521 | 234.8541 | 273.9954 | 278.6821 | 7.1616 | 71.5918 | 210.1015 | 634.214 | 9.6129 | 0
| 57 | 1554.5833 | 233.7085 | 272.975 | 278.1405 | 7.1616 | 71.6013 | 209.7107 | 632.9426 | 9.6129 | 0
| 58 | 1549.0282 | 232.8672 | 272.0322 | 277.9032 | 7.1616 | 71.615 | 209.3303 | 631.6705 | 9.6129 | 0
| 59 | 1543.6428 | 232.4125 | 271.2393 | 277.6321 | 7.1616 | 71.6326 | 208.9595 | 630.3979 | 9.6129 | 0
| 60 | 1539.1102 | 231.2485 | 270.6076 | 277.056 | 7.1616 | 71.6539 | 208.5978 | 629.1254 | 9.6129 | 0
| 61 | 1534.2721 | 230.6005 | 269.7656 | 276.4799 | 7.1616 | 71.6786 | 208.2445 | 627.8534 | 9.6129 | 0
| 62 | 1529.3074 | 230.016 | 268.8752 | 276.0153 | 7.1616 | 71.7063 | 207.899 | 626.5821 | 9.6129 | 0
| 63 | 1524.1894 | 229.229 | 268.2886 | 275.6027 | 7.1616 | 71.7368 | 207.5605 | 625.3121 | 9.6129 | 0
| 64 | 1519.1617 | 228.7156 | 267.338 | 275.1901 | 7.1616 | 71.7697 | 207.2286 | 624.0437 | 9.6129 | 0
| 65 | 1513.9971 | 228.0067 | 266.7199 | 274.7774 | 7.1616 | 71.8049 | 206.9025 | 622.7773 | 9.6129 | 0
| 66 | 1508.6925 | 227.3791 | 266.1605 | 274.3648 | 7.1616 | 71.8419 | 206.5816 | 621.5134 | 9.6129 | 0
| 67 | 1503.0198 | 227.02 | 265.7006 | 273.9522 | 7.1616 | 71.8805 | 206.2653 | 620.2523 | 9.6129 | 0
| 68 | 1497.9904 | 226.2134 | 265.1681 | 273.4167 | 7.1616 | 71.9204 | 205.9528 | 618.9944 | 9.6129 | 0
| 69 | 1492.6812 | 225.7752 | 264.5745 | 272.8534 | 7.1616 | 71.9614 | 205.6437 | 617.7402 | 9.6129 | 0
| 70 | 1487.6131 | 225.0476 | 263.8818 | 272.4374 | 7.1616 | 72.003 | 205.3372 | 616.49 | 9.6129 | 0
| 71 | 1482.2051 | 224.388 | 263.4611 | 272.0215 | 7.1616 | 72.0451 | 205.0326 | 615.2442 | 9.6129 | 0
| 72 | 1476.8693 | 223.8091 | 262.8875 | 271.6056 | 7.1616 | 72.0873 | 204.7294 | 614.0032 | 9.6129 | 0
| 73 | 1471.132 | 223.4243 | 262.5417 | 271.1693 | 7.1616 | 72.1293 | 204.427 | 612.7675 | 9.6129 | 0
| 74 | 1465.8253 | 222.9796 | 261.8194 | 270.7387 | 7.1616 | 72.1709 | 204.1246 | 611.5375 | 9.6129 | 0
| 75 | 1461.2827 | 222.1732 | 260.6722 | 270.3306 | 7.1616 | 72.2117 | 203.8216 | 610.3134 | 9.6129 | 0
| 76 | 1456.1434 | 221.5006 | 259.9879 | 269.9226 | 7.1616 | 72.2515 | 203.5174 | 609.0958 | 9.6129 | 0
| 77 | 1450.9711 | 221.1252 | 259.0396 | 269.5145 | 7.1616 | 72.29 | 203.2113 | 607.8851 | 9.6129 | 0
| 78 | 1445.6449 | 220.5731 | 258.4488 | 269.0793 | 7.1616 | 72.3268 | 202.9028 | 606.6815 | 9.6129 | 0
| 79 | 1440.3532 | 219.8837 | 257.9289 | 268.676 | 7.1616 | 72.3617 | 202.5911 | 605.4856 | 9.6129 | 0
| 80 | 1435.179 | 219.0471 | 257.4381 | 268.2734 | 7.1616 | 72.3944 | 202.2756 | 604.2978 | 9.6129 | 0
| 81 | 1430.8052 | 217.8823 | 256.4751 | 267.8708 | 7.1616 | 72.4246 | 201.9557 | 603.1184 | 9.6129 | 0
| 82 | 1425.848 | 217.1434 | 255.6695 | 267.4682 | 7.1616 | 72.452 | 201.6307 | 601.9478 | 9.6129 | 0
| 83 | 1420.3876 | 216.499 | 255.2726 | 267.0655 | 7.1616 | 72.4763 | 201.3 | 600.7864 | 9.6129 | 0
| 84 | 1414.9436 | 216.0692 | 254.6449 | 266.6629 | 7.1616 | 72.4972 | 200.963 | 599.6347 | 9.6129 | 0
| 85 | 1410.2002 | 215.3249 | 253.6311 | 266.2603 | 7.1616 | 72.5144 | 200.6189 | 598.4931 | 9.6129 | 0
| 86 | 1405.4124 | 214.5933 | 252.6487 | 265.8576 | 7.1616 | 72.5277 | 200.2673 | 597.3619 | 9.6129 | 0
| 87 | 1400.423 | 213.866 | 251.8825 | 265.4364 | 7.1616 | 72.5367 | 199.9073 | 596.2415 | 9.6129 | 0
| 88 | 1395.8575 | 213.2637 | 250.5981 | 264.9843 | 7.1616 | 72.5411 | 199.5385 | 595.1323 | 9.6129 | 0
| 89 | 1390.6016 | 212.6296 | 249.9882 | 264.58 | 7.1616 | 72.5407 | 199.1601 | 594.0349 | 9.6129 | 0
| 90 | 1385.1184 | 212.0169 | 249.5841 | 264.1757 | 7.1616 | 72.5352 | 198.7715 | 592.9494 | 9.6129 | 0
| 91 | 1379.9584 | 211.3798 | 248.8813 | 263.7714 | 7.1616 | 72.5242 | 198.3721 | 591.8764 | 9.6129 | 0
| 92 | 1374.9089 | 210.7943 | 248.0163 | 263.3671 | 7.1616 | 72.5074 | 197.9611 | 590.8162 | 9.6129 | 0
| 93 | 1369.5872 | 210.2753 | 247.3572 | 262.9628 | 7.1616 | 72.4848 | 197.5382 | 589.7692 | 9.6129 | 0
| 94 | 1364.7033 | 209.5582 | 246.4582 | 262.5585 | 7.1616 | 72.4562 | 197.1035 | 588.7352 | 9.6129 | 0
| 95 | 1359.9188 | 208.7782 | 245.5095 | 262.1674 | 7.1616 | 72.4218 | 196.6571 | 587.7139 | 9.6129 | 0
| 96 | 1354.37 | 208.3112 | 244.9797 | 261.8088 | 7.1616 | 72.3816 | 196.1994 | 586.7052 | 9.6129 | 0
| 97 | 1349.4289 | 207.491 | 244.2253 | 261.4202 | 7.1616 | 72.336 | 195.7307 | 585.7088 | 9.6129 | 0
| 98 | 1344.7671 | 206.7309 | 243.1315 | 261.0316 | 7.1616 | 72.2848 | 195.2511 | 584.7245 | 9.6129 | 0
| 99 | 1340.0303 | 205.4789 | 242.6047 | 260.643 | 7.1616 | 72.2282 | 194.761 | 583.7521 | 9.6129 | 0
| 100 | 1334.9577 | 204.6637 | 241.9848 | 260.2464 | 7.1616 | 72.1664 | 194.2606 | 582.7912 | 9.6129 | 0
| 101 | 1329.6101 | 204.2216 | 241.2656 | 259.8512 | 7.1616 | 72.0994 | 193.7502 | 581.8417 | 9.6129 | 0
| 102 | 1324.2221 | 203.7123 | 240.6538 | 259.456 | 7.1616 | 72.0273 | 193.2301 | 580.9033 | 9.6129 | 0
| 103 | 1319.5801 | 203.0581 | 239.443 | 259.0588 | 7.1616 | 71.9503 | 192.7004 | 579.9758 | 9.6129 | 0
| 104 | 1314.6045 | 202.2039 | 238.7661 | 258.6612 | 7.1616 | 71.8685 | 192.1615 | 579.059 | 9.6129 | 0
| 105 | 1309.6385 | 201.5168 | 237.9126 | 258.2637 | 7.1616 | 71.7819 | 191.6137 | 578.1527 | 9.6129 | 0
| 106 | 1304.864 | 200.6575 | 237.0397 | 257.8662 | 7.1616 | 71.6907 | 191.0572 | 577.2565 | 9.6129 | 0
| 107 | 1299.9387 | 199.7935 | 236.3222 | 257.4686 | 7.1616 | 71.595 | 190.4922 | 576.3703 | 9.6129 | 0
| 108 | 1294.8546 | 199.107 | 235.5862 | 257.0711 | 7.1616 | 71.4949 | 189.919 | 575.4939 | 9.6129 | 0
| 109 | 1289.7023 | 198.4 | 234.9388 | 256.6735 | 7.1616 | 71.3904 | 189.338 | 574.6269 | 9.6129 | 0
| 110 | 1284.5404 | 197.7973 | 234.1967 | 256.276 | 7.1616 | 71.2818 | 188.7493 | 573.7692 | 9.6129 | 0
| 111 | 1278.7354 | 197.4173 | 233.868 | 255.8854 | 7.1616 | 71.1691 | 188.1532 | 572.9205 | 9.6129 | 0
| 112 | 1273.4956 | 196.7666 | 233.2516 | 255.488 | 7.1616 | 71.0524 | 187.5499 | 572.0806 | 9.6129 | 0
| 113 | 1268.3408 | 196.1282 | 232.5361 | 255.0925 | 7.1616 | 70.9318 | 186.9399 | 571.2493 | 9.6129 | 0
| 114 | 1263.1602 | 195.4682 | 231.8491 | 254.7159 | 7.1616 | 70.8074 | 186.3232 | 570.4263 | 9.6129 | 0
| 115 | 1257.9243 | 194.7459 | 231.274 | 254.345 | 7.1616 | 70.6794 | 185.7002 | 569.6114 | 9.6129 | 0
| 116 | 1252.7734 | 194.2271 | 230.4375 | 253.9468 | 7.1616 | 70.5479 | 185.0711 | 568.8044 | 9.6129 | 0
| 117 | 1246.9652 | 193.9462 | 229.9574 | 253.5379 | 7.1616 | 70.4129 | 184.4363 | 568.0049 | 9.6129 | 0
| 118 | 1240.9304 | 193.3595 | 229.3662 | 253.1459 | 7.1616 | 70.2746 | 183.7959 | 567.2129 | 9.6129 | 0
| 119 | 1235.1542 | 192.4539 | 228.7624 | 252.8266 | 7.1616 | 70.133 | 183.1502 | 566.428 | 9.6129 | 0
| 120 | 1229.6861 | 191.3976 | 227.9942 | 252.5144 | 7.1616 | 69.9883 | 182.4995 | 565.6501 | 9.6129 | 0
| 121 | 1223.3561 | 190.9266 | 227.5025 | 252.2022 | 7.1616 | 69.8406 | 181.844 | 564.8788 | 9.6129 | 0
| 122 | 1217.3019 | 190.53 | 226.6607 | 251.89 | 7.1616 | 69.69 | 181.1841 | 564.114 | 9.6129 | 0
| 123 | 1211.0854 | 189.98 | 226.1346 | 251.5778 | 7.1616 | 69.5366 | 180.5199 | 563.3554 | 9.6129 | 0
| 124 | 1205.4618 | 189.3602 | 225.0854 | 251.2656 | 7.1616 | 69.3805 | 179.8518 | 562.6028 | 9.6129 | 0
| 125 | 1199.2528 | 188.8122 | 224.5498 | 250.9534 | 7.1616 | 69.2218 | 179.18 | 561.8559 | 9.6129 | 0
| 126 | 1193.2993 | 188.1338 | 223.889 | 250.6412 | 7.1616 | 69.0606 | 178.5047 | 561.1145 | 9.6129 | 0
| 127 | 1187.517 | 187.4979 | 223.0146 | 250.329 | 7.1616 | 68.8971 | 177.8263 | 560.3785 | 9.6129 | 2
| 128 | 1182.1179 | 186.4438 | 222.1752 | 250.0169 | 7.1616 | 68.7313 | 177.1449 | 559.6475 | 9.6129 | 4
| 129 | 1176.3785 | 185.7106 | 221.3552 | 249.7047 | 7.1616 | 68.5633 | 176.4609 | 558.9213 | 9.6129 | 6
| 130 | 1170.7873 | 184.9674 | 220.3969 | 249.3925 | 7.1616 | 68.3933 | 175.7746 | 558.1996 | 9.6129 | 8
| 131 | 1164.8187 | 184.3071 | 219.7332 | 249.0803 | 7.1616 | 68.2214 | 175.0861 | 557.4823 | 9.6129 | 10
| 132 | 1159.03 | 183.7369 | 218.7703 | 248.7973 | 7.1616 | 68.0476 | 174.3957 | 556.7692 | 9.6129 | 13
| 133 | 1153.2937 | 182.9038 | 218.031 | 248.5012 | 7.1616 | 67.8721 | 173.7038 | 556.0599 | 9.6129 | 15
| 134 | 1147.2669 | 182.1148 | 217.5249 | 248.2182 | 7.1616 | 67.695 | 173.0105 | 555.3542 | 9.6129 | 17
| 135 | 1141.2446 | 181.4653 | 216.8749 | 247.9352 | 7.1616 | 67.5164 | 172.3162 | 554.652 | 9.6129 | 19
| 136 | 1135.316 | 180.9142 | 216.0343 | 247.6508 | 7.1616 | 67.3363 | 171.6211 | 553.9529 | 9.6129 | 22
| 137 | 1129.6878 | 179.9916 | 215.3085 | 247.3225 | 7.1616 | 67.155 | 170.9254 | 553.2568 | 9.6129 | 24
| 138 | 1123.9823 | 179.0568 | 214.6253 | 247.0411 | 7.1616 | 66.9725 | 170.2295 | 552.5634 | 9.6129 | 26
| 139 | 1118.1931 | 178.3667 | 213.7665 | 246.7745 | 7.1616 | 66.7889 | 169.5335 | 551.8724 | 9.6129 | 28
| 140 | 1112.3139 | 177.5897 | 213.0844 | 246.5079 | 7.1616 | 66.6043 | 168.8378 | 551.1837 | 9.6129 | 31
| 141 | 1106.2571 | 177.1169 | 212.2758 | 246.2413 | 7.1616 | 66.4189 | 168.1426 | 550.497 | 9.6129 | 33
| 142 | 1100.3131 | 176.4998 | 211.4987 | 245.9747 | 7.1616 | 66.2327 | 167.4482 | 549.812 | 9.6129 | 35
| 143 | 1094.3395 | 175.8945 | 210.7395 | 245.708 | 7.1616 | 66.0459 | 166.7549 | 549.1286 | 9.6129 | 38
| 144 | 1088.2589 | 175.2281 | 210.1483 | 245.4414 | 7.1616 | 65.8585 | 166.0628 | 548.4465 | 9.6129 | 40
| 145 | 1081.9582 | 174.6989 | 209.64 | 245.1748 | 7.1616 | 65.6706 | 165.3723 | 547.7655 | 9.6129 | 42
| 146 | 1076.2051 | 173.769 | 208.9848 | 244.9082 | 7.1616 | 65.4825 | 164.6836 | 547.0852 | 9.6129 | 44
| 147 | 1069.6972 | 173.4185 | 208.5049 | 244.6416 | 7.1616 | 65.2941 | 163.997 | 546.4056 | 9.6129 | 47
| 148 | 1063.6294 | 172.9892 | 207.6638 | 244.375 | 7.1616 | 65.1056 | 163.3128 | 545.7264 | 9.6129 | 49
| 149 | 1057.7502 | 172.2199 | 206.9742 | 244.1083 | 7.1616 | 64.9171 | 162.6312 | 545.0473 | 9.6129 | 51
| 150 | 1051.2091 | 171.9214 | 206.4707 | 243.8466 | 7.1616 | 64.7287 | 161.9525 | 544.368 | 9.6129 | 54
| 151 | 1044.9586 | 171.2378 | 206.0539 | 243.5927 | 7.1616 | 64.5405 | 161.277 | 543.6885 | 9.6129 | 56
| 152 | 1038.8396 | 170.3989 | 205.6723 | 243.3275 | 7.1616 | 64.3527 | 160.6048 | 543.0083 | 9.6129 | 58
| 153 | 1032.7041 | 169.6804 | 205.1866 | 243.0623 | 7.1616 | 64.1652 | 159.9363 | 542.3274 | 9.6129 | 61
| 154 | 1026.9944 | 168.988 | 204.2491 | 242.7971 | 7.1616 | 63.9783 | 159.2718 | 541.6454 | 9.6129 | 63
| 155 | 1020.7141 | 168.2639 | 203.9139 | 242.5319 | 7.1616 | 63.792 | 158.6114 | 540.9621 | 9.6129 | 65
| 156 | 1014.4165 | 167.7361 | 203.5927 | 242.0736 | 7.1616 | 63.6065 | 157.9556 | 540.2774 | 9.6129 | 68
| 157 | 1008.573 | 166.7352 | 203.13 | 241.7759 | 7.1616 | 63.4218 | 157.3044 | 539.5908 | 9.6129 | 70
| 158 | 1001.9997 | 166.201 | 202.8676 | 241.541 | 7.1616 | 63.2381 | 156.6582 | 538.9023 | 9.6129 | 72
| 159 | 996.0865 | 165.4183 | 202.1583 | 241.3414 | 7.1616 | 63.0554 | 156.0173 | 538.2116 | 9.6129 | 75
| 160 | 989.8953 | 164.7542 | 201.6045 | 241.1456 | 7.1616 | 62.8739 | 155.3819 | 537.5185 | 9.6129 | 77
| 161 | 984.2165 | 164.1416 | 200.5477 | 240.889 | 7.1616 | 62.6937 | 154.7523 | 536.8226 | 9.6129 | 79
| 162 | 978.121 | 163.396 | 200.0169 | 240.6562 | 7.1616 | 62.5149 | 154.1288 | 536.1239 | 9.6129 | 82
| 163 | 972.761 | 162.3659 | 199.0633 | 240.395 | 7.1616 | 62.3376 | 153.5115 | 535.422 | 9.6129 | 84
| 164 | 966.9655 | 161.2544 | 198.6267 | 240.1338 | 7.1616 | 62.1619 | 152.9008 | 534.7167 | 9.6129 | 86
| 165 | 960.695 | 160.6794 | 198.1054 | 239.8958 | 7.1616 | 61.9879 | 152.2969 | 534.0078 | 9.6129 | 89
| 166 | 954.4224 | 160.1699 | 197.406 | 239.7725 | 7.1616 | 61.8158 | 151.7002 | 533.2951 | 9.6129 | 91
| 167 | 947.9312 | 159.6262 | 197.0704 | 239.5381 | 7.1616 | 61.6455 | 151.1108 | 532.5782 | 9.6129 | 93
| 168 | 941.7681 | 158.9433 | 196.5699 | 239.2798 | 7.1616 | 61.4773 | 150.529 | 531.8571 | 9.6129 | 96
| 169 | 935.6182 | 158.028 | 196.3292 | 238.9809 | 7.1616 | 61.3112 | 149.9551 | 531.1314 | 9.6129 | 98
| 170 | 929.9962 | 156.9418 | 195.8213 | 238.5924 | 7.1616 | 61.1474 | 149.3894 | 530.4008 | 9.6129 | 100
| 171 | 924.3307 | 155.9421 | 195.2743 | 238.1996 | 7.1616 | 60.986 | 148.832 | 529.6653 | 9.6129 | 103
| 172 | 917.5583 | 155.1763 | 194.546 | 237.9328 | 7.1616 | 60.827 | 148.2834 | 528.9245 | 9.6129 | 105
| 173 | 910.5066 | 154.4349 | 193.8827 | 237.7416 | 7.1616 | 60.6705 | 147.7437 | 528.1783 | 9.6129 | 107
| 174 | 904.0257 | 153.6053 | 192.7223 | 237.5648 | 7.1616 | 60.5168 | 147.2132 | 527.4263 | 9.6129 | 110
| 175 | 897.3574 | 152.3796 | 192.1457 | 237.3879 | 7.1616 | 60.3658 | 146.6921 | 526.6683 | 9.6129 | 112
| 176 | 890.825 | 151.5119 | 191.0749 | 237.2111 | 7.1616 | 60.2178 | 146.1808 | 525.9042 | 9.6129 | 114
| 177 | 883.167 | 151.0697 | 190.7043 | 237.0343 | 7.1616 | 60.0727 | 145.6795 | 525.1336 | 9.6129 | 117
| 178 | 876.5314 | 149.8872 | 190.0516 | 236.8574 | 7.1616 | 59.9307 | 145.1884 | 524.3563 | 9.6129 | 119
| 179 | 869.0243 | 149.4605 | 189.5146 | 236.6806 | 7.1616 | 59.792 | 144.7078 | 523.5722 | 9.6129 | 121
| 180 | 862.0782 | 148.6712 | 188.7792 | 236.5038 | 7.1616 | 59.6566 | 144.2381 | 522.7809 | 9.6129 | 124
| 181 | 854.8129 | 147.8578 | 188.3871 | 236.3269 | 7.1616 | 59.5246 | 143.7794 | 521.9823 | 9.6129 | 126
| 182 | 847.9959 | 146.5455 | 188.0455 | 236.1501 | 7.1616 | 59.3962 | 143.3319 | 521.1761 | 9.6129 | 128
| 183 | 841.0422 | 145.5888 | 187.4691 | 235.9893 | 7.1616 | 59.2714 | 142.8961 | 520.362 | 9.6129 | 131
| 184 | 833.6632 | 144.9848 | 186.953 | 235.8407 | 7.1616 | 59.1503 | 142.472 | 519.54 | 9.6129 | 133
| 185 | 826.0618 | 144.4082 | 186.6007 | 235.7235 | 7.1616 | 59.0329 | 142.0597 | 518.7102 | 9.6129 | 135
| 186 | 818.6956 | 143.7897 | 186.0666 | 235.5946 | 7.1616 | 58.9192 | 141.6589 | 517.8729 | 9.6129 | 138
| 187 | 811.4159 | 143.0945 | 185.5291 | 235.4593 | 7.1616 | 58.8092 | 141.2696 | 517.0286 | 9.6129 | 140
| 188 | 804.43 | 142.2724 | 184.8142 | 235.3346 | 7.1616 | 58.7027 | 140.8916 | 516.1775 | 9.6129 | 142
| 189 | 797.8376 | 140.9491 | 184.204 | 235.2128 | 7.1616 | 58.5997 | 140.5247 | 515.3199 | 9.6129 | 144
| 190 | 791.2879 | 139.9356 | 183.2413 | 235.0911 | 7.1616 | 58.5002 | 140.169 | 514.4561 | 9.6129 | 147
| 191 | 784.4607 | 138.8475 | 182.6308 | 234.9693 | 7.1616 | 58.4042 | 139.8242 | 513.5865 | 9.6129 | 149
| 192 | 777.4333 | 138.0579 | 181.9219 | 234.8475 | 7.1616 | 58.3116 | 139.4902 | 512.7113 | 9.6129 | 151
| 193 | 770.2724 | 137.2273 | 181.3876 | 234.7258 | 7.1616 | 58.2223 | 139.1668 | 511.831 | 9.6129 | 153
| 194 | 763.2578 | 136.368 | 180.7356 | 234.604 | 7.1616 | 58.1364 | 138.8541 | 510.9458 | 9.6129 | 156
| 195 | 755.7 | 135.7922 | 180.3433 | 234.4823 | 7.1616 | 58.0537 | 138.5517 | 510.056 | 9.6129 | 158
| 196 | 748.2667 | 134.8451 | 180.1978 | 234.3605 | 7.1616 | 57.9743 | 138.2597 | 509.1619 | 9.6129 | 160
| 197 | 740.759 | 134.3857 | 179.6391 | 234.2387 | 7.1616 | 57.898 | 137.9778 | 508.2639 | 9.6129 | 162
| 198 | 733.6303 | 133.6827 | 178.9448 | 234.117 | 7.1616 | 57.8249 | 137.7059 | 507.3623 | 9.6129 | 165
| 199 | 726.889 | 132.3918 | 178.4512 | 233.9952 | 7.1616 | 57.7548 | 137.444 | 506.4574 | 9.6129 | 167
| 200 | 719.8153 | 131.6254 | 177.7654 | 233.8734 | 7.1616 | 57.6879 | 137.1918 | 505.5495 | 9.6129 | 169
| 201 | 713.575 | 130.4836 | 176.6297 | 233.7435 | 7.1616 | 57.6239 | 136.9493 | 504.639 | 9.6129 | 171
| 202 | 706.6785 | 129.7915 | 175.7102 | 233.6041 | 7.1616 | 57.5629 | 136.7163 | 503.7261 | 9.6129 | 173
| 203 | 699.4712 | 129.0827 | 175.0875 | 233.4953 | 7.1616 | 57.5048 | 136.4927 | 502.8112 | 9.6129 | 176
| 204 | 692.7036 | 128.0647 | 174.3408 | 233.3801 | 7.1616 | 57.4496 | 136.2784 | 501.8945 | 9.6129 | 178
| 205 | 685.4945 | 127.3889 | 173.6214 | 233.3366 | 7.1616 | 57.3972 | 136.0733 | 500.9765 | 9.6129 | 180
| 206 | 677.7806 | 126.8666 | 173.2079 | 233.3387 | 7.1616 | 57.3476 | 135.8771 | 500.0574 | 9.6129 | 182
| 207 | 669.8216 | 126.5227 | 172.8719 | 233.3299 | 7.1616 | 57.3008 | 135.6898 | 499.1375 | 9.6129 | 184
| 208 | 661.6099 | 126.3988 | 172.5993 | 233.2906 | 7.1616 | 57.2566 | 135.5113 | 498.2173 | 9.6129 | 186
| 209 | 654.2577 | 125.5905 | 172.2378 | 233.1649 | 7.1616 | 57.2151 | 135.3414 | 497.2968 | 9.6129 | 189
| 210 | 646.7551 | 125.0348 | 171.878 | 232.9353 | 7.1616 | 57.1763 | 135.18 | 496.3766 | 9.6129 | 191
| 211 | 639.0737 | 124.5931 | 171.583 | 232.7058 | 7.1616 | 57.14 | 135.0269 | 495.4569 | 9.6129 | 193
| 212 | 631.695 | 123.8117 | 171.1538 | 232.6475 | 7.1616 | 57.1062 | 134.8821 | 494.5381 | 9.6129 | 195
| 213 | 624.5524 | 122.9416 | 170.5438 | 232.6225 | 7.1616 | 57.0749 | 134.7454 | 493.6204 | 9.6129 | 197
| 214 | 617.7777 | 121.8693 | 169.7681 | 232.5975 | 7.1616 | 57.046 | 134.6167 | 492.7041 | 9.6129 | 199
| 215 | 611.112 | 120.4616 | 169.2189 | 232.5726 | 7.1616 | 57.0196 | 134.4959 | 491.7897 | 9.6129 | 201
| 216 | 603.935 | 119.6304 | 168.5992 | 232.5528 | 7.1616 | 56.9955 | 134.3828 | 490.8773 | 9.6129 | 203
| 217 | 597.0734 | 118.5132 | 168.0078 | 232.4754 | 7.1616 | 56.9737 | 134.2773 | 489.9674 | 9.6129 | 205
| 218 | 590.2281 | 117.7838 | 166.9456 | 232.4645 | 7.1616 | 56.9541 | 134.1792 | 489.0602 | 9.6129 | 207
| 219 | 583.6341 | 117.3051 | 165.9845 | 232.4537 | 7.1616 | 56.9368 | 134.0885 | 488.1561 | 9.6129 | 209
| 220 | 578.8476 | 116.6999 | 165.569 | 232.4428 | 7.1616 | 56.9217 | 134.005 | 487.2553 | 9.6129 | 211
| 221 | 573.6996 | 116.3154 | 165.3063 | 232.42 | 7.1616 | 56.9086 | 133.9286 | 486.3582 | 9.6129 | 213
| 222 | 569.2526 | 115.4618 | 164.824 | 232.3849 | 7.1616 | 56.8977 | 133.8592 | 485.4652 | 9.6129 | 215
| 223 | 564.7635 | 114.8964 | 164.2752 | 232.1702 | 7.1616 | 56.8888 | 133.7965 | 484.5765 | 9.6129 | 217
| 224 | 560.0042 | 114.4047 | 163.75 | 232.1284 | 7.1616 | 56.8819 | 133.7406 | 483.6924 | 9.6129 | 219
| 225 | 554.9188 | 114.1468 | 163.2801 | 232.1237 | 7.1616 | 56.877 | 133.6913 | 482.8133 | 9.6129 | 221
| 226 | 550.422 | 113.4223 | 162.7769 | 232.0301 | 7.1616 | 56.874 | 133.6483 | 481.9395 | 9.6129 | 223
| 227 | 546.2521 | 112.4584 | 162.1888 | 231.9339 | 7.1616 | 56.8728 | 133.6118 | 481.0713 | 9.6129 | 225
| 228 | 541.6645 | 111.745 | 161.7679 | 231.8378 | 7.1616 | 56.8735 | 133.5814 | 480.209 | 9.6129 | 227
| 229 | 537.0818 | 111.2385 | 161.1354 | 231.7417 | 7.1616 | 56.8759 | 133.557 | 479.3529 | 9.6129 | 229
| 230 | 532.3664 | 110.5323 | 160.978 | 231.5027 | 7.1616 | 56.8801 | 133.5386 | 478.5034 | 9.6129 | 231
| 231 | 528.03 | 109.8835 | 160.4056 | 231.2422 | 7.1616 | 56.886 | 133.526 | 477.6608 | 9.6129 | 233
| 232 | 523.5424 | 109.3184 | 159.9009 | 230.9817 | 7.1616 | 56.8935 | 133.519 | 476.8253 | 9.6129 | 235
| 233 | 519.5248 | 108.4309 | 159.1105 | 230.8591 | 7.1616 | 56.9027 | 133.5176 | 475.9974 | 9.6129 | 236
| 234 | 515.3167 | 107.6772 | 158.5201 | 230.5933 | 7.1616 | 56.9133 | 133.5216 | 475.1773 | 9.6129 | 238
| 235 | 511.1071 | 106.8833 | 158.0578 | 230.241 | 7.1616 | 56.9256 | 133.531 | 474.3654 | 9.6129 | 240
| 236 | 506.3068 | 106.5681 | 157.7001 | 229.8963 | 7.1616 | 56.9392 | 133.5454 | 473.5619 | 9.6129 | 242
| 237 | 501.7015 | 106.3235 | 157.105 | 229.5233 | 7.1616 | 56.9543 | 133.5649 | 472.7672 | 9.6129 | 244
| 238 | 497.0273 | 105.7451 | 156.8463 | 229.2167 | 7.1616 | 56.9708 | 133.5893 | 471.9815 | 9.6129 | 246
| 239 | 492.28 | 105.1783 | 156.589 | 228.97 | 7.1616 | 56.9887 | 133.6185 | 471.2053 | 9.6129 | 247
| 240 | 487.7839 | 104.7339 | 155.9249 | 228.7567 | 7.1616 | 57.0078 | 133.6523 | 470.4389 | 9.6129 | 249
| 241 | 482.9045 | 104.2701 | 155.5956 | 228.6111 | 7.1616 | 57.0282 | 133.6906 | 469.6825 | 9.6129 | 251
| 242 | 477.9644 | 103.7958 | 155.3377 | 228.4655 | 7.1616 | 57.0498 | 133.7334 | 468.9364 | 9.6129 | 253
| 243 | 473.2961 | 103.2449 | 155.041 | 228.1633 | 7.1616 | 57.0726 | 133.7803 | 468.2011 | 9.6129 | 254
| 244 | 469.0598 | 102.9344 | 154.384 | 227.5491 | 7.1616 | 57.0965 | 133.8315 | 467.4767 | 9.6129 | 256
| 245 | 464.451 | 102.6064 | 154.1171 | 226.9348 | 7.1616 | 57.1214 | 133.8866 | 466.7637 | 9.6129 | 258
| 246 | 460.0401 | 102.048 | 153.8832 | 226.32 | 7.1616 | 57.1474 | 133.9456 | 466.0623 | 9.6129 | 259
| 247 | 456.2304 | 101.1753 | 153.5961 | 225.4716 | 7.1616 | 57.1744 | 134.0083 | 465.3729 | 9.6129 | 261
| 248 | 452.1765 | 100.3321 | 153.1955 | 224.9512 | 7.1616 | 57.2024 | 134.0747 | 464.6957 | 9.6129 | 263
| 249 | 447.6822 | 99.5247 | 152.9374 | 224.6929 | 7.1616 | 57.2312 | 134.1446 | 464.0312 | 9.6129 | 264
| 250 | 442.7215 | 99.2226 | 152.6406 | 224.4346 | 7.1616 | 57.2609 | 134.2178 | 463.3796 | 9.6129 | 266
| 251 | 438.1533 | 98.7381 | 152.2232 | 224.0867 | 7.1616 | 57.2914 | 134.2942 | 462.7411 | 9.6129 | 267
| 252 | 433.5115 | 98.2078 | 151.7531 | 223.911 | 7.1616 | 57.3227 | 134.3738 | 462.1163 | 9.6129 | 269
| 253 | 429.1497 | 97.5767 | 151.2357 | 223.6032 | 7.1616 | 57.3547 | 134.4563 | 461.5053 | 9.6129 | 270
| 254 | 424.7127 | 97.0072 | 150.8854 | 223.1421 | 7.1616 | 57.3874 | 134.5417 | 460.9085 | 9.6129 | 272
| 255 | 420.5154 | 96.4009 | 150.3332 | 222.6798 | 7.1616 | 57.4208 | 134.6298 | 460.3262 | 9.6129 | 274
| 256 | 416.2807 | 95.8448 | 149.6147 | 222.3711 | 7.1616 | 57.4547 | 134.7205 | 459.7588 | 9.6129 | 275
| 257 | 411.815 | 95.2139 | 149.1041 | 222.1603 | 7.1616 | 57.4892 | 134.8136 | 459.2067 | 9.6129 | 276
| 258 | 407.1727 | 94.6591 | 148.6939 | 221.9495 | 7.1616 | 57.5242 | 134.9091 | 458.67 | 9.6129 | 278
| 259 | 402.3423 | 94.2637 | 148.3125 | 221.7387 | 7.1616 | 57.5596 | 135.0068 | 458.149 | 9.6129 | 279
| 260 | 397.5243 | 93.7985 | 147.9886 | 221.5279 | 7.1616 | 57.5955 | 135.1066 | 457.6448 | 9.6129 | 281
| 261 | 392.7111 | 93.3519 | 147.6412 | 221.3171 | 7.1616 | 57.6318 | 135.2083 | 457.1585 | 9.6129 | 282
| 262 | 387.933 | 93.0255 | 147.2812 | 220.9636 | 7.1616 | 57.6684 | 135.3119 | 456.6888 | 9.6129 | 284
| 263 | 383.2738 | 92.5665 | 146.8963 | 220.6488 | 7.1616 | 57.7052 | 135.4171 | 456.236 | 9.6129 | 285
| 264 | 378.8725 | 91.9729 | 146.5254 | 220.1965 | 7.1616 | 57.7424 | 135.5239 | 455.8004 | 9.6129 | 286
| 265 | 374.2887 | 91.4251 | 146.2912 | 219.7442 | 7.1616 | 57.7802 | 135.6321 | 455.3825 | 9.6129 | 288
| 266 | 369.4512 | 90.988 | 145.9994 | 219.4927 | 7.1616 | 57.8205 | 135.7417 | 454.9824 | 9.6129 | 289
| 267 | 364.7657 | 90.5376 | 145.5489 | 219.2611 | 7.1616 | 57.8608 | 135.8524 | 454.6018 | 9.6129 | 290
| 268 | 359.961 | 90.0934 | 145.2114 | 219.0295 | 7.1616 | 57.901 | 135.9642 | 454.2402 | 9.6129 | 292
| 269 | 355.3247 | 89.5811 | 144.8044 | 218.7979 | 7.1616 | 57.9411 | 136.0769 | 453.8973 | 9.6129 | 293
| 270 | 352.3072 | 89.2381 | 144.4478 | 218.5556 | 7.1616 | 57.981 | 136.1904 | 453.574 | 9.6129 | 294
| 271 | 349.3114 | 88.7898 | 144.1856 | 218.3026 | 7.1616 | 58.0207 | 136.3046 | 453.2701 | 9.6129 | 295
| 272 | 346.5323 | 88.3039 | 143.7443 | 218.0495 | 7.1616 | 58.0602 | 136.4193 | 452.9857 | 9.6129 | 297
| 273 | 343.5188 | 87.8658 | 143.4895 | 217.7965 | 7.1616 | 58.0993 | 136.5344 | 452.7214 | 9.6129 | 298
| 274 | 340.5672 | 87.523 | 143.237 | 217.384 | 7.1616 | 58.1381 | 136.6498 | 452.4772 | 9.6129 | 299
| 275 | 337.7163 | 87.1681 | 142.8602 | 217.0071 | 7.1616 | 58.1765 | 136.7652 | 452.2533 | 9.6129 | 300
| 276 | 334.633 | 86.8862 | 142.5178 | 216.7553 | 7.1616 | 58.2144 | 136.8803 | 452.0479 | 9.6129 | 301
| 277 | 331.7795 | 86.4418 | 142.1081 | 216.5035 | 7.1616 | 58.2517 | 136.9944 | 451.8591 | 9.6129 | 302
| 278 | 328.6742 | 86.1472 | 141.8004 | 216.2517 | 7.1616 | 58.2884 | 137.107 | 451.685 | 9.6129 | 303
| 279 | 325.633 | 85.8549 | 141.4361 | 215.9901 | 7.1616 | 58.3243 | 137.2175 | 451.5235 | 9.6129 | 304
| 280 | 322.7336 | 85.4387 | 141.157 | 215.6254 | 7.1616 | 58.3593 | 137.3253 | 451.3727 | 9.6129 | 305
| 281 | 319.819 | 85.1084 | 140.8305 | 215.2374 | 7.1616 | 58.3934 | 137.43 | 451.2307 | 9.6129 | 307
| 282 | 317.1229 | 84.6104 | 140.4686 | 214.834 | 7.1616 | 58.4265 | 137.5309 | 451.0953 | 9.6129 | 308
| 283 | 314.265 | 84.2075 | 140.1467 | 214.4573 | 7.1616 | 58.4584 | 137.6275 | 450.9647 | 9.6129 | 309
| 284 | 311.2386 | 83.9322 | 139.8425 | 214.1038 | 7.1616 | 58.4891 | 137.7193 | 450.8369 | 9.6129 | 309
| 285 | 308.2144 | 83.6305 | 139.5625 | 213.7502 | 7.1616 | 58.5184 | 137.8056 | 450.7099 | 9.6129 | 310
| 286 | 305.3435 | 83.2557 | 139.2024 | 213.3967 | 7.1616 | 58.5464 | 137.886 | 450.5817 | 9.6129 | 311
| 287 | 302.3519 | 82.9194 | 138.9644 | 213.0031 | 7.1616 | 58.5728 | 137.9598 | 450.4504 | 9.6129 | 312
| 288 | 299.3485 | 82.6446 | 138.763 | 212.5234 | 7.1616 | 58.5976 | 138.0265 | 450.3139 | 9.6129 | 313
| 289 | 296.6465 | 82.2973 | 138.3635 | 212.0127 | 7.1616 | 58.6208 | 138.0855 | 450.1704 | 9.6129 | 314
| 290 | 293.897 | 82.0019 | 137.9829 | 211.4789 | 7.1616 | 58.6421 | 138.1364 | 450.0177 | 9.6129 | 315
| 291 | 291.1035 | 81.6486 | 137.6865 | 210.9627 | 7.1616 | 58.6616 | 138.1784 | 449.8541 | 9.6129 | 316
| 292 | 288.3066 | 81.3055 | 137.3198 | 210.51 | 7.1616 | 58.6791 | 138.2112 | 449.6773 | 9.6129 | 316
| 293 | 285.5442 | 80.9352 | 136.9226 | 210.0805 | 7.1616 | 58.6945 | 138.234 | 449.4856 | 9.6129 | 316
| 294 | 282.8071 | 80.4645 | 136.6004 | 209.651 | 7.1616 | 58.7078 | 138.2464 | 449.277 | 9.6129 | 316
| 295 | 280.0184 | 80.0658 | 136.258 | 209.2215 | 7.1616 | 58.7188 | 138.2479 | 449.0493 | 9.6129 | 317
| 296 | 277.253 | 79.5674 | 135.9919 | 208.792 | 7.1616 | 58.7275 | 138.2377 | 448.8008 | 9.6129 | 317
| 297 | 274.3241 | 79.2667 | 135.6917 | 208.3624 | 7.1616 | 58.7338 | 138.2155 | 448.5293 | 9.6129 | 318
| 298 | 271.5657 | 78.8482 | 135.3386 | 207.9329 | 7.1616 | 58.7375 | 138.1805 | 448.2329 | 9.6129 | 318
| 299 | 268.7822 | 78.4803 | 134.9602 | 207.5034 | 7.1616 | 58.7385 | 138.1324 | 447.9097 | 9.6129 | 319
| 300 | 265.9723 | 78.0467 | 134.6738 | 207.0739 | 7.1616 | 58.7369 | 138.0704 | 447.5577 | 9.6129 | 319
| 301 | 263.1779 | 77.5471 | 134.4379 | 206.6444 | 7.1616 | 58.7325 | 137.9941 | 447.1748 | 9.6129 | 319
| 302 | 260.4093 | 77.0918 | 134.1319 | 206.2149 | 7.1616 | 58.7251 | 137.903 | 446.7592 | 9.6129 | 319
| 303 | 257.582 | 76.6891 | 133.832 | 205.7853 | 7.1616 | 58.7148 | 137.7963 | 446.3094 | 9.6129 | 320
| 304 | 254.7722 | 76.2425 | 133.5585 | 205.3558 | 7.1616 | 58.7013 | 137.6736 | 445.8235 | 9.6129 | 320
| 305 | 251.7986 | 75.9102 | 133.3345 | 204.9263 | 7.1616 | 58.6847 | 137.5344 | 445.2989 | 9.6129 | 321
| 306 | 248.928 | 75.5287 | 133.0568 | 204.4968 | 7.1616 | 58.6648 | 137.378 | 444.7336 | 9.6129 | 321
| 307 | 246.2544 | 75.0868 | 132.6424 | 204.0673 | 7.1616 | 58.6416 | 137.2039 | 444.1264 | 9.6129 | 322
| 308 | 243.4229 | 74.7184 | 132.3124 | 203.6378 | 7.1616 | 58.6149 | 137.0116 | 443.4753 | 9.6129 | 322
| 309 | 240.6591 | 74.3717 | 131.893 | 203.2083 | 7.1616 | 58.5846 | 136.8005 | 442.7777 | 9.6129 | 322
| 310 | 237.78 | 74.0152 | 131.5987 | 202.7787 | 7.1616 | 58.5507 | 136.57 | 442.0317 | 9.6129 | 322
| 311 | 234.8587 | 73.641 | 131.3642 | 202.3492 | 7.1616 | 58.513 | 136.3196 | 441.2351 | 9.6129 | 323
| 312 | 231.9221 | 73.2815 | 131.1305 | 201.9197 | 7.1616 | 58.4715 | 136.0487 | 440.386 | 9.6129 | 323
| 313 | 229.0138 | 72.979 | 130.8115 | 201.4902 | 7.1616 | 58.4261 | 135.7567 | 439.4823 | 9.6129 | 323
| 314 | 226.1959 | 72.6739 | 130.4046 | 201.0607 | 7.1616 | 58.3766 | 135.4432 | 438.522 | 9.6129 | 323
| 315 | 223.3681 | 72.3073 | 130.069 | 200.6312 | 7.1616 | 58.3231 | 135.1075 | 437.5033 | 9.6129 | 324
| 316 | 220.7559 | 71.8428 | 129.6158 | 200.2016 | 7.1616 | 58.2654 | 134.7492 | 436.424 | 9.6129 | 324
| 317 | 218.1125 | 71.4511 | 129.1211 | 199.7721 | 7.1616 | 58.2047 | 134.3675 | 435.2823 | 9.6129 | 324
| 318 | 215.3241 | 71.1257 | 128.705 | 199.3426 | 7.1616 | 58.1395 | 133.962 | 434.0761 | 9.6129 | 324
| 319 | 212.8556 | 70.7939 | 127.9754 | 198.9131 | 7.1616 | 58.0699 | 133.5322 | 432.8034 | 9.6129 | 325
| 320 | 210.1739 | 70.4667 | 127.4544 | 198.4836 | 7.1616 | 57.9957 | 133.0774 | 431.4623 | 9.6129 | 325
| 321 | 207.6333 | 70.0958 | 126.836 | 198.0541 | 7.1616 | 57.9167 | 132.5971 | 430.0507 | 9.6129 | 325
| 322 | 204.95 | 69.8692 | 126.216 | 197.6246 | 7.1616 | 57.8329 | 132.0907 | 428.5668 | 9.6129 | 325
| 323 | 202.293 | 69.5371 | 125.6753 | 197.195 | 7.1616 | 57.7443 | 131.5577 | 427.0084 | 9.6129 | 326
| 324 | 199.7111 | 69.1579 | 125.1065 | 196.7655 | 7.1616 | 57.6506 | 130.9976 | 425.3737 | 9.6129 | 326
| 325 | 197.51 | 68.8397 | 124.0959 | 196.336 | 7.1616 | 57.5519 | 130.4097 | 423.6606 | 9.6129 | 326
| 326 | 194.7356 | 68.4843 | 123.6958 | 195.9065 | 7.1616 | 57.448 | 129.7936 | 421.8671 | 9.6129 | 326
| 327 | 192.3103 | 68.1126 | 122.9629 | 195.477 | 7.1616 | 57.3388 | 129.1486 | 419.9914 | 9.6129 | 327
| 328 | 189.7924 | 67.8392 | 122.2243 | 195.0475 | 7.1616 | 57.2242 | 128.4742 | 418.0313 | 9.6129 | 327
| 329 | 187.4008 | 67.572 | 121.3531 | 194.6179 | 7.1616 | 57.1041 | 127.7699 | 415.9849 | 9.6129 | 327
| 330 | 185.1974 | 67.287 | 120.3117 | 194.1884 | 7.1616 | 56.9784 | 127.035 | 413.8502 | 9.6129 | 327
| 331 | 183.3133 | 66.9325 | 119.0205 | 193.7589 | 7.1616 | 56.8471 | 126.2691 | 411.6252 | 9.6129 | 328
| 332 | 180.9133 | 66.5886 | 118.2344 | 193.3294 | 7.1616 | 56.71 | 125.4715 | 409.308 | 9.6129 | 328
| 333 | 178.5237 | 66.2217 | 117.461 | 192.8999 | 7.1616 | 56.567 | 124.6417 | 406.8965 | 9.6129 | 328
| 334 | 176.2686 | 65.9086 | 116.4994 | 192.4704 | 7.1616 | 56.4181 | 123.7792 | 404.3889 | 9.6129 | 328
| 335 | 174.2793 | 65.5897 | 115.2777 | 192.0409 | 7.1616 | 56.2631 | 122.8834 | 401.783 | 9.6129 | 328
| 336 | 171.8576 | 65.3127 | 114.4466 | 191.6113 | 7.1616 | 56.1019 | 121.9537 | 399.0769 | 9.6129 | 328
| 337 | 169.634 | 64.8821 | 113.5708 | 191.1818 | 7.1616 | 55.9345 | 120.9896 | 396.2686 | 9.6129 | 329
| 338 | 167.452 | 64.552 | 112.5531 | 190.7523 | 7.1616 | 55.7607 | 119.9906 | 393.3562 | 9.6129 | 329
| 339 | 165.2294 | 64.1072 | 111.6906 | 190.3228 | 7.1616 | 55.5805 | 118.956 | 390.3376 | 9.6129 | 329
| 340 | 163.0876 | 63.6018 | 110.8078 | 189.8933 | 7.1616 | 55.3938 | 117.8853 | 387.2109 | 9.6129 | 329
| 341 | 160.9678 | 63.0465 | 109.9531 | 189.4638 | 7.1616 | 55.2003 | 116.7779 | 383.9741 | 9.6129 | 329
| 342 | 158.8604 | 62.2511 | 109.326 | 189.0342 | 7.1616 | 55.0002 | 115.6334 | 380.6252 | 9.6129 | 329
| 343 | 157.1939 | 61.5398 | 108.1739 | 188.6047 | 7.1616 | 54.7932 | 114.451 | 377.1622 | 9.6129 | 330
| 344 | 154.739 | 61.0621 | 107.5766 | 188.1752 | 7.1616 | 54.5793 | 113.2304 | 373.5831 | 9.6129 | 330
| 345 | 152.666 | 60.4873 | 106.6946 | 187.7457 | 7.1616 | 54.3583 | 111.9709 | 369.8859 | 9.6129 | 330
| 346 | 150.5039 | 60.0422 | 105.7718 | 187.3162 | 7.1616 | 54.1302 | 110.6719 | 366.0688 | 9.6129 | 330
| 347 | 148.6976 | 59.122 | 104.9684 | 186.8867 | 7.1616 | 53.8949 | 109.333 | 362.1296 | 9.6129 | 330
| 348 | 146.7251 | 58.1188 | 104.4143 | 186.4572 | 7.1616 | 53.6522 | 107.9535 | 358.0664 | 9.6129 | 330
| 349 | 144.4883 | 57.4779 | 103.762 | 186.0276 | 7.1616 | 53.4021 | 106.5328 | 353.8772 | 9.6129 | 330
| 350 | 142.2944 | 56.6392 | 103.2648 | 185.5981 | 7.1616 | 53.1445 | 105.0706 | 349.56 | 9.6129 | 330
| 351 | 139.7112 | 55.9526 | 103.0047 | 185.1686 | 7.1616 | 52.8793 | 103.566 | 345.1128 | 9.6129 | 330
| 352 | 137.1344 | 55.3505 | 102.6537 | 184.7391 | 7.1616 | 52.6064 | 102.0187 | 340.5338 | 9.6129 | 330
| 353 | 134.9202 | 54.4347 | 102.2539 | 184.3096 | 7.1616 | 52.3257 | 100.4281 | 335.8207 | 9.6129 | 330
| 354 | 132.2755 | 53.8206 | 101.9826 | 183.8801 | 7.1616 | 52.037 | 98.7936 | 330.9718 | 9.6129 | 330
| 355 | 129.7011 | 53.2887 | 101.5592 | 183.4505 | 7.1616 | 51.7404 | 97.1146 | 325.9867 | 9.6129 | 331
| 356 | 127.3784 | 52.6775 | 100.9631 | 183.021 | 7.1616 | 51.4381 | 95.3906 | 320.8634 | 9.6129 | 331
| 357 | 125.7077 | 51.7786 | 100.0029 | 182.5915 | 7.1616 | 51.1278 | 93.621 | 315.6015 | 9.6129 | 331
| 358 | 123.5532 | 51.0186 | 99.3875 | 182.162 | 7.1616 | 50.8094 | 91.8053 | 310.2028 | 9.6129 | 331
| 359 | 121.5275 | 50.3387 | 98.5632 | 181.7325 | 7.1616 | 50.4828 | 89.9429 | 304.6859 | 9.6129 | 331
| 360 | 119.4462 | 49.494 | 97.9593 | 181.303 | 7.1616 | 50.1479 | 88.0333 | 299.0233 | 9.6129 | 331
| 361 | 116.993 | 48.9064 | 97.4702 | 180.8735 | 7.1616 | 49.8046 | 86.0758 | 293.2131 | 9.6129 | 331
| 362 | 114.492 | 48.318 | 97.0297 | 180.4439 | 7.1616 | 49.4528 | 84.07 | 287.2533 | 9.6129 | 331
| 363 | 111.8693 | 47.7574 | 96.6832 | 180.0144 | 7.1616 | 49.0924 | 82.0153 | 281.1419 | 9.6129 | 331
| 364 | 109.1222 | 47.2851 | 96.3727 | 179.5849 | 7.1616 | 48.7234 | 79.9111 | 274.8873 | 9.6129 | 331
| 365 | 106.4516 | 46.8393 | 95.9592 | 179.1554 | 7.1616 | 48.3455 | 77.7569 | 268.4955 | 9.6129 | 331

## 2020-2021 Severe Load Curve
A5.1P - 2020/21 Load curve (1-in-50) - Steady Progression | [11 empty] | A5.1Q - 2020/21 Load curve (1-in-50) - System Transformation | [11 empty] | A5.1R - 2020/21 Load curve (1-in-50) - Consumer Transformation | [11 empty] | A5.1S - 2020/21 Load curve (1-in-50) - Leading the Way | [11 empty] | A5.1T - 2020/21 Load curve (1-in-50) - Five Year Forecast
Source: National Grid | [11 empty] | Source: National Grid | [11 empty] | Source: National Grid | [11 empty] | Source: National Grid | [11 empty] | Source: National Grid
| Day number | NDM 0 - 73.2 MWh | NDM 73.2-732 MWh | NDM > 732 MWh | Total DM | LDZ Shrinkage | NTS Industrial | Exports to Ireland | NTS Power | NTS Shrinkage | IUK |  | Day number | NDM 0 - 73.2 MWh | NDM 73.2-732 MWh | NDM > 732 MWh | Total DM | LDZ Shrinkage | NTS Industrial | Exports to Ireland | NTS Power | NTS Shrinkage | IUK |  | Day number | NDM 0 - 73.2 MWh | NDM 73.2-732 MWh | NDM > 732 MWh | Total DM | LDZ Shrinkage | NTS Industrial | Exports to Ireland | NTS Power | NTS Shrinkage | IUK |  | Day number | NDM 0 - 73.2 MWh | NDM 73.2-732 MWh | NDM > 732 MWh | Total DM | LDZ Shrinkage | NTS Industrial | Exports to Ireland | NTS Power | NTS Shrinkage | IUK |  | Day number | NDM 0 - 73.2 MWh | NDM 73.2-732 MWh | NDM > 732 MWh | Total DM | LDZ Shrinkage | NTS Industrial | Exports to Ireland | NTS Power | NTS Shrinkage | IUK
| 1 | 3033.8624 | 436.2 | 451.425 | 397.0193 | 7.1616 | 82.5778 | 256.9403 | 709.2603 | 9.6129 | 0 |  | 1 | 3002.6475 | 423.2076 | 447.5352 | 385.2022 | 7.1616 | 81.2922 | 269.5046 | 655.1257 | 9.6129 | 0 |  | 1 | 2984.1543 | 404.774 | 431.8177 | 379.5793 | 7.1616 | 77.5821 | 265.4799 | 643.48 | 9.6129 | 0 |  | 1 | 2952.6259 | 411.7998 | 434.6005 | 374.704 | 7.1616 | 81.4027 | 265.514 | 619.264 | 9.6129 | 0 |  | 1 | 3020.6193 | 425.6767 | 438.765 | 397.628 | 7.1616 | 90.1427 | 290.2977 | 692.1075 | 9.6129 | 0
| 2 | 2954.3419 | 426.3249 | 442.4914 | 384.4829 | 7.1616 | 82.3198 | 255.8198 | 709.5056 | 9.6129 | 0 |  | 2 | 2923.1963 | 413.829 | 439.3687 | 373.1002 | 7.1616 | 81.0414 | 268.2828 | 655.5773 | 9.6129 | 0 |  | 2 | 2905.7429 | 395.8488 | 423.94 | 367.2369 | 7.1616 | 77.3406 | 264.2839 | 644.0446 | 9.6129 | 0 |  | 2 | 2874.9447 | 402.7209 | 426.7043 | 362.4885 | 7.1616 | 81.1567 | 264.3172 | 619.8274 | 9.6129 | 0 |  | 2 | 2941.5056 | 416.645 | 430.4663 | 384.1706 | 7.1616 | 89.4708 | 288.3403 | 691.496 | 9.6129 | 0
| 3 | 2880.4501 | 416.7196 | 435.2203 | 373.5698 | 7.1616 | 82.0662 | 254.7049 | 709.6874 | 9.6129 | 0 |  | 3 | 2850.7975 | 404.1212 | 431.8959 | 362.5939 | 7.1616 | 80.7949 | 267.0682 | 655.9628 | 9.6129 | 0 |  | 3 | 2833.9638 | 386.774 | 416.8107 | 356.5272 | 7.1616 | 77.1033 | 263.0947 | 644.5401 | 9.6129 | 0 |  | 3 | 2803.9772 | 393.4398 | 419.4714 | 351.8976 | 7.1616 | 80.9149 | 263.127 | 620.3216 | 9.6129 | 0 |  | 3 | 2870.6621 | 406.5718 | 422.6616 | 372.0744 | 7.1616 | 88.8178 | 286.4212 | 690.8615 | 9.6129 | 0
| 4 | 2812.8397 | 408.6252 | 427.884 | 363.6595 | 7.1616 | 81.8171 | 253.5954 | 709.8069 | 9.6129 | 0 |  | 4 | 2783.8001 | 396.4841 | 424.5935 | 353.0135 | 7.1616 | 80.5527 | 265.8608 | 656.2834 | 9.6129 | 0 |  | 4 | 2767.7767 | 379.4129 | 409.798 | 346.8229 | 7.1616 | 76.8702 | 261.9124 | 644.9675 | 9.6129 | 0 |  | 4 | 2738.4388 | 385.9477 | 412.4088 | 342.2862 | 7.1616 | 80.6773 | 261.9435 | 620.7479 | 9.6129 | 0 |  | 4 | 2803.3773 | 399.1014 | 416.0419 | 361.268 | 7.1616 | 88.1837 | 284.5397 | 690.2042 | 9.6129 | 0
| 5 | 2752.4622 | 400.1715 | 420.8563 | 354.8429 | 7.1616 | 81.5723 | 252.4915 | 709.8651 | 9.6129 | 0 |  | 5 | 2724.0562 | 388.3596 | 417.6069 | 344.475 | 7.1616 | 80.3146 | 264.6607 | 656.54 | 9.6129 | 0 |  | 5 | 2709.0572 | 371.6879 | 402.5524 | 338.2397 | 7.1616 | 76.6411 | 260.737 | 645.3281 | 9.6129 | 0 |  | 5 | 2679.8987 | 377.9808 | 405.6584 | 333.7744 | 7.1616 | 80.4437 | 260.7668 | 621.1074 | 9.6129 | 0 |  | 5 | 2743.9452 | 390.8721 | 409.2979 | 351.6801 | 7.1616 | 87.5681 | 282.6954 | 689.5246 | 9.6129 | 0
| 6 | 2696.2359 | 392.9109 | 414.9975 | 347.3349 | 7.1616 | 81.3319 | 251.3931 | 709.8632 | 9.6129 | 0 |  | 6 | 2668.6646 | 381.5938 | 411.3374 | 337.1881 | 7.1616 | 80.0808 | 263.4678 | 656.7339 | 9.6129 | 0 |  | 6 | 2653.9978 | 365.2335 | 396.5897 | 330.9988 | 7.1616 | 76.416 | 259.5684 | 645.623 | 9.6129 | 0 |  | 6 | 2625.4196 | 371.4951 | 399.5527 | 326.5794 | 7.1616 | 80.2141 | 259.5967 | 621.4013 | 9.6129 | 0 |  | 6 | 2688.8947 | 384.2408 | 403.1671 | 343.2392 | 7.1616 | 86.9707 | 280.8878 | 688.8232 | 9.6129 | 0
| 7 | 2644.8344 | 386.7759 | 409.1442 | 341.2386 | 7.1616 | 81.0957 | 250.3004 | 709.8022 | 9.6129 | 0 |  | 7 | 2617.3962 | 374.9621 | 406.6365 | 331.3105 | 7.1616 | 79.851 | 262.2822 | 656.8662 | 9.6129 | 0 |  | 7 | 2602.1973 | 359.5267 | 392.1472 | 325.3511 | 7.1616 | 76.1948 | 258.4068 | 645.8534 | 9.6129 | 0 |  | 7 | 2574.8787 | 365.034 | 394.9943 | 320.9458 | 7.1616 | 79.9885 | 258.4334 | 621.6307 | 9.6129 | 0 |  | 7 | 2638.2058 | 377.7403 | 398.7599 | 335.8742 | 7.1616 | 86.3913 | 279.1163 | 688.1003 | 9.6129 | 0
| 8 | 2597.5378 | 381.0828 | 405.0596 | 335.7405 | 7.1616 | 80.8636 | 249.2132 | 709.6834 | 9.6129 | 0 |  | 8 | 2570.6023 | 369.6724 | 402.3915 | 325.9514 | 7.1616 | 79.6253 | 261.1039 | 656.9379 | 9.6129 | 0 |  | 8 | 2556.7607 | 353.2936 | 387.8822 | 320.3719 | 7.1616 | 75.9776 | 257.252 | 646.0203 | 9.6129 | 0 |  | 8 | 2528.7885 | 359.8909 | 390.6218 | 315.9971 | 7.1616 | 79.7669 | 257.2769 | 621.7969 | 9.6129 | 0 |  | 8 | 2591.8107 | 372.4234 | 394.7144 | 329.5135 | 7.1616 | 85.8295 | 277.3805 | 687.3563 | 9.6129 | 0
| 9 | 2555.9976 | 375.8681 | 400.4383 | 331.0038 | 7.1616 | 80.6357 | 248.1318 | 709.5077 | 9.6129 | 0 |  | 9 | 2529.8492 | 364.2489 | 397.8208 | 321.3574 | 7.1616 | 79.4035 | 259.9329 | 656.9503 | 9.6129 | 0 |  | 9 | 2515.3679 | 348.5734 | 383.7653 | 315.9357 | 7.1616 | 75.7642 | 256.1042 | 646.1251 | 9.6129 | 0 |  | 9 | 2488.5111 | 354.6056 | 386.2375 | 311.597 | 7.1616 | 79.5491 | 256.1272 | 621.9009 | 9.6129 | 0 |  | 9 | 2550.9963 | 367.3817 | 390.2756 | 324.0858 | 7.1616 | 85.2852 | 275.6797 | 686.5916 | 9.6129 | 0
| 10 | 2518.471 | 370.8585 | 396.562 | 327.3088 | 7.1616 | 80.4119 | 247.056 | 709.2763 | 9.6129 | 0 |  | 10 | 2491.8138 | 360.3389 | 393.929 | 317.7555 | 7.1616 | 79.1858 | 258.7692 | 656.9045 | 9.6129 | 0 |  | 10 | 2477.2155 | 344.9561 | 380.0022 | 312.6142 | 7.1616 | 75.5546 | 254.9633 | 646.1688 | 9.6129 | 0 |  | 10 | 2451.1181 | 350.5047 | 382.464 | 308.2926 | 7.1616 | 79.3351 | 254.9842 | 621.9439 | 9.6129 | 0 |  | 10 | 2513.9732 | 362.8831 | 386.588 | 319.5198 | 7.1616 | 84.758 | 274.0135 | 685.8067 | 9.6129 | 0
| 11 | 2484.4912 | 367.7244 | 392.7266 | 323.702 | 7.1616 | 80.1921 | 245.9859 | 708.9904 | 9.6129 | 0 |  | 11 | 2460.1106 | 356.2641 | 389.304 | 314.1773 | 7.1616 | 78.9719 | 257.6128 | 656.8015 | 9.6129 | 0 |  | 11 | 2446.1116 | 340.5117 | 375.6091 | 309.0772 | 7.1616 | 75.3488 | 253.8294 | 646.1526 | 9.6129 | 0 |  | 11 | 2419.0931 | 346.9552 | 378.3455 | 304.7575 | 7.1616 | 79.1249 | 253.8481 | 621.9272 | 9.6129 | 0 |  | 11 | 2481.5586 | 359.1513 | 382.2341 | 315.7441 | 7.1616 | 84.2477 | 272.3814 | 685.0019 | 9.6129 | 0
| 12 | 2455.7128 | 362.7336 | 389.3212 | 321.4177 | 7.1616 | 79.9763 | 244.9215 | 708.651 | 9.6129 | 0 |  | 12 | 2431.0127 | 351.4947 | 386.4446 | 311.9361 | 7.1616 | 78.7618 | 256.4637 | 656.6425 | 9.6129 | 0 |  | 12 | 2416.1202 | 336.9409 | 372.7644 | 306.9452 | 7.1616 | 75.1467 | 252.7025 | 646.0776 | 9.6129 | 0 |  | 12 | 2390.9078 | 342.1569 | 375.1528 | 302.6169 | 7.1616 | 78.9184 | 252.7189 | 621.8518 | 9.6129 | 0 |  | 12 | 2453.2262 | 354.4079 | 379.1416 | 312.6874 | 7.1616 | 83.7539 | 270.7828 | 684.1776 | 9.6129 | 0
| 13 | 2429.6759 | 358.894 | 386.2969 | 319.5028 | 7.1616 | 79.7645 | 243.8629 | 708.2592 | 9.6129 | 0 |  | 13 | 2405.1118 | 348.4674 | 382.8809 | 310.0292 | 7.1616 | 78.5556 | 255.3219 | 656.4286 | 9.6129 | 0 |  | 13 | 2390.4672 | 333.5016 | 369.6985 | 305.0686 | 7.1616 | 74.9483 | 251.5825 | 645.9451 | 9.6129 | 0 |  | 13 | 2365.261 | 339.1539 | 371.8196 | 300.7623 | 7.1616 | 78.7156 | 251.5965 | 621.7189 | 9.6129 | 0 |  | 13 | 2427.055 | 351.4529 | 376.0549 | 310.2782 | 7.1616 | 83.2765 | 269.2172 | 683.3343 | 9.6129 | 0
| 14 | 2405.0751 | 356.4102 | 383.5761 | 318.6815 | 7.1616 | 79.5564 | 242.8101 | 707.8162 | 9.6129 | 0 |  | 14 | 2379.8079 | 345.9368 | 381.2398 | 309.2308 | 7.1616 | 78.3531 | 254.1875 | 656.161 | 9.6129 | 0 |  | 14 | 2367.0026 | 330.4091 | 367.2076 | 304.1493 | 7.1616 | 74.7534 | 250.4696 | 645.7562 | 9.6129 | 0 |  | 14 | 2341.1865 | 336.2709 | 369.9606 | 299.7884 | 7.1616 | 78.5164 | 250.4809 | 621.5297 | 9.6129 | 0 |  | 14 | 2402.7343 | 348.9654 | 374.2287 | 308.4453 | 7.1616 | 82.8152 | 267.6841 | 682.4724 | 9.6129 | 0
| 15 | 2383.9779 | 353.8776 | 381.0847 | 317.911 | 7.1616 | 79.3522 | 241.7631 | 707.323 | 9.6129 | 0 |  | 15 | 2359.734 | 343.008 | 378.4168 | 308.463 | 7.1616 | 78.1542 | 253.0605 | 655.8407 | 9.6129 | 0 |  | 15 | 2345.3316 | 328.3216 | 365.1896 | 303.5904 | 7.1616 | 74.5621 | 249.3637 | 645.5119 | 9.6129 | 0 |  | 15 | 2320.4953 | 334.1255 | 367.1479 | 299.2628 | 7.1616 | 78.3208 | 249.3723 | 621.2853 | 9.6129 | 0 |  | 15 | 2382.5697 | 346.2734 | 371.6529 | 307.1173 | 7.1616 | 82.3696 | 266.183 | 681.5922 | 9.6129 | 0
| 16 | 2365.2413 | 351.3563 | 379.1654 | 317.4773 | 7.1616 | 79.1518 | 240.722 | 706.7808 | 9.6129 | 0 |  | 16 | 2341.738 | 340.48 | 376.062 | 307.984 | 7.1616 | 77.959 | 251.9408 | 655.4689 | 9.6129 | 0 |  | 16 | 2327.3384 | 325.592 | 363.0805 | 303.2825 | 7.1616 | 74.3744 | 248.2648 | 645.2136 | 9.6129 | 0 |  | 16 | 2302.7495 | 331.236 | 365.0971 | 298.9571 | 7.1616 | 78.1287 | 248.2706 | 620.9869 | 9.6129 | 0 |  | 16 | 2364.7766 | 343.5812 | 369.5308 | 306.2228 | 7.1616 | 81.9395 | 264.7133 | 680.6941 | 9.6129 | 0
| 17 | 2349.0711 | 349.4563 | 376.8078 | 317.1209 | 7.1616 | 78.955 | 239.6867 | 706.1907 | 9.6129 | 0 |  | 17 | 2325.8779 | 338.5427 | 373.656 | 307.6215 | 7.1616 | 77.7674 | 250.8284 | 655.0467 | 9.6129 | 0 |  | 17 | 2311.3779 | 324.0377 | 360.4302 | 303.0676 | 7.1616 | 74.1901 | 247.1729 | 644.8624 | 9.6129 | 0 |  | 17 | 2286.7916 | 329.4759 | 362.8081 | 298.7237 | 7.1616 | 77.94 | 247.1758 | 620.6357 | 9.6129 | 0 |  | 17 | 2348.6019 | 341.86 | 367.2674 | 305.6904 | 7.1616 | 81.5247 | 263.2746 | 679.7787 | 9.6129 | 0
| 18 | 2334.4095 | 347.9547 | 375.106 | 316.5747 | 7.1616 | 78.7619 | 238.6574 | 705.5537 | 9.6129 | 0 |  | 18 | 2310.9883 | 337.2893 | 372.1408 | 307.061 | 7.1616 | 77.5793 | 249.7235 | 654.5752 | 9.6129 | 0 |  | 18 | 2297.1443 | 321.9211 | 359.1331 | 302.6585 | 7.1616 | 74.0092 | 246.0881 | 644.4593 | 9.6129 | 0 |  | 18 | 2272.3753 | 328.1391 | 361.0834 | 298.28 | 7.1616 | 77.7548 | 246.088 | 620.2328 | 9.6129 | 0 |  | 18 | 2333.8596 | 340.1582 | 365.6238 | 305.4489 | 7.1616 | 81.1248 | 261.8662 | 678.8462 | 9.6129 | 0
| 19 | 2321.8775 | 345.9561 | 373.5049 | 316.2135 | 7.1616 | 78.5724 | 237.6339 | 704.8711 | 9.6129 | 0 |  | 19 | 2299.1835 | 334.4225 | 370.8484 | 306.7092 | 7.1616 | 77.3947 | 248.6259 | 654.0556 | 9.6129 | 0 |  | 19 | 2283.5067 | 320.6811 | 358.0943 | 302.4063 | 7.1616 | 73.8316 | 245.0104 | 644.0057 | 9.6129 | 0 |  | 19 | 2260.3988 | 325.3981 | 360.0356 | 298.0111 | 7.1616 | 77.573 | 245.0072 | 619.7793 | 9.6129 | 0 |  | 19 | 2320.8553 | 337.9151 | 364.4783 | 305.4267 | 7.1616 | 80.7396 | 260.4878 | 677.8971 | 9.6129 | 0
| 20 | 2310.5139 | 343.6277 | 372.4189 | 315.9633 | 7.1616 | 78.3865 | 236.6165 | 704.1439 | 9.6129 | 0 |  | 20 | 2286.5847 | 333.4142 | 369.9121 | 306.3955 | 7.1616 | 77.2136 | 247.5358 | 653.489 | 9.6129 | 0 |  | 20 | 2271.5433 | 319.1561 | 357.0972 | 302.1749 | 7.1616 | 73.6574 | 243.9397 | 643.5026 | 9.6129 | 0 |  | 20 | 2248.013 | 324.406 | 359.058 | 297.7875 | 7.1616 | 77.3945 | 243.9333 | 619.2765 | 9.6129 | 0 |  | 20 | 2308.4377 | 336.2607 | 363.4751 | 305.5527 | 7.1616 | 80.3689 | 259.1387 | 676.9318 | 9.6129 | 0
| 21 | 2299.1816 | 342.1749 | 371.1487 | 316.0007 | 7.1616 | 78.204 | 235.605 | 703.3731 | 9.6129 | 0 |  | 21 | 2275.4523 | 332.0042 | 368.5833 | 306.4238 | 7.1616 | 77.0358 | 246.453 | 652.8764 | 9.6129 | 0 |  | 21 | 2260.8947 | 317.7356 | 355.38 | 302.26 | 7.1616 | 73.4864 | 242.8762 | 642.9511 | 9.6129 | 0 |  | 21 | 2237.0284 | 323.1 | 357.719 | 297.8611 | 7.1616 | 77.2193 | 242.8665 | 618.7255 | 9.6129 | 0 |  | 21 | 2296.6946 | 335.0619 | 362.2833 | 305.7554 | 7.1616 | 80.0122 | 257.8184 | 675.9507 | 9.6129 | 0
| 22 | 2288.5725 | 341.1475 | 369.9696 | 315.3547 | 7.1616 | 78.025 | 234.5995 | 702.5601 | 9.6129 | 0 |  | 22 | 2265.2753 | 330.9596 | 367.1331 | 305.8225 | 7.1616 | 76.8613 | 245.3777 | 652.2191 | 9.6129 | 0 |  | 22 | 2250.9868 | 316.5679 | 354.0211 | 301.5731 | 7.1616 | 73.3186 | 241.8197 | 642.3526 | 9.6129 | 0 |  | 22 | 2227.3327 | 321.8702 | 356.3243 | 297.2163 | 7.1616 | 77.0473 | 241.8067 | 618.1274 | 9.6129 | 0 |  | 22 | 2285.9112 | 333.6129 | 360.9461 | 305.9635 | 7.1616 | 79.6695 | 256.5265 | 674.9542 | 9.6129 | 0
| 23 | 2277.7013 | 339.8475 | 368.8419 | 315.2943 | 7.1616 | 77.8493 | 233.6001 | 701.7057 | 9.6129 | 0 |  | 23 | 2254.8714 | 329.2939 | 366.0936 | 305.7839 | 7.1616 | 76.6901 | 244.3098 | 651.5181 | 9.6129 | 0 |  | 23 | 2240.3176 | 315.229 | 353.117 | 301.5074 | 7.1616 | 73.154 | 240.7704 | 641.708 | 9.6129 | 0 |  | 23 | 2216.6357 | 320.6667 | 355.4512 | 297.184 | 7.1616 | 76.8785 | 240.7539 | 617.4835 | 9.6129 | 0 |  | 23 | 2274.8024 | 332.4281 | 359.8578 | 306.1056 | 7.1616 | 79.3403 | 255.2624 | 673.9427 | 9.6129 | 0
| 24 | 2266.8816 | 338.4766 | 367.5987 | 315.0169 | 7.1616 | 77.677 | 232.6068 | 700.8112 | 9.6129 | 0 |  | 24 | 2244.2077 | 327.9282 | 364.894 | 305.5466 | 7.1616 | 76.5221 | 243.2494 | 650.7746 | 9.6129 | 0 |  | 24 | 2229.4648 | 314.2058 | 352.0387 | 301.1915 | 7.1616 | 72.9925 | 239.7283 | 641.0186 | 9.6129 | 0 |  | 24 | 2206.2232 | 319.4427 | 354.279 | 296.9138 | 7.1616 | 76.7128 | 239.7082 | 616.7948 | 9.6129 | 0 |  | 24 | 2263.9259 | 330.9327 | 358.6588 | 306.1103 | 7.1616 | 79.0244 | 254.0255 | 672.9166 | 9.6129 | 0
| 25 | 2255.4775 | 336.9022 | 366.6245 | 314.4524 | 7.1616 | 77.5079 | 231.6195 | 699.8777 | 9.6129 | 0 |  | 25 | 2232.5884 | 326.868 | 363.8467 | 305.0438 | 7.1616 | 76.3573 | 242.1964 | 649.9897 | 9.6129 | 0 |  | 25 | 2217.9722 | 313.2667 | 351.1138 | 300.5496 | 7.1616 | 72.834 | 238.6933 | 640.2856 | 9.6129 | 0 |  | 25 | 2195.0211 | 318.2956 | 353.4265 | 296.3316 | 7.1616 | 76.5501 | 238.6696 | 616.0626 | 9.6129 | 0 |  | 25 | 2251.7055 | 329.7979 | 357.8771 | 305.9063 | 7.1616 | 78.7216 | 252.8154 | 671.8763 | 9.6129 | 0
| 26 | 2243.6314 | 335.3448 | 365.1775 | 313.5305 | 7.1616 | 77.3421 | 230.6384 | 698.9062 | 9.6129 | 0 |  | 26 | 2221.0992 | 325.1564 | 362.4483 | 304.2088 | 7.1616 | 76.1956 | 241.1509 | 649.1645 | 9.6129 | 0 |  | 26 | 2207.0223 | 311.5928 | 349.6079 | 299.5166 | 7.1616 | 72.6785 | 237.6654 | 639.51 | 9.6129 | 0 |  | 26 | 2184.2264 | 316.6499 | 351.9038 | 295.3737 | 7.1616 | 76.3905 | 237.6381 | 615.288 | 9.6129 | 0 |  | 26 | 2239.6166 | 328.1808 | 356.508 | 305.4215 | 7.1616 | 78.4316 | 251.6316 | 670.8222 | 9.6129 | 0
| 27 | 2232.0451 | 333.21 | 363.7397 | 312.2582 | 7.1616 | 77.1794 | 229.6635 | 697.898 | 9.6129 | 0 |  | 27 | 2209.2324 | 323.5148 | 361.0247 | 303.0513 | 7.1616 | 76.0369 | 240.1128 | 648.3002 | 9.6129 | 0 |  | 27 | 2195.7506 | 309.6915 | 348.2437 | 298.1828 | 7.1616 | 72.526 | 236.6448 | 638.6931 | 9.6129 | 0 |  | 27 | 2172.8006 | 314.9755 | 350.6122 | 294.0885 | 7.1616 | 76.2339 | 236.6137 | 614.4721 | 9.6129 | 0 |  | 27 | 2228.1528 | 326.0056 | 354.7681 | 304.5868 | 7.1616 | 78.1541 | 250.4734 | 669.7548 | 9.6129 | 0
| 28 | 2221.5458 | 331.3218 | 361.2001 | 310.7543 | 7.1616 | 77.0198 | 228.6947 | 696.854 | 9.6129 | 0 |  | 28 | 2199.2309 | 321.4515 | 358.397 | 301.6544 | 7.1616 | 75.8813 | 239.0823 | 647.3978 | 9.6129 | 0 |  | 28 | 2185.6112 | 307.8097 | 345.7585 | 296.8179 | 7.1616 | 72.3765 | 235.6313 | 637.8361 | 9.6129 | 0 |  | 28 | 2163.1215 | 312.91 | 347.9523 | 292.8154 | 7.1616 | 76.0802 | 235.5965 | 613.6162 | 9.6129 | 0 |  | 28 | 2217.0777 | 324.087 | 352.4641 | 303.6711 | 7.1616 | 77.8888 | 249.3405 | 668.6744 | 9.6129 | 0
| 29 | 2210.6869 | 329.9676 | 360.1771 | 309.2581 | 7.1616 | 76.8633 | 227.7321 | 695.7754 | 9.6129 | 0 |  | 29 | 2188.0997 | 320.3473 | 357.4556 | 300.3179 | 7.1616 | 75.7286 | 238.0592 | 646.4584 | 9.6129 | 0 |  | 29 | 2174.4145 | 306.8404 | 344.9097 | 295.4706 | 7.1616 | 72.2297 | 234.6251 | 636.94 | 9.6129 | 0 |  | 29 | 2151.8489 | 311.9577 | 347.0876 | 291.5715 | 7.1616 | 75.9294 | 234.5864 | 612.7213 | 9.6129 | 0 |  | 29 | 2205.6674 | 322.7021 | 351.5284 | 302.7924 | 7.1616 | 77.6355 | 248.2322 | 667.5814 | 9.6129 | 0
| 30 | 2200.0488 | 328.408 | 359.1963 | 307.7583 | 7.1616 | 76.7098 | 226.7758 | 694.6633 | 9.6129 | 0 |  | 30 | 2177.1527 | 319.0167 | 356.5701 | 299.0731 | 7.1616 | 75.5788 | 237.0436 | 645.4833 | 9.6129 | 0 |  | 30 | 2163.6663 | 305.6521 | 343.8982 | 294.2488 | 7.1616 | 72.0858 | 233.6261 | 636.006 | 9.6129 | 0 |  | 30 | 2141.081 | 310.7142 | 346.1857 | 290.4173 | 7.1616 | 75.7814 | 233.5835 | 611.7887 | 9.6129 | 0 |  | 30 | 2194.117 | 321.4356 | 350.5251 | 302.0913 | 7.1616 | 77.3939 | 247.1481 | 666.4762 | 9.6129 | 0
| 31 | 2188.6294 | 327.4404 | 357.773 | 306.8904 | 7.1616 | 76.5592 | 225.8257 | 693.5189 | 9.6129 | 0 |  | 31 | 2166.0472 | 317.8067 | 355.1764 | 298.3742 | 7.1616 | 75.4319 | 236.0356 | 644.4735 | 9.6129 | 0 |  | 31 | 2152.7232 | 304.4476 | 342.6119 | 293.5128 | 7.1616 | 71.9446 | 232.6343 | 635.0353 | 9.6129 | 0 |  | 31 | 2130.3018 | 309.5304 | 344.7747 | 289.7237 | 7.1616 | 75.6361 | 232.5878 | 610.8195 | 9.6129 | 0 |  | 31 | 2182.9029 | 320.3975 | 349.0642 | 301.283 | 7.1616 | 77.1636 | 246.0876 | 665.3594 | 9.6129 | 0
| 32 | 2178.0051 | 326.0624 | 355.6588 | 306.3287 | 7.1616 | 76.4116 | 224.882 | 692.3432 | 9.6129 | 0 |  | 32 | 2155.5975 | 316.3957 | 353.1094 | 297.894 | 7.1616 | 75.2878 | 235.0351 | 643.4302 | 9.6129 | 0 |  | 32 | 2143.1517 | 302.8097 | 340.1721 | 292.9921 | 7.1616 | 71.8062 | 231.6498 | 634.0291 | 9.6129 | 0 |  | 32 | 2120.6449 | 307.7946 | 342.6335 | 289.1901 | 7.1616 | 75.4936 | 231.5993 | 609.8148 | 9.6129 | 0 |  | 32 | 2172.9175 | 318.8853 | 346.8223 | 300.501 | 7.1616 | 76.9446 | 245.0502 | 664.2311 | 9.6129 | 0
| 33 | 2167.6415 | 324.3189 | 354.1077 | 305.4163 | 7.1616 | 76.2667 | 223.9446 | 691.1373 | 9.6129 | 0 |  | 33 | 2146.1183 | 314.2895 | 351.2186 | 297.0339 | 7.1616 | 75.1464 | 234.0421 | 642.3544 | 9.6129 | 0 |  | 33 | 2133.6876 | 300.3883 | 338.7603 | 292.1562 | 7.1616 | 71.6703 | 230.6725 | 632.9885 | 9.6129 | 0 |  | 33 | 2111.0386 | 305.9386 | 340.9213 | 288.3217 | 7.1616 | 75.3538 | 230.6181 | 608.7759 | 9.6129 | 0 |  | 33 | 2163.0926 | 316.8225 | 345.0288 | 299.7484 | 7.1616 | 76.7363 | 244.0353 | 663.0919 | 9.6129 | 0
| 34 | 2157.774 | 322.5986 | 352.3559 | 304.5014 | 7.1616 | 76.1247 | 223.0135 | 689.9024 | 9.6129 | 0 |  | 34 | 2136.1135 | 312.7437 | 349.6161 | 296.1459 | 7.1616 | 75.0078 | 233.0566 | 641.2474 | 9.6129 | 0 |  | 34 | 2123.4336 | 299.0384 | 337.3658 | 291.2753 | 7.1616 | 71.5371 | 229.7026 | 631.9146 | 9.6129 | 0 |  | 34 | 2101.2083 | 304.4118 | 339.48 | 287.3993 | 7.1616 | 75.2166 | 229.6441 | 607.7038 | 9.6129 | 0 |  | 34 | 2152.7909 | 315.1037 | 343.615 | 299.0673 | 7.1616 | 76.5387 | 243.0426 | 661.9422 | 9.6129 | 0
| 35 | 2147.8477 | 321.2574 | 350.2535 | 303.6166 | 7.1616 | 75.9853 | 222.0888 | 688.6395 | 9.6129 | 0 |  | 35 | 2125.9583 | 311.5519 | 347.7405 | 295.3274 | 7.1616 | 74.8718 | 232.0788 | 640.1101 | 9.6129 | 0 |  | 35 | 2112.8971 | 298.2095 | 335.6049 | 290.5222 | 7.1616 | 71.4065 | 228.7399 | 630.8087 | 9.6129 | 0 |  | 35 | 2090.8877 | 303.4198 | 337.7782 | 286.6927 | 7.1616 | 75.082 | 228.6774 | 606.5998 | 9.6129 | 0 |  | 35 | 2142.6875 | 313.7023 | 341.6455 | 298.4264 | 7.1616 | 76.3514 | 242.0714 | 660.7823 | 9.6129 | 0
| 36 | 2137.7634 | 320.0326 | 347.7073 | 303.2174 | 7.1616 | 75.8487 | 221.1705 | 687.3499 | 9.6129 | 0 |  | 36 | 2116.0056 | 310.2769 | 345.4419 | 294.8128 | 7.1616 | 74.7384 | 231.1084 | 638.9438 | 9.6129 | 0 |  | 36 | 2102.8151 | 297.101 | 333.5242 | 289.9141 | 7.1616 | 71.2784 | 227.7846 | 629.6719 | 9.6129 | 0 |  | 36 | 2081.3085 | 302.3236 | 335.4837 | 285.9418 | 7.1616 | 74.9499 | 227.718 | 605.465 | 9.6129 | 0 |  | 36 | 2132.3425 | 312.6106 | 339.6007 | 297.7925 | 7.1616 | 76.1742 | 241.1212 | 659.6127 | 9.6129 | 0
| 37 | 2126.5902 | 319.0605 | 346.0211 | 302.7942 | 7.1616 | 75.7147 | 220.2586 | 686.0345 | 9.6129 | 0 |  | 37 | 2105.1523 | 309.3689 | 343.5358 | 294.4391 | 7.1616 | 74.6075 | 230.1457 | 637.7496 | 9.6129 | 0 |  | 37 | 2092.3032 | 295.9521 | 331.7052 | 289.5145 | 7.1616 | 71.1527 | 226.8365 | 628.5053 | 9.6129 | 0 |  | 37 | 2070.9523 | 301.0242 | 333.7675 | 285.5927 | 7.1616 | 74.8203 | 226.7659 | 604.3005 | 9.6129 | 0 |  | 37 | 2121.798 | 311.5203 | 337.7248 | 297.1877 | 7.1616 | 76.0067 | 240.1915 | 658.4338 | 9.6129 | 0
| 38 | 2116.2353 | 316.8821 | 344.3871 | 302.3429 | 7.1616 | 75.5832 | 219.3533 | 684.6945 | 9.6129 | 0 |  | 38 | 2094.1244 | 308.0717 | 341.8952 | 294.0424 | 7.1616 | 74.4791 | 229.1905 | 636.5286 | 9.6129 | 0 |  | 38 | 2081.5081 | 294.6668 | 330.076 | 289.0915 | 7.1616 | 71.0294 | 225.8959 | 627.3102 | 9.6129 | 0 |  | 38 | 2060.5308 | 299.6917 | 331.9983 | 285.1962 | 7.1616 | 74.6931 | 225.8211 | 603.1076 | 9.6129 | 0 |  | 38 | 2111.0526 | 310.1565 | 335.9748 | 296.5885 | 7.1616 | 75.8488 | 239.2818 | 657.246 | 9.6129 | 0
| 39 | 2104.7339 | 314.8203 | 343.2355 | 301.8918 | 7.1616 | 75.4543 | 218.4544 | 683.331 | 9.6129 | 0 |  | 39 | 2083.0516 | 305.5961 | 340.8241 | 293.6458 | 7.1616 | 74.3532 | 228.243 | 635.2818 | 9.6129 | 0 |  | 39 | 2069.9806 | 292.9168 | 328.9466 | 288.6684 | 7.1616 | 70.9085 | 224.9625 | 626.0876 | 9.6129 | 0 |  | 39 | 2048.8554 | 297.8935 | 331.0805 | 284.8039 | 7.1616 | 74.5683 | 224.8837 | 601.8874 | 9.6129 | 0 |  | 39 | 2099.5375 | 308.2555 | 334.9295 | 295.9471 | 7.1616 | 75.7 | 238.3916 | 656.0497 | 9.6129 | 0
| 40 | 2093.1239 | 312.6063 | 342.0149 | 301.7705 | 7.1616 | 75.3278 | 217.562 | 681.9451 | 9.6129 | 0 |  | 40 | 2071.7372 | 303.2102 | 339.6375 | 293.5163 | 7.1616 | 74.2296 | 227.303 | 634.0105 | 9.6129 | 0 |  | 40 | 2059.1915 | 290.449 | 327.561 | 288.4809 | 7.1616 | 70.7898 | 224.0366 | 624.8387 | 9.6129 | 0 |  | 40 | 2038.0279 | 295.4233 | 329.7655 | 284.6328 | 7.1616 | 74.4458 | 223.9536 | 600.641 | 9.6129 | 0 |  | 40 | 2088.5132 | 305.6821 | 334.0061 | 295.3658 | 7.1616 | 75.5602 | 237.5203 | 654.8452 | 9.6129 | 0
| 41 | 2080.7526 | 311.0736 | 341.0182 | 301.5052 | 7.1616 | 75.2037 | 216.6762 | 680.538 | 9.6129 | 0 |  | 41 | 2060.4436 | 301.2352 | 338.1106 | 293.2956 | 7.1616 | 74.1084 | 226.3707 | 632.7158 | 9.6129 | 0 |  | 41 | 2047.995 | 288.4787 | 326.0678 | 288.311 | 7.1616 | 70.6735 | 223.118 | 623.5647 | 9.6129 | 0 |  | 41 | 2027.0214 | 293.2888 | 328.2952 | 284.4605 | 7.1616 | 74.3256 | 223.0309 | 599.3696 | 9.6129 | 0 |  | 41 | 2076.8556 | 304.0984 | 332.7009 | 294.8096 | 7.1616 | 75.4292 | 236.6674 | 653.6331 | 9.6129 | 0
| 42 | 2070.1436 | 308.4696 | 339.4969 | 301.0735 | 7.1616 | 75.082 | 215.7969 | 679.1107 | 9.6129 | 0 |  | 42 | 2048.885 | 299.6525 | 336.6245 | 292.9066 | 7.1616 | 73.9894 | 225.4459 | 631.3987 | 9.6129 | 0 |  | 42 | 2036.5918 | 286.6586 | 324.8206 | 287.9515 | 7.1616 | 70.5593 | 222.2068 | 622.2668 | 9.6129 | 0 |  | 42 | 2015.3344 | 291.7163 | 327.1193 | 284.1121 | 7.1616 | 74.2076 | 222.1157 | 598.0744 | 9.6129 | 0 |  | 42 | 2065.8735 | 302.062 | 331.1658 | 294.2607 | 7.1616 | 75.3065 | 235.8324 | 652.4136 | 9.6129 | 0
| 43 | 2060.726 | 307.0299 | 337.7015 | 300.5694 | 7.1616 | 74.9625 | 214.9243 | 677.6643 | 9.6129 | 0 |  | 43 | 2039.7459 | 297.6396 | 335.1293 | 292.4234 | 7.1616 | 73.8727 | 224.5289 | 630.0605 | 9.6129 | 0 |  | 43 | 2027.0399 | 285.1921 | 323.1825 | 287.4933 | 7.1616 | 70.4473 | 221.3031 | 620.9461 | 9.6129 | 0 |  | 43 | 2006.1369 | 289.921 | 325.3916 | 283.6501 | 7.1616 | 74.0918 | 221.2078 | 596.7565 | 9.6129 | 0 |  | 43 | 2056.3425 | 300.4496 | 329.653 | 293.7516 | 7.1616 | 75.192 | 235.0148 | 651.1873 | 9.6129 | 0
| 44 | 2051.6132 | 305.0431 | 336.5421 | 300.0654 | 7.1616 | 74.8454 | 214.0583 | 676.2 | 9.6129 | 0 |  | 44 | 2030.4343 | 295.8791 | 334.0881 | 291.9403 | 7.1616 | 73.7582 | 223.6194 | 628.7021 | 9.6129 | 0 |  | 44 | 2017.6163 | 283.4164 | 322.4011 | 287.0327 | 7.1616 | 70.3374 | 220.4067 | 619.6038 | 9.6129 | 0 |  | 44 | 1996.6787 | 288.3153 | 324.5855 | 283.1847 | 7.1616 | 73.9782 | 220.3074 | 595.4171 | 9.6129 | 0 |  | 44 | 2046.8939 | 298.6917 | 328.7717 | 293.1654 | 7.1616 | 75.0853 | 234.214 | 649.9545 | 9.6129 | 0
| 45 | 2044.5747 | 301.9456 | 334.4191 | 299.5613 | 7.1616 | 74.7304 | 213.1989 | 674.7189 | 9.6129 | 0 |  | 45 | 2022.2479 | 293.5952 | 332.445 | 291.4571 | 7.1616 | 73.6458 | 222.7177 | 627.3249 | 9.6129 | 0 |  | 45 | 2009.6557 | 280.9117 | 320.8857 | 286.5721 | 7.1616 | 70.2296 | 219.5178 | 618.241 | 9.6129 | 0 |  | 45 | 1988.9004 | 285.807 | 323.0019 | 282.7193 | 7.1616 | 73.8666 | 219.4145 | 594.0573 | 9.6129 | 0 |  | 45 | 2039.4551 | 295.8815 | 326.9355 | 292.5766 | 7.1616 | 74.9862 | 233.4296 | 648.7156 | 9.6129 | 0
| 46 | 2035.1017 | 300.4353 | 333.1436 | 299.0573 | 7.1616 | 74.6175 | 212.3463 | 673.222 | 9.6129 | 0 |  | 46 | 2012.9499 | 292.2911 | 330.9338 | 290.974 | 7.1616 | 73.5355 | 221.8236 | 625.9298 | 9.6129 | 0 |  | 46 | 2000.736 | 279.6533 | 319.0831 | 286.1115 | 7.1616 | 70.1237 | 218.6364 | 616.8588 | 9.6129 | 0 |  | 46 | 1980.4297 | 284.3943 | 321.0152 | 282.254 | 7.1616 | 73.757 | 218.529 | 592.6784 | 9.6129 | 0 |  | 46 | 2030.7449 | 294.2164 | 325.1474 | 292.066 | 7.1616 | 74.8945 | 232.661 | 647.471 | 9.6129 | 0
| 47 | 2025.4782 | 299.2174 | 331.7044 | 298.5748 | 7.1616 | 74.5067 | 211.5003 | 671.7105 | 9.6129 | 0 |  | 47 | 2004.5948 | 290.0519 | 329.3958 | 290.5096 | 7.1616 | 73.4272 | 220.9372 | 624.5179 | 9.6129 | 0 |  | 47 | 1992.3336 | 277.5058 | 317.635 | 285.6682 | 7.1616 | 70.0198 | 217.7624 | 615.4585 | 9.6129 | 0 |  | 47 | 1971.8121 | 282.4092 | 319.7251 | 281.8113 | 7.1616 | 73.6495 | 217.6511 | 591.2814 | 9.6129 | 0 |  | 47 | 2021.574 | 292.3614 | 323.7657 | 291.7997 | 7.1616 | 74.8098 | 231.9076 | 646.2212 | 9.6129 | 0
| 48 | 2016.4393 | 298.1376 | 329.581 | 298.0541 | 7.1616 | 74.398 | 210.6611 | 670.1856 | 9.6129 | 0 |  | 48 | 1996.0128 | 288.7837 | 327.1478 | 290.0114 | 7.1616 | 73.3209 | 220.0584 | 623.0906 | 9.6129 | 0 |  | 48 | 1983.1627 | 276.8199 | 315.5238 | 285.1949 | 7.1616 | 69.9179 | 216.8959 | 614.0413 | 9.6129 | 0 |  | 48 | 1963.0408 | 281.4891 | 317.5467 | 281.3456 | 7.1616 | 73.5438 | 216.7806 | 589.8676 | 9.6129 | 0 |  | 48 | 2013.017 | 290.9319 | 321.468 | 291.41 | 7.1616 | 74.7318 | 231.169 | 644.9665 | 9.6129 | 0
| 49 | 2007.5398 | 296.6947 | 327.6949 | 297.5196 | 7.1616 | 74.2912 | 209.8287 | 668.6482 | 9.6129 | 0 |  | 49 | 1986.7325 | 287.9724 | 325.1543 | 289.4999 | 7.1616 | 73.2165 | 219.1874 | 621.6487 | 9.6129 | 0 |  | 49 | 1973.7061 | 275.7624 | 314.0859 | 284.7056 | 7.1616 | 69.8177 | 216.0369 | 612.6082 | 9.6129 | 0 |  | 49 | 1953.9745 | 280.4146 | 315.8353 | 280.8622 | 7.1616 | 73.44 | 215.9177 | 588.438 | 9.6129 | 0 |  | 49 | 2002.992 | 290.1602 | 319.9382 | 291.0626 | 7.1616 | 74.6604 | 230.4447 | 643.7073 | 9.6129 | 0
| 50 | 1998.4666 | 295.4242 | 325.8102 | 296.9851 | 7.1616 | 74.1863 | 209.0031 | 667.0996 | 9.6129 | 0 |  | 50 | 1977.8744 | 286.6025 | 323.2973 | 288.9884 | 7.1616 | 73.1139 | 218.3241 | 620.1935 | 9.6129 | 0 |  | 50 | 1965.2215 | 274.0089 | 312.3721 | 284.2163 | 7.1616 | 69.7194 | 215.1854 | 611.1604 | 9.6129 | 0 |  | 50 | 1945.2895 | 278.714 | 314.3689 | 280.3789 | 7.1616 | 73.3381 | 215.0624 | 586.9939 | 9.6129 | 0 |  | 50 | 1994.0543 | 288.9336 | 318.0795 | 290.4114 | 7.1616 | 74.5952 | 229.7341 | 642.4441 | 9.6129 | 0
| 51 | 1989.636 | 293.2731 | 324.3765 | 296.6374 | 7.1616 | 74.0833 | 208.1843 | 665.5407 | 9.6129 | 0 |  | 51 | 1969.1589 | 284.7483 | 321.6062 | 288.6526 | 7.1616 | 73.0132 | 217.4684 | 618.7261 | 9.6129 | 0 |  | 51 | 1956.1775 | 272.6531 | 310.658 | 283.8888 | 7.1616 | 69.6229 | 214.3414 | 609.6991 | 9.6129 | 0 |  | 51 | 1936.4173 | 277.2589 | 312.7027 | 280.0368 | 7.1616 | 73.238 | 214.2146 | 585.5364 | 9.6129 | 0 |  | 51 | 1985.6349 | 286.719 | 316.536 | 289.9151 | 7.1616 | 74.536 | 229.0367 | 641.1772 | 9.6129 | 0
| 52 | 1979.7957 | 291.8414 | 323.377 | 296.146 | 7.1616 | 73.9821 | 207.3724 | 663.9729 | 9.6129 | 0 |  | 52 | 1959.1867 | 283.506 | 320.6786 | 288.1982 | 7.1616 | 72.9142 | 216.6206 | 617.2476 | 9.6129 | 0 |  | 52 | 1946.8158 | 271.3889 | 309.2702 | 283.4612 | 7.1616 | 69.528 | 213.505 | 608.2255 | 9.6129 | 0 |  | 52 | 1927.2203 | 275.9149 | 311.3116 | 279.6334 | 7.1616 | 73.1395 | 213.3744 | 584.0667 | 9.6129 | 0 |  | 52 | 1976.2356 | 285.3721 | 315.1145 | 289.4088 | 7.1616 | 74.4825 | 228.352 | 639.9071 | 9.6129 | 0
| 53 | 1971.2007 | 290.3857 | 321.1876 | 295.6231 | 7.1616 | 73.8827 | 206.5673 | 662.3971 | 9.6129 | 0 |  | 53 | 1950.8096 | 281.5468 | 318.93 | 287.6866 | 7.1616 | 72.817 | 215.7804 | 615.7592 | 9.6129 | 0 |  | 53 | 1937.9269 | 269.6596 | 307.919 | 282.9893 | 7.1616 | 69.4348 | 212.6761 | 606.7406 | 9.6129 | 0 |  | 53 | 1918.5642 | 273.9824 | 310.0208 | 279.1772 | 7.1616 | 73.0428 | 212.5419 | 582.5859 | 9.6129 | 0 |  | 53 | 1967.2002 | 283.7987 | 313.5666 | 288.8914 | 7.1616 | 74.4343 | 227.6794 | 638.6342 | 9.6129 | 0
| 54 | 1961.6472 | 288.8496 | 320.0353 | 295.102 | 7.1616 | 73.7849 | 205.7692 | 660.8144 | 9.6129 | 0 |  | 54 | 1941.693 | 279.8822 | 317.6255 | 287.1757 | 7.1616 | 72.7214 | 214.948 | 614.2619 | 9.6129 | 0 |  | 54 | 1929.3821 | 267.9699 | 306.1907 | 282.5108 | 7.1616 | 69.3432 | 211.8548 | 605.2457 | 9.6129 | 0 |  | 54 | 1909.6506 | 272.5169 | 308.5438 | 278.6979 | 7.1616 | 72.9477 | 211.7169 | 581.0952 | 9.6129 | 0 |  | 54 | 1958.4705 | 281.7355 | 312.215 | 288.362 | 7.1616 | 74.3914 | 227.0185 | 637.3588 | 9.6129 | 0
| 55 | 1952.0877 | 287.5741 | 318.664 | 294.5454 | 7.1616 | 73.6888 | 204.978 | 659.226 | 9.6129 | 0 |  | 55 | 1932.7709 | 278.4589 | 315.8956 | 286.6546 | 7.1616 | 72.6274 | 214.1234 | 612.7569 | 9.6129 | 0 |  | 55 | 1920.3172 | 266.6418 | 304.6486 | 282.0047 | 7.1616 | 69.2531 | 211.0411 | 603.742 | 9.6129 | 0 |  | 55 | 1900.8101 | 271.2638 | 306.8082 | 278.1915 | 7.1616 | 72.8541 | 210.8996 | 579.5957 | 9.6129 | 0 |  | 55 | 1948.9368 | 280.9512 | 310.4011 | 287.82 | 7.1616 | 74.3532 | 226.3687 | 636.0814 | 9.6129 | 0
| 56 | 1942.7823 | 286.6588 | 316.6969 | 293.9703 | 7.1616 | 73.5944 | 204.1938 | 657.633 | 9.6129 | 0 |  | 56 | 1923.2078 | 277.6489 | 314.2239 | 286.1028 | 7.1616 | 72.535 | 213.3065 | 611.2453 | 9.6129 | 0 |  | 56 | 1911.2107 | 265.6224 | 302.8665 | 281.4714 | 7.1616 | 69.1646 | 210.235 | 602.2305 | 9.6129 | 0 |  | 56 | 1891.6098 | 270.4247 | 305.0456 | 277.6581 | 7.1616 | 72.7621 | 210.09 | 578.0887 | 9.6129 | 0 |  | 56 | 1939.2055 | 279.9751 | 308.9634 | 287.2913 | 7.1616 | 74.3197 | 225.7295 | 634.8023 | 9.6129 | 0
| 57 | 1933.0422 | 285.4691 | 315.3878 | 293.4461 | 7.1616 | 73.5014 | 203.4166 | 656.0365 | 9.6129 | 0 |  | 57 | 1913.714 | 276.2337 | 313.0373 | 285.6018 | 7.1616 | 72.4441 | 212.4975 | 609.7282 | 9.6129 | 0 |  | 57 | 1901.6608 | 264.1946 | 301.8897 | 280.9845 | 7.1616 | 69.0775 | 209.4365 | 600.7125 | 9.6129 | 0 |  | 57 | 1882.1353 | 269.0542 | 304.0368 | 277.1764 | 7.1616 | 72.6716 | 209.2881 | 576.5753 | 9.6129 | 0 |  | 57 | 1929.8482 | 278.4123 | 307.7412 | 286.7595 | 7.1616 | 74.2905 | 225.1004 | 633.5221 | 9.6129 | 0
| 58 | 1923.3004 | 283.7539 | 314.5407 | 292.9873 | 7.1616 | 73.4099 | 202.6464 | 654.4376 | 9.6129 | 0 |  | 58 | 1903.4208 | 275.2373 | 312.1743 | 285.1579 | 7.1616 | 72.3546 | 211.6962 | 608.2067 | 9.6129 | 0 |  | 58 | 1891.1409 | 263.3802 | 301.2291 | 280.5382 | 7.1616 | 68.9918 | 208.6456 | 599.1891 | 9.6129 | 0 |  | 58 | 1871.9619 | 268.0835 | 303.3008 | 276.721 | 7.1616 | 72.5825 | 208.4938 | 575.0565 | 9.6129 | 0 |  | 58 | 1919.598 | 277.2793 | 306.9822 | 286.2277 | 7.1616 | 74.2653 | 224.4808 | 632.241 | 9.6129 | 0
| 59 | 1913.5328 | 282.3123 | 313.3956 | 292.5787 | 7.1616 | 73.3199 | 201.8832 | 652.8374 | 9.6129 | 0 |  | 59 | 1893.6741 | 273.7706 | 311.1784 | 284.7707 | 7.1616 | 72.2666 | 210.9027 | 606.6821 | 9.6129 | 0 |  | 59 | 1881.315 | 262.0686 | 300.3042 | 280.1593 | 7.1616 | 68.9074 | 207.8623 | 597.6614 | 9.6129 | 0 |  | 59 | 1862.5192 | 266.617 | 302.2373 | 276.3582 | 7.1616 | 72.4948 | 207.7073 | 573.5337 | 9.6129 | 0 |  | 59 | 1909.8169 | 275.9934 | 305.9097 | 285.6933 | 7.1616 | 74.244 | 223.8702 | 630.9596 | 9.6129 | 0
| 60 | 1903.6394 | 281.0615 | 312.1638 | 292.1918 | 7.1616 | 73.2312 | 201.1272 | 651.237 | 9.6129 | 0 |  | 60 | 1883.7892 | 272.7932 | 309.8459 | 284.3689 | 7.1616 | 72.1798 | 210.117 | 605.1553 | 9.6129 | 0 |  | 60 | 1871.8088 | 261.0027 | 298.8374 | 279.7569 | 7.1616 | 68.8244 | 207.0867 | 596.1307 | 9.6129 | 0 |  | 60 | 1853.172 | 265.5241 | 300.7586 | 275.9415 | 7.1616 | 72.4084 | 206.9286 | 572.0079 | 9.6129 | 0 |  | 60 | 1900.2197 | 274.7743 | 304.6082 | 285.1371 | 7.1616 | 74.2261 | 223.2682 | 629.6781 | 9.6129 | 0
| 61 | 1894.105 | 279.5721 | 310.7017 | 291.9146 | 7.1616 | 73.1439 | 200.3782 | 649.6376 | 9.6129 | 0 |  | 61 | 1873.9644 | 271.7361 | 308.3826 | 284.1175 | 7.1616 | 72.0944 | 209.3392 | 603.6275 | 9.6129 | 0 |  | 61 | 1861.8412 | 260.0467 | 297.5648 | 279.5117 | 7.1616 | 68.7426 | 206.3188 | 594.5981 | 9.6129 | 0 |  | 61 | 1843.2312 | 264.5626 | 299.5622 | 275.7046 | 7.1616 | 72.3234 | 206.1576 | 570.4804 | 9.6129 | 0 |  | 61 | 1890.2592 | 273.8464 | 303.3614 | 284.5983 | 7.1616 | 74.2114 | 222.6741 | 628.3971 | 9.6129 | 0
| 62 | 1885.5604 | 278.6479 | 309.6274 | 291.6035 | 7.1616 | 73.0578 | 199.6364 | 648.0402 | 9.6129 | 0 |  | 62 | 1865.3481 | 270.708 | 307.4434 | 283.8599 | 7.1616 | 72.0103 | 208.5691 | 602.0999 | 9.6129 | 0 |  | 62 | 1853.1551 | 259.1914 | 296.5346 | 279.2649 | 7.1616 | 68.6621 | 205.5585 | 593.0647 | 9.6129 | 0 |  | 62 | 1834.7358 | 263.3679 | 298.5316 | 275.4738 | 7.1616 | 72.2395 | 205.3944 | 568.9522 | 9.6129 | 0 |  | 62 | 1881.9965 | 272.9239 | 302.2325 | 284.0596 | 7.1616 | 74.1998 | 222.0876 | 627.1168 | 9.6129 | 0
| 63 | 1876.7753 | 278.0417 | 308.8762 | 291.2084 | 7.1616 | 72.973 | 198.9018 | 646.4459 | 9.6129 | 0 |  | 63 | 1857.2133 | 269.8115 | 306.4496 | 283.4952 | 7.1616 | 71.9273 | 207.8069 | 600.5736 | 9.6129 | 0 |  | 63 | 1845.2993 | 258.0397 | 295.6425 | 278.9106 | 7.1616 | 68.5826 | 204.806 | 591.5317 | 9.6129 | 0 |  | 63 | 1827.0483 | 262.2754 | 297.4743 | 275.1383 | 7.1616 | 72.1568 | 204.6389 | 567.4246 | 9.6129 | 0 |  | 63 | 1873.5858 | 272.3774 | 301.2718 | 283.5209 | 7.1616 | 74.1908 | 221.5079 | 625.8378 | 9.6129 | 0
| 64 | 1869.1908 | 276.5268 | 307.8991 | 290.7474 | 7.1616 | 72.8893 | 198.1743 | 644.8559 | 9.6129 | 0 |  | 64 | 1849.6655 | 268.2892 | 305.563 | 283.0622 | 7.1616 | 71.8454 | 207.0526 | 599.0496 | 9.6129 | 0 |  | 64 | 1837.2758 | 256.971 | 294.9053 | 278.4862 | 7.1616 | 68.5043 | 204.0611 | 590.0002 | 9.6129 | 0 |  | 64 | 1819.1035 | 261.1868 | 296.7494 | 274.7241 | 7.1616 | 72.0753 | 203.8913 | 565.8986 | 9.6129 | 0 |  | 64 | 1866.3439 | 270.7169 | 300.2563 | 282.9822 | 7.1616 | 74.1842 | 220.9347 | 624.5604 | 9.6129 | 0
| 65 | 1861.1598 | 275.5014 | 306.879 | 290.2863 | 7.1616 | 72.8067 | 197.4541 | 643.2713 | 9.6129 | 0 |  | 65 | 1841.7339 | 267.2925 | 304.5347 | 282.6292 | 7.1616 | 71.7647 | 206.3061 | 597.5291 | 9.6129 | 0 |  | 65 | 1829.1287 | 256.1928 | 294.0012 | 278.0618 | 7.1616 | 68.427 | 203.324 | 588.4715 | 9.6129 | 0 |  | 65 | 1811.6512 | 260.3526 | 295.2773 | 274.3099 | 7.1616 | 71.9948 | 203.1516 | 564.3756 | 9.6129 | 0 |  | 65 | 1858.5769 | 269.6588 | 299.1636 | 282.4435 | 7.1616 | 74.1797 | 220.3674 | 623.285 | 9.6129 | 0
| 66 | 1853.072 | 274.4335 | 305.9583 | 289.8253 | 7.1616 | 72.7252 | 196.7411 | 641.6932 | 9.6129 | 0 |  | 66 | 1833.0888 | 266.8325 | 303.6831 | 282.1962 | 7.1616 | 71.685 | 205.5675 | 596.0133 | 9.6129 | 0 |  | 66 | 1821.4449 | 255.2588 | 292.7896 | 277.6373 | 7.1616 | 68.3508 | 202.5946 | 586.9467 | 9.6129 | 0 |  | 66 | 1803.278 | 259.7509 | 294.4937 | 273.8957 | 7.1616 | 71.9154 | 202.4197 | 562.8565 | 9.6129 | 0 |  | 66 | 1850.2222 | 269.0526 | 298.2067 | 281.9048 | 7.1616 | 74.1771 | 219.8055 | 622.012 | 9.6129 | 0
| 67 | 1845.0636 | 273.3938 | 304.9298 | 289.3643 | 7.1616 | 72.6446 | 196.0354 | 640.1227 | 9.6129 | 0 |  | 67 | 1825.8441 | 265.348 | 302.4556 | 281.7633 | 7.1616 | 71.6062 | 204.8368 | 594.5032 | 9.6129 | 0 |  | 67 | 1813.3744 | 254.45 | 291.8395 | 277.2129 | 7.1616 | 68.2755 | 201.873 | 585.4269 | 9.6129 | 0 |  | 67 | 1795.7163 | 258.4544 | 293.5934 | 273.4815 | 7.1616 | 71.837 | 201.6956 | 561.3426 | 9.6129 | 0 |  | 67 | 1842.7741 | 267.6419 | 297.1476 | 281.366 | 7.1616 | 74.1762 | 219.2484 | 620.7419 | 9.6129 | 0
| 68 | 1836.1802 | 272.9247 | 304.2059 | 288.9032 | 7.1616 | 72.565 | 195.337 | 638.5609 | 9.6129 | 0 |  | 68 | 1816.8949 | 265.1123 | 301.6839 | 281.3303 | 7.1616 | 71.5284 | 204.114 | 593 | 9.6129 | 0 |  | 68 | 1804.913 | 253.8831 | 291.0384 | 276.7885 | 7.1616 | 68.201 | 201.1591 | 583.9133 | 9.6129 | 0 |  | 68 | 1787.2397 | 258.1022 | 292.6637 | 273.0672 | 7.1616 | 71.7595 | 200.9795 | 559.8351 | 9.6129 | 0 |  | 68 | 1834.0849 | 267.1522 | 296.4086 | 280.8273 | 7.1616 | 74.1765 | 218.6957 | 619.475 | 9.6129 | 0
| 69 | 1828.5897 | 271.6464 | 303.0011 | 288.4392 | 7.1616 | 72.4863 | 194.646 | 637.0089 | 9.6129 | 0 |  | 69 | 1809.2306 | 263.8088 | 300.7006 | 280.8916 | 7.1616 | 71.4515 | 203.3991 | 591.5048 | 9.6129 | 0 |  | 69 | 1796.7353 | 252.9116 | 290.3673 | 276.3549 | 7.1616 | 68.1275 | 200.453 | 582.407 | 9.6129 | 0 |  | 69 | 1779.0561 | 257.1295 | 292.0664 | 272.6481 | 7.1616 | 71.6828 | 200.2713 | 558.335 | 9.6129 | 0 |  | 69 | 1826.0021 | 266.0741 | 295.6517 | 280.2886 | 7.1616 | 74.1779 | 218.1468 | 618.2118 | 9.6129 | 0
| 70 | 1820.3207 | 270.6488 | 302.2019 | 287.9676 | 7.1616 | 72.4085 | 193.9623 | 635.4678 | 9.6129 | 0 |  | 70 | 1801.1757 | 262.777 | 299.8463 | 280.443 | 7.1616 | 71.3754 | 202.6921 | 590.0188 | 9.6129 | 0 |  | 70 | 1789.1705 | 251.6974 | 289.3338 | 275.9136 | 7.1616 | 68.0547 | 199.7547 | 580.9093 | 9.6129 | 0 |  | 70 | 1771.5715 | 255.8375 | 291.0965 | 272.2219 | 7.1616 | 71.607 | 199.571 | 556.8436 | 9.6129 | 0 |  | 70 | 1818.1742 | 264.8123 | 294.8904 | 279.683 | 7.1616 | 74.18 | 217.6012 | 616.9526 | 9.6129 | 0
| 71 | 1811.8673 | 269.6463 | 301.585 | 287.5028 | 7.1616 | 72.3314 | 193.286 | 633.9387 | 9.6129 | 0 |  | 71 | 1792.7764 | 261.9228 | 299.1488 | 280.0043 | 7.1616 | 71.3001 | 201.993 | 588.543 | 9.6129 | 0 |  | 71 | 1780.5855 | 250.9883 | 288.8047 | 275.4829 | 7.1616 | 67.9827 | 199.0642 | 579.4213 | 9.6129 | 0 |  | 71 | 1763.3135 | 254.8739 | 290.5682 | 271.7991 | 7.1616 | 71.532 | 198.8786 | 555.3621 | 9.6129 | 0 |  | 71 | 1809.7713 | 264.0434 | 294.1314 | 279.1572 | 7.1616 | 74.1827 | 217.0584 | 615.6979 | 9.6129 | 0
| 72 | 1803.4398 | 268.7741 | 300.812 | 287.038 | 7.1616 | 72.255 | 192.6171 | 632.4228 | 9.6129 | 0 |  | 72 | 1784.0646 | 261.0674 | 298.7651 | 279.5656 | 7.1616 | 71.2255 | 201.3018 | 587.0785 | 9.6129 | 0 |  | 72 | 1772.2813 | 249.8909 | 288.3833 | 275.0522 | 7.1616 | 67.9114 | 198.3815 | 577.9441 | 9.6129 | 0 |  | 72 | 1754.7787 | 254.0107 | 290.2163 | 271.3763 | 7.1616 | 71.4578 | 198.1943 | 553.8915 | 9.6129 | 0 |  | 72 | 1801.1053 | 263.1482 | 293.6553 | 278.7379 | 7.1616 | 74.1856 | 216.5178 | 614.4481 | 9.6129 | 0
| 73 | 1795.2088 | 267.5806 | 300.1637 | 286.5732 | 7.1616 | 72.1793 | 191.9557 | 630.9212 | 9.6129 | 0 |  | 73 | 1775.5769 | 260.15 | 298.2192 | 279.1269 | 7.1616 | 71.1516 | 200.6186 | 585.6266 | 9.6129 | 0 |  | 73 | 1763.9475 | 248.9292 | 287.8557 | 274.6215 | 7.1616 | 67.8408 | 197.7067 | 576.4789 | 9.6129 | 0 |  | 73 | 1746.4089 | 253.1662 | 289.6807 | 270.9535 | 7.1616 | 71.3842 | 197.5179 | 552.4331 | 9.6129 | 0 |  | 73 | 1793.0445 | 262.0001 | 292.9157 | 278.2298 | 7.1616 | 74.1884 | 215.979 | 613.2035 | 9.6129 | 0
| 74 | 1786.4662 | 266.8773 | 299.537 | 286.1084 | 7.1616 | 72.1043 | 191.3017 | 629.4349 | 9.6129 | 0 |  | 74 | 1767.831 | 258.8217 | 297.3425 | 278.6882 | 7.1616 | 71.0783 | 199.9434 | 584.1882 | 9.6129 | 0 |  | 74 | 1755.9939 | 247.8056 | 287.1098 | 274.1908 | 7.1616 | 67.7707 | 197.0397 | 575.0269 | 9.6129 | 0 |  | 74 | 1739.1249 | 251.7844 | 288.5966 | 270.5307 | 7.1616 | 71.3112 | 196.8495 | 550.9879 | 9.6129 | 0 |  | 74 | 1785.2319 | 260.6964 | 292.0835 | 277.7217 | 7.1616 | 74.191 | 215.4414 | 611.9646 | 9.6129 | 0
| 75 | 1778.1893 | 266.0528 | 298.5656 | 285.6436 | 7.1616 | 72.0298 | 190.6553 | 627.9652 | 9.6129 | 0 |  | 75 | 1759.65 | 257.9368 | 296.4574 | 278.2495 | 7.1616 | 71.0056 | 199.2761 | 582.7646 | 9.6129 | 0 |  | 75 | 1747.9691 | 246.9688 | 286.1482 | 273.7601 | 7.1616 | 67.7012 | 196.3806 | 573.5891 | 9.6129 | 0 |  | 75 | 1730.6974 | 251.1876 | 287.871 | 270.1079 | 7.1616 | 71.2389 | 196.1891 | 549.5573 | 9.6129 | 0 |  | 75 | 1777.0321 | 259.7453 | 291.2651 | 277.2344 | 7.1616 | 74.1929 | 214.9044 | 610.7317 | 9.6129 | 0
| 76 | 1770.0939 | 265.1601 | 297.4809 | 285.1788 | 7.1616 | 71.9558 | 190.0163 | 626.513 | 9.6129 | 0 |  | 76 | 1751.6277 | 257.1343 | 295.3313 | 277.8108 | 7.1616 | 70.9334 | 198.6168 | 581.3569 | 9.6129 | 0 |  | 76 | 1740.065 | 246.0025 | 285.1956 | 273.3293 | 7.1616 | 67.6322 | 195.7294 | 572.1669 | 9.6129 | 0 |  | 76 | 1722.7736 | 250.2367 | 286.9957 | 269.6851 | 7.1616 | 71.1671 | 195.5368 | 548.1422 | 9.6129 | 0 |  | 76 | 1768.2262 | 259.2777 | 290.5966 | 276.7199 | 7.1616 | 74.194 | 214.3677 | 609.5054 | 9.6129 | 0
| 77 | 1762.5165 | 264.3127 | 295.833 | 284.714 | 7.1616 | 71.8822 | 189.385 | 625.0795 | 9.6129 | 0 |  | 77 | 1744.441 | 255.8878 | 293.8136 | 277.3721 | 7.1616 | 70.8617 | 197.9655 | 579.9661 | 9.6129 | 0 |  | 77 | 1732.4238 | 245.205 | 283.8111 | 272.8986 | 7.1616 | 67.5637 | 195.086 | 570.7613 | 9.6129 | 0 |  | 77 | 1715.789 | 249.0659 | 285.4012 | 269.2623 | 7.1616 | 71.0957 | 194.8925 | 546.744 | 9.6129 | 0 |  | 77 | 1760.9274 | 258.1921 | 289.0233 | 276.221 | 7.1616 | 74.194 | 213.8306 | 608.2859 | 9.6129 | 0
| 78 | 1754.6629 | 263.0674 | 294.8592 | 284.2492 | 7.1616 | 71.8091 | 188.7612 | 623.6658 | 9.6129 | 0 |  | 78 | 1736.5434 | 254.8165 | 292.8315 | 276.9333 | 7.1616 | 70.7903 | 197.3221 | 578.5935 | 9.6129 | 0 |  | 78 | 1724.9487 | 244.2133 | 282.4548 | 272.4679 | 7.1616 | 67.4956 | 194.4506 | 569.3735 | 9.6129 | 0 |  | 78 | 1708.1059 | 248.2654 | 284.1348 | 268.8395 | 7.1616 | 71.0248 | 194.2564 | 545.3636 | 9.6129 | 0 |  | 78 | 1753.2509 | 257.139 | 287.8138 | 275.7035 | 7.1616 | 74.1925 | 213.2926 | 607.0738 | 9.6129 | 0
| 79 | 1746.5595 | 261.9021 | 294.0552 | 283.7844 | 7.1616 | 71.7363 | 188.145 | 622.273 | 9.6129 | 0 |  | 79 | 1728.743 | 253.626 | 291.8714 | 276.4946 | 7.1616 | 70.7194 | 196.6868 | 577.24 | 9.6129 | 0 |  | 79 | 1717.0078 | 242.9949 | 281.7911 | 272.0372 | 7.1616 | 67.4278 | 193.8231 | 568.0046 | 9.6129 | 0 |  | 79 | 1700.1805 | 247.0627 | 283.5113 | 268.4185 | 7.1616 | 70.9543 | 193.6283 | 544.0024 | 9.6129 | 0 |  | 79 | 1745.0552 | 256.1141 | 287.0954 | 275.186 | 7.1616 | 74.1894 | 212.7532 | 605.8693 | 9.6129 | 0
| 80 | 1738.9635 | 260.3777 | 293.1028 | 283.3197 | 7.1616 | 71.6639 | 187.5365 | 620.9023 | 9.6129 | 0 |  | 80 | 1721.1833 | 252.3032 | 290.801 | 276.0578 | 7.1616 | 70.6487 | 196.0595 | 575.907 | 9.6129 | 0 |  | 80 | 1709.3782 | 241.8747 | 280.7177 | 271.6065 | 7.1616 | 67.3603 | 193.2035 | 566.6559 | 9.6129 | 0 |  | 80 | 1692.8978 | 245.7263 | 282.3782 | 267.9979 | 7.1616 | 70.8841 | 193.0083 | 542.6615 | 9.6129 | 0 |  | 80 | 1737.9178 | 254.5233 | 285.8844 | 274.6685 | 7.1616 | 74.1843 | 212.2119 | 604.6729 | 9.6129 | 0
| 81 | 1730.6031 | 259.3584 | 292.4088 | 282.8557 | 7.1616 | 71.5916 | 186.9357 | 619.5547 | 9.6129 | 0 |  | 81 | 1712.7609 | 251.2598 | 290.3137 | 275.6214 | 7.1616 | 70.5783 | 195.4402 | 574.5954 | 9.6129 | 0 |  | 81 | 1701.2598 | 240.9494 | 279.9361 | 271.1779 | 7.1616 | 67.293 | 192.5919 | 565.3284 | 9.6129 | 0 |  | 81 | 1684.7681 | 244.781 | 281.7012 | 267.5773 | 7.1616 | 70.8142 | 192.3965 | 541.342 | 9.6129 | 0 |  | 81 | 1729.4297 | 253.5365 | 285.315 | 274.2563 | 7.1616 | 74.177 | 211.6682 | 603.4851 | 9.6129 | 0
| 82 | 1722.8684 | 258.044 | 291.3831 | 282.3932 | 7.1616 | 71.5196 | 186.3425 | 618.2313 | 9.6129 | 0 |  | 82 | 1704.6529 | 250.4692 | 289.2591 | 275.1849 | 7.1616 | 70.5081 | 194.8289 | 573.3064 | 9.6129 | 0 |  | 82 | 1693.3698 | 239.8783 | 279.0718 | 270.7494 | 7.1616 | 67.226 | 191.9882 | 564.0234 | 9.6129 | 0 |  | 82 | 1676.7789 | 243.9364 | 280.7828 | 267.1567 | 7.1616 | 70.7446 | 191.7929 | 540.045 | 9.6129 | 0 |  | 82 | 1721.2304 | 252.6854 | 284.4842 | 273.6809 | 7.1616 | 74.1672 | 211.1215 | 602.3062 | 9.6129 | 0
| 83 | 1713.9669 | 257.5394 | 290.7142 | 281.9306 | 7.1616 | 71.4476 | 185.7571 | 616.9333 | 9.6129 | 0 |  | 83 | 1696.1193 | 249.6961 | 288.6125 | 274.7485 | 7.1616 | 70.4381 | 194.2257 | 572.0411 | 9.6129 | 0 |  | 83 | 1685.1576 | 239.0861 | 278.2511 | 270.3208 | 7.1616 | 67.1591 | 191.3925 | 562.742 | 9.6129 | 0 |  | 83 | 1668.4529 | 243.1982 | 280.095 | 266.7361 | 7.1616 | 70.6751 | 191.1974 | 538.7719 | 9.6129 | 0 |  | 83 | 1712.7775 | 252.0061 | 283.7407 | 273.1 | 7.1616 | 74.1546 | 210.5713 | 601.1366 | 9.6129 | 0
| 84 | 1705.4658 | 256.7974 | 289.8823 | 281.468 | 7.1616 | 71.3758 | 185.1794 | 615.6618 | 9.6129 | 0 |  | 84 | 1687.9823 | 248.8472 | 287.6452 | 274.312 | 7.1616 | 70.3681 | 193.6306 | 570.8007 | 9.6129 | 0 |  | 84 | 1677.3261 | 238.0991 | 277.2443 | 269.8923 | 7.1616 | 67.0923 | 190.8048 | 561.4853 | 9.6129 | 0 |  | 84 | 1660.5731 | 242.2585 | 279.1623 | 266.3155 | 7.1616 | 70.6058 | 190.6101 | 537.5236 | 9.6129 | 0 |  | 84 | 1704.4317 | 251.1668 | 282.8165 | 272.7527 | 7.1616 | 74.139 | 210.0171 | 599.9767 | 9.6129 | 0
| 85 | 1697.041 | 255.7847 | 289.2449 | 281.0055 | 7.1616 | 71.304 | 184.6095 | 614.4179 | 9.6129 | 0 |  | 85 | 1679.5878 | 248.0503 | 286.8835 | 273.8755 | 7.1616 | 70.2983 | 193.0435 | 569.5863 | 9.6129 | 0 |  | 85 | 1668.3727 | 237.5193 | 276.9522 | 269.4638 | 7.1616 | 67.0256 | 190.2251 | 560.2545 | 9.6129 | 0 |  | 85 | 1651.862 | 241.6341 | 278.7458 | 265.8949 | 7.1616 | 70.5365 | 190.031 | 536.3014 | 9.6129 | 0 |  | 85 | 1695.5503 | 250.2973 | 282.3902 | 272.4733 | 7.1616 | 74.1201 | 209.4584 | 598.8269 | 9.6129 | 0
| 86 | 1688.2293 | 255.2138 | 288.4783 | 280.617 | 7.1616 | 71.2321 | 184.0475 | 613.2026 | 9.6129 | 0 |  | 86 | 1670.9313 | 247.4086 | 286.1475 | 273.52 | 7.1616 | 70.2284 | 192.4645 | 568.3989 | 9.6129 | 0 |  | 86 | 1659.8556 | 236.9692 | 276.129 | 269.1002 | 7.1616 | 66.9589 | 189.6535 | 559.0508 | 9.6129 | 0 |  | 86 | 1643.5992 | 241.006 | 277.8126 | 265.5461 | 7.1616 | 70.4673 | 189.4602 | 535.1064 | 9.6129 | 0 |  | 86 | 1686.9856 | 249.6126 | 281.4659 | 272.1905 | 7.1616 | 74.0976 | 208.8947 | 597.6877 | 9.6129 | 0
| 87 | 1679.882 | 254.2383 | 287.7163 | 280.1643 | 7.1616 | 71.1602 | 183.4932 | 612.0172 | 9.6129 | 0 |  | 87 | 1662.5263 | 246.5859 | 285.4129 | 273.0926 | 7.1616 | 70.1584 | 191.8936 | 567.2398 | 9.6129 | 0 |  | 87 | 1651.8655 | 236.0208 | 275.233 | 268.681 | 7.1616 | 66.8921 | 189.0898 | 557.8754 | 9.6129 | 0 |  | 87 | 1635.6243 | 240.074 | 276.9567 | 265.1362 | 7.1616 | 70.3981 | 188.8976 | 533.9398 | 9.6129 | 0 |  | 87 | 1678.5644 | 248.753 | 280.6444 | 271.8362 | 7.1616 | 74.0712 | 208.3254 | 596.5594 | 9.6129 | 0
| 88 | 1671.7393 | 253.2922 | 286.7204 | 279.7116 | 7.1616 | 71.0881 | 182.9469 | 610.8627 | 9.6129 | 0 |  | 88 | 1654.6021 | 245.4837 | 284.4757 | 272.6666 | 7.1616 | 70.0884 | 191.3307 | 566.11 | 9.6129 | 0 |  | 88 | 1643.9912 | 234.9793 | 274.3137 | 268.2623 | 7.1616 | 66.8252 | 188.5343 | 556.7293 | 9.6129 | 0 |  | 88 | 1627.5106 | 239.1876 | 276.194 | 264.7264 | 7.1616 | 70.3288 | 188.3432 | 532.8028 | 9.6129 | 0 |  | 88 | 1670.4078 | 247.6842 | 279.8105 | 271.4389 | 7.1616 | 74.0407 | 207.75 | 595.4425 | 9.6129 | 0
| 89 | 1663.7346 | 252.326 | 285.6064 | 279.2589 | 7.1616 | 71.0158 | 182.4084 | 609.7402 | 9.6129 | 0 |  | 89 | 1646.3019 | 244.7519 | 283.5441 | 272.2405 | 7.1616 | 70.0182 | 190.776 | 565.0106 | 9.6129 | 0 |  | 89 | 1635.6564 | 234.374 | 273.4187 | 267.8435 | 7.1616 | 66.7582 | 187.9867 | 555.6138 | 9.6129 | 0 |  | 89 | 1619.5764 | 238.4116 | 275.1414 | 264.3165 | 7.1616 | 70.2594 | 187.7972 | 531.6964 | 9.6129 | 0 |  | 89 | 1662.3211 | 246.8827 | 278.6393 | 271.0416 | 7.1616 | 74.0058 | 207.168 | 594.3374 | 9.6129 | 0
| 90 | 1655.5098 | 251.1656 | 284.9094 | 278.8036 | 7.1616 | 70.9433 | 181.8779 | 608.6508 | 9.6129 | 0 |  | 90 | 1638.6151 | 243.3373 | 282.6851 | 271.8113 | 7.1616 | 69.9478 | 190.2294 | 563.9428 | 9.6129 | 0 |  | 90 | 1628.0203 | 233.0886 | 272.5141 | 267.4159 | 7.1616 | 66.691 | 187.4473 | 554.53 | 9.6129 | 0 |  | 90 | 1612.0385 | 236.9978 | 274.3224 | 263.9145 | 7.1616 | 70.1899 | 187.2594 | 530.622 | 9.6129 | 0 |  | 90 | 1654.3386 | 245.6254 | 277.8198 | 270.6444 | 7.1616 | 73.9662 | 206.5789 | 593.2443 | 9.6129 | 0
| 91 | 1647.4434 | 250.0941 | 283.949 | 278.3643 | 7.1616 | 70.8705 | 181.3553 | 607.5957 | 9.6129 | 0 |  | 91 | 1630.3213 | 242.5756 | 281.7679 | 271.3943 | 7.1616 | 69.8771 | 189.6909 | 562.9078 | 9.6129 | 0 |  | 91 | 1619.7744 | 232.2462 | 271.7589 | 267.0055 | 7.1616 | 66.6235 | 186.916 | 553.4791 | 9.6129 | 0 |  | 91 | 1603.9612 | 236.2567 | 273.3694 | 263.5132 | 7.1616 | 70.1201 | 186.73 | 529.5806 | 9.6129 | 0 |  | 91 | 1646.0533 | 244.7544 | 277.0214 | 270.1426 | 7.1616 | 73.9216 | 205.9821 | 592.1639 | 9.6129 | 0
| 92 | 1639.5758 | 249.1268 | 282.6858 | 277.9251 | 7.1616 | 70.7973 | 180.8407 | 606.5759 | 9.6129 | 0 |  | 92 | 1622.3969 | 241.7655 | 280.5297 | 270.9774 | 7.1616 | 69.8061 | 189.1606 | 561.9066 | 9.6129 | 0 |  | 92 | 1611.8992 | 231.4318 | 270.605 | 266.5951 | 7.1616 | 66.5557 | 186.3927 | 552.4622 | 9.6129 | 0 |  | 92 | 1596.2812 | 235.2804 | 272.2542 | 263.1119 | 7.1616 | 70.0501 | 186.209 | 528.5733 | 9.6129 | 0 |  | 92 | 1638.0439 | 243.8566 | 275.9014 | 269.7131 | 7.1616 | 73.8718 | 205.3772 | 591.0964 | 9.6129 | 0
| 93 | 1631.3675 | 248.3221 | 281.6125 | 277.4738 | 7.1616 | 70.7238 | 180.3341 | 605.5923 | 9.6129 | 0 |  | 93 | 1614.9332 | 240.6304 | 279.1559 | 270.5604 | 7.1616 | 69.7347 | 188.6384 | 560.94 | 9.6129 | 0 |  | 93 | 1604.1152 | 230.5159 | 269.4615 | 266.1847 | 7.1616 | 66.4876 | 185.8776 | 551.4802 | 9.6129 | 0 |  | 93 | 1588.6796 | 234.3188 | 271.0459 | 262.7107 | 7.1616 | 69.9798 | 185.6962 | 527.6011 | 9.6129 | 0 |  | 93 | 1630.1715 | 242.9161 | 274.6525 | 269.3183 | 7.1616 | 73.8166 | 204.7637 | 590.0422 | 9.6129 | 0
| 94 | 1623.5986 | 247.2024 | 280.4789 | 276.9584 | 7.1616 | 70.6498 | 179.8353 | 604.6446 | 9.6129 | 0 |  | 94 | 1606.8175 | 239.6611 | 278.3358 | 270.0757 | 7.1616 | 69.663 | 188.1242 | 560.0077 | 9.6129 | 0 |  | 94 | 1596.4484 | 229.4549 | 268.4087 | 265.7115 | 7.1616 | 66.4191 | 185.3704 | 550.5327 | 9.6129 | 0 |  | 94 | 1580.8927 | 233.327 | 270.1064 | 262.2562 | 7.1616 | 69.9091 | 185.1918 | 526.6635 | 9.6129 | 0 |  | 94 | 1621.9593 | 241.9483 | 273.7707 | 268.9235 | 7.1616 | 73.756 | 204.1417 | 589.0011 | 9.6129 | 0
| 95 | 1615.9447 | 246.0384 | 279.2661 | 276.4516 | 7.1616 | 70.5754 | 179.3444 | 603.7322 | 9.6129 | 0 |  | 95 | 1599.3428 | 238.3326 | 277.2313 | 269.5938 | 7.1616 | 69.591 | 187.618 | 559.1089 | 9.6129 | 0 |  | 95 | 1588.4951 | 228.5313 | 267.5071 | 265.2362 | 7.1616 | 66.3503 | 184.8712 | 549.619 | 9.6129 | 0 |  | 95 | 1573.1933 | 232.2166 | 269.2104 | 261.7892 | 7.1616 | 69.8382 | 184.6954 | 525.7598 | 9.6129 | 0 |  | 95 | 1614.2442 | 240.5911 | 272.7746 | 268.5355 | 7.1616 | 73.6901 | 203.5115 | 587.973 | 9.6129 | 0
| 96 | 1607.9517 | 244.7572 | 278.5078 | 275.9466 | 7.1616 | 70.5007 | 178.8611 | 602.8546 | 9.6129 | 0 |  | 96 | 1591.3364 | 237.3305 | 276.3417 | 269.1023 | 7.1616 | 69.5186 | 187.1195 | 558.2431 | 9.6129 | 0 |  | 96 | 1580.2007 | 227.7352 | 266.8276 | 264.7524 | 7.1616 | 66.2812 | 184.3797 | 548.7384 | 9.6129 | 0 |  | 96 | 1565.2054 | 231.3496 | 268.3644 | 261.3175 | 7.1616 | 69.767 | 184.207 | 524.8891 | 9.6129 | 0 |  | 96 | 1606.238 | 239.4455 | 271.8371 | 268.1681 | 7.1616 | 73.6191 | 202.8733 | 586.9575 | 9.6129 | 0
| 97 | 1599.5069 | 243.8627 | 277.6711 | 275.585 | 7.1616 | 70.4256 | 178.3854 | 602.0111 | 9.6129 | 0 |  | 97 | 1583.3526 | 236.4852 | 275.1507 | 268.7327 | 7.1616 | 69.4458 | 186.6288 | 557.4094 | 9.6129 | 0 |  | 97 | 1572.7312 | 226.8213 | 265.335 | 264.3746 | 7.1616 | 66.2118 | 183.8959 | 547.8902 | 9.6129 | 0 |  | 97 | 1557.4956 | 230.5956 | 267.058 | 260.915 | 7.1616 | 69.6955 | 183.7265 | 524.0508 | 9.6129 | 0 |  | 97 | 1598.2307 | 238.6112 | 270.6034 | 267.7868 | 7.1616 | 73.5429 | 202.2274 | 585.9544 | 9.6129 | 0
| 98 | 1591.1253 | 242.8802 | 276.8524 | 275.2304 | 7.1616 | 70.3501 | 177.9172 | 601.2012 | 9.6129 | 0 |  | 98 | 1574.6757 | 235.8645 | 274.4074 | 268.3838 | 7.1616 | 69.3727 | 186.1456 | 556.6073 | 9.6129 | 0 |  | 98 | 1564.3456 | 226.023 | 264.5977 | 264.0419 | 7.1616 | 66.142 | 183.4197 | 547.0737 | 9.6129 | 0 |  | 98 | 1549.308 | 229.6882 | 266.2922 | 260.6031 | 7.1616 | 69.6236 | 183.2538 | 523.2441 | 9.6129 | 0 |  | 98 | 1589.7713 | 237.6725 | 269.9263 | 267.4054 | 7.1616 | 73.4618 | 201.5739 | 584.9636 | 9.6129 | 0
| 99 | 1583.3261 | 241.7689 | 275.6295 | 274.8262 | 7.1616 | 70.2743 | 177.4562 | 600.4243 | 9.6129 | 0 |  | 99 | 1566.6083 | 234.8212 | 273.4935 | 268.0189 | 7.1616 | 69.2994 | 185.67 | 555.836 | 9.6129 | 0 |  | 99 | 1556.4167 | 224.8073 | 263.8464 | 263.6841 | 7.1616 | 66.0719 | 182.9509 | 546.2882 | 9.6129 | 0 |  | 99 | 1541.3854 | 228.5463 | 265.5322 | 260.2548 | 7.1616 | 69.5516 | 182.7887 | 522.4683 | 9.6129 | 0 |  | 99 | 1581.5538 | 236.7866 | 268.9545 | 267.024 | 7.1616 | 73.3757 | 200.9132 | 583.9847 | 9.6129 | 0
| 100 | 1575.4142 | 240.5641 | 274.5847 | 274.4502 | 7.1616 | 70.1981 | 177.0025 | 599.6799 | 9.6129 | 0 |  | 100 | 1558.7169 | 233.7143 | 272.4751 | 267.6459 | 7.1616 | 69.2256 | 185.2016 | 555.0948 | 9.6129 | 0 |  | 100 | 1548.3561 | 223.7755 | 263.0552 | 263.3137 | 7.1616 | 66.0015 | 182.4894 | 545.533 | 9.6129 | 0 |  | 100 | 1533.4316 | 227.4093 | 264.8157 | 259.8894 | 7.1616 | 69.4792 | 182.3312 | 521.7225 | 9.6129 | 0 |  | 100 | 1573.5162 | 235.6455 | 268.0581 | 266.6426 | 7.1616 | 73.2849 | 200.2454 | 583.0175 | 9.6129 | 0
| 101 | 1567.0735 | 239.9427 | 273.8071 | 274.1276 | 7.1616 | 70.1216 | 176.556 | 598.9673 | 9.6129 | 0 |  | 101 | 1550.5858 | 232.8809 | 271.7016 | 267.3437 | 7.1616 | 69.1516 | 184.7406 | 554.3831 | 9.6129 | 0 |  | 101 | 1540.5692 | 223.1016 | 261.8336 | 263.0178 | 7.1616 | 65.9309 | 182.0351 | 544.8074 | 9.6129 | 0 |  | 101 | 1525.8239 | 226.6255 | 263.4516 | 259.5866 | 7.1616 | 69.4066 | 181.881 | 521.0061 | 9.6129 | 0 |  | 101 | 1565.5612 | 234.9756 | 267.0011 | 266.2769 | 7.1616 | 73.1895 | 199.5708 | 582.0618 | 9.6129 | 0
| 102 | 1560.1909 | 238.9882 | 272.5019 | 273.7835 | 7.1616 | 70.0448 | 176.1164 | 598.286 | 9.6129 | 0 |  | 102 | 1543.4488 | 232.0769 | 270.6088 | 267.0207 | 7.1616 | 69.0773 | 184.2867 | 553.7001 | 9.6129 | 0 |  | 102 | 1533.3161 | 222.3096 | 260.9492 | 262.7087 | 7.1616 | 65.8599 | 181.588 | 544.1108 | 9.6129 | 0 |  | 102 | 1518.6116 | 225.8985 | 262.5121 | 259.2939 | 7.1616 | 69.3337 | 181.4381 | 520.3183 | 9.6129 | 0 |  | 102 | 1558.1742 | 233.892 | 266.4321 | 265.9034 | 7.1616 | 73.0895 | 198.8895 | 581.1174 | 9.6129 | 0
| 103 | 1553.2043 | 238.0986 | 271.269 | 273.4062 | 7.1616 | 69.9676 | 175.6837 | 597.6354 | 9.6129 | 0 |  | 103 | 1536.8145 | 231.3026 | 269.0025 | 266.6788 | 7.1616 | 69.0027 | 183.8398 | 553.0452 | 9.6129 | 0 |  | 103 | 1526.473 | 221.4533 | 259.7552 | 262.3634 | 7.1616 | 65.7886 | 181.1478 | 543.4423 | 9.6129 | 0 |  | 103 | 1511.704 | 225.0757 | 261.409 | 258.9559 | 7.1616 | 69.2605 | 181.0024 | 519.6584 | 9.6129 | 0 |  | 103 | 1551.334 | 233.2718 | 264.8528 | 265.53 | 7.1616 | 72.985 | 198.202 | 580.184 | 9.6129 | 0
| 104 | 1545.7561 | 237.1345 | 270.5454 | 273.0557 | 7.1616 | 69.8901 | 175.2578 | 597.0149 | 9.6129 | 0 |  | 104 | 1529.559 | 230.1634 | 268.3679 | 266.3513 | 7.1616 | 68.9278 | 183.3998 | 552.4177 | 9.6129 | 0 |  | 104 | 1519.5594 | 220.3196 | 258.8849 | 262.0425 | 7.1616 | 65.7171 | 180.7145 | 542.8014 | 9.6129 | 0 |  | 104 | 1504.8887 | 223.9573 | 260.4838 | 258.6433 | 7.1616 | 69.1871 | 180.5737 | 519.0255 | 9.6129 | 0 |  | 104 | 1544.5047 | 232.1486 | 263.7656 | 265.1565 | 7.1616 | 72.8761 | 197.5083 | 579.2613 | 9.6129 | 0
| 105 | 1538.7002 | 236.1096 | 269.4903 | 272.7053 | 7.1616 | 69.8124 | 174.8386 | 596.424 | 9.6129 | 0 |  | 105 | 1522.5922 | 228.9226 | 267.5462 | 266.0238 | 7.1616 | 68.8526 | 182.9666 | 551.8169 | 9.6129 | 0 |  | 105 | 1512.4944 | 219.293 | 258.0589 | 261.7215 | 7.1616 | 65.6453 | 180.288 | 542.1873 | 9.6129 | 0 |  | 105 | 1497.9956 | 222.8148 | 259.6603 | 258.3308 | 7.1616 | 69.1135 | 180.1519 | 518.4189 | 9.6129 | 0 |  | 105 | 1537.6015 | 230.8661 | 262.9117 | 264.7831 | 7.1616 | 72.763 | 196.8087 | 578.3493 | 9.6129 | 0
| 106 | 1531.3439 | 235.2621 | 268.5581 | 272.3549 | 7.1616 | 69.7343 | 174.4259 | 595.8621 | 9.6129 | 0 |  | 106 | 1515.5927 | 227.8754 | 266.5635 | 265.6964 | 7.1616 | 68.7772 | 182.5401 | 551.2421 | 9.6129 | 0 |  | 106 | 1505.6752 | 218.203 | 257.0505 | 261.4005 | 7.1616 | 65.5733 | 179.8681 | 541.5993 | 9.6129 | 0 |  | 106 | 1491.1729 | 221.845 | 258.594 | 258.0182 | 7.1616 | 69.0396 | 179.7369 | 517.838 | 9.6129 | 0 |  | 106 | 1530.4153 | 229.9021 | 262.0222 | 264.4096 | 7.1616 | 72.6458 | 196.1035 | 577.4475 | 9.6129 | 0
| 107 | 1524.6146 | 234.1415 | 267.272 | 272.0044 | 7.1616 | 69.656 | 174.0197 | 595.3286 | 9.6129 | 0 |  | 107 | 1509.0223 | 226.6798 | 265.3002 | 265.3689 | 7.1616 | 68.7015 | 182.1202 | 550.6926 | 9.6129 | 0 |  | 107 | 1498.8019 | 217.1895 | 256.0197 | 261.0795 | 7.1616 | 65.5009 | 179.4547 | 541.0367 | 9.6129 | 0 |  | 107 | 1484.2423 | 220.8766 | 257.634 | 257.7056 | 7.1616 | 68.9654 | 179.3286 | 517.2819 | 9.6129 | 0 |  | 107 | 1523.747 | 228.6666 | 260.8863 | 264.0362 | 7.1616 | 72.5245 | 195.3928 | 576.5558 | 9.6129 | 0
| 108 | 1517.5602 | 232.9126 | 266.4194 | 271.654 | 7.1616 | 69.5774 | 173.6198 | 594.823 | 9.6129 | 0 |  | 108 | 1502.1702 | 225.6553 | 264.1476 | 265.0414 | 7.1616 | 68.6255 | 181.7068 | 550.1677 | 9.6129 | 0 |  | 108 | 1491.7145 | 216.4074 | 254.9715 | 260.7586 | 7.1616 | 65.4284 | 179.0478 | 540.4989 | 9.6129 | 0 |  | 108 | 1477.5804 | 219.7531 | 256.5606 | 257.393 | 7.1616 | 68.8911 | 178.9269 | 516.7499 | 9.6129 | 0 |  | 108 | 1516.6832 | 227.7803 | 259.7967 | 263.6627 | 7.1616 | 72.3992 | 194.677 | 575.674 | 9.6129 | 0
| 109 | 1510.0779 | 232.1135 | 265.5648 | 271.3035 | 7.1616 | 69.4985 | 173.2261 | 594.3446 | 9.6129 | 0 |  | 109 | 1494.4542 | 224.8177 | 263.6719 | 264.7139 | 7.1616 | 68.5493 | 181.2997 | 549.6668 | 9.6129 | 0 |  | 109 | 1484.3549 | 215.3833 | 254.4376 | 260.4376 | 7.1616 | 65.3556 | 178.6471 | 539.9851 | 9.6129 | 0 |  | 109 | 1470.439 | 218.7154 | 255.8807 | 257.0805 | 7.1616 | 68.8165 | 178.5315 | 516.2412 | 9.6129 | 0 |  | 109 | 1509.2269 | 226.9181 | 259.0756 | 263.2893 | 7.1616 | 72.2701 | 193.9562 | 574.8018 | 9.6129 | 0
| 110 | 1502.4067 | 231.4327 | 264.7808 | 270.9531 | 7.1616 | 69.4194 | 172.8385 | 593.8929 | 9.6129 | 0 |  | 110 | 1487.2472 | 224.0775 | 262.5898 | 264.3864 | 7.1616 | 68.4728 | 180.8988 | 549.1891 | 9.6129 | 0 |  | 110 | 1477.1922 | 214.5143 | 253.5516 | 260.1166 | 7.1616 | 65.2825 | 178.2527 | 539.4947 | 9.6129 | 0 |  | 110 | 1462.867 | 218.0409 | 255.2682 | 256.7679 | 7.1616 | 68.7417 | 178.1425 | 515.7551 | 9.6129 | 0 |  | 110 | 1502.2152 | 225.9507 | 258.0736 | 262.8572 | 7.1616 | 72.1373 | 193.2307 | 573.9389 | 9.6129 | 0
| 111 | 1496.3338 | 229.56 | 263.5905 | 270.6026 | 7.1616 | 69.34 | 172.4569 | 593.4672 | 9.6129 | 0 |  | 111 | 1479.7187 | 223.2805 | 261.886 | 264.059 | 7.1616 | 68.3961 | 180.5041 | 548.734 | 9.6129 | 0 |  | 111 | 1469.8264 | 213.9168 | 252.5974 | 259.7957 | 7.1616 | 65.2092 | 177.8644 | 539.0268 | 9.6129 | 0 |  | 111 | 1455.9969 | 217.2614 | 254.059 | 256.4553 | 7.1616 | 68.6666 | 177.7597 | 515.2909 | 9.6129 | 0 |  | 111 | 1494.8331 | 225.0709 | 257.3042 | 262.4754 | 7.1616 | 72.0009 | 192.5007 | 573.0852 | 9.6129 | 0
| 112 | 1488.3899 | 228.9558 | 262.9795 | 270.2752 | 7.1616 | 69.2604 | 172.0813 | 593.0672 | 9.6129 | 0 |  | 112 | 1472.5737 | 222.3041 | 260.9585 | 263.751 | 7.1616 | 68.3192 | 180.1154 | 548.3008 | 9.6129 | 0 |  | 112 | 1462.4469 | 213.2336 | 251.7259 | 259.4912 | 7.1616 | 65.1357 | 177.482 | 538.581 | 9.6129 | 0 |  | 112 | 1448.5551 | 216.6424 | 253.2475 | 256.156 | 7.1616 | 68.5914 | 177.383 | 514.8477 | 9.6129 | 0 |  | 112 | 1487.4322 | 224.1961 | 256.5486 | 262.0935 | 7.1616 | 71.8609 | 191.7665 | 572.2404 | 9.6129 | 0
| 113 | 1481.1742 | 228.0733 | 261.9229 | 269.9437 | 7.1616 | 69.1805 | 171.7114 | 592.6921 | 9.6129 | 0 |  | 113 | 1465.2359 | 221.532 | 260.0197 | 263.4429 | 7.1616 | 68.242 | 179.7326 | 547.8887 | 9.6129 | 0 |  | 113 | 1455.2261 | 212.5127 | 250.7309 | 259.1894 | 7.1616 | 65.062 | 177.1054 | 538.1563 | 9.6129 | 0 |  | 113 | 1441.3583 | 215.9269 | 252.2757 | 255.8687 | 7.1616 | 68.5159 | 177.0122 | 514.4249 | 9.6129 | 0 |  | 113 | 1480.0862 | 223.4518 | 255.573 | 261.7463 | 7.1616 | 71.7174 | 191.0283 | 571.4043 | 9.6129 | 0
| 114 | 1474.1204 | 227.0475 | 260.8475 | 269.6123 | 7.1616 | 69.1005 | 171.3471 | 592.3413 | 9.6129 | 0 |  | 114 | 1458.1027 | 220.7951 | 258.8411 | 263.1348 | 7.1616 | 68.1647 | 179.3557 | 547.4972 | 9.6129 | 0 |  | 114 | 1447.8417 | 211.8187 | 249.8726 | 258.8874 | 7.1616 | 64.9881 | 176.7347 | 537.7522 | 9.6129 | 0 |  | 114 | 1434.2185 | 215.2073 | 251.2565 | 255.5758 | 7.1616 | 68.4402 | 176.6472 | 514.0217 | 9.6129 | 0 |  | 114 | 1473.0156 | 222.6154 | 254.4256 | 261.3876 | 7.1616 | 71.5707 | 190.2862 | 570.5766 | 9.6129 | 0
| 115 | 1466.3419 | 226.437 | 260.0816 | 269.2808 | 7.1616 | 69.0202 | 170.9884 | 592.0144 | 9.6129 | 0 |  | 115 | 1450.5984 | 220.0526 | 258.0394 | 262.8266 | 7.1616 | 68.0871 | 178.9843 | 547.1255 | 9.6129 | 0 |  | 115 | 1440.4873 | 211.0029 | 249.1062 | 258.5854 | 7.1616 | 64.914 | 176.3695 | 537.368 | 9.6129 | 0 |  | 115 | 1426.9321 | 214.3878 | 250.4839 | 255.2828 | 7.1616 | 68.3644 | 176.288 | 513.6373 | 9.6129 | 0 |  | 115 | 1465.4477 | 221.9557 | 253.5943 | 261.0334 | 7.1616 | 71.4208 | 189.5407 | 569.7571 | 9.6129 | 0
| 116 | 1459.4073 | 225.3142 | 258.9841 | 268.9493 | 7.1616 | 68.9398 | 170.6352 | 591.7107 | 9.6129 | 0 |  | 116 | 1443.5025 | 218.9554 | 257.1837 | 262.5185 | 7.1616 | 68.0093 | 178.6186 | 546.7729 | 9.6129 | 0 |  | 116 | 1433.2679 | 210.1533 | 248.2385 | 258.2834 | 7.1616 | 64.8396 | 176.0098 | 537.0028 | 9.6129 | 0 |  | 116 | 1419.8511 | 213.467 | 249.6071 | 254.9898 | 7.1616 | 68.2883 | 175.9343 | 513.2709 | 9.6129 | 0 |  | 116 | 1458.1255 | 220.8718 | 252.95 | 260.6706 | 7.1616 | 71.2677 | 188.7918 | 568.9455 | 9.6129 | 0
| 117 | 1452.0123 | 224.3752 | 258.1632 | 268.6178 | 7.1616 | 68.8591 | 170.2872 | 591.4296 | 9.6129 | 0 |  | 117 | 1436.2213 | 218.0245 | 256.3473 | 262.2104 | 7.1616 | 67.9313 | 178.2583 | 546.4387 | 9.6129 | 0 |  | 117 | 1425.9936 | 209.1795 | 247.5501 | 257.9814 | 7.1616 | 64.7651 | 175.6556 | 536.6562 | 9.6129 | 0 |  | 117 | 1412.6158 | 212.4567 | 248.9742 | 254.6969 | 7.1616 | 68.212 | 175.5862 | 512.922 | 9.6129 | 0 |  | 117 | 1450.9257 | 219.8677 | 252.1035 | 260.3079 | 7.1616 | 71.1116 | 188.0398 | 568.1417 | 9.6129 | 0
| 118 | 1443.508 | 224.0083 | 257.8795 | 268.2864 | 7.1616 | 68.7783 | 169.9445 | 591.1707 | 9.6129 | 0 |  | 118 | 1428.3231 | 217.508 | 255.7132 | 261.9022 | 7.1616 | 67.8532 | 177.9034 | 546.1223 | 9.6129 | 0 |  | 118 | 1418.5071 | 208.3476 | 246.932 | 257.6794 | 7.1616 | 64.6904 | 175.3066 | 536.3273 | 9.6129 | 0 |  | 118 | 1405.2469 | 211.5994 | 248.3219 | 254.4039 | 7.1616 | 68.1356 | 175.2433 | 512.5895 | 9.6129 | 0 |  | 118 | 1442.8538 | 219.4204 | 251.5723 | 259.9452 | 7.1616 | 70.9526 | 187.285 | 567.3453 | 9.6129 | 0
| 119 | 1435.6554 | 223.4525 | 257.1329 | 267.9549 | 7.1616 | 68.6973 | 169.6069 | 590.9332 | 9.6129 | 0 |  | 119 | 1420.441 | 216.8681 | 255.1867 | 261.5941 | 7.1616 | 67.7749 | 177.5537 | 545.823 | 9.6129 | 0 |  | 119 | 1410.8363 | 207.7269 | 246.2869 | 257.3774 | 7.1616 | 64.6156 | 174.9629 | 536.0155 | 9.6129 | 0 |  | 119 | 1397.4401 | 211.0501 | 247.7994 | 254.1109 | 7.1616 | 68.059 | 174.9057 | 512.273 | 9.6129 | 0 |  | 119 | 1434.848 | 218.8673 | 251.0773 | 259.586 | 7.1616 | 70.7908 | 186.5276 | 566.5563 | 9.6129 | 0
| 120 | 1428.6452 | 222.1242 | 256.3562 | 267.5837 | 7.1616 | 68.6161 | 169.2743 | 590.7167 | 9.6129 | 0 |  | 120 | 1413.4954 | 215.4008 | 254.5791 | 261.2578 | 7.1616 | 67.6964 | 177.2091 | 545.54 | 9.6129 | 0 |  | 120 | 1404.0733 | 206.7798 | 245.087 | 257.0488 | 7.1616 | 64.5405 | 174.6241 | 535.72 | 9.6129 | 0 |  | 120 | 1390.7316 | 209.9302 | 246.7505 | 253.8168 | 7.1616 | 67.9822 | 174.5732 | 511.9715 | 9.6129 | 0 |  | 120 | 1428.1587 | 217.5215 | 250.0578 | 259.2275 | 7.1616 | 70.6263 | 185.7678 | 565.7742 | 9.6129 | 0
| 121 | 1421.1417 | 221.31 | 255.5463 | 267.2249 | 7.1616 | 68.5348 | 168.9466 | 590.5205 | 9.6129 | 1 |  | 121 | 1406.5722 | 214.3421 | 253.5523 | 260.9097 | 7.1616 | 67.6177 | 176.8695 | 545.2727 | 9.6129 | 0 |  | 121 | 1396.9403 | 205.6237 | 244.4797 | 256.7065 | 7.1616 | 64.4653 | 174.2904 | 535.4401 | 9.6129 | 0 |  | 121 | 1383.765 | 208.862 | 245.9694 | 253.4612 | 7.1616 | 67.9053 | 174.2457 | 511.6843 | 9.6129 | 0 |  | 121 | 1421.0797 | 216.517 | 249.0866 | 258.869 | 7.1616 | 70.4592 | 185.0058 | 564.9989 | 9.6129 | 0
| 122 | 1413.7858 | 220.8541 | 254.2141 | 266.8824 | 7.1616 | 68.4533 | 168.6236 | 590.3441 | 9.6129 | 4 |  | 122 | 1399.2751 | 213.7666 | 252.3875 | 260.5903 | 7.1616 | 67.5389 | 176.5349 | 545.0204 | 9.6129 | 0 |  | 122 | 1389.8023 | 204.789 | 243.527 | 256.3933 | 7.1616 | 64.3899 | 173.9614 | 535.1753 | 9.6129 | 0 |  | 122 | 1376.5124 | 208.1244 | 245.0928 | 253.1566 | 7.1616 | 67.8282 | 173.9231 | 511.4107 | 9.6129 | 0 |  | 122 | 1413.6392 | 215.7381 | 248.2514 | 258.5105 | 7.1616 | 70.2896 | 184.2419 | 564.2302 | 9.6129 | 0
| 123 | 1406.4869 | 220.1125 | 253.1105 | 266.54 | 7.1616 | 68.3717 | 168.3053 | 590.187 | 9.6129 | 8 |  | 123 | 1391.7852 | 213.1741 | 251.4325 | 260.271 | 7.1616 | 67.4599 | 176.205 | 544.7825 | 9.6129 | 0 |  | 123 | 1382.2827 | 204.0901 | 242.8201 | 256.08 | 7.1616 | 64.3144 | 173.6372 | 534.9247 | 9.6129 | 0 |  | 123 | 1369.04 | 207.5379 | 244.2847 | 252.852 | 7.1616 | 67.7509 | 173.6052 | 511.1499 | 9.6129 | 0 |  | 123 | 1406.1508 | 215.1729 | 247.2189 | 258.1835 | 7.1616 | 70.1176 | 183.4764 | 563.4678 | 9.6129 | 0
| 124 | 1399.1892 | 219.2167 | 252.1602 | 266.1976 | 7.1616 | 68.29 | 167.9916 | 590.0484 | 9.6129 | 11 |  | 124 | 1384.77 | 212.306 | 250.2783 | 259.9516 | 7.1616 | 67.3808 | 175.8798 | 544.5581 | 9.6129 | 0 |  | 124 | 1375.618 | 203.0797 | 241.5698 | 255.7668 | 7.1616 | 64.2388 | 173.3176 | 534.6877 | 9.6129 | 0 |  | 124 | 1362.6154 | 206.435 | 242.9454 | 252.5473 | 7.1616 | 67.6735 | 173.2919 | 510.9012 | 9.6129 | 0 |  | 124 | 1399.0987 | 214.3562 | 246.036 | 257.822 | 7.1616 | 69.9433 | 182.7094 | 562.7115 | 9.6129 | 0
| 125 | 1391.5067 | 218.6543 | 251.261 | 265.8552 | 7.1616 | 68.2081 | 167.6822 | 589.9279 | 9.6129 | 15 |  | 125 | 1377.0161 | 211.6867 | 249.6141 | 259.6322 | 7.1616 | 67.3015 | 175.5591 | 544.3467 | 9.6129 | 0 |  | 125 | 1367.7556 | 202.6462 | 240.9404 | 255.4536 | 7.1616 | 64.163 | 173.0025 | 534.4635 | 9.6129 | 0 |  | 125 | 1354.8316 | 206.0069 | 242.2903 | 252.2427 | 7.1616 | 67.5959 | 172.9831 | 510.6639 | 9.6129 | 0 |  | 125 | 1391.3531 | 213.583 | 245.4972 | 257.4666 | 7.1616 | 69.7668 | 181.9412 | 561.961 | 9.6129 | 0
| 126 | 1384.3645 | 217.5167 | 250.3968 | 265.5128 | 7.1616 | 68.1262 | 167.3772 | 589.8249 | 9.6129 | 18 |  | 126 | 1369.4839 | 211.0145 | 248.7811 | 259.3129 | 7.1616 | 67.2222 | 175.2429 | 544.1475 | 9.6129 | 0 |  | 126 | 1360.3408 | 201.9833 | 240.0927 | 255.1404 | 7.1616 | 64.087 | 172.6918 | 534.2515 | 9.6129 | 0 |  | 126 | 1347.5763 | 205.3225 | 241.3631 | 251.9381 | 7.1616 | 67.5182 | 172.6788 | 510.4371 | 9.6129 | 0 |  | 126 | 1383.653 | 212.9691 | 244.7341 | 257.1305 | 7.1616 | 69.5883 | 181.1721 | 561.2161 | 9.6129 | 0
| 127 | 1376.6896 | 216.6557 | 249.7888 | 265.1704 | 7.1616 | 68.0441 | 167.0765 | 589.7387 | 9.6129 | 22 |  | 127 | 1362.4004 | 210.2084 | 247.6332 | 258.9935 | 7.1616 | 67.1427 | 174.931 | 543.9599 | 9.6129 | 0 |  | 127 | 1353.4884 | 201.0051 | 238.9979 | 254.8272 | 7.1616 | 64.011 | 172.3853 | 534.051 | 9.6129 | 0 |  | 127 | 1340.68 | 204.3441 | 240.3709 | 251.6335 | 7.1616 | 67.4404 | 172.3786 | 510.2201 | 9.6129 | 0 |  | 127 | 1376.5785 | 212.1681 | 243.4653 | 256.8617 | 7.1616 | 69.4078 | 180.4022 | 560.4766 | 9.6129 | 2
| 128 | 1369.3465 | 216.0444 | 248.5991 | 264.828 | 7.1616 | 67.962 | 166.7798 | 589.6689 | 9.6129 | 25 |  | 128 | 1355.1753 | 209.3184 | 246.7109 | 258.6742 | 7.1616 | 67.0631 | 174.6234 | 543.7831 | 9.6129 | 2 |  | 128 | 1346.359 | 200.2821 | 237.925 | 254.5139 | 7.1616 | 63.9348 | 172.083 | 533.8613 | 9.6129 | 0 |  | 128 | 1333.7774 | 203.5128 | 239.238 | 251.3289 | 7.1616 | 67.3624 | 172.0827 | 510.0122 | 9.6129 | 0 |  | 128 | 1369.1711 | 211.4359 | 242.4584 | 256.595 | 7.1616 | 69.2254 | 179.6318 | 559.7422 | 9.6129 | 4
| 129 | 1362.1673 | 215.0093 | 247.6695 | 264.4856 | 7.1616 | 67.8797 | 166.4871 | 589.6149 | 9.6129 | 29 |  | 129 | 1347.8487 | 208.4197 | 245.8988 | 258.3548 | 7.1616 | 66.9834 | 174.3199 | 543.6165 | 9.6129 | 5 |  | 129 | 1338.984 | 199.4302 | 237.2265 | 254.2007 | 7.1616 | 63.8585 | 171.7848 | 533.6817 | 9.6129 | 0 |  | 129 | 1326.3211 | 202.9405 | 238.3997 | 251.0243 | 7.1616 | 67.2843 | 171.7907 | 509.8127 | 9.6129 | 0 |  | 129 | 1361.7488 | 210.5412 | 241.6589 | 256.2985 | 7.1616 | 69.0412 | 178.8611 | 559.0127 | 9.6129 | 6
| 130 | 1355.3756 | 213.7338 | 246.5961 | 264.1397 | 7.1616 | 67.7974 | 166.1982 | 589.576 | 9.6129 | 32 |  | 130 | 1340.9928 | 207.346 | 244.7903 | 258.0361 | 7.1616 | 66.9035 | 174.0203 | 543.4595 | 9.6129 | 8 |  | 130 | 1331.9896 | 198.5077 | 236.2219 | 253.8836 | 7.1616 | 63.7822 | 171.4905 | 533.5114 | 9.6129 | 0 |  | 130 | 1319.4012 | 201.7668 | 237.629 | 250.7171 | 7.1616 | 67.206 | 171.5027 | 509.6207 | 9.6129 | 0 |  | 130 | 1354.922 | 209.1431 | 240.7682 | 256.0009 | 7.1616 | 68.8554 | 178.0904 | 558.2879 | 9.6129 | 8
| 131 | 1348.105 | 212.6663 | 245.7932 | 263.7944 | 7.1616 | 67.7151 | 165.9132 | 589.5518 | 9.6129 | 36 |  | 131 | 1334.0569 | 206.323 | 243.7142 | 257.7143 | 7.1616 | 66.8236 | 173.7247 | 543.3112 | 9.6129 | 10 |  | 131 | 1325.1284 | 197.5363 | 235.132 | 253.5675 | 7.1616 | 63.7057 | 171.1999 | 533.3498 | 9.6129 | 2 |  | 131 | 1312.8312 | 200.6527 | 236.4489 | 250.4098 | 7.1616 | 67.1277 | 171.2184 | 509.4355 | 9.6129 | 0 |  | 131 | 1347.7542 | 208.1366 | 239.827 | 255.7033 | 7.1616 | 68.668 | 177.3198 | 557.5675 | 9.6129 | 10
| 132 | 1340.5054 | 211.66 | 245.258 | 263.4491 | 7.1616 | 67.6326 | 165.6318 | 589.5415 | 9.6129 | 39 |  | 132 | 1326.4763 | 205.5183 | 243.0645 | 257.3925 | 7.1616 | 66.7436 | 173.4328 | 543.171 | 9.6129 | 13 |  | 132 | 1317.481 | 196.8341 | 234.559 | 253.2515 | 7.1616 | 63.6291 | 170.9131 | 533.1962 | 9.6129 | 5 |  | 132 | 1305.2618 | 199.9213 | 235.8856 | 250.1024 | 7.1616 | 67.0492 | 170.9378 | 509.2564 | 9.6129 | 0 |  | 132 | 1340.0703 | 207.3758 | 239.1562 | 255.4058 | 7.1616 | 68.4791 | 176.5497 | 556.8514 | 9.6129 | 13
| 133 | 1334.1364 | 210.2469 | 243.8964 | 263.1063 | 7.1616 | 67.5502 | 165.3539 | 589.5447 | 9.6129 | 43 |  | 133 | 1319.5313 | 204.2965 | 242.1932 | 257.0739 | 7.1616 | 66.6636 | 173.1446 | 543.0383 | 9.6129 | 16 |  | 133 | 1310.4215 | 195.9024 | 233.6245 | 252.9386 | 7.1616 | 63.5525 | 170.6299 | 533.0499 | 9.6129 | 8 |  | 133 | 1298.1001 | 199.0213 | 235.0832 | 249.7949 | 7.1616 | 66.9707 | 170.6608 | 509.0826 | 9.6129 | 0 |  | 133 | 1333.3854 | 205.9198 | 238.1814 | 255.1082 | 7.1616 | 68.2889 | 175.7803 | 556.1391 | 9.6129 | 15
| 134 | 1326.679 | 209.4227 | 243.0317 | 262.7662 | 7.1616 | 67.4677 | 165.0795 | 589.5608 | 9.6129 | 46 |  | 134 | 1311.8104 | 203.78 | 241.3868 | 256.7609 | 7.1616 | 66.5834 | 172.86 | 542.9123 | 9.6129 | 19 |  | 134 | 1302.6891 | 195.2952 | 233.0321 | 252.6319 | 7.1616 | 63.4757 | 170.3502 | 532.9102 | 9.6129 | 11 |  | 134 | 1290.2405 | 198.5089 | 234.5831 | 249.4955 | 7.1616 | 66.892 | 170.3872 | 508.9133 | 9.6129 | 0 |  | 134 | 1325.4097 | 205.5183 | 237.4431 | 254.8106 | 7.1616 | 68.0974 | 175.0117 | 555.4306 | 9.6129 | 17
| 135 | 1318.598 | 209.1709 | 242.2183 | 262.426 | 7.1616 | 67.3851 | 164.8084 | 589.5892 | 9.6129 | 50 |  | 135 | 1304.2356 | 203.1298 | 240.5679 | 256.4479 | 7.1616 | 66.5032 | 172.5788 | 542.7923 | 9.6129 | 21 |  | 135 | 1295.0956 | 194.6421 | 232.3468 | 252.3252 | 7.1616 | 63.3989 | 170.0738 | 532.7764 | 9.6129 | 15 |  | 135 | 1282.7856 | 197.7572 | 233.9176 | 249.1961 | 7.1616 | 66.8133 | 170.1168 | 508.7479 | 9.6129 | 0 |  | 135 | 1317.5428 | 204.9514 | 236.7614 | 254.513 | 7.1616 | 67.9048 | 174.2443 | 554.7256 | 9.6129 | 19
| 136 | 1310.4427 | 208.5444 | 241.8539 | 262.0859 | 7.1616 | 67.3026 | 164.5405 | 589.6293 | 9.6129 | 54 |  | 136 | 1296.3615 | 202.391 | 240.137 | 256.1349 | 7.1616 | 66.423 | 172.3009 | 542.6778 | 9.6129 | 24 |  | 136 | 1287.5766 | 193.8173 | 231.7587 | 252.0185 | 7.1616 | 63.3221 | 169.8007 | 532.6478 | 9.6129 | 18 |  | 136 | 1275.2812 | 197.122 | 233.1852 | 248.8966 | 7.1616 | 66.7344 | 169.8497 | 508.5856 | 9.6129 | 0 |  | 136 | 1309.6874 | 204.2505 | 236.2021 | 254.2154 | 7.1616 | 67.7112 | 173.4783 | 554.0239 | 9.6129 | 22
| 137 | 1303.1744 | 207.5184 | 241.0019 | 261.7457 | 7.1616 | 67.22 | 164.2757 | 589.6806 | 9.6129 | 57 |  | 137 | 1289.2937 | 201.3722 | 239.1798 | 255.822 | 7.1616 | 66.3427 | 172.0263 | 542.5679 | 9.6129 | 27 |  | 137 | 1280.3398 | 193.0532 | 230.8278 | 251.7118 | 7.1616 | 63.2451 | 169.5307 | 532.5237 | 9.6129 | 21 |  | 137 | 1268.4015 | 196.1542 | 232.1607 | 248.5972 | 7.1616 | 66.6555 | 169.5856 | 508.4256 | 9.6129 | 0 |  | 137 | 1302.8465 | 202.9624 | 235.2156 | 253.9178 | 7.1616 | 67.5166 | 172.7138 | 553.3251 | 9.6129 | 24
| 138 | 1296.0285 | 206.4887 | 240.0312 | 261.4056 | 7.1616 | 67.1375 | 164.0138 | 589.7424 | 9.6129 | 61 |  | 138 | 1282.4985 | 200.0603 | 238.2431 | 255.509 | 7.1616 | 66.2623 | 171.7547 | 542.4619 | 9.6129 | 29 |  | 138 | 1273.679 | 191.5907 | 230.0192 | 251.4051 | 7.1616 | 63.1682 | 169.2637 | 532.4034 | 9.6129 | 25 |  | 138 | 1261.7391 | 194.7054 | 231.3998 | 248.2977 | 7.1616 | 66.5765 | 169.3244 | 508.2671 | 9.6129 | 0 |  | 138 | 1295.9102 | 201.8406 | 234.1582 | 253.6202 | 7.1616 | 67.3211 | 171.9512 | 552.6292 | 9.6129 | 26
| 139 | 1288.7719 | 205.6674 | 238.9659 | 261.0624 | 7.1616 | 67.0549 | 163.7549 | 589.8142 | 9.6129 | 65 |  | 139 | 1275.113 | 199.2196 | 237.4283 | 255.1933 | 7.1616 | 66.1819 | 171.4862 | 542.3593 | 9.6129 | 32 |  | 139 | 1266.1713 | 190.8567 | 229.3315 | 251.0959 | 7.1616 | 63.0912 | 168.9996 | 532.2862 | 9.6129 | 28 |  | 139 | 1254.3166 | 193.9625 | 230.6949 | 247.9967 | 7.1616 | 66.4974 | 169.0661 | 508.1095 | 9.6129 | 2 |  | 139 | 1288.0545 | 201.2198 | 233.5191 | 253.3227 | 7.1616 | 67.1249 | 171.1906 | 551.9358 | 9.6129 | 28
| 140 | 1281.3655 | 204.6591 | 238.2381 | 260.7185 | 7.1616 | 66.9724 | 163.4987 | 589.8955 | 9.6129 | 68 |  | 140 | 1267.8328 | 198.3289 | 236.5588 | 254.8768 | 7.1616 | 66.1015 | 171.2205 | 542.2593 | 9.6129 | 35 |  | 140 | 1259.4314 | 189.7732 | 228.2273 | 250.7849 | 7.1616 | 63.0141 | 168.7384 | 532.1714 | 9.6129 | 31 |  | 140 | 1247.328 | 193.173 | 229.6047 | 247.6933 | 7.1616 | 66.4182 | 168.8105 | 507.9519 | 9.6129 | 5 |  | 140 | 1280.9085 | 200.1989 | 232.5653 | 253.0303 | 7.1616 | 66.9281 | 170.4324 | 551.2447 | 9.6129 | 31
| 141 | 1273.8035 | 203.7528 | 237.5639 | 260.3746 | 7.1616 | 66.8899 | 163.2451 | 589.9856 | 9.6129 | 72 |  | 141 | 1260.1169 | 197.6788 | 235.8793 | 254.5655 | 7.1616 | 66.0211 | 170.9576 | 542.1612 | 9.6129 | 38 |  | 141 | 1251.9918 | 189.09 | 227.4232 | 250.4732 | 7.1616 | 62.937 | 168.4798 | 532.0583 | 9.6129 | 35 |  | 141 | 1240.0872 | 192.3693 | 228.7812 | 247.3899 | 7.1616 | 66.339 | 168.5574 | 507.7936 | 9.6129 | 7 |  | 141 | 1272.9707 | 199.6422 | 231.9253 | 252.7516 | 7.1616 | 66.7308 | 169.6767 | 550.5557 | 9.6129 | 33
| 142 | 1266.3033 | 203.0041 | 236.69 | 260.0111 | 7.1616 | 66.8074 | 162.9941 | 590.084 | 9.6129 | 76 |  | 142 | 1252.7668 | 197.0192 | 234.8631 | 254.2347 | 7.1616 | 65.9407 | 170.6973 | 542.0644 | 9.6129 | 40 |  | 142 | 1244.214 | 188.5877 | 226.7902 | 250.1477 | 7.1616 | 62.8599 | 168.2238 | 531.9463 | 9.6129 | 38 |  | 142 | 1232.3658 | 191.8811 | 228.1363 | 247.073 | 7.1616 | 66.2597 | 168.3068 | 507.6339 | 9.6129 | 9 |  | 142 | 1265.6323 | 198.8591 | 230.8997 | 252.4856 | 7.1616 | 66.533 | 168.9237 | 549.8685 | 9.6129 | 35
| 143 | 1259.016 | 202.1316 | 235.7203 | 259.6541 | 7.1616 | 66.725 | 162.7455 | 590.19 | 9.6129 | 79 |  | 143 | 1245.7741 | 195.7348 | 234.1192 | 253.8988 | 7.1616 | 65.8602 | 170.4396 | 541.9681 | 9.6129 | 43 |  | 143 | 1237.5948 | 187.1492 | 225.9365 | 249.8206 | 7.1616 | 62.7828 | 167.9702 | 531.8345 | 9.6129 | 42 |  | 143 | 1225.9444 | 190.3267 | 227.2665 | 246.7469 | 7.1616 | 66.1803 | 168.0585 | 507.472 | 9.6129 | 12 |  | 143 | 1258.6678 | 197.605 | 229.9916 | 252.1992 | 7.1616 | 66.3349 | 168.1737 | 549.1829 | 9.6129 | 38
| 144 | 1251.3561 | 200.9897 | 235.3507 | 259.339 | 7.1616 | 66.6427 | 162.4992 | 590.3032 | 9.6129 | 83 |  | 144 | 1238.1023 | 194.6877 | 233.7814 | 253.5987 | 7.1616 | 65.7798 | 170.1843 | 541.8716 | 9.6129 | 46 |  | 144 | 1230.3035 | 186.183 | 225.2502 | 249.5257 | 7.1616 | 62.7057 | 167.719 | 531.7224 | 9.6129 | 45 |  | 144 | 1218.6649 | 189.255 | 226.736 | 246.4571 | 7.1616 | 66.1009 | 167.8125 | 507.3071 | 9.6129 | 14 |  | 144 | 1250.9399 | 196.6646 | 229.5332 | 251.9128 | 7.1616 | 66.1366 | 167.427 | 548.4987 | 9.6129 | 40
| 145 | 1243.7013 | 200.1684 | 234.7662 | 259.0188 | 7.1616 | 66.5604 | 162.2552 | 590.423 | 9.6129 | 87 |  | 145 | 1230.904 | 193.7032 | 232.98 | 253.3049 | 7.1616 | 65.6994 | 169.9314 | 541.7744 | 9.6129 | 49 |  | 145 | 1222.529 | 185.6664 | 224.6609 | 249.2353 | 7.1616 | 62.6285 | 167.47 | 531.6091 | 9.6129 | 48 |  | 145 | 1211.0046 | 188.7223 | 226.0746 | 246.1741 | 7.1616 | 66.0215 | 167.5685 | 507.1386 | 9.6129 | 16 |  | 145 | 1243.6579 | 195.4697 | 228.9742 | 251.6263 | 7.1616 | 65.9382 | 166.6838 | 547.8157 | 9.6129 | 42
| 146 | 1236.5618 | 198.9981 | 234.0602 | 258.7032 | 7.1616 | 66.4781 | 162.0132 | 590.5487 | 9.6129 | 90 |  | 146 | 1223.7323 | 192.7215 | 232.2167 | 253.0145 | 7.1616 | 65.6189 | 169.6806 | 541.6756 | 9.6129 | 52 |  | 146 | 1215.2669 | 184.7725 | 224.0112 | 248.9488 | 7.1616 | 62.5514 | 167.2232 | 531.4942 | 9.6129 | 52 |  | 146 | 1203.5987 | 187.9271 | 225.5082 | 245.8949 | 7.1616 | 65.942 | 167.3266 | 506.9656 | 9.6129 | 19 |  | 146 | 1236.3351 | 194.5585 | 228.2313 | 251.3435 | 7.1616 | 65.7398 | 165.9442 | 547.1335 | 9.6129 | 44
| 147 | 1228.7473 | 198.4426 | 233.4145 | 258.3875 | 7.1616 | 66.396 | 161.7732 | 590.6798 | 9.6129 | 94 |  | 147 | 1215.7815 | 192.4371 | 231.5338 | 252.7255 | 7.1616 | 65.5385 | 169.432 | 541.5746 | 9.6129 | 54 |  | 147 | 1207.5216 | 184.2997 | 223.4219 | 248.664 | 7.1616 | 62.4743 | 166.9783 | 531.3767 | 9.6129 | 55 |  | 147 | 1196.1437 | 187.3667 | 224.7522 | 245.6194 | 7.1616 | 65.8625 | 167.0864 | 506.7874 | 9.6129 | 21 |  | 147 | 1228.4555 | 194.1329 | 227.5567 | 251.0636 | 7.1616 | 65.5415 | 165.2086 | 546.452 | 9.6129 | 47
| 148 | 1221.4906 | 197.7561 | 232.3419 | 258.0719 | 7.1616 | 66.3139 | 161.535 | 590.8157 | 9.6129 | 98 |  | 148 | 1208.0933 | 191.9842 | 230.7568 | 252.4365 | 7.1616 | 65.4582 | 169.1853 | 541.4707 | 9.6129 | 57 |  | 148 | 1200.4644 | 183.5069 | 222.4645 | 248.3792 | 7.1616 | 62.3972 | 166.7354 | 531.2561 | 9.6129 | 58 |  | 148 | 1189.1781 | 186.5872 | 223.726 | 245.3439 | 7.1616 | 65.783 | 166.848 | 506.6033 | 9.6129 | 23 |  | 148 | 1220.6459 | 193.7681 | 226.7512 | 250.7836 | 7.1616 | 65.3433 | 164.4771 | 545.771 | 9.6129 | 49
| 149 | 1214.0632 | 197.2811 | 231.2286 | 257.7562 | 7.1616 | 66.232 | 161.2986 | 590.9559 | 9.6129 | 101 |  | 149 | 1201.536 | 190.8446 | 229.5355 | 252.1475 | 7.1616 | 65.3779 | 168.9405 | 541.3632 | 9.6129 | 60 |  | 149 | 1193.0999 | 182.5612 | 221.9673 | 248.0943 | 7.1616 | 62.3201 | 166.4942 | 531.1315 | 9.6129 | 62 |  | 149 | 1181.9338 | 185.6635 | 223.1227 | 245.0683 | 7.1616 | 65.7034 | 166.6113 | 506.4125 | 9.6129 | 26 |  | 149 | 1213.6203 | 192.7186 | 225.8467 | 250.5036 | 7.1616 | 65.1455 | 163.7501 | 545.0901 | 9.6129 | 51
| 150 | 1206.0874 | 196.6523 | 230.8175 | 257.4406 | 7.1616 | 66.1501 | 161.0639 | 591.0997 | 9.6129 | 105 |  | 150 | 1193.6341 | 190.1605 | 229.2035 | 251.8585 | 7.1616 | 65.2976 | 168.6974 | 541.2515 | 9.6129 | 63 |  | 150 | 1185.2622 | 182.0291 | 221.5298 | 247.8095 | 7.1616 | 62.2431 | 166.2546 | 531.0025 | 9.6129 | 65 |  | 150 | 1174.0212 | 185.1449 | 222.7826 | 244.7928 | 7.1616 | 65.6238 | 166.376 | 506.2142 | 9.6129 | 28 |  | 150 | 1205.72 | 192.0819 | 225.4038 | 250.2237 | 7.1616 | 64.9481 | 163.0277 | 544.4092 | 9.6129 | 54
| 151 | 1197.9666 | 196.0863 | 230.4884 | 257.1249 | 7.1616 | 66.0684 | 160.8307 | 591.2467 | 9.6129 | 109 |  | 151 | 1185.6586 | 189.545 | 228.8763 | 251.5695 | 7.1616 | 65.2174 | 168.4561 | 541.1348 | 9.6129 | 65 |  | 151 | 1177.5935 | 181.4535 | 220.9667 | 247.5247 | 7.1616 | 62.166 | 166.0167 | 530.8681 | 9.6129 | 69 |  | 151 | 1166.61 | 184.37 | 222.1974 | 244.5173 | 7.1616 | 65.5442 | 166.1421 | 506.0078 | 9.6129 | 30 |  | 151 | 1197.7874 | 191.4199 | 225.0187 | 249.9437 | 7.1616 | 64.7511 | 162.3101 | 543.728 | 9.6129 | 56
| 152 | 1190.3585 | 195.1945 | 229.964 | 256.8179 | 7.1616 | 65.9868 | 160.5989 | 591.3961 | 9.6129 | 112 |  | 152 | 1178.213 | 188.6083 | 228.3331 | 251.2879 | 7.1616 | 65.1372 | 168.2162 | 541.0124 | 9.6129 | 68 |  | 152 | 1170.2333 | 180.7337 | 220.2329 | 247.2462 | 7.1616 | 62.0891 | 165.7801 | 530.7278 | 9.6129 | 72 |  | 152 | 1159.0798 | 183.7335 | 221.5911 | 244.2436 | 7.1616 | 65.4646 | 165.9094 | 505.7924 | 9.6129 | 33 |  | 152 | 1190.2505 | 190.6703 | 224.3254 | 249.6637 | 7.1616 | 64.5548 | 161.5977 | 543.0463 | 9.6129 | 58
| 153 | 1183.469 | 194.0997 | 228.9085 | 256.5262 | 7.1616 | 65.9054 | 160.3684 | 591.5475 | 9.6129 | 116 |  | 153 | 1170.9081 | 187.9142 | 227.3898 | 251.0232 | 7.1616 | 65.0571 | 167.9778 | 540.8837 | 9.6129 | 71 |  | 153 | 1163.1839 | 179.6334 | 219.5505 | 246.9861 | 7.1616 | 62.0121 | 165.5449 | 530.5809 | 9.6129 | 76 |  | 153 | 1152.2053 | 182.6138 | 220.787 | 243.9949 | 7.1616 | 65.385 | 165.6779 | 505.5673 | 9.6129 | 35 |  | 153 | 1183.109 | 189.7651 | 223.3924 | 249.3838 | 7.1616 | 64.3592 | 160.8906 | 542.3638 | 9.6129 | 61
| 154 | 1176.29 | 193.0745 | 228.0931 | 256.2145 | 7.1616 | 65.8241 | 160.1391 | 591.7003 | 9.6129 | 120 |  | 154 | 1164.3471 | 186.7029 | 226.2395 | 250.7387 | 7.1616 | 64.9771 | 167.7406 | 540.748 | 9.6129 | 74 |  | 154 | 1156.1653 | 178.7356 | 218.6532 | 246.7076 | 7.1616 | 61.9353 | 165.3109 | 530.4265 | 9.6129 | 79 |  | 154 | 1145.2635 | 181.6522 | 219.9088 | 243.7298 | 7.1616 | 65.3054 | 165.4474 | 505.3317 | 9.6129 | 38 |  | 154 | 1176.2688 | 188.4215 | 222.5963 | 249.1038 | 7.1616 | 64.1644 | 160.1891 | 541.6804 | 9.6129 | 63
| 155 | 1169.2988 | 191.842 | 227.301 | 255.8988 | 7.1616 | 65.7429 | 159.9109 | 591.8539 | 9.6129 | 124 |  | 155 | 1157.0061 | 185.8445 | 225.5209 | 250.4496 | 7.1616 | 64.8971 | 167.5047 | 540.6046 | 9.6129 | 77 |  | 155 | 1148.8069 | 178.1306 | 217.809 | 246.423 | 7.1616 | 61.8585 | 165.078 | 530.2642 | 9.6129 | 82 |  | 155 | 1137.919 | 181.0499 | 219.0839 | 243.4546 | 7.1616 | 65.2257 | 165.2177 | 505.085 | 9.6129 | 40 |  | 155 | 1169.118 | 187.4029 | 221.8012 | 248.8087 | 7.1616 | 63.9706 | 159.4934 | 540.9958 | 9.6129 | 65
| 156 | 1161.7271 | 190.8685 | 226.8254 | 255.5883 | 7.1616 | 65.6619 | 159.6837 | 592.0076 | 9.6129 | 127 |  | 156 | 1149.5699 | 184.8921 | 224.9872 | 250.1647 | 7.1616 | 64.8173 | 167.2699 | 540.4528 | 9.6129 | 80 |  | 156 | 1141.6145 | 177.1206 | 217.1991 | 246.143 | 7.1616 | 61.7817 | 164.8461 | 530.093 | 9.6129 | 86 |  | 156 | 1130.7958 | 180.0282 | 218.4537 | 243.1828 | 7.1616 | 65.1461 | 164.9889 | 504.8263 | 9.6129 | 42 |  | 156 | 1161.6924 | 186.4463 | 221.1894 | 248.543 | 7.1616 | 63.7777 | 158.8037 | 540.3097 | 9.6129 | 68
| 157 | 1154.4145 | 189.7821 | 226.2017 | 255.2796 | 7.1616 | 65.5811 | 159.4573 | 592.1611 | 9.6129 | 131 |  | 157 | 1142.4311 | 183.7727 | 224.3218 | 249.8811 | 7.1616 | 64.7375 | 167.036 | 540.2919 | 9.6129 | 82 |  | 157 | 1133.8502 | 176.4194 | 216.8514 | 245.8641 | 7.1616 | 61.7051 | 164.615 | 529.9125 | 9.6129 | 89 |  | 157 | 1123.2418 | 179.1827 | 218.0742 | 242.9151 | 7.1616 | 65.0666 | 164.7607 | 504.5549 | 9.6129 | 45 |  | 157 | 1154.3744 | 185.2434 | 220.7128 | 248.2807 | 7.1616 | 63.586 | 158.1203 | 539.6219 | 9.6129 | 70
| 158 | 1146.6071 | 189.1085 | 225.6551 | 254.9757 | 7.1616 | 65.5004 | 159.2317 | 592.3136 | 9.6129 | 135 |  | 158 | 1134.4472 | 183.3536 | 223.7949 | 249.604 | 7.1616 | 64.6579 | 166.803 | 540.1212 | 9.6129 | 85 |  | 158 | 1126.5659 | 175.7601 | 215.975 | 245.5918 | 7.1616 | 61.6285 | 164.3847 | 529.7217 | 9.6129 | 93 |  | 158 | 1116.0225 | 178.4894 | 217.2024 | 242.6526 | 7.1616 | 64.987 | 164.533 | 504.27 | 9.6129 | 47 |  | 158 | 1146.3342 | 184.7527 | 220.2132 | 248.0514 | 7.1616 | 63.3955 | 157.4434 | 538.9321 | 9.6129 | 72
| 159 | 1139.4661 | 187.738 | 225.0792 | 254.7317 | 7.1616 | 65.42 | 159.0067 | 592.4645 | 9.6129 | 139 |  | 159 | 1126.645 | 182.6848 | 223.3154 | 249.3473 | 7.1616 | 64.5783 | 166.5708 | 539.9401 | 9.6129 | 88 |  | 159 | 1118.8004 | 175.1822 | 215.4763 | 245.3418 | 7.1616 | 61.552 | 164.1551 | 529.5202 | 9.6129 | 96 |  | 159 | 1108.396 | 177.9375 | 216.5969 | 242.3897 | 7.1616 | 64.9075 | 164.3057 | 503.9709 | 9.6129 | 49 |  | 159 | 1138.8421 | 184.0395 | 219.3989 | 247.8113 | 7.1616 | 63.2064 | 156.7733 | 538.2403 | 9.6129 | 75
| 160 | 1131.9868 | 186.9527 | 224.3066 | 254.4375 | 7.1616 | 65.3397 | 158.7823 | 592.6134 | 9.6129 | 142 |  | 160 | 1119.417 | 181.6758 | 222.5795 | 249.1131 | 7.1616 | 64.4989 | 166.3392 | 539.7478 | 9.6129 | 91 |  | 160 | 1111.4396 | 174.5391 | 214.5989 | 245.1307 | 7.1616 | 61.4756 | 163.926 | 529.3071 | 9.6129 | 100 |  | 160 | 1101.1535 | 177.0315 | 215.8752 | 242.2131 | 7.1616 | 64.828 | 164.0787 | 503.6569 | 9.6129 | 52 |  | 160 | 1131.2902 | 183.1496 | 218.8211 | 247.5711 | 7.1616 | 63.0187 | 156.1101 | 537.546 | 9.6129 | 77
| 161 | 1124.3117 | 186.3071 | 223.6213 | 254.1121 | 7.1616 | 65.2597 | 158.5582 | 592.7597 | 9.6129 | 146 |  | 161 | 1112.0829 | 180.7887 | 221.8923 | 248.8144 | 7.1616 | 64.4196 | 166.1081 | 539.5437 | 9.6129 | 94 |  | 161 | 1104.1006 | 173.627 | 214.051 | 244.8376 | 7.1616 | 61.3993 | 163.6973 | 529.0817 | 9.6129 | 103 |  | 161 | 1093.7352 | 176.3366 | 215.225 | 241.9297 | 7.1616 | 64.7485 | 163.8519 | 503.3272 | 9.6129 | 54 |  | 161 | 1123.6705 | 182.5172 | 218.0619 | 247.3228 | 7.1616 | 62.8325 | 155.4541 | 536.8491 | 9.6129 | 79
| 162 | 1117.3173 | 185.4337 | 222.4832 | 253.7866 | 7.1616 | 65.1799 | 158.3345 | 592.9027 | 9.6129 | 150 |  | 162 | 1104.9542 | 180.0029 | 220.8984 | 248.5158 | 7.1616 | 64.3404 | 165.8774 | 539.327 | 9.6129 | 96 |  | 162 | 1096.9197 | 172.8145 | 213.2453 | 244.5444 | 7.1616 | 61.3232 | 163.4689 | 528.8434 | 9.6129 | 106 |  | 162 | 1086.4724 | 175.6308 | 214.4301 | 241.6463 | 7.1616 | 64.6691 | 163.6252 | 502.981 | 9.6129 | 57 |  | 162 | 1116.2937 | 181.6905 | 217.2515 | 247.0769 | 7.1616 | 62.648 | 154.8056 | 536.1493 | 9.6129 | 82
| 163 | 1110.4331 | 184.2964 | 221.4987 | 253.4612 | 7.1616 | 65.1003 | 158.1109 | 593.0419 | 9.6129 | 153 |  | 163 | 1098.2368 | 178.7515 | 219.9586 | 248.2172 | 7.1616 | 64.2614 | 165.6471 | 539.0972 | 9.6129 | 99 |  | 163 | 1090.2254 | 171.5575 | 212.3977 | 244.2513 | 7.1616 | 61.2471 | 163.2407 | 528.5915 | 9.6129 | 110 |  | 163 | 1079.9753 | 174.2614 | 213.5333 | 241.3629 | 7.1616 | 64.5897 | 163.3983 | 502.6176 | 9.6129 | 59 |  | 163 | 1109.2078 | 180.5648 | 216.4658 | 246.8145 | 7.1616 | 62.4652 | 154.1648 | 535.4465 | 9.6129 | 84
| 164 | 1102.8277 | 183.3262 | 221.0684 | 253.1357 | 7.1616 | 65.0209 | 157.8875 | 593.1767 | 9.6129 | 157 |  | 164 | 1090.5426 | 178.0463 | 219.4496 | 247.9186 | 7.1616 | 64.1825 | 165.4169 | 538.8534 | 9.6129 | 102 |  | 164 | 1083.3211 | 170.3288 | 211.7315 | 243.9581 | 7.1616 | 61.1712 | 163.0126 | 528.3252 | 9.6129 | 113 |  | 164 | 1072.7527 | 173.1912 | 213.0627 | 241.0794 | 7.1616 | 64.5104 | 163.1713 | 502.2363 | 9.6129 | 61 |  | 164 | 1101.9979 | 179.3917 | 215.8431 | 246.5604 | 7.1616 | 62.2843 | 153.5318 | 534.7403 | 9.6129 | 86
| 165 | 1095.2842 | 182.3664 | 220.5657 | 252.8103 | 7.1616 | 64.9418 | 157.664 | 593.3065 | 9.6129 | 161 |  | 165 | 1083.4872 | 176.7151 | 218.9277 | 247.62 | 7.1616 | 64.1038 | 165.1868 | 538.595 | 9.6129 | 105 |  | 165 | 1076.1498 | 169.1549 | 211.2777 | 243.665 | 7.1616 | 61.0954 | 162.7844 | 528.0439 | 9.6129 | 117 |  | 165 | 1065.6213 | 172.0435 | 212.5784 | 240.796 | 7.1616 | 64.4311 | 162.9439 | 501.8362 | 9.6129 | 64 |  | 165 | 1094.6646 | 178.2993 | 215.2701 | 246.2994 | 7.1616 | 62.1053 | 152.9071 | 534.0305 | 9.6129 | 89
| 166 | 1087.9543 | 181.2384 | 220.0176 | 252.4849 | 7.1616 | 64.863 | 157.4403 | 593.4308 | 9.6129 | 165 |  | 166 | 1076.208 | 175.6889 | 218.3246 | 247.3213 | 7.1616 | 64.0252 | 164.9567 | 538.3214 | 9.6129 | 108 |  | 166 | 1068.6766 | 168.2862 | 210.8204 | 243.3719 | 7.1616 | 61.0197 | 162.5561 | 527.7469 | 9.6129 | 120 |  | 166 | 1058.5688 | 170.9285 | 211.9826 | 240.5126 | 7.1616 | 64.3519 | 162.7161 | 501.4167 | 9.6129 | 66 |  | 166 | 1087.1954 | 177.399 | 214.7156 | 245.9637 | 7.1616 | 61.9284 | 152.2907 | 533.3169 | 9.6129 | 91
| 167 | 1080.4661 | 180.1961 | 219.5421 | 252.1594 | 7.1616 | 64.7844 | 157.2164 | 593.549 | 9.6129 | 168 |  | 167 | 1068.2607 | 175.0228 | 218.0295 | 247.0227 | 7.1616 | 63.9468 | 164.7264 | 538.0318 | 9.6129 | 111 |  | 167 | 1060.8627 | 167.5931 | 210.5284 | 243.0787 | 7.1616 | 60.9442 | 162.3276 | 527.4335 | 9.6129 | 124 |  | 167 | 1050.8014 | 170.2784 | 211.6366 | 240.2292 | 7.1616 | 64.2727 | 162.4878 | 500.977 | 9.6129 | 69 |  | 167 | 1079.438 | 176.4945 | 214.4203 | 245.6611 | 7.1616 | 61.7537 | 151.6829 | 532.5993 | 9.6129 | 93
| 168 | 1072.7526 | 179.3775 | 219.0606 | 251.8416 | 7.1616 | 64.706 | 156.9922 | 593.6605 | 9.6129 | 172 |  | 168 | 1061.1035 | 173.8467 | 217.4454 | 246.7329 | 7.1616 | 63.8686 | 164.4959 | 537.7255 | 9.6129 | 113 |  | 168 | 1053.6829 | 166.6521 | 209.8501 | 242.7856 | 7.1616 | 60.8688 | 162.0986 | 527.1029 | 9.6129 | 127 |  | 168 | 1043.5713 | 169.3404 | 211.0395 | 239.9476 | 7.1616 | 64.1937 | 162.2588 | 500.5163 | 9.6129 | 71 |  | 168 | 1072.0188 | 175.4577 | 213.8728 | 245.4048 | 7.1616 | 61.5812 | 151.0839 | 531.8774 | 9.6129 | 96
| 169 | 1064.9365 | 178.6099 | 218.6236 | 251.5309 | 7.1616 | 64.628 | 156.7674 | 593.7648 | 9.6129 | 176 |  | 169 | 1053.4715 | 173.047 | 216.9507 | 246.4522 | 7.1616 | 63.7905 | 164.265 | 537.4019 | 9.6129 | 116 |  | 169 | 1046.045 | 165.9654 | 209.3612 | 242.5068 | 7.1616 | 60.7936 | 161.8692 | 526.7545 | 9.6129 | 131 |  | 169 | 1036.0761 | 168.5672 | 210.5271 | 239.6816 | 7.1616 | 64.1147 | 162.029 | 500.0339 | 9.6129 | 73 |  | 169 | 1064.3379 | 174.6153 | 213.3799 | 245.1613 | 7.1616 | 61.4111 | 150.4941 | 531.151 | 9.6129 | 98
| 170 | 1057.4772 | 177.6714 | 218.0095 | 251.2114 | 7.1616 | 64.5503 | 156.5421 | 593.8612 | 9.6129 | 180 |  | 170 | 1046.123 | 172.0761 | 216.3606 | 246.1546 | 7.1616 | 63.7126 | 164.0336 | 537.0602 | 9.6129 | 119 |  | 170 | 1038.9856 | 164.9169 | 208.6679 | 242.2159 | 7.1616 | 60.7185 | 161.6392 | 526.3876 | 9.6129 | 134 |  | 170 | 1029.0854 | 167.4688 | 209.8522 | 239.3987 | 7.1616 | 64.0358 | 161.7982 | 499.529 | 9.6129 | 76 |  | 170 | 1057.0348 | 173.5526 | 212.7435 | 244.9038 | 7.1616 | 61.2435 | 149.9135 | 530.4198 | 9.6129 | 100
| 171 | 1050.1965 | 176.4386 | 217.4915 | 250.9115 | 7.1616 | 64.4728 | 156.316 | 593.9492 | 9.6129 | 183 |  | 171 | 1038.8076 | 170.9581 | 215.8597 | 245.8819 | 7.1616 | 63.635 | 163.8016 | 536.6999 | 9.6129 | 122 |  | 171 | 1031.6626 | 163.8715 | 208.2113 | 241.9485 | 7.1616 | 60.6436 | 161.4084 | 526.0015 | 9.6129 | 137 |  | 171 | 1022.0679 | 166.29 | 209.2591 | 239.1412 | 7.1616 | 63.957 | 161.5664 | 499.001 | 9.6129 | 78 |  | 171 | 1049.5989 | 172.4575 | 212.2723 | 244.6463 | 7.1616 | 61.0785 | 149.3425 | 529.6836 | 9.6129 | 103
| 172 | 1042.802 | 175.3191 | 216.974 | 250.6116 | 7.1616 | 64.3957 | 156.0892 | 594.0282 | 9.6129 | 187 |  | 172 | 1031.5386 | 169.8944 | 215.258 | 245.6092 | 7.1616 | 63.5575 | 163.5689 | 536.3201 | 9.6129 | 125 |  | 172 | 1024.1706 | 163.1797 | 207.5704 | 241.6811 | 7.1616 | 60.5689 | 161.1769 | 525.5955 | 9.6129 | 141 |  | 172 | 1014.5059 | 165.608 | 208.714 | 238.8836 | 7.1616 | 63.8782 | 161.3335 | 498.4489 | 9.6129 | 80 |  | 172 | 1042.3601 | 171.2575 | 211.7088 | 244.3887 | 7.1616 | 60.9161 | 148.7813 | 528.9423 | 9.6129 | 105
| 173 | 1035.4986 | 174.5664 | 215.9986 | 250.3118 | 7.1616 | 64.3189 | 155.8614 | 594.0977 | 9.6129 | 191 |  | 173 | 1024.2375 | 169.0057 | 214.5134 | 245.3365 | 7.1616 | 63.4803 | 163.3354 | 535.9202 | 9.6129 | 127 |  | 173 | 1017.3653 | 162.0225 | 206.708 | 241.4138 | 7.1616 | 60.4944 | 160.9443 | 525.1689 | 9.6129 | 144 |  | 173 | 1007.6903 | 164.5294 | 207.8188 | 238.6261 | 7.1616 | 63.7996 | 161.0993 | 497.8722 | 9.6129 | 83 |  | 173 | 1034.7599 | 170.644 | 210.8861 | 244.1656 | 7.1616 | 60.7565 | 148.2301 | 528.1955 | 9.6129 | 107
| 174 | 1028.3933 | 173.8085 | 214.8302 | 250.0119 | 7.1616 | 64.2424 | 155.6326 | 594.157 | 9.6129 | 194 |  | 174 | 1017.425 | 168.0026 | 213.3945 | 245.0638 | 7.1616 | 63.4033 | 163.101 | 535.4996 | 9.6129 | 130 |  | 174 | 1010.4258 | 160.9605 | 205.8847 | 241.1464 | 7.1616 | 60.42 | 160.7108 | 524.7209 | 9.6129 | 148 |  | 174 | 1000.8006 | 163.3717 | 207.077 | 238.3685 | 7.1616 | 63.7211 | 160.8637 | 497.27 | 9.6129 | 85 |  | 174 | 1027.4554 | 169.7803 | 209.9803 | 243.9797 | 7.1616 | 60.5998 | 147.6891 | 527.4429 | 9.6129 | 110
| 175 | 1021.2213 | 172.6484 | 214.1308 | 249.712 | 7.1616 | 64.1662 | 155.4026 | 594.2056 | 9.6129 | 198 |  | 175 | 1010.2672 | 167.0684 | 212.552 | 244.7911 | 7.1616 | 63.3265 | 162.8655 | 535.0574 | 9.6129 | 133 |  | 175 | 1002.873 | 160.4098 | 205.1633 | 240.879 | 7.1616 | 60.3459 | 160.476 | 524.251 | 9.6129 | 151 |  | 175 | 993.3646 | 162.9054 | 206.1901 | 238.1109 | 7.1616 | 63.6427 | 160.6266 | 496.6415 | 9.6129 | 88 |  | 175 | 1020.4939 | 168.5928 | 209.1079 | 243.7414 | 7.1616 | 60.4461 | 147.1587 | 526.6845 | 9.6129 | 112
| 176 | 1014.3467 | 171.7717 | 212.8633 | 249.3995 | 7.1616 | 64.0904 | 155.1714 | 594.2429 | 9.6129 | 202 |  | 176 | 1003.3891 | 166.2528 | 211.3422 | 244.4876 | 7.1616 | 63.2499 | 162.6289 | 534.5931 | 9.6129 | 136 |  | 176 | 996.028 | 159.5524 | 204.078 | 240.5745 | 7.1616 | 60.2719 | 160.24 | 523.7583 | 9.6129 | 155 |  | 176 | 986.4987 | 162.0156 | 205.1758 | 237.8341 | 7.1616 | 63.5644 | 160.3878 | 495.9861 | 9.6129 | 90 |  | 176 | 1013.6157 | 167.5979 | 207.9597 | 243.503 | 7.1616 | 60.2955 | 146.6389 | 525.9199 | 9.6129 | 114
| 177 | 1007.0147 | 170.7407 | 212.188 | 249.1063 | 7.1616 | 64.015 | 154.9388 | 594.2683 | 9.6129 | 205 |  | 177 | 995.756 | 165.5859 | 210.7007 | 244.222 | 7.1616 | 63.1736 | 162.391 | 534.106 | 9.6129 | 139 |  | 177 | 988.5883 | 158.6804 | 203.5612 | 240.3109 | 7.1616 | 60.1982 | 160.0026 | 523.2422 | 9.6129 | 158 |  | 177 | 979.1784 | 161.1285 | 204.5814 | 237.5892 | 7.1616 | 63.4862 | 160.1473 | 495.303 | 9.6129 | 92 |  | 177 | 1005.3838 | 167.1764 | 207.6371 | 243.2193 | 7.1616 | 60.1481 | 146.1301 | 525.1489 | 9.6129 | 117
| 178 | 999.6907 | 169.6032 | 211.6063 | 248.8182 | 7.1616 | 63.9399 | 154.7047 | 594.2813 | 9.6129 | 209 |  | 178 | 988.7563 | 164.2534 | 210.0919 | 243.9559 | 7.1616 | 63.0975 | 162.1518 | 533.5953 | 9.6129 | 141 |  | 178 | 981.781 | 157.4158 | 202.8012 | 240.0504 | 7.1616 | 60.1247 | 159.7637 | 522.7021 | 9.6129 | 161 |  | 178 | 972.4728 | 159.8311 | 203.7935 | 237.3332 | 7.1616 | 63.4081 | 159.9049 | 494.5914 | 9.6129 | 95 |  | 178 | 998.6961 | 165.7017 | 206.836 | 242.9231 | 7.1616 | 60.004 | 145.6325 | 524.3713 | 9.6129 | 119
| 179 | 991.6785 | 169.0706 | 211.1077 | 248.53 | 7.1616 | 63.8652 | 154.4691 | 594.2813 | 9.6129 | 213 |  | 179 | 981.183 | 163.5716 | 209.4059 | 243.6899 | 7.1616 | 63.0217 | 161.911 | 533.0604 | 9.6129 | 144 |  | 179 | 974.5219 | 156.4572 | 202.1865 | 239.7906 | 7.1616 | 60.0514 | 159.5232 | 522.1371 | 9.6129 | 165 |  | 179 | 965.0894 | 158.9656 | 203.2449 | 237.0838 | 7.1616 | 63.3302 | 159.6604 | 493.8506 | 9.6129 | 97 |  | 179 | 990.7374 | 165.1876 | 206.3239 | 242.6481 | 7.1616 | 59.8633 | 145.1463 | 523.5868 | 9.6129 | 121
| 180 | 984.1218 | 168.3478 | 210.344 | 248.2419 | 7.1616 | 63.7908 | 154.2317 | 594.2677 | 9.6129 | 217 |  | 180 | 973.9942 | 162.7098 | 208.5156 | 243.4238 | 7.1616 | 62.9461 | 161.6686 | 532.5006 | 9.6129 | 147 |  | 180 | 967.2153 | 155.658 | 201.4601 | 239.5307 | 7.1616 | 59.9783 | 159.2809 | 521.5467 | 9.6129 | 168 |  | 180 | 957.5735 | 158.3074 | 202.6216 | 236.8344 | 7.1616 | 63.2524 | 159.4139 | 493.0798 | 9.6129 | 100 |  | 180 | 983.4892 | 164.297 | 205.4779 | 242.3732 | 7.1616 | 59.7261 | 144.6718 | 522.7952 | 9.6129 | 124
| 181 | 976.9186 | 167.2579 | 209.5918 | 247.9558 | 7.1616 | 63.7169 | 153.9925 | 594.24 | 9.6129 | 220 |  | 181 | 966.3129 | 161.7972 | 208.1684 | 243.1577 | 7.1616 | 62.8708 | 161.4246 | 531.9152 | 9.6129 | 150 |  | 181 | 959.5251 | 154.9057 | 201.0703 | 239.2708 | 7.1616 | 59.9055 | 159.0368 | 520.9301 | 9.6129 | 172 |  | 181 | 950.062 | 157.4359 | 202.2071 | 236.585 | 7.1616 | 63.1747 | 159.1651 | 492.2783 | 9.6129 | 102 |  | 181 | 975.8932 | 163.4821 | 204.869 | 242.1332 | 7.1616 | 59.5925 | 144.2091 | 521.9963 | 9.6129 | 126
| 182 | 969.7029 | 166.052 | 208.9658 | 247.6719 | 7.1616 | 63.6434 | 153.7514 | 594.1974 | 9.6129 | 224 |  | 182 | 959.1066 | 160.7712 | 207.4551 | 242.8961 | 7.1616 | 62.7958 | 161.1787 | 531.3035 | 9.6129 | 153 |  | 182 | 952.1598 | 154.1011 | 200.403 | 239.0157 | 7.1616 | 59.8329 | 158.7907 | 520.2865 | 9.6129 | 175 |  | 182 | 942.9125 | 156.5143 | 201.4763 | 236.3401 | 7.1616 | 63.0972 | 158.914 | 491.4453 | 9.6129 | 104 |  | 182 | 968.598 | 162.281 | 204.3352 | 241.9037 | 7.1616 | 59.4627 | 143.7586 | 521.1898 | 9.6129 | 128
| 183 | 961.6046 | 165.3192 | 208.7493 | 247.3881 | 7.1616 | 63.5702 | 153.5082 | 594.1396 | 9.6129 | 228 |  | 183 | 951.8004 | 159.5062 | 207.0804 | 242.6349 | 7.1616 | 62.7211 | 160.9308 | 530.6648 | 9.6129 | 155 |  | 183 | 945.0996 | 152.9137 | 199.8135 | 238.7606 | 7.1616 | 59.7605 | 158.5426 | 519.6154 | 9.6129 | 179 |  | 183 | 936.197 | 155.1027 | 200.8015 | 236.0952 | 7.1616 | 63.0198 | 158.6603 | 490.5801 | 9.6129 | 107 |  | 183 | 961.2636 | 161.0824 | 203.8379 | 241.6742 | 7.1616 | 59.3366 | 143.3204 | 520.3754 | 9.6129 | 131
| 184 | 953.7153 | 164.7097 | 208.2584 | 247.0465 | 7.1616 | 63.4975 | 153.2629 | 594.066 | 9.6129 | 231 |  | 184 | 943.9324 | 158.8164 | 206.7421 | 242.324 | 7.1616 | 62.6466 | 160.6809 | 529.9987 | 9.6129 | 158 |  | 184 | 937.4407 | 152.1931 | 199.3978 | 238.4636 | 7.1616 | 59.6885 | 158.2923 | 518.9163 | 9.6129 | 182 |  | 184 | 928.3908 | 154.4545 | 200.4817 | 235.8225 | 7.1616 | 62.9426 | 158.4042 | 489.6821 | 9.6129 | 109 |  | 184 | 953.5218 | 160.4198 | 203.2121 | 241.4446 | 7.1616 | 59.2145 | 142.8947 | 519.5532 | 9.6129 | 133
| 185 | 946.0153 | 164.0297 | 207.6802 | 246.6733 | 7.1616 | 63.4252 | 153.0155 | 593.9769 | 9.6129 | 235 |  | 185 | 936.0946 | 158.3484 | 206.1976 | 241.9671 | 7.1616 | 62.5725 | 160.4291 | 529.3056 | 9.6129 | 161 |  | 185 | 930.0196 | 151.5822 | 198.6863 | 238.1149 | 7.1616 | 59.6166 | 158.0399 | 518.1895 | 9.6129 | 185 |  | 185 | 920.7661 | 154.0153 | 199.836 | 235.4854 | 7.1616 | 62.8655 | 158.1455 | 488.752 | 9.6129 | 111 |  | 185 | 945.5312 | 159.8851 | 202.7072 | 241.2151 | 7.1616 | 59.0962 | 142.4815 | 518.7232 | 9.6129 | 135
| 186 | 938.9719 | 162.9826 | 206.7205 | 246.392 | 7.1616 | 63.3533 | 152.7662 | 593.8724 | 9.6129 | 238 |  | 186 | 928.7501 | 157.6665 | 205.279 | 241.705 | 7.1616 | 62.4986 | 160.1754 | 528.5861 | 9.6129 | 164 |  | 186 | 922.4417 | 151.1147 | 197.8994 | 237.855 | 7.1616 | 59.5451 | 157.7855 | 517.4359 | 9.6129 | 189 |  | 186 | 913.3479 | 153.4144 | 199.0771 | 235.2165 | 7.1616 | 62.7887 | 157.8844 | 487.7905 | 9.6129 | 114 |  | 186 | 938.1867 | 159.0837 | 201.8316 | 240.9768 | 7.1616 | 58.9817 | 142.0806 | 517.8858 | 9.6129 | 138
| 187 | 931.3943 | 162.1818 | 205.9683 | 246.1913 | 7.1616 | 63.2819 | 152.5149 | 593.753 | 9.6129 | 242 |  | 187 | 921.0146 | 157.1047 | 204.5866 | 241.4876 | 7.1616 | 62.4251 | 159.9199 | 527.841 | 9.6129 | 166 |  | 187 | 914.976 | 150.3646 | 197.2413 | 237.6367 | 7.1616 | 59.4738 | 157.5291 | 516.656 | 9.6129 | 192 |  | 187 | 905.8147 | 152.8897 | 198.3212 | 234.9835 | 7.1616 | 62.712 | 157.621 | 486.7983 | 9.6129 | 116 |  | 187 | 930.355 | 158.4609 | 201.2797 | 240.7236 | 7.1616 | 58.8711 | 141.6919 | 517.0413 | 9.6129 | 140
| 188 | 923.6386 | 161.4546 | 205.3251 | 245.9859 | 7.1616 | 63.2108 | 152.2618 | 593.6188 | 9.6129 | 246 |  | 188 | 913.6314 | 156.1917 | 203.832 | 241.3313 | 7.1616 | 62.3518 | 159.6627 | 527.0709 | 9.6129 | 169 |  | 188 | 907.3772 | 149.7525 | 196.5131 | 237.4836 | 7.1616 | 59.4028 | 157.271 | 515.8506 | 9.6129 | 195 |  | 188 | 898.5686 | 152.0203 | 197.5255 | 234.8479 | 7.1616 | 62.6354 | 157.3554 | 485.7763 | 9.6129 | 118 |  | 188 | 922.9299 | 157.6203 | 200.5075 | 240.5016 | 7.1616 | 58.7642 | 141.3151 | 516.19 | 9.6129 | 142
| 189 | 916.5969 | 160.492 | 204.4382 | 245.7284 | 7.1616 | 63.1402 | 152.007 | 593.4703 | 9.6129 | 249 |  | 189 | 906.5669 | 155.1508 | 202.9657 | 241.097 | 7.1616 | 62.2789 | 159.4039 | 526.2765 | 9.6129 | 172 |  | 189 | 900.2439 | 148.7289 | 195.8048 | 237.2565 | 7.1616 | 59.332 | 157.0111 | 515.0204 | 9.6129 | 199 |  | 189 | 891.3256 | 151.0426 | 196.9133 | 234.6339 | 7.1616 | 62.5591 | 157.0877 | 484.7253 | 9.6129 | 121 |  | 189 | 915.7371 | 156.5856 | 199.7736 | 240.269 | 7.1616 | 58.6609 | 140.9503 | 515.3323 | 9.6129 | 144
| 190 | 910.8294 | 159.3286 | 203.3004 | 245.4708 | 7.1616 | 63.07 | 151.7505 | 593.3077 | 9.6129 | 253 |  | 190 | 900.5774 | 154.1489 | 201.9683 | 240.8597 | 7.1616 | 62.2063 | 159.1436 | 525.4584 | 9.6129 | 175 |  | 190 | 894.0383 | 147.9423 | 194.8363 | 237.0294 | 7.1616 | 59.2616 | 156.7496 | 514.1661 | 9.6129 | 202 |  | 190 | 885.1441 | 150.2706 | 195.8222 | 234.417 | 7.1616 | 62.483 | 156.818 | 483.6459 | 9.6129 | 123 |  | 190 | 909.7236 | 155.6277 | 198.7678 | 239.9777 | 7.1616 | 58.5613 | 140.5971 | 514.4684 | 9.6129 | 147
| 191 | 904.5089 | 158.017 | 202.8986 | 245.1784 | 7.1616 | 63.0002 | 151.4925 | 593.1313 | 9.6129 | 257 |  | 191 | 894.2795 | 153.0293 | 201.4218 | 240.5976 | 7.1616 | 62.134 | 158.8819 | 524.6173 | 9.6129 | 177 |  | 191 | 888.4458 | 146.4786 | 194.0023 | 236.7792 | 7.1616 | 59.1914 | 156.4865 | 513.2883 | 9.6129 | 205 |  | 191 | 879.3735 | 148.8327 | 195.1702 | 234.1782 | 7.1616 | 62.4071 | 156.5465 | 482.5391 | 9.6129 | 125 |  | 191 | 903.5888 | 154.4129 | 198.1403 | 239.6863 | 7.1616 | 58.4653 | 140.2556 | 513.5988 | 9.6129 | 149
| 192 | 897.8146 | 157.369 | 202.1768 | 244.9164 | 7.1616 | 62.9309 | 151.2329 | 592.9414 | 9.6129 | 260 |  | 192 | 888.2665 | 151.8552 | 200.624 | 240.3564 | 7.1616 | 62.062 | 158.6187 | 523.754 | 9.6129 | 180 |  | 192 | 882.067 | 145.5041 | 193.4498 | 236.5447 | 7.1616 | 59.1216 | 156.2219 | 512.3878 | 9.6129 | 209 |  | 192 | 873.0722 | 147.864 | 194.5689 | 233.9502 | 7.1616 | 62.3314 | 156.2732 | 481.4056 | 9.6129 | 128 |  | 192 | 897.2347 | 153.4945 | 197.3668 | 239.4638 | 7.1616 | 58.3729 | 139.9254 | 512.7236 | 9.6129 | 151
| 193 | 891.1677 | 156.587 | 201.5633 | 244.6324 | 7.1616 | 62.8619 | 150.972 | 592.7383 | 9.6129 | 264 |  | 193 | 881.4746 | 151.2546 | 200.049 | 240.0977 | 7.1616 | 61.9903 | 158.3544 | 522.8689 | 9.6129 | 183 |  | 193 | 875.649 | 144.575 | 192.9077 | 236.2935 | 7.1616 | 59.052 | 155.9559 | 511.4652 | 9.6129 | 212 |  | 193 | 866.8478 | 146.8469 | 193.9497 | 233.7115 | 7.1616 | 62.2559 | 155.9982 | 480.2461 | 9.6129 | 130 |  | 193 | 890.441 | 152.8566 | 196.7772 | 239.2166 | 7.1616 | 58.2839 | 139.6066 | 511.8432 | 9.6129 | 153
| 194 | 884.803 | 155.6778 | 200.7948 | 244.3485 | 7.1616 | 62.7934 | 150.7097 | 592.5223 | 9.6129 | 267 |  | 194 | 875.1561 | 150.3499 | 199.3048 | 239.8391 | 7.1616 | 61.919 | 158.0888 | 521.9629 | 9.6129 | 186 |  | 194 | 869.0875 | 143.912 | 192.2431 | 236.0423 | 7.1616 | 58.9827 | 155.6887 | 510.5212 | 9.6129 | 215 |  | 194 | 860.2606 | 146.2127 | 193.3104 | 233.4729 | 7.1616 | 62.1806 | 155.7216 | 479.0615 | 9.6129 | 132 |  | 194 | 884.0173 | 151.8081 | 196.1962 | 239.0013 | 7.1616 | 58.1984 | 139.2989 | 510.9579 | 9.6129 | 156
| 195 | 878.0069 | 155.0888 | 200.1376 | 244.0646 | 7.1616 | 62.7253 | 150.4461 | 592.2938 | 9.6129 | 271 |  | 195 | 868.584 | 149.774 | 198.4854 | 239.5804 | 7.1616 | 61.848 | 157.8222 | 521.0366 | 9.6129 | 188 |  | 195 | 862.2115 | 143.2988 | 191.843 | 235.7911 | 7.1616 | 58.9137 | 155.4203 | 509.5566 | 9.6129 | 219 |  | 195 | 853.5407 | 145.5243 | 192.858 | 233.2342 | 7.1616 | 62.1056 | 155.4436 | 477.8526 | 9.6129 | 135 |  | 195 | 877.2045 | 151.1024 | 195.6598 | 238.7876 | 7.1616 | 58.1163 | 139.0023 | 510.0681 | 9.6129 | 158
| 196 | 870.481 | 154.7234 | 199.9627 | 243.8045 | 7.1616 | 62.6576 | 150.1814 | 592.0529 | 9.6129 | 274 |  | 196 | 861.5492 | 148.8834 | 198.4307 | 239.3343 | 7.1616 | 61.7774 | 157.5545 | 520.0906 | 9.6129 | 191 |  | 196 | 855.6087 | 142.3931 | 191.4464 | 235.5559 | 7.1616 | 58.8451 | 155.1507 | 508.572 | 9.6129 | 222 |  | 196 | 847.0296 | 144.6019 | 192.4171 | 233.0094 | 7.1616 | 62.0309 | 155.1642 | 476.6201 | 9.6129 | 137 |  | 196 | 869.8808 | 150.4762 | 195.5549 | 238.574 | 7.1616 | 58.0376 | 138.7165 | 509.1741 | 9.6129 | 160
| 197 | 863.3245 | 154.0413 | 199.7217 | 243.5579 | 7.1616 | 62.5904 | 149.9156 | 591.8001 | 9.6129 | 278 |  | 197 | 854.0319 | 148.5457 | 198.2809 | 239.1129 | 7.1616 | 61.7071 | 157.286 | 519.1256 | 9.6129 | 194 |  | 197 | 848.4384 | 142.014 | 191.0705 | 235.3408 | 7.1616 | 58.7767 | 154.8801 | 507.5681 | 9.6129 | 225 |  | 197 | 839.8392 | 144.2738 | 192.0378 | 232.8079 | 7.1616 | 61.9564 | 154.8835 | 475.3647 | 9.6129 | 139 |  | 197 | 862.5553 | 150.04 | 195.2618 | 238.3603 | 7.1616 | 57.9621 | 138.4414 | 508.2762 | 9.6129 | 162
| 198 | 856.6535 | 153.1792 | 199.175 | 243.3113 | 7.1616 | 62.5235 | 149.6488 | 591.5355 | 9.6129 | 281 |  | 198 | 847.4549 | 147.7096 | 197.6862 | 238.8947 | 7.1616 | 61.6371 | 157.0166 | 518.1424 | 9.6129 | 196 |  | 198 | 841.6039 | 141.4444 | 190.5494 | 235.1256 | 7.1616 | 58.7087 | 154.6086 | 506.5456 | 9.6129 | 229 |  | 198 | 833.0968 | 143.6126 | 191.5413 | 232.6087 | 7.1616 | 61.8821 | 154.6016 | 474.0874 | 9.6129 | 142 |  | 198 | 855.8162 | 149.459 | 194.527 | 238.1467 | 7.1616 | 57.8899 | 138.1769 | 507.3746 | 9.6129 | 165
| 199 | 849.9643 | 152.4545 | 198.5446 | 243.0295 | 7.1616 | 62.4571 | 149.3811 | 591.2596 | 9.6129 | 285 |  | 199 | 841.1683 | 146.6458 | 197.0541 | 238.6511 | 7.1616 | 61.5675 | 156.7465 | 517.1415 | 9.6129 | 199 |  | 199 | 835.2957 | 140.4303 | 189.9784 | 234.8786 | 7.1616 | 58.641 | 154.3362 | 505.5052 | 9.6129 | 232 |  | 199 | 826.9591 | 142.5694 | 190.84 | 232.3916 | 7.1616 | 61.8082 | 154.3188 | 472.7889 | 9.6129 | 144 |  | 199 | 849.3315 | 148.3547 | 194.0613 | 237.933 | 7.1616 | 57.821 | 137.9229 | 506.4698 | 9.6129 | 167
| 200 | 843.5194 | 151.6223 | 197.779 | 242.7459 | 7.1616 | 62.3911 | 149.1126 | 590.9726 | 9.6129 | 288 |  | 200 | 834.8251 | 145.7005 | 196.3919 | 238.3757 | 7.1616 | 61.4982 | 156.4757 | 516.1236 | 9.6129 | 202 |  | 200 | 828.8105 | 139.6545 | 189.3603 | 234.6173 | 7.1616 | 58.5736 | 154.0631 | 504.4475 | 9.6129 | 235 |  | 200 | 820.4977 | 141.742 | 190.2813 | 232.1397 | 7.1616 | 61.7345 | 154.0349 | 471.4699 | 9.6129 | 146 |  | 200 | 842.8569 | 147.4579 | 193.3777 | 237.7193 | 7.1616 | 57.7552 | 137.6791 | 505.562 | 9.6129 | 169
| 201 | 837.3538 | 150.6852 | 196.8755 | 242.4259 | 7.1616 | 62.3255 | 148.8433 | 590.6748 | 9.6129 | 292 |  | 201 | 828.7258 | 144.7482 | 195.5091 | 238.0839 | 7.1616 | 61.4293 | 156.2044 | 515.0894 | 9.6129 | 204 |  | 201 | 823.0445 | 138.6737 | 188.2548 | 234.3292 | 7.1616 | 58.5065 | 153.7894 | 503.3734 | 9.6129 | 238 |  | 201 | 814.5748 | 140.747 | 189.3681 | 231.8714 | 7.1616 | 61.6611 | 153.7502 | 470.1312 | 9.6129 | 148 |  | 201 | 836.8959 | 146.5591 | 192.1827 | 237.5057 | 7.1616 | 57.6925 | 137.4455 | 504.6515 | 9.6129 | 171
| 202 | 831.2013 | 149.6119 | 196.103 | 242.0979 | 7.1616 | 62.2603 | 148.5734 | 590.3666 | 9.6129 | 295 |  | 202 | 822.4821 | 144.1746 | 194.4027 | 237.7815 | 7.1616 | 61.3608 | 155.9326 | 514.0396 | 9.6129 | 207 |  | 202 | 816.7424 | 138.1476 | 187.2375 | 234.0343 | 7.1616 | 58.4398 | 153.515 | 502.2834 | 9.6129 | 242 |  | 202 | 808.1922 | 140.243 | 188.4373 | 231.5896 | 7.1616 | 61.588 | 153.4648 | 468.7737 | 9.6129 | 151 |  | 202 | 830.6503 | 145.6733 | 191.2592 | 237.292 | 7.1616 | 57.6329 | 137.2218 | 503.7388 | 9.6129 | 173
| 203 | 825.0028 | 148.4293 | 195.421 | 241.8347 | 7.1616 | 62.1956 | 148.3028 | 590.0481 | 9.6129 | 299 |  | 203 | 815.6721 | 143.6199 | 193.7786 | 237.5442 | 7.1616 | 61.2926 | 155.6604 | 512.9748 | 9.6129 | 210 |  | 203 | 809.7664 | 137.6656 | 186.7839 | 233.8056 | 7.1616 | 58.3734 | 153.2402 | 501.1782 | 9.6129 | 245 |  | 203 | 801.2589 | 139.8918 | 187.8396 | 231.3724 | 7.1616 | 61.5152 | 153.1787 | 467.3981 | 9.6129 | 153 |  | 203 | 823.902 | 144.8879 | 190.7382 | 237.0784 | 7.1616 | 57.5764 | 137.0081 | 502.824 | 9.6129 | 176
| 204 | 818.5918 | 147.5644 | 194.6484 | 241.5569 | 7.1616 | 62.1313 | 148.0318 | 589.7197 | 9.6129 | 302 |  | 204 | 809.5684 | 142.6242 | 192.9116 | 237.2845 | 7.1616 | 61.2248 | 155.3879 | 511.8958 | 9.6129 | 212 |  | 204 | 803.2902 | 136.9201 | 186.1188 | 233.552 | 7.1616 | 58.3074 | 152.9649 | 500.0586 | 9.6129 | 248 |  | 204 | 795.1704 | 138.9374 | 187.0093 | 231.1463 | 7.1616 | 61.4427 | 152.892 | 466.0051 | 9.6129 | 155 |  | 204 | 817.5813 | 143.9219 | 190.2047 | 236.63 | 7.1616 | 57.5228 | 136.804 | 501.9075 | 9.6129 | 178
| 205 | 811.9891 | 146.9881 | 193.7471 | 241.3109 | 7.1616 | 62.0674 | 147.7603 | 589.3818 | 9.6129 | 306 |  | 205 | 802.6067 | 142.1552 | 192.3371 | 237.0636 | 7.1616 | 61.1574 | 155.1152 | 510.8031 | 9.6129 | 215 |  | 205 | 796.7135 | 136.1805 | 185.508 | 233.3387 | 7.1616 | 58.2417 | 152.6894 | 498.9253 | 9.6129 | 251 |  | 205 | 788.4865 | 138.2513 | 186.4823 | 230.9439 | 7.1616 | 61.3706 | 152.6049 | 464.5957 | 9.6129 | 157 |  | 205 | 810.9843 | 143.3838 | 189.414 | 236.2874 | 7.1616 | 57.4722 | 136.6095 | 500.9896 | 9.6129 | 180
| 206 | 804.3889 | 146.7146 | 193.5281 | 241.0775 | 7.1616 | 62.0039 | 147.4885 | 589.0346 | 9.6129 | 309 |  | 206 | 795.4893 | 141.6484 | 191.9439 | 236.8548 | 7.1616 | 61.0903 | 154.8423 | 509.6974 | 9.6129 | 217 |  | 206 | 789.5869 | 135.7214 | 185.156 | 233.1361 | 7.1616 | 58.1764 | 152.4137 | 497.7789 | 9.6129 | 255 |  | 206 | 781.3726 | 137.7814 | 186.1573 | 230.7535 | 7.1616 | 61.2987 | 152.3175 | 463.1705 | 9.6129 | 160 |  | 206 | 803.6487 | 143.0298 | 189.0604 | 236.062 | 7.1616 | 57.4244 | 136.4245 | 500.0707 | 9.6129 | 182
| 207 | 797.0045 | 146.5129 | 193.0212 | 240.8441 | 7.1616 | 61.9408 | 147.2164 | 588.6784 | 9.6129 | 312 |  | 207 | 788.2762 | 141.285 | 191.5031 | 236.646 | 7.1616 | 61.0237 | 154.5695 | 508.5794 | 9.6129 | 220 |  | 207 | 782.5962 | 135.3254 | 184.6049 | 232.9335 | 7.1616 | 58.1114 | 152.1378 | 496.6201 | 9.6129 | 258 |  | 207 | 774.1544 | 137.5638 | 185.6841 | 230.563 | 7.1616 | 61.2272 | 152.0299 | 461.7304 | 9.6129 | 162 |  | 207 | 796.2462 | 142.7647 | 188.6849 | 235.8366 | 7.1616 | 57.3795 | 136.2487 | 499.1511 | 9.6129 | 184
| 208 | 789.566 | 146.2913 | 192.5721 | 240.6271 | 7.1616 | 61.8782 | 146.9442 | 588.3135 | 9.6129 | 316 |  | 208 | 781.0712 | 140.874 | 191.0897 | 236.4492 | 7.1616 | 60.9574 | 154.2967 | 507.4499 | 9.6129 | 223 |  | 208 | 775.4585 | 134.9703 | 184.15 | 232.7408 | 7.1616 | 58.0468 | 151.8619 | 495.4496 | 9.6129 | 261 |  | 208 | 767.2443 | 137.1208 | 185.1255 | 230.3754 | 7.1616 | 61.156 | 151.7421 | 460.276 | 9.6129 | 164 |  | 208 | 789.0153 | 142.4581 | 188.2297 | 235.5607 | 7.1616 | 57.3373 | 136.0821 | 498.231 | 9.6129 | 186
| 209 | 782.5509 | 145.5275 | 192.2397 | 240.4121 | 7.1616 | 61.816 | 146.6718 | 587.9402 | 9.6129 | 319 |  | 209 | 773.8984 | 140.2889 | 190.8117 | 236.2591 | 7.1616 | 60.8915 | 154.024 | 506.3093 | 9.6129 | 225 |  | 209 | 768.3968 | 134.3183 | 183.9073 | 232.5569 | 7.1616 | 57.9826 | 151.586 | 494.2681 | 9.6129 | 264 |  | 209 | 760.2568 | 136.4534 | 184.8526 | 230.2039 | 7.1616 | 61.0852 | 151.4543 | 458.8083 | 9.6129 | 166 |  | 209 | 782.0328 | 141.7476 | 187.9056 | 235.3094 | 7.1616 | 57.2979 | 135.9245 | 497.3108 | 9.6129 | 189
| 210 | 775.7476 | 144.7427 | 191.7165 | 240.1972 | 7.1616 | 61.7542 | 146.3995 | 587.5589 | 9.6129 | 322 |  | 210 | 766.7562 | 139.8784 | 190.3284 | 236.0689 | 7.1616 | 60.826 | 153.7515 | 505.1585 | 9.6129 | 228 |  | 210 | 761.2447 | 133.8954 | 183.5258 | 232.373 | 7.1616 | 57.9187 | 151.3103 | 493.0763 | 9.6129 | 267 |  | 210 | 753.09 | 136.0896 | 184.4554 | 230.0324 | 7.1616 | 61.0148 | 151.1666 | 457.328 | 9.6129 | 169 |  | 210 | 775.0426 | 141.2117 | 187.381 | 235.0916 | 7.1616 | 57.2613 | 135.7757 | 496.3908 | 9.6129 | 191
| 211 | 768.5343 | 144.1493 | 191.4117 | 239.9823 | 7.1616 | 61.6928 | 146.1272 | 587.1697 | 9.6129 | 326 |  | 211 | 759.3983 | 139.5966 | 189.9322 | 235.8788 | 7.1616 | 60.7609 | 153.4794 | 503.998 | 9.6129 | 230 |  | 211 | 753.8997 | 133.6349 | 183.1748 | 232.1891 | 7.1616 | 57.8552 | 151.0348 | 491.8749 | 9.6129 | 270 |  | 211 | 745.9615 | 135.6667 | 184.079 | 229.8609 | 7.1616 | 60.9447 | 150.879 | 455.8359 | 9.6129 | 171 |  | 211 | 767.9831 | 140.8057 | 187.004 | 234.6657 | 7.1616 | 57.2272 | 135.6357 | 495.4713 | 9.6129 | 193
| 212 | 761.6101 | 143.5179 | 190.856 | 239.7674 | 7.1616 | 61.6319 | 145.8551 | 586.7731 | 9.6129 | 329 |  | 212 | 752.7742 | 138.8043 | 189.3126 | 235.6886 | 7.1616 | 60.6962 | 153.2076 | 502.8287 | 9.6129 | 233 |  | 212 | 747.5819 | 132.817 | 182.3541 | 232.0052 | 7.1616 | 57.7921 | 150.7596 | 490.6646 | 9.6129 | 273 |  | 212 | 739.6474 | 134.8649 | 183.267 | 229.6894 | 7.1616 | 60.875 | 150.5917 | 454.3327 | 9.6129 | 173 |  | 212 | 761.5099 | 140.1659 | 186.274 | 234.2401 | 7.1616 | 57.1958 | 135.5042 | 494.5527 | 9.6129 | 195
| 213 | 754.9954 | 142.7375 | 190.1398 | 239.5525 | 7.1616 | 61.5714 | 145.5832 | 586.3693 | 9.6129 | 332 |  | 213 | 746.2762 | 137.7677 | 188.8112 | 235.4984 | 7.1616 | 60.6319 | 152.9364 | 501.651 | 9.6129 | 235 |  | 213 | 741.3629 | 131.6315 | 181.8021 | 231.8213 | 7.1616 | 57.7294 | 150.4848 | 489.4461 | 9.6129 | 276 |  | 213 | 733.637 | 133.5996 | 182.615 | 229.5178 | 7.1616 | 60.8056 | 150.3049 | 452.8193 | 9.6129 | 175 |  | 213 | 755.043 | 139.2106 | 185.8378 | 233.8299 | 7.1616 | 57.1669 | 135.3811 | 493.6352 | 9.6129 | 197
| 214 | 748.1443 | 141.9118 | 189.7052 | 239.3375 | 7.1616 | 61.5113 | 145.3117 | 585.9586 | 9.6129 | 336 |  | 214 | 739.7221 | 136.8065 | 188.2906 | 235.3083 | 7.1616 | 60.568 | 152.6657 | 500.4657 | 9.6129 | 238 |  | 214 | 734.9386 | 130.7026 | 181.1988 | 231.6375 | 7.1616 | 57.6671 | 150.2106 | 488.22 | 9.6129 | 280 |  | 214 | 727.0856 | 132.6967 | 182.1414 | 229.3463 | 7.1616 | 60.7367 | 150.0185 | 451.2963 | 9.6129 | 177 |  | 214 | 748.7897 | 138.1204 | 185.2205 | 233.5224 | 7.1616 | 57.1405 | 135.2663 | 492.7193 | 9.6129 | 199
| 215 | 741.6351 | 140.8123 | 189.2026 | 239.1226 | 7.1616 | 61.4516 | 145.0405 | 585.5414 | 9.6129 | 339 |  | 215 | 733.8332 | 135.2583 | 187.6917 | 235.1181 | 7.1616 | 60.5045 | 152.3957 | 499.2734 | 9.6129 | 240 |  | 215 | 728.5741 | 129.5891 | 180.7203 | 231.4536 | 7.1616 | 57.6051 | 149.9369 | 486.9871 | 9.6129 | 283 |  | 215 | 720.7015 | 131.5827 | 181.7118 | 229.1748 | 7.1616 | 60.6682 | 149.7327 | 449.7647 | 9.6129 | 179 |  | 215 | 742.3729 | 137.0549 | 184.6363 | 233.3204 | 7.1616 | 57.1166 | 135.1597 | 491.8051 | 9.6129 | 201
| 216 | 735.2573 | 139.9882 | 188.2931 | 238.9077 | 7.1616 | 61.3923 | 144.7699 | 585.1178 | 9.6129 | 342 |  | 216 | 727.3159 | 134.5717 | 186.8597 | 234.928 | 7.1616 | 60.4414 | 152.1264 | 498.0749 | 9.6129 | 243 |  | 216 | 722.1564 | 128.6384 | 180.1323 | 231.2697 | 7.1616 | 57.5436 | 149.6639 | 485.748 | 9.6129 | 286 |  | 216 | 714.3118 | 130.6868 | 181.0695 | 229.0033 | 7.1616 | 60.6 | 149.4476 | 448.2252 | 9.6129 | 182 |  | 216 | 735.6312 | 136.3261 | 184.0403 | 233.1184 | 7.1616 | 57.0951 | 135.061 | 490.893 | 9.6129 | 203
| 217 | 729.0989 | 138.9142 | 187.413 | 238.6939 | 7.1616 | 61.3335 | 144.4998 | 584.6883 | 9.6129 | 345 |  | 217 | 721.1089 | 133.6136 | 185.9787 | 234.7478 | 7.1616 | 60.3788 | 151.858 | 496.8708 | 9.6129 | 245 |  | 217 | 715.7114 | 128.0584 | 179.1885 | 231.0981 | 7.1616 | 57.4824 | 149.3917 | 484.5035 | 9.6129 | 289 |  | 217 | 707.9633 | 129.8497 | 180.3191 | 228.84 | 7.1616 | 60.5323 | 149.1633 | 446.6786 | 9.6129 | 184 |  | 217 | 729.4319 | 135.3775 | 183.1218 | 232.9163 | 7.1616 | 57.076 | 134.9702 | 489.9834 | 9.6129 | 205
| 218 | 722.6784 | 138.1577 | 186.4626 | 238.4951 | 7.1616 | 61.275 | 144.2303 | 584.2531 | 9.6129 | 349 |  | 218 | 714.8041 | 132.912 | 184.933 | 234.5738 | 7.1616 | 60.3166 | 151.5905 | 495.6617 | 9.6129 | 248 |  | 218 | 709.2644 | 127.3743 | 178.3469 | 230.9304 | 7.1616 | 57.4217 | 149.1203 | 483.2542 | 9.6129 | 292 |  | 218 | 701.6677 | 129.2391 | 179.2811 | 228.6849 | 7.1616 | 60.465 | 148.8798 | 445.1256 | 9.6129 | 186 |  | 218 | 723.0635 | 134.6557 | 182.1455 | 232.7143 | 7.1616 | 57.0592 | 134.8871 | 489.0765 | 9.6129 | 207
| 219 | 716.2592 | 137.1778 | 185.7342 | 238.2963 | 7.1616 | 61.2171 | 143.9616 | 583.8125 | 9.6129 | 352 |  | 219 | 708.1171 | 132.3247 | 184.1553 | 234.3998 | 7.1616 | 60.2548 | 151.324 | 494.4484 | 9.6129 | 250 |  | 219 | 702.6532 | 126.9512 | 177.4085 | 230.7627 | 7.1616 | 57.3614 | 148.8499 | 482.0008 | 9.6129 | 295 |  | 219 | 695.0234 | 128.7868 | 178.4335 | 228.5298 | 7.1616 | 60.3981 | 148.5974 | 443.5671 | 9.6129 | 188 |  | 219 | 716.462 | 133.9195 | 181.4167 | 232.5123 | 7.1616 | 57.0446 | 134.8115 | 488.1727 | 9.6129 | 209
| 220 | 709.4707 | 136.5497 | 185.0233 | 238.0975 | 7.1616 | 61.1595 | 143.6937 | 583.3668 | 9.6129 | 355 |  | 220 | 701.4254 | 131.6148 | 183.5078 | 234.2228 | 7.1616 | 60.1934 | 151.0586 | 493.2315 | 9.6129 | 253 |  | 220 | 695.9187 | 126.283 | 176.8386 | 230.5951 | 7.1616 | 57.3015 | 148.5805 | 480.7441 | 9.6129 | 298 |  | 220 | 688.5114 | 128.1028 | 177.6744 | 228.3855 | 7.1616 | 60.3317 | 148.3161 | 442.0038 | 9.6129 | 190 |  | 220 | 710.036 | 132.9796 | 180.716 | 232.3103 | 7.1616 | 57.0323 | 134.7434 | 487.2722 | 9.6129 | 211
| 221 | 702.6056 | 135.9531 | 184.3633 | 237.8929 | 7.1616 | 61.1023 | 143.4267 | 582.9164 | 9.6129 | 358 |  | 221 | 694.4624 | 131.1389 | 182.9182 | 234.0251 | 7.1616 | 60.1325 | 150.7944 | 492.0116 | 9.6129 | 255 |  | 221 | 689.4619 | 125.5603 | 176.0557 | 230.417 | 7.1616 | 57.242 | 148.3122 | 479.4846 | 9.6129 | 301 |  | 221 | 681.962 | 127.3914 | 176.973 | 228.2484 | 7.1616 | 60.2657 | 148.0361 | 440.4365 | 9.6129 | 192 |  | 221 | 703.1504 | 132.414 | 180.0683 | 232.1407 | 7.1616 | 57.0222 | 134.6825 | 486.3755 | 9.6129 | 213
| 222 | 696.5513 | 134.7322 | 183.5355 | 237.6696 | 7.1616 | 61.0456 | 143.1607 | 582.4614 | 9.6129 | 361 |  | 222 | 688.2191 | 130.1512 | 182.1144 | 233.8339 | 7.1616 | 60.072 | 150.5315 | 490.7894 | 9.6129 | 257 |  | 222 | 682.8672 | 124.7472 | 175.4953 | 230.2448 | 7.1616 | 57.1829 | 148.0452 | 478.2231 | 9.6129 | 304 |  | 222 | 675.272 | 126.5752 | 176.483 | 228.1452 | 7.1616 | 60.2001 | 147.7573 | 438.866 | 9.6129 | 194 |  | 222 | 696.5706 | 131.5465 | 179.437 | 231.9509 | 7.1616 | 57.0142 | 134.6288 | 485.4827 | 9.6129 | 215
| 223 | 690.287 | 133.9375 | 182.7919 | 237.1461 | 7.1616 | 60.9893 | 142.8957 | 582.0023 | 9.6129 | 364 |  | 223 | 682.0522 | 128.9242 | 181.4965 | 233.6195 | 7.1616 | 60.012 | 150.27 | 489.5657 | 9.6129 | 260 |  | 223 | 676.7361 | 123.7112 | 174.6994 | 230.0675 | 7.1616 | 57.1243 | 147.7795 | 476.9604 | 9.6129 | 307 |  | 223 | 669.2088 | 125.4428 | 175.6787 | 228.0459 | 7.1616 | 60.1351 | 147.4799 | 437.293 | 9.6129 | 196 |  | 223 | 690.4632 | 130.5049 | 178.5184 | 231.75 | 7.1616 | 57.0083 | 134.5821 | 484.5944 | 9.6129 | 217
| 224 | 683.7699 | 133.0738 | 181.9621 | 237.0304 | 7.1616 | 60.9334 | 142.6319 | 581.5393 | 9.6129 | 367 |  | 224 | 675.308 | 128.4051 | 180.6226 | 233.5305 | 7.1616 | 59.9524 | 150.0099 | 488.341 | 9.6129 | 262 |  | 224 | 670.2987 | 122.7618 | 174.0207 | 229.9925 | 7.1616 | 57.0661 | 147.5151 | 475.697 | 9.6129 | 310 |  | 224 | 662.6661 | 124.6586 | 174.9655 | 227.9866 | 7.1616 | 60.0705 | 147.2041 | 435.7185 | 9.6129 | 198 |  | 224 | 684.0161 | 129.8267 | 177.6557 | 231.4695 | 7.1616 | 57.0044 | 134.5422 | 483.7106 | 9.6129 | 219
| 225 | 677.0203 | 132.2577 | 181.2927 | 236.9392 | 7.1616 | 60.878 | 142.3693 | 581.0727 | 9.6129 | 370 |  | 225 | 668.6955 | 127.5873 | 179.8777 | 233.4797 | 7.1616 | 59.8933 | 149.7513 | 487.1161 | 9.6129 | 265 |  | 225 | 663.8082 | 121.9665 | 173.2149 | 229.9439 | 7.1616 | 57.0083 | 147.2523 | 474.4337 | 9.6129 | 312 |  | 225 | 655.9031 | 124.1203 | 174.2082 | 227.946 | 7.1616 | 60.0063 | 146.9299 | 434.1431 | 9.6129 | 200 |  | 225 | 677.2099 | 129.2177 | 176.9922 | 231.2797 | 7.1616 | 57.0025 | 134.509 | 482.8319 | 9.6129 | 221
| 226 | 670.3521 | 131.4023 | 180.6381 | 236.7911 | 7.1616 | 60.8229 | 142.108 | 580.6029 | 9.6129 | 374 |  | 226 | 662.2092 | 126.7001 | 179.1614 | 233.3433 | 7.1616 | 59.8346 | 149.4943 | 485.8916 | 9.6129 | 267 |  | 226 | 657.3218 | 120.9906 | 172.6651 | 229.8155 | 7.1616 | 56.951 | 146.991 | 473.1711 | 9.6129 | 315 |  | 226 | 649.5907 | 123.008 | 173.647 | 227.8325 | 7.1616 | 59.9427 | 146.6574 | 432.5676 | 9.6129 | 202 |  | 226 | 670.8195 | 128.1483 | 176.3734 | 231.0898 | 7.1616 | 57.0026 | 134.4823 | 481.9584 | 9.6129 | 223
| 227 | 663.877 | 130.5804 | 179.7022 | 236.6977 | 7.1616 | 60.7683 | 141.8481 | 580.1301 | 9.6129 | 377 |  | 227 | 655.8964 | 125.6932 | 178.3541 | 233.2442 | 7.1616 | 59.7764 | 149.2391 | 484.6681 | 9.6129 | 269 |  | 227 | 650.7923 | 120.2953 | 171.8266 | 229.7385 | 7.1616 | 56.8941 | 146.7313 | 471.91 | 9.6129 | 318 |  | 227 | 643.0138 | 122.3113 | 172.9056 | 227.7481 | 7.1616 | 59.8795 | 146.3867 | 430.9928 | 9.6129 | 204 |  | 227 | 664.7792 | 127.1896 | 175.2938 | 230.8999 | 7.1616 | 57.0045 | 134.4621 | 481.0905 | 9.6129 | 225
| 228 | 657.5199 | 129.748 | 178.6389 | 236.6243 | 7.1616 | 60.7141 | 141.5897 | 579.6546 | 9.6129 | 380 |  | 228 | 649.67 | 124.7581 | 177.3071 | 233.2265 | 7.1616 | 59.7186 | 148.9857 | 483.4464 | 9.6129 | 272 |  | 228 | 644.5951 | 119.3736 | 170.8448 | 229.6989 | 7.1616 | 56.8377 | 146.4735 | 470.651 | 9.6129 | 321 |  | 228 | 636.95 | 121.2971 | 171.9016 | 227.7308 | 7.1616 | 59.8169 | 146.118 | 429.4195 | 9.6129 | 206 |  | 228 | 658.2612 | 126.2494 | 174.6757 | 230.7077 | 7.1616 | 57.0083 | 134.4481 | 480.2286 | 9.6129 | 227
| 229 | 650.5041 | 129.1671 | 178.0033 | 236.5303 | 7.1616 | 60.6604 | 141.3329 | 579.1767 | 9.6129 | 383 |  | 229 | 642.9241 | 123.9313 | 176.7242 | 233.1561 | 7.1616 | 59.6614 | 148.7341 | 482.2271 | 9.6129 | 274 |  | 229 | 638.1082 | 118.4093 | 170.2187 | 229.6358 | 7.1616 | 56.7817 | 146.2175 | 469.3949 | 9.6129 | 324 |  | 229 | 630.5762 | 120.3049 | 171.2172 | 227.6819 | 7.1616 | 59.7547 | 145.8513 | 427.8485 | 9.6129 | 208 |  | 229 | 651.3451 | 125.638 | 174.1457 | 230.4967 | 7.1616 | 57.0139 | 134.4403 | 479.3729 | 9.6129 | 229
| 230 | 644.1585 | 128.2103 | 177.3317 | 236.1781 | 7.1616 | 60.607 | 141.0776 | 578.6967 | 9.6129 | 385 |  | 230 | 636.7973 | 123.0864 | 175.8114 | 232.8144 | 7.1616 | 59.6045 | 148.4846 | 481.0109 | 9.6129 | 276 |  | 230 | 632.154 | 117.3782 | 169.4224 | 229.277 | 7.1616 | 56.7262 | 145.9634 | 468.1423 | 9.6129 | 327 |  | 230 | 624.5946 | 119.4561 | 170.2628 | 227.3675 | 7.1616 | 59.6931 | 145.5867 | 426.2805 | 9.6129 | 210 |  | 230 | 645.0602 | 124.8687 | 173.2089 | 230.2192 | 7.1616 | 57.0213 | 134.4385 | 478.5237 | 9.6129 | 231
| 231 | 637.9093 | 127.0842 | 176.7192 | 235.8396 | 7.1616 | 60.5541 | 140.8242 | 578.215 | 9.6129 | 388 |  | 231 | 630.2301 | 122.2328 | 175.3568 | 232.4638 | 7.1616 | 59.5482 | 148.2371 | 479.7984 | 9.6129 | 278 |  | 231 | 625.9046 | 116.7815 | 168.4533 | 228.9518 | 7.1616 | 56.6712 | 145.7113 | 466.894 | 9.6129 | 330 |  | 231 | 618.5174 | 118.6304 | 169.4388 | 226.9949 | 7.1616 | 59.6319 | 145.3244 | 424.7164 | 9.6129 | 212 |  | 231 | 638.6165 | 123.8242 | 172.7396 | 229.9082 | 7.1616 | 57.0304 | 134.4424 | 477.6814 | 9.6129 | 233
| 232 | 631.7628 | 126.1176 | 175.8444 | 235.5012 | 7.1616 | 60.5016 | 140.5725 | 577.7318 | 9.6129 | 391 |  | 232 | 624.5288 | 121.1569 | 174.2223 | 232.1493 | 7.1616 | 59.4924 | 147.9917 | 478.5904 | 9.6129 | 281 |  | 232 | 620.0519 | 115.6959 | 167.5568 | 228.6463 | 7.1616 | 56.6166 | 145.4613 | 465.6505 | 9.6129 | 332 |  | 232 | 612.4277 | 117.6721 | 168.6794 | 226.703 | 7.1616 | 59.5714 | 145.0645 | 423.1569 | 9.6129 | 214 |  | 232 | 632.8762 | 122.7347 | 171.4853 | 229.7238 | 7.1616 | 57.0411 | 134.4521 | 476.8464 | 9.6129 | 235
| 233 | 625.6723 | 124.854 | 175.0541 | 235.3194 | 7.1616 | 60.4495 | 140.3227 | 577.2474 | 9.6129 | 394 |  | 233 | 617.8389 | 120.312 | 173.6858 | 231.9945 | 7.1616 | 59.437 | 147.7486 | 477.3874 | 9.6129 | 283 |  | 233 | 613.3528 | 114.9682 | 166.9875 | 228.502 | 7.1616 | 56.5625 | 145.2136 | 464.4127 | 9.6129 | 335 |  | 233 | 606.0051 | 116.8564 | 167.9515 | 226.5699 | 7.1616 | 59.5113 | 144.8069 | 421.6028 | 9.6129 | 216 |  | 233 | 626.4586 | 121.7575 | 170.7961 | 229.5394 | 7.1616 | 57.0534 | 134.4673 | 476.0188 | 9.6129 | 236
| 234 | 619.3805 | 123.9717 | 174.1248 | 235.0965 | 7.1616 | 60.3979 | 140.0748 | 576.7621 | 9.6129 | 397 |  | 234 | 611.7248 | 119.2154 | 172.8729 | 231.792 | 7.1616 | 59.3821 | 147.5078 | 476.1902 | 9.6129 | 285 |  | 234 | 606.8493 | 114.1999 | 166.3314 | 228.2894 | 7.1616 | 56.5089 | 144.9681 | 463.1811 | 9.6129 | 338 |  | 234 | 599.4762 | 116.1868 | 167.2662 | 226.3543 | 7.1616 | 59.4518 | 144.552 | 420.055 | 9.6129 | 218 |  | 234 | 620.1695 | 120.7469 | 170.0116 | 229.3551 | 7.1616 | 57.0673 | 134.488 | 475.199 | 9.6129 | 238
| 235 | 613.1869 | 123.0468 | 173.4336 | 234.58 | 7.1616 | 60.3467 | 139.8291 | 576.2763 | 9.6129 | 400 |  | 235 | 605.6546 | 118.2894 | 172.0588 | 231.3762 | 7.1616 | 59.3277 | 147.2695 | 474.9994 | 9.6129 | 287 |  | 235 | 600.8146 | 113.1297 | 165.7463 | 227.8391 | 7.1616 | 56.4558 | 144.725 | 461.9565 | 9.6129 | 341 |  | 235 | 593.3415 | 115.1433 | 166.7896 | 225.9099 | 7.1616 | 59.3929 | 144.2997 | 418.514 | 9.6129 | 220 |  | 235 | 613.5713 | 119.8253 | 169.4978 | 229.1202 | 7.1616 | 57.0828 | 134.5139 | 474.3874 | 9.6129 | 240
| 236 | 606.8904 | 122.3237 | 172.3577 | 234.3491 | 7.1616 | 60.2959 | 139.5854 | 575.7901 | 9.6129 | 403 |  | 236 | 599.3354 | 117.5192 | 171.2283 | 231.0699 | 7.1616 | 59.2738 | 147.0336 | 473.8157 | 9.6129 | 289 |  | 236 | 594.5929 | 112.4062 | 164.8392 | 227.551 | 7.1616 | 56.4031 | 144.4844 | 460.7397 | 9.6129 | 343 |  | 236 | 587.1419 | 114.4527 | 165.8999 | 225.5904 | 7.1616 | 59.3345 | 144.0501 | 416.9809 | 9.6129 | 222 |  | 236 | 607.2291 | 119.1532 | 168.4831 | 228.8807 | 7.1616 | 57.0997 | 134.5449 | 473.5843 | 9.6129 | 242
| 237 | 600.3165 | 121.5352 | 171.5714 | 234.1715 | 7.1616 | 60.2455 | 139.344 | 575.3041 | 9.6129 | 406 |  | 237 | 592.8033 | 116.8637 | 170.3735 | 230.8862 | 7.1616 | 59.2204 | 146.8003 | 472.6398 | 9.6129 | 292 |  | 237 | 588.2013 | 111.7171 | 163.9721 | 227.3585 | 7.1616 | 56.3509 | 144.2464 | 459.5311 | 9.6129 | 346 |  | 237 | 580.7326 | 113.7577 | 165.0612 | 225.4341 | 7.1616 | 59.2767 | 143.8034 | 415.4563 | 9.6129 | 224 |  | 237 | 600.8266 | 118.3738 | 167.6358 | 228.6412 | 7.1616 | 57.118 | 134.5809 | 472.7899 | 9.6129 | 244
| 238 | 593.7551 | 120.9003 | 170.6628 | 233.9501 | 7.1616 | 60.1956 | 139.1049 | 574.8183 | 9.6129 | 408 |  | 238 | 586.5097 | 116.1634 | 169.3402 | 230.6872 | 7.1616 | 59.1675 | 146.5697 | 471.4723 | 9.6129 | 294 |  | 238 | 581.9513 | 110.9557 | 163.0367 | 227.165 | 7.1616 | 56.2993 | 144.011 | 458.3317 | 9.6129 | 349 |  | 238 | 574.605 | 113.0728 | 163.9572 | 225.2513 | 7.1616 | 59.2195 | 143.5597 | 413.941 | 9.6129 | 226 |  | 238 | 594.6379 | 117.6113 | 166.6694 | 228.2904 | 7.1616 | 57.1377 | 134.6217 | 472.0047 | 9.6129 | 246
| 239 | 588.016 | 120.2673 | 169.7136 | 233.7287 | 7.1616 | 60.146 | 138.8681 | 574.3331 | 9.6129 | 411 |  | 239 | 580.4175 | 115.5198 | 168.4642 | 230.4882 | 7.1616 | 59.1151 | 146.3419 | 470.3139 | 9.6129 | 296 |  | 239 | 576.1044 | 110.465 | 161.9989 | 226.9715 | 7.1616 | 56.2481 | 143.7783 | 457.142 | 9.6129 | 351 |  | 239 | 568.6722 | 112.4457 | 163.0536 | 225.0684 | 7.1616 | 59.1628 | 143.319 | 412.4359 | 9.6129 | 228 |  | 239 | 588.6925 | 117.1833 | 165.6329 | 227.9385 | 7.1616 | 57.1587 | 134.6672 | 471.2288 | 9.6129 | 247
| 240 | 583.3851 | 119.8207 | 169.1291 | 233.583 | 7.1616 | 60.0969 | 138.6339 | 573.8489 | 9.6129 | 414 |  | 240 | 576.1122 | 114.8096 | 167.8473 | 230.3843 | 7.1616 | 59.0633 | 146.1169 | 469.1652 | 9.6129 | 298 |  | 240 | 571.6797 | 109.7076 | 161.5992 | 226.8771 | 7.1616 | 56.1975 | 143.5484 | 455.9627 | 9.6129 | 354 |  | 240 | 564.4049 | 111.6906 | 162.5363 | 224.9621 | 7.1616 | 59.1068 | 143.0815 | 410.9416 | 9.6129 | 230 |  | 240 | 584.2444 | 116.6424 | 165.14 | 227.6513 | 7.1616 | 57.181 | 134.7173 | 470.4627 | 9.6129 | 249
| 241 | 578.6077 | 119.3134 | 168.7206 | 233.4683 | 7.1616 | 60.0483 | 138.4021 | 573.3659 | 9.6129 | 417 |  | 241 | 571.6166 | 114.1153 | 167.3941 | 230.2913 | 7.1616 | 59.0119 | 145.8949 | 468.027 | 9.6129 | 300 |  | 241 | 567.4323 | 108.8188 | 161.1473 | 226.7887 | 7.1616 | 56.1473 | 143.3215 | 454.7946 | 9.6129 | 356 |  | 241 | 559.9254 | 110.9557 | 162.1819 | 224.8852 | 7.1616 | 59.0513 | 142.8472 | 409.459 | 9.6129 | 231 |  | 241 | 579.8782 | 115.9228 | 164.7007 | 227.4073 | 7.1616 | 57.2046 | 134.7717 | 469.7066 | 9.6129 | 251
| 242 | 574.1437 | 118.8871 | 167.9178 | 233.3536 | 7.1616 | 60 | 138.173 | 572.8845 | 9.6129 | 419 |  | 242 | 567.0205 | 113.6788 | 166.7837 | 230.1982 | 7.1616 | 58.9611 | 145.6758 | 466.8999 | 9.6129 | 302 |  | 242 | 562.8886 | 108.329 | 160.5929 | 226.7004 | 7.1616 | 56.0977 | 143.0976 | 453.6383 | 9.6129 | 359 |  | 242 | 555.6437 | 110.2729 | 161.5773 | 224.8082 | 7.1616 | 58.9965 | 142.6164 | 407.9889 | 9.6129 | 233 |  | 242 | 575.3159 | 115.5966 | 164.0518 | 227.1755 | 7.1616 | 57.2293 | 134.8305 | 468.9609 | 9.6129 | 253
| 243 | 569.4476 | 118.2016 | 167.6759 | 233.1694 | 7.1616 | 59.9522 | 137.9466 | 572.4048 | 9.6129 | 422 |  | 243 | 562.4965 | 112.9694 | 166.4179 | 230.0612 | 7.1616 | 58.9107 | 145.4599 | 465.7845 | 9.6129 | 304 |  | 243 | 558.3958 | 107.8319 | 160.0991 | 226.5076 | 7.1616 | 56.0486 | 142.8768 | 452.4945 | 9.6129 | 362 |  | 243 | 551.072 | 109.8184 | 161.1121 | 224.6538 | 7.1616 | 58.9423 | 142.389 | 406.532 | 9.6129 | 235 |  | 243 | 570.9878 | 114.7791 | 163.8006 | 226.8032 | 7.1616 | 57.2552 | 134.8933 | 468.2259 | 9.6129 | 254
| 244 | 565.5781 | 117.4803 | 167.1947 | 232.4334 | 7.1616 | 59.9048 | 137.723 | 571.9273 | 9.6129 | 424 |  | 244 | 558.4461 | 112.504 | 165.9639 | 229.2949 | 7.1616 | 58.861 | 145.2472 | 464.6816 | 9.6129 | 306 |  | 244 | 553.9922 | 107.3674 | 160.0274 | 225.7711 | 7.1616 | 56 | 142.6591 | 451.364 | 9.6129 | 364 |  | 244 | 546.3219 | 109.6374 | 161.1121 | 223.939 | 7.1616 | 58.8887 | 142.1652 | 405.0891 | 9.6129 | 237 |  | 244 | 566.3913 | 114.2838 | 163.5343 | 226.3922 | 7.1616 | 57.2821 | 134.9601 | 467.5019 | 9.6129 | 256
| 245 | 561.0932 | 116.9554 | 166.9857 | 231.8444 | 7.1616 | 59.8578 | 137.5023 | 571.4523 | 9.6129 | 427 |  | 245 | 553.7106 | 112.1806 | 165.8521 | 228.7295 | 7.1616 | 58.8117 | 145.0378 | 463.5918 | 9.6129 | 308 |  | 245 | 549.5108 | 106.9729 | 159.7854 | 225.2127 | 7.1616 | 55.9519 | 142.4448 | 450.2473 | 9.6129 | 367 |  | 245 | 542.1795 | 109.0402 | 160.7635 | 223.3813 | 7.1616 | 58.8357 | 141.9451 | 403.6611 | 9.6129 | 239 |  | 245 | 561.8106 | 113.7916 | 163.3014 | 225.9289 | 7.1616 | 57.3102 | 135.0307 | 466.7892 | 9.6129 | 258
| 246 | 556.4347 | 116.4862 | 166.9177 | 231.2323 | 7.1616 | 59.8113 | 137.2846 | 570.9799 | 9.6129 | 430 |  | 246 | 549.4621 | 111.4822 | 165.6514 | 228.141 | 7.1616 | 58.763 | 144.8318 | 462.5158 | 9.6129 | 310 |  | 246 | 545.3718 | 106.4253 | 159.4336 | 224.5748 | 7.1616 | 55.9044 | 142.2338 | 449.1453 | 9.6129 | 369 |  | 246 | 538.1143 | 108.3773 | 160.4113 | 222.8156 | 7.1616 | 58.7834 | 141.7288 | 402.2486 | 9.6129 | 240 |  | 246 | 557.4408 | 113.1469 | 163.0077 | 225.468 | 7.1616 | 57.3392 | 135.105 | 466.0881 | 9.6129 | 259
| 247 | 552.1942 | 115.7308 | 166.7286 | 230.6096 | 7.1616 | 59.7652 | 137.0699 | 570.5106 | 9.6129 | 432 |  | 247 | 545.4572 | 110.7008 | 165.4592 | 227.3833 | 7.1616 | 58.7148 | 144.6292 | 461.4542 | 9.6129 | 312 |  | 247 | 541.6618 | 105.6217 | 159.0619 | 223.7836 | 7.1616 | 55.8574 | 142.0262 | 448.0586 | 9.6129 | 372 |  | 247 | 534.0924 | 107.7355 | 160.1597 | 222.085 | 7.1616 | 58.7317 | 141.5164 | 400.8526 | 9.6129 | 242 |  | 247 | 552.9122 | 112.3917 | 162.8207 | 225.1695 | 7.1616 | 57.3691 | 135.1829 | 465.399 | 9.6129 | 261
| 248 | 547.8653 | 114.9955 | 166.3537 | 230.2408 | 7.1616 | 59.7195 | 136.8583 | 570.0446 | 9.6129 | 435 |  | 248 | 541.2792 | 109.7425 | 165.245 | 226.9977 | 7.1616 | 58.6671 | 144.4302 | 460.4077 | 9.6129 | 314 |  | 248 | 537.4784 | 104.812 | 158.7039 | 223.4584 | 7.1616 | 55.8109 | 141.8222 | 446.9879 | 9.6129 | 374 |  | 248 | 529.9325 | 106.8858 | 159.8683 | 221.7401 | 7.1616 | 58.6807 | 141.3079 | 399.4738 | 9.6129 | 244 |  | 248 | 548.6774 | 111.478 | 162.4659 | 224.9039 | 7.1616 | 57.4 | 135.2641 | 464.7222 | 9.6129 | 263
| 249 | 543.0216 | 114.6101 | 165.9612 | 230.0546 | 7.1616 | 59.6742 | 136.6499 | 569.5822 | 9.6129 | 437 |  | 249 | 536.7268 | 109.0646 | 164.89 | 226.8469 | 7.1616 | 58.6201 | 144.2348 | 459.3771 | 9.6129 | 316 |  | 249 | 533.009 | 103.967 | 158.4938 | 223.3067 | 7.1616 | 55.765 | 141.6219 | 445.9339 | 9.6129 | 376 |  | 249 | 525.7146 | 106.0019 | 159.4673 | 221.5969 | 7.1616 | 58.6304 | 141.1036 | 398.1129 | 9.6129 | 246 |  | 249 | 543.8704 | 111.1216 | 162.1258 | 224.6382 | 7.1616 | 57.4318 | 135.3486 | 464.0579 | 9.6129 | 264
| 250 | 537.9826 | 114.2673 | 165.7161 | 229.8736 | 7.1616 | 59.6294 | 136.4448 | 569.1238 | 9.6129 | 440 |  | 250 | 532.088 | 108.4429 | 164.5769 | 226.6842 | 7.1616 | 58.5735 | 144.0432 | 458.3629 | 9.6129 | 318 |  | 250 | 528.0303 | 103.6248 | 158.3086 | 223.1363 | 7.1616 | 55.7196 | 141.4252 | 444.8973 | 9.6129 | 379 |  | 250 | 521.0435 | 105.4064 | 159.2571 | 221.4279 | 7.1616 | 58.5807 | 140.9035 | 396.7708 | 9.6129 | 247 |  | 250 | 539.2309 | 110.4619 | 161.9215 | 224.3725 | 7.1616 | 57.4643 | 135.4362 | 463.4066 | 9.6129 | 266
| 251 | 533.1313 | 113.8683 | 165.587 | 229.4453 | 7.1616 | 59.5849 | 136.2431 | 568.6696 | 9.6129 | 442 |  | 251 | 527.2586 | 108.2 | 164.3676 | 226.2297 | 7.1616 | 58.5275 | 143.8553 | 457.366 | 9.6129 | 320 |  | 251 | 523.3887 | 103.3343 | 158.0526 | 222.6481 | 7.1616 | 55.6748 | 141.2324 | 443.8787 | 9.6129 | 381 |  | 251 | 516.2843 | 105.2447 | 159.0327 | 220.9273 | 7.1616 | 58.5317 | 140.7076 | 395.4507 | 9.6129 | 249 |  | 251 | 534.3366 | 110.1048 | 161.6694 | 224.1069 | 7.1616 | 57.4976 | 135.5268 | 462.7685 | 9.6129 | 267
| 252 | 528.6327 | 113.5299 | 165.2064 | 228.855 | 7.1616 | 59.541 | 136.0448 | 568.2199 | 9.6129 | 445 |  | 252 | 522.7709 | 107.9242 | 163.9773 | 225.6474 | 7.1616 | 58.4821 | 143.6714 | 456.3868 | 9.6129 | 322 |  | 252 | 518.908 | 103.0319 | 157.7438 | 222.0636 | 7.1616 | 55.6305 | 141.0435 | 442.8824 | 9.6129 | 383 |  | 252 | 511.8659 | 104.8503 | 158.7782 | 220.3487 | 7.1616 | 58.4834 | 140.5162 | 394.1514 | 9.6129 | 251 |  | 252 | 529.5433 | 109.76 | 161.3041 | 223.8412 | 7.1616 | 57.5317 | 135.6202 | 462.1439 | 9.6129 | 269
| 253 | 524.3867 | 112.7403 | 164.7334 | 228.5558 | 7.1616 | 59.4974 | 135.8501 | 567.7751 | 9.6129 | 447 |  | 253 | 518.2016 | 107.4676 | 163.5832 | 225.3313 | 7.1616 | 58.4372 | 143.4914 | 455.4262 | 9.6129 | 324 |  | 253 | 514.3261 | 102.5369 | 157.4226 | 221.7853 | 7.1616 | 55.5868 | 140.8586 | 441.9062 | 9.6129 | 386 |  | 253 | 507.2296 | 104.4495 | 158.4302 | 220.0879 | 7.1616 | 58.4358 | 140.3293 | 392.873 | 9.6129 | 252 |  | 253 | 525.1637 | 109.2232 | 160.9249 | 223.3676 | 7.1616 | 57.5664 | 135.7163 | 461.5332 | 9.6129 | 270
| 254 | 519.7546 | 112.1889 | 164.3593 | 228.3056 | 7.1616 | 59.4543 | 135.659 | 567.3355 | 9.6129 | 449 |  | 254 | 513.4998 | 107.012 | 163.2494 | 225.0863 | 7.1616 | 58.3929 | 143.3156 | 454.4851 | 9.6129 | 326 |  | 254 | 509.7267 | 102.0689 | 157.044 | 221.5551 | 7.1616 | 55.5437 | 140.6777 | 440.9499 | 9.6129 | 388 |  | 254 | 502.5216 | 104.1155 | 158.0503 | 219.8639 | 7.1616 | 58.3889 | 140.147 | 391.6164 | 9.6129 | 254 |  | 254 | 520.6661 | 108.6607 | 160.5688 | 223.0147 | 7.1616 | 57.6017 | 135.8149 | 460.9366 | 9.6129 | 272
| 255 | 515.2865 | 111.4652 | 163.9734 | 228.0755 | 7.1616 | 59.4115 | 135.4716 | 566.9014 | 9.6129 | 452 |  | 255 | 509.2585 | 106.2898 | 162.7021 | 224.8609 | 7.1616 | 58.3492 | 143.1439 | 453.5667 | 9.6129 | 328 |  | 255 | 505.4882 | 101.4893 | 156.4077 | 221.3332 | 7.1616 | 55.5011 | 140.501 | 440.0143 | 9.6129 | 390 |  | 255 | 498.4737 | 103.3339 | 157.449 | 219.6487 | 7.1616 | 58.3427 | 139.9694 | 390.3824 | 9.6129 | 256 |  | 255 | 516.2737 | 108.0304 | 160.0837 | 222.7534 | 7.1616 | 57.6376 | 135.9159 | 460.3546 | 9.6129 | 274
| 256 | 511.217 | 110.9257 | 163.0946 | 227.7555 | 7.1616 | 59.3693 | 135.2879 | 566.473 | 9.6129 | 454 |  | 256 | 505.2177 | 105.683 | 161.9338 | 224.5407 | 7.1616 | 58.3061 | 142.9764 | 452.6686 | 9.6129 | 329 |  | 256 | 501.2285 | 100.9489 | 155.8716 | 220.993 | 7.1616 | 55.4592 | 140.3286 | 439.1001 | 9.6129 | 393 |  | 256 | 494.2138 | 102.8119 | 156.9331 | 219.3006 | 7.1616 | 58.2972 | 139.7966 | 389.1743 | 9.6129 | 257 |  | 256 | 512.0787 | 107.3855 | 159.4158 | 222.4921 | 7.1616 | 57.674 | 136.0191 | 459.7875 | 9.6129 | 275
| 257 | 506.6975 | 110.5468 | 162.5591 | 227.3815 | 7.1616 | 59.3274 | 135.1082 | 566.0507 | 9.6129 | 456 |  | 257 | 500.6511 | 105.2686 | 161.5734 | 224.146 | 7.1616 | 58.2635 | 142.8133 | 451.7916 | 9.6129 | 331 |  | 257 | 496.8105 | 100.477 | 155.4894 | 220.5887 | 7.1616 | 55.4178 | 140.1605 | 438.2079 | 9.6129 | 395 |  | 257 | 489.8163 | 102.2932 | 156.5833 | 218.9208 | 7.1616 | 58.2524 | 139.6288 | 387.9943 | 9.6129 | 259 |  | 257 | 507.4665 | 106.9386 | 159.0063 | 222.1915 | 7.1616 | 57.7109 | 136.1244 | 459.2355 | 9.6129 | 276
| 258 | 502.0125 | 110.1286 | 162.3083 | 226.9278 | 7.1616 | 59.286 | 134.9324 | 565.6347 | 9.6129 | 458 |  | 258 | 496.4087 | 104.5226 | 161.2695 | 223.7022 | 7.1616 | 58.2215 | 142.6546 | 450.9362 | 9.6129 | 333 |  | 258 | 492.5227 | 99.8706 | 155.1307 | 220.1652 | 7.1616 | 55.377 | 139.9969 | 437.3385 | 9.6129 | 397 |  | 258 | 485.5925 | 101.7312 | 156.105 | 218.539 | 7.1616 | 58.2084 | 139.4659 | 386.84 | 9.6129 | 260 |  | 258 | 502.9804 | 106.3243 | 158.6283 | 221.9008 | 7.1616 | 57.7483 | 136.2317 | 458.699 | 9.6129 | 278
| 259 | 497.3779 | 109.5358 | 162.042 | 226.6136 | 7.1616 | 59.245 | 134.7606 | 565.2253 | 9.6129 | 461 |  | 259 | 491.5256 | 104.232 | 160.9992 | 223.41 | 7.1616 | 58.1801 | 142.5004 | 450.1032 | 9.6129 | 335 |  | 259 | 487.8376 | 99.5172 | 154.7797 | 219.8784 | 7.1616 | 55.3367 | 139.8378 | 436.4937 | 9.6129 | 399 |  | 259 | 481.0747 | 101.1826 | 155.7997 | 218.2647 | 7.1616 | 58.1652 | 139.3082 | 385.7111 | 9.6129 | 262 |  | 259 | 498.2717 | 105.9337 | 158.2351 | 221.6243 | 7.1616 | 57.786 | 136.3409 | 458.1783 | 9.6129 | 279
| 260 | 492.5792 | 109.1089 | 161.6978 | 226.3757 | 7.1616 | 59.2044 | 134.5929 | 564.8228 | 9.6129 | 463 |  | 260 | 486.8336 | 103.7671 | 160.6502 | 223.1798 | 7.1616 | 58.1393 | 142.3509 | 449.2931 | 9.6129 | 336 |  | 260 | 483.2119 | 99.0028 | 154.4788 | 219.6431 | 7.1616 | 55.2971 | 139.6833 | 435.674 | 9.6129 | 401 |  | 260 | 476.5034 | 100.6522 | 155.4812 | 218.039 | 7.1616 | 58.1226 | 139.1558 | 384.6083 | 9.6129 | 264 |  | 260 | 493.5549 | 105.5842 | 157.9285 | 221.228 | 7.1616 | 57.8241 | 136.4517 | 457.6743 | 9.6129 | 281
| 261 | 487.8668 | 108.6123 | 161.3343 | 226.1403 | 7.1616 | 59.1642 | 134.4295 | 564.4275 | 9.6129 | 465 |  | 261 | 482.217 | 103.3043 | 160.2213 | 222.9518 | 7.1616 | 58.099 | 142.206 | 448.5067 | 9.6129 | 338 |  | 261 | 478.5919 | 98.6518 | 154 | 219.4165 | 7.1616 | 55.2581 | 139.5336 | 434.8794 | 9.6129 | 403 |  | 261 | 471.8742 | 100.3371 | 154.9994 | 217.8192 | 7.1616 | 58.0809 | 139.0086 | 383.5335 | 9.6129 | 265 |  | 261 | 489.0579 | 105.1187 | 157.5747 | 220.7751 | 7.1616 | 57.8624 | 136.564 | 457.1881 | 9.6129 | 282
| 262 | 483.0883 | 108.2472 | 161.0519 | 225.7584 | 7.1616 | 59.1245 | 134.2703 | 564.0398 | 9.6129 | 467 |  | 262 | 477.5119 | 102.9707 | 159.8406 | 222.635 | 7.1616 | 58.0594 | 142.0659 | 447.7453 | 9.6129 | 340 |  | 262 | 474.143 | 98.212 | 153.6023 | 219.0265 | 7.1616 | 55.2196 | 139.3886 | 434.111 | 9.6129 | 406 |  | 262 | 467.1274 | 100.1167 | 154.7493 | 217.3906 | 7.1616 | 58.0399 | 138.867 | 382.4864 | 9.6129 | 267 |  | 262 | 484.5009 | 104.7997 | 157.16 | 220.2967 | 7.1616 | 57.901 | 136.6777 | 456.7186 | 9.6129 | 284
| 263 | 478.4507 | 107.9849 | 160.6404 | 225.262 | 7.1616 | 59.0852 | 134.1154 | 563.6599 | 9.6129 | 469 |  | 263 | 472.9235 | 102.6699 | 159.4849 | 222.1438 | 7.1616 | 58.0204 | 141.9307 | 447.0106 | 9.6129 | 341 |  | 263 | 469.3238 | 98.0115 | 153.4371 | 218.5351 | 7.1616 | 55.1818 | 139.2485 | 433.3687 | 9.6129 | 408 |  | 263 | 462.6059 | 99.8243 | 154.4083 | 216.8995 | 7.1616 | 57.9997 | 138.7308 | 381.4696 | 9.6129 | 268 |  | 263 | 479.6723 | 104.5299 | 156.8802 | 219.9058 | 7.1616 | 57.9399 | 136.7926 | 456.2659 | 9.6129 | 285
| 264 | 473.7718 | 107.5339 | 160.3562 | 224.8683 | 7.1616 | 59.0463 | 133.9651 | 563.2881 | 9.6129 | 471 |  | 264 | 468.3358 | 102.2476 | 159.2469 | 221.6557 | 7.1616 | 57.982 | 141.8004 | 446.3027 | 9.6129 | 343 |  | 264 | 464.8003 | 97.636 | 153.1224 | 218.0725 | 7.1616 | 55.1446 | 139.1134 | 432.653 | 9.6129 | 410 |  | 264 | 458.0106 | 99.5444 | 154.1246 | 216.4125 | 7.1616 | 57.9602 | 138.6003 | 380.4894 | 9.6129 | 270 |  | 264 | 475.1275 | 103.8559 | 156.586 | 219.6496 | 7.1616 | 57.9788 | 136.9087 | 455.8306 | 9.6129 | 286
| 265 | 468.8385 | 107.1693 | 160.1113 | 224.6032 | 7.1616 | 59.0079 | 133.8192 | 562.9248 | 9.6129 | 473 |  | 265 | 463.4974 | 101.9079 | 158.9494 | 221.3952 | 7.1616 | 57.9442 | 141.6751 | 445.621 | 9.6129 | 345 |  | 265 | 459.9953 | 97.2072 | 152.9416 | 217.8107 | 7.1616 | 55.108 | 138.9833 | 431.9648 | 9.6129 | 412 |  | 265 | 453.3163 | 99.0226 | 153.9811 | 216.1262 | 7.1616 | 57.9216 | 138.4755 | 379.5387 | 9.6129 | 271 |  | 265 | 470.1961 | 103.5657 | 156.2867 | 219.4015 | 7.1616 | 58.0184 | 137.0257 | 455.4127 | 9.6129 | 288
| 266 | 464.1935 | 106.6406 | 159.7424 | 224.3381 | 7.1616 | 58.9699 | 133.678 | 562.5702 | 9.6129 | 475 |  | 266 | 458.7151 | 101.462 | 158.702 | 221.1347 | 7.1616 | 57.907 | 141.555 | 444.9661 | 9.6129 | 346 |  | 266 | 455.287 | 96.8072 | 152.6354 | 217.5488 | 7.1616 | 55.072 | 138.8585 | 431.3047 | 9.6129 | 414 |  | 266 | 448.7257 | 98.5155 | 153.6906 | 215.8685 | 7.1616 | 57.8861 | 138.3566 | 378.6183 | 9.6129 | 272 |  | 266 | 465.2746 | 103.1605 | 156.0923 | 219.1534 | 7.1616 | 58.0604 | 137.1435 | 455.0128 | 9.6129 | 289
| 267 | 459.4253 | 106.1836 | 159.4249 | 224.0729 | 7.1616 | 58.9323 | 133.5414 | 562.2246 | 9.6129 | 477 |  | 267 | 454.1624 | 100.936 | 158.3051 | 220.8742 | 7.1616 | 57.8704 | 141.4401 | 444.3386 | 9.6129 | 348 |  | 267 | 450.673 | 96.332 | 152.3102 | 217.287 | 7.1616 | 55.0366 | 138.7388 | 430.6733 | 9.6129 | 416 |  | 267 | 444.1319 | 98.1191 | 153.2927 | 215.6108 | 7.1616 | 57.8527 | 138.2437 | 377.7289 | 9.6129 | 274 |  | 267 | 460.6369 | 102.6956 | 155.6739 | 218.9052 | 7.1616 | 58.1022 | 137.2619 | 454.6323 | 9.6129 | 290
| 268 | 454.7237 | 105.6813 | 159.0861 | 223.8078 | 7.1616 | 58.8951 | 133.4096 | 561.8883 | 9.6129 | 479 |  | 268 | 449.4522 | 100.515 | 157.9606 | 220.6137 | 7.1616 | 57.8345 | 141.3305 | 443.7393 | 9.6129 | 349 |  | 268 | 446.0973 | 95.8982 | 151.9051 | 217.0252 | 7.1616 | 55.0033 | 138.6245 | 430.0714 | 9.6129 | 418 |  | 268 | 439.5394 | 97.7057 | 152.9104 | 215.3531 | 7.1616 | 57.82 | 138.1368 | 376.8713 | 9.6129 | 275 |  | 268 | 455.9935 | 102.1657 | 155.3262 | 218.6571 | 7.1616 | 58.1438 | 137.3809 | 454.2707 | 9.6129 | 292
| 269 | 450.1493 | 105.0954 | 158.7037 | 223.5427 | 7.1616 | 58.8584 | 133.2827 | 561.5617 | 9.6129 | 481 |  | 269 | 444.8578 | 100.0525 | 157.5562 | 220.3389 | 7.1616 | 57.7991 | 141.2263 | 443.1688 | 9.6129 | 351 |  | 269 | 441.4391 | 95.4983 | 151.5486 | 216.7633 | 7.1616 | 54.9721 | 138.5156 | 429.4997 | 9.6129 | 419 |  | 269 | 434.9556 | 97.2897 | 152.5407 | 215.0766 | 7.1616 | 57.7878 | 138.036 | 376.0463 | 9.6129 | 277 |  | 269 | 451.3071 | 101.7035 | 154.9537 | 218.409 | 7.1616 | 58.1852 | 137.5003 | 453.9278 | 9.6129 | 293
| 270 | 445.8616 | 104.462 | 158.0822 | 223.2776 | 7.1616 | 58.8221 | 133.1607 | 561.245 | 9.6129 | 483 |  | 270 | 440.4876 | 99.5196 | 157.0055 | 220.0565 | 7.1616 | 57.7648 | 141.1276 | 442.6277 | 9.6129 | 352 |  | 270 | 437.0186 | 94.9796 | 151.0897 | 216.4852 | 7.1616 | 54.9414 | 138.4123 | 428.9634 | 9.6129 | 421 |  | 270 | 430.6954 | 96.709 | 152.0153 | 214.797 | 7.1616 | 57.7564 | 137.9416 | 375.2545 | 9.6129 | 278 |  | 270 | 446.9032 | 101.1551 | 154.4018 | 218.1442 | 7.1616 | 58.2264 | 137.6199 | 453.6046 | 9.6129 | 294
| 271 | 441.367 | 103.8823 | 157.6307 | 222.9955 | 7.1616 | 58.7862 | 133.0437 | 560.9385 | 9.6129 | 485 |  | 271 | 436.0873 | 98.9032 | 156.5686 | 219.7741 | 7.1616 | 57.7336 | 141.0344 | 442.1168 | 9.6129 | 354 |  | 271 | 432.7557 | 94.361 | 150.5778 | 216.2022 | 7.1616 | 54.9111 | 138.3145 | 428.4582 | 9.6129 | 423 |  | 271 | 426.5041 | 95.9984 | 151.5508 | 214.5174 | 7.1616 | 57.7255 | 137.8534 | 374.4969 | 9.6129 | 279 |  | 271 | 442.6393 | 100.5788 | 153.9599 | 217.6571 | 7.1616 | 58.2672 | 137.7396 | 453.3007 | 9.6129 | 295
| 272 | 437.0604 | 103.2686 | 157.0806 | 222.658 | 7.1616 | 58.7508 | 132.9319 | 560.6425 | 9.6129 | 487 |  | 272 | 431.9428 | 98.1742 | 156.03 | 219.4499 | 7.1616 | 57.7028 | 140.9469 | 441.6366 | 9.6129 | 355 |  | 272 | 428.6814 | 93.662 | 150.0072 | 215.8698 | 7.1616 | 54.8813 | 138.2224 | 427.985 | 9.6129 | 425 |  | 272 | 422.345 | 95.3648 | 151.0176 | 214.1974 | 7.1616 | 57.6953 | 137.7718 | 373.7741 | 9.6129 | 281 |  | 272 | 438.4855 | 99.7851 | 153.4619 | 217.3336 | 7.1616 | 58.3076 | 137.8593 | 453.0164 | 9.6129 | 297
| 273 | 432.5136 | 102.8267 | 156.6673 | 222.2523 | 7.1616 | 58.7158 | 132.8252 | 560.3574 | 9.6129 | 488 |  | 273 | 427.4629 | 97.6682 | 155.5918 | 219.1378 | 7.1616 | 57.6725 | 140.8652 | 441.188 | 9.6129 | 357 |  | 273 | 424.0795 | 93.2126 | 149.6696 | 215.5823 | 7.1616 | 54.852 | 138.1361 | 427.5442 | 9.6129 | 427 |  | 273 | 417.9188 | 94.8498 | 150.5991 | 213.9112 | 7.1616 | 57.6657 | 137.6967 | 373.087 | 9.6129 | 282 |  | 273 | 433.8299 | 99.3452 | 153.0269 | 217.0949 | 7.1616 | 58.3476 | 137.9787 | 452.752 | 9.6129 | 298
| 274 | 428.0507 | 102.2548 | 156.1783 | 221.9682 | 7.1616 | 58.6812 | 132.7238 | 560.0834 | 9.6129 | 490 |  | 274 | 423.0674 | 97.0782 | 155.1282 | 218.8509 | 7.1616 | 57.6426 | 140.7892 | 440.7714 | 9.6129 | 358 |  | 274 | 419.7364 | 92.6548 | 149.1731 | 215.3033 | 7.1616 | 54.8232 | 138.0557 | 427.1367 | 9.6129 | 429 |  | 274 | 413.4819 | 94.3714 | 150.1528 | 213.6269 | 7.1616 | 57.6368 | 137.6283 | 372.4362 | 9.6129 | 283 |  | 274 | 429.278 | 98.8113 | 152.5822 | 216.8562 | 7.1616 | 58.3871 | 138.0979 | 452.5078 | 9.6129 | 299
| 275 | 423.5622 | 101.6905 | 155.698 | 221.6935 | 7.1616 | 58.647 | 132.6277 | 559.8205 | 9.6129 | 492 |  | 275 | 418.6622 | 96.5573 | 154.5998 | 218.5692 | 7.1616 | 57.6133 | 140.7191 | 440.3871 | 9.6129 | 360 |  | 275 | 415.173 | 92.193 | 148.7994 | 215.0259 | 7.1616 | 54.7949 | 137.9812 | 426.7627 | 9.6129 | 430 |  | 275 | 409.2019 | 93.7495 | 149.6876 | 213.3481 | 7.1616 | 57.6086 | 137.5666 | 371.8221 | 9.6129 | 285 |  | 275 | 424.7817 | 98.2841 | 152.0752 | 216.6175 | 7.1616 | 58.4261 | 138.2164 | 452.2838 | 9.6129 | 300
| 276 | 419.1688 | 101.1049 | 155.1434 | 221.4192 | 7.1616 | 58.6133 | 132.5365 | 559.5671 | 9.6129 | 494 |  | 276 | 414.2864 | 95.9995 | 154.0743 | 218.2921 | 7.1616 | 57.5844 | 140.6545 | 440.0335 | 9.6129 | 361 |  | 276 | 410.7901 | 91.6471 | 148.3292 | 214.7485 | 7.1616 | 54.7671 | 137.9122 | 426.4204 | 9.6129 | 432 |  | 276 | 404.8349 | 93.2554 | 149.1773 | 213.0736 | 7.1616 | 57.581 | 137.5112 | 371.2433 | 9.6129 | 286 |  | 276 | 420.3716 | 97.7005 | 151.5386 | 216.3788 | 7.1616 | 58.4644 | 138.334 | 452.0784 | 9.6129 | 301
| 277 | 414.8713 | 100.5149 | 154.5757 | 221.0667 | 7.1616 | 58.58 | 132.45 | 559.3215 | 9.6129 | 495 |  | 277 | 410.0135 | 95.407 | 153.5318 | 217.9639 | 7.1616 | 57.5559 | 140.5949 | 439.7085 | 9.6129 | 362 |  | 277 | 406.6014 | 91.134 | 147.7181 | 214.3851 | 7.1616 | 54.7397 | 137.8483 | 426.1077 | 9.6129 | 434 |  | 277 | 400.4511 | 92.8268 | 148.6968 | 212.7206 | 7.1616 | 57.554 | 137.4617 | 370.6977 | 9.6129 | 287 |  | 277 | 415.988 | 97.0607 | 151.0316 | 216.1401 | 7.1616 | 58.5021 | 138.4499 | 451.8895 | 9.6129 | 302
| 278 | 410.2983 | 100.0292 | 154.1761 | 220.7172 | 7.1616 | 58.547 | 132.3676 | 559.0817 | 9.6129 | 497 |  | 278 | 405.5663 | 94.868 | 153.1424 | 217.6034 | 7.1616 | 57.5279 | 140.54 | 439.41 | 9.6129 | 364 |  | 278 | 402.2416 | 90.6411 | 147.2414 | 214.0383 | 7.1616 | 54.7127 | 137.7891 | 425.8225 | 9.6129 | 435 |  | 278 | 396.1514 | 92.2793 | 148.2487 | 212.3699 | 7.1616 | 57.5276 | 137.4176 | 370.1834 | 9.6129 | 288 |  | 278 | 411.446 | 96.4928 | 150.6111 | 215.9014 | 7.1616 | 58.539 | 138.5638 | 451.7153 | 9.6129 | 303
| 279 | 405.7456 | 99.5204 | 153.6998 | 220.4471 | 7.1616 | 58.5145 | 132.2891 | 558.8459 | 9.6129 | 499 |  | 279 | 401.1761 | 94.3899 | 152.548 | 217.3299 | 7.1616 | 57.5003 | 140.4892 | 439.1358 | 9.6129 | 365 |  | 279 | 397.9677 | 90.0417 | 146.7411 | 213.7354 | 7.1616 | 54.6862 | 137.7342 | 425.5626 | 9.6129 | 437 |  | 279 | 391.8508 | 91.7551 | 147.7101 | 212.0875 | 7.1616 | 57.5018 | 137.3785 | 369.6985 | 9.6129 | 289 |  | 279 | 406.8758 | 96.0614 | 150.0878 | 215.6572 | 7.1616 | 58.575 | 138.6749 | 451.5537 | 9.6129 | 304
| 280 | 401.4482 | 98.8342 | 153.2698 | 220.053 | 7.1616 | 58.4823 | 132.2141 | 558.6122 | 9.6129 | 500 |  | 280 | 396.7739 | 93.8499 | 152.1554 | 216.9285 | 7.1616 | 57.4731 | 140.4423 | 438.8838 | 9.6129 | 366 |  | 280 | 393.5557 | 89.6704 | 146.2676 | 213.3158 | 7.1616 | 54.6601 | 137.6831 | 425.3259 | 9.6129 | 439 |  | 280 | 387.667 | 91.2759 | 147.1547 | 211.6599 | 7.1616 | 57.4765 | 137.3439 | 369.2411 | 9.6129 | 291 |  | 280 | 402.5178 | 95.4732 | 149.6663 | 215.2557 | 7.1616 | 58.61 | 138.7828 | 451.4028 | 9.6129 | 305
| 281 | 397.0865 | 98.3878 | 152.7666 | 219.5564 | 7.1616 | 58.4505 | 132.1421 | 558.3788 | 9.6129 | 502 |  | 281 | 392.4887 | 93.3678 | 151.685 | 216.4302 | 7.1616 | 57.4463 | 140.3987 | 438.652 | 9.6129 | 367 |  | 281 | 389.4687 | 89.1233 | 145.7232 | 212.8179 | 7.1616 | 54.6344 | 137.6355 | 425.1101 | 9.6129 | 440 |  | 281 | 383.5856 | 90.733 | 146.6283 | 211.1647 | 7.1616 | 57.4518 | 137.3133 | 368.8091 | 9.6129 | 292 |  | 281 | 397.9691 | 95.0433 | 149.1942 | 214.9373 | 7.1616 | 58.6439 | 138.8869 | 451.2606 | 9.6129 | 307
| 282 | 392.7029 | 97.9488 | 152.3311 | 219.0068 | 7.1616 | 58.4191 | 132.0728 | 558.1438 | 9.6129 | 503 |  | 282 | 388.3854 | 92.7548 | 151.2102 | 215.8851 | 7.1616 | 57.4199 | 140.358 | 438.4383 | 9.6129 | 369 |  | 282 | 385.3775 | 88.5118 | 145.3049 | 212.2627 | 7.1616 | 54.6092 | 137.5909 | 424.9133 | 9.6129 | 442 |  | 282 | 379.6697 | 90.0917 | 146.0977 | 210.6066 | 7.1616 | 57.4276 | 137.2864 | 368.4007 | 9.6129 | 293 |  | 282 | 393.4976 | 94.4437 | 148.7381 | 214.6954 | 7.1616 | 58.6767 | 138.9868 | 451.125 | 9.6129 | 308
| 283 | 388.5961 | 97.3624 | 151.7615 | 218.4616 | 7.1616 | 58.388 | 132.0059 | 557.9054 | 9.6129 | 505 |  | 283 | 384.1981 | 92.3179 | 150.6829 | 215.3005 | 7.1616 | 57.3939 | 140.3197 | 438.2404 | 9.6129 | 370 |  | 283 | 381.1321 | 88.0337 | 144.8823 | 211.7325 | 7.1616 | 54.5842 | 137.5488 | 424.7332 | 9.6129 | 443 |  | 283 | 375.3563 | 89.6079 | 145.7726 | 210.083 | 7.1616 | 57.4039 | 137.2626 | 368.0139 | 9.6129 | 294 |  | 283 | 389.0179 | 93.9527 | 148.1815 | 214.4535 | 7.1616 | 58.7083 | 139.0817 | 450.9943 | 9.6129 | 309
| 284 | 384.1462 | 96.7489 | 151.3221 | 218.1567 | 7.1616 | 58.3573 | 131.9409 | 557.6617 | 9.6129 | 505 |  | 284 | 379.7591 | 91.7625 | 150.2508 | 214.9909 | 7.1616 | 57.3682 | 140.2836 | 438.0564 | 9.6129 | 371 |  | 284 | 376.7612 | 87.5118 | 144.4096 | 211.4216 | 7.1616 | 54.5597 | 137.509 | 424.5677 | 9.6129 | 445 |  | 284 | 371.008 | 89.075 | 145.3173 | 209.7735 | 7.1616 | 57.3807 | 137.2415 | 367.6468 | 9.6129 | 295 |  | 284 | 384.5911 | 93.3719 | 147.6618 | 214.2116 | 7.1616 | 58.7385 | 139.1712 | 450.8663 | 9.6129 | 309
| 285 | 379.6822 | 96.2184 | 150.8948 | 217.7706 | 7.1616 | 58.3269 | 131.8774 | 557.4108 | 9.6129 | 506 |  | 285 | 375.3104 | 91.2981 | 149.7654 | 214.6531 | 7.1616 | 57.3428 | 140.249 | 437.8841 | 9.6129 | 372 |  | 285 | 372.4485 | 87.0211 | 143.9168 | 211.0415 | 7.1616 | 54.5354 | 137.4708 | 424.4146 | 9.6129 | 446 |  | 285 | 366.904 | 88.5023 | 144.7423 | 209.3794 | 7.1616 | 57.3579 | 137.2227 | 367.2974 | 9.6129 | 296 |  | 285 | 380.0515 | 92.8056 | 147.2405 | 213.9698 | 7.1616 | 58.7673 | 139.2547 | 450.739 | 9.6129 | 310
| 286 | 375.375 | 95.6182 | 150.3609 | 217.4042 | 7.1616 | 58.2968 | 131.8152 | 557.1509 | 9.6129 | 506 |  | 286 | 371.0122 | 90.7731 | 149.2741 | 214.2315 | 7.1616 | 57.3178 | 140.2157 | 437.7215 | 9.6129 | 373 |  | 286 | 368.0428 | 86.5663 | 143.4834 | 210.659 | 7.1616 | 54.5116 | 137.434 | 424.2717 | 9.6129 | 447 |  | 286 | 362.6064 | 88.0127 | 144.2918 | 208.9712 | 7.1616 | 57.3355 | 137.2056 | 366.9638 | 9.6129 | 297 |  | 286 | 375.6293 | 92.2888 | 146.7164 | 213.6637 | 7.1616 | 58.7945 | 139.3317 | 450.6106 | 9.6129 | 311
| 287 | 370.8649 | 95.1309 | 149.8449 | 217.1097 | 7.1616 | 58.2671 | 131.7538 | 556.8802 | 9.6129 | 507 |  | 287 | 366.6731 | 90.1664 | 148.7997 | 213.9157 | 7.1616 | 57.2931 | 140.1831 | 437.5663 | 9.6129 | 374 |  | 287 | 363.7257 | 86.0525 | 142.9852 | 210.3117 | 7.1616 | 54.488 | 137.3981 | 424.137 | 9.6129 | 449 |  | 287 | 358.1932 | 87.5366 | 143.9098 | 208.5965 | 7.1616 | 57.3136 | 137.19 | 366.644 | 9.6129 | 298 |  | 287 | 371.3201 | 91.6858 | 146.2435 | 213.2796 | 7.1616 | 58.8202 | 139.4016 | 450.479 | 9.6129 | 312
| 288 | 366.4697 | 94.6403 | 149.3668 | 216.6658 | 7.1616 | 58.2376 | 131.6928 | 556.5967 | 9.6129 | 507 |  | 288 | 362.2015 | 89.7526 | 148.414 | 213.4505 | 7.1616 | 57.2686 | 140.1509 | 437.4165 | 9.6129 | 375 |  | 288 | 359.3439 | 85.5977 | 142.6694 | 209.7878 | 7.1616 | 54.4647 | 137.3627 | 424.0083 | 9.6129 | 450 |  | 288 | 354.1037 | 87.0031 | 143.419 | 208.0645 | 7.1616 | 57.292 | 137.1752 | 366.3361 | 9.6129 | 299 |  | 288 | 366.7374 | 91.2289 | 145.9076 | 212.886 | 7.1616 | 58.8441 | 139.4639 | 450.3423 | 9.6129 | 313
| 289 | 362.2337 | 94.0813 | 148.9102 | 216.1096 | 7.1616 | 58.2097 | 131.6318 | 556.2986 | 9.6129 | 509 |  | 289 | 358.1591 | 89.1811 | 147.8739 | 212.8683 | 7.1616 | 57.2445 | 140.1186 | 437.2701 | 9.6129 | 376 |  | 289 | 355.1312 | 85.1602 | 142.1999 | 209.2311 | 7.1616 | 54.4417 | 137.3273 | 423.8835 | 9.6129 | 452 |  | 289 | 349.7639 | 86.6083 | 143.0577 | 207.5143 | 7.1616 | 57.2708 | 137.1608 | 366.0381 | 9.6129 | 300 |  | 289 | 362.4084 | 90.671 | 145.3524 | 212.559 | 7.1616 | 58.8663 | 139.518 | 450.1985 | 9.6129 | 314
| 290 | 358.7999 | 93.6715 | 148.4427 | 215.6575 | 7.1616 | 58.1822 | 131.5706 | 555.984 | 9.6129 | 509 |  | 290 | 354.598 | 88.7839 | 147.3906 | 212.4129 | 7.1616 | 57.2206 | 140.0857 | 437.1248 | 9.6129 | 377 |  | 290 | 351.9387 | 84.6862 | 141.7513 | 208.7806 | 7.1616 | 54.419 | 137.2916 | 423.7603 | 9.6129 | 453 |  | 290 | 346.4908 | 86.2235 | 142.6421 | 207.0673 | 7.1616 | 57.25 | 137.1464 | 365.7481 | 9.6129 | 301 |  | 290 | 358.7476 | 90.2944 | 144.8434 | 212.2369 | 7.1616 | 58.8865 | 139.5634 | 450.0456 | 9.6129 | 315
| 291 | 355.4996 | 93.3923 | 148.2059 | 215.2295 | 7.1616 | 58.1548 | 131.5086 | 555.6512 | 9.6129 | 510 |  | 291 | 351.3831 | 88.4943 | 147.1343 | 211.9788 | 7.1616 | 57.1969 | 140.052 | 436.9786 | 9.6129 | 378 |  | 291 | 348.8309 | 84.3845 | 141.4453 | 208.346 | 7.1616 | 54.3965 | 137.255 | 423.6366 | 9.6129 | 454 |  | 291 | 343.3258 | 85.9435 | 142.3802 | 206.6503 | 7.1616 | 57.2295 | 137.1316 | 365.4642 | 9.6129 | 302 |  | 291 | 355.4892 | 89.9305 | 144.5684 | 211.9148 | 7.1616 | 58.9048 | 139.5996 | 449.8817 | 9.6129 | 316
| 292 | 352.6831 | 92.8962 | 147.7419 | 214.7619 | 7.1616 | 58.1277 | 131.4455 | 555.2981 | 9.6129 | 510 |  | 292 | 348.5097 | 88.0462 | 146.6968 | 211.5428 | 7.1616 | 57.1735 | 140.0168 | 436.8294 | 9.6129 | 378 |  | 292 | 345.9074 | 84.0188 | 141.026 | 207.9044 | 7.1616 | 54.3743 | 137.2173 | 423.5104 | 9.6129 | 455 |  | 292 | 340.4696 | 85.5387 | 141.9795 | 206.1879 | 7.1616 | 57.2093 | 137.1158 | 365.1845 | 9.6129 | 303 |  | 292 | 352.3531 | 89.5519 | 144.186 | 211.5927 | 7.1616 | 58.9211 | 139.6258 | 449.7046 | 9.6129 | 316
| 293 | 349.6946 | 92.4301 | 147.4119 | 214.3022 | 7.1616 | 58.1007 | 131.381 | 554.9231 | 9.6129 | 511 |  | 293 | 345.538 | 87.697 | 146.3298 | 211.0358 | 7.1616 | 57.1504 | 139.9798 | 436.6751 | 9.6129 | 379 |  | 293 | 343.0355 | 83.6111 | 140.623 | 207.4368 | 7.1616 | 54.3523 | 137.1779 | 423.3794 | 9.6129 | 457 |  | 293 | 337.6394 | 85.0865 | 141.5904 | 205.7354 | 7.1616 | 57.1893 | 137.0987 | 364.9069 | 9.6129 | 304 |  | 293 | 349.2958 | 89.1135 | 143.7845 | 211.2706 | 7.1616 | 58.9351 | 139.6418 | 449.5126 | 9.6129 | 316
| 294 | 346.7588 | 91.7917 | 147.0895 | 213.9546 | 7.1616 | 58.0739 | 131.3147 | 554.5241 | 9.6129 | 511 |  | 294 | 342.5276 | 87.2158 | 145.9694 | 210.6929 | 7.1616 | 57.1274 | 139.9406 | 436.5135 | 9.6129 | 379 |  | 294 | 340.043 | 83.139 | 140.2918 | 207.0825 | 7.1616 | 54.3306 | 137.1364 | 423.2415 | 9.6129 | 458 |  | 294 | 334.6472 | 84.7257 | 141.1712 | 205.3837 | 7.1616 | 57.1697 | 137.0798 | 364.6295 | 9.6129 | 305 |  | 294 | 346.3696 | 88.5382 | 143.4081 | 210.9293 | 7.1616 | 58.947 | 139.6468 | 449.3036 | 9.6129 | 316
| 295 | 343.7119 | 91.3846 | 146.6469 | 213.607 | 7.1616 | 58.0472 | 131.2461 | 554.0995 | 9.6129 | 513 |  | 295 | 339.5668 | 86.6615 | 145.6323 | 210.3501 | 7.1616 | 57.1046 | 139.8988 | 436.3426 | 9.6129 | 380 |  | 295 | 337.1088 | 82.6361 | 139.9331 | 206.7282 | 7.1616 | 54.309 | 137.0925 | 423.0945 | 9.6129 | 459 |  | 295 | 331.7517 | 84.167 | 140.853 | 205.0321 | 7.1616 | 57.1502 | 137.0585 | 364.3504 | 9.6129 | 306 |  | 295 | 343.4173 | 88.0415 | 143.0856 | 210.4814 | 7.1616 | 58.9564 | 139.6403 | 449.0757 | 9.6129 | 317
| 296 | 340.65 | 90.9064 | 146.2755 | 213.2742 | 7.1616 | 58.0207 | 131.1749 | 553.6472 | 9.6129 | 513 |  | 296 | 336.5067 | 86.2284 | 145.259 | 210.0217 | 7.1616 | 57.082 | 139.8539 | 436.1602 | 9.6129 | 380 |  | 296 | 334.0381 | 82.269 | 139.5626 | 206.3864 | 7.1616 | 54.2876 | 137.0457 | 422.9364 | 9.6129 | 459 |  | 296 | 328.8514 | 83.7307 | 140.4173 | 204.6804 | 7.1616 | 57.131 | 137.0346 | 364.0676 | 9.6129 | 307 |  | 296 | 340.3328 | 87.692 | 142.7463 | 210.0353 | 7.1616 | 58.9635 | 139.6218 | 448.8268 | 9.6129 | 317
| 297 | 337.3709 | 90.5558 | 145.9832 | 212.952 | 7.1616 | 57.9943 | 131.1008 | 553.1654 | 9.6129 | 514 |  | 297 | 333.4036 | 85.8696 | 144.8466 | 209.701 | 7.1616 | 57.0596 | 139.8054 | 435.9643 | 9.6129 | 381 |  | 297 | 330.8575 | 81.9469 | 139.2412 | 206.0604 | 7.1616 | 54.2664 | 136.9956 | 422.7649 | 9.6129 | 460 |  | 297 | 325.761 | 83.3158 | 140.132 | 204.3469 | 7.1616 | 57.112 | 137.0074 | 363.7793 | 9.6129 | 307 |  | 297 | 337.2829 | 87.3029 | 142.3967 | 209.6047 | 7.1616 | 58.968 | 139.5908 | 448.5549 | 9.6129 | 318
| 298 | 334.2649 | 90.1592 | 145.5391 | 212.6546 | 7.1616 | 57.9681 | 131.0233 | 552.6524 | 9.6129 | 514 |  | 298 | 330.3466 | 85.4742 | 144.4077 | 209.3974 | 7.1616 | 57.0373 | 139.753 | 435.7528 | 9.6129 | 381 |  | 298 | 327.8828 | 81.4943 | 138.821 | 205.7577 | 7.1616 | 54.2453 | 136.9417 | 422.5779 | 9.6129 | 460 |  | 298 | 322.7296 | 82.9288 | 139.7495 | 204.024 | 7.1616 | 57.0932 | 136.9767 | 363.4834 | 9.6129 | 308 |  | 298 | 334.2337 | 86.9646 | 141.9593 | 209.2103 | 7.1616 | 58.97 | 139.5466 | 448.2582 | 9.6129 | 318
| 299 | 331.2123 | 89.6298 | 145.1702 | 212.3612 | 7.1616 | 57.942 | 130.9421 | 552.1061 | 9.6129 | 515 |  | 299 | 327.4283 | 84.862 | 144.0327 | 209.1079 | 7.1616 | 57.0151 | 139.6962 | 435.5235 | 9.6129 | 382 |  | 299 | 324.8517 | 80.9988 | 138.4882 | 205.467 | 7.1616 | 54.2244 | 136.8836 | 422.3733 | 9.6129 | 461 |  | 299 | 319.6775 | 82.51 | 139.3954 | 203.7249 | 7.1616 | 57.0746 | 136.9418 | 363.178 | 9.6129 | 309 |  | 299 | 331.4278 | 86.3445 | 141.5605 | 208.8158 | 7.1616 | 58.9692 | 139.4887 | 447.9347 | 9.6129 | 319
| 300 | 328.0481 | 89.1351 | 144.8767 | 212.0693 | 7.1616 | 57.916 | 130.8567 | 551.5248 | 9.6129 | 515 |  | 300 | 324.2614 | 84.3994 | 143.7548 | 208.8206 | 7.1616 | 56.9931 | 139.6346 | 435.2743 | 9.6129 | 382 |  | 300 | 321.9287 | 80.3695 | 138.1805 | 205.1768 | 7.1616 | 54.2036 | 136.821 | 422.1488 | 9.6129 | 461 |  | 300 | 316.9435 | 81.791 | 139.0218 | 203.4274 | 7.1616 | 57.056 | 136.9024 | 362.8612 | 9.6129 | 310 |  | 300 | 328.3912 | 85.8575 | 141.2593 | 208.4214 | 7.1616 | 58.9656 | 139.4167 | 447.5823 | 9.6129 | 319
| 301 | 324.9542 | 88.6164 | 144.537 | 211.7775 | 7.1616 | 57.8901 | 130.7669 | 550.9066 | 9.6129 | 516 |  | 301 | 321.1956 | 83.8745 | 143.4378 | 208.5332 | 7.1616 | 56.9712 | 139.5678 | 435.0031 | 9.6129 | 383 |  | 301 | 318.8065 | 79.9088 | 137.9221 | 204.8681 | 7.1616 | 54.1829 | 136.7533 | 421.9025 | 9.6129 | 462 |  | 301 | 313.8555 | 81.3653 | 138.7168 | 203.1223 | 7.1616 | 57.0376 | 136.858 | 362.531 | 9.6129 | 311 |  | 301 | 325.3838 | 85.3416 | 140.9595 | 208.0252 | 7.1616 | 58.9592 | 139.3298 | 447.199 | 9.6129 | 319
| 302 | 322.1296 | 87.9173 | 144.1544 | 211.4395 | 7.1616 | 57.8643 | 130.6722 | 550.2497 | 9.6129 | 516 |  | 302 | 318.1896 | 83.3717 | 143.0874 | 208.1976 | 7.1616 | 56.9494 | 139.4953 | 434.7079 | 9.6129 | 383 |  | 302 | 315.7345 | 79.5261 | 137.5506 | 204.5441 | 7.1616 | 54.1623 | 136.6803 | 421.6338 | 9.6129 | 462 |  | 302 | 310.6667 | 80.977 | 138.4834 | 202.8088 | 7.1616 | 57.0193 | 136.8081 | 362.1855 | 9.6129 | 311 |  | 302 | 322.4665 | 84.7876 | 140.681 | 207.5558 | 7.1616 | 58.9498 | 139.2277 | 446.783 | 9.6129 | 319
| 303 | 318.8429 | 87.5317 | 143.8849 | 211.1371 | 7.1616 | 57.8386 | 130.5723 | 549.5521 | 9.6129 | 517 |  | 303 | 314.9821 | 82.973 | 142.7946 | 207.9016 | 7.1616 | 56.9277 | 139.4167 | 434.3865 | 9.6129 | 384 |  | 303 | 312.5376 | 79.165 | 137.258 | 204.2446 | 7.1616 | 54.1418 | 136.6013 | 421.3403 | 9.6129 | 463 |  | 303 | 307.5238 | 80.6476 | 138.1358 | 202.5046 | 7.1616 | 57.0011 | 136.7524 | 361.8228 | 9.6129 | 312 |  | 303 | 319.3356 | 84.397 | 140.3723 | 207.1666 | 7.1616 | 58.9373 | 139.1096 | 446.3329 | 9.6129 | 320
| 304 | 315.6213 | 87.2062 | 143.5282 | 210.7966 | 7.1616 | 57.8131 | 130.4667 | 548.8121 | 9.6129 | 517 |  | 304 | 311.7378 | 82.6995 | 142.4494 | 207.5696 | 7.1616 | 56.906 | 139.3316 | 434.0368 | 9.6129 | 384 |  | 304 | 309.246 | 78.8914 | 137.0092 | 203.9086 | 7.1616 | 54.1213 | 136.5161 | 421.0185 | 9.6129 | 463 |  | 304 | 304.4159 | 80.3037 | 137.7969 | 202.1714 | 7.1616 | 56.9829 | 136.6903 | 361.4408 | 9.6129 | 312 |  | 304 | 316.1808 | 84.0109 | 140.0326 | 206.8279 | 7.1616 | 58.9217 | 138.9752 | 445.8466 | 9.6129 | 320
| 305 | 312.5813 | 86.6683 | 143.1912 | 210.4673 | 7.1616 | 57.7876 | 130.3552 | 548.0277 | 9.6129 | 518 |  | 305 | 308.6926 | 82.215 | 142.1111 | 207.2427 | 7.1616 | 56.8844 | 139.2396 | 433.6567 | 9.6129 | 385 |  | 305 | 306.1901 | 78.5474 | 136.5855 | 203.582 | 7.1616 | 54.1009 | 136.4242 | 420.6662 | 9.6129 | 464 |  | 305 | 301.3385 | 79.9631 | 137.4145 | 201.8479 | 7.1616 | 56.9648 | 136.6214 | 361.0412 | 9.6129 | 313 |  | 305 | 313.0414 | 83.6356 | 139.6763 | 206.4796 | 7.1616 | 58.9028 | 138.8238 | 445.3215 | 9.6129 | 321
| 306 | 309.4241 | 86.2399 | 142.8618 | 210.1381 | 7.1616 | 57.7621 | 130.2373 | 547.1972 | 9.6129 | 518 |  | 306 | 305.4325 | 81.9208 | 141.7952 | 206.918 | 7.1616 | 56.8628 | 139.1401 | 433.244 | 9.6129 | 385 |  | 306 | 303.1241 | 78.158 | 136.2172 | 203.2555 | 7.1616 | 54.0805 | 136.3252 | 420.2812 | 9.6129 | 464 |  | 306 | 298.3589 | 79.5089 | 137.044 | 201.528 | 7.1616 | 56.9466 | 136.5452 | 360.621 | 9.6129 | 313 |  | 306 | 309.7391 | 83.2697 | 139.4229 | 206.182 | 7.1616 | 58.8806 | 138.6549 | 444.7558 | 9.6129 | 321
| 307 | 306.3029 | 85.8195 | 142.4903 | 209.8069 | 7.1616 | 57.7368 | 130.1126 | 546.3186 | 9.6129 | 519 |  | 307 | 302.4024 | 81.495 | 141.3953 | 206.5789 | 7.1616 | 56.8412 | 139.0329 | 432.7968 | 9.6129 | 385 |  | 307 | 300.1993 | 77.7259 | 135.782 | 202.8975 | 7.1616 | 54.0602 | 136.2186 | 419.8615 | 9.6129 | 465 |  | 307 | 295.3705 | 79.1589 | 136.6163 | 201.1701 | 7.1616 | 56.9285 | 136.4614 | 360.1759 | 9.6129 | 313 |  | 307 | 306.5863 | 82.8499 | 139.0591 | 205.8991 | 7.1616 | 58.8549 | 138.4679 | 444.1482 | 9.6129 | 322
| 308 | 303.3759 | 85.434 | 142.0103 | 209.3551 | 7.1616 | 57.7115 | 129.9807 | 545.3901 | 9.6129 | 519 |  | 308 | 299.4331 | 81.1372 | 140.9742 | 206.1322 | 7.1616 | 56.8197 | 138.9174 | 432.3129 | 9.6129 | 385 |  | 308 | 297.2627 | 77.3715 | 135.3705 | 202.4499 | 7.1616 | 54.0399 | 136.1041 | 419.4048 | 9.6129 | 465 |  | 308 | 292.498 | 78.771 | 136.1976 | 200.7252 | 7.1616 | 56.9103 | 136.3694 | 359.7038 | 9.6129 | 313 |  | 308 | 303.6164 | 82.3809 | 138.5615 | 205.6163 | 7.1616 | 58.8258 | 138.2623 | 443.4967 | 9.6129 | 322
| 309 | 300.5228 | 85.0144 | 141.4866 | 208.9073 | 7.1616 | 57.6862 | 129.8414 | 544.4098 | 9.6129 | 521 |  | 309 | 296.6616 | 80.6929 | 140.4262 | 205.701 | 7.1616 | 56.7981 | 138.7933 | 431.7909 | 9.6129 | 386 |  | 309 | 294.3011 | 77.0326 | 134.9317 | 202.039 | 7.1616 | 54.0195 | 135.9812 | 418.909 | 9.6129 | 466 |  | 309 | 289.5733 | 78.3622 | 135.7934 | 200.339 | 7.1616 | 56.8921 | 136.2687 | 359.2028 | 9.6129 | 314 |  | 309 | 300.6158 | 82.0574 | 137.9491 | 205.3335 | 7.1616 | 58.793 | 138.0375 | 442.7988 | 9.6129 | 322
| 310 | 297.5102 | 84.5466 | 141.0739 | 208.5561 | 7.1616 | 57.661 | 129.6942 | 543.3759 | 9.6129 | 521 |  | 310 | 293.7095 | 80.1871 | 140.0359 | 205.3543 | 7.1616 | 56.7765 | 138.6601 | 431.2303 | 9.6129 | 386 |  | 310 | 291.3685 | 76.551 | 134.5441 | 201.6908 | 7.1616 | 53.9992 | 135.8495 | 418.3721 | 9.6129 | 466 |  | 310 | 286.7239 | 77.8455 | 135.3802 | 199.9943 | 7.1616 | 56.8738 | 136.159 | 358.6716 | 9.6129 | 314 |  | 310 | 297.5664 | 81.5327 | 137.5867 | 205.0506 | 7.1616 | 58.7565 | 137.793 | 442.0523 | 9.6129 | 322
| 311 | 294.3018 | 84.1966 | 140.7393 | 208.2049 | 7.1616 | 57.6358 | 129.5386 | 542.2866 | 9.6129 | 521 |  | 311 | 290.5356 | 79.837 | 139.7117 | 205.0076 | 7.1616 | 56.7549 | 138.5173 | 430.627 | 9.6129 | 387 |  | 311 | 288.2432 | 76.1535 | 134.2649 | 201.3426 | 7.1616 | 53.9788 | 135.7085 | 417.7942 | 9.6129 | 467 |  | 311 | 283.54 | 77.5448 | 135.0855 | 199.6496 | 7.1616 | 56.8554 | 136.0398 | 358.1088 | 9.6129 | 315 |  | 311 | 294.2714 | 81.1358 | 137.3301 | 204.7799 | 7.1616 | 58.7162 | 137.5283 | 441.2553 | 9.6129 | 323
| 312 | 291.1633 | 83.7199 | 140.4614 | 207.8538 | 7.1616 | 57.6107 | 129.3745 | 541.14 | 9.6129 | 521 |  | 312 | 287.3408 | 79.4865 | 139.4087 | 204.6609 | 7.1616 | 56.7333 | 138.3646 | 429.9785 | 9.6129 | 387 |  | 312 | 285.1109 | 75.7883 | 133.9605 | 200.9944 | 7.1616 | 53.9584 | 135.5579 | 417.1713 | 9.6129 | 467 |  | 312 | 280.4328 | 77.1277 | 134.8305 | 199.3049 | 7.1616 | 56.8369 | 135.9105 | 357.5135 | 9.6129 | 315 |  | 312 | 290.9422 | 80.8032 | 137.0391 | 204.5134 | 7.1616 | 58.6721 | 137.2427 | 440.4058 | 9.6129 | 323
| 313 | 288.0217 | 83.344 | 140.0859 | 207.5026 | 7.1616 | 57.5856 | 129.2013 | 539.9342 | 9.6129 | 522 |  | 313 | 284.2511 | 79.0634 | 139.0733 | 204.3142 | 7.1616 | 56.7116 | 138.2015 | 429.2828 | 9.6129 | 388 |  | 313 | 281.9713 | 75.4162 | 133.6703 | 200.6462 | 7.1616 | 53.9378 | 135.3972 | 416.5012 | 9.6129 | 468 |  | 313 | 277.3649 | 76.7263 | 134.5206 | 198.9602 | 7.1616 | 56.8183 | 135.7709 | 356.8833 | 9.6129 | 315 |  | 313 | 287.8861 | 80.3409 | 136.6498 | 204.2018 | 7.1616 | 58.624 | 136.9358 | 439.5017 | 9.6129 | 323
| 314 | 284.8485 | 83.0365 | 139.6735 | 207.1515 | 7.1616 | 57.5604 | 129.0187 | 538.6673 | 9.6129 | 522 |  | 314 | 281.2273 | 78.6654 | 138.6469 | 203.9675 | 7.1616 | 56.6898 | 138.0276 | 428.5379 | 9.6129 | 388 |  | 314 | 278.9272 | 74.9772 | 133.3514 | 200.298 | 7.1616 | 53.9173 | 135.2261 | 415.7815 | 9.6129 | 468 |  | 314 | 274.4093 | 76.294 | 134.1292 | 198.6155 | 7.1616 | 56.7995 | 135.6204 | 356.2147 | 9.6129 | 315 |  | 314 | 284.7808 | 79.9931 | 136.2359 | 203.8497 | 7.1616 | 58.5718 | 136.6069 | 438.541 | 9.6129 | 323
| 315 | 281.7708 | 82.573 | 139.3217 | 206.8003 | 7.1616 | 57.5353 | 128.8263 | 537.3375 | 9.6129 | 523 |  | 315 | 278.0802 | 78.2892 | 138.3219 | 203.6208 | 7.1616 | 56.6679 | 137.8425 | 427.742 | 9.6129 | 388 |  | 315 | 275.8023 | 74.6766 | 132.9749 | 199.9498 | 7.1616 | 53.8966 | 135.044 | 415.0099 | 9.6129 | 469 |  | 315 | 271.1992 | 76.0103 | 133.8437 | 198.2708 | 7.1616 | 56.7806 | 135.4585 | 355.5054 | 9.6129 | 316 |  | 315 | 281.6884 | 79.5471 | 135.9408 | 203.4638 | 7.1616 | 58.5155 | 136.2556 | 437.5219 | 9.6129 | 324
| 316 | 278.8284 | 82.0515 | 138.8924 | 206.4492 | 7.1616 | 57.5102 | 128.6238 | 535.9429 | 9.6129 | 523 |  | 316 | 275.1446 | 77.7687 | 137.9298 | 203.2741 | 7.1616 | 56.6459 | 137.6457 | 426.8925 | 9.6129 | 388 |  | 316 | 272.8846 | 74.1556 | 132.6117 | 199.6016 | 7.1616 | 53.8758 | 134.8505 | 414.184 | 9.6129 | 469 |  | 316 | 268.2588 | 75.5474 | 133.4677 | 197.9261 | 7.1616 | 56.7614 | 135.2849 | 354.7533 | 9.6129 | 316 |  | 316 | 278.6923 | 79.1069 | 135.5436 | 203.0779 | 7.1616 | 58.455 | 135.8813 | 436.4422 | 9.6129 | 324
| 317 | 275.6998 | 81.6568 | 138.5227 | 206.098 | 7.1616 | 57.4851 | 128.4107 | 534.4817 | 9.6129 | 524 |  | 317 | 272.131 | 77.3984 | 137.4654 | 202.9274 | 7.1616 | 56.6238 | 137.4368 | 425.9872 | 9.6129 | 389 |  | 317 | 269.8936 | 73.7577 | 132.1987 | 199.2534 | 7.1616 | 53.8549 | 134.6453 | 413.3016 | 9.6129 | 469 |  | 317 | 265.4675 | 75.0353 | 132.9917 | 197.5814 | 7.1616 | 56.7432 | 135.099 | 353.9565 | 9.6129 | 316 |  | 317 | 275.6562 | 78.6958 | 135.1576 | 202.692 | 7.1616 | 58.3914 | 135.4835 | 435.3 | 9.6129 | 324
| 318 | 272.7007 | 81.2169 | 138.0686 | 205.7469 | 7.1616 | 57.46 | 128.1867 | 532.952 | 9.6129 | 524 |  | 318 | 269.074 | 76.9981 | 137.0746 | 202.5807 | 7.1616 | 56.6015 | 137.2154 | 425.024 | 9.6129 | 389 |  | 318 | 266.7845 | 73.3611 | 131.9025 | 198.9053 | 7.1616 | 53.8342 | 134.428 | 412.3606 | 9.6129 | 469 |  | 318 | 262.3767 | 74.6326 | 132.706 | 197.2367 | 7.1616 | 56.7253 | 134.9005 | 353.1129 | 9.6129 | 316 |  | 318 | 272.7122 | 78.215 | 134.7488 | 202.3061 | 7.1616 | 58.3234 | 135.0615 | 434.0934 | 9.6129 | 324
| 319 | 269.7801 | 80.7671 | 137.5458 | 205.3957 | 7.1616 | 57.4348 | 127.9514 | 531.3519 | 9.6129 | 525 |  | 319 | 266.0652 | 76.6734 | 136.5598 | 202.234 | 7.1616 | 56.5792 | 136.981 | 424.0008 | 9.6129 | 390 |  | 319 | 263.8865 | 73.0093 | 131.3502 | 198.5571 | 7.1616 | 53.8144 | 134.198 | 411.3587 | 9.6129 | 470 |  | 319 | 259.4563 | 74.3138 | 132.1659 | 196.892 | 7.1616 | 56.7072 | 134.6888 | 352.2207 | 9.6129 | 317 |  | 319 | 269.6959 | 77.9329 | 134.2138 | 201.9202 | 7.1616 | 58.2508 | 134.6149 | 432.8203 | 9.6129 | 325
| 320 | 267.0312 | 80.273 | 136.8958 | 205.0446 | 7.1616 | 57.4096 | 127.7044 | 529.6796 | 9.6129 | 525 |  | 320 | 263.0603 | 76.3203 | 136.0695 | 201.8873 | 7.1616 | 56.5574 | 136.7333 | 422.9156 | 9.6129 | 390 |  | 320 | 260.9246 | 72.7348 | 130.7848 | 198.2089 | 7.1616 | 53.7943 | 133.955 | 410.2939 | 9.6129 | 470 |  | 320 | 256.3989 | 74.0665 | 131.6913 | 196.5473 | 7.1616 | 56.6887 | 134.4635 | 351.2777 | 9.6129 | 317 |  | 320 | 266.7255 | 77.569 | 133.7148 | 201.5344 | 7.1616 | 58.1736 | 134.143 | 431.4788 | 9.6129 | 325
| 321 | 264.0178 | 79.8757 | 136.4134 | 204.6934 | 7.1616 | 57.3844 | 127.4454 | 527.9333 | 9.6129 | 526 |  | 321 | 260.2061 | 75.909 | 135.4868 | 201.5406 | 7.1616 | 56.5359 | 136.4717 | 421.7661 | 9.6129 | 390 |  | 321 | 258.1123 | 72.3704 | 130.1595 | 197.8607 | 7.1616 | 53.774 | 133.6985 | 409.1639 | 9.6129 | 471 |  | 321 | 253.6523 | 73.6912 | 131.034 | 196.2026 | 7.1616 | 56.6699 | 134.2241 | 350.2821 | 9.6129 | 317 |  | 321 | 263.7733 | 77.2625 | 133.1401 | 201.1485 | 7.1616 | 58.0917 | 133.6454 | 430.0669 | 9.6129 | 325
| 322 | 261.3586 | 79.6139 | 135.4414 | 204.3422 | 7.1616 | 57.3591 | 127.1739 | 526.111 | 9.6129 | 526 |  | 322 | 257.8251 | 75.5971 | 134.3315 | 201.1939 | 7.1616 | 56.5142 | 136.1959 | 420.5502 | 9.6129 | 390 |  | 322 | 255.5752 | 72.0317 | 129.2334 | 197.5125 | 7.1616 | 53.7535 | 133.4282 | 407.9666 | 9.6129 | 471 |  | 322 | 251.1925 | 73.3011 | 130.1046 | 195.8578 | 7.1616 | 56.6507 | 133.9703 | 349.2318 | 9.6129 | 317 |  | 322 | 261.3392 | 76.8879 | 132.1153 | 200.7626 | 7.1616 | 58.0049 | 133.1215 | 428.5825 | 9.6129 | 325
| 323 | 258.2531 | 79.353 | 134.9108 | 203.9949 | 7.1616 | 57.3338 | 126.8896 | 524.2109 | 9.6129 | 527 |  | 323 | 254.7956 | 75.2571 | 133.8503 | 200.8497 | 7.1616 | 56.4922 | 135.9054 | 419.2659 | 9.6129 | 391 |  | 323 | 252.485 | 71.7539 | 128.7943 | 197.1695 | 7.1616 | 53.7328 | 133.1436 | 406.6998 | 9.6129 | 472 |  | 323 | 248.3333 | 72.9778 | 129.5064 | 195.5145 | 7.1616 | 56.6311 | 133.7015 | 348.1249 | 9.6129 | 318 |  | 323 | 258.3459 | 76.5346 | 131.6285 | 200.3767 | 7.1616 | 57.9132 | 132.5707 | 427.0238 | 9.6129 | 326
| 324 | 255.253 | 78.926 | 134.4369 | 203.6518 | 7.1616 | 57.3084 | 126.5921 | 522.2312 | 9.6129 | 527 |  | 324 | 251.8882 | 74.8456 | 133.3132 | 200.5107 | 7.1616 | 56.47 | 135.5999 | 417.9111 | 9.6129 | 391 |  | 324 | 249.6607 | 71.3516 | 128.2119 | 196.8284 | 7.1616 | 53.7118 | 132.8442 | 405.3613 | 9.6129 | 472 |  | 324 | 245.4289 | 72.5646 | 129.0378 | 195.1767 | 7.1616 | 56.6111 | 133.4173 | 346.9593 | 9.6129 | 318 |  | 324 | 255.4301 | 76.1618 | 131.0838 | 199.9908 | 7.1616 | 57.8165 | 131.9926 | 425.3887 | 9.6129 | 326
| 325 | 252.5358 | 78.5583 | 133.6206 | 203.3087 | 7.1616 | 57.2829 | 126.2811 | 520.1699 | 9.6129 | 527 |  | 325 | 249.2876 | 74.4345 | 132.469 | 200.1717 | 7.1616 | 56.4475 | 135.2788 | 416.4835 | 9.6129 | 391 |  | 325 | 247.0925 | 70.9472 | 127.3754 | 196.4873 | 7.1616 | 53.6905 | 132.5297 | 403.949 | 9.6129 | 472 |  | 325 | 242.8294 | 72.2043 | 128.2114 | 194.8388 | 7.1616 | 56.5907 | 133.1172 | 345.7332 | 9.6129 | 318 |  | 325 | 252.8722 | 75.7581 | 130.2121 | 199.6049 | 7.1616 | 57.7147 | 131.3864 | 423.6752 | 9.6129 | 326
| 326 | 249.8481 | 78.2011 | 132.7644 | 202.9656 | 7.1616 | 57.2574 | 125.9561 | 518.0253 | 9.6129 | 527 |  | 326 | 246.5774 | 74.014 | 131.7438 | 199.8327 | 7.1616 | 56.4248 | 134.9417 | 414.9811 | 9.6129 | 391 |  | 326 | 244.319 | 70.5644 | 126.7228 | 196.1462 | 7.1616 | 53.6689 | 132.1997 | 402.4607 | 9.6129 | 472 |  | 326 | 240.0894 | 71.8281 | 127.5415 | 194.501 | 7.1616 | 56.5698 | 132.8008 | 344.4446 | 9.6129 | 318 |  | 326 | 250.1487 | 75.3476 | 129.4719 | 199.2597 | 7.1616 | 57.6077 | 130.7518 | 421.8814 | 9.6129 | 326
| 327 | 246.7802 | 77.8707 | 132.2615 | 202.6225 | 7.1616 | 57.2317 | 125.6168 | 515.7955 | 9.6129 | 528 |  | 327 | 243.5632 | 73.5999 | 131.3162 | 199.4937 | 7.1616 | 56.4017 | 134.5883 | 413.4018 | 9.6129 | 392 |  | 327 | 241.2104 | 70.2245 | 126.3622 | 195.8051 | 7.1616 | 53.6469 | 131.8537 | 400.8942 | 9.6129 | 473 |  | 327 | 237.0433 | 71.4132 | 127.2163 | 194.1632 | 7.1616 | 56.5483 | 132.4677 | 343.0914 | 9.6129 | 319 |  | 327 | 246.9634 | 74.9835 | 129.1363 | 198.9253 | 7.1616 | 57.4954 | 130.0881 | 420.0052 | 9.6129 | 327
| 328 | 244.0762 | 77.5285 | 131.4065 | 202.2795 | 7.1616 | 57.206 | 125.2628 | 513.4785 | 9.6129 | 528 |  | 328 | 240.9795 | 73.2127 | 130.4311 | 199.1547 | 7.1616 | 56.3783 | 134.218 | 411.7435 | 9.6129 | 392 |  | 328 | 238.7124 | 69.7635 | 125.5121 | 195.464 | 7.1616 | 53.6247 | 131.4913 | 399.2474 | 9.6129 | 473 |  | 328 | 234.6033 | 70.9315 | 126.3519 | 193.8253 | 7.1616 | 56.5264 | 132.1173 | 341.6717 | 9.6129 | 319 |  | 328 | 244.4444 | 74.4915 | 128.2625 | 198.591 | 7.1616 | 57.3777 | 129.3948 | 418.0448 | 9.6129 | 327
| 329 | 241.3281 | 77.1264 | 130.6555 | 201.9364 | 7.1616 | 57.1801 | 124.8937 | 511.0726 | 9.6129 | 529 |  | 329 | 238.1884 | 72.8357 | 129.7433 | 198.8157 | 7.1616 | 56.3546 | 133.8305 | 410.004 | 9.6129 | 392 |  | 329 | 235.9257 | 69.4138 | 124.8396 | 195.1229 | 7.1616 | 53.602 | 131.112 | 397.518 | 9.6129 | 473 |  | 329 | 231.8471 | 70.6199 | 125.6336 | 193.4875 | 7.1616 | 56.5039 | 131.7493 | 340.1835 | 9.6129 | 319 |  | 329 | 241.5607 | 74.0884 | 127.6644 | 198.2566 | 7.1616 | 57.2545 | 128.6714 | 415.998 | 9.6129 | 327
| 330 | 238.5843 | 76.6111 | 130.0136 | 201.5933 | 7.1616 | 57.1542 | 124.5091 | 508.576 | 9.6129 | 529 |  | 330 | 235.3726 | 72.4131 | 129.1258 | 198.4767 | 7.1616 | 56.3304 | 133.4254 | 408.1812 | 9.6129 | 392 |  | 330 | 233.145 | 69.042 | 124.183 | 194.7818 | 7.1616 | 53.579 | 130.7155 | 395.704 | 9.6129 | 473 |  | 330 | 229.1833 | 70.2072 | 124.9238 | 193.1497 | 7.1616 | 56.4808 | 131.3631 | 338.6248 | 9.6129 | 319 |  | 330 | 238.8637 | 73.6758 | 126.8891 | 197.9222 | 7.1616 | 57.1257 | 127.9172 | 413.863 | 9.6129 | 327
| 331 | 236.0028 | 76.1542 | 129.1507 | 201.2502 | 7.1616 | 57.1281 | 124.1087 | 505.9866 | 9.6129 | 529 |  | 331 | 232.868 | 71.974 | 128.2135 | 198.1377 | 7.1616 | 56.306 | 133.0021 | 406.273 | 9.6129 | 393 |  | 331 | 230.6979 | 68.4916 | 123.3714 | 194.4407 | 7.1616 | 53.5556 | 130.3014 | 393.8031 | 9.6129 | 474 |  | 331 | 226.7534 | 69.6818 | 124.093 | 192.8119 | 7.1616 | 56.4571 | 130.9584 | 336.9937 | 9.6129 | 319 |  | 331 | 236.3176 | 73.204 | 126.022 | 197.5878 | 7.1616 | 56.9913 | 127.1318 | 411.6377 | 9.6129 | 328
| 332 | 233.1112 | 75.7693 | 128.5261 | 200.9072 | 7.1616 | 57.102 | 123.692 | 503.3028 | 9.6129 | 529 |  | 332 | 229.9624 | 71.6986 | 127.5386 | 197.7987 | 7.1616 | 56.2811 | 132.5603 | 404.2774 | 9.6129 | 393 |  | 332 | 227.9922 | 68.2719 | 122.4878 | 194.0996 | 7.1616 | 53.5318 | 129.8691 | 391.8132 | 9.6129 | 474 |  | 332 | 224.1361 | 69.4732 | 123.1327 | 192.474 | 7.1616 | 56.4328 | 130.5346 | 335.2881 | 9.6129 | 319 |  | 332 | 233.5662 | 72.9571 | 125.1354 | 197.2535 | 7.1616 | 56.851 | 126.3146 | 409.3202 | 9.6129 | 328
| 333 | 230.6214 | 75.4856 | 127.3985 | 200.5641 | 7.1616 | 57.0756 | 123.2588 | 500.5225 | 9.6129 | 530 |  | 333 | 227.4144 | 71.3981 | 126.5312 | 197.4597 | 7.1616 | 56.2558 | 132.0996 | 402.1921 | 9.6129 | 393 |  | 333 | 225.2166 | 68.0508 | 121.6756 | 193.7585 | 7.1616 | 53.5075 | 129.4184 | 389.7321 | 9.6129 | 475 |  | 333 | 221.2789 | 69.2835 | 122.3936 | 192.1362 | 7.1616 | 56.4078 | 130.0914 | 333.5062 | 9.6129 | 320 |  | 333 | 231.0766 | 72.6174 | 124.0852 | 196.9138 | 7.1616 | 56.7049 | 125.4651 | 406.9084 | 9.6129 | 328
| 334 | 227.9332 | 75.0689 | 126.6022 | 200.221 | 7.1616 | 57.0492 | 122.8086 | 497.644 | 9.6129 | 530 |  | 334 | 224.87 | 71.0329 | 125.5849 | 197.1207 | 7.1616 | 56.23 | 131.6194 | 400.015 | 9.6129 | 393 |  | 334 | 222.846 | 67.7146 | 120.5732 | 193.4174 | 7.1616 | 53.4828 | 128.9487 | 387.5576 | 9.6129 | 475 |  | 334 | 218.9574 | 68.935 | 121.2772 | 191.7984 | 7.1616 | 56.3821 | 129.6282 | 331.6458 | 9.6129 | 320 |  | 334 | 228.3768 | 72.263 | 123.2603 | 196.5736 | 7.1616 | 56.5528 | 124.5826 | 404.4004 | 9.6129 | 328
| 335 | 225.8985 | 74.6337 | 125.171 | 199.8779 | 7.1616 | 57.0226 | 122.3411 | 494.6654 | 9.6129 | 531 |  | 335 | 222.6756 | 70.7082 | 124.2481 | 196.7817 | 7.1616 | 56.2038 | 131.1195 | 397.7441 | 9.6129 | 394 |  | 335 | 220.5909 | 67.412 | 119.322 | 193.0763 | 7.1616 | 53.4576 | 128.4596 | 385.2876 | 9.6129 | 475 |  | 335 | 216.7259 | 68.6416 | 120.016 | 191.4605 | 7.1616 | 56.3558 | 129.1446 | 329.7051 | 9.6129 | 320 |  | 335 | 226.1461 | 71.9561 | 121.9188 | 196.2334 | 7.1616 | 56.3947 | 123.6667 | 401.7942 | 9.6129 | 328
| 336 | 223.6341 | 74.2677 | 123.9001 | 199.5348 | 7.1616 | 56.9958 | 121.8558 | 491.5849 | 9.6129 | 531 |  | 336 | 220.5598 | 70.3617 | 122.8545 | 196.4427 | 7.1616 | 56.1772 | 130.5993 | 395.3772 | 9.6129 | 394 |  | 336 | 218.3949 | 67.082 | 118.0389 | 192.7352 | 7.1616 | 53.432 | 127.9508 | 382.9199 | 9.6129 | 475 |  | 336 | 214.5733 | 68.2651 | 118.7589 | 191.1227 | 7.1616 | 56.3286 | 128.6402 | 327.6821 | 9.6129 | 320 |  | 336 | 223.9618 | 71.5806 | 120.5994 | 195.8932 | 7.1616 | 56.2304 | 122.7168 | 399.0879 | 9.6129 | 328
| 337 | 221.2304 | 73.844 | 122.8264 | 199.1918 | 7.1616 | 56.9689 | 121.3524 | 488.4005 | 9.6129 | 531 |  | 337 | 218.0623 | 69.9009 | 121.9569 | 196.1037 | 7.1616 | 56.15 | 130.0584 | 392.9122 | 9.6129 | 394 |  | 337 | 215.882 | 66.6355 | 117.1892 | 192.3941 | 7.1616 | 53.4058 | 127.4217 | 380.4523 | 9.6129 | 476 |  | 337 | 212.047 | 67.8234 | 117.9409 | 190.7849 | 7.1616 | 56.3008 | 128.1145 | 325.5747 | 9.6129 | 320 |  | 337 | 221.6036 | 71.0778 | 119.5813 | 195.553 | 7.1616 | 56.0599 | 121.7323 | 396.2793 | 9.6129 | 329
| 338 | 218.5809 | 73.5097 | 121.9091 | 198.8487 | 7.1616 | 56.9418 | 120.8305 | 485.1105 | 9.6129 | 531 |  | 338 | 215.6118 | 69.5197 | 120.9325 | 195.7647 | 7.1616 | 56.1223 | 129.4965 | 390.347 | 9.6129 | 394 |  | 338 | 213.49 | 66.2367 | 116.171 | 192.053 | 7.1616 | 53.3791 | 126.8721 | 377.8827 | 9.6129 | 476 |  | 338 | 209.7267 | 67.4472 | 116.8512 | 190.4471 | 7.1616 | 56.2721 | 127.5671 | 323.3811 | 9.6129 | 320 |  | 338 | 219.1343 | 70.7345 | 118.5148 | 195.2128 | 7.1616 | 55.883 | 120.7128 | 393.3666 | 9.6129 | 329
| 339 | 215.9435 | 73.1236 | 121.0315 | 198.5056 | 7.1616 | 56.9145 | 120.2898 | 481.7129 | 9.6129 | 532 |  | 339 | 212.9737 | 69.1914 | 120.0431 | 195.4257 | 7.1616 | 56.0941 | 128.913 | 387.6795 | 9.6129 | 394 |  | 339 | 210.8924 | 65.9093 | 115.2869 | 191.7119 | 7.1616 | 53.3518 | 126.3014 | 375.2089 | 9.6129 | 476 |  | 339 | 207.1757 | 67.1006 | 115.9627 | 190.1092 | 7.1616 | 56.2426 | 126.9974 | 321.0992 | 9.6129 | 321 |  | 339 | 216.4561 | 70.3772 | 117.6712 | 194.8727 | 7.1616 | 55.6997 | 119.6576 | 390.3478 | 9.6129 | 329
| 340 | 213.4631 | 72.5714 | 120.1628 | 198.1625 | 7.1616 | 56.8871 | 119.7298 | 478.2059 | 9.6129 | 532 |  | 340 | 210.1966 | 68.7092 | 119.4464 | 195.0867 | 7.1616 | 56.0654 | 128.3075 | 384.9075 | 9.6129 | 394 |  | 340 | 208.0392 | 65.4876 | 114.7529 | 191.3708 | 7.1616 | 53.3239 | 125.7092 | 372.4287 | 9.6129 | 476 |  | 340 | 204.3388 | 66.719 | 115.3949 | 189.7714 | 7.1616 | 56.2123 | 126.4052 | 318.727 | 9.6129 | 321 |  | 340 | 213.7108 | 69.9069 | 117.0078 | 194.5325 | 7.1616 | 55.5098 | 118.5662 | 387.2209 | 9.6129 | 329
| 341 | 210.9614 | 72.1674 | 119.1674 | 197.8194 | 7.1616 | 56.8594 | 119.1501 | 474.5877 | 9.6129 | 532 |  | 341 | 207.8979 | 68.2304 | 118.368 | 194.7477 | 7.1616 | 56.0361 | 127.6797 | 382.0289 | 9.6129 | 395 |  | 341 | 205.6046 | 65.0611 | 113.8049 | 191.0297 | 7.1616 | 53.2955 | 125.0951 | 369.5399 | 9.6129 | 476 |  | 341 | 201.8764 | 66.2321 | 114.5581 | 189.4336 | 7.1616 | 56.1811 | 125.7898 | 316.2626 | 9.6129 | 321 |  | 341 | 211.2884 | 69.504 | 115.9539 | 194.1923 | 7.1616 | 55.3134 | 117.438 | 383.9838 | 9.6129 | 329
| 342 | 208.3122 | 71.4697 | 118.6132 | 197.4764 | 7.1616 | 56.8316 | 118.5505 | 470.8564 | 9.6129 | 532 |  | 342 | 205.2009 | 67.5864 | 117.8531 | 194.4087 | 7.1616 | 56.0062 | 127.029 | 379.0417 | 9.6129 | 395 |  | 342 | 203.1364 | 64.4441 | 113.0811 | 190.6886 | 7.1616 | 53.2665 | 124.4587 | 366.5404 | 9.6129 | 476 |  | 342 | 199.5041 | 65.6063 | 113.77 | 189.0957 | 7.1616 | 56.149 | 125.1508 | 313.704 | 9.6129 | 321 |  | 342 | 208.5976 | 68.8265 | 115.4431 | 193.8521 | 7.1616 | 55.1101 | 116.2726 | 380.6347 | 9.6129 | 329
| 343 | 206.0589 | 70.8215 | 117.6135 | 197.1333 | 7.1616 | 56.8035 | 117.9305 | 467.0101 | 9.6129 | 532 |  | 343 | 203.0244 | 67.0023 | 116.7577 | 194.0697 | 7.1616 | 55.9757 | 126.3551 | 375.9437 | 9.6129 | 395 |  | 343 | 200.9426 | 63.8226 | 112.0874 | 190.3475 | 7.1616 | 53.2368 | 123.7996 | 363.4281 | 9.6129 | 477 |  | 343 | 197.3718 | 64.9549 | 112.7675 | 188.7579 | 7.1616 | 56.1159 | 124.4878 | 311.0492 | 9.6129 | 321 |  | 343 | 206.4437 | 68.1823 | 114.3621 | 193.5119 | 7.1616 | 54.9001 | 115.0693 | 377.1715 | 9.6129 | 330
| 344 | 203.5012 | 70.2155 | 116.8761 | 196.7902 | 7.1616 | 56.7757 | 117.2897 | 463.047 | 9.6129 | 532 |  | 344 | 200.2962 | 66.575 | 116.0573 | 193.7306 | 7.1616 | 55.9446 | 125.6575 | 372.7327 | 9.6129 | 395 |  | 344 | 198.2811 | 63.2999 | 111.4625 | 190.0064 | 7.1616 | 53.2065 | 123.1174 | 360.2006 | 9.6129 | 477 |  | 344 | 194.8394 | 64.3921 | 112.0766 | 188.4201 | 7.1616 | 56.082 | 123.8004 | 308.2962 | 9.6129 | 321 |  | 344 | 203.6873 | 67.7458 | 113.6759 | 193.1718 | 7.1616 | 54.6832 | 113.8276 | 373.5922 | 9.6129 | 330
| 345 | 201.1356 | 69.5863 | 115.9698 | 196.4471 | 7.1616 | 56.7477 | 116.6278 | 458.9651 | 9.6129 | 533 |  | 345 | 198.1181 | 65.8018 | 115.1527 | 193.3916 | 7.1616 | 55.9128 | 124.9359 | 369.4067 | 9.6129 | 395 |  | 345 | 195.7807 | 62.6751 | 110.7787 | 189.6653 | 7.1616 | 53.1756 | 122.4115 | 356.856 | 9.6129 | 477 |  | 345 | 192.3631 | 63.7552 | 111.4036 | 188.0823 | 7.1616 | 56.047 | 123.0881 | 305.4431 | 9.6129 | 322 |  | 345 | 201.3855 | 67.0337 | 112.8107 | 192.8316 | 7.1616 | 54.4592 | 112.5469 | 369.8949 | 9.6129 | 330
| 346 | 198.768 | 69.0599 | 114.9626 | 196.104 | 7.1616 | 56.7194 | 115.9444 | 454.7628 | 9.6129 | 533 |  | 346 | 195.9286 | 65.1997 | 114.0884 | 193.0526 | 7.1616 | 55.8804 | 124.1897 | 365.9636 | 9.6129 | 395 |  | 346 | 193.6363 | 62.0939 | 109.6953 | 189.3243 | 7.1616 | 53.1439 | 121.6817 | 353.3919 | 9.6129 | 477 |  | 346 | 190.1943 | 63.2284 | 110.313 | 187.7444 | 7.1616 | 56.0111 | 122.3504 | 302.4879 | 9.6129 | 322 |  | 346 | 199.1842 | 66.4483 | 111.7183 | 192.4914 | 7.1616 | 54.2282 | 111.2268 | 366.0776 | 9.6129 | 330
| 347 | 196.6904 | 68.1369 | 114.062 | 195.761 | 7.1616 | 56.6908 | 115.2391 | 450.438 | 9.6129 | 533 |  | 347 | 193.6092 | 64.4882 | 113.2633 | 192.7136 | 7.1616 | 55.8473 | 123.4185 | 362.4012 | 9.6129 | 396 |  | 347 | 191.3842 | 61.4431 | 108.7891 | 188.9832 | 7.1616 | 53.1116 | 120.9274 | 349.8063 | 9.6129 | 477 |  | 347 | 188.0134 | 62.5335 | 109.4027 | 187.4066 | 7.1616 | 55.9741 | 121.5868 | 299.4286 | 9.6129 | 322 |  | 347 | 197.0547 | 65.6309 | 110.786 | 192.1512 | 7.1616 | 53.9899 | 109.8666 | 362.1383 | 9.6129 | 330
| 348 | 194.5986 | 67.1415 | 113.248 | 195.4179 | 7.1616 | 56.662 | 114.5115 | 445.9889 | 9.6129 | 533 |  | 348 | 191.513 | 63.5801 | 112.4117 | 192.3746 | 7.1616 | 55.8135 | 122.6219 | 358.7175 | 9.6129 | 396 |  | 348 | 189.3527 | 60.4835 | 107.9712 | 188.6421 | 7.1616 | 53.0785 | 120.1483 | 346.0969 | 9.6129 | 477 |  | 348 | 185.931 | 61.5745 | 108.658 | 187.0688 | 7.1616 | 55.9361 | 120.797 | 296.2633 | 9.6129 | 322 |  | 348 | 194.964 | 64.588 | 110.0406 | 191.811 | 7.1616 | 53.7444 | 108.4659 | 358.075 | 9.6129 | 330
| 349 | 192.1347 | 66.4159 | 112.5363 | 195.0748 | 7.1616 | 56.6329 | 113.7613 | 441.4138 | 9.6129 | 533 |  | 349 | 189.2375 | 62.743 | 111.6683 | 192.0356 | 7.1616 | 55.779 | 121.7995 | 354.9102 | 9.6129 | 396 |  | 349 | 187.016 | 59.7495 | 107.2329 | 188.301 | 7.1616 | 53.0447 | 119.344 | 342.2616 | 9.6129 | 478 |  | 349 | 183.5404 | 60.8781 | 107.9588 | 186.7309 | 7.1616 | 55.897 | 119.9805 | 292.9898 | 9.6129 | 322 |  | 349 | 192.5114 | 63.9055 | 109.2966 | 191.4708 | 7.1616 | 53.4915 | 107.0239 | 353.8857 | 9.6129 | 330
| 350 | 189.7559 | 65.4379 | 111.9921 | 194.7317 | 7.1616 | 56.6034 | 112.988 | 436.7106 | 9.6129 | 533 |  | 350 | 186.618 | 62.0398 | 111.1352 | 191.6966 | 7.1616 | 55.7438 | 120.9509 | 350.9773 | 9.6129 | 396 |  | 350 | 184.4773 | 59.0394 | 106.6726 | 187.9599 | 7.1616 | 53.0101 | 118.5139 | 338.2983 | 9.6129 | 478 |  | 350 | 181.1212 | 60.0812 | 107.3887 | 186.3931 | 7.1616 | 55.8567 | 119.1368 | 289.6064 | 9.6129 | 322 |  | 350 | 189.8145 | 63.1764 | 108.8452 | 191.129 | 7.1616 | 53.2311 | 105.5403 | 349.5684 | 9.6129 | 330
| 351 | 187.001 | 64.6532 | 111.6305 | 194.3887 | 7.1616 | 56.5737 | 112.1913 | 431.8776 | 9.6129 | 534 |  | 351 | 183.9448 | 61.2673 | 110.7249 | 191.3576 | 7.1616 | 55.7078 | 120.0756 | 346.9167 | 9.6129 | 396 |  | 351 | 181.8509 | 58.234 | 106.2955 | 187.6188 | 7.1616 | 52.9748 | 117.6577 | 334.2047 | 9.6129 | 478 |  | 351 | 178.4453 | 59.3539 | 107.0057 | 186.0553 | 7.1616 | 55.8154 | 118.2655 | 286.1109 | 9.6129 | 322 |  | 351 | 187.075 | 62.3686 | 108.5365 | 190.7657 | 7.1616 | 52.9631 | 104.0145 | 345.1212 | 9.6129 | 330
| 352 | 184.3158 | 63.885 | 111.1828 | 194.0456 | 7.1616 | 56.5437 | 111.3709 | 426.9129 | 9.6129 | 534 |  | 352 | 181.1721 | 60.5998 | 110.3092 | 191.0186 | 7.1616 | 55.6711 | 119.1732 | 342.7262 | 9.6129 | 396 |  | 352 | 178.8968 | 57.708 | 105.9666 | 187.2777 | 7.1616 | 52.9386 | 116.775 | 329.9786 | 9.6129 | 478 |  | 352 | 175.7067 | 58.7225 | 106.6357 | 185.6714 | 7.1616 | 55.7729 | 117.3661 | 282.5015 | 9.6129 | 322 |  | 352 | 184.4127 | 61.6003 | 108.1111 | 190.4023 | 7.1616 | 52.6874 | 102.4459 | 340.5421 | 9.6129 | 330
| 353 | 181.6332 | 63.1517 | 110.6985 | 193.7014 | 7.1616 | 56.5134 | 110.5263 | 421.8147 | 9.6129 | 534 |  | 353 | 178.5274 | 59.9214 | 109.8058 | 190.6502 | 7.1616 | 55.6336 | 118.2432 | 338.4038 | 9.6129 | 396 |  | 353 | 176.345 | 57.0308 | 105.4304 | 186.8926 | 7.1616 | 52.9017 | 115.8654 | 325.618 | 9.6129 | 478 |  | 353 | 173.1266 | 58.0977 | 106.0987 | 185.2892 | 7.1616 | 55.7292 | 116.4381 | 278.7761 | 9.6129 | 322 |  | 353 | 181.7692 | 60.8841 | 107.6148 | 190.039 | 7.1616 | 52.404 | 100.8339 | 335.8291 | 9.6129 | 330
| 354 | 178.9911 | 62.454 | 110.1975 | 193.298 | 7.1616 | 56.4827 | 109.6571 | 416.581 | 9.6129 | 534 |  | 354 | 175.7683 | 59.4179 | 109.2728 | 190.2509 | 7.1616 | 55.5952 | 117.2853 | 333.9472 | 9.6129 | 396 |  | 354 | 173.5135 | 56.5925 | 104.9274 | 186.5153 | 7.1616 | 52.8639 | 114.9284 | 321.1207 | 9.6129 | 478 |  | 354 | 170.3685 | 57.5932 | 105.5769 | 184.9496 | 7.1616 | 55.6843 | 115.4812 | 274.9327 | 9.6129 | 322 |  | 354 | 178.8627 | 60.4608 | 107.0888 | 189.6757 | 7.1616 | 52.1127 | 99.178 | 330.9801 | 9.6129 | 330
| 355 | 176.0406 | 61.8936 | 109.8676 | 192.8946 | 7.1616 | 56.4517 | 108.763 | 411.2102 | 9.6129 | 534 |  | 355 | 172.9928 | 58.6484 | 108.992 | 189.8817 | 7.1616 | 55.5561 | 116.299 | 329.3579 | 9.6129 | 396 |  | 355 | 170.8565 | 55.7957 | 104.5737 | 186.1726 | 7.1616 | 52.8253 | 113.9635 | 316.4899 | 9.6129 | 478 |  | 355 | 167.6275 | 56.8185 | 105.3082 | 184.61 | 7.1616 | 55.6381 | 114.4948 | 270.9783 | 9.6129 | 322 |  | 355 | 176.0535 | 59.6883 | 106.8145 | 189.3124 | 7.1616 | 51.8134 | 97.4777 | 325.9951 | 9.6129 | 331
| 356 | 173.8011 | 60.9321 | 109.1744 | 192.5446 | 7.1616 | 56.4203 | 107.8436 | 405.7004 | 9.6129 | 534 |  | 356 | 170.6152 | 57.8669 | 108.297 | 189.5408 | 7.1616 | 55.517 | 115.2839 | 324.6341 | 9.6129 | 396 |  | 356 | 168.4001 | 55.0459 | 103.9725 | 185.8299 | 7.1616 | 52.7875 | 112.9705 | 311.7212 | 9.6129 | 478 |  | 356 | 165.2959 | 56.0704 | 104.6036 | 184.2704 | 7.1616 | 55.5937 | 113.4785 | 266.9134 | 9.6129 | 322 |  | 356 | 173.6382 | 58.8934 | 106.1687 | 188.9491 | 7.1616 | 51.5086 | 95.7324 | 320.8717 | 9.6129 | 331
| 357 | 171.8119 | 59.7479 | 108.4485 | 192.1997 | 7.1616 | 56.3886 | 106.8985 | 400.0495 | 9.6129 | 534 |  | 357 | 168.6519 | 56.763 | 107.5104 | 189.1999 | 7.1616 | 55.4784 | 114.2395 | 319.7716 | 9.6129 | 396 |  | 357 | 166.4623 | 53.9585 | 103.1903 | 185.4873 | 7.1616 | 52.7496 | 111.9488 | 306.8146 | 9.6129 | 479 |  | 357 | 163.3858 | 54.9593 | 103.8405 | 183.9308 | 7.1616 | 55.5485 | 112.4319 | 262.7327 | 9.6129 | 322 |  | 357 | 171.7084 | 57.7742 | 105.3617 | 188.5857 | 7.1616 | 51.1958 | 93.9416 | 315.6099 | 9.6129 | 331
| 358 | 169.1231 | 59.0591 | 107.9267 | 191.8548 | 7.1616 | 56.3565 | 105.9274 | 394.2558 | 9.6129 | 534 |  | 358 | 166.012 | 55.985 | 107.0742 | 188.8589 | 7.1616 | 55.4392 | 113.1655 | 314.7678 | 9.6129 | 396 |  | 358 | 163.8027 | 53.2153 | 102.7856 | 185.1446 | 7.1616 | 52.7111 | 110.8981 | 301.7717 | 9.6129 | 479 |  | 358 | 160.7765 | 54.2284 | 103.3962 | 183.5912 | 7.1616 | 55.5022 | 111.3544 | 258.4278 | 9.6129 | 322 |  | 358 | 169.1142 | 56.9614 | 104.9128 | 188.2224 | 7.1616 | 50.8749 | 92.1046 | 310.2114 | 9.6129 | 331
| 359 | 166.9966 | 58.2202 | 106.9926 | 191.51 | 7.1616 | 56.324 | 104.9298 | 388.3174 | 9.6129 | 534 |  | 359 | 163.9116 | 55.2455 | 106.0601 | 188.518 | 7.1616 | 55.3992 | 112.0613 | 309.6306 | 9.6129 | 397 |  | 359 | 161.727 | 52.5189 | 101.7503 | 184.802 | 7.1616 | 52.6718 | 109.8179 | 296.5964 | 9.6129 | 479 |  | 359 | 158.688 | 53.5026 | 102.4261 | 183.2515 | 7.1616 | 55.4548 | 110.2458 | 253.9969 | 9.6129 | 323 |  | 359 | 166.9403 | 56.2172 | 103.9749 | 187.8591 | 7.1616 | 50.5459 | 90.2211 | 304.6945 | 9.6129 | 331
| 360 | 164.7062 | 57.4029 | 106.2011 | 191.1651 | 7.1616 | 56.2911 | 103.9054 | 382.2338 | 9.6129 | 534 |  | 360 | 161.4519 | 54.5745 | 105.3368 | 188.1771 | 7.1616 | 55.3585 | 110.9266 | 304.3688 | 9.6129 | 397 |  | 360 | 159.2046 | 51.8319 | 101.1521 | 184.4593 | 7.1616 | 52.6318 | 108.7077 | 291.2746 | 9.6129 | 479 |  | 360 | 156.2533 | 52.7899 | 101.7892 | 182.9119 | 7.1616 | 55.4062 | 109.1054 | 249.4505 | 9.6129 | 323 |  | 360 | 164.4969 | 55.511 | 103.2685 | 187.4958 | 7.1616 | 50.2087 | 88.2903 | 299.0321 | 9.6129 | 331
| 361 | 162.2217 | 56.8294 | 105.3598 | 190.8202 | 7.1616 | 56.2578 | 102.8539 | 376.0055 | 9.6129 | 535 |  | 361 | 159.0123 | 54.0044 | 104.4925 | 187.8361 | 7.1616 | 55.3171 | 109.761 | 298.9603 | 9.6129 | 397 |  | 361 | 156.7129 | 51.2975 | 100.3708 | 184.1166 | 7.1616 | 52.591 | 107.5673 | 285.8053 | 9.6129 | 479 |  | 361 | 153.7828 | 52.2393 | 101.026 | 182.5723 | 7.1616 | 55.3566 | 107.9328 | 244.808 | 9.6129 | 323 |  | 361 | 162.1222 | 54.8789 | 102.4193 | 187.1324 | 7.1616 | 49.8631 | 86.3118 | 293.222 | 9.6129 | 331
| 362 | 159.3861 | 56.1789 | 104.9464 | 190.4753 | 7.1616 | 56.2242 | 101.7747 | 369.6272 | 9.6129 | 535 |  | 362 | 156.2022 | 53.4193 | 104.0338 | 187.4952 | 7.1616 | 55.2749 | 108.5639 | 293.4135 | 9.6129 | 397 |  | 362 | 154.0908 | 50.642 | 99.8409 | 183.774 | 7.1616 | 52.5494 | 106.396 | 280.2044 | 9.6129 | 479 |  | 362 | 151.2015 | 51.5802 | 100.482 | 182.2327 | 7.1616 | 55.3058 | 106.7277 | 240.036 | 9.6129 | 323 |  | 362 | 159.3396 | 54.2622 | 101.9627 | 186.7691 | 7.1616 | 49.5091 | 84.285 | 287.2623 | 9.6129 | 331
| 363 | 156.6733 | 55.361 | 104.5769 | 190.1314 | 7.1616 | 56.1901 | 100.6676 | 363.097 | 9.6129 | 535 |  | 363 | 153.5562 | 52.5786 | 103.6665 | 187.1543 | 7.1616 | 55.2319 | 107.3351 | 287.733 | 9.6129 | 397 |  | 363 | 151.4628 | 49.8358 | 99.4677 | 183.4313 | 7.1616 | 52.507 | 105.1937 | 274.4556 | 9.6129 | 479 |  | 363 | 148.5215 | 50.8171 | 100.1407 | 181.8931 | 7.1616 | 55.2538 | 105.4894 | 235.1387 | 9.6129 | 323 |  | 363 | 156.6467 | 53.4676 | 101.5942 | 186.4058 | 7.1616 | 49.1466 | 82.2094 | 281.1512 | 9.6129 | 331
| 364 | 153.7232 | 54.7821 | 104.2029 | 189.7901 | 7.1616 | 56.1556 | 99.5322 | 356.413 | 9.6129 | 535 |  | 364 | 150.5809 | 52.0361 | 103.3303 | 186.8133 | 7.1616 | 55.1881 | 106.074 | 281.9009 | 9.6129 | 397 |  | 364 | 148.5062 | 49.3185 | 99.1341 | 183.0886 | 7.1616 | 52.4638 | 103.9597 | 268.552 | 9.6129 | 479 |  | 364 | 145.6295 | 50.2913 | 99.7741 | 181.5535 | 7.1616 | 55.2006 | 104.2177 | 230.1939 | 9.6129 | 323 |  | 364 | 153.6799 | 52.9178 | 101.2821 | 186.0152 | 7.1616 | 48.7755 | 80.0844 | 274.8969 | 9.6129 | 331
| 365 | 150.7045 | 54.2825 | 103.8182 | 189.4488 | 7.1616 | 56.1206 | 98.3681 | 349.5734 | 9.6129 | 535 |  | 365 | 147.6384 | 51.5252 | 102.9281 | 186.4739 | 7.1616 | 55.1436 | 104.7801 | 275.9152 | 9.6129 | 397 |  | 365 | 145.5392 | 48.8226 | 98.7896 | 182.746 | 7.1616 | 52.4198 | 102.6937 | 262.4916 | 9.6129 | 479 |  | 365 | 142.6939 | 49.7978 | 99.4188 | 181.2138 | 7.1616 | 55.1462 | 102.912 | 225.166 | 9.6129 | 323 |  | 365 | 150.7426 | 52.4291 | 100.8851 | 185.6189 | 7.1616 | 48.3957 | 77.9095 | 268.5053 | 9.6129 | 331

## 2025-2026 Severe Load Curve
A5.1U - 2025/26 Load curve (1-in-50) - Steady Progression | [11 empty] | A5.1V - 2025/26 Load curve (1-in-50) - System Transformation | [11 empty] | A5.1W - 2025/26 Load curve (1-in-50) - Consumer Transformation | [11 empty] | A5.1X - 2025/26 Load curve (1-in-50) - Leading the Way
Source: National Grid | [11 empty] | Source: National Grid | [11 empty] | Source: National Grid | [11 empty] | Source: National Grid
| Day number | NDM 0 - 73.2 MWh | NDM 73.2-732 MWh | NDM > 732 MWh | Total DM | LDZ Shrinkage | NTS Industrial | Exports to Ireland | NTS Power | NTS Shrinkage | IUK |  | Day number | NDM 0 - 73.2 MWh | NDM 73.2-732 MWh | NDM > 732 MWh | Total DM | LDZ Shrinkage | NTS Industrial | Exports to Ireland | NTS Power | NTS Shrinkage | IUK |  | Day number | NDM 0 - 73.2 MWh | NDM 73.2-732 MWh | NDM > 732 MWh | Total DM | LDZ Shrinkage | NTS Industrial | Exports to Ireland | NTS Power | NTS Shrinkage | IUK |  | Day number | NDM 0 - 73.2 MWh | NDM 73.2-732 MWh | NDM > 732 MWh | Total DM | LDZ Shrinkage | NTS Industrial | Exports to Ireland | NTS Power | NTS Shrinkage | IUK
| 1 | 3049.5877 | 516.1022 | 471.0924 | 385.2455 | 6.9507 | 84.1991 | 292.8405 | 643.894 | 9.5423 | 0 |  | 1 | 2945.4897 | 451.2466 | 450.0524 | 372.0118 | 6.9507 | 79.964 | 355.5739 | 372.3953 | 9.5423 | 0 |  | 1 | 2655.3981 | 389.1856 | 407.5627 | 360.657 | 6.9507 | 71.8028 | 322.333 | 314.7075 | 9.5423 | 0 |  | 1 | 2613.8955 | 400.5955 | 410.8964 | 354.6849 | 6.9507 | 75.9954 | 323.9705 | 228.5195 | 9.5423 | 0
| 2 | 2970.9629 | 504.5845 | 461.8575 | 373.1063 | 6.9507 | 83.9422 | 291.4278 | 643.4607 | 9.5423 | 0 |  | 2 | 2874.4679 | 440.5337 | 442.569 | 360.3105 | 6.9507 | 79.7173 | 353.6942 | 371.8918 | 9.5423 | 0 |  | 2 | 2586.1402 | 379.8912 | 400.2109 | 349.6251 | 6.9507 | 71.61 | 320.665 | 314.3841 | 9.5423 | 0 |  | 2 | 2547.3398 | 391.5892 | 403.6816 | 344.4696 | 6.9507 | 75.7908 | 322.1182 | 228.0466 | 9.5423 | 0
| 3 | 2896.4314 | 495.2709 | 454.0462 | 362.3696 | 6.9507 | 83.69 | 290.0264 | 642.9906 | 9.5423 | 0 |  | 3 | 2806.4262 | 432.1364 | 435.7314 | 350.0121 | 6.9507 | 79.475 | 351.8335 | 371.3783 | 9.5423 | 0 |  | 3 | 2520.5816 | 372.4896 | 393.861 | 339.9915 | 6.9507 | 71.4203 | 319.013 | 314.0523 | 9.5423 | 0 |  | 3 | 2484.588 | 384.0344 | 397.284 | 335.1918 | 6.9507 | 75.5896 | 320.288 | 227.5797 | 9.5423 | 0
| 4 | 2829.8405 | 485.1551 | 446.5718 | 352.8339 | 6.9507 | 83.4424 | 288.6363 | 642.4845 | 9.5423 | 0 |  | 4 | 2743.9865 | 424.5627 | 428.3185 | 340.8913 | 6.9507 | 79.237 | 349.9916 | 370.8549 | 9.5423 | 0 |  | 4 | 2462.2926 | 365.7178 | 386.4063 | 331.1603 | 6.9507 | 71.2335 | 317.3768 | 313.7124 | 9.5423 | 0 |  | 4 | 2429.0837 | 377.1192 | 388.802 | 326.807 | 6.9507 | 75.3917 | 318.4797 | 227.1185 | 9.5423 | 0
| 5 | 2770.211 | 474.9684 | 439.4026 | 344.3324 | 6.9507 | 83.1995 | 287.2575 | 641.943 | 9.5423 | 0 |  | 5 | 2685.9542 | 417.5355 | 421.5445 | 332.8894 | 6.9507 | 79.0033 | 348.1685 | 370.3218 | 9.5423 | 0 |  | 5 | 2411.396 | 356.6461 | 380.1942 | 323.1955 | 6.9507 | 71.0497 | 315.7562 | 313.3645 | 9.5423 | 0 |  | 5 | 2376.7716 | 370.1299 | 382.6902 | 319.3151 | 6.9507 | 75.1971 | 316.6932 | 226.6629 | 9.5423 | 0
| 6 | 2714.5379 | 466.3468 | 433.1848 | 337.1409 | 6.9507 | 82.9611 | 285.8899 | 641.3668 | 9.5423 | 0 |  | 6 | 2632.1574 | 410.1044 | 416.4921 | 325.7297 | 6.9507 | 78.7739 | 346.3641 | 369.7794 | 9.5423 | 0 |  | 6 | 2359.2511 | 352.5337 | 376.1322 | 316.1754 | 6.9507 | 70.8689 | 314.1514 | 313.0086 | 9.5423 | 0 |  | 6 | 2324.8797 | 365.2479 | 379.0647 | 312.8762 | 6.9507 | 75.0058 | 314.9284 | 226.2129 | 9.5423 | 0
| 7 | 2660.9294 | 460.3083 | 428.0385 | 331.5664 | 6.9507 | 82.7272 | 284.5334 | 640.7566 | 9.5423 | 0 |  | 7 | 2582.5376 | 403.3344 | 411.062 | 320.1886 | 6.9507 | 78.5486 | 344.5781 | 369.2277 | 9.5423 | 0 |  | 7 | 2315.4394 | 346.1653 | 371.0423 | 310.5169 | 6.9507 | 70.691 | 312.562 | 312.645 | 9.5423 | 0 |  | 7 | 2281.2594 | 359.0648 | 373.8752 | 306.7831 | 6.9507 | 74.8177 | 313.185 | 225.7682 | 9.5423 | 0
| 8 | 2613.7131 | 453.6733 | 423.5526 | 326.4253 | 6.9507 | 82.4977 | 283.1881 | 640.1131 | 9.5423 | 0 |  | 8 | 2534.9039 | 398.4251 | 407.6018 | 314.5936 | 6.9507 | 78.3275 | 342.8106 | 368.6671 | 9.5423 | 0 |  | 8 | 2273.7084 | 342.0388 | 367.5901 | 304.9131 | 6.9507 | 70.5159 | 310.9882 | 312.2738 | 9.5423 | 0 |  | 8 | 2238.4341 | 354.7898 | 370.3623 | 301.7485 | 6.9507 | 74.6327 | 311.4628 | 225.3289 | 9.5423 | 0
| 9 | 2570.8042 | 448.4907 | 419.1261 | 321.9077 | 6.9507 | 82.2725 | 281.8539 | 639.437 | 9.5423 | 0 |  | 9 | 2492.7148 | 392.9649 | 403.1554 | 310.5376 | 6.9507 | 78.1105 | 341.0613 | 368.0977 | 9.5423 | 0 |  | 9 | 2236.7588 | 337.8611 | 363.697 | 300.64 | 6.9507 | 70.3437 | 309.4297 | 311.895 | 9.5423 | 0 |  | 9 | 2199.6298 | 350.1685 | 367.3548 | 297.6572 | 6.9507 | 74.4509 | 309.7618 | 224.8946 | 9.5423 | 0
| 10 | 2532.1284 | 443.2547 | 415.4762 | 318.4298 | 6.9507 | 82.0517 | 280.5307 | 638.729 | 9.5423 | 0 |  | 10 | 2452.8773 | 388.5749 | 400.1746 | 306.7243 | 6.9507 | 77.8975 | 339.3303 | 367.5198 | 9.5423 | 0 |  | 10 | 2204.47 | 333.0728 | 360.3116 | 297.0333 | 6.9507 | 70.1742 | 307.8865 | 311.5089 | 9.5423 | 0 |  | 10 | 2166.2135 | 345.8879 | 363.5611 | 293.4326 | 6.9507 | 74.2722 | 308.0817 | 224.4654 | 9.5423 | 0
| 11 | 2498.6668 | 438.7741 | 411.6336 | 314.7242 | 6.9507 | 81.8351 | 279.2185 | 637.9897 | 9.5423 | 0 |  | 11 | 2417.9788 | 384.5503 | 395.9657 | 303.6486 | 6.9507 | 77.6885 | 337.6173 | 366.9335 | 9.5423 | 0 |  | 11 | 2173.9631 | 331.0016 | 357.4027 | 293.2799 | 6.9507 | 70.0075 | 306.3586 | 311.1156 | 9.5423 | 0 |  | 11 | 2133.6304 | 343.7215 | 360.4858 | 290.0368 | 6.9507 | 74.0966 | 306.4224 | 224.041 | 9.5423 | 0
| 12 | 2468.8584 | 434.4239 | 407.8157 | 312.3126 | 6.9507 | 81.6227 | 277.9173 | 637.2199 | 9.5423 | 0 |  | 12 | 2385.8745 | 380.7296 | 392.4667 | 301.3623 | 6.9507 | 77.4834 | 335.9223 | 366.3391 | 9.5423 | 0 |  | 12 | 2147.9469 | 327.5241 | 354.4095 | 290.96 | 6.9507 | 69.8436 | 304.8458 | 310.7151 | 9.5423 | 0 |  | 12 | 2104.874 | 341.0009 | 357.2915 | 287.6678 | 6.9507 | 73.924 | 304.7837 | 223.6214 | 9.5423 | 0
| 13 | 2442.1747 | 430.9011 | 404.2962 | 310.3062 | 6.9507 | 81.4144 | 276.6271 | 636.4203 | 9.5423 | 0 |  | 13 | 2357.4525 | 376.7009 | 389.1471 | 299.6035 | 6.9507 | 77.2822 | 334.2452 | 365.7368 | 9.5423 | 0 |  | 13 | 2124.4279 | 324.4911 | 352.2379 | 288.9149 | 6.9507 | 69.6824 | 303.3481 | 310.3077 | 9.5423 | 0 |  | 13 | 2078.0366 | 338.0388 | 355.4503 | 286.1343 | 6.9507 | 73.7544 | 303.1655 | 223.2063 | 9.5423 | 0
| 14 | 2419.9829 | 426.8568 | 400.4358 | 308.8793 | 6.9507 | 81.2102 | 275.3477 | 635.5915 | 9.5423 | 0 |  | 14 | 2332.4522 | 371.9856 | 385.8964 | 298.9057 | 6.9507 | 77.0848 | 332.5858 | 365.1269 | 9.5423 | 0 |  | 14 | 2103.6509 | 322.0299 | 349.4535 | 287.8114 | 6.9507 | 69.5238 | 301.8653 | 309.8934 | 9.5423 | 0 |  | 14 | 2056.0918 | 334.9248 | 352.5737 | 284.4468 | 6.9507 | 73.5877 | 301.5675 | 222.7958 | 9.5423 | 0
| 15 | 2399.2705 | 422.5324 | 397.9681 | 308.6225 | 6.9507 | 81.01 | 274.0792 | 634.7342 | 9.5423 | 0 |  | 15 | 2308.3746 | 369.7799 | 382.8535 | 298.1164 | 6.9507 | 76.8912 | 330.944 | 364.5095 | 9.5423 | 0 |  | 15 | 2087.5684 | 319.1595 | 345.5853 | 286.7537 | 6.9507 | 69.3678 | 300.3975 | 309.4725 | 9.5423 | 0 |  | 15 | 2033.8998 | 333.2468 | 350.95 | 283.5546 | 6.9507 | 73.4239 | 299.9896 | 222.3896 | 9.5423 | 0
| 16 | 2379.1962 | 420.1862 | 396.211 | 308.3543 | 6.9507 | 80.8138 | 272.8215 | 633.8491 | 9.5423 | 0 |  | 16 | 2286.5189 | 367.3013 | 380.716 | 297.705 | 6.9507 | 76.7013 | 329.3197 | 363.8848 | 9.5423 | 0 |  | 16 | 2071.0467 | 316.8895 | 343.9845 | 286.1192 | 6.9507 | 69.2144 | 298.9445 | 309.0449 | 9.5423 | 0 |  | 16 | 2017.2198 | 329.5059 | 348.9339 | 282.5283 | 6.9507 | 73.263 | 298.4318 | 221.9877 | 9.5423 | 0
| 17 | 2361.5815 | 418.0215 | 394.6123 | 308.1551 | 6.9507 | 80.6215 | 271.5746 | 632.937 | 9.5423 | 0 |  | 17 | 2267.4956 | 364.5741 | 378.719 | 297.4853 | 6.9507 | 76.5151 | 327.7129 | 363.2531 | 9.5423 | 0 |  | 17 | 2056.274 | 315.1616 | 342.2918 | 285.742 | 6.9507 | 69.0636 | 297.5062 | 308.611 | 9.5423 | 0 |  | 17 | 2000.7361 | 327.3891 | 347.1779 | 282.0299 | 6.9507 | 73.1049 | 296.8936 | 221.5898 | 9.5423 | 0
| 18 | 2347.255 | 415.202 | 392.8231 | 307.9349 | 6.9507 | 80.433 | 270.3384 | 631.9984 | 9.5423 | 0 |  | 18 | 2250.7854 | 362.1981 | 376.7593 | 297.1636 | 6.9507 | 76.3324 | 326.1233 | 362.6146 | 9.5423 | 0 |  | 18 | 2043.6787 | 313.1518 | 340.8728 | 285.2565 | 6.9507 | 68.9153 | 296.0825 | 308.1707 | 9.5423 | 0 |  | 18 | 1986.3832 | 325.3461 | 345.5017 | 281.5407 | 6.9507 | 72.9496 | 295.3752 | 221.1959 | 9.5423 | 0
| 19 | 2333.419 | 413.5529 | 391.4171 | 307.6458 | 6.9507 | 80.2482 | 269.1129 | 631.0342 | 9.5423 | 0 |  | 19 | 2235.7806 | 360.2339 | 374.8906 | 296.9171 | 6.9507 | 76.1534 | 324.551 | 361.9695 | 9.5423 | 0 |  | 19 | 2031.3879 | 311.825 | 340.0078 | 284.895 | 6.9507 | 68.7695 | 294.6735 | 307.7242 | 9.5423 | 0 |  | 19 | 1973.9401 | 324.2381 | 343.6542 | 280.3576 | 6.9507 | 72.7971 | 293.8761 | 220.8058 | 9.5423 | 0
| 20 | 2321.5529 | 411.9445 | 389.4542 | 307.4314 | 6.9507 | 80.0672 | 267.8981 | 630.0449 | 9.5423 | 0 |  | 20 | 2222.7102 | 358.3156 | 373.2387 | 296.4405 | 6.9507 | 75.9778 | 322.9957 | 361.318 | 9.5423 | 0 |  | 20 | 2020.4027 | 310.8551 | 338.6906 | 284.5934 | 6.9507 | 68.6261 | 293.2789 | 307.2718 | 9.5423 | 0 |  | 20 | 1962.7199 | 322.414 | 341.9375 | 280.2018 | 6.9507 | 72.6472 | 292.3964 | 220.4194 | 9.5423 | 0
| 21 | 2310.7093 | 409.7319 | 388.1557 | 307.2156 | 6.9507 | 79.8898 | 266.6939 | 629.0313 | 9.5423 | 0 |  | 21 | 2211.6216 | 356.0678 | 371.6634 | 295.8859 | 6.9507 | 75.8057 | 321.4573 | 360.6603 | 9.5423 | 0 |  | 21 | 2011.2035 | 309.4667 | 337.3751 | 283.7972 | 6.9507 | 68.4852 | 291.8987 | 306.8134 | 9.5423 | 0 |  | 21 | 1951.5732 | 320.9135 | 340.9547 | 280.2655 | 6.9507 | 72.5 | 290.9357 | 220.0367 | 9.5423 | 0
| 22 | 2300.6916 | 407.9387 | 386.6245 | 306.6223 | 6.9507 | 79.7161 | 265.5003 | 627.9941 | 9.5423 | 0 |  | 22 | 2199.6198 | 354.9126 | 370.4628 | 296.1115 | 6.9507 | 75.6371 | 319.9358 | 359.9967 | 9.5423 | 0 |  | 22 | 2001.9525 | 307.9397 | 336.2738 | 283.4565 | 6.9507 | 68.3466 | 290.5329 | 306.3492 | 9.5423 | 0 |  | 22 | 1943.0093 | 318.8262 | 339.0025 | 280.3386 | 6.9507 | 72.3555 | 289.4941 | 219.6573 | 9.5423 | 0
| 23 | 2289.2256 | 406.6524 | 385.5342 | 306.7174 | 6.9507 | 79.5458 | 264.3172 | 626.934 | 9.5423 | 0 |  | 23 | 2189.0007 | 353.5033 | 369.261 | 296.2279 | 6.9507 | 75.4717 | 318.4311 | 359.3274 | 9.5423 | 0 |  | 23 | 1991.6321 | 306.8221 | 335.4008 | 283.6315 | 6.9507 | 68.2104 | 289.1812 | 305.8794 | 9.5423 | 0 |  | 23 | 1933.0683 | 317.8004 | 338.1906 | 280.3088 | 6.9507 | 72.2135 | 288.0712 | 219.2813 | 9.5423 | 0
| 24 | 2278.4318 | 404.49 | 384.5843 | 306.6175 | 6.9507 | 79.3791 | 263.1447 | 625.8516 | 9.5423 | 0 |  | 24 | 2178.9823 | 352.1664 | 368.2609 | 296.1714 | 6.9507 | 75.3097 | 316.9429 | 358.6526 | 9.5423 | 0 |  | 24 | 1981.1256 | 305.6703 | 334.4968 | 283.746 | 6.9507 | 68.0765 | 287.8438 | 305.4041 | 9.5423 | 0 |  | 24 | 1924.1633 | 316.3304 | 337.322 | 280.1513 | 6.9507 | 72.0741 | 286.6669 | 218.9084 | 9.5423 | 0
| 25 | 2266.4686 | 403.6691 | 383.0216 | 306.2528 | 6.9507 | 79.2158 | 261.9826 | 624.7477 | 9.5423 | 0 |  | 25 | 2169.6968 | 350.8949 | 367.079 | 295.884 | 6.9507 | 75.1509 | 315.4713 | 357.9725 | 9.5423 | 0 |  | 25 | 1970.3792 | 304.7064 | 333.0765 | 283.722 | 6.9507 | 67.9448 | 286.5204 | 304.9234 | 9.5423 | 0 |  | 25 | 1914.6003 | 315.7851 | 336.5589 | 279.7144 | 6.9507 | 71.9372 | 285.2811 | 218.5387 | 9.5423 | 0
| 26 | 2254.196 | 402.0526 | 381.7329 | 305.5668 | 6.9507 | 79.0558 | 260.8309 | 623.6228 | 9.5423 | 0 |  | 26 | 2161.7954 | 348.9111 | 365.5749 | 295.3159 | 6.9507 | 74.9952 | 314.0161 | 357.2873 | 9.5423 | 0 |  | 26 | 1959.8399 | 302.5806 | 331.711 | 283.5094 | 6.9507 | 67.8155 | 285.2111 | 304.4375 | 9.5423 | 0 |  | 26 | 1905.6986 | 315.106 | 335.4917 | 278.8325 | 6.9507 | 71.8028 | 283.9136 | 218.1718 | 9.5423 | 0
| 27 | 2242.3186 | 399.5605 | 380.1211 | 304.5977 | 6.9507 | 78.8992 | 259.6896 | 622.4779 | 9.5423 | 0 |  | 27 | 2152.8751 | 347.2414 | 364.8789 | 294.3977 | 6.9507 | 74.8428 | 312.5772 | 356.5972 | 9.5423 | 0 |  | 27 | 1948.0807 | 301.1751 | 330.5947 | 283.0542 | 6.9507 | 67.6883 | 283.9156 | 303.9465 | 9.5423 | 0 |  | 27 | 1896.866 | 313.7081 | 334.0571 | 278.4317 | 6.9507 | 71.6708 | 282.5642 | 217.8077 | 9.5423 | 0
| 28 | 2230.4591 | 397.23 | 378.2273 | 303.6787 | 6.9507 | 78.7457 | 258.5587 | 621.3134 | 9.5423 | 0 |  | 28 | 2143.1989 | 346.4199 | 363.8022 | 293.2043 | 6.9507 | 74.6934 | 311.1544 | 355.9025 | 9.5423 | 0 |  | 28 | 1937.5456 | 299.3776 | 329.0241 | 282.315 | 6.9507 | 67.5633 | 282.634 | 303.4505 | 9.5423 | 0 |  | 28 | 1887.3209 | 311.9059 | 332.6346 | 278.2853 | 6.9507 | 71.5412 | 281.2328 | 217.4464 | 9.5423 | 0
| 29 | 2219.8139 | 395.2072 | 376.2515 | 302.7326 | 6.9507 | 78.5955 | 257.438 | 620.1301 | 9.5423 | 0 |  | 29 | 2135.378 | 344.1538 | 361.2952 | 292.1508 | 6.9507 | 74.547 | 309.7478 | 355.2034 | 9.5423 | 0 |  | 29 | 1929.0947 | 297.5427 | 326.7845 | 281.5048 | 6.9507 | 67.4404 | 281.3661 | 302.9496 | 9.5423 | 0 |  | 29 | 1877.1164 | 310.2166 | 331.3331 | 277.7852 | 6.9507 | 71.414 | 279.9191 | 217.0875 | 9.5423 | 0
| 30 | 2208.4029 | 393.4096 | 375.1401 | 302.1535 | 6.9507 | 78.4484 | 256.3276 | 618.9288 | 9.5423 | 0 |  | 30 | 2124.4863 | 342.6482 | 359.762 | 291.3273 | 6.9507 | 74.4037 | 308.357 | 354.5 | 9.5423 | 0 |  | 30 | 1919.1348 | 296.302 | 325.4642 | 280.6901 | 6.9507 | 67.3196 | 280.1119 | 302.4441 | 9.5423 | 0 |  | 30 | 1866.8763 | 308.7478 | 329.7944 | 277.3035 | 6.9507 | 71.2891 | 278.6231 | 216.7311 | 9.5423 | 0
| 31 | 2196.8111 | 392.3192 | 373.6369 | 301.4398 | 6.9507 | 78.3044 | 255.2275 | 617.71 | 9.5423 | 0 |  | 31 | 2112.7913 | 341.2168 | 358.4087 | 290.7739 | 6.9507 | 74.2632 | 306.9821 | 353.7927 | 9.5423 | 0 |  | 31 | 1908.8732 | 294.9798 | 324.3455 | 280.057 | 6.9507 | 67.2009 | 278.8713 | 301.9339 | 9.5423 | 0 |  | 31 | 1857.5489 | 307.0498 | 328.1009 | 276.7823 | 6.9507 | 71.1664 | 277.3446 | 216.3769 | 9.5423 | 0
| 32 | 2186.9803 | 390.4581 | 371.0703 | 300.7992 | 6.9507 | 78.1634 | 254.1376 | 616.4745 | 9.5423 | 0 |  | 32 | 2101.0273 | 339.685 | 357.5618 | 290.0731 | 6.9507 | 74.1257 | 305.623 | 353.0816 | 9.5423 | 0 |  | 32 | 1898.7979 | 293.983 | 322.8957 | 279.2434 | 6.9507 | 67.0842 | 277.6442 | 301.4194 | 9.5423 | 0 |  | 32 | 1847.4935 | 305.9764 | 327.2172 | 275.9646 | 6.9507 | 71.046 | 276.0833 | 216.0249 | 9.5423 | 0
| 33 | 2177.0813 | 388.1955 | 369.2957 | 299.8364 | 6.9507 | 78.0253 | 253.0578 | 615.223 | 9.5423 | 0 |  | 33 | 2092.0072 | 338.5011 | 355.5482 | 289.2551 | 6.9507 | 73.9909 | 304.2795 | 352.367 | 9.5423 | 0 |  | 33 | 1890.6624 | 292.5554 | 320.7993 | 278.3374 | 6.9507 | 66.9695 | 276.4305 | 300.9005 | 9.5423 | 0 |  | 33 | 1837.4914 | 304.8715 | 326.2757 | 275.1828 | 6.9507 | 70.9278 | 274.8392 | 215.6749 | 9.5423 | 0
| 34 | 2166.4535 | 387.148 | 368.006 | 298.8314 | 6.9507 | 77.8901 | 251.9881 | 613.9561 | 9.5423 | 0 |  | 34 | 2082.1303 | 337.6824 | 354.122 | 288.3412 | 6.9507 | 73.859 | 302.9514 | 351.649 | 9.5423 | 0 |  | 34 | 1881.9107 | 291.6251 | 319.5965 | 277.4627 | 6.9507 | 66.8568 | 275.2302 | 300.3774 | 9.5423 | 0 |  | 34 | 1828.0522 | 303.8905 | 324.7059 | 274.3427 | 6.9507 | 70.8118 | 273.6121 | 215.3268 | 9.5423 | 0
| 35 | 2157.4768 | 384.6593 | 366.4523 | 297.9524 | 6.9507 | 77.7578 | 250.9285 | 612.6746 | 9.5423 | 0 |  | 35 | 2071.9853 | 336.7683 | 352.7677 | 287.7188 | 6.9507 | 73.7297 | 301.6388 | 350.9278 | 9.5423 | 0 |  | 35 | 1872.9167 | 291.1134 | 318.4458 | 276.3597 | 6.9507 | 66.746 | 274.0431 | 299.8503 | 9.5423 | 0 |  | 35 | 1819.7129 | 302.6333 | 322.8769 | 272.9379 | 6.9507 | 70.6979 | 272.4017 | 214.9805 | 9.5423 | 0
| 36 | 2147.4671 | 383.0315 | 365.0893 | 297.0547 | 6.9507 | 77.6282 | 249.8789 | 611.3792 | 9.5423 | 0 |  | 36 | 2062.3036 | 335.4504 | 351.2665 | 287.184 | 6.9507 | 73.6031 | 300.3414 | 350.2038 | 9.5423 | 0 |  | 36 | 1863.7603 | 290.097 | 317.4031 | 275.8157 | 6.9507 | 66.6371 | 272.8692 | 299.3193 | 9.5423 | 0 |  | 36 | 1809.5614 | 301.5493 | 321.8288 | 272.2658 | 6.9507 | 70.586 | 271.208 | 214.6357 | 9.5423 | 0
| 37 | 2137.6682 | 381.6266 | 362.86 | 296.5897 | 6.9507 | 77.5013 | 248.8393 | 610.0705 | 9.5423 | 0 |  | 37 | 2052.7817 | 334.1546 | 349.7789 | 286.4535 | 6.9507 | 73.4792 | 299.0593 | 349.4771 | 9.5423 | 0 |  | 37 | 1855.048 | 288.8266 | 316.1992 | 275.2428 | 6.9507 | 66.5301 | 271.7084 | 298.7845 | 9.5423 | 0 |  | 37 | 1799.8115 | 300.5221 | 320.1798 | 271.7033 | 6.9507 | 70.4762 | 270.0307 | 214.2925 | 9.5423 | 0
| 38 | 2127.1559 | 380.1435 | 361.4297 | 296.1172 | 6.9507 | 77.3771 | 247.8097 | 608.7492 | 9.5423 | 0 |  | 38 | 2041.5401 | 332.2864 | 348.3524 | 285.887 | 6.9507 | 73.3578 | 297.7922 | 348.7479 | 9.5423 | 0 |  | 38 | 1845.9945 | 286.9467 | 315.2595 | 274.7268 | 6.9507 | 66.4249 | 270.5606 | 298.2461 | 9.5423 | 0 |  | 38 | 1790.7303 | 298.637 | 318.6257 | 271.2351 | 6.9507 | 70.3684 | 268.8697 | 213.9507 | 9.5423 | 0
| 39 | 2115.3034 | 378.9325 | 359.4625 | 295.6473 | 6.9507 | 77.2555 | 246.79 | 607.4161 | 9.5423 | 0 |  | 39 | 2029.8419 | 331.1038 | 346.2521 | 285.5036 | 6.9507 | 73.2389 | 296.54 | 348.0165 | 9.5423 | 0 |  | 39 | 1836.2207 | 285.5937 | 313.1226 | 274.1076 | 6.9507 | 66.3214 | 269.4258 | 297.7041 | 9.5423 | 0 |  | 39 | 1781.0006 | 297.1121 | 317.2552 | 270.8714 | 6.9507 | 70.2625 | 267.7249 | 213.6101 | 9.5423 | 0
| 40 | 2104.3684 | 376.1916 | 357.6508 | 295.3373 | 6.9507 | 77.1364 | 245.7801 | 606.0717 | 9.5423 | 0 |  | 40 | 2018.5335 | 329.6555 | 344.0905 | 285.0571 | 6.9507 | 73.1224 | 295.3027 | 347.283 | 9.5423 | 0 |  | 40 | 1825.8858 | 284.0253 | 311.4741 | 273.7764 | 6.9507 | 66.2198 | 268.3038 | 297.1588 | 9.5423 | 0 |  | 40 | 1772.251 | 295.236 | 315.4322 | 270.4642 | 6.9507 | 70.1586 | 266.5961 | 213.2706 | 9.5423 | 0
| 41 | 2092.4948 | 373.7992 | 356.5171 | 294.9393 | 6.9507 | 77.0199 | 244.7801 | 604.7169 | 9.5423 | 0 |  | 41 | 2007.1674 | 327.3797 | 342.7458 | 284.6792 | 6.9507 | 73.0084 | 294.0801 | 346.5477 | 9.5423 | 0 |  | 41 | 1815.146 | 282.2413 | 310.4905 | 273.4008 | 6.9507 | 66.1198 | 267.1945 | 296.6103 | 9.5423 | 0 |  | 41 | 1763.7667 | 293.8076 | 314.086 | 270.0881 | 6.9507 | 70.0566 | 265.483 | 212.9321 | 9.5423 | 0
| 42 | 2080.1924 | 371.8786 | 355.3312 | 294.5504 | 6.9507 | 76.9057 | 243.79 | 603.3522 | 9.5423 | 0 |  | 42 | 1996.9865 | 325.017 | 341.5492 | 284.3096 | 6.9507 | 72.8967 | 292.8721 | 345.8107 | 9.5423 | 0 |  | 42 | 1804.9405 | 280.3642 | 309.0936 | 272.9973 | 6.9507 | 66.0215 | 266.098 | 296.0586 | 9.5423 | 0 |  | 42 | 1755.5458 | 291.9444 | 312.9498 | 269.6737 | 6.9507 | 69.9564 | 264.3856 | 212.5945 | 9.5423 | 0
| 43 | 2069.6678 | 369.4079 | 354.0098 | 294.0954 | 6.9507 | 76.7939 | 242.8095 | 601.9785 | 9.5423 | 0 |  | 43 | 1988.2985 | 322.5025 | 340.429 | 283.9403 | 6.9507 | 72.7873 | 291.6786 | 345.0724 | 9.5423 | 0 |  | 43 | 1796.1074 | 279.0333 | 308.0993 | 272.6113 | 6.9507 | 65.9249 | 265.014 | 295.5039 | 9.5423 | 0 |  | 43 | 1748.2514 | 289.4132 | 311.5844 | 269.2299 | 6.9507 | 69.858 | 263.3036 | 212.2576 | 9.5423 | 0
| 44 | 2060.5031 | 367.424 | 352.5765 | 293.6517 | 6.9507 | 76.6844 | 241.8388 | 600.5963 | 9.5423 | 0 |  | 44 | 1979.5761 | 320.6239 | 338.7073 | 283.571 | 6.9507 | 72.6801 | 290.4995 | 344.333 | 9.5423 | 0 |  | 44 | 1789.4579 | 276.6656 | 306.2222 | 272.2253 | 6.9507 | 65.8299 | 263.9426 | 294.9464 | 9.5423 | 0 |  | 44 | 1740.1518 | 287.7336 | 310.1788 | 268.7799 | 6.9507 | 69.7614 | 262.237 | 211.9213 | 9.5423 | 0
| 45 | 2051.1812 | 365.4258 | 351.3148 | 293.2079 | 6.9507 | 76.5771 | 240.8778 | 599.2063 | 9.5423 | 0 |  | 45 | 1970.4409 | 318.4131 | 337.7314 | 283.201 | 6.9507 | 72.5752 | 289.3347 | 343.5925 | 9.5423 | 0 |  | 45 | 1781.6667 | 274.9898 | 304.7948 | 271.8393 | 6.9507 | 65.7364 | 262.8836 | 294.3862 | 9.5423 | 0 |  | 45 | 1731.5435 | 286.3203 | 308.9844 | 268.361 | 6.9507 | 69.6665 | 261.1855 | 211.5854 | 9.5423 | 0
| 46 | 2042.3128 | 363.149 | 349.8781 | 292.7642 | 6.9507 | 76.472 | 239.9264 | 597.8094 | 9.5423 | 0 |  | 46 | 1962.3014 | 315.9627 | 336.0157 | 282.8145 | 6.9507 | 72.4724 | 288.184 | 342.8514 | 9.5423 | 0 |  | 46 | 1773.6339 | 273.195 | 303.7322 | 271.4492 | 6.9507 | 65.6446 | 261.837 | 293.8234 | 9.5423 | 0 |  | 46 | 1722.5453 | 284.7234 | 308.3508 | 267.9549 | 6.9507 | 69.5733 | 260.1489 | 211.2499 | 9.5423 | 0
| 47 | 2033.6232 | 360.8777 | 348.2373 | 292.3403 | 6.9507 | 76.3691 | 238.9846 | 596.4061 | 9.5423 | 0 |  | 47 | 1952.7413 | 314.3441 | 334.9288 | 282.3881 | 6.9507 | 72.3716 | 287.0474 | 342.1097 | 9.5423 | 0 |  | 47 | 1765.73 | 271.4262 | 302.515 | 271.0587 | 6.9507 | 65.5542 | 260.8027 | 293.2581 | 9.5423 | 0 |  | 47 | 1714.231 | 282.9307 | 307.2292 | 267.5488 | 6.9507 | 69.4817 | 259.1272 | 210.9146 | 9.5423 | 0
| 48 | 2024.4693 | 358.9232 | 346.7661 | 291.8943 | 6.9507 | 76.2682 | 238.0524 | 594.9971 | 9.5423 | 0 |  | 48 | 1944.1642 | 312.2538 | 333.324 | 281.9682 | 6.9507 | 72.2729 | 285.9248 | 341.3677 | 9.5423 | 0 |  | 48 | 1756.6343 | 270.5614 | 301.621 | 270.6327 | 6.9507 | 65.4653 | 259.7805 | 292.6905 | 9.5423 | 0 |  | 48 | 1706.6533 | 281.4173 | 305.0915 | 267.1427 | 6.9507 | 69.3918 | 258.1201 | 210.5793 | 9.5423 | 0
| 49 | 2015.4922 | 356.2683 | 345.8406 | 291.4262 | 6.9507 | 76.1693 | 237.1297 | 593.5832 | 9.5423 | 0 |  | 49 | 1933.986 | 310.7833 | 332.7347 | 281.5143 | 6.9507 | 72.1762 | 284.8159 | 340.6256 | 9.5423 | 0 |  | 49 | 1749.1821 | 268.313 | 300.4499 | 270.2242 | 6.9507 | 65.3778 | 258.7705 | 292.1208 | 9.5423 | 0 |  | 49 | 1698.049 | 280.1342 | 303.6053 | 266.8815 | 6.9507 | 69.3034 | 257.1275 | 210.2441 | 9.5423 | 0
| 50 | 2008.1582 | 353.467 | 343.4091 | 290.9674 | 6.9507 | 76.0724 | 236.2165 | 592.165 | 9.5423 | 0 |  | 50 | 1924.7026 | 309.8018 | 330.7273 | 281.0946 | 6.9507 | 72.0814 | 283.7208 | 339.8837 | 9.5423 | 0 |  | 50 | 1741.4257 | 266.8281 | 298.8193 | 269.8156 | 6.9507 | 65.2918 | 257.7725 | 291.549 | 9.5423 | 0 |  | 50 | 1689.0877 | 279.0789 | 302.3636 | 266.505 | 6.9507 | 69.2165 | 256.1492 | 209.9086 | 9.5423 | 0
| 51 | 1998.2144 | 351.448 | 342.7323 | 290.5814 | 6.9507 | 75.9773 | 235.3127 | 590.7432 | 9.5423 | 0 |  | 51 | 1916.1695 | 307.5775 | 329.1173 | 280.7701 | 6.9507 | 71.9885 | 282.6393 | 339.1421 | 9.5423 | 0 |  | 51 | 1732.9689 | 265.6751 | 297.4399 | 269.5244 | 6.9507 | 65.2071 | 256.7864 | 290.9753 | 9.5423 | 0 |  | 51 | 1681.7659 | 276.5878 | 300.9465 | 266.1002 | 6.9507 | 69.1312 | 255.185 | 209.5728 | 9.5423 | 0
| 52 | 1988.8171 | 350.278 | 340.6008 | 290.2546 | 6.9507 | 75.8841 | 234.4183 | 589.3185 | 9.5423 | 0 |  | 52 | 1906.9156 | 305.9147 | 327.7903 | 280.3217 | 6.9507 | 71.8975 | 281.5713 | 338.4011 | 9.5423 | 0 |  | 52 | 1725.7702 | 263.4597 | 295.9814 | 269.1167 | 6.9507 | 65.1237 | 255.8122 | 290.3998 | 9.5423 | 0 |  | 52 | 1674.2674 | 274.3472 | 299.4442 | 265.7068 | 6.9507 | 69.0473 | 254.2348 | 209.2366 | 9.5423 | 0
| 53 | 1980.3653 | 347.6102 | 339.1117 | 289.8377 | 6.9507 | 75.7927 | 233.5333 | 587.8916 | 9.5423 | 0 |  | 53 | 1899.2942 | 303.9955 | 325.0449 | 279.9157 | 6.9507 | 71.8082 | 280.5167 | 337.6608 | 9.5423 | 0 |  | 53 | 1718.418 | 262.1588 | 293.8122 | 268.6586 | 6.9507 | 65.0417 | 254.8498 | 289.8226 | 9.5423 | 0 |  | 53 | 1666.9762 | 272.8826 | 297.0209 | 265.2511 | 6.9507 | 68.9648 | 253.2985 | 208.8998 | 9.5423 | 0
| 54 | 1971.7195 | 346.159 | 336.6801 | 289.3407 | 6.9507 | 75.7029 | 232.6577 | 586.4632 | 9.5423 | 0 |  | 54 | 1891.1185 | 302.4593 | 322.4905 | 279.4901 | 6.9507 | 71.7206 | 279.4754 | 336.9216 | 9.5423 | 0 |  | 54 | 1710.5705 | 261.0099 | 291.9193 | 268.2675 | 6.9507 | 64.9609 | 253.8991 | 289.2439 | 9.5423 | 0 |  | 54 | 1658.5101 | 271.6115 | 295.5567 | 264.8177 | 6.9507 | 68.8836 | 252.3757 | 208.5623 | 9.5423 | 0
| 55 | 1963.7754 | 343.9272 | 334.3097 | 288.8614 | 6.9507 | 75.6149 | 231.7913 | 585.0339 | 9.5423 | 0 |  | 55 | 1882.4156 | 300.6838 | 320.7651 | 279.0018 | 6.9507 | 71.6346 | 278.4472 | 336.1835 | 9.5423 | 0 |  | 55 | 1702.8595 | 259.8289 | 289.9592 | 267.8393 | 6.9507 | 64.8813 | 252.96 | 288.6639 | 9.5423 | 0 |  | 55 | 1650.5001 | 270.038 | 293.8342 | 264.4888 | 6.9507 | 68.8039 | 251.4665 | 208.224 | 9.5423 | 0
| 56 | 1954.5108 | 342.5931 | 332.4142 | 288.33 | 6.9507 | 75.5284 | 230.9342 | 583.6046 | 9.5423 | 0 |  | 56 | 1872.6668 | 299.1778 | 319.78 | 278.5497 | 6.9507 | 71.5503 | 277.4321 | 335.4469 | 9.5423 | 0 |  | 56 | 1694.3973 | 258.357 | 289.0487 | 267.4034 | 6.9507 | 64.8029 | 252.0325 | 288.0826 | 9.5423 | 0 |  | 56 | 1642.5339 | 268.2604 | 292.3659 | 264.0661 | 6.9507 | 68.7254 | 250.5705 | 207.8847 | 9.5423 | 0
| 57 | 1944.5025 | 341.0973 | 331.374 | 287.8487 | 6.9507 | 75.4434 | 230.0863 | 582.1758 | 9.5423 | 0 |  | 57 | 1864.0282 | 297.6352 | 317.6669 | 278.152 | 6.9507 | 71.4676 | 276.4299 | 334.712 | 9.5423 | 0 |  | 57 | 1685.737 | 257.1047 | 288.1439 | 266.9405 | 6.9507 | 64.7257 | 251.1164 | 287.5002 | 9.5423 | 0 |  | 57 | 1634.3932 | 266.4184 | 291.1651 | 263.6148 | 6.9507 | 68.6481 | 249.6877 | 207.5443 | 9.5423 | 0
| 58 | 1934.726 | 339.7706 | 329.9378 | 287.3625 | 6.9507 | 75.36 | 229.2476 | 580.7482 | 9.5423 | 0 |  | 58 | 1854.4284 | 295.9718 | 316.6395 | 277.7507 | 6.9507 | 71.3864 | 275.4405 | 333.9789 | 9.5423 | 0 |  | 58 | 1677.119 | 256.0772 | 286.8932 | 266.5564 | 6.9507 | 64.6497 | 250.2117 | 286.9168 | 9.5423 | 0 |  | 58 | 1625.651 | 265.4113 | 289.612 | 263.2825 | 6.9507 | 68.5721 | 248.8179 | 207.2027 | 9.5423 | 0
| 59 | 1924.2767 | 338.5908 | 328.8827 | 287.0211 | 6.9507 | 75.2779 | 228.4179 | 579.3226 | 9.5423 | 0 |  | 59 | 1845.345 | 293.9548 | 315.523 | 277.2754 | 6.9507 | 71.3066 | 274.4639 | 333.2479 | 9.5423 | 0 |  | 59 | 1668.7836 | 254.9239 | 285.5048 | 266.1531 | 6.9507 | 64.5747 | 249.3183 | 286.3325 | 9.5423 | 0 |  | 59 | 1617.1771 | 264.8263 | 288.9943 | 262.9937 | 6.9507 | 68.4973 | 247.9609 | 206.8597 | 9.5423 | 0
| 60 | 1914.9062 | 336.6923 | 327.6079 | 286.5393 | 6.9507 | 75.1972 | 227.5974 | 577.8997 | 9.5423 | 0 |  | 60 | 1835.1817 | 293.0712 | 314.19 | 276.9634 | 6.9507 | 71.2282 | 273.4998 | 332.5192 | 9.5423 | 0 |  | 60 | 1659.8825 | 253.748 | 284.7557 | 265.6989 | 6.9507 | 64.5008 | 248.4361 | 285.7475 | 9.5423 | 0 |  | 60 | 1609.9614 | 263.6433 | 288.312 | 262.6456 | 6.9507 | 68.4236 | 247.1166 | 206.5153 | 9.5423 | 0
| 61 | 1904.477 | 335.8531 | 326.2461 | 286.1439 | 6.9507 | 75.1178 | 226.786 | 576.48 | 9.5423 | 0 |  | 61 | 1826.0991 | 292.474 | 313.1063 | 276.7469 | 6.9507 | 71.1512 | 272.5483 | 331.793 | 9.5423 | 0 |  | 61 | 1651.1402 | 252.6002 | 283.6136 | 265.4507 | 6.9507 | 64.4279 | 247.565 | 285.162 | 9.5423 | 0 |  | 61 | 1602.785 | 263.2619 | 286.8759 | 262.2105 | 6.9507 | 68.351 | 246.2847 | 206.1693 | 9.5423 | 0
| 62 | 1894.8769 | 334.9732 | 324.7659 | 285.9426 | 6.9507 | 75.0397 | 225.9836 | 575.0644 | 9.5423 | 0 |  | 62 | 1818.3527 | 291.4301 | 311.8264 | 276.4075 | 6.9507 | 71.0754 | 271.6091 | 331.0696 | 9.5423 | 0 |  | 62 | 1644.2329 | 251.6483 | 282.3415 | 265.1826 | 6.9507 | 64.3559 | 246.705 | 284.5759 | 9.5423 | 0 |  | 62 | 1596.048 | 262.1792 | 285.6826 | 261.7946 | 6.9507 | 68.2794 | 245.4652 | 205.8215 | 9.5423 | 0
| 63 | 1886.6691 | 333.6013 | 323.9053 | 285.6255 | 6.9507 | 74.9627 | 225.1901 | 573.6535 | 9.5423 | 0 |  | 63 | 1810.2673 | 290.5805 | 310.7361 | 276.0232 | 6.9507 | 71.001 | 270.6822 | 330.3491 | 9.5423 | 0 |  | 63 | 1637.5521 | 250.5771 | 281.1269 | 264.8394 | 6.9507 | 64.285 | 245.8559 | 283.9896 | 9.5423 | 0 |  | 63 | 1588.1342 | 261.4157 | 285.3017 | 261.4236 | 6.9507 | 68.2089 | 244.6578 | 205.4719 | 9.5423 | 0
| 64 | 1879.8265 | 332.218 | 321.7647 | 285.2347 | 6.9507 | 74.8869 | 224.4056 | 572.248 | 9.5423 | 0 |  | 64 | 1803.2543 | 289.4917 | 308.8127 | 275.6389 | 6.9507 | 70.9277 | 269.7674 | 329.6318 | 9.5423 | 0 |  | 64 | 1631.032 | 249.8307 | 279.4588 | 264.4644 | 6.9507 | 64.2149 | 245.0178 | 283.4031 | 9.5423 | 0 |  | 64 | 1581.0321 | 260.8486 | 283.9129 | 261.0526 | 6.9507 | 68.1393 | 243.8624 | 205.1202 | 9.5423 | 0
| 65 | 1871.2482 | 331.3371 | 320.8705 | 284.8308 | 6.9507 | 74.8121 | 223.63 | 570.8486 | 9.5423 | 0 |  | 65 | 1794.9503 | 288.6268 | 307.9562 | 275.2545 | 6.9507 | 70.8555 | 268.8647 | 328.9178 | 9.5423 | 0 |  | 65 | 1623.5251 | 249.4451 | 278.4165 | 264.0894 | 6.9507 | 64.1457 | 244.1904 | 282.8165 | 9.5423 | 0 |  | 65 | 1574.243 | 260.0227 | 282.5671 | 260.5843 | 6.9507 | 68.0707 | 243.0788 | 204.7665 | 9.5423 | 0
| 66 | 1863.1934 | 329.9909 | 319.9181 | 284.4269 | 6.9507 | 74.7384 | 222.8632 | 569.456 | 9.5423 | 0 |  | 66 | 1786.9684 | 287.3267 | 307.2129 | 274.8702 | 6.9507 | 70.7845 | 267.9739 | 328.2075 | 9.5423 | 0 |  | 66 | 1616.4872 | 248.4289 | 277.5359 | 263.7144 | 6.9507 | 64.0774 | 243.3737 | 282.23 | 9.5423 | 0 |  | 66 | 1567.9514 | 258.2304 | 281.6156 | 260.1908 | 6.9507 | 68.003 | 242.3069 | 204.4105 | 9.5423 | 0
| 67 | 1855.8225 | 328.2622 | 318.6642 | 284.0229 | 6.9507 | 74.6655 | 222.1053 | 568.0708 | 9.5423 | 0 |  | 67 | 1778.8964 | 286.4072 | 306.1925 | 274.4725 | 6.9507 | 70.7145 | 267.095 | 327.501 | 9.5423 | 0 |  | 67 | 1609.6449 | 247.1526 | 276.7198 | 263.3394 | 6.9507 | 64.0099 | 242.5677 | 281.6437 | 9.5423 | 0 |  | 67 | 1559.704 | 257.8265 | 281.2219 | 259.8067 | 6.9507 | 67.9362 | 241.5464 | 204.0521 | 9.5423 | 0
| 68 | 1847.7008 | 326.8918 | 317.8029 | 283.619 | 6.9507 | 74.5936 | 221.3561 | 566.6938 | 9.5423 | 0 |  | 68 | 1770.4048 | 285.6364 | 305.4865 | 274.0313 | 6.9507 | 70.6454 | 266.2277 | 326.7985 | 9.5423 | 0 |  | 68 | 1601.6257 | 246.7769 | 276.1918 | 262.9524 | 6.9507 | 63.9432 | 241.7723 | 281.0578 | 9.5423 | 0 |  | 68 | 1551.5157 | 257.4447 | 280.747 | 259.4226 | 6.9507 | 67.8702 | 240.7973 | 203.6912 | 9.5423 | 0
| 69 | 1839.5638 | 325.639 | 316.8562 | 283.1981 | 6.9507 | 74.5225 | 220.6157 | 565.3257 | 9.5423 | 0 |  | 69 | 1761.9131 | 284.6679 | 304.934 | 273.6343 | 6.9507 | 70.5773 | 265.3721 | 326.1002 | 9.5423 | 0 |  | 69 | 1594.9096 | 245.3983 | 275.4173 | 262.5118 | 6.9507 | 63.8772 | 240.9873 | 280.4723 | 9.5423 | 0 |  | 69 | 1544.2007 | 256.5766 | 279.8851 | 259.0386 | 6.9507 | 67.8049 | 240.0593 | 203.3276 | 9.5423 | 0
| 70 | 1831.2923 | 324.2584 | 316.1903 | 282.7588 | 6.9507 | 74.4522 | 219.884 | 563.9671 | 9.5423 | 0 |  | 70 | 1753.0072 | 284.2233 | 304.2718 | 273.2374 | 6.9507 | 70.5101 | 264.5279 | 325.4065 | 9.5423 | 0 |  | 70 | 1587.4659 | 244.3424 | 275 | 262.119 | 6.9507 | 63.8119 | 240.2127 | 279.8874 | 9.5423 | 0 |  | 70 | 1537.1387 | 255.4882 | 278.9905 | 258.6545 | 6.9507 | 67.7405 | 239.3323 | 202.9613 | 9.5423 | 0
| 71 | 1822.9431 | 323.0816 | 315.3809 | 282.3368 | 6.9507 | 74.3825 | 219.1609 | 562.6187 | 9.5423 | 0 |  | 71 | 1745.0169 | 283.1314 | 303.3413 | 272.8404 | 6.9507 | 70.4437 | 263.6951 | 324.7174 | 9.5423 | 0 |  | 71 | 1579.4877 | 243.732 | 274.6718 | 261.7261 | 6.9507 | 63.7473 | 239.4484 | 279.3033 | 9.5423 | 0 |  | 71 | 1529.7761 | 254.8253 | 277.971 | 258.2704 | 6.9507 | 67.6767 | 238.6162 | 202.592 | 9.5423 | 0
| 72 | 1814.6607 | 321.8807 | 314.5289 | 281.9148 | 6.9507 | 74.3136 | 218.4465 | 561.2813 | 9.5423 | 0 |  | 72 | 1736.666 | 281.9507 | 302.8603 | 272.4435 | 6.9507 | 70.378 | 262.8736 | 324.0332 | 9.5423 | 0 |  | 72 | 1572.2904 | 242.6786 | 274.0056 | 261.3333 | 6.9507 | 63.6833 | 238.6943 | 278.7201 | 9.5423 | 0 |  | 72 | 1522.6236 | 253.4952 | 277.4087 | 257.8863 | 6.9507 | 67.6136 | 237.9107 | 202.2198 | 9.5423 | 0
| 73 | 1806.8385 | 320.2984 | 313.5981 | 281.4928 | 6.9507 | 74.2452 | 217.7406 | 559.9555 | 9.5423 | 0 |  | 73 | 1729.4094 | 280.0458 | 302.0091 | 272.0466 | 6.9507 | 70.3131 | 262.0632 | 323.3542 | 9.5423 | 0 |  | 73 | 1565.0397 | 241.74 | 273.278 | 260.9404 | 6.9507 | 63.62 | 237.9504 | 278.1379 | 9.5423 | 0 |  | 73 | 1515.8771 | 251.8492 | 276.7563 | 257.5023 | 6.9507 | 67.5511 | 237.2157 | 201.8443 | 9.5423 | 0
| 74 | 1798.229 | 319.3062 | 312.8645 | 281.0708 | 6.9507 | 74.1774 | 217.0433 | 558.642 | 9.5423 | 0 |  | 74 | 1721.8857 | 278.4445 | 301.1214 | 271.6496 | 6.9507 | 70.2489 | 261.2639 | 322.6805 | 9.5423 | 0 |  | 74 | 1558.1531 | 240.8366 | 272.1511 | 260.5476 | 6.9507 | 63.5572 | 237.2166 | 277.5568 | 9.5423 | 0 |  | 74 | 1508.9604 | 250.6099 | 275.8674 | 257.1182 | 6.9507 | 67.4892 | 236.531 | 201.4656 | 9.5423 | 0
| 75 | 1790.1299 | 317.4776 | 312.4567 | 280.6488 | 6.9507 | 74.11 | 216.3546 | 557.3415 | 9.5423 | 0 |  | 75 | 1713.5226 | 277.4983 | 300.4181 | 271.2527 | 6.9507 | 70.1852 | 260.4755 | 322.0123 | 9.5423 | 0 |  | 75 | 1551.179 | 239.7707 | 271.2741 | 260.1547 | 6.9507 | 63.4949 | 236.4927 | 276.977 | 9.5423 | 0 |  | 75 | 1502.4221 | 249.2368 | 274.7337 | 256.7341 | 6.9507 | 67.4278 | 235.8565 | 201.0834 | 9.5423 | 0
| 76 | 1780.5577 | 317.1835 | 311.9878 | 280.2268 | 6.9507 | 74.043 | 215.6742 | 556.0547 | 9.5423 | 0 |  | 76 | 1704.8813 | 276.8372 | 299.7078 | 270.8557 | 6.9507 | 70.1222 | 259.6979 | 321.3499 | 9.5423 | 0 |  | 76 | 1543.5015 | 239.0044 | 270.801 | 259.7619 | 6.9507 | 63.4331 | 235.7788 | 276.3985 | 9.5423 | 0 |  | 76 | 1495.2783 | 248.1458 | 273.9236 | 256.3501 | 6.9507 | 67.367 | 235.1919 | 200.6977 | 9.5423 | 0
| 77 | 1772.3384 | 316.0862 | 310.9689 | 279.8048 | 6.9507 | 73.9764 | 215.0024 | 554.7823 | 9.5423 | 0 |  | 77 | 1697.1071 | 275.4994 | 298.8071 | 270.4588 | 6.9507 | 70.0596 | 258.931 | 320.6936 | 9.5423 | 0 |  | 77 | 1535.9657 | 238.3338 | 270.0905 | 259.369 | 6.9507 | 63.3718 | 235.0746 | 275.8217 | 9.5423 | 0 |  | 77 | 1487.974 | 247.4691 | 272.8596 | 255.966 | 6.9507 | 67.3066 | 234.5373 | 200.3084 | 9.5423 | 0
| 78 | 1764.1028 | 314.8695 | 310.0847 | 279.3841 | 6.9507 | 73.9101 | 214.3389 | 553.525 | 9.5423 | 0 |  | 78 | 1688.9775 | 274.5863 | 297.8372 | 270.0618 | 6.9507 | 69.9975 | 258.1747 | 320.0434 | 9.5423 | 0 |  | 78 | 1528.9635 | 237.3321 | 269.1775 | 258.9762 | 6.9507 | 63.311 | 234.3802 | 275.2465 | 9.5423 | 0 |  | 78 | 1480.9496 | 246.5066 | 271.8016 | 255.5819 | 6.9507 | 67.2467 | 233.8922 | 199.9152 | 9.5423 | 0
| 79 | 1756.8455 | 313.2614 | 308.6128 | 278.964 | 6.9507 | 73.8441 | 213.6837 | 552.2834 | 9.5423 | 0 |  | 79 | 1681.2657 | 273.4943 | 296.6282 | 269.6649 | 6.9507 | 69.9358 | 257.4288 | 319.3996 | 9.5423 | 0 |  | 79 | 1522.0627 | 236.3098 | 268.1838 | 258.5833 | 6.9507 | 63.2505 | 233.6955 | 274.6731 | 9.5423 | 0 |  | 79 | 1474.2562 | 245.3185 | 270.638 | 255.1978 | 6.9507 | 67.1872 | 233.2567 | 199.518 | 9.5423 | 0
| 80 | 1748.6612 | 312.1971 | 307.524 | 278.5439 | 6.9507 | 73.7782 | 213.0369 | 551.0583 | 9.5423 | 0 |  | 80 | 1674.0278 | 272.2099 | 295.1379 | 269.268 | 6.9507 | 69.8745 | 256.6934 | 318.7625 | 9.5423 | 0 |  | 80 | 1515.1033 | 235.5575 | 266.9785 | 258.1905 | 6.9507 | 63.1904 | 233.0203 | 274.1017 | 9.5423 | 0 |  | 80 | 1467.312 | 244.3755 | 269.4803 | 254.8138 | 6.9507 | 67.128 | 232.6305 | 199.1168 | 9.5423 | 0
| 81 | 1740.3107 | 311.4374 | 306.297 | 278.1239 | 6.9507 | 73.7125 | 212.3983 | 549.8504 | 9.5423 | 0 |  | 81 | 1666.2025 | 271.2536 | 293.9068 | 268.871 | 6.9507 | 69.8134 | 255.9682 | 318.1322 | 9.5423 | 0 |  | 81 | 1508.0446 | 234.6472 | 266.0299 | 257.7984 | 6.9507 | 63.1306 | 232.3546 | 273.5323 | 9.5423 | 0 |  | 81 | 1460.0202 | 243.6678 | 268.4433 | 254.4211 | 6.9507 | 67.0691 | 232.0134 | 198.7114 | 9.5423 | 0
| 82 | 1732.0664 | 310.4737 | 305.1678 | 277.7038 | 6.9507 | 73.6468 | 211.768 | 548.6603 | 9.5423 | 0 |  | 82 | 1658.361 | 270.3608 | 292.6267 | 268.4758 | 6.9507 | 69.7526 | 255.2531 | 317.509 | 9.5423 | 0 |  | 82 | 1500.9102 | 233.9427 | 264.9499 | 257.4075 | 6.9507 | 63.0711 | 231.6984 | 272.9651 | 9.5423 | 0 |  | 82 | 1452.3863 | 242.9971 | 267.8189 | 253.9212 | 6.9507 | 67.0105 | 231.4054 | 198.3017 | 9.5423 | 0
| 83 | 1724.0097 | 309.2796 | 304.0812 | 277.2837 | 6.9507 | 73.5811 | 211.1458 | 547.4887 | 9.5423 | 0 |  | 83 | 1650.6622 | 269.1291 | 291.5426 | 268.0808 | 6.9507 | 69.692 | 254.5481 | 316.8931 | 9.5423 | 0 |  | 83 | 1493.9387 | 233.0831 | 263.8623 | 257.0165 | 6.9507 | 63.0118 | 231.0514 | 272.4003 | 9.5423 | 0 |  | 83 | 1445.0203 | 242.2209 | 266.8517 | 253.6016 | 6.9507 | 66.9521 | 230.8062 | 197.8875 | 9.5423 | 0
| 84 | 1716.1307 | 307.8992 | 303.0034 | 276.8637 | 6.9507 | 73.5154 | 210.5318 | 546.3363 | 9.5423 | 0 |  | 84 | 1642.3519 | 268.1599 | 290.8075 | 267.6857 | 6.9507 | 69.6316 | 253.853 | 316.2847 | 9.5423 | 0 |  | 84 | 1486.749 | 232.1536 | 263.0625 | 256.6256 | 6.9507 | 62.9528 | 230.4137 | 271.838 | 9.5423 | 0 |  | 84 | 1437.4064 | 241.4199 | 266.2115 | 253.2276 | 6.9507 | 66.894 | 230.2156 | 197.4687 | 9.5423 | 0
| 85 | 1707.7764 | 306.9575 | 301.962 | 276.4436 | 6.9507 | 73.4495 | 209.926 | 545.2039 | 9.5423 | 0 |  | 85 | 1634.4386 | 267.2333 | 289.6382 | 267.2853 | 6.9507 | 69.5712 | 253.1677 | 315.684 | 9.5423 | 0 |  | 85 | 1479.604 | 231.2096 | 262.2327 | 256.2347 | 6.9507 | 62.8939 | 229.7852 | 271.2782 | 9.5423 | 0 |  | 85 | 1430.0003 | 240.5425 | 265.4398 | 252.8537 | 6.9507 | 66.8359 | 229.6336 | 197.0452 | 9.5423 | 0
| 86 | 1699.7008 | 305.5747 | 301.0275 | 276.0793 | 6.9507 | 73.3835 | 209.3282 | 544.0921 | 9.5423 | 0 |  | 86 | 1626.3456 | 266.0858 | 288.8561 | 266.8982 | 6.9507 | 69.5109 | 252.4921 | 315.0913 | 9.5423 | 0 |  | 86 | 1472.2234 | 230.4701 | 261.3932 | 255.8845 | 6.9507 | 62.8353 | 229.1657 | 270.7212 | 9.5423 | 0 |  | 86 | 1422.8766 | 239.7113 | 264.3821 | 252.4373 | 6.9507 | 66.7781 | 229.0599 | 196.6169 | 9.5423 | 0
| 87 | 1690.943 | 304.9207 | 300.1056 | 275.6555 | 6.9507 | 73.3172 | 208.7384 | 543.0015 | 9.5423 | 0 |  | 87 | 1617.3723 | 265.5331 | 288.3596 | 266.5112 | 6.9507 | 69.4505 | 251.8261 | 314.5068 | 9.5423 | 0 |  | 87 | 1465.3467 | 229.5455 | 260.3051 | 255.4642 | 6.9507 | 62.7767 | 228.5553 | 270.1671 | 9.5423 | 0 |  | 87 | 1415.7882 | 238.5913 | 263.5307 | 252.0681 | 6.9507 | 66.7202 | 228.4943 | 196.1836 | 9.5423 | 0
| 88 | 1682.3944 | 304.0816 | 299.1476 | 275.2439 | 6.9507 | 73.2507 | 208.1567 | 541.933 | 9.5423 | 0 |  | 88 | 1608.9311 | 264.7416 | 287.6026 | 266.0913 | 6.9507 | 69.3901 | 251.1696 | 313.9306 | 9.5423 | 0 |  | 88 | 1457.7895 | 228.7316 | 259.7487 | 255.0819 | 6.9507 | 62.7182 | 227.9537 | 269.6159 | 9.5423 | 0 |  | 88 | 1408.4023 | 237.7655 | 262.6825 | 251.6989 | 6.9507 | 66.6625 | 227.9368 | 195.7451 | 9.5423 | 0
| 89 | 1674.1405 | 303.0159 | 298.1212 | 274.8326 | 6.9507 | 73.1838 | 207.5829 | 540.8871 | 9.5423 | 0 |  | 89 | 1600.6841 | 264.0425 | 286.5232 | 265.7071 | 6.9507 | 69.3295 | 250.5224 | 313.363 | 9.5423 | 0 |  | 89 | 1450.4919 | 227.8968 | 258.9589 | 254.6944 | 6.9507 | 62.6597 | 227.361 | 269.0679 | 9.5423 | 0 |  | 89 | 1400.774 | 237.1563 | 261.8601 | 251.3298 | 6.9507 | 66.6047 | 227.3871 | 195.3015 | 9.5423 | 0
| 90 | 1665.6621 | 302.0385 | 297.2502 | 274.402 | 6.9507 | 73.1165 | 207.017 | 539.8646 | 9.5423 | 0 |  | 90 | 1592.3856 | 263.3993 | 285.4368 | 265.3257 | 6.9507 | 69.2688 | 249.8845 | 312.8042 | 9.5423 | 0 |  | 90 | 1443.6689 | 227.0351 | 257.7189 | 254.3094 | 6.9507 | 62.6013 | 226.7771 | 268.5232 | 9.5423 | 0 |  | 90 | 1393.3891 | 236.2987 | 261.0944 | 250.9089 | 6.9507 | 66.5469 | 226.8451 | 194.8524 | 9.5423 | 0
| 91 | 1657.2594 | 300.786 | 296.55 | 274 | 6.9507 | 73.0487 | 206.459 | 538.8662 | 9.5423 | 0 |  | 91 | 1584.6392 | 262.1161 | 284.438 | 264.9443 | 6.9507 | 69.2079 | 249.2557 | 312.2544 | 9.5423 | 0 |  | 91 | 1435.9549 | 226.5027 | 257.0304 | 253.9345 | 6.9507 | 62.5428 | 226.2018 | 267.9819 | 9.5423 | 0 |  | 91 | 1386.6717 | 235.0941 | 260.0319 | 250.4645 | 6.9507 | 66.489 | 226.3105 | 194.3979 | 9.5423 | 0
| 92 | 1649.1068 | 299.6381 | 295.4952 | 273.5981 | 6.9507 | 72.9804 | 205.9089 | 537.8925 | 9.5423 | 0 |  | 92 | 1576.3379 | 261.1828 | 283.6573 | 264.5501 | 6.9507 | 69.1467 | 248.6359 | 311.7139 | 9.5423 | 0 |  | 92 | 1428.461 | 225.6804 | 256.4119 | 253.5596 | 6.9507 | 62.4843 | 225.6351 | 267.4441 | 9.5423 | 0 |  | 92 | 1380.0723 | 233.7035 | 259.0478 | 250.0094 | 6.9507 | 66.4309 | 225.7834 | 193.9377 | 9.5423 | 0
| 93 | 1641.093 | 298.5013 | 294.2904 | 273.1962 | 6.9507 | 72.9116 | 205.3665 | 536.9441 | 9.5423 | 0 |  | 93 | 1568.0287 | 260.3438 | 282.8562 | 264.0897 | 6.9507 | 69.0851 | 248.0251 | 311.1827 | 9.5423 | 0 |  | 93 | 1421.0429 | 225.0915 | 255.4969 | 253.1718 | 6.9507 | 62.4257 | 225.0769 | 266.9099 | 9.5423 | 0 |  | 93 | 1372.2801 | 233.1252 | 258.3994 | 249.5994 | 6.9507 | 66.3728 | 225.2634 | 193.4719 | 9.5423 | 0
| 94 | 1632.7017 | 297.533 | 293.3525 | 272.7363 | 6.9507 | 72.8421 | 204.8318 | 536.0206 | 9.5423 | 0 |  | 94 | 1560.2548 | 259.3549 | 281.6743 | 263.6248 | 6.9507 | 69.0232 | 247.423 | 310.6608 | 9.5423 | 0 |  | 94 | 1414.3533 | 223.9275 | 254.4847 | 252.7278 | 6.9507 | 62.367 | 224.5271 | 266.3792 | 9.5423 | 0 |  | 94 | 1365.2603 | 232.105 | 257.4401 | 249.1696 | 6.9507 | 66.3144 | 224.7504 | 193.0002 | 9.5423 | 0
| 95 | 1624.52 | 296.2595 | 292.5318 | 272.2548 | 6.9507 | 72.7721 | 204.3047 | 535.1216 | 9.5423 | 0 |  | 95 | 1552.4921 | 258.0497 | 280.7932 | 263.1642 | 6.9507 | 68.961 | 246.8296 | 310.1478 | 9.5423 | 0 |  | 95 | 1407.2078 | 223.1605 | 253.5322 | 252.283 | 6.9507 | 62.3082 | 223.9855 | 265.8518 | 9.5423 | 0 |  | 95 | 1357.7266 | 231.402 | 256.6798 | 248.7375 | 6.9507 | 66.256 | 224.2444 | 192.5228 | 9.5423 | 0
| 96 | 1615.9656 | 295.4466 | 291.6194 | 271.7772 | 6.9507 | 72.7016 | 203.7851 | 534.2465 | 9.5423 | 0 |  | 96 | 1544.5958 | 257.0127 | 279.7306 | 262.7505 | 6.9507 | 68.8986 | 246.2446 | 309.6435 | 9.5423 | 0 |  | 96 | 1399.7624 | 222.3639 | 252.9063 | 251.8412 | 6.9507 | 62.2493 | 223.452 | 265.3274 | 9.5423 | 0 |  | 96 | 1350.808 | 230.3869 | 255.522 | 248.4 | 6.9507 | 66.1973 | 223.7452 | 192.0395 | 9.5423 | 0
| 97 | 1608.0615 | 294.1348 | 290.5327 | 271.3224 | 6.9507 | 72.6305 | 203.2728 | 533.3948 | 9.5423 | 0 |  | 97 | 1536.6924 | 255.6056 | 279.0014 | 262.3806 | 6.9507 | 68.8357 | 245.668 | 309.1476 | 9.5423 | 0 |  | 97 | 1392.586 | 221.2403 | 252.296 | 251.4418 | 6.9507 | 62.1903 | 222.9265 | 264.8058 | 9.5423 | 0 |  | 97 | 1343.6438 | 229.4838 | 254.5095 | 248.0508 | 6.9507 | 66.1386 | 223.2526 | 191.5505 | 9.5423 | 0
| 98 | 1599.6728 | 293.2052 | 289.413 | 271.003 | 6.9507 | 72.5588 | 202.7678 | 532.5661 | 9.5423 | 0 |  | 98 | 1528.3313 | 254.6846 | 278.23 | 262.0244 | 6.9507 | 68.7726 | 245.0997 | 308.6599 | 9.5423 | 0 |  | 98 | 1385.6975 | 220.0275 | 251.4438 | 251.0855 | 6.9507 | 62.1313 | 222.4087 | 264.2869 | 9.5423 | 0 |  | 98 | 1337.3282 | 228.3827 | 253.8725 | 247.7517 | 6.9507 | 66.0797 | 222.7667 | 191.0556 | 9.5423 | 0
| 99 | 1592.0593 | 291.6378 | 288.2104 | 270.6291 | 6.9507 | 72.4866 | 202.2699 | 531.7599 | 9.5423 | 0 |  | 99 | 1520.719 | 253.3403 | 277.1331 | 261.6683 | 6.9507 | 68.7093 | 244.5393 | 308.1801 | 9.5423 | 0 |  | 99 | 1378.8489 | 219.0439 | 250.3118 | 250.74 | 6.9507 | 62.0721 | 221.8987 | 263.7704 | 9.5423 | 0 |  | 99 | 1330.7015 | 227.6625 | 253.1718 | 247.4918 | 6.9507 | 66.0206 | 222.2871 | 190.5548 | 9.5423 | 0
| 100 | 1584.0628 | 290.223 | 287.2361 | 270.2574 | 6.9507 | 72.414 | 201.779 | 530.9756 | 9.5423 | 0 |  | 100 | 1513.8028 | 251.933 | 276.1119 | 261.2969 | 6.9507 | 68.6456 | 243.987 | 307.708 | 9.5423 | 0 |  | 100 | 1371.8889 | 218.0529 | 249.2985 | 250.3945 | 6.9507 | 62.0129 | 221.3961 | 263.2562 | 9.5423 | 0 |  | 100 | 1324.5808 | 226.7205 | 252.2215 | 247.1973 | 6.9507 | 65.9614 | 221.8139 | 190.0482 | 9.5423 | 0
| 101 | 1576.1037 | 288.8526 | 286.18 | 269.8856 | 6.9507 | 72.3408 | 201.295 | 530.2127 | 9.5423 | 0 |  | 101 | 1507.5057 | 250.5946 | 274.7184 | 261.0283 | 6.9507 | 68.5816 | 243.4424 | 307.2432 | 9.5423 | 0 |  | 101 | 1365.5121 | 216.8895 | 248.4514 | 250.0502 | 6.9507 | 61.9536 | 220.901 | 262.7439 | 9.5423 | 0 |  | 101 | 1318.3792 | 225.9006 | 251.2299 | 246.9029 | 6.9507 | 65.9021 | 221.3469 | 189.5358 | 9.5423 | 0
| 102 | 1568.7917 | 287.7257 | 285.209 | 269.5446 | 6.9507 | 72.2671 | 200.8178 | 529.4708 | 9.5423 | 0 |  | 102 | 1500.6345 | 249.2938 | 273.9049 | 260.7162 | 6.9507 | 68.5174 | 242.9054 | 306.7856 | 9.5423 | 0 |  | 102 | 1359.33 | 215.8969 | 247.5542 | 249.7679 | 6.9507 | 61.8942 | 220.4131 | 262.2335 | 9.5423 | 0 |  | 102 | 1312.1978 | 224.6473 | 250.6517 | 246.6084 | 6.9507 | 65.8426 | 220.8859 | 189.0174 | 9.5423 | 0
| 103 | 1561.497 | 286.4424 | 284.3783 | 269.2396 | 6.9507 | 72.1929 | 200.3473 | 528.7494 | 9.5423 | 0 |  | 103 | 1493.5749 | 248.4154 | 272.8593 | 260.4022 | 6.9507 | 68.4529 | 242.3759 | 306.3349 | 9.5423 | 0 |  | 103 | 1353.0786 | 214.8993 | 246.7495 | 249.4675 | 6.9507 | 61.8347 | 219.9324 | 261.7247 | 9.5423 | 0 |  | 103 | 1306.0439 | 223.6938 | 249.746 | 246.3139 | 6.9507 | 65.783 | 220.4309 | 188.4932 | 9.5423 | 0
| 104 | 1554.7835 | 284.8513 | 283.2966 | 268.9123 | 6.9507 | 72.1183 | 199.8833 | 528.0478 | 9.5423 | 0 |  | 104 | 1486.2521 | 247.6412 | 271.9726 | 260.0882 | 6.9507 | 68.3882 | 241.8538 | 305.8908 | 9.5423 | 0 |  | 104 | 1346.7523 | 214.0133 | 245.9106 | 249.1646 | 6.9507 | 61.7752 | 219.4586 | 261.2173 | 9.5423 | 0 |  | 104 | 1299.4937 | 223.2321 | 248.7449 | 246.0194 | 6.9507 | 65.7233 | 219.9817 | 187.963 | 9.5423 | 0
| 105 | 1547.3178 | 283.8216 | 282.4057 | 268.585 | 6.9507 | 72.0432 | 199.4258 | 527.3658 | 9.5423 | 0 |  | 105 | 1478.6646 | 247.0981 | 271.1198 | 259.7742 | 6.9507 | 68.3232 | 241.339 | 305.453 | 9.5423 | 0 |  | 105 | 1340.3129 | 213.2799 | 245.0323 | 248.8617 | 6.9507 | 61.7155 | 218.9917 | 260.7112 | 9.5423 | 0 |  | 105 | 1293.703 | 222.2661 | 247.4885 | 245.7249 | 6.9507 | 65.6634 | 219.5382 | 187.4269 | 9.5423 | 0
| 106 | 1539.5089 | 283.0083 | 281.6416 | 268.2577 | 6.9507 | 71.9676 | 198.9746 | 526.7027 | 9.5423 | 0 |  | 106 | 1471.3511 | 246.1277 | 270.4201 | 259.4602 | 6.9507 | 68.258 | 240.8312 | 305.0214 | 9.5423 | 0 |  | 106 | 1333.5422 | 212.6948 | 244.3368 | 248.5588 | 6.9507 | 61.6558 | 218.5314 | 260.206 | 9.5423 | 0 |  | 106 | 1286.8507 | 221.7884 | 246.8055 | 245.4304 | 6.9507 | 65.6035 | 219.1003 | 186.8848 | 9.5423 | 0
| 107 | 1532.3662 | 282.0443 | 280.3619 | 267.9304 | 6.9507 | 71.8916 | 198.5297 | 526.058 | 9.5423 | 0 |  | 107 | 1464.3268 | 245.3525 | 269.236 | 259.1461 | 6.9507 | 68.1925 | 240.3303 | 304.5956 | 9.5423 | 0 |  | 107 | 1326.7867 | 212.3752 | 243.3607 | 248.2559 | 6.9507 | 61.596 | 218.0777 | 259.7016 | 9.5423 | 0 |  | 107 | 1280.1708 | 221.1253 | 246.148 | 245.1234 | 6.9507 | 65.5434 | 218.6679 | 186.3368 | 9.5423 | 0
| 108 | 1524.7338 | 281.3071 | 279.3452 | 267.6031 | 6.9507 | 71.8151 | 198.0908 | 525.4313 | 9.5423 | 0 |  | 108 | 1456.7451 | 244.7536 | 268.4331 | 258.8321 | 6.9507 | 68.1268 | 239.8363 | 304.1754 | 9.5423 | 0 |  | 108 | 1320.3723 | 211.6761 | 242.4231 | 247.953 | 6.9507 | 61.5362 | 217.6305 | 259.1978 | 9.5423 | 0 |  | 108 | 1274.0204 | 220.5315 | 244.8633 | 244.8448 | 6.9507 | 65.4831 | 218.2408 | 185.7827 | 9.5423 | 0
| 109 | 1517.7268 | 279.8366 | 278.4364 | 267.2758 | 6.9507 | 71.7383 | 197.658 | 524.8221 | 9.5423 | 0 |  | 109 | 1449.787 | 244.0828 | 267.0784 | 258.5181 | 6.9507 | 68.0609 | 239.3489 | 303.7605 | 9.5423 | 0 |  | 109 | 1313.5899 | 211.3788 | 241.4515 | 247.6501 | 6.9507 | 61.4763 | 217.1895 | 258.6943 | 9.5423 | 0 |  | 109 | 1267.498 | 219.7939 | 244.0944 | 244.5662 | 6.9507 | 65.4228 | 217.8189 | 185.2227 | 9.5423 | 0
| 110 | 1510.2704 | 278.82 | 277.523 | 266.9485 | 6.9507 | 71.661 | 197.2311 | 524.2298 | 9.5423 | 0 |  | 110 | 1442.4546 | 243.2995 | 266.2096 | 258.2051 | 6.9507 | 67.9948 | 238.868 | 303.3507 | 9.5423 | 0 |  | 110 | 1307.1094 | 210.4049 | 240.8548 | 247.3472 | 6.9507 | 61.4163 | 216.7547 | 258.1911 | 9.5423 | 0 |  | 110 | 1260.8807 | 219.0994 | 243.3773 | 244.2876 | 6.9507 | 65.3624 | 217.4021 | 184.6567 | 9.5423 | 0
| 111 | 1502.834 | 277.7771 | 276.616 | 266.6211 | 6.9507 | 71.5833 | 196.8099 | 523.6539 | 9.5423 | 0 |  | 111 | 1435.108 | 242.3494 | 265.5066 | 257.9071 | 6.9507 | 67.9284 | 238.3935 | 302.9457 | 9.5423 | 0 |  | 111 | 1300.8349 | 209.5415 | 239.9425 | 247.0432 | 6.9507 | 61.3562 | 216.3259 | 257.6878 | 9.5423 | 0 |  | 111 | 1254.3156 | 218.2197 | 242.7931 | 244.009 | 6.9507 | 65.3018 | 216.9903 | 184.0847 | 9.5423 | 0
| 112 | 1495.8593 | 276.8889 | 275.0848 | 266.3017 | 6.9507 | 71.5052 | 196.3944 | 523.094 | 9.5423 | 0 |  | 112 | 1427.3406 | 241.7522 | 264.8715 | 257.6092 | 6.9507 | 67.8619 | 237.9252 | 302.5452 | 9.5423 | 0 |  | 112 | 1293.9067 | 208.8575 | 239.487 | 246.7568 | 6.9507 | 61.2961 | 215.9029 | 257.1843 | 9.5423 | 0 |  | 112 | 1247.7348 | 217.3415 | 242.2233 | 243.7304 | 6.9507 | 65.2412 | 216.5833 | 183.5066 | 9.5423 | 0
| 113 | 1488.3844 | 276.0599 | 273.9862 | 265.9905 | 6.9507 | 71.4267 | 195.9845 | 522.5496 | 9.5423 | 0 |  | 113 | 1421.1448 | 240.5241 | 263.2958 | 257.3112 | 6.9507 | 67.7951 | 237.463 | 302.1491 | 9.5423 | 0 |  | 113 | 1287.7752 | 208.0157 | 238.3927 | 246.4705 | 6.9507 | 61.2359 | 215.4857 | 256.6803 | 9.5423 | 0 |  | 113 | 1240.9766 | 216.8184 | 241.4756 | 243.4518 | 6.9507 | 65.1804 | 216.181 | 182.9224 | 9.5423 | 0
| 114 | 1480.4245 | 275.1261 | 273.4774 | 265.6794 | 6.9507 | 71.3479 | 195.5799 | 522.0201 | 9.5423 | 0 |  | 114 | 1413.67 | 239.7202 | 262.5749 | 257.0132 | 6.9507 | 67.7282 | 237.0068 | 301.757 | 9.5423 | 0 |  | 114 | 1281.5492 | 207.0312 | 237.5354 | 246.1841 | 6.9507 | 61.1756 | 215.0741 | 256.1757 | 9.5423 | 0 |  | 114 | 1234.4454 | 215.9392 | 240.8571 | 243.1732 | 6.9507 | 65.1196 | 215.7833 | 182.3322 | 9.5423 | 0
| 115 | 1472.6818 | 273.9196 | 273.0242 | 265.3682 | 6.9507 | 71.2687 | 195.1808 | 521.5051 | 9.5423 | 0 |  | 115 | 1406.7968 | 238.4269 | 261.7418 | 256.7153 | 6.9507 | 67.6611 | 236.5564 | 301.3687 | 9.5423 | 0 |  | 115 | 1275.049 | 206.2035 | 236.7956 | 245.8977 | 6.9507 | 61.1153 | 214.6679 | 255.6702 | 9.5423 | 0 |  | 115 | 1228.4942 | 214.7211 | 239.9975 | 242.8946 | 6.9507 | 65.0586 | 215.3901 | 181.7359 | 9.5423 | 0
| 116 | 1464.9588 | 272.9899 | 272.2744 | 265.0571 | 6.9507 | 71.1891 | 194.7868 | 521.004 | 9.5423 | 0 |  | 116 | 1398.9648 | 237.7826 | 261.2184 | 256.4173 | 6.9507 | 67.5938 | 236.1116 | 300.9839 | 9.5423 | 0 |  | 116 | 1267.981 | 205.6904 | 236.309 | 245.6113 | 6.9507 | 61.0549 | 214.267 | 255.1637 | 9.5423 | 0 |  | 116 | 1222.1883 | 213.7984 | 239.1972 | 242.616 | 6.9507 | 64.9975 | 215.0013 | 181.1335 | 9.5423 | 0
| 117 | 1457.9643 | 271.496 | 271.3602 | 264.746 | 6.9507 | 71.1092 | 194.3979 | 520.5164 | 9.5423 | 0 |  | 117 | 1391.6497 | 236.6791 | 260.6373 | 256.1194 | 6.9507 | 67.5264 | 235.6724 | 300.6023 | 9.5423 | 0 |  | 117 | 1261.6315 | 204.5262 | 235.755 | 245.3249 | 6.9507 | 60.9944 | 213.8713 | 254.6559 | 9.5423 | 0 |  | 117 | 1215.6941 | 212.9074 | 238.6237 | 242.2672 | 6.9507 | 64.9364 | 214.6167 | 180.525 | 9.5423 | 0
| 118 | 1450.2136 | 270.5457 | 270.6587 | 264.4348 | 6.9507 | 71.0289 | 194.014 | 520.0417 | 9.5423 | 0 |  | 118 | 1384.5383 | 235.8278 | 259.6005 | 255.8214 | 6.9507 | 67.4588 | 235.2385 | 300.2238 | 9.5423 | 0 |  | 118 | 1255.259 | 203.7528 | 234.8332 | 245.0385 | 6.9507 | 60.9339 | 213.4807 | 254.1467 | 9.5423 | 0 |  | 118 | 1208.8205 | 212.2742 | 238.1099 | 241.9801 | 6.9507 | 64.8752 | 214.2362 | 179.9103 | 9.5423 | 0
| 119 | 1442.7754 | 269.7386 | 269.5015 | 264.1237 | 6.9507 | 70.9483 | 193.635 | 519.5795 | 9.5423 | 0 |  | 119 | 1377.1111 | 235.1276 | 258.787 | 255.4647 | 6.9507 | 67.391 | 234.8099 | 299.848 | 9.5423 | 0 |  | 119 | 1248.3896 | 203.3246 | 234.0631 | 244.7521 | 6.9507 | 60.8733 | 213.0949 | 253.6358 | 9.5423 | 0 |  | 119 | 1201.7931 | 211.7733 | 237.6178 | 241.6931 | 6.9507 | 64.8138 | 213.8597 | 179.2895 | 9.5423 | 0
| 120 | 1435.0682 | 268.9123 | 268.6466 | 263.7985 | 6.9507 | 70.8674 | 193.2608 | 519.1293 | 9.5423 | 0 |  | 120 | 1369.8415 | 234.2545 | 257.9403 | 255.1564 | 6.9507 | 67.3231 | 234.3864 | 299.4747 | 9.5423 | 0 |  | 120 | 1242.8203 | 202.2008 | 232.7467 | 244.4076 | 6.9507 | 60.8127 | 212.7139 | 253.1229 | 9.5423 | 0 |  | 120 | 1196.2184 | 210.61 | 236.3354 | 241.4061 | 6.9507 | 64.7524 | 213.4871 | 178.6626 | 9.5423 | 0
| 121 | 1427.5813 | 267.8594 | 267.843 | 263.4283 | 6.9507 | 70.7862 | 192.8912 | 518.6905 | 9.5423 | 0 |  | 121 | 1362.8787 | 233.0061 | 257.1623 | 254.8481 | 6.9507 | 67.2551 | 233.9679 | 299.1037 | 9.5423 | 0 |  | 121 | 1235.9885 | 201.6165 | 232.1069 | 244.1093 | 6.9507 | 60.752 | 212.3375 | 252.608 | 9.5423 | 0 |  | 121 | 1190.5304 | 209.447 | 235.1659 | 241.1191 | 6.9507 | 64.6909 | 213.1182 | 178.0295 | 9.5423 | 0
| 122 | 1420.0787 | 266.8955 | 266.9196 | 263.1046 | 6.9507 | 70.7047 | 192.5261 | 518.2626 | 9.5423 | 0 |  | 122 | 1355.7676 | 231.8769 | 256.4132 | 254.5399 | 6.9507 | 67.1869 | 233.5541 | 298.7346 | 9.5423 | 0 |  | 122 | 1229.5728 | 200.7378 | 231.3439 | 243.8126 | 6.9507 | 60.6913 | 211.9656 | 252.0909 | 9.5423 | 0 |  | 122 | 1183.5185 | 208.8101 | 234.7942 | 240.8321 | 6.9507 | 64.6293 | 212.7529 | 177.3901 | 9.5423 | 0
| 123 | 1413.4248 | 265.3451 | 265.7339 | 262.7809 | 6.9507 | 70.6229 | 192.1655 | 517.8453 | 9.5423 | 0 |  | 123 | 1348.5321 | 231.0006 | 255.5357 | 254.2316 | 6.9507 | 67.1186 | 233.1451 | 298.3672 | 9.5423 | 0 |  | 123 | 1222.7367 | 200.2348 | 230.6258 | 243.5158 | 6.9507 | 60.6305 | 211.598 | 251.5712 | 9.5423 | 0 |  | 123 | 1177.3736 | 207.996 | 233.7327 | 240.545 | 6.9507 | 64.5677 | 212.3911 | 176.7446 | 9.5423 | 0
| 124 | 1406.4098 | 263.9989 | 264.7052 | 262.4571 | 6.9507 | 70.5409 | 191.8092 | 517.4378 | 9.5423 | 0 |  | 124 | 1340.852 | 230.4616 | 254.7655 | 253.9233 | 6.9507 | 67.0502 | 232.7406 | 298.0013 | 9.5423 | 0 |  | 124 | 1216.5279 | 199.241 | 229.7711 | 243.219 | 6.9507 | 60.5696 | 211.2346 | 251.0488 | 9.5423 | 0 |  | 124 | 1171.277 | 207.0582 | 232.7465 | 240.258 | 6.9507 | 64.506 | 212.0327 | 176.0928 | 9.5423 | 0
| 125 | 1399.033 | 263.1131 | 263.5779 | 262.1334 | 6.9507 | 70.4585 | 191.457 | 517.0399 | 9.5423 | 0 |  | 125 | 1333.9091 | 229.5751 | 253.6057 | 253.615 | 6.9507 | 66.9816 | 232.3405 | 297.6366 | 9.5423 | 0 |  | 125 | 1210.0388 | 198.4276 | 229.0162 | 242.9222 | 6.9507 | 60.5087 | 210.8753 | 250.5235 | 9.5423 | 0 |  | 125 | 1164.9103 | 206.312 | 231.8389 | 239.971 | 6.9507 | 64.4442 | 211.6776 | 175.4349 | 9.5423 | 0
| 126 | 1391.8308 | 261.9689 | 262.5344 | 261.8097 | 6.9507 | 70.376 | 191.109 | 516.6509 | 9.5423 | 0 |  | 126 | 1327.4331 | 228.3868 | 252.2805 | 253.3067 | 6.9507 | 66.913 | 231.9446 | 297.2728 | 9.5423 | 0 |  | 126 | 1204.3891 | 197.3195 | 227.7167 | 242.6255 | 6.9507 | 60.4478 | 210.5199 | 249.9951 | 9.5423 | 0 |  | 126 | 1158.9859 | 205.532 | 230.523 | 239.684 | 6.9507 | 64.3823 | 211.3256 | 174.7706 | 9.5423 | 0
| 127 | 1385.1981 | 260.3524 | 261.3937 | 261.486 | 6.9507 | 70.2931 | 190.7649 | 516.2704 | 9.5423 | 0 |  | 127 | 1320.8957 | 227.0209 | 251.1946 | 252.9985 | 6.9507 | 66.8443 | 231.5529 | 296.9098 | 9.5423 | 0 |  | 127 | 1197.5417 | 196.5866 | 227.2397 | 242.3287 | 6.9507 | 60.3868 | 210.1682 | 249.4633 | 9.5423 | 0 |  | 127 | 1152.5084 | 204.6621 | 229.8622 | 239.3846 | 6.9507 | 64.3203 | 210.9765 | 174.1001 | 9.5423 | 0
| 128 | 1377.7393 | 259.2471 | 260.5679 | 261.1622 | 6.9507 | 70.2101 | 190.4247 | 515.8978 | 9.5423 | 0 |  | 128 | 1314.0964 | 225.8355 | 250.19 | 252.6902 | 6.9507 | 66.7754 | 231.1651 | 296.5471 | 9.5423 | 0 |  | 128 | 1191.9372 | 195.2964 | 226.077 | 242.0319 | 6.9507 | 60.3258 | 209.8203 | 248.9281 | 9.5423 | 0 |  | 128 | 1146.4072 | 203.5484 | 229.0604 | 239.0937 | 6.9507 | 64.2583 | 210.6304 | 173.4233 | 9.5423 | 0
| 129 | 1370.1574 | 258.3885 | 259.6185 | 260.8385 | 6.9507 | 70.1268 | 190.0883 | 515.5327 | 9.5423 | 0 |  | 129 | 1306.6858 | 224.9768 | 249.479 | 252.3729 | 6.9507 | 66.7065 | 230.7812 | 296.1846 | 9.5423 | 0 |  | 129 | 1185.2668 | 194.3835 | 225.603 | 241.7351 | 6.9507 | 60.2647 | 209.4758 | 248.3891 | 9.5423 | 0 |  | 129 | 1139.829 | 202.7445 | 228.426 | 238.8027 | 6.9507 | 64.1963 | 210.2871 | 172.7402 | 9.5423 | 0
| 130 | 1362.2404 | 257.7018 | 258.8392 | 260.5079 | 6.9507 | 70.0432 | 189.7555 | 515.1745 | 9.5423 | 0 |  | 130 | 1299.4693 | 224.0807 | 248.6046 | 252.0622 | 6.9507 | 66.6375 | 230.401 | 295.822 | 9.5423 | 0 |  | 130 | 1178.8193 | 193.6078 | 224.7781 | 241.4292 | 6.9507 | 60.2036 | 209.1347 | 247.8462 | 9.5423 | 0 |  | 130 | 1133.3003 | 201.7967 | 227.8788 | 238.5189 | 6.9507 | 64.1342 | 209.9463 | 172.0508 | 9.5423 | 0
| 131 | 1354.8888 | 256.7545 | 257.7519 | 260.1805 | 6.9507 | 69.9595 | 189.4262 | 514.8228 | 9.5423 | 0 |  | 131 | 1292.3724 | 222.9723 | 247.8231 | 251.7515 | 6.9507 | 66.5685 | 230.0243 | 295.4591 | 9.5423 | 0 |  | 131 | 1171.9016 | 193.034 | 224.2151 | 241.1296 | 6.9507 | 60.1424 | 208.7968 | 247.2991 | 9.5423 | 0 |  | 131 | 1126.3976 | 201.1496 | 227.4043 | 238.2357 | 6.9507 | 64.072 | 209.6081 | 171.3551 | 9.5423 | 0
| 132 | 1347.9385 | 255.1971 | 256.8734 | 259.8531 | 6.9507 | 69.8756 | 189.1003 | 514.4771 | 9.5423 | 0 |  | 132 | 1284.2895 | 222.5516 | 247.3329 | 251.4477 | 6.9507 | 66.4994 | 229.651 | 295.0955 | 9.5423 | 0 |  | 132 | 1164.9922 | 192.5238 | 223.5801 | 240.8301 | 6.9507 | 60.0812 | 208.462 | 246.7477 | 9.5423 | 0 |  | 132 | 1120.0921 | 200.2253 | 226.6097 | 237.9525 | 6.9507 | 64.0098 | 209.2723 | 170.653 | 9.5423 | 0
| 133 | 1339.9191 | 254.3788 | 256.3229 | 259.5277 | 6.9507 | 69.7915 | 188.7777 | 514.1368 | 9.5423 | 0 |  | 133 | 1276.6417 | 221.7699 | 246.7681 | 251.1445 | 6.9507 | 66.4302 | 229.281 | 294.7311 | 9.5423 | 0 |  | 133 | 1158.6339 | 191.5056 | 222.8963 | 240.5362 | 6.9507 | 60.0199 | 208.1301 | 246.1917 | 9.5423 | 0 |  | 133 | 1113.8525 | 199.373 | 225.6774 | 237.6693 | 6.9507 | 63.9475 | 208.9388 | 169.9446 | 9.5423 | 0
| 134 | 1331.5229 | 253.9749 | 255.7305 | 259.2065 | 6.9507 | 69.7072 | 188.4584 | 513.8015 | 9.5423 | 0 |  | 134 | 1269.4173 | 220.8652 | 245.9028 | 250.8412 | 6.9507 | 66.361 | 228.9141 | 294.3656 | 9.5423 | 0 |  | 134 | 1152.145 | 190.8657 | 221.9638 | 240.2434 | 6.9507 | 59.9586 | 207.8011 | 245.631 | 9.5423 | 0 |  | 134 | 1107.4374 | 198.6763 | 224.7648 | 237.3861 | 6.9507 | 63.8851 | 208.6074 | 169.2298 | 9.5423 | 2
| 135 | 1323.9341 | 253.0931 | 254.8088 | 258.8852 | 6.9507 | 69.6228 | 188.142 | 513.4707 | 9.5423 | 0 |  | 135 | 1261.8658 | 220.0407 | 245.2844 | 250.538 | 6.9507 | 66.2917 | 228.5502 | 293.9987 | 9.5423 | 0 |  | 135 | 1145.5488 | 190.199 | 221.1655 | 239.9506 | 6.9507 | 59.8973 | 207.4747 | 245.0653 | 9.5423 | 0 |  | 135 | 1100.8079 | 197.9642 | 224.0824 | 237.1027 | 6.9507 | 63.8228 | 208.278 | 168.5086 | 9.5423 | 4
| 136 | 1317.1159 | 251.433 | 253.8947 | 258.5639 | 6.9507 | 69.5382 | 187.8287 | 513.1438 | 9.5423 | 0 |  | 136 | 1255.0706 | 218.8256 | 244.3003 | 250.2348 | 6.9507 | 66.2224 | 228.1891 | 293.6301 | 9.5423 | 0 |  | 136 | 1138.3674 | 189.6241 | 220.8605 | 239.6578 | 6.9507 | 59.836 | 207.1509 | 244.4945 | 9.5423 | 0 |  | 136 | 1094.2561 | 197.0927 | 223.4903 | 236.8106 | 6.9507 | 63.7603 | 207.9505 | 167.781 | 9.5423 | 7
| 137 | 1308.9432 | 250.6874 | 253.4207 | 258.2426 | 6.9507 | 69.4534 | 187.5182 | 512.8204 | 9.5423 | 0 |  | 137 | 1247.2935 | 218.1883 | 243.7205 | 249.9315 | 6.9507 | 66.153 | 227.8307 | 293.2597 | 9.5423 | 0 |  | 137 | 1132.2019 | 188.6276 | 219.9612 | 239.365 | 6.9507 | 59.7746 | 206.8294 | 243.9183 | 9.5423 | 0 |  | 137 | 1088.0575 | 196.2224 | 222.5358 | 236.5264 | 6.9507 | 63.6979 | 207.6249 | 167.047 | 9.5423 | 9
| 138 | 1301.1263 | 249.7597 | 252.7729 | 257.9213 | 6.9507 | 69.3685 | 187.2104 | 512.5 | 9.5423 | 0 |  | 138 | 1239.9632 | 217.3646 | 242.8816 | 249.6269 | 6.9507 | 66.0837 | 227.4749 | 292.8871 | 9.5423 | 0 |  | 138 | 1125.716 | 187.9711 | 219.0424 | 239.0721 | 6.9507 | 59.7131 | 206.5102 | 243.3365 | 9.5423 | 0 |  | 138 | 1081.2816 | 195.5638 | 221.9594 | 236.2297 | 6.9507 | 63.6354 | 207.3008 | 166.3066 | 9.5423 | 11
| 139 | 1293.2237 | 248.9332 | 252.1116 | 257.598 | 6.9507 | 69.2835 | 186.9053 | 512.182 | 9.5423 | 0 |  | 139 | 1232.7623 | 216.6016 | 241.8525 | 249.3222 | 6.9507 | 66.0143 | 227.1215 | 292.512 | 9.5423 | 0 |  | 139 | 1118.887 | 187.2189 | 218.5643 | 238.7774 | 6.9507 | 59.6517 | 206.1932 | 242.7489 | 9.5423 | 0 |  | 139 | 1074.5064 | 194.6981 | 221.6006 | 235.922 | 6.9507 | 63.5729 | 206.9784 | 165.5597 | 9.5423 | 13
| 140 | 1286.2123 | 247.4013 | 251.2666 | 257.2728 | 6.9507 | 69.1984 | 186.6026 | 511.866 | 9.5423 | 0 |  | 140 | 1225.3107 | 215.8268 | 241.0937 | 249.0099 | 6.9507 | 65.9449 | 226.7704 | 292.1343 | 9.5423 | 0 |  | 140 | 1112.2875 | 186.4581 | 217.8652 | 238.4826 | 6.9507 | 59.5902 | 205.878 | 242.1553 | 9.5423 | 0 |  | 140 | 1068.3155 | 193.9525 | 220.5764 | 235.5752 | 6.9507 | 63.5103 | 206.6573 | 164.8064 | 9.5423 | 15
| 141 | 1279.1888 | 246.4369 | 249.8695 | 256.9443 | 6.9507 | 69.1131 | 186.3024 | 511.5515 | 9.5423 | 0 |  | 141 | 1218.7863 | 214.4026 | 240.0737 | 248.6808 | 6.9507 | 65.8755 | 226.4215 | 291.7537 | 9.5423 | 0 |  | 141 | 1106.2074 | 185.5188 | 216.8284 | 238.1847 | 6.9507 | 59.5287 | 205.5648 | 241.5555 | 9.5423 | 0 |  | 141 | 1062.5129 | 192.7813 | 219.5494 | 235.2685 | 6.9507 | 63.4477 | 206.3375 | 164.0466 | 9.5423 | 18
| 142 | 1271.5928 | 245.2993 | 249.231 | 256.6027 | 6.9507 | 69.0278 | 186.0044 | 511.2379 | 9.5423 | 0 |  | 142 | 1212.3166 | 213.0688 | 238.9288 | 248.3316 | 6.9507 | 65.8061 | 226.0745 | 291.3699 | 9.5423 | 0 |  | 142 | 1100.0169 | 184.3966 | 216.1004 | 237.8714 | 6.9507 | 59.4671 | 205.2532 | 240.9493 | 9.5423 | 0 |  | 142 | 1056.3931 | 191.8697 | 218.8313 | 235.007 | 6.9507 | 63.3851 | 206.0189 | 163.2802 | 9.5423 | 20
| 143 | 1265.0661 | 244.044 | 247.6492 | 256.2527 | 6.9507 | 68.9424 | 185.7087 | 510.9248 | 9.5423 | 0 |  | 143 | 1205.1305 | 211.7435 | 238.4466 | 248.0276 | 6.9507 | 65.7368 | 225.7294 | 290.9826 | 9.5423 | 0 |  | 143 | 1093.8772 | 182.9273 | 215.6832 | 237.5435 | 6.9507 | 59.4056 | 204.9432 | 240.3365 | 9.5423 | 0 |  | 143 | 1050.6091 | 190.3532 | 218.4074 | 234.7446 | 6.9507 | 63.3224 | 205.7014 | 162.5074 | 9.5423 | 22
| 144 | 1257.991 | 242.7864 | 246.5906 | 255.9305 | 6.9507 | 68.8569 | 185.4149 | 510.6116 | 9.5423 | 0 |  | 144 | 1198.4837 | 210.7042 | 237.3182 | 247.7542 | 6.9507 | 65.6674 | 225.386 | 290.5917 | 9.5423 | 0 |  | 144 | 1087.9489 | 182.0373 | 214.4328 | 237.2582 | 6.9507 | 59.344 | 204.6346 | 239.7169 | 9.5423 | 0 |  | 144 | 1044.9515 | 189.2274 | 217.4664 | 234.4822 | 6.9507 | 63.2598 | 205.3847 | 161.7281 | 9.5423 | 24
| 145 | 1251.0549 | 241.1208 | 245.836 | 255.6304 | 6.9507 | 68.7713 | 185.1232 | 510.298 | 9.5423 | 0 |  | 145 | 1191.8103 | 209.5813 | 236.3497 | 247.4777 | 6.9507 | 65.5981 | 225.0441 | 290.1967 | 9.5423 | 0 |  | 145 | 1081.6798 | 181.24 | 213.5456 | 236.988 | 6.9507 | 59.2823 | 204.3273 | 239.0903 | 9.5423 | 0 |  | 145 | 1039.0161 | 188.3258 | 216.579 | 234.2198 | 6.9507 | 63.1971 | 205.0689 | 160.9422 | 9.5423 | 27
| 146 | 1243.733 | 239.8094 | 245.2357 | 255.3342 | 6.9507 | 68.6856 | 184.8332 | 509.9833 | 9.5423 | 0 |  | 146 | 1184.8692 | 208.7759 | 235.3292 | 247.2034 | 6.9507 | 65.5288 | 224.7037 | 289.7976 | 9.5423 | 0 |  | 146 | 1075.0686 | 180.6024 | 212.8804 | 236.7212 | 6.9507 | 59.2207 | 204.0211 | 238.4564 | 9.5423 | 0 |  | 146 | 1032.5142 | 187.626 | 216.0562 | 233.9574 | 6.9507 | 63.1344 | 204.7538 | 160.1497 | 9.5423 | 29
| 147 | 1235.7915 | 239.1146 | 244.6363 | 255.0399 | 6.9507 | 68.6 | 184.545 | 509.667 | 9.5423 | 0 |  | 147 | 1177.5816 | 207.6935 | 234.9323 | 246.9292 | 6.9507 | 65.4595 | 224.3646 | 289.3939 | 9.5423 | 0 |  | 147 | 1068.7976 | 179.6606 | 212.179 | 236.4544 | 6.9507 | 59.159 | 203.7159 | 237.8152 | 9.5423 | 0 |  | 147 | 1026.3161 | 187.0072 | 215.1487 | 233.695 | 6.9507 | 63.0717 | 204.4392 | 159.3507 | 9.5423 | 31
| 148 | 1228.0229 | 238.3559 | 243.9279 | 254.7456 | 6.9507 | 68.5143 | 184.2584 | 509.3488 | 9.5423 | 0 |  | 148 | 1169.5639 | 207.2877 | 234.5888 | 246.655 | 6.9507 | 65.3903 | 224.0267 | 288.9855 | 9.5423 | 0 |  | 148 | 1062.1209 | 178.8268 | 211.7754 | 236.1876 | 6.9507 | 59.0974 | 203.4116 | 237.1663 | 9.5423 | 0 |  | 148 | 1020.0502 | 185.9981 | 214.697 | 233.4348 | 6.9507 | 63.009 | 204.125 | 158.5451 | 9.5423 | 33
| 149 | 1220.1413 | 237.5874 | 243.3424 | 254.4513 | 6.9507 | 68.4285 | 183.9733 | 509.028 | 9.5423 | 0 |  | 149 | 1161.7651 | 206.7036 | 234.2047 | 246.3807 | 6.9507 | 65.3212 | 223.6897 | 288.5722 | 9.5423 | 0 |  | 149 | 1055.1108 | 178.3026 | 211.3955 | 235.9208 | 6.9507 | 59.0357 | 203.108 | 236.5095 | 9.5423 | 0 |  | 149 | 1013.5965 | 185.2615 | 214.156 | 233.1794 | 6.9507 | 62.9462 | 203.8111 | 157.733 | 9.5423 | 36
| 150 | 1212.0872 | 236.777 | 242.9712 | 254.157 | 6.9507 | 68.3428 | 183.6896 | 508.7042 | 9.5423 | 0 |  | 150 | 1154.9812 | 205.6171 | 233.3075 | 246.1072 | 6.9507 | 65.2521 | 223.3536 | 288.1535 | 9.5423 | 0 |  | 150 | 1048.3788 | 177.7016 | 210.8143 | 235.6541 | 6.9507 | 58.9739 | 202.805 | 235.8447 | 9.5423 | 0 |  | 150 | 1006.9852 | 184.7379 | 213.5647 | 232.9186 | 6.9507 | 62.8835 | 203.4975 | 156.9142 | 9.5423 | 38
| 151 | 1204.9997 | 235.839 | 241.761 | 253.8627 | 6.9507 | 68.257 | 183.4072 | 508.3768 | 9.5423 | 0 |  | 151 | 1147.8447 | 204.7916 | 232.489 | 245.8466 | 6.9507 | 65.183 | 223.0183 | 287.7294 | 9.5423 | 0 |  | 151 | 1041.5433 | 177.2459 | 210.1909 | 235.3876 | 6.9507 | 58.9122 | 202.5025 | 235.1716 | 9.5423 | 0 |  | 151 | 1000.2783 | 184.3688 | 212.9146 | 232.6579 | 6.9507 | 62.8208 | 203.1839 | 156.0887 | 9.5423 | 40
| 152 | 1197.9284 | 234.6602 | 240.7716 | 253.5723 | 6.9507 | 68.1712 | 183.1259 | 508.0454 | 9.5423 | 0 |  | 152 | 1140.1604 | 204.2625 | 231.9356 | 245.5721 | 6.9507 | 65.1141 | 222.6835 | 287.2995 | 9.5423 | 0 |  | 152 | 1034.7619 | 176.8658 | 209.4197 | 235.1394 | 6.9507 | 58.8505 | 202.2002 | 234.4901 | 9.5423 | 0 |  | 152 | 993.7633 | 183.6911 | 212.3812 | 232.3973 | 6.9507 | 62.758 | 202.8702 | 155.2567 | 9.5423 | 42
| 153 | 1189.7724 | 234.0507 | 240.2817 | 253.2976 | 6.9507 | 68.0855 | 182.8456 | 507.7095 | 9.5423 | 0 |  | 153 | 1132.646 | 203.5159 | 231.4316 | 245.2958 | 6.9507 | 65.0452 | 222.3491 | 286.8636 | 9.5423 | 0 |  | 153 | 1028.0517 | 176.1033 | 208.9753 | 234.8756 | 6.9507 | 58.7887 | 201.8982 | 233.8 | 9.5423 | 0 |  | 153 | 987.0987 | 183.0737 | 211.9369 | 232.1367 | 6.9507 | 62.6953 | 202.5564 | 154.4179 | 9.5423 | 45
| 154 | 1182.0264 | 233.1469 | 239.6977 | 253.0013 | 6.9507 | 67.9997 | 182.5663 | 507.3686 | 9.5423 | 0 |  | 154 | 1125.5542 | 202.6151 | 230.6605 | 245.0184 | 6.9507 | 64.9764 | 222.0151 | 286.4213 | 9.5423 | 0 |  | 154 | 1021.1591 | 175.4553 | 208.6035 | 234.6071 | 6.9507 | 58.7269 | 201.5961 | 233.1009 | 9.5423 | 0 |  | 154 | 980.8465 | 182.3109 | 211.2142 | 231.8876 | 6.9507 | 62.6325 | 202.2423 | 153.5725 | 9.5423 | 47
| 155 | 1173.4965 | 232.775 | 239.3636 | 252.7074 | 6.9507 | 67.914 | 182.2879 | 507.0222 | 9.5423 | 0 |  | 155 | 1117.8935 | 202.0846 | 230.0818 | 244.747 | 6.9507 | 64.9077 | 221.6812 | 285.9726 | 9.5423 | 0 |  | 155 | 1014.9045 | 174.6444 | 207.7559 | 234.3392 | 6.9507 | 58.6652 | 201.294 | 232.3928 | 9.5423 | 0 |  | 155 | 974.587 | 181.428 | 210.6189 | 231.6385 | 6.9507 | 62.5698 | 201.9277 | 152.7204 | 9.5423 | 49
| 156 | 1165.7117 | 232.3063 | 238.3756 | 252.4189 | 6.9507 | 67.8284 | 182.0101 | 506.6697 | 9.5423 | 0 |  | 156 | 1110.916 | 201.2306 | 229.1427 | 244.4765 | 6.9507 | 64.8391 | 221.3474 | 285.517 | 9.5423 | 0 |  | 156 | 1008.4674 | 173.8732 | 207.0452 | 234.0772 | 6.9507 | 58.6034 | 200.9916 | 231.6754 | 9.5423 | 0 |  | 156 | 967.9508 | 180.8924 | 209.9829 | 231.4594 | 6.9507 | 62.5071 | 201.6126 | 151.8616 | 9.5423 | 51
| 157 | 1158.9795 | 230.5121 | 237.66 | 252.1309 | 6.9507 | 67.7428 | 181.7329 | 506.3107 | 9.5423 | 0 |  | 157 | 1103.7835 | 200.2199 | 228.5099 | 244.2113 | 6.9507 | 64.7706 | 221.0134 | 285.0543 | 9.5423 | 0 |  | 157 | 1002.1354 | 173.1586 | 206.1705 | 233.8177 | 6.9507 | 58.5416 | 200.6888 | 230.9485 | 9.5423 | 0 |  | 157 | 961.8228 | 179.951 | 209.3053 | 231.2195 | 6.9507 | 62.4444 | 201.2969 | 150.9961 | 9.5423 | 54
| 158 | 1151.6065 | 229.2672 | 237.028 | 251.8509 | 6.9507 | 67.6572 | 181.4562 | 505.9446 | 9.5423 | 0 |  | 158 | 1096.685 | 199.3946 | 227.5957 | 244.008 | 6.9507 | 64.7023 | 220.6792 | 284.5844 | 9.5423 | 0 |  | 158 | 995.2249 | 172.6476 | 205.6641 | 233.5646 | 6.9507 | 58.4798 | 200.3854 | 230.212 | 9.5423 | 0 |  | 158 | 955.5328 | 179.3362 | 208.4894 | 230.9535 | 6.9507 | 62.3817 | 200.9803 | 150.1239 | 9.5423 | 56
| 159 | 1143.9196 | 228.6822 | 236.0331 | 251.5878 | 6.9507 | 67.5717 | 181.1799 | 505.5711 | 9.5423 | 1 |  | 159 | 1089.4128 | 198.389 | 227.0731 | 243.7673 | 6.9507 | 64.634 | 220.3445 | 284.1068 | 9.5423 | 0 |  | 159 | 988.9579 | 171.438 | 205.1833 | 233.3411 | 6.9507 | 58.418 | 200.0814 | 229.4655 | 9.5423 | 0 |  | 159 | 949.7109 | 178.2678 | 207.6589 | 230.6874 | 6.9507 | 62.3191 | 200.6629 | 149.2449 | 9.5423 | 58
| 160 | 1136.4383 | 227.8042 | 235.0763 | 251.3738 | 6.9507 | 67.4863 | 180.9038 | 505.1895 | 9.5423 | 7 |  | 160 | 1083.0804 | 197.2097 | 225.8291 | 243.4817 | 6.9507 | 64.5659 | 220.0093 | 283.6215 | 9.5423 | 0 |  | 160 | 982.7861 | 170.5599 | 204.2475 | 233.1457 | 6.9507 | 58.3562 | 199.7767 | 228.7089 | 9.5423 | 0 |  | 160 | 943.6447 | 177.4293 | 206.8428 | 230.4214 | 6.9507 | 62.2564 | 200.3444 | 148.3591 | 9.5423 | 61
| 161 | 1129.464 | 226.4493 | 234.1764 | 251.0729 | 6.9507 | 67.401 | 180.6279 | 504.7994 | 9.5423 | 12 |  | 161 | 1075.701 | 196.2618 | 225.4008 | 243.1962 | 6.9507 | 64.4979 | 219.6734 | 283.128 | 9.5423 | 0 |  | 161 | 975.8575 | 169.8574 | 203.9679 | 232.8755 | 6.9507 | 58.2943 | 199.4709 | 227.942 | 9.5423 | 0 |  | 161 | 937.2336 | 176.6718 | 206.2906 | 230.1553 | 6.9507 | 62.1938 | 200.0247 | 147.4666 | 9.5423 | 63
| 162 | 1121.9331 | 225.2644 | 233.6631 | 250.7721 | 6.9507 | 67.3158 | 180.352 | 504.4002 | 9.5423 | 17 |  | 162 | 1068.5879 | 195.3599 | 224.6601 | 242.9106 | 6.9507 | 64.4301 | 219.3367 | 282.6262 | 9.5423 | 0 |  | 162 | 969.3807 | 168.9106 | 203.4808 | 232.6053 | 6.9507 | 58.2325 | 199.1641 | 227.1646 | 9.5423 | 0 |  | 162 | 931.0222 | 175.7068 | 205.7462 | 229.8893 | 6.9507 | 62.1312 | 199.7037 | 146.5672 | 9.5423 | 65
| 163 | 1115.1406 | 223.594 | 232.8969 | 250.4713 | 6.9507 | 67.2308 | 180.0761 | 503.9916 | 9.5423 | 23 |  | 163 | 1061.9767 | 193.9353 | 223.9403 | 242.625 | 6.9507 | 64.3624 | 218.999 | 282.1158 | 9.5423 | 0 |  | 163 | 963.7366 | 167.8032 | 202.3216 | 232.335 | 6.9507 | 58.1707 | 198.8561 | 226.3765 | 9.5423 | 0 |  | 163 | 925.6893 | 174.2417 | 204.8234 | 229.6232 | 6.9507 | 62.0686 | 199.3814 | 145.6611 | 9.5423 | 67
| 164 | 1107.6847 | 222.5761 | 232.1416 | 250.1704 | 6.9507 | 67.1458 | 179.7999 | 503.5729 | 9.5423 | 28 |  | 164 | 1054.8212 | 192.9374 | 223.3381 | 242.3394 | 6.9507 | 64.2948 | 218.6602 | 281.5965 | 9.5423 | 0 |  | 164 | 957.2573 | 166.8965 | 201.7969 | 232.0648 | 6.9507 | 58.1089 | 198.5467 | 225.5775 | 9.5423 | 0 |  | 164 | 919.4438 | 173.3434 | 204.2464 | 229.3572 | 6.9507 | 62.0061 | 199.0575 | 144.7481 | 9.5423 | 70
| 165 | 1100.1857 | 221.6628 | 231.3248 | 249.8696 | 6.9507 | 67.0609 | 179.5235 | 503.1437 | 9.5423 | 33 |  | 165 | 1048.013 | 191.9887 | 222.3393 | 242.0539 | 6.9507 | 64.2275 | 218.3202 | 281.068 | 9.5423 | 0 |  | 165 | 951.0822 | 166.063 | 200.8948 | 231.7946 | 6.9507 | 58.0471 | 198.2358 | 224.7673 | 9.5423 | 0 |  | 165 | 913.5436 | 172.4421 | 203.3272 | 229.0911 | 6.9507 | 61.9436 | 198.732 | 143.8283 | 9.5423 | 72
| 166 | 1093.357 | 220.04 | 230.541 | 249.5749 | 6.9507 | 66.9763 | 179.2466 | 502.7035 | 9.5423 | 39 |  | 166 | 1040.8804 | 190.8772 | 221.8278 | 241.7683 | 6.9507 | 64.1602 | 217.9788 | 280.5302 | 9.5423 | 0 |  | 166 | 944.3676 | 165.2203 | 200.5414 | 231.5243 | 6.9507 | 57.9853 | 197.9232 | 223.9458 | 9.5423 | 0 |  | 166 | 907.2988 | 171.5244 | 202.7659 | 228.828 | 6.9507 | 61.8811 | 198.4047 | 142.9017 | 9.5423 | 74
| 167 | 1085.8276 | 218.9056 | 229.9578 | 249.2919 | 6.9507 | 66.8917 | 178.9692 | 502.2518 | 9.5423 | 44 |  | 167 | 1034.0062 | 189.7184 | 221.095 | 241.4929 | 6.9507 | 64.0932 | 217.6358 | 279.9828 | 9.5423 | 0 |  | 167 | 938.0689 | 164.3429 | 199.7998 | 231.261 | 6.9507 | 57.9235 | 197.6089 | 223.1128 | 9.5423 | 0 |  | 167 | 901.2316 | 170.6756 | 201.9752 | 228.5479 | 6.9507 | 61.8187 | 198.0755 | 141.9681 | 9.5423 | 77
| 168 | 1077.886 | 218.1335 | 229.4246 | 249.0088 | 6.9507 | 66.8073 | 178.6912 | 501.788 | 9.5423 | 49 |  | 168 | 1026.5307 | 189.0689 | 220.4548 | 241.2169 | 6.9507 | 64.0264 | 217.2911 | 279.4254 | 9.5423 | 0 |  | 168 | 931.58 | 163.5877 | 199.1185 | 231.0055 | 6.9507 | 57.8617 | 197.2927 | 222.268 | 9.5423 | 0 |  | 168 | 894.6615 | 170.0374 | 201.4438 | 228.3008 | 6.9507 | 61.7563 | 197.7443 | 141.0277 | 9.5423 | 79
| 169 | 1070.0541 | 217.4632 | 228.6799 | 248.7258 | 6.9507 | 66.7231 | 178.4124 | 501.3117 | 9.5423 | 55 |  | 169 | 1018.6754 | 188.6263 | 219.9887 | 240.9396 | 6.9507 | 63.9597 | 216.9447 | 278.8579 | 9.5423 | 0 |  | 169 | 925.0152 | 162.9271 | 198.4287 | 230.7397 | 6.9507 | 57.8 | 196.9744 | 221.4113 | 9.5423 | 0 |  | 169 | 888.2068 | 169.3335 | 200.8626 | 228.0538 | 6.9507 | 61.694 | 197.411 | 140.0804 | 9.5423 | 81
| 170 | 1062.0405 | 216.9098 | 228.0205 | 248.4221 | 6.9507 | 66.6391 | 178.1327 | 500.8224 | 9.5423 | 60 |  | 170 | 1012.0015 | 187.4175 | 219.0924 | 240.6775 | 6.9507 | 63.8933 | 216.5962 | 278.28 | 9.5423 | 0 |  | 170 | 918.1592 | 162.4784 | 197.8116 | 230.4806 | 6.9507 | 57.7382 | 196.6539 | 220.5424 | 9.5423 | 0 |  | 170 | 882.1119 | 168.5412 | 200.01 | 227.8067 | 6.9507 | 61.6317 | 197.0754 | 139.1262 | 9.5423 | 83
| 171 | 1054.7974 | 215.8421 | 227.0764 | 248.1471 | 6.9507 | 66.5552 | 177.8521 | 500.3196 | 9.5423 | 65 |  | 171 | 1004.5613 | 186.8777 | 218.2935 | 240.4153 | 6.9507 | 63.827 | 216.2457 | 277.6914 | 9.5423 | 0 |  | 171 | 911.867 | 161.578 | 197.0707 | 230.233 | 6.9507 | 57.6764 | 196.3311 | 219.6611 | 9.5423 | 0 |  | 171 | 875.5964 | 167.8516 | 199.4753 | 227.5597 | 6.9507 | 61.5695 | 196.7374 | 138.165 | 9.5423 | 86
| 172 | 1047.3523 | 214.4403 | 226.6684 | 247.8721 | 6.9507 | 66.4716 | 177.5704 | 499.8027 | 9.5423 | 71 |  | 172 | 997.7471 | 185.6756 | 217.5306 | 240.1531 | 6.9507 | 63.761 | 215.893 | 277.0918 | 9.5423 | 2 |  | 172 | 905.0851 | 161.0668 | 196.4304 | 229.9855 | 6.9507 | 57.6147 | 196.0058 | 218.7673 | 9.5423 | 0 |  | 172 | 869.0574 | 167.3633 | 198.7628 | 227.3126 | 6.9507 | 61.5073 | 196.3969 | 137.1969 | 9.5423 | 88
| 173 | 1040.084 | 213.3316 | 225.7904 | 247.597 | 6.9507 | 66.3882 | 177.2874 | 499.2714 | 9.5423 | 76 |  | 173 | 991.0972 | 184.2624 | 216.8148 | 239.891 | 6.9507 | 63.6951 | 215.5378 | 276.4811 | 9.5423 | 6 |  | 173 | 898.7078 | 160.1655 | 195.7757 | 229.738 | 6.9507 | 57.553 | 195.6779 | 217.8607 | 9.5423 | 0 |  | 173 | 862.9724 | 166.3559 | 198.1429 | 227.0382 | 6.9507 | 61.4452 | 196.0538 | 136.2219 | 9.5423 | 90
| 174 | 1032.3029 | 212.6354 | 225.0127 | 247.322 | 6.9507 | 66.305 | 177.0032 | 498.725 | 9.5423 | 81 |  | 174 | 983.8516 | 183.3063 | 216.2374 | 239.6288 | 6.9507 | 63.6295 | 215.1801 | 275.8589 | 9.5423 | 11 |  | 174 | 893.1226 | 158.5507 | 195.0423 | 229.4904 | 6.9507 | 57.4913 | 195.3472 | 216.9411 | 9.5423 | 0 |  | 174 | 858.0338 | 164.5032 | 197.1768 | 226.8086 | 6.9507 | 61.3831 | 195.7079 | 135.2398 | 9.5423 | 93
| 175 | 1025.1143 | 211.3795 | 224.2023 | 247.047 | 6.9507 | 66.222 | 176.7175 | 498.1631 | 9.5423 | 87 |  | 175 | 977.0194 | 182.2983 | 215.316 | 239.3492 | 6.9507 | 63.5642 | 214.8198 | 275.225 | 9.5423 | 15 |  | 175 | 887.041 | 157.3277 | 194.4135 | 229.2429 | 6.9507 | 57.4296 | 195.0137 | 216.0084 | 9.5423 | 0 |  | 175 | 852.1908 | 163.2746 | 196.508 | 226.5622 | 6.9507 | 61.3211 | 195.3591 | 134.2508 | 9.5423 | 95
| 176 | 1018.591 | 209.6841 | 223.1926 | 246.7453 | 6.9507 | 66.1393 | 176.4303 | 497.5852 | 9.5423 | 92 |  | 176 | 970.7456 | 180.4976 | 214.6023 | 239.0962 | 6.9507 | 63.499 | 214.4567 | 274.5791 | 9.5423 | 19 |  | 176 | 880.0913 | 156.7047 | 194.0577 | 228.9903 | 6.9507 | 57.3679 | 194.6771 | 215.0622 | 9.5423 | 0 |  | 176 | 845.1979 | 162.7711 | 196.2529 | 226.327 | 6.9507 | 61.2592 | 195.0074 | 133.2548 | 9.5423 | 97
| 177 | 1012.1669 | 207.7828 | 222.2544 | 246.479 | 6.9507 | 66.0568 | 176.1414 | 496.9908 | 9.5423 | 98 |  | 177 | 963.7601 | 179.1596 | 214.1414 | 238.8393 | 6.9507 | 63.4341 | 214.0906 | 273.9211 | 9.5423 | 23 |  | 177 | 873.5294 | 155.7136 | 193.6698 | 228.7503 | 6.9507 | 57.3062 | 194.3374 | 214.1025 | 9.5423 | 0 |  | 177 | 839.3968 | 161.3596 | 195.7137 | 226.0919 | 6.9507 | 61.1973 | 194.6525 | 132.2517 | 9.5423 | 99
| 178 | 1004.327 | 206.7097 | 221.907 | 246.2095 | 6.9507 | 65.9746 | 175.8507 | 496.3793 | 9.5423 | 103 |  | 178 | 956.7687 | 177.986 | 213.5159 | 238.5887 | 6.9507 | 63.3695 | 213.7214 | 273.2505 | 9.5423 | 27 |  | 178 | 867.3973 | 154.3371 | 193.2334 | 228.5144 | 6.9507 | 57.2446 | 193.9943 | 213.1289 | 9.5423 | 0 |  | 178 | 833.7573 | 159.8062 | 195.155 | 225.8567 | 6.9507 | 61.1355 | 194.2944 | 131.2417 | 9.5423 | 102
| 179 | 996.0096 | 206.189 | 221.4795 | 245.9451 | 6.9507 | 65.8926 | 175.5582 | 495.7504 | 9.5423 | 108 |  | 179 | 949.2946 | 176.9292 | 213.2561 | 238.3381 | 6.9507 | 63.3051 | 213.349 | 272.5672 | 9.5423 | 32 |  | 179 | 860.9372 | 153.4848 | 192.598 | 228.2813 | 6.9507 | 57.183 | 193.6478 | 212.1414 | 9.5423 | 0 |  | 179 | 827.5888 | 158.8975 | 194.4874 | 225.6146 | 6.9507 | 61.0737 | 193.933 | 130.2245 | 9.5423 | 104
| 180 | 988.8809 | 204.6763 | 220.8553 | 245.6808 | 6.9507 | 65.8109 | 175.2637 | 495.1034 | 9.5423 | 114 |  | 180 | 942.7579 | 175.8453 | 212.0876 | 238.0861 | 6.9507 | 63.241 | 212.9732 | 271.8709 | 9.5423 | 36 |  | 180 | 855.0023 | 152.4453 | 191.6244 | 228.0482 | 6.9507 | 57.1214 | 193.2977 | 211.1396 | 9.5423 | 0 |  | 180 | 821.3972 | 157.9727 | 193.8464 | 225.3851 | 6.9507 | 61.0121 | 193.568 | 129.2003 | 9.5423 | 106
| 181 | 981.6973 | 203.2463 | 220.2032 | 245.4164 | 6.9507 | 65.7295 | 174.9671 | 494.4379 | 9.5423 | 119 |  | 181 | 935.151 | 175.0789 | 211.665 | 237.8407 | 6.9507 | 63.1772 | 212.5939 | 271.1613 | 9.5423 | 40 |  | 181 | 848.3231 | 151.8188 | 190.9805 | 227.817 | 6.9507 | 57.0598 | 192.9439 | 210.1234 | 9.5423 | 4 |  | 181 | 815.2669 | 157.1995 | 192.9961 | 225.1522 | 6.9507 | 60.9505 | 193.1995 | 128.169 | 9.5423 | 108
| 182 | 974.2135 | 202.3326 | 219.3324 | 245.1548 | 6.9507 | 65.6485 | 174.6682 | 493.7534 | 9.5423 | 124 |  | 182 | 927.7294 | 174.2613 | 211.1084 | 237.5953 | 6.9507 | 63.1136 | 212.211 | 270.4382 | 9.5423 | 44 |  | 182 | 841.418 | 151.2559 | 190.4946 | 227.59 | 6.9507 | 56.9983 | 192.5863 | 209.0926 | 9.5423 | 8 |  | 182 | 808.628 | 156.6855 | 192.4737 | 224.8407 | 6.9507 | 60.889 | 192.8272 | 127.1307 | 9.5423 | 111
| 183 | 966.2941 | 201.7413 | 218.5727 | 244.8953 | 6.9507 | 65.5677 | 174.367 | 493.0494 | 9.5423 | 130 |  | 183 | 920.6266 | 173.6678 | 210.0632 | 237.2957 | 6.9507 | 63.0504 | 211.8243 | 269.7014 | 9.5423 | 48 |  | 183 | 834.7642 | 150.7592 | 189.6911 | 227.3629 | 6.9507 | 56.9368 | 192.2246 | 208.047 | 9.5423 | 13 |  | 183 | 802.054 | 156.2872 | 191.7595 | 224.5404 | 6.9507 | 60.8276 | 192.451 | 126.0852 | 9.5423 | 113
| 184 | 958.9715 | 200.7586 | 217.6536 | 244.5898 | 6.9507 | 65.4872 | 174.0635 | 492.3255 | 9.5423 | 135 |  | 184 | 913.2773 | 173.2138 | 209.1644 | 236.9565 | 6.9507 | 62.9874 | 211.4337 | 268.9506 | 9.5423 | 53 |  | 184 | 827.9735 | 150.2936 | 189.0517 | 227.0778 | 6.9507 | 56.8753 | 191.8588 | 206.9864 | 9.5423 | 17 |  | 184 | 795.3494 | 155.9138 | 191.0817 | 224.3092 | 6.9507 | 60.7663 | 192.0709 | 125.0326 | 9.5423 | 115
| 185 | 951.4376 | 200.0015 | 216.7742 | 244.2302 | 6.9507 | 65.4071 | 173.7575 | 491.5822 | 9.5423 | 140 |  | 185 | 906.13 | 172.3842 | 208.3616 | 236.695 | 6.9507 | 62.9247 | 211.0393 | 268.1862 | 9.5423 | 57 |  | 185 | 822.0218 | 149.6154 | 187.8098 | 226.7686 | 6.9507 | 56.8139 | 191.4891 | 205.9113 | 9.5423 | 22 |  | 185 | 789.5981 | 155.1611 | 189.8282 | 224.08 | 6.9507 | 60.705 | 191.687 | 123.9733 | 9.5423 | 117
| 186 | 944.4119 | 198.3055 | 216.2451 | 243.9509 | 6.9507 | 65.3273 | 173.4494 | 490.82 | 9.5423 | 146 |  | 186 | 898.7494 | 171.8506 | 207.4841 | 236.4455 | 6.9507 | 62.8623 | 210.6413 | 267.4085 | 9.5423 | 61 |  | 186 | 815.5211 | 148.7855 | 187.1901 | 226.5378 | 6.9507 | 56.7525 | 191.1156 | 204.8221 | 9.5423 | 27 |  | 186 | 783.2172 | 154.3208 | 189.2312 | 223.9113 | 6.9507 | 60.6439 | 191.2995 | 122.9074 | 9.5423 | 120
| 187 | 937.6302 | 196.9693 | 215.0857 | 243.6983 | 6.9507 | 65.2478 | 173.1391 | 490.0394 | 9.5423 | 151 |  | 187 | 891.8191 | 170.8226 | 206.593 | 236.2537 | 6.9507 | 62.8002 | 210.2398 | 266.6181 | 9.5423 | 65 |  | 187 | 808.9072 | 147.9382 | 186.7 | 226.3081 | 6.9507 | 56.6911 | 190.7383 | 203.7194 | 9.5423 | 31 |  | 187 | 776.9988 | 153.4005 | 188.6807 | 223.7089 | 6.9507 | 60.5828 | 190.9085 | 121.8354 | 9.5423 | 122
| 188 | 929.7219 | 196.3126 | 214.2972 | 243.5219 | 6.9507 | 65.1687 | 172.8268 | 489.2409 | 9.5423 | 156 |  | 188 | 884.7062 | 169.8444 | 205.8512 | 236.0454 | 6.9507 | 62.7385 | 209.835 | 265.8152 | 9.5423 | 69 |  | 188 | 803.1651 | 146.5204 | 185.8346 | 226.1525 | 6.9507 | 56.6298 | 190.3576 | 202.6035 | 9.5423 | 36 |  | 188 | 772.1587 | 151.9523 | 187.9629 | 223.5096 | 6.9507 | 60.5219 | 190.5141 | 120.7576 | 9.5423 | 124
| 189 | 922.5138 | 195.1638 | 213.3586 | 243.2873 | 6.9507 | 65.0899 | 172.5126 | 488.4252 | 9.5423 | 162 |  | 189 | 879.3478 | 168.1546 | 204.7888 | 235.8244 | 6.9507 | 62.677 | 209.4272 | 265.0003 | 9.5423 | 73 |  | 189 | 796.8643 | 145.5088 | 185.1656 | 225.9531 | 6.9507 | 56.5686 | 189.9736 | 201.475 | 9.5423 | 40 |  | 189 | 766.7063 | 151.0076 | 187.4107 | 223.2535 | 6.9507 | 60.4611 | 190.1166 | 119.6742 | 9.5423 | 126
| 190 | 916.2594 | 193.7715 | 212.5305 | 243.0526 | 6.9507 | 65.0115 | 172.1966 | 487.5928 | 9.5423 | 167 |  | 190 | 873.1944 | 166.9012 | 204.3132 | 235.5884 | 6.9507 | 62.6158 | 209.0163 | 264.1737 | 9.5423 | 78 |  | 190 | 790.8023 | 144.7514 | 184.8081 | 225.7537 | 6.9507 | 56.5075 | 189.5864 | 200.3344 | 9.5423 | 45 |  | 190 | 761.2346 | 150.1675 | 186.7244 | 223.0461 | 6.9507 | 60.4004 | 189.716 | 118.5856 | 9.5423 | 129
| 191 | 909.8527 | 192.5032 | 211.9401 | 242.79 | 6.9507 | 64.9334 | 171.8788 | 486.7442 | 9.5423 | 172 |  | 191 | 866.6828 | 165.9576 | 203.8971 | 235.3415 | 6.9507 | 62.555 | 208.6027 | 263.336 | 9.5423 | 82 |  | 191 | 784.6976 | 144.1108 | 184.4372 | 225.5145 | 6.9507 | 56.4465 | 189.1961 | 199.1821 | 9.5423 | 50 |  | 191 | 755.0665 | 149.6415 | 186.4328 | 222.8264 | 6.9507 | 60.3399 | 189.3127 | 117.4921 | 9.5423 | 131
| 192 | 902.4369 | 191.9121 | 211.6802 | 242.5287 | 6.9507 | 64.8557 | 171.5595 | 485.88 | 9.5423 | 178 |  | 192 | 860.2917 | 165.0108 | 203.3589 | 235.0991 | 6.9507 | 62.4945 | 208.1863 | 262.4874 | 9.5423 | 86 |  | 192 | 779.5618 | 142.9209 | 183.6135 | 225.3084 | 6.9507 | 56.3855 | 188.803 | 198.0187 | 9.5423 | 54 |  | 192 | 750.1639 | 148.3703 | 185.6209 | 222.6066 | 6.9507 | 60.2795 | 188.9066 | 116.394 | 9.5423 | 133
| 193 | 895.8566 | 190.7028 | 211.2053 | 242.2653 | 6.9507 | 64.7783 | 171.2386 | 485.0007 | 9.5423 | 183 |  | 193 | 853.7752 | 164.0563 | 202.9558 | 234.8549 | 6.9507 | 62.4343 | 207.7675 | 261.6284 | 9.5423 | 90 |  | 193 | 773.4873 | 142.3671 | 183.1072 | 225.0877 | 6.9507 | 56.3246 | 188.4073 | 196.8445 | 9.5423 | 59 |  | 193 | 744.4619 | 147.7167 | 184.9909 | 222.3868 | 6.9507 | 60.2193 | 188.4981 | 115.2917 | 9.5423 | 135
| 194 | 888.942 | 189.9009 | 210.6571 | 242.0019 | 6.9507 | 64.7013 | 170.9164 | 484.1068 | 9.5423 | 188 |  | 194 | 847.1443 | 163.2772 | 202.4918 | 234.6106 | 6.9507 | 62.3744 | 207.3464 | 260.7594 | 9.5423 | 94 |  | 194 | 767.5691 | 141.7261 | 182.5318 | 224.8669 | 6.9507 | 56.2639 | 188.0089 | 195.6602 | 9.5423 | 63 |  | 194 | 738.7999 | 146.936 | 184.4479 | 222.167 | 6.9507 | 60.1592 | 188.0871 | 114.1855 | 9.5423 | 137
| 195 | 881.9999 | 188.9934 | 210.242 | 241.7385 | 6.9507 | 64.6246 | 170.5929 | 483.199 | 9.5423 | 194 |  | 195 | 840.974 | 162.1727 | 201.8925 | 234.3663 | 6.9507 | 62.3148 | 206.9231 | 259.8807 | 9.5423 | 98 |  | 195 | 762.0226 | 140.6913 | 181.9786 | 224.6462 | 6.9507 | 56.2033 | 187.6083 | 194.4661 | 9.5423 | 68 |  | 195 | 733.1149 | 145.9758 | 184.0781 | 221.9764 | 6.9507 | 60.0993 | 187.674 | 113.0756 | 9.5423 | 140
| 196 | 875.5789 | 188.2173 | 209.1544 | 241.4952 | 6.9507 | 64.5483 | 170.2682 | 482.2777 | 9.5423 | 199 |  | 196 | 834.7013 | 161.4714 | 200.9607 | 234.1537 | 6.9507 | 62.2556 | 206.4978 | 258.9929 | 9.5423 | 103 |  | 196 | 756.304 | 139.9574 | 181.2845 | 224.4374 | 6.9507 | 56.1428 | 187.2054 | 193.2628 | 9.5423 | 72 |  | 196 | 727.4873 | 145.2859 | 183.3765 | 221.7901 | 6.9507 | 60.0395 | 187.2589 | 111.9625 | 9.5423 | 142
| 197 | 868.9392 | 187.1787 | 208.5289 | 241.2711 | 6.9507 | 64.4724 | 169.9424 | 481.3435 | 9.5423 | 204 |  | 197 | 828.591 | 160.6241 | 200.0071 | 233.9466 | 6.9507 | 62.1967 | 206.0707 | 258.0962 | 9.5423 | 107 |  | 197 | 750.084 | 139.3264 | 180.968 | 224.2495 | 6.9507 | 56.0824 | 186.8004 | 192.0508 | 9.5423 | 77 |  | 197 | 721.8479 | 144.4146 | 182.923 | 221.5489 | 6.9507 | 59.9799 | 186.8419 | 110.8464 | 9.5423 | 144
| 198 | 861.7822 | 186.6195 | 207.9396 | 241.0486 | 6.9507 | 64.3969 | 169.6157 | 480.397 | 9.5423 | 209 |  | 198 | 821.9467 | 159.934 | 199.4527 | 233.7171 | 6.9507 | 62.1381 | 205.6419 | 257.1911 | 9.5423 | 111 |  | 198 | 744.2776 | 138.753 | 180.1803 | 224.0617 | 6.9507 | 56.0222 | 186.3936 | 190.8305 | 9.5423 | 82 |  | 198 | 716.2028 | 143.8841 | 182.1338 | 221.3082 | 6.9507 | 59.9206 | 186.4232 | 109.7276 | 9.5423 | 146
| 199 | 854.7834 | 185.8687 | 207.404 | 240.8058 | 6.9507 | 64.3217 | 169.2881 | 479.4388 | 9.5423 | 215 |  | 199 | 815.0335 | 159.4724 | 198.9903 | 233.4359 | 6.9507 | 62.0799 | 205.2115 | 256.2781 | 9.5423 | 115 |  | 199 | 738.5673 | 138.1174 | 179.4072 | 223.8254 | 6.9507 | 55.9621 | 185.985 | 189.6024 | 9.5423 | 86 |  | 199 | 710.4887 | 143.3746 | 181.397 | 221.0631 | 6.9507 | 59.8614 | 186.0029 | 108.6065 | 9.5423 | 148
| 200 | 848.2495 | 184.7977 | 206.77 | 240.5167 | 6.9507 | 64.247 | 168.9597 | 478.4692 | 9.5423 | 220 |  | 200 | 808.4698 | 158.7306 | 198.4359 | 233.1774 | 6.9507 | 62.022 | 204.7798 | 255.3574 | 9.5423 | 119 |  | 200 | 732.5434 | 137.5645 | 178.8711 | 223.5828 | 6.9507 | 55.9022 | 185.5749 | 188.367 | 9.5423 | 91 |  | 200 | 704.4654 | 142.8505 | 180.9539 | 220.8482 | 6.9507 | 59.8024 | 185.5813 | 107.4834 | 9.5423 | 151
| 201 | 841.3394 | 184.1793 | 206.0387 | 240.2485 | 6.9507 | 64.1726 | 168.6307 | 477.489 | 9.5423 | 225 |  | 201 | 801.9439 | 158.0286 | 197.8097 | 232.9132 | 6.9507 | 61.9645 | 204.3469 | 254.4295 | 9.5423 | 123 |  | 201 | 726.3549 | 137.1174 | 178.4044 | 223.3299 | 6.9507 | 55.8424 | 185.1634 | 187.1247 | 9.5423 | 95 |  | 201 | 698.5911 | 142.3192 | 180.3624 | 220.6398 | 6.9507 | 59.7436 | 185.1584 | 106.3586 | 9.5423 | 153
| 202 | 834.5838 | 183.32 | 205.4212 | 239.9528 | 6.9507 | 64.0986 | 168.3011 | 476.4986 | 9.5423 | 230 |  | 202 | 795.4268 | 157.4606 | 196.9703 | 232.7193 | 6.9507 | 61.9073 | 203.913 | 253.4948 | 9.5423 | 127 |  | 202 | 720.0219 | 136.6943 | 178.0168 | 223.1183 | 6.9507 | 55.7829 | 184.7506 | 185.8762 | 9.5423 | 100 |  | 202 | 692.5424 | 141.8019 | 179.9156 | 220.4471 | 6.9507 | 59.685 | 184.7345 | 105.2324 | 9.5423 | 155
| 203 | 827.8851 | 182.4913 | 204.6329 | 239.7405 | 6.9507 | 64.0251 | 167.9711 | 475.4986 | 9.5423 | 235 |  | 203 | 788.8204 | 156.7212 | 196.4369 | 232.4801 | 6.9507 | 61.8505 | 203.4782 | 252.5537 | 9.5423 | 131 |  | 203 | 714.2192 | 136.0732 | 177.2809 | 222.9225 | 6.9507 | 55.7235 | 184.3367 | 184.6217 | 9.5423 | 104 |  | 203 | 686.8537 | 141.2237 | 179.1488 | 220.2756 | 6.9507 | 59.6267 | 184.3097 | 104.1052 | 9.5423 | 157
| 204 | 821.1419 | 181.6082 | 203.9812 | 239.4905 | 6.9507 | 63.9519 | 167.6407 | 474.4896 | 9.5423 | 241 |  | 204 | 782.5566 | 155.6512 | 195.8569 | 232.2755 | 6.9507 | 61.794 | 203.0426 | 251.6066 | 9.5423 | 136 |  | 204 | 708.4989 | 135.329 | 176.6071 | 222.7054 | 6.9507 | 55.6643 | 183.9219 | 183.3619 | 9.5423 | 109 |  | 204 | 681.4872 | 140.3559 | 178.3491 | 220.104 | 6.9507 | 59.5685 | 183.8842 | 102.9772 | 9.5423 | 159
| 205 | 814.1658 | 180.8921 | 203.3779 | 239.2579 | 6.9507 | 63.8791 | 167.3101 | 473.472 | 9.5423 | 246 |  | 205 | 775.9879 | 155.2468 | 194.9034 | 232.0837 | 6.9507 | 61.7378 | 202.6065 | 250.6538 | 9.5423 | 140 |  | 205 | 702.721 | 134.7125 | 175.8204 | 222.5312 | 6.9507 | 55.6053 | 183.5064 | 182.0972 | 9.5423 | 113 |  | 205 | 675.7061 | 139.7865 | 177.6658 | 219.9324 | 6.9507 | 59.5107 | 183.4581 | 101.8488 | 9.5423 | 161
| 206 | 807.3539 | 180.0708 | 202.6944 | 239.0466 | 6.9507 | 63.8068 | 166.9794 | 472.4465 | 9.5423 | 251 |  | 206 | 769.0978 | 154.586 | 194.5278 | 231.8919 | 6.9507 | 61.6821 | 202.1701 | 249.6959 | 9.5423 | 144 |  | 206 | 697.2321 | 133.7303 | 175.1104 | 222.357 | 6.9507 | 55.5465 | 183.0902 | 180.8282 | 9.5423 | 118 |  | 206 | 670.5313 | 138.717 | 176.8762 | 219.7608 | 6.9507 | 59.453 | 183.0316 | 100.7203 | 9.5423 | 163
| 207 | 800.6612 | 179.4407 | 201.7005 | 238.8353 | 6.9507 | 63.7348 | 166.6487 | 471.4136 | 9.5423 | 256 |  | 207 | 762.6982 | 153.8617 | 193.7253 | 231.7 | 6.9507 | 61.6267 | 201.7333 | 248.7332 | 9.5423 | 148 |  | 207 | 690.8121 | 133.3888 | 174.6907 | 222.1828 | 6.9507 | 55.4879 | 182.6737 | 179.5551 | 9.5423 | 122 |  | 207 | 664.2949 | 138.346 | 176.4497 | 219.5892 | 6.9507 | 59.3956 | 182.6049 | 99.5921 | 9.5423 | 166
| 208 | 793.1409 | 179.2093 | 201.1355 | 238.6241 | 6.9507 | 63.6633 | 166.318 | 470.3739 | 9.5423 | 261 |  | 208 | 756.1438 | 153.3358 | 192.879 | 231.5082 | 6.9507 | 61.5716 | 201.2965 | 247.7661 | 9.5423 | 152 |  | 208 | 684.4992 | 132.9557 | 174.2455 | 222.0186 | 6.9507 | 55.4295 | 182.2568 | 178.2787 | 9.5423 | 127 |  | 208 | 658.3252 | 137.7456 | 175.986 | 219.4176 | 6.9507 | 59.3385 | 182.178 | 98.4643 | 9.5423 | 168
| 209 | 785.4993 | 179.0381 | 200.6284 | 238.4159 | 6.9507 | 63.5922 | 165.9875 | 469.3278 | 9.5423 | 266 |  | 209 | 749.1217 | 152.9288 | 192.3679 | 231.3301 | 6.9507 | 61.5169 | 200.8598 | 246.795 | 9.5423 | 156 |  | 209 | 678.7326 | 132.3271 | 173.4423 | 221.8618 | 6.9507 | 55.3714 | 181.8398 | 176.9993 | 9.5423 | 131 |  | 209 | 652.6992 | 137.0821 | 175.225 | 219.2627 | 6.9507 | 59.2816 | 181.7513 | 97.3375 | 9.5423 | 170
| 210 | 778.2984 | 178.4051 | 200.1284 | 238.2217 | 6.9507 | 63.5216 | 165.6573 | 468.2759 | 9.5423 | 271 |  | 210 | 742.4155 | 152.1228 | 191.9369 | 231.1549 | 6.9507 | 61.4626 | 200.4234 | 245.8203 | 9.5423 | 160 |  | 210 | 672.509 | 131.7952 | 172.9993 | 221.7049 | 6.9507 | 55.3135 | 181.4229 | 175.7174 | 9.5423 | 136 |  | 210 | 646.6926 | 136.5062 | 174.7566 | 219.1081 | 6.9507 | 59.225 | 181.3248 | 96.2118 | 9.5423 | 172
| 211 | 771.8482 | 177.2391 | 199.4109 | 238.0275 | 6.9507 | 63.4514 | 165.3275 | 467.2189 | 9.5423 | 276 |  | 211 | 736.3336 | 150.997 | 191.2013 | 230.9798 | 6.9507 | 61.4087 | 199.9873 | 244.8424 | 9.5423 | 164 |  | 211 | 667.0659 | 130.964 | 172.0751 | 221.548 | 6.9507 | 55.2559 | 181.0061 | 174.4335 | 9.5423 | 140 |  | 211 | 641.3664 | 135.6665 | 173.8716 | 218.9535 | 6.9507 | 59.1687 | 180.8987 | 95.0876 | 9.5423 | 174
| 212 | 765.066 | 176.4579 | 198.6404 | 237.8333 | 6.9507 | 63.3816 | 164.9982 | 466.1571 | 9.5423 | 281 |  | 212 | 730.0552 | 150.0393 | 190.4941 | 230.8047 | 6.9507 | 61.3551 | 199.5518 | 243.8617 | 9.5423 | 168 |  | 212 | 661.3908 | 130.0907 | 171.425 | 221.3912 | 6.9507 | 55.1985 | 180.5897 | 173.1481 | 9.5423 | 145 |  | 212 | 635.8922 | 134.7583 | 173.2032 | 218.799 | 6.9507 | 59.1127 | 180.4731 | 93.9653 | 9.5423 | 176
| 213 | 757.8417 | 175.8377 | 198.151 | 237.6392 | 6.9507 | 63.3122 | 164.6695 | 465.0913 | 9.5423 | 287 |  | 213 | 723.6429 | 149.2648 | 189.7377 | 230.6295 | 6.9507 | 61.3019 | 199.1171 | 242.8787 | 9.5423 | 172 |  | 213 | 655.3079 | 129.4675 | 170.9327 | 221.2343 | 6.9507 | 55.1413 | 180.1739 | 171.8617 | 9.5423 | 149 |  | 213 | 630.0646 | 134.0784 | 172.6597 | 218.6444 | 6.9507 | 59.0569 | 180.0483 | 92.845 | 9.5423 | 178
| 214 | 751.5245 | 174.3496 | 197.6225 | 237.445 | 6.9507 | 63.2433 | 164.3415 | 464.0218 | 9.5423 | 292 |  | 214 | 716.8811 | 148.6179 | 189.2032 | 230.4544 | 6.9507 | 61.2491 | 198.6832 | 241.8936 | 9.5423 | 176 |  | 214 | 649.1965 | 128.9047 | 170.4082 | 221.0775 | 6.9507 | 55.0845 | 179.7587 | 170.5747 | 9.5423 | 153 |  | 214 | 624.2419 | 133.4124 | 172.0718 | 218.5155 | 6.9507 | 59.0015 | 179.6244 | 91.7273 | 9.5423 | 180
| 215 | 744.891 | 173.4003 | 196.8715 | 237.2508 | 6.9507 | 63.1749 | 164.0144 | 462.9494 | 9.5423 | 297 |  | 215 | 710.1786 | 148.0665 | 188.5139 | 230.2793 | 6.9507 | 61.1967 | 198.2504 | 240.907 | 9.5423 | 180 |  | 215 | 642.7228 | 128.5412 | 170.0365 | 220.9311 | 6.9507 | 55.0279 | 179.3444 | 169.2877 | 9.5423 | 158 |  | 215 | 618.158 | 132.8856 | 171.5333 | 218.4593 | 6.9507 | 58.9464 | 179.2016 | 90.6123 | 9.5423 | 182
| 216 | 737.9322 | 172.6908 | 196.2059 | 237.0566 | 6.9507 | 63.1069 | 163.6881 | 461.8745 | 9.5423 | 302 |  | 216 | 704.1775 | 146.9572 | 187.6707 | 230.1144 | 6.9507 | 61.1447 | 197.8188 | 239.9191 | 9.5423 | 184 |  | 216 | 637.4587 | 127.5723 | 169.0306 | 220.8146 | 6.9507 | 54.9716 | 178.9311 | 168.0011 | 9.5423 | 162 |  | 216 | 612.4228 | 132.1607 | 170.8406 | 218.4067 | 6.9507 | 58.8915 | 178.7799 | 89.5004 | 9.5423 | 184
| 217 | 731.3608 | 171.7566 | 195.372 | 236.8681 | 6.9507 | 63.0393 | 163.3629 | 460.7976 | 9.5423 | 307 |  | 217 | 697.7372 | 146.0463 | 187.063 | 229.9551 | 6.9507 | 61.0931 | 197.3886 | 238.9305 | 9.5423 | 188 |  | 217 | 631.1727 | 127.1234 | 168.5247 | 220.7001 | 6.9507 | 54.9156 | 178.519 | 166.7154 | 9.5423 | 167 |  | 217 | 606.6641 | 131.5436 | 170.0632 | 218.3544 | 6.9507 | 58.837 | 178.3596 | 88.3919 | 9.5423 | 186
| 218 | 724.6851 | 170.7922 | 194.6619 | 236.6904 | 6.9507 | 62.9723 | 163.0388 | 459.7194 | 9.5423 | 312 |  | 218 | 691.1281 | 145.3167 | 186.379 | 229.8594 | 6.9507 | 61.0418 | 196.9599 | 237.9415 | 9.5423 | 192 |  | 218 | 625.0791 | 126.5084 | 167.9359 | 220.6421 | 6.9507 | 54.8599 | 178.1081 | 165.4312 | 9.5423 | 171 |  | 218 | 600.611 | 130.9485 | 169.5605 | 218.2998 | 6.9507 | 58.7829 | 177.9409 | 87.2872 | 9.5423 | 188
| 219 | 717.9058 | 169.8488 | 194.0342 | 236.5126 | 6.9507 | 62.9057 | 162.716 | 458.6403 | 9.5423 | 316 |  | 219 | 684.0883 | 144.9376 | 185.7644 | 229.7746 | 6.9507 | 60.991 | 196.5329 | 236.9526 | 9.5423 | 196 |  | 219 | 618.8432 | 125.8755 | 167.4951 | 220.5964 | 6.9507 | 54.8045 | 177.6988 | 164.1487 | 9.5423 | 175 |  | 219 | 594.7779 | 130.1137 | 169.0775 | 218.2452 | 6.9507 | 58.729 | 177.5239 | 86.1865 | 9.5423 | 190
| 220 | 711.3269 | 169.0258 | 193.0859 | 236.3349 | 6.9507 | 62.8395 | 162.3945 | 457.5609 | 9.5423 | 321 |  | 220 | 677.5195 | 144.1718 | 185.0833 | 229.672 | 6.9507 | 60.9405 | 196.1078 | 235.964 | 9.5423 | 200 |  | 220 | 612.8777 | 125.1789 | 166.8502 | 220.5481 | 6.9507 | 54.7495 | 177.2912 | 162.8687 | 9.5423 | 180 |  | 220 | 588.9423 | 129.4794 | 168.3868 | 218.2005 | 6.9507 | 58.6755 | 177.1087 | 85.0902 | 9.5423 | 192
| 221 | 704.4356 | 168.1917 | 192.4576 | 236.1606 | 6.9507 | 62.7739 | 162.0744 | 456.4819 | 9.5423 | 326 |  | 221 | 671.1688 | 143.2873 | 184.3028 | 229.5693 | 6.9507 | 60.8905 | 195.6847 | 234.9763 | 9.5423 | 204 |  | 221 | 606.9377 | 124.5177 | 166.1592 | 220.4849 | 6.9507 | 54.6947 | 176.8853 | 161.5915 | 9.5423 | 184 |  | 221 | 583.0904 | 128.8217 | 167.7304 | 218.161 | 6.9507 | 58.6224 | 176.6956 | 83.9986 | 9.5423 | 194
| 222 | 697.9702 | 167.0229 | 191.7367 | 235.9877 | 6.9507 | 62.7087 | 161.7559 | 455.4036 | 9.5423 | 331 |  | 222 | 664.4641 | 142.5753 | 183.7079 | 229.4625 | 6.9507 | 60.8408 | 195.2637 | 233.9898 | 9.5423 | 208 |  | 222 | 600.8839 | 123.8627 | 165.5759 | 220.4216 | 6.9507 | 54.6403 | 176.4814 | 160.3176 | 9.5423 | 188 |  | 222 | 577.3299 | 128.0163 | 167.1303 | 218.1216 | 6.9507 | 58.5696 | 176.2847 | 82.912 | 9.5423 | 196
| 223 | 691.8476 | 165.8103 | 190.6901 | 235.8414 | 6.9507 | 62.644 | 161.439 | 454.3267 | 9.5423 | 336 |  | 223 | 657.849 | 141.9414 | 182.89 | 229.411 | 6.9507 | 60.7916 | 194.8451 | 233.0049 | 9.5423 | 211 |  | 223 | 595.1702 | 123.0869 | 164.7588 | 220.3729 | 6.9507 | 54.5863 | 176.0797 | 159.0475 | 9.5423 | 193 |  | 223 | 571.6492 | 127.2898 | 166.3715 | 218.0821 | 6.9507 | 58.5172 | 175.8761 | 81.8307 | 9.5423 | 198
| 224 | 685.3352 | 164.5827 | 189.9651 | 235.7785 | 6.9507 | 62.5798 | 161.1239 | 453.2516 | 9.5423 | 341 |  | 224 | 651.7223 | 140.9361 | 181.9275 | 229.3872 | 6.9507 | 60.7428 | 194.429 | 232.022 | 9.5423 | 215 |  | 224 | 589.4627 | 122.2263 | 164.0177 | 220.3267 | 6.9507 | 54.5325 | 175.6802 | 157.7817 | 9.5423 | 197 |  | 224 | 566.0173 | 126.5396 | 165.5876 | 218.0427 | 6.9507 | 58.4652 | 175.47 | 80.7551 | 9.5423 | 200
| 225 | 678.4969 | 163.7665 | 189.1392 | 235.7308 | 6.9507 | 62.516 | 160.8107 | 452.1791 | 9.5423 | 346 |  | 225 | 646.0855 | 139.6251 | 180.8349 | 229.3092 | 6.9507 | 60.6944 | 194.0156 | 231.0416 | 9.5423 | 219 |  | 225 | 584.6781 | 120.6166 | 163.0996 | 220.2838 | 6.9507 | 54.4792 | 175.2832 | 156.5206 | 9.5423 | 201 |  | 225 | 561.1848 | 125.0289 | 164.7647 | 218.0032 | 6.9507 | 58.4135 | 175.0666 | 79.6855 | 9.5423 | 202
| 226 | 672.6582 | 162.3214 | 188.0358 | 235.5899 | 6.9507 | 62.4528 | 160.4995 | 451.1095 | 9.5423 | 350 |  | 226 | 640.1955 | 138.2244 | 180.1203 | 229.1961 | 6.9507 | 60.6464 | 193.605 | 230.064 | 9.5423 | 223 |  | 226 | 578.6821 | 119.9137 | 162.4925 | 220.2344 | 6.9507 | 54.4262 | 174.8888 | 155.2649 | 9.5423 | 206 |  | 226 | 555.741 | 124.0049 | 164.0676 | 217.9626 | 6.9507 | 58.3622 | 174.6661 | 78.6221 | 9.5423 | 204
| 227 | 666.1903 | 161.4436 | 186.9948 | 235.4487 | 6.9507 | 62.3901 | 160.1903 | 450.0435 | 9.5423 | 355 |  | 227 | 634.5962 | 136.7453 | 179.1468 | 229.1297 | 6.9507 | 60.5989 | 193.1974 | 229.0896 | 9.5423 | 227 |  | 227 | 573.6232 | 118.6712 | 161.4847 | 220.1882 | 6.9507 | 54.3736 | 174.4972 | 154.0148 | 9.5423 | 210 |  | 227 | 550.8322 | 122.7529 | 163.0663 | 217.9193 | 6.9507 | 58.3113 | 174.2685 | 77.5654 | 9.5423 | 206
| 228 | 659.4561 | 160.4683 | 186.2406 | 235.3844 | 6.9507 | 62.3278 | 159.8833 | 448.9816 | 9.5423 | 360 |  | 228 | 628.4203 | 135.6118 | 178.3875 | 229.08 | 6.9507 | 60.5517 | 192.7929 | 228.1189 | 9.5423 | 231 |  | 228 | 567.727 | 117.6448 | 161.0863 | 220.1539 | 6.9507 | 54.3214 | 174.1085 | 152.771 | 9.5423 | 214 |  | 228 | 545.511 | 121.6272 | 162.5114 | 217.7157 | 6.9507 | 58.2609 | 173.8741 | 76.5156 | 9.5423 | 208
| 229 | 652.6983 | 159.5586 | 185.4532 | 235.3113 | 6.9507 | 62.2661 | 159.5786 | 447.9244 | 9.5423 | 365 |  | 229 | 621.7034 | 134.9823 | 177.8559 | 228.8397 | 6.9507 | 60.505 | 192.3917 | 227.1522 | 9.5423 | 234 |  | 229 | 562.0854 | 117.0862 | 160.0192 | 220.0659 | 6.9507 | 54.2695 | 173.723 | 151.5339 | 9.5423 | 218 |  | 229 | 540.1498 | 121.123 | 161.5916 | 217.2954 | 6.9507 | 58.2108 | 173.4831 | 75.473 | 9.5423 | 210
| 230 | 646.4654 | 158.205 | 184.827 | 234.996 | 6.9507 | 62.2049 | 159.2763 | 446.8723 | 9.5423 | 369 |  | 230 | 616.1677 | 133.6756 | 176.9949 | 228.4247 | 6.9507 | 60.4587 | 191.994 | 226.19 | 9.5423 | 238 |  | 230 | 556.4872 | 116.3313 | 159.3879 | 219.6949 | 6.9507 | 54.2181 | 173.3407 | 150.304 | 9.5423 | 223 |  | 230 | 534.6623 | 120.2901 | 161.0013 | 217.0007 | 6.9507 | 58.1611 | 173.0955 | 74.438 | 9.5423 | 212
| 231 | 640.4026 | 156.8356 | 184.1429 | 234.5842 | 6.9507 | 62.1442 | 158.9765 | 445.826 | 9.5423 | 374 |  | 231 | 609.7759 | 132.892 | 176.3436 | 228.133 | 6.9507 | 60.4129 | 191.5999 | 225.2325 | 9.5423 | 242 |  | 231 | 551.2006 | 115.457 | 158.5725 | 219.3158 | 6.9507 | 54.1671 | 172.9618 | 149.0818 | 9.5423 | 227 |  | 231 | 529.5595 | 119.4368 | 159.9939 | 216.7587 | 6.9507 | 58.1119 | 172.7116 | 73.4109 | 9.5423 | 214
| 232 | 634.1823 | 155.9 | 183.0963 | 234.2587 | 6.9507 | 62.0841 | 158.6793 | 444.786 | 9.5423 | 379 |  | 232 | 603.761 | 131.9532 | 175.4705 | 227.8414 | 6.9507 | 60.3675 | 191.2096 | 224.2803 | 9.5423 | 246 |  | 232 | 545.8653 | 114.5675 | 157.7226 | 219.0352 | 6.9507 | 54.1165 | 172.5865 | 147.8677 | 9.5423 | 231 |  | 232 | 524.1392 | 118.5836 | 159.2984 | 216.5223 | 6.9507 | 58.0631 | 172.3315 | 72.392 | 9.5423 | 215
| 233 | 627.8091 | 154.7786 | 182.2942 | 234.0274 | 6.9507 | 62.0244 | 158.3848 | 443.7528 | 9.5423 | 383 |  | 233 | 598.019 | 130.798 | 174.3831 | 227.7078 | 6.9507 | 60.3225 | 190.8233 | 223.3338 | 9.5423 | 249 |  | 233 | 539.9315 | 113.7552 | 157.2853 | 218.8631 | 6.9507 | 54.0663 | 172.2149 | 146.6622 | 9.5423 | 235 |  | 233 | 518.3734 | 117.7735 | 158.9011 | 216.29 | 6.9507 | 58.0147 | 171.9553 | 71.3817 | 9.5423 | 217
| 234 | 621.538 | 153.4135 | 181.5661 | 233.8637 | 6.9507 | 61.9653 | 158.0931 | 442.727 | 9.5423 | 388 |  | 234 | 591.8709 | 129.8589 | 173.6326 | 227.4271 | 6.9507 | 60.2779 | 190.441 | 222.3933 | 9.5423 | 253 |  | 234 | 535.1619 | 112.2774 | 156.4246 | 218.616 | 6.9507 | 54.0165 | 171.8473 | 145.4659 | 9.5423 | 239 |  | 234 | 514.0213 | 116.1522 | 158.0567 | 215.9024 | 6.9507 | 57.9668 | 171.5834 | 70.3802 | 9.5423 | 219
| 235 | 615.6869 | 152.3997 | 180.3321 | 233.4346 | 6.9507 | 61.9068 | 157.8044 | 441.7091 | 9.5423 | 393 |  | 235 | 586.6649 | 128.5351 | 172.4796 | 226.9915 | 6.9507 | 60.2339 | 190.0631 | 221.4592 | 9.5423 | 257 |  | 235 | 529.9295 | 111.2921 | 155.7267 | 218.1763 | 6.9507 | 53.9672 | 171.4837 | 144.2791 | 9.5423 | 243 |  | 235 | 508.8259 | 115.2775 | 157.1541 | 215.6695 | 6.9507 | 57.9193 | 171.2157 | 69.3878 | 9.5423 | 221
| 236 | 609.9507 | 151.3067 | 178.9946 | 233.0733 | 6.9507 | 61.8487 | 157.5186 | 440.6997 | 9.5423 | 397 |  | 236 | 580.9193 | 127.2487 | 171.605 | 226.7797 | 6.9507 | 60.1902 | 189.6895 | 220.532 | 9.5423 | 261 |  | 236 | 524.6887 | 110.3192 | 154.8649 | 217.8963 | 6.9507 | 53.9184 | 171.1243 | 143.1025 | 9.5423 | 247 |  | 236 | 503.7755 | 114.1196 | 156.3015 | 215.525 | 6.9507 | 57.8723 | 170.8524 | 68.405 | 9.5423 | 223
| 237 | 603.9924 | 149.656 | 178.187 | 232.9619 | 6.9507 | 61.7912 | 157.236 | 439.6994 | 9.5423 | 402 |  | 237 | 575.0342 | 125.978 | 170.8159 | 226.6063 | 6.9507 | 60.147 | 189.3206 | 219.612 | 9.5423 | 264 |  | 237 | 519.0377 | 109.2649 | 154.3707 | 217.7405 | 6.9507 | 53.8699 | 170.7693 | 141.9364 | 9.5423 | 252 |  | 237 | 498.5217 | 112.9722 | 155.6419 | 215.3804 | 6.9507 | 57.8257 | 170.4938 | 67.4319 | 9.5423 | 225
| 238 | 597.3276 | 148.7116 | 177.4672 | 232.7628 | 6.9507 | 61.7343 | 156.9566 | 438.7086 | 9.5423 | 406 |  | 238 | 569.244 | 124.5603 | 170.0788 | 226.433 | 6.9507 | 60.1043 | 188.9564 | 218.6997 | 9.5423 | 268 |  | 238 | 513.5191 | 108.3145 | 153.6401 | 217.5848 | 6.9507 | 53.822 | 170.4189 | 140.7814 | 9.5423 | 256 |  | 238 | 493.5075 | 112.1211 | 155.1163 | 215.3132 | 6.9507 | 57.7796 | 170.14 | 66.469 | 9.5423 | 226
| 239 | 591.18 | 147.3891 | 176.8617 | 232.5637 | 6.9507 | 61.6779 | 156.6806 | 437.728 | 9.5423 | 411 |  | 239 | 564.271 | 123.6679 | 169.4091 | 226.3176 | 6.9507 | 60.062 | 188.5971 | 217.7954 | 9.5423 | 272 |  | 239 | 508.1256 | 107.5035 | 153.0165 | 217.429 | 6.9507 | 53.7745 | 170.0732 | 139.6379 | 9.5423 | 260 |  | 239 | 489.7553 | 111.3253 | 154.6362 | 215.2584 | 6.9507 | 57.734 | 169.7911 | 65.5165 | 9.5423 | 228
| 240 | 586.7565 | 146.4713 | 176.3937 | 232.4297 | 6.9507 | 61.622 | 156.408 | 436.758 | 9.5423 | 415 |  | 240 | 559.7999 | 122.8173 | 169.1304 | 226.2473 | 6.9507 | 60.0202 | 188.2429 | 216.8996 | 9.5423 | 275 |  | 240 | 504.2237 | 106.8277 | 152.5088 | 217.3544 | 6.9507 | 53.7275 | 169.7323 | 138.5064 | 9.5423 | 264 |  | 240 | 485.917 | 110.6515 | 154.1204 | 215.2035 | 6.9507 | 57.6889 | 169.4473 | 64.5748 | 9.5423 | 230
| 241 | 581.6468 | 145.9694 | 176.153 | 232.3389 | 6.9507 | 61.5667 | 156.139 | 435.7993 | 9.5423 | 420 |  | 241 | 555.3987 | 122.0745 | 168.6738 | 226.177 | 6.9507 | 59.9788 | 187.8939 | 216.0126 | 9.5423 | 279 |  | 241 | 500.589 | 106.0006 | 151.873 | 217.2919 | 6.9507 | 53.681 | 169.3965 | 137.3875 | 9.5423 | 268 |  | 241 | 482.4273 | 109.9332 | 153.4708 | 214.9782 | 6.9507 | 57.6443 | 169.1089 | 63.6441 | 9.5423 | 232
| 242 | 577.5106 | 145.0407 | 175.3655 | 232.248 | 6.9507 | 61.512 | 155.8736 | 434.8523 | 9.5423 | 424 |  | 242 | 551.1325 | 121.57 | 167.8934 | 226.0576 | 6.9507 | 59.9379 | 187.5504 | 215.1349 | 9.5423 | 282 |  | 242 | 496.504 | 105.4951 | 151.3659 | 217.2294 | 6.9507 | 53.635 | 169.0658 | 136.2815 | 9.5423 | 272 |  | 242 | 479.0582 | 109.3115 | 152.9648 | 214.3922 | 6.9507 | 57.6002 | 168.7758 | 62.7249 | 9.5423 | 233
| 243 | 572.7823 | 144.2545 | 175.0445 | 232.1402 | 6.9507 | 61.4578 | 155.612 | 433.9177 | 9.5423 | 428 |  | 243 | 547.1105 | 120.9433 | 167.4907 | 225.4383 | 6.9507 | 59.8975 | 187.2124 | 214.2668 | 9.5423 | 286 |  | 243 | 492.6068 | 104.9458 | 151.0635 | 216.8182 | 6.9507 | 53.5895 | 168.7406 | 135.189 | 9.5423 | 276 |  | 243 | 475.4115 | 108.8908 | 152.5655 | 213.776 | 6.9507 | 57.5566 | 168.4484 | 61.8174 | 9.5423 | 235
| 244 | 568.1267 | 144.0352 | 174.753 | 231.3635 | 6.9507 | 61.4042 | 155.3542 | 432.9959 | 9.5423 | 433 |  | 244 | 542.5122 | 120.7443 | 167.3045 | 224.7511 | 6.9507 | 59.8575 | 186.8801 | 213.4088 | 9.5423 | 289 |  | 244 | 488.7219 | 104.5669 | 150.8423 | 216.1432 | 6.9507 | 53.5445 | 168.4208 | 134.1104 | 9.5423 | 280 |  | 244 | 471.4771 | 108.5433 | 152.3486 | 213.192 | 6.9507 | 57.5135 | 168.1267 | 60.9219 | 9.5423 | 237
| 245 | 563.6238 | 143.491 | 174.4443 | 230.7762 | 6.9507 | 61.3512 | 155.1004 | 432.0875 | 9.5423 | 437 |  | 245 | 538.1134 | 120.289 | 167.0287 | 224.2102 | 6.9507 | 59.8181 | 186.5537 | 212.5613 | 9.5423 | 293 |  | 245 | 484.3517 | 104.3088 | 150.7701 | 215.6835 | 6.9507 | 53.5 | 168.1067 | 133.0463 | 9.5423 | 284 |  | 245 | 467.539 | 108.0976 | 152.3094 | 212.5321 | 6.9507 | 57.4709 | 167.8109 | 60.0388 | 9.5423 | 238
| 246 | 558.9005 | 143.028 | 174.261 | 230.2025 | 6.9507 | 61.2988 | 154.8507 | 431.1931 | 9.5423 | 441 |  | 246 | 533.5512 | 120.1488 | 166.7786 | 223.492 | 6.9507 | 59.779 | 186.2333 | 211.7246 | 9.5423 | 296 |  | 246 | 480.1971 | 104.1096 | 150.5545 | 215.0929 | 6.9507 | 53.4561 | 167.7984 | 131.9971 | 9.5423 | 288 |  | 246 | 463.4492 | 107.8933 | 152.0808 | 211.9719 | 6.9507 | 57.4289 | 167.5012 | 59.1684 | 9.5423 | 240
| 247 | 554.5659 | 142.6264 | 173.8369 | 229.4196 | 6.9507 | 61.2469 | 154.6051 | 430.3133 | 9.5423 | 446 |  | 247 | 528.9142 | 119.8321 | 166.562 | 222.9917 | 6.9507 | 59.7405 | 185.9191 | 210.8991 | 9.5423 | 300 |  | 247 | 476.3626 | 103.7852 | 150.2199 | 214.4263 | 6.9507 | 53.4127 | 167.4962 | 130.9633 | 9.5423 | 291 |  | 247 | 459.1193 | 107.6331 | 151.7742 | 211.7857 | 6.9507 | 57.3873 | 167.1978 | 58.311 | 9.5423 | 242
| 248 | 549.661 | 142.2625 | 173.5613 | 229.0208 | 6.9507 | 61.1957 | 154.3639 | 429.4484 | 9.5423 | 450 |  | 248 | 524.1516 | 119.3551 | 166.2733 | 222.8493 | 6.9507 | 59.7025 | 185.6113 | 210.0854 | 9.5423 | 303 |  | 248 | 472.2204 | 103.4984 | 149.9477 | 213.9674 | 6.9507 | 53.3698 | 167.2 | 129.9453 | 9.5423 | 295 |  | 248 | 454.9953 | 107.1497 | 151.4443 | 211.6402 | 6.9507 | 57.3464 | 166.9007 | 57.4669 | 9.5423 | 243
| 249 | 544.653 | 141.7544 | 173.3237 | 228.8311 | 6.9507 | 61.145 | 154.127 | 428.5992 | 9.5423 | 454 |  | 249 | 519.2424 | 118.9115 | 166.0978 | 222.7068 | 6.9507 | 59.6649 | 185.31 | 209.2836 | 9.5423 | 307 |  | 249 | 467.7633 | 103.2052 | 149.6907 | 213.8146 | 6.9507 | 53.3275 | 166.9102 | 128.9438 | 9.5423 | 299 |  | 249 | 450.8547 | 106.9762 | 151.1482 | 211.1675 | 6.9507 | 57.306 | 166.6103 | 56.6364 | 9.5423 | 245
| 250 | 539.4505 | 141.3394 | 173.18 | 228.6492 | 6.9507 | 61.0949 | 153.8947 | 427.7661 | 9.5423 | 458 |  | 250 | 514.6484 | 118.4772 | 165.8318 | 222.3304 | 6.9507 | 59.6278 | 185.0154 | 208.4944 | 9.5423 | 310 |  | 250 | 463.5029 | 102.9508 | 149.3068 | 213.5532 | 6.9507 | 53.2857 | 166.6269 | 127.9591 | 9.5423 | 303 |  | 250 | 446.7853 | 106.6179 | 150.9443 | 210.7162 | 6.9507 | 57.2661 | 166.3265 | 55.8199 | 9.5423 | 247
| 251 | 534.6205 | 140.9738 | 172.8545 | 228.2271 | 6.9507 | 61.0455 | 153.6669 | 426.9498 | 9.5423 | 462 |  | 251 | 510.1524 | 118.1969 | 165.4976 | 221.7702 | 6.9507 | 59.5913 | 184.7277 | 207.718 | 9.5423 | 314 |  | 251 | 459.7559 | 102.4955 | 148.9151 | 212.9871 | 6.9507 | 53.2446 | 166.3502 | 126.9917 | 9.5423 | 307 |  | 251 | 442.5444 | 106.3123 | 150.679 | 210.4451 | 6.9507 | 57.2268 | 166.0497 | 55.0176 | 9.5423 | 248
| 252 | 529.9133 | 140.7015 | 172.455 | 227.6629 | 6.9507 | 60.9966 | 153.4439 | 426.1507 | 9.5423 | 466 |  | 252 | 505.845 | 117.6623 | 165.0041 | 221.4351 | 6.9507 | 59.5552 | 184.4469 | 206.9549 | 9.5423 | 317 |  | 252 | 455.6527 | 102.0678 | 148.6618 | 212.6113 | 6.9507 | 53.2039 | 166.0804 | 126.0421 | 9.5423 | 311 |  | 252 | 438.6355 | 105.7928 | 150.2435 | 210.2263 | 6.9507 | 57.1881 | 165.7799 | 54.23 | 9.5423 | 250
| 253 | 525.408 | 139.9887 | 172.0314 | 227.3613 | 6.9507 | 60.9483 | 153.2256 | 425.3694 | 9.5423 | 471 |  | 253 | 501.2137 | 117.1437 | 164.7045 | 221.2137 | 6.9507 | 59.5196 | 184.1733 | 206.2055 | 9.5423 | 320 |  | 253 | 451.6508 | 101.4903 | 148.3101 | 212.3823 | 6.9507 | 53.1639 | 165.8175 | 125.1109 | 9.5423 | 314 |  | 253 | 434.8617 | 105.1191 | 149.8269 | 210.0074 | 6.9507 | 57.15 | 165.5174 | 53.4573 | 9.5423 | 251
| 254 | 520.6412 | 139.505 | 171.5679 | 227.1321 | 6.9507 | 60.9007 | 153.0123 | 424.6064 | 9.5423 | 475 |  | 254 | 496.5164 | 116.806 | 164.2902 | 220.9924 | 6.9507 | 59.4845 | 183.9071 | 205.4701 | 9.5423 | 324 |  | 254 | 447.3118 | 101.0518 | 148.1565 | 212.1532 | 6.9507 | 53.1245 | 165.5617 | 124.1984 | 9.5423 | 318 |  | 254 | 431.0313 | 104.4952 | 149.4308 | 209.7749 | 6.9507 | 57.1124 | 165.2622 | 52.6998 | 9.5423 | 253
| 255 | 516.0023 | 138.7695 | 171.2141 | 226.9172 | 6.9507 | 60.8536 | 152.804 | 423.8623 | 9.5423 | 479 |  | 255 | 492.0487 | 116.1226 | 163.9953 | 220.7676 | 6.9507 | 59.4499 | 183.6483 | 204.7492 | 9.5423 | 327 |  | 255 | 443.3263 | 100.4956 | 147.7737 | 211.9176 | 6.9507 | 53.0857 | 165.3131 | 123.3052 | 9.5423 | 322 |  | 255 | 427.0985 | 104.0154 | 149.1085 | 209.4271 | 6.9507 | 57.0755 | 165.0146 | 51.9579 | 9.5423 | 254
| 256 | 510.9203 | 138.4433 | 170.9453 | 226.651 | 6.9507 | 60.8072 | 152.6008 | 423.1377 | 9.5423 | 483 |  | 256 | 487.3741 | 115.8195 | 163.6591 | 220.4108 | 6.9507 | 59.4159 | 183.3972 | 204.0432 | 9.5423 | 330 |  | 256 | 439.1701 | 100.1407 | 147.4817 | 211.5607 | 6.9507 | 53.0474 | 165.0721 | 122.4317 | 9.5423 | 326 |  | 256 | 422.9673 | 103.6966 | 148.8814 | 209.0213 | 6.9507 | 57.0391 | 164.7747 | 51.2318 | 9.5423 | 256
| 257 | 506.3489 | 137.8977 | 170.4883 | 226.2817 | 6.9507 | 60.7614 | 152.4029 | 422.4331 | 9.5423 | 486 |  | 257 | 483.0674 | 115.2478 | 163.2723 | 220.0053 | 6.9507 | 59.3823 | 183.1539 | 203.3524 | 9.5423 | 333 |  | 257 | 434.9392 | 99.965 | 147.1464 | 211.1424 | 6.9507 | 53.0098 | 164.8386 | 121.5801 | 9.5423 | 329 |  | 257 | 418.8698 | 103.3071 | 148.568 | 208.7389 | 6.9507 | 57.0034 | 164.5427 | 50.522 | 9.5423 | 257
| 258 | 501.3569 | 137.6401 | 170.1946 | 225.8818 | 6.9507 | 60.7163 | 152.2102 | 421.749 | 9.5423 | 490 |  | 258 | 478.4861 | 114.8445 | 162.8756 | 219.7159 | 6.9507 | 59.3493 | 182.9186 | 202.6774 | 9.5423 | 337 |  | 258 | 430.7593 | 99.6049 | 146.8233 | 210.8456 | 6.9507 | 52.9729 | 164.6129 | 120.7663 | 9.5423 | 333 |  | 258 | 414.6351 | 103.0135 | 148.2321 | 208.5201 | 6.9507 | 56.9682 | 164.3186 | 49.8295 | 9.5423 | 259
| 259 | 496.5436 | 137.1178 | 169.8862 | 225.5825 | 6.9507 | 60.6718 | 152.0231 | 421.086 | 9.5423 | 494 |  | 259 | 473.9124 | 114.3134 | 162.5542 | 219.4713 | 6.9507 | 59.3167 | 182.6914 | 202.0184 | 9.5423 | 340 |  | 259 | 426.5274 | 99.2125 | 146.5377 | 210.5953 | 6.9507 | 52.9365 | 164.3951 | 119.9928 | 9.5423 | 337 |  | 259 | 410.6848 | 102.5291 | 147.8028 | 208.3013 | 6.9507 | 56.9337 | 164.1028 | 49.2068 | 9.5423 | 260
| 260 | 491.8651 | 136.5635 | 169.4054 | 225.353 | 6.9507 | 60.6279 | 151.8415 | 420.4446 | 9.5423 | 498 |  | 260 | 469.4485 | 113.8182 | 162.055 | 219.2589 | 6.9507 | 59.2847 | 182.4725 | 201.3759 | 9.5423 | 343 |  | 260 | 422.5843 | 98.7944 | 145.97 | 210.364 | 6.9507 | 52.9008 | 164.1854 | 119.2775 | 9.5423 | 340 |  | 260 | 406.8307 | 102.1323 | 147.2549 | 208.0172 | 6.9507 | 56.8998 | 163.8954 | 48.6098 | 9.5423 | 262
| 261 | 487.2187 | 136.0055 | 168.8905 | 225.129 | 6.9507 | 60.5846 | 151.6655 | 419.828 | 9.5423 | 502 |  | 261 | 464.8378 | 113.4474 | 161.5781 | 219.0466 | 6.9507 | 59.2532 | 182.262 | 200.7531 | 9.5423 | 346 |  | 261 | 418.5518 | 98.4212 | 145.447 | 210.1327 | 6.9507 | 52.8657 | 163.984 | 118.5815 | 9.5423 | 344 |  | 261 | 402.8996 | 101.8137 | 146.8903 | 207.5486 | 6.9507 | 56.8666 | 163.6964 | 48.0278 | 9.5423 | 263
| 262 | 482.4344 | 135.5754 | 168.3857 | 224.905 | 6.9507 | 60.542 | 151.4953 | 419.2353 | 9.5423 | 506 |  | 262 | 460.6504 | 112.8435 | 161.1468 | 218.5986 | 6.9507 | 59.2222 | 182.0602 | 200.177 | 9.5423 | 349 |  | 262 | 414.5235 | 98.0941 | 145.0828 | 209.6923 | 6.9507 | 52.8313 | 163.791 | 117.9051 | 9.5423 | 347 |  | 262 | 398.9942 | 101.4446 | 146.5389 | 207.0917 | 6.9507 | 56.834 | 163.5062 | 47.4612 | 9.5423 | 265
| 263 | 477.8196 | 135.0943 | 168.023 | 224.4204 | 6.9507 | 60.5001 | 151.3309 | 418.6685 | 9.5423 | 509 |  | 263 | 456.2105 | 112.3285 | 160.9139 | 218.1157 | 6.9507 | 59.1918 | 181.8671 | 199.6629 | 9.5423 | 353 |  | 263 | 410.5138 | 97.7701 | 144.7356 | 209.213 | 6.9507 | 52.7976 | 163.6065 | 117.2488 | 9.5423 | 351 |  | 263 | 395.1507 | 101.0667 | 146.1307 | 206.6385 | 6.9507 | 56.8021 | 163.3248 | 46.91 | 9.5423 | 266
| 264 | 473.2485 | 134.5571 | 167.6817 | 223.9268 | 6.9507 | 60.4588 | 151.1725 | 418.1474 | 9.5423 | 513 |  | 264 | 451.9464 | 111.8536 | 160.465 | 217.6329 | 6.9507 | 59.1619 | 181.683 | 199.1637 | 9.5423 | 356 |  | 264 | 406.7975 | 97.1632 | 144.378 | 208.7338 | 6.9507 | 52.7645 | 163.4308 | 116.613 | 9.5423 | 354 |  | 264 | 391.444 | 100.475 | 145.6925 | 206.2922 | 6.9507 | 56.7708 | 163.1523 | 46.3747 | 9.5423 | 267
| 265 | 468.6037 | 134.0302 | 167.2253 | 223.6116 | 6.9507 | 60.4182 | 151.0202 | 417.6494 | 9.5423 | 517 |  | 265 | 447.4599 | 111.3524 | 160.0451 | 217.3697 | 6.9507 | 59.1325 | 181.5079 | 198.6796 | 9.5423 | 359 |  | 265 | 402.8684 | 96.6623 | 144.09 | 208.2917 | 6.9507 | 52.7322 | 163.2639 | 115.9981 | 9.5423 | 358 |  | 265 | 387.4599 | 99.8892 | 145.4297 | 206.042 | 6.9507 | 56.7402 | 162.9891 | 45.8555 | 9.5423 | 269
| 266 | 463.9594 | 133.4648 | 166.7546 | 223.3489 | 6.9507 | 60.3782 | 150.8741 | 417.175 | 9.5423 | 520 |  | 266 | 442.8412 | 110.9051 | 159.6946 | 217.1155 | 6.9507 | 59.1037 | 181.3422 | 198.2111 | 9.5423 | 362 |  | 266 | 398.6929 | 96.291 | 143.752 | 208.0164 | 6.9507 | 52.7005 | 163.1062 | 115.4045 | 9.5423 | 361 |  | 266 | 383.2553 | 99.5804 | 145.1306 | 205.7717 | 6.9507 | 56.7102 | 162.8352 | 45.3526 | 9.5423 | 270
| 267 | 459.0279 | 132.9895 | 166.4809 | 223.0861 | 6.9507 | 60.3389 | 150.7343 | 416.7248 | 9.5423 | 524 |  | 267 | 438.3813 | 110.3448 | 159.2983 | 216.8613 | 6.9507 | 59.0754 | 181.1858 | 197.7583 | 9.5423 | 365 |  | 267 | 394.4306 | 95.9758 | 143.4447 | 207.7412 | 6.9507 | 52.6695 | 162.9576 | 114.8327 | 9.5423 | 365 |  | 267 | 379.1737 | 99.1883 | 144.7918 | 205.5014 | 6.9507 | 56.6809 | 162.6908 | 44.8663 | 9.5423 | 271
| 268 | 453.997 | 132.6555 | 166.1654 | 222.8234 | 6.9507 | 60.3003 | 150.6008 | 416.2993 | 9.5423 | 528 |  | 268 | 433.6682 | 110.0156 | 158.9401 | 216.591 | 6.9507 | 59.0476 | 181.0391 | 197.3217 | 9.5423 | 368 |  | 268 | 390.255 | 95.6399 | 143.0623 | 207.4749 | 6.9507 | 52.6392 | 162.8184 | 114.2831 | 9.5423 | 368 |  | 268 | 375.0061 | 98.8776 | 144.4576 | 205.231 | 6.9507 | 56.6524 | 162.556 | 44.3969 | 9.5423 | 273
| 269 | 449.4182 | 132.0858 | 165.6333 | 222.5607 | 6.9507 | 60.2623 | 150.4738 | 415.8989 | 9.5423 | 531 |  | 269 | 429.3087 | 109.4193 | 158.5029 | 216.3133 | 6.9507 | 59.0204 | 180.902 | 196.9016 | 9.5423 | 371 |  | 269 | 386.2516 | 95.1966 | 142.6268 | 207.197 | 6.9507 | 52.6096 | 162.6887 | 113.756 | 9.5423 | 371 |  | 269 | 371.2477 | 98.3545 | 143.9264 | 204.9607 | 6.9507 | 56.6245 | 162.4311 | 43.9446 | 9.5423 | 274
| 270 | 444.9005 | 131.4924 | 165.0791 | 222.2829 | 6.9507 | 60.2281 | 150.3535 | 415.5243 | 9.5423 | 535 |  | 270 | 425.1887 | 108.6943 | 157.9549 | 216.0356 | 6.9507 | 58.9937 | 180.7749 | 196.4982 | 9.5423 | 374 |  | 270 | 382.453 | 94.5361 | 142.2084 | 206.9145 | 6.9507 | 52.5808 | 162.5687 | 113.252 | 9.5423 | 375 |  | 270 | 367.4857 | 97.6951 | 143.5354 | 204.6903 | 6.9507 | 56.5973 | 162.3161 | 43.5097 | 9.5423 | 275
| 271 | 440.6465 | 130.6879 | 164.4795 | 221.9977 | 6.9507 | 60.1955 | 150.2398 | 415.176 | 9.5423 | 538 |  | 271 | 421.027 | 108.0974 | 157.3205 | 215.7579 | 6.9507 | 58.9676 | 180.6578 | 196.1119 | 9.5423 | 377 |  | 271 | 378.6053 | 93.9785 | 141.7363 | 206.6319 | 6.9507 | 52.5526 | 162.4586 | 112.7713 | 9.5423 | 378 |  | 271 | 363.8322 | 97.0696 | 143.0105 | 204.4114 | 6.9507 | 56.5708 | 162.2113 | 43.0924 | 9.5423 | 277
| 272 | 436.2808 | 129.898 | 164.0216 | 221.668 | 6.9507 | 60.1634 | 150.133 | 414.8544 | 9.5423 | 542 |  | 272 | 416.7633 | 107.4691 | 156.8769 | 215.4229 | 6.9507 | 58.942 | 180.551 | 195.743 | 9.5423 | 379 |  | 272 | 374.843 | 93.4518 | 141.1477 | 206.3493 | 6.9507 | 52.5252 | 162.3585 | 112.3145 | 9.5423 | 381 |  | 272 | 360.2236 | 96.5173 | 142.514 | 203.9859 | 6.9507 | 56.5451 | 162.1168 | 42.6931 | 9.5423 | 278
| 273 | 431.8665 | 129.1858 | 163.5349 | 221.3379 | 6.9507 | 60.1317 | 150.033 | 414.56 | 9.5423 | 545 |  | 273 | 412.6171 | 106.7569 | 156.3467 | 215.1407 | 6.9507 | 58.917 | 180.4545 | 195.3918 | 9.5423 | 382 |  | 273 | 370.9804 | 92.9163 | 140.7401 | 205.995 | 6.9507 | 52.4986 | 162.2686 | 111.8819 | 9.5423 | 385 |  | 273 | 356.463 | 96.039 | 141.9458 | 203.7102 | 6.9507 | 56.52 | 162.0327 | 42.312 | 9.5423 | 279
| 274 | 427.4071 | 128.5437 | 162.9823 | 221.0489 | 6.9507 | 60.1005 | 149.9401 | 414.2935 | 9.5423 | 548 |  | 274 | 408.3258 | 106.1557 | 155.842 | 214.8673 | 6.9507 | 58.8926 | 180.3686 | 195.0587 | 9.5423 | 385 |  | 274 | 367.1778 | 92.3377 | 140.2477 | 205.7085 | 6.9507 | 52.4727 | 162.189 | 111.474 | 9.5423 | 388 |  | 274 | 352.7143 | 95.4014 | 141.5249 | 203.4345 | 6.9507 | 56.4957 | 161.9593 | 41.9492 | 9.5423 | 280
| 275 | 423.0316 | 127.8616 | 162.3811 | 220.7644 | 6.9507 | 60.0697 | 149.8542 | 414.0548 | 9.5423 | 552 |  | 275 | 404.1775 | 105.4304 | 155.3159 | 214.5962 | 6.9507 | 58.8687 | 180.2933 | 194.7437 | 9.5423 | 388 |  | 275 | 363.3831 | 91.7661 | 139.7403 | 205.4221 | 6.9507 | 52.4476 | 162.1198 | 111.0909 | 9.5423 | 391 |  | 275 | 349.0198 | 94.8131 | 141.0005 | 203.1588 | 6.9507 | 56.4722 | 161.8965 | 41.6051 | 9.5423 | 281
| 276 | 418.4857 | 127.2448 | 161.879 | 220.4861 | 6.9507 | 60.0394 | 149.775 | 413.8425 | 9.5423 | 555 |  | 276 | 399.8566 | 104.8602 | 154.8074 | 214.3251 | 6.9507 | 58.8453 | 180.228 | 194.4462 | 9.5423 | 391 |  | 276 | 359.3529 | 91.3575 | 139.3055 | 205.1356 | 6.9507 | 52.4232 | 162.0605 | 110.7321 | 9.5423 | 394 |  | 276 | 345.131 | 94.4015 | 140.5167 | 202.8601 | 6.9507 | 56.4493 | 161.844 | 41.2791 | 9.5423 | 283
| 277 | 414.0394 | 126.6174 | 161.338 | 220.1574 | 6.9507 | 60.0095 | 149.7019 | 413.6547 | 9.5423 | 558 |  | 277 | 395.7263 | 104.2406 | 154.2215 | 213.9901 | 6.9507 | 58.8225 | 180.1721 | 194.1652 | 9.5423 | 393 |  | 277 | 355.5354 | 90.8271 | 138.8457 | 204.7831 | 6.9507 | 52.3995 | 162.0105 | 110.3966 | 9.5423 | 397 |  | 277 | 341.3389 | 93.8906 | 140.1043 | 202.4926 | 6.9507 | 56.4271 | 161.8009 | 40.9709 | 9.5423 | 284
| 278 | 409.6215 | 126.0638 | 160.7508 | 219.773 | 6.9507 | 59.98 | 149.6345 | 413.4892 | 9.5423 | 561 |  | 278 | 391.5125 | 103.6291 | 153.7444 | 213.6219 | 6.9507 | 58.8002 | 180.125 | 193.8999 | 9.5423 | 396 |  | 278 | 351.5846 | 90.3656 | 138.4742 | 204.4069 | 6.9507 | 52.3765 | 161.9692 | 110.0837 | 9.5423 | 401 |  | 278 | 337.6233 | 93.3463 | 139.6802 | 202.0937 | 6.9507 | 56.4056 | 161.7669 | 40.6797 | 9.5423 | 285
| 279 | 405.077 | 125.4401 | 160.2516 | 219.4972 | 6.9507 | 59.9509 | 149.5723 | 413.3443 | 9.5423 | 564 |  | 279 | 387.057 | 103.2161 | 153.2834 | 213.2806 | 6.9507 | 58.7784 | 180.0859 | 193.6494 | 9.5423 | 399 |  | 279 | 347.7193 | 89.91 | 137.9952 | 204.0468 | 6.9507 | 52.3542 | 161.9359 | 109.7923 | 9.5423 | 404 |  | 279 | 333.9253 | 92.7944 | 139.2367 | 201.7044 | 6.9507 | 56.3848 | 161.7411 | 40.4052 | 9.5423 | 286
| 280 | 400.8858 | 124.6315 | 159.7064 | 219.0988 | 6.9507 | 59.9222 | 149.5148 | 413.2179 | 9.5423 | 568 |  | 280 | 382.9853 | 102.6376 | 152.7088 | 212.8347 | 6.9507 | 58.757 | 180.0543 | 193.4127 | 9.5423 | 401 |  | 280 | 343.9948 | 89.423 | 137.4821 | 203.6112 | 6.9507 | 52.3325 | 161.9101 | 109.5218 | 9.5423 | 407 |  | 280 | 330.2929 | 92.3204 | 138.7388 | 201.2259 | 6.9507 | 56.3645 | 161.7231 | 40.1468 | 9.5423 | 287
| 281 | 396.6155 | 123.8756 | 159.2953 | 218.593 | 6.9507 | 59.8939 | 149.4616 | 413.1082 | 9.5423 | 571 |  | 281 | 378.7723 | 102.1293 | 152.2524 | 212.3418 | 6.9507 | 58.7361 | 180.0295 | 193.189 | 9.5423 | 404 |  | 281 | 340.2005 | 88.966 | 137.063 | 203.1216 | 6.9507 | 52.3115 | 161.8911 | 109.2712 | 9.5423 | 410 |  | 281 | 326.5651 | 91.9168 | 138.3248 | 200.6883 | 6.9507 | 56.3448 | 161.7122 | 39.9041 | 9.5423 | 288
| 282 | 392.4419 | 123.143 | 158.8027 | 218.0486 | 6.9507 | 59.866 | 149.4121 | 413.013 | 9.5423 | 574 |  | 282 | 374.9159 | 101.462 | 151.7301 | 211.717 | 6.9507 | 58.7156 | 180.0108 | 192.9774 | 9.5423 | 407 |  | 282 | 336.6409 | 88.4726 | 136.5588 | 202.5186 | 6.9507 | 52.291 | 161.8784 | 109.0396 | 9.5423 | 413 |  | 282 | 323.1586 | 91.3654 | 137.7808 | 200.1074 | 6.9507 | 56.3257 | 161.7078 | 39.6764 | 9.5423 | 289
| 283 | 388.2085 | 122.6133 | 158.241 | 217.4302 | 6.9507 | 59.8384 | 149.3659 | 412.9306 | 9.5423 | 577 |  | 283 | 370.8139 | 100.8637 | 151.2391 | 211.2376 | 6.9507 | 58.6956 | 179.9976 | 192.777 | 9.5423 | 409 |  | 283 | 332.9624 | 87.9728 | 136.0468 | 202.049 | 6.9507 | 52.2712 | 161.8714 | 108.8263 | 9.5423 | 416 |  | 283 | 319.5039 | 90.8446 | 137.2318 | 199.7491 | 6.9507 | 56.3072 | 161.7092 | 39.4633 | 9.5423 | 290
| 284 | 383.7096 | 121.894 | 157.8313 | 217.1148 | 6.9507 | 59.8112 | 149.3226 | 412.8589 | 9.5423 | 580 |  | 284 | 366.3816 | 100.3641 | 150.8085 | 210.9294 | 6.9507 | 58.6759 | 179.9892 | 192.5868 | 9.5423 | 412 |  | 284 | 329.159 | 87.3994 | 135.5908 | 201.7215 | 6.9507 | 52.2518 | 161.8694 | 108.6303 | 9.5423 | 419 |  | 284 | 315.854 | 90.2381 | 136.7711 | 199.3833 | 6.9507 | 56.2891 | 161.7159 | 39.2642 | 9.5423 | 291
| 285 | 379.3102 | 121.2598 | 157.3157 | 216.7208 | 6.9507 | 59.7843 | 149.2815 | 412.796 | 9.5423 | 583 |  | 285 | 362.035 | 99.8809 | 150.3552 | 210.5417 | 6.9507 | 58.6566 | 179.9849 | 192.4059 | 9.5423 | 414 |  | 285 | 325.2195 | 87.0216 | 135.1789 | 201.2907 | 6.9507 | 52.2331 | 161.8718 | 108.4508 | 9.5423 | 422 |  | 285 | 312.1576 | 89.7481 | 136.2983 | 198.9596 | 6.9507 | 56.2716 | 161.7273 | 39.0787 | 9.5423 | 292
| 286 | 375.0678 | 120.5387 | 156.7313 | 216.3256 | 6.9507 | 59.7578 | 149.2423 | 412.74 | 9.5423 | 585 |  | 286 | 357.802 | 99.3223 | 149.8803 | 210.1376 | 6.9507 | 58.6376 | 179.9842 | 192.2336 | 9.5423 | 417 |  | 286 | 321.5843 | 86.3575 | 134.7063 | 200.9026 | 6.9507 | 52.2148 | 161.8781 | 108.2869 | 9.5423 | 424 |  | 286 | 308.4884 | 89.1811 | 135.8806 | 198.5307 | 6.9507 | 56.2545 | 161.7427 | 38.9062 | 9.5423 | 293
| 287 | 370.9141 | 119.6136 | 156.174 | 216.0184 | 6.9507 | 59.7316 | 149.2045 | 412.6888 | 9.5423 | 588 |  | 287 | 353.8377 | 98.5063 | 149.3855 | 209.742 | 6.9507 | 58.619 | 179.9864 | 192.0688 | 9.5423 | 419 |  | 287 | 317.833 | 85.7885 | 134.332 | 200.4369 | 6.9507 | 52.197 | 161.8875 | 108.1378 | 9.5423 | 427 |  | 287 | 304.9791 | 88.5382 | 135.4559 | 198.0247 | 6.9507 | 56.2379 | 161.7615 | 38.7462 | 9.5423 | 294
| 288 | 366.6982 | 118.9193 | 155.5877 | 215.5717 | 6.9507 | 59.7057 | 149.1675 | 412.6406 | 9.5423 | 591 |  | 288 | 349.7547 | 97.9567 | 148.908 | 209.1813 | 6.9507 | 58.6007 | 179.9907 | 191.9106 | 9.5423 | 422 |  | 288 | 314.2506 | 85.284 | 133.8437 | 199.8521 | 6.9507 | 52.1796 | 161.8996 | 108.0027 | 9.5423 | 430 |  | 288 | 301.4265 | 88.0331 | 135.0277 | 197.4278 | 6.9507 | 56.2217 | 161.7831 | 38.5981 | 9.5423 | 295
| 289 | 362.5826 | 118.235 | 155.0389 | 214.9771 | 6.9507 | 59.6801 | 149.131 | 412.5934 | 9.5423 | 594 |  | 289 | 345.6819 | 97.4119 | 148.4154 | 208.6209 | 6.9507 | 58.5827 | 179.9966 | 191.7583 | 9.5423 | 424 |  | 289 | 310.4766 | 84.8601 | 133.4208 | 199.3128 | 6.9507 | 52.1627 | 161.9137 | 107.8805 | 9.5423 | 433 |  | 289 | 297.9859 | 87.659 | 134.7004 | 196.9955 | 6.9507 | 56.2058 | 161.8069 | 38.4616 | 9.5423 | 296
| 290 | 358.8684 | 117.6524 | 154.7237 | 214.5399 | 6.9507 | 59.6547 | 149.0944 | 412.5452 | 9.5423 | 596 |  | 290 | 342.3502 | 96.986 | 147.9777 | 208.2506 | 6.9507 | 58.565 | 180.0034 | 191.6108 | 9.5423 | 427 |  | 290 | 307.6173 | 84.461 | 133.1237 | 198.9195 | 6.9507 | 52.1463 | 161.9292 | 107.7706 | 9.5423 | 436 |  | 290 | 295.3308 | 87.2775 | 134.3884 | 196.6269 | 6.9507 | 56.1904 | 161.8322 | 38.336 | 9.5423 | 297
| 291 | 355.6993 | 117.1227 | 154.418 | 214.1927 | 6.9507 | 59.6297 | 149.0572 | 412.4941 | 9.5423 | 599 |  | 291 | 339.3971 | 96.5818 | 147.5317 | 207.9085 | 6.9507 | 58.5476 | 180.0105 | 191.4673 | 9.5423 | 429 |  | 291 | 304.915 | 84.0649 | 132.7991 | 198.5559 | 6.9507 | 52.1302 | 161.9455 | 107.672 | 9.5423 | 438 |  | 291 | 292.6516 | 86.9592 | 134.0475 | 196.2481 | 6.9507 | 56.1752 | 161.8586 | 38.2208 | 9.5423 | 298
| 292 | 352.8245 | 116.4737 | 154.0049 | 213.7776 | 6.9507 | 59.6049 | 149.019 | 412.4381 | 9.5423 | 602 |  | 292 | 336.4558 | 96.1662 | 147.1464 | 207.5052 | 6.9507 | 58.5303 | 180.0171 | 191.3268 | 9.5423 | 431 |  | 292 | 302.2894 | 83.6624 | 132.4987 | 198.098 | 6.9507 | 52.1145 | 161.962 | 107.5839 | 9.5423 | 441 |  | 292 | 290.1735 | 86.4938 | 133.7721 | 195.7498 | 6.9507 | 56.1604 | 161.8853 | 38.1156 | 9.5423 | 299
| 293 | 349.9336 | 115.858 | 153.6549 | 213.2824 | 6.9507 | 59.5804 | 148.9793 | 412.3753 | 9.5423 | 604 |  | 293 | 333.5614 | 95.6819 | 146.8663 | 207.0187 | 6.9507 | 58.5134 | 180.0227 | 191.1886 | 9.5423 | 433 |  | 293 | 299.5985 | 83.3062 | 132.2071 | 197.6502 | 6.9507 | 52.0991 | 161.978 | 107.5055 | 9.5423 | 444 |  | 293 | 287.5147 | 86.0882 | 133.5059 | 195.363 | 6.9507 | 56.1459 | 161.9117 | 38.0198 | 9.5423 | 299
| 294 | 346.8829 | 115.3328 | 153.2228 | 212.9386 | 6.9507 | 59.5561 | 148.9375 | 412.3038 | 9.5423 | 606 |  | 294 | 330.61 | 95.1906 | 146.5035 | 206.6788 | 6.9507 | 58.4966 | 180.0265 | 191.0516 | 9.5423 | 436 |  | 294 | 297.0137 | 82.8822 | 131.7933 | 197.2863 | 6.9507 | 52.084 | 161.993 | 107.4357 | 9.5423 | 446 |  | 294 | 285.0615 | 85.6662 | 133.0186 | 195.0084 | 6.9507 | 56.1317 | 161.9372 | 37.9328 | 9.5423 | 300
| 295 | 344.0431 | 114.5519 | 152.8355 | 212.5947 | 6.9507 | 59.532 | 148.8933 | 412.2215 | 9.5423 | 606 |  | 295 | 327.6456 | 94.7709 | 146.0822 | 206.3389 | 6.9507 | 58.48 | 180.028 | 190.9149 | 9.5423 | 438 |  | 295 | 294.458 | 82.3405 | 131.4682 | 196.9225 | 6.9507 | 52.0693 | 162.0064 | 107.3739 | 9.5423 | 449 |  | 295 | 282.4535 | 85.1847 | 132.7415 | 194.6578 | 6.9507 | 56.1177 | 161.9612 | 37.8543 | 9.5423 | 301
| 296 | 340.964 | 113.9022 | 152.5563 | 212.2508 | 6.9507 | 59.5082 | 148.8462 | 412.1265 | 9.5423 | 606 |  | 296 | 324.6909 | 94.1924 | 145.8098 | 205.9991 | 6.9507 | 58.4635 | 180.0265 | 190.7778 | 9.5423 | 440 |  | 296 | 291.7617 | 81.9078 | 131.1715 | 196.5616 | 6.9507 | 52.0548 | 162.0176 | 107.3192 | 9.5423 | 452 |  | 296 | 279.9348 | 84.6957 | 132.3826 | 194.3071 | 6.9507 | 56.1039 | 161.9831 | 37.7835 | 9.5423 | 302
| 297 | 337.7965 | 113.3526 | 152.2552 | 211.9172 | 6.9507 | 59.4846 | 148.7956 | 412.017 | 9.5423 | 606 |  | 297 | 321.8024 | 93.6898 | 145.3953 | 205.6593 | 6.9507 | 58.4472 | 180.0213 | 190.6392 | 9.5423 | 442 |  | 297 | 289.1438 | 81.3803 | 130.8863 | 196.2058 | 6.9507 | 52.0406 | 162.0259 | 107.2706 | 9.5423 | 454 |  | 297 | 277.4102 | 84.1495 | 132.0689 | 193.9744 | 6.9507 | 56.0904 | 162.0023 | 37.7202 | 9.5423 | 303
| 298 | 335.0034 | 112.5097 | 151.8543 | 211.6023 | 6.9507 | 59.4611 | 148.7411 | 411.8908 | 9.5423 | 606 |  | 298 | 318.8067 | 93.1624 | 145.0824 | 205.3499 | 6.9507 | 58.431 | 180.0117 | 190.4983 | 9.5423 | 444 |  | 298 | 286.5798 | 80.8982 | 130.4851 | 195.8666 | 6.9507 | 52.0266 | 162.0307 | 107.2273 | 9.5423 | 457 |  | 298 | 274.8029 | 83.6724 | 131.7459 | 193.6646 | 6.9507 | 56.077 | 162.0182 | 37.6636 | 9.5423 | 303
| 299 | 331.8726 | 111.8527 | 151.5794 | 211.313 | 6.9507 | 59.4379 | 148.6822 | 411.7461 | 9.5423 | 606 |  | 299 | 316.0454 | 92.445 | 144.7072 | 205.0584 | 6.9507 | 58.415 | 179.9972 | 190.3542 | 9.5423 | 446 |  | 299 | 283.7881 | 80.496 | 130.2127 | 195.5465 | 6.9507 | 52.0128 | 162.0315 | 107.1886 | 9.5423 | 459 |  | 299 | 272.0852 | 83.2444 | 131.4782 | 193.3608 | 6.9507 | 56.0637 | 162.0301 | 37.6133 | 9.5423 | 304
| 300 | 328.789 | 111.2979 | 151.1416 | 211.0375 | 6.9507 | 59.4148 | 148.6185 | 411.581 | 9.5423 | 606 |  | 300 | 312.932 | 92.0212 | 144.3887 | 204.7688 | 6.9507 | 58.399 | 179.977 | 190.2059 | 9.5423 | 449 |  | 300 | 281.0919 | 80.0322 | 129.9028 | 195.2299 | 6.9507 | 51.9992 | 162.0276 | 107.1534 | 9.5423 | 461 |  | 300 | 269.5001 | 82.7534 | 131.1409 | 193.057 | 6.9507 | 56.0506 | 162.0374 | 37.5689 | 9.5423 | 304
| 301 | 325.8658 | 110.5882 | 150.6912 | 210.7688 | 6.9507 | 59.3919 | 148.5493 | 411.3934 | 9.5423 | 606 |  | 301 | 309.8235 | 91.6508 | 144.0288 | 204.4621 | 6.9507 | 58.3831 | 179.9506 | 190.0527 | 9.5423 | 451 |  | 301 | 278.4115 | 79.6242 | 129.5531 | 194.8816 | 6.9507 | 51.9857 | 162.0184 | 107.121 | 9.5423 | 464 |  | 301 | 266.8699 | 82.302 | 130.8519 | 192.7104 | 6.9507 | 56.0376 | 162.0395 | 37.5297 | 9.5423 | 305
| 302 | 322.5473 | 110.1461 | 150.4199 | 210.449 | 6.9507 | 59.3692 | 148.4744 | 411.1814 | 9.5423 | 606 |  | 302 | 306.7394 | 91.2894 | 143.6605 | 204.1305 | 6.9507 | 58.3673 | 179.9172 | 189.8935 | 9.5423 | 453 |  | 302 | 275.8642 | 79.0294 | 129.2342 | 194.5562 | 6.9507 | 51.9724 | 162.0034 | 107.0904 | 9.5423 | 466 |  | 302 | 264.1397 | 81.9773 | 130.5062 | 192.3937 | 6.9507 | 56.0246 | 162.0359 | 37.4952 | 9.5423 | 305
| 303 | 319.4836 | 109.4958 | 150.0808 | 210.1501 | 6.9507 | 59.3466 | 148.3931 | 410.9431 | 9.5423 | 606 |  | 303 | 303.6452 | 90.7991 | 143.388 | 203.8422 | 6.9507 | 58.3514 | 179.8762 | 189.7275 | 9.5423 | 455 |  | 303 | 273.0474 | 78.6449 | 128.9799 | 194.2253 | 6.9507 | 51.9592 | 161.9819 | 107.061 | 9.5423 | 468 |  | 303 | 261.5615 | 81.5253 | 130.1552 | 192.0577 | 6.9507 | 56.0117 | 162.0258 | 37.465 | 9.5423 | 305
| 304 | 316.2429 | 109.0845 | 149.7008 | 209.8304 | 6.9507 | 59.3242 | 148.3051 | 410.6765 | 9.5423 | 606 |  | 304 | 300.8026 | 90.1585 | 143.0511 | 203.5169 | 6.9507 | 58.3356 | 179.8269 | 189.5537 | 9.5423 | 456 |  | 304 | 270.289 | 78.2875 | 128.6622 | 193.8723 | 6.9507 | 51.9461 | 161.9532 | 107.0317 | 9.5423 | 471 |  | 304 | 258.9377 | 81.0279 | 129.9125 | 191.7044 | 6.9507 | 55.9988 | 162.0087 | 37.4385 | 9.5423 | 305
| 305 | 313.4997 | 108.2006 | 149.2956 | 209.5107 | 6.9507 | 59.3018 | 148.2097 | 410.3796 | 9.5423 | 606 |  | 305 | 297.8078 | 89.7248 | 142.6624 | 203.1888 | 6.9507 | 58.3198 | 179.7687 | 189.3714 | 9.5423 | 458 |  | 305 | 267.5632 | 77.9347 | 128.3073 | 193.5193 | 6.9507 | 51.9331 | 161.9169 | 107.0017 | 9.5423 | 473 |  | 305 | 256.1975 | 80.6957 | 129.621 | 191.351 | 6.9507 | 55.9859 | 161.984 | 37.4153 | 9.5423 | 306
| 306 | 310.4692 | 107.5854 | 148.9092 | 209.1909 | 6.9507 | 59.2796 | 148.1066 | 410.0506 | 9.5423 | 606 |  | 306 | 294.7188 | 89.3573 | 142.2947 | 202.8676 | 6.9507 | 58.304 | 179.701 | 189.1795 | 9.5423 | 460 |  | 306 | 265.0351 | 77.3488 | 127.9826 | 193.1716 | 6.9507 | 51.9201 | 161.8723 | 106.9701 | 9.5423 | 475 |  | 306 | 253.8413 | 80.0729 | 129.2349 | 190.9991 | 6.9507 | 55.973 | 161.951 | 37.3947 | 9.5423 | 306
| 307 | 307.2741 | 107.0874 | 148.5694 | 208.8721 | 6.9507 | 59.2575 | 147.9953 | 409.6875 | 9.5423 | 606 |  | 307 | 291.7894 | 88.8784 | 141.8915 | 202.5337 | 6.9507 | 58.2881 | 179.623 | 188.9772 | 9.5423 | 462 |  | 307 | 262.316 | 77.0538 | 127.6077 | 192.7742 | 6.9507 | 51.9072 | 161.8187 | 106.9362 | 9.5423 | 477 |  | 307 | 251.325 | 79.6562 | 128.8793 | 190.5703 | 6.9507 | 55.96 | 161.9091 | 37.3763 | 9.5423 | 307
| 308 | 304.1776 | 106.5854 | 148.2119 | 208.4762 | 6.9507 | 59.2355 | 147.8753 | 409.2882 | 9.5423 | 606 |  | 308 | 288.8119 | 88.4836 | 141.5019 | 202.1502 | 6.9507 | 58.2722 | 179.5342 | 188.7636 | 9.5423 | 464 |  | 308 | 259.6707 | 76.6374 | 127.2456 | 192.4114 | 6.9507 | 51.8942 | 161.7556 | 106.899 | 9.5423 | 480 |  | 308 | 248.677 | 79.3061 | 128.525 | 190.2056 | 6.9507 | 55.947 | 161.8577 | 37.3595 | 9.5423 | 307
| 309 | 301.3497 | 105.7301 | 147.8821 | 208.1374 | 6.9507 | 59.2135 | 147.746 | 408.8509 | 9.5423 | 606 |  | 309 | 285.9599 | 87.8873 | 141.1391 | 201.8159 | 6.9507 | 58.2562 | 179.4339 | 188.5377 | 9.5423 | 466 |  | 309 | 256.9387 | 76.2663 | 126.9208 | 192.0529 | 6.9507 | 51.8812 | 161.6824 | 106.8577 | 9.5423 | 482 |  | 309 | 246.0535 | 78.9477 | 128.1545 | 189.8408 | 6.9507 | 55.9339 | 161.7963 | 37.3439 | 9.5423 | 307
| 310 | 298.3101 | 105.2195 | 147.4193 | 207.7986 | 6.9507 | 59.1916 | 147.6071 | 408.3736 | 9.5423 | 606 |  | 310 | 282.9984 | 87.4151 | 140.7617 | 201.4816 | 6.9507 | 58.24 | 179.3214 | 188.2988 | 9.5423 | 467 |  | 310 | 254.2083 | 75.8834 | 126.6063 | 191.6943 | 6.9507 | 51.8682 | 161.5985 | 106.8114 | 9.5423 | 484 |  | 310 | 243.3488 | 78.6151 | 127.8393 | 189.476 | 6.9507 | 55.9206 | 161.7241 | 37.3289 | 9.5423 | 307
| 311 | 295.4989 | 104.5146 | 146.9223 | 207.4598 | 6.9507 | 59.1698 | 147.4581 | 407.8544 | 9.5423 | 606 |  | 311 | 279.9791 | 86.9831 | 140.402 | 201.1473 | 6.9507 | 58.2238 | 179.196 | 188.0458 | 9.5423 | 469 |  | 311 | 251.5776 | 75.4902 | 126.2023 | 191.3358 | 6.9507 | 51.855 | 161.5032 | 106.7593 | 9.5423 | 486 |  | 311 | 240.8397 | 78.1476 | 127.4634 | 189.1113 | 6.9507 | 55.9072 | 161.6406 | 37.314 | 9.5423 | 308
| 312 | 292.4585 | 103.8825 | 146.5817 | 207.121 | 6.9507 | 59.148 | 147.2984 | 407.2913 | 9.5423 | 606 |  | 312 | 276.9263 | 86.5828 | 140.044 | 200.813 | 6.9507 | 58.2074 | 179.0572 | 187.7779 | 9.5423 | 471 |  | 312 | 248.9149 | 75.0599 | 125.8674 | 190.9772 | 6.9507 | 51.8418 | 161.396 | 106.7006 | 9.5423 | 488 |  | 312 | 238.3314 | 77.6519 | 127.1046 | 188.7569 | 6.9507 | 55.8936 | 161.5452 | 37.2987 | 9.5423 | 308
| 313 | 289.3929 | 103.4366 | 146.0802 | 206.7822 | 6.9507 | 59.1263 | 147.1276 | 406.6823 | 9.5423 | 606 |  | 313 | 273.9484 | 86.208 | 139.5856 | 200.4787 | 6.9507 | 58.1909 | 178.9042 | 187.4942 | 9.5423 | 472 |  | 313 | 246.1465 | 74.6612 | 125.6066 | 190.6187 | 6.9507 | 51.8285 | 161.2762 | 106.6435 | 9.5423 | 490 |  | 313 | 235.5366 | 77.3754 | 126.8108 | 188.4047 | 6.9507 | 55.8798 | 161.4372 | 37.2902 | 9.5423 | 308
| 314 | 286.3085 | 102.8824 | 145.7057 | 206.4434 | 6.9507 | 59.1046 | 146.9452 | 406.027 | 9.5423 | 606 |  | 314 | 271.0075 | 85.7587 | 139.1647 | 200.1443 | 6.9507 | 58.1742 | 178.7364 | 187.1955 | 9.5423 | 474 |  | 314 | 243.4499 | 74.2846 | 125.2519 | 190.2601 | 6.9507 | 51.8151 | 161.1432 | 106.6054 | 9.5423 | 492 |  | 314 | 233.0795 | 76.8798 | 126.3985 | 188.0526 | 6.9507 | 55.8658 | 161.316 | 37.3066 | 9.5423 | 308
| 315 | 283.3961 | 102.2427 | 145.2447 | 206.1046 | 6.9507 | 59.0829 | 146.7507 | 405.3286 | 9.5423 | 606 |  | 315 | 268.1919 | 85.1958 | 138.7322 | 199.81 | 6.9507 | 58.1573 | 178.5532 | 186.912 | 9.5423 | 475 |  | 315 | 240.9727 | 73.8317 | 124.754 | 189.9016 | 6.9507 | 51.8014 | 160.9965 | 106.5614 | 9.5423 | 494 |  | 315 | 230.6426 | 76.3688 | 125.9813 | 187.7005 | 6.9507 | 55.8516 | 161.181 | 37.3207 | 9.5423 | 309
| 316 | 280.2508 | 101.8111 | 144.8086 | 205.7658 | 6.9507 | 59.0612 | 146.5437 | 404.5846 | 9.5423 | 606 |  | 316 | 265.3509 | 84.642 | 138.3159 | 199.4757 | 6.9507 | 58.1401 | 178.3539 | 186.6148 | 9.5423 | 477 |  | 316 | 238.4214 | 73.3329 | 124.3762 | 189.543 | 6.9507 | 51.7876 | 160.8354 | 106.5066 | 9.5423 | 496 |  | 316 | 227.9955 | 75.9928 | 125.6392 | 187.3483 | 6.9507 | 55.8371 | 161.0317 | 37.3318 | 9.5423 | 309
| 317 | 277.1392 | 101.3088 | 144.4094 | 205.4271 | 6.9507 | 59.0395 | 146.3236 | 403.7869 | 9.5423 | 606 |  | 317 | 262.3629 | 84.1704 | 137.9644 | 199.1414 | 6.9507 | 58.1228 | 178.1378 | 186.2974 | 9.5423 | 478 |  | 317 | 235.7275 | 72.8374 | 124.1378 | 189.1845 | 6.9507 | 51.7736 | 160.6594 | 106.44 | 9.5423 | 497 |  | 317 | 225.5137 | 75.367 | 125.3818 | 186.9962 | 6.9507 | 55.8222 | 160.8673 | 37.3392 | 9.5423 | 310
| 318 | 274.1464 | 100.8 | 143.8979 | 205.0883 | 6.9507 | 59.0178 | 146.09 | 402.9332 | 9.5423 | 606 |  | 318 | 259.6818 | 83.4291 | 137.5757 | 198.8071 | 6.9507 | 58.1052 | 177.9043 | 185.9591 | 9.5423 | 480 |  | 318 | 232.9778 | 72.4787 | 123.8183 | 188.8259 | 6.9507 | 51.7594 | 160.4677 | 106.3607 | 9.5423 | 499 |  | 318 | 222.8959 | 74.9688 | 125.0327 | 186.644 | 6.9507 | 55.8071 | 160.6873 | 37.3423 | 9.5423 | 310
| 319 | 270.9475 | 100.4397 | 143.4442 | 204.7495 | 6.9507 | 58.996 | 145.8425 | 402.0217 | 9.5423 | 606 |  | 319 | 256.6653 | 83.0444 | 137.1619 | 198.4767 | 6.9507 | 58.0873 | 177.6528 | 185.5986 | 9.5423 | 481 |  | 319 | 230.313 | 72.0929 | 123.441 | 188.4674 | 6.9507 | 51.7449 | 160.2598 | 106.2677 | 9.5423 | 501 |  | 319 | 220.1837 | 74.671 | 124.6777 | 186.2919 | 6.9507 | 55.7916 | 160.491 | 37.3406 | 9.5423 | 310
| 320 | 267.9628 | 99.9864 | 142.8625 | 204.4172 | 6.9507 | 58.9756 | 145.5804 | 401.0503 | 9.5423 | 606 |  | 320 | 253.8174 | 82.6624 | 136.5729 | 198.1502 | 6.9507 | 58.0691 | 177.3825 | 185.215 | 9.5423 | 483 |  | 320 | 227.6961 | 71.7933 | 122.9294 | 188.1088 | 6.9507 | 51.7301 | 160.0352 | 106.1601 | 9.5423 | 503 |  | 320 | 217.5926 | 74.349 | 124.2256 | 185.9398 | 6.9507 | 55.7758 | 160.2779 | 37.3334 | 9.5423 | 310
| 321 | 264.8893 | 99.4764 | 142.4246 | 204.0868 | 6.9507 | 58.9556 | 145.3034 | 400.0171 | 9.5423 | 606 |  | 321 | 250.9747 | 82.1671 | 136.0921 | 197.8236 | 6.9507 | 58.0507 | 177.0929 | 184.8073 | 9.5423 | 484 |  | 321 | 225.0338 | 71.447 | 122.5103 | 187.7503 | 6.9507 | 51.715 | 159.7931 | 106.0368 | 9.5423 | 504 |  | 321 | 215.0498 | 74.0251 | 123.7273 | 185.5876 | 6.9507 | 55.7595 | 160.0473 | 37.3201 | 9.5423 | 310
| 322 | 262.3145 | 99.0173 | 141.4371 | 203.7563 | 6.9507 | 58.9355 | 145.011 | 398.92 | 9.5423 | 606 |  | 322 | 248.1758 | 81.8011 | 135.4383 | 197.497 | 6.9507 | 58.0319 | 176.7832 | 184.3745 | 9.5423 | 485 |  | 322 | 222.4809 | 71.077 | 122.0052 | 187.3917 | 6.9507 | 51.6996 | 159.533 | 105.8968 | 9.5423 | 506 |  | 322 | 212.5542 | 73.5887 | 123.2942 | 185.2355 | 6.9507 | 55.7429 | 159.7987 | 37.3001 | 9.5423 | 310
| 323 | 259.3175 | 98.6231 | 140.8068 | 203.4259 | 6.9507 | 58.9152 | 144.7027 | 397.7571 | 9.5423 | 606 |  | 323 | 245.5621 | 81.3645 | 134.6697 | 197.1705 | 6.9507 | 58.0127 | 176.4529 | 183.9156 | 9.5423 | 487 |  | 323 | 220.1914 | 70.5958 | 121.3444 | 187.0368 | 6.9507 | 51.6838 | 159.2543 | 105.7394 | 9.5423 | 508 |  | 323 | 210.3946 | 73.094 | 122.5795 | 184.8872 | 6.9507 | 55.7257 | 159.5313 | 37.2728 | 9.5423 | 311
| 324 | 256.3707 | 98.0912 | 140.2641 | 203.0955 | 6.9507 | 58.8949 | 144.3779 | 396.5263 | 9.5423 | 606 |  | 324 | 242.6957 | 80.9454 | 134.1364 | 196.8439 | 6.9507 | 57.9932 | 176.1012 | 183.4295 | 9.5423 | 488 |  | 324 | 217.714 | 70.2731 | 120.7103 | 186.6845 | 6.9507 | 51.6677 | 158.9564 | 105.5633 | 9.5423 | 509 |  | 324 | 208.1145 | 72.7581 | 121.8245 | 184.5412 | 6.9507 | 55.7082 | 159.2446 | 37.2376 | 9.5423 | 311
| 325 | 253.5256 | 97.5661 | 139.6129 | 202.7651 | 6.9507 | 58.8743 | 144.0363 | 395.2258 | 9.5423 | 606 |  | 325 | 239.8628 | 80.5852 | 133.5107 | 196.5174 | 6.9507 | 57.9733 | 175.7276 | 182.9153 | 9.5423 | 489 |  | 325 | 215.3127 | 69.9305 | 120.0201 | 186.3322 | 6.9507 | 51.6512 | 158.6386 | 105.3678 | 9.5423 | 511 |  | 325 | 205.5927 | 72.4136 | 121.3195 | 184.1951 | 6.9507 | 55.6901 | 158.938 | 37.1939 | 9.5423 | 311
| 326 | 250.5015 | 97.1376 | 139.044 | 202.4347 | 6.9507 | 58.8536 | 143.6774 | 393.8534 | 9.5423 | 606 |  | 326 | 237.101 | 80.1625 | 132.8763 | 196.1908 | 6.9507 | 57.953 | 175.3313 | 182.3718 | 9.5423 | 490 |  | 326 | 212.779 | 69.5761 | 119.4739 | 185.98 | 6.9507 | 51.6342 | 158.3004 | 105.1517 | 9.5423 | 512 |  | 326 | 203.1696 | 72.0322 | 120.7528 | 183.8491 | 6.9507 | 55.6715 | 158.6108 | 37.141 | 9.5423 | 311
| 327 | 247.6671 | 96.666 | 138.3286 | 202.1043 | 6.9507 | 58.8327 | 143.3006 | 392.4072 | 9.5423 | 606 |  | 327 | 234.3391 | 79.8238 | 132.1582 | 195.8642 | 6.9507 | 57.9323 | 174.9117 | 181.7982 | 9.5423 | 491 |  | 327 | 210.3458 | 69.2533 | 118.7958 | 185.6277 | 6.9507 | 51.6168 | 157.9411 | 104.9143 | 9.5423 | 514 |  | 327 | 200.871 | 71.6772 | 120.0353 | 183.503 | 6.9507 | 55.6524 | 158.2625 | 37.0783 | 9.5423 | 312
| 328 | 245.1864 | 96.0653 | 137.3885 | 201.7739 | 6.9507 | 58.8117 | 142.9055 | 390.8852 | 9.5423 | 606 |  | 328 | 231.9933 | 79.4307 | 131.0782 | 195.5377 | 6.9507 | 57.9111 | 174.4682 | 181.1934 | 9.5423 | 493 |  | 328 | 208.2066 | 68.8466 | 117.9075 | 185.2754 | 6.9507 | 51.599 | 157.5602 | 104.6544 | 9.5423 | 515 |  | 328 | 198.6823 | 71.3758 | 119.1541 | 183.157 | 6.9507 | 55.6327 | 157.8924 | 37.0053 | 9.5423 | 312
| 329 | 242.3807 | 95.4299 | 136.8081 | 201.4434 | 6.9507 | 58.7904 | 142.4916 | 389.2853 | 9.5423 | 606 |  | 329 | 229.2128 | 78.8979 | 130.5727 | 195.2111 | 6.9507 | 57.8895 | 174 | 180.5563 | 9.5423 | 494 |  | 329 | 205.6473 | 68.5226 | 117.3567 | 184.9231 | 6.9507 | 51.5807 | 157.157 | 104.3711 | 9.5423 | 516 |  | 329 | 196.1259 | 71.0262 | 118.6889 | 182.811 | 6.9507 | 55.6124 | 157.4999 | 36.9213 | 9.5423 | 312
| 330 | 239.9828 | 94.8501 | 135.7644 | 201.113 | 6.9507 | 58.7688 | 142.0584 | 387.6057 | 9.5423 | 606 |  | 330 | 226.8211 | 78.5202 | 129.5233 | 194.8845 | 6.9507 | 57.8674 | 173.5067 | 179.8861 | 9.5423 | 495 |  | 330 | 203.413 | 68.2311 | 116.4482 | 184.5709 | 6.9507 | 51.5618 | 156.7309 | 104.0634 | 9.5423 | 518 |  | 330 | 194.1154 | 70.6496 | 117.7049 | 182.4649 | 6.9507 | 55.5915 | 157.0844 | 36.8258 | 9.5423 | 312
| 331 | 236.9765 | 94.4972 | 135.1022 | 200.7826 | 6.9507 | 58.747 | 141.6055 | 385.8443 | 9.5423 | 606 |  | 331 | 224.1241 | 78.1162 | 128.8054 | 194.558 | 6.9507 | 57.8448 | 172.9874 | 179.1816 | 9.5423 | 496 |  | 331 | 201.2125 | 67.7972 | 115.6485 | 184.2186 | 6.9507 | 51.5424 | 156.2814 | 103.7305 | 9.5423 | 519 |  | 331 | 192.2353 | 70.1965 | 116.6669 | 182.1189 | 6.9507 | 55.5699 | 156.6453 | 36.718 | 9.5423 | 313
| 332 | 235.3332 | 94.0412 | 133.18 | 200.4522 | 6.9507 | 58.7249 | 141.1324 | 383.9992 | 9.5423 | 606 |  | 332 | 222.3298 | 77.7862 | 127.1109 | 194.2314 | 6.9507 | 57.8217 | 172.4415 | 178.4418 | 9.5423 | 497 |  | 332 | 199.5665 | 67.4437 | 114.2138 | 183.8663 | 6.9507 | 51.5225 | 155.8078 | 103.3712 | 9.5423 | 520 |  | 332 | 190.4155 | 69.8901 | 115.4219 | 181.7729 | 6.9507 | 55.5477 | 156.182 | 36.5975 | 9.5423 | 313
| 333 | 232.9793 | 93.449 | 132.1047 | 200.1218 | 6.9507 | 58.7026 | 140.6385 | 382.0682 | 9.5423 | 606 |  | 333 | 219.9382 | 77.4615 | 126.0084 | 193.9049 | 6.9507 | 57.798 | 171.8684 | 177.6658 | 9.5423 | 498 |  | 333 | 197.4294 | 67.1636 | 113.1968 | 183.514 | 6.9507 | 51.502 | 155.3094 | 102.9847 | 9.5423 | 522 |  | 333 | 188.413 | 69.6378 | 114.3055 | 181.4268 | 6.9507 | 55.5248 | 155.6938 | 36.4635 | 9.5423 | 313
| 334 | 230.9158 | 93.0895 | 130.5063 | 199.7914 | 6.9507 | 58.6799 | 140.1234 | 380.0495 | 9.5423 | 606 |  | 334 | 217.737 | 77.2391 | 124.6131 | 193.5783 | 6.9507 | 57.7738 | 171.2675 | 176.8524 | 9.5423 | 498 |  | 334 | 195.5313 | 66.9597 | 111.8646 | 183.1617 | 6.9507 | 51.4809 | 154.7858 | 102.5699 | 9.5423 | 523 |  | 334 | 186.6636 | 69.4105 | 112.911 | 181.0808 | 6.9507 | 55.5012 | 155.1801 | 36.3156 | 9.5423 | 313
| 335 | 228.6345 | 92.5625 | 129.2931 | 199.461 | 6.9507 | 58.6569 | 139.5867 | 377.941 | 9.5423 | 606 |  | 335 | 215.6114 | 76.7066 | 123.4524 | 193.2517 | 6.9507 | 57.7491 | 170.638 | 176.0008 | 9.5423 | 499 |  | 335 | 193.4436 | 66.452 | 111.0259 | 182.8095 | 6.9507 | 51.4592 | 154.2363 | 102.126 | 9.5423 | 524 |  | 335 | 184.614 | 68.9082 | 112.0918 | 180.7347 | 6.9507 | 55.4769 | 154.6404 | 36.153 | 9.5423 | 313
| 336 | 226.1173 | 92.0776 | 128.2738 | 199.1305 | 6.9507 | 58.6336 | 139.0278 | 375.7407 | 9.5423 | 606 |  | 336 | 212.9723 | 76.3057 | 122.6736 | 192.9252 | 6.9507 | 57.7237 | 169.9794 | 175.1099 | 9.5423 | 500 |  | 336 | 191.1483 | 66.122 | 110.2169 | 182.4572 | 6.9507 | 51.4368 | 153.6603 | 101.6518 | 9.5423 | 525 |  | 336 | 182.3097 | 68.5222 | 111.4109 | 180.3887 | 6.9507 | 55.4518 | 154.074 | 35.9752 | 9.5423 | 313
| 337 | 223.3704 | 91.4831 | 127.5938 | 198.8001 | 6.9507 | 58.6099 | 138.4463 | 373.4467 | 9.5423 | 606 |  | 337 | 210.278 | 75.9226 | 121.9322 | 192.5986 | 6.9507 | 57.6977 | 169.2909 | 174.1786 | 9.5423 | 501 |  | 337 | 188.7096 | 65.7617 | 109.5817 | 182.1049 | 6.9507 | 51.4137 | 153.0572 | 101.1466 | 9.5423 | 526 |  | 337 | 180.0242 | 68.1695 | 110.678 | 180.0427 | 6.9507 | 55.4258 | 153.4803 | 35.7815 | 9.5423 | 314
| 338 | 220.8998 | 91.0209 | 126.5052 | 198.4697 | 6.9507 | 58.5859 | 137.8417 | 371.057 | 9.5423 | 606 |  | 338 | 207.7746 | 75.5128 | 121.0266 | 192.272 | 6.9507 | 57.6711 | 168.572 | 173.2061 | 9.5423 | 502 |  | 338 | 186.2805 | 65.4635 | 108.8749 | 181.7526 | 6.9507 | 51.39 | 152.4263 | 100.6092 | 9.5423 | 527 |  | 338 | 177.7273 | 67.7839 | 109.9893 | 179.6966 | 6.9507 | 55.3991 | 152.8586 | 35.5714 | 9.5423 | 314
| 339 | 218.5119 | 90.1875 | 125.705 | 198.1393 | 6.9507 | 58.5614 | 137.2135 | 368.5695 | 9.5423 | 606 |  | 339 | 205.1759 | 74.9076 | 120.4116 | 191.9455 | 6.9507 | 57.6438 | 167.8219 | 172.1911 | 9.5423 | 502 |  | 339 | 184.064 | 65.1003 | 108.0203 | 181.4004 | 6.9507 | 51.3655 | 151.7671 | 100.0387 | 9.5423 | 528 |  | 339 | 175.5511 | 67.445 | 109.1332 | 179.3506 | 6.9507 | 55.3716 | 152.2084 | 35.3442 | 9.5423 | 314
| 340 | 216.0477 | 89.4552 | 124.8801 | 197.8089 | 6.9507 | 58.5366 | 136.5612 | 365.9823 | 9.5423 | 606 |  | 340 | 202.8339 | 74.4159 | 119.4266 | 191.6189 | 6.9507 | 57.6159 | 167.04 | 171.1328 | 9.5423 | 503 |  | 340 | 181.8431 | 64.6234 | 107.284 | 181.0481 | 6.9507 | 51.3403 | 151.079 | 99.4342 | 9.5423 | 529 |  | 340 | 173.3237 | 67.0137 | 108.4207 | 179.0046 | 6.9507 | 55.3432 | 151.5291 | 35.0993 | 9.5423 | 314
| 341 | 213.8738 | 88.8903 | 123.5974 | 197.4785 | 6.9507 | 58.5113 | 135.8843 | 363.2934 | 9.5423 | 606 |  | 341 | 200.4355 | 73.8624 | 118.5596 | 191.2924 | 6.9507 | 57.5873 | 166.2256 | 170.0302 | 9.5423 | 504 |  | 341 | 179.7812 | 64.0482 | 106.487 | 180.6958 | 6.9507 | 51.3143 | 150.3613 | 98.7947 | 9.5423 | 530 |  | 341 | 171.3779 | 66.4279 | 107.5811 | 178.6585 | 6.9507 | 55.3139 | 150.82 | 34.8362 | 9.5423 | 314
| 342 | 211.2327 | 88.2033 | 122.9041 | 197.148 | 6.9507 | 58.4856 | 135.1825 | 360.5007 | 9.5423 | 606 |  | 342 | 198.0136 | 73.2511 | 117.774 | 190.9658 | 6.9507 | 57.5579 | 165.3782 | 168.8821 | 9.5423 | 504 |  | 342 | 177.5018 | 63.5554 | 105.825 | 180.3435 | 6.9507 | 51.2875 | 149.6135 | 98.1192 | 9.5423 | 531 |  | 342 | 169.1817 | 65.8578 | 106.9762 | 178.3125 | 6.9507 | 55.2836 | 150.0806 | 34.5541 | 9.5423 | 314
| 343 | 208.8355 | 87.4633 | 122.0199 | 196.8176 | 6.9507 | 58.4594 | 134.4551 | 357.6024 | 9.5423 | 606 |  | 343 | 195.6965 | 72.6195 | 116.9039 | 190.6392 | 6.9507 | 57.5279 | 164.497 | 167.6876 | 9.5423 | 505 |  | 343 | 175.6404 | 62.8859 | 104.9217 | 179.9913 | 6.9507 | 51.26 | 148.8349 | 97.4068 | 9.5423 | 532 |  | 343 | 167.437 | 65.2358 | 105.9718 | 177.9664 | 6.9507 | 55.2525 | 149.3101 | 34.2526 | 9.5423 | 314
| 344 | 206.4764 | 86.6947 | 121.1261 | 196.4872 | 6.9507 | 58.4327 | 133.7017 | 354.5963 | 9.5423 | 606 |  | 344 | 193.455 | 71.9249 | 116.0211 | 190.3127 | 6.9507 | 57.4971 | 163.5814 | 166.4457 | 9.5423 | 505 |  | 344 | 173.6359 | 62.1465 | 104.2314 | 179.639 | 6.9507 | 51.2316 | 148.0249 | 96.6564 | 9.5423 | 533 |  | 344 | 165.3406 | 64.5886 | 105.3442 | 177.6204 | 6.9507 | 55.2204 | 148.5081 | 33.9309 | 9.5423 | 314
| 345 | 204.3316 | 85.7389 | 120.2053 | 196.1568 | 6.9507 | 58.4056 | 132.9218 | 351.4805 | 9.5423 | 606 |  | 345 | 191.304 | 71.0591 | 115.2192 | 189.9861 | 6.9507 | 57.4655 | 162.6307 | 165.1554 | 9.5423 | 506 |  | 345 | 171.4929 | 61.4987 | 103.588 | 179.2867 | 6.9507 | 51.2023 | 147.183 | 95.8672 | 9.5423 | 533 |  | 345 | 163.3173 | 63.8803 | 104.7046 | 177.2744 | 6.9507 | 55.1873 | 147.6738 | 33.5886 | 9.5423 | 315
| 346 | 202.2053 | 84.6352 | 119.4138 | 195.8264 | 6.9507 | 58.3779 | 132.115 | 348.2531 | 9.5423 | 606 |  | 346 | 189.2116 | 70.3788 | 114.1729 | 189.6596 | 6.9507 | 57.4332 | 161.6443 | 163.8157 | 9.5423 | 506 |  | 346 | 169.7773 | 60.8406 | 102.5276 | 178.9344 | 6.9507 | 51.1721 | 146.3085 | 95.0381 | 9.5423 | 534 |  | 346 | 161.7148 | 63.1292 | 103.6871 | 176.9283 | 6.9507 | 55.1532 | 146.8067 | 33.2249 | 9.5423 | 315
| 347 | 200.0044 | 83.7194 | 118.5091 | 195.496 | 6.9507 | 58.3497 | 131.2808 | 344.9119 | 9.5423 | 606 |  | 347 | 187.5627 | 69.0883 | 113.2936 | 189.333 | 6.9507 | 57.4 | 160.6216 | 162.4255 | 9.5423 | 507 |  | 347 | 168.0742 | 59.8525 | 101.7846 | 178.5822 | 6.9507 | 51.1411 | 145.4008 | 94.1681 | 9.5423 | 535 |  | 347 | 160.1017 | 62.1478 | 102.9104 | 176.5823 | 6.9507 | 55.118 | 145.9061 | 32.8392 | 9.5423 | 315
| 348 | 197.4783 | 82.7213 | 118.0118 | 195.1656 | 6.9507 | 58.321 | 130.4187 | 341.4551 | 9.5423 | 606 |  | 348 | 184.9391 | 68.4151 | 112.7716 | 189.0064 | 6.9507 | 57.3661 | 159.5618 | 160.9838 | 9.5423 | 507 |  | 348 | 165.7048 | 59.3164 | 101.2558 | 178.2299 | 6.9507 | 51.1091 | 144.4594 | 93.2564 | 9.5423 | 536 |  | 348 | 157.6706 | 61.694 | 102.4241 | 176.2363 | 6.9507 | 55.0818 | 144.9715 | 32.431 | 9.5423 | 315
| 349 | 194.7724 | 82.0182 | 117.3994 | 194.8351 | 6.9507 | 58.2917 | 129.5281 | 337.8806 | 9.5423 | 606 |  | 349 | 182.3309 | 67.89 | 112.086 | 188.6799 | 6.9507 | 57.3313 | 158.4644 | 159.4896 | 9.5423 | 508 |  | 349 | 163.4081 | 58.7573 | 100.6775 | 177.8776 | 6.9507 | 51.0762 | 143.4835 | 92.3019 | 9.5423 | 536 |  | 349 | 155.4384 | 61.0909 | 101.8882 | 175.8902 | 6.9507 | 55.0445 | 144.0022 | 31.9997 | 9.5423 | 315
| 350 | 191.9919 | 81.2539 | 116.9228 | 194.5047 | 6.9507 | 58.2618 | 128.6087 | 334.1864 | 9.5423 | 606 |  | 350 | 179.5488 | 67.338 | 111.6013 | 188.3533 | 6.9507 | 57.2956 | 157.3286 | 157.942 | 9.5423 | 508 |  | 350 | 161.1647 | 58.0876 | 100.1565 | 177.5253 | 6.9507 | 51.0423 | 142.4726 | 91.3037 | 9.5423 | 537 |  | 350 | 153.236 | 60.3646 | 101.4457 | 175.5442 | 6.9507 | 55.0062 | 142.9976 | 31.5445 | 9.5423 | 315
| 351 | 189.3952 | 80.2534 | 116.4985 | 194.1743 | 6.9507 | 58.2314 | 127.66 | 330.3706 | 9.5423 | 606 |  | 351 | 177.0142 | 66.4183 | 111.2367 | 188.0267 | 6.9507 | 57.2591 | 156.1538 | 156.3398 | 9.5423 | 508 |  | 351 | 158.5983 | 57.5071 | 99.8691 | 177.1731 | 6.9507 | 51.0074 | 141.4261 | 90.2607 | 9.5423 | 537 |  | 351 | 150.8489 | 59.7584 | 101.0679 | 175.1981 | 6.9507 | 54.9666 | 141.9571 | 31.065 | 9.5423 | 315
| 352 | 187.2013 | 79.0173 | 115.9063 | 193.8448 | 6.9507 | 58.2003 | 126.6814 | 326.4311 | 9.5423 | 606 |  | 352 | 174.6402 | 65.5426 | 110.6669 | 187.701 | 6.9507 | 57.2216 | 154.9394 | 154.6821 | 9.5423 | 508 |  | 352 | 156.5434 | 56.5389 | 99.4581 | 176.8208 | 6.9507 | 50.9715 | 140.3434 | 89.1721 | 9.5423 | 538 |  | 352 | 148.7398 | 58.8556 | 100.7184 | 174.8422 | 6.9507 | 54.926 | 140.8801 | 30.5606 | 9.5423 | 315
| 353 | 184.8766 | 77.6951 | 115.5276 | 193.5184 | 6.9507 | 58.1686 | 125.6725 | 322.366 | 9.5423 | 606 |  | 353 | 171.8313 | 64.9019 | 110.2937 | 187.3784 | 6.9507 | 57.1833 | 153.6847 | 152.9679 | 9.5423 | 508 |  | 353 | 154.1336 | 55.9618 | 99.0643 | 176.415 | 6.9507 | 50.9346 | 139.2239 | 88.0369 | 9.5423 | 538 |  | 353 | 146.4719 | 58.2691 | 100.257 | 174.4409 | 6.9507 | 54.8841 | 139.7659 | 30.0305 | 9.5423 | 315
| 354 | 182.95 | 76.0652 | 115.0586 | 193.1921 | 6.9507 | 58.1363 | 124.6328 | 318.1732 | 9.5423 | 606 |  | 354 | 169.4787 | 63.968 | 109.7656 | 187.0475 | 6.9507 | 57.144 | 152.3891 | 151.1961 | 9.5423 | 508 |  | 354 | 152.161 | 55.0006 | 98.6186 | 176.0081 | 6.9507 | 50.8966 | 138.0669 | 86.854 | 9.5423 | 539 |  | 354 | 144.6163 | 57.1981 | 99.8677 | 174.0395 | 6.9507 | 54.841 | 138.614 | 29.4742 | 9.5423 | 315
| 355 | 180.3443 | 75.2398 | 114.5224 | 192.8076 | 6.9507 | 58.1032 | 123.5618 | 313.8569 | 9.5423 | 606 |  | 355 | 167.3626 | 62.7824 | 109.3041 | 186.6655 | 6.9507 | 57.1038 | 151.0518 | 149.3857 | 9.5423 | 509 |  | 355 | 149.9778 | 54.2226 | 98.2001 | 175.6013 | 6.9507 | 50.8575 | 136.8719 | 85.657 | 9.5423 | 539 |  | 355 | 142.5175 | 56.3986 | 99.45 | 173.6382 | 6.9507 | 54.7967 | 137.4238 | 28.9209 | 9.5423 | 315
| 356 | 177.7035 | 74.4618 | 113.9767 | 192.4201 | 6.9507 | 58.0709 | 122.4591 | 309.4303 | 9.5423 | 606 |  | 356 | 164.8105 | 62.0381 | 108.8369 | 186.2836 | 6.9507 | 57.0626 | 149.6723 | 147.5711 | 9.5423 | 509 |  | 356 | 147.6706 | 53.5852 | 97.7281 | 175.2313 | 6.9507 | 50.8173 | 135.6383 | 84.4537 | 9.5423 | 539 |  | 356 | 140.3283 | 55.8114 | 98.9103 | 173.2371 | 6.9507 | 54.7512 | 136.1945 | 28.376 | 9.5423 | 315
| 357 | 175.2755 | 73.5054 | 113.3505 | 192.0789 | 6.9507 | 58.04 | 121.3242 | 304.8719 | 9.5423 | 606 |  | 357 | 162.4635 | 61.2858 | 108.1267 | 185.9477 | 6.9507 | 57.0204 | 148.2499 | 145.7012 | 9.5423 | 509 |  | 357 | 145.6312 | 52.927 | 96.9949 | 174.8758 | 6.9507 | 50.7759 | 134.3654 | 83.205 | 9.5423 | 540 |  | 357 | 138.3978 | 55.1163 | 98.2061 | 172.8497 | 6.9507 | 54.7043 | 134.9257 | 27.8075 | 9.5423 | 316
| 358 | 172.6942 | 72.7446 | 112.669 | 191.7507 | 6.9507 | 58.0086 | 120.1565 | 300.1799 | 9.5423 | 606 |  | 358 | 159.9592 | 60.6686 | 107.4274 | 185.6232 | 6.9507 | 56.9772 | 146.7839 | 143.7749 | 9.5423 | 509 |  | 358 | 143.4112 | 52.2684 | 96.4426 | 174.5203 | 6.9507 | 50.7334 | 133.0526 | 81.9102 | 9.5423 | 540 |  | 358 | 136.2015 | 54.5259 | 97.623 | 172.5023 | 6.9507 | 54.6562 | 133.6166 | 27.2164 | 9.5423 | 316
| 359 | 170.3478 | 72.0095 | 111.7269 | 191.4224 | 6.9507 | 57.9767 | 118.9556 | 295.3581 | 9.5423 | 606 |  | 359 | 157.6225 | 59.9982 | 106.6136 | 185.2986 | 6.9507 | 56.9329 | 145.2737 | 141.7914 | 9.5423 | 509 |  | 359 | 141.3092 | 51.6631 | 95.719 | 174.1647 | 6.9507 | 50.6897 | 131.6994 | 80.5692 | 9.5423 | 540 |  | 359 | 134.2875 | 53.8208 | 96.8723 | 172.1549 | 6.9507 | 54.6067 | 132.2667 | 26.6013 | 9.5423 | 316
| 360 | 168.3912 | 70.8016 | 110.8679 | 191.0941 | 6.9507 | 57.9444 | 117.7211 | 290.4 | 9.5423 | 606 |  | 360 | 155.4925 | 59.2149 | 105.7061 | 184.9741 | 6.9507 | 56.8877 | 143.7187 | 139.7516 | 9.5423 | 509 |  | 360 | 139.3325 | 50.9774 | 94.9499 | 173.8097 | 6.9507 | 50.6448 | 130.3051 | 79.1813 | 9.5423 | 540 |  | 360 | 132.3318 | 53.142 | 96.137 | 171.8075 | 6.9507 | 54.5559 | 130.8754 | 25.9695 | 9.5423 | 316
| 361 | 166.0045 | 69.9083 | 110.1242 | 190.7659 | 6.9507 | 57.9115 | 116.4525 | 285.3027 | 9.5423 | 606 |  | 361 | 153.2744 | 58.3919 | 104.9264 | 184.6496 | 6.9507 | 56.8413 | 142.1181 | 137.653 | 9.5423 | 509 |  | 361 | 137.3739 | 50.2242 | 94.2278 | 173.4572 | 6.9507 | 50.5987 | 128.8691 | 77.7517 | 9.5423 | 540 |  | 361 | 130.3841 | 52.3781 | 95.4787 | 171.4601 | 6.9507 | 54.5037 | 129.4421 | 25.3348 | 9.5423 | 316
| 362 | 163.5888 | 68.6067 | 109.818 | 190.4376 | 6.9507 | 57.8782 | 115.1492 | 280.0642 | 9.5423 | 606 |  | 362 | 150.6116 | 57.5799 | 104.5802 | 184.325 | 6.9507 | 56.7939 | 140.4713 | 135.5048 | 9.5423 | 509 |  | 362 | 135.0296 | 49.462 | 93.9003 | 173.1046 | 6.9507 | 50.5514 | 127.3909 | 76.28 | 9.5423 | 541 |  | 362 | 127.987 | 51.6909 | 95.1933 | 171.1127 | 6.9507 | 54.4501 | 127.9661 | 24.6848 | 9.5423 | 316
| 363 | 160.7988 | 67.8522 | 109.3388 | 190.1094 | 6.9507 | 57.8444 | 113.8108 | 274.6826 | 9.5423 | 606 |  | 363 | 147.7965 | 56.9597 | 104.1948 | 184.0005 | 6.9507 | 56.7453 | 138.7777 | 133.2977 | 9.5423 | 509 |  | 363 | 132.4888 | 48.937 | 93.5322 | 172.7521 | 6.9507 | 50.5027 | 125.8697 | 74.7962 | 9.5423 | 541 |  | 363 | 125.5028 | 51.1625 | 94.836 | 170.7654 | 6.9507 | 54.395 | 126.4467 | 24.0121 | 9.5423 | 316
| 364 | 157.8264 | 67.1772 | 108.9627 | 189.7811 | 6.9507 | 57.81 | 112.4367 | 269.156 | 9.5423 | 606 |  | 364 | 145.1011 | 56.2094 | 103.8196 | 183.676 | 6.9507 | 56.6957 | 137.0367 | 131.0295 | 9.5423 | 509 |  | 364 | 130.061 | 48.2348 | 93.2283 | 172.3996 | 6.9507 | 50.4528 | 124.3051 | 73.2855 | 9.5423 | 541 |  | 364 | 123.1025 | 50.4822 | 94.5467 | 170.418 | 6.9507 | 54.3385 | 124.8835 | 23.3283 | 9.5423 | 316
| 365 | 155.1702 | 66.1806 | 108.5919 | 189.4528 | 6.9507 | 57.7751 | 111.0267 | 263.4824 | 9.5423 | 606 |  | 365 | 142.3543 | 55.5222 | 103.4327 | 183.3514 | 6.9507 | 56.6449 | 135.2474 | 128.6992 | 9.5423 | 509 |  | 365 | 127.5987 | 47.605 | 92.8864 | 172.047 | 6.9507 | 50.4016 | 122.6963 | 71.7431 | 9.5423 | 541 |  | 365 | 120.7124 | 49.8339 | 94.2154 | 170.0706 | 6.9507 | 54.2806 | 123.2758 | 22.6409 | 9.5423 | 316

## 2030-2031 Severe Load Curve
A5.1Y - 2030/31 Load curve (1-in-50) - Steady Progression | [11 empty] | A5.1Z - 2030/31 Load curve (1-in-50) - System Transformation | [11 empty] | A5.1AA - 2030/31 Load curve (1-in-50) - Consumer Transformation | [11 empty] | A5.1AB - 2030/31 Load curve (1-in-50) - Leading the Way
Source: National Grid | [11 empty] | Source: National Grid | [11 empty] | Source: National Grid | [11 empty] | Source: National Grid
| Day number | NDM 0 - 73.2 MWh | NDM 73.2-732 MWh | NDM > 732 MWh | Total DM | LDZ Shrinkage | NTS Industrial | Exports to Ireland | NTS Power | NTS Shrinkage | IUK |  | Day number | NDM 0 - 73.2 MWh | NDM 73.2-732 MWh | NDM > 732 MWh | Total DM | LDZ Shrinkage | NTS Industrial | Exports to Ireland | NTS Power | NTS Shrinkage | IUK |  | Day number | NDM 0 - 73.2 MWh | NDM 73.2-732 MWh | NDM > 732 MWh | Total DM | LDZ Shrinkage | NTS Industrial | Exports to Ireland | NTS Power | NTS Shrinkage | IUK |  | Day number | NDM 0 - 73.2 MWh | NDM 73.2-732 MWh | NDM > 732 MWh | Total DM | LDZ Shrinkage | NTS Industrial | Exports to Ireland | NTS Power | NTS Shrinkage | IUK
| 1 | 3111.209 | 580.9056 | 502.7625 | 360.0549 | 6.463 | 83.3197 | 307.097 | 390.3049 | 8.4663 | 0 |  | 1 | 2878.9398 | 448.3888 | 454.2812 | 338.8269 | 6.463 | 130.4443 | 339.8992 | 230.7724 | 8.4663 | 0 |  | 1 | 2237.3333 | 339.3707 | 373.4567 | 339.046 | 6.463 | 67.4959 | 342.6779 | 238.4182 | 8.4663 | 0 |  | 1 | 2261.182 | 350.3577 | 369.416 | 318.5634 | 6.463 | 70.713 | 323.1939 | 118.3142 | 8.4663 | 0
| 2 | 3031.8655 | 569.8341 | 494.5187 | 349.6988 | 6.463 | 83.0846 | 305.4722 | 388.6579 | 8.4663 | 0 |  | 2 | 2804.1723 | 438.117 | 447.2759 | 329.3675 | 6.463 | 129.7305 | 338.0756 | 230.2651 | 8.4663 | 0 |  | 2 | 2178.8781 | 331.8145 | 367.6718 | 329.6772 | 6.463 | 67.3053 | 340.9691 | 237.7729 | 8.4663 | 0 |  | 2 | 2204.225 | 342.5515 | 362.3665 | 309.2974 | 6.463 | 70.5334 | 321.6675 | 118.0949 | 8.4663 | 0
| 3 | 2963.0962 | 558.5064 | 482.7944 | 340.5076 | 6.463 | 82.8537 | 303.8635 | 387.0308 | 8.4663 | 0 |  | 3 | 2736.7587 | 430.0275 | 438.0451 | 320.374 | 6.463 | 129.0414 | 336.2705 | 229.7564 | 8.4663 | 0 |  | 3 | 2125.9001 | 325.703 | 360.8294 | 320.6588 | 6.463 | 67.1179 | 339.2745 | 237.1294 | 8.4663 | 0 |  | 3 | 2147.5417 | 337.1079 | 357.3592 | 301.0353 | 6.463 | 70.3568 | 320.1526 | 117.8763 | 8.4663 | 0
| 4 | 2896.2673 | 547.9031 | 475.1333 | 332.2415 | 6.463 | 82.6268 | 302.2708 | 385.4234 | 8.4663 | 0 |  | 4 | 2676.1931 | 421.1412 | 428.9934 | 312.5683 | 6.463 | 128.3765 | 334.4837 | 229.2465 | 8.4663 | 0 |  | 4 | 2079.4577 | 319.1325 | 352.6615 | 312.8188 | 6.463 | 66.9338 | 337.594 | 236.4875 | 8.4663 | 0 |  | 4 | 2098.6419 | 330.7846 | 350.125 | 293.5387 | 6.463 | 70.1832 | 318.6493 | 117.6586 | 8.4663 | 0
| 5 | 2833.745 | 538.8667 | 467.662 | 325.2155 | 6.463 | 82.4039 | 300.694 | 383.8355 | 8.4663 | 0 |  | 5 | 2616.9633 | 415.0343 | 422.0076 | 305.6402 | 6.463 | 127.7355 | 332.7151 | 228.7354 | 8.4663 | 0 |  | 5 | 2032.4653 | 314.7958 | 347.651 | 305.7823 | 6.463 | 66.7528 | 335.9275 | 235.8472 | 8.4663 | 0 |  | 5 | 2046.7073 | 327.6001 | 346.9382 | 287.0931 | 6.463 | 70.0125 | 317.1574 | 117.4416 | 8.4663 | 0
| 6 | 2776.0044 | 530.4478 | 461.1072 | 318.8283 | 6.463 | 82.185 | 299.1331 | 382.2669 | 8.4663 | 0 |  | 6 | 2561.23 | 407.7659 | 417.9017 | 300.1975 | 6.463 | 127.1179 | 330.9647 | 228.2232 | 8.4663 | 0 |  | 6 | 1989.9297 | 309.4328 | 343.4108 | 299.905 | 6.463 | 66.5749 | 334.2751 | 235.2087 | 8.4663 | 0 |  | 6 | 2003.7331 | 321.5468 | 341.8229 | 281.4466 | 6.463 | 69.8446 | 315.6769 | 117.2255 | 8.4663 | 0
| 7 | 2722.0474 | 523.1229 | 455.3428 | 313.378 | 6.463 | 81.9701 | 297.5879 | 380.7173 | 8.4663 | 0 |  | 7 | 2511.4211 | 402.4445 | 412.5949 | 294.4257 | 6.463 | 126.5233 | 329.2322 | 227.71 | 8.4663 | 0 |  | 7 | 1951.4464 | 305.2916 | 339.3066 | 293.6925 | 6.463 | 66.4002 | 332.6367 | 234.5719 | 8.4663 | 0 |  | 7 | 1958.1299 | 318.6946 | 339.8419 | 276.8156 | 6.463 | 69.6796 | 314.2079 | 117.0101 | 8.4663 | 0
| 8 | 2671.2959 | 517.2595 | 450.9734 | 308.1213 | 6.463 | 81.759 | 296.0584 | 379.1866 | 8.4663 | 0 |  | 8 | 2465.7111 | 396.8333 | 407.929 | 290.1866 | 6.463 | 125.9515 | 327.5177 | 227.1958 | 8.4663 | 0 |  | 8 | 1914.7038 | 301.5108 | 335.9235 | 289.4481 | 6.463 | 66.2285 | 331.0122 | 233.9369 | 8.4663 | 0 |  | 8 | 1922.944 | 312.6137 | 334.5346 | 272.8044 | 6.463 | 69.5174 | 312.7503 | 116.7954 | 8.4663 | 0
| 9 | 2624.0373 | 512.0931 | 446.9189 | 304.2661 | 6.463 | 81.5517 | 294.5445 | 377.6746 | 8.4663 | 0 |  | 9 | 2424.1763 | 391.6071 | 403.644 | 286.6303 | 6.463 | 125.4019 | 325.8209 | 226.6808 | 8.4663 | 0 |  | 9 | 1881.4787 | 298.2775 | 332.7896 | 285.3945 | 6.463 | 66.0598 | 329.4015 | 233.3037 | 8.4663 | 0 |  | 9 | 1887.4805 | 308.6146 | 330.5659 | 269.8923 | 6.463 | 69.358 | 311.304 | 116.5815 | 8.4663 | 0
| 10 | 2583.4193 | 505.4163 | 442.6694 | 301.0326 | 6.463 | 81.3482 | 293.0461 | 376.1811 | 8.4663 | 0 |  | 10 | 2386.0028 | 387.8193 | 399.8872 | 283.0109 | 6.463 | 124.8743 | 324.1419 | 226.1649 | 8.4663 | 0 |  | 10 | 1853.3279 | 294.929 | 328.8483 | 281.4096 | 6.463 | 65.8941 | 327.8048 | 232.6722 | 8.4663 | 0 |  | 10 | 1853.0527 | 305.9696 | 327.3633 | 267.8258 | 6.463 | 69.2013 | 309.8691 | 116.3683 | 8.4663 | 0
| 11 | 2547.3559 | 499.0744 | 438.099 | 298.4383 | 6.463 | 81.1484 | 291.563 | 374.7057 | 8.4663 | 0 |  | 11 | 2350.6009 | 383.9898 | 397.2658 | 280.4326 | 6.463 | 124.3682 | 322.4805 | 225.6483 | 8.4663 | 0 |  | 11 | 1825.9736 | 292.4439 | 326.2356 | 278.3716 | 6.463 | 65.7313 | 326.2218 | 232.0426 | 8.4663 | 0 |  | 11 | 1822.1717 | 303.0195 | 324.8203 | 265.6198 | 6.463 | 69.0473 | 308.4456 | 116.1557 | 8.4663 | 0
| 12 | 2514.6119 | 493.4639 | 433.9288 | 296.251 | 6.463 | 80.9523 | 290.0953 | 373.2484 | 8.4663 | 0 |  | 12 | 2317.8021 | 381.0439 | 394.625 | 278.9344 | 6.463 | 123.8832 | 320.8366 | 225.131 | 8.4663 | 0 |  | 12 | 1802.019 | 289.4129 | 323.4956 | 276.2577 | 6.463 | 65.5714 | 324.6526 | 231.4149 | 8.4663 | 0 |  | 12 | 1793.8975 | 300.6633 | 322.7048 | 263.3071 | 6.463 | 68.896 | 307.0334 | 115.9439 | 8.4663 | 0
| 13 | 2483.9881 | 488.9155 | 430.4892 | 294.6598 | 6.463 | 80.7598 | 288.6428 | 371.809 | 8.4663 | 0 |  | 13 | 2291.2257 | 376.9003 | 391.023 | 277.5612 | 6.463 | 123.419 | 319.2101 | 224.6132 | 8.4663 | 0 |  | 13 | 1780.9916 | 286.3387 | 320.7371 | 274.644 | 6.463 | 65.4144 | 323.0971 | 230.789 | 8.4663 | 0 |  | 13 | 1769.5171 | 297.4464 | 319.5528 | 262.2791 | 6.463 | 68.7473 | 305.6324 | 115.7326 | 8.4663 | 0
| 14 | 2455.7628 | 484.6578 | 427.4585 | 294.13 | 6.463 | 80.5709 | 287.2054 | 370.3872 | 8.4663 | 0 |  | 14 | 2265.6313 | 374.0178 | 388.6865 | 276.5093 | 6.463 | 122.9751 | 317.6008 | 224.0948 | 8.4663 | 0 |  | 14 | 1759.815 | 285.1806 | 319.2002 | 273.1228 | 6.463 | 65.2602 | 321.5552 | 230.165 | 8.4663 | 0 |  | 14 | 1746.6646 | 295.1592 | 317.5188 | 260.7168 | 6.463 | 68.6012 | 304.2428 | 115.5221 | 8.4663 | 0
| 15 | 2430.5369 | 481.4692 | 424.2337 | 293.5364 | 6.463 | 80.3854 | 285.783 | 368.9827 | 8.4663 | 0 |  | 15 | 2244.5009 | 370.8636 | 385.2775 | 275.8086 | 6.463 | 122.5512 | 316.0088 | 223.5759 | 8.4663 | 0 |  | 15 | 1742.6348 | 282.7734 | 317.2788 | 272.0346 | 6.463 | 65.1088 | 320.027 | 229.543 | 8.4663 | 0 |  | 15 | 1726.2338 | 292.6002 | 315.5995 | 259.691 | 6.463 | 68.4577 | 302.8644 | 115.3121 | 8.4663 | 0
| 16 | 2409.1131 | 477.4076 | 421.4232 | 293.0599 | 6.463 | 80.2035 | 284.3756 | 367.5955 | 8.4663 | 0 |  | 16 | 2225.4216 | 367.5707 | 382.9472 | 275.2291 | 6.463 | 122.1469 | 314.4339 | 223.0567 | 8.4663 | 0 |  | 16 | 1727.3056 | 280.6363 | 315.4564 | 271.2372 | 6.463 | 64.9601 | 318.5124 | 228.9229 | 8.4663 | 0 |  | 16 | 1706.3015 | 291.3442 | 314.5728 | 258.5322 | 6.463 | 68.3167 | 301.4972 | 115.1027 | 8.4663 | 0
| 17 | 2390.2363 | 473.4169 | 418.8579 | 292.8321 | 6.463 | 80.0249 | 282.9831 | 366.2253 | 8.4663 | 0 |  | 17 | 2207.1964 | 365.4757 | 381.068 | 274.8998 | 6.463 | 121.7618 | 312.876 | 222.5371 | 8.4663 | 0 |  | 17 | 1714.8806 | 278.0816 | 313.2152 | 270.5981 | 6.463 | 64.8142 | 317.0113 | 228.3048 | 8.4663 | 0 |  | 17 | 1689.0165 | 289.6507 | 313.1153 | 257.9154 | 6.463 | 68.1782 | 300.1412 | 114.8939 | 8.4663 | 0
| 18 | 2371.5974 | 471.5608 | 416.9429 | 292.3437 | 6.463 | 79.8497 | 281.6054 | 364.8719 | 8.4663 | 0 |  | 18 | 2190.5518 | 364.3046 | 379.607 | 274.0425 | 6.463 | 121.3955 | 311.3349 | 222.0174 | 8.4663 | 0 |  | 18 | 1702.4759 | 276.6994 | 312.1927 | 269.4889 | 6.463 | 64.6709 | 315.5237 | 227.6887 | 8.4663 | 0 |  | 18 | 1671.4104 | 288.9543 | 312.5012 | 257.86 | 6.463 | 68.0421 | 298.7964 | 114.6856 | 8.4663 | 0
| 19 | 2355.0488 | 469.5194 | 415.4652 | 291.9258 | 6.463 | 79.6779 | 280.2423 | 363.5351 | 8.4663 | 0 |  | 19 | 2177.2755 | 361.7381 | 377.7879 | 273.606 | 6.463 | 121.0477 | 309.8107 | 221.4974 | 8.4663 | 0 |  | 19 | 1690.6561 | 276.1075 | 311.3812 | 268.4499 | 6.463 | 64.5302 | 314.0495 | 227.0747 | 8.4663 | 0 |  | 19 | 1655.4629 | 288.3269 | 311.8123 | 257.9923 | 6.463 | 67.9085 | 297.4628 | 114.4779 | 8.4663 | 0
| 20 | 2340.7155 | 468.0678 | 413.8671 | 290.887 | 6.463 | 79.5093 | 278.8939 | 362.2146 | 8.4663 | 0 |  | 20 | 2163.0718 | 360.262 | 376.7647 | 273.8879 | 6.463 | 120.7179 | 308.3031 | 220.9774 | 8.4663 | 0 |  | 20 | 1680.5393 | 274.8107 | 310.1537 | 268.2001 | 6.463 | 64.3922 | 312.5888 | 226.4626 | 8.4663 | 0 |  | 20 | 1641.1527 | 288.0309 | 310.7248 | 258.1552 | 6.463 | 67.7773 | 296.1403 | 114.2706 | 8.4663 | 0
| 21 | 2328.2005 | 466.037 | 411.7507 | 290.8413 | 6.463 | 79.3439 | 277.56 | 360.9103 | 8.4663 | 0 |  | 21 | 2149.1962 | 359.2398 | 376.295 | 274.1525 | 6.463 | 120.4058 | 306.8121 | 220.4573 | 8.4663 | 0 |  | 21 | 1670.6731 | 274.0501 | 308.9844 | 268.192 | 6.463 | 64.2567 | 311.1414 | 225.8527 | 8.4663 | 0 |  | 21 | 1628.6337 | 286.8468 | 310.1168 | 258.296 | 6.463 | 67.6484 | 294.829 | 114.0639 | 8.4663 | 0
| 22 | 2317.2161 | 463.4773 | 409.6881 | 291.1052 | 6.463 | 79.1816 | 276.2404 | 359.622 | 8.4663 | 0 |  | 22 | 2138.3579 | 357.3941 | 374.8752 | 274.1127 | 6.463 | 120.1109 | 305.3376 | 219.9373 | 8.4663 | 0 |  | 22 | 1662.0188 | 272.5695 | 308.134 | 268.1749 | 6.463 | 64.1237 | 309.7073 | 225.2448 | 8.4663 | 0 |  | 22 | 1618.0182 | 286.061 | 308.7621 | 258.0019 | 6.463 | 67.5218 | 293.5287 | 113.8577 | 8.4663 | 0
| 23 | 2305.5675 | 461.862 | 408.4847 | 291.2452 | 6.463 | 79.0225 | 274.9353 | 358.3495 | 8.4663 | 0 |  | 23 | 2128.406 | 356.0298 | 373.1575 | 273.6036 | 6.463 | 119.8329 | 303.8795 | 219.4174 | 8.4663 | 0 |  | 23 | 1653.9919 | 271.1433 | 307.168 | 268.1084 | 6.463 | 63.9932 | 308.2865 | 224.6391 | 8.4663 | 0 |  | 23 | 1607.3327 | 285.8108 | 308.4937 | 257.0364 | 6.463 | 67.3976 | 292.2395 | 113.6519 | 8.4663 | 0
| 24 | 2296.9094 | 458.3377 | 407.0498 | 291.2013 | 6.463 | 78.8664 | 273.6443 | 357.0924 | 8.4663 | 0 |  | 24 | 2117.7628 | 354.6336 | 372.245 | 273.2543 | 6.463 | 119.5715 | 302.4377 | 218.8977 | 8.4663 | 0 |  | 24 | 1646.2347 | 269.9186 | 306.0107 | 267.9939 | 6.463 | 63.8652 | 306.8789 | 224.0355 | 8.4663 | 0 |  | 24 | 1597.9091 | 285.4117 | 308.0181 | 255.805 | 6.463 | 67.2756 | 290.9614 | 113.4465 | 8.4663 | 0
| 25 | 2286.3942 | 456.8392 | 406.0067 | 290.9139 | 6.463 | 78.7134 | 272.3676 | 355.8508 | 8.4663 | 0 |  | 25 | 2108.356 | 353.0118 | 370.635 | 272.4748 | 6.463 | 119.3261 | 301.0121 | 218.3782 | 8.4663 | 0 |  | 25 | 1639.1382 | 268.2255 | 304.8094 | 267.6782 | 6.463 | 63.7396 | 305.4845 | 223.4341 | 8.4663 | 0 |  | 25 | 1589.1173 | 284.3624 | 307.3528 | 255.1819 | 6.463 | 67.1558 | 289.6943 | 113.2416 | 8.4663 | 0
| 26 | 2275.6757 | 455.7556 | 405.0229 | 290.323 | 6.463 | 78.5633 | 271.1049 | 354.6242 | 8.4663 | 0 |  | 26 | 2098.4917 | 351.2063 | 369.5774 | 271.3083 | 6.463 | 119.0965 | 299.6025 | 217.8591 | 8.4663 | 0 |  | 26 | 1630.7531 | 267.6198 | 303.7821 | 267.0519 | 6.463 | 63.6163 | 304.1032 | 222.8349 | 8.4663 | 0 |  | 26 | 1580.8021 | 283.2006 | 306.7383 | 254.3037 | 6.463 | 67.0382 | 288.4382 | 113.0371 | 8.4663 | 0
| 27 | 2266.2073 | 453.7922 | 403.6172 | 289.402 | 6.463 | 78.4161 | 269.8562 | 353.4126 | 8.4663 | 0 |  | 27 | 2087.1702 | 350.3257 | 368.2347 | 270.1246 | 6.463 | 118.8822 | 298.2089 | 217.3404 | 8.4663 | 0 |  | 27 | 1621.6641 | 266.9339 | 302.7825 | 266.5592 | 6.463 | 63.4953 | 302.735 | 222.2379 | 8.4663 | 0 |  | 27 | 1572.3663 | 282.5015 | 305.8319 | 253.295 | 6.463 | 66.9227 | 287.193 | 112.833 | 8.4663 | 0
| 28 | 2256.6916 | 451.4963 | 401.8309 | 288.5102 | 6.463 | 78.2717 | 268.6214 | 352.2157 | 8.4663 | 0 |  | 28 | 2075.6902 | 348.4643 | 366.6958 | 269.3477 | 6.463 | 118.6829 | 296.8312 | 216.8222 | 8.4663 | 0 |  | 28 | 1612.5208 | 265.8723 | 301.231 | 266.21 | 6.463 | 63.3767 | 301.3798 | 221.6431 | 8.4663 | 0 |  | 28 | 1563.917 | 281.4181 | 305.0821 | 252.2072 | 6.463 | 66.8094 | 285.9589 | 112.6292 | 8.4663 | 0
| 29 | 2245.4981 | 449.9164 | 399.7207 | 287.8235 | 6.463 | 78.1302 | 267.4003 | 351.0333 | 8.4663 | 0 |  | 29 | 2063.8901 | 347.1642 | 364.7142 | 268.6764 | 6.463 | 118.4981 | 295.4692 | 216.3045 | 8.4663 | 0 |  | 29 | 1602.9279 | 264.5801 | 300.1608 | 265.8423 | 6.463 | 63.2603 | 300.0377 | 221.0506 | 8.4663 | 0 |  | 29 | 1555.2256 | 279.929 | 304.091 | 251.4794 | 6.463 | 66.6981 | 284.7357 | 112.4257 | 8.4663 | 0
| 30 | 2234.8017 | 447.0922 | 397.616 | 287.0608 | 6.463 | 77.9914 | 266.193 | 349.8652 | 8.4663 | 0 |  | 30 | 2053.5 | 345.2002 | 363.0087 | 267.9856 | 6.463 | 118.3276 | 294.1229 | 215.7874 | 8.4663 | 0 |  | 30 | 1594.4205 | 263.1123 | 298.4857 | 265.3507 | 6.463 | 63.1461 | 298.7085 | 220.4604 | 8.4663 | 0 |  | 30 | 1546.3343 | 278.6519 | 302.8841 | 250.7844 | 6.463 | 66.5889 | 283.5234 | 112.2226 | 8.4663 | 0
| 31 | 2221.8203 | 445.6399 | 396.3098 | 286.4027 | 6.463 | 77.8554 | 264.9994 | 348.7112 | 8.4663 | 0 |  | 31 | 2043.1097 | 343.9028 | 361.6192 | 267.4133 | 6.463 | 118.1708 | 292.7922 | 215.2711 | 8.4663 | 0 |  | 31 | 1586.0433 | 262.265 | 296.8917 | 264.7385 | 6.463 | 63.0341 | 297.3923 | 219.8726 | 8.4663 | 0 |  | 31 | 1537.3852 | 277.4379 | 301.2966 | 250.4728 | 6.463 | 66.4816 | 282.322 | 112.0198 | 8.4663 | 0
| 32 | 2211.5802 | 443.286 | 394.3483 | 285.4597 | 6.463 | 77.7219 | 263.8193 | 347.5711 | 8.4663 | 0 |  | 32 | 2032.7241 | 342.8904 | 359.823 | 266.9582 | 6.463 | 118.0274 | 291.477 | 214.7555 | 8.4663 | 0 |  | 32 | 1578.42 | 260.7833 | 295.7545 | 263.5498 | 6.463 | 62.9242 | 296.0889 | 219.287 | 8.4663 | 0 |  | 32 | 1529.0679 | 276.082 | 299.9349 | 250.1827 | 6.463 | 66.3764 | 281.1315 | 111.8173 | 8.4663 | 0
| 33 | 2200.479 | 441.4197 | 393.3294 | 284.448 | 6.463 | 77.5911 | 262.6526 | 346.4447 | 8.4663 | 0 |  | 33 | 2022.2097 | 341.2321 | 358.9096 | 266.3949 | 6.463 | 117.8971 | 290.1771 | 214.2407 | 8.4663 | 0 |  | 33 | 1570.064 | 259.5591 | 294.6514 | 262.8023 | 6.463 | 62.8165 | 294.7983 | 218.7038 | 8.4663 | 0 |  | 33 | 1521.0575 | 274.843 | 298.2147 | 249.8274 | 6.463 | 66.2731 | 279.9519 | 111.6151 | 8.4663 | 0
| 34 | 2189.8544 | 439.3985 | 391.7349 | 283.6902 | 6.463 | 77.4628 | 261.4993 | 345.3317 | 8.4663 | 0 |  | 34 | 2011.5454 | 340.4773 | 357.8268 | 265.2475 | 6.463 | 117.7794 | 288.8925 | 213.7268 | 8.4663 | 0 |  | 34 | 1561.8672 | 258.5956 | 293.3923 | 261.7909 | 6.463 | 62.7108 | 293.5205 | 218.1231 | 8.4663 | 0 |  | 34 | 1512.6631 | 273.5975 | 296.796 | 249.5611 | 6.463 | 66.1717 | 278.783 | 111.4131 | 8.4663 | 0
| 35 | 2178.8408 | 437.6974 | 390.1085 | 283.0331 | 6.463 | 77.3371 | 260.3592 | 344.2321 | 8.4663 | 0 |  | 35 | 2000.9843 | 339.0051 | 356.406 | 264.6857 | 6.463 | 117.674 | 287.623 | 213.214 | 8.4663 | 0 |  | 35 | 1553.1863 | 257.6237 | 292.7345 | 260.862 | 6.463 | 62.6071 | 292.2554 | 217.5447 | 8.4663 | 0 |  | 35 | 1503.8373 | 272.4975 | 295.8914 | 249.0668 | 6.463 | 66.0722 | 277.625 | 111.2113 | 8.4663 | 0
| 36 | 2168.3315 | 435.4981 | 388.3332 | 282.5189 | 6.463 | 77.2138 | 259.2324 | 343.1454 | 8.4663 | 0 |  | 36 | 1990.5139 | 337.0212 | 355.0777 | 264.1448 | 6.463 | 117.5804 | 286.3686 | 212.7021 | 8.4663 | 0 |  | 36 | 1545.6972 | 256.2857 | 291.0911 | 260.2355 | 6.463 | 62.5054 | 291.0031 | 216.9688 | 8.4663 | 0 |  | 36 | 1495.064 | 271.3235 | 294.9062 | 248.6744 | 6.463 | 65.9745 | 276.4778 | 111.0098 | 8.4663 | 0
| 37 | 2156.8521 | 433.8402 | 386.6647 | 281.6976 | 6.463 | 77.0929 | 258.1186 | 342.0716 | 8.4663 | 0 |  | 37 | 1979.2727 | 335.8027 | 353.6607 | 263.698 | 6.463 | 117.4983 | 285.1292 | 212.1914 | 8.4663 | 0 |  | 37 | 1537.9122 | 254.8819 | 289.6178 | 259.8008 | 6.463 | 62.4056 | 289.7633 | 216.3953 | 8.4663 | 0 |  | 37 | 1486.2717 | 270.2004 | 293.8935 | 248.2777 | 6.463 | 65.8786 | 275.3413 | 110.8084 | 8.4663 | 0
| 38 | 2145.0367 | 432.1937 | 384.7366 | 281.246 | 6.463 | 76.9743 | 257.0179 | 341.0105 | 8.4663 | 0 |  | 38 | 1968.9579 | 333.8333 | 352.0773 | 263.2421 | 6.463 | 117.4273 | 283.9046 | 211.6819 | 8.4663 | 0 |  | 38 | 1529.5387 | 254.0194 | 288.1714 | 259.3862 | 6.463 | 62.3078 | 288.5362 | 215.8243 | 8.4663 | 0 |  | 38 | 1478.0534 | 268.6045 | 292.6487 | 248.0119 | 6.463 | 65.7845 | 274.2156 | 110.6072 | 8.4663 | 0
| 39 | 2132.7046 | 430.6147 | 383.1825 | 280.8694 | 6.463 | 76.858 | 255.9301 | 339.9618 | 8.4663 | 0 |  | 39 | 1958.7749 | 332.5648 | 349.6218 | 262.8256 | 6.463 | 117.367 | 282.6947 | 211.1737 | 8.4663 | 0 |  | 39 | 1521.6477 | 252.2849 | 287.1004 | 258.9857 | 6.463 | 62.2119 | 287.3216 | 215.2558 | 8.4663 | 0 |  | 39 | 1469.6058 | 267.101 | 291.5407 | 247.7461 | 6.463 | 65.6921 | 273.1006 | 110.4062 | 8.4663 | 0
| 40 | 2121.0864 | 428.0447 | 381.9394 | 280.4589 | 6.463 | 76.744 | 254.8551 | 338.9253 | 8.4663 | 0 |  | 40 | 1948.9234 | 330.9183 | 348.4379 | 262.4294 | 6.463 | 117.3171 | 281.4995 | 210.6667 | 8.4663 | 0 |  | 40 | 1513.9815 | 250.8098 | 286.4045 | 258.5844 | 6.463 | 62.1177 | 286.1196 | 214.6899 | 8.4663 | 0 |  | 40 | 1461.0509 | 266.021 | 290.1165 | 247.4803 | 6.463 | 65.6014 | 271.9964 | 110.2053 | 8.4663 | 0
| 41 | 2110.6379 | 424.6898 | 380.5684 | 280.0305 | 6.463 | 76.6322 | 253.7928 | 337.9009 | 8.4663 | 0 |  | 41 | 1939.9159 | 328.5946 | 347.2962 | 262.0567 | 6.463 | 117.277 | 280.3189 | 210.1612 | 8.4663 | 0 |  | 41 | 1507.2632 | 248.9828 | 285.3638 | 258.1425 | 6.463 | 62.0254 | 284.93 | 214.1265 | 8.4663 | 0 |  | 41 | 1452.6347 | 264.5828 | 288.8924 | 247.2339 | 6.463 | 65.5123 | 270.9027 | 110.0046 | 8.4663 | 0
| 42 | 2100.8017 | 422.8076 | 379.0455 | 279.617 | 6.463 | 76.5225 | 252.7432 | 336.8882 | 8.4663 | 0 |  | 42 | 1931.7618 | 326.2307 | 345.3768 | 261.6484 | 6.463 | 117.2465 | 279.1527 | 209.6572 | 8.4663 | 0 |  | 42 | 1500.6549 | 247.616 | 283.7762 | 257.6773 | 6.463 | 61.9348 | 283.7529 | 213.5657 | 8.4663 | 0 |  | 42 | 1444.1164 | 263.1783 | 287.7181 | 247.0061 | 6.463 | 65.4249 | 269.8198 | 109.8039 | 8.4663 | 0
| 43 | 2091.5392 | 420.3272 | 377.5473 | 279.2035 | 6.463 | 76.4149 | 251.7062 | 335.8872 | 8.4663 | 0 |  | 43 | 1923.2718 | 323.0946 | 344.6012 | 261.2044 | 6.463 | 117.2252 | 278.0009 | 209.1548 | 8.4663 | 0 |  | 43 | 1494.1609 | 245.5458 | 282.8917 | 257.098 | 6.463 | 61.846 | 282.5881 | 213.0075 | 8.4663 | 0 |  | 43 | 1435.7781 | 262.0777 | 286.5493 | 246.289 | 6.463 | 65.3391 | 268.7475 | 109.6033 | 8.4663 | 0
| 44 | 2083.1001 | 417.8685 | 375.2038 | 278.7901 | 6.463 | 76.3094 | 250.6817 | 334.8976 | 8.4663 | 0 |  | 44 | 1915.2122 | 320.8682 | 342.5525 | 260.6935 | 6.463 | 117.2127 | 276.8633 | 208.6539 | 8.4663 | 0 |  | 44 | 1487.1459 | 244.1608 | 281.7322 | 256.6296 | 6.463 | 61.7588 | 281.4356 | 212.452 | 8.4663 | 0 |  | 44 | 1428.1157 | 260.5754 | 285.0384 | 245.6397 | 6.463 | 65.2549 | 267.6858 | 109.4028 | 8.4663 | 0
| 45 | 2074.0815 | 415.2576 | 373.571 | 278.3978 | 6.463 | 76.2059 | 249.6695 | 333.9191 | 8.4663 | 0 |  | 45 | 1906.5173 | 319.0912 | 340.6323 | 260.24 | 6.463 | 117.2085 | 275.7398 | 208.1548 | 8.4663 | 0 |  | 45 | 1480.0268 | 243.0444 | 280.3491 | 256.2204 | 6.463 | 61.6733 | 280.2955 | 211.8991 | 8.4663 | 0 |  | 45 | 1420.403 | 258.9675 | 283.3903 | 245.2836 | 6.463 | 65.1721 | 266.6347 | 109.2023 | 8.4663 | 0
| 46 | 2064.771 | 412.6497 | 372.282 | 277.9505 | 6.463 | 76.1043 | 248.6697 | 332.9516 | 8.4663 | 0 |  | 46 | 1898.6881 | 316.2629 | 338.8792 | 259.8047 | 6.463 | 117.2124 | 274.6304 | 207.6574 | 8.4663 | 0 |  | 46 | 1472.6252 | 241.8289 | 279.3434 | 255.8152 | 6.463 | 61.5894 | 279.1676 | 211.3488 | 8.4663 | 0 |  | 46 | 1412.8397 | 257.2955 | 281.6724 | 244.9119 | 6.463 | 65.0909 | 265.5941 | 109.0018 | 8.4663 | 0
| 47 | 2054.6217 | 410.6595 | 371.2322 | 277.4851 | 6.463 | 76.0046 | 247.6821 | 331.9949 | 8.4663 | 0 |  | 47 | 1889.4506 | 314.8911 | 337.0782 | 259.3694 | 6.463 | 117.2239 | 273.5349 | 207.1618 | 8.4663 | 0 |  | 47 | 1466.0891 | 240.4177 | 277.6679 | 255.41 | 6.463 | 61.507 | 278.0519 | 210.8013 | 8.4663 | 0 |  | 47 | 1405.0345 | 255.4901 | 280.3348 | 244.5352 | 6.463 | 65.0111 | 264.5641 | 108.8013 | 8.4663 | 0
| 48 | 2043.9672 | 409.3585 | 369.9864 | 277.0316 | 6.463 | 75.9067 | 246.7065 | 331.0488 | 8.4663 | 0 |  | 48 | 1879.9053 | 313.0897 | 335.8344 | 259.1141 | 6.463 | 117.2426 | 272.4533 | 206.6682 | 8.4663 | 0 |  | 48 | 1458.7841 | 239.1445 | 276.4926 | 255.1357 | 6.463 | 61.4262 | 276.9484 | 210.2565 | 8.4663 | 0 |  | 48 | 1397.3316 | 253.5666 | 279.1358 | 244.0794 | 6.463 | 64.9328 | 263.5446 | 108.6009 | 8.4663 | 0
| 49 | 2034.3382 | 406.9056 | 368.8672 | 276.578 | 6.463 | 75.8107 | 245.7431 | 330.1131 | 8.4663 | 0 |  | 49 | 1869.2593 | 312.3924 | 334.6985 | 258.7476 | 6.463 | 117.2681 | 271.3854 | 206.1765 | 8.4663 | 0 |  | 49 | 1450.5887 | 238.0491 | 276.1115 | 254.7795 | 6.463 | 61.3469 | 275.8569 | 209.7145 | 8.4663 | 0 |  | 49 | 1391.2878 | 252.5736 | 277.371 | 243.7137 | 6.463 | 64.8558 | 262.5357 | 108.4003 | 8.4663 | 0
| 50 | 2025.4919 | 404.0379 | 367.1842 | 276.3204 | 6.463 | 75.7163 | 244.7915 | 329.1874 | 8.4663 | 0 |  | 50 | 1862.2657 | 309.2403 | 332.4118 | 258.3344 | 6.463 | 117.3002 | 270.3311 | 205.687 | 8.4663 | 0 |  | 50 | 1442.696 | 237.1313 | 275.32 | 254.3536 | 6.463 | 61.269 | 274.7776 | 209.1752 | 8.4663 | 0 |  | 50 | 1385.2369 | 250.7744 | 276.4474 | 243.3202 | 6.463 | 64.7802 | 261.5372 | 108.1998 | 8.4663 | 0
| 51 | 2017.1987 | 400.9945 | 365.2823 | 275.9042 | 6.463 | 75.6237 | 243.8519 | 328.2718 | 8.4663 | 0 |  | 51 | 1852.5107 | 307.754 | 331.172 | 257.9697 | 6.463 | 117.3382 | 269.2904 | 205.1995 | 8.4663 | 0 |  | 51 | 1436.7017 | 235.3906 | 273.3898 | 253.9909 | 6.463 | 61.1926 | 273.7102 | 208.6388 | 8.4663 | 0 |  | 51 | 1379.3845 | 249.043 | 275.4329 | 242.7513 | 6.463 | 64.7058 | 260.5492 | 107.9991 | 8.4663 | 0
| 52 | 2007.0146 | 399.6573 | 363.6325 | 275.4206 | 6.463 | 75.5327 | 242.924 | 327.3658 | 8.4663 | 0 |  | 52 | 1842.6756 | 306.133 | 330.2381 | 257.514 | 6.463 | 117.382 | 268.2631 | 204.7142 | 8.4663 | 0 |  | 52 | 1430.6471 | 234.07 | 271.1689 | 253.559 | 6.463 | 61.1175 | 272.6549 | 208.1051 | 8.4663 | 0 |  | 52 | 1372.2353 | 248.172 | 274.7704 | 242.2668 | 6.463 | 64.6328 | 259.5716 | 107.7984 | 8.4663 | 0
| 53 | 1998.2159 | 397.4156 | 361.4442 | 274.9946 | 6.463 | 75.4433 | 242.0078 | 326.4694 | 8.4663 | 0 |  | 53 | 1833.4696 | 305.1598 | 327.9928 | 257.0929 | 6.463 | 117.4311 | 267.2491 | 204.2312 | 8.4663 | 0 |  | 53 | 1424.8239 | 231.7352 | 269.7222 | 253.1358 | 6.463 | 61.0438 | 271.6115 | 207.5744 | 8.4663 | 0 |  | 53 | 1365.0235 | 247.4763 | 273.9201 | 241.8573 | 6.463 | 64.561 | 258.6044 | 107.5976 | 8.4663 | 0
| 54 | 1989.9617 | 395.1563 | 358.7495 | 274.5481 | 6.463 | 75.3555 | 241.1032 | 325.5824 | 8.4663 | 0 |  | 54 | 1824.7524 | 303.6738 | 325.7703 | 256.6729 | 6.463 | 117.4851 | 266.2483 | 203.7505 | 8.4663 | 0 |  | 54 | 1417.9448 | 230.6731 | 268.0424 | 252.7289 | 6.463 | 60.9713 | 270.5799 | 207.0464 | 8.4663 | 0 |  | 54 | 1357.9711 | 246.8946 | 272.6795 | 241.5649 | 6.463 | 64.4905 | 257.6476 | 107.3966 | 8.4663 | 0
| 55 | 1980.2514 | 393.6984 | 356.7399 | 274.0712 | 6.463 | 75.2691 | 240.21 | 324.7044 | 8.4663 | 0 |  | 55 | 1816.7541 | 300.9771 | 323.9451 | 256.3475 | 6.463 | 117.5436 | 265.2607 | 203.2723 | 8.4663 | 0 |  | 55 | 1411.0639 | 229.3817 | 266.5463 | 252.3694 | 6.463 | 60.9002 | 269.5603 | 206.5214 | 8.4663 | 0 |  | 55 | 1350.7849 | 246.2324 | 271.653 | 241.2725 | 6.463 | 64.4211 | 256.7012 | 107.1955 | 8.4663 | 0
| 56 | 1970.0822 | 392.0721 | 355.39 | 273.562 | 6.463 | 75.1841 | 239.3284 | 323.8353 | 8.4663 | 0 |  | 56 | 1808.3798 | 299.0979 | 321.8019 | 255.8984 | 6.463 | 117.6063 | 264.2861 | 202.7965 | 8.4663 | 0 |  | 56 | 1404.071 | 228.0491 | 265.2756 | 251.9376 | 6.463 | 60.8302 | 268.5524 | 205.9993 | 8.4663 | 0 |  | 56 | 1343.1697 | 245.5096 | 271.1162 | 240.9801 | 6.463 | 64.3528 | 255.7651 | 106.9942 | 8.4663 | 0
| 57 | 1959.7546 | 390.6229 | 353.8437 | 273.2303 | 6.463 | 75.1006 | 238.458 | 322.975 | 8.4663 | 0 |  | 57 | 1799.4437 | 297.501 | 319.9329 | 255.4548 | 6.463 | 117.6727 | 263.3244 | 202.3233 | 8.4663 | 0 |  | 57 | 1396.8132 | 226.9212 | 264.0315 | 251.5395 | 6.463 | 60.7615 | 267.5563 | 205.4802 | 8.4663 | 0 |  | 57 | 1336.1359 | 244.554 | 270.2308 | 240.6876 | 6.463 | 64.2857 | 254.8394 | 106.7927 | 8.4663 | 0
| 58 | 1950.3988 | 387.8988 | 352.7301 | 272.7692 | 6.463 | 75.0184 | 237.5989 | 322.1231 | 8.4663 | 0 |  | 58 | 1790.8734 | 295.984 | 318.5738 | 255.2549 | 6.463 | 117.7425 | 262.3755 | 201.8527 | 8.4663 | 0 |  | 58 | 1389.6293 | 226.1826 | 262.8218 | 251.2498 | 6.463 | 60.6939 | 266.5719 | 204.964 | 8.4663 | 0 |  | 58 | 1329.7578 | 243.2863 | 269.0019 | 240.3952 | 6.463 | 64.2196 | 253.924 | 106.5911 | 8.4663 | 0
| 59 | 1941.2386 | 385.3357 | 351.2557 | 272.3122 | 6.463 | 74.9374 | 236.7509 | 321.2795 | 8.4663 | 0 |  | 59 | 1782.906 | 294.5905 | 317.8238 | 254.9323 | 6.463 | 117.8153 | 261.4394 | 201.3848 | 8.4663 | 0 |  | 59 | 1383.9709 | 225.5016 | 261.3557 | 250.8647 | 6.463 | 60.6274 | 265.5991 | 204.4509 | 8.4663 | 0 |  | 59 | 1322.9181 | 242.5139 | 267.7391 | 240.1028 | 6.463 | 64.1545 | 253.0188 | 106.3892 | 8.4663 | 0
| 60 | 1931.3356 | 383.9756 | 349.7569 | 272.0968 | 6.463 | 74.8577 | 235.914 | 320.444 | 8.4663 | 0 |  | 60 | 1773.738 | 294.214 | 317.3531 | 254.514 | 6.463 | 117.8906 | 260.5158 | 200.9197 | 8.4663 | 0 |  | 60 | 1377.7954 | 224.6839 | 260.5902 | 250.4328 | 6.463 | 60.5619 | 264.638 | 203.9407 | 8.4663 | 0 |  | 60 | 1315.9668 | 241.5894 | 266.7401 | 239.8104 | 6.463 | 64.0905 | 252.1239 | 106.187 | 8.4663 | 0
| 61 | 1923.3827 | 382.3911 | 348.2871 | 271.8391 | 6.463 | 74.7792 | 235.088 | 319.6164 | 8.4663 | 0 |  | 61 | 1765.1777 | 293.5947 | 316.4902 | 254.123 | 6.463 | 117.9682 | 259.6048 | 200.4574 | 8.4663 | 0 |  | 61 | 1371.636 | 223.9905 | 259.7012 | 249.9838 | 6.463 | 60.4976 | 263.6885 | 203.4336 | 8.4663 | 0 |  | 61 | 1308.9564 | 240.6154 | 265.8498 | 239.518 | 6.463 | 64.0275 | 251.2393 | 105.9846 | 8.4663 | 0
| 62 | 1914.7969 | 381.5642 | 346.8126 | 271.4615 | 6.463 | 74.7018 | 234.273 | 318.7964 | 8.4663 | 0 |  | 62 | 1757.681 | 292.7244 | 314.7798 | 253.7668 | 6.463 | 118.0476 | 258.7062 | 199.9981 | 8.4663 | 0 |  | 62 | 1365.1796 | 223.371 | 258.9432 | 249.6271 | 6.463 | 60.4342 | 262.7505 | 202.9295 | 8.4663 | 0 |  | 62 | 1302.0451 | 239.6171 | 264.8989 | 239.2112 | 6.463 | 63.9653 | 250.3648 | 105.7819 | 8.4663 | 0
| 63 | 1906.7761 | 380.1299 | 345.3823 | 271.0821 | 6.463 | 74.6255 | 233.4688 | 317.9839 | 8.4663 | 0 |  | 63 | 1749.7346 | 291.4635 | 313.9098 | 253.4106 | 6.463 | 118.1285 | 257.8199 | 199.5417 | 8.4663 | 0 |  | 63 | 1358.6256 | 222.7353 | 258.299 | 249.2704 | 6.463 | 60.3718 | 261.824 | 202.4286 | 8.4663 | 0 |  | 63 | 1295.3964 | 238.6398 | 263.8903 | 238.6786 | 6.463 | 63.9041 | 249.5006 | 105.579 | 8.4663 | 0
| 64 | 1898.595 | 379.3893 | 343.4187 | 270.7027 | 6.463 | 74.5503 | 232.6752 | 317.1786 | 8.4663 | 0 |  | 64 | 1741.6941 | 291.1111 | 312.2846 | 252.9952 | 6.463 | 118.2104 | 256.9458 | 199.0884 | 8.4663 | 0 |  | 64 | 1352.5991 | 221.9654 | 257.3083 | 248.8668 | 6.463 | 60.3102 | 260.909 | 201.9308 | 8.4663 | 0 |  | 64 | 1289.355 | 237.5909 | 262.346 | 238.146 | 6.463 | 63.8437 | 248.6465 | 105.3757 | 8.4663 | 0
| 65 | 1889.9043 | 378.7273 | 341.8859 | 270.3233 | 6.463 | 74.476 | 231.8923 | 316.3804 | 8.4663 | 0 |  | 65 | 1733.1496 | 290.4356 | 311.4996 | 252.5667 | 6.463 | 118.293 | 256.0838 | 198.6382 | 8.4663 | 0 |  | 65 | 1346.6975 | 220.9224 | 256.5235 | 248.4056 | 6.463 | 60.2496 | 260.0053 | 201.4361 | 8.4663 | 0 |  | 65 | 1282.5313 | 236.8659 | 261.1476 | 237.7259 | 6.463 | 63.7842 | 247.8026 | 105.172 | 8.4663 | 0
| 66 | 1881.6181 | 377.3332 | 340.6808 | 269.9439 | 6.463 | 74.4026 | 231.1199 | 315.589 | 8.4663 | 0 |  | 66 | 1724.0575 | 289.7468 | 311.2147 | 252.199 | 6.463 | 118.3758 | 255.2338 | 198.1912 | 8.4663 | 0 |  | 66 | 1341.2007 | 219.8191 | 255.3028 | 248.0357 | 6.463 | 60.1898 | 259.113 | 200.9445 | 8.4663 | 0 |  | 66 | 1275.5596 | 235.8748 | 260.2704 | 237.3987 | 6.463 | 63.7255 | 246.9688 | 104.968 | 8.4663 | 0
| 67 | 1872.1903 | 376.4577 | 340.1284 | 269.5348 | 6.463 | 74.3302 | 230.358 | 314.8042 | 8.4663 | 0 |  | 67 | 1716.2118 | 288.6727 | 310.0688 | 251.8312 | 6.463 | 118.4586 | 254.3957 | 197.7474 | 8.4663 | 0 |  | 67 | 1334.9316 | 219.2827 | 254.2877 | 247.6657 | 6.463 | 60.1309 | 258.232 | 200.4562 | 8.4663 | 0 |  | 67 | 1268.0494 | 235.3694 | 259.4508 | 237.0666 | 6.463 | 63.6675 | 246.1452 | 104.7637 | 8.4663 | 0
| 68 | 1863.6055 | 374.9824 | 339.3516 | 269.1068 | 6.463 | 74.2585 | 229.6064 | 314.0259 | 8.4663 | 0 |  | 68 | 1707.7436 | 287.978 | 309.1659 | 251.4634 | 6.463 | 118.5408 | 253.5694 | 197.3071 | 8.4663 | 0 |  | 68 | 1328.5654 | 218.7295 | 253.3864 | 247.2958 | 6.463 | 60.0727 | 257.3623 | 199.9711 | 8.4663 | 0 |  | 68 | 1261.3783 | 234.4344 | 258.413 | 236.5434 | 6.463 | 63.6102 | 245.3316 | 104.5589 | 8.4663 | 0
| 69 | 1855.5767 | 373.0878 | 338.4024 | 268.7147 | 6.463 | 74.1877 | 228.8651 | 313.2537 | 8.4663 | 0 |  | 69 | 1700.65 | 286.66 | 307.5117 | 251.0957 | 6.463 | 118.6222 | 252.7548 | 196.8701 | 8.4663 | 0 |  | 69 | 1321.9764 | 218.1568 | 252.7272 | 246.9259 | 6.463 | 60.0152 | 256.5039 | 199.4892 | 8.4663 | 0 |  | 69 | 1254.5744 | 233.3981 | 257.626 | 236.0033 | 6.463 | 63.5537 | 244.528 | 104.3538 | 8.4663 | 0
| 70 | 1846.1207 | 372.427 | 337.6464 | 268.3226 | 6.463 | 74.1175 | 228.1339 | 312.4876 | 8.4663 | 0 |  | 70 | 1692.5276 | 285.482 | 306.7464 | 250.7279 | 6.463 | 118.7023 | 251.9518 | 196.4366 | 8.4663 | 0 |  | 70 | 1315.3898 | 217.5362 | 252.1137 | 246.5559 | 6.463 | 59.9584 | 255.6566 | 199.0106 | 8.4663 | 0 |  | 70 | 1248.0644 | 231.9356 | 256.7498 | 235.6848 | 6.463 | 63.4978 | 243.7345 | 104.1481 | 8.4663 | 0
| 71 | 1837.9782 | 370.8056 | 336.5376 | 267.9304 | 6.463 | 74.048 | 227.4129 | 311.7272 | 8.4663 | 0 |  | 71 | 1684.1917 | 284.3063 | 306.1922 | 250.3602 | 6.463 | 118.7807 | 251.1603 | 196.0067 | 8.4663 | 0 |  | 71 | 1308.7565 | 216.8174 | 251.6452 | 246.186 | 6.463 | 59.9023 | 254.8204 | 198.5352 | 8.4663 | 0 |  | 71 | 1241.3509 | 231.0167 | 255.4952 | 235.4045 | 6.463 | 63.4425 | 242.9511 | 103.9421 | 8.4663 | 0
| 72 | 1828.6891 | 370.158 | 335.6016 | 267.5383 | 6.463 | 73.9792 | 226.7019 | 310.9725 | 8.4663 | 0 |  | 72 | 1675.551 | 283.7457 | 305.3278 | 249.9924 | 6.463 | 118.8572 | 250.3802 | 195.5804 | 8.4663 | 0 |  | 72 | 1302.5214 | 215.7624 | 251.1145 | 245.8161 | 6.463 | 59.8468 | 253.9953 | 198.0632 | 8.4663 | 0 |  | 72 | 1233.8193 | 230.2022 | 254.9884 | 235.0902 | 6.463 | 63.3878 | 242.1776 | 103.7356 | 8.4663 | 0
| 73 | 1820.4159 | 368.567 | 334.5931 | 267.1462 | 6.463 | 73.9109 | 226.0007 | 310.2231 | 8.4663 | 0 |  | 73 | 1667.2655 | 282.7788 | 304.5019 | 249.6372 | 6.463 | 118.9312 | 249.6114 | 195.1578 | 8.4663 | 0 |  | 73 | 1296.9846 | 214.5542 | 250.0387 | 245.4462 | 6.463 | 59.7919 | 253.1813 | 197.5945 | 8.4663 | 0 |  | 73 | 1227.0563 | 229.0855 | 254.2373 | 234.5539 | 6.463 | 63.3337 | 241.4141 | 103.5286 | 8.4663 | 0
| 74 | 1812.007 | 367.0412 | 333.6551 | 266.7541 | 6.463 | 73.8432 | 225.3094 | 309.4789 | 8.4663 | 0 |  | 74 | 1659.6645 | 281.4778 | 303.3348 | 249.2727 | 6.463 | 119.0023 | 248.8538 | 194.739 | 8.4663 | 0 |  | 74 | 1291.0298 | 213.8976 | 248.8295 | 245.0762 | 6.463 | 59.7375 | 252.3783 | 197.1291 | 8.4663 | 0 |  | 74 | 1220.234 | 227.9117 | 253.4928 | 234.1273 | 6.463 | 63.2801 | 240.6606 | 103.321 | 8.4663 | 0
| 75 | 1803.8996 | 365.8082 | 332.1229 | 266.362 | 6.463 | 73.7759 | 224.6279 | 308.7396 | 8.4663 | 0 |  | 75 | 1651.5873 | 280.0992 | 302.7217 | 248.9081 | 6.463 | 119.0703 | 248.1072 | 194.324 | 8.4663 | 0 |  | 75 | 1284.6916 | 213.0129 | 248.2317 | 244.7063 | 6.463 | 59.6836 | 251.5862 | 196.6672 | 8.4663 | 0 |  | 75 | 1212.9615 | 227.1011 | 252.7243 | 233.8117 | 6.463 | 63.2269 | 239.917 | 103.113 | 8.4663 | 0
| 76 | 1795.6157 | 363.9789 | 331.3634 | 265.9698 | 6.463 | 73.7091 | 223.9559 | 308.0051 | 8.4663 | 0 |  | 76 | 1644.2891 | 278.7322 | 301.318 | 248.5435 | 6.463 | 119.1348 | 247.3717 | 193.913 | 8.4663 | 0 |  | 76 | 1278.6914 | 212.1004 | 247.3237 | 244.3364 | 6.463 | 59.6302 | 250.8051 | 196.2086 | 8.4663 | 0 |  | 76 | 1204.9099 | 226.771 | 252.2752 | 233.4752 | 6.463 | 63.1743 | 239.1833 | 102.9044 | 8.4663 | 0
| 77 | 1788.0985 | 361.7792 | 330.2075 | 265.5777 | 6.463 | 73.6426 | 223.2936 | 307.2752 | 8.4663 | 0 |  | 77 | 1636.9276 | 276.9567 | 300.3861 | 248.179 | 6.463 | 119.1952 | 246.647 | 193.5059 | 8.4663 | 0 |  | 77 | 1272.9449 | 210.9723 | 246.3775 | 243.9664 | 6.463 | 59.5772 | 250.0348 | 195.7535 | 8.4663 | 0 |  | 77 | 1197.9072 | 225.736 | 251.5644 | 233.0565 | 6.463 | 63.122 | 238.4594 | 102.6952 | 8.4663 | 0
| 78 | 1780.6512 | 359.8665 | 328.6949 | 265.1856 | 6.463 | 73.5765 | 222.6407 | 306.5496 | 8.4663 | 0 |  | 78 | 1629.0249 | 275.7889 | 299.3875 | 247.8144 | 6.463 | 119.2513 | 245.9331 | 193.1029 | 8.4663 | 0 |  | 78 | 1266.8169 | 210.0962 | 245.5609 | 243.5965 | 6.463 | 59.5246 | 249.2753 | 195.3019 | 8.4663 | 0 |  | 78 | 1190.9188 | 224.7633 | 250.777 | 232.6378 | 6.463 | 63.0701 | 237.7455 | 102.4855 | 8.4663 | 0
| 79 | 1772.383 | 358.5398 | 327.417 | 264.7935 | 6.463 | 73.5106 | 221.9972 | 305.8281 | 8.4663 | 0 |  | 79 | 1621.0753 | 274.7363 | 298.3208 | 247.4499 | 6.463 | 119.3026 | 245.2299 | 192.704 | 8.4663 | 0 |  | 79 | 1260.7638 | 209.3959 | 244.4936 | 243.2266 | 6.463 | 59.4724 | 248.5267 | 194.8537 | 8.4663 | 0 |  | 79 | 1184.1439 | 223.8315 | 249.7773 | 232.177 | 6.463 | 63.0185 | 237.0414 | 102.2752 | 8.4663 | 0
| 80 | 1763.7138 | 357.1162 | 326.6372 | 264.4013 | 6.463 | 73.445 | 221.363 | 305.1106 | 8.4663 | 0 |  | 80 | 1613.1813 | 273.7356 | 297.1465 | 247.0853 | 6.463 | 119.3489 | 244.5372 | 192.3094 | 8.4663 | 0 |  | 80 | 1253.947 | 208.897 | 243.9885 | 242.8567 | 6.463 | 59.4204 | 247.7887 | 194.409 | 8.4663 | 0 |  | 80 | 1177.3104 | 223.1598 | 248.6306 | 231.6617 | 6.463 | 62.9673 | 236.3471 | 102.0642 | 8.4663 | 0
| 81 | 1755.8369 | 355.3111 | 325.4465 | 264.0092 | 6.463 | 73.3795 | 220.738 | 304.3968 | 8.4663 | 0 |  | 81 | 1605.2169 | 272.9574 | 295.8202 | 246.7207 | 6.463 | 119.3896 | 243.8551 | 191.919 | 8.4663 | 0 |  | 81 | 1247.8843 | 208.2588 | 242.969 | 242.3864 | 6.463 | 59.3688 | 247.0615 | 193.9679 | 8.4663 | 0 |  | 81 | 1170.4957 | 222.2226 | 247.6613 | 231.2156 | 6.463 | 62.9164 | 235.6626 | 101.8526 | 8.4663 | 0
| 82 | 1747.7397 | 353.8264 | 324.1557 | 263.6171 | 6.463 | 73.3141 | 220.1221 | 303.6865 | 8.4663 | 0 |  | 82 | 1596.7756 | 272.286 | 294.8243 | 246.3958 | 6.463 | 119.4244 | 243.1833 | 191.5329 | 8.4663 | 0 |  | 82 | 1241.9584 | 207.1046 | 242.2999 | 241.945 | 6.463 | 59.3173 | 246.3449 | 193.5303 | 8.4663 | 0 |  | 82 | 1163.4415 | 221.5913 | 246.6264 | 230.7689 | 6.463 | 62.8656 | 234.9879 | 101.6403 | 8.4663 | 0
| 83 | 1739.1266 | 352.7189 | 323.0018 | 263.2268 | 6.463 | 73.2488 | 219.5152 | 302.9795 | 8.4663 | 0 |  | 83 | 1588.6677 | 270.915 | 294.233 | 246.0326 | 6.463 | 119.4529 | 242.5218 | 191.1513 | 8.4663 | 0 |  | 83 | 1235.4284 | 206.378 | 241.7732 | 241.5377 | 6.463 | 59.2661 | 245.6389 | 193.0963 | 8.4663 | 0 |  | 83 | 1156.8321 | 220.6308 | 245.5041 | 230.2939 | 6.463 | 62.8151 | 234.3229 | 101.4274 | 8.4663 | 0
| 84 | 1730.8746 | 351.3973 | 321.6328 | 262.9046 | 6.463 | 73.1836 | 218.9173 | 302.2755 | 8.4663 | 0 |  | 84 | 1580.7201 | 269.6095 | 293.4157 | 245.6693 | 6.463 | 119.4747 | 241.8705 | 190.7742 | 8.4663 | 0 |  | 84 | 1228.7658 | 205.7307 | 241.2534 | 241.1768 | 6.463 | 59.215 | 244.9435 | 192.6659 | 8.4663 | 0 |  | 84 | 1150.2058 | 219.3844 | 244.663 | 229.9053 | 6.463 | 62.7648 | 233.6677 | 101.2138 | 8.4663 | 0
| 85 | 1722.1325 | 350.4667 | 320.4228 | 262.5225 | 6.463 | 73.1183 | 218.3283 | 301.5745 | 8.4663 | 0 |  | 85 | 1572.8105 | 268.7665 | 292.1487 | 245.2555 | 6.463 | 119.4895 | 241.2292 | 190.4016 | 8.4663 | 0 |  | 85 | 1222.8484 | 204.9947 | 240.1292 | 240.7637 | 6.463 | 59.1641 | 244.2586 | 192.2391 | 8.4663 | 0 |  | 85 | 1144.7851 | 218.5 | 243.919 | 229.4939 | 6.463 | 62.7146 | 233.0222 | 100.9994 | 8.4663 | 0
| 86 | 1713.5605 | 348.9372 | 319.6415 | 262.1404 | 6.463 | 73.0529 | 217.748 | 300.8762 | 8.4663 | 0 |  | 86 | 1565.2266 | 267.6248 | 290.8016 | 244.8947 | 6.463 | 119.4969 | 240.5979 | 190.0336 | 8.4663 | 0 |  | 86 | 1217.0704 | 204.1814 | 238.8879 | 240.4057 | 6.463 | 59.1132 | 243.5841 | 191.8159 | 8.4663 | 0 |  | 86 | 1139.4991 | 217.6166 | 242.9615 | 229.1603 | 6.463 | 62.6645 | 232.3864 | 100.7843 | 8.4663 | 0
| 87 | 1704.2368 | 348.0802 | 318.9395 | 261.7583 | 6.463 | 72.9873 | 217.1763 | 300.1803 | 8.4663 | 0 |  | 87 | 1557.3244 | 266.4106 | 289.8453 | 244.5338 | 6.463 | 119.4964 | 239.9764 | 189.6704 | 8.4663 | 0 |  | 87 | 1211.9088 | 202.4845 | 237.9137 | 240.0477 | 6.463 | 59.0624 | 242.9201 | 191.3965 | 8.4663 | 0 |  | 87 | 1133.7212 | 216.7207 | 242.4322 | 228.9029 | 6.463 | 62.6144 | 231.7602 | 100.5685 | 8.4663 | 0
| 88 | 1695.6374 | 347.0283 | 317.7307 | 261.3535 | 6.463 | 72.9216 | 216.6133 | 299.4867 | 8.4663 | 0 |  | 88 | 1549.4177 | 264.9412 | 289.1487 | 244.1729 | 6.463 | 119.4877 | 239.3648 | 189.3119 | 8.4663 | 0 |  | 88 | 1205.2673 | 201.7622 | 237.4448 | 239.6897 | 6.463 | 59.0116 | 242.2665 | 190.9807 | 8.4663 | 0 |  | 88 | 1127.6823 | 216.1286 | 241.86 | 228.6456 | 6.463 | 62.5644 | 231.1437 | 100.3519 | 8.4663 | 0
| 89 | 1686.8888 | 345.6361 | 316.9849 | 260.9753 | 6.463 | 72.8557 | 216.0588 | 298.7952 | 8.4663 | 0 |  | 89 | 1541.0585 | 264.1618 | 288.2546 | 243.7722 | 6.463 | 119.4704 | 238.7627 | 188.9583 | 8.4663 | 0 |  | 89 | 1199.1118 | 200.9135 | 236.6346 | 239.3134 | 6.463 | 58.9608 | 241.6232 | 190.5686 | 8.4663 | 0 |  | 89 | 1122.3038 | 214.9376 | 241.2263 | 228.3883 | 6.463 | 62.5144 | 230.5368 | 100.1345 | 8.4663 | 0
| 90 | 1679.2564 | 343.554 | 315.8128 | 260.5971 | 6.463 | 72.7894 | 215.5126 | 298.1055 | 8.4663 | 0 |  | 90 | 1532.4813 | 263.481 | 287.5271 | 243.3242 | 6.463 | 119.4441 | 238.1703 | 188.6096 | 8.4663 | 0 |  | 90 | 1192.8486 | 200.1912 | 235.8558 | 238.887 | 6.463 | 58.9099 | 240.9902 | 190.1603 | 8.4663 | 0 |  | 90 | 1116.2819 | 214.4786 | 240.504 | 228.1309 | 6.463 | 62.4644 | 229.9396 | 99.9162 | 8.4663 | 0
| 91 | 1670.4536 | 342.4648 | 314.8182 | 260.2189 | 6.463 | 72.7229 | 214.9748 | 297.4175 | 8.4663 | 0 |  | 91 | 1524.4599 | 262.4419 | 286.615 | 242.8633 | 6.463 | 119.4085 | 237.5873 | 188.2659 | 8.4663 | 0 |  | 91 | 1186.7483 | 199.4293 | 234.9627 | 238.4519 | 6.463 | 58.8589 | 240.3674 | 189.7558 | 8.4663 | 0 |  | 91 | 1110.915 | 213.4307 | 239.7411 | 227.8481 | 6.463 | 62.4143 | 229.3519 | 99.6972 | 8.4663 | 0
| 92 | 1661.3738 | 341.3745 | 314.1387 | 259.8037 | 6.463 | 72.6559 | 214.4453 | 296.7309 | 8.4663 | 0 |  | 92 | 1516.2511 | 261.7509 | 285.5303 | 242.4142 | 6.463 | 119.363 | 237.0136 | 187.9273 | 8.4663 | 0 |  | 92 | 1180.4482 | 198.6537 | 234.2763 | 238.0232 | 6.463 | 58.8077 | 239.7548 | 189.3551 | 8.4663 | 0 |  | 92 | 1104.871 | 212.7274 | 239.3786 | 227.4974 | 6.463 | 62.3641 | 228.7737 | 99.4773 | 8.4663 | 0
| 93 | 1653.0315 | 340.0794 | 312.9926 | 259.3224 | 6.463 | 72.5885 | 213.9238 | 296.0455 | 8.4663 | 0 |  | 93 | 1508.4499 | 260.5861 | 284.4748 | 242.0023 | 6.463 | 119.3075 | 236.4493 | 187.5937 | 8.4663 | 0 |  | 93 | 1173.9672 | 197.9164 | 233.69 | 237.6372 | 6.463 | 58.7564 | 239.1524 | 188.9582 | 8.4663 | 0 |  | 93 | 1099.1362 | 212.024 | 238.6061 | 227.2477 | 6.463 | 62.3137 | 228.2051 | 99.2565 | 8.4663 | 0
| 94 | 1644.4971 | 339.0958 | 311.7187 | 258.8495 | 6.463 | 72.5207 | 213.4104 | 295.3615 | 8.4663 | 0 |  | 94 | 1500.5413 | 259.5196 | 283.476 | 241.5427 | 6.463 | 119.2421 | 235.8939 | 187.2651 | 8.4663 | 0 |  | 94 | 1167.5263 | 197.2549 | 233.054 | 237.1849 | 6.463 | 58.7049 | 238.56 | 188.5649 | 8.4663 | 0 |  | 94 | 1092.8176 | 211.6346 | 238.0862 | 227.0151 | 6.463 | 62.2632 | 227.6458 | 99.0349 | 8.4663 | 0
| 95 | 1635.4636 | 338.3797 | 310.6466 | 258.4064 | 6.463 | 72.4525 | 212.9048 | 294.6787 | 8.4663 | 0 |  | 95 | 1492.4646 | 258.3698 | 282.6038 | 241.2078 | 6.463 | 119.1668 | 235.3475 | 186.9414 | 8.4663 | 0 |  | 95 | 1161.6899 | 196.5178 | 231.8502 | 236.7716 | 6.463 | 58.6532 | 237.9774 | 188.1753 | 8.4663 | 0 |  | 95 | 1087.1325 | 210.9483 | 237.2297 | 226.7824 | 6.463 | 62.2126 | 227.0957 | 98.8124 | 8.4663 | 0
| 96 | 1627.4871 | 336.6895 | 309.4305 | 258.0244 | 6.463 | 72.3838 | 212.407 | 293.9973 | 8.4663 | 0 |  | 96 | 1485.0413 | 256.8664 | 281.4318 | 240.8729 | 6.463 | 119.0819 | 234.8099 | 186.6224 | 8.4663 | 0 |  | 96 | 1155.6059 | 195.599 | 231.006 | 236.4279 | 6.463 | 58.6013 | 237.4044 | 187.7893 | 8.4663 | 0 |  | 96 | 1081.7718 | 210.2802 | 236.0306 | 226.5497 | 6.463 | 62.1619 | 226.5547 | 98.5889 | 8.4663 | 0
| 97 | 1619.3769 | 335.0941 | 308.2341 | 257.6615 | 6.463 | 72.3148 | 211.9167 | 293.3172 | 8.4663 | 0 |  | 97 | 1477.874 | 256.0678 | 280.3258 | 240.4981 | 6.463 | 118.9875 | 234.2808 | 186.3078 | 8.4663 | 0 |  | 97 | 1150.0648 | 194.943 | 229.9397 | 236.0669 | 6.463 | 58.5493 | 236.8408 | 187.4066 | 8.4663 | 0 |  | 97 | 1076.5168 | 209.2347 | 235.1033 | 226.3171 | 6.463 | 62.111 | 226.0225 | 98.3646 | 8.4663 | 0
| 98 | 1611.0849 | 333.6507 | 307.0574 | 257.3088 | 6.463 | 72.2453 | 211.4339 | 292.6386 | 8.4663 | 0 |  | 98 | 1471.4953 | 254.6564 | 279.1826 | 240.2683 | 6.463 | 118.8838 | 233.7602 | 185.9977 | 8.4663 | 0 |  | 98 | 1144.4479 | 194.2843 | 229.2529 | 235.8537 | 6.463 | 58.4971 | 236.2866 | 187.0273 | 8.4663 | 0 |  | 98 | 1071.2442 | 208.267 | 234.1157 | 226.0844 | 6.463 | 62.06 | 225.499 | 98.1393 | 8.4663 | 0
| 99 | 1602.7845 | 332.1383 | 306.1574 | 256.9561 | 6.463 | 72.1754 | 210.9584 | 291.9614 | 8.4663 | 0 |  | 99 | 1464.4708 | 253.8909 | 278.1046 | 239.9732 | 6.463 | 118.771 | 233.2478 | 185.6918 | 8.4663 | 0 |  | 99 | 1139.2304 | 193.4526 | 228.4088 | 235.5714 | 6.463 | 58.4448 | 235.7415 | 186.6511 | 8.4663 | 0 |  | 99 | 1066.1475 | 207.1422 | 233.1094 | 225.8517 | 6.463 | 62.0088 | 224.9841 | 97.9131 | 8.4663 | 0
| 100 | 1595.5278 | 330.9574 | 304.8714 | 256.632 | 6.463 | 72.1052 | 210.4901 | 291.2857 | 8.4663 | 0 |  | 100 | 1457.7004 | 252.6829 | 277.215 | 239.6781 | 6.463 | 118.6491 | 232.7435 | 185.39 | 8.4663 | 0 |  | 100 | 1134.0235 | 192.7175 | 227.4574 | 235.289 | 6.463 | 58.3922 | 235.2052 | 186.2781 | 8.4663 | 0 |  | 100 | 1060.5658 | 206.2877 | 232.3178 | 225.6191 | 6.463 | 61.9576 | 224.4775 | 97.6859 | 8.4663 | 0
| 101 | 1588.7906 | 329.1484 | 303.6311 | 256.3708 | 6.463 | 72.0346 | 210.0288 | 290.6115 | 8.4663 | 0 |  | 101 | 1450.5477 | 251.9615 | 276.2211 | 239.383 | 6.463 | 118.5185 | 232.2471 | 185.092 | 8.4663 | 0 |  | 101 | 1128.1662 | 192.1982 | 226.9408 | 235.0066 | 6.463 | 58.3396 | 234.6778 | 185.9081 | 8.4663 | 0 |  | 101 | 1055.0734 | 205.5196 | 231.3504 | 225.3864 | 6.463 | 61.9062 | 223.9791 | 97.4577 | 8.4663 | 0
| 102 | 1581.0252 | 328.0811 | 302.728 | 256.059 | 6.463 | 71.9636 | 209.5744 | 289.9389 | 8.4663 | 0 |  | 102 | 1443.7007 | 250.9757 | 275.1859 | 239.088 | 6.463 | 118.3793 | 231.7584 | 184.7979 | 8.4663 | 0 |  | 102 | 1122.5458 | 191.6999 | 226.1661 | 234.7243 | 6.463 | 58.2868 | 234.1589 | 185.541 | 8.4663 | 0 |  | 102 | 1049.3301 | 204.7944 | 230.591 | 225.1538 | 6.463 | 61.8547 | 223.4887 | 97.2286 | 8.4663 | 0
| 103 | 1573.9312 | 326.3127 | 301.8545 | 255.7472 | 6.463 | 71.8922 | 209.1267 | 289.2679 | 8.4663 | 0 |  | 103 | 1436.3058 | 250.305 | 274.3834 | 238.7929 | 6.463 | 118.2316 | 231.2773 | 184.5074 | 8.4663 | 0 |  | 103 | 1117.1908 | 190.9295 | 225.3983 | 234.4419 | 6.463 | 58.2338 | 233.6485 | 185.1767 | 8.4663 | 0 |  | 103 | 1043.7612 | 203.982 | 229.8068 | 224.8588 | 6.463 | 61.803 | 223.0061 | 96.9985 | 8.4663 | 0
| 104 | 1567.0088 | 324.802 | 300.5518 | 255.4354 | 6.463 | 71.8205 | 208.6857 | 288.5985 | 8.4663 | 0 |  | 104 | 1429.3301 | 249.537 | 273.2592 | 238.4978 | 6.463 | 118.0755 | 230.8036 | 184.2203 | 8.4663 | 0 |  | 104 | 1112.1355 | 190.2499 | 224.2398 | 234.1595 | 6.463 | 58.1807 | 233.1463 | 184.8151 | 8.4663 | 0 |  | 104 | 1037.91 | 203.5293 | 229.0319 | 224.4771 | 6.463 | 61.7513 | 222.5313 | 96.7673 | 8.4663 | 0
| 105 | 1559.8855 | 323.3386 | 299.4025 | 255.1236 | 6.463 | 71.7484 | 208.2511 | 287.9308 | 8.4663 | 0 |  | 105 | 1422.4311 | 248.486 | 272.3412 | 238.2027 | 6.463 | 117.9114 | 230.3372 | 183.9366 | 8.4663 | 0 |  | 105 | 1106.5183 | 189.7659 | 223.4478 | 233.8771 | 6.463 | 58.1274 | 232.6521 | 184.4562 | 8.4663 | 0 |  | 105 | 1032.2071 | 202.7803 | 228.3429 | 224.1575 | 6.463 | 61.6995 | 222.064 | 96.5352 | 8.4663 | 0
| 106 | 1552.2452 | 322.2334 | 298.4121 | 254.8118 | 6.463 | 71.676 | 207.8228 | 287.2648 | 8.4663 | 0 |  | 106 | 1415.56 | 247.5763 | 271.2619 | 237.8998 | 6.463 | 117.7393 | 229.8778 | 183.6561 | 8.4663 | 0 |  | 106 | 1100.8721 | 189.1518 | 222.8172 | 233.5923 | 6.463 | 58.074 | 232.1659 | 184.0997 | 8.4663 | 0 |  | 106 | 1026.3343 | 202.1147 | 227.6566 | 223.9217 | 6.463 | 61.6475 | 221.604 | 96.302 | 8.4663 | 0
| 107 | 1544.9127 | 320.9821 | 297.2602 | 254.5 | 6.463 | 71.6032 | 207.4007 | 286.6005 | 8.4663 | 0 |  | 107 | 1408.0721 | 246.9588 | 270.5002 | 237.6038 | 6.463 | 117.5593 | 229.4253 | 183.3785 | 8.4663 | 0 |  | 107 | 1095.4366 | 188.4425 | 222.078 | 233.3007 | 6.463 | 58.0205 | 231.6873 | 183.7456 | 8.4663 | 0 |  | 107 | 1020.2861 | 201.6006 | 226.9941 | 223.686 | 6.463 | 61.5955 | 221.1512 | 96.0678 | 8.4663 | 0
| 108 | 1536.8926 | 320.0927 | 296.4337 | 254.1882 | 6.463 | 71.5301 | 206.9847 | 285.938 | 8.4663 | 0 |  | 108 | 1401.035 | 246.0624 | 269.5478 | 237.3265 | 6.463 | 117.3718 | 228.9796 | 183.1039 | 8.4663 | 0 |  | 108 | 1089.9389 | 187.7657 | 221.3399 | 233.0377 | 6.463 | 57.9668 | 231.2163 | 183.3939 | 8.4663 | 0 |  | 108 | 1014.9595 | 200.6701 | 226.0264 | 223.4502 | 6.463 | 61.5433 | 220.7054 | 95.8325 | 8.4663 | 0
| 109 | 1529.0341 | 319.3108 | 295.3386 | 253.876 | 6.463 | 71.4567 | 206.5746 | 285.2773 | 8.4663 | 0 |  | 109 | 1394.1971 | 245.028 | 268.5344 | 237.0492 | 6.463 | 117.1768 | 228.5405 | 182.8319 | 8.4663 | 0 |  | 109 | 1084.7168 | 187.0155 | 220.3995 | 232.7746 | 6.463 | 57.913 | 230.7526 | 183.0443 | 8.4663 | 0 |  | 109 | 1009.3009 | 199.9167 | 225.2137 | 223.2145 | 6.463 | 61.4911 | 220.2664 | 95.5962 | 8.4663 | 0
| 110 | 1520.7111 | 318.4041 | 294.8204 | 253.5764 | 6.463 | 71.383 | 206.1703 | 284.6185 | 8.4663 | 0 |  | 110 | 1387.5893 | 243.52 | 267.7645 | 236.7719 | 6.463 | 116.9745 | 228.1077 | 182.5625 | 8.4663 | 0 |  | 110 | 1078.9318 | 186.4455 | 219.8419 | 232.5116 | 6.463 | 57.8591 | 230.2961 | 182.6969 | 8.4663 | 0 |  | 110 | 1003.83 | 198.9535 | 224.4229 | 222.9788 | 6.463 | 61.4387 | 219.8341 | 95.3587 | 8.4663 | 0
| 111 | 1513.2164 | 317.3166 | 293.6502 | 253.2811 | 6.463 | 71.309 | 205.7716 | 283.9616 | 8.4663 | 0 |  | 111 | 1380.4596 | 242.4396 | 267.0888 | 236.4946 | 6.463 | 116.7651 | 227.6812 | 182.2955 | 8.4663 | 0 |  | 111 | 1073.5487 | 185.4183 | 219.3396 | 232.2485 | 6.463 | 57.805 | 229.8467 | 182.3515 | 8.4663 | 0 |  | 111 | 997.8466 | 198.2724 | 223.8627 | 222.743 | 6.463 | 61.3862 | 219.4084 | 95.1202 | 8.4663 | 0
| 112 | 1505.5685 | 315.9749 | 292.8874 | 252.9857 | 6.463 | 71.2346 | 205.3783 | 283.3066 | 8.4663 | 0 |  | 112 | 1373.0262 | 241.7425 | 266.3336 | 236.2173 | 6.463 | 116.5487 | 227.2607 | 182.0308 | 8.4663 | 0 |  | 112 | 1068.3081 | 184.6082 | 218.4776 | 231.9854 | 6.463 | 57.7509 | 229.404 | 182.0079 | 8.4663 | 0 |  | 112 | 992.412 | 197.4845 | 222.8604 | 222.5073 | 6.463 | 61.3337 | 218.989 | 94.8806 | 8.4663 | 0
| 113 | 1497.3033 | 315.1714 | 292.2037 | 252.6904 | 6.463 | 71.16 | 204.9905 | 282.6536 | 8.4663 | 0 |  | 113 | 1365.5968 | 240.9637 | 265.656 | 235.94 | 6.463 | 116.3255 | 226.8461 | 181.7682 | 8.4663 | 0 |  | 113 | 1062.8411 | 183.8229 | 217.8173 | 231.7224 | 6.463 | 57.6966 | 228.9681 | 181.6662 | 8.4663 | 0 |  | 113 | 987.1704 | 196.441 | 221.9463 | 222.2461 | 6.463 | 61.2811 | 218.5757 | 94.6398 | 8.4663 | 0
| 114 | 1489.5567 | 313.9752 | 291.3942 | 252.3951 | 6.463 | 71.0851 | 204.6078 | 282.0026 | 8.4663 | 0 |  | 114 | 1358.7231 | 239.9545 | 264.6531 | 235.6627 | 6.463 | 116.0957 | 226.4373 | 181.5076 | 8.4663 | 0 |  | 114 | 1057.1472 | 183.3271 | 217.0944 | 231.4593 | 6.463 | 57.6422 | 228.5386 | 181.3262 | 8.4663 | 0 |  | 114 | 981.6131 | 195.5273 | 221.1923 | 222.0106 | 6.463 | 61.2283 | 218.1684 | 94.3979 | 8.4663 | 0
| 115 | 1482.7816 | 312.5681 | 289.824 | 252.0998 | 6.463 | 71.0099 | 204.2302 | 281.3536 | 8.4663 | 0 |  | 115 | 1352.1097 | 238.8469 | 263.4883 | 235.3854 | 6.463 | 115.8595 | 226.034 | 181.2487 | 8.4663 | 0 |  | 115 | 1051.2493 | 182.9363 | 216.4706 | 231.1962 | 6.463 | 57.5877 | 228.1154 | 180.9877 | 8.4663 | 0 |  | 115 | 976.2703 | 194.6538 | 220.1835 | 221.7751 | 6.463 | 61.1755 | 217.767 | 94.1549 | 8.4663 | 0
| 116 | 1475.4326 | 311.1801 | 288.8087 | 251.8045 | 6.463 | 70.9344 | 203.8576 | 280.7067 | 8.4663 | 0 |  | 116 | 1344.7418 | 238.1336 | 262.7235 | 235.0683 | 6.463 | 115.617 | 225.6362 | 180.9916 | 8.4663 | 0 |  | 116 | 1045.7564 | 182.1397 | 215.9004 | 230.8802 | 6.463 | 57.5331 | 227.6984 | 180.6508 | 8.4663 | 0 |  | 116 | 970.2907 | 194.0044 | 219.622 | 221.5051 | 6.463 | 61.1226 | 217.3713 | 93.9107 | 8.4663 | 0
| 117 | 1467.1976 | 310.2157 | 288.2558 | 251.5092 | 6.463 | 70.8587 | 203.4897 | 280.0619 | 8.4663 | 0 |  | 117 | 1337.524 | 237.3307 | 261.8677 | 234.7817 | 6.463 | 115.3683 | 225.2435 | 180.7359 | 8.4663 | 0 |  | 117 | 1040.2619 | 181.4125 | 215.2995 | 230.5272 | 6.463 | 57.4784 | 227.2873 | 180.3152 | 8.4663 | 0 |  | 117 | 964.5269 | 193.2457 | 218.9828 | 221.2063 | 6.463 | 61.0696 | 216.981 | 93.6654 | 8.4663 | 0
| 118 | 1459.7461 | 308.9394 | 287.2506 | 251.1944 | 6.463 | 70.7827 | 203.1265 | 279.4192 | 8.4663 | 0 |  | 118 | 1329.5674 | 236.7442 | 261.5344 | 234.4951 | 6.463 | 115.1137 | 224.8559 | 180.4816 | 8.4663 | 0 |  | 118 | 1034.8845 | 180.6037 | 214.6267 | 230.2106 | 6.463 | 57.4236 | 226.882 | 179.981 | 8.4663 | 0 |  | 118 | 958.6216 | 192.5292 | 218.4062 | 220.9442 | 6.463 | 61.0166 | 216.5961 | 93.4188 | 8.4663 | 0
| 119 | 1452.1204 | 307.8261 | 286.2755 | 250.8608 | 6.463 | 70.7065 | 202.7679 | 278.7788 | 8.4663 | 0 |  | 119 | 1322.7022 | 235.6546 | 260.6127 | 234.2085 | 6.463 | 114.8534 | 224.4732 | 180.2285 | 8.4663 | 0 |  | 119 | 1029.4806 | 180.0873 | 213.645 | 229.9369 | 6.463 | 57.3686 | 226.4823 | 179.6479 | 8.4663 | 0 |  | 119 | 953.3396 | 191.7571 | 217.2508 | 220.6931 | 6.463 | 60.9635 | 216.2163 | 93.1711 | 8.4663 | 0
| 120 | 1444.5502 | 306.75 | 285.1847 | 250.5503 | 6.463 | 70.63 | 202.4135 | 278.1405 | 8.4663 | 0 |  | 120 | 1315.864 | 234.885 | 259.344 | 233.922 | 6.463 | 114.5874 | 224.0952 | 179.9764 | 8.4663 | 0 |  | 120 | 1023.908 | 179.4383 | 212.9646 | 229.6632 | 6.463 | 57.3136 | 226.088 | 179.316 | 8.4663 | 0 |  | 120 | 948.2021 | 190.7265 | 216.2023 | 220.4492 | 6.463 | 60.9103 | 215.8415 | 92.9222 | 8.4663 | 0
| 121 | 1437.0441 | 305.5801 | 284.1235 | 250.2397 | 6.463 | 70.5533 | 202.0635 | 277.5045 | 8.4663 | 0 |  | 121 | 1308.7464 | 234.0484 | 258.4217 | 233.6354 | 6.463 | 114.3159 | 223.7218 | 179.7253 | 8.4663 | 0 |  | 121 | 1019.3083 | 178.191 | 211.9096 | 229.3896 | 6.463 | 57.2585 | 225.699 | 178.985 | 8.4663 | 0 |  | 121 | 942.929 | 189.958 | 215.0273 | 220.2054 | 6.463 | 60.857 | 215.4716 | 92.672 | 8.4663 | 0
| 122 | 1429.8191 | 304.2494 | 282.9421 | 249.9292 | 6.463 | 70.4763 | 201.7175 | 276.8708 | 8.4663 | 0 |  | 122 | 1302.0287 | 232.7748 | 257.5366 | 233.3488 | 6.463 | 114.0392 | 223.3527 | 179.4749 | 8.4663 | 0 |  | 122 | 1013.415 | 177.6149 | 211.477 | 229.1159 | 6.463 | 57.2034 | 225.3151 | 178.655 | 8.4663 | 0 |  | 122 | 937.8398 | 188.7016 | 214.1563 | 219.9615 | 6.463 | 60.8036 | 215.1063 | 92.4206 | 8.4663 | 0
| 123 | 1422.2546 | 303.0816 | 281.9374 | 249.6186 | 6.463 | 70.3992 | 201.3755 | 276.2395 | 8.4663 | 0 |  | 123 | 1294.7419 | 231.7968 | 256.9248 | 233.0622 | 6.463 | 113.7574 | 222.9879 | 179.225 | 8.4663 | 0 |  | 123 | 1007.9743 | 176.7011 | 210.9295 | 228.8422 | 6.463 | 57.1481 | 224.9361 | 178.3257 | 8.4663 | 0 |  | 123 | 931.8189 | 188.0276 | 213.6466 | 219.7055 | 6.463 | 60.7502 | 214.7455 | 92.168 | 8.4663 | 0
| 124 | 1414.5292 | 302.2508 | 280.7564 | 249.3081 | 6.463 | 70.3218 | 201.0373 | 275.6105 | 8.4663 | 0 |  | 124 | 1287.3538 | 231.0483 | 256.1849 | 232.7756 | 6.463 | 113.4707 | 222.6271 | 178.9757 | 8.4663 | 0 |  | 124 | 1002.7202 | 175.9618 | 210.0209 | 228.5685 | 6.463 | 57.0927 | 224.5619 | 177.9971 | 8.4663 | 0 |  | 124 | 926.5706 | 186.9307 | 212.8013 | 219.4355 | 6.463 | 60.6967 | 214.389 | 91.9141 | 8.4663 | 0
| 125 | 1406.6228 | 301.2615 | 279.915 | 248.9975 | 6.463 | 70.2442 | 200.7027 | 274.9839 | 8.4663 | 0 |  | 125 | 1280.2421 | 230.1759 | 255.2926 | 232.489 | 6.463 | 113.1791 | 222.2702 | 178.7266 | 8.4663 | 0 |  | 125 | 997.1192 | 175.3646 | 209.3171 | 228.2949 | 6.463 | 57.0373 | 224.1922 | 177.6691 | 8.4663 | 0 |  | 125 | 921.2745 | 186.0327 | 211.8912 | 219.0793 | 6.463 | 60.6432 | 214.0367 | 91.659 | 8.4663 | 0
| 126 | 1399.2925 | 299.8959 | 278.8738 | 248.687 | 6.463 | 70.1664 | 200.3717 | 274.3598 | 8.4663 | 0 |  | 126 | 1273.6139 | 228.9773 | 254.2585 | 232.1868 | 6.463 | 112.883 | 221.9171 | 178.4777 | 8.4663 | 0 |  | 126 | 991.564 | 174.8881 | 208.4578 | 228.0102 | 6.463 | 56.9818 | 223.8269 | 177.3416 | 8.4663 | 0 |  | 126 | 915.627 | 185.3425 | 211.134 | 218.7136 | 6.463 | 60.5896 | 213.6883 | 91.4025 | 8.4663 | 0
| 127 | 1392.1863 | 298.1091 | 278.0296 | 248.3764 | 6.463 | 70.0884 | 200.0441 | 273.7381 | 8.4663 | 0 |  | 127 | 1267.1567 | 227.6365 | 253.182 | 231.8982 | 6.463 | 112.5824 | 221.5674 | 178.2288 | 8.4663 | 0 |  | 127 | 986.0329 | 174.0918 | 207.8851 | 227.7346 | 6.463 | 56.9262 | 223.4658 | 177.0145 | 8.4663 | 0 |  | 127 | 909.9371 | 184.3735 | 210.6227 | 218.4233 | 6.463 | 60.536 | 213.3438 | 91.1448 | 8.4663 | 0
| 128 | 1384.696 | 297.1794 | 276.7171 | 248.0612 | 6.463 | 70.0103 | 199.7198 | 273.119 | 8.4663 | 0 |  | 128 | 1260.3766 | 226.71 | 252.0141 | 231.6097 | 6.463 | 112.2776 | 221.2212 | 177.9797 | 8.4663 | 0 |  | 128 | 981.1671 | 173.0317 | 206.911 | 227.459 | 6.463 | 56.8706 | 223.1087 | 176.6877 | 8.4663 | 0 |  | 128 | 904.0546 | 183.7883 | 209.9161 | 218.1371 | 6.463 | 60.4823 | 213.0029 | 90.8857 | 8.4663 | 0
| 129 | 1376.6273 | 296.2236 | 276.0068 | 247.7484 | 6.463 | 69.9319 | 199.3986 | 272.5024 | 8.4663 | 0 |  | 129 | 1252.9054 | 225.9004 | 251.4145 | 231.327 | 6.463 | 111.9686 | 220.8782 | 177.7303 | 8.4663 | 0 |  | 129 | 975.2517 | 172.5233 | 206.4287 | 227.1895 | 6.463 | 56.8149 | 222.7555 | 176.361 | 8.4663 | 0 |  | 129 | 899.0948 | 182.8571 | 209.2857 | 217.8501 | 6.463 | 60.4285 | 212.6655 | 90.6254 | 8.4663 | 0
| 130 | 1369.2541 | 294.6001 | 275.2687 | 247.4355 | 6.463 | 69.8534 | 199.0803 | 271.8884 | 8.4663 | 0 |  | 130 | 1245.7182 | 225.1983 | 250.4214 | 231.0463 | 6.463 | 111.6557 | 220.5382 | 177.4805 | 8.4663 | 0 |  | 130 | 969.9565 | 171.7247 | 205.612 | 226.9243 | 6.463 | 56.7591 | 222.406 | 176.0345 | 8.4663 | 0 |  | 130 | 893.8463 | 182.2302 | 208.7625 | 217.5793 | 6.463 | 60.3747 | 212.3314 | 90.3637 | 8.4663 | 0
| 131 | 1361.8576 | 293.0372 | 274.49 | 247.1259 | 6.463 | 69.7747 | 198.7649 | 271.2771 | 8.4663 | 0 |  | 131 | 1238.4719 | 224.2811 | 249.7025 | 230.7656 | 6.463 | 111.3391 | 220.201 | 177.23 | 8.4663 | 0 |  | 131 | 964.5457 | 171.0867 | 204.7502 | 226.6591 | 6.463 | 56.7033 | 222.06 | 175.7079 | 8.4663 | 0 |  | 131 | 888.9962 | 181.2168 | 208.2275 | 217.3085 | 6.463 | 60.3208 | 212.0004 | 90.1006 | 8.4663 | 0
| 132 | 1354.5988 | 292.0174 | 273.0273 | 246.8195 | 6.463 | 69.6959 | 198.4522 | 270.6684 | 8.4663 | 0 |  | 132 | 1231.7684 | 223.1403 | 248.6645 | 230.4849 | 6.463 | 111.0188 | 219.8666 | 176.9788 | 8.4663 | 0 |  | 132 | 959.4229 | 170.3382 | 203.711 | 226.394 | 6.463 | 56.6474 | 221.7173 | 175.3812 | 8.4663 | 0 |  | 132 | 883.9254 | 180.7698 | 207.3466 | 217.0377 | 6.463 | 60.2669 | 211.6725 | 89.8362 | 8.4663 | 0
| 133 | 1346.6596 | 291.2475 | 271.9952 | 246.5131 | 6.463 | 69.6169 | 198.142 | 270.0624 | 8.4663 | 0 |  | 133 | 1224.7137 | 222.2701 | 247.707 | 230.2042 | 6.463 | 110.6951 | 219.5348 | 176.7267 | 8.4663 | 0 |  | 133 | 953.7072 | 169.9199 | 202.9345 | 226.1288 | 6.463 | 56.5915 | 221.3778 | 175.0543 | 8.4663 | 0 |  | 133 | 878.936 | 180.073 | 206.608 | 216.793 | 6.463 | 60.213 | 211.3473 | 89.5704 | 8.4663 | 0
| 134 | 1339.1921 | 290.2602 | 270.7087 | 246.2067 | 6.463 | 69.5378 | 197.8343 | 269.4591 | 8.4663 | 0 |  | 134 | 1217.9434 | 221.4051 | 246.4599 | 229.9235 | 6.463 | 110.3682 | 219.2053 | 176.4735 | 8.4663 | 0 |  | 134 | 948.023 | 169.2171 | 202.411 | 225.8637 | 6.463 | 56.5355 | 221.0413 | 174.7271 | 8.4663 | 0 |  | 134 | 873.7801 | 179.4392 | 205.9593 | 216.562 | 6.463 | 60.159 | 211.0248 | 89.3033 | 8.4663 | 0
| 135 | 1331.443 | 289.2166 | 269.7601 | 245.9003 | 6.463 | 69.4586 | 197.5289 | 268.8586 | 8.4663 | 0 |  | 135 | 1210.144 | 220.8761 | 245.908 | 229.6408 | 6.463 | 110.0382 | 218.878 | 176.2191 | 8.4663 | 0 |  | 135 | 942.7595 | 168.4902 | 201.4993 | 225.5901 | 6.463 | 56.4795 | 220.7076 | 174.3994 | 8.4663 | 0 |  | 135 | 868.05 | 179.1798 | 205.4429 | 216.3984 | 6.463 | 60.105 | 210.7047 | 89.0347 | 8.4663 | 0
| 136 | 1323.7517 | 288.2649 | 268.6619 | 245.5939 | 6.463 | 69.3792 | 197.2255 | 268.2609 | 8.4663 | 0 |  | 136 | 1203.0929 | 220.1319 | 244.8304 | 229.3506 | 6.463 | 109.7052 | 218.5527 | 175.9633 | 8.4663 | 0 |  | 136 | 937.1589 | 167.8458 | 200.839 | 225.3198 | 6.463 | 56.4235 | 220.3765 | 174.0713 | 8.4663 | 0 |  | 136 | 863.3348 | 178.3413 | 204.4725 | 216.2531 | 6.463 | 60.051 | 210.3869 | 88.7648 | 8.4663 | 0
| 137 | 1315.4612 | 287.5239 | 267.953 | 245.2866 | 6.463 | 69.2997 | 196.9242 | 267.6661 | 8.4663 | 0 |  | 137 | 1195.8551 | 219.1873 | 244.1371 | 229.0632 | 6.463 | 109.3695 | 218.2293 | 175.7061 | 8.4663 | 0 |  | 137 | 931.914 | 166.8378 | 200.1795 | 225.0564 | 6.463 | 56.3674 | 220.0479 | 173.7425 | 8.4663 | 0 |  | 137 | 858.7616 | 177.4913 | 203.3716 | 216.1077 | 6.463 | 59.9969 | 210.0713 | 88.4934 | 8.4663 | 0
| 138 | 1308.3233 | 285.6344 | 267.2409 | 244.9785 | 6.463 | 69.22 | 196.6248 | 267.0742 | 8.4663 | 0 |  | 138 | 1188.6894 | 218.2057 | 243.4263 | 228.7582 | 6.463 | 109.0312 | 217.9076 | 175.4471 | 8.4663 | 0 |  | 138 | 926.5605 | 166.1454 | 199.3352 | 224.771 | 6.463 | 56.3112 | 219.7216 | 173.413 | 8.4663 | 0 |  | 138 | 853.2268 | 176.8554 | 203.1607 | 215.8199 | 6.463 | 59.9428 | 209.7576 | 88.2206 | 8.4663 | 0
| 139 | 1300.9835 | 284.8275 | 265.6396 | 244.6787 | 6.463 | 69.1403 | 196.3271 | 266.4851 | 8.4663 | 0 |  | 139 | 1182.1494 | 217.0532 | 242.3169 | 228.397 | 6.463 | 108.6905 | 217.5875 | 175.1863 | 8.4663 | 0 |  | 139 | 920.7841 | 165.5652 | 198.8372 | 224.45 | 6.463 | 56.2551 | 219.3974 | 173.0827 | 8.4663 | 0 |  | 139 | 848.757 | 175.8359 | 202.2642 | 215.5363 | 6.463 | 59.8887 | 209.4458 | 87.9463 | 8.4663 | 0
| 140 | 1293.771 | 283.2132 | 264.7349 | 244.3626 | 6.463 | 69.0605 | 196.0309 | 265.8991 | 8.4663 | 0 |  | 140 | 1175.7056 | 215.812 | 241.1443 | 228.0915 | 6.463 | 108.3475 | 217.2687 | 174.9236 | 8.4663 | 0 |  | 140 | 915.9565 | 164.658 | 197.6983 | 224.1479 | 6.463 | 56.1989 | 219.0751 | 172.7514 | 8.4663 | 0 |  | 140 | 843.7923 | 174.9873 | 201.6036 | 215.3408 | 6.463 | 59.8345 | 209.1355 | 87.6706 | 8.4663 | 0
| 141 | 1286.2813 | 281.7511 | 263.9729 | 244.0287 | 6.463 | 68.9806 | 195.7362 | 265.316 | 8.4663 | 0 |  | 141 | 1169.0546 | 214.5336 | 240.4559 | 227.8138 | 6.463 | 108.0024 | 216.9511 | 174.6587 | 8.4663 | 0 |  | 141 | 910.4927 | 163.6829 | 197.3415 | 223.8624 | 6.463 | 56.1426 | 218.7546 | 172.4191 | 8.4663 | 0 |  | 141 | 838.7941 | 174.2355 | 200.9327 | 215.0923 | 6.463 | 59.7803 | 208.8267 | 87.3934 | 8.4663 | 0
| 142 | 1278.7786 | 280.5451 | 262.9915 | 243.6713 | 6.463 | 68.9006 | 195.4428 | 264.736 | 8.4663 | 0 |  | 142 | 1162.0474 | 213.7684 | 239.7053 | 227.5627 | 6.463 | 107.6554 | 216.6346 | 174.3916 | 8.4663 | 0 |  | 142 | 904.8996 | 163.1312 | 196.8871 | 223.5989 | 6.463 | 56.0864 | 218.4356 | 172.0857 | 8.4663 | 0 |  | 142 | 833.6428 | 173.5988 | 200.2998 | 214.8438 | 6.463 | 59.7261 | 208.5192 | 87.1147 | 8.4663 | 0
| 143 | 1270.4858 | 279.7847 | 262.3781 | 243.385 | 6.463 | 68.8205 | 195.1506 | 264.159 | 8.4663 | 0 |  | 143 | 1155.1304 | 213.0928 | 238.7792 | 227.3073 | 6.463 | 107.3067 | 216.3189 | 174.122 | 8.4663 | 0 |  | 143 | 899.6332 | 162.5209 | 196.1493 | 223.3507 | 6.463 | 56.0302 | 218.1181 | 171.7511 | 8.4663 | 0 |  | 143 | 829.0897 | 172.8367 | 199.194 | 214.5953 | 6.463 | 59.6719 | 208.2129 | 86.8345 | 8.4663 | 0
| 144 | 1262.4571 | 278.986 | 261.7314 | 243.1222 | 6.463 | 68.7404 | 194.8593 | 263.5851 | 8.4663 | 0 |  | 144 | 1148.3111 | 211.7726 | 238.4001 | 227.0519 | 6.463 | 106.9564 | 216.0038 | 173.8499 | 8.4663 | 0 |  | 144 | 893.9406 | 161.931 | 195.8173 | 223.1026 | 6.463 | 55.9739 | 217.8018 | 171.4152 | 8.4663 | 0 |  | 144 | 823.8171 | 172.1841 | 198.6983 | 214.3468 | 6.463 | 59.6177 | 207.9075 | 86.5529 | 8.4663 | 0
| 145 | 1255.1277 | 277.7333 | 260.8452 | 242.8537 | 6.463 | 68.6602 | 194.569 | 263.0144 | 8.4663 | 0 |  | 145 | 1142.1157 | 210.3071 | 237.4813 | 226.8575 | 6.463 | 106.6046 | 215.6894 | 173.575 | 8.4663 | 0 |  | 145 | 888.6746 | 161.1178 | 195.2819 | 222.8544 | 6.463 | 55.9176 | 217.4866 | 171.0778 | 8.4663 | 0 |  | 145 | 818.7046 | 171.5012 | 198.0727 | 214.0983 | 6.463 | 59.5634 | 207.6028 | 86.2697 | 8.4663 | 0
| 146 | 1248.4303 | 275.9396 | 259.8681 | 242.5853 | 6.463 | 68.5799 | 194.2794 | 262.4469 | 8.4663 | 0 |  | 146 | 1135.2159 | 209.5651 | 236.5847 | 226.6219 | 6.463 | 106.2516 | 215.3753 | 173.2973 | 8.4663 | 0 |  | 146 | 883.5395 | 160.4185 | 194.5019 | 222.6062 | 6.463 | 55.8613 | 217.1723 | 170.7389 | 8.4663 | 0 |  | 146 | 813.5638 | 170.747 | 197.5468 | 213.8498 | 6.463 | 59.5092 | 207.2988 | 85.9849 | 8.4663 | 0
| 147 | 1240.931 | 275.0352 | 258.8035 | 242.3168 | 6.463 | 68.4996 | 193.9904 | 261.8826 | 8.4663 | 0 |  | 147 | 1128.3374 | 208.87 | 235.6537 | 226.3524 | 6.463 | 105.8976 | 215.0613 | 173.0165 | 8.4663 | 0 |  | 147 | 878.2308 | 159.6299 | 193.9841 | 222.3586 | 6.463 | 55.805 | 216.8587 | 170.3983 | 8.4663 | 0 |  | 147 | 808.6591 | 170.0111 | 196.7623 | 213.6055 | 6.463 | 59.4549 | 206.9953 | 85.6986 | 8.4663 | 0
| 148 | 1233.2121 | 274.0654 | 257.9547 | 242.1175 | 6.463 | 68.4192 | 193.7019 | 261.3215 | 8.4663 | 0 |  | 148 | 1120.7814 | 208.1425 | 235.4332 | 226.0824 | 6.463 | 105.5426 | 214.7474 | 172.7326 | 8.4663 | 0 |  | 148 | 872.8085 | 159.2245 | 193.1954 | 222.1122 | 6.463 | 55.7487 | 216.5456 | 170.0561 | 8.4663 | 0 |  | 148 | 803.42 | 169.3607 | 196.2228 | 213.365 | 6.463 | 59.4007 | 206.692 | 85.4108 | 8.4663 | 0
| 149 | 1225.1522 | 273.1791 | 257.412 | 241.8696 | 6.463 | 68.3389 | 193.4137 | 260.7637 | 8.4663 | 0 |  | 149 | 1113.5655 | 207.2778 | 235.0118 | 225.8103 | 6.463 | 105.1869 | 214.4334 | 172.4453 | 8.4663 | 0 |  | 149 | 867.1708 | 158.7278 | 192.7156 | 221.8636 | 6.463 | 55.6924 | 216.2328 | 169.7119 | 8.4663 | 0 |  | 149 | 798.0989 | 168.6652 | 195.8104 | 213.1245 | 6.463 | 59.3464 | 206.3889 | 85.1214 | 8.4663 | 0
| 150 | 1217.6612 | 271.7834 | 256.844 | 241.5876 | 6.463 | 68.2585 | 193.1257 | 260.2092 | 8.4663 | 0 |  | 150 | 1106.4754 | 206.3192 | 234.5585 | 225.5382 | 6.463 | 104.8306 | 214.119 | 172.1545 | 8.4663 | 0 |  | 150 | 861.6938 | 158.1269 | 192.1801 | 221.6145 | 6.463 | 55.6361 | 215.9203 | 169.3659 | 8.4663 | 0 |  | 150 | 792.9906 | 167.9502 | 195.2048 | 212.884 | 6.463 | 59.2921 | 206.0856 | 84.8304 | 8.4663 | 0
| 151 | 1210.2898 | 270.4103 | 256.1367 | 241.3026 | 6.463 | 68.178 | 192.8377 | 259.6582 | 8.4663 | 0 |  | 151 | 1099.5915 | 205.5618 | 233.7018 | 225.2622 | 6.463 | 104.4739 | 213.8041 | 171.8601 | 8.4663 | 0 |  | 151 | 856.0445 | 157.4435 | 191.9001 | 221.3644 | 6.463 | 55.5798 | 215.6078 | 169.0178 | 8.4663 | 0 |  | 151 | 787.991 | 167.127 | 194.5987 | 212.6435 | 6.463 | 59.2379 | 205.7822 | 84.5378 | 8.4663 | 0
| 152 | 1202.3486 | 269.6861 | 255.3524 | 241.0155 | 6.463 | 68.0976 | 192.5497 | 259.1105 | 8.4663 | 0 |  | 152 | 1092.5006 | 204.8578 | 232.9986 | 224.9863 | 6.463 | 104.117 | 213.4887 | 171.5619 | 8.4663 | 0 |  | 152 | 851.4476 | 156.1055 | 191.2237 | 221.113 | 6.463 | 55.5235 | 215.2951 | 168.6676 | 8.4663 | 0 |  | 152 | 783.7223 | 165.6759 | 193.8895 | 212.403 | 6.463 | 59.1836 | 205.4784 | 84.2436 | 8.4663 | 0
| 153 | 1194.9591 | 268.1361 | 254.8422 | 240.7285 | 6.463 | 68.0171 | 192.2614 | 258.5662 | 8.4663 | 0 |  | 153 | 1086.1479 | 203.4999 | 232.2025 | 224.7189 | 6.463 | 103.76 | 213.1723 | 171.2598 | 8.4663 | 0 |  | 153 | 846.3115 | 155.3522 | 190.4969 | 220.8665 | 6.463 | 55.4673 | 214.9821 | 168.3152 | 8.4663 | 0 |  | 153 | 778.5238 | 164.9024 | 193.4326 | 212.1625 | 6.463 | 59.1294 | 205.174 | 83.9477 | 8.4663 | 0
| 154 | 1187.3364 | 267.028 | 254.1189 | 240.4457 | 6.463 | 67.9367 | 191.9727 | 258.0254 | 8.4663 | 0 |  | 154 | 1079.3844 | 202.3891 | 231.5649 | 224.4568 | 6.463 | 103.403 | 212.855 | 170.9536 | 8.4663 | 0 |  | 154 | 841.1913 | 154.8184 | 189.5259 | 220.6287 | 6.463 | 55.411 | 214.6685 | 167.9604 | 8.4663 | 0 |  | 154 | 773.2088 | 164.3826 | 192.8384 | 211.922 | 6.463 | 59.0751 | 204.8689 | 83.6503 | 8.4663 | 0
| 155 | 1179.7669 | 266.045 | 253.2209 | 240.1595 | 6.463 | 67.8563 | 191.6835 | 257.4882 | 8.4663 | 0 |  | 155 | 1072.5527 | 201.3654 | 230.8333 | 224.2697 | 6.463 | 103.0464 | 212.5366 | 170.6432 | 8.4663 | 0 |  | 155 | 835.658 | 154.1918 | 189.061 | 220.3909 | 6.463 | 55.3548 | 214.3543 | 167.6032 | 8.4663 | 0 |  | 155 | 768.3906 | 163.5264 | 192.1233 | 211.6422 | 6.463 | 59.0209 | 204.5629 | 83.3512 | 8.4663 | 0
| 156 | 1172.0673 | 264.9664 | 252.5383 | 239.8836 | 6.463 | 67.7759 | 191.3937 | 256.9544 | 8.4663 | 0 |  | 156 | 1065.4149 | 200.4284 | 230.3701 | 224.0336 | 6.463 | 102.6902 | 212.2168 | 170.3283 | 8.4663 | 0 |  | 156 | 830.4625 | 153.2029 | 188.5838 | 220.1898 | 6.463 | 55.2986 | 214.0392 | 167.2434 | 8.4663 | 0 |  | 156 | 763.4626 | 162.5552 | 191.6531 | 211.3421 | 6.463 | 58.9667 | 204.2558 | 83.0504 | 8.4663 | 0
| 157 | 1165.2746 | 262.952 | 251.8597 | 239.6324 | 6.463 | 67.6955 | 191.1031 | 256.4243 | 8.4663 | 0 |  | 157 | 1059.2573 | 199.1885 | 229.2731 | 223.7541 | 6.463 | 102.3346 | 211.8956 | 170.009 | 8.4663 | 0 |  | 157 | 825.1135 | 152.2424 | 188.2789 | 219.9415 | 6.463 | 55.2425 | 213.7231 | 166.8811 | 8.4663 | 0 |  | 157 | 758.7638 | 161.4753 | 191.0625 | 211.042 | 6.463 | 58.9125 | 203.9475 | 82.7479 | 8.4663 | 0
| 158 | 1157.59 | 261.7385 | 251.245 | 239.4085 | 6.463 | 67.6151 | 190.8115 | 255.8978 | 8.4663 | 0 |  | 158 | 1052.5093 | 197.8787 | 228.8261 | 223.4849 | 6.463 | 101.9797 | 211.5727 | 169.6849 | 8.4663 | 0 |  | 158 | 820.0101 | 151.3999 | 187.6104 | 219.6932 | 6.463 | 55.1863 | 213.4058 | 166.5159 | 8.4663 | 0 |  | 158 | 753.7361 | 160.9202 | 190.2334 | 210.7845 | 6.463 | 58.8583 | 203.6378 | 82.4438 | 8.4663 | 0
| 159 | 1150.6704 | 259.9121 | 250.55 | 239.1127 | 6.463 | 67.5348 | 190.5189 | 255.3749 | 8.4663 | 0 |  | 159 | 1045.6944 | 196.9899 | 228.025 | 223.2156 | 6.463 | 101.6258 | 211.2479 | 169.356 | 8.4663 | 0 |  | 159 | 814.8378 | 150.6425 | 186.9257 | 219.4449 | 6.463 | 55.1302 | 213.087 | 166.1479 | 8.4663 | 0 |  | 159 | 748.0782 | 160.554 | 189.8291 | 210.5434 | 6.463 | 58.8042 | 203.3266 | 82.138 | 8.4663 | 0
| 160 | 1142.6588 | 258.8975 | 250.1353 | 238.8168 | 6.463 | 67.4545 | 190.2251 | 254.8557 | 8.4663 | 0 |  | 160 | 1038.5764 | 196.1823 | 227.4459 | 222.9463 | 6.463 | 101.273 | 210.9212 | 169.0221 | 8.4663 | 0 |  | 160 | 809.4821 | 149.8225 | 186.4816 | 219.2019 | 6.463 | 55.0741 | 212.7667 | 165.777 | 8.4663 | 0 |  | 160 | 743.0186 | 159.512 | 189.5023 | 210.3023 | 6.463 | 58.7501 | 203.0136 | 81.8304 | 8.4663 | 0
| 161 | 1135.2477 | 257.7704 | 249.2327 | 238.521 | 6.463 | 67.3743 | 189.9299 | 254.3403 | 8.4663 | 0 |  | 161 | 1030.6833 | 195.9753 | 227.0412 | 222.677 | 6.463 | 100.9215 | 210.5923 | 168.6831 | 8.4663 | 0 |  | 161 | 803.7036 | 149.3953 | 186.0625 | 218.9641 | 6.463 | 55.0181 | 212.4447 | 165.4031 | 8.4663 | 0 |  | 161 | 737.6203 | 158.9246 | 189.0503 | 210.0707 | 6.463 | 58.696 | 202.6987 | 81.5212 | 8.4663 | 0
| 162 | 1127.3502 | 256.7081 | 248.7515 | 238.2251 | 6.463 | 67.2941 | 189.6332 | 253.8286 | 8.4663 | 0 |  | 162 | 1023.3577 | 195.3788 | 226.4586 | 222.4077 | 6.463 | 100.5714 | 210.2611 | 168.3387 | 8.4663 | 0 |  | 162 | 798.2505 | 148.7133 | 185.5727 | 218.7263 | 6.463 | 54.9621 | 212.1208 | 165.026 | 8.4663 | 0 |  | 162 | 732.5752 | 158.1651 | 188.4218 | 209.8343 | 6.463 | 58.6419 | 202.3817 | 81.2102 | 8.4663 | 0
| 163 | 1119.823 | 255.4477 | 248.0869 | 237.9405 | 6.463 | 67.2141 | 189.3349 | 253.3208 | 8.4663 | 0 |  | 163 | 1016.6704 | 194.1885 | 225.8313 | 222.1384 | 6.463 | 100.2229 | 209.9274 | 167.9889 | 8.4663 | 0 |  | 163 | 792.9821 | 148.0813 | 184.8482 | 218.4885 | 6.463 | 54.9062 | 211.7948 | 164.6456 | 8.4663 | 0 |  | 163 | 727.5635 | 157.3112 | 187.8733 | 209.5791 | 6.463 | 58.5879 | 202.0625 | 80.8974 | 8.4663 | 0
| 164 | 1112.1414 | 254.5586 | 247.2007 | 237.6607 | 6.463 | 67.134 | 189.0348 | 252.8168 | 8.4663 | 0 |  | 164 | 1010.3063 | 193.0323 | 224.8469 | 221.8691 | 6.463 | 99.8762 | 209.591 | 167.6336 | 8.4663 | 0 |  | 164 | 787.4947 | 147.5755 | 184.2164 | 218.2507 | 6.463 | 54.8503 | 211.4665 | 164.2619 | 8.4663 | 0 |  | 164 | 723.0408 | 156.2481 | 187.0566 | 209.312 | 6.463 | 58.5339 | 201.7408 | 80.5829 | 8.4663 | 0
| 165 | 1104.7647 | 253.6576 | 246.0089 | 237.3934 | 6.463 | 67.0541 | 188.7328 | 252.3166 | 8.4663 | 0 |  | 165 | 1003.5316 | 192.1678 | 223.9814 | 221.5999 | 6.463 | 99.5315 | 209.2518 | 167.2724 | 8.4663 | 0 |  | 165 | 782.0305 | 147.0286 | 183.6026 | 218.0129 | 6.463 | 54.7945 | 211.1357 | 163.8748 | 8.4663 | 0 |  | 165 | 718.0434 | 155.6026 | 186.2805 | 209.0617 | 6.463 | 58.4799 | 201.4166 | 80.2666 | 8.4663 | 0
| 166 | 1097.2147 | 252.5588 | 245.1881 | 237.1262 | 6.463 | 66.9743 | 188.4288 | 251.8204 | 8.4663 | 0 |  | 166 | 996.2197 | 191.5684 | 223.4022 | 221.3162 | 6.463 | 99.1888 | 208.9096 | 166.9054 | 8.4663 | 0 |  | 166 | 776.7573 | 146.2664 | 183.0289 | 217.7594 | 6.463 | 54.7387 | 210.8024 | 163.4841 | 8.4663 | 0 |  | 166 | 712.8806 | 154.9101 | 185.7125 | 208.8155 | 6.463 | 58.426 | 201.0897 | 79.9486 | 8.4663 | 0
| 167 | 1089.468 | 251.7191 | 244.3049 | 236.859 | 6.463 | 66.8945 | 188.1225 | 251.3281 | 8.4663 | 0 |  | 167 | 989.4066 | 190.9343 | 222.339 | 221.0525 | 6.463 | 98.8484 | 208.5642 | 166.5323 | 8.4663 | 0 |  | 167 | 771.4358 | 145.6114 | 182.4215 | 217.4805 | 6.463 | 54.683 | 210.4663 | 163.0898 | 8.4663 | 0 |  | 167 | 707.943 | 154.3263 | 184.8105 | 208.5694 | 6.463 | 58.3721 | 200.7598 | 79.6287 | 8.4663 | 0
| 168 | 1081.3734 | 250.694 | 243.9796 | 236.5673 | 6.463 | 66.8149 | 187.814 | 250.8398 | 8.4663 | 0 |  | 168 | 982.0661 | 190.2727 | 221.8308 | 220.7889 | 6.463 | 98.5105 | 208.2155 | 166.153 | 8.4663 | 0 |  | 168 | 765.624 | 145.1978 | 182.0631 | 217.2016 | 6.463 | 54.6273 | 210.1272 | 162.6917 | 8.4663 | 0 |  | 168 | 702.6628 | 153.7268 | 184.267 | 208.3232 | 6.463 | 58.3183 | 200.4269 | 79.307 | 8.4663 | 0
| 169 | 1072.8167 | 250.3031 | 243.4648 | 236.293 | 6.463 | 66.7353 | 187.503 | 250.3556 | 8.4663 | 0 |  | 169 | 975.1187 | 189.4048 | 221.1357 | 220.5252 | 6.463 | 98.1752 | 207.8633 | 165.7674 | 8.4663 | 0 |  | 169 | 760.0352 | 144.6014 | 181.6187 | 216.9685 | 6.463 | 54.5717 | 209.785 | 162.2897 | 8.4663 | 0 |  | 169 | 697.5721 | 153.0136 | 183.6476 | 208.0771 | 6.463 | 58.2645 | 200.0907 | 78.9835 | 8.4663 | 0
| 170 | 1065.4969 | 248.7731 | 242.8521 | 236.0187 | 6.463 | 66.6559 | 187.1893 | 249.8754 | 8.4663 | 0 |  | 170 | 968.4613 | 188.1923 | 220.4951 | 220.2615 | 6.463 | 97.8427 | 207.5075 | 165.3752 | 8.4663 | 0 |  | 170 | 754.4559 | 144.0844 | 181.0823 | 216.7386 | 6.463 | 54.5162 | 209.4394 | 161.8839 | 8.4663 | 0 |  | 170 | 692.4957 | 152.4958 | 182.8447 | 207.8047 | 6.463 | 58.2108 | 199.751 | 78.6582 | 8.4663 | 0
| 171 | 1057.7194 | 247.9789 | 241.9613 | 235.7444 | 6.463 | 66.5766 | 186.8729 | 249.3993 | 8.4663 | 0 |  | 171 | 961.9614 | 186.9801 | 219.6969 | 219.9978 | 6.463 | 97.5131 | 207.1477 | 164.9764 | 8.4663 | 0 |  | 171 | 749.4255 | 143.0985 | 180.4657 | 216.5086 | 6.463 | 54.4608 | 209.0904 | 161.4739 | 8.4663 | 0 |  | 171 | 687.9599 | 151.2889 | 182.1755 | 207.5473 | 6.463 | 58.1571 | 199.4078 | 78.331 | 8.4663 | 0
| 172 | 1050.0195 | 246.9703 | 241.2073 | 235.4701 | 6.463 | 66.4975 | 186.5537 | 248.9273 | 8.4663 | 0 |  | 172 | 955.0504 | 186.0782 | 219.0208 | 219.7128 | 6.463 | 97.1867 | 206.784 | 164.5708 | 8.4663 | 0 |  | 172 | 744.36 | 142.2827 | 179.7143 | 216.2787 | 6.463 | 54.4054 | 208.7377 | 161.0598 | 8.4663 | 0 |  | 172 | 683.246 | 150.1478 | 181.6857 | 207.2226 | 6.463 | 58.1035 | 199.0609 | 78.002 | 8.4663 | 0
| 173 | 1042.8828 | 245.648 | 240.2039 | 235.1958 | 6.463 | 66.4185 | 186.2314 | 248.4595 | 8.4663 | 0 |  | 173 | 948.5668 | 184.9967 | 218.0796 | 219.445 | 6.463 | 96.8635 | 206.4161 | 164.1582 | 8.4663 | 0 |  | 173 | 739.0208 | 141.4601 | 179.2712 | 216.021 | 6.463 | 54.3501 | 208.3812 | 160.6415 | 8.4663 | 0 |  | 173 | 678.1462 | 149.5915 | 180.9883 | 206.9067 | 6.463 | 58.0499 | 198.71 | 77.671 | 8.4663 | 0
| 174 | 1035.4487 | 244.316 | 239.5317 | 234.8973 | 6.463 | 66.3396 | 185.9059 | 247.9959 | 8.4663 | 0 |  | 174 | 941.9563 | 183.851 | 217.3319 | 219.1748 | 6.463 | 96.5438 | 206.0439 | 163.7385 | 8.4663 | 0 |  | 174 | 733.5429 | 140.8894 | 178.6738 | 215.8041 | 6.463 | 54.2949 | 208.0207 | 160.2188 | 8.4663 | 0 |  | 174 | 673.137 | 148.9638 | 180.2409 | 206.6215 | 6.463 | 57.9964 | 198.355 | 77.3382 | 8.4663 | 0
| 175 | 1028.2863 | 242.7164 | 238.8134 | 234.6408 | 6.463 | 66.2609 | 185.5772 | 247.5366 | 8.4663 | 0 |  | 175 | 934.8984 | 182.9835 | 216.744 | 218.9142 | 6.463 | 96.2277 | 205.6672 | 163.3116 | 8.4663 | 0 |  | 175 | 727.8268 | 140.4882 | 178.1599 | 215.5728 | 6.463 | 54.2398 | 207.6559 | 159.7916 | 8.4663 | 0 |  | 175 | 668.0198 | 148.3024 | 179.5916 | 206.38 | 6.463 | 57.943 | 197.9958 | 77.0035 | 8.4663 | 0
| 176 | 1020.8949 | 241.2926 | 238.1665 | 234.3661 | 6.463 | 66.1823 | 185.2449 | 247.0815 | 8.4663 | 0 |  | 176 | 928.1033 | 181.5461 | 216.4599 | 218.6567 | 6.463 | 95.9154 | 205.2857 | 162.8772 | 8.4663 | 0 |  | 176 | 723.077 | 139.3175 | 177.4365 | 215.354 | 6.463 | 54.1848 | 207.2869 | 159.3599 | 8.4663 | 0 |  | 176 | 663.2808 | 147.1693 | 179.0358 | 206.1385 | 6.463 | 57.8896 | 197.6321 | 76.6669 | 8.4663 | 0
| 177 | 1013.5394 | 239.7334 | 237.6092 | 234.1013 | 6.463 | 66.1039 | 184.9091 | 246.6308 | 8.4663 | 0 |  | 177 | 921.5928 | 180.0471 | 215.9527 | 218.3992 | 6.463 | 95.6071 | 204.8995 | 162.4353 | 8.4663 | 0 |  | 177 | 718.105 | 138.1004 | 176.9817 | 215.1351 | 6.463 | 54.1299 | 206.9132 | 158.9235 | 8.4663 | 0 |  | 177 | 658.8503 | 145.5864 | 178.6385 | 205.8796 | 6.463 | 57.8363 | 197.2639 | 76.3284 | 8.4663 | 0
| 178 | 1006.2016 | 238.2964 | 236.9121 | 233.8365 | 6.463 | 66.0257 | 184.5696 | 246.1844 | 8.4663 | 0 |  | 178 | 915.3094 | 178.5046 | 215.2621 | 218.1417 | 6.463 | 95.3029 | 204.5082 | 161.9857 | 8.4663 | 0 |  | 178 | 713.1204 | 137.0969 | 176.326 | 214.9163 | 6.463 | 54.075 | 206.5349 | 158.4824 | 8.4663 | 0 |  | 178 | 654.5304 | 144.4534 | 177.9726 | 205.5806 | 6.463 | 57.783 | 196.8908 | 75.9879 | 8.4663 | 0
| 179 | 998.4836 | 237.1254 | 236.329 | 233.5718 | 6.463 | 65.9477 | 184.2262 | 245.7424 | 8.4663 | 0 |  | 179 | 908.4159 | 177.3841 | 214.7531 | 217.8907 | 6.463 | 95.003 | 204.1117 | 161.5282 | 8.4663 | 0 |  | 179 | 708.1858 | 136.0031 | 175.7103 | 214.6976 | 6.463 | 54.0203 | 206.1517 | 158.0364 | 8.4663 | 0 |  | 179 | 650.2559 | 143.4849 | 177.4791 | 205.3336 | 6.463 | 57.7298 | 196.5129 | 75.6455 | 8.4663 | 0
| 180 | 990.9507 | 235.8349 | 235.682 | 233.3054 | 6.463 | 65.8699 | 183.8788 | 245.3049 | 8.4663 | 0 |  | 180 | 901.4154 | 176.6371 | 213.9786 | 217.6387 | 6.463 | 94.7076 | 203.7099 | 161.0627 | 8.4663 | 0 |  | 180 | 702.6265 | 135.3763 | 175.2466 | 214.4847 | 6.463 | 53.9656 | 205.7634 | 157.5855 | 8.4663 | 0 |  | 180 | 645.7069 | 142.8574 | 176.8862 | 205.1196 | 6.463 | 57.6767 | 196.1298 | 75.3011 | 8.4663 | 0
| 181 | 984.0036 | 234.5149 | 234.4711 | 233.0466 | 6.463 | 65.7922 | 183.5273 | 244.8718 | 8.4663 | 0 |  | 181 | 894.6504 | 175.3915 | 213.5359 | 217.3178 | 6.463 | 94.4167 | 203.3026 | 160.589 | 8.4663 | 0 |  | 181 | 697.4343 | 134.6368 | 174.5545 | 214.2458 | 6.463 | 53.9111 | 205.3699 | 157.1295 | 8.4663 | 0 |  | 181 | 641.1816 | 142.2144 | 176.3104 | 204.8802 | 6.463 | 57.6237 | 195.7415 | 74.9547 | 8.4663 | 0
| 182 | 976.449 | 233.6325 | 233.4303 | 232.7877 | 6.463 | 65.7148 | 183.1715 | 244.4432 | 8.4663 | 0 |  | 182 | 887.5936 | 174.9507 | 212.6041 | 216.9734 | 6.463 | 94.1307 | 202.8896 | 160.107 | 8.4663 | 0 |  | 182 | 692.1869 | 134.2012 | 173.6569 | 213.9638 | 6.463 | 53.8567 | 204.971 | 156.6683 | 8.4663 | 0 |  | 182 | 636.4497 | 141.7517 | 175.7609 | 204.6409 | 6.463 | 57.5708 | 195.3477 | 74.6064 | 8.4663 | 0
| 183 | 968.8079 | 232.5469 | 232.77 | 232.4379 | 6.463 | 65.6376 | 182.8113 | 244.0192 | 8.4663 | 0 |  | 183 | 880.7549 | 174.1831 | 211.7002 | 216.7095 | 6.463 | 93.8497 | 202.4707 | 159.6165 | 8.4663 | 0 |  | 183 | 686.297 | 133.7938 | 173.3623 | 213.6929 | 6.463 | 53.8024 | 204.5665 | 156.2019 | 8.4663 | 0 |  | 183 | 631.8503 | 141.2698 | 175.0981 | 204.4016 | 6.463 | 57.5179 | 194.9484 | 74.256 | 8.4663 | 0
| 184 | 961.9117 | 231.5579 | 231.2593 | 232.097 | 6.463 | 65.5606 | 182.4465 | 243.5997 | 8.4663 | 6 |  | 184 | 874.777 | 173.2616 | 210.0856 | 216.4493 | 6.463 | 93.5737 | 202.0459 | 159.1175 | 8.4663 | 0 |  | 184 | 680.8539 | 133.0283 | 172.9252 | 213.4759 | 6.463 | 53.7482 | 204.1562 | 155.7301 | 8.4663 | 0 |  | 184 | 627.5547 | 140.6142 | 174.3052 | 204.1623 | 6.463 | 57.4652 | 194.5433 | 73.9037 | 8.4663 | 0
| 185 | 954.6416 | 230.3166 | 230.2904 | 231.8406 | 6.463 | 65.4838 | 182.0774 | 243.1848 | 8.4663 | 15 |  | 185 | 867.5116 | 172.6681 | 209.4217 | 216.1982 | 6.463 | 93.3029 | 201.6153 | 158.6101 | 8.4663 | 0 |  | 185 | 675.4902 | 132.5225 | 172.1467 | 213.2613 | 6.463 | 53.6941 | 203.7405 | 155.2532 | 8.4663 | 0 |  | 185 | 623.0921 | 139.9286 | 173.7093 | 203.923 | 6.463 | 57.4125 | 194.1326 | 73.5494 | 8.4663 | 0
| 186 | 946.8808 | 229.5264 | 229.3624 | 231.5828 | 6.463 | 65.4073 | 181.704 | 242.7744 | 8.4663 | 24 |  | 186 | 860.2936 | 171.9076 | 208.846 | 215.9783 | 6.463 | 93.0371 | 201.1791 | 158.0947 | 8.4663 | 0 |  | 186 | 670.182 | 131.7399 | 171.5467 | 213.0892 | 6.463 | 53.6402 | 203.3193 | 154.7714 | 8.4663 | 0 |  | 186 | 618.7657 | 139.2336 | 172.9866 | 203.6837 | 6.463 | 57.3599 | 193.7166 | 73.1933 | 8.4663 | 0
| 187 | 938.8702 | 228.7226 | 228.6707 | 231.3522 | 6.463 | 65.331 | 181.3265 | 242.3685 | 8.4663 | 32 |  | 187 | 853.8464 | 171.1496 | 208.0511 | 215.7538 | 6.463 | 92.7763 | 200.7374 | 157.5715 | 8.4663 | 0 |  | 187 | 665.2131 | 130.8255 | 170.7697 | 212.9053 | 6.463 | 53.5864 | 202.893 | 154.2848 | 8.4663 | 0 |  | 187 | 614.4426 | 138.4024 | 172.4072 | 203.4339 | 6.463 | 57.3074 | 193.2954 | 72.8355 | 8.4663 | 1
| 188 | 931.7208 | 227.12 | 227.9428 | 231.1418 | 6.463 | 65.2549 | 180.9452 | 241.9671 | 8.4663 | 41 |  | 188 | 848.1879 | 169.9121 | 207.2939 | 215.4867 | 6.463 | 92.5206 | 200.2906 | 157.0409 | 8.4663 | 0 |  | 188 | 660.3392 | 130.2984 | 170.1851 | 212.704 | 6.463 | 53.5327 | 202.4617 | 153.7936 | 8.4663 | 0 |  | 188 | 609.776 | 137.8551 | 171.9021 | 203.1695 | 6.463 | 57.255 | 192.8692 | 72.4761 | 8.4663 | 5
| 189 | 925.4755 | 225.304 | 227.5093 | 230.904 | 6.463 | 65.1791 | 180.5601 | 241.5701 | 8.4663 | 50 |  | 189 | 842.3638 | 168.6836 | 206.6785 | 215.2345 | 6.463 | 92.2697 | 199.8388 | 156.5031 | 8.4663 | 0 |  | 189 | 655.9038 | 129.6178 | 169.3438 | 212.4743 | 6.463 | 53.4791 | 202.0257 | 153.2982 | 8.4663 | 0 |  | 189 | 605.0743 | 137.1999 | 171.5639 | 202.8812 | 6.463 | 57.2027 | 192.4382 | 72.1152 | 8.4663 | 8
| 190 | 918.682 | 224.3004 | 226.8533 | 230.6246 | 6.463 | 65.1036 | 180.1714 | 241.1775 | 8.4663 | 59 |  | 190 | 835.4018 | 168.3125 | 206.3302 | 214.9957 | 6.463 | 92.0238 | 199.3823 | 155.9584 | 8.4663 | 0 |  | 190 | 650.558 | 129.4187 | 168.8842 | 212.2918 | 6.463 | 53.4257 | 201.585 | 152.7986 | 8.4663 | 0 |  | 190 | 600.2804 | 136.7843 | 171.0352 | 202.6359 | 6.463 | 57.1506 | 192.0027 | 71.7529 | 8.4663 | 11
| 191 | 911.5018 | 223.7572 | 226.0936 | 230.3751 | 6.463 | 65.0283 | 179.7793 | 240.7893 | 8.4663 | 67 |  | 191 | 828.6455 | 167.923 | 205.8047 | 214.7466 | 6.463 | 91.7828 | 198.9211 | 155.4071 | 8.4663 | 0 |  | 191 | 645.3779 | 129.0006 | 168.4952 | 212.0921 | 6.463 | 53.3725 | 201.14 | 152.2951 | 8.4663 | 0 |  | 191 | 595.7655 | 136.1506 | 170.4456 | 202.3908 | 6.463 | 57.0986 | 191.5627 | 71.3893 | 8.4663 | 15
| 192 | 904.6385 | 223.0784 | 225.1553 | 230.123 | 6.463 | 64.9532 | 179.384 | 240.4055 | 8.4663 | 76 |  | 192 | 822.6364 | 167.2064 | 204.8592 | 214.4976 | 6.463 | 91.5466 | 198.4557 | 154.8495 | 8.4663 | 0 |  | 192 | 640.5657 | 128.4757 | 167.845 | 211.8924 | 6.463 | 53.3194 | 200.6908 | 151.7879 | 8.4663 | 0 |  | 192 | 591.4724 | 135.4302 | 169.6895 | 202.1769 | 6.463 | 57.0467 | 191.1186 | 71.0244 | 8.4663 | 18
| 193 | 897.9303 | 222.1135 | 224.3626 | 229.8563 | 6.463 | 64.8785 | 178.9856 | 240.026 | 8.4663 | 85 |  | 193 | 816.4467 | 166.5564 | 204.0277 | 214.2485 | 6.463 | 91.3151 | 197.986 | 154.2858 | 8.4663 | 5 |  | 193 | 635.8218 | 127.9443 | 167.1331 | 211.6927 | 6.463 | 53.2665 | 200.2376 | 151.2772 | 8.4663 | 0 |  | 193 | 586.7035 | 135.074 | 169.019 | 201.9892 | 6.463 | 56.9949 | 190.6705 | 70.6585 | 8.4663 | 22
| 194 | 890.7151 | 221.6064 | 223.6191 | 229.5896 | 6.463 | 64.804 | 178.5842 | 239.6509 | 8.4663 | 93 |  | 194 | 810.5764 | 165.4087 | 203.3647 | 214.0093 | 6.463 | 91.0885 | 197.5125 | 153.7164 | 8.4663 | 10 |  | 194 | 631.2897 | 127.0789 | 166.5434 | 211.493 | 6.463 | 53.2137 | 199.7807 | 150.7633 | 8.4663 | 0 |  | 194 | 582.0057 | 134.3195 | 168.6756 | 201.8015 | 6.463 | 56.9433 | 190.2186 | 70.2915 | 8.4663 | 25
| 195 | 883.6188 | 220.7002 | 223.1522 | 229.3264 | 6.463 | 64.7298 | 178.1802 | 239.28 | 8.4663 | 102 |  | 195 | 804.9958 | 164.0778 | 202.5674 | 213.7979 | 6.463 | 90.8666 | 197.0352 | 153.1416 | 8.4663 | 16 |  | 195 | 626.3464 | 126.3798 | 166.1798 | 211.312 | 6.463 | 53.1611 | 199.3201 | 150.2462 | 8.4663 | 0 |  | 195 | 577.5653 | 133.6006 | 168.0391 | 201.6138 | 6.463 | 56.8918 | 189.7631 | 69.9236 | 8.4663 | 28
| 196 | 876.741 | 219.6591 | 222.5624 | 229.1026 | 6.463 | 64.6559 | 177.7735 | 238.9133 | 8.4663 | 111 |  | 196 | 798.4254 | 163.3271 | 202.1842 | 213.5818 | 6.463 | 90.6493 | 196.5544 | 152.5616 | 8.4663 | 21 |  | 196 | 621.9169 | 125.4618 | 165.5105 | 211.142 | 6.463 | 53.1086 | 198.8561 | 149.7263 | 8.4663 | 0 |  | 196 | 573.4053 | 132.5009 | 167.5032 | 201.426 | 6.463 | 56.8404 | 189.3042 | 69.5549 | 8.4663 | 32
| 197 | 869.9345 | 218.6145 | 221.9047 | 228.8789 | 6.463 | 64.5823 | 177.3644 | 238.5509 | 8.4663 | 120 |  | 197 | 792.5267 | 162.0824 | 201.6878 | 213.3014 | 6.463 | 90.4367 | 196.0702 | 151.9768 | 8.4663 | 26 |  | 197 | 616.466 | 125.2293 | 165.2174 | 210.9315 | 6.463 | 53.0564 | 198.389 | 149.2037 | 8.4663 | 0 |  | 197 | 568.642 | 131.9114 | 167.0602 | 201.2383 | 6.463 | 56.7893 | 188.8422 | 69.1855 | 8.4663 | 35
| 198 | 863.2762 | 217.2028 | 221.4911 | 228.63 | 6.463 | 64.509 | 176.9531 | 238.1928 | 8.4663 | 128 |  | 198 | 786.2229 | 161.3864 | 201.0538 | 213.0149 | 6.463 | 90.2288 | 195.583 | 151.3873 | 8.4663 | 31 |  | 198 | 612.0357 | 124.2515 | 164.6971 | 210.6729 | 6.463 | 53.0043 | 197.9188 | 148.6786 | 8.4663 | 0 |  | 198 | 564.039 | 131.0986 | 166.6803 | 201.0506 | 6.463 | 56.7382 | 188.3771 | 68.8155 | 8.4663 | 39
| 199 | 856.7367 | 216.3082 | 220.4727 | 228.3498 | 6.463 | 64.4361 | 176.5396 | 237.8387 | 8.4663 | 137 |  | 199 | 780.355 | 160.3823 | 200.266 | 212.7544 | 6.463 | 90.0254 | 195.0929 | 150.7936 | 8.4663 | 36 |  | 199 | 607.4469 | 123.57 | 163.9974 | 210.456 | 6.463 | 52.9524 | 197.4459 | 148.1513 | 8.4663 | 0 |  | 199 | 559.5509 | 130.4019 | 166.0695 | 200.8628 | 6.463 | 56.6874 | 187.9092 | 68.445 | 8.4663 | 42
| 200 | 850.0395 | 215.3234 | 219.7214 | 228.0507 | 6.463 | 64.3634 | 176.1242 | 237.4889 | 8.4663 | 146 |  | 200 | 773.9056 | 159.9103 | 199.4686 | 212.553 | 6.463 | 89.8265 | 194.6 | 150.1959 | 8.4663 | 42 |  | 200 | 602.5318 | 122.9882 | 163.4854 | 210.2779 | 6.463 | 52.9007 | 196.9704 | 147.6219 | 8.4663 | 0 |  | 200 | 555.1034 | 129.8769 | 165.2463 | 200.6751 | 6.463 | 56.6367 | 187.4388 | 68.0741 | 8.4663 | 45
| 201 | 843.1657 | 214.4587 | 218.9788 | 227.7993 | 6.463 | 64.2911 | 175.7071 | 237.1431 | 8.4663 | 154 |  | 201 | 767.8978 | 159.0104 | 198.7011 | 212.3079 | 6.463 | 89.6322 | 194.1047 | 149.5944 | 8.4663 | 47 |  | 201 | 598.1105 | 122.2462 | 162.6489 | 210.0908 | 6.463 | 52.8492 | 196.4924 | 147.0907 | 8.4663 | 0 |  | 201 | 550.8019 | 129.0863 | 164.5426 | 200.4874 | 6.463 | 56.5862 | 186.9659 | 67.7028 | 8.4663 | 49
| 202 | 836.5876 | 213.4585 | 218.0364 | 227.5875 | 6.463 | 64.2191 | 175.2884 | 236.8015 | 8.4663 | 163 |  | 202 | 761.5944 | 158.3111 | 197.9837 | 212.1077 | 6.463 | 89.4423 | 193.6072 | 148.9895 | 8.4663 | 52 |  | 202 | 593.2243 | 121.8083 | 161.9589 | 209.918 | 6.463 | 52.7979 | 196.0122 | 146.5579 | 8.4663 | 0 |  | 202 | 546.0537 | 128.4662 | 164.1153 | 200.2997 | 6.463 | 56.5359 | 186.4908 | 67.3314 | 8.4663 | 52
| 203 | 829.1534 | 212.8743 | 217.5827 | 227.327 | 6.463 | 64.1474 | 174.8682 | 236.4639 | 8.4663 | 172 |  | 203 | 755.164 | 157.6501 | 197.3471 | 211.9156 | 6.463 | 89.2568 | 193.1075 | 148.3815 | 8.4663 | 57 |  | 203 | 588.0622 | 121.3464 | 161.549 | 209.7649 | 6.463 | 52.7468 | 195.5301 | 146.0237 | 8.4663 | 0 |  | 203 | 541.3044 | 127.8397 | 163.6954 | 200.1119 | 6.463 | 56.4857 | 186.0138 | 66.9598 | 8.4663 | 56
| 204 | 822.1293 | 211.7771 | 217.1787 | 227.1197 | 6.463 | 64.076 | 174.4468 | 236.1304 | 8.4663 | 180 |  | 204 | 748.7863 | 156.5343 | 197.1124 | 211.7235 | 6.463 | 89.0757 | 192.606 | 147.7706 | 8.4663 | 62 |  | 204 | 583.0915 | 120.6219 | 161.2103 | 209.6119 | 6.463 | 52.6959 | 195.0461 | 145.4882 | 8.4663 | 0 |  | 204 | 536.9608 | 127.0356 | 163.0475 | 199.9242 | 6.463 | 56.4358 | 185.5349 | 66.5882 | 8.4663 | 59
| 205 | 815.0646 | 210.8442 | 216.651 | 226.9125 | 6.463 | 64.005 | 174.0242 | 235.8008 | 8.4663 | 189 |  | 205 | 742.1337 | 155.9338 | 196.6374 | 211.5314 | 6.463 | 88.899 | 192.1029 | 147.1571 | 8.4663 | 68 |  | 205 | 578.254 | 119.8987 | 160.7371 | 209.4588 | 6.463 | 52.6452 | 194.5605 | 144.9517 | 8.4663 | 0 |  | 205 | 532.5909 | 126.0258 | 162.6314 | 199.7365 | 6.463 | 56.386 | 185.0545 | 66.2167 | 8.4663 | 62
| 206 | 808.2 | 209.9843 | 215.8502 | 226.7053 | 6.463 | 63.9344 | 173.6007 | 235.4753 | 8.4663 | 197 |  | 206 | 735.8079 | 155.0442 | 196.1247 | 211.3393 | 6.463 | 88.7265 | 191.5983 | 146.5414 | 8.4663 | 73 |  | 206 | 573.0972 | 119.3128 | 160.446 | 209.3057 | 6.463 | 52.5948 | 194.0734 | 144.4145 | 8.4663 | 0 |  | 206 | 527.6432 | 125.4843 | 162.3249 | 199.5487 | 6.463 | 56.3365 | 184.5726 | 65.8454 | 8.4663 | 66
| 207 | 801.4662 | 209.0585 | 214.9845 | 226.4981 | 6.463 | 63.8641 | 173.1765 | 235.1538 | 8.4663 | 206 |  | 207 | 729.7058 | 154.1874 | 195.3554 | 211.1471 | 6.463 | 88.5584 | 191.0925 | 145.9237 | 8.4663 | 78 |  | 207 | 568.4461 | 118.2587 | 160.1173 | 209.1527 | 6.463 | 52.5445 | 193.5852 | 143.8766 | 8.4663 | 0 |  | 207 | 523.235 | 124.6892 | 161.723 | 199.3706 | 6.463 | 56.2871 | 184.0895 | 65.4744 | 8.4663 | 69
| 208 | 794.317 | 208.5155 | 214.1515 | 226.2908 | 6.463 | 63.7942 | 172.7516 | 234.8361 | 8.4663 | 215 |  | 208 | 723.1343 | 153.5745 | 194.8087 | 210.958 | 6.463 | 88.3945 | 190.5856 | 145.3043 | 8.4663 | 83 |  | 208 | 563.5551 | 117.8297 | 159.3871 | 209.0159 | 6.463 | 52.4945 | 193.0959 | 143.3383 | 8.4663 | 0 |  | 208 | 518.8373 | 124.0838 | 160.8839 | 199.2294 | 6.463 | 56.238 | 183.6054 | 65.1038 | 8.4663 | 72
| 209 | 787.917 | 207.4672 | 213.0744 | 226.0836 | 6.463 | 63.7247 | 172.3263 | 234.5224 | 8.4663 | 223 |  | 209 | 717.3797 | 152.7564 | 193.6375 | 210.7816 | 6.463 | 88.2348 | 190.078 | 144.6835 | 8.4663 | 88 |  | 209 | 558.3912 | 117.3689 | 158.9607 | 208.8801 | 6.463 | 52.4447 | 192.6058 | 142.7999 | 8.4663 | 0 |  | 209 | 513.9224 | 123.5326 | 160.499 | 199.0969 | 6.463 | 56.1891 | 183.1205 | 64.7336 | 8.4663 | 76
| 210 | 781.359 | 206.3777 | 212.1965 | 225.8764 | 6.463 | 63.6555 | 171.9006 | 234.2126 | 8.4663 | 232 |  | 210 | 711.8272 | 151.6027 | 192.5997 | 210.6053 | 6.463 | 88.0792 | 189.5697 | 144.0616 | 8.4663 | 94 |  | 210 | 553.6879 | 116.8625 | 158.1061 | 208.7574 | 6.463 | 52.3952 | 192.1151 | 142.2615 | 8.4663 | 0 |  | 210 | 509.9009 | 122.7574 | 159.4421 | 198.9671 | 6.463 | 56.1404 | 182.635 | 64.3641 | 8.4663 | 79
| 211 | 774.2611 | 205.6285 | 211.511 | 225.6766 | 6.463 | 63.5867 | 171.4749 | 233.9066 | 8.4663 | 240 |  | 211 | 705.2988 | 150.8779 | 192.109 | 210.429 | 6.463 | 87.9278 | 189.061 | 143.4388 | 8.4663 | 99 |  | 211 | 548.7847 | 116.2481 | 157.5453 | 208.6489 | 6.463 | 52.3459 | 191.624 | 141.7234 | 8.4663 | 0 |  | 211 | 505.3356 | 122.0955 | 158.8006 | 198.8524 | 6.463 | 56.092 | 182.1491 | 63.9952 | 8.4663 | 82
| 212 | 767.1066 | 204.7242 | 211.0269 | 225.487 | 6.463 | 63.5183 | 171.0492 | 233.6044 | 8.4663 | 249 |  | 212 | 699.5929 | 149.6904 | 191.2585 | 210.2526 | 6.463 | 87.7805 | 188.5522 | 142.8155 | 8.4663 | 104 |  | 212 | 544.436 | 115.4012 | 156.6508 | 208.5521 | 6.463 | 52.2969 | 191.1326 | 141.1856 | 8.4663 | 0 |  | 212 | 500.9529 | 121.2337 | 158.1734 | 198.7406 | 6.463 | 56.0438 | 181.663 | 63.6271 | 8.4663 | 86
| 213 | 760.1651 | 203.8285 | 210.3211 | 225.2974 | 6.463 | 63.4503 | 170.6238 | 233.3061 | 8.4663 | 257 |  | 213 | 693.1904 | 148.8128 | 190.7835 | 210.0874 | 6.463 | 87.6372 | 188.0434 | 142.1919 | 8.4663 | 109 |  | 213 | 539.8177 | 114.6154 | 155.9647 | 208.4553 | 6.463 | 52.2481 | 190.6411 | 140.6486 | 8.4663 | 0 |  | 213 | 496.6982 | 120.3099 | 157.4802 | 198.6289 | 6.463 | 55.9958 | 181.1768 | 63.26 | 8.4663 | 89
| 214 | 753.1284 | 203.082 | 209.5588 | 225.1103 | 6.463 | 63.3827 | 170.1987 | 233.0115 | 8.4663 | 266 |  | 214 | 686.8037 | 148.0781 | 190.0699 | 210.0022 | 6.463 | 87.498 | 187.5347 | 141.5684 | 8.4663 | 114 |  | 214 | 534.8564 | 113.9497 | 155.4721 | 208.388 | 6.463 | 52.1995 | 190.1499 | 140.1124 | 8.4663 | 0 |  | 214 | 492.2259 | 119.5736 | 156.9003 | 198.434 | 6.463 | 55.9481 | 180.6909 | 62.8938 | 8.4663 | 92
| 215 | 746.74 | 201.6053 | 208.8663 | 224.9354 | 6.463 | 63.3155 | 169.7741 | 232.7207 | 8.4663 | 274 |  | 215 | 680.4785 | 147.1856 | 189.4467 | 209.9229 | 6.463 | 87.3627 | 187.0266 | 140.9452 | 8.4663 | 119 |  | 215 | 529.8335 | 113.4232 | 154.8588 | 208.3638 | 6.463 | 52.1512 | 189.659 | 139.5772 | 8.4663 | 0 |  | 215 | 487.7677 | 118.8673 | 156.4256 | 198.0898 | 6.463 | 55.9006 | 180.2053 | 62.5287 | 8.4663 | 95
| 216 | 739.4535 | 200.8098 | 208.3573 | 224.7938 | 6.463 | 63.2487 | 169.3503 | 232.4336 | 8.4663 | 283 |  | 216 | 674.1294 | 146.6115 | 188.5288 | 209.8437 | 6.463 | 87.2314 | 186.519 | 140.3226 | 8.4663 | 124 |  | 216 | 524.7841 | 112.924 | 154.2353 | 208.3489 | 6.463 | 52.1032 | 189.1686 | 139.0434 | 8.4663 | 2 |  | 216 | 483.1499 | 118.3076 | 155.8567 | 197.8528 | 6.463 | 55.8534 | 179.7203 | 62.1648 | 8.4663 | 99
| 217 | 733.0905 | 199.4494 | 207.4675 | 224.6745 | 6.463 | 63.1824 | 168.9273 | 232.1502 | 8.4663 | 291 |  | 217 | 667.7881 | 145.9312 | 187.7231 | 209.7507 | 6.463 | 87.1039 | 186.0123 | 139.7008 | 8.4663 | 129 |  | 217 | 519.476 | 112.3932 | 153.9054 | 208.3308 | 6.463 | 52.0555 | 188.679 | 138.511 | 8.4663 | 7 |  | 217 | 478.5346 | 117.5077 | 155.3963 | 197.745 | 6.463 | 55.8064 | 179.236 | 61.8021 | 8.4663 | 102
| 218 | 726.2852 | 198.548 | 206.561 | 224.5552 | 6.463 | 63.1164 | 168.5053 | 231.8705 | 8.4663 | 299 |  | 218 | 661.2108 | 145.3032 | 187.1055 | 209.6534 | 6.463 | 86.9804 | 185.5067 | 139.0803 | 8.4663 | 134 |  | 218 | 514.1597 | 111.9034 | 153.5425 | 208.3128 | 6.463 | 52.008 | 188.1904 | 137.9803 | 8.4663 | 12 |  | 218 | 473.5794 | 116.9935 | 154.9863 | 197.6409 | 6.463 | 55.7597 | 178.7528 | 61.4409 | 8.4663 | 105
| 219 | 719.1185 | 197.6763 | 205.9743 | 224.4478 | 6.463 | 63.0509 | 168.0846 | 231.5944 | 8.4663 | 308 |  | 219 | 654.6992 | 144.4047 | 186.6909 | 209.5578 | 6.463 | 86.8606 | 185.0023 | 138.4613 | 8.4663 | 139 |  | 219 | 509.1338 | 111.3215 | 152.9809 | 208.2954 | 6.463 | 51.9608 | 187.7029 | 137.4515 | 8.4663 | 16 |  | 219 | 468.7092 | 116.5389 | 154.4317 | 197.5368 | 6.463 | 55.7133 | 178.2707 | 61.0812 | 8.4663 | 109
| 220 | 712.2335 | 196.4774 | 205.4279 | 224.3456 | 6.463 | 62.9858 | 167.6652 | 231.3219 | 8.4663 | 316 |  | 220 | 648.6117 | 143.4265 | 185.9143 | 209.4799 | 6.463 | 86.7447 | 184.4995 | 137.844 | 8.4663 | 144 |  | 220 | 504.0418 | 110.7438 | 152.4711 | 208.2879 | 6.463 | 51.9139 | 187.2167 | 136.9248 | 8.4663 | 21 |  | 220 | 464.2181 | 115.8242 | 153.8232 | 197.3678 | 6.463 | 55.6672 | 177.79 | 60.723 | 8.4663 | 112
| 221 | 705.2752 | 195.3344 | 204.9209 | 224.2214 | 6.463 | 62.9212 | 167.2473 | 231.053 | 8.4663 | 324 |  | 221 | 642.3801 | 142.4894 | 185.2013 | 209.4413 | 6.463 | 86.6325 | 183.9983 | 137.2288 | 8.4663 | 149 |  | 221 | 499.5828 | 109.6913 | 151.8025 | 208.281 | 6.463 | 51.8673 | 186.7321 | 136.4004 | 8.4663 | 26 |  | 221 | 459.8798 | 114.792 | 153.4283 | 197.1497 | 6.463 | 55.6213 | 177.3109 | 60.3666 | 8.4663 | 115
| 222 | 698.7219 | 194.1253 | 204.0349 | 224.1372 | 6.463 | 62.857 | 166.8312 | 230.7877 | 8.4663 | 333 |  | 222 | 635.8364 | 141.6886 | 184.6888 | 209.378 | 6.463 | 86.524 | 183.4989 | 136.6159 | 8.4663 | 154 |  | 222 | 494.5185 | 109.2199 | 151.1569 | 208.2754 | 6.463 | 51.8209 | 186.2492 | 135.8786 | 8.4663 | 31 |  | 222 | 455.1717 | 114.2045 | 152.9673 | 196.9229 | 6.463 | 55.5758 | 176.8335 | 60.0119 | 8.4663 | 118
| 223 | 692.3596 | 193.1012 | 202.7877 | 224.0383 | 6.463 | 62.7933 | 166.4168 | 230.5259 | 8.4663 | 341 |  | 223 | 629.6594 | 140.9108 | 183.7494 | 209.352 | 6.463 | 86.4192 | 183.0017 | 136.0056 | 8.4663 | 159 |  | 223 | 489.5308 | 108.6016 | 150.5814 | 208.2699 | 6.463 | 51.7749 | 185.7683 | 135.3594 | 8.4663 | 36 |  | 223 | 451.0671 | 113.664 | 151.997 | 196.555 | 6.463 | 55.5305 | 176.3581 | 59.6591 | 8.4663 | 122
| 224 | 685.8371 | 191.9462 | 201.7727 | 223.9982 | 6.463 | 62.7301 | 166.0045 | 230.2676 | 8.4663 | 349 |  | 224 | 623.7059 | 140.0415 | 182.7316 | 209.2723 | 6.463 | 86.318 | 182.5068 | 135.3983 | 8.4663 | 164 |  | 224 | 484.5436 | 107.9683 | 150.0206 | 208.2644 | 6.463 | 51.7292 | 185.2895 | 134.8432 | 8.4663 | 40 |  | 224 | 446.5105 | 113.0347 | 151.4642 | 196.2902 | 6.463 | 55.4856 | 175.8849 | 59.3083 | 8.4663 | 125
| 225 | 679.9195 | 190.1631 | 200.781 | 223.9581 | 6.463 | 62.6673 | 165.5944 | 230.0128 | 8.4663 | 357 |  | 225 | 617.9442 | 138.7485 | 181.9504 | 209.188 | 6.463 | 86.2205 | 182.0144 | 134.7941 | 8.4663 | 169 |  | 225 | 479.9503 | 106.9911 | 149.4097 | 208.2588 | 6.463 | 51.6838 | 184.813 | 134.3302 | 8.4663 | 45 |  | 225 | 442.4017 | 112.1384 | 150.8242 | 195.952 | 6.463 | 55.4409 | 175.4141 | 58.9596 | 8.4663 | 128
| 226 | 673.6375 | 188.7202 | 199.8686 | 223.8629 | 6.463 | 62.6049 | 165.1867 | 229.7614 | 8.4663 | 365 |  | 226 | 612.5016 | 137.2476 | 181.0478 | 209.1139 | 6.463 | 86.1265 | 181.5247 | 134.1935 | 8.4663 | 174 |  | 226 | 475.5868 | 105.8609 | 148.7219 | 208.2533 | 6.463 | 51.6386 | 184.3391 | 133.8205 | 8.4663 | 50 |  | 226 | 438.4958 | 111.0891 | 150.1732 | 195.5747 | 6.463 | 55.3965 | 174.9458 | 58.6131 | 8.4663 | 131
| 227 | 667.1094 | 187.25 | 199.2686 | 223.7287 | 6.463 | 62.5431 | 164.7814 | 229.5135 | 8.4663 | 374 |  | 227 | 606.4695 | 136.2142 | 180.2621 | 209.0448 | 6.463 | 86.036 | 181.038 | 133.5966 | 8.4663 | 179 |  | 227 | 471.1808 | 104.9628 | 147.8711 | 208.2212 | 6.463 | 51.5939 | 183.8678 | 133.3143 | 8.4663 | 55 |  | 227 | 434.7025 | 110.0397 | 149.2303 | 195.3768 | 6.463 | 55.3525 | 174.4803 | 58.2689 | 8.4663 | 134
| 228 | 660.6255 | 186.1454 | 198.1962 | 223.657 | 6.463 | 62.4818 | 164.3789 | 229.269 | 8.4663 | 382 |  | 228 | 601.2811 | 135.0856 | 178.9563 | 208.7472 | 6.463 | 85.949 | 180.5544 | 133.0039 | 8.4663 | 184 |  | 228 | 466.8575 | 104.326 | 146.8681 | 207.9974 | 6.463 | 51.5494 | 183.3996 | 132.8119 | 8.4663 | 59 |  | 228 | 430.3668 | 109.2576 | 148.5442 | 195.1974 | 6.463 | 55.3088 | 174.0177 | 57.9271 | 8.4663 | 138
| 229 | 654.0293 | 185.0554 | 197.355 | 223.4519 | 6.463 | 62.4209 | 163.9792 | 229.0279 | 8.4663 | 391.1245 |  | 229 | 595.1422 | 134.2888 | 178.3791 | 208.3399 | 6.463 | 85.8655 | 180.0741 | 132.4154 | 8.4663 | 189 |  | 229 | 462.2164 | 103.8187 | 146.1119 | 207.715 | 6.463 | 51.5052 | 182.9344 | 132.3135 | 8.4663 | 64 |  | 229 | 426.0393 | 108.7281 | 147.8569 | 194.7582 | 6.463 | 55.2654 | 173.5583 | 57.5877 | 8.4663 | 141
| 230 | 648.0788 | 183.7586 | 196.317 | 223.0047 | 6.463 | 62.3605 | 163.5825 | 228.7901 | 8.4663 | 400.1043 |  | 230 | 589.5146 | 133.2301 | 177.4344 | 208.0507 | 6.463 | 85.7854 | 179.5975 | 131.8317 | 8.4663 | 194 |  | 230 | 457.6103 | 103.2294 | 145.4016 | 207.4339 | 6.463 | 51.4614 | 182.4725 | 131.8192 | 8.4663 | 69 |  | 230 | 421.6899 | 108.1192 | 147.1367 | 194.4533 | 6.463 | 55.2224 | 173.1023 | 57.251 | 8.4663 | 144
| 231 | 641.3103 | 182.808 | 195.6222 | 222.686 | 6.463 | 62.3007 | 163.1889 | 228.5556 | 8.4663 | 409.0878 |  | 231 | 583.1179 | 132.4888 | 176.8708 | 207.832 | 6.463 | 85.7087 | 179.1245 | 131.2528 | 8.4663 | 199 |  | 231 | 453.0718 | 102.5746 | 144.7029 | 207.1389 | 6.463 | 51.4179 | 182.0142 | 131.3294 | 8.4663 | 73 |  | 231 | 417.3553 | 107.0713 | 146.6532 | 194.3359 | 6.463 | 55.1797 | 172.6498 | 56.9169 | 8.4663 | 147
| 232 | 635.1469 | 181.3944 | 194.773 | 222.3797 | 6.463 | 62.2413 | 162.7987 | 228.3244 | 8.4663 | 418.2611 |  | 232 | 577.5964 | 131.4209 | 175.8057 | 207.5663 | 6.463 | 85.6353 | 178.6556 | 130.6792 | 8.4663 | 204 |  | 232 | 448.25 | 101.8825 | 144.3172 | 206.8515 | 6.463 | 51.3748 | 181.5596 | 130.8441 | 8.4663 | 78 |  | 232 | 412.726 | 106.3911 | 146.0966 | 194.2186 | 6.463 | 55.1373 | 172.2011 | 56.5856 | 8.4663 | 150
| 233 | 629.035 | 180.1549 | 193.5865 | 222.185 | 6.463 | 62.1825 | 162.412 | 228.0965 | 8.4663 | 426.4808 |  | 233 | 571.6809 | 130.6569 | 174.7617 | 207.3695 | 6.463 | 85.5652 | 178.1908 | 130.1111 | 8.4663 | 209 |  | 233 | 443.4029 | 101.1871 | 143.8496 | 206.6747 | 6.463 | 51.332 | 181.1089 | 130.3637 | 8.4663 | 83 |  | 233 | 408.4474 | 105.8221 | 145.4694 | 194.1012 | 6.463 | 55.0953 | 171.7563 | 56.2573 | 8.4663 | 153
| 234 | 623.1441 | 178.9555 | 192.2703 | 221.859 | 6.463 | 62.1242 | 162.029 | 227.8719 | 8.4663 | 435.6382 |  | 234 | 565.4698 | 129.9527 | 174.0427 | 207.0835 | 6.463 | 85.4984 | 177.7304 | 129.5488 | 8.4663 | 214 |  | 234 | 438.9444 | 100.5091 | 143.002 | 206.472 | 6.463 | 51.2896 | 180.6623 | 129.8882 | 8.4663 | 87 |  | 234 | 405.4901 | 105.3417 | 144.6834 | 193.9838 | 6.463 | 55.0536 | 171.3157 | 55.9319 | 8.4663 | 156
| 235 | 616.3706 | 177.952 | 191.4474 | 221.7264 | 6.463 | 62.0664 | 161.6498 | 227.6504 | 8.4663 | 444.8545 |  | 235 | 559.3669 | 129.2926 | 173.3142 | 206.6548 | 6.463 | 85.4349 | 177.2746 | 128.9926 | 8.4663 | 218 |  | 235 | 434.2851 | 99.9197 | 142.4373 | 206.0983 | 6.463 | 51.2475 | 180.22 | 129.418 | 8.4663 | 92 |  | 235 | 402.243 | 105.0601 | 143.9633 | 193.8915 | 6.463 | 55.0123 | 170.8794 | 55.6096 | 8.4663 | 159
| 236 | 610.1521 | 176.8137 | 190.4706 | 221.3274 | 6.463 | 62.0091 | 161.2746 | 227.4322 | 8.4663 | 453.8322 |  | 236 | 553.7779 | 127.9621 | 172.4795 | 206.4887 | 6.463 | 85.3745 | 176.8236 | 128.4428 | 8.4663 | 223 |  | 236 | 429.8412 | 99.2006 | 141.5449 | 205.9668 | 6.463 | 51.2057 | 179.7822 | 128.9532 | 8.4663 | 97 |  | 236 | 399.5808 | 104.151 | 143.2898 | 193.7952 | 6.463 | 54.9714 | 170.4477 | 55.2905 | 8.4663 | 163
| 237 | 604.2548 | 175.4686 | 189.1697 | 221.1383 | 6.463 | 61.9524 | 160.9036 | 227.2171 | 8.4663 | 462.8123 |  | 237 | 548.27 | 126.7935 | 171.3597 | 206.3647 | 6.463 | 85.3172 | 176.3776 | 127.8996 | 8.4663 | 228 |  | 237 | 425.809 | 98.3079 | 140.3923 | 205.8574 | 6.463 | 51.1644 | 179.3491 | 128.494 | 8.4663 | 101 |  | 237 | 397.336 | 103.15 | 142.5313 | 193.4585 | 6.463 | 54.9308 | 170.0207 | 54.9747 | 8.4663 | 166
| 238 | 598.3601 | 173.6902 | 188.2995 | 220.9491 | 6.463 | 61.8962 | 160.5368 | 227.0051 | 8.4663 | 472.1655 |  | 238 | 544.2194 | 125.3309 | 170.5253 | 206.2986 | 6.463 | 85.2631 | 175.9369 | 127.3634 | 8.4663 | 233 |  | 238 | 421.3804 | 97.1642 | 139.877 | 205.758 | 6.463 | 51.1234 | 178.9209 | 128.0406 | 8.4663 | 106 |  | 238 | 394.4999 | 102.3837 | 142.1788 | 193.0722 | 6.463 | 54.8906 | 169.5987 | 54.6622 | 8.4663 | 169
| 239 | 592.7714 | 172.9289 | 187.5559 | 220.8455 | 6.463 | 61.8406 | 160.1746 | 226.7962 | 8.4663 | 479.5586 |  | 239 | 540.0339 | 124.5458 | 170.0102 | 206.2324 | 6.463 | 85.2121 | 175.5016 | 126.8344 | 8.4663 | 237 |  | 239 | 417.657 | 96.5837 | 139.2604 | 205.7155 | 6.463 | 51.0827 | 178.4978 | 127.5933 | 8.4663 | 111 |  | 239 | 391.3015 | 101.9387 | 141.7463 | 192.8071 | 6.463 | 54.8508 | 169.1819 | 54.3533 | 8.4663 | 172
| 240 | 587.748 | 172.1711 | 187.3189 | 220.7667 | 6.463 | 61.7856 | 159.817 | 226.5905 | 8.4663 | 485.3336 |  | 240 | 535.993 | 123.577 | 169.5341 | 206.1663 | 6.463 | 85.1641 | 175.0719 | 126.313 | 8.4663 | 242 |  | 240 | 414.467 | 95.8154 | 138.8265 | 205.6731 | 6.463 | 51.0425 | 178.08 | 127.1523 | 8.4663 | 115 |  | 240 | 388.5593 | 101.0193 | 141.332 | 192.542 | 6.463 | 54.8114 | 168.7703 | 54.048 | 8.4663 | 175
| 241 | 583.0092 | 171.311 | 186.8995 | 220.688 | 6.463 | 61.7311 | 159.4643 | 226.3877 | 8.4663 | 491.6652 |  | 241 | 532.0559 | 122.7747 | 169.0581 | 205.8297 | 6.463 | 85.1192 | 174.648 | 125.7994 | 8.4663 | 247 |  | 241 | 411.2263 | 95.2055 | 138.5285 | 205.3872 | 6.463 | 51.0026 | 177.6677 | 126.7177 | 8.4663 | 120 |  | 241 | 385.5183 | 100.3165 | 141.0117 | 192.2649 | 6.463 | 54.7723 | 168.3644 | 53.7463 | 8.4663 | 178
| 242 | 578.8024 | 170.366 | 186.1268 | 220.5154 | 6.463 | 61.6771 | 159.1165 | 226.188 | 8.4663 | 498.2661 |  | 242 | 528.2684 | 122.0509 | 168.6447 | 205.2024 | 6.463 | 85.0772 | 174.2302 | 125.2939 | 8.4663 | 252 |  | 242 | 408.087 | 94.562 | 138.3125 | 204.9514 | 6.463 | 50.9631 | 177.2611 | 126.2898 | 8.4663 | 124 |  | 242 | 382.7609 | 99.621 | 140.6093 | 191.7791 | 6.463 | 54.7337 | 167.9641 | 53.4485 | 8.4663 | 181
| 243 | 574.4585 | 169.5069 | 185.8531 | 219.8951 | 6.463 | 61.6238 | 158.7739 | 225.9914 | 8.4663 | 504.6875 |  | 243 | 524.3827 | 121.3125 | 168.3842 | 204.5351 | 6.463 | 85.0381 | 173.8187 | 124.7968 | 8.4663 | 256 |  | 243 | 405.2502 | 93.812 | 137.9819 | 204.4343 | 6.463 | 50.924 | 176.8603 | 125.8687 | 8.4663 | 129 |  | 243 | 379.8222 | 98.9251 | 140.2873 | 191.3947 | 6.463 | 54.6954 | 167.5698 | 53.1545 | 8.4663 | 184
| 244 | 570.2375 | 168.5481 | 185.7345 | 219.0965 | 6.463 | 61.571 | 158.4366 | 225.7976 | 8.4663 | 510.2306 |  | 244 | 520.1143 | 120.8713 | 168.0362 | 204.0407 | 6.463 | 85.0019 | 173.4137 | 124.3084 | 8.4663 | 261 |  | 244 | 401.9532 | 93.4718 | 137.6999 | 203.919 | 6.463 | 50.8854 | 176.4657 | 125.4548 | 8.4663 | 133 |  | 244 | 376.8357 | 98.2978 | 139.9123 | 191.0425 | 6.463 | 54.6576 | 167.1817 | 52.8645 | 8.4663 | 187
| 245 | 565.7686 | 167.8092 | 185.4253 | 218.5164 | 6.463 | 61.5189 | 158.1048 | 225.6069 | 8.4663 | 516.684 |  | 245 | 515.6624 | 120.6077 | 167.6635 | 203.577 | 6.463 | 84.9686 | 173.0153 | 123.829 | 8.4663 | 265 |  | 245 | 398.6753 | 93.0575 | 137.5136 | 203.3629 | 6.463 | 50.8471 | 176.0773 | 125.0481 | 8.4663 | 138 |  | 245 | 373.5963 | 97.8088 | 139.6422 | 190.6998 | 6.463 | 54.6202 | 166.7999 | 52.5786 | 8.4663 | 190
| 246 | 560.8955 | 167.4073 | 185.1059 | 218.0138 | 6.463 | 61.4673 | 157.7786 | 225.419 | 8.4663 | 523 |  | 246 | 510.6056 | 120.4895 | 167.4062 | 203.4572 | 6.463 | 84.9381 | 172.6238 | 123.3588 | 8.4663 | 270 |  | 246 | 395.1421 | 92.844 | 137.3819 | 202.8067 | 6.463 | 50.8092 | 175.6954 | 124.6489 | 8.4663 | 142 |  | 246 | 369.9407 | 97.5012 | 139.4237 | 190.5404 | 6.463 | 54.5832 | 166.4246 | 52.297 | 8.4663 | 193
| 247 | 555.9287 | 166.8788 | 184.6746 | 217.8434 | 6.463 | 61.4163 | 157.4582 | 225.2341 | 8.4663 | 528.8199 |  | 247 | 505.9342 | 119.9257 | 167.2093 | 203.3374 | 6.463 | 84.9103 | 172.2394 | 122.8982 | 8.4663 | 275 |  | 247 | 391.7598 | 92.4932 | 137.1493 | 202.3379 | 6.463 | 50.7717 | 175.3201 | 124.2575 | 8.4663 | 147 |  | 247 | 366.5749 | 97.023 | 139.0861 | 190.381 | 6.463 | 54.5466 | 166.056 | 52.0196 | 8.4663 | 196
| 248 | 551.339 | 165.9208 | 184.2957 | 217.673 | 6.463 | 61.3659 | 157.1438 | 225.052 | 8.4663 | 534.9599 |  | 248 | 501.2209 | 119.5355 | 166.8925 | 203.2057 | 6.463 | 84.8854 | 171.8623 | 122.4474 | 8.4663 | 279 |  | 248 | 388.4393 | 92.0846 | 136.7597 | 202.022 | 6.463 | 50.7346 | 174.9518 | 123.8739 | 8.4663 | 151 |  | 248 | 363.0446 | 96.6351 | 138.8226 | 190.2215 | 6.463 | 54.5105 | 165.6944 | 51.7465 | 8.4663 | 199
| 249 | 546.6479 | 165.0726 | 183.9084 | 217.5025 | 6.463 | 61.3162 | 156.8355 | 224.8727 | 8.4663 | 541.266 |  | 249 | 497.4882 | 118.7306 | 166.3384 | 202.7454 | 6.463 | 84.8631 | 171.4927 | 122.0068 | 8.4663 | 284 |  | 249 | 385.289 | 91.6815 | 136.4229 | 201.4778 | 6.463 | 50.698 | 174.5905 | 123.4985 | 8.4663 | 156 |  | 249 | 359.5893 | 96.1939 | 138.5461 | 190.0535 | 6.463 | 54.4748 | 165.34 | 51.478 | 8.4663 | 201
| 250 | 541.4019 | 164.7474 | 183.5883 | 217.2968 | 6.463 | 61.267 | 156.5336 | 224.6963 | 8.4663 | 547.3316 |  | 250 | 493.171 | 118.3458 | 165.9169 | 202.3171 | 6.463 | 84.8435 | 171.1309 | 121.5766 | 8.4663 | 288 |  | 250 | 381.837 | 91.4058 | 136.3042 | 200.8896 | 6.463 | 50.6618 | 174.2365 | 123.1314 | 8.4663 | 160 |  | 250 | 356.4045 | 95.7719 | 138.0918 | 189.7736 | 6.463 | 54.4395 | 164.9928 | 51.2141 | 8.4663 | 204
| 251 | 537.1123 | 164.0237 | 183.0662 | 216.7353 | 6.463 | 61.2185 | 156.238 | 224.5226 | 8.4663 | 553.4553 |  | 251 | 488.6552 | 117.9355 | 165.6084 | 201.9997 | 6.463 | 84.8265 | 170.7769 | 121.1571 | 8.4663 | 293 |  | 251 | 378.5816 | 91.0361 | 135.9472 | 200.4372 | 6.463 | 50.626 | 173.8899 | 122.7728 | 8.4663 | 164 |  | 251 | 352.9713 | 95.4789 | 137.7841 | 189.4663 | 6.463 | 54.4047 | 164.6532 | 50.9549 | 8.4663 | 207
| 252 | 532.3076 | 163.5318 | 182.6119 | 216.3891 | 6.463 | 61.1706 | 155.9492 | 224.3518 | 8.4663 | 559.7907 |  | 252 | 484.2346 | 117.3708 | 165.2454 | 201.796 | 6.463 | 84.8122 | 170.4311 | 120.7485 | 8.4663 | 297 |  | 252 | 375.3038 | 90.6887 | 135.4582 | 200.1168 | 6.463 | 50.5906 | 173.551 | 122.423 | 8.4663 | 169 |  | 252 | 349.7969 | 94.9559 | 137.3204 | 189.2863 | 6.463 | 54.3704 | 164.3213 | 50.7004 | 8.4663 | 210
| 253 | 527.7511 | 162.6001 | 182.2755 | 216.1167 | 6.463 | 61.1234 | 155.6671 | 224.1836 | 8.4663 | 565.7623 |  | 253 | 480.0601 | 116.6287 | 164.8087 | 201.5973 | 6.463 | 84.8003 | 170.0937 | 120.3513 | 8.4663 | 302 |  | 253 | 371.8102 | 90.3347 | 135.1032 | 199.8849 | 6.463 | 50.5557 | 173.22 | 122.0821 | 8.4663 | 173 |  | 253 | 346.6129 | 94.4557 | 136.8209 | 189.129 | 6.463 | 54.3364 | 163.9973 | 50.4509 | 8.4663 | 213
| 254 | 522.7989 | 162.0522 | 181.8956 | 215.8998 | 6.463 | 61.0767 | 155.392 | 224.0182 | 8.4663 | 571.6591 |  | 254 | 475.7312 | 115.9796 | 164.5056 | 201.3265 | 6.463 | 84.7911 | 169.7648 | 119.9656 | 8.4663 | 306 |  | 254 | 368.5157 | 89.8461 | 134.7395 | 199.5971 | 6.463 | 50.5212 | 172.897 | 121.7504 | 8.4663 | 178 |  | 254 | 343.2387 | 93.9339 | 136.5332 | 188.9716 | 6.463 | 54.303 | 163.6815 | 50.2063 | 8.4663 | 216
| 255 | 517.958 | 161.4571 | 181.4541 | 215.6801 | 6.463 | 61.0308 | 155.124 | 223.8554 | 8.4663 | 577.9312 |  | 255 | 471.625 | 115.2833 | 164.0981 | 200.9845 | 6.463 | 84.7842 | 169.4446 | 119.5918 | 8.4663 | 311 |  | 255 | 365.3892 | 89.1865 | 134.4398 | 199.2484 | 6.463 | 50.4872 | 172.5823 | 121.428 | 8.4663 | 182 |  | 255 | 340.0509 | 93.354 | 136.2177 | 188.7137 | 6.463 | 54.27 | 163.374 | 49.9669 | 8.4663 | 219
| 256 | 513.3041 | 160.8476 | 180.9798 | 215.3209 | 6.463 | 60.9855 | 154.8633 | 223.6953 | 8.4663 | 584.108 |  | 256 | 467.1368 | 114.7884 | 163.888 | 200.6257 | 6.463 | 84.7799 | 169.1335 | 119.2302 | 8.4663 | 315 |  | 256 | 361.8346 | 88.8986 | 134.2464 | 198.8497 | 6.463 | 50.4536 | 172.276 | 121.1152 | 8.4663 | 186 |  | 256 | 336.8826 | 92.8491 | 135.9302 | 188.3333 | 6.463 | 54.2375 | 163.075 | 49.7326 | 8.4663 | 221
| 257 | 508.5153 | 160.2836 | 180.6387 | 214.9177 | 6.463 | 60.9408 | 154.61 | 223.5378 | 8.4663 | 589.7538 |  | 257 | 462.5797 | 114.3991 | 163.5407 | 200.3675 | 6.463 | 84.7779 | 168.8315 | 118.881 | 8.4663 | 319 |  | 257 | 358.3717 | 88.458 | 133.9926 | 198.5725 | 6.463 | 50.4205 | 171.9784 | 120.8122 | 8.4663 | 190 |  | 257 | 333.4623 | 92.4803 | 135.7712 | 187.9404 | 6.463 | 54.2055 | 162.7847 | 49.5036 | 8.4663 | 224
| 258 | 503.7288 | 159.5769 | 180.3223 | 214.6304 | 6.463 | 60.8968 | 154.3644 | 223.3829 | 8.4663 | 595.0107 |  | 258 | 458.2669 | 113.8601 | 163.0344 | 200.1737 | 6.463 | 84.7784 | 168.5389 | 118.5445 | 8.4663 | 324 |  | 258 | 354.9808 | 87.9666 | 133.6839 | 198.329 | 6.463 | 50.3878 | 171.6896 | 120.5192 | 8.4663 | 195 |  | 258 | 330.1962 | 92.031 | 135.546 | 187.54 | 6.463 | 54.1739 | 162.5034 | 49.28 | 8.4663 | 227
| 259 | 498.8442 | 158.9127 | 180.0159 | 214.3885 | 6.463 | 60.8535 | 154.1265 | 223.2306 | 8.4663 | 601.365 |  | 259 | 453.9292 | 113.2726 | 162.6013 | 199.98 | 6.463 | 84.7811 | 168.2558 | 118.221 | 8.4663 | 328 |  | 259 | 351.3664 | 87.595 | 133.4597 | 198.1046 | 6.463 | 50.3556 | 171.4099 | 120.2364 | 8.4663 | 199 |  | 259 | 327.0925 | 91.5261 | 135.214 | 187.1395 | 6.463 | 54.1429 | 162.2311 | 49.0619 | 8.4663 | 230
| 260 | 494.219 | 158.0798 | 179.587 | 214.1785 | 6.463 | 60.8109 | 153.8966 | 223.0809 | 8.4663 | 606 |  | 260 | 449.734 | 112.6295 | 162.0814 | 199.7862 | 6.463 | 84.7862 | 167.9826 | 117.9108 | 8.4663 | 332 |  | 260 | 348.0536 | 86.999 | 133.1585 | 197.8801 | 6.463 | 50.3239 | 171.1394 | 119.964 | 8.4663 | 203 |  | 260 | 324.1142 | 90.9575 | 134.7753 | 186.784 | 6.463 | 54.1123 | 161.9682 | 48.8494 | 8.4663 | 232
| 261 | 489.4339 | 157.5256 | 179.0394 | 213.9684 | 6.463 | 60.769 | 153.6748 | 222.9336 | 8.4663 | 606 |  | 261 | 445.438 | 112.1055 | 161.6635 | 199.4721 | 6.463 | 84.7935 | 167.7194 | 117.6142 | 8.4663 | 336 |  | 261 | 344.6627 | 86.6057 | 132.8128 | 197.5754 | 6.463 | 50.2926 | 170.8784 | 119.7086 | 8.4663 | 207.0398 |  | 261 | 320.8024 | 90.5697 | 134.357 | 186.5608 | 6.463 | 54.0823 | 161.7148 | 48.6426 | 8.4663 | 235
| 262 | 484.7655 | 156.8532 | 178.4931 | 213.7584 | 6.463 | 60.7277 | 153.4612 | 222.7889 | 8.4663 | 606 |  | 262 | 441.2147 | 111.6329 | 161.2715 | 199.0081 | 6.463 | 84.803 | 167.4664 | 117.3315 | 8.4663 | 341 |  | 262 | 341.1515 | 86.3856 | 132.5462 | 197.1388 | 6.463 | 50.2619 | 170.6269 | 119.4651 | 8.4663 | 211.9602 |  | 262 | 317.2116 | 90.2569 | 134.1422 | 186.3381 | 6.463 | 54.0527 | 161.4711 | 48.4416 | 8.4663 | 238
| 263 | 479.9777 | 156.251 | 178.0193 | 213.5252 | 6.463 | 60.6872 | 153.2562 | 222.6466 | 8.4663 | 606 |  | 263 | 437.3404 | 110.8304 | 160.8604 | 198.544 | 6.463 | 84.8147 | 167.2239 | 117.063 | 8.4663 | 345 |  | 263 | 337.919 | 85.9839 | 132.1823 | 196.7022 | 6.463 | 50.2316 | 170.3854 | 119.2324 | 8.4663 | 216 |  | 263 | 313.9239 | 89.7878 | 133.7661 | 186.1298 | 6.463 | 54.0237 | 161.2374 | 48.2533 | 8.4663 | 240
| 264 | 475.3209 | 155.6124 | 177.6971 | 213.0458 | 6.463 | 60.6473 | 153.0597 | 222.5068 | 8.4663 | 606 |  | 264 | 433.1232 | 110.1667 | 160.6534 | 198.08 | 6.463 | 84.8286 | 166.9919 | 116.8089 | 8.4663 | 349 |  | 264 | 334.6978 | 85.4648 | 131.9393 | 196.251 | 6.463 | 50.2018 | 170.1538 | 119.0105 | 8.4663 | 220 |  | 264 | 310.8546 | 89.1806 | 133.3046 | 185.9268 | 6.463 | 53.9951 | 161.0137 | 48.0853 | 8.4663 | 243
| 265 | 470.4695 | 155.0827 | 177.4025 | 212.6245 | 6.463 | 60.6082 | 152.872 | 222.3693 | 8.4663 | 606 |  | 265 | 428.7081 | 109.6168 | 160.3579 | 197.7885 | 6.463 | 84.8445 | 166.7708 | 116.5696 | 8.4663 | 353 |  | 265 | 331.5038 | 85.0682 | 131.5524 | 195.794 | 6.463 | 50.1725 | 169.9325 | 118.7998 | 8.4663 | 224 |  | 265 | 307.5807 | 88.6646 | 132.9566 | 185.7238 | 6.463 | 53.9671 | 160.8003 | 47.925 | 8.4663 | 246
| 266 | 465.698 | 154.4899 | 176.9143 | 212.38 | 6.463 | 60.5698 | 152.6932 | 222.2343 | 8.4663 | 606 |  | 266 | 424.1503 | 109.1491 | 160.0938 | 197.5261 | 6.463 | 84.8626 | 166.5608 | 116.3453 | 8.4663 | 357 |  | 266 | 328.036 | 84.8345 | 131.1893 | 195.4242 | 6.463 | 50.1437 | 169.7216 | 118.6003 | 8.4663 | 228 |  | 266 | 304.3795 | 88.1869 | 132.5483 | 185.4699 | 6.463 | 53.9396 | 160.5975 | 47.7698 | 8.4663 | 248
| 267 | 460.7826 | 153.9002 | 176.5668 | 212.1356 | 6.463 | 60.532 | 152.5235 | 222.1016 | 8.4663 | 606 |  | 267 | 419.6197 | 108.7503 | 159.7335 | 197.2638 | 6.463 | 84.8827 | 166.362 | 116.1363 | 8.4663 | 361 |  | 267 | 324.5787 | 84.4609 | 130.8729 | 195.1368 | 6.463 | 50.1154 | 169.5213 | 118.4124 | 8.4663 | 232 |  | 267 | 301.0173 | 87.8284 | 132.3177 | 185.08 | 6.463 | 53.9127 | 160.4053 | 47.6198 | 8.4663 | 251
| 268 | 456.3081 | 153.1523 | 175.9365 | 211.8912 | 6.463 | 60.4951 | 152.3631 | 221.9713 | 8.4663 | 606 |  | 268 | 415.2319 | 108.2721 | 159.3099 | 197.0014 | 6.463 | 84.9047 | 166.1747 | 115.943 | 8.4663 | 365 |  | 268 | 320.9853 | 84.2059 | 130.5659 | 194.8577 | 6.463 | 50.0876 | 169.3318 | 118.2362 | 8.4663 | 236 |  | 268 | 297.7928 | 87.587 | 132.0334 | 184.4892 | 6.463 | 53.8863 | 160.2241 | 47.4752 | 8.4663 | 253
| 269 | 451.5048 | 152.5862 | 175.4533 | 211.6468 | 6.463 | 60.4588 | 152.2121 | 221.8432 | 8.4663 | 606 |  | 269 | 410.9822 | 107.7209 | 158.8212 | 196.7391 | 6.463 | 84.9288 | 165.9991 | 115.7655 | 8.4663 | 369 |  | 269 | 317.6461 | 83.7459 | 130.2038 | 194.5845 | 6.463 | 50.0603 | 169.1534 | 118.0719 | 8.4663 | 240 |  | 269 | 294.6492 | 87.2372 | 131.6239 | 184.0509 | 6.463 | 53.8604 | 160.054 | 47.3358 | 8.4663 | 256
| 270 | 447.113 | 151.7067 | 174.886 | 211.3883 | 6.463 | 60.4233 | 152.0707 | 221.7174 | 8.4663 | 606 |  | 270 | 406.9599 | 107.0513 | 158.2234 | 196.4768 | 6.463 | 84.9548 | 165.8353 | 115.6042 | 8.4663 | 373 |  | 270 | 314.2678 | 83.387 | 129.7796 | 194.3112 | 6.463 | 50.0335 | 168.9862 | 117.9197 | 8.4663 | 244 |  | 270 | 291.3492 | 86.7911 | 131.2985 | 183.7814 | 6.463 | 53.8351 | 159.8951 | 47.2019 | 8.4663 | 259
| 271 | 442.4447 | 151.0888 | 174.3435 | 211.1201 | 6.463 | 60.3886 | 151.9391 | 221.5939 | 8.4663 | 606 |  | 271 | 403.0679 | 106.4515 | 157.4669 | 196.1732 | 6.463 | 84.9826 | 165.6837 | 115.4594 | 8.4663 | 377 |  | 271 | 310.9821 | 82.909 | 129.4103 | 194.0097 | 6.463 | 50.0073 | 168.8303 | 117.7799 | 8.4663 | 248 |  | 271 | 288.017 | 86.4079 | 130.9077 | 183.5466 | 6.463 | 53.8103 | 159.7478 | 47.0735 | 8.4663 | 261
| 272 | 437.9195 | 150.3935 | 173.7905 | 210.7966 | 6.463 | 60.3546 | 151.8174 | 221.4727 | 8.4663 | 606 |  | 272 | 399.0114 | 105.7744 | 156.9385 | 195.8832 | 6.463 | 85.0123 | 165.5443 | 115.3314 | 8.4663 | 381 |  | 272 | 307.924 | 82.4133 | 128.9128 | 193.6266 | 6.463 | 49.9816 | 168.6861 | 117.6525 | 8.4663 | 252 |  | 272 | 284.8577 | 85.9348 | 130.4529 | 183.2927 | 6.463 | 53.7861 | 159.6122 | 46.9507 | 8.4663 | 264
| 273 | 433.294 | 149.7352 | 173.2778 | 210.496 | 6.463 | 60.3213 | 151.7057 | 221.3536 | 8.4663 | 606 |  | 273 | 394.9159 | 105.1377 | 156.3672 | 195.6348 | 6.463 | 85.0438 | 165.4174 | 115.2204 | 8.4663 | 385 |  | 273 | 304.8619 | 81.9273 | 128.4521 | 193.2008 | 6.463 | 49.9564 | 168.5537 | 117.5379 | 8.4663 | 256 |  | 273 | 281.7011 | 85.4803 | 130.0437 | 182.9719 | 6.463 | 53.7625 | 159.4884 | 46.8335 | 8.4663 | 266
| 274 | 428.9466 | 148.7917 | 172.7372 | 210.2306 | 6.463 | 60.2888 | 151.6043 | 221.2367 | 8.4663 | 606 |  | 274 | 390.7052 | 104.5725 | 155.8396 | 195.3864 | 6.463 | 85.0771 | 165.3033 | 115.1268 | 8.4663 | 389 |  | 274 | 301.7003 | 81.4491 | 128.0376 | 192.8205 | 6.463 | 49.9318 | 168.4334 | 117.4361 | 8.4663 | 260 |  | 274 | 278.7329 | 84.9196 | 129.62 | 182.5834 | 6.463 | 53.7394 | 159.3768 | 46.7221 | 8.4663 | 269
| 275 | 424.4396 | 148.096 | 172.0991 | 209.9743 | 6.463 | 60.2571 | 151.5133 | 221.1218 | 8.4663 | 606 |  | 275 | 386.4374 | 104.0009 | 155.3755 | 195.1379 | 6.463 | 85.1121 | 165.2019 | 115.0506 | 8.4663 | 393 |  | 275 | 298.5935 | 81.0124 | 127.4434 | 192.5237 | 6.463 | 49.9076 | 168.325 | 117.3473 | 8.4663 | 264 |  | 275 | 275.8842 | 84.4532 | 128.9918 | 182.1856 | 6.463 | 53.7169 | 159.2773 | 46.6164 | 8.4663 | 271
| 276 | 419.9601 | 147.2014 | 171.6295 | 209.721 | 6.463 | 60.2261 | 151.432 | 221.0086 | 8.4663 | 606 |  | 276 | 382.1513 | 103.3937 | 154.9715 | 194.8832 | 6.463 | 85.1487 | 165.1128 | 114.9913 | 8.4663 | 397 |  | 276 | 295.3519 | 80.4629 | 127.0966 | 192.2269 | 6.463 | 49.8841 | 168.2282 | 117.271 | 8.4663 | 268 |  | 276 | 272.9456 | 83.8505 | 128.6081 | 181.7695 | 6.463 | 53.6949 | 159.1895 | 46.5164 | 8.4663 | 273
| 277 | 415.4798 | 146.3705 | 171.1173 | 209.4473 | 6.463 | 60.1959 | 151.36 | 220.8964 | 8.4663 | 606 |  | 277 | 377.9915 | 102.8066 | 154.5145 | 194.5351 | 6.463 | 85.187 | 165.0352 | 114.948 | 8.4663 | 401 |  | 277 | 292.1789 | 80.065 | 126.6033 | 191.8567 | 6.463 | 49.861 | 168.1423 | 117.2065 | 8.4663 | 272 |  | 277 | 269.7676 | 83.5055 | 128.208 | 181.3516 | 6.463 | 53.6735 | 159.1126 | 46.4216 | 8.4663 | 276
| 278 | 411.351 | 145.3801 | 170.5023 | 209.0845 | 6.463 | 60.1663 | 151.2967 | 220.7847 | 8.4663 | 606 |  | 278 | 373.9774 | 102.2022 | 153.9677 | 194.1485 | 6.463 | 85.2266 | 164.9685 | 114.92 | 8.4663 | 404 |  | 278 | 289.1315 | 79.5464 | 126.1616 | 191.4299 | 6.463 | 49.8384 | 168.0666 | 117.1532 | 8.4663 | 275 |  | 278 | 266.8525 | 82.9931 | 127.8399 | 180.8061 | 6.463 | 53.6526 | 159.0461 | 46.3321 | 8.4663 | 278
| 279 | 406.9073 | 144.5522 | 169.9603 | 208.8012 | 6.463 | 60.1375 | 151.2415 | 220.673 | 8.4663 | 606 |  | 279 | 369.9381 | 101.6064 | 153.4284 | 193.7709 | 6.463 | 85.2676 | 164.912 | 114.9065 | 8.4663 | 408 |  | 279 | 285.8092 | 79.1511 | 125.8498 | 191.0248 | 6.463 | 49.8163 | 168.0004 | 117.1103 | 8.4663 | 279 |  | 279 | 263.9149 | 82.4604 | 127.406 | 180.3692 | 6.463 | 53.6323 | 158.9893 | 46.2474 | 8.4663 | 281
| 280 | 402.5334 | 143.7914 | 169.3979 | 208.4012 | 6.463 | 60.1093 | 151.1938 | 220.5608 | 8.4663 | 606 |  | 280 | 365.8272 | 101.0379 | 153.0249 | 193.3018 | 6.463 | 85.3099 | 164.8651 | 114.9067 | 8.4663 | 412 |  | 280 | 282.6563 | 78.6916 | 125.4989 | 190.5535 | 6.463 | 49.7947 | 167.9432 | 117.0773 | 8.4663 | 283 |  | 280 | 260.9033 | 81.9292 | 126.9738 | 180.0032 | 6.463 | 53.6123 | 158.9415 | 46.1674 | 8.4663 | 283
| 281 | 398.2085 | 142.943 | 168.9614 | 207.914 | 6.463 | 60.0818 | 151.153 | 220.4474 | 8.4663 | 606 |  | 281 | 361.8723 | 100.5136 | 152.4957 | 192.7582 | 6.463 | 85.3534 | 164.8269 | 114.9198 | 8.4663 | 415 |  | 281 | 279.6048 | 78.294 | 125.0654 | 190.0015 | 6.463 | 49.7735 | 167.8941 | 117.0535 | 8.4663 | 287 |  | 281 | 257.7526 | 81.5374 | 126.4751 | 179.7033 | 6.463 | 53.5929 | 158.9022 | 46.0918 | 8.4663 | 285
| 282 | 393.7792 | 142.3535 | 168.5152 | 207.282 | 6.463 | 60.0548 | 151.1186 | 220.3324 | 8.4663 | 606 |  | 282 | 357.9303 | 99.9464 | 151.9983 | 192.2129 | 6.463 | 85.3979 | 164.7969 | 114.9451 | 8.4663 | 419 |  | 282 | 276.3871 | 77.9238 | 124.729 | 189.4914 | 6.463 | 49.7527 | 167.8526 | 117.0382 | 8.4663 | 290 |  | 282 | 254.7135 | 81.0345 | 126.1467 | 179.2325 | 6.463 | 53.5739 | 158.8706 | 46.0204 | 8.4663 | 288
| 283 | 389.422 | 141.6249 | 168.0144 | 206.7716 | 6.463 | 60.0285 | 151.0899 | 220.2152 | 8.4663 | 606 |  | 283 | 353.7902 | 99.3598 | 151.4966 | 191.8893 | 6.463 | 85.4434 | 164.7744 | 114.9817 | 8.4663 | 423 |  | 283 | 273.3258 | 77.4295 | 124.255 | 189.0863 | 6.463 | 49.7323 | 167.818 | 117.0308 | 8.4663 | 294 |  | 283 | 251.7411 | 80.5661 | 125.742 | 178.7369 | 6.463 | 53.5553 | 158.846 | 45.9531 | 8.4663 | 290
| 284 | 384.9399 | 140.7485 | 167.5619 | 206.4855 | 6.463 | 60.0028 | 151.0665 | 220.0952 | 8.4663 | 606 |  | 284 | 349.6677 | 98.7302 | 150.9865 | 191.5996 | 6.463 | 85.4898 | 164.7586 | 115.0288 | 8.4663 | 426 |  | 284 | 270.1109 | 76.9163 | 123.8903 | 188.7447 | 6.463 | 49.7124 | 167.7897 | 117.0306 | 8.4663 | 298 |  | 284 | 248.7443 | 80.0347 | 125.3736 | 178.2924 | 6.463 | 53.5371 | 158.8279 | 45.8895 | 8.4663 | 292
| 285 | 380.4159 | 139.9981 | 167.0255 | 206.1993 | 6.463 | 59.9782 | 151.0477 | 219.972 | 8.4663 | 606 |  | 285 | 345.4583 | 98.2688 | 150.4836 | 191.2214 | 6.463 | 85.537 | 164.749 | 115.0858 | 8.4663 | 430 |  | 285 | 266.909 | 76.4618 | 123.536 | 188.3207 | 6.463 | 49.6928 | 167.7669 | 117.037 | 8.4663 | 301 |  | 285 | 245.6143 | 79.6168 | 125.0943 | 177.7786 | 6.463 | 53.5193 | 158.8156 | 45.8295 | 8.4663 | 294
| 286 | 376.2964 | 139.1731 | 166.2913 | 205.781 | 6.463 | 59.9562 | 151.0329 | 219.845 | 8.4663 | 606 |  | 286 | 341.4547 | 97.7564 | 149.9876 | 190.6814 | 6.463 | 85.5849 | 164.7447 | 115.1518 | 8.4663 | 433 |  | 286 | 263.863 | 75.9746 | 123.144 | 187.8114 | 6.463 | 49.6736 | 167.749 | 117.0494 | 8.4663 | 305 |  | 286 | 242.6795 | 79.113 | 124.635 | 177.3354 | 6.463 | 53.5019 | 158.8085 | 45.7727 | 8.4663 | 296
| 287 | 372.2104 | 138.1077 | 165.7303 | 205.3963 | 6.463 | 59.9346 | 151.0216 | 219.7136 | 8.4663 | 606 |  | 287 | 337.6851 | 97.1454 | 149.3098 | 190.1878 | 6.463 | 85.6335 | 164.7453 | 115.2259 | 8.4663 | 437 |  | 287 | 260.7728 | 75.5745 | 122.7169 | 187.2942 | 6.463 | 49.6548 | 167.7353 | 117.067 | 8.4663 | 308 |  | 287 | 239.965 | 78.6617 | 124.3081 | 176.9818 | 6.463 | 53.4848 | 158.8058 | 45.7191 | 8.4663 | 299
| 288 | 367.9812 | 137.3157 | 165.1226 | 204.9282 | 6.463 | 59.9134 | 151.0132 | 219.5772 | 8.4663 | 606 |  | 288 | 333.6572 | 96.6729 | 148.8675 | 189.5785 | 6.463 | 85.6825 | 164.7498 | 115.3075 | 8.4663 | 440 |  | 288 | 257.8275 | 75.0475 | 122.3368 | 186.7121 | 6.463 | 49.6363 | 167.7253 | 117.0892 | 8.4663 | 312.4391 |  | 288 | 237.851 | 78.2199 | 124.0668 | 176.6281 | 6.463 | 53.468 | 158.807 | 45.6683 | 8.4663 | 301
| 289 | 363.9532 | 136.3131 | 164.6301 | 204.3543 | 6.463 | 59.8925 | 151.007 | 219.4355 | 8.4663 | 606 |  | 289 | 329.7949 | 96.0587 | 148.3379 | 189.1757 | 6.463 | 85.732 | 164.7578 | 115.3958 | 8.4663 | 444 |  | 289 | 254.7446 | 74.5511 | 121.9421 | 186.2516 | 6.463 | 49.6181 | 167.7181 | 117.1153 | 8.4663 | 316.658 |  | 289 | 235.7286 | 77.8555 | 123.7629 | 176.2678 | 6.463 | 53.4515 | 158.8114 | 45.6201 | 8.4663 | 303
| 290 | 360.0187 | 135.6721 | 164.1135 | 203.9877 | 6.463 | 59.8719 | 151.0026 | 219.2877 | 8.4663 | 606 |  | 290 | 327.0481 | 95.4758 | 147.9687 | 188.8469 | 6.463 | 85.7817 | 164.7684 | 115.4899 | 8.4663 | 447 |  | 290 | 252.4837 | 74.2388 | 121.6088 | 185.8516 | 6.463 | 49.6002 | 167.7132 | 117.1448 | 8.4663 | 319.903 |  | 290 | 233.6882 | 77.576 | 123.3757 | 175.8241 | 6.463 | 53.4354 | 158.8183 | 45.5743 | 8.4663 | 305
| 291 | 356.8045 | 135.136 | 163.7437 | 203.6636 | 6.463 | 59.8516 | 150.9993 | 219.1334 | 8.4663 | 606 |  | 291 | 324.1068 | 95.037 | 147.6448 | 188.5231 | 6.463 | 85.8318 | 164.7811 | 115.5891 | 8.4663 | 450.1399 |  | 291 | 250.4669 | 73.7918 | 121.1741 | 185.4748 | 6.463 | 49.5826 | 167.71 | 117.177 | 8.4663 | 323.0142 |  | 291 | 231.7078 | 77.1309 | 123.0215 | 175.4529 | 6.463 | 53.4194 | 158.8271 | 45.5308 | 8.4663 | 307
| 292 | 353.7772 | 134.4623 | 163.3336 | 203.3306 | 6.463 | 59.8316 | 150.9966 | 218.9721 | 8.4663 | 606 |  | 292 | 321.197 | 94.6469 | 147.3606 | 188.0795 | 6.463 | 85.8819 | 164.795 | 115.6926 | 8.4663 | 453.8601 |  | 292 | 248.3279 | 73.4299 | 120.8695 | 185.0051 | 6.463 | 49.5652 | 167.7076 | 117.2111 | 8.4663 | 326.2583 |  | 292 | 229.422 | 76.8284 | 122.7848 | 175.127 | 6.463 | 53.4038 | 158.8372 | 45.4891 | 8.4663 | 309
| 293 | 350.8412 | 133.7007 | 163.0808 | 202.8368 | 6.463 | 59.8118 | 150.9939 | 218.8031 | 8.4663 | 606 |  | 293 | 318.4996 | 94.1277 | 146.9959 | 187.6331 | 6.463 | 85.9321 | 164.8097 | 115.7995 | 8.4663 | 457 |  | 293 | 246.1912 | 73.0397 | 120.5844 | 184.5417 | 6.463 | 49.5481 | 167.7055 | 117.2466 | 8.4663 | 329.4824 |  | 293 | 227.2731 | 76.4037 | 122.5316 | 174.803 | 6.463 | 53.3884 | 158.8478 | 45.4492 | 8.4663 | 311
| 294 | 347.9423 | 133.0348 | 162.585 | 202.4532 | 6.463 | 59.7923 | 150.9906 | 218.626 | 8.4663 | 606 |  | 294 | 315.5761 | 93.6885 | 146.653 | 187.311 | 6.463 | 85.9823 | 164.8242 | 115.9092 | 8.4663 | 460 |  | 294 | 243.7885 | 72.7892 | 120.3431 | 184.1611 | 6.463 | 49.5313 | 167.703 | 117.2828 | 8.4663 | 332.6695 |  | 294 | 225.1328 | 76.0627 | 122.1855 | 174.4796 | 6.463 | 53.3731 | 158.8584 | 45.4107 | 8.4663 | 313
| 295 | 344.829 | 132.3776 | 162.2316 | 202.1329 | 6.463 | 59.773 | 150.9861 | 218.4401 | 8.4663 | 606 |  | 295 | 312.7501 | 93.2043 | 146.2575 | 186.9888 | 6.463 | 86.0323 | 164.8381 | 116.0209 | 8.4663 | 463 |  | 295 | 241.5926 | 72.3828 | 120.0506 | 183.7805 | 6.463 | 49.5147 | 167.6994 | 117.3191 | 8.4663 | 335.7765 |  | 295 | 222.9188 | 75.7244 | 121.9111 | 174.1554 | 6.463 | 53.3581 | 158.8683 | 45.3736 | 8.4663 | 315
| 296 | 341.5533 | 131.9625 | 161.7986 | 201.8126 | 6.463 | 59.7539 | 150.9798 | 218.245 | 8.4663 | 606 |  | 296 | 309.793 | 92.8003 | 145.913 | 186.6667 | 6.463 | 86.0821 | 164.8506 | 116.1337 | 8.4663 | 466.1453 |  | 296 | 239.237 | 72.0534 | 119.8277 | 183.4132 | 6.463 | 49.4983 | 167.6941 | 117.3547 | 8.4663 | 339 |  | 296 | 220.6313 | 75.4384 | 121.6463 | 173.843 | 6.463 | 53.3433 | 158.8768 | 45.3374 | 8.4663 | 317
| 297 | 338.4798 | 131.2685 | 161.4361 | 201.4985 | 6.463 | 59.7351 | 150.9712 | 218.0402 | 8.4663 | 606 |  | 297 | 307.0425 | 92.2628 | 145.4797 | 186.3604 | 6.463 | 86.1315 | 164.861 | 116.2468 | 8.4663 | 469.8547 |  | 297 | 236.9279 | 71.734 | 119.547 | 183.0471 | 6.463 | 49.4821 | 167.6864 | 117.3891 | 8.4663 | 342.2641 |  | 297 | 218.6071 | 74.983 | 121.261 | 173.5569 | 6.463 | 53.3286 | 158.8834 | 45.3021 | 8.4663 | 319
| 298 | 335.3598 | 130.775 | 160.8813 | 201.2225 | 6.463 | 59.7164 | 150.9597 | 217.825 | 8.4663 | 606 |  | 298 | 304.0241 | 91.9185 | 145.0948 | 186.0801 | 6.463 | 86.1805 | 164.8686 | 116.3596 | 8.4663 | 473 |  | 298 | 234.7197 | 71.3439 | 119.2277 | 182.6895 | 6.463 | 49.4661 | 167.6757 | 117.4215 | 8.4663 | 345.4412 |  | 298 | 216.3768 | 74.6135 | 121.0006 | 173.2663 | 6.463 | 53.314 | 158.8872 | 45.2674 | 8.4663 | 321
| 299 | 332.4939 | 129.839 | 160.5128 | 200.9488 | 6.463 | 59.6978 | 150.9447 | 217.5989 | 8.4663 | 606 |  | 299 | 301.1363 | 91.4816 | 144.6721 | 185.7998 | 6.463 | 86.229 | 164.8728 | 116.4711 | 8.4663 | 476 |  | 299 | 232.3795 | 71.0562 | 118.9241 | 182.3458 | 6.463 | 49.4502 | 167.6613 | 117.4514 | 8.4663 | 348.6725 |  | 299 | 214.1283 | 74.3216 | 120.709 | 172.9474 | 6.463 | 53.2995 | 158.8878 | 45.233 | 8.4663 | 323
| 300 | 329.3044 | 129.2437 | 160.1248 | 200.6774 | 6.463 | 59.6794 | 150.9256 | 217.3614 | 8.4663 | 606 |  | 300 | 298.1084 | 91.0891 | 144.3429 | 185.5218 | 6.463 | 86.2769 | 164.8728 | 116.5806 | 8.4663 | 479 |  | 300 | 230.0968 | 70.7172 | 118.6109 | 182.0054 | 6.463 | 49.4345 | 167.6424 | 117.478 | 8.4663 | 351.8721 |  | 300 | 211.8855 | 73.9863 | 120.4376 | 172.6461 | 6.463 | 53.2852 | 158.8844 | 45.1987 | 8.4663 | 325
| 301 | 326.1604 | 128.5843 | 159.7506 | 200.4109 | 6.463 | 59.6611 | 150.9018 | 217.1119 | 8.4663 | 606 |  | 301 | 295.1043 | 90.6921 | 144.0374 | 185.2005 | 6.463 | 86.3241 | 164.868 | 116.6874 | 8.4663 | 482 |  | 301 | 227.9729 | 70.2976 | 118.2503 | 181.6343 | 6.463 | 49.4189 | 167.6186 | 117.5008 | 8.4663 | 355.0582 |  | 301 | 209.6748 | 73.6599 | 120.1251 | 172.3448 | 6.463 | 53.2709 | 158.8763 | 45.1643 | 8.4663 | 327
| 302 | 323.0039 | 127.9257 | 159.4315 | 200.1009 | 6.463 | 59.6429 | 150.8729 | 216.85 | 8.4663 | 606 |  | 302 | 292.3312 | 90.0854 | 143.6842 | 184.9057 | 6.463 | 86.3705 | 164.8578 | 116.7906 | 8.4663 | 485 |  | 302 | 225.6678 | 69.961 | 117.9726 | 181.2785 | 6.463 | 49.4034 | 167.589 | 117.5191 | 8.4663 | 358.3021 |  | 302 | 207.4907 | 73.2853 | 119.8368 | 172.041 | 6.463 | 53.2567 | 158.8631 | 45.1296 | 8.4663 | 329
| 303 | 320.1724 | 127.0959 | 158.9039 | 199.8455 | 6.463 | 59.6249 | 150.8381 | 216.575 | 8.4663 | 606 |  | 303 | 289.3616 | 89.5652 | 143.4353 | 184.6167 | 6.463 | 86.416 | 164.8413 | 116.8895 | 8.4663 | 488 |  | 303 | 223.2737 | 69.6426 | 117.7656 | 180.9226 | 6.463 | 49.388 | 167.5531 | 117.5321 | 8.4663 | 361.5633 |  | 303 | 205.3855 | 72.9079 | 119.5015 | 171.7081 | 6.463 | 53.2425 | 158.8439 | 45.0944 | 8.4663 | 330
| 304 | 317.0507 | 126.4016 | 158.5492 | 199.5721 | 6.463 | 59.6068 | 150.7969 | 216.2864 | 8.4663 | 606 |  | 304 | 286.3715 | 89.1509 | 143.1273 | 184.3015 | 6.463 | 86.4605 | 164.8181 | 116.9833 | 8.4663 | 490 |  | 304 | 220.9585 | 69.3683 | 117.455 | 180.5477 | 6.463 | 49.3727 | 167.5101 | 117.5393 | 8.4663 | 364.6596 |  | 304 | 203.1287 | 72.6396 | 119.2093 | 171.3746 | 6.463 | 53.2283 | 158.8181 | 45.0583 | 8.4663 | 332
| 305 | 313.9344 | 125.7787 | 158.1433 | 199.273 | 6.463 | 59.5889 | 150.7487 | 215.9837 | 8.4663 | 606 |  | 305 | 283.4595 | 88.7609 | 142.7079 | 183.9951 | 6.463 | 86.5039 | 164.7872 | 117.0711 | 8.4663 | 493 |  | 305 | 218.6719 | 69.0247 | 117.1854 | 180.172 | 6.463 | 49.3575 | 167.4594 | 117.5401 | 8.4663 | 367.966 |  | 305 | 200.9348 | 72.2725 | 118.9706 | 171.0235 | 6.463 | 53.2141 | 158.7852 | 45.0213 | 8.4663 | 334
| 306 | 310.8357 | 125.045 | 157.8306 | 198.9739 | 6.463 | 59.5709 | 150.693 | 215.6663 | 8.4663 | 606 |  | 306 | 280.4495 | 88.3872 | 142.3757 | 183.6834 | 6.463 | 86.5462 | 164.7482 | 117.1523 | 8.4663 | 496 |  | 306 | 216.302 | 68.7257 | 116.9489 | 179.8022 | 6.463 | 49.3423 | 167.4004 | 117.5337 | 8.4663 | 371 |  | 306 | 198.7515 | 71.9432 | 118.7254 | 170.6302 | 6.463 | 53.2 | 158.7444 | 44.983 | 8.4663 | 336
| 307 | 307.6842 | 124.3743 | 157.5163 | 198.6664 | 6.463 | 59.553 | 150.6291 | 215.3337 | 8.4663 | 606 |  | 307 | 277.6579 | 87.9094 | 142.0136 | 183.287 | 6.463 | 86.5872 | 164.7002 | 117.2259 | 8.4663 | 499 |  | 307 | 214.2917 | 68.1709 | 116.6793 | 179.3617 | 6.463 | 49.3272 | 167.3324 | 117.5194 | 8.4663 | 374 |  | 307 | 196.6215 | 71.5872 | 118.4139 | 170.2769 | 6.463 | 53.1857 | 158.6951 | 44.9433 | 8.4663 | 337
| 308 | 304.91 | 123.5157 | 157.0728 | 198.2985 | 6.463 | 59.5351 | 150.5566 | 214.9854 | 8.4663 | 606 |  | 308 | 274.8171 | 87.4191 | 141.6409 | 182.9631 | 6.463 | 86.6268 | 164.6427 | 117.2913 | 8.4663 | 501 |  | 308 | 212.1152 | 67.7496 | 116.3954 | 178.9681 | 6.463 | 49.3121 | 167.2547 | 117.4968 | 8.4663 | 377 |  | 308 | 194.6985 | 70.9277 | 118.1989 | 169.9236 | 6.463 | 53.1714 | 158.6366 | 44.9018 | 8.4663 | 339
| 309 | 301.7689 | 122.8958 | 156.6948 | 197.9933 | 6.463 | 59.5172 | 150.4747 | 214.6208 | 8.4663 | 606 |  | 309 | 271.8467 | 86.9826 | 141.344 | 182.6392 | 6.463 | 86.6649 | 164.5749 | 117.3477 | 8.4663 | 504 |  | 309 | 210.0217 | 67.3225 | 116.021 | 178.588 | 6.463 | 49.297 | 167.1666 | 117.465 | 8.4663 | 380 |  | 309 | 192.5181 | 70.6472 | 117.8622 | 169.5703 | 6.463 | 53.1571 | 158.5683 | 44.8585 | 8.4663 | 341
| 310 | 298.7001 | 122.2192 | 156.3012 | 197.6881 | 6.463 | 59.4992 | 150.383 | 214.2393 | 8.4663 | 606 |  | 310 | 269.0632 | 86.5063 | 140.8991 | 182.3162 | 6.463 | 86.7015 | 164.4961 | 117.3942 | 8.4663 | 507 |  | 310 | 207.772 | 66.9971 | 115.7006 | 178.2082 | 6.463 | 49.2818 | 167.0675 | 117.4235 | 8.4663 | 382 |  | 310 | 190.398 | 70.3318 | 117.5002 | 169.217 | 6.463 | 53.1426 | 158.4896 | 44.8129 | 8.4663 | 342
| 311 | 295.404 | 121.8698 | 155.8078 | 197.3828 | 6.463 | 59.4812 | 150.2808 | 213.8404 | 8.4663 | 606 |  | 311 | 266.2003 | 86.0788 | 140.4742 | 182.0037 | 6.463 | 86.7365 | 164.4058 | 117.4301 | 8.4663 | 509 |  | 311 | 205.427 | 66.7254 | 115.4217 | 177.8285 | 6.463 | 49.2667 | 166.9568 | 117.3716 | 8.4663 | 385 |  | 311 | 188.2751 | 69.9178 | 117.2356 | 168.8675 | 6.463 | 53.128 | 158.3997 | 44.7651 | 8.4663 | 344
| 312 | 292.3612 | 121.2785 | 155.3028 | 197.0776 | 6.463 | 59.4631 | 150.1676 | 213.4236 | 8.4663 | 606 |  | 312 | 263.261 | 85.7131 | 140.0639 | 181.6912 | 6.463 | 86.7697 | 164.3031 | 117.4546 | 8.4663 | 512 |  | 312 | 203.2718 | 66.3221 | 115.0847 | 177.4487 | 6.463 | 49.2515 | 166.8337 | 117.3086 | 8.4663 | 388 |  | 312 | 186.101 | 69.5272 | 116.9975 | 168.5195 | 6.463 | 53.1133 | 158.2981 | 44.7146 | 8.4663 | 346
| 313 | 289.3158 | 120.6776 | 154.8103 | 196.7724 | 6.463 | 59.4449 | 150.0428 | 212.9884 | 8.4663 | 606 |  | 313 | 260.4333 | 85.1798 | 139.7098 | 181.3787 | 6.463 | 86.8011 | 164.1874 | 117.4669 | 8.4663 | 515 |  | 313 | 201.1222 | 65.8331 | 114.8278 | 177.069 | 6.463 | 49.2362 | 166.6976 | 117.2338 | 8.4663 | 391 |  | 313 | 184.1336 | 69.013 | 116.6763 | 168.1716 | 6.463 | 53.0984 | 158.1841 | 44.6612 | 8.4663 | 347
| 314 | 286.3572 | 119.9759 | 154.3316 | 196.4672 | 6.463 | 59.4266 | 149.9058 | 212.5341 | 8.4663 | 606 |  | 314 | 257.7951 | 84.641 | 139.1715 | 181.0661 | 6.463 | 86.8306 | 164.058 | 117.4663 | 8.4663 | 517 |  | 314 | 198.9163 | 65.4883 | 114.483 | 176.6892 | 6.463 | 49.2209 | 166.5478 | 117.1481 | 8.4663 | 394 |  | 314 | 182.0917 | 68.6041 | 116.3242 | 167.8236 | 6.463 | 53.0834 | 158.057 | 44.6049 | 8.4663 | 349
| 315 | 283.185 | 119.3537 | 153.987 | 196.162 | 6.463 | 59.4082 | 149.756 | 212.0603 | 8.4663 | 606 |  | 315 | 254.9844 | 84.1273 | 138.7807 | 180.7536 | 6.463 | 86.858 | 163.9143 | 117.4518 | 8.4663 | 519 |  | 315 | 196.8395 | 65.0803 | 114.0723 | 176.3095 | 6.463 | 49.2055 | 166.3838 | 117.052 | 8.4663 | 396 |  | 315 | 179.9552 | 68.2873 | 115.9747 | 167.4756 | 6.463 | 53.0682 | 157.9162 | 44.546 | 8.4663 | 350
| 316 | 280.1247 | 118.7493 | 153.5127 | 195.8568 | 6.463 | 59.3897 | 149.5929 | 211.5664 | 8.4663 | 606 |  | 316 | 252.1228 | 83.6861 | 138.3684 | 180.4411 | 6.463 | 86.8833 | 163.7555 | 117.4229 | 8.4663 | 522 |  | 316 | 194.6258 | 64.7647 | 113.706 | 175.9297 | 6.463 | 49.1899 | 166.2047 | 116.9421 | 8.4663 | 399 |  | 316 | 177.7841 | 68.0205 | 115.6097 | 167.1276 | 6.463 | 53.0527 | 157.761 | 44.4923 | 8.4663 | 352
| 317 | 276.8942 | 118.2278 | 153.1223 | 195.5551 | 6.463 | 59.371 | 149.4158 | 211.0519 | 8.4663 | 606 |  | 317 | 249.1813 | 83.2186 | 138.0612 | 180.1295 | 6.463 | 86.9064 | 163.581 | 117.3786 | 8.4663 | 524 |  | 317 | 192.3337 | 64.457 | 113.4105 | 175.55 | 6.463 | 49.1743 | 166.01 | 116.8179 | 8.4663 | 402 |  | 317 | 175.6231 | 67.7011 | 115.2873 | 166.7796 | 6.463 | 53.037 | 157.5909 | 44.437 | 8.4663 | 353
| 318 | 273.9371 | 117.7272 | 152.4316 | 195.2594 | 6.463 | 59.3521 | 149.2242 | 210.5161 | 8.4663 | 606 |  | 318 | 246.1508 | 82.812 | 137.7757 | 179.8244 | 6.463 | 86.9273 | 163.3901 | 117.3182 | 8.4663 | 527 |  | 318 | 190.0936 | 64.2056 | 113.0064 | 175.1702 | 6.463 | 49.1585 | 165.799 | 116.6786 | 8.4663 | 404 |  | 318 | 173.5656 | 67.3446 | 114.8934 | 166.4366 | 6.463 | 53.0211 | 157.405 | 44.3775 | 8.4663 | 355
| 319 | 270.6893 | 117.2596 | 151.9985 | 194.9636 | 6.463 | 59.333 | 149.0176 | 209.9587 | 8.4663 | 606 |  | 319 | 243.2735 | 82.4306 | 137.3117 | 179.5194 | 6.463 | 86.9457 | 163.1821 | 117.2409 | 8.4663 | 529 |  | 319 | 187.7404 | 63.9109 | 112.7588 | 174.7905 | 6.463 | 49.1426 | 165.571 | 116.5235 | 8.4663 | 407 |  | 319 | 171.4138 | 67.0761 | 114.5039 | 166.0955 | 6.463 | 53.0049 | 157.2029 | 44.3136 | 8.4663 | 356
| 320 | 267.5429 | 116.8391 | 151.417 | 194.6678 | 6.463 | 59.3138 | 148.7952 | 209.379 | 8.4663 | 606 |  | 320 | 240.6034 | 81.9602 | 136.7296 | 179.2143 | 6.463 | 86.9616 | 162.9563 | 117.1459 | 8.4663 | 531 |  | 320 | 185.6922 | 63.5214 | 112.301 | 174.4107 | 6.463 | 49.1264 | 165.3253 | 116.3521 | 8.4663 | 409 |  | 320 | 169.3007 | 66.776 | 114.1043 | 165.7575 | 6.463 | 52.9884 | 156.9838 | 44.2451 | 8.4663 | 357
| 321 | 264.6775 | 116.1159 | 150.8573 | 194.3721 | 6.463 | 59.2943 | 148.5566 | 208.7765 | 8.4663 | 606 |  | 321 | 238.0084 | 81.4676 | 136.0943 | 178.9093 | 6.463 | 86.9749 | 162.7121 | 117.0324 | 8.4663 | 533 |  | 321 | 183.553 | 63.3124 | 111.7538 | 174.031 | 6.463 | 49.1101 | 165.0614 | 116.1636 | 8.4663 | 412 |  | 321 | 167.264 | 66.5158 | 113.5882 | 165.4196 | 6.463 | 52.9716 | 156.7471 | 44.1715 | 8.4663 | 359
| 322 | 261.8188 | 115.4947 | 150.1888 | 194.0763 | 6.463 | 59.2745 | 148.3012 | 208.1506 | 8.4663 | 606 |  | 322 | 235.1685 | 81.0201 | 135.6591 | 178.6042 | 6.463 | 86.9856 | 162.4488 | 116.8997 | 8.4663 | 536 |  | 322 | 181.2947 | 63.014 | 111.4149 | 173.6512 | 6.463 | 49.0936 | 164.7784 | 115.9573 | 8.4663 | 414 |  | 322 | 165.3065 | 66.1307 | 113.118 | 165.0816 | 6.463 | 52.9545 | 156.4921 | 44.0927 | 8.4663 | 360
| 323 | 258.9844 | 114.9016 | 149.4679 | 193.7806 | 6.463 | 59.2545 | 148.0284 | 207.5008 | 8.4663 | 606 |  | 323 | 232.5594 | 80.6311 | 134.9345 | 178.2992 | 6.463 | 86.9935 | 162.1656 | 116.747 | 8.4663 | 538 |  | 323 | 179.3337 | 62.6668 | 110.8276 | 173.2714 | 6.463 | 49.0769 | 164.4759 | 115.7327 | 8.4663 | 417 |  | 323 | 163.2112 | 65.8946 | 112.6365 | 164.7436 | 6.463 | 52.9371 | 156.2182 | 44.0085 | 8.4663 | 361
| 324 | 256.0767 | 114.3625 | 148.7662 | 193.4848 | 6.463 | 59.2342 | 147.7376 | 206.8267 | 8.4663 | 606 |  | 324 | 230.0386 | 80.0803 | 134.2834 | 177.9941 | 6.463 | 86.9985 | 161.862 | 116.5735 | 8.4663 | 540 |  | 324 | 177.3642 | 62.4114 | 110.1531 | 172.8956 | 6.463 | 49.06 | 164.153 | 115.4891 | 8.4663 | 419 |  | 324 | 161.2693 | 65.6188 | 112.0413 | 164.4057 | 6.463 | 52.9192 | 155.9248 | 43.9185 | 8.4663 | 363
| 325 | 253.3216 | 113.8201 | 147.9153 | 193.189 | 6.463 | 59.2136 | 147.4282 | 206.1275 | 8.4663 | 606 |  | 325 | 227.6311 | 79.8057 | 133.2428 | 177.6891 | 6.463 | 87.0006 | 161.5371 | 116.3783 | 8.4663 | 542 |  | 325 | 175.2562 | 62.1619 | 109.6106 | 172.5203 | 6.463 | 49.0428 | 163.8092 | 115.2257 | 8.4663 | 421 |  | 325 | 159.441 | 65.3491 | 111.3264 | 164.0677 | 6.463 | 52.901 | 155.6112 | 43.8225 | 8.4663 | 364
| 326 | 250.5443 | 113.3501 | 147.0142 | 192.8933 | 6.463 | 59.1927 | 147.0997 | 205.4028 | 8.4663 | 606 |  | 326 | 224.8171 | 79.4814 | 132.6585 | 177.384 | 6.463 | 86.9996 | 161.1904 | 116.1608 | 8.4663 | 544 |  | 326 | 173.2996 | 61.8377 | 108.9914 | 172.1451 | 6.463 | 49.0253 | 163.4438 | 114.9419 | 8.4663 | 424 |  | 326 | 157.5903 | 65.042 | 110.6713 | 163.7298 | 6.463 | 52.8824 | 155.2766 | 43.7202 | 8.4663 | 365
| 327 | 247.5416 | 112.6944 | 146.5242 | 192.5975 | 6.463 | 59.1714 | 146.7515 | 204.6521 | 8.4663 | 606 |  | 327 | 222.3231 | 78.9877 | 131.9234 | 177.079 | 6.463 | 86.9954 | 160.8212 | 115.92 | 8.4663 | 546 |  | 327 | 171.3453 | 61.5762 | 108.3072 | 171.7698 | 6.463 | 49.0076 | 163.0561 | 114.6371 | 8.4663 | 426 |  | 327 | 155.5674 | 64.719 | 110.2042 | 163.3918 | 6.463 | 52.8633 | 154.9206 | 43.6115 | 8.4663 | 366
| 328 | 244.7668 | 112.1914 | 145.6536 | 192.3018 | 6.463 | 59.1498 | 146.3829 | 203.8747 | 8.4663 | 606 |  | 328 | 219.7895 | 78.5621 | 131.1599 | 176.7739 | 6.463 | 86.9881 | 160.4287 | 115.6554 | 8.4663 | 548 |  | 328 | 169.3823 | 61.1941 | 107.7523 | 171.3946 | 6.463 | 48.9895 | 162.6454 | 114.3105 | 8.4663 | 428 |  | 328 | 153.7549 | 64.3087 | 109.6141 | 163.0539 | 6.463 | 52.8438 | 154.5424 | 43.4959 | 8.4663 | 367
| 329 | 242.0211 | 111.5217 | 144.9206 | 192.006 | 6.463 | 59.1279 | 145.9935 | 203.0702 | 8.4663 | 606 |  | 329 | 217.1378 | 78.1008 | 130.5503 | 176.4689 | 6.463 | 86.9773 | 160.0123 | 115.3659 | 8.4663 | 550 |  | 329 | 167.32 | 60.8464 | 107.2623 | 171.0193 | 6.463 | 48.9712 | 162.2112 | 113.9616 | 8.4663 | 431 |  | 329 | 151.7727 | 64.0679 | 109.0243 | 162.7159 | 6.463 | 52.8239 | 154.1414 | 43.3732 | 8.4663 | 368
| 330 | 239.8524 | 110.8108 | 143.6518 | 191.7102 | 6.463 | 59.1055 | 145.5826 | 202.238 | 8.4663 | 606 |  | 330 | 214.7749 | 77.6965 | 129.5948 | 176.1638 | 6.463 | 86.9632 | 159.5713 | 115.051 | 8.4663 | 551 |  | 330 | 165.6774 | 60.5127 | 106.3386 | 170.6441 | 6.463 | 48.9525 | 161.7526 | 113.5897 | 8.4663 | 433 |  | 330 | 150.1187 | 63.752 | 108.1813 | 162.378 | 6.463 | 52.8035 | 153.717 | 43.2433 | 8.4663 | 370
| 331 | 237.235 | 109.9614 | 142.9702 | 191.4145 | 6.463 | 59.0828 | 145.1497 | 201.3776 | 8.4663 | 606 |  | 331 | 212.4382 | 77.1788 | 128.7265 | 175.8588 | 6.463 | 86.9455 | 159.1051 | 114.7097 | 8.4663 | 553 |  | 331 | 163.6491 | 60.1603 | 105.8194 | 170.2688 | 6.463 | 48.9335 | 161.2692 | 113.194 | 8.4663 | 435 |  | 331 | 148.0801 | 63.3913 | 107.7676 | 162.04 | 6.463 | 52.7825 | 153.2684 | 43.1058 | 8.4663 | 371
| 332 | 235.2938 | 109.2637 | 141.4607 | 191.1187 | 6.463 | 59.0596 | 144.6941 | 200.4884 | 8.4663 | 606 |  | 332 | 210.1705 | 76.9039 | 127.5464 | 175.5537 | 6.463 | 86.9242 | 158.6129 | 114.3414 | 8.4663 | 555 |  | 332 | 162.2294 | 59.8786 | 104.6207 | 169.8936 | 6.463 | 48.9141 | 160.7601 | 112.774 | 8.4663 | 437 |  | 332 | 146.8146 | 63.1145 | 106.4971 | 161.7021 | 6.463 | 52.7611 | 152.7951 | 42.9604 | 8.4663 | 372
| 333 | 233.4099 | 108.6229 | 139.837 | 190.823 | 6.463 | 59.036 | 144.2153 | 199.5699 | 8.4663 | 606 |  | 333 | 208.0704 | 76.5896 | 126.2382 | 175.2487 | 6.463 | 86.8992 | 158.094 | 113.9451 | 8.4663 | 557 |  | 333 | 160.8994 | 59.5149 | 103.4143 | 169.5183 | 6.463 | 48.8944 | 160.2247 | 112.3289 | 8.4663 | 439 |  | 333 | 145.6692 | 62.8014 | 105.1427 | 161.3641 | 6.463 | 52.7391 | 152.2963 | 42.8069 | 8.4663 | 373
| 334 | 231.5554 | 108.2368 | 137.9292 | 190.5272 | 6.463 | 59.0119 | 143.7128 | 198.6216 | 8.4663 | 606 |  | 334 | 206.232 | 76.3084 | 124.6351 | 174.9437 | 6.463 | 86.8704 | 157.5479 | 113.5202 | 8.4663 | 558 |  | 334 | 159.4358 | 59.3835 | 102.1095 | 169.1431 | 6.463 | 48.8742 | 159.6625 | 111.8582 | 8.4663 | 441 |  | 334 | 144.3097 | 62.583 | 103.9077 | 161.0262 | 6.463 | 52.7166 | 151.7715 | 42.6451 | 8.4663 | 374
| 335 | 229.1663 | 107.5755 | 136.8311 | 190.2314 | 6.463 | 58.9874 | 143.1858 | 197.6428 | 8.4663 | 606 |  | 335 | 203.8931 | 75.9497 | 123.61 | 174.6386 | 6.463 | 86.8377 | 156.9737 | 113.0658 | 8.4663 | 560 |  | 335 | 157.5748 | 59.0898 | 101.3641 | 168.7678 | 6.463 | 48.8537 | 159.0726 | 111.361 | 8.4663 | 443 |  | 335 | 142.5538 | 62.2734 | 103.1603 | 160.6882 | 6.463 | 52.6934 | 151.22 | 42.4747 | 8.4663 | 375
| 336 | 226.8777 | 106.6729 | 135.874 | 189.9357 | 6.463 | 58.9623 | 142.634 | 196.6331 | 8.4663 | 606 |  | 336 | 201.6373 | 75.4796 | 122.6132 | 174.3336 | 6.463 | 86.801 | 156.3709 | 112.5812 | 8.4663 | 562 |  | 336 | 155.7728 | 58.7167 | 100.6392 | 168.3926 | 6.463 | 48.8327 | 158.4545 | 110.8369 | 8.4663 | 445 |  | 336 | 140.8447 | 61.9001 | 102.4298 | 160.3503 | 6.463 | 52.6697 | 150.6411 | 42.2953 | 8.4663 | 376
| 337 | 224.3484 | 105.8629 | 135.0648 | 189.6399 | 6.463 | 58.9368 | 142.0566 | 195.5919 | 8.4663 | 606 |  | 337 | 198.9501 | 75.0979 | 121.9593 | 174.0285 | 6.463 | 86.7602 | 155.7387 | 112.0656 | 8.4663 | 563 |  | 337 | 154.1199 | 58.3337 | 99.7752 | 168.0173 | 6.463 | 48.8113 | 157.8075 | 110.285 | 8.4663 | 447 |  | 337 | 139.0416 | 61.5938 | 101.7262 | 160.0123 | 6.463 | 52.6454 | 150.0342 | 42.1068 | 8.4663 | 376
| 338 | 221.8111 | 105.177 | 134.1396 | 189.3442 | 6.463 | 58.9107 | 141.4531 | 194.5187 | 8.4663 | 606 |  | 338 | 196.4225 | 74.7023 | 121.1599 | 173.7235 | 6.463 | 86.7152 | 155.0764 | 111.5182 | 8.4663 | 565 |  | 338 | 152.0427 | 58.0102 | 99.2757 | 167.6421 | 6.463 | 48.7895 | 157.1309 | 109.7048 | 8.4663 | 449 |  | 338 | 137.2131 | 61.1907 | 101.1449 | 159.6744 | 6.463 | 52.6204 | 149.3986 | 41.9089 | 8.4663 | 377
| 339 | 219.6537 | 104.3294 | 132.9962 | 189.0484 | 6.463 | 58.8841 | 140.8229 | 193.4129 | 8.4663 | 606 |  | 339 | 194.0616 | 74.2456 | 120.2548 | 173.4184 | 6.463 | 86.666 | 154.3834 | 110.9382 | 8.4663 | 566 |  | 339 | 150.3891 | 57.409 | 98.6306 | 167.2668 | 6.463 | 48.7671 | 156.424 | 109.0956 | 8.4663 | 451 |  | 339 | 135.8033 | 60.4926 | 100.4401 | 159.3364 | 6.463 | 52.5948 | 148.7338 | 41.7014 | 8.4663 | 378
| 340 | 217.0866 | 103.7548 | 131.9895 | 188.7526 | 6.463 | 58.857 | 140.1655 | 192.274 | 8.4663 | 606 |  | 340 | 191.5198 | 73.5994 | 119.7201 | 173.1134 | 6.463 | 86.6124 | 153.659 | 110.3248 | 8.4663 | 568 |  | 340 | 148.6012 | 56.8856 | 98.0418 | 166.8916 | 6.463 | 48.7443 | 155.6863 | 108.4566 | 8.4663 | 453 |  | 340 | 133.9744 | 60.0326 | 99.9159 | 158.9984 | 6.463 | 52.5685 | 148.0389 | 41.4839 | 8.4663 | 379
| 341 | 214.6243 | 103.1203 | 130.9379 | 188.4569 | 6.463 | 58.8292 | 139.4802 | 191.1014 | 8.4663 | 606 |  | 341 | 189.1615 | 73.2041 | 118.751 | 172.8083 | 6.463 | 86.5543 | 152.9025 | 109.6772 | 8.4663 | 569 |  | 341 | 146.7896 | 56.526 | 97.313 | 166.5163 | 6.463 | 48.721 | 154.917 | 107.7873 | 8.4663 | 454 |  | 341 | 132.4886 | 59.5842 | 99.0372 | 158.6605 | 6.463 | 52.5415 | 147.3135 | 41.2562 | 8.4663 | 380
| 342 | 212.15 | 102.3046 | 130.0795 | 188.1611 | 6.463 | 58.8009 | 138.7665 | 189.8947 | 8.4663 | 606 |  | 342 | 187.0956 | 72.4924 | 117.806 | 172.5033 | 6.463 | 86.4916 | 152.1132 | 108.9947 | 8.4663 | 570 |  | 342 | 144.7478 | 56.1459 | 96.835 | 166.1411 | 6.463 | 48.6972 | 154.1154 | 107.087 | 8.4663 | 456 |  | 342 | 130.8075 | 59.2289 | 98.2608 | 158.3225 | 6.463 | 52.5138 | 146.5568 | 41.018 | 8.4663 | 381
| 343 | 209.5701 | 101.6001 | 129.2155 | 187.8654 | 6.463 | 58.7719 | 138.0238 | 188.6532 | 8.4663 | 606 |  | 343 | 184.8951 | 71.7765 | 116.9997 | 172.1982 | 6.463 | 86.4244 | 151.2905 | 108.2765 | 8.4663 | 572 |  | 343 | 143.1229 | 55.8034 | 95.9024 | 165.7658 | 6.463 | 48.6728 | 153.281 | 106.3551 | 8.4663 | 458 |  | 343 | 128.7778 | 58.9856 | 97.7209 | 157.9846 | 6.463 | 52.4854 | 145.7681 | 40.7692 | 8.4663 | 381
| 344 | 207.1808 | 100.5416 | 128.5149 | 187.5696 | 6.463 | 58.7424 | 137.2516 | 187.3764 | 8.4663 | 606 |  | 344 | 182.6142 | 71.0689 | 116.2655 | 171.8932 | 6.463 | 86.3523 | 150.4336 | 107.5218 | 8.4663 | 573 |  | 344 | 141.4126 | 55.2884 | 95.2277 | 165.3906 | 6.463 | 48.6479 | 152.413 | 105.5907 | 8.4663 | 460 |  | 344 | 127.1806 | 58.408 | 97.0828 | 157.6466 | 6.463 | 52.4562 | 144.9469 | 40.5093 | 8.4663 | 382
| 345 | 204.9879 | 99.7312 | 127.3697 | 187.2738 | 6.463 | 58.7131 | 136.4491 | 186.0638 | 8.4663 | 606 |  | 345 | 180.3011 | 70.7061 | 115.2187 | 171.5881 | 6.463 | 86.2754 | 149.542 | 106.7297 | 8.4663 | 574 |  | 345 | 139.765 | 54.8801 | 94.3836 | 165.0153 | 6.463 | 48.6224 | 151.5108 | 104.7934 | 8.4663 | 461 |  | 345 | 125.6493 | 57.977 | 96.2303 | 157.3105 | 6.463 | 52.4262 | 144.0925 | 40.2382 | 8.4663 | 383
| 346 | 202.4985 | 98.7901 | 126.6519 | 186.9781 | 6.463 | 58.683 | 135.616 | 184.7148 | 8.4663 | 606 |  | 346 | 178.1698 | 70.0793 | 114.2541 | 171.2831 | 6.463 | 86.1936 | 148.6148 | 105.8996 | 8.4663 | 575 |  | 346 | 137.9877 | 54.5053 | 93.6357 | 164.6401 | 6.463 | 48.5963 | 150.5736 | 103.9624 | 8.4663 | 463 |  | 346 | 123.7557 | 57.5822 | 95.7007 | 156.9777 | 6.463 | 52.3955 | 143.2043 | 39.9556 | 8.4663 | 383
| 347 | 200.2266 | 97.7475 | 125.8179 | 186.6823 | 6.463 | 58.6523 | 134.7515 | 183.3289 | 8.4663 | 606 |  | 347 | 176.0918 | 69.3885 | 113.3002 | 170.978 | 6.463 | 86.1068 | 147.6514 | 105.0306 | 8.4663 | 576 |  | 347 | 136.471 | 53.8161 | 92.9416 | 164.2648 | 6.463 | 48.5697 | 149.601 | 103.097 | 8.4663 | 464 |  | 347 | 122.1333 | 57.0697 | 95.0161 | 156.6463 | 6.463 | 52.364 | 142.2815 | 39.6612 | 8.4663 | 384
| 348 | 197.5234 | 96.9891 | 125.1293 | 186.3884 | 6.463 | 58.6207 | 133.8551 | 181.9056 | 8.4663 | 606 |  | 348 | 173.8373 | 68.4837 | 112.7242 | 170.6856 | 6.463 | 86.0148 | 146.6511 | 104.122 | 8.4663 | 577 |  | 348 | 134.4813 | 53.379 | 92.4684 | 163.8896 | 6.463 | 48.5424 | 148.5921 | 102.1967 | 8.4663 | 466 |  | 348 | 120.288 | 56.5234 | 94.5876 | 156.3156 | 6.463 | 52.3316 | 141.3235 | 39.3548 | 8.4663 | 385
| 349 | 194.5788 | 96.0852 | 124.8247 | 186.0974 | 6.463 | 58.5885 | 132.9262 | 180.4443 | 8.4663 | 606 |  | 349 | 171.2094 | 67.8552 | 112.1939 | 170.4445 | 6.463 | 85.9177 | 145.6133 | 103.1729 | 8.4663 | 578 |  | 349 | 132.6683 | 52.6091 | 92.1513 | 163.5143 | 6.463 | 48.5145 | 147.5464 | 101.2606 | 8.4663 | 467 |  | 349 | 118.3983 | 55.8167 | 94.3639 | 155.9849 | 6.463 | 52.2984 | 140.3298 | 39.0361 | 8.4663 | 385
| 350 | 192.0723 | 94.9386 | 124.3245 | 185.8063 | 6.463 | 58.5554 | 131.9643 | 178.9444 | 8.4663 | 606 |  | 350 | 168.6882 | 67.0245 | 111.7592 | 170.2034 | 6.463 | 85.8152 | 144.5373 | 102.1826 | 8.4663 | 579 |  | 350 | 130.6296 | 52.0493 | 91.8498 | 163.1391 | 6.463 | 48.486 | 146.4631 | 100.2883 | 8.4663 | 469 |  | 350 | 116.4693 | 55.2412 | 94.0482 | 155.6541 | 6.463 | 52.2643 | 139.2996 | 38.7049 | 8.4663 | 386
| 351 | 189.4813 | 94.0506 | 123.6505 | 185.5153 | 6.463 | 58.5215 | 130.9687 | 177.4055 | 8.4663 | 606 |  | 351 | 166.0661 | 66.4365 | 111.1827 | 169.9623 | 6.463 | 85.7073 | 143.4223 | 101.1503 | 8.4663 | 580 |  | 351 | 128.6939 | 51.619 | 91.3157 | 162.7638 | 6.463 | 48.4568 | 145.3416 | 99.2789 | 8.4663 | 470 |  | 351 | 114.5714 | 54.7396 | 93.6276 | 155.3234 | 6.463 | 52.2293 | 138.2322 | 38.3608 | 8.4663 | 386
| 352 | 187.2183 | 92.7793 | 122.9688 | 185.2871 | 6.463 | 58.4868 | 129.9389 | 175.8269 | 8.4663 | 606 |  | 352 | 163.9047 | 65.3887 | 110.6049 | 169.7215 | 6.463 | 85.5939 | 142.2678 | 100.0752 | 8.4663 | 581 |  | 352 | 127.0743 | 50.7563 | 90.906 | 162.3807 | 6.463 | 48.4269 | 144.1813 | 98.2319 | 8.4663 | 472 |  | 352 | 112.9918 | 53.993 | 93.1337 | 154.9927 | 6.463 | 52.1935 | 137.1271 | 38.0036 | 8.4663 | 387
| 353 | 184.4809 | 91.6188 | 122.6469 | 185.0627 | 6.463 | 58.4513 | 128.8743 | 174.2082 | 8.4663 | 606 |  | 353 | 161.2494 | 64.5623 | 110.3205 | 169.4599 | 6.463 | 85.4749 | 141.073 | 98.9565 | 8.4663 | 582 |  | 353 | 125.26 | 49.9937 | 90.6303 | 161.958 | 6.463 | 48.3964 | 142.9814 | 97.1465 | 8.4663 | 473 |  | 353 | 111.2805 | 53.1818 | 92.836 | 154.662 | 6.463 | 52.1567 | 135.9836 | 37.6332 | 8.4663 | 387
| 354 | 182.1928 | 90.2439 | 122.0902 | 184.8383 | 6.463 | 58.4149 | 127.7744 | 172.5487 | 8.4663 | 606 |  | 354 | 158.9496 | 63.6508 | 109.801 | 169.163 | 6.463 | 85.3503 | 139.8372 | 97.7934 | 8.4663 | 583 |  | 354 | 123.459 | 49.4098 | 90.1626 | 161.5354 | 6.463 | 48.3651 | 141.7414 | 96.0221 | 8.4663 | 474 |  | 354 | 109.4774 | 52.5665 | 92.4343 | 154.3313 | 6.463 | 52.119 | 134.801 | 37.2491 | 8.4663 | 388
| 355 | 179.6502 | 89.2358 | 121.4211 | 184.6139 | 6.463 | 58.3776 | 126.6385 | 170.848 | 8.4663 | 606 |  | 355 | 156.3179 | 63.0148 | 109.3378 | 168.8661 | 6.463 | 85.2199 | 138.5598 | 96.5853 | 8.4663 | 584 |  | 355 | 121.5222 | 48.9101 | 89.7466 | 161.1127 | 6.463 | 48.3331 | 140.4605 | 94.8606 | 8.4663 | 475 |  | 355 | 107.7142 | 51.9915 | 91.9523 | 154.0006 | 6.463 | 52.0803 | 133.5787 | 36.8537 | 8.4663 | 388
| 356 | 176.7521 | 88.6329 | 120.7401 | 184.3517 | 6.463 | 58.3394 | 125.466 | 169.1055 | 8.4663 | 606 |  | 356 | 153.9587 | 62.2382 | 108.7428 | 168.5692 | 6.463 | 85.0835 | 137.24 | 95.3311 | 8.4663 | 584 |  | 356 | 119.7861 | 48.2753 | 89.2648 | 160.6901 | 6.463 | 48.3004 | 139.138 | 93.6639 | 8.4663 | 477 |  | 356 | 105.8437 | 51.4597 | 91.5345 | 153.6699 | 6.463 | 52.0406 | 132.3161 | 36.4635 | 8.4663 | 388
| 357 | 174.0845 | 87.7876 | 120.0962 | 184.0643 | 6.463 | 58.3002 | 124.2564 | 167.3207 | 8.4663 | 606 |  | 357 | 151.4527 | 61.6844 | 108.0718 | 168.2723 | 6.463 | 84.9413 | 135.8773 | 94.0303 | 8.4663 | 585 |  | 357 | 117.7459 | 47.8406 | 88.8872 | 160.2674 | 6.463 | 48.2669 | 137.7734 | 92.4268 | 8.4663 | 478 |  | 357 | 103.8831 | 51.0558 | 91.0788 | 153.3392 | 6.463 | 51.9999 | 131.0124 | 36.0605 | 8.4663 | 389
| 358 | 171.5262 | 86.8822 | 119.4032 | 183.777 | 6.463 | 58.2602 | 123.0092 | 165.493 | 8.4663 | 606 |  | 358 | 149.0242 | 61.1381 | 107.3158 | 167.9754 | 6.463 | 84.7929 | 134.4708 | 92.682 | 8.4663 | 586 |  | 358 | 115.9556 | 47.3948 | 88.2706 | 159.8448 | 6.463 | 48.2327 | 136.366 | 91.1485 | 8.4663 | 479 |  | 358 | 102.1018 | 50.605 | 90.4908 | 153.0085 | 6.463 | 51.9582 | 129.667 | 35.6444 | 8.4663 | 389
| 359 | 169.5379 | 85.5778 | 118.5391 | 183.4896 | 6.463 | 58.2191 | 121.7236 | 163.6219 | 8.4663 | 606 |  | 359 | 146.6112 | 60.5312 | 106.6047 | 167.6785 | 6.463 | 84.6384 | 133.02 | 91.2854 | 8.4663 | 586 |  | 359 | 114.3011 | 46.8325 | 87.6349 | 159.4221 | 6.463 | 48.1977 | 134.915 | 89.8284 | 8.4663 | 480 |  | 359 | 100.5593 | 50.0162 | 89.8237 | 152.656 | 6.463 | 51.9155 | 128.2794 | 35.215 | 8.4663 | 389
| 360 | 167.3176 | 84.5142 | 117.6662 | 183.2022 | 6.463 | 58.177 | 120.3992 | 161.7068 | 8.4663 | 606 |  | 360 | 144.5248 | 59.8828 | 105.6088 | 167.3816 | 6.463 | 84.4777 | 131.5241 | 89.8397 | 8.4663 | 587 |  | 360 | 112.7484 | 46.2944 | 86.8731 | 158.9995 | 6.463 | 48.1618 | 133.4199 | 88.4659 | 8.4663 | 481 |  | 360 | 99.1058 | 49.4073 | 89.1124 | 152.2788 | 6.463 | 51.8717 | 126.8487 | 34.7721 | 8.4663 | 389
| 361 | 165.9189 | 82.385 | 117.0373 | 182.9148 | 6.463 | 58.134 | 119.0354 | 159.7472 | 8.4663 | 606 |  | 361 | 142.6424 | 58.6964 | 104.9467 | 167.0848 | 6.463 | 84.3106 | 129.9825 | 88.3441 | 8.4663 | 587 |  | 361 | 111.1935 | 45.4721 | 86.3976 | 158.5768 | 6.463 | 48.1252 | 131.8799 | 87.0603 | 8.4663 | 482 |  | 361 | 97.6589 | 48.5278 | 88.6652 | 151.9016 | 6.463 | 51.8268 | 125.3745 | 34.3154 | 8.4663 | 390
| 362 | 164.3366 | 80.1487 | 116.6991 | 182.6274 | 6.463 | 58.0899 | 117.6316 | 157.7426 | 8.4663 | 606 |  | 362 | 140.3743 | 57.5496 | 104.6308 | 166.7879 | 6.463 | 84.1371 | 128.3945 | 86.798 | 8.4663 | 588 |  | 362 | 109.6364 | 44.4593 | 86.1112 | 158.158 | 6.463 | 48.0877 | 130.2945 | 85.6127 | 8.4663 | 483 |  | 362 | 95.9861 | 47.6552 | 88.4369 | 151.5244 | 6.463 | 51.7809 | 123.856 | 33.8448 | 8.4663 | 390
| 363 | 161.8358 | 78.846 | 116.3458 | 182.34 | 6.463 | 58.0447 | 116.1871 | 155.6924 | 8.4663 | 606 |  | 363 | 137.8335 | 56.6757 | 104.3146 | 166.491 | 6.463 | 83.9571 | 126.7593 | 85.2004 | 8.4663 | 588 |  | 363 | 107.8288 | 43.6351 | 85.8513 | 157.7744 | 6.463 | 48.0494 | 128.6629 | 84.1326 | 8.4663 | 484 |  | 363 | 94.1995 | 46.8803 | 88.2247 | 151.1473 | 6.463 | 51.7338 | 122.2926 | 33.36 | 8.4663 | 390
| 364 | 158.9681 | 77.9181 | 115.9847 | 182.0526 | 6.463 | 57.9985 | 114.7015 | 153.596 | 8.4663 | 606 |  | 364 | 135.0848 | 56.1162 | 103.8919 | 166.1941 | 6.463 | 83.7704 | 125.0764 | 83.5505 | 8.4663 | 589 |  | 364 | 105.6769 | 43.2055 | 85.5409 | 157.3909 | 6.463 | 48.0102 | 126.9844 | 82.6081 | 8.4663 | 485 |  | 364 | 92.0352 | 46.5178 | 87.978 | 150.7701 | 6.463 | 51.6856 | 120.6836 | 32.8607 | 8.4663 | 390
| 365 | 156.1562 | 76.9826 | 115.5753 | 181.7652 | 6.463 | 57.9512 | 113.1742 | 151.453 | 8.4663 | 606 |  | 365 | 132.4223 | 55.4113 | 103.5285 | 165.8972 | 6.463 | 83.577 | 123.3451 | 81.8477 | 8.4663 | 589 |  | 365 | 103.7203 | 42.6016 | 85.2098 | 157.0073 | 6.463 | 47.9701 | 125.2585 | 81.0386 | 8.4663 | 486 |  | 365 | 90.0656 | 45.959 | 87.7177 | 150.4078 | 6.463 | 51.6363 | 119.0284 | 32.3468 | 8.4663 | 390

## LDZ Annual Demand
Steady Progression: LDZ Annual demand
Source: National Grid
Calender year
|  | 2020 | 2021 | 2022 | 2023 | 2024 | 2025 | 2026 | 2027 | 2028 | 2029 | 2030 | 2031 | 2032 | 2033 | 2034 | 2035 | 2036 | 2037 | 2038 | 2039 | 2040 | 2041 | 2042 | 2043 | 2044 | 2045 | 2046 | 2047 | 2048 | 2049 | 2050
| Scotland | 48.44 | 48.6598 | 48.8348 | 49.0683 | 49.2407 | 49.3442 | 49.5145 | 49.6248 | 49.7564 | 50.2211 | 50.3532 | 50.3566 | 50.3837 | 50.4147 | 50.4286 | 50.3946 | 50.3543 | 50.3321 | 50.3221 | 50.3177 | 50.2803 | 50.1337 | 50.0413 | 49.9605 | 49.9452 | 50.0861 | 49.9594 | 49.8896 | 49.8586 | 50.1467 | 50.1673
| Northern | 32.947 | 33.1159 | 33.1902 | 33.3346 | 33.4358 | 33.4908 | 33.5875 | 33.6428 | 33.7151 | 34.0032 | 34.0711 | 34.0584 | 34.0615 | 34.0636 | 34.0579 | 34.0168 | 33.9719 | 33.9376 | 33.9085 | 33.8832 | 33.8403 | 33.7295 | 33.6536 | 33.5823 | 33.5527 | 33.6234 | 33.5267 | 33.4624 | 33.4235 | 33.5901 | 33.5825
| North Western | 66.5893 | 67.5902 | 68.11 | 68.7335 | 69.393 | 69.9373 | 70.5549 | 71.0761 | 71.6029 | 72.4745 | 72.8475 | 73.1128 | 73.3674 | 73.5862 | 73.7405 | 73.7294 | 73.6883 | 73.6573 | 73.6309 | 73.6349 | 73.5946 | 73.4145 | 73.3113 | 73.2185 | 73.2107 | 73.3885 | 73.2432 | 73.1659 | 73.106 | 73.4076 | 73.3991
| North Eastern | 37.316 | 37.6289 | 37.7454 | 37.9553 | 38.1394 | 38.2703 | 38.4459 | 38.5814 | 38.7357 | 39.1216 | 39.25 | 39.2988 | 39.3578 | 39.4116 | 39.4456 | 39.4221 | 39.3931 | 39.3714 | 39.3568 | 39.3512 | 39.3217 | 39.2176 | 39.1539 | 39.0974 | 39.0866 | 39.1859 | 39.0974 | 39.0468 | 39.0148 | 39.2104 | 39.2124
| East Midlands | 59.3332 | 60.3343 | 60.8185 | 61.4323 | 62.1129 | 62.7003 | 63.3702 | 63.9515 | 64.5279 | 65.4183 | 65.828 | 66.1556 | 66.4706 | 66.7436 | 66.9405 | 66.9738 | 66.9733 | 66.9823 | 66.9939 | 67.0389 | 67.0417 | 66.9208 | 66.8692 | 66.8297 | 66.8688 | 67.08 | 66.996 | 66.9693 | 66.9501 | 67.2706 | 67.2967
| West Midlands | 45.6693 | 45.9928 | 46.2381 | 46.4908 | 46.7329 | 46.9035 | 47.1409 | 47.3201 | 47.5093 | 47.992 | 48.158 | 48.2096 | 48.278 | 48.3432 | 48.3816 | 48.3551 | 48.3166 | 48.2939 | 48.2827 | 48.2829 | 48.2435 | 48.0971 | 48.0057 | 47.9289 | 47.9133 | 48.0427 | 47.9211 | 47.8592 | 47.8281 | 48.0855 | 48.1013
| Wales North | 6.3184 | 6.3644 | 6.4132 | 6.45 | 6.4765 | 6.491 | 6.5173 | 6.5338 | 6.5573 | 6.6286 | 6.6487 | 6.6554 | 6.6649 | 6.674 | 6.6767 | 6.6728 | 6.6693 | 6.665 | 6.6606 | 6.6588 | 6.6556 | 6.643 | 6.6354 | 6.6307 | 6.6318 | 6.6577 | 6.6456 | 6.6394 | 6.6384 | 6.6831 | 6.6871
| Wales South | 26.4698 | 26.837 | 27.0216 | 27.214 | 27.4302 | 27.6123 | 27.8364 | 28.0254 | 28.2297 | 28.5402 | 28.6683 | 28.7769 | 28.88 | 28.9625 | 29.0212 | 29.0067 | 28.9818 | 28.9571 | 28.9386 | 28.9352 | 28.9194 | 28.8576 | 28.8235 | 28.7928 | 28.7958 | 28.8615 | 28.824 | 28.8461 | 28.667 | 25.0332 | 24.8879
| Eastern | 41.6151 | 42.0443 | 42.3 | 42.6167 | 42.8966 | 43.1227 | 43.3962 | 43.6144 | 43.865 | 44.3536 | 44.5742 | 44.6967 | 44.8271 | 44.9504 | 45.0465 | 45.0782 | 45.0958 | 45.1274 | 45.1648 | 45.2146 | 45.2245 | 45.1384 | 45.1009 | 45.0739 | 45.0997 | 45.2435 | 45.174 | 45.1574 | 45.1664 | 45.4076 | 45.4495
| North Thames | 52.9476 | 53.2544 | 53.5102 | 53.7693 | 53.9932 | 54.1525 | 54.3835 | 54.5545 | 54.7922 | 55.3463 | 55.5816 | 55.6665 | 55.7754 | 55.889 | 55.9792 | 56.0084 | 56.0264 | 56.0644 | 56.1173 | 56.1805 | 56.1993 | 56.0856 | 56.0348 | 55.9972 | 56.0349 | 56.2215 | 56.1256 | 56.1004 | 56.1225 | 56.4459 | 56.5075
| South Eastern | 56.7969 | 56.7672 | 56.3323 | 56.2004 | 56.3799 | 56.9236 | 56.7147 | 56.6634 | 56.7215 | 56.9921 | 57.199 | 57.311 | 57.3366 | 57.4211 | 57.5187 | 57.4673 | 57.4462 | 57.4283 | 57.4464 | 57.4953 | 57.4256 | 57.2658 | 57.183 | 57.1354 | 57.0731 | 55.1612 | 54.9667 | 54.9537 | 54.9577 | 55.1757 | 55.223
| Southern | 37.5494 | 37.8509 | 38.0854 | 38.3256 | 38.5917 | 38.8107 | 39.073 | 39.3257 | 39.445 | 35.996 | 36.0748 | 36.2519 | 36.3981 | 36.535 | 36.6444 | 36.6851 | 36.714 | 36.7539 | 36.8005 | 36.8597 | 36.8815 | 36.8138 | 36.7917 | 36.7812 | 36.8164 | 36.9207 | 36.8712 | 36.8714 | 36.8873 | 37.0448 | 37.0811
| South Western | 31.0964 | 31.5035 | 31.7955 | 32.0725 | 32.359 | 32.6026 | 32.8945 | 33.147 | 33.4214 | 33.8667 | 34.0894 | 34.2518 | 34.414 | 34.564 | 34.6824 | 34.7308 | 34.766 | 34.8081 | 34.8543 | 34.9167 | 34.9487 | 34.907 | 34.9027 | 34.9077 | 34.9575 | 35.0941 | 35.0682 | 35.0829 | 35.1072 | 35.31 | 35.3586
| GB | 543.0884 | 547.9437 | 550.3952 | 553.6635 | 557.1818 | 560.3617 | 563.4294 | 566.0609 | 568.8793 | 570.9542 | 573.3439 | 574.8018 | 576.2152 | 577.559 | 578.5639 | 578.5411 | 578.3971 | 578.3789 | 578.4773 | 578.7697 | 578.5766 | 577.2244 | 576.507 | 575.9361 | 575.9865 | 575.5669 | 574.419 | 574.0444 | 573.7277 | 572.8111 | 572.9542
System Transformation: LDZ Annual demand
Source: National Grid
Calender year
|  | 2020 | 2021 | 2022 | 2023 | 2024 | 2025 | 2026 | 2027 | 2028 | 2029 | 2030 | 2031 | 2032 | 2033 | 2034 | 2035 | 2036 | 2037 | 2038 | 2039 | 2040 | 2041 | 2042 | 2043 | 2044 | 2045 | 2046 | 2047 | 2048 | 2049 | 2050
| Scotland | 48.1021 | 48.0747 | 47.9095 | 47.7381 | 47.5648 | 47.3786 | 47.1346 | 46.9408 | 47.0159 | 46.7157 | 46.2412 | 45.5779 | 44.5071 | 43.4691 | 42.016 | 40.2522 | 38.0961 | 35.5261 | 33.3918 | 30.969 | 27.8689 | 24.6737 | 20.7954 | 17.4535 | 13.8789 | 10.3664 | 7.5151 | 4.8404 | 2.9456 | 1.7987 | 1.2748
| Northern | 32.705 | 32.7093 | 32.5648 | 32.4499 | 32.3302 | 32.1949 | 32.0183 | 31.8728 | 31.8947 | 31.6727 | 31.3388 | 30.8627 | 30.1307 | 29.408 | 28.4253 | 27.2414 | 25.8075 | 24.1189 | 22.6936 | 21.0736 | 19.0323 | 16.9231 | 14.3839 | 12.1613 | 9.765 | 7.3797 | 5.3967 | 3.4958 | 2.1377 | 1.2121 | 0.6662
| North Western | 66.0087 | 66.4146 | 66.3719 | 66.3398 | 66.3226 | 66.1013 | 65.7717 | 65.4893 | 65.5083 | 65.0415 | 64.2306 | 63.2678 | 61.7356 | 60.1093 | 57.8401 | 55.0767 | 51.7192 | 48.1314 | 45.0894 | 41.7319 | 37.6323 | 33.4165 | 28.3711 | 23.9796 | 19.3311 | 14.7514 | 11.0343 | 7.5191 | 4.9501 | 3.2951 | 2.4163
| North Eastern | 37.0214 | 37.0957 | 36.9344 | 36.8235 | 36.7096 | 36.55 | 36.3198 | 36.1242 | 36.1251 | 35.852 | 35.4281 | 34.8914 | 34.0544 | 33.2097 | 32.0423 | 30.6315 | 28.9179 | 26.9645 | 25.3117 | 23.4472 | 21.1141 | 18.6923 | 15.7705 | 13.2026 | 10.4396 | 7.7015 | 5.6332 | 3.7092 | 2.3369 | 1.4945 | 1.0938
| East Midlands | 58.8208 | 59.2343 | 59.1949 | 59.1921 | 59.2051 | 59.0062 | 58.7287 | 58.496 | 58.5345 | 58.1183 | 57.3652 | 56.5235 | 55.1608 | 53.6792 | 51.5857 | 49.0285 | 45.9137 | 42.6696 | 39.9374 | 36.9267 | 33.267 | 29.4888 | 24.9423 | 21.009 | 16.841 | 12.7303 | 9.3115 | 6.0976 | 3.8634 | 2.4832 | 1.7979
| West Midlands | 45.3339 | 45.3686 | 45.2655 | 45.1025 | 44.9652 | 44.7769 | 44.5453 | 44.3598 | 44.4306 | 44.1577 | 43.6976 | 43.0734 | 42.0424 | 41.0303 | 39.5917 | 37.8365 | 35.6846 | 33.1985 | 31.1433 | 28.839 | 25.9123 | 22.9068 | 19.2662 | 16.1694 | 12.9104 | 9.7302 | 7.1111 | 4.6688 | 2.8233 | 1.7052 | 1.1953
| Wales North | 6.272 | 6.2774 | 6.2756 | 6.2557 | 6.2322 | 6.198 | 6.1565 | 6.1214 | 6.1271 | 6.0784 | 6.0047 | 5.9181 | 5.781 | 5.6438 | 5.455 | 5.2275 | 4.9528 | 4.6397 | 4.3839 | 4.0867 | 3.7085 | 3.3161 | 2.8327 | 2.4045 | 1.9274 | 1.4565 | 1.0731 | 0.72851 | 0.47536 | 0.31692 | 0.24164
| Wales South | 26.2431 | 26.366 | 26.3472 | 26.3041 | 26.2535 | 26.1145 | 25.9514 | 25.8012 | 25.7596 | 25.5454 | 25.2043 | 24.8356 | 24.283 | 23.672 | 22.84 | 21.8335 | 20.6282 | 19.4158 | 18.3928 | 17.2811 | 15.9668 | 14.6632 | 12.9045 | 7.8029 | 6.2199 | 4.8433 | 3.7125 | 2.651 | 1.8336 | 1.3028 | 1.02
| Eastern | 41.3224 | 41.4825 | 41.4366 | 41.3882 | 41.3313 | 41.2208 | 41.0684 | 40.9437 | 40.9687 | 40.7018 | 40.2579 | 39.6751 | 38.7269 | 37.7773 | 36.4447 | 34.8196 | 32.8349 | 30.5602 | 28.6352 | 26.4917 | 23.7987 | 21.0189 | 17.6728 | 14.7577 | 11.6971 | 8.6738 | 6.0792 | 3.6026 | 2.0549 | 1.1452 | 0.73412
| North Thames | 52.5801 | 52.5825 | 52.4503 | 52.2416 | 52.0603 | 51.8511 | 51.603 | 51.4102 | 51.4793 | 51.1841 | 50.6881 | 49.9879 | 48.8077 | 47.6721 | 46.0416 | 44.0511 | 41.5953 | 38.6712 | 36.253 | 33.56 | 30.0916 | 26.5613 | 22.2552 | 18.5622 | 14.7281 | 11.0181 | 7.9763 | 5.1424 | 3.0305 | 1.8144 | 1.2931
| South Eastern | 56.0096 | 54.9731 | 54.5662 | 54.3101 | 54.2052 | 53.829 | 53.5586 | 53.2568 | 53.2395 | 52.8214 | 52.3184 | 51.5865 | 50.2912 | 49.0602 | 47.3771 | 45.3145 | 42.8895 | 39.9385 | 35.4951 | 32.7845 | 29.43 | 25.9181 | 21.6558 | 17.9466 | 14.2243 | 10.6085 | 7.5985 | 4.8373 | 2.7812 | 1.6229 | 1.0705
| Southern | 37.2908 | 37.3182 | 37.2813 | 37.1891 | 37.1303 | 36.9981 | 36.8742 | 36.6117 | 32.7656 | 32.4306 | 32.1156 | 31.6727 | 30.9064 | 30.1387 | 29.0311 | 27.6647 | 25.9866 | 24.1076 | 22.5298 | 20.8215 | 18.6649 | 16.4397 | 13.7342 | 11.3947 | 9.0381 | 6.7534 | 4.8623 | 3.1281 | 1.8329 | 1.1061 | 0.77332
| South Western | 30.8523 | 30.9911 | 31.0186 | 30.9771 | 30.9448 | 30.8333 | 30.6982 | 30.5859 | 30.6232 | 30.4324 | 30.0844 | 29.6707 | 28.9681 | 28.2407 | 27.1918 | 25.9071 | 24.3279 | 22.5984 | 21.1616 | 19.5772 | 17.5924 | 15.5478 | 13.0552 | 10.9177 | 8.689 | 6.5143 | 4.7241 | 3.0748 | 1.8734 | 1.1838 | 0.88684
| GB | 538.5623 | 538.888 | 537.6167 | 536.3118 | 535.2552 | 533.0528 | 530.4287 | 528.0138 | 524.472 | 520.752 | 514.975 | 507.5434 | 495.3953 | 483.1102 | 465.8823 | 444.8847 | 419.3542 | 390.5402 | 364.4185 | 337.5902 | 304.0799 | 269.5663 | 227.6399 | 187.7616 | 149.6899 | 112.5274 | 82.0279 | 53.4956 | 32.939 | 20.4811 | 14.4637
Consumer Transformation: LDZ Annual demand
Source: National Grid
Calender year
|  | 2020 | 2021 | 2022 | 2023 | 2024 | 2025 | 2026 | 2027 | 2028 | 2029 | 2030 | 2031 | 2032 | 2033 | 2034 | 2035 | 2036 | 2037 | 2038 | 2039 | 2040 | 2041 | 2042 | 2043 | 2044 | 2045 | 2046 | 2047 | 2048 | 2049 | 2050
| Scotland | 47.5148 | 47.1509 | 46.5302 | 45.4889 | 44.4249 | 43.4321 | 42.3669 | 41.0991 | 39.8482 | 38.6951 | 37.5369 | 36.2967 | 35.2632 | 33.434 | 31.6518 | 29.9361 | 28.3758 | 26.5668 | 24.7008 | 22.412 | 20.4052 | 18.4942 | 16.7692 | 14.6645 | 12.3548 | 9.4639 | 7.2036 | 5.253 | 3.467 | 1.4205 | 0.2982
| Northern | 32.3167 | 32.1159 | 31.6861 | 31.0387 | 30.3725 | 29.7472 | 29.0677 | 28.2653 | 27.4708 | 26.7358 | 25.9892 | 25.1631 | 24.4706 | 23.2721 | 22.0892 | 20.937 | 19.877 | 18.6568 | 17.3911 | 15.8596 | 14.4901 | 13.1649 | 11.9583 | 10.4884 | 8.8796 | 6.8963 | 5.333 | 3.938 | 2.6191 | 1.1149 | 0.20004
| North Western | 65.2809 | 65.2576 | 64.622 | 63.4913 | 62.357 | 61.1418 | 59.8018 | 58.1826 | 56.5622 | 55.0283 | 53.3548 | 51.6638 | 50.151 | 47.5238 | 44.8329 | 42.133 | 39.5087 | 36.878 | 34.1857 | 30.9997 | 28.2762 | 25.6794 | 23.3132 | 20.5001 | 17.4376 | 13.6423 | 10.6722 | 8.0727 | 5.6923 | 2.9606 | 1.3909
| North Eastern | 36.58 | 36.4096 | 35.9129 | 35.1791 | 34.4325 | 33.6988 | 32.9006 | 31.9609 | 31.0351 | 30.1712 | 29.2747 | 28.3333 | 27.5314 | 26.136 | 24.7438 | 23.3743 | 22.0911 | 20.6855 | 19.2328 | 17.4839 | 15.9454 | 14.4587 | 13.0937 | 11.4471 | 9.6385 | 7.4152 | 5.7165 | 4.2381 | 2.8768 | 1.331 | 0.44856
| East Midlands | 58.1635 | 58.2065 | 57.6507 | 56.6482 | 55.6394 | 54.5197 | 53.3013 | 51.83 | 50.3689 | 48.9824 | 47.4497 | 45.9404 | 44.5986 | 42.1944 | 39.7059 | 37.1937 | 34.7375 | 32.3503 | 29.9183 | 27.0425 | 24.6235 | 22.3264 | 20.2398 | 17.7423 | 15.0202 | 11.6246 | 8.9558 | 6.6458 | 4.5154 | 2.0717 | 0.69321
| West Midlands | 44.7998 | 44.5147 | 43.9782 | 42.9649 | 41.9551 | 40.9778 | 39.933 | 38.6834 | 37.4481 | 36.309 | 35.1447 | 33.9353 | 32.8978 | 31.0772 | 29.2877 | 27.5612 | 25.9595 | 24.196 | 22.3883 | 20.1814 | 18.2958 | 16.5249 | 14.9368 | 13.0273 | 10.9368 | 8.2908 | 6.2587 | 4.5412 | 2.9918 | 1.2005 | 0.30337
| Wales North | 6.1896 | 6.1487 | 6.0896 | 5.9685 | 5.8374 | 5.7088 | 5.5718 | 5.4123 | 5.2516 | 5.102 | 4.9453 | 4.7923 | 4.6724 | 4.4494 | 4.2265 | 4.0059 | 3.8035 | 3.5788 | 3.3458 | 3.0665 | 2.8134 | 2.5617 | 2.3276 | 2.0262 | 1.6933 | 1.298 | 0.9781 | 0.71013 | 0.47766 | 0.23362 | 0.12094
| Wales South | 25.994 | 25.9921 | 25.788 | 25.3956 | 24.9879 | 24.5307 | 24.0486 | 23.4754 | 22.9019 | 22.346 | 21.7281 | 21.1287 | 20.5917 | 19.6603 | 18.6902 | 17.7009 | 16.7295 | 15.817 | 14.8967 | 13.8297 | 12.988 | 11.9918 | 7.5163 | 6.4917 | 5.5815 | 4.4057 | 3.4928 | 2.6991 | 1.9668 | 1.1282 | 0.68054
| Eastern | 40.8629 | 40.7532 | 40.3401 | 39.5595 | 38.7513 | 37.964 | 37.1172 | 36.0777 | 35.0495 | 34.0966 | 33.1135 | 32.0487 | 31.1056 | 29.4845 | 27.8775 | 26.3146 | 24.8356 | 23.2346 | 21.5869 | 19.5832 | 17.8569 | 16.22 | 14.7143 | 12.9357 | 10.9907 | 8.5329 | 6.5486 | 4.8027 | 3.1648 | 1.2677 | 0.12865
| North Thames | 51.9433 | 51.5483 | 50.8984 | 49.672 | 48.4421 | 47.283 | 46.0556 | 44.5832 | 43.1331 | 41.8025 | 40.4676 | 39.0693 | 37.8447 | 35.7511 | 33.719 | 31.7846 | 29.9929 | 27.982 | 25.9213 | 23.3785 | 21.2019 | 19.1733 | 17.3242 | 15.1354 | 12.7544 | 9.7023 | 7.3254 | 5.3278 | 3.5403 | 1.4617 | 0.42961
| South Eastern | 55.4082 | 53.9539 | 53.1337 | 51.9407 | 50.7235 | 49.4295 | 48.1054 | 46.5011 | 45.096 | 43.7005 | 42.3322 | 40.8592 | 39.4364 | 37.238 | 35.1735 | 33.0997 | 29.0527 | 26.9533 | 24.9245 | 22.3739 | 20.2511 | 18.2861 | 16.4195 | 14.3273 | 12.0527 | 9.0754 | 6.8126 | 4.9647 | 3.3379 | 1.3891 | 0.47401
| Southern | 36.9332 | 36.7246 | 36.3699 | 35.6229 | 34.8902 | 34.151 | 33.3672 | 32.4131 | 31.4779 | 30.6094 | 29.7409 | 28.6931 | 23.9829 | 22.4222 | 21.0568 | 19.698 | 18.3844 | 17.0531 | 15.7063 | 14.0597 | 12.7067 | 11.456 | 10.2865 | 8.9661 | 7.5349 | 5.6679 | 4.2484 | 3.0861 | 2.0588 | 0.83534 | 0.27395
| South Western | 30.5033 | 30.4242 | 30.1619 | 29.5422 | 28.9148 | 28.267 | 27.5786 | 26.7433 | 25.9134 | 25.1385 | 24.3161 | 23.502 | 22.7784 | 21.4989 | 20.2121 | 18.9462 | 17.7333 | 16.5002 | 15.2456 | 13.7271 | 12.4587 | 11.2678 | 10.1797 | 8.8851 | 7.4735 | 5.6758 | 4.2879 | 3.1335 | 2.1079 | 0.92234 | 0.34632
| GB | 532.4905 | 529.2002 | 523.1616 | 512.5125 | 501.7287 | 490.8513 | 479.2158 | 465.2275 | 451.5567 | 438.7175 | 425.3937 | 411.4258 | 395.3246 | 374.1418 | 353.2668 | 332.6851 | 311.0815 | 290.4525 | 269.4441 | 243.9976 | 222.3129 | 201.6052 | 179.079 | 156.6372 | 132.3485 | 101.6911 | 77.8337 | 57.4126 | 38.8167 | 17.3372 | 5.7883
Leading the Way: LDZ Annual demand
Source: National Grid
Calender year
|  | 2020 | 2021 | 2022 | 2023 | 2024 | 2025 | 2026 | 2027 | 2028 | 2029 | 2030 | 2031 | 2032 | 2033 | 2034 | 2035 | 2036 | 2037 | 2038 | 2039 | 2040 | 2041 | 2042 | 2043 | 2044 | 2045 | 2046 | 2047 | 2048 | 2049 | 2050
| Scotland | 47.418 | 46.779 | 45.6777 | 44.7154 | 43.6366 | 42.6039 | 41.4614 | 39.9831 | 38.5577 | 37.2047 | 35.8443 | 34.6796 | 33.6346 | 32.2744 | 30.8559 | 29.2399 | 27.6169 | 26.2318 | 24.3568 | 21.5446 | 18.6613 | 16.0068 | 13.3652 | 10.4036 | 7.9176 | 5.2015 | 3.0413 | 1.4279 | 0.78928 | 0.41409 | 0.19349
| Northern | 32.1997 | 31.845 | 31.1212 | 30.5195 | 29.8467 | 29.1965 | 28.4678 | 27.5369 | 26.6247 | 25.7533 | 24.8731 | 24.0974 | 23.3913 | 22.4671 | 21.4966 | 20.3954 | 19.2749 | 18.3125 | 17.0321 | 15.1691 | 13.2544 | 11.4531 | 9.6528 | 7.6379 | 5.8908 | 3.9822 | 2.4656 | 1.2578 | 0.73572 | 0.36601 | 0.089115
| North Western | 64.9997 | 64.6326 | 63.3794 | 62.3365 | 61.1775 | 59.9028 | 58.4487 | 56.5522 | 54.7123 | 52.9261 | 51.0047 | 49.406 | 47.8903 | 45.865 | 43.6388 | 41.0698 | 38.3821 | 36.2599 | 33.5606 | 29.7127 | 25.8891 | 22.3531 | 18.8538 | 14.9484 | 11.6552 | 8.0692 | 5.2778 | 3.1405 | 2.2451 | 1.6577 | 1.2442
| North Eastern | 36.428 | 36.0799 | 35.2444 | 34.5651 | 33.8065 | 33.0463 | 32.1948 | 31.1111 | 30.0698 | 29.0718 | 28.0431 | 27.1636 | 26.358 | 25.2948 | 24.1588 | 22.8608 | 21.5285 | 20.424 | 18.9666 | 16.8506 | 14.6997 | 12.6936 | 10.6831 | 8.4318 | 6.5009 | 4.3988 | 2.7755 | 1.5311 | 0.98283 | 0.61355 | 0.3489
| East Midlands | 58.014 | 57.7293 | 56.6068 | 55.6912 | 54.6591 | 53.492 | 52.17 | 50.4389 | 48.755 | 47.1129 | 45.3198 | 43.883 | 42.5261 | 40.672 | 38.608 | 36.2106 | 33.6893 | 31.7695 | 29.3255 | 25.8361 | 22.3894 | 19.2255 | 16.0891 | 12.5801 | 9.6421 | 6.4314 | 3.8994 | 1.9858 | 1.2615 | 0.82745 | 0.55572
| West Midlands | 44.7208 | 44.151 | 43.1316 | 42.196 | 41.1718 | 40.1556 | 39.0331 | 37.5717 | 36.1798 | 34.8571 | 33.5085 | 32.3708 | 31.3375 | 30.0071 | 28.5998 | 26.9918 | 25.3625 | 24.0123 | 22.2157 | 19.5084 | 16.7745 | 14.2931 | 11.8529 | 9.1215 | 6.8945 | 4.4592 | 2.5604 | 1.1989 | 0.6634 | 0.37365 | 0.2242
| Wales North | 6.179 | 6.1085 | 5.9983 | 5.8844 | 5.7527 | 5.6188 | 5.4678 | 5.2824 | 5.1028 | 4.9271 | 4.7468 | 4.6091 | 4.4855 | 4.3093 | 4.1196 | 3.9039 | 3.6848 | 3.5136 | 3.2765 | 2.935 | 2.5871 | 2.2522 | 1.904 | 1.5109 | 1.1593 | 0.78261 | 0.48379 | 0.2643 | 0.16495 | 0.10995 | 0.083376
| Wales South | 25.8441 | 25.7454 | 25.3423 | 24.9788 | 24.5664 | 24.0925 | 23.558 | 22.878 | 22.2174 | 21.5657 | 20.852 | 20.2795 | 19.7355 | 18.9934 | 18.1688 | 17.2621 | 16.0947 | 11.6133 | 10.5432 | 9.2946 | 8.0472 | 6.9082 | 5.7929 | 4.5605 | 3.5358 | 2.4282 | 1.644 | 1.0763 | 0.83987 | 0.69782 | 0.61559
| Eastern | 40.8176 | 40.4568 | 39.6225 | 38.9095 | 38.0868 | 37.2674 | 36.3565 | 35.1358 | 33.9354 | 32.7873 | 31.6025 | 30.5779 | 29.6241 | 28.4136 | 27.126 | 25.6428 | 24.1262 | 22.8369 | 21.1713 | 18.7001 | 16.198 | 13.8992 | 11.624 | 9.068 | 6.9366 | 4.5888 | 2.6313 | 1.0916 | 0.57086 | 0.25134 | 0.032966
| North Thames | 51.8944 | 51.1727 | 49.9538 | 48.8279 | 47.5846 | 46.3855 | 45.0744 | 43.3564 | 41.7218 | 40.1801 | 38.6227 | 37.2856 | 36.0604 | 34.5464 | 32.97 | 31.1708 | 29.3668 | 27.7981 | 25.7464 | 22.5996 | 19.398 | 16.5056 | 13.6723 | 10.4908 | 7.9288 | 5.1212 | 2.8893 | 1.3137 | 0.73831 | 0.46596 | 0.34322
| South Eastern | 54.8829 | 53.3482 | 51.887 | 50.7175 | 49.3907 | 48.1592 | 46.7554 | 44.9355 | 43.2617 | 41.6867 | 39.8639 | 36.4171 | 35.0028 | 33.5074 | 31.9464 | 30.1559 | 28.3626 | 26.7426 | 24.7471 | 21.6067 | 18.4465 | 15.6424 | 12.9282 | 9.8429 | 7.4464 | 4.7909 | 2.7076 | 1.2911 | 0.80216 | 0.55507 | 0.40143
| Southern | 36.879 | 36.4385 | 35.6953 | 35.0084 | 34.2591 | 33.4912 | 32.6483 | 31.527 | 30.4734 | 29.4691 | 28.4555 | 27.4225 | 22.7281 | 21.5783 | 20.537 | 19.2934 | 18.0237 | 16.9503 | 15.6269 | 13.6032 | 11.5893 | 9.8036 | 8.0741 | 6.1246 | 4.6078 | 2.9314 | 1.6225 | 0.73594 | 0.43341 | 0.29229 | 0.21437
| South Western | 30.4689 | 30.1893 | 29.5923 | 29.0238 | 28.3812 | 27.7052 | 26.9627 | 25.9782 | 25.0368 | 24.1314 | 23.1735 | 22.3971 | 21.6741 | 20.7319 | 19.7102 | 18.5295 | 17.306 | 16.3369 | 15.0954 | 13.2342 | 11.3814 | 9.7087 | 8.0604 | 6.2071 | 4.7048 | 3.0602 | 1.7641 | 0.8524 | 0.52177 | 0.35971 | 0.28607
| GB | 530.7462 | 524.6762 | 513.2525 | 503.374 | 492.3198 | 481.117 | 468.599 | 452.2871 | 436.6486 | 421.6732 | 405.9104 | 390.5894 | 374.4482 | 358.6607 | 341.9359 | 322.7266 | 302.819 | 282.8017 | 261.6641 | 230.5951 | 199.316 | 170.7452 | 142.553 | 110.9282 | 84.8207 | 56.2456 | 33.7626 | 17.1673 | 10.7492 | 6.9846 | 4.6326
Five Year Forecast: LDZ Annual demand
Source: National Grid
Calender year
|  | 2020 | 2021 | 2022 | 2023 | 2024
| Scotland | 2020: 48.3894; 2021: 48.3658; 2022: 48.2804; 2023: 48.3541; 2024: 48.4155
| Northern | 2020: 32.9788; 2021: 32.9977; 2022: 32.9017; 2023: 32.9438; 2024: 32.9716
| North Western | 2020: 66.3952; 2021: 66.9; 2022: 66.9991; 2023: 67.3322; 2024: 67.6956
| North Eastern | 2020: 37.0291; 2021: 37.1052; 2022: 37.0096; 2023: 37.078; 2024: 37.1433
| East Midlands | 2020: 59.1704; 2021: 59.6851; 2022: 59.7777; 2023: 60.1089; 2024: 60.4878
| West Midlands | 2020: 45.6162; 2021: 45.6783; 2022: 45.6602; 2023: 45.7506; 2024: 45.8618
| Wales North | 2020: 6.3086; 2021: 6.314; 2022: 6.3242; 2023: 6.3336; 2024: 6.3378
| Wales South | 2020: 26.3825; 2021: 26.5522; 2022: 26.5853; 2023: 26.6658; 2024: 26.7547
| Eastern | 2020: 41.5625; 2021: 41.7588; 2022: 41.7914; 2023: 41.9689; 2024: 42.134
| North Thames | 2020: 52.8897; 2021: 52.9246; 2022: 52.8947; 2023: 52.9857; 2024: 53.0874
| South Eastern | 2020: 54.7808; 2021: 54.8063; 2022: 54.8029; 2023: 54.9247; 2024: 55.0522
| Southern | 2020: 37.477; 2021: 37.5641; 2022: 37.608; 2023: 37.7275; 2024: 37.8799
| South Western | 2020: 30.8496; 2021: 31.0183; 2022: 31.1152; 2023: 31.2605; 2024: 31.4192
| GB | 2020: 539.8299; 2021: 541.6704; 2022: 541.7503; 2023: 543.4344; 2024: 545.2408

## Annual Supply
Annual supply patterns
Consumer Transformation
| Year | 2000 | 2001 | 2002 | 2003 | 2004 | 2005 | 2006 | 2007 | 2008 | 2009 | 2010 | 2011 | 2012 | 2013 | 2014 | 2015 | 2016 | 2017 | 2018 | 2019 | 2020 | 2021 | 2022 | 2023 | 2024 | 2025 | 2026 | 2027 | 2028 | 2029 | 2030 | 2031 | 2032 | 2033 | 2034 | 2035
| UKCS | 94.816 | 95.235 | 92.442 | 93.799 | 90.502 | 82.179 | 74.907 | 66.839 | 63.444 | 54.758 | 52.107 | 40.013 | 33.228 | 32 | 31 | 33 | 34.7545 | 38.0995 | 36.0901 | 34 | 35 | 35 | 34 | 32 | 29 | 26 | 23 | 20 | 18 | 16 | 15 | 13 | 12 | 10 | 9 | 8
| Shale | 0 | 0 | 0 | 0 | 0 | 0 | 0 | 0 | 0 | 0 | 0 | 0 | 0 | 0 | 0 | 0 | 0 | 0 | 0 | 0 | 0 | 0 | 0 | 0 | 0 | 0 | 0 | 0 | 0 | 0 | 0 | 0 | 0 | 0 | 0 | 0
| Green gas | 0 | 0 | 0 | 0 | 0 | 0 | 0 | 0 | 0 | 0 | 0 | 0 | 0 | 0 | 0 | 0 | 0.2 | 0.25 | 0 | 0 | 0 | 0 | 0 | 0 | 0 | 0 | 0 | 1 | 1 | 1 | 1 | 1 | 1 | 1 | 2 | 2
| Norway | 1.2 | 1.375 | 3.429 | 5.161 | 7.069 | 9.288 | 13.113 | 20.085 | 26.189 | 23.727 | 25.357 | 21.865 | 27.858 | 29 | 25 | 29 | 32.273 | 35.2134 | 33.5186 | 28 | 28 | 29 | 28 | 28 | 28 | 26 | 24 | 22 | 21 | 20 | 18 | 17 | 15 | 14 | 12 | 12
| Continent | 0.261 | 0.366 | 0.61 | 0.592 | 2.357 | 2.227 | 3.668 | 7.7 | 9.557 | 7.233 | 9.545 | 6.264 | 8.092 | 11 | 7 | 3.5 | 6 | 4.6759 | 6.144 | 2 | 2 | 3 | 2 | 2 | 5 | 4 | 4 | 4 | 5 | 5 | 6 | 6 | 6 | 6 | 5 | 5
| LNG | 0 | 0 | 0 | 0 | 0 | 0 | 0 | 0 | 0 | 6.405 | 18.688 | 24.779 | 13.573 | 9 | 11 | 12.5 | 9.0489 | 5.2819 | 5.7079 | 17 | 15 | 10 | 8 | 6 | 3 | 5 | 5 | 5 | 5 | 5 | 6 | 6 | 6 | 6 | 5 | 5
| Generic imports | 0 | 0 | 0 | 0 | 0 | 0 | 0 | 0 | 0 | 0 | 0 | 0 | 0 | 0 | 0 | 0 | 0 | 0 | 0 | 0 | 1 | 1 | 2 | 6 | 6 | 7 | 7 | 7 | 9 | 11 | 12 | 12 | 12 | 11 | 11 | 11
| Demand | 103.018 | 105.022 | 103.727 | 107.878 | 103.915 | 99.929 | 97.687 | 99.814 | 104.295 | 100.212 | 112.572 | 96.215 | 87.846 | 81 | 74 | 78 | 87 | 87.9464 | 84.8425 | 82 | 82 | 78 | 76 | 75 | 72 | 67 | 63 | 60 | 59 | 58 | 57 | 54 | 51 | 48 | 45 | 43
| Import dependency | 1.418% | 1.658% | 3.894% | 5.333% | 9.071% | 11.52% | 17.18% | 27.84% | 34.27% | 37.29% | 47.61% | 54.99% | 56.37% | 60.49% | 58.11% | 57.69% | 54.39% | 51.36% | 53.48% | 58% | 57% | 54% | 55% | 56% | 59% | 61% | 63% | 65% | 68% | 71% | 74% | 75% | 75% | 76% | 76% | 76%
*Years in calendar year
System Transformation
| Year | 2000 | 2001 | 2002 | 2003 | 2004 | 2005 | 2006 | 2007 | 2008 | 2009 | 2010 | 2011 | 2012 | 2013 | 2014 | 2015 | 2016 | 2017 | 2018 | 2019 | 2020 | 2021 | 2022 | 2023 | 2024 | 2025 | 2026 | 2027 | 2028 | 2029 | 2030 | 2031 | 2032 | 2033 | 2034 | 2035
| UKCS | 94.816 | 95.235 | 92.442 | 93.799 | 90.502 | 82.179 | 74.907 | 66.839 | 63.444 | 54.758 | 52.107 | 40.013 | 33.228 | 32 | 31 | 33 | 34.7545 | 38.0995 | 36.0901 | 34 | 36 | 36 | 36 | 36 | 34 | 32 | 29 | 27 | 24 | 22 | 20 | 18 | 17 | 16 | 15 | 15
| Shale | 0 | 0 | 0 | 0 | 0 | 0 | 0 | 0 | 0 | 0 | 0 | 0 | 0 | 0 | 0 | 0 | 0 | 0 | 0 | 0 | 0 | 0 | 0 | 0 | 0 | 0 | 0 | 0 | 0 | 0 | 0 | 0 | 0 | 0 | 0 | 0
| Green gas | 0 | 0 | 0 | 0 | 0 | 0 | 0 | 0 | 0 | 0 | 0 | 0 | 0 | 0 | 0 | 0 | 0.2 | 0.25 | 0 | 0 | 0 | 1 | 1 | 1 | 1 | 1 | 1 | 1 | 1 | 1 | 1 | 1 | 2 | 2 | 2 | 2
| Norway | 1.2 | 1.375 | 3.429 | 5.161 | 7.069 | 9.288 | 13.113 | 20.085 | 26.189 | 23.727 | 25.357 | 21.865 | 27.858 | 29 | 25 | 29 | 32.273 | 35.2134 | 33.5186 | 28 | 28 | 29 | 29 | 30 | 30 | 30 | 29 | 29 | 28 | 28 | 28 | 27 | 27 | 27 | 26 | 26
| Continent | 0.261 | 0.366 | 0.61 | 0.592 | 2.357 | 2.227 | 3.668 | 7.7 | 9.557 | 7.233 | 9.545 | 6.264 | 8.092 | 11 | 7 | 3.5 | 6 | 4.6759 | 6.144 | 2 | 2 | 3 | 4 | 4 | 5 | 3 | 3 | 2 | 3 | 3 | 4 | 5 | 5 | 5 | 5 | 5
| LNG | 0 | 0 | 0 | 0 | 0 | 0 | 0 | 0 | 0 | 6.405 | 18.688 | 24.779 | 13.573 | 9 | 11 | 12.5 | 9.0489 | 5.2819 | 5.7079 | 17 | 12 | 9 | 5 | 4 | 3 | 4 | 4 | 4 | 4 | 6 | 6 | 6 | 6 | 5 | 5 | 6
| Generic imports | 0 | 0 | 0 | 0 | 0 | 0 | 0 | 0 | 0 | 0 | 0 | 0 | 0 | 0 | 0 | 0 | 0 | 0 | 0 | 0 | 2 | 1 | 2 | 3 | 5 | 5 | 5 | 5 | 8 | 8 | 9 | 8 | 9 | 8 | 9 | 9
| Demand | 103.018 | 105.022 | 103.727 | 107.878 | 103.915 | 99.929 | 97.687 | 99.814 | 104.295 | 100.212 | 112.572 | 96.215 | 87.846 | 81 | 74 | 78 | 87 | 87.9464 | 84.8425 | 82 | 82 | 79 | 77 | 77 | 77 | 73 | 71 | 68 | 69 | 68 | 68 | 66 | 65 | 63 | 63 | 62
| Import dependency | 1.418% | 1.658% | 3.894% | 5.333% | 9.071% | 11.52% | 17.18% | 27.84% | 34.27% | 37.29% | 47.61% | 54.99% | 56.37% | 60.49% | 58.11% | 57.69% | 54.39% | 51.36% | 53.48% | 58% | 55% | 53% | 52% | 53% | 55% | 56% | 57% | 59% | 64% | 66% | 68% | 71% | 72% | 72% | 73% | 73%
*Years in calendar year
Leading the Way
| Year | 2000 | 2001 | 2002 | 2003 | 2004 | 2005 | 2006 | 2007 | 2008 | 2009 | 2010 | 2011 | 2012 | 2013 | 2014 | 2015 | 2016 | 2017 | 2018 | 2019 | 2020 | 2021 | 2022 | 2023 | 2024 | 2025 | 2026 | 2027 | 2028 | 2029 | 2030 | 2031 | 2032 | 2033 | 2034 | 2035
| UKCS | 94.816 | 95.235 | 92.442 | 93.799 | 90.502 | 82.179 | 74.907 | 66.839 | 63.444 | 54.758 | 52.107 | 40.013 | 33.228 | 32 | 31 | 33 | 34.7545 | 38.0995 | 36.0901 | 34 | 35 | 36 | 35 | 34 | 32 | 30 | 28 | 26 | 24 | 20 | 18 | 16 | 14 | 13 | 12 | 11
| Shale | 0 | 0 | 0 | 0 | 0 | 0 | 0 | 0 | 0 | 0 | 0 | 0 | 0 | 0 | 0 | 0 | 0 | 0 | 0 | 0 | 0 | 0 | 0 | 0 | 0 | 0 | 0 | 0 | 0 | 0 | 0 | 0 | 0 | 0 | 0 | 0
| Green gas | 0 | 0 | 0 | 0 | 0 | 0 | 0 | 0 | 0 | 0 | 0 | 0 | 0 | 0 | 0 | 0 | 0.2 | 0.25 | 0 | 0 | 0 | 0 | 0 | 0 | 0 | 0 | 0 | 1 | 1 | 1 | 1 | 1 | 1 | 1 | 1 | 1
| Norway | 1.2 | 1.375 | 3.429 | 5.161 | 7.069 | 9.288 | 13.113 | 20.085 | 26.189 | 23.727 | 25.357 | 21.865 | 27.858 | 29 | 25 | 29 | 32.273 | 35.2134 | 33.5186 | 28 | 28 | 28 | 28 | 28 | 28 | 26 | 24 | 22 | 21 | 19 | 18 | 16 | 15 | 12 | 11 | 10
| Continent | 0.261 | 0.366 | 0.61 | 0.592 | 2.357 | 2.227 | 3.668 | 7.7 | 9.557 | 7.233 | 9.545 | 6.264 | 8.092 | 11 | 7 | 3.5 | 6 | 4.6759 | 6.144 | 2 | 3 | 3 | 3 | 2 | 2 | 2 | 2 | 1 | 2 | 3 | 3 | 4 | 4 | 4 | 5 | 5
| LNG | 0 | 0 | 0 | 0 | 0 | 0 | 0 | 0 | 0 | 6.405 | 18.688 | 24.779 | 13.573 | 9 | 11 | 12.5 | 9.0489 | 5.2819 | 5.7079 | 17 | 11 | 6 | 4 | 3 | 1 | 2 | 2 | 1 | 2 | 3 | 3 | 4 | 4 | 4 | 5 | 5
| Generic imports | 0 | 0 | 0 | 0 | 0 | 0 | 0 | 0 | 0 | 0 | 0 | 0 | 0 | 0 | 0 | 0 | 0 | 0 | 0 | 0 | 1 | 1 | 1 | 1 | 2 | 2 | 2 | 4 | 6 | 8 | 9 | 9 | 9 | 9 | 9 | 8
| Demand | 103.018 | 105.022 | 103.727 | 107.878 | 103.915 | 99.929 | 97.687 | 99.814 | 104.295 | 100.212 | 112.572 | 96.215 | 87.846 | 81 | 74 | 78 | 87 | 87.9464 | 84.8425 | 82 | 79 | 74 | 71 | 69 | 65 | 62 | 59 | 56 | 56 | 54 | 52 | 49 | 47 | 45 | 42 | 40
| Import dependency | 1.418% | 1.658% | 3.894% | 5.333% | 9.071% | 11.52% | 17.18% | 27.84% | 34.27% | 37.29% | 47.61% | 54.99% | 56.37% | 60.49% | 58.11% | 57.69% | 54.39% | 51.36% | 53.48% | 58% | 55% | 51% | 50% | 50% | 50% | 51% | 52% | 52% | 57% | 61% | 64% | 67% | 68% | 69% | 70% | 70%
*Years in calendar year
Steady Progression
| Year | 2000 | 2001 | 2002 | 2003 | 2004 | 2005 | 2006 | 2007 | 2008 | 2009 | 2010 | 2011 | 2012 | 2013 | 2014 | 2015 | 2016 | 2017 | 2018 | 2019 | 2020 | 2021 | 2022 | 2023 | 2024 | 2025 | 2026 | 2027 | 2028 | 2029 | 2030 | 2031 | 2032 | 2033 | 2034 | 2035
| UKCS | 94.816 | 95.235 | 92.442 | 93.799 | 90.502 | 82.179 | 74.907 | 66.839 | 63.444 | 54.758 | 52.107 | 40.013 | 33.228 | 32 | 31 | 33 | 34.7545 | 38.0995 | 36.0901 | 34 | 36 | 36 | 36 | 36 | 34 | 32 | 29 | 27 | 24 | 22 | 21 | 18 | 17 | 16 | 15 | 15
| Shale | 0 | 0 | 0 | 0 | 0 | 0 | 0 | 0 | 0 | 0 | 0 | 0 | 0 | 0 | 0 | 0 | 0 | 0 | 0 | 0 | 0 | 0 | 0 | 0 | 0 | 0 | 0 | 0 | 0 | 0 | 0 | 2 | 3 | 5 | 7 | 9
| Green gas | 0 | 0 | 0 | 0 | 0 | 0 | 0 | 0 | 0 | 0 | 0 | 0 | 0 | 0 | 0 | 0 | 0.2 | 0.25 | 0 | 0 | 1 | 1 | 1 | 1 | 1 | 1 | 2 | 2 | 2 | 2 | 2 | 3 | 3 | 3 | 3 | 3
| Norway | 1.2 | 1.375 | 3.429 | 5.161 | 7.069 | 9.288 | 13.113 | 20.085 | 26.189 | 23.727 | 25.357 | 21.865 | 27.858 | 29 | 25 | 29 | 32.273 | 35.2134 | 33.5186 | 28 | 28 | 29 | 29 | 29 | 30 | 29 | 28 | 27 | 26 | 25 | 24 | 22 | 22 | 22 | 21 | 21
| Continent | 0.261 | 0.366 | 0.61 | 0.592 | 2.357 | 2.227 | 3.668 | 7.7 | 9.557 | 7.233 | 9.545 | 6.264 | 8.092 | 11 | 7 | 3.5 | 6 | 4.6759 | 6.144 | 2 | 2 | 3 | 4 | 5 | 5 | 5 | 5 | 5 | 5 | 5 | 6 | 7 | 7 | 7 | 6 | 6
| LNG | 0 | 0 | 0 | 0 | 0 | 0 | 0 | 0 | 0 | 6.405 | 18.688 | 24.779 | 13.573 | 9 | 11 | 12.5 | 9.0489 | 5.2819 | 5.7079 | 17 | 15 | 13 | 11 | 9 | 8 | 9 | 9 | 10 | 10 | 10 | 10 | 11 | 12 | 12 | 13 | 13
| Generic imports | 0 | 0 | 0 | 0 | 0 | 0 | 0 | 0 | 0 | 0 | 0 | 0 | 0 | 0 | 0 | 0 | 0 | 0 | 0 | 0 | 3 | 2 | 2 | 3 | 5 | 8 | 9 | 9 | 10 | 10 | 11 | 14 | 14 | 13 | 13 | 12
| Demand | 103.018 | 105.022 | 103.727 | 107.878 | 103.915 | 99.929 | 97.687 | 99.814 | 104.295 | 100.212 | 112.572 | 96.215 | 87.846 | 81 | 74 | 78 | 87 | 87.9464 | 84.8425 | 82 | 85 | 84 | 83 | 82 | 82 | 84 | 82 | 80 | 77 | 74 | 75 | 76 | 77 | 77 | 78 | 78
| Import dependency | 1.418% | 1.658% | 3.894% | 5.333% | 9.071% | 11.52% | 17.18% | 27.84% | 34.27% | 37.29% | 47.61% | 54.99% | 56.37% | 60.49% | 58.11% | 57.69% | 54.39% | 51.36% | 53.48% | 58% | 57% | 56% | 55% | 55% | 57% | 61% | 62% | 64% | 66% | 68% | 69% | 71% | 71% | 69% | 67% | 65%
*Years in calendar year

## Annual supply by terminal
Annual Supply by terminal. Consumer Transformation High continent/Low LNG case
| TWH / YEAR | 2019/20 | 2020/21 | 2021/22 | 2022/23 | 2023/24 | 2024/25 | 2025/26 | 2026/27 | 2027/28 | 2028/29 | 2029/30 | 2030/31 | 2031/32 | 2032/33 | 2033/34 | 2034/35 | 2035/36 | 2036/37 | 2037/38 | 2038/39 | 2039/40 | 2040/41 | 2041/42 | 2042/43 | 2043/44 | 2044/45 | 2045/46 | 2046/47 | 2047/48 | 2048/49 | 2049/50 | 2050/51 | MCM / DAY | 2019/20 | 2020/21 | 2021/22 | 2022/23 | 2023/24 | 2024/25 | 2025/26 | 2026/27 | 2027/28 | 2028/29 | 2029/30 | 2030/31 | 2031/32 | 2032/33 | 2033/34 | 2034/35 | 2035/36 | 2036/37 | 2037/38 | 2038/39 | 2039/40 | 2040/41 | 2041/42 | 2042/43 | 2043/44 | 2044/45 | 2045/46 | 2046/47 | 2047/48 | 2048/49 | 2049/50 | 2050/51
| Bacton | 148.022 | 148.8 | 143.3899 | 140.5168 | 178.0388 | 195.3291 | 173.6288 | 175.1411 | 189.8974 | 216.2079 | 234.6464 | 237.2525 | 230.4676 | 213.6638 | 202.6068 | 195.2675 | 180.4562 | 170.0334 | 164.4428 | 160.4042 | 151.4893 | 138.7081 | 131.6273 | 122.7405 | 109.7456 | 92.6312 | 79.8083 | 62.2126 | 49.0096 | 31.724 | 15.656 | 16.4542 | Bacton | 36.8673 | 37.061 | 35.7136 | 34.998 | 44.3434 | 48.6499 | 43.245 | 43.6217 | 47.297 | 53.85 | 58.4424 | 59.0915 | 57.4016 | 53.2164 | 50.4625 | 48.6345 | 44.9455 | 42.3495 | 40.9571 | 39.9512 | 37.7308 | 34.5475 | 32.7839 | 30.5705 | 27.3339 | 23.0713 | 19.8775 | 15.495 | 12.2066 | 7.9014 | 3.8994 | 4.0982
| Barrow | 17.6296 | 15.1029 | 12.6659 | 11.1609 | 10.3 | 8.477 | 6.8949 | 6.2214 | 5.6006 | 2.5412 | 0 | 0 | 0 | 0 | 0 | 0 | 0 | 0 | 0 | 0 | 0 | 0 | 0 | 0 | 0 | 0 | 0 | 0 | 0 | 0 | 0 | 0 | Barrow | 4.3909 | 3.7616 | 3.1546 | 2.7798 | 2.5654 | 2.1113 | 1.7173 | 1.5495 | 1.3949 | 0.63293 | 0 | 0 | 0 | 0 | 0 | 0 | 0 | 0 | 0 | 0 | 0 | 0 | 0 | 0 | 0 | 0 | 0 | 0 | 0 | 0 | 0 | 0
| Easington | 193.5228 | 178.9544 | 199.4253 | 196.152 | 194.1443 | 180.606 | 161.1141 | 148.6915 | 144.9693 | 131.2545 | 119.3161 | 104.1481 | 94.585 | 85.1393 | 77.94 | 69.0837 | 66.5838 | 60.6773 | 57.729 | 52.0786 | 49.0765 | 44.2303 | 39.6952 | 36.0452 | 33.4099 | 26.3871 | 22.9762 | 18.8258 | 14.9429 | 8.4384 | 3.9153 | 0 | Easington | 48.2 | 44.5715 | 49.6701 | 48.8548 | 48.3547 | 44.9828 | 40.128 | 37.034 | 36.1069 | 32.691 | 29.7176 | 25.9398 | 23.5579 | 21.2053 | 19.4122 | 17.2064 | 16.5837 | 15.1126 | 14.3783 | 12.971 | 12.2233 | 11.0163 | 9.8867 | 8.9776 | 8.3213 | 6.5721 | 5.7226 | 4.6889 | 3.7218 | 2.1017 | 0.97517 | 0
| St Fergus | 283.8071 | 265.9252 | 268.8806 | 276.0438 | 262.0605 | 243.0292 | 230.6622 | 211.2848 | 196.1606 | 181.9311 | 166.305 | 151.3527 | 139.3337 | 129.1631 | 118.2198 | 105.2932 | 101.4968 | 94.5813 | 82.5659 | 70.9662 | 64.1982 | 56.9498 | 47.7746 | 39.4496 | 34.5087 | 27.7613 | 22.0751 | 18.0875 | 14.3569 | 8.1074 | 3.7618 | 0 | St Fergus | 70.6867 | 66.2329 | 66.969 | 68.7531 | 65.2704 | 60.5303 | 57.4501 | 52.6239 | 48.8569 | 45.3128 | 41.4209 | 37.6968 | 34.7033 | 32.1701 | 29.4445 | 26.225 | 25.2794 | 23.557 | 20.5644 | 17.6753 | 15.9896 | 14.1843 | 11.899 | 9.8256 | 8.5949 | 6.9144 | 5.4982 | 4.505 | 3.5758 | 2.0193 | 0.93693 | 0
| Teesside | 71.4561 | 99.3052 | 105.5204 | 107.8015 | 98.2515 | 95.7299 | 86.3025 | 77.8143 | 65.9125 | 53.1637 | 54.1325 | 50.247 | 43.9614 | 39.9411 | 37.0112 | 33.8795 | 31.823 | 25.1704 | 21.83 | 14.4568 | 8.6891 | 9.636 | 6.424 | 3.212 | 1.606 | 1.606 | 0 | 0 | 0 | 0 | 0 | 0 | Teesside | 17.7973 | 24.7335 | 26.2816 | 26.8497 | 24.4711 | 23.8431 | 21.495 | 19.3809 | 16.4166 | 13.2413 | 13.4826 | 12.5148 | 10.9493 | 9.948 | 9.2182 | 8.4382 | 7.926 | 6.2691 | 5.4371 | 3.6007 | 2.1641 | 2.4 | 1.6 | 0.8 | 0.4 | 0.4 | 0 | 0 | 0 | 0 | 0 | 0
| Onshore | 3.3603 | 3.9137 | 4.1709 | 4.5026 | 4.6003 | 4.5955 | 4.8328 | 5.125 | 5.6585 | 5.7681 | 5.9615 | 5.9584 | 7.6437 | 11.3489 | 15.3503 | 19.0217 | 18.9841 | 18.5898 | 18.8657 | 14.5878 | 14.8044 | 10.8408 | 10.6137 | 6.7217 | 6.551 | 2.9173 | 0 | 0 | 0 | 0 | 0 | 0 | Onshore | 0.83693 | 0.97477 | 1.0388 | 1.1214 | 1.1458 | 1.1446 | 1.2037 | 1.2765 | 1.4093 | 1.4366 | 1.4848 | 1.484 | 1.9038 | 2.8266 | 3.8232 | 4.7377 | 4.7283 | 4.6301 | 4.6988 | 3.6333 | 3.6873 | 2.7001 | 2.6435 | 1.6741 | 1.6316 | 0.7266 | 0 | 0 | 0 | 0 | 0 | 0
| Burton Point | 0 | 0 | 0 | 0 | 0 | 0 | 0 | 0 | 0 | 0 | 0 | 0 | 0 | 0 | 0 | 0 | 0 | 0 | 0 | 0 | 0 | 0 | 0 | 0 | 0 | 0 | 0 | 0 | 0 | 0 | 0 | 0 | Burton Point | 0 | 0 | 0 | 0 | 0 | 0 | 0 | 0 | 0 | 0 | 0 | 0 | 0 | 0 | 0 | 0 | 0 | 0 | 0 | 0 | 0 | 0 | 0 | 0 | 0 | 0 | 0 | 0 | 0 | 0 | 0 | 0
| Isle of Grain | 38.0921 | 32.1437 | 21.7168 | 18.3919 | 11.7556 | 6.3342 | 9.5428 | 9.5481 | 10.7568 | 11.9762 | 11.7072 | 12.4557 | 12.3022 | 11.782 | 11.5503 | 11.2811 | 10.5186 | 10.001 | 9.8326 | 9.7166 | 9.2494 | 8.8055 | 8.3122 | 7.7137 | 6.8299 | 5.7147 | 4.844 | 3.6927 | 2.807 | 1.7751 | 0.81994 | 0.85084 | Isle of Grain | 9.4874 | 8.0059 | 5.4089 | 4.5808 | 2.9279 | 1.5776 | 2.3768 | 2.3781 | 2.6792 | 2.9829 | 2.9159 | 3.1023 | 3.0641 | 2.9345 | 2.8768 | 2.8097 | 2.6198 | 2.4909 | 2.449 | 2.4201 | 2.3037 | 2.1931 | 2.0703 | 1.9212 | 1.7011 | 1.4233 | 1.2065 | 0.91972 | 0.69912 | 0.44213 | 0.20422 | 0.21192
| Milford Haven | 152.6632 | 128.8239 | 87.0355 | 73.7101 | 47.1136 | 25.3858 | 38.2452 | 38.2665 | 43.1107 | 47.9976 | 46.9194 | 49.9193 | 49.3041 | 47.2192 | 46.2905 | 45.2117 | 42.1557 | 40.0814 | 39.4064 | 38.9416 | 37.0692 | 35.2901 | 33.3134 | 30.9145 | 27.3723 | 22.9032 | 19.4137 | 14.7992 | 11.2496 | 7.1143 | 3.2861 | 3.41 | Milford Haven | 38.0232 | 32.0857 | 21.6776 | 18.3587 | 11.7344 | 6.3227 | 9.5256 | 9.5309 | 10.7374 | 11.9546 | 11.686 | 12.4332 | 12.28 | 11.7607 | 11.5294 | 11.2607 | 10.4996 | 9.9829 | 9.8148 | 9.699 | 9.2327 | 8.7896 | 8.2972 | 7.6997 | 6.8175 | 5.7044 | 4.8353 | 3.686 | 2.8019 | 1.7719 | 0.81846 | 0.84931
| Total | 908.5533 | 872.9691 | 842.8055 | 828.2795 | 806.2646 | 759.4867 | 711.2231 | 672.0927 | 662.0665 | 650.8404 | 638.988 | 611.3337 | 577.5978 | 538.2576 | 508.9689 | 479.0385 | 452.0182 | 419.1347 | 394.6723 | 361.1518 | 334.576 | 304.4607 | 277.7605 | 246.7972 | 220.0233 | 179.9208 | 149.1174 | 117.6178 | 92.366 | 57.1593 | 27.4392 | 20.715 | Total | 226.2897 | 217.4269 | 209.9142 | 206.2963 | 200.8131 | 189.1623 | 177.1415 | 167.3954 | 164.8982 | 162.1022 | 159.1502 | 152.2624 | 143.86 | 134.0617 | 126.7669 | 119.3122 | 112.5824 | 104.3922 | 98.2994 | 89.9506 | 83.3315 | 75.8308 | 69.1807 | 61.4688 | 54.8003 | 44.8122 | 37.1401 | 29.2946 | 23.0052 | 14.2364 | 6.8342 | 5.1594
Figure 5.2J Annual Supply by terminal. Consumer Transformation Low continent/High LNG case
|  | 2019/20 | 2020/21 | 2021/22 | 2022/23 | 2023/24 | 2024/25 | 2025/26 | 2026/27 | 2027/28 | 2028/29 | 2029/30 | 2030/31 | 2031/32 | 2032/33 | 2033/34 | 2034/35 | 2035/36 | 2036/37 | 2037/38 | 2038/39 | 2039/40 | 2040/41 | 2041/42 | 2042/43 | 2043/44 | 2044/45 | 2045/46 | 2046/47 | 2047/48 | 2048/49 | 2049/50 | 2050/51 |  | 2019/20 | 2020/21 | 2021/22 | 2022/23 | 2023/24 | 2024/25 | 2025/26 | 2026/27 | 2027/28 | 2028/29 | 2029/30 | 2030/31 | 2031/32 | 2032/33 | 2033/34 | 2034/35 | 2035/36 | 2036/37 | 2037/38 | 2038/39 | 2039/40 | 2040/41 | 2041/42 | 2042/43 | 2043/44 | 2044/45 | 2045/46 | 2046/47 | 2047/48 | 2048/49 | 2049/50 | 2050/51
| Bacton | 148.022 | 138.7709 | 132.275 | 116.5023 | 116.9658 | 129.3003 | 103.5327 | 97.5616 | 109.3374 | 118.7835 | 114.6899 | 109.6282 | 104.0716 | 92.1226 | 82.9174 | 77.9591 | 70.4111 | 64.9135 | 60.5332 | 57.4364 | 52.7033 | 44.0956 | 41.6256 | 38.6282 | 34.2021 | 28.6179 | 24.2577 | 18.4919 | 14.0565 | 8.8895 | 4.1061 | 4.2608 | Bacton | 36.8673 | 34.5631 | 32.9452 | 29.0168 | 29.1322 | 32.2043 | 25.7865 | 24.2993 | 27.2322 | 29.5849 | 28.5653 | 27.3047 | 25.9207 | 22.9446 | 20.6519 | 19.417 | 17.537 | 16.1677 | 15.0768 | 14.3055 | 13.1266 | 10.9827 | 10.3675 | 9.621 | 8.5186 | 7.1278 | 6.0418 | 4.6057 | 3.501 | 2.2141 | 1.0227 | 1.0612
| Barrow | 17.6296 | 15.1029 | 12.6659 | 11.1609 | 10.3 | 8.477 | 6.8949 | 6.2214 | 5.6006 | 2.5412 | 0 | 0 | 0 | 0 | 0 | 0 | 0 | 0 | 0 | 0 | 0 | 0 | 0 | 0 | 0 | 0 | 0 | 0 | 0 | 0 | 0 | 0 | Barrow | 4.3909 | 3.7616 | 3.1546 | 2.7798 | 2.5654 | 2.1113 | 1.7173 | 1.5495 | 1.3949 | 0.63293 | 0 | 0 | 0 | 0 | 0 | 0 | 0 | 0 | 0 | 0 | 0 | 0 | 0 | 0 | 0 | 0 | 0 | 0 | 0 | 0 | 0 | 0
| Easington | 193.5228 | 178.9544 | 199.4253 | 196.152 | 194.1443 | 180.606 | 161.1141 | 148.6915 | 144.9693 | 131.2545 | 119.3161 | 104.1481 | 94.585 | 85.1393 | 77.94 | 69.0837 | 66.5838 | 60.6773 | 57.729 | 52.0786 | 49.0765 | 44.2303 | 39.6952 | 36.0452 | 33.4099 | 26.3871 | 22.9762 | 18.8258 | 14.9429 | 8.4384 | 3.9153 | 0 | Easington | 48.2 | 44.5715 | 49.6701 | 48.8548 | 48.3547 | 44.9828 | 40.128 | 37.034 | 36.1069 | 32.691 | 29.7176 | 25.9398 | 23.5579 | 21.2053 | 19.4122 | 17.2064 | 16.5837 | 15.1126 | 14.3783 | 12.971 | 12.2233 | 11.0163 | 9.8867 | 8.9776 | 8.3213 | 6.5721 | 5.7226 | 4.6889 | 3.7218 | 2.1017 | 0.97517 | 0
| St Fergus | 283.8071 | 265.9252 | 268.8806 | 276.0438 | 262.0605 | 243.0292 | 230.6622 | 211.2848 | 196.1606 | 181.9311 | 166.305 | 151.3527 | 139.3337 | 129.1631 | 118.2198 | 105.2932 | 101.4968 | 94.5813 | 82.5659 | 70.9662 | 64.1982 | 56.9498 | 47.7746 | 39.4496 | 34.5087 | 27.7613 | 22.0751 | 18.0875 | 14.3569 | 8.1074 | 3.7618 | 0 | St Fergus | 70.6867 | 66.2329 | 66.969 | 68.7531 | 65.2704 | 60.5303 | 57.4501 | 52.6239 | 48.8569 | 45.3128 | 41.4209 | 37.6968 | 34.7033 | 32.1701 | 29.4445 | 26.225 | 25.2794 | 23.557 | 20.5644 | 17.6753 | 15.9896 | 14.1843 | 11.899 | 9.8256 | 8.5949 | 6.9144 | 5.4982 | 4.505 | 3.5758 | 2.0193 | 0.93693 | 0
| Teesside | 71.4561 | 99.3052 | 105.5204 | 107.8015 | 98.2515 | 95.7299 | 86.3025 | 77.8143 | 65.9125 | 53.1637 | 54.1325 | 50.247 | 43.9614 | 39.9411 | 37.0112 | 33.8795 | 31.823 | 25.1704 | 21.83 | 14.4568 | 8.6891 | 9.636 | 6.424 | 3.212 | 1.606 | 1.606 | 0 | 0 | 0 | 0 | 0 | 0 | Teesside | 17.7973 | 24.7335 | 26.2816 | 26.8497 | 24.4711 | 23.8431 | 21.495 | 19.3809 | 16.4166 | 13.2413 | 13.4826 | 12.5148 | 10.9493 | 9.948 | 9.2182 | 8.4382 | 7.926 | 6.2691 | 5.4371 | 3.6007 | 2.1641 | 2.4 | 1.6 | 0.8 | 0.4 | 0.4 | 0 | 0 | 0 | 0 | 0 | 0
| Onshore | 3.3603 | 3.9137 | 4.1709 | 4.5026 | 4.6003 | 4.5955 | 4.8328 | 5.125 | 5.6585 | 5.7681 | 5.9615 | 5.9584 | 7.6437 | 11.3489 | 15.3503 | 19.0217 | 18.9841 | 18.5898 | 18.8657 | 14.5878 | 14.8044 | 10.8408 | 10.6137 | 6.7217 | 6.551 | 2.9173 | 0 | 0 | 0 | 0 | 0 | 0 | Onshore | 0.83693 | 0.97477 | 1.0388 | 1.1214 | 1.1458 | 1.1446 | 1.2037 | 1.2765 | 1.4093 | 1.4366 | 1.4848 | 1.484 | 1.9038 | 2.8266 | 3.8232 | 4.7377 | 4.7283 | 4.6301 | 4.6988 | 3.6333 | 3.6873 | 2.7001 | 2.6435 | 1.6741 | 1.6316 | 0.7266 | 0 | 0 | 0 | 0 | 0 | 0
| Burton Point | 0 | 0 | 0 | 0 | 0 | 0 | 0 | 0 | 0 | 0 | 0 | 0 | 0 | 0 | 0 | 0 | 0 | 0 | 0 | 0 | 0 | 0 | 0 | 0 | 0 | 0 | 0 | 0 | 0 | 0 | 0 | 0 | Burton Point | 0 | 0 | 0 | 0 | 0 | 0 | 0 | 0 | 0 | 0 | 0 | 0 | 0 | 0 | 0 | 0 | 0 | 0 | 0 | 0 | 0 | 0 | 0 | 0 | 0 | 0 | 0 | 0 | 0 | 0 | 0 | 0
| Isle of Grain | 38.0921 | 34.1465 | 23.9364 | 23.1874 | 23.9514 | 19.5195 | 23.5404 | 25.04 | 26.8439 | 31.431 | 35.6614 | 37.9411 | 37.5423 | 36.0527 | 35.4511 | 34.7065 | 32.4936 | 30.9925 | 30.5823 | 30.2783 | 28.976 | 27.6987 | 26.2848 | 24.5101 | 21.9152 | 18.4976 | 15.937 | 12.4233 | 9.7868 | 6.335 | 3.1264 | 3.2858 | Isle of Grain | 9.4874 | 8.5047 | 5.9617 | 5.7752 | 5.9655 | 4.8616 | 5.8631 | 6.2366 | 6.6859 | 7.8284 | 8.882 | 9.4498 | 9.3505 | 8.9795 | 8.8297 | 8.6442 | 8.093 | 7.7192 | 7.617 | 7.5413 | 7.2169 | 6.8988 | 6.5466 | 6.1046 | 5.4583 | 4.6071 | 3.9694 | 3.0942 | 2.4376 | 1.5778 | 0.77867 | 0.81837
| Milford Haven | 152.6632 | 136.8503 | 95.9308 | 92.9291 | 95.9909 | 78.2293 | 94.3437 | 100.3541 | 107.5837 | 125.9672 | 142.9216 | 152.0581 | 150.46 | 144.4898 | 142.079 | 139.0948 | 130.2259 | 124.2099 | 122.5662 | 121.3477 | 116.1286 | 111.0094 | 105.3426 | 98.2304 | 87.8304 | 74.1336 | 63.8714 | 49.7893 | 39.2229 | 25.389 | 12.5297 | 13.1685 | Milford Haven | 38.0232 | 34.0848 | 23.8931 | 23.1455 | 23.9081 | 19.4842 | 23.4978 | 24.9948 | 26.7954 | 31.3742 | 35.5969 | 37.8725 | 37.4745 | 35.9875 | 35.3871 | 34.6438 | 32.4348 | 30.9365 | 30.5271 | 30.2236 | 28.9237 | 27.6487 | 26.2373 | 24.4659 | 21.8756 | 18.4642 | 15.9082 | 12.4008 | 9.7691 | 6.3235 | 3.1207 | 3.2798
| Total | 908.5533 | 872.9691 | 842.8055 | 828.2795 | 806.2646 | 759.4867 | 711.2231 | 672.0927 | 662.0665 | 650.8404 | 638.988 | 611.3337 | 577.5978 | 538.2576 | 508.9689 | 479.0385 | 452.0182 | 419.1347 | 394.6723 | 361.1518 | 334.576 | 304.4607 | 277.7605 | 246.7972 | 220.0233 | 179.9208 | 149.1174 | 117.6178 | 92.366 | 57.1593 | 27.4392 | 20.715 | Total | 226.2897 | 217.4269 | 209.9142 | 206.2963 | 200.8131 | 189.1623 | 177.1415 | 167.3954 | 164.8982 | 162.1022 | 159.1502 | 152.2624 | 143.86 | 134.0617 | 126.7669 | 119.3122 | 112.5824 | 104.3922 | 98.2994 | 89.9506 | 83.3315 | 75.8308 | 69.1807 | 61.4688 | 54.8003 | 44.8122 | 37.1401 | 29.2946 | 23.0052 | 14.2364 | 6.8342 | 5.1594
Figure 5.2L Annual Supply by terminal. System Transformation High continent/Low LNG case
|  | 2019/20 | 2020/21 | 2021/22 | 2022/23 | 2023/24 | 2024/25 | 2025/26 | 2026/27 | 2027/28 | 2028/29 | 2029/30 | 2030/31 | 2031/32 | 2032/33 | 2033/34 | 2034/35 | 2035/36 | 2036/37 | 2037/38 | 2038/39 | 2039/40 | 2040/41 | 2041/42 | 2042/43 | 2043/44 | 2044/45 | 2045/46 | 2046/47 | 2047/48 | 2048/49 | 2049/50 | 2050/51 |  | 2019/20 | 2020/21 | 2021/22 | 2022/23 | 2023/24 | 2024/25 | 2025/26 | 2026/27 | 2027/28 | 2028/29 | 2029/30 | 2030/31 | 2031/32 | 2032/33 | 2033/34 | 2034/35 | 2035/36 | 2036/37 | 2037/38 | 2038/39 | 2039/40 | 2040/41 | 2041/42 | 2042/43 | 2043/44 | 2044/45 | 2045/46 | 2046/47 | 2047/48 | 2048/49 | 2049/50 | 2050/51
| Bacton | 147.7229 | 167.9345 | 154.103 | 160.6754 | 181.3216 | 194.8728 | 158.4948 | 154.0811 | 166.8114 | 203.5956 | 193.0873 | 195.5719 | 189.8597 | 184.0271 | 181.3163 | 178.0828 | 176.8767 | 180.3055 | 195.9608 | 205.9236 | 215.5249 | 230.2019 | 246.2215 | 253.3977 | 259.341 | 258.6691 | 255.4105 | 256.6116 | 256.1321 | 255.4878 | 254.8267 | 234.0873 | Bacton | 36.7928 | 41.8268 | 38.3818 | 40.0188 | 45.1611 | 48.5362 | 39.4757 | 38.3764 | 41.5471 | 50.7087 | 48.0915 | 48.7103 | 47.2876 | 45.8349 | 45.1597 | 44.3544 | 44.054 | 44.908 | 48.8072 | 51.2886 | 53.6799 | 57.3355 | 61.3254 | 63.1128 | 64.593 | 64.4257 | 63.6141 | 63.9132 | 63.7938 | 63.6333 | 63.4687 | 58.3032
| Barrow | 17.6296 | 15.4703 | 12.9155 | 11.8554 | 11.4606 | 9.7759 | 8.5126 | 8.0731 | 7.2892 | 3.2112 | 0 | 0 | 0 | 0 | 0 | 0 | 0 | 0 | 0 | 0 | 0 | 0 | 0 | 0 | 0 | 0 | 0 | 0 | 0 | 0 | 0 | 0 | Barrow | 4.3909 | 3.8531 | 3.2168 | 2.9528 | 2.8544 | 2.4348 | 2.1202 | 2.0107 | 1.8155 | 0.7998 | 0 | 0 | 0 | 0 | 0 | 0 | 0 | 0 | 0 | 0 | 0 | 0 | 0 | 0 | 0 | 0 | 0 | 0 | 0 | 0 | 0 | 0
| Easington | 191.1787 | 185.6556 | 204.6566 | 207.2778 | 212.3852 | 198.3933 | 191.8407 | 183.7199 | 190.9987 | 177.556 | 172.4768 | 161.2998 | 158.2901 | 155.2165 | 155.6949 | 153.8114 | 150.8443 | 146.6558 | 144.8254 | 141.9852 | 140.7549 | 138.0346 | 136.8609 | 136.3343 | 137.5545 | 137.1981 | 133.3856 | 131.9189 | 129.5823 | 127.1716 | 124.7632 | 114.6091 | Easington | 47.6161 | 46.2405 | 50.973 | 51.6258 | 52.8979 | 49.413 | 47.781 | 45.7584 | 47.5713 | 44.2232 | 42.9581 | 40.1743 | 39.4247 | 38.6592 | 38.7783 | 38.3092 | 37.5702 | 36.527 | 36.0711 | 35.3637 | 35.0573 | 34.3797 | 34.0874 | 33.9562 | 34.2601 | 34.1714 | 33.2218 | 32.8565 | 32.2746 | 31.6741 | 31.0743 | 28.5452
| St Fergus | 281.5549 | 274.6501 | 275.4295 | 292.1835 | 288.0968 | 270.7688 | 277.9839 | 265.305 | 257.5327 | 247.4683 | 239.6499 | 232.3876 | 230.0637 | 227.4086 | 230.0214 | 226.2488 | 224.9396 | 223.6192 | 212.8227 | 208.0446 | 200.5654 | 188.0561 | 179.428 | 176.8356 | 172.1542 | 165.4596 | 156.6172 | 147.3269 | 139.2816 | 134.8888 | 135.3436 | 121.5159 | St Fergus | 70.1258 | 68.406 | 68.6001 | 72.773 | 71.7551 | 67.4393 | 69.2363 | 66.0784 | 64.1426 | 61.6359 | 59.6886 | 57.8799 | 57.3011 | 56.6398 | 57.2905 | 56.3509 | 56.0248 | 55.6959 | 53.0069 | 51.8168 | 49.954 | 46.8384 | 44.6894 | 44.0437 | 42.8778 | 41.2104 | 39.008 | 36.6941 | 34.6903 | 33.5962 | 33.7095 | 30.2655
| Teesside | 71.4561 | 101.7209 | 107.5997 | 114.5099 | 109.3225 | 110.3979 | 106.551 | 100.9744 | 85.7845 | 67.18 | 76.7713 | 76.2141 | 68.1207 | 60.8803 | 62.0915 | 60.6781 | 60.5557 | 56.145 | 53.1878 | 48.347 | 40.0021 | 36.9564 | 31.9561 | 30.5652 | 26.6627 | 22.4279 | 18.975 | 16.8393 | 12.0935 | 8.4695 | 0 | 0 | Teesside | 17.7973 | 25.3352 | 26.7994 | 28.5205 | 27.2285 | 27.4964 | 26.5382 | 25.1493 | 21.366 | 16.7323 | 19.1211 | 18.9823 | 16.9666 | 15.1632 | 15.4649 | 15.1129 | 15.0824 | 13.9838 | 13.2473 | 12.0416 | 9.9632 | 9.2046 | 7.9592 | 7.6128 | 6.6408 | 5.586 | 4.726 | 4.1941 | 3.0121 | 2.1095 | 0 | 0
| Onshore | 3.3114 | 4.7733 | 5.9105 | 7.1532 | 8.1983 | 8.7472 | 9.9643 | 10.8771 | 12.7947 | 13.4344 | 14.7186 | 15.2961 | 16.4434 | 17.4451 | 18.8676 | 20.0152 | 21.0213 | 18.09 | 10.9641 | 11.9736 | 12.3578 | 12.3026 | 8.2571 | 8.2253 | 4.1495 | 4.1387 | 0 | 0 | 0 | 0 | 0 | 0 | Onshore | 0.82476 | 1.1889 | 1.4721 | 1.7816 | 2.0419 | 2.1786 | 2.4818 | 2.7091 | 3.1867 | 3.346 | 3.6659 | 3.8097 | 4.0955 | 4.345 | 4.6993 | 4.9851 | 5.2357 | 4.5056 | 2.7308 | 2.9822 | 3.0779 | 3.0641 | 2.0566 | 2.0486 | 1.0335 | 1.0308 | 0 | 0 | 0 | 0 | 0 | 0
| Burton Point | 0 | 0 | 0 | 0 | 0 | 0 | 0 | 0 | 0 | 0 | 0 | 0 | 0 | 0 | 0 | 0 | 0 | 0 | 0 | 0 | 0 | 0 | 0 | 0 | 0 | 0 | 0 | 0 | 0 | 0 | 0 | 0 | Burton Point | 0 | 0 | 0 | 0 | 0 | 0 | 0 | 0 | 0 | 0 | 0 | 0 | 0 | 0 | 0 | 0 | 0 | 0 | 0 | 0 | 0 | 0 | 0 | 0 | 0 | 0 | 0 | 0 | 0 | 0 | 0 | 0
| Isle of Grain | 37.538 | 25.0576 | 18.9714 | 11.6212 | 8.086 | 5.686 | 8.3203 | 8.5425 | 9.0935 | 9.6591 | 12.7492 | 12.8854 | 13.0337 | 12.9122 | 10.9673 | 12.2617 | 12.5052 | 14.2637 | 16.2809 | 16.557 | 18.8352 | 20.2183 | 22.7303 | 23.655 | 27.2767 | 32.3599 | 38.09 | 41.5778 | 45.7775 | 48.4881 | 50.9667 | 47.0285 | Isle of Grain | 9.3494 | 6.241 | 4.7251 | 2.8944 | 2.014 | 1.4162 | 2.0723 | 2.1276 | 2.2649 | 2.4058 | 3.1754 | 3.2093 | 3.2462 | 3.216 | 2.7316 | 3.054 | 3.1146 | 3.5526 | 4.055 | 4.1238 | 4.6912 | 5.0357 | 5.6613 | 5.8916 | 6.7937 | 8.0597 | 9.4869 | 10.3556 | 11.4016 | 12.0767 | 12.6941 | 11.7132
| Milford Haven | 150.4425 | 100.4245 | 76.0327 | 46.5748 | 32.4068 | 22.7882 | 33.3456 | 34.236 | 36.4443 | 38.7113 | 51.0956 | 51.6412 | 52.2356 | 51.7489 | 43.954 | 49.1419 | 50.1176 | 57.1651 | 65.2495 | 66.3561 | 75.4867 | 81.0296 | 91.0972 | 94.803 | 109.3179 | 129.69 | 152.6549 | 166.6331 | 183.4644 | 194.328 | 204.2613 | 188.4783 | Milford Haven | 37.4701 | 25.0123 | 18.9372 | 11.6002 | 8.0714 | 5.6758 | 8.3053 | 8.527 | 9.077 | 9.6417 | 12.7262 | 12.8621 | 13.0101 | 12.8889 | 10.9474 | 12.2396 | 12.4826 | 14.2379 | 16.2514 | 16.5271 | 18.8012 | 20.1817 | 22.6892 | 23.6122 | 27.2274 | 32.3014 | 38.0212 | 41.5026 | 45.6947 | 48.4005 | 50.8746 | 46.9435
| Total | 900.8341 | 875.6868 | 855.6189 | 851.8511 | 851.2777 | 821.4301 | 795.0133 | 765.8091 | 766.7489 | 760.8159 | 760.5488 | 745.2961 | 728.047 | 709.6388 | 702.913 | 700.24 | 696.8604 | 696.2442 | 699.2911 | 699.187 | 703.527 | 706.7994 | 716.551 | 723.8161 | 736.4564 | 749.9434 | 755.1332 | 760.9076 | 766.3314 | 768.8339 | 770.1615 | 705.7192 | Total | 224.3671 | 218.1038 | 213.1056 | 212.1671 | 212.0243 | 204.5903 | 198.0108 | 190.737 | 190.9711 | 189.4934 | 189.4268 | 185.6279 | 181.3317 | 176.7469 | 175.0717 | 174.406 | 173.5642 | 173.4108 | 174.1696 | 174.1437 | 175.2246 | 176.0397 | 178.4685 | 180.278 | 183.4262 | 186.7854 | 188.078 | 189.5162 | 190.8671 | 191.4904 | 191.821 | 175.7707
Figure 5.2M Annual Supply by terminal. System Transformation Low continent/High LNG case
|  | 2019/20 | 2020/21 | 2021/22 | 2022/23 | 2023/24 | 2024/25 | 2025/26 | 2026/27 | 2027/28 | 2028/29 | 2029/30 | 2030/31 | 2031/32 | 2032/33 | 2033/34 | 2034/35 | 2035/36 | 2036/37 | 2037/38 | 2038/39 | 2039/40 | 2040/41 | 2041/42 | 2042/43 | 2043/44 | 2044/45 | 2045/46 | 2046/47 | 2047/48 | 2048/49 | 2049/50 | 2050/51 |  | 2019/20 | 2020/21 | 2021/22 | 2022/23 | 2023/24 | 2024/25 | 2025/26 | 2026/27 | 2027/28 | 2028/29 | 2029/30 | 2030/31 | 2031/32 | 2032/33 | 2033/34 | 2034/35 | 2035/36 | 2036/37 | 2037/38 | 2038/39 | 2039/40 | 2040/41 | 2041/42 | 2042/43 | 2043/44 | 2044/45 | 2045/46 | 2046/47 | 2047/48 | 2048/49 | 2049/50 | 2050/51
| Bacton | 147.7229 | 144.7602 | 142.2529 | 140.317 | 144.7457 | 141.1094 | 107.4618 | 99.6711 | 108.259 | 114.565 | 102.643 | 96.0059 | 97.6424 | 89.4239 | 86.3739 | 79.0069 | 75.0083 | 69.3893 | 73.4644 | 74.9108 | 79.5895 | 78.4704 | 85.2087 | 88.8918 | 93.8465 | 99.7442 | 105.7341 | 110.4427 | 115.5459 | 118.7507 | 121.6571 | 112.366 | Bacton | 36.7928 | 36.0548 | 35.4304 | 34.9482 | 36.0512 | 35.1456 | 26.7651 | 24.8247 | 26.9636 | 28.5342 | 25.5649 | 23.9118 | 24.3194 | 22.2725 | 21.5128 | 19.6779 | 18.682 | 17.2825 | 18.2975 | 18.6577 | 19.823 | 19.5443 | 21.2226 | 22.1399 | 23.374 | 24.8429 | 26.3348 | 27.5075 | 28.7785 | 29.5768 | 30.3006 | 27.9865
| Barrow | 17.6296 | 15.4703 | 12.9155 | 11.8554 | 11.4606 | 9.7759 | 8.5126 | 8.0731 | 7.2892 | 3.2112 | 0 | 0 | 0 | 0 | 0 | 0 | 0 | 0 | 0 | 0 | 0 | 0 | 0 | 0 | 0 | 0 | 0 | 0 | 0 | 0 | 0 | 0 | Barrow | 4.3909 | 3.8531 | 3.2168 | 2.9528 | 2.8544 | 2.4348 | 2.1202 | 2.0107 | 1.8155 | 0.7998 | 0 | 0 | 0 | 0 | 0 | 0 | 0 | 0 | 0 | 0 | 0 | 0 | 0 | 0 | 0 | 0 | 0 | 0 | 0 | 0 | 0 | 0
| Easington | 191.1787 | 185.6556 | 204.6566 | 207.2778 | 212.3852 | 198.3933 | 191.8407 | 183.7199 | 190.9987 | 177.556 | 172.4768 | 161.2998 | 158.2901 | 155.2165 | 155.6949 | 153.8114 | 150.8443 | 146.6558 | 144.8254 | 141.9852 | 140.7549 | 138.0346 | 136.8609 | 136.3343 | 137.5545 | 137.1981 | 133.3856 | 131.9189 | 129.5823 | 127.1716 | 124.7632 | 114.6091 | Easington | 47.6161 | 46.2405 | 50.973 | 51.6258 | 52.8979 | 49.413 | 47.781 | 45.7584 | 47.5713 | 44.2232 | 42.9581 | 40.1743 | 39.4247 | 38.6592 | 38.7783 | 38.3092 | 37.5702 | 36.527 | 36.0711 | 35.3637 | 35.0573 | 34.3797 | 34.0874 | 33.9562 | 34.2601 | 34.1714 | 33.2218 | 32.8565 | 32.2746 | 31.6741 | 31.0743 | 28.5452
| St Fergus | 281.5549 | 274.6501 | 275.4295 | 292.1835 | 288.0968 | 270.7688 | 277.9839 | 265.305 | 257.5327 | 247.4683 | 239.6499 | 232.3876 | 230.0637 | 227.4086 | 230.0214 | 226.2488 | 224.9396 | 223.6192 | 212.8227 | 208.0446 | 200.5654 | 188.0561 | 179.428 | 176.8356 | 172.1542 | 165.4596 | 156.6172 | 147.3269 | 139.2816 | 134.8888 | 135.3436 | 121.5159 | St Fergus | 70.1258 | 68.406 | 68.6001 | 72.773 | 71.7551 | 67.4393 | 69.2363 | 66.0784 | 64.1426 | 61.6359 | 59.6886 | 57.8799 | 57.3011 | 56.6398 | 57.2905 | 56.3509 | 56.0248 | 55.6959 | 53.0069 | 51.8168 | 49.954 | 46.8384 | 44.6894 | 44.0437 | 42.8778 | 41.2104 | 39.008 | 36.6941 | 34.6903 | 33.5962 | 33.7095 | 30.2655
| Teesside | 71.4561 | 101.7209 | 107.5997 | 114.5099 | 109.3225 | 110.3979 | 106.551 | 100.9744 | 85.7845 | 67.18 | 76.7713 | 76.2141 | 68.1207 | 60.8803 | 62.0915 | 60.6781 | 60.5557 | 56.145 | 53.1878 | 48.347 | 40.0021 | 36.9564 | 31.9561 | 30.5652 | 26.6627 | 22.4279 | 18.975 | 16.8393 | 12.0935 | 8.4695 | 0 | 0 | Teesside | 17.7973 | 25.3352 | 26.7994 | 28.5205 | 27.2285 | 27.4964 | 26.5382 | 25.1493 | 21.366 | 16.7323 | 19.1211 | 18.9823 | 16.9666 | 15.1632 | 15.4649 | 15.1129 | 15.0824 | 13.9838 | 13.2473 | 12.0416 | 9.9632 | 9.2046 | 7.9592 | 7.6128 | 6.6408 | 5.586 | 4.726 | 4.1941 | 3.0121 | 2.1095 | 0 | 0
| Onshore | 3.3114 | 4.7733 | 5.9105 | 7.1532 | 8.1983 | 8.7472 | 9.9643 | 10.8771 | 12.7947 | 13.4344 | 14.7186 | 15.2961 | 16.4434 | 17.4451 | 18.8676 | 20.0152 | 21.0213 | 18.09 | 10.9641 | 11.9736 | 12.3578 | 12.3026 | 8.2571 | 8.2253 | 4.1495 | 4.1387 | 0 | 0 | 0 | 0 | 0 | 0 | Onshore | 0.82476 | 1.1889 | 1.4721 | 1.7816 | 2.0419 | 2.1786 | 2.4818 | 2.7091 | 3.1867 | 3.346 | 3.6659 | 3.8097 | 4.0955 | 4.345 | 4.6993 | 4.9851 | 5.2357 | 4.5056 | 2.7308 | 2.9822 | 3.0779 | 3.0641 | 2.0566 | 2.0486 | 1.0335 | 1.0308 | 0 | 0 | 0 | 0 | 0 | 0
| Burton Point | 0 | 0 | 0 | 0 | 0 | 0 | 0 | 0 | 0 | 0 | 0 | 0 | 0 | 0 | 0 | 0 | 0 | 0 | 0 | 0 | 0 | 0 | 0 | 0 | 0 | 0 | 0 | 0 | 0 | 0 | 0 | 0 | Burton Point | 0 | 0 | 0 | 0 | 0 | 0 | 0 | 0 | 0 | 0 | 0 | 0 | 0 | 0 | 0 | 0 | 0 | 0 | 0 | 0 | 0 | 0 | 0 | 0 | 0 | 0 | 0 | 0 | 0 | 0 | 0 | 0
| Isle of Grain | 37.538 | 29.6853 | 21.3378 | 15.6866 | 15.3899 | 16.4221 | 18.5111 | 19.4076 | 20.7858 | 27.4377 | 30.8101 | 32.7678 | 31.4486 | 31.8036 | 29.9264 | 32.0463 | 32.8474 | 36.4126 | 40.7422 | 42.719 | 45.9802 | 50.5176 | 54.8831 | 56.5053 | 60.3244 | 64.0957 | 67.979 | 70.7664 | 73.8512 | 77.8952 | 83.6633 | 71.3351 | Isle of Grain | 9.3494 | 7.3936 | 5.3145 | 3.907 | 3.8331 | 4.0902 | 4.6105 | 4.8338 | 5.177 | 6.8338 | 7.6738 | 8.1613 | 7.8328 | 7.9212 | 7.4536 | 7.9816 | 8.1812 | 9.0691 | 10.1475 | 10.6399 | 11.4521 | 12.5822 | 13.6695 | 14.0735 | 15.0248 | 15.9641 | 16.9313 | 17.6255 | 18.3938 | 19.401 | 20.8377 | 17.7672
| Milford Haven | 150.4425 | 118.9711 | 85.5164 | 62.8678 | 61.6788 | 65.8155 | 74.1879 | 77.7808 | 83.3043 | 109.9634 | 123.479 | 131.3248 | 126.038 | 127.4607 | 119.9373 | 128.4332 | 131.6438 | 145.9323 | 163.2845 | 171.207 | 184.277 | 202.4618 | 219.9573 | 226.4586 | 241.7647 | 256.8792 | 272.4423 | 283.6134 | 295.9769 | 301.658 | 304.7343 | 285.893 | Milford Haven | 37.4701 | 29.6317 | 21.2992 | 15.6582 | 15.3621 | 16.3924 | 18.4777 | 19.3726 | 20.7483 | 27.3881 | 30.7544 | 32.7085 | 31.3918 | 31.7461 | 29.8723 | 31.9884 | 32.788 | 36.3468 | 40.6686 | 42.6418 | 45.8971 | 50.4263 | 54.7839 | 56.4031 | 60.2154 | 63.9799 | 67.8561 | 70.6385 | 73.7178 | 75.1328 | 75.899 | 71.2062
| Total | 900.8341 | 875.6868 | 855.6189 | 851.8511 | 851.2777 | 821.4301 | 795.0133 | 765.8091 | 766.7489 | 760.8159 | 760.5488 | 745.2961 | 728.047 | 709.6388 | 702.913 | 700.24 | 696.8604 | 696.2442 | 699.2911 | 699.187 | 703.527 | 706.7994 | 716.551 | 723.8161 | 736.4564 | 749.9434 | 755.1332 | 760.9076 | 766.3314 | 768.8339 | 770.1615 | 705.7192 | Total | 224.3671 | 218.1038 | 213.1056 | 212.1671 | 212.0243 | 204.5903 | 198.0108 | 190.737 | 190.9711 | 189.4934 | 189.4268 | 185.6279 | 181.3317 | 176.7469 | 175.0717 | 174.406 | 173.5642 | 173.4108 | 174.1696 | 174.1437 | 175.2246 | 176.0397 | 178.4685 | 180.278 | 183.4262 | 186.7854 | 188.078 | 189.5162 | 190.8671 | 191.4904 | 191.821 | 175.7707
Figure 5.2O Annual Supply by terminal. Leading the Way High continent/Low LNG case
|  | 2019/20 | 2020/21 | 2021/22 | 2022/23 | 2023/24 | 2024/25 | 2025/26 | 2026/27 | 2027/28 | 2028/29 | 2029/30 | 2030/31 | 2031/32 | 2032/33 | 2033/34 | 2034/35 | 2035/36 | 2036/37 | 2037/38 | 2038/39 | 2039/40 | 2040/41 | 2041/42 | 2042/43 | 2043/44 | 2044/45 | 2045/46 | 2046/47 | 2047/48 | 2048/49 | 2049/50 | 2050/51 |  | 2019/20 | 2020/21 | 2021/22 | 2022/23 | 2023/24 | 2024/25 | 2025/26 | 2026/27 | 2027/28 | 2028/29 | 2029/30 | 2030/31 | 2031/32 | 2032/33 | 2033/34 | 2034/35 | 2035/36 | 2036/37 | 2037/38 | 2038/39 | 2039/40 | 2040/41 | 2041/42 | 2042/43 | 2043/44 | 2044/45 | 2045/46 | 2046/47 | 2047/48 | 2048/49 | 2049/50 | 2050/51
| Bacton | 146.6333 | 158.7556 | 152.9346 | 129.7302 | 134.0445 | 125.9624 | 114.8248 | 113.9106 | 141.1452 | 169.8735 | 182.3695 | 180.9967 | 184.4995 | 177.5876 | 172.9727 | 166.4409 | 154.7269 | 144.1833 | 141.1716 | 132.0673 | 116.5384 | 96.7538 | 82.9091 | 65.3787 | 45.0857 | 20.3709 | 10.2355 | 6.279 | 2.0962 | 0.39267 | 1.2262 | 6.2434 | Bacton | 36.5214 | 39.5406 | 38.0908 | 32.3114 | 33.3859 | 31.373 | 28.599 | 28.3713 | 35.1545 | 42.3097 | 45.422 | 45.0801 | 45.9526 | 44.231 | 43.0816 | 41.4548 | 38.5372 | 35.9112 | 35.161 | 32.8935 | 29.0257 | 24.0981 | 20.6498 | 16.2836 | 11.2293 | 5.0737 | 2.5493 | 1.5639 | 0.5221 | 0.097801 | 0.30541 | 1.555
| Barrow | 17.6296 | 15.208 | 12.792 | 11.5387 | 10.9871 | 9.2751 | 8.1045 | 7.6872 | 7.2003 | 3.1869 | 0 | 0 | 0 | 0 | 0 | 0 | 0 | 0 | 0 | 0 | 0 | 0 | 0 | 0 | 0 | 0 | 0 | 0 | 0 | 0 | 0 | 0 | Barrow | 4.3909 | 3.7878 | 3.1861 | 2.8739 | 2.7365 | 2.3101 | 2.0186 | 1.9146 | 1.7934 | 0.79374 | 0 | 0 | 0 | 0 | 0 | 0 | 0 | 0 | 0 | 0 | 0 | 0 | 0 | 0 | 0 | 0 | 0 | 0 | 0 | 0 | 0 | 0
| Easington | 182.6404 | 178.389 | 196.3734 | 194.8422 | 191.3448 | 186.2754 | 168.2899 | 155.0356 | 150.8312 | 134.0966 | 116.8742 | 104.2626 | 94.2791 | 84.0913 | 72.8201 | 64.6886 | 59.7631 | 52.3704 | 46.932 | 39.4144 | 32.5581 | 29.1404 | 25.2227 | 17.1721 | 13.2772 | 7.5821 | 7.9082 | 3.1769 | 2.8485 | 2.4111 | 0 | 0 | Easington | 45.4895 | 44.4306 | 48.9099 | 48.5286 | 47.6575 | 46.3949 | 41.9153 | 38.6141 | 37.5669 | 33.3989 | 29.1094 | 25.9683 | 23.4817 | 20.9443 | 18.137 | 16.1117 | 14.885 | 13.0437 | 11.6892 | 9.8168 | 8.1091 | 7.2579 | 6.2821 | 4.277 | 3.3069 | 1.8885 | 1.9697 | 0.79127 | 0.70947 | 0.60054 | 0 | 0
| St Fergus | 273.3514 | 266.0358 | 266.7178 | 277.7499 | 264.409 | 255.0203 | 250.8671 | 233.5017 | 218.0381 | 205.7761 | 179.9545 | 166.5454 | 152.8806 | 144.2477 | 133.464 | 121.3434 | 113.4938 | 107.3105 | 93.5384 | 82.5854 | 74.7702 | 62.8801 | 53.6736 | 42.3562 | 35.6976 | 24.5538 | 14.3083 | 8.2323 | 7.6651 | 7.1716 | 7.4324 | 2.3228 | St Fergus | 68.0826 | 66.2605 | 66.4303 | 69.1781 | 65.8553 | 63.5169 | 62.4825 | 58.1573 | 54.3059 | 51.2518 | 44.8205 | 41.4808 | 38.0774 | 35.9272 | 33.2413 | 30.2225 | 28.2674 | 26.7274 | 23.2972 | 20.5692 | 18.6227 | 15.6613 | 13.3683 | 10.5495 | 8.8911 | 6.1155 | 3.5637 | 2.0504 | 1.9091 | 1.7862 | 1.8512 | 0.57854
| Teesside | 71.4561 | 99.996 | 106.5711 | 111.4504 | 104.8054 | 104.7429 | 101.444 | 96.1483 | 84.7389 | 66.6707 | 70.5205 | 65.1716 | 55.3753 | 51.0169 | 50.6368 | 47.4679 | 43.8765 | 38.8977 | 35.9609 | 30.3469 | 25.7963 | 23.255 | 19.6266 | 17.2384 | 15.2941 | 11.5127 | 4.4735 | 4.2381 | 4.0322 | 3.2367 | 0 | 0 | Teesside | 17.7973 | 24.9056 | 26.5432 | 27.7585 | 26.1035 | 26.0879 | 25.2662 | 23.9473 | 21.1056 | 16.6054 | 17.5643 | 16.232 | 13.7921 | 12.7066 | 12.6119 | 11.8226 | 10.9281 | 9.6881 | 8.9566 | 7.5584 | 6.425 | 5.792 | 4.8883 | 4.2935 | 3.8092 | 2.8674 | 1.1142 | 1.0556 | 1.0043 | 0.80614 | 0 | 0
| Onshore | 3.1334 | 3.8424 | 4.129 | 4.4276 | 4.4371 | 4.6717 | 4.9371 | 5.1818 | 5.6995 | 5.7442 | 5.866 | 6.0138 | 6.3526 | 6.4578 | 6.7551 | 6.8224 | 7.0634 | 7.161 | 7.5221 | 7.3027 | 7.4723 | 7.531 | 7.7883 | 7.2971 | 7.5895 | 3.9241 | 2.6205 | 1.1007 | 1.5413 | 0 | 0.89484 | 0 | Onshore | 0.78041 | 0.95702 | 1.0284 | 1.1028 | 1.1051 | 1.1636 | 1.2297 | 1.2906 | 1.4196 | 1.4307 | 1.461 | 1.4978 | 1.5822 | 1.6084 | 1.6825 | 1.6992 | 1.7593 | 1.7836 | 1.8735 | 1.8188 | 1.8611 | 1.8757 | 1.9398 | 1.8175 | 1.8903 | 0.97736 | 0.65267 | 0.27414 | 0.38389 | 0 | 0.22288 | 0
| Burton Point | 0 | 0 | 0 | 0 | 0 | 0 | 0 | 0 | 0 | 0 | 0 | 0 | 0 | 0 | 0 | 0 | 0 | 0 | 0 | 0 | 0 | 0 | 0 | 0 | 0 | 0 | 0 | 0 | 0 | 0 | 0 | 0 | Burton Point | 0 | 0 | 0 | 0 | 0 | 0 | 0 | 0 | 0 | 0 | 0 | 0 | 0 | 0 | 0 | 0 | 0 | 0 | 0 | 0 | 0 | 0 | 0 | 0 | 0 | 0 | 0 | 0 | 0 | 0 | 0 | 0
| Isle of Grain | 35.5197 | 21.7678 | 11.5698 | 8.7101 | 5.3506 | 2.3766 | 3.1755 | 4.3692 | 3.0213 | 4.4822 | 6.2518 | 7.0306 | 8.5848 | 8.914 | 9.7065 | 9.6972 | 9.6431 | 8.9927 | 9.2816 | 8.4767 | 7.7754 | 7.0428 | 5.995 | 4.838 | 3.7971 | 1.8438 | 1.5632 | 0.85106 | 0 | 0 | 0 | 0 | Isle of Grain | 8.8467 | 5.4216 | 2.8816 | 2.1694 | 1.3327 | 0.59192 | 0.7909 | 1.0882 | 0.75249 | 1.1164 | 1.5571 | 1.7511 | 2.1382 | 2.2202 | 2.4176 | 2.4152 | 2.4018 | 2.2398 | 2.3117 | 2.1113 | 1.9366 | 1.7541 | 1.4932 | 1.205 | 0.94574 | 0.45922 | 0.38934 | 0.21197 | 0 | 0 | 0 | 0
| Milford Haven | 142.3537 | 87.2398 | 46.3687 | 34.9079 | 21.4438 | 9.5246 | 12.7264 | 17.5105 | 12.1085 | 17.9636 | 25.0557 | 28.177 | 34.4056 | 35.725 | 38.9013 | 38.864 | 38.6469 | 36.0403 | 37.1985 | 33.9726 | 31.1617 | 28.2257 | 24.0265 | 19.3896 | 15.218 | 7.3894 | 6.2649 | 3.4108 | 0 | 0 | 0 | 0 | Milford Haven | 35.4555 | 21.7285 | 11.5489 | 8.6944 | 5.3409 | 2.3723 | 3.1697 | 4.3613 | 3.0158 | 4.4741 | 6.2405 | 7.0179 | 8.5693 | 8.8979 | 9.689 | 9.6797 | 9.6256 | 8.9764 | 9.2649 | 8.4614 | 7.7613 | 7.0301 | 5.9842 | 4.8293 | 3.7903 | 1.8404 | 1.5604 | 0.84952 | 0 | 0 | 0 | 0
| Total | 872.7176 | 831.2344 | 797.4563 | 773.3571 | 736.8222 | 697.8491 | 664.3693 | 633.3448 | 622.783 | 607.7938 | 586.8921 | 558.1977 | 536.3774 | 508.0404 | 485.2564 | 455.3243 | 427.2137 | 394.9558 | 371.6051 | 334.166 | 296.0722 | 254.8288 | 219.2419 | 173.6701 | 135.9593 | 77.1768 | 47.374 | 27.2889 | 18.1834 | 13.2121 | 9.5534 | 8.5663 | Total | 217.3643 | 207.0322 | 198.6193 | 192.617 | 183.5174 | 173.8105 | 165.4718 | 157.7447 | 155.1141 | 151.3808 | 146.1749 | 139.0281 | 133.5934 | 126.5356 | 120.8609 | 113.4058 | 106.4044 | 98.3701 | 92.5542 | 83.2294 | 73.7415 | 63.4692 | 54.6057 | 43.2553 | 33.8628 | 19.2221 | 11.7992 | 6.7967 | 4.5289 | 3.2907 | 2.3794 | 2.1336
Figure 5.2P Annual Supply by terminal. Leading the Way Low continent/High LNG case
|  | 2019/20 | 2020/21 | 2021/22 | 2022/23 | 2023/24 | 2024/25 | 2025/26 | 2026/27 | 2027/28 | 2028/29 | 2029/30 | 2030/31 | 2031/32 | 2032/33 | 2033/34 | 2034/35 | 2035/36 | 2036/37 | 2037/38 | 2038/39 | 2039/40 | 2040/41 | 2041/42 | 2042/43 | 2043/44 | 2044/45 | 2045/46 | 2046/47 | 2047/48 | 2048/49 | 2049/50 | 2050/51 |  | 2019/20 | 2020/21 | 2021/22 | 2022/23 | 2023/24 | 2024/25 | 2025/26 | 2026/27 | 2027/28 | 2028/29 | 2029/30 | 2030/31 | 2031/32 | 2032/33 | 2033/34 | 2034/35 | 2035/36 | 2036/37 | 2037/38 | 2038/39 | 2039/40 | 2040/41 | 2041/42 | 2042/43 | 2043/44 | 2044/45 | 2045/46 | 2046/47 | 2047/48 | 2048/49 | 2049/50 | 2050/51
| Bacton | 146.6333 | 146.2275 | 140.708 | 120.9708 | 119.0045 | 105.9567 | 95.0379 | 87.4976 | 95.5628 | 102.0862 | 96.2975 | 89.6285 | 86.3371 | 79.1387 | 74.2506 | 70.2253 | 65.2104 | 58.6601 | 57.4747 | 51.7917 | 46.5655 | 35.2685 | 29.3692 | 24.2276 | 19.0151 | 9.2332 | 3.1577 | 2.8815 | 0 | 0 | 0 | 0 | Bacton | 36.5214 | 36.4203 | 35.0456 | 30.1297 | 29.64 | 26.3902 | 23.6707 | 21.7927 | 23.8014 | 25.4262 | 23.9844 | 22.3234 | 21.5036 | 19.7108 | 18.4933 | 17.4907 | 16.2417 | 14.6102 | 14.315 | 12.8995 | 11.5979 | 8.7842 | 7.3149 | 6.0343 | 4.736 | 2.2997 | 0.78647 | 0.71768 | 0 | 0 | 0 | 0
| Barrow | 17.6296 | 15.208 | 12.792 | 11.5387 | 10.9871 | 9.2751 | 8.1045 | 7.6872 | 7.2003 | 3.1869 | 0 | 0 | 0 | 0 | 0 | 0 | 0 | 0 | 0 | 0 | 0 | 0 | 0 | 0 | 0 | 0 | 0 | 0 | 0 | 0 | 0 | 0 | Barrow | 4.3909 | 3.7878 | 3.1861 | 2.8739 | 2.7365 | 2.3101 | 2.0186 | 1.9146 | 1.7934 | 0.79374 | 0 | 0 | 0 | 0 | 0 | 0 | 0 | 0 | 0 | 0 | 0 | 0 | 0 | 0 | 0 | 0 | 0 | 0 | 0 | 0 | 0 | 0
| Easington | 182.6404 | 178.389 | 196.3734 | 194.8422 | 191.3448 | 186.2754 | 168.2899 | 155.0356 | 150.8312 | 134.0966 | 116.8742 | 104.2626 | 94.2791 | 84.0913 | 72.8201 | 64.6886 | 59.7631 | 52.3704 | 46.932 | 39.4144 | 32.5581 | 29.1404 | 25.2227 | 17.1721 | 13.2772 | 7.5821 | 7.9082 | 3.1769 | 2.8485 | 2.4111 | 0 | 0 | Easington | 45.4895 | 44.4306 | 48.9099 | 48.5286 | 47.6575 | 46.3949 | 41.9153 | 38.6141 | 37.5669 | 33.3989 | 29.1094 | 25.9683 | 23.4817 | 20.9443 | 18.137 | 16.1117 | 14.885 | 13.0437 | 11.6892 | 9.8168 | 8.1091 | 7.2579 | 6.2821 | 4.277 | 3.3069 | 1.8885 | 1.9697 | 0.79127 | 0.70947 | 0.60054 | 0 | 0
| St Fergus | 273.3514 | 266.0358 | 266.7178 | 277.7499 | 264.409 | 255.0203 | 250.8671 | 233.5017 | 218.0381 | 205.7761 | 179.9545 | 166.5454 | 152.8806 | 144.2477 | 133.464 | 121.3434 | 113.4938 | 107.3105 | 93.5384 | 82.5854 | 74.7702 | 62.8801 | 53.6736 | 42.3562 | 35.6976 | 24.5538 | 14.3083 | 8.2323 | 7.6651 | 7.1716 | 7.4324 | 2.3228 | St Fergus | 68.0826 | 66.2605 | 66.4303 | 69.1781 | 65.8553 | 63.5169 | 62.4825 | 58.1573 | 54.3059 | 51.2518 | 44.8205 | 41.4808 | 38.0774 | 35.9272 | 33.2413 | 30.2225 | 28.2674 | 26.7274 | 23.2972 | 20.5692 | 18.6227 | 15.6613 | 13.3683 | 10.5495 | 8.8911 | 6.1155 | 3.5637 | 2.0504 | 1.9091 | 1.7862 | 1.8512 | 0.57854
| Teesside | 71.4561 | 99.996 | 106.5711 | 111.4504 | 104.8054 | 104.7429 | 101.444 | 96.1483 | 84.7389 | 66.6707 | 70.5205 | 65.1716 | 55.3753 | 51.0169 | 50.6368 | 47.4679 | 43.8765 | 38.8977 | 35.9609 | 30.3469 | 25.7963 | 23.255 | 19.6266 | 17.2384 | 15.2941 | 11.5127 | 4.4735 | 4.2381 | 4.0322 | 3.2367 | 0 | 0 | Teesside | 17.7973 | 24.9056 | 26.5432 | 27.7585 | 26.1035 | 26.0879 | 25.2662 | 23.9473 | 21.1056 | 16.6054 | 17.5643 | 16.232 | 13.7921 | 12.7066 | 12.6119 | 11.8226 | 10.9281 | 9.6881 | 8.9566 | 7.5584 | 6.425 | 5.792 | 4.8883 | 4.2935 | 3.8092 | 2.8674 | 1.1142 | 1.0556 | 1.0043 | 0.80614 | 0 | 0
| Onshore | 3.1334 | 3.8424 | 4.129 | 4.4276 | 4.4371 | 4.6717 | 4.9371 | 5.1818 | 5.6995 | 5.7442 | 5.866 | 6.0138 | 6.3526 | 6.4578 | 6.7551 | 6.8224 | 7.0634 | 7.161 | 7.5221 | 7.3027 | 7.4723 | 7.531 | 7.7883 | 7.2971 | 7.5895 | 3.9241 | 2.6205 | 1.1007 | 1.5413 | 0 | 0.89484 | 0 | Onshore | 0.78041 | 0.95702 | 1.0284 | 1.1028 | 1.1051 | 1.1636 | 1.2297 | 1.2906 | 1.4196 | 1.4307 | 1.461 | 1.4978 | 1.5822 | 1.6084 | 1.6825 | 1.6992 | 1.7593 | 1.7836 | 1.8735 | 1.8188 | 1.8611 | 1.8757 | 1.9398 | 1.8175 | 1.8903 | 0.97736 | 0.65267 | 0.27414 | 0.38389 | 0 | 0.22288 | 0
| Burton Point | 0 | 0 | 0 | 0 | 0 | 0 | 0 | 0 | 0 | 0 | 0 | 0 | 0 | 0 | 0 | 0 | 0 | 0 | 0 | 0 | 0 | 0 | 0 | 0 | 0 | 0 | 0 | 0 | 0 | 0 | 0 | 0 | Burton Point | 0 | 0 | 0 | 0 | 0 | 0 | 0 | 0 | 0 | 0 | 0 | 0 | 0 | 0 | 0 | 0 | 0 | 0 | 0 | 0 | 0 | 0 | 0 | 0 | 0 | 0 | 0 | 0 | 0 | 0 | 0 | 0
| Isle of Grain | 35.5197 | 24.2695 | 14.0113 | 10.4593 | 8.3539 | 6.3715 | 7.1267 | 9.6436 | 12.1237 | 18.0187 | 23.4396 | 25.276 | 28.1869 | 28.5733 | 29.4204 | 28.9106 | 27.5187 | 26.0709 | 25.9951 | 24.507 | 21.7483 | 19.3208 | 16.6864 | 13.0555 | 9.0032 | 4.0679 | 2.9766 | 1.5295 | 0.4186 | 0.078412 | 0.24486 | 1.2468 | Isle of Grain | 8.8467 | 6.0447 | 3.4897 | 2.6051 | 2.0807 | 1.5869 | 1.775 | 2.4019 | 3.0196 | 4.4878 | 5.838 | 6.2954 | 7.0204 | 7.1166 | 7.3276 | 7.2006 | 6.854 | 6.4934 | 6.4745 | 6.1039 | 5.4168 | 4.8122 | 4.156 | 3.2517 | 2.2424 | 1.0132 | 0.74136 | 0.38095 | 0.10426 | 0.01953 | 0.060987 | 0.31053
| Milford Haven | 142.3537 | 97.2661 | 56.1537 | 41.9181 | 33.4805 | 25.5354 | 28.5621 | 38.6491 | 48.5885 | 72.2144 | 93.9398 | 101.2998 | 112.9658 | 114.5146 | 117.9095 | 115.8663 | 110.2878 | 104.4854 | 104.1819 | 98.2179 | 87.1616 | 77.433 | 66.8749 | 52.3232 | 36.0825 | 16.303 | 11.9293 | 6.1299 | 1.6776 | 0.31426 | 0.98134 | 4.9967 | Milford Haven | 35.4555 | 24.2257 | 13.986 | 10.4404 | 8.3388 | 6.36 | 7.1138 | 9.6262 | 12.1018 | 17.9861 | 23.3972 | 25.2303 | 28.1359 | 28.5217 | 29.3672 | 28.8583 | 27.4689 | 26.0238 | 25.9482 | 24.4628 | 21.709 | 19.2859 | 16.6563 | 13.0319 | 8.9869 | 4.0605 | 2.9712 | 1.5268 | 0.41785 | 0.078271 | 0.24442 | 1.2445
| Total | 872.7176 | 831.2344 | 797.4563 | 773.3571 | 736.8222 | 697.8491 | 664.3693 | 633.3448 | 622.783 | 607.7938 | 586.8921 | 558.1977 | 536.3774 | 508.0404 | 485.2564 | 455.3243 | 427.2137 | 394.9558 | 371.6051 | 334.166 | 296.0722 | 254.8288 | 219.2419 | 173.6701 | 135.9593 | 77.1768 | 47.374 | 27.2889 | 18.1834 | 13.2121 | 9.5534 | 8.5663 | Total | 217.3643 | 207.0322 | 198.6193 | 192.617 | 183.5174 | 173.8105 | 165.4718 | 157.7447 | 155.1141 | 151.3808 | 146.1749 | 139.0281 | 133.5934 | 126.5356 | 120.8609 | 113.4058 | 106.4044 | 98.3701 | 92.5542 | 83.2294 | 73.7415 | 63.4692 | 54.6057 | 43.2553 | 33.8628 | 19.2221 | 11.7992 | 6.7967 | 4.5289 | 3.2907 | 2.3794 | 2.1336
Figure 5.2R Annual Supply by terminal. Steady Progression High continent/Low LNG case
|  | 2019/20 | 2020/21 | 2021/22 | 2022/23 | 2023/24 | 2024/25 | 2025/26 | 2026/27 | 2027/28 | 2028/29 | 2029/30 | 2030/31 | 2031/32 | 2032/33 | 2033/34 | 2034/35 | 2035/36 | 2036/37 | 2037/38 | 2038/39 | 2039/40 | 2040/41 | 2041/42 | 2042/43 | 2043/44 | 2044/45 | 2045/46 | 2046/47 | 2047/48 | 2048/49 | 2049/50 | 2050/51 |  | 2019/20 | 2020/21 | 2021/22 | 2022/23 | 2023/24 | 2024/25 | 2025/26 | 2026/27 | 2027/28 | 2028/29 | 2029/30 | 2030/31 | 2031/32 | 2032/33 | 2033/34 | 2034/35 | 2035/36 | 2036/37 | 2037/38 | 2038/39 | 2039/40 | 2040/41 | 2041/42 | 2042/43 | 2043/44 | 2044/45 | 2045/46 | 2046/47 | 2047/48 | 2048/49 | 2049/50 | 2050/51
| Bacton | 148.9815 | 176.5108 | 164.8784 | 158.2055 | 182.9892 | 205.0351 | 218.469 | 220.62 | 235.0624 | 248.7844 | 243.1885 | 253.4613 | 274.6648 | 267.7697 | 248.2677 | 239.3914 | 218.089 | 211.3592 | 205.2673 | 199.5316 | 203.9598 | 207.7732 | 220.4928 | 226.0342 | 232.5649 | 234.1607 | 241.4817 | 254.6298 | 256.8489 | 254.7765 | 254.6229 | 229.2451 | Bacton | 37.1062 | 43.9628 | 41.0656 | 39.4036 | 45.5764 | 51.0673 | 54.4132 | 54.949 | 58.5461 | 61.9637 | 60.57 | 63.1286 | 68.4097 | 66.6923 | 61.835 | 59.6243 | 54.3186 | 52.6424 | 51.1251 | 49.6965 | 50.7994 | 51.7492 | 54.9173 | 56.2974 | 57.924 | 58.3215 | 60.1449 | 63.4196 | 63.9723 | 63.4562 | 63.4179 | 57.0972
| Barrow | 17.6296 | 15.4703 | 12.9155 | 11.8554 | 11.4606 | 9.7759 | 8.5126 | 8.0731 | 7.2892 | 3.2112 | 0 | 0 | 0 | 0 | 0 | 0 | 0 | 0 | 0 | 0 | 0 | 0 | 0 | 0 | 0 | 0 | 0 | 0 | 0 | 0 | 0 | 0 | Barrow | 4.3909 | 3.8531 | 3.2168 | 2.9528 | 2.8544 | 2.4348 | 2.1202 | 2.0107 | 1.8155 | 0.7998 | 0 | 0 | 0 | 0 | 0 | 0 | 0 | 0 | 0 | 0 | 0 | 0 | 0 | 0 | 0 | 0 | 0 | 0 | 0 | 0 | 0 | 0
| Easington | 201.0418 | 190.5139 | 204.7913 | 205.2466 | 211.6025 | 213.1496 | 191.9044 | 182.8215 | 170.4403 | 158.5626 | 155.7087 | 148.2344 | 135.5798 | 131.2205 | 128.5255 | 123.7808 | 121.4438 | 107.7177 | 109.194 | 107.6454 | 105.2365 | 102.1796 | 100.2507 | 99.8674 | 94.8991 | 91.9694 | 88.1626 | 85.5676 | 81.7086 | 78.0853 | 76.1774 | 66.0752 | Easington | 50.0727 | 47.4505 | 51.0066 | 51.1199 | 52.703 | 53.0883 | 47.7969 | 45.5346 | 42.4509 | 39.4926 | 38.7817 | 36.9202 | 33.7683 | 32.6826 | 32.0113 | 30.8296 | 30.2475 | 26.8288 | 27.1965 | 26.8108 | 26.2108 | 25.4495 | 24.969 | 24.8736 | 23.6362 | 22.9065 | 21.9583 | 21.312 | 20.3508 | 19.4484 | 18.9732 | 16.4571
| St Fergus | 291.0313 | 279.3178 | 275.5589 | 290.2319 | 287.3448 | 284.9465 | 278.045 | 264.4418 | 237.7805 | 229.2198 | 223.5393 | 221.2371 | 208.244 | 204.3536 | 203.9176 | 197.3959 | 196.6921 | 186.2081 | 178.5885 | 175.0514 | 164.1352 | 153.6071 | 144.2535 | 139.3899 | 131.1716 | 122.0047 | 113.1677 | 102.7933 | 93.2853 | 87.7274 | 88.6632 | 74.8853 | St Fergus | 72.486 | 69.5686 | 68.6324 | 72.2869 | 71.5678 | 70.9705 | 69.2516 | 65.8635 | 59.223 | 57.0908 | 55.676 | 55.1026 | 51.8665 | 50.8975 | 50.7889 | 49.1646 | 48.9893 | 46.3781 | 44.4803 | 43.5993 | 40.8805 | 38.2583 | 35.9286 | 34.7173 | 32.6704 | 30.3872 | 28.1862 | 25.6023 | 23.2342 | 21.8499 | 22.083 | 18.6514
| Teesside | 71.4561 | 101.7209 | 107.5997 | 114.5099 | 109.3225 | 110.3979 | 106.551 | 100.9744 | 85.7845 | 67.18 | 76.7713 | 77.595 | 68.1207 | 60.8803 | 62.0915 | 60.6781 | 60.5557 | 56.145 | 53.1878 | 48.347 | 38.5909 | 36.9564 | 31.9561 | 28.9592 | 26.6627 | 22.4279 | 18.975 | 16.8393 | 12.0935 | 8.4695 | 0 | 0 | Teesside | 17.7973 | 25.3352 | 26.7994 | 28.5205 | 27.2285 | 27.4964 | 26.5382 | 25.1493 | 21.366 | 16.7323 | 19.1211 | 19.3263 | 16.9666 | 15.1632 | 15.4649 | 15.1129 | 15.0824 | 13.9838 | 13.2473 | 12.0416 | 9.6117 | 9.2046 | 7.9592 | 7.2128 | 6.6408 | 5.586 | 4.726 | 4.1941 | 3.0121 | 2.1095 | 0 | 0
| Onshore | 3.5171 | 6.0254 | 8.0228 | 10.2327 | 12.5067 | 16.1732 | 17.8902 | 20.4842 | 22.9969 | 25.571 | 29.7051 | 33.5421 | 47.8408 | 66.9567 | 88.3836 | 113.598 | 140.0391 | 167.7338 | 194.1716 | 211.793 | 226.0738 | 236.8258 | 240.3582 | 239.4135 | 242.1335 | 237.2725 | 234.8302 | 239.1021 | 243.8471 | 243.6034 | 241.5593 | 216.7623 | Onshore | 0.87599 | 1.5007 | 1.9982 | 2.5486 | 3.115 | 4.0282 | 4.4558 | 5.1019 | 5.7277 | 6.3689 | 7.3985 | 8.3542 | 11.9155 | 16.6766 | 22.0133 | 28.2934 | 34.879 | 41.7768 | 48.3615 | 52.7504 | 56.3073 | 58.9852 | 59.8651 | 59.6298 | 60.3072 | 59.0965 | 58.4882 | 59.5522 | 60.734 | 60.6733 | 60.1642 | 53.9881
| Burton Point | 0 | 0 | 0 | 0 | 0 | 0 | 0 | 0 | 0 | 0 | 0 | 0 | 0 | 0 | 0 | 0 | 0 | 0 | 0 | 0 | 0 | 0 | 0 | 0 | 0 | 0 | 0 | 0 | 0 | 0 | 0 | 0 | Burton Point | 0 | 0 | 0 | 0 | 0 | 0 | 0 | 0 | 0 | 0 | 0 | 0 | 0 | 0 | 0 | 0 | 0 | 0 | 0 | 0 | 0 | 0 | 0 | 0 | 0 | 0 | 0 | 0 | 0 | 0 | 0 | 0
| Isle of Grain | 39.8694 | 32.4906 | 29.2235 | 24.3132 | 19.7831 | 18.3027 | 19.7967 | 19.9573 | 22.196 | 21.2188 | 21.8957 | 23.461 | 25.3824 | 27.0864 | 27.9994 | 28.6872 | 28.9076 | 28.846 | 27.8134 | 29.0665 | 30.4886 | 31.5269 | 33.6372 | 35.5485 | 37.1218 | 38.6962 | 38.57 | 37.3952 | 39.0784 | 40.7675 | 40.9233 | 37.0617 | Isle of Grain | 9.9301 | 8.0923 | 7.2786 | 6.0556 | 4.9273 | 4.5586 | 4.9307 | 4.9707 | 5.5283 | 5.2849 | 5.4535 | 5.8433 | 6.3219 | 6.7463 | 6.9737 | 7.145 | 7.1999 | 7.1846 | 6.9274 | 7.2395 | 7.5937 | 7.8523 | 8.3779 | 8.8539 | 9.2458 | 9.6379 | 9.6065 | 9.3139 | 9.7331 | 10.1538 | 10.1926 | 9.2308
| Milford Haven | 159.7864 | 130.2141 | 117.1203 | 97.4413 | 79.2855 | 73.3527 | 79.3403 | 79.9839 | 88.956 | 85.0394 | 87.7522 | 94.0257 | 101.7262 | 108.5553 | 112.2143 | 114.9711 | 115.8541 | 115.6073 | 111.4692 | 116.4909 | 122.1905 | 126.3518 | 134.8092 | 142.4694 | 148.7745 | 155.0844 | 154.5789 | 149.8705 | 156.6161 | 163.3858 | 164.0102 | 148.5336 | Milford Haven | 39.7974 | 32.4319 | 29.1707 | 24.2693 | 19.7473 | 18.2697 | 19.761 | 19.9213 | 22.1559 | 21.1804 | 21.8561 | 23.4186 | 25.3365 | 27.0374 | 27.9488 | 28.6354 | 28.8553 | 28.7938 | 27.7632 | 29.0139 | 30.4335 | 31.47 | 33.5764 | 35.4843 | 37.0547 | 38.6263 | 38.5003 | 37.3277 | 39.0077 | 40.6938 | 40.8494 | 36.9947
| Total | 933.3134 | 932.2639 | 920.1103 | 912.0364 | 914.2947 | 931.1335 | 920.5093 | 897.3563 | 870.5057 | 838.7871 | 838.5608 | 851.5566 | 861.5588 | 866.8224 | 871.3996 | 878.5027 | 881.5813 | 873.6172 | 879.6918 | 887.9257 | 890.6754 | 895.2207 | 905.7577 | 911.6821 | 913.328 | 901.6159 | 889.766 | 886.1979 | 883.4779 | 876.8153 | 865.9563 | 772.5632 | Total | 232.4566 | 232.1952 | 229.1682 | 227.1573 | 227.7197 | 231.9137 | 229.2676 | 223.5009 | 216.8134 | 208.9133 | 208.857 | 212.0938 | 214.585 | 215.896 | 217.036 | 218.8051 | 219.5719 | 217.5883 | 219.1013 | 221.1521 | 221.837 | 222.969 | 225.5935 | 227.069 | 227.479 | 224.5619 | 221.6105 | 220.7218 | 220.0443 | 218.3849 | 215.6803 | 192.4192
Figure 5.2S Annual Supply by terminal. Steady Progression Low continent/High LNG case
|  | 2019/20 | 2020/21 | 2021/22 | 2022/23 | 2023/24 | 2024/25 | 2025/26 | 2026/27 | 2027/28 | 2028/29 | 2029/30 | 2030/31 | 2031/32 | 2032/33 | 2033/34 | 2034/35 | 2035/36 | 2036/37 | 2037/38 | 2038/39 | 2039/40 | 2040/41 | 2041/42 | 2042/43 | 2043/44 | 2044/45 | 2045/46 | 2046/47 | 2047/48 | 2048/49 | 2049/50 | 2050/51 |  | 2019/20 | 2020/21 | 2021/22 | 2022/23 | 2023/24 | 2024/25 | 2025/26 | 2026/27 | 2027/28 | 2028/29 | 2029/30 | 2030/31 | 2031/32 | 2032/33 | 2033/34 | 2034/35 | 2035/36 | 2036/37 | 2037/38 | 2038/39 | 2039/40 | 2040/41 | 2041/42 | 2042/43 | 2043/44 | 2044/45 | 2045/46 | 2046/47 | 2047/48 | 2048/49 | 2049/50 | 2050/51
| Bacton | 148.9815 | 145.8704 | 142.4888 | 139.8837 | 153.1821 | 150.4834 | 135.2057 | 125.5303 | 136.4148 | 138.3943 | 126.7623 | 123.5636 | 119.8915 | 112.2038 | 100.1935 | 94.8865 | 85.23 | 80.5472 | 76.5666 | 73.4308 | 73.438 | 69.2577 | 73.4976 | 75.3447 | 77.5216 | 78.0536 | 80.4939 | 84.8766 | 87.4684 | 89.6228 | 90.5948 | 84.0815 | Bacton | 37.1062 | 36.3313 | 35.4891 | 34.8403 | 38.1525 | 37.4803 | 33.6751 | 31.2653 | 33.9763 | 34.4693 | 31.5722 | 30.7755 | 29.8609 | 27.9461 | 24.9548 | 23.633 | 21.2279 | 20.0616 | 19.0701 | 18.2891 | 18.2909 | 17.2497 | 18.3058 | 18.7658 | 19.308 | 19.4405 | 20.0483 | 21.1399 | 21.7854 | 22.322 | 22.5641 | 20.9418
| Barrow | 17.6296 | 15.4703 | 12.9155 | 11.8554 | 11.4606 | 9.7759 | 8.5126 | 8.0731 | 7.2892 | 3.2112 | 0 | 0 | 0 | 0 | 0 | 0 | 0 | 0 | 0 | 0 | 0 | 0 | 0 | 0 | 0 | 0 | 0 | 0 | 0 | 0 | 0 | 0 | Barrow | 4.3909 | 3.8531 | 3.2168 | 2.9528 | 2.8544 | 2.4348 | 2.1202 | 2.0107 | 1.8155 | 0.7998 | 0 | 0 | 0 | 0 | 0 | 0 | 0 | 0 | 0 | 0 | 0 | 0 | 0 | 0 | 0 | 0 | 0 | 0 | 0 | 0 | 0 | 0
| Easington | 201.0418 | 190.5139 | 204.7913 | 205.2466 | 211.6025 | 213.1496 | 191.9044 | 182.8215 | 170.4403 | 158.5626 | 155.7087 | 148.2344 | 135.5798 | 131.2205 | 128.5255 | 123.7808 | 121.4438 | 107.7177 | 109.194 | 107.6454 | 105.2365 | 102.1796 | 100.2507 | 99.8674 | 94.8991 | 91.9694 | 88.1626 | 85.5676 | 81.7086 | 78.0853 | 76.1774 | 66.0752 | Easington | 50.0727 | 47.4505 | 51.0066 | 51.1199 | 52.703 | 53.0883 | 47.7969 | 45.5346 | 42.4509 | 39.4926 | 38.7817 | 36.9202 | 33.7683 | 32.6826 | 32.0113 | 30.8296 | 30.2475 | 26.8288 | 27.1965 | 26.8108 | 26.2108 | 25.4495 | 24.969 | 24.8736 | 23.6362 | 22.9065 | 21.9583 | 21.312 | 20.3508 | 19.4484 | 18.9732 | 16.4571
| St Fergus | 291.0313 | 279.3178 | 275.5589 | 290.2319 | 287.3448 | 284.9465 | 278.045 | 264.4418 | 237.7805 | 229.2198 | 223.5393 | 221.2371 | 208.244 | 204.3536 | 203.9176 | 197.3959 | 196.6921 | 186.2081 | 178.5885 | 175.0514 | 164.1352 | 153.6071 | 144.2535 | 139.3899 | 131.1716 | 122.0047 | 113.1677 | 102.7933 | 93.2853 | 87.7274 | 88.6632 | 74.8853 | St Fergus | 72.486 | 69.5686 | 68.6324 | 72.2869 | 71.5678 | 70.9705 | 69.2516 | 65.8635 | 59.223 | 57.0908 | 55.676 | 55.1026 | 51.8665 | 50.8975 | 50.7889 | 49.1646 | 48.9893 | 46.3781 | 44.4803 | 43.5993 | 40.8805 | 38.2583 | 35.9286 | 34.7173 | 32.6704 | 30.3872 | 28.1862 | 25.6023 | 23.2342 | 21.8499 | 22.083 | 18.6514
| Teesside | 71.4561 | 101.7209 | 107.5997 | 114.5099 | 109.3225 | 110.3979 | 106.551 | 100.9744 | 85.7845 | 67.18 | 76.7713 | 77.595 | 68.1207 | 60.8803 | 62.0915 | 60.6781 | 60.5557 | 56.145 | 53.1878 | 48.347 | 38.5909 | 36.9564 | 31.9561 | 28.9592 | 26.6627 | 22.4279 | 18.975 | 16.8393 | 12.0935 | 8.4695 | 0 | 0 | Teesside | 17.7973 | 25.3352 | 26.7994 | 28.5205 | 27.2285 | 27.4964 | 26.5382 | 25.1493 | 21.366 | 16.7323 | 19.1211 | 19.3263 | 16.9666 | 15.1632 | 15.4649 | 15.1129 | 15.0824 | 13.9838 | 13.2473 | 12.0416 | 9.6117 | 9.2046 | 7.9592 | 7.2128 | 6.6408 | 5.586 | 4.726 | 4.1941 | 3.0121 | 2.1095 | 0 | 0
| Onshore | 3.5171 | 6.0254 | 8.0228 | 10.2327 | 12.5067 | 16.1732 | 17.8902 | 20.4842 | 22.9969 | 25.571 | 29.7051 | 33.5421 | 47.8408 | 66.9567 | 88.3836 | 113.598 | 140.0391 | 167.7338 | 194.1716 | 211.793 | 226.0738 | 236.8258 | 240.3582 | 239.4135 | 242.1335 | 237.2725 | 234.8302 | 239.1021 | 243.8471 | 243.6034 | 241.5593 | 216.7623 | Onshore | 0.87599 | 1.5007 | 1.9982 | 2.5486 | 3.115 | 4.0282 | 4.4558 | 5.1019 | 5.7277 | 6.3689 | 7.3985 | 8.3542 | 11.9155 | 16.6766 | 22.0133 | 28.2934 | 34.879 | 41.7768 | 48.3615 | 52.7504 | 56.3073 | 58.9852 | 59.8651 | 59.6298 | 60.3072 | 59.0965 | 58.4882 | 59.5522 | 60.734 | 60.6733 | 60.1642 | 53.9881
| Burton Point | 0 | 0 | 0 | 0 | 0 | 0 | 0 | 0 | 0 | 0 | 0 | 0 | 0 | 0 | 0 | 0 | 0 | 0 | 0 | 0 | 0 | 0 | 0 | 0 | 0 | 0 | 0 | 0 | 0 | 0 | 0 | 0 | Burton Point | 0 | 0 | 0 | 0 | 0 | 0 | 0 | 0 | 0 | 0 | 0 | 0 | 0 | 0 | 0 | 0 | 0 | 0 | 0 | 0 | 0 | 0 | 0 | 0 | 0 | 0 | 0 | 0 | 0 | 0 | 0 | 0
| Isle of Grain | 39.8694 | 38.6092 | 33.6945 | 27.9719 | 25.7353 | 29.1962 | 36.4237 | 38.9459 | 41.895 | 43.2626 | 45.1449 | 49.4004 | 56.2892 | 58.1515 | 57.5684 | 57.5435 | 55.4383 | 54.9679 | 53.5138 | 54.2476 | 56.5526 | 59.1872 | 62.9908 | 65.6398 | 68.0824 | 69.8693 | 70.7178 | 71.2934 | 72.9021 | 73.7472 | 73.6782 | 66.0495 | Isle of Grain | 9.9301 | 9.6162 | 8.3922 | 6.9669 | 6.4098 | 7.2718 | 9.0719 | 9.7001 | 10.4346 | 10.7752 | 11.2441 | 12.3039 | 14.0197 | 14.4835 | 14.3383 | 14.3321 | 13.8078 | 13.6906 | 13.3285 | 13.5112 | 14.0853 | 14.7415 | 15.6889 | 16.3486 | 16.957 | 17.4021 | 17.6134 | 17.7568 | 18.1574 | 18.3679 | 18.3507 | 16.4507
| Milford Haven | 159.7864 | 154.7359 | 135.0389 | 112.1044 | 103.1404 | 117.0109 | 145.9767 | 156.085 | 167.9045 | 173.3855 | 180.9292 | 197.984 | 225.5927 | 233.0561 | 230.7195 | 230.6198 | 222.1824 | 220.2973 | 214.4696 | 217.4106 | 226.6484 | 237.2071 | 252.4509 | 263.0676 | 272.857 | 280.0184 | 283.4189 | 285.7256 | 292.1728 | 295.5598 | 295.2834 | 264.7094 | Milford Haven | 39.7974 | 38.5395 | 33.6336 | 27.9214 | 25.6888 | 29.1434 | 36.3578 | 38.8755 | 41.8193 | 43.1844 | 45.0633 | 49.3111 | 56.1875 | 58.0464 | 57.4644 | 57.4396 | 55.3381 | 54.8686 | 53.4171 | 54.1496 | 56.4504 | 59.0802 | 62.8769 | 65.5212 | 67.9594 | 69.7431 | 70.59 | 71.1645 | 72.7703 | 73.6139 | 73.5451 | 65.9301
| Total | 933.3134 | 932.2639 | 920.1103 | 912.0364 | 914.2947 | 931.1335 | 920.5093 | 897.3563 | 870.5057 | 838.7871 | 838.5608 | 851.5566 | 861.5588 | 866.8224 | 871.3996 | 878.5027 | 881.5813 | 873.6172 | 879.6918 | 887.9257 | 890.6754 | 895.2207 | 905.7577 | 911.6821 | 913.328 | 901.6159 | 889.766 | 886.1979 | 883.4779 | 876.8153 | 865.9563 | 772.5632 | Total | 232.4566 | 232.1952 | 229.1682 | 227.1573 | 227.7197 | 231.9137 | 229.2676 | 223.5009 | 216.8134 | 208.9133 | 208.857 | 212.0938 | 214.585 | 215.896 | 217.036 | 218.8051 | 219.5719 | 217.5883 | 219.1013 | 221.1521 | 221.837 | 222.969 | 225.5935 | 227.069 | 227.479 | 224.5619 | 221.6105 | 220.7218 | 220.0443 | 218.3849 | 215.6803 | 192.4192
Figure 5.2R Annual Supply by terminal. Central Forecast High continent/Low LNG case
|  | 2019/20 | 2020/21 | 2021/22 | 2022/23 | 2023/24 | 2024/25 | 2025/26 | 2026/27 | 2027/28 | 2028/29 | 2029/30 | 2030/31 | 2031/32 | 2032/33 | 2033/34 | 2034/35 | 2035/36 | 2036/37 | 2037/38 | 2038/39 | 2039/40 | 2040/41 | 2041/42 | 2042/43 | 2043/44 | 2044/45 | 2045/46 | 2046/47 | 2047/48 | 2048/49 | 2049/50 | 2050/51 |  | 2019/20 | 2020/21 | 2021/22 | 2022/23 | 2023/24 | 2024/25 | 2025/26 | 2026/27 | 2027/28 | 2028/29 | 2029/30 | 2030/31 | 2031/32 | 2032/33 | 2033/34 | 2034/35 | 2035/36 | 2036/37 | 2037/38 | 2038/39 | 2039/40 | 2040/41 | 2041/42 | 2042/43 | 2043/44 | 2044/45 | 2045/46 | 2046/47 | 2047/48 | 2048/49 | 2049/50 | 2050/51
| Bacton | 2019/20: 147.3458; 2020/21: 154.3712; 2021/22: 157.7424; 2022/23: 151.3384; 2023/24: 190.128; 2024/25: 194.7659; 2025/26: 168.1066 | Bacton | 36.6988 | 38.4486 | 39.2883 | 37.6932 | 47.3544 | 48.5096 | 41.8696
| Barrow | 2019/20: 17.6296; 2020/21: 15.208; 2021/22: 12.792; 2022/23: 11.5387; 2023/24: 10.87; 2024/25: 9.2751; 2025/26: 8.006 | Barrow | 4.3909 | 3.7878 | 3.1861 | 2.8739 | 2.7073 | 2.3101 | 1.994
| Easington | 2019/20: 188.2233; 2020/21: 183.6463; 2021/22: 205.5265; 2022/23: 207.7608; 2023/24: 209.48; 2024/25: 193.6061; 2025/26: 166.1563 | Easington | 46.88 | 45.74 | 51.1897 | 51.7462 | 52.1743 | 48.2207 | 41.3839
| St Fergus | 2019/20: 278.7154; 2020/21: 271.087; 2021/22: 275.5119; 2022/23: 290.1619; 2023/24: 280.9748; 2024/25: 262.0635; 2025/26: 247.7334 | St Fergus | 69.4185 | 67.5185 | 68.6207 | 72.2695 | 69.9813 | 65.2711 | 61.702
| Teesside | 2019/20: 71.4561; 2020/21: 99.996; 2021/22: 106.5711; 2022/23: 111.4504; 2023/24: 103.6889; 2024/25: 104.7429; 2025/26: 100.2111 | Teesside | 17.7973 | 24.9056 | 26.5432 | 27.7585 | 25.8254 | 26.0879 | 24.9592
| Onshore | 2019/20: 3.2498; 2020/21: 4.7779; 2021/22: 5.9949; 2022/23: 7.3302; 2023/24: 8.3598; 2024/25: 8.8106; 2025/26: 9.1463 | Onshore | 0.80941 | 1.19 | 1.4931 | 1.8257 | 2.0821 | 2.1944 | 2.278
| Burton Point | 2019/20: 0; 2020/21: 0; 2021/22: 0; 2022/23: 0; 2023/24: 0; 2024/25: 0; 2025/26: 0 | Burton Point | 0 | 0 | 0 | 0 | 0 | 0 | 0
| Isle of Grain | 2019/20: 36.8393; 2020/21: 28.17; 2021/22: 19.2422; 2022/23: 17.8162; 2023/24: 13.5007; 2024/25: 11.7018; 2025/26: 11.2334 | Isle of Grain | 9.1754 | 7.0162 | 4.7926 | 4.4374 | 3.3626 | 2.9145 | 2.7979
| Milford Haven | 2019/20: 147.6427; 2020/21: 112.8982; 2021/22: 77.1177; 2022/23: 71.4029; 2023/24: 54.1075; 2024/25: 46.898; 2025/26: 45.0205 | Milford Haven | 36.7728 | 28.1191 | 19.2074 | 17.784 | 13.4763 | 11.6807 | 11.2131
| Total | 2019/20: 891.102; 2020/21: 870.1546; 2021/22: 860.4986; 2022/23: 868.7996; 2023/24: 871.1097; 2024/25: 831.8641; 2025/26: 755.6136 | Total | 221.9432 | 216.7259 | 214.321 | 216.3884 | 216.9638 | 207.1891 | 188.1977
Figure 5.2S Annual Supply by terminal. Central Forecast Low continent/High LNG case
|  | 2019/20 | 2020/21 | 2021/22 | 2022/23 | 2023/24 | 2024/25 | 2025/26 | 2026/27 | 2027/28 | 2028/29 | 2029/30 | 2030/31 | 2031/32 | 2032/33 | 2033/34 | 2034/35 | 2035/36 | 2036/37 | 2037/38 | 2038/39 | 2039/40 | 2040/41 | 2041/42 | 2042/43 | 2043/44 | 2044/45 | 2045/46 | 2046/47 | 2047/48 | 2048/49 | 2049/50 | 2050/51 |  | 2019/20 | 2020/21 | 2021/22 | 2022/23 | 2023/24 | 2024/25 | 2025/26 | 2026/27 | 2027/28 | 2028/29 | 2029/30 | 2030/31 | 2031/32 | 2032/33 | 2033/34 | 2034/35 | 2035/36 | 2036/37 | 2037/38 | 2038/39 | 2039/40 | 2040/41 | 2041/42 | 2042/43 | 2043/44 | 2044/45 | 2045/46 | 2046/47 | 2047/48 | 2048/49 | 2049/50 | 2050/51
| Bacton | 2019/20: 147.3458; 2020/21: 142.7729; 2021/22: 137.7104; 2022/23: 130.4762; 2023/24: 136.2553; 2024/25: 129.0086; 2025/26: 117.6596 | Bacton | 36.6988 | 35.5599 | 34.299 | 32.4972 | 33.9366 | 32.1316 | 29.305
| Barrow | 2019/20: 17.6296; 2020/21: 15.208; 2021/22: 12.792; 2022/23: 11.5387; 2023/24: 10.87; 2024/25: 9.2751; 2025/26: 8.006 | Barrow | 4.3909 | 3.7878 | 3.1861 | 2.8739 | 2.7073 | 2.3101 | 1.994
| Easington | 2019/20: 188.2233; 2020/21: 183.6463; 2021/22: 205.5265; 2022/23: 207.7608; 2023/24: 209.48; 2024/25: 193.6061; 2025/26: 166.1563 | Easington | 46.88 | 45.74 | 51.1897 | 51.7462 | 52.1743 | 48.2207 | 41.3839
| St Fergus | 2019/20: 278.7154; 2020/21: 271.087; 2021/22: 275.5119; 2022/23: 290.1619; 2023/24: 280.9748; 2024/25: 262.0635; 2025/26: 247.7334 | St Fergus | 69.4185 | 67.5185 | 68.6207 | 72.2695 | 69.9813 | 65.2711 | 61.702
| Teesside | 2019/20: 71.4561; 2020/21: 99.996; 2021/22: 106.5711; 2022/23: 111.4504; 2023/24: 103.6889; 2024/25: 104.7429; 2025/26: 100.2111 | Teesside | 17.7973 | 24.9056 | 26.5432 | 27.7585 | 25.8254 | 26.0879 | 24.9592
| Onshore | 2019/20: 3.2498; 2020/21: 4.7779; 2021/22: 5.9949; 2022/23: 7.3302; 2023/24: 8.3598; 2024/25: 8.8106; 2025/26: 9.1463 | Onshore | 0.80941 | 1.19 | 1.4931 | 1.8257 | 2.0821 | 2.1944 | 2.278
| Burton Point | 2019/20: 0; 2020/21: 0; 2021/22: 0; 2022/23: 0; 2023/24: 0; 2024/25: 0; 2025/26: 0 | Burton Point | 0 | 0 | 0 | 0 | 0 | 0 | 0
| Isle of Grain | 2019/20: 36.8393; 2020/21: 30.4861; 2021/22: 23.2424; 2022/23: 21.9822; 2023/24: 24.2586; 2024/25: 24.833; 2025/26: 21.3072 | Isle of Grain | 9.1754 | 7.5931 | 5.7889 | 5.475 | 6.042 | 6.1851 | 5.3069
| Milford Haven | 2019/20: 147.6427; 2020/21: 122.1805; 2021/22: 93.1495; 2022/23: 88.0991; 2023/24: 97.2224; 2024/25: 99.5242; 2025/26: 85.3937 | Milford Haven | 36.7728 | 30.431 | 23.2004 | 21.9425 | 24.2148 | 24.7881 | 21.2687
| Total | 2019/20: 891.102; 2020/21: 870.1546; 2021/22: 860.4986; 2022/23: 868.7996; 2023/24: 871.1097; 2024/25: 831.8641; 2025/26: 755.6136 | Total | 221.9432 | 216.7259 | 214.321 | 216.3884 | 216.9638 | 207.1891 | 188.1977

## Peak supply by terminal
Figure 5.2K Peak Supply by terminal. Consumer Transformation
|  | 2019/20 | 2020/21 | 2021/22 | 2022/23 | 2023/24 | 2024/25 | 2025/26 | 2026/27 | 2027/28 | 2028/29 | 2029/30 | 2030/31 | 2031/32 | 2032/33 | 2033/34 | 2034/35 | 2035/36 | 2036/37 | 2037/38 | 2038/39 | 2039/40 | 2040/41 |  | 2019/20 | 2020/21 | 2021/22 | 2022/23 | 2023/24 | 2024/25 | 2025/26 | 2026/27 | 2027/28 | 2028/29 | 2029/30 | 2030/31 | 2031/32 | 2032/33 | 2033/34 | 2034/35 | 2035/36 | 2036/37 | 2037/38 | 2038/39 | 2039/40 | 2040/41 | 2041/42 | 2042/43 | 2043/44 | 2044/45 | 2045/46 | 2046/47 | 2047/48 | 2048/49 | 2049/50 | 2050/51
| Bacton | 680.128 | 641.5322 | 629.2185 | 611.5562 | 611.4767 | 598.3728 | 580.3288 | 569.0562 | 577.5723 | 578.7036 | 569.7725 | 559.2004 | 553.4549 | 542.2422 | 532.5885 | 528.256 | 523.7806 | 520.2938 | 516.0496 | 513.0304 | 510.1581 | 502.4965 | Bacton | 169.3968 | 159.7839 | 156.7169 | 152.3179 | 152.2981 | 149.0343 | 144.5402 | 141.7326 | 143.8536 | 144.1354 | 141.911 | 139.2778 | 137.8468 | 135.0541 | 132.6497 | 131.5706 | 130.4559 | 129.5875 | 128.5304 | 127.7784 | 127.063 | 125.1548 | 125.1548 | 125.1548 | 125.1548 | 125.1548 | 125.1548 | 125.1548 | 125.1548 | 125.1548 | 125.1548 | 125.1548
| Barrow | 24.5694 | 18.1235 | 15.1991 | 13.3931 | 12.36 | 10.1724 | 8.2738 | 7.4657 | 6.7208 | 3.0495 | 0 | 0 | 0 | 0 | 0 | 0 | 0 | 0 | 0 | 0 | 0 | 0 | Barrow | 6.1194 | 4.514 | 3.7856 | 3.3358 | 3.0785 | 2.5336 | 2.0607 | 1.8594 | 1.6739 | 0.75952 | 0 | 0 | 0 | 0 | 0 | 0 | 0 | 0 | 0 | 0 | 0 | 0 | 0 | 0 | 0 | 0 | 0 | 0 | 0 | 0 | 0 | 0
| Easington | 350.3326 | 342.7111 | 359.3068 | 351.7024 | 353.2058 | 346.5769 | 334.0527 | 330.3057 | 325.9506 | 320.9493 | 316.7239 | 312.4398 | 311.1206 | 310.1411 | 309.493 | 308.9511 | 308.4312 | 305.2115 | 305.2115 | 305.2115 | 305.2115 | 305.2115 | Easington | 87.2559 | 85.3577 | 89.4911 | 87.5971 | 87.9715 | 86.3205 | 83.2012 | 82.2679 | 81.1832 | 79.9376 | 78.8852 | 77.8181 | 77.4896 | 77.2456 | 77.0842 | 76.9492 | 76.8197 | 76.0178 | 76.0178 | 76.0178 | 76.0178 | 76.0178 | 76.0178 | 76.0178 | 76.0178 | 76.0178 | 76.0178 | 76.0178 | 76.0178 | 76.0178 | 76.0178 | 76.0178
| St Fergus | 464.9934 | 434.0564 | 429.946 | 435.0095 | 421.9888 | 408.3911 | 403.9907 | 391.4603 | 373.4184 | 367.3502 | 358.3035 | 353.7324 | 349.0678 | 346.8124 | 341.358 | 335.5364 | 333.3635 | 328.7812 | 317.7619 | 310.357 | 305.6965 | 302.5858 | St Fergus | 115.814 | 108.1087 | 107.0849 | 108.3461 | 105.1031 | 101.7163 | 100.6204 | 97.4995 | 93.0058 | 91.4944 | 89.2412 | 88.1027 | 86.9409 | 86.3792 | 85.0207 | 83.5707 | 83.0295 | 81.8882 | 79.1437 | 77.2994 | 76.1386 | 75.3638 | 73.9238 | 72.4838 | 71.7638 | 71.7638 | 71.0438 | 71.0438 | 71.0438 | 71.0438 | 71.0438 | 71.0438
| Teesside | 99.5844 | 119.1662 | 126.6245 | 129.3618 | 117.9018 | 114.8758 | 103.5629 | 93.3772 | 79.0949 | 63.7964 | 64.959 | 60.2963 | 52.7537 | 47.9294 | 44.4135 | 40.6554 | 38.1877 | 30.2045 | 26.196 | 17.3481 | 10.4269 | 11.5632 | Teesside | 24.8031 | 29.6802 | 31.5379 | 32.2196 | 29.3653 | 28.6117 | 25.794 | 23.2571 | 19.6999 | 15.8895 | 16.1791 | 15.0178 | 13.1392 | 11.9376 | 11.0619 | 10.1259 | 9.5112 | 7.5229 | 6.5245 | 4.3208 | 2.597 | 2.88 | 1.92 | 0.96 | 0.48 | 0.48 | 0 | 0 | 0 | 0 | 0 | 0
| Onshore | 3.96 | 4.9503 | 5.2013 | 5.4523 | 5.7033 | 5.9543 | 6.2053 | 6.4563 | 6.7073 | 6.9583 | 7.2093 | 7.4603 | 9.636 | 14.454 | 19.272 | 24.09 | 24.09 | 24.09 | 24.09 | 19.272 | 19.272 | 14.454 | Onshore | 0.9863 | 1.2329 | 1.2955 | 1.358 | 1.4205 | 1.483 | 1.5455 | 1.608 | 1.6706 | 1.7331 | 1.7956 | 1.8581 | 2.4 | 3.6 | 4.8 | 6 | 6 | 6 | 6 | 4.8 | 4.8 | 3.6 | 3.6 | 2.4 | 2.4 | 1.2 | 0 | 0 | 0 | 0 | 0 | 0
| Burton Point | 0 | 0 | 0 | 0 | 0 | 0 | 0 | 0 | 0 | 0 | 0 | 0 | 0 | 0 | 0 | 0 | 0 | 0 | 0 | 0 | 0 | 0 | Burton Point | 0 | 0 | 0 | 0 | 0 | 0 | 0 | 0 | 0 | 0 | 0 | 0 | 0 | 0 | 0 | 0 | 0 | 0 | 0 | 0 | 0 | 0 | 0 | 0 | 0 | 0 | 0 | 0 | 0 | 0 | 0 | 0
| Isle of Grain | 236.742 | 236.742 | 236.742 | 236.742 | 236.742 | 236.742 | 236.742 | 236.742 | 236.742 | 236.742 | 236.742 | 236.742 | 236.742 | 236.742 | 236.742 | 236.742 | 236.742 | 236.742 | 236.742 | 236.742 | 236.742 | 236.742 | Isle of Grain | 58.9644 | 58.9644 | 58.9644 | 58.9644 | 58.9644 | 58.9644 | 58.9644 | 58.9644 | 58.9644 | 58.9644 | 58.9644 | 58.9644 | 58.9644 | 58.9644 | 58.9644 | 58.9644 | 58.9644 | 58.9644 | 58.9644 | 58.9644 | 58.9644 | 58.9644 | 58.9644 | 58.9644 | 58.9644 | 58.9644 | 58.9644 | 58.9644 | 58.9644 | 58.9644 | 58.9644 | 58.9644
| Milford Haven | 346.0492 | 352.792 | 352.792 | 352.792 | 352.792 | 352.792 | 352.792 | 352.792 | 352.792 | 352.792 | 352.792 | 352.792 | 352.792 | 352.792 | 352.792 | 352.792 | 352.792 | 352.792 | 352.792 | 352.792 | 352.792 | 352.792 | Milford Haven | 86.1891 | 87.8685 | 87.8685 | 87.8685 | 87.8685 | 87.8685 | 87.8685 | 87.8685 | 87.8685 | 87.8685 | 87.8685 | 87.8685 | 87.8685 | 87.8685 | 87.8685 | 87.8685 | 87.8685 | 87.8685 | 87.8685 | 87.8685 | 87.8685 | 87.8685 | 87.8685 | 87.8685 | 87.8685 | 87.8685 | 87.8685 | 87.8685 | 87.8685 | 87.8685 | 87.8685 | 87.8685
| Medium & Short Range Storage | 450.575 | 474.1832 | 474.1832 | 474.1832 | 474.1832 | 474.1832 | 474.1832 | 474.1832 | 474.1832 | 474.1832 | 474.1832 | 474.1832 | 474.1832 | 474.1832 | 474.1832 | 474.1832 | 474.1832 | 474.1832 | 474.1832 | 474.1832 | 474.1832 | 474.1832 | Medium & Short Range Storage | 112.2229 | 118.1029 | 118.1029 | 118.1029 | 118.1029 | 118.1029 | 118.1029 | 118.1029 | 118.1029 | 118.1029 | 118.1029 | 118.1029 | 118.1029 | 118.1029 | 118.1029 | 118.1029 | 118.1029 | 118.1029 | 118.1029 | 118.1029 | 118.1029 | 118.1029 | 118.1029 | 118.1029 | 118.1029 | 118.1029 | 118.1029 | 118.1029 | 118.1029 | 118.1029 | 118.1029 | 118.1029
| Long Range Storage | 0 | 0 | 0 | 0 | 0 | 0 | 0 | 0 | 0 | 0 | 0 | 0 | 0 | 0 | 0 | 0 | 0 | 0 | 0 | 0 | 0 | 0 | Long Range Storage | 0 | 0 | 0 | 0 | 0 | 0 | 0 | 0 | 0 | 0 | 0 | 0 | 0 | 0 | 0 | 0 | 0 | 0 | 0 | 0 | 0 | 0 | 0 | 0 | 0 | 0 | 0 | 0 | 0 | 0 | 0 | 0
| Generic Storage | 0 | 0 | 0 | 0 | 0 | 0 | 0 | 0 | 0 | 0 | 0 | 0 | 0 | 0 | 0 | 0 | 0 | 0 | 0 | 0 | 0 | 0 | Generic Storage
| Total | 2656.9339 | 2624.2569 | 2629.2135 | 2610.1925 | 2586.3535 | 2548.0605 | 2500.1315 | 2461.8385 | 2433.1815 | 2404.5245 | 2380.6855 | 2356.8465 | 2339.7502 | 2325.2962 | 2310.8422 | 2301.2062 | 2291.5702 | 2272.2982 | 2253.0262 | 2228.9362 | 2214.4822 | 2200.0282 | Total
Figure 5.2N Peak Supply by terminal. System Transformation
|  | 2019/20 | 2020/21 | 2021/22 | 2022/23 | 2023/24 | 2024/25 | 2025/26 | 2026/27 | 2027/28 | 2028/29 | 2029/30 | 2030/31 | 2031/32 | 2032/33 | 2033/34 | 2034/35 | 2035/36 | 2036/37 | 2037/38 | 2038/39 | 2039/40 | 2040/41 |  | 2019/20 | 2020/21 | 2021/22 | 2022/23 | 2023/24 | 2024/25 | 2025/26 | 2026/27 | 2027/28 | 2028/29 | 2029/30 | 2030/31 | 2031/32 | 2032/33 | 2033/34 | 2034/35 | 2035/36 | 2036/37 | 2037/38 | 2038/39 | 2039/40 | 2040/41 | 2041/42 | 2042/43 | 2043/44 | 2044/45 | 2045/46 | 2046/47 | 2047/48 | 2048/49 | 2049/50 | 2050/51
| Bacton | 680.128 | 644.9144 | 631.7155 | 618.3429 | 623.7566 | 613.0632 | 598.5901 | 588.8666 | 600.2071 | 598.7951 | 579.8714 | 567.7585 | 553.5023 | 543.8015 | 533.8841 | 529.6573 | 525.057 | 520.6659 | 517.156 | 514.953 | 512.6678 | 502.4965 | Bacton | 169.3968 | 160.6263 | 157.3389 | 154.0082 | 155.3566 | 152.6932 | 149.0884 | 146.6666 | 149.4912 | 149.1395 | 144.4263 | 141.4093 | 137.8586 | 135.4425 | 132.9724 | 131.9196 | 130.7739 | 129.6802 | 128.806 | 128.2573 | 127.6881 | 125.1548 | 125.1548 | 125.1548 | 125.1548 | 125.1548 | 125.1548 | 125.1548 | 125.1548 | 125.1548 | 125.1548 | 125.1548
| Barrow | 24.5694 | 18.5644 | 15.4986 | 14.2265 | 13.7527 | 11.7311 | 10.2151 | 9.6877 | 8.747 | 3.8534 | 0 | 0 | 0 | 0 | 0 | 0 | 0 | 0 | 0 | 0 | 0 | 0 | Barrow | 6.1194 | 4.6238 | 3.8602 | 3.5433 | 3.4253 | 2.9218 | 2.5442 | 2.4129 | 2.1786 | 0.95976 | 0 | 0 | 0 | 0 | 0 | 0 | 0 | 0 | 0 | 0 | 0 | 0 | 0 | 0 | 0 | 0 | 0 | 0 | 0 | 0 | 0 | 0
| Easington | 350.3326 | 343.6233 | 360.3728 | 354.5955 | 358.6138 | 352.915 | 340.8195 | 337.7745 | 332.2032 | 325.0985 | 318.4521 | 313.5307 | 311.1261 | 310.3345 | 309.6773 | 309.1546 | 308.6243 | 305.2115 | 305.2115 | 305.2115 | 305.2115 | 305.2115 | Easington | 87.2559 | 85.5849 | 89.7566 | 88.3177 | 89.3185 | 87.8991 | 84.8866 | 84.1281 | 82.7405 | 80.971 | 79.3156 | 78.0898 | 77.4909 | 77.2938 | 77.1301 | 76.9999 | 76.8678 | 76.0178 | 76.0178 | 76.0178 | 76.0178 | 76.0178 | 76.0178 | 76.0178 | 76.0178 | 76.0178 | 76.0178 | 76.0178 | 76.0178 | 76.0178 | 76.0178 | 76.0178
| St Fergus | 464.9934 | 437.6766 | 432.7974 | 444.3295 | 437.3976 | 427.2606 | 431.8522 | 423.0747 | 400.0032 | 396.5985 | 386.6866 | 386.1299 | 384.5009 | 384.0979 | 386.0504 | 383.1925 | 384.533 | 384.4986 | 373.653 | 371.1939 | 363.6374 | 351.7625 | St Fergus | 115.814 | 109.0104 | 107.7951 | 110.6674 | 108.9409 | 106.4161 | 107.5597 | 105.3735 | 99.6272 | 98.7792 | 96.3105 | 96.1718 | 95.7661 | 95.6657 | 96.152 | 95.4402 | 95.7741 | 95.7655 | 93.0643 | 92.4518 | 90.5697 | 87.6121 | 85.3704 | 84.7468 | 82.9972 | 81.0987 | 79.5507 | 77.1952 | 75.4615 | 74.8409 | 75.6684 | 74.4514
| Teesside | 99.5844 | 122.0651 | 129.1196 | 137.4118 | 131.187 | 132.4775 | 127.8613 | 121.1693 | 102.9414 | 80.616 | 92.1256 | 91.457 | 81.7449 | 73.0564 | 74.5099 | 72.8137 | 72.6668 | 67.374 | 63.8253 | 58.0163 | 48.0026 | 44.3476 | Teesside | 24.8031 | 30.4023 | 32.1593 | 34.2246 | 32.6742 | 32.9956 | 31.8459 | 30.1791 | 25.6392 | 20.0787 | 22.9454 | 22.7788 | 20.3599 | 18.1959 | 18.5579 | 18.1354 | 18.0988 | 16.7806 | 15.8967 | 14.4499 | 11.9558 | 11.0455 | 9.551 | 9.1353 | 7.9689 | 6.7032 | 5.6712 | 5.0329 | 3.6145 | 2.5314 | 0 | 0
| Onshore | 3.96 | 5.9543 | 7.2093 | 8.4643 | 9.7193 | 10.9743 | 12.2294 | 13.4844 | 14.7394 | 15.9944 | 17.2494 | 18.5044 | 19.7594 | 21.0144 | 22.2695 | 23.5245 | 24.7795 | 21.2165 | 12.8355 | 14.0905 | 14.454 | 14.454 | Onshore | 0.9863 | 1.483 | 1.7956 | 2.1082 | 2.4208 | 2.7333 | 3.0459 | 3.3585 | 3.6711 | 3.9837 | 4.2962 | 4.6088 | 4.9214 | 5.234 | 5.5466 | 5.8591 | 6.1717 | 5.2843 | 3.1969 | 3.5095 | 3.6 | 3.6 | 2.4 | 2.4 | 1.2 | 1.2 | 0 | 0 | 0 | 0 | 0 | 0
| Burton Point | 0 | 0 | 0 | 0 | 0 | 0 | 0 | 0 | 0 | 0 | 0 | 0 | 0 | 0 | 0 | 0 | 0 | 0 | 0 | 0 | 0 | 0 | Burton Point | 0 | 0 | 0 | 0 | 0 | 0 | 0 | 0 | 0 | 0 | 0 | 0 | 0 | 0 | 0 | 0 | 0 | 0 | 0 | 0 | 0 | 0 | 0 | 0 | 0 | 0 | 0 | 0 | 0 | 0 | 0 | 0
| Isle of Grain | 236.742 | 236.742 | 236.742 | 236.742 | 236.742 | 236.742 | 236.742 | 236.742 | 236.742 | 236.742 | 236.742 | 236.742 | 236.742 | 236.742 | 236.742 | 236.742 | 236.742 | 236.742 | 236.742 | 236.742 | 236.742 | 236.742 | Isle of Grain | 58.9644 | 58.9644 | 58.9644 | 58.9644 | 58.9644 | 58.9644 | 58.9644 | 58.9644 | 58.9644 | 58.9644 | 58.9644 | 58.9644 | 58.9644 | 58.9644 | 58.9644 | 58.9644 | 58.9644 | 58.9644 | 58.9644 | 58.9644 | 58.9644 | 58.9644 | 58.9644 | 58.9644 | 58.9644 | 58.9644 | 58.9644 | 58.9644 | 58.9644 | 58.9644 | 58.9644 | 58.9644
| Milford Haven | 346.0492 | 352.792 | 352.792 | 352.792 | 352.792 | 352.792 | 352.792 | 352.792 | 352.792 | 352.792 | 352.792 | 352.792 | 352.792 | 352.792 | 352.792 | 352.792 | 352.792 | 352.792 | 352.792 | 352.792 | 352.792 | 352.792 | Milford Haven | 86.1891 | 87.8685 | 87.8685 | 87.8685 | 87.8685 | 87.8685 | 87.8685 | 87.8685 | 87.8685 | 87.8685 | 87.8685 | 87.8685 | 87.8685 | 87.8685 | 87.8685 | 87.8685 | 87.8685 | 87.8685 | 87.8685 | 87.8685 | 87.8685 | 87.8685 | 87.8685 | 87.8685 | 87.8685 | 87.8685 | 87.8685 | 87.8685 | 87.8685 | 87.8685 | 87.8685 | 87.8685
| Medium & Short Range Storage | 450.575 | 474.1832 | 474.1832 | 474.1832 | 474.1832 | 474.1832 | 474.1832 | 474.1832 | 474.1832 | 474.1832 | 474.1832 | 474.1832 | 474.1832 | 474.1832 | 474.1832 | 474.1832 | 474.1832 | 474.1832 | 474.1832 | 474.1832 | 474.1832 | 474.1832 | Medium & Short Range Storage | 112.2229 | 118.1029 | 118.1029 | 118.1029 | 118.1029 | 118.1029 | 118.1029 | 118.1029 | 118.1029 | 118.1029 | 118.1029 | 118.1029 | 118.1029 | 118.1029 | 118.1029 | 118.1029 | 118.1029 | 118.1029 | 118.1029 | 118.1029 | 118.1029 | 118.1029 | 118.1029 | 118.1029 | 118.1029 | 118.1029 | 118.1029 | 118.1029 | 118.1029 | 118.1029 | 118.1029 | 118.1029
| Long Range Storage | 0 | 0 | 0 | 0 | 0 | 0 | 0 | 0 | 0 | 0 | 0 | 0 | 0 | 0 | 0 | 0 | 0 | 0 | 0 | 0 | 0 | 0 | Long Range Storage | 0 | 0 | 0 | 0 | 0 | 0 | 0 | 0 | 0 | 0 | 0 | 0 | 0 | 0 | 0 | 0 | 0 | 0 | 0 | 0 | 0 | 0 | 0 | 0 | 0 | 0 | 0 | 0 | 0 | 0 | 0 | 0
| Generic Storage | 0 | 0 | 0 | 0 | 0 | 0 | 0 | 0 | 0 | 0 | 0 | 0 | 0 | 0 | 0 | 0 | 0 | 0 | 0 | 0 | 0 | 0 | Generic Storage
| Total | 2656.9339 | 2636.5153 | 2640.4304 | 2641.0877 | 2638.1441 | 2612.1389 | 2585.2847 | 2557.7743 | 2522.5585 | 2484.6731 | 2458.1023 | 2441.0977 | 2414.3507 | 2396.0219 | 2390.1082 | 2382.0597 | 2379.3778 | 2362.6837 | 2336.3985 | 2327.1824 | 2307.6904 | 2281.9893 | Total
Figure 5.2Q Peak Supply by terminal. Leading the Way
|  | 2019/20 | 2020/21 | 2021/22 | 2022/23 | 2023/24 | 2024/25 | 2025/26 | 2026/27 | 2027/28 | 2028/29 | 2029/30 | 2030/31 | 2031/32 | 2032/33 | 2033/34 | 2034/35 | 2035/36 | 2036/37 | 2037/38 | 2038/39 | 2039/40 | 2040/41 |  | 2019/20 | 2020/21 | 2021/22 | 2022/23 | 2023/24 | 2024/25 | 2025/26 | 2026/27 | 2027/28 | 2028/29 | 2029/30 | 2030/31 | 2031/32 | 2032/33 | 2033/34 | 2034/35 | 2035/36 | 2036/37 | 2037/38 | 2038/39 | 2039/40 | 2040/41 | 2041/42 | 2042/43 | 2043/44 | 2044/45 | 2045/46 | 2046/47 | 2047/48 | 2048/49 | 2049/50 | 2050/51
| Bacton | 680.128 | 642.4993 | 630.4802 | 615.2477 | 618.7462 | 607.3996 | 593.9842 | 584.7384 | 599.0161 | 598.065 | 580.4846 | 567.8015 | 554.5127 | 543.8961 | 533.2678 | 528.4934 | 522.801 | 518.849 | 515.69 | 513.7073 | 511.6507 | 502.4965 | Bacton | 169.3968 | 160.0247 | 157.0312 | 153.2373 | 154.1086 | 151.2826 | 147.9413 | 145.6385 | 149.1946 | 148.9577 | 144.579 | 141.4201 | 138.1103 | 135.466 | 132.8189 | 131.6297 | 130.2119 | 129.2276 | 128.4409 | 127.947 | 127.4348 | 125.1548 | 125.1548 | 125.1548 | 125.1548 | 125.1548 | 125.1548 | 125.1548 | 125.1548 | 125.1548 | 125.1548 | 125.1548
| Barrow | 24.5694 | 18.2496 | 15.3504 | 13.8464 | 13.1845 | 11.1302 | 9.7254 | 9.2247 | 8.6404 | 3.8242 | 0 | 0 | 0 | 0 | 0 | 0 | 0 | 0 | 0 | 0 | 0 | 0 | Barrow | 6.1194 | 4.5454 | 3.8233 | 3.4487 | 3.2838 | 2.7721 | 2.4223 | 2.2976 | 2.152 | 0.95248 | 0 | 0 | 0 | 0 | 0 | 0 | 0 | 0 | 0 | 0 | 0 | 0 | 0 | 0 | 0 | 0 | 0 | 0 | 0 | 0 | 0 | 0
| Easington | 350.3326 | 342.9719 | 359.8454 | 353.2761 | 356.4072 | 350.4715 | 339.1128 | 336.2181 | 331.8742 | 324.9478 | 318.557 | 313.5362 | 311.2432 | 310.3462 | 309.5896 | 308.9856 | 308.283 | 305.2115 | 305.2115 | 305.2115 | 305.2115 | 305.2115 | Easington | 87.2559 | 85.4227 | 89.6253 | 87.9891 | 88.7689 | 87.2905 | 84.4615 | 83.7405 | 82.6586 | 80.9334 | 79.3417 | 78.0912 | 77.5201 | 77.2967 | 77.1083 | 76.9578 | 76.7828 | 76.0178 | 76.0178 | 76.0178 | 76.0178 | 76.0178 | 76.0178 | 76.0178 | 76.0178 | 76.0178 | 76.0178 | 76.0178 | 76.0178 | 76.0178 | 76.0178 | 76.0178
| St Fergus | 464.9934 | 435.0916 | 431.3868 | 440.079 | 431.1106 | 419.9858 | 424.825 | 416.4868 | 398.6044 | 396.5291 | 379.2594 | 372.885 | 365.7947 | 366.3192 | 365.6468 | 359.897 | 355.4813 | 353.6337 | 343.3772 | 338.9009 | 337.4277 | 327.0999 | St Fergus | 115.814 | 108.3665 | 107.4438 | 109.6087 | 107.375 | 104.6042 | 105.8095 | 103.7327 | 99.2788 | 98.7619 | 94.4606 | 92.873 | 91.107 | 91.2377 | 91.0702 | 89.6381 | 88.5383 | 88.0781 | 85.5236 | 84.4087 | 84.0418 | 81.4695 | 79.8428 | 78.7721 | 77.9005 | 76.2052 | 73.0494 | 72.592 | 72.5168 | 72.4949 | 73.2652 | 71.7381
| Teesside | 99.5844 | 119.9951 | 127.8853 | 133.7405 | 125.7664 | 125.6915 | 121.7327 | 115.3779 | 101.6867 | 80.0048 | 84.6246 | 78.2059 | 66.4504 | 61.2203 | 60.7641 | 56.9615 | 52.6518 | 46.6772 | 43.1531 | 36.4163 | 30.9556 | 27.906 | Teesside | 24.8031 | 29.8867 | 31.8519 | 33.3102 | 31.3241 | 31.3055 | 30.3195 | 28.7367 | 25.3267 | 19.9265 | 21.0771 | 19.4784 | 16.5505 | 15.2479 | 15.1343 | 14.1872 | 13.1138 | 11.6257 | 10.748 | 9.0701 | 7.71 | 6.9504 | 5.866 | 5.1522 | 4.5711 | 3.4409 | 1.337 | 1.2667 | 1.2051 | 0.96737 | 0 | 0
| Onshore | 3.96 | 4.9503 | 5.2013 | 5.4523 | 5.7033 | 5.9543 | 6.2053 | 6.4563 | 6.7073 | 6.9583 | 7.2093 | 7.4603 | 7.7113 | 7.9623 | 8.2133 | 8.4643 | 8.7153 | 8.9663 | 9.2173 | 9.4683 | 9.7193 | 9.9703 | Onshore | 0.9863 | 1.2329 | 1.2955 | 1.358 | 1.4205 | 1.483 | 1.5455 | 1.608 | 1.6706 | 1.7331 | 1.7956 | 1.8581 | 1.9206 | 1.9831 | 2.0457 | 2.1082 | 2.1707 | 2.2332 | 2.2957 | 2.3582 | 2.4208 | 2.4833 | 2.5458 | 2.6083 | 2.6708 | 2.1333 | 0.99585 | 0.45837 | 0.52089 | 0 | 0.045917 | 0
| Burton Point | 0 | 0 | 0 | 0 | 0 | 0 | 0 | 0 | 0 | 0 | 0 | 0 | 0 | 0 | 0 | 0 | 0 | 0 | 0 | 0 | 0 | 0 | Burton Point | 0 | 0 | 0 | 0 | 0 | 0 | 0 | 0 | 0 | 0 | 0 | 0 | 0 | 0 | 0 | 0 | 0 | 0 | 0 | 0 | 0 | 0 | 0 | 0 | 0 | 0 | 0 | 0 | 0 | 0 | 0 | 0
| Isle of Grain | 236.742 | 236.742 | 236.742 | 236.742 | 236.742 | 236.742 | 236.742 | 236.742 | 236.742 | 236.742 | 236.742 | 236.742 | 236.742 | 236.742 | 236.742 | 236.742 | 236.742 | 236.742 | 236.742 | 236.742 | 236.742 | 236.742 | Isle of Grain | 58.9644 | 58.9644 | 58.9644 | 58.9644 | 58.9644 | 58.9644 | 58.9644 | 58.9644 | 58.9644 | 58.9644 | 58.9644 | 58.9644 | 58.9644 | 58.9644 | 58.9644 | 58.9644 | 58.9644 | 58.9644 | 58.9644 | 58.9644 | 58.9644 | 58.9644 | 58.9644 | 58.9644 | 58.9644 | 58.9644 | 58.9644 | 58.9644 | 58.9644 | 58.9644 | 58.9644 | 58.9644
| Milford Haven | 346.0492 | 352.792 | 352.792 | 352.792 | 352.792 | 352.792 | 352.792 | 352.792 | 352.792 | 352.792 | 352.792 | 352.792 | 352.792 | 352.792 | 352.792 | 352.792 | 352.792 | 352.792 | 352.792 | 352.792 | 352.792 | 352.792 | Milford Haven | 86.1891 | 87.8685 | 87.8685 | 87.8685 | 87.8685 | 87.8685 | 87.8685 | 87.8685 | 87.8685 | 87.8685 | 87.8685 | 87.8685 | 87.8685 | 87.8685 | 87.8685 | 87.8685 | 87.8685 | 87.8685 | 87.8685 | 87.8685 | 87.8685 | 87.8685 | 87.8685 | 87.8685 | 87.8685 | 87.8685 | 87.8685 | 87.8685 | 87.8685 | 87.8685 | 87.8685 | 87.8685
| Medium & Short Range Storage | 450.575 | 474.1832 | 474.1832 | 474.1832 | 474.1832 | 474.1832 | 474.1832 | 474.1832 | 474.1832 | 474.1832 | 474.1832 | 474.1832 | 474.1832 | 474.1832 | 474.1832 | 474.1832 | 474.1832 | 474.1832 | 474.1832 | 474.1832 | 474.1832 | 474.1832 | Medium & Short Range Storage | 112.2229 | 118.1029 | 118.1029 | 118.1029 | 118.1029 | 118.1029 | 118.1029 | 118.1029 | 118.1029 | 118.1029 | 118.1029 | 118.1029 | 118.1029 | 118.1029 | 118.1029 | 118.1029 | 118.1029 | 118.1029 | 118.1029 | 118.1029 | 118.1029 | 118.1029 | 118.1029 | 118.1029 | 118.1029 | 118.1029 | 118.1029 | 118.1029 | 118.1029 | 118.1029 | 118.1029 | 118.1029
| Long Range Storage | 0 | 0 | 0 | 0 | 0 | 0 | 0 | 0 | 0 | 0 | 0 | 0 | 0 | 0 | 0 | 0 | 0 | 0 | 0 | 0 | 0 | 0 | Long Range Storage | 0 | 0 | 0 | 0 | 0 | 0 | 0 | 0 | 0 | 0 | 0 | 0 | 0 | 0 | 0 | 0 | 0 | 0 | 0 | 0 | 0 | 0 | 0 | 0 | 0 | 0 | 0 | 0 | 0 | 0 | 0 | 0
| Generic Storage | 0 | 0 | 0 | 0 | 0 | 0 | 0 | 0 | 0 | 0 | 0 | 0 | 0 | 0 | 0 | 0 | 0 | 0 | 0 | 0 | 0 | 0 | Generic Storage
| Total | 2656.9339 | 2627.4751 | 2633.8666 | 2625.3592 | 2614.6354 | 2584.35 | 2559.3027 | 2532.2195 | 2510.2463 | 2474.0464 | 2433.8521 | 2403.6061 | 2369.4295 | 2353.4614 | 2341.1989 | 2326.519 | 2311.6496 | 2297.0548 | 2280.3664 | 2267.4215 | 2258.6819 | 2236.4014 | Total
Figure 5.2T Peak Supply by terminal. Steady Progression
|  | 2019/20 | 2020/21 | 2021/22 | 2022/23 | 2023/24 | 2024/25 | 2025/26 | 2026/27 | 2027/28 | 2028/29 | 2029/30 | 2030/31 | 2031/32 | 2032/33 | 2033/34 | 2034/35 | 2035/36 | 2036/37 | 2037/38 | 2038/39 | 2039/40 | 2040/41 |  | 2019/20 | 2020/21 | 2021/22 | 2022/23 | 2023/24 | 2024/25 | 2025/26 | 2026/27 | 2027/28 | 2028/29 | 2029/30 | 2030/31 | 2031/32 | 2032/33 | 2033/34 | 2034/35 | 2035/36 | 2036/37 | 2037/38 | 2038/39 | 2039/40 | 2040/41 | 2041/42 | 2042/43 | 2043/44 | 2044/45 | 2045/46 | 2046/47 | 2047/48 | 2048/49 | 2049/50 | 2050/51
| Bacton | 680.128 | 644.9144 | 631.7155 | 618.3429 | 623.7566 | 613.0632 | 598.5901 | 588.8666 | 600.2071 | 598.7951 | 579.8714 | 568.9409 | 553.5023 | 543.8015 | 533.8841 | 529.6573 | 525.057 | 520.6659 | 517.156 | 514.953 | 512.309 | 502.4965 | Bacton | 169.3968 | 160.6263 | 157.3389 | 154.0082 | 155.3566 | 152.6932 | 149.0884 | 146.6666 | 149.4912 | 149.1395 | 144.4263 | 141.7038 | 137.8586 | 135.4425 | 132.9724 | 131.9196 | 130.7739 | 129.6802 | 128.806 | 128.2573 | 127.5987 | 125.1548 | 125.1548 | 125.1548 | 125.1548 | 125.1548 | 125.1548 | 125.1548 | 125.1548 | 125.1548 | 125.1548 | 125.1548 | #N/A
| Barrow | 24.5694 | 18.5644 | 15.4986 | 14.2265 | 13.7527 | 11.7311 | 10.2151 | 9.6877 | 8.747 | 3.8534 | 0 | 0 | 0 | 0 | 0 | 0 | 0 | 0 | 0 | 0 | 0 | 0 | Barrow | 6.1194 | 4.6238 | 3.8602 | 3.5433 | 3.4253 | 2.9218 | 2.5442 | 2.4129 | 2.1786 | 0.95976 | 0 | 0 | 0 | 0 | 0 | 0 | 0 | 0 | 0 | 0 | 0 | 0 | 0 | 0 | 0 | 0 | 0 | 0 | 0 | 0 | 0 | 0 | #N/A
| Easington | 350.3326 | 343.6233 | 360.3728 | 354.5955 | 358.6138 | 352.915 | 340.8195 | 337.7745 | 332.2032 | 325.0985 | 318.4521 | 313.6815 | 311.1261 | 310.3345 | 309.6773 | 309.1546 | 308.6243 | 305.2115 | 305.2115 | 305.2115 | 305.2115 | 305.2115 | Easington | 87.2559 | 85.5849 | 89.7566 | 88.3177 | 89.3185 | 87.8991 | 84.8866 | 84.1281 | 82.7405 | 80.971 | 79.3156 | 78.1274 | 77.4909 | 77.2938 | 77.1301 | 76.9999 | 76.8678 | 76.0178 | 76.0178 | 76.0178 | 76.0178 | 76.0178 | 76.0178 | 76.0178 | 76.0178 | 76.0178 | 76.0178 | 76.0178 | 76.0178 | 76.0178 | 76.0178 | 76.0178 | #N/A
| St Fergus | 464.9934 | 437.6766 | 432.7974 | 444.3295 | 437.3976 | 427.2606 | 431.8522 | 423.0747 | 400.0032 | 396.5985 | 386.6866 | 387.9578 | 384.5009 | 384.0979 | 386.0504 | 383.1925 | 384.533 | 384.4986 | 373.653 | 371.1939 | 360.8717 | 351.7625 | St Fergus | 115.814 | 109.0104 | 107.7951 | 110.6674 | 108.9409 | 106.4161 | 107.5597 | 105.3735 | 99.6272 | 98.7792 | 96.3105 | 96.6271 | 95.7661 | 95.6657 | 96.152 | 95.4402 | 95.7741 | 95.7655 | 93.0643 | 92.4518 | 89.8809 | 87.6121 | 85.3704 | 84.0268 | 82.9972 | 81.0987 | 79.5507 | 77.1952 | 75.4615 | 74.8409 | 75.6684 | 74.4514 | #N/A
| Teesside | 99.5844 | 122.0651 | 129.1196 | 137.4118 | 131.187 | 132.4775 | 127.8613 | 121.1693 | 102.9414 | 80.616 | 92.1256 | 93.114 | 81.7449 | 73.0564 | 74.5099 | 72.8137 | 72.6668 | 67.374 | 63.8253 | 58.0163 | 46.3091 | 44.3476 | Teesside | 24.8031 | 30.4023 | 32.1593 | 34.2246 | 32.6742 | 32.9956 | 31.8459 | 30.1791 | 25.6392 | 20.0787 | 22.9454 | 23.1915 | 20.3599 | 18.1959 | 18.5579 | 18.1354 | 18.0988 | 16.7806 | 15.8967 | 14.4499 | 11.534 | 11.0455 | 9.551 | 8.6553 | 7.9689 | 6.7032 | 5.6712 | 5.0329 | 3.6145 | 2.5314 | 0 | 0 | #N/A
| Onshore | 3.96 | 7.2093 | 9.7193 | 12.2294 | 14.7394 | 18.5694 | 21.7394 | 24.9095 | 28.0795 | 31.2495 | 34.4195 | 38.5671 | 55.4492 | 77.7331 | 102.9676 | 131.3355 | 163.2063 | 197.4668 | 224.1551 | 245.0858 | 263.2617 | 274.4319 | Onshore | 0.9863 | 1.7956 | 2.4208 | 3.0459 | 3.6711 | 4.625 | 5.4146 | 6.2041 | 6.9936 | 7.7832 | 8.5727 | 9.6058 | 13.8105 | 19.3607 | 25.6457 | 32.7112 | 40.6491 | 49.1823 | 55.8294 | 61.0425 | 65.5695 | 68.3516 | 69.1573 | 69.3242 | 70.2338 | 69.6587 | 68.9526 | 69.2934 | 70.8304 | 70.8005 | 70.6882 | 69.8831 | 120.1024
| Burton Point | 0 | 0 | 0 | 0 | 0 | 0 | 0 | 0 | 0 | 0 | 0 | 0 | 0 | 0 | 0 | 0 | 0 | 0 | 0 | 0 | 0 | 0 | Burton Point | 0 | 0 | 0 | 0 | 0 | 0 | 0 | 0 | 0 | 0 | 0 | 0 | 0 | 0 | 0 | 0 | 0 | 0 | 0 | 0 | 0 | 0 | 0 | 0 | 0 | 0 | 0 | 0 | 0 | 0 | 0 | 0 | 0
| Isle of Grain | 236.742 | 236.742 | 236.742 | 236.742 | 236.742 | 236.742 | 236.742 | 236.742 | 236.742 | 236.742 | 236.742 | 236.742 | 236.742 | 236.742 | 236.742 | 236.742 | 236.742 | 236.742 | 236.742 | 236.742 | 236.742 | 236.742 | Isle of Grain | 58.9644 | 58.9644 | 58.9644 | 58.9644 | 58.9644 | 58.9644 | 58.9644 | 58.9644 | 58.9644 | 58.9644 | 58.9644 | 58.9644 | 58.9644 | 58.9644 | 58.9644 | 58.9644 | 58.9644 | 58.9644 | 58.9644 | 58.9644 | 58.9644 | 58.9644 | 58.9644 | 58.9644 | 58.9644 | 58.9644 | 58.9644 | 58.9644 | 58.9644 | 58.9644 | 58.9644 | 58.9644 | 58.9644
| Milford Haven | 346.0492 | 352.792 | 352.792 | 352.792 | 352.792 | 352.792 | 352.792 | 352.792 | 352.792 | 352.792 | 352.792 | 352.792 | 352.792 | 352.792 | 352.792 | 352.792 | 352.792 | 352.792 | 352.792 | 352.792 | 352.792 | 352.792 | Milford Haven | 86.1891 | 87.8685 | 87.8685 | 87.8685 | 87.8685 | 87.8685 | 87.8685 | 87.8685 | 87.8685 | 87.8685 | 87.8685 | 87.8685 | 87.8685 | 87.8685 | 87.8685 | 87.8685 | 87.8685 | 87.8685 | 87.8685 | 87.8685 | 87.8685 | 87.8685 | 87.8685 | 87.8685 | 87.8685 | 87.8685 | 87.8685 | 87.8685 | 87.8685 | 87.8685 | 87.8685 | 87.8685 | 86.1891
| Medium & Short Range Storage | 450.575 | 474.1832 | 474.1832 | 474.1832 | 474.1832 | 474.1832 | 474.1832 | 474.1832 | 474.1832 | 474.1832 | 474.1832 | 474.1832 | 474.1832 | 474.1832 | 474.1832 | 474.1832 | 474.1832 | 474.1832 | 474.1832 | 474.1832 | 474.1832 | 474.1832 | Medium & Short Range Storage | 112.2229 | 118.1029 | 118.1029 | 118.1029 | 118.1029 | 118.1029 | 118.1029 | 118.1029 | 118.1029 | 118.1029 | 118.1029 | 118.1029 | 118.1029 | 118.1029 | 118.1029 | 118.1029 | 118.1029 | 118.1029 | 118.1029 | 118.1029 | 118.1029 | 118.1029 | 118.1029 | 118.1029 | 118.1029 | 118.1029 | 118.1029 | 118.1029 | 118.1029 | 118.1029 | 118.1029 | 118.1029 | #N/A
| Long Range Storage | 0 | 0 | 0 | 0 | 0 | 0 | 0 | 0 | 0 | 0 | 0 | 0 | 0 | 0 | 0 | 0 | 0 | 0 | 0 | 0 | 0 | 0 | Long Range Storage | 0 | 0 | 0 | 0 | 0 | 0 | 0 | 0 | 0 | 0 | 0 | 0 | 0 | 0 | 0 | 0 | 0 | 0 | 0 | 0 | 0 | 0 | 0 | 0 | 0 | 0 | 0 | 0 | 0 | 0 | 0 | 0 | #N/A
| Generic Storage | 0 | 0 | 0 | 0 | 0 | 0 | 0 | 0 | 0 | 0 | 0 | 0 | 0 | 0 | 0 | 0 | 0 | 0 | 0 | 0 | 0 | 0 | Generic Storage
| Total | 2656.9339 | 2637.7704 | 2642.9404 | 2644.8528 | 2643.1641 | 2619.7339 | 2594.7948 | 2569.1994 | 2535.8986 | 2499.9282 | 2475.2724 | 2465.9784 | 2450.0405 | 2452.7405 | 2470.8064 | 2489.8708 | 2517.8047 | 2538.9339 | 2547.7181 | 2558.1776 | 2551.6801 | 2541.9672 | Total
Figure 5.2T Peak Supply by terminal. Central Forecast
|  | 2019/20 | 2020/21 | 2021/22 | 2022/23 | 2023/24 | 2024/25 | 2025/26 | 2026/27 | 2027/28 | 2028/29 | 2029/30 | 2030/31 | 2031/32 | 2032/33 | 2033/34 | 2034/35 | 2035/36 | 2036/37 | 2037/38 | 2038/39 | 2039/40 | 2040/41 |  | 2019/20 | 2020/21 | 2021/22 | 2022/23 | 2023/24 | 2024/25 | 2025/26 | 2026/27 | 2027/28 | 2028/29 | 2029/30 | 2030/31 | 2031/32 | 2032/33 | 2033/34 | 2034/35 | 2035/36 | 2036/37 | 2037/38 | 2038/39 | 2039/40 | 2040/41 | 2041/42 | 2042/43 | 2043/44 | 2044/45 | 2045/46 | 2046/47 | 2047/48 | 2048/49 | 2049/50 | 2050/51
| Bacton | 680.128 | 642.4993 | 630.4802 | 615.2477 | 617.5078 | 607.3996 | 592.8724 | [15 empty] | Bacton | 2019/20: 169.3968; 2020/21: 160.0247; 2021/22: 157.0312; 2022/23: 153.2373; 2023/24: 153.8002; 2024/25: 151.2826; 2025/26: 147.6643
| Barrow | 24.5694 | 18.2496 | 15.3504 | 13.8464 | 13.044 | 11.1302 | 9.6072 | [15 empty] | Barrow | 2019/20: 6.1194; 2020/21: 4.5454; 2021/22: 3.8233; 2022/23: 3.4487; 2023/24: 3.2488; 2024/25: 2.7721; 2025/26: 2.3928
| Easington | 350.3326 | 342.9719 | 359.8454 | 353.2761 | 355.8618 | 350.4715 | 338.7008 | [15 empty] | Easington | 2019/20: 87.2559; 2020/21: 85.4227; 2021/22: 89.6253; 2022/23: 87.9891; 2023/24: 88.6331; 2024/25: 87.2905; 2025/26: 84.3588
| St Fergus | 464.9934 | 435.0916 | 431.3868 | 440.079 | 429.5567 | 419.9858 | 423.1286 | [15 empty] | St Fergus | 2019/20: 115.814; 2020/21: 108.3665; 2021/22: 107.4438; 2022/23: 109.6087; 2023/24: 106.988; 2024/25: 104.6042; 2025/26: 105.3869
| Teesside | 99.5844 | 119.9951 | 127.8853 | 133.7405 | 124.4266 | 125.6915 | 120.2533 | [15 empty] | Teesside | 2019/20: 24.8031; 2020/21: 29.8867; 2021/22: 31.8519; 2022/23: 33.3102; 2023/24: 30.9904; 2024/25: 31.3055; 2025/26: 29.951
| Onshore | 3.3 | 4.9619 | 6.0078 | 7.0536 | 8.0994 | 9.1453 | 10.1911 | [15 empty] | Onshore | 2019/20: 0.82192; 2020/21: 1.2358; 2021/22: 1.4963; 2022/23: 1.7568; 2023/24: 2.0173; 2024/25: 2.2778; 2025/26: 2.5383
| Burton Point | 0 | 0 | 0 | 0 | 0 | 0 | 0 | [15 empty] | Burton Point | 2019/20: 0; 2020/21: 0; 2021/22: 0; 2022/23: 0; 2023/24: 0; 2024/25: 0; 2025/26: 0
| Isle of Grain | 236.742 | 236.742 | 236.742 | 236.742 | 236.742 | 236.742 | 236.742 | [15 empty] | Isle of Grain | 2019/20: 58.9644; 2020/21: 58.9644; 2021/22: 58.9644; 2022/23: 58.9644; 2023/24: 58.9644; 2024/25: 58.9644; 2025/26: 58.9644
| Milford Haven | 346.0492 | 352.792 | 352.792 | 352.792 | 352.792 | 352.792 | 352.792 | [15 empty] | Milford Haven | 2019/20: 86.1891; 2020/21: 87.8685; 2021/22: 87.8685; 2022/23: 87.8685; 2023/24: 87.8685; 2024/25: 87.8685; 2025/26: 87.8685
| Medium & Short Range Storage | 450.575 | 474.1832 | 474.1832 | 474.1832 | 474.1832 | 474.1832 | 474.1832 | [15 empty] | Medium & Short Range Storage | 2019/20: 112.2229; 2020/21: 118.1029; 2021/22: 118.1029; 2022/23: 118.1029; 2023/24: 118.1029; 2024/25: 118.1029; 2025/26: 118.1029
| Long Range Storage | 0 | 0 | 0 | 0 | 0 | 0 | 0 | [15 empty] | Long Range Storage | 2019/20: 0; 2020/21: 0; 2021/22: 0; 2022/23: 0; 2023/24: 0; 2024/25: 0; 2025/26: 0
| Generic Storage | 0 | 0 | 0 | 0 | 0 | 0 | 0 | [15 empty] | Generic Storage
| Total | 2656.2739 | 2627.4867 | 2634.6731 | 2626.9605 | 2612.2136 | 2587.541 | 2558.4705 | 0 | 0 | 0 | 0 | 0 | 0 | 0 | 0 | 0 | 0 | 0 | 0 | 0 | 0 | 0 | Total

## Capacity at each ASEP
Capacity at each ASEP
A5.2A - Peak Bacton scenarios (mcm/d)
Source: National Grid
[16 empty] | Range of Scenarios | 0 | 0 | 0 | 0 | 0 | 4.6777 | 6.7509 | 6.1394 | 7.3133 | 7.1451 | 7.7401 | 7.5489 | 6.1891 | 6.117 | 4.6937 | 2.6052
[17 empty] | 0 | 0 | 0 | 0 | 170.5154 | 161.4295 | 154.3478 | 153.472 | 148.0051 | 147.6019 | 144.3869 | 144.9436 | 142.0036 | 140.5946 | 138.5165 | 135.2322
|  | Location | 00/01 | 01/02 | 02/03 | 03/04 | 04/05 | 05/06 | 06/07 | 07/08 | 08/09 | 09/10 | 10/11 | 11/12 | 12/13 | 13/14 | 14/15 | 15/16 | 16/17 | 17/18 | 18/19 | 19/20 | 20/21 | 21/22 | 22/23 | 23/24 | 24/25 | 25/26 | 26/27 | 27/28 | 28/29 | 29/30
|  | Bacton Sold Capacity | 104.176 | 85.7281 | 88.095 | 46.6082 | 57.9771 | 63.2996 | 88.2735 | 108.8333 | 107.9795 | 105.0003 | 91.5738 | 82.296 | 101.3778 | 100.9091 | 82.3308 | 137.7 | 150.24 | 170.5 | 136.5 | 116 | 68.0944 | 57.9184 | 54.7181 | 54.6894 | 54.6894 | 27.7803 | 0 | 0 | 0 | 0
|  | Bacton Actual | 98.3 | 106.9 | 108 | 109.2 | 110 | 120.8 | 115.5 | 117.5 | 113.4 | 122.6 | 125.4 | 82 | 139 | 94.795 | 73.345 | 67.8 | 111.15 | 135.5 | 99.9 | 57.4
|  | Bacton Obligated Release | 135.6364 | 139.1636 | 142.6818 | 150.4545 | 158.6364 | 158.6364 | 163 | 162.1273 | 162.1273 | 162.1273 | 162.1 | 162.1273 | 162.1273 | 162.1273 | 162.1273 | 162.1273 | 162.1273 | 162.1273 | 162.1273 | 162.1273 | 162.1273 | 162.1273 | 162.1273 | 162.1273 | 162.1273 | 162.1273 | 162.1273 | 162.1273 | 162.1273 | 162.1273
|  | Bacton scenario minimum | 18/19: 170.5154; 19/20: 161.4295; 20/21: 154.3478; 21/22: 153.472; 22/23: 148.0051; 23/24: 147.6019; 24/25: 144.3869; 25/26: 144.9436; 26/27: 142.0036; 27/28: 140.5946; 28/29: 138.5165; 29/30: 135.2322
|  | Bacton scenario maximum | 18/19: 170.5154; 19/20: 166.1072; 20/21: 161.0987; 21/22: 159.6114; 22/23: 155.3184; 23/24: 154.7471; 24/25: 152.127; 25/26: 152.4926; 26/27: 148.1927; 27/28: 146.7116; 28/29: 143.2102; 29/30: 137.8373
*Bacton ASEP was split into seperate Bacton UKCS and Bacton IP ASEPs (effective from 1st November 2015) for capacity booking purposes as a result of regulatory EU changes. This table shows the aggregate position upto 1st November 2015.
A5.2B - Peak Barrow scenarios (mcm/d)
Source: National Grid
[16 empty] | Range of Scenarios | 0 | 0 | 0 | 0 | 0 | 0.31154 | 0.45211 | 0.36323 | 0.34984 | 0.37636 | 0.46285 | 0.40892 | 0.35992 | 0 | 0 | 0
[17 empty] | 0 | 0 | 0 | 0 | 3.1101 | 2.416 | 1.9551 | 1.6754 | 1.0931 | 1.1824 | 1.1501 | 1.0719 | 0.97982 | 0 | 0 | 0
|  |  | 00/01 | 01/02 | 02/03 | 03/04 | 04/05 | 05/06 | 06/07 | 07/08 | 08/09 | 09/10 | 10/11 | 11/12 | 12/13 | 13/14 | 14/15 | 15/16 | 16/17 | 17/18 | 18/19 | 19/20 | 20/21 | 21/22 | 22/23 | 23/24 | 24/25 | 25/26 | 26/27 | 27/28 | 28/29 | 29/30
|  | Barrow Sold Capacity | 51.2355 | 48.9523 | 66.4545 | 39.4379 | 33.5 | 31.8273 | 25.4091 | 28.1 | 28.1 | 16.9182 | 14.2909 | 21.1404 | 19.5599 | 17.4366 | 28.1 | 27.2 | 26.5 | 17.5 | 16.3 | 23.4 | 6.7375 | 6.3 | 5.4 | 5.4 | 0.1 | 0 | 0 | 0 | 0 | 0
|  | Barrow Actual | 55.3 | 55.7 | 50.2 | 45.4 | 35.4 | 29.8 | 25.2 | 20.4 | 17.6 | 17.6 | 14.3 | 11.5 | 10.5 | 8.1444 | 8.145 | 7 | 6.5 | 6.8 | 6.9 | 6.5
|  | Barrow Obligated Release | 85.4091 | 85.4091 | 85.4091 | 64.6364 | 64.6364 | 64.6364 | 28.1 | 28.1 | 28.1 | 28.1 | 28.1 | 28.1 | 28.1 | 28.1 | 30.91 | 30.91 | 30.91 | 30.91 | 30.91 | 30.91 | 30.91 | 30.91 | 30.91 | 30.91 | 30.91 | 30.91 | 30.91 | 30.91 | 30.91 | 30.91
|  | Barrow scenario minimum | 18/19: 3.1101; 19/20: 2.416; 20/21: 1.9551; 21/22: 1.6754; 22/23: 1.0931; 23/24: 1.1824; 24/25: 1.1501; 25/26: 1.0719; 26/27: 0.97982; 27/28: 0; 28/29: 0; 29/30: 0
|  | Barrow scenario maximum | 18/19: 3.1101; 19/20: 2.7275; 20/21: 2.4072; 21/22: 2.0386; 22/23: 1.4429; 23/24: 1.5587; 24/25: 1.6129; 25/26: 1.4809; 26/27: 1.3397; 27/28: 0; 28/29: 0; 29/30: 0
A5.2C - Peak Easington scenarios (mcm/d)
Source: National Grid
[16 empty] | Range of Scenarios | 0 | 0 | 0 | 0.98709 | 1.5011 | 1.8654 | 3.5389 | 3.0185 | 3.0224 | 1.9638 | 1.2585 | 0.98503 | 0.6828 | 0.31505 | -1.3667 | -2.1533
[17 empty] | 0 | 0 | 89.102 | 85.6179 | 83.2327 | 84.6219 | 87.0749 | 85.5006 | 83.5276 | 81.1657 | 79.4438 | 78.5041 | 77.9616 | 77.2365 | 76.7536 | 76.6132
|  |  | 00/01 | 01/02 | 02/03 | 03/04 | 04/05 | 05/06 | 06/07 | 07/08 | 08/09 | 09/10 | 10/11 | 11/12 | 12/13 | 13/14 | 14/15 | 15/16 | 16/17 | 17/18 | 18/19 | 19/20 | 20/21 | 21/22 | 22/23 | 23/24 | 24/25 | 25/26 | 26/27 | 27/28 | 28/29 | 29/30
|  | Easington Sold Capacity | 56.7838 | 60.5334 | 66.5042 | 50.4746 | 25.1068 | 14.3973 | 88.4183 | 104.3079 | 96.5455 | 126.7765 | 127.3424 | 127.4299 | 124.1668 | 120.1018 | 118.2682 | 152.5 | 141.3 | 134.7 | 131.2 | 135.8 | 132.8 | 115.3 | 115.4 | 92.2 | 79.5673 | 69 | 57.7 | 43.8182 | 0 | 0
|  | Easington Actual | 66.1 | 64.1 | 64.4 | 64.5 | 63.6 | 61.7 | 104.3 | 109.8 | 120.1 | 122 | 120.6 | 121.8 | 125.1 | 123.5454 | 125.102 | 120.6 | 103.45 | 90.8 | 90.2 | 84.3
|  | Easington Obligated Release | 86.5273 | 86.5273 | 86.5273 | 93.3636 | 96.5455 | 96.5455 | 96.5455 | 104.3091 | 96.5455 | 127.9273 | 127.9 | 127.9227 | 127.9227 | 127.9227 | 127.9227 | 127.9227 | 127.9227 | 127.9227 | 127.9227 | 127.9227 | 127.9227 | 127.9227 | 127.9227 | 127.9227 | 127.9227 | 127.9227 | 127.9227 | 127.9227 | 127.9227 | 127.9227
|  | Easington scenario minimum | 16/17: 89.102; 17/18: 85.6179; 18/19: 83.2327; 19/20: 84.6219; 20/21: 87.0749; 21/22: 85.5006; 22/23: 83.5276; 23/24: 81.1657; 24/25: 79.4438; 25/26: 78.5041; 26/27: 77.9616; 27/28: 77.2365; 28/29: 76.7536; 29/30: 76.6132
|  | Easington scenario maximum | 16/17: 89.102; 17/18: 86.605; 18/19: 84.7338; 19/20: 86.4873; 20/21: 90.6138; 21/22: 88.5191; 22/23: 86.5499; 23/24: 83.1294; 24/25: 80.7023; 25/26: 79.4891; 26/27: 78.6444; 27/28: 77.5515; 28/29: 75.3868; 29/30: 74.4599
A5.2D - Peak St. Fergus scenarios (mcm/d)
Source: National Grid
[16 empty] | Range of Scenarios | 0 | 0 | 0 | 0 | 0 | 4.6787 | 7.7241 | 6.749 | 8.7802 | 8.7124 | 9.671 | 9.3534 | 8.879 | 8.8894 | 9.8022 | 12.0628
[17 empty] | 0 | 0 | 0 | 0 | 112.3094 | 107.3261 | 104.4451 | 102.1726 | 98.4774 | 98.4145 | 95.0736 | 95.7863 | 96.8974 | 92.8209 | 91.7415 | 92.6899
|  |  | 00/01 | 01/02 | 02/03 | 03/04 | 04/05 | 05/06 | 06/07 | 07/08 | 08/09 | 09/10 | 10/11 | 11/12 | 12/13 | 13/14 | 14/15 | 15/16 | 16/17 | 17/18 | 18/19 | 19/20 | 20/21 | 21/22 | 22/23 | 23/24 | 24/25 | 25/26 | 26/27 | 27/28 | 28/29 | 29/30
|  | St Fergus Sold Capacity | 121.4111 | 136.7657 | 138.1818 | 140.8182 | 160.7995 | 140.3264 | 126.6569 | 137.9483 | 130.7254 | 96.3077 | 97.2559 | 80.6755 | 63.764 | 51.746 | 44.4264 | 151.9 | 152.4 | 134.7 | 131.2 | 135.8 | 10.4 | 4.1 | 3.1 | 2.6 | 0.63317 | 0.34171 | 0 | 0 | 0 | 0
|  | St Fergus Actual | 123.4 | 133.1 | 140 | 139.4 | 145.2 | 131.1 | 125.3 | 124.7 | 120.6 | 100.7 | 91.1 | 80 | 90 | 83.1342 | 87.11 | 80.6 | 112.36 | 90.8 | 90.2 | 84.3
|  | St Fergus Obligated Release | 174.7273 | 174.7273 | 138.1818 | 148 | 149.8182 | 152.4545 | 151.8818 | 151.8818 | 151.8818 | 151.8818 | 151.9 | 151.8818 | 151.8818 | 151.8818 | 151.8818 | 151.8818 | 151.8818 | 151.8818 | 151.8818 | 151.8818 | 151.8818 | 151.8818 | 151.8818 | 151.8818 | 151.8818 | 151.8818 | 151.8818 | 151.8818 | 151.8818 | 151.8818
|  | St Fergus scenario minimum | 18/19: 112.3094; 19/20: 107.3261; 20/21: 104.4451; 21/22: 102.1726; 22/23: 98.4774; 23/24: 98.4145; 24/25: 95.0736; 25/26: 95.7863; 26/27: 96.8974; 27/28: 92.8209; 28/29: 91.7415; 29/30: 92.6899
|  | St Fergus scenario maximum | 18/19: 112.3094; 19/20: 112.0048; 20/21: 112.1691; 21/22: 108.9216; 22/23: 107.2577; 23/24: 107.1269; 24/25: 104.7446; 25/26: 105.1396; 26/27: 105.7764; 27/28: 101.7103; 28/29: 101.5437; 29/30: 104.7526
A5.2E - Peak Teesside scenarios (mcm/d)
Source: National Grid
[16 empty] | Range of Scenarios | 0 | 0 | 0 | 0 | 1.5987e-14 | 2.665 | 6.1318 | 6.2429 | 7.9777 | 7.8677 | 10.5437 | 9.525 | 8.3935 | 8.9686 | 8.9412 | 9.0498
[17 empty] | 0 | 0 | 0 | 0 | 15.832 | 20.6669 | 26.5158 | 28.7946 | 24.926 | 24.717 | 26.1983 | 24.9689 | 24.5318 | 21.9768 | 19.5569 | 18.3852
|  |  | 00/01 | 01/02 | 02/03 | 03/04 | 04/05 | 05/06 | 06/07 | 07/08 | 08/09 | 09/10 | 10/11 | 11/12 | 12/13 | 13/14 | 14/15 | 15/16 | 16/17 | 17/18 | 18/19 | 19/20 | 20/21 | 21/22 | 22/23 | 23/24 | 24/25 | 25/26 | 26/27 | 27/28 | 28/29 | 29/30
|  | Teesside Sold Capacity | 34.8785 | 43.5777 | 74.4545 | 41.3328 | 22.9644 | 19.2234 | 13.1744 | 37.2379 | 33.5132 | 26.7116 | 25.6964 | 24.1766 | 27.8151 | 25.411 | 31.5164 | 41.4 | 40.5 | 40.7 | 40.7 | 48.5 | 6.9 | 11.1 | 9.8 | 6.106 | 4.9 | 4.1447 | 3.4349 | 2.5126 | 2.0022 | 1.8366
|  | Teesside Actual | 40.1 | 40.5 | 44.3 | 40.4 | 37.2 | 33.8 | 35.4 | 26.3 | 33.9 | 28.7 | 32.2 | 20 | 17.4 | 24.4508 | 24.451 | 25.4 | 21.3 | 20.8 | 31.3 | 33.6
|  | Teesside Obligated Release | 82.0636 | 82.0636 | 90.4182 | 68.2727 | 69.1818 | 69.1818 | 69.1818 | 37.2364 | 43.2727 | 43.2727 | 43.3 | 43.2727 | 43.2727 | 43.2727 | 43.2727 | 40.4627 | 40.4627 | 40.4627 | 40.4627 | 40.4627 | 40.4627 | 40.4627 | 40.4627 | 40.4627 | 40.4627 | 40.4627 | 40.4627 | 40.4627 | 40.4627 | 40.4627
|  | Teesside scenario minimum | 18/19: 15.832; 19/20: 20.6669; 20/21: 26.5158; 21/22: 28.7946; 22/23: 24.926; 23/24: 24.717; 24/25: 26.1983; 25/26: 24.9689; 26/27: 24.5318; 27/28: 21.9768; 28/29: 19.5569; 29/30: 18.3852
|  | Teesside scenario maximum | 18/19: 15.832; 19/20: 23.332; 20/21: 32.6476; 21/22: 35.0375; 22/23: 32.9037; 23/24: 32.5846; 24/25: 36.742; 25/26: 34.494; 26/27: 32.9253; 27/28: 30.9454; 28/29: 28.4982; 29/30: 27.435
A5.2F - Peak Theddlethorpe scenarios (mcm/d)
Source: National Grid
[16 empty] | Range of Scenarios | 0 | 0 | 0 | 0 | 0 | 0 | 0 | 0 | 0 | 0 | 0 | 0 | 0 | 0 | 0 | 0
[17 empty] | 0 | 0 | 0 | 0 | 0 | 0 | 0 | 0 | 0 | 0 | 0 | 0 | 0 | 0 | 0 | 0
|  |  | 00/01 | 01/02 | 02/03 | 03/04 | 04/05 | 05/06 | 06/07 | 07/08 | 08/09 | 09/10 | 10/11 | 11/12 | 12/13 | 13/14 | 14/15 | 15/16 | 16/17 | 17/18 | 18/19 | 19/20 | 20/21 | 21/22 | 22/23 | 23/24 | 24/25 | 25/26 | 26/27 | 27/28 | 28/29 | 29/30
|  | Theddlethorpe Sold Capacity | 30.5216 | 26.5471 | 21.9496 | 18.1944 | 15.5512 | 18.2445 | 14.103 | 47.068 | 50.4676 | 12.8339 | 10.0504 | 7.2251 | 5.0734 | 5.4052 | 3.8779 | 1.6631 | 30.8 | 19.7 | 1.5 | 9.8 | 0 | 0 | 0 | 0 | 0 | 0 | 0 | 0 | 0 | 0
|  | Theddlethorpe Actual | 39 | 30.4 | 32.6 | 29.9 | 24.5 | 30.1 | 28.2 | 27.9 | 20.7 | 18.6 | 15.7 | 12.6 | 12.9 | 13.4065 | 12.384 | 10.9 | 8.6 | 7.3 | 0 | 0
|  | Theddlethorpe Obligated Release | 85.6909 | 85.6909 | 89.1818 | 71.9091 | 77.0909 | 55.5182 | 55.5182 | 55.5182 | 55.5182 | 55.5182 | 55.5 | 55.5182 | 55.5182 | 55.5182 | 55.5182 | 55.5182 | 55.5182 | 55.5182 | 55.5182 | 55.5182 | 55.5182 | 55.5182 | 55.5182 | 55.5182 | 55.5182 | 55.5182 | 55.5182 | 55.5182 | 55.5182 | 55.5182
|  | Theddlethorpe scenario minimum | 18/19: 0; 19/20: 0; 20/21: 0; 21/22: 0; 22/23: 0; 23/24: 0; 24/25: 0; 25/26: 0; 26/27: 0; 27/28: 0; 28/29: 0; 29/30: 0
|  | Theddlethorpe scenario maximum | 18/19: 0; 19/20: 0; 20/21: 0; 21/22: 0; 22/23: 0; 23/24: 0; 24/25: 0; 25/26: 0; 26/27: 0; 27/28: 0; 28/29: 0; 29/30: 0
A5.2G - Peak Grain LNG scenarios (mcm/d)
Source: National Grid
[16 empty] | Range of Scenarios | 0 | 0 | 0 | 0 | 0 | 0 | 0 | 0 | 0 | 0 | 0 | 0 | 0 | 0 | 0 | 0
[17 empty] | 0 | 0 | 0 | 0 | 58.9644 | 58.9644 | 58.9644 | 58.9644 | 58.9644 | 58.9644 | 58.9644 | 58.9644 | 58.9644 | 58.9644 | 58.9644 | 58.9644
|  |  | 00/01 | 01/02 | 02/03 | 03/04 | 04/05 | 05/06 | 06/07 | 07/08 | 08/09 | 09/10 | 10/11 | 11/12 | 12/13 | 13/14 | 14/15 | 15/16 | 16/17 | 17/18 | 18/19 | 19/20 | 20/21 | 21/22 | 22/23 | 23/24 | 24/25 | 25/26 | 26/27 | 27/28 | 28/29 | 29/30
|  | IOG Sold Capacity | 0 | 0 | 0 | 0 | 0 | 0 | 0 | 3.8489 | 38.0691 | 44.0273 | 60.5273 | 60.5273 | 60.5273 | 59.6436 | 59.6436 | 71.4 | 64.4 | 68.1 | 67.7 | 69.9 | 60.3 | 60.3 | 60.3 | 60.3 | 47.5091 | 38.4182 | 38.4182 | 38.4182 | 31.8182 | 0
|  | IOG Import Capacity | [11 empty] | 59.0909 | 59.0909 | 59.0909 | 59.0909 | 59.0909 | 59.0909 | 59.0909 | 59.0909 | 59.0909 | 59.0909 | 59.0909 | 59.0909 | 59.0909 | 59.0909 | 59.0909 | 59.0909 | 59.0909 | 59.0909 | 59.0909
|  | IOG Actual | 04/05: 7; 05/06: 17.2; 06/07: 17; 07/08: 15.6; 08/09: 30.9; 09/10: 31.5; 10/11: 52.9; 11/12: 54.9; 12/13: 33.1; 13/14: 14.581; 14/15: 21.987; 15/16: 7.5; 16/17: 9; 17/18: 46.7; 18/19: 46.6; 19/20: 63.4
|  | IOG Obligated Release | 47.9 | 47.9 | 32.7091 | 19.8182 | 19.8182 | 19.8182 | 19.8182 | 15.9091 | 41.2182 | 41.2182 | 60.9 | 63.6073 | 63.6073 | 63.6073 | 63.6073 | 63.6073 | 63.6073 | 63.6073 | 63.6073 | 63.6073 | 63.6073 | 63.6073 | 63.6073 | 63.6073 | 63.6073 | 63.6073 | 63.6073 | 63.6073 | 63.6073 | 63.6073
|  | IOG scenario minimum | 18/19: 58.9644; 19/20: 58.9644; 20/21: 58.9644; 21/22: 58.9644; 22/23: 58.9644; 23/24: 58.9644; 24/25: 58.9644; 25/26: 58.9644; 26/27: 58.9644; 27/28: 58.9644; 28/29: 58.9644; 29/30: 58.9644
|  | IOG scenario maximum | 18/19: 58.9644; 19/20: 58.9644; 20/21: 58.9644; 21/22: 58.9644; 22/23: 58.9644; 23/24: 58.9644; 24/25: 58.9644; 25/26: 58.9644; 26/27: 58.9644; 27/28: 58.9644; 28/29: 58.9644; 29/30: 58.9644
A5.2H - Peak Milford haven scenarios (mcm/d)
Source: National Grid
[16 empty] | Range of Scenarios | 0 | 0 | 0 | 0 | 0 | 0 | 0 | 0 | 0 | 0 | 0 | 0 | 0 | 0 | 0 | 0
[17 empty] | 0 | 0 | 0 | 0 | 86.1891 | 86.1891 | 86.1891 | 86.1891 | 86.1891 | 86.1891 | 86.1891 | 86.1891 | 86.1891 | 86.1891 | 86.1891 | 86.1891
|  |  | 00/01 | 01/02 | 02/03 | 03/04 | 04/05 | 05/06 | 06/07 | 07/08 | 08/09 | 09/10 | 10/11 | 11/12 | 12/13 | 13/14 | 14/15 | 15/16 | 16/17 | 17/18 | 18/19 | 19/20 | 20/21 | 21/22 | 22/23 | 23/24 | 24/25 | 25/26 | 26/27 | 27/28 | 28/29 | 29/30
|  | Miford Haven Sold Capacity | 0 | 0 | 0 | 0 | 0 | 0 | 0 | 0 | 86.3636 | 86.3636 | 86.3636 | 86.3636 | 86.3636 | 86.3636 | 86.3636 | 86.3636 | 86.3 | 86.3 | 90.9 | 93.1 | 86.3 | 77.7273 | 77.7273 | 77.7273 | 77.7273 | 77.7273 | 77.7273 | 77.7273 | 77.7273 | 59
|  | Milford Haven Forecast | 10/11: 68.1818
|  | Milford Haven Actual | 08/09: 43.6; 09/10: 63.4; 10/11: 74.5; 11/12: 59.1; 12/13: 52.7; 13/14: 55.844; 14/15: 55.845; 15/16: 59.1; 16/17: 43.27; 17/18: 40.2; 18/19: 79; 19/20: 85.4
|  | Miford Haven Obligated Release | 0 | 0 | 0 | 0 | 0 | 0 | 0 | 59.0909 | 86.3636 | 86.3636 | 86.4 | 86.3636 | 86.3636 | 86.3636 | 86.3636 | 86.3636 | 86.3636 | 86.3636 | 86.3636 | 86.3636 | 86.3636 | 86.3636 | 86.3636 | 86.3636 | 86.3636 | 86.3636 | 86.3636 | 86.3636 | 86.3636 | 86.3636
|  | Milford scenario minimum | 18/19: 86.1891; 19/20: 86.1891; 20/21: 86.1891; 21/22: 86.1891; 22/23: 86.1891; 23/24: 86.1891; 24/25: 86.1891; 25/26: 86.1891; 26/27: 86.1891; 27/28: 86.1891; 28/29: 86.1891; 29/30: 86.1891
|  | Milford scenario maximum | 18/19: 86.1891; 19/20: 86.1891; 20/21: 86.1891; 21/22: 86.1891; 22/23: 86.1891; 23/24: 86.1891; 24/25: 86.1891; 25/26: 86.1891; 26/27: 86.1891; 27/28: 86.1891; 28/29: 86.1891; 29/30: 86.1891

## Actual 2019 demand
Annual demand for 2019 (TWh) - LDZ/NTS split
Annual forecasts are based on average weather conditions. Therefore, when comparing actual demand with forecasts, demand has been adjusted to take account of the difference between the actual weather and the seasonal normal weather. The result of this calculation is the weather-corrected demand. Actual demands incorporate a reallocation of demand between 0–73.2MWh/y and >73.2MWh/y firm load bands to allow for reconciliation, loads crossing between thresholds, etc. The load band splits shown in Table A4.1 are slightly different from those incorporated in the National Grid Accounts. Table A4.1 provides a comparison of actual and weather-corrected demands during the 2017 calendar year with the forecasts presented in the 2017 Ten Year Statement. Annual demands are presented in the format of LDZ and NTS load bands/categories, consistent with the basis of system design and operation.
| Actual Demand (TWh) | Weather-Corrected Demand (TWh) | GTYS (2019) Updated Forecast Demand
0–73 MWh | 321.9871 | 326.0989 | 338.5003
73–732 MWh | 45.6999 | 46.2404 | 52.6405
>732 MWh Firm | 156.219 | 156.7608 | 163.667
Total LDZ Consumption | 523.9059 | 529.1001 | 547
NTS Industrial | 24.729 | 24.729 | 22.3194
NTS Power Generation | 233.6264 | 233.6264 | 159.1065
Exports | 94.2357 | 94.2357 | 97.444
Total | 352.5911 | 352.5911 | 349
Total Consumption | 876.4971 | 881.6912 | 833.6777
Shrinkage | 6.1861 | 6.1861 | 5.757
Total System Demand | 882.6831 | 887.8773 | 839.4347

## Maximum day entry flows
Physical NTS entry flows: 21 Jan 2020 (mcm/d)
For the 2019/20 gas year, the day of highest supply to the NTS was 21st Jan 2020 (368.16 mcm), whilst the day of highest demand for the same period was also 21st Jan 2020 (363.6mcm).
Terminal | Maximum Day | Highest Daily
(per terminal)
Bacton inc IUK and BBL | 38.2 | 74.97
Barrow | 5.94 | 6.8
Easington inc. Rough & Langeled Sub-terminals | 56.31 | 87.61
Isle of Grain | 51.66 | 62.16
Milford Haven | 85.6 | 87.49
MRS | 52.55 | 83.8
Point of Ayr (Burton Point) | 0.72 | 1.11
St Fergus | 61.06 | 93.59
Teesside | 16.12 | 41.83
Total | 368.16 | 539.36
Notes - The maximum supply day for 2019/20 refers to NTS flows on 21st January 2020 - Due to linepack changes, there may be a difference between total demand and total supply on the day – Figures may not sum exactly due to rounding.

## Minimum day entry flows
Physical NTS entry flows: 20th August 2020(mcm/d)
Terminal | Minimum Day
Bacton inc IUK and BBL | 33.39
Barrow | 2.4
Easington inc. Rough & Langeled Sub-terminals | 11.99
Isle of Grain | 0
Milford Haven | 25.58
MRS | 1.37
Point of Ayr (Burton Point) | 0.42
St Fergus | 24.03
Teesside | 23.33
Total | 122.51
Notes - The minimum supply day for 2019/20 refers to NTS flows on 20th August 2020. This was the overall lowest supply day, but individual terminals may have supplied lower deliveries on other days - Due to linepack changes, there may be a difference between total demand and total supply on the day – Figures may not sum exactly due to rounding.

## Maximum day exit flows
Physical LDZ demand flows: 21st January 2020 (mcm/d)
LDZ | Maximum Day | GTYS (2019) 1 in 20 Undiversified Updated Forecast peak
Eastern | 20.7 | 31
East Midlands | 25.9 | 38
North East | 14.7 | 24
Northern | 11.7 | 20
North Thames | 24.6 | 39
North West | 28 | 45
Scotland | 16.6 | 31
South East | 24.6 | 44
Southern | 20.2 | 29
South West | 15.6 | 23
West Midlands | 20.8 | 34
Wales North | 2.7 | 23*
Wales South | 12.3
Other NTS | 124.2 | 161
Total | 362.6 | 519
Notes
* This was reported as one number (Wales - North & South)

## Minimum day exit flows
Physical LDZ demand flows: 29th August 2019 (mcm/d)
Terminal | Minimum Day
Eastern | 4.01
East Midlands | 6.39
North East | 4.58
Northern | 3.61
North Thames | 4.38
North West | 8
Scotland | 5.58
South East | 2.03
Southern | 4.1
South West | 2.87
West Midlands | 4.18
Wales North | 0.84
Wales South | 2.7
Other NTS | 68.51
Total | 121.78
Notes - The minimum day for gas year 2018/19 refers to 29th August 2019. This was the overall lowest demand day, but individual LDZs may have seen lower demands on other days - NTS actual loads include interconnector demand - CFU from Actuals Input Output (Fusion)_v1 - Due to linepack changes, there may be a small difference between total demand and total supply on the day - Figures may not sum exactly due to rounding.