## Contents page
Gas Ten Year Statement 2019 Data tables and charts content
Chapter | Chapter section | Figure title | Figure number
Chapter 1: Drivers of change | Gas demand | Comparison of gas demand by Future Energy Scenario between 2018 and 2030 | 1.5
|  | Peak demand 1-in-20 | 1.6
| Gas supply | Comparison of gas supply by scenario between 2018 and 2030 | 1.8
|  | Peak supply margin under N-1 conditions | 1.9
Appendix 2: Gas quality | Network entry quality specification | Gas quality specifications | Table A2.1
Appendix 6: Exit and entry capacity application process | Exit capacity on the NTS | Quantities of unsold NTS exit (flat) capacity | Table A6.1
|  | Direct connected offtakes by NTS exit capacity map zone | Table A6.2
|  | NTS/DN exit zones | Table A6.3
|  | Quantities of entry capacity by zone | Table A6.4
Appendix 8: Import and storage infrastructure | Import infrastructure | Existing import infrastructure | Table A8.1
|  | Proposed import infrastructure | Table A8.2
| Storage infrastructure | Existing storage infrastructure | Table A8.3
|  | Proposed storage infrastructure | Table A8.4
Demand | Annual and peak by load band
Average load curve 2019-20
Severe load curve 2019-20
Severe load curve 2025-26
Severe load curve 2030-31
LDZ annual demand
Supply | Annual supply patterns
Annual supply by terminal
Peak supply by terminal
Capacity at each ASEP
Actual flows | Actual 2018 demand
Maximum day entry flows
Minimum day entry flows
Maximum day exit flows
Minimum day exit flows

## Figure 1.5
Comparison of gas demand by Future Energy Scenario between 2018 and 2030
|  | 2018 | 2030
|  |  | CR | TD | SP | CE
| UKCS | 36.0901 | 14.819 | 20.2575 | 21.7175 | 17.958
| Shale | 0 | 0 | 0 | 6.7414 | 13.4827
| Green Gas | 0 | 3.1928 | 1.7177 | 0.38091 | 0.88856
| Imports | 45.3706 | 37.8687 | 40.4086 | 44.0782 | 44.3933

## Figure 1.6
Gas 1-in-20 peak demand
GWh/peak day
| Year | 2010/11 | 2011/12 | 2012/13 | 2013/14 | 2014/15 | 2015/16 | 2016/17 | 2017/18 | 2018/19 | 2019/20 | 2020/21 | 2021/22 | 2022/23 | 2023/24 | 2024/25 | 2025/26 | 2026/27 | 2027/28 | 2028/29 | 2029/30 | 2030/31 | 2031/32 | 2032/33 | 2033/34 | 2034/35 | 2035/36
| History | 2010/11: 5511; 2011/12: 5214; 2012/13: 5676; 2013/14: 5621; 2014/15: 5489; 2015/16: 5115; 2016/17: 5192; 2017/18: 5522; 2018/19: 5191
| Community Renewables | [8 empty] | 5191 | 5231 | 5137 | 5020 | 4941 | 4857 | 4746 | 4567 | 4408 | 4260 | 4116 | 3972 | 3873 | 3774 | 3695 | 3588 | 3498 | 3410
| Two Degrees | [8 empty] | 5191 | 5238 | 5126 | 5049 | 5036 | 4941 | 4894 | 4774 | 4647 | 4575 | 4501 | 4443 | 4394 | 4334 | 4250 | 4205 | 4104 | 4010
| Steady Progression | [8 empty] | 5191 | 5655 | 5771 | 5741 | 5791 | 5765 | 5783 | 5848 | 5867 | 5917 | 5805 | 5645 | 5594 | 5664 | 5717 | 5678 | 5594 | 5484
| Consumer Evolution | [8 empty] | 5191 | 5652 | 5654 | 5621 | 5549 | 5569 | 5664 | 5657 | 5715 | 5768 | 5687 | 5716 | 5697 | 5607 | 5506 | 5464 | 5369 | 5277
Gas Year beginning October, finishing September
History refers to the 1-in-20 peak demand forecasts published in each year's Winter Outlook Reports.
i.e. 2017/18 data is the 1-in-20 peak demand forecast published in the 2017/18 WOR for the winter period 2017/18.

## Figure 1.8
Comparison of gas supply by scenario between 2018 and 2030
2030
| Year | 2018 | TD | SP | CR | CE
| Residential | 34.1533 | 28.1011 | 33.5168 | 25.9774 | 32.992
| Commercial | 4.8414 | 4.6854 | 6.3244 | 4.8007 | 6.3494
| Industrial | 18.3588 | 18.2544 | 19.6535 | 16.9753 | 19.01
| Power Gen (NTS) | 23.0357 | 1.2107 | 8.3725 | 0.7817 | 12.7093
| Exports | 8.8471 | 14.7329 | 11.329 | 12.4316 | 12.5335
| H2 Conversion | 0 | 1.1375 | 0.22875 | 0 | 0
| Transport | 0.013375 | 0.027934 | 0.7574 | 0.12616 | 0.75738

## Figure 1.9
Peak supply margin under N-1 conditions
|  | 2015 | 2016 | 2017 | 2018 | 2019 | 2020 | 2021 | 2022 | 2023 | 2024 | 2025 | 2026 | 2027 | 2028 | 2029 | 2030 | 2031 | 2032 | 2033 | 2034 | 2035
| Community Renewables |  |  |  | 91.6673 | 93.6194 | 95.6175 | 106.9603 | 103.4921 | 109.6195 | 113.4221 | 128.1183 | 139.1951 | 143.6343 | 151.548 | 161.4712 | 169.5073 | 175.5608 | 180.2101 | 188.3095 | 195.4083 | 201.1817
| Two Degrees |  |  |  | 91.6673 | 103.7793 | 114.08 | 120.3604 | 118.4304 | 122.0869 | 119.1309 | 126.4966 | 131.8219 | 132.2701 | 132.5368 | 133.9652 | 135.2843 | 136.9512 | 142.6035 | 145.5217 | 158.2619 | 164.8916
| Steady Progression |  |  |  | 91.6673 | 67.988 | 60.1327 | 62.0605 | 53.0987 | 52.669 | 48.4657 | 37.7415 | 28.5869 | 17.5765 | 25.744 | 41.5876 | 48.7643 | 44.8364 | 45.3636 | 52.7619 | 62.4425 | 73.588
| Consumer Evolution |  |  |  | 91.6673 | 65.2915 | 64.5428 | 62.1042 | 65.2763 | 61.3403 | 46.9681 | 40.9108 | 30.7514 | 25.5077 | 35.7614 | 36.9905 | 51.0659 | 70.2233 | 92.1864 | 104.1788 | 119.1205 | 131.1766
Gas Year beginning October, finishing September

## Table A2.1
Table A2.1: Gas quality specifications
Gas element | Quality requirement
Hydrogen Sulphide | Not more than 5 mg/m3
Total Sulphur | Not more than 50 mg/m3
Hydrogen | Not more than 0.1% (molar)
*Oxygen | Not more than 0.001% (molar)
Hydrocarbon dewpoint | Not more than -2°C at any pressure up to 85 barg
Water dewpoint | Not more than -10°C at 85 barg
Wobbe Number (real gross dry) | The Wobbe number shall be in the range 47.20 to 51.41 MJ/m3
Incomplete combustion factor (ICF) | Not more than 0.48
Soot index (SI) | Not more than 0.60
*Carbon dioxide | Not more than 2.5% (molar)
Containments | The gas shall not contain solid, liquid or gaseous material that might interfere with the integrity or operation of pipes or any gas appliance, within the meaning of regulation 2(1) of the Gas Safety (Installation and Use) Regulations 1998, that a consumer could reasonably be expected to operate.
Organo halides | Not more than 1.5 mg/m3
Radioactivity | Not more than 5 becquerels/g
Odour | Gas delivered shall have no odour that might contravene any
statutory obligation. GS(M)R states transmission or distribution of odoured gas is not permitted at a pressure above 7 barg.
Pressure | The delivery pressure shall be the pressure required to deliver natural gas at the delivery point into our entry facility at any time, taking into account the back pressure of our system at the delivery point, which will vary from time to time. The entry pressure shall not exceed the maximum operating pressure at the delivery point
Delivery Temperature | Between 1°C and 38°C
*Requests for higher limits will be considered

## Table A6.1
Table A6.1: Quantities of unsold NTS exit (flat) capacity
Region Number | Region | Obligated |  | Unsold
|  | (GWh/d) | (GWh/d) | % of unsold capacity | % change from 2016 GTYS
1 | Scotland & the North | 719 | 156 | 22 | 1
2 | North West & West Midlands (North) | 1110 | 423 | 38 | 1
2.1 | North Wales & Cheshire | 315 | 204 | 65 | 1
3 | North East, Yorkshire & Lincolnshire | 1566 | 252 | 16 | -12
4 | South Wales & West Midlands (South) | 569 | 50 | 9 | 0
5 | Central & East Midlands | 281 | 113 | 40 | -7
6 | Peterborough to Aylesbury | 126 | 29 | 23 | 0
7 | Norfolk | 367 | 119 | 32 | 0
8 | Southern | 526 | 294 | 56 | -3
9 | London, Suffolk & the South East | 1504 | 372 | 25 | -7
10 | South West | 461 | 64 | 14 | -7

## Table A6.2
Table A6.2: Direct connected offtakes by NTS exit capacity map zone
Region | Offtake | Region | Offtake | Region | Offtake
1 | Blackness (BP Grangemouth) | 3 | Aldborough Storage | 4 | Abergelli Power Station
| Fordoun Industrial |  | Billingham ICI |  | Abernedd Power Station
| Glenmavis (Storage) |  | Blyborough (Brigg) |  | Hirwaun Power Station
| Gowkhall (Longannet) |  | Blyborough (Cottam) |  | Pembroke Power Station
| Moffat Irish Interconnector |  | Caythorpe Storage |  | Tonna (Baglan Bay)
| St Fergus (Peterhead) |  | Eastoft (Keadby Blackstart) |  | Upper Neeston (Milford Haven) Refinery
| St Fergus (Shell Blackstart) |  | Eastoft (Keadby) | 5 | Caldecott (Corby) Power Station
2 | Barrow (Bains) |  | Enron Billingham |  | Drakelow Power Station
| Barrow (Blackstart) |  | Goole (Guardian Glass) |  | Peterborough Power Station
| Barrow (Gateway) |  | Hatfield Moor Storage | 7 | Bacton (Baird) Storage
| Carrington (Partington) Power Station |  | Hatfield Power Station |  | Bacton (Deborah) Storage
| Ferny Knoll (AM Paper) |  | Hatfield West Storage |  | Bacton (Esmond Forbes) Storage
| Fleetwood (Preesall) Storage |  | Hornsea Storage |  | Bacton Great Yarmouth
| Roosecote Power Station |  | Phillips Petroleum Teeside |  | Bacton IUK Interconnector
| Sandy Lane (Blackburn) Power Station |  | Rosehill (Saltend) Power Station |  | Saddle Bow (Kings Lynn) Power Station
| Sellafield Power Station |  | Rough Storage |  | St Neotts ( Little Barford)
| Trafford Power Station |  | Saltend BPHP | 8 | Didcot Power Station
| Wyre Power Station |  | Saltfleetby Storage |  | Humbly Grove Storage
2.1 | Burton Point (Connahs Quay) |  | Spalding 2 (South Holland) Power Station |  | Marchwood Power Station
|  |  |  | 9 | Barking (Horndon)
Coryton 2 (Thames Haven) Power Station
Epping Green (Enfield Energy)
| Deeside Power Station |  | Stalingborough |  | Grain Power Station
| Harwarden (Aka Shotton Paper) |  | Staythorpe |  | Medway (Isle of Grain) Power Station
| Hill Top Farm Storage |  | Sutton Bridge Power Station |  | Middle Stoke (Damhead Creek) Power Station
| Hole House Farm Storage |  | Teeside (BASF) |  | Ryehouse
| Holford Storage |  | Teeside Hydrogen |  | Stanford Le Hope (Coryton)
| Hollingsgreen (Hays Chemicals) |  | Teeside (Seal Sands) Power Station | 10 | Abson (Seabank) Power Station
| ICIR(CastnerKelner_ICI_Runcorn) |  | Thornton Curtis (Humber Refinery) |  | Avonmouth Storage
| King Street Storage |  | Thornton Curtis (Killingholme) |  | Centrax Industrial
| Pickmere (Winnington Power Station) |  | West Burton Power Station |  | ICI Sevenside
| Shellstar (Aka Kemira) |  | Whitehill Storage |  | Langage Power Station
| Shotwick (BridgewaterPaper) |  | Wragg Marsh (Spalding) |  | Portland Storage
| Stublach Storage |  | Zenica (ICI Avecia) |  | Seabank Power Station
Weston Point (Rocksavage) Power Station
Willington Power Station

## Table A6.3
Table A6.3: NTS/DN exit zones
Exit Zone | Offtake | Exit Zone | Offtake | Exit Zone | Offtake
EA1 | Eye | NO1 | Thrintoft | SE1 | Tatsfield
| West Winch |  | Saltwick |  | Shorne
| Brisley |  | Humbleton |  | Farningham
| Bacton Terminal |  | Little Burdon | SE2 | Winkfield (SE)
EA2 | Bacton Terminal |  | Elton | SO1 | Ipsden
| Great Wilbraham | NO2 | Wetheral |  | Winkfield (SO)
| Roudham Heath |  | Keld | SO2 | Mappowder
EA3 | Bacton Terminal |  | Melkinthorpe |  | Braishfield
| Yelverton |  | Tow Law | SW1 | Fiddington
EA4 | Matching Green | NT1 | Winkfield (NT) |  | Evesham
| Royston | NT2 | Horndon |  | Ross (SW)
| Whitwell |  | Luxborough Lane | SW2 | Littleton Drew
EA6 | Hardwick | NT3 | Peters Green |  | Easton Grey
EM1 | Thornton Curtis | NW1 | Blackrod |  | Cirencester
| Walesby |  | Salmesbury |  | Ilchester
EM2 | Kirkstead |  | Lupton |  | Pucklechurch
| Sutton Bridge | NW2 | Mickle Trafford |  | Seabank
| Silk Willoughby |  | Malpas | SW3 | Kenn
| Gosberton |  | Warburton |  | Aylesbeare
| Blyborough |  | Weston Point |  | Lyneham (Choakford)
EM3 | Alrewas (EM) |  | Partington |  | Coffinswell
| Blaby |  | Holmes Chapel | WA1 | Maelor
| Drointon |  | Ecclestone | WA2 | Dyffryn Clydach
| Tur Langton |  | Audley (NW) |  | Dowlais
EM4 | Market Harborough | SC1 | Careston |  | Gilwern
| Caldecott |  | Balgray | WM1 | Aspley
NE1 | Towton |  | Kinknockie |  | Audley (WM)
| Rawcliffe |  | Aberdeen |  | Milwich
| Baldersby |  | St Fergus | WM2 | Shustoke
| Pannal |  | Mosside |  | Austrey
| Asselby | SC2 | Broxburn |  | Alrewas (WM)
| Burley Bank |  | Armadale | WM3 | Ross (WM)
NE2 | Ganstead | SC3 | Hulme |  | Rugby
| Pickering |  | Soutra |  | Leamington Spa
| Paull | SC4 | Nether Howleugh |  | Lower Quinton
NO1 | Guyzance |  | Lockerbie |  | Stratford-Upon-Avon
| Cowpen Bewley |  | Pitcairngreen
| Coldstream |  | Bathgate
| Bishop Auckland |  | Stranraer
| Corbridge |  | Glenmavis
Drum

## Table A6.4
Table A6.4: Quantities of entry capacity by zone
Entry Zone | ASEP | Obligated Capacity GWh/day | 2019/2020 GWh/day | Unsold Capacity 2023/2024 GWh/day | 2024/2025 GWh/day
Northern Triangle | Barrow | 340.01 | 253.65 | 280.51 | 338.53
| Canonbie | 0 | 0 | 0 | 0
| Glenmavis | 99 | 99 | 99 | 99
| St Fergus | 1670.7 | 1547.33 | 1641.3 | 1663.74
| Teesside | 445.09 | 354.3 | 377.92 | 390.76
North West | Burton Point | 73.5 | 60.36 | 73.5 | 73.5
| Cheshire | 556.27 | 28.59 | 28.59 | 28.59
| Fleetwood | 350 | 350 | 170.95 | 35
| Hole House Farm | 296.6 | 13.16 | 13.16 | 13.16
| Partington | 201.43 | 201.43 | 201.43 | 201.43
Easington Area | Caythorpe | 90 | 0 | 0 | 0
| Easington (incl. Rough) | 1407.15 | 106.2 | 393.98 | 531.91
| Garton | 420 | 0 | 280 | 420
| Hatfield Moor (onshore) | 0.3 | 0.3 | 0.3 | 0.3
| Hornsea | 233.1 | 27.31 | 233.1 | 233.1
| Hatfield Moor (storage) | 25 | 3 | 3 | 3
| Theddlethorpe | 610.7 | 601.5 | 610.7 | 610.7
South West | Avonmouth | 179.3 | 179.3 | 179.3 | 179.3
| Barton Stacey | 172.6 | 82.6 | 172.6 | 172.6
| Dynevor Arms | 49 | 49 | 49 | 49
| Milford Haven | 950 | 0 | 95 | 95
| Wytch Farm | 3.3 | 3.3 | 3.3 | 3.3
South East | Bacton IP | 1297.8 | 1020.59 | 1181.82 | 1181.82
| Bacton UKCS | 485.6 | 0 | 0 | 0
| Isle of Grain | 699.68 | 35.38 | 35.38 | 177.08

## Table A8.1
Table A8.1: Existing import infrastructure
Facility | Operator / Developer | Type | Location | Capacity (bcm/year)
Interconnector | IUK | Pipeline | Bacton | 26.9
BBL Pipeline | BBL Company | Pipeline | Bacton | 16.4
Isle of Grain 1-3 | National Grid | LNG | Kent | 20.4
South Hook 1-2 | Qatar Petroleum and ExxonMobil | LNG | Milford Haven | 21
Dragon 1 | Shell / Petronas | LNG | Milford Haven | 9.4
Langeled | Gassco | Pipeline | Easington | 26.3
Vesterled | Gassco | Pipeline | St Fergus | 14.2
Tampen | Gassco | Pipeline | St Fergus | 9.9
Gjoa | Gassco | Pipeline | St Fergus | 6.2
|  |  | Total | 150.7

## Table A8.2
Table A8.2: Proposed import infrastructure
Project | Operator / Developer | Type | Location | Start-up | Capacity (bcm/year) | Status
Isle of Grain 4 | National Grid | LNG | Kent | ~ | ~ | Open Season

## Table A8.3
Table A8.3: Existing storage infrastructure
Site | Operator / Developer | Location | Space (bcm) | Approximate max delivery (mcm/d)
Aldbrough | SSE/Statoil | East Yorkshire | 0.2 | 31
Hatfield Moor | Scottish Power | South Yorkshire | 0.07 | 2
Holehouse Farm | EDF Trading | Cheshire | 0.02 | 0
Holford | Uniper | Cheshire | 0.2 | 22
Hornsea | SSE | East Yorkshire | 0.24 | 12
Humbly Grove | Humbly Grove Energy | Hampshire | 0.3 | 7
Hill Top Farm | EDF Energy | Cheshire | 0.06 | 14
Stublach | Storengy | Cheshire | 0.22 | 18
Total |  |  | 1.31 | 106

## Table A8.4
Table A8.4: Proposed storage infrastructure
Project | Operator / Developer | Location | Space (bcm) | Status
Gateway | Stag Energy | Offshore Morecambe Bay | 1.5 | Planning granted, no FID
Deborah | Eni | Offshore Bacton | 4.6 | Planning granted, no FID
Islandmagee | InfrasStrata | County Antrim, Northern Ireland | 0.5 | Planning granted, no FID
King Street | King Street Energy | Cheshire | 0.3 | Planning granted, no FID
Preesall | Halite Energy | Lancashire | 0.6 | Planning granted, no FID
Saltfleetby | Wingaz | Lincolnshire | 0.8 | Planning granted, no FID
Whitehill | E.ON | East Yorkshire | 0.4 | Planning granted, no FID
|  | Total | 8.7

## Annual and peak by load band
Annual and peak demand by load band
A5.1A - Community Renewables: Annual demand
Source: National Grid
Calender year DS35
|  |  | 2019 | 2020 | 2021 | 2022 | 2023 | 2024 | 2025 | 2026 | 2027 | 2028 | 2029 | 2030 | 2031 | 2032 | 2033 | 2034 | 2035 | 2036 | 2037 | 2038 | 2039 | 2040 | 2041 | 2042 | 2043 | 2044 | 2045 | 2046 | 2047 | 2048 | 2049 | 2050
|  | 0-73.2 MWh | 338.0797 | 334.4401 | 331.539 | 328.5458 | 325.2974 | 319.7199 | 311.2882 | 302.9148 | 292.0661 | 281.7181 | 271.6613 | 258.7441 | 246.1275 | 235.0992 | 225.0108 | 214.7407 | 205.314 | 196.5078 | 188.3164 | 179.7803 | 168.3497 | 156.2847 | 146.8962 | 136.8395 | 128.754 | 120.2811 | 112.1012 | 104.6852 | 96.6818 | 89.9758 | 83.725 | 78.0013
|  | 73.2-732 MWh | 52.1546 | 50.404 | 50.3252 | 50.1955 | 50.1664 | 50.1935 | 50.1131 | 49.854 | 49.5617 | 49.1771 | 48.6397 | 47.9828 | 47.6242 | 47.1347 | 46.5111 | 45.7896 | 44.8011 | 43.6804 | 42.559 | 41.2999 | 40.0496 | 38.8084 | 37.533 | 36.2178 | 34.8034 | 33.2964 | 31.7566 | 30.3682 | 28.4851 | 24.9018 | 21.2118 | 17.6887
|  | NDM > 732 MWh | 70.1396 | 70.1947 | 71.0293 | 71.7454 | 72.0183 | 72.3647 | 72.8676 | 75.5691 | 75.4934 | 74.9757 | 74.2262 | 73.3114 | 72.974 | 72.4023 | 72.0063 | 71.2033 | 70.302 | 69.1421 | 67.9236 | 66.6132 | 65.1889 | 63.674 | 61.969 | 60.0813 | 58.147 | 56.1424 | 54.2017 | 52.4798 | 51.1938 | 49.7905 | 48.2269 | 46.8218
|  | Total NDM | 460.3739 | 455.0389 | 452.8935 | 450.4868 | 447.4821 | 442.278 | 434.2689 | 428.3379 | 417.1212 | 405.8708 | 394.5272 | 380.0383 | 366.7258 | 354.6361 | 343.5282 | 331.7335 | 320.4171 | 309.3303 | 298.799 | 287.6934 | 273.5881 | 258.767 | 246.3982 | 233.1385 | 221.7045 | 209.7199 | 198.0595 | 187.5332 | 176.3606 | 164.6681 | 153.1637 | 142.5118
|  | Total DM | 93.0521 | 89.7524 | 88.6843 | 87.7308 | 87.1304 | 86.4641 | 85.8374 | 81.7966 | 81.422 | 80.8948 | 80.0884 | 79.0096 | 78.4428 | 77.9491 | 76.9859 | 76.2838 | 75.4068 | 74.3946 | 73.1665 | 71.823 | 70.3657 | 68.8657 | 67.2813 | 65.6224 | 63.7698 | 61.907 | 60.0355 | 58.5864 | 57.5776 | 56.4757 | 55.2561 | 54.048
|  | LDZ Shrinkage | 2.6976 | 2.6827 | 2.6236 | 2.5766 | 2.5439 | 2.5304 | 2.4964 | 2.4574 | 2.4138 | 2.3764 | 2.3281 | 2.2871 | 2.2461 | 2.2112 | 2.1641 | 2.1231 | 2.0821 | 2.0468 | 2.0001 | 1.9591 | 1.9181 | 1.8823 | 1.8361 | 1.7951 | 1.7541 | 1.7179 | 1.6721 | 1.6311 | 1.5901 | 1.5534 | 1.5081 | 1.4671
|  | Total LDZ | 556.1237 | 547.474 | 544.2014 | 540.7942 | 537.1564 | 531.2725 | 522.6027 | 512.5919 | 500.9571 | 489.1421 | 476.9437 | 461.3351 | 447.4147 | 434.7964 | 422.6782 | 410.1404 | 397.906 | 385.7716 | 373.9657 | 361.4755 | 345.872 | 329.515 | 315.5156 | 300.556 | 287.2284 | 273.3448 | 259.7671 | 247.7508 | 235.5283 | 222.6973 | 209.9279 | 198.0269
|  | NTS Industrial | 22.1156 | 21.9467 | 21.6789 | 21.3247 | 21.0006 | 20.8308 | 20.6943 | 20.5605 | 20.267 | 19.8669 | 19.3817 | 18.7891 | 18.3931 | 18.0867 | 17.5932 | 17.1205 | 16.484 | 15.8373 | 15.1249 | 14.2781 | 13.439 | 12.5698 | 11.6782 | 10.845 | 9.9528 | 9.0775 | 8.2803 | 7.7885 | 7.4216 | 7.1791 | 6.9385 | 6.7347
|  | Exports to Ireland | 44.9339 | 53.2031 | 58.4302 | 64.654 | 70.1811 | 73.227 | 75.1757 | 76.7843 | 76.7881 | 76.5032 | 75.7489 | 74.7903 | 73.6197 | 72.4134 | 70.7664 | 68.5898 | 65.9148 | 66.3715 | 64.7589 | 62.49 | 59.7176 | 57.4182 | 55.2127 | 53.0676 | 50.8436 | 48.6628 | 46.3529 | 44.1049 | 41.8238 | 39.6162 | 37.3409 | 35.4474
|  | NTS Power Generation | 138.7135 | 91.561 | 74.0293 | 52.5333 | 46.6748 | 41.2779 | 28.0981 | 17.1597 | 13.1035 | 12.3177 | 7.8221 | 7.7411 | 6.7282 | 5.8569 | 5.2186 | 5.0103 | 4.9842 | 4.6602 | 3.2274 | 2.1476 | 2.1358 | 2.3316 | 2.4005 | 2.3667 | 1.1302 | 1.1189 | 1.2209 | 1.3032 | 1.4861 | 1.5915 | 1.6907 | 1.8047
|  | NTS Consumption | 205.763 | 166.7108 | 154.1383 | 138.512 | 137.8564 | 135.3357 | 123.968 | 114.5046 | 110.1587 | 108.6877 | 102.9528 | 101.3205 | 98.741 | 96.357 | 93.5782 | 90.7207 | 87.383 | 86.8691 | 83.1112 | 78.9158 | 75.2925 | 72.3195 | 69.2914 | 66.2792 | 61.9266 | 58.8592 | 55.8541 | 53.1966 | 50.7314 | 48.3868 | 45.9701 | 43.9867
|  | NTS Shrinkage | 2.9776 | 2.9328 | 2.8435 | 2.774 | 2.7477 | 2.7284 | 2.6535 | 2.582 | 2.5168 | 2.4709 | 2.4008 | 2.3335 | 2.2695 | 2.2172 | 2.1548 | 2.0965 | 2.0353 | 1.9924 | 1.93 | 1.869 | 1.7982 | 1.7276 | 1.6565 | 1.589 | 1.5215 | 1.4602 | 1.3918 | 1.3346 | 1.2781 | 1.2238 | 1.1631 | 1.1045
|  | Total excluding IUK | 764.8642 | 717.1176 | 701.1833 | 682.0802 | 677.7606 | 669.3366 | 649.2242 | 629.6785 | 613.6325 | 600.3007 | 582.2973 | 564.9891 | 548.4252 | 533.3707 | 518.4112 | 502.9576 | 487.3243 | 474.6331 | 459.0069 | 442.2603 | 422.9627 | 403.5622 | 386.4636 | 368.4242 | 350.6765 | 333.6642 | 317.0129 | 302.2819 | 287.5378 | 272.3078 | 257.0611 | 243.1181
|  | IUK | 49.9427 | 49.4892 | 49.1246 | 49.1327 | 48.9517 | 49.9795 | 49.3657 | 48.7949 | 49.2593 | 49.3246 | 49.5135 | 49.3068 | 49.3876 | 49.3646 | 49.5044 | 49.2818 | 49.5066 | 49.4601 | 49.5172 | 49.5339 | 49.6778 | 49.5946 | 49.5129 | 49.6537 | 49.5598 | 49.7113 | 49.7814 | 49.7283 | 49.8576 | 49.8962 | 49.8627 | 46.3098
|  | Total including IUK | 814.8069 | 766.6068 | 750.3079 | 731.2129 | 726.7122 | 719.3161 | 698.5899 | 678.4734 | 662.8919 | 649.6253 | 631.8108 | 614.296 | 597.8128 | 582.7353 | 567.9156 | 552.2394 | 536.8309 | 524.0932 | 508.5241 | 491.7942 | 472.6405 | 453.1568 | 435.9764 | 418.0779 | 400.2363 | 383.3755 | 366.7943 | 352.0101 | 337.3954 | 322.204 | 306.9237 | 289.4279
A5.1B - Two Degrees: Annual demand
Source: National Grid
Calender year DS35
|  |  | 2019 | 2020 | 2021 | 2022 | 2023 | 2024 | 2025 | 2026 | 2027 | 2028 | 2029 | 2030 | 2031 | 2032 | 2033 | 2034 | 2035 | 2036 | 2037 | 2038 | 2039 | 2040 | 2041 | 2042 | 2043 | 2044 | 2045 | 2046 | 2047 | 2048 | 2049 | 2050
|  | 0-73.2 MWh | 338.2648 | 335.8108 | 333.6161 | 331.8268 | 329.5871 | 325.3168 | 321.491 | 314.81 | 305.4889 | 295.9037 | 288.6712 | 280.5177 | 273.0653 | 264.0629 | 255.3201 | 245.3852 | 234.6562 | 222.6074 | 209.3659 | 197.8276 | 184.1477 | 169.0624 | 157.2009 | 141.1376 | 129.8374 | 118.8516 | 109.8361 | 102.9846 | 94.005 | 85.6123 | 80.3909 | 75.9286
|  | 73.2-732 MWh | 52.2298 | 48.691 | 48.1074 | 47.7279 | 47.4376 | 46.829 | 46.7726 | 46.3211 | 45.7985 | 45.4748 | 44.6957 | 43.2653 | 42.6905 | 42.3004 | 41.901 | 41.5741 | 41.108 | 39.9345 | 38.7491 | 37.5663 | 36.3754 | 35.174 | 33.8723 | 32.6445 | 31.3325 | 30.0388 | 28.7306 | 27.5315 | 26.3876 | 25.1002 | 23.9024 | 22.3835
|  | NDM > 732 MWh | 70.2068 | 70.9264 | 72.5783 | 73.7865 | 74.5687 | 75.4374 | 75.8745 | 76.3961 | 77.0769 | 79.9454 | 80.217 | 77.7225 | 75.8121 | 73.8676 | 71.7995 | 69.7086 | 67.6102 | 65.0963 | 62.4782 | 59.9209 | 57.3548 | 54.8458 | 52.3057 | 49.7076 | 47.0861 | 44.8037 | 42.6986 | 40.9088 | 39.3167 | 37.7992 | 36.3972 | 35.2037
|  | Total NDM | 460.7015 | 455.4282 | 454.3018 | 453.3412 | 451.5934 | 447.5832 | 444.1381 | 437.5273 | 428.3643 | 421.3239 | 413.5839 | 401.5056 | 391.5679 | 380.2308 | 369.0206 | 356.6679 | 343.3744 | 327.6383 | 310.5931 | 295.3148 | 277.8779 | 259.0821 | 243.3788 | 223.4897 | 208.2559 | 193.694 | 181.2653 | 171.4249 | 159.7093 | 148.5116 | 140.6904 | 133.5158
|  | Total DM | 93.1474 | 89.831 | 88.5236 | 87.874 | 87.5211 | 87.1342 | 87.3642 | 87.7885 | 87.3664 | 85.586 | 85.3945 | 82.8306 | 80.1751 | 77.6257 | 75.0882 | 72.5831 | 70.1086 | 67.4356 | 64.7244 | 62.0671 | 59.4442 | 56.8695 | 54.2643 | 51.634 | 48.973 | 46.6722 | 44.6187 | 42.8576 | 41.3175 | 39.9009 | 38.5821 | 37.5161
|  | LDZ Shrinkage | 2.6976 | 2.6827 | 2.6236 | 2.5766 | 2.5439 | 2.5304 | 2.4964 | 2.4574 | 2.4138 | 2.3764 | 2.3281 | 2.2871 | 2.2461 | 2.2112 | 2.1641 | 2.1231 | 2.0821 | 2.0468 | 2.0001 | 1.9591 | 1.9181 | 1.8823 | 1.8361 | 1.7951 | 1.7541 | 1.7179 | 1.6721 | 1.6311 | 1.5901 | 1.5534 | 1.5081 | 1.4671
|  | Total LDZ | 556.5465 | 547.942 | 545.449 | 543.7917 | 541.6584 | 537.2478 | 533.9987 | 527.7731 | 518.1445 | 509.2863 | 501.3066 | 486.6233 | 473.9891 | 460.0678 | 446.2729 | 431.3741 | 415.5651 | 397.1207 | 377.3177 | 359.341 | 339.2402 | 317.834 | 299.4793 | 276.9188 | 258.9831 | 242.0841 | 227.5561 | 215.9136 | 202.6169 | 189.966 | 180.7806 | 172.499
|  | NTS Industrial | 22.2102 | 22.1598 | 22.0614 | 21.9228 | 21.826 | 21.9253 | 22.0886 | 22.3183 | 22.4931 | 22.6811 | 24.1605 | 33.2818 | 42.2569 | 51.7937 | 62.1966 | 74.776 | 88.6886 | 107.0719 | 128.4077 | 148.0942 | 167.6597 | 191.0061 | 213.4387 | 241.8212 | 270.3783 | 299.2267 | 324.6233 | 344.4642 | 362.019 | 376.5964 | 384.0936 | 387.2813
|  | Exports to Ireland | 44.9339 | 53.2031 | 58.4302 | 64.654 | 70.1811 | 73.227 | 75.1757 | 76.7843 | 76.7881 | 76.5032 | 75.7489 | 74.7903 | 73.6197 | 72.4134 | 70.7664 | 68.5898 | 65.9148 | 66.3715 | 64.7589 | 62.49 | 59.7176 | 57.4182 | 55.2127 | 53.0676 | 50.8436 | 48.6628 | 46.3529 | 44.1049 | 41.8238 | 39.6162 | 37.3409 | 35.4474
|  | NTS Power Generation | 139.9851 | 92.7106 | 60.5188 | 47.7039 | 43.1167 | 28.137 | 21.7423 | 13.8215 | 11.8978 | 13.9479 | 12.1939 | 11.9471 | 8.557 | 10.2413 | 11.696 | 13.6653 | 12.3008 | 13.6084 | 15.2571 | 17.1193 | 18.3241 | 17.6391 | 18.7732 | 19.5905 | 22.1378 | 22.4729 | 22.3807 | 24.9226 | 24.8589 | 27.03 | 27.1335 | 26.4042
|  | NTS Consumption | 207.1292 | 168.0734 | 141.0103 | 134.2807 | 135.1238 | 123.2892 | 119.0066 | 112.9242 | 111.1791 | 113.1322 | 112.1033 | 120.0192 | 124.4336 | 134.4483 | 144.659 | 157.0312 | 166.9042 | 187.0518 | 208.4238 | 227.7036 | 245.7014 | 266.0635 | 287.4246 | 314.4793 | 343.3598 | 370.3623 | 393.3569 | 413.4916 | 428.7017 | 443.2426 | 448.568 | 449.1329
|  | NTS Shrinkage | 3.0514 | 3.0364 | 2.9079 | 2.8597 | 2.8538 | 2.8113 | 2.7682 | 2.7258 | 2.6824 | 2.6582 | 2.6184 | 2.5927 | 2.5621 | 2.5512 | 2.5297 | 2.5215 | 2.4997 | 2.5074 | 2.5083 | 2.5138 | 2.5067 | 2.5078 | 2.5075 | 2.5221 | 2.5584 | 2.6032 | 2.6299 | 2.6606 | 2.6725 | 2.6836 | 2.6642 | 2.6321
|  | Total excluding IUK | 766.7271 | 719.0518 | 689.3672 | 680.9321 | 679.6359 | 663.3483 | 655.7734 | 643.4231 | 632.0059 | 625.0767 | 616.0283 | 609.2352 | 600.9848 | 597.0673 | 593.4616 | 590.9267 | 584.9689 | 586.6799 | 588.2497 | 589.5583 | 587.4483 | 586.4053 | 589.4114 | 593.9201 | 604.9012 | 615.0496 | 623.5429 | 632.0659 | 633.9912 | 635.8921 | 632.0128 | 624.264
|  | IUK | 71.8577 | 72.5117 | 72.5117 | 72.5117 | 72.5117 | 72.2687 | 71.9369 | 72.4989 | 73.3084 | 71.7357 | 72.0338 | 73.2756 | 72.1461 | 72.2693 | 72.7811 | 72.3076 | 71.6626 | 71.9832 | 72.2539 | 72.2536 | 72.4464 | 72.0623 | 72.2748 | 72.2094 | 72.1755 | 72.0078 | 72.1347 | 72.7069 | 72.3121 | 72.4843 | 72.5263 | 71.7506
|  | Total including IUK | 838.5849 | 791.5635 | 761.8788 | 753.4438 | 752.1476 | 735.617 | 727.7103 | 715.922 | 705.3143 | 696.8125 | 688.0621 | 682.5108 | 673.1309 | 669.3366 | 666.2426 | 663.2344 | 656.6315 | 658.6631 | 660.5036 | 661.8119 | 659.8947 | 658.4676 | 661.6863 | 666.1295 | 677.0767 | 687.0574 | 695.6776 | 704.7728 | 706.3033 | 708.3764 | 704.5391 | 696.0146
A5.1C - Steady Progression: Annual demand
Source: National Grid
Calender year DS35
|  |  | 2019 | 2020 | 2021 | 2022 | 2023 | 2024 | 2025 | 2026 | 2027 | 2028 | 2029 | 2030 | 2031 | 2032 | 2033 | 2034 | 2035 | 2036 | 2037 | 2038 | 2039 | 2040 | 2041 | 2042 | 2043 | 2044 | 2045 | 2046 | 2047 | 2048 | 2049 | 2050
|  | 0-73.2 MWh | 338.5285 | 337.9203 | 337.515 | 337.0862 | 336.7546 | 336.6813 | 336.6731 | 336.7345 | 336.6432 | 336.4192 | 335.7698 | 335.0997 | 334.2562 | 332.93 | 331.6911 | 330.5611 | 329.4144 | 328.3474 | 327.2259 | 326.3197 | 325.4856 | 324.6773 | 323.7379 | 322.8675 | 322.0681 | 321.4718 | 320.8807 | 320.0269 | 319.2271 | 318.5603 | 317.972 | 317.5539
|  | 73.2-732 MWh | 52.8419 | 55.9518 | 57.9412 | 59.7856 | 60.6415 | 61.3028 | 61.8908 | 62.31 | 62.6598 | 62.9313 | 63.0913 | 63.2506 | 63.3982 | 63.4987 | 63.5857 | 63.6247 | 63.7166 | 63.7746 | 63.8742 | 63.9874 | 64.1096 | 64.1875 | 64.3292 | 64.4532 | 64.5488 | 64.6672 | 64.7504 | 64.8728 | 64.9688 | 65.1116 | 65.2091 | 65.3563
|  | NDM > 732 MWh | 70.4054 | 72.8595 | 75.0124 | 77.9679 | 78.8983 | 80.3111 | 82.2451 | 83.5241 | 84.2683 | 85.0603 | 86.5743 | 87.7293 | 88.6048 | 91.5489 | 92.5095 | 93.0931 | 93.7138 | 94.3197 | 94.9642 | 95.6662 | 96.243 | 96.8074 | 97.5496 | 98.3231 | 98.9337 | 99.5552 | 100.1653 | 100.8 | 101.272 | 101.7961 | 102.2192 | 102.3647
|  | Total NDM | 461.7759 | 466.7316 | 470.4686 | 474.8397 | 476.2943 | 478.2953 | 480.8089 | 482.5686 | 483.5714 | 484.4108 | 485.4353 | 486.0797 | 486.2592 | 487.9776 | 487.7863 | 487.2788 | 486.8447 | 486.4417 | 486.0642 | 485.9733 | 485.8382 | 485.6722 | 485.6166 | 485.6438 | 485.5506 | 485.6942 | 485.7964 | 485.6998 | 485.4678 | 485.4681 | 485.4004 | 485.2749
|  | Total DM | 93.253 | 95.5226 | 95.8378 | 95.201 | 96.0772 | 96.0687 | 95.2936 | 95.0678 | 95.2877 | 95.5848 | 94.8027 | 94.3447 | 94.6486 | 91.7538 | 91.7017 | 91.8123 | 91.8263 | 91.7824 | 91.8984 | 91.8937 | 91.9985 | 92.1623 | 92.1019 | 92.1539 | 92.2869 | 92.5555 | 92.7632 | 92.905 | 93.0077 | 92.9795 | 92.8867 | 92.9681
|  | LDZ Shrinkage | 2.6976 | 2.6827 | 2.6236 | 2.5766 | 2.5439 | 2.5304 | 2.4964 | 2.4574 | 2.4138 | 2.3764 | 2.3281 | 2.2871 | 2.2461 | 2.2112 | 2.1641 | 2.1231 | 2.0821 | 2.0468 | 2.0001 | 1.9591 | 1.9181 | 1.8823 | 1.8361 | 1.7951 | 1.7541 | 1.7179 | 1.6721 | 1.6311 | 1.5901 | 1.5534 | 1.5081 | 1.4671
|  | Total LDZ | 557.7264 | 564.9369 | 568.93 | 572.6173 | 574.9154 | 576.8944 | 578.5989 | 580.0938 | 581.2729 | 582.372 | 582.5662 | 582.7115 | 583.1539 | 581.9427 | 581.6521 | 581.2143 | 580.7532 | 580.2709 | 579.9627 | 579.8262 | 579.7549 | 579.7169 | 579.5547 | 579.5928 | 579.5916 | 579.9676 | 580.2317 | 580.2359 | 580.0656 | 580.0011 | 579.7952 | 579.7101
|  | NTS Industrial | 22.6282 | 22.8059 | 22.8344 | 22.7466 | 22.6543 | 22.6346 | 22.5532 | 22.3899 | 22.3195 | 22.8758 | 23.5247 | 24.2114 | 24.8348 | 25.501 | 25.9899 | 26.6161 | 27.2379 | 27.8951 | 28.5205 | 29.0494 | 29.6401 | 30.334 | 30.8835 | 31.3764 | 31.9541 | 32.6412 | 33.1958 | 33.6857 | 34.2831 | 34.8866 | 35.3202 | 35.8263
|  | Exports to Ireland | 42.5118 | 48.6378 | 51.5627 | 55.1065 | 58.7211 | 60.9176 | 62.6965 | 64.3602 | 65.4335 | 66.4468 | 67.1537 | 67.7285 | 67.8078 | 68.003 | 68.1322 | 68.3768 | 68.988 | 71.2462 | 71.3189 | 71.0768 | 70.7828 | 70.5905 | 70.2428 | 69.9922 | 69.6874 | 69.4795 | 69.1158 | 68.8442 | 68.5144 | 68.276 | 67.8782 | 67.6138
|  | NTS Power Generation | 182.3978 | 176.4633 | 175.6104 | 146.8158 | 157.1833 | 148.7459 | 130.886 | 131.1512 | 128.7681 | 135.6478 | 104.1223 | 84.2118 | 79.4453 | 91.3816 | 90.0359 | 86.1248 | 71.4188 | 60.6098 | 59.0152 | 51.4213 | 48.2353 | 50.7303 | 52.1448 | 56.4106 | 61.5557 | 66.3307 | 73.6097 | 78.117 | 86.3439 | 93.9297 | 96.465 | 101.5277
|  | NTS Consumption | 247.5379 | 247.9071 | 250.0075 | 224.6689 | 238.5587 | 232.2981 | 216.1357 | 217.9014 | 216.5211 | 224.9705 | 194.8007 | 176.1517 | 172.0878 | 184.8856 | 184.158 | 181.1177 | 167.6447 | 159.7511 | 158.8546 | 151.5476 | 148.6582 | 151.6548 | 153.2711 | 157.7792 | 163.1972 | 168.4513 | 175.9213 | 180.6468 | 189.1414 | 197.0922 | 199.6633 | 204.9678
|  | NTS Shrinkage | 3.1418 | 3.3013 | 3.2771 | 3.2138 | 3.2337 | 3.2632 | 3.2118 | 3.2075 | 3.2065 | 3.2462 | 3.1576 | 3.0496 | 2.9878 | 3.0542 | 3.0637 | 3.0507 | 3.0041 | 2.9726 | 2.9409 | 2.8885 | 2.8617 | 2.8726 | 2.8452 | 2.8485 | 2.8656 | 2.8673 | 2.8763 | 2.8815 | 2.9028 | 2.9391 | 2.9418 | 2.9566
|  | Total excluding IUK | 808.4061 | 816.1453 | 822.2146 | 800.5 | 816.7078 | 812.4557 | 797.9464 | 801.2028 | 801.0005 | 810.5886 | 780.5244 | 761.9128 | 758.2296 | 769.8825 | 768.8739 | 765.3827 | 751.4019 | 742.9945 | 741.7583 | 734.2623 | 731.2748 | 734.2442 | 735.6709 | 740.2205 | 745.6544 | 751.2862 | 759.0294 | 763.7642 | 772.1098 | 780.0324 | 782.4003 | 787.6344
|  | IUK | 58.0641 | 60.0508 | 46.0641 | 48.5722 | 45.8594 | 53.4658 | 52.5196 | 52.7936 | 53.1445 | 53.7407 | 53.2199 | 45.0433 | 38.4139 | 49.4804 | 49.6254 | 49.7274 | 49.3225 | 48.8267 | 44.8242 | 37.3151 | 37.4526 | 37.0483 | 29.4271 | 29.4212 | 29.4252 | 21.3951 | 21.3946 | 17.3796 | 17.3801 | 17.38 | 17.3797 | 17.3798
|  | Total including IUK | 866.4702 | 876.196 | 868.2787 | 849.0722 | 862.5672 | 865.9215 | 850.466 | 853.9964 | 854.145 | 864.3294 | 833.7443 | 806.9562 | 796.6435 | 819.3629 | 818.4993 | 815.1101 | 800.7244 | 791.8212 | 786.5825 | 771.5773 | 768.7274 | 771.2925 | 765.098 | 769.6417 | 775.0796 | 772.6813 | 780.424 | 781.1438 | 789.4899 | 797.4124 | 799.78 | 805.0142
A5.1D - Consumer Evolution: Annual demand
Source: National Grid
Calender year DS35
|  |  | 2019 | 2020 | 2021 | 2022 | 2023 | 2024 | 2025 | 2026 | 2027 | 2028 | 2029 | 2030 | 2031 | 2032 | 2033 | 2034 | 2035 | 2036 | 2037 | 2038 | 2039 | 2040 | 2041 | 2042 | 2043 | 2044 | 2045 | 2046 | 2047 | 2048 | 2049 | 2050
|  | 0-73.2 MWh | 338.4572 | 337.3788 | 336.6014 | 335.7754 | 335.0082 | 334.4098 | 333.9112 | 333.5886 | 332.9979 | 331.9589 | 330.9183 | 329.5097 | 326.6533 | 323.8992 | 321.4357 | 319.0687 | 316.774 | 314.7279 | 312.6721 | 310.3153 | 307.6766 | 305.0164 | 301.3954 | 297.4032 | 293.7567 | 290.591 | 287.4831 | 283.4322 | 279.7961 | 276.605 | 273.8939 | 272.0083
|  | 73.2-732 MWh | 52.6789 | 54.0149 | 55.6371 | 57.1366 | 58.1567 | 59.2162 | 60.2019 | 61.065 | 61.731 | 62.2423 | 62.6216 | 62.9131 | 63.2512 | 63.5426 | 63.759 | 63.883 | 63.8648 | 63.7259 | 63.4904 | 63.3135 | 63.0833 | 62.812 | 62.5924 | 62.3149 | 62.0486 | 61.7688 | 61.4218 | 61.0251 | 60.6203 | 60.2163 | 59.766 | 59.3176
|  | NDM > 732 MWh | 70.2872 | 71.8384 | 74.7898 | 76.7229 | 78.1373 | 78.1745 | 79.0968 | 79.9021 | 80.2396 | 80.0831 | 81.0057 | 81.6301 | 82.5162 | 83.9913 | 87.0624 | 87.9678 | 88.4039 | 88.9019 | 89.2239 | 89.4258 | 89.7142 | 89.9327 | 89.859 | 90.3258 | 92.1497 | 92.5393 | 92.93 | 93.1482 | 93.2794 | 93.285 | 93.1698 | 93.0065
|  | Total NDM | 461.4233 | 463.2321 | 467.0283 | 469.6349 | 471.3023 | 471.8005 | 473.2099 | 474.5557 | 474.9685 | 474.2843 | 474.5456 | 474.0529 | 472.4207 | 471.4331 | 472.257 | 470.9194 | 469.0427 | 467.3557 | 465.3864 | 463.0546 | 460.4741 | 457.7611 | 453.8467 | 450.044 | 447.955 | 444.8991 | 441.8348 | 437.6055 | 433.6958 | 430.1063 | 426.8297 | 424.3324
|  | Total DM | 93.2561 | 95.7648 | 94.6595 | 94.6371 | 94.205 | 95.5014 | 95.2541 | 94.9642 | 94.9375 | 95.5766 | 94.9334 | 94.4852 | 93.8764 | 92.8652 | 89.3759 | 88.8473 | 88.5466 | 88.1245 | 87.9151 | 87.834 | 87.5947 | 87.4374 | 87.6699 | 87.5036 | 85.4942 | 85.3088 | 85.0192 | 84.7148 | 84.5012 | 84.2185 | 83.7907 | 83.3511
|  | LDZ Shrinkage | 2.6976 | 2.6827 | 2.6236 | 2.5766 | 2.5439 | 2.5304 | 2.4964 | 2.4574 | 2.4138 | 2.3764 | 2.3281 | 2.2871 | 2.2461 | 2.2112 | 2.1641 | 2.1231 | 2.0821 | 2.0468 | 2.0001 | 1.9591 | 1.9181 | 1.8823 | 1.8361 | 1.7951 | 1.7541 | 1.7179 | 1.6721 | 1.6311 | 1.5901 | 1.5534 | 1.5081 | 1.4671
|  | Total LDZ | 557.377 | 561.6797 | 564.3114 | 566.8486 | 568.0512 | 569.8323 | 570.9604 | 571.9773 | 572.3198 | 572.2372 | 571.8071 | 570.8252 | 568.5433 | 566.5096 | 563.797 | 561.8898 | 559.6714 | 557.527 | 555.3016 | 552.8477 | 549.9869 | 547.0808 | 543.3527 | 539.3427 | 535.2033 | 531.9258 | 528.5261 | 523.9515 | 519.7871 | 515.8782 | 512.1285 | 509.1505
|  | NTS Industrial | 22.6314 | 22.8007 | 22.8332 | 22.7396 | 22.6243 | 22.4921 | 22.4001 | 22.2694 | 22.0127 | 21.927 | 21.7533 | 21.5643 | 21.4423 | 21.3118 | 21.0896 | 20.9702 | 20.729 | 20.5169 | 20.3695 | 20.1608 | 19.9199 | 19.7151 | 19.5687 | 19.3562 | 19.1117 | 18.8979 | 18.6406 | 18.4198 | 18.2844 | 18.0871 | 17.848 | 17.7499
|  | Exports to Ireland | 42.5118 | 48.6378 | 51.5627 | 55.1065 | 58.7211 | 60.9176 | 62.6965 | 64.3602 | 65.4335 | 66.4468 | 67.1537 | 67.7285 | 67.8078 | 68.003 | 68.1322 | 68.3768 | 68.988 | 71.2462 | 71.3189 | 71.0768 | 70.7828 | 70.5905 | 70.2428 | 69.9922 | 69.6874 | 69.4795 | 69.1158 | 68.8442 | 68.5144 | 68.276 | 67.8782 | 67.6138
|  | NTS Power Generation | 189.8495 | 173.8194 | 136.6839 | 122.8007 | 107.1535 | 120.4111 | 117.9899 | 108.906 | 122.9647 | 138.3762 | 127.4943 | 127.091 | 125.7702 | 110.7001 | 103.6622 | 97.3392 | 89.2032 | 80.3834 | 80.2137 | 82.9922 | 82.8964 | 83.7147 | 87.429 | 93.7418 | 99.3663 | 107.7388 | 114.1312 | 115.9135 | 121.5617 | 125.1131 | 122.9218 | 125.7071
|  | NTS Consumption | 254.9927 | 245.258 | 211.0798 | 200.6468 | 188.4988 | 203.8207 | 203.0865 | 195.5357 | 210.4109 | 226.75 | 216.4013 | 216.3838 | 215.0203 | 200.0149 | 192.8841 | 186.6862 | 178.9202 | 172.1464 | 171.9022 | 174.2298 | 173.5991 | 174.0202 | 177.2405 | 183.0902 | 188.1654 | 196.1161 | 201.8876 | 203.1774 | 208.3606 | 211.4762 | 208.648 | 211.0708
|  | NTS Shrinkage | 3.1546 | 3.2709 | 3.1859 | 3.1304 | 3.0853 | 3.1095 | 3.11 | 3.0874 | 3.1245 | 3.2064 | 3.1929 | 3.1827 | 3.1828 | 3.1608 | 3.1375 | 3.1104 | 3.1276 | 3.1182 | 3.092 | 3.0867 | 3.0732 | 3.0345 | 3.0075 | 3.0083 | 2.9985 | 3.0138 | 3.0037 | 2.9884 | 2.9848 | 2.9894 | 2.9582 | 2.9465
|  | Total excluding IUK | 815.5243 | 810.2086 | 778.5772 | 770.6258 | 759.6353 | 776.7626 | 777.1568 | 770.6004 | 785.8551 | 802.1936 | 791.4013 | 790.3917 | 786.7463 | 769.6853 | 759.8186 | 751.6864 | 741.7192 | 732.7917 | 730.2957 | 730.1642 | 726.6592 | 724.1355 | 723.6007 | 725.4411 | 726.3672 | 731.0557 | 733.4174 | 730.1173 | 731.1325 | 730.3438 | 723.7346 | 723.1679
|  | IUK | 53.571 | 54.8656 | 61.1527 | 57.9492 | 55.4381 | 48.872 | 49.1202 | 49.1635 | 49.6377 | 54.1998 | 58.7626 | 58.5701 | 61.7967 | 70.6994 | 77.697 | 80.3183 | 97.9207 | 97.6793 | 97.6793 | 97.6793 | 96.023 | 85.4059 | 85.6345 | 84.9398 | 80.8778 | 80.7922 | 77.54 | 77.0471 | 77.811 | 77.6324 | 77.4222 | 72.5906
|  | Total including IUK | 869.0953 | 865.0742 | 839.7299 | 828.575 | 815.0734 | 825.6346 | 826.277 | 819.7639 | 835.4929 | 856.3934 | 850.1639 | 848.9617 | 848.543 | 840.3847 | 837.5156 | 832.0047 | 839.6399 | 830.471 | 827.975 | 827.8435 | 822.6821 | 809.5413 | 809.2351 | 810.3809 | 807.245 | 811.8479 | 810.9574 | 807.1644 | 808.9435 | 807.9762 | 801.1568 | 795.7585
A5.1E - Five Year Forecast: Annual demand
Source: National Grid
Calender year DS35
|  |  | 2019 | 2020 | 2021 | 2022 | 2023
|  | 0-73.2 MWh | 2019: 338.5003; 2020: 337.6775; 2021: 336.9527; 2022: 336.1905; 2023: 335.5813
|  | 73.2-732 MWh | 2019: 52.6405; 2020: 54.338; 2021: 55.6391; 2022: 56.4578; 2023: 56.585
|  | NDM > 732 MWh | 2019: 70.4734; 2020: 73.4857; 2021: 75.3031; 2022: 76.9288; 2023: 77.4709
|  | Total NDM | 2019: 461.6142; 2020: 465.5012; 2021: 467.8949; 2022: 469.5772; 2023: 469.6371
|  | Total DM | 2019: 93.1934; 2020: 92.528; 2021: 92.2882; 2022: 91.5132; 2023: 92.1001
|  | LDZ Shrinkage | 2019: 2.6976; 2020: 2.6827; 2021: 2.6236; 2022: 2.5766; 2023: 2.5439
|  | Total LDZ | 2019: 557.5052; 2020: 560.7119; 2021: 562.8067; 2022: 563.6669; 2023: 564.2812
|  | NTS Industrial | 2019: 22.3194; 2020: 21.66; 2021: 21.4363; 2022: 21.2051; 2023: 20.9678
|  | Exports to Ireland | 2019: 44.0898; 2020: 50.1178; 2021: 53.4125; 2022: 59.1785; 2023: 64.5075
|  | NTS Power Generation | 2019: 159.1065; 2020: 121.2604; 2021: 108.516; 2022: 91.193; 2023: 89.7738
|  | NTS Consumption | 2019: 225.5157; 2020: 193.0382; 2021: 183.3648; 2022: 171.5766; 2023: 175.249
|  | NTS Shrinkage | 2019: 3.0597; 2020: 3.1295; 2021: 3.0904; 2022: 3.0288; 2023: 3.0238
|  | Total excluding IUK | 2019: 786.0806; 2020: 756.8796; 2021: 749.262; 2022: 738.2723; 2023: 742.554
|  | IUK | 2019: 53.3539; 2020: 69.5753; 2021: 68.6374; 2022: 61.2876; 2023: 60.2397
|  | Total including IUK | 2019: 839.4344; 2020: 826.455; 2021: 817.8993; 2022: 799.5599; 2023: 802.7937
A5.1F - Community Renewables: 1 in 20 peak day undiversified demand
Source: National Grid
DS35 Peak
|  | National | 2019/20 | 2020/21 | 2021/22 | 2022/23 | 2023/24 | 2024/25 | 2025/26 | 2026/27 | 2027/28 | 2028/29 | 2029/30 | 2030/31 | 2031/32 | 2032/33 | 2033/34 | 2034/35 | 2035/36 | 2036/37 | 2037/38 | 2038/39 | 2039/40 | 2040/41 | 2041/42 | 2042/43 | 2043/44 | 2044/45 | 2045/46 | 2046/47 | 2047/48 | 2048/49 | 2049/50 | 2050/51
|  | Scotland | 334.6549 | 332.2348 | 330.7182 | 328.4271 | 324.1458 | 319.7019 | 316.0551 | 309.4158 | 300.4292 | 293.8936 | 285.4693 | 276.5431 | 267.5902 | 260.0814 | 253.1664 | 245.5677 | 237.5845 | 231.1956 | 223.3755 | 215.2442 | 205.5242 | 198.4683 | 190.61 | 182.709 | 173.3223 | 166.7874 | 160.3237 | 153.7957 | 147.0011 | 139.6696 | 133.3898 | 132.5238
|  | Northern | 217.1169 | 215.9382 | 214.7758 | 213.3788 | 210.5739 | 207.8278 | 205.793 | 201.7707 | 196.2084 | 192.2885 | 186.7722 | 181.7375 | 176.317 | 172.2199 | 167.5994 | 162.9 | 157.8187 | 154.2347 | 149.6157 | 144.5733 | 137.9386 | 133.4783 | 128.2281 | 123.765 | 118.576 | 113.6063 | 109.4674 | 105.4607 | 100.8305 | 96.8449 | 92.4912 | 90.9941
|  | North West | 492.8282 | 491.2071 | 488.122 | 487.4938 | 480.6153 | 474.1581 | 469.7382 | 460.3375 | 447.0004 | 438.566 | 427.6099 | 413.9162 | 400.6869 | 391.3103 | 382.8626 | 371.7503 | 358.1583 | 348.9749 | 337.7598 | 326.253 | 311.3188 | 302.2251 | 290.2755 | 279.6979 | 266.2737 | 256.4064 | 246.1614 | 236.9982 | 225.3498 | 213.5209 | 201.4319 | 198.8099
|  | North East | 261.0076 | 261.2081 | 260.0528 | 258.0222 | 254.1597 | 250.491 | 247.8737 | 242.9104 | 236.071 | 231.9521 | 224.7754 | 218.8402 | 213.3683 | 208.3468 | 202.424 | 196.3928 | 190.0617 | 184.6775 | 179.6135 | 172.88 | 164.3232 | 158.9728 | 151.4863 | 145.0673 | 138.3219 | 133.2423 | 128.0304 | 122.7696 | 116.3128 | 109.9005 | 103.9262 | 102.2253
|  | East Midlands | 415.9223 | 416.8495 | 414.6617 | 412.4259 | 406.6159 | 401.688 | 397.0613 | 389.4886 | 380.0982 | 373.6235 | 363.7697 | 353.0073 | 342.9381 | 334.697 | 326.0741 | 316.8317 | 306.9798 | 300.0425 | 290.5747 | 280.6329 | 267.8189 | 259.7845 | 248.4468 | 239.3682 | 227.6572 | 220.5814 | 210.9792 | 203.2028 | 192.2519 | 180.5418 | 169.2858 | 165.8515
|  | West Midlands | 364.0633 | 362.5927 | 360.4281 | 357.9582 | 353.1106 | 347.9947 | 343.7914 | 336.3417 | 326.4559 | 320.4121 | 311.0423 | 300.8318 | 290.343 | 283.7815 | 275.7208 | 267.4773 | 258.1769 | 251.7535 | 243.6205 | 234.8269 | 223.747 | 216.5154 | 207.6518 | 199.6184 | 189.8861 | 183.5316 | 176.3423 | 169.1314 | 160.8695 | 153.1452 | 146.3657 | 144.712
|  | Wales North | 48.1116 | 47.884 | 47.5752 | 47.142 | 46.4469 | 45.7854 | 45.2629 | 44.2416 | 42.916 | 42.0817 | 40.8694 | 38.7039 | 37.5182 | 36.5824 | 35.5203 | 34.6372 | 33.457 | 32.409 | 31.4494 | 30.303 | 28.8363 | 27.9964 | 26.76 | 25.7246 | 24.4653 | 23.4158 | 22.5409 | 21.6233 | 20.547 | 19.5932 | 18.6356 | 18.3157
|  | Wales South | 206.5826 | 201.6732 | 199.817 | 198.1457 | 195.8978 | 193.5068 | 191.7121 | 188.4602 | 184.186 | 180.789 | 176.0409 | 173.2102 | 168.891 | 165.9512 | 121.3699 | 118.8866 | 115.7169 | 113.4461 | 110.8016 | 106.425 | 103.0034 | 99.6184 | 95.281 | 92.9123 | 88.7873 | 85.2604 | 82.8531 | 79.9106 | 75.2958 | 71.8546 | 67.7126 | 65.4943
|  | Eastern | 341.3758 | 340.5364 | 342.7862 | 340.6005 | 334.0781 | 330.4003 | 327.1315 | 320.3824 | 309.2229 | 303.7564 | 295.5186 | 284.3536 | 275.845 | 269.1911 | 261.4854 | 252.6474 | 245.2787 | 239.0667 | 231.8419 | 223.4175 | 212.964 | 206.1084 | 197.8876 | 190.8679 | 182.5895 | 175.948 | 169.2771 | 162.815 | 155.0541 | 148.3128 | 140.9962 | 139.5425
|  | North Thames | 425.8139 | 424.5098 | 421.9755 | 418.8463 | 414.6222 | 409.7164 | 404.8124 | 395.9909 | 383.1233 | 376.0793 | 364.0637 | 351.7993 | 339.9905 | 332.0613 | 321.8599 | 312.029 | 300.7669 | 293.1189 | 283.8712 | 273.672 | 259.6167 | 251.0715 | 240.4636 | 231.1515 | 219.9131 | 210.9149 | 202.391 | 193.4929 | 183.8858 | 176.4712 | 168.066 | 165.8353
|  | South East | 478.443 | 475.4666 | 472.8083 | 468.558 | 462.7901 | 457.7398 | 451.1951 | 419.6277 | 406.1851 | 398.1678 | 385.7484 | 372.3085 | 359.8298 | 351.5882 | 340.9934 | 330.1299 | 318.4368 | 310.3336 | 301.1245 | 290.6443 | 275.9818 | 266.9256 | 255.8315 | 246.6075 | 235.8814 | 227.0631 | 218.1676 | 209.1868 | 199.0359 | 191.9198 | 183.073 | 180.7128
|  | Southern | 313.5999 | 311.7722 | 310.0327 | 307.8971 | 303.2499 | 299.9281 | 289.6734 | 273.9548 | 266.085 | 260.1053 | 251.968 | 245.2427 | 237.2335 | 231.3351 | 224.8965 | 217.9168 | 210.7138 | 205.0608 | 199.1892 | 191.9934 | 182.5475 | 176.8793 | 169.7929 | 163.5879 | 156.7576 | 150.4058 | 144.4238 | 138.6942 | 131.5543 | 125.4745 | 119.2175 | 117.0262
|  | South West | 253.832 | 252.7898 | 250.816 | 248.2525 | 244.5397 | 240.6977 | 237.3847 | 231.5963 | 223.9074 | 219.4425 | 211.965 | 207.0735 | 200.7686 | 195.5904 | 190.3822 | 184.9116 | 178.6727 | 174.4144 | 169.1543 | 163.3578 | 155.8208 | 150.0948 | 144.1139 | 138.7206 | 132.789 | 127.6144 | 122.7061 | 117.285 | 111.0792 | 105.5873 | 99.7442 | 97.5178
|  | Total LDZ | 4153.3521 | 4134.6625 | 4114.5694 | 4087.148 | 4030.8459 | 3979.636 | 3927.4848 | 3814.5189 | 3701.8887 | 3631.1579 | 3525.6127 | 3417.568 | 3311.32 | 3232.7367 | 3104.355 | 3012.0784 | 2911.8228 | 2838.7282 | 2751.9916 | 2654.2232 | 2529.4413 | 2448.1389 | 2346.829 | 2259.798 | 2155.2205 | 2074.7778 | 1993.664 | 1914.3661 | 1819.0679 | 1732.8362 | 1644.3358 | 1619.5613
|  | NTS Industrial | 130.1971 | 130.4971 | 130.7971 | 130.3521 | 126.6621 | 126.6621 | 126.6621 | 126.6621 | 126.6621 | 126.6621 | 126.6621 | 126.6621 | 126.6621 | 126.6621 | 126.6621 | 126.6621 | 126.6621 | 126.6621 | 126.6621 | 126.6621 | 126.6621 | 126.6621 | 126.6621 | 126.6621 | 126.6621 | 126.6621 | 126.6621 | 126.6621 | 126.6621 | 126.6621 | 126.6621 | 126.6621
|  | NTS Power Generation | 1261.8977 | 1212.5777 | 1113.4466 | 1041.4466 | 1066.4466 | 936.4466 | 778.5393 | 689.7436 | 615.0836 | 516.5036 | 407.68 | 407.68 | 407.68 | 407.68 | 325.68 | 325.68 | 325.68 | 325.68 | 259.68 | 75.5 | 75.5 | 75.5 | 75.5 | 75.5 | 62 | 69.5 | 75.5 | 75.5 | 75.5 | 75.5 | 75.5 | 75.5
|  | Exports via Moffat | 337.1 | 351.6 | 360.5 | 375.3 | 388.1 | 393.2 | 401.2 | 407.3 | 408.6 | 408.1 | 424.5 | 433.5 | 434.8 | 436.5 | 438.7 | 440.1 | 450.6 | 450.3 | 450.1 | 449.8 | 453.5 | 449 | 444.5 | 440 | 435.6 | 430.6 | 425.7 | 419.3 | 413 | 406.8 | 400.7 | 394.7
|  | Exports via IUK | 0 | 0 | 0 | 0 | 0 | 0 | 0 | 0 | 0 | 0 | 0 | 0 | 0 | 0 | 0 | 0 | 0 | 0 | 0 | 0 | 0 | 0 | 1 | 2 | 3 | 4 | 5 | 6 | 7 | 8 | 9 | 10
|  | Total NTS | 1729.1948 | 1694.6748 | 1604.7438 | 1547.0988 | 1581.2088 | 1456.3088 | 1306.4014 | 1223.7057 | 1150.3457 | 1051.2657 | 958.8421 | 967.8421 | 969.1421 | 970.8421 | 891.0421 | 892.4421 | 902.9421 | 902.6421 | 836.4421 | 651.9621 | 655.6621 | 651.1621 | 647.6621 | 644.1621 | 627.2621 | 630.7621 | 632.8621 | 627.4621 | 622.1621 | 616.9621 | 611.8621 | 606.8621
|  | Total | 5882.547 | 5829.3374 | 5719.3131 | 5634.2468 | 5612.0546 | 5435.9447 | 5233.8862 | 5038.2246 | 4852.2345 | 4682.4236 | 4484.4548 | 4385.4101 | 4280.4621 | 4203.5788 | 3995.3971 | 3904.5205 | 3814.7649 | 3741.3704 | 3588.4337 | 3306.1854 | 3185.1034 | 3099.301 | 2994.4912 | 2903.9601 | 2782.4826 | 2705.5399 | 2626.5261 | 2541.8282 | 2441.2301 | 2349.7983 | 2256.1979 | 2226.4234
A5.1G - Two Degrees: 1 in 20 peak day undiversified demand
Source: National Grid
DS35 Peak
|  | National | 2019/20 | 2020/21 | 2021/22 | 2022/23 | 2023/24 | 2024/25 | 2025/26 | 2026/27 | 2027/28 | 2028/29 | 2029/30 | 2030/31 | 2031/32 | 2032/33 | 2033/34 | 2034/35 | 2035/36 | 2036/37 | 2037/38 | 2038/39 | 2039/40 | 2040/41 | 2041/42 | 2042/43 | 2043/44 | 2044/45 | 2045/46 | 2046/47 | 2047/48 | 2048/49 | 2049/50 | 2050/51
|  | Scotland | 335.8415 | 334.8955 | 334.8295 | 333.9847 | 331.0702 | 329.7254 | 326.9981 | 321.3311 | 315.3284 | 311.8554 | 304.3293 | 296.202 | 287.0221 | 278.2876 | 269.4519 | 259.668 | 248.0137 | 236.1796 | 224.4981 | 212.8213 | 199.0138 | 188.1397 | 175.4706 | 163.5175 | 151.9551 | 142.5363 | 135.13 | 127.4831 | 119.2467 | 112.8954 | 107.5755 | 105.8474
|  | Northern | 217.5592 | 217.3199 | 216.9644 | 216.3925 | 214.4703 | 213.6617 | 212.176 | 208.6621 | 204.8104 | 202.825 | 196.6368 | 190.1997 | 183.1224 | 176.4957 | 169.5296 | 162.3765 | 153.764 | 145.8798 | 138.0126 | 129.9685 | 120.7388 | 113.5055 | 105.308 | 97.9456 | 90.9082 | 84.7086 | 79.8995 | 75.1086 | 70.1384 | 66.7353 | 63.3838 | 62.1299
|  | North West | 493.302 | 491.1626 | 490.5981 | 489.2732 | 483.2897 | 481.8423 | 477.7819 | 469.1148 | 459.2388 | 455.4562 | 444.1348 | 431.9502 | 417.8677 | 406.4393 | 392.7934 | 378.3633 | 360.4716 | 343.1287 | 326.0372 | 308.2802 | 287.1876 | 272.4779 | 251.9464 | 235.8162 | 219.0117 | 205.1784 | 194.5715 | 183.3175 | 170.7861 | 162.7713 | 154.8154 | 152.5547
|  | North East | 262.2757 | 262.5512 | 262.0746 | 261.4307 | 258.5643 | 257.6724 | 255.6891 | 251.5514 | 246.6247 | 244.6992 | 238.4142 | 231.4512 | 224.1293 | 217.9283 | 210.6286 | 202.9112 | 193.2992 | 184.0265 | 175.2049 | 166.1377 | 155.1597 | 147.3662 | 136.5797 | 127.7302 | 118.8864 | 111.7543 | 106.0561 | 100.1143 | 93.3583 | 89.101 | 84.9198 | 83.7569
|  | East Midlands | 416.6286 | 415.089 | 414.117 | 412.632 | 408 | 405.9782 | 401.5737 | 394.0798 | 385.2524 | 382.3203 | 371.6699 | 360.3484 | 348.14 | 337.6972 | 325.6232 | 313.0837 | 297.2335 | 281.9691 | 267.3202 | 252.1234 | 233.9001 | 221.162 | 203.6063 | 189.3678 | 175.0038 | 163.3471 | 154.2845 | 144.3623 | 133.3825 | 126.3948 | 119.48 | 117.5677
|  | West Midlands | 365.4862 | 365.4729 | 364.9073 | 363.6897 | 359.9102 | 358.3707 | 354.5574 | 348.0363 | 340.2323 | 337.1955 | 327.882 | 318.5203 | 307.9711 | 299.4217 | 288.9795 | 278.3182 | 264.6399 | 251.4777 | 238.9001 | 226.0424 | 210.097 | 199.0755 | 183.8854 | 171.3189 | 158.6769 | 148.6595 | 140.7627 | 132.0645 | 122.4314 | 116.1562 | 110.288 | 108.6178
|  | Wales North | 48.1512 | 48.2022 | 48.1811 | 47.9393 | 47.5604 | 47.5356 | 47.3855 | 46.9756 | 46.5234 | 46.5318 | 46.7908 | 45.7895 | 45.7353 | 45.8909 | 45.7208 | 45.3394 | 44.4271 | 43.4355 | 42.2623 | 41.593 | 40.3712 | 39.6714 | 38.2699 | 36.8677 | 34.9252 | 33.4117 | 32.3176 | 31.1623 | 29.6302 | 28.7155 | 28.1784 | 28.0257
|  | Wales South | 211.1526 | 208.3142 | 205.4113 | 204.0568 | 200.8886 | 200.0466 | 199.2429 | 196.7787 | 194.8431 | 193.8178 | 193.9377 | 186.8054 | 185.8122 | 185.1213 | 183.5783 | 181.1714 | 177.6145 | 174.921 | 171.2372 | 168.0639 | 163.3224 | 118.6753 | 114.3897 | 109.9684 | 104.4759 | 99.5562 | 95.5653 | 91.9376 | 87.7392 | 85.6143 | 83.5742 | 82.7902
|  | Eastern | 340.9423 | 337.5536 | 337.0709 | 335.6862 | 331.8688 | 330.9195 | 327.2282 | 321.3513 | 314.0531 | 311.0262 | 303.9226 | 296.4046 | 287.524 | 281.1577 | 272.2958 | 262.7477 | 251.5534 | 239.7582 | 228.9404 | 217.8851 | 203.4299 | 193.5761 | 179.33 | 167.3855 | 155.5652 | 145.7948 | 137.4251 | 128.3826 | 118.6078 | 112.4313 | 106.5698 | 105.1082
|  | North Thames | 427.3487 | 427.3066 | 426.7722 | 425.6788 | 420.868 | 419.7106 | 415.2019 | 407.8872 | 399.3145 | 395.8411 | 384.328 | 373.1498 | 360.346 | 350.3142 | 338.0055 | 325.0276 | 308.4323 | 293.4557 | 278.4038 | 263.1797 | 244.5049 | 231.1867 | 213.6912 | 198.8059 | 183.944 | 172.2251 | 162.4719 | 152.1817 | 140.949 | 133.6905 | 126.4982 | 124.4459
|  | South East | 479.1193 | 475.0319 | 474.3249 | 472.4135 | 466.5158 | 465.3928 | 460.4375 | 452.324 | 442.4137 | 436.8638 | 426.9181 | 416.9635 | 404.7179 | 374.4097 | 362.4319 | 349.2941 | 333.0417 | 317.6934 | 302.8723 | 287.9919 | 268.3731 | 254.9985 | 236.5471 | 221.1639 | 205.7086 | 193.2028 | 183.031 | 172.242 | 160.0399 | 152.9132 | 145.873 | 143.9101
|  | Southern | 314.5137 | 313.9326 | 313.7249 | 312.3827 | 308.876 | 308.7798 | 305.9041 | 296.4968 | 286.2049 | 276.8483 | 272.0599 | 267.9671 | 261.8574 | 257.9354 | 252.0759 | 244.5676 | 234.8276 | 225.8886 | 216.8826 | 208.411 | 196.9815 | 188.5751 | 178.0586 | 168.2158 | 157.351 | 148.6519 | 141.3691 | 133.8387 | 125.7206 | 120.7565 | 116.4904 | 115.4009
|  | South West | 254.9579 | 254.9643 | 254.1691 | 253.1434 | 250.6695 | 250.4373 | 248.9437 | 245.9477 | 241.7239 | 240.7573 | 240.3797 | 236.4205 | 235.4867 | 235.5799 | 234.4304 | 231.1384 | 224.9233 | 219.9084 | 213.8194 | 208.395 | 200.6871 | 194.8562 | 186.4721 | 178.9857 | 169.0255 | 161.2922 | 155.0415 | 147.7235 | 139.8938 | 135.8284 | 132.1225 | 131.6571
|  | Total LDZ | 4167.2789 | 4151.7965 | 4143.1455 | 4128.7038 | 4082.5519 | 4070.0729 | 4033.1198 | 3960.5367 | 3876.5637 | 3836.0379 | 3751.4039 | 3652.1722 | 3549.7321 | 3446.679 | 3345.5449 | 3234.007 | 3092.242 | 2957.7223 | 2824.3911 | 2690.8933 | 2523.7672 | 2363.2662 | 2203.5551 | 2067.0892 | 1925.4375 | 1810.3189 | 1717.9258 | 1619.9186 | 1511.924 | 1444.0039 | 1379.7688 | 1361.8124
|  | NTS Industrial | 130.1971 | 130.4971 | 130.7971 | 130.3521 | 130.3521 | 130.3521 | 130.3521 | 130.3521 | 130.3521 | 130.3521 | 130.3521 | 130.3521 | 130.3521 | 237.5274 | 272.6684 | 311.2277 | 360.3022 | 416.0842 | 473.4001 | 527.8644 | 592.0638 | 654.3023 | 730.8094 | 811.5197 | 892.6554 | 966.3587 | 1025.7253 | 1076.4519 | 1120.461 | 1145.553 | 1158.2029 | 1160.4931
|  | NTS Power Generation | 1261.8977 | 1262.5777 | 1181.4177 | 1203.4177 | 1267.4177 | 1234.6466 | 1088.7466 | 983.6866 | 964.3866 | 964.3866 | 1000.1866 | 1045.1866 | 1023.1866 | 943.8423 | 931.0123 | 904.8536 | 873.97 | 884.72 | 869.88 | 914.88 | 883.18 | 928.18 | 928.18 | 973.18 | 973.18 | 973.18 | 1000.2 | 886.5 | 858 | 858 | 813 | 813
|  | Exports via Moffat | 337.1 | 351.6 | 360.5 | 375.3 | 388.1 | 393.2 | 401.2 | 407.3 | 408.6 | 408.1 | 424.5 | 433.5 | 434.8 | 436.5 | 438.7 | 440.1 | 450.6 | 450.3 | 450.1 | 449.8 | 453.5 | 449 | 444.5 | 440 | 435.6 | 430.6 | 425.7 | 419.3 | 413 | 406.8 | 400.7 | 394.7
|  | Exports via IUK | 0 | 0 | 0 | 0 | 0 | 0 | 0 | 0 | 0 | 0 | 0 | 0 | 0 | 0 | 0 | 0 | 0 | 0 | 0 | 0 | 0 | 0 | 1 | 2 | 3 | 4 | 5 | 6 | 7 | 8 | 9 | 10
|  | Total NTS | 1729.1948 | 1744.6748 | 1672.7148 | 1709.0698 | 1785.8698 | 1758.1988 | 1620.2988 | 1521.3388 | 1503.3388 | 1502.8388 | 1555.0388 | 1609.0388 | 1588.3388 | 1617.8697 | 1642.3807 | 1656.1813 | 1684.8722 | 1751.1042 | 1793.3801 | 1892.5444 | 1928.7438 | 2031.4823 | 2104.4894 | 2226.6997 | 2304.4354 | 2374.1387 | 2456.6253 | 2388.2519 | 2398.461 | 2418.353 | 2380.9029 | 2378.1931
|  | Total | 5896.4738 | 5896.4713 | 5815.8604 | 5837.7736 | 5868.4217 | 5828.2717 | 5653.4186 | 5481.8755 | 5379.9025 | 5338.8767 | 5306.4427 | 5261.2109 | 5138.0708 | 5064.5487 | 4987.9256 | 4890.1883 | 4777.1141 | 4708.8265 | 4617.7712 | 4583.4377 | 4452.5109 | 4394.7485 | 4308.0445 | 4293.7888 | 4229.8729 | 4184.4576 | 4174.5511 | 4008.1705 | 3910.385 | 3862.3569 | 3760.6717 | 3740.0055
A5.1H - Steady Progression: 1 in 20 peak day undiversified demand
Source: National Grid
DS35 Peak
|  | National | 2019/20 | 2020/21 | 2021/22 | 2022/23 | 2023/24 | 2024/25 | 2025/26 | 2026/27 | 2027/28 | 2028/29 | 2029/30 | 2030/31 | 2031/32 | 2032/33 | 2033/34 | 2034/35 | 2035/36 | 2036/37 | 2037/38 | 2038/39 | 2039/40 | 2040/41 | 2041/42 | 2042/43 | 2043/44 | 2044/45 | 2045/46 | 2046/47 | 2047/48 | 2048/49 | 2049/50 | 2050/51
|  | Scotland | 340.2629 | 343.4765 | 346.7338 | 348.4192 | 348.8268 | 351.419 | 353.5345 | 354.299 | 353.7019 | 354.7677 | 355.771 | 355.8873 | 356.0973 | 356.7194 | 356.769 | 356.4868 | 355.3061 | 355.8684 | 355.7958 | 355.6331 | 354.3069 | 355.1681 | 355.7312 | 355.7997 | 354.4716 | 355.0469 | 355.6356 | 355.7984 | 355.1023 | 355.2671 | 355.5914 | 355.5376
|  | Northern | 220.5617 | 222.8379 | 224.5633 | 225.5257 | 225.6386 | 227.0594 | 228.3927 | 228.7075 | 228.1295 | 229.0471 | 228.9948 | 229.2279 | 229.3087 | 229.643 | 229.4731 | 229.3067 | 227.8742 | 228.6582 | 228.4325 | 228.0931 | 227.0808 | 227.3801 | 227.5092 | 227.5563 | 226.5999 | 226.8677 | 227.2044 | 226.7787 | 226.0915 | 226.5255 | 226.3656 | 226.3745
|  | North West | 500.4307 | 506.1048 | 510.0324 | 511.3933 | 511.5878 | 516.5723 | 518.2612 | 519.3687 | 517.7544 | 520.2519 | 521.2085 | 520.4552 | 520.6677 | 521.841 | 520.9812 | 520.8572 | 518.5998 | 519.5912 | 518.9114 | 518.8416 | 516.1685 | 518.1915 | 518.0549 | 517.9927 | 515.675 | 517.0972 | 517.2055 | 517.3725 | 515.0344 | 516.4245 | 515.9993 | 515.6933
|  | North East | 265.602 | 268.8317 | 271.9795 | 273.3035 | 272.8208 | 274.3601 | 275.7831 | 276.6295 | 275.6713 | 277.1012 | 277.5961 | 277.4039 | 277.6615 | 278.6215 | 278.3226 | 278.0658 | 276.473 | 277.4322 | 277.3915 | 277.0286 | 275.5812 | 276.8551 | 276.0726 | 276.382 | 275.4226 | 276.2802 | 276.3585 | 276.4509 | 274.9913 | 276.2194 | 275.9637 | 275.9569
|  | East Midlands | 422.8144 | 427.416 | 433.0181 | 434.394 | 433.6423 | 436.0244 | 437.3176 | 438.4246 | 436.7456 | 439.0806 | 439.7336 | 438.7226 | 438.2259 | 439.9923 | 439.3561 | 438.917 | 436.6261 | 437.5362 | 437.4994 | 437.1728 | 434.6709 | 436.7824 | 436.2252 | 436.1087 | 434.381 | 435.9216 | 436.3055 | 436.6469 | 434.6481 | 436.0645 | 435.9723 | 435.9328
|  | West Midlands | 370.121 | 374.2577 | 377.2272 | 378.4533 | 378.7281 | 381.4766 | 383.2642 | 384.4631 | 383.1134 | 385.362 | 385.8119 | 385.1881 | 384.9948 | 386.7077 | 386.1364 | 386.0871 | 383.9979 | 384.988 | 384.9618 | 384.8651 | 382.7353 | 384.4432 | 384.0931 | 384.1715 | 382.7686 | 384.0246 | 384.601 | 384.5139 | 382.9888 | 384.5098 | 384.7263 | 384.514
|  | Wales North | 48.9452 | 49.457 | 49.8408 | 49.9504 | 49.9112 | 50.3077 | 50.5188 | 50.5927 | 50.4874 | 50.8239 | 51.0532 | 49.7518 | 49.8837 | 50.1912 | 50.1945 | 50.2952 | 50.1964 | 50.3881 | 50.4736 | 50.5822 | 50.3799 | 50.778 | 50.8308 | 50.9388 | 50.843 | 51.1 | 51.2563 | 51.4515 | 51.3456 | 51.5756 | 51.7238 | 51.67
|  | Wales South | 209.0903 | 206.9817 | 206.2728 | 206.5752 | 206.8646 | 207.4069 | 207.8813 | 208.2103 | 207.9544 | 208.1425 | 208.0465 | 202.6508 | 203.2849 | 203.6943 | 203.4235 | 203.2842 | 203.0053 | 204.3207 | 204.4608 | 204.2769 | 203.4267 | 204.3593 | 204.9073 | 205.2916 | 205.0438 | 205.1803 | 205.3959 | 205.9407 | 206.1913 | 207.1771 | 207.3463 | 207.0096
|  | Eastern | 346.3059 | 350.9323 | 353.1158 | 355.9606 | 355.6906 | 357.4157 | 358.9126 | 359.7888 | 358.526 | 360.3741 | 362.0335 | 361.9787 | 362.2433 | 364.4214 | 364.2261 | 364.5592 | 363.7496 | 365.0028 | 365.6626 | 365.8262 | 363.8258 | 366.5821 | 366.7081 | 367.5445 | 367.0352 | 368.013 | 368.5325 | 369.7571 | 368.381 | 370.1988 | 370.7748 | 371.298
|  | North Thames | 433.8556 | 439.5979 | 443.6516 | 445.4524 | 445.2329 | 450.7222 | 453.1202 | 454.2669 | 453.1873 | 456.94 | 458.3285 | 458.6769 | 459.5373 | 463.0424 | 463.224 | 463.7383 | 461.7021 | 464.1534 | 464.9964 | 465.8196 | 463.871 | 467.1381 | 467.5674 | 468.5357 | 467.8202 | 470.403 | 471.4413 | 472.4149 | 471.1358 | 474.1242 | 474.9328 | 475.0848
|  | South East | 484.5054 | 489.0893 | 492.1021 | 492.4916 | 490.9619 | 495.7282 | 497.5147 | 498.1759 | 497.5631 | 499.6436 | 501.2319 | 501.3417 | 501.0759 | 504.258 | 504.0269 | 503.6988 | 501.9993 | 503.9511 | 504.6899 | 505.5417 | 503.1093 | 505.801 | 483.9351 | 484.7858 | 483.9305 | 486.3933 | 486.7147 | 487.6065 | 485.7759 | 488.7634 | 489.9833 | 489.6351
|  | Southern | 318.519 | 321.4827 | 324.0712 | 324.7317 | 324.3042 | 327.2793 | 328.2362 | 329.1877 | 329.0199 | 330.3975 | 331.961 | 332.4764 | 326.0745 | 317.7728 | 317.9204 | 317.8871 | 317.0366 | 318.6113 | 319.4009 | 320.2363 | 318.886 | 320.6919 | 321.5429 | 321.9937 | 321.7852 | 323.6323 | 324.0548 | 324.847 | 324.5229 | 326.5556 | 327.723 | 327.6419
|  | South West | 257.9181 | 260.474 | 261.8695 | 262.4122 | 262.2409 | 264.3021 | 265.6023 | 266.1731 | 265.4617 | 267.4133 | 268.2988 | 264.8501 | 265.208 | 266.8126 | 266.9773 | 267.3022 | 266.4024 | 268.0142 | 268.6715 | 269.0528 | 268.0378 | 269.8325 | 270.2789 | 271.0095 | 270.6608 | 271.9138 | 272.7235 | 273.481 | 273.0727 | 274.948 | 275.5945 | 275.5571
|  | Total LDZ | 4218.9323 | 4260.9396 | 4294.4781 | 4309.063 | 4306.4508 | 4340.074 | 4358.3394 | 4368.2879 | 4357.3161 | 4379.3455 | 4390.0693 | 4378.6115 | 4374.2634 | 4383.7175 | 4381.0311 | 4380.4856 | 4362.9686 | 4378.5157 | 4381.3479 | 4382.9701 | 4362.0803 | 4384.0034 | 4363.4569 | 4368.1104 | 4356.4375 | 4371.874 | 4377.4296 | 4383.06 | 4369.2818 | 4388.3535 | 4392.6971 | 4391.9056
|  | NTS Industrial | 130.1971 | 130.4971 | 130.7971 | 130.3521 | 130.3521 | 130.3521 | 130.3521 | 130.3521 | 130.3521 | 130.3521 | 130.3521 | 130.3521 | 130.3521 | 130.3521 | 130.3521 | 130.3521 | 130.3521 | 130.3521 | 130.3521 | 130.3521 | 130.3521 | 130.3521 | 130.3521 | 130.3521 | 130.3521 | 130.3521 | 130.3521 | 130.3521 | 130.3521 | 130.3521 | 130.3521 | 130.3521
|  | NTS Power Generation | 1304.1177 | 1305.9977 | 1330.9977 | 1307.0777 | 1300.3577 | 1306.3577 | 1338.3577 | 1369.5866 | 1361.5866 | 1415.9866 | 1294.2866 | 1209.0866 | 1266.0866 | 1266.0866 | 1252.1466 | 1273.1466 | 1223.0096 | 1098.1796 | 1098.1796 | 1102.4123 | 1056.2536 | 1121.2536 | 1063.97 | 1108.97 | 1043.62 | 1088.62 | 1048.78 | 1093.78 | 1107.08 | 1107.08 | 1152.08 | 1152.08
|  | Exports via Moffat | 337.1 | 351.6 | 360.5 | 375.3 | 388.1 | 393.2 | 401.2 | 407.3 | 408.6 | 408.1 | 424.5 | 433.5 | 434.8 | 436.5 | 438.7 | 440.1 | 450.6 | 450.3 | 450.1 | 449.8 | 453.5 | 449 | 444.5 | 440 | 435.6 | 430.6 | 425.7 | 419.3 | 413 | 406.8 | 400.7 | 394.7
|  | Exports via IUK | 0 | 0 | 0 | 0 | 0 | 0 | 0 | 0 | 0 | 0 | 0 | 0 | 0 | 0 | 0 | 0 | 0 | 0 | 0 | 0 | 0 | 0 | 0 | 0 | 0 | 0 | 0 | 0 | 0 | 0 | 0 | 0
|  | Total NTS | 1771.4148 | 1788.0948 | 1822.2948 | 1812.7298 | 1818.8098 | 1829.9098 | 1869.9098 | 1907.2388 | 1900.5388 | 1954.4388 | 1849.1388 | 1772.9388 | 1831.2388 | 1832.9388 | 1821.1988 | 1843.5988 | 1803.9618 | 1678.8318 | 1678.6318 | 1682.5644 | 1640.1057 | 1700.6057 | 1638.8221 | 1679.3221 | 1609.5721 | 1649.5721 | 1604.8321 | 1643.4321 | 1650.4321 | 1644.2321 | 1683.1321 | 1677.1321
|  | Total | 5990.3471 | 6049.0344 | 6116.773 | 6121.7928 | 6125.2607 | 6169.9838 | 6228.2493 | 6275.5267 | 6257.8548 | 6333.7843 | 6239.208 | 6151.5503 | 6205.5022 | 6216.6563 | 6202.2299 | 6224.0844 | 6166.9304 | 6057.3474 | 6059.9796 | 6065.5345 | 6002.1861 | 6084.6091 | 6002.279 | 6047.4325 | 5966.0096 | 6021.4461 | 5982.2617 | 6026.4921 | 6019.7139 | 6032.5856 | 6075.8293 | 6069.0377
A5.1I -Consumer Evolution: 1 in 20 peak day undiversified demand
Source: National Grid
DS35 Peak
|  | National | 2019/20 | 2020/21 | 2021/22 | 2022/23 | 2023/24 | 2024/25 | 2025/26 | 2026/27 | 2027/28 | 2028/29 | 2029/30 | 2030/31 | 2031/32 | 2032/33 | 2033/34 | 2034/35 | 2035/36 | 2036/37 | 2037/38 | 2038/39 | 2039/40 | 2040/41 | 2041/42 | 2042/43 | 2043/44 | 2044/45 | 2045/46 | 2046/47 | 2047/48 | 2048/49 | 2049/50 | 2050/51
|  | Scotland | 338.8666 | 341.4955 | 343.7629 | 344.8298 | 344.1196 | 345.1004 | 346.2231 | 346.0762 | 344.4255 | 344.7692 | 345.0481 | 344.5773 | 343.35 | 344.2038 | 344.8347 | 344.0451 | 342.367 | 342.5171 | 341.6641 | 340.7647 | 338.8529 | 338.8324 | 338.5759 | 338.8529 | 337.2544 | 337.6919 | 337.9287 | 337.8949 | 337.0335 | 336.4846 | 336.7034 | 337.1465
|  | Northern | 219.7402 | 221.7775 | 222.8326 | 223.341 | 222.7836 | 223.3095 | 224.043 | 223.7833 | 222.7188 | 223.3646 | 222.976 | 223.218 | 222.4355 | 222.8608 | 223.17 | 222.541 | 220.9396 | 221.4384 | 220.8458 | 219.6896 | 218.2278 | 218.0041 | 217.4272 | 217.4835 | 216.4361 | 216.3806 | 216.0946 | 215.4516 | 214.6821 | 214.8667 | 214.3509 | 214.3628
|  | North West | 497.833 | 503.3494 | 505.9833 | 506.767 | 506.7575 | 510.1198 | 511.3792 | 511.948 | 509.4704 | 510.9469 | 511.6523 | 511.0512 | 509.8393 | 511.8004 | 512.5453 | 513.2542 | 510.1963 | 509.5137 | 508.661 | 506.5275 | 503.8518 | 505.0085 | 504.0284 | 505.6105 | 503.3047 | 503.9363 | 503.9987 | 505.2108 | 502.4232 | 504.0785 | 503.3869 | 504.0816
|  | North East | 264.5633 | 267.3674 | 269.7264 | 270.8918 | 269.6535 | 270.1832 | 271.2386 | 271.4599 | 269.9004 | 271.4193 | 271.7077 | 272.2938 | 271.6489 | 273.6516 | 273.9424 | 273.1009 | 271.3098 | 272.0405 | 271.1448 | 270.8838 | 268.9914 | 269.0663 | 267.5083 | 267.9308 | 266.2887 | 266.7676 | 266.8462 | 267.0011 | 265.2058 | 265.6909 | 265.368 | 265.4069
|  | East Midlands | 420.767 | 424.6673 | 429.1685 | 430.3361 | 429.5813 | 430.7949 | 431.695 | 432.7863 | 430.804 | 435.1539 | 435.9459 | 434.1796 | 433.6757 | 436.7327 | 437.2808 | 436.4674 | 434.6263 | 435.3995 | 434.5485 | 433.7637 | 430.6727 | 431.803 | 430.4187 | 430.1074 | 428.197 | 429.627 | 429.6738 | 430.4668 | 428.4697 | 429.264 | 429.5171 | 429.2073
|  | West Midlands | 368.5121 | 372.0106 | 373.7775 | 374.4542 | 373.7419 | 375.0045 | 376.0188 | 376.4311 | 374.0845 | 376.2441 | 376.3179 | 375.6237 | 374.3423 | 376.3075 | 376.5188 | 376.2356 | 373.8381 | 374.5886 | 374.2219 | 373.4095 | 370.4189 | 371.7401 | 370.8753 | 371.9522 | 370.5225 | 371.981 | 372.5471 | 372.9888 | 371.5813 | 372.9246 | 373.8413 | 374.1486
|  | Wales North | 48.758 | 49.2215 | 49.4362 | 49.4893 | 49.2705 | 49.407 | 49.4377 | 49.3524 | 48.9561 | 49.0724 | 49.0789 | 47.9536 | 47.8938 | 48.202 | 48.2029 | 48.0844 | 47.9581 | 47.9903 | 47.7339 | 47.6806 | 47.3152 | 47.4688 | 47.3243 | 47.4764 | 47.2929 | 47.3695 | 47.368 | 47.4708 | 47.2307 | 47.3459 | 47.3783 | 47.3699
|  | Wales South | 209.17 | 206.3663 | 205.6658 | 204.9012 | 204.7146 | 205.5336 | 205.0216 | 204.6235 | 203.5884 | 203.4641 | 202.8162 | 202.8113 | 202.1644 | 201.7721 | 202.1791 | 201.3056 | 201.5211 | 202.0837 | 202.1237 | 201.7227 | 200.0256 | 201.4269 | 201.7875 | 200.079 | 158.379 | 158.3888 | 157.7045 | 158.4687 | 157.9861 | 158.0983 | 158.0709 | 157.6038
|  | Eastern | 344.6771 | 348.6833 | 350.1833 | 354.9075 | 354.0519 | 355.0465 | 355.7199 | 353.9958 | 354.1679 | 353.7086 | 354.7378 | 353.3131 | 351.0313 | 352.7076 | 351.8971 | 350.7447 | 349.1782 | 349.5798 | 349.0667 | 347.3464 | 344.1163 | 346.0231 | 343.9755 | 344.3385 | 343.3843 | 344.1991 | 343.1682 | 344.4568 | 343.0588 | 344.5789 | 344.9417 | 346.1085
|  | North Thames | 431.6067 | 436.7946 | 439.2626 | 440.5581 | 438.7462 | 443.1441 | 444.4579 | 444.7825 | 441.4573 | 442.8912 | 442.6296 | 441.3144 | 438.9284 | 442.2271 | 441.933 | 440.7197 | 437.4891 | 438.7947 | 437.8046 | 436.5259 | 433.3746 | 434.2354 | 433.371 | 434.4931 | 432.8762 | 434.3352 | 434.1886 | 434.1808 | 432.518 | 434.6368 | 435.2911 | 435.7988
|  | South East | 483.1774 | 486.6619 | 488.7388 | 488.4348 | 485.7112 | 489.8796 | 490.9274 | 490.6232 | 488.4687 | 488.3116 | 488.572 | 487.0732 | 484.129 | 487.0082 | 485.7376 | 462.1935 | 458.8776 | 459.8177 | 458.761 | 457.9115 | 453.9987 | 454.9737 | 453.7873 | 454.4227 | 452.9972 | 454.7174 | 454.3389 | 455.3092 | 453.3023 | 456.4223 | 457.8863 | 458.4056
|  | Southern | 317.1688 | 319.6454 | 321.18 | 321.1986 | 320.0918 | 322.0329 | 322.6394 | 322.9114 | 322.0799 | 322.886 | 323.4261 | 322.3574 | 322.2793 | 309.3836 | 307.6165 | 306.0986 | 304.871 | 305.9741 | 305.4642 | 305.2024 | 302.8107 | 303.4991 | 304.1038 | 304.5847 | 303.9104 | 305.7721 | 305.2664 | 306.6348 | 306.102 | 307.4041 | 308.4593 | 309.4105
|  | South West | 256.9931 | 259.2495 | 259.8564 | 259.9793 | 258.8372 | 259.7376 | 259.9914 | 259.9416 | 257.7284 | 258.2938 | 258.125 | 258.7824 | 258.4474 | 259.8583 | 259.842 | 259.421 | 258.391 | 259.6883 | 259.1074 | 258.6986 | 257.3816 | 258.3582 | 257.2291 | 258.6272 | 257.5651 | 258.2881 | 257.9574 | 258.67 | 257.8346 | 259.3283 | 259.8969 | 260.7674
|  | Total LDZ | 4201.8332 | 4237.2902 | 4259.5743 | 4270.0888 | 4258.0608 | 4279.2938 | 4288.7929 | 4288.7151 | 4267.8504 | 4280.5257 | 4283.0335 | 4274.549 | 4260.1653 | 4266.7155 | 4265.7001 | 4234.2116 | 4211.5634 | 4219.4263 | 4211.1476 | 4200.127 | 4170.0384 | 4180.4395 | 4170.4123 | 4175.9589 | 4118.4085 | 4129.4544 | 4127.0811 | 4134.2052 | 4117.4281 | 4131.124 | 4135.092 | 4139.8182
|  | NTS Industrial | 130.1971 | 130.4971 | 130.7971 | 130.3521 | 130.3521 | 130.3521 | 130.3521 | 130.3521 | 130.3521 | 130.3521 | 130.3521 | 130.3521 | 130.3521 | 130.3521 | 130.3521 | 130.3521 | 130.3521 | 126.6621 | 126.6621 | 126.6621 | 126.6621 | 126.6621 | 126.6621 | 126.6621 | 126.6621 | 126.6621 | 126.6621 | 126.6621 | 126.6621 | 126.6621 | 126.6621 | 126.6621
|  | NTS Power Generation | 1292.1177 | 1293.9977 | 1320.8777 | 1254.0777 | 1221.4177 | 1221.4177 | 1226.6466 | 1186.5866 | 1167.3866 | 1098.3866 | 1114.3866 | 1071.8193 | 1055.8793 | 971.1206 | 951.1206 | 897.7336 | 811.9036 | 797.62 | 797.62 | 744.28 | 738.28 | 731.58 | 776.08 | 776.08 | 776.08 | 776.08 | 776.08 | 694.08 | 676.1 | 676.1 | 610.1 | 610.1
|  | Exports via Moffat | 337.1 | 351.6 | 360.5 | 375.3 | 388.1 | 393.2 | 401.2 | 407.3 | 408.6 | 408.1 | 424.5 | 433.5 | 434.8 | 436.5 | 438.7 | 440.1 | 450.6 | 450.3 | 450.1 | 449.8 | 453.5 | 449 | 444.5 | 440 | 435.6 | 430.6 | 425.7 | 419.3 | 413 | 406.8 | 400.7 | 394.7
|  | Exports via IUK | 0 | 0 | 0 | 0 | 0 | 0 | 0 | 0 | 0 | 0 | 0 | 0 | 0 | 0 | 0 | 0 | 0 | 0 | 0 | 0 | 0 | 0 | 0 | 0 | 0 | 0 | 0 | 0 | 0 | 0 | 0 | 0
|  | Total NTS | 1759.4148 | 1776.0948 | 1812.1748 | 1759.7298 | 1739.8698 | 1744.9698 | 1758.1988 | 1724.2388 | 1706.3388 | 1636.8388 | 1669.2388 | 1635.6714 | 1621.0314 | 1537.9727 | 1520.1727 | 1468.1857 | 1392.8557 | 1374.5821 | 1374.3821 | 1320.7421 | 1318.4421 | 1307.2421 | 1347.2421 | 1342.7421 | 1338.3421 | 1333.3421 | 1328.4421 | 1240.0421 | 1215.7621 | 1209.5621 | 1137.4621 | 1131.4621
|  | Total | 5961.248 | 6013.3851 | 6071.7491 | 6029.8186 | 5997.9306 | 6024.2637 | 6046.9916 | 6012.9538 | 5974.1891 | 5917.3645 | 5952.2722 | 5910.2204 | 5881.1967 | 5804.6883 | 5785.8728 | 5702.3973 | 5604.4191 | 5594.0084 | 5585.5297 | 5520.8691 | 5488.4805 | 5487.6817 | 5517.6544 | 5518.7011 | 5456.7506 | 5462.7965 | 5455.5232 | 5374.2473 | 5333.1902 | 5340.6862 | 5272.5542 | 5271.2803
A5.1J -Five Year Forecast: 1 in 20 peak day undiversified demand
Source: National Grid
DS35 Peak
|  | National | 2019/20: 2019/20; 2020/21: 2020/21; 2021/22: 2021/22; 2022/23: 2022/23; 2023/24: 2023/24
|  | Scotland | 2019/20: 339.4449; 2020/21: 341.7155; 2021/22: 343.3288; 2022/23: 343.3748; 2023/24: 344.3012
|  | Northern | 2019/20: 219.9849; 2020/21: 221.5974; 2021/22: 222.3364; 2022/23: 222.4181; 2023/24: 222.8641
|  | North West | 2019/20: 499.5243; 2020/21: 503.9363; 2021/22: 505.5809; 2022/23: 504.7884; 2023/24: 507.1071
|  | North East | 2019/20: 264.6545; 2020/21: 267.0393; 2021/22: 269.0442; 2022/23: 269.2896; 2023/24: 269.1674
|  | East Midlands | 2019/20: 422.0607; 2020/21: 425.6783; 2021/22: 429.379; 2022/23: 429.1072; 2023/24: 429.4464
|  | West Midlands | 2019/20: 369.5156; 2020/21: 372.8685; 2021/22: 374.0595; 2022/23: 373.6203; 2023/24: 374.671
|  | Wales North | 2019/20: 48.8028; 2020/21: 49.1455; 2021/22: 49.2747; 2022/23: 49.1503; 2023/24: 49.2515
|  | Wales South | 2019/20: 208.5181; 2020/21: 205.53; 2021/22: 204.419; 2022/23: 204.6093; 2023/24: 204.3014
|  | Eastern | 2019/20: 345.678; 2020/21: 349.7363; 2021/22: 350.4108; 2022/23: 352.172; 2023/24: 352.5244
|  | North Thames | 2019/20: 433.0112; 2020/21: 437.6622; 2021/22: 439.2925; 2022/23: 438.877; 2023/24: 439.7571
|  | South East | 2019/20: 484.3638; 2020/21: 487.6038; 2021/22: 488.9492; 2022/23: 487.6849; 2023/24: 486.4627
|  | Southern | 2019/20: 317.9473; 2020/21: 320.2415; 2021/22: 321.4151; 2022/23: 320.7966; 2023/24: 314.9683
|  | South West | 2019/20: 257.4348; 2020/21: 259.3735; 2021/22: 259.5982; 2022/23: 259.0194; 2023/24: 259.203
|  | Total LDZ | 2019/20: 4210.9411; 2020/21: 4242.1281; 2021/22: 4257.0883; 2022/23: 4254.908; 2023/24: 4254.0257
|  | NTS Industrial | 2019/20: 130.1971; 2020/21: 130.4971; 2021/22: 130.7971; 2022/23: 130.3521; 2023/24: 130.3521
|  | NTS Power Generation | 2019/20: 1304.4677; 2020/21: 1272.8777; 2021/22: 1272.8777; 2022/23: 1228.4177; 2023/24: 1192.3577
|  | Exports via Moffat | 2019/20: 337.1; 2020/21: 351.6; 2021/22: 360.5; 2022/23: 375.3; 2023/24: 388.1
|  | Exports via IUK | 2019/20: 0; 2020/21: 0; 2021/22: 0; 2022/23: 0; 2023/24: 0
|  | Total NTS | 2019/20: 1771.7648; 2020/21: 1754.9748; 2021/22: 1764.1748; 2022/23: 1734.0698; 2023/24: 1710.8098
|  | Total | 2019/20: 5982.706; 2020/21: 5997.1029; 2021/22: 6021.2631; 2022/23: 5988.9778; 2023/24: 5964.8355
A5.1K - Community Renewables: 1 in 20 peak day diversified demand
Source: National Grid
DS35 Using Power High Case
|  | Diversified Peak | 2019/20 | 2020/21 | 2021/22 | 2022/23 | 2023/24 | 2024/25 | 2025/26 | 2026/27 | 2027/28 | 2028/29 | 2029/30 | 2030/31 | 2031/32 | 2032/33 | 2033/34 | 2034/35 | 2035/36 | 2036/37 | 2037/38 | 2038/39 | 2039/40 | 2040/41 | 2041/42 | 2042/43 | 2043/44 | 2044/45 | 2045/46 | 2046/47 | 2047/48 | 2048/49 | 2049/50 | 2050/51
|  | 0-73.2 MWh | 2704.5555 | 2687.7642 | 2656.6769 | 2627.9055 | 2576.484 | 2531.7606 | 2453.3839 | 2401.0853 | 2309.5994 | 2252.9498 | 2172.658 | 2076.3582 | 1985.0331 | 1923.9572 | 1878.9309 | 1806.1998 | 1734.8037 | 1683.8023 | 1622.1011 | 1554.051 | 1461.9236 | 1404.5577 | 1338.4324 | 1281.3329 | 1211.0087 | 1164.4398 | 1115.4833 | 1056.3294 | 1001.1527 | 960.6989 | 921.49 | 922.8974
|  | 73.2-732 MWh | 374.7071 | 374.8534 | 375.1693 | 375.2864 | 370.6062 | 372.5481 | 364.0562 | 364.9935 | 358.8905 | 352.2704 | 347.8085 | 345.86 | 341.7595 | 334.2748 | 334.7457 | 328.1031 | 320.7033 | 312.0028 | 303.5265 | 293.0105 | 284.3158 | 277.7046 | 267.0952 | 257.5271 | 247.1465 | 236.9785 | 225.403 | 220.8109 | 201.1951 | 172.5046 | 146.1411 | 130.5938
|  | NDM > 732 MWh | 411.9221 | 417.0448 | 420.6989 | 421.987 | 421.843 | 423.3882 | 435.1503 | 440.5834 | 434.2727 | 430.2292 | 422.811 | 417.5367 | 411.1555 | 408.5772 | 406.8584 | 401.4006 | 392.7984 | 386.4365 | 381.0258 | 370.015 | 358.6636 | 351.3564 | 339.7191 | 329.0903 | 319.8416 | 306.9528 | 299.2695 | 292.6678 | 284.1419 | 283.3039 | 274.5969 | 273.0211
|  | Total NDM | 3491.1847 | 3479.6623 | 3452.5451 | 3425.1789 | 3368.9333 | 3327.697 | 3252.5904 | 3206.6622 | 3102.7627 | 3035.4494 | 2943.2775 | 2839.7549 | 2737.9481 | 2666.8092 | 2620.535 | 2535.7035 | 2448.3053 | 2382.2415 | 2306.6535 | 2217.0765 | 2104.9031 | 2033.6186 | 1945.2468 | 1867.9502 | 1777.9968 | 1708.371 | 1640.1557 | 1569.8081 | 1486.4897 | 1416.5074 | 1342.228 | 1326.5123
|  | Total DM | 371.8547 | 369.6261 | 368.2533 | 368.5285 | 365.8651 | 365.283 | 366.3504 | 333.1888 | 329.9933 | 329.6333 | 324.7394 | 322.3066 | 321.3038 | 321.9334 | 278.135 | 274.5129 | 269.3996 | 267.1954 | 264.3839 | 259.3918 | 252.3964 | 246.8933 | 241.0947 | 234.5668 | 228.5865 | 220.6048 | 213.5842 | 210.0336 | 205.6087 | 202.4386 | 195.6536 | 192.9487
|  | LDZ Shrinkage | 7.4862 | 7.2849 | 7.1562 | 7.0274 | 6.9697 | 6.9014 | 6.8192 | 6.7041 | 6.6016 | 6.463 | 6.3507 | 6.2384 | 6.1428 | 6.0137 | 5.9014 | 5.789 | 5.6923 | 5.5644 | 5.4521 | 5.3397 | 5.2417 | 5.1151 | 5.0027 | 4.8904 | 4.7912 | 4.6658 | 4.5534 | 4.4411 | 4.3406 | 4.2164 | 4.1041 | 3.9918
|  | Total LDZ | 3870.5256 | 3856.5734 | 3827.9545 | 3800.7348 | 3741.7681 | 3699.8813 | 3625.76 | 3546.5551 | 3439.3576 | 3371.5458 | 3274.3676 | 3168.2998 | 3065.3947 | 2994.7563 | 2904.5713 | 2816.0054 | 2723.3972 | 2655.0013 | 2576.4895 | 2481.808 | 2362.5412 | 2285.627 | 2191.3442 | 2107.4074 | 2011.3745 | 1933.6417 | 1858.2934 | 1784.2828 | 1696.439 | 1623.1624 | 1541.9857 | 1523.4528
|  | NTS Industrial | 67.6891 | 67.051 | 66.0785 | 64.7852 | 63.8266 | 63.5458 | 63.3058 | 62.6072 | 61.3238 | 59.9656 | 58.2914 | 56.8513 | 55.7562 | 54.4772 | 53.044 | 51.2038 | 49.1179 | 47.1227 | 44.6615 | 42.0853 | 39.3377 | 36.6481 | 34.1181 | 31.399 | 28.6251 | 26.1134 | 24.1806 | 23.0223 | 22.102 | 21.396 | 20.7378 | 20.4358
|  | Exports to Ireland | 337.1 | 351.6 | 360.5 | 375.3 | 388.1 | 393.2 | 401.2 | 407.3 | 408.6 | 408.1 | 424.5 | 433.5 | 434.8 | 436.5 | 438.7 | 440.1 | 450.6 | 450.3 | 450.1 | 449.8 | 453.5 | 449 | 444.5 | 440 | 435.6 | 430.6 | 425.7 | 419.3 | 413 | 406.8 | 400.7 | 394.7
|  | NTS Power Generation | 802.2772 | 717.5429 | 648.2926 | 596.4434 | 571.5253 | 510.1987 | 421.7685 | 348.6905 | 310.9435 | 250.7792 | 191.2087 | 194.8096 | 200.5754 | 193.1194 | 175.9241 | 175.307 | 171.9448 | 176.6279 | 155.1807 | 116.02 | 116.4723 | 108.8365 | 116.6826 | 94.3294 | 107.1911 | 112.0948 | 114.1204 | 113.428 | 120.4817 | 123.809 | 123.0676 | 118.2228
|  | NTS Consumption | 1207.0664 | 1136.194 | 1074.8711 | 1036.5287 | 1023.4519 | 966.9445 | 886.2743 | 818.5977 | 780.8673 | 718.8448 | 674.0001 | 685.1608 | 691.1316 | 684.0965 | 667.6682 | 666.6108 | 671.6627 | 674.0506 | 649.9422 | 607.9053 | 609.31 | 594.4847 | 595.3007 | 565.7283 | 571.4162 | 568.8081 | 564.001 | 555.7503 | 555.5837 | 552.005 | 544.5054 | 533.3585
|  | NTS Shrinkage | 8.3178 | 7.9123 | 7.7507 | 7.5507 | 7.5205 | 7.4329 | 7.2164 | 7.0274 | 6.8521 | 6.7178 | 6.5315 | 6.3479 | 6.1753 | 6.0192 | 5.8658 | 5.7041 | 5.5342 | 5.4137 | 5.2466 | 5.0795 | 4.8767 | 4.6685 | 4.4959 | 4.3068 | 4.1233 | 3.9452 | 3.7699 | 3.6192 | 3.463 | 3.3041 | 3.1479 | 2.9863
|  | Total excluding IUK | 5085.9098 | 5000.6797 | 4910.5762 | 4844.8141 | 4772.7405 | 4674.2587 | 4519.2507 | 4372.1802 | 4227.0769 | 4097.1084 | 3954.8993 | 3859.8086 | 3762.7016 | 3684.872 | 3578.1052 | 3488.3203 | 3400.5941 | 3334.4656 | 3231.6782 | 3094.7928 | 2976.7279 | 2884.7801 | 2791.1408 | 2677.4426 | 2586.9139 | 2506.395 | 2426.0642 | 2343.6522 | 2255.4857 | 2178.4715 | 2089.639 | 2059.7976
|  | IUK | 0 | 0 | 0 | 0 | 0 | 0 | 0 | 0 | 0 | 0 | 0 | 0 | 0 | 0 | 0 | 0 | 0 | 0 | 0 | 0 | 0 | 0 | 0 | 0 | 0 | 0 | 0 | 0 | 0 | 0 | 0 | 0
|  | Total including IUK | 5085.9098 | 5000.6797 | 4910.5762 | 4844.8141 | 4772.7405 | 4674.2587 | 4519.2507 | 4372.1802 | 4227.0769 | 4097.1084 | 3954.8993 | 3859.8086 | 3762.7016 | 3684.872 | 3578.1052 | 3488.3203 | 3400.5941 | 3334.4656 | 3231.6782 | 3094.7928 | 2976.7279 | 2884.7801 | 2791.1408 | 2677.4426 | 2586.9139 | 2506.395 | 2426.0642 | 2343.6522 | 2255.4857 | 2178.4715 | 2089.639 | 2060
|  | Total Undiversified | 5882.547 | 5829.3374 | 5719.3131 | 5634.2468 | 5612.0546 | 5435.9447 | 5233.8862 | 5038.2246 | 4852.2345 | 4682.4236 | 4484.4548 | 4385.4101 | 4280.4621 | 4203.5788 | 3995.3971 | 3904.5205 | 3814.7649 | 3741.3704 | 3588.4337 | 3306.1854 | 3185.1034 | 3099.301 | 2994.4912 | 2903.9601 | 2782.4826 | 2705.5399 | 2626.5261 | 2541.8282 | 2441.2301 | 2349.7983 | 2256.1979 | 2226.4234
|  | Low power | 155.5994 | 135.8221 | 107.3817 | 95.5433 | 81.1484 | 71.5632 | 44.813 | 37.2627 | 35.6259 | 26.7213 | 24.0739 | 20.4064 | 17.2253 | 15.1145 | 14.1847 | 14.7777 | 15.1289 | 12.2815 | 8.2572 | 6.9883 | 7.5349 | 7.5155 | 7.8384 | 4.9361 | 3.4771 | 3.7652 | 3.8954 | 4.338 | 4.6691 | 4.8592 | 5.2292 | 5.2309
|  | High power | 947.3868 | 853.5488 | 757.3536 | 692.2086 | 655.6817 | 582.3974 | 469.2857 | 384.9754 | 343.5032 | 269.6812 | 208.7175 | 208.4905 | 212.0003 | 203.2286 | 185.4057 | 184.9268 | 181.6834 | 182.6066 | 157.5514 | 117.8836 | 119.3984 | 112.3527 | 120.9873 | 95.1942 | 119.5638 | 113.2361 | 115.752 | 115.7521 | 123.3115 | 127.0681 | 126.8834 | 122.143
|  | Diversified Total + High Power | 5231.0193 | 5136.6855 | 5019.6373 | 4940.5793 | 4856.8969 | 4746.4574 | 4566.7678 | 4408.465 | 4259.6366 | 4116.0104 | 3972.408 | 3873.4895 | 3774.1266 | 3694.9813 | 3587.5868 | 3497.9401 | 3410.3327 | 3340.4443 | 3234.0489 | 3096.6563 | 2979.654 | 2888.2963 | 2795.4456 | 2678.3074 | 2599.2866 | 2507.5363 | 2427.6959 | 2345.9763 | 2258.3155 | 2181.7306 | 2093.4548 | 2063.9202
|  | Diversified Total + Low Power | 4439.2319 | 4418.9588 | 4369.6653 | 4343.914 | 4282.3636 | 4235.6231 | 4142.2952 | 4060.7524 | 3951.7594 | 3873.0505 | 3787.7644 | 3685.4054 | 3579.3515 | 3506.8672 | 3416.3658 | 3327.791 | 3243.7782 | 3170.1192 | 3084.7547 | 2985.761 | 2867.7905 | 2783.4591 | 2682.2967 | 2588.0493 | 2483.2 | 2398.0654 | 2315.8393 | 2234.5622 | 2139.673 | 2059.5217 | 1971.8006 | 1947.0081
A5.1L - Two Degrees: 1 in 20 peak day diversified demand
Source: National Grid
DS35 Using Power High Case
|  | Diversified Peak | 2019/20 | 2020/21 | 2021/22 | 2022/23 | 2023/24 | 2024/25 | 2025/26 | 2026/27 | 2027/28 | 2028/29 | 2029/30 | 2030/31 | 2031/32 | 2032/33 | 2033/34 | 2034/35 | 2035/36 | 2036/37 | 2037/38 | 2038/39 | 2039/40 | 2040/41 | 2041/42 | 2042/43 | 2043/44 | 2044/45 | 2045/46 | 2046/47 | 2047/48 | 2048/49 | 2049/50 | 2050/51
|  | 0-73.2 MWh | 2703.0202 | 2707.861 | 2689.9524 | 2672.2122 | 2628.3486 | 2616.9409 | 2582.124 | 2515.5375 | 2431.9034 | 2385.6775 | 2332.5499 | 2285.8641 | 2210.6644 | 2166.0601 | 2092.8129 | 2007.0767 | 1909.9241 | 1811.2185 | 1717.8202 | 1625.1087 | 1502.4306 | 1448.7397 | 1332.6339 | 1233.9466 | 1134.7209 | 1056.6969 | 996.0021 | 929.3586 | 852.6329 | 806.8546 | 768.5356 | 762.5617
|  | 73.2-732 MWh | 375.101 | 353.6178 | 350.4856 | 348.1988 | 342.9336 | 342.5651 | 339.6419 | 334.986 | 329.8529 | 327.0759 | 316.5407 | 298.2763 | 293.3129 | 292.371 | 288.9701 | 286.4515 | 278.0163 | 270.0901 | 262.6791 | 252.4303 | 241.9313 | 238.3425 | 228.4319 | 219.4612 | 210.1903 | 200.523 | 192.454 | 185.2662 | 175.465 | 168.9403 | 158.7775 | 152.9257
|  | NDM > 732 MWh | 413.7948 | 425.6908 | 433.1912 | 437.9891 | 440.3962 | 445.0637 | 447.9704 | 448.2218 | 460.5618 | 468.3254 | 456.2629 | 443.6399 | 430.6789 | 420.9157 | 407.9615 | 395.6268 | 379.6668 | 365.5648 | 351.6543 | 334.1491 | 316.7883 | 308.0751 | 291.428 | 275.9331 | 262.0179 | 248.8537 | 238.4509 | 229.4527 | 219.0204 | 212.6684 | 203.521 | 201.2237
|  | Total NDM | 3491.9161 | 3487.1696 | 3473.6292 | 3458.4001 | 3411.6784 | 3404.5698 | 3369.7363 | 3298.7453 | 3222.3181 | 3181.0788 | 3105.3535 | 3027.7803 | 2934.6561 | 2879.3468 | 2789.7444 | 2689.155 | 2567.6072 | 2446.8735 | 2332.1536 | 2211.6881 | 2061.1503 | 1995.1573 | 1852.4938 | 1729.3409 | 1606.929 | 1506.0736 | 1426.907 | 1344.0776 | 1247.1183 | 1188.4633 | 1130.8341 | 1116.711
|  | Total DM | 375.8142 | 375.2778 | 373.4296 | 374.5625 | 371.6413 | 371.53 | 374.1224 | 370.6453 | 367.851 | 367.0977 | 362.2731 | 354.9178 | 347.8246 | 320.4767 | 313.0601 | 304.679 | 294.662 | 288.9471 | 281.0077 | 272.6094 | 264.0012 | 213.627 | 204.7279 | 197.7184 | 190.2379 | 183.1492 | 175.6324 | 169.6323 | 165.0056 | 161.9201 | 157.6624 | 155.4722
|  | LDZ Shrinkage | 7.4862 | 7.2849 | 7.1562 | 7.0274 | 6.9697 | 6.9014 | 6.8192 | 6.7041 | 6.6016 | 6.463 | 6.3507 | 6.2384 | 6.1428 | 6.0137 | 5.9014 | 5.789 | 5.6923 | 5.5644 | 5.4521 | 5.3397 | 5.2417 | 5.1151 | 5.0027 | 4.8904 | 4.7912 | 4.6658 | 4.5534 | 4.4411 | 4.3406 | 4.2164 | 4.1041 | 3.9918
|  | Total LDZ | 3875.2165 | 3869.7323 | 3854.215 | 3839.99 | 3790.2894 | 3783.0011 | 3750.6779 | 3676.0946 | 3596.7707 | 3554.6395 | 3473.9773 | 3388.9365 | 3288.6235 | 3205.8372 | 3108.7058 | 2999.623 | 2867.9615 | 2741.3849 | 2618.6134 | 2489.6372 | 2330.3932 | 2213.8994 | 2062.2244 | 1931.9497 | 1801.9581 | 1693.8886 | 1607.0928 | 1518.151 | 1416.4645 | 1354.5998 | 1292.6006 | 1276.175
|  | NTS Industrial | 68.1872 | 68.0263 | 67.6528 | 67.0626 | 66.8775 | 67.4613 | 68.2158 | 68.8198 | 69.1882 | 69.8488 | 87.7485 | 113.3518 | 137.9278 | 165.0819 | 197.436 | 233.2916 | 277.8405 | 334.1884 | 390.6966 | 442.9793 | 502.6624 | 564.2028 | 636.2847 | 714.6707 | 791.5854 | 866.8171 | 927.8879 | 977.8506 | 1019.4404 | 1048.037 | 1061.8622 | 1064.8518
|  | Exports to Ireland | 337.1 | 351.6 | 360.5 | 375.3 | 388.1 | 393.2 | 401.2 | 407.3 | 408.6 | 408.1 | 424.5 | 433.5 | 434.8 | 436.5 | 438.7 | 440.1 | 450.6 | 450.3 | 450.1 | 449.8 | 453.5 | 449 | 444.5 | 440 | 435.6 | 430.6 | 425.7 | 419.3 | 413 | 406.8 | 400.7 | 394.7
|  | NTS Power Generation | 804.5435 | 708.6225 | 660.7181 | 655.423 | 617.6479 | 581.8562 | 506.5729 | 456.7992 | 458.1118 | 430.0194 | 423.5318 | 434.6917 | 448.5108 | 415.1115 | 427.0416 | 398.5879 | 378.9149 | 413.0075 | 424.1947 | 437.6086 | 427.4557 | 413.5404 | 447.2375 | 494.5619 | 513.4165 | 528.9329 | 542.5237 | 549.3711 | 562.7682 | 565.6933 | 560.064 | 558.3296
|  | NTS Consumption | 1209.8307 | 1128.2488 | 1088.8709 | 1097.7857 | 1072.6253 | 1042.5174 | 975.9888 | 932.9189 | 935.9 | 907.9682 | 935.7803 | 981.5435 | 1021.2386 | 1016.6934 | 1063.1776 | 1071.9795 | 1107.3553 | 1197.4959 | 1264.9913 | 1330.3879 | 1383.6181 | 1426.7432 | 1528.0222 | 1649.2327 | 1740.6019 | 1826.3499 | 1896.1116 | 1946.5218 | 1995.2085 | 2020.5303 | 2022.6262 | 2017.8814
|  | NTS Shrinkage | 8.5863 | 8.2 | 7.8904 | 7.8164 | 7.8192 | 7.6356 | 7.5671 | 7.4356 | 7.3205 | 7.2438 | 7.1507 | 7.0877 | 6.9973 | 6.9616 | 6.9205 | 6.9041 | 6.8301 | 6.8575 | 6.8767 | 6.8904 | 6.8603 | 6.8493 | 6.8767 | 6.9205 | 7.0384 | 7.137 | 7.2274 | 7.3096 | 7.326 | 7.3342 | 7.2877 | 7.1863
|  | Total excluding IUK | 5093.6334 | 5006.1811 | 4950.9762 | 4945.5921 | 4870.7339 | 4833.1542 | 4734.2338 | 4616.4492 | 4539.9913 | 4469.8515 | 4416.9083 | 4377.5676 | 4316.8594 | 4229.4922 | 4178.804 | 4078.5066 | 3982.147 | 3945.7384 | 3890.4814 | 3826.9155 | 3720.8715 | 3647.4919 | 3597.1234 | 3588.1029 | 3549.5984 | 3527.3755 | 3510.4318 | 3471.9823 | 3418.9991 | 3382.4643 | 3322.5145 | 3301.2427
|  | IUK | 0 | 0 | 0 | 0 | 0 | 0 | 0 | 0 | 0 | 0 | 0 | 0 | 0 | 0 | 0 | 0 | 0 | 0 | 0 | 0 | 0 | 0 | 0 | 0 | 0 | 0 | 0 | 0 | 0 | 0 | 0 | 0
|  | Total including IUK | 5093.6334 | 5006.1811 | 4950.9762 | 4945.5921 | 4870.7339 | 4833.1542 | 4734.2338 | 4616.4492 | 4539.9913 | 4469.8515 | 4416.9083 | 4377.5676 | 4316.8594 | 4229.4922 | 4178.804 | 4078.5066 | 3982.147 | 3945.7384 | 3890.4814 | 3826.9155 | 3720.8715 | 3647.4919 | 3597.1234 | 3588.1029 | 3549.5984 | 3527.3755 | 3510.4318 | 3471.9823 | 3418.9991 | 3382.4643 | 3322.5145 | 3301.2427
|  | Total Undiversified | 5896.4738 | 5896.4713 | 5815.8604 | 5837.7736 | 5868.4217 | 5828.2717 | 5653.4186 | 5481.8755 | 5379.9025 | 5338.8767 | 5306.4427 | 5261.2109 | 5138.0708 | 5064.5487 | 4987.9256 | 4890.1883 | 4777.1141 | 4708.8265 | 4617.7712 | 4583.4377 | 4452.5109 | 4394.7485 | 4308.0445 | 4293.7888 | 4229.8729 | 4184.4576 | 4174.5511 | 4008.1705 | 3910.385 | 3862.3569 | 3760.6717 | 3740.0055
|  | Low power | 175.7139 | 129.6476 | 117.4894 | 113.5377 | 87.7724 | 75.214 | 50.8775 | 41.7921 | 48.6721 | 42.4544 | 36.7056 | 24.5503 | 25.1141 | 26.8274 | 31.4409 | 28.7228 | 30.9675 | 35.6013 | 39.9626 | 44.536 | 44.1597 | 34.8921 | 36.4916 | 40.5897 | 41.2597 | 41.4354 | 45.4916 | 45.8719 | 49.7717 | 49.6044 | 49.1838 | 48.7883
|  | High power | 949.2915 | 828.6037 | 758.9164 | 746.2212 | 688.0266 | 642.3145 | 546.7476 | 487.5585 | 493.537 | 461.1817 | 450.0595 | 451.1369 | 465.4189 | 435.9593 | 453.195 | 423.8659 | 406.982 | 447.1476 | 437.8504 | 437.6086 | 431.3936 | 413.5404 | 447.2375 | 494.5619 | 513.4165 | 528.9329 | 542.5237 | 549.3711 | 562.7682 | 565.6933 | 560.064 | 558.3296
|  | Diversified Total + High Power | 5238.3815 | 5126.1623 | 5049.1746 | 5036.3903 | 4941.1127 | 4893.6126 | 4774.4084 | 4647.2086 | 4575.4165 | 4501.0137 | 4443.436 | 4394.0128 | 4333.7675 | 4250.34 | 4204.9574 | 4103.7845 | 4010.2141 | 3979.8785 | 3904.1371 | 3826.9155 | 3724.8094 | 3647.4919 | 3597.1234 | 3588.1029 | 3549.5984 | 3527.3755 | 3510.4318 | 3471.9823 | 3418.9991 | 3382.4643 | 3322.5145 | 3301.2427
|  | Diversified Total + Low Power | 4464.8039 | 4427.2062 | 4407.7475 | 4403.7068 | 4340.8585 | 4326.512 | 4278.5383 | 4201.4422 | 4130.5516 | 4082.2864 | 4030.0821 | 3967.4262 | 3893.4627 | 3841.2082 | 3783.2033 | 3708.6414 | 3634.1996 | 3568.3322 | 3506.2494 | 3433.8429 | 3337.5755 | 3268.8436 | 3186.3774 | 3134.1307 | 3077.4415 | 3039.878 | 3013.3997 | 2968.4831 | 2906.0026 | 2866.3754 | 2811.6343 | 2791.7014
A5.1M - Steady Progression: 1 in 20 peak day diversified demand
Source: National Grid
DS35 Using Power High Case
|  | Diversified Peak | 2019/20 | 2020/21 | 2021/22 | 2022/23 | 2023/24 | 2024/25 | 2025/26 | 2026/27 | 2027/28 | 2028/29 | 2029/30 | 2030/31 | 2031/32 | 2032/33 | 2033/34 | 2034/35 | 2035/36 | 2036/37 | 2037/38 | 2038/39 | 2039/40 | 2040/41 | 2041/42 | 2042/43 | 2043/44 | 2044/45 | 2045/46 | 2046/47 | 2047/48 | 2048/49 | 2049/50 | 2050/51
|  | 0-73.2 MWh | 2735.1214 | 2749.9347 | 2734.6726 | 2729.8013 | 2715.4514 | 2722.0226 | 2721.1074 | 2725.4303 | 2712.568 | 2714.3965 | 2710.745 | 2714.099 | 2677.4576 | 2694.41 | 2688.7022 | 2680.1036 | 2664.2511 | 2667.3671 | 2666.6616 | 2660.2674 | 2645.0202 | 2652.0231 | 2658.4623 | 2653.9011 | 2645.3155 | 2652.163 | 2649.3652 | 2650.8794 | 2636.4503 | 2648.0711 | 2648.8829 | 2648.516
|  | 73.2-732 MWh | 404.9732 | 423.2867 | 438.4522 | 446.2482 | 447.926 | 454.8601 | 455.1714 | 457.9083 | 456.8496 | 457.8429 | 460.0013 | 452.2829 | 448.7001 | 452.2138 | 451.666 | 451.1282 | 451.5766 | 453.5916 | 454.5884 | 455.1537 | 452.4049 | 455.8028 | 457.8934 | 458.7534 | 458.3822 | 459.0422 | 458.0769 | 461.2758 | 460.2896 | 463.0551 | 463.3965 | 462.9961
|  | NDM > 732 MWh | 425.1726 | 440.2834 | 456.4315 | 464.1125 | 468.703 | 481.1256 | 489.6674 | 495.0415 | 496.4332 | 506.5053 | 513.6966 | 518.1324 | 529.3455 | 541.5541 | 544.5875 | 547.6107 | 548.4294 | 554.6795 | 559.0559 | 561.9068 | 561.9113 | 568.7855 | 574.0903 | 578.4379 | 580.0879 | 584.6388 | 588.2706 | 591.7035 | 591.2523 | 597.8898 | 598.0185 | 597.4379
|  | Total NDM | 3565.2672 | 3613.5049 | 3629.5563 | 3640.162 | 3632.0803 | 3658.0082 | 3665.9461 | 3678.3801 | 3665.8507 | 3678.7447 | 3684.4428 | 3684.5143 | 3655.5032 | 3688.1779 | 3684.9557 | 3678.8424 | 3664.257 | 3675.6382 | 3680.3059 | 3677.3278 | 3659.3364 | 3676.6114 | 3690.446 | 3691.0925 | 3683.7855 | 3695.8441 | 3695.7126 | 3703.8586 | 3687.9922 | 3709.0159 | 3710.298 | 3708.95
|  | Total DM | 376.2082 | 380.396 | 382.0678 | 385.4131 | 385.117 | 387.5367 | 390.5047 | 392.0138 | 391.2796 | 394.2216 | 393.8972 | 394.4977 | 395.4476 | 385.9482 | 386.7261 | 387.0435 | 384.1867 | 388.0746 | 388.996 | 388.9617 | 389.1613 | 388.8536 | 366.86 | 369.3006 | 369.5129 | 371.6629 | 371.5761 | 369.7947 | 368.9485 | 372.4658 | 370.9396 | 372.4017
|  | LDZ Shrinkage | 7.4862 | 7.2849 | 7.1562 | 7.0274 | 6.9697 | 6.9014 | 6.8192 | 6.7041 | 6.6016 | 6.463 | 6.3507 | 6.2384 | 6.1428 | 6.0137 | 5.9014 | 5.789 | 5.6923 | 5.5644 | 5.4521 | 5.3397 | 5.2417 | 5.1151 | 5.0027 | 4.8904 | 4.7912 | 4.6658 | 4.5534 | 4.4411 | 4.3406 | 4.2164 | 4.1041 | 3.9918
|  | Total LDZ | 3948.9616 | 4001.1859 | 4018.7803 | 4032.6025 | 4024.1671 | 4052.4463 | 4063.27 | 4077.098 | 4063.7319 | 4079.4294 | 4084.6907 | 4085.2503 | 4057.0937 | 4080.1398 | 4077.5832 | 4071.6749 | 4054.136 | 4069.2772 | 4074.754 | 4071.6293 | 4053.7394 | 4070.5801 | 4062.3087 | 4065.2835 | 4058.0896 | 4072.1728 | 4071.8421 | 4078.0944 | 4061.2813 | 4085.6981 | 4085.3417 | 4085.3434
|  | NTS Industrial | 69.8146 | 70.0856 | 69.991 | 69.5067 | 69.068 | 69.0331 | 68.6891 | 68.1042 | 68.7445 | 70.4296 | 72.3965 | 74.0959 | 75.6652 | 77.1985 | 78.7346 | 80.3438 | 81.8956 | 83.7374 | 85.3568 | 86.7787 | 88.3474 | 90.0774 | 91.4589 | 92.8592 | 94.4465 | 96.1529 | 97.4783 | 99.0236 | 100.446 | 101.8094 | 103.2526 | 103.8421
|  | Exports to Ireland | 337.1 | 351.6 | 360.5 | 375.3 | 388.1 | 393.2 | 401.2 | 407.3 | 408.6 | 408.1 | 424.5 | 433.5 | 434.8 | 436.5 | 438.7 | 440.1 | 450.6 | 450.3 | 450.1 | 449.8 | 453.5 | 449 | 444.5 | 440 | 435.6 | 430.6 | 425.7 | 419.3 | 413 | 406.8 | 400.7 | 394.7
|  | NTS Power Generation | 1063.5061 | 1103.8136 | 1050.5536 | 1058.474 | 1024.9446 | 1013.9536 | 1052.6346 | 1053.0949 | 1094.5264 | 1000.6251 | 863.247 | 816.1287 | 897.153 | 922.5582 | 891.04 | 829.9828 | 746.8159 | 739.5043 | 719.0596 | 697.8689 | 670.1942 | 667.4614 | 676.0847 | 711.4518 | 703.4388 | 726.0578 | 718.9189 | 748.6611 | 793.134 | 811.2054 | 833.859 | 813.8484
|  | NTS Consumption | 1470.4207 | 1525.4992 | 1481.0446 | 1503.2807 | 1482.1126 | 1476.1867 | 1522.5238 | 1528.4991 | 1571.8709 | 1479.1546 | 1360.1435 | 1323.7246 | 1407.6181 | 1436.2567 | 1408.4746 | 1350.4266 | 1279.3115 | 1273.5417 | 1254.5164 | 1234.4476 | 1212.0416 | 1206.5388 | 1212.0436 | 1244.311 | 1233.4852 | 1252.8106 | 1242.0972 | 1266.9847 | 1306.58 | 1319.8148 | 1337.8116 | 1312.3905
|  | NTS Shrinkage | 8.9151 | 9.0548 | 8.9534 | 8.7562 | 8.8932 | 8.9233 | 8.7589 | 8.7973 | 8.7808 | 8.8986 | 8.5699 | 8.2849 | 8.1534 | 8.4082 | 8.389 | 8.3479 | 8.1918 | 8.0986 | 8.0438 | 7.8712 | 7.8301 | 7.8548 | 7.7753 | 7.8137 | 7.863 | 7.8247 | 7.8986 | 7.8932 | 7.9726 | 8.0493 | 8.063 | 8.1123
|  | Total excluding IUK | 5428.2973 | 5535.7399 | 5508.7783 | 5544.6394 | 5515.1728 | 5537.5563 | 5594.5527 | 5614.3944 | 5644.3836 | 5567.4826 | 5453.404 | 5417.2598 | 5472.8652 | 5524.8047 | 5494.4468 | 5430.4495 | 5341.6393 | 5350.9175 | 5337.3142 | 5313.9481 | 5273.6111 | 5284.9737 | 5282.1276 | 5317.4081 | 5299.4378 | 5332.808 | 5321.838 | 5352.9723 | 5375.8339 | 5413.5623 | 5431.2163 | 5405.8462
|  | IUK | 0 | 0 | 0 | 0 | 0 | 0 | 0 | 0 | 0 | 0 | 0 | 0 | 0 | 0 | 0 | 0 | 0 | 0 | 0 | 0 | 0 | 0 | 0 | 0 | 0 | 0 | 0 | 0 | 0 | 0 | 0 | 0
|  | Total including IUK | 5428.2973 | 5535.7399 | 5508.7783 | 5544.6394 | 5515.1728 | 5537.5563 | 5594.5527 | 5614.3944 | 5644.3836 | 5567.4826 | 5453.404 | 5417.2598 | 5472.8652 | 5524.8047 | 5494.4468 | 5430.4495 | 5341.6393 | 5350.9175 | 5337.3142 | 5313.9481 | 5273.6111 | 5284.9737 | 5282.1276 | 5317.4081 | 5299.4378 | 5332.808 | 5321.838 | 5352.9723 | 5375.8339 | 5413.5623 | 5431.2163 | 5406
|  | Total Undiversified | 5990.3471 | 6049.0344 | 6116.773 | 6121.7928 | 6125.2607 | 6169.9838 | 6228.2493 | 6275.5267 | 6257.8548 | 6333.7843 | 6239.208 | 6151.5503 | 6205.5022 | 6216.6563 | 6202.2299 | 6224.0844 | 6166.9304 | 6057.3474 | 6059.9796 | 6065.5345 | 6002.1861 | 6084.6091 | 6002.279 | 6047.4325 | 5966.0096 | 6021.4461 | 5982.2617 | 6026.4921 | 6019.7139 | 6032.5856 | 6075.8293 | 6069.0377
|  | Low power | 272.7875 | 289.6084 | 273.9957 | 279.055 | 282.9634 | 264.3752 | 268.8203 | 261.5181 | 289.7904 | 241.0778 | 186.7865 | 170.0806 | 160.9338 | 163.5846 | 151.2584 | 132.8847 | 113.7789 | 113.2058 | 106.8896 | 112.0835 | 118.4349 | 122.1296 | 130.9494 | 139.0743 | 143.7571 | 156.102 | 162.0088 | 178.7788 | 195.4049 | 198.7515 | 212.584 | 213.0904
|  | High power | 1290.5788 | 1338.5844 | 1282.4009 | 1304.8685 | 1275.0646 | 1259.5264 | 1305.6689 | 1305.8101 | 1367.012 | 1237.9488 | 1055.2897 | 992.8549 | 1088.0198 | 1114.7402 | 1074.9406 | 993.0368 | 888.9119 | 878.9246 | 846.1261 | 814.43 | 789.957 | 787.9168 | 805.2809 | 850.0132 | 850.1133 | 883.9974 | 886.6194 | 930.2568 | 988.8092 | 1014.4898 | 1041.9434 | 1023.0028
|  | Diversified Total + High Power | 5655.37 | 5770.5107 | 5740.6256 | 5791.0339 | 5765.2928 | 5783.1291 | 5847.5869 | 5867.1096 | 5916.8692 | 5804.8063 | 5645.4467 | 5593.9859 | 5663.7321 | 5716.9868 | 5678.3475 | 5593.5035 | 5483.7352 | 5490.3378 | 5464.3807 | 5430.5091 | 5393.374 | 5405.4291 | 5411.3239 | 5455.9696 | 5446.1123 | 5490.7477 | 5489.5384 | 5534.568 | 5571.5091 | 5616.8467 | 5639.3007 | 5615.1544
|  | Diversified Total + Low Power | 4637.5788 | 4721.5347 | 4732.2204 | 4765.2204 | 4773.1916 | 4787.9779 | 4810.7384 | 4822.8176 | 4839.6476 | 4807.9354 | 4776.9435 | 4771.2116 | 4736.646 | 4765.8311 | 4754.6652 | 4733.3514 | 4708.6022 | 4724.619 | 4725.1442 | 4728.1626 | 4721.8519 | 4739.6419 | 4736.9924 | 4745.0307 | 4739.7561 | 4762.8522 | 4764.9278 | 4783.09 | 4778.1049 | 4801.1084 | 4809.9413 | 4805.242
A5.1N - Consumer Evolution: 1 in 20 peak day diversified demand
Source: National Grid
DS35 Using Power High Case
|  | Diversified Peak | 2019/20 | 2020/21 | 2021/22 | 2022/23 | 2023/24 | 2024/25 | 2025/26 | 2026/27 | 2027/28 | 2028/29 | 2029/30 | 2030/31 | 2031/32 | 2032/33 | 2033/34 | 2034/35 | 2035/36 | 2036/37 | 2037/38 | 2038/39 | 2039/40 | 2040/41 | 2041/42 | 2042/43 | 2043/44 | 2044/45 | 2045/46 | 2046/47 | 2047/48 | 2048/49 | 2049/50 | 2050/51
|  | 0-73.2 MWh | 2734.1014 | 2739.0566 | 2722.4243 | 2708.5955 | 2692.6625 | 2698.6256 | 2696.1136 | 2698.9941 | 2679.7987 | 2680.8355 | 2676.9924 | 2656.2798 | 2629.1847 | 2614.5777 | 2603.4789 | 2600.7135 | 2576.4332 | 2575.5121 | 2571.1219 | 2559.8144 | 2537.746 | 2540.4724 | 2531.799 | 2517.3416 | 2528.173 | 2532.946 | 2528.5994 | 2525.781 | 2509.9108 | 2522.6488 | 2526.37 | 2525.717
|  | 73.2-732 MWh | 395.8574 | 408.6331 | 420.5487 | 429.2563 | 434.7497 | 445.3961 | 447.9949 | 449.0246 | 452.8585 | 454.588 | 456.6631 | 461.4183 | 461.4779 | 460.6516 | 460.9135 | 459.2303 | 463.1692 | 462.2714 | 460.8636 | 458.5059 | 453.8455 | 456.251 | 453.2749 | 451.4893 | 451.6077 | 448.5387 | 442.6774 | 447.2908 | 443.5499 | 442.0826 | 438.6186 | 441.4281
|  | NDM > 732 MWh | 419.7733 | 438.1232 | 449.693 | 458.7651 | 457.8063 | 463.4969 | 468.741 | 472.4688 | 468.5423 | 474.252 | 478.2056 | 480.7573 | 484.6927 | 501.693 | 509.0124 | 512.9659 | 512.8899 | 517.4428 | 519.1462 | 519.5666 | 518.0622 | 520.6787 | 521.0964 | 530.7637 | 538.7078 | 540.8904 | 544.1805 | 546.1836 | 545.4254 | 550.5452 | 549.2745 | 548.1678
|  | Total NDM | 3549.7321 | 3585.8128 | 3592.666 | 3596.617 | 3585.2185 | 3607.5186 | 3612.8496 | 3620.4875 | 3601.1995 | 3609.6754 | 3611.8611 | 3598.4553 | 3575.3553 | 3576.9223 | 3573.4049 | 3572.9097 | 3552.4922 | 3555.2263 | 3551.1317 | 3537.8868 | 3509.6537 | 3517.4022 | 3506.1703 | 3499.5946 | 3518.4885 | 3522.3751 | 3515.4573 | 3519.2554 | 3498.8861 | 3515.2766 | 3514.2631 | 3515.313
|  | Total DM | 376.0611 | 379.4743 | 381.0507 | 383.2864 | 381.6656 | 382.7954 | 384.4723 | 384.387 | 382.3953 | 384.1018 | 382.6486 | 382.3962 | 384.3758 | 376.7842 | 375.4758 | 353.3469 | 349.1045 | 352.609 | 352.227 | 350.895 | 349.8502 | 348.1996 | 347.2784 | 348.4104 | 307.0296 | 308.6452 | 306.037 | 303.563 | 301.3239 | 302.8096 | 300.1014 | 300.1376
|  | LDZ Shrinkage | 7.4862 | 7.2849 | 7.1562 | 7.0274 | 6.9697 | 6.9014 | 6.8192 | 6.7041 | 6.6016 | 6.463 | 6.3507 | 6.2384 | 6.1428 | 6.0137 | 5.9014 | 5.789 | 5.6923 | 5.5644 | 5.4521 | 5.3397 | 5.2417 | 5.1151 | 5.0027 | 4.8904 | 4.7912 | 4.6658 | 4.5534 | 4.4411 | 4.3406 | 4.2164 | 4.1041 | 3.9918
|  | Total LDZ | 3933.2795 | 3972.572 | 3980.8728 | 3986.9307 | 3973.8538 | 3997.2153 | 4004.1411 | 4011.5786 | 3990.1964 | 4000.2402 | 4000.8604 | 3987.09 | 3965.874 | 3959.7202 | 3954.782 | 3932.0457 | 3907.289 | 3913.3997 | 3908.8107 | 3894.1216 | 3864.7457 | 3870.7168 | 3858.4514 | 3852.8954 | 3830.3092 | 3835.6861 | 3826.0478 | 3827.2594 | 3804.5506 | 3822.3026 | 3818.4685 | 3819.4424
|  | NTS Industrial | 69.807 | 70.1348 | 69.9848 | 69.5117 | 68.7953 | 68.5972 | 68.3224 | 67.519 | 66.9081 | 66.4494 | 65.9528 | 65.4977 | 64.9179 | 64.3843 | 63.9552 | 63.2748 | 62.4041 | 61.9568 | 61.4888 | 60.7562 | 59.8587 | 59.4276 | 58.9113 | 58.1694 | 57.3551 | 56.6485 | 55.901 | 55.4511 | 54.784 | 54.1134 | 53.6506 | 53.5147
|  | Exports to Ireland | 337.1 | 351.6 | 360.5 | 375.3 | 388.1 | 393.2 | 401.2 | 407.3 | 408.6 | 408.1 | 424.5 | 433.5 | 434.8 | 436.5 | 438.7 | 440.1 | 450.6 | 450.3 | 450.1 | 449.8 | 453.5 | 449 | 444.5 | 440 | 435.6 | 430.6 | 425.7 | 419.3 | 413 | 406.8 | 400.7 | 394.7
|  | NTS Power Generation | 1068.7114 | 1016.7323 | 986.9267 | 913.1638 | 922.3257 | 970.759 | 954.9863 | 981.7567 | 1030.1965 | 952.0357 | 964.724 | 949.825 | 899.162 | 817.7565 | 792.3963 | 731.4961 | 670.4004 | 669.9511 | 675.103 | 638.5205 | 631.5881 | 598.9585 | 650.5363 | 673.6444 | 690.2212 | 695.1844 | 679.6622 | 667.6 | 683.6892 | 678.2424 | 667.925 | 659.3964
|  | NTS Consumption | 1475.6184 | 1438.4672 | 1417.4115 | 1357.9755 | 1379.221 | 1432.5562 | 1424.5087 | 1456.5757 | 1505.7046 | 1426.5851 | 1455.1768 | 1448.8227 | 1398.88 | 1318.6408 | 1295.0514 | 1234.8709 | 1183.4045 | 1182.208 | 1186.6918 | 1149.0767 | 1144.9468 | 1107.3861 | 1153.9476 | 1171.8138 | 1183.1763 | 1182.4329 | 1161.2632 | 1142.3511 | 1151.4732 | 1139.1558 | 1122.2756 | 1107.6111
|  | NTS Shrinkage | 8.9616 | 8.9288 | 8.663 | 8.5479 | 8.4219 | 8.5205 | 8.5205 | 8.4384 | 8.6 | 8.8137 | 8.726 | 8.7178 | 8.7205 | 8.6082 | 8.5918 | 8.4986 | 8.5918 | 8.4959 | 8.463 | 8.4548 | 8.4082 | 8.2521 | 8.2356 | 8.2438 | 8.2055 | 8.2438 | 8.2247 | 8.1753 | 8.1781 | 8.1644 | 8.0849 | 8.0685
|  | Total excluding IUK | 5417.8596 | 5419.968 | 5406.9473 | 5353.4542 | 5361.4968 | 5438.2921 | 5437.1703 | 5476.5927 | 5504.501 | 5435.6391 | 5464.7631 | 5444.6305 | 5373.4745 | 5286.9692 | 5258.4252 | 5175.4152 | 5099.2852 | 5104.1035 | 5103.9656 | 5051.6531 | 5018.1007 | 4986.3549 | 5020.6346 | 5032.953 | 5021.691 | 5026.3628 | 4995.5357 | 4977.7859 | 4964.2019 | 4969.6228 | 4948.8291 | 4935.122
|  | IUK | 0 | 0 | 0 | 0 | 0 | 0 | 0 | 0 | 0 | 0 | 0 | 0 | 0 | 0 | 0 | 0 | 0 | 0 | 0 | 0 | 0 | 0 | 0 | 0 | 0 | 0 | 0 | 0 | 0 | 0 | 0 | 0
|  | Total including IUK | 5417.8596 | 5419.968 | 5406.9473 | 5353.4542 | 5361.4968 | 5438.2921 | 5437.1703 | 5476.5927 | 5504.501 | 5435.6391 | 5464.7631 | 5444.6305 | 5373.4745 | 5286.9692 | 5258.4252 | 5175.4152 | 5099.2852 | 5104.1035 | 5103.9656 | 5051.6531 | 5018.1007 | 4986.3549 | 5020.6346 | 5032.953 | 5021.691 | 5026.3628 | 4995.5357 | 4977.7859 | 4964.2019 | 4969.6228 | 4948.8291 | 4935
|  | Total Undiversified | 5961.248 | 6013.3851 | 6071.7491 | 6029.8186 | 5997.9306 | 6024.2637 | 6046.9916 | 6012.9538 | 5974.1891 | 5917.3645 | 5952.2722 | 5910.2204 | 5881.1967 | 5804.6883 | 5785.8728 | 5702.3973 | 5604.4191 | 5594.0084 | 5585.5297 | 5520.8691 | 5488.4805 | 5487.6817 | 5517.6544 | 5518.7011 | 5456.7506 | 5462.7965 | 5455.5232 | 5374.2473 | 5333.1902 | 5340.6862 | 5272.5542 | 5271.2803
|  | Low power | 311.0782 | 286.038 | 275.0648 | 241.394 | 259.6096 | 264.9857 | 248.7628 | 275.9472 | 307.6928 | 283.2573 | 284.2178 | 277.9858 | 240.0999 | 207.6312 | 192.4926 | 175.0062 | 157.8606 | 154.9296 | 158.5986 | 160.3564 | 158.8249 | 158.2958 | 164.5298 | 169.4697 | 177.8787 | 186.8065 | 181.9862 | 188.0664 | 193.5798 | 189.1649 | 194.0706 | 193.6382
|  | High power | 1303.2525 | 1250.3016 | 1200.6004 | 1108.4028 | 1129.9708 | 1196.6505 | 1174.9627 | 1220.1596 | 1293.4539 | 1203.1587 | 1215.8192 | 1202.4964 | 1132.1901 | 1036.671 | 998.1487 | 924.8727 | 847.893 | 846.1986 | 854.5954 | 818.4422 | 783.2017 | 734.9402 | 789.6561 | 818.3612 | 843.3922 | 852.8732 | 830.2991 | 819.0405 | 837.5394 | 821.0639 | 810.3256 | 801.6568
|  | Diversified Total + High Power | 5652.4006 | 5653.5373 | 5620.6211 | 5548.6932 | 5569.1419 | 5664.1836 | 5657.1467 | 5714.9956 | 5767.7583 | 5686.762 | 5715.8584 | 5697.3019 | 5606.5025 | 5505.8837 | 5464.1776 | 5368.7917 | 5276.7779 | 5280.3509 | 5283.4579 | 5231.5748 | 5169.7143 | 5122.3367 | 5159.7544 | 5177.6698 | 5174.862 | 5184.0516 | 5146.1726 | 5129.2263 | 5118.0521 | 5112.4443 | 5091.2297 | 5077.2604
|  | Diversified Total + Low Power | 4660.2264 | 4689.2736 | 4695.0854 | 4681.6844 | 4698.7806 | 4732.5188 | 4730.9468 | 4770.7832 | 4781.9972 | 4766.8606 | 4784.257 | 4772.7913 | 4714.4124 | 4676.8439 | 4658.5215 | 4618.9253 | 4586.7455 | 4589.082 | 4587.4611 | 4573.489 | 4545.3376 | 4545.6923 | 4534.6281 | 4528.7783 | 4509.3485 | 4517.9849 | 4497.8597 | 4498.2522 | 4474.0925 | 4480.5454 | 4474.9747 | 4469.2418
A5.1O - Five Year Forecast: 1 in 20 peak day diversified demand
Source: National Grid
DS35 Using Power High Case
|  | National | 2019/20: 2019/20; 2020/21: 2020/21; 2021/22: 2021/22; 2022/23: 2022/23; 2023/24: 2023/24
|  | 0-73.2 MWh | 2019/20: 2724.195; 2020/21: 2731.5; 2021/22: 2715.6299; 2022/23: 2711.8786; 2023/24: 2671.3848
|  | 73.2-732 MWh | 2019/20: 394.9924; 2020/21: 407.3804; 2021/22: 415.8136; 2022/23: 418.1763; 2023/24: 412.6087
|  | NDM > 732 MWh | 2019/20: 427.1918; 2020/21: 441.6506; 2021/22: 450.8375; 2022/23: 452.7641; 2023/24: 469.1194
|  | Total NDM | 2019/20: 3546.3793; 2020/21: 3580.531; 2021/22: 3582.281; 2022/23: 3582.819; 2023/24: 3553.113
|  | Total DM | 2019/20: 375.6117; 2020/21: 377.6368; 2021/22: 378.0391; 2022/23: 380.2831; 2023/24: 378.4634
|  | LDZ Shrinkage | 2019/20: 7.4862; 2020/21: 7.2849; 2021/22: 7.1562; 2022/23: 7.0274; 2023/24: 6.9697
|  | Total LDZ | 2019/20: 3929.4772; 2020/21: 3965.4528; 2021/22: 3967.4762; 2022/23: 3970.1295; 2023/24: 3938.5461
|  | NTS Industrial | 2019/20: 67.2869; 2020/21: 65.9255; 2021/22: 65.281; 2022/23: 64.3208; 2023/24: 63.3053
|  | Exports to Ireland | 2019/20: 337.1; 2020/21: 351.6; 2021/22: 360.5; 2022/23: 375.3; 2023/24: 388.1
|  | NTS Power Generation | 2019/20: 938.485; 2020/21: 889.4097; 2021/22: 857.4691; 2022/23: 815.361; 2023/24: 797.8597
|  | NTS Consumption | 2019/20: 1342.8719; 2020/21: 1306.9353; 2021/22: 1283.2501; 2022/23: 1254.9818; 2023/24: 1249.265
|  | NTS Shrinkage | 2019/20: 8.6164; 2020/21: 8.5288; 2021/22: 8.4466; 2022/23: 8.2493; 2023/24: 8.2959
|  | Total excluding IUK | 2019/20: 5280.9655; 2020/21: 5280.9168; 2021/22: 5259.1729; 2022/23: 5233.3606; 2023/24: 5196.107
|  | IUK | 2019/20: 0; 2020/21: 0; 2021/22: 0; 2022/23: 0; 2023/24: 0
|  | Total including IUK | 2019/20: 5280.9655; 2020/21: 5280.9168; 2021/22: 5259.1729; 2022/23: 5233.3606; 2023/24: 5196.107
|  | Total Undiversified | 2019/20: 5982.706; 2020/21: 5997.1029; 2021/22: 6021.2631; 2022/23: 5988.9778; 2023/24: 5964.8355
|  | Low power | 2019/20: 211.5421; 2020/21: 209.0341; 2021/22: 183.4018; 2022/23: 173.4178; 2023/24: 152.5851
|  | High power | 2019/20: 1141.9568; 2020/21: 1094.2304; 2021/22: 1032.2521; 2022/23: 979.3266; 2023/24: 947.2314
|  | Diversified Total + High Power | 2019/20: 5484.4373; 2020/21: 5485.7375; 2021/22: 5433.9559; 2022/23: 5397.3262; 2023/24: 5345.4787
|  | Diversified Total + Low Power | 2019/20: 4554.0226; 2020/21: 4600.5412; 2021/22: 4585.1057; 2022/23: 4591.4174; 2023/24: 4550.8324

## 2019-20 Average Load Curve
2019-20 Average load curve
A5.1E - 2019/20 Load curve (Average) - Five Year Forecast
Source: National Grid
| Day number | NDM 0 - 73.2 MWh | NDM 73.2-732 MWh | NDM > 732 MWh | Total DM | LDZ Shrinkage | NTS Industrial | Exports to Ireland | NTS Power | NTS Shrinkage | IUK
| 1 | 2580.1616 | 346.1455 | 393.1439 | 365.4896 | 7.4862 | 65.8264 | 178.8189 | 443.8644 | 8.6164 | 0
| 2 | 2369.4362 | 321.9275 | 373.4751 | 350.0877 | 7.4862 | 65.7427 | 177.9421 | 443.0907 | 8.6164 | 0
| 3 | 2285.5379 | 310.1944 | 362.9769 | 343.5282 | 7.4862 | 65.6603 | 177.0797 | 442.3136 | 8.6164 | 0
| 4 | 2225.0925 | 304.1409 | 355.0829 | 339.3789 | 7.4862 | 65.5794 | 176.2316 | 441.5334 | 8.6164 | 0
| 5 | 2177.8693 | 298.5264 | 350.0576 | 335.8653 | 7.4862 | 65.4998 | 175.3977 | 440.7501 | 8.6164 | 0
| 6 | 2135.6786 | 294.5882 | 346.8915 | 333.9335 | 7.4862 | 65.4216 | 174.5779 | 439.9641 | 8.6164 | 0
| 7 | 2101.9628 | 290.2264 | 343.8482 | 333.6782 | 7.4862 | 65.3447 | 173.7719 | 439.1755 | 8.6164 | 0
| 8 | 2078.5092 | 287.0099 | 342.1683 | 330.7861 | 7.4862 | 65.2692 | 172.9796 | 438.3845 | 8.6164 | 0
| 9 | 2062.244 | 284.9755 | 340.195 | 329.0958 | 7.4862 | 65.195 | 172.2009 | 437.5914 | 8.6164 | 0
| 10 | 2045.9351 | 283.1726 | 338.3076 | 327.1317 | 7.4862 | 65.122 | 171.4357 | 436.7964 | 8.6164 | 0
| 11 | 2031.1625 | 280.8384 | 335.1494 | 325.4335 | 7.4862 | 65.0504 | 170.6837 | 435.9997 | 8.6164 | 0
| 12 | 2016.3791 | 278.6158 | 332.9003 | 322.7253 | 7.4862 | 64.98 | 169.9448 | 435.2014 | 8.6164 | 0
| 13 | 1998.6476 | 276.6068 | 331.1033 | 322.2998 | 7.4862 | 64.9109 | 169.219 | 434.4019 | 8.6164 | 0
| 14 | 1979.678 | 275.4589 | 329.5026 | 322.0547 | 7.4862 | 64.843 | 168.5059 | 433.6013 | 8.6164 | 0
| 15 | 1962.5282 | 273.4602 | 327.5183 | 321.2243 | 7.4862 | 64.7764 | 167.8056 | 432.7999 | 8.6164 | 0
| 16 | 1945.154 | 271.7591 | 325.4213 | 320.4333 | 7.4862 | 64.7109 | 167.1178 | 431.9978 | 8.6164 | 0
| 17 | 1927.5653 | 269.0708 | 323.4057 | 320.7626 | 7.4862 | 64.6466 | 166.4423 | 431.1952 | 8.6164 | 0
| 18 | 1910.7817 | 267.136 | 321.0906 | 319.8329 | 7.4862 | 64.5835 | 165.7791 | 430.3925 | 8.6164 | 0
| 19 | 1896.4674 | 266.1512 | 320.2548 | 318.963 | 7.4862 | 64.5216 | 165.128 | 429.5897 | 8.6164 | 0
| 20 | 1889.0107 | 264.9811 | 319.6666 | 317.7089 | 7.4862 | 64.4608 | 164.4888 | 428.7871 | 8.6164 | 0
| 21 | 1880.709 | 264.1849 | 319.0061 | 316.9977 | 7.4862 | 64.4012 | 163.8614 | 427.985 | 8.6164 | 0
| 22 | 1872.7617 | 263.523 | 317.8572 | 316.2866 | 7.4862 | 64.3426 | 163.2457 | 427.1834 | 8.6164 | 0
| 23 | 1864.9707 | 262.4042 | 317.0087 | 315.5755 | 7.4862 | 64.2852 | 162.6414 | 426.3827 | 8.6164 | 0
| 24 | 1857.1379 | 261.1745 | 316.3129 | 314.8644 | 7.4862 | 64.2288 | 162.0485 | 425.5831 | 8.6164 | 0
| 25 | 1849.8623 | 260.1395 | 314.8653 | 314.1533 | 7.4862 | 64.1735 | 161.4668 | 424.7847 | 8.6164 | 0
| 26 | 1842.3579 | 259.152 | 313.9045 | 313.1366 | 7.4862 | 64.1192 | 160.8961 | 423.9878 | 8.6164 | 0
| 27 | 1835.0826 | 257.9254 | 312.745 | 312.3286 | 7.4862 | 64.066 | 160.3363 | 423.1926 | 8.6164 | 0
| 28 | 1826.7628 | 257.0019 | 312.2298 | 311.6177 | 7.4862 | 64.0138 | 159.7873 | 422.3993 | 8.6164 | 0
| 29 | 1819.4114 | 256.0866 | 310.8957 | 310.7492 | 7.4862 | 63.9626 | 159.2489 | 421.6081 | 8.6164 | 0
| 30 | 1811.1668 | 255.3965 | 310.2745 | 309.8357 | 7.4862 | 63.9124 | 158.7209 | 420.8192 | 8.6164 | 0
| 31 | 1802.7118 | 254.6199 | 309.5044 | 309.3681 | 7.4862 | 63.8632 | 158.2032 | 420.0329 | 8.6164 | 0
| 32 | 1794.7334 | 253.5439 | 308.5572 | 308.9004 | 7.4862 | 63.8149 | 157.6956 | 419.2494 | 8.6164 | 0
| 33 | 1787.3082 | 252.2876 | 307.2369 | 308.4327 | 7.4862 | 63.7676 | 157.1981 | 418.4688 | 8.6164 | 0
| 34 | 1779.1085 | 251.3916 | 306.331 | 307.9651 | 7.4862 | 63.7212 | 156.7104 | 417.6913 | 8.6164 | 0
| 35 | 1771.2094 | 250.3994 | 305.3303 | 307.3876 | 7.4862 | 63.6757 | 156.2324 | 416.9173 | 8.6164 | 0
| 36 | 1763.1021 | 249.7585 | 304.1016 | 306.8953 | 7.4862 | 63.6311 | 155.764 | 416.1469 | 8.6164 | 0
| 37 | 1754.7909 | 249.0442 | 303.0937 | 306.4593 | 7.4862 | 63.5874 | 155.3049 | 415.3803 | 8.6164 | 0
| 38 | 1747.9287 | 247.4705 | 301.4961 | 306.0234 | 7.4862 | 63.5445 | 154.8551 | 414.6177 | 8.6164 | 0
| 39 | 1740.2922 | 246.6633 | 299.9064 | 305.5874 | 7.4862 | 63.5025 | 154.4145 | 413.8594 | 8.6164 | 0
| 40 | 1733.1573 | 245.6262 | 298.2811 | 304.9154 | 7.4862 | 63.4614 | 153.9828 | 413.1055 | 8.6164 | 0
| 41 | 1726.5795 | 244.4122 | 296.8664 | 303.6525 | 7.4862 | 63.421 | 153.5599 | 412.3563 | 8.6164 | 0
| 42 | 1719.3509 | 243.2286 | 295.2989 | 303.1629 | 7.4862 | 63.3815 | 153.1456 | 411.612 | 8.6164 | 0
| 43 | 1712.8683 | 241.5326 | 293.4307 | 302.7403 | 7.4862 | 63.3427 | 152.7399 | 410.8727 | 8.6164 | 0
| 44 | 1704.5736 | 240.0647 | 292.4963 | 302.968 | 7.4862 | 63.3047 | 152.3425 | 410.1388 | 8.6164 | 0
| 45 | 1697.2315 | 238.355 | 291.4838 | 302.5629 | 7.4862 | 63.2675 | 151.9533 | 409.4104 | 8.6164 | 0
| 46 | 1688.4195 | 237.8866 | 290.7001 | 302.1577 | 7.4862 | 63.231 | 151.5722 | 408.6877 | 8.6164 | 0
| 47 | 1679.6786 | 237.2226 | 290.0406 | 301.7526 | 7.4862 | 63.1952 | 151.199 | 407.971 | 8.6164 | 0
| 48 | 1671.2849 | 236.7356 | 288.8571 | 301.3475 | 7.4862 | 63.1601 | 150.8336 | 407.2604 | 8.6164 | 0
| 49 | 1663.4976 | 235.6609 | 287.6549 | 300.9424 | 7.4862 | 63.1258 | 150.4758 | 406.5562 | 8.6164 | 0
| 50 | 1656.1731 | 234.015 | 286.5611 | 300.5373 | 7.4862 | 63.0921 | 150.1255 | 405.8586 | 8.6164 | 0
| 51 | 1648.4434 | 232.7778 | 285.4637 | 300.1321 | 7.4862 | 63.0591 | 149.7824 | 405.1678 | 8.6164 | 0
| 52 | 1640.4448 | 231.5635 | 284.6124 | 299.727 | 7.4862 | 63.0267 | 149.4466 | 404.484 | 8.6164 | 0
| 53 | 1632.4807 | 230.3915 | 283.4257 | 299.5804 | 7.4862 | 62.9949 | 149.1178 | 403.8074 | 8.6164 | 0
| 54 | 1624.997 | 229.3219 | 282.0756 | 299.0145 | 7.4862 | 62.9638 | 148.7958 | 403.1382 | 8.6164 | 0
| 55 | 1617.1532 | 228.6372 | 281.0313 | 298.1179 | 7.4862 | 62.9333 | 148.4805 | 402.4767 | 8.6164 | 0
| 56 | 1609.1503 | 227.8104 | 280.0225 | 297.487 | 7.4862 | 62.9033 | 148.1719 | 401.823 | 8.6164 | 0
| 57 | 1601.0194 | 226.8925 | 279.1425 | 296.9465 | 7.4862 | 62.874 | 147.8696 | 401.1774 | 8.6164 | 0
| 58 | 1592.424 | 226.3416 | 278.3599 | 296.406 | 7.4862 | 62.8451 | 147.5737 | 400.5401 | 8.6164 | 0
| 59 | 1586.249 | 225.5702 | 277.3375 | 295.8654 | 7.4862 | 62.8169 | 147.2838 | 399.9113 | 8.6164 | 0
| 60 | 1580.9897 | 225.1204 | 276.6628 | 295.3705 | 7.4862 | 62.7891 | 147 | 399.2913 | 8.6164 | 0
| 61 | 1576.318 | 224.3746 | 275.6287 | 294.9434 | 7.4862 | 62.7619 | 146.7219 | 398.6801 | 8.6164 | 0
| 62 | 1572.4023 | 223.8893 | 273.7631 | 294.3312 | 7.4862 | 62.7351 | 146.4496 | 398.0781 | 8.6164 | 0
| 63 | 1567.9284 | 222.9404 | 272.8247 | 293.8137 | 7.4862 | 62.7088 | 146.1827 | 397.4854 | 8.6164 | 0
| 64 | 1563.231 | 222.2417 | 271.8596 | 293.2963 | 7.4862 | 62.683 | 145.9213 | 396.9022 | 8.6164 | 0
| 65 | 1558.2802 | 221.5057 | 271.1852 | 292.7788 | 7.4862 | 62.6576 | 145.665 | 396.3289 | 8.6164 | 0
| 66 | 1553.2268 | 221.031 | 270.352 | 292.2613 | 7.4862 | 62.6327 | 145.4139 | 395.7655 | 8.6164 | 0
| 67 | 1547.8512 | 220.6431 | 269.7297 | 291.7683 | 7.4862 | 62.6081 | 145.1677 | 395.2124 | 8.6164 | 0
| 68 | 1542.8194 | 220.0296 | 268.893 | 291.3716 | 7.4862 | 62.584 | 144.9263 | 394.6696 | 8.6164 | 0
| 69 | 1537.5224 | 219.5897 | 268.1478 | 290.9749 | 7.4862 | 62.5603 | 144.6895 | 394.1375 | 8.6164 | 0
| 70 | 1532.8189 | 218.7204 | 267.2386 | 290.5782 | 7.4862 | 62.5369 | 144.4572 | 393.6162 | 8.6164 | 0
| 71 | 1527.788 | 217.9181 | 266.5898 | 290.1816 | 7.4862 | 62.5138 | 144.2292 | 393.1059 | 8.6164 | 0
| 72 | 1523.0786 | 217.0326 | 265.7026 | 289.7849 | 7.4862 | 62.4912 | 144.0055 | 392.607 | 8.6164 | 0
| 73 | 1517.6476 | 216.7635 | 264.9207 | 289.3882 | 7.4862 | 62.4688 | 143.7857 | 392.1195 | 8.6164 | 0
| 74 | 1512.5973 | 215.8791 | 264.4252 | 288.9397 | 7.4862 | 62.4467 | 143.5699 | 391.6436 | 8.6164 | 0
| 75 | 1506.9489 | 215.4786 | 264.0412 | 288.4938 | 7.4862 | 62.425 | 143.3578 | 391.1797 | 8.6164 | 0
| 76 | 1501.7013 | 214.8736 | 263.4177 | 288.0912 | 7.4862 | 62.4035 | 143.1493 | 390.7279 | 8.6164 | 0
| 77 | 1496.2102 | 214.4912 | 262.815 | 287.6887 | 7.4862 | 62.3822 | 142.9442 | 390.2884 | 8.6164 | 0
| 78 | 1491.0706 | 213.6321 | 262.3459 | 287.2777 | 7.4862 | 62.3612 | 142.7424 | 389.8615 | 8.6164 | 0
| 79 | 1486.0926 | 213.041 | 261.51 | 286.804 | 7.4862 | 62.3405 | 142.5438 | 389.4473 | 8.6164 | 0
| 80 | 1481.6911 | 212.0846 | 260.4278 | 286.3653 | 7.4862 | 62.3199 | 142.3482 | 389.0461 | 8.6164 | 0
| 81 | 1477.4375 | 211.0388 | 259.253 | 285.9608 | 7.4862 | 62.2995 | 142.1554 | 388.6581 | 8.6164 | 0
| 82 | 1471.7661 | 210.7068 | 258.7823 | 285.5562 | 7.4862 | 62.2794 | 141.9653 | 388.2834 | 8.6164 | 0
| 83 | 1466.7464 | 210.3046 | 257.73 | 285.1517 | 7.4862 | 62.2594 | 141.7778 | 387.9223 | 8.6164 | 0
| 84 | 1461.7671 | 209.7003 | 256.8395 | 284.7471 | 7.4862 | 62.2395 | 141.5926 | 387.5751 | 8.6164 | 0
| 85 | 1456.566 | 209.2082 | 256.0585 | 284.3425 | 7.4862 | 62.2198 | 141.4098 | 387.2419 | 8.6164 | 0
| 86 | 1451.0982 | 208.8178 | 255.4425 | 283.938 | 7.4862 | 62.2002 | 141.229 | 386.9229 | 8.6164 | 0
| 87 | 1446.2665 | 207.8569 | 254.761 | 283.5334 | 7.4862 | 62.1807 | 141.0501 | 386.6184 | 8.6164 | 0
| 88 | 1441.0866 | 207.3823 | 253.9451 | 283.1251 | 7.4862 | 62.1613 | 140.8731 | 386.3286 | 8.6164 | 0
| 89 | 1435.8871 | 206.7547 | 253.3119 | 282.7066 | 7.4862 | 62.1419 | 140.6977 | 386.0536 | 8.6164 | 0
| 90 | 1430.4925 | 206.305 | 252.6792 | 282.3049 | 7.4862 | 62.1227 | 140.5239 | 385.7937 | 8.6164 | 0
| 91 | 1425.4814 | 205.6078 | 251.9104 | 281.9033 | 7.4862 | 62.1034 | 140.3514 | 385.5491 | 8.6164 | 0
| 92 | 1420.2934 | 204.9945 | 251.2345 | 281.5017 | 7.4862 | 62.0842 | 140.1801 | 385.3201 | 8.6164 | 0
| 93 | 1415.0362 | 204.3635 | 250.6457 | 281.1001 | 7.4862 | 62.065 | 140.0098 | 385.1066 | 8.6164 | 0
| 94 | 1410.3252 | 203.3166 | 249.9264 | 280.6985 | 7.4862 | 62.0458 | 139.8407 | 384.9085 | 8.6164 | 0
| 95 | 1405.0997 | 202.643 | 249.3484 | 280.2968 | 7.4862 | 62.0266 | 139.6725 | 384.7253 | 8.6164 | 0
| 96 | 1400.1322 | 201.8838 | 248.5979 | 279.8952 | 7.4862 | 62.0075 | 139.5055 | 384.5565 | 8.6164 | 0
| 97 | 1395.2333 | 201.3745 | 247.5356 | 279.487 | 7.4862 | 61.9883 | 139.3394 | 384.4017 | 8.6164 | 0
| 98 | 1390.1382 | 200.6771 | 246.8904 | 279.0461 | 7.4862 | 61.969 | 139.1744 | 384.2605 | 8.6164 | 0
| 99 | 1385.1474 | 200.0251 | 246.0539 | 278.6467 | 7.4862 | 61.9498 | 139.0103 | 384.1325 | 8.6164 | 0
| 100 | 1379.907 | 199.5187 | 245.3213 | 278.2472 | 7.4862 | 61.9305 | 138.8473 | 384.0173 | 8.6164 | 0
| 101 | 1374.7588 | 198.8295 | 244.6794 | 277.8478 | 7.4862 | 61.9112 | 138.6853 | 383.9143 | 8.6164 | 0
| 102 | 1369.7559 | 198.168 | 243.8645 | 277.4484 | 7.4862 | 61.8919 | 138.5243 | 383.8233 | 8.6164 | 0
| 103 | 1364.4935 | 197.5884 | 243.2321 | 277.0441 | 7.4862 | 61.8726 | 138.3643 | 383.7437 | 8.6164 | 0
| 104 | 1359.7155 | 196.7829 | 242.3503 | 276.6306 | 7.4862 | 61.8531 | 138.2053 | 383.6752 | 8.6164 | 0
| 105 | 1354.4293 | 196.0909 | 241.8635 | 276.217 | 7.4862 | 61.8337 | 138.0472 | 383.6173 | 8.6164 | 0
| 106 | 1349.2049 | 195.4593 | 241.2544 | 275.8034 | 7.4862 | 61.8142 | 137.8901 | 383.5696 | 8.6164 | 0
| 107 | 1344.0455 | 194.8025 | 240.6054 | 275.3898 | 7.4862 | 61.7946 | 137.734 | 383.5317 | 8.6164 | 0
| 108 | 1338.6461 | 194.3577 | 239.9846 | 274.9761 | 7.4862 | 61.775 | 137.5788 | 383.5031 | 8.6164 | 0
| 109 | 1333.6583 | 193.6464 | 239.2184 | 274.5625 | 7.4862 | 61.7553 | 137.4245 | 383.4834 | 8.6164 | 0
| 110 | 1328.4224 | 193.1043 | 238.5314 | 274.1489 | 7.4862 | 61.7355 | 137.2712 | 383.4722 | 8.6164 | 0
| 111 | 1322.8082 | 192.8514 | 237.9333 | 273.7353 | 7.4862 | 61.7156 | 137.1189 | 383.4691 | 8.6164 | 0
| 112 | 1317.6425 | 192.3789 | 237.0927 | 273.3355 | 7.4862 | 61.6956 | 136.9674 | 383.4736 | 8.6164 | 0
| 113 | 1312.5563 | 191.8336 | 236.2779 | 272.9029 | 7.4862 | 61.6756 | 136.8169 | 383.4853 | 8.6164 | 0
| 114 | 1307.7032 | 190.9414 | 235.5811 | 272.4664 | 7.4862 | 61.6555 | 136.6673 | 383.5038 | 8.6164 | 0
| 115 | 1302.7143 | 190.3459 | 234.7234 | 272.0298 | 7.4862 | 61.6352 | 136.5186 | 383.5287 | 8.6164 | 0
| 116 | 1297.0765 | 189.9333 | 234.3317 | 271.5932 | 7.4862 | 61.6149 | 136.3707 | 383.5595 | 8.6164 | 0
| 117 | 1291.8806 | 189.5404 | 233.4723 | 271.1626 | 7.4862 | 61.5944 | 136.2238 | 383.5958 | 8.6164 | 0
| 118 | 1286.775 | 188.785 | 232.8738 | 270.7434 | 7.4862 | 61.5739 | 136.0778 | 383.6372 | 8.6164 | 0
| 119 | 1281.3568 | 188.1717 | 232.4318 | 270.3381 | 7.4862 | 61.5532 | 135.9326 | 383.6833 | 8.6164 | 0
| 120 | 1275.5994 | 187.118 | 231.9545 | 269.8923 | 7.4862 | 61.5323 | 135.7883 | 383.7336 | 8.6164 | 0
| 121 | 1268.9264 | 186.8512 | 231.3772 | 269.5128 | 7.4862 | 61.5114 | 135.6448 | 383.7877 | 8.6164 | 2
| 122 | 1262.5481 | 186.038 | 231.0561 | 269.1287 | 7.4862 | 61.4903 | 135.5023 | 383.8451 | 8.6164 | 5
| 123 | 1256.204 | 185.4811 | 230.4445 | 268.7447 | 7.4862 | 61.4691 | 135.3605 | 383.9056 | 8.6164 | 8
| 124 | 1249.761 | 185.029 | 229.8269 | 268.3607 | 7.4862 | 61.4477 | 135.2196 | 383.9685 | 8.6164 | 10
| 125 | 1244.0266 | 184.0778 | 229.0331 | 267.9435 | 7.4862 | 61.4262 | 135.0796 | 384.0336 | 8.6164 | 13
| 126 | 1237.5973 | 183.7412 | 228.3798 | 267.466 | 7.4862 | 61.4045 | 134.9403 | 384.1003 | 8.6164 | 16
| 127 | 1231.3486 | 183.1136 | 227.7446 | 267.0808 | 7.4862 | 61.3826 | 134.8019 | 384.1683 | 8.6164 | 19
| 128 | 1225.0494 | 182.582 | 227.0576 | 266.7021 | 7.4862 | 61.3606 | 134.6643 | 384.2371 | 8.6164 | 21
| 129 | 1218.927 | 181.9112 | 226.3328 | 266.3234 | 7.4862 | 61.3384 | 134.5275 | 384.3063 | 8.6164 | 24
| 130 | 1212.6263 | 181.4147 | 225.6121 | 265.9446 | 7.4862 | 61.3161 | 134.3915 | 384.3755 | 8.6164 | 27
| 131 | 1206.7973 | 180.6262 | 224.7117 | 265.5659 | 7.4862 | 61.2935 | 134.2563 | 384.4442 | 8.6164 | 30
| 132 | 1200.955 | 179.5293 | 224.133 | 265.1871 | 7.4862 | 61.2708 | 134.1218 | 384.5121 | 8.6164 | 32
| 133 | 1195.3028 | 178.9151 | 222.8814 | 264.8084 | 7.4862 | 61.2479 | 133.9882 | 384.5786 | 8.6164 | 35
| 134 | 1189.598 | 177.8279 | 222.2371 | 264.3481 | 7.4862 | 61.2248 | 133.8553 | 384.6434 | 8.6164 | 38
| 135 | 1183.3718 | 177.0913 | 221.6984 | 263.953 | 7.4862 | 61.2014 | 133.7232 | 384.7061 | 8.6164 | 41
| 136 | 1177.2917 | 176.5026 | 220.8657 | 263.5579 | 7.4862 | 61.1779 | 133.5918 | 384.7661 | 8.6164 | 44
| 137 | 1171.2897 | 175.8575 | 220.0112 | 263.1628 | 7.4862 | 61.1542 | 133.4612 | 384.8232 | 8.6164 | 46
| 138 | 1165.0164 | 175.3667 | 219.2675 | 262.774 | 7.4862 | 61.1302 | 133.3313 | 384.8768 | 8.6164 | 49
| 139 | 1158.5883 | 174.7895 | 218.7214 | 262.4288 | 7.4862 | 61.106 | 133.2022 | 384.9266 | 8.6164 | 52
| 140 | 1152.8038 | 173.8234 | 217.9625 | 262.0416 | 7.4862 | 61.0816 | 133.0737 | 384.9721 | 8.6164 | 55
| 141 | 1146.7477 | 173.2434 | 217.0892 | 261.6543 | 7.4862 | 61.057 | 132.946 | 385.0129 | 8.6164 | 58
| 142 | 1140.5197 | 172.5215 | 216.5297 | 261.267 | 7.4862 | 61.0321 | 132.8191 | 385.0485 | 8.6164 | 61
| 143 | 1134.1607 | 171.8014 | 216.0994 | 260.8798 | 7.4862 | 61.0069 | 132.6928 | 385.0786 | 8.6164 | 64
| 144 | 1128.0138 | 171.1807 | 215.3577 | 260.4925 | 7.4862 | 60.9816 | 132.5672 | 385.1027 | 8.6164 | 66
| 145 | 1121.873 | 170.4892 | 214.6805 | 260.1053 | 7.4862 | 60.9559 | 132.4423 | 385.1203 | 8.6164 | 69
| 146 | 1115.7274 | 169.9162 | 213.8898 | 259.718 | 7.4862 | 60.93 | 132.3181 | 385.1311 | 8.6164 | 72
| 147 | 1109.3074 | 169.2972 | 213.4194 | 259.3308 | 7.4862 | 60.9039 | 132.1946 | 385.1347 | 8.6164 | 75
| 148 | 1103.6421 | 168.2184 | 212.6541 | 258.9435 | 7.4862 | 60.8775 | 132.0717 | 385.1306 | 8.6164 | 78
| 149 | 1097.0967 | 167.8756 | 212.0329 | 258.5563 | 7.4862 | 60.8508 | 131.9495 | 385.1183 | 8.6164 | 81
| 150 | 1091.0464 | 167.2485 | 211.201 | 258.169 | 7.4862 | 60.8238 | 131.828 | 385.0975 | 8.6164 | 84
| 151 | 1085.1519 | 166.5509 | 210.2836 | 257.7818 | 7.4862 | 60.7965 | 131.7071 | 385.0678 | 8.6164 | 87
| 152 | 1078.7716 | 166.0752 | 209.6494 | 257.3754 | 7.4862 | 60.769 | 131.5869 | 385.0286 | 8.6164 | 89
| 153 | 1072.2964 | 165.4529 | 209.2279 | 256.9977 | 7.4862 | 60.7411 | 131.4673 | 384.9796 | 8.6164 | 92
| 154 | 1066.5782 | 164.5232 | 208.3568 | 256.6201 | 7.4862 | 60.713 | 131.3483 | 384.9204 | 8.6164 | 95
| 155 | 1060.7974 | 163.4344 | 207.7074 | 256.2424 | 7.4862 | 60.6845 | 131.23 | 384.8505 | 8.6164 | 98
| 156 | 1055.089 | 162.1949 | 207.1364 | 255.8647 | 7.4862 | 60.6558 | 131.1122 | 384.7695 | 8.6164 | 101
| 157 | 1049.395 | 161.4112 | 206.0951 | 255.487 | 7.4862 | 60.6267 | 130.9951 | 384.6769 | 8.6164 | 104
| 158 | 1042.8941 | 160.5086 | 205.7775 | 255.3115 | 7.4862 | 60.5973 | 130.8786 | 384.5725 | 8.6164 | 107
| 159 | 1036.2702 | 159.9481 | 205.4053 | 254.9714 | 7.4862 | 60.5676 | 130.7626 | 384.4556 | 8.6164 | 110
| 160 | 1029.6253 | 159.5001 | 204.9418 | 254.6313 | 7.4862 | 60.5376 | 130.6473 | 384.3259 | 8.6164 | 113
| 161 | 1023.0163 | 159.0244 | 204.4698 | 254.2912 | 7.4862 | 60.5072 | 130.5325 | 384.183 | 8.6164 | 116
| 162 | 1016.0867 | 158.8873 | 203.9605 | 253.9707 | 7.4862 | 60.4765 | 130.4183 | 384.0265 | 8.6164 | 118
| 163 | 1009.5251 | 158.0896 | 203.6519 | 253.7419 | 7.4862 | 60.4454 | 130.3047 | 383.8559 | 8.6164 | 121
| 164 | 1003.0404 | 157.2969 | 203.3736 | 253.4009 | 7.4862 | 60.414 | 130.1916 | 383.6707 | 8.6164 | 124
| 165 | 996.8121 | 156.792 | 202.7044 | 252.9066 | 7.4862 | 60.3822 | 130.0791 | 383.4707 | 8.6164 | 127
| 166 | 990.1117 | 156.2533 | 202.4333 | 252.5202 | 7.4862 | 60.3501 | 129.9671 | 383.2552 | 8.6164 | 130
| 167 | 983.6604 | 155.658 | 201.9325 | 252.1709 | 7.4862 | 60.3176 | 129.8556 | 383.024 | 8.6164 | 133
| 168 | 977.6135 | 154.788 | 201.3021 | 251.8217 | 7.4862 | 60.2847 | 129.7447 | 382.7766 | 8.6164 | 136
| 169 | 971.9244 | 153.849 | 200.3827 | 251.4724 | 7.4862 | 60.2515 | 129.6343 | 382.5126 | 8.6164 | 139
| 170 | 965.6193 | 153.1374 | 199.7955 | 251.1798 | 7.4862 | 60.2178 | 129.5244 | 382.2314 | 8.6164 | 142
| 171 | 959.9191 | 152.1665 | 198.9249 | 250.8248 | 7.4862 | 60.1838 | 129.4151 | 381.9328 | 8.6164 | 145
| 172 | 954.0218 | 151.0746 | 198.3725 | 250.4698 | 7.4862 | 60.1494 | 129.3062 | 381.6163 | 8.6164 | 147
| 173 | 946.9837 | 150.3209 | 197.418 | 250.1526 | 7.4862 | 60.1146 | 129.1978 | 381.2815 | 8.6164 | 150
| 174 | 940.0063 | 149.445 | 196.5224 | 249.7896 | 7.4862 | 60.0794 | 129.0899 | 380.9278 | 8.6164 | 153
| 175 | 932.8163 | 148.5184 | 195.7823 | 249.5345 | 7.4862 | 60.0438 | 128.9825 | 380.555 | 8.6164 | 156
| 176 | 925.2042 | 147.9839 | 195.0581 | 249.2935 | 7.4862 | 60.0078 | 128.8756 | 380.1626 | 8.6164 | 159
| 177 | 917.6309 | 147.2646 | 194.4799 | 249.0525 | 7.4862 | 59.9714 | 128.7691 | 379.7501 | 8.6164 | 162
| 178 | 910.0232 | 146.3569 | 194.1245 | 248.8115 | 7.4862 | 59.9345 | 128.6631 | 379.3172 | 8.6164 | 165
| 179 | 903.371 | 144.9723 | 193.2905 | 248.5705 | 7.4862 | 59.8972 | 128.5576 | 378.8634 | 8.6164 | 168
| 180 | 896.3376 | 143.8821 | 192.5565 | 248.3163 | 7.4862 | 59.8595 | 128.4525 | 378.3882 | 8.6164 | 170
| 181 | 888.7966 | 143.2912 | 191.885 | 248.0079 | 7.4862 | 59.8214 | 128.3478 | 377.8913 | 8.6164 | 173
| 182 | 881.8198 | 142.3593 | 190.9379 | 247.7519 | 7.4862 | 59.7828 | 128.2436 | 377.3722 | 8.6164 | 176
| 183 | 874.4595 | 141.2811 | 190.4957 | 247.5207 | 7.4862 | 59.7437 | 128.1397 | 376.8306 | 8.6164 | 179
| 184 | 867.6704 | 139.9509 | 189.7164 | 247.3076 | 7.4862 | 59.7042 | 128.0364 | 376.266 | 8.6164 | 182
| 185 | 860.7988 | 138.5656 | 189.0746 | 247.0945 | 7.4862 | 59.6643 | 127.9334 | 375.6791 | 8.6164 | 185
| 186 | 853.9605 | 137.37 | 188.2097 | 246.8814 | 7.4862 | 59.624 | 127.831 | 375.0702 | 8.6164 | 188
| 187 | 847.0287 | 136.6045 | 186.9954 | 246.6813 | 7.4862 | 59.5832 | 127.729 | 374.4402 | 8.6164 | 190
| 188 | 840.529 | 134.9799 | 186.2017 | 246.4875 | 7.4862 | 59.5421 | 127.6276 | 373.7894 | 8.6164 | 193
| 189 | 832.8494 | 134.382 | 185.5553 | 246.2995 | 7.4862 | 59.5006 | 127.5268 | 373.1185 | 8.6164 | 196
| 190 | 824.6793 | 134.1241 | 185.0595 | 246.1115 | 7.4862 | 59.4587 | 127.4267 | 372.4281 | 8.6164 | 199
| 191 | 816.9772 | 133.725 | 184.237 | 245.9235 | 7.4862 | 59.4165 | 127.3271 | 371.7188 | 8.6164 | 202
| 192 | 809.8303 | 132.8211 | 183.3639 | 245.7354 | 7.4862 | 59.374 | 127.2283 | 370.9911 | 8.6164 | 204
| 193 | 801.9699 | 132.373 | 182.7488 | 245.5474 | 7.4862 | 59.3312 | 127.1302 | 370.2457 | 8.6164 | 207
| 194 | 794.3361 | 131.8607 | 181.971 | 245.3594 | 7.4862 | 59.2881 | 127.0328 | 369.4831 | 8.6164 | 210
| 195 | 786.4462 | 131.3027 | 181.4951 | 245.1714 | 7.4862 | 59.2448 | 126.9362 | 368.7039 | 8.6164 | 213
| 196 | 779.0869 | 130.4691 | 180.7642 | 244.9834 | 7.4862 | 59.2011 | 126.8404 | 367.9087 | 8.6164 | 215
| 197 | 772.3114 | 129.2366 | 179.8484 | 244.7953 | 7.4862 | 59.1573 | 126.7455 | 367.0981 | 8.6164 | 218
| 198 | 764.4596 | 128.7256 | 179.2875 | 244.6073 | 7.4862 | 59.1132 | 126.6515 | 366.2726 | 8.6164 | 221
| 199 | 757.6459 | 127.871 | 178.032 | 244.4193 | 7.4862 | 59.0689 | 126.5584 | 365.4329 | 8.6164 | 224
| 200 | 749.9781 | 127.3074 | 177.3395 | 244.2313 | 7.4862 | 59.0245 | 126.4662 | 364.5795 | 8.6164 | 226
| 201 | 742.0985 | 126.5718 | 177.0449 | 244.0293 | 7.4862 | 58.9798 | 126.3751 | 363.713 | 8.6164 | 229
| 202 | 734.4194 | 125.95 | 176.492 | 243.7714 | 7.4862 | 58.935 | 126.2849 | 362.834 | 8.6164 | 232
| 203 | 726.8156 | 125.2126 | 175.8992 | 243.5936 | 7.4862 | 58.8901 | 126.1959 | 361.9431 | 8.6164 | 235
| 204 | 719.0956 | 124.4473 | 175.526 | 243.3403 | 7.4862 | 58.845 | 126.1079 | 361.0409 | 8.6164 | 237
| 205 | 711.8484 | 123.874 | 174.6023 | 242.9726 | 7.4862 | 58.7999 | 126.021 | 360.1279 | 8.6164 | 240
| 206 | 704.3074 | 123.0423 | 174.2193 | 242.6166 | 7.4862 | 58.7547 | 125.9353 | 359.2048 | 8.6164 | 242
| 207 | 697.2758 | 121.9419 | 173.5134 | 242.3426 | 7.4862 | 58.7093 | 125.8508 | 358.2721 | 8.6164 | 245
| 208 | 689.6463 | 121.1473 | 172.8587 | 242.3096 | 7.4862 | 58.664 | 125.7675 | 357.3304 | 8.6164 | 248
| 209 | 682.2415 | 120.1279 | 172.0254 | 242.4554 | 7.4862 | 58.6186 | 125.6854 | 356.3803 | 8.6164 | 250
| 210 | 675.5701 | 118.9996 | 170.8624 | 242.3062 | 7.4862 | 58.5731 | 125.6047 | 355.4224 | 8.6164 | 253
| 211 | 667.8801 | 118.3137 | 170.2269 | 242.2059 | 7.4862 | 58.5277 | 125.5252 | 354.4572 | 8.6164 | 256
| 212 | 660.5723 | 117.1897 | 169.6471 | 242.1055 | 7.4862 | 58.4823 | 125.4472 | 353.4854 | 8.6164 | 258
| 213 | 652.8567 | 116.4277 | 169.1133 | 242.0052 | 7.4862 | 58.4369 | 125.3705 | 352.5075 | 8.6164 | 261
| 214 | 644.8531 | 115.7361 | 168.797 | 241.9049 | 7.4862 | 58.3916 | 125.2952 | 351.5242 | 8.6164 | 263
| 215 | 637.2602 | 114.9035 | 168.2111 | 241.8045 | 7.4862 | 58.3463 | 125.2214 | 350.5359 | 8.6164 | 266
| 216 | 630.2402 | 113.9072 | 167.3185 | 241.6016 | 7.4862 | 58.3011 | 125.1491 | 349.5433 | 8.6164 | 268
| 217 | 622.8487 | 113.1292 | 166.7608 | 241.217 | 7.4862 | 58.256 | 125.0784 | 348.547 | 8.6164 | 271
| 218 | 615.7598 | 112.5117 | 166.1557 | 240.8259 | 7.4862 | 58.211 | 125.0091 | 347.5475 | 8.6164 | 273
| 219 | 611.1049 | 111.8085 | 165.6485 | 240.6726 | 7.4862 | 58.1661 | 124.9415 | 346.5455 | 8.6164 | 276
| 220 | 606.2378 | 111.0966 | 165.2707 | 240.6111 | 7.4862 | 58.1214 | 124.8755 | 345.5415 | 8.6164 | 278
| 221 | 601.7363 | 109.9383 | 165.0499 | 240.4733 | 7.4862 | 58.0768 | 124.8112 | 344.5361 | 8.6164 | 281
| 222 | 597.1976 | 109.4745 | 164.2535 | 240.2538 | 7.4862 | 58.0325 | 124.7485 | 343.5299 | 8.6164 | 283
| 223 | 592.3261 | 109.2018 | 163.4057 | 240.2272 | 7.4862 | 57.9883 | 124.6876 | 342.5235 | 8.6164 | 286
| 224 | 587.3855 | 108.7869 | 162.7724 | 240.1978 | 7.4862 | 57.9443 | 124.6285 | 341.5175 | 8.6164 | 288
| 225 | 583.524 | 107.7289 | 161.7679 | 240.1032 | 7.4862 | 57.9005 | 124.5711 | 340.5124 | 8.6164 | 290
| 226 | 579.272 | 106.4875 | 161.1417 | 240.2045 | 7.4862 | 57.857 | 124.5156 | 339.5088 | 8.6164 | 293
| 227 | 574.3675 | 105.7842 | 160.6297 | 240.3058 | 7.4862 | 57.8138 | 124.4619 | 338.5074 | 8.6164 | 295
| 228 | 570.1828 | 104.6267 | 160.0026 | 240.2567 | 7.4862 | 57.7708 | 124.4102 | 337.5086 | 8.6164 | 297
| 229 | 565.0689 | 104.1486 | 159.6604 | 240.1725 | 7.4862 | 57.7282 | 124.3603 | 336.5131 | 8.6164 | 300
| 230 | 559.7702 | 103.9244 | 159.2492 | 240.0882 | 7.4862 | 57.6858 | 124.3124 | 335.5215 | 8.6164 | 302
| 231 | 554.987 | 103.2804 | 158.6796 | 240.0665 | 7.4862 | 57.6438 | 124.2666 | 334.5344 | 8.6164 | 304
| 232 | 549.957 | 102.7283 | 158.3275 | 239.9824 | 7.4862 | 57.6021 | 124.2227 | 333.5523 | 8.6164 | 307
| 233 | 544.9858 | 102.1524 | 157.9876 | 239.8509 | 7.4862 | 57.5607 | 124.1809 | 332.5758 | 8.6164 | 309
| 234 | 540.6556 | 101.5127 | 157.161 | 239.629 | 7.4862 | 57.5198 | 124.1412 | 331.6056 | 8.6164 | 311
| 235 | 536.0921 | 100.9434 | 156.4909 | 239.4135 | 7.4862 | 57.4792 | 124.1037 | 330.6421 | 8.6164 | 313
| 236 | 531.6425 | 100.0114 | 156.0637 | 239.2039 | 7.4862 | 57.4391 | 124.0683 | 329.686 | 8.6164 | 316
| 237 | 526.75 | 99.5437 | 155.6149 | 238.9943 | 7.4862 | 57.3994 | 124.0351 | 328.7379 | 8.6164 | 318
| 238 | 521.7375 | 99.1207 | 155.2051 | 238.8213 | 7.4862 | 57.3601 | 124.0041 | 327.7983 | 8.6164 | 320
| 239 | 517.1992 | 98.2956 | 154.6202 | 238.7512 | 7.4862 | 57.3213 | 123.9754 | 326.8678 | 8.6164 | 322
| 240 | 512.2042 | 97.7873 | 154.1754 | 238.681 | 7.4862 | 57.2829 | 123.949 | 325.9471 | 8.6164 | 324
| 241 | 507.2436 | 97.3566 | 153.6183 | 238.6108 | 7.4862 | 57.2451 | 123.9249 | 325.0367 | 8.6164 | 326
| 242 | 502.5865 | 96.7925 | 152.9921 | 238.4399 | 7.4862 | 57.2077 | 123.9032 | 324.1371 | 8.6164 | 328
| 243 | 498.4434 | 96.2114 | 152.0739 | 238.0638 | 7.4862 | 57.1709 | 123.8839 | 323.2491 | 8.6164 | 330
| 244 | 493.4358 | 95.8937 | 151.757 | 237.6877 | 7.4862 | 57.1346 | 123.8671 | 322.3731 | 8.6164 | 332
| 245 | 488.9642 | 95.53 | 150.9747 | 237.2868 | 7.4862 | 57.0989 | 123.8526 | 321.5097 | 8.6164 | 334
| 246 | 484.0749 | 95.0862 | 150.8435 | 236.7326 | 7.4862 | 57.0638 | 123.8407 | 320.6595 | 8.6164 | 337
| 247 | 478.9225 | 94.7821 | 150.7018 | 236.3125 | 7.4862 | 57.0293 | 123.8314 | 319.8232 | 8.6164 | 338
| 248 | 474.0205 | 94.344 | 150.3112 | 236.0248 | 7.4862 | 56.9953 | 123.8246 | 319.0013 | 8.6164 | 340
| 249 | 469.2762 | 93.6962 | 150.1158 | 235.5938 | 7.4862 | 56.962 | 123.8204 | 318.1943 | 8.6164 | 342
| 250 | 464.8032 | 93.1095 | 149.6698 | 235.0811 | 7.4862 | 56.9294 | 123.8188 | 317.4029 | 8.6164 | 344
| 251 | 460.2587 | 92.6593 | 149.0594 | 234.6678 | 7.4862 | 56.8973 | 123.8199 | 316.6276 | 8.6164 | 346
| 252 | 455.591 | 91.9771 | 148.4375 | 234.6211 | 7.4862 | 56.866 | 123.8237 | 315.8695 | 8.6164 | 348
| 253 | 450.9199 | 91.4163 | 148.0334 | 234.2387 | 7.4862 | 56.8354 | 123.8303 | 315.129 | 8.6164 | 350
| 254 | 446.1375 | 90.811 | 147.6137 | 234.0278 | 7.4862 | 56.8054 | 123.8396 | 314.4065 | 8.6164 | 352
| 255 | 441.4018 | 90.2681 | 146.9833 | 233.9183 | 7.4862 | 56.7762 | 123.8517 | 313.7026 | 8.6164 | 354
| 256 | 436.4844 | 89.771 | 146.4887 | 233.8089 | 7.4862 | 56.7478 | 123.8667 | 313.0177 | 8.6164 | 355
| 257 | 431.7492 | 89.2232 | 145.8628 | 233.6995 | 7.4862 | 56.7201 | 123.8845 | 312.3524 | 8.6164 | 357
| 258 | 426.8295 | 88.6652 | 145.4314 | 233.5901 | 7.4862 | 56.6931 | 123.9052 | 311.7074 | 8.6164 | 359
| 259 | 421.8319 | 88.1681 | 145.0172 | 233.4807 | 7.4862 | 56.667 | 123.9289 | 311.0831 | 8.6164 | 361
| 260 | 416.7468 | 87.7402 | 144.6554 | 233.337 | 7.4862 | 56.6417 | 123.9555 | 310.4802 | 8.6164 | 362
| 261 | 412.051 | 87.1243 | 144.3476 | 232.9382 | 7.4862 | 56.6172 | 123.9851 | 309.8993 | 8.6164 | 364
| 262 | 407.2692 | 86.6603 | 143.9739 | 232.5393 | 7.4862 | 56.5948 | 124.0178 | 309.3476 | 8.6164 | 366
| 263 | 402.6674 | 86.1681 | 143.4482 | 232.1404 | 7.4862 | 56.5747 | 124.0536 | 308.8194 | 8.6164 | 367
| 264 | 397.9717 | 85.6668 | 143.0258 | 231.7415 | 7.4862 | 56.5554 | 124.0924 | 308.3146 | 8.6164 | 369
| 265 | 393.4643 | 85.0398 | 142.5406 | 231.3426 | 7.4862 | 56.5369 | 124.1344 | 307.8338 | 8.6164 | 370
| 266 | 389.1499 | 84.4355 | 141.859 | 230.9245 | 7.4862 | 56.5191 | 124.1796 | 307.3776 | 8.6164 | 372
| 267 | 384.6444 | 83.8113 | 141.4038 | 230.491 | 7.4862 | 56.5021 | 124.228 | 306.9465 | 8.6164 | 374
| 268 | 381.6551 | 83.5865 | 141.1363 | 230.3067 | 7.4862 | 56.486 | 124.2796 | 306.5411 | 8.6164 | 375
| 269 | 379.0371 | 83.2551 | 140.8938 | 229.8662 | 7.4862 | 56.4706 | 124.3345 | 306.1619 | 8.6164 | 377
| 270 | 376.5086 | 83.0678 | 140.4495 | 229.3939 | 7.4862 | 56.4561 | 124.3927 | 305.8097 | 8.6164 | 378
| 271 | 373.8049 | 82.8048 | 140.256 | 228.9216 | 7.4862 | 56.4424 | 124.4542 | 305.4849 | 8.6164 | 380
| 272 | 371.2984 | 82.3411 | 139.935 | 228.5803 | 7.4862 | 56.4297 | 124.5191 | 305.1881 | 8.6164 | 381
| 273 | 368.6493 | 81.996 | 139.4835 | 228.3936 | 7.4862 | 56.4178 | 124.5874 | 304.9199 | 8.6164 | 382
| 274 | 365.8353 | 81.629 | 139.2187 | 228.207 | 7.4862 | 56.4068 | 124.6592 | 304.6809 | 8.6164 | 384
| 275 | 362.9592 | 81.3002 | 138.9778 | 228.0203 | 7.4862 | 56.3967 | 124.7344 | 304.4713 | 8.6164 | 385
| 276 | 360.5672 | 80.7357 | 138.6293 | 227.6929 | 7.4862 | 56.3874 | 124.8126 | 304.2898 | 8.6164 | 386
| 277 | 357.9966 | 80.4427 | 138.1947 | 227.3587 | 7.4862 | 56.3791 | 124.8936 | 304.1349 | 8.6164 | 388
| 278 | 355.3924 | 80.1098 | 137.8143 | 227.0438 | 7.4862 | 56.3715 | 124.977 | 304.005 | 8.6164 | 389
| 279 | 352.7633 | 79.6903 | 137.5139 | 226.7603 | 7.4862 | 56.3647 | 125.0624 | 303.8984 | 8.6164 | 390
| 280 | 350.2036 | 79.3157 | 137.1073 | 226.4686 | 7.4862 | 56.3586 | 125.1495 | 303.8136 | 8.6164 | 391
| 281 | 347.7055 | 78.8979 | 136.6913 | 226.1682 | 7.4862 | 56.3532 | 125.2378 | 303.749 | 8.6164 | 393
| 282 | 344.9206 | 78.7031 | 136.4276 | 225.7791 | 7.4862 | 56.3485 | 125.327 | 303.703 | 8.6164 | 394
| 283 | 342.2653 | 78.3633 | 136.1977 | 225.3718 | 7.4862 | 56.3444 | 125.4167 | 303.6739 | 8.6164 | 395
| 284 | 339.6176 | 78.1038 | 135.8942 | 224.95 | 7.4862 | 56.3409 | 125.5067 | 303.6602 | 8.6164 | 395
| 285 | 337.0473 | 77.8137 | 135.5403 | 224.5319 | 7.4862 | 56.3379 | 125.5964 | 303.6602 | 8.6164 | 396
| 286 | 334.3843 | 77.5239 | 135.2788 | 224.1138 | 7.4862 | 56.3355 | 125.6856 | 303.6725 | 8.6164 | 396
| 287 | 331.7466 | 77.2181 | 135.0079 | 223.6957 | 7.4862 | 56.3335 | 125.7738 | 303.6953 | 8.6164 | 397
| 288 | 329.2932 | 76.7905 | 134.6745 | 223.2777 | 7.4862 | 56.332 | 125.8607 | 303.7272 | 8.6164 | 397
| 289 | 326.6057 | 76.5148 | 134.4233 | 222.8596 | 7.4862 | 56.3309 | 125.946 | 303.7664 | 8.6164 | 398
| 290 | 324.0251 | 76.236 | 134.0684 | 222.4415 | 7.4862 | 56.3301 | 126.0292 | 303.8114 | 8.6164 | 398
| 291 | 321.5018 | 75.9154 | 133.6872 | 222.0341 | 7.4862 | 56.3297 | 126.1101 | 303.8606 | 8.6164 | 399
| 292 | 318.8177 | 75.5825 | 133.4344 | 221.6715 | 7.4862 | 56.3296 | 126.1881 | 303.9124 | 8.6164 | 399
| 293 | 316.2119 | 75.2248 | 133.128 | 221.3089 | 7.4862 | 56.3297 | 126.2631 | 303.9653 | 8.6164 | 400
| 294 | 313.7811 | 74.8321 | 132.6817 | 220.9463 | 7.4862 | 56.3301 | 126.3345 | 304.0175 | 8.6164 | 400
| 295 | 311.3555 | 74.3825 | 132.287 | 220.5837 | 7.4862 | 56.3306 | 126.4021 | 304.0675 | 8.6164 | 401
| 296 | 308.7842 | 74.0166 | 131.9545 | 220.2211 | 7.4862 | 56.3313 | 126.4654 | 304.1137 | 8.6164 | 401
| 297 | 306.0679 | 73.7973 | 131.6203 | 219.8585 | 7.4862 | 56.3321 | 126.5241 | 304.1546 | 8.6164 | 402
| 298 | 303.3882 | 73.4455 | 131.3819 | 219.4959 | 7.4862 | 56.333 | 126.5779 | 304.1884 | 8.6164 | 402
| 299 | 301.0935 | 72.9255 | 130.9267 | 219.1333 | 7.4862 | 56.334 | 126.6263 | 304.2137 | 8.6164 | 403
| 300 | 298.5153 | 72.6117 | 130.5489 | 218.7707 | 7.4862 | 56.3349 | 126.669 | 304.2288 | 8.6164 | 403
| 301 | 295.9297 | 72.2574 | 130.219 | 218.4081 | 7.4862 | 56.3358 | 126.7057 | 304.2321 | 8.6164 | 404
| 302 | 293.0118 | 72.1224 | 130.002 | 218.0455 | 7.4862 | 56.3367 | 126.7359 | 304.2221 | 8.6164 | 404
| 303 | 290.1529 | 71.8267 | 129.8867 | 217.683 | 7.4862 | 56.3374 | 126.7593 | 304.1971 | 8.6164 | 405
| 304 | 287.5549 | 71.4188 | 129.6229 | 217.3204 | 7.4862 | 56.338 | 126.7755 | 304.1555 | 8.6164 | 405
| 305 | 284.7634 | 71.1985 | 129.3647 | 216.9578 | 7.4862 | 56.3385 | 126.7842 | 304.0957 | 8.6164 | 406
| 306 | 282.2646 | 70.7406 | 129.0516 | 216.5952 | 7.4862 | 56.3387 | 126.785 | 304.0162 | 8.6164 | 406
| 307 | 279.6007 | 70.3712 | 128.8151 | 216.2326 | 7.4862 | 56.3387 | 126.7775 | 303.9153 | 8.6164 | 406
| 308 | 276.9942 | 70.0293 | 128.4937 | 215.87 | 7.4862 | 56.3384 | 126.7614 | 303.7915 | 8.6164 | 406
| 309 | 274.2241 | 69.778 | 128.2452 | 215.5074 | 7.4862 | 56.3377 | 126.7362 | 303.643 | 8.6164 | 407
| 310 | 271.588 | 69.4857 | 127.9038 | 215.1448 | 7.4862 | 56.3368 | 126.7017 | 303.4685 | 8.6164 | 407
| 311 | 268.954 | 69.1575 | 127.5961 | 214.7822 | 7.4862 | 56.3354 | 126.6574 | 303.2666 | 8.6164 | 408
| 312 | 266.3266 | 68.7638 | 127.3474 | 214.4196 | 7.4862 | 56.3336 | 126.6031 | 303.0355 | 8.6164 | 408
| 313 | 263.6296 | 68.4536 | 127.0847 | 214.057 | 7.4862 | 56.3313 | 126.5382 | 302.7735 | 8.6164 | 409
| 314 | 260.9817 | 68.1327 | 126.7838 | 213.6944 | 7.4862 | 56.3285 | 126.4625 | 302.4788 | 8.6164 | 409
| 315 | 258.2952 | 67.8318 | 126.5013 | 213.3318 | 7.4862 | 56.326 | 126.3756 | 302.1534 | 8.6164 | 409
| 316 | 255.4697 | 67.6624 | 126.2263 | 212.9692 | 7.4862 | 56.3235 | 126.2771 | 301.7925 | 8.6164 | 409
| 317 | 253.0883 | 67.2949 | 125.7054 | 212.6066 | 7.4862 | 56.3204 | 126.1667 | 301.3943 | 8.6164 | 410
| 318 | 250.4957 | 66.9973 | 125.3257 | 212.244 | 7.4862 | 56.3165 | 126.044 | 300.957 | 8.6164 | 410
| 319 | 247.9784 | 66.7167 | 124.8538 | 211.8814 | 7.4862 | 56.312 | 125.9085 | 300.4791 | 8.6164 | 411
| 320 | 245.4015 | 66.499 | 124.3785 | 211.5188 | 7.4862 | 56.3067 | 125.7601 | 299.9589 | 8.6164 | 411
| 321 | 242.8632 | 66.2002 | 123.9458 | 211.1562 | 7.4862 | 56.3007 | 125.5982 | 299.395 | 8.6164 | 411
| 322 | 240.7055 | 65.8848 | 123.1491 | 210.7936 | 7.4862 | 56.2938 | 125.4225 | 298.7855 | 8.6164 | 411
| 323 | 238.2658 | 65.6341 | 122.5697 | 210.431 | 7.4862 | 56.286 | 125.2327 | 298.129 | 8.6164 | 412
| 324 | 235.9145 | 65.27 | 122.0152 | 210.0684 | 7.4862 | 56.2773 | 125.0284 | 297.4238 | 8.6164 | 412
| 325 | 233.4964 | 64.9504 | 121.4831 | 209.7058 | 7.4862 | 56.2676 | 124.8091 | 296.6683 | 8.6164 | 413
| 326 | 231.1941 | 64.6679 | 120.798 | 209.3433 | 7.4862 | 56.257 | 124.5747 | 295.861 | 8.6164 | 413
| 327 | 228.6054 | 64.4303 | 120.3546 | 208.9807 | 7.4862 | 56.2453 | 124.3246 | 295.0001 | 8.6164 | 413
| 328 | 226.1715 | 64.1976 | 119.7513 | 208.6181 | 7.4862 | 56.2326 | 124.0585 | 294.0841 | 8.6164 | 413
| 329 | 223.7996 | 63.926 | 119.1249 | 208.2555 | 7.4862 | 56.2187 | 123.7761 | 293.1114 | 8.6164 | 414
| 330 | 221.3713 | 63.5067 | 118.7027 | 207.8929 | 7.4862 | 56.2037 | 123.477 | 292.0804 | 8.6164 | 414
| 331 | 218.8509 | 63.1782 | 118.2817 | 207.5303 | 7.4862 | 56.1875 | 123.1607 | 290.9894 | 8.6164 | 414
| 332 | 216.4254 | 62.9319 | 117.6837 | 207.1677 | 7.4862 | 56.1701 | 122.8271 | 289.8369 | 8.6164 | 414
| 333 | 213.9463 | 62.6255 | 117.1993 | 206.8051 | 7.4862 | 56.1513 | 122.4755 | 288.6212 | 8.6164 | 415
| 334 | 211.4758 | 62.3318 | 116.6937 | 206.4425 | 7.4862 | 56.1313 | 122.1059 | 287.3407 | 8.6164 | 415
| 335 | 209.232 | 62.0597 | 115.9398 | 206.0799 | 7.4862 | 56.1099 | 121.7176 | 285.9939 | 8.6164 | 415
| 336 | 207.182 | 61.7848 | 114.9948 | 205.7173 | 7.4862 | 56.0871 | 121.3104 | 284.5791 | 8.6164 | 415
| 337 | 205.0193 | 61.3286 | 114.3439 | 205.3547 | 7.4862 | 56.0629 | 120.884 | 283.0947 | 8.6164 | 415
| 338 | 202.6754 | 61.0022 | 113.7443 | 204.9921 | 7.4862 | 56.0372 | 120.4379 | 281.5391 | 8.6164 | 415
| 339 | 200.5284 | 60.6423 | 112.9814 | 204.6295 | 7.4862 | 56.01 | 119.9717 | 279.9106 | 8.6164 | 416
| 340 | 198.3742 | 60.2699 | 112.2382 | 204.2669 | 7.4862 | 55.9812 | 119.4852 | 278.2078 | 8.6164 | 416
| 341 | 196.1145 | 60.0178 | 111.4802 | 203.9043 | 7.4862 | 55.9509 | 118.9779 | 276.4289 | 8.6164 | 416
| 342 | 193.9221 | 59.5929 | 110.8277 | 203.5417 | 7.4862 | 55.9189 | 118.4495 | 274.5724 | 8.6164 | 416
| 343 | 191.9606 | 59.1785 | 109.9337 | 203.1791 | 7.4862 | 55.8852 | 117.8996 | 272.6366 | 8.6164 | 417
| 344 | 189.8792 | 58.8367 | 109.0871 | 202.8165 | 7.4862 | 55.8498 | 117.3278 | 270.62 | 8.6164 | 417
| 345 | 187.6745 | 58.5132 | 108.3454 | 202.4539 | 7.4862 | 55.8126 | 116.7339 | 268.5208 | 8.6164 | 417
| 346 | 185.5502 | 58.1361 | 107.5769 | 202.0913 | 7.4862 | 55.7737 | 116.1173 | 266.3376 | 8.6164 | 417
| 347 | 183.3648 | 57.8166 | 106.812 | 201.7287 | 7.4862 | 55.7329 | 115.4777 | 264.0688 | 8.6164 | 417
| 348 | 181.4979 | 57.2804 | 105.9453 | 201.3661 | 7.4862 | 55.6902 | 114.8148 | 261.7126 | 8.6164 | 417
| 349 | 179.3465 | 56.7773 | 105.3299 | 201.0036 | 7.4862 | 55.6456 | 114.1283 | 259.2675 | 8.6164 | 417
| 350 | 176.9213 | 56.411 | 104.8516 | 200.641 | 7.4862 | 55.5991 | 113.4176 | 256.7319 | 8.6164 | 417
| 351 | 174.6658 | 56.0164 | 104.2318 | 200.2784 | 7.4862 | 55.5505 | 112.6826 | 254.1042 | 8.6164 | 418
| 352 | 172.2057 | 55.6023 | 103.8362 | 199.9158 | 7.4862 | 55.5 | 111.9227 | 251.3827 | 8.6164 | 418
| 353 | 169.5387 | 55.2904 | 103.5452 | 199.5532 | 7.4862 | 55.4473 | 111.1377 | 248.5659 | 8.6164 | 418
| 354 | 167.098 | 54.8602 | 103.1464 | 199.1906 | 7.4862 | 55.3925 | 110.3271 | 245.6521 | 8.6164 | 418
| 355 | 164.6931 | 54.4348 | 102.7068 | 198.828 | 7.4862 | 55.3361 | 109.4907 | 242.6425 | 8.6164 | 418
| 356 | 162.3576 | 54.0693 | 102.138 | 198.4654 | 7.4862 | 55.2796 | 108.628 | 239.5381 | 8.6164 | 418
| 357 | 160.2608 | 53.7709 | 101.2633 | 198.1028 | 7.4862 | 55.221 | 107.7386 | 236.3325 | 8.6164 | 418
| 358 | 158.2023 | 53.4772 | 100.3457 | 197.7402 | 7.4862 | 55.1603 | 106.8223 | 233.024 | 8.6164 | 418
| 359 | 156.2575 | 53.051 | 99.4468 | 197.3776 | 7.4862 | 55.0974 | 105.8785 | 229.6111 | 8.6164 | 418
| 360 | 153.9534 | 52.675 | 98.857 | 197.015 | 7.4862 | 55.0324 | 104.9071 | 226.0922 | 8.6164 | 418
| 361 | 151.4886 | 52.2584 | 98.4687 | 196.6524 | 7.4862 | 54.9652 | 103.9075 | 222.4657 | 8.6164 | 418
| 362 | 149.3392 | 51.6274 | 97.9791 | 196.2898 | 7.4862 | 54.8957 | 102.8795 | 218.7299 | 8.6164 | 418
| 363 | 146.929 | 51.1261 | 97.6209 | 195.9272 | 7.4862 | 54.824 | 101.8226 | 214.8833 | 8.6164 | 418
| 364 | 144.4116 | 50.7545 | 97.2401 | 195.5646 | 7.4862 | 54.7499 | 100.7366 | 210.9243 | 8.6164 | 418
| 365 | 141.9757 | 50.2748 | 96.8859 | 195.202 | 7.4862 | 54.6735 | 99.6209 | 206.8514 | 8.6164 | 418

## 2019-20 Severe Load Curve
2019-20 Severe load curve
A5.1P - 2019/20 Load curve (1-in-50) - Community Renewables | [11 empty] | A5.1Q - 2019/20 Load curve (1-in-50) - Two Degrees | [11 empty] | A5.1R - 2019/20 Load curve (1-in-50) - Steady Progression | [11 empty] | A5.1S - 2019/20 Load curve (1-in-50) - Consumer Evolution | [11 empty] | A5.1T - 2019/20 Load curve (1-in-50) - Five Year Forecast
Source: National Grid | [11 empty] | Source: National Grid | [11 empty] | Source: National Grid | [11 empty] | Source: National Grid | [11 empty] | Source: National Grid
| Day number | NDM 0 - 73.2 MWh | NDM 73.2-732 MWh | NDM > 732 MWh | Total DM | LDZ Shrinkage | NTS Industrial | Exports to Ireland | NTS Power | NTS Shrinkage | IUK |  | Day number | NDM 0 - 73.2 MWh | NDM 73.2-732 MWh | NDM > 732 MWh | Total DM | LDZ Shrinkage | NTS Industrial | Exports to Ireland | NTS Power | NTS Shrinkage | IUK |  | Day number | NDM 0 - 73.2 MWh | NDM 73.2-732 MWh | NDM > 732 MWh | Total DM | LDZ Shrinkage | NTS Industrial | Exports to Ireland | NTS Power | NTS Shrinkage | IUK |  | Day number | NDM 0 - 73.2 MWh | NDM 73.2-732 MWh | NDM > 732 MWh | Total DM | LDZ Shrinkage | NTS Industrial | Exports to Ireland | NTS Power | NTS Shrinkage | IUK |  | Day number | NDM 0 - 73.2 MWh | NDM 73.2-732 MWh | NDM > 732 MWh | Total DM | LDZ Shrinkage | NTS Industrial | Exports to Ireland | NTS Power | NTS Shrinkage | IUK
| 1 | 2886.7889 | 363.5729 | 420.5042 | 391.2798 | 7.4862 | 67.6891 | 198.4217 | 325.0062 | 8.3178 | 0 |  | 1 | 2894.0419 | 360.9091 | 423.1101 | 389.2674 | 7.4862 | 68.1872 | 198.3056 | 325.2444 | 8.5863 | 0 |  | 1 | 2903.5357 | 394.5162 | 431.2974 | 415.76 | 7.4862 | 69.8146 | 183.1467 | 558.1904 | 8.9151 | 0 |  | 1 | 2901.9296 | 385.3154 | 425.4377 | 415.7171 | 7.4862 | 69.807 | 183.1835 | 577.6512 | 8.9616 | 0 |  | 1 | 2903.7726 | 385.4553 | 434.4309 | 400.8193 | 7.4862 | 67.2869 | 190.0547 | 443.8644 | 8.6164 | 0
| 2 | 2813.7449 | 356.2173 | 412.6599 | 383.2399 | 7.4862 | 67.594 | 197.3998 | 324.6753 | 8.3178 | 0 |  | 2 | 2820.9819 | 353.2184 | 415.2284 | 381.8461 | 7.4862 | 68.0909 | 197.2965 | 324.9912 | 8.5863 | 0 |  | 2 | 2830.6332 | 387.0402 | 423.1472 | 405.6572 | 7.4862 | 69.7252 | 182.3813 | 557.21 | 8.9151 | 0 |  | 2 | 2826.9682 | 378.5357 | 418.4024 | 406.1755 | 7.4862 | 69.7171 | 182.4085 | 576.6414 | 8.9616 | 0 |  | 2 | 2830.8899 | 378.0413 | 426.2716 | 391.3367 | 7.4862 | 67.2041 | 189.1648 | 443.0907 | 8.6164 | 0
| 3 | 2748.1604 | 347.8804 | 404.9201 | 375.7543 | 7.4862 | 67.5003 | 196.3933 | 324.3368 | 8.3178 | 0 |  | 3 | 2755.143 | 344.8924 | 407.4128 | 374.8636 | 7.4862 | 67.9959 | 196.3024 | 324.7279 | 8.5863 | 0 |  | 3 | 2765.7352 | 377.6144 | 415.3604 | 396.478 | 7.4862 | 69.637 | 181.6237 | 556.2222 | 8.9151 | 0 |  | 3 | 2762.1651 | 368.9562 | 410.549 | 397.423 | 7.4862 | 69.6283 | 181.6416 | 575.6241 | 8.9616 | 0 |  | 3 | 2765.8666 | 368.9176 | 418.3823 | 382.7099 | 7.4862 | 67.1223 | 188.2861 | 442.3136 | 8.6164 | 0
| 4 | 2687.2488 | 341.3365 | 397.0061 | 368.8059 | 7.4862 | 67.4079 | 195.4022 | 323.9909 | 8.3178 | 0 |  | 4 | 2693.7375 | 338.5654 | 399.52 | 368.3114 | 7.4862 | 67.9023 | 195.3232 | 324.4548 | 8.5863 | 0 |  | 4 | 2704.3006 | 370.6884 | 407.7553 | 388.1777 | 7.4862 | 69.5499 | 180.8739 | 555.2276 | 8.9151 | 0 |  | 4 | 2701.2273 | 361.9571 | 402.5058 | 389.426 | 7.4862 | 69.5406 | 180.8826 | 574.5994 | 8.9616 | 0 |  | 4 | 2704.3795 | 362.2011 | 410.696 | 374.8978 | 7.4862 | 67.0413 | 187.4187 | 441.5334 | 8.6164 | 0
| 5 | 2630.4496 | 334.9048 | 390.8586 | 362.3876 | 7.4862 | 67.3169 | 194.4263 | 323.6379 | 8.3178 | 0 |  | 5 | 2637.2378 | 331.8866 | 393.1251 | 362.1882 | 7.4862 | 67.8101 | 194.3588 | 324.1721 | 8.5863 | 0 |  | 5 | 2647.5253 | 363.7634 | 401.3335 | 380.7393 | 7.4862 | 69.4638 | 180.1318 | 554.2264 | 8.9151 | 0 |  | 5 | 2644.4219 | 355.3247 | 395.9035 | 382.1823 | 7.4862 | 69.454 | 180.1316 | 573.5678 | 8.9616 | 0 |  | 5 | 2647.5628 | 355.4698 | 404.1953 | 367.8907 | 7.4862 | 66.9613 | 186.5623 | 440.7501 | 8.6164 | 0
| 6 | 2576.5137 | 329.6695 | 385.9475 | 356.8863 | 7.4862 | 67.2271 | 193.4654 | 323.278 | 8.3178 | 0 |  | 6 | 2582.5739 | 327.1697 | 388.4089 | 356.765 | 7.4862 | 67.7192 | 193.4089 | 323.8803 | 8.5863 | 0 |  | 6 | 2592.0913 | 358.2925 | 397.3829 | 374.4216 | 7.4862 | 69.3788 | 179.3973 | 553.2188 | 8.9151 | 0 |  | 6 | 2588.5197 | 350.1343 | 392.305 | 375.9648 | 7.4862 | 69.3684 | 179.3884 | 572.5294 | 8.9616 | 0 |  | 6 | 2592.0404 | 350.1524 | 400.2208 | 361.9808 | 7.4862 | 66.8822 | 185.717 | 439.9641 | 8.6164 | 0
| 7 | 2527.9178 | 323.5757 | 381.0738 | 352.7711 | 7.4862 | 67.1386 | 192.5194 | 322.9116 | 8.3178 | 0 |  | 7 | 2535.2913 | 320.8676 | 383.3401 | 351.7697 | 7.4862 | 67.6295 | 192.4735 | 323.5796 | 8.5863 | 0 |  | 7 | 2543.5437 | 351.8941 | 391.8924 | 369.7537 | 7.4862 | 69.2949 | 178.6705 | 552.2053 | 8.9151 | 0 |  | 7 | 2541.5667 | 343.0032 | 386.2908 | 371.2116 | 7.4862 | 69.284 | 178.6531 | 571.4848 | 8.9616 | 0 |  | 7 | 2543.4826 | 343.9187 | 394.5952 | 357.6907 | 7.4862 | 66.804 | 184.8826 | 439.1755 | 8.6164 | 0
| 8 | 2480.9198 | 319.5594 | 378.2747 | 348.5035 | 7.4862 | 67.0514 | 191.5881 | 322.5388 | 8.3178 | 0 |  | 8 | 2488.4874 | 316.6136 | 380.4863 | 347.5995 | 7.4862 | 67.5412 | 191.5525 | 323.2704 | 8.5863 | 0 |  | 8 | 2498.6627 | 346.0908 | 387.7225 | 365.2543 | 7.4862 | 69.212 | 177.9512 | 551.1861 | 8.9151 | 0 |  | 8 | 2494.7243 | 338.4999 | 383.0842 | 366.6511 | 7.4862 | 69.2006 | 177.9256 | 570.4341 | 8.9616 | 0 |  | 8 | 2498.7868 | 337.9269 | 390.5443 | 353.4245 | 7.4862 | 66.7266 | 184.059 | 438.3845 | 8.6164 | 0
| 9 | 2441.6774 | 314.7607 | 373.6517 | 344.3761 | 7.4862 | 66.9655 | 190.6714 | 322.16 | 8.3178 | 0 |  | 9 | 2448.7467 | 311.7427 | 376.3246 | 343.5529 | 7.4862 | 67.4542 | 190.6455 | 322.9528 | 8.5863 | 0 |  | 9 | 2458.6213 | 340.5059 | 383.566 | 361.1157 | 7.4862 | 69.1301 | 177.2394 | 550.1614 | 8.9151 | 0 |  | 9 | 2454.9275 | 332.9862 | 378.9098 | 362.4439 | 7.4862 | 69.1183 | 177.2058 | 569.3776 | 8.9616 | 0 |  | 9 | 2458.2057 | 333.0276 | 386.3561 | 349.4759 | 7.4862 | 66.6502 | 183.2462 | 437.5914 | 8.6164 | 0
| 10 | 2406.0389 | 310.0283 | 369.9117 | 340.6768 | 7.4862 | 66.8808 | 189.7691 | 321.7755 | 8.3178 | 0 |  | 10 | 2412.8618 | 307.0906 | 372.6818 | 339.8702 | 7.4862 | 67.3685 | 189.7526 | 322.6274 | 8.5863 | 0 |  | 10 | 2420.9573 | 336.6018 | 379.8685 | 357.574 | 7.4862 | 69.0493 | 176.535 | 549.1318 | 8.9151 | 0 |  | 10 | 2417.4772 | 329.1124 | 375.372 | 358.7164 | 7.4862 | 69.037 | 176.4937 | 568.3157 | 8.9616 | 0 |  | 10 | 2420.8129 | 329.0694 | 382.5496 | 346.0892 | 7.4862 | 66.5746 | 182.4439 | 436.7964 | 8.6164 | 0
| 11 | 2376.0369 | 306.2411 | 364.0591 | 337.182 | 7.4862 | 66.7973 | 188.881 | 321.3854 | 8.3178 | 0 |  | 11 | 2384.14 | 302.9185 | 365.7946 | 336.4414 | 7.4862 | 67.284 | 188.8735 | 322.2942 | 8.5863 | 0 |  | 11 | 2390.6037 | 332.2863 | 373.7229 | 354.3773 | 7.4862 | 68.9695 | 175.8381 | 548.0973 | 8.9151 | 0 |  | 11 | 2388.6388 | 324.2532 | 368.6181 | 355.3629 | 7.4862 | 68.9568 | 175.7891 | 567.2488 | 8.9616 | 0 |  | 11 | 2390.6775 | 324.6753 | 376.3665 | 343.016 | 7.4862 | 66.4999 | 181.6522 | 435.9997 | 8.6164 | 0
| 12 | 2347.1405 | 303.0292 | 360.4902 | 334.0882 | 7.4862 | 66.715 | 188.007 | 320.9902 | 8.3178 | 0 |  | 12 | 2354.8747 | 299.6762 | 362.5238 | 333.3578 | 7.4862 | 67.2007 | 188.0081 | 321.9538 | 8.5863 | 0 |  | 12 | 2361.7978 | 327.9885 | 369.9791 | 351.691 | 7.4862 | 68.8907 | 175.1484 | 547.0584 | 8.9151 | 0 |  | 12 | 2360.3239 | 320.1132 | 364.7084 | 352.3888 | 7.4862 | 68.8775 | 175.0922 | 566.177 | 8.9616 | 0 |  | 12 | 2362.0451 | 320.607 | 372.3279 | 340.4131 | 7.4862 | 66.426 | 180.871 | 435.2014 | 8.6164 | 0
| 13 | 2322.7467 | 299.5788 | 356.4005 | 331.3091 | 7.4862 | 66.6339 | 187.147 | 320.59 | 8.3178 | 0 |  | 13 | 2328.9599 | 296.669 | 359.3744 | 330.6103 | 7.4862 | 67.1187 | 187.1563 | 321.6062 | 8.5863 | 0 |  | 13 | 2334.325 | 325.2296 | 366.9812 | 349.5461 | 7.4862 | 68.8128 | 174.4661 | 546.0153 | 8.9151 | 0 |  | 13 | 2333.1515 | 317.2908 | 361.9481 | 349.9533 | 7.4862 | 68.7993 | 174.4027 | 565.1007 | 8.9616 | 0 |  | 13 | 2335.1332 | 317.3683 | 369.3616 | 338.317 | 7.4862 | 66.353 | 180.1 | 434.4019 | 8.6164 | 0
| 14 | 2297.5893 | 297.8487 | 354.8132 | 328.8206 | 7.4862 | 66.5541 | 186.3007 | 320.1851 | 8.3178 | 0 |  | 14 | 2304.7598 | 294.3907 | 357.1645 | 328.2181 | 7.4862 | 67.0378 | 186.3178 | 321.252 | 8.5863 | 0 |  | 14 | 2310.6015 | 322.0594 | 364.2219 | 347.6657 | 7.4862 | 68.736 | 173.791 | 544.9684 | 8.9151 | 0 |  | 14 | 2308.9606 | 314.6893 | 359.5816 | 347.7516 | 7.4862 | 68.7221 | 173.7207 | 564.0203 | 8.9616 | 0 |  | 14 | 2309.8866 | 315.1244 | 367.2847 | 336.4857 | 7.4862 | 66.2809 | 179.3393 | 433.6013 | 8.6164 | 0
| 15 | 2277.1962 | 295.2854 | 352.5224 | 326.5464 | 7.4862 | 66.4754 | 185.4681 | 319.7758 | 8.3178 | 0 |  | 15 | 2284.3842 | 291.6604 | 354.9396 | 325.9024 | 7.4862 | 66.9582 | 185.4926 | 320.8913 | 8.5863 | 0 |  | 15 | 2288.97 | 319.7933 | 361.9055 | 345.8689 | 7.4862 | 68.6601 | 173.123 | 543.9179 | 8.9151 | 0 |  | 15 | 2287.9137 | 312.2239 | 357.3318 | 345.6652 | 7.4862 | 68.6458 | 173.046 | 562.936 | 8.9616 | 0 |  | 15 | 2288.6715 | 312.7439 | 364.7356 | 334.7313 | 7.4862 | 66.2095 | 178.5888 | 432.7999 | 8.6164 | 0
| 16 | 2257.8311 | 293.4664 | 351.4391 | 324.4264 | 7.4862 | 66.3978 | 184.6489 | 319.3624 | 8.3178 | 0 |  | 16 | 2264.7052 | 290.2839 | 353.5418 | 323.8381 | 7.4862 | 66.8798 | 184.6806 | 320.5246 | 8.5863 | 0 |  | 16 | 2268.549 | 318.2403 | 360.6142 | 344.3279 | 7.4862 | 68.5852 | 172.4622 | 542.8643 | 8.9151 | 0 |  | 16 | 2269.175 | 310.1379 | 355.3821 | 343.7848 | 7.4862 | 68.5706 | 172.3787 | 561.8481 | 8.9616 | 0 |  | 16 | 2268.738 | 311.0312 | 363.1957 | 333.2036 | 7.4862 | 66.139 | 177.8483 | 431.9978 | 8.6164 | 0
| 17 | 2240.1137 | 291.9306 | 350.0482 | 323.5093 | 7.4862 | 66.3214 | 183.8431 | 318.9451 | 8.3178 | 0 |  | 17 | 2246.6613 | 288.8367 | 352.2388 | 322.9388 | 7.4862 | 66.8025 | 183.8814 | 320.152 | 8.5863 | 0 |  | 17 | 2252.3637 | 315.265 | 358.6173 | 343.5654 | 7.4862 | 68.5112 | 171.8084 | 541.8076 | 8.9151 | 0 |  | 17 | 2250.1084 | 309.2534 | 354.6216 | 342.7172 | 7.4862 | 68.4963 | 171.7186 | 560.757 | 8.9616 | 0 |  | 17 | 2252.5594 | 308.1898 | 361.1311 | 332.4447 | 7.4862 | 66.0693 | 177.1177 | 431.1952 | 8.6164 | 0
| 18 | 2224.3877 | 290.4853 | 349.049 | 322.6368 | 7.4862 | 66.2462 | 183.0504 | 318.5242 | 8.3178 | 0 |  | 18 | 2231.1571 | 287.1955 | 351.1201 | 322.0292 | 7.4862 | 66.7264 | 183.0951 | 319.7739 | 8.5863 | 0 |  | 18 | 2237.3384 | 313.6495 | 356.5469 | 342.9245 | 7.4862 | 68.4382 | 171.1617 | 540.7484 | 8.9151 | 0 |  | 18 | 2234.5909 | 307.8965 | 353.15 | 341.8414 | 7.4862 | 68.4229 | 171.0658 | 559.663 | 8.9616 | 0 |  | 18 | 2237.4761 | 306.6903 | 359.0556 | 331.8151 | 7.4862 | 66.0004 | 176.397 | 430.3925 | 8.6164 | 0
| 19 | 2211.197 | 289.0954 | 347.6686 | 321.7647 | 7.4862 | 66.172 | 182.2708 | 318.1 | 8.3178 | 0 |  | 19 | 2217.7416 | 285.6563 | 350.027 | 321.118 | 7.4862 | 66.6514 | 182.3215 | 319.3906 | 8.5863 | 0 |  | 19 | 2222.453 | 312.7909 | 355.8791 | 342.2341 | 7.4862 | 68.3661 | 170.5219 | 539.6869 | 8.9151 | 0 |  | 19 | 2221.5384 | 305.9119 | 352.0645 | 340.9817 | 7.4862 | 68.3505 | 170.4201 | 558.5664 | 8.9616 | 0 |  | 19 | 2222.6903 | 305.7799 | 358.4139 | 331.1062 | 7.4862 | 65.9324 | 175.686 | 429.5897 | 8.6164 | 0
| 20 | 2200.1591 | 287.7389 | 346.2712 | 320.6261 | 7.4862 | 66.099 | 181.5039 | 317.6728 | 8.3178 | 0 |  | 20 | 2206.9187 | 284.0475 | 348.4961 | 320.0317 | 7.4862 | 66.5775 | 181.5603 | 319.0025 | 8.5863 | 0 |  | 20 | 2211.0811 | 311.1334 | 354.7082 | 341.2633 | 7.4862 | 68.2949 | 169.889 | 538.6234 | 8.9151 | 0 |  | 20 | 2210.2803 | 304.2706 | 351.0309 | 339.8535 | 7.4862 | 68.279 | 169.7815 | 557.4675 | 8.9616 | 0 |  | 20 | 2211.3901 | 304.0001 | 357.3753 | 330.1046 | 7.4862 | 65.8651 | 174.9848 | 428.7871 | 8.6164 | 0
| 21 | 2189.6535 | 286.6467 | 345.178 | 319.9811 | 7.4862 | 66.027 | 180.7498 | 317.2428 | 8.3178 | 0 |  | 21 | 2196.8133 | 282.3636 | 347.5434 | 319.3304 | 7.4862 | 66.5048 | 180.8115 | 318.6098 | 8.5863 | 0 |  | 21 | 2200.1619 | 309.9106 | 353.7425 | 340.813 | 7.4862 | 68.2246 | 169.2629 | 537.5582 | 8.9151 | 0 |  | 21 | 2199.9259 | 302.7329 | 350.0065 | 339.3119 | 7.4862 | 68.2084 | 169.15 | 556.3665 | 8.9616 | 0 |  | 21 | 2200.3399 | 303.003 | 356.3644 | 329.6543 | 7.4862 | 65.7986 | 174.293 | 427.985 | 8.6164 | 0
| 22 | 2180.2309 | 285.3802 | 344.2741 | 319.5245 | 7.4862 | 65.9561 | 180.0082 | 316.8103 | 8.3178 | 0 |  | 22 | 2187.3693 | 281.3838 | 346.3037 | 318.8513 | 7.4862 | 66.4331 | 180.0749 | 318.2127 | 8.5863 | 0 |  | 22 | 2190.2299 | 309.2196 | 352.5891 | 340.3266 | 7.4862 | 68.1552 | 168.6437 | 536.4915 | 8.9151 | 0 |  | 22 | 2189.8276 | 301.9682 | 349.199 | 338.8093 | 7.4862 | 68.1388 | 168.5254 | 555.2639 | 8.9616 | 0 |  | 22 | 2190.6429 | 302.1376 | 355.194 | 329.1758 | 7.4862 | 65.7328 | 173.6108 | 427.1834 | 8.6164 | 0
| 23 | 2171.5979 | 284.5298 | 343.0998 | 319.1113 | 7.4862 | 65.8863 | 179.279 | 316.3756 | 8.3178 | 0 |  | 23 | 2178.6911 | 280.567 | 345.0889 | 318.4143 | 7.4862 | 66.3626 | 179.3503 | 317.8118 | 8.5863 | 0 |  | 23 | 2182.3127 | 307.6791 | 351.323 | 339.7639 | 7.4862 | 68.0867 | 168.0312 | 535.4239 | 8.9151 | 0 |  | 23 | 2182.0638 | 300.8333 | 347.3833 | 338.3173 | 7.4862 | 68.07 | 167.9078 | 554.16 | 8.9616 | 0 |  | 23 | 2182.5966 | 300.7909 | 353.9016 | 328.6323 | 7.4862 | 65.6679 | 172.9379 | 426.3827 | 8.6164 | 0
| 24 | 2163.8376 | 283.4218 | 341.9589 | 318.7203 | 7.4862 | 65.8175 | 178.562 | 315.9389 | 8.3178 | 0 |  | 24 | 2170.5077 | 279.681 | 344.1183 | 317.9988 | 7.4862 | 66.293 | 178.6377 | 317.4072 | 8.5863 | 0 |  | 24 | 2174.3391 | 306.3701 | 350.6566 | 339.0848 | 7.4862 | 68.019 | 167.4253 | 534.3554 | 8.9151 | 0 |  | 24 | 2174.2193 | 299.743 | 346.2702 | 337.8075 | 7.4862 | 68.0021 | 167.2971 | 553.055 | 8.9616 | 0 |  | 24 | 2174.5729 | 299.5604 | 353.2398 | 327.9873 | 7.4862 | 65.6036 | 172.2743 | 425.5831 | 8.6164 | 0
| 25 | 2156.6478 | 281.8588 | 341.064 | 318.3306 | 7.4862 | 65.7498 | 177.8571 | 315.5005 | 8.3178 | 0 |  | 25 | 2163.3983 | 278.1082 | 343.1461 | 317.5842 | 7.4862 | 66.2246 | 177.9368 | 316.9992 | 8.5863 | 0 |  | 25 | 2167.6073 | 305.4218 | 348.8843 | 338.2491 | 7.4862 | 67.9522 | 166.8261 | 533.2865 | 8.9151 | 0 |  | 25 | 2166.2973 | 298.863 | 345.4012 | 337.2515 | 7.4862 | 67.9351 | 166.6932 | 551.9492 | 8.9616 | 0 |  | 25 | 2167.7785 | 298.5096 | 351.6601 | 327.2041 | 7.4862 | 65.5402 | 171.6198 | 424.7847 | 8.6164 | 0
| 26 | 2148.5265 | 281.0081 | 340.2188 | 318.1652 | 7.4862 | 65.683 | 177.1641 | 315.0607 | 8.3178 | 0 |  | 26 | 2155.3762 | 277.4013 | 342.0638 | 317.4082 | 7.4862 | 66.1572 | 177.2476 | 316.5882 | 8.5863 | 0 |  | 26 | 2160.4322 | 304.0807 | 347.8444 | 337.5391 | 7.4862 | 67.8862 | 166.2335 | 532.2174 | 8.9151 | 0 |  | 26 | 2159.3389 | 297.4211 | 343.9015 | 336.9366 | 7.4862 | 67.869 | 166.0961 | 550.843 | 8.9616 | 0 |  | 26 | 2160.5872 | 297.454 | 350.3443 | 326.5974 | 7.4862 | 65.4775 | 170.9745 | 423.9878 | 8.6164 | 0
| 27 | 2140.8203 | 279.9499 | 338.8279 | 318.0849 | 7.4862 | 65.6173 | 176.4829 | 314.6197 | 8.3178 | 0 |  | 27 | 2146.6582 | 276.8729 | 341.1826 | 317.3257 | 7.4862 | 66.0908 | 176.5698 | 316.1744 | 8.5863 | 0 |  | 27 | 2153.1602 | 302.7045 | 346.5795 | 336.8894 | 7.4862 | 67.8211 | 165.6474 | 531.1485 | 8.9151 | 0 |  | 27 | 2151.6678 | 295.9229 | 342.8994 | 336.5876 | 7.4862 | 67.8037 | 165.5056 | 549.7367 | 8.9616 | 0 |  | 27 | 2153.2585 | 296.1231 | 349.1078 | 326.0479 | 7.4862 | 65.4155 | 170.3381 | 423.1926 | 8.6164 | 0
| 28 | 2131.9181 | 279.1515 | 338.3025 | 317.5143 | 7.4862 | 65.5526 | 175.8132 | 314.1779 | 8.3178 | 0 |  | 28 | 2137.888 | 276.4252 | 340.2174 | 316.771 | 7.4862 | 66.0254 | 175.9032 | 315.7583 | 8.5863 | 0 |  | 28 | 2143.5887 | 302.2962 | 346.4344 | 335.8368 | 7.4862 | 67.7568 | 165.0678 | 530.08 | 8.9151 | 0 |  | 28 | 2142.263 | 295.3398 | 342.5162 | 335.8144 | 7.4862 | 67.7392 | 164.9219 | 548.6306 | 8.9616 | 0 |  | 28 | 2144.1927 | 295.3101 | 348.938 | 325.0601 | 7.4862 | 65.3543 | 169.7106 | 422.3993 | 8.6164 | 0
| 29 | 2123.3356 | 278.2641 | 337.078 | 316.5432 | 7.4862 | 65.4888 | 175.155 | 313.7355 | 8.3178 | 0 |  | 29 | 2128.9917 | 275.5161 | 339.3685 | 315.8552 | 7.4862 | 65.961 | 175.2479 | 315.34 | 8.5863 | 0 |  | 29 | 2135.5393 | 300.7697 | 345.1475 | 334.5891 | 7.4862 | 67.6933 | 164.4946 | 529.0124 | 8.9151 | 0 |  | 29 | 2133.4507 | 294.2889 | 341.5006 | 334.6066 | 7.4862 | 67.6756 | 164.3447 | 547.525 | 8.9616 | 0 |  | 29 | 2136.0087 | 294.1804 | 347.5373 | 323.8325 | 7.4862 | 65.2937 | 169.0919 | 421.6081 | 8.6164 | 0
| 30 | 2113.332 | 277.3725 | 335.9972 | 315.6769 | 7.4862 | 65.426 | 174.5081 | 313.2927 | 8.3178 | 0 |  | 30 | 2118.7124 | 274.9503 | 338.2969 | 315.0646 | 7.4862 | 65.8975 | 174.6036 | 314.9199 | 8.5863 | 0 |  | 30 | 2125.6207 | 299.8275 | 343.8113 | 333.4243 | 7.4862 | 67.6306 | 163.9277 | 527.9457 | 8.9151 | 0 |  | 30 | 2123.5335 | 293.28 | 340.2547 | 333.4321 | 7.4862 | 67.6127 | 163.7741 | 546.4202 | 8.9616 | 0 |  | 30 | 2126.1047 | 293.2457 | 346.2717 | 322.7748 | 7.4862 | 65.2339 | 168.4819 | 420.8192 | 8.6164 | 0
| 31 | 2101.6489 | 276.9516 | 334.6319 | 315.0987 | 7.4862 | 65.3641 | 173.8724 | 312.8499 | 8.3178 | 0 |  | 31 | 2107.9626 | 274.0956 | 336.4535 | 314.6295 | 7.4862 | 65.8351 | 173.9701 | 314.4983 | 8.5863 | 0 |  | 31 | 2113.9596 | 298.8977 | 342.759 | 332.727 | 7.4862 | 67.5687 | 163.3672 | 526.8805 | 8.9151 | 0 |  | 31 | 2112.1065 | 292.2212 | 338.9409 | 332.832 | 7.4862 | 67.5507 | 163.2099 | 545.3165 | 8.9616 | 0 |  | 31 | 2114.2678 | 292.4865 | 345.252 | 322.1577 | 7.4862 | 65.1748 | 167.8805 | 420.0329 | 8.6164 | 0
| 32 | 2091.3031 | 275.1494 | 333.0718 | 314.6192 | 7.4862 | 65.3032 | 173.2476 | 312.4073 | 8.3178 | 0 |  | 32 | 2097.1719 | 272.3819 | 335.2747 | 314.289 | 7.4862 | 65.7735 | 173.3473 | 314.0754 | 8.5863 | 0 |  | 32 | 2103.0476 | 297.4573 | 341.4444 | 332.0306 | 7.4862 | 67.5076 | 162.8129 | 525.817 | 8.9151 | 0 |  | 32 | 2101.6054 | 290.6861 | 337.1743 | 332.1956 | 7.4862 | 67.4895 | 162.6522 | 544.2143 | 8.9616 | 0 |  | 32 | 2103.4115 | 290.9817 | 343.9182 | 321.566 | 7.4862 | 65.1164 | 167.2876 | 419.2494 | 8.6164 | 0
| 33 | 2081.1135 | 273.5439 | 331.0114 | 314.3501 | 7.4862 | 65.2432 | 172.6336 | 311.9652 | 8.3178 | 0 |  | 33 | 2087.8928 | 270.1497 | 333.0206 | 314.0529 | 7.4862 | 65.713 | 172.7351 | 313.6517 | 8.5863 | 0 |  | 33 | 2093.8896 | 295.1818 | 339.1545 | 331.5194 | 7.4862 | 67.4472 | 162.2648 | 524.7554 | 8.9151 | 0 |  | 33 | 2091.9061 | 288.5441 | 335.2154 | 331.7285 | 7.4862 | 67.429 | 162.1008 | 543.1138 | 8.9616 | 0 |  | 33 | 2094.1398 | 288.8329 | 341.5439 | 321.1677 | 7.4862 | 65.0587 | 166.7031 | 418.4688 | 8.6164 | 0
| 34 | 2069.382 | 272.8485 | 330.1023 | 313.9071 | 7.4862 | 65.1841 | 172.0303 | 311.5238 | 8.3178 | 0 |  | 34 | 2076.0664 | 269.2889 | 332.3301 | 313.6085 | 7.4862 | 65.6533 | 172.1334 | 313.2275 | 8.5863 | 0 |  | 34 | 2082.732 | 294.1203 | 338.1833 | 330.6683 | 7.4862 | 67.3876 | 161.7228 | 523.6962 | 8.9151 | 0 |  | 34 | 2080.6167 | 287.5913 | 334.3202 | 330.8914 | 7.4862 | 67.3693 | 161.5558 | 542.0154 | 8.9616 | 0 |  | 34 | 2083.052 | 287.5505 | 340.5811 | 320.5212 | 7.4862 | 65.0016 | 166.1268 | 417.6913 | 8.6164 | 0
| 35 | 2059.1405 | 270.9748 | 328.8585 | 313.4873 | 7.4862 | 65.1259 | 171.4376 | 311.0835 | 8.3178 | 0 |  | 35 | 2065.138 | 268.0227 | 331.1395 | 313.1717 | 7.4862 | 65.5945 | 171.5418 | 312.8029 | 8.5863 | 0 |  | 35 | 2071.305 | 293.269 | 337.1291 | 329.9593 | 7.4862 | 67.3288 | 161.187 | 522.6396 | 8.9151 | 0 |  | 35 | 2069.1803 | 286.7438 | 333.3943 | 330.1268 | 7.4862 | 67.3104 | 161.017 | 540.9193 | 8.9616 | 0 |  | 35 | 2071.3484 | 286.9957 | 339.4395 | 319.9417 | 7.4862 | 64.9453 | 165.5588 | 416.9173 | 8.6164 | 0
| 36 | 2048.1876 | 270.0361 | 327.5009 | 312.9574 | 7.4862 | 65.0685 | 170.8551 | 310.6444 | 8.3178 | 0 |  | 36 | 2054.5868 | 266.9882 | 329.4219 | 312.6529 | 7.4862 | 65.5367 | 170.9604 | 312.3784 | 8.5863 | 0 |  | 36 | 2060.6529 | 292.0262 | 335.5945 | 329.3473 | 7.4862 | 67.2706 | 160.6571 | 521.5858 | 8.9151 | 0 |  | 36 | 2058.8658 | 285.4523 | 331.6801 | 329.4726 | 7.4862 | 67.2522 | 160.4845 | 539.826 | 8.9616 | 0 |  | 36 | 2060.5986 | 285.6804 | 338.0974 | 319.3694 | 7.4862 | 64.8895 | 164.999 | 416.1469 | 8.6164 | 0
| 37 | 2038.521 | 268.5114 | 325.7074 | 312.1632 | 7.4862 | 65.0121 | 170.2829 | 310.207 | 8.3178 | 0 |  | 37 | 2044.7323 | 265.6719 | 327.587 | 311.8364 | 7.4862 | 65.4797 | 170.389 | 311.9542 | 8.5863 | 0 |  | 37 | 2051.3425 | 290.201 | 333.5514 | 328.4846 | 7.4862 | 67.2132 | 160.1333 | 520.5354 | 8.9151 | 0 |  | 37 | 2048.9358 | 284.1746 | 329.7799 | 328.6061 | 7.4862 | 67.1948 | 159.9581 | 538.7357 | 8.9616 | 0 |  | 37 | 2051.462 | 283.9811 | 335.7608 | 318.5624 | 7.4862 | 64.8345 | 164.4471 | 415.3803 | 8.6164 | 0
| 38 | 2028.6625 | 266.4509 | 324.3997 | 311.611 | 7.4862 | 64.9564 | 169.7207 | 309.7713 | 8.3178 | 0 |  | 38 | 2034.0794 | 264.272 | 326.3675 | 311.2865 | 7.4862 | 65.4235 | 169.8273 | 311.5306 | 8.5863 | 0 |  | 38 | 2040.3958 | 288.884 | 332.3181 | 327.9402 | 7.4862 | 67.1565 | 159.6153 | 519.4884 | 8.9151 | 0 |  | 38 | 2039.2132 | 282.1079 | 328.1655 | 328.0353 | 7.4862 | 67.1381 | 159.4377 | 537.6486 | 8.9616 | 0 |  | 38 | 2040.8969 | 282.3207 | 334.5081 | 318.0611 | 7.4862 | 64.7801 | 163.9031 | 414.6177 | 8.6164 | 0
| 39 | 2017.705 | 265.375 | 323.1326 | 311.1325 | 7.4862 | 64.9016 | 169.1684 | 309.3378 | 8.3178 | 0 |  | 39 | 2023.4277 | 262.7728 | 325.1783 | 310.8046 | 7.4862 | 65.3682 | 169.2754 | 311.1081 | 8.5863 | 0 |  | 39 | 2030.0344 | 287.7971 | 330.265 | 327.4001 | 7.4862 | 67.1005 | 159.1033 | 518.4453 | 8.9151 | 0 |  | 39 | 2028.2053 | 281.1129 | 326.7366 | 327.4927 | 7.4862 | 67.0821 | 158.9234 | 536.5652 | 8.9616 | 0 |  | 39 | 2030.5004 | 281.2993 | 332.4277 | 317.5799 | 7.4862 | 64.7263 | 163.367 | 413.8594 | 8.6164 | 0
| 40 | 2007.2468 | 264.0349 | 321.6864 | 310.5981 | 7.4862 | 64.8477 | 168.6259 | 308.9067 | 8.3178 | 0 |  | 40 | 2012.8354 | 261.6946 | 323.481 | 310.3503 | 7.4862 | 65.3138 | 168.7329 | 310.6867 | 8.5863 | 0 |  | 40 | 2018.9627 | 286.4323 | 329.1527 | 326.9075 | 7.4862 | 67.0452 | 158.5971 | 517.4064 | 8.9151 | 0 |  | 40 | 2017.4769 | 279.6911 | 325.4186 | 326.9865 | 7.4862 | 67.0268 | 158.4151 | 535.4857 | 8.9616 | 0 |  | 40 | 2019.463 | 279.9736 | 331.2453 | 317.1459 | 7.4862 | 64.6732 | 162.8386 | 413.1055 | 8.6164 | 0
| 41 | 1997.1141 | 262.9368 | 319.6864 | 310.0499 | 7.4862 | 64.7945 | 168.0929 | 308.4782 | 8.3178 | 0 |  | 41 | 2002.4946 | 260.4529 | 321.8117 | 309.78 | 7.4862 | 65.2601 | 168.1998 | 310.267 | 8.5863 | 0 |  | 41 | 2009.2729 | 284.4646 | 327.183 | 326.4933 | 7.4862 | 66.9906 | 158.0966 | 516.3719 | 8.9151 | 0 |  | 41 | 2007.0185 | 278.3536 | 323.6459 | 326.5806 | 7.4862 | 66.9721 | 157.9127 | 534.4105 | 8.9616 | 0 |  | 41 | 2009.2865 | 278.3727 | 329.4114 | 316.7778 | 7.4862 | 64.6207 | 162.3178 | 412.3563 | 8.6164 | 0
| 42 | 1987.7846 | 261.5105 | 317.0513 | 309.6619 | 7.4862 | 64.7421 | 167.5694 | 308.0527 | 8.3178 | 0 |  | 42 | 1992.8399 | 259.2187 | 319.2627 | 309.3959 | 7.4862 | 65.2073 | 167.676 | 309.8491 | 8.5863 | 0 |  | 42 | 1999.6481 | 282.6574 | 325.0654 | 326.0013 | 7.4862 | 66.9366 | 157.6018 | 515.3422 | 8.9151 | 0 |  | 42 | 1997.6891 | 276.3158 | 321.5018 | 326.1175 | 7.4862 | 66.9182 | 157.4162 | 533.3398 | 8.9616 | 0 |  | 42 | 1999.4925 | 276.6087 | 327.4304 | 316.3372 | 7.4862 | 64.5688 | 161.8046 | 411.612 | 8.6164 | 0
| 43 | 1978.8944 | 259.678 | 314.4767 | 309.1802 | 7.4862 | 64.6905 | 167.0551 | 307.6304 | 8.3178 | 0 |  | 43 | 1984.8599 | 256.5563 | 316.5888 | 308.89 | 7.4862 | 65.1552 | 167.1612 | 309.4334 | 8.5863 | 0 |  | 43 | 1991.2037 | 279.9838 | 322.7077 | 325.4357 | 7.4862 | 66.8833 | 157.1127 | 514.3175 | 8.9151 | 0 |  | 43 | 1989.3082 | 274.2006 | 318.5783 | 325.5628 | 7.4862 | 66.8649 | 156.9255 | 532.2741 | 8.9616 | 0 |  | 43 | 1991.0644 | 274.1328 | 324.866 | 315.8262 | 7.4862 | 64.5175 | 161.2988 | 410.8727 | 8.6164 | 0
| 44 | 1968.8792 | 258.5414 | 312.3665 | 308.6632 | 7.4862 | 64.6396 | 166.5499 | 307.2115 | 8.3178 | 0 |  | 44 | 1975.1396 | 255.3283 | 314.2421 | 308.3628 | 7.4862 | 65.1039 | 166.6553 | 309.0202 | 8.5863 | 0 |  | 44 | 1981.7738 | 278.6701 | 320.009 | 324.8366 | 7.4862 | 66.8307 | 156.6292 | 513.2982 | 8.9151 | 0 |  | 44 | 1979.2665 | 273.0696 | 316.3673 | 324.972 | 7.4862 | 66.8123 | 156.4406 | 531.2134 | 8.9616 | 0 |  | 44 | 1981.443 | 273.1467 | 322.0484 | 315.2718 | 7.4862 | 64.4668 | 160.8003 | 410.1388 | 8.6164 | 0
| 45 | 1958.173 | 257.4974 | 310.832 | 308.1689 | 7.4862 | 64.5895 | 166.0537 | 306.7964 | 8.3178 | 0 |  | 45 | 1963.9449 | 254.4847 | 312.9695 | 307.8517 | 7.4862 | 65.0534 | 166.1581 | 308.6097 | 8.5863 | 0 |  | 45 | 1970.423 | 277.5027 | 319.055 | 324.2673 | 7.4862 | 66.7786 | 156.1513 | 512.2846 | 8.9151 | 0 |  | 45 | 1968.9313 | 271.5726 | 314.7954 | 324.4017 | 7.4862 | 66.7603 | 155.9613 | 530.1583 | 8.9616 | 0 |  | 45 | 1970.513 | 271.6642 | 321.0017 | 314.7515 | 7.4862 | 64.4167 | 160.3091 | 409.4104 | 8.6164 | 0
| 46 | 1946.7183 | 256.6233 | 309.7289 | 307.8218 | 7.4862 | 64.5402 | 165.5662 | 306.3853 | 8.3178 | 0 |  | 46 | 1952.6375 | 253.667 | 311.6275 | 307.4967 | 7.4862 | 65.0036 | 165.6696 | 308.2024 | 8.5863 | 0 |  | 46 | 1959.7132 | 276.8417 | 316.7936 | 323.8581 | 7.4862 | 66.7272 | 155.6788 | 511.277 | 8.9151 | 0 |  | 46 | 1957.5526 | 270.9478 | 313.2356 | 323.9906 | 7.4862 | 66.709 | 155.4877 | 529.109 | 8.9616 | 0 |  | 46 | 1959.6985 | 271.0612 | 318.7911 | 314.4001 | 7.4862 | 64.3672 | 159.825 | 408.6877 | 8.6164 | 0
| 47 | 1936.4255 | 255.7075 | 307.5842 | 307.3961 | 7.4862 | 64.4915 | 165.0874 | 305.9784 | 8.3178 | 0 |  | 47 | 1942.2876 | 252.7891 | 309.456 | 307.0739 | 7.4862 | 64.9546 | 165.1896 | 307.7985 | 8.5863 | 0 |  | 47 | 1949.3452 | 275.1962 | 315.2499 | 323.3738 | 7.4862 | 66.6764 | 155.2118 | 510.2758 | 8.9151 | 0 |  | 47 | 1947.8442 | 269.0296 | 311.3723 | 323.5061 | 7.4862 | 66.6583 | 155.0197 | 528.0658 | 8.9616 | 0 |  | 47 | 1949.2197 | 269.401 | 317.3944 | 313.9564 | 7.4862 | 64.3182 | 159.348 | 407.971 | 8.6164 | 0
| 48 | 1925.7079 | 254.7131 | 305.9633 | 306.9501 | 7.4862 | 64.4436 | 164.6172 | 305.5762 | 8.3178 | 0 |  | 48 | 1931.3451 | 251.8888 | 307.9326 | 306.6179 | 7.4862 | 64.9062 | 164.7179 | 307.3983 | 8.5863 | 0 |  | 48 | 1939.5784 | 273.7977 | 312.8999 | 322.8476 | 7.4862 | 66.6262 | 154.7502 | 509.2811 | 8.9151 | 0 |  | 48 | 1937.1819 | 268.0217 | 309.5955 | 322.9786 | 7.4862 | 66.6082 | 154.5572 | 527.0291 | 8.9616 | 0 |  | 48 | 1939.2978 | 268.1985 | 315.0153 | 313.4803 | 7.4862 | 64.2699 | 158.8779 | 407.2604 | 8.6164 | 0
| 49 | 1915.0601 | 253.2277 | 304.7804 | 306.4873 | 7.4862 | 64.3963 | 164.1552 | 305.1787 | 8.3178 | 0 |  | 49 | 1920.8953 | 250.3458 | 306.5728 | 306.1485 | 7.4862 | 64.8586 | 164.2543 | 307.0022 | 8.5863 | 0 |  | 49 | 1928.4205 | 272.3967 | 311.9506 | 322.3144 | 7.4862 | 66.5766 | 154.2939 | 508.2933 | 8.9151 | 0 |  | 49 | 1926.1109 | 266.7853 | 308.4584 | 322.4488 | 7.4862 | 66.5587 | 154.1002 | 525.9991 | 8.9616 | 0 |  | 49 | 1928.4006 | 266.6622 | 313.9525 | 312.9971 | 7.4862 | 64.222 | 158.4147 | 406.5562 | 8.6164 | 0
| 50 | 1906.3329 | 250.9759 | 302.4552 | 306.0124 | 7.4862 | 64.3498 | 163.7014 | 304.7864 | 8.3178 | 0 |  | 50 | 1911.4881 | 248.4633 | 304.5244 | 305.6646 | 7.4862 | 64.8116 | 163.7988 | 306.6103 | 8.5863 | 0 |  | 50 | 1918.0256 | 270.8457 | 310.4147 | 321.7548 | 7.4862 | 66.5276 | 153.8428 | 507.3128 | 8.9151 | 0 |  | 50 | 1915.8672 | 265.0846 | 306.9801 | 321.897 | 7.4862 | 66.5097 | 153.6486 | 524.9761 | 8.9616 | 0 |  | 50 | 1917.4845 | 265.2649 | 312.7897 | 312.4939 | 7.4862 | 64.1748 | 157.9583 | 405.8586 | 8.6164 | 0
| 51 | 1898.3124 | 249.3534 | 300.4985 | 305.5376 | 7.4862 | 64.3039 | 163.2556 | 304.3994 | 8.3178 | 0 |  | 51 | 1903.62 | 246.5575 | 302.5659 | 305.1806 | 7.4862 | 64.7653 | 163.3512 | 306.2231 | 8.5863 | 0 |  | 51 | 1910.2416 | 268.8559 | 309.2218 | 321.1951 | 7.4862 | 66.4791 | 153.397 | 506.3398 | 8.9151 | 0 |  | 51 | 1908.3479 | 263.3062 | 305.2249 | 321.3453 | 7.4862 | 66.4614 | 153.2024 | 523.9605 | 8.9616 | 0 |  | 51 | 1909.5661 | 263.3546 | 311.3672 | 311.9906 | 7.4862 | 64.1281 | 157.5085 | 405.1678 | 8.6164 | 0
| 52 | 1890.7729 | 247.3841 | 299.1517 | 305.1031 | 7.4862 | 64.2586 | 162.8177 | 304.0181 | 8.3178 | 0 |  | 52 | 1896.1929 | 244.7442 | 300.9375 | 304.7472 | 7.4862 | 64.7197 | 162.9112 | 305.8409 | 8.5863 | 0 |  | 52 | 1902.8711 | 267.4159 | 307.0333 | 320.6898 | 7.4862 | 66.4312 | 152.9564 | 505.3746 | 8.9151 | 0 |  | 52 | 1901.0702 | 261.4209 | 303.4157 | 320.8508 | 7.4862 | 66.4136 | 152.7614 | 522.9526 | 8.9616 | 0 |  | 52 | 1902.3163 | 261.8754 | 309.0893 | 311.547 | 7.4862 | 64.0819 | 157.0652 | 404.484 | 8.6164 | 0
| 53 | 1882.0568 | 246.4046 | 297.7522 | 304.9082 | 7.4862 | 64.214 | 162.3875 | 303.6427 | 8.3178 | 0 |  | 53 | 1887.493 | 243.8523 | 299.4267 | 304.5475 | 7.4862 | 64.6747 | 162.4789 | 305.4639 | 8.5863 | 0 |  | 53 | 1894.4202 | 266.028 | 305.6206 | 320.4371 | 7.4862 | 66.3838 | 152.5209 | 504.4176 | 8.9151 | 0 |  | 53 | 1892.5262 | 260.3104 | 301.8477 | 320.6067 | 7.4862 | 66.3664 | 152.3257 | 521.9527 | 8.9616 | 0 |  | 53 | 1894.1702 | 260.2647 | 307.5938 | 311.3488 | 7.4862 | 64.0362 | 156.6284 | 403.8074 | 8.6164 | 0
| 54 | 1873.2195 | 245.5986 | 296.5395 | 304.474 | 7.4862 | 64.17 | 161.9649 | 303.2735 | 8.3178 | 0 |  | 54 | 1878.3595 | 243.1695 | 298.3737 | 304.1146 | 7.4862 | 64.6303 | 162.0539 | 305.0925 | 8.5863 | 0 |  | 54 | 1885.4099 | 265.3614 | 304.2726 | 319.9575 | 7.4862 | 66.337 | 152.0904 | 503.469 | 8.9151 | 0 |  | 54 | 1884.0874 | 259.0988 | 300.5271 | 320.1109 | 7.4862 | 66.3197 | 151.8953 | 520.9611 | 8.9616 | 0 |  | 54 | 1885.1605 | 259.6428 | 306.2882 | 310.8353 | 7.4862 | 63.9911 | 156.1981 | 403.1382 | 8.6164 | 0
| 55 | 1864.5708 | 244.3293 | 295.7489 | 303.8926 | 7.4862 | 64.1266 | 161.5496 | 302.9108 | 8.3178 | 0 |  | 55 | 1869.8571 | 241.8497 | 297.4906 | 303.5175 | 7.4862 | 64.5866 | 161.6362 | 304.7269 | 8.5863 | 0 |  | 55 | 1877.0434 | 264.1938 | 302.9616 | 319.2982 | 7.4862 | 66.2907 | 151.665 | 502.5292 | 8.9151 | 0 |  | 55 | 1875.5862 | 258.0516 | 299.2556 | 319.4641 | 7.4862 | 66.2735 | 151.4699 | 519.9781 | 8.9616 | 0 |  | 55 | 1876.7285 | 258.4151 | 305.1084 | 310.2244 | 7.4862 | 63.9464 | 155.7739 | 402.4767 | 8.6164 | 0
| 56 | 1855.7382 | 243.5638 | 294.6382 | 303.3112 | 7.4862 | 64.0838 | 161.1416 | 302.5547 | 8.3178 | 0 |  | 56 | 1860.9574 | 240.9315 | 296.5809 | 302.9429 | 7.4862 | 64.5434 | 161.2257 | 304.3675 | 8.5863 | 0 |  | 56 | 1867.9614 | 263.3747 | 302.0177 | 318.639 | 7.4862 | 66.2448 | 151.2445 | 501.5985 | 8.9151 | 0 |  | 56 | 1866.2371 | 257.2456 | 298.4316 | 318.9766 | 7.4862 | 66.2279 | 151.0496 | 519.004 | 8.9616 | 0 |  | 56 | 1867.7542 | 257.6447 | 304.0135 | 309.6134 | 7.4862 | 63.9023 | 155.356 | 401.823 | 8.6164 | 0
| 57 | 1846.5046 | 242.7371 | 293.9777 | 302.742 | 7.4862 | 64.0415 | 160.7407 | 302.2057 | 8.3178 | 0 |  | 57 | 1851.2629 | 240.3699 | 296.0932 | 302.3845 | 7.4862 | 64.5008 | 160.8221 | 304.0146 | 8.5863 | 0 |  | 57 | 1858.6175 | 262.4991 | 301.3152 | 318.0567 | 7.4862 | 66.1995 | 150.8289 | 500.6772 | 8.9151 | 0 |  | 57 | 1856.2471 | 256.7143 | 298.0285 | 318.4343 | 7.4862 | 66.1827 | 150.6344 | 518.0392 | 8.9616 | 0 |  | 57 | 1858.6037 | 256.7313 | 303.2128 | 309.0275 | 7.4862 | 63.8587 | 154.9441 | 401.1774 | 8.6164 | 0
| 58 | 1837.3449 | 242.3069 | 292.8599 | 302.1597 | 7.4862 | 63.9999 | 160.3467 | 301.864 | 8.3178 | 0 |  | 58 | 1842.0106 | 239.9757 | 295.013 | 301.809 | 7.4862 | 64.4588 | 160.4254 | 303.6685 | 8.5863 | 0 |  | 58 | 1849.4578 | 261.91 | 300.1251 | 317.4913 | 7.4862 | 66.1547 | 150.4181 | 499.7655 | 8.9151 | 0 |  | 58 | 1847.4713 | 256.0597 | 296.5543 | 317.8722 | 7.4862 | 66.1381 | 150.2241 | 517.0839 | 8.9616 | 0 |  | 58 | 1849.3688 | 256.1591 | 302.1765 | 308.4204 | 7.4862 | 63.8156 | 154.5383 | 400.5401 | 8.6164 | 0
| 59 | 1827.8379 | 242.1296 | 291.7614 | 301.6524 | 7.4862 | 63.9588 | 159.9595 | 301.5298 | 8.3178 | 0 |  | 59 | 1833.1568 | 239.6306 | 293.4089 | 301.3097 | 7.4862 | 64.4174 | 160.0353 | 303.3295 | 8.5863 | 0 |  | 59 | 1839.8848 | 261.4136 | 299.1578 | 317.0235 | 7.4862 | 66.1103 | 150.0121 | 498.8638 | 8.9151 | 0 |  | 59 | 1838.1189 | 255.5537 | 295.4224 | 317.3958 | 7.4862 | 66.0939 | 149.8188 | 516.1385 | 8.9616 | 0 |  | 59 | 1839.9371 | 255.7597 | 301.0685 | 307.9089 | 7.4862 | 63.7729 | 154.1383 | 399.9113 | 8.6164 | 0
| 60 | 1818.6356 | 241.429 | 290.8305 | 301.1961 | 7.4862 | 63.9182 | 159.5789 | 301.2034 | 8.3178 | 0 |  | 60 | 1823.8316 | 239.0765 | 292.4728 | 300.8228 | 7.4862 | 64.3764 | 159.6518 | 302.9979 | 8.5863 | 0 |  | 60 | 1831.2528 | 260.2606 | 297.829 | 316.633 | 7.4862 | 66.0665 | 149.6109 | 497.9725 | 8.9151 | 0 |  | 60 | 1829.3263 | 254.4433 | 294.2598 | 316.9948 | 7.4862 | 66.0503 | 149.4183 | 515.2032 | 8.9616 | 0 |  | 60 | 1831.1338 | 254.5654 | 300.0055 | 307.519 | 7.4862 | 63.7307 | 153.7441 | 399.2913 | 8.6164 | 0
| 61 | 1809.8843 | 240.9458 | 289.2685 | 300.7026 | 7.4862 | 63.8781 | 159.2047 | 300.8851 | 8.3178 | 0 |  | 61 | 1815.2823 | 238.2124 | 291.0088 | 300.3979 | 7.4862 | 64.336 | 159.2746 | 302.674 | 8.5863 | 0 |  | 61 | 1821.9381 | 259.6446 | 296.749 | 316.1394 | 7.4862 | 66.023 | 149.2143 | 497.0917 | 8.9151 | 0 |  | 61 | 1820.0197 | 253.8578 | 293.1595 | 316.5203 | 7.4862 | 66.007 | 149.0226 | 514.2784 | 8.9616 | 0 |  | 61 | 1821.6962 | 254.2437 | 298.7678 | 307.0654 | 7.4862 | 63.689 | 153.3556 | 398.6801 | 8.6164 | 0
| 62 | 1801.9996 | 239.7752 | 287.5811 | 300.1551 | 7.4862 | 63.8386 | 158.8369 | 300.5752 | 8.3178 | 0 |  | 62 | 1808.0808 | 236.7435 | 288.9591 | 299.8158 | 7.4862 | 64.2962 | 158.9036 | 302.3581 | 8.5863 | 0 |  | 62 | 1813.512 | 258.9763 | 294.9012 | 315.5773 | 7.4862 | 65.98 | 148.8224 | 496.2218 | 8.9151 | 0 |  | 62 | 1811.9179 | 252.9089 | 291.2799 | 315.9839 | 7.4862 | 65.9643 | 148.6316 | 513.3645 | 8.9616 | 0 |  | 62 | 1813.5828 | 253.4288 | 296.7765 | 306.5345 | 7.4862 | 63.6477 | 152.9727 | 398.0781 | 8.6164 | 0
| 63 | 1793.6921 | 238.8489 | 286.0139 | 299.666 | 7.4862 | 63.7995 | 158.4752 | 300.2739 | 8.3178 | 0 |  | 63 | 1799.0997 | 236.2671 | 287.6926 | 299.2375 | 7.4862 | 64.2568 | 158.5388 | 302.0506 | 8.5863 | 0 |  | 63 | 1804.7102 | 258.0735 | 293.5635 | 315.1152 | 7.4862 | 65.9375 | 148.435 | 495.3632 | 8.9151 | 0 |  | 63 | 1802.9063 | 252.3312 | 289.8659 | 315.5206 | 7.4862 | 65.9219 | 148.2453 | 512.4616 | 8.9616 | 0 |  | 63 | 1804.7105 | 252.4629 | 295.6254 | 306.0732 | 7.4862 | 63.6069 | 152.5953 | 397.4854 | 8.6164 | 0
| 64 | 1785.2355 | 237.6973 | 284.7469 | 299.2513 | 7.4862 | 63.7609 | 158.1195 | 299.9815 | 8.3178 | 0 |  | 64 | 1790.5037 | 235.234 | 286.4149 | 298.8422 | 7.4862 | 64.2178 | 158.1798 | 301.7517 | 8.5863 | 0 |  | 64 | 1796.1964 | 256.9815 | 292.1068 | 314.6734 | 7.4862 | 65.8953 | 148.0522 | 494.5161 | 8.9151 | 0 |  | 64 | 1794.2147 | 251.4239 | 288.4344 | 315.0843 | 7.4862 | 65.88 | 147.8637 | 511.5702 | 8.9616 | 0 |  | 64 | 1796.3452 | 251.3625 | 294.0485 | 305.6654 | 7.4862 | 63.5665 | 152.2233 | 396.9022 | 8.6164 | 0
| 65 | 1775.9679 | 236.9574 | 283.916 | 298.7995 | 7.4862 | 63.7228 | 157.7697 | 299.6982 | 8.3178 | 0 |  | 65 | 1781.2095 | 234.5308 | 285.5539 | 298.3982 | 7.4862 | 64.1794 | 157.8266 | 301.4617 | 8.5863 | 0 |  | 65 | 1787.3834 | 256.1905 | 290.7139 | 314.1659 | 7.4862 | 65.8536 | 147.6738 | 493.6809 | 8.9151 | 0 |  | 65 | 1785.161 | 250.5788 | 287.3682 | 314.5825 | 7.4862 | 65.8386 | 147.4866 | 510.6905 | 8.9616 | 0 |  | 65 | 1787.676 | 250.5195 | 292.5809 | 305.1946 | 7.4862 | 63.5265 | 151.8566 | 396.3289 | 8.6164 | 0
| 66 | 1767.2162 | 235.8364 | 282.9505 | 298.3477 | 7.4862 | 63.6851 | 157.4255 | 299.4244 | 8.3178 | 0 |  | 66 | 1772.2684 | 233.4084 | 284.7591 | 297.9543 | 7.4862 | 64.1414 | 157.4791 | 301.181 | 8.5863 | 0 |  | 66 | 1778.9765 | 254.6338 | 289.6806 | 313.6584 | 7.4862 | 65.8122 | 147.2999 | 492.8578 | 8.9151 | 0 |  | 66 | 1776.461 | 249.2137 | 286.4685 | 314.0807 | 7.4862 | 65.7975 | 147.1141 | 509.8228 | 8.9616 | 0 |  | 66 | 1778.7798 | 249.443 | 291.5739 | 304.7238 | 7.4862 | 63.487 | 151.4951 | 395.7655 | 8.6164 | 0
| 67 | 1758.4839 | 234.5517 | 282.1293 | 297.8959 | 7.4862 | 63.6479 | 157.0869 | 299.1604 | 8.3178 | 0 |  | 67 | 1763.2881 | 232.2624 | 284.0271 | 297.5104 | 7.4862 | 64.1038 | 157.137 | 300.9098 | 8.5863 | 0 |  | 67 | 1769.6187 | 253.7174 | 288.9579 | 313.151 | 7.4862 | 65.7713 | 146.9303 | 492.0471 | 8.9151 | 0 |  | 67 | 1767.1682 | 248.1562 | 285.8539 | 313.5789 | 7.4862 | 65.7568 | 146.746 | 508.9676 | 8.9616 | 0 |  | 67 | 1769.4233 | 248.4953 | 290.8983 | 304.253 | 7.4862 | 63.4479 | 151.1388 | 395.2124 | 8.6164 | 0
| 68 | 1749.35 | 233.7206 | 281.2559 | 297.4441 | 7.4862 | 63.6111 | 156.7536 | 298.9063 | 8.3178 | 0 |  | 68 | 1754.2846 | 231.2515 | 283.1831 | 297.0665 | 7.4862 | 64.0667 | 156.8003 | 300.6485 | 8.5863 | 0 |  | 68 | 1760.5216 | 252.6357 | 288.1399 | 312.6435 | 7.4862 | 65.7307 | 146.565 | 491.2492 | 8.9151 | 0 |  | 68 | 1758.3741 | 246.799 | 285.0402 | 313.0772 | 7.4862 | 65.7165 | 146.3824 | 508.1249 | 8.9616 | 0 |  | 68 | 1760.2013 | 247.4802 | 290.1557 | 303.7822 | 7.4862 | 63.4091 | 150.7874 | 394.6696 | 8.6164 | 0
| 69 | 1741.0321 | 232.6227 | 279.8334 | 296.9923 | 7.4862 | 63.5747 | 156.4255 | 298.6625 | 8.3178 | 0 |  | 69 | 1746.0425 | 229.8742 | 281.9441 | 296.6226 | 7.4862 | 64.0299 | 156.4688 | 300.3974 | 8.5863 | 0 |  | 69 | 1752.1205 | 251.0568 | 287.1182 | 312.1409 | 7.4862 | 65.6905 | 146.2039 | 490.4644 | 8.9151 | 0 |  | 69 | 1749.8311 | 245.5635 | 283.8538 | 312.5754 | 7.4862 | 65.6765 | 146.023 | 507.2953 | 8.9616 | 0 |  | 69 | 1752.1618 | 245.7304 | 288.9652 | 303.3114 | 7.4862 | 63.3708 | 150.441 | 394.1375 | 8.6164 | 0
| 70 | 1732.3436 | 231.5875 | 278.7357 | 296.5236 | 7.4862 | 63.5387 | 156.1025 | 298.4292 | 8.3178 | 0 |  | 70 | 1737.0694 | 229.1377 | 280.8108 | 296.1633 | 7.4862 | 63.9936 | 156.1422 | 300.1567 | 8.5863 | 0 |  | 70 | 1743.2615 | 250.0396 | 286.0035 | 311.6274 | 7.4862 | 65.6506 | 145.847 | 489.6929 | 8.9151 | 0 |  | 70 | 1740.9479 | 244.7205 | 282.6197 | 312.069 | 7.4862 | 65.637 | 145.668 | 506.4789 | 8.9616 | 0 |  | 70 | 1743.3204 | 244.6672 | 287.9097 | 302.8209 | 7.4862 | 63.3329 | 150.0994 | 393.6162 | 8.6164 | 0
| 71 | 1723.9743 | 230.3628 | 277.5511 | 296.0122 | 7.4862 | 63.503 | 155.7844 | 298.2068 | 8.3178 | 0 |  | 71 | 1729.0389 | 227.9709 | 279.2105 | 295.6586 | 7.4862 | 63.9576 | 155.8206 | 299.9268 | 8.5863 | 0 |  | 71 | 1735.3686 | 248.3233 | 284.6538 | 311.082 | 7.4862 | 65.6111 | 145.4943 | 488.9351 | 8.9151 | 0 |  | 71 | 1733.1528 | 243.1244 | 281.0886 | 311.5246 | 7.4862 | 65.5977 | 145.3172 | 505.6762 | 8.9616 | 0 |  | 71 | 1735.0115 | 243.2436 | 286.7079 | 302.3048 | 7.4862 | 63.2954 | 149.7626 | 393.1059 | 8.6164 | 0
| 72 | 1715.631 | 229.1399 | 276.2996 | 295.5398 | 7.4862 | 63.4678 | 155.4711 | 297.9954 | 8.3178 | 0 |  | 72 | 1720.8195 | 226.6921 | 277.8723 | 295.1927 | 7.4862 | 63.922 | 155.5037 | 299.708 | 8.5863 | 0 |  | 72 | 1727.6294 | 246.1248 | 283.6141 | 310.555 | 7.4862 | 65.5719 | 145.1457 | 488.1914 | 8.9151 | 0 |  | 72 | 1725.2736 | 241.3724 | 279.7754 | 311.0024 | 7.4862 | 65.5588 | 144.9706 | 504.8874 | 8.9616 | 0 |  | 72 | 1727.4735 | 241.113 | 285.4177 | 301.813 | 7.4862 | 63.2582 | 149.4303 | 392.607 | 8.6164 | 0
| 73 | 1707.3618 | 227.5139 | 275.3772 | 295.0674 | 7.4862 | 63.4329 | 155.1623 | 297.7953 | 8.3178 | 0 |  | 73 | 1711.9546 | 225.5334 | 277.0595 | 294.7269 | 7.4862 | 63.8868 | 155.1913 | 299.5006 | 8.5863 | 0 |  | 73 | 1718.4167 | 245.312 | 282.6624 | 310.028 | 7.4862 | 65.5331 | 144.8011 | 487.4619 | 8.9151 | 0 |  | 73 | 1716.8823 | 239.4293 | 279.1652 | 310.4803 | 7.4862 | 65.5203 | 144.6282 | 504.1128 | 8.9616 | 0 |  | 73 | 1718.6345 | 239.8486 | 284.5623 | 301.3213 | 7.4862 | 63.2214 | 149.1026 | 392.1195 | 8.6164 | 0
| 74 | 1698.6741 | 226.2963 | 274.4648 | 294.5949 | 7.4862 | 63.3983 | 154.858 | 297.6069 | 8.3178 | 0 |  | 74 | 1703.271 | 224.2479 | 276.1922 | 294.2611 | 7.4862 | 63.8518 | 154.8834 | 299.305 | 8.5863 | 0 |  | 74 | 1709.5615 | 244.2361 | 281.6161 | 309.5009 | 7.4862 | 65.4945 | 144.4604 | 486.747 | 8.9151 | 0 |  | 74 | 1707.7828 | 238.6436 | 278.1058 | 309.9582 | 7.4862 | 65.482 | 144.2898 | 503.3527 | 8.9616 | 0 |  | 74 | 1709.7384 | 238.9459 | 283.4024 | 300.8295 | 7.4862 | 63.185 | 148.7794 | 391.6436 | 8.6164 | 0
| 75 | 1689.455 | 225.3514 | 273.8112 | 294.1225 | 7.4862 | 63.364 | 154.558 | 297.4304 | 8.3178 | 0 |  | 75 | 1694.0039 | 223.3762 | 275.4945 | 293.7953 | 7.4862 | 63.8172 | 154.5798 | 299.1213 | 8.5863 | 0 |  | 75 | 1700.4961 | 243.3295 | 280.6109 | 308.9739 | 7.4862 | 65.4562 | 144.1237 | 486.047 | 8.9151 | 0 |  | 75 | 1698.782 | 237.9766 | 276.829 | 309.436 | 7.4862 | 65.4441 | 143.9554 | 502.6075 | 8.9616 | 0 |  | 75 | 1700.4716 | 238.1391 | 282.5172 | 300.3377 | 7.4862 | 63.1489 | 148.4604 | 391.1797 | 8.6164 | 0
| 76 | 1680.4624 | 224.1415 | 273.196 | 293.6501 | 7.4862 | 63.3301 | 154.2621 | 297.266 | 8.3178 | 0 |  | 76 | 1684.5849 | 222.523 | 274.9303 | 293.3295 | 7.4862 | 63.7829 | 154.2803 | 298.95 | 8.5863 | 0 |  | 76 | 1691.4886 | 242.1601 | 279.8104 | 308.4469 | 7.4862 | 65.4182 | 143.7909 | 485.3623 | 8.9151 | 0 |  | 76 | 1689.5409 | 236.7619 | 276.3403 | 308.9139 | 7.4862 | 65.4064 | 143.6249 | 501.8775 | 8.9616 | 0 |  | 76 | 1691.5092 | 236.943 | 281.7169 | 299.846 | 7.4862 | 63.1131 | 148.1458 | 390.7279 | 8.6164 | 0
| 77 | 1671.0926 | 223.2209 | 272.6687 | 293.1777 | 7.4862 | 63.2964 | 153.9701 | 297.114 | 8.3178 | 0 |  | 77 | 1675.1403 | 221.6865 | 274.3749 | 292.8636 | 7.4862 | 63.7489 | 153.9848 | 298.7912 | 8.5863 | 0 |  | 77 | 1681.8027 | 241.4226 | 279.2565 | 307.9199 | 7.4862 | 65.3805 | 143.4618 | 484.6931 | 8.9151 | 0 |  | 77 | 1679.6067 | 235.9489 | 276.1429 | 308.3918 | 7.4862 | 65.369 | 143.2984 | 501.1629 | 8.9616 | 0 |  | 77 | 1681.8543 | 236.1566 | 281.1995 | 299.3542 | 7.4862 | 63.0777 | 147.8352 | 390.2884 | 8.6164 | 0
| 78 | 1661.9874 | 222.1911 | 271.8775 | 292.8139 | 7.4862 | 63.2631 | 153.682 | 296.9748 | 8.3178 | 0 |  | 78 | 1665.8505 | 220.6222 | 273.7724 | 292.518 | 7.4862 | 63.7152 | 153.6932 | 298.6455 | 8.5863 | 0 |  | 78 | 1672.5676 | 240.1756 | 278.6306 | 307.5235 | 7.4862 | 65.3431 | 143.1366 | 484.0397 | 8.9151 | 0 |  | 78 | 1670.8469 | 234.5317 | 275.2447 | 308.0002 | 7.4862 | 65.3319 | 142.9757 | 500.4641 | 8.9616 | 0 |  | 78 | 1672.4193 | 235.0215 | 280.665 | 299.0082 | 7.4862 | 63.0426 | 147.5288 | 389.8615 | 8.6164 | 0
| 79 | 1652.8611 | 221.2645 | 271.0881 | 292.3662 | 7.4862 | 63.23 | 153.3976 | 296.8486 | 8.3178 | 0 |  | 79 | 1657.0148 | 219.4617 | 272.9066 | 292.0777 | 7.4862 | 63.6817 | 153.4052 | 298.5129 | 8.5863 | 0 |  | 79 | 1663.1222 | 239.2038 | 278.0438 | 307.0231 | 7.4862 | 65.3059 | 142.815 | 483.4025 | 8.9151 | 0 |  | 79 | 1661.5303 | 233.6422 | 274.4797 | 307.5047 | 7.4862 | 65.2951 | 142.6568 | 499.7814 | 8.9616 | 0 |  | 79 | 1663.0706 | 234.0565 | 279.9929 | 298.5434 | 7.4862 | 63.0078 | 147.2262 | 389.4473 | 8.6164 | 0
| 80 | 1643.5048 | 220.524 | 270.3424 | 291.9185 | 7.4862 | 63.1971 | 153.1166 | 296.7355 | 8.3178 | 0 |  | 80 | 1648.4444 | 218.2513 | 271.8255 | 291.6373 | 7.4862 | 63.6484 | 153.1207 | 298.3939 | 8.5863 | 0 |  | 80 | 1654.46 | 237.4576 | 277.4483 | 306.5228 | 7.4862 | 65.2689 | 142.4971 | 482.7817 | 8.9151 | 0 |  | 80 | 1652.7279 | 232.4071 | 273.5461 | 307.0092 | 7.4862 | 65.2585 | 142.3417 | 499.1152 | 8.9616 | 0 |  | 80 | 1653.9902 | 232.7082 | 279.4359 | 298.0786 | 7.4862 | 62.9734 | 146.9276 | 389.0461 | 8.6164 | 0
| 81 | 1634.2107 | 220.0083 | 269.3098 | 291.4708 | 7.4862 | 63.1645 | 152.839 | 296.6361 | 8.3178 | 0 |  | 81 | 1639.2677 | 217.5111 | 270.8805 | 291.197 | 7.4862 | 63.6154 | 152.8397 | 298.2888 | 8.5863 | 0 |  | 81 | 1645.9758 | 236.3789 | 276.0073 | 306.0224 | 7.4862 | 65.2322 | 142.1828 | 482.1777 | 8.9151 | 0 |  | 81 | 1644.019 | 231.0929 | 272.598 | 306.5137 | 7.4862 | 65.2221 | 142.0302 | 498.4657 | 8.9616 | 0 |  | 81 | 1646.1022 | 231.2791 | 277.7672 | 297.6138 | 7.4862 | 62.9392 | 146.6327 | 388.6581 | 8.6164 | 0
| 82 | 1625.6072 | 218.8227 | 268.2565 | 291.0231 | 7.4862 | 63.1321 | 152.5645 | 296.5504 | 8.3178 | 0 |  | 82 | 1630.4638 | 216.2931 | 270.0406 | 290.7567 | 7.4862 | 63.5826 | 152.5619 | 298.1978 | 8.5863 | 0 |  | 82 | 1637.2399 | 235.2787 | 274.8393 | 305.522 | 7.4862 | 65.1957 | 141.872 | 481.5907 | 8.9151 | 0 |  | 82 | 1634.8038 | 230.3041 | 271.6308 | 306.0182 | 7.4862 | 65.1859 | 141.7223 | 497.8332 | 8.9616 | 0 |  | 82 | 1637.0837 | 230.3989 | 276.6803 | 297.149 | 7.4862 | 62.9053 | 146.3414 | 388.2834 | 8.6164 | 0
| 83 | 1616.3461 | 217.883 | 267.6149 | 290.5754 | 7.4862 | 63.0999 | 152.2931 | 296.4787 | 8.3178 | 0 |  | 83 | 1621.4156 | 215.3022 | 269.2177 | 290.3163 | 7.4862 | 63.55 | 152.2871 | 298.1213 | 8.5863 | 0 |  | 83 | 1628.3829 | 234.1336 | 273.8375 | 305.0216 | 7.4862 | 65.1594 | 141.5648 | 481.0211 | 8.9151 | 0 |  | 83 | 1625.9187 | 229.3305 | 270.5183 | 305.5226 | 7.4862 | 65.15 | 141.418 | 497.218 | 8.9616 | 0 |  | 83 | 1627.9826 | 229.3586 | 275.8359 | 296.6842 | 7.4862 | 62.8718 | 146.0537 | 387.9223 | 8.6164 | 0
| 84 | 1607.8537 | 216.9361 | 266.2119 | 290.1278 | 7.4862 | 63.0679 | 152.0246 | 296.4214 | 8.3178 | 0 |  | 84 | 1613.1049 | 214.1416 | 267.827 | 289.876 | 7.4862 | 63.5176 | 152.0153 | 298.0596 | 8.5863 | 0 |  | 84 | 1619.794 | 232.8707 | 272.6853 | 304.5212 | 7.4862 | 65.1233 | 141.2609 | 480.4692 | 8.9151 | 0 |  | 84 | 1616.4925 | 228.5815 | 269.7223 | 305.0271 | 7.4862 | 65.1142 | 141.1172 | 496.6205 | 8.9616 | 0 |  | 84 | 1618.9408 | 228.7233 | 274.5273 | 296.2194 | 7.4862 | 62.8385 | 145.7695 | 387.5751 | 8.6164 | 0
| 85 | 1599.518 | 215.5498 | 265.0915 | 289.6801 | 7.4862 | 63.0361 | 151.7588 | 296.3787 | 8.3178 | 0 |  | 85 | 1604.5559 | 213.0085 | 266.6473 | 289.4356 | 7.4862 | 63.4854 | 151.7463 | 298.013 | 8.5863 | 0 |  | 85 | 1610.82 | 231.8054 | 271.7206 | 304.0209 | 7.4862 | 65.0874 | 140.9605 | 479.9353 | 8.9151 | 0 |  | 85 | 1607.9669 | 227.1228 | 268.7354 | 304.5316 | 7.4862 | 65.0787 | 140.8199 | 496.041 | 8.9616 | 0 |  | 85 | 1610.1205 | 227.4111 | 273.674 | 295.7546 | 7.4862 | 62.8054 | 145.4887 | 387.2419 | 8.6164 | 0
| 86 | 1590.6743 | 214.6192 | 264.0234 | 289.2324 | 7.4862 | 63.0045 | 151.4956 | 296.3509 | 8.3178 | 0 |  | 86 | 1595.2583 | 212.3459 | 265.7456 | 288.9953 | 7.4862 | 63.4533 | 151.4799 | 297.9818 | 8.5863 | 0 |  | 86 | 1601.9096 | 230.7537 | 270.6788 | 303.5205 | 7.4862 | 65.0517 | 140.6633 | 479.4196 | 8.9151 | 0 |  | 86 | 1599.8163 | 225.6275 | 267.4101 | 304.0361 | 7.4862 | 65.0433 | 140.526 | 495.4798 | 8.9616 | 0 |  | 86 | 1601.541 | 226.0532 | 272.6257 | 295.2898 | 7.4862 | 62.7727 | 145.2112 | 386.9229 | 8.6164 | 0
| 87 | 1582.4708 | 213.1871 | 262.977 | 288.7931 | 7.4862 | 62.973 | 151.2348 | 296.3383 | 8.3178 | 0 |  | 87 | 1586.3973 | 211.3253 | 264.7551 | 288.5703 | 7.4862 | 63.4214 | 151.216 | 297.9662 | 8.5863 | 0 |  | 87 | 1593.2652 | 229.8809 | 269.892 | 303.0452 | 7.4862 | 65.0161 | 140.3695 | 478.9226 | 8.9151 | 0 |  | 87 | 1591.4457 | 224.7743 | 266.3307 | 303.5678 | 7.4862 | 65.0081 | 140.2354 | 494.9371 | 8.9616 | 0 |  | 87 | 1592.8258 | 225.0484 | 271.8546 | 294.8537 | 7.4862 | 62.7402 | 144.9368 | 386.6184 | 8.6164 | 0
| 88 | 1574.8225 | 212.1838 | 261.9749 | 288.4021 | 7.4862 | 62.9416 | 150.9762 | 296.341 | 8.3178 | 0 |  | 88 | 1578.8861 | 210.2992 | 263.6114 | 288.1834 | 7.4862 | 63.3896 | 150.9545 | 297.9667 | 8.5863 | 0 |  | 88 | 1585.3268 | 228.8296 | 269.11 | 302.5915 | 7.4862 | 64.9806 | 140.0788 | 478.4445 | 8.9151 | 0 |  | 88 | 1583.5171 | 223.5437 | 265.7601 | 303.1152 | 7.4862 | 64.973 | 139.9481 | 494.4134 | 8.9616 | 0 |  | 88 | 1585.0584 | 223.8465 | 271.0633 | 294.4341 | 7.4862 | 62.7079 | 144.6655 | 386.3286 | 8.6164 | 0
| 89 | 1567.1368 | 211.1299 | 261.1159 | 287.9559 | 7.4862 | 62.9104 | 150.7198 | 296.3595 | 8.3178 | 0 |  | 89 | 1571.2955 | 208.9929 | 262.8789 | 287.7448 | 7.4862 | 63.3579 | 150.6951 | 297.9835 | 8.5863 | 0 |  | 89 | 1577.675 | 227.626 | 268.2385 | 302.0932 | 7.4862 | 64.9453 | 139.7913 | 477.9856 | 8.9151 | 0 |  | 89 | 1576.1902 | 221.869 | 265.0732 | 302.6213 | 7.4862 | 64.9381 | 139.664 | 493.9089 | 8.9616 | 0 |  | 89 | 1577.6146 | 222.4536 | 270.1825 | 293.9714 | 7.4862 | 62.6759 | 144.3972 | 386.0536 | 8.6164 | 0
| 90 | 1559.4959 | 209.7526 | 260.5356 | 287.5097 | 7.4862 | 62.8793 | 150.4653 | 296.3939 | 8.3178 | 0 |  | 90 | 1563.3514 | 208.043 | 262.1436 | 287.3061 | 7.4862 | 63.3263 | 150.4378 | 298.0169 | 8.5863 | 0 |  | 90 | 1570.0251 | 226.3681 | 267.4193 | 301.5949 | 7.4862 | 64.9102 | 139.507 | 477.5463 | 8.9151 | 0 |  | 90 | 1568.3379 | 221.0263 | 264.0798 | 302.1275 | 7.4862 | 64.9033 | 139.3831 | 493.4239 | 8.9616 | 0 |  | 90 | 1569.9732 | 221.3985 | 269.1612 | 293.5088 | 7.4862 | 62.6441 | 144.1318 | 385.7937 | 8.6164 | 0
| 91 | 1551.2181 | 209.0546 | 259.9588 | 287.0174 | 7.4862 | 62.8482 | 150.2125 | 296.4445 | 8.3178 | 0 |  | 91 | 1555.1508 | 207.3839 | 261.3942 | 286.8473 | 7.4862 | 63.2948 | 150.1823 | 298.0672 | 8.5863 | 0 |  | 91 | 1561.9714 | 225.3478 | 266.6727 | 301.1901 | 7.4862 | 64.8751 | 139.2257 | 477.1267 | 8.9151 | 0 |  | 91 | 1559.9305 | 220.3999 | 263.3734 | 301.6852 | 7.4862 | 64.8687 | 139.1053 | 492.9588 | 8.9616 | 0 |  | 91 | 1561.8902 | 220.7148 | 268.2109 | 293.0457 | 7.4862 | 62.6125 | 143.8692 | 385.5491 | 8.6164 | 0
| 92 | 1543.0501 | 208.5115 | 259.0561 | 286.5865 | 7.4862 | 62.8173 | 149.9614 | 296.5117 | 8.3178 | 0 |  | 92 | 1547.0945 | 206.7349 | 260.4835 | 286.3952 | 7.4862 | 63.2634 | 149.9287 | 298.1348 | 8.5863 | 0 |  | 92 | 1554.1368 | 224.544 | 265.5525 | 300.7235 | 7.4862 | 64.8402 | 138.9473 | 476.7273 | 8.9151 | 0 |  | 92 | 1551.6907 | 219.5671 | 262.7296 | 301.2194 | 7.4862 | 64.8341 | 138.8305 | 492.5138 | 8.9616 | 0 |  | 92 | 1554.2057 | 219.8305 | 267.0415 | 292.6035 | 7.4862 | 62.5811 | 143.6093 | 385.3201 | 8.6164 | 0
| 93 | 1535.0894 | 207.7975 | 258.117 | 286.1556 | 7.4862 | 62.7864 | 149.7118 | 296.5955 | 8.3178 | 0 |  | 93 | 1539.1681 | 206.0272 | 259.473 | 285.972 | 7.4862 | 63.232 | 149.6766 | 298.2198 | 8.5863 | 0 |  | 93 | 1546.1749 | 223.8194 | 264.4803 | 300.2568 | 7.4862 | 64.8053 | 138.672 | 476.3483 | 8.9151 | 0 |  | 93 | 1543.6898 | 218.9157 | 261.6654 | 300.7536 | 7.4862 | 64.7997 | 138.5588 | 492.0892 | 8.9616 | 0 |  | 93 | 1546.089 | 219.1 | 266.1506 | 292.1613 | 7.4862 | 62.55 | 143.352 | 385.1066 | 8.6164 | 0
| 94 | 1527.2646 | 207.166 | 256.9594 | 285.7247 | 7.4862 | 62.7556 | 149.4637 | 296.6956 | 8.3178 | 0 |  | 94 | 1531.479 | 205.2958 | 258.2487 | 285.5487 | 7.4862 | 63.2006 | 149.4261 | 298.3218 | 8.5863 | 0 |  | 94 | 1538.1193 | 222.9906 | 263.6061 | 299.7902 | 7.4862 | 64.7706 | 138.3996 | 475.9894 | 8.9151 | 0 |  | 94 | 1535.5537 | 218.4391 | 260.5615 | 300.2878 | 7.4862 | 64.7653 | 138.2901 | 491.6846 | 8.9616 | 0 |  | 94 | 1537.8359 | 218.4296 | 265.336 | 291.7192 | 7.4862 | 62.519 | 143.0973 | 384.9085 | 8.6164 | 0
| 95 | 1519.3714 | 206.5294 | 255.8754 | 285.2938 | 7.4862 | 62.7249 | 149.2171 | 296.8115 | 8.3178 | 0 |  | 95 | 1523.6205 | 204.3722 | 257.3862 | 285.1255 | 7.4862 | 63.1694 | 149.1772 | 298.4404 | 8.5863 | 0 |  | 95 | 1530.2192 | 222.107 | 262.6359 | 299.3189 | 7.4862 | 64.7359 | 138.13 | 475.6503 | 8.9151 | 0 |  | 95 | 1527.8525 | 217.6433 | 259.348 | 299.816 | 7.4862 | 64.7311 | 138.0243 | 491.2999 | 8.9616 | 0 |  | 95 | 1529.8892 | 217.6046 | 264.3793 | 291.2673 | 7.4862 | 62.4882 | 142.8451 | 384.7253 | 8.6164 | 0
| 96 | 1511.7856 | 205.7505 | 254.6997 | 284.7894 | 7.4862 | 62.6942 | 148.972 | 296.9428 | 8.3178 | 0 |  | 96 | 1515.8517 | 203.7102 | 256.2343 | 284.6401 | 7.4862 | 63.1381 | 148.9299 | 298.575 | 8.5863 | 0 |  | 96 | 1522.5978 | 221.0868 | 261.5499 | 298.8212 | 7.4862 | 64.7014 | 137.8634 | 475.3308 | 8.9151 | 0 |  | 96 | 1520.5451 | 216.5261 | 258.0867 | 299.3195 | 7.4862 | 64.6969 | 137.7615 | 490.9345 | 8.9616 | 0 |  | 96 | 1522.1232 | 216.7514 | 263.2948 | 290.7908 | 7.4862 | 62.4577 | 142.5955 | 384.5565 | 8.6164 | 0
| 97 | 1503.9479 | 204.9832 | 253.6921 | 284.3574 | 7.4862 | 62.6636 | 148.7283 | 297.0889 | 8.3178 | 0 |  | 97 | 1508.2588 | 202.773 | 255.1279 | 284.2087 | 7.4862 | 63.107 | 148.6842 | 298.7253 | 8.5863 | 0 |  | 97 | 1514.7403 | 220.2658 | 260.4891 | 298.3352 | 7.4862 | 64.6669 | 137.5997 | 475.0305 | 8.9151 | 0 |  | 97 | 1512.3445 | 215.9109 | 257.2047 | 298.8351 | 7.4862 | 64.6628 | 137.5015 | 490.5881 | 8.9616 | 0 |  | 97 | 1514.0889 | 215.8871 | 262.4706 | 290.3333 | 7.4862 | 62.4273 | 142.3484 | 384.4017 | 8.6164 | 0
| 98 | 1495.5766 | 204.434 | 253.0628 | 283.8624 | 7.4862 | 62.633 | 148.4862 | 297.2493 | 8.3178 | 0 |  | 98 | 1499.7614 | 202.1669 | 254.6516 | 283.7205 | 7.4862 | 63.0758 | 148.4402 | 298.8906 | 8.5863 | 0 |  | 98 | 1507.1681 | 219.4535 | 259.1804 | 297.8031 | 7.4862 | 64.6325 | 137.3388 | 474.7491 | 8.9151 | 0 |  | 98 | 1504.1651 | 215.0402 | 256.5381 | 298.3695 | 7.4862 | 64.6288 | 137.2445 | 490.2604 | 8.9616 | 0 |  | 98 | 1506.6294 | 214.9847 | 261.1592 | 289.8263 | 7.4862 | 62.397 | 142.1038 | 384.2605 | 8.6164 | 0
| 99 | 1487.6675 | 203.3975 | 252.4478 | 283.3782 | 7.4862 | 62.6025 | 148.2455 | 297.4236 | 8.3178 | 0 |  | 99 | 1492.5116 | 200.9039 | 253.567 | 283.2501 | 7.4862 | 63.0447 | 148.1977 | 299.0705 | 8.5863 | 0 |  | 99 | 1499.2335 | 218.6291 | 258.1609 | 297.3563 | 7.4862 | 64.5982 | 137.0808 | 474.4863 | 8.9151 | 0 |  | 99 | 1496.8166 | 213.6765 | 255.4892 | 297.9481 | 7.4862 | 64.5949 | 136.9904 | 489.9509 | 8.9616 | 0 |  | 99 | 1499.0182 | 214.2679 | 259.7985 | 289.3348 | 7.4862 | 62.367 | 141.8617 | 384.1325 | 8.6164 | 0
| 100 | 1480.3313 | 202.3102 | 251.2719 | 282.9329 | 7.4862 | 62.572 | 148.0064 | 297.6113 | 8.3178 | 0 |  | 100 | 1484.5329 | 200.0906 | 252.7701 | 282.7709 | 7.4862 | 63.0137 | 147.9568 | 299.2644 | 8.5863 | 0 |  | 100 | 1491.3317 | 217.619 | 257.2115 | 296.9923 | 7.4862 | 64.564 | 136.8256 | 474.2419 | 8.9151 | 0 |  | 100 | 1488.9611 | 212.698 | 254.508 | 297.581 | 7.4862 | 64.5611 | 136.7392 | 489.6594 | 8.9616 | 0 |  | 100 | 1491.2994 | 213.1671 | 258.8485 | 288.924 | 7.4862 | 62.3371 | 141.622 | 384.0173 | 8.6164 | 0
| 101 | 1472.5976 | 201.4479 | 250.278 | 282.478 | 7.4862 | 62.5416 | 147.7688 | 297.8118 | 8.3178 | 0 |  | 101 | 1476.5928 | 199.2675 | 251.887 | 282.3493 | 7.4862 | 62.9827 | 147.7176 | 299.472 | 8.5863 | 0 |  | 101 | 1482.9523 | 216.9783 | 256.4367 | 296.5619 | 7.4862 | 64.5299 | 136.5732 | 474.0154 | 8.9151 | 0 |  | 101 | 1481.2726 | 211.6892 | 253.4338 | 297.1702 | 7.4862 | 64.5274 | 136.4908 | 489.3855 | 8.9616 | 0 |  | 101 | 1483.0652 | 212.3186 | 258.1591 | 288.5159 | 7.4862 | 62.3073 | 141.3848 | 383.9143 | 8.6164 | 0
| 102 | 1464.6177 | 200.5754 | 249.4895 | 282.0742 | 7.4862 | 62.5112 | 147.5327 | 298.0248 | 8.3178 | 0 |  | 102 | 1468.9654 | 198.4585 | 250.7098 | 281.8949 | 7.4862 | 62.9517 | 147.48 | 299.6927 | 8.5863 | 0 |  | 102 | 1474.9402 | 216.0967 | 255.5373 | 296.1297 | 7.4862 | 64.4958 | 136.3237 | 473.8067 | 8.9151 | 0 |  | 102 | 1473.315 | 210.9502 | 252.3722 | 296.7461 | 7.4862 | 64.4938 | 136.2452 | 489.1288 | 8.9616 | 0 |  | 102 | 1474.9952 | 211.4738 | 257.3063 | 288.1032 | 7.4862 | 62.2777 | 141.15 | 383.8233 | 8.6164 | 0
| 103 | 1456.7979 | 199.848 | 248.3936 | 281.6725 | 7.4862 | 62.4809 | 147.2981 | 298.2498 | 8.3178 | 0 |  | 103 | 1461.0726 | 197.6572 | 249.7353 | 281.4956 | 7.4862 | 62.9208 | 147.2439 | 299.926 | 8.5863 | 0 |  | 103 | 1466.8604 | 215.256 | 254.6605 | 295.7017 | 7.4862 | 64.4619 | 136.0769 | 473.6153 | 8.9151 | 0 |  | 103 | 1464.9753 | 210.3962 | 251.5058 | 296.3239 | 7.4862 | 64.4602 | 136.0025 | 488.8889 | 8.9616 | 0 |  | 103 | 1467.0099 | 210.5996 | 256.3931 | 287.6957 | 7.4862 | 62.2483 | 140.9176 | 383.7437 | 8.6164 | 0
| 104 | 1449.1811 | 198.8647 | 247.3578 | 281.2638 | 7.4862 | 62.4506 | 147.065 | 298.4861 | 8.3178 | 0 |  | 104 | 1453.663 | 196.4553 | 248.6756 | 281.0988 | 7.4862 | 62.8899 | 147.0095 | 300.1714 | 8.5863 | 0 |  | 104 | 1459.416 | 213.8634 | 253.7092 | 295.2648 | 7.4862 | 64.428 | 135.8328 | 473.441 | 8.9151 | 0 |  | 104 | 1457.2167 | 209.4577 | 250.4484 | 295.896 | 7.4862 | 64.4268 | 135.7625 | 488.6655 | 8.9616 | 0 |  | 104 | 1459.2746 | 209.6671 | 255.2988 | 287.2774 | 7.4862 | 62.2189 | 140.6876 | 383.6752 | 8.6164 | 0
| 105 | 1441.3039 | 197.9702 | 246.4886 | 280.8599 | 7.4862 | 62.4204 | 146.8335 | 298.7334 | 8.3178 | 0 |  | 105 | 1445.8781 | 195.6046 | 247.6442 | 280.6979 | 7.4862 | 62.859 | 146.7768 | 300.4284 | 8.5863 | 0 |  | 105 | 1452.2485 | 212.6623 | 252.2776 | 294.8396 | 7.4862 | 64.3942 | 135.5915 | 473.2836 | 8.9151 | 0 |  | 105 | 1450.1612 | 208.2341 | 248.9645 | 295.4767 | 7.4862 | 64.3934 | 135.5253 | 488.4583 | 8.9616 | 0 |  | 105 | 1452.0944 | 208.4213 | 253.951 | 286.871 | 7.4862 | 62.1897 | 140.46 | 383.6173 | 8.6164 | 0
| 106 | 1434.0164 | 196.9526 | 245.152 | 280.4569 | 7.4862 | 62.3901 | 146.6035 | 298.9912 | 8.3178 | 0 |  | 106 | 1438.2999 | 194.6047 | 246.5528 | 280.2995 | 7.4862 | 62.8282 | 146.5456 | 300.6965 | 8.5863 | 0 |  | 106 | 1444.0198 | 211.978 | 251.3957 | 294.4092 | 7.4862 | 64.3605 | 135.353 | 473.1426 | 8.9151 | 0 |  | 106 | 1441.8619 | 207.5593 | 248.1798 | 295.0531 | 7.4862 | 64.3601 | 135.2908 | 488.2668 | 8.9616 | 0 |  | 106 | 1443.9288 | 207.7502 | 253.0182 | 286.4603 | 7.4862 | 62.1607 | 140.2347 | 383.5696 | 8.6164 | 0
| 107 | 1426.4196 | 196.1219 | 243.9378 | 280.0538 | 7.4862 | 62.36 | 146.375 | 299.259 | 8.3178 | 0 |  | 107 | 1430.6828 | 193.6822 | 245.4228 | 279.901 | 7.4862 | 62.7974 | 146.3161 | 300.9753 | 8.5863 | 0 |  | 107 | 1435.9377 | 211.0176 | 250.6433 | 293.9788 | 7.4862 | 64.3269 | 135.1171 | 473.0177 | 8.9151 | 0 |  | 107 | 1433.5336 | 206.7843 | 247.5243 | 294.6296 | 7.4862 | 64.3269 | 135.0591 | 488.0906 | 8.9616 | 0 |  | 107 | 1435.7518 | 206.9109 | 252.2649 | 286.0496 | 7.4862 | 62.1317 | 140.0117 | 383.5317 | 8.6164 | 0
| 108 | 1418.3963 | 195.2399 | 243.2014 | 279.6508 | 7.4862 | 62.3298 | 146.148 | 299.5362 | 8.3178 | 0 |  | 108 | 1422.0309 | 193.44 | 244.6473 | 279.5026 | 7.4862 | 62.7666 | 146.0883 | 301.2643 | 8.5863 | 0 |  | 108 | 1427.7777 | 210.4172 | 249.6089 | 293.5484 | 7.4862 | 64.2934 | 134.884 | 472.9088 | 8.9151 | 0 |  | 108 | 1425.7703 | 206.0391 | 246.274 | 294.2061 | 7.4862 | 64.2937 | 134.8301 | 487.9296 | 8.9616 | 0 |  | 108 | 1427.6913 | 206.0658 | 251.4011 | 285.6388 | 7.4862 | 62.1029 | 139.7911 | 383.5031 | 8.6164 | 0
| 109 | 1410.3551 | 194.696 | 242.1447 | 279.2477 | 7.4862 | 62.2997 | 145.9227 | 299.8225 | 8.3178 | 0 |  | 109 | 1414.3444 | 192.5078 | 243.5965 | 279.1042 | 7.4862 | 62.7359 | 145.862 | 301.5628 | 8.5863 | 0 |  | 109 | 1419.46 | 209.8144 | 248.7345 | 293.118 | 7.4862 | 64.2599 | 134.6535 | 472.8154 | 8.9151 | 0 |  | 109 | 1418.2291 | 204.9855 | 245.11 | 293.7825 | 7.4862 | 64.2606 | 134.6038 | 487.7831 | 8.9616 | 0 |  | 109 | 1419.7004 | 205.32 | 250.3683 | 285.2281 | 7.4862 | 62.0741 | 139.5727 | 383.4834 | 8.6164 | 0
| 110 | 1401.8379 | 194.3606 | 241.3556 | 278.8447 | 7.4862 | 62.2696 | 145.6988 | 300.1173 | 8.3178 | 0 |  | 110 | 1406.0133 | 191.9558 | 242.8101 | 278.7057 | 7.4862 | 62.7052 | 145.6374 | 301.8706 | 8.5863 | 0 |  | 110 | 1412.1171 | 208.7709 | 247.3259 | 292.6876 | 7.4862 | 64.2265 | 134.4257 | 472.7373 | 8.9151 | 0 |  | 110 | 1409.6225 | 204.4074 | 244.5359 | 293.359 | 7.4862 | 64.2277 | 134.3802 | 487.651 | 8.9616 | 0 |  | 110 | 1411.9088 | 204.4537 | 249.2566 | 284.8174 | 7.4862 | 62.0454 | 139.3566 | 383.4722 | 8.6164 | 0
| 111 | 1393.7411 | 193.6426 | 240.5288 | 278.4417 | 7.4862 | 62.2395 | 145.4765 | 300.4202 | 8.3178 | 0 |  | 111 | 1398.338 | 190.8347 | 241.937 | 278.3073 | 7.4862 | 62.6745 | 145.4144 | 302.187 | 8.5863 | 0 |  | 111 | 1404.2095 | 207.9254 | 246.2841 | 292.2573 | 7.4862 | 64.1932 | 134.2006 | 472.6741 | 8.9151 | 0 |  | 111 | 1401.8197 | 203.3254 | 243.6619 | 292.9354 | 7.4862 | 64.1947 | 134.1592 | 487.5329 | 8.9616 | 0 |  | 111 | 1404.0848 | 203.5152 | 248.2495 | 284.4066 | 7.4862 | 62.0169 | 139.1427 | 383.4691 | 8.6164 | 0
| 112 | 1385.8115 | 192.7053 | 239.7539 | 278.0386 | 7.4862 | 62.2095 | 145.2558 | 300.7306 | 8.3178 | 0 |  | 112 | 1390.1251 | 190.1983 | 241.1167 | 277.9089 | 7.4862 | 62.6438 | 145.1931 | 302.5115 | 8.5863 | 0 |  | 112 | 1395.9045 | 207.0751 | 245.6455 | 291.8259 | 7.4862 | 64.16 | 133.978 | 472.6256 | 8.9151 | 0 |  | 112 | 1393.7271 | 202.4618 | 242.8594 | 292.5119 | 7.4862 | 64.1619 | 133.9409 | 487.4283 | 8.9616 | 0 |  | 112 | 1395.8907 | 202.7798 | 247.4095 | 283.9959 | 7.4862 | 61.9884 | 138.931 | 383.4736 | 8.6164 | 0
| 113 | 1378.027 | 191.8919 | 238.7223 | 277.6234 | 7.4862 | 62.1795 | 145.0366 | 301.0481 | 8.3178 | 0 |  | 113 | 1382.4178 | 189.1307 | 240.2363 | 277.4964 | 7.4862 | 62.6132 | 144.9734 | 302.8438 | 8.5863 | 0 |  | 113 | 1387.5866 | 206.4094 | 244.8539 | 291.3758 | 7.4862 | 64.1268 | 133.7581 | 472.5914 | 8.9151 | 0 |  | 113 | 1385.7142 | 201.6589 | 241.9354 | 292.0694 | 7.4862 | 64.1291 | 133.7251 | 487.337 | 8.9616 | 0 |  | 113 | 1388.1021 | 201.9746 | 246.2491 | 283.5698 | 7.4862 | 61.96 | 138.7216 | 383.4853 | 8.6164 | 0
| 114 | 1370.149 | 191.0457 | 237.8131 | 277.212 | 7.4862 | 62.1495 | 144.819 | 301.3722 | 8.3178 | 0 |  | 114 | 1374.4221 | 188.3468 | 239.3526 | 277.0916 | 7.4862 | 62.5825 | 144.7554 | 303.1832 | 8.5863 | 0 |  | 114 | 1379.8109 | 205.4673 | 243.777 | 290.9452 | 7.4862 | 64.0937 | 133.5408 | 472.5713 | 8.9151 | 0 |  | 114 | 1377.4632 | 201.0057 | 241.0827 | 291.6439 | 7.4862 | 64.0964 | 133.512 | 487.2585 | 8.9616 | 0 |  | 114 | 1379.8346 | 201.2905 | 245.4344 | 283.1558 | 7.4862 | 61.9316 | 138.5143 | 383.5038 | 8.6164 | 0
| 115 | 1362.3026 | 189.7836 | 237.2805 | 276.8085 | 7.4862 | 62.1195 | 144.603 | 301.7023 | 8.3178 | 0 |  | 115 | 1366.6869 | 187.1705 | 238.5937 | 276.6942 | 7.4862 | 62.5519 | 144.539 | 303.5293 | 8.5863 | 0 |  | 115 | 1371.5238 | 204.7233 | 243.0115 | 290.5165 | 7.4862 | 64.0607 | 133.3261 | 472.5649 | 8.9151 | 0 |  | 115 | 1369.3778 | 200.2615 | 240.1526 | 291.2212 | 7.4862 | 64.0638 | 133.3014 | 487.1925 | 8.9616 | 0 |  | 115 | 1371.8796 | 200.5073 | 244.4025 | 282.7456 | 7.4862 | 61.9034 | 138.3092 | 383.5287 | 8.6164 | 0
| 116 | 1355.0047 | 188.5246 | 236.1961 | 276.405 | 7.4862 | 62.0895 | 144.3886 | 302.0381 | 8.3178 | 0 |  | 116 | 1358.7202 | 186.3866 | 237.6736 | 276.2968 | 7.4862 | 62.5213 | 144.3243 | 303.8816 | 8.5863 | 0 |  | 116 | 1363.9575 | 203.5108 | 241.9937 | 290.0879 | 7.4862 | 64.0278 | 133.1139 | 472.5719 | 8.9151 | 0 |  | 116 | 1361.657 | 199.2208 | 239.1544 | 290.7986 | 7.4862 | 64.0313 | 133.0934 | 487.1386 | 8.9616 | 0 |  | 116 | 1363.7368 | 199.6011 | 243.6816 | 282.3353 | 7.4862 | 61.8751 | 138.1063 | 383.5595 | 8.6164 | 0
| 117 | 1347.2445 | 187.6726 | 235.1671 | 276.0015 | 7.4862 | 62.0595 | 144.1757 | 302.3791 | 8.3178 | 0 |  | 117 | 1351.1677 | 185.1925 | 236.7497 | 275.8994 | 7.4862 | 62.4907 | 144.1113 | 304.2396 | 8.5863 | 0 |  | 117 | 1355.9757 | 202.6654 | 241.0242 | 289.6593 | 7.4862 | 63.9949 | 132.9043 | 472.592 | 8.9151 | 0 |  | 117 | 1354.0631 | 198.2134 | 237.996 | 290.376 | 7.4862 | 63.9988 | 132.888 | 487.0966 | 8.9616 | 0 |  | 117 | 1355.7291 | 198.7435 | 242.7768 | 281.9251 | 7.4862 | 61.847 | 137.9055 | 383.5958 | 8.6164 | 0
| 118 | 1339.2153 | 186.8771 | 234.3505 | 275.598 | 7.4862 | 62.0296 | 143.9644 | 302.7246 | 8.3178 | 0 |  | 118 | 1343.3428 | 184.5222 | 235.5743 | 275.502 | 7.4862 | 62.4601 | 143.8999 | 304.6029 | 8.5863 | 0 |  | 118 | 1348.3687 | 201.5945 | 239.9055 | 289.2307 | 7.4862 | 63.9621 | 132.6972 | 472.625 | 8.9151 | 0 |  | 118 | 1346.2556 | 197.144 | 237.1132 | 289.9533 | 7.4862 | 63.9663 | 132.685 | 487.0659 | 8.9616 | 0 |  | 118 | 1348.2232 | 197.7522 | 241.5039 | 281.5149 | 7.4862 | 61.8188 | 137.7067 | 383.6372 | 8.6164 | 0
| 119 | 1331.9022 | 186.1208 | 232.7786 | 275.1945 | 7.4862 | 61.9996 | 143.7547 | 303.0744 | 8.3178 | 0 |  | 119 | 1336.0245 | 183.5544 | 234.1898 | 275.1046 | 7.4862 | 62.4296 | 143.6901 | 304.9708 | 8.5863 | 0 |  | 119 | 1340.7774 | 200.5663 | 238.7282 | 288.8021 | 7.4862 | 63.9294 | 132.4926 | 472.6705 | 8.9151 | 0 |  | 119 | 1338.9152 | 195.9546 | 235.8834 | 289.5307 | 7.4862 | 63.934 | 132.4846 | 487.0463 | 8.9616 | 0 |  | 119 | 1340.9325 | 196.2596 | 240.5173 | 281.1047 | 7.4862 | 61.7907 | 137.5101 | 383.6833 | 8.6164 | 0
| 120 | 1324.2312 | 185.1695 | 231.7598 | 274.791 | 7.4862 | 61.9697 | 143.5466 | 303.4278 | 8.3178 | 0 |  | 120 | 1328.5379 | 182.5138 | 233.0465 | 274.7071 | 7.4862 | 62.399 | 143.4821 | 305.343 | 8.5863 | 0 |  | 120 | 1333.5594 | 198.9946 | 237.7213 | 288.3734 | 7.4862 | 63.8968 | 132.2905 | 472.7282 | 8.9151 | 0 |  | 120 | 1331.9913 | 194.6331 | 234.3691 | 289.108 | 7.4862 | 63.9017 | 132.2866 | 487.0373 | 8.9616 | 0 |  | 120 | 1333.7019 | 195.0595 | 239.1778 | 280.6944 | 7.4862 | 61.7627 | 137.3155 | 383.7336 | 8.6164 | 0
| 121 | 1316.5011 | 184.1557 | 230.8712 | 274.3786 | 7.4862 | 61.9397 | 143.34 | 303.7844 | 8.3178 | 0 |  | 121 | 1320.4522 | 181.6931 | 232.2881 | 274.304 | 7.4862 | 62.3685 | 143.2757 | 305.7188 | 8.5863 | 0 |  | 121 | 1326.2595 | 197.5711 | 236.667 | 287.9258 | 7.4862 | 63.8642 | 132.0909 | 472.7977 | 8.9151 | 0 |  | 121 | 1324.4603 | 193.0629 | 233.7278 | 288.6681 | 7.4862 | 63.8694 | 132.0911 | 487.0387 | 8.9616 | 0 |  | 121 | 1326.3957 | 193.5184 | 238.2665 | 280.2728 | 7.4862 | 61.7346 | 137.123 | 383.7877 | 8.6164 | 2
| 122 | 1308.3387 | 183.2017 | 230.3574 | 273.9642 | 7.4862 | 61.9098 | 143.1351 | 304.1437 | 8.3178 | 0 |  | 122 | 1312.3135 | 180.8555 | 231.6047 | 273.8957 | 7.4862 | 62.3379 | 143.0709 | 306.098 | 8.5863 | 0 |  | 122 | 1318.1099 | 196.5695 | 236.0232 | 287.4954 | 7.4862 | 63.8316 | 131.8937 | 472.8789 | 8.9151 | 0 |  | 122 | 1316.1494 | 192.1495 | 233.194 | 288.244 | 7.4862 | 63.8373 | 131.898 | 487.0501 | 8.9616 | 0 |  | 122 | 1317.8885 | 192.8235 | 237.7001 | 279.861 | 7.4862 | 61.7066 | 136.9325 | 383.8451 | 8.6164 | 5
| 123 | 1300.2578 | 182.7067 | 229.2925 | 273.5602 | 7.4862 | 61.8798 | 142.9318 | 304.5052 | 8.3178 | 0 |  | 123 | 1303.9608 | 180.4934 | 230.6498 | 273.4976 | 7.4862 | 62.3074 | 142.8679 | 306.4798 | 8.5863 | 0 |  | 123 | 1309.3413 | 196.107 | 235.4596 | 287.065 | 7.4862 | 63.7992 | 131.699 | 472.9714 | 8.9151 | 0 |  | 123 | 1307.9184 | 191.4684 | 232.3479 | 287.8199 | 7.4862 | 63.8052 | 131.7074 | 487.071 | 8.9616 | 0 |  | 123 | 1309.5206 | 192.0054 | 237.1178 | 279.4492 | 7.4862 | 61.6786 | 136.744 | 383.9056 | 8.6164 | 8
| 124 | 1292.188 | 182.0673 | 228.3609 | 273.1561 | 7.4862 | 61.8498 | 142.7301 | 304.8685 | 8.3178 | 0 |  | 124 | 1295.7757 | 179.863 | 229.7954 | 273.0994 | 7.4862 | 62.2768 | 142.6665 | 306.8639 | 8.5863 | 0 |  | 124 | 1301.3362 | 195.1698 | 234.607 | 286.6345 | 7.4862 | 63.7668 | 131.5068 | 473.0749 | 8.9151 | 0 |  | 124 | 1299.1585 | 190.9996 | 231.8184 | 287.3957 | 7.4862 | 63.7731 | 131.5191 | 487.1012 | 8.9616 | 0 |  | 124 | 1301.3388 | 191.1937 | 236.3429 | 279.0373 | 7.4862 | 61.6506 | 136.5575 | 383.9685 | 8.6164 | 10
| 125 | 1284.1601 | 181.078 | 227.7375 | 272.7521 | 7.4862 | 61.8199 | 142.53 | 305.233 | 8.3178 | 0 |  | 125 | 1288.1621 | 178.4909 | 229.1114 | 272.7013 | 7.4862 | 62.2463 | 142.4668 | 307.2498 | 8.5863 | 0 |  | 125 | 1292.7085 | 194.6939 | 233.9157 | 286.2041 | 7.4862 | 63.7344 | 131.3169 | 473.189 | 8.9151 | 0 |  | 125 | 1291.1388 | 190.2353 | 230.8442 | 286.9716 | 7.4862 | 63.7411 | 131.3332 | 487.1403 | 8.9616 | 0 |  | 125 | 1293.1204 | 190.4537 | 235.5328 | 278.6255 | 7.4862 | 61.6226 | 136.373 | 384.0336 | 8.6164 | 13
| 126 | 1275.6248 | 180.4736 | 227.2364 | 272.3481 | 7.4862 | 61.7899 | 142.3315 | 305.5983 | 8.3178 | 0 |  | 126 | 1279.6521 | 177.7748 | 228.6677 | 272.3031 | 7.4862 | 62.2157 | 142.2688 | 307.6369 | 8.5863 | 0 |  | 126 | 1285.0057 | 193.3922 | 233.1254 | 285.7736 | 7.4862 | 63.7022 | 131.1294 | 473.3135 | 8.9151 | 0 |  | 126 | 1282.616 | 189.6098 | 230.2343 | 286.5474 | 7.4862 | 63.7092 | 131.1497 | 487.1878 | 8.9616 | 0 |  | 126 | 1284.5848 | 189.8796 | 234.8741 | 278.2136 | 7.4862 | 61.5945 | 136.1904 | 384.1003 | 8.6164 | 16
| 127 | 1267.4692 | 179.5781 | 226.6469 | 271.9441 | 7.4862 | 61.7599 | 142.1346 | 305.9638 | 8.3178 | 0 |  | 127 | 1271.4027 | 176.9864 | 228.0355 | 271.905 | 7.4862 | 62.1852 | 142.0724 | 308.0248 | 8.5863 | 0 |  | 127 | 1276.8031 | 192.6283 | 232.297 | 285.3432 | 7.4862 | 63.67 | 130.9444 | 473.4481 | 8.9151 | 0 |  | 127 | 1274.5048 | 188.9447 | 229.2524 | 286.1233 | 7.4862 | 63.6773 | 130.9686 | 487.2436 | 8.9616 | 0 |  | 127 | 1276.247 | 189.2172 | 234.1059 | 277.8018 | 7.4862 | 61.5665 | 136.0098 | 384.1683 | 8.6164 | 19
| 128 | 1260.3367 | 178.3314 | 225.4419 | 271.54 | 7.4862 | 61.7299 | 141.9394 | 306.3292 | 8.3178 | 0 |  | 128 | 1263.6453 | 176.1179 | 226.9918 | 271.5068 | 7.4862 | 62.1546 | 141.8778 | 308.413 | 8.5863 | 0 |  | 128 | 1269.156 | 191.9642 | 231.4332 | 284.9128 | 7.4862 | 63.6378 | 130.7616 | 473.5925 | 8.9151 | 0 |  | 128 | 1266.8796 | 188.2548 | 228.3794 | 285.6992 | 7.4862 | 63.6454 | 130.7897 | 487.3071 | 8.9616 | 0 |  | 128 | 1268.4604 | 188.6979 | 233.0565 | 277.3899 | 7.4862 | 61.5384 | 135.831 | 384.2371 | 8.6164 | 21
| 129 | 1253.606 | 177.26 | 224.6334 | 271.136 | 7.4862 | 61.6998 | 141.7458 | 306.6938 | 8.3178 | 0 |  | 129 | 1256.8431 | 175.1033 | 226.0493 | 271.1087 | 7.4862 | 62.124 | 141.6848 | 308.8009 | 8.5863 | 0 |  | 129 | 1261.7825 | 191.298 | 230.7357 | 284.4823 | 7.4862 | 63.6057 | 130.5813 | 473.7463 | 8.9151 | 0 |  | 129 | 1260.7416 | 186.4925 | 227.5666 | 285.275 | 7.4862 | 63.6136 | 130.6132 | 487.378 | 8.9616 | 0 |  | 129 | 1262.0975 | 187.0821 | 232.3156 | 276.9781 | 7.4862 | 61.5103 | 135.6541 | 384.3063 | 8.6164 | 24
| 130 | 1246.4841 | 176.3828 | 224.0218 | 270.732 | 7.4862 | 61.6698 | 141.5538 | 307.0573 | 8.3178 | 0 |  | 130 | 1249.7468 | 174.1998 | 225.4139 | 270.7105 | 7.4862 | 62.0935 | 141.4935 | 309.1882 | 8.5863 | 0 |  | 130 | 1255.2862 | 190.0472 | 229.7456 | 284.0519 | 7.4862 | 63.5737 | 130.4032 | 473.9093 | 8.9151 | 0 |  | 130 | 1253.7168 | 185.6105 | 226.7604 | 284.8509 | 7.4862 | 63.5819 | 130.439 | 487.456 | 8.9616 | 0 |  | 130 | 1255.4167 | 186.0522 | 231.3067 | 276.5662 | 7.4862 | 61.4822 | 135.4791 | 384.3755 | 8.6164 | 27
| 131 | 1239.8805 | 175.1975 | 223.2001 | 270.3279 | 7.4862 | 61.6397 | 141.3635 | 307.4191 | 8.3178 | 0 |  | 131 | 1242.9298 | 173.2938 | 224.5017 | 270.3124 | 7.4862 | 62.0629 | 141.304 | 309.5742 | 8.5863 | 0 |  | 131 | 1248.0143 | 189.2738 | 229.0536 | 283.6215 | 7.4862 | 63.5417 | 130.2275 | 474.0811 | 8.9151 | 0 |  | 131 | 1246.3659 | 184.7606 | 226.2481 | 284.4268 | 7.4862 | 63.5502 | 130.267 | 487.5408 | 8.9616 | 0 |  | 131 | 1248.1282 | 185.273 | 230.6549 | 276.1544 | 7.4862 | 61.454 | 135.306 | 384.4442 | 8.6164 | 30
| 132 | 1232.728 | 174.5551 | 222.3778 | 269.9306 | 7.4862 | 61.6096 | 141.1748 | 307.7788 | 8.3178 | 0 |  | 132 | 1235.8795 | 172.3515 | 223.8514 | 269.9219 | 7.4862 | 62.0323 | 141.1161 | 309.9585 | 8.5863 | 0 |  | 132 | 1241.0349 | 188.4384 | 228.1221 | 283.2001 | 7.4862 | 63.5098 | 130.054 | 474.2614 | 8.9151 | 0 |  | 132 | 1239.1613 | 183.8253 | 225.6664 | 284.0112 | 7.4862 | 63.5186 | 130.0973 | 487.6318 | 8.9616 | 0 |  | 132 | 1241.4106 | 184.3013 | 229.6152 | 275.752 | 7.4862 | 61.4258 | 135.1347 | 384.5121 | 8.6164 | 32
| 133 | 1225.4729 | 173.8219 | 221.754 | 269.528 | 7.4862 | 61.5795 | 140.9878 | 308.1358 | 8.3178 | 0 |  | 133 | 1228.5914 | 171.5689 | 223.2857 | 269.525 | 7.4862 | 62.0017 | 140.9299 | 310.3407 | 8.5863 | 0 |  | 133 | 1233.797 | 187.6696 | 227.39 | 282.7712 | 7.4862 | 63.4779 | 129.8829 | 474.45 | 8.9151 | 0 |  | 133 | 1232.0087 | 183.1169 | 224.8127 | 283.5886 | 7.4862 | 63.487 | 129.9298 | 487.7288 | 8.9616 | 0 |  | 133 | 1233.7185 | 183.7314 | 229.1561 | 275.3418 | 7.4862 | 61.3975 | 134.9652 | 384.5786 | 8.6164 | 35
| 134 | 1218.3406 | 173.0872 | 221.0039 | 269.1304 | 7.4862 | 61.5493 | 140.8024 | 308.4897 | 8.3178 | 0 |  | 134 | 1222.2243 | 170.4268 | 222.1583 | 269.1281 | 7.4862 | 61.971 | 140.7455 | 310.7201 | 8.5863 | 0 |  | 134 | 1227.3488 | 186.4711 | 226.2904 | 282.3498 | 7.4862 | 63.4461 | 129.714 | 474.6466 | 8.9151 | 0 |  | 134 | 1225.0752 | 182.2025 | 223.9401 | 283.172 | 7.4862 | 63.4555 | 129.7645 | 487.8315 | 8.9616 | 0 |  | 134 | 1227.2735 | 182.7457 | 227.8583 | 274.9389 | 7.4862 | 61.3692 | 134.7975 | 384.6434 | 8.6164 | 38
| 135 | 1210.953 | 172.2948 | 220.562 | 268.7376 | 7.4862 | 61.5191 | 140.6186 | 308.84 | 8.3178 | 0 |  | 135 | 1214.7917 | 169.679 | 221.6911 | 268.7424 | 7.4862 | 61.9404 | 140.5627 | 311.0964 | 8.5863 | 0 |  | 135 | 1220.1913 | 185.7121 | 225.4727 | 281.9163 | 7.4862 | 63.4144 | 129.5473 | 474.8508 | 8.9151 | 0 |  | 135 | 1218.5408 | 181.1873 | 222.7744 | 282.7501 | 7.4862 | 63.424 | 129.6013 | 487.9394 | 8.9616 | 0 |  | 135 | 1220.2449 | 181.7042 | 227.2006 | 274.5352 | 7.4862 | 61.3408 | 134.6315 | 384.7061 | 8.6164 | 41
| 136 | 1204.5513 | 171.3441 | 219.2958 | 268.3417 | 7.4862 | 61.4889 | 140.4366 | 309.1863 | 8.3178 | 0 |  | 136 | 1208.4417 | 168.4644 | 220.6146 | 268.3502 | 7.4862 | 61.9097 | 140.3817 | 311.469 | 8.5863 | 0 |  | 136 | 1213.153 | 184.8784 | 224.6106 | 281.4827 | 7.4862 | 63.3827 | 129.3829 | 475.0622 | 8.9151 | 0 |  | 136 | 1211.5186 | 180.313 | 221.9587 | 282.325 | 7.4862 | 63.3925 | 129.4404 | 488.0521 | 8.9616 | 0 |  | 136 | 1213.3619 | 180.8871 | 226.1755 | 274.129 | 7.4862 | 61.3123 | 134.4673 | 384.7661 | 8.6164 | 44
| 137 | 1197.7345 | 170.4742 | 218.3637 | 267.9457 | 7.4862 | 61.4586 | 140.2561 | 309.5279 | 8.3178 | 0 |  | 137 | 1201.4411 | 167.8061 | 219.6321 | 267.9581 | 7.4862 | 61.879 | 140.2023 | 311.8375 | 8.5863 | 0 |  | 137 | 1206.282 | 184.0996 | 223.5262 | 281.0492 | 7.4862 | 63.351 | 129.2207 | 475.2808 | 8.9151 | 0 |  | 137 | 1204.6818 | 179.4042 | 220.9923 | 281.9 | 7.4862 | 63.3611 | 129.2816 | 488.1695 | 8.9616 | 0 |  | 137 | 1206.7667 | 179.8418 | 225.0908 | 273.7228 | 7.4862 | 61.2838 | 134.3048 | 384.8232 | 8.6164 | 46
| 138 | 1191.1266 | 169.3997 | 217.4273 | 267.5498 | 7.4862 | 61.4283 | 140.0774 | 309.8645 | 8.3178 | 0 |  | 138 | 1195.1183 | 166.5917 | 218.5282 | 267.5659 | 7.4862 | 61.8483 | 140.0247 | 312.2012 | 8.5863 | 0 |  | 138 | 1199.8879 | 182.9186 | 222.3673 | 280.6156 | 7.4862 | 63.3194 | 129.0607 | 475.506 | 8.9151 | 0 |  | 138 | 1197.7408 | 178.5402 | 220.085 | 281.4749 | 7.4862 | 63.3298 | 129.1249 | 488.2909 | 8.9616 | 0 |  | 138 | 1200.2279 | 178.9786 | 223.7677 | 273.3165 | 7.4862 | 61.2551 | 134.1441 | 384.8768 | 8.6164 | 49
| 139 | 1183.6159 | 168.713 | 217.0042 | 267.1557 | 7.4862 | 61.398 | 139.9003 | 310.1956 | 8.3178 | 0 |  | 139 | 1187.8463 | 165.8272 | 217.9229 | 267.1744 | 7.4862 | 61.8176 | 139.8488 | 312.5599 | 8.5863 | 0 |  | 139 | 1192.4194 | 182.1723 | 221.8443 | 280.1857 | 7.4862 | 63.2879 | 128.9028 | 475.7376 | 8.9151 | 0 |  | 139 | 1190.2482 | 178.1497 | 219.2527 | 281.0533 | 7.4862 | 63.2984 | 128.9704 | 488.4162 | 8.9616 | 0 |  | 139 | 1192.3899 | 178.453 | 223.4027 | 272.9138 | 7.4862 | 61.2264 | 133.985 | 384.9266 | 8.6164 | 52
| 140 | 1176.4348 | 168.1705 | 216.1097 | 266.7592 | 7.4862 | 61.3676 | 139.7249 | 310.5206 | 8.3178 | 0 |  | 140 | 1180.8626 | 165.1409 | 216.9511 | 266.7828 | 7.4862 | 61.7868 | 139.6746 | 312.9128 | 8.5863 | 0 |  | 140 | 1185.0698 | 181.5459 | 221.0906 | 279.7477 | 7.4862 | 63.2564 | 128.7472 | 475.9754 | 8.9151 | 0 |  | 140 | 1182.9103 | 177.504 | 218.5282 | 280.6241 | 7.4862 | 63.2671 | 128.8179 | 488.5449 | 8.9616 | 0 |  | 140 | 1185.1605 | 177.918 | 222.4463 | 272.5032 | 7.4862 | 61.1975 | 133.8276 | 384.9721 | 8.6164 | 55
| 141 | 1169.1781 | 167.6782 | 215.2443 | 266.359 | 7.4862 | 61.3372 | 139.5512 | 310.8391 | 8.3178 | 0 |  | 141 | 1172.987 | 164.8424 | 216.488 | 266.3867 | 7.4862 | 61.756 | 139.5022 | 313.2597 | 8.5863 | 0 |  | 141 | 1177.4493 | 181.0559 | 220.4727 | 279.3084 | 7.4862 | 63.2249 | 128.5936 | 476.2189 | 8.9151 | 0 |  | 141 | 1175.8384 | 176.6534 | 217.7437 | 280.1939 | 7.4862 | 63.2359 | 128.6675 | 488.6767 | 8.9616 | 0 |  | 141 | 1177.9062 | 176.8479 | 222.0512 | 272.0912 | 7.4862 | 61.1686 | 133.6718 | 385.0129 | 8.6164 | 58
| 142 | 1162.621 | 166.6916 | 214.1734 | 265.9587 | 7.4862 | 61.3067 | 139.3792 | 311.1506 | 8.3178 | 0 |  | 142 | 1166.0275 | 163.8625 | 215.7902 | 265.9906 | 7.4862 | 61.7252 | 139.3314 | 313.5999 | 8.5863 | 0 |  | 142 | 1170.6288 | 179.7711 | 219.8513 | 278.8675 | 7.4862 | 63.1935 | 128.4422 | 476.4679 | 8.9151 | 0 |  | 142 | 1168.5553 | 175.9278 | 217.0454 | 279.7636 | 7.4862 | 63.2047 | 128.5192 | 488.8113 | 8.9616 | 0 |  | 142 | 1170.6203 | 176.1913 | 221.275 | 271.6786 | 7.4862 | 61.1395 | 133.5177 | 385.0485 | 8.6164 | 61
| 143 | 1155.9358 | 165.8548 | 213.0883 | 265.5513 | 7.4862 | 61.2762 | 139.2088 | 311.4546 | 8.3178 | 0 |  | 143 | 1158.8659 | 163.4147 | 214.7704 | 265.5863 | 7.4862 | 61.6943 | 139.1624 | 313.933 | 8.5863 | 0 |  | 143 | 1163.3735 | 179.2076 | 218.9425 | 278.4274 | 7.4862 | 63.1621 | 128.2929 | 476.7221 | 8.9151 | 0 |  | 143 | 1161.9624 | 174.6767 | 216.1776 | 279.3382 | 7.4862 | 63.1735 | 128.3729 | 488.9481 | 8.9616 | 0 |  | 143 | 1163.734 | 175.3173 | 220.3194 | 271.263 | 7.4862 | 61.1103 | 133.3652 | 385.0786 | 8.6164 | 64
| 144 | 1148.391 | 165.4089 | 212.4728 | 265.1428 | 7.4862 | 61.2456 | 139.0402 | 311.7506 | 8.3178 | 0 |  | 144 | 1152.1032 | 162.6181 | 213.7038 | 265.179 | 7.4862 | 61.6635 | 138.9952 | 314.2584 | 8.5863 | 0 |  | 144 | 1156.0675 | 178.5436 | 218.1765 | 277.9957 | 7.4862 | 63.1308 | 128.1457 | 476.9812 | 8.9151 | 0 |  | 144 | 1155.3118 | 173.7878 | 214.9753 | 278.943 | 7.4862 | 63.1423 | 128.2286 | 489.087 | 8.9616 | 0 |  | 144 | 1156.184 | 174.7223 | 219.7504 | 270.8456 | 7.4862 | 61.081 | 133.2143 | 385.1027 | 8.6164 | 66
| 145 | 1140.7707 | 165.0472 | 211.8403 | 264.7427 | 7.4862 | 61.2149 | 138.8732 | 312.0382 | 8.3178 | 0 |  | 145 | 1145.0107 | 161.6013 | 213.1775 | 264.7812 | 7.4862 | 61.6325 | 138.8296 | 314.5758 | 8.5863 | 0 |  | 145 | 1149.397 | 177.5793 | 217.0309 | 277.6084 | 7.4862 | 63.0995 | 128.0006 | 477.2449 | 8.9151 | 0 |  | 145 | 1147.7685 | 173.3711 | 214.1707 | 278.5704 | 7.4862 | 63.1112 | 128.0863 | 489.2275 | 8.9616 | 0 |  | 145 | 1149.0449 | 173.9846 | 218.8956 | 270.4459 | 7.4862 | 61.0516 | 133.0649 | 385.1203 | 8.6164 | 69
| 146 | 1133.5398 | 164.2621 | 211.2444 | 264.3399 | 7.4862 | 61.1842 | 138.7079 | 312.3169 | 8.3178 | 0 |  | 146 | 1137.5383 | 161.155 | 212.4607 | 264.3833 | 7.4862 | 61.6016 | 138.6658 | 314.8845 | 8.5863 | 0 |  | 146 | 1141.7239 | 176.9229 | 216.5891 | 277.212 | 7.4862 | 63.0683 | 127.8576 | 477.5129 | 8.9151 | 0 |  | 146 | 1140.4468 | 172.5021 | 213.6115 | 278.1831 | 7.4862 | 63.0801 | 127.946 | 489.3693 | 8.9616 | 0 |  | 146 | 1141.6354 | 173.251 | 218.303 | 270.0501 | 7.4862 | 61.022 | 132.9171 | 385.1311 | 8.6164 | 72
| 147 | 1126.2247 | 163.7278 | 210.4774 | 263.9417 | 7.4862 | 61.1534 | 138.5444 | 312.5861 | 8.3178 | 0 |  | 147 | 1130.2842 | 160.366 | 211.8683 | 263.9854 | 7.4862 | 61.5706 | 138.5038 | 315.1841 | 8.5863 | 2 |  | 147 | 1134.8937 | 176.0895 | 215.4831 | 276.8139 | 7.4862 | 63.0371 | 127.7165 | 477.7848 | 8.9151 | 0 |  | 147 | 1132.967 | 171.7967 | 213.0491 | 277.7935 | 7.4862 | 63.0491 | 127.8076 | 489.5119 | 8.9616 | 0 |  | 147 | 1135.201 | 172.2181 | 217.0129 | 269.6762 | 7.4862 | 60.9923 | 132.7709 | 385.1347 | 8.6164 | 75
| 148 | 1119.7129 | 162.3908 | 209.6885 | 263.5647 | 7.4862 | 61.1226 | 138.3826 | 312.8454 | 8.3178 | 0 |  | 148 | 1123.6246 | 159.2622 | 211.0063 | 263.5775 | 7.4862 | 61.5395 | 138.3434 | 315.4742 | 8.5863 | 6 |  | 148 | 1127.3651 | 175.2273 | 215.1114 | 276.4088 | 7.4862 | 63.006 | 127.5776 | 478.0604 | 8.9151 | 0 |  | 148 | 1125.598 | 170.9029 | 212.5702 | 277.398 | 7.4862 | 63.018 | 127.6712 | 489.6551 | 8.9616 | 0 |  | 148 | 1127.6238 | 171.4546 | 216.6062 | 269.2922 | 7.4862 | 60.9624 | 132.6261 | 385.1306 | 8.6164 | 78
| 149 | 1112.7819 | 161.4142 | 208.9512 | 263.1949 | 7.4862 | 61.0917 | 138.2224 | 313.0943 | 8.3178 | 0 |  | 149 | 1116.4039 | 158.5165 | 210.3297 | 263.1871 | 7.4862 | 61.5084 | 138.1849 | 315.7541 | 8.5863 | 9 |  | 149 | 1119.9009 | 174.4264 | 214.605 | 276.0126 | 7.4862 | 62.9749 | 127.4406 | 478.3393 | 8.9151 | 0 |  | 149 | 1118.7508 | 170.1015 | 211.4686 | 277.011 | 7.4862 | 62.987 | 127.5367 | 489.7985 | 8.9616 | 1 |  | 149 | 1119.8596 | 170.9536 | 216.114 | 268.9182 | 7.4862 | 60.9323 | 132.4829 | 385.1183 | 8.6164 | 81
| 150 | 1105.4614 | 160.5137 | 208.5274 | 262.8251 | 7.4862 | 61.0607 | 138.064 | 313.3323 | 8.3178 | 0 |  | 150 | 1109.1271 | 157.7451 | 209.7134 | 262.8183 | 7.4862 | 61.4773 | 138.0281 | 316.0235 | 8.5863 | 13 |  | 150 | 1112.123 | 174.0926 | 213.9452 | 275.6163 | 7.4862 | 62.9438 | 127.3056 | 478.6213 | 8.9151 | 3 |  | 150 | 1111.0426 | 169.4476 | 211.0804 | 276.6241 | 7.4862 | 62.9561 | 127.404 | 489.9417 | 8.9616 | 4 |  | 150 | 1112.3114 | 170.373 | 215.4853 | 268.5443 | 7.4862 | 60.9021 | 132.3411 | 385.0975 | 8.6164 | 84
| 151 | 1098.3032 | 159.4172 | 208.1372 | 262.4553 | 7.4862 | 61.0297 | 137.9073 | 313.559 | 8.3178 | 0 |  | 151 | 1101.7481 | 156.7708 | 209.4021 | 262.4496 | 7.4862 | 61.4461 | 137.873 | 316.2818 | 8.5863 | 17 |  | 151 | 1104.5783 | 173.4065 | 213.4046 | 275.2201 | 7.4862 | 62.9127 | 127.1726 | 478.906 | 8.9151 | 6 |  | 151 | 1103.0899 | 169.024 | 210.7065 | 276.2371 | 7.4862 | 62.9251 | 127.2733 | 490.0844 | 8.9616 | 7 |  | 151 | 1105.1772 | 169.4957 | 214.7394 | 268.1703 | 7.4862 | 60.8717 | 132.2007 | 385.0678 | 8.6164 | 87
| 152 | 1090.4239 | 159.1038 | 207.685 | 262.0855 | 7.4862 | 60.9986 | 137.7524 | 313.7738 | 8.3178 | 0 |  | 152 | 1094.0032 | 156.3044 | 208.9487 | 262.0809 | 7.4862 | 61.4149 | 137.7197 | 316.5285 | 8.5863 | 20 |  | 152 | 1097.5114 | 172.4669 | 212.6397 | 274.8238 | 7.4862 | 62.8817 | 127.0416 | 479.1932 | 8.9151 | 10 |  | 152 | 1095.7775 | 168.1223 | 210.1703 | 275.8502 | 7.4862 | 62.8942 | 127.1444 | 490.2262 | 8.9616 | 10 |  | 152 | 1097.6482 | 168.9851 | 214.0217 | 267.7963 | 7.4862 | 60.8412 | 132.0618 | 385.0286 | 8.6164 | 89
| 153 | 1083.2103 | 158.356 | 207.0016 | 261.7157 | 7.4862 | 60.9674 | 137.5992 | 313.9762 | 8.3178 | 0 |  | 153 | 1086.801 | 155.2443 | 208.5464 | 261.7121 | 7.4862 | 61.3837 | 137.5681 | 316.7632 | 8.5863 | 24 |  | 153 | 1090.1385 | 171.6425 | 212.0656 | 274.4276 | 7.4862 | 62.8508 | 126.9125 | 479.4825 | 8.9151 | 13 |  | 153 | 1088.3711 | 167.2373 | 209.7115 | 275.4632 | 7.4862 | 62.8633 | 127.0174 | 490.3667 | 8.9616 | 12 |  | 153 | 1090.4475 | 168.1143 | 213.3357 | 267.4223 | 7.4862 | 60.8104 | 131.9243 | 384.9796 | 8.6164 | 92
| 154 | 1076.0863 | 157.9186 | 205.9182 | 261.3459 | 7.4862 | 60.9362 | 137.4477 | 314.1659 | 8.3178 | 0 |  | 154 | 1080.3919 | 154.2068 | 207.3284 | 261.3434 | 7.4862 | 61.3523 | 137.4183 | 316.9853 | 8.5863 | 28 |  | 154 | 1082.9941 | 170.7525 | 211.3285 | 274.0313 | 7.4862 | 62.8199 | 126.7853 | 479.7736 | 8.9151 | 16 |  | 154 | 1081.8178 | 166.1373 | 208.6145 | 275.0763 | 7.4862 | 62.8324 | 126.8921 | 490.5055 | 8.9616 | 15 |  | 154 | 1083.5657 | 166.8444 | 212.73 | 267.0483 | 7.4862 | 60.7795 | 131.7882 | 384.9204 | 8.6164 | 95
| 155 | 1069.4182 | 156.9173 | 204.9445 | 260.9744 | 7.4862 | 60.9048 | 137.2979 | 314.3422 | 8.3178 | 1 |  | 155 | 1073.9769 | 153.1734 | 206.113 | 260.9739 | 7.4862 | 61.321 | 137.2703 | 317.1944 | 8.5863 | 32 |  | 155 | 1076.9244 | 169.208 | 210.1815 | 273.6249 | 7.4862 | 62.789 | 126.6601 | 480.0663 | 8.9151 | 19 |  | 155 | 1075.2952 | 165.057 | 207.4751 | 274.6815 | 7.4862 | 62.8015 | 126.7687 | 490.6424 | 8.9616 | 18 |  | 155 | 1076.8579 | 165.8045 | 211.725 | 266.6696 | 7.4862 | 60.7484 | 131.6535 | 384.8505 | 8.6164 | 98
| 156 | 1062.57 | 156.0104 | 204.0694 | 260.5899 | 7.4862 | 60.8734 | 137.1499 | 314.5047 | 8.3178 | 3 |  | 156 | 1067.1442 | 152.269 | 205.1907 | 260.5999 | 7.4862 | 61.2895 | 137.124 | 317.3899 | 8.5863 | 35 |  | 156 | 1069.9609 | 168.0893 | 209.5024 | 273.2184 | 7.4862 | 62.7581 | 126.5367 | 480.3602 | 8.9151 | 22 |  | 156 | 1068.4786 | 164.0499 | 206.5508 | 274.2922 | 7.4862 | 62.7707 | 126.6471 | 490.7769 | 8.9616 | 21 |  | 156 | 1070.1577 | 164.4515 | 211.0318 | 266.2846 | 7.4862 | 60.717 | 131.5201 | 384.7695 | 8.6164 | 101
| 157 | 1055.879 | 154.8185 | 203.322 | 260.2057 | 7.4862 | 60.8419 | 137.0037 | 314.653 | 8.3178 | 6 |  | 157 | 1059.5298 | 151.7268 | 204.6964 | 260.2175 | 7.4862 | 61.2581 | 136.9795 | 317.5714 | 8.5863 | 39 |  | 157 | 1062.8333 | 167.3168 | 208.6489 | 272.8044 | 7.4862 | 62.7273 | 126.4152 | 480.655 | 8.9151 | 26 |  | 157 | 1061.2352 | 163.2924 | 205.8133 | 273.8934 | 7.4862 | 62.7399 | 126.5272 | 490.9087 | 8.9616 | 24 |  | 157 | 1063.1737 | 163.5903 | 210.1402 | 265.89 | 7.4862 | 60.6855 | 131.3881 | 384.6769 | 8.6164 | 104
| 158 | 1048.0319 | 154.4426 | 202.9184 | 259.8175 | 7.4862 | 60.8103 | 136.8592 | 314.7865 | 8.3178 | 9 |  | 158 | 1051.6448 | 151.3844 | 204.2761 | 259.8317 | 7.4862 | 61.2265 | 136.8367 | 317.7384 | 8.5863 | 43 |  | 158 | 1055.7468 | 166.3156 | 207.9729 | 272.4004 | 7.4862 | 62.6965 | 126.2956 | 480.9504 | 8.9151 | 29 |  | 158 | 1053.9453 | 162.1289 | 205.5251 | 273.4978 | 7.4862 | 62.709 | 126.409 | 491.0375 | 8.9616 | 26 |  | 158 | 1055.8956 | 162.6176 | 209.644 | 265.5055 | 7.4862 | 60.6537 | 131.2574 | 384.5725 | 8.6164 | 107
| 159 | 1040.8436 | 153.716 | 202.189 | 259.4471 | 7.4862 | 60.7786 | 136.7164 | 314.9047 | 8.3178 | 12 |  | 159 | 1044.3336 | 150.8055 | 203.5007 | 259.4639 | 7.4862 | 61.1949 | 136.6958 | 317.8904 | 8.5863 | 46 |  | 159 | 1048.545 | 165.2985 | 207.4154 | 272.009 | 7.4862 | 62.6657 | 126.1778 | 481.2461 | 8.9151 | 32 |  | 159 | 1046.5391 | 161.4564 | 204.8487 | 273.1157 | 7.4862 | 62.6783 | 126.2926 | 491.1627 | 8.9616 | 29 |  | 159 | 1048.6336 | 161.8774 | 208.8844 | 265.136 | 7.4862 | 60.6217 | 131.1279 | 384.4556 | 8.6164 | 110
| 160 | 1033.6694 | 152.9936 | 201.4414 | 259.0767 | 7.4862 | 60.7468 | 136.5754 | 315.0072 | 8.3178 | 14 |  | 160 | 1037.08 | 150.2084 | 202.6859 | 259.0962 | 7.4862 | 61.1633 | 136.5566 | 318.0268 | 8.5863 | 50 |  | 160 | 1040.7036 | 164.669 | 207.1101 | 271.6177 | 7.4862 | 62.6349 | 126.0619 | 481.5418 | 8.9151 | 35 |  | 160 | 1039.0084 | 160.8455 | 204.2353 | 272.7335 | 7.4862 | 62.6475 | 126.1779 | 491.2842 | 8.9616 | 32 |  | 160 | 1040.702 | 161.3844 | 208.5472 | 264.7665 | 7.4862 | 60.5895 | 130.9998 | 384.3259 | 8.6164 | 113
| 161 | 1025.9034 | 152.4575 | 201.0991 | 258.7063 | 7.4862 | 60.7149 | 136.4362 | 315.0935 | 8.3178 | 17 |  | 161 | 1029.3042 | 149.5629 | 202.4415 | 258.7284 | 7.4862 | 61.1315 | 136.4192 | 318.1472 | 8.5863 | 54 |  | 161 | 1033.0472 | 164.1162 | 206.5429 | 271.2264 | 7.4862 | 62.6042 | 125.9477 | 481.8372 | 8.9151 | 39 |  | 161 | 1031.4647 | 160.3179 | 203.5516 | 272.3514 | 7.4862 | 62.6167 | 126.0649 | 491.4015 | 8.9616 | 35 |  | 161 | 1032.9137 | 160.8328 | 208.1252 | 264.3969 | 7.4862 | 60.557 | 130.8729 | 384.183 | 8.6164 | 116
| 162 | 1018.5912 | 151.7636 | 200.461 | 258.3359 | 7.4862 | 60.683 | 136.2988 | 315.1631 | 8.3178 | 20 |  | 162 | 1021.8028 | 148.9976 | 201.8426 | 258.3606 | 7.4862 | 61.0997 | 136.2835 | 318.2511 | 8.5863 | 58 |  | 162 | 1025.7769 | 163.3216 | 205.8315 | 270.835 | 7.4862 | 62.5735 | 125.8354 | 482.132 | 8.9151 | 42 |  | 162 | 1023.6351 | 159.9157 | 203.0283 | 271.9693 | 7.4862 | 62.5859 | 125.9535 | 491.5143 | 8.9616 | 38 |  | 162 | 1025.4549 | 160.5027 | 207.1522 | 264.0274 | 7.4862 | 60.5243 | 130.7472 | 384.0265 | 8.6164 | 118
| 163 | 1011.6967 | 150.7059 | 199.7143 | 258.0201 | 7.4862 | 60.6509 | 136.1631 | 315.2154 | 8.3178 | 23 |  | 163 | 1014.8668 | 148.0137 | 201.0676 | 258.0223 | 7.4862 | 61.0679 | 136.1497 | 318.3381 | 8.5863 | 61 |  | 163 | 1017.6942 | 163.0691 | 205.2617 | 270.5723 | 7.4862 | 62.5429 | 125.7248 | 482.4258 | 8.9151 | 45 |  | 163 | 1016.0119 | 158.9639 | 202.7315 | 271.7039 | 7.4862 | 62.5552 | 125.8437 | 491.6222 | 8.9616 | 40 |  | 163 | 1017.7541 | 159.7843 | 206.6897 | 263.7776 | 7.4862 | 60.4913 | 130.6228 | 383.8559 | 8.6164 | 121
| 164 | 1003.5946 | 150.1792 | 199.5599 | 257.7887 | 7.4862 | 60.6187 | 136.0292 | 315.2501 | 8.3178 | 25 |  | 164 | 1007.1446 | 147.275 | 200.7178 | 257.7996 | 7.4862 | 61.036 | 136.0176 | 318.4075 | 8.5863 | 65 |  | 164 | 1010.4166 | 162.415 | 204.3875 | 270.2105 | 7.4862 | 62.5122 | 125.616 | 482.7185 | 8.9151 | 48 |  | 164 | 1008.8427 | 157.9641 | 202.0985 | 271.3687 | 7.4862 | 62.5244 | 125.7356 | 491.7249 | 8.9616 | 43 |  | 164 | 1010.5015 | 158.8465 | 206.0822 | 263.4442 | 7.4862 | 60.4581 | 130.4995 | 383.6707 | 8.6164 | 124
| 165 | 995.9372 | 149.6766 | 199.0899 | 257.4041 | 7.4862 | 60.5865 | 135.8971 | 315.2667 | 8.3178 | 28 |  | 165 | 999.0615 | 146.9933 | 200.4312 | 257.4176 | 7.4862 | 61.004 | 135.8874 | 318.459 | 8.5863 | 69 |  | 165 | 1003.2585 | 161.4011 | 203.7979 | 269.8044 | 7.4862 | 62.4816 | 125.5089 | 483.0096 | 8.9151 | 52 |  | 165 | 1001.5058 | 157.13 | 201.5292 | 270.9717 | 7.4862 | 62.4937 | 125.6291 | 491.8219 | 8.9616 | 46 |  | 165 | 1003.4824 | 157.9397 | 205.2607 | 263.0602 | 7.4862 | 60.4246 | 130.3774 | 383.4707 | 8.6164 | 127
| 166 | 988.7549 | 148.7013 | 198.6175 | 257.0195 | 7.4862 | 60.5541 | 135.7667 | 315.2646 | 8.3178 | 31 |  | 166 | 991.7761 | 146.3603 | 199.6981 | 257.0357 | 7.4862 | 60.9719 | 135.7589 | 318.492 | 8.5863 | 73 |  | 166 | 995.8298 | 160.652 | 203.2141 | 269.3984 | 7.4862 | 62.451 | 125.4036 | 483.2989 | 8.9151 | 55 |  | 166 | 994.2446 | 156.3973 | 200.7829 | 270.5748 | 7.4862 | 62.463 | 125.5242 | 491.9129 | 8.9616 | 49 |  | 166 | 996.1042 | 157.146 | 204.6852 | 262.6763 | 7.4862 | 60.3909 | 130.2565 | 383.2552 | 8.6164 | 130
| 167 | 981.7229 | 147.9676 | 197.7531 | 256.6349 | 7.4862 | 60.5216 | 135.6382 | 315.2433 | 8.3178 | 34 |  | 167 | 984.7159 | 145.6065 | 198.8607 | 256.6537 | 7.4862 | 60.9398 | 135.6322 | 318.506 | 8.5863 | 76 |  | 167 | 988.2927 | 159.6626 | 202.9789 | 268.9924 | 7.4862 | 62.4205 | 125.2999 | 483.5861 | 8.9151 | 58 |  | 167 | 986.5514 | 155.877 | 200.2561 | 270.1779 | 7.4862 | 62.4322 | 125.4209 | 491.9976 | 8.9616 | 52 |  | 167 | 988.4343 | 156.489 | 204.2646 | 262.2923 | 7.4862 | 60.3568 | 130.1367 | 383.024 | 8.6164 | 133
| 168 | 975.196 | 146.7395 | 196.8781 | 256.2502 | 7.4862 | 60.489 | 135.5114 | 315.2025 | 8.3178 | 36 |  | 168 | 977.9376 | 144.3471 | 198.247 | 256.2718 | 7.4862 | 60.9075 | 135.5073 | 318.5005 | 8.5863 | 80 |  | 168 | 981.1479 | 158.8918 | 202.1328 | 268.5863 | 7.4862 | 62.3899 | 125.198 | 483.8708 | 8.9151 | 61 |  | 168 | 979.2193 | 154.9418 | 199.7832 | 269.7809 | 7.4862 | 62.4015 | 125.3191 | 492.0757 | 8.9616 | 55 |  | 168 | 981.2535 | 155.4999 | 203.6871 | 261.9083 | 7.4862 | 60.3225 | 130.018 | 382.7766 | 8.6164 | 136
| 169 | 967.9837 | 145.9926 | 196.2073 | 255.8656 | 7.4862 | 60.4563 | 135.3865 | 315.1415 | 8.3178 | 39 |  | 169 | 970.9579 | 143.4274 | 197.495 | 255.8899 | 7.4862 | 60.8752 | 135.3843 | 318.4751 | 8.5863 | 84 |  | 169 | 974.1616 | 157.8744 | 201.3748 | 268.1803 | 7.4862 | 62.3594 | 125.0978 | 484.1527 | 8.9151 | 65 |  | 169 | 972.5944 | 153.7274 | 198.8822 | 269.384 | 7.4862 | 62.3708 | 125.2188 | 492.1466 | 8.9616 | 57 |  | 169 | 974.6307 | 154.3975 | 202.665 | 261.5243 | 7.4862 | 60.2879 | 129.9005 | 382.5126 | 8.6164 | 139
| 170 | 960.5604 | 145.5712 | 195.4219 | 255.481 | 7.4862 | 60.4234 | 135.2634 | 315.0599 | 8.3178 | 42 |  | 170 | 964.0861 | 142.6149 | 196.5279 | 255.5079 | 7.4862 | 60.8429 | 135.263 | 318.4293 | 8.5863 | 88 |  | 170 | 967.2024 | 156.8138 | 200.6352 | 267.7721 | 7.4862 | 62.3289 | 124.9992 | 484.4317 | 8.9151 | 68 |  | 170 | 965.722 | 152.8246 | 197.9182 | 268.9859 | 7.4862 | 62.3401 | 125.1201 | 492.2101 | 8.9616 | 60 |  | 170 | 967.2644 | 153.6923 | 201.989 | 261.1403 | 7.4862 | 60.253 | 129.7839 | 382.2314 | 8.6164 | 142
| 171 | 953.6951 | 144.7973 | 194.4476 | 255.0799 | 7.4862 | 60.3905 | 135.142 | 314.9573 | 8.3178 | 45 |  | 171 | 957.3961 | 141.7149 | 195.4813 | 255.1112 | 7.4862 | 60.8104 | 135.1435 | 318.3625 | 8.5863 | 92 |  | 171 | 960.4804 | 155.896 | 199.5256 | 267.3538 | 7.4862 | 62.2984 | 124.9022 | 484.7072 | 8.9151 | 71 |  | 171 | 959.0356 | 151.9078 | 196.7942 | 268.5761 | 7.4862 | 62.3093 | 125.0228 | 492.2658 | 8.9616 | 63 |  | 171 | 960.8432 | 152.5498 | 200.8157 | 260.7459 | 7.4862 | 60.2178 | 129.6685 | 381.9328 | 8.6164 | 145
| 172 | 946.9205 | 144.0078 | 193.3768 | 254.7001 | 7.4862 | 60.3574 | 135.0225 | 314.8331 | 8.3178 | 47 |  | 172 | 950.3804 | 140.8721 | 194.6837 | 254.734 | 7.4862 | 60.7779 | 135.0258 | 318.2743 | 8.5863 | 95 |  | 172 | 954.0386 | 154.7086 | 198.3881 | 266.9529 | 7.4862 | 62.2679 | 124.8069 | 484.9791 | 8.9151 | 74 |  | 172 | 952.4022 | 150.8765 | 195.7136 | 268.184 | 7.4862 | 62.2786 | 124.927 | 492.3134 | 8.9616 | 66 |  | 172 | 954.1634 | 151.4931 | 199.7997 | 260.3671 | 7.4862 | 60.1823 | 129.5541 | 381.6163 | 8.6164 | 147
| 173 | 939.6027 | 143.4338 | 192.6338 | 254.3202 | 7.4862 | 60.3242 | 134.9048 | 314.6869 | 8.3178 | 50 |  | 173 | 943.3136 | 139.9963 | 193.9701 | 254.3567 | 7.4862 | 60.7453 | 134.91 | 318.1641 | 8.5863 | 99 |  | 173 | 946.847 | 153.6854 | 197.836 | 266.552 | 7.4862 | 62.2374 | 124.7132 | 485.247 | 8.9151 | 78 |  | 173 | 945.4325 | 149.8419 | 194.9729 | 267.792 | 7.4862 | 62.2479 | 124.8326 | 492.3525 | 8.9616 | 69 |  | 173 | 947.129 | 150.3482 | 199.2265 | 259.9882 | 7.4862 | 60.1465 | 129.4407 | 381.2815 | 8.6164 | 150
| 174 | 932.7645 | 142.4774 | 192.0213 | 253.9404 | 7.4862 | 60.2909 | 134.7889 | 314.5181 | 8.3178 | 53 |  | 174 | 936.5426 | 138.9374 | 193.1808 | 253.9795 | 7.4862 | 60.7126 | 134.796 | 318.0315 | 8.5863 | 103 |  | 174 | 941.1883 | 152.4198 | 196.777 | 266.1511 | 7.4862 | 62.207 | 124.621 | 485.5107 | 8.9151 | 81 |  | 174 | 938.9255 | 149.1419 | 194.2008 | 267.3999 | 7.4862 | 62.2172 | 124.7397 | 492.3827 | 8.9616 | 71 |  | 174 | 940.87 | 149.4683 | 198.1941 | 259.6093 | 7.4862 | 60.1103 | 129.3283 | 380.9278 | 8.6164 | 153
| 175 | 926.5642 | 141.5325 | 191.3445 | 253.5605 | 7.4862 | 60.2575 | 134.6748 | 314.3263 | 8.3178 | 56 |  | 175 | 930.1151 | 138.2653 | 192.4281 | 253.6023 | 7.4862 | 60.6798 | 134.6837 | 317.876 | 8.5863 | 107 |  | 175 | 934.983 | 151.5159 | 196.0121 | 265.7502 | 7.4862 | 62.1766 | 124.5305 | 485.7697 | 8.9151 | 84 |  | 175 | 932.5078 | 148.5301 | 193.3754 | 267.0079 | 7.4862 | 62.1864 | 124.6482 | 492.4036 | 8.9616 | 74 |  | 175 | 934.2653 | 148.9835 | 197.4063 | 259.2304 | 7.4862 | 60.0738 | 129.2169 | 380.555 | 8.6164 | 156
| 176 | 919.7701 | 141.0104 | 190.8386 | 253.1807 | 7.4862 | 60.2239 | 134.5626 | 314.111 | 8.3178 | 59 |  | 176 | 923.371 | 137.6885 | 191.8966 | 253.2251 | 7.4862 | 60.6469 | 134.5733 | 317.6971 | 8.5863 | 110 |  | 176 | 927.8002 | 151.2868 | 195.5548 | 265.3444 | 7.4862 | 62.1461 | 124.4415 | 486.0239 | 8.9151 | 88 |  | 176 | 925.3029 | 148.2813 | 192.9744 | 266.6158 | 7.4862 | 62.1557 | 124.5581 | 492.415 | 8.9616 | 77 |  | 176 | 927.4516 | 148.6405 | 196.6893 | 258.848 | 7.4862 | 60.037 | 129.1064 | 380.1626 | 8.6164 | 159
| 177 | 912.8965 | 140.5865 | 190.3947 | 252.7204 | 7.4862 | 60.1902 | 134.4522 | 313.8718 | 8.3178 | 61 |  | 177 | 916.1805 | 137.309 | 191.6518 | 252.8104 | 7.4862 | 60.6139 | 134.4648 | 317.4943 | 8.5863 | 114 |  | 177 | 921.2173 | 150.5501 | 195.1019 | 264.8418 | 7.4862 | 62.1157 | 124.354 | 486.2729 | 8.9151 | 91 |  | 177 | 919.0103 | 147.1917 | 192.5943 | 266.1312 | 7.4862 | 62.1249 | 124.4693 | 492.4164 | 8.9616 | 80 |  | 177 | 920.8105 | 147.8056 | 196.3886 | 258.3684 | 7.4862 | 59.9999 | 128.9969 | 379.7501 | 8.6164 | 162
| 178 | 906.3886 | 139.6688 | 190.0573 | 252.2816 | 7.4862 | 60.1564 | 134.3437 | 313.608 | 8.3178 | 64 |  | 178 | 909.8561 | 136.1786 | 191.3464 | 252.341 | 7.4862 | 60.5809 | 134.358 | 317.2671 | 8.5863 | 118 |  | 178 | 914.4395 | 149.6818 | 194.8374 | 264.4773 | 7.4862 | 62.0853 | 124.2681 | 486.5164 | 8.9151 | 94 |  | 178 | 912.0053 | 146.5153 | 192.421 | 265.739 | 7.4862 | 62.0942 | 124.3819 | 492.4074 | 8.9616 | 83 |  | 178 | 913.8737 | 147.2143 | 196.055 | 257.974 | 7.4862 | 59.9623 | 128.8883 | 379.3172 | 8.6164 | 165
| 179 | 900.42 | 138.4688 | 189.3821 | 251.9234 | 7.4862 | 60.1224 | 134.2369 | 313.3193 | 8.3178 | 67 |  | 179 | 903.3706 | 135.3778 | 190.7711 | 251.973 | 7.4862 | 60.5477 | 134.2531 | 317.015 | 8.5863 | 122 |  | 179 | 908.2499 | 148.5875 | 194.2097 | 264.1139 | 7.4862 | 62.0549 | 124.1837 | 486.7541 | 8.9151 | 97 |  | 179 | 905.7305 | 145.3955 | 191.9259 | 265.3817 | 7.4862 | 62.0634 | 124.2959 | 492.3878 | 8.9616 | 86 |  | 179 | 907.9464 | 145.7707 | 195.5202 | 257.6235 | 7.4862 | 59.9245 | 128.7806 | 378.8634 | 8.6164 | 168
| 180 | 894.0625 | 137.4367 | 188.9266 | 251.5668 | 7.4862 | 60.0883 | 134.1321 | 313.0052 | 8.3178 | 70 |  | 180 | 896.528 | 134.9823 | 190.132 | 251.6206 | 7.4862 | 60.5145 | 134.15 | 316.7376 | 8.5863 | 125 |  | 180 | 901.6249 | 147.8004 | 193.7102 | 263.7504 | 7.4862 | 62.0246 | 124.1008 | 486.9857 | 8.9151 | 101 |  | 180 | 899.396 | 144.4841 | 191.2824 | 265.0244 | 7.4862 | 62.0326 | 124.2111 | 492.3572 | 8.9616 | 88 |  | 180 | 901.6056 | 144.9034 | 194.8227 | 257.2731 | 7.4862 | 59.8863 | 128.6738 | 378.3882 | 8.6164 | 170
| 181 | 887.5844 | 136.5546 | 188.4415 | 251.2102 | 7.4862 | 60.054 | 134.029 | 312.6651 | 8.3178 | 72 |  | 181 | 890.099 | 134.0437 | 189.6227 | 251.2681 | 7.4862 | 60.4811 | 134.0487 | 316.4342 | 8.5863 | 129 |  | 181 | 895.0626 | 147.1134 | 193.0479 | 263.3869 | 7.4862 | 61.9942 | 124.0194 | 487.2109 | 8.9151 | 104 |  | 181 | 893.3825 | 142.9262 | 190.9642 | 264.667 | 7.4862 | 62.0018 | 124.1277 | 492.3151 | 8.9616 | 91 |  | 181 | 894.8532 | 144.2631 | 194.3098 | 256.9226 | 7.4862 | 59.8477 | 128.5678 | 377.8913 | 8.6164 | 173
| 182 | 881.836 | 135.2936 | 187.6057 | 250.8535 | 7.4862 | 60.0196 | 133.9279 | 312.2986 | 8.3178 | 75 |  | 182 | 884.042 | 133.0559 | 188.7903 | 250.9156 | 7.4862 | 60.4477 | 133.9493 | 316.1045 | 8.5863 | 133 |  | 182 | 888.3977 | 146.4886 | 192.426 | 263.0235 | 7.4862 | 61.9638 | 123.9394 | 487.4294 | 8.9151 | 107 |  | 182 | 887.1717 | 142.0118 | 190.1997 | 264.3097 | 7.4862 | 61.971 | 124.0455 | 492.2612 | 8.9616 | 94 |  | 182 | 888.6084 | 143.2804 | 193.6315 | 256.5721 | 7.4862 | 59.8087 | 128.4627 | 377.3722 | 8.6164 | 176
| 183 | 875.8614 | 133.94 | 187.026 | 250.5596 | 7.4862 | 59.985 | 133.8286 | 311.9053 | 8.3178 | 78 |  | 183 | 878.3903 | 131.691 | 187.9298 | 250.5631 | 7.4862 | 60.4141 | 133.8517 | 315.7479 | 8.5863 | 137 |  | 183 | 881.8195 | 145.6348 | 191.8556 | 262.7509 | 7.4862 | 61.9335 | 123.8608 | 487.6408 | 8.9151 | 110 |  | 183 | 880.781 | 141.2522 | 189.4002 | 264.0127 | 7.4862 | 61.9402 | 123.9646 | 492.1952 | 8.9616 | 97 |  | 183 | 882.1845 | 142.303 | 193.0238 | 256.3249 | 7.4862 | 59.7693 | 128.3583 | 376.8306 | 8.6164 | 179
| 184 | 869.1256 | 133.4531 | 186.2765 | 250.33 | 7.4862 | 59.9503 | 133.7311 | 311.4847 | 8.3178 | 81 |  | 184 | 871.4731 | 131.2979 | 187.249 | 250.3246 | 7.4862 | 60.3805 | 133.756 | 315.3641 | 8.5863 | 140 |  | 184 | 876.0964 | 143.8574 | 191.3122 | 262.5197 | 7.4862 | 61.9031 | 123.7837 | 487.845 | 8.9151 | 113 |  | 184 | 874.3338 | 140.4256 | 188.6552 | 263.7846 | 7.4862 | 61.9094 | 123.8849 | 492.1169 | 8.9616 | 100 |  | 184 | 875.8686 | 141.1098 | 192.4952 | 256.1065 | 7.4862 | 59.7296 | 128.2548 | 376.266 | 8.6164 | 182
| 185 | 863.0128 | 132.3842 | 185.576 | 250.0103 | 7.4862 | 59.9155 | 133.6355 | 311.0373 | 8.3178 | 83 |  | 185 | 865.2004 | 130.1798 | 186.6471 | 250.0879 | 7.4862 | 60.3467 | 133.6621 | 314.9536 | 8.5863 | 144 |  | 185 | 870.0092 | 142.7844 | 190.5342 | 262.1829 | 7.4862 | 61.8728 | 123.708 | 488.042 | 8.9151 | 117 |  | 185 | 867.9302 | 139.5103 | 188.0445 | 263.4673 | 7.4862 | 61.8785 | 123.8064 | 492.0263 | 8.9616 | 102 |  | 185 | 869.8485 | 139.6673 | 192.032 | 255.7761 | 7.4862 | 59.6895 | 128.1521 | 375.6791 | 8.6164 | 185
| 186 | 857.08 | 131.7868 | 184.2413 | 249.6733 | 7.4862 | 59.8805 | 133.5418 | 310.5639 | 8.3178 | 86 |  | 186 | 859.1737 | 129.394 | 185.5618 | 249.7561 | 7.4862 | 60.3129 | 133.5701 | 314.517 | 8.5863 | 148 |  | 186 | 863.9913 | 141.7347 | 189.671 | 261.8385 | 7.4862 | 61.8425 | 123.6338 | 488.2321 | 8.9151 | 120 |  | 186 | 862.5027 | 138.0115 | 187.0625 | 263.1287 | 7.4862 | 61.8476 | 123.7293 | 491.924 | 8.9616 | 105 |  | 186 | 863.9089 | 138.5128 | 191.2003 | 255.4457 | 7.4862 | 59.649 | 128.0503 | 375.0702 | 8.6164 | 188
| 187 | 850.7543 | 131.1502 | 183.3387 | 249.3363 | 7.4862 | 59.8454 | 133.45 | 310.0648 | 8.3178 | 89 |  | 187 | 853.3213 | 128.3571 | 184.5533 | 249.4243 | 7.4862 | 60.279 | 133.4799 | 314.0549 | 8.5863 | 151 |  | 187 | 857.6731 | 140.7635 | 189.0358 | 261.4882 | 7.4862 | 61.8122 | 123.561 | 488.4153 | 8.9151 | 123 |  | 187 | 856.2322 | 137.3503 | 186.0889 | 262.7871 | 7.4862 | 61.8168 | 123.6533 | 491.8101 | 8.9616 | 108 |  | 187 | 857.636 | 137.886 | 190.178 | 255.1115 | 7.4862 | 59.6082 | 127.9494 | 374.4402 | 8.6164 | 190
| 188 | 843.9745 | 130.7948 | 182.6315 | 248.977 | 7.4862 | 59.8102 | 133.3601 | 309.5409 | 8.3178 | 91 |  | 188 | 846.7184 | 127.7478 | 183.8893 | 249.0708 | 7.4862 | 60.245 | 133.3916 | 313.5678 | 8.5863 | 155 |  | 188 | 851.8186 | 139.8131 | 187.9236 | 261.1302 | 7.4862 | 61.7819 | 123.4895 | 488.5919 | 8.9151 | 126 |  | 188 | 850.3155 | 136.4356 | 185.0311 | 262.4294 | 7.4862 | 61.7859 | 123.5786 | 491.6851 | 8.9616 | 111 |  | 188 | 851.7272 | 136.4764 | 189.5872 | 254.7646 | 7.4862 | 59.5671 | 127.8493 | 373.7894 | 8.6164 | 193
| 189 | 837.6852 | 129.6878 | 182.1699 | 248.633 | 7.4862 | 59.7749 | 133.272 | 308.9927 | 8.3178 | 94 |  | 189 | 840.1726 | 126.8837 | 183.4036 | 248.7369 | 7.4862 | 60.211 | 133.3051 | 313.0564 | 8.5863 | 159 |  | 189 | 845.2327 | 139.0019 | 187.4109 | 260.7648 | 7.4862 | 61.7516 | 123.4195 | 488.762 | 8.9151 | 130 |  | 189 | 843.5159 | 135.734 | 184.6367 | 262.0781 | 7.4862 | 61.7551 | 123.5052 | 491.5492 | 8.9616 | 113 |  | 189 | 844.9238 | 135.9722 | 188.9895 | 254.4137 | 7.4862 | 59.5257 | 127.7502 | 373.1185 | 8.6164 | 196
| 190 | 830.7348 | 129.0605 | 181.9481 | 248.2306 | 7.4862 | 59.7396 | 133.1859 | 308.4209 | 8.3178 | 97 |  | 190 | 832.9565 | 126.5629 | 183.0967 | 248.3512 | 7.4862 | 60.1769 | 133.2206 | 312.5214 | 8.5863 | 163 |  | 190 | 838.1913 | 138.5461 | 187.0221 | 260.3758 | 7.4862 | 61.7214 | 123.351 | 488.9257 | 8.9151 | 133 |  | 190 | 835.8318 | 135.662 | 184.5375 | 261.6865 | 7.4862 | 61.7243 | 123.4331 | 491.4029 | 8.9616 | 116 |  | 190 | 837.7119 | 135.8266 | 188.4659 | 254.0386 | 7.4862 | 59.4839 | 127.652 | 372.4281 | 8.6164 | 199
| 191 | 823.8725 | 128.2658 | 181.7121 | 247.9218 | 7.4862 | 59.7041 | 133.1017 | 307.8259 | 8.3178 | 100 |  | 191 | 825.7798 | 126.128 | 182.7967 | 248.0333 | 7.4862 | 60.1427 | 133.1379 | 311.9632 | 8.5863 | 166 |  | 191 | 831.0599 | 138.2997 | 186.4382 | 260.0624 | 7.4862 | 61.6913 | 123.2838 | 489.0833 | 8.9151 | 136 |  | 191 | 829.1212 | 134.7678 | 184.2051 | 261.3768 | 7.4862 | 61.6935 | 123.3622 | 491.2463 | 8.9616 | 119 |  | 191 | 830.7139 | 135.531 | 187.8028 | 253.7391 | 7.4862 | 59.4419 | 127.5548 | 371.7188 | 8.6164 | 202
| 192 | 817.2573 | 127.5108 | 181.1884 | 247.6138 | 7.4862 | 59.6686 | 133.0194 | 307.2086 | 8.3178 | 102 |  | 192 | 819.3294 | 125.2946 | 182.1547 | 247.7294 | 7.4862 | 60.1086 | 133.0571 | 311.3827 | 8.5863 | 170 |  | 192 | 824.203 | 137.7652 | 185.8548 | 259.7622 | 7.4862 | 61.6611 | 123.2181 | 489.2349 | 8.9151 | 139 |  | 192 | 822.1924 | 134.4106 | 183.5423 | 261.0787 | 7.4862 | 61.6627 | 123.2926 | 491.08 | 8.9616 | 122 |  | 192 | 824.1819 | 134.856 | 187.0466 | 253.4462 | 7.4862 | 59.3996 | 127.4586 | 370.9911 | 8.6164 | 204
| 193 | 809.9753 | 127.0946 | 180.9754 | 247.3231 | 7.4862 | 59.633 | 132.939 | 306.5695 | 8.3178 | 105 |  | 193 | 812.1599 | 124.8208 | 181.854 | 247.4439 | 7.4862 | 60.0744 | 132.9782 | 310.7802 | 8.5863 | 174 |  | 193 | 816.9167 | 137.4399 | 185.4888 | 259.4647 | 7.4862 | 61.6311 | 123.1538 | 489.3807 | 8.9151 | 142 |  | 193 | 815.1196 | 133.9333 | 183.1436 | 260.7806 | 7.4862 | 61.632 | 123.2243 | 490.9042 | 8.9616 | 125 |  | 193 | 817.0848 | 134.418 | 186.6131 | 253.1586 | 7.4862 | 59.3571 | 127.3634 | 370.2457 | 8.6164 | 207
| 194 | 803.9793 | 126.2132 | 179.9734 | 247.0007 | 7.4862 | 59.5973 | 132.8605 | 305.9092 | 8.3178 | 108 |  | 194 | 806.4864 | 123.5439 | 180.8922 | 247.1264 | 7.4862 | 60.0402 | 132.9012 | 310.1565 | 8.5863 | 177 |  | 194 | 810.082 | 137.0172 | 184.8021 | 259.1338 | 7.4862 | 61.601 | 123.0909 | 489.5208 | 8.9151 | 146 |  | 194 | 808.9582 | 133.1023 | 182.2158 | 260.454 | 7.4862 | 61.6013 | 123.1572 | 490.7191 | 8.9616 | 127 |  | 194 | 810.0689 | 133.9838 | 186.124 | 252.8416 | 7.4862 | 59.3143 | 127.2693 | 369.4831 | 8.6164 | 210
| 195 | 797.46 | 125.5659 | 179.2606 | 246.6783 | 7.4862 | 59.5616 | 132.784 | 305.2283 | 8.3178 | 111 |  | 195 | 800.1298 | 122.6058 | 180.2758 | 246.8081 | 7.4862 | 60.006 | 132.8261 | 309.5122 | 8.5863 | 181 |  | 195 | 803.7161 | 136.3225 | 183.9189 | 258.8025 | 7.4862 | 61.5711 | 123.0294 | 489.6554 | 8.9151 | 149 |  | 195 | 802.1567 | 132.5047 | 181.6748 | 260.1471 | 7.4862 | 61.5707 | 123.0915 | 490.5253 | 8.9616 | 130 |  | 195 | 803.4146 | 133.4809 | 185.3421 | 252.5246 | 7.4862 | 59.2713 | 127.1763 | 368.7039 | 8.6164 | 213
| 196 | 790.8513 | 124.902 | 178.6538 | 246.3558 | 7.4862 | 59.5259 | 132.7095 | 304.5274 | 8.3178 | 113 |  | 196 | 793.4066 | 121.9499 | 179.7244 | 246.509 | 7.4862 | 59.9718 | 132.753 | 308.8479 | 8.5863 | 185 |  | 196 | 796.6337 | 135.8002 | 183.4978 | 258.5533 | 7.4862 | 61.5412 | 122.9693 | 489.7847 | 8.9151 | 152 |  | 196 | 795.4464 | 131.8922 | 180.9964 | 259.9015 | 7.4862 | 61.5401 | 123.027 | 490.323 | 8.9616 | 133 |  | 196 | 796.6669 | 132.8246 | 184.8069 | 252.2076 | 7.4862 | 59.2281 | 127.0844 | 367.9087 | 8.6164 | 215
| 197 | 784.2885 | 124.1969 | 177.9423 | 246.1334 | 7.4862 | 59.4901 | 132.6368 | 303.8073 | 8.3178 | 116 |  | 197 | 786.6122 | 121.213 | 179.2269 | 246.3081 | 7.4862 | 59.9376 | 132.6817 | 308.1642 | 8.5863 | 188 |  | 197 | 790.1986 | 135.0554 | 182.5682 | 258.3877 | 7.4862 | 61.5114 | 122.9106 | 489.9089 | 8.9151 | 155 |  | 197 | 788.78 | 131.1058 | 180.3603 | 259.7434 | 7.4862 | 61.5096 | 122.9639 | 490.1125 | 8.9616 | 136 |  | 197 | 790.7118 | 131.6452 | 183.8804 | 252.0125 | 7.4862 | 59.1847 | 126.9936 | 367.0981 | 8.6164 | 218
| 198 | 777.869 | 123.3436 | 177.2071 | 245.9395 | 7.4862 | 59.4544 | 132.5662 | 303.0684 | 8.3178 | 119 |  | 198 | 780.2355 | 120.3974 | 178.3848 | 246.113 | 7.4862 | 59.9034 | 132.6124 | 307.4616 | 8.5863 | 192 |  | 198 | 783.5216 | 134.3691 | 181.8204 | 258.2238 | 7.4862 | 61.4817 | 122.8534 | 490.028 | 8.9151 | 158 |  | 198 | 782.0209 | 130.4939 | 179.6474 | 259.5805 | 7.4862 | 61.4792 | 122.9021 | 489.8942 | 8.9616 | 138 |  | 198 | 783.8323 | 131.1387 | 183.158 | 251.8647 | 7.4862 | 59.1411 | 126.904 | 366.2726 | 8.6164 | 221
| 199 | 770.8344 | 122.9546 | 176.6568 | 245.7117 | 7.4862 | 59.4186 | 132.4974 | 302.3115 | 8.3178 | 121 |  | 199 | 773.9927 | 119.2334 | 177.8345 | 245.8406 | 7.4862 | 59.8693 | 132.545 | 306.7409 | 8.5863 | 196 |  | 199 | 777.1371 | 133.5455 | 180.9964 | 257.9809 | 7.4862 | 61.452 | 122.7976 | 490.1424 | 8.9151 | 161 |  | 199 | 775.4987 | 129.8592 | 178.7951 | 259.3427 | 7.4862 | 61.4488 | 122.8415 | 489.6683 | 8.9616 | 141 |  | 199 | 777.585 | 130.4893 | 182.0312 | 251.632 | 7.4862 | 59.0974 | 126.8155 | 365.4329 | 8.6164 | 224
| 200 | 764.8299 | 122.0941 | 175.5759 | 245.4556 | 7.4862 | 59.3829 | 132.4307 | 301.537 | 8.3178 | 124 |  | 200 | 768.1635 | 118.3706 | 176.5836 | 245.5539 | 7.4862 | 59.8351 | 132.4796 | 306.0026 | 8.5863 | 199 |  | 200 | 770.3903 | 132.9201 | 180.3575 | 257.7168 | 7.4862 | 61.4225 | 122.7432 | 490.2521 | 8.9151 | 165 |  | 200 | 769.0454 | 129.0268 | 178.0938 | 259.0828 | 7.4862 | 61.4185 | 122.7823 | 489.4354 | 8.9616 | 144 |  | 200 | 770.6229 | 129.8866 | 181.5905 | 251.3814 | 7.4862 | 59.0536 | 126.7283 | 364.5795 | 8.6164 | 226
| 201 | 757.7217 | 121.7112 | 175.1213 | 245.1995 | 7.4862 | 59.3472 | 132.3659 | 300.7458 | 8.3178 | 127 |  | 201 | 761.0396 | 117.9033 | 176.2107 | 245.2884 | 7.4862 | 59.8011 | 132.416 | 305.2474 | 8.5863 | 203 |  | 201 | 763.8235 | 132.0822 | 179.7513 | 257.4527 | 7.4862 | 61.393 | 122.6901 | 490.3573 | 8.9151 | 168 |  | 201 | 762.3621 | 128.5661 | 177.2508 | 258.823 | 7.4862 | 61.3883 | 122.7245 | 489.1955 | 8.9616 | 146 |  | 201 | 763.6385 | 129.2468 | 181.2089 | 251.1309 | 7.4862 | 59.0096 | 126.6422 | 363.713 | 8.6164 | 229
| 202 | 751.3698 | 121.0986 | 174.1583 | 244.9252 | 7.4862 | 59.3115 | 132.3032 | 299.9383 | 8.3178 | 129 |  | 202 | 754.3128 | 117.4959 | 175.3856 | 245.0182 | 7.4862 | 59.7671 | 132.3545 | 304.4758 | 8.5863 | 206 |  | 202 | 757.0197 | 131.3416 | 179.3062 | 257.1671 | 7.4862 | 61.3636 | 122.6385 | 490.4581 | 8.9151 | 171 |  | 202 | 755.8549 | 127.8791 | 176.4769 | 258.5442 | 7.4862 | 61.3582 | 122.6679 | 488.9492 | 8.9616 | 149 |  | 202 | 756.6375 | 128.6964 | 180.773 | 250.8621 | 7.4862 | 58.9655 | 126.5575 | 362.834 | 8.6164 | 232
| 203 | 744.6468 | 120.7894 | 173.2968 | 244.6171 | 7.4862 | 59.2758 | 132.2424 | 299.1152 | 8.3178 | 132 |  | 203 | 747.3256 | 117.212 | 174.7317 | 244.7137 | 7.4862 | 59.7331 | 132.2949 | 303.6885 | 8.5863 | 210 |  | 203 | 749.9267 | 130.8454 | 178.9388 | 256.8487 | 7.4862 | 61.3344 | 122.5883 | 490.5549 | 8.9151 | 174 |  | 203 | 748.9008 | 127.2396 | 176.1371 | 258.2306 | 7.4862 | 61.3281 | 122.6127 | 488.6968 | 8.9616 | 152 |  | 203 | 749.7499 | 128.1049 | 180.3008 | 250.5573 | 7.4862 | 58.9213 | 126.474 | 361.9431 | 8.6164 | 235
| 204 | 737.3468 | 120.4078 | 173.0811 | 244.3124 | 7.4862 | 59.2402 | 132.1836 | 298.2771 | 8.3178 | 135 |  | 204 | 740.3585 | 116.6241 | 174.3616 | 244.4091 | 7.4862 | 59.6992 | 132.2373 | 302.886 | 8.5863 | 214 |  | 204 | 743.2113 | 129.897 | 178.6461 | 256.5303 | 7.4862 | 61.3052 | 122.5396 | 490.6476 | 8.9151 | 177 |  | 204 | 741.652 | 126.7813 | 175.9109 | 257.9171 | 7.4862 | 61.2982 | 122.5588 | 488.4385 | 8.9616 | 155 |  | 204 | 742.7611 | 127.4465 | 179.9965 | 250.2525 | 7.4862 | 58.877 | 126.3919 | 361.0409 | 8.6164 | 237
| 205 | 730.8678 | 119.95 | 172.0712 | 244.0573 | 7.4862 | 59.2046 | 132.1268 | 297.4247 | 8.3178 | 137 |  | 205 | 733.807 | 116.2269 | 173.3449 | 244.1451 | 7.4862 | 59.6654 | 132.1816 | 302.069 | 8.5863 | 217 |  | 205 | 736.8215 | 129.2824 | 177.637 | 256.2686 | 7.4862 | 61.2762 | 122.4922 | 490.7365 | 8.9151 | 180 |  | 205 | 735.4013 | 126.0091 | 174.9453 | 257.6587 | 7.4862 | 61.2684 | 122.5063 | 488.1747 | 8.9616 | 157 |  | 205 | 736.1483 | 126.8089 | 179.2443 | 249.9991 | 7.4862 | 58.8326 | 126.311 | 360.1279 | 8.6164 | 240
| 206 | 724.1526 | 119.2349 | 171.5357 | 243.8213 | 7.4862 | 59.1691 | 132.072 | 296.5585 | 8.3178 | 140 |  | 206 | 726.9046 | 115.6896 | 172.7942 | 243.9059 | 7.4862 | 59.6317 | 132.1279 | 301.2382 | 8.5863 | 221 |  | 206 | 729.87 | 128.4886 | 177.3541 | 256.0217 | 7.4862 | 61.2473 | 122.4462 | 490.8218 | 8.9151 | 183 |  | 206 | 728.195 | 125.6315 | 174.5263 | 257.4146 | 7.4862 | 61.2387 | 122.4551 | 487.9057 | 8.9616 | 160 |  | 206 | 729.3427 | 126.0715 | 178.7636 | 249.7666 | 7.4862 | 58.7882 | 126.2316 | 359.2048 | 8.6164 | 242
| 207 | 717.263 | 118.4023 | 171.292 | 243.5853 | 7.4862 | 59.1337 | 132.0192 | 295.6792 | 8.3178 | 143 |  | 207 | 719.6226 | 115.3155 | 172.4539 | 243.6726 | 7.4862 | 59.5981 | 132.0762 | 300.394 | 8.5863 | 224 |  | 207 | 723.0654 | 127.7471 | 176.8709 | 255.776 | 7.4862 | 61.2185 | 122.4016 | 490.9035 | 8.9151 | 186 |  | 207 | 721.8521 | 124.4824 | 174.0125 | 257.1736 | 7.4862 | 61.2091 | 122.4053 | 487.632 | 8.9616 | 163 |  | 207 | 722.9238 | 125.0358 | 178.1946 | 249.534 | 7.4862 | 58.7438 | 126.1535 | 358.2721 | 8.6164 | 245
| 208 | 710.7893 | 117.4028 | 170.7994 | 243.3494 | 7.4862 | 59.0984 | 131.9685 | 294.7873 | 8.3178 | 145 |  | 208 | 712.6681 | 114.8216 | 171.906 | 243.4393 | 7.4862 | 59.5646 | 132.0264 | 299.5372 | 8.5863 | 228 |  | 208 | 716.1128 | 127.4541 | 176.0871 | 255.5303 | 7.4862 | 61.1898 | 122.3585 | 490.982 | 8.9151 | 190 |  | 208 | 715.2327 | 123.6873 | 173.421 | 256.9327 | 7.4862 | 61.1797 | 122.3568 | 487.3537 | 8.9616 | 165 |  | 208 | 715.9912 | 124.5412 | 177.5981 | 249.3015 | 7.4862 | 58.6993 | 126.0769 | 357.3304 | 8.6164 | 248
| 209 | 704.6564 | 116.2221 | 170.1471 | 243.1134 | 7.4862 | 59.0631 | 131.9197 | 293.8836 | 8.3178 | 148 |  | 209 | 706.3744 | 113.7941 | 171.2311 | 243.206 | 7.4862 | 59.5312 | 131.9787 | 298.6683 | 8.5863 | 231 |  | 209 | 709.45 | 126.5539 | 175.601 | 255.3043 | 7.4862 | 61.1613 | 122.3167 | 491.0573 | 8.9151 | 193 |  | 209 | 708.8428 | 122.6346 | 172.8311 | 256.7182 | 7.4862 | 61.1504 | 122.3097 | 487.0712 | 8.9616 | 168 |  | 209 | 709.5362 | 123.5005 | 177.0626 | 249.0765 | 7.4862 | 58.6548 | 126.0016 | 356.3803 | 8.6164 | 250
| 210 | 698.1122 | 115.3256 | 169.6017 | 242.8976 | 7.4862 | 59.028 | 131.8731 | 292.9686 | 8.3178 | 150 |  | 210 | 699.671 | 113.0758 | 170.6433 | 242.9858 | 7.4862 | 59.4979 | 131.933 | 297.7879 | 8.5863 | 235 |  | 210 | 703.4898 | 125.7919 | 174.241 | 255.1114 | 7.4862 | 61.133 | 122.2763 | 491.1296 | 8.9151 | 196 |  | 210 | 702.3487 | 121.8121 | 172.086 | 256.533 | 7.4862 | 61.1212 | 122.264 | 486.785 | 8.9616 | 171 |  | 210 | 703.9466 | 122.6288 | 175.4501 | 248.8942 | 7.4862 | 58.6104 | 125.9279 | 355.4224 | 8.6164 | 253
| 211 | 691.6061 | 114.4377 | 168.9813 | 242.7102 | 7.4862 | 58.993 | 131.8284 | 292.043 | 8.3178 | 153 |  | 211 | 693.1131 | 112.166 | 170.0671 | 242.8003 | 7.4862 | 59.4648 | 131.8892 | 296.8967 | 8.5863 | 238 |  | 211 | 696.6579 | 125.1152 | 173.6676 | 254.9186 | 7.4862 | 61.1047 | 122.2374 | 491.1991 | 8.9151 | 199 |  | 211 | 695.9176 | 120.8038 | 171.4638 | 256.3478 | 7.4862 | 61.0922 | 122.2196 | 486.4952 | 8.9616 | 173 |  | 211 | 696.8928 | 122.1699 | 174.889 | 248.7119 | 7.4862 | 58.5659 | 125.8556 | 354.4572 | 8.6164 | 256
| 212 | 684.6928 | 113.8496 | 168.4682 | 242.5228 | 7.4862 | 58.9581 | 131.7858 | 291.1074 | 8.3178 | 156 |  | 212 | 686.2707 | 111.3769 | 169.6545 | 242.6148 | 7.4862 | 59.4318 | 131.8475 | 295.9953 | 8.5863 | 242 |  | 212 | 690.3887 | 123.8156 | 173.1542 | 254.7257 | 7.4862 | 61.0766 | 122.1998 | 491.266 | 8.9151 | 202 |  | 212 | 689.0399 | 120.234 | 170.8496 | 256.1626 | 7.4862 | 61.0633 | 122.1766 | 486.2023 | 8.9616 | 176 |  | 212 | 690.6904 | 120.9966 | 174.1908 | 248.5295 | 7.4862 | 58.5215 | 125.7849 | 353.4854 | 8.6164 | 258
| 213 | 677.7595 | 113.3552 | 167.8814 | 242.3354 | 7.4862 | 58.9234 | 131.7453 | 290.1623 | 8.3178 | 158 |  | 213 | 679.9002 | 110.4648 | 168.893 | 242.4292 | 7.4862 | 59.3989 | 131.8078 | 295.0842 | 8.5863 | 245 |  | 213 | 683.5794 | 123.1678 | 172.5291 | 254.5328 | 7.4862 | 61.0487 | 122.1636 | 491.3303 | 8.9151 | 205 |  | 213 | 682.3599 | 119.4395 | 170.2624 | 255.9774 | 7.4862 | 61.0345 | 122.135 | 485.9066 | 8.9616 | 178 |  | 213 | 683.8335 | 120.3019 | 173.6686 | 248.3472 | 7.4862 | 58.4772 | 125.7157 | 352.5075 | 8.6164 | 261
| 214 | 671.3185 | 112.6423 | 167.021 | 242.148 | 7.4862 | 58.8888 | 131.7068 | 289.2085 | 8.3178 | 161 |  | 214 | 673.0556 | 109.9952 | 168.1631 | 242.2437 | 7.4862 | 59.3662 | 131.7701 | 294.1641 | 8.5863 | 249 |  | 214 | 676.5497 | 122.5392 | 172.1052 | 254.3399 | 7.4862 | 61.021 | 122.1289 | 491.3924 | 8.9151 | 208 |  | 214 | 675.5348 | 118.8374 | 169.6279 | 255.7922 | 7.4862 | 61.006 | 122.0948 | 485.6083 | 8.9616 | 181 |  | 214 | 676.8045 | 119.7023 | 173.2234 | 248.1649 | 7.4862 | 58.4329 | 125.648 | 351.5242 | 8.6164 | 263
| 215 | 664.3707 | 112.0804 | 166.5163 | 241.9605 | 7.4862 | 58.8543 | 131.6704 | 288.2464 | 8.3178 | 163 |  | 215 | 666.3377 | 109.4611 | 167.3711 | 242.0582 | 7.4862 | 59.3337 | 131.7345 | 293.2357 | 8.5863 | 252 |  | 215 | 670.4176 | 121.3824 | 171.3119 | 254.147 | 7.4862 | 60.9934 | 122.0955 | 491.4522 | 8.9151 | 211 |  | 215 | 668.8996 | 118.0184 | 169.0203 | 255.607 | 7.4862 | 60.9776 | 122.056 | 485.3079 | 8.9616 | 184 |  | 215 | 669.9748 | 119.0834 | 172.5981 | 247.9825 | 7.4862 | 58.3887 | 125.582 | 350.5359 | 8.6164 | 266
| 216 | 657.7007 | 111.4457 | 165.8065 | 241.7731 | 7.4862 | 58.82 | 131.636 | 287.2769 | 8.3178 | 166 |  | 216 | 659.2722 | 108.7874 | 167.0662 | 241.8727 | 7.4862 | 59.3014 | 131.7008 | 292.2994 | 8.5863 | 256 |  | 216 | 664.0426 | 120.5016 | 170.4856 | 253.9541 | 7.4862 | 60.966 | 122.0635 | 491.5102 | 8.9151 | 214 |  | 216 | 662.2505 | 117.4124 | 168.2138 | 255.4218 | 7.4862 | 60.9494 | 122.0186 | 485.0057 | 8.9616 | 186 |  | 216 | 663.7736 | 118.0806 | 171.7283 | 247.8002 | 7.4862 | 58.3446 | 125.5175 | 349.5433 | 8.6164 | 268
| 217 | 651.0654 | 110.9088 | 164.9642 | 241.5857 | 7.4862 | 58.7859 | 131.6038 | 286.3004 | 8.3178 | 168 |  | 217 | 652.7682 | 108.0086 | 166.305 | 241.6872 | 7.4862 | 59.2692 | 131.6693 | 291.356 | 8.5863 | 259 |  | 217 | 657.2227 | 119.8066 | 169.9183 | 253.7612 | 7.4862 | 60.9387 | 122.0329 | 491.5662 | 8.9151 | 217 |  | 217 | 655.7403 | 116.5927 | 167.482 | 255.2366 | 7.4862 | 60.9213 | 121.9826 | 484.702 | 8.9616 | 189 |  | 217 | 657.0791 | 117.1575 | 171.272 | 247.6178 | 7.4862 | 58.3007 | 125.4547 | 348.547 | 8.6164 | 271
| 218 | 644.6414 | 110.1823 | 164.1004 | 241.3983 | 7.4862 | 58.752 | 131.5736 | 285.3176 | 8.3178 | 171 |  | 218 | 646.7808 | 106.8536 | 165.4033 | 241.5017 | 7.4862 | 59.2373 | 131.6397 | 290.406 | 8.5863 | 262 |  | 218 | 650.6897 | 118.8837 | 169.2919 | 253.5684 | 7.4862 | 60.9117 | 122.0037 | 491.6207 | 8.9151 | 220 |  | 218 | 649.1097 | 115.8581 | 166.7856 | 255.0514 | 7.4862 | 60.8935 | 121.948 | 484.3971 | 8.9616 | 191 |  | 218 | 650.3014 | 116.4878 | 170.6456 | 247.4355 | 7.4862 | 58.2568 | 125.3936 | 347.5475 | 8.6164 | 273
| 219 | 637.9959 | 109.4014 | 163.5123 | 241.2109 | 7.4862 | 58.7183 | 131.5456 | 284.3291 | 8.3178 | 174 |  | 219 | 640.0212 | 106.2226 | 164.7499 | 241.3162 | 7.4862 | 59.2055 | 131.6122 | 289.45 | 8.5863 | 266 |  | 219 | 644.3457 | 117.8336 | 168.604 | 253.3755 | 7.4862 | 60.8848 | 121.9759 | 491.6736 | 8.9151 | 223 |  | 219 | 642.5337 | 114.9582 | 166.1999 | 254.8662 | 7.4862 | 60.8658 | 121.9148 | 484.0914 | 8.9616 | 194 |  | 219 | 643.9424 | 115.3917 | 170.0268 | 247.2532 | 7.4862 | 58.2131 | 125.3342 | 346.5455 | 8.6164 | 276
| 220 | 631.381 | 108.5424 | 162.9717 | 241.0235 | 7.4862 | 58.6848 | 131.5196 | 283.3356 | 8.3178 | 176 |  | 220 | 633.5677 | 105.1928 | 164.1891 | 241.1306 | 7.4862 | 59.1739 | 131.5868 | 288.4888 | 8.5863 | 269 |  | 220 | 637.7668 | 117.0827 | 167.8516 | 253.1826 | 7.4862 | 60.8581 | 121.9495 | 491.7253 | 8.9151 | 226 |  | 220 | 635.986 | 114.1438 | 165.5002 | 254.681 | 7.4862 | 60.8384 | 121.8831 | 483.7852 | 8.9616 | 196 |  | 220 | 637.5812 | 114.6534 | 169.0525 | 247.0708 | 7.4862 | 58.1696 | 125.2765 | 345.5415 | 8.6164 | 278
| 221 | 624.7623 | 107.9026 | 162.2158 | 240.836 | 7.4862 | 58.6515 | 131.4957 | 282.3376 | 8.3178 | 179 |  | 221 | 626.8848 | 104.4379 | 163.5829 | 240.9451 | 7.4862 | 59.1426 | 131.5635 | 287.5228 | 8.5863 | 273 |  | 221 | 631.4595 | 115.9346 | 167.2248 | 252.9897 | 7.4862 | 60.8317 | 121.9245 | 491.7758 | 8.9151 | 229 |  | 221 | 629.7012 | 113.0435 | 164.8237 | 254.4957 | 7.4862 | 60.8111 | 121.8528 | 483.4789 | 8.9616 | 199 |  | 221 | 631.2882 | 113.4601 | 168.4651 | 246.8885 | 7.4862 | 58.1262 | 125.2205 | 344.5361 | 8.6164 | 281
| 222 | 618.6286 | 106.9369 | 161.3008 | 240.6486 | 7.4862 | 58.6184 | 131.474 | 281.3357 | 8.3178 | 181 |  | 222 | 620.5232 | 103.4978 | 162.8405 | 240.7596 | 7.4862 | 59.1115 | 131.5422 | 286.5526 | 8.5863 | 276 |  | 222 | 625.014 | 114.9993 | 166.5235 | 252.7968 | 7.4862 | 60.8054 | 121.9009 | 491.8253 | 8.9151 | 231 |  | 222 | 622.9592 | 112.3977 | 164.1497 | 254.3105 | 7.4862 | 60.7841 | 121.8239 | 483.1727 | 8.9616 | 202 |  | 222 | 624.7705 | 112.7053 | 167.6638 | 246.7062 | 7.4862 | 58.0831 | 125.1663 | 343.5299 | 8.6164 | 283
| 223 | 612.8027 | 106.2268 | 160.0444 | 240.2392 | 7.4862 | 58.5855 | 131.4543 | 280.3307 | 8.3178 | 184 |  | 223 | 614.5316 | 102.8456 | 161.567 | 240.4473 | 7.4862 | 59.0806 | 131.523 | 285.579 | 8.5863 | 279 |  | 223 | 618.3272 | 114.416 | 165.969 | 252.3463 | 7.4862 | 60.7793 | 121.8787 | 491.874 | 8.9151 | 234 |  | 223 | 617.3465 | 111.3385 | 162.9986 | 253.8867 | 7.4862 | 60.7572 | 121.7964 | 482.867 | 8.9616 | 204 |  | 223 | 618.0177 | 112.0793 | 167.2151 | 246.2773 | 7.4862 | 58.0401 | 125.1139 | 342.5235 | 8.6164 | 286
| 224 | 606.0888 | 105.3451 | 159.6645 | 240.0128 | 7.4862 | 58.5529 | 131.4368 | 279.3231 | 8.3178 | 186 |  | 224 | 608.0456 | 102.2221 | 160.7346 | 240.1598 | 7.4862 | 59.05 | 131.5058 | 284.6025 | 8.5863 | 283 |  | 224 | 612.9798 | 113.5416 | 165.059 | 251.7784 | 7.4862 | 60.7535 | 121.8578 | 491.922 | 8.9151 | 237 |  | 224 | 611.1562 | 110.9282 | 162.4106 | 253.4125 | 7.4862 | 60.7306 | 121.7704 | 482.5622 | 8.9616 | 207 |  | 224 | 611.5638 | 111.5341 | 166.428 | 246.0157 | 7.4862 | 57.9974 | 125.0633 | 341.5175 | 8.6164 | 288
| 225 | 601.6978 | 104.7498 | 159.0125 | 239.7602 | 7.4862 | 58.5206 | 131.4215 | 278.3135 | 8.3178 | 188 |  | 225 | 603.0247 | 101.6434 | 160.1238 | 239.9094 | 7.4862 | 59.0196 | 131.4908 | 283.6237 | 8.5863 | 286 |  | 225 | 609.1745 | 112.9198 | 163.8656 | 251.5334 | 7.4862 | 60.7279 | 121.8384 | 491.9696 | 8.9151 | 240 |  | 225 | 607.1663 | 110.0676 | 161.6564 | 253.1682 | 7.4862 | 60.7042 | 121.7458 | 482.2585 | 8.9616 | 209 |  | 225 | 607.8216 | 110.638 | 165.4581 | 245.7706 | 7.4862 | 57.9549 | 125.0146 | 340.5124 | 8.6164 | 290
| 226 | 597.6471 | 103.8786 | 158.3636 | 239.5139 | 7.4862 | 58.4885 | 131.4083 | 277.3025 | 8.3178 | 191 |  | 226 | 599.0923 | 100.7384 | 159.3882 | 239.6591 | 7.4862 | 58.9895 | 131.4778 | 282.6432 | 8.5863 | 289 |  | 226 | 604.9307 | 112.1638 | 163.2476 | 251.2857 | 7.4862 | 60.7025 | 121.8203 | 492.0168 | 8.9151 | 243 |  | 226 | 603.4032 | 109.0422 | 160.8401 | 252.9238 | 7.4862 | 60.6781 | 121.7227 | 481.9564 | 8.9616 | 211 |  | 226 | 603.9663 | 109.5272 | 164.8159 | 245.5254 | 7.4862 | 57.9126 | 124.9677 | 339.5088 | 8.6164 | 293
| 227 | 593.6979 | 102.8563 | 157.6573 | 239.3748 | 7.4862 | 58.4567 | 131.3972 | 276.2908 | 8.3178 | 193 |  | 227 | 595.4459 | 99.4449 | 158.6517 | 239.512 | 7.4862 | 58.9597 | 131.467 | 281.6616 | 8.5863 | 292 |  | 227 | 600.3634 | 111.6067 | 162.6469 | 251.1452 | 7.4862 | 60.6773 | 121.8036 | 492.0639 | 8.9151 | 246 |  | 227 | 599.3569 | 108.0705 | 160.1411 | 252.7918 | 7.4862 | 60.6522 | 121.701 | 481.6561 | 8.9616 | 214 |  | 227 | 599.7891 | 109.0369 | 163.7798 | 245.3756 | 7.4862 | 57.8706 | 124.9228 | 338.5074 | 8.6164 | 295
| 228 | 589.6775 | 101.9063 | 156.9937 | 239.1917 | 7.4862 | 58.4251 | 131.3883 | 275.2791 | 8.3178 | 196 |  | 228 | 591.1931 | 98.5785 | 158.1293 | 239.3303 | 7.4862 | 58.9301 | 131.4583 | 280.6797 | 8.5863 | 296 |  | 228 | 595.904 | 110.9958 | 162.026 | 250.971 | 7.4862 | 60.6524 | 121.7883 | 492.111 | 8.9151 | 249 |  | 228 | 594.819 | 107.3201 | 159.7465 | 252.6255 | 7.4862 | 60.6265 | 121.6808 | 481.358 | 8.9616 | 216 |  | 228 | 595.6338 | 108.112 | 163.1791 | 245.2032 | 7.4862 | 57.8289 | 124.8797 | 337.5086 | 8.6164 | 297
| 229 | 585.4161 | 101.0868 | 156.4351 | 239.0142 | 7.4862 | 58.3939 | 131.3815 | 274.2678 | 8.3178 | 198 |  | 229 | 586.7874 | 97.7196 | 157.752 | 239.1486 | 7.4862 | 58.9008 | 131.4516 | 279.6978 | 8.5863 | 299 |  | 229 | 591.3523 | 110.3301 | 161.5508 | 250.7981 | 7.4862 | 60.6277 | 121.7744 | 492.1583 | 8.9151 | 251 |  | 229 | 590.0172 | 106.9478 | 159.2361 | 252.4608 | 7.4862 | 60.6011 | 121.662 | 481.0623 | 8.9616 | 219 |  | 229 | 590.5487 | 107.7759 | 162.8883 | 245.0617 | 7.4862 | 57.7876 | 124.8386 | 336.5131 | 8.6164 | 300
| 230 | 580.8451 | 100.379 | 155.7883 | 239.1227 | 7.4862 | 58.363 | 131.3769 | 273.2576 | 8.3178 | 201 |  | 230 | 582.9272 | 96.2407 | 157.2667 | 239.1496 | 7.4862 | 58.8719 | 131.4471 | 278.7168 | 8.5863 | 302 |  | 230 | 586.19 | 110.0154 | 161.0534 | 250.9069 | 7.4862 | 60.6033 | 121.7619 | 492.206 | 8.9151 | 254 |  | 230 | 584.6958 | 106.5991 | 158.9652 | 252.5528 | 7.4862 | 60.576 | 121.6448 | 480.7696 | 8.9616 | 221 |  | 230 | 585.4952 | 107.4506 | 162.2946 | 245.1808 | 7.4862 | 57.7465 | 124.7995 | 335.5215 | 8.6164 | 302
| 231 | 575.9676 | 99.9854 | 155.3875 | 238.9775 | 7.4862 | 58.3324 | 131.3745 | 272.2493 | 8.3178 | 203 |  | 231 | 578.2798 | 95.5681 | 156.7174 | 239.1955 | 7.4862 | 58.8432 | 131.4447 | 277.7371 | 8.5863 | 305 |  | 231 | 581.2322 | 109.5797 | 160.6275 | 250.8609 | 7.4862 | 60.5791 | 121.7507 | 492.2542 | 8.9151 | 257 |  | 231 | 580.0934 | 106.0286 | 158.3251 | 252.5165 | 7.4862 | 60.5511 | 121.629 | 480.48 | 8.9616 | 224 |  | 231 | 580.9275 | 106.8748 | 161.6651 | 245.1005 | 7.4862 | 57.7057 | 124.7624 | 334.5344 | 8.6164 | 304
| 232 | 571.3336 | 99.3787 | 154.9208 | 238.868 | 7.4862 | 58.3021 | 131.3743 | 271.2432 | 8.3178 | 205 |  | 232 | 573.6562 | 94.9653 | 156.226 | 239.09 | 7.4862 | 58.8149 | 131.4445 | 276.7595 | 8.5863 | 308 |  | 232 | 576.6755 | 108.931 | 160.0741 | 250.7542 | 7.4862 | 60.5551 | 121.7409 | 492.303 | 8.9151 | 260 |  | 232 | 575.2924 | 105.4492 | 157.9551 | 252.4178 | 7.4862 | 60.5265 | 121.6147 | 480.1939 | 8.9616 | 226 |  | 232 | 576.2662 | 106.2433 | 161.2061 | 244.9989 | 7.4862 | 57.6653 | 124.7273 | 333.5523 | 8.6164 | 307
| 233 | 567.0932 | 98.6804 | 154.1974 | 238.713 | 7.4862 | 58.2721 | 131.3762 | 270.2402 | 8.3178 | 208 |  | 233 | 569.3833 | 94.2855 | 155.5007 | 238.9445 | 7.4862 | 58.7868 | 131.4464 | 275.7844 | 8.5863 | 312 |  | 233 | 571.8791 | 108.5246 | 159.5737 | 250.592 | 7.4862 | 60.5315 | 121.7325 | 492.3527 | 8.9151 | 263 |  | 233 | 571.1639 | 104.9211 | 156.9173 | 252.263 | 7.4862 | 60.5022 | 121.6018 | 479.9116 | 8.9616 | 228 |  | 233 | 571.4258 | 105.7282 | 160.857 | 244.85 | 7.4862 | 57.6253 | 124.6943 | 332.5758 | 8.6164 | 309
| 234 | 562.3983 | 98.2394 | 153.6357 | 238.5934 | 7.4862 | 58.2425 | 131.3804 | 269.2408 | 8.3178 | 210 |  | 234 | 564.8968 | 93.7281 | 154.8368 | 238.8288 | 7.4862 | 58.7591 | 131.4504 | 274.8126 | 8.5863 | 315 |  | 234 | 567.5681 | 107.9237 | 158.7467 | 250.4653 | 7.4862 | 60.5081 | 121.7255 | 492.4035 | 8.9151 | 265 |  | 234 | 566.7247 | 104.3088 | 156.2396 | 252.1431 | 7.4862 | 60.4781 | 121.5905 | 479.6335 | 8.9616 | 231 |  | 234 | 566.9467 | 105.1414 | 160.1948 | 244.7248 | 7.4862 | 57.5856 | 124.6634 | 331.6056 | 8.6164 | 311
| 235 | 558.49 | 97.6745 | 152.8295 | 238.0559 | 7.4862 | 58.2132 | 131.3867 | 268.2456 | 8.3178 | 212 |  | 235 | 560.911 | 92.9522 | 154.2197 | 238.3842 | 7.4862 | 58.7318 | 131.4566 | 273.8446 | 8.5863 | 318 |  | 235 | 563.3835 | 107.0491 | 158.3617 | 250.044 | 7.4862 | 60.4849 | 121.7199 | 492.4554 | 8.9151 | 268 |  | 235 | 562.5965 | 103.5186 | 155.7273 | 251.7247 | 7.4862 | 60.4544 | 121.5807 | 479.36 | 8.9616 | 233 |  | 235 | 562.8853 | 104.2294 | 159.7254 | 244.3142 | 7.4862 | 57.5463 | 124.6345 | 330.6421 | 8.6164 | 313
| 236 | 554.4526 | 96.7542 | 152.4809 | 237.5452 | 7.4862 | 58.1843 | 131.3953 | 267.2553 | 8.3178 | 215 |  | 236 | 556.6492 | 92.372 | 153.7592 | 237.8632 | 7.4862 | 58.7048 | 131.4649 | 272.8811 | 8.5863 | 321 |  | 236 | 559.8145 | 106.3227 | 157.3316 | 249.5041 | 7.4862 | 60.4621 | 121.7156 | 492.5087 | 8.9151 | 271 |  | 236 | 558.7991 | 102.7098 | 155.0279 | 251.1811 | 7.4862 | 60.4309 | 121.5723 | 479.0913 | 8.9616 | 236 |  | 236 | 559.3899 | 103.3749 | 158.7803 | 243.7558 | 7.4862 | 57.5074 | 124.6078 | 329.686 | 8.6164 | 316
| 237 | 550.7341 | 95.6852 | 151.5233 | 237.4731 | 7.4862 | 58.1558 | 131.406 | 266.2704 | 8.3178 | 217 |  | 237 | 553.0497 | 91.1496 | 152.9087 | 237.7123 | 7.4862 | 58.6781 | 131.4754 | 271.9226 | 8.5863 | 324 |  | 237 | 555.6863 | 105.4541 | 156.6051 | 249.3619 | 7.4862 | 60.4395 | 121.7128 | 492.5635 | 8.9151 | 273 |  | 237 | 554.4839 | 102.0602 | 154.2572 | 251.0676 | 7.4862 | 60.4077 | 121.5655 | 478.8277 | 8.9616 | 238 |  | 237 | 555.2231 | 102.5748 | 158.0114 | 243.6382 | 7.4862 | 57.469 | 124.5832 | 328.7379 | 8.6164 | 318
| 238 | 546.4848 | 94.9053 | 150.778 | 237.4308 | 7.4862 | 58.1276 | 131.419 | 265.2916 | 8.3178 | 219 |  | 238 | 548.5656 | 90.6805 | 152.0604 | 237.6904 | 7.4862 | 58.6519 | 131.4881 | 270.9697 | 8.5863 | 327 |  | 238 | 551.3005 | 104.6094 | 156.0235 | 249.3084 | 7.4862 | 60.4173 | 121.7112 | 492.62 | 8.9151 | 276 |  | 238 | 549.9766 | 101.4122 | 153.6138 | 251.0171 | 7.4862 | 60.3849 | 121.5602 | 478.5697 | 8.9616 | 240 |  | 238 | 550.4966 | 102.1047 | 157.3967 | 243.5961 | 7.4862 | 57.431 | 124.5608 | 327.7983 | 8.6164 | 320
| 239 | 541.9061 | 94.1903 | 150.2969 | 237.3885 | 7.4862 | 58.0998 | 131.4342 | 264.3195 | 8.3178 | 222 |  | 239 | 543.794 | 90.0435 | 151.6502 | 237.6857 | 7.4862 | 58.626 | 131.5029 | 270.0232 | 8.5863 | 330 |  | 239 | 546.7128 | 104.0697 | 155.3344 | 249.2595 | 7.4862 | 60.3953 | 121.7111 | 492.6783 | 8.9151 | 279 |  | 239 | 545.6853 | 100.5822 | 152.9365 | 250.9666 | 7.4862 | 60.3623 | 121.5564 | 478.3175 | 8.9616 | 242 |  | 239 | 546.0346 | 101.3612 | 156.791 | 243.554 | 7.4862 | 57.3934 | 124.5407 | 326.8678 | 8.6164 | 322
| 240 | 537.3854 | 93.703 | 149.5123 | 237.3639 | 7.4862 | 58.0725 | 131.4517 | 263.3548 | 8.3178 | 224 |  | 240 | 539.3431 | 89.4659 | 150.8599 | 237.6811 | 7.4862 | 58.6004 | 131.5199 | 269.0835 | 8.5863 | 333 |  | 240 | 541.7372 | 103.7112 | 154.8196 | 249.2429 | 7.4862 | 60.3736 | 121.7123 | 492.7387 | 8.9151 | 281 |  | 240 | 540.7617 | 100.1043 | 152.512 | 250.9435 | 7.4862 | 60.3401 | 121.5541 | 478.0715 | 8.9616 | 245 |  | 240 | 541.2873 | 100.9301 | 156.1578 | 243.5122 | 7.4862 | 57.3563 | 124.5227 | 325.9471 | 8.6164 | 324
| 241 | 532.6881 | 93.1491 | 148.9521 | 237.3582 | 7.4862 | 58.0455 | 131.4714 | 262.398 | 8.3178 | 226 |  | 241 | 534.8778 | 88.7551 | 150.2201 | 237.6736 | 7.4862 | 58.5753 | 131.5391 | 268.1514 | 8.5863 | 336 |  | 241 | 536.5415 | 103.3149 | 154.5627 | 249.2262 | 7.4862 | 60.3522 | 121.715 | 492.8012 | 8.9151 | 284 |  | 241 | 535.5143 | 99.9341 | 152.0932 | 250.9306 | 7.4862 | 60.3182 | 121.5534 | 477.832 | 8.9616 | 247 |  | 241 | 535.8601 | 100.7538 | 155.9478 | 243.4722 | 7.4862 | 57.3197 | 124.507 | 325.0367 | 8.6164 | 326
| 242 | 528.3096 | 92.8233 | 148.1758 | 237.0219 | 7.4862 | 58.019 | 131.4933 | 261.4498 | 8.3178 | 228 |  | 242 | 530.5813 | 88.1049 | 149.5381 | 237.4789 | 7.4862 | 58.5506 | 131.5605 | 267.2274 | 8.5863 | 339 |  | 242 | 532.0704 | 102.9223 | 153.857 | 248.9302 | 7.4862 | 60.3312 | 121.7189 | 492.8661 | 8.9151 | 287 |  | 242 | 531.4602 | 99.183 | 151.3682 | 250.6118 | 7.4862 | 60.2966 | 121.5542 | 477.5993 | 8.9616 | 249 |  | 242 | 531.7881 | 100.1254 | 155.0401 | 243.2269 | 7.4862 | 57.2836 | 124.4936 | 324.1371 | 8.6164 | 328
| 243 | 524.4926 | 92.1392 | 147.2514 | 236.6303 | 7.4862 | 57.9929 | 131.5175 | 260.5108 | 8.3178 | 231 |  | 243 | 526.9754 | 87.2635 | 148.6226 | 237.0183 | 7.4862 | 58.5263 | 131.5841 | 266.312 | 8.5863 | 342 |  | 243 | 528.6026 | 102.1172 | 152.6936 | 248.501 | 7.4862 | 60.3104 | 121.7243 | 492.9336 | 8.9151 | 289 |  | 243 | 528.0041 | 98.3303 | 150.2508 | 250.1888 | 7.4862 | 60.2754 | 121.5565 | 477.3738 | 8.9616 | 251 |  | 243 | 528.2537 | 99.2124 | 154.0489 | 242.8121 | 7.4862 | 57.248 | 124.4825 | 323.2491 | 8.6164 | 330
| 244 | 519.9917 | 91.672 | 146.6699 | 236.3629 | 7.4862 | 57.9672 | 131.544 | 259.5815 | 8.3178 | 233 |  | 244 | 522.5275 | 86.6401 | 148.1276 | 236.7611 | 7.4862 | 58.5024 | 131.6098 | 265.4061 | 8.5863 | 345 |  | 244 | 524.0336 | 101.6849 | 152.0959 | 248.2345 | 7.4862 | 60.29 | 121.731 | 493.0037 | 8.9151 | 292 |  | 244 | 523.5922 | 97.7315 | 149.7109 | 249.8902 | 7.4862 | 60.2545 | 121.5604 | 477.1559 | 8.9616 | 254 |  | 244 | 523.5099 | 98.8692 | 153.5542 | 242.5404 | 7.4862 | 57.2129 | 124.4737 | 322.3731 | 8.6164 | 332
| 245 | 515.0949 | 91.4035 | 146.2943 | 236.0867 | 7.4862 | 57.942 | 131.5727 | 258.6627 | 8.3178 | 235 |  | 245 | 517.2719 | 86.5148 | 147.8843 | 236.5619 | 7.4862 | 58.479 | 131.6378 | 264.5101 | 8.5863 | 348 |  | 245 | 519.3228 | 101.3462 | 151.5364 | 247.9781 | 7.4862 | 60.2699 | 121.7391 | 493.0767 | 8.9151 | 294 |  | 245 | 518.8231 | 97.2919 | 149.3264 | 249.6344 | 7.4862 | 60.2339 | 121.5658 | 476.9457 | 8.9616 | 256 |  | 245 | 518.852 | 98.4101 | 153.0949 | 242.2634 | 7.4862 | 57.1783 | 124.4673 | 321.5097 | 8.6164 | 334
| 246 | 510.2201 | 91.1517 | 146.0216 | 235.669 | 7.4862 | 57.9173 | 131.6037 | 257.755 | 8.3178 | 237 |  | 246 | 512.3797 | 86.2786 | 147.6101 | 236.141 | 7.4862 | 58.4559 | 131.668 | 263.6246 | 8.5863 | 351 |  | 246 | 514.2749 | 101.0796 | 151.4066 | 247.5568 | 7.4862 | 60.2501 | 121.7485 | 493.1527 | 8.9151 | 297 |  | 246 | 513.8349 | 97.1015 | 149.0726 | 249.2177 | 7.4862 | 60.2137 | 121.5728 | 476.7438 | 8.9616 | 258 |  | 246 | 513.7594 | 98.1994 | 152.961 | 241.8472 | 7.4862 | 57.1444 | 124.4633 | 320.6595 | 8.6164 | 337
| 247 | 505.5114 | 90.7422 | 145.7404 | 235.2513 | 7.4862 | 57.893 | 131.6369 | 256.8589 | 8.3178 | 239 |  | 247 | 507.8531 | 85.6435 | 147.3693 | 235.7201 | 7.4862 | 58.4334 | 131.7005 | 262.7503 | 8.5863 | 353 |  | 247 | 509.1377 | 100.8778 | 151.3015 | 247.1355 | 7.4862 | 60.2306 | 121.7594 | 493.2319 | 8.9151 | 299 |  | 247 | 508.9959 | 96.8114 | 148.7692 | 248.8009 | 7.4862 | 60.1939 | 121.5813 | 476.5503 | 8.9616 | 260 |  | 247 | 508.6854 | 97.9244 | 152.8728 | 241.4309 | 7.4862 | 57.111 | 124.4617 | 319.8232 | 8.6164 | 338
| 248 | 500.4377 | 90.5102 | 145.6299 | 234.8505 | 7.4862 | 57.8692 | 131.6725 | 255.9752 | 8.3178 | 242 |  | 248 | 503.0953 | 85.154 | 147.1737 | 235.3396 | 7.4862 | 58.4112 | 131.7351 | 261.8879 | 8.5863 | 356 |  | 248 | 504.4593 | 100.3869 | 151.0266 | 246.7141 | 7.4862 | 60.2116 | 121.7716 | 493.3144 | 8.9151 | 302 |  | 248 | 504.2809 | 96.2389 | 148.6243 | 248.3842 | 7.4862 | 60.1744 | 121.5914 | 476.3657 | 8.9616 | 262 |  | 248 | 503.8985 | 97.4891 | 152.6579 | 241.0146 | 7.4862 | 57.0781 | 124.4625 | 319.0013 | 8.6164 | 340
| 249 | 495.6323 | 90.1306 | 145.4325 | 234.416 | 7.4862 | 57.8459 | 131.7104 | 255.1054 | 8.3178 | 244 |  | 249 | 498.3515 | 84.8443 | 146.855 | 234.8885 | 7.4862 | 58.3896 | 131.772 | 261.0383 | 8.5863 | 359 |  | 249 | 499.4848 | 100.087 | 150.8516 | 246.2981 | 7.4862 | 60.1928 | 121.7851 | 493.4005 | 8.9151 | 304 |  | 249 | 499.4076 | 95.8478 | 148.4563 | 247.9675 | 7.4862 | 60.1553 | 121.6031 | 476.1903 | 8.9616 | 265 |  | 249 | 498.9791 | 97.1452 | 152.4841 | 240.5984 | 7.4862 | 57.0459 | 124.4658 | 318.1943 | 8.6164 | 342
| 250 | 490.9027 | 89.7534 | 145.1398 | 233.9983 | 7.4862 | 57.8231 | 131.7505 | 254.2491 | 8.3178 | 246 |  | 250 | 493.686 | 84.4211 | 146.5512 | 234.4574 | 7.4862 | 58.3684 | 131.8111 | 260.2018 | 8.5863 | 362 |  | 250 | 494.8171 | 99.5383 | 150.6291 | 245.8715 | 7.4862 | 60.1744 | 121.8 | 493.4903 | 8.9151 | 307 |  | 250 | 494.6279 | 95.4956 | 148.1558 | 247.5507 | 7.4862 | 60.1366 | 121.6163 | 476.0244 | 8.9616 | 267 |  | 250 | 494.5076 | 96.5507 | 152.1129 | 240.1821 | 7.4862 | 57.0143 | 124.4715 | 317.4029 | 8.6164 | 344
| 251 | 486.3327 | 89.3664 | 144.7575 | 233.5205 | 7.4862 | 57.8008 | 131.793 | 253.4069 | 8.3178 | 248 |  | 251 | 489.2486 | 83.8693 | 146.1939 | 233.9806 | 7.4862 | 58.3477 | 131.8525 | 259.3789 | 8.5863 | 365 |  | 251 | 490.0492 | 99.1527 | 150.378 | 245.4105 | 7.4862 | 60.1564 | 121.8163 | 493.5839 | 8.9151 | 309 |  | 251 | 490.011 | 95.1221 | 147.7739 | 247.0739 | 7.4862 | 60.1183 | 121.6311 | 475.8684 | 8.9616 | 269 |  | 251 | 489.761 | 96.1496 | 151.8761 | 239.7133 | 7.4862 | 56.9834 | 124.4798 | 316.6276 | 8.6164 | 346
| 252 | 482.0644 | 88.8024 | 144.2187 | 233.0747 | 7.4862 | 57.779 | 131.8377 | 252.5795 | 8.3178 | 250 |  | 252 | 484.5503 | 83.5128 | 145.8841 | 233.5217 | 7.4862 | 58.3275 | 131.8961 | 258.5702 | 8.5863 | 367 |  | 252 | 485.4861 | 98.7618 | 149.9204 | 244.9567 | 7.4862 | 60.1387 | 121.8339 | 493.6816 | 8.9151 | 312 |  | 252 | 485.4773 | 94.6688 | 147.3387 | 246.647 | 7.4862 | 60.1003 | 121.6475 | 475.7225 | 8.9616 | 271 |  | 252 | 485.2597 | 95.797 | 151.3293 | 239.2607 | 7.4862 | 56.9531 | 124.4906 | 315.8695 | 8.6164 | 348
| 253 | 477.5812 | 88.318 | 143.8489 | 232.5951 | 7.4862 | 57.7578 | 131.8848 | 251.7675 | 8.3178 | 252 |  | 253 | 480.1721 | 83.176 | 145.259 | 233.0383 | 7.4862 | 58.3077 | 131.942 | 257.7764 | 8.5863 | 370 |  | 253 | 480.9123 | 98.1531 | 149.3793 | 244.8148 | 7.4862 | 60.1214 | 121.8529 | 493.7835 | 8.9151 | 314 |  | 253 | 481.0885 | 94.1134 | 146.7557 | 246.325 | 7.4862 | 60.0828 | 121.6655 | 475.5872 | 8.9616 | 273 |  | 253 | 480.7947 | 95.2732 | 150.9119 | 238.8134 | 7.4862 | 56.9234 | 124.504 | 315.129 | 8.6164 | 350
| 254 | 473.0706 | 87.7623 | 143.4356 | 232.2577 | 7.4862 | 57.7371 | 131.9343 | 250.9727 | 8.3178 | 254 |  | 254 | 475.4746 | 82.7734 | 144.884 | 232.6901 | 7.4862 | 58.2885 | 131.9902 | 256.9989 | 8.5863 | 373 |  | 254 | 476.2957 | 97.5739 | 148.9198 | 244.6046 | 7.4862 | 60.1044 | 121.8733 | 493.8897 | 8.9151 | 316 |  | 254 | 476.4128 | 93.5461 | 146.3553 | 246.1194 | 7.4862 | 60.0656 | 121.6851 | 475.4627 | 8.9616 | 275 |  | 254 | 476.2265 | 94.7292 | 150.4518 | 238.5323 | 7.4862 | 56.8945 | 124.52 | 314.4065 | 8.6164 | 352
| 255 | 468.6151 | 87.1265 | 142.9873 | 231.9801 | 7.4862 | 57.7169 | 131.986 | 250.195 | 8.3178 | 256 |  | 255 | 470.8221 | 82.2718 | 144.4872 | 232.4175 | 7.4862 | 58.2698 | 132.0406 | 256.2385 | 8.5863 | 376 |  | 255 | 471.7677 | 97.0575 | 148.3446 | 244.3587 | 7.4862 | 60.0879 | 121.895 | 494.0005 | 8.9151 | 319 |  | 255 | 471.881 | 93.0216 | 145.8087 | 245.873 | 7.4862 | 60.0489 | 121.7063 | 475.3494 | 8.9616 | 277 |  | 255 | 471.6992 | 94.1559 | 149.9504 | 238.2809 | 7.4862 | 56.8662 | 124.5385 | 313.7026 | 8.6164 | 354
| 256 | 463.9342 | 86.5977 | 142.651 | 231.7091 | 7.4862 | 57.6973 | 132.0401 | 249.4345 | 8.3178 | 258 |  | 256 | 466.1313 | 81.7421 | 144.1569 | 232.1449 | 7.4862 | 58.2517 | 132.0933 | 255.4947 | 8.5863 | 378 |  | 256 | 467.2022 | 96.3532 | 147.9948 | 244.1129 | 7.4862 | 60.0717 | 121.9181 | 494.1159 | 8.9151 | 321 |  | 256 | 467.098 | 92.5414 | 145.4693 | 245.6265 | 7.4862 | 60.0326 | 121.7291 | 475.2476 | 8.9616 | 279 |  | 256 | 467.1312 | 93.5224 | 149.539 | 238.0404 | 7.4862 | 56.8386 | 124.5598 | 313.0177 | 8.6164 | 355
| 257 | 459.3358 | 86.2173 | 142.0031 | 231.5188 | 7.4862 | 57.6783 | 132.0965 | 248.6918 | 8.3178 | 260 |  | 257 | 461.5529 | 81.179 | 143.7015 | 231.9184 | 7.4862 | 58.234 | 132.1482 | 254.768 | 8.5863 | 381 |  | 257 | 462.5765 | 95.7142 | 147.5726 | 243.9342 | 7.4862 | 60.0559 | 121.9425 | 494.2362 | 8.9151 | 323 |  | 257 | 462.461 | 91.7737 | 145.2076 | 245.4438 | 7.4862 | 60.0167 | 121.7535 | 475.1577 | 8.9616 | 281 |  | 257 | 462.5377 | 92.9237 | 149.0745 | 237.8438 | 7.4862 | 56.8118 | 124.5837 | 312.3524 | 8.6164 | 357
| 258 | 454.2985 | 85.7709 | 141.8014 | 231.3871 | 7.4862 | 57.6598 | 132.1553 | 247.9674 | 8.3178 | 262 |  | 258 | 456.6555 | 80.7131 | 143.3912 | 231.7686 | 7.4862 | 58.2169 | 132.2055 | 254.0592 | 8.5863 | 383 |  | 258 | 457.6643 | 95.1829 | 147.2734 | 243.8114 | 7.4862 | 60.0405 | 121.9683 | 494.3616 | 8.9151 | 326 |  | 258 | 457.5694 | 91.2224 | 144.9252 | 245.32 | 7.4862 | 60.0012 | 121.7795 | 475.0799 | 8.9616 | 283 |  | 258 | 457.6625 | 92.3537 | 148.7841 | 237.7259 | 7.4862 | 56.7857 | 124.6102 | 311.7074 | 8.6164 | 359
| 259 | 449.344 | 85.4298 | 141.3927 | 231.2743 | 7.4862 | 57.642 | 132.2165 | 247.264 | 8.3178 | 264 |  | 259 | 451.7539 | 80.3469 | 142.9798 | 231.6243 | 7.4862 | 58.2004 | 132.265 | 253.3708 | 8.5863 | 386 |  | 259 | 452.6242 | 94.8235 | 146.9288 | 243.6901 | 7.4862 | 60.0255 | 121.9955 | 494.4921 | 8.9151 | 328 |  | 259 | 452.5566 | 90.8212 | 144.6127 | 245.1973 | 7.4862 | 59.9861 | 121.8072 | 475.0146 | 8.9616 | 285 |  | 259 | 452.5615 | 92.0819 | 148.4214 | 237.608 | 7.4862 | 56.7604 | 124.6395 | 311.0831 | 8.6164 | 361
| 260 | 444.6421 | 85.0503 | 141.0648 | 230.8666 | 7.4862 | 57.6256 | 132.28 | 246.5802 | 8.3178 | 266 |  | 260 | 447.0065 | 79.9825 | 142.6187 | 231.2738 | 7.4862 | 58.1851 | 132.3269 | 252.7014 | 8.5863 | 389 |  | 260 | 447.5721 | 94.5435 | 146.6146 | 243.4709 | 7.4862 | 60.0109 | 122.024 | 494.628 | 8.9151 | 330 |  | 260 | 447.6491 | 90.4809 | 144.2754 | 244.9333 | 7.4862 | 59.9715 | 121.8364 | 474.9622 | 8.9616 | 287 |  | 260 | 447.649 | 91.7468 | 148.0455 | 237.3781 | 7.4862 | 56.7358 | 124.6716 | 310.4802 | 8.6164 | 362
| 261 | 440.1999 | 84.5343 | 140.6517 | 230.4208 | 7.4862 | 57.6116 | 132.3459 | 245.9878 | 8.3178 | 268 |  | 261 | 442.5111 | 79.4935 | 142.2264 | 230.827 | 7.4862 | 58.1723 | 132.391 | 252.0516 | 8.5863 | 391 |  | 261 | 443.1722 | 93.9639 | 146.1748 | 243.0247 | 7.4862 | 59.9968 | 122.0538 | 494.7704 | 8.9151 | 332 |  | 261 | 443.1927 | 89.9639 | 143.8492 | 244.4838 | 7.4862 | 59.9574 | 121.8673 | 474.923 | 8.9616 | 289 |  | 261 | 443.1269 | 91.2426 | 147.6654 | 236.9312 | 7.4862 | 56.712 | 124.7064 | 309.8993 | 8.6164 | 364
| 262 | 435.7844 | 83.8975 | 140.3328 | 229.9751 | 7.4862 | 57.5981 | 132.4142 | 245.4136 | 8.3178 | 270 |  | 262 | 438.1785 | 78.8257 | 141.8503 | 230.3802 | 7.4862 | 58.1601 | 132.4575 | 251.4219 | 8.5863 | 394 |  | 262 | 438.6491 | 93.3974 | 145.8451 | 242.5785 | 7.4862 | 59.983 | 122.085 | 494.9206 | 8.9151 | 335 |  | 262 | 438.6998 | 89.4111 | 143.4951 | 244.0344 | 7.4862 | 59.9437 | 121.8998 | 474.8973 | 8.9616 | 291 |  | 262 | 438.6847 | 90.6601 | 147.2816 | 236.4861 | 7.4862 | 56.6904 | 124.744 | 309.3476 | 8.6164 | 366
| 263 | 431.2857 | 83.4507 | 139.907 | 229.5293 | 7.4862 | 57.5852 | 132.4848 | 244.858 | 8.3178 | 272 |  | 263 | 433.8644 | 78.1863 | 141.4272 | 229.9334 | 7.4862 | 58.1482 | 132.5263 | 250.8129 | 8.5863 | 396 |  | 263 | 434.2334 | 92.8164 | 145.4224 | 242.1323 | 7.4862 | 59.9697 | 122.1176 | 495.0766 | 8.9151 | 337 |  | 263 | 434.2004 | 88.7386 | 143.2673 | 243.5849 | 7.4862 | 59.9304 | 121.934 | 474.8854 | 8.9616 | 293 |  | 263 | 434.2247 | 90.1052 | 146.8844 | 236.045 | 7.4862 | 56.671 | 124.7844 | 308.8194 | 8.6164 | 367
| 264 | 426.8499 | 82.9025 | 139.5198 | 229.0835 | 7.4862 | 57.5728 | 132.5579 | 244.3214 | 8.3178 | 274 |  | 264 | 429.4274 | 77.6292 | 141.0445 | 229.4866 | 7.4862 | 58.1369 | 132.5974 | 250.2254 | 8.5863 | 398 |  | 264 | 429.8497 | 92.2124 | 144.9909 | 241.6861 | 7.4862 | 59.9567 | 122.1515 | 495.2384 | 8.9151 | 339 |  | 264 | 429.9078 | 88.2435 | 142.6553 | 243.1355 | 7.4862 | 59.9176 | 121.9698 | 474.8877 | 8.9616 | 294 |  | 264 | 429.7974 | 89.4872 | 146.5174 | 235.6039 | 7.4862 | 56.6523 | 124.8276 | 308.3146 | 8.6164 | 369
| 265 | 422.4232 | 82.4576 | 139.0202 | 228.6377 | 7.4862 | 57.5609 | 132.6333 | 243.8046 | 8.3178 | 276 |  | 265 | 425.1999 | 76.924 | 140.6006 | 229.0398 | 7.4862 | 58.1261 | 132.6708 | 249.6598 | 8.5863 | 401 |  | 265 | 425.53 | 91.526 | 144.6122 | 241.2053 | 7.4862 | 59.9443 | 122.1867 | 495.4062 | 8.9151 | 341 |  | 265 | 425.7603 | 87.567 | 142.0862 | 242.6795 | 7.4862 | 59.9053 | 122.0073 | 474.9045 | 8.9616 | 296 |  | 265 | 425.4813 | 88.8494 | 146.059 | 235.1627 | 7.4862 | 56.6343 | 124.8738 | 307.8338 | 8.6164 | 370
| 266 | 418.11 | 81.8505 | 138.5996 | 228.1615 | 7.4862 | 57.5495 | 132.7112 | 243.3079 | 8.3178 | 277 |  | 266 | 420.834 | 76.4358 | 140.1082 | 228.5629 | 7.4862 | 58.1157 | 132.7466 | 249.1169 | 8.5863 | 403 |  | 266 | 421.1187 | 90.9675 | 144.198 | 240.7239 | 7.4862 | 59.9322 | 122.2233 | 495.5803 | 8.9151 | 343 |  | 266 | 421.3038 | 87.1159 | 141.6289 | 242.1953 | 7.4862 | 59.8934 | 122.0464 | 474.9362 | 8.9616 | 298 |  | 266 | 421.042 | 88.3093 | 145.6454 | 234.7023 | 7.4862 | 56.617 | 124.9228 | 307.3776 | 8.6164 | 372
| 267 | 413.6311 | 81.3518 | 138.0529 | 227.8688 | 7.4862 | 57.5387 | 132.7915 | 242.832 | 8.3178 | 279 |  | 267 | 416.3205 | 75.9711 | 139.5192 | 228.3067 | 7.4862 | 58.1058 | 132.8247 | 248.5971 | 8.5863 | 406 |  | 267 | 416.7225 | 90.5356 | 143.5723 | 240.3122 | 7.4862 | 59.9206 | 122.2613 | 495.7607 | 8.9151 | 345 |  | 267 | 416.7645 | 86.6764 | 141.109 | 241.8448 | 7.4862 | 59.882 | 122.0872 | 474.983 | 8.9616 | 300 |  | 267 | 416.664 | 87.8434 | 145.0333 | 234.305 | 7.4862 | 56.6005 | 124.9748 | 306.9465 | 8.6164 | 374
| 268 | 408.7722 | 81.1015 | 137.6702 | 227.5436 | 7.4862 | 57.5284 | 132.8742 | 242.3773 | 8.3178 | 281 |  | 268 | 411.5138 | 75.6149 | 139.1538 | 228.0116 | 7.4862 | 58.0965 | 132.9052 | 248.1012 | 8.5863 | 408 |  | 268 | 411.8686 | 90.0811 | 143.2021 | 240.1253 | 7.4862 | 59.9094 | 122.3006 | 495.9477 | 8.9151 | 347 |  | 268 | 412.096 | 86.1219 | 140.7416 | 241.5861 | 7.4862 | 59.8715 | 122.1296 | 475.0454 | 8.9616 | 302 |  | 268 | 411.7774 | 87.474 | 144.6387 | 234.1022 | 7.4862 | 56.5848 | 125.0297 | 306.5411 | 8.6164 | 375
| 269 | 404.499 | 80.4963 | 137.2264 | 227.0488 | 7.4862 | 57.5187 | 132.9593 | 241.9445 | 8.3178 | 283 |  | 269 | 407.1711 | 75.075 | 138.7108 | 227.5138 | 7.4862 | 58.0876 | 132.988 | 247.6297 | 8.5863 | 410 |  | 269 | 407.6547 | 89.469 | 142.6661 | 239.6218 | 7.4862 | 59.8987 | 122.3412 | 496.1414 | 8.9151 | 349 |  | 269 | 407.7965 | 85.5409 | 140.272 | 241.0871 | 7.4862 | 59.8631 | 122.1738 | 475.1236 | 8.9616 | 303 |  | 269 | 407.4582 | 86.8819 | 144.1596 | 233.6392 | 7.4862 | 56.5698 | 125.0875 | 306.1619 | 8.6164 | 377
| 270 | 399.9894 | 80.0945 | 136.7814 | 226.5882 | 7.4862 | 57.5095 | 133.0468 | 241.5341 | 8.3178 | 285 |  | 270 | 402.7104 | 74.6151 | 138.28 | 227.0418 | 7.4862 | 58.0793 | 133.0731 | 247.1832 | 8.5863 | 413 |  | 270 | 403.0864 | 89.0076 | 142.3081 | 239.144 | 7.4862 | 59.8885 | 122.3832 | 496.342 | 8.9151 | 351 |  | 270 | 403.4467 | 85.0332 | 139.7448 | 240.6226 | 7.4862 | 59.8551 | 122.2196 | 475.2179 | 8.9616 | 305 |  | 270 | 402.9371 | 86.417 | 143.752 | 233.1794 | 7.4862 | 56.5557 | 125.1484 | 305.8097 | 8.6164 | 378
| 271 | 395.5265 | 79.4354 | 136.3341 | 226.3404 | 7.4862 | 57.501 | 133.1368 | 241.1466 | 8.3178 | 286 |  | 271 | 398.1895 | 74.0471 | 137.7752 | 226.812 | 7.4862 | 58.0715 | 133.1607 | 246.7624 | 8.5863 | 415 |  | 271 | 398.7311 | 88.3951 | 141.7761 | 238.7784 | 7.4862 | 59.8787 | 122.4265 | 496.5496 | 8.9151 | 353 |  | 271 | 398.9658 | 84.4162 | 139.2692 | 240.347 | 7.4862 | 59.8475 | 122.267 | 475.3288 | 8.9616 | 307 |  | 271 | 398.5039 | 85.8323 | 143.2465 | 232.8495 | 7.4862 | 56.5423 | 125.2123 | 305.4849 | 8.6164 | 380
| 272 | 390.9202 | 78.8797 | 135.7946 | 226.2248 | 7.4862 | 57.493 | 133.2293 | 240.7825 | 8.3178 | 288 |  | 272 | 393.546 | 73.5089 | 137.2218 | 226.7237 | 7.4862 | 58.0642 | 133.2506 | 246.3678 | 8.5863 | 417 |  | 272 | 394.0698 | 87.8448 | 141.2286 | 238.6719 | 7.4862 | 59.8694 | 122.4712 | 496.7644 | 8.9151 | 355 |  | 272 | 394.2809 | 83.8341 | 138.7981 | 240.236 | 7.4862 | 59.8403 | 122.3162 | 475.4566 | 8.9616 | 309 |  | 272 | 393.898 | 85.2588 | 142.6586 | 232.7634 | 7.4862 | 56.5297 | 125.2792 | 305.1881 | 8.6164 | 381
| 273 | 386.5565 | 78.3804 | 135.1661 | 225.8993 | 7.4862 | 57.4856 | 133.3241 | 240.4424 | 8.3178 | 290 |  | 273 | 389.115 | 72.873 | 136.6706 | 226.5184 | 7.4862 | 58.0575 | 133.3429 | 246.0001 | 8.5863 | 419 |  | 273 | 389.8688 | 87.0952 | 140.6318 | 238.3538 | 7.4862 | 59.8605 | 122.5172 | 496.9865 | 8.9151 | 357 |  | 273 | 390.0254 | 83.1717 | 138.1773 | 239.9255 | 7.4862 | 59.8335 | 122.3671 | 475.6015 | 8.9616 | 310 |  | 273 | 389.6125 | 84.553 | 142.1113 | 232.4486 | 7.4862 | 56.518 | 125.3492 | 304.9199 | 8.6164 | 382
| 274 | 382.2583 | 77.7497 | 134.6989 | 225.4783 | 7.4862 | 57.4788 | 133.4215 | 240.1269 | 8.3178 | 292 |  | 274 | 384.731 | 72.3793 | 136.1376 | 226.1057 | 7.4862 | 58.0513 | 133.4375 | 245.6598 | 8.5863 | 421 |  | 274 | 385.677 | 86.4284 | 140.0518 | 237.927 | 7.4862 | 59.8521 | 122.5646 | 497.2162 | 8.9151 | 359 |  | 274 | 385.6411 | 82.6693 | 137.64 | 239.5004 | 7.4862 | 59.8271 | 122.4196 | 475.7639 | 8.9616 | 312 |  | 274 | 385.3287 | 83.9619 | 141.5519 | 232.0295 | 7.4862 | 56.5071 | 125.4224 | 304.6809 | 8.6164 | 384
| 275 | 378.8028 | 77.375 | 134.2924 | 225.1023 | 7.4862 | 57.4726 | 133.5212 | 239.8362 | 8.3178 | 293 |  | 275 | 380.7892 | 71.9413 | 135.723 | 225.7017 | 7.4862 | 58.0457 | 133.5345 | 245.3473 | 8.5863 | 424 |  | 275 | 381.9818 | 86.0871 | 139.7176 | 237.5001 | 7.4862 | 59.8442 | 122.6132 | 497.4533 | 8.9151 | 361 |  | 275 | 382.0689 | 82.3253 | 137.303 | 239.0671 | 7.4862 | 59.8211 | 122.4738 | 475.9438 | 8.9616 | 314 |  | 275 | 381.5702 | 83.5492 | 141.162 | 231.6687 | 7.4862 | 56.4971 | 125.4985 | 304.4713 | 8.6164 | 385
| 276 | 375.8734 | 76.9004 | 133.9333 | 224.7166 | 7.4862 | 57.467 | 133.6231 | 239.5693 | 8.3178 | 295 |  | 276 | 377.7962 | 71.5586 | 135.3223 | 225.3271 | 7.4862 | 58.0405 | 133.6336 | 245.0616 | 8.5863 | 426 |  | 276 | 379.2146 | 85.5855 | 139.3307 | 236.9739 | 7.4862 | 59.8382 | 122.6629 | 497.6964 | 8.9151 | 363 |  | 276 | 379.3352 | 81.756 | 136.9026 | 238.6004 | 7.4862 | 59.8155 | 122.5294 | 476.1397 | 8.9616 | 315 |  | 276 | 378.7355 | 83.0082 | 140.7323 | 231.2996 | 7.4862 | 56.4879 | 125.5775 | 304.2898 | 8.6164 | 386
| 277 | 372.9088 | 76.5476 | 133.445 | 224.3734 | 7.4862 | 57.4619 | 133.7267 | 239.3252 | 8.3178 | 296 |  | 277 | 374.7936 | 71.2089 | 134.8605 | 224.9902 | 7.4862 | 58.0359 | 133.7343 | 244.8014 | 8.5863 | 428 |  | 277 | 376.3097 | 85.1531 | 138.8379 | 236.6222 | 7.4862 | 59.8326 | 122.7134 | 497.9437 | 8.9151 | 365 |  | 277 | 376.2019 | 81.4349 | 136.5511 | 238.2362 | 7.4862 | 59.8102 | 122.5861 | 476.3496 | 8.9616 | 317 |  | 277 | 375.8618 | 82.6024 | 140.2133 | 230.9236 | 7.4862 | 56.4795 | 125.6588 | 304.1349 | 8.6164 | 388
| 278 | 369.8481 | 76.2016 | 133.1118 | 223.9645 | 7.4862 | 57.4574 | 133.8317 | 239.1027 | 8.3178 | 298 |  | 278 | 371.8021 | 70.8015 | 134.4792 | 224.6192 | 7.4862 | 58.0318 | 133.8363 | 244.5654 | 8.5863 | 430 |  | 278 | 373.2074 | 84.782 | 138.4562 | 236.2955 | 7.4862 | 59.8273 | 122.7644 | 498.1936 | 8.9151 | 367 |  | 278 | 373.392 | 80.9605 | 136.0848 | 237.8168 | 7.4862 | 59.8053 | 122.6436 | 476.5717 | 8.9616 | 318 |  | 278 | 372.8442 | 82.2587 | 139.811 | 230.513 | 7.4862 | 56.4718 | 125.7422 | 304.005 | 8.6164 | 389
| 279 | 366.9108 | 75.8547 | 132.6638 | 223.5477 | 7.4862 | 57.4533 | 133.9377 | 238.9005 | 8.3178 | 300 |  | 279 | 368.8475 | 70.4114 | 134.0925 | 224.1995 | 7.4862 | 58.0281 | 133.9393 | 244.3524 | 8.5863 | 432 |  | 279 | 370.3426 | 84.3003 | 138.0584 | 235.8579 | 7.4862 | 59.8222 | 122.8155 | 498.4444 | 8.9151 | 368 |  | 279 | 370.5043 | 80.4995 | 135.7184 | 237.3618 | 7.4862 | 59.8007 | 122.7016 | 476.8041 | 8.9616 | 320 |  | 279 | 369.8904 | 81.8342 | 139.4433 | 230.0845 | 7.4862 | 56.4649 | 125.8273 | 303.8984 | 8.6164 | 390
| 280 | 363.7976 | 75.4693 | 132.345 | 223.2163 | 7.4862 | 57.4497 | 134.0445 | 238.7175 | 8.3178 | 301 |  | 280 | 365.8026 | 70.0527 | 133.6641 | 223.8804 | 7.4862 | 58.0248 | 134.043 | 244.161 | 8.5863 | 434 |  | 280 | 367.3518 | 83.8634 | 137.6307 | 235.5314 | 7.4862 | 59.8175 | 122.8665 | 498.6944 | 8.9151 | 370 |  | 280 | 367.5367 | 80.0388 | 135.2796 | 237.0587 | 7.4862 | 59.7964 | 122.7598 | 477.0449 | 8.9616 | 321 |  | 280 | 366.9161 | 81.3577 | 139.0533 | 229.7507 | 7.4862 | 56.4586 | 125.9137 | 303.8136 | 8.6164 | 391
| 281 | 360.7728 | 75.0601 | 132.001 | 222.8454 | 7.4862 | 57.4466 | 134.1515 | 238.5526 | 8.3178 | 303 |  | 281 | 362.6461 | 69.7803 | 133.2848 | 223.5375 | 7.4862 | 58.0219 | 134.1469 | 243.9901 | 8.5863 | 436 |  | 281 | 364.3196 | 83.391 | 137.2517 | 235.2332 | 7.4862 | 59.813 | 122.9172 | 498.942 | 8.9151 | 372 |  | 281 | 364.4938 | 79.616 | 134.8845 | 236.7496 | 7.4862 | 59.7923 | 122.8179 | 477.2922 | 8.9616 | 323 |  | 281 | 363.8715 | 80.9463 | 138.644 | 229.4416 | 7.4862 | 56.453 | 126.001 | 303.749 | 8.6164 | 393
| 282 | 357.5513 | 74.8356 | 131.6771 | 222.4666 | 7.4862 | 57.4438 | 134.2585 | 238.4045 | 8.3178 | 304 |  | 282 | 359.3241 | 69.5526 | 133.0684 | 223.1525 | 7.4862 | 58.0194 | 134.2508 | 243.8383 | 8.5863 | 438 |  | 282 | 361.0147 | 83.114 | 137.0146 | 234.8703 | 7.4862 | 59.8087 | 122.9672 | 499.1852 | 8.9151 | 374 |  | 282 | 361.0462 | 79.3775 | 134.77 | 236.38 | 7.4862 | 59.7885 | 122.8756 | 477.5441 | 8.9616 | 324 |  | 282 | 360.6444 | 80.6442 | 138.35 | 229.0905 | 7.4862 | 56.4479 | 126.0889 | 303.703 | 8.6164 | 394
| 283 | 354.5611 | 74.5161 | 131.3442 | 221.9602 | 7.4862 | 57.4415 | 134.3651 | 238.272 | 8.3178 | 306 |  | 283 | 356.2817 | 69.2498 | 132.7399 | 222.6752 | 7.4862 | 58.0172 | 134.3542 | 243.7043 | 8.5863 | 440 |  | 283 | 358.1116 | 82.6852 | 136.5919 | 234.4431 | 7.4862 | 59.8046 | 123.0162 | 499.4225 | 8.9151 | 375 |  | 283 | 358.059 | 78.9993 | 134.4159 | 235.9294 | 7.4862 | 59.785 | 122.9326 | 477.7987 | 8.9616 | 326 |  | 283 | 357.5979 | 80.2867 | 138.0133 | 228.6567 | 7.4862 | 56.4435 | 126.1771 | 303.6739 | 8.6164 | 395
| 284 | 351.742 | 74.058 | 131.0463 | 221.3866 | 7.4862 | 57.4394 | 134.4709 | 238.1541 | 8.3178 | 307 |  | 284 | 353.3825 | 68.8637 | 132.4427 | 222.1065 | 7.4862 | 58.0153 | 134.4568 | 243.5869 | 8.5863 | 441 |  | 284 | 355.1856 | 82.3063 | 136.305 | 233.8531 | 7.4862 | 59.8007 | 123.064 | 499.6521 | 8.9151 | 377 |  | 284 | 355.1667 | 78.6387 | 134.0717 | 235.3564 | 7.4862 | 59.7816 | 122.9885 | 478.0541 | 8.9616 | 327 |  | 284 | 354.7205 | 79.9348 | 137.6426 | 228.0823 | 7.4862 | 56.4396 | 126.2652 | 303.6602 | 8.6164 | 395
| 285 | 348.8736 | 73.7733 | 130.6248 | 220.8123 | 7.4862 | 57.4377 | 134.5756 | 238.0495 | 8.3178 | 309 |  | 285 | 350.4262 | 68.5605 | 132.1198 | 221.5378 | 7.4862 | 58.0137 | 134.5583 | 243.4847 | 8.5863 | 443 |  | 285 | 352.1852 | 81.9848 | 136.0167 | 233.2814 | 7.4862 | 59.7969 | 123.1103 | 499.8723 | 8.9151 | 379 |  | 285 | 352.0728 | 78.3836 | 133.8236 | 234.7834 | 7.4862 | 59.7784 | 123.0432 | 478.3085 | 8.9616 | 329 |  | 285 | 351.7671 | 79.6085 | 137.3184 | 227.5117 | 7.4862 | 56.4362 | 126.3527 | 303.6602 | 8.6164 | 396
| 286 | 345.9239 | 73.4967 | 130.2697 | 220.2448 | 7.4862 | 57.4363 | 134.6789 | 237.9571 | 8.3178 | 310 |  | 286 | 347.5224 | 68.2556 | 131.696 | 221.0193 | 7.4862 | 58.0123 | 134.6583 | 243.3966 | 8.5863 | 445 |  | 286 | 349.1393 | 81.7266 | 135.6357 | 232.7846 | 7.4862 | 59.7933 | 123.1547 | 500.0814 | 8.9151 | 380 |  | 286 | 349.0952 | 78.1175 | 133.3917 | 234.2889 | 7.4862 | 59.7753 | 123.0962 | 478.5599 | 8.9616 | 330 |  | 286 | 348.758 | 79.2725 | 136.9871 | 227.0137 | 7.4862 | 56.4333 | 126.4394 | 303.6725 | 8.6164 | 396
| 287 | 342.9894 | 73.1757 | 129.9292 | 219.6921 | 7.4862 | 57.4352 | 134.7803 | 237.8756 | 8.3178 | 312 |  | 287 | 344.632 | 67.9124 | 131.3262 | 220.4715 | 7.4862 | 58.0112 | 134.7565 | 243.3212 | 8.5863 | 447 |  | 287 | 346.1144 | 81.4314 | 135.3244 | 232.2341 | 7.4862 | 59.7898 | 123.1971 | 500.2776 | 8.9151 | 382 |  | 287 | 346.3842 | 77.7039 | 132.9 | 233.7352 | 7.4862 | 59.7724 | 123.1473 | 478.8065 | 8.9616 | 331 |  | 287 | 345.8271 | 78.9453 | 136.6208 | 226.4637 | 7.4862 | 56.4308 | 126.5249 | 303.6953 | 8.6164 | 397
| 288 | 340.1256 | 72.7332 | 129.5893 | 219.1894 | 7.4862 | 57.4342 | 134.8796 | 237.804 | 8.3178 | 313 |  | 288 | 341.9146 | 67.4248 | 130.9164 | 219.9353 | 7.4862 | 58.0102 | 134.8525 | 243.2572 | 8.5863 | 449 |  | 288 | 343.3876 | 80.909 | 134.8991 | 231.7267 | 7.4862 | 59.7864 | 123.237 | 500.4594 | 8.9151 | 383 |  | 288 | 343.4479 | 77.2885 | 132.5895 | 233.2273 | 7.4862 | 59.7695 | 123.1962 | 479.0463 | 8.9616 | 333 |  | 288 | 343.0247 | 78.4653 | 136.2269 | 225.9655 | 7.4862 | 56.4288 | 126.6089 | 303.7272 | 8.6164 | 397
| 289 | 337.2092 | 72.3656 | 129.2667 | 218.647 | 7.4862 | 57.4335 | 134.9762 | 237.7409 | 8.3178 | 314 |  | 289 | 339.0103 | 67.1052 | 130.5228 | 219.4018 | 7.4862 | 58.0094 | 134.9459 | 243.2034 | 8.5863 | 450 |  | 289 | 340.3876 | 80.5569 | 134.59 | 231.2061 | 7.4862 | 59.783 | 123.2743 | 500.6249 | 8.9151 | 385 |  | 289 | 340.5402 | 76.8571 | 132.2995 | 232.6864 | 7.4862 | 59.7668 | 123.2426 | 479.2776 | 8.9616 | 334 |  | 289 | 339.9219 | 78.1903 | 135.9677 | 225.4281 | 7.4862 | 56.4271 | 126.6909 | 303.7664 | 8.6164 | 398
| 290 | 334.101 | 72.0599 | 128.948 | 218.2308 | 7.4862 | 57.433 | 135.07 | 237.6854 | 8.3178 | 316 |  | 290 | 335.8905 | 66.7985 | 130.2055 | 218.9944 | 7.4862 | 58.0088 | 135.0364 | 243.1585 | 8.5863 | 452 |  | 290 | 337.3198 | 80.2152 | 134.2633 | 230.7604 | 7.4862 | 59.7797 | 123.3086 | 500.7726 | 8.9151 | 386 |  | 290 | 337.4808 | 76.5511 | 131.9465 | 232.2347 | 7.4862 | 59.7641 | 123.2862 | 479.4983 | 8.9616 | 335 |  | 290 | 336.9639 | 77.863 | 135.5634 | 224.9433 | 7.4862 | 56.4257 | 126.7706 | 303.8114 | 8.6164 | 398
| 291 | 331.1066 | 71.7145 | 128.4788 | 217.891 | 7.4862 | 57.4326 | 135.1606 | 237.6361 | 8.3178 | 317 |  | 291 | 332.6562 | 66.4647 | 129.9693 | 218.6476 | 7.4862 | 58.0083 | 135.1237 | 243.1212 | 8.5863 | 454 |  | 291 | 334.1746 | 79.7877 | 134.0136 | 230.401 | 7.4862 | 59.7764 | 123.3397 | 500.9005 | 8.9151 | 388 |  | 291 | 334.3769 | 76.1207 | 131.6838 | 231.8615 | 7.4862 | 59.7614 | 123.3266 | 479.7066 | 8.9616 | 337 |  | 291 | 333.9164 | 77.4401 | 135.2323 | 224.5704 | 7.4862 | 56.4246 | 126.8476 | 303.8606 | 8.6164 | 399
| 292 | 327.9517 | 71.378 | 128.203 | 217.5094 | 7.4862 | 57.4323 | 135.2475 | 237.5919 | 8.3178 | 318 |  | 292 | 329.4519 | 66.185 | 129.6248 | 218.325 | 7.4862 | 58.0078 | 135.2074 | 243.0902 | 8.5863 | 455 |  | 292 | 331.1958 | 79.3456 | 133.5647 | 230.0889 | 7.4862 | 59.7731 | 123.3672 | 501.0072 | 8.9151 | 389 |  | 292 | 331.3003 | 75.8111 | 131.2371 | 231.5244 | 7.4862 | 59.7587 | 123.3636 | 479.9006 | 8.9616 | 338 |  | 292 | 330.7868 | 77.0256 | 134.9301 | 224.2423 | 7.4862 | 56.4238 | 126.9217 | 303.9124 | 8.6164 | 399
| 293 | 324.9334 | 71.0772 | 127.8874 | 216.9953 | 7.4862 | 57.4321 | 135.3304 | 237.5516 | 8.3178 | 320 |  | 293 | 326.632 | 65.7741 | 129.1949 | 217.8347 | 7.4862 | 58.0074 | 135.2871 | 243.0643 | 8.5863 | 457 |  | 293 | 328.2919 | 78.9992 | 133.1233 | 229.5988 | 7.4862 | 59.7697 | 123.3909 | 501.091 | 8.9151 | 391 |  | 293 | 328.5743 | 75.3172 | 130.8066 | 231.0047 | 7.4862 | 59.756 | 123.3969 | 480.0784 | 8.9616 | 339 |  | 293 | 327.9098 | 76.6802 | 134.4685 | 223.7518 | 7.4862 | 56.4232 | 126.9923 | 303.9653 | 8.6164 | 400
| 294 | 321.9652 | 70.6636 | 127.4474 | 216.6682 | 7.4862 | 57.4319 | 135.409 | 237.514 | 8.3178 | 321 |  | 294 | 323.7635 | 65.2974 | 128.7693 | 217.4544 | 7.4862 | 58.007 | 135.3625 | 243.0421 | 8.5863 | 459 |  | 294 | 325.2668 | 78.5953 | 132.7471 | 229.2221 | 7.4862 | 59.7663 | 123.4105 | 501.15 | 8.9151 | 392 |  | 294 | 325.5215 | 74.9488 | 130.4191 | 230.6433 | 7.4862 | 59.7533 | 123.4262 | 480.2381 | 8.9616 | 340 |  | 294 | 324.8573 | 76.3046 | 134.1228 | 223.3512 | 7.4862 | 56.4228 | 127.0593 | 304.0175 | 8.6164 | 400
| 295 | 318.9911 | 70.2648 | 126.9985 | 216.3412 | 7.4862 | 57.4318 | 135.4829 | 237.4781 | 8.3178 | 322 |  | 295 | 320.6812 | 64.9396 | 128.3769 | 217.1358 | 7.4862 | 58.0067 | 135.4332 | 243.0225 | 8.5863 | 460 |  | 295 | 322.3138 | 78.1043 | 132.3172 | 228.9141 | 7.4862 | 59.7629 | 123.4257 | 501.1826 | 8.9151 | 394 |  | 295 | 322.6219 | 74.4006 | 130.0045 | 230.3356 | 7.4862 | 59.7504 | 123.4511 | 480.3779 | 8.9616 | 342 |  | 295 | 321.9312 | 75.859 | 133.641 | 223.0303 | 7.4862 | 56.4225 | 127.1221 | 304.0675 | 8.6164 | 401
| 296 | 315.9607 | 69.8591 | 126.6037 | 216.0232 | 7.4862 | 57.4317 | 135.5518 | 237.4425 | 8.3178 | 323 |  | 296 | 317.5254 | 64.6329 | 128.0008 | 216.8233 | 7.4862 | 58.0063 | 135.4989 | 243.004 | 8.5863 | 462 |  | 296 | 319.3739 | 77.602 | 131.882 | 228.6096 | 7.4862 | 59.7593 | 123.4362 | 501.1871 | 8.9151 | 395 |  | 296 | 319.4557 | 74.0718 | 129.6447 | 230.0205 | 7.4862 | 59.7475 | 123.4715 | 480.4958 | 8.9616 | 343 |  | 296 | 318.991 | 75.3621 | 133.2246 | 222.7094 | 7.4862 | 56.4224 | 127.1804 | 304.1137 | 8.6164 | 401
| 297 | 312.865 | 69.494 | 126.2202 | 215.7186 | 7.4862 | 57.4316 | 135.6152 | 237.4062 | 8.3178 | 325 |  | 297 | 314.3674 | 64.3029 | 127.6351 | 216.5259 | 7.4862 | 58.0058 | 135.5593 | 242.9855 | 8.5863 | 463 |  | 297 | 316.2263 | 77.2352 | 131.522 | 228.3021 | 7.4862 | 59.7556 | 123.4417 | 501.1617 | 8.9151 | 396 |  | 297 | 316.4888 | 73.5863 | 129.2385 | 229.7088 | 7.4862 | 59.7445 | 123.4868 | 480.5899 | 8.9616 | 344 |  | 297 | 315.792 | 75.0251 | 132.8969 | 222.3986 | 7.4862 | 56.4223 | 127.234 | 304.1546 | 8.6164 | 402
| 298 | 309.8648 | 69.021 | 125.8488 | 215.4144 | 7.4862 | 57.4313 | 135.6729 | 237.3679 | 8.3178 | 326 |  | 298 | 311.2553 | 63.9018 | 127.2938 | 216.2293 | 7.4862 | 58.0053 | 135.6139 | 242.9656 | 8.5863 | 464 |  | 298 | 313.179 | 76.765 | 131.159 | 228.0009 | 7.4862 | 59.7518 | 123.442 | 501.1047 | 8.9151 | 398 |  | 298 | 313.3377 | 73.2329 | 128.8691 | 229.4127 | 7.4862 | 59.7414 | 123.497 | 480.6584 | 8.9616 | 345 |  | 298 | 312.8628 | 74.5018 | 132.4735 | 222.1001 | 7.4862 | 56.4224 | 127.2823 | 304.1884 | 8.6164 | 402
| 299 | 306.9268 | 68.6878 | 125.2759 | 215.1096 | 7.4862 | 57.431 | 135.7245 | 237.3265 | 8.3178 | 327 |  | 299 | 308.4898 | 63.4224 | 126.6838 | 215.9331 | 7.4862 | 58.0047 | 135.6625 | 242.9431 | 8.5863 | 466 |  | 299 | 310.3994 | 76.2841 | 130.5274 | 227.711 | 7.4862 | 59.7478 | 123.4367 | 501.0145 | 8.9151 | 399 |  | 299 | 310.4284 | 72.7304 | 128.407 | 229.1165 | 7.4862 | 59.738 | 123.5016 | 480.6994 | 8.9616 | 346 |  | 299 | 309.9769 | 74.0723 | 131.904 | 221.8105 | 7.4862 | 56.4224 | 127.3251 | 304.2137 | 8.6164 | 403
| 300 | 303.7579 | 68.319 | 124.9699 | 214.8045 | 7.4862 | 57.4306 | 135.7696 | 237.2808 | 8.3178 | 328 |  | 300 | 305.4591 | 63.0479 | 126.2342 | 215.6369 | 7.4862 | 58.0039 | 135.7047 | 242.9167 | 8.5863 | 467 |  | 300 | 307.3082 | 75.8847 | 130.1261 | 227.4211 | 7.4862 | 59.7436 | 123.4256 | 500.8894 | 8.9151 | 400 |  | 300 | 307.5526 | 72.2672 | 127.8721 | 228.8203 | 7.4862 | 59.7345 | 123.5004 | 480.711 | 8.9616 | 347 |  | 300 | 306.9817 | 73.6172 | 131.4623 | 221.5281 | 7.4862 | 56.4224 | 127.362 | 304.2288 | 8.6164 | 403
| 301 | 300.8122 | 67.8846 | 124.5061 | 214.4995 | 7.4862 | 57.4301 | 135.8078 | 237.2296 | 8.3178 | 329 |  | 301 | 302.2203 | 62.7068 | 125.9592 | 215.3407 | 7.4862 | 58.003 | 135.74 | 242.8851 | 8.5863 | 469 |  | 301 | 304.1617 | 75.4851 | 129.7803 | 227.1312 | 7.4862 | 59.7392 | 123.4083 | 500.7275 | 8.9151 | 401 |  | 301 | 304.3223 | 71.9032 | 127.5925 | 228.5242 | 7.4862 | 59.7308 | 123.4931 | 480.6912 | 8.9616 | 348 |  | 301 | 303.8206 | 73.2521 | 131.0964 | 221.2457 | 7.4862 | 56.4223 | 127.3927 | 304.2321 | 8.6164 | 404
| 302 | 297.6972 | 67.5481 | 124.0966 | 214.2117 | 7.4862 | 57.4293 | 135.8388 | 237.1718 | 8.3178 | 330 |  | 302 | 299.0908 | 62.4343 | 125.5063 | 215.0445 | 7.4862 | 58.0018 | 135.7683 | 242.847 | 8.5863 | 470 |  | 302 | 300.9817 | 75.1676 | 129.3858 | 226.8413 | 7.4862 | 59.7346 | 123.3847 | 500.5273 | 8.9151 | 402 |  | 302 | 301.152 | 71.5826 | 127.2095 | 228.228 | 7.4862 | 59.7269 | 123.4793 | 480.6382 | 8.9616 | 349 |  | 302 | 300.5779 | 72.9968 | 130.7024 | 220.9634 | 7.4862 | 56.4222 | 127.4167 | 304.2221 | 8.6164 | 404
| 303 | 294.291 | 67.3054 | 123.8402 | 213.9681 | 7.4862 | 57.4284 | 135.8623 | 237.1062 | 8.3178 | 331 |  | 303 | 295.7247 | 62.1278 | 125.2802 | 214.7922 | 7.4862 | 58.0005 | 135.789 | 242.8012 | 8.5863 | 471 |  | 303 | 297.5956 | 74.8642 | 129.1648 | 226.5699 | 7.4862 | 59.7297 | 123.3544 | 500.287 | 8.9151 | 404 |  | 303 | 297.6947 | 71.3426 | 126.988 | 227.9767 | 7.4862 | 59.7226 | 123.4588 | 480.5502 | 8.9616 | 350 |  | 303 | 297.2341 | 72.6847 | 130.4511 | 220.6962 | 7.4862 | 56.4219 | 127.4337 | 304.1971 | 8.6164 | 405
| 304 | 291.0726 | 66.9642 | 123.504 | 213.7151 | 7.4862 | 57.4272 | 135.8779 | 237.0315 | 8.3178 | 332 |  | 304 | 292.6756 | 61.6803 | 124.8805 | 214.5372 | 7.4862 | 57.9989 | 135.8019 | 242.7464 | 8.5863 | 472 |  | 304 | 294.4211 | 74.4383 | 128.7964 | 226.3568 | 7.4862 | 59.7246 | 123.317 | 500.0049 | 8.9151 | 405 |  | 304 | 294.4931 | 70.9537 | 126.6548 | 227.7303 | 7.4862 | 59.7181 | 123.4312 | 480.4251 | 8.9616 | 351 |  | 304 | 294.0799 | 72.2392 | 130.082 | 220.4904 | 7.4862 | 56.4215 | 127.4434 | 304.1555 | 8.6164 | 405
| 305 | 287.8602 | 66.6471 | 123.2468 | 213.353 | 7.4862 | 57.4258 | 135.8852 | 236.9467 | 8.3178 | 333 |  | 305 | 289.5942 | 61.2572 | 124.578 | 214.1932 | 7.4862 | 57.997 | 135.8067 | 242.6813 | 8.5863 | 474 |  | 305 | 291.2162 | 74.0783 | 128.5195 | 226.0168 | 7.4862 | 59.7191 | 123.2725 | 499.6793 | 8.9151 | 406 |  | 305 | 291.374 | 70.6103 | 126.2979 | 227.3796 | 7.4862 | 59.7133 | 123.3963 | 480.2612 | 8.9616 | 352 |  | 305 | 290.8697 | 71.8919 | 129.796 | 220.1596 | 7.4862 | 56.4209 | 127.4453 | 304.0957 | 8.6164 | 406
| 306 | 284.7438 | 66.2498 | 122.9935 | 212.9711 | 7.4862 | 57.4241 | 135.8839 | 236.8505 | 8.3178 | 334 |  | 306 | 286.437 | 60.9312 | 124.2818 | 213.8215 | 7.4862 | 57.9948 | 135.8029 | 242.6046 | 8.5863 | 475 |  | 306 | 288.1847 | 73.6634 | 128.1661 | 225.6348 | 7.4862 | 59.7133 | 123.2203 | 499.3085 | 8.9151 | 407 |  | 306 | 288.2653 | 70.2596 | 125.9756 | 226.9912 | 7.4862 | 59.7082 | 123.3538 | 480.0564 | 8.9616 | 353 |  | 306 | 287.7359 | 71.4991 | 129.5242 | 219.7835 | 7.4862 | 56.4201 | 127.4392 | 304.0162 | 8.6164 | 406
| 307 | 281.8499 | 65.7377 | 122.6326 | 212.5892 | 7.4862 | 57.422 | 135.8735 | 236.7418 | 8.3178 | 335 |  | 307 | 283.366 | 60.6142 | 123.8903 | 213.4499 | 7.4862 | 57.9923 | 135.7902 | 242.515 | 8.5863 | 476 |  | 307 | 285.0815 | 73.2829 | 127.8498 | 225.2529 | 7.4862 | 59.7072 | 123.1603 | 498.8908 | 8.9151 | 408 |  | 307 | 285.3095 | 69.7591 | 125.6503 | 226.6028 | 7.4862 | 59.7027 | 123.3033 | 479.8091 | 8.9616 | 354 |  | 307 | 284.7523 | 71.0862 | 129.1223 | 219.4075 | 7.4862 | 56.419 | 127.4246 | 303.9153 | 8.6164 | 406
| 308 | 278.87 | 65.3482 | 122.235 | 212.2073 | 7.4862 | 57.4196 | 135.8539 | 236.6193 | 8.3178 | 336 |  | 308 | 280.3201 | 60.2202 | 123.5508 | 213.0782 | 7.4862 | 57.9895 | 135.7682 | 242.4113 | 8.5863 | 477 |  | 308 | 282.1198 | 72.7964 | 127.498 | 224.871 | 7.4862 | 59.7006 | 123.0922 | 498.4251 | 8.9151 | 409 |  | 308 | 282.2321 | 69.3948 | 125.3102 | 226.2145 | 7.4862 | 59.6968 | 123.2446 | 479.5172 | 8.9616 | 355 |  | 308 | 281.8335 | 70.6165 | 128.7125 | 219.0314 | 7.4862 | 56.4175 | 127.4013 | 303.7915 | 8.6164 | 406
| 309 | 275.6911 | 65.0754 | 121.9155 | 211.8297 | 7.4862 | 57.4169 | 135.8245 | 236.4821 | 8.3178 | 337 |  | 309 | 277.1163 | 59.96 | 123.2354 | 212.7066 | 7.4862 | 57.9862 | 135.7367 | 242.2922 | 8.5863 | 478 |  | 309 | 279.0231 | 72.4665 | 127.1247 | 224.4891 | 7.4862 | 59.6937 | 123.0157 | 497.9095 | 8.9151 | 410 |  | 309 | 279.0823 | 69.0945 | 124.9787 | 225.8261 | 7.4862 | 59.6906 | 123.1773 | 479.1788 | 8.9616 | 356 |  | 309 | 278.7511 | 70.2654 | 128.3476 | 218.6553 | 7.4862 | 56.4158 | 127.3688 | 303.643 | 8.6164 | 407
| 310 | 272.7771 | 64.5788 | 121.5113 | 211.4956 | 7.4862 | 57.4137 | 135.7851 | 236.3295 | 8.3178 | 338 |  | 310 | 274.1645 | 59.4924 | 122.8377 | 212.3725 | 7.4862 | 57.9825 | 135.6952 | 242.1568 | 8.5863 | 479 |  | 310 | 276.0239 | 71.988 | 126.7788 | 224.1309 | 7.4862 | 59.6864 | 122.9304 | 497.3418 | 8.9151 | 411 |  | 310 | 276.1179 | 68.6152 | 124.6135 | 225.4647 | 7.4862 | 59.6838 | 123.1012 | 478.7921 | 8.9616 | 357 |  | 310 | 275.6992 | 69.8305 | 128.0132 | 218.3022 | 7.4862 | 56.4137 | 127.3267 | 303.4685 | 8.6164 | 407
| 311 | 269.6008 | 64.3053 | 121.1464 | 211.1615 | 7.4862 | 57.4101 | 135.7352 | 236.1599 | 8.3178 | 339 |  | 311 | 270.9177 | 59.2288 | 122.5211 | 212.0484 | 7.4862 | 57.9784 | 135.6434 | 242.0037 | 8.5863 | 480 |  | 311 | 273.0521 | 71.4779 | 126.4146 | 223.7951 | 7.4862 | 59.6787 | 122.8362 | 496.7203 | 8.9151 | 412 |  | 311 | 273.1734 | 68.1061 | 124.2394 | 225.1224 | 7.4862 | 59.6767 | 123.016 | 478.3552 | 8.9616 | 357 |  | 311 | 272.6718 | 69.4076 | 127.6188 | 217.9723 | 7.4862 | 56.4112 | 127.2748 | 303.2666 | 8.6164 | 408
| 312 | 266.5964 | 63.8638 | 120.7776 | 210.8273 | 7.4862 | 57.406 | 135.6746 | 235.9726 | 8.3178 | 340 |  | 312 | 267.9078 | 58.8378 | 122.095 | 211.7243 | 7.4862 | 57.9739 | 135.5809 | 241.8321 | 8.5863 | 481 |  | 312 | 270.0629 | 71.0714 | 125.9643 | 223.4593 | 7.4862 | 59.6704 | 122.7327 | 496.0435 | 8.9151 | 413 |  | 312 | 270.211 | 67.6858 | 123.7943 | 224.7801 | 7.4862 | 59.6691 | 122.9212 | 477.8662 | 8.9616 | 358 |  | 312 | 269.5349 | 69.0391 | 127.2798 | 217.6424 | 7.4862 | 56.4082 | 127.2126 | 303.0355 | 8.6164 | 408
| 313 | 263.4605 | 63.504 | 120.4586 | 210.4932 | 7.4862 | 57.4014 | 135.6029 | 235.7661 | 8.3178 | 341 |  | 313 | 264.7781 | 58.525 | 121.7106 | 211.4002 | 7.4862 | 57.9688 | 135.5075 | 241.6403 | 8.5863 | 482 |  | 313 | 266.8835 | 70.7107 | 125.6583 | 223.1235 | 7.4862 | 59.6617 | 122.6197 | 495.3095 | 8.9151 | 414 |  | 313 | 266.9825 | 67.3197 | 123.5612 | 224.4378 | 7.4862 | 59.6609 | 122.8168 | 477.3232 | 8.9616 | 359 |  | 313 | 266.4203 | 68.6507 | 126.9382 | 217.3125 | 7.4862 | 56.4048 | 127.1399 | 302.7735 | 8.6164 | 409
| 314 | 260.4789 | 63.0576 | 120.0718 | 210.1591 | 7.4862 | 57.3971 | 135.5196 | 235.551 | 8.3178 | 341 |  | 314 | 261.7288 | 58.0393 | 121.4186 | 211.0761 | 7.4862 | 57.9639 | 135.4226 | 241.4275 | 8.5863 | 483 |  | 314 | 263.7384 | 70.3519 | 125.3162 | 222.7877 | 7.4862 | 59.6525 | 122.4967 | 494.5174 | 8.9151 | 414 |  | 314 | 263.839 | 66.9406 | 123.256 | 224.0955 | 7.4862 | 59.6523 | 122.7023 | 476.7242 | 8.9616 | 360 |  | 314 | 263.3308 | 68.2599 | 126.5739 | 216.9826 | 7.4862 | 56.4009 | 127.0562 | 302.4788 | 8.6164 | 409
| 315 | 257.4158 | 62.6565 | 119.7213 | 209.8249 | 7.4862 | 57.3928 | 135.4245 | 235.3394 | 8.3178 | 342 |  | 315 | 258.5148 | 57.7356 | 121.1081 | 210.7531 | 7.4862 | 57.9591 | 135.3261 | 241.1915 | 8.5863 | 484 |  | 315 | 260.6908 | 69.8769 | 124.9917 | 222.4529 | 7.4862 | 59.6427 | 122.3637 | 493.6646 | 8.9151 | 415 |  | 315 | 260.798 | 66.4871 | 122.9228 | 223.7532 | 7.4862 | 59.6431 | 122.5774 | 476.0675 | 8.9616 | 360 |  | 315 | 260.2956 | 67.8348 | 126.1897 | 216.6528 | 7.4862 | 56.3971 | 126.9611 | 302.1534 | 8.6164 | 409
| 316 | 254.2332 | 62.3278 | 119.4046 | 209.5041 | 7.4862 | 57.3879 | 135.3172 | 235.1042 | 8.3178 | 343 |  | 316 | 255.2854 | 57.4349 | 120.7976 | 210.4427 | 7.4862 | 57.9538 | 135.2175 | 240.9311 | 8.5863 | 484 |  | 316 | 257.5846 | 69.5315 | 124.5827 | 222.1315 | 7.4862 | 59.6324 | 122.2202 | 492.7496 | 8.9151 | 416 |  | 316 | 257.7425 | 66.1702 | 122.4572 | 223.4209 | 7.4862 | 59.6333 | 122.4419 | 475.3511 | 8.9616 | 361 |  | 316 | 257.1662 | 67.485 | 125.816 | 216.3312 | 7.4862 | 56.3934 | 126.8544 | 301.7925 | 8.6164 | 409
| 317 | 251.0881 | 61.9297 | 119.117 | 209.1861 | 7.4862 | 57.3824 | 135.1973 | 234.844 | 8.3178 | 344 |  | 317 | 252.1791 | 57.0212 | 120.477 | 210.1322 | 7.4862 | 57.9477 | 135.0965 | 240.645 | 8.5863 | 485 |  | 317 | 254.4148 | 69.1043 | 124.3193 | 221.81 | 7.4862 | 59.6215 | 122.066 | 491.7705 | 8.9151 | 417 |  | 317 | 254.5616 | 65.794 | 122.1721 | 223.0932 | 7.4862 | 59.623 | 122.2954 | 474.5732 | 8.9616 | 362 |  | 317 | 253.998 | 67.0434 | 125.5678 | 216.0148 | 7.4862 | 56.3891 | 126.7356 | 301.3943 | 8.6164 | 410
| 318 | 248.0472 | 61.5158 | 118.7324 | 208.8766 | 7.4862 | 57.3762 | 135.0645 | 234.5574 | 8.3178 | 344 |  | 318 | 249.1427 | 56.5592 | 120.1347 | 209.8217 | 7.4862 | 57.9411 | 134.9627 | 240.3319 | 8.5863 | 485 |  | 318 | 251.3795 | 68.7091 | 123.8895 | 221.4886 | 7.4862 | 59.61 | 121.9008 | 490.7258 | 8.9151 | 418 |  | 318 | 251.5852 | 65.3981 | 121.6991 | 222.7683 | 7.4862 | 59.612 | 122.1376 | 473.7318 | 8.9616 | 362 |  | 318 | 250.9723 | 66.674 | 125.0971 | 215.7062 | 7.4862 | 56.3841 | 126.6044 | 300.957 | 8.6164 | 410
| 319 | 244.7345 | 61.2216 | 118.5 | 208.5671 | 7.4862 | 57.3693 | 134.9185 | 234.2434 | 8.3178 | 345 |  | 319 | 245.8282 | 56.269 | 119.8915 | 209.5186 | 7.4862 | 57.9337 | 134.8158 | 239.9905 | 8.5863 | 486 |  | 319 | 248.2512 | 68.3351 | 123.5204 | 221.1781 | 7.4862 | 59.5979 | 121.7243 | 489.6136 | 8.9151 | 418 |  | 319 | 248.4153 | 65.0592 | 121.3554 | 222.4508 | 7.4862 | 59.6012 | 121.9683 | 472.825 | 8.9616 | 363 |  | 319 | 247.8802 | 66.2434 | 124.7422 | 215.4093 | 7.4862 | 56.3784 | 126.4604 | 300.4791 | 8.6164 | 411
| 320 | 241.6327 | 60.8896 | 118.0945 | 208.2575 | 7.4862 | 57.3617 | 134.7587 | 233.9004 | 8.3178 | 346 |  | 320 | 242.7552 | 55.8959 | 119.487 | 209.2181 | 7.4862 | 57.9256 | 134.6554 | 239.6196 | 8.5863 | 486 |  | 320 | 245.3265 | 67.9982 | 122.902 | 220.8763 | 7.4862 | 59.5852 | 121.5363 | 488.4322 | 8.9151 | 418 |  | 320 | 245.2542 | 64.6856 | 121.0375 | 222.1334 | 7.4862 | 59.5898 | 121.7871 | 471.851 | 8.9616 | 363 |  | 320 | 244.8437 | 65.969 | 124.1757 | 215.1123 | 7.4862 | 56.3719 | 126.3033 | 299.9589 | 8.6164 | 411
| 321 | 238.6625 | 60.5711 | 117.5387 | 207.9532 | 7.4862 | 57.3533 | 134.585 | 233.5274 | 8.3178 | 346 |  | 321 | 239.7938 | 55.5547 | 118.9312 | 208.9254 | 7.4862 | 57.9167 | 134.4812 | 239.2178 | 8.5863 | 486 |  | 321 | 242.2006 | 67.6541 | 122.4919 | 220.5745 | 7.4862 | 59.5717 | 121.3364 | 487.18 | 8.9151 | 419 |  | 321 | 242.215 | 64.422 | 120.4797 | 221.8239 | 7.4862 | 59.5777 | 121.5938 | 470.8078 | 8.9616 | 364 |  | 321 | 241.8096 | 65.6165 | 123.6848 | 214.8154 | 7.4862 | 56.3646 | 126.1327 | 299.395 | 8.6164 | 411
| 322 | 235.5924 | 60.3463 | 116.9851 | 207.6528 | 7.4862 | 57.3442 | 134.397 | 233.1229 | 8.3178 | 347 |  | 322 | 236.7792 | 55.2324 | 118.4083 | 208.6341 | 7.4862 | 57.9071 | 134.2927 | 238.7838 | 8.5863 | 486 |  | 322 | 239.1046 | 67.3039 | 122.058 | 220.2727 | 7.4862 | 59.5576 | 121.1243 | 485.8552 | 8.9151 | 419 |  | 322 | 239.036 | 64.1127 | 120.1059 | 221.5159 | 7.4862 | 59.5649 | 121.388 | 469.6937 | 8.9616 | 364 |  | 322 | 238.7745 | 65.2917 | 123.1671 | 214.5185 | 7.4862 | 56.3565 | 125.9483 | 298.7855 | 8.6164 | 411
| 323 | 232.4674 | 60.08 | 116.5278 | 207.3525 | 7.4862 | 57.3341 | 134.1942 | 232.6857 | 8.3178 | 348 |  | 323 | 233.858 | 54.9594 | 117.8288 | 208.3428 | 7.4862 | 57.8966 | 134.0898 | 238.3165 | 8.5863 | 487 |  | 323 | 236.0403 | 67.0421 | 121.5041 | 219.9708 | 7.4862 | 59.5428 | 120.8998 | 484.4561 | 8.9151 | 420 |  | 323 | 236.0789 | 63.7212 | 119.5923 | 221.2079 | 7.4862 | 59.5513 | 121.1695 | 468.5066 | 8.9616 | 364 |  | 323 | 235.5767 | 65.049 | 122.7301 | 214.2216 | 7.4862 | 56.3476 | 125.7496 | 298.129 | 8.6164 | 412
| 324 | 229.7691 | 59.7385 | 116.1112 | 207.0521 | 7.4862 | 57.3233 | 133.9763 | 232.2146 | 8.3178 | 348 |  | 324 | 231.2054 | 54.6512 | 117.5117 | 208.0515 | 7.4862 | 57.8853 | 133.872 | 237.8144 | 8.5863 | 487 |  | 324 | 233.0863 | 66.6679 | 120.9523 | 219.669 | 7.4862 | 59.5272 | 120.6626 | 482.9811 | 8.9151 | 420 |  | 324 | 233.1506 | 63.4126 | 118.9672 | 220.8999 | 7.4862 | 59.5369 | 120.9378 | 467.2447 | 8.9616 | 364 |  | 324 | 232.6313 | 64.6805 | 122.1665 | 213.9247 | 7.4862 | 56.3377 | 125.5364 | 297.4238 | 8.6164 | 412
| 325 | 227.2549 | 59.45 | 115.6256 | 206.7518 | 7.4862 | 57.3115 | 133.743 | 231.7081 | 8.3178 | 349 |  | 325 | 228.8669 | 54.3165 | 116.9071 | 207.7602 | 7.4862 | 57.8731 | 133.6389 | 237.2763 | 8.5863 | 488 |  | 325 | 230.2193 | 66.3498 | 120.394 | 219.3672 | 7.4862 | 59.511 | 120.4124 | 481.4283 | 8.9151 | 420 |  | 325 | 230.2844 | 63.0487 | 118.356 | 220.5919 | 7.4862 | 59.5217 | 120.6928 | 465.9061 | 8.9616 | 365 |  | 325 | 230.1269 | 64.3837 | 121.4974 | 213.6278 | 7.4862 | 56.3269 | 125.3082 | 296.6683 | 8.6164 | 413
| 326 | 225.0876 | 59.278 | 114.6766 | 206.4514 | 7.4862 | 57.2988 | 133.494 | 231.1651 | 8.3178 | 349 |  | 326 | 226.687 | 54.1532 | 115.9724 | 207.4689 | 7.4862 | 57.86 | 133.3903 | 236.701 | 8.5863 | 488 |  | 326 | 227.8728 | 66.1796 | 119.5598 | 219.0654 | 7.4862 | 59.4945 | 120.1489 | 479.7961 | 8.9151 | 420 |  | 326 | 228.0344 | 62.7752 | 117.5398 | 220.2839 | 7.4862 | 59.5056 | 120.4342 | 464.4889 | 8.9616 | 365 |  | 326 | 227.7015 | 64.1914 | 120.7796 | 213.3309 | 7.4862 | 56.315 | 125.0647 | 295.861 | 8.6164 | 413
| 327 | 222.3977 | 59.0541 | 114.3021 | 206.151 | 7.4862 | 57.2851 | 133.2287 | 230.5843 | 8.3178 | 350 |  | 327 | 224.1179 | 53.8599 | 115.557 | 207.1776 | 7.4862 | 57.8459 | 133.1257 | 236.0871 | 8.5863 | 488 |  | 327 | 225.1835 | 65.8376 | 119.2405 | 218.7636 | 7.4862 | 59.4771 | 119.8718 | 478.0828 | 8.9151 | 421 |  | 327 | 225.1719 | 62.5099 | 117.3279 | 219.9758 | 7.4862 | 59.4887 | 120.1615 | 462.9913 | 8.9616 | 365 |  | 327 | 225.0058 | 63.9123 | 120.4188 | 213.0339 | 7.4862 | 56.3022 | 124.8056 | 295.0001 | 8.6164 | 413
| 328 | 219.7931 | 58.7929 | 113.8796 | 205.8507 | 7.4862 | 57.2704 | 132.947 | 229.9643 | 8.3178 | 350 |  | 328 | 221.4425 | 53.5793 | 115.2352 | 206.8863 | 7.4862 | 57.8309 | 132.8448 | 235.4334 | 8.5863 | 488 |  | 328 | 222.651 | 65.5184 | 118.7415 | 218.4618 | 7.4862 | 59.4589 | 119.5808 | 476.2867 | 8.9151 | 421 |  | 328 | 222.6476 | 62.3329 | 116.6896 | 219.6678 | 7.4862 | 59.4709 | 119.8746 | 461.4112 | 8.9616 | 365 |  | 328 | 222.4404 | 63.582 | 119.9791 | 212.737 | 7.4862 | 56.2883 | 124.5304 | 294.0841 | 8.6164 | 413
| 329 | 217.3754 | 58.6363 | 113.2417 | 205.4743 | 7.4862 | 57.2547 | 132.6484 | 229.3039 | 8.3178 | 350 |  | 329 | 219.0612 | 53.3596 | 114.6135 | 206.5397 | 7.4862 | 57.8148 | 132.5473 | 234.7385 | 8.5863 | 489 |  | 329 | 220.2179 | 65.2342 | 118.162 | 218.1059 | 7.4862 | 59.4398 | 119.2757 | 474.406 | 8.9151 | 421 |  | 329 | 220.1049 | 62.1049 | 116.1704 | 219.31 | 7.4862 | 59.4522 | 119.5731 | 459.7469 | 8.9616 | 366 |  | 329 | 220.1063 | 63.2746 | 119.3424 | 212.3828 | 7.4862 | 56.2733 | 124.2388 | 293.1114 | 8.6164 | 414
| 330 | 215.1127 | 58.3215 | 112.5835 | 205.1214 | 7.4862 | 57.2379 | 132.3326 | 228.6017 | 8.3178 | 350 |  | 330 | 216.7823 | 53.13 | 113.9125 | 206.1802 | 7.4862 | 57.7977 | 132.2327 | 234.0012 | 8.5863 | 489 |  | 330 | 217.9778 | 64.984 | 117.377 | 217.7288 | 7.4862 | 59.4198 | 118.9562 | 472.439 | 8.9151 | 421 |  | 330 | 218.023 | 61.7766 | 115.3264 | 218.9164 | 7.4862 | 59.4325 | 119.2568 | 457.9965 | 8.9616 | 366 |  | 330 | 217.8563 | 63.0379 | 118.5689 | 212.0105 | 7.4862 | 56.2571 | 123.9305 | 292.0804 | 8.6164 | 414
| 331 | 212.541 | 58.0596 | 112.1202 | 204.8296 | 7.4862 | 57.2201 | 131.9992 | 227.8566 | 8.3178 | 351 |  | 331 | 214.2047 | 52.8116 | 113.5286 | 205.8909 | 7.4862 | 57.7796 | 131.9008 | 233.2201 | 8.5863 | 490 |  | 331 | 215.3114 | 64.7027 | 116.9688 | 217.4321 | 7.4862 | 59.3989 | 118.6219 | 470.3841 | 8.9151 | 422 |  | 331 | 215.378 | 61.5222 | 114.8873 | 218.6071 | 7.4862 | 59.4118 | 118.9252 | 456.158 | 8.9616 | 366 |  | 331 | 215.2005 | 62.7709 | 118.1453 | 211.7245 | 7.4862 | 56.2398 | 123.6051 | 290.9894 | 8.6164 | 414
| 332 | 210.1458 | 57.7878 | 111.4882 | 204.54 | 7.4862 | 57.2011 | 131.6479 | 227.0672 | 8.3178 | 351 |  | 332 | 211.9274 | 52.561 | 112.7672 | 205.6111 | 7.4862 | 57.7603 | 131.5512 | 232.3941 | 8.5863 | 490 |  | 332 | 212.9244 | 64.4219 | 116.2749 | 217.1413 | 7.4862 | 59.3771 | 118.2726 | 468.2395 | 8.9151 | 422 |  | 332 | 212.8496 | 61.2838 | 114.3032 | 218.3104 | 7.4862 | 59.3901 | 118.5782 | 454.2296 | 8.9616 | 366 |  | 332 | 212.7602 | 62.5167 | 117.4931 | 211.4387 | 7.4862 | 56.2212 | 123.2623 | 289.8369 | 8.6164 | 414
| 333 | 207.6169 | 57.5517 | 110.954 | 204.2503 | 7.4862 | 57.1809 | 131.2783 | 226.2323 | 8.3178 | 351 |  | 333 | 209.4332 | 52.3585 | 112.1746 | 205.3312 | 7.4862 | 57.7399 | 131.1835 | 231.5218 | 8.5863 | 490 |  | 333 | 210.3151 | 64.1833 | 115.7611 | 216.8505 | 7.4862 | 59.3542 | 117.908 | 466.0035 | 8.9151 | 422 |  | 333 | 210.3258 | 60.9933 | 113.7666 | 218.0137 | 7.4862 | 59.3674 | 118.2154 | 452.2093 | 8.9616 | 367 |  | 333 | 210.1526 | 62.2735 | 116.9973 | 211.1528 | 7.4862 | 56.2014 | 122.9016 | 288.6212 | 8.6164 | 415
| 334 | 205.1368 | 57.2057 | 110.4812 | 203.9607 | 7.4862 | 57.1596 | 130.8901 | 225.3505 | 8.3178 | 351 |  | 334 | 206.8168 | 52.0811 | 111.779 | 205.0514 | 7.4862 | 57.7183 | 130.7975 | 230.602 | 8.5863 | 490 |  | 334 | 207.7668 | 63.8722 | 115.2587 | 216.5598 | 7.4862 | 59.3304 | 117.5278 | 463.6744 | 8.9151 | 422 |  | 334 | 207.7268 | 60.7564 | 113.2515 | 217.717 | 7.4862 | 59.3437 | 117.8365 | 450.0954 | 8.9616 | 367 |  | 334 | 207.6237 | 61.9479 | 116.5053 | 210.8669 | 7.4862 | 56.1803 | 122.5227 | 287.3407 | 8.6164 | 415
| 335 | 202.8751 | 56.8085 | 109.8411 | 203.6711 | 7.4862 | 57.137 | 130.4828 | 224.4205 | 8.3178 | 351 |  | 335 | 204.3348 | 51.8366 | 111.2162 | 204.7716 | 7.4862 | 57.6955 | 130.3926 | 229.6333 | 8.5863 | 491 |  | 335 | 205.3121 | 63.5172 | 114.7066 | 216.269 | 7.4862 | 59.3056 | 117.1317 | 461.2504 | 8.9151 | 423 |  | 335 | 205.3277 | 60.4116 | 112.6444 | 217.4202 | 7.4862 | 59.3188 | 117.4413 | 447.8858 | 8.9616 | 367 |  | 335 | 205.1812 | 61.6575 | 115.8917 | 210.581 | 7.4862 | 56.1578 | 122.1252 | 285.9939 | 8.6164 | 415
| 336 | 200.5774 | 56.4897 | 109.1584 | 203.3814 | 7.4862 | 57.1132 | 130.0561 | 223.4412 | 8.3178 | 351 |  | 336 | 202.0651 | 51.5071 | 110.5262 | 204.4917 | 7.4862 | 57.6716 | 129.9687 | 228.6144 | 8.5863 | 491 |  | 336 | 203.0468 | 63.1512 | 113.9762 | 215.9782 | 7.4862 | 59.2797 | 116.7194 | 458.73 | 8.9151 | 423 |  | 336 | 203.0531 | 60.0071 | 111.9725 | 217.1235 | 7.4862 | 59.2928 | 117.0293 | 445.5787 | 8.9616 | 367 |  | 336 | 202.9755 | 61.2614 | 115.1468 | 210.2952 | 7.4862 | 56.134 | 121.7089 | 284.5791 | 8.6164 | 415
| 337 | 198.2208 | 56.1834 | 108.5224 | 203.0918 | 7.4862 | 57.088 | 129.6098 | 222.4111 | 8.3178 | 352 |  | 337 | 199.7224 | 51.2443 | 109.8423 | 204.2119 | 7.4862 | 57.6463 | 129.5252 | 227.5442 | 8.5863 | 491 |  | 337 | 200.8103 | 62.7859 | 113.2163 | 215.6874 | 7.4862 | 59.2527 | 116.2908 | 456.1113 | 8.9151 | 423 |  | 337 | 200.6879 | 59.6891 | 111.3047 | 216.8268 | 7.4862 | 59.2657 | 116.6004 | 443.1723 | 8.9616 | 367 |  | 337 | 200.7077 | 60.9084 | 114.4211 | 210.0093 | 7.4862 | 56.1087 | 121.2732 | 283.0947 | 8.6164 | 415
| 338 | 195.872 | 55.9322 | 107.8234 | 202.8022 | 7.4862 | 57.0616 | 129.1433 | 221.329 | 8.3178 | 352 |  | 338 | 197.3376 | 50.9891 | 109.1929 | 203.9321 | 7.4862 | 57.6197 | 129.062 | 226.4212 | 8.5863 | 491 |  | 338 | 198.4751 | 62.4652 | 112.5104 | 215.3967 | 7.4862 | 59.2246 | 115.8453 | 453.3926 | 8.9151 | 423 |  | 338 | 198.3448 | 59.407 | 110.579 | 216.53 | 7.4862 | 59.2375 | 116.1542 | 440.6645 | 8.9616 | 367 |  | 338 | 198.419 | 60.5931 | 113.6785 | 209.7234 | 7.4862 | 56.082 | 120.818 | 281.5391 | 8.6164 | 415
| 339 | 193.5866 | 55.6664 | 107.0756 | 202.5125 | 7.4862 | 57.0338 | 128.6565 | 220.1936 | 8.3178 | 352 |  | 339 | 195.0277 | 50.7773 | 108.4254 | 203.6522 | 7.4862 | 57.5919 | 128.5786 | 225.2442 | 8.5863 | 492 |  | 339 | 196.2286 | 62.122 | 111.7384 | 215.1059 | 7.4862 | 59.1954 | 115.3829 | 450.5723 | 8.9151 | 424 |  | 339 | 195.9973 | 59.0913 | 109.8912 | 216.2333 | 7.4862 | 59.208 | 115.6904 | 438.0536 | 8.9616 | 368 |  | 339 | 196.1796 | 60.2353 | 112.9292 | 209.4376 | 7.4862 | 56.0538 | 120.3427 | 279.9106 | 8.6164 | 416
| 340 | 191.4604 | 55.2422 | 106.3269 | 202.2229 | 7.4862 | 57.0046 | 128.1488 | 219.0037 | 8.3178 | 352 |  | 340 | 192.8858 | 50.4591 | 107.5962 | 203.3724 | 7.4862 | 57.5626 | 128.0746 | 224.012 | 8.5863 | 492 |  | 340 | 193.9483 | 61.7996 | 110.9793 | 214.8151 | 7.4862 | 59.1651 | 114.9031 | 447.6486 | 8.9151 | 424 |  | 340 | 193.7123 | 58.85 | 109.0665 | 215.9366 | 7.4862 | 59.1773 | 115.2087 | 435.3377 | 8.9616 | 368 |  | 340 | 193.8514 | 59.9691 | 112.177 | 209.1517 | 7.4862 | 56.0241 | 119.8471 | 278.2078 | 8.6164 | 416
| 341 | 188.9087 | 54.9446 | 105.8772 | 201.9333 | 7.4862 | 56.9739 | 127.62 | 217.7579 | 8.3178 | 352 |  | 341 | 190.3142 | 50.1923 | 107.1452 | 203.0926 | 7.4862 | 57.532 | 127.5498 | 222.7231 | 8.5863 | 492 |  | 341 | 191.4154 | 61.4284 | 110.5217 | 214.5243 | 7.4862 | 59.1336 | 114.4057 | 444.6199 | 8.9151 | 424 |  | 341 | 191.104 | 58.4832 | 108.6906 | 215.6399 | 7.4862 | 59.1454 | 114.7088 | 432.5148 | 8.9616 | 368 |  | 341 | 191.4097 | 59.6025 | 111.6387 | 208.8658 | 7.4862 | 55.9928 | 119.3307 | 276.4289 | 8.6164 | 416
| 342 | 186.8157 | 54.535 | 105.0807 | 201.6436 | 7.4862 | 56.9418 | 127.0696 | 216.455 | 8.3178 | 352 |  | 342 | 188.1528 | 49.8941 | 106.3155 | 202.8127 | 7.4862 | 57.5 | 127.0037 | 221.3765 | 8.5863 | 492 |  | 342 | 189.3388 | 60.9955 | 109.6694 | 214.2335 | 7.4862 | 59.1009 | 113.8905 | 441.4843 | 8.9151 | 424 |  | 342 | 189.2546 | 58.0135 | 107.6588 | 215.3431 | 7.4862 | 59.1122 | 114.1904 | 429.583 | 8.9616 | 368 |  | 342 | 189.2491 | 59.1971 | 110.8582 | 208.5799 | 7.4862 | 55.9599 | 118.7933 | 274.5724 | 8.6164 | 416
| 343 | 184.4455 | 54.2705 | 104.4164 | 201.354 | 7.4862 | 56.9083 | 126.4974 | 215.0937 | 8.3178 | 353 |  | 343 | 186.0748 | 49.4711 | 105.5273 | 202.5329 | 7.4862 | 57.4665 | 126.4361 | 219.9707 | 8.5863 | 493 |  | 343 | 187.1297 | 60.5982 | 108.9141 | 213.9428 | 7.4862 | 59.0669 | 113.3571 | 438.2402 | 8.9151 | 424 |  | 343 | 187.1103 | 57.5364 | 106.9292 | 215.0464 | 7.4862 | 59.0777 | 113.6532 | 426.5405 | 8.9616 | 368 |  | 343 | 187.0675 | 58.7935 | 110.0968 | 208.2941 | 7.4862 | 55.9253 | 118.2345 | 272.6366 | 8.6164 | 417
| 344 | 182.4201 | 53.9017 | 103.5116 | 201.0644 | 7.4862 | 56.8732 | 125.9029 | 213.6726 | 8.3178 | 353 |  | 344 | 183.7811 | 49.1698 | 104.833 | 202.2531 | 7.4862 | 57.4315 | 125.8465 | 218.5044 | 8.5863 | 493 |  | 344 | 184.7834 | 60.3318 | 108.1632 | 213.6537 | 7.4862 | 59.0317 | 112.8052 | 434.8859 | 8.9151 | 424 |  | 344 | 184.6717 | 57.2595 | 106.2938 | 214.7497 | 7.4862 | 59.0419 | 113.097 | 423.3854 | 8.9616 | 368 |  | 344 | 184.8393 | 58.5319 | 109.2401 | 208.0082 | 7.4862 | 55.889 | 117.6538 | 270.62 | 8.6164 | 417
| 345 | 179.9017 | 53.6757 | 102.9547 | 200.777 | 7.4862 | 56.8365 | 125.2859 | 212.1906 | 8.3178 | 353 |  | 345 | 181.4185 | 48.949 | 104.1271 | 201.9732 | 7.4862 | 57.395 | 125.2346 | 216.9765 | 8.5863 | 493 |  | 345 | 182.4614 | 59.9868 | 107.4629 | 213.3684 | 7.4862 | 58.9953 | 112.2346 | 431.4197 | 8.9151 | 425 |  | 345 | 182.2275 | 57.0071 | 105.6391 | 214.4532 | 7.4862 | 59.0047 | 112.5213 | 420.1157 | 8.9616 | 369 |  | 345 | 182.4492 | 58.2061 | 108.6084 | 207.7233 | 7.4862 | 55.851 | 117.051 | 268.5208 | 8.6164 | 417
| 346 | 177.4904 | 53.3457 | 102.3926 | 200.4918 | 7.4862 | 56.7982 | 124.6459 | 210.6462 | 8.3178 | 353 |  | 346 | 178.996 | 48.6912 | 103.518 | 201.6934 | 7.4862 | 57.357 | 124.6001 | 215.3856 | 8.5863 | 493 |  | 346 | 179.9776 | 59.5844 | 106.982 | 213.0832 | 7.4862 | 58.9575 | 111.6449 | 427.8398 | 8.9151 | 425 |  | 346 | 179.7925 | 56.654 | 105.0707 | 214.162 | 7.4862 | 58.9662 | 111.9259 | 416.7297 | 8.9616 | 369 |  | 346 | 180.0671 | 57.8087 | 108.036 | 207.4428 | 7.4862 | 55.8113 | 116.4256 | 266.3376 | 8.6164 | 417
| 347 | 175.1541 | 53.04 | 101.7263 | 200.2114 | 7.4862 | 56.7584 | 123.9826 | 209.0383 | 8.3178 | 353 |  | 347 | 176.5156 | 48.4484 | 102.9498 | 201.4157 | 7.4862 | 57.3174 | 123.9426 | 213.7303 | 8.5863 | 493 |  | 347 | 177.6911 | 59.2944 | 106.1911 | 212.7979 | 7.4862 | 58.9184 | 111.0359 | 424.1446 | 8.9151 | 425 |  | 347 | 177.5879 | 56.3412 | 104.2317 | 213.8707 | 7.4862 | 58.9262 | 111.3106 | 413.2253 | 8.9616 | 369 |  | 347 | 177.7279 | 57.5272 | 107.3047 | 207.1624 | 7.4862 | 55.7697 | 115.7774 | 264.0688 | 8.6164 | 417
| 348 | 173.2061 | 52.7344 | 100.6716 | 199.931 | 7.4862 | 56.7168 | 123.2957 | 207.3656 | 8.3178 | 353 |  | 348 | 174.653 | 48.1079 | 101.8599 | 201.1395 | 7.4862 | 57.2762 | 123.2617 | 212.0096 | 8.5863 | 493 |  | 348 | 175.8093 | 58.8951 | 105.1036 | 212.5141 | 7.4862 | 58.878 | 110.4073 | 420.3323 | 8.9151 | 425 |  | 348 | 175.4675 | 56.0496 | 103.2847 | 213.5821 | 7.4862 | 58.8848 | 110.6749 | 409.6008 | 8.9616 | 369 |  | 348 | 175.8232 | 57.1434 | 106.2412 | 206.8819 | 7.4862 | 55.7263 | 115.1059 | 261.7126 | 8.6164 | 417
| 349 | 170.9385 | 52.3153 | 100.0193 | 199.6814 | 7.4862 | 56.6736 | 122.5847 | 205.6267 | 8.3178 | 353 |  | 349 | 172.4684 | 47.7062 | 101.1459 | 200.8707 | 7.4862 | 57.2333 | 122.5572 | 210.2219 | 8.5863 | 494 |  | 349 | 173.672 | 58.4204 | 104.3447 | 212.2324 | 7.4862 | 58.8362 | 109.7588 | 416.4012 | 8.9151 | 425 |  | 349 | 173.4602 | 55.4769 | 102.5046 | 213.2944 | 7.4862 | 58.8419 | 110.0186 | 405.8542 | 8.9616 | 369 |  | 349 | 173.7475 | 56.6554 | 105.453 | 206.6014 | 7.4862 | 55.681 | 114.4108 | 259.2675 | 8.6164 | 417
| 350 | 169.0159 | 51.7658 | 99.1301 | 199.4541 | 7.4862 | 56.6287 | 121.8494 | 203.8203 | 8.3178 | 353 |  | 350 | 170.4706 | 47.1236 | 100.3753 | 200.6525 | 7.4862 | 57.1888 | 121.8285 | 208.3662 | 8.5863 | 494 |  | 350 | 171.6142 | 57.8086 | 103.6434 | 211.9507 | 7.4862 | 58.793 | 109.0902 | 412.3497 | 8.9151 | 425 |  | 350 | 171.3799 | 54.8167 | 101.8758 | 213.0159 | 7.4862 | 58.7976 | 109.3415 | 401.9836 | 8.9616 | 369 |  | 350 | 171.7377 | 56.0877 | 104.6772 | 206.3223 | 7.4862 | 55.6338 | 113.6917 | 256.7319 | 8.6164 | 417
| 351 | 166.4696 | 51.4307 | 98.6779 | 199.199 | 7.4862 | 56.582 | 121.0893 | 201.9453 | 8.3178 | 354 |  | 351 | 168.0708 | 46.6985 | 99.8596 | 200.424 | 7.4862 | 57.1426 | 121.0755 | 206.441 | 8.5863 | 494 |  | 351 | 169.2071 | 57.4386 | 103.0312 | 211.6875 | 7.4862 | 58.7483 | 108.401 | 408.1759 | 8.9151 | 425 |  | 351 | 169 | 54.4612 | 101.1987 | 212.7808 | 7.4862 | 58.7517 | 108.6431 | 397.9872 | 8.9616 | 369 |  | 351 | 169.259 | 55.7311 | 104.1158 | 206.0865 | 7.4862 | 55.5846 | 112.9483 | 254.1042 | 8.6164 | 418
| 352 | 164.2301 | 50.764 | 98.274 | 198.9205 | 7.4862 | 56.5335 | 120.3041 | 200.0003 | 8.3178 | 354 |  | 352 | 165.9324 | 46.0348 | 99.3616 | 200.1549 | 7.4862 | 57.0947 | 120.2977 | 204.445 | 8.5863 | 494 |  | 352 | 166.7708 | 56.858 | 102.6255 | 211.4577 | 7.4862 | 58.7022 | 107.6912 | 403.8782 | 8.9151 | 425 |  | 352 | 166.6435 | 53.8582 | 100.7628 | 212.5285 | 7.4862 | 58.7043 | 107.9232 | 393.863 | 8.9616 | 369 |  | 352 | 166.8247 | 55.1748 | 103.7042 | 205.8563 | 7.4862 | 55.5334 | 112.1802 | 251.3827 | 8.6164 | 418
| 353 | 161.4866 | 50.5476 | 97.9236 | 198.6421 | 7.4862 | 56.4832 | 119.4935 | 197.9839 | 8.3178 | 354 |  | 353 | 163.0878 | 45.808 | 99.133 | 199.8858 | 7.4862 | 57.0449 | 119.4949 | 202.3771 | 8.5863 | 494 |  | 353 | 164.1169 | 56.4264 | 102.3208 | 211.1954 | 7.4862 | 58.6547 | 106.9602 | 399.4549 | 8.9151 | 426 |  | 353 | 164.031 | 53.4369 | 100.4347 | 212.2426 | 7.4862 | 58.6554 | 107.1815 | 389.6091 | 8.9616 | 369 |  | 353 | 164.1893 | 54.7765 | 103.3807 | 205.581 | 7.4862 | 55.4802 | 111.387 | 248.5659 | 8.6164 | 418
| 354 | 159.0398 | 50.0908 | 97.5171 | 198.3636 | 7.4862 | 56.4311 | 118.657 | 195.895 | 8.3178 | 354 |  | 354 | 160.3852 | 45.5236 | 98.82 | 199.6167 | 7.4862 | 56.9934 | 118.6665 | 200.236 | 8.5863 | 494 |  | 354 | 161.6071 | 56.0613 | 101.8231 | 210.9153 | 7.4862 | 58.6056 | 106.208 | 394.9043 | 8.9151 | 426 |  | 354 | 161.4158 | 53.0726 | 100.0525 | 211.9567 | 7.4862 | 58.6048 | 106.4177 | 385.2237 | 8.9616 | 369 |  | 354 | 161.6541 | 54.4004 | 102.9348 | 205.3057 | 7.4862 | 55.4249 | 110.5684 | 245.6521 | 8.6164 | 418
| 355 | 156.5387 | 49.6945 | 97.1042 | 198.0852 | 7.4862 | 56.378 | 117.7944 | 193.759 | 8.3178 | 354 |  | 355 | 157.998 | 45.1589 | 98.2718 | 199.3476 | 7.4862 | 56.941 | 117.8123 | 198.0235 | 8.5863 | 494 |  | 355 | 159.1915 | 55.5404 | 101.3871 | 210.6353 | 7.4862 | 58.555 | 105.4341 | 390.2253 | 8.9151 | 426 |  | 355 | 158.9694 | 52.6788 | 99.5309 | 211.6708 | 7.4862 | 58.5526 | 105.6315 | 380.705 | 8.9616 | 369 |  | 355 | 159.1808 | 53.9421 | 102.5093 | 205.0305 | 7.4862 | 55.3681 | 109.7241 | 242.6425 | 8.6164 | 418
| 356 | 154.1349 | 49.2091 | 96.6832 | 197.8067 | 7.4862 | 56.3247 | 116.9053 | 191.5969 | 8.3178 | 354 |  | 356 | 155.5608 | 44.7688 | 97.7991 | 199.0784 | 7.4862 | 56.8884 | 116.932 | 195.7369 | 8.5863 | 494 |  | 356 | 156.7242 | 55.1303 | 100.892 | 210.3553 | 7.4862 | 58.5029 | 104.6383 | 385.4183 | 8.9151 | 426 |  | 356 | 156.4335 | 52.315 | 99.0687 | 211.385 | 7.4862 | 58.4998 | 104.8226 | 376.0509 | 8.9616 | 369 |  | 356 | 156.7895 | 53.4735 | 102.012 | 204.7552 | 7.4862 | 55.3111 | 108.8536 | 239.5381 | 8.6164 | 418
| 357 | 151.9565 | 49.0217 | 95.7389 | 197.5283 | 7.4862 | 56.2696 | 115.9893 | 189.3635 | 8.3178 | 354 |  | 357 | 153.2451 | 44.4813 | 97.1022 | 198.8093 | 7.4862 | 56.8341 | 116.0251 | 193.3843 | 8.5863 | 494 |  | 357 | 154.5459 | 54.8741 | 99.9539 | 210.0753 | 7.4862 | 58.4494 | 103.8203 | 380.4792 | 8.9151 | 426 |  | 357 | 154.2139 | 51.9102 | 98.3313 | 211.0991 | 7.4862 | 58.446 | 103.9906 | 371.2596 | 8.9616 | 370 |  | 357 | 154.6672 | 53.2556 | 100.9952 | 204.4799 | 7.4862 | 55.2521 | 107.9566 | 236.3325 | 8.6164 | 418
| 358 | 149.6742 | 48.7386 | 94.9939 | 197.2498 | 7.4862 | 56.2127 | 115.0461 | 187.0577 | 8.3178 | 354 |  | 358 | 151.0348 | 44.1609 | 96.3401 | 198.533 | 7.4862 | 56.7781 | 115.0914 | 190.9663 | 8.5863 | 494 |  | 358 | 152.2229 | 54.4972 | 99.2814 | 209.7953 | 7.4862 | 58.3951 | 102.9799 | 375.4062 | 8.9151 | 426 |  | 358 | 151.9328 | 51.5762 | 97.5846 | 210.8132 | 7.4862 | 58.3906 | 103.1354 | 366.3292 | 8.9616 | 370 |  | 358 | 152.4032 | 52.8515 | 100.306 | 204.2047 | 7.4862 | 55.191 | 107.0327 | 233.024 | 8.6164 | 418
| 359 | 147.7874 | 48.2961 | 94.0244 | 196.96 | 7.4862 | 56.154 | 114.0752 | 184.6782 | 8.3178 | 354 |  | 359 | 149.0293 | 43.786 | 95.4984 | 198.1859 | 7.4862 | 56.7203 | 114.1304 | 188.4701 | 8.5863 | 495 |  | 359 | 150.3165 | 54.1728 | 98.1396 | 209.5153 | 7.4862 | 58.3392 | 102.1167 | 370.1983 | 8.9151 | 426 |  | 359 | 150.0012 | 51.3061 | 96.4244 | 210.5273 | 7.4862 | 58.3337 | 102.2565 | 361.2579 | 8.9616 | 370 |  | 359 | 150.4395 | 52.5319 | 99.2321 | 203.9294 | 7.4862 | 55.1279 | 106.0817 | 229.6111 | 8.6164 | 418
| 360 | 145.5992 | 47.9318 | 93.3421 | 196.6062 | 7.4862 | 56.0935 | 113.0764 | 182.2239 | 8.3178 | 354 |  | 360 | 147.0099 | 43.5162 | 94.5657 | 197.8387 | 7.4862 | 56.6607 | 113.1419 | 185.8946 | 8.5863 | 495 |  | 360 | 148.0756 | 53.669 | 97.5118 | 209.2353 | 7.4862 | 58.2819 | 101.2304 | 364.8533 | 8.9151 | 426 |  | 360 | 147.5442 | 50.9612 | 95.8646 | 210.2415 | 7.4862 | 58.2751 | 101.3537 | 356.0436 | 8.9616 | 370 |  | 360 | 148.2349 | 52.0585 | 98.553 | 203.6541 | 7.4862 | 55.0626 | 105.103 | 226.0922 | 8.6164 | 418
| 361 | 143.4035 | 47.4386 | 92.7963 | 196.2523 | 7.4862 | 56.031 | 112.0493 | 179.6936 | 8.3178 | 354 |  | 361 | 144.6189 | 43.2499 | 94.001 | 197.4916 | 7.4862 | 56.5992 | 112.1254 | 183.2576 | 8.5863 | 495 |  | 361 | 145.745 | 53.1933 | 96.9456 | 208.9553 | 7.4862 | 58.2229 | 100.3208 | 359.3693 | 8.9151 | 426 |  | 361 | 145.2996 | 50.5289 | 95.2381 | 209.8971 | 7.4862 | 58.2149 | 100.4267 | 350.6937 | 8.9616 | 370 |  | 361 | 145.9348 | 51.5829 | 97.9994 | 203.3509 | 7.4862 | 54.9952 | 104.0964 | 222.4657 | 8.6164 | 418
| 362 | 141.1207 | 47.0054 | 92.2773 | 195.8985 | 7.4862 | 55.9666 | 110.9935 | 177.0862 | 8.3178 | 354 |  | 362 | 142.2893 | 42.9052 | 93.4532 | 197.1444 | 7.4862 | 56.536 | 111.0807 | 180.5438 | 8.5863 | 495 |  | 362 | 143.4562 | 52.6921 | 96.4276 | 208.6107 | 7.4862 | 58.1623 | 99.3876 | 353.7446 | 8.9151 | 426 |  | 362 | 142.9963 | 50.0257 | 94.7577 | 209.5362 | 7.4862 | 58.153 | 99.4752 | 345.199 | 8.9616 | 370 |  | 362 | 143.6389 | 51.1187 | 97.4768 | 203.0013 | 7.4862 | 54.9256 | 103.0615 | 218.7299 | 8.6164 | 418
| 363 | 138.5943 | 46.5864 | 91.9936 | 195.539 | 7.4862 | 55.9003 | 109.9087 | 174.4004 | 8.3178 | 354 |  | 363 | 139.6878 | 42.5845 | 93.1536 | 196.7973 | 7.4862 | 56.4708 | 110.0073 | 177.7667 | 8.5863 | 495 |  | 363 | 140.9592 | 52.2011 | 96.1226 | 208.2512 | 7.4862 | 58.1001 | 98.4305 | 347.978 | 8.9151 | 426 |  | 363 | 140.4997 | 49.569 | 94.4251 | 209.1746 | 7.4862 | 58.0894 | 98.4988 | 339.5571 | 8.9616 | 370 |  | 363 | 141.1053 | 50.6646 | 97.1816 | 202.6516 | 7.4862 | 54.8538 | 101.9979 | 214.8833 | 8.6164 | 418
| 364 | 136.3606 | 46.0552 | 91.5305 | 195.1784 | 7.4862 | 55.832 | 108.7945 | 171.6351 | 8.3178 | 354 |  | 364 | 137.4277 | 42.112 | 92.6642 | 196.4501 | 7.4862 | 56.4037 | 108.9049 | 174.937 | 8.5863 | 495 |  | 364 | 138.6413 | 51.6906 | 95.6594 | 207.8904 | 7.4862 | 58.0362 | 97.4491 | 342.0702 | 8.9151 | 426 |  | 364 | 138.3377 | 48.9984 | 93.8775 | 208.8069 | 7.4862 | 58.0241 | 97.4974 | 333.7687 | 8.9616 | 370 |  | 364 | 138.8361 | 50.1202 | 96.7163 | 202.2982 | 7.4862 | 54.7797 | 100.9053 | 210.9243 | 8.6164 | 418
| 365 | 133.9309 | 45.5276 | 91.2597 | 194.8178 | 7.4862 | 55.7617 | 107.6505 | 168.7892 | 8.3178 | 354 |  | 365 | 134.8038 | 41.7966 | 92.3855 | 196.0988 | 7.4862 | 56.3347 | 107.7732 | 172.0277 | 8.5863 | 495 |  | 365 | 136.1987 | 51.1542 | 95.3467 | 207.5295 | 7.4862 | 57.9707 | 96.4433 | 336.0168 | 8.9151 | 426 |  | 365 | 135.8064 | 48.5624 | 93.5648 | 208.4393 | 7.4862 | 57.957 | 96.4705 | 327.8296 | 8.9616 | 370 |  | 365 | 136.4015 | 49.5879 | 96.407 | 201.9418 | 7.4862 | 54.7033 | 99.7833 | 206.8514 | 8.6164 | 418

## 2025-26 Severe Load Curve
2025-26 Severe load curve
A5.1U - 2025/26 Load curve (1-in-50) - Community Renewables | [11 empty] | A5.1V - 2025/26 Load curve (1-in-50) - Two Degrees | [11 empty] | A5.1W - 2025/26 Load curve (1-in-50) - Steady Progression | [11 empty] | A5.1X - 2025/26 Load curve (1-in-50) - Consumer Evolution
Source: National Grid | [11 empty] | Source: National Grid | [11 empty] | Source: National Grid | [11 empty] | Source: National Grid
| Day number | NDM 0 - 73.2 MWh | NDM 73.2-732 MWh | NDM > 732 MWh | Total DM | LDZ Shrinkage | NTS Industrial | Exports to Ireland | NTS Power | NTS Shrinkage | IUK |  | Day number | NDM 0 - 73.2 MWh | NDM 73.2-732 MWh | NDM > 732 MWh | Total DM | LDZ Shrinkage | NTS Industrial | Exports to Ireland | NTS Power | NTS Shrinkage | IUK |  | Day number | NDM 0 - 73.2 MWh | NDM 73.2-732 MWh | NDM > 732 MWh | Total DM | LDZ Shrinkage | NTS Industrial | Exports to Ireland | NTS Power | NTS Shrinkage | IUK |  | Day number | NDM 0 - 73.2 MWh | NDM 73.2-732 MWh | NDM > 732 MWh | Total DM | LDZ Shrinkage | NTS Industrial | Exports to Ireland | NTS Power | NTS Shrinkage | IUK
| 1 | 2667.7707 | 336.7644 | 450.1306 | 350.7081 | 6.8192 | 63.3058 | 306.3021 | 99.497 | 7.2164 | 0 |  | 1 | 2762.0426 | 340.1015 | 458.1329 | 378.7353 | 6.8192 | 68.2158 | 306.1916 | 86.0767 | 7.5671 | 0 |  | 1 | 2908.9675 | 444.2314 | 502.0426 | 411.2704 | 6.8192 | 68.6891 | 254.0914 | 496.3066 | 8.7589 | 0 |  | 1 | 2884.0995 | 422.6661 | 481.1478 | 415.5033 | 6.8192 | 68.3224 | 254.3013 | 436.6856 | 8.5205 | 0
| 2 | 2597.6857 | 332.3252 | 443.6508 | 340.9544 | 6.8192 | 63.2192 | 304.5771 | 99.0958 | 7.2164 | 0 |  | 2 | 2693.3727 | 333.3171 | 448.7781 | 368.9507 | 6.8192 | 68.1162 | 304.4394 | 85.6817 | 7.5671 | 0 |  | 2 | 2838.0076 | 434.755 | 491.8136 | 400.5877 | 6.8192 | 68.6049 | 252.9207 | 494.537 | 8.7589 | 0 |  | 2 | 2813.389 | 414.1905 | 471.1864 | 404.7149 | 6.8192 | 68.2366 | 253.0922 | 435.1459 | 8.5205 | 0
| 3 | 2536.8713 | 324.9002 | 435.3858 | 333.5017 | 6.8192 | 63.134 | 302.8803 | 98.7028 | 7.2164 | 0 |  | 3 | 2628.5588 | 326.122 | 442.0855 | 360.1957 | 6.8192 | 68.0182 | 302.7164 | 85.2966 | 7.5671 | 0 |  | 3 | 2770.8879 | 425.8367 | 483.6267 | 391.0146 | 6.8192 | 68.5217 | 251.7636 | 492.7855 | 8.7589 | 0 |  | 3 | 2747.0868 | 405.6987 | 463.1895 | 394.9981 | 6.8192 | 68.1521 | 251.8981 | 433.623 | 8.5205 | 0
| 4 | 2481.782 | 318.2099 | 427.0042 | 326.2091 | 6.8192 | 63.0502 | 301.2111 | 98.318 | 7.2164 | 0 |  | 4 | 2569.2178 | 319.7297 | 434.9665 | 352.4126 | 6.8192 | 67.9218 | 301.0224 | 84.9213 | 7.5671 | 0 |  | 4 | 2709.627 | 417.5296 | 475.1437 | 382.4897 | 6.8192 | 68.4397 | 250.62 | 491.0519 | 8.7589 | 0 |  | 4 | 2686.4942 | 397.635 | 455.1468 | 386.2961 | 6.8192 | 68.0687 | 250.7188 | 432.1167 | 8.5205 | 0
| 5 | 2430.6824 | 313.1066 | 419.31 | 318.8582 | 6.8192 | 62.9676 | 299.5695 | 97.9412 | 7.2164 | 0 |  | 5 | 2513.4163 | 314.2131 | 428.9496 | 345.6183 | 6.8192 | 67.827 | 299.3571 | 84.5556 | 7.5671 | 0 |  | 5 | 2656.2764 | 408.5606 | 465.3088 | 374.9625 | 6.8192 | 68.3588 | 249.4897 | 489.3362 | 8.7589 | 0 |  | 5 | 2632.7328 | 389.8445 | 445.8172 | 378.5619 | 6.8192 | 67.9865 | 249.5543 | 430.627 | 8.5205 | 0
| 6 | 2381.8274 | 307.6408 | 412.5479 | 314.6009 | 6.8192 | 62.8864 | 297.955 | 97.5722 | 7.2164 | 0 |  | 6 | 2463.1974 | 307.9512 | 422.7325 | 340.3776 | 6.8192 | 67.7339 | 297.7201 | 84.1995 | 7.5671 | 0 |  | 6 | 2599.4419 | 403.4394 | 460.4114 | 368.7002 | 6.8192 | 68.2789 | 248.3728 | 487.6382 | 8.7589 | 0 |  | 6 | 2576.8855 | 384.7642 | 441.1898 | 371.9651 | 6.8192 | 67.9054 | 248.4043 | 429.1537 | 8.5205 | 0
| 7 | 2334.1453 | 303.1977 | 408.2967 | 311.2474 | 6.8192 | 62.8064 | 296.3674 | 97.211 | 7.2164 | 0 |  | 7 | 2418.2712 | 303.1654 | 415.0207 | 335.7381 | 6.8192 | 67.6423 | 296.1112 | 83.8526 | 7.5671 | 0 |  | 7 | 2549.3257 | 396.2454 | 455.3722 | 364.1727 | 6.8192 | 68.2002 | 247.269 | 485.9578 | 8.7589 | 0 |  | 7 | 2528.9167 | 377.546 | 435.6519 | 366.6807 | 6.8192 | 67.8255 | 247.2689 | 427.6966 | 8.5205 | 0
| 8 | 2291.5131 | 299.2139 | 403.7849 | 307.9581 | 6.8192 | 62.7277 | 294.8064 | 96.8574 | 7.2164 | 0 |  | 8 | 2375.656 | 297.6926 | 410.6424 | 331.7011 | 6.8192 | 67.5523 | 294.53 | 83.5149 | 7.5671 | 0 |  | 8 | 2504.7553 | 390.4122 | 449.1758 | 359.8064 | 6.8192 | 68.1225 | 246.1784 | 484.2949 | 8.7589 | 0 |  | 8 | 2482.6566 | 373.2777 | 430.4474 | 362.2254 | 6.8192 | 67.7467 | 246.1478 | 426.2557 | 8.5205 | 0
| 9 | 2252.858 | 295.4524 | 399.4905 | 305.267 | 6.8192 | 62.6503 | 293.2718 | 96.5113 | 7.2164 | 0 |  | 9 | 2334.3567 | 294.7181 | 407.0977 | 328.2609 | 6.8192 | 67.4638 | 292.9763 | 83.1862 | 7.5671 | 0 |  | 9 | 2463.0042 | 384.6518 | 445.164 | 355.9462 | 6.8192 | 68.0459 | 245.1008 | 482.6494 | 8.7589 | 0 |  | 9 | 2440.3414 | 368.2977 | 426.9996 | 358.2799 | 6.8192 | 67.669 | 245.041 | 424.8309 | 8.5205 | 0
| 10 | 2219.6478 | 292.0219 | 394.4085 | 302.3049 | 6.8192 | 62.5741 | 291.7632 | 96.1726 | 7.2164 | 0 |  | 10 | 2299.3151 | 290.7562 | 402.6476 | 325.3848 | 6.8192 | 67.3768 | 291.4497 | 82.8663 | 7.5671 | 0 |  | 10 | 2425.1804 | 380.0919 | 440.614 | 352.7513 | 6.8192 | 67.9703 | 244.036 | 481.0211 | 8.7589 | 0 |  | 10 | 2404.0638 | 363.2134 | 422.1752 | 354.956 | 6.8192 | 67.5924 | 243.9484 | 423.4219 | 8.5205 | 0
| 11 | 2189.9399 | 288.9472 | 390.6004 | 298.6307 | 6.8192 | 62.4992 | 290.2805 | 95.8412 | 7.2164 | 0 |  | 11 | 2270.0139 | 286.3249 | 396.8946 | 323.1545 | 6.8192 | 67.2913 | 289.9501 | 82.5551 | 7.5671 | 0 |  | 11 | 2393.7639 | 374.9086 | 434.7638 | 349.9996 | 6.8192 | 67.8958 | 242.9841 | 479.41 | 8.7589 | 0 |  | 11 | 2372.5162 | 358.3983 | 416.6989 | 352.1418 | 6.8192 | 67.5169 | 242.8698 | 422.0287 | 8.5205 | 0
| 12 | 2162.7995 | 286.0929 | 386.2971 | 296.786 | 6.8192 | 62.4254 | 288.8232 | 95.5168 | 7.2164 | 0 |  | 12 | 2239.0756 | 283.9699 | 394.3985 | 321.5266 | 6.8192 | 67.2073 | 288.4769 | 82.2525 | 7.5671 | 0 |  | 12 | 2363.9892 | 370.5019 | 430.504 | 347.8383 | 6.8192 | 67.8222 | 241.9448 | 477.8159 | 8.7589 | 0 |  | 12 | 2342.4809 | 354.5757 | 412.7776 | 349.8032 | 6.8192 | 67.4425 | 241.8051 | 420.6512 | 8.5205 | 0
| 13 | 2136.0589 | 284.2086 | 383.7318 | 295.6579 | 6.8192 | 62.3529 | 287.3911 | 95.1995 | 7.2164 | 0 |  | 13 | 2214.4908 | 280.0953 | 390.4775 | 320.4727 | 6.8192 | 67.1247 | 287.0301 | 81.9581 | 7.5671 | 0 |  | 13 | 2336.4004 | 366.839 | 427.2502 | 346.0125 | 6.8192 | 67.7497 | 240.9182 | 476.2387 | 8.7589 | 0 |  | 13 | 2315.5438 | 350.83 | 409.5025 | 347.8576 | 6.8192 | 67.3691 | 240.7542 | 419.2891 | 8.5205 | 0
| 14 | 2111.8091 | 282.1668 | 381.7353 | 295.1547 | 6.8192 | 62.2815 | 285.9839 | 94.889 | 7.2164 | 0 |  | 14 | 2189.2116 | 278.4264 | 388.7209 | 319.4107 | 6.8192 | 67.0436 | 285.6091 | 81.672 | 7.5671 | 0 |  | 14 | 2311.814 | 363.45 | 423.8301 | 345.02 | 6.8192 | 67.6782 | 239.9041 | 474.6783 | 8.7589 | 0 |  | 14 | 2291.2485 | 347.4214 | 406.4345 | 346.6187 | 6.8192 | 67.2968 | 239.717 | 417.9424 | 8.5205 | 0
| 15 | 2091.4251 | 279.4758 | 379.8175 | 294.5855 | 6.8192 | 62.2113 | 284.6014 | 94.5853 | 7.2164 | 0 |  | 15 | 2168.4277 | 276.1599 | 386.2059 | 318.5617 | 6.8192 | 66.9639 | 284.2139 | 81.3939 | 7.5671 | 0 |  | 15 | 2289.5993 | 360.7191 | 420.9171 | 344.1062 | 6.8192 | 67.6076 | 238.9024 | 473.1346 | 8.7589 | 0 |  | 15 | 2269.4574 | 345.0953 | 403.3838 | 345.3471 | 6.8192 | 67.2256 | 238.6934 | 416.611 | 8.5205 | 0
| 16 | 2073.9838 | 277.0877 | 377.4319 | 294.17 | 6.8192 | 62.1422 | 283.2432 | 94.2882 | 7.2164 | 0 |  | 16 | 2149.422 | 274.5654 | 384.6108 | 317.3796 | 6.8192 | 66.8856 | 282.844 | 81.1238 | 7.5671 | 0 |  | 16 | 2268.9527 | 358.5142 | 418.9948 | 343.3951 | 6.8192 | 67.5381 | 237.9131 | 471.6074 | 8.7589 | 0 |  | 16 | 2249.5253 | 343.429 | 400.6314 | 344.5082 | 6.8192 | 67.1553 | 237.6832 | 415.2947 | 8.5205 | 0
| 17 | 2056.9094 | 276.1792 | 375.8217 | 293.7668 | 6.8192 | 62.0743 | 281.9092 | 93.9976 | 7.2164 | 0 |  | 17 | 2133.0439 | 272.8876 | 382.865 | 316.5255 | 6.8192 | 66.8087 | 281.4991 | 80.8613 | 7.5671 | 0 |  | 17 | 2251.8009 | 356.0261 | 416.627 | 342.8778 | 6.8192 | 67.4695 | 236.9359 | 470.0966 | 8.7589 | 0 |  | 17 | 2231.6147 | 341.535 | 398.8107 | 343.8724 | 6.8192 | 67.0861 | 236.6863 | 413.9934 | 8.5205 | 0
| 18 | 2043.0308 | 274.6164 | 374.1744 | 293.1954 | 6.8192 | 62.0075 | 280.5989 | 93.7134 | 7.2164 | 0 |  | 18 | 2118.8755 | 271.1632 | 381.2929 | 315.7408 | 6.8192 | 66.7332 | 280.1791 | 80.6064 | 7.5671 | 0 |  | 18 | 2237.6704 | 353.5209 | 414.1015 | 342.1458 | 6.8192 | 67.4018 | 235.9709 | 468.6022 | 8.7589 | 0 |  | 18 | 2216.2839 | 339.4967 | 397.2857 | 343.1125 | 6.8192 | 67.0179 | 235.7027 | 412.707 | 8.5205 | 0
| 19 | 2031.2707 | 272.9271 | 372.3122 | 292.8856 | 6.8192 | 61.9418 | 279.3122 | 93.4355 | 7.2164 | 0 |  | 19 | 2106.7588 | 269.4554 | 379.5075 | 315.1918 | 6.8192 | 66.659 | 278.8834 | 80.3589 | 7.5671 | 0 |  | 19 | 2222.6655 | 352.4089 | 413.19 | 341.5848 | 6.8192 | 67.3351 | 235.0179 | 467.1239 | 8.7589 | 0 |  | 19 | 2203.0827 | 337.5575 | 395.6467 | 342.5237 | 6.8192 | 66.9507 | 234.7322 | 411.4353 | 8.5205 | 0
| 20 | 2019.4043 | 271.9103 | 371.6097 | 292.5911 | 6.8192 | 61.8772 | 278.0487 | 93.1636 | 7.2164 | 0 |  | 20 | 2095.6928 | 267.8563 | 378.2927 | 314.6883 | 6.8192 | 66.5861 | 277.6119 | 80.1186 | 7.5671 | 0 |  | 20 | 2210.4189 | 351.0247 | 411.7115 | 341.0812 | 6.8192 | 67.2693 | 234.0769 | 465.6617 | 8.7589 | 0 |  | 20 | 2190.9265 | 335.9089 | 394.5572 | 342.0141 | 6.8192 | 66.8844 | 233.7746 | 410.1782 | 8.5205 | 0
| 21 | 2009.3311 | 270.8007 | 370.6792 | 292.2676 | 6.8192 | 61.8136 | 276.8081 | 92.8978 | 7.2164 | 0 |  | 21 | 2085.0031 | 266.9983 | 377.4323 | 314.1732 | 6.8192 | 66.5145 | 276.3643 | 79.8854 | 7.5671 | 0 |  | 21 | 2200.4311 | 349 | 410.27 | 340.5704 | 6.8192 | 67.2044 | 233.1476 | 464.2155 | 8.7589 | 0 |  | 21 | 2180.2449 | 334.6975 | 393.1894 | 341.5139 | 6.8192 | 66.8191 | 232.83 | 408.9355 | 8.5205 | 0
| 22 | 2001.1717 | 269.5929 | 369.1524 | 291.8707 | 6.8192 | 61.7511 | 275.5903 | 92.6378 | 7.2164 | 0 |  | 22 | 2076.1423 | 265.8946 | 376.1425 | 313.6488 | 6.8192 | 66.4442 | 275.1403 | 79.6591 | 7.5671 | 0 |  | 22 | 2191.8736 | 347.2028 | 408.5453 | 340.0053 | 6.8192 | 67.1405 | 232.2302 | 462.7852 | 8.7589 | 0 |  | 22 | 2171.0188 | 333.5476 | 391.6612 | 340.9787 | 6.8192 | 66.7547 | 231.898 | 407.7073 | 8.5205 | 0
| 23 | 1992.6587 | 269.0441 | 368.2859 | 291.3563 | 6.8192 | 61.6897 | 274.3948 | 92.3836 | 7.2164 | 0 |  | 23 | 2067.5304 | 264.848 | 375.1923 | 313.3082 | 6.8192 | 66.3751 | 273.9395 | 79.4396 | 7.5671 | 0 |  | 23 | 2182.7878 | 346.1096 | 407.7391 | 339.3386 | 6.8192 | 67.0774 | 231.3243 | 461.3705 | 8.7589 | 0 |  | 23 | 2162.8264 | 331.7557 | 390.8209 | 340.364 | 6.8192 | 66.6913 | 230.9788 | 406.4932 | 8.5205 | 0
| 24 | 1985.7305 | 267.9776 | 367.0648 | 290.68 | 6.8192 | 61.6292 | 273.2214 | 92.1351 | 7.2164 | 0 |  | 24 | 2059.6151 | 263.9005 | 374.1119 | 312.8159 | 6.8192 | 66.3073 | 272.7616 | 79.2267 | 7.5671 | 0 |  | 24 | 2174.6845 | 344.6894 | 407.0907 | 338.5231 | 6.8192 | 67.0152 | 230.43 | 459.9715 | 8.7589 | 0 |  | 24 | 2154.7991 | 330.6357 | 389.946 | 339.6255 | 6.8192 | 66.6288 | 230.072 | 405.2933 | 8.5205 | 0
| 25 | 1979.2848 | 266.5535 | 366.1422 | 289.8331 | 6.8192 | 61.5698 | 272.0699 | 91.892 | 7.2164 | 0 |  | 25 | 2052.4414 | 262.857 | 372.7828 | 312.1254 | 6.8192 | 66.2408 | 271.6064 | 79.0203 | 7.5671 | 0 |  | 25 | 2167.0288 | 343.9404 | 405.8565 | 337.5116 | 6.8192 | 66.9538 | 229.5472 | 458.588 | 8.7589 | 0 |  | 25 | 2147.9684 | 329.3489 | 388.5673 | 338.7186 | 6.8192 | 66.5672 | 229.1777 | 404.1073 | 8.5205 | 0
| 26 | 1972.6454 | 265.5595 | 364.9547 | 288.9701 | 6.8192 | 61.5114 | 270.9399 | 91.6543 | 7.2164 | 0 |  | 26 | 2044.9466 | 262.1417 | 371.5567 | 311.208 | 6.8192 | 66.1754 | 270.4736 | 78.8201 | 7.5671 | 0 |  | 26 | 2160.1737 | 342.7302 | 404.535 | 336.2568 | 6.8192 | 66.8933 | 228.6756 | 457.2198 | 8.7589 | 0 |  | 26 | 2140.9697 | 328.3261 | 387.3412 | 337.5989 | 6.8192 | 66.5065 | 228.2956 | 402.9352 | 8.5205 | 0
| 27 | 1965.8071 | 265.1942 | 363.2274 | 287.8748 | 6.8192 | 61.4539 | 269.8312 | 91.4219 | 7.2164 | 0 |  | 27 | 2038.1078 | 260.8928 | 369.9956 | 310.0708 | 6.8192 | 66.1112 | 269.3628 | 78.6261 | 7.5671 | 0 |  | 27 | 2153.0237 | 341.7283 | 403.0128 | 334.9702 | 6.8192 | 66.8337 | 227.8154 | 455.8669 | 8.7589 | 0 |  | 27 | 2133.4398 | 327.7161 | 386.2053 | 336.2219 | 6.8192 | 66.4467 | 227.4258 | 401.7768 | 8.5205 | 0
| 28 | 1957.4691 | 264.5407 | 362.5348 | 286.8928 | 6.8192 | 61.3975 | 268.7435 | 91.1946 | 7.2164 | 0 |  | 28 | 2029.3161 | 260.1487 | 369.2192 | 308.8497 | 6.8192 | 66.0482 | 268.2737 | 78.438 | 7.5671 | 0 |  | 28 | 2145.3383 | 340.5978 | 401.7483 | 333.4432 | 6.8192 | 66.7749 | 226.9663 | 454.5291 | 8.7589 | 0 |  | 28 | 2125.5536 | 326.8906 | 385.2826 | 334.5965 | 6.8192 | 66.3878 | 226.5679 | 400.6319 | 8.5205 | 0
| 29 | 1948.839 | 263.7337 | 361.2313 | 286.0295 | 6.8192 | 61.3419 | 267.6764 | 90.9723 | 7.2164 | 0 |  | 29 | 2020.7619 | 259.516 | 366.8811 | 307.7783 | 6.8192 | 65.9863 | 267.2061 | 78.2558 | 7.5671 | 0 |  | 29 | 2136.8397 | 339.5667 | 400.0848 | 332.0543 | 6.8192 | 66.7169 | 226.1282 | 453.2063 | 8.7589 | 0 |  | 29 | 2117.6824 | 325.804 | 383.4048 | 333.2444 | 6.8192 | 66.3297 | 225.7221 | 399.5005 | 8.5205 | 0
| 30 | 1940.5317 | 262.3599 | 358.9765 | 285.4895 | 6.8192 | 61.2873 | 266.6298 | 90.7548 | 7.2164 | 0 |  | 30 | 2010.481 | 258.8018 | 365.7283 | 306.6201 | 6.8192 | 65.9256 | 266.1597 | 78.0792 | 7.5671 | 0 |  | 30 | 2126.9098 | 338.1348 | 398.6085 | 331.0771 | 6.8192 | 66.6597 | 225.3012 | 451.8985 | 8.7589 | 0 |  | 30 | 2108.0194 | 324.6808 | 381.7891 | 332.2344 | 6.8192 | 66.2725 | 224.888 | 398.3824 | 8.5205 | 0
| 31 | 1932.3414 | 260.6939 | 356.3066 | 285.4902 | 6.8192 | 61.2336 | 265.6034 | 90.5421 | 7.2164 | 0 |  | 31 | 2001.4745 | 257.2557 | 363.614 | 305.9788 | 6.8192 | 65.866 | 265.1341 | 77.9081 | 7.5671 | 0 |  | 31 | 2117.2742 | 336.3966 | 396.3312 | 330.5543 | 6.8192 | 66.6033 | 224.4849 | 450.6054 | 8.7589 | 0 |  | 31 | 2098.5899 | 322.4934 | 380.0848 | 331.6686 | 6.8192 | 66.2161 | 224.0657 | 397.2776 | 8.5205 | 0
| 32 | 1922.5764 | 259.6172 | 354.8072 | 285.2143 | 6.8192 | 61.1808 | 264.5968 | 90.3341 | 7.2164 | 0 |  | 32 | 1992.2199 | 255.6765 | 361.4126 | 305.6428 | 6.8192 | 65.8074 | 264.1291 | 77.7423 | 7.5671 | 0 |  | 32 | 2108.0262 | 334.3672 | 393.9855 | 330.0034 | 6.8192 | 66.5476 | 223.6795 | 449.327 | 8.7589 | 0 |  | 32 | 2088.8728 | 321.2423 | 377.7269 | 331.1075 | 6.8192 | 66.1605 | 223.2549 | 396.1857 | 8.5205 | 0
| 33 | 1912.648 | 258.1741 | 353.4124 | 284.8996 | 6.8192 | 61.1289 | 263.6097 | 90.1306 | 7.2164 | 0 |  | 33 | 1981.4078 | 254.417 | 360.4912 | 305.1847 | 6.8192 | 65.7499 | 263.1443 | 77.5817 | 7.5671 | 0 |  | 33 | 2096.0307 | 333.5422 | 392.9418 | 329.4019 | 6.8192 | 66.4928 | 222.8847 | 448.0632 | 8.7589 | 0 |  | 33 | 2077.9263 | 320.0483 | 376.3263 | 330.4439 | 6.8192 | 66.1057 | 222.4557 | 395.1069 | 8.5205 | 0
| 34 | 1903.0678 | 257.0448 | 351.4027 | 284.5379 | 6.8192 | 61.0779 | 262.642 | 89.9314 | 7.2164 | 0 |  | 34 | 1972.1584 | 253.2117 | 358.1783 | 304.5012 | 6.8192 | 65.6935 | 262.1795 | 77.426 | 7.5671 | 0 |  | 34 | 2085.7278 | 331.7383 | 391.1398 | 328.7566 | 6.8192 | 66.4387 | 222.1005 | 446.8137 | 8.7589 | 0 |  | 34 | 2067.5882 | 318.1909 | 374.8208 | 329.7679 | 6.8192 | 66.0517 | 221.6678 | 394.0408 | 8.5205 | 0
| 35 | 1894.7523 | 255.7238 | 349.4335 | 283.0628 | 6.8192 | 61.0277 | 261.6932 | 89.7365 | 7.2164 | 0 |  | 35 | 1962.6911 | 251.6708 | 356.6712 | 303.5651 | 6.8192 | 65.6381 | 261.2343 | 77.2753 | 7.5671 | 0 |  | 35 | 2074.9954 | 330.4426 | 389.3543 | 328.0165 | 6.8192 | 66.3854 | 221.3268 | 445.5786 | 8.7589 | 0 |  | 35 | 2057.1439 | 316.9074 | 372.9076 | 329.032 | 6.8192 | 65.9985 | 220.8911 | 392.9874 | 8.5205 | 0
| 36 | 1884.6902 | 255.1804 | 348.4937 | 281.5271 | 6.8192 | 60.9784 | 260.7632 | 89.5457 | 7.2164 | 0 |  | 36 | 1953.4655 | 250.2404 | 355.0042 | 302.437 | 6.8192 | 65.5837 | 260.3085 | 77.1292 | 7.5671 | 0 |  | 36 | 2064.2507 | 329.5299 | 387.5928 | 326.8815 | 6.8192 | 66.3327 | 220.5634 | 444.3577 | 8.7589 | 0 |  | 36 | 2046.2877 | 316.1835 | 371.2288 | 327.9138 | 6.8192 | 65.9461 | 220.1256 | 391.9466 | 8.5205 | 0
| 37 | 1875.4693 | 254.5315 | 346.0379 | 280.7718 | 6.8192 | 60.9299 | 259.8517 | 89.3589 | 7.2164 | 0 |  | 37 | 1943.7797 | 249.568 | 352.7059 | 301.6424 | 6.8192 | 65.5303 | 259.4017 | 76.9877 | 7.5671 | 0 |  | 37 | 2054.1744 | 328.8062 | 384.8678 | 325.8527 | 6.8192 | 66.2809 | 219.8103 | 443.1508 | 8.7589 | 0 |  | 37 | 2036.3162 | 315.4639 | 368.5911 | 326.8657 | 6.8192 | 65.8944 | 219.3711 | 390.9182 | 8.5205 | 0
| 38 | 1865.86 | 253.4819 | 344.2728 | 280.115 | 6.8192 | 60.8822 | 258.9583 | 89.176 | 7.2164 | 0 |  | 38 | 1933.4044 | 248.4937 | 351.389 | 300.9577 | 6.8192 | 65.4779 | 258.5137 | 76.8505 | 7.5671 | 0 |  | 38 | 2044.6687 | 326.6391 | 382.6358 | 325.2037 | 6.8192 | 66.2297 | 219.0674 | 441.958 | 8.7589 | 0 |  | 38 | 2026.1449 | 313.8051 | 366.7338 | 326.176 | 6.8192 | 65.8434 | 218.6275 | 389.9021 | 8.5205 | 0
| 39 | 1856.1053 | 252.2337 | 342.5961 | 279.7136 | 6.8192 | 60.8353 | 258.0828 | 88.9969 | 7.2164 | 0 |  | 39 | 1923.6634 | 247.4635 | 349.3817 | 300.285 | 6.8192 | 65.4264 | 257.6441 | 76.7176 | 7.5671 | 0 |  | 39 | 2034.0498 | 325.0098 | 380.9356 | 324.5982 | 6.8192 | 66.1792 | 218.3346 | 440.7789 | 8.7589 | 0 |  | 39 | 2016.3329 | 311.8924 | 364.7154 | 325.5422 | 6.8192 | 65.7932 | 217.8946 | 388.8981 | 8.5205 | 0
| 40 | 1845.9744 | 251.009 | 341.0871 | 279.4973 | 6.8192 | 60.7891 | 257.2249 | 88.8214 | 7.2164 | 0 |  | 40 | 1914.3374 | 245.709 | 347.3696 | 299.9263 | 6.8192 | 65.3759 | 256.7926 | 76.5887 | 7.5671 | 0 |  | 40 | 2023.9095 | 323.1033 | 378.7954 | 324.2314 | 6.8192 | 66.1294 | 217.6118 | 439.6136 | 8.7589 | 0 |  | 40 | 2005.6989 | 309.9893 | 363.2858 | 325.1318 | 6.8192 | 65.7437 | 217.1725 | 387.9062 | 8.5205 | 0
| 41 | 1836.2621 | 249.7986 | 339.2192 | 279.207 | 6.8192 | 60.7438 | 256.3843 | 88.6494 | 7.2164 | 0 |  | 41 | 1904.1873 | 244.8948 | 345.2521 | 299.557 | 6.8192 | 65.3263 | 255.9591 | 76.4637 | 7.5671 | 0 |  | 41 | 2013.0002 | 321.6896 | 376.8403 | 323.9557 | 6.8192 | 66.0803 | 216.8989 | 438.4619 | 8.7589 | 0 |  | 41 | 1994.5885 | 308.4104 | 361.874 | 324.8559 | 6.8192 | 65.695 | 216.4609 | 386.9262 | 8.5205 | 0
| 42 | 1827.8024 | 248.3547 | 336.3094 | 278.9396 | 6.8192 | 60.6991 | 255.5608 | 88.4808 | 7.2164 | 0 |  | 42 | 1894.9594 | 243.0925 | 343.3336 | 299.0545 | 6.8192 | 65.2775 | 255.143 | 76.3425 | 7.5671 | 0 |  | 42 | 2003.8837 | 319.0779 | 374.4361 | 323.5342 | 6.8192 | 66.0318 | 216.1958 | 437.3237 | 8.7589 | 0 |  | 42 | 1985.7444 | 305.9992 | 359.1556 | 324.4527 | 6.8192 | 65.6469 | 215.7597 | 385.958 | 8.5205 | 0
| 43 | 1817.5794 | 246.945 | 335.1694 | 278.6312 | 6.8192 | 60.6552 | 254.754 | 88.3154 | 7.2164 | 0 |  | 43 | 1885.1547 | 241.5495 | 341.7227 | 298.5619 | 6.8192 | 65.2297 | 254.3442 | 76.2248 | 7.5671 | 0 |  | 43 | 1993.7837 | 316.7666 | 372.7303 | 323.0975 | 6.8192 | 65.984 | 215.5023 | 436.1988 | 8.7589 | 0 |  | 43 | 1975.2481 | 304.6314 | 357.0638 | 324.0315 | 6.8192 | 65.5994 | 215.0688 | 385.0014 | 8.5205 | 0
| 44 | 1808.211 | 245.2998 | 333.4105 | 278.3229 | 6.8192 | 60.6121 | 253.9637 | 88.1532 | 7.2164 | 0 |  | 44 | 1874.3101 | 240.6083 | 340.5119 | 298.1074 | 6.8192 | 65.1827 | 253.5624 | 76.1105 | 7.5671 | 0 |  | 44 | 1982.765 | 314.9172 | 371.5364 | 322.6056 | 6.8192 | 65.9368 | 214.8185 | 435.0872 | 8.7589 | 0 |  | 44 | 1964.0152 | 302.841 | 356.195 | 323.5467 | 6.8192 | 65.5527 | 214.3882 | 384.0564 | 8.5205 | 0
| 45 | 1797.7112 | 244.4546 | 331.964 | 278.0334 | 6.8192 | 60.5696 | 253.1896 | 87.9939 | 7.2164 | 0 |  | 45 | 1863.9361 | 239.0841 | 339.1669 | 297.8995 | 6.8192 | 65.1365 | 252.7972 | 75.9995 | 7.5671 | 0 |  | 45 | 1971.0346 | 314.04 | 370.0821 | 322.1137 | 6.8192 | 65.8903 | 214.1442 | 433.9887 | 8.7589 | 0 |  | 45 | 1953.4565 | 301.2355 | 354.4663 | 323.0626 | 6.8192 | 65.5066 | 213.7176 | 383.1227 | 8.5205 | 0
| 46 | 1787.6713 | 243.4387 | 330.5822 | 277.3902 | 6.8192 | 60.5278 | 252.4314 | 87.8376 | 7.2164 | 0 |  | 46 | 1853.4842 | 237.7001 | 337.9344 | 297.5165 | 6.8192 | 65.0912 | 252.0484 | 75.8916 | 7.5671 | 0 |  | 46 | 1959.5872 | 312.898 | 368.377 | 321.8545 | 6.8192 | 65.8444 | 213.4793 | 432.9033 | 8.7589 | 0 |  | 46 | 1942.1061 | 300.006 | 352.945 | 322.7868 | 6.8192 | 65.4611 | 213.057 | 382.2003 | 8.5205 | 0
| 47 | 1778.7481 | 241.6297 | 328.8866 | 276.737 | 6.8192 | 60.4867 | 251.6889 | 87.684 | 7.2164 | 0 |  | 47 | 1844.5914 | 236.209 | 335.3189 | 297.0648 | 6.8192 | 65.0466 | 251.3156 | 75.7866 | 7.5671 | 0 |  | 47 | 1949.5823 | 311 | 366.1787 | 321.4017 | 6.8192 | 65.799 | 212.8236 | 431.8307 | 8.7589 | 0 |  | 47 | 1932.1495 | 298.3942 | 350.5834 | 322.3398 | 6.8192 | 65.4163 | 212.4062 | 381.2891 | 8.5205 | 0
| 48 | 1768.871 | 240.4272 | 327.3922 | 276.23 | 6.8192 | 60.4462 | 250.9616 | 87.533 | 7.2164 | 0 |  | 48 | 1834.1225 | 235.0945 | 333.8715 | 296.6445 | 6.8192 | 65.0028 | 250.5985 | 75.6844 | 7.5671 | 0 |  | 48 | 1938.8882 | 309.4829 | 364.288 | 320.9497 | 6.8192 | 65.7543 | 212.1772 | 430.771 | 8.7589 | 0 |  | 48 | 1921.1839 | 297.4912 | 348.5284 | 321.8865 | 6.8192 | 65.372 | 211.7652 | 380.3889 | 8.5205 | 0
| 49 | 1758.889 | 239.2145 | 325.8871 | 275.8904 | 6.8192 | 60.4064 | 250.2495 | 87.3846 | 7.2164 | 0 |  | 49 | 1823.6491 | 234.0334 | 332.727 | 296.0874 | 6.8192 | 64.9598 | 249.8969 | 75.5849 | 7.5671 | 0 |  | 49 | 1928.0862 | 307.9638 | 362.5422 | 320.4629 | 6.8192 | 65.7101 | 211.54 | 429.7239 | 8.7589 | 0 |  | 49 | 1910.8362 | 295.4008 | 347.066 | 321.41 | 6.8192 | 65.3284 | 211.1338 | 379.4995 | 8.5205 | 0
| 50 | 1751.1213 | 237.9542 | 324.633 | 275.5507 | 6.8192 | 60.3672 | 249.5521 | 87.2385 | 7.2164 | 0 |  | 50 | 1815.5211 | 232.9624 | 331.4299 | 295.5294 | 6.8192 | 64.9175 | 249.2104 | 75.4878 | 7.5671 | 0 |  | 50 | 1918.637 | 306.0651 | 361.2509 | 319.9568 | 6.8192 | 65.6665 | 210.9117 | 428.6893 | 8.7589 | 0 |  | 50 | 1901.8357 | 292.9629 | 346.0204 | 320.9097 | 6.8192 | 65.2854 | 210.5119 | 378.6209 | 8.5205 | 0
| 51 | 1743.1128 | 236.5688 | 323.692 | 275.2639 | 6.8192 | 60.3286 | 248.8693 | 87.0947 | 7.2164 | 0 |  | 51 | 1807.6181 | 232.2502 | 329.5577 | 294.9625 | 6.8192 | 64.8759 | 248.5388 | 75.393 | 7.5671 | 0 |  | 51 | 1910.3468 | 304.8573 | 359.396 | 319.4506 | 6.8192 | 65.6235 | 210.2924 | 427.6672 | 8.7589 | 0 |  | 51 | 1893.5959 | 292.2286 | 343.8425 | 320.4094 | 6.8192 | 65.2429 | 209.8994 | 377.7529 | 8.5205 | 0
| 52 | 1735.5697 | 235.8559 | 321.4024 | 275.1878 | 6.8192 | 60.2906 | 248.2006 | 86.953 | 7.2164 | 0 |  | 52 | 1799.2106 | 231.6516 | 328.0464 | 294.4259 | 6.8192 | 64.8351 | 247.8818 | 75.3003 | 7.5671 | 0 |  | 52 | 1901.6606 | 303.9052 | 357.464 | 319.1619 | 6.8192 | 65.581 | 209.6818 | 426.6573 | 8.7589 | 0 |  | 52 | 1884.2781 | 291.546 | 342.4841 | 320.1161 | 6.8192 | 65.201 | 209.2962 | 376.8955 | 8.5205 | 0
| 53 | 1729.2468 | 234.2079 | 319.1827 | 274.7566 | 6.8192 | 60.2531 | 247.5459 | 86.8133 | 7.2164 | 0 |  | 53 | 1792.4504 | 230.5584 | 325.351 | 293.9204 | 6.8192 | 64.7949 | 247.2389 | 75.2096 | 7.5671 | 0 |  | 53 | 1894.8522 | 302.2778 | 354.3352 | 318.8676 | 6.8192 | 65.5391 | 209.0801 | 425.6597 | 8.7589 | 0 |  | 53 | 1877.8975 | 289.7255 | 339.3662 | 319.783 | 6.8192 | 65.1597 | 208.7021 | 376.0483 | 8.5205 | 0
| 54 | 1722.5043 | 233.2234 | 316.7638 | 274.2807 | 6.8192 | 60.2163 | 246.9049 | 86.6756 | 7.2164 | 0 |  | 54 | 1785.26 | 228.9584 | 323.7122 | 293.2955 | 6.8192 | 64.7554 | 246.61 | 75.1207 | 7.5671 | 0 |  | 54 | 1886.4405 | 300.9592 | 352.742 | 318.3321 | 6.8192 | 65.4976 | 208.4869 | 424.6741 | 8.7589 | 0 |  | 54 | 1869.5654 | 288.7535 | 337.5711 | 319.2302 | 6.8192 | 65.1188 | 208.1171 | 375.2115 | 8.5205 | 0
| 55 | 1714.5184 | 232.3487 | 315.4566 | 273.8266 | 6.8192 | 60.1799 | 246.2772 | 86.5395 | 7.2164 | 0 |  | 55 | 1776.6038 | 228.12 | 322.7775 | 292.6705 | 6.8192 | 64.7165 | 245.9948 | 75.0335 | 7.5671 | 0 |  | 55 | 1877.9195 | 299.849 | 351.1656 | 317.6806 | 6.8192 | 65.4567 | 207.9023 | 423.7005 | 8.7589 | 0 |  | 55 | 1860.9912 | 287.6378 | 336.2514 | 318.5876 | 6.8192 | 65.0786 | 207.5409 | 374.3847 | 8.5205 | 0
| 56 | 1706.5088 | 231.9097 | 313.7283 | 273.3819 | 6.8192 | 60.1441 | 245.6627 | 86.4051 | 7.2164 | 0 |  | 56 | 1768.8097 | 227.1231 | 321.075 | 292.1099 | 6.8192 | 64.6782 | 245.3929 | 74.9479 | 7.5671 | 0 |  | 56 | 1869.7857 | 298.0454 | 349.847 | 317.0777 | 6.8192 | 65.4162 | 207.3261 | 422.7388 | 8.7589 | 0 |  | 56 | 1852.9233 | 286.0276 | 334.8817 | 317.9833 | 6.8192 | 65.0388 | 206.9736 | 373.5679 | 8.5205 | 0
| 57 | 1698.2851 | 230.8767 | 312.844 | 272.9012 | 6.8192 | 60.1089 | 245.0609 | 86.2722 | 7.2164 | 0 |  | 57 | 1759.805 | 226.5035 | 320.1433 | 291.6117 | 6.8192 | 64.6405 | 244.8041 | 74.8635 | 7.5671 | 0 |  | 57 | 1860.8885 | 296.8649 | 348.7045 | 316.439 | 6.8192 | 65.3763 | 206.7582 | 421.7887 | 8.7589 | 0 |  | 57 | 1843.8319 | 285.1896 | 333.7846 | 317.3576 | 6.8192 | 64.9995 | 206.415 | 372.761 | 8.5205 | 0
| 58 | 1689.7622 | 230.072 | 311.9036 | 272.5474 | 6.8192 | 60.0741 | 244.4717 | 86.1407 | 7.2164 | 0 |  | 58 | 1751.0496 | 225.6073 | 319.0976 | 291.2548 | 6.8192 | 64.6035 | 244.2279 | 74.7803 | 7.5671 | 0 |  | 58 | 1851.4775 | 296.0106 | 347.6938 | 315.856 | 6.8192 | 65.3368 | 206.1986 | 420.8503 | 8.7589 | 0 |  | 58 | 1834.1109 | 284.6147 | 333.017 | 316.769 | 6.8192 | 64.9607 | 205.865 | 371.9638 | 8.5205 | 0
| 59 | 1680.8179 | 229.4385 | 311.0968 | 272.3103 | 6.8192 | 60.0398 | 243.8947 | 86.0105 | 7.2164 | 0 |  | 59 | 1742.5193 | 224.8855 | 317.6141 | 290.9363 | 6.8192 | 64.5669 | 243.6643 | 74.6982 | 7.5671 | 0 |  | 59 | 1842.6143 | 295.0426 | 346.1312 | 315.3908 | 6.8192 | 65.2978 | 205.6472 | 419.9234 | 8.7589 | 0 |  | 59 | 1825.767 | 283.1745 | 331.553 | 316.365 | 6.8192 | 64.9224 | 205.3234 | 371.1762 | 8.5205 | 0
| 60 | 1672.3962 | 228.5551 | 310.2177 | 271.8727 | 6.8192 | 60.006 | 243.3297 | 85.8814 | 7.2164 | 0 |  | 60 | 1734.0111 | 224.1914 | 316.0624 | 290.6362 | 6.8192 | 64.531 | 243.1128 | 74.6169 | 7.5671 | 0 |  | 60 | 1833.2643 | 294.4425 | 344.547 | 315.0661 | 6.8192 | 65.2592 | 205.1037 | 419.0078 | 8.7589 | 0 |  | 60 | 1816.7798 | 282.4913 | 329.9196 | 316.0167 | 6.8192 | 64.8845 | 204.7902 | 370.398 | 8.5205 | 0
| 61 | 1663.7787 | 228.0223 | 309.0877 | 271.5313 | 6.8192 | 59.9726 | 242.7764 | 85.7533 | 7.2164 | 0 |  | 61 | 1725.5077 | 223.4951 | 314.6679 | 290.1762 | 6.8192 | 64.4955 | 242.5731 | 74.5364 | 7.5671 | 0 |  | 61 | 1824.1541 | 293.2624 | 343.4857 | 314.5587 | 6.8192 | 65.221 | 204.5683 | 418.1035 | 8.7589 | 0 |  | 61 | 1807.6517 | 281.6583 | 328.792 | 315.4533 | 6.8192 | 64.8471 | 204.2652 | 369.6292 | 8.5205 | 0
| 62 | 1655.8135 | 226.9997 | 307.6807 | 271.3044 | 6.8192 | 59.9396 | 242.2345 | 85.6261 | 7.2164 | 0 |  | 62 | 1717.4243 | 222.3861 | 313.2431 | 289.7391 | 6.8192 | 64.4606 | 242.0449 | 74.4564 | 7.5671 | 0 |  | 62 | 1816.0739 | 292.4347 | 341.0272 | 314.0661 | 6.8192 | 65.1833 | 204.0407 | 417.2103 | 8.7589 | 0 |  | 62 | 1799.6477 | 280.6212 | 326.7101 | 314.9242 | 6.8192 | 64.8101 | 203.7483 | 368.8696 | 8.5205 | 0
| 63 | 1648.0674 | 226.0773 | 306.0793 | 270.9523 | 6.8192 | 59.9071 | 241.7037 | 85.4996 | 7.2164 | 0 |  | 63 | 1708.7592 | 221.6356 | 311.9327 | 289.411 | 6.8192 | 64.4261 | 241.528 | 74.3767 | 7.5671 | 0 |  | 63 | 1807.2922 | 291.4079 | 339.3019 | 313.7409 | 6.8192 | 65.146 | 203.5208 | 416.3281 | 8.7589 | 0 |  | 63 | 1791.0801 | 279.3399 | 325.2474 | 314.5836 | 6.8192 | 64.7735 | 203.2394 | 368.1191 | 8.5205 | 0
| 64 | 1639.5958 | 225.5915 | 304.7672 | 270.6003 | 6.8192 | 59.875 | 241.1837 | 85.3738 | 7.2164 | 0 |  | 64 | 1700.8074 | 221.104 | 309.8193 | 288.9537 | 6.8192 | 64.3921 | 241.0221 | 74.2973 | 7.5671 | 0 |  | 64 | 1799.1343 | 290.1085 | 337.3926 | 313.2485 | 6.8192 | 65.1091 | 203.0086 | 415.4568 | 8.7589 | 0 |  | 64 | 1781.932 | 278.8122 | 323.7694 | 314.0853 | 6.8192 | 64.7374 | 202.7384 | 367.3776 | 8.5205 | 0
| 65 | 1631.7547 | 224.8482 | 303.0819 | 270.2482 | 6.8192 | 59.8433 | 240.6743 | 85.2485 | 7.2164 | 0 |  | 65 | 1692.0304 | 220.322 | 308.7814 | 288.4964 | 6.8192 | 64.3586 | 240.5267 | 74.218 | 7.5671 | 0 |  | 65 | 1789.8448 | 289.1535 | 336.2706 | 312.7561 | 6.8192 | 65.0726 | 202.504 | 414.5963 | 8.7589 | 0 |  | 65 | 1772.6943 | 277.9414 | 322.7241 | 313.587 | 6.8192 | 64.7016 | 202.2451 | 366.6448 | 8.5205 | 0
| 66 | 1623.1382 | 224.0553 | 302.2215 | 269.8962 | 6.8192 | 59.812 | 240.1752 | 85.1236 | 7.2164 | 0 |  | 66 | 1683.2028 | 219.4181 | 307.916 | 288.039 | 6.8192 | 64.3254 | 240.0418 | 74.1386 | 7.5671 | 0 |  | 66 | 1780.562 | 288.2907 | 335.0496 | 312.2637 | 6.8192 | 65.0364 | 202.0068 | 413.7464 | 8.7589 | 0 |  | 66 | 1763.9374 | 276.7451 | 321.5234 | 313.0887 | 6.8192 | 64.6662 | 201.7595 | 365.9208 | 8.5205 | 0
| 67 | 1614.7677 | 222.9313 | 301.4441 | 269.5463 | 6.8192 | 59.781 | 239.6861 | 84.9989 | 7.2164 | 0 |  | 67 | 1674.9348 | 217.979 | 307.0263 | 287.5817 | 6.8192 | 64.2927 | 239.5668 | 74.0589 | 7.5671 | 0 |  | 67 | 1772.3368 | 286.2589 | 333.9401 | 311.7713 | 6.8192 | 65.0006 | 201.517 | 412.9071 | 8.7589 | 0 |  | 67 | 1755.5598 | 275.2711 | 320.2212 | 312.5904 | 6.8192 | 64.6312 | 201.2814 | 365.2053 | 8.5205 | 0
| 68 | 1606.5767 | 222.055 | 300.2125 | 269.2234 | 6.8192 | 59.7503 | 239.2067 | 84.8744 | 7.2164 | 0 |  | 68 | 1666.9017 | 216.4768 | 305.93 | 287.1591 | 6.8192 | 64.2604 | 239.1016 | 73.9788 | 7.5671 | 0 |  | 68 | 1763.3167 | 284.6208 | 333.2317 | 311.2789 | 6.8192 | 64.9652 | 201.0345 | 412.0782 | 8.7589 | 0 |  | 68 | 1746.9728 | 273.7729 | 319.1527 | 312.0921 | 6.8192 | 64.5965 | 200.8108 | 364.4983 | 8.5205 | 0
| 69 | 1598.5468 | 220.9826 | 299.053 | 268.8635 | 6.8192 | 59.72 | 238.7367 | 84.7499 | 7.2164 | 0 |  | 69 | 1658.5712 | 215.4349 | 304.7025 | 286.7049 | 6.8192 | 64.2284 | 238.6459 | 73.8982 | 7.5671 | 0 |  | 69 | 1753.9061 | 283.3587 | 332.4989 | 310.8254 | 6.8192 | 64.9301 | 200.5591 | 411.2597 | 8.7589 | 0 |  | 69 | 1738.2741 | 272.0852 | 318.3516 | 311.6275 | 6.8192 | 64.5622 | 200.3474 | 363.7996 | 8.5205 | 0
| 70 | 1590.918 | 219.6093 | 297.8103 | 268.4866 | 6.8192 | 59.69 | 238.2759 | 84.6252 | 7.2164 | 0 |  | 70 | 1649.6335 | 214.4651 | 304.0375 | 286.2232 | 6.8192 | 64.1968 | 238.1992 | 73.8168 | 7.5671 | 0 |  | 70 | 1745.2297 | 281.7426 | 331.4148 | 310.343 | 6.8192 | 64.8953 | 200.0908 | 410.4513 | 8.7589 | 0 |  | 70 | 1729.6061 | 270.6163 | 317.3297 | 311.134 | 6.8192 | 64.5282 | 199.8912 | 363.109 | 8.5205 | 0
| 71 | 1582.3735 | 218.87 | 296.8493 | 268.1097 | 6.8192 | 59.6603 | 237.8239 | 84.5004 | 7.2164 | 0 |  | 71 | 1641.5489 | 213.4271 | 302.5879 | 285.7412 | 6.8192 | 64.1655 | 237.7614 | 73.7346 | 7.5671 | 0 |  | 71 | 1737.1133 | 279.8687 | 330.0622 | 309.8268 | 6.8192 | 64.8609 | 199.6295 | 409.653 | 8.7589 | 0 |  | 71 | 1721.0906 | 269.3129 | 316.0203 | 310.6103 | 6.8192 | 64.4946 | 199.4421 | 362.4265 | 8.5205 | 0
| 72 | 1574.5493 | 217.5383 | 295.7604 | 267.7327 | 6.8192 | 59.6309 | 237.3806 | 84.3751 | 7.2164 | 0 |  | 72 | 1633.2704 | 211.9025 | 301.8188 | 285.2592 | 6.8192 | 64.1346 | 237.3322 | 73.6512 | 7.5671 | 0 |  | 72 | 1728.2238 | 278.2903 | 329.1873 | 309.3107 | 6.8192 | 64.8267 | 199.1751 | 408.8646 | 8.7589 | 0 |  | 72 | 1711.763 | 268.2418 | 315.2906 | 310.0865 | 6.8192 | 64.4612 | 198.9999 | 361.752 | 8.5205 | 0
| 73 | 1565.704 | 216.8874 | 295.0117 | 267.3558 | 6.8192 | 59.6018 | 236.9455 | 84.2494 | 7.2164 | 0 |  | 73 | 1624.0522 | 211.0656 | 301.3017 | 284.7773 | 6.8192 | 64.1039 | 236.9112 | 73.5667 | 7.5671 | 0 |  | 73 | 1718.7714 | 277.3761 | 328.2111 | 308.7946 | 6.8192 | 64.7929 | 198.7274 | 408.0861 | 8.7589 | 0 |  | 73 | 1702.0835 | 267.5213 | 314.5623 | 309.5628 | 6.8192 | 64.4281 | 198.5646 | 361.0852 | 8.5205 | 0
| 74 | 1557.7003 | 215.6672 | 293.9908 | 266.9789 | 6.8192 | 59.5729 | 236.5185 | 84.1231 | 7.2164 | 0 |  | 74 | 1615.2041 | 210.1516 | 300.4917 | 284.2953 | 6.8192 | 64.0735 | 236.4981 | 73.4809 | 7.5671 | 0 |  | 74 | 1708.2035 | 277.0272 | 327.785 | 308.2785 | 6.8192 | 64.7593 | 198.2865 | 407.3173 | 8.7589 | 0 |  | 74 | 1692.2098 | 266.8339 | 313.995 | 309.039 | 6.8192 | 64.3954 | 198.136 | 360.4261 | 8.5205 | 0
| 75 | 1548.7365 | 214.9731 | 293.4037 | 266.602 | 6.8192 | 59.5442 | 236.0992 | 83.996 | 7.2164 | 0 |  | 75 | 1605.9973 | 209.4645 | 299.7692 | 283.8575 | 6.8192 | 64.0433 | 236.0927 | 73.3935 | 7.5671 | 0 |  | 75 | 1698.398 | 276.0668 | 327.2081 | 307.7623 | 6.8192 | 64.726 | 197.8521 | 406.5581 | 8.7589 | 0 |  | 75 | 1683.68 | 265.0085 | 313.2218 | 308.5153 | 6.8192 | 64.3628 | 197.714 | 359.7746 | 8.5205 | 0
| 76 | 1540.2684 | 213.8818 | 292.7184 | 266.2251 | 6.8192 | 59.5158 | 235.6873 | 83.8681 | 7.2164 | 0 |  | 76 | 1596.6849 | 208.8557 | 298.8781 | 283.6156 | 6.8192 | 64.0134 | 235.6946 | 73.3044 | 7.5671 | 0 |  | 76 | 1689.6549 | 274.5239 | 326.1512 | 307.2462 | 6.8192 | 64.693 | 197.4243 | 405.8084 | 8.7589 | 0 |  | 76 | 1674.1052 | 264.2484 | 312.4283 | 307.9916 | 6.8192 | 64.3306 | 197.2984 | 359.1304 | 8.5205 | 0
| 77 | 1530.9969 | 213.5654 | 292.2115 | 265.6981 | 6.8192 | 59.4876 | 235.2826 | 83.7391 | 7.2164 | 0 |  | 77 | 1587.9475 | 208.0898 | 297.7748 | 283.1682 | 6.8192 | 63.9837 | 235.3035 | 73.2134 | 7.5671 | 0 |  | 77 | 1680.6704 | 272.8791 | 325.2882 | 306.8795 | 6.8192 | 64.6602 | 197.0028 | 405.0681 | 8.7589 | 0 |  | 77 | 1665.3128 | 262.5308 | 311.6653 | 307.6124 | 6.8192 | 64.2985 | 196.8893 | 358.4935 | 8.5205 | 0
| 78 | 1522.4014 | 212.8052 | 291.5778 | 265.0658 | 6.8192 | 59.4595 | 234.8849 | 83.6091 | 7.2164 | 0 |  | 78 | 1578.9347 | 207.2952 | 296.9754 | 282.7207 | 6.8192 | 63.9541 | 234.9192 | 73.1205 | 7.5671 | 0 |  | 78 | 1671.1587 | 271.9631 | 324.3321 | 306.4044 | 6.8192 | 64.6276 | 196.5876 | 404.337 | 8.7589 | 0 |  | 78 | 1655.6029 | 261.8677 | 310.8764 | 307.1223 | 6.8192 | 64.2667 | 196.4864 | 357.8638 | 8.5205 | 0
| 79 | 1514.3881 | 212.0265 | 290.3804 | 264.4335 | 6.8192 | 59.4317 | 234.4937 | 83.4778 | 7.2164 | 0 |  | 79 | 1570.6593 | 205.9245 | 296.0148 | 282.2732 | 6.8192 | 63.9248 | 234.5413 | 73.0254 | 7.5671 | 0 |  | 79 | 1662.7741 | 270.6734 | 322.6363 | 305.9155 | 6.8192 | 64.5952 | 196.1787 | 403.615 | 8.7589 | 0 |  | 79 | 1647.6855 | 260.3302 | 309.1758 | 306.6256 | 6.8192 | 64.2351 | 196.0896 | 357.2411 | 8.5205 | 0
| 80 | 1507.0238 | 210.9207 | 288.6366 | 264.0256 | 6.8192 | 59.404 | 234.1089 | 83.3452 | 7.2164 | 0 |  | 80 | 1562.1463 | 204.8698 | 294.9758 | 281.8257 | 6.8192 | 63.8956 | 234.1695 | 72.928 | 7.5671 | 0 |  | 80 | 1653.7043 | 269.464 | 321.5455 | 305.4265 | 6.8192 | 64.5631 | 195.7758 | 402.9021 | 8.7589 | 0 |  | 80 | 1638.4866 | 259.4388 | 308.1107 | 306.129 | 6.8192 | 64.2038 | 195.6989 | 356.6253 | 8.5205 | 0
| 81 | 1498.9147 | 209.6338 | 287.8006 | 263.6359 | 6.8192 | 59.3764 | 233.7301 | 83.2111 | 7.2164 | 0 |  | 81 | 1553.9878 | 203.5528 | 293.8446 | 281.3782 | 6.8192 | 63.8665 | 233.8036 | 72.8281 | 7.5671 | 0 |  | 81 | 1645.6183 | 267.8221 | 319.9033 | 304.9376 | 6.8192 | 64.5311 | 195.379 | 402.198 | 8.7589 | 0 |  | 81 | 1630.2158 | 257.9439 | 306.7208 | 305.6323 | 6.8192 | 64.1726 | 195.314 | 356.0163 | 8.5205 | 0
| 82 | 1490.9057 | 208.4814 | 286.73 | 263.2461 | 6.8192 | 59.349 | 233.3571 | 83.0754 | 7.2164 | 0 |  | 82 | 1546.1142 | 202.5182 | 292.1461 | 280.9308 | 6.8192 | 63.8376 | 233.4432 | 72.7256 | 7.5671 | 0 |  | 82 | 1636.7568 | 266.4643 | 318.7526 | 304.4487 | 6.8192 | 64.4994 | 194.988 | 401.5027 | 8.7589 | 0 |  | 82 | 1621.5208 | 256.5875 | 305.6168 | 305.1357 | 6.8192 | 64.1415 | 194.935 | 355.4139 | 8.5205 | 0
| 83 | 1483.0654 | 207.4143 | 285.4053 | 262.8564 | 6.8192 | 59.3217 | 232.9896 | 82.9379 | 7.2164 | 0 |  | 83 | 1537.7566 | 201.2822 | 291.1331 | 280.4833 | 6.8192 | 63.8087 | 233.0881 | 72.6202 | 7.5671 | 0 |  | 83 | 1627.9752 | 265.0131 | 317.6155 | 303.9597 | 6.8192 | 64.4678 | 194.6029 | 400.8161 | 8.7589 | 0 |  | 83 | 1612.3547 | 255.6889 | 304.526 | 304.639 | 6.8192 | 64.1107 | 194.5616 | 354.8181 | 8.5205 | 0
| 84 | 1474.7818 | 206.555 | 284.3161 | 262.4667 | 6.8192 | 59.2944 | 232.6273 | 82.7986 | 7.2164 | 0 |  | 84 | 1528.8667 | 200.4542 | 290.1753 | 280.1047 | 6.8192 | 63.78 | 232.7378 | 72.5119 | 7.5671 | 0 |  | 84 | 1618.9142 | 263.7899 | 316.5296 | 303.4708 | 6.8192 | 64.4363 | 194.2235 | 400.138 | 8.7589 | 0 |  | 84 | 1603.8823 | 254.086 | 303.4458 | 304.1424 | 6.8192 | 64.08 | 194.1938 | 354.2286 | 8.5205 | 0
| 85 | 1466.5314 | 205.7652 | 283.1242 | 262.077 | 6.8192 | 59.2673 | 232.2699 | 82.6573 | 7.2164 | 0 |  | 85 | 1520.2914 | 199.5848 | 289.0086 | 279.662 | 6.8192 | 63.7513 | 232.3923 | 72.4005 | 7.5671 | 0 |  | 85 | 1609.6928 | 262.5653 | 315.6054 | 302.9818 | 6.8192 | 64.4051 | 193.8497 | 399.4683 | 8.7589 | 0 |  | 85 | 1594.729 | 253.016 | 302.5137 | 303.6457 | 6.8192 | 64.0494 | 193.8314 | 353.6453 | 8.5205 | 0
| 86 | 1459.0046 | 204.7545 | 282.3615 | 261.7594 | 6.8192 | 59.2402 | 231.9172 | 82.5138 | 7.2164 | 0 |  | 86 | 1512.0927 | 199.1402 | 288.1745 | 279.2193 | 6.8192 | 63.7226 | 232.051 | 72.2858 | 7.5671 | 0 |  | 86 | 1600.8363 | 261.5566 | 314.4177 | 302.4929 | 6.8192 | 64.3739 | 193.4814 | 398.807 | 8.7589 | 0 |  | 86 | 1586.0407 | 252.0606 | 301.3426 | 303.1491 | 6.8192 | 64.019 | 193.4744 | 353.0682 | 8.5205 | 0
| 87 | 1452.0188 | 203.8562 | 281.3249 | 261.2904 | 6.8192 | 59.2132 | 231.5688 | 82.3682 | 7.2164 | 0 |  | 87 | 1504.3376 | 198.1926 | 287.5314 | 278.7766 | 6.8192 | 63.6939 | 231.7138 | 72.1677 | 7.5671 | 0 |  | 87 | 1592.8767 | 260.3249 | 313.4927 | 302.07 | 6.8192 | 64.3429 | 193.1186 | 398.1538 | 8.7589 | 0 |  | 87 | 1578.0604 | 251.2838 | 300.1782 | 302.7178 | 6.8192 | 63.9886 | 193.1225 | 352.4971 | 8.5205 | 0
| 88 | 1444.5777 | 203.1799 | 280.5405 | 260.8022 | 6.8192 | 59.1862 | 231.2245 | 82.2202 | 7.2164 | 0 |  | 88 | 1497.4826 | 197.0212 | 286.2122 | 278.3339 | 6.8192 | 63.6653 | 231.3803 | 72.0459 | 7.5671 | 0 |  | 88 | 1584.83 | 259.4246 | 312.3858 | 301.5849 | 6.8192 | 64.312 | 192.7611 | 397.5087 | 8.7589 | 0 |  | 88 | 1570.3142 | 250.2585 | 299.09 | 302.2246 | 6.8192 | 63.9584 | 192.7758 | 351.9318 | 8.5205 | 0
| 89 | 1437.1952 | 202.3336 | 279.7693 | 260.4123 | 6.8192 | 59.1592 | 230.8839 | 82.0697 | 7.2164 | 0 |  | 89 | 1490.6598 | 195.6213 | 285.0426 | 277.9377 | 6.8192 | 63.6366 | 231.0502 | 71.9205 | 7.5671 | 0 |  | 89 | 1576.6735 | 258.5423 | 311.3705 | 301.0997 | 6.8192 | 64.2812 | 192.4088 | 396.8716 | 8.7589 | 0 |  | 89 | 1562.3609 | 249.3662 | 298.0759 | 301.7314 | 6.8192 | 63.9283 | 192.434 | 351.3723 | 8.5205 | 0
| 90 | 1430.367 | 201.2472 | 278.7649 | 259.9415 | 6.8192 | 59.1323 | 230.5469 | 81.9166 | 7.2164 | 0 |  | 90 | 1482.4924 | 194.9338 | 284.5001 | 277.5467 | 6.8192 | 63.6079 | 230.7233 | 71.7911 | 7.5671 | 0 |  | 90 | 1568.7402 | 257.2285 | 310.4005 | 300.7776 | 6.8192 | 64.2504 | 192.0616 | 396.2423 | 8.7589 | 0 |  | 90 | 1554.0877 | 248.3507 | 297.3603 | 301.3828 | 6.8192 | 63.8982 | 192.0971 | 350.8184 | 8.5205 | 0
| 91 | 1422.9213 | 200.5706 | 277.9683 | 259.4706 | 6.8192 | 59.1053 | 230.2132 | 81.7607 | 7.2164 | 0 |  | 91 | 1474.6309 | 194.2381 | 283.7178 | 277.0979 | 6.8192 | 63.5791 | 230.3992 | 71.6576 | 7.5671 | 0 |  | 91 | 1560.5715 | 256.2811 | 309.4361 | 300.3189 | 6.8192 | 64.2198 | 191.7195 | 395.6207 | 8.7589 | 0 |  | 91 | 1546.1223 | 247.3773 | 296.4139 | 300.9152 | 6.8192 | 63.8682 | 191.7649 | 350.27 | 8.5205 | 0
| 92 | 1415.3088 | 199.91 | 277.2429 | 259.0792 | 6.8192 | 59.0783 | 229.8824 | 81.602 | 7.2164 | 0 |  | 92 | 1466.9593 | 193.5179 | 282.8212 | 276.5978 | 6.8192 | 63.5502 | 230.0776 | 71.5199 | 7.5671 | 0 |  | 92 | 1552.6192 | 255.5153 | 308.0737 | 299.8602 | 6.8192 | 64.1892 | 191.3824 | 395.0067 | 8.7589 | 0 |  | 92 | 1538.5148 | 246.3915 | 295.1218 | 300.4477 | 6.8192 | 63.8382 | 191.4374 | 349.727 | 8.5205 | 0
| 93 | 1408.1902 | 199.3365 | 275.9233 | 258.701 | 6.8192 | 59.0513 | 229.5543 | 81.4403 | 7.2164 | 0 |  | 93 | 1459.4568 | 192.7332 | 281.8201 | 276.0976 | 6.8192 | 63.5213 | 229.7583 | 71.3778 | 7.5671 | 0 |  | 93 | 1544.7388 | 254.5041 | 306.8847 | 299.4015 | 6.8192 | 64.1587 | 191.05 | 394.4002 | 8.7589 | 0 |  | 93 | 1530.5416 | 245.5031 | 294.0981 | 299.9801 | 6.8192 | 63.8083 | 191.1143 | 349.1891 | 8.5205 | 0
| 94 | 1400.4787 | 198.6147 | 275.3695 | 258.2983 | 6.8192 | 59.0242 | 229.2288 | 81.2757 | 7.2164 | 0 |  | 94 | 1451.6305 | 192.1912 | 280.8841 | 275.6136 | 6.8192 | 63.4922 | 229.4413 | 71.2314 | 7.5671 | 0 |  | 94 | 1536.8966 | 253.4298 | 305.7208 | 298.9428 | 6.8192 | 64.1282 | 190.7225 | 393.801 | 8.7589 | 0 |  | 94 | 1523.1055 | 244.3718 | 292.7801 | 299.5126 | 6.8192 | 63.7784 | 190.7958 | 348.6564 | 8.5205 | 0
| 95 | 1393.0963 | 198.1246 | 274.1941 | 257.9563 | 6.8192 | 58.9971 | 228.9059 | 81.108 | 7.2164 | 0 |  | 95 | 1444.1233 | 191.5494 | 279.6273 | 275.2311 | 6.8192 | 63.463 | 229.1263 | 71.0806 | 7.5671 | 0 |  | 95 | 1528.4696 | 252.5443 | 304.9845 | 298.4524 | 6.8192 | 64.0978 | 190.3996 | 393.2091 | 8.7589 | 0 |  | 95 | 1514.4344 | 243.8036 | 292.1794 | 298.9997 | 6.8192 | 63.7485 | 190.4816 | 348.1285 | 8.5205 | 0
| 96 | 1386.2478 | 197.4166 | 272.8012 | 257.5158 | 6.8192 | 58.9699 | 228.5855 | 80.9374 | 7.2164 | 0 |  | 96 | 1436.4821 | 190.614 | 278.7392 | 274.9072 | 6.8192 | 63.4338 | 228.8135 | 70.9255 | 7.5671 | 0 |  | 96 | 1521.0574 | 251.4034 | 303.4328 | 298.0179 | 6.8192 | 64.0674 | 190.0814 | 392.6242 | 8.7589 | 0 |  | 96 | 1506.557 | 242.9276 | 291.0288 | 298.5508 | 6.8192 | 63.7187 | 190.1717 | 347.6055 | 8.5205 | 0
| 97 | 1379.0826 | 196.5424 | 271.8374 | 257.1293 | 6.8192 | 58.9427 | 228.2677 | 80.7639 | 7.2164 | 0 |  | 97 | 1429.0945 | 189.8441 | 277.5192 | 274.4963 | 6.8192 | 63.4045 | 228.5028 | 70.7662 | 7.5671 | 0 |  | 97 | 1513.1073 | 250.2597 | 302.5017 | 297.5036 | 6.8192 | 64.0371 | 189.7678 | 392.0463 | 8.7589 | 0 |  | 97 | 1499.3428 | 241.3821 | 289.9626 | 298.0239 | 6.8192 | 63.6889 | 189.866 | 347.0871 | 8.5205 | 0
| 98 | 1371.614 | 195.918 | 270.8655 | 256.8043 | 6.8192 | 58.9154 | 227.9523 | 80.5873 | 7.2164 | 0 |  | 98 | 1421.6417 | 188.9507 | 276.4475 | 274.1258 | 6.8192 | 63.375 | 228.1941 | 70.6026 | 7.5671 | 0 |  | 98 | 1505.0618 | 249.2538 | 301.4506 | 297.067 | 6.8192 | 64.0068 | 189.4586 | 391.4752 | 8.7589 | 0 |  | 98 | 1491.6089 | 240.309 | 288.9129 | 297.5277 | 6.8192 | 63.6591 | 189.5645 | 346.5732 | 8.5205 | 0
| 99 | 1364.6598 | 195.0523 | 269.5849 | 256.5148 | 6.8192 | 58.8881 | 227.6393 | 80.4078 | 7.2164 | 0 |  | 99 | 1413.8075 | 188.3368 | 275.4564 | 273.7766 | 6.8192 | 63.3455 | 227.8874 | 70.4349 | 7.5671 | 0 |  | 99 | 1497.5405 | 248.1385 | 299.9455 | 296.6695 | 6.8192 | 63.9765 | 189.1538 | 390.9108 | 8.7589 | 0 |  | 99 | 1484.1411 | 239.1231 | 287.6047 | 297.1367 | 6.8192 | 63.6293 | 189.2672 | 346.0637 | 8.5205 | 0
| 100 | 1357.4971 | 194.0666 | 268.6874 | 256.1709 | 6.8192 | 58.8608 | 227.3287 | 80.2253 | 7.2164 | 0 |  | 100 | 1406.9016 | 187.2332 | 274.0373 | 273.4168 | 6.8192 | 63.3159 | 227.5827 | 70.2629 | 7.5671 | 0 |  | 100 | 1489.7281 | 247.2112 | 298.5133 | 296.3022 | 6.8192 | 63.9463 | 188.8534 | 390.3529 | 8.7589 | 0 |  | 100 | 1476.2077 | 238.3041 | 286.4002 | 296.7409 | 6.8192 | 63.5996 | 188.9738 | 345.5584 | 8.5205 | 0
| 101 | 1350.3322 | 193.2064 | 267.6407 | 255.8529 | 6.8192 | 58.8334 | 227.0204 | 80.0399 | 7.2164 | 0 |  | 101 | 1399.3078 | 186.4776 | 272.9903 | 273.0248 | 6.8192 | 63.2862 | 227.28 | 70.0868 | 7.5671 | 0 |  | 101 | 1481.9486 | 246.2156 | 297.1752 | 295.8762 | 6.8192 | 63.9162 | 188.5573 | 389.8015 | 8.7589 | 0 |  | 101 | 1468.8851 | 237.1779 | 284.9269 | 296.3101 | 6.8192 | 63.5699 | 188.6844 | 345.0572 | 8.5205 | 0
| 102 | 1343.3153 | 192.5612 | 266.2621 | 255.5038 | 6.8192 | 58.8059 | 226.7144 | 79.8515 | 7.2164 | 0 |  | 102 | 1391.5439 | 185.8014 | 272.0155 | 272.6513 | 6.8192 | 63.2565 | 226.9791 | 69.9066 | 7.5671 | 0 |  | 102 | 1473.9749 | 245.1378 | 296.09 | 295.4736 | 6.8192 | 63.886 | 188.2654 | 389.2563 | 8.7589 | 0 |  | 102 | 1460.7225 | 236.555 | 283.7681 | 295.9015 | 6.8192 | 63.5402 | 188.399 | 344.5599 | 8.5205 | 0
| 103 | 1335.9697 | 191.6962 | 265.4123 | 255.1742 | 6.8192 | 58.7785 | 226.4106 | 79.6601 | 7.2164 | 0 |  | 103 | 1384.0885 | 184.8875 | 270.9926 | 272.255 | 6.8192 | 63.2266 | 226.6801 | 69.7224 | 7.5671 | 0 |  | 103 | 1465.883 | 244.1573 | 295.0431 | 295.0538 | 6.8192 | 63.8559 | 187.9776 | 388.7173 | 8.7589 | 0 |  | 103 | 1452.8604 | 235.6753 | 282.5833 | 295.4752 | 6.8192 | 63.5105 | 188.1173 | 344.0663 | 8.5205 | 0
| 104 | 1328.743 | 190.7162 | 264.5666 | 254.8368 | 6.8192 | 58.7509 | 226.1091 | 79.4658 | 7.2164 | 0 |  | 104 | 1377.046 | 183.8117 | 269.7007 | 271.8767 | 6.8192 | 63.1967 | 226.383 | 69.534 | 7.5671 | 0 |  | 104 | 1457.9792 | 243.017 | 293.96 | 294.6417 | 6.8192 | 63.8258 | 187.6938 | 388.1843 | 8.7589 | 0 |  | 104 | 1445.0742 | 234.413 | 281.6956 | 295.0585 | 6.8192 | 63.4809 | 187.8395 | 343.5765 | 8.5205 | 0
| 105 | 1321.7769 | 189.8602 | 263.3363 | 254.4993 | 6.8192 | 58.7233 | 225.8097 | 79.2685 | 7.2164 | 0 |  | 105 | 1369.0333 | 183.1939 | 268.9283 | 271.4913 | 6.8192 | 63.1666 | 226.0876 | 69.3417 | 7.5671 | 0 |  | 105 | 1449.5875 | 242.2204 | 293.0235 | 294.2272 | 6.8192 | 63.7958 | 187.4141 | 387.6573 | 8.7589 | 0 |  | 105 | 1437.0042 | 233.5816 | 280.6654 | 294.6372 | 6.8192 | 63.4512 | 187.5653 | 343.0901 | 8.5205 | 0
| 106 | 1313.7662 | 189.4751 | 262.6797 | 254.1619 | 6.8192 | 58.6957 | 225.5124 | 79.0683 | 7.2164 | 0 |  | 106 | 1361.4164 | 182.5153 | 267.8208 | 271.1059 | 6.8192 | 63.1365 | 225.794 | 69.1454 | 7.5671 | 0 |  | 106 | 1441.5922 | 241.3141 | 291.8004 | 293.8127 | 6.8192 | 63.7658 | 187.1382 | 387.1359 | 8.7589 | 0 |  | 106 | 1428.9886 | 232.63 | 279.7011 | 294.2158 | 6.8192 | 63.4216 | 187.2947 | 342.607 | 8.5205 | 0
| 107 | 1306.1042 | 188.7949 | 261.9694 | 253.8245 | 6.8192 | 58.668 | 225.2172 | 78.8652 | 7.2164 | 0 |  | 107 | 1353.5313 | 181.8562 | 266.9619 | 270.7205 | 6.8192 | 63.1064 | 225.5021 | 68.9451 | 7.5671 | 0 |  | 107 | 1434.1235 | 239.8674 | 290.5912 | 293.3982 | 6.8192 | 63.7358 | 186.8663 | 386.6202 | 8.7589 | 0 |  | 107 | 1421.1546 | 231.6078 | 278.6258 | 293.7945 | 6.8192 | 63.392 | 187.0277 | 342.1272 | 8.5205 | 0
| 108 | 1298.6599 | 188.0078 | 261.1484 | 253.487 | 6.8192 | 58.6403 | 224.924 | 78.6591 | 7.2164 | 0 |  | 108 | 1346.1985 | 181.0978 | 265.6501 | 270.3351 | 6.8192 | 63.0761 | 225.2119 | 68.741 | 7.5671 | 0 |  | 108 | 1425.5117 | 239.0728 | 289.8728 | 292.9837 | 6.8192 | 63.7058 | 186.5981 | 386.11 | 8.7589 | 0 |  | 108 | 1412.8158 | 230.8979 | 277.7429 | 293.3732 | 6.8192 | 63.3624 | 186.7643 | 341.6504 | 8.5205 | 0
| 109 | 1291.6919 | 187.061 | 260.0107 | 253.1496 | 6.8192 | 58.6125 | 224.6328 | 78.45 | 7.2164 | 0 |  | 109 | 1338.5368 | 180.1688 | 264.8379 | 269.9497 | 6.8192 | 63.0458 | 224.9234 | 68.5329 | 7.5671 | 0 |  | 109 | 1418.5728 | 237.3701 | 288.3898 | 292.5692 | 6.8192 | 63.6759 | 186.3336 | 385.6052 | 8.7589 | 0 |  | 109 | 1405.4591 | 229.6125 | 276.4536 | 292.9518 | 6.8192 | 63.3328 | 186.5042 | 341.1765 | 8.5205 | 0
| 110 | 1284.6384 | 185.9937 | 259.0798 | 252.8115 | 6.8192 | 58.5847 | 224.3435 | 78.2381 | 7.2164 | 0 |  | 110 | 1330.7787 | 179.4046 | 263.9572 | 269.5643 | 6.8192 | 63.0154 | 224.6364 | 68.321 | 7.5671 | 0 |  | 110 | 1410.4557 | 236.3641 | 287.3883 | 292.1547 | 6.8192 | 63.646 | 186.0727 | 385.1055 | 8.7589 | 0 |  | 110 | 1397.5032 | 228.7243 | 275.3661 | 292.5305 | 6.8192 | 63.3032 | 186.2475 | 340.7054 | 8.5205 | 0
| 111 | 1277.1265 | 185.3306 | 258.1889 | 252.4877 | 6.8192 | 58.5568 | 224.0562 | 78.0231 | 7.2164 | 0 |  | 111 | 1323.4737 | 178.548 | 262.7194 | 269.1752 | 6.8192 | 62.985 | 224.3511 | 68.1052 | 7.5671 | 0 |  | 111 | 1402.0538 | 235.5773 | 286.4522 | 291.7402 | 6.8192 | 63.6161 | 185.8154 | 384.611 | 8.7589 | 0 |  | 111 | 1389.2988 | 227.8658 | 274.4975 | 292.1091 | 6.8192 | 63.2736 | 185.994 | 340.2369 | 8.5205 | 0
| 112 | 1269.8781 | 184.4247 | 257.2873 | 252.1536 | 6.8192 | 58.5288 | 223.7707 | 77.8053 | 7.2164 | 0 |  | 112 | 1315.8997 | 177.7661 | 261.665 | 268.7971 | 6.8192 | 62.9544 | 224.0672 | 67.8857 | 7.5671 | 0 |  | 112 | 1394.2878 | 234.1377 | 285.5279 | 291.331 | 6.8192 | 63.5862 | 185.5616 | 384.1214 | 8.7589 | 0 |  | 112 | 1381.4975 | 226.6579 | 273.5725 | 291.6904 | 6.8192 | 63.244 | 185.7438 | 339.771 | 8.5205 | 0
| 113 | 1262.8705 | 183.8449 | 255.819 | 251.8195 | 6.8192 | 58.5008 | 223.487 | 77.5845 | 7.2164 | 0 |  | 113 | 1308.2065 | 177.1995 | 260.5192 | 268.4142 | 6.8192 | 62.9238 | 223.7849 | 67.6624 | 7.5671 | 0 |  | 113 | 1386.0898 | 233.339 | 284.3958 | 290.9205 | 6.8192 | 63.5563 | 185.3112 | 383.6367 | 8.7589 | 0 |  | 113 | 1373.4485 | 225.9376 | 272.4063 | 291.273 | 6.8192 | 63.2144 | 185.4968 | 339.3073 | 8.5205 | 0
| 114 | 1255.309 | 183.2764 | 254.8932 | 251.4854 | 6.8192 | 58.4728 | 223.2051 | 77.3608 | 7.2164 | 0 |  | 114 | 1299.9761 | 176.6335 | 259.9101 | 268.0314 | 6.8192 | 62.8932 | 223.5041 | 67.4353 | 7.5671 | 0 |  | 114 | 1377.8997 | 232.3491 | 283.4486 | 290.5085 | 6.8192 | 63.5264 | 185.0642 | 383.1566 | 8.7589 | 0 |  | 114 | 1364.9459 | 225.1279 | 271.7852 | 290.8535 | 6.8192 | 63.1848 | 185.2528 | 338.8459 | 8.5205 | 0
| 115 | 1248.0001 | 182.6112 | 253.8116 | 251.1513 | 6.8192 | 58.4447 | 222.9249 | 77.1342 | 7.2164 | 0 |  | 115 | 1292.5703 | 175.6909 | 258.8529 | 267.6485 | 6.8192 | 62.8625 | 223.2246 | 67.2046 | 7.5671 | 0 |  | 115 | 1369.5038 | 231.5711 | 282.4953 | 290.0965 | 6.8192 | 63.4966 | 184.8204 | 382.6812 | 8.7589 | 0 |  | 115 | 1356.7787 | 224.2776 | 270.8693 | 290.4341 | 6.8192 | 63.1552 | 185.0119 | 338.3864 | 8.5205 | 0
| 116 | 1240.4221 | 182.0589 | 252.8861 | 250.8172 | 6.8192 | 58.4165 | 222.6465 | 76.9047 | 7.2164 | 0 |  | 116 | 1284.46 | 175.1146 | 258.1339 | 267.2657 | 6.8192 | 62.8317 | 222.9466 | 66.9702 | 7.5671 | 0 |  | 116 | 1361.2017 | 230.9496 | 281.2917 | 289.6844 | 6.8192 | 63.4667 | 184.5799 | 382.2101 | 8.7589 | 0 |  | 116 | 1348.9207 | 223.3247 | 269.7468 | 290.0146 | 6.8192 | 63.1257 | 184.7739 | 337.9289 | 8.5205 | 0
| 117 | 1233.2781 | 181.1632 | 251.87 | 250.4831 | 6.8192 | 58.3883 | 222.3696 | 76.6722 | 7.2164 | 0 |  | 117 | 1277.1706 | 174.1374 | 256.9949 | 266.8828 | 6.8192 | 62.8008 | 222.6699 | 66.7322 | 7.5671 | 0 |  | 117 | 1352.9082 | 230.1812 | 280.2265 | 289.2724 | 6.8192 | 63.4369 | 184.3425 | 381.7434 | 8.7589 | 0 |  | 117 | 1341.2478 | 222.3483 | 268.4627 | 289.5951 | 6.8192 | 63.0961 | 184.5388 | 337.4732 | 8.5205 | 0
| 118 | 1226.0094 | 180.3014 | 250.9448 | 250.149 | 6.8192 | 58.36 | 222.0944 | 76.4369 | 7.2164 | 0 |  | 118 | 1269.5827 | 173.2765 | 256.0383 | 266.5 | 6.8192 | 62.7699 | 222.3946 | 66.4906 | 7.5671 | 0 |  | 118 | 1345.2681 | 228.7551 | 279.1656 | 288.8604 | 6.8192 | 63.407 | 184.1081 | 381.2808 | 8.7589 | 0 |  | 118 | 1333.3662 | 221.1776 | 267.5816 | 289.1757 | 6.8192 | 63.0664 | 184.3065 | 337.0191 | 8.5205 | 0
| 119 | 1218.7849 | 179.5656 | 249.8493 | 249.8149 | 6.8192 | 58.3317 | 221.8207 | 76.1986 | 7.2164 | 0 |  | 119 | 1262.6428 | 172.0214 | 254.7863 | 266.1584 | 6.8192 | 62.739 | 222.1205 | 66.2453 | 7.5671 | 0 |  | 119 | 1337.3303 | 227.5338 | 278.1975 | 288.4483 | 6.8192 | 63.3772 | 183.8768 | 380.8222 | 8.7589 | 0 |  | 119 | 1325.6516 | 219.888 | 266.6524 | 288.7562 | 6.8192 | 63.0368 | 184.0769 | 336.5664 | 8.5205 | 0
| 120 | 1211.5721 | 178.6096 | 249.0024 | 249.4408 | 6.8192 | 58.3033 | 221.5486 | 75.9574 | 7.2164 | 0 |  | 120 | 1255.7043 | 170.7899 | 253.5503 | 265.776 | 6.8192 | 62.708 | 221.8477 | 65.9966 | 7.5671 | 0 |  | 120 | 1328.9491 | 226.441 | 277.5444 | 288.0363 | 6.8192 | 63.3474 | 183.6484 | 380.3676 | 8.7589 | 0 |  | 120 | 1317.338 | 219.13 | 265.7906 | 288.3367 | 6.8192 | 63.0072 | 183.85 | 336.1151 | 8.5205 | 0
| 121 | 1203.8069 | 177.9664 | 248.444 | 249.0178 | 6.8192 | 58.2749 | 221.2779 | 75.7133 | 7.2164 | 0 |  | 121 | 1247.823 | 169.6617 | 253.1538 | 265.3935 | 6.8192 | 62.6769 | 221.576 | 65.7444 | 7.5671 | 0 |  | 121 | 1321.4327 | 224.9171 | 276.4516 | 287.6301 | 6.8192 | 63.3175 | 183.4228 | 379.9167 | 8.7589 | 0 |  | 121 | 1309.5729 | 217.8612 | 264.8907 | 287.9177 | 6.8192 | 62.9776 | 183.6258 | 335.6649 | 8.5205 | 0
| 122 | 1196.0867 | 177.3325 | 247.8312 | 248.5948 | 6.8192 | 58.2464 | 221.0087 | 75.4663 | 7.2164 | 0 |  | 122 | 1239.9009 | 168.6941 | 252.6376 | 265.0111 | 6.8192 | 62.6458 | 221.3056 | 65.4886 | 7.5671 | 0 |  | 122 | 1313.4088 | 223.8447 | 275.4226 | 287.2163 | 6.8192 | 63.2877 | 183.2 | 379.4694 | 8.7589 | 0 |  | 122 | 1301.8812 | 216.4554 | 264.0568 | 287.4963 | 6.8192 | 62.9479 | 183.404 | 335.2158 | 8.5205 | 0
| 123 | 1188.8679 | 176.3385 | 247.0771 | 248.1718 | 6.8192 | 58.2178 | 220.7408 | 75.2164 | 7.2164 | 0 |  | 123 | 1232.2592 | 168.1615 | 251.4059 | 264.6286 | 6.8192 | 62.6146 | 221.0363 | 65.2295 | 7.5671 | 0 |  | 123 | 1305.6121 | 222.4286 | 274.51 | 286.8024 | 6.8192 | 63.2578 | 182.9799 | 379.0257 | 8.7589 | 0 |  | 123 | 1294.2337 | 215.2424 | 262.9856 | 287.0749 | 6.8192 | 62.9183 | 183.1848 | 334.7676 | 8.5205 | 0
| 124 | 1181.9839 | 175.6349 | 245.6978 | 247.7488 | 6.8192 | 58.1892 | 220.4743 | 74.9636 | 7.2164 | 0 |  | 124 | 1224.4033 | 167.5781 | 250.4392 | 264.2462 | 6.8192 | 62.5834 | 220.7681 | 64.9669 | 7.5671 | 0 |  | 124 | 1298.0696 | 221.1794 | 273.1764 | 286.3885 | 6.8192 | 63.228 | 182.7625 | 378.5853 | 8.7589 | 0 |  | 124 | 1286.8016 | 213.9692 | 261.7595 | 286.6535 | 6.8192 | 62.8886 | 182.9679 | 334.3202 | 8.5205 | 0
| 125 | 1174.5032 | 174.8812 | 244.9654 | 247.3258 | 6.8192 | 58.1605 | 220.2091 | 74.7079 | 7.2164 | 0 |  | 125 | 1216.6742 | 166.8809 | 249.4595 | 263.8637 | 6.8192 | 62.5522 | 220.501 | 64.7009 | 7.5671 | 0 |  | 125 | 1290.4696 | 220.1538 | 271.6767 | 285.9746 | 6.8192 | 63.1981 | 182.5476 | 378.1481 | 8.7589 | 0 |  | 125 | 1279.1174 | 213.1091 | 260.3724 | 286.2321 | 6.8192 | 62.8589 | 182.7534 | 333.8733 | 8.5205 | 0
| 126 | 1166.9721 | 174.3471 | 244.0256 | 246.941 | 6.8192 | 58.1318 | 219.9452 | 74.4493 | 7.2164 | 0 |  | 126 | 1208.7372 | 166.3321 | 248.5633 | 263.4813 | 6.8192 | 62.5209 | 220.2349 | 64.4316 | 7.5671 | 0 |  | 126 | 1281.6813 | 219.5367 | 270.9567 | 285.5607 | 6.8192 | 63.1682 | 182.3353 | 377.7141 | 8.7589 | 0 |  | 126 | 1270.5288 | 212.4774 | 259.6612 | 285.8107 | 6.8192 | 62.8292 | 182.5412 | 333.4269 | 8.5205 | 0
| 127 | 1160.1504 | 173.7969 | 243.2138 | 246.5913 | 6.8192 | 58.103 | 219.6825 | 74.1878 | 7.2164 | 0 |  | 127 | 1202.1706 | 165.6364 | 247.5066 | 263.0989 | 6.8192 | 62.4895 | 219.9698 | 64.159 | 7.5671 | 0 |  | 127 | 1274.2764 | 218.7074 | 269.5463 | 285.1469 | 6.8192 | 63.1383 | 182.1253 | 377.283 | 8.7589 | 0 |  | 127 | 1263.2187 | 211.7036 | 258.3323 | 285.3893 | 6.8192 | 62.7994 | 182.3311 | 332.9808 | 8.5205 | 0
| 128 | 1154.328 | 172.6583 | 242.1265 | 246.2416 | 6.8192 | 58.0741 | 219.421 | 73.9235 | 7.2164 | 0 |  | 128 | 1195.7881 | 164.7434 | 246.4596 | 262.72 | 6.8192 | 62.4581 | 219.7056 | 63.8831 | 7.5671 | 0 |  | 128 | 1267.3587 | 217.6102 | 268.5956 | 284.733 | 6.8192 | 63.1084 | 181.9177 | 376.8548 | 8.7589 | 0 |  | 128 | 1256.1904 | 210.8739 | 257.3757 | 284.9679 | 6.8192 | 62.7696 | 182.1232 | 332.5349 | 8.5205 | 0
| 129 | 1147.989 | 171.8598 | 241.2157 | 245.8918 | 6.8192 | 58.0452 | 219.1606 | 73.6562 | 7.2164 | 0 |  | 129 | 1189.6113 | 163.4693 | 245.5906 | 262.3384 | 6.8192 | 62.4267 | 219.4424 | 63.6039 | 7.5671 | 0 |  | 129 | 1260.7944 | 216.134 | 267.6707 | 284.3191 | 6.8192 | 63.0785 | 181.7124 | 376.4293 | 8.7589 | 0 |  | 129 | 1249.1317 | 209.8393 | 256.6546 | 284.5465 | 6.8192 | 62.7398 | 181.9174 | 332.0891 | 8.5205 | 0
| 130 | 1142.085 | 170.9957 | 239.93 | 245.5475 | 6.8192 | 58.0162 | 218.9013 | 73.3861 | 7.2164 | 0 |  | 130 | 1183.3247 | 162.4718 | 244.5547 | 261.9569 | 6.8192 | 62.3952 | 219.18 | 63.3215 | 7.5671 | 0 |  | 130 | 1254.1604 | 214.7241 | 266.7491 | 283.9052 | 6.8192 | 63.0485 | 181.5094 | 376.0063 | 8.7589 | 0 |  | 130 | 1242.1872 | 209.0621 | 255.5619 | 284.1251 | 6.8192 | 62.71 | 181.7135 | 331.6431 | 8.5205 | 0
| 131 | 1135.7154 | 170.1236 | 239.1227 | 245.1984 | 6.8192 | 57.9871 | 218.643 | 73.1131 | 7.2164 | 0 |  | 131 | 1176.3691 | 161.6725 | 243.9898 | 261.5753 | 6.8192 | 62.3637 | 218.9185 | 63.036 | 7.5671 | 0 |  | 131 | 1246.5784 | 214.3147 | 265.7734 | 283.4927 | 6.8192 | 63.0186 | 181.3084 | 375.5858 | 8.7589 | 0 |  | 131 | 1235.1426 | 208.3226 | 254.5293 | 283.7059 | 6.8192 | 62.6802 | 181.5116 | 331.1968 | 8.5205 | 0
| 132 | 1128.5367 | 169.759 | 238.6248 | 244.8416 | 6.8192 | 57.958 | 218.3858 | 72.8372 | 7.2164 | 0 |  | 132 | 1169.5915 | 160.8215 | 243.2985 | 261.1938 | 6.8192 | 62.3322 | 218.6578 | 62.7472 | 7.5671 | 0 |  | 132 | 1239.3688 | 213.332 | 265.0004 | 283.0788 | 6.8192 | 62.9886 | 181.1095 | 375.1676 | 8.7589 | 0 |  | 132 | 1227.5908 | 207.7594 | 253.8298 | 283.2846 | 6.8192 | 62.6503 | 181.3116 | 330.7502 | 8.5205 | 0
| 133 | 1121.3764 | 169.2434 | 238.2551 | 244.4892 | 6.8192 | 57.9288 | 218.1295 | 72.5584 | 7.2164 | 0 |  | 133 | 1162.9831 | 160.1951 | 242.2104 | 260.8153 | 6.8192 | 62.3006 | 218.3979 | 62.4554 | 7.5671 | 0 |  | 133 | 1231.8404 | 212.7339 | 264.1636 | 282.6627 | 6.8192 | 62.9586 | 180.9127 | 374.7516 | 8.7589 | 0 |  | 133 | 1220.204 | 207.0468 | 253.1166 | 282.8614 | 6.8192 | 62.6204 | 181.1133 | 330.3029 | 8.5205 | 0
| 134 | 1115.3576 | 168.051 | 237.4207 | 244.1368 | 6.8192 | 57.8996 | 217.8741 | 72.2768 | 7.2164 | 0 |  | 134 | 1155.9129 | 159.7356 | 241.4151 | 260.4389 | 6.8192 | 62.269 | 218.1387 | 62.1604 | 7.5671 | 0 |  | 134 | 1224.6726 | 211.7285 | 263.3678 | 282.2523 | 6.8192 | 62.9285 | 180.7177 | 374.3376 | 8.7589 | 0 |  | 134 | 1213.2859 | 205.7081 | 252.5553 | 282.4435 | 6.8192 | 62.5904 | 180.9168 | 329.855 | 8.5205 | 0
| 135 | 1109.4425 | 167.0313 | 236.3098 | 243.7844 | 6.8192 | 57.8702 | 217.6196 | 71.9923 | 7.2164 | 0 |  | 135 | 1149.2075 | 158.8913 | 240.6398 | 260.0624 | 6.8192 | 62.2373 | 217.8802 | 61.8624 | 7.5671 | 0 |  | 135 | 1217.2583 | 210.8821 | 262.6595 | 281.8419 | 6.8192 | 62.8985 | 180.5247 | 373.9256 | 8.7589 | 0 |  | 135 | 1206.2323 | 204.8787 | 251.6204 | 282.0256 | 6.8192 | 62.5605 | 180.7219 | 329.4063 | 8.5205 | 0
| 136 | 1103.0523 | 166.1345 | 235.5512 | 243.432 | 6.8192 | 57.8409 | 217.366 | 71.7049 | 7.2164 | 0 |  | 136 | 1142.6201 | 158.1227 | 239.6707 | 259.686 | 6.8192 | 62.2057 | 217.6224 | 61.5613 | 7.5671 | 0 |  | 136 | 1210.0321 | 209.9921 | 261.8067 | 281.4315 | 6.8192 | 62.8684 | 180.3334 | 373.5153 | 8.7589 | 0 |  | 136 | 1198.9639 | 204.0549 | 250.8946 | 281.6078 | 6.8192 | 62.5304 | 180.5286 | 328.9566 | 8.5205 | 0
| 137 | 1096.5522 | 165.4987 | 234.6414 | 243.0796 | 6.8192 | 57.8114 | 217.1131 | 71.4147 | 7.2164 | 0 |  | 137 | 1135.9141 | 157.3602 | 238.8142 | 259.3096 | 6.8192 | 62.174 | 217.3652 | 61.2573 | 7.5671 | 0 |  | 137 | 1203.5543 | 209.1838 | 260.1238 | 281.021 | 6.8192 | 62.8382 | 180.1438 | 373.1066 | 8.7589 | 0 |  | 137 | 1192.8431 | 203.022 | 249.2304 | 281.1899 | 6.8192 | 62.5004 | 180.3369 | 328.5057 | 8.5205 | 0
| 138 | 1089.9881 | 164.8848 | 233.7764 | 242.7246 | 6.8192 | 57.7819 | 216.861 | 71.1216 | 7.2164 | 0 |  | 138 | 1129.4211 | 156.5855 | 237.7576 | 258.9324 | 6.8192 | 62.1423 | 217.1087 | 60.9502 | 7.5671 | 0 |  | 138 | 1196.2627 | 208.1876 | 259.4427 | 280.6106 | 6.8192 | 62.8081 | 179.9558 | 372.6995 | 8.7589 | 0 |  | 138 | 1185.6685 | 201.9876 | 248.6213 | 280.772 | 6.8192 | 62.4703 | 180.1466 | 328.0536 | 8.5205 | 0
| 139 | 1084.1178 | 164.1655 | 232.323 | 242.3695 | 6.8192 | 57.7523 | 216.6097 | 70.8257 | 7.2164 | 0 |  | 139 | 1122.57 | 155.8205 | 237.0568 | 258.548 | 6.8192 | 62.1105 | 216.8526 | 60.6403 | 7.5671 | 0 |  | 139 | 1189.4045 | 207.177 | 258.345 | 280.1978 | 6.8192 | 62.7778 | 179.7695 | 372.2937 | 8.7589 | 0 |  | 139 | 1178.6694 | 201.1824 | 247.6106 | 280.3513 | 6.8192 | 62.4401 | 179.9577 | 327.6001 | 8.5205 | 0
| 140 | 1077.0775 | 163.649 | 231.8359 | 242.0155 | 6.8192 | 57.7226 | 216.3589 | 70.5269 | 7.2164 | 0 |  | 140 | 1115.3944 | 155.2298 | 236.5244 | 258.1452 | 6.8192 | 62.0788 | 216.5971 | 60.3274 | 7.5671 | 0 |  | 140 | 1182.9645 | 205.9764 | 257.0194 | 279.7846 | 6.8192 | 62.7476 | 179.5846 | 371.8892 | 8.7589 | 0 |  | 140 | 1172.0984 | 199.7588 | 246.7901 | 279.9306 | 6.8192 | 62.41 | 179.7701 | 327.145 | 8.5205 | 0
| 141 | 1070.8644 | 163.1271 | 230.5258 | 241.6624 | 6.8192 | 57.6929 | 216.1088 | 70.2253 | 7.2164 | 0 |  | 141 | 1108.6938 | 154.6247 | 235.53 | 257.7439 | 6.8192 | 62.047 | 216.3421 | 60.0117 | 7.5671 | 0 |  | 141 | 1176.2399 | 204.9455 | 255.8078 | 279.3722 | 6.8192 | 62.7173 | 179.4012 | 371.4858 | 8.7589 | 0 |  | 141 | 1165.2166 | 199.0689 | 245.5454 | 279.5111 | 6.8192 | 62.3797 | 179.5837 | 326.6882 | 8.5205 | 0
| 142 | 1064.3216 | 162.4683 | 229.6979 | 241.2939 | 6.8192 | 57.6631 | 215.8593 | 69.9208 | 7.2164 | 0 |  | 142 | 1102.2361 | 154.0515 | 234.2406 | 257.3627 | 6.8192 | 62.0152 | 216.0875 | 59.6931 | 7.5671 | 0 |  | 142 | 1169.7566 | 203.872 | 254.3975 | 278.96 | 6.8192 | 62.687 | 179.2191 | 371.0834 | 8.7589 | 0 |  | 142 | 1158.8455 | 198.1361 | 244.0361 | 279.0884 | 6.8192 | 62.3495 | 179.3985 | 326.2295 | 8.5205 | 0
| 143 | 1057.3988 | 161.9484 | 229.0848 | 240.9516 | 6.8192 | 57.6332 | 215.6103 | 69.6135 | 7.2164 | 0 |  | 143 | 1095.7854 | 153.0854 | 233.3213 | 256.9973 | 6.8192 | 61.9833 | 215.8333 | 59.3717 | 7.5671 | 0 |  | 143 | 1161.7456 | 203.2011 | 254.126 | 278.5339 | 6.8192 | 62.6566 | 179.0384 | 370.6819 | 8.7589 | 0 |  | 143 | 1151.58 | 197.0145 | 243.6261 | 278.6497 | 6.8192 | 62.3191 | 179.2145 | 325.7689 | 8.5205 | 0
| 144 | 1050.8216 | 161.313 | 228.2513 | 240.5998 | 6.8192 | 57.6033 | 215.3618 | 69.3033 | 7.2164 | 0 |  | 144 | 1088.8146 | 152.4341 | 232.579 | 256.6603 | 6.8192 | 61.9515 | 215.5795 | 59.0475 | 7.5671 | 0 |  | 144 | 1154.4268 | 202.1896 | 253.4749 | 278.136 | 6.8192 | 62.6262 | 178.8588 | 370.281 | 8.7589 | 0 |  | 144 | 1144.1626 | 196.2621 | 242.962 | 278.2476 | 6.8192 | 62.2887 | 179.0315 | 325.3061 | 8.5205 | 0
| 145 | 1043.8095 | 160.9022 | 227.6053 | 240.2706 | 6.8192 | 57.5733 | 215.1138 | 68.9903 | 7.2164 | 0 |  | 145 | 1081.5544 | 151.8831 | 232.0476 | 256.3014 | 6.8192 | 61.9196 | 215.326 | 58.7206 | 7.5671 | 0 |  | 145 | 1147.0418 | 201.4006 | 252.6546 | 277.7509 | 6.8192 | 62.5957 | 178.6804 | 369.8808 | 8.7589 | 0 |  | 145 | 1136.6481 | 195.601 | 242.2907 | 277.8588 | 6.8192 | 62.2583 | 178.8495 | 324.8411 | 8.5205 | 0
| 146 | 1037.3976 | 159.9898 | 226.8603 | 239.9418 | 6.8192 | 57.5432 | 214.8662 | 68.6744 | 7.2164 | 0 |  | 146 | 1075.0586 | 150.9978 | 231.0863 | 255.9424 | 6.8192 | 61.8878 | 215.0729 | 58.391 | 7.5671 | 0 |  | 146 | 1138.9702 | 201.0338 | 252.0988 | 277.3657 | 6.8192 | 62.5652 | 178.5031 | 369.481 | 8.7589 | 0 |  | 146 | 1128.9525 | 195.167 | 241.5733 | 277.4699 | 6.8192 | 62.2278 | 178.6683 | 324.3736 | 8.5205 | 0
| 147 | 1030.9553 | 159.4352 | 225.7913 | 239.6096 | 6.8192 | 57.513 | 214.6189 | 68.3557 | 7.2164 | 0 |  | 147 | 1068.5101 | 150.207 | 230.0897 | 255.577 | 6.8192 | 61.8559 | 214.82 | 58.0587 | 7.5671 | 0 |  | 147 | 1131.6099 | 200.3209 | 251.1767 | 276.9817 | 6.8192 | 62.5346 | 178.3267 | 369.0815 | 8.7589 | 0 |  | 147 | 1121.7813 | 194.4753 | 240.5831 | 277.0872 | 6.8192 | 62.1973 | 178.4881 | 323.9035 | 8.5205 | 0
| 148 | 1023.4822 | 159.0707 | 225.5578 | 239.2828 | 6.8192 | 57.4828 | 214.372 | 68.0342 | 7.2164 | 0 |  | 148 | 1061.6213 | 149.3733 | 229.4659 | 255.2217 | 6.8192 | 61.824 | 214.5673 | 57.7237 | 7.5671 | 0 |  | 148 | 1124.5918 | 199.3305 | 250.1976 | 276.5897 | 6.8192 | 62.504 | 178.1514 | 368.6822 | 8.7589 | 0 |  | 148 | 1114.0314 | 194.1119 | 239.8461 | 276.7017 | 6.8192 | 62.1667 | 178.3086 | 323.4307 | 8.5205 | 0
| 149 | 1016.9028 | 158.4223 | 224.7076 | 238.9627 | 6.8192 | 57.4525 | 214.1254 | 67.7099 | 7.2164 | 0 |  | 149 | 1054.2017 | 148.9117 | 228.9971 | 254.8703 | 6.8192 | 61.7921 | 214.3148 | 57.3861 | 7.5671 | 0 |  | 149 | 1117.1933 | 198.4623 | 249.4649 | 276.2098 | 6.8192 | 62.4733 | 177.9768 | 368.2829 | 8.7589 | 0 |  | 149 | 1106.8551 | 193.3323 | 238.9471 | 276.3206 | 6.8192 | 62.136 | 178.1298 | 322.9551 | 8.5205 | 0
| 150 | 1009.6694 | 157.9793 | 224.3062 | 238.6425 | 6.8192 | 57.4221 | 213.879 | 67.3827 | 7.2164 | 0 |  | 150 | 1046.4999 | 148.504 | 228.7566 | 254.519 | 6.8192 | 61.7602 | 214.0625 | 57.0459 | 7.5671 | 0 |  | 150 | 1109.3545 | 197.9232 | 248.8405 | 275.8328 | 6.8192 | 62.4425 | 177.8031 | 367.8836 | 8.7589 | 0 |  | 150 | 1099.04 | 192.8432 | 238.3965 | 275.9396 | 6.8192 | 62.1053 | 177.9516 | 322.4765 | 8.5205 | 0
| 151 | 1003.0291 | 157.6418 | 223.206 | 238.3224 | 6.8192 | 57.3917 | 213.6328 | 67.0527 | 7.2164 | 0 |  | 151 | 1039.6085 | 147.7208 | 228.0811 | 254.1676 | 6.8192 | 61.7283 | 213.8103 | 56.7032 | 7.5671 | 0 |  | 151 | 1101.2795 | 197.4718 | 248.3644 | 275.4558 | 6.8192 | 62.4117 | 177.6301 | 367.4841 | 8.7589 | 0 |  | 151 | 1091.1937 | 192.3129 | 237.9182 | 275.5586 | 6.8192 | 62.0746 | 177.7741 | 321.9947 | 8.5205 | 0
| 152 | 996.6574 | 156.923 | 222.2187 | 238.0022 | 6.8192 | 57.3611 | 213.3867 | 66.7199 | 7.2164 | 0 |  | 152 | 1032.7496 | 147.0567 | 227.2541 | 253.8162 | 6.8192 | 61.6964 | 213.5582 | 56.3579 | 7.5671 | 0 |  | 152 | 1094.5237 | 196.0389 | 247.5507 | 275.0788 | 6.8192 | 62.3809 | 177.4577 | 367.0842 | 8.7589 | 0 |  | 152 | 1083.8404 | 191.6813 | 237.0484 | 275.1776 | 6.8192 | 62.0437 | 177.597 | 321.5096 | 8.5205 | 0
| 153 | 989.7682 | 156.314 | 221.6478 | 237.6732 | 6.8192 | 57.3305 | 213.1408 | 66.3842 | 7.2164 | 0 |  | 153 | 1025.8524 | 146.7662 | 226.0921 | 253.4644 | 6.8192 | 61.6645 | 213.3061 | 56.0102 | 7.5671 | 0 |  | 153 | 1086.6249 | 195.5663 | 246.9197 | 274.7019 | 6.8192 | 62.3499 | 177.2859 | 366.6838 | 8.7589 | 0 |  | 153 | 1077.2596 | 190.1276 | 236.3281 | 274.7965 | 6.8192 | 62.0128 | 177.4203 | 321.0211 | 8.5205 | 0
| 154 | 982.5361 | 155.9345 | 221.1964 | 237.3382 | 6.8192 | 57.2998 | 212.8949 | 66.0458 | 7.2164 | 0 |  | 154 | 1018.8065 | 146.0145 | 225.558 | 253.0946 | 6.8192 | 61.6326 | 213.054 | 55.6599 | 7.5671 | 0 |  | 154 | 1079.7356 | 194.514 | 245.8675 | 274.3163 | 6.8192 | 62.3189 | 177.1147 | 366.2829 | 8.7589 | 0 |  | 154 | 1070.0494 | 189.2641 | 235.559 | 274.4036 | 6.8192 | 61.9818 | 177.2441 | 320.529 | 8.5205 | 0
| 155 | 976.0885 | 155.0356 | 220.4254 | 237.0576 | 6.8192 | 57.2691 | 212.6491 | 65.7045 | 7.2164 | 0 |  | 155 | 1011.9857 | 145.2739 | 224.7858 | 252.7268 | 6.8192 | 61.6007 | 212.8019 | 55.3073 | 7.5671 | 0 |  | 155 | 1073.0046 | 193.0317 | 245.096 | 273.9217 | 6.8192 | 62.2879 | 176.9438 | 365.8812 | 8.7589 | 0 |  | 155 | 1063.2306 | 187.9935 | 234.8102 | 274.0059 | 6.8192 | 61.9508 | 177.0681 | 320.0332 | 8.5205 | 0
| 156 | 970.6707 | 153.3946 | 219.282 | 236.8617 | 6.8192 | 57.2382 | 212.4032 | 65.3605 | 7.2164 | 0 |  | 156 | 1005.9752 | 143.9943 | 223.7345 | 252.3668 | 6.8192 | 61.5688 | 212.5498 | 54.9522 | 7.5671 | 4 |  | 156 | 1066.3327 | 191.6901 | 244.1186 | 273.5332 | 6.8192 | 62.2567 | 176.7734 | 365.4786 | 8.7589 | 0 |  | 156 | 1056.3526 | 186.9542 | 233.8829 | 273.6146 | 6.8192 | 61.9197 | 176.8923 | 319.5335 | 8.5205 | 0
| 157 | 963.9712 | 152.5556 | 218.6229 | 236.6613 | 6.8192 | 57.2073 | 212.1573 | 65.0136 | 7.2164 | 0 |  | 157 | 999.5456 | 142.9804 | 222.8348 | 252.0086 | 6.8192 | 61.5369 | 212.2975 | 54.5948 | 7.5671 | 8 |  | 157 | 1059.1244 | 190.7405 | 243.2751 | 273.1552 | 6.8192 | 62.2255 | 176.6032 | 365.075 | 8.7589 | 0 |  | 157 | 1049.4769 | 185.9081 | 232.9515 | 273.232 | 6.8192 | 61.8885 | 176.7168 | 319.0298 | 8.5205 | 0
| 158 | 957.5153 | 151.2648 | 218.2034 | 236.4295 | 6.8192 | 57.1763 | 211.9113 | 64.6639 | 7.2164 | 0 |  | 158 | 992.7413 | 141.9328 | 222.3434 | 251.6504 | 6.8192 | 61.505 | 212.0451 | 54.2351 | 7.5671 | 12 |  | 158 | 1052.0208 | 189.7196 | 242.4038 | 272.7716 | 6.8192 | 62.1942 | 176.4332 | 364.6703 | 8.7589 | 0 |  | 158 | 1042.4111 | 184.6645 | 232.4122 | 272.8447 | 6.8192 | 61.8572 | 176.5413 | 318.5219 | 8.5205 | 0
| 159 | 950.5646 | 150.5631 | 217.8153 | 236.072 | 6.8192 | 57.1452 | 211.6651 | 64.3114 | 7.2164 | 0 |  | 159 | 985.4766 | 141.3229 | 221.8748 | 251.2922 | 6.8192 | 61.4731 | 211.7926 | 53.873 | 7.5671 | 16 |  | 159 | 1045.4326 | 187.9188 | 241.797 | 272.3879 | 6.8192 | 62.1629 | 176.2634 | 364.2642 | 8.7589 | 0 |  | 159 | 1035.9636 | 182.9512 | 231.7245 | 272.4574 | 6.8192 | 61.8259 | 176.3658 | 318.0098 | 8.5205 | 0
| 160 | 944.2519 | 149.6746 | 216.976 | 235.7145 | 6.8192 | 57.114 | 211.4188 | 63.9562 | 7.2164 | 0 |  | 160 | 978.785 | 140.6305 | 220.9155 | 250.934 | 6.8192 | 61.4413 | 211.5398 | 53.5087 | 7.5671 | 20 |  | 160 | 1038.2668 | 187.1073 | 240.7786 | 272.0042 | 6.8192 | 62.1314 | 176.0937 | 363.8568 | 8.7589 | 0 |  | 160 | 1028.8072 | 182.1825 | 230.8011 | 272.0701 | 6.8192 | 61.7945 | 176.1903 | 317.4932 | 8.5205 | 0
| 161 | 937.2598 | 149.36 | 216.188 | 235.4111 | 6.8192 | 57.0828 | 211.1722 | 63.5981 | 7.2164 | 0 |  | 161 | 971.9992 | 139.7602 | 220.2284 | 250.5759 | 6.8192 | 61.4094 | 211.2868 | 53.1421 | 7.5671 | 24 |  | 161 | 1031.5149 | 185.7788 | 239.8634 | 271.6206 | 6.8192 | 62.0999 | 175.924 | 363.4479 | 8.7589 | 0 |  | 161 | 1021.7149 | 181.4791 | 229.7482 | 271.6828 | 6.8192 | 61.763 | 176.0147 | 316.972 | 8.5205 | 0
| 162 | 931.2569 | 148.6056 | 214.8914 | 235.0669 | 6.8192 | 57.0515 | 210.9254 | 63.2372 | 7.2164 | 0 |  | 162 | 965.996 | 138.8925 | 218.6915 | 250.2822 | 6.8192 | 61.3776 | 211.0335 | 52.7733 | 7.5671 | 28 |  | 162 | 1024.581 | 184.8466 | 238.6569 | 271.3137 | 6.8192 | 62.0683 | 175.7542 | 363.0373 | 8.7589 | 0 |  | 162 | 1014.8686 | 180.5202 | 228.6313 | 271.3691 | 6.8192 | 61.7314 | 175.8389 | 316.446 | 8.5205 | 0
| 163 | 925.2607 | 147.5953 | 213.8719 | 234.6949 | 6.8192 | 57.02 | 210.6782 | 62.8736 | 7.2164 | 0 |  | 163 | 958.9331 | 138.2454 | 218.0545 | 249.9277 | 6.8192 | 61.3457 | 210.7799 | 52.4024 | 7.5671 | 32 |  | 163 | 1017.3946 | 183.5451 | 238.137 | 270.9422 | 6.8192 | 62.0366 | 175.5843 | 362.6249 | 8.7589 | 0 |  | 163 | 1007.5751 | 179.5399 | 228.0503 | 270.9881 | 6.8192 | 61.6997 | 175.6629 | 315.9152 | 8.5205 | 0
| 164 | 919.0008 | 146.6989 | 213.0022 | 234.3229 | 6.8192 | 56.9885 | 210.4307 | 62.5071 | 7.2164 | 0 |  | 164 | 951.8833 | 137.5639 | 217.4578 | 249.5543 | 6.8192 | 61.3139 | 210.5259 | 52.0293 | 7.5671 | 36 |  | 164 | 1010.04 | 183.0022 | 237.0554 | 270.5418 | 6.8192 | 62.0049 | 175.4142 | 362.2105 | 8.7589 | 0 |  | 164 | 1000.194 | 178.9749 | 227.1645 | 270.5841 | 6.8192 | 61.668 | 175.4866 | 315.3794 | 8.5205 | 0
| 165 | 912.4863 | 146.0495 | 212.1401 | 233.9508 | 6.8192 | 56.957 | 210.1828 | 62.1379 | 7.2164 | 0 |  | 165 | 945.0609 | 136.842 | 216.6741 | 249.1809 | 6.8192 | 61.2821 | 210.2715 | 51.6541 | 7.5671 | 40 |  | 165 | 1002.3929 | 182.515 | 236.2107 | 270.1414 | 6.8192 | 61.973 | 175.2439 | 361.7941 | 8.7589 | 0 |  | 165 | 993.2271 | 178.0551 | 226.2193 | 270.1802 | 6.8192 | 61.6362 | 175.3098 | 314.8384 | 8.5205 | 0
| 166 | 905.5553 | 145.5901 | 211.5045 | 233.5788 | 6.8192 | 56.9253 | 209.9344 | 61.7659 | 7.2164 | 0 |  | 166 | 938.5358 | 136.0272 | 215.6859 | 248.8075 | 6.8192 | 61.2503 | 210.0168 | 51.2768 | 7.5671 | 44 |  | 166 | 995.1409 | 181.9465 | 235.0521 | 269.7411 | 6.8192 | 61.941 | 175.0731 | 361.3755 | 8.7589 | 0 |  | 166 | 985.7434 | 177.5844 | 225.3417 | 269.7763 | 6.8192 | 61.6043 | 175.1327 | 314.292 | 8.5205 | 0
| 167 | 898.855 | 144.947 | 210.8219 | 233.2068 | 6.8192 | 56.8936 | 209.6856 | 61.3911 | 7.2164 | 0 |  | 167 | 931.7719 | 135.1078 | 215.0412 | 248.4341 | 6.8192 | 61.2186 | 209.7615 | 50.8974 | 7.5671 | 48 |  | 167 | 987.6493 | 181.1637 | 234.3475 | 269.3407 | 6.8192 | 61.909 | 174.902 | 360.9545 | 8.7589 | 0 |  | 167 | 978.6984 | 176.6815 | 224.4576 | 269.3724 | 6.8192 | 61.5723 | 174.955 | 313.7403 | 8.5205 | 0
| 168 | 891.7568 | 144.5591 | 210.2819 | 232.8348 | 6.8192 | 56.8617 | 209.4362 | 61.0136 | 7.2164 | 0 |  | 168 | 924.5743 | 134.4696 | 214.5489 | 248.0607 | 6.8192 | 61.1869 | 209.5058 | 50.5161 | 7.5671 | 52 |  | 168 | 980.0734 | 180.3672 | 233.7409 | 268.9404 | 6.8192 | 61.8769 | 174.7304 | 360.5311 | 8.7589 | 0 |  | 168 | 970.781 | 176.2717 | 223.953 | 268.9685 | 6.8192 | 61.5402 | 174.7767 | 313.1829 | 8.5205 | 0
| 169 | 885.3994 | 143.7662 | 209.4062 | 232.4628 | 6.8192 | 56.8298 | 209.1863 | 60.6332 | 7.2164 | 0 |  | 169 | 918.3203 | 133.4631 | 213.4667 | 247.702 | 6.8192 | 61.1552 | 209.2495 | 50.1327 | 7.5671 | 56 |  | 169 | 973.0794 | 179.301 | 232.8221 | 268.54 | 6.8192 | 61.8446 | 174.5582 | 360.1051 | 8.7589 | 0 |  | 169 | 963.8954 | 175.0578 | 223.2205 | 268.5646 | 6.8192 | 61.508 | 174.5978 | 312.6197 | 8.5205 | 0
| 170 | 879.4817 | 142.4902 | 208.5739 | 232.0907 | 6.8192 | 56.7978 | 208.9358 | 60.2501 | 7.2164 | 2 |  | 170 | 911.997 | 132.1936 | 212.725 | 247.3351 | 6.8192 | 61.1235 | 208.9926 | 49.7474 | 7.5671 | 60 |  | 170 | 966.5856 | 177.9332 | 231.7045 | 268.1398 | 6.8192 | 61.8123 | 174.3854 | 359.6763 | 8.7589 | 0 |  | 170 | 957.3138 | 173.8448 | 222.1855 | 268.1584 | 6.8192 | 61.4757 | 174.4181 | 312.0507 | 8.5205 | 0
| 171 | 873.2431 | 141.5039 | 207.7728 | 231.7187 | 6.8192 | 56.7657 | 208.6846 | 59.8642 | 7.2164 | 5 |  | 171 | 906.0204 | 131.0687 | 211.492 | 246.9681 | 6.8192 | 61.0918 | 208.7351 | 49.3602 | 7.5671 | 64 |  | 171 | 960.3825 | 175.9647 | 230.8927 | 267.7438 | 6.8192 | 61.7799 | 174.2119 | 359.2447 | 8.7589 | 0 |  | 171 | 950.4139 | 172.8167 | 221.2772 | 267.7589 | 6.8192 | 61.4433 | 174.2377 | 311.4757 | 8.5205 | 2
| 172 | 867.2814 | 140.4411 | 206.8301 | 231.3467 | 6.8192 | 56.7335 | 208.4327 | 59.4756 | 7.2164 | 8 |  | 172 | 899.7562 | 130.1025 | 210.4219 | 246.6011 | 6.8192 | 61.0602 | 208.477 | 48.9711 | 7.5671 | 68 |  | 172 | 953.7333 | 174.6451 | 229.8781 | 267.3478 | 6.8192 | 61.7473 | 174.0376 | 358.8101 | 8.7589 | 0 |  | 172 | 943.898 | 171.4931 | 220.2803 | 267.3594 | 6.8192 | 61.4108 | 174.0564 | 310.8944 | 8.5205 | 6
| 173 | 861.6602 | 139.6515 | 205.9919 | 230.9747 | 6.8192 | 56.7012 | 208.18 | 59.0842 | 7.2164 | 11 |  | 173 | 893.6003 | 129.6125 | 209.5431 | 246.2341 | 6.8192 | 61.0286 | 208.2182 | 48.5801 | 7.5671 | 72 |  | 173 | 947.1261 | 173.7281 | 228.8882 | 266.9518 | 6.8192 | 61.7147 | 173.8625 | 358.3723 | 8.7589 | 0 |  | 173 | 938.369 | 169.7189 | 219.387 | 266.96 | 6.8192 | 61.3783 | 173.8742 | 310.3069 | 8.5205 | 9
| 174 | 856.2357 | 138.8232 | 204.96 | 230.6383 | 6.8192 | 56.6689 | 207.9266 | 58.6901 | 7.2164 | 14 |  | 174 | 887.8906 | 128.7063 | 208.6343 | 245.8672 | 6.8192 | 60.9971 | 207.9587 | 48.1873 | 7.5671 | 77 |  | 174 | 940.4417 | 173.2525 | 227.9337 | 266.5559 | 6.8192 | 61.682 | 173.6865 | 357.9313 | 8.7589 | 0 |  | 174 | 933.2656 | 168.2399 | 218.0074 | 266.5605 | 6.8192 | 61.3456 | 173.691 | 309.7128 | 8.5205 | 12
| 175 | 850.1668 | 138.4474 | 204.1237 | 230.2984 | 6.8192 | 56.6364 | 207.6724 | 58.2932 | 7.2164 | 17 |  | 175 | 881.5629 | 128.3092 | 207.8565 | 245.4779 | 6.8192 | 60.9655 | 207.6985 | 47.7927 | 7.5671 | 81 |  | 175 | 933.9652 | 172.48 | 227.075 | 266.1529 | 6.8192 | 61.6491 | 173.5095 | 357.4869 | 8.7589 | 0 |  | 175 | 926.3273 | 167.8989 | 217.3309 | 266.1547 | 6.8192 | 61.3128 | 173.5068 | 309.1122 | 8.5205 | 15
| 176 | 843.4975 | 138.0689 | 203.9021 | 229.9467 | 6.8192 | 56.6039 | 207.4173 | 57.8935 | 7.2164 | 21 |  | 176 | 874.8802 | 127.9398 | 207.3809 | 245.1138 | 6.8192 | 60.9341 | 207.4374 | 47.3963 | 7.5671 | 85 |  | 176 | 927.507 | 171.659 | 226.2422 | 265.7544 | 6.8192 | 61.6162 | 173.3314 | 357.039 | 8.7589 | 0 |  | 176 | 919.3959 | 167.4925 | 216.7067 | 265.7553 | 6.8192 | 61.2799 | 173.3214 | 308.5048 | 8.5205 | 18
| 177 | 837.4579 | 137.5562 | 203.1903 | 229.5898 | 6.8192 | 56.5713 | 207.1612 | 57.4911 | 7.2164 | 24 |  | 177 | 868.2765 | 127.4087 | 206.9658 | 244.7719 | 6.8192 | 60.9026 | 207.1755 | 46.9982 | 7.5671 | 89 |  | 177 | 920.6276 | 170.981 | 225.6527 | 265.3907 | 6.8192 | 61.5831 | 173.1522 | 356.5874 | 8.7589 | 4 |  | 177 | 912.702 | 166.7704 | 216.1277 | 265.3886 | 6.8192 | 61.247 | 173.1348 | 307.8905 | 8.5205 | 22
| 178 | 831.4924 | 136.7991 | 202.6387 | 229.243 | 6.8192 | 56.5385 | 206.9043 | 57.0859 | 7.2164 | 27 |  | 178 | 861.6746 | 126.9344 | 206.4923 | 244.4299 | 6.8192 | 60.8712 | 206.9128 | 46.5984 | 7.5671 | 93 |  | 178 | 914.6856 | 169.2667 | 225.1725 | 265.0166 | 6.8192 | 61.5499 | 172.9718 | 356.132 | 8.7589 | 8 |  | 178 | 905.8915 | 165.9317 | 215.7904 | 265.0137 | 6.8192 | 61.2139 | 172.9469 | 307.2691 | 8.5205 | 25
| 179 | 825.4366 | 136.1481 | 202.0688 | 228.8987 | 6.8192 | 56.5057 | 206.6463 | 56.678 | 7.2164 | 30 |  | 179 | 855.4082 | 126.1443 | 205.9989 | 244.088 | 6.8192 | 60.8398 | 206.6491 | 46.1969 | 7.5671 | 97 |  | 179 | 907.8431 | 168.4214 | 224.7197 | 264.6466 | 6.8192 | 61.5166 | 172.7901 | 355.6727 | 8.7589 | 11 |  | 179 | 899.395 | 164.9788 | 215.25 | 264.6419 | 6.8192 | 61.1807 | 172.7578 | 306.6406 | 8.5205 | 28
| 180 | 819.489 | 135.3091 | 201.5142 | 228.6189 | 6.8192 | 56.4728 | 206.3873 | 56.2673 | 7.2164 | 33 |  | 180 | 849.6422 | 125.093 | 205.2664 | 243.7461 | 6.8192 | 60.8085 | 206.3845 | 45.7938 | 7.5671 | 101 |  | 180 | 901.0726 | 167.7194 | 224.0517 | 264.2766 | 6.8192 | 61.4832 | 172.6071 | 355.2093 | 8.7589 | 15 |  | 180 | 892.3654 | 164.585 | 214.6837 | 264.2701 | 6.8192 | 61.1473 | 172.5672 | 306.0047 | 8.5205 | 31
| 181 | 813.3623 | 134.7562 | 200.7961 | 228.3955 | 6.8192 | 56.4398 | 206.1272 | 55.854 | 7.2164 | 37 |  | 181 | 843.2397 | 124.4764 | 204.6922 | 243.4476 | 6.8192 | 60.7772 | 206.119 | 45.3891 | 7.5671 | 105 |  | 181 | 894.6784 | 166.7478 | 223.2329 | 263.9506 | 6.8192 | 61.4497 | 172.4227 | 354.7418 | 8.7589 | 19 |  | 181 | 885.796 | 163.7653 | 214.0187 | 263.9627 | 6.8192 | 61.1139 | 172.3751 | 305.3614 | 8.5205 | 35
| 182 | 807.109 | 134.3568 | 200.0511 | 228.1722 | 6.8192 | 56.4067 | 205.866 | 55.4378 | 7.2164 | 40 |  | 182 | 836.6701 | 123.7381 | 204.3278 | 243.2281 | 6.8192 | 60.746 | 205.8524 | 44.9828 | 7.5671 | 109 |  | 182 | 887.3321 | 166.1326 | 222.9215 | 263.7129 | 6.8192 | 61.416 | 172.2368 | 354.2699 | 8.7589 | 22 |  | 182 | 878.8503 | 162.895 | 213.7155 | 263.7202 | 6.8192 | 61.0804 | 172.1816 | 304.7104 | 8.5205 | 38
| 183 | 800.6408 | 133.8054 | 199.7416 | 227.8803 | 6.8192 | 56.3735 | 205.6036 | 55.019 | 7.2164 | 43 |  | 183 | 830.1675 | 123.2409 | 203.6554 | 243.0086 | 6.8192 | 60.7148 | 205.5848 | 44.5749 | 7.5671 | 113 |  | 183 | 880.5577 | 165.3168 | 222.2389 | 263.4752 | 6.8192 | 61.3822 | 172.0494 | 353.7936 | 8.7589 | 26 |  | 183 | 872.586 | 161.8387 | 212.9171 | 263.4778 | 6.8192 | 61.0467 | 171.9864 | 304.0517 | 8.5205 | 41
| 184 | 795.1004 | 132.9616 | 198.8237 | 227.5614 | 6.8192 | 56.3402 | 205.34 | 54.5974 | 7.2164 | 46 |  | 184 | 823.9476 | 122.5049 | 202.9856 | 242.7425 | 6.8192 | 60.6837 | 205.3161 | 44.1656 | 7.5671 | 117 |  | 184 | 873.8053 | 164.4852 | 221.6195 | 263.168 | 6.8192 | 61.3483 | 171.8603 | 353.3127 | 8.7589 | 30 |  | 184 | 865.959 | 161.1005 | 212.2504 | 263.1482 | 6.8192 | 61.0129 | 171.7896 | 303.3851 | 8.5205 | 44
| 185 | 789.4168 | 131.8002 | 198.3666 | 227.2425 | 6.8192 | 56.3069 | 205.0754 | 54.1732 | 7.2164 | 49 |  | 185 | 818.4264 | 121.3143 | 202.1245 | 242.4236 | 6.8192 | 60.6526 | 205.0465 | 43.7548 | 7.5671 | 121 |  | 185 | 867.9735 | 163.1601 | 220.6128 | 262.8211 | 6.8192 | 61.3143 | 171.6697 | 352.8275 | 8.7589 | 33 |  | 185 | 860.491 | 159.4451 | 211.3609 | 262.7996 | 6.8192 | 60.9791 | 171.5912 | 302.7109 | 8.5205 | 47
| 186 | 784.1341 | 130.5758 | 197.5751 | 226.9201 | 6.8192 | 56.2734 | 204.8097 | 53.7466 | 7.2164 | 52 |  | 186 | 812.7727 | 120.3681 | 201.1515 | 242.1047 | 6.8192 | 60.6216 | 204.7759 | 43.3427 | 7.5671 | 125 |  | 186 | 862.1342 | 161.8516 | 219.5969 | 262.4743 | 6.8192 | 61.2802 | 171.4777 | 352.338 | 8.7589 | 37 |  | 186 | 854.814 | 158.1037 | 210.3663 | 262.4509 | 6.8192 | 60.9451 | 171.3913 | 302.0293 | 8.5205 | 51
| 187 | 778.2346 | 129.932 | 196.8242 | 226.5932 | 6.8192 | 56.2399 | 204.5432 | 53.3175 | 7.2164 | 56 |  | 187 | 806.9341 | 119.5601 | 200.2391 | 241.772 | 6.8192 | 60.5906 | 204.5047 | 42.9294 | 7.5671 | 129 |  | 187 | 855.7875 | 160.8524 | 218.7942 | 262.1122 | 6.8192 | 61.246 | 171.2844 | 351.8446 | 8.7589 | 41 |  | 187 | 848.4642 | 157.3503 | 209.4713 | 262.0876 | 6.8192 | 60.911 | 171.19 | 301.3406 | 8.5205 | 54
| 188 | 772.6344 | 129.0644 | 196.0215 | 226.2428 | 6.8192 | 56.2063 | 204.2759 | 52.8863 | 7.2164 | 59 |  | 188 | 801.2434 | 118.8251 | 199.0906 | 241.4544 | 6.8192 | 60.5597 | 204.2327 | 42.515 | 7.5671 | 133 |  | 188 | 849.4459 | 159.7597 | 218.066 | 261.7641 | 6.8192 | 61.2116 | 171.0897 | 351.3473 | 8.7589 | 44 |  | 188 | 842.227 | 156.2131 | 208.834 | 261.7377 | 6.8192 | 60.8768 | 170.9875 | 300.645 | 8.5205 | 57
| 189 | 766.8887 | 128.547 | 195.0081 | 225.8981 | 6.8192 | 56.1727 | 204.0079 | 52.4529 | 7.2164 | 62 |  | 189 | 795.1286 | 118.1688 | 198.316 | 241.1084 | 6.8192 | 60.5289 | 203.9602 | 42.0996 | 7.5671 | 137 |  | 189 | 843.4279 | 158.5942 | 217.1207 | 261.3824 | 6.8192 | 61.1772 | 170.894 | 350.8465 | 8.7589 | 48 |  | 189 | 836.239 | 155.3674 | 207.7136 | 261.3304 | 6.8192 | 60.8426 | 170.7837 | 299.9429 | 8.5205 | 60
| 190 | 760.6501 | 128.014 | 194.4457 | 225.6113 | 6.8192 | 56.139 | 203.7394 | 52.0175 | 7.2164 | 65 |  | 190 | 788.5486 | 117.764 | 197.7624 | 240.755 | 6.8192 | 60.4982 | 203.6873 | 41.6832 | 7.5671 | 141 |  | 190 | 837.1099 | 157.7278 | 216.1897 | 260.9873 | 6.8192 | 61.1428 | 170.6971 | 350.3423 | 8.7589 | 52 |  | 190 | 829.2951 | 155.0972 | 206.9182 | 260.9784 | 6.8192 | 60.8083 | 170.5789 | 299.2345 | 8.5205 | 63
| 191 | 754.4089 | 127.3282 | 194.0178 | 225.3452 | 6.8192 | 56.1052 | 203.4705 | 51.5803 | 7.2164 | 68 |  | 191 | 781.6254 | 117.4312 | 197.4079 | 240.4737 | 6.8192 | 60.4675 | 203.414 | 41.266 | 7.5671 | 145 |  | 191 | 830.1786 | 157.2659 | 215.3825 | 260.6771 | 6.8192 | 61.1082 | 170.4993 | 349.8349 | 8.7589 | 55 |  | 191 | 822.3736 | 154.4746 | 206.4095 | 260.6696 | 6.8192 | 60.774 | 170.3731 | 298.5201 | 8.5205 | 67
| 192 | 748.0608 | 126.6386 | 193.7074 | 225.0723 | 6.8192 | 56.0715 | 203.2012 | 51.1414 | 7.2164 | 71 |  | 192 | 774.8062 | 116.9807 | 197.0894 | 240.17 | 6.8192 | 60.4369 | 203.1405 | 40.848 | 7.5671 | 149 |  | 192 | 823.0167 | 156.6211 | 214.9788 | 260.3769 | 6.8192 | 61.0736 | 170.3005 | 349.3244 | 8.7589 | 59 |  | 192 | 815.2382 | 153.8191 | 206.1462 | 260.3623 | 6.8192 | 60.7395 | 170.1664 | 297.7999 | 8.5205 | 70
| 193 | 741.7199 | 126.2074 | 193.1543 | 224.7764 | 6.8192 | 56.0377 | 202.9316 | 50.7008 | 7.2164 | 75 |  | 193 | 768.6103 | 116.2149 | 196.4662 | 239.8632 | 6.8192 | 60.4065 | 202.8669 | 40.4294 | 7.5671 | 153 |  | 193 | 816.0497 | 155.9475 | 214.4139 | 260.0719 | 6.8192 | 61.039 | 170.101 | 348.8112 | 8.7589 | 63 |  | 193 | 808.8766 | 152.7741 | 205.5097 | 260.0439 | 6.8192 | 60.7051 | 169.9589 | 297.0742 | 8.5205 | 73
| 194 | 735.6835 | 125.7725 | 192.2941 | 224.4869 | 6.8192 | 56.0039 | 202.662 | 50.2587 | 7.2164 | 78 |  | 194 | 762.7804 | 115.3602 | 195.5661 | 239.5563 | 6.8192 | 60.3761 | 202.5933 | 40.0103 | 7.5671 | 157 |  | 194 | 809.1206 | 155.5236 | 213.5881 | 259.7401 | 6.8192 | 61.0043 | 169.9008 | 348.2954 | 8.7589 | 66 |  | 194 | 802.0936 | 152.4357 | 204.6106 | 259.7028 | 6.8192 | 60.6706 | 169.7507 | 296.3433 | 8.5205 | 76
| 195 | 729.6839 | 125.102 | 191.5449 | 224.2852 | 6.8192 | 55.9701 | 202.3923 | 49.8152 | 7.2164 | 81 |  | 195 | 756.3116 | 114.851 | 194.8681 | 239.3404 | 6.8192 | 60.3458 | 202.3198 | 39.5907 | 7.5671 | 161 |  | 195 | 802.1679 | 155.0274 | 212.8398 | 259.4268 | 6.8192 | 60.9695 | 169.6999 | 347.7771 | 8.7589 | 70 |  | 195 | 795.1185 | 152.0324 | 203.9058 | 259.4244 | 6.8192 | 60.6361 | 169.5419 | 295.6075 | 8.5205 | 79
| 196 | 724.2485 | 124.3108 | 190.3522 | 224.0834 | 6.8192 | 55.9363 | 202.1228 | 49.3705 | 7.2164 | 84 |  | 196 | 749.8935 | 114.3118 | 194.1056 | 239.1684 | 6.8192 | 60.3156 | 202.0464 | 39.1707 | 7.5671 | 165 |  | 196 | 795.6722 | 154.0434 | 212.0315 | 259.2042 | 6.8192 | 60.9348 | 169.4985 | 347.2567 | 8.7589 | 74 |  | 196 | 788.6821 | 150.9965 | 203.2358 | 259.2052 | 6.8192 | 60.6016 | 169.3325 | 294.8669 | 8.5205 | 83
| 197 | 718.3033 | 123.458 | 189.728 | 223.8847 | 6.8192 | 55.9025 | 201.8535 | 48.9247 | 7.2164 | 87 |  | 197 | 743.569 | 113.7589 | 193.25 | 239.0096 | 6.8192 | 60.2856 | 201.7734 | 38.7505 | 7.5671 | 169 |  | 197 | 789.506 | 152.858 | 211.0748 | 259.0019 | 6.8192 | 60.9 | 169.2967 | 346.7343 | 8.7589 | 77 |  | 197 | 782.4061 | 150.1782 | 202.1596 | 259.0142 | 6.8192 | 60.567 | 169.1228 | 294.122 | 8.5205 | 86
| 198 | 711.9453 | 123.1773 | 188.9933 | 223.637 | 6.8192 | 55.8687 | 201.5844 | 48.4779 | 7.2164 | 90 |  | 198 | 736.9684 | 113.1699 | 192.7578 | 238.7997 | 6.8192 | 60.2556 | 201.5008 | 38.3302 | 7.5671 | 173 |  | 198 | 782.7948 | 152.3683 | 209.9668 | 258.8003 | 6.8192 | 60.8653 | 169.0946 | 346.21 | 8.7589 | 81 |  | 198 | 775.7151 | 149.6821 | 201.2212 | 258.7781 | 6.8192 | 60.5325 | 168.9127 | 293.3729 | 8.5205 | 89
| 199 | 705.9807 | 122.4987 | 188.2631 | 223.3894 | 6.8192 | 55.8349 | 201.3159 | 48.0302 | 7.2164 | 94 |  | 199 | 731.308 | 112.5396 | 191.406 | 238.5505 | 6.8192 | 60.2258 | 201.2287 | 37.9098 | 7.5671 | 177 |  | 199 | 776.233 | 151.4239 | 209.2397 | 258.5231 | 6.8192 | 60.8305 | 168.8922 | 345.6842 | 8.7589 | 85 |  | 199 | 769.383 | 148.7741 | 200.3784 | 258.4995 | 6.8192 | 60.498 | 168.7025 | 292.6199 | 8.5205 | 92
| 200 | 699.8613 | 121.9263 | 187.5816 | 223.1417 | 6.8192 | 55.8011 | 201.0478 | 47.5818 | 7.2164 | 97 |  | 200 | 725.119 | 111.828 | 190.6639 | 238.3013 | 6.8192 | 60.1961 | 200.9572 | 37.4894 | 7.5671 | 181 |  | 200 | 769.6358 | 150.627 | 208.4004 | 258.2459 | 6.8192 | 60.7957 | 168.6896 | 345.1569 | 8.7589 | 88 |  | 200 | 762.4913 | 148.2633 | 199.6979 | 258.221 | 6.8192 | 60.4635 | 168.4921 | 291.8634 | 8.5205 | 95
| 201 | 693.5179 | 121.3178 | 187.1601 | 222.8941 | 6.8192 | 55.7674 | 200.7804 | 47.1327 | 7.2164 | 100 |  | 201 | 718.2288 | 111.4153 | 190.3233 | 238.0531 | 6.8192 | 60.1665 | 200.6864 | 37.0692 | 7.5671 | 185 |  | 201 | 762.5586 | 149.9331 | 207.938 | 257.9687 | 6.8192 | 60.761 | 168.487 | 344.6284 | 8.7589 | 92 |  | 201 | 755.487 | 147.5332 | 199.3493 | 257.9424 | 6.8192 | 60.429 | 168.2816 | 291.1035 | 8.5205 | 98
| 202 | 687.3467 | 120.8206 | 186.4696 | 222.6321 | 6.8192 | 55.7338 | 200.5138 | 46.6831 | 7.2164 | 103 |  | 202 | 711.8598 | 110.7171 | 189.7188 | 237.8331 | 6.8192 | 60.1371 | 200.4165 | 36.6492 | 7.5671 | 189 |  | 202 | 755.7044 | 149.0898 | 207.4021 | 257.6916 | 6.8192 | 60.7263 | 168.2844 | 344.0989 | 8.7589 | 96 |  | 202 | 748.9183 | 146.5518 | 198.8165 | 257.6639 | 6.8192 | 60.3945 | 168.0713 | 290.3405 | 8.5205 | 101
| 203 | 680.9478 | 120.1388 | 186.1676 | 222.3936 | 6.8192 | 55.7002 | 200.248 | 46.2332 | 7.2164 | 106 |  | 203 | 704.8346 | 110.3155 | 189.4778 | 237.609 | 6.8192 | 60.1078 | 200.1475 | 36.2295 | 7.5671 | 193 |  | 203 | 748.7963 | 148.339 | 206.8432 | 257.3989 | 6.8192 | 60.6916 | 168.0819 | 343.5686 | 8.7589 | 99 |  | 203 | 742.3779 | 145.5897 | 198.2523 | 257.369 | 6.8192 | 60.3601 | 167.8611 | 289.5748 | 8.5205 | 105
| 204 | 674.6373 | 119.567 | 185.6281 | 222.1944 | 6.8192 | 55.6666 | 199.9832 | 45.783 | 7.2164 | 109 |  | 204 | 698.21 | 109.7521 | 188.976 | 237.4072 | 6.8192 | 60.0787 | 199.8796 | 35.8103 | 7.5671 | 197 |  | 204 | 742.4899 | 147.2008 | 206.0488 | 257.1273 | 6.8192 | 60.6569 | 167.8797 | 343.0377 | 8.7589 | 103 |  | 204 | 736.143 | 144.4832 | 197.5053 | 257.0959 | 6.8192 | 60.3258 | 167.6512 | 288.8065 | 8.5205 | 108
| 205 | 668.632 | 118.9943 | 184.781 | 221.9985 | 6.8192 | 55.6331 | 199.7195 | 45.3326 | 7.2164 | 112 |  | 205 | 692.5956 | 108.8524 | 187.8001 | 237.2054 | 6.8192 | 60.0497 | 199.6129 | 35.3915 | 7.5671 | 201 |  | 205 | 735.8044 | 146.3248 | 205.3713 | 256.8557 | 6.8192 | 60.6224 | 167.6777 | 342.5063 | 8.7589 | 106 |  | 205 | 729.2551 | 144.0606 | 196.7274 | 256.8228 | 6.8192 | 60.2915 | 167.4416 | 288.0359 | 8.5205 | 111
| 206 | 662.7228 | 118.0809 | 184.1784 | 221.8026 | 6.8192 | 55.5997 | 199.4569 | 44.8823 | 7.2164 | 115 |  | 206 | 686.9229 | 107.7124 | 186.9228 | 237.0036 | 6.8192 | 60.0208 | 199.3474 | 34.9734 | 7.5671 | 204 |  | 206 | 729.2375 | 145.2705 | 204.7166 | 256.6211 | 6.8192 | 60.5878 | 167.4762 | 341.9748 | 8.7589 | 110 |  | 206 | 722.7805 | 143.1012 | 196.0729 | 256.5497 | 6.8192 | 60.2572 | 167.2326 | 287.2634 | 8.5205 | 114
| 207 | 656.5598 | 117.5225 | 183.4748 | 221.6068 | 6.8192 | 55.5664 | 199.1957 | 44.432 | 7.2164 | 118 |  | 207 | 680.2409 | 107.2124 | 186.4148 | 236.8017 | 6.8192 | 59.9921 | 199.0832 | 34.556 | 7.5671 | 208 |  | 207 | 721.999 | 144.754 | 204.1836 | 256.3985 | 6.8192 | 60.5534 | 167.2751 | 341.4432 | 8.7589 | 114 |  | 207 | 715.8425 | 142.4115 | 195.612 | 256.2767 | 6.8192 | 60.2231 | 167.024 | 286.4891 | 8.5205 | 117
| 208 | 649.9603 | 117.2717 | 182.9 | 221.4109 | 6.8192 | 55.5332 | 198.9359 | 43.982 | 7.2164 | 121 |  | 208 | 673.2298 | 106.9545 | 185.9939 | 236.5999 | 6.8192 | 59.9636 | 198.8206 | 34.1394 | 7.5671 | 212 |  | 208 | 715.0703 | 144.1313 | 203.447 | 256.176 | 6.8192 | 60.519 | 167.0746 | 340.9118 | 8.7589 | 117 |  | 208 | 709.277 | 141.8129 | 194.6528 | 256.0385 | 6.8192 | 60.189 | 166.8161 | 285.7134 | 8.5205 | 120
| 209 | 643.5397 | 116.659 | 182.5081 | 221.215 | 6.8192 | 55.5001 | 198.6776 | 43.5324 | 7.2164 | 125 |  | 209 | 667.0032 | 106.4857 | 185.007 | 236.3904 | 6.8192 | 59.9352 | 198.5595 | 33.7237 | 7.5671 | 216 |  | 209 | 708.4664 | 143.4709 | 202.4223 | 255.9544 | 6.8192 | 60.4847 | 166.8747 | 340.3807 | 8.7589 | 121 |  | 209 | 702.6557 | 141.1829 | 193.7647 | 255.8164 | 6.8192 | 60.155 | 166.609 | 284.9365 | 8.5205 | 123
| 210 | 637.8099 | 115.8053 | 181.6665 | 221.0191 | 6.8192 | 55.4671 | 198.4209 | 43.0832 | 7.2164 | 128 |  | 210 | 660.8904 | 105.5688 | 184.353 | 236.1823 | 6.8192 | 59.9071 | 198.3001 | 33.3091 | 7.5671 | 220 |  | 210 | 701.4825 | 142.9116 | 201.6742 | 255.735 | 6.8192 | 60.4505 | 166.6757 | 339.8503 | 8.7589 | 124 |  | 210 | 695.9711 | 140.3335 | 193.1564 | 255.5971 | 6.8192 | 60.1212 | 166.4027 | 284.1587 | 8.5205 | 126
| 211 | 631.0694 | 115.5435 | 181.2435 | 220.8233 | 6.8192 | 55.4342 | 198.166 | 42.6347 | 7.2164 | 131 |  | 211 | 654.3231 | 105.0499 | 183.747 | 235.9828 | 6.8192 | 59.8791 | 198.0426 | 32.8955 | 7.5671 | 224 |  | 211 | 694.3743 | 142.405 | 200.9979 | 255.5156 | 6.8192 | 60.4164 | 166.4774 | 339.3206 | 8.7589 | 128 |  | 211 | 689.0349 | 139.5885 | 192.6953 | 255.3779 | 6.8192 | 60.0874 | 166.1974 | 283.3803 | 8.5205 | 129
| 212 | 625.0946 | 115.0794 | 180.2574 | 220.6274 | 6.8192 | 55.4014 | 197.9129 | 42.1869 | 7.2164 | 134 |  | 212 | 647.9499 | 104.3715 | 183.1064 | 235.7832 | 6.8192 | 59.8512 | 197.7869 | 32.4831 | 7.5671 | 227 |  | 212 | 687.7425 | 141.5358 | 200.2078 | 255.2962 | 6.8192 | 60.3824 | 166.2802 | 338.7919 | 8.7589 | 131 |  | 212 | 682.254 | 138.9477 | 191.9748 | 255.1586 | 6.8192 | 60.0538 | 165.9931 | 282.6014 | 8.5205 | 133
| 213 | 619.1763 | 114.3744 | 179.4555 | 220.4315 | 6.8192 | 55.3687 | 197.6618 | 41.7399 | 7.2164 | 137 |  | 213 | 642.141 | 103.4833 | 182.1113 | 235.5836 | 6.8192 | 59.8236 | 197.5332 | 32.072 | 7.5671 | 231 |  | 213 | 680.9575 | 140.6539 | 199.5835 | 255.0768 | 6.8192 | 60.3485 | 166.0839 | 338.2644 | 8.7589 | 135 |  | 213 | 675.2723 | 138.3478 | 191.4141 | 254.9394 | 6.8192 | 60.0202 | 165.7899 | 281.8225 | 8.5205 | 136
| 214 | 613.1235 | 113.5185 | 178.9391 | 220.2356 | 6.8192 | 55.3362 | 197.4128 | 41.2939 | 7.2164 | 140 |  | 214 | 635.1797 | 102.9223 | 181.9415 | 235.384 | 6.8192 | 59.7962 | 197.2817 | 31.6624 | 7.5671 | 235 |  | 214 | 674.5059 | 139.6709 | 198.7269 | 254.8574 | 6.8192 | 60.3148 | 165.8888 | 337.7382 | 8.7589 | 138 |  | 214 | 668.808 | 137.7542 | 190.3297 | 254.7201 | 6.8192 | 59.9868 | 165.588 | 281.0437 | 8.5205 | 139
| 215 | 607.1896 | 112.7973 | 178.1691 | 220.0398 | 6.8192 | 55.3039 | 197.1659 | 40.8491 | 7.2164 | 143 |  | 215 | 629.1326 | 102.2788 | 180.9399 | 235.1844 | 6.8192 | 59.7689 | 197.0324 | 31.2542 | 7.5671 | 239 |  | 215 | 668.239 | 138.5311 | 197.8425 | 254.638 | 6.8192 | 60.2812 | 165.6949 | 337.2136 | 8.7589 | 142 |  | 215 | 662.5806 | 136.6554 | 189.5136 | 254.5009 | 6.8192 | 59.9536 | 165.3874 | 280.2654 | 8.5205 | 142
| 216 | 601.1359 | 111.9985 | 177.5965 | 219.8439 | 6.8192 | 55.2717 | 196.9213 | 40.4054 | 7.2164 | 146 |  | 216 | 622.7284 | 101.7355 | 180.1952 | 234.9849 | 6.8192 | 59.7419 | 196.7854 | 30.8476 | 7.5671 | 243 |  | 216 | 661.6022 | 137.6402 | 197.0789 | 254.4186 | 6.8192 | 60.2477 | 165.5023 | 336.6908 | 8.7589 | 145 |  | 216 | 656.0785 | 135.8055 | 188.7232 | 254.2816 | 6.8192 | 59.9205 | 165.1882 | 279.4878 | 8.5205 | 145
| 217 | 595.2562 | 111.2737 | 176.7759 | 219.648 | 6.8192 | 55.2396 | 196.6791 | 39.9631 | 7.2164 | 149 |  | 217 | 616.7523 | 100.8822 | 179.3324 | 234.7853 | 6.8192 | 59.715 | 196.5408 | 30.4426 | 7.5671 | 246 |  | 217 | 655.2961 | 136.2946 | 196.4396 | 254.1992 | 6.8192 | 60.2144 | 165.3111 | 336.1699 | 8.7589 | 149 |  | 217 | 650.4361 | 134.066 | 187.9629 | 254.0624 | 6.8192 | 59.8876 | 164.9905 | 278.7111 | 8.5205 | 148
| 218 | 589.5384 | 110.3382 | 176.0041 | 219.4521 | 6.8192 | 55.2077 | 196.4394 | 39.5223 | 7.2164 | 152 |  | 218 | 610.7093 | 99.8396 | 178.6649 | 234.6466 | 6.8192 | 59.6884 | 196.2988 | 30.0395 | 7.5671 | 250 |  | 218 | 649.4522 | 134.9437 | 195.3432 | 253.9798 | 6.8192 | 60.1812 | 165.1214 | 335.6512 | 8.7589 | 152 |  | 218 | 644.06 | 133.2692 | 186.9935 | 253.8431 | 6.8192 | 59.8548 | 164.7945 | 277.9357 | 8.5205 | 151
| 219 | 583.5221 | 109.6731 | 175.2603 | 219.2562 | 6.8192 | 55.1761 | 196.2023 | 39.0831 | 7.2164 | 155 |  | 219 | 604.8573 | 98.8972 | 177.7023 | 234.5117 | 6.8192 | 59.662 | 196.0595 | 29.6382 | 7.5671 | 254 |  | 219 | 643.0763 | 133.9935 | 194.3781 | 253.7604 | 6.8192 | 60.1482 | 164.9333 | 335.1349 | 8.7589 | 156 |  | 219 | 637.4797 | 132.405 | 186.2957 | 253.6239 | 6.8192 | 59.8222 | 164.6002 | 277.1618 | 8.5205 | 154
| 220 | 577.3622 | 109.1383 | 174.5299 | 219.0604 | 6.8192 | 55.1445 | 195.968 | 38.6456 | 7.2164 | 158 |  | 220 | 598.4245 | 98.2581 | 177.0174 | 234.3769 | 6.8192 | 59.6358 | 195.8229 | 29.2389 | 7.5671 | 258 |  | 220 | 636.6181 | 133.0043 | 193.5343 | 253.541 | 6.8192 | 60.1154 | 164.7469 | 334.6211 | 8.7589 | 159 |  | 220 | 630.9757 | 131.5851 | 185.4773 | 253.4046 | 6.8192 | 59.7898 | 164.4077 | 276.3897 | 8.5205 | 157
| 221 | 571.4953 | 108.6354 | 173.5684 | 218.7706 | 6.8192 | 55.1132 | 195.7365 | 38.21 | 7.2164 | 161 |  | 221 | 592.2989 | 97.4843 | 176.1598 | 234.2421 | 6.8192 | 59.6098 | 195.5891 | 28.8417 | 7.5671 | 261 |  | 221 | 630.0098 | 131.9108 | 192.945 | 253.3216 | 6.8192 | 60.0828 | 164.5622 | 334.1101 | 8.7589 | 163 |  | 221 | 624.5555 | 130.6426 | 184.6979 | 253.1854 | 6.8192 | 59.7576 | 164.2171 | 275.6196 | 8.5205 | 160
| 222 | 565.9639 | 107.3732 | 172.9651 | 218.5465 | 6.8192 | 55.0821 | 195.5079 | 37.7763 | 7.2164 | 164 |  | 222 | 586.0486 | 96.7484 | 175.4263 | 234.07 | 6.8192 | 59.5841 | 195.3584 | 28.4466 | 7.5671 | 265 |  | 222 | 623.9653 | 130.8325 | 191.7879 | 253.0909 | 6.8192 | 60.0504 | 164.3794 | 333.602 | 8.7589 | 166 |  | 222 | 618.4563 | 129.5884 | 183.6589 | 253.0161 | 6.8192 | 59.7256 | 164.0286 | 274.8519 | 8.5205 | 163
| 223 | 561.6109 | 106.8813 | 171.886 | 218.2195 | 6.8192 | 55.0512 | 195.2823 | 37.3447 | 7.2164 | 167 |  | 223 | 580.7867 | 96.2539 | 174.2454 | 233.8955 | 6.8192 | 59.5586 | 195.1307 | 28.0538 | 7.5671 | 269 |  | 223 | 617.6946 | 130.078 | 190.5237 | 252.8697 | 6.8192 | 60.0182 | 164.1986 | 333.0971 | 8.7589 | 170 |  | 223 | 613.0912 | 128.8389 | 182.1681 | 252.7776 | 6.8192 | 59.6938 | 163.8421 | 274.0867 | 8.5205 | 166
| 224 | 557.0257 | 106.5746 | 171.7143 | 217.8741 | 6.8192 | 55.0205 | 195.06 | 36.9154 | 7.2164 | 170 |  | 224 | 576.5177 | 95.8066 | 173.5907 | 233.6378 | 6.8192 | 59.5333 | 194.9062 | 27.6634 | 7.5671 | 272 |  | 224 | 613.5902 | 129.227 | 189.5618 | 252.6816 | 6.8192 | 59.9861 | 164.0198 | 332.5956 | 8.7589 | 173 |  | 224 | 608.5184 | 128.2977 | 181.4847 | 252.59 | 6.8192 | 59.6623 | 163.6578 | 273.3244 | 8.5205 | 169
| 225 | 553.6047 | 105.8505 | 170.867 | 217.4574 | 6.8192 | 54.9901 | 194.8408 | 36.4883 | 7.2164 | 172 |  | 225 | 573.1233 | 94.7329 | 172.6826 | 233.3855 | 6.8192 | 59.5083 | 194.685 | 27.2754 | 7.5671 | 276 |  | 225 | 609.3362 | 128.3688 | 188.8204 | 252.4717 | 6.8192 | 59.9543 | 163.8431 | 332.0976 | 8.7589 | 177 |  | 225 | 604.8744 | 126.9892 | 180.7199 | 252.3222 | 6.8192 | 59.6309 | 163.4759 | 272.5652 | 8.5205 | 172
| 226 | 549.7359 | 105.1515 | 170.3742 | 217.1091 | 6.8192 | 54.9598 | 194.6251 | 36.0638 | 7.2164 | 175 |  | 226 | 568.9523 | 94.0076 | 172.1772 | 233.1586 | 6.8192 | 59.4835 | 194.4672 | 26.89 | 7.5671 | 279 |  | 226 | 605.0879 | 127.4041 | 188.2625 | 252.1793 | 6.8192 | 59.9228 | 163.6687 | 331.6033 | 8.7589 | 180 |  | 226 | 599.9275 | 126.3917 | 180.552 | 252.0495 | 6.8192 | 59.5998 | 163.2963 | 271.8094 | 8.5205 | 175
| 227 | 545.8736 | 104.3811 | 169.7403 | 216.9667 | 6.8192 | 54.9298 | 194.4129 | 35.6418 | 7.2164 | 178 |  | 227 | 564.8177 | 93.3622 | 171.5202 | 232.967 | 6.8192 | 59.459 | 194.2529 | 26.5072 | 7.5671 | 283 |  | 227 | 600.274 | 126.7312 | 187.9489 | 251.9162 | 6.8192 | 59.8914 | 163.4966 | 331.113 | 8.7589 | 183 |  | 227 | 595.1502 | 125.7191 | 180.1825 | 251.8839 | 6.8192 | 59.5689 | 163.1192 | 271.0572 | 8.5205 | 178
| 228 | 541.6717 | 103.763 | 169.1573 | 216.9607 | 6.8192 | 54.9001 | 194.2042 | 35.2226 | 7.2164 | 181 |  | 228 | 560.505 | 92.5219 | 170.9625 | 233.0491 | 6.8192 | 59.4348 | 194.0422 | 26.1272 | 7.5671 | 287 |  | 228 | 595.8507 | 125.7984 | 187.219 | 251.9387 | 6.8192 | 59.8604 | 163.3269 | 330.6269 | 8.7589 | 187 |  | 228 | 590.5913 | 124.9866 | 179.4704 | 251.9022 | 6.8192 | 59.5383 | 162.9447 | 270.309 | 8.5205 | 180
| 229 | 537.4823 | 103.2865 | 168.4793 | 216.8956 | 6.8192 | 54.8706 | 193.9992 | 34.8061 | 7.2164 | 184 |  | 229 | 555.5528 | 92.1021 | 170.6195 | 233.1354 | 6.8192 | 59.4108 | 193.8352 | 25.75 | 7.5671 | 290 |  | 229 | 591.2239 | 124.9113 | 186.6471 | 251.9612 | 6.8192 | 59.8295 | 163.1597 | 330.1451 | 8.7589 | 190 |  | 229 | 586.2631 | 124.0751 | 178.6772 | 251.95 | 6.8192 | 59.508 | 162.7729 | 269.5651 | 8.5205 | 183
| 230 | 533.191 | 102.803 | 168.0395 | 216.7012 | 6.8192 | 54.8414 | 193.7981 | 34.3927 | 7.2164 | 187 |  | 230 | 550.7672 | 91.5381 | 170.1553 | 233.3207 | 6.8192 | 59.3871 | 193.632 | 25.3758 | 7.5671 | 294 |  | 230 | 586.8274 | 124.2838 | 185.5756 | 251.9932 | 6.8192 | 59.799 | 162.995 | 329.6679 | 8.7589 | 193 |  | 230 | 581.9867 | 123.4654 | 177.6169 | 251.9114 | 6.8192 | 59.4779 | 162.6039 | 268.8255 | 8.5205 | 186
| 231 | 529.1859 | 102.1723 | 167.449 | 216.5185 | 6.8192 | 54.8124 | 193.6009 | 33.9823 | 7.2164 | 190 |  | 231 | 546.7248 | 91.098 | 169.1381 | 233.1919 | 6.8192 | 59.3636 | 193.4328 | 25.0046 | 7.5671 | 297 |  | 231 | 582.3668 | 123.5793 | 184.8372 | 251.8333 | 6.8192 | 59.7687 | 162.8331 | 329.1954 | 8.7589 | 197 |  | 231 | 577.316 | 122.843 | 177.0834 | 251.753 | 6.8192 | 59.4481 | 162.4378 | 268.0907 | 8.5205 | 189
| 232 | 524.8733 | 101.6532 | 167.0535 | 216.3367 | 6.8192 | 54.7838 | 193.4077 | 33.5751 | 7.2164 | 193 |  | 232 | 542.1755 | 90.6312 | 168.6525 | 233.065 | 6.8192 | 59.3404 | 193.2376 | 24.6365 | 7.5671 | 301 |  | 232 | 577.5072 | 123.0068 | 184.3657 | 251.6734 | 6.8192 | 59.7386 | 162.674 | 328.7278 | 8.7589 | 200 |  | 232 | 572.5418 | 122.3282 | 176.5457 | 251.5946 | 6.8192 | 59.4186 | 162.2746 | 267.361 | 8.5205 | 192
| 233 | 520.6856 | 101.1286 | 166.5535 | 216.1401 | 6.8192 | 54.7554 | 193.2187 | 33.1713 | 7.2164 | 195 |  | 233 | 537.8607 | 90.0554 | 168.0334 | 232.946 | 6.8192 | 59.3175 | 193.0466 | 24.2717 | 7.5671 | 304 |  | 233 | 573.101 | 122.2723 | 183.603 | 251.5135 | 6.8192 | 59.7089 | 162.5177 | 328.2654 | 8.7589 | 203 |  | 233 | 568.2572 | 121.5422 | 175.7895 | 251.4362 | 6.8192 | 59.3894 | 162.1146 | 266.6365 | 8.5205 | 195
| 234 | 517.0295 | 100.6762 | 165.7487 | 215.6442 | 6.8192 | 54.7273 | 193.0339 | 32.7709 | 7.2164 | 198 |  | 234 | 533.7213 | 89.5323 | 167.185 | 232.8283 | 6.8192 | 59.2949 | 192.8598 | 23.9102 | 7.5671 | 308 |  | 234 | 568.4798 | 121.6393 | 182.9537 | 251.3536 | 6.8192 | 59.6795 | 162.3644 | 327.8083 | 8.7589 | 207 |  | 234 | 563.8937 | 120.7406 | 175.1477 | 251.2581 | 6.8192 | 59.3604 | 161.9576 | 265.9175 | 8.5205 | 198
| 235 | 513.5533 | 100.0479 | 165.0318 | 215.0567 | 6.8192 | 54.6995 | 192.8534 | 32.3741 | 7.2164 | 201 |  | 235 | 529.9016 | 89.0298 | 166.3087 | 232.3982 | 6.8192 | 59.2726 | 192.6774 | 23.5521 | 7.5671 | 311 |  | 235 | 565.0386 | 120.6337 | 181.8124 | 250.8783 | 6.8192 | 59.6503 | 162.2141 | 327.3568 | 8.7589 | 210 |  | 235 | 560.3742 | 119.9279 | 174.114 | 250.6389 | 6.8192 | 59.3318 | 161.804 | 265.2044 | 8.5205 | 200
| 236 | 509.5378 | 99.4474 | 164.4509 | 214.8446 | 6.8192 | 54.672 | 192.6775 | 31.981 | 7.2164 | 204 |  | 236 | 526.1661 | 88.0909 | 165.7286 | 232.0242 | 6.8192 | 59.2506 | 192.4994 | 23.1976 | 7.5671 | 314 |  | 236 | 560.8858 | 119.9 | 181.1337 | 250.38 | 6.8192 | 59.6215 | 162.067 | 326.911 | 8.7589 | 213 |  | 236 | 556.2379 | 119.3128 | 173.3462 | 250.1731 | 6.8192 | 59.3035 | 161.6537 | 264.4974 | 8.5205 | 203
| 237 | 505.3573 | 99.0087 | 163.7429 | 214.7629 | 6.8192 | 54.6449 | 192.5061 | 31.5918 | 7.2164 | 207 |  | 237 | 522.1747 | 87.4976 | 164.8743 | 231.8345 | 6.8192 | 59.2289 | 192.326 | 22.8466 | 7.5671 | 318 |  | 237 | 557.0225 | 118.7619 | 180.4014 | 250.0502 | 6.8192 | 59.593 | 161.9231 | 326.4712 | 8.7589 | 216 |  | 237 | 551.7856 | 118.6053 | 172.5909 | 250.1032 | 6.8192 | 59.2756 | 161.5069 | 263.7967 | 8.5205 | 206
| 238 | 500.9894 | 98.6151 | 163.1771 | 214.6812 | 6.8192 | 54.618 | 192.3394 | 31.2064 | 7.2164 | 209 |  | 238 | 517.7937 | 86.9073 | 164.2219 | 231.8297 | 6.8192 | 59.2075 | 192.1573 | 22.4994 | 7.5671 | 321 |  | 238 | 552.4823 | 117.9717 | 179.7119 | 250.0068 | 6.8192 | 59.5648 | 161.7825 | 326.0375 | 8.7589 | 220 |  | 238 | 547.4699 | 117.6278 | 171.9527 | 250.0494 | 6.8192 | 59.248 | 161.3637 | 263.1026 | 8.5205 | 209
| 239 | 496.7219 | 98.2893 | 162.4431 | 214.5995 | 6.8192 | 54.5915 | 192.1775 | 30.8252 | 7.2164 | 212 |  | 239 | 513.1335 | 86.4484 | 163.7172 | 231.8249 | 6.8192 | 59.1864 | 191.9933 | 22.156 | 7.5671 | 325 |  | 239 | 547.8836 | 117.3051 | 178.9573 | 249.9633 | 6.8192 | 59.537 | 161.6454 | 325.6101 | 8.7589 | 223 |  | 239 | 542.4104 | 117.1053 | 171.6033 | 249.9957 | 6.8192 | 59.2207 | 161.224 | 262.4154 | 8.5205 | 212
| 240 | 493.1532 | 97.2525 | 161.7212 | 214.5178 | 6.8192 | 54.5654 | 192.0205 | 30.4481 | 7.2164 | 215 |  | 240 | 508.8913 | 85.8089 | 162.9751 | 231.8201 | 6.8192 | 59.1656 | 191.8343 | 21.8165 | 7.5671 | 328 |  | 240 | 542.8494 | 116.9606 | 178.3152 | 249.9206 | 6.8192 | 59.5095 | 161.5118 | 325.1892 | 8.7589 | 226 |  | 240 | 537.8143 | 116.745 | 170.6284 | 249.9419 | 6.8192 | 59.1938 | 161.0882 | 261.7354 | 8.5205 | 214
| 241 | 489.3933 | 96.7075 | 160.7885 | 214.3465 | 6.8192 | 54.5396 | 191.8685 | 30.0754 | 7.2164 | 217 |  | 241 | 505.2423 | 84.8486 | 161.9608 | 231.8153 | 6.8192 | 59.1451 | 191.6802 | 21.481 | 7.5671 | 331 |  | 241 | 538.2796 | 116.3123 | 177.5112 | 249.8793 | 6.8192 | 59.4824 | 161.3817 | 324.7751 | 8.7589 | 229 |  | 241 | 533.5291 | 115.9949 | 169.7337 | 249.8869 | 6.8192 | 59.1672 | 160.9562 | 261.0629 | 8.5205 | 217
| 242 | 485.1401 | 96.1384 | 160.3691 | 214.1792 | 6.8192 | 54.5141 | 191.7216 | 29.7071 | 7.2164 | 220 |  | 242 | 501.4384 | 84.3443 | 161.0103 | 231.4453 | 6.8192 | 59.125 | 191.5313 | 21.1496 | 7.5671 | 335 |  | 242 | 534.5957 | 115.3195 | 176.2492 | 249.7546 | 6.8192 | 59.4556 | 161.2554 | 324.3679 | 8.7589 | 232 |  | 242 | 530.1654 | 114.9103 | 168.4206 | 249.6631 | 6.8192 | 59.141 | 160.8281 | 260.398 | 8.5205 | 220
| 243 | 480.8151 | 95.7773 | 159.7188 | 214.1066 | 6.8192 | 54.489 | 191.58 | 29.3434 | 7.2164 | 223 |  | 243 | 497.4878 | 83.7611 | 160.5752 | 230.7855 | 6.8192 | 59.1052 | 191.3876 | 20.8225 | 7.5671 | 338 |  | 243 | 530.5944 | 114.6996 | 175.4026 | 249.159 | 6.8192 | 59.4292 | 161.1329 | 323.9679 | 8.7589 | 236 |  | 243 | 525.8567 | 114.4289 | 167.8653 | 249.0235 | 6.8192 | 59.1152 | 160.7041 | 259.7411 | 8.5205 | 223
| 244 | 475.9372 | 95.5815 | 159.4289 | 214.0612 | 6.8192 | 54.4643 | 191.4437 | 28.9844 | 7.2164 | 226 |  | 244 | 492.7834 | 83.639 | 160.2532 | 230.3054 | 6.8192 | 59.0857 | 191.2491 | 20.4996 | 7.5671 | 341 |  | 244 | 525.9916 | 114.4499 | 174.8229 | 248.5277 | 6.8192 | 59.4032 | 161.0142 | 323.5752 | 8.7589 | 239 |  | 244 | 521.2168 | 114.1397 | 167.4241 | 248.4087 | 6.8192 | 59.0898 | 160.5842 | 259.0924 | 8.5205 | 225
| 245 | 470.9437 | 95.4496 | 159.1907 | 214.0158 | 6.8192 | 54.44 | 191.3129 | 28.6302 | 7.2164 | 228 |  | 245 | 488.1242 | 83.3479 | 160.0552 | 229.8252 | 6.8192 | 59.0666 | 191.1161 | 20.1811 | 7.5671 | 344 |  | 245 | 520.6757 | 114.3392 | 174.7178 | 247.996 | 6.8192 | 59.3775 | 160.8995 | 323.19 | 8.7589 | 242 |  | 245 | 516.3019 | 113.8823 | 167.1205 | 247.8996 | 6.8192 | 59.0647 | 160.4686 | 258.4523 | 8.5205 | 228
| 246 | 465.9629 | 95.2916 | 158.966 | 213.9704 | 6.8192 | 54.416 | 191.1876 | 28.2809 | 7.2164 | 231 |  | 246 | 483.362 | 83.1929 | 159.8239 | 229.3451 | 6.8192 | 59.0478 | 190.9887 | 19.8671 | 7.5671 | 348 |  | 246 | 515.7455 | 113.868 | 174.5875 | 247.4643 | 6.8192 | 59.3523 | 160.7889 | 322.8125 | 8.7589 | 245 |  | 246 | 511.1192 | 113.6523 | 167.0463 | 247.4013 | 6.8192 | 59.0401 | 160.3573 | 257.8209 | 8.5205 | 231
| 247 | 461.4326 | 94.7637 | 158.6499 | 213.9356 | 6.8192 | 54.3925 | 191.068 | 27.9367 | 7.2164 | 233 |  | 247 | 478.6344 | 82.7468 | 159.8239 | 228.8902 | 6.8192 | 59.0294 | 190.8669 | 19.5577 | 7.5671 | 351 |  | 247 | 510.7468 | 113.4485 | 174.474 | 246.9326 | 6.8192 | 59.3275 | 160.6824 | 322.4429 | 8.7589 | 248 |  | 247 | 506.0049 | 113.4409 | 166.8828 | 246.9054 | 6.8192 | 59.0159 | 160.2504 | 257.1986 | 8.5205 | 233
| 248 | 456.7115 | 94.4726 | 158.3091 | 213.8796 | 6.8192 | 54.3694 | 190.9541 | 27.5977 | 7.2164 | 236 |  | 248 | 474.0929 | 82.2272 | 159.6781 | 228.4685 | 6.8192 | 59.0113 | 190.7508 | 19.2529 | 7.5671 | 354 |  | 248 | 505.9315 | 112.8581 | 174.2624 | 246.4863 | 6.8192 | 59.303 | 160.5801 | 322.0815 | 8.7589 | 251 |  | 248 | 500.8746 | 113.219 | 166.7012 | 246.4543 | 6.8192 | 58.9921 | 160.1481 | 256.5856 | 8.5205 | 236
| 249 | 452.0775 | 94.0966 | 157.9555 | 213.8342 | 6.8192 | 54.3466 | 190.8462 | 27.264 | 7.2164 | 239 |  | 249 | 469.8442 | 81.648 | 159.3549 | 227.9911 | 6.8192 | 58.9936 | 190.6406 | 18.953 | 7.5671 | 357 |  | 249 | 501.1834 | 112.4412 | 173.8803 | 245.97 | 6.8192 | 59.279 | 160.4822 | 321.7284 | 8.7589 | 254 |  | 249 | 496.175 | 112.8289 | 166.3305 | 245.9296 | 6.8192 | 58.9688 | 160.0504 | 255.9822 | 8.5205 | 238
| 250 | 447.6252 | 93.6372 | 157.4853 | 213.8072 | 6.8192 | 54.3243 | 190.7443 | 26.9357 | 7.2164 | 241 |  | 250 | 465.3967 | 81.3025 | 158.8314 | 227.679 | 6.8192 | 58.9762 | 190.5363 | 18.658 | 7.5671 | 360 |  | 250 | 496.2109 | 111.9334 | 173.4727 | 245.7946 | 6.8192 | 59.2555 | 160.3888 | 321.3838 | 8.7589 | 257 |  | 250 | 491.3932 | 112.3264 | 165.8475 | 245.7119 | 6.8192 | 58.9458 | 159.9574 | 255.3886 | 8.5205 | 241
| 251 | 443.4877 | 93.0323 | 156.8824 | 213.7434 | 6.8192 | 54.3024 | 190.6484 | 26.613 | 7.2164 | 244 |  | 251 | 460.8556 | 80.8399 | 158.3448 | 227.5407 | 6.8192 | 58.9592 | 190.4381 | 18.3679 | 7.5671 | 363 |  | 251 | 491.359 | 111.3063 | 173.0635 | 245.6192 | 6.8192 | 59.2323 | 160.2998 | 321.0479 | 8.7589 | 260 |  | 251 | 486.5881 | 111.8012 | 165.3721 | 245.5324 | 6.8192 | 58.9234 | 159.8692 | 254.8052 | 8.5205 | 244
| 252 | 438.9001 | 92.481 | 156.6578 | 213.6979 | 6.8192 | 54.281 | 190.5588 | 26.296 | 7.2164 | 246 |  | 252 | 456.3177 | 80.3401 | 157.8921 | 227.4025 | 6.8192 | 58.9426 | 190.346 | 18.0829 | 7.5671 | 366 |  | 252 | 486.6551 | 110.7345 | 172.4778 | 245.4173 | 6.8192 | 59.2096 | 160.2155 | 320.721 | 8.7589 | 263 |  | 252 | 481.8112 | 111.228 | 164.9343 | 245.3352 | 6.8192 | 58.9013 | 159.7859 | 254.2321 | 8.5205 | 246
| 253 | 434.7258 | 92.0308 | 155.9206 | 213.6506 | 6.8192 | 54.26 | 190.4755 | 25.9848 | 7.2164 | 249 |  | 253 | 451.8602 | 79.9784 | 157.1911 | 227.294 | 6.8192 | 58.9263 | 190.2603 | 17.8031 | 7.5671 | 369 |  | 253 | 481.9584 | 110.1578 | 171.8539 | 245.2512 | 6.8192 | 59.1874 | 160.1358 | 320.4031 | 8.7589 | 266 |  | 253 | 477.4726 | 110.3326 | 164.3837 | 245.1347 | 6.8192 | 58.8798 | 159.7076 | 253.6698 | 8.5205 | 249
| 254 | 430.2165 | 91.5979 | 155.5073 | 213.5973 | 6.8192 | 54.2394 | 190.3986 | 25.6795 | 7.2164 | 251 |  | 254 | 447.5573 | 79.3854 | 156.5997 | 227.1527 | 6.8192 | 58.9105 | 190.1809 | 17.5285 | 7.5671 | 372 |  | 254 | 477.3345 | 109.5339 | 171.2242 | 245.0653 | 6.8192 | 59.1656 | 160.061 | 320.0946 | 8.7589 | 269 |  | 254 | 472.992 | 109.7196 | 163.6896 | 244.9374 | 6.8192 | 58.8587 | 159.6345 | 253.1183 | 8.5205 | 251
| 255 | 425.8814 | 91.1319 | 155.0469 | 213.4497 | 6.8192 | 54.2193 | 190.3283 | 25.3802 | 7.2164 | 254 |  | 255 | 443.1156 | 78.8085 | 156.2336 | 226.9088 | 6.8192 | 58.895 | 190.108 | 17.2593 | 7.5671 | 375 |  | 255 | 472.7613 | 108.7512 | 170.707 | 244.8749 | 6.8192 | 59.1444 | 159.991 | 319.7956 | 8.7589 | 272 |  | 255 | 468.5437 | 108.9876 | 163.126 | 244.6962 | 6.8192 | 58.8381 | 159.5665 | 252.5781 | 8.5205 | 254
| 256 | 421.4334 | 90.7041 | 154.5695 | 213.3938 | 6.8192 | 54.1997 | 190.2646 | 25.0872 | 7.2164 | 256 |  | 256 | 438.2637 | 78.5354 | 155.9249 | 226.714 | 6.8192 | 58.8799 | 190.0417 | 16.9956 | 7.5671 | 378 |  | 256 | 468.0288 | 108.1774 | 170.2171 | 244.6076 | 6.8192 | 59.1235 | 159.926 | 319.5063 | 8.7589 | 275 |  | 256 | 463.5941 | 108.7653 | 162.6015 | 244.4076 | 6.8192 | 58.818 | 159.5039 | 252.0493 | 8.5205 | 256
| 257 | 416.776 | 90.4041 | 154.1606 | 213.3512 | 6.8192 | 54.1806 | 190.2077 | 24.8004 | 7.2164 | 259 |  | 257 | 433.8524 | 77.9692 | 155.4078 | 226.58 | 6.8192 | 58.8652 | 189.9822 | 16.7374 | 7.5671 | 381 |  | 257 | 463.125 | 107.7483 | 169.6438 | 244.4504 | 6.8192 | 59.1032 | 159.8661 | 319.2269 | 8.7589 | 278 |  | 257 | 458.5896 | 108.3923 | 162.1758 | 244.2256 | 6.8192 | 58.7984 | 159.4466 | 251.5323 | 8.5205 | 259
| 258 | 412.3935 | 89.9599 | 153.6209 | 213.3086 | 6.8192 | 54.1619 | 190.1577 | 24.5207 | 7.2164 | 261 |  | 258 | 429.0878 | 77.719 | 154.928 | 226.446 | 6.8192 | 58.8509 | 189.9294 | 16.4849 | 7.5671 | 384 |  | 258 | 458.2405 | 107.1786 | 169.1855 | 244.2995 | 6.8192 | 59.0834 | 159.8114 | 318.9576 | 8.7589 | 281 |  | 258 | 453.5218 | 108.0523 | 161.7805 | 244.0437 | 6.8192 | 58.7792 | 159.3949 | 251.0272 | 8.5205 | 261
| 259 | 407.9235 | 89.5522 | 153.2019 | 213.1963 | 6.8192 | 54.1437 | 190.1146 | 24.2532 | 7.2164 | 264 |  | 259 | 424.771 | 77.1376 | 154.3316 | 226.312 | 6.8192 | 58.837 | 189.8835 | 16.2381 | 7.5671 | 387 |  | 259 | 453.082 | 106.7764 | 168.8313 | 244.1511 | 6.8192 | 59.0641 | 159.7619 | 318.6987 | 8.7589 | 284 |  | 259 | 448.6096 | 107.5264 | 161.4154 | 243.8618 | 6.8192 | 58.7606 | 159.3487 | 250.5345 | 8.5205 | 264
| 260 | 403.6759 | 89.2117 | 152.7241 | 212.8532 | 6.8192 | 54.126 | 190.0786 | 23.9953 | 7.2164 | 266 |  | 260 | 420.0309 | 76.7671 | 153.9588 | 226.1669 | 6.8192 | 58.8236 | 189.8447 | 15.9971 | 7.5671 | 390 |  | 260 | 448.1943 | 106.1571 | 168.4124 | 244.0135 | 6.8192 | 59.0452 | 159.7177 | 318.4502 | 8.7589 | 286 |  | 260 | 443.8245 | 107.0383 | 160.9922 | 243.5732 | 6.8192 | 58.7426 | 159.3082 | 250.0544 | 8.5205 | 266
| 261 | 399.2715 | 88.9544 | 152.32 | 212.5101 | 6.8192 | 54.1088 | 190.0498 | 23.7492 | 7.2164 | 268 |  | 261 | 415.8837 | 76.1698 | 153.5288 | 225.7129 | 6.8192 | 58.8105 | 189.813 | 15.7691 | 7.5671 | 393 |  | 261 | 443.7208 | 105.3378 | 168.0331 | 243.6223 | 6.8192 | 59.027 | 159.679 | 318.2124 | 8.7589 | 289 |  | 261 | 439.3022 | 106.4846 | 160.5892 | 243.0671 | 6.8192 | 58.725 | 159.2736 | 249.5896 | 8.5205 | 268
| 262 | 394.9847 | 88.582 | 151.9132 | 212.167 | 6.8192 | 54.0922 | 190.0284 | 23.5095 | 7.2164 | 271 |  | 262 | 411.6712 | 75.5717 | 153.1648 | 225.2588 | 6.8192 | 58.7979 | 189.7885 | 15.5542 | 7.5671 | 396 |  | 262 | 439.1825 | 104.7764 | 167.5401 | 243.1515 | 6.8192 | 59.0092 | 159.6458 | 317.9856 | 8.7589 | 292 |  | 262 | 434.7149 | 105.9053 | 160.2769 | 242.561 | 6.8192 | 58.708 | 159.2448 | 249.1378 | 8.5205 | 271
| 263 | 390.7009 | 88.1913 | 151.5219 | 211.8239 | 6.8192 | 54.076 | 190.0143 | 23.2762 | 7.2164 | 273 |  | 263 | 407.2884 | 75.1581 | 152.7995 | 224.7919 | 6.8192 | 58.7857 | 189.7714 | 15.3452 | 7.5671 | 399 |  | 263 | 434.6718 | 104.1047 | 167.1297 | 242.6808 | 6.8192 | 58.992 | 159.6182 | 317.7739 | 8.7589 | 295 |  | 263 | 430.1821 | 105.323 | 159.9129 | 242.0549 | 6.8192 | 58.6915 | 159.2219 | 248.7303 | 8.5205 | 273
| 264 | 386.5806 | 87.5665 | 151.2026 | 211.4792 | 6.8192 | 54.0604 | 190.0078 | 23.0495 | 7.2164 | 275 |  | 264 | 403.5016 | 74.434 | 152.1715 | 224.3023 | 6.8192 | 58.7739 | 189.7618 | 15.1418 | 7.5671 | 401 |  | 264 | 430.1919 | 103.4724 | 166.6492 | 242.2101 | 6.8192 | 58.9753 | 159.5964 | 317.5782 | 8.7589 | 298 |  | 264 | 425.6595 | 104.7732 | 159.4892 | 241.566 | 6.8192 | 58.6756 | 159.2052 | 248.3406 | 8.5205 | 276
| 265 | 382.5514 | 86.9757 | 150.7901 | 211.1027 | 6.8192 | 54.0453 | 190.0089 | 22.8294 | 7.2164 | 278 |  | 265 | 399.3376 | 73.8796 | 151.7257 | 223.8378 | 6.8192 | 58.7625 | 189.7596 | 14.9441 | 7.5671 | 404 |  | 265 | 425.7544 | 102.7829 | 166.1885 | 241.7343 | 6.8192 | 58.9592 | 159.5803 | 317.3935 | 8.7589 | 300 |  | 265 | 421.3303 | 104.1754 | 158.9077 | 241.0895 | 6.8192 | 58.6603 | 159.1946 | 247.9632 | 8.5205 | 278
| 266 | 378.3526 | 86.6079 | 150.3173 | 210.7333 | 6.8192 | 54.0308 | 190.0177 | 22.6162 | 7.2164 | 280 |  | 266 | 394.8523 | 73.5399 | 151.3816 | 223.3783 | 6.8192 | 58.7516 | 189.7652 | 14.7521 | 7.5671 | 407 |  | 266 | 421.3783 | 102.2059 | 165.5858 | 241.2268 | 6.8192 | 58.9436 | 159.5702 | 317.2202 | 8.7589 | 303 |  | 266 | 416.8955 | 103.7311 | 158.3134 | 240.5778 | 6.8192 | 58.6455 | 159.1903 | 247.5981 | 8.5205 | 280
| 267 | 373.9445 | 86.2774 | 149.9197 | 210.4603 | 6.8192 | 54.0168 | 190.0344 | 22.4098 | 7.2164 | 282 |  | 267 | 390.4855 | 73.1079 | 151.0113 | 222.9188 | 6.8192 | 58.7412 | 189.7785 | 14.566 | 7.5671 | 409 |  | 267 | 416.6195 | 101.7779 | 165.2166 | 240.7193 | 6.8192 | 58.9287 | 159.566 | 317.0583 | 8.7589 | 306 |  | 267 | 412.0713 | 103.1759 | 158.0292 | 240.2563 | 6.8192 | 58.6313 | 159.1924 | 247.2457 | 8.5205 | 282
| 268 | 369.6409 | 85.8855 | 149.613 | 210.0535 | 6.8192 | 54.0056 | 190.0591 | 22.2104 | 7.2164 | 284 |  | 268 | 386.0597 | 72.6613 | 150.4957 | 222.6782 | 6.8192 | 58.7312 | 189.7997 | 14.3859 | 7.5671 | 412 |  | 268 | 411.9356 | 101.1857 | 164.6879 | 240.4608 | 6.8192 | 58.9143 | 159.5679 | 316.9082 | 8.7589 | 308 |  | 268 | 407.4093 | 102.6623 | 157.4938 | 239.9822 | 6.8192 | 58.6177 | 159.2009 | 246.9062 | 8.5205 | 285
| 269 | 365.6176 | 85.3463 | 149.1683 | 209.6519 | 6.8192 | 53.9949 | 190.0918 | 22.0181 | 7.2164 | 287 |  | 269 | 381.8732 | 72.1595 | 150.0128 | 222.2208 | 6.8192 | 58.7229 | 189.8289 | 14.2118 | 7.5671 | 415 |  | 269 | 407.4305 | 100.6454 | 164.0444 | 240.0862 | 6.8192 | 58.9005 | 159.576 | 316.7699 | 8.7589 | 311 |  | 269 | 403.201 | 101.9932 | 156.925 | 239.4434 | 6.8192 | 58.6047 | 159.216 | 246.5798 | 8.5205 | 287
| 270 | 361.7793 | 84.8514 | 148.6017 | 209.1426 | 6.8192 | 53.9847 | 190.1327 | 21.833 | 7.2164 | 289 |  | 270 | 377.7759 | 71.6933 | 149.3866 | 221.782 | 6.8192 | 58.7158 | 189.8662 | 14.0438 | 7.5671 | 417 |  | 270 | 403.089 | 99.9691 | 163.4446 | 239.6403 | 6.8192 | 58.8873 | 159.5903 | 316.6436 | 8.7589 | 314 |  | 270 | 398.9386 | 101.2058 | 156.2854 | 239.1476 | 6.8192 | 58.5923 | 159.2377 | 246.2667 | 8.5205 | 289
| 271 | 357.6906 | 84.424 | 148.0454 | 208.806 | 6.8192 | 53.975 | 190.1819 | 21.6552 | 7.2164 | 291 |  | 271 | 373.4732 | 71.1324 | 148.8853 | 221.5182 | 6.8192 | 58.7091 | 189.9117 | 13.882 | 7.5671 | 420 |  | 271 | 398.7024 | 99.1843 | 162.7879 | 239.405 | 6.8192 | 58.8747 | 159.611 | 316.5297 | 8.7589 | 316 |  | 271 | 394.2656 | 100.6876 | 155.732 | 238.9071 | 6.8192 | 58.5818 | 159.2662 | 245.9672 | 8.5205 | 291
| 272 | 353.733 | 83.8511 | 147.358 | 208.6148 | 6.8192 | 53.9657 | 190.2395 | 21.4849 | 7.2164 | 293 |  | 272 | 369.1875 | 70.5587 | 148.2429 | 221.3914 | 6.8192 | 58.7027 | 189.9655 | 13.7265 | 7.5671 | 422 |  | 272 | 394.1951 | 98.4316 | 162.1436 | 239.2459 | 6.8192 | 58.8627 | 159.6382 | 316.4281 | 8.7589 | 319 |  | 272 | 389.9406 | 99.8682 | 155.0299 | 238.7686 | 6.8192 | 58.5727 | 159.3016 | 245.6815 | 8.5205 | 294
| 273 | 350.2187 | 83.1471 | 146.8304 | 208.3692 | 6.8192 | 53.9569 | 190.3056 | 21.3222 | 7.2164 | 295 |  | 273 | 364.8848 | 70.0596 | 147.6515 | 221.1561 | 6.8192 | 58.6967 | 190.0276 | 13.5774 | 7.5671 | 425 |  | 273 | 389.6594 | 97.6622 | 161.5742 | 239.057 | 6.8192 | 58.8513 | 159.6718 | 316.3392 | 8.7589 | 321 |  | 273 | 385.7392 | 99.2468 | 154.506 | 238.5235 | 6.8192 | 58.564 | 159.3439 | 245.4099 | 8.5205 | 296
| 274 | 347.418 | 82.8802 | 146.4551 | 207.9866 | 6.8192 | 53.9486 | 190.3804 | 21.1671 | 7.2164 | 297 |  | 274 | 362.001 | 69.5852 | 147.2397 | 220.9184 | 6.8192 | 58.691 | 190.0984 | 13.4347 | 7.5671 | 427 |  | 274 | 386.2448 | 97.0477 | 161.041 | 238.8096 | 6.8192 | 58.8406 | 159.7121 | 316.2631 | 8.7589 | 324 |  | 274 | 382.4422 | 98.9639 | 154.0746 | 238.2623 | 6.8192 | 58.5559 | 159.3932 | 245.1525 | 8.5205 | 298
| 275 | 344.6475 | 82.5237 | 146.0508 | 207.6923 | 6.8192 | 53.9408 | 190.4637 | 21.0197 | 7.2164 | 300 |  | 275 | 359.0285 | 69.2315 | 146.8559 | 220.6294 | 6.8192 | 58.6857 | 190.1776 | 13.2985 | 7.5671 | 430 |  | 275 | 383.0706 | 96.6368 | 160.5931 | 238.5252 | 6.8192 | 58.8321 | 159.7591 | 316.1998 | 8.7589 | 326 |  | 275 | 379.2686 | 98.6366 | 153.6447 | 237.9205 | 6.8192 | 58.5483 | 159.4496 | 244.9095 | 8.5205 | 300
| 276 | 341.9341 | 82.1918 | 145.5227 | 207.4403 | 6.8192 | 53.9334 | 190.5551 | 20.8799 | 7.2164 | 302 |  | 276 | 356.1672 | 68.8357 | 146.3771 | 220.3663 | 6.8192 | 58.6807 | 190.2648 | 13.1686 | 7.5671 | 432 |  | 276 | 379.8978 | 96.1686 | 160.2203 | 238.2213 | 6.8192 | 58.8243 | 159.8122 | 316.1484 | 8.7589 | 329 |  | 276 | 376.2697 | 98.0473 | 153.247 | 237.6339 | 6.8192 | 58.5412 | 159.5126 | 244.6801 | 8.5205 | 302
| 277 | 338.7029 | 81.9677 | 145.2655 | 207.3273 | 6.8192 | 53.9264 | 190.6539 | 20.7474 | 7.2164 | 304 |  | 277 | 353.3625 | 68.4896 | 145.8886 | 220.0064 | 6.8192 | 58.6761 | 190.3593 | 13.045 | 7.5671 | 435 |  | 277 | 376.9094 | 95.7093 | 159.6824 | 237.8894 | 6.8192 | 58.817 | 159.871 | 316.1079 | 8.7589 | 331 |  | 277 | 373.2837 | 97.589 | 152.7716 | 237.2811 | 6.8192 | 58.5346 | 159.5817 | 244.4635 | 8.5205 | 304
| 278 | 335.8252 | 81.663 | 144.842 | 207.1077 | 6.8192 | 53.9199 | 190.7595 | 20.622 | 7.2164 | 306 |  | 278 | 350.4293 | 68.1408 | 145.5413 | 219.6366 | 6.8192 | 58.6717 | 190.4606 | 12.9274 | 7.5671 | 437 |  | 278 | 373.9429 | 95.1763 | 159.187 | 237.5666 | 6.8192 | 58.8101 | 159.9349 | 316.0771 | 8.7589 | 334 |  | 278 | 370.1459 | 97.0828 | 152.3698 | 237.0544 | 6.8192 | 58.5285 | 159.6563 | 244.259 | 8.5205 | 306
| 279 | 333.1523 | 81.2294 | 144.3278 | 206.9029 | 6.8192 | 53.9138 | 190.8712 | 20.5036 | 7.2164 | 308 |  | 279 | 347.4119 | 67.7708 | 145.1101 | 219.4561 | 6.8192 | 58.6677 | 190.5681 | 12.8157 | 7.5671 | 439 |  | 279 | 370.4599 | 94.8218 | 158.8824 | 237.3912 | 6.8192 | 58.8037 | 160.0035 | 316.0551 | 8.7589 | 336 |  | 279 | 367.0332 | 96.6006 | 151.973 | 236.7735 | 6.8192 | 58.5227 | 159.7359 | 244.0655 | 8.5205 | 308
| 280 | 330.2467 | 80.9485 | 143.8935 | 206.6981 | 6.8192 | 53.9081 | 190.9883 | 20.3919 | 7.2164 | 310 |  | 280 | 344.3108 | 67.5049 | 144.6463 | 219.2878 | 6.8192 | 58.6639 | 190.6809 | 12.7097 | 7.5671 | 442 |  | 280 | 367.6749 | 94.2009 | 158.2648 | 237.0971 | 6.8192 | 58.7977 | 160.0762 | 316.0408 | 8.7589 | 338 |  | 280 | 363.9307 | 96.2424 | 151.4927 | 236.4419 | 6.8192 | 58.5174 | 159.82 | 243.8824 | 8.5205 | 310
| 281 | 327.3898 | 80.6514 | 143.4988 | 206.4214 | 6.8192 | 53.9028 | 191.1103 | 20.2866 | 7.2164 | 312 |  | 281 | 341.0854 | 67.3415 | 144.3406 | 218.9832 | 6.8192 | 58.6604 | 190.7987 | 12.6092 | 7.5671 | 444 |  | 281 | 364.4619 | 93.7366 | 157.9379 | 236.7837 | 6.8192 | 58.7921 | 160.1525 | 316.033 | 8.7589 | 341 |  | 281 | 360.8653 | 95.8079 | 151.0652 | 236.0968 | 6.8192 | 58.5125 | 159.9081 | 243.7088 | 8.5205 | 312
| 282 | 324.8138 | 80.2471 | 143.0367 | 206.0382 | 6.8192 | 53.8978 | 191.2364 | 20.1876 | 7.2164 | 314 |  | 282 | 338.1455 | 67.1022 | 143.9149 | 218.5891 | 6.8192 | 58.6571 | 190.9206 | 12.5141 | 7.5671 | 446 |  | 282 | 361.2957 | 93.3576 | 157.6089 | 236.3405 | 6.8192 | 58.7868 | 160.2319 | 316.0307 | 8.7589 | 343 |  | 282 | 357.9722 | 95.2913 | 150.719 | 235.5803 | 6.8192 | 58.5079 | 159.9996 | 243.5438 | 8.5205 | 314
| 283 | 322.0037 | 80.0677 | 142.4793 | 205.7597 | 6.8192 | 53.8931 | 191.366 | 20.0946 | 7.2164 | 316 |  | 283 | 335.5399 | 66.7215 | 143.4595 | 218.0317 | 6.8192 | 58.654 | 191.0462 | 12.4242 | 7.5671 | 448 |  | 283 | 358.374 | 92.9948 | 157.0907 | 235.8256 | 6.8192 | 58.7819 | 160.3138 | 316.0329 | 8.7589 | 345 |  | 283 | 355.0879 | 94.8004 | 150.2285 | 235.1733 | 6.8192 | 58.5037 | 160.0939 | 243.3866 | 8.5205 | 316
| 284 | 319.2141 | 79.8121 | 142.0997 | 205.359 | 6.8192 | 53.8888 | 191.4985 | 20.0075 | 7.2164 | 317 |  | 284 | 332.6336 | 66.3323 | 143.2123 | 217.5753 | 6.8192 | 58.6511 | 191.1747 | 12.3394 | 7.5671 | 451 |  | 284 | 355.0986 | 92.694 | 156.7393 | 235.4356 | 6.8192 | 58.7773 | 160.3977 | 316.0384 | 8.7589 | 348 |  | 284 | 351.8396 | 94.4829 | 149.9055 | 234.7896 | 6.8192 | 58.4998 | 160.1907 | 243.2364 | 8.5205 | 318
| 285 | 316.6429 | 79.3857 | 141.7305 | 204.9002 | 6.8192 | 53.8847 | 191.6332 | 19.926 | 7.2164 | 319 |  | 285 | 329.6973 | 66.1028 | 142.8049 | 217.1494 | 6.8192 | 58.6484 | 191.3056 | 12.2594 | 7.5671 | 453 |  | 285 | 352.0191 | 92.3468 | 156.3338 | 234.9504 | 6.8192 | 58.773 | 160.4832 | 316.0462 | 8.7589 | 350 |  | 285 | 348.6625 | 94.1776 | 149.5806 | 234.3244 | 6.8192 | 58.4962 | 160.2892 | 243.0923 | 8.5205 | 320
| 286 | 313.9049 | 79.112 | 141.3899 | 204.427 | 6.8192 | 53.881 | 191.7694 | 19.8499 | 7.2164 | 321 |  | 286 | 326.7917 | 65.8315 | 142.4086 | 216.7235 | 6.8192 | 58.6459 | 191.4381 | 12.1842 | 7.5671 | 455 |  | 286 | 348.9571 | 92.0016 | 155.8908 | 234.4829 | 6.8192 | 58.769 | 160.5696 | 316.0552 | 8.7589 | 352 |  | 286 | 345.7705 | 93.8096 | 149.1368 | 233.7557 | 6.8192 | 58.4929 | 160.3891 | 242.9535 | 8.5205 | 322
| 287 | 311.0674 | 78.8209 | 141.0567 | 204.0633 | 6.8192 | 53.8774 | 191.9065 | 19.779 | 7.2164 | 323 |  | 287 | 324.1653 | 65.4706 | 141.977 | 216.1432 | 6.8192 | 58.6435 | 191.5717 | 12.1135 | 7.5671 | 457 |  | 287 | 346.2001 | 91.5383 | 155.4051 | 233.8714 | 6.8192 | 58.7652 | 160.6565 | 316.0644 | 8.7589 | 354 |  | 287 | 343.0542 | 93.2956 | 148.6499 | 233.2004 | 6.8192 | 58.4898 | 160.4897 | 242.8192 | 8.5205 | 324
| 288 | 308.2949 | 78.5408 | 140.7029 | 203.6443 | 6.8192 | 53.8742 | 192.0438 | 19.7131 | 7.2164 | 325 |  | 288 | 321.5221 | 65.0293 | 141.7132 | 215.4926 | 6.8192 | 58.6412 | 191.7058 | 12.0472 | 7.5671 | 459 |  | 288 | 343.1665 | 91.1326 | 155.0984 | 233.2999 | 6.8192 | 58.7617 | 160.7434 | 316.0726 | 8.7589 | 357 |  | 288 | 340.0402 | 92.8752 | 148.2774 | 232.7347 | 6.8192 | 58.487 | 160.5906 | 242.6885 | 8.5205 | 326
| 289 | 305.4745 | 78.2305 | 140.318 | 203.3343 | 6.8192 | 53.8711 | 192.1807 | 19.652 | 7.2164 | 327 |  | 289 | 318.871 | 64.6574 | 141.2072 | 215.0225 | 6.8192 | 58.6391 | 191.8397 | 11.9852 | 7.5671 | 461 |  | 289 | 340.2768 | 90.6872 | 154.5941 | 232.8216 | 6.8192 | 58.7584 | 160.8296 | 316.0788 | 8.7589 | 359 |  | 289 | 337.1259 | 92.442 | 147.8245 | 232.2626 | 6.8192 | 58.4844 | 160.6911 | 242.5606 | 8.5205 | 327
| 290 | 302.5632 | 77.8732 | 139.9896 | 203.1059 | 6.8192 | 53.8682 | 192.3166 | 19.5953 | 7.2164 | 328 |  | 290 | 315.9148 | 64.325 | 140.8645 | 214.6547 | 6.8192 | 58.637 | 191.9727 | 11.9271 | 7.5671 | 463 |  | 290 | 337.096 | 90.2349 | 154.2583 | 232.473 | 6.8192 | 58.7553 | 160.9148 | 316.082 | 8.7589 | 361 |  | 290 | 333.9015 | 92.0329 | 147.5188 | 231.9292 | 6.8192 | 58.4819 | 160.7908 | 242.4346 | 8.5205 | 329
| 291 | 299.5796 | 77.5636 | 139.6857 | 202.8774 | 6.8192 | 53.8655 | 192.4507 | 19.543 | 7.2164 | 330 |  | 291 | 312.9478 | 64.0062 | 140.5023 | 214.3035 | 6.8192 | 58.635 | 192.1044 | 11.873 | 7.5671 | 465 |  | 291 | 333.8604 | 89.8833 | 153.8478 | 232.1531 | 6.8192 | 58.7523 | 160.9983 | 316.081 | 8.7589 | 363 |  | 291 | 330.599 | 91.7858 | 147.1293 | 231.5958 | 6.8192 | 58.4797 | 160.8892 | 242.3097 | 8.5205 | 331
| 292 | 296.8614 | 77.1668 | 139.3531 | 202.4995 | 6.8192 | 53.863 | 192.5825 | 19.4949 | 7.2164 | 332 |  | 292 | 310.0695 | 63.6937 | 140.0142 | 213.9835 | 6.8192 | 58.633 | 192.2339 | 11.8226 | 7.5671 | 467 |  | 292 | 330.7852 | 89.4752 | 153.3334 | 231.8332 | 6.8192 | 58.7495 | 161.0797 | 316.0748 | 8.7589 | 365 |  | 292 | 327.6518 | 91.3645 | 146.6241 | 231.1971 | 6.8192 | 58.4775 | 160.9856 | 242.1851 | 8.5205 | 333
| 293 | 294.2695 | 76.6615 | 138.8497 | 202.2746 | 6.8192 | 53.8606 | 192.7112 | 19.4506 | 7.2164 | 334 |  | 293 | 307.1499 | 63.3552 | 139.6767 | 213.58 | 6.8192 | 58.6311 | 192.3608 | 11.7758 | 7.5671 | 469 |  | 293 | 327.7874 | 89.0467 | 152.8683 | 231.4071 | 6.8192 | 58.7469 | 161.1585 | 316.0623 | 8.7589 | 367 |  | 293 | 324.7848 | 90.7956 | 146.2053 | 230.7792 | 6.8192 | 58.4755 | 161.0797 | 242.06 | 8.5205 | 334
| 294 | 291.5383 | 76.2038 | 138.4379 | 202.0498 | 6.8192 | 53.8583 | 192.8362 | 19.41 | 7.2164 | 335 |  | 294 | 304.2592 | 62.9968 | 139.2833 | 213.2233 | 6.8192 | 58.6292 | 192.4843 | 11.7323 | 7.5671 | 471 |  | 294 | 324.6642 | 88.6196 | 152.4542 | 231.054 | 6.8192 | 58.7443 | 161.234 | 316.0424 | 8.7589 | 369 |  | 294 | 321.6941 | 90.4119 | 145.735 | 230.4513 | 6.8192 | 58.4736 | 161.1707 | 241.9334 | 8.5205 | 336
| 295 | 288.6627 | 75.911 | 138.0057 | 201.825 | 6.8192 | 53.8561 | 192.957 | 19.3728 | 7.2164 | 337 |  | 295 | 301.3089 | 62.6855 | 138.8593 | 212.9099 | 6.8192 | 58.6273 | 192.6038 | 11.6921 | 7.5671 | 472 |  | 295 | 322.1093 | 87.759 | 151.8664 | 230.7397 | 6.8192 | 58.7418 | 161.3059 | 316.0141 | 8.7589 | 371 |  | 295 | 318.7566 | 89.8595 | 145.2803 | 230.1233 | 6.8192 | 58.4718 | 161.2583 | 241.8046 | 8.5205 | 338
| 296 | 285.7478 | 75.5981 | 137.6328 | 201.6002 | 6.8192 | 53.854 | 193.0727 | 19.339 | 7.2164 | 338 |  | 296 | 298.4411 | 62.2995 | 138.4228 | 212.601 | 6.8192 | 58.6254 | 192.7188 | 11.655 | 7.5671 | 474 |  | 296 | 319.0763 | 87.2548 | 151.4004 | 230.4254 | 6.8192 | 58.7393 | 161.3735 | 315.9764 | 8.7589 | 373 |  | 296 | 315.6747 | 89.4461 | 144.831 | 229.7954 | 6.8192 | 58.47 | 161.3419 | 241.6727 | 8.5205 | 339
| 297 | 282.9894 | 75.1945 | 137.1879 | 201.3816 | 6.8192 | 53.852 | 193.1828 | 19.3081 | 7.2164 | 340 |  | 297 | 295.5256 | 61.8885 | 138.0591 | 212.2922 | 6.8192 | 58.6235 | 192.8286 | 11.6208 | 7.5671 | 476 |  | 297 | 315.9254 | 86.7685 | 151.0343 | 230.1111 | 6.8192 | 58.7369 | 161.4364 | 315.928 | 8.7589 | 375 |  | 297 | 312.6642 | 88.9473 | 144.3958 | 229.4674 | 6.8192 | 58.4683 | 161.4209 | 241.5369 | 8.5205 | 341
| 298 | 280.2737 | 74.748 | 136.7421 | 201.1639 | 6.8192 | 53.85 | 193.2866 | 19.2801 | 7.2164 | 342 |  | 298 | 292.7822 | 61.5238 | 137.4769 | 211.9834 | 6.8192 | 58.6215 | 192.9325 | 11.5892 | 7.5671 | 478 |  | 298 | 312.9812 | 86.2364 | 150.5074 | 229.7968 | 6.8192 | 58.7346 | 161.494 | 315.868 | 8.7589 | 377 |  | 298 | 309.7638 | 88.4562 | 143.8417 | 229.1405 | 6.8192 | 58.4665 | 161.4948 | 241.3964 | 8.5205 | 342
| 299 | 277.4745 | 74.3225 | 136.359 | 200.9463 | 6.8192 | 53.8481 | 193.3834 | 19.2547 | 7.2164 | 343 |  | 299 | 289.8979 | 61.0759 | 137.1001 | 211.6934 | 6.8192 | 58.6194 | 193.0299 | 11.5603 | 7.5671 | 479 |  | 299 | 310.02 | 85.7286 | 149.9581 | 229.4974 | 6.8192 | 58.7322 | 161.5458 | 315.7952 | 8.7589 | 379 |  | 299 | 306.7531 | 87.957 | 143.4012 | 228.8183 | 6.8192 | 58.4648 | 161.5631 | 241.2503 | 8.5205 | 344
| 300 | 274.7139 | 73.933 | 135.8888 | 200.7412 | 6.8192 | 53.8461 | 193.4727 | 19.2317 | 7.2164 | 345 |  | 300 | 286.9586 | 60.7237 | 136.6825 | 211.4033 | 6.8192 | 58.6172 | 193.1202 | 11.5338 | 7.5671 | 481 |  | 300 | 306.755 | 85.2953 | 149.6199 | 229.2165 | 6.8192 | 58.7297 | 161.5913 | 315.7087 | 8.7589 | 381 |  | 300 | 303.7175 | 87.4367 | 142.9938 | 228.509 | 6.8192 | 58.463 | 161.6253 | 241.0978 | 8.5205 | 346
| 301 | 271.6896 | 73.6415 | 135.5769 | 200.5434 | 6.8192 | 53.8442 | 193.5536 | 19.2108 | 7.2164 | 346 |  | 301 | 283.9563 | 60.4408 | 136.2588 | 211.1132 | 6.8192 | 58.615 | 193.2028 | 11.5095 | 7.5671 | 483 |  | 301 | 303.576 | 84.9007 | 149.1566 | 228.9357 | 6.8192 | 58.7272 | 161.6299 | 315.6073 | 8.7589 | 382 |  | 301 | 300.419 | 87.172 | 142.5816 | 228.212 | 6.8192 | 58.4612 | 161.6808 | 240.938 | 8.5205 | 347
| 302 | 268.9516 | 73.2818 | 135.0419 | 200.3506 | 6.8192 | 53.8422 | 193.6257 | 19.192 | 7.2164 | 348 |  | 302 | 280.9239 | 60.0913 | 135.9317 | 210.8231 | 6.8192 | 58.6125 | 193.277 | 11.4873 | 7.5671 | 484 |  | 302 | 300.3466 | 84.4912 | 148.7572 | 228.6564 | 6.8192 | 58.7247 | 161.6612 | 315.49 | 8.7589 | 384 |  | 302 | 297.2275 | 86.8561 | 142.1135 | 227.915 | 6.8192 | 58.4593 | 161.729 | 240.7701 | 8.5205 | 349
| 303 | 266.1016 | 72.8573 | 134.6836 | 200.1578 | 6.8192 | 53.8401 | 193.6883 | 19.1748 | 7.2164 | 349 |  | 303 | 277.8321 | 59.799 | 135.6037 | 210.5361 | 6.8192 | 58.61 | 193.3423 | 11.467 | 7.5671 | 486 |  | 303 | 297.2152 | 84.0249 | 148.3167 | 228.3771 | 6.8192 | 58.722 | 161.6847 | 315.3556 | 8.7589 | 386 |  | 303 | 293.9343 | 86.4857 | 141.8015 | 227.618 | 6.8192 | 58.4573 | 161.7696 | 240.5932 | 8.5205 | 350
| 304 | 263.0694 | 72.4823 | 134.4064 | 200.0167 | 6.8192 | 53.838 | 193.7406 | 19.1592 | 7.2164 | 351 |  | 304 | 274.7127 | 59.4946 | 135.2231 | 210.3414 | 6.8192 | 58.6073 | 193.3979 | 11.4484 | 7.5671 | 487 |  | 304 | 293.9824 | 83.6408 | 147.8934 | 228.0998 | 6.8192 | 58.7193 | 161.6997 | 315.2032 | 8.7589 | 388 |  | 304 | 290.7406 | 86.0745 | 141.4164 | 227.3354 | 6.8192 | 58.4552 | 161.8018 | 240.4066 | 8.5205 | 351
| 305 | 260.3978 | 72.0373 | 133.9278 | 199.7865 | 6.8192 | 53.8358 | 193.7821 | 19.1449 | 7.2164 | 352 |  | 305 | 271.7881 | 59.0213 | 134.9135 | 210.0498 | 6.8192 | 58.6044 | 193.4432 | 11.4314 | 7.5671 | 489 |  | 305 | 290.6115 | 83.1884 | 147.616 | 227.8829 | 6.8192 | 58.7163 | 161.7058 | 315.0316 | 8.7589 | 389 |  | 305 | 287.5701 | 85.5477 | 141.1465 | 227.0301 | 6.8192 | 58.4529 | 161.8253 | 240.2095 | 8.5205 | 353
| 306 | 257.5574 | 71.6565 | 133.5552 | 199.5547 | 6.8192 | 53.8335 | 193.812 | 19.1317 | 7.2164 | 353 |  | 306 | 268.8911 | 58.7661 | 134.4039 | 209.7126 | 6.8192 | 58.6013 | 193.4777 | 11.4159 | 7.5671 | 490 |  | 306 | 287.4006 | 82.7699 | 147.245 | 227.5657 | 6.8192 | 58.7133 | 161.7025 | 314.8399 | 8.7589 | 391 |  | 306 | 284.462 | 85.0823 | 140.7837 | 226.6938 | 6.8192 | 58.4504 | 161.8394 | 240.0008 | 8.5205 | 354
| 307 | 254.8712 | 71.2025 | 133.1047 | 199.3199 | 6.8192 | 53.8311 | 193.8298 | 19.1194 | 7.2164 | 355 |  | 307 | 265.9491 | 58.4516 | 134.0015 | 209.3723 | 6.8192 | 58.598 | 193.5007 | 11.4017 | 7.5671 | 492 |  | 307 | 284.3466 | 82.2411 | 146.8377 | 227.2383 | 6.8192 | 58.71 | 161.6892 | 314.6268 | 8.7589 | 393 |  | 307 | 281.4371 | 84.6897 | 140.2703 | 226.3522 | 6.8192 | 58.4478 | 161.8436 | 239.7799 | 8.5205 | 356
| 308 | 252.0445 | 70.7965 | 132.7466 | 199.0852 | 6.8192 | 53.8285 | 193.8347 | 19.1078 | 7.2164 | 356 |  | 308 | 263.1577 | 58.0321 | 133.5279 | 209.0578 | 6.8192 | 58.5944 | 193.5115 | 11.3888 | 7.5671 | 493 |  | 308 | 281.264 | 81.7934 | 146.3732 | 226.9156 | 6.8192 | 58.7065 | 161.6654 | 314.3913 | 8.7589 | 394 |  | 308 | 278.4541 | 84.1371 | 139.873 | 226.0125 | 6.8192 | 58.445 | 161.8375 | 239.5458 | 8.5205 | 357
| 309 | 249.368 | 70.3242 | 132.3047 | 198.8504 | 6.8192 | 53.8257 | 193.8262 | 19.0966 | 7.2164 | 357 |  | 309 | 260.1724 | 57.6684 | 133.1863 | 208.7493 | 6.8192 | 58.5906 | 193.5096 | 11.3769 | 7.5671 | 495 |  | 309 | 278.274 | 81.1967 | 145.965 | 226.5929 | 6.8192 | 58.7028 | 161.6306 | 314.1324 | 8.7589 | 396 |  | 309 | 275.5117 | 83.5741 | 139.4457 | 225.6728 | 6.8192 | 58.4419 | 161.8204 | 239.2979 | 8.5205 | 358
| 310 | 246.5971 | 69.8569 | 131.9522 | 198.6156 | 6.8192 | 53.8228 | 193.8035 | 19.0857 | 7.2164 | 359 |  | 310 | 257.2287 | 57.3027 | 132.805 | 208.4409 | 6.8192 | 58.5865 | 193.4942 | 11.3658 | 7.5671 | 496 |  | 310 | 275.142 | 80.7928 | 145.5061 | 226.2701 | 6.8192 | 58.6989 | 161.5843 | 313.849 | 8.7589 | 398 |  | 310 | 272.4614 | 83.0235 | 139.1138 | 225.3331 | 6.8192 | 58.4386 | 161.7918 | 239.0351 | 8.5205 | 360
| 311 | 243.6908 | 69.5019 | 131.6097 | 198.3939 | 6.8192 | 53.8197 | 193.7661 | 19.0748 | 7.2164 | 360 |  | 311 | 254.2336 | 57.0143 | 132.3978 | 208.1325 | 6.8192 | 58.5821 | 193.4649 | 11.3553 | 7.5671 | 497 |  | 311 | 272.0164 | 80.3638 | 145.0658 | 225.9474 | 6.8192 | 58.6946 | 161.526 | 313.54 | 8.7589 | 399 |  | 311 | 269.51 | 82.5179 | 138.6321 | 224.9992 | 6.8192 | 58.435 | 161.7513 | 238.7567 | 8.5205 | 361
| 312 | 240.8872 | 69.0401 | 131.2702 | 198.1732 | 6.8192 | 53.8163 | 193.7132 | 19.0637 | 7.2164 | 361 |  | 312 | 251.2054 | 56.7021 | 132.0354 | 207.8361 | 6.8192 | 58.5775 | 193.4209 | 11.3451 | 7.5671 | 498 |  | 312 | 268.8436 | 79.9382 | 144.6557 | 225.6384 | 6.8192 | 58.6901 | 161.455 | 313.2043 | 8.7589 | 401 |  | 312 | 266.3188 | 82.1075 | 138.2867 | 224.6737 | 6.8192 | 58.431 | 161.6982 | 238.4618 | 8.5205 | 362
| 313 | 238.0454 | 68.6238 | 130.9235 | 197.9526 | 6.8192 | 53.8127 | 193.6443 | 19.0538 | 7.2164 | 362 |  | 313 | 248.2243 | 56.3001 | 131.7134 | 207.5423 | 6.8192 | 58.5725 | 193.3615 | 11.3353 | 7.5671 | 500 |  | 313 | 265.7995 | 79.4261 | 144.2033 | 225.3294 | 6.8192 | 58.6853 | 161.371 | 312.841 | 8.7589 | 402 |  | 313 | 263.1909 | 81.7298 | 137.8452 | 224.3482 | 6.8192 | 58.4268 | 161.6321 | 238.1496 | 8.5205 | 363
| 314 | 235.1341 | 68.274 | 130.5797 | 197.7319 | 6.8192 | 53.8088 | 193.5586 | 19.0481 | 7.2164 | 363 |  | 314 | 245.3004 | 55.9452 | 131.2868 | 207.2484 | 6.8192 | 58.5671 | 193.2863 | 11.3278 | 7.5671 | 501 |  | 314 | 262.7303 | 78.9041 | 143.7859 | 225.0205 | 6.8192 | 58.6801 | 161.2734 | 312.4488 | 8.7589 | 404 |  | 314 | 260.324 | 81.0334 | 137.4615 | 224.0227 | 6.8192 | 58.4222 | 161.5524 | 237.8203 | 8.5205 | 364
| 315 | 232.429 | 67.7697 | 130.1779 | 197.5176 | 6.8192 | 53.8047 | 193.4555 | 19.0429 | 7.2164 | 365 |  | 315 | 242.2281 | 55.6615 | 130.9377 | 206.9546 | 6.8192 | 58.5614 | 193.1946 | 11.3251 | 7.5671 | 502 |  | 315 | 259.5243 | 78.5201 | 143.3673 | 224.7115 | 6.8192 | 58.6746 | 161.1616 | 312.0295 | 8.7589 | 405 |  | 315 | 257.3325 | 80.5242 | 137.0152 | 223.6971 | 6.8192 | 58.4173 | 161.4585 | 237.4832 | 8.5205 | 366
| 316 | 229.5891 | 67.4118 | 129.7586 | 197.3092 | 6.8192 | 53.8002 | 193.3343 | 19.0365 | 7.2164 | 366 |  | 316 | 239.1989 | 55.3686 | 130.5545 | 206.6607 | 6.8192 | 58.5553 | 193.0856 | 11.322 | 7.5671 | 503 |  | 316 | 256.3965 | 78.1111 | 142.8955 | 224.4026 | 6.8192 | 58.6686 | 161.0352 | 311.5809 | 8.7589 | 406 |  | 316 | 254.1249 | 80.1702 | 136.6298 | 223.3716 | 6.8192 | 58.412 | 161.35 | 237.1337 | 8.5205 | 367
| 317 | 226.8697 | 67.0812 | 129.1917 | 197.1008 | 6.8192 | 53.7955 | 193.1945 | 19.0287 | 7.2164 | 367 |  | 317 | 236.2314 | 54.9313 | 130.2541 | 206.3669 | 6.8192 | 58.5488 | 192.9589 | 11.3184 | 7.5671 | 504 |  | 317 | 253.2473 | 77.6698 | 142.4773 | 224.0937 | 6.8192 | 58.6623 | 160.8936 | 311.1003 | 8.7589 | 408 |  | 317 | 251.0933 | 79.659 | 136.2184 | 223.0532 | 6.8192 | 58.4062 | 161.2263 | 236.7633 | 8.5205 | 368
| 318 | 224.003 | 66.7897 | 128.7327 | 196.8923 | 6.8192 | 53.7904 | 193.0353 | 19.0192 | 7.2164 | 368 |  | 318 | 233.3212 | 54.6461 | 129.7396 | 206.0777 | 6.8192 | 58.5419 | 192.8137 | 11.3141 | 7.5671 | 505 |  | 318 | 250.0601 | 77.2732 | 142.0526 | 223.7847 | 6.8192 | 58.6555 | 160.7363 | 310.5864 | 8.7589 | 409 |  | 318 | 247.9433 | 79.2624 | 135.8081 | 222.7377 | 6.8192 | 58.4001 | 161.0869 | 236.3709 | 8.5205 | 369
| 319 | 221.1 | 66.5035 | 128.3026 | 196.6863 | 6.8192 | 53.7857 | 192.8561 | 19.0079 | 7.2164 | 369 |  | 319 | 230.5049 | 54.2245 | 129.2618 | 205.7944 | 6.8192 | 58.5345 | 192.6495 | 11.3089 | 7.5671 | 506 |  | 319 | 246.9895 | 76.9386 | 141.4491 | 223.4758 | 6.8192 | 58.6483 | 160.5628 | 310.0384 | 8.7589 | 410 |  | 319 | 244.8769 | 78.9111 | 135.2688 | 222.4221 | 6.8192 | 58.3934 | 160.9313 | 235.9559 | 8.5205 | 370
| 320 | 218.2102 | 66.1917 | 127.9792 | 196.4855 | 6.8192 | 53.7809 | 192.6563 | 18.9944 | 7.2164 | 370 |  | 320 | 227.7322 | 53.8382 | 128.705 | 205.511 | 6.8192 | 58.5274 | 192.4656 | 11.3025 | 7.5671 | 507 |  | 320 | 244.0141 | 76.448 | 140.8895 | 223.1838 | 6.8192 | 58.6406 | 160.3726 | 309.4549 | 8.7589 | 412 |  | 320 | 241.9499 | 78.3565 | 134.7934 | 222.1065 | 6.8192 | 58.3863 | 160.7589 | 235.5172 | 8.5205 | 371
| 321 | 216.1128 | 65.8525 | 127.3632 | 196.2846 | 6.8192 | 53.7757 | 192.4351 | 18.9786 | 7.2164 | 371 |  | 321 | 224.7705 | 53.6129 | 128.1859 | 205.2298 | 6.8192 | 58.52 | 192.2613 | 11.2949 | 7.5671 | 508 |  | 321 | 241.0467 | 76.0411 | 140.2353 | 222.8948 | 6.8192 | 58.6324 | 160.1651 | 308.8351 | 8.7589 | 413 |  | 321 | 238.942 | 78.0193 | 134.1815 | 221.791 | 6.8192 | 58.3788 | 160.5692 | 235.054 | 8.5205 | 372
| 322 | 213.8733 | 65.5158 | 126.8868 | 196.0838 | 6.8192 | 53.77 | 192.192 | 18.9602 | 7.2164 | 372 |  | 322 | 222.2883 | 53.4446 | 127.6826 | 204.9548 | 6.8192 | 58.5121 | 192.0361 | 11.2859 | 7.5671 | 509 |  | 322 | 237.9091 | 75.7481 | 139.6605 | 222.6057 | 6.8192 | 58.6237 | 159.9398 | 308.1777 | 8.7589 | 414 |  | 322 | 236.0054 | 77.6646 | 133.5084 | 221.4829 | 6.8192 | 58.3716 | 160.3616 | 234.5653 | 8.5205 | 373
| 323 | 211.8417 | 65.1471 | 126.2347 | 195.883 | 6.8192 | 53.7639 | 191.9262 | 18.9389 | 7.2164 | 373 |  | 323 | 219.7312 | 53.254 | 127.2766 | 204.6797 | 6.8192 | 58.5037 | 191.7894 | 11.2752 | 7.5671 | 510 |  | 323 | 235.305 | 75.4093 | 139.1689 | 222.3167 | 6.8192 | 58.6145 | 159.6962 | 307.4818 | 8.7589 | 415 |  | 323 | 233.0238 | 77.1938 | 133.1028 | 221.1767 | 6.8192 | 58.3638 | 160.1356 | 234.0503 | 8.5205 | 374
| 324 | 209.5945 | 64.7806 | 125.7958 | 195.6821 | 6.8192 | 53.7573 | 191.6372 | 18.9146 | 7.2164 | 374 |  | 324 | 217.5774 | 52.9428 | 126.5879 | 204.4047 | 6.8192 | 58.4947 | 191.5204 | 11.2626 | 7.5671 | 511 |  | 324 | 232.9281 | 75.0989 | 138.4219 | 222.0277 | 6.8192 | 58.6047 | 159.4338 | 306.7462 | 8.7589 | 417 |  | 324 | 230.5537 | 76.8371 | 132.52 | 220.8704 | 6.8192 | 58.3554 | 159.8908 | 233.5081 | 8.5205 | 375
| 325 | 207.5337 | 64.5359 | 125.0488 | 195.4813 | 6.8192 | 53.7501 | 191.3243 | 18.8869 | 7.2164 | 374 |  | 325 | 215.7824 | 52.5352 | 125.6366 | 204.1297 | 6.8192 | 58.4852 | 191.2286 | 11.248 | 7.5671 | 511 |  | 325 | 230.7252 | 74.7695 | 137.5198 | 221.7386 | 6.8192 | 58.5944 | 159.152 | 305.9698 | 8.7589 | 418 |  | 325 | 228.2398 | 76.5476 | 131.7137 | 220.5642 | 6.8192 | 58.3464 | 159.6265 | 232.9378 | 8.5205 | 376
| 326 | 205.2679 | 64.2857 | 124.5122 | 195.2804 | 6.8192 | 53.7425 | 190.9867 | 18.8558 | 7.2164 | 375 |  | 326 | 213.2137 | 52.3683 | 125.2185 | 203.8547 | 6.8192 | 58.4751 | 190.9133 | 11.2312 | 7.5671 | 512 |  | 326 | 228.1561 | 74.4122 | 137.0118 | 221.4496 | 6.8192 | 58.5842 | 158.8504 | 305.1515 | 8.7589 | 419 |  | 326 | 225.7685 | 76.2999 | 131.023 | 220.258 | 6.8192 | 58.3367 | 159.3422 | 232.3385 | 8.5205 | 376
| 327 | 202.9854 | 64.0834 | 123.9445 | 195.0796 | 6.8192 | 53.7343 | 190.624 | 18.8208 | 7.2164 | 376 |  | 327 | 210.594 | 52.191 | 124.8618 | 203.5797 | 6.8192 | 58.4643 | 190.574 | 11.212 | 7.5671 | 513 |  | 327 | 225.461 | 74.2261 | 136.4586 | 221.1605 | 6.8192 | 58.5732 | 158.5284 | 304.2904 | 8.7589 | 420 |  | 327 | 223.03 | 76.1384 | 130.5132 | 219.9518 | 6.8192 | 58.3264 | 159.0375 | 231.7093 | 8.5205 | 377
| 328 | 200.6165 | 63.8632 | 123.481 | 194.8788 | 6.8192 | 53.7255 | 190.2354 | 18.7818 | 7.2164 | 377 |  | 328 | 208.1903 | 52.0038 | 124.2991 | 203.3047 | 6.8192 | 58.4529 | 190.2099 | 11.1902 | 7.5671 | 513 |  | 328 | 222.8734 | 73.9027 | 135.9353 | 220.8715 | 6.8192 | 58.5616 | 158.1855 | 303.3852 | 8.7589 | 421 |  | 328 | 220.6706 | 75.8028 | 129.7986 | 219.6455 | 6.8192 | 58.3154 | 158.7117 | 231.0493 | 8.5205 | 378
| 329 | 198.533 | 63.635 | 122.7993 | 194.6188 | 6.8192 | 53.7162 | 189.8202 | 18.7386 | 7.2164 | 378 |  | 329 | 205.7734 | 51.8506 | 123.7044 | 203.0406 | 6.8192 | 58.4409 | 189.8204 | 11.1656 | 7.5671 | 514 |  | 329 | 220.4254 | 73.6518 | 135.2013 | 220.5808 | 6.8192 | 58.5493 | 157.8211 | 302.4349 | 8.7589 | 422 |  | 329 | 218.2751 | 75.3975 | 129.2009 | 219.3281 | 6.8192 | 58.3037 | 158.3643 | 230.3576 | 8.5205 | 379
| 330 | 196.4545 | 63.2262 | 122.2854 | 194.3666 | 6.8192 | 53.7062 | 189.3778 | 18.6909 | 7.2164 | 378 |  | 330 | 203.4665 | 51.5727 | 123.1355 | 202.7656 | 6.8192 | 58.4281 | 189.405 | 11.1381 | 7.5671 | 514 |  | 330 | 218.0711 | 73.2801 | 134.5136 | 220.2712 | 6.8192 | 58.5363 | 157.4348 | 301.4384 | 8.7589 | 423 |  | 330 | 215.9028 | 74.992 | 128.6022 | 218.9887 | 6.8192 | 58.2912 | 157.9949 | 229.6334 | 8.5205 | 380
| 331 | 194.1562 | 62.9466 | 121.7957 | 194.1808 | 6.8192 | 53.6956 | 188.9076 | 18.6384 | 7.2164 | 379 |  | 331 | 201.2582 | 51.2948 | 122.4679 | 202.4906 | 6.8192 | 58.4147 | 188.963 | 11.1074 | 7.5671 | 514 |  | 331 | 215.7475 | 72.9145 | 133.7682 | 219.9824 | 6.8192 | 58.5225 | 157.026 | 300.3947 | 8.7589 | 424 |  | 331 | 213.5179 | 74.6479 | 127.9218 | 218.6822 | 6.8192 | 58.278 | 157.6028 | 228.8756 | 8.5205 | 380
| 332 | 192.0683 | 62.6568 | 121.1059 | 193.995 | 6.8192 | 53.6843 | 188.409 | 18.581 | 7.2164 | 380 |  | 332 | 199.2019 | 51.0444 | 121.6209 | 202.2156 | 6.8192 | 58.4006 | 188.4937 | 11.0734 | 7.5671 | 514 |  | 332 | 213.1336 | 72.6382 | 133.2237 | 219.6935 | 6.8192 | 58.508 | 156.5942 | 299.3025 | 8.7589 | 425 |  | 332 | 211.1034 | 74.3231 | 127.2517 | 218.3756 | 6.8192 | 58.264 | 157.1876 | 228.0835 | 8.5205 | 381
| 333 | 189.6381 | 62.4404 | 120.685 | 193.8091 | 6.8192 | 53.6723 | 187.8811 | 18.5184 | 7.2164 | 381 |  | 333 | 196.7612 | 50.7762 | 121.176 | 201.9406 | 6.8192 | 58.3857 | 187.9966 | 11.0359 | 7.5671 | 515 |  | 333 | 210.7392 | 72.1675 | 132.6543 | 219.4047 | 6.8192 | 58.4926 | 156.1389 | 298.161 | 8.7589 | 426 |  | 333 | 208.5082 | 73.9134 | 126.8472 | 218.0691 | 6.8192 | 58.2492 | 156.7486 | 227.2562 | 8.5205 | 382
| 334 | 187.538 | 62.1423 | 120.0156 | 193.6233 | 6.8192 | 53.6597 | 187.3235 | 18.4503 | 7.2164 | 381 |  | 334 | 194.5498 | 50.4746 | 120.5354 | 201.6656 | 6.8192 | 58.37 | 187.4709 | 10.9946 | 7.5671 | 515 |  | 334 | 208.4022 | 71.7965 | 131.9278 | 219.1158 | 6.8192 | 58.4765 | 155.6596 | 296.9689 | 8.7589 | 426 |  | 334 | 206.3775 | 73.484 | 125.9979 | 217.7626 | 6.8192 | 58.2335 | 156.2855 | 226.3927 | 8.5205 | 382
| 335 | 185.4419 | 61.8091 | 119.3774 | 193.4375 | 6.8192 | 53.6463 | 186.7354 | 18.3766 | 7.2164 | 382 |  | 335 | 192.2974 | 50.2029 | 119.9056 | 201.3906 | 6.8192 | 58.3536 | 186.9162 | 10.9495 | 7.5671 | 515 |  | 335 | 206.1126 | 71.4153 | 131.1639 | 218.827 | 6.8192 | 58.4595 | 155.1557 | 295.7252 | 8.7589 | 427 |  | 335 | 204.0957 | 73.0206 | 125.3337 | 217.456 | 6.8192 | 58.217 | 155.7976 | 225.4921 | 8.5205 | 383
| 336 | 183.2119 | 61.4898 | 118.8591 | 193.2517 | 6.8192 | 53.6321 | 186.1162 | 18.297 | 7.2164 | 382 |  | 336 | 190.0336 | 49.9611 | 119.2575 | 201.1156 | 6.8192 | 58.3363 | 186.3316 | 10.9003 | 7.5671 | 515 |  | 336 | 203.7626 | 71.084 | 130.4107 | 218.5381 | 6.8192 | 58.4416 | 154.6267 | 294.4288 | 8.7589 | 428 |  | 336 | 201.817 | 72.5689 | 124.6547 | 217.1495 | 6.8192 | 58.1995 | 155.2844 | 224.5536 | 8.5205 | 384
| 337 | 181.3516 | 61.294 | 117.8476 | 193.0658 | 6.8192 | 53.6172 | 185.4652 | 18.2112 | 7.2164 | 383 |  | 337 | 187.9627 | 49.7476 | 118.3882 | 200.8406 | 6.8192 | 58.3183 | 185.7167 | 10.8468 | 7.5671 | 516 |  | 337 | 201.5709 | 70.7132 | 129.5385 | 218.2493 | 6.8192 | 58.4228 | 154.0721 | 293.0786 | 8.7589 | 429 |  | 337 | 199.6044 | 72.2035 | 123.8233 | 216.843 | 6.8192 | 58.1812 | 154.7454 | 223.5763 | 8.5205 | 384
| 338 | 179.198 | 61.0303 | 117.1974 | 192.88 | 6.8192 | 53.6014 | 184.7819 | 18.119 | 7.2164 | 383 |  | 338 | 185.8327 | 49.4482 | 117.6638 | 200.5656 | 6.8192 | 58.2994 | 185.0708 | 10.7889 | 7.5671 | 516 |  | 338 | 199.4279 | 70.3588 | 128.6013 | 217.9605 | 6.8192 | 58.4031 | 153.4914 | 291.6735 | 8.7589 | 429 |  | 338 | 197.267 | 71.9435 | 123.0114 | 216.5365 | 6.8192 | 58.1619 | 154.1801 | 222.5592 | 8.5205 | 385
| 339 | 177.0699 | 60.8023 | 116.4858 | 192.6942 | 6.8192 | 53.5849 | 184.0654 | 18.0202 | 7.2164 | 384 |  | 339 | 183.7723 | 49.3005 | 116.7182 | 200.2906 | 6.8192 | 58.2796 | 184.3932 | 10.7263 | 7.5671 | 516 |  | 339 | 197.3181 | 69.9549 | 127.6804 | 217.6716 | 6.8192 | 58.3825 | 152.8841 | 290.2125 | 8.7589 | 430 |  | 339 | 194.8619 | 71.7323 | 122.2182 | 216.2299 | 6.8192 | 58.1416 | 153.5879 | 221.5015 | 8.5205 | 385
| 340 | 175.1525 | 60.4967 | 115.6413 | 192.5084 | 6.8192 | 53.5675 | 183.3153 | 17.9146 | 7.2164 | 384 |  | 340 | 181.7403 | 48.9412 | 115.9558 | 200.0156 | 6.8192 | 58.2589 | 183.6834 | 10.6589 | 7.5671 | 516 |  | 340 | 194.9175 | 69.589 | 127.0123 | 217.3828 | 6.8192 | 58.3609 | 152.2496 | 288.6945 | 8.7589 | 431 |  | 340 | 192.5338 | 71.378 | 121.4913 | 215.9234 | 6.8192 | 58.1204 | 152.9682 | 220.4023 | 8.5205 | 386
| 341 | 173.1568 | 60.1781 | 114.888 | 192.3225 | 6.8192 | 53.5493 | 182.5308 | 17.8018 | 7.2164 | 385 |  | 341 | 179.328 | 48.6413 | 115.5143 | 199.7406 | 6.8192 | 58.2373 | 182.9406 | 10.5865 | 7.5671 | 517 |  | 341 | 192.6339 | 69.1128 | 126.3375 | 217.0939 | 6.8192 | 58.3383 | 151.5874 | 287.1183 | 8.7589 | 431 |  | 341 | 190.1267 | 71.1277 | 120.7392 | 215.6169 | 6.8192 | 58.0981 | 152.3207 | 219.2607 | 8.5205 | 386
| 342 | 170.9323 | 59.8771 | 114.346 | 192.1367 | 6.8192 | 53.5301 | 181.7112 | 17.6818 | 7.2164 | 385 |  | 342 | 177.1978 | 48.282 | 114.85 | 199.4656 | 6.8192 | 58.2148 | 182.1644 | 10.5089 | 7.5671 | 517 |  | 342 | 190.4744 | 68.6978 | 125.4774 | 216.8051 | 6.8192 | 58.3147 | 150.897 | 285.4829 | 8.7589 | 432 |  | 342 | 187.9083 | 70.7265 | 119.9495 | 215.3103 | 6.8192 | 58.0748 | 151.6446 | 218.0758 | 8.5205 | 386
| 343 | 169.4016 | 59.616 | 113.0702 | 191.9509 | 6.8192 | 53.5101 | 180.856 | 17.5541 | 7.2164 | 386 |  | 343 | 175.3644 | 48.111 | 113.7006 | 199.1906 | 6.8192 | 58.1913 | 181.3539 | 10.4259 | 7.5671 | 517 |  | 343 | 188.4337 | 68.4078 | 124.3736 | 216.5163 | 6.8192 | 58.29 | 150.1778 | 283.7873 | 8.7589 | 433 |  | 343 | 185.9499 | 70.4351 | 118.7899 | 215.0038 | 6.8192 | 58.0504 | 150.9396 | 216.8467 | 8.5205 | 387
| 344 | 167.3136 | 59.3097 | 112.397 | 191.7651 | 6.8192 | 53.4891 | 179.9644 | 17.4187 | 7.2164 | 386 |  | 344 | 173.1499 | 47.8749 | 112.9975 | 198.9156 | 6.8192 | 58.1669 | 180.5087 | 10.3374 | 7.5671 | 517 |  | 344 | 186.0522 | 68.0361 | 123.6921 | 216.2274 | 6.8192 | 58.2643 | 149.4294 | 282.0302 | 8.7589 | 433 |  | 344 | 183.6603 | 69.9368 | 118.1684 | 214.6973 | 6.8192 | 58.025 | 150.205 | 215.5724 | 8.5205 | 387
| 345 | 165.2077 | 58.9316 | 111.8134 | 191.5793 | 6.8192 | 53.4672 | 179.0359 | 17.2752 | 7.2164 | 386 |  | 345 | 170.8149 | 47.6643 | 112.3894 | 198.6406 | 6.8192 | 58.1414 | 179.6281 | 10.2431 | 7.5671 | 518 |  | 345 | 183.8675 | 67.5394 | 122.939 | 215.9386 | 6.8192 | 58.2375 | 148.6513 | 280.2107 | 8.7589 | 434 |  | 345 | 181.2778 | 69.5401 | 117.5382 | 214.3908 | 6.8192 | 57.9984 | 149.4403 | 214.2522 | 8.5205 | 387
| 346 | 163.1032 | 58.5657 | 111.2132 | 191.3965 | 6.8192 | 53.4443 | 178.0697 | 17.1234 | 7.2164 | 387 |  | 346 | 168.6029 | 47.3791 | 111.7329 | 198.3656 | 6.8192 | 58.115 | 178.7114 | 10.1428 | 7.5671 | 518 |  | 346 | 181.451 | 67.2246 | 122.2242 | 215.6613 | 6.8192 | 58.2095 | 147.8428 | 278.3276 | 8.7589 | 434 |  | 346 | 179.1803 | 69.0928 | 116.6693 | 214.0886 | 6.8192 | 57.9707 | 148.645 | 212.8852 | 8.5205 | 388
| 347 | 161.6558 | 58.2798 | 109.8665 | 191.223 | 6.8192 | 53.4204 | 177.0653 | 16.9632 | 7.2164 | 387 |  | 347 | 166.9783 | 47.0584 | 110.5221 | 198.0927 | 6.8192 | 58.0875 | 177.758 | 10.0364 | 7.5671 | 518 |  | 347 | 179.8242 | 66.7484 | 120.8807 | 215.3843 | 6.8192 | 58.1804 | 147.0035 | 276.3799 | 8.7589 | 434 |  | 347 | 177.3768 | 68.7506 | 115.3939 | 213.7937 | 6.8192 | 57.9418 | 147.8187 | 211.4703 | 8.5205 | 388
| 348 | 159.5061 | 58.0031 | 109.2113 | 191.0513 | 6.8192 | 53.3954 | 176.0218 | 16.7941 | 7.2164 | 387 |  | 348 | 165.0953 | 46.5498 | 109.7491 | 197.8288 | 6.8192 | 58.0589 | 176.7673 | 9.9237 | 7.5671 | 518 |  | 348 | 177.8147 | 66.2305 | 119.9617 | 215.1072 | 6.8192 | 58.1502 | 146.1329 | 274.3665 | 8.7589 | 435 |  | 348 | 175.272 | 68.2598 | 114.5683 | 213.4989 | 6.8192 | 57.9117 | 146.9606 | 210.0068 | 8.5205 | 388
| 349 | 157.4372 | 57.6248 | 108.5589 | 190.8975 | 6.8192 | 53.3695 | 174.9388 | 16.6161 | 7.2164 | 387 |  | 349 | 163.3664 | 46.0107 | 108.8476 | 197.5694 | 6.8192 | 58.0293 | 175.7387 | 9.8045 | 7.5671 | 518 |  | 349 | 175.7506 | 65.6332 | 119.1767 | 214.8302 | 6.8192 | 58.1187 | 145.2305 | 272.2863 | 8.7589 | 435 |  | 349 | 173.0511 | 67.7591 | 113.8689 | 213.2041 | 6.8192 | 57.8803 | 146.0703 | 208.4937 | 8.5205 | 388
| 350 | 155.5974 | 57.1128 | 107.8241 | 190.7308 | 6.8192 | 53.3424 | 173.8156 | 16.4289 | 7.2164 | 387 |  | 350 | 161.3557 | 45.482 | 108.2008 | 197.327 | 6.8192 | 57.9986 | 174.6715 | 9.6786 | 7.5671 | 518 |  | 350 | 173.4689 | 65.058 | 118.5436 | 214.5968 | 6.8192 | 58.0861 | 144.2956 | 270.1382 | 8.7589 | 436 |  | 350 | 170.8734 | 67.1139 | 113.2207 | 212.9593 | 6.8192 | 57.8478 | 145.1474 | 206.9302 | 8.5205 | 388
| 351 | 153.0523 | 56.8086 | 107.5866 | 190.5641 | 6.8192 | 53.3143 | 172.6514 | 16.2322 | 7.2164 | 387 |  | 351 | 158.7268 | 45.0885 | 108.0017 | 197.1197 | 6.8192 | 57.9667 | 173.5651 | 9.5458 | 7.5671 | 519 |  | 351 | 170.7624 | 64.6162 | 118.2315 | 214.3337 | 6.8192 | 58.0522 | 143.3279 | 267.9211 | 8.7589 | 436 |  | 351 | 168.1983 | 66.7071 | 112.8752 | 212.6707 | 6.8192 | 57.814 | 144.1911 | 205.3153 | 8.5205 | 388
| 352 | 150.6777 | 56.4026 | 107.2806 | 190.3974 | 6.8192 | 53.2851 | 171.4457 | 16.0258 | 7.2164 | 387 |  | 352 | 156.0691 | 44.8654 | 107.6957 | 196.8778 | 6.8192 | 57.9337 | 172.4189 | 9.4059 | 7.5671 | 519 |  | 352 | 167.9694 | 64.3144 | 117.8735 | 214.0631 | 6.8192 | 58.017 | 142.3267 | 265.634 | 8.7589 | 436 |  | 352 | 165.6508 | 66.1553 | 112.5472 | 212.3821 | 6.8192 | 57.7788 | 143.2011 | 203.6481 | 8.5205 | 388
| 353 | 148.3911 | 56.047 | 106.8361 | 190.2307 | 6.8192 | 53.2547 | 170.1978 | 15.8095 | 7.2164 | 387 |  | 353 | 153.6868 | 44.5743 | 107.198 | 196.6201 | 6.8192 | 57.8995 | 171.2323 | 9.2588 | 7.5671 | 519 |  | 353 | 165.8241 | 63.5539 | 117.3265 | 213.7924 | 6.8192 | 57.9806 | 141.2916 | 263.2757 | 8.7589 | 436 |  | 353 | 163.1181 | 65.7865 | 112.0214 | 212.0935 | 6.8192 | 57.7424 | 142.1768 | 201.9278 | 8.5205 | 389
| 354 | 146.0598 | 55.6208 | 106.507 | 190.064 | 6.8192 | 53.2232 | 168.9071 | 15.583 | 7.2164 | 387 |  | 354 | 151.3634 | 44.1809 | 106.7438 | 196.3623 | 6.8192 | 57.8642 | 170.0045 | 9.1043 | 7.5671 | 519 |  | 354 | 163.2013 | 63.1321 | 116.9184 | 213.5218 | 6.8192 | 57.9428 | 140.222 | 260.8452 | 8.7589 | 437 |  | 354 | 160.3922 | 65.4411 | 111.6654 | 211.8049 | 6.8192 | 57.7046 | 141.1176 | 200.1535 | 8.5205 | 389
| 355 | 143.9965 | 55.1157 | 105.9887 | 189.8973 | 6.8192 | 53.1905 | 167.5728 | 15.3524 | 7.2164 | 388 |  | 355 | 148.9088 | 43.9229 | 106.2854 | 196.1046 | 6.8192 | 57.8276 | 168.7351 | 8.9467 | 7.5671 | 519 |  | 355 | 160.7903 | 62.72 | 116.2887 | 213.2512 | 6.8192 | 57.9037 | 139.1174 | 258.3432 | 8.7589 | 437 |  | 355 | 158.2119 | 64.8803 | 110.9792 | 211.5163 | 6.8192 | 57.6654 | 140.023 | 198.3329 | 8.5205 | 389
| 356 | 142.2682 | 54.904 | 104.842 | 189.7306 | 6.8192 | 53.1577 | 166.1943 | 15.1199 | 7.2164 | 388 |  | 356 | 146.9345 | 43.6852 | 105.3264 | 195.8469 | 6.8192 | 57.7905 | 167.4233 | 8.7916 | 7.5671 | 519 |  | 356 | 158.6092 | 62.4259 | 115.3111 | 212.9805 | 6.8192 | 57.8632 | 137.9774 | 255.7734 | 8.7589 | 437 |  | 356 | 156.1532 | 64.4703 | 110.0205 | 211.2277 | 6.8192 | 57.625 | 138.8925 | 196.4851 | 8.5205 | 389
| 357 | 140.6363 | 54.359 | 103.8724 | 189.6238 | 6.8192 | 53.1245 | 164.7711 | 14.8775 | 7.2164 | 388 |  | 357 | 145.0678 | 43.2371 | 104.4884 | 195.5709 | 6.8192 | 57.7532 | 166.0686 | 8.6341 | 7.5671 | 519 |  | 357 | 156.6097 | 62.033 | 114.2507 | 212.7099 | 6.8192 | 57.8216 | 136.8013 | 253.1288 | 8.7589 | 437 |  | 357 | 154.2093 | 63.9865 | 109.0209 | 210.9391 | 6.8192 | 57.5847 | 137.7256 | 194.5833 | 8.5205 | 389
| 358 | 138.4129 | 53.9852 | 103.346 | 189.4939 | 6.8192 | 53.0903 | 163.3023 | 14.625 | 7.2164 | 388 |  | 358 | 142.8463 | 42.994 | 103.8566 | 195.2386 | 6.8192 | 57.7147 | 164.6702 | 8.485 | 7.5671 | 519 |  | 358 | 154.2857 | 61.5873 | 113.5676 | 212.4393 | 6.8192 | 57.7795 | 135.5886 | 250.4081 | 8.7589 | 437 |  | 358 | 152.0171 | 63.3336 | 108.4387 | 210.6505 | 6.8192 | 57.543 | 136.5216 | 192.6264 | 8.5205 | 389
| 359 | 136.4654 | 53.6553 | 102.5354 | 189.3286 | 6.8192 | 53.0549 | 161.7874 | 14.3622 | 7.2164 | 388 |  | 359 | 141.0242 | 42.7255 | 102.8509 | 194.9062 | 6.8192 | 57.6751 | 163.2276 | 8.3629 | 7.5671 | 519 |  | 359 | 152.4021 | 61.0309 | 112.5548 | 212.1686 | 6.8192 | 57.7362 | 134.3389 | 247.6105 | 8.7589 | 437 |  | 359 | 149.9028 | 62.9229 | 107.5364 | 210.3619 | 6.8192 | 57.4999 | 135.2802 | 190.6141 | 8.5205 | 389
| 360 | 134.5304 | 53.1097 | 101.9278 | 189.1633 | 6.8192 | 53.0184 | 160.2258 | 14.092 | 7.2164 | 388 |  | 360 | 138.8805 | 42.4501 | 102.1736 | 194.5738 | 6.8192 | 57.6343 | 161.7402 | 8.257 | 7.5671 | 519 |  | 360 | 150.2694 | 60.4546 | 111.8762 | 211.8327 | 6.8192 | 57.6914 | 133.0516 | 244.7349 | 8.7589 | 437 |  | 360 | 147.7612 | 62.3713 | 106.8497 | 210.0258 | 6.8192 | 57.4555 | 134.0007 | 188.5453 | 8.5205 | 389
| 361 | 132.359 | 52.7803 | 101.3443 | 188.9942 | 6.8192 | 52.9807 | 158.6167 | 13.8325 | 7.2164 | 388 |  | 361 | 136.6171 | 42.1973 | 101.5934 | 194.2414 | 6.8192 | 57.5922 | 160.2073 | 8.1857 | 7.5671 | 520 |  | 361 | 148.0538 | 59.9368 | 111.2342 | 211.4848 | 6.8192 | 57.6453 | 131.7262 | 241.7866 | 8.7589 | 437 |  | 361 | 145.5505 | 61.8584 | 106.2215 | 209.6618 | 6.8192 | 57.4097 | 132.6827 | 186.4193 | 8.5205 | 389
| 362 | 130.2255 | 52.1472 | 101.0295 | 188.8223 | 6.8192 | 52.9418 | 156.9596 | 13.5725 | 7.2164 | 388 |  | 362 | 134.1788 | 41.8671 | 101.2693 | 193.9053 | 6.8192 | 57.549 | 158.6282 | 8.1234 | 7.5671 | 520 |  | 362 | 145.4164 | 59.4955 | 110.9393 | 211.135 | 6.8192 | 57.5978 | 130.3621 | 238.7632 | 8.7589 | 437 |  | 362 | 143.0996 | 61.2624 | 105.9165 | 209.2978 | 6.8192 | 57.3625 | 131.3255 | 184.2349 | 8.5205 | 389
| 363 | 128.1016 | 51.5797 | 100.6394 | 188.6504 | 6.8192 | 52.9017 | 155.2537 | 13.3124 | 7.2164 | 388 |  | 363 | 132.057 | 41.4062 | 100.7627 | 193.5658 | 6.8192 | 57.5045 | 157.0024 | 8.0763 | 7.5671 | 520 |  | 363 | 143.2121 | 58.8447 | 110.4261 | 210.7798 | 6.8192 | 57.5488 | 128.9589 | 235.6699 | 8.7589 | 437 |  | 363 | 140.7929 | 60.63 | 105.5056 | 208.9318 | 6.8192 | 57.3138 | 129.9288 | 181.9961 | 8.5205 | 389
| 364 | 126.4838 | 50.4814 | 100.2741 | 188.4785 | 6.8192 | 52.8605 | 153.4984 | 13.0437 | 7.2164 | 388 |  | 364 | 129.843 | 40.901 | 100.3925 | 193.2264 | 6.8192 | 57.4588 | 155.3293 | 8.0341 | 7.5671 | 520 |  | 364 | 140.8923 | 58.2251 | 109.9971 | 210.4247 | 6.8192 | 57.4984 | 127.516 | 232.5021 | 8.7589 | 437 |  | 364 | 138.7755 | 59.7461 | 105.062 | 208.5608 | 6.8192 | 57.2637 | 128.4918 | 179.7001 | 8.5205 | 389
| 365 | 124.4608 | 49.6897 | 100.0072 | 188.3065 | 6.8192 | 52.8179 | 151.6931 | 12.7777 | 7.2164 | 388 |  | 365 | 127.438 | 40.5556 | 100.0537 | 192.887 | 6.8192 | 57.4118 | 153.6081 | 7.9903 | 7.5671 | 520 |  | 365 | 138.5157 | 57.6065 | 109.6241 | 210.0695 | 6.8192 | 57.4466 | 126.0329 | 229.2654 | 8.7589 | 437 |  | 365 | 136.6961 | 58.74 | 104.8026 | 208.1898 | 6.8192 | 57.2121 | 127.0141 | 177.3529 | 8.5205 | 389

## 2030 - 31 Severe Load Curve
|  | 2030-31 Severe load curve | [23 empty] | 2030 - 31 Severe load curve
A5.1Y - 2030/31 Load curve (1-in-50) - Community Renewables | [11 empty] | A5.1Z - 2030/31 Load curve (1-in-50) - Two Degrees | [11 empty] | A5.1AA - 2030/31 Load curve (1-in-50) - Steady Progression | [11 empty] | A5.1AB - 2030/31 Load curve (1-in-50) - Consumer Evolution
Source: National Grid | [11 empty] | Source: National Grid | [11 empty] | Source: National Grid | [11 empty] | Source: National Grid
| Day number | NDM 0 - 73.2 MWh | NDM 73.2-732 MWh | NDM > 732 MWh | Total DM | LDZ Shrinkage | NTS Industrial | Exports to Ireland | NTS Power | NTS Shrinkage | IUK |  | Day number | NDM 0 - 73.2 MWh | NDM 73.2-732 MWh | NDM > 732 MWh | Total DM | LDZ Shrinkage | NTS Industrial | Exports to Ireland | NTS Power | NTS Shrinkage | IUK |  | Day number | NDM 0 - 73.2 MWh | NDM 73.2-732 MWh | NDM > 732 MWh | Total DM | LDZ Shrinkage | NTS Industrial | Exports to Ireland | NTS Power | NTS Shrinkage | IUK |  | Day number | NDM 0 - 73.2 MWh | NDM 73.2-732 MWh | NDM > 732 MWh | Total DM | LDZ Shrinkage | NTS Industrial | Exports to Ireland | NTS Power | NTS Shrinkage | IUK
| 1 | 2252.3642 | 304.994 | 435.873 | 333.2605 | 6.2384 | 56.8513 | 297.4265 | 33.0234 | 6.3479 | 0 |  | 1 | 2448.3607 | 313.0487 | 457.7776 | 341.2579 | 6.2384 | 113.3518 | 297.5385 | 38.2917 | 7.0877 | 0 |  | 1 | 2903.4681 | 451.9817 | 530.7309 | 404.4682 | 6.2384 | 74.0959 | 271.335 | 347.78 | 8.2849 | 0 |  | 1 | 2858.6268 | 424.2562 | 494.7074 | 408.7465 | 6.2384 | 65.4977 | 270.7706 | 507.3772 | 8.7178 | 0
| 2 | 2193.9329 | 298.5153 | 429.0857 | 325.4998 | 6.2384 | 56.777 | 295.7556 | 32.9114 | 6.3479 | 0 |  | 2 | 2379.9544 | 307.2741 | 452.142 | 332.4799 | 6.2384 | 113.1512 | 295.8566 | 38.2007 | 7.0877 | 0 |  | 2 | 2829.3268 | 443.2333 | 521.0214 | 394.2974 | 6.2384 | 74.0044 | 269.8847 | 346.4105 | 8.2849 | 0 |  | 2 | 2782.976 | 416.6186 | 487.0709 | 398.3391 | 6.2384 | 65.4172 | 269.4224 | 505.4053 | 8.7178 | 0
| 3 | 2140.9504 | 293.1415 | 420.8234 | 318.5104 | 6.2384 | 56.7039 | 294.1127 | 32.8028 | 6.3479 | 0 |  | 3 | 2323.1659 | 299.3159 | 443.1132 | 324.7037 | 6.2384 | 112.9562 | 294.2028 | 38.113 | 7.0877 | 0 |  | 3 | 2763.221 | 432.735 | 511.682 | 385.2171 | 6.2384 | 73.9145 | 268.4572 | 345.0621 | 8.2849 | 0 |  | 3 | 2716.8663 | 407.3044 | 478.1987 | 389.0019 | 6.2384 | 65.3378 | 268.0932 | 503.4602 | 8.7178 | 0
| 4 | 2092.4229 | 287.5826 | 413.1582 | 312.2509 | 6.2384 | 56.6318 | 292.4975 | 32.6974 | 6.3479 | 0 |  | 4 | 2271.1327 | 293.247 | 433.2345 | 317.8442 | 6.2384 | 112.7664 | 292.5769 | 38.0285 | 7.0877 | 0 |  | 4 | 2699.5246 | 424.7666 | 503.7798 | 377.1651 | 6.2384 | 73.826 | 267.0523 | 343.7345 | 8.2849 | 0 |  | 4 | 2655.2004 | 399.3776 | 469.8475 | 380.67 | 6.2384 | 65.2595 | 266.7828 | 501.5416 | 8.7178 | 0
| 5 | 2045.8102 | 284.6278 | 405.6293 | 306.6802 | 6.2384 | 56.5609 | 290.9097 | 32.5951 | 6.3479 | 0 |  | 5 | 2221.7302 | 288.4024 | 424.8164 | 312.0485 | 6.2384 | 112.582 | 290.9786 | 37.9473 | 7.0877 | 0 |  | 5 | 2642.3348 | 416.8527 | 495.3326 | 370.1613 | 6.2384 | 73.7391 | 265.6697 | 342.4275 | 8.2849 | 0 |  | 5 | 2598.4629 | 393.1297 | 460.8619 | 373.3818 | 6.2384 | 65.1823 | 265.4911 | 499.6492 | 8.7178 | 0
| 6 | 1999.9276 | 280.3284 | 402.5684 | 302.3467 | 6.2384 | 56.491 | 289.349 | 32.496 | 6.3479 | 0 |  | 6 | 2173.0413 | 283.4901 | 420.6871 | 307.3659 | 6.2384 | 112.4028 | 289.4076 | 37.8691 | 7.0877 | 0 |  | 6 | 2589.2644 | 409.4754 | 487.0784 | 365.0313 | 6.2384 | 73.6537 | 264.3092 | 341.1409 | 8.2849 | 0 |  | 6 | 2545.5826 | 386.1724 | 454.2878 | 367.2094 | 6.2384 | 65.1063 | 264.2179 | 497.7827 | 8.7178 | 0
| 7 | 1956.4679 | 278.1193 | 399.3133 | 298.532 | 6.2384 | 56.4222 | 287.8152 | 32.4 | 6.3479 | 0 |  | 7 | 2128.5684 | 279.0239 | 416.5436 | 303.7511 | 6.2384 | 112.2287 | 287.8636 | 37.7941 | 7.0877 | 0 |  | 7 | 2537.581 | 403.1856 | 481.8818 | 360.7509 | 6.2384 | 73.5696 | 262.9705 | 339.8742 | 8.2849 | 0 |  | 7 | 2493.5253 | 381.3893 | 449.5637 | 362.5238 | 6.2384 | 65.0313 | 262.963 | 495.9419 | 8.7178 | 0
| 8 | 1921.025 | 273.6793 | 394.3117 | 295.2626 | 6.2384 | 56.3545 | 286.3078 | 32.3069 | 6.3479 | 0 |  | 8 | 2090.1689 | 274.4187 | 410.9891 | 300.997 | 6.2384 | 112.0597 | 286.3463 | 37.7221 | 7.0877 | 0 |  | 8 | 2492.2251 | 396.7506 | 476.5267 | 356.4872 | 6.2384 | 73.4871 | 261.6536 | 338.6274 | 8.2849 | 0 |  | 8 | 2452.6474 | 374.3131 | 441.5646 | 358.2198 | 6.2384 | 64.9575 | 261.7263 | 494.1263 | 8.7178 | 0
| 9 | 1887.324 | 271.2241 | 389.3616 | 292.5468 | 6.2384 | 56.2878 | 284.8267 | 32.2168 | 6.3479 | 0 |  | 9 | 2052.7056 | 271.7779 | 406.9103 | 298.9189 | 6.2384 | 111.8957 | 284.8555 | 37.6531 | 7.0877 | 0 |  | 9 | 2449.8003 | 391.7566 | 471.8442 | 352.8788 | 6.2384 | 73.4059 | 260.358 | 337.4 | 8.2849 | 0 |  | 9 | 2407.2334 | 371.3817 | 438.9627 | 354.5612 | 6.2384 | 64.8847 | 260.5076 | 492.3358 | 8.7178 | 0
| 10 | 1855.5804 | 268.2152 | 386.7212 | 290.1963 | 6.2384 | 56.2221 | 283.3716 | 32.1295 | 6.3479 | 0 |  | 10 | 2020.6407 | 267.928 | 402.9237 | 297.28 | 6.2384 | 111.7365 | 283.3908 | 37.587 | 7.0877 | 0 |  | 10 | 2412.6948 | 386.5677 | 466.8278 | 349.838 | 6.2384 | 73.3262 | 259.0836 | 336.1919 | 8.2849 | 0 |  | 10 | 2369.0745 | 367.1804 | 435.1361 | 351.4525 | 6.2384 | 64.813 | 259.3066 | 490.57 | 8.7178 | 0
| 11 | 1828.3759 | 265.8542 | 382.2587 | 288.3064 | 6.2384 | 56.1575 | 281.9421 | 32.0451 | 6.3479 | 0 |  | 11 | 1994.5165 | 263.896 | 397.8202 | 295.3881 | 6.2384 | 111.5822 | 281.9519 | 37.5237 | 7.0877 | 0 |  | 11 | 2383.2429 | 380.6335 | 459.3871 | 347.3309 | 6.2384 | 73.2478 | 257.8302 | 335.0028 | 8.2849 | 0 |  | 11 | 2339.0977 | 362.0885 | 428.4132 | 348.9178 | 6.2384 | 64.7423 | 258.1233 | 488.8287 | 8.7178 | 0
| 12 | 1802.0299 | 263.1577 | 380.5745 | 286.6878 | 6.2384 | 56.0939 | 280.5379 | 31.9634 | 6.3479 | 0 |  | 12 | 1970.2547 | 261.4196 | 393.2987 | 293.5532 | 6.2384 | 111.4326 | 280.5385 | 37.4633 | 7.0877 | 0 |  | 12 | 2354.2502 | 375.736 | 454.6096 | 345.3409 | 6.2384 | 73.1708 | 256.5976 | 333.8324 | 8.2849 | 0 |  | 12 | 2311.5597 | 357.0673 | 423.4104 | 346.7813 | 6.2384 | 64.6727 | 256.9574 | 487.1114 | 8.7178 | 0
| 13 | 1781.0981 | 260.9903 | 375.7238 | 285.6121 | 6.2384 | 56.0312 | 279.1588 | 31.8844 | 6.3479 | 0 |  | 13 | 1949.0049 | 258.0341 | 390.1606 | 291.9572 | 6.2384 | 111.2876 | 279.1504 | 37.4055 | 7.0877 | 0 |  | 13 | 2326.2245 | 372.2733 | 450.9894 | 344.1272 | 6.2384 | 73.0951 | 255.3854 | 332.6803 | 8.2849 | 0 |  | 13 | 2282.3838 | 355.0575 | 420.7811 | 345.1846 | 6.2384 | 64.604 | 255.8088 | 485.418 | 8.7178 | 0
| 14 | 1762.6373 | 258.6874 | 371.5513 | 284.5889 | 6.2384 | 55.9695 | 277.8045 | 31.8081 | 6.3479 | 0 |  | 14 | 1928.9282 | 256.123 | 387.5329 | 290.5968 | 6.2384 | 111.1473 | 277.7873 | 37.3505 | 7.0877 | 0 |  | 14 | 2300.8554 | 369.2519 | 448.0534 | 343.1253 | 6.2384 | 73.0207 | 254.1936 | 331.5465 | 8.2849 | 0 |  | 14 | 2259.0109 | 351.5451 | 417.4739 | 343.9108 | 6.2384 | 64.5364 | 254.6773 | 483.7482 | 8.7178 | 0
| 15 | 1744.0359 | 256.5835 | 370.0664 | 283.6335 | 6.2384 | 55.9088 | 276.4747 | 31.7343 | 6.3479 | 0 |  | 15 | 1909.5557 | 255.276 | 385.9851 | 289.4499 | 6.2384 | 111.0114 | 276.4489 | 37.2981 | 7.0877 | 0 |  | 15 | 2278.8227 | 366.5015 | 445.0413 | 342.2453 | 6.2384 | 72.9477 | 253.0218 | 330.4306 | 8.2849 | 0 |  | 15 | 2236.8828 | 349.2843 | 415.1492 | 342.7622 | 6.2384 | 64.4698 | 253.5628 | 482.1016 | 8.7178 | 0
| 16 | 1728.277 | 255.1597 | 367.5925 | 282.7047 | 6.2384 | 55.8491 | 275.1691 | 31.663 | 6.3479 | 0 |  | 16 | 1893.7821 | 253.4937 | 384.4626 | 288.3438 | 6.2384 | 110.8799 | 275.1348 | 37.2483 | 7.0877 | 0 |  | 16 | 2258.2017 | 364.3013 | 443.1337 | 341.6108 | 6.2384 | 72.8759 | 251.8698 | 329.3322 | 8.2849 | 0 |  | 16 | 2216.7377 | 347.5256 | 413.088 | 342.1281 | 6.2384 | 64.4042 | 252.465 | 480.478 | 8.7178 | 0
| 17 | 1715.4482 | 253.3457 | 364.7636 | 281.8986 | 6.2384 | 55.7903 | 273.8874 | 31.5942 | 6.3479 | 0 |  | 17 | 1878.6324 | 252.6697 | 383.0833 | 287.9106 | 6.2384 | 110.7528 | 273.8448 | 37.2009 | 7.0877 | 0 |  | 17 | 2240.9148 | 361.8481 | 440.875 | 341.2171 | 6.2384 | 72.8054 | 250.7375 | 328.2513 | 8.2849 | 0 |  | 17 | 2199.3336 | 345.6461 | 411.2566 | 341.5657 | 6.2384 | 64.3396 | 251.3838 | 478.877 | 8.7178 | 0
| 18 | 1702.6025 | 252.0373 | 363.406 | 281.1866 | 6.2384 | 55.7324 | 272.6293 | 31.5278 | 6.3479 | 0 |  | 18 | 1866.1404 | 251.3317 | 381.3866 | 287.7174 | 6.2384 | 110.6299 | 272.5786 | 37.156 | 7.0877 | 0 |  | 18 | 2225.3952 | 360.302 | 439.0055 | 340.3896 | 6.2384 | 72.7362 | 249.6245 | 327.1874 | 8.2849 | 0 |  | 18 | 2183.9115 | 344.1076 | 409.8805 | 340.8056 | 6.2384 | 64.2759 | 250.319 | 477.2984 | 8.7178 | 0
| 19 | 1691.43 | 251.0094 | 361.8307 | 280.5401 | 6.2384 | 55.6754 | 271.3945 | 31.4638 | 6.3479 | 0 |  | 19 | 1854.821 | 250.1971 | 379.9755 | 287.5971 | 6.2384 | 110.5112 | 271.3359 | 37.1136 | 7.0877 | 0 |  | 19 | 2211.2689 | 359.0886 | 437.4041 | 339.8567 | 6.2384 | 72.6682 | 248.5307 | 326.1404 | 8.2849 | 0 |  | 19 | 2170.3396 | 342.5812 | 408.6481 | 340.2788 | 6.2384 | 64.2132 | 249.2704 | 475.7418 | 8.7178 | 0
| 20 | 1681.1337 | 250.211 | 360.5871 | 280.0043 | 6.2384 | 55.6194 | 270.1828 | 31.402 | 6.3479 | 0 |  | 20 | 1845.4128 | 248.5232 | 378.6086 | 287.4634 | 6.2384 | 110.3966 | 270.1164 | 37.0734 | 7.0877 | 0 |  | 20 | 2200.8581 | 356.7487 | 435.0972 | 339.3879 | 6.2384 | 72.6014 | 247.4558 | 325.1099 | 8.2849 | 0 |  | 20 | 2159.7765 | 340.538 | 406.7656 | 339.8083 | 6.2384 | 64.1514 | 248.2379 | 474.207 | 8.7178 | 0
| 21 | 1671.7769 | 249.3684 | 359.6952 | 279.5168 | 6.2384 | 55.5642 | 268.9938 | 31.3424 | 6.3479 | 0 |  | 21 | 1836.3866 | 247.3259 | 377.5123 | 287.2716 | 6.2384 | 110.286 | 268.9198 | 37.0355 | 7.0877 | 0 |  | 21 | 2190.5413 | 354.9932 | 433.7314 | 338.9061 | 6.2384 | 72.5358 | 246.3995 | 324.0957 | 8.2849 | 0 |  | 21 | 2149.6664 | 339.5303 | 404.9683 | 339.3208 | 6.2384 | 64.0905 | 247.2213 | 472.6937 | 8.7178 | 0
| 22 | 1663.5147 | 248.5836 | 358.7166 | 279.0057 | 6.2384 | 55.5099 | 267.8272 | 31.285 | 6.3479 | 0 |  | 22 | 1827.8807 | 246.4105 | 376.4561 | 286.9768 | 6.2384 | 110.1794 | 267.7459 | 36.9999 | 7.0877 | 0 |  | 22 | 2181.3163 | 353.471 | 432.3667 | 338.3634 | 6.2384 | 72.4714 | 245.3618 | 323.0975 | 8.2849 | 0 |  | 22 | 2141.3683 | 337.6977 | 403.4636 | 338.7695 | 6.2384 | 64.0305 | 246.2205 | 471.2016 | 8.7178 | 0
| 23 | 1655.299 | 248.1383 | 358.1972 | 278.4386 | 6.2384 | 55.4565 | 266.6828 | 31.2296 | 6.3479 | 0 |  | 23 | 1819.8104 | 245.6893 | 375.3254 | 286.5341 | 6.2384 | 110.0766 | 266.5943 | 36.9664 | 7.0877 | 0 |  | 23 | 2172.0149 | 352.3563 | 431.7043 | 337.7117 | 6.2384 | 72.4081 | 244.3423 | 322.1151 | 8.2849 | 0 |  | 23 | 2132.5864 | 336.4664 | 402.8267 | 338.1072 | 6.2384 | 63.9714 | 245.2351 | 469.7303 | 8.7178 | 0
| 24 | 1647.747 | 247.6617 | 357.6171 | 277.8359 | 6.2384 | 55.4039 | 265.5602 | 31.1764 | 6.3479 | 0 |  | 24 | 1811.5567 | 244.9238 | 374.6907 | 285.8986 | 6.2384 | 109.9776 | 265.4647 | 36.935 | 7.0877 | 0 |  | 24 | 2163.8924 | 351.269 | 430.5302 | 336.9485 | 6.2384 | 72.346 | 243.3408 | 321.1481 | 8.2849 | 0 |  | 24 | 2125.0922 | 335.2242 | 401.6043 | 337.287 | 6.2384 | 63.9133 | 244.2651 | 468.2797 | 8.7178 | 0
| 25 | 1640.3849 | 247.224 | 357.0136 | 277.3109 | 6.2384 | 55.3521 | 264.4593 | 31.1251 | 6.3479 | 0 |  | 25 | 1803.7714 | 244.1147 | 373.6127 | 285.0256 | 6.2384 | 109.8823 | 264.3569 | 36.9057 | 7.0877 | 0 |  | 25 | 2157.4598 | 349.4582 | 428.5631 | 336.2543 | 6.2384 | 72.285 | 242.3571 | 320.1964 | 8.2849 | 0 |  | 25 | 2117.9606 | 334.5766 | 399.8216 | 336.2617 | 6.2384 | 63.8559 | 243.3103 | 466.8493 | 8.7178 | 0
| 26 | 1633.4204 | 246.6208 | 356.3617 | 276.6321 | 6.2384 | 55.3012 | 263.3796 | 31.0757 | 6.3479 | 0 |  | 26 | 1795.5911 | 243.3303 | 372.5918 | 283.8779 | 6.2384 | 109.7906 | 263.2706 | 36.8784 | 7.0877 | 0 |  | 26 | 2150.0873 | 348.5713 | 426.7661 | 335.3069 | 6.2384 | 72.2251 | 241.391 | 319.2596 | 8.2849 | 0 |  | 26 | 2111.3403 | 333.1043 | 398.4552 | 334.9843 | 6.2384 | 63.7995 | 242.3706 | 465.4389 | 8.7178 | 0
| 27 | 1627.0547 | 245.8459 | 355.2458 | 275.7671 | 6.2384 | 55.2511 | 262.3208 | 31.0281 | 6.3479 | 0 |  | 27 | 1787.7177 | 242.0228 | 371.2135 | 282.6731 | 6.2384 | 109.7024 | 262.2054 | 36.853 | 7.0877 | 0 |  | 27 | 2143.0915 | 347.1854 | 424.9505 | 334.0603 | 6.2384 | 72.1662 | 240.4422 | 318.3375 | 8.2849 | 0 |  | 27 | 2104.0407 | 331.8273 | 397.3765 | 333.4127 | 6.2384 | 63.7439 | 241.4457 | 464.0482 | 8.7178 | 0
| 28 | 1619.8474 | 245.2555 | 354.5142 | 274.6991 | 6.2384 | 55.2018 | 261.2828 | 30.9824 | 6.3479 | 0 |  | 28 | 1779.1215 | 241.3168 | 369.6868 | 281.7019 | 6.2384 | 109.6177 | 261.1611 | 36.8294 | 7.0877 | 0 |  | 28 | 2134.0738 | 346.2365 | 424.0912 | 332.6611 | 6.2384 | 72.1085 | 239.5105 | 317.4297 | 8.2849 | 0 |  | 28 | 2095.2006 | 331.3732 | 396.2427 | 331.7823 | 6.2384 | 63.6891 | 240.5354 | 462.6769 | 8.7178 | 0
| 29 | 1612.923 | 244.5922 | 352.8305 | 273.6439 | 6.2384 | 55.1533 | 260.2652 | 30.9384 | 6.3479 | 0 |  | 29 | 1770.3795 | 240.0942 | 368.01 | 281.4636 | 6.2384 | 109.5364 | 260.1373 | 36.8077 | 7.0877 | 0 |  | 29 | 2124.7229 | 345.0989 | 422.4249 | 331.4686 | 6.2384 | 72.0518 | 238.5957 | 316.5362 | 8.2849 | 0 |  | 29 | 2085.9775 | 329.9597 | 394.8091 | 330.6212 | 6.2384 | 63.6352 | 239.6397 | 461.3248 | 8.7178 | 0
| 30 | 1605.4562 | 243.3325 | 351.0079 | 272.9135 | 6.2384 | 55.1056 | 259.2677 | 30.8961 | 6.3479 | 0 |  | 30 | 1760.9805 | 239.0757 | 366.7132 | 280.8544 | 6.2384 | 109.4584 | 259.1339 | 36.7878 | 7.0877 | 0 |  | 30 | 2113.8548 | 344.1063 | 420.7522 | 330.6289 | 6.2384 | 71.9961 | 237.6975 | 315.6565 | 8.2849 | 0 |  | 30 | 2076.2864 | 328.1293 | 392.8916 | 329.9347 | 6.2384 | 63.582 | 238.7583 | 459.9914 | 8.7178 | 0
| 31 | 1596.7236 | 242.0275 | 349.8381 | 272.5031 | 6.2384 | 55.0587 | 258.29 | 30.8553 | 6.3479 | 0 |  | 31 | 1752.0102 | 238.1858 | 365.0103 | 280.0937 | 6.2384 | 109.3836 | 258.1504 | 36.7695 | 7.0877 | 0 |  | 31 | 2103.0019 | 342.8489 | 419.3463 | 329.7168 | 6.2384 | 71.9414 | 236.8158 | 314.7904 | 8.2849 | 0 |  | 31 | 2065.9252 | 326.9368 | 391.2253 | 329.0149 | 6.2384 | 63.5297 | 237.891 | 458.6766 | 8.7178 | 0
| 32 | 1588.5358 | 240.8072 | 348.51 | 271.6215 | 6.2384 | 55.0124 | 257.3318 | 30.8162 | 6.3479 | 0 |  | 32 | 1742.9927 | 236.612 | 363.9999 | 279.372 | 6.2384 | 109.312 | 257.1867 | 36.7529 | 7.0877 | 0 |  | 32 | 2092.9625 | 340.9463 | 417.7474 | 328.793 | 6.2384 | 71.8878 | 235.9503 | 313.9376 | 8.2849 | 0 |  | 32 | 2054.4287 | 325.8453 | 390.2178 | 328.4345 | 6.2384 | 63.4781 | 237.0377 | 457.3799 | 8.7178 | 0
| 33 | 1580.157 | 239.8782 | 346.9643 | 270.8572 | 6.2384 | 54.967 | 256.3929 | 30.7785 | 6.3479 | 0 |  | 33 | 1734.1014 | 235.7073 | 362.21 | 278.6343 | 6.2384 | 109.2434 | 256.2424 | 36.7379 | 7.0877 | 0 |  | 33 | 2083.3754 | 338.6961 | 415.7744 | 328.0165 | 6.2384 | 71.8351 | 235.1007 | 313.0979 | 8.2849 | 0 |  | 33 | 2044.6353 | 324.1945 | 388.2472 | 327.6163 | 6.2384 | 63.4273 | 236.1983 | 456.1012 | 8.7178 | 0
| 34 | 1571.5754 | 238.6849 | 345.7327 | 270.2459 | 6.2384 | 54.9222 | 255.4729 | 30.7423 | 6.3479 | 0 |  | 34 | 1725.1596 | 234.5827 | 360.4254 | 278.1617 | 6.2384 | 109.1778 | 255.3172 | 36.7245 | 7.0877 | 0 |  | 34 | 2071.3097 | 337.9725 | 414.6819 | 327.3114 | 6.2384 | 71.7833 | 234.2669 | 312.2711 | 8.2849 | 0 |  | 34 | 2033.3515 | 323.3861 | 386.761 | 326.9615 | 6.2384 | 63.3773 | 235.3724 | 454.8402 | 8.7178 | 0
| 35 | 1563.0084 | 237.6785 | 344.1613 | 269.773 | 6.2384 | 54.8782 | 254.5716 | 30.7075 | 6.3479 | 0 |  | 35 | 1715.5426 | 233.4863 | 359.1752 | 277.8017 | 6.2384 | 109.1151 | 254.4108 | 36.7125 | 7.0877 | 0 |  | 35 | 2059.8675 | 336.6511 | 413.3546 | 326.8154 | 6.2384 | 71.7325 | 233.4486 | 311.4567 | 8.2849 | 0 |  | 35 | 2022.5086 | 322.2403 | 385.1278 | 326.3503 | 6.2384 | 63.328 | 234.56 | 453.5964 | 8.7178 | 0
| 36 | 1554.7905 | 236.0601 | 342.8067 | 269.346 | 6.2384 | 54.8349 | 253.6887 | 30.6739 | 6.3479 | 0 |  | 36 | 1706.8849 | 232.366 | 357.6071 | 276.8242 | 6.2384 | 109.0552 | 253.5229 | 36.7019 | 7.0877 | 0 |  | 36 | 2049.5393 | 335.081 | 411.3006 | 326.1809 | 6.2384 | 71.6826 | 232.6455 | 310.6546 | 8.2849 | 0 |  | 36 | 2012.397 | 320.6172 | 383.3519 | 325.6279 | 6.2384 | 63.2794 | 233.7609 | 452.3697 | 8.7178 | 0
| 37 | 1546.5481 | 235.1522 | 340.8331 | 268.8522 | 6.2384 | 54.7922 | 252.8238 | 30.6417 | 6.3479 | 0 |  | 37 | 1697.9492 | 231.129 | 356.1415 | 276.1389 | 6.2384 | 108.998 | 252.6534 | 36.6926 | 7.0877 | 0 |  | 37 | 2038.7074 | 334.0423 | 409.2179 | 325.5475 | 6.2384 | 71.6336 | 231.8576 | 309.8645 | 8.2849 | 0 |  | 37 | 2001.8553 | 319.5117 | 381.3441 | 325.0498 | 6.2384 | 63.2316 | 232.9749 | 451.1597 | 8.7178 | 0
| 38 | 1538.1631 | 233.9311 | 339.3142 | 268.3594 | 6.2384 | 54.7503 | 251.9767 | 30.6106 | 6.3479 | 0 |  | 38 | 1690.1962 | 229.8449 | 353.3798 | 275.614 | 6.2384 | 108.9436 | 251.8017 | 36.6847 | 7.0877 | 0 |  | 38 | 2027.9086 | 332.8453 | 407.239 | 324.9352 | 6.2384 | 71.5855 | 231.0845 | 309.0861 | 8.2849 | 0 |  | 38 | 1991.2463 | 318.2074 | 379.5851 | 324.489 | 6.2384 | 63.1845 | 232.2018 | 449.9662 | 8.7178 | 0
| 39 | 1531.3746 | 232.4903 | 336.4393 | 267.8458 | 6.2384 | 54.709 | 251.147 | 30.5807 | 6.3479 | 0 |  | 39 | 1680.7203 | 228.7635 | 352.2619 | 274.9656 | 6.2384 | 108.8917 | 250.9677 | 36.678 | 7.0877 | 0 |  | 39 | 2018.2849 | 330.5251 | 405.1839 | 324.3473 | 6.2384 | 71.5382 | 230.326 | 308.3192 | 8.2849 | 0 |  | 39 | 1980.6027 | 316.5031 | 378.2218 | 323.9671 | 6.2384 | 63.1381 | 231.4415 | 448.7889 | 8.7178 | 0
| 40 | 1522.7002 | 231.4881 | 334.9989 | 267.3451 | 6.2384 | 54.6683 | 250.3346 | 30.5518 | 6.3479 | 0 |  | 40 | 1672.1742 | 227.4511 | 350.5149 | 274.2477 | 6.2384 | 108.8423 | 250.1511 | 36.6725 | 7.0877 | 0 |  | 40 | 2008.2481 | 328.0909 | 403.6033 | 323.8122 | 6.2384 | 71.4918 | 229.5818 | 307.5635 | 8.2849 | 0 |  | 40 | 1969.7789 | 315.1161 | 376.6662 | 323.5005 | 6.2384 | 63.0923 | 230.6938 | 447.6273 | 8.7178 | 0
| 41 | 1514.4631 | 230.2369 | 333.347 | 266.8676 | 6.2384 | 54.6283 | 249.5391 | 30.524 | 6.3479 | 0 |  | 41 | 1662.9865 | 225.9243 | 349.4063 | 273.7471 | 6.2384 | 108.7953 | 249.3516 | 36.6682 | 7.0877 | 0 |  | 41 | 1997.1077 | 326.9775 | 401.8533 | 323.2291 | 6.2384 | 71.4462 | 228.8519 | 306.8187 | 8.2849 | 0 |  | 41 | 1959.7573 | 313.8133 | 374.2733 | 322.9846 | 6.2384 | 63.0472 | 229.9585 | 446.4814 | 8.7178 | 0
| 42 | 1505.5085 | 229.5372 | 331.6429 | 266.6081 | 6.2384 | 54.5889 | 248.7602 | 30.4971 | 6.3479 | 0 |  | 42 | 1654.5822 | 224.631 | 347.4377 | 273.0897 | 6.2384 | 108.7507 | 248.5689 | 36.6649 | 7.0877 | 0 |  | 42 | 1987.9817 | 324.7728 | 399.2235 | 322.6027 | 6.2384 | 71.4015 | 228.1358 | 306.0845 | 8.2849 | 0 |  | 42 | 1949.8435 | 311.6175 | 372.6578 | 322.4766 | 6.2384 | 63.0028 | 229.2355 | 445.3507 | 8.7178 | 0
| 43 | 1497.182 | 228.6434 | 329.6854 | 266.1681 | 6.2384 | 54.5501 | 247.9976 | 30.4711 | 6.3479 | 0 |  | 43 | 1646.0323 | 223.2317 | 345.6956 | 272.4574 | 6.2384 | 108.7083 | 247.8026 | 36.6626 | 7.0877 | 0 |  | 43 | 1977.4693 | 323.0171 | 397.5703 | 321.9372 | 6.2384 | 71.3575 | 227.4335 | 305.3608 | 8.2849 | 0 |  | 43 | 1940.761 | 309.5996 | 370.0691 | 321.9326 | 6.2384 | 62.959 | 228.5245 | 444.2349 | 8.7178 | 0
| 44 | 1489.2629 | 226.9097 | 328.1603 | 265.7282 | 6.2384 | 54.5119 | 247.251 | 30.446 | 6.3479 | 0 |  | 44 | 1637.4924 | 222.2227 | 343.4322 | 271.9461 | 6.2384 | 108.6682 | 247.0526 | 36.6612 | 7.0877 | 0 |  | 44 | 1967.3747 | 322.0358 | 394.7034 | 321.2931 | 6.2384 | 71.3143 | 226.7446 | 304.6471 | 8.2849 | 0 |  | 44 | 1931.1694 | 307.9661 | 367.5967 | 321.3972 | 6.2384 | 62.9159 | 227.8254 | 443.1339 | 8.7178 | 0
| 45 | 1482.188 | 225.8188 | 326.4485 | 265.288 | 6.2384 | 54.4744 | 246.5202 | 30.4216 | 6.3479 | 0 |  | 45 | 1628.7878 | 221.1487 | 341.4427 | 271.3907 | 6.2384 | 108.6301 | 246.3184 | 36.6608 | 7.0877 | 0 |  | 45 | 1957.0396 | 320.3909 | 392.5335 | 320.8562 | 6.2384 | 71.2718 | 226.069 | 303.9433 | 8.2849 | 0 |  | 45 | 1921.1164 | 306.6091 | 365.1117 | 321.0591 | 6.2384 | 62.8734 | 227.138 | 442.0472 | 8.7178 | 0
| 46 | 1475.1421 | 225.148 | 324.9743 | 264.8264 | 6.2384 | 54.4373 | 245.8048 | 30.3979 | 6.3479 | 0 |  | 46 | 1618.9887 | 220.5262 | 340.0235 | 270.9078 | 6.2384 | 108.5941 | 245.5999 | 36.6612 | 7.0877 | 0 |  | 46 | 1947.0441 | 318.8997 | 389.8836 | 320.406 | 6.2384 | 71.2301 | 225.4063 | 303.2491 | 8.2849 | 0 |  | 46 | 1910.7691 | 305.0535 | 363.2513 | 320.5893 | 6.2384 | 62.8315 | 226.4622 | 440.9746 | 8.7178 | 0
| 47 | 1468.7409 | 223.9608 | 323.3339 | 264.4028 | 6.2384 | 54.4009 | 245.1046 | 30.3749 | 6.3479 | 0 |  | 47 | 1612.8823 | 219.3342 | 337.3279 | 270.4117 | 6.2384 | 108.56 | 244.8967 | 36.6624 | 7.0877 | 0 |  | 47 | 1937.1867 | 317.0095 | 387.6051 | 319.8452 | 6.2384 | 71.189 | 224.7565 | 302.5642 | 8.2849 | 0 |  | 47 | 1901.3326 | 302.8716 | 361.1578 | 320.068 | 6.2384 | 62.7901 | 225.7977 | 439.9158 | 8.7178 | 0
| 48 | 1462.3318 | 222.7275 | 321.6184 | 264.1083 | 6.2384 | 54.365 | 244.4193 | 30.3525 | 6.3479 | 0 |  | 48 | 1605.1231 | 218.6432 | 335.957 | 269.9877 | 6.2384 | 108.5277 | 244.2086 | 36.6643 | 7.0877 | 0 |  | 48 | 1926.989 | 315.201 | 385.5506 | 319.319 | 6.2384 | 71.1487 | 224.1193 | 301.8883 | 8.2849 | 0 |  | 48 | 1890.6526 | 301.3921 | 359.6003 | 319.552 | 6.2384 | 62.7494 | 225.1444 | 438.8704 | 8.7178 | 0
| 49 | 1455.9245 | 222.5366 | 319.1024 | 263.57 | 6.2384 | 54.3296 | 243.7485 | 30.3307 | 6.3479 | 0 |  | 49 | 1597.9955 | 217.069 | 334.8305 | 269.5707 | 6.2384 | 108.4973 | 243.5351 | 36.6669 | 7.0877 | 0 |  | 49 | 1916.0194 | 313.3808 | 384.3349 | 318.7377 | 6.2384 | 71.1091 | 223.4943 | 301.2212 | 8.2849 | 0 |  | 49 | 1880.6915 | 299.9429 | 357.7295 | 319.0054 | 6.2384 | 62.7092 | 224.5022 | 437.8383 | 8.7178 | 0
| 50 | 1448.7252 | 221.6234 | 318.1008 | 263.0318 | 6.2384 | 54.2948 | 243.092 | 30.3093 | 6.3479 | 0 |  | 50 | 1590.72 | 216.0593 | 333.255 | 269.1863 | 6.2384 | 108.4686 | 242.8762 | 36.6701 | 7.0877 | 0 |  | 50 | 1907.8514 | 311.6654 | 382.6123 | 318.1563 | 6.2384 | 71.0701 | 222.8815 | 300.5626 | 8.2849 | 0 |  | 50 | 1873.0319 | 298.3022 | 355.8941 | 318.4587 | 6.2384 | 62.6696 | 223.8708 | 436.819 | 8.7178 | 0
| 51 | 1442.9902 | 220.146 | 316.1437 | 262.5488 | 6.2384 | 54.2605 | 242.4494 | 30.2883 | 6.3479 | 0 |  | 51 | 1582.6509 | 215.1092 | 332.3385 | 268.8768 | 6.2384 | 108.4415 | 242.2314 | 36.6738 | 7.0877 | 0 |  | 51 | 1900.5165 | 309.4427 | 380.7672 | 317.6091 | 6.2384 | 71.0317 | 222.2806 | 299.9123 | 8.2849 | 0 |  | 51 | 1864.6612 | 296.7555 | 354.5149 | 318.0727 | 6.2384 | 62.6306 | 223.2501 | 435.8124 | 8.7178 | 0
| 52 | 1436.544 | 218.6379 | 314.9959 | 261.9986 | 6.2384 | 54.2266 | 241.8206 | 30.2677 | 6.3479 | 0 |  | 52 | 1574.3872 | 214.2793 | 331.5892 | 268.4745 | 6.2384 | 108.4159 | 241.6004 | 36.6781 | 7.0877 | 0 |  | 52 | 1891.8339 | 308.094 | 379.1365 | 317.3212 | 6.2384 | 70.994 | 221.6913 | 299.2699 | 8.2849 | 0 |  | 52 | 1856.655 | 295.2177 | 352.8054 | 317.6435 | 6.2384 | 62.592 | 222.6399 | 434.818 | 8.7178 | 0
| 53 | 1430.8692 | 217.2212 | 312.8783 | 261.5553 | 6.2384 | 54.1933 | 241.2052 | 30.2474 | 6.3479 | 0 |  | 53 | 1565.9885 | 213.6795 | 330.7449 | 268.0722 | 6.2384 | 108.3918 | 240.983 | 36.6827 | 7.0877 | 0 |  | 53 | 1884.1332 | 306.5709 | 376.795 | 316.9364 | 6.2384 | 70.9569 | 221.1135 | 298.6353 | 8.2849 | 0 |  | 53 | 1848.4788 | 294.3071 | 350.7548 | 317.0985 | 6.2384 | 62.554 | 222.04 | 433.8357 | 8.7178 | 0
| 54 | 1423.3152 | 216.4982 | 311.9154 | 261.1427 | 6.2384 | 54.1604 | 240.6029 | 30.2273 | 6.3479 | 0 |  | 54 | 1558.9197 | 212.7004 | 328.9155 | 267.7044 | 6.2384 | 108.3691 | 240.3789 | 36.6878 | 7.0877 | 0 |  | 54 | 1875.7609 | 305.8305 | 374.6456 | 316.2486 | 6.2384 | 70.9203 | 220.5469 | 298.008 | 8.2849 | 0 |  | 54 | 1839.7964 | 293.3204 | 349.415 | 316.4248 | 6.2384 | 62.5165 | 221.4503 | 432.865 | 8.7178 | 0
| 55 | 1416.3167 | 215.9335 | 310.3342 | 260.6347 | 6.2384 | 54.128 | 240.0134 | 30.2074 | 6.3479 | 0 |  | 55 | 1552.6759 | 211.6405 | 326.3716 | 267.3068 | 6.2384 | 108.3477 | 239.7878 | 36.6932 | 7.0877 | 0 |  | 55 | 1866.1853 | 305.5462 | 373.2434 | 315.5607 | 6.2384 | 70.8844 | 219.9912 | 297.388 | 8.2849 | 0 |  | 55 | 1830.8309 | 292.3242 | 348.3679 | 315.7511 | 6.2384 | 62.4795 | 220.8705 | 431.9058 | 8.7178 | 0
| 56 | 1408.4958 | 215.4298 | 309.5663 | 260.0748 | 6.2384 | 54.096 | 239.4364 | 30.1876 | 6.3479 | 0 |  | 56 | 1545.5938 | 210.2486 | 324.9564 | 266.9509 | 6.2384 | 108.3275 | 239.2094 | 36.6988 | 7.0877 | 0 |  | 56 | 1857.3596 | 304.1625 | 372.1254 | 314.9382 | 6.2384 | 70.849 | 219.4463 | 296.7748 | 8.2849 | 0 |  | 56 | 1822.2581 | 291.4283 | 346.7688 | 315.1364 | 6.2384 | 62.4429 | 220.3006 | 430.9577 | 8.7178 | 0
| 57 | 1401.5622 | 214.8905 | 307.9172 | 259.5444 | 6.2384 | 54.0645 | 238.8717 | 30.1679 | 6.3479 | 0 |  | 57 | 1538.1058 | 209.473 | 323.2102 | 266.7155 | 6.2384 | 108.3085 | 238.6434 | 36.7046 | 7.0877 | 0 |  | 57 | 1849.0455 | 302.8184 | 370.5109 | 314.2609 | 6.2384 | 70.8141 | 218.9119 | 296.1683 | 8.2849 | 0 |  | 57 | 1813.318 | 290.515 | 345.6027 | 314.4733 | 6.2384 | 62.4069 | 219.7403 | 430.0204 | 8.7178 | 0
| 58 | 1393.8272 | 214.3664 | 306.925 | 259.1433 | 6.2384 | 54.0334 | 238.3189 | 30.1482 | 6.3479 | 0 |  | 58 | 1531.4297 | 208.5782 | 320.8303 | 266.4211 | 6.2384 | 108.2906 | 238.0895 | 36.7106 | 7.0877 | 0 |  | 58 | 1839.7529 | 301.9406 | 369.2491 | 313.7431 | 6.2384 | 70.7797 | 218.3878 | 295.5681 | 8.2849 | 0 |  | 58 | 1804.0518 | 290.1159 | 344.1112 | 313.9476 | 6.2384 | 62.3713 | 219.1894 | 429.0937 | 8.7178 | 0
| 59 | 1386.7611 | 213.8064 | 305.2998 | 258.7423 | 6.2384 | 54.0027 | 237.7778 | 30.1284 | 6.3479 | 0 |  | 59 | 1523.8384 | 207.8026 | 319.355 | 266.018 | 6.2384 | 108.2736 | 237.5475 | 36.7167 | 7.0877 | 0 |  | 59 | 1830.4885 | 300.7107 | 368.2523 | 313.2842 | 6.2384 | 70.7458 | 217.8737 | 294.974 | 8.2849 | 0 |  | 59 | 1794.5834 | 289.1103 | 343.2511 | 313.5991 | 6.2384 | 62.3361 | 218.6479 | 428.1772 | 8.7178 | 0
| 60 | 1380.3298 | 212.6902 | 303.5959 | 258.3412 | 6.2384 | 53.9724 | 237.2481 | 30.1085 | 6.3479 | 0 |  | 60 | 1515.9592 | 207.0323 | 318.1194 | 265.658 | 6.2384 | 108.2576 | 237.0169 | 36.7228 | 7.0877 | 0 |  | 60 | 1822.3244 | 299.9019 | 365.674 | 312.8856 | 6.2384 | 70.7124 | 217.3695 | 294.3857 | 8.2849 | 0 |  | 60 | 1785.6036 | 288.2751 | 341.9551 | 313.0275 | 6.2384 | 62.3013 | 218.1154 | 427.2706 | 8.7178 | 0
| 61 | 1373.3123 | 211.6547 | 302.3975 | 257.9402 | 6.2384 | 53.9425 | 236.7294 | 30.0884 | 6.3479 | 0 |  | 61 | 1508.8285 | 205.9358 | 316.4386 | 265.3209 | 6.2384 | 108.2424 | 236.4976 | 36.7289 | 7.0877 | 0 |  | 61 | 1813.8698 | 299.0202 | 363.5622 | 312.3837 | 6.2384 | 70.6794 | 216.8749 | 293.803 | 8.2849 | 0 |  | 61 | 1777.1283 | 287.5285 | 340.0684 | 312.4536 | 6.2384 | 62.267 | 217.5919 | 426.3737 | 8.7178 | 0
| 62 | 1365.5086 | 211.1148 | 301.4808 | 257.548 | 6.2384 | 53.913 | 236.2215 | 30.0681 | 6.3479 | 0 |  | 62 | 1500.5657 | 205.6643 | 315.1145 | 264.9341 | 6.2384 | 108.2279 | 235.9893 | 36.7349 | 7.0877 | 0 |  | 62 | 1805.1356 | 297.8819 | 361.9358 | 311.9325 | 6.2384 | 70.6469 | 216.3897 | 293.2256 | 8.2849 | 0 |  | 62 | 1769.7371 | 286.2711 | 337.4592 | 312.0289 | 6.2384 | 62.2331 | 217.0772 | 425.4861 | 8.7178 | 0
| 63 | 1358.3934 | 210.3025 | 300.1808 | 257.1231 | 6.2384 | 53.8838 | 235.7241 | 30.0474 | 6.3479 | 0 |  | 63 | 1492.4571 | 205.1453 | 313.8837 | 264.5473 | 6.2384 | 108.2141 | 235.4916 | 36.7408 | 7.0877 | 0 |  | 63 | 1795.6989 | 297.1234 | 360.5496 | 311.5639 | 6.2384 | 70.6148 | 215.9137 | 292.6532 | 8.2849 | 0 |  | 63 | 1760.6418 | 285.3173 | 336.28 | 311.5747 | 6.2384 | 62.1996 | 216.571 | 424.6076 | 8.7178 | 0
| 64 | 1350.9258 | 209.6644 | 299.0434 | 256.7139 | 6.2384 | 53.855 | 235.2368 | 30.0264 | 6.3479 | 0 |  | 64 | 1484.502 | 204.1247 | 313.0011 | 264.1604 | 6.2384 | 108.2009 | 235.0042 | 36.7465 | 7.0877 | 0 |  | 64 | 1787.5873 | 295.6809 | 358.6492 | 311.0685 | 6.2384 | 70.5831 | 215.4465 | 292.0856 | 8.2849 | 0 |  | 64 | 1752.5782 | 283.9544 | 334.535 | 311.0637 | 6.2384 | 62.1664 | 216.0733 | 423.7378 | 8.7178 | 0
| 65 | 1343.7529 | 208.78 | 297.8575 | 256.3047 | 6.2384 | 53.8265 | 234.7595 | 30.005 | 6.3479 | 0 |  | 65 | 1477.0039 | 203.0973 | 311.6454 | 263.7963 | 6.2384 | 108.1882 | 234.527 | 36.7519 | 7.0877 | 0 |  | 65 | 1779.5752 | 294.1376 | 356.7501 | 310.5731 | 6.2384 | 70.5518 | 214.9881 | 291.5224 | 8.2849 | 0 |  | 65 | 1743.3378 | 283.1869 | 333.3714 | 310.5526 | 6.2384 | 62.1337 | 215.5838 | 422.8765 | 8.7178 | 0
| 66 | 1336.5816 | 208.0479 | 296.5177 | 255.8955 | 6.2384 | 53.7983 | 234.2918 | 29.9831 | 6.3479 | 0 |  | 66 | 1468.5328 | 202.5737 | 310.7858 | 263.4056 | 6.2384 | 108.176 | 234.0595 | 36.757 | 7.0877 | 0 |  | 66 | 1770.2534 | 292.8666 | 355.8884 | 310.0776 | 6.2384 | 70.5209 | 214.5382 | 290.9635 | 8.2849 | 0 |  | 66 | 1734.9712 | 281.5525 | 332.2009 | 310.0416 | 6.2384 | 62.1012 | 215.1023 | 422.0233 | 8.7178 | 0
| 67 | 1329.5524 | 207.0856 | 295.2659 | 255.4862 | 6.2384 | 53.7705 | 233.8334 | 29.9607 | 6.3479 | 0 |  | 67 | 1460.4999 | 201.6328 | 309.9177 | 263.0022 | 6.2384 | 108.1641 | 233.6015 | 36.7618 | 7.0877 | 0 |  | 67 | 1761.4862 | 291.3742 | 354.6935 | 309.5822 | 6.2384 | 70.4903 | 214.0965 | 290.4085 | 8.2849 | 0 |  | 67 | 1726.6121 | 280.1921 | 330.7489 | 309.5305 | 6.2384 | 62.0692 | 214.6288 | 421.178 | 8.7178 | 0
| 68 | 1322.5881 | 205.8521 | 294.2207 | 255.077 | 6.2384 | 53.7429 | 233.3841 | 29.9376 | 6.3479 | 0 |  | 68 | 1452.9546 | 200.4801 | 308.7778 | 262.595 | 6.2384 | 108.1525 | 233.1526 | 36.7661 | 7.0877 | 0 |  | 68 | 1751.8275 | 290.6492 | 353.5799 | 309.1296 | 6.2384 | 70.46 | 213.6628 | 289.8572 | 8.2849 | 0 |  | 68 | 1717.3352 | 279.2802 | 329.7182 | 309.0675 | 6.2384 | 62.0374 | 214.163 | 420.3403 | 8.7178 | 0
| 69 | 1314.6825 | 205.3874 | 293.3477 | 254.6678 | 6.2384 | 53.7156 | 232.9435 | 29.9139 | 6.3479 | 0 |  | 69 | 1445.1653 | 199.3284 | 307.8717 | 262.197 | 6.2384 | 108.141 | 232.7127 | 36.7699 | 7.0877 | 0 |  | 69 | 1743.2031 | 288.9221 | 352.4521 | 308.6589 | 6.2384 | 70.43 | 213.2369 | 289.3092 | 8.2849 | 0 |  | 69 | 1708.8231 | 277.9615 | 328.3731 | 308.5608 | 6.2384 | 62.006 | 213.7048 | 419.5098 | 8.7178 | 0
| 70 | 1307.6505 | 204.3112 | 292.2128 | 254.2586 | 6.2384 | 53.6886 | 232.5113 | 29.8895 | 6.3479 | 0 |  | 70 | 1437.6464 | 198.4714 | 306.3887 | 261.8107 | 6.2384 | 108.1297 | 232.2814 | 36.7732 | 7.0877 | 0 |  | 70 | 1734.1435 | 287.5908 | 351.4037 | 308.1482 | 6.2384 | 70.4003 | 212.8186 | 288.7645 | 8.2849 | 0 |  | 70 | 1699.7975 | 276.7186 | 327.48 | 308.0399 | 6.2384 | 61.9748 | 213.2539 | 418.6864 | 8.7178 | 0
| 71 | 1300.4623 | 203.4289 | 291.0175 | 253.8719 | 6.2384 | 53.6619 | 232.0873 | 29.8643 | 6.3479 | 0 |  | 71 | 1429.7116 | 197.5879 | 305.2646 | 261.5078 | 6.2384 | 108.1184 | 231.8584 | 36.7759 | 7.0877 | 0 |  | 71 | 1726.693 | 285.3447 | 349.6609 | 307.6376 | 6.2384 | 70.3709 | 212.4077 | 288.2226 | 8.2849 | 0 |  | 71 | 1692.1025 | 275.0089 | 325.723 | 307.519 | 6.2384 | 61.944 | 212.8102 | 417.8696 | 8.7178 | 0
| 72 | 1293.4567 | 202.3688 | 289.7287 | 253.5739 | 6.2384 | 53.6354 | 231.6711 | 29.8383 | 6.3479 | 0 |  | 72 | 1422.2447 | 196.4225 | 304.043 | 261.1165 | 6.2384 | 108.1071 | 231.4435 | 36.7779 | 7.0877 | 0 |  | 72 | 1718.8618 | 282.971 | 348.4265 | 307.127 | 6.2384 | 70.3418 | 212.0038 | 287.6833 | 8.2849 | 0 |  | 72 | 1683.88 | 273.1271 | 324.6656 | 306.9981 | 6.2384 | 61.9135 | 212.3735 | 417.0592 | 8.7178 | 0
| 73 | 1286.1082 | 201.3979 | 288.7945 | 253.1752 | 6.2384 | 53.6091 | 231.2626 | 29.8113 | 6.3479 | 0 |  | 73 | 1414.4352 | 195.7809 | 302.6402 | 260.7253 | 6.2384 | 108.0956 | 231.0362 | 36.7793 | 7.0877 | 0 |  | 73 | 1709.5953 | 282.2661 | 346.9586 | 306.6164 | 6.2384 | 70.3128 | 211.6068 | 287.1464 | 8.2849 | 0 |  | 73 | 1674.8488 | 272.3416 | 323.3207 | 306.4773 | 6.2384 | 61.8832 | 211.9437 | 416.2549 | 8.7178 | 0
| 74 | 1279.8149 | 199.9332 | 287.2988 | 252.7765 | 6.2384 | 53.583 | 230.8613 | 29.7834 | 6.3479 | 0 |  | 74 | 1405.7567 | 195.3396 | 301.9062 | 260.334 | 6.2384 | 108.084 | 230.6364 | 36.7798 | 7.0877 | 0 |  | 74 | 1700.235 | 281.3048 | 345.8408 | 306.1058 | 6.2384 | 70.2841 | 211.2165 | 286.6115 | 8.2849 | 0 |  | 74 | 1665.1624 | 271.5902 | 322.5968 | 305.9564 | 6.2384 | 61.8531 | 211.5206 | 415.4564 | 8.7178 | 0
| 75 | 1272.1504 | 199.2563 | 286.3866 | 252.3777 | 6.2384 | 53.5572 | 230.467 | 29.7544 | 6.3479 | 0 |  | 75 | 1397.8952 | 194.2135 | 301.0186 | 259.9639 | 6.2384 | 108.072 | 230.2438 | 36.7795 | 7.0877 | 0 |  | 75 | 1690.2905 | 280.4662 | 345.1845 | 305.5952 | 6.2384 | 70.2556 | 210.8326 | 286.0784 | 8.2849 | 0 |  | 75 | 1655.6589 | 270.6546 | 321.8742 | 305.4355 | 6.2384 | 61.8233 | 211.104 | 414.6634 | 8.7178 | 0
| 76 | 1264.9742 | 198.2054 | 285.36 | 251.979 | 6.2384 | 53.5316 | 230.0793 | 29.7244 | 6.3479 | 0 |  | 76 | 1390.0024 | 193.3365 | 299.9316 | 259.5756 | 6.2384 | 108.0597 | 229.858 | 36.7784 | 7.0877 | 0 |  | 76 | 1680.7068 | 279.0641 | 344.731 | 305.0846 | 6.2384 | 70.2273 | 210.455 | 285.5469 | 8.2849 | 0 |  | 76 | 1645.9451 | 269.7663 | 321.1644 | 305.0649 | 6.2384 | 61.7938 | 210.6937 | 413.8756 | 8.7178 | 0
| 77 | 1257.2579 | 197.6418 | 284.3862 | 251.5803 | 6.2384 | 53.5061 | 229.6981 | 29.6933 | 6.3479 | 0 |  | 77 | 1382.4612 | 192.1196 | 298.833 | 259.1872 | 6.2384 | 108.047 | 229.4788 | 36.7762 | 7.0877 | 0 |  | 77 | 1671.3377 | 277.8794 | 343.6587 | 304.7607 | 6.2384 | 70.1991 | 210.0833 | 285.0166 | 8.2849 | 0 |  | 77 | 1636.2489 | 269.0801 | 320.3449 | 304.5843 | 6.2384 | 61.7644 | 210.2896 | 413.0927 | 8.7178 | 0
| 78 | 1249.7611 | 196.8661 | 283.4051 | 251.1815 | 6.2384 | 53.4808 | 229.323 | 29.6609 | 6.3479 | 0 |  | 78 | 1375.1599 | 191.099 | 297.2981 | 258.7988 | 6.2384 | 108.0337 | 229.1058 | 36.7731 | 7.0877 | 0 |  | 78 | 1661.5525 | 276.9728 | 342.8735 | 304.2877 | 6.2384 | 70.1711 | 209.7173 | 284.4873 | 8.2849 | 0 |  | 78 | 1626.9275 | 267.7504 | 319.8045 | 304.0933 | 6.2384 | 61.7353 | 209.8914 | 412.3144 | 8.7178 | 0
| 79 | 1241.836 | 196.3617 | 282.5809 | 250.7828 | 6.2384 | 53.4557 | 228.9538 | 29.6273 | 6.3479 | 0 |  | 79 | 1367.5029 | 189.8693 | 296.3908 | 258.3476 | 6.2384 | 108.0198 | 228.7389 | 36.7689 | 7.0877 | 0 |  | 79 | 1652.6892 | 275.2137 | 342.0191 | 303.8146 | 6.2384 | 70.1432 | 209.3569 | 283.9588 | 8.2849 | 0 |  | 79 | 1617.9631 | 266.5204 | 318.8073 | 303.6023 | 6.2384 | 61.7063 | 209.4991 | 411.5404 | 8.7178 | 0
| 80 | 1234.7462 | 195.9027 | 281.7694 | 250.3841 | 6.2384 | 53.4307 | 228.59 | 29.5923 | 6.3479 | 0 |  | 80 | 1359.4297 | 189.0192 | 295.5686 | 257.8479 | 6.2384 | 108.0052 | 228.3776 | 36.7636 | 7.0877 | 0 |  | 80 | 1643.4706 | 274.1737 | 340.8007 | 303.3415 | 6.2384 | 70.1154 | 209.0018 | 283.4307 | 8.2849 | 0 |  | 80 | 1608.7869 | 265.3563 | 317.9562 | 303.1112 | 6.2384 | 61.6775 | 209.1124 | 410.7704 | 8.7178 | 0
| 81 | 1228.2293 | 195.3766 | 280.9638 | 250.0354 | 6.2384 | 53.4058 | 228.2315 | 29.556 | 6.3479 | 0 |  | 81 | 1351.6846 | 187.8477 | 294.7447 | 257.3432 | 6.2384 | 107.9899 | 228.0217 | 36.7572 | 7.0877 | 0 |  | 81 | 1634.6186 | 273.0064 | 339.3431 | 302.8685 | 6.2384 | 70.0877 | 208.6517 | 282.9028 | 8.2849 | 0 |  | 81 | 1600.1685 | 264.1168 | 316.6226 | 302.6202 | 6.2384 | 61.6489 | 208.7312 | 410.0042 | 8.7178 | 0
| 82 | 1221.6203 | 195.0193 | 280.1254 | 249.6429 | 6.2384 | 53.3811 | 227.878 | 29.5183 | 6.3479 | 0 |  | 82 | 1344.814 | 186.7048 | 293.3945 | 256.84 | 6.2384 | 107.9738 | 227.6709 | 36.7495 | 7.0877 | 0 |  | 82 | 1626.5533 | 270.841 | 338.097 | 302.3954 | 6.2384 | 70.06 | 208.3065 | 282.3748 | 8.2849 | 0 |  | 82 | 1591.9678 | 262.6367 | 315.1119 | 302.1291 | 6.2384 | 61.6204 | 208.3552 | 409.2414 | 8.7178 | 0
| 83 | 1215.726 | 194.2354 | 278.8512 | 249.3979 | 6.2384 | 53.3565 | 227.5291 | 29.479 | 6.3479 | 0 |  | 83 | 1338.8458 | 185.6157 | 292.0704 | 256.3686 | 6.2384 | 107.9567 | 227.325 | 36.7405 | 7.0877 | 0 |  | 83 | 1617.9956 | 269.7933 | 336.2255 | 301.9223 | 6.2384 | 70.0325 | 207.9659 | 281.8465 | 8.2849 | 0 |  | 83 | 1583.6119 | 261.5589 | 313.3541 | 301.6381 | 6.2384 | 61.5921 | 207.9844 | 408.4818 | 8.7178 | 0
| 84 | 1209.8381 | 193.4586 | 277.6929 | 249.0236 | 6.2384 | 53.3319 | 227.1846 | 29.4382 | 6.3479 | 0 |  | 84 | 1331.9852 | 185.0851 | 290.9934 | 255.9839 | 6.2384 | 107.9386 | 226.9835 | 36.7301 | 7.0877 | 0 |  | 84 | 1608.7308 | 269.1501 | 334.6566 | 301.4493 | 6.2384 | 70.0049 | 207.6297 | 281.3175 | 8.2849 | 0 |  | 84 | 1574.6337 | 260.6251 | 312.0745 | 301.1471 | 6.2384 | 61.5639 | 207.6185 | 407.7249 | 8.7178 | 0
| 85 | 1203.4213 | 192.8964 | 276.849 | 248.6493 | 6.2384 | 53.3075 | 226.8441 | 29.3957 | 6.3479 | 0 |  | 85 | 1325.243 | 184.205 | 290.1474 | 255.5993 | 6.2384 | 107.9194 | 226.6463 | 36.7184 | 7.0877 | 0 |  | 85 | 1599.8672 | 267.6719 | 333.5216 | 300.9762 | 6.2384 | 69.9773 | 207.2976 | 280.7877 | 8.2849 | 0 |  | 85 | 1566.1876 | 259.1337 | 311.0693 | 300.656 | 6.2384 | 61.5358 | 207.2574 | 406.9707 | 8.7178 | 0
| 86 | 1197.516 | 192.2571 | 275.5707 | 248.275 | 6.2384 | 53.2831 | 226.5074 | 29.3516 | 6.3479 | 0 |  | 86 | 1318.8348 | 183.2524 | 289.0244 | 255.2304 | 6.2384 | 107.8991 | 226.313 | 36.7052 | 7.0877 | 0 |  | 86 | 1591.652 | 266.6706 | 332.1263 | 300.5571 | 6.2384 | 69.9498 | 206.9695 | 280.2567 | 8.2849 | 0 |  | 86 | 1558.7951 | 257.9482 | 309.7893 | 300.2365 | 6.2384 | 61.5079 | 206.9008 | 406.2186 | 8.7178 | 0
| 87 | 1191.1336 | 191.652 | 274.7352 | 247.9007 | 6.2384 | 53.2588 | 226.1742 | 29.3057 | 6.3479 | 0 |  | 87 | 1311.8678 | 182.4615 | 288.267 | 254.8929 | 6.2384 | 107.8775 | 225.9834 | 36.6904 | 7.0877 | 0 |  | 87 | 1583.3203 | 265.2184 | 331.8003 | 300.0932 | 6.2384 | 69.9222 | 206.6451 | 279.7244 | 8.2849 | 0 |  | 87 | 1550.504 | 257.1655 | 309.0725 | 299.7498 | 6.2384 | 61.48 | 206.5487 | 405.4685 | 8.7178 | 0
| 88 | 1184.8006 | 191.0123 | 273.8551 | 247.5563 | 6.2384 | 53.2345 | 225.8442 | 29.258 | 6.3479 | 0 |  | 88 | 1304.8148 | 181.8017 | 287.4959 | 254.5239 | 6.2384 | 107.8546 | 225.6571 | 36.6741 | 7.0877 | 0 |  | 88 | 1575.752 | 263.6862 | 330.7972 | 299.6231 | 6.2384 | 69.8946 | 206.3241 | 279.1903 | 8.2849 | 0 |  | 88 | 1543.0335 | 255.6537 | 308.2566 | 299.2706 | 6.2384 | 61.4522 | 206.2009 | 404.7201 | 8.7178 | 0
| 89 | 1178.2122 | 190.5154 | 273.1357 | 247.1638 | 6.2384 | 53.2103 | 225.5171 | 29.2085 | 6.3479 | 0 |  | 89 | 1297.6223 | 181.0579 | 286.9485 | 254.1548 | 6.2384 | 107.8303 | 225.3339 | 36.6562 | 7.0877 | 0 |  | 89 | 1567.5247 | 262.4599 | 330.0611 | 299.2389 | 6.2384 | 69.8669 | 206.0064 | 278.6543 | 8.2849 | 0 |  | 89 | 1534.6041 | 254.9179 | 307.4596 | 298.9553 | 6.2384 | 61.4244 | 205.8571 | 403.973 | 8.7178 | 0
| 90 | 1171.779 | 189.9524 | 272.3751 | 246.7232 | 6.2384 | 53.186 | 225.1926 | 29.1571 | 6.3479 | 0 |  | 90 | 1290.5839 | 180.1384 | 286.4225 | 253.7858 | 6.2384 | 107.8046 | 225.0134 | 36.6365 | 7.0877 | 0 |  | 90 | 1559.3693 | 261.5515 | 328.9505 | 298.8396 | 6.2384 | 69.8391 | 205.6918 | 278.116 | 8.2849 | 0 |  | 90 | 1526.9184 | 253.8002 | 306.4453 | 298.4957 | 6.2384 | 61.3967 | 205.5172 | 403.227 | 8.7178 | 0
| 91 | 1165.281 | 189.2715 | 271.7708 | 246.3091 | 6.2384 | 53.1618 | 224.8705 | 29.1036 | 6.3479 | 0 |  | 91 | 1283.4932 | 179.5166 | 285.6512 | 253.4168 | 6.2384 | 107.7772 | 224.6954 | 36.6151 | 7.0877 | 0 |  | 91 | 1551.3873 | 260.2944 | 328.0634 | 298.3921 | 6.2384 | 69.8113 | 205.3799 | 277.5753 | 8.2849 | 0 |  | 91 | 1519.7458 | 252.1449 | 305.4554 | 298.036 | 6.2384 | 61.3691 | 205.181 | 402.4818 | 8.7178 | 0
| 92 | 1159.039 | 188.509 | 271.0149 | 245.8722 | 6.2384 | 53.1376 | 224.5504 | 29.0481 | 6.3479 | 0 |  | 92 | 1276.5395 | 178.8773 | 284.7604 | 253.0478 | 6.2384 | 107.7483 | 224.3796 | 36.5919 | 7.0877 | 0 |  | 92 | 1543.238 | 259.4648 | 326.916 | 297.9447 | 6.2384 | 69.7833 | 205.0706 | 277.0318 | 8.2849 | 0 |  | 92 | 1511.6941 | 251.1944 | 304.6398 | 297.5763 | 6.2384 | 61.3414 | 204.8484 | 401.737 | 8.7178 | 0
| 93 | 1153.4479 | 187.1552 | 270.1015 | 245.5332 | 6.2384 | 53.1133 | 224.232 | 28.9906 | 6.3479 | 0 |  | 93 | 1269.2023 | 178.3833 | 284.0915 | 252.6951 | 6.2384 | 107.7176 | 224.0658 | 36.5669 | 7.0877 | 0 |  | 93 | 1535.3133 | 258.5072 | 325.672 | 297.4973 | 6.2384 | 69.7552 | 204.7637 | 276.4853 | 8.2849 | 0 |  | 93 | 1504.2473 | 250.4196 | 303.0554 | 297.105 | 6.2384 | 61.3138 | 204.5192 | 400.9925 | 8.7178 | 0
| 94 | 1147.2466 | 186.4353 | 269.172 | 245.1867 | 6.2384 | 53.0891 | 223.9154 | 28.9309 | 6.3479 | 0 |  | 94 | 1262.5153 | 177.652 | 282.9613 | 252.3907 | 6.2384 | 107.6853 | 223.7538 | 36.54 | 7.0877 | 0 |  | 94 | 1527.7221 | 257.5839 | 324.0602 | 297.0498 | 6.2384 | 69.727 | 204.4591 | 275.9358 | 8.2849 | 0 |  | 94 | 1496.2291 | 249.7069 | 302.0355 | 296.5783 | 6.2384 | 61.2862 | 204.1933 | 400.2481 | 8.7178 | 0
| 95 | 1141.3134 | 185.527 | 268.142 | 244.861 | 6.2384 | 53.0648 | 223.6004 | 28.8693 | 6.3479 | 0 |  | 95 | 1256.1507 | 176.8802 | 281.6092 | 252.0264 | 6.2384 | 107.6514 | 223.4436 | 36.5112 | 7.0877 | 0 |  | 95 | 1519.6483 | 256.8 | 322.8164 | 296.5777 | 6.2384 | 69.6986 | 204.1568 | 275.3833 | 8.2849 | 0 |  | 95 | 1488.4403 | 248.6794 | 300.998 | 296.1546 | 6.2384 | 61.2586 | 203.8707 | 399.5039 | 8.7178 | 0
| 96 | 1134.9596 | 184.8163 | 267.3388 | 244.5314 | 6.2384 | 53.0405 | 223.2871 | 28.8055 | 6.3479 | 0 |  | 96 | 1249.1342 | 176.2908 | 280.7036 | 251.685 | 6.2384 | 107.6159 | 223.1352 | 36.4806 | 7.0877 | 0 |  | 96 | 1512.3681 | 255.774 | 320.983 | 296.1435 | 6.2384 | 69.6701 | 203.8566 | 274.8279 | 8.2849 | 0 |  | 96 | 1481.2116 | 247.8431 | 299.3132 | 295.627 | 6.2384 | 61.2311 | 203.5513 | 398.7598 | 8.7178 | 0
| 97 | 1128.8533 | 184.1955 | 266.2052 | 244.1949 | 6.2384 | 53.0161 | 222.9755 | 28.7398 | 6.3479 | 0 |  | 97 | 1242.2451 | 175.6902 | 279.6343 | 251.3913 | 6.2384 | 107.5789 | 222.8286 | 36.4482 | 7.0877 | 0 |  | 97 | 1504.386 | 254.9161 | 319.6975 | 295.6951 | 6.2384 | 69.6415 | 203.5587 | 274.2694 | 8.2849 | 0 |  | 97 | 1473.0335 | 247.2409 | 298.3198 | 295.1233 | 6.2384 | 61.2035 | 203.2351 | 398.0158 | 8.7178 | 0
| 98 | 1122.4748 | 183.4422 | 265.4719 | 243.8628 | 6.2384 | 52.9918 | 222.6654 | 28.6722 | 6.3479 | 0 |  | 98 | 1235.5795 | 174.9688 | 278.5139 | 251.0458 | 6.2384 | 107.5405 | 222.5236 | 36.4139 | 7.0877 | 0 |  | 98 | 1496.3429 | 254.127 | 318.3665 | 295.2848 | 6.2384 | 69.6128 | 203.263 | 273.708 | 8.2849 | 0 |  | 98 | 1465.4384 | 246.1663 | 297.1777 | 294.6576 | 6.2384 | 61.1759 | 202.922 | 397.272 | 8.7178 | 0
| 99 | 1116.2492 | 182.8429 | 264.4317 | 243.5306 | 6.2384 | 52.9674 | 222.3569 | 28.6025 | 6.3479 | 0 |  | 99 | 1229.1203 | 174.0967 | 277.3348 | 250.7034 | 6.2384 | 107.5008 | 222.2204 | 36.3779 | 7.0877 | 0 |  | 99 | 1488.9782 | 252.415 | 317.1998 | 294.9543 | 6.2384 | 69.5839 | 202.9693 | 273.1437 | 8.2849 | 0 |  | 99 | 1457.1776 | 245.2237 | 296.4636 | 294.2977 | 6.2384 | 61.1484 | 202.6119 | 396.5282 | 8.7178 | 0
| 100 | 1110.3821 | 182.0247 | 263.2519 | 243.1984 | 6.2384 | 52.943 | 222.0499 | 28.531 | 6.3479 | 0 |  | 100 | 1222.3569 | 173.4756 | 276.187 | 250.3828 | 6.2384 | 107.4597 | 221.9188 | 36.34 | 7.0877 | 0 |  | 100 | 1480.8602 | 251.4861 | 316.0768 | 294.5506 | 6.2384 | 69.555 | 202.6778 | 272.5764 | 8.2849 | 0 |  | 100 | 1449.6286 | 243.9864 | 295.3979 | 293.8722 | 6.2384 | 61.1208 | 202.3049 | 395.7846 | 8.7178 | 0
| 101 | 1104.506 | 181.1844 | 262.1031 | 242.8663 | 6.2384 | 52.9185 | 221.7444 | 28.4576 | 6.3479 | 0 |  | 101 | 1216.2697 | 172.6202 | 274.6287 | 250.0309 | 6.2384 | 107.4174 | 221.6188 | 36.3004 | 7.0877 | 0 |  | 101 | 1473.344 | 249.825 | 315.0917 | 294.1392 | 6.2384 | 69.5259 | 202.3883 | 272.0062 | 8.2849 | 0 |  | 101 | 1441.8832 | 243.0431 | 294.2251 | 293.4564 | 6.2384 | 61.0933 | 202.0009 | 395.041 | 8.7178 | 0
| 102 | 1098.3587 | 180.4654 | 261.1043 | 242.5341 | 6.2384 | 52.894 | 221.4403 | 28.3823 | 6.3479 | 0 |  | 102 | 1209.8889 | 171.8167 | 273.2886 | 249.7026 | 6.2384 | 107.3738 | 221.3204 | 36.2589 | 7.0877 | 0 |  | 102 | 1466.1695 | 248.396 | 313.509 | 293.7517 | 6.2384 | 69.4968 | 202.1008 | 271.4331 | 8.2849 | 0 |  | 102 | 1434.998 | 241.686 | 292.5896 | 293.0568 | 6.2384 | 61.0658 | 201.6997 | 394.2975 | 8.7178 | 0
| 103 | 1092.5075 | 179.4875 | 260.0682 | 242.2019 | 6.2384 | 52.8695 | 221.1378 | 28.3051 | 6.3479 | 0 |  | 103 | 1203.2516 | 171.0386 | 272.1861 | 249.3676 | 6.2384 | 107.3291 | 221.0235 | 36.2157 | 7.0877 | 0 |  | 103 | 1458.4624 | 247.4465 | 312.0029 | 293.3407 | 6.2384 | 69.4675 | 201.8153 | 270.8572 | 8.2849 | 0 |  | 103 | 1427.6544 | 240.6816 | 291.0761 | 292.6408 | 6.2384 | 61.0382 | 201.4015 | 393.554 | 8.7178 | 0
| 104 | 1086.5068 | 178.7673 | 258.9046 | 241.8892 | 6.2384 | 52.8449 | 220.8366 | 28.2262 | 6.3479 | 0 |  | 104 | 1196.8032 | 170.0395 | 271.1158 | 249.0326 | 6.2384 | 107.2834 | 220.7281 | 36.1708 | 7.0877 | 0 |  | 104 | 1450.5599 | 246.3717 | 310.796 | 292.9512 | 6.2384 | 69.4382 | 201.5317 | 270.2783 | 8.2849 | 0 |  | 104 | 1419.6661 | 239.7926 | 290.0874 | 292.2294 | 6.2384 | 61.0107 | 201.106 | 392.8106 | 8.7178 | 0
| 105 | 1080.4869 | 177.7397 | 258.072 | 241.5721 | 6.2384 | 52.8203 | 220.5368 | 28.1455 | 6.3479 | 0 |  | 105 | 1190.1474 | 169.1681 | 270.1251 | 248.6976 | 6.2384 | 107.2366 | 220.4342 | 36.124 | 7.0877 | 0 |  | 105 | 1442.413 | 245.4686 | 309.6726 | 292.5507 | 6.2384 | 69.4088 | 201.25 | 269.6966 | 8.2849 | 0 |  | 105 | 1411.7409 | 238.7898 | 289.1527 | 291.8146 | 6.2384 | 60.9831 | 200.8134 | 392.0673 | 8.7178 | 0
| 106 | 1074.4303 | 177.0411 | 256.9495 | 241.2525 | 6.2384 | 52.7957 | 220.2384 | 28.063 | 6.3479 | 0 |  | 106 | 1183.9692 | 168.414 | 268.5396 | 248.3626 | 6.2384 | 107.1888 | 220.1418 | 36.0756 | 7.0877 | 0 |  | 106 | 1434.6834 | 244.1447 | 308.553 | 292.1501 | 6.2384 | 69.3792 | 200.9702 | 269.1121 | 8.2849 | 0 |  | 106 | 1404.1728 | 237.6588 | 287.9892 | 291.3999 | 6.2384 | 60.9556 | 200.5234 | 391.3239 | 8.7178 | 0
| 107 | 1068.788 | 175.9983 | 255.757 | 240.9329 | 6.2384 | 52.771 | 219.9413 | 27.9787 | 6.3479 | 0 |  | 107 | 1177.3964 | 167.4473 | 267.5612 | 248.0276 | 6.2384 | 107.1402 | 219.8507 | 36.0254 | 7.0877 | 0 |  | 107 | 1426.3771 | 243.2698 | 307.5611 | 291.7496 | 6.2384 | 69.3496 | 200.6922 | 268.5247 | 8.2849 | 0 |  | 107 | 1396.6019 | 236.4768 | 286.8793 | 290.9851 | 6.2384 | 60.9281 | 200.2361 | 390.5806 | 8.7178 | 0
| 108 | 1062.7298 | 175.2862 | 254.6496 | 240.6133 | 6.2384 | 52.7463 | 219.6455 | 27.8928 | 6.3479 | 0 |  | 108 | 1170.7775 | 166.8717 | 266.2334 | 247.6972 | 6.2384 | 107.0906 | 219.561 | 35.9735 | 7.0877 | 0 |  | 108 | 1418.8244 | 242.3881 | 305.8222 | 291.349 | 6.2384 | 69.32 | 200.416 | 267.9345 | 8.2849 | 0 |  | 108 | 1389.1309 | 235.4434 | 285.5211 | 290.5703 | 6.2384 | 60.9005 | 199.9514 | 389.8372 | 8.7178 | 0
| 109 | 1056.8306 | 174.4893 | 253.468 | 240.2937 | 6.2384 | 52.7216 | 219.351 | 27.8052 | 6.3479 | 0 |  | 109 | 1164.0055 | 166.2733 | 265.0833 | 247.3648 | 6.2384 | 107.0403 | 219.2726 | 35.9198 | 7.0877 | 0 |  | 109 | 1410.9791 | 241.39 | 304.4925 | 290.9484 | 6.2384 | 69.2902 | 200.1416 | 267.3415 | 8.2849 | 0 |  | 109 | 1381.8044 | 234.4352 | 283.9932 | 290.1556 | 6.2384 | 60.873 | 199.6692 | 389.0938 | 8.7178 | 0
| 110 | 1050.303 | 174.0193 | 252.5879 | 239.9741 | 6.2384 | 52.6968 | 219.0577 | 27.7159 | 6.3479 | 0 |  | 110 | 1156.8629 | 165.7989 | 264.1791 | 247.0332 | 6.2384 | 106.9893 | 218.9855 | 35.8645 | 7.0877 | 0 |  | 110 | 1402.5548 | 240.5724 | 303.5612 | 290.5479 | 6.2384 | 69.2604 | 199.8689 | 266.7457 | 8.2849 | 0 |  | 110 | 1373.8904 | 233.5685 | 282.9113 | 289.7407 | 6.2384 | 60.8454 | 199.3896 | 388.3504 | 8.7178 | 0
| 111 | 1043.7362 | 173.5557 | 251.7407 | 239.6546 | 6.2384 | 52.6719 | 218.7656 | 27.625 | 6.3479 | 0 |  | 111 | 1150.1486 | 165.0848 | 263.0817 | 246.7061 | 6.2384 | 106.9375 | 218.6997 | 35.8074 | 7.0877 | 0 |  | 111 | 1394.5533 | 239.469 | 302.4948 | 290.1455 | 6.2384 | 69.2305 | 199.5978 | 266.1471 | 8.2849 | 0 |  | 111 | 1365.6943 | 232.6659 | 282.1368 | 289.3364 | 6.2384 | 60.8178 | 199.1124 | 387.607 | 8.7178 | 0
| 112 | 1037.4132 | 172.8423 | 250.8994 | 239.335 | 6.2384 | 52.647 | 218.4746 | 27.5324 | 6.3479 | 0 |  | 112 | 1143.2516 | 164.1271 | 262.4107 | 246.3791 | 6.2384 | 106.8851 | 218.4151 | 35.7487 | 7.0877 | 0 |  | 112 | 1385.9046 | 238.7053 | 301.7205 | 289.7585 | 6.2384 | 69.2005 | 199.3284 | 265.5458 | 8.2849 | 0 |  | 112 | 1357.3941 | 231.9648 | 281.269 | 288.9282 | 6.2384 | 60.7902 | 198.8376 | 386.8635 | 8.7178 | 0
| 113 | 1031.2389 | 172.0705 | 249.9679 | 239.0154 | 6.2384 | 52.622 | 218.1849 | 27.4383 | 6.3479 | 0 |  | 113 | 1136.3409 | 163.2445 | 261.6793 | 246.0509 | 6.2384 | 106.8322 | 218.1317 | 35.6883 | 7.0877 | 0 |  | 113 | 1377.8628 | 237.6402 | 300.6478 | 289.3644 | 6.2384 | 69.1705 | 199.0606 | 264.9417 | 8.2849 | 0 |  | 113 | 1348.7676 | 231.282 | 280.709 | 288.52 | 6.2384 | 60.7627 | 198.5652 | 386.12 | 8.7178 | 0
| 114 | 1024.4248 | 171.5888 | 249.3914 | 238.6904 | 6.2384 | 52.597 | 217.8962 | 27.3427 | 6.3479 | 0 |  | 114 | 1128.9883 | 162.7719 | 260.9769 | 245.7257 | 6.2384 | 106.7788 | 217.8494 | 35.6262 | 7.0877 | 0 |  | 114 | 1370.0454 | 236.4257 | 299.5 | 288.9702 | 6.2384 | 69.1404 | 198.7943 | 264.3349 | 8.2849 | 0 |  | 114 | 1341.4017 | 230.0301 | 279.4575 | 288.1118 | 6.2384 | 60.7351 | 198.2951 | 385.3763 | 8.7178 | 0
| 115 | 1017.6399 | 171.2395 | 248.6492 | 238.3695 | 6.2384 | 52.572 | 217.6086 | 27.2455 | 6.3479 | 0 |  | 115 | 1121.9486 | 162.1357 | 260.1252 | 245.4004 | 6.2384 | 106.7249 | 217.5683 | 35.5625 | 7.0877 | 0 |  | 115 | 1361.6768 | 235.4297 | 298.685 | 288.5761 | 6.2384 | 69.1103 | 198.5296 | 263.7254 | 8.2849 | 0 |  | 115 | 1333.0573 | 229.3673 | 278.5956 | 287.7036 | 6.2384 | 60.7074 | 198.0272 | 384.6326 | 8.7178 | 0
| 116 | 1011.2303 | 170.438 | 247.9839 | 238.0485 | 6.2384 | 52.5469 | 217.3221 | 27.1468 | 6.3479 | 0 |  | 116 | 1115.2409 | 161.3579 | 259.0833 | 245.0751 | 6.2384 | 106.6706 | 217.2882 | 35.4971 | 7.0877 | 0 |  | 116 | 1353.4803 | 234.8141 | 297.3176 | 288.1819 | 6.2384 | 69.0801 | 198.2664 | 263.1132 | 8.2849 | 0 |  | 116 | 1324.8437 | 228.5978 | 277.7095 | 287.2954 | 6.2384 | 60.6798 | 197.7615 | 383.8888 | 8.7178 | 0
| 117 | 1005.1633 | 169.5521 | 247.0606 | 237.7276 | 6.2384 | 52.5217 | 217.0367 | 27.0467 | 6.3479 | 0 |  | 117 | 1108.178 | 160.767 | 258.2095 | 244.7498 | 6.2384 | 106.616 | 217.0092 | 35.4301 | 7.0877 | 0 |  | 117 | 1345.5973 | 233.6566 | 296.1785 | 287.7878 | 6.2384 | 69.0499 | 198.0047 | 262.4983 | 8.2849 | 0 |  | 117 | 1317.3489 | 227.2815 | 276.6513 | 286.8872 | 6.2384 | 60.6522 | 197.498 | 383.1449 | 8.7178 | 0
| 118 | 999.0132 | 168.9183 | 245.968 | 237.4067 | 6.2384 | 52.4965 | 216.7522 | 26.9451 | 6.3479 | 0 |  | 118 | 1101.388 | 160.0997 | 257.1594 | 244.4043 | 6.2384 | 106.5611 | 216.7312 | 35.3614 | 7.0877 | 0 |  | 118 | 1338.5765 | 232.313 | 294.3633 | 287.3936 | 6.2384 | 69.0196 | 197.7443 | 261.8807 | 8.2849 | 0 |  | 118 | 1310.7288 | 225.928 | 274.7557 | 286.479 | 6.2384 | 60.6245 | 197.2366 | 382.4008 | 8.7178 | 0
| 119 | 993.4756 | 168.2255 | 244.3222 | 237.0858 | 6.2384 | 52.4712 | 216.4687 | 26.8421 | 6.3479 | 0 |  | 119 | 1095.4242 | 159.2688 | 255.4236 | 244.0821 | 6.2384 | 106.5059 | 216.4542 | 35.2912 | 7.0877 | 0 |  | 119 | 1331.6146 | 230.8709 | 292.5877 | 286.9995 | 6.2384 | 68.9893 | 197.4854 | 261.2604 | 8.2849 | 0 |  | 119 | 1303.2766 | 224.8052 | 273.4615 | 286.0708 | 6.2384 | 60.5968 | 196.9772 | 381.6566 | 8.7178 | 0
| 120 | 987.3272 | 167.6874 | 243.1322 | 236.7649 | 6.2384 | 52.4459 | 216.1861 | 26.7377 | 6.3479 | 0 |  | 120 | 1089.6426 | 158.1515 | 253.7918 | 243.7599 | 6.2384 | 106.4506 | 216.1781 | 35.2193 | 7.0877 | 0 |  | 120 | 1323.4153 | 229.9723 | 291.5149 | 286.5964 | 6.2384 | 68.959 | 197.2278 | 260.6375 | 8.2849 | 0 |  | 120 | 1295.5546 | 223.8921 | 272.2439 | 285.6459 | 6.2384 | 60.5692 | 196.7198 | 380.9123 | 8.7178 | 0
| 121 | 981.0294 | 167.1201 | 242.4471 | 236.4439 | 6.2384 | 52.4205 | 215.9044 | 26.6319 | 6.3479 | 0 |  | 121 | 1082.9617 | 157.1643 | 252.9293 | 243.4377 | 6.2384 | 106.3953 | 215.9029 | 35.1458 | 7.0877 | 0 |  | 121 | 1315.7781 | 228.28 | 290.7054 | 286.1617 | 6.2384 | 68.9286 | 196.9715 | 260.012 | 8.2849 | 0 |  | 121 | 1287.6597 | 222.6488 | 271.518 | 285.2327 | 6.2384 | 60.5414 | 196.4644 | 380.1678 | 8.7178 | 0
| 122 | 975.6966 | 166.195 | 241.7739 | 236.123 | 6.2384 | 52.395 | 215.6237 | 26.5247 | 6.3479 | 0 |  | 122 | 1075.5555 | 156.6771 | 252.2921 | 243.1154 | 6.2384 | 106.3398 | 215.6286 | 35.0707 | 7.0877 | 0 |  | 122 | 1307.0587 | 227.5093 | 290.0238 | 285.7598 | 6.2384 | 68.8982 | 196.7165 | 259.3838 | 8.2849 | 0 |  | 122 | 1278.9278 | 222.0173 | 271.0172 | 284.8194 | 6.2384 | 60.5137 | 196.2109 | 379.4231 | 8.7178 | 0
| 123 | 970.4558 | 165.5708 | 240.7078 | 235.8021 | 6.2384 | 52.3694 | 215.3437 | 26.4163 | 6.3479 | 0 |  | 123 | 1068.5933 | 155.899 | 251.5634 | 242.7932 | 6.2384 | 106.2844 | 215.3551 | 34.9941 | 7.0877 | 0 |  | 123 | 1298.928 | 226.6687 | 288.8232 | 285.3578 | 6.2384 | 68.8678 | 196.4627 | 258.7531 | 8.2849 | 0 |  | 123 | 1270.99 | 221.3847 | 269.7234 | 284.4062 | 6.2384 | 60.4859 | 195.9592 | 378.6783 | 8.7178 | 0
| 124 | 964.7572 | 165.1708 | 239.8785 | 235.478 | 6.2384 | 52.3438 | 215.0646 | 26.3065 | 6.3479 | 0 |  | 124 | 1062.7373 | 155.0939 | 250.7142 | 242.471 | 6.2384 | 106.229 | 215.0824 | 34.9158 | 7.0877 | 0 |  | 124 | 1290.8277 | 225.7667 | 287.6537 | 284.9559 | 6.2384 | 68.8374 | 196.2101 | 258.1197 | 8.2849 | 0 |  | 124 | 1263.5255 | 220.2355 | 268.4729 | 283.9929 | 6.2384 | 60.4582 | 195.7092 | 377.9332 | 8.7178 | 0
| 125 | 959.4935 | 164.5977 | 238.7948 | 235.1464 | 6.2384 | 52.3182 | 214.7863 | 26.1955 | 6.3479 | 0 |  | 125 | 1056.5528 | 154.6573 | 249.8254 | 242.1484 | 6.2384 | 106.1738 | 214.8105 | 34.836 | 7.0877 | 0 |  | 125 | 1282.9016 | 224.5977 | 286.577 | 284.554 | 6.2384 | 68.8069 | 195.9587 | 257.4838 | 8.2849 | 0 |  | 125 | 1255.41 | 219.2287 | 267.7311 | 283.5796 | 6.2384 | 60.4304 | 195.4611 | 377.188 | 8.7178 | 0
| 126 | 953.9726 | 163.9479 | 238.0354 | 234.8244 | 6.2384 | 52.2924 | 214.5088 | 26.0833 | 6.3479 | 0 |  | 126 | 1050.2043 | 154.1476 | 249.187 | 241.8124 | 6.2384 | 106.1187 | 214.5393 | 34.7547 | 7.0877 | 0 |  | 126 | 1273.9625 | 224.0829 | 285.8591 | 284.1521 | 6.2384 | 68.7765 | 195.7084 | 256.8453 | 8.2849 | 0 |  | 126 | 1247.0277 | 218.7891 | 267.0007 | 283.1664 | 6.2384 | 60.4025 | 195.2146 | 376.4425 | 8.7178 | 0
| 127 | 948.0405 | 163.4399 | 237.5499 | 234.498 | 6.2384 | 52.2666 | 214.2319 | 25.9698 | 6.3479 | 0 |  | 127 | 1043.9196 | 153.62 | 248.5139 | 241.4654 | 6.2384 | 106.0639 | 214.2688 | 34.6718 | 7.0877 | 0 |  | 127 | 1266.7546 | 223.2388 | 284.5703 | 283.7502 | 6.2384 | 68.746 | 195.4592 | 256.2042 | 8.2849 | 0 |  | 127 | 1240.0506 | 218.1676 | 265.8662 | 282.7531 | 6.2384 | 60.3747 | 194.9697 | 375.6968 | 8.7178 | 0
| 128 | 942.0223 | 163.0646 | 237.0191 | 234.1702 | 6.2384 | 52.2407 | 213.9558 | 25.8552 | 6.3479 | 0 |  | 128 | 1037.7985 | 152.8065 | 247.9806 | 241.1008 | 6.2384 | 106.0094 | 213.999 | 34.5873 | 7.0877 | 0 |  | 128 | 1259.7117 | 222.1875 | 283.6655 | 283.3482 | 6.2384 | 68.7155 | 195.211 | 255.5607 | 8.2849 | 0 |  | 128 | 1233.1281 | 217.3745 | 264.8486 | 282.3399 | 6.2384 | 60.3468 | 194.7265 | 374.9508 | 8.7178 | 0
| 129 | 936.4872 | 162.4868 | 236.2078 | 233.8424 | 6.2384 | 52.2148 | 213.6804 | 25.7394 | 6.3479 | 0 |  | 129 | 1032.4037 | 151.6746 | 247.0394 | 240.7361 | 6.2384 | 105.9552 | 213.7298 | 34.5014 | 7.0877 | 0 |  | 129 | 1253.1262 | 220.9331 | 282.5063 | 282.9463 | 6.2384 | 68.685 | 194.9638 | 254.9145 | 8.2849 | 0 |  | 129 | 1226.3155 | 216.3759 | 263.9265 | 281.9266 | 6.2384 | 60.3189 | 194.4847 | 374.2046 | 8.7178 | 0
| 130 | 930.5454 | 162.0002 | 235.7119 | 233.5146 | 6.2384 | 52.1887 | 213.4056 | 25.6225 | 6.3479 | 0 |  | 130 | 1026.8848 | 150.7223 | 246.039 | 240.3752 | 6.2384 | 105.9015 | 213.4612 | 34.4139 | 7.0877 | 0 |  | 130 | 1246.4029 | 219.5078 | 281.656 | 282.5444 | 6.2384 | 68.6546 | 194.7177 | 254.2659 | 8.2849 | 0 |  | 130 | 1219.6401 | 215.275 | 262.9668 | 281.5161 | 6.2384 | 60.2909 | 194.2445 | 373.4582 | 8.7178 | 0
| 131 | 925.178 | 161.0679 | 235.0873 | 233.1869 | 6.2384 | 52.1626 | 213.1314 | 25.5044 | 6.3479 | 0 |  | 131 | 1021.2472 | 149.6276 | 245.2819 | 240.0321 | 6.2384 | 105.8482 | 213.1931 | 34.3249 | 7.0877 | 0 |  | 131 | 1239.8278 | 218.3687 | 280.3684 | 282.1452 | 6.2384 | 68.6241 | 194.4724 | 253.6148 | 8.2849 | 0 |  | 131 | 1212.9344 | 214.1771 | 262.037 | 281.103 | 6.2384 | 60.2629 | 194.0057 | 372.7114 | 8.7178 | 0
| 132 | 920.1861 | 160.2671 | 233.9558 | 232.8591 | 6.2384 | 52.1364 | 212.8578 | 25.3853 | 6.3479 | 0 |  | 132 | 1015.7999 | 148.8055 | 244.0279 | 239.723 | 6.2384 | 105.7954 | 212.9255 | 34.2344 | 7.0877 | 0 |  | 132 | 1232.6135 | 217.5216 | 279.4299 | 281.7443 | 6.2384 | 68.5937 | 194.2281 | 252.9612 | 8.2849 | 0 |  | 132 | 1205.578 | 213.4969 | 261.3423 | 280.6879 | 6.2384 | 60.2349 | 193.7682 | 371.9644 | 8.7178 | 0
| 133 | 914.6449 | 159.6649 | 233.1763 | 232.5298 | 6.2384 | 52.1101 | 212.5848 | 25.2651 | 6.3479 | 0 |  | 133 | 1009.2026 | 148.2747 | 243.6325 | 239.4139 | 6.2384 | 105.7432 | 212.6585 | 34.1424 | 7.0877 | 0 |  | 133 | 1225.6868 | 216.4761 | 278.4015 | 281.3439 | 6.2384 | 68.5632 | 193.9847 | 252.3052 | 8.2849 | 0 |  | 133 | 1198.4344 | 212.7519 | 260.4946 | 280.2777 | 6.2384 | 60.2069 | 193.5321 | 371.217 | 8.7178 | 0
| 134 | 909.1856 | 159.0246 | 232.3545 | 232.1991 | 6.2384 | 52.0838 | 212.3123 | 25.1439 | 6.3479 | 0 |  | 134 | 1003.4273 | 147.4431 | 242.716 | 239.1048 | 6.2384 | 105.6917 | 212.3919 | 34.049 | 7.0877 | 0 |  | 134 | 1218.1813 | 215.9487 | 277.4295 | 280.9479 | 6.2384 | 68.5328 | 193.742 | 251.6467 | 8.2849 | 0 |  | 134 | 1191.6145 | 212.1347 | 259.1953 | 279.8676 | 6.2384 | 60.1788 | 193.2973 | 370.4694 | 8.7178 | 0
| 135 | 903.7797 | 158.2944 | 231.5695 | 231.8682 | 6.2384 | 52.0573 | 212.0402 | 25.0217 | 6.3479 | 0 |  | 135 | 997.1599 | 146.9952 | 241.9079 | 238.7956 | 6.2384 | 105.6409 | 212.1256 | 33.954 | 7.0877 | 0 |  | 135 | 1211.0314 | 214.9477 | 276.5755 | 280.5518 | 6.2384 | 68.5024 | 193.5002 | 250.9857 | 8.2849 | 0 |  | 135 | 1184.959 | 210.8792 | 258.3701 | 279.4574 | 6.2384 | 60.1507 | 193.0637 | 369.7214 | 8.7178 | 0
| 136 | 898.0144 | 157.8505 | 230.8611 | 231.5338 | 6.2384 | 52.0308 | 211.7687 | 24.8985 | 6.3479 | 0 |  | 136 | 991.2591 | 146.3336 | 240.9468 | 238.4865 | 6.2384 | 105.5908 | 211.8598 | 33.8577 | 7.0877 | 0 |  | 136 | 1204.2077 | 213.7473 | 275.5947 | 280.1558 | 6.2384 | 68.472 | 193.2591 | 250.3224 | 8.2849 | 0 |  | 136 | 1178.2671 | 209.9006 | 257.3042 | 279.0473 | 6.2384 | 60.1225 | 192.8313 | 368.973 | 8.7178 | 0
| 137 | 892.9287 | 157.4231 | 229.4699 | 231.186 | 6.2384 | 52.0042 | 211.4976 | 24.7743 | 6.3479 | 0 |  | 137 | 985.7401 | 145.795 | 239.4823 | 238.1763 | 6.2384 | 105.5416 | 211.5943 | 33.7598 | 7.0877 | 0 |  | 137 | 1197.9037 | 212.5775 | 274.0637 | 279.7598 | 6.2384 | 68.4417 | 193.0188 | 249.6566 | 8.2849 | 0 |  | 137 | 1172.1597 | 208.8761 | 255.6998 | 278.6371 | 6.2384 | 60.0943 | 192.6 | 368.2243 | 8.7178 | 0
| 138 | 888.1952 | 156.5169 | 228.2187 | 230.8248 | 6.2384 | 51.9775 | 211.2269 | 24.6492 | 6.3479 | 0 |  | 138 | 980.1237 | 144.9233 | 238.4511 | 237.863 | 6.2384 | 105.4932 | 211.3291 | 33.6605 | 7.0877 | 0 |  | 138 | 1191.2603 | 211.5429 | 272.7371 | 279.3634 | 6.2384 | 68.4114 | 192.7791 | 248.9884 | 8.2849 | 0 |  | 138 | 1165.8796 | 207.3409 | 254.7824 | 278.2234 | 6.2384 | 60.0661 | 192.3698 | 367.4753 | 8.7178 | 0
| 139 | 883.0707 | 155.7893 | 227.1664 | 230.4772 | 6.2384 | 51.9507 | 210.9565 | 24.5232 | 6.3479 | 0 |  | 139 | 974.2122 | 144.3913 | 237.3754 | 237.5497 | 6.2384 | 105.4457 | 211.0642 | 33.5598 | 7.0877 | 0 |  | 139 | 1184.1112 | 210.7989 | 271.6318 | 278.9608 | 6.2384 | 68.3811 | 192.54 | 248.3179 | 8.2849 | 0 |  | 139 | 1158.5447 | 206.6715 | 254.0583 | 277.8053 | 6.2384 | 60.0378 | 192.1406 | 366.7259 | 8.7178 | 0
| 140 | 877.8191 | 155.2211 | 226.0765 | 230.1349 | 6.2384 | 51.9238 | 210.6866 | 24.3964 | 6.3479 | 0 |  | 140 | 968.2148 | 143.7945 | 236.4547 | 237.232 | 6.2384 | 105.3993 | 210.7996 | 33.4577 | 7.0877 | 0 |  | 140 | 1176.2986 | 210.23 | 271.0149 | 278.5582 | 6.2384 | 68.3509 | 192.3016 | 247.645 | 8.2849 | 0 |  | 140 | 1151.0596 | 206.1998 | 253.2867 | 277.3872 | 6.2384 | 60.0095 | 191.9124 | 365.9761 | 8.7178 | 0
| 141 | 872.2922 | 154.7281 | 225.1686 | 229.8106 | 6.2384 | 51.8968 | 210.4169 | 24.2687 | 6.3479 | 0 |  | 141 | 962.3789 | 143.1529 | 235.4125 | 236.9193 | 6.2384 | 105.3538 | 210.5351 | 33.3541 | 7.0877 | 0 |  | 141 | 1168.7264 | 209.5639 | 270.2554 | 278.1553 | 6.2384 | 68.3207 | 192.0638 | 246.9697 | 8.2849 | 0 |  | 141 | 1143.4945 | 205.6967 | 252.6383 | 276.9573 | 6.2384 | 59.9811 | 191.685 | 365.2259 | 8.7178 | 0
| 142 | 866.5367 | 154.2239 | 224.4916 | 229.4952 | 6.2384 | 51.8697 | 210.1475 | 24.1402 | 6.3479 | 0 |  | 142 | 956.0597 | 142.4458 | 234.9256 | 236.5999 | 6.2384 | 105.3095 | 210.2708 | 33.2492 | 7.0877 | 0 |  | 142 | 1162.1893 | 208.1284 | 269.2282 | 277.7541 | 6.2384 | 68.2905 | 191.8264 | 246.2921 | 8.2849 | 0 |  | 142 | 1136.7762 | 204.8519 | 251.4906 | 276.5216 | 6.2384 | 59.9527 | 191.4586 | 364.4752 | 8.7178 | 0
| 143 | 861.2783 | 153.6386 | 223.3986 | 229.1799 | 6.2384 | 51.8426 | 209.8784 | 24.0109 | 6.3479 | 0 |  | 143 | 950.0031 | 141.6904 | 234.2139 | 236.2912 | 6.2384 | 105.2664 | 210.0066 | 33.1428 | 7.0877 | 0 |  | 143 | 1155.6101 | 207.188 | 267.7666 | 277.3343 | 6.2384 | 68.2604 | 191.5896 | 245.6121 | 8.2849 | 0 |  | 143 | 1130.097 | 203.8391 | 250.4623 | 276.0954 | 6.2384 | 59.9242 | 191.233 | 363.7242 | 8.7178 | 0
| 144 | 855.9509 | 152.7133 | 222.7146 | 228.8645 | 6.2384 | 51.8153 | 209.6095 | 23.8808 | 6.3479 | 0 |  | 144 | 944.3673 | 140.9547 | 233.0616 | 235.9824 | 6.2384 | 105.2244 | 209.7425 | 33.0351 | 7.0877 | 0 |  | 144 | 1148.4652 | 206.1557 | 266.9184 | 276.9588 | 6.2384 | 68.2304 | 191.3532 | 244.9299 | 8.2849 | 0 |  | 144 | 1122.8487 | 203.1714 | 249.6433 | 275.6839 | 6.2384 | 59.8957 | 191.0081 | 362.9727 | 8.7178 | 1
| 145 | 850.1875 | 152.1515 | 222.1031 | 228.5491 | 6.2384 | 51.7879 | 209.3408 | 23.75 | 6.3479 | 0 |  | 145 | 938.5776 | 140.1489 | 232.1399 | 235.6671 | 6.2384 | 105.1838 | 209.4785 | 32.926 | 7.0877 | 0 |  | 145 | 1140.8806 | 205.2883 | 266.3453 | 276.583 | 6.2384 | 68.2004 | 191.1173 | 244.2454 | 8.2849 | 0 |  | 145 | 1116.0646 | 202.2726 | 248.5684 | 275.2953 | 6.2384 | 59.8671 | 190.784 | 362.2208 | 8.7178 | 4
| 146 | 844.4643 | 151.6711 | 221.3701 | 228.2338 | 6.2384 | 51.7604 | 209.0723 | 23.6184 | 6.3479 | 0 |  | 146 | 932.672 | 139.4301 | 231.2472 | 235.3516 | 6.2384 | 105.1444 | 209.2145 | 32.8155 | 7.0877 | 0 |  | 146 | 1133.4309 | 204.7668 | 265.2913 | 276.2072 | 6.2384 | 68.1705 | 190.8817 | 243.5585 | 8.2849 | 0 |  | 146 | 1108.9359 | 201.5752 | 247.6404 | 274.9028 | 6.2384 | 59.8385 | 190.5605 | 361.4684 | 8.7178 | 7
| 147 | 838.825 | 151.287 | 220.4567 | 227.9184 | 6.2384 | 51.7329 | 208.804 | 23.4862 | 6.3479 | 0 |  | 147 | 926.5857 | 138.6625 | 230.5833 | 235.0369 | 6.2384 | 105.1065 | 208.9505 | 32.7037 | 7.0877 | 0 |  | 147 | 1126.8553 | 203.4101 | 264.2076 | 275.8223 | 6.2384 | 68.1407 | 190.6465 | 242.8694 | 8.2849 | 0 |  | 147 | 1101.736 | 200.8941 | 246.7704 | 274.5073 | 6.2384 | 59.8099 | 190.3376 | 360.7155 | 8.7178 | 10
| 148 | 833.7372 | 150.3005 | 219.5965 | 227.6009 | 6.2384 | 51.7052 | 208.5357 | 23.3533 | 6.3479 | 0 |  | 148 | 920.4417 | 138.0914 | 229.7805 | 234.7223 | 6.2384 | 105.07 | 208.6864 | 32.5905 | 7.0877 | 0 |  | 148 | 1119.0765 | 202.8427 | 263.5331 | 275.442 | 6.2384 | 68.1109 | 190.4116 | 242.1781 | 8.2849 | 0 |  | 148 | 1094.8356 | 200.1505 | 245.6609 | 274.1143 | 6.2384 | 59.7812 | 190.1153 | 359.9622 | 8.7178 | 13
| 149 | 827.7598 | 149.9455 | 218.9991 | 227.2786 | 6.2384 | 51.6774 | 208.2675 | 23.2197 | 6.3479 | 0 |  | 149 | 914.49 | 137.1539 | 229.1518 | 234.4077 | 6.2384 | 105.0351 | 208.4223 | 32.476 | 7.0877 | 0 |  | 149 | 1111.2162 | 202.5218 | 262.6937 | 275.0618 | 6.2384 | 68.0812 | 190.177 | 241.4845 | 8.2849 | 0 |  | 149 | 1087.3589 | 199.4957 | 245.039 | 273.7214 | 6.2384 | 59.7524 | 189.8936 | 359.2084 | 8.7178 | 16
| 150 | 821.8817 | 149.4807 | 218.4209 | 226.9477 | 6.2384 | 51.6495 | 207.9994 | 23.0856 | 6.3479 | 0 |  | 150 | 908.3468 | 136.5007 | 228.4302 | 234.0931 | 6.2384 | 105.0016 | 208.158 | 32.3601 | 7.0877 | 0 |  | 150 | 1103.9028 | 201.3812 | 262.1269 | 274.6816 | 6.2384 | 68.0516 | 189.9427 | 240.7887 | 8.2849 | 0 |  | 150 | 1080.3971 | 198.442 | 244.301 | 273.3284 | 6.2384 | 59.7236 | 189.6722 | 358.454 | 8.7178 | 19
| 151 | 815.6831 | 149.0676 | 218.1046 | 226.6236 | 6.2384 | 51.6215 | 207.7313 | 22.9508 | 6.3479 | 0 |  | 151 | 901.52 | 136.0224 | 228.2175 | 233.7785 | 6.2384 | 104.9698 | 207.8936 | 32.243 | 7.0877 | 0 |  | 151 | 1096.003 | 200.5222 | 261.8651 | 274.3013 | 6.2384 | 68.0221 | 189.7085 | 240.0906 | 8.2849 | 0 |  | 151 | 1072.4637 | 197.8166 | 244.1064 | 272.9354 | 6.2384 | 59.6947 | 189.4513 | 357.6992 | 8.7178 | 22
| 152 | 809.7368 | 148.6676 | 217.523 | 226.2995 | 6.2384 | 51.5934 | 207.4632 | 22.8156 | 6.3479 | 0 |  | 152 | 895.4976 | 135.0959 | 227.661 | 233.4514 | 6.2384 | 104.9397 | 207.629 | 32.1245 | 7.0877 | 0 |  | 152 | 1089.0621 | 199.3609 | 260.9417 | 273.9259 | 6.2384 | 67.9926 | 189.4745 | 239.3904 | 8.2849 | 0 |  | 152 | 1064.7903 | 197.0849 | 243.7579 | 272.5424 | 6.2384 | 59.6658 | 189.2307 | 356.9438 | 8.7178 | 25
| 153 | 804.9911 | 147.7682 | 216.24 | 225.9754 | 6.2384 | 51.5652 | 207.195 | 22.6797 | 6.3479 | 0 |  | 153 | 889.811 | 134.0844 | 226.854 | 233.1239 | 6.2384 | 104.9114 | 207.3642 | 32.0047 | 7.0877 | 4 |  | 153 | 1082.4004 | 197.6549 | 260.2783 | 273.5562 | 6.2384 | 67.9632 | 189.2406 | 238.688 | 8.2849 | 0 |  | 153 | 1058.2282 | 195.986 | 242.6585 | 272.1562 | 6.2384 | 59.6368 | 189.0105 | 356.1878 | 8.7178 | 28
| 154 | 800.4314 | 146.8138 | 214.8243 | 225.6533 | 6.2384 | 51.5368 | 206.9268 | 22.5434 | 6.3479 | 0 |  | 154 | 884.6622 | 133.3451 | 225.2348 | 232.7987 | 6.2384 | 104.8848 | 207.0991 | 31.8837 | 7.0877 | 8 |  | 154 | 1076.1082 | 196.4521 | 258.7544 | 273.1741 | 6.2384 | 67.934 | 189.0068 | 237.9834 | 8.2849 | 0 |  | 154 | 1051.3417 | 195.0267 | 241.7529 | 271.7612 | 6.2384 | 59.6077 | 188.7905 | 355.4313 | 8.7178 | 31
| 155 | 795.0644 | 146.0575 | 214.0118 | 225.3369 | 6.2384 | 51.5084 | 206.6585 | 22.4066 | 6.3479 | 0 |  | 155 | 878.6468 | 132.8414 | 224.2471 | 232.4729 | 6.2384 | 104.86 | 206.8338 | 31.7613 | 7.0877 | 12 |  | 155 | 1069.5804 | 195.2921 | 257.4256 | 272.7899 | 6.2384 | 67.9048 | 188.7731 | 237.2766 | 8.2849 | 0 |  | 155 | 1045.6188 | 193.4704 | 240.2791 | 271.3679 | 6.2384 | 59.5786 | 188.5707 | 354.6743 | 8.7178 | 35
| 156 | 789.8453 | 145.1868 | 213.0925 | 225.0941 | 6.2384 | 51.4798 | 206.3901 | 22.2693 | 6.3479 | 0 |  | 156 | 872.9199 | 131.8804 | 223.4192 | 232.1563 | 6.2384 | 104.8372 | 206.5681 | 31.6377 | 7.0877 | 16 |  | 156 | 1062.7406 | 194.164 | 256.3711 | 272.4113 | 6.2384 | 67.8757 | 188.5393 | 236.5677 | 8.2849 | 0 |  | 156 | 1039.5546 | 191.9127 | 239.1455 | 270.9768 | 6.2384 | 59.5494 | 188.351 | 353.9166 | 8.7178 | 38
| 157 | 783.8868 | 144.6392 | 212.6545 | 224.7861 | 6.2384 | 51.4511 | 206.1215 | 22.1316 | 6.3479 | 0 |  | 157 | 866.7518 | 131.2236 | 222.7282 | 231.8397 | 6.2384 | 104.8164 | 206.302 | 31.5128 | 7.0877 | 20 |  | 157 | 1055.8331 | 192.8883 | 255.531 | 272.0336 | 6.2384 | 67.8467 | 188.3056 | 235.8567 | 8.2849 | 0 |  | 157 | 1031.8864 | 191.3924 | 238.5774 | 270.5869 | 6.2384 | 59.5202 | 188.1315 | 353.1584 | 8.7178 | 41
| 158 | 778.0256 | 144.1574 | 212.0732 | 224.4583 | 6.2384 | 51.4223 | 205.8527 | 21.9935 | 6.3479 | 0 |  | 158 | 860.4613 | 130.6674 | 222.059 | 231.523 | 6.2384 | 104.7975 | 206.0356 | 31.3867 | 7.0877 | 23 |  | 158 | 1048.1572 | 192.0093 | 255.0628 | 271.6558 | 6.2384 | 67.8179 | 188.0718 | 235.1436 | 8.2849 | 0 |  | 158 | 1024.6459 | 190.5353 | 237.9184 | 270.197 | 6.2384 | 59.4909 | 187.912 | 352.3996 | 8.7178 | 44
| 159 | 771.8332 | 143.77 | 211.7287 | 224.1306 | 6.2384 | 51.3934 | 205.5838 | 21.855 | 6.3479 | 0 |  | 159 | 854.1029 | 130.0106 | 221.5583 | 231.2064 | 6.2384 | 104.7808 | 205.7687 | 31.2593 | 7.0877 | 27 |  | 159 | 1041.0223 | 190.9389 | 254.2451 | 271.2779 | 6.2384 | 67.7891 | 187.8379 | 234.4284 | 8.2849 | 0 |  | 159 | 1017.2584 | 190.0346 | 237.0501 | 269.807 | 6.2384 | 59.4615 | 187.6925 | 351.6401 | 8.7178 | 47
| 160 | 766.1124 | 143.2767 | 211.0185 | 223.8028 | 6.2384 | 51.3643 | 205.3145 | 21.7161 | 6.3479 | 0 |  | 160 | 847.8768 | 129.401 | 220.874 | 230.8938 | 6.2384 | 104.7662 | 205.5013 | 31.1307 | 7.0877 | 31 |  | 160 | 1034.0401 | 189.8001 | 253.343 | 270.9001 | 6.2384 | 67.7605 | 187.6039 | 233.711 | 8.2849 | 0 |  | 160 | 1010.5749 | 188.5948 | 236.4168 | 269.4171 | 6.2384 | 59.432 | 187.4729 | 350.8801 | 8.7178 | 50
| 161 | 759.978 | 142.8059 | 210.6994 | 223.475 | 6.2384 | 51.3351 | 205.045 | 21.577 | 6.3479 | 0 |  | 161 | 841.0547 | 129.077 | 220.4014 | 230.6801 | 6.2384 | 104.7538 | 205.2334 | 31.0009 | 7.0877 | 35 |  | 161 | 1025.7005 | 189.5172 | 252.9424 | 270.5222 | 6.2384 | 67.732 | 187.3697 | 232.9916 | 8.2849 | 0 |  | 161 | 1002.7032 | 188.0829 | 236.0014 | 269.0697 | 6.2384 | 59.4025 | 187.2533 | 350.1193 | 8.7178 | 53
| 162 | 754.6194 | 142.0658 | 209.8738 | 223.1473 | 6.2384 | 51.3058 | 204.7752 | 21.4375 | 6.3479 | 0 |  | 162 | 834.7357 | 128.6423 | 219.6519 | 230.3508 | 6.2384 | 104.7436 | 204.965 | 30.8698 | 7.0877 | 39 |  | 162 | 1017.3476 | 189.4245 | 252.2617 | 270.2477 | 6.2384 | 67.7036 | 187.1353 | 232.2702 | 8.2849 | 0 |  | 162 | 994.6901 | 187.6388 | 235.6514 | 268.7305 | 6.2384 | 59.3729 | 187.0335 | 349.358 | 8.7178 | 56
| 163 | 748.6637 | 141.7109 | 209.2601 | 222.8195 | 6.2384 | 51.2764 | 204.5051 | 21.2978 | 6.3479 | 0 |  | 163 | 828.4734 | 127.7733 | 219.2799 | 230.0215 | 6.2384 | 104.7358 | 204.6961 | 30.7376 | 7.0877 | 43 |  | 163 | 1009.6243 | 188.7843 | 251.6183 | 269.8536 | 6.2384 | 67.6753 | 186.9007 | 231.5467 | 8.2849 | 0 |  | 163 | 986.9249 | 187.1236 | 235.1912 | 268.3246 | 6.2384 | 59.3433 | 186.8134 | 348.596 | 8.7178 | 59
| 164 | 743.7447 | 140.6514 | 208.3143 | 222.4918 | 6.2384 | 51.2468 | 204.2346 | 21.1578 | 6.3479 | 0 |  | 164 | 822.7268 | 126.9691 | 218.3464 | 229.6733 | 6.2384 | 104.7303 | 204.4265 | 30.6041 | 7.0877 | 47 |  | 164 | 1002.4167 | 187.2858 | 251.3175 | 269.4596 | 6.2384 | 67.6472 | 186.6658 | 230.8212 | 8.2849 | 0 |  | 164 | 980.1372 | 186.3316 | 234.0303 | 267.9187 | 6.2384 | 59.3136 | 186.5932 | 347.8332 | 8.7178 | 63
| 165 | 738.4682 | 139.6986 | 207.6351 | 222.1482 | 6.2384 | 51.2171 | 203.9637 | 21.0176 | 6.3479 | 0 |  | 165 | 815.9899 | 126.6708 | 217.8842 | 229.3382 | 6.2384 | 104.7273 | 204.1562 | 30.4695 | 7.0877 | 51 |  | 165 | 995.1367 | 186.3957 | 250.4807 | 269.0656 | 6.2384 | 67.6192 | 186.4306 | 230.0936 | 8.2849 | 0 |  | 165 | 973.2798 | 185.1935 | 233.2852 | 267.5127 | 6.2384 | 59.2838 | 186.3726 | 347.0699 | 8.7178 | 66
| 166 | 732.6798 | 139.1564 | 207.0445 | 221.8173 | 6.2384 | 51.1873 | 203.6924 | 20.8772 | 6.3479 | 0 |  | 166 | 810.0159 | 125.8993 | 217.1323 | 229.0031 | 6.2384 | 104.7267 | 203.8853 | 30.3336 | 7.0877 | 55 |  | 166 | 987.899 | 185.5616 | 249.5455 | 268.6715 | 6.2384 | 67.5913 | 186.195 | 229.3641 | 8.2849 | 0 |  | 166 | 965.9563 | 184.5286 | 232.5332 | 267.1068 | 6.2384 | 59.2539 | 186.1517 | 346.3058 | 8.7178 | 69
| 167 | 727.1243 | 138.3474 | 206.4878 | 221.4864 | 6.2384 | 51.1574 | 203.4206 | 20.7366 | 6.3479 | 0 |  | 167 | 804.5372 | 124.8812 | 216.1316 | 228.6681 | 6.2384 | 104.7287 | 203.6137 | 30.1966 | 7.0877 | 59 |  | 167 | 980.7213 | 184.6971 | 248.5809 | 268.2775 | 6.2384 | 67.5636 | 185.959 | 228.6325 | 8.2849 | 0 |  | 167 | 958.9529 | 183.529 | 231.7955 | 266.7009 | 6.2384 | 59.2239 | 185.9303 | 345.541 | 8.7178 | 72
| 168 | 722.6325 | 137.4916 | 205.4885 | 221.1556 | 6.2384 | 51.1273 | 203.1484 | 20.5959 | 6.3479 | 0 |  | 168 | 798.6352 | 124.1578 | 215.2818 | 228.3107 | 6.2384 | 104.7333 | 203.3413 | 30.0585 | 7.0877 | 63 |  | 168 | 974.1403 | 183.7094 | 247.1427 | 267.8835 | 6.2384 | 67.536 | 185.7226 | 227.899 | 8.2849 | 0 |  | 168 | 952.1958 | 183.047 | 230.2941 | 266.295 | 6.2384 | 59.1939 | 185.7085 | 344.7754 | 8.7178 | 75
| 169 | 717.6328 | 137.0241 | 204.858 | 220.8247 | 6.2384 | 51.097 | 202.8757 | 20.4551 | 6.3479 | 0 |  | 169 | 792.7867 | 123.4753 | 214.3253 | 227.9657 | 6.2384 | 104.7405 | 203.0682 | 29.9192 | 7.0877 | 67 |  | 169 | 966.6682 | 183.0476 | 246.2697 | 267.4894 | 6.2384 | 67.5086 | 185.4858 | 227.1635 | 8.2849 | 0 |  | 169 | 945.2586 | 182.0236 | 229.5218 | 265.8814 | 6.2384 | 59.1638 | 185.4862 | 344.0092 | 8.7178 | 78
| 170 | 712.8327 | 136.2844 | 204.3001 | 220.4938 | 6.2384 | 51.0667 | 202.6024 | 20.3141 | 6.3479 | 0 |  | 170 | 787.9277 | 122.1835 | 213.3856 | 227.6225 | 6.2384 | 104.7505 | 202.7942 | 29.7788 | 7.0877 | 71 |  | 170 | 959.6261 | 181.6995 | 245.6719 | 267.0765 | 6.2384 | 67.4813 | 185.2484 | 226.4261 | 8.2849 | 0 |  | 170 | 938.0066 | 181.0524 | 229.0002 | 265.4796 | 6.2384 | 59.1336 | 185.2633 | 343.2422 | 8.7178 | 81
| 171 | 708.0023 | 135.8314 | 203.5128 | 220.136 | 6.2384 | 51.0362 | 202.3285 | 20.1732 | 6.3479 | 0 |  | 171 | 782.8352 | 121.2706 | 212.7313 | 227.2792 | 6.2384 | 104.7632 | 202.5193 | 29.6372 | 7.0877 | 75 |  | 171 | 952.9944 | 180.6976 | 244.3023 | 266.6787 | 6.2384 | 67.4542 | 185.0106 | 225.6868 | 8.2849 | 0 |  | 171 | 931.5069 | 179.946 | 227.8607 | 265.0787 | 6.2384 | 59.1034 | 185.0398 | 342.4744 | 8.7178 | 84
| 172 | 703.1158 | 135.4092 | 202.7141 | 219.8147 | 6.2384 | 51.0055 | 202.054 | 20.0321 | 6.3479 | 0 |  | 172 | 777.5722 | 120.6446 | 211.9606 | 226.9359 | 6.2384 | 104.7788 | 202.2436 | 29.4945 | 7.0877 | 79 |  | 172 | 946.6486 | 179.3563 | 242.9764 | 266.2908 | 6.2384 | 67.4272 | 184.7721 | 224.9455 | 8.2849 | 0 |  | 172 | 924.6875 | 179.2033 | 226.9643 | 264.6777 | 6.2384 | 59.073 | 184.8156 | 341.7059 | 8.7178 | 87
| 173 | 699.0403 | 134.6196 | 201.4804 | 219.4849 | 6.2384 | 50.9747 | 201.779 | 19.8911 | 6.3479 | 0 |  | 173 | 772.2211 | 120.2656 | 211.0406 | 226.583 | 6.2384 | 104.7972 | 201.9669 | 29.3507 | 7.0877 | 83 |  | 173 | 939.9865 | 178.4283 | 242.1138 | 265.9029 | 6.2384 | 67.4004 | 184.533 | 224.2023 | 8.2849 | 0 |  | 173 | 918.3577 | 178.4894 | 226.1669 | 264.2768 | 6.2384 | 59.0426 | 184.5907 | 340.9366 | 8.7178 | 91
| 174 | 693.7846 | 134.0659 | 201.1895 | 219.1566 | 6.2384 | 50.9438 | 201.5032 | 19.7501 | 6.3479 | 0 |  | 174 | 766.7404 | 119.7031 | 210.4533 | 226.2105 | 6.2384 | 104.8186 | 201.6893 | 29.2058 | 7.0877 | 86 |  | 174 | 933.9105 | 177.5002 | 240.9807 | 265.5151 | 6.2384 | 67.3738 | 184.2933 | 223.4573 | 8.2849 | 0 |  | 174 | 911.876 | 178.0866 | 225.2104 | 263.8758 | 6.2384 | 59.0121 | 184.365 | 340.1665 | 8.7178 | 94
| 175 | 688.695 | 133.426 | 200.8154 | 218.8316 | 6.2384 | 50.9127 | 201.2268 | 19.6091 | 6.3479 | 0 |  | 175 | 761.451 | 119.005 | 209.7522 | 225.896 | 6.2384 | 104.843 | 201.4107 | 29.0598 | 7.0877 | 90 |  | 175 | 927.086 | 176.8009 | 240.3939 | 265.1008 | 6.2384 | 67.3473 | 184.0529 | 222.7103 | 8.2849 | 0 |  | 175 | 906.3046 | 176.7743 | 224.2787 | 263.4493 | 6.2384 | 58.9815 | 184.1386 | 339.3955 | 8.7178 | 97
| 176 | 684.1388 | 132.5492 | 200.1448 | 218.5066 | 6.2384 | 50.8815 | 200.9496 | 19.4682 | 6.3479 | 0 |  | 176 | 755.8098 | 118.4703 | 209.2397 | 225.5815 | 6.2384 | 104.8705 | 201.131 | 28.9128 | 7.0877 | 94 |  | 176 | 920.1731 | 176.2824 | 239.6698 | 264.7312 | 6.2384 | 67.3211 | 183.8118 | 221.9615 | 8.2849 | 0 |  | 176 | 899.8401 | 175.7235 | 223.9209 | 263.0805 | 6.2384 | 58.9508 | 183.9112 | 338.6238 | 8.7178 | 100
| 177 | 679.1995 | 132.0086 | 199.4363 | 218.2665 | 6.2384 | 50.8501 | 200.6718 | 19.3274 | 6.3479 | 0 |  | 177 | 750.6068 | 117.8013 | 208.4255 | 225.2647 | 6.2384 | 104.9011 | 200.8503 | 28.7646 | 7.0877 | 98 |  | 177 | 914.112 | 174.449 | 239.3966 | 264.374 | 6.2384 | 67.295 | 183.5699 | 221.2109 | 8.2849 | 0 |  | 177 | 893.1811 | 174.9954 | 223.4442 | 262.7022 | 6.2384 | 58.92 | 183.6829 | 337.8512 | 8.7178 | 103
| 178 | 674.3697 | 131.5661 | 198.4958 | 218.0506 | 6.2384 | 50.8185 | 200.3931 | 19.1867 | 6.3479 | 0 |  | 178 | 745.2553 | 117.2527 | 207.6424 | 224.945 | 6.2384 | 104.9348 | 200.5685 | 28.6154 | 7.0877 | 102 |  | 178 | 907.2887 | 173.6318 | 238.8804 | 264.0058 | 6.2384 | 67.269 | 183.3272 | 220.4584 | 8.2849 | 0 |  | 178 | 887.1637 | 173.6885 | 222.9017 | 262.3272 | 6.2384 | 58.8892 | 183.4537 | 337.0778 | 8.7178 | 106
| 179 | 669.6034 | 130.8984 | 197.717 | 217.8348 | 6.2384 | 50.7868 | 200.1136 | 19.0461 | 6.3479 | 0 |  | 179 | 740.0013 | 116.4896 | 206.97 | 224.6313 | 6.2384 | 104.9718 | 200.2855 | 28.4651 | 7.0877 | 106 |  | 179 | 900.6574 | 172.6691 | 238.3125 | 263.6428 | 6.2384 | 67.2433 | 183.0837 | 219.7041 | 8.2849 | 0 |  | 179 | 880.8732 | 172.3747 | 222.6389 | 261.9522 | 6.2384 | 58.8582 | 183.2234 | 336.3036 | 8.7178 | 109
| 180 | 664.6781 | 130.1628 | 197.233 | 217.5512 | 6.2384 | 50.755 | 199.8333 | 18.9057 | 6.3479 | 0 |  | 180 | 734.4766 | 115.8015 | 206.4583 | 224.3528 | 6.2384 | 105.0121 | 200.0014 | 28.3138 | 7.0877 | 110 |  | 180 | 894.0652 | 171.8056 | 237.6063 | 263.2799 | 6.2384 | 67.2177 | 182.8393 | 218.948 | 8.2849 | 0 |  | 180 | 874.8242 | 171.2062 | 221.9894 | 261.5772 | 6.2384 | 58.8271 | 182.9921 | 335.5284 | 8.7178 | 112
| 181 | 660.2695 | 129.2814 | 196.3913 | 217.2543 | 6.2384 | 50.723 | 199.5521 | 18.7656 | 6.3479 | 0 |  | 181 | 729.2762 | 114.8448 | 205.817 | 224.1483 | 6.2384 | 105.0558 | 199.716 | 28.1615 | 7.0877 | 114 |  | 181 | 888.0288 | 170.3179 | 236.9442 | 262.9411 | 6.2384 | 67.1924 | 182.594 | 218.1901 | 8.2849 | 0 |  | 181 | 868.9491 | 170.0668 | 221.095 | 261.2443 | 6.2384 | 58.796 | 182.7596 | 334.7524 | 8.7178 | 115
| 182 | 656.2283 | 128.3599 | 195.2223 | 216.9573 | 6.2384 | 50.6909 | 199.2701 | 18.6256 | 6.3479 | 0 |  | 182 | 724.1029 | 114.0192 | 205.0176 | 223.9437 | 6.2384 | 105.1028 | 199.4294 | 28.0081 | 7.0877 | 118 |  | 182 | 881.9701 | 168.9691 | 236.0543 | 262.7135 | 6.2384 | 67.1672 | 182.3478 | 217.4304 | 8.2849 | 0 |  | 182 | 862.8384 | 169.1102 | 220.1647 | 260.9998 | 6.2384 | 58.7648 | 182.5259 | 333.9755 | 8.7178 | 119
| 183 | 651.1248 | 127.5876 | 194.9832 | 216.6437 | 6.2384 | 50.6585 | 198.9871 | 18.4859 | 6.3479 | 0 |  | 183 | 718.9055 | 113.3854 | 204.1349 | 223.6545 | 6.2384 | 105.1533 | 199.1416 | 27.8537 | 7.0877 | 122 |  | 183 | 875.9115 | 167.8037 | 234.981 | 262.4859 | 6.2384 | 67.1423 | 182.1006 | 216.6689 | 8.2849 | 0 |  | 183 | 856.4097 | 168.3243 | 219.3819 | 260.7553 | 6.2384 | 58.7334 | 182.291 | 333.1977 | 8.7178 | 122
| 184 | 646.6975 | 126.9105 | 193.9579 | 216.3448 | 6.2384 | 50.6261 | 198.7031 | 18.3464 | 6.3479 | 0 |  | 184 | 714.0348 | 112.431 | 203.2773 | 223.3343 | 6.2384 | 105.2073 | 198.8524 | 27.6983 | 7.0877 | 126 |  | 184 | 869.5914 | 166.9242 | 233.9451 | 262.1964 | 6.2384 | 67.1175 | 181.8524 | 215.9058 | 8.2849 | 0 |  | 184 | 850.7814 | 167.2465 | 218.1608 | 260.4406 | 6.2384 | 58.702 | 182.0549 | 332.419 | 8.7178 | 125
| 185 | 642.1116 | 126.2471 | 193.116 | 216.0074 | 6.2384 | 50.5934 | 198.4184 | 18.2073 | 6.3479 | 0 |  | 185 | 709.1826 | 111.4941 | 202.3835 | 223.0141 | 6.2384 | 105.2648 | 198.5621 | 27.5419 | 7.0877 | 130 |  | 185 | 863.8558 | 165.4744 | 232.9477 | 261.8543 | 6.2384 | 67.093 | 181.6033 | 215.141 | 8.2849 | 0 |  | 185 | 844.895 | 166.2528 | 217.1516 | 260.088 | 6.2384 | 58.6705 | 181.8176 | 331.6396 | 8.7178 | 128
| 186 | 637.6685 | 125.6228 | 192.0867 | 215.6755 | 6.2384 | 50.5607 | 198.1328 | 18.0684 | 6.3479 | 0 |  | 186 | 704.2588 | 111.0123 | 201.1248 | 222.6754 | 6.2384 | 105.3256 | 198.2706 | 27.3847 | 7.0877 | 134 |  | 186 | 858.0628 | 164.4161 | 231.6162 | 261.5122 | 6.2384 | 67.0687 | 181.3534 | 214.3747 | 8.2849 | 0 |  | 186 | 838.643 | 165.5708 | 216.2049 | 259.7267 | 6.2384 | 58.6389 | 181.5792 | 330.8597 | 8.7178 | 131
| 187 | 632.9099 | 125.029 | 191.2917 | 215.3942 | 6.2384 | 50.5278 | 197.8467 | 17.9299 | 6.3479 | 0 |  | 187 | 698.9495 | 110.4138 | 200.3509 | 222.3542 | 6.2384 | 105.3897 | 197.9782 | 27.2265 | 7.0877 | 138 |  | 187 | 852.3211 | 163.0018 | 230.6098 | 261.1497 | 6.2384 | 67.0445 | 181.1027 | 213.6071 | 8.2849 | 0 |  | 187 | 832.6665 | 164.8527 | 215.0198 | 259.3645 | 6.2384 | 58.6072 | 181.3398 | 330.0794 | 8.7178 | 134
| 188 | 627.9541 | 124.3638 | 190.7408 | 215.1376 | 6.2384 | 50.4948 | 197.5599 | 17.7918 | 6.3479 | 0 |  | 188 | 693.5884 | 109.7282 | 199.6985 | 222.0503 | 6.2384 | 105.457 | 197.6849 | 27.0676 | 7.0877 | 141 |  | 188 | 845.9055 | 162.1716 | 229.6747 | 260.8057 | 6.2384 | 67.0206 | 180.8514 | 212.8383 | 8.2849 | 0 |  | 188 | 826.6228 | 163.436 | 214.5915 | 259.0112 | 6.2384 | 58.5755 | 181.0994 | 329.299 | 8.7178 | 137
| 189 | 622.6238 | 123.8841 | 190.3779 | 214.882 | 6.2384 | 50.4616 | 197.2728 | 17.654 | 6.3479 | 0 |  | 189 | 687.9961 | 109.1276 | 199.2278 | 221.7109 | 6.2384 | 105.5275 | 197.3909 | 26.9078 | 7.0877 | 145 |  | 189 | 838.8718 | 161.4877 | 229.2213 | 260.4516 | 6.2384 | 66.9969 | 180.5995 | 212.0685 | 8.2849 | 0 |  | 189 | 820.4434 | 162.2048 | 214.1711 | 258.6001 | 6.2384 | 58.5437 | 180.8583 | 328.5186 | 8.7178 | 140
| 190 | 617.7413 | 123.1962 | 189.7959 | 214.6058 | 6.2384 | 50.4284 | 196.9853 | 17.5165 | 6.3479 | 0 |  | 190 | 682.3304 | 108.2743 | 199.0266 | 221.4281 | 6.2384 | 105.601 | 197.0962 | 26.7474 | 7.0877 | 149 |  | 190 | 831.2238 | 161.315 | 228.9231 | 260.0457 | 6.2384 | 66.9734 | 180.3472 | 211.2977 | 8.2849 | 0 |  | 190 | 813.6609 | 161.591 | 213.6649 | 258.2606 | 6.2384 | 58.5119 | 180.6165 | 327.7384 | 8.7178 | 143
| 191 | 612.7475 | 122.3924 | 189.4438 | 214.3268 | 6.2384 | 50.395 | 196.6975 | 17.3795 | 6.3479 | 1 |  | 191 | 676.4417 | 107.8665 | 198.5681 | 221.1801 | 6.2384 | 105.6775 | 196.8011 | 26.5863 | 7.0877 | 153 |  | 191 | 823.9074 | 160.7148 | 228.626 | 259.7345 | 6.2384 | 66.9501 | 180.0946 | 210.5262 | 8.2849 | 0 |  | 191 | 806.7399 | 160.9836 | 213.2642 | 257.9479 | 6.2384 | 58.48 | 180.3741 | 326.9587 | 8.7178 | 146
| 192 | 607.4194 | 121.9216 | 189.0466 | 214.0944 | 6.2384 | 50.3616 | 196.4097 | 17.2429 | 6.3479 | 5 |  | 192 | 670.4349 | 107.2904 | 198.3887 | 220.9395 | 6.2384 | 105.7569 | 196.5055 | 26.4245 | 7.0877 | 157 |  | 192 | 817.47 | 160.0843 | 227.4646 | 259.4388 | 6.2384 | 66.927 | 179.8417 | 209.754 | 8.2849 | 0 |  | 192 | 800.1761 | 160.4004 | 212.4811 | 257.6359 | 6.2384 | 58.4481 | 180.1312 | 326.1796 | 8.7178 | 149
| 193 | 602.3679 | 121.4737 | 188.3309 | 213.8808 | 6.2384 | 50.3281 | 196.1217 | 17.1067 | 6.3479 | 9 |  | 193 | 664.7653 | 106.8127 | 197.7735 | 220.6989 | 6.2384 | 105.8392 | 196.2097 | 26.2622 | 7.0877 | 161 |  | 193 | 810.528 | 159.1361 | 227.1266 | 259.1419 | 6.2384 | 66.9041 | 179.5886 | 208.9813 | 8.2849 | 0 |  | 193 | 793.4596 | 159.6435 | 212.0507 | 257.2979 | 6.2384 | 58.4161 | 179.8878 | 325.4012 | 8.7178 | 152
| 194 | 597.1335 | 121.0777 | 187.7374 | 213.6761 | 6.2384 | 50.2945 | 195.8339 | 16.971 | 6.3479 | 13 |  | 194 | 659.592 | 106.3432 | 196.6128 | 220.4994 | 6.2384 | 105.9242 | 195.9137 | 26.0993 | 7.0877 | 165 |  | 194 | 804.0646 | 158.4444 | 226.0762 | 258.8226 | 6.2384 | 66.8815 | 179.3355 | 208.2083 | 8.2849 | 0 |  | 194 | 786.8223 | 159.0526 | 211.3749 | 256.9598 | 6.2384 | 58.3842 | 179.6442 | 324.6239 | 8.7178 | 155
| 195 | 592.5047 | 120.3346 | 186.9104 | 213.4465 | 6.2384 | 50.2608 | 195.5462 | 16.8357 | 6.3479 | 17 |  | 195 | 654.2591 | 105.5835 | 195.8547 | 220.3472 | 6.2384 | 106.0118 | 195.6176 | 25.9359 | 7.0877 | 169 |  | 195 | 797.4109 | 157.7275 | 225.2479 | 258.4966 | 6.2384 | 66.859 | 179.0824 | 207.435 | 8.2849 | 0 |  | 195 | 780.7229 | 158.1746 | 210.3895 | 256.6807 | 6.2384 | 58.3522 | 179.4003 | 323.8478 | 8.7178 | 158
| 196 | 587.733 | 119.7492 | 186.0686 | 213.2168 | 6.2384 | 50.2271 | 195.2588 | 16.7009 | 6.3479 | 21 |  | 196 | 648.565 | 104.9791 | 195.3035 | 220.1938 | 6.2384 | 106.1021 | 195.3216 | 25.7721 | 7.0877 | 172 |  | 196 | 790.4881 | 156.9439 | 224.6472 | 258.2788 | 6.2384 | 66.8368 | 178.8294 | 206.6617 | 8.2849 | 1 |  | 196 | 774.437 | 157.3003 | 209.5243 | 256.4642 | 6.2384 | 58.3202 | 179.1563 | 323.073 | 8.7178 | 161
| 197 | 582.6042 | 119.2779 | 185.4697 | 212.9872 | 6.2384 | 50.1934 | 194.9718 | 16.5666 | 6.3479 | 25 |  | 197 | 643.1275 | 104.4498 | 194.4373 | 220.0239 | 6.2384 | 106.1949 | 195.0257 | 25.6079 | 7.0877 | 176 |  | 197 | 783.4995 | 156.3524 | 223.8935 | 258.0877 | 6.2384 | 66.8148 | 178.5766 | 205.8884 | 8.2849 | 4 |  | 197 | 767.4259 | 156.7337 | 209.0446 | 256.2795 | 6.2384 | 58.2882 | 178.9122 | 322.2998 | 8.7178 | 164
| 198 | 577.4669 | 118.625 | 185.0733 | 212.7451 | 6.2384 | 50.1596 | 194.6852 | 16.4329 | 6.3479 | 29 |  | 198 | 637.582 | 103.8305 | 193.7808 | 219.8421 | 6.2384 | 106.2902 | 194.7301 | 25.4433 | 7.0877 | 180 |  | 198 | 776.8899 | 155.5466 | 222.9685 | 257.9031 | 6.2384 | 66.793 | 178.3242 | 205.1153 | 8.2849 | 7 |  | 198 | 761.2444 | 156.0757 | 207.8819 | 256.0399 | 6.2384 | 58.2562 | 178.6683 | 321.5284 | 8.7178 | 167
| 199 | 572.8197 | 117.8544 | 184.3026 | 212.505 | 6.2384 | 50.1257 | 194.3992 | 16.2997 | 6.3479 | 33 |  | 199 | 632.1186 | 103.3432 | 192.9103 | 219.6603 | 6.2384 | 106.3878 | 194.435 | 25.2785 | 7.0877 | 184 |  | 199 | 770.734 | 154.301 | 222.111 | 257.6371 | 6.2384 | 66.7714 | 178.0721 | 204.3425 | 8.2849 | 10 |  | 199 | 755.0108 | 154.9034 | 207.3185 | 255.7671 | 6.2384 | 58.2243 | 178.4244 | 320.7589 | 8.7178 | 170
| 200 | 568.6531 | 116.946 | 183.1704 | 212.2837 | 6.2384 | 50.0919 | 194.1139 | 16.167 | 6.3479 | 37 |  | 200 | 627.3143 | 102.31 | 191.9265 | 219.4786 | 6.2384 | 106.4877 | 194.1403 | 25.1134 | 7.0877 | 188 |  | 200 | 764.4006 | 153.5321 | 220.9544 | 257.3711 | 6.2384 | 66.75 | 177.8206 | 203.5702 | 8.2849 | 13 |  | 200 | 748.8732 | 154.2777 | 206.1127 | 255.4943 | 6.2384 | 58.1923 | 178.1809 | 319.9915 | 8.7178 | 173
| 201 | 563.7068 | 116.3146 | 182.5408 | 212.0625 | 6.2384 | 50.0581 | 193.8294 | 16.0349 | 6.3479 | 41 |  | 201 | 622.2332 | 101.618 | 190.882 | 219.2932 | 6.2384 | 106.5898 | 193.8463 | 24.948 | 7.0877 | 192 |  | 201 | 757.5313 | 152.9589 | 220.138 | 257.1051 | 6.2384 | 66.7288 | 177.5697 | 202.7985 | 8.2849 | 17 |  | 201 | 741.9865 | 153.7924 | 205.5155 | 255.2215 | 6.2384 | 58.1605 | 177.9377 | 319.2265 | 8.7178 | 176
| 202 | 558.7849 | 115.7862 | 181.7674 | 211.8575 | 6.2384 | 50.0242 | 193.5457 | 15.9034 | 6.3479 | 45 |  | 202 | 616.214 | 101.4438 | 190.2958 | 219.0698 | 6.2384 | 106.6941 | 193.5531 | 24.7826 | 7.0877 | 195 |  | 202 | 751.251 | 152.1701 | 218.9481 | 256.8391 | 6.2384 | 66.7079 | 177.3194 | 202.0275 | 8.2849 | 20 |  | 202 | 735.979 | 152.9222 | 204.4459 | 254.9268 | 6.2384 | 58.1286 | 177.6949 | 318.464 | 8.7178 | 179
| 203 | 553.9116 | 115.4977 | 180.6867 | 211.6715 | 6.2384 | 49.9904 | 193.2631 | 15.7725 | 6.3479 | 49 |  | 203 | 610.6337 | 101.2387 | 189.2571 | 218.891 | 6.2384 | 106.8004 | 193.2606 | 24.617 | 7.0877 | 199 |  | 203 | 744.6411 | 151.4362 | 218.0487 | 256.5573 | 6.2384 | 66.6871 | 177.07 | 201.2575 | 8.2849 | 23 |  | 203 | 729.4756 | 152.1454 | 203.763 | 254.6481 | 6.2384 | 58.0968 | 177.4527 | 317.7042 | 8.7178 | 182
| 204 | 548.4848 | 115.0901 | 180.2785 | 211.4854 | 6.2384 | 49.9565 | 192.9815 | 15.6422 | 6.3479 | 53 |  | 204 | 604.5979 | 100.9264 | 188.7775 | 218.7157 | 6.2384 | 106.9088 | 192.9692 | 24.4513 | 7.0877 | 203 |  | 204 | 737.1275 | 150.9328 | 217.7533 | 256.3448 | 6.2384 | 66.6666 | 176.8214 | 200.4884 | 8.2849 | 26 |  | 204 | 722.3378 | 151.6802 | 203.3896 | 254.3824 | 6.2384 | 58.065 | 177.2111 | 316.9473 | 8.7178 | 185
| 205 | 542.6959 | 114.8323 | 180.0826 | 211.2994 | 6.2384 | 49.9227 | 192.7011 | 15.5125 | 6.3479 | 57 |  | 205 | 598.9707 | 100.4487 | 188.0547 | 218.5404 | 6.2384 | 107.019 | 192.6788 | 24.2857 | 7.0877 | 207 |  | 205 | 730.1669 | 150.1789 | 217.1554 | 256.1323 | 6.2384 | 66.6463 | 176.5739 | 199.7206 | 8.2849 | 29 |  | 205 | 715.3303 | 151.1265 | 202.9747 | 254.1166 | 6.2384 | 58.0334 | 176.9703 | 316.1935 | 8.7178 | 188
| 206 | 536.8737 | 114.6765 | 179.8337 | 211.0979 | 6.2384 | 49.889 | 192.422 | 15.3835 | 6.3479 | 61 |  | 206 | 593.2412 | 99.8316 | 187.5736 | 218.3651 | 6.2384 | 107.1311 | 192.3897 | 24.12 | 7.0877 | 211 |  | 206 | 723.8215 | 149.4151 | 215.9522 | 255.9198 | 6.2384 | 66.6263 | 176.3273 | 198.954 | 8.2849 | 33 |  | 206 | 708.8046 | 150.6952 | 201.9554 | 253.8509 | 6.2384 | 58.0018 | 176.7303 | 315.443 | 8.7178 | 191
| 207 | 531.8929 | 114.2071 | 179.0403 | 210.9128 | 6.2384 | 49.8552 | 192.1443 | 15.2552 | 6.3479 | 65 |  | 207 | 588.0025 | 98.9724 | 186.8438 | 218.1898 | 6.2384 | 107.2449 | 192.1018 | 23.9544 | 7.0877 | 214 |  | 207 | 717.0622 | 148.2082 | 215.606 | 255.7073 | 6.2384 | 66.6064 | 176.082 | 198.1888 | 8.2849 | 36 |  | 207 | 701.7603 | 150.0829 | 201.5948 | 253.6263 | 6.2384 | 57.9702 | 176.4912 | 314.696 | 8.7178 | 194
| 208 | 527.5287 | 113.1358 | 178.2323 | 210.7276 | 6.2384 | 49.8216 | 191.8681 | 15.1276 | 6.3479 | 69 |  | 208 | 582.9743 | 97.9835 | 186.0443 | 218.0034 | 6.2384 | 107.3604 | 191.8154 | 23.789 | 7.0877 | 218 |  | 208 | 710.3852 | 147.036 | 215.1427 | 255.4948 | 6.2384 | 66.5868 | 175.8379 | 197.4253 | 8.2849 | 39 |  | 208 | 695.5634 | 148.7672 | 201.0857 | 253.4059 | 6.2384 | 57.9388 | 176.2532 | 313.9527 | 8.7178 | 197
| 209 | 522.5185 | 112.4907 | 177.6441 | 210.5425 | 6.2384 | 49.7879 | 191.5935 | 15.0007 | 6.3479 | 73 |  | 209 | 577.5781 | 97.1837 | 185.4095 | 217.8311 | 6.2384 | 107.4775 | 191.5306 | 23.6237 | 7.0877 | 222 |  | 209 | 703.9759 | 145.776 | 214.5022 | 255.2796 | 6.2384 | 66.5674 | 175.5952 | 196.6635 | 8.2849 | 42 |  | 209 | 689.7198 | 147.5603 | 200.1359 | 253.1642 | 6.2384 | 57.9074 | 176.0163 | 313.2132 | 8.7178 | 200
| 210 | 518.0631 | 111.6098 | 176.737 | 210.3574 | 6.2384 | 49.7544 | 191.3205 | 14.8745 | 6.3479 | 77 |  | 210 | 571.7639 | 96.6903 | 184.8865 | 217.6589 | 6.2384 | 107.5961 | 191.2473 | 23.4587 | 7.0877 | 225 |  | 210 | 697.4233 | 145.039 | 213.4758 | 255.0707 | 6.2384 | 66.5482 | 175.354 | 195.9035 | 8.2849 | 45 |  | 210 | 683.6544 | 146.8252 | 198.9114 | 252.9473 | 6.2384 | 57.8762 | 175.7806 | 312.4777 | 8.7178 | 203
| 211 | 513.1291 | 111.063 | 175.9743 | 210.1723 | 6.2384 | 49.7209 | 191.0494 | 14.7491 | 6.3479 | 80 |  | 211 | 566.5633 | 95.8079 | 184.1388 | 217.4866 | 6.2384 | 107.7162 | 190.9659 | 23.2939 | 7.0877 | 229 |  | 211 | 690.6011 | 144.2815 | 212.7396 | 254.8617 | 6.2384 | 66.5292 | 175.1143 | 195.1455 | 8.2849 | 48 |  | 211 | 676.9547 | 146.2071 | 198.2041 | 252.7304 | 6.2384 | 57.845 | 175.5462 | 311.7465 | 8.7178 | 206
| 212 | 508.6073 | 110.4049 | 174.9107 | 209.9872 | 6.2384 | 49.6876 | 190.7802 | 14.6244 | 6.3479 | 84 |  | 212 | 561.1172 | 95.3335 | 183.2285 | 217.3143 | 6.2384 | 107.8376 | 190.6864 | 23.1294 | 7.0877 | 233 |  | 212 | 684.5057 | 143.0785 | 211.722 | 254.6528 | 6.2384 | 66.5105 | 174.8762 | 194.3896 | 8.2849 | 52 |  | 212 | 670.1427 | 145.6576 | 197.5407 | 252.5135 | 6.2384 | 57.814 | 175.3132 | 311.0197 | 8.7178 | 209
| 213 | 503.8572 | 109.6631 | 174.1592 | 209.802 | 6.2384 | 49.6543 | 190.513 | 14.5005 | 6.3479 | 88 |  | 213 | 555.3618 | 94.8482 | 182.6384 | 217.142 | 6.2384 | 107.9604 | 190.4088 | 22.9653 | 7.0877 | 237 |  | 213 | 677.8777 | 142.0963 | 211.0161 | 254.4438 | 6.2384 | 66.492 | 174.6399 | 193.6361 | 8.2849 | 55 |  | 213 | 663.4074 | 145.0687 | 196.8397 | 252.2965 | 6.2384 | 57.7831 | 175.0817 | 310.2976 | 8.7178 | 211
| 214 | 498.8279 | 109.1099 | 173.4983 | 209.6169 | 6.2384 | 49.6211 | 190.2479 | 14.3774 | 6.3479 | 92 |  | 214 | 549.9725 | 94.1724 | 181.8728 | 216.9698 | 6.2384 | 108.0843 | 190.1334 | 22.8016 | 7.0877 | 240 |  | 214 | 671.1538 | 141.5661 | 209.9542 | 254.2349 | 6.2384 | 66.4737 | 174.4054 | 192.8849 | 8.2849 | 58 |  | 214 | 656.7323 | 144.4483 | 196.1102 | 252.0796 | 6.2384 | 57.7524 | 174.8519 | 309.5802 | 8.7178 | 214
| 215 | 493.7052 | 108.7693 | 172.718 | 209.4318 | 6.2384 | 49.588 | 189.985 | 14.2551 | 6.3479 | 96 |  | 215 | 544.9702 | 93.5888 | 180.628 | 216.7975 | 6.2384 | 108.2094 | 189.8602 | 22.6383 | 7.0877 | 244 |  | 215 | 664.6958 | 140.6144 | 209.048 | 254.0259 | 6.2384 | 66.4556 | 174.1729 | 192.1363 | 8.2849 | 61 |  | 215 | 650.7987 | 143.3729 | 195.0942 | 251.8627 | 6.2384 | 57.7217 | 174.6237 | 308.8679 | 8.7178 | 217
| 216 | 488.1389 | 108.5521 | 172.2581 | 209.2467 | 6.2384 | 49.5551 | 189.7244 | 14.1336 | 6.3479 | 100 |  | 216 | 539.3405 | 93.0091 | 179.9464 | 216.6855 | 6.2384 | 108.3356 | 189.5893 | 22.4755 | 7.0877 | 248 |  | 216 | 658.0164 | 139.8854 | 208.1404 | 253.817 | 6.2384 | 66.4378 | 173.9423 | 191.3904 | 8.2849 | 64 |  | 216 | 644.3583 | 142.4197 | 194.4628 | 251.6457 | 6.2384 | 57.6913 | 174.3973 | 308.1608 | 8.7178 | 220
| 217 | 482.9186 | 108.1923 | 171.5948 | 209.0616 | 6.2384 | 49.5223 | 189.4663 | 14.013 | 6.3479 | 104 |  | 217 | 533.7722 | 92.5103 | 179.1135 | 216.5825 | 6.2384 | 108.4628 | 189.3209 | 22.3133 | 7.0877 | 251 |  | 217 | 651.4452 | 138.9439 | 207.3372 | 253.608 | 6.2384 | 66.4202 | 173.7139 | 190.6473 | 8.2849 | 67 |  | 217 | 638.3054 | 141.3811 | 193.5293 | 251.4288 | 6.2384 | 57.661 | 174.1729 | 307.459 | 8.7178 | 223
| 218 | 477.7287 | 107.6804 | 171.053 | 208.8764 | 6.2384 | 49.4896 | 189.2106 | 13.8933 | 6.3479 | 108 |  | 218 | 528.5446 | 91.7726 | 178.2406 | 216.4178 | 6.2384 | 108.5908 | 189.0551 | 22.1517 | 7.0877 | 255 |  | 218 | 644.8903 | 137.8844 | 206.6356 | 253.3991 | 6.2384 | 66.4028 | 173.4878 | 189.9071 | 8.2849 | 70 |  | 218 | 631.7308 | 140.6437 | 192.8162 | 251.2119 | 6.2384 | 57.6308 | 173.9504 | 306.7628 | 8.7178 | 226
| 219 | 472.7567 | 107.1643 | 170.4038 | 208.5851 | 6.2384 | 49.457 | 188.9576 | 13.7744 | 6.3479 | 112 |  | 219 | 522.5679 | 91.3616 | 177.8398 | 216.2032 | 6.2384 | 108.7198 | 188.7919 | 21.9907 | 7.0877 | 258 |  | 219 | 638.4228 | 137.015 | 205.6565 | 253.1901 | 6.2384 | 66.3856 | 173.2639 | 189.1701 | 8.2849 | 73 |  | 219 | 624.8786 | 139.9649 | 192.3221 | 250.995 | 6.2384 | 57.6008 | 173.73 | 306.0724 | 8.7178 | 228
| 220 | 468.0309 | 106.5119 | 169.6853 | 208.3854 | 6.2384 | 49.4247 | 188.7072 | 13.6565 | 6.3479 | 115 |  | 220 | 517.3361 | 90.542 | 177.0512 | 216.0403 | 6.2384 | 108.8494 | 188.5316 | 21.8304 | 7.0877 | 262 |  | 220 | 632.2232 | 135.8456 | 204.6919 | 252.9988 | 6.2384 | 66.3687 | 173.0424 | 188.4363 | 8.2849 | 77 |  | 220 | 618.7266 | 138.9428 | 191.4712 | 250.778 | 6.2384 | 57.571 | 173.5117 | 305.388 | 8.7178 | 231
| 221 | 464.6621 | 105.882 | 169.1954 | 208.222 | 6.2384 | 49.3925 | 188.4597 | 13.5394 | 6.3479 | 119 |  | 221 | 512.2965 | 89.7084 | 176.1548 | 215.8068 | 6.2384 | 108.9798 | 188.2742 | 21.6709 | 7.0877 | 265 |  | 221 | 625.7425 | 134.6703 | 203.9685 | 252.8532 | 6.2384 | 66.352 | 172.8234 | 187.7059 | 8.2849 | 80 |  | 221 | 612.5976 | 137.7899 | 190.7281 | 250.5611 | 6.2384 | 57.5414 | 173.2958 | 304.7097 | 8.7178 | 234
| 222 | 461.6088 | 105.2013 | 168.4493 | 208.0503 | 6.2384 | 49.3604 | 188.2151 | 13.4233 | 6.3479 | 123 |  | 222 | 507.1249 | 89.24 | 175.7007 | 215.6588 | 6.2384 | 109.1107 | 188.0198 | 21.5121 | 7.0877 | 269 |  | 222 | 619.5565 | 133.4079 | 203.0375 | 252.7076 | 6.2384 | 66.3355 | 172.6071 | 186.9791 | 8.2849 | 83 |  | 222 | 606.6895 | 136.7506 | 189.6793 | 250.3153 | 6.2384 | 57.512 | 173.0822 | 304.0377 | 8.7178 | 237
| 223 | 459.2367 | 104.5064 | 167.0973 | 207.8175 | 6.2384 | 49.3286 | 187.9736 | 13.3082 | 6.3479 | 127 |  | 223 | 503.7379 | 88.5176 | 174.9374 | 215.5119 | 6.2384 | 109.2422 | 187.7685 | 21.3542 | 7.0877 | 273 |  | 223 | 613.3009 | 132.6153 | 201.849 | 252.4195 | 6.2384 | 66.3193 | 172.3934 | 186.2558 | 8.2849 | 86 |  | 223 | 600.9729 | 136.1787 | 188.6633 | 250.1086 | 6.2384 | 57.4828 | 172.8711 | 303.3723 | 8.7178 | 239
| 224 | 455.8365 | 104.0362 | 166.629 | 207.5043 | 6.2384 | 49.2969 | 187.7352 | 13.194 | 6.3479 | 131 |  | 224 | 500.3153 | 87.8082 | 174.1968 | 215.365 | 6.2384 | 109.3741 | 187.5205 | 21.1971 | 7.0877 | 276 |  | 224 | 608.1755 | 132.1112 | 201.23 | 252.1997 | 6.2384 | 66.3033 | 172.1825 | 185.5364 | 8.2849 | 89 |  | 224 | 596.5735 | 135.7152 | 187.8038 | 249.9107 | 6.2384 | 57.4538 | 172.6626 | 302.7135 | 8.7178 | 242
| 225 | 452.384 | 103.4639 | 166.0095 | 207.4968 | 6.2384 | 49.2655 | 187.5 | 13.0808 | 6.3479 | 135 |  | 225 | 496.9731 | 87.1645 | 173.3099 | 215.2181 | 6.2384 | 109.5064 | 187.2759 | 21.041 | 7.0877 | 280 |  | 225 | 603.8119 | 131.1555 | 200.6137 | 252.0688 | 6.2384 | 66.2875 | 171.9745 | 184.8209 | 8.2849 | 92 |  | 225 | 592.2613 | 135.1399 | 187.0471 | 249.6347 | 6.2384 | 57.425 | 172.4567 | 302.0618 | 8.7178 | 245
| 226 | 448.7447 | 102.9817 | 165.4785 | 207.4974 | 6.2384 | 49.2342 | 187.2681 | 12.9686 | 6.3479 | 138 |  | 226 | 493.3571 | 86.5233 | 172.6944 | 215.0712 | 6.2384 | 109.639 | 187.0348 | 20.8858 | 7.0877 | 283 |  | 226 | 600.0195 | 130.1555 | 199.56 | 251.8484 | 6.2384 | 66.272 | 171.7694 | 184.1095 | 8.2849 | 95 |  | 226 | 588.1733 | 134.0229 | 186.6025 | 249.3641 | 6.2384 | 57.3964 | 172.2536 | 301.4171 | 8.7178 | 248
| 227 | 445.4044 | 102.4415 | 164.6906 | 207.5139 | 6.2384 | 49.2032 | 187.0397 | 12.8575 | 6.3479 | 142 |  | 227 | 490.2214 | 85.8249 | 171.5273 | 215.053 | 6.2384 | 109.7718 | 186.7973 | 20.7317 | 7.0877 | 287 |  | 227 | 596.5043 | 128.3717 | 199.021 | 251.6199 | 6.2384 | 66.2566 | 171.5675 | 183.4024 | 8.2849 | 98 |  | 227 | 585.3777 | 132.0695 | 185.6879 | 249.1075 | 6.2384 | 57.3681 | 172.0533 | 300.7797 | 8.7178 | 250
| 228 | 442.22 | 101.6563 | 164.1643 | 207.3579 | 6.2384 | 49.1724 | 186.8147 | 12.7474 | 6.3479 | 146 |  | 228 | 486.8407 | 84.9744 | 170.6225 | 215.1692 | 6.2384 | 109.9048 | 186.5634 | 20.5786 | 7.0877 | 290 |  | 228 | 591.8315 | 127.8047 | 198.2121 | 251.6021 | 6.2384 | 66.2416 | 171.3687 | 182.6995 | 8.2849 | 101 |  | 228 | 580.958 | 131.2752 | 185.0162 | 249.073 | 6.2384 | 57.34 | 171.856 | 300.1498 | 8.7178 | 253
| 229 | 438.8448 | 101.1824 | 163.5175 | 207.2019 | 6.2384 | 49.1419 | 186.5935 | 12.6383 | 6.3479 | 150 |  | 229 | 482.5508 | 84.7198 | 169.9922 | 215.3245 | 6.2384 | 110.0378 | 186.3335 | 20.4266 | 7.0877 | 293 |  | 229 | 587.1032 | 126.9879 | 197.5966 | 251.6961 | 6.2384 | 66.2267 | 171.1731 | 182.0012 | 8.2849 | 104 |  | 229 | 576.1913 | 130.6366 | 184.3882 | 249.1861 | 6.2384 | 57.3121 | 171.6617 | 299.5275 | 8.7178 | 256
| 230 | 434.9533 | 101.0492 | 163.0465 | 207.0459 | 6.2384 | 49.1115 | 186.3759 | 12.5303 | 6.3479 | 153 |  | 230 | 478.3136 | 84.3909 | 169.6025 | 215.2608 | 6.2384 | 110.1709 | 186.1074 | 20.2758 | 7.0877 | 297 |  | 230 | 582.3464 | 126.3402 | 196.7545 | 251.8762 | 6.2384 | 66.2121 | 170.981 | 181.3075 | 8.2849 | 107 |  | 230 | 571.4752 | 130.1835 | 183.5326 | 249.2908 | 6.2384 | 57.2845 | 171.4706 | 298.9132 | 8.7178 | 258
| 231 | 431.6378 | 100.5572 | 162.4253 | 206.8225 | 6.2384 | 49.0815 | 186.1623 | 12.4234 | 6.3479 | 157 |  | 231 | 474.85 | 83.8346 | 168.6665 | 215.1971 | 6.2384 | 110.3038 | 185.8854 | 20.1262 | 7.0877 | 300 |  | 231 | 577.9886 | 125.9431 | 195.5863 | 251.7328 | 6.2384 | 66.1978 | 170.7922 | 180.6185 | 8.2849 | 110 |  | 231 | 567.1594 | 129.4983 | 182.7617 | 249.1424 | 6.2384 | 57.2572 | 171.2827 | 298.3068 | 8.7178 | 261
| 232 | 428.4718 | 100.1843 | 161.5606 | 206.5744 | 6.2384 | 49.0517 | 185.9525 | 12.3176 | 6.3479 | 161 |  | 232 | 470.766 | 83.51 | 168.1089 | 215.1437 | 6.2384 | 110.4366 | 185.6676 | 19.9779 | 7.0877 | 304 |  | 232 | 573.581 | 124.9656 | 195.0484 | 251.5893 | 6.2384 | 66.1836 | 170.6071 | 179.9345 | 8.2849 | 113 |  | 232 | 562.7653 | 128.8208 | 182.0615 | 248.994 | 6.2384 | 57.2301 | 171.0981 | 297.7088 | 8.7178 | 263
| 233 | 425.0725 | 99.8905 | 161.1388 | 206.0374 | 6.2384 | 49.0222 | 185.7468 | 12.213 | 6.3479 | 164 |  | 233 | 466.9823 | 82.8616 | 167.5953 | 215.0698 | 6.2384 | 110.5691 | 185.4541 | 19.8308 | 7.0877 | 307 |  | 233 | 569.03 | 124.4796 | 194.1624 | 251.4458 | 6.2384 | 66.1697 | 170.4255 | 179.2555 | 8.2849 | 116 |  | 233 | 558.0801 | 128.321 | 181.4687 | 248.8516 | 6.2384 | 57.2034 | 170.917 | 297.1192 | 8.7178 | 266
| 234 | 421.4143 | 99.5704 | 160.8531 | 205.6495 | 6.2384 | 48.9929 | 185.5453 | 12.1094 | 6.3479 | 168 |  | 234 | 463.175 | 82.4466 | 166.8829 | 214.9849 | 6.2384 | 110.7013 | 185.245 | 19.6851 | 7.0877 | 310 |  | 234 | 564.508 | 123.8053 | 193.4356 | 251.3023 | 6.2384 | 66.1561 | 170.2477 | 178.5817 | 8.2849 | 119 |  | 234 | 553.4139 | 127.9678 | 180.7222 | 248.6973 | 6.2384 | 57.1769 | 170.7394 | 296.5382 | 8.7178 | 269
| 235 | 418.4544 | 98.7686 | 160.11 | 205.5025 | 6.2384 | 48.9639 | 185.3479 | 12.0071 | 6.3479 | 172 |  | 235 | 460.0455 | 81.7053 | 166.2354 | 214.4837 | 6.2384 | 110.8331 | 185.0404 | 19.5408 | 7.0877 | 314 |  | 235 | 560.5461 | 122.7396 | 192.6598 | 251.0393 | 6.2384 | 66.1427 | 170.0737 | 177.9133 | 8.2849 | 122 |  | 235 | 549.6354 | 127.304 | 179.7779 | 248.1637 | 6.2384 | 57.1507 | 170.5654 | 295.966 | 8.7178 | 271
| 236 | 415.3049 | 98.3123 | 159.1676 | 205.3988 | 6.2384 | 48.9353 | 185.155 | 11.9059 | 6.3479 | 175 |  | 236 | 456.8314 | 81.2171 | 165.2543 | 214.1474 | 6.2384 | 110.9645 | 184.8404 | 19.398 | 7.0877 | 317 |  | 236 | 556.3887 | 122.1554 | 191.8518 | 250.5224 | 6.2384 | 66.1295 | 169.9037 | 177.2503 | 8.2849 | 125 |  | 236 | 545.5936 | 126.5839 | 179.0672 | 247.7161 | 6.2384 | 57.1248 | 170.3951 | 295.4029 | 8.7178 | 274
| 237 | 411.7681 | 98.0661 | 158.4024 | 205.2951 | 6.2384 | 48.9069 | 184.9665 | 11.8059 | 6.3479 | 179 |  | 237 | 453.3798 | 80.6605 | 164.4187 | 213.9717 | 6.2384 | 111.0953 | 184.6452 | 19.2566 | 7.0877 | 320 |  | 237 | 552.1697 | 121.5649 | 191.0379 | 250.0794 | 6.2384 | 66.1165 | 169.7377 | 176.5929 | 8.2849 | 128 |  | 237 | 541.2949 | 125.9973 | 178.3211 | 247.4273 | 6.2384 | 57.0992 | 170.2287 | 294.8489 | 8.7178 | 276
| 238 | 408.4412 | 97.5456 | 157.7001 | 205.1929 | 6.2384 | 48.8789 | 184.7825 | 11.7072 | 6.3479 | 183 |  | 238 | 449.5094 | 80.2746 | 163.6649 | 213.9621 | 6.2384 | 111.2255 | 184.4549 | 19.1167 | 7.0877 | 323 |  | 238 | 547.523 | 121.1635 | 190.1457 | 249.953 | 6.2384 | 66.1038 | 169.5758 | 175.9412 | 8.2849 | 131 |  | 238 | 536.7395 | 125.5069 | 177.5297 | 247.3443 | 6.2384 | 57.0739 | 170.0661 | 294.3044 | 8.7178 | 279
| 239 | 404.7761 | 97.0697 | 157.2647 | 205.1175 | 6.2384 | 48.8512 | 184.6032 | 11.6096 | 6.3479 | 186 |  | 239 | 445.7843 | 79.58 | 163.0415 | 213.9858 | 6.2384 | 111.3549 | 184.2695 | 18.9785 | 7.0877 | 327 |  | 239 | 543.3092 | 120.205 | 189.3103 | 249.8942 | 6.2384 | 66.0914 | 169.4181 | 175.2954 | 8.2849 | 134 |  | 239 | 531.8614 | 124.9417 | 177.1041 | 247.293 | 6.2384 | 57.049 | 169.9076 | 293.7694 | 8.7178 | 281
| 240 | 401.3852 | 96.7542 | 156.7792 | 204.6575 | 6.2384 | 48.8238 | 184.4287 | 11.5133 | 6.3479 | 190 |  | 240 | 441.7307 | 79.1559 | 162.4758 | 214.0096 | 6.2384 | 111.4837 | 184.0892 | 18.8419 | 7.0877 | 330 |  | 240 | 538.8164 | 119.278 | 188.6967 | 249.8612 | 6.2384 | 66.0792 | 169.2647 | 174.6557 | 8.2849 | 137 |  | 240 | 527.5212 | 124.2775 | 176.2396 | 247.2417 | 6.2384 | 57.0244 | 169.7532 | 293.2442 | 8.7178 | 284
| 241 | 398.3503 | 96.3555 | 155.7358 | 204.4828 | 6.2384 | 48.7968 | 184.259 | 11.4183 | 6.3479 | 193 |  | 241 | 438.2203 | 78.3586 | 161.7401 | 214.0334 | 6.2384 | 111.6115 | 183.9141 | 18.7069 | 7.0877 | 333 |  | 241 | 534.1263 | 118.6091 | 188.011 | 249.8393 | 6.2384 | 66.0672 | 169.1157 | 174.0221 | 8.2849 | 140 |  | 241 | 522.9807 | 123.7852 | 175.4035 | 247.1904 | 6.2384 | 57.0001 | 169.6029 | 292.729 | 8.7178 | 286
| 242 | 395.3474 | 96.0067 | 154.4777 | 204.4407 | 6.2384 | 48.7701 | 184.0943 | 11.3246 | 6.3479 | 197 |  | 242 | 435.6019 | 77.7214 | 160.5087 | 213.5009 | 6.2384 | 111.7384 | 183.7443 | 18.5737 | 7.0877 | 336 |  | 242 | 530.0716 | 117.7993 | 186.8786 | 249.7697 | 6.2384 | 66.0555 | 168.9712 | 173.3948 | 8.2849 | 143 |  | 242 | 519.048 | 123.3157 | 174.2461 | 246.8299 | 6.2384 | 56.9762 | 169.457 | 292.224 | 8.7178 | 289
| 243 | 391.9482 | 95.4839 | 153.7898 | 204.3986 | 6.2384 | 48.7438 | 183.9347 | 11.2322 | 6.3479 | 201 |  | 243 | 432.713 | 76.7956 | 159.7206 | 213.084 | 6.2384 | 111.8643 | 183.58 | 18.4423 | 7.0877 | 339 |  | 243 | 525.8605 | 117.3529 | 186.1705 | 249.0688 | 6.2384 | 66.044 | 168.8314 | 172.7739 | 8.2849 | 145 |  | 243 | 514.897 | 122.8268 | 173.6769 | 246.1188 | 6.2384 | 56.9526 | 169.3155 | 291.7292 | 8.7178 | 291
| 244 | 387.9926 | 95.3093 | 153.3103 | 204.3565 | 6.2384 | 48.7178 | 183.7802 | 11.141 | 6.3479 | 204 |  | 244 | 428.8606 | 76.4021 | 159.2715 | 212.7594 | 6.2384 | 111.9892 | 183.4212 | 18.3127 | 7.0877 | 343 |  | 244 | 521.577 | 117.0616 | 185.4621 | 248.2855 | 6.2384 | 66.0327 | 168.6962 | 172.1596 | 8.2849 | 148 |  | 244 | 510.3837 | 122.5909 | 173.0802 | 245.5445 | 6.2384 | 56.9294 | 169.1784 | 291.2451 | 8.7178 | 293
| 245 | 383.9548 | 95.1089 | 152.8846 | 204.3685 | 6.2384 | 48.6922 | 183.631 | 11.0513 | 6.3479 | 208 |  | 245 | 424.8178 | 76.1368 | 158.884 | 212.4355 | 6.2384 | 112.1128 | 183.268 | 18.1849 | 7.0877 | 346 |  | 245 | 517.0431 | 116.7505 | 185.0241 | 247.5022 | 6.2384 | 66.0218 | 168.5657 | 171.552 | 8.2849 | 151 |  | 245 | 506.0973 | 121.891 | 172.6478 | 245.043 | 6.2384 | 56.9066 | 169.0459 | 290.7716 | 8.7178 | 296
| 246 | 380.0314 | 94.7446 | 152.5637 | 204.3253 | 6.2384 | 48.667 | 183.4871 | 10.9628 | 6.3479 | 211 |  | 246 | 420.5871 | 75.9081 | 158.6489 | 212.1104 | 6.2384 | 112.2352 | 183.1206 | 18.0591 | 7.0877 | 349 |  | 246 | 512.8811 | 116.2946 | 184.1203 | 246.9573 | 6.2384 | 66.011 | 168.4402 | 170.9513 | 8.2849 | 154 |  | 246 | 501.5918 | 121.4492 | 172.1765 | 244.5414 | 6.2384 | 56.8841 | 168.9181 | 290.3091 | 8.7178 | 298
| 247 | 376.164 | 94.2694 | 152.2877 | 204.2919 | 6.2384 | 48.6422 | 183.3487 | 10.8758 | 6.3479 | 215 |  | 247 | 416.5582 | 75.5286 | 158.32 | 211.8281 | 6.2384 | 112.3564 | 182.9792 | 17.9352 | 7.0877 | 352 |  | 247 | 508.1073 | 115.8403 | 183.7993 | 246.4398 | 6.2384 | 66.0005 | 168.3196 | 170.3575 | 8.2849 | 157 |  | 247 | 496.7289 | 121.1635 | 171.8886 | 244.0576 | 6.2384 | 56.862 | 168.7951 | 289.8577 | 8.7178 | 301
| 248 | 372.2779 | 93.8723 | 151.9787 | 204.2325 | 6.2384 | 48.6179 | 183.2159 | 10.7901 | 6.3479 | 218 |  | 248 | 412.4528 | 75.1828 | 158.1056 | 211.4741 | 6.2384 | 112.4761 | 182.8437 | 17.8133 | 7.0877 | 355 |  | 248 | 503.2065 | 115.3287 | 183.5705 | 246.0146 | 6.2384 | 65.9902 | 168.2041 | 169.7709 | 8.2849 | 160 |  | 248 | 492.0079 | 120.5175 | 171.7665 | 243.6265 | 6.2384 | 56.8403 | 168.677 | 289.4176 | 8.7178 | 303
| 249 | 368.2958 | 93.502 | 151.7531 | 204.1585 | 6.2384 | 48.5939 | 183.0888 | 10.7059 | 6.3479 | 222 |  | 249 | 408.4263 | 74.8181 | 157.8146 | 211.1367 | 6.2384 | 112.5943 | 182.7143 | 17.6935 | 7.0877 | 358 |  | 249 | 498.16 | 115.0581 | 183.3412 | 245.4944 | 6.2384 | 65.9802 | 168.0938 | 169.1916 | 8.2849 | 162 |  | 249 | 487.2413 | 120.2663 | 171.3923 | 243.0982 | 6.2384 | 56.8191 | 168.5638 | 288.989 | 8.7178 | 305
| 250 | 364.3467 | 93.1832 | 151.4823 | 204.0453 | 6.2384 | 48.5703 | 182.9675 | 10.6231 | 6.3479 | 225 |  | 250 | 404.3802 | 74.5016 | 157.4497 | 210.8446 | 6.2384 | 112.711 | 182.5912 | 17.5758 | 7.0877 | 361 |  | 250 | 492.975 | 114.6703 | 183.0875 | 245.2545 | 6.2384 | 65.9705 | 167.9887 | 168.6196 | 8.2849 | 165 |  | 250 | 482.4165 | 119.8251 | 170.95 | 242.8864 | 6.2384 | 56.7982 | 168.4557 | 288.5721 | 8.7178 | 307
| 251 | 360.5967 | 92.7199 | 151.0905 | 203.9986 | 6.2384 | 48.5472 | 182.852 | 10.5417 | 6.3479 | 228 |  | 251 | 400.4132 | 74.0072 | 156.9571 | 210.7791 | 6.2384 | 112.8261 | 182.4744 | 17.4603 | 7.0877 | 364 |  | 251 | 488.0711 | 114.2471 | 182.5422 | 245.0604 | 6.2384 | 65.961 | 167.889 | 168.0552 | 8.2849 | 168 |  | 251 | 477.394 | 119.4683 | 170.6534 | 242.6421 | 6.2384 | 56.7777 | 168.3527 | 288.1671 | 8.7178 | 310
| 252 | 356.9598 | 92.3031 | 150.5736 | 203.9174 | 6.2384 | 48.5245 | 182.7425 | 10.4618 | 6.3479 | 232 |  | 252 | 396.4869 | 73.6011 | 156.3763 | 210.6727 | 6.2384 | 112.9395 | 182.3641 | 17.347 | 7.0877 | 367 |  | 252 | 483.5377 | 113.6284 | 181.8207 | 244.8675 | 6.2384 | 65.9517 | 167.7947 | 167.4985 | 8.2849 | 171 |  | 252 | 473.1862 | 118.7356 | 169.8787 | 242.4371 | 6.2384 | 56.7577 | 168.255 | 287.7741 | 8.7178 | 312
| 253 | 353.5023 | 91.7652 | 150.0473 | 203.7871 | 6.2384 | 48.5023 | 182.6391 | 10.3833 | 6.3479 | 235 |  | 253 | 392.6732 | 73.0828 | 155.759 | 210.6025 | 6.2384 | 113.0511 | 182.2604 | 17.2358 | 7.0877 | 370 |  | 253 | 479.0146 | 112.7758 | 181.3024 | 244.6949 | 6.2384 | 65.9427 | 167.706 | 166.9496 | 8.2849 | 173 |  | 253 | 468.8162 | 117.9064 | 169.3612 | 242.2336 | 6.2384 | 56.7381 | 168.1627 | 287.3934 | 8.7178 | 314
| 254 | 349.8546 | 91.3896 | 149.4744 | 203.7315 | 6.2384 | 48.4805 | 182.5419 | 10.3064 | 6.3479 | 239 |  | 254 | 388.4582 | 72.7827 | 155.3611 | 210.4958 | 6.2384 | 113.1609 | 182.1633 | 17.127 | 7.0877 | 373 |  | 254 | 474.3729 | 112.011 | 180.8029 | 244.5344 | 6.2384 | 65.9339 | 167.6229 | 166.4087 | 8.2849 | 176 |  | 254 | 464.2006 | 117.3226 | 168.8383 | 242.0357 | 6.2384 | 56.719 | 168.0758 | 287.0251 | 8.7178 | 316
| 255 | 346.1844 | 90.9694 | 148.9555 | 203.689 | 6.2384 | 48.4592 | 182.451 | 10.2309 | 6.3479 | 242 |  | 255 | 384.6401 | 72.2726 | 154.832 | 210.3336 | 6.2384 | 113.2687 | 182.073 | 17.0206 | 7.0877 | 376 |  | 255 | 469.5573 | 111.4179 | 180.3195 | 244.3601 | 6.2384 | 65.9254 | 167.5455 | 165.8759 | 8.2849 | 179 |  | 255 | 459.4577 | 116.7969 | 168.4621 | 241.7603 | 6.2384 | 56.7002 | 167.9945 | 286.6695 | 8.7178 | 319
| 256 | 342.755 | 90.2458 | 148.4991 | 203.6464 | 6.2384 | 48.4383 | 182.3665 | 10.157 | 6.3479 | 245 |  | 256 | 380.6628 | 71.72 | 154.5005 | 210.1753 | 6.2384 | 113.3745 | 181.9897 | 16.9165 | 7.0877 | 378 |  | 256 | 464.8685 | 110.7084 | 179.9045 | 244.1068 | 6.2384 | 65.9172 | 167.474 | 165.3513 | 8.2849 | 182 |  | 256 | 454.8488 | 116.1306 | 168.1125 | 241.465 | 6.2384 | 56.682 | 167.9188 | 286.3267 | 8.7178 | 321
| 257 | 339.1596 | 89.7845 | 147.9465 | 203.6039 | 6.2384 | 48.418 | 182.2884 | 10.0847 | 6.3479 | 248 |  | 257 | 376.6012 | 71.3313 | 154.0051 | 210.1015 | 6.2384 | 113.4783 | 181.9134 | 16.8148 | 7.0877 | 381 |  | 257 | 460.1109 | 110.1809 | 179.3129 | 243.9169 | 6.2384 | 65.9092 | 167.4084 | 164.8351 | 8.2849 | 184 |  | 257 | 450.6189 | 115.2727 | 167.4823 | 241.2627 | 6.2384 | 56.6642 | 167.8488 | 285.997 | 8.7178 | 323
| 258 | 335.3877 | 89.3149 | 147.6153 | 203.5248 | 6.2384 | 48.3981 | 182.217 | 10.0138 | 6.3479 | 252 |  | 258 | 372.5121 | 70.8931 | 153.6154 | 209.9989 | 6.2384 | 113.5799 | 181.8443 | 16.716 | 7.0877 | 384 |  | 258 | 455.5066 | 109.18 | 178.9894 | 243.7791 | 6.2384 | 65.9014 | 167.3488 | 164.3274 | 8.2849 | 187 |  | 258 | 446.0036 | 114.4855 | 167.1489 | 241.0784 | 6.2384 | 56.6469 | 167.7847 | 285.6804 | 8.7178 | 325
| 259 | 331.9269 | 88.889 | 147.1425 | 203.2323 | 6.2384 | 48.3787 | 182.1522 | 9.9446 | 6.3479 | 255 |  | 259 | 368.5192 | 70.5187 | 153.0657 | 209.8962 | 6.2384 | 113.6792 | 181.7824 | 16.6209 | 7.0877 | 387 |  | 259 | 450.7272 | 108.5024 | 178.5177 | 243.6414 | 6.2384 | 65.894 | 167.2953 | 163.8283 | 8.2849 | 190 |  | 259 | 441.3974 | 113.8424 | 166.6621 | 240.8942 | 6.2384 | 56.63 | 167.7265 | 285.39 | 8.7178 | 327
| 260 | 328.3657 | 88.4988 | 146.7346 | 202.9399 | 6.2384 | 48.3599 | 182.0943 | 9.877 | 6.3479 | 258 |  | 260 | 364.8439 | 69.9697 | 152.4668 | 209.6999 | 6.2384 | 113.7762 | 181.7278 | 16.5288 | 7.0877 | 390 |  | 260 | 445.7139 | 107.915 | 178.1896 | 243.5036 | 6.2384 | 65.8867 | 167.248 | 163.3381 | 8.2849 | 192 |  | 260 | 436.3022 | 113.5196 | 166.3443 | 240.71 | 6.2384 | 56.6137 | 167.6743 | 285.1179 | 8.7178 | 329
| 261 | 325.16 | 87.9414 | 146.1492 | 202.6364 | 6.2384 | 48.3415 | 182.0432 | 9.8109 | 6.3479 | 262 |  | 261 | 360.9413 | 69.6739 | 152.0353 | 209.3102 | 6.2384 | 113.8709 | 181.6808 | 16.4392 | 7.0877 | 392 |  | 261 | 440.7899 | 107.3059 | 177.8221 | 243.3377 | 6.2384 | 65.8797 | 167.2071 | 162.8567 | 8.2849 | 195 |  | 261 | 431.7806 | 112.9038 | 165.9385 | 240.3329 | 6.2384 | 56.5978 | 167.6282 | 284.8588 | 8.7178 | 331
| 262 | 321.3138 | 87.6518 | 145.9437 | 202.3258 | 6.2384 | 48.3237 | 181.9992 | 9.7465 | 6.3479 | 265 |  | 262 | 357.1362 | 69.2184 | 151.6415 | 208.9452 | 6.2384 | 113.9631 | 181.6414 | 16.3522 | 7.0877 | 395 |  | 262 | 435.9715 | 106.8515 | 177.4952 | 242.8709 | 6.2384 | 65.873 | 167.1725 | 162.3845 | 8.2849 | 198 |  | 262 | 427.0488 | 112.461 | 165.6702 | 239.8556 | 6.2384 | 56.5824 | 167.5884 | 284.6131 | 8.7178 | 333
| 263 | 317.7573 | 87.1977 | 145.6131 | 202.0152 | 6.2384 | 48.3064 | 181.9622 | 9.6838 | 6.3479 | 268 |  | 263 | 353.3371 | 68.7109 | 151.2886 | 208.5851 | 6.2384 | 114.0527 | 181.6097 | 16.2679 | 7.0877 | 398 |  | 263 | 431.6741 | 106.1189 | 176.9255 | 242.4041 | 6.2384 | 65.8666 | 167.1444 | 161.9215 | 8.2849 | 200 |  | 263 | 422.5262 | 111.8967 | 165.3141 | 239.3783 | 6.2384 | 56.5676 | 167.5549 | 284.3808 | 8.7178 | 335
| 264 | 314.1062 | 86.8618 | 145.2588 | 201.7046 | 6.2384 | 48.2897 | 181.9325 | 9.6227 | 6.3479 | 271 |  | 264 | 349.6006 | 68.2045 | 150.8721 | 208.225 | 6.2384 | 114.1397 | 181.5858 | 16.1881 | 7.0877 | 400 |  | 264 | 427.563 | 105.1613 | 176.3945 | 241.9373 | 6.2384 | 65.8603 | 167.123 | 161.4678 | 8.2849 | 203 |  | 264 | 418.1038 | 111.3592 | 164.8272 | 238.905 | 6.2384 | 56.5532 | 167.5278 | 284.1621 | 8.7178 | 337
| 265 | 310.4823 | 86.5095 | 144.8814 | 201.4064 | 6.2384 | 48.2735 | 181.91 | 9.5633 | 6.3479 | 274 |  | 265 | 346.0499 | 67.6026 | 150.365 | 207.8648 | 6.2384 | 114.224 | 181.5699 | 16.1137 | 7.0877 | 403 |  | 265 | 423.0507 | 104.5335 | 175.9457 | 241.4598 | 6.2384 | 65.8544 | 167.1082 | 161.0236 | 8.2849 | 205 |  | 265 | 413.9748 | 110.6812 | 164.1812 | 238.4379 | 6.2384 | 56.5394 | 167.5072 | 283.9572 | 8.7178 | 339
| 266 | 307.0359 | 86.0987 | 144.3987 | 201.0944 | 6.2384 | 48.2579 | 181.895 | 9.5056 | 6.3479 | 277 |  | 266 | 342.3724 | 67.0352 | 149.9504 | 207.5047 | 6.2384 | 114.3056 | 181.562 | 16.042 | 7.0877 | 405 |  | 266 | 418.8664 | 103.707 | 175.3891 | 240.9605 | 6.2384 | 65.8487 | 167.1002 | 160.589 | 8.2849 | 208 |  | 266 | 409.6851 | 110.0921 | 163.6394 | 237.9383 | 6.2384 | 56.5261 | 167.4931 | 283.7663 | 8.7178 | 341
| 267 | 303.7687 | 85.6622 | 143.9728 | 200.5722 | 6.2384 | 48.2429 | 181.8875 | 9.4496 | 6.3479 | 280 |  | 267 | 338.4963 | 66.6201 | 149.5823 | 207.1446 | 6.2384 | 114.3843 | 181.5623 | 15.9728 | 7.0877 | 408 |  | 267 | 414.59 | 103.104 | 174.6891 | 240.4734 | 6.2384 | 65.8433 | 167.099 | 160.1642 | 8.2849 | 210 |  | 267 | 405.1347 | 109.5251 | 163.2355 | 237.5393 | 6.2384 | 56.5156 | 167.4858 | 283.5896 | 8.7178 | 343
| 268 | 300.2162 | 85.2903 | 143.6126 | 200.2049 | 6.2384 | 48.23 | 181.8876 | 9.3954 | 6.3479 | 283 |  | 268 | 334.9828 | 66.181 | 148.9523 | 206.7076 | 6.2384 | 114.46 | 181.5709 | 15.9066 | 7.0877 | 411 |  | 268 | 410.4707 | 102.3725 | 173.8617 | 240.0853 | 6.2384 | 65.8381 | 167.1048 | 159.7493 | 8.2849 | 213 |  | 268 | 400.8897 | 108.8362 | 162.4667 | 237.3218 | 6.2384 | 56.5059 | 167.4853 | 283.4272 | 8.7178 | 345
| 269 | 296.8912 | 84.883 | 143.1483 | 199.7497 | 6.2384 | 48.2184 | 181.8954 | 9.3429 | 6.3479 | 287 |  | 269 | 331.502 | 65.5834 | 148.4232 | 206.2955 | 6.2384 | 114.5328 | 181.5879 | 15.8431 | 7.0877 | 413 |  | 269 | 405.9371 | 101.657 | 173.3071 | 239.8223 | 6.2384 | 65.8332 | 167.1177 | 159.3444 | 8.2849 | 215 |  | 269 | 396.2652 | 108.4133 | 162.0348 | 236.881 | 6.2384 | 56.4966 | 167.4917 | 283.2793 | 8.7178 | 347
| 270 | 293.6678 | 84.4723 | 142.6425 | 199.2377 | 6.2384 | 48.2074 | 181.9111 | 9.2921 | 6.3479 | 290 |  | 270 | 327.7953 | 65.1081 | 147.9979 | 205.8833 | 6.2384 | 114.6025 | 181.6134 | 15.7823 | 7.0877 | 416 |  | 270 | 401.9341 | 100.7109 | 172.6989 | 239.3132 | 6.2384 | 65.8291 | 167.1378 | 158.9497 | 8.2849 | 218 |  | 270 | 391.9584 | 107.864 | 161.3526 | 236.499 | 6.2384 | 56.4877 | 167.5051 | 283.1461 | 8.7178 | 349
| 271 | 290.5416 | 84.0166 | 141.9596 | 198.8507 | 6.2384 | 48.1968 | 181.9346 | 9.2432 | 6.3479 | 293 |  | 271 | 324.2203 | 64.7395 | 147.4014 | 205.4038 | 6.2384 | 114.671 | 181.6476 | 15.7243 | 7.0877 | 418 |  | 271 | 397.3055 | 100.1226 | 172.0678 | 239.0947 | 6.2384 | 65.8269 | 167.1651 | 158.5654 | 8.2849 | 220 |  | 271 | 387.8021 | 106.9687 | 160.7162 | 236.2668 | 6.2384 | 56.4793 | 167.5255 | 283.0277 | 8.7178 | 351
| 272 | 287.7321 | 83.7464 | 141.3953 | 198.6155 | 6.2384 | 48.1866 | 181.9662 | 9.196 | 6.3479 | 296 |  | 272 | 320.58 | 64.3237 | 146.829 | 205.0127 | 6.2384 | 114.7361 | 181.6905 | 15.6694 | 7.0877 | 420 |  | 272 | 392.5142 | 99.5012 | 171.5376 | 238.971 | 6.2384 | 65.8249 | 167.1997 | 158.1914 | 8.2849 | 223 |  | 272 | 383.1724 | 106.3939 | 160.1984 | 236.0689 | 6.2384 | 56.4713 | 167.5532 | 282.9244 | 8.7178 | 352
| 273 | 285.4667 | 83.3527 | 141.0178 | 198.3729 | 6.2384 | 48.177 | 182.0059 | 9.1507 | 6.3479 | 298 |  | 273 | 316.926 | 63.7821 | 146.1694 | 204.8483 | 6.2384 | 114.7979 | 181.7422 | 15.6173 | 7.0877 | 423 |  | 273 | 387.9881 | 98.7732 | 170.9084 | 238.7878 | 6.2384 | 65.823 | 167.2418 | 157.8281 | 8.2849 | 225 |  | 273 | 379.0517 | 105.6138 | 159.4724 | 235.8091 | 6.2384 | 56.4638 | 167.5881 | 282.8362 | 8.7178 | 354
| 274 | 283.3837 | 82.828 | 140.541 | 198.1781 | 6.2384 | 48.1679 | 182.0539 | 9.1072 | 6.3479 | 301 |  | 274 | 314.241 | 63.4727 | 145.706 | 204.6158 | 6.2384 | 114.8561 | 181.803 | 15.5685 | 7.0877 | 425 |  | 274 | 383.9509 | 98.1804 | 170.1762 | 238.5518 | 6.2384 | 65.8212 | 167.2915 | 157.4756 | 8.2849 | 228 |  | 274 | 376.0001 | 105.1536 | 159.0127 | 235.5493 | 6.2384 | 56.4567 | 167.6304 | 282.7635 | 8.7178 | 356
| 275 | 281.2427 | 82.4655 | 139.9791 | 197.9643 | 6.2384 | 48.1593 | 182.11 | 9.0656 | 6.3479 | 304 |  | 275 | 311.8769 | 63.1286 | 145.3128 | 204.1742 | 6.2384 | 114.9108 | 181.8727 | 15.523 | 7.0877 | 428 |  | 275 | 380.7743 | 97.8653 | 169.5895 | 238.3093 | 6.2384 | 65.8195 | 167.3486 | 157.1338 | 8.2849 | 230 |  | 275 | 372.9943 | 104.7673 | 158.529 | 235.1938 | 6.2384 | 56.4501 | 167.68 | 282.7061 | 8.7178 | 358
| 276 | 278.814 | 82.206 | 139.5653 | 197.7869 | 6.2384 | 48.1512 | 182.1739 | 9.0257 | 6.3479 | 307 |  | 276 | 309.3797 | 62.8089 | 144.9455 | 203.8156 | 6.2384 | 114.9619 | 181.9508 | 15.4803 | 7.0877 | 430 |  | 276 | 377.7337 | 97.3975 | 169.149 | 237.9373 | 6.2384 | 65.818 | 167.4129 | 156.8024 | 8.2849 | 232 |  | 276 | 369.7822 | 104.4043 | 158.181 | 234.8858 | 6.2384 | 56.4438 | 167.7366 | 282.6633 | 8.7178 | 359
| 277 | 276.3615 | 81.889 | 139.1926 | 197.6498 | 6.2384 | 48.1435 | 182.2448 | 8.9877 | 6.3479 | 310 |  | 277 | 306.8488 | 62.4467 | 144.5533 | 203.558 | 6.2384 | 115.0097 | 182.0367 | 15.4402 | 7.0877 | 432 |  | 277 | 374.6494 | 96.8906 | 168.7306 | 237.626 | 6.2384 | 65.8166 | 167.4837 | 156.481 | 8.2849 | 235 |  | 277 | 366.795 | 103.9823 | 157.7448 | 234.4999 | 6.2384 | 56.4381 | 167.7995 | 282.6342 | 8.7178 | 361
| 278 | 274.0094 | 81.4661 | 138.8585 | 197.4796 | 6.2384 | 48.1363 | 182.3223 | 8.9513 | 6.3479 | 313 |  | 278 | 304.2134 | 62.1255 | 144.2156 | 203.3094 | 6.2384 | 115.054 | 182.1298 | 15.4025 | 7.0877 | 434 |  | 278 | 371.6385 | 96.3865 | 168.2935 | 237.2573 | 6.2384 | 65.8153 | 167.5605 | 156.1691 | 8.2849 | 237 |  | 278 | 363.8595 | 103.5511 | 157.2225 | 234.1576 | 6.2384 | 56.4327 | 167.8682 | 282.6177 | 8.7178 | 363
| 279 | 271.5822 | 81.189 | 138.479 | 197.2842 | 6.2384 | 48.1295 | 182.4056 | 8.9166 | 6.3479 | 316 |  | 279 | 301.4466 | 61.8066 | 143.8795 | 203.1882 | 6.2384 | 115.0951 | 182.2294 | 15.3673 | 7.0877 | 437 |  | 279 | 368.5723 | 95.8522 | 167.8142 | 237.0163 | 6.2384 | 65.814 | 167.6427 | 155.8662 | 8.2849 | 239 |  | 279 | 360.7487 | 103.1173 | 156.7027 | 233.9907 | 6.2384 | 56.4276 | 167.9421 | 282.6129 | 8.7178 | 364
| 280 | 269.1853 | 80.8776 | 138.1577 | 197.0345 | 6.2384 | 48.1231 | 182.4942 | 8.8835 | 6.3479 | 319 |  | 280 | 298.8184 | 61.5078 | 143.4591 | 202.9929 | 6.2384 | 115.133 | 182.3348 | 15.3345 | 7.0877 | 439 |  | 280 | 365.0723 | 95.4391 | 167.5252 | 236.8975 | 6.2384 | 65.8128 | 167.7299 | 155.572 | 8.2849 | 242 |  | 280 | 357.6265 | 102.6902 | 156.2725 | 233.739 | 6.2384 | 56.423 | 168.0207 | 282.6189 | 8.7178 | 366
| 281 | 267.1098 | 80.6064 | 137.6636 | 196.596 | 6.2384 | 48.1171 | 182.5875 | 8.852 | 6.3479 | 321 |  | 281 | 296.1365 | 61.2592 | 143.0979 | 202.7417 | 6.2384 | 115.1678 | 182.4454 | 15.304 | 7.0877 | 441 |  | 281 | 361.9345 | 95.045 | 167.037 | 236.5969 | 6.2384 | 65.8117 | 167.8214 | 155.2859 | 8.2849 | 244 |  | 281 | 354.3863 | 102.2985 | 156.0033 | 233.4087 | 6.2384 | 56.4186 | 168.1035 | 282.6346 | 8.7178 | 368
| 282 | 265.028 | 80.2561 | 137.313 | 196.0995 | 6.2384 | 48.1115 | 182.6848 | 8.822 | 6.3479 | 324 |  | 282 | 293.7072 | 60.9526 | 142.7116 | 202.321 | 6.2384 | 115.1995 | 182.5606 | 15.2756 | 7.0877 | 443 |  | 282 | 358.7933 | 94.6929 | 166.6111 | 236.1951 | 6.2384 | 65.8106 | 167.9166 | 155.0075 | 8.2849 | 246 |  | 282 | 351.5438 | 101.8268 | 155.5274 | 232.9675 | 6.2384 | 56.4146 | 168.1898 | 282.6592 | 8.7178 | 369
| 283 | 262.8904 | 79.968 | 136.8114 | 195.7474 | 6.2384 | 48.1063 | 182.7855 | 8.7935 | 6.3479 | 327 |  | 283 | 291.3822 | 60.6505 | 142.2725 | 201.8443 | 6.2384 | 115.2282 | 182.6797 | 15.2497 | 7.0877 | 445 |  | 283 | 355.6625 | 94.3761 | 166.2387 | 235.6943 | 6.2384 | 65.8096 | 168.0152 | 154.7363 | 8.2849 | 248 |  | 283 | 348.4659 | 101.6098 | 155.0812 | 232.4774 | 6.2384 | 56.4109 | 168.2792 | 282.6917 | 8.7178 | 371
| 284 | 260.8179 | 79.533 | 136.4714 | 195.3157 | 6.2384 | 48.1014 | 182.889 | 8.7664 | 6.3479 | 329 |  | 284 | 288.9638 | 60.4054 | 141.8465 | 201.3909 | 6.2384 | 115.254 | 182.802 | 15.2259 | 7.0877 | 447 |  | 284 | 352.7124 | 93.9757 | 165.6709 | 235.2918 | 6.2384 | 65.8086 | 168.1165 | 154.4719 | 8.2849 | 251 |  | 284 | 345.4498 | 101.1843 | 154.7324 | 232.0365 | 6.2384 | 56.4074 | 168.371 | 282.731 | 8.7178 | 372
| 285 | 258.4874 | 79.3688 | 136.146 | 194.8564 | 6.2384 | 48.0968 | 182.9948 | 8.7407 | 6.3479 | 332 |  | 285 | 286.4348 | 60.1496 | 141.4527 | 201.0267 | 6.2384 | 115.2769 | 182.9269 | 15.204 | 7.0877 | 449 |  | 285 | 349.6289 | 93.5722 | 165.3125 | 234.8163 | 6.2384 | 65.8076 | 168.2199 | 154.2139 | 8.2849 | 253 |  | 285 | 342.3224 | 100.8673 | 154.3701 | 231.6119 | 6.2384 | 56.4042 | 168.4647 | 282.7763 | 8.7178 | 374
| 286 | 256.3577 | 79.0598 | 135.6728 | 194.4891 | 6.2384 | 48.0925 | 183.1021 | 8.7163 | 6.3479 | 335 |  | 286 | 283.9369 | 59.8772 | 141.0443 | 200.6624 | 6.2384 | 115.2972 | 183.0538 | 15.1839 | 7.0877 | 451 |  | 286 | 346.6867 | 93.1443 | 164.7851 | 234.3929 | 6.2384 | 65.8066 | 168.325 | 153.9617 | 8.2849 | 255 |  | 286 | 339.5062 | 100.3524 | 153.9914 | 231.0905 | 6.2384 | 56.4012 | 168.5597 | 282.8266 | 8.7178 | 375
| 287 | 254.1618 | 78.6507 | 135.3724 | 194.1152 | 6.2384 | 48.0885 | 183.2105 | 8.6931 | 6.3479 | 337 |  | 287 | 281.6791 | 59.4987 | 140.6476 | 200.1527 | 6.2384 | 115.3147 | 183.182 | 15.1655 | 7.0877 | 453 |  | 287 | 343.8817 | 92.5912 | 164.3432 | 233.8721 | 6.2384 | 65.8056 | 168.4311 | 153.715 | 8.2849 | 257 |  | 287 | 336.9165 | 99.7911 | 153.4781 | 230.5235 | 6.2384 | 56.3985 | 168.6555 | 282.8809 | 8.7178 | 377
| 288 | 251.8045 | 78.3661 | 135.0607 | 193.7895 | 6.2384 | 48.0848 | 183.3192 | 8.6712 | 6.3479 | 340 |  | 288 | 279.3716 | 59.245 | 140.251 | 199.5676 | 6.2384 | 115.3296 | 183.3108 | 15.1488 | 7.0877 | 455 |  | 288 | 341.0288 | 92.2223 | 163.8884 | 233.228 | 6.2384 | 65.8045 | 168.5377 | 153.4732 | 8.2849 | 259 |  | 288 | 334.0746 | 99.4169 | 153.019 | 229.9675 | 6.2384 | 56.3959 | 168.7516 | 282.9383 | 8.7178 | 378
| 289 | 249.5195 | 77.9855 | 134.6863 | 193.5503 | 6.2384 | 48.0813 | 183.4276 | 8.6505 | 6.3479 | 343 |  | 289 | 277.0634 | 58.9362 | 139.8227 | 199.07 | 6.2384 | 115.342 | 183.4397 | 15.1335 | 7.0877 | 457 |  | 289 | 338.0856 | 91.9652 | 163.391 | 232.6048 | 6.2384 | 65.8035 | 168.6444 | 153.2359 | 8.2849 | 261 |  | 289 | 331.0399 | 99.0703 | 152.619 | 229.5175 | 6.2384 | 56.3935 | 168.8473 | 282.9977 | 8.7178 | 379
| 290 | 247.1187 | 77.6498 | 134.3827 | 193.3111 | 6.2384 | 48.0781 | 183.5352 | 8.631 | 6.3479 | 345 |  | 290 | 274.4684 | 58.6457 | 139.4511 | 198.7842 | 6.2384 | 115.352 | 183.5679 | 15.1198 | 7.0877 | 459 |  | 290 | 334.8827 | 91.6327 | 163.0381 | 232.1721 | 6.2384 | 65.8023 | 168.7504 | 153.0027 | 8.2849 | 264 |  | 290 | 327.943 | 98.7282 | 152.1535 | 229.1905 | 6.2384 | 56.3913 | 168.9421 | 283.0583 | 8.7178 | 381
| 291 | 244.6375 | 77.345 | 134.16 | 193.0405 | 6.2384 | 48.075 | 183.6414 | 8.6125 | 6.3479 | 348 |  | 291 | 271.888 | 58.2764 | 139.1264 | 198.5157 | 6.2384 | 115.3595 | 183.6949 | 15.1074 | 7.0877 | 461 |  | 291 | 331.8936 | 91.039 | 162.6422 | 231.83 | 6.2384 | 65.8011 | 168.8554 | 152.7731 | 8.2849 | 266 |  | 291 | 324.8366 | 98.2866 | 151.7973 | 228.8636 | 6.2384 | 56.3891 | 169.0355 | 283.1191 | 8.7178 | 382
| 292 | 242.5048 | 77.0595 | 133.6403 | 192.6991 | 6.2384 | 48.0722 | 183.7454 | 8.595 | 6.3479 | 350 |  | 292 | 269.2962 | 57.9362 | 138.784 | 198.2472 | 6.2384 | 115.3648 | 183.8199 | 15.0964 | 7.0877 | 463 |  | 292 | 328.8196 | 90.5906 | 162.1509 | 231.5228 | 6.2384 | 65.7998 | 168.9586 | 152.5467 | 8.2849 | 268 |  | 292 | 321.8059 | 97.951 | 151.2592 | 228.5367 | 6.2384 | 56.3871 | 169.1269 | 283.179 | 8.7178 | 383
| 293 | 240.3661 | 76.6416 | 133.1538 | 192.4629 | 6.2384 | 48.0695 | 183.8468 | 8.5786 | 6.3479 | 353 |  | 293 | 266.9459 | 57.6376 | 138.2556 | 197.8817 | 6.2384 | 115.3678 | 183.9423 | 15.0867 | 7.0877 | 465 |  | 293 | 325.7438 | 90.1562 | 161.7033 | 231.1598 | 6.2384 | 65.7985 | 169.0597 | 152.3229 | 8.2849 | 270 |  | 293 | 319.0276 | 97.5282 | 150.7429 | 228.0229 | 6.2384 | 56.3852 | 169.2158 | 283.2373 | 8.7178 | 385
| 294 | 237.9376 | 76.3799 | 132.8009 | 192.2267 | 6.2384 | 48.067 | 183.9448 | 8.563 | 6.3479 | 355 |  | 294 | 264.3326 | 57.4102 | 137.8968 | 197.5383 | 6.2384 | 115.3687 | 184.0614 | 15.0783 | 7.0877 | 466 |  | 294 | 322.8795 | 89.6437 | 161.2053 | 230.7138 | 6.2384 | 65.797 | 169.158 | 152.1014 | 8.2849 | 272 |  | 294 | 315.9417 | 97.1322 | 150.3187 | 227.6976 | 6.2384 | 56.3834 | 169.3015 | 283.2928 | 8.7178 | 386
| 295 | 235.7088 | 75.9798 | 132.3793 | 191.998 | 6.2384 | 48.0646 | 184.039 | 8.5484 | 6.3479 | 357 |  | 295 | 261.9005 | 57.083 | 137.3707 | 197.2807 | 6.2384 | 115.3675 | 184.1767 | 15.0709 | 7.0877 | 468 |  | 295 | 319.853 | 89.2006 | 160.6546 | 230.4132 | 6.2384 | 65.7954 | 169.253 | 151.8817 | 8.2849 | 274 |  | 295 | 312.9967 | 96.5773 | 149.9082 | 227.3768 | 6.2384 | 56.3816 | 169.3836 | 283.3446 | 8.7178 | 387
| 296 | 233.2019 | 75.757 | 132.0581 | 191.7695 | 6.2384 | 48.0623 | 184.1286 | 8.5346 | 6.3479 | 360 |  | 296 | 259.4073 | 56.6873 | 136.9745 | 197.0231 | 6.2384 | 115.3643 | 184.2875 | 15.0645 | 7.0877 | 470 |  | 296 | 316.8588 | 88.7768 | 160.0523 | 230.1127 | 6.2384 | 65.7937 | 169.3442 | 151.6632 | 8.2849 | 276 |  | 296 | 309.9866 | 96.175 | 149.4102 | 227.0559 | 6.2384 | 56.3798 | 169.4614 | 283.3918 | 8.7178 | 388
| 297 | 231.0393 | 75.2707 | 131.6563 | 191.541 | 6.2384 | 48.0601 | 184.2131 | 8.5217 | 6.3479 | 362 |  | 297 | 256.8143 | 56.4214 | 136.5481 | 196.7654 | 6.2384 | 115.3591 | 184.3931 | 15.0594 | 7.0877 | 471 |  | 297 | 313.8368 | 88.296 | 159.5349 | 229.8121 | 6.2384 | 65.7919 | 169.4309 | 151.4457 | 8.2849 | 278 |  | 297 | 307.0816 | 95.7216 | 148.8573 | 226.7358 | 6.2384 | 56.3781 | 169.5345 | 283.4335 | 8.7178 | 389
| 298 | 228.804 | 74.898 | 131.2135 | 191.3125 | 6.2384 | 48.058 | 184.2918 | 8.5094 | 6.3479 | 364 |  | 298 | 254.2836 | 56.0687 | 136.1361 | 196.5181 | 6.2384 | 115.3521 | 184.4929 | 15.0553 | 7.0877 | 473 |  | 298 | 310.7418 | 87.8657 | 159.0399 | 229.5115 | 6.2384 | 65.7899 | 169.5127 | 151.2286 | 8.2849 | 280 |  | 298 | 304.2068 | 95.1713 | 148.3549 | 226.4321 | 6.2384 | 56.3763 | 169.6022 | 283.4685 | 8.7178 | 391
| 299 | 226.5057 | 74.5482 | 130.7904 | 191.1043 | 6.2384 | 48.056 | 184.3642 | 8.4979 | 6.3479 | 367 |  | 299 | 251.6941 | 55.7567 | 135.7344 | 196.2784 | 6.2384 | 115.3434 | 184.5861 | 15.052 | 7.0877 | 475 |  | 299 | 307.663 | 87.4154 | 158.532 | 229.2276 | 6.2384 | 65.7878 | 169.589 | 151.0115 | 8.2849 | 281 |  | 299 | 301.0981 | 94.7112 | 147.988 | 226.1366 | 6.2384 | 56.3745 | 169.664 | 283.4961 | 8.7178 | 392
| 300 | 224.2662 | 74.1357 | 130.3702 | 190.8973 | 6.2384 | 48.054 | 184.4295 | 8.487 | 6.3479 | 369 |  | 300 | 248.9572 | 55.4448 | 135.4799 | 196.0386 | 6.2384 | 115.3329 | 184.6723 | 15.0495 | 7.0877 | 476 |  | 300 | 304.4161 | 87.0331 | 158.123 | 228.945 | 6.2384 | 65.7855 | 169.6593 | 150.7939 | 8.2849 | 283 |  | 300 | 298.1354 | 94.152 | 147.569 | 225.8462 | 6.2384 | 56.3727 | 169.7194 | 283.5151 | 8.7178 | 393
| 301 | 221.9534 | 73.8614 | 129.8849 | 190.6904 | 6.2384 | 48.0521 | 184.4873 | 8.4768 | 6.3479 | 371 |  | 301 | 246.5401 | 55.1159 | 134.9221 | 195.7997 | 6.2384 | 115.3208 | 184.7507 | 15.0477 | 7.0877 | 478 |  | 301 | 301.1786 | 86.6715 | 157.6838 | 228.6624 | 6.2384 | 65.783 | 169.723 | 150.5753 | 8.2849 | 285 |  | 301 | 295.0153 | 93.7372 | 147.1631 | 225.5557 | 6.2384 | 56.3707 | 169.7677 | 283.5248 | 8.7178 | 394
| 302 | 219.6094 | 73.5235 | 129.4938 | 190.484 | 6.2384 | 48.0501 | 184.5369 | 8.467 | 6.3479 | 373 |  | 302 | 243.8822 | 54.8928 | 134.4939 | 195.566 | 6.2384 | 115.3071 | 184.8206 | 15.0464 | 7.0877 | 479 |  | 302 | 297.9943 | 86.1819 | 157.3194 | 228.3799 | 6.2384 | 65.7802 | 169.7796 | 150.3554 | 8.2849 | 287 |  | 302 | 292.0077 | 93.2236 | 146.7435 | 225.2652 | 6.2384 | 56.3687 | 169.8085 | 283.524 | 8.7178 | 395
| 303 | 217.0763 | 73.217 | 129.2372 | 190.3012 | 6.2384 | 48.0482 | 184.5777 | 8.4578 | 6.3479 | 376 |  | 303 | 241.2678 | 54.589 | 134.1028 | 195.3324 | 6.2384 | 115.292 | 184.8815 | 15.0457 | 7.0877 | 481 |  | 303 | 294.665 | 85.7974 | 156.9807 | 228.1116 | 6.2384 | 65.7773 | 169.8285 | 150.1336 | 8.2849 | 289 |  | 303 | 288.888 | 92.869 | 146.277 | 224.9747 | 6.2384 | 56.3666 | 169.8412 | 283.5119 | 8.7178 | 396
| 304 | 214.8665 | 72.8288 | 128.7954 | 190.0617 | 6.2384 | 48.0462 | 184.6091 | 8.4491 | 6.3479 | 378 |  | 304 | 238.4979 | 54.3248 | 133.8041 | 195.1222 | 6.2384 | 115.2754 | 184.9327 | 15.0458 | 7.0877 | 482 |  | 304 | 291.473 | 85.3862 | 156.5233 | 227.8513 | 6.2384 | 65.7742 | 169.8691 | 149.9095 | 8.2849 | 291 |  | 304 | 285.5939 | 92.5405 | 145.9626 | 224.6804 | 6.2384 | 56.3644 | 169.8651 | 283.4874 | 8.7178 | 397
| 305 | 212.4615 | 72.5555 | 128.4507 | 189.8052 | 6.2384 | 48.0442 | 184.6304 | 8.4408 | 6.3479 | 380 |  | 305 | 235.8625 | 53.9863 | 133.5074 | 194.8502 | 6.2384 | 115.2576 | 184.9735 | 15.0469 | 7.0877 | 483 |  | 305 | 288.2605 | 84.8878 | 156.1294 | 227.6352 | 6.2384 | 65.7708 | 169.901 | 149.6826 | 8.2849 | 292 |  | 305 | 282.4638 | 92.1135 | 145.5916 | 224.3771 | 6.2384 | 56.3619 | 169.8799 | 283.4497 | 8.7178 | 398
| 306 | 210.0758 | 72.2675 | 128.0902 | 189.5602 | 6.2384 | 48.0421 | 184.6411 | 8.4328 | 6.3479 | 382 |  | 306 | 233.2509 | 53.6972 | 133.1467 | 194.5686 | 6.2384 | 115.2384 | 185.0033 | 15.0483 | 7.0877 | 485 |  | 306 | 285.2245 | 84.353 | 155.6565 | 227.3581 | 6.2384 | 65.7672 | 169.9235 | 149.4525 | 8.2849 | 294 |  | 306 | 279.4854 | 91.7431 | 145.0383 | 224.0481 | 6.2384 | 56.3594 | 169.8848 | 283.3977 | 8.7178 | 399
| 307 | 207.535 | 72.0252 | 127.8391 | 189.3152 | 6.2384 | 48.0399 | 184.6405 | 8.4252 | 6.3479 | 384 |  | 307 | 230.8959 | 53.3251 | 132.6267 | 194.2728 | 6.2384 | 115.2181 | 185.0214 | 15.0502 | 7.0877 | 486 |  | 307 | 282.1844 | 83.8956 | 155.1559 | 227.0353 | 6.2384 | 65.7633 | 169.9362 | 149.2188 | 8.2849 | 296 |  | 307 | 276.531 | 91.2796 | 144.5824 | 223.6906 | 6.2384 | 56.3566 | 169.8794 | 283.3305 | 8.7178 | 400
| 308 | 205.2897 | 71.6815 | 127.3937 | 189.0701 | 6.2384 | 48.0376 | 184.628 | 8.4178 | 6.3479 | 386 |  | 308 | 228.4021 | 52.9603 | 132.2086 | 194.0066 | 6.2384 | 115.1967 | 185.0272 | 15.0521 | 7.0877 | 487 |  | 308 | 279.0548 | 83.4725 | 154.6995 | 226.7236 | 6.2384 | 65.7592 | 169.9385 | 148.981 | 8.2849 | 298 |  | 308 | 273.5547 | 90.7693 | 144.1705 | 223.3578 | 6.2384 | 56.3536 | 169.8631 | 283.2471 | 8.7178 | 401
| 309 | 203.0971 | 71.2217 | 127.0091 | 188.8279 | 6.2384 | 48.0352 | 184.6031 | 8.4106 | 6.3479 | 388 |  | 309 | 225.7545 | 52.6942 | 131.8364 | 193.7497 | 6.2384 | 115.1743 | 185.0201 | 15.0542 | 7.0877 | 489 |  | 309 | 276.0715 | 82.9916 | 154.1479 | 226.4185 | 6.2384 | 65.7547 | 169.9298 | 148.7385 | 8.2849 | 299 |  | 309 | 270.5426 | 90.2958 | 143.7577 | 223.025 | 6.2384 | 56.3504 | 169.8353 | 283.1466 | 8.7178 | 401
| 310 | 200.7028 | 70.9084 | 126.6692 | 188.5961 | 6.2384 | 48.0327 | 184.565 | 8.4037 | 6.3479 | 390 |  | 310 | 223.2373 | 52.3661 | 131.3958 | 193.4927 | 6.2384 | 115.1509 | 184.9993 | 15.0561 | 7.0877 | 490 |  | 310 | 272.9995 | 82.5624 | 153.6335 | 226.1134 | 6.2384 | 65.75 | 169.9096 | 148.4911 | 8.2849 | 301 |  | 310 | 267.4544 | 89.8367 | 143.4065 | 222.6922 | 6.2384 | 56.3469 | 169.7956 | 283.028 | 8.7178 | 402
| 311 | 198.3213 | 70.5863 | 126.3255 | 188.3642 | 6.2384 | 48.03 | 184.5133 | 8.3968 | 6.3479 | 392 |  | 311 | 220.5791 | 52.1166 | 131.0176 | 193.2357 | 6.2384 | 115.1267 | 184.9643 | 15.058 | 7.0877 | 491 |  | 311 | 269.8581 | 82.0366 | 153.285 | 225.8083 | 6.2384 | 65.745 | 169.8774 | 148.2381 | 8.2849 | 303 |  | 311 | 264.4011 | 89.395 | 143.003 | 222.3594 | 6.2384 | 56.3432 | 169.7432 | 282.8904 | 8.7178 | 403
| 312 | 196.0032 | 70.2617 | 125.9115 | 188.1415 | 6.2384 | 48.0271 | 184.4472 | 8.3901 | 6.3479 | 394 |  | 312 | 217.9932 | 51.7772 | 130.6481 | 192.9877 | 6.2384 | 115.1016 | 184.9144 | 15.0605 | 7.0877 | 492 |  | 312 | 266.7724 | 81.5843 | 152.8072 | 225.5031 | 6.2384 | 65.7396 | 169.8325 | 147.9792 | 8.2849 | 304 |  | 312 | 261.5324 | 88.8718 | 142.4946 | 222.0284 | 6.2384 | 56.3391 | 169.6777 | 282.7328 | 8.7178 | 403
| 313 | 193.6799 | 69.8855 | 125.5508 | 187.9225 | 6.2384 | 48.024 | 184.3661 | 8.3834 | 6.3479 | 396 |  | 313 | 215.3637 | 51.4508 | 130.3034 | 192.7454 | 6.2384 | 115.0758 | 184.8489 | 15.0628 | 7.0877 | 493 |  | 313 | 263.663 | 81.1073 | 152.3779 | 225.198 | 6.2384 | 65.7339 | 169.7745 | 147.714 | 8.2849 | 306 |  | 313 | 258.2997 | 88.4872 | 142.2 | 221.709 | 6.2384 | 56.3348 | 169.5985 | 282.5576 | 8.7178 | 404
| 314 | 191.4118 | 69.5152 | 125.1289 | 187.7035 | 6.2384 | 48.0207 | 184.2696 | 8.3766 | 6.3479 | 398 |  | 314 | 212.6921 | 51.1465 | 129.9787 | 192.5031 | 6.2384 | 115.0494 | 184.7672 | 15.0649 | 7.0877 | 494 |  | 314 | 260.5004 | 80.6667 | 151.9595 | 224.8988 | 6.2384 | 65.7279 | 169.7028 | 147.4418 | 8.2849 | 307 |  | 314 | 255.1404 | 88.0869 | 141.8477 | 221.3896 | 6.2384 | 56.3301 | 169.505 | 282.3666 | 8.7178 | 404
| 315 | 188.991 | 69.2203 | 124.7844 | 187.4844 | 6.2384 | 48.0172 | 184.1569 | 8.3698 | 6.3479 | 399 |  | 315 | 210.2529 | 50.6979 | 129.5659 | 192.2608 | 6.2384 | 115.0224 | 184.6686 | 15.0665 | 7.0877 | 495 |  | 315 | 257.164 | 80.3477 | 151.5859 | 224.6069 | 6.2384 | 65.7215 | 169.6169 | 147.1624 | 8.2849 | 309 |  | 315 | 252.1517 | 87.6516 | 141.3599 | 221.0702 | 6.2384 | 56.325 | 169.3967 | 282.1525 | 8.7178 | 405
| 316 | 186.6857 | 68.8533 | 124.3964 | 187.2654 | 6.2384 | 48.0135 | 184.0274 | 8.3628 | 6.3479 | 401 |  | 316 | 207.6329 | 50.3803 | 129.203 | 192.0185 | 6.2384 | 114.9949 | 184.5526 | 15.0693 | 7.0877 | 496 |  | 316 | 254.0828 | 79.801 | 151.1848 | 224.315 | 6.2384 | 65.7147 | 169.5161 | 146.8752 | 8.2849 | 310 |  | 316 | 249.0777 | 87.1458 | 141.0278 | 220.7508 | 6.2384 | 56.3196 | 169.2731 | 281.9144 | 8.7178 | 405
| 317 | 184.3352 | 68.4822 | 124.0578 | 187.0464 | 6.2384 | 48.0094 | 183.8805 | 8.3557 | 6.3479 | 403 |  | 317 | 205.1355 | 50.0836 | 128.6965 | 191.7762 | 6.2384 | 114.9669 | 184.4184 | 15.072 | 7.0877 | 497 |  | 317 | 250.9027 | 79.3809 | 150.7549 | 224.0243 | 6.2384 | 65.7076 | 169.4001 | 146.5798 | 8.2849 | 312 |  | 317 | 246.0472 | 86.6983 | 140.594 | 220.4314 | 6.2384 | 56.3138 | 169.1336 | 281.6513 | 8.7178 | 405
| 318 | 182.282 | 67.8354 | 123.6975 | 186.8274 | 6.2384 | 48.0051 | 183.7156 | 8.3484 | 6.3479 | 405 |  | 318 | 202.3838 | 49.8162 | 128.415 | 191.5339 | 6.2384 | 114.9386 | 184.2654 | 15.0739 | 7.0877 | 498 |  | 318 | 247.7734 | 78.9765 | 150.2506 | 223.7415 | 6.2384 | 65.7 | 169.2681 | 146.2758 | 8.2849 | 313 |  | 318 | 243.2004 | 86.1933 | 140.0338 | 220.112 | 6.2384 | 56.3082 | 168.9776 | 281.3622 | 8.7178 | 405
| 319 | 180.1955 | 67.4699 | 123.0846 | 186.613 | 6.2384 | 48.0012 | 183.5321 | 8.3409 | 6.3479 | 406 |  | 319 | 199.7757 | 49.4864 | 128.0524 | 191.2916 | 6.2384 | 114.9101 | 184.0929 | 15.0749 | 7.0877 | 499 |  | 319 | 244.7791 | 78.5025 | 149.6809 | 223.4587 | 6.2384 | 65.6921 | 169.1197 | 145.9626 | 8.2849 | 315 |  | 319 | 240.0806 | 85.8422 | 139.5853 | 219.8001 | 6.2384 | 56.3027 | 168.8045 | 281.0461 | 8.7178 | 406
| 320 | 177.7067 | 67.1925 | 122.7813 | 186.4032 | 6.2384 | 47.9973 | 183.3294 | 8.333 | 6.3479 | 408 |  | 320 | 197.3567 | 49.1245 | 127.5273 | 191.0546 | 6.2384 | 114.8813 | 183.9004 | 15.075 | 7.0877 | 500 |  | 320 | 241.9056 | 78.0541 | 148.9647 | 223.1759 | 6.2384 | 65.6837 | 168.9544 | 145.6399 | 8.2849 | 316 |  | 320 | 237.1342 | 85.3971 | 139.0476 | 219.4981 | 6.2384 | 56.2967 | 168.6139 | 280.7021 | 8.7178 | 406
| 321 | 175.2788 | 66.9985 | 122.3323 | 186.1947 | 6.2384 | 47.993 | 183.1069 | 8.3247 | 6.3479 | 410 |  | 321 | 194.7765 | 48.8492 | 127.0665 | 190.828 | 6.2384 | 114.8528 | 183.6871 | 15.074 | 7.0877 | 501 |  | 321 | 238.9044 | 77.6632 | 148.3187 | 222.8931 | 6.2384 | 65.6754 | 168.7715 | 145.3071 | 8.2849 | 318 |  | 321 | 234.0718 | 85.0183 | 138.5597 | 219.196 | 6.2384 | 56.2902 | 168.4051 | 280.3291 | 8.7178 | 407
| 322 | 173.0734 | 66.7225 | 121.743 | 185.9862 | 6.2384 | 47.9884 | 182.8639 | 8.3161 | 6.3479 | 411 |  | 322 | 192.2295 | 48.586 | 126.5595 | 190.6024 | 6.2384 | 114.8247 | 183.4524 | 15.0718 | 7.0877 | 502 |  | 322 | 235.6659 | 77.4549 | 147.8904 | 222.6103 | 6.2384 | 65.6671 | 168.5705 | 144.9638 | 8.2849 | 319 |  | 322 | 231.0763 | 84.6861 | 137.9581 | 218.8939 | 6.2384 | 56.2832 | 168.1776 | 279.9262 | 8.7178 | 407
| 323 | 171.0266 | 66.3097 | 121.2816 | 185.7777 | 6.2384 | 47.9834 | 182.5999 | 8.307 | 6.3479 | 413 |  | 323 | 190.1252 | 48.3505 | 125.9613 | 190.3767 | 6.2384 | 114.7967 | 183.1957 | 15.0684 | 7.0877 | 503 |  | 323 | 233.1854 | 77.0654 | 147.3321 | 222.3275 | 6.2384 | 65.6584 | 168.3509 | 144.6097 | 8.2849 | 320 |  | 323 | 228.1705 | 84.1088 | 137.5121 | 218.5918 | 6.2384 | 56.2757 | 167.9308 | 279.4923 | 8.7178 | 407
| 324 | 169.1931 | 66.1297 | 120.6559 | 185.5692 | 6.2384 | 47.9779 | 182.3142 | 8.2974 | 6.3479 | 415 |  | 324 | 188.2399 | 48.0843 | 125.2921 | 190.1511 | 6.2384 | 114.7686 | 182.9163 | 15.0636 | 7.0877 | 503 |  | 324 | 230.557 | 76.786 | 146.808 | 222.0481 | 6.2384 | 65.6491 | 168.1122 | 144.2441 | 8.2849 | 322 |  | 324 | 225.2579 | 83.7819 | 136.8431 | 218.2897 | 6.2384 | 56.2676 | 167.6642 | 279.0265 | 8.7178 | 407
| 325 | 167.4556 | 65.7666 | 120.1173 | 185.3607 | 6.2384 | 47.972 | 182.0062 | 8.2873 | 6.3479 | 416 |  | 325 | 186.5043 | 47.8849 | 124.4028 | 189.9289 | 6.2384 | 114.7408 | 182.6135 | 15.0574 | 7.0877 | 503 |  | 325 | 228.3267 | 76.4046 | 145.9822 | 221.7743 | 6.2384 | 65.6393 | 167.8537 | 143.8666 | 8.2849 | 323 |  | 325 | 223.1468 | 83.2546 | 136.0918 | 217.9876 | 6.2384 | 56.2589 | 167.3773 | 278.5279 | 8.7178 | 408
| 326 | 165.9101 | 65.4992 | 119.291 | 185.1522 | 6.2384 | 47.9656 | 181.6753 | 8.2765 | 6.3479 | 418 |  | 326 | 184.3814 | 47.7202 | 123.8642 | 189.7088 | 6.2384 | 114.7131 | 182.2868 | 15.0497 | 7.0877 | 503 |  | 326 | 225.8858 | 76.2075 | 145.1828 | 221.5005 | 6.2384 | 65.629 | 167.575 | 143.4769 | 8.2849 | 324 |  | 326 | 221.2295 | 82.8973 | 134.9767 | 217.6855 | 6.2384 | 56.2495 | 167.0694 | 277.9953 | 8.7178 | 408
| 327 | 164.3443 | 65.2493 | 118.4675 | 184.9437 | 6.2384 | 47.9587 | 181.3209 | 8.2651 | 6.3479 | 419 |  | 327 | 182.1641 | 47.5833 | 123.3867 | 189.4941 | 6.2384 | 114.6858 | 181.9354 | 15.0403 | 7.0877 | 504 |  | 327 | 223.7498 | 75.8874 | 144.2015 | 221.2266 | 6.2384 | 65.6182 | 167.2755 | 143.0744 | 8.2849 | 326 |  | 327 | 218.9061 | 82.599 | 134.2086 | 217.3834 | 6.2384 | 56.2395 | 166.74 | 277.4278 | 8.7178 | 408
| 328 | 162.5163 | 64.795 | 118.1105 | 184.7352 | 6.2384 | 47.9513 | 180.9424 | 8.2531 | 6.3479 | 420 |  | 328 | 180.2901 | 47.3026 | 122.7093 | 189.2798 | 6.2384 | 114.6588 | 181.5587 | 15.0293 | 7.0877 | 504 |  | 328 | 221.4147 | 75.3547 | 143.6319 | 220.9528 | 6.2384 | 65.6068 | 166.9546 | 142.6588 | 8.2849 | 327 |  | 328 | 216.5441 | 82.1106 | 133.6692 | 217.0813 | 6.2384 | 56.2289 | 166.3886 | 276.8245 | 8.7178 | 408
| 329 | 160.7946 | 64.4775 | 117.4824 | 184.5548 | 6.2384 | 47.9434 | 180.5392 | 8.2402 | 6.3479 | 422 |  | 329 | 178.2721 | 47.061 | 122.0808 | 189.1215 | 6.2384 | 114.6323 | 181.1561 | 15.0164 | 7.0877 | 505 |  | 329 | 219.1645 | 75.0273 | 142.7721 | 220.679 | 6.2384 | 65.5948 | 166.6118 | 142.2294 | 8.2849 | 328 |  | 329 | 214.2666 | 81.5554 | 133.1122 | 216.7792 | 6.2384 | 56.2175 | 166.0146 | 276.1843 | 8.7178 | 409
| 330 | 158.8455 | 64.2284 | 117.0054 | 184.3823 | 6.2384 | 47.9349 | 180.1106 | 8.2266 | 6.3479 | 423 |  | 330 | 176.0569 | 46.9055 | 121.5664 | 188.9602 | 6.2384 | 114.6062 | 180.7269 | 15.0015 | 7.0877 | 505 |  | 330 | 216.7526 | 74.6786 | 142.1106 | 220.3899 | 6.2384 | 65.5823 | 166.2466 | 141.7859 | 8.2849 | 329 |  | 330 | 211.5483 | 81.2154 | 132.8098 | 216.448 | 6.2384 | 56.2054 | 165.6174 | 275.5063 | 8.7178 | 409
| 331 | 157.108 | 64.0207 | 116.3104 | 184.1749 | 6.2384 | 47.9258 | 179.6561 | 8.2122 | 6.3479 | 424 |  | 331 | 174.1374 | 46.6356 | 120.9218 | 188.7479 | 6.2384 | 114.5808 | 180.2705 | 14.9847 | 7.0877 | 505 |  | 331 | 214.3375 | 74.2087 | 141.5574 | 220.1167 | 6.2384 | 65.5691 | 165.8583 | 141.3279 | 8.2849 | 330 |  | 331 | 209.1323 | 80.8585 | 132.2606 | 216.0783 | 6.2384 | 56.1926 | 165.1965 | 274.7895 | 8.7178 | 409
| 332 | 155.4885 | 63.5777 | 115.7326 | 183.9675 | 6.2384 | 47.9161 | 179.175 | 8.1968 | 6.3479 | 426 |  | 332 | 172.1654 | 46.457 | 120.2382 | 188.5355 | 6.2384 | 114.556 | 179.7862 | 14.9658 | 7.0877 | 505 |  | 332 | 212.0605 | 73.8802 | 140.725 | 219.8436 | 6.2384 | 65.5553 | 165.4466 | 140.8548 | 8.2849 | 331 |  | 332 | 207.227 | 80.5178 | 131.1177 | 215.7753 | 6.2384 | 56.1791 | 164.7514 | 274.0328 | 8.7178 | 409
| 333 | 153.4525 | 63.3623 | 115.3437 | 183.7601 | 6.2384 | 47.9058 | 178.6667 | 8.1806 | 6.3479 | 427 |  | 333 | 169.9713 | 46.1888 | 119.8665 | 188.3231 | 6.2384 | 114.532 | 179.2734 | 14.9447 | 7.0877 | 506 |  | 333 | 209.6191 | 73.5108 | 140.0977 | 219.5704 | 6.2384 | 65.541 | 165.0107 | 140.3663 | 8.2849 | 333 |  | 333 | 204.6979 | 80.1189 | 130.6568 | 215.4723 | 6.2384 | 56.1647 | 164.2814 | 273.2354 | 8.7178 | 410
| 334 | 151.555 | 63.1181 | 114.8429 | 183.5549 | 6.2384 | 47.8948 | 178.1306 | 8.1633 | 6.3479 | 428 |  | 334 | 168.0298 | 45.9367 | 119.2261 | 188.1108 | 6.2384 | 114.5087 | 178.7314 | 14.9213 | 7.0877 | 506 |  | 334 | 207.1471 | 73.2177 | 139.4245 | 219.2973 | 6.2384 | 65.5259 | 164.5502 | 139.8618 | 8.2849 | 334 |  | 334 | 202.4617 | 79.602 | 130.0212 | 215.1693 | 6.2384 | 56.1495 | 163.786 | 272.3962 | 8.7178 | 410
| 335 | 149.7886 | 62.9045 | 114.1792 | 183.3509 | 6.2384 | 47.8832 | 177.5661 | 8.145 | 6.3479 | 429 |  | 335 | 166.1422 | 45.712 | 118.5043 | 187.8984 | 6.2384 | 114.4864 | 178.1595 | 14.8955 | 7.0877 | 506 |  | 335 | 204.8121 | 72.9141 | 138.6251 | 219.0241 | 6.2384 | 65.5102 | 164.0646 | 139.3409 | 8.2849 | 335 |  | 335 | 200.3017 | 79.1505 | 129.2438 | 214.8663 | 6.2384 | 56.1335 | 163.2647 | 271.5141 | 8.7178 | 410
| 336 | 148.1497 | 62.5806 | 113.4983 | 183.1469 | 6.2384 | 47.8709 | 176.9727 | 8.1257 | 6.3479 | 431 |  | 336 | 164.1493 | 45.4157 | 117.9596 | 187.686 | 6.2384 | 114.4649 | 177.5572 | 14.8672 | 7.0877 | 506 |  | 336 | 202.4757 | 72.5219 | 137.9156 | 218.751 | 6.2384 | 65.4938 | 163.5532 | 138.8032 | 8.2849 | 336 |  | 336 | 198.1162 | 78.7484 | 128.4426 | 214.5632 | 6.2384 | 56.1166 | 162.7168 | 270.5884 | 8.7178 | 410
| 337 | 146.4613 | 62.3605 | 112.7631 | 182.9429 | 6.2384 | 47.8578 | 176.3496 | 8.1052 | 6.3479 | 432 |  | 337 | 162.5584 | 45.2189 | 116.9132 | 187.4737 | 6.2384 | 114.4445 | 176.9238 | 14.8364 | 7.0877 | 507 |  | 337 | 200.2234 | 72.0626 | 137.1891 | 218.4778 | 6.2384 | 65.4767 | 163.0155 | 138.2482 | 8.2849 | 337 |  | 337 | 195.6414 | 78.4608 | 127.8162 | 214.2602 | 6.2384 | 56.0988 | 162.1419 | 269.6178 | 8.7178 | 411
| 338 | 144.7555 | 62.1355 | 112.0478 | 182.7413 | 6.2384 | 47.8441 | 175.6962 | 8.0835 | 6.3479 | 433 |  | 338 | 160.7258 | 44.9701 | 116.1607 | 187.2613 | 6.2384 | 114.4252 | 176.2586 | 14.8029 | 7.0877 | 507 |  | 338 | 198.453 | 71.5163 | 136.0677 | 218.2047 | 6.2384 | 65.459 | 162.451 | 137.6754 | 8.2849 | 338 |  | 338 | 193.2055 | 78.2421 | 127.0818 | 213.9572 | 6.2384 | 56.0802 | 161.5394 | 268.6016 | 8.7178 | 411
| 339 | 143.1039 | 61.8268 | 111.3618 | 182.5399 | 6.2384 | 47.8295 | 175.012 | 8.0606 | 6.3479 | 434 |  | 339 | 159.0062 | 44.7387 | 115.2775 | 187.049 | 6.2384 | 114.4071 | 175.561 | 14.7666 | 7.0877 | 507 |  | 339 | 196.0224 | 71.1894 | 135.3871 | 217.9315 | 6.2384 | 65.4405 | 161.8591 | 137.0845 | 8.2849 | 339 |  | 339 | 191.1584 | 77.8416 | 126.1406 | 213.6542 | 6.2384 | 56.0606 | 160.9088 | 267.5386 | 8.7178 | 411
| 340 | 141.438 | 61.5274 | 110.6809 | 182.3384 | 6.2384 | 47.8142 | 174.2963 | 8.0365 | 6.3479 | 435 |  | 340 | 157.0641 | 44.5478 | 114.5765 | 186.8366 | 6.2384 | 114.3901 | 174.8303 | 14.7275 | 7.0877 | 507 |  | 340 | 193.6339 | 70.83 | 134.697 | 217.6584 | 6.2384 | 65.4212 | 161.2393 | 136.4748 | 8.2849 | 340 |  | 340 | 188.7283 | 77.5045 | 125.519 | 213.3512 | 6.2384 | 56.04 | 160.2494 | 266.4279 | 8.7178 | 411
| 341 | 139.7047 | 61.25 | 110.0455 | 182.1369 | 6.2384 | 47.7981 | 173.5486 | 8.011 | 6.3479 | 436 |  | 341 | 155.1174 | 44.3021 | 113.9349 | 186.6242 | 6.2384 | 114.3745 | 174.0659 | 14.6855 | 7.0877 | 508 |  | 341 | 192.0031 | 70.5509 | 133.1687 | 217.3853 | 6.2384 | 65.4012 | 160.591 | 135.8461 | 8.2849 | 340 |  | 341 | 186.5531 | 77.2536 | 124.5562 | 213.0481 | 6.2384 | 56.0184 | 159.5607 | 265.2685 | 8.7178 | 411
| 342 | 137.9283 | 60.9683 | 109.4573 | 181.9354 | 6.2384 | 47.7812 | 172.7682 | 7.9842 | 6.3479 | 437 |  | 342 | 153.0933 | 44.0356 | 113.3914 | 186.4119 | 6.2384 | 114.3603 | 173.2671 | 14.6403 | 7.0877 | 508 |  | 342 | 189.5141 | 70.2305 | 132.5399 | 217.1121 | 6.2384 | 65.3804 | 159.9138 | 135.1978 | 8.2849 | 341 |  | 342 | 184.1108 | 76.8834 | 123.9798 | 212.7451 | 6.2384 | 55.9959 | 158.8422 | 264.0594 | 8.7178 | 411
| 343 | 136.556 | 60.7335 | 108.4181 | 181.7339 | 6.2384 | 47.7634 | 171.9544 | 7.9559 | 6.3479 | 438 |  | 343 | 151.6703 | 43.7839 | 112.2321 | 186.1995 | 6.2384 | 114.3475 | 172.4333 | 14.5921 | 7.0877 | 508 |  | 343 | 187.2771 | 69.809 | 131.7605 | 216.839 | 6.2384 | 65.3589 | 159.2069 | 134.5294 | 8.2849 | 342 |  | 343 | 182.1823 | 76.541 | 122.8619 | 212.4421 | 6.2384 | 55.9723 | 158.0932 | 262.7996 | 8.7178 | 412
| 344 | 135.0754 | 60.4594 | 107.5266 | 181.5325 | 6.2384 | 47.7448 | 171.1068 | 7.9262 | 6.3479 | 439 |  | 344 | 149.8372 | 43.5509 | 111.4642 | 185.9871 | 6.2384 | 114.3363 | 171.5638 | 14.5406 | 7.0877 | 508 |  | 344 | 185.1296 | 69.4122 | 130.8607 | 216.5716 | 6.2384 | 65.3365 | 158.47 | 133.8406 | 8.2849 | 343 |  | 344 | 180.1388 | 76.158 | 121.8996 | 212.1391 | 6.2384 | 55.9477 | 157.3134 | 261.4882 | 8.7178 | 412
| 345 | 133.277 | 60.1765 | 106.9587 | 181.334 | 6.2384 | 47.7253 | 170.2246 | 7.8949 | 6.3479 | 440 |  | 345 | 147.8438 | 43.2932 | 110.8813 | 185.7748 | 6.2384 | 114.3266 | 170.6581 | 14.4858 | 7.0877 | 509 |  | 345 | 183.2621 | 69.0368 | 129.6536 | 216.3104 | 6.2384 | 65.3133 | 157.7024 | 133.1309 | 8.2849 | 344 |  | 345 | 177.8146 | 75.616 | 121.3676 | 211.8455 | 6.2384 | 55.9219 | 156.502 | 260.1241 | 8.7178 | 412
| 346 | 131.6872 | 59.833 | 106.2371 | 181.1412 | 6.2384 | 47.7048 | 169.3073 | 7.8621 | 6.3479 | 440 |  | 346 | 145.8274 | 43.0374 | 110.3194 | 185.5624 | 6.2384 | 114.3186 | 169.7153 | 14.4275 | 7.0877 | 509 |  | 346 | 180.9641 | 68.7031 | 128.8353 | 216.0492 | 6.2384 | 65.2893 | 156.9036 | 132.3997 | 8.2849 | 345 |  | 346 | 175.986 | 75.0556 | 120.3566 | 211.5535 | 6.2384 | 55.8951 | 155.6585 | 258.7064 | 8.7178 | 412
| 347 | 130.2225 | 59.5644 | 105.3156 | 180.9484 | 6.2384 | 47.6835 | 168.3542 | 7.8277 | 6.3479 | 441 |  | 347 | 144.3893 | 42.7842 | 109.1767 | 185.35 | 6.2384 | 114.3124 | 168.735 | 14.3658 | 7.0877 | 509 |  | 347 | 178.8094 | 68.2396 | 128.0036 | 215.788 | 6.2384 | 65.2645 | 156.0731 | 131.6467 | 8.2849 | 345 |  | 347 | 173.9981 | 74.6559 | 119.3443 | 211.2616 | 6.2384 | 55.8672 | 154.7824 | 257.2341 | 8.7178 | 412
| 348 | 128.7 | 59.2243 | 104.5232 | 180.7555 | 6.2384 | 47.6612 | 167.3648 | 7.7917 | 6.3479 | 442 |  | 348 | 142.7461 | 42.3592 | 108.4081 | 185.1404 | 6.2384 | 114.308 | 167.7164 | 14.3004 | 7.0877 | 509 |  | 348 | 176.7208 | 67.8513 | 127.0304 | 215.5268 | 6.2384 | 65.2387 | 155.2103 | 130.8715 | 8.2849 | 346 |  | 348 | 172.0008 | 74.2904 | 118.3073 | 210.9696 | 6.2384 | 55.8381 | 153.8732 | 255.7061 | 8.7178 | 412
| 349 | 126.9863 | 58.8618 | 103.9445 | 180.5627 | 6.2384 | 47.6379 | 166.3384 | 7.7539 | 6.3479 | 443 |  | 349 | 140.998 | 41.9295 | 107.7429 | 184.9371 | 6.2384 | 114.3054 | 166.6589 | 14.2314 | 7.0877 | 509 |  | 349 | 174.7962 | 67.1932 | 126.1632 | 215.2655 | 6.2384 | 65.2121 | 154.3146 | 130.0734 | 8.2849 | 347 |  | 349 | 169.5673 | 73.9538 | 117.6774 | 210.6776 | 6.2384 | 55.8078 | 152.9302 | 254.1216 | 8.7178 | 413
| 350 | 125.0896 | 58.6228 | 103.4253 | 180.3699 | 6.2384 | 47.6136 | 165.2745 | 7.7144 | 6.3479 | 443 |  | 350 | 139.2643 | 41.3833 | 107.1796 | 184.7338 | 6.2384 | 114.3049 | 165.5619 | 14.1585 | 7.0877 | 509 |  | 350 | 172.7301 | 66.5324 | 125.4214 | 215.0229 | 6.2384 | 65.1846 | 153.3856 | 129.2522 | 8.2849 | 347 |  | 350 | 167.3311 | 73.5789 | 116.8886 | 210.3857 | 6.2384 | 55.7764 | 151.9529 | 252.4794 | 8.7178 | 413
| 351 | 122.9749 | 58.3885 | 103.1195 | 180.1771 | 6.2384 | 47.5883 | 164.1723 | 7.6731 | 6.3479 | 444 |  | 351 | 137.1146 | 41.0782 | 106.7913 | 184.5304 | 6.2384 | 114.3063 | 164.4246 | 14.0817 | 7.0877 | 510 |  | 351 | 170.0864 | 66.2408 | 124.8734 | 214.795 | 6.2384 | 65.1562 | 152.4226 | 128.4073 | 8.2849 | 348 |  | 351 | 164.7297 | 73.2323 | 116.4341 | 210.0963 | 6.2384 | 55.7437 | 150.9407 | 250.7787 | 8.7178 | 413
| 352 | 120.9491 | 58.1274 | 102.7514 | 179.9843 | 6.2384 | 47.5619 | 163.0313 | 7.6299 | 6.3479 | 445 |  | 352 | 134.8542 | 40.7827 | 106.5043 | 184.3271 | 6.2384 | 114.3099 | 163.2465 | 14.001 | 7.0877 | 510 |  | 352 | 167.4909 | 65.7406 | 124.5127 | 214.5401 | 6.2384 | 65.1269 | 151.4251 | 127.5383 | 8.2849 | 349 |  | 352 | 162.0216 | 72.8255 | 116.1121 | 209.8414 | 6.2384 | 55.7097 | 149.8931 | 249.0185 | 8.7178 | 413
| 353 | 119.3086 | 57.4201 | 102.4444 | 179.7915 | 6.2384 | 47.5345 | 161.8509 | 7.5849 | 6.3479 | 445 |  | 353 | 132.733 | 40.4447 | 106.1203 | 184.1238 | 6.2384 | 114.3156 | 162.0269 | 13.9161 | 7.0877 | 510 |  | 353 | 165.1018 | 65.0015 | 124.1846 | 214.2851 | 6.2384 | 65.0966 | 150.3926 | 126.6447 | 8.2849 | 349 |  | 353 | 159.6765 | 72.1574 | 115.7201 | 209.5548 | 6.2384 | 55.6745 | 148.8096 | 247.1977 | 8.7178 | 413
| 354 | 117.8732 | 56.96 | 101.6851 | 179.5987 | 6.2384 | 47.506 | 160.6304 | 7.5379 | 6.3479 | 446 |  | 354 | 130.7879 | 40.1292 | 105.5379 | 183.9205 | 6.2384 | 114.3236 | 160.7651 | 13.8271 | 7.0877 | 510 |  | 354 | 162.9724 | 64.5156 | 123.3436 | 214.0302 | 6.2384 | 65.0654 | 149.3245 | 125.7261 | 8.2849 | 350 |  | 354 | 157.4342 | 71.7646 | 114.9499 | 209.2682 | 6.2384 | 55.638 | 147.6895 | 245.3153 | 8.7178 | 413
| 355 | 116.2725 | 56.554 | 101.0368 | 179.4059 | 6.2384 | 47.4764 | 159.3694 | 7.4889 | 6.3479 | 446 |  | 355 | 128.7129 | 39.9106 | 104.9728 | 183.7328 | 6.2384 | 114.3339 | 159.4606 | 13.7354 | 7.0877 | 510 |  | 355 | 160.5568 | 64.1159 | 122.7026 | 213.7752 | 6.2384 | 65.0332 | 148.2203 | 124.782 | 8.2849 | 350 |  | 355 | 155.7183 | 70.8736 | 114.1516 | 208.9816 | 6.2384 | 55.6002 | 146.5324 | 243.3791 | 8.7178 | 413
| 356 | 114.5776 | 56.1729 | 100.4579 | 179.213 | 6.2384 | 47.4468 | 158.067 | 7.4379 | 6.3479 | 447 |  | 356 | 126.7102 | 39.7427 | 104.2515 | 183.5783 | 6.2384 | 114.3469 | 158.1126 | 13.6448 | 7.0877 | 510 |  | 356 | 158.266 | 63.7125 | 121.9405 | 213.5203 | 6.2384 | 65.0004 | 147.0795 | 123.812 | 8.2849 | 351 |  | 356 | 153.3538 | 70.3441 | 113.6403 | 208.6949 | 6.2384 | 55.5626 | 145.3376 | 241.3891 | 8.7178 | 413
| 357 | 113.4116 | 55.4881 | 99.6539 | 179.0202 | 6.2384 | 47.4169 | 156.7228 | 7.3848 | 6.3479 | 447 |  | 357 | 124.8654 | 39.5079 | 103.5171 | 183.3457 | 6.2384 | 114.3635 | 156.7205 | 13.5527 | 7.0877 | 510 |  | 357 | 156.0901 | 63.2682 | 121.1044 | 213.2653 | 6.2384 | 64.9679 | 145.9014 | 122.818 | 8.2849 | 351 |  | 357 | 151.4219 | 69.6509 | 112.8601 | 208.4083 | 6.2384 | 55.5244 | 144.1047 | 239.3359 | 8.7178 | 413
| 358 | 111.7557 | 55.11 | 99.0339 | 178.8265 | 6.2384 | 47.3861 | 155.3361 | 7.3296 | 6.3479 | 448 |  | 358 | 123.0556 | 39.2044 | 102.8538 | 183.0761 | 6.2384 | 114.3829 | 155.2836 | 13.4615 | 7.0877 | 510 |  | 358 | 153.728 | 63.0621 | 120.2164 | 213.0104 | 6.2384 | 64.9345 | 144.6856 | 121.8059 | 8.2849 | 352 |  | 358 | 149.2434 | 69.062 | 112.2223 | 208.1217 | 6.2384 | 55.4849 | 142.8329 | 237.2184 | 8.7178 | 413
| 359 | 110.1677 | 54.7719 | 98.3112 | 178.6275 | 6.2384 | 47.3541 | 153.9063 | 7.2722 | 6.3479 | 448 |  | 359 | 121.7102 | 38.9428 | 101.684 | 182.8065 | 6.2384 | 114.405 | 153.8014 | 13.3708 | 7.0877 | 510 |  | 359 | 151.8314 | 62.5314 | 119.1873 | 212.7554 | 6.2384 | 64.9003 | 143.4314 | 120.7669 | 8.2849 | 352 |  | 359 | 147.3828 | 68.6061 | 111.1336 | 207.8351 | 6.2384 | 55.4442 | 141.5219 | 235.0362 | 8.7178 | 413
| 360 | 108.5521 | 54.2367 | 97.8133 | 178.4286 | 6.2384 | 47.3212 | 152.4328 | 7.2126 | 6.3479 | 448 |  | 360 | 119.739 | 38.735 | 101.0879 | 182.5352 | 6.2384 | 114.4299 | 152.2731 | 13.2841 | 7.0877 | 510 |  | 360 | 149.8054 | 62.0047 | 118.3298 | 212.4544 | 6.2384 | 64.8651 | 142.1384 | 119.7042 | 8.2849 | 352 |  | 360 | 145.2751 | 67.9773 | 110.4648 | 207.5485 | 6.2384 | 55.4022 | 140.171 | 232.7888 | 8.7178 | 413
| 361 | 107.0121 | 53.5829 | 97.3584 | 178.2297 | 6.2384 | 47.2871 | 150.915 | 7.1507 | 6.3479 | 449 |  | 361 | 117.6716 | 38.5137 | 100.6074 | 182.2579 | 6.2384 | 114.4576 | 150.6981 | 13.2005 | 7.0877 | 510 |  | 361 | 147.3852 | 61.5015 | 117.8756 | 212.1207 | 6.2384 | 64.829 | 140.806 | 118.6442 | 8.2849 | 353 |  | 361 | 143.1414 | 67.2813 | 109.9284 | 207.2228 | 6.2384 | 55.359 | 138.7797 | 230.4744 | 8.7178 | 413
| 362 | 105.16 | 53.1684 | 96.9762 | 178.0307 | 6.2384 | 47.252 | 149.3522 | 7.0864 | 6.3479 | 449 |  | 362 | 115.7147 | 38.1097 | 100.1992 | 181.9807 | 6.2384 | 114.4884 | 149.0758 | 13.1197 | 7.0877 | 510 |  | 362 | 145.0911 | 60.866 | 117.4344 | 211.7803 | 6.2384 | 64.792 | 139.4336 | 117.563 | 8.2849 | 353 |  | 362 | 140.8747 | 66.6793 | 109.4667 | 206.8613 | 6.2384 | 55.3144 | 137.3474 | 228.0919 | 8.7178 | 413
| 363 | 103.5127 | 52.505 | 96.6382 | 177.8318 | 6.2384 | 47.2157 | 147.7439 | 7.0198 | 6.3479 | 449 |  | 363 | 113.7573 | 37.7543 | 99.7427 | 181.7035 | 6.2384 | 114.5221 | 147.4055 | 13.0501 | 7.0877 | 511 |  | 363 | 142.8301 | 60.2597 | 116.9309 | 211.4399 | 6.2384 | 64.7541 | 138.0208 | 116.4632 | 8.2849 | 353 |  | 363 | 138.719 | 65.9108 | 109.0604 | 206.4999 | 6.2384 | 55.2685 | 135.8736 | 225.6406 | 8.7178 | 414
| 364 | 101.7718 | 51.9925 | 96.2428 | 177.6328 | 6.2384 | 47.1783 | 146.0894 | 6.9509 | 6.3479 | 450 |  | 364 | 111.7826 | 37.3754 | 99.3272 | 181.4263 | 6.2384 | 114.559 | 145.6866 | 12.983 | 7.0877 | 511 |  | 364 | 140.5945 | 59.6607 | 116.3947 | 211.0994 | 6.2384 | 64.7152 | 136.5669 | 115.3399 | 8.2849 | 354 |  | 364 | 136.5168 | 65.2261 | 108.6203 | 206.135 | 6.2384 | 55.2213 | 134.3576 | 223.1193 | 8.7178 | 414
| 365 | 100.189 | 51.2437 | 95.9257 | 177.4339 | 6.2384 | 47.1398 | 144.3882 | 6.8802 | 6.3479 | 450 |  | 365 | 109.6189 | 37.0867 | 99.0105 | 181.149 | 6.2384 | 114.5991 | 143.9184 | 12.9139 | 7.0877 | 511 |  | 365 | 138.3422 | 58.9796 | 115.9572 | 210.759 | 6.2384 | 64.6753 | 135.0714 | 114.1906 | 8.2849 | 354 |  | 365 | 134.273 | 64.5551 | 108.2116 | 205.7668 | 6.2384 | 55.1727 | 132.7991 | 220.5271 | 8.7178 | 414

## LDZ Annual Demand
LDZ annual demand
Community Renewables: LDZ Annual demand
Source: National Grid
Calender year
|  |  | 2019 | 2020 | 2021 | 2022 | 2023 | 2024 | 2025 | 2026 | 2027 | 2028 | 2029 | 2030 | 2031 | 2032 | 2033 | 2034 | 2035 | 2036 | 2037 | 2038 | 2039 | 2040 | 2041 | 2042 | 2043 | 2044 | 2045 | 2046 | 2047 | 2048 | 2049 | 2050
|  | Scotland | 48.3806 | 48.4253 | 48.2651 | 48.0517 | 47.7511 | 47.2654 | 46.4404 | 46.1278 | 45.0068 | 43.8936 | 42.793 | 41.3006 | 40.0328 | 38.8647 | 37.806 | 36.6383 | 35.5155 | 34.3908 | 33.3056 | 32.2122 | 30.7723 | 29.2287 | 27.974 | 26.5517 | 25.3346 | 24.0375 | 22.7537 | 21.6502 | 20.5631 | 19.5915 | 18.6213 | 17.6138
|  | Northern | 33.7628 | 33.7794 | 33.6151 | 33.4802 | 33.2657 | 32.9284 | 32.4256 | 32.2037 | 31.5075 | 30.8033 | 30.0963 | 29.1446 | 28.301 | 27.5782 | 26.8936 | 26.1561 | 25.3945 | 24.6939 | 23.9358 | 23.2036 | 22.2637 | 21.1979 | 20.358 | 19.3981 | 18.5697 | 17.6664 | 16.7413 | 15.9914 | 15.274 | 14.5544 | 13.8366 | 13.0736
|  | North Western | 68.5069 | 68.6909 | 68.4602 | 68.0428 | 68.2021 | 67.4065 | 66.5205 | 66.1637 | 64.7375 | 63.1523 | 61.8374 | 59.9998 | 58.1152 | 56.7232 | 55.291 | 54.0316 | 52.1168 | 50.7162 | 49.0739 | 47.7064 | 45.7364 | 43.5315 | 41.9889 | 40.0668 | 38.2788 | 36.4731 | 34.7428 | 33.1204 | 31.627 | 29.9017 | 28.1912 | 26.4742
|  | North Eastern | 38.957 | 38.9625 | 39.245 | 38.9938 | 38.6835 | 38.2821 | 37.7026 | 37.4653 | 36.662 | 35.9352 | 35.1089 | 33.835 | 32.8949 | 32.1437 | 31.2988 | 30.3349 | 29.4368 | 28.4608 | 27.5443 | 26.7616 | 25.4882 | 24.1671 | 23.1083 | 21.7877 | 20.7919 | 19.7283 | 18.6951 | 17.7598 | 16.8015 | 15.8111 | 14.8354 | 13.7848
|  | East Midlands | 57.9439 | 58.0108 | 58.1748 | 57.8261 | 57.6979 | 57.0863 | 56.2615 | 56.0263 | 54.8437 | 53.9175 | 52.7317 | 51.1089 | 49.7983 | 48.4891 | 47.3903 | 46.0188 | 44.7929 | 43.4909 | 42.3012 | 41.0448 | 39.3089 | 37.5317 | 35.9652 | 34.294 | 32.871 | 31.48 | 29.9703 | 28.6091 | 27.2705 | 25.6297 | 23.9282 | 22.2082
|  | West Midlands | 45.9653 | 45.9516 | 45.7375 | 45.5015 | 45.2397 | 44.7631 | 43.9396 | 43.606 | 42.4805 | 41.4607 | 40.3959 | 39.024 | 37.7647 | 36.4943 | 35.5566 | 34.4159 | 33.3272 | 32.2474 | 31.2754 | 30.0788 | 28.7518 | 27.3066 | 26.0917 | 24.8102 | 23.6386 | 22.4391 | 21.2319 | 20.1837 | 19.0931 | 18.0378 | 16.9566 | 15.8857
|  | Wales North | 6.6425 | 6.6258 | 6.5788 | 6.5264 | 6.4696 | 6.3871 | 6.2725 | 6.226 | 6.0856 | 5.9244 | 5.7737 | 5.5664 | 5.4124 | 5.2549 | 5.0999 | 4.9418 | 4.8046 | 4.6148 | 4.4687 | 4.3237 | 4.118 | 3.904 | 3.7364 | 3.5342 | 3.3595 | 3.1662 | 2.9853 | 2.8193 | 2.6699 | 2.516 | 2.3652 | 2.202
|  | Wales South | 29.1396 | 26.8489 | 25.4833 | 24.1908 | 23.5014 | 22.5807 | 21.4854 | 20.7935 | 20.2781 | 19.8455 | 19.2388 | 18.9512 | 18.0611 | 17.5487 | 16.6199 | 16.1211 | 15.812 | 15.3175 | 14.9356 | 14.3753 | 13.7515 | 13.277 | 12.5939 | 12.0844 | 11.5389 | 10.8726 | 10.4006 | 10.0538 | 9.4366 | 8.8272 | 8.204 | 7.5134
|  | Eastern | 44.0258 | 44.3002 | 44.2041 | 44.8923 | 44.4956 | 44.1604 | 43.4673 | 43.3179 | 42.2252 | 41.1595 | 40.4049 | 38.8666 | 37.8978 | 36.8553 | 35.9052 | 34.8717 | 33.8923 | 32.9785 | 32.0086 | 31.0667 | 29.8164 | 28.4828 | 27.3851 | 26.2331 | 25.2244 | 24.1664 | 23.062 | 22.1886 | 21.1921 | 20.1856 | 19.1601 | 18.1902
|  | North Thames | 53.0401 | 53.0303 | 52.7825 | 52.4701 | 52.0583 | 51.8971 | 50.8914 | 50.4643 | 49.0289 | 47.6652 | 46.4527 | 44.5999 | 43.1328 | 41.7349 | 40.4756 | 39.0854 | 37.8108 | 36.5293 | 35.2824 | 34.0598 | 32.4384 | 30.7013 | 29.3376 | 27.7552 | 26.4268 | 24.9894 | 23.5936 | 22.3642 | 21.1088 | 19.9646 | 18.8138 | 17.6659
|  | South Eastern | 55.4366 | 54.9795 | 54.6651 | 54.2812 | 53.7611 | 53.5714 | 52.5467 | 51.7659 | 50.3229 | 48.9099 | 47.7037 | 45.8354 | 44.3494 | 42.9372 | 41.6519 | 40.2658 | 38.9899 | 37.6992 | 36.4872 | 35.2881 | 33.6655 | 31.9185 | 30.5724 | 29.0277 | 27.7654 | 26.4026 | 25.0746 | 23.9168 | 22.6724 | 21.5116 | 20.3796 | 19.2158
|  | Southern | 37.3574 | 37.3158 | 37.1071 | 36.9076 | 36.735 | 36.3565 | 35.7571 | 30.914 | 30.2081 | 29.4459 | 28.5505 | 27.5447 | 26.7678 | 25.8771 | 25.1406 | 24.1683 | 23.5422 | 22.7368 | 22.0084 | 21.254 | 20.2067 | 19.2198 | 18.3774 | 17.4037 | 16.6929 | 15.7795 | 14.9728 | 14.2455 | 13.4175 | 12.5482 | 11.7636 | 10.8918
|  | South Western | 30.0851 | 30.0506 | 29.8837 | 29.5978 | 29.4679 | 29.1294 | 28.6577 | 28.4169 | 27.8227 | 27.2061 | 26.5202 | 25.6903 | 24.8953 | 24.1289 | 23.4876 | 22.746 | 22.1056 | 21.3286 | 20.7141 | 20.0034 | 19.2287 | 18.1288 | 17.4319 | 16.4752 | 15.7619 | 14.9676 | 14.1083 | 13.4393 | 12.7027 | 11.8367 | 11.0587 | 10.1527
|  | GB | 549.2436 | 546.9718 | 544.2024 | 540.7623 | 537.3289 | 531.8144 | 522.3683 | 513.4913 | 501.2093 | 489.319 | 477.6077 | 461.4675 | 447.4236 | 434.6303 | 422.617 | 409.7956 | 397.5412 | 385.2048 | 373.3412 | 361.3784 | 345.5464 | 328.5959 | 314.9208 | 299.4221 | 286.2545 | 272.1687 | 258.3323 | 246.3422 | 233.8289 | 220.9159 | 208.1142 | 194.8721
Two Degrees: LDZ Annual demand
Source: National Grid
Calender year
|  |  | 2019 | 2020 | 2021 | 2022 | 2023 | 2024 | 2025 | 2026 | 2027 | 2028 | 2029 | 2030 | 2031 | 2032 | 2033 | 2034 | 2035 | 2036 | 2037 | 2038 | 2039 | 2040 | 2041 | 2042 | 2043 | 2044 | 2045 | 2046 | 2047 | 2048 | 2049 | 2050
|  | Scotland | 48.5035 | 48.7394 | 48.8062 | 48.8281 | 48.7602 | 48.4837 | 48.2419 | 47.7446 | 46.9768 | 46.601 | 46.0489 | 44.4978 | 43.3336 | 41.9741 | 40.6607 | 39.2265 | 37.7563 | 36.0247 | 34.1323 | 32.4958 | 30.644 | 28.6112 | 27.0227 | 24.8686 | 23.2507 | 21.6791 | 20.316 | 19.2814 | 18.057 | 16.8724 | 16.0434 | 15.2086
|  | Northern | 33.8211 | 33.9488 | 33.9586 | 33.9761 | 33.9236 | 33.7454 | 33.5978 | 33.3008 | 32.8372 | 32.6143 | 32.2867 | 31.0572 | 30.065 | 28.9638 | 27.9038 | 26.7717 | 25.6411 | 24.362 | 22.9996 | 21.8081 | 20.5094 | 19.1143 | 17.9854 | 16.5497 | 15.4327 | 14.3652 | 13.4546 | 12.7426 | 11.9376 | 11.157 | 10.5827 | 10.0142
|  | North Western | 68.6411 | 69.0664 | 69.1773 | 69.128 | 68.9105 | 68.8165 | 68.3802 | 67.722 | 66.6851 | 66.1329 | 65.4008 | 63.2695 | 61.687 | 59.7271 | 57.835 | 55.7862 | 53.8212 | 51.398 | 48.6979 | 46.3864 | 43.9287 | 41.0547 | 38.8667 | 35.8916 | 33.6236 | 31.4478 | 29.5405 | 28.1065 | 26.3439 | 24.5818 | 23.2941 | 21.9893
|  | North Eastern | 39.0591 | 39.2305 | 39.2841 | 39.6987 | 39.5297 | 39.2313 | 39.0119 | 38.6535 | 38.1123 | 37.8268 | 37.4428 | 36.1994 | 35.2151 | 34.122 | 33.0406 | 31.8828 | 30.67 | 29.2937 | 27.822 | 26.513 | 25.0165 | 23.4247 | 22.1617 | 20.4641 | 19.1431 | 17.9073 | 16.8349 | 16.0201 | 15.0307 | 14.0684 | 13.3527 | 12.6338
|  | East Midlands | 58.0625 | 58.3234 | 58.4382 | 58.7776 | 58.501 | 58.2101 | 57.7685 | 57.1652 | 56.2419 | 55.7573 | 55.0818 | 53.1959 | 51.6908 | 50.0214 | 48.378 | 46.6071 | 44.782 | 42.7091 | 40.4702 | 38.5155 | 36.2825 | 33.8633 | 31.9988 | 29.461 | 27.5526 | 25.7155 | 24.124 | 22.9208 | 21.4665 | 19.946 | 18.8241 | 17.7118
|  | West Midlands | 46.0548 | 46.2341 | 46.2673 | 46.2452 | 46.1373 | 45.8197 | 45.5164 | 44.9682 | 44.1394 | 43.6731 | 43.0668 | 41.5876 | 40.4639 | 39.1526 | 37.8935 | 36.5107 | 35.087 | 33.4482 | 31.6224 | 30.0595 | 28.2905 | 26.3188 | 24.8228 | 22.7424 | 21.2242 | 19.7343 | 18.45 | 17.4692 | 16.301 | 15.1576 | 14.3375 | 13.527
|  | Wales North | 6.6645 | 6.6629 | 6.6429 | 6.6234 | 6.5936 | 6.5405 | 6.4885 | 6.4103 | 6.2987 | 6.2514 | 6.1672 | 6.0812 | 6.0416 | 5.9718 | 5.8988 | 5.803 | 5.696 | 5.5354 | 5.3398 | 5.1792 | 4.9651 | 4.7061 | 4.5152 | 4.2052 | 3.986 | 3.7623 | 3.5711 | 3.4375 | 3.2492 | 3.0533 | 2.9337 | 2.8067
|  | Wales South | 29.2213 | 26.9034 | 24.8728 | 23.5642 | 22.803 | 21.5473 | 21.3338 | 20.7345 | 20.3027 | 20.2939 | 19.8984 | 19.6562 | 19.1975 | 18.7336 | 18.4151 | 17.9926 | 17.5525 | 17.0303 | 16.3896 | 15.8302 | 15.1323 | 14.3434 | 13.742 | 12.7623 | 12.1003 | 11.4166 | 10.8252 | 10.4247 | 9.8502 | 9.257 | 8.8553 | 8.4249
|  | Eastern | 44.1419 | 44.4641 | 44.6985 | 44.615 | 45.0544 | 44.6378 | 44.3875 | 43.9415 | 43.1784 | 42.7125 | 42.1818 | 40.855 | 39.8346 | 38.6792 | 37.5141 | 36.2549 | 34.9106 | 33.3087 | 31.5803 | 30.1046 | 28.374 | 26.4943 | 25.0291 | 23.0452 | 21.5671 | 20.1143 | 18.8124 | 17.8481 | 16.6651 | 15.3735 | 14.496 | 13.6287
|  | North Thames | 53.1768 | 53.3666 | 53.3794 | 53.3162 | 53.1581 | 52.7249 | 52.6603 | 52.0041 | 51.0037 | 50.3942 | 49.6572 | 47.905 | 46.617 | 45.1153 | 43.685 | 42.1123 | 40.4701 | 38.5035 | 36.3948 | 34.583 | 32.5175 | 30.2774 | 28.5257 | 26.1483 | 24.4079 | 22.6971 | 21.1931 | 20.0664 | 18.7007 | 17.3232 | 16.3688 | 15.4088
|  | South Eastern | 55.6462 | 55.1685 | 55.0697 | 54.8914 | 54.6444 | 54.0737 | 53.9429 | 53.2034 | 52.1167 | 51.2947 | 50.5024 | 48.9799 | 47.824 | 46.3937 | 45.084 | 43.607 | 42.0473 | 40.1859 | 38.1477 | 36.424 | 34.405 | 32.1537 | 30.45 | 28.0222 | 26.3152 | 24.6022 | 23.1119 | 22.0293 | 20.6344 | 19.1994 | 18.2611 | 17.2932
|  | Southern | 37.439 | 37.5164 | 37.4931 | 37.437 | 37.3494 | 37.0871 | 36.8318 | 36.404 | 35.7757 | 30.8249 | 30.3657 | 29.5815 | 29.0288 | 28.3267 | 27.654 | 26.8726 | 26.032 | 25.006 | 23.8018 | 22.8127 | 21.614 | 20.2135 | 19.1926 | 17.6363 | 16.5742 | 15.4661 | 14.5689 | 13.8779 | 12.98 | 12.0849 | 11.4866 | 10.8557
|  | South Western | 30.1581 | 30.2446 | 30.2579 | 30.109 | 30.0381 | 29.8277 | 29.6042 | 29.2321 | 28.6987 | 28.3778 | 27.9762 | 27.6309 | 27.5272 | 27.2283 | 26.9358 | 26.521 | 26.0244 | 25.295 | 24.3884 | 23.6488 | 22.6374 | 21.4007 | 20.5297 | 19.0348 | 18.0467 | 16.9952 | 16.1252 | 15.5183 | 14.6147 | 13.6725 | 13.1001 | 12.4688
|  | GB | 550.5898 | 549.869 | 548.3461 | 547.2099 | 545.4033 | 540.7457 | 537.7656 | 531.4842 | 522.3673 | 512.7548 | 506.0766 | 490.4972 | 478.5262 | 464.4095 | 450.8986 | 435.9484 | 420.4904 | 402.1006 | 381.7868 | 364.361 | 344.3169 | 321.976 | 304.8422 | 280.8317 | 263.2244 | 245.9029 | 230.9278 | 219.7429 | 205.8309 | 191.747 | 181.936 | 171.9715
Steady Progression: LDZ Annual demand
Source: National Grid
Calender year
|  |  | 2019 | 2020 | 2021 | 2022 | 2023 | 2024 | 2025 | 2026 | 2027 | 2028 | 2029 | 2030 | 2031 | 2032 | 2033 | 2034 | 2035 | 2036 | 2037 | 2038 | 2039 | 2040 | 2041 | 2042 | 2043 | 2044 | 2045 | 2046 | 2047 | 2048 | 2049 | 2050
|  | Scotland | 48.9161 | 49.6998 | 50.0983 | 50.6896 | 50.8309 | 51.0866 | 51.4158 | 51.6201 | 51.7121 | 51.757 | 51.8697 | 51.9158 | 51.8679 | 52.1833 | 52.0924 | 51.9871 | 51.8883 | 51.7826 | 51.6711 | 51.5843 | 51.4858 | 51.38 | 51.287 | 51.1841 | 51.0738 | 50.9899 | 50.9073 | 50.7982 | 50.6752 | 50.5834 | 50.4713 | 50.3502
|  | Northern | 34.1271 | 34.6355 | 34.8655 | 35.2351 | 35.313 | 35.4572 | 35.6251 | 35.751 | 35.7842 | 35.8252 | 35.8693 | 35.8783 | 35.8524 | 36.0127 | 35.9397 | 35.8449 | 35.7703 | 35.6858 | 35.5967 | 35.5304 | 35.463 | 35.3763 | 35.3013 | 35.1846 | 35.1031 | 35.0324 | 34.9812 | 34.9042 | 34.8119 | 34.7032 | 34.6284 | 34.542
|  | North Western | 69.2109 | 70.4031 | 70.9428 | 71.6361 | 71.6969 | 72.2815 | 72.5438 | 72.7758 | 72.8284 | 72.8571 | 72.9472 | 72.9664 | 72.9211 | 73.1983 | 72.9992 | 72.7662 | 72.6801 | 72.4677 | 72.2092 | 72.0156 | 71.935 | 71.6949 | 71.5065 | 71.3159 | 71.085 | 70.9278 | 70.7318 | 70.5322 | 70.2761 | 70.0979 | 69.9045 | 69.665
|  | North Eastern | 39.4262 | 40.0233 | 40.3598 | 41.1906 | 41.1804 | 41.2773 | 41.4662 | 41.5888 | 41.6764 | 41.6954 | 41.785 | 41.8214 | 41.7619 | 41.9999 | 41.8936 | 41.8224 | 41.7231 | 41.6483 | 41.5911 | 41.4932 | 41.3927 | 41.3246 | 41.2652 | 41.1573 | 41.05 | 41.0004 | 40.9465 | 40.8439 | 40.7441 | 40.7 | 40.5829 | 40.4755
|  | East Midlands | 58.512 | 59.3738 | 59.8493 | 60.8121 | 60.7594 | 61.0755 | 61.2695 | 61.4867 | 61.5651 | 61.6042 | 61.7019 | 61.7459 | 61.6347 | 61.9866 | 61.8522 | 61.7146 | 61.5563 | 61.43 | 61.3109 | 61.2001 | 61.0478 | 60.8954 | 60.7962 | 60.6512 | 60.4975 | 60.3923 | 60.2879 | 60.1683 | 60.0289 | 59.9061 | 59.7629 | 59.6348
|  | West Midlands | 46.4134 | 47.1031 | 47.4551 | 47.9731 | 48.0645 | 48.2788 | 48.5541 | 48.7327 | 48.806 | 48.8209 | 48.902 | 48.9329 | 48.8472 | 49.1051 | 49.0075 | 48.8691 | 48.7409 | 48.6419 | 48.5094 | 48.419 | 48.3094 | 48.1708 | 48.0619 | 47.9567 | 47.8254 | 47.7211 | 47.6299 | 47.5013 | 47.3679 | 47.2868 | 47.1683 | 47.0703
|  | Wales North | 6.7155 | 6.7862 | 6.8189 | 6.8824 | 6.8813 | 6.8981 | 6.9291 | 6.9437 | 6.9421 | 6.9469 | 6.9652 | 6.9806 | 6.971 | 7.0287 | 7.0203 | 7.0143 | 7.0131 | 7.0057 | 6.9937 | 6.9962 | 6.9929 | 6.987 | 6.9852 | 6.9813 | 6.9726 | 6.972 | 6.9731 | 6.9721 | 6.968 | 6.9651 | 6.9637 | 6.9588
|  | Wales South | 29.9442 | 29.1035 | 28.505 | 26.92 | 27.2164 | 26.7407 | 25.3993 | 24.987 | 24.913 | 24.8503 | 23.6853 | 22.9592 | 22.9049 | 23.1542 | 22.9474 | 22.8192 | 22.6723 | 22.5433 | 22.5245 | 22.3846 | 22.3198 | 22.2833 | 22.2851 | 22.2613 | 22.2214 | 22.2941 | 22.3142 | 22.3309 | 22.3489 | 22.3107 | 22.3015 | 22.4337
|  | Eastern | 44.448 | 45.2165 | 45.6945 | 46.0552 | 46.6815 | 46.7381 | 46.954 | 47.1686 | 47.2028 | 47.3049 | 47.4507 | 47.537 | 47.572 | 47.9071 | 47.8855 | 47.8975 | 47.8468 | 47.7617 | 47.7037 | 47.6944 | 47.6239 | 47.585 | 47.5302 | 47.5296 | 47.4903 | 47.4731 | 47.4104 | 47.3589 | 47.2998 | 47.1981 | 47.1189 | 47.0738
|  | North Thames | 53.6227 | 54.4707 | 54.8916 | 55.4789 | 55.5946 | 55.8156 | 56.4263 | 56.6387 | 56.7121 | 56.834 | 57.0143 | 57.1317 | 57.1544 | 57.5362 | 57.5433 | 57.5126 | 57.4625 | 57.3918 | 57.3513 | 57.343 | 57.3062 | 57.2899 | 57.257 | 57.2537 | 57.2189 | 57.2203 | 57.2054 | 57.1849 | 57.1414 | 57.1113 | 57.0919 | 57.0721
|  | South Eastern | 57.1151 | 58.01 | 58.3536 | 58.2054 | 58.3446 | 58.1714 | 58.388 | 58.1609 | 58.279 | 58.4082 | 58.3051 | 58.2168 | 58.212 | 58.4971 | 58.3795 | 58.3078 | 58.1755 | 58.0376 | 57.95 | 57.8657 | 57.7942 | 57.8249 | 57.4946 | 57.4689 | 57.4204 | 57.4028 | 57.3653 | 57.3158 | 57.2424 | 57.1779 | 57.1412 | 57.0639
|  | Southern | 37.694 | 38.1672 | 38.3994 | 38.712 | 38.7986 | 38.9483 | 39.0961 | 39.2186 | 39.2881 | 39.3642 | 39.4784 | 39.5501 | 39.5523 | 35.2488 | 35.2405 | 35.2189 | 35.197 | 35.1965 | 35.1644 | 35.1806 | 35.1812 | 35.1655 | 35.1564 | 35.1529 | 35.1489 | 35.1361 | 35.1836 | 35.157 | 35.1382 | 35.1701 | 35.175 | 35.1668
|  | South Western | 30.3782 | 30.7976 | 31.0339 | 31.2368 | 31.3105 | 31.4641 | 31.6224 | 31.7378 | 31.8112 | 31.8966 | 32.0153 | 32.0826 | 32.1089 | 32.326 | 32.3214 | 32.3138 | 32.308 | 32.3009 | 32.2955 | 32.3186 | 32.3086 | 32.3079 | 32.3079 | 32.3071 | 32.3052 | 32.3079 | 32.3422 | 32.3451 | 32.3336 | 32.3524 | 32.3776 | 32.3684
|  | GB | 556.5233 | 563.7901 | 567.2675 | 571.0274 | 572.6727 | 574.2331 | 575.6897 | 576.8105 | 577.5206 | 578.1647 | 577.9894 | 577.7188 | 577.3607 | 576.1837 | 575.1224 | 574.0884 | 573.0343 | 571.8937 | 570.8715 | 570.0258 | 569.1604 | 568.2855 | 567.2347 | 566.4046 | 565.4125 | 564.8702 | 564.2788 | 563.4128 | 562.3765 | 561.563 | 560.688 | 559.8754
Consumer Evolution: LDZ Annual demand
Source: National Grid
Calender year
|  |  | 2019 | 2020 | 2021 | 2022 | 2023 | 2024 | 2025 | 2026 | 2027 | 2028 | 2029 | 2030 | 2031 | 2032 | 2033 | 2034 | 2035 | 2036 | 2037 | 2038 | 2039 | 2040 | 2041 | 2042 | 2043 | 2044 | 2045 | 2046 | 2047 | 2048 | 2049 | 2050
|  | Scotland | 48.8289 | 49.334 | 49.8518 | 50.126 | 50.3152 | 50.2311 | 50.3214 | 50.3962 | 50.3441 | 50.144 | 50.1268 | 50.0248 | 49.8145 | 49.6889 | 49.9121 | 49.7333 | 49.4754 | 49.263 | 49.0316 | 48.735 | 48.4197 | 48.0979 | 47.6446 | 47.1899 | 47.0473 | 46.6682 | 46.3246 | 45.8306 | 45.3971 | 44.9837 | 44.5907 | 44.2241
|  | Northern | 34.1162 | 34.4211 | 34.7156 | 34.884 | 34.9695 | 34.9089 | 34.9489 | 34.9732 | 34.9503 | 34.8616 | 34.8328 | 34.7906 | 34.5823 | 34.5068 | 34.6154 | 34.5019 | 34.2768 | 34.1487 | 33.9587 | 33.7272 | 33.5258 | 33.2631 | 32.9635 | 32.6419 | 32.5115 | 32.2516 | 31.9783 | 31.6397 | 31.3409 | 31.0433 | 30.7675 | 30.4728
|  | North Western | 69.1331 | 69.9734 | 70.6023 | 70.8235 | 71.6175 | 71.3612 | 71.6765 | 71.8365 | 71.8296 | 71.4931 | 71.5815 | 71.6274 | 71.1254 | 71.0806 | 71.321 | 71.3573 | 70.5899 | 70.3898 | 69.8724 | 69.5895 | 69.0973 | 68.5391 | 68.0565 | 67.407 | 67.0186 | 66.4316 | 65.9344 | 65.0945 | 64.5187 | 63.8724 | 63.2372 | 62.6953
|  | North Eastern | 39.375 | 39.7485 | 40.5923 | 40.7362 | 40.8181 | 40.7286 | 40.8632 | 40.9665 | 40.9746 | 40.9951 | 41.0445 | 40.8804 | 40.7969 | 40.8581 | 40.9974 | 40.8403 | 40.6561 | 40.4274 | 40.2509 | 40.1556 | 39.8291 | 39.5188 | 39.1928 | 38.6927 | 38.592 | 38.3144 | 38.078 | 37.6378 | 37.2995 | 36.945 | 36.6217 | 36.2328
|  | East Midlands | 58.434 | 59.0015 | 59.9216 | 60.1192 | 60.5366 | 60.3902 | 60.6137 | 60.8278 | 60.9036 | 61.0425 | 61.0968 | 61.0965 | 61.0089 | 60.9027 | 61.2842 | 61.0558 | 60.8215 | 60.5695 | 60.3655 | 59.9968 | 59.5636 | 59.2149 | 58.5704 | 58.0021 | 57.7989 | 57.478 | 57.0528 | 56.3952 | 55.9374 | 55.4727 | 54.9421 | 54.4307
|  | West Midlands | 46.3228 | 46.7204 | 47.1083 | 47.3203 | 47.5079 | 47.423 | 47.5128 | 47.5829 | 47.5452 | 47.4267 | 47.4188 | 47.4066 | 47.1996 | 46.9544 | 47.2548 | 47.0835 | 46.8269 | 46.629 | 46.4513 | 46.0074 | 45.7464 | 45.4828 | 44.9914 | 44.6196 | 44.4278 | 44.0706 | 43.7218 | 43.2436 | 42.8025 | 42.4046 | 41.9811 | 41.659
|  | Wales North | 6.7006 | 6.7494 | 6.7935 | 6.8117 | 6.8244 | 6.7894 | 6.789 | 6.7781 | 6.777 | 6.7286 | 6.7191 | 6.7001 | 6.6777 | 6.6584 | 6.6873 | 6.6597 | 6.6326 | 6.5703 | 6.5393 | 6.5011 | 6.4503 | 6.3977 | 6.339 | 6.2731 | 6.2577 | 6.1977 | 6.1459 | 6.077 | 6.0166 | 5.9626 | 5.9098 | 5.8483
|  | Wales South | 30.98 | 30.3027 | 28.3908 | 27.6966 | 26.6889 | 27.7741 | 27.343 | 26.8389 | 26.9054 | 27.4309 | 26.7221 | 26.378 | 25.5104 | 24.1664 | 24.0377 | 23.6984 | 23.5457 | 23.079 | 22.897 | 22.8672 | 22.6442 | 22.8096 | 22.9246 | 22.8952 | 20.1164 | 19.8316 | 19.7255 | 19.608 | 19.2827 | 19.1061 | 18.9196 | 18.606
|  | Eastern | 44.3536 | 44.9726 | 45.3988 | 46.4834 | 46.4799 | 46.525 | 46.6258 | 46.901 | 46.7577 | 46.4829 | 46.6259 | 46.3008 | 46.2403 | 46.0702 | 46.1789 | 45.9647 | 45.7244 | 45.5504 | 45.2764 | 44.959 | 44.6521 | 44.3245 | 43.859 | 43.4578 | 43.2616 | 42.9246 | 42.5318 | 42.1009 | 41.6969 | 41.3491 | 40.9809 | 40.8412
|  | North Thames | 53.5251 | 54.0563 | 54.5419 | 54.795 | 54.9363 | 55.2912 | 55.3757 | 55.4973 | 55.3494 | 55.0523 | 55.0771 | 54.8048 | 54.5728 | 54.3741 | 54.5297 | 54.268 | 53.9783 | 53.7321 | 53.4186 | 53.0741 | 52.7069 | 52.3453 | 51.8402 | 51.3124 | 51.098 | 50.6441 | 50.2598 | 49.6912 | 49.1814 | 48.7202 | 48.2745 | 47.9556
|  | South Eastern | 57.2196 | 57.2909 | 56.789 | 56.8471 | 56.6576 | 57.3628 | 57.2817 | 57.3348 | 57.2772 | 57.2388 | 57.0302 | 56.8644 | 56.504 | 56.0342 | 55.9922 | 55.1593 | 54.8413 | 54.5372 | 54.2158 | 53.8692 | 53.4712 | 53.0702 | 52.532 | 51.9735 | 51.6578 | 51.193 | 50.7843 | 50.2014 | 49.6707 | 49.2014 | 48.7652 | 48.4269
|  | Southern | 37.6482 | 37.9298 | 38.1387 | 38.2732 | 38.4223 | 38.3841 | 38.4727 | 38.5201 | 38.6359 | 38.5641 | 38.4288 | 38.42 | 38.4256 | 38.2713 | 33.8874 | 33.6183 | 33.6062 | 33.439 | 33.2886 | 33.0808 | 32.8169 | 32.6958 | 32.3858 | 32.0591 | 31.9934 | 31.6774 | 31.4828 | 31.1505 | 30.8255 | 30.5012 | 30.3074 | 30.0478
|  | South Western | 30.3341 | 30.5897 | 30.8216 | 30.843 | 31.0198 | 30.9634 | 31.1004 | 31.1573 | 31.2934 | 31.281 | 31.2986 | 31.378 | 31.2807 | 31.1995 | 31.3733 | 31.2757 | 31.1937 | 31.012 | 30.9329 | 30.7265 | 30.6745 | 30.3634 | 30.1568 | 29.8135 | 29.7471 | 29.5201 | 29.2407 | 28.9612 | 28.7025 | 28.4211 | 28.2794 | 27.9869
|  | GB | 556.9711 | 561.0903 | 563.6662 | 565.7592 | 566.7939 | 568.1329 | 568.925 | 569.6103 | 569.5434 | 568.7415 | 568.0029 | 566.6724 | 563.7392 | 560.7656 | 558.0712 | 555.216 | 552.1687 | 549.3474 | 546.4991 | 543.2894 | 539.598 | 536.1232 | 531.4566 | 526.3379 | 521.528 | 517.2027 | 513.2605 | 507.6315 | 502.6724 | 497.9833 | 493.5771 | 489.4275
Five Year Forecast: LDZ Annual demand
Source: National Grid
Calender year
|  |  | 2019 | 2020 | 2021 | 2022 | 2023
|  | Scotland | 2019: 49.0632; 2020: 49.5918; 2021: 49.8746; 2022: 50.1295; 2023: 50.0748
|  | Northern | 2019: 34.2404; 2020: 34.5083; 2021: 34.637; 2022: 34.7981; 2023: 34.7664
|  | North Western | 2019: 69.423; 2020: 70.1454; 2021: 70.5597; 2022: 70.7996; 2023: 70.6305
|  | North Eastern | 2019: 39.4914; 2020: 39.7966; 2021: 40.0418; 2022: 40.6492; 2023: 40.4979
|  | East Midlands | 2019: 58.6654; 2020: 59.2574; 2021: 59.5851; 2022: 60.2059; 2023: 59.9625
|  | West Midlands | 2019: 46.5586; 2020: 47.0652; 2021: 47.3256; 2022: 47.5126; 2023: 47.4266
|  | Wales North | 2019: 6.6993; 2020: 6.7596; 2021: 6.7689; 2022: 6.7835; 2023: 6.7515
|  | Wales South | 2019: 29.6344; 2020: 27.8783; 2021: 27.0489; 2022: 25.5448; 2023: 25.8351
|  | Eastern | 2019: 44.6125; 2020: 45.2276; 2021: 45.6394; 2022: 45.7696; 2023: 46.3176
|  | North Thames | 2019: 53.7887; 2020: 54.3824; 2021: 54.663; 2022: 54.8608; 2023: 54.7441
|  | South Eastern | 2019: 56.5943; 2020: 56.5987; 2021: 56.7229; 2022: 56.5412; 2023: 56.406
|  | Southern | 2019: 37.7881; 2020: 38.1098; 2021: 38.2675; 2022: 38.3661; 2023: 38.33
|  | South Western | 2019: 30.4244; 2020: 30.7469; 2021: 30.907; 2022: 30.9015; 2023: 30.85
|  | GB | 2019: 556.9835; 2020: 560.068; 2021: 562.0415; 2022: 562.8625; 2023: 562.593

## Annual Supply
Annual supply patterns
Community Renewables
|  | Year | 2000 | 2001 | 2002 | 2003 | 2004 | 2005 | 2006 | 2007 | 2008 | 2009 | 2010 | 2011 | 2012 | 2013 | 2014 | 2015 | 2016 | 2017 | 2018 | 2019 | 2020 | 2021 | 2022 | 2023 | 2024 | 2025 | 2026 | 2027 | 2028 | 2029 | 2030 | 2031 | 2032 | 2033 | 2034 | 2035 | 2036 | 2037 | 2038 | 2039 | 2040 | 2041 | 2042 | 2043 | 2044 | 2045 | 2046 | 2047 | 2048 | 2049 | 2050
|  | UKCS | 94.816 | 95.235 | 92.442 | 93.799 | 90.502 | 82.179 | 74.907 | 66.839 | 63.444 | 54.758 | 52.107 | 40.013 | 33.228 | 32 | 31 | 33 | 34.7545 | 38.0995 | 36.0901 | 32.0105 | 29.8935 | 29.9665 | 26.572 | 25.915 | 23.7615 | 23.0315 | 21.7905 | 18.761 | 16.8995 | 15.622 | 14.819 | 13.1765 | 11.8625 | 10.731 | 9.49 | 8.2855 | 6.6795 | 5.0735 | 3.942 | 2.701 | 2.409 | 1.6425 | 0 | 0 | 0 | 0 | 0 | 0 | 0 | 0 | 0
|  | Shale | 0 | 0 | 0 | 0 | 0 | 0 | 0 | 0 | 0 | 0 | 0 | 0 | 0 | 0 | 0 | 0 | 0 | 0 | 0 | 0 | 0 | 0 | 0 | 0 | 0 | 0 | 0 | 0 | 0 | 0 | 0 | 0 | 0 | 0 | 0 | 0 | 0 | 0 | 0 | 0 | 0 | 0 | 0 | 0 | 0 | 0 | 0 | 0 | 0 | 0 | 0
|  | Green gas | 0 | 0 | 0 | 0 | 0 | 0 | 0 | 0 | 0 | 0 | 0 | 0 | 0 | 0 | 0 | 0 | 0.2 | 0.25 | 0 | 0.44343 | 0.56035 | 0.69678 | 0.85383 | 1.0612 | 1.3152 | 1.5504 | 1.785 | 2.051 | 2.3497 | 2.6776 | 3.1928 | 3.9314 | 4.4744 | 5.1029 | 6.0283 | 6.569 | 7.3246 | 7.7352 | 8.151 | 8.5722 | 8.9691 | 9.3719 | 9.7808 | 10.0547 | 10.3323 | 10.6138 | 10.8992 | 11.2887 | 11.6323 | 12.0053 | 12.0053
|  | Norway | 1.2 | 1.375 | 3.429 | 5.161 | 7.069 | 9.288 | 13.113 | 20.085 | 26.189 | 23.727 | 25.357 | 21.865 | 27.858 | 29 | 25 | 29 | 32.273 | 35.2134 | 33.5186 | 25.8707 | 26.0264 | 25.7631 | 25.2512 | 24.502 | 23.4322 | 23.2011 | 21.7787 | 19.9577 | 18.019 | 16.0458 | 14.5835 | 12.8335 | 11.2462 | 9.4015 | 8.3198 | 7.6477 | 7.8816 | 7.7119 | 7.401 | 7.4563 | 7.1867 | 6.6544 | 5.342 | 5.1514 | 4.8156 | 4.5137 | 4.2468 | 3.8421 | 3.6683 | 3.5031 | 3.3462
|  | Continent | 0.261 | 0.366 | 0.61 | 0.592 | 2.357 | 2.227 | 3.668 | 7.7 | 9.557 | 7.233 | 9.545 | 6.264 | 8.092 | 11 | 7 | 3.5 | 6 | 4.6759 | 6.144 | 5.54 | 5.54 | 5.54 | 5.54 | 5.54 | 5.54 | 5.54 | 5.54 | 5.54 | 5.54 | 5.54 | 5.54 | 5.54 | 5.54 | 5.54 | 5.54 | 5.54 | 5.54 | 5.54 | 5.54 | 5.54 | 5.54 | 5.54 | 5.175 | 4.9925 | 4.81 | 4.6275 | 4.445 | 4.2625 | 4.08 | 3.8975 | 3.715
|  | LNG | 0 | 0 | 0 | 0 | 0 | 0 | 0 | 0 | 0 | 6.405 | 18.688 | 24.779 | 13.573 | 9 | 11 | 12.5 | 9.0489 | 5.2819 | 5.7079 | 7.107 | 6.742 | 5.3705 | 6.3645 | 6.197 | 6.463 | 6.853 | 7.2622 | 7.5979 | 8.6188 | 9.0046 | 9.3072 | 9.2895 | 9.7826 | 10.0327 | 10.0925 | 8.0998 | 7.831 | 7.3238 | 7.1754 | 6.6321 | 6.4689 | 6.2189 | 6.0994 | 5.9073 | 5.7437 | 5.539 | 5.3484 | 5.1769 | 4.9962 | 4.8146 | 4.6335
|  | Generic imports | 0 | 0 | 0 | 0 | 0 | 0 | 0 | 0 | 0 | 0 | 0 | 0 | 0 | 0 | 0 | 0 | 0 | 0 | 0 | 2.3023 | 0.96585 | 1.011 | 2.0232 | 3.1306 | 5.0731 | 3.5076 | 3.8523 | 6.5643 | 7.6906 | 8.593 | 8.438 | 9.5921 | 10.0659 | 10.8191 | 10.7403 | 12.5695 | 12.3826 | 12.7965 | 12.4896 | 12.0144 | 10.5231 | 10.1524 | 10.2623 | 9.4868 | 9.018 | 7.8912 | 6.9092 | 5.9135 | 4.7107 | 3.4825 | 2.5837
|  | Demand | 103.018 | 105.022 | 103.727 | 107.878 | 103.915 | 99.929 | 97.687 | 99.814 | 104.295 | 100.212 | 112.572 | 96.215 | 87.846 | 81 | 74 | 78 | 87 | 87.9464 | 84.8425 | 73.2739 | 69.7281 | 68.3478 | 66.6046 | 66.3458 | 65.585 | 63.6835 | 62.0087 | 60.472 | 59.1175 | 57.4828 | 55.8805 | 54.363 | 52.9716 | 51.6272 | 50.2108 | 48.7115 | 47.6393 | 46.1808 | 44.699 | 42.916 | 41.0967 | 39.58 | 37.9005 | 36.2861 | 34.7196 | 33.1851 | 31.8486 | 30.4837 | 29.0876 | 27.703 | 26.2837
|  | Import dependency | 1.418% | 1.658% | 3.894% | 5.333% | 9.071% | 11.52% | 17.18% | 27.84% | 34.27% | 37.29% | 47.61% | 54.99% | 56.37% | 60.49% | 58.11% | 57.69% | 54.39% | 51.36% | 53.48% | 55.71% | 56.32% | 55.14% | 58.82% | 59.34% | 61.76% | 61.4% | 61.98% | 65.58% | 67.44% | 68.17% | 67.77% | 68.53% | 69.16% | 69.33% | 69.09% | 69.51% | 70.6% | 72.26% | 72.95% | 73.73% | 72.31% | 72.17% | 70.92% | 70.38% | 70.24% | 68.02% | 65.78% | 62.97% | 60.01% | 56.66% | 54.32%
*Years in calendar year
Two Degrees
|  | Year | 2000 | 2001 | 2002 | 2003 | 2004 | 2005 | 2006 | 2007 | 2008 | 2009 | 2010 | 2011 | 2012 | 2013 | 2014 | 2015 | 2016 | 2017 | 2018 | 2019 | 2020 | 2021 | 2022 | 2023 | 2024 | 2025 | 2026 | 2027 | 2028 | 2029 | 2030 | 2031 | 2032 | 2033 | 2034 | 2035 | 2036 | 2037 | 2038 | 2039 | 2040 | 2041 | 2042 | 2043 | 2044 | 2045 | 2046 | 2047 | 2048 | 2049 | 2050
|  | UKCS | 94.816 | 95.235 | 92.442 | 93.799 | 90.502 | 82.179 | 74.907 | 66.839 | 63.444 | 54.758 | 52.107 | 40.013 | 33.228 | 32 | 31 | 33 | 34.7545 | 38.0995 | 36.0901 | 35.332 | 35.2955 | 35.0035 | 33.9815 | 32.339 | 30.0395 | 28.8715 | 26.864 | 24.893 | 22.776 | 21.462 | 20.2575 | 18.761 | 17.9215 | 17.2645 | 17.9215 | 17.082 | 15.622 | 14.162 | 13.286 | 12.0815 | 11.534 | 10.001 | 8.906 | 7.592 | 6.4605 | 5.3655 | 4.2705 | 3.285 | 2.5185 | 1.898 | 1.387
|  | Shale | 0 | 0 | 0 | 0 | 0 | 0 | 0 | 0 | 0 | 0 | 0 | 0 | 0 | 0 | 0 | 0 | 0 | 0 | 0 | 0 | 0 | 0 | 0 | 0 | 0 | 0 | 0 | 0 | 0 | 0 | 0 | 0 | 0 | 0 | 0 | 0 | 0 | 0 | 0 | 0 | 0 | 0 | 0 | 0 | 0 | 0 | 0 | 0 | 0 | 0 | 0
|  | Green gas | 0 | 0 | 0 | 0 | 0 | 0 | 0 | 0 | 0 | 0 | 0 | 0 | 0 | 0 | 0 | 0 | 0.2 | 0.25 | 0 | 0.4085 | 0.47508 | 0.54854 | 0.63 | 0.75012 | 0.83707 | 0.94926 | 1.0593 | 1.1814 | 1.3222 | 1.4786 | 1.7177 | 2.0553 | 2.3072 | 2.5969 | 3.0175 | 3.2861 | 3.6515 | 3.8675 | 4.0883 | 4.3141 | 4.5363 | 4.7641 | 4.9978 | 5.2082 | 5.4259 | 5.6515 | 5.8855 | 6.1584 | 6.3978 | 6.6716 | 6.6716
|  | Norway | 1.2 | 1.375 | 3.429 | 5.161 | 7.069 | 9.288 | 13.113 | 20.085 | 26.189 | 23.727 | 25.357 | 21.865 | 27.858 | 29 | 25 | 29 | 32.273 | 35.2134 | 33.5186 | 27.3708 | 25.0185 | 21.8491 | 22.333 | 21.4235 | 22.161 | 22.6581 | 21.9472 | 23.1408 | 22.6537 | 21.27 | 20.5701 | 22.8004 | 22.0006 | 21.4092 | 20.8974 | 20.2973 | 19.1475 | 18.7175 | 18.5208 | 18.227 | 18.0045 | 17.2658 | 16.9806 | 16.5693 | 15.9627 | 15.3694 | 14.7895 | 14.2229 | 13.6697 | 13.1299 | 12.6035
|  | Continent | 0.261 | 0.366 | 0.61 | 0.592 | 2.357 | 2.227 | 3.668 | 7.7 | 9.557 | 7.233 | 9.545 | 6.264 | 8.092 | 11 | 7 | 3.5 | 6 | 4.6759 | 6.144 | 4.81 | 4.08 | 4.08 | 4.08 | 4.08 | 4.08 | 4.08 | 5.54 | 5.54 | 5.54 | 5.54 | 5.54 | 5.54 | 5.54 | 5.54 | 5.54 | 5.54 | 5.54 | 5.54 | 5.54 | 5.54 | 5.54 | 5.54 | 5.54 | 5.54 | 5.54 | 5.54 | 5.54 | 5.54 | 5.54 | 5.54 | 5.54
|  | LNG | 0 | 0 | 0 | 0 | 0 | 0 | 0 | 0 | 0 | 6.405 | 18.688 | 24.779 | 13.573 | 9 | 11 | 12.5 | 9.0489 | 5.2819 | 5.7079 | 6.0249 | 3.5589 | 4.187 | 4.2076 | 6.5911 | 6.4007 | 5.8901 | 5.917 | 5.4953 | 9.1429 | 9.0867 | 9.0539 | 9.0576 | 9.0703 | 9.0679 | 9.0563 | 9.1356 | 9.0534 | 9.0877 | 9.0987 | 9.0857 | 9.0757 | 9.3603 | 9.6088 | 10.1424 | 10.7671 | 11.4456 | 12.2984 | 14.4795 | 14.8585 | 15.1627 | 15.4303
|  | Generic imports | 0 | 0 | 0 | 0 | 0 | 0 | 0 | 0 | 0 | 0 | 0 | 0 | 0 | 0 | 0 | 0 | 0 | 0 | 0 | 1.46 | 3.65 | 3.65 | 3.65 | 3.65 | 3.65 | 4.1436 | 4.1165 | 4.1735 | 2.3237 | 4.0906 | 5.2447 | 3.3586 | 4.4326 | 5.0361 | 4.3265 | 4.7505 | 7.3317 | 9.1395 | 10.1068 | 11.1312 | 11.5967 | 13.5973 | 14.872 | 16.889 | 18.6544 | 20.2281 | 21.5583 | 20.8089 | 21.5666 | 21.7297 | 21.6071
|  | Demand | 103.018 | 105.022 | 103.727 | 107.878 | 103.915 | 99.929 | 97.687 | 99.814 | 104.295 | 100.212 | 112.572 | 96.215 | 87.846 | 81 | 74 | 78 | 87 | 87.9464 | 84.8425 | 75.4062 | 72.0779 | 69.3182 | 68.8821 | 68.8336 | 67.1683 | 66.5925 | 65.444 | 64.424 | 63.7586 | 62.9279 | 62.3838 | 61.5728 | 61.2722 | 60.9147 | 60.7592 | 60.0915 | 60.346 | 60.5142 | 60.6406 | 60.3794 | 60.2872 | 60.5285 | 60.9051 | 61.9409 | 62.8106 | 63.6001 | 64.3421 | 64.4946 | 64.551 | 64.1319 | 63.2395
|  | Import dependency | 1.418% | 1.658% | 3.894% | 5.333% | 9.071% | 11.52% | 17.18% | 27.84% | 34.27% | 37.29% | 47.61% | 54.99% | 56.37% | 60.49% | 58.11% | 57.69% | 54.39% | 51.36% | 53.48% | 52.6% | 50.37% | 48.71% | 49.75% | 51.93% | 54.03% | 55.22% | 57.33% | 59.53% | 62.2% | 63.54% | 64.77% | 66.19% | 66.99% | 67.39% | 65.54% | 66.1% | 68.06% | 70.21% | 71.35% | 72.85% | 73.34% | 75.61% | 77.17% | 79.33% | 81.08% | 82.68% | 84.22% | 85.36% | 86.19% | 86.64% | 87.26%
*Years in calendar year
Steady Progression
|  | Year | 2000 | 2001 | 2002 | 2003 | 2004 | 2005 | 2006 | 2007 | 2008 | 2009 | 2010 | 2011 | 2012 | 2013 | 2014 | 2015 | 2016 | 2017 | 2018 | 2019 | 2020 | 2021 | 2022 | 2023 | 2024 | 2025 | 2026 | 2027 | 2028 | 2029 | 2030 | 2031 | 2032 | 2033 | 2034 | 2035 | 2036 | 2037 | 2038 | 2039 | 2040 | 2041 | 2042 | 2043 | 2044 | 2045 | 2046 | 2047 | 2048 | 2049 | 2050
|  | UKCS | 94.816 | 95.235 | 92.442 | 93.799 | 90.502 | 82.179 | 74.907 | 66.839 | 63.444 | 54.758 | 52.107 | 40.013 | 33.228 | 32 | 31 | 33 | 34.7545 | 38.0995 | 36.0901 | 36.062 | 36.7555 | 36.4635 | 35.0765 | 34.164 | 33.3245 | 31.7915 | 29.419 | 26.353 | 24.236 | 22.922 | 21.7175 | 20.221 | 19.3815 | 18.7245 | 17.9215 | 17.082 | 15.622 | 14.162 | 13.286 | 12.0815 | 11.534 | 10.001 | 8.906 | 7.592 | 6.4605 | 5.3655 | 4.2705 | 3.285 | 2.5185 | 1.898 | 1.387
|  | Shale | 0 | 0 | 0 | 0 | 0 | 0 | 0 | 0 | 0 | 0 | 0 | 0 | 0 | 0 | 0 | 0 | 0 | 0 | 0 | 0 | 0.1 | 0.15 | 0.2 | 0.25 | 0.3 | 0.35 | 0.47406 | 1.5629 | 3.0609 | 4.7824 | 6.7414 | 8.9657 | 11.371 | 13.2027 | 14.5982 | 15.785 | 16.4411 | 16.3162 | 15.616 | 14.6398 | 13.3695 | 11.7772 | 9.9642 | 8.7134 | 7.9028 | 8.0294 | 7.7909 | 7.6421 | 7.5914 | 7.5082 | 7.3753
|  | Green gas | 0 | 0 | 0 | 0 | 0 | 0 | 0 | 0 | 0 | 0 | 0 | 0 | 0 | 0 | 0 | 0 | 0.2 | 0.25 | 0 | 0.32232 | 0.32332 | 0.32532 | 0.33032 | 0.35032 | 0.35452 | 0.35794 | 0.3617 | 0.36584 | 0.37039 | 0.3754 | 0.38091 | 0.38697 | 0.39363 | 0.40096 | 0.40903 | 0.4179 | 0.42765 | 0.43839 | 0.45019 | 0.46318 | 0.47747 | 0.49318 | 0.51047 | 0.52948 | 0.5504 | 0.57341 | 0.59872 | 0.62656 | 0.65718 | 0.69087 | 0.69087
|  | Norway | 1.2 | 1.375 | 3.429 | 5.161 | 7.069 | 9.288 | 13.113 | 20.085 | 26.189 | 23.727 | 25.357 | 21.865 | 27.858 | 29 | 25 | 29 | 32.273 | 35.2134 | 33.5186 | 31.0208 | 30.1285 | 30.0984 | 29.9718 | 30.0807 | 29.569 | 29.3627 | 28.529 | 27.1868 | 26.3402 | 25.6135 | 24.6946 | 23.8954 | 23.0956 | 22.5042 | 21.9924 | 21.3923 | 20.6075 | 20.1775 | 19.9808 | 19.687 | 19.8295 | 19.0908 | 18.8056 | 18.7593 | 18.1527 | 17.5594 | 17.3445 | 17.1429 | 17.6847 | 17.1449 | 17.3485
|  | Continent | 0.261 | 0.366 | 0.61 | 0.592 | 2.357 | 2.227 | 3.668 | 7.7 | 9.557 | 7.233 | 9.545 | 6.264 | 8.092 | 11 | 7 | 3.5 | 6 | 4.6759 | 6.144 | 4.81 | 4.81 | 4.08 | 4.445 | 4.81 | 5.175 | 5.54 | 5.54 | 5.54 | 5.54 | 5.54 | 5.905 | 5.905 | 5.905 | 5.905 | 5.905 | 6.27 | 6.27 | 6.27 | 6.27 | 6.27 | 6.27 | 6.635 | 7 | 7 | 7.365 | 7.73 | 7.73 | 7.73 | 8.095 | 8.095 | 8.095
|  | LNG | 0 | 0 | 0 | 0 | 0 | 0 | 0 | 0 | 0 | 6.405 | 18.688 | 24.779 | 13.573 | 9 | 11 | 12.5 | 9.0489 | 5.2819 | 5.7079 | 4.187 | 5.282 | 6.012 | 6.012 | 6.7468 | 6.7468 | 6.7468 | 6.7468 | 6.7468 | 7.0301 | 6.0034 | 5.3822 | 5.3917 | 6.9259 | 6.0034 | 5.9351 | 5.9351 | 5.9351 | 5.6928 | 5.3917 | 6.0034 | 7.8284 | 7.5694 | 11.4784 | 12.2084 | 12.3215 | 14.0334 | 14.1445 | 15.8598 | 16.0241 | 18.784 | 19.2551
|  | Generic imports | 0 | 0 | 0 | 0 | 0 | 0 | 0 | 0 | 0 | 0 | 0 | 0 | 0 | 0 | 0 | 0 | 0 | 0 | 0 | 2.2197 | 2.1763 | 1.6763 | 1.0208 | 1.8647 | 3.0626 | 2.9317 | 6.3486 | 9.5314 | 11.6854 | 10.1837 | 8.0964 | 7.0015 | 6.9426 | 7.0934 | 6.6533 | 5.1429 | 5.9204 | 7.7325 | 8.2792 | 9.7754 | 9.8232 | 12.8612 | 12.1088 | 14.3924 | 16.1108 | 16.2306 | 17.5975 | 17.8893 | 18.2675 | 16.8551 | 17.2597
|  | Demand | 103.018 | 105.022 | 103.727 | 107.878 | 103.915 | 99.929 | 97.687 | 99.814 | 104.295 | 100.212 | 112.572 | 96.215 | 87.846 | 81 | 74 | 78 | 87 | 87.9464 | 84.8425 | 78.6218 | 79.5756 | 78.8055 | 77.0564 | 78.2665 | 78.5324 | 77.0806 | 77.4192 | 77.2866 | 78.2629 | 75.4205 | 72.918 | 71.7671 | 74.0152 | 73.8342 | 73.4144 | 72.0252 | 71.2236 | 70.7893 | 69.2738 | 68.9202 | 69.1321 | 68.4278 | 68.7734 | 69.1951 | 68.8637 | 69.5217 | 69.4766 | 70.1756 | 70.8385 | 70.976 | 71.4115
|  | Import dependency | 1.418% | 1.658% | 3.894% | 5.333% | 9.071% | 11.52% | 17.18% | 27.84% | 34.27% | 37.29% | 47.61% | 54.99% | 56.37% | 60.49% | 58.11% | 57.69% | 54.39% | 51.36% | 53.48% | 53.72% | 53.28% | 53.13% | 53.79% | 55.58% | 56.73% | 57.84% | 60.92% | 63.41% | 64.65% | 62.77% | 60.45% | 58.79% | 57.92% | 56.22% | 55.15% | 53.79% | 54.38% | 56.33% | 57.63% | 60.56% | 63.29% | 67.45% | 71.82% | 75.67% | 78.34% | 79.91% | 81.78% | 83.54% | 84.8% | 85.77% | 86.76%
*Years in calendar year
Consumer Evolution
|  | Year | 2000 | 2001 | 2002 | 2003 | 2004 | 2005 | 2006 | 2007 | 2008 | 2009 | 2010 | 2011 | 2012 | 2013 | 2014 | 2015 | 2016 | 2017 | 2018 | 2019 | 2020 | 2021 | 2022 | 2023 | 2024 | 2025 | 2026 | 2027 | 2028 | 2029 | 2030 | 2031 | 2032 | 2033 | 2034 | 2035 | 2036 | 2037 | 2038 | 2039 | 2040 | 2041 | 2042 | 2043 | 2044 | 2045 | 2046 | 2047 | 2048 | 2049 | 2050
|  | UKCS | 94.816 | 95.235 | 92.442 | 93.799 | 90.502 | 82.179 | 74.907 | 66.839 | 63.444 | 54.758 | 52.107 | 40.013 | 33.228 | 32 | 31 | 33 | 34.7545 | 38.0995 | 36.0901 | 35.1495 | 34.7115 | 32.923 | 31.755 | 30.952 | 29.0905 | 26.9005 | 25.112 | 22.7395 | 20.5495 | 18.2135 | 17.958 | 16.6805 | 15.6585 | 14.4175 | 13.359 | 11.972 | 9.636 | 7.227 | 6.424 | 4.599 | 3.6135 | 2.3725 | 1.6425 | 1.241 | 0.73 | 0.3285 | 0.1095 | 0 | 0 | 0 | 0
|  | Shale | 0 | 0 | 0 | 0 | 0 | 0 | 0 | 0 | 0 | 0 | 0 | 0 | 0 | 0 | 0 | 0 | 0 | 0 | 0 | 0 | 0.2 | 0.3 | 0.4 | 0.5 | 0.6 | 0.7 | 0.94812 | 3.1257 | 6.1217 | 9.5649 | 13.4827 | 17.9313 | 22.742 | 26.4054 | 29.1964 | 31.57 | 32.8821 | 32.8821 | 32.8821 | 32.8821 | 32.8821 | 32.8821 | 32.8821 | 32.8821 | 32.8821 | 32.8821 | 32.8821 | 32.8821 | 32.8821 | 32.8821 | 32.8821
|  | Green gas | 0 | 0 | 0 | 0 | 0 | 0 | 0 | 0 | 0 | 0 | 0 | 0 | 0 | 0 | 0 | 0 | 0.2 | 0.25 | 0 | 0.2916 | 0.33 | 0.3698 | 0.41226 | 0.48556 | 0.49924 | 0.55031 | 0.599 | 0.65109 | 0.71392 | 0.7851 | 0.88856 | 1.0304 | 1.1394 | 1.2086 | 1.3834 | 1.514 | 1.6839 | 1.7982 | 1.9165 | 2.0393 | 2.1301 | 2.2624 | 2.3999 | 2.5583 | 2.7247 | 2.8996 | 3.0835 | 3.2772 | 3.4473 | 3.649 | 3.649
|  | Norway | 1.2 | 1.375 | 3.429 | 5.161 | 7.069 | 9.288 | 13.113 | 20.085 | 26.189 | 23.727 | 25.357 | 21.865 | 27.858 | 29 | 25 | 29 | 32.273 | 35.2134 | 33.5186 | 33.3777 | 33.8285 | 34.8033 | 33.6001 | 31.6509 | 32.8826 | 32.3068 | 31.7911 | 31.4306 | 31.3384 | 31.2847 | 31.2245 | 29.1377 | 23.354 | 21.4205 | 18.9667 | 18.4088 | 18.9596 | 20.9177 | 21.4643 | 22.7129 | 22.4708 | 23.0647 | 23.6815 | 23.2179 | 22.0654 | 21.4131 | 20.719 | 19.1641 | 19.2894 | 18.5199 | 18.061
|  | Continent | 0.261 | 0.366 | 0.61 | 0.592 | 2.357 | 2.227 | 3.668 | 7.7 | 9.557 | 7.233 | 9.545 | 6.264 | 8.092 | 11 | 7 | 3.5 | 6 | 4.6759 | 6.144 | 4.81 | 4.81 | 4.08 | 4.445 | 3.715 | 4.81 | 4.81 | 4.445 | 4.445 | 4.445 | 4.445 | 4.08 | 4.445 | 4.445 | 4.445 | 4.445 | 4.445 | 4.445 | 4.445 | 4.445 | 4.445 | 4.445 | 4.445 | 4.445 | 4.445 | 4.445 | 4.08 | 4.08 | 4.08 | 4.08 | 4.445 | 4.445
|  | LNG | 0 | 0 | 0 | 0 | 0 | 0 | 0 | 0 | 0 | 6.405 | 18.688 | 24.779 | 13.573 | 9 | 11 | 12.5 | 9.0489 | 5.2819 | 5.7079 | 3.822 | 3.457 | 2.362 | 3.822 | 6.0168 | 5.2868 | 6.0168 | 6.0168 | 6.7468 | 6.6651 | 5.9351 | 5.5701 | 5.5701 | 4.8401 | 4.1101 | 4.1101 | 3.7451 | 3.7451 | 3.7451 | 3.7451 | 3.7451 | 3.7451 | 3.7451 | 3.7451 | 3.7451 | 3.7451 | 3.7451 | 3.7451 | 3.7451 | 3.7451 | 3.7451 | 3.7451
|  | Generic imports | 0 | 0 | 0 | 0 | 0 | 0 | 0 | 0 | 0 | 0 | 0 | 0 | 0 | 0 | 0 | 0 | 0 | 0 | 0 | 1.3596 | 1.148 | 1.3005 | 0.66208 | 0.65589 | 1.6653 | 3.5499 | 5.1966 | 6.3899 | 7.7398 | 6.5829 | 3.5188 | 1.9479 | 3.5855 | 3.6176 | 3.3405 | 3.9693 | 3.419 | 3.472 | 3.5325 | 3.5856 | 3.3373 | 3.7181 | 3.7728 | 4.1385 | 5.9693 | 7.0405 | 7.3343 | 8.8343 | 8.4125 | 7.919 | 8.2395
|  | Demand | 103.018 | 105.022 | 103.727 | 107.878 | 103.915 | 99.929 | 97.687 | 99.814 | 104.295 | 100.212 | 112.572 | 96.215 | 87.846 | 81 | 74 | 78 | 87 | 87.9464 | 84.8425 | 78.8104 | 78.4851 | 76.1385 | 75.0965 | 73.9761 | 74.8344 | 74.8343 | 74.1086 | 75.5285 | 77.5734 | 76.8111 | 76.7226 | 76.7428 | 75.7644 | 75.6246 | 74.801 | 75.6241 | 74.7706 | 74.4871 | 74.4095 | 74.0089 | 72.624 | 72.4899 | 72.5688 | 72.2279 | 72.5615 | 72.3888 | 71.9536 | 71.9827 | 71.8564 | 71.1601 | 71.0217
|  | Import dependency | 1.418% | 1.658% | 3.894% | 5.333% | 9.071% | 11.52% | 17.18% | 27.84% | 34.27% | 37.29% | 47.61% | 54.99% | 56.37% | 60.49% | 58.11% | 57.69% | 54.39% | 51.36% | 53.48% | 55.03% | 55.1% | 55.88% | 56.63% | 56.83% | 59.66% | 62.38% | 64.03% | 64.89% | 64.7% | 62.81% | 57.86% | 53.56% | 47.81% | 44.42% | 41.26% | 40.42% | 40.88% | 43.74% | 44.6% | 46.6% | 46.81% | 48.25% | 49.12% | 49.21% | 49.92% | 50.12% | 49.86% | 49.77% | 49.44% | 48.66% | 48.56%
*Years in calendar year

## Annual supply by terminal
Annual supply by terminal
Figure 5.2I Annual Supply by terminal. Community Renewables High continent/Low LNG case
| TWH / YEAR | 2018/19 | 2019/20 | 2020/21 | 2021/22 | 2022/23 | 2023/24 | 2024/25 | 2025/26 | 2026/27 | 2027/28 | 2028/29 | 2029/30 | 2030/31 | 2031/32 | 2032/33 | 2033/34 | 2034/35 | 2035/36 | 2036/37 | 2037/38 | 2038/39 | 2039/40 | 2040/41 | 2041/42 | 2042/43 | 2043/44 | 2044/45 | 2045/46 | 2046/47 | 2047/48 | 2048/49 | 2049/50 | MCM / DAY | 2018/19 | 2019/20 | 2020/21 | 2021/22 | 2022/23 | 2023/24 | 2024/25 | 2025/26 | 2026/27 | 2027/28 | 2028/29 | 2029/30 | 2030/31 | 2031/32 | 2032/33 | 2033/34 | 2034/35 | 2035/36 | 2036/37 | 2037/38 | 2038/39 | 2039/40 | 2040/41 | 2041/42 | 2042/43 | 2043/44 | 2044/45 | 2045/46 | 2046/47 | 2047/48 | 2048/49 | 2049/50
| Bacton | 210.5755 | 202.2889 | 167.0185 | 164.1435 | 158.9271 | 169.0103 | 176.6089 | 162.3015 | 156.5072 | 181.8495 | 186.3273 | 185.2705 | 178.5807 | 185.2859 | 185.4847 | 191.2685 | 188.647 | 208.1668 | 203.0087 | 206.511 | 201.1291 | 187.6895 | 172.4444 | 167.9612 | 165.57 | 155.5007 | 148.181 | 134.9183 | 122.2665 | 109.5065 | 94.4103 | 79.0637 | Bacton | 52.4472 | 50.3833 | 41.5986 | 40.8826 | 39.5833 | 42.0947 | 43.9873 | 40.4238 | 38.9806 | 45.2925 | 46.4078 | 46.1446 | 44.4784 | 46.1484 | 46.1979 | 47.6385 | 46.9856 | 51.8473 | 50.5626 | 51.4349 | 50.0944 | 46.7471 | 42.95 | 41.8334 | 41.2379 | 38.7299 | 36.9069 | 33.6036 | 30.4524 | 27.2744 | 23.5144 | 19.6921
| Barrow | 10.4058 | 8.0834 | 6.5413 | 5.6055 | 3.6572 | 3.9561 | 3.8479 | 3.5865 | 3.2783 | 0 | 0 | 0 | 0 | 0 | 0 | 0 | 0 | 0 | 0 | 0 | 0 | 0 | 0 | 0 | 0 | 0 | 0 | 0 | 0 | 0 | 0 | 0 | Barrow | 2.5917 | 2.0133 | 1.6292 | 1.3961 | 0.91089 | 0.98532 | 0.95839 | 0.89328 | 0.81651 | 0 | 0 | 0 | 0 | 0 | 0 | 0 | 0 | 0 | 0 | 0 | 0 | 0 | 0 | 0 | 0 | 0 | 0 | 0 | 0 | 0 | 0 | 0
| Easington | 208.4606 | 168.2629 | 165.6176 | 167.9795 | 177.4269 | 167.0645 | 151.534 | 142.894 | 129.8789 | 117.7952 | 104.8708 | 91.786 | 82.2521 | 72.6491 | 63.4258 | 52.953 | 46.7814 | 43.3049 | 43.2026 | 42.3284 | 40.3891 | 40.6582 | 39.3476 | 36.3246 | 29.2204 | 28.215 | 26.3182 | 24.8093 | 23.3228 | 21.0865 | 20.0922 | 19.1402 | Easington | 51.9205 | 41.9086 | 41.2497 | 41.838 | 44.191 | 41.6101 | 37.742 | 35.59 | 32.3484 | 29.3388 | 26.1198 | 22.8608 | 20.4862 | 18.0944 | 15.7972 | 13.1888 | 11.6516 | 10.7858 | 10.7603 | 10.5426 | 10.0596 | 10.1266 | 9.8002 | 9.0472 | 7.2778 | 7.0274 | 6.555 | 6.1792 | 5.8089 | 5.2519 | 5.0043 | 4.7672
| St Fergus | 296.2927 | 252.1983 | 247.6845 | 237.8849 | 226.7128 | 221.6072 | 201.85 | 203.526 | 200.2741 | 178.0456 | 163.7606 | 156.6816 | 148.0179 | 136.7856 | 122.5571 | 106.3129 | 93.4363 | 83.8953 | 77.6315 | 64.9058 | 58.3006 | 56.8904 | 53.704 | 45.7406 | 36.2651 | 31.3042 | 25.2861 | 23.8364 | 22.4082 | 20.2596 | 19.3043 | 18.3896 | St Fergus | 73.7964 | 62.814 | 61.6898 | 59.249 | 56.4664 | 55.1948 | 50.274 | 50.6914 | 49.8815 | 44.3451 | 40.7872 | 39.0241 | 36.8662 | 34.0686 | 30.5248 | 26.4789 | 23.2718 | 20.8955 | 19.3354 | 16.1658 | 14.5207 | 14.1695 | 13.3758 | 11.3924 | 9.0324 | 7.7968 | 6.2979 | 5.9368 | 5.5811 | 5.046 | 4.808 | 4.5802
| Teesside | 52.9712 | 69.1482 | 88.7175 | 96.3418 | 83.3982 | 82.6989 | 87.6551 | 83.5419 | 82.0794 | 73.5307 | 65.4343 | 61.5138 | 60.2802 | 51.5296 | 47.8983 | 44.4028 | 39.8331 | 34.9258 | 26.9746 | 22.3995 | 15.6628 | 11.8844 | 10.5996 | 7.227 | 5.4604 | 3.4328 | 0 | 0 | 0 | 0 | 0 | 0 | Teesside | 13.1933 | 17.2225 | 22.0965 | 23.9955 | 20.7717 | 20.5975 | 21.8319 | 20.8075 | 20.4432 | 18.314 | 16.2975 | 15.321 | 15.0138 | 12.8343 | 11.9299 | 11.0592 | 9.9211 | 8.6988 | 6.7185 | 5.5789 | 3.9011 | 2.96 | 2.64 | 1.8 | 1.36 | 0.855 | 0 | 0 | 0 | 0 | 0 | 0
| Onshore | 2.8943 | 4.5755 | 5.9726 | 7.3814 | 9.3108 | 11.4937 | 13.9122 | 16.4668 | 19.0306 | 22.0599 | 25.151 | 28.6941 | 34.2205 | 42.3578 | 48.1358 | 54.8505 | 64.7694 | 71.1942 | 78.7247 | 83.2471 | 87.2197 | 91.6533 | 96.2878 | 100.3107 | 104.9021 | 107.9829 | 110.7214 | 114.389 | 117.3669 | 121.4802 | 124.9288 | 128.6162 | Onshore | 0.72086 | 1.1396 | 1.4876 | 1.8385 | 2.319 | 2.8627 | 3.465 | 4.1013 | 4.7399 | 5.4944 | 6.2643 | 7.1467 | 8.5232 | 10.5499 | 11.989 | 13.6614 | 16.1319 | 17.732 | 19.6076 | 20.734 | 21.7235 | 22.8277 | 23.982 | 24.984 | 26.1276 | 26.8949 | 27.5769 | 28.4904 | 29.2321 | 30.2566 | 31.1155 | 32.0339
| Burton Point | 0 | 0 | 0 | 0 | 0 | 0 | 0 | 0 | 0 | 0 | 0 | 0 | 0 | 0 | 0 | 0 | 0 | 0 | 0 | 0 | 0 | 0 | 0 | 0 | 0 | 0 | 0 | 0 | 0 | 0 | 0 | 0 | Burton Point | 0 | 0 | 0 | 0 | 0 | 0 | 0 | 0 | 0 | 0 | 0 | 0 | 0 | 0 | 0 | 0 | 0 | 0 | 0 | 0 | 0 | 0 | 0 | 0 | 0 | 0 | 0 | 0 | 0 | 0 | 0 | 0
| Isle of Grain | 0.55068 | 0.73334 | 0.71861 | 0.56893 | 0.69403 | 0.67116 | 0.68364 | 0.72784 | 0.77424 | 0.81721 | 0.92256 | 0.96498 | 0.99755 | 1.0009 | 1.0524 | 1.0784 | 1.0844 | 0.87784 | 0.84167 | 0.7882 | 0.76781 | 0.7091 | 0.69446 | 0.66563 | 0.65419 | 0.63441 | 0.61549 | 0.59696 | 0.57594 | 0.5571 | 0.53658 | 0.51581 | Isle of Grain | 0.13715 | 0.18265 | 0.17898 | 0.1417 | 0.17286 | 0.16716 | 0.17027 | 0.18128 | 0.19284 | 0.20354 | 0.22978 | 0.24034 | 0.24846 | 0.24929 | 0.26212 | 0.26859 | 0.27008 | 0.21864 | 0.20963 | 0.19631 | 0.19123 | 0.17661 | 0.17297 | 0.16578 | 0.16294 | 0.15801 | 0.1533 | 0.14868 | 0.14345 | 0.13875 | 0.13364 | 0.12847
| Milford Haven | 54.5169 | 72.6003 | 71.1427 | 56.3238 | 68.709 | 66.4448 | 67.6802 | 72.0559 | 76.6498 | 80.9039 | 91.3338 | 95.5328 | 98.7573 | 99.0873 | 104.1904 | 106.7615 | 107.3515 | 86.9062 | 83.3256 | 78.0314 | 76.0129 | 70.2006 | 68.7518 | 65.897 | 64.7645 | 62.8069 | 60.9338 | 59.0993 | 57.0179 | 55.1525 | 53.1218 | 51.0647 | Milford Haven | 13.5783 | 18.0823 | 17.7192 | 14.0283 | 17.1131 | 16.5491 | 16.8568 | 17.9467 | 19.0909 | 20.1504 | 22.7481 | 23.794 | 24.5971 | 24.6793 | 25.9503 | 26.5907 | 26.7376 | 21.6454 | 20.7536 | 19.435 | 18.9322 | 17.4846 | 17.1237 | 16.4127 | 16.1306 | 15.6431 | 15.1765 | 14.7196 | 14.2012 | 13.7366 | 13.2308 | 12.7185
| Total | 836.6676 | 777.8909 | 753.4133 | 736.2294 | 728.8361 | 722.9466 | 703.7719 | 685.1004 | 668.4726 | 655.0021 | 637.8003 | 620.4438 | 603.1062 | 588.6961 | 572.7445 | 557.6276 | 541.9031 | 529.271 | 513.7094 | 498.2114 | 479.482 | 459.6855 | 441.8296 | 424.1268 | 406.8369 | 389.877 | 372.0559 | 357.6494 | 342.9582 | 328.0424 | 312.3939 | 296.7902 | Total | 208.3855 | 193.7462 | 187.6496 | 183.3697 | 181.5283 | 180.0614 | 175.2857 | 170.6352 | 166.4938 | 163.1387 | 158.8544 | 154.5315 | 150.2133 | 146.6242 | 142.6512 | 138.8861 | 134.9696 | 131.8234 | 127.9475 | 124.0875 | 119.4227 | 114.492 | 110.0447 | 105.6356 | 101.3292 | 97.1051 | 92.6665 | 89.0783 | 85.4192 | 81.7042 | 77.8067 | 73.9204
Figure 5.2J Annual Supply by terminal. Community Renewables Low continent/High LNG case
| TWH / YEAR | 2018/19 | 2019/20 | 2020/21 | 2021/22 | 2022/23 | 2023/24 | 2024/25 | 2025/26 | 2026/27 | 2027/28 | 2028/29 | 2029/30 | 2030/31 | 2031/32 | 2032/33 | 2033/34 | 2034/35 | 2035/36 | 2036/37 | 2037/38 | 2038/39 | 2039/40 | 2040/41 | 2041/42 | 2042/43 | 2043/44 | 2044/45 | 2045/46 | 2046/47 | 2047/48 | 2048/49 | 2049/50 | MCM / DAY | 2018/19 | 2019/20 | 2020/21 | 2021/22 | 2022/23 | 2023/24 | 2024/25 | 2025/26 | 2026/27 | 2027/28 | 2028/29 | 2029/30 | 2030/31 | 2031/32 | 2032/33 | 2033/34 | 2034/35 | 2035/36 | 2036/37 | 2037/38 | 2038/39 | 2039/40 | 2040/41 | 2041/42 | 2042/43 | 2043/44 | 2044/45 | 2045/46 | 2046/47 | 2047/48 | 2048/49 | 2049/50
| Bacton | 210.5755 | 178.5331 | 156.7239 | 153.4332 | 136.8649 | 135.1045 | 122.9475 | 125.0487 | 115.4365 | 111.2455 | 104.0064 | 93.184 | 88.1418 | 81.9382 | 77.1943 | 74.9758 | 73.2514 | 71.9405 | 69.9202 | 68.7936 | 67.4843 | 59.2328 | 59.4743 | 59.2964 | 55.5034 | 53.617 | 51.5438 | 49.8721 | 47.8652 | 45.8695 | 43.818 | 41.7547 | Bacton | 52.4472 | 44.4665 | 39.0346 | 38.215 | 34.0884 | 33.6499 | 30.622 | 31.1454 | 28.7513 | 27.7075 | 25.9045 | 23.209 | 21.9531 | 20.408 | 19.2265 | 18.6739 | 18.2444 | 17.9179 | 17.4148 | 17.1342 | 16.808 | 14.7529 | 14.813 | 14.7687 | 13.824 | 13.3542 | 12.8378 | 12.4214 | 11.9216 | 11.4245 | 10.9136 | 10.3997
| Barrow | 10.4058 | 8.0834 | 6.5413 | 5.6055 | 3.6572 | 3.9561 | 3.8479 | 3.5865 | 3.2783 | 0 | 0 | 0 | 0 | 0 | 0 | 0 | 0 | 0 | 0 | 0 | 0 | 0 | 0 | 0 | 0 | 0 | 0 | 0 | 0 | 0 | 0 | 0 | Barrow | 2.5917 | 2.0133 | 1.6292 | 1.3961 | 0.91089 | 0.98532 | 0.95839 | 0.89328 | 0.81651 | 0 | 0 | 0 | 0 | 0 | 0 | 0 | 0 | 0 | 0 | 0 | 0 | 0 | 0 | 0 | 0 | 0 | 0 | 0 | 0 | 0 | 0 | 0
| Easington | 208.4606 | 168.2629 | 165.6176 | 167.9795 | 177.4269 | 167.0645 | 151.534 | 142.894 | 129.8789 | 117.7952 | 104.8708 | 91.786 | 82.2521 | 72.6491 | 63.4258 | 52.953 | 46.7814 | 43.3049 | 43.2026 | 42.3284 | 40.3891 | 40.6582 | 39.3476 | 36.3246 | 29.2204 | 28.215 | 26.3182 | 24.8093 | 23.3228 | 21.0865 | 20.0922 | 19.1402 | Easington | 51.9205 | 41.9086 | 41.2497 | 41.838 | 44.191 | 41.6101 | 37.742 | 35.59 | 32.3484 | 29.3388 | 26.1198 | 22.8608 | 20.4862 | 18.0944 | 15.7972 | 13.1888 | 11.6516 | 10.7858 | 10.7603 | 10.5426 | 10.0596 | 10.1266 | 9.8002 | 9.0472 | 7.2778 | 7.0274 | 6.555 | 6.1792 | 5.8089 | 5.2519 | 5.0043 | 4.7672
| St Fergus | 296.2927 | 252.1983 | 247.6845 | 237.8849 | 226.7128 | 221.6072 | 201.85 | 203.526 | 200.2741 | 178.0456 | 163.7606 | 156.6816 | 148.0179 | 136.7856 | 122.5571 | 106.3129 | 93.4363 | 83.8953 | 77.6315 | 64.9058 | 58.3006 | 56.8904 | 53.704 | 45.7406 | 36.2651 | 31.3042 | 25.2861 | 23.8364 | 22.4082 | 20.2596 | 19.3043 | 18.3896 | St Fergus | 73.7964 | 62.814 | 61.6898 | 59.249 | 56.4664 | 55.1948 | 50.274 | 50.6914 | 49.8815 | 44.3451 | 40.7872 | 39.0241 | 36.8662 | 34.0686 | 30.5248 | 26.4789 | 23.2718 | 20.8955 | 19.3354 | 16.1658 | 14.5207 | 14.1695 | 13.3758 | 11.3924 | 9.0324 | 7.7968 | 6.2979 | 5.9368 | 5.5811 | 5.046 | 4.808 | 4.5802
| Teesside | 52.9712 | 69.1482 | 88.7175 | 96.3418 | 83.3982 | 82.6989 | 87.6551 | 83.5419 | 82.0794 | 73.5307 | 65.4343 | 61.5138 | 60.2802 | 51.5296 | 47.8983 | 44.4028 | 39.8331 | 34.9258 | 26.9746 | 22.3995 | 15.6628 | 11.8844 | 10.5996 | 7.227 | 5.4604 | 3.4328 | 0 | 0 | 0 | 0 | 0 | 0 | Teesside | 13.1933 | 17.2225 | 22.0965 | 23.9955 | 20.7717 | 20.5975 | 21.8319 | 20.8075 | 20.4432 | 18.314 | 16.2975 | 15.321 | 15.0138 | 12.8343 | 11.9299 | 11.0592 | 9.9211 | 8.6988 | 6.7185 | 5.5789 | 3.9011 | 2.96 | 2.64 | 1.8 | 1.36 | 0.855 | 0 | 0 | 0 | 0 | 0 | 0
| Onshore | 2.8943 | 4.5755 | 5.9726 | 7.3814 | 9.3108 | 11.4937 | 13.9122 | 16.4668 | 19.0306 | 22.0599 | 25.151 | 28.6941 | 34.2205 | 42.3578 | 48.1358 | 54.8505 | 64.7694 | 71.1942 | 78.7247 | 83.2471 | 87.2197 | 91.6533 | 96.2878 | 100.3107 | 104.9021 | 107.9829 | 110.7214 | 114.389 | 117.3669 | 121.4802 | 124.9288 | 128.6162 | Onshore | 0.72086 | 1.1396 | 1.4876 | 1.8385 | 2.319 | 2.8627 | 3.465 | 4.1013 | 4.7399 | 5.4944 | 6.2643 | 7.1467 | 8.5232 | 10.5499 | 11.989 | 13.6614 | 16.1319 | 17.732 | 19.6076 | 20.734 | 21.7235 | 22.8277 | 23.982 | 24.984 | 26.1276 | 26.8949 | 27.5769 | 28.4904 | 29.2321 | 30.2566 | 31.1155 | 32.0339
| Burton Point | 0 | 0 | 0 | 0 | 0 | 0 | 0 | 0 | 0 | 0 | 0 | 0 | 0 | 0 | 0 | 0 | 0 | 0 | 0 | 0 | 0 | 0 | 0 | 0 | 0 | 0 | 0 | 0 | 0 | 0 | 0 | 0 | Burton Point | 0 | 0 | 0 | 0 | 0 | 0 | 0 | 0 | 0 | 0 | 0 | 0 | 0 | 0 | 0 | 0 | 0 | 0 | 0 | 0 | 0 | 0 | 0 | 0 | 0 | 0 | 0 | 0 | 0 | 0 | 0 | 0
| Isle of Grain | 0.55068 | 0.97089 | 0.82156 | 0.67603 | 0.91465 | 1.0102 | 1.2203 | 1.1004 | 1.1849 | 1.5233 | 1.7458 | 1.8858 | 1.9019 | 2.0344 | 2.1353 | 2.2413 | 2.2383 | 2.2401 | 2.1726 | 2.1654 | 2.1043 | 1.9937 | 1.8242 | 1.7523 | 1.7549 | 1.6533 | 1.5819 | 1.4474 | 1.32 | 1.1935 | 1.0425 | 0.8889 | Isle of Grain | 0.13715 | 0.24182 | 0.20462 | 0.16838 | 0.22781 | 0.25161 | 0.30392 | 0.27406 | 0.29513 | 0.37939 | 0.43481 | 0.4697 | 0.47371 | 0.50669 | 0.53184 | 0.55824 | 0.55749 | 0.55793 | 0.54111 | 0.53932 | 0.5241 | 0.49655 | 0.45434 | 0.43643 | 0.43707 | 0.41177 | 0.39399 | 0.3605 | 0.32875 | 0.29725 | 0.25965 | 0.22139
| Milford Haven | 54.5169 | 96.1186 | 81.3344 | 66.927 | 90.5505 | 100.0115 | 120.805 | 108.9362 | 117.3098 | 150.8018 | 172.8315 | 186.6983 | 188.2918 | 201.4015 | 211.3978 | 221.8912 | 221.5931 | 221.7702 | 215.0832 | 214.3716 | 208.3212 | 197.3728 | 180.5922 | 173.4752 | 173.7304 | 163.6718 | 156.6047 | 143.2951 | 130.6751 | 118.1532 | 103.2082 | 88.0006 | Milford Haven | 13.5783 | 23.9399 | 20.2576 | 16.6692 | 22.5531 | 24.9095 | 30.0884 | 27.1323 | 29.2179 | 37.5596 | 43.0464 | 46.5002 | 46.8971 | 50.1623 | 52.652 | 55.2656 | 55.1913 | 55.2354 | 53.5699 | 53.3927 | 51.8857 | 49.1588 | 44.9794 | 43.2068 | 43.2703 | 40.7651 | 39.0049 | 35.6899 | 32.5467 | 29.4279 | 25.7057 | 21.918
| Total | 836.6676 | 777.8909 | 753.4133 | 736.2294 | 728.8361 | 722.9466 | 703.7719 | 685.1004 | 668.4726 | 655.0021 | 637.8003 | 620.4438 | 603.1062 | 588.6961 | 572.7445 | 557.6276 | 541.9031 | 529.271 | 513.7094 | 498.2114 | 479.482 | 459.6855 | 441.8296 | 424.1268 | 406.8369 | 389.877 | 372.0559 | 357.6494 | 342.9582 | 328.0424 | 312.3939 | 296.7902 | Total | 208.3855 | 193.7462 | 187.6496 | 183.3697 | 181.5283 | 180.0614 | 175.2857 | 170.6352 | 166.4938 | 163.1387 | 158.8544 | 154.5315 | 150.2133 | 146.6242 | 142.6512 | 138.8861 | 134.9696 | 131.8234 | 127.9475 | 124.0875 | 119.4227 | 114.492 | 110.0447 | 105.6356 | 101.3292 | 97.1051 | 92.6665 | 89.0783 | 85.4192 | 81.7042 | 77.8067 | 73.9204
Figure 5.2L Annual Supply by terminal. Two Degrees High continent/Low LNG case
| TWH / YEAR | 2018/19 | 2019/20 | 2020/21 | 2021/22 | 2022/23 | 2023/24 | 2024/25 | 2025/26 | 2026/27 | 2027/28 | 2028/29 | 2029/30 | 2030/31 | 2031/32 | 2032/33 | 2033/34 | 2034/35 | 2035/36 | 2036/37 | 2037/38 | 2038/39 | 2039/40 | 2040/41 | 2041/42 | 2042/43 | 2043/44 | 2044/45 | 2045/46 | 2046/47 | 2047/48 | 2048/49 | 2049/50 | MCM / DAY | 2018/19 | 2019/20 | 2020/21 | 2021/22 | 2022/23 | 2023/24 | 2024/25 | 2025/26 | 2026/27 | 2027/28 | 2028/29 | 2029/30 | 2030/31 | 2031/32 | 2032/33 | 2033/34 | 2034/35 | 2035/36 | 2036/37 | 2037/38 | 2038/39 | 2039/40 | 2040/41 | 2041/42 | 2042/43 | 2043/44 | 2044/45 | 2045/46 | 2046/47 | 2047/48 | 2048/49 | 2049/50
| Bacton | 213.8301 | 199.0408 | 195.1255 | 194.1305 | 181.7493 | 175.1766 | 164.5291 | 170.9112 | 173.6722 | 172.9334 | 141.3263 | 143.9339 | 147.6739 | 120.1988 | 126.3336 | 130.3994 | 120.5772 | 124.6866 | 149.9637 | 168.4014 | 177.0848 | 182.1349 | 188.1694 | 210.4602 | 226.8339 | 248.8763 | 267.509 | 285.3444 | 297.832 | 289.7328 | 296.4783 | 296.9037 | Bacton | 53.2578 | 49.5743 | 48.5991 | 48.3513 | 45.2676 | 43.6305 | 40.9786 | 42.5682 | 43.2558 | 43.0718 | 35.1996 | 35.849 | 36.7805 | 29.9374 | 31.4654 | 32.4781 | 30.0317 | 31.0552 | 37.3509 | 41.9431 | 44.1058 | 45.3636 | 46.8666 | 52.4185 | 56.4966 | 61.9866 | 66.6274 | 71.0696 | 74.1798 | 72.1626 | 73.8427 | 73.9486
| Barrow | 10.4058 | 8.9411 | 7.7341 | 6.5477 | 4.677 | 4.9367 | 4.8646 | 4.4996 | 4.0932 | 0 | 0 | 0 | 0 | 0 | 0 | 0 | 0 | 0 | 0 | 0 | 0 | 0 | 0 | 0 | 0 | 0 | 0 | 0 | 0 | 0 | 0 | 0 | Barrow | 2.5917 | 2.2269 | 1.9263 | 1.6308 | 1.1649 | 1.2296 | 1.2116 | 1.1207 | 1.0195 | 0 | 0 | 0 | 0 | 0 | 0 | 0 | 0 | 0 | 0 | 0 | 0 | 0 | 0 | 0 | 0 | 0 | 0 | 0 | 0 | 0 | 0 | 0
| Easington | 217.5749 | 178.9612 | 159.4614 | 153.9382 | 171.0485 | 154.7254 | 153.3845 | 145.0472 | 134.0329 | 138.3069 | 132.4876 | 122.1774 | 115.7903 | 128.7358 | 123.4388 | 120.2083 | 116.3449 | 114.6914 | 106.805 | 104.5114 | 102.9243 | 101.5575 | 100.8263 | 96.8384 | 96.2378 | 93.7669 | 90.012 | 86.799 | 82.8997 | 79.7619 | 76.2516 | 72.9069 | Easington | 54.1905 | 44.5732 | 39.7164 | 38.3408 | 42.6024 | 38.5368 | 38.2029 | 36.1263 | 33.383 | 34.4476 | 32.9981 | 30.4302 | 28.8394 | 32.0637 | 30.7444 | 29.9398 | 28.9776 | 28.5657 | 26.6015 | 26.0302 | 25.635 | 25.2945 | 25.1124 | 24.1192 | 23.9696 | 23.3541 | 22.4189 | 21.6187 | 20.6475 | 19.866 | 18.9917 | 18.1586
| St Fergus | 305.0495 | 272.8726 | 258.435 | 237.2517 | 236.2678 | 224.8964 | 218.492 | 222.1985 | 221.1427 | 219.2627 | 215.2572 | 218.3701 | 213.4 | 226.4993 | 219.6275 | 214.1552 | 215.6458 | 210.7656 | 198.6763 | 186.1321 | 181.3378 | 177.3127 | 172.9967 | 159.0474 | 151.2434 | 136.0213 | 125.5681 | 118.8074 | 126.6243 | 112.7689 | 100.9649 | 90.9258 | St Fergus | 75.9775 | 67.9633 | 64.3674 | 59.0913 | 58.8463 | 56.0141 | 54.4189 | 55.3421 | 55.0791 | 54.6109 | 53.6133 | 54.3886 | 53.1507 | 56.4133 | 54.7017 | 53.3388 | 53.71 | 52.4945 | 49.4835 | 46.3592 | 45.1651 | 44.1626 | 43.0876 | 39.6133 | 37.6696 | 33.8783 | 31.2748 | 29.5909 | 31.5378 | 28.0869 | 25.1469 | 22.6465
| Teesside | 52.9712 | 76.4846 | 104.8945 | 112.5356 | 106.6535 | 103.1989 | 110.8144 | 104.8107 | 100.5952 | 97.8018 | 89.6062 | 85.9462 | 83.7423 | 75.7686 | 74.4089 | 73.1691 | 76.8945 | 73.6583 | 66.5996 | 62.3765 | 57.1075 | 53.1586 | 50.7496 | 44.0044 | 39.1864 | 37.5804 | 31.9795 | 23.6082 | 0 | 0 | 0 | 0 | Teesside | 13.1933 | 19.0497 | 26.1257 | 28.0288 | 26.5638 | 25.7033 | 27.6001 | 26.1048 | 25.0548 | 24.3591 | 22.3179 | 21.4063 | 20.8574 | 18.8714 | 18.5327 | 18.2239 | 19.1518 | 18.3458 | 16.5877 | 15.5359 | 14.2235 | 13.24 | 12.64 | 10.96 | 9.76 | 9.36 | 7.965 | 5.88 | 0 | 0 | 0 | 0
| Onshore | 3.0544 | 4.2215 | 4.8946 | 5.9225 | 6.8442 | 7.9044 | 9.0075 | 10.1401 | 11.3299 | 12.7472 | 14.2174 | 15.9984 | 18.504 | 22.3586 | 25.0158 | 28.2561 | 32.5959 | 36.0865 | 39.9377 | 42.3422 | 44.5478 | 47.132 | 49.8104 | 52.3924 | 55.5398 | 57.7907 | 59.9922 | 62.5821 | 64.6861 | 67.7177 | 69.976 | 72.6387 | Onshore | 0.76076 | 1.0514 | 1.2191 | 1.4751 | 1.7047 | 1.9687 | 2.2435 | 2.5256 | 2.8219 | 3.1749 | 3.5411 | 3.9847 | 4.6087 | 5.5688 | 6.2306 | 7.0376 | 8.1185 | 8.9879 | 9.9471 | 10.546 | 11.0953 | 11.739 | 12.4061 | 13.0492 | 13.8331 | 14.3937 | 14.942 | 15.5871 | 16.1111 | 16.8662 | 17.4286 | 18.0918
| Burton Point | 0 | 0 | 0 | 0 | 0 | 0 | 0 | 0 | 0 | 0 | 0 | 0 | 0 | 0 | 0 | 0 | 0 | 0 | 0 | 0 | 0 | 0 | 0 | 0 | 0 | 0 | 0 | 0 | 0 | 0 | 0 | 0 | Burton Point | 0 | 0 | 0 | 0 | 0 | 0 | 0 | 0 | 0 | 0 | 0 | 0 | 0 | 0 | 0 | 0 | 0 | 0 | 0 | 0 | 0 | 0 | 0 | 0 | 0 | 0 | 0 | 0 | 0 | 0 | 0 | 0
| Isle of Grain | 0.58115 | 0.62262 | 0.36667 | 0.45207 | 0.45711 | 0.69454 | 0.68877 | 0.62918 | 0.63288 | 0.59291 | 0.9831 | 0.98318 | 0.97534 | 0.98532 | 0.98346 | 0.98665 | 0.97831 | 1.0032 | 0.99019 | 0.99495 | 0.99144 | 0.99262 | 0.99656 | 1.0294 | 1.0678 | 1.1254 | 1.1905 | 1.2674 | 1.3517 | 1.5922 | 1.6251 | 1.6509 | Isle of Grain | 0.14475 | 0.15507 | 0.091324 | 0.1126 | 0.11385 | 0.17299 | 0.17155 | 0.15671 | 0.15763 | 0.14767 | 0.24486 | 0.24488 | 0.24292 | 0.24541 | 0.24495 | 0.24574 | 0.24366 | 0.24987 | 0.24662 | 0.24781 | 0.24693 | 0.24723 | 0.24821 | 0.25639 | 0.26595 | 0.2803 | 0.29651 | 0.31567 | 0.33666 | 0.39656 | 0.40477 | 0.41118
| Milford Haven | 57.534 | 61.6394 | 36.3 | 44.7552 | 45.254 | 68.7593 | 68.1879 | 62.2892 | 62.6554 | 58.6984 | 97.3272 | 97.3349 | 96.5587 | 97.5466 | 97.3627 | 97.6785 | 96.8523 | 99.3195 | 98.0291 | 98.4996 | 98.1529 | 98.2698 | 98.6591 | 101.9093 | 105.7125 | 111.4166 | 117.8577 | 125.4759 | 133.8172 | 157.625 | 160.8898 | 163.4365 | Milford Haven | 14.3298 | 15.3523 | 9.0411 | 11.147 | 11.2712 | 17.1256 | 16.9833 | 15.5141 | 15.6053 | 14.6198 | 24.2409 | 24.2428 | 24.0495 | 24.2956 | 24.2497 | 24.3284 | 24.1226 | 24.7371 | 24.4157 | 24.5329 | 24.4466 | 24.4757 | 24.5726 | 25.3822 | 26.3294 | 27.7501 | 29.3543 | 31.2518 | 33.3293 | 39.259 | 40.0722 | 40.7065
| Total | 861.001 | 802.7838 | 767.2119 | 755.5336 | 752.9515 | 740.2923 | 729.9687 | 720.5257 | 708.1544 | 700.3434 | 691.205 | 684.7442 | 676.6445 | 672.0931 | 667.1708 | 664.8533 | 659.889 | 660.2111 | 661.0016 | 663.2582 | 662.1466 | 660.5581 | 662.208 | 665.6816 | 675.8217 | 686.5776 | 694.109 | 703.8843 | 707.211 | 709.1984 | 706.1858 | 698.4624 | Total | 214.4461 | 199.9462 | 191.0864 | 188.1777 | 187.5346 | 184.3817 | 181.8104 | 179.4585 | 176.3772 | 174.4317 | 172.1557 | 170.5465 | 168.5291 | 167.3955 | 166.1696 | 165.5923 | 164.3559 | 164.4361 | 164.633 | 165.1951 | 164.9182 | 164.5226 | 164.9335 | 165.7987 | 168.3242 | 171.0031 | 172.8789 | 175.3137 | 176.1422 | 176.6372 | 175.8869 | 173.9632
Figure 5.2M Annual Supply by terminal. Two Degrees Low continent/High LNG case
| TWH / YEAR | 2018/19 | 2019/20 | 2020/21 | 2021/22 | 2022/23 | 2023/24 | 2024/25 | 2025/26 | 2026/27 | 2027/28 | 2028/29 | 2029/30 | 2030/31 | 2031/32 | 2032/33 | 2033/34 | 2034/35 | 2035/36 | 2036/37 | 2037/38 | 2038/39 | 2039/40 | 2040/41 | 2041/42 | 2042/43 | 2043/44 | 2044/45 | 2045/46 | 2046/47 | 2047/48 | 2048/49 | 2049/50 | MCM / DAY | 2018/19 | 2019/20 | 2020/21 | 2021/22 | 2022/23 | 2023/24 | 2024/25 | 2025/26 | 2026/27 | 2027/28 | 2028/29 | 2029/30 | 2030/31 | 2031/32 | 2032/33 | 2033/34 | 2034/35 | 2035/36 | 2036/37 | 2037/38 | 2038/39 | 2039/40 | 2040/41 | 2041/42 | 2042/43 | 2043/44 | 2044/45 | 2045/46 | 2046/47 | 2047/48 | 2048/49 | 2049/50
| Bacton | 213.8301 | 183.953 | 157.5204 | 154.7215 | 142.0962 | 136.7146 | 125.2523 | 126.6491 | 129.6419 | 127.9033 | 116.3402 | 99.6736 | 91.1747 | 83.6632 | 78.2728 | 75.6027 | 73.8401 | 72.5189 | 69.7749 | 68.3393 | 66.9553 | 60.525 | 60.8316 | 60.9253 | 61.5646 | 61.4726 | 61.2536 | 61.3472 | 60.8888 | 60.9178 | 60.5936 | 60.3176 | Bacton | 53.2578 | 45.8164 | 39.233 | 38.5359 | 35.3913 | 34.051 | 31.1961 | 31.544 | 32.2894 | 31.8564 | 28.9764 | 24.8253 | 22.7085 | 20.8377 | 19.4951 | 18.8301 | 18.391 | 18.062 | 17.3786 | 17.021 | 16.6763 | 15.0747 | 15.1511 | 15.1744 | 15.3337 | 15.3107 | 15.2562 | 15.2795 | 15.1653 | 15.1725 | 15.0918 | 15.0231
| Barrow | 10.4058 | 8.9411 | 7.7341 | 6.5477 | 4.677 | 4.9367 | 4.8646 | 4.4996 | 4.0932 | 0 | 0 | 0 | 0 | 0 | 0 | 0 | 0 | 0 | 0 | 0 | 0 | 0 | 0 | 0 | 0 | 0 | 0 | 0 | 0 | 0 | 0 | 0 | Barrow | 2.5917 | 2.2269 | 1.9263 | 1.6308 | 1.1649 | 1.2296 | 1.2116 | 1.1207 | 1.0195 | 0 | 0 | 0 | 0 | 0 | 0 | 0 | 0 | 0 | 0 | 0 | 0 | 0 | 0 | 0 | 0 | 0 | 0 | 0 | 0 | 0 | 0 | 0
| Easington | 217.5749 | 178.9612 | 159.4614 | 153.9382 | 171.0485 | 154.7254 | 153.3845 | 145.0472 | 134.0329 | 138.3069 | 132.4876 | 122.1774 | 115.7903 | 128.7358 | 123.4388 | 120.2083 | 116.3449 | 114.6914 | 106.805 | 104.5114 | 102.9243 | 101.5575 | 100.8263 | 96.8384 | 96.2378 | 93.7669 | 90.012 | 86.799 | 82.8997 | 79.7619 | 76.2516 | 72.9069 | Easington | 54.1905 | 44.5732 | 39.7164 | 38.3408 | 42.6024 | 38.5368 | 38.2029 | 36.1263 | 33.383 | 34.4476 | 32.9981 | 30.4302 | 28.8394 | 32.0637 | 30.7444 | 29.9398 | 28.9776 | 28.5657 | 26.6015 | 26.0302 | 25.635 | 25.2945 | 25.1124 | 24.1192 | 23.9696 | 23.3541 | 22.4189 | 21.6187 | 20.6475 | 19.866 | 18.9917 | 18.1586
| St Fergus | 305.0495 | 272.8726 | 258.435 | 237.2517 | 236.2678 | 224.8964 | 218.492 | 222.1985 | 221.1427 | 219.2627 | 215.2572 | 218.3701 | 213.4 | 226.4993 | 219.6275 | 214.1552 | 215.6458 | 210.7656 | 198.6763 | 186.1321 | 181.3378 | 177.3127 | 172.9967 | 159.0474 | 151.2434 | 136.0213 | 125.5681 | 118.8074 | 126.6243 | 112.7689 | 100.9649 | 90.9258 | St Fergus | 75.9775 | 67.9633 | 64.3674 | 59.0913 | 58.8463 | 56.0141 | 54.4189 | 55.3421 | 55.0791 | 54.6109 | 53.6133 | 54.3886 | 53.1507 | 56.4133 | 54.7017 | 53.3388 | 53.71 | 52.4945 | 49.4835 | 46.3592 | 45.1651 | 44.1626 | 43.0876 | 39.6133 | 37.6696 | 33.8783 | 31.2748 | 29.5909 | 31.5378 | 28.0869 | 25.1469 | 22.6465
| Teesside | 52.9712 | 76.4846 | 104.8945 | 112.5356 | 106.6535 | 103.1989 | 110.8144 | 104.8107 | 100.5952 | 97.8018 | 89.6062 | 85.9462 | 83.7423 | 75.7686 | 74.4089 | 73.1691 | 76.8945 | 73.6583 | 66.5996 | 62.3765 | 57.1075 | 53.1586 | 50.7496 | 44.0044 | 39.1864 | 37.5804 | 31.9795 | 23.6082 | 0 | 0 | 0 | 0 | Teesside | 13.1933 | 19.0497 | 26.1257 | 28.0288 | 26.5638 | 25.7033 | 27.6001 | 26.1048 | 25.0548 | 24.3591 | 22.3179 | 21.4063 | 20.8574 | 18.8714 | 18.5327 | 18.2239 | 19.1518 | 18.3458 | 16.5877 | 15.5359 | 14.2235 | 13.24 | 12.64 | 10.96 | 9.76 | 9.36 | 7.965 | 5.88 | 0 | 0 | 0 | 0
| Onshore | 3.0544 | 4.2215 | 4.8946 | 5.9225 | 6.8442 | 7.9044 | 9.0075 | 10.1401 | 11.3299 | 12.7472 | 14.2174 | 15.9984 | 18.504 | 22.3586 | 25.0158 | 28.2561 | 32.5959 | 36.0865 | 39.9377 | 42.3422 | 44.5478 | 47.132 | 49.8104 | 52.3924 | 55.5398 | 57.7907 | 59.9922 | 62.5821 | 64.6861 | 67.7177 | 69.976 | 72.6387 | Onshore | 0.76076 | 1.0514 | 1.2191 | 1.4751 | 1.7047 | 1.9687 | 2.2435 | 2.5256 | 2.8219 | 3.1749 | 3.5411 | 3.9847 | 4.6087 | 5.5688 | 6.2306 | 7.0376 | 8.1185 | 8.9879 | 9.9471 | 10.546 | 11.0953 | 11.739 | 12.4061 | 13.0492 | 13.8331 | 14.3937 | 14.942 | 15.5871 | 16.1111 | 16.8662 | 17.4286 | 18.0918
| Burton Point | 0 | 0 | 0 | 0 | 0 | 0 | 0 | 0 | 0 | 0 | 0 | 0 | 0 | 0 | 0 | 0 | 0 | 0 | 0 | 0 | 0 | 0 | 0 | 0 | 0 | 0 | 0 | 0 | 0 | 0 | 0 | 0 | Burton Point | 0 | 0 | 0 | 0 | 0 | 0 | 0 | 0 | 0 | 0 | 0 | 0 | 0 | 0 | 0 | 0 | 0 | 0 | 0 | 0 | 0 | 0 | 0 | 0 | 0 | 0 | 0 | 0 | 0 | 0 | 0 | 0
| Isle of Grain | 0.58115 | 0.7735 | 0.74272 | 0.84616 | 0.85364 | 1.0792 | 1.0815 | 1.0718 | 1.0732 | 1.0432 | 1.233 | 1.4258 | 1.5403 | 1.3507 | 1.4641 | 1.5346 | 1.4457 | 1.5249 | 1.7921 | 1.9956 | 2.0927 | 2.2087 | 2.2699 | 2.5247 | 3.6447 | 20.5884 | 36.537 | 53.0904 | 67.4529 | 78.4352 | 85.7224 | 88.0462 | Isle of Grain | 0.14475 | 0.19265 | 0.18499 | 0.21075 | 0.21261 | 0.26878 | 0.26937 | 0.26695 | 0.26729 | 0.25983 | 0.30709 | 0.35511 | 0.38364 | 0.33641 | 0.36465 | 0.38222 | 0.36007 | 0.3798 | 0.44635 | 0.49703 | 0.52123 | 0.55012 | 0.56536 | 0.62883 | 0.90777 | 5.1279 | 9.1001 | 13.223 | 16.8002 | 19.5355 | 21.3505 | 21.9293
| Milford Haven | 57.534 | 76.5764 | 73.5291 | 83.7701 | 84.5106 | 106.8367 | 107.0719 | 106.1087 | 106.2454 | 103.2782 | 122.0634 | 141.1526 | 152.4928 | 133.7169 | 144.943 | 151.9272 | 143.1221 | 150.9654 | 177.416 | 197.561 | 207.1812 | 218.6636 | 224.7235 | 249.9489 | 268.4049 | 279.3573 | 288.7666 | 297.6501 | 304.6592 | 309.5969 | 312.6773 | 313.6273 | Milford Haven | 14.3298 | 19.0726 | 18.3136 | 20.8643 | 21.0487 | 26.6094 | 26.668 | 26.4281 | 26.4621 | 25.7231 | 30.4018 | 35.1563 | 37.9808 | 33.3043 | 36.1004 | 37.8399 | 35.6469 | 37.6004 | 44.1883 | 49.2057 | 51.6018 | 54.4617 | 55.971 | 62.2538 | 66.8505 | 69.5784 | 71.9219 | 74.1345 | 75.8802 | 77.1101 | 77.8773 | 78.1139
| Total | 861.001 | 802.7838 | 767.2119 | 755.5336 | 752.9515 | 740.2923 | 729.9687 | 720.5257 | 708.1544 | 700.3434 | 691.205 | 684.7442 | 676.6445 | 672.0931 | 667.1708 | 664.8533 | 659.889 | 660.2111 | 661.0016 | 663.2582 | 662.1466 | 660.5581 | 662.208 | 665.6816 | 675.8217 | 686.5776 | 694.109 | 703.8843 | 707.211 | 709.1984 | 706.1858 | 698.4624 | Total | 214.4461 | 199.9462 | 191.0864 | 188.1777 | 187.5346 | 184.3817 | 181.8104 | 179.4585 | 176.3772 | 174.4317 | 172.1557 | 170.5465 | 168.5291 | 167.3955 | 166.1696 | 165.5923 | 164.3559 | 164.4361 | 164.633 | 165.1951 | 164.9182 | 164.5226 | 164.9335 | 165.7987 | 168.3242 | 171.0031 | 172.8789 | 175.3137 | 176.1422 | 176.6372 | 175.8869 | 173.9632
Figure 5.2O Annual Supply by terminal. Steady Progression High continent/Low LNG case
| TWH / YEAR | 2018/19 | 2019/20 | 2020/21 | 2021/22 | 2022/23 | 2023/24 | 2024/25 | 2025/26 | 2026/27 | 2027/28 | 2028/29 | 2029/30 | 2030/31 | 2031/32 | 2032/33 | 2033/34 | 2034/35 | 2035/36 | 2036/37 | 2037/38 | 2038/39 | 2039/40 | 2040/41 | 2041/42 | 2042/43 | 2043/44 | 2044/45 | 2045/46 | 2046/47 | 2047/48 | 2048/49 | 2049/50 | MCM / DAY | 2018/19 | 2019/20 | 2020/21 | 2021/22 | 2022/23 | 2023/24 | 2024/25 | 2025/26 | 2026/27 | 2027/28 | 2028/29 | 2029/30 | 2030/31 | 2031/32 | 2032/33 | 2033/34 | 2034/35 | 2035/36 | 2036/37 | 2037/38 | 2038/39 | 2039/40 | 2040/41 | 2041/42 | 2042/43 | 2043/44 | 2044/45 | 2045/46 | 2046/47 | 2047/48 | 2048/49 | 2049/50
| Bacton | 215.7319 | 216.2829 | 195.4079 | 176.6863 | 162.5302 | 173.4639 | 179.0528 | 185.8424 | 208.4482 | 241.259 | 243.1483 | 209.647 | 185.4293 | 173.4966 | 160.9729 | 159.2636 | 150.1676 | 136.5705 | 142.5083 | 158.5278 | 166.3481 | 177.7108 | 175.3154 | 216.1658 | 212.0982 | 235.0561 | 260.9426 | 264.3635 | 282.2151 | 285.5338 | 291.5009 | 277.1386 | Bacton | 53.7315 | 53.8687 | 48.6695 | 44.0065 | 40.4808 | 43.204 | 44.596 | 46.287 | 51.9174 | 60.0894 | 60.56 | 52.2159 | 46.1841 | 43.2121 | 40.0929 | 39.6671 | 37.4016 | 34.0151 | 35.494 | 39.4839 | 41.4317 | 44.2617 | 43.6651 | 53.8395 | 52.8265 | 58.5445 | 64.9919 | 65.844 | 70.2902 | 71.1168 | 72.603 | 69.0258
| Barrow | 10.4058 | 9.1258 | 8.054 | 6.8208 | 4.8278 | 5.2153 | 5.3966 | 4.9547 | 4.4825 | 0 | 0 | 0 | 0 | 0 | 0 | 0 | 0 | 0 | 0 | 0 | 0 | 0 | 0 | 0 | 0 | 0 | 0 | 0 | 0 | 0 | 0 | 0 | Barrow | 2.5917 | 2.2729 | 2.006 | 1.6988 | 1.2024 | 1.299 | 1.3441 | 1.2341 | 1.1164 | 0 | 0 | 0 | 0 | 0 | 0 | 0 | 0 | 0 | 0 | 0 | 0 | 0 | 0 | 0 | 0 | 0 | 0 | 0 | 0 | 0 | 0 | 0
| Easington | 222.9006 | 213.8089 | 194.4367 | 198.763 | 221.1298 | 212.9509 | 197.8167 | 190.6168 | 176.4473 | 167.213 | 151.2997 | 144.0489 | 139.4001 | 142.4236 | 131.4574 | 127.4742 | 122.8352 | 120.4012 | 114.9457 | 110.8549 | 111.8949 | 111.2023 | 110.1694 | 107.9528 | 106.4537 | 105.1236 | 102.905 | 98.8062 | 98.5644 | 97.4419 | 99.7291 | 97.1249 | Easington | 55.517 | 53.2525 | 48.4276 | 49.5051 | 55.0759 | 53.0388 | 49.2694 | 47.4762 | 43.947 | 41.6471 | 37.6836 | 35.8777 | 34.7198 | 35.4729 | 32.7416 | 31.7495 | 30.5941 | 29.9878 | 28.6291 | 27.6102 | 27.8692 | 27.6967 | 27.4395 | 26.8874 | 26.514 | 26.1827 | 25.6301 | 24.6093 | 24.549 | 24.2695 | 24.8391 | 24.1905
| St Fergus | 310.1664 | 308.439 | 296.3914 | 284.0455 | 286.7028 | 285.141 | 268.9595 | 274.3593 | 270.6785 | 252.1015 | 238.9704 | 246.2536 | 243.4461 | 247.6512 | 235.5621 | 229.4795 | 221.8816 | 216.2515 | 206.4978 | 192.2269 | 189.9566 | 186.5793 | 181.9735 | 169.7259 | 161.0587 | 146.9327 | 137.9555 | 130.3437 | 141.6746 | 129.7557 | 123.5216 | 114.1941 | St Fergus | 77.2519 | 76.8217 | 73.821 | 70.7461 | 71.4079 | 71.0189 | 66.9887 | 68.3336 | 67.4168 | 62.7899 | 59.5194 | 61.3334 | 60.6342 | 61.6815 | 58.6705 | 57.1555 | 55.2632 | 53.8609 | 51.4316 | 47.8772 | 47.3117 | 46.4706 | 45.3234 | 42.273 | 40.1142 | 36.5959 | 34.36 | 32.4642 | 35.2863 | 32.3177 | 30.765 | 28.4419
| Teesside | 52.9712 | 78.0649 | 109.2335 | 117.2295 | 110.0903 | 109.0228 | 122.9326 | 115.411 | 110.1627 | 103.538 | 95.3502 | 91.7928 | 89.7778 | 81.665 | 80.4707 | 79.3568 | 76.8945 | 73.6583 | 66.5996 | 62.3765 | 57.1075 | 53.1586 | 50.7496 | 44.0044 | 39.1864 | 37.5804 | 31.9795 | 23.6082 | 0 | 0 | 0 | 0 | Teesside | 13.1933 | 19.4433 | 27.2064 | 29.1979 | 27.4197 | 27.1539 | 30.6183 | 28.745 | 27.4378 | 25.7878 | 23.7485 | 22.8625 | 22.3606 | 20.34 | 20.0425 | 19.7651 | 19.1518 | 18.3458 | 16.5877 | 15.5359 | 14.2235 | 13.24 | 12.64 | 10.96 | 9.76 | 9.36 | 7.965 | 5.88 | 0 | 0 | 0 | 0
| Onshore | 3.148 | 3.6343 | 4.5533 | 5.07 | 5.9776 | 6.6963 | 7.0563 | 7.8865 | 9.2351 | 21.6442 | 36.4011 | 54.8508 | 77.1495 | 107.4497 | 129.3753 | 149.286 | 162.7273 | 177.3041 | 184.4929 | 180.4893 | 176.4168 | 167.2732 | 150.8457 | 136.0491 | 116.2632 | 101.5596 | 93.9611 | 94.9165 | 93.4822 | 92.156 | 91.2079 | 91.0725 | Onshore | 0.78407 | 0.90519 | 1.1341 | 1.2628 | 1.4888 | 1.6678 | 1.7575 | 1.9643 | 2.3001 | 5.3908 | 9.0663 | 13.6615 | 19.2153 | 26.7621 | 32.223 | 37.1821 | 40.5298 | 44.1604 | 45.9509 | 44.9538 | 43.9394 | 41.6621 | 37.5705 | 33.8852 | 28.9572 | 25.295 | 23.4025 | 23.6405 | 23.2832 | 22.9529 | 22.7168 | 22.6831
| Burton Point | 0 | 0 | 0 | 0 | 0 | 0 | 0 | 0 | 0 | 0 | 0 | 0 | 0 | 0 | 0 | 0 | 0 | 0 | 0 | 0 | 0 | 0 | 0 | 0 | 0 | 0 | 0 | 0 | 0 | 0 | 0 | 0 | Burton Point | 0 | 0 | 0 | 0 | 0 | 0 | 0 | 0 | 0 | 0 | 0 | 0 | 0 | 0 | 0 | 0 | 0 | 0 | 0 | 0 | 0 | 0 | 0 | 0 | 0 | 0 | 0 | 0 | 0 | 0 | 0 | 0
| Isle of Grain | 0.59896 | 0.47211 | 0.56815 | 0.64128 | 0.67765 | 0.75258 | 0.72737 | 0.7516 | 0.74552 | 0.75714 | 0.7458 | 0.63843 | 0.58301 | 0.61943 | 0.76164 | 0.65882 | 0.64356 | 0.64946 | 0.64912 | 0.61325 | 0.59204 | 0.66491 | 0.85281 | 0.83927 | 1.2741 | 1.3414 | 1.3696 | 1.5483 | 1.5761 | 1.7676 | 1.7719 | 2.0865 | Isle of Grain | 0.14918 | 0.11759 | 0.14151 | 0.15972 | 0.16878 | 0.18744 | 0.18116 | 0.1872 | 0.18568 | 0.18858 | 0.18575 | 0.15901 | 0.14521 | 0.15428 | 0.1897 | 0.16409 | 0.16029 | 0.16176 | 0.16167 | 0.15274 | 0.14746 | 0.16561 | 0.21241 | 0.20903 | 0.31732 | 0.33411 | 0.34112 | 0.38564 | 0.39255 | 0.44025 | 0.44131 | 0.51967
| Milford Haven | 59.2971 | 46.7389 | 56.2464 | 63.4865 | 67.0878 | 74.5052 | 72.0092 | 74.4083 | 73.806 | 74.9568 | 73.8339 | 63.205 | 57.7183 | 61.324 | 75.4022 | 65.2227 | 63.7121 | 64.2965 | 64.2626 | 60.7121 | 58.6119 | 65.8263 | 84.4284 | 83.0879 | 126.1311 | 132.8029 | 135.5891 | 153.2862 | 156.0311 | 174.9944 | 175.4135 | 206.5605 | Milford Haven | 14.7689 | 11.6411 | 14.0091 | 15.8123 | 16.7093 | 18.5567 | 17.935 | 18.5326 | 18.3826 | 18.6692 | 18.3895 | 15.7422 | 14.3757 | 15.2737 | 18.7801 | 16.2448 | 15.8685 | 16.0141 | 16.0056 | 15.1213 | 14.5982 | 16.3951 | 21.0282 | 20.6944 | 31.415 | 33.0767 | 33.7706 | 38.1784 | 38.862 | 43.5852 | 43.6895 | 51.4472
| Total | 875.22 | 876.5669 | 864.8914 | 852.7429 | 859.0239 | 867.748 | 853.9511 | 854.2306 | 854.0059 | 861.4696 | 839.7493 | 810.4366 | 793.5042 | 814.6294 | 814.0022 | 810.7417 | 798.8618 | 789.1316 | 779.9559 | 765.8008 | 760.9278 | 762.4155 | 754.3348 | 757.8252 | 762.4654 | 760.3967 | 764.7023 | 766.8728 | 773.5434 | 781.6495 | 783.1449 | 788.1769 | Total | 217.9875 | 218.323 | 215.415 | 212.3893 | 213.9536 | 216.1265 | 212.6902 | 212.7598 | 212.7038 | 214.5628 | 209.153 | 201.8522 | 197.6349 | 202.8965 | 202.7403 | 201.9282 | 198.9693 | 196.5458 | 194.2605 | 190.7349 | 189.5213 | 189.8918 | 187.8791 | 188.7485 | 189.9042 | 189.389 | 190.4613 | 191.0019 | 192.6634 | 194.6823 | 195.0548 | 196.3081
Figure 5.2P Annual Supply by terminal. Steady Progression Low continent/High LNG case
| TWH / YEAR | 2018/19 | 2019/20 | 2020/21 | 2021/22 | 2022/23 | 2023/24 | 2024/25 | 2025/26 | 2026/27 | 2027/28 | 2028/29 | 2029/30 | 2030/31 | 2031/32 | 2032/33 | 2033/34 | 2034/35 | 2035/36 | 2036/37 | 2037/38 | 2038/39 | 2039/40 | 2040/41 | 2041/42 | 2042/43 | 2043/44 | 2044/45 | 2045/46 | 2046/47 | 2047/48 | 2048/49 | 2049/50 | MCM / DAY | 2018/19 | 2019/20 | 2020/21 | 2021/22 | 2022/23 | 2023/24 | 2024/25 | 2025/26 | 2026/27 | 2027/28 | 2028/29 | 2029/30 | 2030/31 | 2031/32 | 2032/33 | 2033/34 | 2034/35 | 2035/36 | 2036/37 | 2037/38 | 2038/39 | 2039/40 | 2040/41 | 2041/42 | 2042/43 | 2043/44 | 2044/45 | 2045/46 | 2046/47 | 2047/48 | 2048/49 | 2049/50
| Bacton | 215.7319 | 191.2548 | 171.9993 | 158.8056 | 151.0245 | 152.664 | 146.0354 | 153.1833 | 138.2971 | 134.2962 | 119.1821 | 101.3485 | 97.728 | 93.0588 | 84.625 | 81.4209 | 78.0239 | 80.2925 | 77.7573 | 75.2296 | 75.437 | 69.4433 | 68.3037 | 73.5661 | 77.6963 | 76.9146 | 81.8646 | 85.2868 | 86.1323 | 86.1527 | 89.5094 | 89.9167 | Bacton | 53.7315 | 47.6351 | 42.8392 | 39.5531 | 37.6151 | 38.0234 | 36.3724 | 38.1527 | 34.4451 | 33.4486 | 29.6842 | 25.2425 | 24.3407 | 23.1778 | 21.0772 | 20.2792 | 19.4331 | 19.9981 | 19.3667 | 18.7371 | 18.7888 | 17.296 | 17.0121 | 18.3228 | 19.3515 | 19.1568 | 20.3897 | 21.242 | 21.4526 | 21.4577 | 22.2937 | 22.3952
| Barrow | 10.4058 | 9.1258 | 8.054 | 6.8208 | 4.8278 | 5.2153 | 5.3966 | 4.9547 | 4.4825 | 0 | 0 | 0 | 0 | 0 | 0 | 0 | 0 | 0 | 0 | 0 | 0 | 0 | 0 | 0 | 0 | 0 | 0 | 0 | 0 | 0 | 0 | 0 | Barrow | 2.5917 | 2.2729 | 2.006 | 1.6988 | 1.2024 | 1.299 | 1.3441 | 1.2341 | 1.1164 | 0 | 0 | 0 | 0 | 0 | 0 | 0 | 0 | 0 | 0 | 0 | 0 | 0 | 0 | 0 | 0 | 0 | 0 | 0 | 0 | 0 | 0 | 0
| Easington | 222.9006 | 213.8089 | 194.4367 | 198.763 | 221.1298 | 212.9509 | 197.8167 | 190.6168 | 176.4473 | 167.213 | 151.2997 | 144.0489 | 139.4001 | 142.4236 | 131.4574 | 127.4742 | 122.8352 | 120.4012 | 114.9457 | 110.8549 | 111.8949 | 111.2023 | 110.1694 | 107.9528 | 106.4537 | 105.1236 | 102.905 | 98.8062 | 98.5644 | 97.4419 | 99.7291 | 97.1249 | Easington | 55.517 | 53.2525 | 48.4276 | 49.5051 | 55.0759 | 53.0388 | 49.2694 | 47.4762 | 43.947 | 41.6471 | 37.6836 | 35.8777 | 34.7198 | 35.4729 | 32.7416 | 31.7495 | 30.5941 | 29.9878 | 28.6291 | 27.6102 | 27.8692 | 27.6967 | 27.4395 | 26.8874 | 26.514 | 26.1827 | 25.6301 | 24.6093 | 24.549 | 24.2695 | 24.8391 | 24.1905
| St Fergus | 310.1664 | 308.439 | 296.3914 | 284.0455 | 286.7028 | 285.141 | 268.9595 | 274.3593 | 270.6785 | 252.1015 | 238.9704 | 246.2536 | 243.4461 | 247.6512 | 235.5621 | 229.4795 | 221.8816 | 216.2515 | 206.4978 | 192.2269 | 189.9566 | 186.5793 | 181.9735 | 169.7259 | 161.0587 | 146.9327 | 137.9555 | 130.3437 | 141.6746 | 129.7557 | 123.5216 | 114.1941 | St Fergus | 77.2519 | 76.8217 | 73.821 | 70.7461 | 71.4079 | 71.0189 | 66.9887 | 68.3336 | 67.4168 | 62.7899 | 59.5194 | 61.3334 | 60.6342 | 61.6815 | 58.6705 | 57.1555 | 55.2632 | 53.8609 | 51.4316 | 47.8772 | 47.3117 | 46.4706 | 45.3234 | 42.273 | 40.1142 | 36.5959 | 34.36 | 32.4642 | 35.2863 | 32.3177 | 30.765 | 28.4419
| Teesside | 52.9712 | 78.0649 | 109.2335 | 117.2295 | 110.0903 | 109.0228 | 122.9326 | 115.411 | 110.1627 | 103.538 | 95.3502 | 91.7928 | 89.7778 | 81.665 | 80.4707 | 79.3568 | 76.8945 | 73.6583 | 66.5996 | 62.3765 | 57.1075 | 53.1586 | 50.7496 | 44.0044 | 39.1864 | 37.5804 | 31.9795 | 23.6082 | 0 | 0 | 0 | 0 | Teesside | 13.1933 | 19.4433 | 27.2064 | 29.1979 | 27.4197 | 27.1539 | 30.6183 | 28.745 | 27.4378 | 25.7878 | 23.7485 | 22.8625 | 22.3606 | 20.34 | 20.0425 | 19.7651 | 19.1518 | 18.3458 | 16.5877 | 15.5359 | 14.2235 | 13.24 | 12.64 | 10.96 | 9.76 | 9.36 | 7.965 | 5.88 | 0 | 0 | 0 | 0
| Onshore | 3.148 | 3.6343 | 4.5533 | 5.07 | 5.9776 | 6.6963 | 7.0563 | 7.8865 | 9.2351 | 21.6442 | 36.4011 | 54.8508 | 77.1495 | 107.4497 | 129.3753 | 149.286 | 162.7273 | 177.3041 | 184.4929 | 180.4893 | 176.4168 | 167.2732 | 150.8457 | 136.0491 | 116.2632 | 101.5596 | 93.9611 | 94.9165 | 93.4822 | 92.156 | 91.2079 | 91.0725 | Onshore | 0.78407 | 0.90519 | 1.1341 | 1.2628 | 1.4888 | 1.6678 | 1.7575 | 1.9643 | 2.3001 | 5.3908 | 9.0663 | 13.6615 | 19.2153 | 26.7621 | 32.223 | 37.1821 | 40.5298 | 44.1604 | 45.9509 | 44.9538 | 43.9394 | 41.6621 | 37.5705 | 33.8852 | 28.9572 | 25.295 | 23.4025 | 23.6405 | 23.2832 | 22.9529 | 22.7168 | 22.6831
| Burton Point | 0 | 0 | 0 | 0 | 0 | 0 | 0 | 0 | 0 | 0 | 0 | 0 | 0 | 0 | 0 | 0 | 0 | 0 | 0 | 0 | 0 | 0 | 0 | 0 | 0 | 0 | 0 | 0 | 0 | 0 | 0 | 0 | Burton Point | 0 | 0 | 0 | 0 | 0 | 0 | 0 | 0 | 0 | 0 | 0 | 0 | 0 | 0 | 0 | 0 | 0 | 0 | 0 | 0 | 0 | 0 | 0 | 0 | 0 | 0 | 0 | 0 | 0 | 0 | 0 | 0
| Isle of Grain | 0.59896 | 0.72239 | 0.80223 | 0.82008 | 0.79271 | 0.96058 | 1.0575 | 1.0782 | 1.447 | 1.8268 | 1.9855 | 1.7214 | 1.46 | 1.4238 | 1.5251 | 1.4372 | 1.365 | 1.2122 | 1.2966 | 1.4462 | 1.5012 | 1.7476 | 1.9229 | 2.2653 | 2.6181 | 15.8747 | 30.6463 | 42.0747 | 55.0473 | 70.2104 | 72.2959 | 83.9334 | Isle of Grain | 0.14918 | 0.17992 | 0.19981 | 0.20426 | 0.19744 | 0.23925 | 0.2634 | 0.26854 | 0.36041 | 0.45499 | 0.49451 | 0.42875 | 0.36364 | 0.35462 | 0.37985 | 0.35797 | 0.33997 | 0.30193 | 0.32295 | 0.36021 | 0.37389 | 0.43526 | 0.47894 | 0.5642 | 0.65207 | 3.9539 | 7.6329 | 10.4794 | 13.7104 | 17.487 | 18.0065 | 20.905
| Milford Haven | 59.2971 | 71.5167 | 79.4209 | 81.1884 | 78.4784 | 95.0971 | 104.6965 | 106.7408 | 143.2557 | 180.8499 | 196.5604 | 170.4205 | 144.5426 | 140.9573 | 150.9866 | 142.287 | 135.1343 | 120.0117 | 128.3662 | 143.1773 | 148.6139 | 173.0112 | 190.37 | 224.2616 | 259.189 | 276.4111 | 285.3904 | 291.8366 | 298.6426 | 305.9328 | 306.8809 | 311.9354 | Milford Haven | 14.7689 | 17.8124 | 19.781 | 20.2213 | 19.5463 | 23.6854 | 26.0763 | 26.5855 | 35.6801 | 45.0436 | 48.9565 | 42.446 | 36.0007 | 35.1077 | 37.6056 | 35.4389 | 33.6574 | 29.8908 | 31.9717 | 35.6606 | 37.0147 | 43.0912 | 47.4147 | 55.8559 | 64.5552 | 68.8446 | 71.081 | 72.6866 | 74.3817 | 76.1975 | 76.4336 | 77.6925
| Total | 875.22 | 876.5669 | 864.8914 | 852.7429 | 859.0239 | 867.748 | 853.9511 | 854.2306 | 854.0059 | 861.4696 | 839.7493 | 810.4366 | 793.5042 | 814.6294 | 814.0022 | 810.7417 | 798.8618 | 789.1316 | 779.9559 | 765.8008 | 760.9278 | 762.4155 | 754.3348 | 757.8252 | 762.4654 | 760.3967 | 764.7023 | 766.8728 | 773.5434 | 781.6495 | 783.1449 | 788.1769 | Total | 217.9875 | 218.323 | 215.415 | 212.3893 | 213.9536 | 216.1265 | 212.6902 | 212.7598 | 212.7038 | 214.5628 | 209.153 | 201.8522 | 197.6349 | 202.8965 | 202.7403 | 201.9282 | 198.9693 | 196.5458 | 194.2605 | 190.7349 | 189.5213 | 189.8918 | 187.8791 | 188.7485 | 189.9042 | 189.389 | 190.4613 | 191.0019 | 192.6634 | 194.6823 | 195.0548 | 196.3081
Figure 5.2R Annual Supply by terminal. Consumer Evolution High continent/Low LNG case
| TWH / YEAR | 2018/19 | 2019/20 | 2020/21 | 2021/22 | 2022/23 | 2023/24 | 2024/25 | 2025/26 | 2026/27 | 2027/28 | 2028/29 | 2029/30 | 2030/31 | 2031/32 | 2032/33 | 2033/34 | 2034/35 | 2035/36 | 2036/37 | 2037/38 | 2038/39 | 2039/40 | 2040/41 | 2041/42 | 2042/43 | 2043/44 | 2044/45 | 2045/46 | 2046/47 | 2047/48 | 2048/49 | 2049/50 | MCM / DAY | 2018/19 | 2019/20 | 2020/21 | 2021/22 | 2022/23 | 2023/24 | 2024/25 | 2025/26 | 2026/27 | 2027/28 | 2028/29 | 2029/30 | 2030/31 | 2031/32 | 2032/33 | 2033/34 | 2034/35 | 2035/36 | 2036/37 | 2037/38 | 2038/39 | 2039/40 | 2040/41 | 2041/42 | 2042/43 | 2043/44 | 2044/45 | 2045/46 | 2046/47 | 2047/48 | 2048/49 | 2049/50
| Bacton | 215.9211 | 201.2586 | 176.6613 | 162.2842 | 146.5922 | 138.6531 | 150.3224 | 168.9271 | 174.9035 | 185.8654 | 184.5072 | 155.4808 | 112.1316 | 91.0907 | 104.8944 | 101.309 | 98.3924 | 100.8295 | 92.7138 | 91.9525 | 91.6628 | 87.8715 | 86.6742 | 91.2078 | 91.3821 | 96.4507 | 116.0663 | 124.0679 | 128.1225 | 144.9417 | 139.2497 | 138.9005 | Bacton | 53.7786 | 50.1267 | 44.0003 | 40.4195 | 36.5111 | 34.5338 | 37.4402 | 42.074 | 43.5625 | 46.2927 | 45.9545 | 38.725 | 27.9282 | 22.6876 | 26.1256 | 25.2326 | 24.5062 | 25.1132 | 23.0918 | 22.9022 | 22.8301 | 21.8858 | 21.5876 | 22.7168 | 22.7602 | 24.0226 | 28.9082 | 30.9011 | 31.911 | 36.1001 | 34.6824 | 34.5954
| Barrow | 10.4058 | 8.8949 | 7.6061 | 6.1585 | 4.3706 | 4.725 | 4.7109 | 4.1924 | 3.8263 | 0 | 0 | 0 | 0 | 0 | 0 | 0 | 0 | 0 | 0 | 0 | 0 | 0 | 0 | 0 | 0 | 0 | 0 | 0 | 0 | 0 | 0 | 0 | Barrow | 2.5917 | 2.2154 | 1.8944 | 1.5339 | 1.0886 | 1.1768 | 1.1733 | 1.0442 | 0.953 | 0 | 0 | 0 | 0 | 0 | 0 | 0 | 0 | 0 | 0 | 0 | 0 | 0 | 0 | 0 | 0 | 0 | 0 | 0 | 0 | 0 | 0 | 0
| Easington | 223.4306 | 221.3362 | 210.2216 | 223.5987 | 229.5165 | 218.6746 | 216.0507 | 200.5325 | 196.8552 | 192.9256 | 182.2792 | 180.2451 | 178.9429 | 165.3762 | 133.5414 | 121.1042 | 110.1917 | 104.0796 | 107.0351 | 118.6186 | 121.409 | 126.7489 | 127.6353 | 131.4301 | 134.3036 | 133.0565 | 125.4181 | 121.8389 | 118.6085 | 109.694 | 109.6562 | 106.1099 | Easington | 55.649 | 55.1273 | 52.3591 | 55.6908 | 57.1648 | 54.4644 | 53.8109 | 49.9458 | 49.0299 | 48.0512 | 45.3996 | 44.8929 | 44.5686 | 41.1896 | 33.2606 | 30.1629 | 27.445 | 25.9227 | 26.6588 | 29.5439 | 30.2389 | 31.5688 | 31.7896 | 32.7348 | 33.4505 | 33.1399 | 31.2374 | 30.3459 | 29.5414 | 27.3211 | 27.3116 | 26.4284
| St Fergus | 310.6756 | 313.0645 | 305.4635 | 298.8697 | 287.7302 | 283.0679 | 276.4538 | 269.8527 | 275.4775 | 264.2667 | 254.4971 | 258.8757 | 262.4806 | 250.3014 | 216.5766 | 198.7462 | 183.2922 | 170.4843 | 162.0894 | 157.7102 | 156.5137 | 152.1318 | 146.479 | 141.9345 | 139.8773 | 135.3467 | 124.9162 | 119.229 | 115.1617 | 105.3923 | 105.3559 | 101.9487 | St Fergus | 77.3787 | 77.9737 | 76.0806 | 74.4383 | 71.6638 | 70.5026 | 68.8553 | 67.2111 | 68.6121 | 65.8199 | 63.3866 | 64.4771 | 65.375 | 62.3416 | 53.9419 | 49.5009 | 45.6518 | 42.4618 | 40.371 | 39.2802 | 38.9822 | 37.8908 | 36.483 | 35.3511 | 34.8387 | 33.7103 | 31.1124 | 29.6959 | 28.6829 | 26.2496 | 26.2406 | 25.392
| Teesside | 52.9712 | 76.0896 | 103.1589 | 105.8469 | 99.6655 | 98.7727 | 107.3136 | 97.6555 | 94.0347 | 89.341 | 80.8466 | 72.9373 | 74.2365 | 67.3663 | 65.013 | 61.1032 | 57.3185 | 51.6238 | 41.0801 | 31.8313 | 27.6124 | 20.2356 | 15.8994 | 10.439 | 7.227 | 6.143 | 3.6135 | 1.4454 | 0 | 0 | 0 | 0 | Teesside | 13.1933 | 18.9513 | 25.6934 | 26.3629 | 24.8233 | 24.6009 | 26.7282 | 24.3227 | 23.4208 | 22.2518 | 20.1361 | 18.1662 | 18.4898 | 16.7786 | 16.1925 | 15.2187 | 14.2761 | 12.8577 | 10.2317 | 7.9281 | 6.8773 | 5.04 | 3.96 | 2.6 | 1.8 | 1.53 | 0.9 | 0.36 | 0 | 0 | 0 | 0
| Onshore | 3.1574 | 3.2 | 5.612 | 7.2442 | 8.7835 | 11.0377 | 12.1453 | 13.6895 | 17.5077 | 43.0947 | 74.773 | 114.278 | 159.2676 | 208.4792 | 264.6382 | 303.1507 | 345.489 | 364.2582 | 382.6277 | 385.6135 | 385.9467 | 382.1145 | 389.9435 | 392.6766 | 392.3387 | 398.2376 | 396.8372 | 399.2067 | 403.7051 | 405.8309 | 404.9525 | 410.4021 | Onshore | 0.78639 | 0.79702 | 1.3978 | 1.8043 | 2.1877 | 2.7491 | 3.025 | 3.4096 | 4.3606 | 10.7334 | 18.6234 | 28.4628 | 39.6681 | 51.9251 | 65.9124 | 75.5045 | 86.0496 | 90.7243 | 95.2995 | 96.0432 | 96.1262 | 95.1717 | 97.1217 | 97.8024 | 97.7182 | 99.1875 | 98.8387 | 99.4288 | 100.5492 | 101.0787 | 100.8599 | 102.2172
| Burton Point | 0 | 0 | 0 | 0 | 0 | 0 | 0 | 0 | 0 | 0 | 0 | 0 | 0 | 0 | 0 | 0 | 0 | 0 | 0 | 0 | 0 | 0 | 0 | 0 | 0 | 0 | 0 | 0 | 0 | 0 | 0 | 0 | Burton Point | 0 | 0 | 0 | 0 | 0 | 0 | 0 | 0 | 0 | 0 | 0 | 0 | 0 | 0 | 0 | 0 | 0 | 0 | 0 | 0 | 0 | 0 | 0 | 0 | 0 | 0 | 0 | 0 | 0 | 0 | 0 | 0
| Isle of Grain | 0.60073 | 0.41944 | 0.36605 | 0.25546 | 0.4133 | 0.67385 | 0.58413 | 0.65877 | 0.68088 | 0.76984 | 0.72907 | 0.65532 | 0.6173 | 0.61241 | 0.53635 | 0.45121 | 0.46435 | 0.41234 | 0.41456 | 0.41642 | 0.41536 | 0.40979 | 0.4171 | 0.41844 | 0.41645 | 0.42083 | 0.41739 | 0.41783 | 0.42037 | 0.42032 | 0.41745 | 0.42073 | Isle of Grain | 0.14962 | 0.10447 | 0.091171 | 0.063627 | 0.10294 | 0.16783 | 0.14549 | 0.16408 | 0.16958 | 0.19174 | 0.18159 | 0.16322 | 0.15375 | 0.15253 | 0.13359 | 0.11238 | 0.11565 | 0.1027 | 0.10325 | 0.10372 | 0.10345 | 0.10206 | 0.10389 | 0.10422 | 0.10372 | 0.10481 | 0.10396 | 0.10407 | 0.1047 | 0.10469 | 0.10397 | 0.10479
| Milford Haven | 59.4725 | 41.5242 | 36.2392 | 25.291 | 40.9172 | 66.7107 | 57.8287 | 65.2185 | 67.4072 | 76.2138 | 72.1779 | 64.8762 | 61.1122 | 60.6291 | 53.0982 | 44.6698 | 45.9711 | 40.8213 | 41.0414 | 41.2254 | 41.1206 | 40.5693 | 41.293 | 41.426 | 41.229 | 41.6618 | 41.3213 | 41.3649 | 41.6171 | 41.6121 | 41.3276 | 41.6525 | Milford Haven | 14.8126 | 10.3423 | 9.0259 | 6.2991 | 10.1911 | 16.6154 | 14.4032 | 16.2437 | 16.7888 | 18.9823 | 17.9771 | 16.1585 | 15.221 | 15.1006 | 13.225 | 11.1257 | 11.4498 | 10.1672 | 10.222 | 10.2678 | 10.2418 | 10.1044 | 10.2847 | 10.3178 | 10.2688 | 10.3765 | 10.2917 | 10.3026 | 10.3654 | 10.3642 | 10.2933 | 10.3742
| Total | 876.6349 | 865.7874 | 845.3286 | 829.5487 | 817.989 | 822.3155 | 825.4095 | 820.727 | 830.6929 | 852.477 | 849.8102 | 847.3484 | 848.7887 | 843.8553 | 838.2982 | 830.5342 | 841.1193 | 832.509 | 827.002 | 827.3679 | 824.6806 | 810.0813 | 808.3415 | 809.5324 | 806.7742 | 811.3172 | 808.59 | 807.5706 | 807.6354 | 807.8914 | 800.9595 | 799.4344 | Total | 218.34 | 215.6382 | 210.5426 | 206.6124 | 203.7333 | 204.8108 | 205.5814 | 204.4152 | 206.8974 | 212.323 | 211.6588 | 211.0457 | 211.4044 | 210.1757 | 208.7916 | 206.8578 | 209.4942 | 207.3497 | 205.9781 | 206.0692 | 205.3999 | 201.7637 | 201.3304 | 201.627 | 200.94 | 202.0715 | 201.3923 | 201.1384 | 201.1545 | 201.2183 | 199.4918 | 199.1119
Figure 5.2S Annual Supply by terminal. Consumer Evolution Low continent/High LNG case
| TWH / YEAR | 2018/19 | 2019/20 | 2020/21 | 2021/22 | 2022/23 | 2023/24 | 2024/25 | 2025/26 | 2026/27 | 2027/28 | 2028/29 | 2029/30 | 2030/31 | 2031/32 | 2032/33 | 2033/34 | 2034/35 | 2035/36 | 2036/37 | 2037/38 | 2038/39 | 2039/40 | 2040/41 | 2041/42 | 2042/43 | 2043/44 | 2044/45 | 2045/46 | 2046/47 | 2047/48 | 2048/49 | 2049/50 | MCM / DAY | 2018/19 | 2019/20 | 2020/21 | 2021/22 | 2022/23 | 2023/24 | 2024/25 | 2025/26 | 2026/27 | 2027/28 | 2028/29 | 2029/30 | 2030/31 | 2031/32 | 2032/33 | 2033/34 | 2034/35 | 2035/36 | 2036/37 | 2037/38 | 2038/39 | 2039/40 | 2040/41 | 2041/42 | 2042/43 | 2043/44 | 2044/45 | 2045/46 | 2046/47 | 2047/48 | 2048/49 | 2049/50
| Bacton | 215.9211 | 186.3382 | 164.5055 | 148.219 | 139.4326 | 131.3075 | 131.923 | 130.0595 | 116.0968 | 112.9547 | 99.8435 | 82.796 | 73.1352 | 69.6741 | 65.1625 | 61.5946 | 60.651 | 57.1269 | 54.8676 | 53.3464 | 52.4843 | 48.6375 | 49.5052 | 49.6646 | 49.4285 | 49.9473 | 49.5391 | 45.5191 | 45.7966 | 45.7912 | 45.4781 | 49.9362 | Bacton | 53.7786 | 46.4105 | 40.9727 | 36.9163 | 34.7279 | 32.7042 | 32.8575 | 32.3934 | 28.9158 | 28.1332 | 24.8676 | 20.6217 | 18.2155 | 17.3535 | 16.2298 | 15.3411 | 15.1061 | 14.2284 | 13.6657 | 13.2868 | 13.072 | 12.1139 | 12.3301 | 12.3698 | 12.311 | 12.4402 | 12.3385 | 11.3373 | 11.4064 | 11.405 | 11.3271 | 12.4374
| Barrow | 10.4058 | 8.8949 | 7.6061 | 6.1585 | 4.3706 | 4.725 | 4.7109 | 4.1924 | 3.8263 | 0 | 0 | 0 | 0 | 0 | 0 | 0 | 0 | 0 | 0 | 0 | 0 | 0 | 0 | 0 | 0 | 0 | 0 | 0 | 0 | 0 | 0 | 0 | Barrow | 2.5917 | 2.2154 | 1.8944 | 1.5339 | 1.0886 | 1.1768 | 1.1733 | 1.0442 | 0.953 | 0 | 0 | 0 | 0 | 0 | 0 | 0 | 0 | 0 | 0 | 0 | 0 | 0 | 0 | 0 | 0 | 0 | 0 | 0 | 0 | 0 | 0 | 0
| Easington | 223.4306 | 221.3362 | 210.2216 | 223.5987 | 229.5165 | 218.6746 | 216.0507 | 200.5325 | 196.8552 | 192.9256 | 182.2792 | 180.2451 | 178.9429 | 165.3762 | 133.5414 | 121.1042 | 110.1917 | 104.0796 | 107.0351 | 118.6186 | 121.409 | 126.7489 | 127.6353 | 131.4301 | 134.3036 | 133.0565 | 125.4181 | 121.8389 | 118.6085 | 109.694 | 109.6562 | 106.1099 | Easington | 55.649 | 55.1273 | 52.3591 | 55.6908 | 57.1648 | 54.4644 | 53.8109 | 49.9458 | 49.0299 | 48.0512 | 45.3996 | 44.8929 | 44.5686 | 41.1896 | 33.2606 | 30.1629 | 27.445 | 25.9227 | 26.6588 | 29.5439 | 30.2389 | 31.5688 | 31.7896 | 32.7348 | 33.4505 | 33.1399 | 31.2374 | 30.3459 | 29.5414 | 27.3211 | 27.3116 | 26.4284
| St Fergus | 310.6756 | 313.0645 | 305.4635 | 298.8697 | 287.7302 | 283.0679 | 276.4538 | 269.8527 | 275.4775 | 264.2667 | 254.4971 | 258.8757 | 262.4806 | 250.3014 | 216.5766 | 198.7462 | 183.2922 | 170.4843 | 162.0894 | 157.7102 | 156.5137 | 152.1318 | 146.479 | 141.9345 | 139.8773 | 135.3467 | 124.9162 | 119.229 | 115.1617 | 105.3923 | 105.3559 | 101.9487 | St Fergus | 77.3787 | 77.9737 | 76.0806 | 74.4383 | 71.6638 | 70.5026 | 68.8553 | 67.2111 | 68.6121 | 65.8199 | 63.3866 | 64.4771 | 65.375 | 62.3416 | 53.9419 | 49.5009 | 45.6518 | 42.4618 | 40.371 | 39.2802 | 38.9822 | 37.8908 | 36.483 | 35.3511 | 34.8387 | 33.7103 | 31.1124 | 29.6959 | 28.6829 | 26.2496 | 26.2406 | 25.392
| Teesside | 52.9712 | 76.0896 | 103.1589 | 105.8469 | 99.6655 | 98.7727 | 107.3136 | 97.6555 | 94.0347 | 89.341 | 80.8466 | 72.9373 | 74.2365 | 67.3663 | 65.013 | 61.1032 | 57.3185 | 51.6238 | 41.0801 | 31.8313 | 27.6124 | 20.2356 | 15.8994 | 10.439 | 7.227 | 6.143 | 3.6135 | 1.4454 | 0 | 0 | 0 | 0 | Teesside | 13.1933 | 18.9513 | 25.6934 | 26.3629 | 24.8233 | 24.6009 | 26.7282 | 24.3227 | 23.4208 | 22.2518 | 20.1361 | 18.1662 | 18.4898 | 16.7786 | 16.1925 | 15.2187 | 14.2761 | 12.8577 | 10.2317 | 7.9281 | 6.8773 | 5.04 | 3.96 | 2.6 | 1.8 | 1.53 | 0.9 | 0.36 | 0 | 0 | 0 | 0
| Onshore | 3.1574 | 3.2 | 5.612 | 7.2442 | 8.7835 | 11.0377 | 12.1453 | 13.6895 | 17.5077 | 43.0947 | 74.773 | 114.278 | 159.2676 | 208.4792 | 264.6382 | 303.1507 | 345.489 | 364.2582 | 382.6277 | 385.6135 | 385.9467 | 382.1145 | 389.9435 | 392.6766 | 392.3387 | 398.2376 | 396.8372 | 399.2067 | 403.7051 | 405.8309 | 404.9525 | 410.4021 | Onshore | 0.78639 | 0.79702 | 1.3978 | 1.8043 | 2.1877 | 2.7491 | 3.025 | 3.4096 | 4.3606 | 10.7334 | 18.6234 | 28.4628 | 39.6681 | 51.9251 | 65.9124 | 75.5045 | 86.0496 | 90.7243 | 95.2995 | 96.0432 | 96.1262 | 95.1717 | 97.1217 | 97.8024 | 97.7182 | 99.1875 | 98.8387 | 99.4288 | 100.5492 | 101.0787 | 100.8599 | 102.2172
| Burton Point | 0 | 0 | 0 | 0 | 0 | 0 | 0 | 0 | 0 | 0 | 0 | 0 | 0 | 0 | 0 | 0 | 0 | 0 | 0 | 0 | 0 | 0 | 0 | 0 | 0 | 0 | 0 | 0 | 0 | 0 | 0 | 0 | Burton Point | 0 | 0 | 0 | 0 | 0 | 0 | 0 | 0 | 0 | 0 | 0 | 0 | 0 | 0 | 0 | 0 | 0 | 0 | 0 | 0 | 0 | 0 | 0 | 0 | 0 | 0 | 0 | 0 | 0 | 0 | 0 | 0
| Isle of Grain | 0.60073 | 0.56864 | 0.48761 | 0.39612 | 0.4849 | 0.7473 | 0.76812 | 1.0474 | 1.2689 | 1.4989 | 1.5757 | 1.3822 | 1.0073 | 0.82658 | 0.93366 | 0.84835 | 0.84177 | 0.84936 | 0.79302 | 0.80248 | 0.80715 | 0.80213 | 0.78879 | 0.83388 | 0.83599 | 0.88586 | 1.0827 | 1.2033 | 1.2436 | 1.4118 | 1.3552 | 1.3104 | Isle of Grain | 0.14962 | 0.14163 | 0.12145 | 0.098659 | 0.12077 | 0.18613 | 0.19131 | 0.26088 | 0.31605 | 0.37334 | 0.39245 | 0.34425 | 0.25087 | 0.20587 | 0.23254 | 0.2113 | 0.20966 | 0.21155 | 0.19751 | 0.19987 | 0.20103 | 0.19978 | 0.19646 | 0.20769 | 0.20822 | 0.22064 | 0.26965 | 0.2997 | 0.30975 | 0.35164 | 0.33753 | 0.32637
| Milford Haven | 59.4725 | 56.2954 | 48.2734 | 39.2155 | 48.0051 | 73.9828 | 76.044 | 103.6975 | 125.6258 | 148.3954 | 155.9949 | 136.8342 | 99.7187 | 81.8315 | 92.4328 | 83.9871 | 83.335 | 84.0869 | 78.5091 | 79.4454 | 79.9074 | 79.4109 | 78.0903 | 82.5538 | 82.7631 | 87.7002 | 107.1832 | 119.1282 | 123.1197 | 139.7711 | 134.1615 | 129.7272 | Milford Haven | 14.8126 | 14.0213 | 12.0233 | 9.7672 | 11.9564 | 18.4266 | 18.94 | 25.8275 | 31.2891 | 36.9603 | 38.853 | 34.0807 | 24.8365 | 20.3815 | 23.0219 | 20.9183 | 20.7559 | 20.9432 | 19.5539 | 19.7871 | 19.9022 | 19.7786 | 19.4496 | 20.5613 | 20.6135 | 21.8431 | 26.6957 | 29.6708 | 30.6649 | 34.8122 | 33.4151 | 32.3106
| Total | 876.6349 | 865.7874 | 845.3286 | 829.5487 | 817.989 | 822.3155 | 825.4095 | 820.727 | 830.6929 | 852.477 | 849.8102 | 847.3484 | 848.7887 | 843.8553 | 838.2982 | 830.5342 | 841.1193 | 832.509 | 827.002 | 827.3679 | 824.6806 | 810.0813 | 808.3415 | 809.5324 | 806.7742 | 811.3172 | 808.59 | 807.5706 | 807.6354 | 807.8914 | 800.9595 | 799.4344 | Total | 218.34 | 215.6382 | 210.5426 | 206.6124 | 203.7333 | 204.8108 | 205.5814 | 204.4152 | 206.8974 | 212.323 | 211.6588 | 211.0457 | 211.4044 | 210.1757 | 208.7916 | 206.8578 | 209.4942 | 207.3497 | 205.9781 | 206.0692 | 205.3999 | 201.7637 | 201.3304 | 201.627 | 200.94 | 202.0715 | 201.3923 | 201.1384 | 201.1545 | 201.2183 | 199.4918 | 199.1119
Figure 5.2R Annual Supply by terminal. 5 Year Forecast High continent/Low LNG case
| TWH / YEAR | 2018/19 | 2019/20 | 2020/21 | 2021/22 | 2022/23 | 2023/24 | 2024/25 | 2025/26 | 2026/27 | 2027/28 | 2028/29 | 2029/30 | 2030/31 | 2031/32 | 2032/33 | 2033/34 | 2034/35 | 2035/36 | 2036/37 | 2037/38 | 2038/39 | 2039/40 | 2040/41 | 2041/42 | 2042/43 | 2043/44 | 2044/45 | 2045/46 | 2046/47 | 2047/48 | 2048/49 | 2049/50 | MCM / DAY | 2018/19 | 2019/20 | 2020/21 | 2021/22 | 2022/23 | 2023/24 | 2024/25 | 2025/26 | 2026/27 | 2027/28 | 2028/29 | 2029/30 | 2030/31 | 2031/32 | 2032/33 | 2033/34 | 2034/35 | 2035/36 | 2036/37 | 2037/38 | 2038/39 | 2039/40 | 2040/41 | 2041/42 | 2042/43 | 2043/44 | 2044/45 | 2045/46 | 2046/47 | 2047/48 | 2048/49 | 2049/50
| Bacton | 215.9211 | 201.2586 | 176.6613 | 162.2842 | 146.5922 | 138.6531 | 150.3224 | 168.9271 | 174.9035 | 185.8654 | 184.5072 | 155.4808 | 112.1316 | 91.0907 | 104.8944 | 101.309 | 98.3924 | 100.8295 | 92.7138 | 91.9525 | 91.6628 | 87.8715 | 86.6742 | 91.2078 | 91.3821 | 96.4507 | 116.0663 | 124.0679 | 128.1225 | 144.9417 | 139.2497 | 138.9005 | Bacton | 53.7786 | 50.1267 | 44.0003 | 40.4195 | 36.5111 | 34.5338 | 37.4402 | 42.074 | 43.5625 | 46.2927 | 45.9545 | 38.725 | 27.9282 | 22.6876 | 26.1256 | 25.2326 | 24.5062 | 25.1132 | 23.0918 | 22.9022 | 22.8301 | 21.8858 | 21.5876 | 22.7168 | 22.7602 | 24.0226 | 28.9082 | 30.9011 | 31.911 | 36.1001 | 34.6824 | 34.5954
| Barrow | 10.4058 | 8.8949 | 7.6061 | 6.1585 | 4.3706 | 4.725 | 4.7109 | 4.1924 | 3.8263 | 0 | 0 | 0 | 0 | 0 | 0 | 0 | 0 | 0 | 0 | 0 | 0 | 0 | 0 | 0 | 0 | 0 | 0 | 0 | 0 | 0 | 0 | 0 | Barrow | 2.5917 | 2.2154 | 1.8944 | 1.5339 | 1.0886 | 1.1768 | 1.1733 | 1.0442 | 0.953 | 0 | 0 | 0 | 0 | 0 | 0 | 0 | 0 | 0 | 0 | 0 | 0 | 0 | 0 | 0 | 0 | 0 | 0 | 0 | 0 | 0 | 0 | 0
| Easington | 223.4306 | 221.3362 | 210.2216 | 223.5987 | 229.5165 | 218.6746 | 216.0507 | 200.5325 | 196.8552 | 192.9256 | 182.2792 | 180.2451 | 178.9429 | 165.3762 | 133.5414 | 121.1042 | 110.1917 | 104.0796 | 107.0351 | 118.6186 | 121.409 | 126.7489 | 127.6353 | 131.4301 | 134.3036 | 133.0565 | 125.4181 | 121.8389 | 118.6085 | 109.694 | 109.6562 | 106.1099 | Easington | 55.649 | 55.1273 | 52.3591 | 55.6908 | 57.1648 | 54.4644 | 53.8109 | 49.9458 | 49.0299 | 48.0512 | 45.3996 | 44.8929 | 44.5686 | 41.1896 | 33.2606 | 30.1629 | 27.445 | 25.9227 | 26.6588 | 29.5439 | 30.2389 | 31.5688 | 31.7896 | 32.7348 | 33.4505 | 33.1399 | 31.2374 | 30.3459 | 29.5414 | 27.3211 | 27.3116 | 26.4284
| St Fergus | 310.6756 | 313.0645 | 305.4635 | 298.8697 | 287.7302 | 283.0679 | 276.4538 | 269.8527 | 275.4775 | 264.2667 | 254.4971 | 258.8757 | 262.4806 | 250.3014 | 216.5766 | 198.7462 | 183.2922 | 170.4843 | 162.0894 | 157.7102 | 156.5137 | 152.1318 | 146.479 | 141.9345 | 139.8773 | 135.3467 | 124.9162 | 119.229 | 115.1617 | 105.3923 | 105.3559 | 101.9487 | St Fergus | 77.3787 | 77.9737 | 76.0806 | 74.4383 | 71.6638 | 70.5026 | 68.8553 | 67.2111 | 68.6121 | 65.8199 | 63.3866 | 64.4771 | 65.375 | 62.3416 | 53.9419 | 49.5009 | 45.6518 | 42.4618 | 40.371 | 39.2802 | 38.9822 | 37.8908 | 36.483 | 35.3511 | 34.8387 | 33.7103 | 31.1124 | 29.6959 | 28.6829 | 26.2496 | 26.2406 | 25.392
| Teesside | 52.9712 | 76.0896 | 103.1589 | 105.8469 | 99.6655 | 98.7727 | 107.3136 | 97.6555 | 94.0347 | 89.341 | 80.8466 | 72.9373 | 74.2365 | 67.3663 | 65.013 | 61.1032 | 57.3185 | 51.6238 | 41.0801 | 31.8313 | 27.6124 | 20.2356 | 15.8994 | 10.439 | 7.227 | 6.143 | 3.6135 | 1.4454 | 0 | 0 | 0 | 0 | Teesside | 13.1933 | 18.9513 | 25.6934 | 26.3629 | 24.8233 | 24.6009 | 26.7282 | 24.3227 | 23.4208 | 22.2518 | 20.1361 | 18.1662 | 18.4898 | 16.7786 | 16.1925 | 15.2187 | 14.2761 | 12.8577 | 10.2317 | 7.9281 | 6.8773 | 5.04 | 3.96 | 2.6 | 1.8 | 1.53 | 0.9 | 0.36 | 0 | 0 | 0 | 0
| Onshore | 3.1574 | 3.2 | 5.612 | 7.2442 | 8.7835 | 11.0377 | 12.1453 | 13.6895 | 17.5077 | 43.0947 | 74.773 | 114.278 | 159.2676 | 208.4792 | 264.6382 | 303.1507 | 345.489 | 364.2582 | 382.6277 | 385.6135 | 385.9467 | 382.1145 | 389.9435 | 392.6766 | 392.3387 | 398.2376 | 396.8372 | 399.2067 | 403.7051 | 405.8309 | 404.9525 | 410.4021 | Onshore | 0.78639 | 0.79702 | 1.3978 | 1.8043 | 2.1877 | 2.7491 | 3.025 | 3.4096 | 4.3606 | 10.7334 | 18.6234 | 28.4628 | 39.6681 | 51.9251 | 65.9124 | 75.5045 | 86.0496 | 90.7243 | 95.2995 | 96.0432 | 96.1262 | 95.1717 | 97.1217 | 97.8024 | 97.7182 | 99.1875 | 98.8387 | 99.4288 | 100.5492 | 101.0787 | 100.8599 | 102.2172
| Burton Point | 0 | 0 | 0 | 0 | 0 | 0 | 0 | 0 | 0 | 0 | 0 | 0 | 0 | 0 | 0 | 0 | 0 | 0 | 0 | 0 | 0 | 0 | 0 | 0 | 0 | 0 | 0 | 0 | 0 | 0 | 0 | 0 | Burton Point | 0 | 0 | 0 | 0 | 0 | 0 | 0 | 0 | 0 | 0 | 0 | 0 | 0 | 0 | 0 | 0 | 0 | 0 | 0 | 0 | 0 | 0 | 0 | 0 | 0 | 0 | 0 | 0 | 0 | 0 | 0 | 0
| Isle of Grain | 0.60073 | 0.41944 | 0.36605 | 0.25546 | 0.4133 | 0.67385 | 0.58413 | 0.65877 | 0.68088 | 0.76984 | 0.72907 | 0.65532 | 0.6173 | 0.61241 | 0.53635 | 0.45121 | 0.46435 | 0.41234 | 0.41456 | 0.41642 | 0.41536 | 0.40979 | 0.4171 | 0.41844 | 0.41645 | 0.42083 | 0.41739 | 0.41783 | 0.42037 | 0.42032 | 0.41745 | 0.42073 | Isle of Grain | 0.14962 | 0.10447 | 0.091171 | 0.063627 | 0.10294 | 0.16783 | 0.14549 | 0.16408 | 0.16958 | 0.19174 | 0.18159 | 0.16322 | 0.15375 | 0.15253 | 0.13359 | 0.11238 | 0.11565 | 0.1027 | 0.10325 | 0.10372 | 0.10345 | 0.10206 | 0.10389 | 0.10422 | 0.10372 | 0.10481 | 0.10396 | 0.10407 | 0.1047 | 0.10469 | 0.10397 | 0.10479
| Milford Haven | 59.4725 | 41.5242 | 36.2392 | 25.291 | 40.9172 | 66.7107 | 57.8287 | 65.2185 | 67.4072 | 76.2138 | 72.1779 | 64.8762 | 61.1122 | 60.6291 | 53.0982 | 44.6698 | 45.9711 | 40.8213 | 41.0414 | 41.2254 | 41.1206 | 40.5693 | 41.293 | 41.426 | 41.229 | 41.6618 | 41.3213 | 41.3649 | 41.6171 | 41.6121 | 41.3276 | 41.6525 | Milford Haven | 14.8126 | 10.3423 | 9.0259 | 6.2991 | 10.1911 | 16.6154 | 14.4032 | 16.2437 | 16.7888 | 18.9823 | 17.9771 | 16.1585 | 15.221 | 15.1006 | 13.225 | 11.1257 | 11.4498 | 10.1672 | 10.222 | 10.2678 | 10.2418 | 10.1044 | 10.2847 | 10.3178 | 10.2688 | 10.3765 | 10.2917 | 10.3026 | 10.3654 | 10.3642 | 10.2933 | 10.3742
| Total | 876.6349 | 865.7874 | 845.3286 | 829.5487 | 817.989 | 822.3155 | 825.4095 | 820.727 | 830.6929 | 852.477 | 849.8102 | 847.3484 | 848.7887 | 843.8553 | 838.2982 | 830.5342 | 841.1193 | 832.509 | 827.002 | 827.3679 | 824.6806 | 810.0813 | 808.3415 | 809.5324 | 806.7742 | 811.3172 | 808.59 | 807.5706 | 807.6354 | 807.8914 | 800.9595 | 799.4344 | Total | 218.34 | 215.6382 | 210.5426 | 206.6124 | 203.7333 | 204.8108 | 205.5814 | 204.4152 | 206.8974 | 212.323 | 211.6588 | 211.0457 | 211.4044 | 210.1757 | 208.7916 | 206.8578 | 209.4942 | 207.3497 | 205.9781 | 206.0692 | 205.3999 | 201.7637 | 201.3304 | 201.627 | 200.94 | 202.0715 | 201.3923 | 201.1384 | 201.1545 | 201.2183 | 199.4918 | 199.1119
Figure 5.2S Annual Supply by terminal. 5 Year Forecast Low continent/High LNG case
| TWH / YEAR | 2018/19 | 2019/20 | 2020/21 | 2021/22 | 2022/23 | 2023/24 | 2024/25 | 2025/26 | 2026/27 | 2027/28 | 2028/29 | 2029/30 | 2030/31 | 2031/32 | 2032/33 | 2033/34 | 2034/35 | 2035/36 | 2036/37 | 2037/38 | 2038/39 | 2039/40 | 2040/41 | 2041/42 | 2042/43 | 2043/44 | 2044/45 | 2045/46 | 2046/47 | 2047/48 | 2048/49 | 2049/50 | MCM / DAY | 2018/19 | 2019/20 | 2020/21 | 2021/22 | 2022/23 | 2023/24 | 2024/25 | 2025/26 | 2026/27 | 2027/28 | 2028/29 | 2029/30 | 2030/31 | 2031/32 | 2032/33 | 2033/34 | 2034/35 | 2035/36 | 2036/37 | 2037/38 | 2038/39 | 2039/40 | 2040/41 | 2041/42 | 2042/43 | 2043/44 | 2044/45 | 2045/46 | 2046/47 | 2047/48 | 2048/49 | 2049/50
| Bacton | 215.9211 | 186.3382 | 164.5055 | 148.219 | 139.4326 | 131.3075 | 131.923 | 130.0595 | 116.0968 | 112.9547 | 99.8435 | 82.796 | 73.1352 | 69.6741 | 65.1625 | 61.5946 | 60.651 | 57.1269 | 54.8676 | 53.3464 | 52.4843 | 48.6375 | 49.5052 | 49.6646 | 49.4285 | 49.9473 | 49.5391 | 45.5191 | 45.7966 | 45.7912 | 45.4781 | 49.9362 | Bacton | 53.7786 | 46.4105 | 40.9727 | 36.9163 | 34.7279 | 32.7042 | 32.8575 | 32.3934 | 28.9158 | 28.1332 | 24.8676 | 20.6217 | 18.2155 | 17.3535 | 16.2298 | 15.3411 | 15.1061 | 14.2284 | 13.6657 | 13.2868 | 13.072 | 12.1139 | 12.3301 | 12.3698 | 12.311 | 12.4402 | 12.3385 | 11.3373 | 11.4064 | 11.405 | 11.3271 | 12.4374
| Barrow | 10.4058 | 8.8949 | 7.6061 | 6.1585 | 4.3706 | 4.725 | 4.7109 | 4.1924 | 3.8263 | 0 | 0 | 0 | 0 | 0 | 0 | 0 | 0 | 0 | 0 | 0 | 0 | 0 | 0 | 0 | 0 | 0 | 0 | 0 | 0 | 0 | 0 | 0 | Barrow | 2.5917 | 2.2154 | 1.8944 | 1.5339 | 1.0886 | 1.1768 | 1.1733 | 1.0442 | 0.953 | 0 | 0 | 0 | 0 | 0 | 0 | 0 | 0 | 0 | 0 | 0 | 0 | 0 | 0 | 0 | 0 | 0 | 0 | 0 | 0 | 0 | 0 | 0
| Easington | 223.4306 | 221.3362 | 210.2216 | 223.5987 | 229.5165 | 218.6746 | 216.0507 | 200.5325 | 196.8552 | 192.9256 | 182.2792 | 180.2451 | 178.9429 | 165.3762 | 133.5414 | 121.1042 | 110.1917 | 104.0796 | 107.0351 | 118.6186 | 121.409 | 126.7489 | 127.6353 | 131.4301 | 134.3036 | 133.0565 | 125.4181 | 121.8389 | 118.6085 | 109.694 | 109.6562 | 106.1099 | Easington | 55.649 | 55.1273 | 52.3591 | 55.6908 | 57.1648 | 54.4644 | 53.8109 | 49.9458 | 49.0299 | 48.0512 | 45.3996 | 44.8929 | 44.5686 | 41.1896 | 33.2606 | 30.1629 | 27.445 | 25.9227 | 26.6588 | 29.5439 | 30.2389 | 31.5688 | 31.7896 | 32.7348 | 33.4505 | 33.1399 | 31.2374 | 30.3459 | 29.5414 | 27.3211 | 27.3116 | 26.4284
| St Fergus | 310.6756 | 313.0645 | 305.4635 | 298.8697 | 287.7302 | 283.0679 | 276.4538 | 269.8527 | 275.4775 | 264.2667 | 254.4971 | 258.8757 | 262.4806 | 250.3014 | 216.5766 | 198.7462 | 183.2922 | 170.4843 | 162.0894 | 157.7102 | 156.5137 | 152.1318 | 146.479 | 141.9345 | 139.8773 | 135.3467 | 124.9162 | 119.229 | 115.1617 | 105.3923 | 105.3559 | 101.9487 | St Fergus | 77.3787 | 77.9737 | 76.0806 | 74.4383 | 71.6638 | 70.5026 | 68.8553 | 67.2111 | 68.6121 | 65.8199 | 63.3866 | 64.4771 | 65.375 | 62.3416 | 53.9419 | 49.5009 | 45.6518 | 42.4618 | 40.371 | 39.2802 | 38.9822 | 37.8908 | 36.483 | 35.3511 | 34.8387 | 33.7103 | 31.1124 | 29.6959 | 28.6829 | 26.2496 | 26.2406 | 25.392
| Teesside | 52.9712 | 76.0896 | 103.1589 | 105.8469 | 99.6655 | 98.7727 | 107.3136 | 97.6555 | 94.0347 | 89.341 | 80.8466 | 72.9373 | 74.2365 | 67.3663 | 65.013 | 61.1032 | 57.3185 | 51.6238 | 41.0801 | 31.8313 | 27.6124 | 20.2356 | 15.8994 | 10.439 | 7.227 | 6.143 | 3.6135 | 1.4454 | 0 | 0 | 0 | 0 | Teesside | 13.1933 | 18.9513 | 25.6934 | 26.3629 | 24.8233 | 24.6009 | 26.7282 | 24.3227 | 23.4208 | 22.2518 | 20.1361 | 18.1662 | 18.4898 | 16.7786 | 16.1925 | 15.2187 | 14.2761 | 12.8577 | 10.2317 | 7.9281 | 6.8773 | 5.04 | 3.96 | 2.6 | 1.8 | 1.53 | 0.9 | 0.36 | 0 | 0 | 0 | 0
| Onshore | 3.1574 | 3.2 | 5.612 | 7.2442 | 8.7835 | 11.0377 | 12.1453 | 13.6895 | 17.5077 | 43.0947 | 74.773 | 114.278 | 159.2676 | 208.4792 | 264.6382 | 303.1507 | 345.489 | 364.2582 | 382.6277 | 385.6135 | 385.9467 | 382.1145 | 389.9435 | 392.6766 | 392.3387 | 398.2376 | 396.8372 | 399.2067 | 403.7051 | 405.8309 | 404.9525 | 410.4021 | Onshore | 0.78639 | 0.79702 | 1.3978 | 1.8043 | 2.1877 | 2.7491 | 3.025 | 3.4096 | 4.3606 | 10.7334 | 18.6234 | 28.4628 | 39.6681 | 51.9251 | 65.9124 | 75.5045 | 86.0496 | 90.7243 | 95.2995 | 96.0432 | 96.1262 | 95.1717 | 97.1217 | 97.8024 | 97.7182 | 99.1875 | 98.8387 | 99.4288 | 100.5492 | 101.0787 | 100.8599 | 102.2172
| Burton Point | 0 | 0 | 0 | 0 | 0 | 0 | 0 | 0 | 0 | 0 | 0 | 0 | 0 | 0 | 0 | 0 | 0 | 0 | 0 | 0 | 0 | 0 | 0 | 0 | 0 | 0 | 0 | 0 | 0 | 0 | 0 | 0 | Burton Point | 0 | 0 | 0 | 0 | 0 | 0 | 0 | 0 | 0 | 0 | 0 | 0 | 0 | 0 | 0 | 0 | 0 | 0 | 0 | 0 | 0 | 0 | 0 | 0 | 0 | 0 | 0 | 0 | 0 | 0 | 0 | 0
| Isle of Grain | 0.60073 | 0.56864 | 0.48761 | 0.39612 | 0.4849 | 0.7473 | 0.76812 | 1.0474 | 1.2689 | 1.4989 | 1.5757 | 1.3822 | 1.0073 | 0.82658 | 0.93366 | 0.84835 | 0.84177 | 0.84936 | 0.79302 | 0.80248 | 0.80715 | 0.80213 | 0.78879 | 0.83388 | 0.83599 | 0.88586 | 1.0827 | 1.2033 | 1.2436 | 1.4118 | 1.3552 | 1.3104 | Isle of Grain | 0.14962 | 0.14163 | 0.12145 | 0.098659 | 0.12077 | 0.18613 | 0.19131 | 0.26088 | 0.31605 | 0.37334 | 0.39245 | 0.34425 | 0.25087 | 0.20587 | 0.23254 | 0.2113 | 0.20966 | 0.21155 | 0.19751 | 0.19987 | 0.20103 | 0.19978 | 0.19646 | 0.20769 | 0.20822 | 0.22064 | 0.26965 | 0.2997 | 0.30975 | 0.35164 | 0.33753 | 0.32637
| Milford Haven | 59.4725 | 56.2954 | 48.2734 | 39.2155 | 48.0051 | 73.9828 | 76.044 | 103.6975 | 125.6258 | 148.3954 | 155.9949 | 136.8342 | 99.7187 | 81.8315 | 92.4328 | 83.9871 | 83.335 | 84.0869 | 78.5091 | 79.4454 | 79.9074 | 79.4109 | 78.0903 | 82.5538 | 82.7631 | 87.7002 | 107.1832 | 119.1282 | 123.1197 | 139.7711 | 134.1615 | 129.7272 | Milford Haven | 14.8126 | 14.0213 | 12.0233 | 9.7672 | 11.9564 | 18.4266 | 18.94 | 25.8275 | 31.2891 | 36.9603 | 38.853 | 34.0807 | 24.8365 | 20.3815 | 23.0219 | 20.9183 | 20.7559 | 20.9432 | 19.5539 | 19.7871 | 19.9022 | 19.7786 | 19.4496 | 20.5613 | 20.6135 | 21.8431 | 26.6957 | 29.6708 | 30.6649 | 34.8122 | 33.4151 | 32.3106
| Total | 876.6349 | 865.7874 | 845.3286 | 829.5487 | 817.989 | 822.3155 | 825.4095 | 820.727 | 830.6929 | 852.477 | 849.8102 | 847.3484 | 848.7887 | 843.8553 | 838.2982 | 830.5342 | 841.1193 | 832.509 | 827.002 | 827.3679 | 824.6806 | 810.0813 | 808.3415 | 809.5324 | 806.7742 | 811.3172 | 808.59 | 807.5706 | 807.6354 | 807.8914 | 800.9595 | 799.4344 | Total | 218.34 | 215.6382 | 210.5426 | 206.6124 | 203.7333 | 204.8108 | 205.5814 | 204.4152 | 206.8974 | 212.323 | 211.6588 | 211.0457 | 211.4044 | 210.1757 | 208.7916 | 206.8578 | 209.4942 | 207.3497 | 205.9781 | 206.0692 | 205.3999 | 201.7637 | 201.3304 | 201.627 | 200.94 | 202.0715 | 201.3923 | 201.1384 | 201.1545 | 201.2183 | 199.4918 | 199.1119

## Peak supply by terminal
Peak supply terminal
Figure 5.2K Peak Supply by terminal. Community Renewables
|  |  | 2018/19 | 2019/20 | 2020/21 | 2021/22 | 2022/23 | 2023/24 | 2024/25 | 2025/26 | 2026/27 | 2027/28 | 2028/29 | 2029/30 | 2030/31 | 2031/32 | 2032/33 | 2033/34 | 2034/35 | 2035/36 | 2036/37 | 2037/38 | 2038/39 | 2039/40 | 2040/41 | 2041/42 | 2042/43 | 2043/44 | 2044/45 | 2045/46 | 2046/47 | 2047/48 | 2048/49 | 2049/50
|  | Bacton | 1875.6692 | 1775.7243 | 1697.8258 | 1688.1922 | 1628.0557 | 1623.6212 | 1588.256 | 1594.3798 | 1562.0396 | 1546.5411 | 1523.6813 | 1487.8751 | 1471.2704 | 1449.85 | 1434.5478 | 1427.4234 | 1421.8384 | 1415.8232 | 1410.8179 | 1406.8561 | 1403.6742 | 1376.7027 | 1376.7027 | 1376.7027 | 1376.7027 | 1376.7027 | 1376.7027 | 1376.7027 | 1376.7027 | 1376.7027 | 1376.7027 | 1376.7027
|  | Barrow | 34.2108 | 26.5757 | 21.5057 | 18.4291 | 12.0238 | 13.0062 | 12.6507 | 11.7914 | 10.778 | 0 | 0 | 0 | 0 | 0 | 0 | 0 | 0 | 0 | 0 | 0 | 0 | 0 | 0 | 0 | 0 | 0 | 0 | 0 | 0 | 0 | 0 | 0
|  | Easington | 980.1224 | 941.7968 | 915.5598 | 930.8408 | 957.8239 | 940.5067 | 918.8031 | 892.8222 | 873.8817 | 863.5452 | 857.5771 | 849.6401 | 844.5343 | 843.2002 | 841.8566 | 840.8473 | 840.117 | 839.5946 | 836.1959 | 836.1959 | 836.1959 | 836.1959 | 836.1959 | 836.1959 | 836.1959 | 836.1959 | 836.1959 | 836.1959 | 836.1959 | 836.1959 | 836.1959 | 836.1959
|  | St Fergus | 1235.4038 | 1180.5876 | 1148.8956 | 1123.8987 | 1083.2514 | 1082.56 | 1045.8097 | 1053.6491 | 1065.8714 | 1021.0297 | 1009.1561 | 1019.5884 | 1016.3144 | 1008.4382 | 989.5024 | 968.2082 | 944.6672 | 923.7785 | 900.2433 | 861.1667 | 845.5766 | 840.0902 | 833.7542 | 817.1222 | 808.4102 | 795.2762 | 781.4822 | 781.4822 | 781.4822 | 781.4822 | 781.4822 | 781.4822
|  | Teesside | 174.1519 | 227.3364 | 291.6739 | 316.7401 | 274.186 | 271.8867 | 288.1813 | 274.6584 | 269.8501 | 241.7448 | 215.1264 | 202.2373 | 198.1816 | 169.4124 | 157.474 | 145.9819 | 130.9583 | 114.8245 | 88.6838 | 73.6421 | 51.4941 | 39.072 | 34.848 | 23.76 | 17.952 | 11.286 | 0 | 0 | 0 | 0 | 0 | 0
|  | Onshore | 10.8493 | 16.0363 | 20.2646 | 25.1986 | 30.8783 | 38.3794 | 47.5648 | 56.0707 | 64.5543 | 74.1729 | 84.9742 | 96.8324 | 115.4657 | 142.1758 | 161.8124 | 184.5438 | 218.0099 | 237.5652 | 264.8896 | 279.7381 | 294.7755 | 310.0094 | 324.3626 | 338.9284 | 353.7151 | 363.6214 | 373.6621 | 383.8412 | 394.163 | 408.2482 | 420.6765 | 434.1647
|  | Burton Point | 0 | 0 | 0 | 0 | 0 | 0 | 0 | 0 | 0 | 0 | 0 | 0 | 0 | 0 | 0 | 0 | 0 | 0 | 0 | 0 | 0 | 0 | 0 | 0 | 0 | 0 | 0 | 0 | 0 | 0 | 0 | 0
|  | Isle of Grain | 648.6082 | 648.6082 | 648.6082 | 648.6082 | 648.6082 | 648.6082 | 648.6082 | 648.6082 | 648.6082 | 648.6082 | 648.6082 | 648.6082 | 648.6082 | 648.6082 | 648.6082 | 648.6082 | 648.6082 | 648.6082 | 648.6082 | 648.6082 | 648.6082 | 648.6082 | 648.6082 | 648.6082 | 648.6082 | 648.6082 | 648.6082 | 648.6082 | 648.6082 | 648.6082 | 648.6082 | 648.6082
|  | Milford Haven | 948.08 | 948.08 | 948.08 | 948.08 | 948.08 | 948.08 | 948.08 | 948.08 | 948.08 | 948.08 | 948.08 | 948.08 | 948.08 | 948.08 | 948.08 | 948.08 | 948.08 | 948.08 | 948.08 | 948.08 | 948.08 | 948.08 | 948.08 | 948.08 | 948.08 | 948.08 | 948.08 | 948.08 | 948.08 | 948.08 | 948.08 | 948.08
|  | Medium & Short Range Storage | 1444.432 | 1444.432 | 1444.432 | 1444.432 | 1444.432 | 1444.432 | 1444.432 | 1444.432 | 1444.432 | 1444.432 | 1444.432 | 1444.432 | 1444.432 | 1444.432 | 1444.432 | 1444.432 | 1444.432 | 1444.432 | 1444.432 | 1444.432 | 1444.432 | 1444.432 | 1444.432 | 1444.432 | 1444.432 | 1444.432 | 1444.432 | 1444.432 | 1444.432 | 1444.432 | 1444.432 | 1444.432
|  | Long Range Storage | 0 | 0 | 0 | 0 | 0 | 0 | 0 | 0 | 0 | 0 | 0 | 0 | 0 | 0 | 0 | 0 | 0 | 0 | 0 | 0 | 0 | 0 | 0 | 0 | 0 | 0 | 0 | 0 | 0 | 0 | 0 | 0
|  | Generic Storage | 0 | 0 | 0 | 0 | 0 | 0 | 0 | 0 | 0 | 0 | 0 | 0 | 0 | 0 | 0 | 0 | 0 | 0 | 0 | 0 | 0 | 0 | 0 | 0 | 0 | 0 | 0 | 0 | 0 | 0 | 0 | 0
|  | Total | 2683.3076 | 2631.3497 | 2604.9487 | 2607.7132 | 2564.9789 | 2559.0444 | 2533.9708 | 2527.4395 | 2514.1548 | 2477.6762 | 2457.0468 | 2444.5121 | 2440.7137 | 2428.7818 | 2418.6044 | 2411.9656 | 2407.7995 | 2399.0378 | 2387.812 | 2372.0325 | 2362.5854 | 2351.7645 | 2353.1491 | 2353.1491 | 2353.1491 | 2353.1491 | 2353.1491 | 2353.1491 | 2353.1491 | 2353.1491 | 2353.1491 | 2353.1491
Figure 5.2N Peak Supply by terminal. Two Degrees
|  |  | 2018/19 | 2019/20 | 2020/21 | 2021/22 | 2022/23 | 2023/24 | 2024/25 | 2025/26 | 2026/27 | 2027/28 | 2028/29 | 2029/30 | 2030/31 | 2031/32 | 2032/33 | 2033/34 | 2034/35 | 2035/36 | 2036/37 | 2037/38 | 2038/39 | 2039/40 | 2040/41 | 2041/42 | 2042/43 | 2043/44 | 2044/45 | 2045/46 | 2046/47 | 2047/48 | 2048/49 | 2049/50
|  | Bacton | 1875.6692 | 1818.0597 | 1756.3804 | 1740.5497 | 1698.1444 | 1684.8292 | 1644.1502 | 1649.7979 | 1608.1106 | 1600.691 | 1563.3478 | 1507.3249 | 1480.2464 | 1453.6258 | 1436.5548 | 1427.0828 | 1422.7125 | 1415.1085 | 1406.8923 | 1401.9725 | 1398.3644 | 1376.7027 | 1376.7027 | 1376.7027 | 1376.7027 | 1376.7027 | 1376.7027 | 1376.7027 | 1376.7027 | 1376.7027 | 1376.7027 | 1376.7027
|  | Barrow | 34.2108 | 29.3953 | 25.4271 | 21.5267 | 15.3766 | 16.2303 | 15.9931 | 14.7933 | 13.4572 | 0 | 0 | 0 | 0 | 0 | 0 | 0 | 0 | 0 | 0 | 0 | 0 | 0 | 0 | 0 | 0 | 0 | 0 | 0 | 0 | 0 | 0 | 0
|  | Easington | 980.1224 | 950.2974 | 928.2636 | 946.7494 | 991.7394 | 966.364 | 940.6287 | 907.2386 | 883.2496 | 872.2651 | 863.3474 | 851.9921 | 845.3258 | 843.5618 | 842.053 | 840.8161 | 840.1929 | 839.5325 | 836.1959 | 836.1959 | 836.1959 | 836.1959 | 836.1959 | 836.1959 | 836.1959 | 836.1959 | 836.1959 | 836.1959 | 836.1959 | 836.1959 | 836.1959 | 836.1959
|  | St Fergus | 1235.4038 | 1222.932 | 1215.891 | 1181.4547 | 1167.3986 | 1157.1933 | 1115.6473 | 1122.0879 | 1130.3594 | 1100.1245 | 1096.7698 | 1128.6611 | 1126.0913 | 1126.5709 | 1119.2611 | 1110.2859 | 1126.7915 | 1115.3354 | 1097.2952 | 1063.2988 | 1052.5498 | 1043.6342 | 1031.7542 | 998.4902 | 974.7302 | 932.4902 | 909.9842 | 897.9062 | 935.9222 | 900.2822 | 872.5622 | 850.1222
|  | Teesside | 174.1519 | 251.4564 | 344.8587 | 369.9802 | 350.6417 | 339.284 | 364.3214 | 344.5832 | 330.724 | 321.5402 | 294.5958 | 282.5627 | 275.3173 | 249.1023 | 244.6319 | 240.556 | 252.8038 | 242.1644 | 218.9574 | 205.0736 | 187.7508 | 174.768 | 166.848 | 144.672 | 128.832 | 123.552 | 105.138 | 77.616 | 0 | 0 | 0 | 0
|  | Onshore | 10.8493 | 14.7731 | 17.1809 | 19.8375 | 22.7834 | 27.1276 | 30.2719 | 34.3295 | 38.3079 | 42.7262 | 47.8176 | 53.4724 | 62.1191 | 74.3297 | 83.4375 | 93.9155 | 109.1243 | 118.8405 | 132.0549 | 139.865 | 147.8491 | 156.0164 | 164.0514 | 172.29 | 180.7432 | 188.3498 | 196.2238 | 204.3825 | 212.8443 | 222.7138 | 231.3721 | 241.2753
|  | Burton Point | 0 | 0 | 0 | 0 | 0 | 0 | 0 | 0 | 0 | 0 | 0 | 0 | 0 | 0 | 0 | 0 | 0 | 0 | 0 | 0 | 0 | 0 | 0 | 0 | 0 | 0 | 0 | 0 | 0 | 0 | 0 | 0
|  | Isle of Grain | 648.6082 | 648.6082 | 648.6082 | 648.6082 | 648.6082 | 648.6082 | 648.6082 | 648.6082 | 648.6082 | 648.6082 | 648.6082 | 648.6082 | 648.6082 | 648.6082 | 648.6082 | 648.6082 | 648.6082 | 648.6082 | 648.6082 | 648.6082 | 648.6082 | 648.6082 | 648.6082 | 648.6082 | 648.6082 | 648.6082 | 648.6082 | 648.6082 | 648.6082 | 648.6082 | 648.6082 | 648.6082
|  | Milford Haven | 948.08 | 948.08 | 948.08 | 948.08 | 948.08 | 948.08 | 948.08 | 948.08 | 948.08 | 948.08 | 948.08 | 948.08 | 948.08 | 948.08 | 948.08 | 948.08 | 948.08 | 948.08 | 948.08 | 948.08 | 948.08 | 948.08 | 948.08 | 948.08 | 948.08 | 948.08 | 948.08 | 948.08 | 948.08 | 948.08 | 948.08 | 948.08
|  | Medium & Short Range Storage | 1444.432 | 1444.432 | 1444.432 | 1444.432 | 1444.432 | 1444.432 | 1444.432 | 1444.432 | 1444.432 | 1444.432 | 1444.432 | 1444.432 | 1444.432 | 1444.432 | 1444.432 | 1444.432 | 1444.432 | 1444.432 | 1444.432 | 1444.432 | 1444.432 | 1444.432 | 1444.432 | 1444.432 | 1444.432 | 1444.432 | 1444.432 | 1444.432 | 1444.432 | 1444.432 | 1444.432 | 1444.432
|  | Long Range Storage | 0 | 0 | 0 | 0 | 0 | 0 | 0 | 0 | 0 | 0 | 0 | 0 | 0 | 0 | 0 | 0 | 0 | 0 | 0 | 0 | 0 | 0 | 0 | 0 | 0 | 0 | 0 | 0 | 0 | 0 | 0 | 0
|  | Generic Storage | 0 | 0 | 0 | 0 | 0 | 0 | 0 | 0 | 0 | 0 | 0 | 0 | 0 | 0 | 0 | 0 | 0 | 0 | 0 | 0 | 0 | 0 | 0 | 0 | 0 | 0 | 0 | 0 | 0 | 0 | 0 | 0
|  | Total | 2683.3076 | 2674.7325 | 2675.1295 | 2672.2448 | 2659.8296 | 2639.7343 | 2610.5285 | 2596.5919 | 2571.5451 | 2547.1406 | 2521.0545 | 2505.7737 | 2493.0303 | 2477.7334 | 2469.9764 | 2465.1284 | 2479.352 | 2471.8171 | 2457.3683 | 2440.947 | 2432.298 | 2432.298 | 2432.298 | 2432.298 | 2432.298 | 2432.298 | 2432.298 | 2432.298 | 2432.298 | 2432.298 | 2432.298 | 2432.298
Figure 5.2Q Peak Supply by terminal. Steady Progression
|  |  | 2018/19 | 2019/20 | 2020/21 | 2021/22 | 2022/23 | 2023/24 | 2024/25 | 2025/26 | 2026/27 | 2027/28 | 2028/29 | 2029/30 | 2030/31 | 2031/32 | 2032/33 | 2033/34 | 2034/35 | 2035/36 | 2036/37 | 2037/38 | 2038/39 | 2039/40 | 2040/41 | 2041/42 | 2042/43 | 2043/44 | 2044/45 | 2045/46 | 2046/47 | 2047/48 | 2048/49 | 2049/50
|  | Bacton | 1875.6692 | 1827.1787 | 1772.0858 | 1755.7258 | 1708.5024 | 1702.2178 | 1673.3972 | 1677.4181 | 1630.1195 | 1613.8281 | 1575.3122 | 1516.2107 | 1487.709 | 1459.612 | 1441.4307 | 1431.3433 | 1422.7125 | 1415.1085 | 1406.8923 | 1401.9725 | 1398.3644 | 1376.7027 | 1376.7027 | 1376.7027 | 1376.7027 | 1376.7027 | 1376.7027 | 1376.7027 | 1376.7027 | 1376.7027 | 1376.7027 | 1376.7027
|  | Barrow | 34.2108 | 30.0027 | 26.4789 | 22.4246 | 15.8721 | 17.1462 | 17.7421 | 16.2895 | 14.7371 | 0 | 0 | 0 | 0 | 0 | 0 | 0 | 0 | 0 | 0 | 0 | 0 | 0 | 0 | 0 | 0 | 0 | 0 | 0 | 0 | 0 | 0 | 0
|  | Easington | 980.1224 | 952.6549 | 932.072 | 951.3606 | 996.7516 | 973.7098 | 952.0491 | 914.4237 | 887.7248 | 874.3806 | 865.0879 | 853.0667 | 845.9838 | 844.135 | 842.5301 | 841.2068 | 840.1929 | 839.5325 | 836.1959 | 836.1959 | 836.1959 | 836.1959 | 836.1959 | 836.1959 | 836.1959 | 836.1959 | 836.1959 | 836.1959 | 836.1959 | 836.1959 | 836.1959 | 836.1959
|  | St Fergus | 1235.4038 | 1232.0528 | 1233.8603 | 1198.1376 | 1179.8342 | 1178.396 | 1152.1903 | 1156.536 | 1163.5407 | 1118.8132 | 1116.9806 | 1152.2787 | 1150.928 | 1153.4261 | 1146.7788 | 1138.0917 | 1126.7915 | 1115.3354 | 1097.2952 | 1063.2988 | 1052.5498 | 1043.6342 | 1031.7542 | 998.4902 | 974.7302 | 932.4902 | 909.9842 | 897.9062 | 935.9222 | 900.2822 | 872.5622 | 850.1222
|  | Teesside | 174.1519 | 256.6518 | 359.1238 | 385.4121 | 361.9406 | 358.431 | 404.1621 | 379.4336 | 362.1787 | 340.3989 | 313.4801 | 301.7847 | 295.16 | 268.4877 | 264.5612 | 260.899 | 252.8038 | 242.1644 | 218.9574 | 205.0736 | 187.7508 | 174.768 | 166.848 | 144.672 | 128.832 | 123.552 | 105.138 | 77.616 | 0 | 0 | 0 | 0
|  | Onshore | 10.8493 | 11.6565 | 15.3091 | 17.1897 | 19.1787 | 21.7102 | 23.6703 | 25.6022 | 30.2248 | 69.75 | 124.0894 | 186.5296 | 257.5723 | 338.2318 | 425.4603 | 491.9674 | 542.7265 | 585.9676 | 610.0469 | 605.9202 | 581.0233 | 546.1887 | 500.7669 | 443.75 | 378.8081 | 334.2642 | 305.7059 | 311.1136 | 303.4044 | 299.0293 | 298.3049 | 296.5127
|  | Burton Point | 0 | 0 | 0 | 0 | 0 | 0 | 0 | 0 | 0 | 0 | 0 | 0 | 0 | 0 | 0 | 0 | 0 | 0 | 0 | 0 | 0 | 0 | 0 | 0 | 0 | 0 | 0 | 0 | 0 | 0 | 0 | 0
|  | Isle of Grain | 648.6082 | 648.6082 | 648.6082 | 648.6082 | 648.6082 | 648.6082 | 648.6082 | 648.6082 | 648.6082 | 648.6082 | 648.6082 | 648.6082 | 648.6082 | 648.6082 | 648.6082 | 648.6082 | 648.6082 | 648.6082 | 648.6082 | 648.6082 | 648.6082 | 648.6082 | 648.6082 | 648.6082 | 648.6082 | 648.6082 | 648.6082 | 648.6082 | 648.6082 | 648.6082 | 648.6082 | 648.6082
|  | Milford Haven | 948.08 | 948.08 | 948.08 | 948.08 | 948.08 | 948.08 | 948.08 | 948.08 | 948.08 | 948.08 | 948.08 | 948.08 | 948.08 | 948.08 | 948.08 | 948.08 | 948.08 | 948.08 | 948.08 | 948.08 | 948.08 | 948.08 | 948.08 | 948.08 | 948.08 | 948.08 | 948.08 | 948.08 | 948.08 | 948.08 | 948.08 | 948.08
|  | Medium & Short Range Storage | 1444.432 | 1444.432 | 1444.432 | 1444.432 | 1444.432 | 1444.432 | 1444.432 | 1444.432 | 1444.432 | 1444.432 | 1444.432 | 1444.432 | 1444.432 | 1444.432 | 1444.432 | 1444.432 | 1444.432 | 1444.432 | 1444.432 | 1444.432 | 1444.432 | 1444.432 | 1444.432 | 1444.432 | 1444.432 | 1444.432 | 1444.432 | 1444.432 | 1444.432 | 1444.432 | 1444.432 | 1444.432
|  | Long Range Storage | 0 | 0 | 0 | 0 | 0 | 0 | 0 | 0 | 0 | 0 | 0 | 0 | 0 | 0 | 0 | 0 | 0 | 0 | 0 | 0 | 0 | 0 | 0 | 0 | 0 | 0 | 0 | 0 | 0 | 0 | 0 | 0
|  | Generic Storage | 0 | 0 | 0 | 0 | 0 | 0 | 0 | 0 | 0 | 0 | 0 | 0 | 0 | 0 | 0 | 0 | 0 | 0 | 0 | 0 | 0 | 0 | 0 | 0 | 0 | 0 | 0 | 0 | 0 | 0 | 0 | 0
|  | Total | 2683.3076 | 2683.2309 | 2693.7183 | 2690.5503 | 2672.9679 | 2661.8469 | 2651.4809 | 2631.9505 | 2602.3207 | 2576.2762 | 2568.1657 | 2573.6116 | 2583.6428 | 2593.3297 | 2614.0867 | 2629.6894 | 2637.6169 | 2642.3185 | 2631.8354 | 2611.0571 | 2590.4066 | 2561.7926 | 2537.9866 | 2537.9866 | 2537.9866 | 2537.9866 | 2537.9866 | 2537.9866 | 2537.9866 | 2537.9866 | 2537.9866 | 2537.9866
Figure 5.2T Peak Supply by terminal. Consumer Evolution
|  |  | 2018/19 | 2019/20 | 2020/21 | 2021/22 | 2022/23 | 2023/24 | 2024/25 | 2025/26 | 2026/27 | 2027/28 | 2028/29 | 2029/30 | 2030/31 | 2031/32 | 2032/33 | 2033/34 | 2034/35 | 2035/36 | 2036/37 | 2037/38 | 2038/39 | 2039/40 | 2040/41 | 2041/42 | 2042/43 | 2043/44 | 2044/45 | 2045/46 | 2046/47 | 2047/48 | 2048/49 | 2049/50
|  | Bacton | 1875.6692 | 1815.78 | 1750.0983 | 1718.9238 | 1677.0833 | 1671.6138 | 1635.7011 | 1631.1542 | 1593.0188 | 1581.3137 | 1545.102 | 1487.5538 | 1468.4928 | 1445.0954 | 1428.9971 | 1418.7749 | 1410.9992 | 1403.6196 | 1395.3244 | 1389.5981 | 1387.1765 | 1376.7027 | 1376.7027 | 1376.7027 | 1376.7027 | 1376.7027 | 1376.7027 | 1376.7027 | 1376.7027 | 1376.7027 | 1376.7027 | 1376.7027
|  | Barrow | 34.2108 | 29.2435 | 25.0064 | 20.2473 | 14.3691 | 15.5342 | 15.4879 | 13.7834 | 12.5795 | 0 | 0 | 0 | 0 | 0 | 0 | 0 | 0 | 0 | 0 | 0 | 0 | 0 | 0 | 0 | 0 | 0 | 0 | 0 | 0 | 0 | 0 | 0
|  | Easington | 980.1224 | 949.708 | 926.7402 | 940.1784 | 981.5481 | 960.7812 | 937.3295 | 902.3886 | 880.1809 | 869.1447 | 860.6932 | 849.6012 | 844.2894 | 842.745 | 841.3134 | 840.0542 | 839.1754 | 838.5344 | 836.1959 | 836.1959 | 836.1959 | 836.1959 | 836.1959 | 836.1959 | 836.1959 | 836.1959 | 836.1959 | 836.1959 | 836.1959 | 836.1959 | 836.1959 | 836.1959
|  | St Fergus | 1235.4038 | 1220.6517 | 1208.7032 | 1157.6816 | 1142.113 | 1141.0793 | 1105.0905 | 1098.8354 | 1107.6066 | 1072.5587 | 1065.9484 | 1076.1119 | 1086.9735 | 1088.3023 | 1076.6088 | 1056.0646 | 1038.8818 | 1015.4648 | 976.2827 | 925.2958 | 912.5478 | 881.2742 | 859.8902 | 832.9622 | 817.1222 | 806.1662 | 796.0022 | 788.6102 | 785.4422 | 781.4822 | 781.4822 | 781.4822
|  | Teesside | 174.1519 | 250.1575 | 339.1527 | 347.9897 | 327.6673 | 324.7323 | 352.8118 | 321.0592 | 309.155 | 293.7237 | 265.7971 | 239.7939 | 244.065 | 221.4781 | 213.7415 | 200.8871 | 188.4444 | 169.7221 | 135.0579 | 104.651 | 90.7806 | 66.528 | 52.272 | 34.32 | 23.76 | 20.196 | 11.88 | 4.752 | 0 | 0 | 0 | 0
|  | Onshore | 10.8493 | 10.5454 | 19.1672 | 24.2229 | 29.3747 | 35.6422 | 39.7534 | 45.2168 | 55.9508 | 136.5856 | 247.2074 | 374.2995 | 519.7281 | 685.7389 | 863.656 | 998.6424 | 1105.8976 | 1196.4608 | 1250.0588 | 1254.1916 | 1258.4727 | 1262.9111 | 1266.1968 | 1270.9799 | 1275.9517 | 1281.6827 | 1287.6997 | 1294.0234 | 1300.6757 | 1307.6801 | 1313.8324 | 1321.1269
|  | Burton Point | 0 | 0 | 0 | 0 | 0 | 0 | 0 | 0 | 0 | 0 | 0 | 0 | 0 | 0 | 0 | 0 | 0 | 0 | 0 | 0 | 0 | 0 | 0 | 0 | 0 | 0 | 0 | 0 | 0 | 0 | 0 | 0
|  | Isle of Grain | 648.6082 | 648.6082 | 648.6082 | 648.6082 | 648.6082 | 648.6082 | 648.6082 | 648.6082 | 648.6082 | 648.6082 | 648.6082 | 648.6082 | 648.6082 | 648.6082 | 648.6082 | 648.6082 | 648.6082 | 648.6082 | 648.6082 | 648.6082 | 648.6082 | 648.6082 | 648.6082 | 648.6082 | 648.6082 | 648.6082 | 648.6082 | 648.6082 | 648.6082 | 648.6082 | 648.6082 | 648.6082
|  | Milford Haven | 948.08 | 948.08 | 948.08 | 948.08 | 948.08 | 948.08 | 948.08 | 948.08 | 948.08 | 948.08 | 948.08 | 948.08 | 948.08 | 948.08 | 948.08 | 948.08 | 948.08 | 948.08 | 948.08 | 948.08 | 948.08 | 948.08 | 948.08 | 948.08 | 948.08 | 948.08 | 948.08 | 948.08 | 948.08 | 948.08 | 948.08 | 948.08
|  | Medium & Short Range Storage | 1444.432 | 1444.432 | 1444.432 | 1444.432 | 1444.432 | 1444.432 | 1444.432 | 1444.432 | 1444.432 | 1444.432 | 1444.432 | 1444.432 | 1444.432 | 1444.432 | 1444.432 | 1444.432 | 1444.432 | 1444.432 | 1444.432 | 1444.432 | 1444.432 | 1444.432 | 1444.432 | 1444.432 | 1444.432 | 1444.432 | 1444.432 | 1444.432 | 1444.432 | 1444.432 | 1444.432 | 1444.432
|  | Long Range Storage | 0 | 0 | 0 | 0 | 0 | 0 | 0 | 0 | 0 | 0 | 0 | 0 | 0 | 0 | 0 | 0 | 0 | 0 | 0 | 0 | 0 | 0 | 0 | 0 | 0 | 0 | 0 | 0 | 0 | 0 | 0 | 0
|  | Generic Storage | 0 | 0 | 0 | 0 | 0 | 0 | 0 | 0 | 0 | 0 | 0 | 0 | 0 | 0 | 0 | 0 | 0 | 0 | 0 | 0 | 0 | 0 | 0 | 0 | 0 | 0 | 0 | 0 | 0 | 0 | 0 | 0
|  | Total | 2683.3076 | 2683.3076 | 2683.3076 | 2683.3076 | 2683.3076 | 2683.3076 | 2683.3076 | 2683.3076 | 2683.3076 | 2683.3076 | 2683.3076 | 2683.3076 | 2683.3076 | 2683.3076 | 2683.3076 | 2683.3076 | 2683.3076 | 2683.3076 | 2683.3076 | 2683.3076 | 2683.3076 | 2683.3076 | 2683.3076 | 2683.3076 | 2683.3076 | 2683.3076 | 2683.3076 | 2683.3076 | 2683.3076 | 2683.3076 | 2683.3076 | 2683.3076
Figure 5.2T Peak Supply by terminal. 5 Year Forecast
|  |  | 2018/19 | 2019/20 | 2020/21 | 2021/22 | 2022/23 | 2023/24 | 2024/25 | 2025/26 | 2026/27 | 2027/28 | 2028/29 | 2029/30 | 2030/31 | 2031/32 | 2032/33 | 2033/34 | 2034/35 | 2035/36 | 2036/37 | 2037/38 | 2038/39 | 2039/40 | 2040/41 | 2041/42 | 2042/43 | 2043/44 | 2044/45 | 2045/46 | 2046/47 | 2047/48 | 2048/49 | 2049/50
|  | Bacton | 1875.2803 | 1826.5132 | 1763.8582 | 1763.3139 | 1718.8603 | 1723.0842 | 1689.6456 | 1701.3937 | 0 | 0 | 0 | 0 | 0 | 0 | 0 | 0 | 0 | 0 | 0 | 0 | 0 | 0 | 0 | 0 | 0 | 0 | 0 | 0 | 0 | 0 | 0 | 0
|  | Barrow | 34.1841 | 29.9584 | 25.9279 | 22.8736 | 16.3676 | 18.2453 | 18.7137 | 17.5882 | 0 | 0 | 0 | 0 | 0 | 0 | 0 | 0 | 0 | 0 | 0 | 0 | 0 | 0 | 0 | 0 | 0 | 0 | 0 | 0 | 0 | 0 | 0 | 0
|  | Easington | 980.0102 | 954.4095 | 931.3373 | 953.6662 | 1001.7637 | 982.5248 | 958.3937 | 920.6607 | 0 | 0 | 0 | 0 | 0 | 0 | 0 | 0 | 0 | 0 | 0 | 0 | 0 | 0 | 0 | 0 | 0 | 0 | 0 | 0 | 0 | 0 | 0 | 0
|  | St Fergus | 1235.05 | 1231.3872 | 1224.4467 | 1206.4791 | 1192.2697 | 1203.8392 | 1172.492 | 1187.1729 | 0 | 0 | 0 | 0 | 0 | 0 | 0 | 0 | 0 | 0 | 0 | 0 | 0 | 0 | 0 | 0 | 0 | 0 | 0 | 0 | 0 | 0 | 0 | 0
|  | Teesside | 174.0162 | 256.2726 | 351.6507 | 393.1281 | 373.2395 | 381.4073 | 426.2959 | 409.6853 | 0 | 0 | 0 | 0 | 0 | 0 | 0 | 0 | 0 | 0 | 0 | 0 | 0 | 0 | 0 | 0 | 0 | 0 | 0 | 0 | 0 | 0 | 0 | 0
|  | Onshore | 9.5974 | 9.7138 | 9.7439 | 9.8042 | 9.9548 | 10.5576 | 0 | 0 | 0 | 0 | 0 | 0 | 0 | 0 | 0 | 0 | 0 | 0 | 0 | 0 | 0 | 0 | 0 | 0 | 0 | 0 | 0 | 0 | 0 | 0 | 0 | 0
|  | Burton Point | 0 | 0 | 0 | 0 | 0 | 0 | 0 | 0 | 0 | 0 | 0 | 0 | 0 | 0 | 0 | 0 | 0 | 0 | 0 | 0 | 0 | 0 | 0 | 0 | 0 | 0 | 0 | 0 | 0 | 0 | 0 | 0
|  | Isle of Grain | 648.6082 | 648.6082 | 648.6082 | 648.6082 | 648.6082 | 648.6082 | 648.6082 | 648.6082 | 0 | 0 | 0 | 0 | 0 | 0 | 0 | 0 | 0 | 0 | 0 | 0 | 0 | 0 | 0 | 0 | 0 | 0 | 0 | 0 | 0 | 0 | 0 | 0
|  | Milford Haven | 948.08 | 948.08 | 948.08 | 948.08 | 948.08 | 948.08 | 948.08 | 948.08 | 0 | 0 | 0 | 0 | 0 | 0 | 0 | 0 | 0 | 0 | 0 | 0 | 0 | 0 | 0 | 0 | 0 | 0 | 0 | 0 | 0 | 0 | 0 | 0
|  | Medium & Short Range Storage | 0 | 0 | 0 | 0 | 0 | 0 | 0 | 0 | 0 | 0 | 0 | 0 | 0 | 0 | 0 | 0 | 0 | 0 | 0 | 0 | 0 | 0 | 0 | 0 | 0 | 0 | 0 | 0 | 0 | 0 | 0 | 0
|  | Long Range Storage | 0 | 0 | 0 | 0 | 0 | 0 | 0 | 0 | 0 | 0 | 0 | 0 | 0 | 0 | 0 | 0 | 0 | 0 | 0 | 0 | 0 | 0 | 0 | 0 | 0 | 0 | 0 | 0 | 0 | 0 | 0 | 0
|  | Generic Storage | 0 | 1 | 2 | 3 | 4 | 5 | 6 | 7 | 0 | 0 | 0 | 0 | 0 | 0 | 0 | 0 | 0 | 0 | 0 | 0 | 0 | 0 | 0 | 0 | 0 | 0 | 0 | 0 | 0 | 0 | 0 | 0
|  | Total | 2155.2617 | 2155.3041 | 2154.8333 | 2170.2729 | 2156.8375 | 2159.4665 | 2139.7136 | 2129.114 | 0 | 0 | 0 | 0 | 0 | 0 | 0 | 0 | 0 | 0 | 0 | 0 | 0 | 0 | 0 | 0 | 0 | 0 | 0 | 0 | 0 | 0 | 0 | 0

## Capacity at each ASEP
Capacity at each ASEP
A5.2A - Peak Bacton scenarios (mcm/d)
Source: National Grid
[16 empty] | Range of Scenarios | 0 | 0 | 0 | 0 | 0 | 4.6777 | 6.7509 | 6.1394 | 7.3133 | 7.1451 | 7.7401 | 7.5489 | 6.1891 | 6.117 | 4.6937 | 2.6052
[17 empty] | 0 | 0 | 0 | 0 | 170.5154 | 161.4295 | 154.3478 | 153.472 | 148.0051 | 147.6019 | 144.3869 | 144.9436 | 142.0036 | 140.5946 | 138.5165 | 135.2322
|  | Location | 00/01 | 01/02 | 02/03 | 03/04 | 04/05 | 05/06 | 06/07 | 07/08 | 08/09 | 09/10 | 10/11 | 11/12 | 12/13 | 13/14 | 14/15 | 15/16 | 16/17 | 17/18 | 18/19 | 19/20 | 20/21 | 21/22 | 22/23 | 23/24 | 24/25 | 25/26 | 26/27 | 27/28 | 28/29 | 29/30
|  | Bacton Sold Capacity | 104.176 | 85.7281 | 88.095 | 46.6082 | 57.9771 | 63.2996 | 88.2735 | 108.8333 | 107.9795 | 105.0003 | 91.5738 | 82.296 | 101.3778 | 100.9091 | 82.3308 | 137.7 | 100.4 | 97 | 70 | 69.3461 | 68.0944 | 57.9184 | 54.7181 | 54.6894 | 54.6894 | 27.7803 | 0 | 0 | 0 | 0
|  | Bacton Actual | 00/01: 98.3; 01/02: 106.9; 02/03: 108; 03/04: 109.2; 04/05: 110; 05/06: 120.8; 06/07: 115.5; 07/08: 117.5; 08/09: 113.4; 09/10: 122.6; 10/11: 125.4; 11/12: 82; 12/13: 139; 13/14: 94.795; 14/15: 73.345; 15/16: 67.8; 16/17: 82.45
|  | Bacton Obligated Release | 135.6364 | 139.1636 | 142.6818 | 150.4545 | 158.6364 | 158.6364 | 163 | 162.1273 | 162.1273 | 162.1273 | 162.1 | 162.1273 | 162.1273 | 162.1273 | 162.1273 | 162.1273 | 162.1273 | 162.1273 | 162.1273 | 162.1273 | 162.1273 | 162.1273 | 162.1273 | 162.1273 | 162.1273 | 162.1273 | 162.1273 | 162.1273 | 162.1273 | 162.1273
|  | Bacton scenario minimum | 18/19: 170.5154; 19/20: 161.4295; 20/21: 154.3478; 21/22: 153.472; 22/23: 148.0051; 23/24: 147.6019; 24/25: 144.3869; 25/26: 144.9436; 26/27: 142.0036; 27/28: 140.5946; 28/29: 138.5165; 29/30: 135.2322
|  | Bacton scenario maximum | 18/19: 170.5154; 19/20: 166.1072; 20/21: 161.0987; 21/22: 159.6114; 22/23: 155.3184; 23/24: 154.7471; 24/25: 152.127; 25/26: 152.4926; 26/27: 148.1927; 27/28: 146.7116; 28/29: 143.2102; 29/30: 137.8373
*Bacton ASEP was split into seperate Bacton UKCS and Bacton IP ASEPs (effective from 1st November 2015) for capacity booking purposes as a result of regulatory EU changes. This table shows the aggregate position upto 1st November 2015.
A5.2B - Peak Barrow scenarios (mcm/d)
Source: National Grid
[16 empty] | Range of Scenarios | 0 | 0 | 0 | 0 | 0 | 0.31154 | 0.45211 | 0.36323 | 0.34984 | 0.37636 | 0.46285 | 0.40892 | 0.35992 | 0 | 0 | 0
[17 empty] | 0 | 0 | 0 | 0 | 3.1101 | 2.416 | 1.9551 | 1.6754 | 1.0931 | 1.1824 | 1.1501 | 1.0719 | 0.97982 | 0 | 0 | 0
|  |  | 00/01 | 01/02 | 02/03 | 03/04 | 04/05 | 05/06 | 06/07 | 07/08 | 08/09 | 09/10 | 10/11 | 11/12 | 12/13 | 13/14 | 14/15 | 15/16 | 16/17 | 17/18 | 18/19 | 19/20 | 20/21 | 21/22 | 22/23 | 23/24 | 24/25 | 25/26 | 26/27 | 27/28 | 28/29 | 29/30
|  | Barrow Sold Capacity | 51.2355 | 48.9523 | 66.4545 | 39.4379 | 33.5 | 31.8273 | 25.4091 | 28.1 | 28.1 | 16.9182 | 14.2909 | 21.1404 | 19.5599 | 17.4366 | 28.1 | 27.2 | 10.89 | 13.45 | 12.63 | 7.8506 | 6.7375 | 6.3699 | 5.4135 | 5.4093 | 0.13422 | 0 | 0 | 0 | 0 | 0
|  | Barrow Actual | 00/01: 55.3; 01/02: 55.7; 02/03: 50.2; 03/04: 45.4; 04/05: 35.4; 05/06: 29.8; 06/07: 25.2; 07/08: 20.4; 08/09: 17.6; 09/10: 17.6; 10/11: 14.3; 11/12: 11.5; 12/13: 10.5; 13/14: 8.1444; 14/15: 8.145; 15/16: 7; 16/17: 6.5
|  | Barrow Obligated Release | 85.4091 | 85.4091 | 85.4091 | 64.6364 | 64.6364 | 64.6364 | 28.1 | 28.1 | 28.1 | 28.1 | 28.1 | 28.1 | 28.1 | 28.1 | 30.91 | 30.91 | 30.91 | 30.91 | 30.91 | 30.91 | 30.91 | 30.91 | 30.91 | 30.91 | 30.91 | 30.91 | 30.91 | 30.91 | 30.91 | 30.91
|  | Barrow scenario minimum | 18/19: 3.1101; 19/20: 2.416; 20/21: 1.9551; 21/22: 1.6754; 22/23: 1.0931; 23/24: 1.1824; 24/25: 1.1501; 25/26: 1.0719; 26/27: 0.97982; 27/28: 0; 28/29: 0; 29/30: 0
|  | Barrow scenario maximum | 18/19: 3.1101; 19/20: 2.7275; 20/21: 2.4072; 21/22: 2.0386; 22/23: 1.4429; 23/24: 1.5587; 24/25: 1.6129; 25/26: 1.4809; 26/27: 1.3397; 27/28: 0; 28/29: 0; 29/30: 0
A5.2C - Peak Easington scenarios (mcm/d)
Source: National Grid
[16 empty] | Range of Scenarios | 0 | 0 | 0 | 0.98709 | 1.5011 | 1.8654 | 3.5389 | 3.0185 | 3.0224 | 1.9638 | 1.2585 | 0.98503 | 0.6828 | 0.31505 | -1.3667 | -2.1533
[17 empty] | 0 | 0 | 89.102 | 85.6179 | 83.2327 | 84.6219 | 87.0749 | 85.5006 | 83.5276 | 81.1657 | 79.4438 | 78.5041 | 77.9616 | 77.2365 | 76.7536 | 76.6132
|  |  | 00/01 | 01/02 | 02/03 | 03/04 | 04/05 | 05/06 | 06/07 | 07/08 | 08/09 | 09/10 | 10/11 | 11/12 | 12/13 | 13/14 | 14/15 | 15/16 | 16/17 | 17/18 | 18/19 | 19/20 | 20/21 | 21/22 | 22/23 | 23/24 | 24/25 | 25/26 | 26/27 | 27/28 | 28/29 | 29/30
|  | Easington Sold Capacity | 56.7838 | 60.5334 | 66.5042 | 50.4746 | 25.1068 | 14.3973 | 88.4183 | 104.3079 | 96.5455 | 126.7765 | 127.3424 | 127.4299 | 124.1668 | 120.1018 | 118.2682 | 152.5 | 107.64 | 119.2 | 119 | 118.2682 | 118.2682 | 115.1305 | 115.3521 | 92.1063 | 79.5673 | 69.0605 | 57.7717 | 43.8182 | 0 | 0
|  | Easington Actual | 00/01: 66.1; 01/02: 64.1; 02/03: 64.4; 03/04: 64.5; 04/05: 63.6; 05/06: 61.7; 06/07: 104.3; 07/08: 109.8; 08/09: 120.1; 09/10: 122; 10/11: 120.6; 11/12: 121.8; 12/13: 125.1; 13/14: 123.5454; 14/15: 125.102; 15/16: 120.6; 16/17: 103.45
|  | Easington Obligated Release | 86.5273 | 86.5273 | 86.5273 | 93.3636 | 96.5455 | 96.5455 | 96.5455 | 104.3091 | 96.5455 | 127.9273 | 127.9 | 127.9227 | 127.9227 | 127.9227 | 127.9227 | 127.9227 | 127.9227 | 127.9227 | 127.9227 | 127.9227 | 127.9227 | 127.9227 | 127.9227 | 127.9227 | 127.9227 | 127.9227 | 127.9227 | 127.9227 | 127.9227 | 127.9227
|  | Easington scenario minimum | 16/17: 89.102; 17/18: 85.6179; 18/19: 83.2327; 19/20: 84.6219; 20/21: 87.0749; 21/22: 85.5006; 22/23: 83.5276; 23/24: 81.1657; 24/25: 79.4438; 25/26: 78.5041; 26/27: 77.9616; 27/28: 77.2365; 28/29: 76.7536; 29/30: 76.6132
|  | Easington scenario maximum | 16/17: 89.102; 17/18: 86.605; 18/19: 84.7338; 19/20: 86.4873; 20/21: 90.6138; 21/22: 88.5191; 22/23: 86.5499; 23/24: 83.1294; 24/25: 80.7023; 25/26: 79.4891; 26/27: 78.6444; 27/28: 77.5515; 28/29: 75.3868; 29/30: 74.4599
A5.2D - Peak St. Fergus scenarios (mcm/d)
Source: National Grid
[16 empty] | Range of Scenarios | 0 | 0 | 0 | 0 | 0 | 4.6787 | 7.7241 | 6.749 | 8.7802 | 8.7124 | 9.671 | 9.3534 | 8.879 | 8.8894 | 9.8022 | 12.0628
[17 empty] | 0 | 0 | 0 | 0 | 112.3094 | 107.3261 | 104.4451 | 102.1726 | 98.4774 | 98.4145 | 95.0736 | 95.7863 | 96.8974 | 92.8209 | 91.7415 | 92.6899
|  |  | 00/01 | 01/02 | 02/03 | 03/04 | 04/05 | 05/06 | 06/07 | 07/08 | 08/09 | 09/10 | 10/11 | 11/12 | 12/13 | 13/14 | 14/15 | 15/16 | 16/17 | 17/18 | 18/19 | 19/20 | 20/21 | 21/22 | 22/23 | 23/24 | 24/25 | 25/26 | 26/27 | 27/28 | 28/29 | 29/30
|  | St Fergus Sold Capacity | 121.4111 | 136.7657 | 138.1818 | 140.8182 | 160.7995 | 140.3264 | 126.6569 | 137.9483 | 130.7254 | 96.3077 | 97.2559 | 80.6755 | 63.764 | 51.746 | 44.4264 | 151.9 | 126.76 | 41.2 | 20.46 | 11.2153 | 8.9748 | 4.167 | 3.1648 | 2.6729 | 0.63317 | 0.34171 | 0 | 0 | 0 | 0
|  | St Fergus Actual | 00/01: 123.4; 01/02: 133.1; 02/03: 140; 03/04: 139.4; 04/05: 145.2; 05/06: 131.1; 06/07: 125.3; 07/08: 124.7; 08/09: 120.6; 09/10: 100.7; 10/11: 91.1; 11/12: 80; 12/13: 90; 13/14: 83.1342; 14/15: 87.11; 15/16: 80.6; 16/17: 112.36
|  | St Fergus Obligated Release | 174.7273 | 174.7273 | 138.1818 | 148 | 149.8182 | 152.4545 | 151.8818 | 151.8818 | 151.8818 | 151.8818 | 151.9 | 151.8818 | 151.8818 | 151.8818 | 151.8818 | 151.8818 | 151.8818 | 151.8818 | 151.8818 | 151.8818 | 151.8818 | 151.8818 | 151.8818 | 151.8818 | 151.8818 | 151.8818 | 151.8818 | 151.8818 | 151.8818 | 151.8818
|  | St Fergus scenario minimum | 18/19: 112.3094; 19/20: 107.3261; 20/21: 104.4451; 21/22: 102.1726; 22/23: 98.4774; 23/24: 98.4145; 24/25: 95.0736; 25/26: 95.7863; 26/27: 96.8974; 27/28: 92.8209; 28/29: 91.7415; 29/30: 92.6899
|  | St Fergus scenario maximum | 18/19: 112.3094; 19/20: 112.0048; 20/21: 112.1691; 21/22: 108.9216; 22/23: 107.2577; 23/24: 107.1269; 24/25: 104.7446; 25/26: 105.1396; 26/27: 105.7764; 27/28: 101.7103; 28/29: 101.5437; 29/30: 104.7526
A5.2E - Peak Teesside scenarios (mcm/d)
Source: National Grid
[16 empty] | Range of Scenarios | 0 | 0 | 0 | 0 | 1.5987e-14 | 2.665 | 6.1318 | 6.2429 | 7.9777 | 7.8677 | 10.5437 | 9.525 | 8.3935 | 8.9686 | 8.9412 | 9.0498
[17 empty] | 0 | 0 | 0 | 0 | 15.832 | 20.6669 | 26.5158 | 28.7946 | 24.926 | 24.717 | 26.1983 | 24.9689 | 24.5318 | 21.9768 | 19.5569 | 18.3852
|  |  | 00/01 | 01/02 | 02/03 | 03/04 | 04/05 | 05/06 | 06/07 | 07/08 | 08/09 | 09/10 | 10/11 | 11/12 | 12/13 | 13/14 | 14/15 | 15/16 | 16/17 | 17/18 | 18/19 | 19/20 | 20/21 | 21/22 | 22/23 | 23/24 | 24/25 | 25/26 | 26/27 | 27/28 | 28/29 | 29/30
|  | Teesside Sold Capacity | 34.8785 | 43.5777 | 74.4545 | 41.3328 | 22.9644 | 19.2234 | 13.1744 | 37.2379 | 33.5132 | 26.7116 | 25.6964 | 24.1766 | 27.8151 | 25.411 | 31.5164 | 41.4 | 32.04 | 13.7 | 11.27 | 8.2538 | 6.9587 | 11.1785 | 9.8858 | 6.106 | 4.9387 | 4.1447 | 3.4349 | 2.5126 | 2.0022 | 1.8366
|  | Teesside Actual | 00/01: 40.1; 01/02: 40.5; 02/03: 44.3; 03/04: 40.4; 04/05: 37.2; 05/06: 33.8; 06/07: 35.4; 07/08: 26.3; 08/09: 33.9; 09/10: 28.7; 10/11: 32.2; 11/12: 20; 12/13: 17.4; 13/14: 24.4508; 14/15: 24.451; 15/16: 25.4; 16/17: 24.45
|  | Teesside Obligated Release | 82.0636 | 82.0636 | 90.4182 | 68.2727 | 69.1818 | 69.1818 | 69.1818 | 37.2364 | 43.2727 | 43.2727 | 43.3 | 43.2727 | 43.2727 | 43.2727 | 43.2727 | 40.4627 | 40.4627 | 40.4627 | 40.4627 | 40.4627 | 40.4627 | 40.4627 | 40.4627 | 40.4627 | 40.4627 | 40.4627 | 40.4627 | 40.4627 | 40.4627 | 40.4627
|  | Teesside scenario minimum | 18/19: 15.832; 19/20: 20.6669; 20/21: 26.5158; 21/22: 28.7946; 22/23: 24.926; 23/24: 24.717; 24/25: 26.1983; 25/26: 24.9689; 26/27: 24.5318; 27/28: 21.9768; 28/29: 19.5569; 29/30: 18.3852
|  | Teesside scenario maximum | 18/19: 15.832; 19/20: 23.332; 20/21: 32.6476; 21/22: 35.0375; 22/23: 32.9037; 23/24: 32.5846; 24/25: 36.742; 25/26: 34.494; 26/27: 32.9253; 27/28: 30.9454; 28/29: 28.4982; 29/30: 27.435
A5.2F - Peak Theddlethorpe scenarios (mcm/d)
Source: National Grid
[16 empty] | Range of Scenarios | 0 | 0 | 0 | 0 | 0 | 0 | 0 | 0 | 0 | 0 | 0 | 0 | 0 | 0 | 0 | 0
[17 empty] | 0 | 0 | 0 | 0 | 0 | 0 | 0 | 0 | 0 | 0 | 0 | 0 | 0 | 0 | 0 | 0
|  |  | 00/01 | 01/02 | 02/03 | 03/04 | 04/05 | 05/06 | 06/07 | 07/08 | 08/09 | 09/10 | 10/11 | 11/12 | 12/13 | 13/14 | 14/15 | 15/16 | 16/17 | 17/18 | 18/19 | 19/20 | 20/21 | 21/22 | 22/23 | 23/24 | 24/25 | 25/26 | 26/27 | 27/28 | 28/29 | 29/30
|  | Theddlethorpe Sold Capacity | 30.5216 | 26.5471 | 21.9496 | 18.1944 | 15.5512 | 18.2445 | 14.103 | 47.068 | 50.4676 | 12.8339 | 10.0504 | 7.2251 | 5.0734 | 5.4052 | 3.8779 | 1.6631 | 20.1 | 2.1 | 1.2 | 0.83636 | 0 | 0 | 0 | 0 | 0 | 0 | 0 | 0 | 0 | 0
|  | Theddlethorpe Actual | 00/01: 39; 01/02: 30.4; 02/03: 32.6; 03/04: 29.9; 04/05: 24.5; 05/06: 30.1; 06/07: 28.2; 07/08: 27.9; 08/09: 20.7; 09/10: 18.6; 10/11: 15.7; 11/12: 12.6; 12/13: 12.9; 13/14: 13.4065; 14/15: 12.384; 15/16: 10.9; 16/17: 8.63
|  | Theddlethorpe Obligated Release | 85.6909 | 85.6909 | 89.1818 | 71.9091 | 77.0909 | 55.5182 | 55.5182 | 55.5182 | 55.5182 | 55.5182 | 55.5 | 55.5182 | 55.5182 | 55.5182 | 55.5182 | 55.5182 | 55.5182 | 55.5182 | 55.5182 | 55.5182 | 55.5182 | 55.5182 | 55.5182 | 55.5182 | 55.5182 | 55.5182 | 55.5182 | 55.5182 | 55.5182 | 55.5182
|  | Theddlethorpe scenario minimum | 18/19: 0; 19/20: 0; 20/21: 0; 21/22: 0; 22/23: 0; 23/24: 0; 24/25: 0; 25/26: 0; 26/27: 0; 27/28: 0; 28/29: 0; 29/30: 0
|  | Theddlethorpe scenario maximum | 18/19: 0; 19/20: 0; 20/21: 0; 21/22: 0; 22/23: 0; 23/24: 0; 24/25: 0; 25/26: 0; 26/27: 0; 27/28: 0; 28/29: 0; 29/30: 0
A5.2G - Peak Grain LNG scenarios (mcm/d)
Source: National Grid
[16 empty] | Range of Scenarios | 0 | 0 | 0 | 0 | 0 | 0 | 0 | 0 | 0 | 0 | 0 | 0 | 0 | 0 | 0 | 0
[17 empty] | 0 | 0 | 0 | 0 | 58.9644 | 58.9644 | 58.9644 | 58.9644 | 58.9644 | 58.9644 | 58.9644 | 58.9644 | 58.9644 | 58.9644 | 58.9644 | 58.9644
|  |  | 00/01 | 01/02 | 02/03 | 03/04 | 04/05 | 05/06 | 06/07 | 07/08 | 08/09 | 09/10 | 10/11 | 11/12 | 12/13 | 13/14 | 14/15 | 15/16 | 16/17 | 17/18 | 18/19 | 19/20 | 20/21 | 21/22 | 22/23 | 23/24 | 24/25 | 25/26 | 26/27 | 27/28 | 28/29 | 29/30
|  | IOG Sold Capacity | 0 | 0 | 0 | 0 | 0 | 0 | 0 | 3.8489 | 38.0691 | 44.0273 | 60.5273 | 60.5273 | 60.5273 | 59.6436 | 59.6436 | 71.4 | 59.01 | 60.3 | 60.3 | 60.3909 | 60.3909 | 60.3909 | 60.3909 | 60.3909 | 47.5091 | 38.4182 | 38.4182 | 38.4182 | 31.8182 | 0
|  | IOG Import Capacity | [11 empty] | 59.0909 | 59.0909 | 59.0909 | 59.0909 | 59.0909 | 59.0909 | 59.0909 | 59.0909 | 59.0909 | 59.0909 | 59.0909 | 59.0909 | 59.0909 | 59.0909 | 59.0909 | 59.0909 | 59.0909 | 59.0909 | 59.0909
|  | IOG Actual | 04/05: 7; 05/06: 17.2; 06/07: 17; 07/08: 15.6; 08/09: 30.9; 09/10: 31.5; 10/11: 52.9; 11/12: 54.9; 12/13: 33.1; 13/14: 14.581; 14/15: 21.987; 15/16: 7.5; 16/17: 9.09
|  | IOG Obligated Release | 47.9 | 47.9 | 32.7091 | 19.8182 | 19.8182 | 19.8182 | 19.8182 | 15.9091 | 41.2182 | 41.2182 | 60.9 | 63.6073 | 63.6073 | 63.6073 | 63.6073 | 63.6073 | 63.6073 | 63.6073 | 63.6073 | 63.6073 | 63.6073 | 63.6073 | 63.6073 | 63.6073 | 63.6073 | 63.6073 | 63.6073 | 63.6073 | 63.6073 | 63.6073
|  | IOG scenario minimum | 18/19: 58.9644; 19/20: 58.9644; 20/21: 58.9644; 21/22: 58.9644; 22/23: 58.9644; 23/24: 58.9644; 24/25: 58.9644; 25/26: 58.9644; 26/27: 58.9644; 27/28: 58.9644; 28/29: 58.9644; 29/30: 58.9644
|  | IOG scenario maximum | 18/19: 58.9644; 19/20: 58.9644; 20/21: 58.9644; 21/22: 58.9644; 22/23: 58.9644; 23/24: 58.9644; 24/25: 58.9644; 25/26: 58.9644; 26/27: 58.9644; 27/28: 58.9644; 28/29: 58.9644; 29/30: 58.9644
A5.2H - Peak Milford haven scenarios (mcm/d)
Source: National Grid
[16 empty] | Range of Scenarios | 0 | 0 | 0 | 0 | 0 | 0 | 0 | 0 | 0 | 0 | 0 | 0 | 0 | 0 | 0 | 0
[17 empty] | 0 | 0 | 0 | 0 | 86.1891 | 86.1891 | 86.1891 | 86.1891 | 86.1891 | 86.1891 | 86.1891 | 86.1891 | 86.1891 | 86.1891 | 86.1891 | 86.1891
|  |  | 00/01 | 01/02 | 02/03 | 03/04 | 04/05 | 05/06 | 06/07 | 07/08 | 08/09 | 09/10 | 10/11 | 11/12 | 12/13 | 13/14 | 14/15 | 15/16 | 16/17 | 17/18 | 18/19 | 19/20 | 20/21 | 21/22 | 22/23 | 23/24 | 24/25 | 25/26 | 26/27 | 27/28 | 28/29 | 29/30
|  | Miford Haven Sold Capacity | 0 | 0 | 0 | 0 | 0 | 0 | 0 | 0 | 86.3636 | 86.3636 | 86.3636 | 86.3636 | 86.3636 | 86.3636 | 86.3636 | 86.3636 | 79.75 | 86.3 | 86.3 | 86.3636 | 86.3636 | 77.7273 | 77.7273 | 77.7273 | 77.7273 | 77.7273 | 77.7273 | 77.7273 | 77.7273 | 59.0909
|  | Milford Haven Forecast | 10/11: 68.1818
|  | Milford Haven Actual | 08/09: 43.6; 09/10: 63.4; 10/11: 74.5; 11/12: 59.1; 12/13: 52.7; 13/14: 55.844; 14/15: 55.845; 15/16: 59.1; 16/17: 43.27
|  | Miford Haven Obligated Release | 0 | 0 | 0 | 0 | 0 | 0 | 0 | 59.0909 | 86.3636 | 86.3636 | 86.4 | 86.3636 | 86.3636 | 86.3636 | 86.3636 | 86.3636 | 86.3636 | 86.3636 | 86.3636 | 86.3636 | 86.3636 | 86.3636 | 86.3636 | 86.3636 | 86.3636 | 86.3636 | 86.3636 | 86.3636 | 86.3636 | 86.3636
|  | Milford scenario minimum | 18/19: 86.1891; 19/20: 86.1891; 20/21: 86.1891; 21/22: 86.1891; 22/23: 86.1891; 23/24: 86.1891; 24/25: 86.1891; 25/26: 86.1891; 26/27: 86.1891; 27/28: 86.1891; 28/29: 86.1891; 29/30: 86.1891
|  | Milford scenario maximum | 18/19: 86.1891; 19/20: 86.1891; 20/21: 86.1891; 21/22: 86.1891; 22/23: 86.1891; 23/24: 86.1891; 24/25: 86.1891; 25/26: 86.1891; 26/27: 86.1891; 27/28: 86.1891; 28/29: 86.1891; 29/30: 86.1891

## Actual 2018 demand
Annual demand for 2018 (TWh) - LDZ/NTS split
Annual forecasts are based on average weather conditions. Therefore, when comparing actual demand with forecasts, demand has been adjusted to take account of the difference between the actual weather and the seasonal normal weather. The result of this calculation is the weather-corrected demand. Actual demands incorporate a reallocation of demand between 0–73.2MWh/y and >73.2MWh/y firm load bands to allow for reconciliation, loads crossing between thresholds, etc. The load band splits shown in Table A4.1 are slightly different from those incorporated in the National Grid Accounts. Table A4.1 provides a comparison of actual and weather-corrected demands during the 2017 calendar year with the forecasts presented in the 2017 Ten Year Statement. Annual demands are presented in the format of LDZ and NTS load bands/categories, consistent with the basis of system design and operation.
| Actual Demand (TWh) | Weather-Corrected Demand (TWh) | GTYS (2018) Updated Forecast Demand
0–73 MWh | 342 | 342 | 329
73–732 MWh | 49 | 48 | 51
>732 MWh Firm | 161 | 161 | 168
Total LDZ Consumption | 552 | 551 | 547
NTS Industrial | 23 | 23 | 23
NTS Power Generation | 230 | 230 | 203
Exports | 89 | 89 | 123
Total | 342 | 342 | 349
Total Consumption | 894 | 893 | 896
Shrinkage | 6 | 6 | 6
Total System Demand | 900 | 899 | 902

## Maximum day entry flows
Physical NTS entry flows: 23 Jan 2019 (mcm/d)
For the 2018/19 gas year, the day of highest supply to the NTS was 23rd Jan 2019 (405 mcm), whilst the day of highest demand for the same period was also 23rd Jan 2019 (402mcm). These are both lower than the highest supply and demand days in the 2017/18 gas year (1st March 2019). The day of lowest supply (119.4mcm – 29th August 2019) and day of lowest demand (120mcm – 29th August 2019) for gas year 2018/19.
Terminal | Maximum Day | GTYS (2018) TD Supply Capability | Highest Daily
(per terminal)
Bacton inc. IUK and BBL | 84.38 | 164.6364 | 126
Barrow | 5.24 | 5.9091 | 11
Easington inc. Rough & Langeled Sub-terminals | 88.2 | 87.9091 | 90
Isle of Grain (excl. LDZ inputs) | 31.47 | 59 | 59
Milford Haven | 34.98 | 81.5455 | 86
Point of Ayr (Burton Point) | 1.23 | 0 | 2
St Fergus | 88.67 | 114.5455 | 97
Teesside | 18.6 | 20.9091 | 33
Theddlethorpe | 0 | 2.0909 | 1
Sub-total | 353 | 536.5455 | 505
MRS | 51.66 | 123.6364 | 87
Total | 405 | 660.1818 | 592
Notes - The maximum supply day for 2018/19 refers to NTS flows on 23rd January 2019 - This was the overall highest supply day, but individual terminals may have supplied higher deliveries on other days – Supply Capability refers to that published in the 2018 GTYS. Conversions to mcm have been made using a CV of 39.6MJ/m3 - Due to linepack changes, there may be a difference between total demand and total supply on the day – Figures may not sum exactly due to rounding.

## Minimum day entry flows
Physical NTS entry flows: 29th August 2019 (mcm/d)
Terminal | Minimum Day
Bacton inc. IUK and BBL | 20.03
Barrow | 0
Easington inc. Rough& Langeled | 19.52
Isle of Grain (excl. LDZ inputs) | 0.03
Milford Haven | 5
Point of Ayr (Burton Point) | 1.03
St Fergus | 47.16
Teesside | 26.64
Theddlethorpe | 0
Sub-total | 119
MRS & LNG Storage | 0.38
Total | 119.38
Notes - The minimum supply day for 2018/19 refers to NTS flows on 29th August 2019. This was the overall lowest supply day, but individual terminals may have supplied lower deliveries on other days - Due to linepack changes, there may be a difference between total demand and total supply on the day – Figures may not sum exactly due to rounding.

## Maximum day exit flows
Physical LDZ demand flows: 23rd January 2019 (mcm/d)
LDZ | Maximum Day | GTYS (2018) 1 in 20 Undiversified Updated Forecast peak
Eastern | 22.6 | 28.6727
East Midlands | 29.6 | 36.3909
North East | 18 | 22.3
Northern | 14.9 | 18.4091
North Thames | 27.9 | 36.0818
North West | 33.9 | 43.0727
Scotland | 22.9 | 29.4182
South East | 27.7 | 39.3727
Southern | 21.4 | 27.8818
South West | 15.7 | 20.8727
West Midlands | 23.4 | 31.4818
Wales (North & South) | 15.8 | 21.3727
LDZ Total | 274 | 355.3273
NTS Total | 128 | 155.7273
Compressor Fuel usage (CFU) | 0.7 | 0
Total | 402 | 511
Notes - The maximum day for gas year 2018/19 refers to 23rd January 2019. This was the overall highest demand day, but individual LDZs may have seen higher demands on other days - NTS actual loads include interconnector demand - CFU from Actuals Input Output (Fusion)_v1 - Due to linepack changes, there may be a difference between total demand and total supply on the day - The Updated Forecast 1-in-20 Peak Day Demand was published in the 2017 GTYS. Conversions to mcm have been made using a CV of 39.6MJ/m3 - Figures may not sum exactly due to rounding.

## Minimum day exit flows
Physical LDZ demand flows: 29th August 2019 (mcm/d)
Terminal | Minimum Day
Eastern | 4.1
East Midlands | 6.6
North East | 4.6
Northern | 4.1
North Thames | 3.8
North West | 8.5
Scotland | 6.1
South East | 1.8
Southern | 3.3
South West | 2.8
West Midlands | 4.2
Wales (North & South) | 4.2
LDZ Total | 54.1
NTS Total | 65.5
Compressor Fuel usage (CFU) | 0.1
Total | 120
Notes - The minimum day for gas year 2018/19 refers to 29th August 2019. This was the overall lowest demand day, but individual LDZs may have seen lower demands on other days - NTS actual loads include interconnector demand - CFU from Actuals Input Output (Fusion)_v1 - Due to linepack changes, there may be a small difference between total demand and total supply on the day - Figures may not sum exactly due to rounding.