## Contents page
Gas Ten Year Statement 2022 – Data tables and charts content
Chapter | Chapter section | Figure title | Figure number
Chapter 1: Drivers of change | Gas demand | 2021 FES and 2022 FES Annual demand comparison | Figure 1.3
|  | Peak natural gas demand (1-in-20 day) | Figure 1.4
| Gas supply | Comparison of gas supply by scenario between 2021 and 2032 | Figure 1.6
|  | Peak Gas supply under N-1 Conditions | Figure 1.7
Appendix 2: Heat maps | Network capability | Scotland and the North Entry | Figure A2.3
|  | Scotland and the North Exit | Figure A2.4
|  | North West Entry | Figure A2.5
|  | North West Exit | Figure A2.6
|  | North East Entry | Figure A2.7
|  | North East Exit | Figure A2.8
|  | South Wales Entry | Figure A2.9
|  | South Wales Exit | Figure A2.10
|  | South West Exit | Figure A2.11
|  | East Midlands Exit | Figure A2.12
|  | South East Entry | Figure A2.13
|  | South East Exit | Figure A2.14
Appendix 6: Import and storage infrastructure | Import infrastructure | Existing import infrastructure | Table A6.1
|  | Proposed import projects | Table A6.2
| Storage infrastructure | Existing storage infrastructure | Table A6.3
|  | Proposed Storage Projects | Table A6.4
Useful information | Gas Quality specifications
Quantities of unsold Exit Capacity
Offtakes by Exit zone
NTS DN exit zones
Exit Capacity by zone
Demand | Annual and peak by load band
2022-2023 Average Load Curve
2022-2023 Severe Load Curve
2027-2028 Severe Load Curve
2032-2033 Severe Load Curve
Annual gas demand
LDZ annual demand
Supply | Annual supply patterns
Annual Supply by terminal Bacton split
Annual supply by terminal
Peak Supply by terminal Bacton Split
Peak supply by terminal
Capacity at each ASEP
Actual flows | Actual 2021 demand
Maximum day entry flows
Minimum day entry flows
Maximum day exit flows
Minimum day exit flows

## Figure 1.3
Figure 1.3 2021 FES and 2022 FES Annual demand comparison
Natural Gas Annual Demand TWh per annum
| Natural Gas Year Beginning | 2019-01-01 | 2020-01-01 | 2021-01-01 | 2022-01-01 | 2023-01-01 | 2024-01-01 | 2025-01-01 | 2026-01-01 | 2027-01-01 | 2028-01-01 | 2029-01-01 | 2030-01-01 | 2031-01-01 | 2032-01-01 | 2033-01-01 | 2034-01-01 | 2035-01-01 | 2036-01-01 | 2037-01-01 | 2038-01-01 | 2039-01-01 | 2040-01-01 | 2041-01-01 | 2042-01-01 | 2043-01-01 | 2044-01-01 | 2045-01-01 | 2046-01-01 | 2047-01-01 | 2048-01-01 | 2049-01-01 | 2050-01-01
| History | 2019-01-01: 888; 2020-01-01: 888; 2021-01-01: 875
| FES 2022 Consumer Transformation |  |  | 875 | 828.6019 | 831.922 | 792.0363 | 753.9745 | 734.8661 | 690.7753 | 666.8898 | 636.7765 | 587.9485 | 546.2077 | 511.946 | 474.9301 | 435.9998 | 396.3349 | 356.8539 | 317.9042 | 281.0502 | 250.3766 | 216.4975 | 185.9116 | 158.3684 | 139.2654 | 118.9582 | 104.725 | 87.1259 | 73.708 | 55.1301 | 40.7934 | 33.1507
| FES 2022 System Transformation |  |  | 875 | 841.5085 | 881.4377 | 849.6066 | 792.325 | 777.987 | 758.4259 | 742.6915 | 742.5855 | 709.4397 | 693.3558 | 676.1596 | 663.8566 | 651.5984 | 629.9218 | 605.7106 | 587.9812 | 569.953 | 553.7571 | 535.8575 | 521.6437 | 502.9352 | 484.193 | 467.7947 | 445.8004 | 431.1548 | 420.7548 | 407.4077 | 398.4181 | 392.1334
| FES 2022 Leading the Way |  |  | 875 | 770.432 | 762.8312 | 710.8166 | 679.6534 | 640.9891 | 612.7438 | 586.4567 | 540.7541 | 510.2 | 479.4018 | 447.9491 | 412.5892 | 380.6908 | 339.1519 | 299.2145 | 267.1701 | 234.4335 | 211.3002 | 186.3395 | 160.647 | 141.6954 | 123.2806 | 106.4208 | 96.2822 | 91.0395 | 84.8127 | 79.2204 | 76.421 | 74.878
| FES 2022 Falling Short |  |  | 875 | 905.1894 | 927.8002 | 916.6063 | 879.7522 | 873.0693 | 849.7479 | 829.9775 | 804.9385 | 785.3729 | 776.4352 | 770.7808 | 765.6952 | 759.4691 | 738.359 | 712.3949 | 693.8232 | 681.8162 | 679.495 | 673.9815 | 657.8198 | 649.9218 | 646.0075 | 638.5771 | 633.5685 | 624.5002 | 616.0221 | 601.9032 | 582.5944 | 571.2016
| FES 2022 Five Year View | 2021-01-01: 875; 2022-01-01: 868.9292; 2023-01-01: 905.2637; 2024-01-01: 876.383; 2025-01-01: 822.2727; 2026-01-01: 805.1348
| FES 2021 Consumer Transformation |  | 888 | 855.1332 | 822.1364 | 815.3502 | 797.3405 | 753.4308 | 709.7662 | 677.778 | 669.7089 | 652.5271 | 629.8923 | 591.9504 | 550.2587 | 509.95 | 477.2286 | 442.04 | 408.4571 | 372.4859 | 343.6683 | 310.3509 | 283.8584 | 252.1036 | 230.1456 | 204.8454 | 185.385 | 164.338 | 149.0233 | 130.6065 | 110.7734 | 83.6602 | 67.2883
| FES 2021 System Transformation |  | 888 | 858.5 | 835.7418 | 833.0572 | 831.3029 | 799.6107 | 773.7836 | 737.9335 | 738.0525 | 721.7127 | 722.5682 | 699.8623 | 675.2789 | 651.1825 | 630.7411 | 628.4537 | 605.0128 | 591.6172 | 580.5595 | 568.169 | 565.1558 | 562.3766 | 557.7302 | 548.6737 | 543.6278 | 529.6597 | 528.1879 | 520.0763 | 521.5489 | 523.1127 | 511.5651
| FES 2021 Leading the Way |  | 888 | 796.1582 | 762.025 | 742.817 | 707.8253 | 675.2588 | 641.4149 | 611.5225 | 598.8066 | 572.1603 | 540.4266 | 504.4117 | 472.9554 | 435.7489 | 402.1774 | 362.9536 | 326.5364 | 292.3474 | 262.9991 | 230.8522 | 203.7104 | 171.5053 | 147.018 | 118.5114 | 93.4341 | 65.0847 | 53.6971 | 42.2668 | 34.0057 | 25.7376 | 19.197
| FES 2021 Falling Short |  | 888 | 927.494 | 907.8859 | 898.3136 | 898.0224 | 913.8359 | 888.3472 | 862.2893 | 825.9281 | 791.2885 | 788.4185 | 795.2766 | 795.3477 | 794.6218 | 796.9557 | 797.4011 | 798.0108 | 792.9984 | 799.4157 | 805.0048 | 808.461 | 819.1065 | 833.1985 | 834.641 | 839.2535 | 830.7547 | 828.3882 | 830.714 | 826.2708 | 818.8583 | 797.6757
| FES 2021 Five Year View | 2020-01-01: 888; 2021-01-01: 875.7233; 2022-01-01: 853.3058; 2023-01-01: 858.3449; 2024-01-01: 851.9068; 2025-01-01: 819.488

## Figure 1.4
Figure 1.4 Peak natural gas demand (1-in-20 day)
Natural Gas 1:20 Peak Demand GW
| Natural Gas Year Beginning | 2019-01-01 | 2020-01-01 | 2021-01-01 | 2022-01-01 | 2023-01-01 | 2024-01-01 | 2025-01-01 | 2026-01-01 | 2027-01-01 | 2028-01-01 | 2029-01-01 | 2030-01-01 | 2031-01-01 | 2032-01-01 | 2033-01-01 | 2034-01-01 | 2035-01-01 | 2036-01-01 | 2037-01-01 | 2038-01-01 | 2039-01-01 | 2040-01-01 | 2041-01-01 | 2042-01-01 | 2043-01-01 | 2044-01-01 | 2045-01-01 | 2046-01-01 | 2047-01-01 | 2048-01-01 | 2049-01-01 | 2050-01-01
| History | 2019-01-01: 5488; 2020-01-01: 5832; 2021-01-01: 5555
| FES 2022 Consumer Transformation |  |  | 5555.0912 | 5289.3451 | 5158.8025 | 5083.5576 | 5028.538 | 4825.5896 | 4661.905 | 4473.911 | 4264.9198 | 3984.6797 | 3727.963 | 3469.9863 | 3206.4002 | 2935.1191 | 2592.8384 | 2266.1563 | 2051.271 | 1826.7938 | 1620.3719 | 1396.5801 | 1192.1709 | 1043.5271 | 919.2975 | 818.7314 | 684.8484 | 605.8012 | 545.3688 | 468.9156 | 350.2119 | 281.7391
| FES 2022 System Transformation |  |  | 5555.0912 | 5624.9987 | 5525.4146 | 5422.567 | 5333.1826 | 5266.8072 | 5151.815 | 5097.9571 | 4986.498 | 4823.3364 | 4656.7905 | 4502.2337 | 4363.8887 | 4136.4202 | 3858.3921 | 3656.8757 | 3439.1999 | 3262.1607 | 3086.2068 | 2963.3918 | 2818.6018 | 2636.7738 | 2483.7833 | 2338.899 | 2261.2135 | 2223.5614 | 2156.2485 | 2132.7153 | 2098.049 | 2086.3292
| FES 2022 Leading the Way |  |  | 5555.0912 | 5004 | 4820 | 4735 | 4517 | 4281 | 4091 | 3848 | 3588 | 3368 | 3134 | 2838 | 2626 | 2339 | 1987 | 1755 | 1555 | 1401 | 1245 | 1108 | 1001 | 911 | 826 | 679 | 585 | 563 | 535 | 516 | 510 | 509
| FES 2022 Falling Short |  |  | 5555.0912 | 5737.24 | 5684.1768 | 5679.1254 | 5700.8326 | 5649.4832 | 5542.5002 | 5432.1075 | 5372.2511 | 5330.9625 | 5269.9778 | 5229.0618 | 5181.4682 | 5112.5026 | 4949.9252 | 4867.9109 | 4791.9398 | 4786.2909 | 4721.4614 | 4639.6149 | 4601.0217 | 4617.0618 | 4543.1355 | 4524.3167 | 4375.2729 | 4306.0622 | 4215.0062 | 4113.0862 | 3996.2733 | 3961.8374
| FES 2022 Five Year View | 2021-01-01: 5555.0912; 2022-01-01: 5313; 2023-01-01: 5569.4743; 2024-01-01: 5490.9653; 2025-01-01: 5406.2221; 2026-01-01: 5356.9512
| FES 2021 Consumer Transformation |  | 5832 | 5346 | 5305 | 5208 | 5166 | 5035 | 4840 | 4717 | 4550 | 4320 | 4138 | 3897 | 3597 | 3329 | 3057 | 2791 | 2536 | 2256 | 2044 | 1833 | 1598 | 1437 | 1290 | 1047 | 931 | 830 | 744 | 632 | 519 | 384 | 346
| FES 2021 System Transformation |  | 5832 | 5525.9699 | 5504.9231 | 5427.9317 | 5406.0271 | 5326.2214 | 5164.808 | 5001.8423 | 4829.2298 | 4807.6391 | 4687.7699 | 4527.1015 | 4370.9072 | 4191.2741 | 4058.9961 | 3818.6922 | 3659.878 | 3438.9453 | 3294.6303 | 3148.553 | 3072.6329 | 3005.094 | 2863.3646 | 2649.1566 | 2549.8148 | 2506.1861 | 2466.8646 | 2416.976 | 2427.4531 | 2398.0227 | 2374.7107
| FES 2021 Leading the Way |  | 5832 | 5100.9624 | 5009.2174 | 4874.4415 | 4733.8544 | 4551.5684 | 4263.3543 | 3975.6938 | 3764.4043 | 3455.6287 | 3196.5672 | 2994.666 | 2759.2658 | 2525.4878 | 2258.9053 | 1998.3787 | 1779.2225 | 1504.7941 | 1316.8273 | 1140.5909 | 949.2356 | 805.1145 | 677.6258 | 551.4186 | 426.54 | 368.3812 | 308.7775 | 260.7057 | 221.0781 | 180.3392 | 156.0182
| FES 2021 Falling Short |  | 5832 | 5655.9782 | 5645.6205 | 5603.2782 | 5702.7856 | 5705.2245 | 5640.89 | 5512.8534 | 5319.2172 | 5241.4316 | 5220.7886 | 5125.8765 | 5094.1636 | 5091.7074 | 5031.5054 | 5067.4605 | 5098.5416 | 5108.1783 | 5120.6751 | 5085.906 | 5093.9585 | 5100.1529 | 5139.8653 | 5131.1286 | 5072.3646 | 5064.238 | 5072.8753 | 5056.5846 | 5035.7091 | 4973.5589 | 4910.2453
| FES 2021 Five Year View | 2020-01-01: 5832; 2021-01-01: 5555; 2022-01-01: 5563; 2023-01-01: 5509; 2024-01-01: 5489; 2025-01-01: 5418
2021 and 2022 (for all scenarios) refers to the 1-in-20 peak demand forecast published in the Winter Outlook Reports 2021/22 and 2022/23, respectively.
The 2022 Five Year View represents the 1-in-20 peak demand forecast published in the Winter Outlook Report 2022/23.
Due, primarily to changes in the energy markets after initial 5YF modelling, this differs to the original modelling. 2023 and beyond are forecasts from the original modelling.

## Figure 1.6
Figure 1.6 Comparison of gas supply by scenario between 2021 and 2032
|  | 2021 | 2032 CT | 2032 ST | 2032 LW | 2032 SP
| UKCS (bcm/yr) | 34.4 | 14.6 | 20.1 | 18.1 | 20.5
| Shale (bcm/yr) | 0 | 0 | 0 | 0 | 0.5
| Green Gas (bcm/yr) | 0.3 | 0.6 | 1.4 | 0.6 | 2.4
| Imports (bcm/yr) | 47.1 | 42.2 | 46.6 | 33.1 | 51.6

## Figure 1.7
Figure 1.7 Peak Gas supply under N-1 Conditions
Peak supply margin under N-1 conditions (mcm/day)
|  | 2021 | 2022 | 2023 | 2024 | 2025 | 2026 | 2027 | 2028 | 2029 | 2030 | 2031 | 2032 | 2033 | 2034 | 2035 | 2036 | 2037 | 2038 | 2039 | 2040 | 2041 | 2042 | 2043 | 2044 | 2045 | 2046 | 2047 | 2048 | 2049 | 2050
| Central Forecast | 2021: 23.545; 2022: 46.4457; 2023: 46.5666; 2024: 44.4392; 2025: 43.5952; 2026: 46.5596
| Consumer Transformation | 42.1164 | 67.831 | 72.6225 | 70.5685 | 68.5824 | 76.3209 | 83.1863 | 91.0737 | 101.9194 | 118.217 | 136.7115 | 156.8199 | 177.3308 | 198.8583 | 226.9385 | 251.2559 | 265.9697 | 280.8173 | 296.6127 | 313.8782 | 330.3586 | 341.2662 | 352.1388 | 360.2122 | 371.518 | 378.0807 | 383.6077 | 390.5677 | 401.4101 | 407.8353
| System Transformation | 25.5845 | 39.8123 | 55.4915 | 54.2184 | 52.6252 | 53.05 | 55.679 | 47.6374 | 51.7468 | 57.5058 | 66.7576 | 76.3402 | 87.8323 | 105.9345 | 129.5673 | 143.0564 | 156.1909 | 169.5886 | 180.9339 | 186.398 | 195.3465 | 210.3008 | 220.7975 | 231.3077 | 235.444 | 236.8264 | 240.9762 | 242.0185 | 244.1797 | 244.5741
| Leading the Way | 59.2836 | 93.8191 | 109.0701 | 107.8306 | 122.2043 | 136.7679 | 148.6361 | 158.5488 | 168.2472 | 180.1206 | 193.3423 | 216.3385 | 232.404 | 254.8162 | 283.0334 | 300.2088 | 314.7967 | 325.7712 | 339.0436 | 347.7593 | 356.0629 | 363.8364 | 372.5886 | 384.5786 | 392.7862 | 392.9885 | 393.6456 | 393.3886 | 393.3049 | 392.2228
| Falling Short | 16.2052 | 31.0568 | 40.3065 | 35.2278 | 21.1412 | 22.6095 | 28.0005 | 33.3778 | 30.1196 | 29.0428 | 28.3059 | 28.9517 | 35.9744 | 48.3298 | 65.155 | 71.6152 | 80.1314 | 78.0636 | 82.1121 | 87.173 | 85.8051 | 81.508 | 87.4523 | 86.0999 | 98.0211 | 102.5636 | 109.055 | 116.2851 | 124.3187 | 125.8343
Gas Year beginning October, finishing September

## Scotland and the North Entry
Scotland and the North Entry
Flow Frequency data |  |  |  | Capability Data points |  |  | Baseline points
GasYear | National Demand | Local Entry Flow | Freq | Line_Type | National Demand | Network Capability | Line_Type | National Demand | Baseline
2022/23 | 100.25 | 4.25 | 1 | Network Capability | 30 | 105.9093 | Baseline | 10 | 210.9323
2022/23 | 142.75 | 4.25 | 1 | Network Capability | 36.8354 | 108.386 | Baseline | 600 | 210.9323
2022/23 | 129.75 | 6.25 | 1 | Network Capability | 43.6709 | 110.8605
2022/23 | 115.25 | 9.75 | 1 | Network Capability | 50.5063 | 113.3307
2022/23 | 161.25 | 9.75 | 1 | Network Capability | 57.3418 | 115.7944
2022/23 | 103.25 | 10.75 | 1 | Network Capability | 64.1772 | 118.2495
2022/23 | 114.25 | 11.25 | 1 | Network Capability | 71.0127 | 120.6939
2022/23 | 126.75 | 11.25 | 1 | Network Capability | 77.8481 | 123.1252
2022/23 | 121.25 | 11.75 | 1 | Network Capability | 84.6835 | 125.5415
2022/23 | 133.75 | 11.75 | 1 | Network Capability | 91.519 | 127.9405
2022/23 | 98.75 | 13.25 | 1 | Network Capability | 98.3544 | 130.32
2022/23 | 109.75 | 13.25 | 1 | Network Capability | 105.1899 | 132.678
2022/23 | 123.75 | 13.25 | 1 | Network Capability | 112.0253 | 135.0123
2022/23 | 116.25 | 13.75 | 1 | Network Capability | 118.8608 | 137.3206
2022/23 | 116.75 | 13.75 | 1 | Network Capability | 125.6962 | 139.6009
2022/23 | 113.25 | 14.25 | 1 | Network Capability | 132.5316 | 141.851
2022/23 | 126.75 | 14.25 | 1 | Network Capability | 139.3671 | 144.0687
2022/23 | 137.75 | 14.25 | 1 | Network Capability | 146.2025 | 146.2519
2022/23 | 120.25 | 14.75 | 1 | Network Capability | 153.038 | 148.3984
2022/23 | 93.75 | 15.25 | 1 | Network Capability | 159.8734 | 150.5066
2022/23 | 98.75 | 15.25 | 1 | Network Capability | 166.7089 | 152.5756
2022/23 | 99.75 | 15.25 | 1 | Network Capability | 173.5443 | 154.6044
2022/23 | 100.25 | 15.25 | 1 | Network Capability | 180.3797 | 156.5921
2022/23 | 164.75 | 15.25 | 1 | Network Capability | 187.2152 | 158.5377
2022/23 | 111.75 | 15.75 | 1 | Network Capability | 194.0506 | 160.4402
2022/23 | 114.25 | 15.75 | 1 | Network Capability | 200.8861 | 162.2988
2022/23 | 114.75 | 15.75 | 1 | Network Capability | 207.7215 | 164.1126
2022/23 | 116.75 | 15.75 | 1 | Network Capability | 214.557 | 165.8804
2022/23 | 130.25 | 15.75 | 1 | Network Capability | 221.3924 | 167.6015
2022/23 | 131.25 | 15.75 | 1 | Network Capability | 228.2278 | 169.2748
2022/23 | 137.75 | 15.75 | 1 | Network Capability | 235.0633 | 170.8995
2022/23 | 120.25 | 16.25 | 1 | Network Capability | 241.8987 | 172.4746
2022/23 | 124.25 | 16.25 | 1 | Network Capability | 248.7342 | 173.9991
2022/23 | 131.75 | 16.25 | 1 | Network Capability | 255.5696 | 175.4721
2022/23 | 132.75 | 16.25 | 1 | Network Capability | 262.4051 | 176.8927
2022/23 | 82.25 | 16.75 | 1 | Network Capability | 269.2405 | 178.2599
2022/23 | 95.25 | 16.75 | 1 | Network Capability | 276.0759 | 179.5728
2022/23 | 107.75 | 16.75 | 1 | Network Capability | 282.9114 | 180.8304
2022/23 | 109.25 | 16.75 | 1 | Network Capability | 289.7468 | 182.0318
2022/23 | 115.75 | 16.75 | 1 | Network Capability | 296.5823 | 183.1761
2022/23 | 126.75 | 16.75 | 1 | Network Capability | 303.4177 | 184.2623
2022/23 | 127.75 | 16.75 | 1 | Network Capability | 310.2532 | 185.2904
2022/23 | 86.75 | 17.25 | 1 | Network Capability | 317.0886 | 186.2614
2022/23 | 96.75 | 17.25 | 1 | Network Capability | 323.9241 | 187.1762
2022/23 | 112.75 | 17.25 | 1 | Network Capability | 330.7595 | 188.0357
2022/23 | 119.25 | 17.25 | 1 | Network Capability | 337.5949 | 188.8409
2022/23 | 121.75 | 17.25 | 1 | Network Capability | 344.4304 | 189.5928
2022/23 | 127.25 | 17.25 | 1 | Network Capability | 351.2658 | 190.2921
2022/23 | 98.25 | 17.75 | 1 | Network Capability | 358.1013 | 190.94
2022/23 | 122.75 | 17.75 | 2 | Network Capability | 364.9367 | 191.5374
2022/23 | 123.25 | 17.75 | 1 | Network Capability | 371.7722 | 192.0851
2022/23 | 108.25 | 18.25 | 1 | Network Capability | 378.6076 | 192.5841
2022/23 | 109.75 | 18.25 | 1 | Network Capability | 385.443 | 193.0355
2022/23 | 112.25 | 18.25 | 1 | Network Capability | 392.2785 | 193.44
2022/23 | 113.25 | 18.25 | 1 | Network Capability | 399.1139 | 193.7987
2022/23 | 121.75 | 18.25 | 1 | Network Capability | 405.9494 | 194.1125
2022/23 | 122.25 | 18.25 | 1 | Network Capability | 412.7848 | 194.3823
2022/23 | 125.25 | 18.25 | 1 | Network Capability | 419.6203 | 194.6092
2022/23 | 139.25 | 18.25 | 1 | Network Capability | 426.4557 | 194.7939
2022/23 | 146.25 | 18.25 | 1 | Network Capability | 433.2911 | 194.9375
2022/23 | 159.75 | 18.25 | 1 | Network Capability | 440.1266 | 195.0409
2022/23 | 102.25 | 18.75 | 1 | Network Capability | 446.962 | 195.1051
2022/23 | 106.25 | 18.75 | 1 | Network Capability | 453.7975 | 195.131
2022/23 | 112.25 | 18.75 | 1 | Network Capability | 460.6329 | 195.1202
2022/23 | 112.75 | 18.75 | 1 | Network Capability | 467.4684 | 195.0749
2022/23 | 115.75 | 18.75 | 1 | Network Capability | 474.3038 | 194.9972
2022/23 | 116.25 | 18.75 | 1 | Network Capability | 481.1392 | 194.8893
2022/23 | 133.25 | 18.75 | 1 | Network Capability | 487.9747 | 194.7534
2022/23 | 158.25 | 18.75 | 1 | Network Capability | 494.8101 | 194.5915
2022/23 | 105.25 | 19.25 | 2 | Network Capability | 501.6456 | 194.4059
2022/23 | 139.25 | 19.25 | 1 | Network Capability | 508.481 | 194.1988
2022/23 | 139.75 | 19.25 | 1 | Network Capability | 515.3165 | 193.9722
2022/23 | 143.75 | 19.25 | 1 | Network Capability | 522.1519 | 193.7283
2022/23 | 144.75 | 19.25 | 1 | Network Capability | 528.9873 | 193.4694
2022/23 | 147.25 | 19.25 | 1 | Network Capability | 535.8228 | 193.1974
2022/23 | 147.75 | 19.25 | 1 | Network Capability | 542.6582 | 192.9147
2022/23 | 154.75 | 19.25 | 1 | Network Capability | 549.4937 | 192.6234
2022/23 | 99.25 | 19.75 | 1 | Network Capability | 556.3291 | 192.3256
2022/23 | 102.25 | 19.75 | 1 | Network Capability | 563.1646 | 192.0235
2022/23 | 107.25 | 19.75 | 1 | Network Capability | 570 | 191.7192
2022/23 | 118.25 | 19.75 | 1
2022/23 | 121.25 | 19.75 | 1
2022/23 | 124.25 | 19.75 | 1
2022/23 | 124.75 | 19.75 | 1
2022/23 | 127.75 | 19.75 | 1
2022/23 | 128.75 | 19.75 | 1
2022/23 | 138.75 | 19.75 | 1
2022/23 | 142.25 | 19.75 | 1
2022/23 | 143.25 | 19.75 | 1
2022/23 | 96.25 | 20.25 | 1
2022/23 | 100.75 | 20.25 | 1
2022/23 | 101.75 | 20.25 | 1
2022/23 | 107.75 | 20.25 | 1
2022/23 | 108.25 | 20.25 | 1
2022/23 | 111.25 | 20.25 | 1
2022/23 | 114.25 | 20.25 | 1
2022/23 | 115.25 | 20.25 | 1
2022/23 | 119.75 | 20.25 | 1
2022/23 | 122.75 | 20.25 | 1
2022/23 | 123.75 | 20.25 | 1
2022/23 | 125.75 | 20.25 | 1
2022/23 | 128.75 | 20.25 | 1
2022/23 | 133.75 | 20.25 | 1
2022/23 | 135.75 | 20.25 | 1
2022/23 | 136.75 | 20.25 | 1
2022/23 | 141.25 | 20.25 | 1
2022/23 | 173.75 | 20.25 | 1
2022/23 | 180.25 | 20.25 | 1
2022/23 | 89.25 | 20.75 | 1
2022/23 | 96.25 | 20.75 | 1
2022/23 | 104.25 | 20.75 | 1
2022/23 | 104.75 | 20.75 | 1
2022/23 | 113.25 | 20.75 | 1
2022/23 | 120.25 | 20.75 | 1
2022/23 | 120.75 | 20.75 | 1
2022/23 | 123.25 | 20.75 | 1
2022/23 | 123.75 | 20.75 | 1
2022/23 | 124.25 | 20.75 | 1
2022/23 | 131.25 | 20.75 | 1
2022/23 | 145.75 | 20.75 | 1
2022/23 | 148.75 | 20.75 | 1
2022/23 | 91.25 | 21.25 | 1
2022/23 | 93.25 | 21.25 | 2
2022/23 | 96.75 | 21.25 | 1
2022/23 | 98.75 | 21.25 | 1
2022/23 | 101.75 | 21.25 | 1
2022/23 | 102.25 | 21.25 | 1
2022/23 | 112.25 | 21.25 | 1
2022/23 | 115.75 | 21.25 | 1
2022/23 | 123.75 | 21.25 | 1
2022/23 | 133.25 | 21.25 | 1
2022/23 | 135.25 | 21.25 | 1
2022/23 | 138.25 | 21.25 | 1
2022/23 | 167.25 | 21.25 | 1
2022/23 | 218.75 | 21.25 | 1
2022/23 | 85.25 | 21.75 | 1
2022/23 | 106.25 | 21.75 | 1
2022/23 | 106.75 | 21.75 | 1
2022/23 | 110.75 | 21.75 | 1
2022/23 | 111.25 | 21.75 | 1
2022/23 | 113.75 | 21.75 | 2
2022/23 | 115.25 | 21.75 | 2
2022/23 | 120.75 | 21.75 | 1
2022/23 | 127.25 | 21.75 | 1
2022/23 | 130.75 | 21.75 | 1
2022/23 | 136.25 | 21.75 | 1
2022/23 | 136.75 | 21.75 | 2
2022/23 | 138.75 | 21.75 | 1
2022/23 | 142.25 | 21.75 | 1
2022/23 | 143.25 | 21.75 | 1
2022/23 | 144.25 | 21.75 | 1
2022/23 | 148.75 | 21.75 | 1
2022/23 | 151.75 | 21.75 | 1
2022/23 | 165.75 | 21.75 | 1
2022/23 | 97.75 | 22.25 | 1
2022/23 | 99.25 | 22.25 | 1
2022/23 | 107.25 | 22.25 | 1
2022/23 | 111.25 | 22.25 | 1
2022/23 | 112.75 | 22.25 | 1
2022/23 | 115.75 | 22.25 | 1
2022/23 | 121.75 | 22.25 | 1
2022/23 | 137.25 | 22.25 | 1
2022/23 | 164.75 | 22.25 | 1
2022/23 | 165.75 | 22.25 | 1
2022/23 | 98.75 | 22.75 | 1
2022/23 | 103.25 | 22.75 | 1
2022/23 | 103.75 | 22.75 | 1
2022/23 | 104.75 | 22.75 | 1
2022/23 | 108.75 | 22.75 | 1
2022/23 | 111.75 | 22.75 | 1
2022/23 | 113.75 | 22.75 | 1
2022/23 | 115.75 | 22.75 | 1
2022/23 | 119.75 | 22.75 | 1
2022/23 | 124.75 | 22.75 | 1
2022/23 | 125.25 | 22.75 | 1
2022/23 | 129.75 | 22.75 | 1
2022/23 | 132.25 | 22.75 | 1
2022/23 | 135.75 | 22.75 | 1
2022/23 | 137.25 | 22.75 | 1
2022/23 | 137.75 | 22.75 | 1
2022/23 | 140.75 | 22.75 | 1
2022/23 | 141.25 | 22.75 | 1
2022/23 | 145.75 | 22.75 | 1
2022/23 | 149.25 | 22.75 | 1
2022/23 | 157.25 | 22.75 | 1
2022/23 | 214.25 | 22.75 | 1
2022/23 | 83.25 | 23.25 | 1
2022/23 | 88.25 | 23.25 | 2
2022/23 | 96.75 | 23.25 | 1
2022/23 | 104.75 | 23.25 | 1
2022/23 | 107.75 | 23.25 | 1
2022/23 | 109.75 | 23.25 | 1
2022/23 | 111.25 | 23.25 | 1
2022/23 | 113.75 | 23.25 | 1
2022/23 | 114.25 | 23.25 | 2
2022/23 | 117.25 | 23.25 | 2
2022/23 | 120.25 | 23.25 | 1
2022/23 | 122.75 | 23.25 | 1
2022/23 | 125.75 | 23.25 | 1
2022/23 | 126.75 | 23.25 | 1
2022/23 | 127.25 | 23.25 | 1
2022/23 | 130.25 | 23.25 | 1
2022/23 | 132.25 | 23.25 | 1
2022/23 | 139.25 | 23.25 | 1
2022/23 | 144.75 | 23.25 | 1
2022/23 | 146.75 | 23.25 | 1
2022/23 | 148.75 | 23.25 | 1
2022/23 | 152.25 | 23.25 | 1
2022/23 | 190.75 | 23.25 | 1
2022/23 | 211.25 | 23.25 | 1
2022/23 | 85.25 | 23.75 | 1
2022/23 | 86.75 | 23.75 | 1
2022/23 | 89.25 | 23.75 | 2
2022/23 | 97.75 | 23.75 | 1
2022/23 | 101.75 | 23.75 | 1
2022/23 | 110.25 | 23.75 | 1
2022/23 | 110.75 | 23.75 | 1
2022/23 | 115.25 | 23.75 | 1
2022/23 | 115.75 | 23.75 | 1
2022/23 | 116.75 | 23.75 | 1
2022/23 | 119.25 | 23.75 | 1
2022/23 | 125.25 | 23.75 | 1
2022/23 | 128.75 | 23.75 | 1
2022/23 | 132.25 | 23.75 | 1
2022/23 | 135.75 | 23.75 | 1
2022/23 | 139.75 | 23.75 | 2
2022/23 | 146.25 | 23.75 | 1
2022/23 | 149.75 | 23.75 | 1
2022/23 | 153.75 | 23.75 | 1
2022/23 | 89.75 | 24.25 | 1
2022/23 | 94.25 | 24.25 | 1
2022/23 | 97.75 | 24.25 | 2
2022/23 | 100.25 | 24.25 | 1
2022/23 | 100.75 | 24.25 | 1
2022/23 | 104.25 | 24.25 | 1
2022/23 | 107.25 | 24.25 | 1
2022/23 | 111.25 | 24.25 | 2
2022/23 | 111.75 | 24.25 | 1
2022/23 | 115.25 | 24.25 | 1
2022/23 | 117.25 | 24.25 | 1
2022/23 | 119.75 | 24.25 | 2
2022/23 | 120.25 | 24.25 | 1
2022/23 | 125.75 | 24.25 | 2
2022/23 | 129.25 | 24.25 | 1
2022/23 | 129.75 | 24.25 | 1
2022/23 | 131.75 | 24.25 | 1
2022/23 | 132.25 | 24.25 | 1
2022/23 | 135.75 | 24.25 | 1
2022/23 | 137.25 | 24.25 | 1
2022/23 | 138.25 | 24.25 | 1
2022/23 | 147.25 | 24.25 | 1
2022/23 | 166.25 | 24.25 | 1
2022/23 | 205.25 | 24.25 | 1
2022/23 | 95.25 | 24.75 | 1
2022/23 | 98.25 | 24.75 | 1
2022/23 | 98.75 | 24.75 | 1
2022/23 | 99.75 | 24.75 | 1
2022/23 | 102.75 | 24.75 | 1
2022/23 | 103.25 | 24.75 | 1
2022/23 | 108.25 | 24.75 | 1
2022/23 | 109.25 | 24.75 | 1
2022/23 | 110.75 | 24.75 | 1
2022/23 | 111.75 | 24.75 | 1
2022/23 | 113.25 | 24.75 | 1
2022/23 | 113.75 | 24.75 | 1
2022/23 | 114.25 | 24.75 | 2
2022/23 | 115.25 | 24.75 | 1
2022/23 | 124.25 | 24.75 | 1
2022/23 | 129.75 | 24.75 | 1
2022/23 | 130.75 | 24.75 | 1
2022/23 | 131.25 | 24.75 | 1
2022/23 | 132.25 | 24.75 | 1
2022/23 | 132.75 | 24.75 | 1
2022/23 | 133.75 | 24.75 | 1
2022/23 | 135.25 | 24.75 | 1
2022/23 | 135.75 | 24.75 | 1
2022/23 | 137.25 | 24.75 | 1
2022/23 | 140.25 | 24.75 | 1
2022/23 | 147.75 | 24.75 | 1
2022/23 | 158.75 | 24.75 | 1
2022/23 | 162.75 | 24.75 | 1
2022/23 | 164.25 | 24.75 | 1
2022/23 | 171.25 | 24.75 | 1
2022/23 | 88.75 | 25.25 | 1
2022/23 | 89.75 | 25.25 | 1
2022/23 | 97.25 | 25.25 | 1
2022/23 | 99.75 | 25.25 | 1
2022/23 | 100.75 | 25.25 | 1
2022/23 | 107.75 | 25.25 | 1
2022/23 | 110.25 | 25.25 | 1
2022/23 | 112.25 | 25.25 | 1
2022/23 | 114.25 | 25.25 | 1
2022/23 | 115.25 | 25.25 | 1
2022/23 | 119.75 | 25.25 | 1
2022/23 | 121.75 | 25.25 | 1
2022/23 | 124.75 | 25.25 | 1
2022/23 | 127.25 | 25.25 | 1
2022/23 | 128.25 | 25.25 | 1
2022/23 | 128.75 | 25.25 | 2
2022/23 | 129.25 | 25.25 | 1
2022/23 | 130.25 | 25.25 | 1
2022/23 | 131.75 | 25.25 | 2
2022/23 | 132.25 | 25.25 | 1
2022/23 | 132.75 | 25.25 | 1
2022/23 | 133.25 | 25.25 | 1
2022/23 | 134.75 | 25.25 | 1
2022/23 | 136.25 | 25.25 | 1
2022/23 | 137.75 | 25.25 | 1
2022/23 | 138.75 | 25.25 | 1
2022/23 | 139.25 | 25.25 | 1
2022/23 | 142.25 | 25.25 | 1
2022/23 | 144.25 | 25.25 | 1
2022/23 | 146.25 | 25.25 | 1
2022/23 | 148.25 | 25.25 | 1
2022/23 | 154.25 | 25.25 | 1
2022/23 | 225.25 | 25.25 | 1
2022/23 | 90.25 | 25.75 | 1
2022/23 | 92.25 | 25.75 | 1
2022/23 | 93.25 | 25.75 | 1
2022/23 | 93.75 | 25.75 | 1
2022/23 | 94.75 | 25.75 | 1
2022/23 | 98.75 | 25.75 | 1
2022/23 | 99.25 | 25.75 | 1
2022/23 | 99.75 | 25.75 | 1
2022/23 | 100.25 | 25.75 | 1
2022/23 | 102.75 | 25.75 | 2
2022/23 | 104.75 | 25.75 | 1
2022/23 | 107.25 | 25.75 | 2
2022/23 | 108.75 | 25.75 | 1
2022/23 | 109.75 | 25.75 | 1
2022/23 | 112.75 | 25.75 | 1
2022/23 | 113.25 | 25.75 | 1
2022/23 | 114.25 | 25.75 | 1
2022/23 | 114.75 | 25.75 | 1
2022/23 | 115.75 | 25.75 | 1
2022/23 | 116.25 | 25.75 | 1
2022/23 | 117.75 | 25.75 | 1
2022/23 | 118.25 | 25.75 | 1
2022/23 | 119.25 | 25.75 | 1
2022/23 | 120.25 | 25.75 | 1
2022/23 | 121.25 | 25.75 | 1
2022/23 | 122.75 | 25.75 | 1
2022/23 | 123.75 | 25.75 | 1
2022/23 | 126.25 | 25.75 | 1
2022/23 | 127.25 | 25.75 | 2
2022/23 | 127.75 | 25.75 | 1
2022/23 | 130.25 | 25.75 | 1
2022/23 | 131.25 | 25.75 | 1
2022/23 | 131.75 | 25.75 | 2
2022/23 | 132.25 | 25.75 | 1
2022/23 | 135.25 | 25.75 | 2
2022/23 | 138.25 | 25.75 | 1
2022/23 | 139.75 | 25.75 | 1
2022/23 | 143.75 | 25.75 | 1
2022/23 | 144.75 | 25.75 | 2
2022/23 | 149.75 | 25.75 | 1
2022/23 | 152.25 | 25.75 | 1
2022/23 | 155.25 | 25.75 | 1
2022/23 | 155.75 | 25.75 | 1
2022/23 | 164.75 | 25.75 | 1
2022/23 | 213.75 | 25.75 | 1
2022/23 | 87.75 | 26.25 | 1
2022/23 | 94.75 | 26.25 | 1
2022/23 | 99.75 | 26.25 | 1
2022/23 | 101.25 | 26.25 | 1
2022/23 | 102.25 | 26.25 | 1
2022/23 | 102.75 | 26.25 | 1
2022/23 | 105.75 | 26.25 | 1
2022/23 | 106.75 | 26.25 | 1
2022/23 | 107.75 | 26.25 | 1
2022/23 | 111.25 | 26.25 | 1
2022/23 | 112.25 | 26.25 | 1
2022/23 | 113.75 | 26.25 | 1
2022/23 | 116.25 | 26.25 | 1
2022/23 | 116.75 | 26.25 | 1
2022/23 | 117.25 | 26.25 | 1
2022/23 | 121.25 | 26.25 | 1
2022/23 | 123.75 | 26.25 | 1
2022/23 | 125.75 | 26.25 | 1
2022/23 | 126.75 | 26.25 | 1
2022/23 | 127.25 | 26.25 | 1
2022/23 | 130.25 | 26.25 | 2
2022/23 | 130.75 | 26.25 | 1
2022/23 | 131.25 | 26.25 | 1
2022/23 | 131.75 | 26.25 | 2
2022/23 | 132.25 | 26.25 | 1
2022/23 | 132.75 | 26.25 | 1
2022/23 | 134.25 | 26.25 | 3
2022/23 | 134.75 | 26.25 | 3
2022/23 | 135.25 | 26.25 | 1
2022/23 | 137.25 | 26.25 | 1
2022/23 | 137.75 | 26.25 | 2
2022/23 | 140.75 | 26.25 | 1
2022/23 | 143.75 | 26.25 | 1
2022/23 | 144.25 | 26.25 | 1
2022/23 | 145.75 | 26.25 | 1
2022/23 | 147.25 | 26.25 | 1
2022/23 | 149.25 | 26.25 | 1
2022/23 | 150.25 | 26.25 | 2
2022/23 | 151.75 | 26.25 | 1
2022/23 | 152.75 | 26.25 | 1
2022/23 | 153.75 | 26.25 | 1
2022/23 | 154.75 | 26.25 | 1
2022/23 | 155.75 | 26.25 | 1
2022/23 | 160.75 | 26.25 | 1
2022/23 | 186.25 | 26.25 | 1
2022/23 | 209.25 | 26.25 | 1
2022/23 | 223.75 | 26.25 | 1
2022/23 | 86.75 | 26.75 | 1
2022/23 | 87.25 | 26.75 | 1
2022/23 | 92.25 | 26.75 | 1
2022/23 | 96.25 | 26.75 | 1
2022/23 | 98.25 | 26.75 | 1
2022/23 | 100.25 | 26.75 | 2
2022/23 | 103.25 | 26.75 | 1
2022/23 | 104.25 | 26.75 | 1
2022/23 | 106.25 | 26.75 | 2
2022/23 | 106.75 | 26.75 | 1
2022/23 | 108.25 | 26.75 | 1
2022/23 | 109.75 | 26.75 | 1
2022/23 | 111.75 | 26.75 | 1
2022/23 | 112.75 | 26.75 | 2
2022/23 | 114.25 | 26.75 | 1
2022/23 | 115.25 | 26.75 | 1
2022/23 | 116.25 | 26.75 | 1
2022/23 | 117.25 | 26.75 | 1
2022/23 | 121.75 | 26.75 | 2
2022/23 | 124.75 | 26.75 | 1
2022/23 | 126.75 | 26.75 | 1
2022/23 | 127.25 | 26.75 | 1
2022/23 | 129.25 | 26.75 | 2
2022/23 | 129.75 | 26.75 | 1
2022/23 | 130.25 | 26.75 | 1
2022/23 | 131.25 | 26.75 | 1
2022/23 | 131.75 | 26.75 | 1
2022/23 | 133.75 | 26.75 | 3
2022/23 | 134.25 | 26.75 | 1
2022/23 | 136.25 | 26.75 | 1
2022/23 | 139.75 | 26.75 | 2
2022/23 | 140.25 | 26.75 | 2
2022/23 | 141.25 | 26.75 | 1
2022/23 | 142.25 | 26.75 | 1
2022/23 | 142.75 | 26.75 | 1
2022/23 | 144.25 | 26.75 | 1
2022/23 | 145.75 | 26.75 | 1
2022/23 | 147.25 | 26.75 | 1
2022/23 | 148.75 | 26.75 | 1
2022/23 | 153.25 | 26.75 | 1
2022/23 | 153.75 | 26.75 | 1
2022/23 | 157.25 | 26.75 | 1
2022/23 | 159.25 | 26.75 | 1
2022/23 | 159.75 | 26.75 | 1
2022/23 | 160.75 | 26.75 | 1
2022/23 | 163.75 | 26.75 | 1
2022/23 | 166.25 | 26.75 | 1
2022/23 | 171.25 | 26.75 | 1
2022/23 | 209.75 | 26.75 | 1
2022/23 | 219.75 | 26.75 | 1
2022/23 | 222.25 | 26.75 | 1
2022/23 | 84.75 | 27.25 | 1
2022/23 | 85.75 | 27.25 | 1
2022/23 | 91.25 | 27.25 | 1
2022/23 | 93.75 | 27.25 | 1
2022/23 | 98.25 | 27.25 | 2
2022/23 | 99.75 | 27.25 | 1
2022/23 | 101.75 | 27.25 | 2
2022/23 | 107.25 | 27.25 | 1
2022/23 | 107.75 | 27.25 | 1
2022/23 | 110.75 | 27.25 | 1
2022/23 | 111.25 | 27.25 | 1
2022/23 | 112.75 | 27.25 | 1
2022/23 | 113.25 | 27.25 | 2
2022/23 | 113.75 | 27.25 | 1
2022/23 | 114.25 | 27.25 | 2
2022/23 | 119.25 | 27.25 | 3
2022/23 | 122.75 | 27.25 | 1
2022/23 | 123.25 | 27.25 | 1
2022/23 | 123.75 | 27.25 | 4
2022/23 | 124.75 | 27.25 | 1
2022/23 | 126.25 | 27.25 | 1
2022/23 | 129.25 | 27.25 | 1
2022/23 | 130.75 | 27.25 | 1
2022/23 | 131.75 | 27.25 | 1
2022/23 | 132.75 | 27.25 | 2
2022/23 | 133.75 | 27.25 | 1
2022/23 | 134.25 | 27.25 | 1
2022/23 | 135.25 | 27.25 | 1
2022/23 | 138.75 | 27.25 | 1
2022/23 | 139.75 | 27.25 | 1
2022/23 | 140.75 | 27.25 | 1
2022/23 | 146.25 | 27.25 | 1
2022/23 | 146.75 | 27.25 | 1
2022/23 | 147.25 | 27.25 | 1
2022/23 | 150.25 | 27.25 | 1
2022/23 | 151.75 | 27.25 | 1
2022/23 | 157.75 | 27.25 | 1
2022/23 | 164.75 | 27.25 | 1
2022/23 | 187.75 | 27.25 | 1
2022/23 | 222.25 | 27.25 | 2
2022/23 | 235.75 | 27.25 | 1
2022/23 | 95.25 | 27.75 | 2
2022/23 | 95.75 | 27.75 | 1
2022/23 | 97.75 | 27.75 | 1
2022/23 | 99.25 | 27.75 | 2
2022/23 | 100.75 | 27.75 | 1
2022/23 | 101.25 | 27.75 | 1
2022/23 | 101.75 | 27.75 | 2
2022/23 | 102.75 | 27.75 | 1
2022/23 | 103.25 | 27.75 | 1
2022/23 | 104.25 | 27.75 | 3
2022/23 | 104.75 | 27.75 | 1
2022/23 | 105.25 | 27.75 | 1
2022/23 | 106.25 | 27.75 | 1
2022/23 | 107.75 | 27.75 | 1
2022/23 | 108.75 | 27.75 | 1
2022/23 | 114.75 | 27.75 | 1
2022/23 | 116.75 | 27.75 | 2
2022/23 | 117.75 | 27.75 | 1
2022/23 | 118.75 | 27.75 | 1
2022/23 | 119.75 | 27.75 | 1
2022/23 | 120.75 | 27.75 | 1
2022/23 | 123.25 | 27.75 | 1
2022/23 | 123.75 | 27.75 | 1
2022/23 | 125.75 | 27.75 | 1
2022/23 | 126.75 | 27.75 | 1
2022/23 | 128.25 | 27.75 | 2
2022/23 | 129.25 | 27.75 | 2
2022/23 | 129.75 | 27.75 | 1
2022/23 | 130.25 | 27.75 | 2
2022/23 | 130.75 | 27.75 | 2
2022/23 | 131.75 | 27.75 | 1
2022/23 | 132.75 | 27.75 | 2
2022/23 | 133.25 | 27.75 | 1
2022/23 | 134.25 | 27.75 | 1
2022/23 | 137.75 | 27.75 | 1
2022/23 | 139.25 | 27.75 | 1
2022/23 | 140.25 | 27.75 | 1
2022/23 | 143.25 | 27.75 | 2
2022/23 | 143.75 | 27.75 | 1
2022/23 | 144.25 | 27.75 | 1
2022/23 | 146.25 | 27.75 | 1
2022/23 | 147.75 | 27.75 | 1
2022/23 | 151.25 | 27.75 | 2
2022/23 | 152.25 | 27.75 | 1
2022/23 | 154.75 | 27.75 | 1
2022/23 | 156.75 | 27.75 | 1
2022/23 | 157.25 | 27.75 | 1
2022/23 | 162.25 | 27.75 | 1
2022/23 | 169.75 | 27.75 | 1
2022/23 | 173.25 | 27.75 | 1
2022/23 | 192.75 | 27.75 | 1
2022/23 | 195.25 | 27.75 | 1
2022/23 | 222.25 | 27.75 | 1
2022/23 | 228.25 | 27.75 | 1
2022/23 | 238.25 | 27.75 | 1
2022/23 | 87.75 | 28.25 | 1
2022/23 | 94.25 | 28.25 | 1
2022/23 | 97.25 | 28.25 | 1
2022/23 | 98.25 | 28.25 | 1
2022/23 | 100.75 | 28.25 | 1
2022/23 | 101.25 | 28.25 | 1
2022/23 | 102.75 | 28.25 | 1
2022/23 | 103.75 | 28.25 | 1
2022/23 | 104.25 | 28.25 | 1
2022/23 | 105.25 | 28.25 | 1
2022/23 | 107.25 | 28.25 | 1
2022/23 | 107.75 | 28.25 | 1
2022/23 | 108.25 | 28.25 | 3
2022/23 | 109.75 | 28.25 | 1
2022/23 | 110.75 | 28.25 | 2
2022/23 | 114.25 | 28.25 | 2
2022/23 | 115.25 | 28.25 | 1
2022/23 | 116.75 | 28.25 | 1
2022/23 | 117.75 | 28.25 | 1
2022/23 | 118.25 | 28.25 | 1
2022/23 | 119.25 | 28.25 | 1
2022/23 | 120.75 | 28.25 | 1
2022/23 | 121.75 | 28.25 | 2
2022/23 | 122.25 | 28.25 | 1
2022/23 | 123.25 | 28.25 | 1
2022/23 | 123.75 | 28.25 | 1
2022/23 | 124.25 | 28.25 | 1
2022/23 | 124.75 | 28.25 | 1
2022/23 | 125.25 | 28.25 | 1
2022/23 | 125.75 | 28.25 | 1
2022/23 | 126.25 | 28.25 | 2
2022/23 | 126.75 | 28.25 | 3
2022/23 | 127.75 | 28.25 | 2
2022/23 | 128.25 | 28.25 | 3
2022/23 | 128.75 | 28.25 | 1
2022/23 | 130.25 | 28.25 | 2
2022/23 | 131.25 | 28.25 | 1
2022/23 | 136.25 | 28.25 | 1
2022/23 | 137.25 | 28.25 | 1
2022/23 | 138.25 | 28.25 | 1
2022/23 | 138.75 | 28.25 | 3
2022/23 | 141.75 | 28.25 | 2
2022/23 | 143.75 | 28.25 | 1
2022/23 | 148.25 | 28.25 | 1
2022/23 | 150.75 | 28.25 | 1
2022/23 | 153.25 | 28.25 | 1
2022/23 | 154.25 | 28.25 | 1
2022/23 | 156.75 | 28.25 | 1
2022/23 | 169.75 | 28.25 | 1
2022/23 | 208.75 | 28.25 | 1
2022/23 | 224.25 | 28.25 | 1
2022/23 | 92.25 | 28.75 | 1
2022/23 | 93.25 | 28.75 | 1
2022/23 | 93.75 | 28.75 | 1
2022/23 | 95.25 | 28.75 | 1
2022/23 | 96.75 | 28.75 | 1
2022/23 | 97.25 | 28.75 | 1
2022/23 | 97.75 | 28.75 | 1
2022/23 | 98.75 | 28.75 | 1
2022/23 | 101.75 | 28.75 | 1
2022/23 | 102.75 | 28.75 | 1
2022/23 | 106.25 | 28.75 | 1
2022/23 | 107.25 | 28.75 | 1
2022/23 | 109.25 | 28.75 | 2
2022/23 | 110.25 | 28.75 | 1
2022/23 | 110.75 | 28.75 | 1
2022/23 | 111.75 | 28.75 | 3
2022/23 | 113.25 | 28.75 | 2
2022/23 | 115.75 | 28.75 | 1
2022/23 | 117.25 | 28.75 | 2
2022/23 | 118.25 | 28.75 | 1
2022/23 | 120.25 | 28.75 | 1
2022/23 | 120.75 | 28.75 | 1
2022/23 | 121.25 | 28.75 | 3
2022/23 | 122.25 | 28.75 | 1
2022/23 | 122.75 | 28.75 | 1
2022/23 | 124.75 | 28.75 | 1
2022/23 | 125.25 | 28.75 | 1
2022/23 | 125.75 | 28.75 | 1
2022/23 | 127.75 | 28.75 | 1
2022/23 | 130.25 | 28.75 | 2
2022/23 | 130.75 | 28.75 | 1
2022/23 | 131.75 | 28.75 | 1
2022/23 | 132.25 | 28.75 | 2
2022/23 | 132.75 | 28.75 | 1
2022/23 | 133.75 | 28.75 | 2
2022/23 | 134.25 | 28.75 | 1
2022/23 | 135.25 | 28.75 | 1
2022/23 | 135.75 | 28.75 | 2
2022/23 | 136.25 | 28.75 | 1
2022/23 | 136.75 | 28.75 | 1
2022/23 | 139.75 | 28.75 | 1
2022/23 | 142.25 | 28.75 | 2
2022/23 | 143.75 | 28.75 | 1
2022/23 | 145.25 | 28.75 | 2
2022/23 | 146.75 | 28.75 | 1
2022/23 | 147.75 | 28.75 | 1
2022/23 | 149.25 | 28.75 | 2
2022/23 | 149.75 | 28.75 | 1
2022/23 | 150.75 | 28.75 | 2
2022/23 | 160.75 | 28.75 | 1
2022/23 | 161.25 | 28.75 | 1
2022/23 | 161.75 | 28.75 | 1
2022/23 | 162.75 | 28.75 | 3
2022/23 | 163.75 | 28.75 | 1
2022/23 | 166.25 | 28.75 | 1
2022/23 | 167.75 | 28.75 | 1
2022/23 | 169.25 | 28.75 | 1
2022/23 | 178.75 | 28.75 | 1
2022/23 | 211.25 | 28.75 | 1
2022/23 | 212.75 | 28.75 | 1
2022/23 | 238.25 | 28.75 | 1
2022/23 | 97.25 | 29.25 | 1
2022/23 | 99.75 | 29.25 | 1
2022/23 | 101.25 | 29.25 | 1
2022/23 | 102.25 | 29.25 | 1
2022/23 | 103.25 | 29.25 | 3
2022/23 | 104.25 | 29.25 | 1
2022/23 | 105.25 | 29.25 | 1
2022/23 | 106.25 | 29.25 | 1
2022/23 | 107.25 | 29.25 | 1
2022/23 | 108.25 | 29.25 | 1
2022/23 | 108.75 | 29.25 | 1
2022/23 | 109.25 | 29.25 | 1
2022/23 | 110.25 | 29.25 | 3
2022/23 | 111.25 | 29.25 | 1
2022/23 | 111.75 | 29.25 | 2
2022/23 | 112.25 | 29.25 | 1
2022/23 | 114.75 | 29.25 | 1
2022/23 | 116.25 | 29.25 | 1
2022/23 | 118.25 | 29.25 | 2
2022/23 | 119.25 | 29.25 | 1
2022/23 | 120.75 | 29.25 | 2
2022/23 | 121.25 | 29.25 | 1
2022/23 | 121.75 | 29.25 | 1
2022/23 | 122.25 | 29.25 | 3
2022/23 | 122.75 | 29.25 | 1
2022/23 | 123.25 | 29.25 | 3
2022/23 | 124.75 | 29.25 | 2
2022/23 | 125.25 | 29.25 | 1
2022/23 | 126.75 | 29.25 | 1
2022/23 | 127.75 | 29.25 | 1
2022/23 | 129.25 | 29.25 | 1
2022/23 | 131.25 | 29.25 | 1
2022/23 | 131.75 | 29.25 | 2
2022/23 | 133.25 | 29.25 | 2
2022/23 | 133.75 | 29.25 | 2
2022/23 | 134.25 | 29.25 | 1
2022/23 | 135.25 | 29.25 | 1
2022/23 | 135.75 | 29.25 | 2
2022/23 | 136.25 | 29.25 | 1
2022/23 | 137.25 | 29.25 | 2
2022/23 | 137.75 | 29.25 | 1
2022/23 | 138.75 | 29.25 | 2
2022/23 | 139.25 | 29.25 | 1
2022/23 | 140.75 | 29.25 | 1
2022/23 | 142.25 | 29.25 | 1
2022/23 | 142.75 | 29.25 | 2
2022/23 | 143.25 | 29.25 | 1
2022/23 | 145.25 | 29.25 | 1
2022/23 | 150.25 | 29.25 | 1
2022/23 | 155.25 | 29.25 | 1
2022/23 | 156.75 | 29.25 | 2
2022/23 | 157.25 | 29.25 | 1
2022/23 | 158.75 | 29.25 | 1
2022/23 | 163.25 | 29.25 | 1
2022/23 | 164.75 | 29.25 | 2
2022/23 | 168.25 | 29.25 | 1
2022/23 | 170.75 | 29.25 | 1
2022/23 | 215.75 | 29.25 | 1
2022/23 | 228.75 | 29.25 | 1
2022/23 | 86.25 | 29.75 | 1
2022/23 | 87.25 | 29.75 | 1
2022/23 | 92.25 | 29.75 | 1
2022/23 | 94.25 | 29.75 | 1
2022/23 | 95.25 | 29.75 | 2
2022/23 | 95.75 | 29.75 | 1
2022/23 | 97.25 | 29.75 | 1
2022/23 | 99.75 | 29.75 | 1
2022/23 | 100.75 | 29.75 | 1
2022/23 | 101.25 | 29.75 | 1
2022/23 | 101.75 | 29.75 | 1
2022/23 | 102.25 | 29.75 | 1
2022/23 | 105.25 | 29.75 | 1
2022/23 | 106.25 | 29.75 | 1
2022/23 | 107.25 | 29.75 | 1
2022/23 | 109.25 | 29.75 | 1
2022/23 | 110.75 | 29.75 | 3
2022/23 | 115.75 | 29.75 | 1
2022/23 | 116.25 | 29.75 | 1
2022/23 | 117.75 | 29.75 | 1
2022/23 | 118.75 | 29.75 | 1
2022/23 | 119.25 | 29.75 | 1
2022/23 | 120.75 | 29.75 | 1
2022/23 | 121.25 | 29.75 | 1
2022/23 | 121.75 | 29.75 | 2
2022/23 | 122.25 | 29.75 | 2
2022/23 | 122.75 | 29.75 | 1
2022/23 | 123.25 | 29.75 | 1
2022/23 | 125.25 | 29.75 | 1
2022/23 | 126.25 | 29.75 | 1
2022/23 | 127.75 | 29.75 | 1
2022/23 | 128.75 | 29.75 | 2
2022/23 | 129.25 | 29.75 | 2
2022/23 | 129.75 | 29.75 | 1
2022/23 | 130.25 | 29.75 | 2
2022/23 | 133.25 | 29.75 | 3
2022/23 | 134.75 | 29.75 | 1
2022/23 | 135.75 | 29.75 | 1
2022/23 | 138.75 | 29.75 | 1
2022/23 | 139.25 | 29.75 | 1
2022/23 | 139.75 | 29.75 | 2
2022/23 | 140.25 | 29.75 | 1
2022/23 | 140.75 | 29.75 | 1
2022/23 | 141.75 | 29.75 | 1
2022/23 | 142.25 | 29.75 | 1
2022/23 | 143.25 | 29.75 | 1
2022/23 | 144.75 | 29.75 | 1
2022/23 | 145.75 | 29.75 | 2
2022/23 | 148.25 | 29.75 | 1
2022/23 | 150.25 | 29.75 | 2
2022/23 | 151.25 | 29.75 | 1
2022/23 | 153.25 | 29.75 | 1
2022/23 | 155.25 | 29.75 | 1
2022/23 | 157.25 | 29.75 | 2
2022/23 | 165.25 | 29.75 | 1
2022/23 | 166.75 | 29.75 | 2
2022/23 | 170.75 | 29.75 | 1
2022/23 | 173.75 | 29.75 | 1
2022/23 | 215.25 | 29.75 | 1
2022/23 | 220.75 | 29.75 | 1
2022/23 | 221.75 | 29.75 | 1
2022/23 | 309.25 | 29.75 | 1
2022/23 | 86.75 | 30.25 | 1
2022/23 | 92.25 | 30.25 | 1
2022/23 | 93.25 | 30.25 | 1
2022/23 | 94.25 | 30.25 | 1
2022/23 | 95.75 | 30.25 | 1
2022/23 | 96.75 | 30.25 | 2
2022/23 | 97.25 | 30.25 | 1
2022/23 | 97.75 | 30.25 | 1
2022/23 | 99.25 | 30.25 | 1
2022/23 | 100.25 | 30.25 | 1
2022/23 | 100.75 | 30.25 | 1
2022/23 | 103.25 | 30.25 | 1
2022/23 | 103.75 | 30.25 | 1
2022/23 | 104.25 | 30.25 | 2
2022/23 | 105.25 | 30.25 | 1
2022/23 | 107.75 | 30.25 | 1
2022/23 | 109.25 | 30.25 | 2
2022/23 | 109.75 | 30.25 | 2
2022/23 | 110.25 | 30.25 | 1
2022/23 | 111.75 | 30.25 | 2
2022/23 | 112.25 | 30.25 | 1
2022/23 | 112.75 | 30.25 | 1
2022/23 | 113.25 | 30.25 | 3
2022/23 | 114.25 | 30.25 | 1
2022/23 | 115.25 | 30.25 | 1
2022/23 | 115.75 | 30.25 | 2
2022/23 | 116.25 | 30.25 | 2
2022/23 | 116.75 | 30.25 | 1
2022/23 | 117.75 | 30.25 | 2
2022/23 | 118.25 | 30.25 | 1
2022/23 | 120.25 | 30.25 | 2
2022/23 | 121.25 | 30.25 | 1
2022/23 | 123.75 | 30.25 | 2
2022/23 | 124.25 | 30.25 | 2
2022/23 | 124.75 | 30.25 | 3
2022/23 | 125.25 | 30.25 | 1
2022/23 | 126.25 | 30.25 | 1
2022/23 | 127.25 | 30.25 | 2
2022/23 | 127.75 | 30.25 | 3
2022/23 | 128.25 | 30.25 | 1
2022/23 | 128.75 | 30.25 | 1
2022/23 | 129.25 | 30.25 | 1
2022/23 | 130.75 | 30.25 | 1
2022/23 | 131.75 | 30.25 | 1
2022/23 | 132.25 | 30.25 | 1
2022/23 | 132.75 | 30.25 | 2
2022/23 | 133.25 | 30.25 | 1
2022/23 | 133.75 | 30.25 | 2
2022/23 | 134.75 | 30.25 | 1
2022/23 | 135.25 | 30.25 | 2
2022/23 | 135.75 | 30.25 | 2
2022/23 | 136.25 | 30.25 | 2
2022/23 | 136.75 | 30.25 | 1
2022/23 | 137.75 | 30.25 | 2
2022/23 | 138.75 | 30.25 | 1
2022/23 | 139.25 | 30.25 | 2
2022/23 | 139.75 | 30.25 | 4
2022/23 | 140.75 | 30.25 | 1
2022/23 | 141.25 | 30.25 | 1
2022/23 | 141.75 | 30.25 | 1
2022/23 | 142.25 | 30.25 | 1
2022/23 | 143.25 | 30.25 | 2
2022/23 | 144.25 | 30.25 | 2
2022/23 | 145.25 | 30.25 | 1
2022/23 | 146.25 | 30.25 | 1
2022/23 | 147.25 | 30.25 | 2
2022/23 | 149.25 | 30.25 | 1
2022/23 | 150.25 | 30.25 | 1
2022/23 | 150.75 | 30.25 | 1
2022/23 | 151.25 | 30.25 | 1
2022/23 | 151.75 | 30.25 | 2
2022/23 | 152.25 | 30.25 | 1
2022/23 | 153.25 | 30.25 | 1
2022/23 | 153.75 | 30.25 | 1
2022/23 | 155.25 | 30.25 | 1
2022/23 | 157.25 | 30.25 | 1
2022/23 | 158.25 | 30.25 | 1
2022/23 | 160.75 | 30.25 | 1
2022/23 | 161.75 | 30.25 | 1
2022/23 | 163.25 | 30.25 | 1
2022/23 | 164.25 | 30.25 | 1
2022/23 | 167.75 | 30.25 | 1
2022/23 | 172.75 | 30.25 | 1
2022/23 | 175.25 | 30.25 | 1
2022/23 | 184.25 | 30.25 | 1
2022/23 | 190.75 | 30.25 | 1
2022/23 | 213.25 | 30.25 | 1
2022/23 | 218.75 | 30.25 | 1
2022/23 | 237.25 | 30.25 | 1
2022/23 | 92.75 | 30.75 | 2
2022/23 | 95.75 | 30.75 | 1
2022/23 | 97.75 | 30.75 | 1
2022/23 | 98.75 | 30.75 | 1
2022/23 | 101.25 | 30.75 | 1
2022/23 | 101.75 | 30.75 | 1
2022/23 | 103.75 | 30.75 | 1
2022/23 | 105.25 | 30.75 | 3
2022/23 | 105.75 | 30.75 | 1
2022/23 | 107.25 | 30.75 | 1
2022/23 | 108.75 | 30.75 | 1
2022/23 | 110.25 | 30.75 | 1
2022/23 | 110.75 | 30.75 | 2
2022/23 | 111.25 | 30.75 | 1
2022/23 | 111.75 | 30.75 | 1
2022/23 | 112.75 | 30.75 | 4
2022/23 | 115.25 | 30.75 | 2
2022/23 | 115.75 | 30.75 | 4
2022/23 | 116.75 | 30.75 | 3
2022/23 | 117.25 | 30.75 | 1
2022/23 | 117.75 | 30.75 | 1
2022/23 | 118.75 | 30.75 | 1
2022/23 | 119.75 | 30.75 | 1
2022/23 | 120.25 | 30.75 | 1
2022/23 | 121.25 | 30.75 | 2
2022/23 | 122.25 | 30.75 | 1
2022/23 | 122.75 | 30.75 | 1
2022/23 | 123.75 | 30.75 | 2
2022/23 | 125.75 | 30.75 | 3
2022/23 | 126.75 | 30.75 | 2
2022/23 | 127.75 | 30.75 | 1
2022/23 | 128.25 | 30.75 | 4
2022/23 | 128.75 | 30.75 | 1
2022/23 | 129.25 | 30.75 | 1
2022/23 | 130.25 | 30.75 | 1
2022/23 | 130.75 | 30.75 | 1
2022/23 | 131.25 | 30.75 | 1
2022/23 | 131.75 | 30.75 | 1
2022/23 | 132.25 | 30.75 | 2
2022/23 | 133.75 | 30.75 | 1
2022/23 | 135.75 | 30.75 | 1
2022/23 | 136.75 | 30.75 | 2
2022/23 | 137.25 | 30.75 | 2
2022/23 | 137.75 | 30.75 | 2
2022/23 | 138.25 | 30.75 | 2
2022/23 | 138.75 | 30.75 | 2
2022/23 | 139.25 | 30.75 | 1
2022/23 | 141.75 | 30.75 | 3
2022/23 | 142.25 | 30.75 | 2
2022/23 | 142.75 | 30.75 | 2
2022/23 | 143.25 | 30.75 | 2
2022/23 | 144.25 | 30.75 | 1
2022/23 | 145.25 | 30.75 | 2
2022/23 | 145.75 | 30.75 | 1
2022/23 | 146.75 | 30.75 | 2
2022/23 | 147.25 | 30.75 | 1
2022/23 | 149.75 | 30.75 | 1
2022/23 | 150.25 | 30.75 | 1
2022/23 | 150.75 | 30.75 | 2
2022/23 | 154.75 | 30.75 | 1
2022/23 | 156.75 | 30.75 | 1
2022/23 | 159.75 | 30.75 | 1
2022/23 | 161.75 | 30.75 | 1
2022/23 | 162.75 | 30.75 | 1
2022/23 | 163.25 | 30.75 | 1
2022/23 | 165.25 | 30.75 | 1
2022/23 | 165.75 | 30.75 | 1
2022/23 | 167.25 | 30.75 | 1
2022/23 | 168.75 | 30.75 | 1
2022/23 | 186.25 | 30.75 | 1
2022/23 | 186.75 | 30.75 | 1
2022/23 | 188.25 | 30.75 | 1
2022/23 | 188.75 | 30.75 | 1
2022/23 | 190.25 | 30.75 | 1
2022/23 | 205.25 | 30.75 | 1
2022/23 | 210.75 | 30.75 | 1
2022/23 | 212.75 | 30.75 | 1
2022/23 | 219.75 | 30.75 | 1
2022/23 | 220.25 | 30.75 | 1
2022/23 | 225.75 | 30.75 | 1
2022/23 | 244.75 | 30.75 | 1
2022/23 | 79.75 | 31.25 | 1
2022/23 | 80.25 | 31.25 | 1
2022/23 | 87.75 | 31.25 | 1
2022/23 | 88.25 | 31.25 | 1
2022/23 | 89.75 | 31.25 | 1
2022/23 | 91.75 | 31.25 | 1
2022/23 | 95.25 | 31.25 | 2
2022/23 | 97.75 | 31.25 | 1
2022/23 | 99.75 | 31.25 | 1
2022/23 | 100.25 | 31.25 | 1
2022/23 | 100.75 | 31.25 | 1
2022/23 | 101.25 | 31.25 | 1
2022/23 | 101.75 | 31.25 | 1
2022/23 | 103.25 | 31.25 | 1
2022/23 | 103.75 | 31.25 | 2
2022/23 | 104.25 | 31.25 | 3
2022/23 | 104.75 | 31.25 | 1
2022/23 | 105.75 | 31.25 | 1
2022/23 | 106.25 | 31.25 | 1
2022/23 | 106.75 | 31.25 | 2
2022/23 | 107.25 | 31.25 | 1
2022/23 | 107.75 | 31.25 | 1
2022/23 | 108.25 | 31.25 | 2
2022/23 | 110.25 | 31.25 | 1
2022/23 | 110.75 | 31.25 | 1
2022/23 | 111.25 | 31.25 | 1
2022/23 | 111.75 | 31.25 | 1
2022/23 | 112.25 | 31.25 | 1
2022/23 | 112.75 | 31.25 | 1
2022/23 | 113.25 | 31.25 | 1
2022/23 | 114.25 | 31.25 | 1
2022/23 | 114.75 | 31.25 | 1
2022/23 | 115.25 | 31.25 | 1
2022/23 | 115.75 | 31.25 | 2
2022/23 | 116.75 | 31.25 | 1
2022/23 | 117.25 | 31.25 | 1
2022/23 | 117.75 | 31.25 | 2
2022/23 | 118.25 | 31.25 | 5
2022/23 | 119.25 | 31.25 | 3
2022/23 | 119.75 | 31.25 | 1
2022/23 | 120.25 | 31.25 | 2
2022/23 | 120.75 | 31.25 | 4
2022/23 | 121.25 | 31.25 | 1
2022/23 | 121.75 | 31.25 | 1
2022/23 | 122.25 | 31.25 | 2
2022/23 | 122.75 | 31.25 | 4
2022/23 | 123.25 | 31.25 | 2
2022/23 | 124.25 | 31.25 | 1
2022/23 | 124.75 | 31.25 | 2
2022/23 | 127.25 | 31.25 | 2
2022/23 | 127.75 | 31.25 | 1
2022/23 | 128.25 | 31.25 | 2
2022/23 | 129.25 | 31.25 | 1
2022/23 | 129.75 | 31.25 | 1
2022/23 | 130.25 | 31.25 | 1
2022/23 | 130.75 | 31.25 | 1
2022/23 | 131.25 | 31.25 | 2
2022/23 | 131.75 | 31.25 | 1
2022/23 | 132.25 | 31.25 | 1
2022/23 | 132.75 | 31.25 | 1
2022/23 | 133.25 | 31.25 | 3
2022/23 | 134.25 | 31.25 | 2
2022/23 | 134.75 | 31.25 | 2
2022/23 | 135.25 | 31.25 | 1
2022/23 | 135.75 | 31.25 | 2
2022/23 | 136.75 | 31.25 | 1
2022/23 | 137.75 | 31.25 | 2
2022/23 | 139.25 | 31.25 | 3
2022/23 | 139.75 | 31.25 | 1
2022/23 | 140.75 | 31.25 | 1
2022/23 | 141.25 | 31.25 | 3
2022/23 | 141.75 | 31.25 | 1
2022/23 | 143.25 | 31.25 | 1
2022/23 | 144.25 | 31.25 | 1
2022/23 | 145.25 | 31.25 | 1
2022/23 | 145.75 | 31.25 | 2
2022/23 | 146.25 | 31.25 | 1
2022/23 | 150.25 | 31.25 | 2
2022/23 | 151.75 | 31.25 | 1
2022/23 | 153.25 | 31.25 | 1
2022/23 | 155.75 | 31.25 | 1
2022/23 | 156.25 | 31.25 | 1
2022/23 | 157.25 | 31.25 | 1
2022/23 | 161.25 | 31.25 | 2
2022/23 | 163.75 | 31.25 | 2
2022/23 | 164.75 | 31.25 | 1
2022/23 | 169.75 | 31.25 | 3
2022/23 | 172.25 | 31.25 | 1
2022/23 | 173.25 | 31.25 | 1
2022/23 | 174.75 | 31.25 | 1
2022/23 | 175.25 | 31.25 | 1
2022/23 | 178.25 | 31.25 | 1
2022/23 | 179.75 | 31.25 | 1
2022/23 | 198.75 | 31.25 | 1
2022/23 | 211.75 | 31.25 | 1
2022/23 | 212.25 | 31.25 | 1
2022/23 | 227.75 | 31.25 | 1
2022/23 | 77.75 | 31.75 | 1
2022/23 | 80.75 | 31.75 | 1
2022/23 | 84.75 | 31.75 | 1
2022/23 | 90.75 | 31.75 | 1
2022/23 | 91.25 | 31.75 | 1
2022/23 | 91.75 | 31.75 | 1
2022/23 | 94.75 | 31.75 | 1
2022/23 | 95.25 | 31.75 | 1
2022/23 | 96.75 | 31.75 | 1
2022/23 | 99.25 | 31.75 | 1
2022/23 | 99.75 | 31.75 | 1
2022/23 | 100.25 | 31.75 | 1
2022/23 | 101.25 | 31.75 | 1
2022/23 | 101.75 | 31.75 | 1
2022/23 | 102.25 | 31.75 | 1
2022/23 | 102.75 | 31.75 | 1
2022/23 | 103.75 | 31.75 | 2
2022/23 | 104.75 | 31.75 | 1
2022/23 | 105.25 | 31.75 | 1
2022/23 | 105.75 | 31.75 | 1
2022/23 | 106.75 | 31.75 | 1
2022/23 | 107.75 | 31.75 | 4
2022/23 | 109.75 | 31.75 | 1
2022/23 | 110.25 | 31.75 | 3
2022/23 | 110.75 | 31.75 | 2
2022/23 | 111.25 | 31.75 | 1
2022/23 | 111.75 | 31.75 | 2
2022/23 | 113.25 | 31.75 | 1
2022/23 | 114.25 | 31.75 | 2
2022/23 | 114.75 | 31.75 | 2
2022/23 | 115.25 | 31.75 | 1
2022/23 | 116.25 | 31.75 | 2
2022/23 | 116.75 | 31.75 | 1
2022/23 | 117.25 | 31.75 | 1
2022/23 | 118.75 | 31.75 | 2
2022/23 | 119.25 | 31.75 | 3
2022/23 | 119.75 | 31.75 | 2
2022/23 | 120.25 | 31.75 | 3
2022/23 | 120.75 | 31.75 | 2
2022/23 | 121.25 | 31.75 | 2
2022/23 | 122.25 | 31.75 | 2
2022/23 | 122.75 | 31.75 | 1
2022/23 | 123.25 | 31.75 | 4
2022/23 | 124.75 | 31.75 | 1
2022/23 | 125.25 | 31.75 | 1
2022/23 | 126.25 | 31.75 | 1
2022/23 | 126.75 | 31.75 | 1
2022/23 | 127.25 | 31.75 | 3
2022/23 | 127.75 | 31.75 | 2
2022/23 | 128.25 | 31.75 | 1
2022/23 | 128.75 | 31.75 | 3
2022/23 | 129.75 | 31.75 | 2
2022/23 | 130.25 | 31.75 | 2
2022/23 | 130.75 | 31.75 | 2
2022/23 | 131.25 | 31.75 | 1
2022/23 | 132.25 | 31.75 | 2
2022/23 | 132.75 | 31.75 | 1
2022/23 | 133.25 | 31.75 | 1
2022/23 | 133.75 | 31.75 | 3
2022/23 | 134.25 | 31.75 | 2
2022/23 | 134.75 | 31.75 | 2
2022/23 | 135.25 | 31.75 | 2
2022/23 | 135.75 | 31.75 | 4
2022/23 | 136.25 | 31.75 | 1
2022/23 | 137.25 | 31.75 | 2
2022/23 | 137.75 | 31.75 | 2
2022/23 | 138.25 | 31.75 | 2
2022/23 | 138.75 | 31.75 | 2
2022/23 | 139.25 | 31.75 | 2
2022/23 | 139.75 | 31.75 | 2
2022/23 | 140.25 | 31.75 | 1
2022/23 | 141.25 | 31.75 | 1
2022/23 | 141.75 | 31.75 | 1
2022/23 | 142.75 | 31.75 | 2
2022/23 | 144.25 | 31.75 | 1
2022/23 | 144.75 | 31.75 | 1
2022/23 | 145.25 | 31.75 | 2
2022/23 | 145.75 | 31.75 | 1
2022/23 | 146.75 | 31.75 | 1
2022/23 | 149.25 | 31.75 | 1
2022/23 | 149.75 | 31.75 | 3
2022/23 | 150.75 | 31.75 | 1
2022/23 | 151.25 | 31.75 | 1
2022/23 | 152.25 | 31.75 | 1
2022/23 | 152.75 | 31.75 | 1
2022/23 | 154.75 | 31.75 | 1
2022/23 | 155.75 | 31.75 | 1
2022/23 | 156.25 | 31.75 | 3
2022/23 | 157.25 | 31.75 | 1
2022/23 | 159.25 | 31.75 | 1
2022/23 | 160.75 | 31.75 | 1
2022/23 | 162.25 | 31.75 | 1
2022/23 | 162.75 | 31.75 | 1
2022/23 | 163.75 | 31.75 | 1
2022/23 | 164.25 | 31.75 | 1
2022/23 | 165.75 | 31.75 | 1
2022/23 | 166.25 | 31.75 | 1
2022/23 | 168.75 | 31.75 | 1
2022/23 | 174.75 | 31.75 | 1
2022/23 | 179.25 | 31.75 | 1
2022/23 | 189.25 | 31.75 | 1
2022/23 | 191.75 | 31.75 | 1
2022/23 | 204.75 | 31.75 | 1
2022/23 | 89.25 | 32.25 | 1
2022/23 | 89.75 | 32.25 | 1
2022/23 | 93.25 | 32.25 | 1
2022/23 | 93.75 | 32.25 | 1
2022/23 | 94.75 | 32.25 | 1
2022/23 | 95.25 | 32.25 | 2
2022/23 | 95.75 | 32.25 | 1
2022/23 | 96.25 | 32.25 | 2
2022/23 | 98.25 | 32.25 | 1
2022/23 | 98.75 | 32.25 | 1
2022/23 | 99.75 | 32.25 | 1
2022/23 | 100.25 | 32.25 | 2
2022/23 | 101.25 | 32.25 | 2
2022/23 | 102.75 | 32.25 | 1
2022/23 | 104.25 | 32.25 | 2
2022/23 | 104.75 | 32.25 | 1
2022/23 | 105.25 | 32.25 | 2
2022/23 | 106.25 | 32.25 | 1
2022/23 | 107.25 | 32.25 | 1
2022/23 | 108.75 | 32.25 | 1
2022/23 | 109.25 | 32.25 | 2
2022/23 | 110.25 | 32.25 | 1
2022/23 | 110.75 | 32.25 | 1
2022/23 | 111.25 | 32.25 | 2
2022/23 | 111.75 | 32.25 | 1
2022/23 | 112.25 | 32.25 | 2
2022/23 | 112.75 | 32.25 | 1
2022/23 | 114.25 | 32.25 | 2
2022/23 | 114.75 | 32.25 | 2
2022/23 | 115.25 | 32.25 | 1
2022/23 | 115.75 | 32.25 | 3
2022/23 | 116.25 | 32.25 | 1
2022/23 | 116.75 | 32.25 | 2
2022/23 | 117.75 | 32.25 | 1
2022/23 | 118.25 | 32.25 | 4
2022/23 | 118.75 | 32.25 | 1
2022/23 | 119.25 | 32.25 | 4
2022/23 | 119.75 | 32.25 | 1
2022/23 | 120.25 | 32.25 | 1
2022/23 | 120.75 | 32.25 | 3
2022/23 | 121.25 | 32.25 | 1
2022/23 | 121.75 | 32.25 | 3
2022/23 | 122.25 | 32.25 | 2
2022/23 | 122.75 | 32.25 | 1
2022/23 | 123.25 | 32.25 | 2
2022/23 | 123.75 | 32.25 | 2
2022/23 | 124.25 | 32.25 | 1
2022/23 | 124.75 | 32.25 | 2
2022/23 | 125.25 | 32.25 | 1
2022/23 | 125.75 | 32.25 | 1
2022/23 | 126.25 | 32.25 | 2
2022/23 | 126.75 | 32.25 | 1
2022/23 | 127.25 | 32.25 | 1
2022/23 | 127.75 | 32.25 | 1
2022/23 | 128.25 | 32.25 | 2
2022/23 | 129.25 | 32.25 | 1
2022/23 | 129.75 | 32.25 | 5
2022/23 | 131.25 | 32.25 | 5
2022/23 | 131.75 | 32.25 | 2
2022/23 | 132.25 | 32.25 | 2
2022/23 | 132.75 | 32.25 | 1
2022/23 | 133.25 | 32.25 | 1
2022/23 | 133.75 | 32.25 | 2
2022/23 | 134.25 | 32.25 | 1
2022/23 | 134.75 | 32.25 | 1
2022/23 | 135.75 | 32.25 | 1
2022/23 | 137.75 | 32.25 | 3
2022/23 | 138.25 | 32.25 | 1
2022/23 | 138.75 | 32.25 | 1
2022/23 | 140.25 | 32.25 | 2
2022/23 | 141.25 | 32.25 | 1
2022/23 | 141.75 | 32.25 | 1
2022/23 | 142.75 | 32.25 | 3
2022/23 | 143.75 | 32.25 | 1
2022/23 | 144.25 | 32.25 | 2
2022/23 | 145.75 | 32.25 | 1
2022/23 | 146.75 | 32.25 | 1
2022/23 | 147.75 | 32.25 | 2
2022/23 | 149.25 | 32.25 | 1
2022/23 | 149.75 | 32.25 | 2
2022/23 | 150.75 | 32.25 | 2
2022/23 | 151.25 | 32.25 | 2
2022/23 | 152.75 | 32.25 | 1
2022/23 | 153.25 | 32.25 | 1
2022/23 | 154.25 | 32.25 | 2
2022/23 | 155.25 | 32.25 | 1
2022/23 | 155.75 | 32.25 | 1
2022/23 | 158.75 | 32.25 | 2
2022/23 | 159.75 | 32.25 | 2
2022/23 | 160.25 | 32.25 | 1
2022/23 | 162.25 | 32.25 | 1
2022/23 | 162.75 | 32.25 | 1
2022/23 | 163.75 | 32.25 | 1
2022/23 | 165.75 | 32.25 | 1
2022/23 | 166.75 | 32.25 | 1
2022/23 | 168.75 | 32.25 | 1
2022/23 | 178.25 | 32.25 | 1
2022/23 | 180.25 | 32.25 | 1
2022/23 | 182.25 | 32.25 | 1
2022/23 | 183.75 | 32.25 | 1
2022/23 | 187.75 | 32.25 | 1
2022/23 | 189.25 | 32.25 | 1
2022/23 | 194.25 | 32.25 | 1
2022/23 | 220.25 | 32.25 | 1
2022/23 | 80.75 | 32.75 | 1
2022/23 | 88.25 | 32.75 | 1
2022/23 | 91.25 | 32.75 | 1
2022/23 | 93.25 | 32.75 | 1
2022/23 | 95.75 | 32.75 | 3
2022/23 | 96.25 | 32.75 | 1
2022/23 | 98.25 | 32.75 | 1
2022/23 | 99.25 | 32.75 | 1
2022/23 | 100.75 | 32.75 | 2
2022/23 | 101.25 | 32.75 | 1
2022/23 | 101.75 | 32.75 | 2
2022/23 | 102.75 | 32.75 | 1
2022/23 | 104.25 | 32.75 | 1
2022/23 | 105.25 | 32.75 | 1
2022/23 | 106.25 | 32.75 | 1
2022/23 | 107.25 | 32.75 | 3
2022/23 | 107.75 | 32.75 | 1
2022/23 | 108.25 | 32.75 | 1
2022/23 | 109.25 | 32.75 | 1
2022/23 | 110.25 | 32.75 | 2
2022/23 | 110.75 | 32.75 | 3
2022/23 | 112.25 | 32.75 | 1
2022/23 | 112.75 | 32.75 | 2
2022/23 | 113.75 | 32.75 | 2
2022/23 | 114.25 | 32.75 | 1
2022/23 | 114.75 | 32.75 | 1
2022/23 | 115.25 | 32.75 | 1
2022/23 | 115.75 | 32.75 | 1
2022/23 | 116.25 | 32.75 | 1
2022/23 | 116.75 | 32.75 | 1
2022/23 | 117.25 | 32.75 | 3
2022/23 | 117.75 | 32.75 | 2
2022/23 | 118.25 | 32.75 | 1
2022/23 | 118.75 | 32.75 | 1
2022/23 | 119.75 | 32.75 | 2
2022/23 | 120.75 | 32.75 | 2
2022/23 | 121.25 | 32.75 | 3
2022/23 | 122.25 | 32.75 | 3
2022/23 | 123.25 | 32.75 | 2
2022/23 | 123.75 | 32.75 | 3
2022/23 | 124.75 | 32.75 | 1
2022/23 | 125.25 | 32.75 | 1
2022/23 | 126.25 | 32.75 | 2
2022/23 | 127.25 | 32.75 | 1
2022/23 | 127.75 | 32.75 | 3
2022/23 | 128.25 | 32.75 | 1
2022/23 | 128.75 | 32.75 | 3
2022/23 | 129.25 | 32.75 | 2
2022/23 | 129.75 | 32.75 | 2
2022/23 | 130.25 | 32.75 | 1
2022/23 | 130.75 | 32.75 | 1
2022/23 | 132.25 | 32.75 | 2
2022/23 | 132.75 | 32.75 | 1
2022/23 | 133.25 | 32.75 | 2
2022/23 | 133.75 | 32.75 | 1
2022/23 | 134.25 | 32.75 | 1
2022/23 | 134.75 | 32.75 | 2
2022/23 | 135.75 | 32.75 | 1
2022/23 | 136.25 | 32.75 | 1
2022/23 | 136.75 | 32.75 | 1
2022/23 | 137.75 | 32.75 | 4
2022/23 | 138.25 | 32.75 | 2
2022/23 | 139.25 | 32.75 | 3
2022/23 | 140.75 | 32.75 | 1
2022/23 | 141.75 | 32.75 | 3
2022/23 | 142.25 | 32.75 | 1
2022/23 | 142.75 | 32.75 | 2
2022/23 | 144.75 | 32.75 | 2
2022/23 | 145.25 | 32.75 | 1
2022/23 | 146.25 | 32.75 | 1
2022/23 | 147.75 | 32.75 | 1
2022/23 | 148.75 | 32.75 | 1
2022/23 | 149.25 | 32.75 | 3
2022/23 | 149.75 | 32.75 | 1
2022/23 | 150.25 | 32.75 | 3
2022/23 | 150.75 | 32.75 | 1
2022/23 | 151.25 | 32.75 | 1
2022/23 | 152.25 | 32.75 | 1
2022/23 | 153.25 | 32.75 | 2
2022/23 | 153.75 | 32.75 | 1
2022/23 | 154.25 | 32.75 | 1
2022/23 | 155.75 | 32.75 | 2
2022/23 | 156.25 | 32.75 | 2
2022/23 | 156.75 | 32.75 | 1
2022/23 | 157.75 | 32.75 | 1
2022/23 | 158.25 | 32.75 | 2
2022/23 | 162.25 | 32.75 | 1
2022/23 | 164.25 | 32.75 | 1
2022/23 | 164.75 | 32.75 | 1
2022/23 | 167.25 | 32.75 | 1
2022/23 | 168.25 | 32.75 | 1
2022/23 | 169.75 | 32.75 | 1
2022/23 | 170.75 | 32.75 | 1
2022/23 | 172.75 | 32.75 | 1
2022/23 | 173.75 | 32.75 | 1
2022/23 | 177.25 | 32.75 | 3
2022/23 | 179.25 | 32.75 | 1
2022/23 | 181.25 | 32.75 | 1
2022/23 | 181.75 | 32.75 | 1
2022/23 | 188.75 | 32.75 | 1
2022/23 | 206.75 | 32.75 | 1
2022/23 | 208.25 | 32.75 | 1
2022/23 | 218.25 | 32.75 | 1
2022/23 | 220.25 | 32.75 | 2
2022/23 | 224.75 | 32.75 | 1
2022/23 | 234.75 | 32.75 | 1
2022/23 | 240.75 | 32.75 | 1
2022/23 | 87.25 | 33.25 | 3
2022/23 | 87.75 | 33.25 | 1
2022/23 | 88.25 | 33.25 | 1
2022/23 | 91.75 | 33.25 | 1
2022/23 | 95.75 | 33.25 | 1
2022/23 | 97.25 | 33.25 | 1
2022/23 | 98.75 | 33.25 | 1
2022/23 | 99.25 | 33.25 | 1
2022/23 | 99.75 | 33.25 | 1
2022/23 | 101.25 | 33.25 | 1
2022/23 | 101.75 | 33.25 | 4
2022/23 | 102.75 | 33.25 | 1
2022/23 | 103.25 | 33.25 | 1
2022/23 | 104.75 | 33.25 | 2
2022/23 | 105.25 | 33.25 | 1
2022/23 | 105.75 | 33.25 | 1
2022/23 | 107.25 | 33.25 | 3
2022/23 | 108.75 | 33.25 | 2
2022/23 | 109.25 | 33.25 | 1
2022/23 | 109.75 | 33.25 | 5
2022/23 | 110.25 | 33.25 | 2
2022/23 | 110.75 | 33.25 | 1
2022/23 | 111.25 | 33.25 | 3
2022/23 | 111.75 | 33.25 | 1
2022/23 | 112.25 | 33.25 | 2
2022/23 | 114.25 | 33.25 | 2
2022/23 | 114.75 | 33.25 | 2
2022/23 | 115.75 | 33.25 | 1
2022/23 | 116.25 | 33.25 | 1
2022/23 | 117.25 | 33.25 | 1
2022/23 | 117.75 | 33.25 | 1
2022/23 | 118.25 | 33.25 | 3
2022/23 | 119.25 | 33.25 | 1
2022/23 | 120.75 | 33.25 | 2
2022/23 | 121.25 | 33.25 | 2
2022/23 | 122.25 | 33.25 | 2
2022/23 | 122.75 | 33.25 | 2
2022/23 | 123.25 | 33.25 | 1
2022/23 | 123.75 | 33.25 | 1
2022/23 | 124.25 | 33.25 | 1
2022/23 | 124.75 | 33.25 | 4
2022/23 | 125.25 | 33.25 | 2
2022/23 | 125.75 | 33.25 | 1
2022/23 | 126.25 | 33.25 | 5
2022/23 | 126.75 | 33.25 | 3
2022/23 | 127.25 | 33.25 | 2
2022/23 | 127.75 | 33.25 | 2
2022/23 | 128.75 | 33.25 | 1
2022/23 | 129.25 | 33.25 | 1
2022/23 | 130.75 | 33.25 | 2
2022/23 | 131.25 | 33.25 | 1
2022/23 | 131.75 | 33.25 | 1
2022/23 | 132.25 | 33.25 | 2
2022/23 | 132.75 | 33.25 | 4
2022/23 | 133.25 | 33.25 | 3
2022/23 | 133.75 | 33.25 | 1
2022/23 | 134.25 | 33.25 | 2
2022/23 | 134.75 | 33.25 | 2
2022/23 | 135.25 | 33.25 | 3
2022/23 | 135.75 | 33.25 | 1
2022/23 | 136.75 | 33.25 | 1
2022/23 | 137.75 | 33.25 | 3
2022/23 | 138.25 | 33.25 | 2
2022/23 | 138.75 | 33.25 | 2
2022/23 | 139.25 | 33.25 | 1
2022/23 | 141.25 | 33.25 | 4
2022/23 | 141.75 | 33.25 | 1
2022/23 | 144.25 | 33.25 | 2
2022/23 | 144.75 | 33.25 | 3
2022/23 | 146.75 | 33.25 | 1
2022/23 | 147.25 | 33.25 | 2
2022/23 | 148.75 | 33.25 | 3
2022/23 | 149.25 | 33.25 | 3
2022/23 | 149.75 | 33.25 | 2
2022/23 | 150.25 | 33.25 | 1
2022/23 | 152.25 | 33.25 | 1
2022/23 | 152.75 | 33.25 | 2
2022/23 | 153.25 | 33.25 | 1
2022/23 | 154.25 | 33.25 | 1
2022/23 | 156.25 | 33.25 | 1
2022/23 | 156.75 | 33.25 | 1
2022/23 | 157.75 | 33.25 | 1
2022/23 | 158.25 | 33.25 | 1
2022/23 | 162.25 | 33.25 | 1
2022/23 | 163.25 | 33.25 | 1
2022/23 | 163.75 | 33.25 | 1
2022/23 | 164.25 | 33.25 | 3
2022/23 | 165.25 | 33.25 | 1
2022/23 | 166.25 | 33.25 | 1
2022/23 | 168.25 | 33.25 | 1
2022/23 | 169.75 | 33.25 | 2
2022/23 | 170.25 | 33.25 | 1
2022/23 | 171.75 | 33.25 | 1
2022/23 | 175.25 | 33.25 | 1
2022/23 | 175.75 | 33.25 | 1
2022/23 | 177.75 | 33.25 | 1
2022/23 | 178.25 | 33.25 | 1
2022/23 | 178.75 | 33.25 | 2
2022/23 | 179.75 | 33.25 | 1
2022/23 | 180.25 | 33.25 | 1
2022/23 | 186.25 | 33.25 | 1
2022/23 | 189.75 | 33.25 | 1
2022/23 | 210.25 | 33.25 | 1
2022/23 | 210.75 | 33.25 | 1
2022/23 | 213.75 | 33.25 | 1
2022/23 | 215.25 | 33.25 | 1
2022/23 | 226.25 | 33.25 | 1
2022/23 | 234.25 | 33.25 | 1
2022/23 | 241.75 | 33.25 | 1
2022/23 | 81.75 | 33.75 | 1
2022/23 | 88.25 | 33.75 | 1
2022/23 | 88.75 | 33.75 | 1
2022/23 | 94.25 | 33.75 | 1
2022/23 | 94.75 | 33.75 | 1
2022/23 | 95.25 | 33.75 | 2
2022/23 | 96.25 | 33.75 | 1
2022/23 | 96.75 | 33.75 | 1
2022/23 | 98.25 | 33.75 | 1
2022/23 | 98.75 | 33.75 | 1
2022/23 | 99.75 | 33.75 | 1
2022/23 | 100.75 | 33.75 | 1
2022/23 | 101.25 | 33.75 | 2
2022/23 | 101.75 | 33.75 | 1
2022/23 | 103.25 | 33.75 | 2
2022/23 | 103.75 | 33.75 | 1
2022/23 | 104.25 | 33.75 | 1
2022/23 | 105.25 | 33.75 | 1
2022/23 | 106.25 | 33.75 | 1
2022/23 | 106.75 | 33.75 | 1
2022/23 | 107.25 | 33.75 | 1
2022/23 | 107.75 | 33.75 | 2
2022/23 | 108.25 | 33.75 | 1
2022/23 | 109.25 | 33.75 | 1
2022/23 | 109.75 | 33.75 | 1
2022/23 | 110.75 | 33.75 | 1
2022/23 | 111.75 | 33.75 | 2
2022/23 | 112.25 | 33.75 | 2
2022/23 | 112.75 | 33.75 | 1
2022/23 | 113.25 | 33.75 | 2
2022/23 | 113.75 | 33.75 | 1
2022/23 | 114.25 | 33.75 | 6
2022/23 | 114.75 | 33.75 | 1
2022/23 | 115.25 | 33.75 | 1
2022/23 | 115.75 | 33.75 | 3
2022/23 | 116.25 | 33.75 | 1
2022/23 | 116.75 | 33.75 | 1
2022/23 | 117.25 | 33.75 | 2
2022/23 | 117.75 | 33.75 | 2
2022/23 | 118.25 | 33.75 | 2
2022/23 | 118.75 | 33.75 | 1
2022/23 | 119.25 | 33.75 | 1
2022/23 | 120.25 | 33.75 | 1
2022/23 | 120.75 | 33.75 | 3
2022/23 | 121.75 | 33.75 | 1
2022/23 | 122.25 | 33.75 | 3
2022/23 | 122.75 | 33.75 | 4
2022/23 | 123.75 | 33.75 | 1
2022/23 | 124.25 | 33.75 | 1
2022/23 | 124.75 | 33.75 | 4
2022/23 | 125.25 | 33.75 | 1
2022/23 | 125.75 | 33.75 | 2
2022/23 | 126.25 | 33.75 | 2
2022/23 | 126.75 | 33.75 | 2
2022/23 | 128.25 | 33.75 | 2
2022/23 | 128.75 | 33.75 | 1
2022/23 | 129.75 | 33.75 | 2
2022/23 | 130.25 | 33.75 | 1
2022/23 | 130.75 | 33.75 | 1
2022/23 | 131.75 | 33.75 | 1
2022/23 | 132.25 | 33.75 | 1
2022/23 | 132.75 | 33.75 | 3
2022/23 | 133.75 | 33.75 | 1
2022/23 | 134.75 | 33.75 | 2
2022/23 | 135.75 | 33.75 | 1
2022/23 | 136.25 | 33.75 | 1
2022/23 | 136.75 | 33.75 | 4
2022/23 | 137.25 | 33.75 | 3
2022/23 | 138.25 | 33.75 | 1
2022/23 | 138.75 | 33.75 | 1
2022/23 | 139.25 | 33.75 | 4
2022/23 | 139.75 | 33.75 | 2
2022/23 | 140.25 | 33.75 | 1
2022/23 | 141.75 | 33.75 | 2
2022/23 | 142.25 | 33.75 | 2
2022/23 | 142.75 | 33.75 | 3
2022/23 | 143.25 | 33.75 | 1
2022/23 | 143.75 | 33.75 | 2
2022/23 | 144.25 | 33.75 | 3
2022/23 | 144.75 | 33.75 | 1
2022/23 | 145.25 | 33.75 | 1
2022/23 | 146.25 | 33.75 | 2
2022/23 | 146.75 | 33.75 | 3
2022/23 | 147.25 | 33.75 | 1
2022/23 | 147.75 | 33.75 | 2
2022/23 | 148.25 | 33.75 | 1
2022/23 | 148.75 | 33.75 | 3
2022/23 | 150.75 | 33.75 | 1
2022/23 | 151.25 | 33.75 | 2
2022/23 | 152.25 | 33.75 | 1
2022/23 | 152.75 | 33.75 | 2
2022/23 | 153.25 | 33.75 | 1
2022/23 | 153.75 | 33.75 | 2
2022/23 | 154.25 | 33.75 | 1
2022/23 | 155.25 | 33.75 | 3
2022/23 | 155.75 | 33.75 | 1
2022/23 | 157.25 | 33.75 | 1
2022/23 | 157.75 | 33.75 | 1
2022/23 | 158.75 | 33.75 | 1
2022/23 | 159.25 | 33.75 | 1
2022/23 | 159.75 | 33.75 | 1
2022/23 | 160.75 | 33.75 | 1
2022/23 | 161.25 | 33.75 | 1
2022/23 | 162.25 | 33.75 | 1
2022/23 | 162.75 | 33.75 | 1
2022/23 | 166.25 | 33.75 | 1
2022/23 | 168.75 | 33.75 | 1
2022/23 | 171.25 | 33.75 | 1
2022/23 | 172.25 | 33.75 | 1
2022/23 | 173.25 | 33.75 | 1
2022/23 | 174.25 | 33.75 | 1
2022/23 | 176.25 | 33.75 | 1
2022/23 | 178.75 | 33.75 | 1
2022/23 | 181.25 | 33.75 | 1
2022/23 | 212.75 | 33.75 | 1
2022/23 | 217.75 | 33.75 | 1
2022/23 | 219.25 | 33.75 | 1
2022/23 | 87.75 | 34.25 | 1
2022/23 | 88.25 | 34.25 | 1
2022/23 | 91.25 | 34.25 | 1
2022/23 | 92.25 | 34.25 | 2
2022/23 | 93.75 | 34.25 | 2
2022/23 | 95.25 | 34.25 | 2
2022/23 | 95.75 | 34.25 | 1
2022/23 | 98.75 | 34.25 | 1
2022/23 | 99.25 | 34.25 | 2
2022/23 | 99.75 | 34.25 | 1
2022/23 | 100.25 | 34.25 | 1
2022/23 | 100.75 | 34.25 | 1
2022/23 | 101.75 | 34.25 | 1
2022/23 | 102.75 | 34.25 | 2
2022/23 | 103.75 | 34.25 | 1
2022/23 | 104.75 | 34.25 | 4
2022/23 | 105.25 | 34.25 | 2
2022/23 | 106.25 | 34.25 | 2
2022/23 | 106.75 | 34.25 | 1
2022/23 | 107.25 | 34.25 | 2
2022/23 | 107.75 | 34.25 | 2
2022/23 | 108.25 | 34.25 | 2
2022/23 | 108.75 | 34.25 | 1
2022/23 | 109.25 | 34.25 | 1
2022/23 | 109.75 | 34.25 | 1
2022/23 | 110.75 | 34.25 | 2
2022/23 | 111.25 | 34.25 | 1
2022/23 | 111.75 | 34.25 | 2
2022/23 | 112.25 | 34.25 | 3
2022/23 | 112.75 | 34.25 | 2
2022/23 | 113.25 | 34.25 | 1
2022/23 | 113.75 | 34.25 | 2
2022/23 | 114.25 | 34.25 | 1
2022/23 | 114.75 | 34.25 | 4
2022/23 | 115.25 | 34.25 | 3
2022/23 | 116.25 | 34.25 | 1
2022/23 | 116.75 | 34.25 | 2
2022/23 | 117.25 | 34.25 | 1
2022/23 | 117.75 | 34.25 | 1
2022/23 | 118.25 | 34.25 | 2
2022/23 | 118.75 | 34.25 | 3
2022/23 | 119.25 | 34.25 | 2
2022/23 | 119.75 | 34.25 | 2
2022/23 | 120.25 | 34.25 | 1
2022/23 | 121.75 | 34.25 | 2
2022/23 | 122.25 | 34.25 | 5
2022/23 | 122.75 | 34.25 | 1
2022/23 | 123.25 | 34.25 | 1
2022/23 | 123.75 | 34.25 | 2
2022/23 | 124.75 | 34.25 | 2
2022/23 | 125.25 | 34.25 | 2
2022/23 | 125.75 | 34.25 | 4
2022/23 | 126.25 | 34.25 | 1
2022/23 | 126.75 | 34.25 | 3
2022/23 | 127.25 | 34.25 | 4
2022/23 | 127.75 | 34.25 | 1
2022/23 | 128.25 | 34.25 | 3
2022/23 | 128.75 | 34.25 | 1
2022/23 | 129.25 | 34.25 | 1
2022/23 | 129.75 | 34.25 | 1
2022/23 | 130.25 | 34.25 | 1
2022/23 | 131.25 | 34.25 | 1
2022/23 | 131.75 | 34.25 | 1
2022/23 | 132.25 | 34.25 | 3
2022/23 | 132.75 | 34.25 | 1
2022/23 | 133.25 | 34.25 | 1
2022/23 | 133.75 | 34.25 | 2
2022/23 | 134.25 | 34.25 | 2
2022/23 | 134.75 | 34.25 | 3
2022/23 | 135.25 | 34.25 | 2
2022/23 | 136.25 | 34.25 | 4
2022/23 | 136.75 | 34.25 | 2
2022/23 | 137.75 | 34.25 | 1
2022/23 | 138.25 | 34.25 | 1
2022/23 | 138.75 | 34.25 | 2
2022/23 | 139.25 | 34.25 | 1
2022/23 | 139.75 | 34.25 | 1
2022/23 | 140.25 | 34.25 | 2
2022/23 | 140.75 | 34.25 | 1
2022/23 | 142.25 | 34.25 | 1
2022/23 | 143.25 | 34.25 | 2
2022/23 | 144.25 | 34.25 | 2
2022/23 | 145.75 | 34.25 | 2
2022/23 | 147.25 | 34.25 | 1
2022/23 | 147.75 | 34.25 | 2
2022/23 | 148.25 | 34.25 | 1
2022/23 | 149.25 | 34.25 | 2
2022/23 | 149.75 | 34.25 | 3
2022/23 | 150.75 | 34.25 | 1
2022/23 | 151.25 | 34.25 | 1
2022/23 | 151.75 | 34.25 | 1
2022/23 | 152.25 | 34.25 | 3
2022/23 | 152.75 | 34.25 | 1
2022/23 | 153.75 | 34.25 | 1
2022/23 | 155.25 | 34.25 | 2
2022/23 | 155.75 | 34.25 | 2
2022/23 | 156.25 | 34.25 | 1
2022/23 | 157.75 | 34.25 | 2
2022/23 | 158.25 | 34.25 | 2
2022/23 | 159.25 | 34.25 | 2
2022/23 | 159.75 | 34.25 | 1
2022/23 | 160.25 | 34.25 | 1
2022/23 | 162.25 | 34.25 | 2
2022/23 | 162.75 | 34.25 | 2
2022/23 | 163.25 | 34.25 | 1
2022/23 | 165.75 | 34.25 | 1
2022/23 | 167.25 | 34.25 | 1
2022/23 | 167.75 | 34.25 | 1
2022/23 | 168.25 | 34.25 | 1
2022/23 | 168.75 | 34.25 | 1
2022/23 | 171.25 | 34.25 | 2
2022/23 | 171.75 | 34.25 | 1
2022/23 | 173.25 | 34.25 | 1
2022/23 | 175.25 | 34.25 | 1
2022/23 | 176.75 | 34.25 | 3
2022/23 | 177.75 | 34.25 | 1
2022/23 | 184.25 | 34.25 | 1
2022/23 | 189.25 | 34.25 | 1
2022/23 | 207.25 | 34.25 | 1
2022/23 | 210.75 | 34.25 | 1
2022/23 | 221.25 | 34.25 | 1
2022/23 | 233.25 | 34.25 | 1
2022/23 | 238.25 | 34.25 | 1
2022/23 | 79.75 | 34.75 | 1
2022/23 | 83.75 | 34.75 | 1
2022/23 | 85.25 | 34.75 | 2
2022/23 | 86.25 | 34.75 | 1
2022/23 | 89.75 | 34.75 | 1
2022/23 | 90.25 | 34.75 | 1
2022/23 | 92.75 | 34.75 | 2
2022/23 | 93.25 | 34.75 | 1
2022/23 | 94.25 | 34.75 | 2
2022/23 | 94.75 | 34.75 | 1
2022/23 | 95.75 | 34.75 | 1
2022/23 | 97.25 | 34.75 | 1
2022/23 | 97.75 | 34.75 | 2
2022/23 | 98.75 | 34.75 | 3
2022/23 | 100.75 | 34.75 | 1
2022/23 | 101.25 | 34.75 | 1
2022/23 | 102.25 | 34.75 | 5
2022/23 | 103.25 | 34.75 | 3
2022/23 | 103.75 | 34.75 | 1
2022/23 | 104.75 | 34.75 | 2
2022/23 | 105.25 | 34.75 | 1
2022/23 | 105.75 | 34.75 | 3
2022/23 | 106.25 | 34.75 | 2
2022/23 | 106.75 | 34.75 | 2
2022/23 | 107.75 | 34.75 | 3
2022/23 | 108.25 | 34.75 | 1
2022/23 | 108.75 | 34.75 | 3
2022/23 | 109.25 | 34.75 | 3
2022/23 | 109.75 | 34.75 | 1
2022/23 | 110.25 | 34.75 | 1
2022/23 | 110.75 | 34.75 | 1
2022/23 | 111.25 | 34.75 | 1
2022/23 | 111.75 | 34.75 | 2
2022/23 | 112.75 | 34.75 | 2
2022/23 | 113.25 | 34.75 | 1
2022/23 | 113.75 | 34.75 | 1
2022/23 | 114.25 | 34.75 | 3
2022/23 | 114.75 | 34.75 | 1
2022/23 | 115.25 | 34.75 | 3
2022/23 | 116.25 | 34.75 | 2
2022/23 | 116.75 | 34.75 | 2
2022/23 | 117.75 | 34.75 | 1
2022/23 | 118.25 | 34.75 | 1
2022/23 | 118.75 | 34.75 | 1
2022/23 | 119.25 | 34.75 | 2
2022/23 | 119.75 | 34.75 | 2
2022/23 | 120.25 | 34.75 | 3
2022/23 | 120.75 | 34.75 | 3
2022/23 | 121.25 | 34.75 | 1
2022/23 | 122.25 | 34.75 | 3
2022/23 | 122.75 | 34.75 | 3
2022/23 | 123.25 | 34.75 | 1
2022/23 | 123.75 | 34.75 | 1
2022/23 | 124.75 | 34.75 | 6
2022/23 | 125.25 | 34.75 | 2
2022/23 | 125.75 | 34.75 | 1
2022/23 | 126.25 | 34.75 | 4
2022/23 | 127.25 | 34.75 | 2
2022/23 | 128.25 | 34.75 | 6
2022/23 | 128.75 | 34.75 | 3
2022/23 | 129.25 | 34.75 | 4
2022/23 | 129.75 | 34.75 | 2
2022/23 | 130.25 | 34.75 | 4
2022/23 | 130.75 | 34.75 | 1
2022/23 | 131.25 | 34.75 | 1
2022/23 | 132.25 | 34.75 | 3
2022/23 | 133.25 | 34.75 | 3
2022/23 | 133.75 | 34.75 | 3
2022/23 | 134.25 | 34.75 | 2
2022/23 | 134.75 | 34.75 | 3
2022/23 | 135.25 | 34.75 | 2
2022/23 | 135.75 | 34.75 | 2
2022/23 | 136.25 | 34.75 | 2
2022/23 | 137.25 | 34.75 | 2
2022/23 | 137.75 | 34.75 | 2
2022/23 | 138.25 | 34.75 | 1
2022/23 | 138.75 | 34.75 | 1
2022/23 | 139.75 | 34.75 | 1
2022/23 | 140.25 | 34.75 | 4
2022/23 | 140.75 | 34.75 | 3
2022/23 | 141.25 | 34.75 | 3
2022/23 | 141.75 | 34.75 | 1
2022/23 | 142.25 | 34.75 | 2
2022/23 | 142.75 | 34.75 | 2
2022/23 | 143.25 | 34.75 | 1
2022/23 | 143.75 | 34.75 | 4
2022/23 | 144.25 | 34.75 | 1
2022/23 | 144.75 | 34.75 | 3
2022/23 | 145.75 | 34.75 | 1
2022/23 | 147.25 | 34.75 | 1
2022/23 | 148.25 | 34.75 | 3
2022/23 | 149.25 | 34.75 | 1
2022/23 | 149.75 | 34.75 | 1
2022/23 | 150.75 | 34.75 | 1
2022/23 | 151.75 | 34.75 | 2
2022/23 | 153.25 | 34.75 | 2
2022/23 | 153.75 | 34.75 | 2
2022/23 | 154.25 | 34.75 | 2
2022/23 | 154.75 | 34.75 | 1
2022/23 | 155.25 | 34.75 | 3
2022/23 | 156.25 | 34.75 | 2
2022/23 | 156.75 | 34.75 | 1
2022/23 | 158.25 | 34.75 | 1
2022/23 | 159.25 | 34.75 | 1
2022/23 | 160.25 | 34.75 | 1
2022/23 | 160.75 | 34.75 | 1
2022/23 | 161.25 | 34.75 | 2
2022/23 | 162.75 | 34.75 | 1
2022/23 | 163.25 | 34.75 | 1
2022/23 | 163.75 | 34.75 | 2
2022/23 | 164.75 | 34.75 | 2
2022/23 | 165.75 | 34.75 | 1
2022/23 | 166.25 | 34.75 | 1
2022/23 | 167.25 | 34.75 | 2
2022/23 | 169.25 | 34.75 | 2
2022/23 | 169.75 | 34.75 | 1
2022/23 | 179.75 | 34.75 | 3
2022/23 | 181.25 | 34.75 | 1
2022/23 | 188.75 | 34.75 | 1
2022/23 | 191.75 | 34.75 | 1
2022/23 | 192.75 | 34.75 | 1
2022/23 | 200.75 | 34.75 | 1
2022/23 | 207.75 | 34.75 | 1
2022/23 | 210.25 | 34.75 | 1
2022/23 | 225.75 | 34.75 | 1
2022/23 | 232.75 | 34.75 | 1
2022/23 | 85.75 | 35.25 | 1
2022/23 | 88.25 | 35.25 | 1
2022/23 | 88.75 | 35.25 | 1
2022/23 | 89.75 | 35.25 | 1
2022/23 | 90.75 | 35.25 | 1
2022/23 | 91.25 | 35.25 | 1
2022/23 | 93.75 | 35.25 | 2
2022/23 | 94.75 | 35.25 | 1
2022/23 | 95.25 | 35.25 | 1
2022/23 | 95.75 | 35.25 | 1
2022/23 | 96.25 | 35.25 | 1
2022/23 | 97.75 | 35.25 | 2
2022/23 | 98.25 | 35.25 | 1
2022/23 | 98.75 | 35.25 | 3
2022/23 | 100.25 | 35.25 | 2
2022/23 | 100.75 | 35.25 | 2
2022/23 | 101.75 | 35.25 | 1
2022/23 | 103.25 | 35.25 | 2
2022/23 | 103.75 | 35.25 | 1
2022/23 | 104.25 | 35.25 | 1
2022/23 | 104.75 | 35.25 | 2
2022/23 | 105.25 | 35.25 | 1
2022/23 | 105.75 | 35.25 | 4
2022/23 | 106.25 | 35.25 | 1
2022/23 | 106.75 | 35.25 | 1
2022/23 | 107.75 | 35.25 | 1
2022/23 | 109.25 | 35.25 | 1
2022/23 | 109.75 | 35.25 | 2
2022/23 | 110.25 | 35.25 | 1
2022/23 | 110.75 | 35.25 | 2
2022/23 | 111.75 | 35.25 | 1
2022/23 | 112.25 | 35.25 | 1
2022/23 | 112.75 | 35.25 | 3
2022/23 | 113.25 | 35.25 | 2
2022/23 | 113.75 | 35.25 | 2
2022/23 | 114.25 | 35.25 | 5
2022/23 | 114.75 | 35.25 | 3
2022/23 | 115.25 | 35.25 | 2
2022/23 | 116.25 | 35.25 | 1
2022/23 | 116.75 | 35.25 | 3
2022/23 | 117.25 | 35.25 | 1
2022/23 | 117.75 | 35.25 | 2
2022/23 | 118.25 | 35.25 | 3
2022/23 | 118.75 | 35.25 | 3
2022/23 | 119.25 | 35.25 | 8
2022/23 | 119.75 | 35.25 | 2
2022/23 | 120.25 | 35.25 | 2
2022/23 | 120.75 | 35.25 | 3
2022/23 | 121.75 | 35.25 | 1
2022/23 | 122.75 | 35.25 | 1
2022/23 | 123.25 | 35.25 | 1
2022/23 | 123.75 | 35.25 | 1
2022/23 | 124.25 | 35.25 | 3
2022/23 | 124.75 | 35.25 | 1
2022/23 | 125.25 | 35.25 | 5
2022/23 | 125.75 | 35.25 | 2
2022/23 | 126.25 | 35.25 | 4
2022/23 | 126.75 | 35.25 | 4
2022/23 | 127.75 | 35.25 | 3
2022/23 | 128.75 | 35.25 | 3
2022/23 | 129.25 | 35.25 | 3
2022/23 | 129.75 | 35.25 | 3
2022/23 | 130.25 | 35.25 | 2
2022/23 | 130.75 | 35.25 | 2
2022/23 | 131.75 | 35.25 | 5
2022/23 | 132.25 | 35.25 | 2
2022/23 | 132.75 | 35.25 | 2
2022/23 | 133.25 | 35.25 | 2
2022/23 | 133.75 | 35.25 | 1
2022/23 | 134.25 | 35.25 | 4
2022/23 | 134.75 | 35.25 | 3
2022/23 | 135.25 | 35.25 | 5
2022/23 | 136.25 | 35.25 | 3
2022/23 | 136.75 | 35.25 | 3
2022/23 | 137.75 | 35.25 | 1
2022/23 | 138.25 | 35.25 | 3
2022/23 | 138.75 | 35.25 | 3
2022/23 | 139.25 | 35.25 | 1
2022/23 | 139.75 | 35.25 | 2
2022/23 | 140.25 | 35.25 | 1
2022/23 | 140.75 | 35.25 | 7
2022/23 | 141.25 | 35.25 | 2
2022/23 | 142.25 | 35.25 | 3
2022/23 | 142.75 | 35.25 | 2
2022/23 | 143.75 | 35.25 | 1
2022/23 | 144.25 | 35.25 | 1
2022/23 | 144.75 | 35.25 | 3
2022/23 | 145.25 | 35.25 | 1
2022/23 | 145.75 | 35.25 | 2
2022/23 | 146.25 | 35.25 | 2
2022/23 | 147.25 | 35.25 | 1
2022/23 | 147.75 | 35.25 | 1
2022/23 | 148.25 | 35.25 | 2
2022/23 | 148.75 | 35.25 | 2
2022/23 | 149.25 | 35.25 | 3
2022/23 | 149.75 | 35.25 | 1
2022/23 | 150.25 | 35.25 | 1
2022/23 | 150.75 | 35.25 | 2
2022/23 | 151.75 | 35.25 | 1
2022/23 | 152.25 | 35.25 | 1
2022/23 | 152.75 | 35.25 | 2
2022/23 | 153.25 | 35.25 | 3
2022/23 | 153.75 | 35.25 | 1
2022/23 | 154.25 | 35.25 | 1
2022/23 | 155.25 | 35.25 | 1
2022/23 | 155.75 | 35.25 | 2
2022/23 | 156.25 | 35.25 | 1
2022/23 | 156.75 | 35.25 | 2
2022/23 | 157.25 | 35.25 | 1
2022/23 | 158.25 | 35.25 | 2
2022/23 | 161.25 | 35.25 | 1
2022/23 | 161.75 | 35.25 | 1
2022/23 | 163.25 | 35.25 | 1
2022/23 | 164.75 | 35.25 | 1
2022/23 | 166.25 | 35.25 | 1
2022/23 | 166.75 | 35.25 | 1
2022/23 | 168.25 | 35.25 | 1
2022/23 | 168.75 | 35.25 | 2
2022/23 | 169.25 | 35.25 | 1
2022/23 | 171.75 | 35.25 | 1
2022/23 | 172.25 | 35.25 | 1
2022/23 | 175.25 | 35.25 | 1
2022/23 | 176.75 | 35.25 | 1
2022/23 | 180.25 | 35.25 | 1
2022/23 | 181.25 | 35.25 | 1
2022/23 | 184.25 | 35.25 | 1
2022/23 | 213.25 | 35.25 | 1
2022/23 | 217.25 | 35.25 | 1
2022/23 | 221.25 | 35.25 | 1
2022/23 | 221.75 | 35.25 | 1
2022/23 | 224.75 | 35.25 | 1
2022/23 | 230.25 | 35.25 | 2
2022/23 | 250.25 | 35.25 | 1
2022/23 | 286.75 | 35.25 | 1
2022/23 | 88.75 | 35.75 | 1
2022/23 | 90.25 | 35.75 | 2
2022/23 | 91.75 | 35.75 | 3
2022/23 | 92.25 | 35.75 | 1
2022/23 | 93.25 | 35.75 | 1
2022/23 | 94.25 | 35.75 | 1
2022/23 | 94.75 | 35.75 | 1
2022/23 | 95.25 | 35.75 | 2
2022/23 | 95.75 | 35.75 | 3
2022/23 | 96.25 | 35.75 | 1
2022/23 | 97.25 | 35.75 | 2
2022/23 | 98.75 | 35.75 | 1
2022/23 | 99.25 | 35.75 | 1
2022/23 | 100.25 | 35.75 | 1
2022/23 | 101.25 | 35.75 | 1
2022/23 | 101.75 | 35.75 | 1
2022/23 | 102.25 | 35.75 | 4
2022/23 | 102.75 | 35.75 | 2
2022/23 | 103.25 | 35.75 | 1
2022/23 | 104.25 | 35.75 | 1
2022/23 | 104.75 | 35.75 | 1
2022/23 | 106.25 | 35.75 | 2
2022/23 | 106.75 | 35.75 | 5
2022/23 | 107.25 | 35.75 | 2
2022/23 | 108.25 | 35.75 | 1
2022/23 | 108.75 | 35.75 | 1
2022/23 | 109.25 | 35.75 | 5
2022/23 | 109.75 | 35.75 | 3
2022/23 | 110.25 | 35.75 | 1
2022/23 | 110.75 | 35.75 | 2
2022/23 | 111.25 | 35.75 | 2
2022/23 | 111.75 | 35.75 | 1
2022/23 | 112.25 | 35.75 | 1
2022/23 | 113.25 | 35.75 | 3
2022/23 | 113.75 | 35.75 | 1
2022/23 | 114.25 | 35.75 | 3
2022/23 | 114.75 | 35.75 | 6
2022/23 | 115.25 | 35.75 | 4
2022/23 | 115.75 | 35.75 | 2
2022/23 | 116.25 | 35.75 | 4
2022/23 | 116.75 | 35.75 | 1
2022/23 | 117.25 | 35.75 | 1
2022/23 | 117.75 | 35.75 | 2
2022/23 | 118.25 | 35.75 | 3
2022/23 | 119.75 | 35.75 | 3
2022/23 | 120.25 | 35.75 | 1
2022/23 | 120.75 | 35.75 | 1
2022/23 | 121.25 | 35.75 | 2
2022/23 | 121.75 | 35.75 | 1
2022/23 | 122.25 | 35.75 | 2
2022/23 | 122.75 | 35.75 | 2
2022/23 | 123.25 | 35.75 | 3
2022/23 | 123.75 | 35.75 | 2
2022/23 | 124.25 | 35.75 | 3
2022/23 | 124.75 | 35.75 | 2
2022/23 | 125.75 | 35.75 | 2
2022/23 | 126.25 | 35.75 | 2
2022/23 | 126.75 | 35.75 | 3
2022/23 | 127.25 | 35.75 | 1
2022/23 | 127.75 | 35.75 | 2
2022/23 | 128.25 | 35.75 | 4
2022/23 | 128.75 | 35.75 | 2
2022/23 | 129.25 | 35.75 | 1
2022/23 | 129.75 | 35.75 | 1
2022/23 | 130.25 | 35.75 | 1
2022/23 | 130.75 | 35.75 | 2
2022/23 | 131.25 | 35.75 | 6
2022/23 | 131.75 | 35.75 | 2
2022/23 | 132.25 | 35.75 | 5
2022/23 | 132.75 | 35.75 | 3
2022/23 | 133.25 | 35.75 | 8
2022/23 | 134.25 | 35.75 | 2
2022/23 | 134.75 | 35.75 | 2
2022/23 | 135.25 | 35.75 | 3
2022/23 | 136.25 | 35.75 | 1
2022/23 | 136.75 | 35.75 | 4
2022/23 | 137.25 | 35.75 | 4
2022/23 | 137.75 | 35.75 | 1
2022/23 | 138.25 | 35.75 | 3
2022/23 | 138.75 | 35.75 | 2
2022/23 | 139.25 | 35.75 | 2
2022/23 | 140.25 | 35.75 | 1
2022/23 | 140.75 | 35.75 | 2
2022/23 | 141.25 | 35.75 | 5
2022/23 | 142.25 | 35.75 | 1
2022/23 | 142.75 | 35.75 | 1
2022/23 | 143.25 | 35.75 | 4
2022/23 | 143.75 | 35.75 | 1
2022/23 | 144.25 | 35.75 | 1
2022/23 | 144.75 | 35.75 | 1
2022/23 | 145.25 | 35.75 | 4
2022/23 | 145.75 | 35.75 | 4
2022/23 | 146.75 | 35.75 | 1
2022/23 | 147.25 | 35.75 | 1
2022/23 | 148.25 | 35.75 | 2
2022/23 | 148.75 | 35.75 | 2
2022/23 | 149.25 | 35.75 | 1
2022/23 | 149.75 | 35.75 | 2
2022/23 | 150.25 | 35.75 | 5
2022/23 | 150.75 | 35.75 | 1
2022/23 | 151.25 | 35.75 | 1
2022/23 | 151.75 | 35.75 | 1
2022/23 | 152.25 | 35.75 | 5
2022/23 | 152.75 | 35.75 | 1
2022/23 | 153.75 | 35.75 | 1
2022/23 | 154.25 | 35.75 | 1
2022/23 | 154.75 | 35.75 | 1
2022/23 | 155.25 | 35.75 | 2
2022/23 | 155.75 | 35.75 | 2
2022/23 | 156.75 | 35.75 | 4
2022/23 | 157.25 | 35.75 | 2
2022/23 | 158.25 | 35.75 | 1
2022/23 | 159.25 | 35.75 | 1
2022/23 | 159.75 | 35.75 | 2
2022/23 | 160.75 | 35.75 | 2
2022/23 | 161.75 | 35.75 | 1
2022/23 | 162.25 | 35.75 | 2
2022/23 | 163.75 | 35.75 | 2
2022/23 | 164.75 | 35.75 | 1
2022/23 | 166.25 | 35.75 | 2
2022/23 | 167.25 | 35.75 | 1
2022/23 | 168.25 | 35.75 | 2
2022/23 | 168.75 | 35.75 | 2
2022/23 | 169.25 | 35.75 | 1
2022/23 | 169.75 | 35.75 | 2
2022/23 | 170.25 | 35.75 | 1
2022/23 | 171.25 | 35.75 | 1
2022/23 | 172.75 | 35.75 | 1
2022/23 | 176.25 | 35.75 | 2
2022/23 | 177.75 | 35.75 | 1
2022/23 | 181.75 | 35.75 | 1
2022/23 | 184.75 | 35.75 | 1
2022/23 | 186.75 | 35.75 | 1
2022/23 | 189.75 | 35.75 | 1
2022/23 | 199.25 | 35.75 | 1
2022/23 | 206.75 | 35.75 | 1
2022/23 | 214.25 | 35.75 | 1
2022/23 | 217.25 | 35.75 | 1
2022/23 | 229.25 | 35.75 | 1
2022/23 | 229.75 | 35.75 | 1
2022/23 | 230.25 | 35.75 | 1
2022/23 | 234.25 | 35.75 | 1
2022/23 | 252.75 | 35.75 | 1
2022/23 | 255.25 | 35.75 | 1
2022/23 | 76.75 | 36.25 | 1
2022/23 | 82.75 | 36.25 | 1
2022/23 | 89.75 | 36.25 | 1
2022/23 | 90.75 | 36.25 | 2
2022/23 | 91.75 | 36.25 | 1
2022/23 | 92.25 | 36.25 | 1
2022/23 | 92.75 | 36.25 | 1
2022/23 | 94.25 | 36.25 | 1
2022/23 | 94.75 | 36.25 | 1
2022/23 | 95.25 | 36.25 | 1
2022/23 | 96.75 | 36.25 | 1
2022/23 | 97.25 | 36.25 | 2
2022/23 | 97.75 | 36.25 | 1
2022/23 | 98.75 | 36.25 | 1
2022/23 | 99.25 | 36.25 | 1
2022/23 | 100.25 | 36.25 | 2
2022/23 | 100.75 | 36.25 | 1
2022/23 | 102.75 | 36.25 | 2
2022/23 | 103.25 | 36.25 | 2
2022/23 | 103.75 | 36.25 | 2
2022/23 | 104.75 | 36.25 | 2
2022/23 | 105.75 | 36.25 | 3
2022/23 | 106.25 | 36.25 | 3
2022/23 | 106.75 | 36.25 | 1
2022/23 | 107.25 | 36.25 | 1
2022/23 | 107.75 | 36.25 | 2
2022/23 | 108.75 | 36.25 | 3
2022/23 | 109.25 | 36.25 | 1
2022/23 | 110.25 | 36.25 | 3
2022/23 | 110.75 | 36.25 | 3
2022/23 | 111.25 | 36.25 | 4
2022/23 | 111.75 | 36.25 | 4
2022/23 | 112.25 | 36.25 | 4
2022/23 | 112.75 | 36.25 | 3
2022/23 | 113.25 | 36.25 | 4
2022/23 | 114.25 | 36.25 | 3
2022/23 | 114.75 | 36.25 | 3
2022/23 | 115.25 | 36.25 | 3
2022/23 | 115.75 | 36.25 | 2
2022/23 | 116.25 | 36.25 | 2
2022/23 | 116.75 | 36.25 | 5
2022/23 | 117.75 | 36.25 | 5
2022/23 | 118.25 | 36.25 | 2
2022/23 | 118.75 | 36.25 | 3
2022/23 | 119.25 | 36.25 | 2
2022/23 | 120.25 | 36.25 | 2
2022/23 | 120.75 | 36.25 | 4
2022/23 | 121.75 | 36.25 | 2
2022/23 | 122.25 | 36.25 | 2
2022/23 | 122.75 | 36.25 | 2
2022/23 | 123.25 | 36.25 | 1
2022/23 | 123.75 | 36.25 | 1
2022/23 | 124.25 | 36.25 | 3
2022/23 | 124.75 | 36.25 | 1
2022/23 | 125.25 | 36.25 | 1
2022/23 | 125.75 | 36.25 | 3
2022/23 | 126.25 | 36.25 | 4
2022/23 | 126.75 | 36.25 | 4
2022/23 | 127.25 | 36.25 | 6
2022/23 | 127.75 | 36.25 | 1
2022/23 | 128.25 | 36.25 | 4
2022/23 | 128.75 | 36.25 | 2
2022/23 | 129.25 | 36.25 | 1
2022/23 | 129.75 | 36.25 | 3
2022/23 | 130.75 | 36.25 | 3
2022/23 | 131.25 | 36.25 | 4
2022/23 | 131.75 | 36.25 | 4
2022/23 | 132.25 | 36.25 | 2
2022/23 | 133.25 | 36.25 | 3
2022/23 | 133.75 | 36.25 | 3
2022/23 | 134.25 | 36.25 | 1
2022/23 | 134.75 | 36.25 | 1
2022/23 | 135.75 | 36.25 | 1
2022/23 | 136.25 | 36.25 | 4
2022/23 | 136.75 | 36.25 | 2
2022/23 | 137.25 | 36.25 | 2
2022/23 | 137.75 | 36.25 | 3
2022/23 | 138.25 | 36.25 | 2
2022/23 | 138.75 | 36.25 | 1
2022/23 | 139.25 | 36.25 | 1
2022/23 | 139.75 | 36.25 | 4
2022/23 | 140.25 | 36.25 | 1
2022/23 | 140.75 | 36.25 | 2
2022/23 | 141.25 | 36.25 | 3
2022/23 | 141.75 | 36.25 | 4
2022/23 | 142.25 | 36.25 | 3
2022/23 | 142.75 | 36.25 | 3
2022/23 | 143.25 | 36.25 | 1
2022/23 | 143.75 | 36.25 | 2
2022/23 | 144.25 | 36.25 | 5
2022/23 | 144.75 | 36.25 | 1
2022/23 | 145.25 | 36.25 | 2
2022/23 | 146.25 | 36.25 | 4
2022/23 | 146.75 | 36.25 | 1
2022/23 | 147.25 | 36.25 | 2
2022/23 | 147.75 | 36.25 | 2
2022/23 | 148.25 | 36.25 | 2
2022/23 | 148.75 | 36.25 | 3
2022/23 | 149.25 | 36.25 | 1
2022/23 | 149.75 | 36.25 | 1
2022/23 | 150.25 | 36.25 | 2
2022/23 | 150.75 | 36.25 | 1
2022/23 | 151.25 | 36.25 | 1
2022/23 | 151.75 | 36.25 | 1
2022/23 | 152.25 | 36.25 | 4
2022/23 | 152.75 | 36.25 | 1
2022/23 | 153.25 | 36.25 | 1
2022/23 | 154.25 | 36.25 | 4
2022/23 | 154.75 | 36.25 | 4
2022/23 | 155.25 | 36.25 | 1
2022/23 | 155.75 | 36.25 | 1
2022/23 | 157.25 | 36.25 | 2
2022/23 | 157.75 | 36.25 | 1
2022/23 | 159.25 | 36.25 | 1
2022/23 | 160.25 | 36.25 | 2
2022/23 | 160.75 | 36.25 | 1
2022/23 | 161.75 | 36.25 | 1
2022/23 | 162.25 | 36.25 | 1
2022/23 | 162.75 | 36.25 | 2
2022/23 | 163.75 | 36.25 | 2
2022/23 | 164.25 | 36.25 | 2
2022/23 | 164.75 | 36.25 | 2
2022/23 | 165.25 | 36.25 | 1
2022/23 | 166.75 | 36.25 | 2
2022/23 | 167.25 | 36.25 | 1
2022/23 | 167.75 | 36.25 | 1
2022/23 | 168.25 | 36.25 | 1
2022/23 | 170.75 | 36.25 | 2
2022/23 | 171.75 | 36.25 | 1
2022/23 | 173.25 | 36.25 | 1
2022/23 | 173.75 | 36.25 | 1
2022/23 | 179.75 | 36.25 | 1
2022/23 | 181.25 | 36.25 | 1
2022/23 | 185.75 | 36.25 | 1
2022/23 | 186.25 | 36.25 | 1
2022/23 | 187.25 | 36.25 | 1
2022/23 | 193.25 | 36.25 | 1
2022/23 | 194.25 | 36.25 | 1
2022/23 | 211.25 | 36.25 | 1
2022/23 | 222.75 | 36.25 | 1
2022/23 | 223.25 | 36.25 | 1
2022/23 | 223.75 | 36.25 | 2
2022/23 | 225.75 | 36.25 | 1
2022/23 | 232.25 | 36.25 | 1
2022/23 | 236.25 | 36.25 | 1
2022/23 | 246.25 | 36.25 | 1
2022/23 | 84.75 | 36.75 | 1
2022/23 | 85.75 | 36.75 | 1
2022/23 | 86.75 | 36.75 | 1
2022/23 | 88.75 | 36.75 | 2
2022/23 | 92.25 | 36.75 | 3
2022/23 | 92.75 | 36.75 | 1
2022/23 | 93.75 | 36.75 | 4
2022/23 | 95.75 | 36.75 | 1
2022/23 | 96.25 | 36.75 | 1
2022/23 | 96.75 | 36.75 | 2
2022/23 | 97.75 | 36.75 | 1
2022/23 | 98.75 | 36.75 | 2
2022/23 | 99.25 | 36.75 | 1
2022/23 | 99.75 | 36.75 | 4
2022/23 | 100.25 | 36.75 | 1
2022/23 | 100.75 | 36.75 | 2
2022/23 | 101.75 | 36.75 | 1
2022/23 | 102.25 | 36.75 | 1
2022/23 | 102.75 | 36.75 | 2
2022/23 | 103.75 | 36.75 | 1
2022/23 | 104.25 | 36.75 | 4
2022/23 | 104.75 | 36.75 | 4
2022/23 | 105.75 | 36.75 | 4
2022/23 | 106.25 | 36.75 | 1
2022/23 | 106.75 | 36.75 | 1
2022/23 | 107.25 | 36.75 | 2
2022/23 | 107.75 | 36.75 | 4
2022/23 | 108.25 | 36.75 | 4
2022/23 | 108.75 | 36.75 | 2
2022/23 | 109.25 | 36.75 | 4
2022/23 | 109.75 | 36.75 | 3
2022/23 | 110.25 | 36.75 | 1
2022/23 | 110.75 | 36.75 | 3
2022/23 | 111.25 | 36.75 | 2
2022/23 | 111.75 | 36.75 | 4
2022/23 | 112.25 | 36.75 | 2
2022/23 | 112.75 | 36.75 | 1
2022/23 | 113.25 | 36.75 | 2
2022/23 | 113.75 | 36.75 | 3
2022/23 | 114.25 | 36.75 | 3
2022/23 | 114.75 | 36.75 | 1
2022/23 | 115.25 | 36.75 | 4
2022/23 | 115.75 | 36.75 | 2
2022/23 | 116.25 | 36.75 | 3
2022/23 | 117.25 | 36.75 | 4
2022/23 | 117.75 | 36.75 | 2
2022/23 | 118.25 | 36.75 | 2
2022/23 | 118.75 | 36.75 | 3
2022/23 | 119.25 | 36.75 | 2
2022/23 | 119.75 | 36.75 | 1
2022/23 | 120.25 | 36.75 | 3
2022/23 | 120.75 | 36.75 | 2
2022/23 | 121.25 | 36.75 | 4
2022/23 | 121.75 | 36.75 | 1
2022/23 | 122.25 | 36.75 | 6
2022/23 | 122.75 | 36.75 | 3
2022/23 | 123.25 | 36.75 | 3
2022/23 | 123.75 | 36.75 | 3
2022/23 | 124.25 | 36.75 | 2
2022/23 | 124.75 | 36.75 | 4
2022/23 | 125.25 | 36.75 | 3
2022/23 | 125.75 | 36.75 | 3
2022/23 | 126.25 | 36.75 | 1
2022/23 | 126.75 | 36.75 | 1
2022/23 | 127.25 | 36.75 | 4
2022/23 | 127.75 | 36.75 | 4
2022/23 | 128.25 | 36.75 | 3
2022/23 | 128.75 | 36.75 | 2
2022/23 | 129.25 | 36.75 | 3
2022/23 | 129.75 | 36.75 | 6
2022/23 | 130.25 | 36.75 | 1
2022/23 | 130.75 | 36.75 | 3
2022/23 | 131.25 | 36.75 | 3
2022/23 | 131.75 | 36.75 | 3
2022/23 | 132.25 | 36.75 | 2
2022/23 | 132.75 | 36.75 | 1
2022/23 | 133.25 | 36.75 | 6
2022/23 | 134.25 | 36.75 | 4
2022/23 | 134.75 | 36.75 | 1
2022/23 | 135.25 | 36.75 | 4
2022/23 | 136.25 | 36.75 | 1
2022/23 | 136.75 | 36.75 | 4
2022/23 | 137.25 | 36.75 | 3
2022/23 | 137.75 | 36.75 | 3
2022/23 | 138.25 | 36.75 | 2
2022/23 | 138.75 | 36.75 | 2
2022/23 | 139.25 | 36.75 | 5
2022/23 | 139.75 | 36.75 | 2
2022/23 | 140.25 | 36.75 | 6
2022/23 | 140.75 | 36.75 | 1
2022/23 | 141.75 | 36.75 | 3
2022/23 | 142.25 | 36.75 | 5
2022/23 | 142.75 | 36.75 | 4
2022/23 | 143.25 | 36.75 | 5
2022/23 | 144.25 | 36.75 | 2
2022/23 | 144.75 | 36.75 | 1
2022/23 | 145.25 | 36.75 | 5
2022/23 | 145.75 | 36.75 | 4
2022/23 | 146.25 | 36.75 | 1
2022/23 | 146.75 | 36.75 | 3
2022/23 | 147.25 | 36.75 | 3
2022/23 | 147.75 | 36.75 | 1
2022/23 | 149.25 | 36.75 | 3
2022/23 | 149.75 | 36.75 | 2
2022/23 | 150.25 | 36.75 | 2
2022/23 | 150.75 | 36.75 | 1
2022/23 | 151.25 | 36.75 | 2
2022/23 | 151.75 | 36.75 | 3
2022/23 | 152.25 | 36.75 | 1
2022/23 | 152.75 | 36.75 | 1
2022/23 | 153.75 | 36.75 | 2
2022/23 | 154.25 | 36.75 | 2
2022/23 | 156.75 | 36.75 | 6
2022/23 | 157.75 | 36.75 | 2
2022/23 | 158.75 | 36.75 | 2
2022/23 | 159.25 | 36.75 | 1
2022/23 | 159.75 | 36.75 | 1
2022/23 | 160.25 | 36.75 | 3
2022/23 | 161.25 | 36.75 | 4
2022/23 | 162.25 | 36.75 | 3
2022/23 | 163.25 | 36.75 | 1
2022/23 | 163.75 | 36.75 | 1
2022/23 | 164.75 | 36.75 | 1
2022/23 | 165.75 | 36.75 | 3
2022/23 | 166.75 | 36.75 | 1
2022/23 | 168.25 | 36.75 | 1
2022/23 | 168.75 | 36.75 | 2
2022/23 | 169.75 | 36.75 | 1
2022/23 | 170.25 | 36.75 | 2
2022/23 | 170.75 | 36.75 | 1
2022/23 | 171.25 | 36.75 | 1
2022/23 | 172.25 | 36.75 | 1
2022/23 | 173.75 | 36.75 | 2
2022/23 | 174.25 | 36.75 | 1
2022/23 | 175.25 | 36.75 | 1
2022/23 | 176.25 | 36.75 | 2
2022/23 | 177.75 | 36.75 | 1
2022/23 | 185.25 | 36.75 | 1
2022/23 | 185.75 | 36.75 | 1
2022/23 | 196.25 | 36.75 | 2
2022/23 | 203.75 | 36.75 | 1
2022/23 | 213.25 | 36.75 | 1
2022/23 | 218.25 | 36.75 | 1
2022/23 | 220.25 | 36.75 | 1
2022/23 | 222.75 | 36.75 | 1
2022/23 | 224.75 | 36.75 | 1
2022/23 | 225.75 | 36.75 | 1
2022/23 | 226.25 | 36.75 | 1
2022/23 | 234.25 | 36.75 | 1
2022/23 | 84.25 | 37.25 | 1
2022/23 | 84.75 | 37.25 | 1
2022/23 | 86.25 | 37.25 | 1
2022/23 | 88.25 | 37.25 | 1
2022/23 | 88.75 | 37.25 | 1
2022/23 | 95.75 | 37.25 | 2
2022/23 | 96.25 | 37.25 | 3
2022/23 | 96.75 | 37.25 | 1
2022/23 | 97.75 | 37.25 | 2
2022/23 | 99.25 | 37.25 | 2
2022/23 | 99.75 | 37.25 | 3
2022/23 | 100.25 | 37.25 | 2
2022/23 | 100.75 | 37.25 | 1
2022/23 | 101.25 | 37.25 | 2
2022/23 | 102.25 | 37.25 | 8
2022/23 | 102.75 | 37.25 | 1
2022/23 | 103.25 | 37.25 | 2
2022/23 | 103.75 | 37.25 | 4
2022/23 | 104.25 | 37.25 | 1
2022/23 | 104.75 | 37.25 | 1
2022/23 | 105.25 | 37.25 | 4
2022/23 | 105.75 | 37.25 | 1
2022/23 | 106.25 | 37.25 | 2
2022/23 | 106.75 | 37.25 | 3
2022/23 | 107.75 | 37.25 | 1
2022/23 | 108.25 | 37.25 | 1
2022/23 | 108.75 | 37.25 | 3
2022/23 | 109.25 | 37.25 | 2
2022/23 | 109.75 | 37.25 | 1
2022/23 | 110.25 | 37.25 | 1
2022/23 | 110.75 | 37.25 | 2
2022/23 | 111.75 | 37.25 | 2
2022/23 | 112.25 | 37.25 | 3
2022/23 | 112.75 | 37.25 | 3
2022/23 | 113.25 | 37.25 | 2
2022/23 | 113.75 | 37.25 | 1
2022/23 | 114.25 | 37.25 | 2
2022/23 | 114.75 | 37.25 | 2
2022/23 | 115.25 | 37.25 | 2
2022/23 | 115.75 | 37.25 | 2
2022/23 | 116.25 | 37.25 | 1
2022/23 | 116.75 | 37.25 | 5
2022/23 | 117.75 | 37.25 | 1
2022/23 | 118.25 | 37.25 | 2
2022/23 | 118.75 | 37.25 | 3
2022/23 | 119.25 | 37.25 | 4
2022/23 | 119.75 | 37.25 | 2
2022/23 | 120.25 | 37.25 | 3
2022/23 | 120.75 | 37.25 | 3
2022/23 | 121.25 | 37.25 | 3
2022/23 | 121.75 | 37.25 | 4
2022/23 | 122.25 | 37.25 | 1
2022/23 | 122.75 | 37.25 | 3
2022/23 | 123.25 | 37.25 | 2
2022/23 | 123.75 | 37.25 | 6
2022/23 | 124.25 | 37.25 | 3
2022/23 | 124.75 | 37.25 | 4
2022/23 | 125.25 | 37.25 | 2
2022/23 | 125.75 | 37.25 | 2
2022/23 | 126.25 | 37.25 | 5
2022/23 | 126.75 | 37.25 | 3
2022/23 | 127.75 | 37.25 | 4
2022/23 | 128.25 | 37.25 | 2
2022/23 | 128.75 | 37.25 | 2
2022/23 | 129.25 | 37.25 | 1
2022/23 | 129.75 | 37.25 | 2
2022/23 | 130.25 | 37.25 | 2
2022/23 | 130.75 | 37.25 | 2
2022/23 | 131.75 | 37.25 | 3
2022/23 | 132.25 | 37.25 | 2
2022/23 | 132.75 | 37.25 | 2
2022/23 | 133.25 | 37.25 | 4
2022/23 | 133.75 | 37.25 | 4
2022/23 | 134.25 | 37.25 | 3
2022/23 | 134.75 | 37.25 | 1
2022/23 | 135.25 | 37.25 | 3
2022/23 | 135.75 | 37.25 | 2
2022/23 | 136.25 | 37.25 | 5
2022/23 | 136.75 | 37.25 | 2
2022/23 | 137.25 | 37.25 | 1
2022/23 | 137.75 | 37.25 | 4
2022/23 | 138.25 | 37.25 | 6
2022/23 | 138.75 | 37.25 | 2
2022/23 | 139.25 | 37.25 | 1
2022/23 | 139.75 | 37.25 | 3
2022/23 | 140.25 | 37.25 | 3
2022/23 | 140.75 | 37.25 | 1
2022/23 | 141.25 | 37.25 | 5
2022/23 | 141.75 | 37.25 | 5
2022/23 | 142.75 | 37.25 | 5
2022/23 | 143.25 | 37.25 | 3
2022/23 | 143.75 | 37.25 | 3
2022/23 | 144.25 | 37.25 | 4
2022/23 | 144.75 | 37.25 | 5
2022/23 | 145.25 | 37.25 | 1
2022/23 | 145.75 | 37.25 | 3
2022/23 | 146.25 | 37.25 | 2
2022/23 | 146.75 | 37.25 | 4
2022/23 | 147.25 | 37.25 | 1
2022/23 | 147.75 | 37.25 | 3
2022/23 | 148.25 | 37.25 | 2
2022/23 | 148.75 | 37.25 | 4
2022/23 | 149.25 | 37.25 | 2
2022/23 | 149.75 | 37.25 | 5
2022/23 | 150.25 | 37.25 | 2
2022/23 | 150.75 | 37.25 | 4
2022/23 | 151.25 | 37.25 | 3
2022/23 | 151.75 | 37.25 | 4
2022/23 | 152.25 | 37.25 | 2
2022/23 | 152.75 | 37.25 | 1
2022/23 | 153.75 | 37.25 | 2
2022/23 | 154.25 | 37.25 | 4
2022/23 | 154.75 | 37.25 | 1
2022/23 | 155.75 | 37.25 | 1
2022/23 | 156.25 | 37.25 | 1
2022/23 | 156.75 | 37.25 | 2
2022/23 | 157.25 | 37.25 | 1
2022/23 | 157.75 | 37.25 | 1
2022/23 | 158.25 | 37.25 | 2
2022/23 | 158.75 | 37.25 | 3
2022/23 | 159.25 | 37.25 | 1
2022/23 | 159.75 | 37.25 | 2
2022/23 | 160.25 | 37.25 | 2
2022/23 | 161.25 | 37.25 | 2
2022/23 | 161.75 | 37.25 | 2
2022/23 | 162.25 | 37.25 | 2
2022/23 | 162.75 | 37.25 | 1
2022/23 | 165.75 | 37.25 | 1
2022/23 | 166.25 | 37.25 | 1
2022/23 | 166.75 | 37.25 | 1
2022/23 | 167.25 | 37.25 | 2
2022/23 | 167.75 | 37.25 | 1
2022/23 | 168.25 | 37.25 | 1
2022/23 | 168.75 | 37.25 | 1
2022/23 | 170.25 | 37.25 | 2
2022/23 | 172.25 | 37.25 | 1
2022/23 | 173.75 | 37.25 | 1
2022/23 | 175.25 | 37.25 | 2
2022/23 | 176.25 | 37.25 | 1
2022/23 | 177.25 | 37.25 | 1
2022/23 | 177.75 | 37.25 | 3
2022/23 | 178.75 | 37.25 | 1
2022/23 | 179.75 | 37.25 | 1
2022/23 | 180.25 | 37.25 | 1
2022/23 | 180.75 | 37.25 | 1
2022/23 | 181.25 | 37.25 | 1
2022/23 | 183.25 | 37.25 | 1
2022/23 | 186.75 | 37.25 | 1
2022/23 | 188.25 | 37.25 | 1
2022/23 | 188.75 | 37.25 | 1
2022/23 | 195.25 | 37.25 | 1
2022/23 | 196.25 | 37.25 | 1
2022/23 | 198.25 | 37.25 | 1
2022/23 | 201.75 | 37.25 | 1
2022/23 | 209.25 | 37.25 | 1
2022/23 | 218.25 | 37.25 | 2
2022/23 | 220.25 | 37.25 | 2
2022/23 | 230.25 | 37.25 | 1
2022/23 | 89.25 | 37.75 | 1
2022/23 | 89.75 | 37.75 | 1
2022/23 | 90.75 | 37.75 | 1
2022/23 | 92.25 | 37.75 | 1
2022/23 | 92.75 | 37.75 | 1
2022/23 | 93.25 | 37.75 | 1
2022/23 | 94.25 | 37.75 | 2
2022/23 | 94.75 | 37.75 | 1
2022/23 | 96.75 | 37.75 | 1
2022/23 | 97.25 | 37.75 | 1
2022/23 | 98.25 | 37.75 | 1
2022/23 | 98.75 | 37.75 | 4
2022/23 | 99.25 | 37.75 | 3
2022/23 | 99.75 | 37.75 | 1
2022/23 | 100.25 | 37.75 | 1
2022/23 | 100.75 | 37.75 | 1
2022/23 | 101.25 | 37.75 | 1
2022/23 | 101.75 | 37.75 | 1
2022/23 | 102.75 | 37.75 | 1
2022/23 | 103.25 | 37.75 | 1
2022/23 | 103.75 | 37.75 | 3
2022/23 | 104.25 | 37.75 | 3
2022/23 | 105.75 | 37.75 | 3
2022/23 | 106.25 | 37.75 | 3
2022/23 | 106.75 | 37.75 | 2
2022/23 | 107.25 | 37.75 | 2
2022/23 | 107.75 | 37.75 | 1
2022/23 | 108.25 | 37.75 | 3
2022/23 | 108.75 | 37.75 | 4
2022/23 | 109.25 | 37.75 | 3
2022/23 | 109.75 | 37.75 | 1
2022/23 | 110.25 | 37.75 | 2
2022/23 | 110.75 | 37.75 | 3
2022/23 | 111.25 | 37.75 | 1
2022/23 | 111.75 | 37.75 | 2
2022/23 | 112.25 | 37.75 | 6
2022/23 | 112.75 | 37.75 | 2
2022/23 | 113.25 | 37.75 | 1
2022/23 | 113.75 | 37.75 | 3
2022/23 | 114.25 | 37.75 | 3
2022/23 | 114.75 | 37.75 | 4
2022/23 | 115.25 | 37.75 | 1
2022/23 | 115.75 | 37.75 | 2
2022/23 | 116.25 | 37.75 | 2
2022/23 | 116.75 | 37.75 | 4
2022/23 | 117.25 | 37.75 | 1
2022/23 | 117.75 | 37.75 | 2
2022/23 | 118.25 | 37.75 | 4
2022/23 | 118.75 | 37.75 | 2
2022/23 | 119.25 | 37.75 | 4
2022/23 | 119.75 | 37.75 | 1
2022/23 | 120.25 | 37.75 | 4
2022/23 | 120.75 | 37.75 | 1
2022/23 | 121.25 | 37.75 | 3
2022/23 | 121.75 | 37.75 | 4
2022/23 | 122.25 | 37.75 | 3
2022/23 | 122.75 | 37.75 | 7
2022/23 | 123.25 | 37.75 | 5
2022/23 | 123.75 | 37.75 | 4
2022/23 | 124.25 | 37.75 | 2
2022/23 | 124.75 | 37.75 | 4
2022/23 | 125.25 | 37.75 | 2
2022/23 | 125.75 | 37.75 | 3
2022/23 | 126.25 | 37.75 | 3
2022/23 | 126.75 | 37.75 | 3
2022/23 | 127.25 | 37.75 | 6
2022/23 | 127.75 | 37.75 | 4
2022/23 | 128.25 | 37.75 | 3
2022/23 | 128.75 | 37.75 | 1
2022/23 | 129.25 | 37.75 | 3
2022/23 | 129.75 | 37.75 | 3
2022/23 | 130.25 | 37.75 | 5
2022/23 | 130.75 | 37.75 | 2
2022/23 | 131.25 | 37.75 | 3
2022/23 | 131.75 | 37.75 | 2
2022/23 | 132.75 | 37.75 | 3
2022/23 | 133.25 | 37.75 | 1
2022/23 | 133.75 | 37.75 | 3
2022/23 | 134.25 | 37.75 | 4
2022/23 | 134.75 | 37.75 | 6
2022/23 | 135.25 | 37.75 | 3
2022/23 | 135.75 | 37.75 | 6
2022/23 | 136.25 | 37.75 | 1
2022/23 | 136.75 | 37.75 | 4
2022/23 | 137.25 | 37.75 | 2
2022/23 | 137.75 | 37.75 | 2
2022/23 | 138.25 | 37.75 | 3
2022/23 | 139.25 | 37.75 | 2
2022/23 | 139.75 | 37.75 | 2
2022/23 | 140.25 | 37.75 | 6
2022/23 | 140.75 | 37.75 | 4
2022/23 | 141.25 | 37.75 | 4
2022/23 | 141.75 | 37.75 | 4
2022/23 | 142.25 | 37.75 | 3
2022/23 | 142.75 | 37.75 | 3
2022/23 | 143.25 | 37.75 | 2
2022/23 | 143.75 | 37.75 | 5
2022/23 | 144.25 | 37.75 | 1
2022/23 | 144.75 | 37.75 | 2
2022/23 | 145.25 | 37.75 | 2
2022/23 | 145.75 | 37.75 | 5
2022/23 | 146.25 | 37.75 | 1
2022/23 | 146.75 | 37.75 | 2
2022/23 | 147.25 | 37.75 | 2
2022/23 | 147.75 | 37.75 | 7
2022/23 | 148.25 | 37.75 | 1
2022/23 | 148.75 | 37.75 | 2
2022/23 | 149.25 | 37.75 | 5
2022/23 | 149.75 | 37.75 | 2
2022/23 | 150.25 | 37.75 | 3
2022/23 | 150.75 | 37.75 | 3
2022/23 | 151.25 | 37.75 | 1
2022/23 | 151.75 | 37.75 | 1
2022/23 | 152.25 | 37.75 | 1
2022/23 | 152.75 | 37.75 | 2
2022/23 | 154.25 | 37.75 | 4
2022/23 | 154.75 | 37.75 | 2
2022/23 | 155.25 | 37.75 | 2
2022/23 | 155.75 | 37.75 | 2
2022/23 | 156.25 | 37.75 | 2
2022/23 | 156.75 | 37.75 | 1
2022/23 | 157.25 | 37.75 | 1
2022/23 | 157.75 | 37.75 | 3
2022/23 | 158.25 | 37.75 | 4
2022/23 | 158.75 | 37.75 | 1
2022/23 | 159.25 | 37.75 | 3
2022/23 | 159.75 | 37.75 | 2
2022/23 | 160.25 | 37.75 | 1
2022/23 | 160.75 | 37.75 | 1
2022/23 | 161.75 | 37.75 | 1
2022/23 | 162.75 | 37.75 | 2
2022/23 | 163.25 | 37.75 | 1
2022/23 | 164.25 | 37.75 | 3
2022/23 | 164.75 | 37.75 | 4
2022/23 | 165.25 | 37.75 | 3
2022/23 | 165.75 | 37.75 | 2
2022/23 | 166.75 | 37.75 | 1
2022/23 | 168.25 | 37.75 | 1
2022/23 | 169.25 | 37.75 | 1
2022/23 | 169.75 | 37.75 | 1
2022/23 | 170.25 | 37.75 | 1
2022/23 | 170.75 | 37.75 | 1
2022/23 | 172.25 | 37.75 | 1
2022/23 | 173.75 | 37.75 | 3
2022/23 | 174.25 | 37.75 | 1
2022/23 | 174.75 | 37.75 | 1
2022/23 | 175.25 | 37.75 | 1
2022/23 | 175.75 | 37.75 | 2
2022/23 | 176.75 | 37.75 | 1
2022/23 | 177.25 | 37.75 | 2
2022/23 | 177.75 | 37.75 | 1
2022/23 | 178.25 | 37.75 | 1
2022/23 | 179.25 | 37.75 | 1
2022/23 | 179.75 | 37.75 | 1
2022/23 | 182.75 | 37.75 | 1
2022/23 | 183.25 | 37.75 | 1
2022/23 | 184.75 | 37.75 | 2
2022/23 | 185.75 | 37.75 | 1
2022/23 | 188.75 | 37.75 | 1
2022/23 | 189.25 | 37.75 | 1
2022/23 | 195.25 | 37.75 | 1
2022/23 | 195.75 | 37.75 | 1
2022/23 | 212.25 | 37.75 | 1
2022/23 | 213.75 | 37.75 | 1
2022/23 | 219.75 | 37.75 | 1
2022/23 | 221.75 | 37.75 | 1
2022/23 | 228.25 | 37.75 | 1
2022/23 | 229.25 | 37.75 | 1
2022/23 | 246.75 | 37.75 | 1
2022/23 | 247.25 | 37.75 | 1
2022/23 | 258.75 | 37.75 | 1
2022/23 | 86.25 | 38.25 | 1
2022/23 | 86.75 | 38.25 | 1
2022/23 | 87.75 | 38.25 | 1
2022/23 | 88.25 | 38.25 | 1
2022/23 | 90.25 | 38.25 | 1
2022/23 | 91.25 | 38.25 | 2
2022/23 | 91.75 | 38.25 | 2
2022/23 | 92.25 | 38.25 | 2
2022/23 | 92.75 | 38.25 | 2
2022/23 | 93.25 | 38.25 | 2
2022/23 | 93.75 | 38.25 | 1
2022/23 | 94.25 | 38.25 | 1
2022/23 | 95.75 | 38.25 | 3
2022/23 | 96.75 | 38.25 | 2
2022/23 | 97.25 | 38.25 | 2
2022/23 | 99.25 | 38.25 | 3
2022/23 | 99.75 | 38.25 | 1
2022/23 | 100.25 | 38.25 | 2
2022/23 | 100.75 | 38.25 | 1
2022/23 | 101.75 | 38.25 | 1
2022/23 | 102.25 | 38.25 | 1
2022/23 | 102.75 | 38.25 | 2
2022/23 | 103.25 | 38.25 | 3
2022/23 | 103.75 | 38.25 | 2
2022/23 | 104.25 | 38.25 | 2
2022/23 | 104.75 | 38.25 | 1
2022/23 | 105.25 | 38.25 | 3
2022/23 | 105.75 | 38.25 | 1
2022/23 | 106.25 | 38.25 | 1
2022/23 | 106.75 | 38.25 | 1
2022/23 | 107.25 | 38.25 | 1
2022/23 | 107.75 | 38.25 | 2
2022/23 | 108.25 | 38.25 | 2
2022/23 | 108.75 | 38.25 | 5
2022/23 | 109.75 | 38.25 | 1
2022/23 | 110.25 | 38.25 | 2
2022/23 | 110.75 | 38.25 | 4
2022/23 | 111.25 | 38.25 | 2
2022/23 | 111.75 | 38.25 | 6
2022/23 | 112.25 | 38.25 | 3
2022/23 | 112.75 | 38.25 | 2
2022/23 | 113.25 | 38.25 | 4
2022/23 | 113.75 | 38.25 | 4
2022/23 | 114.25 | 38.25 | 1
2022/23 | 114.75 | 38.25 | 5
2022/23 | 115.25 | 38.25 | 2
2022/23 | 115.75 | 38.25 | 2
2022/23 | 116.25 | 38.25 | 1
2022/23 | 116.75 | 38.25 | 6
2022/23 | 117.25 | 38.25 | 5
2022/23 | 117.75 | 38.25 | 6
2022/23 | 118.25 | 38.25 | 2
2022/23 | 118.75 | 38.25 | 1
2022/23 | 119.25 | 38.25 | 3
2022/23 | 119.75 | 38.25 | 4
2022/23 | 120.25 | 38.25 | 7
2022/23 | 120.75 | 38.25 | 3
2022/23 | 121.25 | 38.25 | 6
2022/23 | 121.75 | 38.25 | 5
2022/23 | 122.25 | 38.25 | 8
2022/23 | 122.75 | 38.25 | 2
2022/23 | 123.25 | 38.25 | 6
2022/23 | 123.75 | 38.25 | 6
2022/23 | 124.25 | 38.25 | 7
2022/23 | 124.75 | 38.25 | 1
2022/23 | 125.25 | 38.25 | 3
2022/23 | 125.75 | 38.25 | 2
2022/23 | 126.25 | 38.25 | 5
2022/23 | 126.75 | 38.25 | 2
2022/23 | 127.25 | 38.25 | 2
2022/23 | 128.25 | 38.25 | 2
2022/23 | 128.75 | 38.25 | 5
2022/23 | 129.25 | 38.25 | 5
2022/23 | 129.75 | 38.25 | 1
2022/23 | 130.25 | 38.25 | 4
2022/23 | 130.75 | 38.25 | 4
2022/23 | 131.25 | 38.25 | 2
2022/23 | 131.75 | 38.25 | 4
2022/23 | 132.25 | 38.25 | 3
2022/23 | 133.25 | 38.25 | 5
2022/23 | 133.75 | 38.25 | 6
2022/23 | 134.25 | 38.25 | 1
2022/23 | 134.75 | 38.25 | 3
2022/23 | 135.25 | 38.25 | 5
2022/23 | 135.75 | 38.25 | 5
2022/23 | 136.25 | 38.25 | 1
2022/23 | 136.75 | 38.25 | 3
2022/23 | 137.25 | 38.25 | 2
2022/23 | 137.75 | 38.25 | 4
2022/23 | 138.25 | 38.25 | 3
2022/23 | 138.75 | 38.25 | 1
2022/23 | 139.25 | 38.25 | 3
2022/23 | 139.75 | 38.25 | 6
2022/23 | 140.25 | 38.25 | 1
2022/23 | 140.75 | 38.25 | 5
2022/23 | 141.25 | 38.25 | 5
2022/23 | 141.75 | 38.25 | 4
2022/23 | 142.25 | 38.25 | 2
2022/23 | 142.75 | 38.25 | 1
2022/23 | 143.25 | 38.25 | 4
2022/23 | 143.75 | 38.25 | 4
2022/23 | 144.25 | 38.25 | 2
2022/23 | 144.75 | 38.25 | 4
2022/23 | 145.25 | 38.25 | 3
2022/23 | 145.75 | 38.25 | 4
2022/23 | 146.25 | 38.25 | 2
2022/23 | 146.75 | 38.25 | 6
2022/23 | 147.25 | 38.25 | 1
2022/23 | 148.25 | 38.25 | 3
2022/23 | 148.75 | 38.25 | 1
2022/23 | 149.25 | 38.25 | 1
2022/23 | 149.75 | 38.25 | 2
2022/23 | 151.25 | 38.25 | 4
2022/23 | 151.75 | 38.25 | 2
2022/23 | 152.25 | 38.25 | 2
2022/23 | 152.75 | 38.25 | 2
2022/23 | 153.25 | 38.25 | 2
2022/23 | 153.75 | 38.25 | 1
2022/23 | 154.25 | 38.25 | 4
2022/23 | 154.75 | 38.25 | 3
2022/23 | 155.25 | 38.25 | 1
2022/23 | 155.75 | 38.25 | 2
2022/23 | 156.25 | 38.25 | 2
2022/23 | 156.75 | 38.25 | 1
2022/23 | 157.25 | 38.25 | 2
2022/23 | 157.75 | 38.25 | 3
2022/23 | 158.25 | 38.25 | 1
2022/23 | 158.75 | 38.25 | 3
2022/23 | 159.25 | 38.25 | 3
2022/23 | 159.75 | 38.25 | 3
2022/23 | 160.25 | 38.25 | 3
2022/23 | 160.75 | 38.25 | 1
2022/23 | 161.25 | 38.25 | 1
2022/23 | 161.75 | 38.25 | 1
2022/23 | 162.25 | 38.25 | 3
2022/23 | 163.25 | 38.25 | 2
2022/23 | 164.25 | 38.25 | 4
2022/23 | 165.75 | 38.25 | 2
2022/23 | 166.25 | 38.25 | 3
2022/23 | 166.75 | 38.25 | 1
2022/23 | 167.25 | 38.25 | 1
2022/23 | 167.75 | 38.25 | 3
2022/23 | 168.25 | 38.25 | 2
2022/23 | 168.75 | 38.25 | 2
2022/23 | 169.25 | 38.25 | 2
2022/23 | 170.25 | 38.25 | 1
2022/23 | 171.75 | 38.25 | 1
2022/23 | 172.25 | 38.25 | 2
2022/23 | 172.75 | 38.25 | 1
2022/23 | 173.25 | 38.25 | 1
2022/23 | 175.25 | 38.25 | 1
2022/23 | 175.75 | 38.25 | 2
2022/23 | 179.25 | 38.25 | 1
2022/23 | 179.75 | 38.25 | 1
2022/23 | 180.25 | 38.25 | 1
2022/23 | 181.25 | 38.25 | 1
2022/23 | 181.75 | 38.25 | 2
2022/23 | 182.25 | 38.25 | 1
2022/23 | 183.75 | 38.25 | 2
2022/23 | 185.75 | 38.25 | 1
2022/23 | 188.25 | 38.25 | 1
2022/23 | 189.75 | 38.25 | 2
2022/23 | 190.25 | 38.25 | 1
2022/23 | 192.75 | 38.25 | 1
2022/23 | 194.25 | 38.25 | 1
2022/23 | 197.25 | 38.25 | 1
2022/23 | 199.25 | 38.25 | 1
2022/23 | 205.75 | 38.25 | 1
2022/23 | 219.25 | 38.25 | 1
2022/23 | 221.25 | 38.25 | 1
2022/23 | 222.25 | 38.25 | 1
2022/23 | 229.25 | 38.25 | 1
2022/23 | 238.75 | 38.25 | 1
2022/23 | 271.25 | 38.25 | 1
2022/23 | 85.25 | 38.75 | 1
2022/23 | 86.25 | 38.75 | 1
2022/23 | 89.25 | 38.75 | 1
2022/23 | 90.75 | 38.75 | 1
2022/23 | 92.75 | 38.75 | 1
2022/23 | 94.25 | 38.75 | 1
2022/23 | 94.75 | 38.75 | 3
2022/23 | 95.25 | 38.75 | 1
2022/23 | 95.75 | 38.75 | 2
2022/23 | 96.25 | 38.75 | 2
2022/23 | 97.25 | 38.75 | 1
2022/23 | 97.75 | 38.75 | 1
2022/23 | 98.75 | 38.75 | 1
2022/23 | 99.25 | 38.75 | 2
2022/23 | 99.75 | 38.75 | 2
2022/23 | 100.25 | 38.75 | 4
2022/23 | 100.75 | 38.75 | 2
2022/23 | 101.75 | 38.75 | 1
2022/23 | 102.25 | 38.75 | 1
2022/23 | 103.25 | 38.75 | 2
2022/23 | 103.75 | 38.75 | 4
2022/23 | 104.25 | 38.75 | 3
2022/23 | 104.75 | 38.75 | 3
2022/23 | 105.25 | 38.75 | 5
2022/23 | 105.75 | 38.75 | 3
2022/23 | 106.25 | 38.75 | 2
2022/23 | 106.75 | 38.75 | 3
2022/23 | 107.25 | 38.75 | 3
2022/23 | 107.75 | 38.75 | 4
2022/23 | 108.25 | 38.75 | 3
2022/23 | 108.75 | 38.75 | 3
2022/23 | 109.25 | 38.75 | 3
2022/23 | 109.75 | 38.75 | 5
2022/23 | 110.25 | 38.75 | 3
2022/23 | 110.75 | 38.75 | 2
2022/23 | 111.25 | 38.75 | 4
2022/23 | 111.75 | 38.75 | 5
2022/23 | 112.25 | 38.75 | 4
2022/23 | 112.75 | 38.75 | 2
2022/23 | 113.25 | 38.75 | 2
2022/23 | 113.75 | 38.75 | 3
2022/23 | 114.25 | 38.75 | 4
2022/23 | 114.75 | 38.75 | 5
2022/23 | 115.25 | 38.75 | 7
2022/23 | 115.75 | 38.75 | 4
2022/23 | 116.25 | 38.75 | 4
2022/23 | 116.75 | 38.75 | 2
2022/23 | 117.25 | 38.75 | 2
2022/23 | 117.75 | 38.75 | 7
2022/23 | 118.25 | 38.75 | 1
2022/23 | 118.75 | 38.75 | 1
2022/23 | 119.25 | 38.75 | 1
2022/23 | 119.75 | 38.75 | 5
2022/23 | 120.75 | 38.75 | 1
2022/23 | 121.25 | 38.75 | 3
2022/23 | 121.75 | 38.75 | 4
2022/23 | 122.25 | 38.75 | 5
2022/23 | 122.75 | 38.75 | 7
2022/23 | 123.75 | 38.75 | 2
2022/23 | 124.25 | 38.75 | 4
2022/23 | 124.75 | 38.75 | 6
2022/23 | 125.25 | 38.75 | 2
2022/23 | 125.75 | 38.75 | 4
2022/23 | 126.25 | 38.75 | 2
2022/23 | 126.75 | 38.75 | 3
2022/23 | 127.25 | 38.75 | 2
2022/23 | 127.75 | 38.75 | 5
2022/23 | 128.25 | 38.75 | 5
2022/23 | 128.75 | 38.75 | 2
2022/23 | 129.25 | 38.75 | 5
2022/23 | 129.75 | 38.75 | 3
2022/23 | 130.25 | 38.75 | 6
2022/23 | 130.75 | 38.75 | 3
2022/23 | 131.25 | 38.75 | 3
2022/23 | 131.75 | 38.75 | 4
2022/23 | 132.25 | 38.75 | 4
2022/23 | 132.75 | 38.75 | 1
2022/23 | 133.25 | 38.75 | 1
2022/23 | 133.75 | 38.75 | 2
2022/23 | 134.25 | 38.75 | 3
2022/23 | 134.75 | 38.75 | 6
2022/23 | 135.25 | 38.75 | 3
2022/23 | 135.75 | 38.75 | 5
2022/23 | 136.25 | 38.75 | 5
2022/23 | 136.75 | 38.75 | 4
2022/23 | 137.25 | 38.75 | 2
2022/23 | 137.75 | 38.75 | 3
2022/23 | 138.25 | 38.75 | 1
2022/23 | 138.75 | 38.75 | 1
2022/23 | 139.25 | 38.75 | 5
2022/23 | 139.75 | 38.75 | 5
2022/23 | 140.25 | 38.75 | 7
2022/23 | 140.75 | 38.75 | 5
2022/23 | 141.25 | 38.75 | 4
2022/23 | 141.75 | 38.75 | 4
2022/23 | 142.25 | 38.75 | 4
2022/23 | 142.75 | 38.75 | 8
2022/23 | 143.25 | 38.75 | 2
2022/23 | 143.75 | 38.75 | 4
2022/23 | 144.25 | 38.75 | 2
2022/23 | 144.75 | 38.75 | 4
2022/23 | 145.25 | 38.75 | 2
2022/23 | 145.75 | 38.75 | 1
2022/23 | 146.25 | 38.75 | 4
2022/23 | 146.75 | 38.75 | 3
2022/23 | 147.25 | 38.75 | 1
2022/23 | 147.75 | 38.75 | 1
2022/23 | 148.25 | 38.75 | 3
2022/23 | 148.75 | 38.75 | 3
2022/23 | 149.25 | 38.75 | 2
2022/23 | 149.75 | 38.75 | 2
2022/23 | 150.25 | 38.75 | 3
2022/23 | 150.75 | 38.75 | 3
2022/23 | 151.25 | 38.75 | 2
2022/23 | 151.75 | 38.75 | 1
2022/23 | 152.25 | 38.75 | 3
2022/23 | 152.75 | 38.75 | 1
2022/23 | 153.25 | 38.75 | 2
2022/23 | 153.75 | 38.75 | 3
2022/23 | 154.75 | 38.75 | 3
2022/23 | 155.25 | 38.75 | 3
2022/23 | 155.75 | 38.75 | 4
2022/23 | 156.25 | 38.75 | 3
2022/23 | 156.75 | 38.75 | 5
2022/23 | 157.25 | 38.75 | 1
2022/23 | 157.75 | 38.75 | 3
2022/23 | 158.25 | 38.75 | 3
2022/23 | 158.75 | 38.75 | 1
2022/23 | 159.25 | 38.75 | 2
2022/23 | 159.75 | 38.75 | 1
2022/23 | 160.75 | 38.75 | 1
2022/23 | 161.25 | 38.75 | 2
2022/23 | 162.25 | 38.75 | 2
2022/23 | 162.75 | 38.75 | 1
2022/23 | 163.25 | 38.75 | 1
2022/23 | 163.75 | 38.75 | 1
2022/23 | 164.25 | 38.75 | 1
2022/23 | 164.75 | 38.75 | 3
2022/23 | 165.25 | 38.75 | 2
2022/23 | 166.75 | 38.75 | 2
2022/23 | 167.75 | 38.75 | 2
2022/23 | 168.25 | 38.75 | 1
2022/23 | 168.75 | 38.75 | 1
2022/23 | 169.25 | 38.75 | 3
2022/23 | 169.75 | 38.75 | 1
2022/23 | 170.25 | 38.75 | 4
2022/23 | 171.75 | 38.75 | 1
2022/23 | 172.25 | 38.75 | 1
2022/23 | 173.25 | 38.75 | 4
2022/23 | 174.25 | 38.75 | 2
2022/23 | 174.75 | 38.75 | 1
2022/23 | 175.25 | 38.75 | 1
2022/23 | 176.25 | 38.75 | 1
2022/23 | 176.75 | 38.75 | 1
2022/23 | 177.25 | 38.75 | 1
2022/23 | 179.25 | 38.75 | 1
2022/23 | 179.75 | 38.75 | 1
2022/23 | 180.75 | 38.75 | 1
2022/23 | 181.25 | 38.75 | 1
2022/23 | 182.75 | 38.75 | 1
2022/23 | 183.25 | 38.75 | 1
2022/23 | 183.75 | 38.75 | 2
2022/23 | 184.25 | 38.75 | 1
2022/23 | 185.25 | 38.75 | 1
2022/23 | 185.75 | 38.75 | 1
2022/23 | 186.75 | 38.75 | 1
2022/23 | 187.75 | 38.75 | 1
2022/23 | 188.75 | 38.75 | 1
2022/23 | 189.75 | 38.75 | 1
2022/23 | 190.25 | 38.75 | 1
2022/23 | 192.75 | 38.75 | 1
2022/23 | 194.75 | 38.75 | 1
2022/23 | 201.75 | 38.75 | 1
2022/23 | 214.75 | 38.75 | 1
2022/23 | 222.75 | 38.75 | 1
2022/23 | 227.25 | 38.75 | 1
2022/23 | 234.75 | 38.75 | 1
2022/23 | 247.25 | 38.75 | 1
2022/23 | 257.75 | 38.75 | 1
2022/23 | 303.75 | 38.75 | 1
2022/23 | 79.25 | 39.25 | 1
2022/23 | 80.25 | 39.25 | 1
2022/23 | 86.25 | 39.25 | 1
2022/23 | 87.75 | 39.25 | 1
2022/23 | 89.25 | 39.25 | 1
2022/23 | 90.25 | 39.25 | 1
2022/23 | 90.75 | 39.25 | 1
2022/23 | 93.25 | 39.25 | 2
2022/23 | 93.75 | 39.25 | 1
2022/23 | 94.25 | 39.25 | 1
2022/23 | 94.75 | 39.25 | 1
2022/23 | 95.75 | 39.25 | 2
2022/23 | 96.75 | 39.25 | 2
2022/23 | 97.25 | 39.25 | 2
2022/23 | 97.75 | 39.25 | 1
2022/23 | 98.25 | 39.25 | 1
2022/23 | 99.25 | 39.25 | 1
2022/23 | 99.75 | 39.25 | 4
2022/23 | 100.25 | 39.25 | 3
2022/23 | 101.25 | 39.25 | 2
2022/23 | 101.75 | 39.25 | 4
2022/23 | 102.75 | 39.25 | 4
2022/23 | 103.75 | 39.25 | 4
2022/23 | 104.25 | 39.25 | 2
2022/23 | 104.75 | 39.25 | 1
2022/23 | 105.25 | 39.25 | 3
2022/23 | 105.75 | 39.25 | 2
2022/23 | 106.25 | 39.25 | 3
2022/23 | 106.75 | 39.25 | 2
2022/23 | 107.25 | 39.25 | 2
2022/23 | 107.75 | 39.25 | 1
2022/23 | 108.25 | 39.25 | 6
2022/23 | 108.75 | 39.25 | 2
2022/23 | 109.75 | 39.25 | 2
2022/23 | 110.25 | 39.25 | 3
2022/23 | 111.25 | 39.25 | 2
2022/23 | 111.75 | 39.25 | 2
2022/23 | 112.25 | 39.25 | 7
2022/23 | 112.75 | 39.25 | 4
2022/23 | 113.25 | 39.25 | 1
2022/23 | 113.75 | 39.25 | 2
2022/23 | 114.25 | 39.25 | 2
2022/23 | 114.75 | 39.25 | 4
2022/23 | 115.25 | 39.25 | 7
2022/23 | 115.75 | 39.25 | 2
2022/23 | 116.25 | 39.25 | 3
2022/23 | 116.75 | 39.25 | 5
2022/23 | 117.25 | 39.25 | 2
2022/23 | 117.75 | 39.25 | 2
2022/23 | 118.25 | 39.25 | 3
2022/23 | 118.75 | 39.25 | 1
2022/23 | 119.25 | 39.25 | 2
2022/23 | 119.75 | 39.25 | 7
2022/23 | 120.25 | 39.25 | 4
2022/23 | 120.75 | 39.25 | 8
2022/23 | 121.25 | 39.25 | 4
2022/23 | 121.75 | 39.25 | 2
2022/23 | 122.25 | 39.25 | 4
2022/23 | 122.75 | 39.25 | 4
2022/23 | 123.25 | 39.25 | 4
2022/23 | 123.75 | 39.25 | 5
2022/23 | 124.25 | 39.25 | 1
2022/23 | 124.75 | 39.25 | 4
2022/23 | 125.25 | 39.25 | 1
2022/23 | 125.75 | 39.25 | 3
2022/23 | 126.25 | 39.25 | 9
2022/23 | 126.75 | 39.25 | 1
2022/23 | 127.25 | 39.25 | 3
2022/23 | 127.75 | 39.25 | 4
2022/23 | 128.25 | 39.25 | 1
2022/23 | 128.75 | 39.25 | 3
2022/23 | 129.25 | 39.25 | 5
2022/23 | 129.75 | 39.25 | 4
2022/23 | 130.25 | 39.25 | 2
2022/23 | 130.75 | 39.25 | 7
2022/23 | 131.25 | 39.25 | 7
2022/23 | 131.75 | 39.25 | 1
2022/23 | 132.25 | 39.25 | 4
2022/23 | 132.75 | 39.25 | 5
2022/23 | 133.25 | 39.25 | 6
2022/23 | 133.75 | 39.25 | 4
2022/23 | 134.25 | 39.25 | 2
2022/23 | 134.75 | 39.25 | 4
2022/23 | 135.25 | 39.25 | 4
2022/23 | 135.75 | 39.25 | 4
2022/23 | 136.75 | 39.25 | 5
2022/23 | 137.25 | 39.25 | 6
2022/23 | 137.75 | 39.25 | 5
2022/23 | 138.25 | 39.25 | 4
2022/23 | 138.75 | 39.25 | 3
2022/23 | 139.25 | 39.25 | 1
2022/23 | 139.75 | 39.25 | 2
2022/23 | 140.25 | 39.25 | 2
2022/23 | 140.75 | 39.25 | 5
2022/23 | 141.25 | 39.25 | 10
2022/23 | 141.75 | 39.25 | 4
2022/23 | 142.25 | 39.25 | 3
2022/23 | 142.75 | 39.25 | 2
2022/23 | 143.75 | 39.25 | 5
2022/23 | 144.25 | 39.25 | 5
2022/23 | 144.75 | 39.25 | 2
2022/23 | 145.25 | 39.25 | 1
2022/23 | 145.75 | 39.25 | 1
2022/23 | 146.25 | 39.25 | 4
2022/23 | 146.75 | 39.25 | 3
2022/23 | 147.25 | 39.25 | 3
2022/23 | 147.75 | 39.25 | 4
2022/23 | 148.25 | 39.25 | 4
2022/23 | 148.75 | 39.25 | 2
2022/23 | 149.25 | 39.25 | 3
2022/23 | 149.75 | 39.25 | 5
2022/23 | 150.25 | 39.25 | 1
2022/23 | 150.75 | 39.25 | 5
2022/23 | 151.25 | 39.25 | 5
2022/23 | 151.75 | 39.25 | 3
2022/23 | 152.75 | 39.25 | 6
2022/23 | 153.25 | 39.25 | 3
2022/23 | 153.75 | 39.25 | 1
2022/23 | 154.25 | 39.25 | 2
2022/23 | 154.75 | 39.25 | 2
2022/23 | 155.25 | 39.25 | 2
2022/23 | 155.75 | 39.25 | 1
2022/23 | 156.25 | 39.25 | 1
2022/23 | 156.75 | 39.25 | 7
2022/23 | 157.25 | 39.25 | 1
2022/23 | 158.25 | 39.25 | 1
2022/23 | 158.75 | 39.25 | 1
2022/23 | 159.25 | 39.25 | 4
2022/23 | 159.75 | 39.25 | 3
2022/23 | 160.25 | 39.25 | 2
2022/23 | 161.25 | 39.25 | 5
2022/23 | 161.75 | 39.25 | 3
2022/23 | 162.25 | 39.25 | 3
2022/23 | 162.75 | 39.25 | 1
2022/23 | 163.25 | 39.25 | 3
2022/23 | 163.75 | 39.25 | 1
2022/23 | 164.75 | 39.25 | 1
2022/23 | 165.25 | 39.25 | 4
2022/23 | 165.75 | 39.25 | 4
2022/23 | 166.25 | 39.25 | 2
2022/23 | 166.75 | 39.25 | 3
2022/23 | 167.25 | 39.25 | 3
2022/23 | 168.25 | 39.25 | 1
2022/23 | 168.75 | 39.25 | 1
2022/23 | 169.25 | 39.25 | 1
2022/23 | 169.75 | 39.25 | 4
2022/23 | 170.25 | 39.25 | 3
2022/23 | 170.75 | 39.25 | 5
2022/23 | 171.25 | 39.25 | 1
2022/23 | 171.75 | 39.25 | 1
2022/23 | 172.25 | 39.25 | 1
2022/23 | 172.75 | 39.25 | 2
2022/23 | 173.25 | 39.25 | 1
2022/23 | 173.75 | 39.25 | 2
2022/23 | 175.25 | 39.25 | 1
2022/23 | 175.75 | 39.25 | 2
2022/23 | 176.25 | 39.25 | 1
2022/23 | 176.75 | 39.25 | 2
2022/23 | 177.75 | 39.25 | 4
2022/23 | 179.25 | 39.25 | 2
2022/23 | 180.75 | 39.25 | 1
2022/23 | 184.25 | 39.25 | 1
2022/23 | 184.75 | 39.25 | 3
2022/23 | 185.75 | 39.25 | 1
2022/23 | 186.25 | 39.25 | 1
2022/23 | 186.75 | 39.25 | 2
2022/23 | 187.25 | 39.25 | 1
2022/23 | 187.75 | 39.25 | 2
2022/23 | 189.75 | 39.25 | 1
2022/23 | 193.75 | 39.25 | 1
2022/23 | 202.75 | 39.25 | 1
2022/23 | 208.75 | 39.25 | 1
2022/23 | 209.25 | 39.25 | 1
2022/23 | 210.75 | 39.25 | 1
2022/23 | 214.75 | 39.25 | 1
2022/23 | 216.75 | 39.25 | 1
2022/23 | 221.25 | 39.25 | 1
2022/23 | 221.75 | 39.25 | 1
2022/23 | 222.25 | 39.25 | 1
2022/23 | 223.25 | 39.25 | 1
2022/23 | 224.75 | 39.25 | 1
2022/23 | 242.75 | 39.25 | 1
2022/23 | 258.75 | 39.25 | 1
2022/23 | 88.25 | 39.75 | 1
2022/23 | 88.75 | 39.75 | 1
2022/23 | 90.25 | 39.75 | 2
2022/23 | 92.25 | 39.75 | 1
2022/23 | 94.25 | 39.75 | 1
2022/23 | 94.75 | 39.75 | 2
2022/23 | 96.25 | 39.75 | 2
2022/23 | 96.75 | 39.75 | 3
2022/23 | 97.25 | 39.75 | 1
2022/23 | 97.75 | 39.75 | 2
2022/23 | 98.25 | 39.75 | 2
2022/23 | 98.75 | 39.75 | 3
2022/23 | 100.25 | 39.75 | 2
2022/23 | 101.25 | 39.75 | 1
2022/23 | 101.75 | 39.75 | 3
2022/23 | 102.25 | 39.75 | 2
2022/23 | 102.75 | 39.75 | 1
2022/23 | 103.25 | 39.75 | 4
2022/23 | 103.75 | 39.75 | 2
2022/23 | 104.25 | 39.75 | 1
2022/23 | 104.75 | 39.75 | 3
2022/23 | 105.25 | 39.75 | 3
2022/23 | 105.75 | 39.75 | 4
2022/23 | 106.25 | 39.75 | 2
2022/23 | 106.75 | 39.75 | 2
2022/23 | 107.25 | 39.75 | 4
2022/23 | 107.75 | 39.75 | 8
2022/23 | 108.25 | 39.75 | 2
2022/23 | 108.75 | 39.75 | 4
2022/23 | 109.25 | 39.75 | 4
2022/23 | 109.75 | 39.75 | 1
2022/23 | 110.25 | 39.75 | 1
2022/23 | 110.75 | 39.75 | 4
2022/23 | 111.25 | 39.75 | 5
2022/23 | 111.75 | 39.75 | 4
2022/23 | 112.75 | 39.75 | 4
2022/23 | 113.25 | 39.75 | 2
2022/23 | 113.75 | 39.75 | 4
2022/23 | 114.25 | 39.75 | 3
2022/23 | 114.75 | 39.75 | 3
2022/23 | 115.25 | 39.75 | 2
2022/23 | 115.75 | 39.75 | 7
2022/23 | 116.25 | 39.75 | 6
2022/23 | 116.75 | 39.75 | 3
2022/23 | 117.25 | 39.75 | 2
2022/23 | 117.75 | 39.75 | 5
2022/23 | 118.25 | 39.75 | 3
2022/23 | 118.75 | 39.75 | 2
2022/23 | 119.25 | 39.75 | 2
2022/23 | 119.75 | 39.75 | 1
2022/23 | 120.25 | 39.75 | 3
2022/23 | 120.75 | 39.75 | 1
2022/23 | 121.25 | 39.75 | 5
2022/23 | 121.75 | 39.75 | 4
2022/23 | 122.25 | 39.75 | 4
2022/23 | 122.75 | 39.75 | 2
2022/23 | 123.25 | 39.75 | 7
2022/23 | 123.75 | 39.75 | 5
2022/23 | 124.25 | 39.75 | 5
2022/23 | 124.75 | 39.75 | 6
2022/23 | 125.25 | 39.75 | 2
2022/23 | 125.75 | 39.75 | 1
2022/23 | 126.25 | 39.75 | 5
2022/23 | 126.75 | 39.75 | 7
2022/23 | 127.25 | 39.75 | 5
2022/23 | 127.75 | 39.75 | 2
2022/23 | 128.25 | 39.75 | 4
2022/23 | 128.75 | 39.75 | 4
2022/23 | 129.25 | 39.75 | 3
2022/23 | 129.75 | 39.75 | 8
2022/23 | 130.25 | 39.75 | 2
2022/23 | 130.75 | 39.75 | 2
2022/23 | 131.25 | 39.75 | 4
2022/23 | 131.75 | 39.75 | 7
2022/23 | 132.25 | 39.75 | 3
2022/23 | 132.75 | 39.75 | 3
2022/23 | 133.25 | 39.75 | 6
2022/23 | 133.75 | 39.75 | 6
2022/23 | 134.25 | 39.75 | 3
2022/23 | 134.75 | 39.75 | 6
2022/23 | 135.25 | 39.75 | 3
2022/23 | 135.75 | 39.75 | 2
2022/23 | 136.25 | 39.75 | 2
2022/23 | 136.75 | 39.75 | 5
2022/23 | 137.25 | 39.75 | 4
2022/23 | 137.75 | 39.75 | 6
2022/23 | 138.25 | 39.75 | 8
2022/23 | 138.75 | 39.75 | 2
2022/23 | 139.25 | 39.75 | 6
2022/23 | 139.75 | 39.75 | 6
2022/23 | 140.25 | 39.75 | 7
2022/23 | 140.75 | 39.75 | 7
2022/23 | 141.25 | 39.75 | 10
2022/23 | 141.75 | 39.75 | 5
2022/23 | 142.25 | 39.75 | 4
2022/23 | 142.75 | 39.75 | 2
2022/23 | 143.25 | 39.75 | 2
2022/23 | 143.75 | 39.75 | 3
2022/23 | 144.25 | 39.75 | 6
2022/23 | 144.75 | 39.75 | 6
2022/23 | 145.25 | 39.75 | 4
2022/23 | 145.75 | 39.75 | 2
2022/23 | 146.25 | 39.75 | 2
2022/23 | 146.75 | 39.75 | 5
2022/23 | 147.25 | 39.75 | 3
2022/23 | 147.75 | 39.75 | 4
2022/23 | 148.25 | 39.75 | 4
2022/23 | 148.75 | 39.75 | 2
2022/23 | 149.25 | 39.75 | 3
2022/23 | 149.75 | 39.75 | 3
2022/23 | 150.25 | 39.75 | 3
2022/23 | 151.25 | 39.75 | 3
2022/23 | 151.75 | 39.75 | 6
2022/23 | 152.25 | 39.75 | 5
2022/23 | 152.75 | 39.75 | 9
2022/23 | 153.25 | 39.75 | 3
2022/23 | 153.75 | 39.75 | 1
2022/23 | 154.25 | 39.75 | 4
2022/23 | 154.75 | 39.75 | 1
2022/23 | 155.25 | 39.75 | 3
2022/23 | 155.75 | 39.75 | 2
2022/23 | 156.25 | 39.75 | 1
2022/23 | 156.75 | 39.75 | 2
2022/23 | 157.25 | 39.75 | 2
2022/23 | 157.75 | 39.75 | 1
2022/23 | 158.25 | 39.75 | 3
2022/23 | 158.75 | 39.75 | 1
2022/23 | 159.25 | 39.75 | 5
2022/23 | 159.75 | 39.75 | 5
2022/23 | 160.25 | 39.75 | 3
2022/23 | 161.25 | 39.75 | 4
2022/23 | 161.75 | 39.75 | 3
2022/23 | 162.75 | 39.75 | 1
2022/23 | 163.75 | 39.75 | 1
2022/23 | 164.25 | 39.75 | 2
2022/23 | 164.75 | 39.75 | 1
2022/23 | 165.25 | 39.75 | 4
2022/23 | 166.25 | 39.75 | 3
2022/23 | 166.75 | 39.75 | 3
2022/23 | 167.75 | 39.75 | 1
2022/23 | 169.25 | 39.75 | 1
2022/23 | 169.75 | 39.75 | 1
2022/23 | 170.25 | 39.75 | 2
2022/23 | 170.75 | 39.75 | 1
2022/23 | 171.25 | 39.75 | 1
2022/23 | 171.75 | 39.75 | 2
2022/23 | 172.25 | 39.75 | 2
2022/23 | 172.75 | 39.75 | 3
2022/23 | 173.25 | 39.75 | 1
2022/23 | 174.25 | 39.75 | 2
2022/23 | 174.75 | 39.75 | 1
2022/23 | 175.75 | 39.75 | 2
2022/23 | 176.25 | 39.75 | 1
2022/23 | 176.75 | 39.75 | 1
2022/23 | 178.25 | 39.75 | 2
2022/23 | 179.25 | 39.75 | 1
2022/23 | 180.25 | 39.75 | 1
2022/23 | 181.25 | 39.75 | 2
2022/23 | 182.75 | 39.75 | 1
2022/23 | 184.25 | 39.75 | 1
2022/23 | 185.75 | 39.75 | 1
2022/23 | 186.25 | 39.75 | 1
2022/23 | 187.75 | 39.75 | 1
2022/23 | 188.25 | 39.75 | 1
2022/23 | 188.75 | 39.75 | 1
2022/23 | 189.25 | 39.75 | 1
2022/23 | 192.25 | 39.75 | 1
2022/23 | 192.75 | 39.75 | 2
2022/23 | 194.25 | 39.75 | 1
2022/23 | 195.75 | 39.75 | 1
2022/23 | 198.25 | 39.75 | 1
2022/23 | 202.75 | 39.75 | 1
2022/23 | 203.75 | 39.75 | 1
2022/23 | 209.25 | 39.75 | 1
2022/23 | 212.25 | 39.75 | 1
2022/23 | 213.75 | 39.75 | 1
2022/23 | 214.25 | 39.75 | 1
2022/23 | 217.25 | 39.75 | 1
2022/23 | 218.25 | 39.75 | 1
2022/23 | 220.25 | 39.75 | 1
2022/23 | 223.75 | 39.75 | 1
2022/23 | 224.25 | 39.75 | 1
2022/23 | 225.25 | 39.75 | 1
2022/23 | 230.75 | 39.75 | 1
2022/23 | 237.25 | 39.75 | 1
2022/23 | 239.25 | 39.75 | 1
2022/23 | 261.75 | 39.75 | 1
2022/23 | 263.75 | 39.75 | 1
2022/23 | 270.25 | 39.75 | 1
2022/23 | 79.75 | 40.25 | 1
2022/23 | 89.25 | 40.25 | 1
2022/23 | 91.25 | 40.25 | 1
2022/23 | 93.75 | 40.25 | 1
2022/23 | 94.25 | 40.25 | 1
2022/23 | 95.25 | 40.25 | 1
2022/23 | 95.75 | 40.25 | 1
2022/23 | 96.25 | 40.25 | 1
2022/23 | 96.75 | 40.25 | 1
2022/23 | 97.25 | 40.25 | 2
2022/23 | 98.25 | 40.25 | 3
2022/23 | 99.25 | 40.25 | 1
2022/23 | 99.75 | 40.25 | 1
2022/23 | 100.25 | 40.25 | 2
2022/23 | 101.25 | 40.25 | 1
2022/23 | 101.75 | 40.25 | 1
2022/23 | 102.25 | 40.25 | 2
2022/23 | 102.75 | 40.25 | 3
2022/23 | 103.25 | 40.25 | 5
2022/23 | 104.25 | 40.25 | 1
2022/23 | 104.75 | 40.25 | 2
2022/23 | 105.25 | 40.25 | 4
2022/23 | 105.75 | 40.25 | 2
2022/23 | 106.25 | 40.25 | 4
2022/23 | 106.75 | 40.25 | 2
2022/23 | 107.25 | 40.25 | 4
2022/23 | 107.75 | 40.25 | 2
2022/23 | 108.25 | 40.25 | 3
2022/23 | 108.75 | 40.25 | 4
2022/23 | 109.25 | 40.25 | 3
2022/23 | 109.75 | 40.25 | 5
2022/23 | 110.25 | 40.25 | 3
2022/23 | 110.75 | 40.25 | 5
2022/23 | 111.25 | 40.25 | 5
2022/23 | 111.75 | 40.25 | 2
2022/23 | 112.25 | 40.25 | 4
2022/23 | 112.75 | 40.25 | 3
2022/23 | 113.25 | 40.25 | 7
2022/23 | 113.75 | 40.25 | 3
2022/23 | 114.25 | 40.25 | 1
2022/23 | 114.75 | 40.25 | 3
2022/23 | 115.25 | 40.25 | 3
2022/23 | 115.75 | 40.25 | 2
2022/23 | 116.25 | 40.25 | 4
2022/23 | 116.75 | 40.25 | 7
2022/23 | 117.25 | 40.25 | 2
2022/23 | 117.75 | 40.25 | 5
2022/23 | 118.75 | 40.25 | 3
2022/23 | 119.25 | 40.25 | 1
2022/23 | 119.75 | 40.25 | 1
2022/23 | 120.25 | 40.25 | 2
2022/23 | 120.75 | 40.25 | 2
2022/23 | 121.25 | 40.25 | 3
2022/23 | 121.75 | 40.25 | 8
2022/23 | 122.25 | 40.25 | 3
2022/23 | 122.75 | 40.25 | 4
2022/23 | 123.25 | 40.25 | 5
2022/23 | 123.75 | 40.25 | 5
2022/23 | 124.25 | 40.25 | 7
2022/23 | 124.75 | 40.25 | 1
2022/23 | 125.25 | 40.25 | 6
2022/23 | 125.75 | 40.25 | 2
2022/23 | 126.25 | 40.25 | 2
2022/23 | 126.75 | 40.25 | 6
2022/23 | 127.25 | 40.25 | 4
2022/23 | 127.75 | 40.25 | 5
2022/23 | 128.25 | 40.25 | 4
2022/23 | 128.75 | 40.25 | 2
2022/23 | 129.25 | 40.25 | 5
2022/23 | 129.75 | 40.25 | 5
2022/23 | 130.25 | 40.25 | 5
2022/23 | 130.75 | 40.25 | 4
2022/23 | 131.25 | 40.25 | 8
2022/23 | 131.75 | 40.25 | 8
2022/23 | 132.25 | 40.25 | 4
2022/23 | 132.75 | 40.25 | 7
2022/23 | 133.25 | 40.25 | 5
2022/23 | 133.75 | 40.25 | 2
2022/23 | 134.25 | 40.25 | 3
2022/23 | 134.75 | 40.25 | 4
2022/23 | 135.25 | 40.25 | 2
2022/23 | 135.75 | 40.25 | 10
2022/23 | 136.25 | 40.25 | 3
2022/23 | 136.75 | 40.25 | 4
2022/23 | 137.25 | 40.25 | 5
2022/23 | 137.75 | 40.25 | 2
2022/23 | 138.75 | 40.25 | 3
2022/23 | 139.25 | 40.25 | 6
2022/23 | 139.75 | 40.25 | 3
2022/23 | 140.25 | 40.25 | 6
2022/23 | 140.75 | 40.25 | 4
2022/23 | 141.25 | 40.25 | 6
2022/23 | 141.75 | 40.25 | 10
2022/23 | 142.25 | 40.25 | 4
2022/23 | 142.75 | 40.25 | 5
2022/23 | 143.25 | 40.25 | 6
2022/23 | 143.75 | 40.25 | 3
2022/23 | 144.25 | 40.25 | 6
2022/23 | 144.75 | 40.25 | 4
2022/23 | 145.25 | 40.25 | 6
2022/23 | 145.75 | 40.25 | 4
2022/23 | 146.25 | 40.25 | 7
2022/23 | 146.75 | 40.25 | 3
2022/23 | 147.25 | 40.25 | 5
2022/23 | 147.75 | 40.25 | 4
2022/23 | 148.25 | 40.25 | 1
2022/23 | 148.75 | 40.25 | 4
2022/23 | 149.25 | 40.25 | 1
2022/23 | 149.75 | 40.25 | 4
2022/23 | 150.25 | 40.25 | 1
2022/23 | 150.75 | 40.25 | 2
2022/23 | 151.25 | 40.25 | 5
2022/23 | 151.75 | 40.25 | 7
2022/23 | 152.25 | 40.25 | 3
2022/23 | 152.75 | 40.25 | 6
2022/23 | 153.25 | 40.25 | 6
2022/23 | 154.25 | 40.25 | 6
2022/23 | 154.75 | 40.25 | 4
2022/23 | 155.25 | 40.25 | 3
2022/23 | 155.75 | 40.25 | 3
2022/23 | 156.25 | 40.25 | 3
2022/23 | 156.75 | 40.25 | 5
2022/23 | 157.25 | 40.25 | 1
2022/23 | 157.75 | 40.25 | 6
2022/23 | 158.25 | 40.25 | 3
2022/23 | 158.75 | 40.25 | 3
2022/23 | 159.75 | 40.25 | 5
2022/23 | 160.25 | 40.25 | 5
2022/23 | 161.25 | 40.25 | 5
2022/23 | 161.75 | 40.25 | 2
2022/23 | 162.25 | 40.25 | 3
2022/23 | 162.75 | 40.25 | 3
2022/23 | 163.25 | 40.25 | 6
2022/23 | 163.75 | 40.25 | 2
2022/23 | 164.25 | 40.25 | 4
2022/23 | 164.75 | 40.25 | 3
2022/23 | 165.75 | 40.25 | 2
2022/23 | 166.25 | 40.25 | 5
2022/23 | 166.75 | 40.25 | 4
2022/23 | 167.25 | 40.25 | 4
2022/23 | 167.75 | 40.25 | 3
2022/23 | 168.25 | 40.25 | 1
2022/23 | 168.75 | 40.25 | 3
2022/23 | 169.25 | 40.25 | 3
2022/23 | 169.75 | 40.25 | 1
2022/23 | 170.25 | 40.25 | 2
2022/23 | 170.75 | 40.25 | 2
2022/23 | 171.25 | 40.25 | 2
2022/23 | 172.25 | 40.25 | 1
2022/23 | 172.75 | 40.25 | 1
2022/23 | 173.25 | 40.25 | 3
2022/23 | 174.25 | 40.25 | 3
2022/23 | 174.75 | 40.25 | 1
2022/23 | 175.25 | 40.25 | 2
2022/23 | 175.75 | 40.25 | 1
2022/23 | 176.25 | 40.25 | 2
2022/23 | 176.75 | 40.25 | 2
2022/23 | 177.25 | 40.25 | 1
2022/23 | 177.75 | 40.25 | 1
2022/23 | 178.25 | 40.25 | 1
2022/23 | 178.75 | 40.25 | 3
2022/23 | 179.25 | 40.25 | 1
2022/23 | 179.75 | 40.25 | 2
2022/23 | 180.25 | 40.25 | 1
2022/23 | 181.75 | 40.25 | 1
2022/23 | 182.25 | 40.25 | 2
2022/23 | 184.75 | 40.25 | 1
2022/23 | 185.25 | 40.25 | 1
2022/23 | 185.75 | 40.25 | 2
2022/23 | 186.25 | 40.25 | 1
2022/23 | 186.75 | 40.25 | 1
2022/23 | 188.25 | 40.25 | 3
2022/23 | 191.25 | 40.25 | 1
2022/23 | 194.75 | 40.25 | 1
2022/23 | 195.75 | 40.25 | 1
2022/23 | 198.25 | 40.25 | 1
2022/23 | 199.25 | 40.25 | 1
2022/23 | 200.25 | 40.25 | 1
2022/23 | 202.25 | 40.25 | 1
2022/23 | 203.25 | 40.25 | 1
2022/23 | 203.75 | 40.25 | 1
2022/23 | 213.75 | 40.25 | 1
2022/23 | 214.25 | 40.25 | 1
2022/23 | 214.75 | 40.25 | 1
2022/23 | 215.75 | 40.25 | 1
2022/23 | 218.25 | 40.25 | 1
2022/23 | 219.25 | 40.25 | 1
2022/23 | 221.25 | 40.25 | 1
2022/23 | 222.25 | 40.25 | 1
2022/23 | 222.75 | 40.25 | 2
2022/23 | 224.25 | 40.25 | 1
2022/23 | 225.75 | 40.25 | 1
2022/23 | 228.75 | 40.25 | 1
2022/23 | 233.75 | 40.25 | 1
2022/23 | 235.75 | 40.25 | 2
2022/23 | 236.75 | 40.25 | 1
2022/23 | 237.25 | 40.25 | 1
2022/23 | 247.25 | 40.25 | 1
2022/23 | 266.25 | 40.25 | 1
2022/23 | 81.25 | 40.75 | 1
2022/23 | 84.75 | 40.75 | 1
2022/23 | 87.25 | 40.75 | 1
2022/23 | 87.75 | 40.75 | 1
2022/23 | 89.25 | 40.75 | 1
2022/23 | 92.25 | 40.75 | 1
2022/23 | 93.25 | 40.75 | 1
2022/23 | 94.25 | 40.75 | 1
2022/23 | 94.75 | 40.75 | 1
2022/23 | 95.75 | 40.75 | 1
2022/23 | 96.25 | 40.75 | 2
2022/23 | 97.25 | 40.75 | 1
2022/23 | 97.75 | 40.75 | 2
2022/23 | 98.25 | 40.75 | 1
2022/23 | 98.75 | 40.75 | 3
2022/23 | 99.25 | 40.75 | 1
2022/23 | 99.75 | 40.75 | 3
2022/23 | 100.25 | 40.75 | 1
2022/23 | 100.75 | 40.75 | 3
2022/23 | 101.25 | 40.75 | 1
2022/23 | 101.75 | 40.75 | 5
2022/23 | 102.25 | 40.75 | 3
2022/23 | 102.75 | 40.75 | 5
2022/23 | 103.25 | 40.75 | 3
2022/23 | 103.75 | 40.75 | 1
2022/23 | 104.75 | 40.75 | 1
2022/23 | 105.25 | 40.75 | 2
2022/23 | 105.75 | 40.75 | 2
2022/23 | 106.25 | 40.75 | 9
2022/23 | 106.75 | 40.75 | 1
2022/23 | 107.25 | 40.75 | 4
2022/23 | 107.75 | 40.75 | 1
2022/23 | 108.25 | 40.75 | 2
2022/23 | 108.75 | 40.75 | 5
2022/23 | 109.25 | 40.75 | 4
2022/23 | 109.75 | 40.75 | 9
2022/23 | 110.25 | 40.75 | 3
2022/23 | 110.75 | 40.75 | 2
2022/23 | 111.25 | 40.75 | 5
2022/23 | 111.75 | 40.75 | 3
2022/23 | 112.25 | 40.75 | 1
2022/23 | 112.75 | 40.75 | 7
2022/23 | 113.25 | 40.75 | 1
2022/23 | 113.75 | 40.75 | 3
2022/23 | 114.25 | 40.75 | 9
2022/23 | 114.75 | 40.75 | 3
2022/23 | 115.25 | 40.75 | 3
2022/23 | 115.75 | 40.75 | 7
2022/23 | 116.25 | 40.75 | 10
2022/23 | 116.75 | 40.75 | 4
2022/23 | 117.25 | 40.75 | 8
2022/23 | 117.75 | 40.75 | 4
2022/23 | 118.25 | 40.75 | 2
2022/23 | 118.75 | 40.75 | 4
2022/23 | 119.25 | 40.75 | 9
2022/23 | 119.75 | 40.75 | 1
2022/23 | 120.25 | 40.75 | 5
2022/23 | 120.75 | 40.75 | 6
2022/23 | 121.25 | 40.75 | 6
2022/23 | 121.75 | 40.75 | 4
2022/23 | 122.25 | 40.75 | 5
2022/23 | 122.75 | 40.75 | 5
2022/23 | 123.25 | 40.75 | 3
2022/23 | 123.75 | 40.75 | 7
2022/23 | 124.25 | 40.75 | 5
2022/23 | 124.75 | 40.75 | 4
2022/23 | 125.75 | 40.75 | 6
2022/23 | 126.25 | 40.75 | 4
2022/23 | 126.75 | 40.75 | 4
2022/23 | 127.25 | 40.75 | 6
2022/23 | 127.75 | 40.75 | 2
2022/23 | 128.25 | 40.75 | 7
2022/23 | 128.75 | 40.75 | 5
2022/23 | 129.25 | 40.75 | 3
2022/23 | 129.75 | 40.75 | 7
2022/23 | 130.25 | 40.75 | 2
2022/23 | 130.75 | 40.75 | 3
2022/23 | 131.25 | 40.75 | 3
2022/23 | 131.75 | 40.75 | 7
2022/23 | 132.25 | 40.75 | 3
2022/23 | 132.75 | 40.75 | 5
2022/23 | 133.25 | 40.75 | 10
2022/23 | 133.75 | 40.75 | 4
2022/23 | 134.25 | 40.75 | 5
2022/23 | 134.75 | 40.75 | 2
2022/23 | 135.25 | 40.75 | 1
2022/23 | 135.75 | 40.75 | 4
2022/23 | 136.25 | 40.75 | 2
2022/23 | 136.75 | 40.75 | 7
2022/23 | 137.25 | 40.75 | 6
2022/23 | 137.75 | 40.75 | 5
2022/23 | 138.25 | 40.75 | 7
2022/23 | 138.75 | 40.75 | 3
2022/23 | 139.25 | 40.75 | 3
2022/23 | 139.75 | 40.75 | 3
2022/23 | 140.25 | 40.75 | 2
2022/23 | 140.75 | 40.75 | 5
2022/23 | 141.25 | 40.75 | 5
2022/23 | 141.75 | 40.75 | 2
2022/23 | 142.25 | 40.75 | 2
2022/23 | 142.75 | 40.75 | 7
2022/23 | 143.25 | 40.75 | 7
2022/23 | 143.75 | 40.75 | 8
2022/23 | 144.25 | 40.75 | 5
2022/23 | 144.75 | 40.75 | 7
2022/23 | 145.25 | 40.75 | 2
2022/23 | 145.75 | 40.75 | 2
2022/23 | 146.25 | 40.75 | 7
2022/23 | 146.75 | 40.75 | 4
2022/23 | 147.25 | 40.75 | 4
2022/23 | 147.75 | 40.75 | 3
2022/23 | 148.25 | 40.75 | 4
2022/23 | 148.75 | 40.75 | 3
2022/23 | 149.25 | 40.75 | 5
2022/23 | 149.75 | 40.75 | 2
2022/23 | 150.25 | 40.75 | 5
2022/23 | 150.75 | 40.75 | 6
2022/23 | 151.25 | 40.75 | 3
2022/23 | 151.75 | 40.75 | 7
2022/23 | 152.25 | 40.75 | 1
2022/23 | 152.75 | 40.75 | 5
2022/23 | 153.25 | 40.75 | 5
2022/23 | 153.75 | 40.75 | 1
2022/23 | 154.25 | 40.75 | 4
2022/23 | 154.75 | 40.75 | 1
2022/23 | 155.25 | 40.75 | 4
2022/23 | 155.75 | 40.75 | 4
2022/23 | 156.25 | 40.75 | 2
2022/23 | 156.75 | 40.75 | 1
2022/23 | 157.25 | 40.75 | 5
2022/23 | 158.25 | 40.75 | 5
2022/23 | 158.75 | 40.75 | 1
2022/23 | 159.25 | 40.75 | 2
2022/23 | 159.75 | 40.75 | 4
2022/23 | 160.25 | 40.75 | 6
2022/23 | 160.75 | 40.75 | 4
2022/23 | 161.25 | 40.75 | 9
2022/23 | 161.75 | 40.75 | 2
2022/23 | 162.25 | 40.75 | 4
2022/23 | 162.75 | 40.75 | 5
2022/23 | 163.25 | 40.75 | 3
2022/23 | 163.75 | 40.75 | 1
2022/23 | 164.25 | 40.75 | 3
2022/23 | 164.75 | 40.75 | 4
2022/23 | 165.25 | 40.75 | 3
2022/23 | 165.75 | 40.75 | 3
2022/23 | 166.25 | 40.75 | 1
2022/23 | 166.75 | 40.75 | 2
2022/23 | 167.25 | 40.75 | 2
2022/23 | 167.75 | 40.75 | 1
2022/23 | 168.25 | 40.75 | 2
2022/23 | 168.75 | 40.75 | 1
2022/23 | 169.25 | 40.75 | 5
2022/23 | 170.25 | 40.75 | 1
2022/23 | 170.75 | 40.75 | 5
2022/23 | 171.25 | 40.75 | 1
2022/23 | 171.75 | 40.75 | 1
2022/23 | 172.25 | 40.75 | 1
2022/23 | 173.25 | 40.75 | 2
2022/23 | 173.75 | 40.75 | 1
2022/23 | 174.25 | 40.75 | 1
2022/23 | 174.75 | 40.75 | 1
2022/23 | 176.25 | 40.75 | 2
2022/23 | 176.75 | 40.75 | 2
2022/23 | 177.25 | 40.75 | 2
2022/23 | 177.75 | 40.75 | 2
2022/23 | 178.75 | 40.75 | 1
2022/23 | 180.75 | 40.75 | 1
2022/23 | 181.75 | 40.75 | 1
2022/23 | 183.25 | 40.75 | 3
2022/23 | 183.75 | 40.75 | 1
2022/23 | 184.75 | 40.75 | 1
2022/23 | 185.25 | 40.75 | 1
2022/23 | 192.75 | 40.75 | 1
2022/23 | 195.25 | 40.75 | 1
2022/23 | 196.75 | 40.75 | 1
2022/23 | 197.25 | 40.75 | 2
2022/23 | 202.75 | 40.75 | 1
2022/23 | 203.25 | 40.75 | 1
2022/23 | 209.75 | 40.75 | 1
2022/23 | 210.25 | 40.75 | 1
2022/23 | 212.25 | 40.75 | 1
2022/23 | 215.25 | 40.75 | 1
2022/23 | 216.75 | 40.75 | 2
2022/23 | 221.75 | 40.75 | 1
2022/23 | 223.75 | 40.75 | 1
2022/23 | 228.25 | 40.75 | 1
2022/23 | 230.25 | 40.75 | 1
2022/23 | 231.75 | 40.75 | 1
2022/23 | 235.25 | 40.75 | 1
2022/23 | 242.75 | 40.75 | 1
2022/23 | 265.75 | 40.75 | 1
2022/23 | 280.75 | 40.75 | 1
2022/23 | 81.75 | 41.25 | 1
2022/23 | 84.25 | 41.25 | 1
2022/23 | 85.75 | 41.25 | 1
2022/23 | 87.25 | 41.25 | 1
2022/23 | 90.75 | 41.25 | 1
2022/23 | 91.25 | 41.25 | 2
2022/23 | 91.75 | 41.25 | 1
2022/23 | 92.75 | 41.25 | 1
2022/23 | 94.75 | 41.25 | 2
2022/23 | 95.75 | 41.25 | 4
2022/23 | 96.25 | 41.25 | 4
2022/23 | 96.75 | 41.25 | 2
2022/23 | 97.75 | 41.25 | 2
2022/23 | 98.25 | 41.25 | 2
2022/23 | 99.25 | 41.25 | 1
2022/23 | 99.75 | 41.25 | 3
2022/23 | 100.25 | 41.25 | 1
2022/23 | 100.75 | 41.25 | 1
2022/23 | 101.25 | 41.25 | 2
2022/23 | 101.75 | 41.25 | 2
2022/23 | 102.25 | 41.25 | 2
2022/23 | 102.75 | 41.25 | 1
2022/23 | 103.25 | 41.25 | 2
2022/23 | 103.75 | 41.25 | 3
2022/23 | 104.25 | 41.25 | 4
2022/23 | 104.75 | 41.25 | 1
2022/23 | 105.25 | 41.25 | 1
2022/23 | 105.75 | 41.25 | 4
2022/23 | 106.25 | 41.25 | 4
2022/23 | 106.75 | 41.25 | 4
2022/23 | 107.25 | 41.25 | 2
2022/23 | 107.75 | 41.25 | 1
2022/23 | 108.25 | 41.25 | 3
2022/23 | 108.75 | 41.25 | 6
2022/23 | 109.25 | 41.25 | 4
2022/23 | 109.75 | 41.25 | 2
2022/23 | 110.25 | 41.25 | 2
2022/23 | 110.75 | 41.25 | 5
2022/23 | 111.25 | 41.25 | 6
2022/23 | 111.75 | 41.25 | 5
2022/23 | 112.25 | 41.25 | 3
2022/23 | 112.75 | 41.25 | 5
2022/23 | 113.25 | 41.25 | 8
2022/23 | 113.75 | 41.25 | 5
2022/23 | 114.25 | 41.25 | 5
2022/23 | 114.75 | 41.25 | 5
2022/23 | 115.25 | 41.25 | 4
2022/23 | 115.75 | 41.25 | 6
2022/23 | 116.25 | 41.25 | 6
2022/23 | 116.75 | 41.25 | 4
2022/23 | 117.25 | 41.25 | 5
2022/23 | 117.75 | 41.25 | 4
2022/23 | 118.25 | 41.25 | 4
2022/23 | 118.75 | 41.25 | 4
2022/23 | 119.25 | 41.25 | 4
2022/23 | 119.75 | 41.25 | 4
2022/23 | 120.25 | 41.25 | 2
2022/23 | 120.75 | 41.25 | 7
2022/23 | 121.25 | 41.25 | 3
2022/23 | 121.75 | 41.25 | 2
2022/23 | 122.25 | 41.25 | 2
2022/23 | 122.75 | 41.25 | 7
2022/23 | 123.25 | 41.25 | 4
2022/23 | 123.75 | 41.25 | 6
2022/23 | 124.25 | 41.25 | 4
2022/23 | 124.75 | 41.25 | 4
2022/23 | 125.25 | 41.25 | 6
2022/23 | 125.75 | 41.25 | 4
2022/23 | 126.25 | 41.25 | 6
2022/23 | 126.75 | 41.25 | 7
2022/23 | 127.25 | 41.25 | 2
2022/23 | 127.75 | 41.25 | 2
2022/23 | 128.25 | 41.25 | 7
2022/23 | 128.75 | 41.25 | 5
2022/23 | 129.25 | 41.25 | 5
2022/23 | 129.75 | 41.25 | 7
2022/23 | 130.25 | 41.25 | 2
2022/23 | 130.75 | 41.25 | 6
2022/23 | 131.25 | 41.25 | 9
2022/23 | 131.75 | 41.25 | 2
2022/23 | 132.25 | 41.25 | 3
2022/23 | 132.75 | 41.25 | 3
2022/23 | 133.25 | 41.25 | 6
2022/23 | 133.75 | 41.25 | 3
2022/23 | 134.25 | 41.25 | 3
2022/23 | 134.75 | 41.25 | 5
2022/23 | 135.25 | 41.25 | 11
2022/23 | 135.75 | 41.25 | 9
2022/23 | 136.25 | 41.25 | 8
2022/23 | 136.75 | 41.25 | 10
2022/23 | 137.25 | 41.25 | 6
2022/23 | 137.75 | 41.25 | 2
2022/23 | 138.25 | 41.25 | 7
2022/23 | 138.75 | 41.25 | 9
2022/23 | 139.25 | 41.25 | 6
2022/23 | 139.75 | 41.25 | 3
2022/23 | 140.25 | 41.25 | 12
2022/23 | 140.75 | 41.25 | 3
2022/23 | 141.25 | 41.25 | 3
2022/23 | 141.75 | 41.25 | 7
2022/23 | 142.25 | 41.25 | 6
2022/23 | 142.75 | 41.25 | 7
2022/23 | 143.25 | 41.25 | 5
2022/23 | 143.75 | 41.25 | 12
2022/23 | 144.25 | 41.25 | 9
2022/23 | 144.75 | 41.25 | 5
2022/23 | 145.25 | 41.25 | 7
2022/23 | 145.75 | 41.25 | 4
2022/23 | 146.25 | 41.25 | 7
2022/23 | 146.75 | 41.25 | 4
2022/23 | 147.25 | 41.25 | 8
2022/23 | 147.75 | 41.25 | 3
2022/23 | 148.25 | 41.25 | 2
2022/23 | 148.75 | 41.25 | 6
2022/23 | 149.25 | 41.25 | 7
2022/23 | 149.75 | 41.25 | 4
2022/23 | 150.25 | 41.25 | 5
2022/23 | 150.75 | 41.25 | 4
2022/23 | 151.25 | 41.25 | 7
2022/23 | 151.75 | 41.25 | 6
2022/23 | 152.25 | 41.25 | 3
2022/23 | 152.75 | 41.25 | 6
2022/23 | 153.25 | 41.25 | 6
2022/23 | 153.75 | 41.25 | 3
2022/23 | 154.25 | 41.25 | 7
2022/23 | 154.75 | 41.25 | 1
2022/23 | 155.25 | 41.25 | 5
2022/23 | 155.75 | 41.25 | 6
2022/23 | 156.25 | 41.25 | 2
2022/23 | 156.75 | 41.25 | 4
2022/23 | 157.25 | 41.25 | 2
2022/23 | 157.75 | 41.25 | 3
2022/23 | 158.25 | 41.25 | 5
2022/23 | 158.75 | 41.25 | 2
2022/23 | 159.25 | 41.25 | 3
2022/23 | 159.75 | 41.25 | 4
2022/23 | 160.25 | 41.25 | 1
2022/23 | 160.75 | 41.25 | 2
2022/23 | 161.25 | 41.25 | 3
2022/23 | 161.75 | 41.25 | 4
2022/23 | 162.25 | 41.25 | 5
2022/23 | 162.75 | 41.25 | 4
2022/23 | 163.25 | 41.25 | 3
2022/23 | 163.75 | 41.25 | 8
2022/23 | 164.25 | 41.25 | 1
2022/23 | 164.75 | 41.25 | 2
2022/23 | 165.25 | 41.25 | 3
2022/23 | 165.75 | 41.25 | 2
2022/23 | 166.25 | 41.25 | 4
2022/23 | 166.75 | 41.25 | 4
2022/23 | 167.25 | 41.25 | 1
2022/23 | 167.75 | 41.25 | 2
2022/23 | 168.25 | 41.25 | 3
2022/23 | 168.75 | 41.25 | 2
2022/23 | 169.75 | 41.25 | 3
2022/23 | 170.25 | 41.25 | 1
2022/23 | 170.75 | 41.25 | 4
2022/23 | 171.75 | 41.25 | 2
2022/23 | 172.25 | 41.25 | 1
2022/23 | 173.25 | 41.25 | 2
2022/23 | 174.25 | 41.25 | 2
2022/23 | 176.25 | 41.25 | 3
2022/23 | 177.25 | 41.25 | 1
2022/23 | 178.75 | 41.25 | 1
2022/23 | 179.25 | 41.25 | 1
2022/23 | 181.25 | 41.25 | 1
2022/23 | 181.75 | 41.25 | 1
2022/23 | 184.25 | 41.25 | 1
2022/23 | 187.25 | 41.25 | 1
2022/23 | 190.75 | 41.25 | 1
2022/23 | 191.75 | 41.25 | 1
2022/23 | 192.25 | 41.25 | 1
2022/23 | 192.75 | 41.25 | 2
2022/23 | 194.75 | 41.25 | 1
2022/23 | 195.25 | 41.25 | 2
2022/23 | 197.25 | 41.25 | 1
2022/23 | 198.75 | 41.25 | 1
2022/23 | 199.25 | 41.25 | 1
2022/23 | 200.75 | 41.25 | 1
2022/23 | 205.25 | 41.25 | 1
2022/23 | 206.75 | 41.25 | 1
2022/23 | 207.75 | 41.25 | 1
2022/23 | 216.75 | 41.25 | 1
2022/23 | 217.75 | 41.25 | 2
2022/23 | 218.25 | 41.25 | 1
2022/23 | 219.75 | 41.25 | 1
2022/23 | 221.75 | 41.25 | 2
2022/23 | 222.25 | 41.25 | 2
2022/23 | 230.75 | 41.25 | 1
2022/23 | 232.75 | 41.25 | 1
2022/23 | 239.25 | 41.25 | 1
2022/23 | 260.75 | 41.25 | 1
2022/23 | 83.75 | 41.75 | 1
2022/23 | 87.25 | 41.75 | 1
2022/23 | 89.25 | 41.75 | 1
2022/23 | 89.75 | 41.75 | 3
2022/23 | 90.25 | 41.75 | 1
2022/23 | 90.75 | 41.75 | 1
2022/23 | 93.75 | 41.75 | 1
2022/23 | 94.25 | 41.75 | 3
2022/23 | 94.75 | 41.75 | 2
2022/23 | 95.25 | 41.75 | 2
2022/23 | 95.75 | 41.75 | 3
2022/23 | 96.25 | 41.75 | 1
2022/23 | 96.75 | 41.75 | 2
2022/23 | 97.25 | 41.75 | 2
2022/23 | 97.75 | 41.75 | 1
2022/23 | 98.25 | 41.75 | 4
2022/23 | 98.75 | 41.75 | 3
2022/23 | 99.25 | 41.75 | 1
2022/23 | 99.75 | 41.75 | 3
2022/23 | 101.25 | 41.75 | 1
2022/23 | 101.75 | 41.75 | 2
2022/23 | 102.25 | 41.75 | 3
2022/23 | 102.75 | 41.75 | 4
2022/23 | 103.25 | 41.75 | 4
2022/23 | 103.75 | 41.75 | 5
2022/23 | 104.25 | 41.75 | 6
2022/23 | 104.75 | 41.75 | 2
2022/23 | 105.25 | 41.75 | 1
2022/23 | 105.75 | 41.75 | 4
2022/23 | 106.25 | 41.75 | 2
2022/23 | 106.75 | 41.75 | 4
2022/23 | 107.25 | 41.75 | 6
2022/23 | 107.75 | 41.75 | 6
2022/23 | 108.25 | 41.75 | 3
2022/23 | 108.75 | 41.75 | 5
2022/23 | 109.25 | 41.75 | 4
2022/23 | 109.75 | 41.75 | 3
2022/23 | 110.25 | 41.75 | 8
2022/23 | 110.75 | 41.75 | 5
2022/23 | 111.25 | 41.75 | 4
2022/23 | 111.75 | 41.75 | 4
2022/23 | 112.25 | 41.75 | 4
2022/23 | 112.75 | 41.75 | 2
2022/23 | 113.25 | 41.75 | 6
2022/23 | 113.75 | 41.75 | 4
2022/23 | 114.25 | 41.75 | 8
2022/23 | 114.75 | 41.75 | 6
2022/23 | 115.25 | 41.75 | 2
2022/23 | 115.75 | 41.75 | 4
2022/23 | 116.25 | 41.75 | 7
2022/23 | 116.75 | 41.75 | 5
2022/23 | 117.25 | 41.75 | 4
2022/23 | 117.75 | 41.75 | 3
2022/23 | 118.25 | 41.75 | 8
2022/23 | 118.75 | 41.75 | 3
2022/23 | 119.25 | 41.75 | 6
2022/23 | 119.75 | 41.75 | 5
2022/23 | 120.25 | 41.75 | 7
2022/23 | 120.75 | 41.75 | 7
2022/23 | 121.25 | 41.75 | 5
2022/23 | 121.75 | 41.75 | 9
2022/23 | 122.25 | 41.75 | 3
2022/23 | 122.75 | 41.75 | 3
2022/23 | 123.25 | 41.75 | 8
2022/23 | 123.75 | 41.75 | 9
2022/23 | 124.25 | 41.75 | 3
2022/23 | 124.75 | 41.75 | 1
2022/23 | 125.25 | 41.75 | 2
2022/23 | 125.75 | 41.75 | 8
2022/23 | 126.25 | 41.75 | 9
2022/23 | 126.75 | 41.75 | 4
2022/23 | 127.25 | 41.75 | 6
2022/23 | 127.75 | 41.75 | 3
2022/23 | 128.25 | 41.75 | 3
2022/23 | 128.75 | 41.75 | 5
2022/23 | 129.25 | 41.75 | 7
2022/23 | 129.75 | 41.75 | 5
2022/23 | 130.25 | 41.75 | 5
2022/23 | 130.75 | 41.75 | 3
2022/23 | 131.25 | 41.75 | 9
2022/23 | 131.75 | 41.75 | 3
2022/23 | 132.25 | 41.75 | 4
2022/23 | 132.75 | 41.75 | 9
2022/23 | 133.25 | 41.75 | 5
2022/23 | 134.25 | 41.75 | 4
2022/23 | 134.75 | 41.75 | 5
2022/23 | 135.25 | 41.75 | 7
2022/23 | 135.75 | 41.75 | 4
2022/23 | 136.25 | 41.75 | 6
2022/23 | 136.75 | 41.75 | 8
2022/23 | 137.25 | 41.75 | 7
2022/23 | 137.75 | 41.75 | 3
2022/23 | 138.25 | 41.75 | 8
2022/23 | 138.75 | 41.75 | 6
2022/23 | 139.25 | 41.75 | 3
2022/23 | 139.75 | 41.75 | 7
2022/23 | 140.25 | 41.75 | 4
2022/23 | 140.75 | 41.75 | 13
2022/23 | 141.25 | 41.75 | 7
2022/23 | 141.75 | 41.75 | 2
2022/23 | 142.25 | 41.75 | 7
2022/23 | 142.75 | 41.75 | 3
2022/23 | 143.25 | 41.75 | 6
2022/23 | 143.75 | 41.75 | 13
2022/23 | 144.25 | 41.75 | 7
2022/23 | 144.75 | 41.75 | 4
2022/23 | 145.25 | 41.75 | 4
2022/23 | 145.75 | 41.75 | 4
2022/23 | 146.25 | 41.75 | 5
2022/23 | 146.75 | 41.75 | 6
2022/23 | 147.25 | 41.75 | 8
2022/23 | 147.75 | 41.75 | 5
2022/23 | 148.25 | 41.75 | 4
2022/23 | 148.75 | 41.75 | 1
2022/23 | 149.25 | 41.75 | 6
2022/23 | 149.75 | 41.75 | 6
2022/23 | 150.25 | 41.75 | 6
2022/23 | 150.75 | 41.75 | 4
2022/23 | 151.25 | 41.75 | 6
2022/23 | 151.75 | 41.75 | 5
2022/23 | 152.25 | 41.75 | 2
2022/23 | 152.75 | 41.75 | 8
2022/23 | 153.25 | 41.75 | 4
2022/23 | 153.75 | 41.75 | 2
2022/23 | 154.75 | 41.75 | 4
2022/23 | 155.25 | 41.75 | 3
2022/23 | 155.75 | 41.75 | 5
2022/23 | 156.25 | 41.75 | 2
2022/23 | 156.75 | 41.75 | 3
2022/23 | 157.25 | 41.75 | 2
2022/23 | 157.75 | 41.75 | 5
2022/23 | 158.25 | 41.75 | 5
2022/23 | 158.75 | 41.75 | 5
2022/23 | 159.25 | 41.75 | 4
2022/23 | 159.75 | 41.75 | 4
2022/23 | 160.25 | 41.75 | 2
2022/23 | 160.75 | 41.75 | 1
2022/23 | 161.25 | 41.75 | 4
2022/23 | 162.25 | 41.75 | 3
2022/23 | 162.75 | 41.75 | 8
2022/23 | 163.25 | 41.75 | 2
2022/23 | 163.75 | 41.75 | 7
2022/23 | 164.25 | 41.75 | 2
2022/23 | 164.75 | 41.75 | 2
2022/23 | 165.25 | 41.75 | 2
2022/23 | 165.75 | 41.75 | 2
2022/23 | 166.25 | 41.75 | 6
2022/23 | 166.75 | 41.75 | 3
2022/23 | 167.25 | 41.75 | 1
2022/23 | 167.75 | 41.75 | 2
2022/23 | 168.25 | 41.75 | 2
2022/23 | 168.75 | 41.75 | 1
2022/23 | 169.25 | 41.75 | 2
2022/23 | 170.25 | 41.75 | 4
2022/23 | 170.75 | 41.75 | 1
2022/23 | 171.25 | 41.75 | 3
2022/23 | 172.25 | 41.75 | 1
2022/23 | 172.75 | 41.75 | 3
2022/23 | 173.25 | 41.75 | 1
2022/23 | 173.75 | 41.75 | 2
2022/23 | 174.25 | 41.75 | 2
2022/23 | 176.75 | 41.75 | 1
2022/23 | 177.25 | 41.75 | 1
2022/23 | 177.75 | 41.75 | 1
2022/23 | 178.25 | 41.75 | 1
2022/23 | 178.75 | 41.75 | 2
2022/23 | 179.25 | 41.75 | 2
2022/23 | 179.75 | 41.75 | 2
2022/23 | 180.75 | 41.75 | 1
2022/23 | 181.75 | 41.75 | 2
2022/23 | 182.25 | 41.75 | 1
2022/23 | 182.75 | 41.75 | 1
2022/23 | 186.75 | 41.75 | 2
2022/23 | 187.25 | 41.75 | 1
2022/23 | 188.25 | 41.75 | 3
2022/23 | 188.75 | 41.75 | 1
2022/23 | 189.25 | 41.75 | 1
2022/23 | 190.25 | 41.75 | 1
2022/23 | 190.75 | 41.75 | 2
2022/23 | 193.75 | 41.75 | 1
2022/23 | 196.25 | 41.75 | 1
2022/23 | 198.75 | 41.75 | 1
2022/23 | 199.25 | 41.75 | 1
2022/23 | 201.25 | 41.75 | 1
2022/23 | 201.75 | 41.75 | 1
2022/23 | 203.75 | 41.75 | 1
2022/23 | 204.75 | 41.75 | 1
2022/23 | 208.75 | 41.75 | 1
2022/23 | 209.25 | 41.75 | 1
2022/23 | 210.75 | 41.75 | 1
2022/23 | 212.75 | 41.75 | 1
2022/23 | 222.75 | 41.75 | 1
2022/23 | 223.25 | 41.75 | 1
2022/23 | 226.25 | 41.75 | 1
2022/23 | 226.75 | 41.75 | 1
2022/23 | 227.75 | 41.75 | 1
2022/23 | 228.75 | 41.75 | 1
2022/23 | 230.25 | 41.75 | 1
2022/23 | 231.75 | 41.75 | 1
2022/23 | 237.75 | 41.75 | 2
2022/23 | 240.25 | 41.75 | 1
2022/23 | 248.75 | 41.75 | 1
2022/23 | 256.25 | 41.75 | 1
2022/23 | 256.75 | 41.75 | 1
2022/23 | 260.75 | 41.75 | 1
2022/23 | 270.75 | 41.75 | 1
2022/23 | 86.75 | 42.25 | 1
2022/23 | 88.25 | 42.25 | 1
2022/23 | 89.25 | 42.25 | 1
2022/23 | 91.25 | 42.25 | 1
2022/23 | 92.25 | 42.25 | 1
2022/23 | 94.25 | 42.25 | 1
2022/23 | 94.75 | 42.25 | 1
2022/23 | 95.25 | 42.25 | 2
2022/23 | 95.75 | 42.25 | 1
2022/23 | 96.25 | 42.25 | 2
2022/23 | 96.75 | 42.25 | 1
2022/23 | 97.75 | 42.25 | 5
2022/23 | 98.25 | 42.25 | 1
2022/23 | 98.75 | 42.25 | 4
2022/23 | 99.25 | 42.25 | 2
2022/23 | 99.75 | 42.25 | 1
2022/23 | 100.25 | 42.25 | 2
2022/23 | 100.75 | 42.25 | 4
2022/23 | 101.25 | 42.25 | 3
2022/23 | 101.75 | 42.25 | 7
2022/23 | 102.25 | 42.25 | 1
2022/23 | 102.75 | 42.25 | 2
2022/23 | 103.25 | 42.25 | 4
2022/23 | 103.75 | 42.25 | 6
2022/23 | 104.25 | 42.25 | 6
2022/23 | 104.75 | 42.25 | 3
2022/23 | 105.25 | 42.25 | 5
2022/23 | 105.75 | 42.25 | 7
2022/23 | 106.25 | 42.25 | 3
2022/23 | 106.75 | 42.25 | 4
2022/23 | 107.25 | 42.25 | 3
2022/23 | 107.75 | 42.25 | 6
2022/23 | 108.25 | 42.25 | 5
2022/23 | 108.75 | 42.25 | 5
2022/23 | 109.25 | 42.25 | 5
2022/23 | 110.25 | 42.25 | 4
2022/23 | 110.75 | 42.25 | 4
2022/23 | 111.25 | 42.25 | 1
2022/23 | 111.75 | 42.25 | 4
2022/23 | 112.25 | 42.25 | 3
2022/23 | 112.75 | 42.25 | 6
2022/23 | 113.25 | 42.25 | 1
2022/23 | 113.75 | 42.25 | 4
2022/23 | 114.25 | 42.25 | 3
2022/23 | 114.75 | 42.25 | 8
2022/23 | 115.25 | 42.25 | 6
2022/23 | 115.75 | 42.25 | 8
2022/23 | 116.25 | 42.25 | 4
2022/23 | 116.75 | 42.25 | 10
2022/23 | 117.25 | 42.25 | 7
2022/23 | 117.75 | 42.25 | 7
2022/23 | 118.25 | 42.25 | 3
2022/23 | 118.75 | 42.25 | 8
2022/23 | 119.25 | 42.25 | 14
2022/23 | 119.75 | 42.25 | 2
2022/23 | 120.25 | 42.25 | 2
2022/23 | 120.75 | 42.25 | 3
2022/23 | 121.25 | 42.25 | 4
2022/23 | 121.75 | 42.25 | 7
2022/23 | 122.25 | 42.25 | 7
2022/23 | 122.75 | 42.25 | 6
2022/23 | 123.25 | 42.25 | 6
2022/23 | 123.75 | 42.25 | 12
2022/23 | 124.25 | 42.25 | 5
2022/23 | 124.75 | 42.25 | 3
2022/23 | 125.25 | 42.25 | 6
2022/23 | 125.75 | 42.25 | 8
2022/23 | 126.25 | 42.25 | 2
2022/23 | 126.75 | 42.25 | 8
2022/23 | 127.25 | 42.25 | 6
2022/23 | 127.75 | 42.25 | 10
2022/23 | 128.25 | 42.25 | 7
2022/23 | 128.75 | 42.25 | 2
2022/23 | 129.25 | 42.25 | 5
2022/23 | 129.75 | 42.25 | 6
2022/23 | 130.25 | 42.25 | 6
2022/23 | 130.75 | 42.25 | 8
2022/23 | 131.25 | 42.25 | 8
2022/23 | 131.75 | 42.25 | 11
2022/23 | 132.25 | 42.25 | 6
2022/23 | 132.75 | 42.25 | 7
2022/23 | 133.25 | 42.25 | 6
2022/23 | 133.75 | 42.25 | 5
2022/23 | 134.25 | 42.25 | 2
2022/23 | 134.75 | 42.25 | 5
2022/23 | 135.25 | 42.25 | 8
2022/23 | 135.75 | 42.25 | 7
2022/23 | 136.25 | 42.25 | 7
2022/23 | 136.75 | 42.25 | 3
2022/23 | 137.25 | 42.25 | 8
2022/23 | 137.75 | 42.25 | 3
2022/23 | 138.25 | 42.25 | 8
2022/23 | 138.75 | 42.25 | 6
2022/23 | 139.25 | 42.25 | 5
2022/23 | 139.75 | 42.25 | 8
2022/23 | 140.25 | 42.25 | 9
2022/23 | 140.75 | 42.25 | 4
2022/23 | 141.25 | 42.25 | 7
2022/23 | 141.75 | 42.25 | 3
2022/23 | 142.25 | 42.25 | 7
2022/23 | 142.75 | 42.25 | 8
2022/23 | 143.25 | 42.25 | 6
2022/23 | 143.75 | 42.25 | 5
2022/23 | 144.25 | 42.25 | 8
2022/23 | 144.75 | 42.25 | 9
2022/23 | 145.25 | 42.25 | 6
2022/23 | 145.75 | 42.25 | 4
2022/23 | 146.25 | 42.25 | 5
2022/23 | 146.75 | 42.25 | 4
2022/23 | 147.25 | 42.25 | 7
2022/23 | 147.75 | 42.25 | 4
2022/23 | 148.25 | 42.25 | 3
2022/23 | 148.75 | 42.25 | 7
2022/23 | 149.25 | 42.25 | 2
2022/23 | 149.75 | 42.25 | 8
2022/23 | 150.25 | 42.25 | 3
2022/23 | 150.75 | 42.25 | 9
2022/23 | 151.25 | 42.25 | 8
2022/23 | 151.75 | 42.25 | 4
2022/23 | 152.25 | 42.25 | 7
2022/23 | 152.75 | 42.25 | 3
2022/23 | 153.25 | 42.25 | 3
2022/23 | 153.75 | 42.25 | 4
2022/23 | 154.25 | 42.25 | 3
2022/23 | 154.75 | 42.25 | 4
2022/23 | 155.25 | 42.25 | 4
2022/23 | 155.75 | 42.25 | 4
2022/23 | 156.25 | 42.25 | 6
2022/23 | 156.75 | 42.25 | 7
2022/23 | 157.25 | 42.25 | 6
2022/23 | 157.75 | 42.25 | 4
2022/23 | 158.25 | 42.25 | 4
2022/23 | 158.75 | 42.25 | 5
2022/23 | 159.25 | 42.25 | 3
2022/23 | 159.75 | 42.25 | 3
2022/23 | 160.25 | 42.25 | 6
2022/23 | 160.75 | 42.25 | 3
2022/23 | 161.25 | 42.25 | 3
2022/23 | 161.75 | 42.25 | 4
2022/23 | 162.25 | 42.25 | 5
2022/23 | 162.75 | 42.25 | 2
2022/23 | 163.25 | 42.25 | 2
2022/23 | 163.75 | 42.25 | 2
2022/23 | 164.25 | 42.25 | 5
2022/23 | 164.75 | 42.25 | 5
2022/23 | 165.25 | 42.25 | 4
2022/23 | 165.75 | 42.25 | 3
2022/23 | 166.25 | 42.25 | 2
2022/23 | 166.75 | 42.25 | 1
2022/23 | 167.25 | 42.25 | 1
2022/23 | 167.75 | 42.25 | 4
2022/23 | 168.25 | 42.25 | 2
2022/23 | 168.75 | 42.25 | 2
2022/23 | 169.25 | 42.25 | 2
2022/23 | 169.75 | 42.25 | 3
2022/23 | 170.25 | 42.25 | 3
2022/23 | 170.75 | 42.25 | 2
2022/23 | 171.25 | 42.25 | 6
2022/23 | 172.75 | 42.25 | 1
2022/23 | 173.25 | 42.25 | 1
2022/23 | 173.75 | 42.25 | 2
2022/23 | 174.25 | 42.25 | 2
2022/23 | 174.75 | 42.25 | 2
2022/23 | 175.25 | 42.25 | 3
2022/23 | 175.75 | 42.25 | 1
2022/23 | 176.25 | 42.25 | 1
2022/23 | 176.75 | 42.25 | 1
2022/23 | 177.25 | 42.25 | 1
2022/23 | 177.75 | 42.25 | 2
2022/23 | 179.25 | 42.25 | 2
2022/23 | 180.25 | 42.25 | 1
2022/23 | 180.75 | 42.25 | 2
2022/23 | 181.25 | 42.25 | 1
2022/23 | 181.75 | 42.25 | 2
2022/23 | 182.25 | 42.25 | 1
2022/23 | 182.75 | 42.25 | 1
2022/23 | 183.25 | 42.25 | 2
2022/23 | 183.75 | 42.25 | 2
2022/23 | 184.25 | 42.25 | 1
2022/23 | 184.75 | 42.25 | 1
2022/23 | 185.25 | 42.25 | 1
2022/23 | 186.25 | 42.25 | 2
2022/23 | 186.75 | 42.25 | 1
2022/23 | 189.25 | 42.25 | 2
2022/23 | 190.25 | 42.25 | 1
2022/23 | 191.75 | 42.25 | 1
2022/23 | 192.75 | 42.25 | 1
2022/23 | 193.25 | 42.25 | 2
2022/23 | 193.75 | 42.25 | 1
2022/23 | 194.75 | 42.25 | 1
2022/23 | 196.25 | 42.25 | 2
2022/23 | 198.25 | 42.25 | 1
2022/23 | 198.75 | 42.25 | 1
2022/23 | 200.25 | 42.25 | 1
2022/23 | 209.25 | 42.25 | 1
2022/23 | 215.25 | 42.25 | 1
2022/23 | 216.75 | 42.25 | 2
2022/23 | 217.75 | 42.25 | 1
2022/23 | 218.75 | 42.25 | 1
2022/23 | 219.25 | 42.25 | 1
2022/23 | 222.25 | 42.25 | 1
2022/23 | 225.75 | 42.25 | 1
2022/23 | 229.25 | 42.25 | 1
2022/23 | 231.75 | 42.25 | 1
2022/23 | 233.25 | 42.25 | 1
2022/23 | 236.75 | 42.25 | 1
2022/23 | 237.25 | 42.25 | 1
2022/23 | 240.75 | 42.25 | 1
2022/23 | 245.75 | 42.25 | 1
2022/23 | 246.75 | 42.25 | 1
2022/23 | 270.25 | 42.25 | 1
2022/23 | 271.25 | 42.25 | 1
2022/23 | 271.75 | 42.25 | 1
2022/23 | 88.25 | 42.75 | 3
2022/23 | 89.75 | 42.75 | 2
2022/23 | 91.75 | 42.75 | 1
2022/23 | 92.75 | 42.75 | 1
2022/23 | 93.75 | 42.75 | 2
2022/23 | 94.25 | 42.75 | 3
2022/23 | 94.75 | 42.75 | 6
2022/23 | 95.25 | 42.75 | 1
2022/23 | 95.75 | 42.75 | 1
2022/23 | 96.25 | 42.75 | 3
2022/23 | 96.75 | 42.75 | 3
2022/23 | 97.25 | 42.75 | 4
2022/23 | 97.75 | 42.75 | 1
2022/23 | 98.25 | 42.75 | 4
2022/23 | 98.75 | 42.75 | 2
2022/23 | 99.25 | 42.75 | 2
2022/23 | 99.75 | 42.75 | 3
2022/23 | 100.25 | 42.75 | 3
2022/23 | 100.75 | 42.75 | 4
2022/23 | 101.25 | 42.75 | 8
2022/23 | 101.75 | 42.75 | 2
2022/23 | 102.25 | 42.75 | 3
2022/23 | 102.75 | 42.75 | 2
2022/23 | 103.25 | 42.75 | 5
2022/23 | 103.75 | 42.75 | 10
2022/23 | 104.25 | 42.75 | 1
2022/23 | 104.75 | 42.75 | 2
2022/23 | 105.25 | 42.75 | 4
2022/23 | 105.75 | 42.75 | 1
2022/23 | 106.25 | 42.75 | 2
2022/23 | 106.75 | 42.75 | 5
2022/23 | 107.25 | 42.75 | 5
2022/23 | 107.75 | 42.75 | 6
2022/23 | 108.25 | 42.75 | 8
2022/23 | 108.75 | 42.75 | 2
2022/23 | 109.25 | 42.75 | 1
2022/23 | 109.75 | 42.75 | 4
2022/23 | 110.25 | 42.75 | 7
2022/23 | 110.75 | 42.75 | 14
2022/23 | 111.25 | 42.75 | 6
2022/23 | 111.75 | 42.75 | 5
2022/23 | 112.25 | 42.75 | 7
2022/23 | 112.75 | 42.75 | 9
2022/23 | 113.25 | 42.75 | 2
2022/23 | 113.75 | 42.75 | 4
2022/23 | 114.25 | 42.75 | 4
2022/23 | 114.75 | 42.75 | 7
2022/23 | 115.25 | 42.75 | 8
2022/23 | 115.75 | 42.75 | 5
2022/23 | 116.25 | 42.75 | 10
2022/23 | 116.75 | 42.75 | 6
2022/23 | 117.25 | 42.75 | 7
2022/23 | 117.75 | 42.75 | 6
2022/23 | 118.25 | 42.75 | 5
2022/23 | 118.75 | 42.75 | 3
2022/23 | 119.25 | 42.75 | 4
2022/23 | 119.75 | 42.75 | 10
2022/23 | 120.25 | 42.75 | 5
2022/23 | 120.75 | 42.75 | 4
2022/23 | 121.25 | 42.75 | 10
2022/23 | 121.75 | 42.75 | 10
2022/23 | 122.25 | 42.75 | 5
2022/23 | 122.75 | 42.75 | 4
2022/23 | 123.25 | 42.75 | 12
2022/23 | 123.75 | 42.75 | 6
2022/23 | 124.25 | 42.75 | 5
2022/23 | 124.75 | 42.75 | 3
2022/23 | 125.25 | 42.75 | 6
2022/23 | 125.75 | 42.75 | 8
2022/23 | 126.25 | 42.75 | 6
2022/23 | 126.75 | 42.75 | 9
2022/23 | 127.25 | 42.75 | 12
2022/23 | 127.75 | 42.75 | 11
2022/23 | 128.25 | 42.75 | 8
2022/23 | 128.75 | 42.75 | 8
2022/23 | 129.25 | 42.75 | 9
2022/23 | 129.75 | 42.75 | 11
2022/23 | 130.25 | 42.75 | 12
2022/23 | 130.75 | 42.75 | 6
2022/23 | 131.25 | 42.75 | 8
2022/23 | 131.75 | 42.75 | 15
2022/23 | 132.25 | 42.75 | 2
2022/23 | 132.75 | 42.75 | 13
2022/23 | 133.25 | 42.75 | 5
2022/23 | 133.75 | 42.75 | 8
2022/23 | 134.25 | 42.75 | 10
2022/23 | 134.75 | 42.75 | 4
2022/23 | 135.25 | 42.75 | 6
2022/23 | 135.75 | 42.75 | 5
2022/23 | 136.25 | 42.75 | 5
2022/23 | 136.75 | 42.75 | 9
2022/23 | 137.25 | 42.75 | 2
2022/23 | 137.75 | 42.75 | 1
2022/23 | 138.25 | 42.75 | 6
2022/23 | 138.75 | 42.75 | 6
2022/23 | 139.25 | 42.75 | 6
2022/23 | 139.75 | 42.75 | 8
2022/23 | 140.25 | 42.75 | 11
2022/23 | 140.75 | 42.75 | 8
2022/23 | 141.25 | 42.75 | 11
2022/23 | 141.75 | 42.75 | 5
2022/23 | 142.25 | 42.75 | 5
2022/23 | 142.75 | 42.75 | 6
2022/23 | 143.25 | 42.75 | 2
2022/23 | 144.25 | 42.75 | 3
2022/23 | 144.75 | 42.75 | 4
2022/23 | 145.25 | 42.75 | 7
2022/23 | 145.75 | 42.75 | 8
2022/23 | 146.25 | 42.75 | 5
2022/23 | 146.75 | 42.75 | 5
2022/23 | 147.25 | 42.75 | 4
2022/23 | 147.75 | 42.75 | 9
2022/23 | 148.25 | 42.75 | 4
2022/23 | 148.75 | 42.75 | 5
2022/23 | 149.25 | 42.75 | 6
2022/23 | 149.75 | 42.75 | 4
2022/23 | 150.25 | 42.75 | 7
2022/23 | 150.75 | 42.75 | 5
2022/23 | 151.25 | 42.75 | 9
2022/23 | 151.75 | 42.75 | 5
2022/23 | 152.25 | 42.75 | 3
2022/23 | 152.75 | 42.75 | 7
2022/23 | 153.25 | 42.75 | 2
2022/23 | 153.75 | 42.75 | 8
2022/23 | 154.25 | 42.75 | 4
2022/23 | 154.75 | 42.75 | 4
2022/23 | 155.25 | 42.75 | 3
2022/23 | 155.75 | 42.75 | 3
2022/23 | 156.25 | 42.75 | 3
2022/23 | 156.75 | 42.75 | 11
2022/23 | 157.25 | 42.75 | 4
2022/23 | 157.75 | 42.75 | 3
2022/23 | 158.25 | 42.75 | 5
2022/23 | 158.75 | 42.75 | 4
2022/23 | 159.25 | 42.75 | 4
2022/23 | 159.75 | 42.75 | 5
2022/23 | 160.25 | 42.75 | 8
2022/23 | 160.75 | 42.75 | 3
2022/23 | 161.25 | 42.75 | 2
2022/23 | 161.75 | 42.75 | 6
2022/23 | 162.25 | 42.75 | 3
2022/23 | 162.75 | 42.75 | 2
2022/23 | 163.25 | 42.75 | 9
2022/23 | 164.25 | 42.75 | 2
2022/23 | 164.75 | 42.75 | 4
2022/23 | 165.25 | 42.75 | 3
2022/23 | 165.75 | 42.75 | 3
2022/23 | 166.25 | 42.75 | 2
2022/23 | 166.75 | 42.75 | 7
2022/23 | 167.25 | 42.75 | 2
2022/23 | 167.75 | 42.75 | 3
2022/23 | 168.25 | 42.75 | 2
2022/23 | 168.75 | 42.75 | 3
2022/23 | 169.25 | 42.75 | 1
2022/23 | 169.75 | 42.75 | 2
2022/23 | 170.25 | 42.75 | 1
2022/23 | 170.75 | 42.75 | 2
2022/23 | 171.25 | 42.75 | 4
2022/23 | 171.75 | 42.75 | 1
2022/23 | 172.25 | 42.75 | 1
2022/23 | 172.75 | 42.75 | 5
2022/23 | 173.25 | 42.75 | 3
2022/23 | 173.75 | 42.75 | 5
2022/23 | 174.75 | 42.75 | 2
2022/23 | 175.25 | 42.75 | 1
2022/23 | 175.75 | 42.75 | 3
2022/23 | 176.25 | 42.75 | 4
2022/23 | 176.75 | 42.75 | 2
2022/23 | 177.25 | 42.75 | 4
2022/23 | 178.25 | 42.75 | 2
2022/23 | 178.75 | 42.75 | 3
2022/23 | 179.25 | 42.75 | 1
2022/23 | 180.25 | 42.75 | 1
2022/23 | 180.75 | 42.75 | 2
2022/23 | 181.25 | 42.75 | 1
2022/23 | 181.75 | 42.75 | 2
2022/23 | 182.25 | 42.75 | 2
2022/23 | 182.75 | 42.75 | 1
2022/23 | 183.25 | 42.75 | 1
2022/23 | 183.75 | 42.75 | 1
2022/23 | 184.75 | 42.75 | 2
2022/23 | 185.25 | 42.75 | 3
2022/23 | 185.75 | 42.75 | 2
2022/23 | 186.25 | 42.75 | 3
2022/23 | 186.75 | 42.75 | 2
2022/23 | 187.25 | 42.75 | 2
2022/23 | 188.25 | 42.75 | 1
2022/23 | 188.75 | 42.75 | 1
2022/23 | 189.25 | 42.75 | 1
2022/23 | 190.25 | 42.75 | 1
2022/23 | 191.25 | 42.75 | 2
2022/23 | 191.75 | 42.75 | 1
2022/23 | 196.25 | 42.75 | 1
2022/23 | 198.75 | 42.75 | 1
2022/23 | 199.75 | 42.75 | 1
2022/23 | 207.25 | 42.75 | 1
2022/23 | 209.25 | 42.75 | 2
2022/23 | 209.75 | 42.75 | 1
2022/23 | 210.75 | 42.75 | 1
2022/23 | 211.25 | 42.75 | 1
2022/23 | 211.75 | 42.75 | 1
2022/23 | 212.25 | 42.75 | 1
2022/23 | 217.75 | 42.75 | 1
2022/23 | 218.75 | 42.75 | 1
2022/23 | 219.25 | 42.75 | 1
2022/23 | 220.25 | 42.75 | 1
2022/23 | 221.25 | 42.75 | 1
2022/23 | 224.25 | 42.75 | 1
2022/23 | 224.75 | 42.75 | 1
2022/23 | 226.75 | 42.75 | 1
2022/23 | 227.75 | 42.75 | 1
2022/23 | 230.25 | 42.75 | 1
2022/23 | 230.75 | 42.75 | 1
2022/23 | 234.25 | 42.75 | 1
2022/23 | 238.75 | 42.75 | 1
2022/23 | 239.25 | 42.75 | 1
2022/23 | 253.25 | 42.75 | 1
2022/23 | 255.75 | 42.75 | 1
2022/23 | 256.25 | 42.75 | 1
2022/23 | 270.25 | 42.75 | 1
2022/23 | 274.75 | 42.75 | 1
2022/23 | 279.25 | 42.75 | 1
2022/23 | 283.75 | 42.75 | 1
2022/23 | 85.75 | 43.25 | 1
2022/23 | 86.75 | 43.25 | 1
2022/23 | 87.75 | 43.25 | 1
2022/23 | 88.25 | 43.25 | 1
2022/23 | 90.25 | 43.25 | 1
2022/23 | 90.75 | 43.25 | 1
2022/23 | 92.25 | 43.25 | 1
2022/23 | 93.25 | 43.25 | 1
2022/23 | 93.75 | 43.25 | 1
2022/23 | 94.75 | 43.25 | 3
2022/23 | 96.25 | 43.25 | 1
2022/23 | 96.75 | 43.25 | 5
2022/23 | 97.25 | 43.25 | 5
2022/23 | 97.75 | 43.25 | 2
2022/23 | 98.25 | 43.25 | 2
2022/23 | 98.75 | 43.25 | 1
2022/23 | 99.25 | 43.25 | 1
2022/23 | 100.25 | 43.25 | 1
2022/23 | 100.75 | 43.25 | 4
2022/23 | 101.25 | 43.25 | 3
2022/23 | 102.25 | 43.25 | 4
2022/23 | 102.75 | 43.25 | 1
2022/23 | 103.25 | 43.25 | 4
2022/23 | 103.75 | 43.25 | 3
2022/23 | 104.25 | 43.25 | 7
2022/23 | 104.75 | 43.25 | 3
2022/23 | 105.25 | 43.25 | 6
2022/23 | 105.75 | 43.25 | 7
2022/23 | 106.25 | 43.25 | 3
2022/23 | 106.75 | 43.25 | 6
2022/23 | 107.25 | 43.25 | 3
2022/23 | 107.75 | 43.25 | 5
2022/23 | 108.25 | 43.25 | 3
2022/23 | 108.75 | 43.25 | 6
2022/23 | 109.25 | 43.25 | 5
2022/23 | 109.75 | 43.25 | 2
2022/23 | 110.25 | 43.25 | 5
2022/23 | 110.75 | 43.25 | 3
2022/23 | 111.25 | 43.25 | 5
2022/23 | 111.75 | 43.25 | 4
2022/23 | 112.25 | 43.25 | 4
2022/23 | 112.75 | 43.25 | 6
2022/23 | 113.25 | 43.25 | 9
2022/23 | 113.75 | 43.25 | 4
2022/23 | 114.25 | 43.25 | 3
2022/23 | 114.75 | 43.25 | 8
2022/23 | 115.25 | 43.25 | 4
2022/23 | 115.75 | 43.25 | 5
2022/23 | 116.25 | 43.25 | 3
2022/23 | 116.75 | 43.25 | 5
2022/23 | 117.25 | 43.25 | 11
2022/23 | 117.75 | 43.25 | 9
2022/23 | 118.25 | 43.25 | 8
2022/23 | 118.75 | 43.25 | 8
2022/23 | 119.25 | 43.25 | 6
2022/23 | 119.75 | 43.25 | 2
2022/23 | 120.25 | 43.25 | 8
2022/23 | 120.75 | 43.25 | 4
2022/23 | 121.25 | 43.25 | 2
2022/23 | 121.75 | 43.25 | 6
2022/23 | 122.25 | 43.25 | 6
2022/23 | 122.75 | 43.25 | 5
2022/23 | 123.25 | 43.25 | 7
2022/23 | 123.75 | 43.25 | 6
2022/23 | 124.25 | 43.25 | 6
2022/23 | 124.75 | 43.25 | 6
2022/23 | 125.25 | 43.25 | 13
2022/23 | 125.75 | 43.25 | 3
2022/23 | 126.25 | 43.25 | 8
2022/23 | 126.75 | 43.25 | 6
2022/23 | 127.25 | 43.25 | 11
2022/23 | 127.75 | 43.25 | 12
2022/23 | 128.25 | 43.25 | 4
2022/23 | 128.75 | 43.25 | 6
2022/23 | 129.25 | 43.25 | 4
2022/23 | 129.75 | 43.25 | 12
2022/23 | 130.25 | 43.25 | 10
2022/23 | 130.75 | 43.25 | 7
2022/23 | 131.25 | 43.25 | 6
2022/23 | 131.75 | 43.25 | 10
2022/23 | 132.25 | 43.25 | 11
2022/23 | 132.75 | 43.25 | 6
2022/23 | 133.25 | 43.25 | 6
2022/23 | 133.75 | 43.25 | 7
2022/23 | 134.25 | 43.25 | 7
2022/23 | 134.75 | 43.25 | 9
2022/23 | 135.25 | 43.25 | 5
2022/23 | 135.75 | 43.25 | 8
2022/23 | 136.25 | 43.25 | 9
2022/23 | 136.75 | 43.25 | 3
2022/23 | 137.25 | 43.25 | 6
2022/23 | 137.75 | 43.25 | 8
2022/23 | 138.25 | 43.25 | 10
2022/23 | 138.75 | 43.25 | 11
2022/23 | 139.25 | 43.25 | 7
2022/23 | 139.75 | 43.25 | 7
2022/23 | 140.25 | 43.25 | 7
2022/23 | 140.75 | 43.25 | 2
2022/23 | 141.25 | 43.25 | 10
2022/23 | 141.75 | 43.25 | 4
2022/23 | 142.25 | 43.25 | 9
2022/23 | 142.75 | 43.25 | 8
2022/23 | 143.25 | 43.25 | 8
2022/23 | 143.75 | 43.25 | 6
2022/23 | 144.25 | 43.25 | 6
2022/23 | 144.75 | 43.25 | 11
2022/23 | 145.25 | 43.25 | 8
2022/23 | 145.75 | 43.25 | 6
2022/23 | 146.25 | 43.25 | 8
2022/23 | 146.75 | 43.25 | 4
2022/23 | 147.25 | 43.25 | 6
2022/23 | 147.75 | 43.25 | 4
2022/23 | 148.25 | 43.25 | 3
2022/23 | 148.75 | 43.25 | 5
2022/23 | 149.25 | 43.25 | 7
2022/23 | 149.75 | 43.25 | 3
2022/23 | 150.25 | 43.25 | 3
2022/23 | 150.75 | 43.25 | 10
2022/23 | 151.25 | 43.25 | 10
2022/23 | 151.75 | 43.25 | 3
2022/23 | 152.25 | 43.25 | 3
2022/23 | 152.75 | 43.25 | 7
2022/23 | 153.25 | 43.25 | 8
2022/23 | 153.75 | 43.25 | 4
2022/23 | 154.25 | 43.25 | 4
2022/23 | 154.75 | 43.25 | 11
2022/23 | 155.25 | 43.25 | 6
2022/23 | 155.75 | 43.25 | 4
2022/23 | 156.25 | 43.25 | 4
2022/23 | 156.75 | 43.25 | 5
2022/23 | 157.25 | 43.25 | 5
2022/23 | 157.75 | 43.25 | 3
2022/23 | 158.25 | 43.25 | 4
2022/23 | 158.75 | 43.25 | 1
2022/23 | 159.25 | 43.25 | 7
2022/23 | 159.75 | 43.25 | 4
2022/23 | 160.25 | 43.25 | 4
2022/23 | 160.75 | 43.25 | 7
2022/23 | 161.25 | 43.25 | 9
2022/23 | 161.75 | 43.25 | 7
2022/23 | 162.25 | 43.25 | 6
2022/23 | 162.75 | 43.25 | 5
2022/23 | 163.25 | 43.25 | 5
2022/23 | 163.75 | 43.25 | 1
2022/23 | 164.25 | 43.25 | 4
2022/23 | 164.75 | 43.25 | 2
2022/23 | 165.25 | 43.25 | 2
2022/23 | 165.75 | 43.25 | 4
2022/23 | 166.25 | 43.25 | 3
2022/23 | 166.75 | 43.25 | 2
2022/23 | 167.75 | 43.25 | 5
2022/23 | 168.25 | 43.25 | 7
2022/23 | 168.75 | 43.25 | 2
2022/23 | 169.25 | 43.25 | 3
2022/23 | 169.75 | 43.25 | 3
2022/23 | 170.25 | 43.25 | 5
2022/23 | 170.75 | 43.25 | 4
2022/23 | 171.25 | 43.25 | 3
2022/23 | 171.75 | 43.25 | 2
2022/23 | 172.25 | 43.25 | 5
2022/23 | 172.75 | 43.25 | 3
2022/23 | 173.25 | 43.25 | 4
2022/23 | 173.75 | 43.25 | 5
2022/23 | 174.25 | 43.25 | 2
2022/23 | 174.75 | 43.25 | 2
2022/23 | 175.25 | 43.25 | 2
2022/23 | 176.25 | 43.25 | 4
2022/23 | 176.75 | 43.25 | 4
2022/23 | 177.25 | 43.25 | 1
2022/23 | 177.75 | 43.25 | 2
2022/23 | 178.25 | 43.25 | 1
2022/23 | 178.75 | 43.25 | 2
2022/23 | 179.25 | 43.25 | 2
2022/23 | 179.75 | 43.25 | 2
2022/23 | 180.25 | 43.25 | 1
2022/23 | 180.75 | 43.25 | 2
2022/23 | 181.25 | 43.25 | 2
2022/23 | 181.75 | 43.25 | 2
2022/23 | 182.75 | 43.25 | 1
2022/23 | 183.25 | 43.25 | 2
2022/23 | 183.75 | 43.25 | 2
2022/23 | 184.25 | 43.25 | 1
2022/23 | 185.75 | 43.25 | 1
2022/23 | 186.25 | 43.25 | 3
2022/23 | 187.25 | 43.25 | 2
2022/23 | 187.75 | 43.25 | 4
2022/23 | 188.25 | 43.25 | 1
2022/23 | 189.25 | 43.25 | 2
2022/23 | 190.25 | 43.25 | 1
2022/23 | 190.75 | 43.25 | 1
2022/23 | 193.25 | 43.25 | 1
2022/23 | 193.75 | 43.25 | 1
2022/23 | 194.25 | 43.25 | 2
2022/23 | 195.75 | 43.25 | 2
2022/23 | 196.25 | 43.25 | 1
2022/23 | 196.75 | 43.25 | 1
2022/23 | 199.75 | 43.25 | 1
2022/23 | 200.25 | 43.25 | 1
2022/23 | 201.25 | 43.25 | 1
2022/23 | 203.25 | 43.25 | 1
2022/23 | 204.75 | 43.25 | 1
2022/23 | 206.25 | 43.25 | 1
2022/23 | 207.25 | 43.25 | 1
2022/23 | 211.25 | 43.25 | 1
2022/23 | 216.25 | 43.25 | 2
2022/23 | 216.75 | 43.25 | 1
2022/23 | 219.25 | 43.25 | 1
2022/23 | 220.25 | 43.25 | 1
2022/23 | 223.75 | 43.25 | 1
2022/23 | 224.25 | 43.25 | 1
2022/23 | 224.75 | 43.25 | 1
2022/23 | 227.75 | 43.25 | 1
2022/23 | 232.25 | 43.25 | 1
2022/23 | 233.75 | 43.25 | 2
2022/23 | 234.75 | 43.25 | 1
2022/23 | 239.75 | 43.25 | 1
2022/23 | 244.75 | 43.25 | 1
2022/23 | 246.25 | 43.25 | 1
2022/23 | 247.25 | 43.25 | 1
2022/23 | 252.75 | 43.25 | 1
2022/23 | 253.25 | 43.25 | 1
2022/23 | 262.25 | 43.25 | 1
2022/23 | 280.75 | 43.25 | 1
2022/23 | 82.25 | 43.75 | 1
2022/23 | 90.75 | 43.75 | 1
2022/23 | 91.75 | 43.75 | 1
2022/23 | 92.75 | 43.75 | 2
2022/23 | 95.75 | 43.75 | 2
2022/23 | 96.25 | 43.75 | 1
2022/23 | 96.75 | 43.75 | 4
2022/23 | 97.25 | 43.75 | 2
2022/23 | 97.75 | 43.75 | 3
2022/23 | 98.25 | 43.75 | 3
2022/23 | 98.75 | 43.75 | 4
2022/23 | 99.25 | 43.75 | 3
2022/23 | 100.25 | 43.75 | 1
2022/23 | 100.75 | 43.75 | 3
2022/23 | 101.75 | 43.75 | 5
2022/23 | 102.25 | 43.75 | 2
2022/23 | 102.75 | 43.75 | 4
2022/23 | 103.25 | 43.75 | 6
2022/23 | 103.75 | 43.75 | 5
2022/23 | 104.25 | 43.75 | 4
2022/23 | 104.75 | 43.75 | 3
2022/23 | 105.25 | 43.75 | 2
2022/23 | 105.75 | 43.75 | 7
2022/23 | 106.25 | 43.75 | 2
2022/23 | 106.75 | 43.75 | 4
2022/23 | 107.25 | 43.75 | 3
2022/23 | 107.75 | 43.75 | 6
2022/23 | 108.25 | 43.75 | 4
2022/23 | 108.75 | 43.75 | 4
2022/23 | 109.25 | 43.75 | 8
2022/23 | 109.75 | 43.75 | 5
2022/23 | 110.25 | 43.75 | 4
2022/23 | 110.75 | 43.75 | 2
2022/23 | 111.25 | 43.75 | 10
2022/23 | 111.75 | 43.75 | 6
2022/23 | 112.25 | 43.75 | 7
2022/23 | 112.75 | 43.75 | 9
2022/23 | 113.25 | 43.75 | 1
2022/23 | 113.75 | 43.75 | 5
2022/23 | 114.25 | 43.75 | 9
2022/23 | 114.75 | 43.75 | 6
2022/23 | 115.25 | 43.75 | 8
2022/23 | 115.75 | 43.75 | 8
2022/23 | 116.25 | 43.75 | 10
2022/23 | 116.75 | 43.75 | 4
2022/23 | 117.25 | 43.75 | 3
2022/23 | 117.75 | 43.75 | 5
2022/23 | 118.25 | 43.75 | 5
2022/23 | 118.75 | 43.75 | 4
2022/23 | 119.25 | 43.75 | 7
2022/23 | 119.75 | 43.75 | 7
2022/23 | 120.25 | 43.75 | 4
2022/23 | 120.75 | 43.75 | 7
2022/23 | 121.25 | 43.75 | 5
2022/23 | 121.75 | 43.75 | 5
2022/23 | 122.25 | 43.75 | 6
2022/23 | 122.75 | 43.75 | 11
2022/23 | 123.25 | 43.75 | 11
2022/23 | 123.75 | 43.75 | 7
2022/23 | 124.25 | 43.75 | 11
2022/23 | 124.75 | 43.75 | 12
2022/23 | 125.25 | 43.75 | 6
2022/23 | 125.75 | 43.75 | 6
2022/23 | 126.25 | 43.75 | 5
2022/23 | 126.75 | 43.75 | 9
2022/23 | 127.25 | 43.75 | 7
2022/23 | 127.75 | 43.75 | 3
2022/23 | 128.25 | 43.75 | 4
2022/23 | 128.75 | 43.75 | 8
2022/23 | 129.25 | 43.75 | 11
2022/23 | 129.75 | 43.75 | 8
2022/23 | 130.25 | 43.75 | 5
2022/23 | 130.75 | 43.75 | 5
2022/23 | 131.25 | 43.75 | 11
2022/23 | 131.75 | 43.75 | 8
2022/23 | 132.25 | 43.75 | 12
2022/23 | 132.75 | 43.75 | 8
2022/23 | 133.25 | 43.75 | 10
2022/23 | 133.75 | 43.75 | 6
2022/23 | 134.25 | 43.75 | 7
2022/23 | 134.75 | 43.75 | 10
2022/23 | 135.25 | 43.75 | 9
2022/23 | 135.75 | 43.75 | 7
2022/23 | 136.25 | 43.75 | 12
2022/23 | 136.75 | 43.75 | 9
2022/23 | 137.25 | 43.75 | 8
2022/23 | 137.75 | 43.75 | 7
2022/23 | 138.25 | 43.75 | 6
2022/23 | 138.75 | 43.75 | 6
2022/23 | 139.25 | 43.75 | 5
2022/23 | 139.75 | 43.75 | 7
2022/23 | 140.25 | 43.75 | 5
2022/23 | 140.75 | 43.75 | 9
2022/23 | 141.25 | 43.75 | 9
2022/23 | 141.75 | 43.75 | 7
2022/23 | 142.25 | 43.75 | 12
2022/23 | 142.75 | 43.75 | 9
2022/23 | 143.25 | 43.75 | 4
2022/23 | 143.75 | 43.75 | 5
2022/23 | 144.25 | 43.75 | 8
2022/23 | 144.75 | 43.75 | 8
2022/23 | 145.25 | 43.75 | 5
2022/23 | 145.75 | 43.75 | 8
2022/23 | 146.25 | 43.75 | 8
2022/23 | 146.75 | 43.75 | 7
2022/23 | 147.25 | 43.75 | 6
2022/23 | 147.75 | 43.75 | 6
2022/23 | 148.25 | 43.75 | 6
2022/23 | 148.75 | 43.75 | 6
2022/23 | 149.25 | 43.75 | 7
2022/23 | 149.75 | 43.75 | 8
2022/23 | 150.25 | 43.75 | 11
2022/23 | 150.75 | 43.75 | 6
2022/23 | 151.25 | 43.75 | 12
2022/23 | 151.75 | 43.75 | 6
2022/23 | 152.25 | 43.75 | 7
2022/23 | 152.75 | 43.75 | 14
2022/23 | 153.25 | 43.75 | 6
2022/23 | 153.75 | 43.75 | 8
2022/23 | 154.25 | 43.75 | 3
2022/23 | 154.75 | 43.75 | 7
2022/23 | 155.25 | 43.75 | 4
2022/23 | 155.75 | 43.75 | 3
2022/23 | 156.25 | 43.75 | 4
2022/23 | 156.75 | 43.75 | 9
2022/23 | 157.25 | 43.75 | 8
2022/23 | 157.75 | 43.75 | 6
2022/23 | 158.25 | 43.75 | 5
2022/23 | 158.75 | 43.75 | 7
2022/23 | 159.25 | 43.75 | 10
2022/23 | 159.75 | 43.75 | 7
2022/23 | 160.25 | 43.75 | 3
2022/23 | 160.75 | 43.75 | 9
2022/23 | 161.25 | 43.75 | 3
2022/23 | 161.75 | 43.75 | 4
2022/23 | 162.25 | 43.75 | 10
2022/23 | 162.75 | 43.75 | 6
2022/23 | 163.25 | 43.75 | 4
2022/23 | 163.75 | 43.75 | 6
2022/23 | 164.25 | 43.75 | 4
2022/23 | 164.75 | 43.75 | 5
2022/23 | 165.25 | 43.75 | 5
2022/23 | 165.75 | 43.75 | 6
2022/23 | 166.25 | 43.75 | 3
2022/23 | 166.75 | 43.75 | 5
2022/23 | 167.25 | 43.75 | 4
2022/23 | 167.75 | 43.75 | 4
2022/23 | 168.25 | 43.75 | 3
2022/23 | 168.75 | 43.75 | 6
2022/23 | 169.25 | 43.75 | 4
2022/23 | 169.75 | 43.75 | 5
2022/23 | 170.25 | 43.75 | 5
2022/23 | 170.75 | 43.75 | 1
2022/23 | 171.75 | 43.75 | 1
2022/23 | 172.25 | 43.75 | 6
2022/23 | 172.75 | 43.75 | 1
2022/23 | 173.25 | 43.75 | 1
2022/23 | 173.75 | 43.75 | 1
2022/23 | 174.25 | 43.75 | 1
2022/23 | 174.75 | 43.75 | 5
2022/23 | 175.25 | 43.75 | 2
2022/23 | 175.75 | 43.75 | 5
2022/23 | 176.25 | 43.75 | 4
2022/23 | 176.75 | 43.75 | 2
2022/23 | 177.25 | 43.75 | 2
2022/23 | 177.75 | 43.75 | 3
2022/23 | 178.25 | 43.75 | 6
2022/23 | 178.75 | 43.75 | 1
2022/23 | 179.25 | 43.75 | 5
2022/23 | 179.75 | 43.75 | 1
2022/23 | 180.25 | 43.75 | 1
2022/23 | 180.75 | 43.75 | 3
2022/23 | 181.25 | 43.75 | 1
2022/23 | 181.75 | 43.75 | 2
2022/23 | 182.25 | 43.75 | 1
2022/23 | 182.75 | 43.75 | 1
2022/23 | 183.25 | 43.75 | 2
2022/23 | 183.75 | 43.75 | 1
2022/23 | 184.75 | 43.75 | 1
2022/23 | 185.75 | 43.75 | 2
2022/23 | 186.25 | 43.75 | 1
2022/23 | 187.25 | 43.75 | 1
2022/23 | 188.25 | 43.75 | 1
2022/23 | 188.75 | 43.75 | 1
2022/23 | 189.75 | 43.75 | 1
2022/23 | 190.25 | 43.75 | 2
2022/23 | 191.25 | 43.75 | 1
2022/23 | 192.75 | 43.75 | 1
2022/23 | 194.75 | 43.75 | 1
2022/23 | 195.75 | 43.75 | 1
2022/23 | 196.25 | 43.75 | 3
2022/23 | 196.75 | 43.75 | 1
2022/23 | 199.75 | 43.75 | 2
2022/23 | 200.25 | 43.75 | 2
2022/23 | 200.75 | 43.75 | 1
2022/23 | 202.25 | 43.75 | 1
2022/23 | 205.25 | 43.75 | 1
2022/23 | 207.25 | 43.75 | 1
2022/23 | 208.25 | 43.75 | 1
2022/23 | 209.25 | 43.75 | 2
2022/23 | 210.75 | 43.75 | 1
2022/23 | 214.25 | 43.75 | 1
2022/23 | 215.75 | 43.75 | 1
2022/23 | 220.75 | 43.75 | 1
2022/23 | 223.25 | 43.75 | 1
2022/23 | 223.75 | 43.75 | 1
2022/23 | 224.75 | 43.75 | 1
2022/23 | 225.25 | 43.75 | 1
2022/23 | 226.25 | 43.75 | 1
2022/23 | 227.25 | 43.75 | 1
2022/23 | 229.25 | 43.75 | 1
2022/23 | 230.25 | 43.75 | 1
2022/23 | 235.25 | 43.75 | 1
2022/23 | 238.75 | 43.75 | 1
2022/23 | 240.25 | 43.75 | 1
2022/23 | 244.75 | 43.75 | 1
2022/23 | 245.75 | 43.75 | 1
2022/23 | 249.75 | 43.75 | 1
2022/23 | 254.75 | 43.75 | 1
2022/23 | 81.75 | 44.25 | 1
2022/23 | 82.75 | 44.25 | 1
2022/23 | 86.25 | 44.25 | 1
2022/23 | 89.25 | 44.25 | 1
2022/23 | 90.75 | 44.25 | 1
2022/23 | 91.25 | 44.25 | 2
2022/23 | 91.75 | 44.25 | 2
2022/23 | 92.25 | 44.25 | 1
2022/23 | 93.25 | 44.25 | 1
2022/23 | 93.75 | 44.25 | 1
2022/23 | 94.25 | 44.25 | 2
2022/23 | 94.75 | 44.25 | 2
2022/23 | 95.25 | 44.25 | 3
2022/23 | 95.75 | 44.25 | 1
2022/23 | 96.25 | 44.25 | 4
2022/23 | 96.75 | 44.25 | 3
2022/23 | 97.25 | 44.25 | 1
2022/23 | 97.75 | 44.25 | 2
2022/23 | 98.25 | 44.25 | 3
2022/23 | 98.75 | 44.25 | 1
2022/23 | 99.25 | 44.25 | 1
2022/23 | 99.75 | 44.25 | 1
2022/23 | 100.25 | 44.25 | 1
2022/23 | 100.75 | 44.25 | 3
2022/23 | 101.25 | 44.25 | 2
2022/23 | 101.75 | 44.25 | 2
2022/23 | 102.25 | 44.25 | 4
2022/23 | 102.75 | 44.25 | 4
2022/23 | 103.25 | 44.25 | 5
2022/23 | 103.75 | 44.25 | 4
2022/23 | 104.25 | 44.25 | 4
2022/23 | 104.75 | 44.25 | 2
2022/23 | 105.25 | 44.25 | 2
2022/23 | 105.75 | 44.25 | 3
2022/23 | 106.75 | 44.25 | 3
2022/23 | 107.25 | 44.25 | 7
2022/23 | 107.75 | 44.25 | 4
2022/23 | 108.25 | 44.25 | 6
2022/23 | 108.75 | 44.25 | 10
2022/23 | 109.25 | 44.25 | 3
2022/23 | 109.75 | 44.25 | 11
2022/23 | 110.25 | 44.25 | 9
2022/23 | 110.75 | 44.25 | 8
2022/23 | 111.25 | 44.25 | 6
2022/23 | 111.75 | 44.25 | 3
2022/23 | 112.25 | 44.25 | 8
2022/23 | 112.75 | 44.25 | 6
2022/23 | 113.25 | 44.25 | 9
2022/23 | 113.75 | 44.25 | 10
2022/23 | 114.25 | 44.25 | 7
2022/23 | 114.75 | 44.25 | 12
2022/23 | 115.25 | 44.25 | 4
2022/23 | 115.75 | 44.25 | 3
2022/23 | 116.25 | 44.25 | 10
2022/23 | 116.75 | 44.25 | 7
2022/23 | 117.25 | 44.25 | 9
2022/23 | 117.75 | 44.25 | 15
2022/23 | 118.25 | 44.25 | 6
2022/23 | 118.75 | 44.25 | 10
2022/23 | 119.25 | 44.25 | 6
2022/23 | 119.75 | 44.25 | 14
2022/23 | 120.25 | 44.25 | 3
2022/23 | 120.75 | 44.25 | 5
2022/23 | 121.25 | 44.25 | 9
2022/23 | 121.75 | 44.25 | 13
2022/23 | 122.25 | 44.25 | 10
2022/23 | 122.75 | 44.25 | 10
2022/23 | 123.25 | 44.25 | 11
2022/23 | 123.75 | 44.25 | 7
2022/23 | 124.25 | 44.25 | 2
2022/23 | 124.75 | 44.25 | 7
2022/23 | 125.25 | 44.25 | 5
2022/23 | 125.75 | 44.25 | 8
2022/23 | 126.25 | 44.25 | 9
2022/23 | 126.75 | 44.25 | 11
2022/23 | 127.25 | 44.25 | 11
2022/23 | 127.75 | 44.25 | 15
2022/23 | 128.25 | 44.25 | 9
2022/23 | 128.75 | 44.25 | 12
2022/23 | 129.25 | 44.25 | 8
2022/23 | 129.75 | 44.25 | 14
2022/23 | 130.25 | 44.25 | 6
2022/23 | 130.75 | 44.25 | 9
2022/23 | 131.25 | 44.25 | 11
2022/23 | 131.75 | 44.25 | 7
2022/23 | 132.25 | 44.25 | 4
2022/23 | 132.75 | 44.25 | 10
2022/23 | 133.25 | 44.25 | 10
2022/23 | 133.75 | 44.25 | 10
2022/23 | 134.25 | 44.25 | 8
2022/23 | 134.75 | 44.25 | 11
2022/23 | 135.25 | 44.25 | 9
2022/23 | 135.75 | 44.25 | 7
2022/23 | 136.25 | 44.25 | 14
2022/23 | 136.75 | 44.25 | 12
2022/23 | 137.25 | 44.25 | 5
2022/23 | 137.75 | 44.25 | 12
2022/23 | 138.25 | 44.25 | 6
2022/23 | 138.75 | 44.25 | 5
2022/23 | 139.25 | 44.25 | 3
2022/23 | 139.75 | 44.25 | 2
2022/23 | 140.25 | 44.25 | 4
2022/23 | 140.75 | 44.25 | 13
2022/23 | 141.25 | 44.25 | 9
2022/23 | 141.75 | 44.25 | 16
2022/23 | 142.25 | 44.25 | 17
2022/23 | 142.75 | 44.25 | 5
2022/23 | 143.25 | 44.25 | 4
2022/23 | 143.75 | 44.25 | 4
2022/23 | 144.25 | 44.25 | 8
2022/23 | 144.75 | 44.25 | 6
2022/23 | 145.25 | 44.25 | 2
2022/23 | 145.75 | 44.25 | 8
2022/23 | 146.25 | 44.25 | 3
2022/23 | 146.75 | 44.25 | 10
2022/23 | 147.25 | 44.25 | 2
2022/23 | 147.75 | 44.25 | 9
2022/23 | 148.25 | 44.25 | 12
2022/23 | 148.75 | 44.25 | 10
2022/23 | 149.25 | 44.25 | 7
2022/23 | 149.75 | 44.25 | 4
2022/23 | 150.25 | 44.25 | 9
2022/23 | 150.75 | 44.25 | 3
2022/23 | 151.25 | 44.25 | 6
2022/23 | 151.75 | 44.25 | 9
2022/23 | 152.25 | 44.25 | 7
2022/23 | 152.75 | 44.25 | 7
2022/23 | 153.25 | 44.25 | 7
2022/23 | 153.75 | 44.25 | 4
2022/23 | 154.25 | 44.25 | 9
2022/23 | 154.75 | 44.25 | 4
2022/23 | 155.25 | 44.25 | 7
2022/23 | 155.75 | 44.25 | 5
2022/23 | 156.25 | 44.25 | 11
2022/23 | 156.75 | 44.25 | 6
2022/23 | 157.25 | 44.25 | 7
2022/23 | 157.75 | 44.25 | 8
2022/23 | 158.25 | 44.25 | 2
2022/23 | 158.75 | 44.25 | 4
2022/23 | 159.25 | 44.25 | 9
2022/23 | 159.75 | 44.25 | 6
2022/23 | 160.25 | 44.25 | 9
2022/23 | 160.75 | 44.25 | 5
2022/23 | 161.25 | 44.25 | 7
2022/23 | 161.75 | 44.25 | 1
2022/23 | 162.25 | 44.25 | 4
2022/23 | 162.75 | 44.25 | 7
2022/23 | 163.25 | 44.25 | 4
2022/23 | 163.75 | 44.25 | 5
2022/23 | 164.25 | 44.25 | 2
2022/23 | 164.75 | 44.25 | 5
2022/23 | 165.25 | 44.25 | 2
2022/23 | 165.75 | 44.25 | 3
2022/23 | 166.25 | 44.25 | 5
2022/23 | 166.75 | 44.25 | 3
2022/23 | 167.25 | 44.25 | 9
2022/23 | 167.75 | 44.25 | 3
2022/23 | 168.25 | 44.25 | 1
2022/23 | 168.75 | 44.25 | 7
2022/23 | 169.25 | 44.25 | 3
2022/23 | 169.75 | 44.25 | 2
2022/23 | 170.25 | 44.25 | 6
2022/23 | 170.75 | 44.25 | 5
2022/23 | 171.25 | 44.25 | 4
2022/23 | 171.75 | 44.25 | 3
2022/23 | 172.25 | 44.25 | 7
2022/23 | 172.75 | 44.25 | 1
2022/23 | 173.25 | 44.25 | 5
2022/23 | 173.75 | 44.25 | 4
2022/23 | 174.25 | 44.25 | 2
2022/23 | 174.75 | 44.25 | 4
2022/23 | 175.75 | 44.25 | 5
2022/23 | 176.25 | 44.25 | 2
2022/23 | 177.25 | 44.25 | 1
2022/23 | 177.75 | 44.25 | 4
2022/23 | 178.25 | 44.25 | 2
2022/23 | 178.75 | 44.25 | 4
2022/23 | 179.25 | 44.25 | 2
2022/23 | 179.75 | 44.25 | 3
2022/23 | 180.25 | 44.25 | 1
2022/23 | 180.75 | 44.25 | 2
2022/23 | 182.25 | 44.25 | 1
2022/23 | 182.75 | 44.25 | 1
2022/23 | 183.25 | 44.25 | 1
2022/23 | 183.75 | 44.25 | 1
2022/23 | 184.25 | 44.25 | 4
2022/23 | 184.75 | 44.25 | 1
2022/23 | 185.25 | 44.25 | 1
2022/23 | 185.75 | 44.25 | 1
2022/23 | 186.25 | 44.25 | 1
2022/23 | 186.75 | 44.25 | 3
2022/23 | 187.75 | 44.25 | 2
2022/23 | 188.25 | 44.25 | 1
2022/23 | 189.75 | 44.25 | 2
2022/23 | 190.25 | 44.25 | 4
2022/23 | 190.75 | 44.25 | 3
2022/23 | 191.25 | 44.25 | 1
2022/23 | 192.75 | 44.25 | 2
2022/23 | 193.25 | 44.25 | 1
2022/23 | 194.25 | 44.25 | 1
2022/23 | 194.75 | 44.25 | 1
2022/23 | 197.75 | 44.25 | 1
2022/23 | 199.25 | 44.25 | 2
2022/23 | 200.25 | 44.25 | 1
2022/23 | 200.75 | 44.25 | 1
2022/23 | 202.25 | 44.25 | 1
2022/23 | 202.75 | 44.25 | 1
2022/23 | 203.25 | 44.25 | 3
2022/23 | 207.25 | 44.25 | 1
2022/23 | 208.75 | 44.25 | 1
2022/23 | 209.25 | 44.25 | 1
2022/23 | 210.25 | 44.25 | 1
2022/23 | 211.75 | 44.25 | 1
2022/23 | 212.25 | 44.25 | 1
2022/23 | 217.75 | 44.25 | 1
2022/23 | 220.75 | 44.25 | 1
2022/23 | 223.75 | 44.25 | 1
2022/23 | 224.75 | 44.25 | 1
2022/23 | 226.25 | 44.25 | 1
2022/23 | 227.25 | 44.25 | 1
2022/23 | 231.25 | 44.25 | 1
2022/23 | 234.75 | 44.25 | 1
2022/23 | 235.25 | 44.25 | 1
2022/23 | 236.25 | 44.25 | 1
2022/23 | 237.75 | 44.25 | 1
2022/23 | 240.25 | 44.25 | 1
2022/23 | 246.75 | 44.25 | 1
2022/23 | 247.75 | 44.25 | 1
2022/23 | 248.75 | 44.25 | 1
2022/23 | 251.75 | 44.25 | 1
2022/23 | 253.25 | 44.25 | 1
2022/23 | 258.75 | 44.25 | 1
2022/23 | 86.25 | 44.75 | 1
2022/23 | 87.75 | 44.75 | 1
2022/23 | 90.25 | 44.75 | 1
2022/23 | 91.75 | 44.75 | 1
2022/23 | 92.25 | 44.75 | 1
2022/23 | 94.25 | 44.75 | 4
2022/23 | 94.75 | 44.75 | 1
2022/23 | 95.25 | 44.75 | 1
2022/23 | 95.75 | 44.75 | 2
2022/23 | 96.25 | 44.75 | 2
2022/23 | 96.75 | 44.75 | 1
2022/23 | 97.25 | 44.75 | 4
2022/23 | 97.75 | 44.75 | 1
2022/23 | 98.25 | 44.75 | 3
2022/23 | 98.75 | 44.75 | 2
2022/23 | 99.25 | 44.75 | 6
2022/23 | 99.75 | 44.75 | 2
2022/23 | 100.75 | 44.75 | 1
2022/23 | 101.25 | 44.75 | 2
2022/23 | 101.75 | 44.75 | 3
2022/23 | 102.25 | 44.75 | 3
2022/23 | 102.75 | 44.75 | 1
2022/23 | 103.25 | 44.75 | 5
2022/23 | 103.75 | 44.75 | 2
2022/23 | 104.25 | 44.75 | 1
2022/23 | 104.75 | 44.75 | 4
2022/23 | 105.25 | 44.75 | 3
2022/23 | 105.75 | 44.75 | 3
2022/23 | 106.25 | 44.75 | 6
2022/23 | 106.75 | 44.75 | 6
2022/23 | 107.25 | 44.75 | 1
2022/23 | 107.75 | 44.75 | 5
2022/23 | 108.25 | 44.75 | 7
2022/23 | 108.75 | 44.75 | 4
2022/23 | 109.25 | 44.75 | 6
2022/23 | 109.75 | 44.75 | 6
2022/23 | 110.25 | 44.75 | 7
2022/23 | 110.75 | 44.75 | 10
2022/23 | 111.25 | 44.75 | 4
2022/23 | 111.75 | 44.75 | 9
2022/23 | 112.25 | 44.75 | 4
2022/23 | 112.75 | 44.75 | 8
2022/23 | 113.25 | 44.75 | 9
2022/23 | 113.75 | 44.75 | 9
2022/23 | 114.25 | 44.75 | 6
2022/23 | 114.75 | 44.75 | 9
2022/23 | 115.25 | 44.75 | 8
2022/23 | 115.75 | 44.75 | 9
2022/23 | 116.25 | 44.75 | 11
2022/23 | 116.75 | 44.75 | 8
2022/23 | 117.25 | 44.75 | 8
2022/23 | 117.75 | 44.75 | 6
2022/23 | 118.25 | 44.75 | 8
2022/23 | 118.75 | 44.75 | 10
2022/23 | 119.25 | 44.75 | 13
2022/23 | 119.75 | 44.75 | 5
2022/23 | 120.25 | 44.75 | 10
2022/23 | 120.75 | 44.75 | 12
2022/23 | 121.25 | 44.75 | 4
2022/23 | 121.75 | 44.75 | 8
2022/23 | 122.25 | 44.75 | 11
2022/23 | 122.75 | 44.75 | 6
2022/23 | 123.25 | 44.75 | 6
2022/23 | 123.75 | 44.75 | 15
2022/23 | 124.25 | 44.75 | 15
2022/23 | 124.75 | 44.75 | 8
2022/23 | 125.25 | 44.75 | 8
2022/23 | 125.75 | 44.75 | 11
2022/23 | 126.25 | 44.75 | 8
2022/23 | 126.75 | 44.75 | 13
2022/23 | 127.25 | 44.75 | 8
2022/23 | 127.75 | 44.75 | 8
2022/23 | 128.25 | 44.75 | 7
2022/23 | 128.75 | 44.75 | 9
2022/23 | 129.25 | 44.75 | 6
2022/23 | 129.75 | 44.75 | 9
2022/23 | 130.25 | 44.75 | 8
2022/23 | 130.75 | 44.75 | 6
2022/23 | 131.25 | 44.75 | 13
2022/23 | 131.75 | 44.75 | 11
2022/23 | 132.25 | 44.75 | 10
2022/23 | 132.75 | 44.75 | 7
2022/23 | 133.25 | 44.75 | 13
2022/23 | 133.75 | 44.75 | 7
2022/23 | 134.25 | 44.75 | 12
2022/23 | 134.75 | 44.75 | 9
2022/23 | 135.25 | 44.75 | 10
2022/23 | 135.75 | 44.75 | 12
2022/23 | 136.25 | 44.75 | 8
2022/23 | 136.75 | 44.75 | 5
2022/23 | 137.25 | 44.75 | 10
2022/23 | 137.75 | 44.75 | 11
2022/23 | 138.25 | 44.75 | 12
2022/23 | 138.75 | 44.75 | 11
2022/23 | 139.25 | 44.75 | 10
2022/23 | 139.75 | 44.75 | 10
2022/23 | 140.25 | 44.75 | 6
2022/23 | 140.75 | 44.75 | 6
2022/23 | 141.25 | 44.75 | 11
2022/23 | 141.75 | 44.75 | 5
2022/23 | 142.25 | 44.75 | 12
2022/23 | 142.75 | 44.75 | 12
2022/23 | 143.25 | 44.75 | 9
2022/23 | 143.75 | 44.75 | 5
2022/23 | 144.25 | 44.75 | 5
2022/23 | 144.75 | 44.75 | 7
2022/23 | 145.25 | 44.75 | 6
2022/23 | 145.75 | 44.75 | 6
2022/23 | 146.25 | 44.75 | 4
2022/23 | 146.75 | 44.75 | 9
2022/23 | 147.25 | 44.75 | 8
2022/23 | 147.75 | 44.75 | 6
2022/23 | 148.25 | 44.75 | 6
2022/23 | 148.75 | 44.75 | 8
2022/23 | 149.25 | 44.75 | 8
2022/23 | 149.75 | 44.75 | 4
2022/23 | 150.25 | 44.75 | 8
2022/23 | 150.75 | 44.75 | 10
2022/23 | 151.25 | 44.75 | 5
2022/23 | 151.75 | 44.75 | 8
2022/23 | 152.25 | 44.75 | 9
2022/23 | 152.75 | 44.75 | 6
2022/23 | 153.25 | 44.75 | 10
2022/23 | 153.75 | 44.75 | 7
2022/23 | 154.25 | 44.75 | 3
2022/23 | 154.75 | 44.75 | 5
2022/23 | 155.25 | 44.75 | 5
2022/23 | 155.75 | 44.75 | 9
2022/23 | 156.25 | 44.75 | 4
2022/23 | 156.75 | 44.75 | 4
2022/23 | 157.25 | 44.75 | 10
2022/23 | 157.75 | 44.75 | 5
2022/23 | 158.25 | 44.75 | 7
2022/23 | 158.75 | 44.75 | 7
2022/23 | 159.25 | 44.75 | 7
2022/23 | 159.75 | 44.75 | 5
2022/23 | 160.25 | 44.75 | 6
2022/23 | 160.75 | 44.75 | 15
2022/23 | 161.25 | 44.75 | 7
2022/23 | 161.75 | 44.75 | 3
2022/23 | 162.25 | 44.75 | 6
2022/23 | 162.75 | 44.75 | 9
2022/23 | 163.25 | 44.75 | 7
2022/23 | 163.75 | 44.75 | 2
2022/23 | 164.25 | 44.75 | 3
2022/23 | 164.75 | 44.75 | 7
2022/23 | 165.25 | 44.75 | 5
2022/23 | 165.75 | 44.75 | 5
2022/23 | 166.25 | 44.75 | 6
2022/23 | 166.75 | 44.75 | 3
2022/23 | 167.25 | 44.75 | 6
2022/23 | 167.75 | 44.75 | 2
2022/23 | 168.25 | 44.75 | 3
2022/23 | 168.75 | 44.75 | 7
2022/23 | 169.25 | 44.75 | 1
2022/23 | 169.75 | 44.75 | 5
2022/23 | 170.25 | 44.75 | 5
2022/23 | 170.75 | 44.75 | 6
2022/23 | 171.25 | 44.75 | 2
2022/23 | 171.75 | 44.75 | 7
2022/23 | 172.25 | 44.75 | 6
2022/23 | 172.75 | 44.75 | 6
2022/23 | 173.25 | 44.75 | 4
2022/23 | 173.75 | 44.75 | 2
2022/23 | 174.25 | 44.75 | 3
2022/23 | 174.75 | 44.75 | 3
2022/23 | 175.75 | 44.75 | 2
2022/23 | 176.25 | 44.75 | 2
2022/23 | 176.75 | 44.75 | 2
2022/23 | 177.25 | 44.75 | 2
2022/23 | 177.75 | 44.75 | 2
2022/23 | 178.25 | 44.75 | 3
2022/23 | 178.75 | 44.75 | 1
2022/23 | 179.25 | 44.75 | 7
2022/23 | 180.25 | 44.75 | 3
2022/23 | 180.75 | 44.75 | 2
2022/23 | 181.25 | 44.75 | 5
2022/23 | 181.75 | 44.75 | 3
2022/23 | 182.25 | 44.75 | 2
2022/23 | 183.25 | 44.75 | 2
2022/23 | 184.25 | 44.75 | 4
2022/23 | 184.75 | 44.75 | 3
2022/23 | 186.25 | 44.75 | 3
2022/23 | 186.75 | 44.75 | 4
2022/23 | 188.25 | 44.75 | 4
2022/23 | 188.75 | 44.75 | 2
2022/23 | 189.25 | 44.75 | 2
2022/23 | 189.75 | 44.75 | 1
2022/23 | 190.25 | 44.75 | 1
2022/23 | 190.75 | 44.75 | 2
2022/23 | 191.25 | 44.75 | 3
2022/23 | 192.75 | 44.75 | 1
2022/23 | 193.25 | 44.75 | 1
2022/23 | 193.75 | 44.75 | 1
2022/23 | 194.25 | 44.75 | 1
2022/23 | 194.75 | 44.75 | 1
2022/23 | 195.25 | 44.75 | 1
2022/23 | 201.75 | 44.75 | 1
2022/23 | 203.25 | 44.75 | 1
2022/23 | 205.75 | 44.75 | 1
2022/23 | 206.25 | 44.75 | 1
2022/23 | 207.25 | 44.75 | 1
2022/23 | 210.25 | 44.75 | 1
2022/23 | 211.25 | 44.75 | 1
2022/23 | 212.75 | 44.75 | 1
2022/23 | 213.25 | 44.75 | 1
2022/23 | 214.75 | 44.75 | 1
2022/23 | 218.75 | 44.75 | 1
2022/23 | 220.75 | 44.75 | 2
2022/23 | 223.25 | 44.75 | 2
2022/23 | 224.25 | 44.75 | 1
2022/23 | 224.75 | 44.75 | 1
2022/23 | 230.25 | 44.75 | 1
2022/23 | 231.25 | 44.75 | 1
2022/23 | 231.75 | 44.75 | 1
2022/23 | 239.75 | 44.75 | 1
2022/23 | 243.25 | 44.75 | 1
2022/23 | 247.75 | 44.75 | 1
2022/23 | 253.25 | 44.75 | 1
2022/23 | 259.75 | 44.75 | 2
2022/23 | 281.75 | 44.75 | 1
2022/23 | 294.25 | 44.75 | 1
2022/23 | 85.75 | 45.25 | 2
2022/23 | 86.25 | 45.25 | 1
2022/23 | 88.25 | 45.25 | 1
2022/23 | 89.75 | 45.25 | 1
2022/23 | 91.25 | 45.25 | 1
2022/23 | 91.75 | 45.25 | 1
2022/23 | 92.25 | 45.25 | 1
2022/23 | 92.75 | 45.25 | 1
2022/23 | 93.25 | 45.25 | 1
2022/23 | 94.25 | 45.25 | 2
2022/23 | 95.25 | 45.25 | 2
2022/23 | 95.75 | 45.25 | 1
2022/23 | 96.25 | 45.25 | 1
2022/23 | 96.75 | 45.25 | 2
2022/23 | 97.25 | 45.25 | 2
2022/23 | 97.75 | 45.25 | 1
2022/23 | 98.25 | 45.25 | 2
2022/23 | 99.25 | 45.25 | 2
2022/23 | 99.75 | 45.25 | 3
2022/23 | 100.25 | 45.25 | 4
2022/23 | 100.75 | 45.25 | 5
2022/23 | 101.25 | 45.25 | 4
2022/23 | 101.75 | 45.25 | 1
2022/23 | 102.25 | 45.25 | 4
2022/23 | 102.75 | 45.25 | 3
2022/23 | 103.25 | 45.25 | 2
2022/23 | 103.75 | 45.25 | 3
2022/23 | 104.25 | 45.25 | 2
2022/23 | 104.75 | 45.25 | 6
2022/23 | 105.25 | 45.25 | 4
2022/23 | 105.75 | 45.25 | 1
2022/23 | 106.25 | 45.25 | 6
2022/23 | 106.75 | 45.25 | 4
2022/23 | 107.25 | 45.25 | 4
2022/23 | 107.75 | 45.25 | 6
2022/23 | 108.25 | 45.25 | 3
2022/23 | 108.75 | 45.25 | 9
2022/23 | 109.25 | 45.25 | 4
2022/23 | 109.75 | 45.25 | 8
2022/23 | 110.25 | 45.25 | 6
2022/23 | 110.75 | 45.25 | 3
2022/23 | 111.25 | 45.25 | 4
2022/23 | 111.75 | 45.25 | 10
2022/23 | 112.25 | 45.25 | 6
2022/23 | 112.75 | 45.25 | 3
2022/23 | 113.25 | 45.25 | 9
2022/23 | 113.75 | 45.25 | 8
2022/23 | 114.25 | 45.25 | 9
2022/23 | 114.75 | 45.25 | 7
2022/23 | 115.25 | 45.25 | 9
2022/23 | 115.75 | 45.25 | 7
2022/23 | 116.25 | 45.25 | 5
2022/23 | 116.75 | 45.25 | 8
2022/23 | 117.25 | 45.25 | 7
2022/23 | 117.75 | 45.25 | 8
2022/23 | 118.25 | 45.25 | 8
2022/23 | 118.75 | 45.25 | 11
2022/23 | 119.25 | 45.25 | 7
2022/23 | 119.75 | 45.25 | 11
2022/23 | 120.25 | 45.25 | 8
2022/23 | 120.75 | 45.25 | 9
2022/23 | 121.25 | 45.25 | 8
2022/23 | 121.75 | 45.25 | 11
2022/23 | 122.25 | 45.25 | 9
2022/23 | 122.75 | 45.25 | 9
2022/23 | 123.25 | 45.25 | 10
2022/23 | 123.75 | 45.25 | 8
2022/23 | 124.25 | 45.25 | 13
2022/23 | 124.75 | 45.25 | 15
2022/23 | 125.25 | 45.25 | 8
2022/23 | 125.75 | 45.25 | 10
2022/23 | 126.25 | 45.25 | 14
2022/23 | 126.75 | 45.25 | 11
2022/23 | 127.25 | 45.25 | 11
2022/23 | 127.75 | 45.25 | 12
2022/23 | 128.25 | 45.25 | 10
2022/23 | 128.75 | 45.25 | 7
2022/23 | 129.25 | 45.25 | 7
2022/23 | 129.75 | 45.25 | 9
2022/23 | 130.25 | 45.25 | 7
2022/23 | 130.75 | 45.25 | 11
2022/23 | 131.25 | 45.25 | 4
2022/23 | 131.75 | 45.25 | 8
2022/23 | 132.25 | 45.25 | 12
2022/23 | 132.75 | 45.25 | 13
2022/23 | 133.25 | 45.25 | 7
2022/23 | 133.75 | 45.25 | 8
2022/23 | 134.25 | 45.25 | 9
2022/23 | 134.75 | 45.25 | 11
2022/23 | 135.25 | 45.25 | 9
2022/23 | 135.75 | 45.25 | 15
2022/23 | 136.25 | 45.25 | 12
2022/23 | 136.75 | 45.25 | 10
2022/23 | 137.25 | 45.25 | 9
2022/23 | 137.75 | 45.25 | 6
2022/23 | 138.25 | 45.25 | 10
2022/23 | 138.75 | 45.25 | 13
2022/23 | 139.25 | 45.25 | 6
2022/23 | 139.75 | 45.25 | 6
2022/23 | 140.25 | 45.25 | 11
2022/23 | 140.75 | 45.25 | 10
2022/23 | 141.25 | 45.25 | 10
2022/23 | 141.75 | 45.25 | 13
2022/23 | 142.25 | 45.25 | 13
2022/23 | 142.75 | 45.25 | 12
2022/23 | 143.25 | 45.25 | 5
2022/23 | 143.75 | 45.25 | 6
2022/23 | 144.25 | 45.25 | 7
2022/23 | 144.75 | 45.25 | 5
2022/23 | 145.25 | 45.25 | 11
2022/23 | 145.75 | 45.25 | 11
2022/23 | 146.25 | 45.25 | 12
2022/23 | 146.75 | 45.25 | 9
2022/23 | 147.25 | 45.25 | 10
2022/23 | 147.75 | 45.25 | 7
2022/23 | 148.25 | 45.25 | 11
2022/23 | 148.75 | 45.25 | 15
2022/23 | 149.25 | 45.25 | 11
2022/23 | 149.75 | 45.25 | 9
2022/23 | 150.25 | 45.25 | 5
2022/23 | 150.75 | 45.25 | 4
2022/23 | 151.25 | 45.25 | 6
2022/23 | 151.75 | 45.25 | 9
2022/23 | 152.25 | 45.25 | 10
2022/23 | 152.75 | 45.25 | 9
2022/23 | 153.25 | 45.25 | 8
2022/23 | 153.75 | 45.25 | 3
2022/23 | 154.25 | 45.25 | 8
2022/23 | 154.75 | 45.25 | 11
2022/23 | 155.25 | 45.25 | 5
2022/23 | 155.75 | 45.25 | 8
2022/23 | 156.25 | 45.25 | 6
2022/23 | 156.75 | 45.25 | 9
2022/23 | 157.25 | 45.25 | 4
2022/23 | 157.75 | 45.25 | 7
2022/23 | 158.25 | 45.25 | 8
2022/23 | 158.75 | 45.25 | 1
2022/23 | 159.25 | 45.25 | 6
2022/23 | 159.75 | 45.25 | 5
2022/23 | 160.25 | 45.25 | 13
2022/23 | 160.75 | 45.25 | 7
2022/23 | 161.25 | 45.25 | 8
2022/23 | 161.75 | 45.25 | 5
2022/23 | 162.25 | 45.25 | 5
2022/23 | 162.75 | 45.25 | 4
2022/23 | 163.25 | 45.25 | 3
2022/23 | 163.75 | 45.25 | 11
2022/23 | 164.25 | 45.25 | 4
2022/23 | 164.75 | 45.25 | 9
2022/23 | 165.25 | 45.25 | 8
2022/23 | 165.75 | 45.25 | 6
2022/23 | 166.25 | 45.25 | 9
2022/23 | 166.75 | 45.25 | 4
2022/23 | 167.25 | 45.25 | 6
2022/23 | 167.75 | 45.25 | 11
2022/23 | 168.25 | 45.25 | 5
2022/23 | 168.75 | 45.25 | 7
2022/23 | 169.25 | 45.25 | 10
2022/23 | 169.75 | 45.25 | 1
2022/23 | 170.25 | 45.25 | 2
2022/23 | 170.75 | 45.25 | 3
2022/23 | 171.25 | 45.25 | 1
2022/23 | 171.75 | 45.25 | 2
2022/23 | 172.25 | 45.25 | 8
2022/23 | 172.75 | 45.25 | 6
2022/23 | 173.25 | 45.25 | 6
2022/23 | 173.75 | 45.25 | 5
2022/23 | 174.25 | 45.25 | 5
2022/23 | 174.75 | 45.25 | 6
2022/23 | 175.25 | 45.25 | 4
2022/23 | 175.75 | 45.25 | 7
2022/23 | 176.25 | 45.25 | 1
2022/23 | 176.75 | 45.25 | 5
2022/23 | 177.25 | 45.25 | 1
2022/23 | 177.75 | 45.25 | 1
2022/23 | 178.25 | 45.25 | 1
2022/23 | 178.75 | 45.25 | 6
2022/23 | 179.75 | 45.25 | 3
2022/23 | 180.25 | 45.25 | 6
2022/23 | 180.75 | 45.25 | 2
2022/23 | 181.25 | 45.25 | 3
2022/23 | 181.75 | 45.25 | 2
2022/23 | 182.25 | 45.25 | 2
2022/23 | 182.75 | 45.25 | 2
2022/23 | 183.25 | 45.25 | 1
2022/23 | 183.75 | 45.25 | 4
2022/23 | 184.25 | 45.25 | 2
2022/23 | 184.75 | 45.25 | 4
2022/23 | 185.25 | 45.25 | 2
2022/23 | 185.75 | 45.25 | 1
2022/23 | 186.25 | 45.25 | 2
2022/23 | 186.75 | 45.25 | 1
2022/23 | 187.25 | 45.25 | 1
2022/23 | 187.75 | 45.25 | 1
2022/23 | 188.75 | 45.25 | 1
2022/23 | 189.25 | 45.25 | 3
2022/23 | 190.75 | 45.25 | 2
2022/23 | 191.25 | 45.25 | 1
2022/23 | 192.25 | 45.25 | 1
2022/23 | 193.75 | 45.25 | 1
2022/23 | 194.25 | 45.25 | 1
2022/23 | 194.75 | 45.25 | 5
2022/23 | 195.25 | 45.25 | 4
2022/23 | 196.75 | 45.25 | 1
2022/23 | 197.25 | 45.25 | 1
2022/23 | 198.25 | 45.25 | 1
2022/23 | 198.75 | 45.25 | 1
2022/23 | 199.25 | 45.25 | 1
2022/23 | 200.75 | 45.25 | 1
2022/23 | 202.75 | 45.25 | 1
2022/23 | 204.75 | 45.25 | 1
2022/23 | 206.25 | 45.25 | 1
2022/23 | 206.75 | 45.25 | 1
2022/23 | 207.25 | 45.25 | 1
2022/23 | 208.75 | 45.25 | 1
2022/23 | 210.25 | 45.25 | 2
2022/23 | 210.75 | 45.25 | 1
2022/23 | 212.25 | 45.25 | 1
2022/23 | 212.75 | 45.25 | 1
2022/23 | 213.25 | 45.25 | 2
2022/23 | 214.25 | 45.25 | 1
2022/23 | 216.25 | 45.25 | 1
2022/23 | 216.75 | 45.25 | 1
2022/23 | 218.75 | 45.25 | 1
2022/23 | 219.25 | 45.25 | 1
2022/23 | 219.75 | 45.25 | 1
2022/23 | 220.25 | 45.25 | 1
2022/23 | 224.25 | 45.25 | 1
2022/23 | 225.25 | 45.25 | 1
2022/23 | 225.75 | 45.25 | 1
2022/23 | 227.25 | 45.25 | 1
2022/23 | 227.75 | 45.25 | 1
2022/23 | 228.25 | 45.25 | 1
2022/23 | 229.75 | 45.25 | 1
2022/23 | 231.25 | 45.25 | 1
2022/23 | 232.75 | 45.25 | 1
2022/23 | 233.75 | 45.25 | 2
2022/23 | 235.75 | 45.25 | 2
2022/23 | 236.75 | 45.25 | 2
2022/23 | 239.25 | 45.25 | 1
2022/23 | 240.25 | 45.25 | 1
2022/23 | 241.25 | 45.25 | 2
2022/23 | 241.75 | 45.25 | 2
2022/23 | 253.75 | 45.25 | 1
2022/23 | 254.75 | 45.25 | 1
2022/23 | 255.25 | 45.25 | 1
2022/23 | 255.75 | 45.25 | 1
2022/23 | 258.75 | 45.25 | 1
2022/23 | 259.25 | 45.25 | 1
2022/23 | 298.75 | 45.25 | 1
2022/23 | 83.75 | 45.75 | 1
2022/23 | 84.75 | 45.75 | 1
2022/23 | 85.25 | 45.75 | 1
2022/23 | 88.25 | 45.75 | 1
2022/23 | 91.25 | 45.75 | 1
2022/23 | 91.75 | 45.75 | 1
2022/23 | 92.75 | 45.75 | 2
2022/23 | 93.25 | 45.75 | 1
2022/23 | 94.75 | 45.75 | 2
2022/23 | 95.75 | 45.75 | 4
2022/23 | 96.25 | 45.75 | 2
2022/23 | 96.75 | 45.75 | 1
2022/23 | 97.25 | 45.75 | 3
2022/23 | 97.75 | 45.75 | 1
2022/23 | 98.25 | 45.75 | 2
2022/23 | 98.75 | 45.75 | 1
2022/23 | 99.25 | 45.75 | 3
2022/23 | 99.75 | 45.75 | 1
2022/23 | 100.25 | 45.75 | 3
2022/23 | 100.75 | 45.75 | 3
2022/23 | 101.25 | 45.75 | 3
2022/23 | 101.75 | 45.75 | 4
2022/23 | 102.25 | 45.75 | 2
2022/23 | 102.75 | 45.75 | 3
2022/23 | 103.25 | 45.75 | 4
2022/23 | 103.75 | 45.75 | 8
2022/23 | 104.25 | 45.75 | 7
2022/23 | 104.75 | 45.75 | 4
2022/23 | 105.25 | 45.75 | 5
2022/23 | 105.75 | 45.75 | 7
2022/23 | 106.25 | 45.75 | 8
2022/23 | 106.75 | 45.75 | 7
2022/23 | 107.25 | 45.75 | 5
2022/23 | 107.75 | 45.75 | 3
2022/23 | 108.25 | 45.75 | 12
2022/23 | 108.75 | 45.75 | 8
2022/23 | 109.25 | 45.75 | 7
2022/23 | 109.75 | 45.75 | 5
2022/23 | 110.25 | 45.75 | 12
2022/23 | 110.75 | 45.75 | 10
2022/23 | 111.25 | 45.75 | 4
2022/23 | 111.75 | 45.75 | 2
2022/23 | 112.25 | 45.75 | 3
2022/23 | 112.75 | 45.75 | 7
2022/23 | 113.25 | 45.75 | 3
2022/23 | 113.75 | 45.75 | 8
2022/23 | 114.25 | 45.75 | 9
2022/23 | 114.75 | 45.75 | 7
2022/23 | 115.25 | 45.75 | 5
2022/23 | 115.75 | 45.75 | 7
2022/23 | 116.25 | 45.75 | 12
2022/23 | 116.75 | 45.75 | 8
2022/23 | 117.25 | 45.75 | 8
2022/23 | 117.75 | 45.75 | 5
2022/23 | 118.25 | 45.75 | 8
2022/23 | 118.75 | 45.75 | 8
2022/23 | 119.25 | 45.75 | 7
2022/23 | 119.75 | 45.75 | 9
2022/23 | 120.25 | 45.75 | 8
2022/23 | 120.75 | 45.75 | 13
2022/23 | 121.25 | 45.75 | 11
2022/23 | 121.75 | 45.75 | 10
2022/23 | 122.25 | 45.75 | 9
2022/23 | 122.75 | 45.75 | 9
2022/23 | 123.25 | 45.75 | 6
2022/23 | 123.75 | 45.75 | 10
2022/23 | 124.25 | 45.75 | 10
2022/23 | 124.75 | 45.75 | 6
2022/23 | 125.25 | 45.75 | 10
2022/23 | 125.75 | 45.75 | 8
2022/23 | 126.25 | 45.75 | 12
2022/23 | 126.75 | 45.75 | 8
2022/23 | 127.25 | 45.75 | 7
2022/23 | 127.75 | 45.75 | 7
2022/23 | 128.25 | 45.75 | 16
2022/23 | 128.75 | 45.75 | 9
2022/23 | 129.25 | 45.75 | 12
2022/23 | 129.75 | 45.75 | 13
2022/23 | 130.25 | 45.75 | 13
2022/23 | 130.75 | 45.75 | 14
2022/23 | 131.25 | 45.75 | 14
2022/23 | 131.75 | 45.75 | 12
2022/23 | 132.25 | 45.75 | 10
2022/23 | 132.75 | 45.75 | 13
2022/23 | 133.25 | 45.75 | 13
2022/23 | 133.75 | 45.75 | 8
2022/23 | 134.25 | 45.75 | 13
2022/23 | 134.75 | 45.75 | 9
2022/23 | 135.25 | 45.75 | 6
2022/23 | 135.75 | 45.75 | 8
2022/23 | 136.25 | 45.75 | 12
2022/23 | 136.75 | 45.75 | 12
2022/23 | 137.25 | 45.75 | 7
2022/23 | 137.75 | 45.75 | 11
2022/23 | 138.25 | 45.75 | 14
2022/23 | 138.75 | 45.75 | 14
2022/23 | 139.25 | 45.75 | 14
2022/23 | 139.75 | 45.75 | 16
2022/23 | 140.25 | 45.75 | 14
2022/23 | 140.75 | 45.75 | 10
2022/23 | 141.25 | 45.75 | 9
2022/23 | 141.75 | 45.75 | 13
2022/23 | 142.25 | 45.75 | 8
2022/23 | 142.75 | 45.75 | 4
2022/23 | 143.25 | 45.75 | 9
2022/23 | 143.75 | 45.75 | 13
2022/23 | 144.25 | 45.75 | 6
2022/23 | 144.75 | 45.75 | 8
2022/23 | 145.25 | 45.75 | 12
2022/23 | 145.75 | 45.75 | 13
2022/23 | 146.25 | 45.75 | 10
2022/23 | 146.75 | 45.75 | 13
2022/23 | 147.25 | 45.75 | 11
2022/23 | 147.75 | 45.75 | 8
2022/23 | 148.25 | 45.75 | 6
2022/23 | 148.75 | 45.75 | 10
2022/23 | 149.25 | 45.75 | 10
2022/23 | 149.75 | 45.75 | 9
2022/23 | 150.25 | 45.75 | 10
2022/23 | 150.75 | 45.75 | 11
2022/23 | 151.25 | 45.75 | 4
2022/23 | 151.75 | 45.75 | 9
2022/23 | 152.25 | 45.75 | 11
2022/23 | 152.75 | 45.75 | 5
2022/23 | 153.25 | 45.75 | 5
2022/23 | 153.75 | 45.75 | 11
2022/23 | 154.25 | 45.75 | 3
2022/23 | 154.75 | 45.75 | 2
2022/23 | 155.25 | 45.75 | 6
2022/23 | 155.75 | 45.75 | 15
2022/23 | 156.25 | 45.75 | 6
2022/23 | 156.75 | 45.75 | 11
2022/23 | 157.25 | 45.75 | 6
2022/23 | 157.75 | 45.75 | 12
2022/23 | 158.25 | 45.75 | 10
2022/23 | 158.75 | 45.75 | 7
2022/23 | 159.25 | 45.75 | 6
2022/23 | 159.75 | 45.75 | 11
2022/23 | 160.25 | 45.75 | 8
2022/23 | 160.75 | 45.75 | 3
2022/23 | 161.25 | 45.75 | 7
2022/23 | 161.75 | 45.75 | 9
2022/23 | 162.25 | 45.75 | 4
2022/23 | 162.75 | 45.75 | 7
2022/23 | 163.25 | 45.75 | 5
2022/23 | 163.75 | 45.75 | 2
2022/23 | 164.25 | 45.75 | 5
2022/23 | 164.75 | 45.75 | 6
2022/23 | 165.25 | 45.75 | 2
2022/23 | 165.75 | 45.75 | 6
2022/23 | 166.25 | 45.75 | 6
2022/23 | 166.75 | 45.75 | 7
2022/23 | 167.25 | 45.75 | 7
2022/23 | 167.75 | 45.75 | 8
2022/23 | 168.25 | 45.75 | 6
2022/23 | 168.75 | 45.75 | 6
2022/23 | 169.25 | 45.75 | 5
2022/23 | 169.75 | 45.75 | 4
2022/23 | 170.25 | 45.75 | 7
2022/23 | 170.75 | 45.75 | 4
2022/23 | 171.25 | 45.75 | 5
2022/23 | 171.75 | 45.75 | 1
2022/23 | 172.25 | 45.75 | 6
2022/23 | 172.75 | 45.75 | 7
2022/23 | 173.25 | 45.75 | 3
2022/23 | 173.75 | 45.75 | 2
2022/23 | 174.25 | 45.75 | 2
2022/23 | 175.25 | 45.75 | 2
2022/23 | 175.75 | 45.75 | 3
2022/23 | 176.25 | 45.75 | 3
2022/23 | 176.75 | 45.75 | 2
2022/23 | 177.25 | 45.75 | 3
2022/23 | 177.75 | 45.75 | 6
2022/23 | 178.25 | 45.75 | 5
2022/23 | 178.75 | 45.75 | 6
2022/23 | 179.25 | 45.75 | 4
2022/23 | 179.75 | 45.75 | 4
2022/23 | 180.25 | 45.75 | 2
2022/23 | 180.75 | 45.75 | 2
2022/23 | 181.25 | 45.75 | 2
2022/23 | 181.75 | 45.75 | 1
2022/23 | 182.25 | 45.75 | 2
2022/23 | 182.75 | 45.75 | 1
2022/23 | 183.25 | 45.75 | 2
2022/23 | 183.75 | 45.75 | 2
2022/23 | 184.75 | 45.75 | 1
2022/23 | 185.25 | 45.75 | 3
2022/23 | 185.75 | 45.75 | 2
2022/23 | 186.25 | 45.75 | 3
2022/23 | 186.75 | 45.75 | 1
2022/23 | 187.25 | 45.75 | 1
2022/23 | 187.75 | 45.75 | 4
2022/23 | 188.25 | 45.75 | 1
2022/23 | 188.75 | 45.75 | 2
2022/23 | 190.25 | 45.75 | 2
2022/23 | 191.25 | 45.75 | 2
2022/23 | 191.75 | 45.75 | 2
2022/23 | 192.25 | 45.75 | 1
2022/23 | 193.25 | 45.75 | 2
2022/23 | 193.75 | 45.75 | 2
2022/23 | 195.25 | 45.75 | 2
2022/23 | 196.25 | 45.75 | 1
2022/23 | 197.25 | 45.75 | 1
2022/23 | 197.75 | 45.75 | 3
2022/23 | 198.25 | 45.75 | 2
2022/23 | 198.75 | 45.75 | 1
2022/23 | 203.75 | 45.75 | 2
2022/23 | 207.75 | 45.75 | 1
2022/23 | 208.25 | 45.75 | 1
2022/23 | 209.25 | 45.75 | 2
2022/23 | 209.75 | 45.75 | 1
2022/23 | 210.25 | 45.75 | 1
2022/23 | 213.25 | 45.75 | 1
2022/23 | 214.75 | 45.75 | 1
2022/23 | 215.25 | 45.75 | 1
2022/23 | 215.75 | 45.75 | 1
2022/23 | 216.75 | 45.75 | 1
2022/23 | 220.25 | 45.75 | 1
2022/23 | 221.25 | 45.75 | 1
2022/23 | 222.25 | 45.75 | 1
2022/23 | 223.75 | 45.75 | 1
2022/23 | 224.25 | 45.75 | 1
2022/23 | 225.75 | 45.75 | 1
2022/23 | 228.75 | 45.75 | 1
2022/23 | 230.75 | 45.75 | 1
2022/23 | 231.75 | 45.75 | 1
2022/23 | 232.25 | 45.75 | 1
2022/23 | 233.75 | 45.75 | 1
2022/23 | 234.75 | 45.75 | 1
2022/23 | 238.25 | 45.75 | 1
2022/23 | 245.25 | 45.75 | 1
2022/23 | 245.75 | 45.75 | 1
2022/23 | 249.75 | 45.75 | 1
2022/23 | 252.75 | 45.75 | 1
2022/23 | 256.25 | 45.75 | 1
2022/23 | 258.75 | 45.75 | 1
2022/23 | 287.75 | 45.75 | 1
2022/23 | 292.75 | 45.75 | 1
2022/23 | 79.25 | 46.25 | 1
2022/23 | 89.75 | 46.25 | 1
2022/23 | 91.25 | 46.25 | 2
2022/23 | 91.75 | 46.25 | 1
2022/23 | 92.25 | 46.25 | 1
2022/23 | 92.75 | 46.25 | 1
2022/23 | 93.75 | 46.25 | 2
2022/23 | 94.75 | 46.25 | 2
2022/23 | 96.75 | 46.25 | 1
2022/23 | 97.25 | 46.25 | 1
2022/23 | 97.75 | 46.25 | 2
2022/23 | 98.25 | 46.25 | 2
2022/23 | 98.75 | 46.25 | 2
2022/23 | 99.25 | 46.25 | 2
2022/23 | 99.75 | 46.25 | 2
2022/23 | 100.25 | 46.25 | 1
2022/23 | 100.75 | 46.25 | 2
2022/23 | 101.25 | 46.25 | 3
2022/23 | 101.75 | 46.25 | 4
2022/23 | 102.25 | 46.25 | 2
2022/23 | 102.75 | 46.25 | 3
2022/23 | 103.25 | 46.25 | 3
2022/23 | 103.75 | 46.25 | 1
2022/23 | 104.25 | 46.25 | 8
2022/23 | 104.75 | 46.25 | 5
2022/23 | 105.25 | 46.25 | 2
2022/23 | 105.75 | 46.25 | 6
2022/23 | 106.25 | 46.25 | 3
2022/23 | 106.75 | 46.25 | 2
2022/23 | 107.25 | 46.25 | 5
2022/23 | 107.75 | 46.25 | 9
2022/23 | 108.25 | 46.25 | 5
2022/23 | 108.75 | 46.25 | 8
2022/23 | 109.25 | 46.25 | 13
2022/23 | 109.75 | 46.25 | 8
2022/23 | 110.25 | 46.25 | 6
2022/23 | 110.75 | 46.25 | 2
2022/23 | 111.25 | 46.25 | 10
2022/23 | 111.75 | 46.25 | 7
2022/23 | 112.25 | 46.25 | 4
2022/23 | 112.75 | 46.25 | 4
2022/23 | 113.25 | 46.25 | 8
2022/23 | 113.75 | 46.25 | 9
2022/23 | 114.25 | 46.25 | 9
2022/23 | 114.75 | 46.25 | 8
2022/23 | 115.25 | 46.25 | 11
2022/23 | 115.75 | 46.25 | 15
2022/23 | 116.25 | 46.25 | 13
2022/23 | 116.75 | 46.25 | 4
2022/23 | 117.25 | 46.25 | 14
2022/23 | 117.75 | 46.25 | 11
2022/23 | 118.25 | 46.25 | 9
2022/23 | 118.75 | 46.25 | 15
2022/23 | 119.25 | 46.25 | 8
2022/23 | 119.75 | 46.25 | 9
2022/23 | 120.25 | 46.25 | 12
2022/23 | 120.75 | 46.25 | 8
2022/23 | 121.25 | 46.25 | 8
2022/23 | 121.75 | 46.25 | 7
2022/23 | 122.25 | 46.25 | 6
2022/23 | 122.75 | 46.25 | 9
2022/23 | 123.25 | 46.25 | 14
2022/23 | 123.75 | 46.25 | 9
2022/23 | 124.25 | 46.25 | 6
2022/23 | 124.75 | 46.25 | 7
2022/23 | 125.25 | 46.25 | 14
2022/23 | 125.75 | 46.25 | 8
2022/23 | 126.25 | 46.25 | 12
2022/23 | 126.75 | 46.25 | 12
2022/23 | 127.25 | 46.25 | 12
2022/23 | 127.75 | 46.25 | 7
2022/23 | 128.25 | 46.25 | 8
2022/23 | 128.75 | 46.25 | 10
2022/23 | 129.25 | 46.25 | 11
2022/23 | 129.75 | 46.25 | 13
2022/23 | 130.25 | 46.25 | 8
2022/23 | 130.75 | 46.25 | 12
2022/23 | 131.25 | 46.25 | 9
2022/23 | 131.75 | 46.25 | 11
2022/23 | 132.25 | 46.25 | 14
2022/23 | 132.75 | 46.25 | 11
2022/23 | 133.25 | 46.25 | 13
2022/23 | 133.75 | 46.25 | 17
2022/23 | 134.25 | 46.25 | 8
2022/23 | 134.75 | 46.25 | 10
2022/23 | 135.25 | 46.25 | 9
2022/23 | 135.75 | 46.25 | 15
2022/23 | 136.25 | 46.25 | 15
2022/23 | 136.75 | 46.25 | 17
2022/23 | 137.25 | 46.25 | 10
2022/23 | 137.75 | 46.25 | 20
2022/23 | 138.25 | 46.25 | 13
2022/23 | 138.75 | 46.25 | 7
2022/23 | 139.25 | 46.25 | 9
2022/23 | 139.75 | 46.25 | 12
2022/23 | 140.25 | 46.25 | 7
2022/23 | 140.75 | 46.25 | 6
2022/23 | 141.25 | 46.25 | 8
2022/23 | 141.75 | 46.25 | 9
2022/23 | 142.25 | 46.25 | 11
2022/23 | 142.75 | 46.25 | 9
2022/23 | 143.25 | 46.25 | 8
2022/23 | 143.75 | 46.25 | 13
2022/23 | 144.25 | 46.25 | 8
2022/23 | 144.75 | 46.25 | 15
2022/23 | 145.25 | 46.25 | 15
2022/23 | 145.75 | 46.25 | 13
2022/23 | 146.25 | 46.25 | 11
2022/23 | 146.75 | 46.25 | 6
2022/23 | 147.25 | 46.25 | 14
2022/23 | 147.75 | 46.25 | 6
2022/23 | 148.25 | 46.25 | 9
2022/23 | 148.75 | 46.25 | 7
2022/23 | 149.25 | 46.25 | 7
2022/23 | 149.75 | 46.25 | 7
2022/23 | 150.25 | 46.25 | 14
2022/23 | 150.75 | 46.25 | 10
2022/23 | 151.25 | 46.25 | 7
2022/23 | 151.75 | 46.25 | 5
2022/23 | 152.25 | 46.25 | 10
2022/23 | 152.75 | 46.25 | 11
2022/23 | 153.25 | 46.25 | 9
2022/23 | 153.75 | 46.25 | 15
2022/23 | 154.25 | 46.25 | 6
2022/23 | 154.75 | 46.25 | 13
2022/23 | 155.25 | 46.25 | 6
2022/23 | 155.75 | 46.25 | 6
2022/23 | 156.25 | 46.25 | 12
2022/23 | 156.75 | 46.25 | 9
2022/23 | 157.25 | 46.25 | 5
2022/23 | 157.75 | 46.25 | 8
2022/23 | 158.25 | 46.25 | 5
2022/23 | 158.75 | 46.25 | 10
2022/23 | 159.25 | 46.25 | 6
2022/23 | 159.75 | 46.25 | 4
2022/23 | 160.25 | 46.25 | 6
2022/23 | 160.75 | 46.25 | 11
2022/23 | 161.25 | 46.25 | 5
2022/23 | 161.75 | 46.25 | 8
2022/23 | 162.25 | 46.25 | 5
2022/23 | 162.75 | 46.25 | 6
2022/23 | 163.25 | 46.25 | 5
2022/23 | 163.75 | 46.25 | 7
2022/23 | 164.25 | 46.25 | 1
2022/23 | 164.75 | 46.25 | 7
2022/23 | 165.25 | 46.25 | 1
2022/23 | 165.75 | 46.25 | 5
2022/23 | 166.25 | 46.25 | 3
2022/23 | 166.75 | 46.25 | 5
2022/23 | 167.25 | 46.25 | 5
2022/23 | 167.75 | 46.25 | 4
2022/23 | 168.25 | 46.25 | 9
2022/23 | 168.75 | 46.25 | 6
2022/23 | 169.25 | 46.25 | 5
2022/23 | 169.75 | 46.25 | 4
2022/23 | 170.25 | 46.25 | 4
2022/23 | 170.75 | 46.25 | 3
2022/23 | 171.25 | 46.25 | 3
2022/23 | 171.75 | 46.25 | 3
2022/23 | 172.25 | 46.25 | 4
2022/23 | 172.75 | 46.25 | 4
2022/23 | 173.25 | 46.25 | 7
2022/23 | 173.75 | 46.25 | 7
2022/23 | 174.25 | 46.25 | 3
2022/23 | 174.75 | 46.25 | 2
2022/23 | 175.25 | 46.25 | 4
2022/23 | 175.75 | 46.25 | 3
2022/23 | 176.25 | 46.25 | 6
2022/23 | 176.75 | 46.25 | 2
2022/23 | 177.25 | 46.25 | 3
2022/23 | 177.75 | 46.25 | 2
2022/23 | 178.25 | 46.25 | 6
2022/23 | 178.75 | 46.25 | 4
2022/23 | 179.25 | 46.25 | 5
2022/23 | 179.75 | 46.25 | 3
2022/23 | 180.25 | 46.25 | 3
2022/23 | 181.25 | 46.25 | 3
2022/23 | 181.75 | 46.25 | 2
2022/23 | 182.25 | 46.25 | 3
2022/23 | 182.75 | 46.25 | 2
2022/23 | 183.25 | 46.25 | 1
2022/23 | 184.25 | 46.25 | 2
2022/23 | 184.75 | 46.25 | 5
2022/23 | 185.25 | 46.25 | 2
2022/23 | 185.75 | 46.25 | 3
2022/23 | 186.25 | 46.25 | 2
2022/23 | 186.75 | 46.25 | 1
2022/23 | 187.25 | 46.25 | 1
2022/23 | 187.75 | 46.25 | 4
2022/23 | 188.25 | 46.25 | 1
2022/23 | 188.75 | 46.25 | 2
2022/23 | 189.25 | 46.25 | 1
2022/23 | 189.75 | 46.25 | 1
2022/23 | 190.75 | 46.25 | 5
2022/23 | 191.25 | 46.25 | 4
2022/23 | 191.75 | 46.25 | 2
2022/23 | 192.75 | 46.25 | 1
2022/23 | 193.25 | 46.25 | 1
2022/23 | 193.75 | 46.25 | 1
2022/23 | 194.25 | 46.25 | 2
2022/23 | 195.25 | 46.25 | 2
2022/23 | 196.25 | 46.25 | 2
2022/23 | 196.75 | 46.25 | 1
2022/23 | 197.25 | 46.25 | 1
2022/23 | 199.75 | 46.25 | 2
2022/23 | 202.25 | 46.25 | 2
2022/23 | 203.25 | 46.25 | 1
2022/23 | 203.75 | 46.25 | 1
2022/23 | 205.25 | 46.25 | 1
2022/23 | 205.75 | 46.25 | 1
2022/23 | 208.25 | 46.25 | 1
2022/23 | 208.75 | 46.25 | 1
2022/23 | 209.25 | 46.25 | 1
2022/23 | 209.75 | 46.25 | 1
2022/23 | 210.75 | 46.25 | 2
2022/23 | 214.25 | 46.25 | 1
2022/23 | 214.75 | 46.25 | 4
2022/23 | 217.25 | 46.25 | 1
2022/23 | 217.75 | 46.25 | 1
2022/23 | 221.25 | 46.25 | 1
2022/23 | 222.75 | 46.25 | 2
2022/23 | 223.75 | 46.25 | 1
2022/23 | 227.75 | 46.25 | 1
2022/23 | 229.25 | 46.25 | 1
2022/23 | 232.25 | 46.25 | 1
2022/23 | 232.75 | 46.25 | 2
2022/23 | 233.75 | 46.25 | 1
2022/23 | 234.75 | 46.25 | 1
2022/23 | 235.75 | 46.25 | 1
2022/23 | 236.25 | 46.25 | 1
2022/23 | 236.75 | 46.25 | 2
2022/23 | 237.25 | 46.25 | 1
2022/23 | 239.75 | 46.25 | 1
2022/23 | 241.75 | 46.25 | 1
2022/23 | 247.25 | 46.25 | 1
2022/23 | 248.25 | 46.25 | 1
2022/23 | 255.25 | 46.25 | 1
2022/23 | 256.25 | 46.25 | 1
2022/23 | 258.25 | 46.25 | 1
2022/23 | 263.25 | 46.25 | 1
2022/23 | 267.75 | 46.25 | 1
2022/23 | 278.25 | 46.25 | 1
2022/23 | 290.25 | 46.25 | 1
2022/23 | 86.25 | 46.75 | 1
2022/23 | 89.25 | 46.75 | 1
2022/23 | 92.25 | 46.75 | 2
2022/23 | 92.75 | 46.75 | 2
2022/23 | 94.75 | 46.75 | 1
2022/23 | 95.25 | 46.75 | 2
2022/23 | 95.75 | 46.75 | 2
2022/23 | 96.25 | 46.75 | 4
2022/23 | 97.25 | 46.75 | 2
2022/23 | 97.75 | 46.75 | 1
2022/23 | 98.25 | 46.75 | 2
2022/23 | 98.75 | 46.75 | 2
2022/23 | 99.25 | 46.75 | 4
2022/23 | 99.75 | 46.75 | 5
2022/23 | 100.25 | 46.75 | 4
2022/23 | 100.75 | 46.75 | 4
2022/23 | 101.25 | 46.75 | 1
2022/23 | 101.75 | 46.75 | 5
2022/23 | 102.25 | 46.75 | 2
2022/23 | 102.75 | 46.75 | 3
2022/23 | 103.25 | 46.75 | 4
2022/23 | 103.75 | 46.75 | 4
2022/23 | 104.25 | 46.75 | 9
2022/23 | 104.75 | 46.75 | 6
2022/23 | 105.25 | 46.75 | 4
2022/23 | 105.75 | 46.75 | 5
2022/23 | 106.25 | 46.75 | 7
2022/23 | 106.75 | 46.75 | 2
2022/23 | 107.25 | 46.75 | 6
2022/23 | 107.75 | 46.75 | 3
2022/23 | 108.25 | 46.75 | 4
2022/23 | 108.75 | 46.75 | 9
2022/23 | 109.25 | 46.75 | 7
2022/23 | 109.75 | 46.75 | 11
2022/23 | 110.25 | 46.75 | 15
2022/23 | 110.75 | 46.75 | 7
2022/23 | 111.25 | 46.75 | 12
2022/23 | 111.75 | 46.75 | 9
2022/23 | 112.25 | 46.75 | 9
2022/23 | 112.75 | 46.75 | 9
2022/23 | 113.25 | 46.75 | 8
2022/23 | 113.75 | 46.75 | 8
2022/23 | 114.25 | 46.75 | 6
2022/23 | 114.75 | 46.75 | 12
2022/23 | 115.25 | 46.75 | 12
2022/23 | 115.75 | 46.75 | 16
2022/23 | 116.25 | 46.75 | 7
2022/23 | 116.75 | 46.75 | 13
2022/23 | 117.25 | 46.75 | 10
2022/23 | 117.75 | 46.75 | 12
2022/23 | 118.25 | 46.75 | 11
2022/23 | 118.75 | 46.75 | 7
2022/23 | 119.25 | 46.75 | 11
2022/23 | 119.75 | 46.75 | 12
2022/23 | 120.25 | 46.75 | 16
2022/23 | 120.75 | 46.75 | 6
2022/23 | 121.25 | 46.75 | 11
2022/23 | 121.75 | 46.75 | 7
2022/23 | 122.25 | 46.75 | 12
2022/23 | 122.75 | 46.75 | 9
2022/23 | 123.25 | 46.75 | 19
2022/23 | 123.75 | 46.75 | 11
2022/23 | 124.25 | 46.75 | 9
2022/23 | 124.75 | 46.75 | 7
2022/23 | 125.25 | 46.75 | 6
2022/23 | 125.75 | 46.75 | 13
2022/23 | 126.25 | 46.75 | 11
2022/23 | 126.75 | 46.75 | 14
2022/23 | 127.25 | 46.75 | 15
2022/23 | 127.75 | 46.75 | 13
2022/23 | 128.25 | 46.75 | 13
2022/23 | 128.75 | 46.75 | 10
2022/23 | 129.25 | 46.75 | 12
2022/23 | 129.75 | 46.75 | 11
2022/23 | 130.25 | 46.75 | 11
2022/23 | 130.75 | 46.75 | 13
2022/23 | 131.25 | 46.75 | 14
2022/23 | 131.75 | 46.75 | 17
2022/23 | 132.25 | 46.75 | 7
2022/23 | 132.75 | 46.75 | 14
2022/23 | 133.25 | 46.75 | 10
2022/23 | 133.75 | 46.75 | 18
2022/23 | 134.25 | 46.75 | 16
2022/23 | 134.75 | 46.75 | 9
2022/23 | 135.25 | 46.75 | 15
2022/23 | 135.75 | 46.75 | 12
2022/23 | 136.25 | 46.75 | 17
2022/23 | 136.75 | 46.75 | 13
2022/23 | 137.25 | 46.75 | 13
2022/23 | 137.75 | 46.75 | 20
2022/23 | 138.25 | 46.75 | 17
2022/23 | 138.75 | 46.75 | 9
2022/23 | 139.25 | 46.75 | 11
2022/23 | 139.75 | 46.75 | 22
2022/23 | 140.25 | 46.75 | 9
2022/23 | 140.75 | 46.75 | 11
2022/23 | 141.25 | 46.75 | 9
2022/23 | 141.75 | 46.75 | 10
2022/23 | 142.25 | 46.75 | 15
2022/23 | 142.75 | 46.75 | 12
2022/23 | 143.25 | 46.75 | 11
2022/23 | 143.75 | 46.75 | 11
2022/23 | 144.25 | 46.75 | 8
2022/23 | 144.75 | 46.75 | 14
2022/23 | 145.25 | 46.75 | 13
2022/23 | 145.75 | 46.75 | 10
2022/23 | 146.25 | 46.75 | 16
2022/23 | 146.75 | 46.75 | 11
2022/23 | 147.25 | 46.75 | 14
2022/23 | 147.75 | 46.75 | 15
2022/23 | 148.25 | 46.75 | 9
2022/23 | 148.75 | 46.75 | 9
2022/23 | 149.25 | 46.75 | 15
2022/23 | 149.75 | 46.75 | 15
2022/23 | 150.25 | 46.75 | 6
2022/23 | 150.75 | 46.75 | 9
2022/23 | 151.25 | 46.75 | 12
2022/23 | 151.75 | 46.75 | 13
2022/23 | 152.25 | 46.75 | 14
2022/23 | 152.75 | 46.75 | 6
2022/23 | 153.25 | 46.75 | 8
2022/23 | 153.75 | 46.75 | 11
2022/23 | 154.25 | 46.75 | 8
2022/23 | 154.75 | 46.75 | 15
2022/23 | 155.25 | 46.75 | 16
2022/23 | 155.75 | 46.75 | 11
2022/23 | 156.25 | 46.75 | 16
2022/23 | 156.75 | 46.75 | 9
2022/23 | 157.25 | 46.75 | 10
2022/23 | 157.75 | 46.75 | 10
2022/23 | 158.25 | 46.75 | 12
2022/23 | 158.75 | 46.75 | 8
2022/23 | 159.25 | 46.75 | 12
2022/23 | 159.75 | 46.75 | 3
2022/23 | 160.25 | 46.75 | 6
2022/23 | 160.75 | 46.75 | 11
2022/23 | 161.25 | 46.75 | 8
2022/23 | 161.75 | 46.75 | 5
2022/23 | 162.25 | 46.75 | 9
2022/23 | 162.75 | 46.75 | 6
2022/23 | 163.25 | 46.75 | 4
2022/23 | 163.75 | 46.75 | 13
2022/23 | 164.25 | 46.75 | 9
2022/23 | 164.75 | 46.75 | 4
2022/23 | 165.25 | 46.75 | 9
2022/23 | 165.75 | 46.75 | 8
2022/23 | 166.25 | 46.75 | 2
2022/23 | 166.75 | 46.75 | 3
2022/23 | 167.25 | 46.75 | 10
2022/23 | 167.75 | 46.75 | 3
2022/23 | 168.25 | 46.75 | 8
2022/23 | 168.75 | 46.75 | 3
2022/23 | 169.25 | 46.75 | 6
2022/23 | 169.75 | 46.75 | 7
2022/23 | 170.25 | 46.75 | 9
2022/23 | 170.75 | 46.75 | 6
2022/23 | 171.25 | 46.75 | 4
2022/23 | 171.75 | 46.75 | 3
2022/23 | 172.25 | 46.75 | 12
2022/23 | 172.75 | 46.75 | 7
2022/23 | 173.25 | 46.75 | 6
2022/23 | 173.75 | 46.75 | 4
2022/23 | 174.25 | 46.75 | 8
2022/23 | 174.75 | 46.75 | 4
2022/23 | 175.25 | 46.75 | 4
2022/23 | 175.75 | 46.75 | 5
2022/23 | 176.25 | 46.75 | 4
2022/23 | 176.75 | 46.75 | 9
2022/23 | 177.25 | 46.75 | 3
2022/23 | 177.75 | 46.75 | 5
2022/23 | 178.25 | 46.75 | 3
2022/23 | 178.75 | 46.75 | 9
2022/23 | 179.25 | 46.75 | 4
2022/23 | 179.75 | 46.75 | 3
2022/23 | 180.25 | 46.75 | 3
2022/23 | 180.75 | 46.75 | 6
2022/23 | 181.25 | 46.75 | 1
2022/23 | 181.75 | 46.75 | 3
2022/23 | 182.25 | 46.75 | 2
2022/23 | 182.75 | 46.75 | 3
2022/23 | 183.25 | 46.75 | 3
2022/23 | 183.75 | 46.75 | 3
2022/23 | 184.25 | 46.75 | 2
2022/23 | 184.75 | 46.75 | 3
2022/23 | 185.25 | 46.75 | 1
2022/23 | 185.75 | 46.75 | 2
2022/23 | 187.25 | 46.75 | 6
2022/23 | 187.75 | 46.75 | 1
2022/23 | 188.25 | 46.75 | 2
2022/23 | 189.75 | 46.75 | 3
2022/23 | 190.25 | 46.75 | 1
2022/23 | 190.75 | 46.75 | 1
2022/23 | 191.25 | 46.75 | 5
2022/23 | 191.75 | 46.75 | 3
2022/23 | 192.25 | 46.75 | 1
2022/23 | 192.75 | 46.75 | 1
2022/23 | 193.25 | 46.75 | 2
2022/23 | 193.75 | 46.75 | 3
2022/23 | 194.25 | 46.75 | 1
2022/23 | 196.25 | 46.75 | 1
2022/23 | 196.75 | 46.75 | 1
2022/23 | 198.25 | 46.75 | 2
2022/23 | 198.75 | 46.75 | 1
2022/23 | 199.75 | 46.75 | 2
2022/23 | 201.25 | 46.75 | 1
2022/23 | 201.75 | 46.75 | 1
2022/23 | 202.75 | 46.75 | 1
2022/23 | 203.25 | 46.75 | 2
2022/23 | 203.75 | 46.75 | 1
2022/23 | 206.75 | 46.75 | 1
2022/23 | 207.25 | 46.75 | 1
2022/23 | 207.75 | 46.75 | 1
2022/23 | 208.75 | 46.75 | 1
2022/23 | 209.25 | 46.75 | 1
2022/23 | 209.75 | 46.75 | 1
2022/23 | 210.25 | 46.75 | 1
2022/23 | 210.75 | 46.75 | 1
2022/23 | 211.75 | 46.75 | 3
2022/23 | 212.75 | 46.75 | 1
2022/23 | 214.75 | 46.75 | 1
2022/23 | 218.25 | 46.75 | 1
2022/23 | 218.75 | 46.75 | 1
2022/23 | 219.25 | 46.75 | 1
2022/23 | 219.75 | 46.75 | 1
2022/23 | 220.25 | 46.75 | 1
2022/23 | 221.25 | 46.75 | 1
2022/23 | 221.75 | 46.75 | 1
2022/23 | 222.25 | 46.75 | 1
2022/23 | 224.75 | 46.75 | 1
2022/23 | 225.25 | 46.75 | 1
2022/23 | 226.75 | 46.75 | 1
2022/23 | 227.75 | 46.75 | 1
2022/23 | 228.25 | 46.75 | 1
2022/23 | 229.25 | 46.75 | 1
2022/23 | 229.75 | 46.75 | 2
2022/23 | 233.75 | 46.75 | 1
2022/23 | 234.75 | 46.75 | 1
2022/23 | 236.25 | 46.75 | 2
2022/23 | 239.25 | 46.75 | 1
2022/23 | 240.75 | 46.75 | 2
2022/23 | 247.25 | 46.75 | 1
2022/23 | 247.75 | 46.75 | 1
2022/23 | 249.25 | 46.75 | 1
2022/23 | 275.75 | 46.75 | 1
2022/23 | 297.25 | 46.75 | 1
2022/23 | 81.75 | 47.25 | 1
2022/23 | 92.75 | 47.25 | 1
2022/23 | 93.25 | 47.25 | 1
2022/23 | 93.75 | 47.25 | 2
2022/23 | 94.25 | 47.25 | 4
2022/23 | 94.75 | 47.25 | 2
2022/23 | 95.75 | 47.25 | 6
2022/23 | 96.25 | 47.25 | 2
2022/23 | 96.75 | 47.25 | 2
2022/23 | 97.75 | 47.25 | 1
2022/23 | 98.25 | 47.25 | 2
2022/23 | 98.75 | 47.25 | 4
2022/23 | 99.25 | 47.25 | 1
2022/23 | 99.75 | 47.25 | 4
2022/23 | 100.25 | 47.25 | 3
2022/23 | 100.75 | 47.25 | 4
2022/23 | 101.25 | 47.25 | 3
2022/23 | 102.25 | 47.25 | 6
2022/23 | 102.75 | 47.25 | 1
2022/23 | 103.25 | 47.25 | 4
2022/23 | 103.75 | 47.25 | 6
2022/23 | 104.25 | 47.25 | 4
2022/23 | 104.75 | 47.25 | 7
2022/23 | 105.25 | 47.25 | 3
2022/23 | 105.75 | 47.25 | 3
2022/23 | 106.25 | 47.25 | 4
2022/23 | 106.75 | 47.25 | 2
2022/23 | 107.25 | 47.25 | 5
2022/23 | 107.75 | 47.25 | 8
2022/23 | 108.25 | 47.25 | 4
2022/23 | 108.75 | 47.25 | 3
2022/23 | 109.25 | 47.25 | 4
2022/23 | 109.75 | 47.25 | 9
2022/23 | 110.25 | 47.25 | 7
2022/23 | 110.75 | 47.25 | 9
2022/23 | 111.25 | 47.25 | 8
2022/23 | 111.75 | 47.25 | 7
2022/23 | 112.25 | 47.25 | 9
2022/23 | 112.75 | 47.25 | 9
2022/23 | 113.25 | 47.25 | 12
2022/23 | 113.75 | 47.25 | 9
2022/23 | 114.25 | 47.25 | 6
2022/23 | 114.75 | 47.25 | 6
2022/23 | 115.25 | 47.25 | 15
2022/23 | 115.75 | 47.25 | 13
2022/23 | 116.25 | 47.25 | 9
2022/23 | 116.75 | 47.25 | 16
2022/23 | 117.25 | 47.25 | 11
2022/23 | 117.75 | 47.25 | 15
2022/23 | 118.25 | 47.25 | 12
2022/23 | 118.75 | 47.25 | 16
2022/23 | 119.25 | 47.25 | 14
2022/23 | 119.75 | 47.25 | 14
2022/23 | 120.25 | 47.25 | 15
2022/23 | 120.75 | 47.25 | 18
2022/23 | 121.25 | 47.25 | 16
2022/23 | 121.75 | 47.25 | 14
2022/23 | 122.25 | 47.25 | 8
2022/23 | 122.75 | 47.25 | 10
2022/23 | 123.25 | 47.25 | 9
2022/23 | 123.75 | 47.25 | 12
2022/23 | 124.25 | 47.25 | 20
2022/23 | 124.75 | 47.25 | 16
2022/23 | 125.25 | 47.25 | 7
2022/23 | 125.75 | 47.25 | 14
2022/23 | 126.25 | 47.25 | 14
2022/23 | 126.75 | 47.25 | 9
2022/23 | 127.25 | 47.25 | 17
2022/23 | 127.75 | 47.25 | 17
2022/23 | 128.25 | 47.25 | 13
2022/23 | 128.75 | 47.25 | 13
2022/23 | 129.25 | 47.25 | 11
2022/23 | 129.75 | 47.25 | 16
2022/23 | 130.25 | 47.25 | 6
2022/23 | 130.75 | 47.25 | 14
2022/23 | 131.25 | 47.25 | 17
2022/23 | 131.75 | 47.25 | 9
2022/23 | 132.25 | 47.25 | 6
2022/23 | 132.75 | 47.25 | 23
2022/23 | 133.25 | 47.25 | 12
2022/23 | 133.75 | 47.25 | 18
2022/23 | 134.25 | 47.25 | 14
2022/23 | 134.75 | 47.25 | 9
2022/23 | 135.25 | 47.25 | 15
2022/23 | 135.75 | 47.25 | 15
2022/23 | 136.25 | 47.25 | 13
2022/23 | 136.75 | 47.25 | 9
2022/23 | 137.25 | 47.25 | 11
2022/23 | 137.75 | 47.25 | 9
2022/23 | 138.25 | 47.25 | 9
2022/23 | 138.75 | 47.25 | 15
2022/23 | 139.25 | 47.25 | 12
2022/23 | 139.75 | 47.25 | 9
2022/23 | 140.25 | 47.25 | 11
2022/23 | 140.75 | 47.25 | 16
2022/23 | 141.25 | 47.25 | 14
2022/23 | 141.75 | 47.25 | 13
2022/23 | 142.25 | 47.25 | 11
2022/23 | 142.75 | 47.25 | 18
2022/23 | 143.25 | 47.25 | 10
2022/23 | 143.75 | 47.25 | 14
2022/23 | 144.25 | 47.25 | 9
2022/23 | 144.75 | 47.25 | 14
2022/23 | 145.25 | 47.25 | 15
2022/23 | 145.75 | 47.25 | 9
2022/23 | 146.25 | 47.25 | 11
2022/23 | 146.75 | 47.25 | 15
2022/23 | 147.25 | 47.25 | 15
2022/23 | 147.75 | 47.25 | 12
2022/23 | 148.25 | 47.25 | 11
2022/23 | 148.75 | 47.25 | 11
2022/23 | 149.25 | 47.25 | 6
2022/23 | 149.75 | 47.25 | 11
2022/23 | 150.25 | 47.25 | 10
2022/23 | 150.75 | 47.25 | 7
2022/23 | 151.25 | 47.25 | 12
2022/23 | 151.75 | 47.25 | 15
2022/23 | 152.25 | 47.25 | 11
2022/23 | 152.75 | 47.25 | 19
2022/23 | 153.25 | 47.25 | 17
2022/23 | 153.75 | 47.25 | 14
2022/23 | 154.25 | 47.25 | 14
2022/23 | 154.75 | 47.25 | 11
2022/23 | 155.25 | 47.25 | 13
2022/23 | 155.75 | 47.25 | 8
2022/23 | 156.25 | 47.25 | 10
2022/23 | 156.75 | 47.25 | 15
2022/23 | 157.25 | 47.25 | 13
2022/23 | 157.75 | 47.25 | 15
2022/23 | 158.25 | 47.25 | 11
2022/23 | 158.75 | 47.25 | 12
2022/23 | 159.25 | 47.25 | 11
2022/23 | 159.75 | 47.25 | 8
2022/23 | 160.25 | 47.25 | 14
2022/23 | 160.75 | 47.25 | 12
2022/23 | 161.25 | 47.25 | 7
2022/23 | 161.75 | 47.25 | 9
2022/23 | 162.25 | 47.25 | 14
2022/23 | 162.75 | 47.25 | 15
2022/23 | 163.25 | 47.25 | 8
2022/23 | 163.75 | 47.25 | 2
2022/23 | 164.25 | 47.25 | 13
2022/23 | 164.75 | 47.25 | 7
2022/23 | 165.25 | 47.25 | 6
2022/23 | 165.75 | 47.25 | 7
2022/23 | 166.25 | 47.25 | 6
2022/23 | 166.75 | 47.25 | 13
2022/23 | 167.25 | 47.25 | 4
2022/23 | 167.75 | 47.25 | 8
2022/23 | 168.25 | 47.25 | 3
2022/23 | 168.75 | 47.25 | 6
2022/23 | 169.25 | 47.25 | 11
2022/23 | 169.75 | 47.25 | 5
2022/23 | 170.25 | 47.25 | 8
2022/23 | 170.75 | 47.25 | 6
2022/23 | 171.25 | 47.25 | 5
2022/23 | 171.75 | 47.25 | 7
2022/23 | 172.25 | 47.25 | 8
2022/23 | 172.75 | 47.25 | 4
2022/23 | 173.25 | 47.25 | 7
2022/23 | 173.75 | 47.25 | 5
2022/23 | 174.25 | 47.25 | 3
2022/23 | 174.75 | 47.25 | 7
2022/23 | 175.25 | 47.25 | 1
2022/23 | 175.75 | 47.25 | 6
2022/23 | 176.25 | 47.25 | 6
2022/23 | 176.75 | 47.25 | 10
2022/23 | 177.25 | 47.25 | 2
2022/23 | 177.75 | 47.25 | 6
2022/23 | 178.25 | 47.25 | 2
2022/23 | 178.75 | 47.25 | 5
2022/23 | 179.25 | 47.25 | 4
2022/23 | 179.75 | 47.25 | 4
2022/23 | 180.25 | 47.25 | 2
2022/23 | 180.75 | 47.25 | 5
2022/23 | 181.25 | 47.25 | 1
2022/23 | 181.75 | 47.25 | 5
2022/23 | 182.25 | 47.25 | 3
2022/23 | 182.75 | 47.25 | 1
2022/23 | 183.25 | 47.25 | 4
2022/23 | 183.75 | 47.25 | 4
2022/23 | 184.25 | 47.25 | 1
2022/23 | 184.75 | 47.25 | 2
2022/23 | 185.75 | 47.25 | 3
2022/23 | 186.25 | 47.25 | 2
2022/23 | 187.25 | 47.25 | 1
2022/23 | 187.75 | 47.25 | 1
2022/23 | 188.25 | 47.25 | 1
2022/23 | 188.75 | 47.25 | 2
2022/23 | 189.75 | 47.25 | 1
2022/23 | 190.75 | 47.25 | 3
2022/23 | 191.25 | 47.25 | 1
2022/23 | 191.75 | 47.25 | 2
2022/23 | 192.25 | 47.25 | 1
2022/23 | 192.75 | 47.25 | 1
2022/23 | 193.75 | 47.25 | 2
2022/23 | 194.75 | 47.25 | 1
2022/23 | 195.25 | 47.25 | 1
2022/23 | 195.75 | 47.25 | 1
2022/23 | 196.75 | 47.25 | 2
2022/23 | 197.25 | 47.25 | 1
2022/23 | 197.75 | 47.25 | 1
2022/23 | 198.25 | 47.25 | 1
2022/23 | 199.25 | 47.25 | 1
2022/23 | 201.75 | 47.25 | 2
2022/23 | 202.75 | 47.25 | 2
2022/23 | 206.25 | 47.25 | 1
2022/23 | 206.75 | 47.25 | 1
2022/23 | 207.25 | 47.25 | 1
2022/23 | 207.75 | 47.25 | 1
2022/23 | 208.75 | 47.25 | 2
2022/23 | 209.25 | 47.25 | 2
2022/23 | 210.25 | 47.25 | 1
2022/23 | 210.75 | 47.25 | 1
2022/23 | 211.25 | 47.25 | 1
2022/23 | 211.75 | 47.25 | 1
2022/23 | 212.25 | 47.25 | 1
2022/23 | 214.25 | 47.25 | 1
2022/23 | 216.25 | 47.25 | 1
2022/23 | 217.25 | 47.25 | 2
2022/23 | 217.75 | 47.25 | 1
2022/23 | 219.25 | 47.25 | 3
2022/23 | 220.75 | 47.25 | 1
2022/23 | 222.25 | 47.25 | 1
2022/23 | 222.75 | 47.25 | 1
2022/23 | 223.25 | 47.25 | 2
2022/23 | 223.75 | 47.25 | 1
2022/23 | 224.25 | 47.25 | 2
2022/23 | 227.25 | 47.25 | 3
2022/23 | 227.75 | 47.25 | 2
2022/23 | 229.25 | 47.25 | 2
2022/23 | 232.25 | 47.25 | 1
2022/23 | 232.75 | 47.25 | 1
2022/23 | 234.25 | 47.25 | 1
2022/23 | 240.25 | 47.25 | 2
2022/23 | 241.75 | 47.25 | 2
2022/23 | 242.25 | 47.25 | 1
2022/23 | 243.75 | 47.25 | 1
2022/23 | 247.75 | 47.25 | 1
2022/23 | 249.25 | 47.25 | 1
2022/23 | 251.75 | 47.25 | 1
2022/23 | 261.75 | 47.25 | 1
2022/23 | 262.75 | 47.25 | 1
2022/23 | 367.75 | 47.25 | 1
2022/23 | 82.75 | 47.75 | 1
2022/23 | 83.25 | 47.75 | 1
2022/23 | 86.25 | 47.75 | 1
2022/23 | 88.75 | 47.75 | 1
2022/23 | 91.25 | 47.75 | 1
2022/23 | 92.75 | 47.75 | 3
2022/23 | 94.25 | 47.75 | 3
2022/23 | 95.75 | 47.75 | 2
2022/23 | 97.25 | 47.75 | 2
2022/23 | 97.75 | 47.75 | 3
2022/23 | 98.25 | 47.75 | 1
2022/23 | 98.75 | 47.75 | 2
2022/23 | 99.75 | 47.75 | 3
2022/23 | 100.25 | 47.75 | 4
2022/23 | 100.75 | 47.75 | 8
2022/23 | 101.25 | 47.75 | 5
2022/23 | 101.75 | 47.75 | 5
2022/23 | 102.25 | 47.75 | 7
2022/23 | 102.75 | 47.75 | 5
2022/23 | 103.25 | 47.75 | 3
2022/23 | 103.75 | 47.75 | 4
2022/23 | 104.25 | 47.75 | 3
2022/23 | 104.75 | 47.75 | 7
2022/23 | 105.25 | 47.75 | 8
2022/23 | 105.75 | 47.75 | 4
2022/23 | 106.25 | 47.75 | 6
2022/23 | 106.75 | 47.75 | 4
2022/23 | 107.25 | 47.75 | 5
2022/23 | 107.75 | 47.75 | 7
2022/23 | 108.25 | 47.75 | 4
2022/23 | 108.75 | 47.75 | 7
2022/23 | 109.25 | 47.75 | 7
2022/23 | 109.75 | 47.75 | 10
2022/23 | 110.25 | 47.75 | 9
2022/23 | 110.75 | 47.75 | 7
2022/23 | 111.25 | 47.75 | 8
2022/23 | 111.75 | 47.75 | 9
2022/23 | 112.25 | 47.75 | 6
2022/23 | 112.75 | 47.75 | 13
2022/23 | 113.25 | 47.75 | 13
2022/23 | 113.75 | 47.75 | 13
2022/23 | 114.25 | 47.75 | 8
2022/23 | 114.75 | 47.75 | 11
2022/23 | 115.25 | 47.75 | 16
2022/23 | 115.75 | 47.75 | 14
2022/23 | 116.25 | 47.75 | 11
2022/23 | 116.75 | 47.75 | 9
2022/23 | 117.25 | 47.75 | 14
2022/23 | 117.75 | 47.75 | 10
2022/23 | 118.25 | 47.75 | 8
2022/23 | 118.75 | 47.75 | 13
2022/23 | 119.25 | 47.75 | 16
2022/23 | 119.75 | 47.75 | 15
2022/23 | 120.25 | 47.75 | 11
2022/23 | 120.75 | 47.75 | 13
2022/23 | 121.25 | 47.75 | 8
2022/23 | 121.75 | 47.75 | 15
2022/23 | 122.25 | 47.75 | 20
2022/23 | 122.75 | 47.75 | 8
2022/23 | 123.25 | 47.75 | 11
2022/23 | 123.75 | 47.75 | 17
2022/23 | 124.25 | 47.75 | 8
2022/23 | 124.75 | 47.75 | 7
2022/23 | 125.25 | 47.75 | 14
2022/23 | 125.75 | 47.75 | 8
2022/23 | 126.25 | 47.75 | 10
2022/23 | 126.75 | 47.75 | 10
2022/23 | 127.25 | 47.75 | 8
2022/23 | 127.75 | 47.75 | 12
2022/23 | 128.25 | 47.75 | 9
2022/23 | 128.75 | 47.75 | 17
2022/23 | 129.25 | 47.75 | 15
2022/23 | 129.75 | 47.75 | 14
2022/23 | 130.25 | 47.75 | 16
2022/23 | 130.75 | 47.75 | 18
2022/23 | 131.25 | 47.75 | 21
2022/23 | 131.75 | 47.75 | 14
2022/23 | 132.25 | 47.75 | 18
2022/23 | 132.75 | 47.75 | 16
2022/23 | 133.25 | 47.75 | 8
2022/23 | 133.75 | 47.75 | 17
2022/23 | 134.25 | 47.75 | 19
2022/23 | 134.75 | 47.75 | 10
2022/23 | 135.25 | 47.75 | 7
2022/23 | 135.75 | 47.75 | 17
2022/23 | 136.25 | 47.75 | 16
2022/23 | 136.75 | 47.75 | 17
2022/23 | 137.25 | 47.75 | 11
2022/23 | 137.75 | 47.75 | 22
2022/23 | 138.25 | 47.75 | 17
2022/23 | 138.75 | 47.75 | 12
2022/23 | 139.25 | 47.75 | 13
2022/23 | 139.75 | 47.75 | 11
2022/23 | 140.25 | 47.75 | 15
2022/23 | 140.75 | 47.75 | 7
2022/23 | 141.25 | 47.75 | 6
2022/23 | 141.75 | 47.75 | 20
2022/23 | 142.25 | 47.75 | 11
2022/23 | 142.75 | 47.75 | 19
2022/23 | 143.25 | 47.75 | 12
2022/23 | 143.75 | 47.75 | 17
2022/23 | 144.25 | 47.75 | 19
2022/23 | 144.75 | 47.75 | 15
2022/23 | 145.25 | 47.75 | 11
2022/23 | 145.75 | 47.75 | 18
2022/23 | 146.25 | 47.75 | 16
2022/23 | 146.75 | 47.75 | 8
2022/23 | 147.25 | 47.75 | 12
2022/23 | 147.75 | 47.75 | 15
2022/23 | 148.25 | 47.75 | 12
2022/23 | 148.75 | 47.75 | 7
2022/23 | 149.25 | 47.75 | 11
2022/23 | 149.75 | 47.75 | 10
2022/23 | 150.25 | 47.75 | 12
2022/23 | 150.75 | 47.75 | 12
2022/23 | 151.25 | 47.75 | 9
2022/23 | 151.75 | 47.75 | 20
2022/23 | 152.25 | 47.75 | 15
2022/23 | 152.75 | 47.75 | 13
2022/23 | 153.25 | 47.75 | 19
2022/23 | 153.75 | 47.75 | 13
2022/23 | 154.25 | 47.75 | 14
2022/23 | 154.75 | 47.75 | 14
2022/23 | 155.25 | 47.75 | 10
2022/23 | 155.75 | 47.75 | 8
2022/23 | 156.25 | 47.75 | 14
2022/23 | 156.75 | 47.75 | 12
2022/23 | 157.25 | 47.75 | 19
2022/23 | 157.75 | 47.75 | 10
2022/23 | 158.25 | 47.75 | 8
2022/23 | 158.75 | 47.75 | 14
2022/23 | 159.25 | 47.75 | 9
2022/23 | 159.75 | 47.75 | 9
2022/23 | 160.25 | 47.75 | 9
2022/23 | 160.75 | 47.75 | 12
2022/23 | 161.25 | 47.75 | 13
2022/23 | 161.75 | 47.75 | 6
2022/23 | 162.25 | 47.75 | 12
2022/23 | 162.75 | 47.75 | 14
2022/23 | 163.25 | 47.75 | 13
2022/23 | 163.75 | 47.75 | 5
2022/23 | 164.25 | 47.75 | 15
2022/23 | 164.75 | 47.75 | 5
2022/23 | 165.25 | 47.75 | 8
2022/23 | 165.75 | 47.75 | 13
2022/23 | 166.25 | 47.75 | 3
2022/23 | 166.75 | 47.75 | 12
2022/23 | 167.25 | 47.75 | 4
2022/23 | 167.75 | 47.75 | 11
2022/23 | 168.25 | 47.75 | 3
2022/23 | 168.75 | 47.75 | 4
2022/23 | 169.25 | 47.75 | 8
2022/23 | 169.75 | 47.75 | 14
2022/23 | 170.25 | 47.75 | 6
2022/23 | 170.75 | 47.75 | 5
2022/23 | 171.25 | 47.75 | 9
2022/23 | 171.75 | 47.75 | 5
2022/23 | 172.25 | 47.75 | 4
2022/23 | 172.75 | 47.75 | 4
2022/23 | 173.25 | 47.75 | 2
2022/23 | 173.75 | 47.75 | 5
2022/23 | 174.25 | 47.75 | 2
2022/23 | 174.75 | 47.75 | 2
2022/23 | 175.25 | 47.75 | 4
2022/23 | 175.75 | 47.75 | 7
2022/23 | 176.25 | 47.75 | 4
2022/23 | 176.75 | 47.75 | 3
2022/23 | 177.25 | 47.75 | 3
2022/23 | 177.75 | 47.75 | 6
2022/23 | 178.25 | 47.75 | 4
2022/23 | 178.75 | 47.75 | 3
2022/23 | 179.75 | 47.75 | 5
2022/23 | 180.25 | 47.75 | 2
2022/23 | 180.75 | 47.75 | 2
2022/23 | 181.25 | 47.75 | 5
2022/23 | 181.75 | 47.75 | 4
2022/23 | 182.25 | 47.75 | 5
2022/23 | 182.75 | 47.75 | 1
2022/23 | 183.25 | 47.75 | 4
2022/23 | 183.75 | 47.75 | 2
2022/23 | 184.25 | 47.75 | 1
2022/23 | 184.75 | 47.75 | 1
2022/23 | 185.25 | 47.75 | 2
2022/23 | 185.75 | 47.75 | 2
2022/23 | 186.25 | 47.75 | 1
2022/23 | 186.75 | 47.75 | 1
2022/23 | 187.25 | 47.75 | 2
2022/23 | 188.75 | 47.75 | 3
2022/23 | 189.25 | 47.75 | 3
2022/23 | 189.75 | 47.75 | 5
2022/23 | 190.25 | 47.75 | 1
2022/23 | 190.75 | 47.75 | 1
2022/23 | 191.25 | 47.75 | 4
2022/23 | 191.75 | 47.75 | 1
2022/23 | 192.75 | 47.75 | 1
2022/23 | 193.25 | 47.75 | 1
2022/23 | 193.75 | 47.75 | 3
2022/23 | 194.25 | 47.75 | 2
2022/23 | 194.75 | 47.75 | 1
2022/23 | 196.25 | 47.75 | 1
2022/23 | 196.75 | 47.75 | 1
2022/23 | 198.25 | 47.75 | 1
2022/23 | 198.75 | 47.75 | 1
2022/23 | 199.25 | 47.75 | 1
2022/23 | 199.75 | 47.75 | 1
2022/23 | 200.75 | 47.75 | 2
2022/23 | 201.25 | 47.75 | 2
2022/23 | 201.75 | 47.75 | 1
2022/23 | 202.25 | 47.75 | 1
2022/23 | 202.75 | 47.75 | 2
2022/23 | 203.25 | 47.75 | 1
2022/23 | 203.75 | 47.75 | 2
2022/23 | 204.25 | 47.75 | 1
2022/23 | 204.75 | 47.75 | 2
2022/23 | 206.75 | 47.75 | 1
2022/23 | 207.25 | 47.75 | 4
2022/23 | 208.25 | 47.75 | 1
2022/23 | 208.75 | 47.75 | 1
2022/23 | 209.75 | 47.75 | 1
2022/23 | 212.25 | 47.75 | 1
2022/23 | 212.75 | 47.75 | 1
2022/23 | 213.75 | 47.75 | 1
2022/23 | 215.25 | 47.75 | 3
2022/23 | 216.25 | 47.75 | 2
2022/23 | 216.75 | 47.75 | 1
2022/23 | 217.25 | 47.75 | 1
2022/23 | 218.75 | 47.75 | 1
2022/23 | 219.75 | 47.75 | 2
2022/23 | 220.25 | 47.75 | 1
2022/23 | 221.75 | 47.75 | 1
2022/23 | 222.75 | 47.75 | 1
2022/23 | 223.25 | 47.75 | 1
2022/23 | 223.75 | 47.75 | 1
2022/23 | 224.25 | 47.75 | 1
2022/23 | 225.25 | 47.75 | 1
2022/23 | 228.25 | 47.75 | 1
2022/23 | 229.25 | 47.75 | 1
2022/23 | 229.75 | 47.75 | 1
2022/23 | 230.75 | 47.75 | 1
2022/23 | 231.75 | 47.75 | 1
2022/23 | 235.25 | 47.75 | 1
2022/23 | 236.25 | 47.75 | 1
2022/23 | 236.75 | 47.75 | 1
2022/23 | 238.25 | 47.75 | 1
2022/23 | 240.25 | 47.75 | 1
2022/23 | 241.25 | 47.75 | 1
2022/23 | 247.25 | 47.75 | 1
2022/23 | 250.75 | 47.75 | 1
2022/23 | 251.25 | 47.75 | 2
2022/23 | 252.25 | 47.75 | 1
2022/23 | 253.25 | 47.75 | 2
2022/23 | 255.75 | 47.75 | 1
2022/23 | 261.75 | 47.75 | 1
2022/23 | 262.75 | 47.75 | 2
2022/23 | 263.25 | 47.75 | 1
2022/23 | 263.75 | 47.75 | 1
2022/23 | 264.25 | 47.75 | 1
2022/23 | 268.75 | 47.75 | 1
2022/23 | 87.25 | 48.25 | 1
2022/23 | 93.25 | 48.25 | 1
2022/23 | 93.75 | 48.25 | 2
2022/23 | 94.25 | 48.25 | 1
2022/23 | 94.75 | 48.25 | 2
2022/23 | 95.25 | 48.25 | 2
2022/23 | 96.75 | 48.25 | 2
2022/23 | 97.25 | 48.25 | 1
2022/23 | 98.25 | 48.25 | 2
2022/23 | 98.75 | 48.25 | 4
2022/23 | 99.25 | 48.25 | 3
2022/23 | 99.75 | 48.25 | 5
2022/23 | 100.75 | 48.25 | 2
2022/23 | 101.25 | 48.25 | 5
2022/23 | 101.75 | 48.25 | 3
2022/23 | 102.25 | 48.25 | 3
2022/23 | 102.75 | 48.25 | 1
2022/23 | 103.25 | 48.25 | 5
2022/23 | 103.75 | 48.25 | 6
2022/23 | 104.25 | 48.25 | 4
2022/23 | 104.75 | 48.25 | 8
2022/23 | 105.25 | 48.25 | 4
2022/23 | 105.75 | 48.25 | 7
2022/23 | 106.25 | 48.25 | 11
2022/23 | 106.75 | 48.25 | 7
2022/23 | 107.25 | 48.25 | 9
2022/23 | 107.75 | 48.25 | 7
2022/23 | 108.25 | 48.25 | 7
2022/23 | 108.75 | 48.25 | 6
2022/23 | 109.25 | 48.25 | 15
2022/23 | 109.75 | 48.25 | 4
2022/23 | 110.25 | 48.25 | 4
2022/23 | 110.75 | 48.25 | 3
2022/23 | 111.25 | 48.25 | 8
2022/23 | 111.75 | 48.25 | 10
2022/23 | 112.25 | 48.25 | 11
2022/23 | 112.75 | 48.25 | 14
2022/23 | 113.25 | 48.25 | 10
2022/23 | 113.75 | 48.25 | 6
2022/23 | 114.25 | 48.25 | 8
2022/23 | 114.75 | 48.25 | 12
2022/23 | 115.25 | 48.25 | 11
2022/23 | 115.75 | 48.25 | 9
2022/23 | 116.25 | 48.25 | 15
2022/23 | 116.75 | 48.25 | 15
2022/23 | 117.25 | 48.25 | 6
2022/23 | 117.75 | 48.25 | 14
2022/23 | 118.25 | 48.25 | 12
2022/23 | 118.75 | 48.25 | 10
2022/23 | 119.25 | 48.25 | 14
2022/23 | 119.75 | 48.25 | 8
2022/23 | 120.25 | 48.25 | 13
2022/23 | 120.75 | 48.25 | 12
2022/23 | 121.25 | 48.25 | 19
2022/23 | 121.75 | 48.25 | 20
2022/23 | 122.25 | 48.25 | 13
2022/23 | 122.75 | 48.25 | 12
2022/23 | 123.25 | 48.25 | 7
2022/23 | 123.75 | 48.25 | 17
2022/23 | 124.25 | 48.25 | 20
2022/23 | 124.75 | 48.25 | 12
2022/23 | 125.25 | 48.25 | 11
2022/23 | 125.75 | 48.25 | 16
2022/23 | 126.25 | 48.25 | 22
2022/23 | 126.75 | 48.25 | 14
2022/23 | 127.25 | 48.25 | 20
2022/23 | 127.75 | 48.25 | 17
2022/23 | 128.25 | 48.25 | 18
2022/23 | 128.75 | 48.25 | 13
2022/23 | 129.25 | 48.25 | 10
2022/23 | 129.75 | 48.25 | 13
2022/23 | 130.25 | 48.25 | 19
2022/23 | 130.75 | 48.25 | 20
2022/23 | 131.25 | 48.25 | 14
2022/23 | 131.75 | 48.25 | 16
2022/23 | 132.25 | 48.25 | 20
2022/23 | 132.75 | 48.25 | 19
2022/23 | 133.25 | 48.25 | 18
2022/23 | 133.75 | 48.25 | 12
2022/23 | 134.25 | 48.25 | 18
2022/23 | 134.75 | 48.25 | 17
2022/23 | 135.25 | 48.25 | 12
2022/23 | 135.75 | 48.25 | 10
2022/23 | 136.25 | 48.25 | 12
2022/23 | 136.75 | 48.25 | 11
2022/23 | 137.25 | 48.25 | 15
2022/23 | 137.75 | 48.25 | 14
2022/23 | 138.25 | 48.25 | 21
2022/23 | 138.75 | 48.25 | 19
2022/23 | 139.25 | 48.25 | 13
2022/23 | 139.75 | 48.25 | 21
2022/23 | 140.25 | 48.25 | 21
2022/23 | 140.75 | 48.25 | 12
2022/23 | 141.25 | 48.25 | 17
2022/23 | 141.75 | 48.25 | 14
2022/23 | 142.25 | 48.25 | 11
2022/23 | 142.75 | 48.25 | 13
2022/23 | 143.25 | 48.25 | 10
2022/23 | 143.75 | 48.25 | 18
2022/23 | 144.25 | 48.25 | 15
2022/23 | 144.75 | 48.25 | 8
2022/23 | 145.25 | 48.25 | 12
2022/23 | 145.75 | 48.25 | 7
2022/23 | 146.25 | 48.25 | 8
2022/23 | 146.75 | 48.25 | 16
2022/23 | 147.25 | 48.25 | 12
2022/23 | 147.75 | 48.25 | 14
2022/23 | 148.25 | 48.25 | 6
2022/23 | 148.75 | 48.25 | 14
2022/23 | 149.25 | 48.25 | 10
2022/23 | 149.75 | 48.25 | 13
2022/23 | 150.25 | 48.25 | 14
2022/23 | 150.75 | 48.25 | 9
2022/23 | 151.25 | 48.25 | 11
2022/23 | 151.75 | 48.25 | 15
2022/23 | 152.25 | 48.25 | 10
2022/23 | 152.75 | 48.25 | 11
2022/23 | 153.25 | 48.25 | 12
2022/23 | 153.75 | 48.25 | 15
2022/23 | 154.25 | 48.25 | 11
2022/23 | 154.75 | 48.25 | 15
2022/23 | 155.25 | 48.25 | 10
2022/23 | 155.75 | 48.25 | 6
2022/23 | 156.25 | 48.25 | 10
2022/23 | 156.75 | 48.25 | 17
2022/23 | 157.25 | 48.25 | 19
2022/23 | 157.75 | 48.25 | 13
2022/23 | 158.25 | 48.25 | 11
2022/23 | 158.75 | 48.25 | 18
2022/23 | 159.25 | 48.25 | 9
2022/23 | 159.75 | 48.25 | 7
2022/23 | 160.25 | 48.25 | 12
2022/23 | 160.75 | 48.25 | 9
2022/23 | 161.25 | 48.25 | 10
2022/23 | 161.75 | 48.25 | 10
2022/23 | 162.25 | 48.25 | 16
2022/23 | 162.75 | 48.25 | 16
2022/23 | 163.25 | 48.25 | 9
2022/23 | 163.75 | 48.25 | 5
2022/23 | 164.25 | 48.25 | 6
2022/23 | 164.75 | 48.25 | 10
2022/23 | 165.25 | 48.25 | 10
2022/23 | 165.75 | 48.25 | 7
2022/23 | 166.25 | 48.25 | 9
2022/23 | 166.75 | 48.25 | 5
2022/23 | 167.25 | 48.25 | 12
2022/23 | 167.75 | 48.25 | 4
2022/23 | 168.25 | 48.25 | 2
2022/23 | 168.75 | 48.25 | 15
2022/23 | 169.25 | 48.25 | 10
2022/23 | 169.75 | 48.25 | 6
2022/23 | 170.25 | 48.25 | 3
2022/23 | 170.75 | 48.25 | 12
2022/23 | 171.25 | 48.25 | 9
2022/23 | 171.75 | 48.25 | 10
2022/23 | 172.25 | 48.25 | 11
2022/23 | 172.75 | 48.25 | 8
2022/23 | 173.25 | 48.25 | 8
2022/23 | 173.75 | 48.25 | 8
2022/23 | 174.25 | 48.25 | 5
2022/23 | 174.75 | 48.25 | 7
2022/23 | 175.25 | 48.25 | 5
2022/23 | 175.75 | 48.25 | 2
2022/23 | 176.25 | 48.25 | 4
2022/23 | 176.75 | 48.25 | 4
2022/23 | 177.25 | 48.25 | 8
2022/23 | 177.75 | 48.25 | 7
2022/23 | 178.25 | 48.25 | 2
2022/23 | 178.75 | 48.25 | 1
2022/23 | 179.25 | 48.25 | 3
2022/23 | 179.75 | 48.25 | 4
2022/23 | 180.25 | 48.25 | 9
2022/23 | 180.75 | 48.25 | 1
2022/23 | 181.25 | 48.25 | 1
2022/23 | 181.75 | 48.25 | 3
2022/23 | 182.25 | 48.25 | 4
2022/23 | 182.75 | 48.25 | 5
2022/23 | 183.25 | 48.25 | 2
2022/23 | 183.75 | 48.25 | 3
2022/23 | 184.25 | 48.25 | 4
2022/23 | 185.25 | 48.25 | 2
2022/23 | 185.75 | 48.25 | 3
2022/23 | 186.25 | 48.25 | 4
2022/23 | 187.25 | 48.25 | 1
2022/23 | 188.25 | 48.25 | 4
2022/23 | 189.25 | 48.25 | 1
2022/23 | 189.75 | 48.25 | 2
2022/23 | 190.25 | 48.25 | 1
2022/23 | 190.75 | 48.25 | 2
2022/23 | 191.25 | 48.25 | 3
2022/23 | 191.75 | 48.25 | 1
2022/23 | 192.25 | 48.25 | 3
2022/23 | 192.75 | 48.25 | 2
2022/23 | 193.25 | 48.25 | 2
2022/23 | 193.75 | 48.25 | 2
2022/23 | 194.75 | 48.25 | 5
2022/23 | 195.25 | 48.25 | 3
2022/23 | 195.75 | 48.25 | 2
2022/23 | 196.25 | 48.25 | 1
2022/23 | 196.75 | 48.25 | 1
2022/23 | 197.75 | 48.25 | 2
2022/23 | 198.25 | 48.25 | 1
2022/23 | 198.75 | 48.25 | 2
2022/23 | 199.75 | 48.25 | 1
2022/23 | 200.25 | 48.25 | 2
2022/23 | 200.75 | 48.25 | 1
2022/23 | 201.75 | 48.25 | 2
2022/23 | 202.25 | 48.25 | 2
2022/23 | 203.25 | 48.25 | 2
2022/23 | 203.75 | 48.25 | 1
2022/23 | 205.75 | 48.25 | 1
2022/23 | 206.25 | 48.25 | 1
2022/23 | 206.75 | 48.25 | 1
2022/23 | 208.75 | 48.25 | 1
2022/23 | 209.25 | 48.25 | 1
2022/23 | 210.25 | 48.25 | 2
2022/23 | 210.75 | 48.25 | 1
2022/23 | 212.25 | 48.25 | 1
2022/23 | 214.25 | 48.25 | 3
2022/23 | 214.75 | 48.25 | 1
2022/23 | 215.25 | 48.25 | 2
2022/23 | 215.75 | 48.25 | 1
2022/23 | 216.25 | 48.25 | 1
2022/23 | 218.25 | 48.25 | 1
2022/23 | 218.75 | 48.25 | 1
2022/23 | 219.25 | 48.25 | 1
2022/23 | 219.75 | 48.25 | 3
2022/23 | 220.25 | 48.25 | 1
2022/23 | 221.25 | 48.25 | 3
2022/23 | 223.25 | 48.25 | 2
2022/23 | 224.25 | 48.25 | 1
2022/23 | 224.75 | 48.25 | 3
2022/23 | 226.75 | 48.25 | 1
2022/23 | 228.25 | 48.25 | 1
2022/23 | 229.25 | 48.25 | 1
2022/23 | 229.75 | 48.25 | 1
2022/23 | 230.75 | 48.25 | 1
2022/23 | 232.75 | 48.25 | 1
2022/23 | 235.75 | 48.25 | 1
2022/23 | 237.25 | 48.25 | 1
2022/23 | 238.25 | 48.25 | 1
2022/23 | 242.75 | 48.25 | 2
2022/23 | 243.25 | 48.25 | 1
2022/23 | 244.25 | 48.25 | 1
2022/23 | 244.75 | 48.25 | 2
2022/23 | 246.75 | 48.25 | 1
2022/23 | 247.25 | 48.25 | 1
2022/23 | 249.75 | 48.25 | 1
2022/23 | 251.25 | 48.25 | 1
2022/23 | 251.75 | 48.25 | 1
2022/23 | 252.25 | 48.25 | 1
2022/23 | 254.25 | 48.25 | 1
2022/23 | 258.75 | 48.25 | 1
2022/23 | 259.25 | 48.25 | 1
2022/23 | 263.75 | 48.25 | 1
2022/23 | 265.25 | 48.25 | 1
2022/23 | 270.75 | 48.25 | 1
2022/23 | 277.75 | 48.25 | 1
2022/23 | 80.25 | 48.75 | 1
2022/23 | 85.75 | 48.75 | 1
2022/23 | 89.75 | 48.75 | 1
2022/23 | 90.75 | 48.75 | 3
2022/23 | 91.25 | 48.75 | 1
2022/23 | 92.25 | 48.75 | 1
2022/23 | 92.75 | 48.75 | 1
2022/23 | 93.75 | 48.75 | 2
2022/23 | 94.25 | 48.75 | 1
2022/23 | 94.75 | 48.75 | 2
2022/23 | 95.25 | 48.75 | 2
2022/23 | 95.75 | 48.75 | 4
2022/23 | 96.75 | 48.75 | 2
2022/23 | 97.25 | 48.75 | 2
2022/23 | 97.75 | 48.75 | 5
2022/23 | 98.25 | 48.75 | 3
2022/23 | 98.75 | 48.75 | 3
2022/23 | 99.25 | 48.75 | 2
2022/23 | 99.75 | 48.75 | 5
2022/23 | 100.25 | 48.75 | 4
2022/23 | 100.75 | 48.75 | 1
2022/23 | 101.25 | 48.75 | 6
2022/23 | 101.75 | 48.75 | 3
2022/23 | 102.25 | 48.75 | 1
2022/23 | 102.75 | 48.75 | 5
2022/23 | 103.25 | 48.75 | 4
2022/23 | 103.75 | 48.75 | 5
2022/23 | 104.25 | 48.75 | 8
2022/23 | 104.75 | 48.75 | 8
2022/23 | 105.25 | 48.75 | 5
2022/23 | 105.75 | 48.75 | 3
2022/23 | 106.25 | 48.75 | 5
2022/23 | 106.75 | 48.75 | 5
2022/23 | 107.25 | 48.75 | 8
2022/23 | 107.75 | 48.75 | 5
2022/23 | 108.25 | 48.75 | 9
2022/23 | 108.75 | 48.75 | 9
2022/23 | 109.25 | 48.75 | 8
2022/23 | 109.75 | 48.75 | 6
2022/23 | 110.25 | 48.75 | 6
2022/23 | 110.75 | 48.75 | 11
2022/23 | 111.25 | 48.75 | 7
2022/23 | 111.75 | 48.75 | 10
2022/23 | 112.25 | 48.75 | 6
2022/23 | 112.75 | 48.75 | 7
2022/23 | 113.25 | 48.75 | 10
2022/23 | 113.75 | 48.75 | 10
2022/23 | 114.25 | 48.75 | 10
2022/23 | 114.75 | 48.75 | 12
2022/23 | 115.25 | 48.75 | 15
2022/23 | 115.75 | 48.75 | 14
2022/23 | 116.25 | 48.75 | 10
2022/23 | 116.75 | 48.75 | 16
2022/23 | 117.25 | 48.75 | 12
2022/23 | 117.75 | 48.75 | 6
2022/23 | 118.25 | 48.75 | 11
2022/23 | 118.75 | 48.75 | 13
2022/23 | 119.25 | 48.75 | 17
2022/23 | 119.75 | 48.75 | 12
2022/23 | 120.25 | 48.75 | 10
2022/23 | 120.75 | 48.75 | 18
2022/23 | 121.25 | 48.75 | 19
2022/23 | 121.75 | 48.75 | 8
2022/23 | 122.25 | 48.75 | 17
2022/23 | 122.75 | 48.75 | 17
2022/23 | 123.25 | 48.75 | 15
2022/23 | 123.75 | 48.75 | 22
2022/23 | 124.25 | 48.75 | 8
2022/23 | 124.75 | 48.75 | 10
2022/23 | 125.25 | 48.75 | 14
2022/23 | 125.75 | 48.75 | 13
2022/23 | 126.25 | 48.75 | 9
2022/23 | 126.75 | 48.75 | 7
2022/23 | 127.25 | 48.75 | 15
2022/23 | 127.75 | 48.75 | 14
2022/23 | 128.25 | 48.75 | 16
2022/23 | 128.75 | 48.75 | 17
2022/23 | 129.25 | 48.75 | 19
2022/23 | 129.75 | 48.75 | 15
2022/23 | 130.25 | 48.75 | 15
2022/23 | 130.75 | 48.75 | 8
2022/23 | 131.25 | 48.75 | 18
2022/23 | 131.75 | 48.75 | 18
2022/23 | 132.25 | 48.75 | 10
2022/23 | 132.75 | 48.75 | 16
2022/23 | 133.25 | 48.75 | 15
2022/23 | 133.75 | 48.75 | 17
2022/23 | 134.25 | 48.75 | 13
2022/23 | 134.75 | 48.75 | 17
2022/23 | 135.25 | 48.75 | 15
2022/23 | 135.75 | 48.75 | 14
2022/23 | 136.25 | 48.75 | 13
2022/23 | 136.75 | 48.75 | 18
2022/23 | 137.25 | 48.75 | 16
2022/23 | 137.75 | 48.75 | 14
2022/23 | 138.25 | 48.75 | 22
2022/23 | 138.75 | 48.75 | 18
2022/23 | 139.25 | 48.75 | 13
2022/23 | 139.75 | 48.75 | 12
2022/23 | 140.25 | 48.75 | 14
2022/23 | 140.75 | 48.75 | 14
2022/23 | 141.25 | 48.75 | 13
2022/23 | 141.75 | 48.75 | 18
2022/23 | 142.25 | 48.75 | 16
2022/23 | 142.75 | 48.75 | 11
2022/23 | 143.25 | 48.75 | 19
2022/23 | 143.75 | 48.75 | 18
2022/23 | 144.25 | 48.75 | 17
2022/23 | 144.75 | 48.75 | 20
2022/23 | 145.25 | 48.75 | 9
2022/23 | 145.75 | 48.75 | 17
2022/23 | 146.25 | 48.75 | 14
2022/23 | 146.75 | 48.75 | 10
2022/23 | 147.25 | 48.75 | 12
2022/23 | 147.75 | 48.75 | 18
2022/23 | 148.25 | 48.75 | 29
2022/23 | 148.75 | 48.75 | 11
2022/23 | 149.25 | 48.75 | 12
2022/23 | 149.75 | 48.75 | 17
2022/23 | 150.25 | 48.75 | 17
2022/23 | 150.75 | 48.75 | 19
2022/23 | 151.25 | 48.75 | 8
2022/23 | 151.75 | 48.75 | 13
2022/23 | 152.25 | 48.75 | 16
2022/23 | 152.75 | 48.75 | 15
2022/23 | 153.25 | 48.75 | 12
2022/23 | 153.75 | 48.75 | 22
2022/23 | 154.25 | 48.75 | 18
2022/23 | 154.75 | 48.75 | 17
2022/23 | 155.25 | 48.75 | 15
2022/23 | 155.75 | 48.75 | 12
2022/23 | 156.25 | 48.75 | 14
2022/23 | 156.75 | 48.75 | 18
2022/23 | 157.25 | 48.75 | 12
2022/23 | 157.75 | 48.75 | 12
2022/23 | 158.25 | 48.75 | 17
2022/23 | 158.75 | 48.75 | 16
2022/23 | 159.25 | 48.75 | 13
2022/23 | 159.75 | 48.75 | 13
2022/23 | 160.25 | 48.75 | 12
2022/23 | 160.75 | 48.75 | 12
2022/23 | 161.25 | 48.75 | 12
2022/23 | 161.75 | 48.75 | 10
2022/23 | 162.25 | 48.75 | 7
2022/23 | 162.75 | 48.75 | 12
2022/23 | 163.25 | 48.75 | 8
2022/23 | 163.75 | 48.75 | 9
2022/23 | 164.25 | 48.75 | 15
2022/23 | 164.75 | 48.75 | 6
2022/23 | 165.25 | 48.75 | 12
2022/23 | 165.75 | 48.75 | 11
2022/23 | 166.25 | 48.75 | 11
2022/23 | 166.75 | 48.75 | 14
2022/23 | 167.25 | 48.75 | 11
2022/23 | 167.75 | 48.75 | 9
2022/23 | 168.25 | 48.75 | 12
2022/23 | 168.75 | 48.75 | 9
2022/23 | 169.25 | 48.75 | 4
2022/23 | 169.75 | 48.75 | 11
2022/23 | 170.25 | 48.75 | 6
2022/23 | 170.75 | 48.75 | 7
2022/23 | 171.25 | 48.75 | 6
2022/23 | 171.75 | 48.75 | 14
2022/23 | 172.25 | 48.75 | 7
2022/23 | 172.75 | 48.75 | 11
2022/23 | 173.25 | 48.75 | 4
2022/23 | 173.75 | 48.75 | 8
2022/23 | 174.25 | 48.75 | 3
2022/23 | 174.75 | 48.75 | 7
2022/23 | 175.25 | 48.75 | 5
2022/23 | 175.75 | 48.75 | 11
2022/23 | 176.25 | 48.75 | 9
2022/23 | 176.75 | 48.75 | 8
2022/23 | 177.25 | 48.75 | 9
2022/23 | 177.75 | 48.75 | 2
2022/23 | 178.25 | 48.75 | 7
2022/23 | 178.75 | 48.75 | 6
2022/23 | 179.25 | 48.75 | 6
2022/23 | 179.75 | 48.75 | 5
2022/23 | 180.25 | 48.75 | 5
2022/23 | 180.75 | 48.75 | 5
2022/23 | 181.25 | 48.75 | 4
2022/23 | 181.75 | 48.75 | 5
2022/23 | 182.25 | 48.75 | 6
2022/23 | 182.75 | 48.75 | 4
2022/23 | 183.25 | 48.75 | 3
2022/23 | 183.75 | 48.75 | 2
2022/23 | 184.25 | 48.75 | 2
2022/23 | 184.75 | 48.75 | 3
2022/23 | 185.25 | 48.75 | 9
2022/23 | 185.75 | 48.75 | 2
2022/23 | 186.25 | 48.75 | 7
2022/23 | 186.75 | 48.75 | 2
2022/23 | 187.25 | 48.75 | 2
2022/23 | 187.75 | 48.75 | 2
2022/23 | 188.75 | 48.75 | 1
2022/23 | 189.25 | 48.75 | 1
2022/23 | 189.75 | 48.75 | 1
2022/23 | 190.25 | 48.75 | 4
2022/23 | 190.75 | 48.75 | 1
2022/23 | 191.25 | 48.75 | 2
2022/23 | 191.75 | 48.75 | 3
2022/23 | 192.25 | 48.75 | 3
2022/23 | 192.75 | 48.75 | 3
2022/23 | 193.25 | 48.75 | 1
2022/23 | 193.75 | 48.75 | 1
2022/23 | 194.75 | 48.75 | 4
2022/23 | 195.25 | 48.75 | 1
2022/23 | 195.75 | 48.75 | 1
2022/23 | 196.25 | 48.75 | 1
2022/23 | 196.75 | 48.75 | 1
2022/23 | 197.75 | 48.75 | 1
2022/23 | 198.25 | 48.75 | 1
2022/23 | 198.75 | 48.75 | 2
2022/23 | 199.25 | 48.75 | 3
2022/23 | 199.75 | 48.75 | 1
2022/23 | 200.25 | 48.75 | 2
2022/23 | 200.75 | 48.75 | 3
2022/23 | 201.75 | 48.75 | 2
2022/23 | 203.25 | 48.75 | 1
2022/23 | 205.75 | 48.75 | 1
2022/23 | 207.25 | 48.75 | 1
2022/23 | 208.25 | 48.75 | 1
2022/23 | 208.75 | 48.75 | 1
2022/23 | 209.25 | 48.75 | 1
2022/23 | 209.75 | 48.75 | 1
2022/23 | 210.75 | 48.75 | 1
2022/23 | 211.75 | 48.75 | 1
2022/23 | 212.75 | 48.75 | 1
2022/23 | 213.75 | 48.75 | 3
2022/23 | 214.75 | 48.75 | 1
2022/23 | 215.25 | 48.75 | 1
2022/23 | 217.25 | 48.75 | 1
2022/23 | 218.25 | 48.75 | 1
2022/23 | 219.25 | 48.75 | 1
2022/23 | 219.75 | 48.75 | 1
2022/23 | 221.25 | 48.75 | 1
2022/23 | 221.75 | 48.75 | 1
2022/23 | 222.25 | 48.75 | 1
2022/23 | 225.25 | 48.75 | 1
2022/23 | 226.25 | 48.75 | 1
2022/23 | 227.25 | 48.75 | 1
2022/23 | 228.25 | 48.75 | 1
2022/23 | 229.25 | 48.75 | 1
2022/23 | 229.75 | 48.75 | 1
2022/23 | 231.25 | 48.75 | 1
2022/23 | 231.75 | 48.75 | 1
2022/23 | 232.25 | 48.75 | 2
2022/23 | 232.75 | 48.75 | 1
2022/23 | 233.25 | 48.75 | 2
2022/23 | 233.75 | 48.75 | 1
2022/23 | 235.25 | 48.75 | 1
2022/23 | 236.25 | 48.75 | 1
2022/23 | 237.75 | 48.75 | 1
2022/23 | 238.25 | 48.75 | 2
2022/23 | 241.75 | 48.75 | 1
2022/23 | 242.75 | 48.75 | 1
2022/23 | 243.75 | 48.75 | 2
2022/23 | 246.25 | 48.75 | 1
2022/23 | 252.25 | 48.75 | 1
2022/23 | 252.75 | 48.75 | 1
2022/23 | 257.25 | 48.75 | 2
2022/23 | 267.25 | 48.75 | 1
2022/23 | 268.75 | 48.75 | 1
2022/23 | 271.25 | 48.75 | 1
2022/23 | 276.25 | 48.75 | 1
2022/23 | 284.75 | 48.75 | 1
2022/23 | 308.75 | 48.75 | 1
2022/23 | 86.75 | 49.25 | 1
2022/23 | 91.25 | 49.25 | 2
2022/23 | 92.75 | 49.25 | 1
2022/23 | 94.25 | 49.25 | 1
2022/23 | 95.25 | 49.25 | 1
2022/23 | 95.75 | 49.25 | 1
2022/23 | 96.25 | 49.25 | 1
2022/23 | 96.75 | 49.25 | 2
2022/23 | 97.25 | 49.25 | 1
2022/23 | 97.75 | 49.25 | 4
2022/23 | 98.25 | 49.25 | 3
2022/23 | 98.75 | 49.25 | 4
2022/23 | 99.25 | 49.25 | 1
2022/23 | 99.75 | 49.25 | 5
2022/23 | 100.25 | 49.25 | 3
2022/23 | 100.75 | 49.25 | 2
2022/23 | 101.25 | 49.25 | 6
2022/23 | 101.75 | 49.25 | 3
2022/23 | 102.25 | 49.25 | 3
2022/23 | 102.75 | 49.25 | 3
2022/23 | 103.25 | 49.25 | 6
2022/23 | 104.25 | 49.25 | 5
2022/23 | 104.75 | 49.25 | 2
2022/23 | 105.25 | 49.25 | 4
2022/23 | 105.75 | 49.25 | 5
2022/23 | 106.25 | 49.25 | 7
2022/23 | 106.75 | 49.25 | 2
2022/23 | 107.25 | 49.25 | 6
2022/23 | 107.75 | 49.25 | 9
2022/23 | 108.25 | 49.25 | 8
2022/23 | 108.75 | 49.25 | 4
2022/23 | 109.25 | 49.25 | 9
2022/23 | 109.75 | 49.25 | 11
2022/23 | 110.25 | 49.25 | 10
2022/23 | 110.75 | 49.25 | 9
2022/23 | 111.25 | 49.25 | 8
2022/23 | 111.75 | 49.25 | 8
2022/23 | 112.25 | 49.25 | 12
2022/23 | 112.75 | 49.25 | 9
2022/23 | 113.25 | 49.25 | 12
2022/23 | 113.75 | 49.25 | 16
2022/23 | 114.25 | 49.25 | 18
2022/23 | 114.75 | 49.25 | 13
2022/23 | 115.25 | 49.25 | 15
2022/23 | 115.75 | 49.25 | 10
2022/23 | 116.25 | 49.25 | 7
2022/23 | 116.75 | 49.25 | 8
2022/23 | 117.25 | 49.25 | 17
2022/23 | 117.75 | 49.25 | 13
2022/23 | 118.25 | 49.25 | 12
2022/23 | 118.75 | 49.25 | 16
2022/23 | 119.25 | 49.25 | 15
2022/23 | 119.75 | 49.25 | 8
2022/23 | 120.25 | 49.25 | 9
2022/23 | 120.75 | 49.25 | 10
2022/23 | 121.25 | 49.25 | 19
2022/23 | 121.75 | 49.25 | 13
2022/23 | 122.25 | 49.25 | 17
2022/23 | 122.75 | 49.25 | 16
2022/23 | 123.25 | 49.25 | 13
2022/23 | 123.75 | 49.25 | 13
2022/23 | 124.25 | 49.25 | 22
2022/23 | 124.75 | 49.25 | 16
2022/23 | 125.25 | 49.25 | 15
2022/23 | 125.75 | 49.25 | 14
2022/23 | 126.25 | 49.25 | 16
2022/23 | 126.75 | 49.25 | 15
2022/23 | 127.25 | 49.25 | 10
2022/23 | 127.75 | 49.25 | 12
2022/23 | 128.25 | 49.25 | 12
2022/23 | 128.75 | 49.25 | 27
2022/23 | 129.25 | 49.25 | 21
2022/23 | 129.75 | 49.25 | 18
2022/23 | 130.25 | 49.25 | 21
2022/23 | 130.75 | 49.25 | 17
2022/23 | 131.25 | 49.25 | 11
2022/23 | 131.75 | 49.25 | 9
2022/23 | 132.25 | 49.25 | 14
2022/23 | 132.75 | 49.25 | 21
2022/23 | 133.25 | 49.25 | 14
2022/23 | 133.75 | 49.25 | 13
2022/23 | 134.25 | 49.25 | 10
2022/23 | 134.75 | 49.25 | 15
2022/23 | 135.25 | 49.25 | 12
2022/23 | 135.75 | 49.25 | 18
2022/23 | 136.25 | 49.25 | 11
2022/23 | 136.75 | 49.25 | 17
2022/23 | 137.25 | 49.25 | 17
2022/23 | 137.75 | 49.25 | 13
2022/23 | 138.25 | 49.25 | 19
2022/23 | 138.75 | 49.25 | 14
2022/23 | 139.25 | 49.25 | 19
2022/23 | 139.75 | 49.25 | 15
2022/23 | 140.25 | 49.25 | 15
2022/23 | 140.75 | 49.25 | 22
2022/23 | 141.25 | 49.25 | 17
2022/23 | 141.75 | 49.25 | 23
2022/23 | 142.25 | 49.25 | 16
2022/23 | 142.75 | 49.25 | 11
2022/23 | 143.25 | 49.25 | 23
2022/23 | 143.75 | 49.25 | 16
2022/23 | 144.25 | 49.25 | 13
2022/23 | 144.75 | 49.25 | 29
2022/23 | 145.25 | 49.25 | 16
2022/23 | 145.75 | 49.25 | 12
2022/23 | 146.25 | 49.25 | 13
2022/23 | 146.75 | 49.25 | 22
2022/23 | 147.25 | 49.25 | 16
2022/23 | 147.75 | 49.25 | 12
2022/23 | 148.25 | 49.25 | 24
2022/23 | 148.75 | 49.25 | 22
2022/23 | 149.25 | 49.25 | 15
2022/23 | 149.75 | 49.25 | 15
2022/23 | 150.25 | 49.25 | 21
2022/23 | 150.75 | 49.25 | 19
2022/23 | 151.25 | 49.25 | 17
2022/23 | 151.75 | 49.25 | 15
2022/23 | 152.25 | 49.25 | 22
2022/23 | 152.75 | 49.25 | 15
2022/23 | 153.25 | 49.25 | 20
2022/23 | 153.75 | 49.25 | 10
2022/23 | 154.25 | 49.25 | 13
2022/23 | 154.75 | 49.25 | 11
2022/23 | 155.25 | 49.25 | 9
2022/23 | 155.75 | 49.25 | 16
2022/23 | 156.25 | 49.25 | 8
2022/23 | 156.75 | 49.25 | 15
2022/23 | 157.25 | 49.25 | 9
2022/23 | 157.75 | 49.25 | 18
2022/23 | 158.25 | 49.25 | 16
2022/23 | 158.75 | 49.25 | 15
2022/23 | 159.25 | 49.25 | 20
2022/23 | 159.75 | 49.25 | 16
2022/23 | 160.25 | 49.25 | 10
2022/23 | 160.75 | 49.25 | 11
2022/23 | 161.25 | 49.25 | 6
2022/23 | 161.75 | 49.25 | 15
2022/23 | 162.25 | 49.25 | 14
2022/23 | 162.75 | 49.25 | 14
2022/23 | 163.25 | 49.25 | 11
2022/23 | 163.75 | 49.25 | 9
2022/23 | 164.25 | 49.25 | 11
2022/23 | 164.75 | 49.25 | 11
2022/23 | 165.25 | 49.25 | 10
2022/23 | 165.75 | 49.25 | 14
2022/23 | 166.25 | 49.25 | 9
2022/23 | 166.75 | 49.25 | 5
2022/23 | 167.25 | 49.25 | 10
2022/23 | 167.75 | 49.25 | 20
2022/23 | 168.25 | 49.25 | 6
2022/23 | 168.75 | 49.25 | 12
2022/23 | 169.25 | 49.25 | 5
2022/23 | 169.75 | 49.25 | 11
2022/23 | 170.25 | 49.25 | 6
2022/23 | 170.75 | 49.25 | 9
2022/23 | 171.25 | 49.25 | 5
2022/23 | 171.75 | 49.25 | 7
2022/23 | 172.25 | 49.25 | 8
2022/23 | 172.75 | 49.25 | 7
2022/23 | 173.25 | 49.25 | 8
2022/23 | 173.75 | 49.25 | 11
2022/23 | 174.25 | 49.25 | 6
2022/23 | 174.75 | 49.25 | 8
2022/23 | 175.25 | 49.25 | 12
2022/23 | 175.75 | 49.25 | 3
2022/23 | 176.25 | 49.25 | 5
2022/23 | 176.75 | 49.25 | 8
2022/23 | 177.25 | 49.25 | 6
2022/23 | 177.75 | 49.25 | 7
2022/23 | 178.25 | 49.25 | 3
2022/23 | 178.75 | 49.25 | 4
2022/23 | 179.25 | 49.25 | 6
2022/23 | 179.75 | 49.25 | 2
2022/23 | 180.25 | 49.25 | 3
2022/23 | 180.75 | 49.25 | 12
2022/23 | 181.25 | 49.25 | 2
2022/23 | 181.75 | 49.25 | 6
2022/23 | 182.25 | 49.25 | 6
2022/23 | 182.75 | 49.25 | 4
2022/23 | 183.25 | 49.25 | 3
2022/23 | 183.75 | 49.25 | 7
2022/23 | 184.25 | 49.25 | 4
2022/23 | 184.75 | 49.25 | 4
2022/23 | 185.25 | 49.25 | 7
2022/23 | 185.75 | 49.25 | 2
2022/23 | 186.25 | 49.25 | 1
2022/23 | 186.75 | 49.25 | 4
2022/23 | 187.25 | 49.25 | 2
2022/23 | 187.75 | 49.25 | 2
2022/23 | 188.25 | 49.25 | 4
2022/23 | 188.75 | 49.25 | 4
2022/23 | 189.25 | 49.25 | 1
2022/23 | 189.75 | 49.25 | 3
2022/23 | 190.75 | 49.25 | 2
2022/23 | 191.25 | 49.25 | 5
2022/23 | 191.75 | 49.25 | 3
2022/23 | 192.25 | 49.25 | 1
2022/23 | 192.75 | 49.25 | 2
2022/23 | 193.25 | 49.25 | 2
2022/23 | 193.75 | 49.25 | 1
2022/23 | 194.25 | 49.25 | 2
2022/23 | 194.75 | 49.25 | 3
2022/23 | 195.25 | 49.25 | 1
2022/23 | 196.75 | 49.25 | 1
2022/23 | 197.25 | 49.25 | 2
2022/23 | 197.75 | 49.25 | 1
2022/23 | 198.25 | 49.25 | 1
2022/23 | 199.75 | 49.25 | 1
2022/23 | 200.25 | 49.25 | 3
2022/23 | 201.75 | 49.25 | 3
2022/23 | 202.25 | 49.25 | 1
2022/23 | 203.25 | 49.25 | 1
2022/23 | 203.75 | 49.25 | 1
2022/23 | 204.75 | 49.25 | 3
2022/23 | 205.25 | 49.25 | 3
2022/23 | 206.25 | 49.25 | 1
2022/23 | 206.75 | 49.25 | 1
2022/23 | 208.75 | 49.25 | 1
2022/23 | 209.25 | 49.25 | 1
2022/23 | 210.75 | 49.25 | 1
2022/23 | 211.25 | 49.25 | 1
2022/23 | 211.75 | 49.25 | 1
2022/23 | 212.25 | 49.25 | 1
2022/23 | 213.25 | 49.25 | 1
2022/23 | 213.75 | 49.25 | 1
2022/23 | 215.75 | 49.25 | 1
2022/23 | 216.25 | 49.25 | 2
2022/23 | 217.25 | 49.25 | 1
2022/23 | 220.25 | 49.25 | 2
2022/23 | 221.25 | 49.25 | 1
2022/23 | 221.75 | 49.25 | 1
2022/23 | 222.75 | 49.25 | 1
2022/23 | 224.25 | 49.25 | 2
2022/23 | 224.75 | 49.25 | 1
2022/23 | 225.25 | 49.25 | 1
2022/23 | 225.75 | 49.25 | 1
2022/23 | 229.25 | 49.25 | 1
2022/23 | 230.75 | 49.25 | 2
2022/23 | 231.25 | 49.25 | 1
2022/23 | 231.75 | 49.25 | 1
2022/23 | 234.25 | 49.25 | 1
2022/23 | 235.25 | 49.25 | 1
2022/23 | 236.25 | 49.25 | 1
2022/23 | 236.75 | 49.25 | 1
2022/23 | 237.25 | 49.25 | 1
2022/23 | 237.75 | 49.25 | 2
2022/23 | 238.25 | 49.25 | 2
2022/23 | 240.25 | 49.25 | 1
2022/23 | 241.25 | 49.25 | 1
2022/23 | 242.25 | 49.25 | 1
2022/23 | 245.75 | 49.25 | 1
2022/23 | 246.25 | 49.25 | 1
2022/23 | 248.25 | 49.25 | 1
2022/23 | 248.75 | 49.25 | 1
2022/23 | 249.25 | 49.25 | 1
2022/23 | 251.25 | 49.25 | 1
2022/23 | 253.75 | 49.25 | 1
2022/23 | 255.25 | 49.25 | 1
2022/23 | 255.75 | 49.25 | 1
2022/23 | 258.25 | 49.25 | 1
2022/23 | 260.75 | 49.25 | 1
2022/23 | 265.25 | 49.25 | 1
2022/23 | 266.75 | 49.25 | 1
2022/23 | 271.25 | 49.25 | 1
2022/23 | 285.25 | 49.25 | 1
2022/23 | 291.75 | 49.25 | 1
2022/23 | 294.25 | 49.25 | 1
2022/23 | 85.25 | 49.75 | 1
2022/23 | 89.75 | 49.75 | 1
2022/23 | 92.25 | 49.75 | 2
2022/23 | 92.75 | 49.75 | 1
2022/23 | 93.75 | 49.75 | 1
2022/23 | 94.75 | 49.75 | 1
2022/23 | 95.25 | 49.75 | 1
2022/23 | 95.75 | 49.75 | 2
2022/23 | 96.75 | 49.75 | 3
2022/23 | 97.25 | 49.75 | 3
2022/23 | 97.75 | 49.75 | 3
2022/23 | 98.25 | 49.75 | 6
2022/23 | 98.75 | 49.75 | 2
2022/23 | 99.25 | 49.75 | 1
2022/23 | 99.75 | 49.75 | 4
2022/23 | 100.25 | 49.75 | 2
2022/23 | 100.75 | 49.75 | 1
2022/23 | 101.75 | 49.75 | 7
2022/23 | 102.25 | 49.75 | 5
2022/23 | 102.75 | 49.75 | 3
2022/23 | 103.25 | 49.75 | 6
2022/23 | 103.75 | 49.75 | 2
2022/23 | 104.25 | 49.75 | 3
2022/23 | 104.75 | 49.75 | 6
2022/23 | 105.25 | 49.75 | 2
2022/23 | 105.75 | 49.75 | 3
2022/23 | 106.25 | 49.75 | 10
2022/23 | 106.75 | 49.75 | 6
2022/23 | 107.25 | 49.75 | 3
2022/23 | 107.75 | 49.75 | 4
2022/23 | 108.25 | 49.75 | 6
2022/23 | 108.75 | 49.75 | 10
2022/23 | 109.25 | 49.75 | 8
2022/23 | 109.75 | 49.75 | 6
2022/23 | 110.25 | 49.75 | 7
2022/23 | 110.75 | 49.75 | 8
2022/23 | 111.25 | 49.75 | 13
2022/23 | 111.75 | 49.75 | 6
2022/23 | 112.25 | 49.75 | 13
2022/23 | 112.75 | 49.75 | 7
2022/23 | 113.25 | 49.75 | 12
2022/23 | 113.75 | 49.75 | 13
2022/23 | 114.25 | 49.75 | 16
2022/23 | 114.75 | 49.75 | 9
2022/23 | 115.25 | 49.75 | 16
2022/23 | 115.75 | 49.75 | 11
2022/23 | 116.25 | 49.75 | 3
2022/23 | 116.75 | 49.75 | 10
2022/23 | 117.25 | 49.75 | 14
2022/23 | 117.75 | 49.75 | 11
2022/23 | 118.25 | 49.75 | 20
2022/23 | 118.75 | 49.75 | 14
2022/23 | 119.25 | 49.75 | 11
2022/23 | 119.75 | 49.75 | 19
2022/23 | 120.25 | 49.75 | 11
2022/23 | 120.75 | 49.75 | 14
2022/23 | 121.25 | 49.75 | 15
2022/23 | 121.75 | 49.75 | 17
2022/23 | 122.25 | 49.75 | 19
2022/23 | 122.75 | 49.75 | 28
2022/23 | 123.25 | 49.75 | 13
2022/23 | 123.75 | 49.75 | 11
2022/23 | 124.25 | 49.75 | 14
2022/23 | 124.75 | 49.75 | 10
2022/23 | 125.25 | 49.75 | 10
2022/23 | 125.75 | 49.75 | 20
2022/23 | 126.25 | 49.75 | 16
2022/23 | 126.75 | 49.75 | 16
2022/23 | 127.25 | 49.75 | 14
2022/23 | 127.75 | 49.75 | 24
2022/23 | 128.25 | 49.75 | 9
2022/23 | 128.75 | 49.75 | 11
2022/23 | 129.25 | 49.75 | 20
2022/23 | 129.75 | 49.75 | 29
2022/23 | 130.25 | 49.75 | 23
2022/23 | 130.75 | 49.75 | 18
2022/23 | 131.25 | 49.75 | 24
2022/23 | 131.75 | 49.75 | 13
2022/23 | 132.25 | 49.75 | 12
2022/23 | 132.75 | 49.75 | 27
2022/23 | 133.25 | 49.75 | 18
2022/23 | 133.75 | 49.75 | 16
2022/23 | 134.25 | 49.75 | 12
2022/23 | 134.75 | 49.75 | 22
2022/23 | 135.25 | 49.75 | 16
2022/23 | 135.75 | 49.75 | 16
2022/23 | 136.25 | 49.75 | 20
2022/23 | 136.75 | 49.75 | 14
2022/23 | 137.25 | 49.75 | 20
2022/23 | 137.75 | 49.75 | 28
2022/23 | 138.25 | 49.75 | 15
2022/23 | 138.75 | 49.75 | 23
2022/23 | 139.25 | 49.75 | 19
2022/23 | 139.75 | 49.75 | 20
2022/23 | 140.25 | 49.75 | 18
2022/23 | 140.75 | 49.75 | 17
2022/23 | 141.25 | 49.75 | 29
2022/23 | 141.75 | 49.75 | 14
2022/23 | 142.25 | 49.75 | 14
2022/23 | 142.75 | 49.75 | 26
2022/23 | 143.25 | 49.75 | 19
2022/23 | 143.75 | 49.75 | 16
2022/23 | 144.25 | 49.75 | 20
2022/23 | 144.75 | 49.75 | 13
2022/23 | 145.25 | 49.75 | 24
2022/23 | 145.75 | 49.75 | 17
2022/23 | 146.25 | 49.75 | 17
2022/23 | 146.75 | 49.75 | 11
2022/23 | 147.25 | 49.75 | 19
2022/23 | 147.75 | 49.75 | 13
2022/23 | 148.25 | 49.75 | 19
2022/23 | 148.75 | 49.75 | 18
2022/23 | 149.25 | 49.75 | 18
2022/23 | 149.75 | 49.75 | 17
2022/23 | 150.25 | 49.75 | 21
2022/23 | 150.75 | 49.75 | 16
2022/23 | 151.25 | 49.75 | 14
2022/23 | 151.75 | 49.75 | 7
2022/23 | 152.25 | 49.75 | 22
2022/23 | 152.75 | 49.75 | 15
2022/23 | 153.25 | 49.75 | 12
2022/23 | 153.75 | 49.75 | 22
2022/23 | 154.25 | 49.75 | 8
2022/23 | 154.75 | 49.75 | 12
2022/23 | 155.25 | 49.75 | 10
2022/23 | 155.75 | 49.75 | 17
2022/23 | 156.25 | 49.75 | 15
2022/23 | 156.75 | 49.75 | 17
2022/23 | 157.25 | 49.75 | 20
2022/23 | 157.75 | 49.75 | 20
2022/23 | 158.25 | 49.75 | 8
2022/23 | 158.75 | 49.75 | 14
2022/23 | 159.25 | 49.75 | 15
2022/23 | 159.75 | 49.75 | 12
2022/23 | 160.25 | 49.75 | 12
2022/23 | 160.75 | 49.75 | 9
2022/23 | 161.25 | 49.75 | 21
2022/23 | 161.75 | 49.75 | 13
2022/23 | 162.25 | 49.75 | 5
2022/23 | 162.75 | 49.75 | 10
2022/23 | 163.25 | 49.75 | 7
2022/23 | 163.75 | 49.75 | 14
2022/23 | 164.25 | 49.75 | 13
2022/23 | 164.75 | 49.75 | 18
2022/23 | 165.25 | 49.75 | 10
2022/23 | 165.75 | 49.75 | 14
2022/23 | 166.25 | 49.75 | 12
2022/23 | 166.75 | 49.75 | 6
2022/23 | 167.25 | 49.75 | 7
2022/23 | 167.75 | 49.75 | 10
2022/23 | 168.25 | 49.75 | 10
2022/23 | 168.75 | 49.75 | 8
2022/23 | 169.25 | 49.75 | 7
2022/23 | 169.75 | 49.75 | 10
2022/23 | 170.25 | 49.75 | 8
2022/23 | 170.75 | 49.75 | 9
2022/23 | 171.25 | 49.75 | 5
2022/23 | 171.75 | 49.75 | 7
2022/23 | 172.25 | 49.75 | 8
2022/23 | 172.75 | 49.75 | 11
2022/23 | 173.25 | 49.75 | 10
2022/23 | 173.75 | 49.75 | 7
2022/23 | 174.25 | 49.75 | 8
2022/23 | 174.75 | 49.75 | 8
2022/23 | 175.25 | 49.75 | 13
2022/23 | 175.75 | 49.75 | 9
2022/23 | 176.25 | 49.75 | 8
2022/23 | 176.75 | 49.75 | 9
2022/23 | 177.25 | 49.75 | 9
2022/23 | 177.75 | 49.75 | 5
2022/23 | 178.25 | 49.75 | 3
2022/23 | 178.75 | 49.75 | 3
2022/23 | 179.25 | 49.75 | 2
2022/23 | 179.75 | 49.75 | 4
2022/23 | 180.25 | 49.75 | 8
2022/23 | 180.75 | 49.75 | 13
2022/23 | 181.25 | 49.75 | 7
2022/23 | 181.75 | 49.75 | 5
2022/23 | 182.25 | 49.75 | 4
2022/23 | 182.75 | 49.75 | 9
2022/23 | 183.25 | 49.75 | 6
2022/23 | 183.75 | 49.75 | 4
2022/23 | 184.25 | 49.75 | 7
2022/23 | 184.75 | 49.75 | 4
2022/23 | 185.25 | 49.75 | 3
2022/23 | 185.75 | 49.75 | 3
2022/23 | 186.25 | 49.75 | 4
2022/23 | 186.75 | 49.75 | 4
2022/23 | 187.25 | 49.75 | 2
2022/23 | 187.75 | 49.75 | 2
2022/23 | 188.25 | 49.75 | 1
2022/23 | 188.75 | 49.75 | 1
2022/23 | 189.25 | 49.75 | 2
2022/23 | 189.75 | 49.75 | 4
2022/23 | 190.25 | 49.75 | 3
2022/23 | 190.75 | 49.75 | 4
2022/23 | 191.25 | 49.75 | 1
2022/23 | 191.75 | 49.75 | 3
2022/23 | 192.25 | 49.75 | 2
2022/23 | 192.75 | 49.75 | 3
2022/23 | 193.25 | 49.75 | 2
2022/23 | 193.75 | 49.75 | 1
2022/23 | 194.25 | 49.75 | 3
2022/23 | 195.25 | 49.75 | 1
2022/23 | 196.75 | 49.75 | 2
2022/23 | 197.25 | 49.75 | 1
2022/23 | 197.75 | 49.75 | 2
2022/23 | 198.25 | 49.75 | 1
2022/23 | 198.75 | 49.75 | 1
2022/23 | 199.25 | 49.75 | 2
2022/23 | 200.75 | 49.75 | 1
2022/23 | 201.25 | 49.75 | 2
2022/23 | 201.75 | 49.75 | 2
2022/23 | 203.25 | 49.75 | 1
2022/23 | 203.75 | 49.75 | 4
2022/23 | 204.25 | 49.75 | 2
2022/23 | 204.75 | 49.75 | 1
2022/23 | 205.25 | 49.75 | 1
2022/23 | 205.75 | 49.75 | 1
2022/23 | 206.25 | 49.75 | 1
2022/23 | 207.25 | 49.75 | 1
2022/23 | 207.75 | 49.75 | 1
2022/23 | 208.25 | 49.75 | 1
2022/23 | 208.75 | 49.75 | 1
2022/23 | 209.25 | 49.75 | 1
2022/23 | 210.25 | 49.75 | 1
2022/23 | 211.25 | 49.75 | 2
2022/23 | 211.75 | 49.75 | 1
2022/23 | 212.25 | 49.75 | 3
2022/23 | 212.75 | 49.75 | 1
2022/23 | 213.25 | 49.75 | 2
2022/23 | 213.75 | 49.75 | 3
2022/23 | 214.75 | 49.75 | 1
2022/23 | 215.75 | 49.75 | 2
2022/23 | 216.25 | 49.75 | 1
2022/23 | 217.25 | 49.75 | 1
2022/23 | 218.75 | 49.75 | 1
2022/23 | 219.25 | 49.75 | 1
2022/23 | 220.25 | 49.75 | 1
2022/23 | 221.75 | 49.75 | 2
2022/23 | 222.25 | 49.75 | 1
2022/23 | 222.75 | 49.75 | 1
2022/23 | 223.25 | 49.75 | 2
2022/23 | 225.75 | 49.75 | 2
2022/23 | 227.25 | 49.75 | 1
2022/23 | 227.75 | 49.75 | 1
2022/23 | 229.25 | 49.75 | 2
2022/23 | 229.75 | 49.75 | 2
2022/23 | 231.75 | 49.75 | 1
2022/23 | 235.25 | 49.75 | 1
2022/23 | 236.25 | 49.75 | 3
2022/23 | 237.25 | 49.75 | 1
2022/23 | 237.75 | 49.75 | 1
2022/23 | 238.75 | 49.75 | 1
2022/23 | 239.75 | 49.75 | 2
2022/23 | 241.75 | 49.75 | 1
2022/23 | 242.75 | 49.75 | 2
2022/23 | 243.25 | 49.75 | 1
2022/23 | 244.75 | 49.75 | 1
2022/23 | 245.25 | 49.75 | 1
2022/23 | 247.25 | 49.75 | 2
2022/23 | 248.75 | 49.75 | 1
2022/23 | 250.25 | 49.75 | 1
2022/23 | 254.75 | 49.75 | 1
2022/23 | 255.75 | 49.75 | 1
2022/23 | 266.25 | 49.75 | 2
2022/23 | 266.75 | 49.75 | 1
2022/23 | 270.75 | 49.75 | 1
2022/23 | 310.25 | 49.75 | 1
2022/23 | 369.25 | 49.75 | 1
2022/23 | 86.75 | 50.25 | 1
2022/23 | 87.25 | 50.25 | 1
2022/23 | 87.75 | 50.25 | 1
2022/23 | 91.25 | 50.25 | 2
2022/23 | 92.25 | 50.25 | 1
2022/23 | 94.25 | 50.25 | 1
2022/23 | 94.75 | 50.25 | 2
2022/23 | 95.75 | 50.25 | 2
2022/23 | 96.25 | 50.25 | 1
2022/23 | 96.75 | 50.25 | 2
2022/23 | 97.25 | 50.25 | 1
2022/23 | 98.25 | 50.25 | 4
2022/23 | 98.75 | 50.25 | 2
2022/23 | 99.25 | 50.25 | 2
2022/23 | 100.25 | 50.25 | 3
2022/23 | 100.75 | 50.25 | 3
2022/23 | 101.75 | 50.25 | 2
2022/23 | 102.25 | 50.25 | 5
2022/23 | 103.25 | 50.25 | 5
2022/23 | 103.75 | 50.25 | 2
2022/23 | 104.25 | 50.25 | 8
2022/23 | 104.75 | 50.25 | 10
2022/23 | 105.25 | 50.25 | 9
2022/23 | 105.75 | 50.25 | 8
2022/23 | 106.25 | 50.25 | 9
2022/23 | 106.75 | 50.25 | 4
2022/23 | 107.25 | 50.25 | 8
2022/23 | 107.75 | 50.25 | 9
2022/23 | 108.25 | 50.25 | 4
2022/23 | 108.75 | 50.25 | 5
2022/23 | 109.25 | 50.25 | 8
2022/23 | 109.75 | 50.25 | 10
2022/23 | 110.25 | 50.25 | 15
2022/23 | 110.75 | 50.25 | 12
2022/23 | 111.25 | 50.25 | 19
2022/23 | 111.75 | 50.25 | 11
2022/23 | 112.25 | 50.25 | 12
2022/23 | 112.75 | 50.25 | 14
2022/23 | 113.25 | 50.25 | 9
2022/23 | 113.75 | 50.25 | 12
2022/23 | 114.25 | 50.25 | 10
2022/23 | 114.75 | 50.25 | 11
2022/23 | 115.25 | 50.25 | 15
2022/23 | 115.75 | 50.25 | 18
2022/23 | 116.25 | 50.25 | 13
2022/23 | 116.75 | 50.25 | 16
2022/23 | 117.25 | 50.25 | 10
2022/23 | 117.75 | 50.25 | 11
2022/23 | 118.25 | 50.25 | 13
2022/23 | 118.75 | 50.25 | 11
2022/23 | 119.25 | 50.25 | 17
2022/23 | 119.75 | 50.25 | 16
2022/23 | 120.25 | 50.25 | 22
2022/23 | 120.75 | 50.25 | 18
2022/23 | 121.25 | 50.25 | 12
2022/23 | 121.75 | 50.25 | 11
2022/23 | 122.25 | 50.25 | 23
2022/23 | 122.75 | 50.25 | 8
2022/23 | 123.25 | 50.25 | 9
2022/23 | 123.75 | 50.25 | 21
2022/23 | 124.25 | 50.25 | 20
2022/23 | 124.75 | 50.25 | 16
2022/23 | 125.25 | 50.25 | 10
2022/23 | 125.75 | 50.25 | 18
2022/23 | 126.25 | 50.25 | 16
2022/23 | 126.75 | 50.25 | 14
2022/23 | 127.25 | 50.25 | 22
2022/23 | 127.75 | 50.25 | 8
2022/23 | 128.25 | 50.25 | 22
2022/23 | 128.75 | 50.25 | 23
2022/23 | 129.25 | 50.25 | 19
2022/23 | 129.75 | 50.25 | 27
2022/23 | 130.25 | 50.25 | 20
2022/23 | 130.75 | 50.25 | 28
2022/23 | 131.25 | 50.25 | 22
2022/23 | 131.75 | 50.25 | 14
2022/23 | 132.25 | 50.25 | 28
2022/23 | 132.75 | 50.25 | 14
2022/23 | 133.25 | 50.25 | 18
2022/23 | 133.75 | 50.25 | 11
2022/23 | 134.25 | 50.25 | 14
2022/23 | 134.75 | 50.25 | 18
2022/23 | 135.25 | 50.25 | 14
2022/23 | 135.75 | 50.25 | 19
2022/23 | 136.25 | 50.25 | 30
2022/23 | 136.75 | 50.25 | 17
2022/23 | 137.25 | 50.25 | 20
2022/23 | 137.75 | 50.25 | 14
2022/23 | 138.25 | 50.25 | 20
2022/23 | 138.75 | 50.25 | 30
2022/23 | 139.25 | 50.25 | 27
2022/23 | 139.75 | 50.25 | 19
2022/23 | 140.25 | 50.25 | 25
2022/23 | 140.75 | 50.25 | 25
2022/23 | 141.25 | 50.25 | 19
2022/23 | 141.75 | 50.25 | 16
2022/23 | 142.25 | 50.25 | 17
2022/23 | 142.75 | 50.25 | 17
2022/23 | 143.25 | 50.25 | 17
2022/23 | 143.75 | 50.25 | 23
2022/23 | 144.25 | 50.25 | 20
2022/23 | 144.75 | 50.25 | 20
2022/23 | 145.25 | 50.25 | 23
2022/23 | 145.75 | 50.25 | 17
2022/23 | 146.25 | 50.25 | 24
2022/23 | 146.75 | 50.25 | 22
2022/23 | 147.25 | 50.25 | 18
2022/23 | 147.75 | 50.25 | 24
2022/23 | 148.25 | 50.25 | 18
2022/23 | 148.75 | 50.25 | 16
2022/23 | 149.25 | 50.25 | 20
2022/23 | 149.75 | 50.25 | 20
2022/23 | 150.25 | 50.25 | 15
2022/23 | 150.75 | 50.25 | 23
2022/23 | 151.25 | 50.25 | 25
2022/23 | 151.75 | 50.25 | 18
2022/23 | 152.25 | 50.25 | 23
2022/23 | 152.75 | 50.25 | 11
2022/23 | 153.25 | 50.25 | 21
2022/23 | 153.75 | 50.25 | 15
2022/23 | 154.25 | 50.25 | 12
2022/23 | 154.75 | 50.25 | 9
2022/23 | 155.25 | 50.25 | 23
2022/23 | 155.75 | 50.25 | 18
2022/23 | 156.25 | 50.25 | 20
2022/23 | 156.75 | 50.25 | 26
2022/23 | 157.25 | 50.25 | 13
2022/23 | 157.75 | 50.25 | 19
2022/23 | 158.25 | 50.25 | 18
2022/23 | 158.75 | 50.25 | 11
2022/23 | 159.25 | 50.25 | 15
2022/23 | 159.75 | 50.25 | 14
2022/23 | 160.25 | 50.25 | 10
2022/23 | 160.75 | 50.25 | 9
2022/23 | 161.25 | 50.25 | 10
2022/23 | 161.75 | 50.25 | 19
2022/23 | 162.25 | 50.25 | 14
2022/23 | 162.75 | 50.25 | 15
2022/23 | 163.25 | 50.25 | 12
2022/23 | 163.75 | 50.25 | 15
2022/23 | 164.25 | 50.25 | 9
2022/23 | 164.75 | 50.25 | 12
2022/23 | 165.25 | 50.25 | 8
2022/23 | 165.75 | 50.25 | 6
2022/23 | 166.25 | 50.25 | 10
2022/23 | 166.75 | 50.25 | 12
2022/23 | 167.25 | 50.25 | 10
2022/23 | 167.75 | 50.25 | 13
2022/23 | 168.25 | 50.25 | 11
2022/23 | 168.75 | 50.25 | 8
2022/23 | 169.25 | 50.25 | 12
2022/23 | 169.75 | 50.25 | 8
2022/23 | 170.25 | 50.25 | 9
2022/23 | 170.75 | 50.25 | 8
2022/23 | 171.25 | 50.25 | 11
2022/23 | 171.75 | 50.25 | 9
2022/23 | 172.25 | 50.25 | 10
2022/23 | 172.75 | 50.25 | 11
2022/23 | 173.25 | 50.25 | 14
2022/23 | 173.75 | 50.25 | 5
2022/23 | 174.25 | 50.25 | 6
2022/23 | 174.75 | 50.25 | 9
2022/23 | 175.25 | 50.25 | 3
2022/23 | 175.75 | 50.25 | 5
2022/23 | 176.25 | 50.25 | 9
2022/23 | 176.75 | 50.25 | 10
2022/23 | 177.25 | 50.25 | 2
2022/23 | 177.75 | 50.25 | 9
2022/23 | 178.25 | 50.25 | 3
2022/23 | 178.75 | 50.25 | 10
2022/23 | 179.25 | 50.25 | 4
2022/23 | 179.75 | 50.25 | 8
2022/23 | 180.25 | 50.25 | 3
2022/23 | 180.75 | 50.25 | 8
2022/23 | 181.25 | 50.25 | 2
2022/23 | 181.75 | 50.25 | 6
2022/23 | 182.25 | 50.25 | 6
2022/23 | 182.75 | 50.25 | 4
2022/23 | 183.25 | 50.25 | 3
2022/23 | 183.75 | 50.25 | 7
2022/23 | 184.25 | 50.25 | 6
2022/23 | 184.75 | 50.25 | 5
2022/23 | 185.25 | 50.25 | 5
2022/23 | 185.75 | 50.25 | 3
2022/23 | 186.25 | 50.25 | 2
2022/23 | 186.75 | 50.25 | 6
2022/23 | 187.25 | 50.25 | 6
2022/23 | 187.75 | 50.25 | 6
2022/23 | 188.25 | 50.25 | 6
2022/23 | 188.75 | 50.25 | 8
2022/23 | 189.25 | 50.25 | 5
2022/23 | 189.75 | 50.25 | 3
2022/23 | 190.25 | 50.25 | 5
2022/23 | 191.25 | 50.25 | 3
2022/23 | 191.75 | 50.25 | 4
2022/23 | 192.25 | 50.25 | 4
2022/23 | 192.75 | 50.25 | 2
2022/23 | 193.25 | 50.25 | 5
2022/23 | 193.75 | 50.25 | 4
2022/23 | 194.25 | 50.25 | 5
2022/23 | 194.75 | 50.25 | 1
2022/23 | 195.25 | 50.25 | 1
2022/23 | 195.75 | 50.25 | 3
2022/23 | 196.25 | 50.25 | 1
2022/23 | 196.75 | 50.25 | 1
2022/23 | 197.25 | 50.25 | 2
2022/23 | 197.75 | 50.25 | 2
2022/23 | 198.25 | 50.25 | 1
2022/23 | 199.25 | 50.25 | 2
2022/23 | 199.75 | 50.25 | 5
2022/23 | 200.25 | 50.25 | 1
2022/23 | 200.75 | 50.25 | 2
2022/23 | 201.25 | 50.25 | 3
2022/23 | 201.75 | 50.25 | 1
2022/23 | 202.25 | 50.25 | 1
2022/23 | 202.75 | 50.25 | 3
2022/23 | 203.75 | 50.25 | 2
2022/23 | 204.25 | 50.25 | 2
2022/23 | 205.25 | 50.25 | 4
2022/23 | 205.75 | 50.25 | 2
2022/23 | 207.25 | 50.25 | 1
2022/23 | 207.75 | 50.25 | 2
2022/23 | 208.25 | 50.25 | 1
2022/23 | 209.25 | 50.25 | 1
2022/23 | 210.25 | 50.25 | 2
2022/23 | 211.75 | 50.25 | 1
2022/23 | 212.75 | 50.25 | 2
2022/23 | 214.25 | 50.25 | 2
2022/23 | 215.75 | 50.25 | 2
2022/23 | 218.25 | 50.25 | 2
2022/23 | 218.75 | 50.25 | 2
2022/23 | 219.25 | 50.25 | 1
2022/23 | 220.75 | 50.25 | 3
2022/23 | 224.25 | 50.25 | 1
2022/23 | 225.75 | 50.25 | 1
2022/23 | 226.25 | 50.25 | 2
2022/23 | 226.75 | 50.25 | 1
2022/23 | 227.25 | 50.25 | 1
2022/23 | 227.75 | 50.25 | 1
2022/23 | 228.75 | 50.25 | 1
2022/23 | 230.25 | 50.25 | 1
2022/23 | 230.75 | 50.25 | 2
2022/23 | 231.25 | 50.25 | 2
2022/23 | 232.25 | 50.25 | 1
2022/23 | 233.25 | 50.25 | 1
2022/23 | 233.75 | 50.25 | 1
2022/23 | 238.75 | 50.25 | 2
2022/23 | 239.75 | 50.25 | 2
2022/23 | 240.25 | 50.25 | 1
2022/23 | 240.75 | 50.25 | 1
2022/23 | 242.75 | 50.25 | 1
2022/23 | 243.75 | 50.25 | 1
2022/23 | 244.25 | 50.25 | 1
2022/23 | 250.25 | 50.25 | 1
2022/23 | 251.25 | 50.25 | 1
2022/23 | 252.75 | 50.25 | 1
2022/23 | 253.75 | 50.25 | 1
2022/23 | 254.75 | 50.25 | 2
2022/23 | 255.25 | 50.25 | 2
2022/23 | 256.75 | 50.25 | 1
2022/23 | 257.25 | 50.25 | 1
2022/23 | 257.75 | 50.25 | 1
2022/23 | 258.25 | 50.25 | 1
2022/23 | 261.75 | 50.25 | 2
2022/23 | 269.25 | 50.25 | 1
2022/23 | 273.25 | 50.25 | 1
2022/23 | 274.25 | 50.25 | 1
2022/23 | 277.25 | 50.25 | 1
2022/23 | 298.25 | 50.25 | 1
2022/23 | 85.25 | 50.75 | 1
2022/23 | 88.75 | 50.75 | 1
2022/23 | 89.75 | 50.75 | 1
2022/23 | 91.25 | 50.75 | 1
2022/23 | 92.75 | 50.75 | 1
2022/23 | 93.25 | 50.75 | 2
2022/23 | 94.75 | 50.75 | 1
2022/23 | 95.25 | 50.75 | 1
2022/23 | 96.75 | 50.75 | 1
2022/23 | 97.25 | 50.75 | 1
2022/23 | 97.75 | 50.75 | 2
2022/23 | 98.25 | 50.75 | 4
2022/23 | 98.75 | 50.75 | 6
2022/23 | 99.25 | 50.75 | 3
2022/23 | 99.75 | 50.75 | 5
2022/23 | 100.25 | 50.75 | 3
2022/23 | 100.75 | 50.75 | 4
2022/23 | 101.25 | 50.75 | 2
2022/23 | 101.75 | 50.75 | 5
2022/23 | 102.25 | 50.75 | 6
2022/23 | 102.75 | 50.75 | 4
2022/23 | 103.25 | 50.75 | 4
2022/23 | 103.75 | 50.75 | 4
2022/23 | 104.25 | 50.75 | 4
2022/23 | 104.75 | 50.75 | 4
2022/23 | 105.25 | 50.75 | 5
2022/23 | 105.75 | 50.75 | 7
2022/23 | 106.25 | 50.75 | 6
2022/23 | 106.75 | 50.75 | 5
2022/23 | 107.25 | 50.75 | 7
2022/23 | 107.75 | 50.75 | 8
2022/23 | 108.25 | 50.75 | 10
2022/23 | 108.75 | 50.75 | 5
2022/23 | 109.25 | 50.75 | 9
2022/23 | 109.75 | 50.75 | 10
2022/23 | 110.25 | 50.75 | 9
2022/23 | 110.75 | 50.75 | 11
2022/23 | 111.25 | 50.75 | 9
2022/23 | 111.75 | 50.75 | 16
2022/23 | 112.25 | 50.75 | 21
2022/23 | 112.75 | 50.75 | 15
2022/23 | 113.25 | 50.75 | 14
2022/23 | 113.75 | 50.75 | 10
2022/23 | 114.25 | 50.75 | 16
2022/23 | 114.75 | 50.75 | 16
2022/23 | 115.25 | 50.75 | 10
2022/23 | 115.75 | 50.75 | 7
2022/23 | 116.25 | 50.75 | 10
2022/23 | 116.75 | 50.75 | 17
2022/23 | 117.25 | 50.75 | 11
2022/23 | 117.75 | 50.75 | 18
2022/23 | 118.25 | 50.75 | 8
2022/23 | 118.75 | 50.75 | 19
2022/23 | 119.25 | 50.75 | 15
2022/23 | 119.75 | 50.75 | 19
2022/23 | 120.25 | 50.75 | 20
2022/23 | 120.75 | 50.75 | 8
2022/23 | 121.25 | 50.75 | 16
2022/23 | 121.75 | 50.75 | 14
2022/23 | 122.25 | 50.75 | 23
2022/23 | 122.75 | 50.75 | 17
2022/23 | 123.25 | 50.75 | 16
2022/23 | 123.75 | 50.75 | 17
2022/23 | 124.25 | 50.75 | 13
2022/23 | 124.75 | 50.75 | 15
2022/23 | 125.25 | 50.75 | 23
2022/23 | 125.75 | 50.75 | 17
2022/23 | 126.25 | 50.75 | 12
2022/23 | 126.75 | 50.75 | 17
2022/23 | 127.25 | 50.75 | 19
2022/23 | 127.75 | 50.75 | 23
2022/23 | 128.25 | 50.75 | 16
2022/23 | 128.75 | 50.75 | 22
2022/23 | 129.25 | 50.75 | 26
2022/23 | 129.75 | 50.75 | 28
2022/23 | 130.25 | 50.75 | 14
2022/23 | 130.75 | 50.75 | 14
2022/23 | 131.25 | 50.75 | 15
2022/23 | 131.75 | 50.75 | 21
2022/23 | 132.25 | 50.75 | 17
2022/23 | 132.75 | 50.75 | 17
2022/23 | 133.25 | 50.75 | 19
2022/23 | 133.75 | 50.75 | 19
2022/23 | 134.25 | 50.75 | 18
2022/23 | 134.75 | 50.75 | 14
2022/23 | 135.25 | 50.75 | 23
2022/23 | 135.75 | 50.75 | 20
2022/23 | 136.25 | 50.75 | 21
2022/23 | 136.75 | 50.75 | 17
2022/23 | 137.25 | 50.75 | 25
2022/23 | 137.75 | 50.75 | 20
2022/23 | 138.25 | 50.75 | 23
2022/23 | 138.75 | 50.75 | 13
2022/23 | 139.25 | 50.75 | 25
2022/23 | 139.75 | 50.75 | 19
2022/23 | 140.25 | 50.75 | 21
2022/23 | 140.75 | 50.75 | 13
2022/23 | 141.25 | 50.75 | 11
2022/23 | 141.75 | 50.75 | 20
2022/23 | 142.25 | 50.75 | 27
2022/23 | 142.75 | 50.75 | 23
2022/23 | 143.25 | 50.75 | 17
2022/23 | 143.75 | 50.75 | 21
2022/23 | 144.25 | 50.75 | 20
2022/23 | 144.75 | 50.75 | 14
2022/23 | 145.25 | 50.75 | 21
2022/23 | 145.75 | 50.75 | 24
2022/23 | 146.25 | 50.75 | 21
2022/23 | 146.75 | 50.75 | 14
2022/23 | 147.25 | 50.75 | 29
2022/23 | 147.75 | 50.75 | 24
2022/23 | 148.25 | 50.75 | 25
2022/23 | 148.75 | 50.75 | 19
2022/23 | 149.25 | 50.75 | 14
2022/23 | 149.75 | 50.75 | 21
2022/23 | 150.25 | 50.75 | 14
2022/23 | 150.75 | 50.75 | 25
2022/23 | 151.25 | 50.75 | 23
2022/23 | 151.75 | 50.75 | 19
2022/23 | 152.25 | 50.75 | 21
2022/23 | 152.75 | 50.75 | 19
2022/23 | 153.25 | 50.75 | 14
2022/23 | 153.75 | 50.75 | 21
2022/23 | 154.25 | 50.75 | 21
2022/23 | 154.75 | 50.75 | 24
2022/23 | 155.25 | 50.75 | 20
2022/23 | 155.75 | 50.75 | 20
2022/23 | 156.25 | 50.75 | 13
2022/23 | 156.75 | 50.75 | 23
2022/23 | 157.25 | 50.75 | 21
2022/23 | 157.75 | 50.75 | 21
2022/23 | 158.25 | 50.75 | 20
2022/23 | 158.75 | 50.75 | 17
2022/23 | 159.25 | 50.75 | 11
2022/23 | 159.75 | 50.75 | 13
2022/23 | 160.25 | 50.75 | 16
2022/23 | 160.75 | 50.75 | 16
2022/23 | 161.25 | 50.75 | 10
2022/23 | 161.75 | 50.75 | 13
2022/23 | 162.25 | 50.75 | 15
2022/23 | 162.75 | 50.75 | 18
2022/23 | 163.25 | 50.75 | 8
2022/23 | 163.75 | 50.75 | 18
2022/23 | 164.25 | 50.75 | 17
2022/23 | 164.75 | 50.75 | 11
2022/23 | 165.25 | 50.75 | 14
2022/23 | 165.75 | 50.75 | 9
2022/23 | 166.25 | 50.75 | 11
2022/23 | 166.75 | 50.75 | 19
2022/23 | 167.25 | 50.75 | 13
2022/23 | 167.75 | 50.75 | 15
2022/23 | 168.25 | 50.75 | 8
2022/23 | 168.75 | 50.75 | 15
2022/23 | 169.25 | 50.75 | 10
2022/23 | 169.75 | 50.75 | 8
2022/23 | 170.25 | 50.75 | 10
2022/23 | 170.75 | 50.75 | 13
2022/23 | 171.25 | 50.75 | 9
2022/23 | 171.75 | 50.75 | 13
2022/23 | 172.25 | 50.75 | 10
2022/23 | 172.75 | 50.75 | 9
2022/23 | 173.25 | 50.75 | 9
2022/23 | 173.75 | 50.75 | 6
2022/23 | 174.25 | 50.75 | 8
2022/23 | 174.75 | 50.75 | 8
2022/23 | 175.25 | 50.75 | 7
2022/23 | 175.75 | 50.75 | 10
2022/23 | 176.25 | 50.75 | 2
2022/23 | 176.75 | 50.75 | 13
2022/23 | 177.25 | 50.75 | 5
2022/23 | 177.75 | 50.75 | 8
2022/23 | 178.25 | 50.75 | 5
2022/23 | 178.75 | 50.75 | 4
2022/23 | 179.25 | 50.75 | 6
2022/23 | 179.75 | 50.75 | 8
2022/23 | 180.25 | 50.75 | 6
2022/23 | 180.75 | 50.75 | 5
2022/23 | 181.25 | 50.75 | 6
2022/23 | 181.75 | 50.75 | 4
2022/23 | 182.25 | 50.75 | 4
2022/23 | 182.75 | 50.75 | 3
2022/23 | 183.25 | 50.75 | 6
2022/23 | 183.75 | 50.75 | 8
2022/23 | 184.25 | 50.75 | 3
2022/23 | 184.75 | 50.75 | 6
2022/23 | 185.25 | 50.75 | 8
2022/23 | 185.75 | 50.75 | 1
2022/23 | 186.25 | 50.75 | 4
2022/23 | 186.75 | 50.75 | 1
2022/23 | 187.25 | 50.75 | 8
2022/23 | 187.75 | 50.75 | 4
2022/23 | 188.25 | 50.75 | 1
2022/23 | 188.75 | 50.75 | 8
2022/23 | 189.25 | 50.75 | 4
2022/23 | 189.75 | 50.75 | 2
2022/23 | 190.25 | 50.75 | 5
2022/23 | 190.75 | 50.75 | 1
2022/23 | 191.25 | 50.75 | 3
2022/23 | 191.75 | 50.75 | 2
2022/23 | 192.25 | 50.75 | 4
2022/23 | 192.75 | 50.75 | 1
2022/23 | 193.25 | 50.75 | 3
2022/23 | 193.75 | 50.75 | 3
2022/23 | 194.25 | 50.75 | 3
2022/23 | 194.75 | 50.75 | 1
2022/23 | 195.25 | 50.75 | 4
2022/23 | 195.75 | 50.75 | 2
2022/23 | 196.25 | 50.75 | 2
2022/23 | 196.75 | 50.75 | 2
2022/23 | 197.25 | 50.75 | 2
2022/23 | 197.75 | 50.75 | 3
2022/23 | 198.25 | 50.75 | 1
2022/23 | 198.75 | 50.75 | 3
2022/23 | 199.25 | 50.75 | 1
2022/23 | 199.75 | 50.75 | 2
2022/23 | 200.25 | 50.75 | 1
2022/23 | 201.75 | 50.75 | 4
2022/23 | 202.25 | 50.75 | 3
2022/23 | 203.25 | 50.75 | 2
2022/23 | 203.75 | 50.75 | 3
2022/23 | 204.25 | 50.75 | 1
2022/23 | 204.75 | 50.75 | 1
2022/23 | 205.25 | 50.75 | 5
2022/23 | 206.25 | 50.75 | 1
2022/23 | 207.75 | 50.75 | 3
2022/23 | 208.25 | 50.75 | 2
2022/23 | 208.75 | 50.75 | 1
2022/23 | 209.25 | 50.75 | 1
2022/23 | 209.75 | 50.75 | 1
2022/23 | 211.25 | 50.75 | 1
2022/23 | 212.25 | 50.75 | 2
2022/23 | 213.25 | 50.75 | 1
2022/23 | 213.75 | 50.75 | 2
2022/23 | 215.25 | 50.75 | 1
2022/23 | 216.25 | 50.75 | 2
2022/23 | 216.75 | 50.75 | 1
2022/23 | 218.75 | 50.75 | 2
2022/23 | 219.25 | 50.75 | 1
2022/23 | 221.25 | 50.75 | 1
2022/23 | 222.25 | 50.75 | 1
2022/23 | 223.75 | 50.75 | 3
2022/23 | 224.25 | 50.75 | 1
2022/23 | 224.75 | 50.75 | 2
2022/23 | 225.25 | 50.75 | 1
2022/23 | 228.75 | 50.75 | 1
2022/23 | 229.25 | 50.75 | 1
2022/23 | 230.25 | 50.75 | 1
2022/23 | 230.75 | 50.75 | 2
2022/23 | 231.75 | 50.75 | 1
2022/23 | 232.25 | 50.75 | 1
2022/23 | 233.75 | 50.75 | 2
2022/23 | 234.25 | 50.75 | 1
2022/23 | 234.75 | 50.75 | 3
2022/23 | 235.25 | 50.75 | 1
2022/23 | 235.75 | 50.75 | 2
2022/23 | 237.75 | 50.75 | 1
2022/23 | 240.25 | 50.75 | 1
2022/23 | 247.75 | 50.75 | 1
2022/23 | 248.75 | 50.75 | 1
2022/23 | 249.25 | 50.75 | 1
2022/23 | 249.75 | 50.75 | 1
2022/23 | 250.75 | 50.75 | 1
2022/23 | 251.25 | 50.75 | 1
2022/23 | 256.75 | 50.75 | 1
2022/23 | 257.25 | 50.75 | 1
2022/23 | 258.25 | 50.75 | 1
2022/23 | 267.75 | 50.75 | 1
2022/23 | 281.75 | 50.75 | 2
2022/23 | 287.25 | 50.75 | 1
2022/23 | 289.25 | 50.75 | 1
2022/23 | 84.75 | 51.25 | 1
2022/23 | 88.75 | 51.25 | 1
2022/23 | 89.75 | 51.25 | 1
2022/23 | 91.25 | 51.25 | 3
2022/23 | 92.75 | 51.25 | 1
2022/23 | 94.75 | 51.25 | 1
2022/23 | 96.75 | 51.25 | 2
2022/23 | 97.25 | 51.25 | 1
2022/23 | 98.25 | 51.25 | 2
2022/23 | 98.75 | 51.25 | 1
2022/23 | 99.25 | 51.25 | 5
2022/23 | 99.75 | 51.25 | 2
2022/23 | 100.25 | 51.25 | 2
2022/23 | 100.75 | 51.25 | 4
2022/23 | 101.25 | 51.25 | 4
2022/23 | 101.75 | 51.25 | 1
2022/23 | 102.25 | 51.25 | 3
2022/23 | 102.75 | 51.25 | 3
2022/23 | 103.25 | 51.25 | 7
2022/23 | 103.75 | 51.25 | 4
2022/23 | 104.25 | 51.25 | 7
2022/23 | 104.75 | 51.25 | 8
2022/23 | 105.25 | 51.25 | 8
2022/23 | 105.75 | 51.25 | 7
2022/23 | 106.25 | 51.25 | 5
2022/23 | 106.75 | 51.25 | 10
2022/23 | 107.25 | 51.25 | 9
2022/23 | 107.75 | 51.25 | 6
2022/23 | 108.25 | 51.25 | 5
2022/23 | 108.75 | 51.25 | 8
2022/23 | 109.25 | 51.25 | 7
2022/23 | 109.75 | 51.25 | 13
2022/23 | 110.25 | 51.25 | 6
2022/23 | 110.75 | 51.25 | 10
2022/23 | 111.25 | 51.25 | 5
2022/23 | 111.75 | 51.25 | 14
2022/23 | 112.25 | 51.25 | 11
2022/23 | 112.75 | 51.25 | 9
2022/23 | 113.25 | 51.25 | 8
2022/23 | 113.75 | 51.25 | 16
2022/23 | 114.25 | 51.25 | 14
2022/23 | 114.75 | 51.25 | 18
2022/23 | 115.25 | 51.25 | 7
2022/23 | 115.75 | 51.25 | 18
2022/23 | 116.25 | 51.25 | 14
2022/23 | 116.75 | 51.25 | 14
2022/23 | 117.25 | 51.25 | 14
2022/23 | 117.75 | 51.25 | 21
2022/23 | 118.25 | 51.25 | 12
2022/23 | 118.75 | 51.25 | 12
2022/23 | 119.25 | 51.25 | 21
2022/23 | 119.75 | 51.25 | 14
2022/23 | 120.25 | 51.25 | 14
2022/23 | 120.75 | 51.25 | 15
2022/23 | 121.25 | 51.25 | 20
2022/23 | 121.75 | 51.25 | 15
2022/23 | 122.25 | 51.25 | 23
2022/23 | 122.75 | 51.25 | 12
2022/23 | 123.25 | 51.25 | 20
2022/23 | 123.75 | 51.25 | 21
2022/23 | 124.25 | 51.25 | 17
2022/23 | 124.75 | 51.25 | 23
2022/23 | 125.25 | 51.25 | 13
2022/23 | 125.75 | 51.25 | 20
2022/23 | 126.25 | 51.25 | 18
2022/23 | 126.75 | 51.25 | 21
2022/23 | 127.25 | 51.25 | 27
2022/23 | 127.75 | 51.25 | 21
2022/23 | 128.25 | 51.25 | 25
2022/23 | 128.75 | 51.25 | 25
2022/23 | 129.25 | 51.25 | 29
2022/23 | 129.75 | 51.25 | 14
2022/23 | 130.25 | 51.25 | 19
2022/23 | 130.75 | 51.25 | 17
2022/23 | 131.25 | 51.25 | 24
2022/23 | 131.75 | 51.25 | 27
2022/23 | 132.25 | 51.25 | 23
2022/23 | 132.75 | 51.25 | 16
2022/23 | 133.25 | 51.25 | 18
2022/23 | 133.75 | 51.25 | 29
2022/23 | 134.25 | 51.25 | 26
2022/23 | 134.75 | 51.25 | 17
2022/23 | 135.25 | 51.25 | 16
2022/23 | 135.75 | 51.25 | 21
2022/23 | 136.25 | 51.25 | 22
2022/23 | 136.75 | 51.25 | 25
2022/23 | 137.25 | 51.25 | 25
2022/23 | 137.75 | 51.25 | 27
2022/23 | 138.25 | 51.25 | 27
2022/23 | 138.75 | 51.25 | 25
2022/23 | 139.25 | 51.25 | 24
2022/23 | 139.75 | 51.25 | 25
2022/23 | 140.25 | 51.25 | 22
2022/23 | 140.75 | 51.25 | 19
2022/23 | 141.25 | 51.25 | 31
2022/23 | 141.75 | 51.25 | 19
2022/23 | 142.25 | 51.25 | 23
2022/23 | 142.75 | 51.25 | 17
2022/23 | 143.25 | 51.25 | 30
2022/23 | 143.75 | 51.25 | 24
2022/23 | 144.25 | 51.25 | 18
2022/23 | 144.75 | 51.25 | 17
2022/23 | 145.25 | 51.25 | 32
2022/23 | 145.75 | 51.25 | 28
2022/23 | 146.25 | 51.25 | 20
2022/23 | 146.75 | 51.25 | 30
2022/23 | 147.25 | 51.25 | 26
2022/23 | 147.75 | 51.25 | 28
2022/23 | 148.25 | 51.25 | 18
2022/23 | 148.75 | 51.25 | 17
2022/23 | 149.25 | 51.25 | 23
2022/23 | 149.75 | 51.25 | 20
2022/23 | 150.25 | 51.25 | 21
2022/23 | 150.75 | 51.25 | 20
2022/23 | 151.25 | 51.25 | 21
2022/23 | 151.75 | 51.25 | 13
2022/23 | 152.25 | 51.25 | 14
2022/23 | 152.75 | 51.25 | 30
2022/23 | 153.25 | 51.25 | 23
2022/23 | 153.75 | 51.25 | 20
2022/23 | 154.25 | 51.25 | 19
2022/23 | 154.75 | 51.25 | 24
2022/23 | 155.25 | 51.25 | 13
2022/23 | 155.75 | 51.25 | 22
2022/23 | 156.25 | 51.25 | 17
2022/23 | 156.75 | 51.25 | 21
2022/23 | 157.25 | 51.25 | 12
2022/23 | 157.75 | 51.25 | 16
2022/23 | 158.25 | 51.25 | 22
2022/23 | 158.75 | 51.25 | 12
2022/23 | 159.25 | 51.25 | 13
2022/23 | 159.75 | 51.25 | 13
2022/23 | 160.25 | 51.25 | 22
2022/23 | 160.75 | 51.25 | 14
2022/23 | 161.25 | 51.25 | 15
2022/23 | 161.75 | 51.25 | 21
2022/23 | 162.25 | 51.25 | 10
2022/23 | 162.75 | 51.25 | 16
2022/23 | 163.25 | 51.25 | 23
2022/23 | 163.75 | 51.25 | 26
2022/23 | 164.25 | 51.25 | 14
2022/23 | 164.75 | 51.25 | 16
2022/23 | 165.25 | 51.25 | 16
2022/23 | 165.75 | 51.25 | 14
2022/23 | 166.25 | 51.25 | 17
2022/23 | 166.75 | 51.25 | 21
2022/23 | 167.25 | 51.25 | 13
2022/23 | 167.75 | 51.25 | 20
2022/23 | 168.25 | 51.25 | 17
2022/23 | 168.75 | 51.25 | 15
2022/23 | 169.25 | 51.25 | 6
2022/23 | 169.75 | 51.25 | 15
2022/23 | 170.25 | 51.25 | 18
2022/23 | 170.75 | 51.25 | 14
2022/23 | 171.25 | 51.25 | 13
2022/23 | 171.75 | 51.25 | 10
2022/23 | 172.25 | 51.25 | 10
2022/23 | 172.75 | 51.25 | 13
2022/23 | 173.25 | 51.25 | 12
2022/23 | 173.75 | 51.25 | 10
2022/23 | 174.25 | 51.25 | 14
2022/23 | 174.75 | 51.25 | 8
2022/23 | 175.25 | 51.25 | 6
2022/23 | 175.75 | 51.25 | 7
2022/23 | 176.25 | 51.25 | 8
2022/23 | 176.75 | 51.25 | 12
2022/23 | 177.25 | 51.25 | 7
2022/23 | 177.75 | 51.25 | 10
2022/23 | 178.25 | 51.25 | 4
2022/23 | 178.75 | 51.25 | 6
2022/23 | 179.25 | 51.25 | 9
2022/23 | 179.75 | 51.25 | 5
2022/23 | 180.25 | 51.25 | 8
2022/23 | 180.75 | 51.25 | 9
2022/23 | 181.25 | 51.25 | 8
2022/23 | 181.75 | 51.25 | 9
2022/23 | 182.25 | 51.25 | 4
2022/23 | 182.75 | 51.25 | 5
2022/23 | 183.25 | 51.25 | 8
2022/23 | 183.75 | 51.25 | 6
2022/23 | 184.25 | 51.25 | 5
2022/23 | 184.75 | 51.25 | 5
2022/23 | 185.25 | 51.25 | 7
2022/23 | 185.75 | 51.25 | 4
2022/23 | 186.25 | 51.25 | 3
2022/23 | 186.75 | 51.25 | 2
2022/23 | 187.25 | 51.25 | 1
2022/23 | 187.75 | 51.25 | 5
2022/23 | 188.25 | 51.25 | 2
2022/23 | 188.75 | 51.25 | 1
2022/23 | 189.25 | 51.25 | 3
2022/23 | 189.75 | 51.25 | 7
2022/23 | 190.25 | 51.25 | 3
2022/23 | 190.75 | 51.25 | 4
2022/23 | 191.25 | 51.25 | 2
2022/23 | 191.75 | 51.25 | 3
2022/23 | 192.25 | 51.25 | 1
2022/23 | 192.75 | 51.25 | 3
2022/23 | 193.75 | 51.25 | 2
2022/23 | 194.25 | 51.25 | 1
2022/23 | 194.75 | 51.25 | 1
2022/23 | 195.75 | 51.25 | 3
2022/23 | 196.25 | 51.25 | 2
2022/23 | 196.75 | 51.25 | 1
2022/23 | 197.25 | 51.25 | 2
2022/23 | 198.25 | 51.25 | 1
2022/23 | 198.75 | 51.25 | 1
2022/23 | 199.25 | 51.25 | 4
2022/23 | 199.75 | 51.25 | 4
2022/23 | 200.25 | 51.25 | 2
2022/23 | 201.25 | 51.25 | 1
2022/23 | 201.75 | 51.25 | 2
2022/23 | 202.25 | 51.25 | 1
2022/23 | 202.75 | 51.25 | 2
2022/23 | 203.25 | 51.25 | 1
2022/23 | 204.25 | 51.25 | 1
2022/23 | 204.75 | 51.25 | 2
2022/23 | 205.75 | 51.25 | 1
2022/23 | 206.25 | 51.25 | 2
2022/23 | 206.75 | 51.25 | 2
2022/23 | 207.75 | 51.25 | 2
2022/23 | 208.25 | 51.25 | 2
2022/23 | 208.75 | 51.25 | 2
2022/23 | 209.25 | 51.25 | 2
2022/23 | 210.75 | 51.25 | 1
2022/23 | 211.25 | 51.25 | 1
2022/23 | 211.75 | 51.25 | 1
2022/23 | 212.25 | 51.25 | 1
2022/23 | 212.75 | 51.25 | 2
2022/23 | 214.25 | 51.25 | 1
2022/23 | 214.75 | 51.25 | 1
2022/23 | 215.75 | 51.25 | 3
2022/23 | 216.75 | 51.25 | 3
2022/23 | 218.75 | 51.25 | 2
2022/23 | 219.25 | 51.25 | 1
2022/23 | 219.75 | 51.25 | 1
2022/23 | 220.25 | 51.25 | 3
2022/23 | 220.75 | 51.25 | 1
2022/23 | 222.25 | 51.25 | 1
2022/23 | 222.75 | 51.25 | 1
2022/23 | 223.25 | 51.25 | 1
2022/23 | 224.25 | 51.25 | 1
2022/23 | 225.25 | 51.25 | 3
2022/23 | 225.75 | 51.25 | 1
2022/23 | 227.25 | 51.25 | 1
2022/23 | 227.75 | 51.25 | 3
2022/23 | 228.75 | 51.25 | 2
2022/23 | 229.25 | 51.25 | 1
2022/23 | 230.25 | 51.25 | 1
2022/23 | 230.75 | 51.25 | 1
2022/23 | 231.75 | 51.25 | 1
2022/23 | 232.75 | 51.25 | 1
2022/23 | 233.25 | 51.25 | 1
2022/23 | 233.75 | 51.25 | 1
2022/23 | 236.75 | 51.25 | 1
2022/23 | 237.25 | 51.25 | 1
2022/23 | 238.75 | 51.25 | 1
2022/23 | 240.75 | 51.25 | 1
2022/23 | 242.25 | 51.25 | 2
2022/23 | 242.75 | 51.25 | 1
2022/23 | 244.25 | 51.25 | 1
2022/23 | 246.25 | 51.25 | 1
2022/23 | 246.75 | 51.25 | 2
2022/23 | 250.25 | 51.25 | 2
2022/23 | 253.25 | 51.25 | 1
2022/23 | 253.75 | 51.25 | 1
2022/23 | 254.25 | 51.25 | 1
2022/23 | 254.75 | 51.25 | 1
2022/23 | 259.75 | 51.25 | 1
2022/23 | 260.75 | 51.25 | 1
2022/23 | 261.75 | 51.25 | 1
2022/23 | 272.25 | 51.25 | 1
2022/23 | 276.75 | 51.25 | 1
2022/23 | 300.25 | 51.25 | 1
2022/23 | 302.25 | 51.25 | 2
2022/23 | 311.75 | 51.25 | 1
2022/23 | 90.25 | 51.75 | 1
2022/23 | 91.75 | 51.75 | 1
2022/23 | 92.25 | 51.75 | 1
2022/23 | 92.75 | 51.75 | 1
2022/23 | 93.25 | 51.75 | 1
2022/23 | 94.25 | 51.75 | 1
2022/23 | 95.25 | 51.75 | 1
2022/23 | 95.75 | 51.75 | 1
2022/23 | 96.25 | 51.75 | 2
2022/23 | 96.75 | 51.75 | 1
2022/23 | 97.75 | 51.75 | 2
2022/23 | 98.25 | 51.75 | 2
2022/23 | 98.75 | 51.75 | 1
2022/23 | 99.25 | 51.75 | 1
2022/23 | 99.75 | 51.75 | 1
2022/23 | 100.25 | 51.75 | 1
2022/23 | 100.75 | 51.75 | 6
2022/23 | 101.25 | 51.75 | 5
2022/23 | 101.75 | 51.75 | 7
2022/23 | 103.25 | 51.75 | 5
2022/23 | 103.75 | 51.75 | 2
2022/23 | 104.25 | 51.75 | 5
2022/23 | 104.75 | 51.75 | 7
2022/23 | 105.25 | 51.75 | 4
2022/23 | 105.75 | 51.75 | 8
2022/23 | 106.25 | 51.75 | 8
2022/23 | 106.75 | 51.75 | 7
2022/23 | 107.25 | 51.75 | 6
2022/23 | 107.75 | 51.75 | 5
2022/23 | 108.25 | 51.75 | 6
2022/23 | 108.75 | 51.75 | 8
2022/23 | 109.25 | 51.75 | 15
2022/23 | 109.75 | 51.75 | 13
2022/23 | 110.25 | 51.75 | 11
2022/23 | 110.75 | 51.75 | 6
2022/23 | 111.25 | 51.75 | 13
2022/23 | 111.75 | 51.75 | 7
2022/23 | 112.25 | 51.75 | 11
2022/23 | 112.75 | 51.75 | 14
2022/23 | 113.25 | 51.75 | 7
2022/23 | 113.75 | 51.75 | 10
2022/23 | 114.25 | 51.75 | 11
2022/23 | 114.75 | 51.75 | 14
2022/23 | 115.25 | 51.75 | 10
2022/23 | 115.75 | 51.75 | 18
2022/23 | 116.25 | 51.75 | 18
2022/23 | 116.75 | 51.75 | 10
2022/23 | 117.25 | 51.75 | 20
2022/23 | 117.75 | 51.75 | 18
2022/23 | 118.25 | 51.75 | 15
2022/23 | 118.75 | 51.75 | 18
2022/23 | 119.25 | 51.75 | 17
2022/23 | 119.75 | 51.75 | 15
2022/23 | 120.25 | 51.75 | 19
2022/23 | 120.75 | 51.75 | 24
2022/23 | 121.25 | 51.75 | 20
2022/23 | 121.75 | 51.75 | 24
2022/23 | 122.25 | 51.75 | 17
2022/23 | 122.75 | 51.75 | 21
2022/23 | 123.25 | 51.75 | 19
2022/23 | 123.75 | 51.75 | 20
2022/23 | 124.25 | 51.75 | 16
2022/23 | 124.75 | 51.75 | 22
2022/23 | 125.25 | 51.75 | 18
2022/23 | 125.75 | 51.75 | 16
2022/23 | 126.25 | 51.75 | 18
2022/23 | 126.75 | 51.75 | 23
2022/23 | 127.25 | 51.75 | 16
2022/23 | 127.75 | 51.75 | 22
2022/23 | 128.25 | 51.75 | 21
2022/23 | 128.75 | 51.75 | 23
2022/23 | 129.25 | 51.75 | 18
2022/23 | 129.75 | 51.75 | 24
2022/23 | 130.25 | 51.75 | 27
2022/23 | 130.75 | 51.75 | 22
2022/23 | 131.25 | 51.75 | 25
2022/23 | 131.75 | 51.75 | 20
2022/23 | 132.25 | 51.75 | 24
2022/23 | 132.75 | 51.75 | 30
2022/23 | 133.25 | 51.75 | 21
2022/23 | 133.75 | 51.75 | 31
2022/23 | 134.25 | 51.75 | 25
2022/23 | 134.75 | 51.75 | 20
2022/23 | 135.25 | 51.75 | 20
2022/23 | 135.75 | 51.75 | 17
2022/23 | 136.25 | 51.75 | 25
2022/23 | 136.75 | 51.75 | 22
2022/23 | 137.25 | 51.75 | 27
2022/23 | 137.75 | 51.75 | 20
2022/23 | 138.25 | 51.75 | 26
2022/23 | 138.75 | 51.75 | 28
2022/23 | 139.25 | 51.75 | 32
2022/23 | 139.75 | 51.75 | 21
2022/23 | 140.25 | 51.75 | 21
2022/23 | 140.75 | 51.75 | 21
2022/23 | 141.25 | 51.75 | 20
2022/23 | 141.75 | 51.75 | 24
2022/23 | 142.25 | 51.75 | 19
2022/23 | 142.75 | 51.75 | 33
2022/23 | 143.25 | 51.75 | 30
2022/23 | 143.75 | 51.75 | 30
2022/23 | 144.25 | 51.75 | 23
2022/23 | 144.75 | 51.75 | 28
2022/23 | 145.25 | 51.75 | 26
2022/23 | 145.75 | 51.75 | 36
2022/23 | 146.25 | 51.75 | 20
2022/23 | 146.75 | 51.75 | 21
2022/23 | 147.25 | 51.75 | 23
2022/23 | 147.75 | 51.75 | 26
2022/23 | 148.25 | 51.75 | 21
2022/23 | 148.75 | 51.75 | 27
2022/23 | 149.25 | 51.75 | 21
2022/23 | 149.75 | 51.75 | 21
2022/23 | 150.25 | 51.75 | 26
2022/23 | 150.75 | 51.75 | 22
2022/23 | 151.25 | 51.75 | 17
2022/23 | 151.75 | 51.75 | 20
2022/23 | 152.25 | 51.75 | 31
2022/23 | 152.75 | 51.75 | 22
2022/23 | 153.25 | 51.75 | 21
2022/23 | 153.75 | 51.75 | 18
2022/23 | 154.25 | 51.75 | 21
2022/23 | 154.75 | 51.75 | 21
2022/23 | 155.25 | 51.75 | 25
2022/23 | 155.75 | 51.75 | 15
2022/23 | 156.25 | 51.75 | 18
2022/23 | 156.75 | 51.75 | 22
2022/23 | 157.25 | 51.75 | 29
2022/23 | 157.75 | 51.75 | 21
2022/23 | 158.25 | 51.75 | 20
2022/23 | 158.75 | 51.75 | 15
2022/23 | 159.25 | 51.75 | 19
2022/23 | 159.75 | 51.75 | 19
2022/23 | 160.25 | 51.75 | 13
2022/23 | 160.75 | 51.75 | 25
2022/23 | 161.25 | 51.75 | 31
2022/23 | 161.75 | 51.75 | 18
2022/23 | 162.25 | 51.75 | 15
2022/23 | 162.75 | 51.75 | 12
2022/23 | 163.25 | 51.75 | 14
2022/23 | 163.75 | 51.75 | 10
2022/23 | 164.25 | 51.75 | 7
2022/23 | 164.75 | 51.75 | 21
2022/23 | 165.25 | 51.75 | 9
2022/23 | 165.75 | 51.75 | 16
2022/23 | 166.25 | 51.75 | 23
2022/23 | 166.75 | 51.75 | 18
2022/23 | 167.25 | 51.75 | 14
2022/23 | 167.75 | 51.75 | 15
2022/23 | 168.25 | 51.75 | 22
2022/23 | 168.75 | 51.75 | 21
2022/23 | 169.25 | 51.75 | 23
2022/23 | 169.75 | 51.75 | 13
2022/23 | 170.25 | 51.75 | 17
2022/23 | 170.75 | 51.75 | 16
2022/23 | 171.25 | 51.75 | 14
2022/23 | 171.75 | 51.75 | 11
2022/23 | 172.25 | 51.75 | 16
2022/23 | 172.75 | 51.75 | 15
2022/23 | 173.25 | 51.75 | 10
2022/23 | 173.75 | 51.75 | 13
2022/23 | 174.25 | 51.75 | 20
2022/23 | 174.75 | 51.75 | 12
2022/23 | 175.25 | 51.75 | 10
2022/23 | 175.75 | 51.75 | 9
2022/23 | 176.25 | 51.75 | 13
2022/23 | 176.75 | 51.75 | 9
2022/23 | 177.25 | 51.75 | 13
2022/23 | 177.75 | 51.75 | 12
2022/23 | 178.25 | 51.75 | 9
2022/23 | 178.75 | 51.75 | 8
2022/23 | 179.25 | 51.75 | 3
2022/23 | 179.75 | 51.75 | 7
2022/23 | 180.25 | 51.75 | 4
2022/23 | 180.75 | 51.75 | 11
2022/23 | 181.25 | 51.75 | 6
2022/23 | 181.75 | 51.75 | 12
2022/23 | 182.25 | 51.75 | 7
2022/23 | 182.75 | 51.75 | 8
2022/23 | 183.25 | 51.75 | 8
2022/23 | 183.75 | 51.75 | 9
2022/23 | 184.25 | 51.75 | 6
2022/23 | 184.75 | 51.75 | 7
2022/23 | 185.25 | 51.75 | 6
2022/23 | 185.75 | 51.75 | 3
2022/23 | 186.25 | 51.75 | 10
2022/23 | 186.75 | 51.75 | 8
2022/23 | 187.25 | 51.75 | 5
2022/23 | 187.75 | 51.75 | 2
2022/23 | 188.25 | 51.75 | 7
2022/23 | 188.75 | 51.75 | 3
2022/23 | 189.25 | 51.75 | 4
2022/23 | 189.75 | 51.75 | 2
2022/23 | 190.25 | 51.75 | 1
2022/23 | 190.75 | 51.75 | 3
2022/23 | 191.25 | 51.75 | 6
2022/23 | 191.75 | 51.75 | 4
2022/23 | 192.25 | 51.75 | 4
2022/23 | 192.75 | 51.75 | 3
2022/23 | 193.25 | 51.75 | 1
2022/23 | 193.75 | 51.75 | 6
2022/23 | 194.25 | 51.75 | 3
2022/23 | 194.75 | 51.75 | 1
2022/23 | 195.75 | 51.75 | 3
2022/23 | 196.25 | 51.75 | 2
2022/23 | 196.75 | 51.75 | 1
2022/23 | 197.25 | 51.75 | 2
2022/23 | 197.75 | 51.75 | 4
2022/23 | 198.25 | 51.75 | 2
2022/23 | 198.75 | 51.75 | 2
2022/23 | 199.25 | 51.75 | 3
2022/23 | 199.75 | 51.75 | 1
2022/23 | 200.25 | 51.75 | 3
2022/23 | 201.25 | 51.75 | 1
2022/23 | 201.75 | 51.75 | 4
2022/23 | 202.25 | 51.75 | 1
2022/23 | 202.75 | 51.75 | 2
2022/23 | 203.75 | 51.75 | 3
2022/23 | 204.25 | 51.75 | 2
2022/23 | 204.75 | 51.75 | 1
2022/23 | 205.25 | 51.75 | 3
2022/23 | 205.75 | 51.75 | 1
2022/23 | 206.25 | 51.75 | 2
2022/23 | 206.75 | 51.75 | 4
2022/23 | 207.25 | 51.75 | 1
2022/23 | 207.75 | 51.75 | 2
2022/23 | 210.25 | 51.75 | 1
2022/23 | 210.75 | 51.75 | 2
2022/23 | 211.25 | 51.75 | 1
2022/23 | 211.75 | 51.75 | 1
2022/23 | 212.25 | 51.75 | 1
2022/23 | 213.25 | 51.75 | 1
2022/23 | 213.75 | 51.75 | 2
2022/23 | 214.25 | 51.75 | 4
2022/23 | 214.75 | 51.75 | 3
2022/23 | 215.75 | 51.75 | 2
2022/23 | 216.75 | 51.75 | 1
2022/23 | 217.25 | 51.75 | 1
2022/23 | 217.75 | 51.75 | 3
2022/23 | 218.25 | 51.75 | 1
2022/23 | 218.75 | 51.75 | 3
2022/23 | 219.25 | 51.75 | 1
2022/23 | 220.75 | 51.75 | 1
2022/23 | 221.25 | 51.75 | 3
2022/23 | 221.75 | 51.75 | 2
2022/23 | 222.25 | 51.75 | 1
2022/23 | 222.75 | 51.75 | 2
2022/23 | 223.75 | 51.75 | 3
2022/23 | 224.25 | 51.75 | 1
2022/23 | 225.75 | 51.75 | 1
2022/23 | 227.25 | 51.75 | 1
2022/23 | 228.25 | 51.75 | 1
2022/23 | 228.75 | 51.75 | 1
2022/23 | 229.25 | 51.75 | 3
2022/23 | 229.75 | 51.75 | 2
2022/23 | 230.75 | 51.75 | 1
2022/23 | 231.25 | 51.75 | 1
2022/23 | 231.75 | 51.75 | 2
2022/23 | 232.25 | 51.75 | 1
2022/23 | 233.25 | 51.75 | 1
2022/23 | 233.75 | 51.75 | 2
2022/23 | 235.75 | 51.75 | 3
2022/23 | 236.25 | 51.75 | 1
2022/23 | 236.75 | 51.75 | 1
2022/23 | 237.25 | 51.75 | 2
2022/23 | 237.75 | 51.75 | 1
2022/23 | 238.75 | 51.75 | 1
2022/23 | 239.75 | 51.75 | 2
2022/23 | 240.25 | 51.75 | 1
2022/23 | 240.75 | 51.75 | 1
2022/23 | 241.25 | 51.75 | 3
2022/23 | 242.75 | 51.75 | 1
2022/23 | 243.25 | 51.75 | 2
2022/23 | 243.75 | 51.75 | 1
2022/23 | 247.75 | 51.75 | 1
2022/23 | 249.75 | 51.75 | 1
2022/23 | 250.75 | 51.75 | 1
2022/23 | 252.25 | 51.75 | 2
2022/23 | 252.75 | 51.75 | 1
2022/23 | 253.25 | 51.75 | 2
2022/23 | 254.25 | 51.75 | 1
2022/23 | 257.25 | 51.75 | 1
2022/23 | 260.75 | 51.75 | 1
2022/23 | 263.25 | 51.75 | 1
2022/23 | 267.25 | 51.75 | 2
2022/23 | 269.75 | 51.75 | 1
2022/23 | 271.75 | 51.75 | 1
2022/23 | 274.75 | 51.75 | 1
2022/23 | 276.25 | 51.75 | 1
2022/23 | 286.75 | 51.75 | 1
2022/23 | 287.25 | 51.75 | 1
2022/23 | 289.75 | 51.75 | 1
2022/23 | 296.25 | 51.75 | 1
2022/23 | 303.75 | 51.75 | 1
2022/23 | 304.75 | 51.75 | 1
2022/23 | 86.75 | 52.25 | 1
2022/23 | 87.25 | 52.25 | 1
2022/23 | 88.75 | 52.25 | 1
2022/23 | 89.75 | 52.25 | 1
2022/23 | 90.75 | 52.25 | 1
2022/23 | 92.75 | 52.25 | 1
2022/23 | 93.75 | 52.25 | 3
2022/23 | 94.25 | 52.25 | 1
2022/23 | 95.25 | 52.25 | 1
2022/23 | 95.75 | 52.25 | 2
2022/23 | 96.75 | 52.25 | 2
2022/23 | 97.25 | 52.25 | 1
2022/23 | 97.75 | 52.25 | 3
2022/23 | 98.25 | 52.25 | 1
2022/23 | 98.75 | 52.25 | 2
2022/23 | 99.25 | 52.25 | 2
2022/23 | 99.75 | 52.25 | 3
2022/23 | 100.25 | 52.25 | 3
2022/23 | 100.75 | 52.25 | 1
2022/23 | 101.25 | 52.25 | 1
2022/23 | 101.75 | 52.25 | 3
2022/23 | 102.25 | 52.25 | 3
2022/23 | 102.75 | 52.25 | 4
2022/23 | 103.25 | 52.25 | 4
2022/23 | 103.75 | 52.25 | 6
2022/23 | 104.25 | 52.25 | 3
2022/23 | 104.75 | 52.25 | 4
2022/23 | 105.25 | 52.25 | 8
2022/23 | 105.75 | 52.25 | 7
2022/23 | 106.25 | 52.25 | 8
2022/23 | 106.75 | 52.25 | 12
2022/23 | 107.25 | 52.25 | 10
2022/23 | 107.75 | 52.25 | 4
2022/23 | 108.25 | 52.25 | 9
2022/23 | 108.75 | 52.25 | 14
2022/23 | 109.25 | 52.25 | 8
2022/23 | 109.75 | 52.25 | 6
2022/23 | 110.25 | 52.25 | 12
2022/23 | 110.75 | 52.25 | 11
2022/23 | 111.25 | 52.25 | 11
2022/23 | 111.75 | 52.25 | 10
2022/23 | 112.25 | 52.25 | 17
2022/23 | 112.75 | 52.25 | 10
2022/23 | 113.25 | 52.25 | 15
2022/23 | 113.75 | 52.25 | 15
2022/23 | 114.25 | 52.25 | 20
2022/23 | 114.75 | 52.25 | 8
2022/23 | 115.25 | 52.25 | 12
2022/23 | 115.75 | 52.25 | 17
2022/23 | 116.25 | 52.25 | 14
2022/23 | 116.75 | 52.25 | 17
2022/23 | 117.25 | 52.25 | 19
2022/23 | 117.75 | 52.25 | 20
2022/23 | 118.25 | 52.25 | 12
2022/23 | 118.75 | 52.25 | 16
2022/23 | 119.25 | 52.25 | 14
2022/23 | 119.75 | 52.25 | 17
2022/23 | 120.25 | 52.25 | 18
2022/23 | 120.75 | 52.25 | 17
2022/23 | 121.25 | 52.25 | 10
2022/23 | 121.75 | 52.25 | 25
2022/23 | 122.25 | 52.25 | 16
2022/23 | 122.75 | 52.25 | 22
2022/23 | 123.25 | 52.25 | 19
2022/23 | 123.75 | 52.25 | 26
2022/23 | 124.25 | 52.25 | 17
2022/23 | 124.75 | 52.25 | 22
2022/23 | 125.25 | 52.25 | 23
2022/23 | 125.75 | 52.25 | 19
2022/23 | 126.25 | 52.25 | 21
2022/23 | 126.75 | 52.25 | 23
2022/23 | 127.25 | 52.25 | 19
2022/23 | 127.75 | 52.25 | 21
2022/23 | 128.25 | 52.25 | 19
2022/23 | 128.75 | 52.25 | 35
2022/23 | 129.25 | 52.25 | 30
2022/23 | 129.75 | 52.25 | 22
2022/23 | 130.25 | 52.25 | 22
2022/23 | 130.75 | 52.25 | 28
2022/23 | 131.25 | 52.25 | 19
2022/23 | 131.75 | 52.25 | 17
2022/23 | 132.25 | 52.25 | 14
2022/23 | 132.75 | 52.25 | 22
2022/23 | 133.25 | 52.25 | 16
2022/23 | 133.75 | 52.25 | 21
2022/23 | 134.25 | 52.25 | 33
2022/23 | 134.75 | 52.25 | 35
2022/23 | 135.25 | 52.25 | 18
2022/23 | 135.75 | 52.25 | 26
2022/23 | 136.25 | 52.25 | 15
2022/23 | 136.75 | 52.25 | 19
2022/23 | 137.25 | 52.25 | 24
2022/23 | 137.75 | 52.25 | 25
2022/23 | 138.25 | 52.25 | 32
2022/23 | 138.75 | 52.25 | 23
2022/23 | 139.25 | 52.25 | 37
2022/23 | 139.75 | 52.25 | 23
2022/23 | 140.25 | 52.25 | 23
2022/23 | 140.75 | 52.25 | 26
2022/23 | 141.25 | 52.25 | 19
2022/23 | 141.75 | 52.25 | 25
2022/23 | 142.25 | 52.25 | 20
2022/23 | 142.75 | 52.25 | 29
2022/23 | 143.25 | 52.25 | 19
2022/23 | 143.75 | 52.25 | 20
2022/23 | 144.25 | 52.25 | 26
2022/23 | 144.75 | 52.25 | 28
2022/23 | 145.25 | 52.25 | 28
2022/23 | 145.75 | 52.25 | 22
2022/23 | 146.25 | 52.25 | 24
2022/23 | 146.75 | 52.25 | 33
2022/23 | 147.25 | 52.25 | 24
2022/23 | 147.75 | 52.25 | 30
2022/23 | 148.25 | 52.25 | 24
2022/23 | 148.75 | 52.25 | 17
2022/23 | 149.25 | 52.25 | 27
2022/23 | 149.75 | 52.25 | 28
2022/23 | 150.25 | 52.25 | 16
2022/23 | 150.75 | 52.25 | 19
2022/23 | 151.25 | 52.25 | 19
2022/23 | 151.75 | 52.25 | 27
2022/23 | 152.25 | 52.25 | 24
2022/23 | 152.75 | 52.25 | 32
2022/23 | 153.25 | 52.25 | 26
2022/23 | 153.75 | 52.25 | 27
2022/23 | 154.25 | 52.25 | 20
2022/23 | 154.75 | 52.25 | 23
2022/23 | 155.25 | 52.25 | 21
2022/23 | 155.75 | 52.25 | 26
2022/23 | 156.25 | 52.25 | 28
2022/23 | 156.75 | 52.25 | 29
2022/23 | 157.25 | 52.25 | 28
2022/23 | 157.75 | 52.25 | 23
2022/23 | 158.25 | 52.25 | 25
2022/23 | 158.75 | 52.25 | 19
2022/23 | 159.25 | 52.25 | 19
2022/23 | 159.75 | 52.25 | 18
2022/23 | 160.25 | 52.25 | 26
2022/23 | 160.75 | 52.25 | 22
2022/23 | 161.25 | 52.25 | 18
2022/23 | 161.75 | 52.25 | 14
2022/23 | 162.25 | 52.25 | 19
2022/23 | 162.75 | 52.25 | 24
2022/23 | 163.25 | 52.25 | 27
2022/23 | 163.75 | 52.25 | 18
2022/23 | 164.25 | 52.25 | 25
2022/23 | 164.75 | 52.25 | 20
2022/23 | 165.25 | 52.25 | 20
2022/23 | 165.75 | 52.25 | 26
2022/23 | 166.25 | 52.25 | 23
2022/23 | 166.75 | 52.25 | 21
2022/23 | 167.25 | 52.25 | 14
2022/23 | 167.75 | 52.25 | 20
2022/23 | 168.25 | 52.25 | 16
2022/23 | 168.75 | 52.25 | 13
2022/23 | 169.25 | 52.25 | 20
2022/23 | 169.75 | 52.25 | 11
2022/23 | 170.25 | 52.25 | 12
2022/23 | 170.75 | 52.25 | 17
2022/23 | 171.25 | 52.25 | 15
2022/23 | 171.75 | 52.25 | 15
2022/23 | 172.25 | 52.25 | 13
2022/23 | 172.75 | 52.25 | 14
2022/23 | 173.25 | 52.25 | 17
2022/23 | 173.75 | 52.25 | 11
2022/23 | 174.25 | 52.25 | 15
2022/23 | 174.75 | 52.25 | 12
2022/23 | 175.25 | 52.25 | 14
2022/23 | 175.75 | 52.25 | 13
2022/23 | 176.25 | 52.25 | 9
2022/23 | 176.75 | 52.25 | 10
2022/23 | 177.25 | 52.25 | 10
2022/23 | 177.75 | 52.25 | 6
2022/23 | 178.25 | 52.25 | 11
2022/23 | 178.75 | 52.25 | 9
2022/23 | 179.25 | 52.25 | 7
2022/23 | 179.75 | 52.25 | 8
2022/23 | 180.25 | 52.25 | 9
2022/23 | 180.75 | 52.25 | 4
2022/23 | 181.25 | 52.25 | 8
2022/23 | 181.75 | 52.25 | 13
2022/23 | 182.25 | 52.25 | 4
2022/23 | 182.75 | 52.25 | 4
2022/23 | 183.25 | 52.25 | 9
2022/23 | 183.75 | 52.25 | 8
2022/23 | 184.25 | 52.25 | 8
2022/23 | 184.75 | 52.25 | 9
2022/23 | 185.25 | 52.25 | 2
2022/23 | 185.75 | 52.25 | 6
2022/23 | 186.25 | 52.25 | 6
2022/23 | 186.75 | 52.25 | 6
2022/23 | 187.25 | 52.25 | 8
2022/23 | 187.75 | 52.25 | 7
2022/23 | 188.25 | 52.25 | 8
2022/23 | 188.75 | 52.25 | 4
2022/23 | 189.25 | 52.25 | 8
2022/23 | 189.75 | 52.25 | 5
2022/23 | 190.25 | 52.25 | 5
2022/23 | 190.75 | 52.25 | 4
2022/23 | 191.25 | 52.25 | 6
2022/23 | 192.25 | 52.25 | 4
2022/23 | 192.75 | 52.25 | 6
2022/23 | 193.25 | 52.25 | 3
2022/23 | 193.75 | 52.25 | 4
2022/23 | 194.25 | 52.25 | 2
2022/23 | 194.75 | 52.25 | 5
2022/23 | 195.25 | 52.25 | 6
2022/23 | 195.75 | 52.25 | 3
2022/23 | 196.25 | 52.25 | 4
2022/23 | 196.75 | 52.25 | 2
2022/23 | 197.25 | 52.25 | 1
2022/23 | 197.75 | 52.25 | 1
2022/23 | 198.25 | 52.25 | 3
2022/23 | 198.75 | 52.25 | 3
2022/23 | 199.25 | 52.25 | 1
2022/23 | 199.75 | 52.25 | 5
2022/23 | 200.25 | 52.25 | 2
2022/23 | 200.75 | 52.25 | 5
2022/23 | 201.25 | 52.25 | 2
2022/23 | 201.75 | 52.25 | 2
2022/23 | 202.75 | 52.25 | 1
2022/23 | 203.25 | 52.25 | 4
2022/23 | 203.75 | 52.25 | 2
2022/23 | 204.25 | 52.25 | 1
2022/23 | 205.75 | 52.25 | 1
2022/23 | 206.25 | 52.25 | 2
2022/23 | 206.75 | 52.25 | 1
2022/23 | 207.25 | 52.25 | 1
2022/23 | 207.75 | 52.25 | 2
2022/23 | 208.25 | 52.25 | 2
2022/23 | 209.25 | 52.25 | 2
2022/23 | 209.75 | 52.25 | 1
2022/23 | 211.25 | 52.25 | 1
2022/23 | 211.75 | 52.25 | 1
2022/23 | 212.25 | 52.25 | 1
2022/23 | 213.25 | 52.25 | 1
2022/23 | 213.75 | 52.25 | 4
2022/23 | 214.25 | 52.25 | 1
2022/23 | 214.75 | 52.25 | 1
2022/23 | 215.75 | 52.25 | 1
2022/23 | 216.25 | 52.25 | 1
2022/23 | 216.75 | 52.25 | 1
2022/23 | 217.25 | 52.25 | 2
2022/23 | 219.75 | 52.25 | 1
2022/23 | 220.25 | 52.25 | 2
2022/23 | 222.75 | 52.25 | 2
2022/23 | 223.25 | 52.25 | 1
2022/23 | 223.75 | 52.25 | 4
2022/23 | 224.75 | 52.25 | 1
2022/23 | 225.25 | 52.25 | 2
2022/23 | 226.75 | 52.25 | 1
2022/23 | 227.75 | 52.25 | 1
2022/23 | 228.25 | 52.25 | 1
2022/23 | 228.75 | 52.25 | 1
2022/23 | 229.25 | 52.25 | 1
2022/23 | 230.25 | 52.25 | 2
2022/23 | 230.75 | 52.25 | 1
2022/23 | 231.75 | 52.25 | 2
2022/23 | 232.25 | 52.25 | 1
2022/23 | 232.75 | 52.25 | 1
2022/23 | 233.25 | 52.25 | 2
2022/23 | 234.75 | 52.25 | 1
2022/23 | 235.25 | 52.25 | 1
2022/23 | 237.25 | 52.25 | 2
2022/23 | 237.75 | 52.25 | 1
2022/23 | 238.25 | 52.25 | 1
2022/23 | 240.25 | 52.25 | 1
2022/23 | 241.75 | 52.25 | 1
2022/23 | 243.25 | 52.25 | 1
2022/23 | 244.25 | 52.25 | 1
2022/23 | 247.75 | 52.25 | 1
2022/23 | 250.25 | 52.25 | 1
2022/23 | 251.75 | 52.25 | 1
2022/23 | 252.75 | 52.25 | 1
2022/23 | 255.25 | 52.25 | 2
2022/23 | 259.25 | 52.25 | 1
2022/23 | 261.25 | 52.25 | 1
2022/23 | 262.25 | 52.25 | 3
2022/23 | 264.25 | 52.25 | 1
2022/23 | 264.75 | 52.25 | 1
2022/23 | 266.25 | 52.25 | 1
2022/23 | 267.25 | 52.25 | 1
2022/23 | 268.25 | 52.25 | 1
2022/23 | 269.25 | 52.25 | 1
2022/23 | 286.25 | 52.25 | 1
2022/23 | 297.25 | 52.25 | 1
2022/23 | 325.25 | 52.25 | 1
2022/23 | 327.75 | 52.25 | 1
2022/23 | 88.75 | 52.75 | 1
2022/23 | 90.75 | 52.75 | 1
2022/23 | 91.25 | 52.75 | 1
2022/23 | 93.25 | 52.75 | 2
2022/23 | 94.25 | 52.75 | 1
2022/23 | 95.75 | 52.75 | 1
2022/23 | 96.75 | 52.75 | 3
2022/23 | 98.25 | 52.75 | 5
2022/23 | 98.75 | 52.75 | 2
2022/23 | 99.25 | 52.75 | 1
2022/23 | 100.25 | 52.75 | 1
2022/23 | 100.75 | 52.75 | 3
2022/23 | 101.25 | 52.75 | 3
2022/23 | 101.75 | 52.75 | 5
2022/23 | 102.75 | 52.75 | 1
2022/23 | 103.25 | 52.75 | 3
2022/23 | 103.75 | 52.75 | 4
2022/23 | 104.25 | 52.75 | 6
2022/23 | 104.75 | 52.75 | 4
2022/23 | 105.25 | 52.75 | 7
2022/23 | 105.75 | 52.75 | 1
2022/23 | 106.25 | 52.75 | 6
2022/23 | 106.75 | 52.75 | 10
2022/23 | 107.25 | 52.75 | 4
2022/23 | 107.75 | 52.75 | 11
2022/23 | 108.25 | 52.75 | 10
2022/23 | 108.75 | 52.75 | 11
2022/23 | 109.25 | 52.75 | 8
2022/23 | 109.75 | 52.75 | 16
2022/23 | 110.25 | 52.75 | 12
2022/23 | 110.75 | 52.75 | 9
2022/23 | 111.25 | 52.75 | 9
2022/23 | 111.75 | 52.75 | 10
2022/23 | 112.25 | 52.75 | 9
2022/23 | 112.75 | 52.75 | 7
2022/23 | 113.25 | 52.75 | 13
2022/23 | 113.75 | 52.75 | 11
2022/23 | 114.25 | 52.75 | 15
2022/23 | 114.75 | 52.75 | 14
2022/23 | 115.25 | 52.75 | 17
2022/23 | 115.75 | 52.75 | 15
2022/23 | 116.25 | 52.75 | 19
2022/23 | 116.75 | 52.75 | 15
2022/23 | 117.25 | 52.75 | 8
2022/23 | 117.75 | 52.75 | 23
2022/23 | 118.25 | 52.75 | 28
2022/23 | 118.75 | 52.75 | 21
2022/23 | 119.25 | 52.75 | 23
2022/23 | 119.75 | 52.75 | 24
2022/23 | 120.25 | 52.75 | 28
2022/23 | 120.75 | 52.75 | 16
2022/23 | 121.25 | 52.75 | 28
2022/23 | 121.75 | 52.75 | 14
2022/23 | 122.25 | 52.75 | 22
2022/23 | 122.75 | 52.75 | 26
2022/23 | 123.25 | 52.75 | 19
2022/23 | 123.75 | 52.75 | 20
2022/23 | 124.25 | 52.75 | 20
2022/23 | 124.75 | 52.75 | 14
2022/23 | 125.25 | 52.75 | 16
2022/23 | 125.75 | 52.75 | 23
2022/23 | 126.25 | 52.75 | 28
2022/23 | 126.75 | 52.75 | 20
2022/23 | 127.25 | 52.75 | 33
2022/23 | 127.75 | 52.75 | 14
2022/23 | 128.25 | 52.75 | 27
2022/23 | 128.75 | 52.75 | 24
2022/23 | 129.25 | 52.75 | 28
2022/23 | 129.75 | 52.75 | 27
2022/23 | 130.25 | 52.75 | 26
2022/23 | 130.75 | 52.75 | 33
2022/23 | 131.25 | 52.75 | 25
2022/23 | 131.75 | 52.75 | 30
2022/23 | 132.25 | 52.75 | 20
2022/23 | 132.75 | 52.75 | 26
2022/23 | 133.25 | 52.75 | 27
2022/23 | 133.75 | 52.75 | 23
2022/23 | 134.25 | 52.75 | 23
2022/23 | 134.75 | 52.75 | 33
2022/23 | 135.25 | 52.75 | 22
2022/23 | 135.75 | 52.75 | 22
2022/23 | 136.25 | 52.75 | 29
2022/23 | 136.75 | 52.75 | 31
2022/23 | 137.25 | 52.75 | 13
2022/23 | 137.75 | 52.75 | 30
2022/23 | 138.25 | 52.75 | 26
2022/23 | 138.75 | 52.75 | 22
2022/23 | 139.25 | 52.75 | 36
2022/23 | 139.75 | 52.75 | 15
2022/23 | 140.25 | 52.75 | 29
2022/23 | 140.75 | 52.75 | 22
2022/23 | 141.25 | 52.75 | 30
2022/23 | 141.75 | 52.75 | 26
2022/23 | 142.25 | 52.75 | 32
2022/23 | 142.75 | 52.75 | 31
2022/23 | 143.25 | 52.75 | 23
2022/23 | 143.75 | 52.75 | 25
2022/23 | 144.25 | 52.75 | 29
2022/23 | 144.75 | 52.75 | 26
2022/23 | 145.25 | 52.75 | 15
2022/23 | 145.75 | 52.75 | 31
2022/23 | 146.25 | 52.75 | 35
2022/23 | 146.75 | 52.75 | 24
2022/23 | 147.25 | 52.75 | 25
2022/23 | 147.75 | 52.75 | 30
2022/23 | 148.25 | 52.75 | 29
2022/23 | 148.75 | 52.75 | 29
2022/23 | 149.25 | 52.75 | 15
2022/23 | 149.75 | 52.75 | 23
2022/23 | 150.25 | 52.75 | 20
2022/23 | 150.75 | 52.75 | 20
2022/23 | 151.25 | 52.75 | 27
2022/23 | 151.75 | 52.75 | 31
2022/23 | 152.25 | 52.75 | 22
2022/23 | 152.75 | 52.75 | 23
2022/23 | 153.25 | 52.75 | 38
2022/23 | 153.75 | 52.75 | 25
2022/23 | 154.25 | 52.75 | 22
2022/23 | 154.75 | 52.75 | 26
2022/23 | 155.25 | 52.75 | 33
2022/23 | 155.75 | 52.75 | 27
2022/23 | 156.25 | 52.75 | 28
2022/23 | 156.75 | 52.75 | 28
2022/23 | 157.25 | 52.75 | 28
2022/23 | 157.75 | 52.75 | 23
2022/23 | 158.25 | 52.75 | 29
2022/23 | 158.75 | 52.75 | 18
2022/23 | 159.25 | 52.75 | 18
2022/23 | 159.75 | 52.75 | 25
2022/23 | 160.25 | 52.75 | 26
2022/23 | 160.75 | 52.75 | 22
2022/23 | 161.25 | 52.75 | 16
2022/23 | 161.75 | 52.75 | 19
2022/23 | 162.25 | 52.75 | 21
2022/23 | 162.75 | 52.75 | 16
2022/23 | 163.25 | 52.75 | 27
2022/23 | 163.75 | 52.75 | 10
2022/23 | 164.25 | 52.75 | 20
2022/23 | 164.75 | 52.75 | 22
2022/23 | 165.25 | 52.75 | 20
2022/23 | 165.75 | 52.75 | 15
2022/23 | 166.25 | 52.75 | 20
2022/23 | 166.75 | 52.75 | 19
2022/23 | 167.25 | 52.75 | 16
2022/23 | 167.75 | 52.75 | 12
2022/23 | 168.25 | 52.75 | 20
2022/23 | 168.75 | 52.75 | 20
2022/23 | 169.25 | 52.75 | 14
2022/23 | 169.75 | 52.75 | 16
2022/23 | 170.25 | 52.75 | 13
2022/23 | 170.75 | 52.75 | 21
2022/23 | 171.25 | 52.75 | 15
2022/23 | 171.75 | 52.75 | 6
2022/23 | 172.25 | 52.75 | 9
2022/23 | 172.75 | 52.75 | 11
2022/23 | 173.25 | 52.75 | 17
2022/23 | 173.75 | 52.75 | 8
2022/23 | 174.25 | 52.75 | 10
2022/23 | 174.75 | 52.75 | 17
2022/23 | 175.25 | 52.75 | 16
2022/23 | 175.75 | 52.75 | 13
2022/23 | 176.25 | 52.75 | 14
2022/23 | 176.75 | 52.75 | 8
2022/23 | 177.25 | 52.75 | 12
2022/23 | 177.75 | 52.75 | 8
2022/23 | 178.25 | 52.75 | 9
2022/23 | 178.75 | 52.75 | 5
2022/23 | 179.25 | 52.75 | 8
2022/23 | 179.75 | 52.75 | 11
2022/23 | 180.25 | 52.75 | 8
2022/23 | 180.75 | 52.75 | 10
2022/23 | 181.25 | 52.75 | 10
2022/23 | 181.75 | 52.75 | 3
2022/23 | 182.25 | 52.75 | 7
2022/23 | 182.75 | 52.75 | 6
2022/23 | 183.25 | 52.75 | 8
2022/23 | 183.75 | 52.75 | 5
2022/23 | 184.25 | 52.75 | 7
2022/23 | 184.75 | 52.75 | 5
2022/23 | 185.25 | 52.75 | 9
2022/23 | 185.75 | 52.75 | 8
2022/23 | 186.25 | 52.75 | 5
2022/23 | 186.75 | 52.75 | 2
2022/23 | 187.25 | 52.75 | 8
2022/23 | 187.75 | 52.75 | 3
2022/23 | 188.25 | 52.75 | 6
2022/23 | 188.75 | 52.75 | 2
2022/23 | 189.25 | 52.75 | 3
2022/23 | 189.75 | 52.75 | 4
2022/23 | 190.25 | 52.75 | 5
2022/23 | 190.75 | 52.75 | 3
2022/23 | 191.25 | 52.75 | 3
2022/23 | 191.75 | 52.75 | 6
2022/23 | 192.25 | 52.75 | 1
2022/23 | 192.75 | 52.75 | 5
2022/23 | 193.25 | 52.75 | 4
2022/23 | 193.75 | 52.75 | 4
2022/23 | 194.25 | 52.75 | 5
2022/23 | 195.25 | 52.75 | 2
2022/23 | 195.75 | 52.75 | 1
2022/23 | 196.25 | 52.75 | 3
2022/23 | 196.75 | 52.75 | 3
2022/23 | 197.25 | 52.75 | 2
2022/23 | 197.75 | 52.75 | 2
2022/23 | 198.25 | 52.75 | 2
2022/23 | 198.75 | 52.75 | 3
2022/23 | 199.25 | 52.75 | 3
2022/23 | 200.25 | 52.75 | 2
2022/23 | 200.75 | 52.75 | 2
2022/23 | 201.25 | 52.75 | 4
2022/23 | 201.75 | 52.75 | 2
2022/23 | 202.25 | 52.75 | 3
2022/23 | 202.75 | 52.75 | 3
2022/23 | 203.25 | 52.75 | 2
2022/23 | 203.75 | 52.75 | 3
2022/23 | 204.25 | 52.75 | 1
2022/23 | 205.25 | 52.75 | 3
2022/23 | 205.75 | 52.75 | 1
2022/23 | 206.75 | 52.75 | 1
2022/23 | 207.25 | 52.75 | 2
2022/23 | 207.75 | 52.75 | 1
2022/23 | 208.25 | 52.75 | 3
2022/23 | 209.25 | 52.75 | 3
2022/23 | 209.75 | 52.75 | 2
2022/23 | 210.25 | 52.75 | 1
2022/23 | 210.75 | 52.75 | 1
2022/23 | 211.25 | 52.75 | 3
2022/23 | 211.75 | 52.75 | 3
2022/23 | 212.25 | 52.75 | 2
2022/23 | 212.75 | 52.75 | 2
2022/23 | 213.25 | 52.75 | 1
2022/23 | 213.75 | 52.75 | 1
2022/23 | 214.25 | 52.75 | 2
2022/23 | 214.75 | 52.75 | 1
2022/23 | 215.75 | 52.75 | 3
2022/23 | 216.25 | 52.75 | 1
2022/23 | 216.75 | 52.75 | 4
2022/23 | 217.25 | 52.75 | 1
2022/23 | 217.75 | 52.75 | 1
2022/23 | 218.75 | 52.75 | 1
2022/23 | 219.75 | 52.75 | 1
2022/23 | 220.25 | 52.75 | 1
2022/23 | 220.75 | 52.75 | 2
2022/23 | 221.25 | 52.75 | 2
2022/23 | 221.75 | 52.75 | 1
2022/23 | 222.25 | 52.75 | 1
2022/23 | 223.25 | 52.75 | 1
2022/23 | 223.75 | 52.75 | 1
2022/23 | 225.25 | 52.75 | 2
2022/23 | 225.75 | 52.75 | 2
2022/23 | 226.25 | 52.75 | 2
2022/23 | 226.75 | 52.75 | 1
2022/23 | 227.25 | 52.75 | 2
2022/23 | 227.75 | 52.75 | 1
2022/23 | 228.75 | 52.75 | 1
2022/23 | 230.75 | 52.75 | 1
2022/23 | 231.25 | 52.75 | 2
2022/23 | 231.75 | 52.75 | 1
2022/23 | 232.75 | 52.75 | 1
2022/23 | 233.25 | 52.75 | 1
2022/23 | 234.25 | 52.75 | 2
2022/23 | 234.75 | 52.75 | 1
2022/23 | 235.25 | 52.75 | 1
2022/23 | 235.75 | 52.75 | 1
2022/23 | 237.25 | 52.75 | 1
2022/23 | 238.75 | 52.75 | 3
2022/23 | 240.25 | 52.75 | 1
2022/23 | 241.25 | 52.75 | 3
2022/23 | 241.75 | 52.75 | 2
2022/23 | 242.25 | 52.75 | 2
2022/23 | 242.75 | 52.75 | 1
2022/23 | 243.25 | 52.75 | 2
2022/23 | 243.75 | 52.75 | 1
2022/23 | 244.25 | 52.75 | 2
2022/23 | 245.75 | 52.75 | 1
2022/23 | 247.75 | 52.75 | 1
2022/23 | 250.25 | 52.75 | 2
2022/23 | 250.75 | 52.75 | 1
2022/23 | 251.25 | 52.75 | 1
2022/23 | 251.75 | 52.75 | 1
2022/23 | 252.25 | 52.75 | 1
2022/23 | 253.75 | 52.75 | 1
2022/23 | 254.25 | 52.75 | 2
2022/23 | 255.75 | 52.75 | 1
2022/23 | 256.25 | 52.75 | 2
2022/23 | 257.25 | 52.75 | 1
2022/23 | 259.25 | 52.75 | 1
2022/23 | 266.25 | 52.75 | 1
2022/23 | 267.25 | 52.75 | 1
2022/23 | 269.25 | 52.75 | 1
2022/23 | 277.25 | 52.75 | 2
2022/23 | 279.25 | 52.75 | 1
2022/23 | 280.75 | 52.75 | 1
2022/23 | 286.75 | 52.75 | 1
2022/23 | 287.25 | 52.75 | 1
2022/23 | 297.75 | 52.75 | 1
2022/23 | 314.25 | 52.75 | 1
2022/23 | 355.75 | 52.75 | 1
2022/23 | 88.75 | 53.25 | 1
2022/23 | 91.25 | 53.25 | 1
2022/23 | 92.75 | 53.25 | 1
2022/23 | 93.25 | 53.25 | 2
2022/23 | 94.75 | 53.25 | 1
2022/23 | 95.75 | 53.25 | 2
2022/23 | 96.75 | 53.25 | 2
2022/23 | 97.25 | 53.25 | 1
2022/23 | 97.75 | 53.25 | 1
2022/23 | 98.75 | 53.25 | 1
2022/23 | 99.25 | 53.25 | 1
2022/23 | 99.75 | 53.25 | 1
2022/23 | 100.25 | 53.25 | 2
2022/23 | 100.75 | 53.25 | 5
2022/23 | 101.25 | 53.25 | 5
2022/23 | 101.75 | 53.25 | 2
2022/23 | 102.25 | 53.25 | 1
2022/23 | 102.75 | 53.25 | 4
2022/23 | 103.25 | 53.25 | 6
2022/23 | 103.75 | 53.25 | 6
2022/23 | 104.25 | 53.25 | 3
2022/23 | 104.75 | 53.25 | 5
2022/23 | 105.25 | 53.25 | 5
2022/23 | 105.75 | 53.25 | 8
2022/23 | 106.25 | 53.25 | 1
2022/23 | 106.75 | 53.25 | 12
2022/23 | 107.25 | 53.25 | 9
2022/23 | 107.75 | 53.25 | 9
2022/23 | 108.25 | 53.25 | 11
2022/23 | 108.75 | 53.25 | 11
2022/23 | 109.25 | 53.25 | 11
2022/23 | 109.75 | 53.25 | 10
2022/23 | 110.25 | 53.25 | 14
2022/23 | 110.75 | 53.25 | 7
2022/23 | 111.25 | 53.25 | 8
2022/23 | 111.75 | 53.25 | 10
2022/23 | 112.25 | 53.25 | 13
2022/23 | 112.75 | 53.25 | 8
2022/23 | 113.25 | 53.25 | 21
2022/23 | 113.75 | 53.25 | 13
2022/23 | 114.25 | 53.25 | 12
2022/23 | 114.75 | 53.25 | 15
2022/23 | 115.25 | 53.25 | 18
2022/23 | 115.75 | 53.25 | 21
2022/23 | 116.25 | 53.25 | 14
2022/23 | 116.75 | 53.25 | 18
2022/23 | 117.25 | 53.25 | 23
2022/23 | 117.75 | 53.25 | 18
2022/23 | 118.25 | 53.25 | 17
2022/23 | 118.75 | 53.25 | 15
2022/23 | 119.25 | 53.25 | 13
2022/23 | 119.75 | 53.25 | 13
2022/23 | 120.25 | 53.25 | 18
2022/23 | 120.75 | 53.25 | 18
2022/23 | 121.25 | 53.25 | 22
2022/23 | 121.75 | 53.25 | 24
2022/23 | 122.25 | 53.25 | 24
2022/23 | 122.75 | 53.25 | 18
2022/23 | 123.25 | 53.25 | 20
2022/23 | 123.75 | 53.25 | 15
2022/23 | 124.25 | 53.25 | 15
2022/23 | 124.75 | 53.25 | 28
2022/23 | 125.25 | 53.25 | 23
2022/23 | 125.75 | 53.25 | 19
2022/23 | 126.25 | 53.25 | 18
2022/23 | 126.75 | 53.25 | 12
2022/23 | 127.25 | 53.25 | 13
2022/23 | 127.75 | 53.25 | 28
2022/23 | 128.25 | 53.25 | 27
2022/23 | 128.75 | 53.25 | 27
2022/23 | 129.25 | 53.25 | 18
2022/23 | 129.75 | 53.25 | 31
2022/23 | 130.25 | 53.25 | 18
2022/23 | 130.75 | 53.25 | 31
2022/23 | 131.25 | 53.25 | 21
2022/23 | 131.75 | 53.25 | 25
2022/23 | 132.25 | 53.25 | 33
2022/23 | 132.75 | 53.25 | 23
2022/23 | 133.25 | 53.25 | 18
2022/23 | 133.75 | 53.25 | 26
2022/23 | 134.25 | 53.25 | 23
2022/23 | 134.75 | 53.25 | 22
2022/23 | 135.25 | 53.25 | 35
2022/23 | 135.75 | 53.25 | 23
2022/23 | 136.25 | 53.25 | 31
2022/23 | 136.75 | 53.25 | 41
2022/23 | 137.25 | 53.25 | 21
2022/23 | 137.75 | 53.25 | 20
2022/23 | 138.25 | 53.25 | 30
2022/23 | 138.75 | 53.25 | 27
2022/23 | 139.25 | 53.25 | 22
2022/23 | 139.75 | 53.25 | 27
2022/23 | 140.25 | 53.25 | 21
2022/23 | 140.75 | 53.25 | 26
2022/23 | 141.25 | 53.25 | 28
2022/23 | 141.75 | 53.25 | 23
2022/23 | 142.25 | 53.25 | 19
2022/23 | 142.75 | 53.25 | 28
2022/23 | 143.25 | 53.25 | 31
2022/23 | 143.75 | 53.25 | 25
2022/23 | 144.25 | 53.25 | 33
2022/23 | 144.75 | 53.25 | 28
2022/23 | 145.25 | 53.25 | 29
2022/23 | 145.75 | 53.25 | 19
2022/23 | 146.25 | 53.25 | 29
2022/23 | 146.75 | 53.25 | 30
2022/23 | 147.25 | 53.25 | 37
2022/23 | 147.75 | 53.25 | 26
2022/23 | 148.25 | 53.25 | 28
2022/23 | 148.75 | 53.25 | 27
2022/23 | 149.25 | 53.25 | 34
2022/23 | 149.75 | 53.25 | 25
2022/23 | 150.25 | 53.25 | 30
2022/23 | 150.75 | 53.25 | 32
2022/23 | 151.25 | 53.25 | 29
2022/23 | 151.75 | 53.25 | 24
2022/23 | 152.25 | 53.25 | 40
2022/23 | 152.75 | 53.25 | 23
2022/23 | 153.25 | 53.25 | 34
2022/23 | 153.75 | 53.25 | 22
2022/23 | 154.25 | 53.25 | 32
2022/23 | 154.75 | 53.25 | 21
2022/23 | 155.25 | 53.25 | 27
2022/23 | 155.75 | 53.25 | 26
2022/23 | 156.25 | 53.25 | 34
2022/23 | 156.75 | 53.25 | 22
2022/23 | 157.25 | 53.25 | 19
2022/23 | 157.75 | 53.25 | 20
2022/23 | 158.25 | 53.25 | 17
2022/23 | 158.75 | 53.25 | 28
2022/23 | 159.25 | 53.25 | 24
2022/23 | 159.75 | 53.25 | 23
2022/23 | 160.25 | 53.25 | 21
2022/23 | 160.75 | 53.25 | 26
2022/23 | 161.25 | 53.25 | 18
2022/23 | 161.75 | 53.25 | 13
2022/23 | 162.25 | 53.25 | 23
2022/23 | 162.75 | 53.25 | 22
2022/23 | 163.25 | 53.25 | 18
2022/23 | 163.75 | 53.25 | 25
2022/23 | 164.25 | 53.25 | 25
2022/23 | 164.75 | 53.25 | 11
2022/23 | 165.25 | 53.25 | 19
2022/23 | 165.75 | 53.25 | 22
2022/23 | 166.25 | 53.25 | 18
2022/23 | 166.75 | 53.25 | 11
2022/23 | 167.25 | 53.25 | 20
2022/23 | 167.75 | 53.25 | 21
2022/23 | 168.25 | 53.25 | 22
2022/23 | 168.75 | 53.25 | 11
2022/23 | 169.25 | 53.25 | 25
2022/23 | 169.75 | 53.25 | 21
2022/23 | 170.25 | 53.25 | 10
2022/23 | 170.75 | 53.25 | 21
2022/23 | 171.25 | 53.25 | 13
2022/23 | 171.75 | 53.25 | 16
2022/23 | 172.25 | 53.25 | 19
2022/23 | 172.75 | 53.25 | 12
2022/23 | 173.25 | 53.25 | 11
2022/23 | 173.75 | 53.25 | 19
2022/23 | 174.25 | 53.25 | 10
2022/23 | 174.75 | 53.25 | 5
2022/23 | 175.25 | 53.25 | 7
2022/23 | 175.75 | 53.25 | 14
2022/23 | 176.25 | 53.25 | 14
2022/23 | 176.75 | 53.25 | 15
2022/23 | 177.25 | 53.25 | 13
2022/23 | 177.75 | 53.25 | 14
2022/23 | 178.25 | 53.25 | 6
2022/23 | 178.75 | 53.25 | 15
2022/23 | 179.25 | 53.25 | 8
2022/23 | 179.75 | 53.25 | 6
2022/23 | 180.25 | 53.25 | 10
2022/23 | 180.75 | 53.25 | 9
2022/23 | 181.25 | 53.25 | 12
2022/23 | 181.75 | 53.25 | 5
2022/23 | 182.25 | 53.25 | 10
2022/23 | 182.75 | 53.25 | 5
2022/23 | 183.25 | 53.25 | 6
2022/23 | 183.75 | 53.25 | 8
2022/23 | 184.25 | 53.25 | 11
2022/23 | 184.75 | 53.25 | 7
2022/23 | 185.25 | 53.25 | 5
2022/23 | 185.75 | 53.25 | 7
2022/23 | 186.25 | 53.25 | 8
2022/23 | 186.75 | 53.25 | 9
2022/23 | 187.25 | 53.25 | 9
2022/23 | 187.75 | 53.25 | 4
2022/23 | 188.25 | 53.25 | 4
2022/23 | 188.75 | 53.25 | 7
2022/23 | 189.25 | 53.25 | 4
2022/23 | 189.75 | 53.25 | 5
2022/23 | 190.25 | 53.25 | 6
2022/23 | 190.75 | 53.25 | 4
2022/23 | 191.25 | 53.25 | 5
2022/23 | 191.75 | 53.25 | 6
2022/23 | 192.25 | 53.25 | 6
2022/23 | 192.75 | 53.25 | 3
2022/23 | 193.25 | 53.25 | 2
2022/23 | 193.75 | 53.25 | 4
2022/23 | 194.25 | 53.25 | 4
2022/23 | 194.75 | 53.25 | 1
2022/23 | 195.75 | 53.25 | 7
2022/23 | 196.25 | 53.25 | 1
2022/23 | 196.75 | 53.25 | 3
2022/23 | 197.75 | 53.25 | 2
2022/23 | 198.25 | 53.25 | 1
2022/23 | 198.75 | 53.25 | 3
2022/23 | 199.75 | 53.25 | 2
2022/23 | 200.25 | 53.25 | 2
2022/23 | 200.75 | 53.25 | 1
2022/23 | 201.25 | 53.25 | 2
2022/23 | 201.75 | 53.25 | 2
2022/23 | 203.25 | 53.25 | 1
2022/23 | 203.75 | 53.25 | 6
2022/23 | 204.25 | 53.25 | 3
2022/23 | 204.75 | 53.25 | 1
2022/23 | 205.25 | 53.25 | 2
2022/23 | 205.75 | 53.25 | 1
2022/23 | 206.25 | 53.25 | 1
2022/23 | 206.75 | 53.25 | 5
2022/23 | 207.25 | 53.25 | 1
2022/23 | 207.75 | 53.25 | 1
2022/23 | 208.25 | 53.25 | 1
2022/23 | 208.75 | 53.25 | 2
2022/23 | 209.25 | 53.25 | 4
2022/23 | 209.75 | 53.25 | 3
2022/23 | 210.25 | 53.25 | 2
2022/23 | 210.75 | 53.25 | 1
2022/23 | 211.25 | 53.25 | 1
2022/23 | 211.75 | 53.25 | 2
2022/23 | 212.75 | 53.25 | 1
2022/23 | 213.25 | 53.25 | 2
2022/23 | 213.75 | 53.25 | 2
2022/23 | 214.25 | 53.25 | 1
2022/23 | 214.75 | 53.25 | 1
2022/23 | 215.75 | 53.25 | 3
2022/23 | 216.25 | 53.25 | 1
2022/23 | 216.75 | 53.25 | 1
2022/23 | 217.25 | 53.25 | 1
2022/23 | 217.75 | 53.25 | 1
2022/23 | 218.25 | 53.25 | 2
2022/23 | 218.75 | 53.25 | 1
2022/23 | 219.25 | 53.25 | 1
2022/23 | 219.75 | 53.25 | 1
2022/23 | 221.25 | 53.25 | 1
2022/23 | 221.75 | 53.25 | 1
2022/23 | 222.25 | 53.25 | 1
2022/23 | 223.25 | 53.25 | 2
2022/23 | 223.75 | 53.25 | 1
2022/23 | 225.25 | 53.25 | 1
2022/23 | 225.75 | 53.25 | 1
2022/23 | 226.25 | 53.25 | 2
2022/23 | 226.75 | 53.25 | 4
2022/23 | 227.25 | 53.25 | 1
2022/23 | 227.75 | 53.25 | 2
2022/23 | 228.75 | 53.25 | 1
2022/23 | 229.25 | 53.25 | 2
2022/23 | 229.75 | 53.25 | 2
2022/23 | 230.25 | 53.25 | 1
2022/23 | 230.75 | 53.25 | 2
2022/23 | 231.25 | 53.25 | 2
2022/23 | 231.75 | 53.25 | 3
2022/23 | 232.25 | 53.25 | 3
2022/23 | 232.75 | 53.25 | 2
2022/23 | 234.25 | 53.25 | 1
2022/23 | 234.75 | 53.25 | 2
2022/23 | 235.25 | 53.25 | 3
2022/23 | 235.75 | 53.25 | 1
2022/23 | 236.75 | 53.25 | 1
2022/23 | 239.25 | 53.25 | 1
2022/23 | 240.75 | 53.25 | 1
2022/23 | 241.25 | 53.25 | 1
2022/23 | 242.25 | 53.25 | 1
2022/23 | 244.25 | 53.25 | 1
2022/23 | 244.75 | 53.25 | 1
2022/23 | 246.75 | 53.25 | 1
2022/23 | 247.25 | 53.25 | 1
2022/23 | 250.25 | 53.25 | 2
2022/23 | 251.75 | 53.25 | 2
2022/23 | 252.75 | 53.25 | 1
2022/23 | 253.25 | 53.25 | 1
2022/23 | 256.25 | 53.25 | 1
2022/23 | 256.75 | 53.25 | 2
2022/23 | 258.25 | 53.25 | 1
2022/23 | 259.75 | 53.25 | 1
2022/23 | 262.25 | 53.25 | 1
2022/23 | 263.75 | 53.25 | 1
2022/23 | 264.75 | 53.25 | 1
2022/23 | 266.75 | 53.25 | 1
2022/23 | 267.25 | 53.25 | 1
2022/23 | 267.75 | 53.25 | 1
2022/23 | 268.75 | 53.25 | 1
2022/23 | 269.25 | 53.25 | 1
2022/23 | 271.25 | 53.25 | 1
2022/23 | 272.75 | 53.25 | 1
2022/23 | 274.25 | 53.25 | 1
2022/23 | 279.25 | 53.25 | 1
2022/23 | 280.75 | 53.25 | 1
2022/23 | 281.25 | 53.25 | 1
2022/23 | 282.25 | 53.25 | 1
2022/23 | 285.25 | 53.25 | 1
2022/23 | 285.75 | 53.25 | 1
2022/23 | 292.75 | 53.25 | 1
2022/23 | 294.25 | 53.25 | 1
2022/23 | 301.25 | 53.25 | 1
2022/23 | 310.75 | 53.25 | 1
2022/23 | 311.75 | 53.25 | 1
2022/23 | 327.75 | 53.25 | 1
2022/23 | 89.25 | 53.75 | 1
2022/23 | 90.75 | 53.75 | 1
2022/23 | 93.75 | 53.75 | 1
2022/23 | 94.75 | 53.75 | 1
2022/23 | 96.25 | 53.75 | 4
2022/23 | 96.75 | 53.75 | 1
2022/23 | 97.25 | 53.75 | 1
2022/23 | 97.75 | 53.75 | 1
2022/23 | 98.25 | 53.75 | 3
2022/23 | 98.75 | 53.75 | 1
2022/23 | 99.25 | 53.75 | 1
2022/23 | 99.75 | 53.75 | 1
2022/23 | 100.25 | 53.75 | 1
2022/23 | 100.75 | 53.75 | 1
2022/23 | 101.25 | 53.75 | 1
2022/23 | 101.75 | 53.75 | 5
2022/23 | 102.25 | 53.75 | 1
2022/23 | 102.75 | 53.75 | 2
2022/23 | 103.25 | 53.75 | 2
2022/23 | 103.75 | 53.75 | 2
2022/23 | 104.25 | 53.75 | 4
2022/23 | 104.75 | 53.75 | 6
2022/23 | 105.25 | 53.75 | 4
2022/23 | 105.75 | 53.75 | 7
2022/23 | 106.25 | 53.75 | 9
2022/23 | 106.75 | 53.75 | 6
2022/23 | 107.25 | 53.75 | 6
2022/23 | 107.75 | 53.75 | 6
2022/23 | 108.25 | 53.75 | 3
2022/23 | 108.75 | 53.75 | 6
2022/23 | 109.25 | 53.75 | 12
2022/23 | 109.75 | 53.75 | 9
2022/23 | 110.25 | 53.75 | 15
2022/23 | 110.75 | 53.75 | 15
2022/23 | 111.25 | 53.75 | 17
2022/23 | 111.75 | 53.75 | 4
2022/23 | 112.25 | 53.75 | 11
2022/23 | 112.75 | 53.75 | 11
2022/23 | 113.25 | 53.75 | 17
2022/23 | 113.75 | 53.75 | 14
2022/23 | 114.25 | 53.75 | 20
2022/23 | 114.75 | 53.75 | 13
2022/23 | 115.25 | 53.75 | 18
2022/23 | 115.75 | 53.75 | 17
2022/23 | 116.25 | 53.75 | 17
2022/23 | 116.75 | 53.75 | 17
2022/23 | 117.25 | 53.75 | 14
2022/23 | 117.75 | 53.75 | 15
2022/23 | 118.25 | 53.75 | 10
2022/23 | 118.75 | 53.75 | 13
2022/23 | 119.25 | 53.75 | 16
2022/23 | 119.75 | 53.75 | 18
2022/23 | 120.25 | 53.75 | 23
2022/23 | 120.75 | 53.75 | 29
2022/23 | 121.25 | 53.75 | 26
2022/23 | 121.75 | 53.75 | 27
2022/23 | 122.25 | 53.75 | 26
2022/23 | 122.75 | 53.75 | 20
2022/23 | 123.25 | 53.75 | 23
2022/23 | 123.75 | 53.75 | 25
2022/23 | 124.25 | 53.75 | 19
2022/23 | 124.75 | 53.75 | 26
2022/23 | 125.25 | 53.75 | 30
2022/23 | 125.75 | 53.75 | 19
2022/23 | 126.25 | 53.75 | 25
2022/23 | 126.75 | 53.75 | 25
2022/23 | 127.25 | 53.75 | 23
2022/23 | 127.75 | 53.75 | 25
2022/23 | 128.25 | 53.75 | 24
2022/23 | 128.75 | 53.75 | 22
2022/23 | 129.25 | 53.75 | 30
2022/23 | 129.75 | 53.75 | 22
2022/23 | 130.25 | 53.75 | 22
2022/23 | 130.75 | 53.75 | 23
2022/23 | 131.25 | 53.75 | 39
2022/23 | 131.75 | 53.75 | 29
2022/23 | 132.25 | 53.75 | 24
2022/23 | 132.75 | 53.75 | 27
2022/23 | 133.25 | 53.75 | 23
2022/23 | 133.75 | 53.75 | 25
2022/23 | 134.25 | 53.75 | 24
2022/23 | 134.75 | 53.75 | 23
2022/23 | 135.25 | 53.75 | 28
2022/23 | 135.75 | 53.75 | 30
2022/23 | 136.25 | 53.75 | 28
2022/23 | 136.75 | 53.75 | 32
2022/23 | 137.25 | 53.75 | 22
2022/23 | 137.75 | 53.75 | 43
2022/23 | 138.25 | 53.75 | 23
2022/23 | 138.75 | 53.75 | 27
2022/23 | 139.25 | 53.75 | 30
2022/23 | 139.75 | 53.75 | 18
2022/23 | 140.25 | 53.75 | 43
2022/23 | 140.75 | 53.75 | 29
2022/23 | 141.25 | 53.75 | 35
2022/23 | 141.75 | 53.75 | 37
2022/23 | 142.25 | 53.75 | 28
2022/23 | 142.75 | 53.75 | 24
2022/23 | 143.25 | 53.75 | 31
2022/23 | 143.75 | 53.75 | 28
2022/23 | 144.25 | 53.75 | 30
2022/23 | 144.75 | 53.75 | 27
2022/23 | 145.25 | 53.75 | 26
2022/23 | 145.75 | 53.75 | 22
2022/23 | 146.25 | 53.75 | 31
2022/23 | 146.75 | 53.75 | 30
2022/23 | 147.25 | 53.75 | 32
2022/23 | 147.75 | 53.75 | 30
2022/23 | 148.25 | 53.75 | 26
2022/23 | 148.75 | 53.75 | 23
2022/23 | 149.25 | 53.75 | 29
2022/23 | 149.75 | 53.75 | 30
2022/23 | 150.25 | 53.75 | 24
2022/23 | 150.75 | 53.75 | 37
2022/23 | 151.25 | 53.75 | 24
2022/23 | 151.75 | 53.75 | 25
2022/23 | 152.25 | 53.75 | 22
2022/23 | 152.75 | 53.75 | 27
2022/23 | 153.25 | 53.75 | 23
2022/23 | 153.75 | 53.75 | 29
2022/23 | 154.25 | 53.75 | 22
2022/23 | 154.75 | 53.75 | 35
2022/23 | 155.25 | 53.75 | 25
2022/23 | 155.75 | 53.75 | 24
2022/23 | 156.25 | 53.75 | 32
2022/23 | 156.75 | 53.75 | 39
2022/23 | 157.25 | 53.75 | 33
2022/23 | 157.75 | 53.75 | 27
2022/23 | 158.25 | 53.75 | 33
2022/23 | 158.75 | 53.75 | 20
2022/23 | 159.25 | 53.75 | 26
2022/23 | 159.75 | 53.75 | 26
2022/23 | 160.25 | 53.75 | 34
2022/23 | 160.75 | 53.75 | 17
2022/23 | 161.25 | 53.75 | 23
2022/23 | 161.75 | 53.75 | 18
2022/23 | 162.25 | 53.75 | 31
2022/23 | 162.75 | 53.75 | 30
2022/23 | 163.25 | 53.75 | 26
2022/23 | 163.75 | 53.75 | 33
2022/23 | 164.25 | 53.75 | 17
2022/23 | 164.75 | 53.75 | 23
2022/23 | 165.25 | 53.75 | 17
2022/23 | 165.75 | 53.75 | 32
2022/23 | 166.25 | 53.75 | 15
2022/23 | 166.75 | 53.75 | 31
2022/23 | 167.25 | 53.75 | 23
2022/23 | 167.75 | 53.75 | 11
2022/23 | 168.25 | 53.75 | 22
2022/23 | 168.75 | 53.75 | 18
2022/23 | 169.25 | 53.75 | 15
2022/23 | 169.75 | 53.75 | 24
2022/23 | 170.25 | 53.75 | 15
2022/23 | 170.75 | 53.75 | 23
2022/23 | 171.25 | 53.75 | 9
2022/23 | 171.75 | 53.75 | 15
2022/23 | 172.25 | 53.75 | 19
2022/23 | 172.75 | 53.75 | 11
2022/23 | 173.25 | 53.75 | 11
2022/23 | 173.75 | 53.75 | 19
2022/23 | 174.25 | 53.75 | 16
2022/23 | 174.75 | 53.75 | 14
2022/23 | 175.25 | 53.75 | 19
2022/23 | 175.75 | 53.75 | 21
2022/23 | 176.25 | 53.75 | 19
2022/23 | 176.75 | 53.75 | 11
2022/23 | 177.25 | 53.75 | 11
2022/23 | 177.75 | 53.75 | 11
2022/23 | 178.25 | 53.75 | 14
2022/23 | 178.75 | 53.75 | 13
2022/23 | 179.25 | 53.75 | 17
2022/23 | 179.75 | 53.75 | 10
2022/23 | 180.25 | 53.75 | 12
2022/23 | 180.75 | 53.75 | 12
2022/23 | 181.25 | 53.75 | 7
2022/23 | 181.75 | 53.75 | 8
2022/23 | 182.25 | 53.75 | 8
2022/23 | 182.75 | 53.75 | 6
2022/23 | 183.25 | 53.75 | 8
2022/23 | 183.75 | 53.75 | 11
2022/23 | 184.25 | 53.75 | 8
2022/23 | 184.75 | 53.75 | 8
2022/23 | 185.25 | 53.75 | 10
2022/23 | 185.75 | 53.75 | 6
2022/23 | 186.25 | 53.75 | 9
2022/23 | 186.75 | 53.75 | 11
2022/23 | 187.25 | 53.75 | 11
2022/23 | 187.75 | 53.75 | 8
2022/23 | 188.25 | 53.75 | 5
2022/23 | 188.75 | 53.75 | 10
2022/23 | 189.25 | 53.75 | 5
2022/23 | 189.75 | 53.75 | 5
2022/23 | 190.25 | 53.75 | 4
2022/23 | 190.75 | 53.75 | 5
2022/23 | 191.25 | 53.75 | 11
2022/23 | 191.75 | 53.75 | 13
2022/23 | 192.25 | 53.75 | 4
2022/23 | 192.75 | 53.75 | 4
2022/23 | 193.25 | 53.75 | 5
2022/23 | 193.75 | 53.75 | 2
2022/23 | 194.25 | 53.75 | 4
2022/23 | 194.75 | 53.75 | 3
2022/23 | 195.25 | 53.75 | 2
2022/23 | 195.75 | 53.75 | 7
2022/23 | 196.25 | 53.75 | 4
2022/23 | 196.75 | 53.75 | 3
2022/23 | 197.25 | 53.75 | 5
2022/23 | 198.25 | 53.75 | 4
2022/23 | 198.75 | 53.75 | 2
2022/23 | 199.25 | 53.75 | 3
2022/23 | 199.75 | 53.75 | 3
2022/23 | 200.25 | 53.75 | 3
2022/23 | 200.75 | 53.75 | 2
2022/23 | 201.25 | 53.75 | 1
2022/23 | 201.75 | 53.75 | 3
2022/23 | 202.25 | 53.75 | 1
2022/23 | 202.75 | 53.75 | 3
2022/23 | 203.25 | 53.75 | 3
2022/23 | 203.75 | 53.75 | 2
2022/23 | 204.25 | 53.75 | 2
2022/23 | 204.75 | 53.75 | 1
2022/23 | 205.25 | 53.75 | 4
2022/23 | 206.25 | 53.75 | 1
2022/23 | 206.75 | 53.75 | 1
2022/23 | 207.25 | 53.75 | 2
2022/23 | 207.75 | 53.75 | 3
2022/23 | 208.25 | 53.75 | 3
2022/23 | 208.75 | 53.75 | 2
2022/23 | 209.25 | 53.75 | 1
2022/23 | 209.75 | 53.75 | 1
2022/23 | 210.25 | 53.75 | 2
2022/23 | 210.75 | 53.75 | 1
2022/23 | 211.75 | 53.75 | 1
2022/23 | 212.25 | 53.75 | 1
2022/23 | 212.75 | 53.75 | 2
2022/23 | 213.75 | 53.75 | 1
2022/23 | 214.25 | 53.75 | 2
2022/23 | 214.75 | 53.75 | 1
2022/23 | 215.25 | 53.75 | 1
2022/23 | 215.75 | 53.75 | 2
2022/23 | 216.25 | 53.75 | 2
2022/23 | 216.75 | 53.75 | 1
2022/23 | 217.25 | 53.75 | 2
2022/23 | 218.25 | 53.75 | 1
2022/23 | 218.75 | 53.75 | 1
2022/23 | 219.25 | 53.75 | 4
2022/23 | 220.75 | 53.75 | 2
2022/23 | 222.25 | 53.75 | 3
2022/23 | 222.75 | 53.75 | 3
2022/23 | 223.25 | 53.75 | 2
2022/23 | 223.75 | 53.75 | 1
2022/23 | 224.75 | 53.75 | 2
2022/23 | 225.25 | 53.75 | 1
2022/23 | 227.75 | 53.75 | 1
2022/23 | 229.25 | 53.75 | 1
2022/23 | 230.25 | 53.75 | 3
2022/23 | 231.75 | 53.75 | 2
2022/23 | 232.25 | 53.75 | 2
2022/23 | 232.75 | 53.75 | 2
2022/23 | 233.75 | 53.75 | 1
2022/23 | 234.25 | 53.75 | 4
2022/23 | 234.75 | 53.75 | 1
2022/23 | 235.75 | 53.75 | 2
2022/23 | 236.25 | 53.75 | 1
2022/23 | 236.75 | 53.75 | 2
2022/23 | 237.25 | 53.75 | 2
2022/23 | 238.25 | 53.75 | 1
2022/23 | 238.75 | 53.75 | 1
2022/23 | 239.25 | 53.75 | 1
2022/23 | 240.25 | 53.75 | 1
2022/23 | 241.75 | 53.75 | 4
2022/23 | 242.25 | 53.75 | 1
2022/23 | 242.75 | 53.75 | 1
2022/23 | 243.25 | 53.75 | 2
2022/23 | 244.75 | 53.75 | 2
2022/23 | 245.25 | 53.75 | 3
2022/23 | 245.75 | 53.75 | 1
2022/23 | 246.75 | 53.75 | 2
2022/23 | 248.75 | 53.75 | 1
2022/23 | 249.25 | 53.75 | 2
2022/23 | 250.75 | 53.75 | 1
2022/23 | 251.75 | 53.75 | 2
2022/23 | 252.25 | 53.75 | 2
2022/23 | 255.25 | 53.75 | 1
2022/23 | 255.75 | 53.75 | 1
2022/23 | 257.25 | 53.75 | 1
2022/23 | 258.25 | 53.75 | 1
2022/23 | 259.25 | 53.75 | 3
2022/23 | 263.25 | 53.75 | 1
2022/23 | 264.75 | 53.75 | 1
2022/23 | 270.75 | 53.75 | 1
2022/23 | 273.25 | 53.75 | 1
2022/23 | 278.25 | 53.75 | 1
2022/23 | 278.75 | 53.75 | 1
2022/23 | 289.25 | 53.75 | 1
2022/23 | 293.75 | 53.75 | 1
2022/23 | 301.75 | 53.75 | 1
2022/23 | 302.75 | 53.75 | 1
2022/23 | 87.75 | 54.25 | 1
2022/23 | 91.75 | 54.25 | 1
2022/23 | 95.25 | 54.25 | 1
2022/23 | 95.75 | 54.25 | 1
2022/23 | 96.25 | 54.25 | 2
2022/23 | 96.75 | 54.25 | 1
2022/23 | 97.25 | 54.25 | 1
2022/23 | 99.25 | 54.25 | 2
2022/23 | 100.25 | 54.25 | 2
2022/23 | 100.75 | 54.25 | 1
2022/23 | 101.25 | 54.25 | 2
2022/23 | 101.75 | 54.25 | 3
2022/23 | 102.25 | 54.25 | 4
2022/23 | 102.75 | 54.25 | 3
2022/23 | 103.25 | 54.25 | 4
2022/23 | 103.75 | 54.25 | 3
2022/23 | 104.25 | 54.25 | 4
2022/23 | 104.75 | 54.25 | 5
2022/23 | 105.25 | 54.25 | 5
2022/23 | 105.75 | 54.25 | 3
2022/23 | 106.25 | 54.25 | 8
2022/23 | 106.75 | 54.25 | 6
2022/23 | 107.25 | 54.25 | 9
2022/23 | 107.75 | 54.25 | 6
2022/23 | 108.25 | 54.25 | 9
2022/23 | 108.75 | 54.25 | 13
2022/23 | 109.25 | 54.25 | 9
2022/23 | 109.75 | 54.25 | 8
2022/23 | 110.25 | 54.25 | 9
2022/23 | 110.75 | 54.25 | 13
2022/23 | 111.25 | 54.25 | 7
2022/23 | 111.75 | 54.25 | 12
2022/23 | 112.25 | 54.25 | 12
2022/23 | 112.75 | 54.25 | 13
2022/23 | 113.25 | 54.25 | 14
2022/23 | 113.75 | 54.25 | 9
2022/23 | 114.25 | 54.25 | 13
2022/23 | 114.75 | 54.25 | 15
2022/23 | 115.25 | 54.25 | 19
2022/23 | 115.75 | 54.25 | 21
2022/23 | 116.25 | 54.25 | 15
2022/23 | 116.75 | 54.25 | 20
2022/23 | 117.25 | 54.25 | 19
2022/23 | 117.75 | 54.25 | 24
2022/23 | 118.25 | 54.25 | 25
2022/23 | 118.75 | 54.25 | 23
2022/23 | 119.25 | 54.25 | 14
2022/23 | 119.75 | 54.25 | 16
2022/23 | 120.25 | 54.25 | 16
2022/23 | 120.75 | 54.25 | 21
2022/23 | 121.25 | 54.25 | 21
2022/23 | 121.75 | 54.25 | 27
2022/23 | 122.25 | 54.25 | 19
2022/23 | 122.75 | 54.25 | 29
2022/23 | 123.25 | 54.25 | 22
2022/23 | 123.75 | 54.25 | 20
2022/23 | 124.25 | 54.25 | 25
2022/23 | 124.75 | 54.25 | 28
2022/23 | 125.25 | 54.25 | 32
2022/23 | 125.75 | 54.25 | 25
2022/23 | 126.25 | 54.25 | 32
2022/23 | 126.75 | 54.25 | 28
2022/23 | 127.25 | 54.25 | 30
2022/23 | 127.75 | 54.25 | 37
2022/23 | 128.25 | 54.25 | 25
2022/23 | 128.75 | 54.25 | 30
2022/23 | 129.25 | 54.25 | 28
2022/23 | 129.75 | 54.25 | 24
2022/23 | 130.25 | 54.25 | 46
2022/23 | 130.75 | 54.25 | 28
2022/23 | 131.25 | 54.25 | 22
2022/23 | 131.75 | 54.25 | 36
2022/23 | 132.25 | 54.25 | 17
2022/23 | 132.75 | 54.25 | 26
2022/23 | 133.25 | 54.25 | 26
2022/23 | 133.75 | 54.25 | 23
2022/23 | 134.25 | 54.25 | 29
2022/23 | 134.75 | 54.25 | 25
2022/23 | 135.25 | 54.25 | 25
2022/23 | 135.75 | 54.25 | 24
2022/23 | 136.25 | 54.25 | 22
2022/23 | 136.75 | 54.25 | 25
2022/23 | 137.25 | 54.25 | 48
2022/23 | 137.75 | 54.25 | 18
2022/23 | 138.25 | 54.25 | 27
2022/23 | 138.75 | 54.25 | 23
2022/23 | 139.25 | 54.25 | 24
2022/23 | 139.75 | 54.25 | 25
2022/23 | 140.25 | 54.25 | 27
2022/23 | 140.75 | 54.25 | 29
2022/23 | 141.25 | 54.25 | 34
2022/23 | 141.75 | 54.25 | 27
2022/23 | 142.25 | 54.25 | 32
2022/23 | 142.75 | 54.25 | 36
2022/23 | 143.25 | 54.25 | 31
2022/23 | 143.75 | 54.25 | 28
2022/23 | 144.25 | 54.25 | 27
2022/23 | 144.75 | 54.25 | 23
2022/23 | 145.25 | 54.25 | 26
2022/23 | 145.75 | 54.25 | 39
2022/23 | 146.25 | 54.25 | 27
2022/23 | 146.75 | 54.25 | 35
2022/23 | 147.25 | 54.25 | 28
2022/23 | 147.75 | 54.25 | 28
2022/23 | 148.25 | 54.25 | 28
2022/23 | 148.75 | 54.25 | 32
2022/23 | 149.25 | 54.25 | 28
2022/23 | 149.75 | 54.25 | 35
2022/23 | 150.25 | 54.25 | 29
2022/23 | 150.75 | 54.25 | 31
2022/23 | 151.25 | 54.25 | 27
2022/23 | 151.75 | 54.25 | 28
2022/23 | 152.25 | 54.25 | 22
2022/23 | 152.75 | 54.25 | 27
2022/23 | 153.25 | 54.25 | 30
2022/23 | 153.75 | 54.25 | 27
2022/23 | 154.25 | 54.25 | 34
2022/23 | 154.75 | 54.25 | 35
2022/23 | 155.25 | 54.25 | 24
2022/23 | 155.75 | 54.25 | 27
2022/23 | 156.25 | 54.25 | 26
2022/23 | 156.75 | 54.25 | 23
2022/23 | 157.25 | 54.25 | 29
2022/23 | 157.75 | 54.25 | 19
2022/23 | 158.25 | 54.25 | 17
2022/23 | 158.75 | 54.25 | 24
2022/23 | 159.25 | 54.25 | 25
2022/23 | 159.75 | 54.25 | 31
2022/23 | 160.25 | 54.25 | 22
2022/23 | 160.75 | 54.25 | 25
2022/23 | 161.25 | 54.25 | 21
2022/23 | 161.75 | 54.25 | 22
2022/23 | 162.25 | 54.25 | 28
2022/23 | 162.75 | 54.25 | 32
2022/23 | 163.25 | 54.25 | 26
2022/23 | 163.75 | 54.25 | 20
2022/23 | 164.25 | 54.25 | 20
2022/23 | 164.75 | 54.25 | 26
2022/23 | 165.25 | 54.25 | 22
2022/23 | 165.75 | 54.25 | 22
2022/23 | 166.25 | 54.25 | 27
2022/23 | 166.75 | 54.25 | 30
2022/23 | 167.25 | 54.25 | 24
2022/23 | 167.75 | 54.25 | 23
2022/23 | 168.25 | 54.25 | 17
2022/23 | 168.75 | 54.25 | 19
2022/23 | 169.25 | 54.25 | 26
2022/23 | 169.75 | 54.25 | 30
2022/23 | 170.25 | 54.25 | 14
2022/23 | 170.75 | 54.25 | 20
2022/23 | 171.25 | 54.25 | 25
2022/23 | 171.75 | 54.25 | 17
2022/23 | 172.25 | 54.25 | 12
2022/23 | 172.75 | 54.25 | 19
2022/23 | 173.25 | 54.25 | 22
2022/23 | 173.75 | 54.25 | 23
2022/23 | 174.25 | 54.25 | 13
2022/23 | 174.75 | 54.25 | 13
2022/23 | 175.25 | 54.25 | 10
2022/23 | 175.75 | 54.25 | 9
2022/23 | 176.25 | 54.25 | 22
2022/23 | 176.75 | 54.25 | 19
2022/23 | 177.25 | 54.25 | 17
2022/23 | 177.75 | 54.25 | 14
2022/23 | 178.25 | 54.25 | 14
2022/23 | 178.75 | 54.25 | 8
2022/23 | 179.25 | 54.25 | 14
2022/23 | 179.75 | 54.25 | 15
2022/23 | 180.25 | 54.25 | 12
2022/23 | 180.75 | 54.25 | 8
2022/23 | 181.25 | 54.25 | 9
2022/23 | 181.75 | 54.25 | 14
2022/23 | 182.25 | 54.25 | 8
2022/23 | 182.75 | 54.25 | 11
2022/23 | 183.25 | 54.25 | 7
2022/23 | 183.75 | 54.25 | 7
2022/23 | 184.25 | 54.25 | 6
2022/23 | 184.75 | 54.25 | 5
2022/23 | 185.25 | 54.25 | 9
2022/23 | 185.75 | 54.25 | 10
2022/23 | 186.25 | 54.25 | 7
2022/23 | 186.75 | 54.25 | 7
2022/23 | 187.25 | 54.25 | 7
2022/23 | 187.75 | 54.25 | 8
2022/23 | 188.25 | 54.25 | 8
2022/23 | 188.75 | 54.25 | 9
2022/23 | 189.25 | 54.25 | 7
2022/23 | 189.75 | 54.25 | 8
2022/23 | 190.25 | 54.25 | 6
2022/23 | 190.75 | 54.25 | 8
2022/23 | 191.25 | 54.25 | 10
2022/23 | 191.75 | 54.25 | 3
2022/23 | 192.25 | 54.25 | 4
2022/23 | 192.75 | 54.25 | 4
2022/23 | 193.25 | 54.25 | 2
2022/23 | 193.75 | 54.25 | 2
2022/23 | 194.25 | 54.25 | 6
2022/23 | 194.75 | 54.25 | 3
2022/23 | 195.25 | 54.25 | 4
2022/23 | 195.75 | 54.25 | 6
2022/23 | 196.25 | 54.25 | 2
2022/23 | 196.75 | 54.25 | 3
2022/23 | 197.25 | 54.25 | 4
2022/23 | 197.75 | 54.25 | 5
2022/23 | 198.25 | 54.25 | 4
2022/23 | 198.75 | 54.25 | 2
2022/23 | 199.25 | 54.25 | 7
2022/23 | 199.75 | 54.25 | 2
2022/23 | 200.25 | 54.25 | 3
2022/23 | 200.75 | 54.25 | 6
2022/23 | 201.25 | 54.25 | 4
2022/23 | 201.75 | 54.25 | 8
2022/23 | 202.75 | 54.25 | 1
2022/23 | 203.25 | 54.25 | 4
2022/23 | 203.75 | 54.25 | 6
2022/23 | 204.25 | 54.25 | 2
2022/23 | 204.75 | 54.25 | 1
2022/23 | 205.75 | 54.25 | 2
2022/23 | 206.25 | 54.25 | 2
2022/23 | 206.75 | 54.25 | 2
2022/23 | 207.25 | 54.25 | 3
2022/23 | 207.75 | 54.25 | 3
2022/23 | 208.25 | 54.25 | 3
2022/23 | 209.25 | 54.25 | 2
2022/23 | 209.75 | 54.25 | 1
2022/23 | 210.25 | 54.25 | 3
2022/23 | 210.75 | 54.25 | 1
2022/23 | 211.25 | 54.25 | 1
2022/23 | 211.75 | 54.25 | 1
2022/23 | 212.25 | 54.25 | 3
2022/23 | 212.75 | 54.25 | 1
2022/23 | 213.25 | 54.25 | 1
2022/23 | 213.75 | 54.25 | 2
2022/23 | 214.25 | 54.25 | 2
2022/23 | 214.75 | 54.25 | 2
2022/23 | 215.25 | 54.25 | 2
2022/23 | 215.75 | 54.25 | 1
2022/23 | 216.25 | 54.25 | 2
2022/23 | 216.75 | 54.25 | 2
2022/23 | 217.25 | 54.25 | 1
2022/23 | 217.75 | 54.25 | 1
2022/23 | 218.25 | 54.25 | 1
2022/23 | 218.75 | 54.25 | 2
2022/23 | 219.25 | 54.25 | 2
2022/23 | 219.75 | 54.25 | 2
2022/23 | 220.25 | 54.25 | 2
2022/23 | 220.75 | 54.25 | 3
2022/23 | 221.25 | 54.25 | 3
2022/23 | 223.25 | 54.25 | 1
2022/23 | 223.75 | 54.25 | 2
2022/23 | 224.75 | 54.25 | 2
2022/23 | 225.75 | 54.25 | 2
2022/23 | 226.75 | 54.25 | 2
2022/23 | 227.25 | 54.25 | 1
2022/23 | 227.75 | 54.25 | 1
2022/23 | 228.25 | 54.25 | 2
2022/23 | 228.75 | 54.25 | 1
2022/23 | 229.25 | 54.25 | 1
2022/23 | 230.25 | 54.25 | 1
2022/23 | 230.75 | 54.25 | 3
2022/23 | 232.25 | 54.25 | 1
2022/23 | 232.75 | 54.25 | 2
2022/23 | 233.25 | 54.25 | 1
2022/23 | 233.75 | 54.25 | 1
2022/23 | 234.75 | 54.25 | 3
2022/23 | 235.25 | 54.25 | 1
2022/23 | 236.25 | 54.25 | 1
2022/23 | 238.25 | 54.25 | 2
2022/23 | 239.75 | 54.25 | 1
2022/23 | 240.75 | 54.25 | 2
2022/23 | 241.25 | 54.25 | 1
2022/23 | 241.75 | 54.25 | 2
2022/23 | 242.25 | 54.25 | 2
2022/23 | 242.75 | 54.25 | 2
2022/23 | 244.25 | 54.25 | 1
2022/23 | 246.75 | 54.25 | 1
2022/23 | 247.25 | 54.25 | 1
2022/23 | 248.75 | 54.25 | 2
2022/23 | 249.25 | 54.25 | 2
2022/23 | 249.75 | 54.25 | 1
2022/23 | 250.75 | 54.25 | 1
2022/23 | 253.25 | 54.25 | 1
2022/23 | 255.25 | 54.25 | 3
2022/23 | 256.25 | 54.25 | 3
2022/23 | 256.75 | 54.25 | 1
2022/23 | 258.25 | 54.25 | 1
2022/23 | 259.75 | 54.25 | 1
2022/23 | 260.75 | 54.25 | 1
2022/23 | 262.25 | 54.25 | 1
2022/23 | 262.75 | 54.25 | 1
2022/23 | 274.75 | 54.25 | 2
2022/23 | 279.25 | 54.25 | 1
2022/23 | 285.25 | 54.25 | 1
2022/23 | 293.75 | 54.25 | 1
2022/23 | 299.75 | 54.25 | 1
2022/23 | 87.25 | 54.75 | 1
2022/23 | 93.25 | 54.75 | 1
2022/23 | 95.75 | 54.75 | 1
2022/23 | 96.75 | 54.75 | 1
2022/23 | 97.75 | 54.75 | 2
2022/23 | 99.25 | 54.75 | 1
2022/23 | 99.75 | 54.75 | 3
2022/23 | 100.25 | 54.75 | 1
2022/23 | 100.75 | 54.75 | 4
2022/23 | 101.25 | 54.75 | 2
2022/23 | 101.75 | 54.75 | 4
2022/23 | 102.75 | 54.75 | 1
2022/23 | 103.25 | 54.75 | 1
2022/23 | 103.75 | 54.75 | 4
2022/23 | 104.25 | 54.75 | 3
2022/23 | 104.75 | 54.75 | 4
2022/23 | 105.25 | 54.75 | 6
2022/23 | 105.75 | 54.75 | 3
2022/23 | 106.25 | 54.75 | 8
2022/23 | 106.75 | 54.75 | 9
2022/23 | 107.25 | 54.75 | 8
2022/23 | 107.75 | 54.75 | 5
2022/23 | 108.25 | 54.75 | 6
2022/23 | 108.75 | 54.75 | 6
2022/23 | 109.25 | 54.75 | 5
2022/23 | 109.75 | 54.75 | 6
2022/23 | 110.25 | 54.75 | 13
2022/23 | 110.75 | 54.75 | 11
2022/23 | 111.25 | 54.75 | 11
2022/23 | 111.75 | 54.75 | 14
2022/23 | 112.25 | 54.75 | 10
2022/23 | 112.75 | 54.75 | 16
2022/23 | 113.25 | 54.75 | 12
2022/23 | 113.75 | 54.75 | 22
2022/23 | 114.25 | 54.75 | 20
2022/23 | 114.75 | 54.75 | 12
2022/23 | 115.25 | 54.75 | 13
2022/23 | 115.75 | 54.75 | 15
2022/23 | 116.25 | 54.75 | 18
2022/23 | 116.75 | 54.75 | 19
2022/23 | 117.25 | 54.75 | 28
2022/23 | 117.75 | 54.75 | 27
2022/23 | 118.25 | 54.75 | 21
2022/23 | 118.75 | 54.75 | 19
2022/23 | 119.25 | 54.75 | 22
2022/23 | 119.75 | 54.75 | 18
2022/23 | 120.25 | 54.75 | 31
2022/23 | 120.75 | 54.75 | 31
2022/23 | 121.25 | 54.75 | 25
2022/23 | 121.75 | 54.75 | 21
2022/23 | 122.25 | 54.75 | 16
2022/23 | 122.75 | 54.75 | 33
2022/23 | 123.25 | 54.75 | 19
2022/23 | 123.75 | 54.75 | 19
2022/23 | 124.25 | 54.75 | 30
2022/23 | 124.75 | 54.75 | 32
2022/23 | 125.25 | 54.75 | 26
2022/23 | 125.75 | 54.75 | 30
2022/23 | 126.25 | 54.75 | 23
2022/23 | 126.75 | 54.75 | 28
2022/23 | 127.25 | 54.75 | 25
2022/23 | 127.75 | 54.75 | 22
2022/23 | 128.25 | 54.75 | 33
2022/23 | 128.75 | 54.75 | 36
2022/23 | 129.25 | 54.75 | 33
2022/23 | 129.75 | 54.75 | 39
2022/23 | 130.25 | 54.75 | 31
2022/23 | 130.75 | 54.75 | 24
2022/23 | 131.25 | 54.75 | 40
2022/23 | 131.75 | 54.75 | 35
2022/23 | 132.25 | 54.75 | 29
2022/23 | 132.75 | 54.75 | 35
2022/23 | 133.25 | 54.75 | 34
2022/23 | 133.75 | 54.75 | 27
2022/23 | 134.25 | 54.75 | 36
2022/23 | 134.75 | 54.75 | 30
2022/23 | 135.25 | 54.75 | 25
2022/23 | 135.75 | 54.75 | 28
2022/23 | 136.25 | 54.75 | 42
2022/23 | 136.75 | 54.75 | 32
2022/23 | 137.25 | 54.75 | 29
2022/23 | 137.75 | 54.75 | 38
2022/23 | 138.25 | 54.75 | 38
2022/23 | 138.75 | 54.75 | 39
2022/23 | 139.25 | 54.75 | 30
2022/23 | 139.75 | 54.75 | 29
2022/23 | 140.25 | 54.75 | 31
2022/23 | 140.75 | 54.75 | 22
2022/23 | 141.25 | 54.75 | 31
2022/23 | 141.75 | 54.75 | 24
2022/23 | 142.25 | 54.75 | 32
2022/23 | 142.75 | 54.75 | 40
2022/23 | 143.25 | 54.75 | 28
2022/23 | 143.75 | 54.75 | 42
2022/23 | 144.25 | 54.75 | 39
2022/23 | 144.75 | 54.75 | 38
2022/23 | 145.25 | 54.75 | 33
2022/23 | 145.75 | 54.75 | 28
2022/23 | 146.25 | 54.75 | 25
2022/23 | 146.75 | 54.75 | 24
2022/23 | 147.25 | 54.75 | 33
2022/23 | 147.75 | 54.75 | 30
2022/23 | 148.25 | 54.75 | 45
2022/23 | 148.75 | 54.75 | 32
2022/23 | 149.25 | 54.75 | 40
2022/23 | 149.75 | 54.75 | 34
2022/23 | 150.25 | 54.75 | 34
2022/23 | 150.75 | 54.75 | 28
2022/23 | 151.25 | 54.75 | 34
2022/23 | 151.75 | 54.75 | 33
2022/23 | 152.25 | 54.75 | 38
2022/23 | 152.75 | 54.75 | 27
2022/23 | 153.25 | 54.75 | 30
2022/23 | 153.75 | 54.75 | 29
2022/23 | 154.25 | 54.75 | 24
2022/23 | 154.75 | 54.75 | 39
2022/23 | 155.25 | 54.75 | 36
2022/23 | 155.75 | 54.75 | 23
2022/23 | 156.25 | 54.75 | 32
2022/23 | 156.75 | 54.75 | 27
2022/23 | 157.25 | 54.75 | 32
2022/23 | 157.75 | 54.75 | 33
2022/23 | 158.25 | 54.75 | 32
2022/23 | 158.75 | 54.75 | 30
2022/23 | 159.25 | 54.75 | 25
2022/23 | 159.75 | 54.75 | 25
2022/23 | 160.25 | 54.75 | 34
2022/23 | 160.75 | 54.75 | 28
2022/23 | 161.25 | 54.75 | 33
2022/23 | 161.75 | 54.75 | 28
2022/23 | 162.25 | 54.75 | 26
2022/23 | 162.75 | 54.75 | 24
2022/23 | 163.25 | 54.75 | 29
2022/23 | 163.75 | 54.75 | 27
2022/23 | 164.25 | 54.75 | 22
2022/23 | 164.75 | 54.75 | 22
2022/23 | 165.25 | 54.75 | 28
2022/23 | 165.75 | 54.75 | 27
2022/23 | 166.25 | 54.75 | 34
2022/23 | 166.75 | 54.75 | 22
2022/23 | 167.25 | 54.75 | 32
2022/23 | 167.75 | 54.75 | 21
2022/23 | 168.25 | 54.75 | 29
2022/23 | 168.75 | 54.75 | 17
2022/23 | 169.25 | 54.75 | 18
2022/23 | 169.75 | 54.75 | 21
2022/23 | 170.25 | 54.75 | 16
2022/23 | 170.75 | 54.75 | 17
2022/23 | 171.25 | 54.75 | 23
2022/23 | 171.75 | 54.75 | 20
2022/23 | 172.25 | 54.75 | 16
2022/23 | 172.75 | 54.75 | 23
2022/23 | 173.25 | 54.75 | 24
2022/23 | 173.75 | 54.75 | 27
2022/23 | 174.25 | 54.75 | 22
2022/23 | 174.75 | 54.75 | 18
2022/23 | 175.25 | 54.75 | 20
2022/23 | 175.75 | 54.75 | 21
2022/23 | 176.25 | 54.75 | 20
2022/23 | 176.75 | 54.75 | 18
2022/23 | 177.25 | 54.75 | 12
2022/23 | 177.75 | 54.75 | 13
2022/23 | 178.25 | 54.75 | 10
2022/23 | 178.75 | 54.75 | 14
2022/23 | 179.25 | 54.75 | 15
2022/23 | 179.75 | 54.75 | 12
2022/23 | 180.25 | 54.75 | 14
2022/23 | 180.75 | 54.75 | 6
2022/23 | 181.25 | 54.75 | 15
2022/23 | 181.75 | 54.75 | 10
2022/23 | 182.25 | 54.75 | 15
2022/23 | 182.75 | 54.75 | 10
2022/23 | 183.25 | 54.75 | 8
2022/23 | 183.75 | 54.75 | 6
2022/23 | 184.25 | 54.75 | 11
2022/23 | 184.75 | 54.75 | 11
2022/23 | 185.25 | 54.75 | 7
2022/23 | 185.75 | 54.75 | 13
2022/23 | 186.25 | 54.75 | 8
2022/23 | 186.75 | 54.75 | 13
2022/23 | 187.25 | 54.75 | 11
2022/23 | 187.75 | 54.75 | 3
2022/23 | 188.25 | 54.75 | 3
2022/23 | 188.75 | 54.75 | 12
2022/23 | 189.25 | 54.75 | 5
2022/23 | 189.75 | 54.75 | 11
2022/23 | 190.25 | 54.75 | 6
2022/23 | 190.75 | 54.75 | 5
2022/23 | 191.25 | 54.75 | 8
2022/23 | 191.75 | 54.75 | 5
2022/23 | 192.25 | 54.75 | 9
2022/23 | 192.75 | 54.75 | 5
2022/23 | 193.25 | 54.75 | 3
2022/23 | 193.75 | 54.75 | 2
2022/23 | 194.25 | 54.75 | 5
2022/23 | 194.75 | 54.75 | 4
2022/23 | 195.25 | 54.75 | 5
2022/23 | 195.75 | 54.75 | 2
2022/23 | 196.25 | 54.75 | 4
2022/23 | 196.75 | 54.75 | 3
2022/23 | 197.25 | 54.75 | 6
2022/23 | 197.75 | 54.75 | 4
2022/23 | 198.25 | 54.75 | 1
2022/23 | 198.75 | 54.75 | 5
2022/23 | 199.25 | 54.75 | 3
2022/23 | 199.75 | 54.75 | 2
2022/23 | 200.25 | 54.75 | 3
2022/23 | 200.75 | 54.75 | 5
2022/23 | 201.25 | 54.75 | 4
2022/23 | 201.75 | 54.75 | 3
2022/23 | 202.25 | 54.75 | 6
2022/23 | 202.75 | 54.75 | 3
2022/23 | 203.25 | 54.75 | 2
2022/23 | 203.75 | 54.75 | 3
2022/23 | 204.75 | 54.75 | 1
2022/23 | 205.25 | 54.75 | 3
2022/23 | 205.75 | 54.75 | 4
2022/23 | 206.25 | 54.75 | 1
2022/23 | 206.75 | 54.75 | 1
2022/23 | 208.25 | 54.75 | 3
2022/23 | 208.75 | 54.75 | 2
2022/23 | 209.25 | 54.75 | 1
2022/23 | 209.75 | 54.75 | 2
2022/23 | 210.25 | 54.75 | 3
2022/23 | 211.25 | 54.75 | 1
2022/23 | 211.75 | 54.75 | 1
2022/23 | 212.25 | 54.75 | 3
2022/23 | 212.75 | 54.75 | 2
2022/23 | 213.25 | 54.75 | 2
2022/23 | 213.75 | 54.75 | 2
2022/23 | 214.25 | 54.75 | 1
2022/23 | 214.75 | 54.75 | 4
2022/23 | 215.25 | 54.75 | 3
2022/23 | 215.75 | 54.75 | 1
2022/23 | 216.25 | 54.75 | 2
2022/23 | 216.75 | 54.75 | 2
2022/23 | 217.75 | 54.75 | 3
2022/23 | 218.25 | 54.75 | 1
2022/23 | 218.75 | 54.75 | 2
2022/23 | 219.25 | 54.75 | 2
2022/23 | 219.75 | 54.75 | 2
2022/23 | 220.75 | 54.75 | 2
2022/23 | 221.25 | 54.75 | 3
2022/23 | 222.25 | 54.75 | 1
2022/23 | 223.25 | 54.75 | 1
2022/23 | 224.75 | 54.75 | 1
2022/23 | 225.25 | 54.75 | 2
2022/23 | 225.75 | 54.75 | 3
2022/23 | 226.25 | 54.75 | 4
2022/23 | 227.25 | 54.75 | 1
2022/23 | 228.25 | 54.75 | 3
2022/23 | 229.25 | 54.75 | 1
2022/23 | 229.75 | 54.75 | 1
2022/23 | 230.25 | 54.75 | 1
2022/23 | 231.25 | 54.75 | 1
2022/23 | 231.75 | 54.75 | 1
2022/23 | 232.25 | 54.75 | 1
2022/23 | 232.75 | 54.75 | 1
2022/23 | 233.75 | 54.75 | 1
2022/23 | 234.75 | 54.75 | 1
2022/23 | 235.25 | 54.75 | 1
2022/23 | 235.75 | 54.75 | 1
2022/23 | 236.25 | 54.75 | 3
2022/23 | 236.75 | 54.75 | 2
2022/23 | 237.75 | 54.75 | 2
2022/23 | 238.25 | 54.75 | 1
2022/23 | 239.25 | 54.75 | 4
2022/23 | 239.75 | 54.75 | 3
2022/23 | 241.75 | 54.75 | 1
2022/23 | 245.25 | 54.75 | 1
2022/23 | 245.75 | 54.75 | 1
2022/23 | 246.75 | 54.75 | 1
2022/23 | 248.25 | 54.75 | 1
2022/23 | 249.75 | 54.75 | 1
2022/23 | 250.25 | 54.75 | 1
2022/23 | 251.75 | 54.75 | 1
2022/23 | 253.25 | 54.75 | 1
2022/23 | 256.25 | 54.75 | 2
2022/23 | 256.75 | 54.75 | 2
2022/23 | 257.75 | 54.75 | 1
2022/23 | 260.25 | 54.75 | 2
2022/23 | 261.25 | 54.75 | 1
2022/23 | 263.25 | 54.75 | 1
2022/23 | 265.25 | 54.75 | 1
2022/23 | 265.75 | 54.75 | 1
2022/23 | 267.25 | 54.75 | 1
2022/23 | 271.75 | 54.75 | 2
2022/23 | 272.25 | 54.75 | 1
2022/23 | 273.25 | 54.75 | 1
2022/23 | 274.75 | 54.75 | 2
2022/23 | 278.75 | 54.75 | 1
2022/23 | 279.25 | 54.75 | 1
2022/23 | 280.75 | 54.75 | 1
2022/23 | 281.25 | 54.75 | 1
2022/23 | 288.25 | 54.75 | 2
2022/23 | 303.25 | 54.75 | 1
2022/23 | 303.75 | 54.75 | 1
2022/23 | 308.75 | 54.75 | 1
2022/23 | 317.75 | 54.75 | 1
2022/23 | 92.25 | 55.25 | 1
2022/23 | 96.25 | 55.25 | 1
2022/23 | 96.75 | 55.25 | 3
2022/23 | 97.25 | 55.25 | 1
2022/23 | 97.75 | 55.25 | 3
2022/23 | 98.25 | 55.25 | 1
2022/23 | 99.25 | 55.25 | 1
2022/23 | 99.75 | 55.25 | 1
2022/23 | 100.25 | 55.25 | 1
2022/23 | 100.75 | 55.25 | 1
2022/23 | 101.25 | 55.25 | 3
2022/23 | 101.75 | 55.25 | 4
2022/23 | 102.25 | 55.25 | 3
2022/23 | 102.75 | 55.25 | 4
2022/23 | 103.25 | 55.25 | 3
2022/23 | 103.75 | 55.25 | 5
2022/23 | 104.75 | 55.25 | 3
2022/23 | 105.25 | 55.25 | 7
2022/23 | 105.75 | 55.25 | 7
2022/23 | 106.25 | 55.25 | 9
2022/23 | 106.75 | 55.25 | 6
2022/23 | 107.25 | 55.25 | 8
2022/23 | 107.75 | 55.25 | 4
2022/23 | 108.25 | 55.25 | 6
2022/23 | 108.75 | 55.25 | 13
2022/23 | 109.25 | 55.25 | 5
2022/23 | 109.75 | 55.25 | 10
2022/23 | 110.25 | 55.25 | 10
2022/23 | 110.75 | 55.25 | 15
2022/23 | 111.25 | 55.25 | 10
2022/23 | 111.75 | 55.25 | 4
2022/23 | 112.25 | 55.25 | 9
2022/23 | 112.75 | 55.25 | 9
2022/23 | 113.25 | 55.25 | 9
2022/23 | 113.75 | 55.25 | 11
2022/23 | 114.25 | 55.25 | 14
2022/23 | 114.75 | 55.25 | 18
2022/23 | 115.25 | 55.25 | 16
2022/23 | 115.75 | 55.25 | 28
2022/23 | 116.25 | 55.25 | 19
2022/23 | 116.75 | 55.25 | 19
2022/23 | 117.25 | 55.25 | 19
2022/23 | 117.75 | 55.25 | 21
2022/23 | 118.25 | 55.25 | 22
2022/23 | 118.75 | 55.25 | 19
2022/23 | 119.25 | 55.25 | 30
2022/23 | 119.75 | 55.25 | 28
2022/23 | 120.25 | 55.25 | 24
2022/23 | 120.75 | 55.25 | 22
2022/23 | 121.25 | 55.25 | 15
2022/23 | 121.75 | 55.25 | 22
2022/23 | 122.25 | 55.25 | 42
2022/23 | 122.75 | 55.25 | 27
2022/23 | 123.25 | 55.25 | 24
2022/23 | 123.75 | 55.25 | 31
2022/23 | 124.25 | 55.25 | 32
2022/23 | 124.75 | 55.25 | 21
2022/23 | 125.25 | 55.25 | 33
2022/23 | 125.75 | 55.25 | 28
2022/23 | 126.25 | 55.25 | 35
2022/23 | 126.75 | 55.25 | 36
2022/23 | 127.25 | 55.25 | 38
2022/23 | 127.75 | 55.25 | 30
2022/23 | 128.25 | 55.25 | 26
2022/23 | 128.75 | 55.25 | 35
2022/23 | 129.25 | 55.25 | 26
2022/23 | 129.75 | 55.25 | 28
2022/23 | 130.25 | 55.25 | 24
2022/23 | 130.75 | 55.25 | 42
2022/23 | 131.25 | 55.25 | 32
2022/23 | 131.75 | 55.25 | 30
2022/23 | 132.25 | 55.25 | 27
2022/23 | 132.75 | 55.25 | 29
2022/23 | 133.25 | 55.25 | 17
2022/23 | 133.75 | 55.25 | 42
2022/23 | 134.25 | 55.25 | 25
2022/23 | 134.75 | 55.25 | 33
2022/23 | 135.25 | 55.25 | 36
2022/23 | 135.75 | 55.25 | 23
2022/23 | 136.25 | 55.25 | 31
2022/23 | 136.75 | 55.25 | 28
2022/23 | 137.25 | 55.25 | 37
2022/23 | 137.75 | 55.25 | 29
2022/23 | 138.25 | 55.25 | 37
2022/23 | 138.75 | 55.25 | 36
2022/23 | 139.25 | 55.25 | 31
2022/23 | 139.75 | 55.25 | 31
2022/23 | 140.25 | 55.25 | 30
2022/23 | 140.75 | 55.25 | 31
2022/23 | 141.25 | 55.25 | 42
2022/23 | 141.75 | 55.25 | 34
2022/23 | 142.25 | 55.25 | 27
2022/23 | 142.75 | 55.25 | 39
2022/23 | 143.25 | 55.25 | 41
2022/23 | 143.75 | 55.25 | 39
2022/23 | 144.25 | 55.25 | 41
2022/23 | 144.75 | 55.25 | 30
2022/23 | 145.25 | 55.25 | 37
2022/23 | 145.75 | 55.25 | 43
2022/23 | 146.25 | 55.25 | 34
2022/23 | 146.75 | 55.25 | 29
2022/23 | 147.25 | 55.25 | 36
2022/23 | 147.75 | 55.25 | 53
2022/23 | 148.25 | 55.25 | 32
2022/23 | 148.75 | 55.25 | 32
2022/23 | 149.25 | 55.25 | 37
2022/23 | 149.75 | 55.25 | 35
2022/23 | 150.25 | 55.25 | 35
2022/23 | 150.75 | 55.25 | 39
2022/23 | 151.25 | 55.25 | 39
2022/23 | 151.75 | 55.25 | 42
2022/23 | 152.25 | 55.25 | 31
2022/23 | 152.75 | 55.25 | 28
2022/23 | 153.25 | 55.25 | 37
2022/23 | 153.75 | 55.25 | 34
2022/23 | 154.25 | 55.25 | 32
2022/23 | 154.75 | 55.25 | 31
2022/23 | 155.25 | 55.25 | 31
2022/23 | 155.75 | 55.25 | 24
2022/23 | 156.25 | 55.25 | 35
2022/23 | 156.75 | 55.25 | 34
2022/23 | 157.25 | 55.25 | 26
2022/23 | 157.75 | 55.25 | 35
2022/23 | 158.25 | 55.25 | 24
2022/23 | 158.75 | 55.25 | 40
2022/23 | 159.25 | 55.25 | 25
2022/23 | 159.75 | 55.25 | 24
2022/23 | 160.25 | 55.25 | 24
2022/23 | 160.75 | 55.25 | 25
2022/23 | 161.25 | 55.25 | 21
2022/23 | 161.75 | 55.25 | 30
2022/23 | 162.25 | 55.25 | 29
2022/23 | 162.75 | 55.25 | 27
2022/23 | 163.25 | 55.25 | 37
2022/23 | 163.75 | 55.25 | 28
2022/23 | 164.25 | 55.25 | 24
2022/23 | 164.75 | 55.25 | 23
2022/23 | 165.25 | 55.25 | 33
2022/23 | 165.75 | 55.25 | 24
2022/23 | 166.25 | 55.25 | 34
2022/23 | 166.75 | 55.25 | 26
2022/23 | 167.25 | 55.25 | 33
2022/23 | 167.75 | 55.25 | 35
2022/23 | 168.25 | 55.25 | 19
2022/23 | 168.75 | 55.25 | 28
2022/23 | 169.25 | 55.25 | 30
2022/23 | 169.75 | 55.25 | 29
2022/23 | 170.25 | 55.25 | 21
2022/23 | 170.75 | 55.25 | 17
2022/23 | 171.25 | 55.25 | 14
2022/23 | 171.75 | 55.25 | 31
2022/23 | 172.25 | 55.25 | 22
2022/23 | 172.75 | 55.25 | 19
2022/23 | 173.25 | 55.25 | 16
2022/23 | 173.75 | 55.25 | 19
2022/23 | 174.25 | 55.25 | 13
2022/23 | 174.75 | 55.25 | 19
2022/23 | 175.25 | 55.25 | 15
2022/23 | 175.75 | 55.25 | 23
2022/23 | 176.25 | 55.25 | 21
2022/23 | 176.75 | 55.25 | 22
2022/23 | 177.25 | 55.25 | 17
2022/23 | 177.75 | 55.25 | 17
2022/23 | 178.25 | 55.25 | 9
2022/23 | 178.75 | 55.25 | 18
2022/23 | 179.25 | 55.25 | 14
2022/23 | 179.75 | 55.25 | 11
2022/23 | 180.25 | 55.25 | 14
2022/23 | 180.75 | 55.25 | 10
2022/23 | 181.25 | 55.25 | 11
2022/23 | 181.75 | 55.25 | 16
2022/23 | 182.25 | 55.25 | 11
2022/23 | 182.75 | 55.25 | 16
2022/23 | 183.25 | 55.25 | 9
2022/23 | 183.75 | 55.25 | 17
2022/23 | 184.25 | 55.25 | 11
2022/23 | 184.75 | 55.25 | 16
2022/23 | 185.25 | 55.25 | 11
2022/23 | 185.75 | 55.25 | 5
2022/23 | 186.25 | 55.25 | 11
2022/23 | 186.75 | 55.25 | 16
2022/23 | 187.25 | 55.25 | 10
2022/23 | 187.75 | 55.25 | 11
2022/23 | 188.25 | 55.25 | 13
2022/23 | 188.75 | 55.25 | 8
2022/23 | 189.25 | 55.25 | 8
2022/23 | 189.75 | 55.25 | 8
2022/23 | 190.25 | 55.25 | 3
2022/23 | 190.75 | 55.25 | 11
2022/23 | 191.25 | 55.25 | 12
2022/23 | 191.75 | 55.25 | 9
2022/23 | 192.25 | 55.25 | 11
2022/23 | 192.75 | 55.25 | 6
2022/23 | 193.25 | 55.25 | 10
2022/23 | 193.75 | 55.25 | 4
2022/23 | 194.25 | 55.25 | 3
2022/23 | 194.75 | 55.25 | 6
2022/23 | 195.25 | 55.25 | 4
2022/23 | 195.75 | 55.25 | 2
2022/23 | 196.25 | 55.25 | 5
2022/23 | 196.75 | 55.25 | 7
2022/23 | 197.25 | 55.25 | 10
2022/23 | 197.75 | 55.25 | 1
2022/23 | 198.25 | 55.25 | 3
2022/23 | 198.75 | 55.25 | 3
2022/23 | 199.25 | 55.25 | 2
2022/23 | 199.75 | 55.25 | 1
2022/23 | 200.25 | 55.25 | 2
2022/23 | 200.75 | 55.25 | 1
2022/23 | 201.25 | 55.25 | 4
2022/23 | 201.75 | 55.25 | 2
2022/23 | 202.25 | 55.25 | 3
2022/23 | 202.75 | 55.25 | 3
2022/23 | 203.25 | 55.25 | 5
2022/23 | 203.75 | 55.25 | 4
2022/23 | 204.25 | 55.25 | 2
2022/23 | 204.75 | 55.25 | 3
2022/23 | 205.25 | 55.25 | 4
2022/23 | 205.75 | 55.25 | 2
2022/23 | 206.25 | 55.25 | 2
2022/23 | 207.25 | 55.25 | 2
2022/23 | 207.75 | 55.25 | 3
2022/23 | 208.25 | 55.25 | 4
2022/23 | 208.75 | 55.25 | 4
2022/23 | 209.25 | 55.25 | 4
2022/23 | 209.75 | 55.25 | 1
2022/23 | 210.25 | 55.25 | 3
2022/23 | 210.75 | 55.25 | 2
2022/23 | 211.25 | 55.25 | 1
2022/23 | 211.75 | 55.25 | 3
2022/23 | 212.25 | 55.25 | 4
2022/23 | 212.75 | 55.25 | 2
2022/23 | 213.25 | 55.25 | 1
2022/23 | 213.75 | 55.25 | 1
2022/23 | 214.25 | 55.25 | 1
2022/23 | 214.75 | 55.25 | 3
2022/23 | 215.75 | 55.25 | 4
2022/23 | 216.25 | 55.25 | 1
2022/23 | 216.75 | 55.25 | 2
2022/23 | 217.25 | 55.25 | 1
2022/23 | 217.75 | 55.25 | 3
2022/23 | 218.25 | 55.25 | 1
2022/23 | 218.75 | 55.25 | 1
2022/23 | 219.25 | 55.25 | 2
2022/23 | 220.25 | 55.25 | 3
2022/23 | 221.75 | 55.25 | 1
2022/23 | 222.25 | 55.25 | 1
2022/23 | 222.75 | 55.25 | 2
2022/23 | 224.25 | 55.25 | 4
2022/23 | 224.75 | 55.25 | 1
2022/23 | 225.25 | 55.25 | 1
2022/23 | 225.75 | 55.25 | 3
2022/23 | 226.25 | 55.25 | 3
2022/23 | 226.75 | 55.25 | 1
2022/23 | 227.25 | 55.25 | 3
2022/23 | 227.75 | 55.25 | 3
2022/23 | 228.25 | 55.25 | 1
2022/23 | 228.75 | 55.25 | 2
2022/23 | 229.25 | 55.25 | 2
2022/23 | 230.25 | 55.25 | 2
2022/23 | 230.75 | 55.25 | 2
2022/23 | 231.25 | 55.25 | 4
2022/23 | 232.75 | 55.25 | 1
2022/23 | 233.75 | 55.25 | 1
2022/23 | 234.25 | 55.25 | 3
2022/23 | 234.75 | 55.25 | 2
2022/23 | 235.25 | 55.25 | 2
2022/23 | 236.75 | 55.25 | 2
2022/23 | 238.25 | 55.25 | 1
2022/23 | 239.25 | 55.25 | 4
2022/23 | 240.25 | 55.25 | 1
2022/23 | 241.25 | 55.25 | 1
2022/23 | 241.75 | 55.25 | 1
2022/23 | 242.25 | 55.25 | 3
2022/23 | 244.25 | 55.25 | 3
2022/23 | 244.75 | 55.25 | 2
2022/23 | 245.75 | 55.25 | 2
2022/23 | 246.25 | 55.25 | 1
2022/23 | 247.25 | 55.25 | 3
2022/23 | 247.75 | 55.25 | 1
2022/23 | 248.25 | 55.25 | 2
2022/23 | 249.25 | 55.25 | 1
2022/23 | 251.25 | 55.25 | 2
2022/23 | 251.75 | 55.25 | 1
2022/23 | 252.75 | 55.25 | 2
2022/23 | 253.25 | 55.25 | 2
2022/23 | 253.75 | 55.25 | 1
2022/23 | 254.25 | 55.25 | 1
2022/23 | 255.25 | 55.25 | 1
2022/23 | 256.25 | 55.25 | 1
2022/23 | 257.25 | 55.25 | 3
2022/23 | 259.75 | 55.25 | 1
2022/23 | 260.75 | 55.25 | 1
2022/23 | 261.25 | 55.25 | 2
2022/23 | 263.25 | 55.25 | 1
2022/23 | 263.75 | 55.25 | 1
2022/23 | 264.75 | 55.25 | 2
2022/23 | 265.25 | 55.25 | 1
2022/23 | 265.75 | 55.25 | 1
2022/23 | 266.25 | 55.25 | 1
2022/23 | 268.75 | 55.25 | 1
2022/23 | 269.25 | 55.25 | 1
2022/23 | 270.75 | 55.25 | 1
2022/23 | 271.25 | 55.25 | 1
2022/23 | 273.25 | 55.25 | 1
2022/23 | 276.25 | 55.25 | 1
2022/23 | 277.75 | 55.25 | 1
2022/23 | 278.25 | 55.25 | 1
2022/23 | 279.25 | 55.25 | 1
2022/23 | 286.25 | 55.25 | 1
2022/23 | 290.75 | 55.25 | 1
2022/23 | 296.25 | 55.25 | 1
2022/23 | 308.25 | 55.25 | 1
2022/23 | 88.75 | 55.75 | 1
2022/23 | 93.75 | 55.75 | 1
2022/23 | 94.75 | 55.75 | 2
2022/23 | 95.75 | 55.75 | 1
2022/23 | 96.75 | 55.75 | 1
2022/23 | 97.75 | 55.75 | 2
2022/23 | 98.25 | 55.75 | 3
2022/23 | 98.75 | 55.75 | 1
2022/23 | 99.25 | 55.75 | 3
2022/23 | 99.75 | 55.75 | 2
2022/23 | 100.25 | 55.75 | 3
2022/23 | 100.75 | 55.75 | 3
2022/23 | 101.25 | 55.75 | 1
2022/23 | 101.75 | 55.75 | 1
2022/23 | 102.25 | 55.75 | 1
2022/23 | 102.75 | 55.75 | 3
2022/23 | 103.25 | 55.75 | 3
2022/23 | 103.75 | 55.75 | 5
2022/23 | 104.25 | 55.75 | 5
2022/23 | 104.75 | 55.75 | 3
2022/23 | 105.25 | 55.75 | 9
2022/23 | 105.75 | 55.75 | 1
2022/23 | 106.25 | 55.75 | 4
2022/23 | 106.75 | 55.75 | 4
2022/23 | 107.25 | 55.75 | 13
2022/23 | 107.75 | 55.75 | 4
2022/23 | 108.25 | 55.75 | 4
2022/23 | 108.75 | 55.75 | 4
2022/23 | 109.25 | 55.75 | 10
2022/23 | 109.75 | 55.75 | 16
2022/23 | 110.25 | 55.75 | 5
2022/23 | 110.75 | 55.75 | 10
2022/23 | 111.25 | 55.75 | 17
2022/23 | 111.75 | 55.75 | 8
2022/23 | 112.25 | 55.75 | 9
2022/23 | 112.75 | 55.75 | 20
2022/23 | 113.25 | 55.75 | 10
2022/23 | 113.75 | 55.75 | 12
2022/23 | 114.25 | 55.75 | 16
2022/23 | 114.75 | 55.75 | 18
2022/23 | 115.25 | 55.75 | 15
2022/23 | 115.75 | 55.75 | 15
2022/23 | 116.25 | 55.75 | 22
2022/23 | 116.75 | 55.75 | 13
2022/23 | 117.25 | 55.75 | 21
2022/23 | 117.75 | 55.75 | 30
2022/23 | 118.25 | 55.75 | 25
2022/23 | 118.75 | 55.75 | 18
2022/23 | 119.25 | 55.75 | 24
2022/23 | 119.75 | 55.75 | 22
2022/23 | 120.25 | 55.75 | 18
2022/23 | 120.75 | 55.75 | 17
2022/23 | 121.25 | 55.75 | 20
2022/23 | 121.75 | 55.75 | 29
2022/23 | 122.25 | 55.75 | 27
2022/23 | 122.75 | 55.75 | 29
2022/23 | 123.25 | 55.75 | 23
2022/23 | 123.75 | 55.75 | 26
2022/23 | 124.25 | 55.75 | 26
2022/23 | 124.75 | 55.75 | 33
2022/23 | 125.25 | 55.75 | 29
2022/23 | 125.75 | 55.75 | 40
2022/23 | 126.25 | 55.75 | 35
2022/23 | 126.75 | 55.75 | 34
2022/23 | 127.25 | 55.75 | 27
2022/23 | 127.75 | 55.75 | 31
2022/23 | 128.25 | 55.75 | 26
2022/23 | 128.75 | 55.75 | 28
2022/23 | 129.25 | 55.75 | 27
2022/23 | 129.75 | 55.75 | 21
2022/23 | 130.25 | 55.75 | 37
2022/23 | 130.75 | 55.75 | 34
2022/23 | 131.25 | 55.75 | 30
2022/23 | 131.75 | 55.75 | 39
2022/23 | 132.25 | 55.75 | 34
2022/23 | 132.75 | 55.75 | 39
2022/23 | 133.25 | 55.75 | 32
2022/23 | 133.75 | 55.75 | 29
2022/23 | 134.25 | 55.75 | 31
2022/23 | 134.75 | 55.75 | 34
2022/23 | 135.25 | 55.75 | 35
2022/23 | 135.75 | 55.75 | 41
2022/23 | 136.25 | 55.75 | 32
2022/23 | 136.75 | 55.75 | 36
2022/23 | 137.25 | 55.75 | 27
2022/23 | 137.75 | 55.75 | 40
2022/23 | 138.25 | 55.75 | 33
2022/23 | 138.75 | 55.75 | 29
2022/23 | 139.25 | 55.75 | 36
2022/23 | 139.75 | 55.75 | 28
2022/23 | 140.25 | 55.75 | 37
2022/23 | 140.75 | 55.75 | 33
2022/23 | 141.25 | 55.75 | 40
2022/23 | 141.75 | 55.75 | 27
2022/23 | 142.25 | 55.75 | 39
2022/23 | 142.75 | 55.75 | 25
2022/23 | 143.25 | 55.75 | 35
2022/23 | 143.75 | 55.75 | 49
2022/23 | 144.25 | 55.75 | 41
2022/23 | 144.75 | 55.75 | 35
2022/23 | 145.25 | 55.75 | 32
2022/23 | 145.75 | 55.75 | 37
2022/23 | 146.25 | 55.75 | 49
2022/23 | 146.75 | 55.75 | 36
2022/23 | 147.25 | 55.75 | 32
2022/23 | 147.75 | 55.75 | 30
2022/23 | 148.25 | 55.75 | 37
2022/23 | 148.75 | 55.75 | 34
2022/23 | 149.25 | 55.75 | 29
2022/23 | 149.75 | 55.75 | 30
2022/23 | 150.25 | 55.75 | 33
2022/23 | 150.75 | 55.75 | 35
2022/23 | 151.25 | 55.75 | 55
2022/23 | 151.75 | 55.75 | 37
2022/23 | 152.25 | 55.75 | 33
2022/23 | 152.75 | 55.75 | 36
2022/23 | 153.25 | 55.75 | 36
2022/23 | 153.75 | 55.75 | 41
2022/23 | 154.25 | 55.75 | 38
2022/23 | 154.75 | 55.75 | 38
2022/23 | 155.25 | 55.75 | 36
2022/23 | 155.75 | 55.75 | 40
2022/23 | 156.25 | 55.75 | 30
2022/23 | 156.75 | 55.75 | 40
2022/23 | 157.25 | 55.75 | 27
2022/23 | 157.75 | 55.75 | 35
2022/23 | 158.25 | 55.75 | 39
2022/23 | 158.75 | 55.75 | 28
2022/23 | 159.25 | 55.75 | 24
2022/23 | 159.75 | 55.75 | 35
2022/23 | 160.25 | 55.75 | 28
2022/23 | 160.75 | 55.75 | 43
2022/23 | 161.25 | 55.75 | 33
2022/23 | 161.75 | 55.75 | 35
2022/23 | 162.25 | 55.75 | 27
2022/23 | 162.75 | 55.75 | 30
2022/23 | 163.25 | 55.75 | 39
2022/23 | 163.75 | 55.75 | 38
2022/23 | 164.25 | 55.75 | 34
2022/23 | 164.75 | 55.75 | 28
2022/23 | 165.25 | 55.75 | 32
2022/23 | 165.75 | 55.75 | 36
2022/23 | 166.25 | 55.75 | 31
2022/23 | 166.75 | 55.75 | 27
2022/23 | 167.25 | 55.75 | 22
2022/23 | 167.75 | 55.75 | 30
2022/23 | 168.25 | 55.75 | 22
2022/23 | 168.75 | 55.75 | 20
2022/23 | 169.25 | 55.75 | 29
2022/23 | 169.75 | 55.75 | 20
2022/23 | 170.25 | 55.75 | 29
2022/23 | 170.75 | 55.75 | 29
2022/23 | 171.25 | 55.75 | 15
2022/23 | 171.75 | 55.75 | 25
2022/23 | 172.25 | 55.75 | 23
2022/23 | 172.75 | 55.75 | 22
2022/23 | 173.25 | 55.75 | 32
2022/23 | 173.75 | 55.75 | 25
2022/23 | 174.25 | 55.75 | 24
2022/23 | 174.75 | 55.75 | 20
2022/23 | 175.25 | 55.75 | 20
2022/23 | 175.75 | 55.75 | 19
2022/23 | 176.25 | 55.75 | 17
2022/23 | 176.75 | 55.75 | 14
2022/23 | 177.25 | 55.75 | 27
2022/23 | 177.75 | 55.75 | 19
2022/23 | 178.25 | 55.75 | 14
2022/23 | 178.75 | 55.75 | 18
2022/23 | 179.25 | 55.75 | 18
2022/23 | 179.75 | 55.75 | 10
2022/23 | 180.25 | 55.75 | 10
2022/23 | 180.75 | 55.75 | 15
2022/23 | 181.25 | 55.75 | 8
2022/23 | 181.75 | 55.75 | 13
2022/23 | 182.25 | 55.75 | 16
2022/23 | 182.75 | 55.75 | 17
2022/23 | 183.25 | 55.75 | 14
2022/23 | 183.75 | 55.75 | 14
2022/23 | 184.25 | 55.75 | 10
2022/23 | 184.75 | 55.75 | 16
2022/23 | 185.25 | 55.75 | 13
2022/23 | 185.75 | 55.75 | 6
2022/23 | 186.25 | 55.75 | 6
2022/23 | 186.75 | 55.75 | 9
2022/23 | 187.25 | 55.75 | 8
2022/23 | 187.75 | 55.75 | 8
2022/23 | 188.25 | 55.75 | 9
2022/23 | 188.75 | 55.75 | 6
2022/23 | 189.25 | 55.75 | 5
2022/23 | 189.75 | 55.75 | 7
2022/23 | 190.25 | 55.75 | 5
2022/23 | 190.75 | 55.75 | 4
2022/23 | 191.25 | 55.75 | 6
2022/23 | 191.75 | 55.75 | 9
2022/23 | 192.25 | 55.75 | 4
2022/23 | 192.75 | 55.75 | 5
2022/23 | 193.25 | 55.75 | 7
2022/23 | 193.75 | 55.75 | 8
2022/23 | 194.25 | 55.75 | 3
2022/23 | 194.75 | 55.75 | 2
2022/23 | 195.25 | 55.75 | 4
2022/23 | 195.75 | 55.75 | 10
2022/23 | 196.25 | 55.75 | 4
2022/23 | 196.75 | 55.75 | 4
2022/23 | 197.25 | 55.75 | 4
2022/23 | 197.75 | 55.75 | 6
2022/23 | 198.25 | 55.75 | 2
2022/23 | 198.75 | 55.75 | 5
2022/23 | 199.25 | 55.75 | 6
2022/23 | 199.75 | 55.75 | 3
2022/23 | 200.25 | 55.75 | 2
2022/23 | 200.75 | 55.75 | 6
2022/23 | 201.75 | 55.75 | 3
2022/23 | 202.25 | 55.75 | 1
2022/23 | 202.75 | 55.75 | 3
2022/23 | 203.25 | 55.75 | 2
2022/23 | 203.75 | 55.75 | 3
2022/23 | 204.25 | 55.75 | 1
2022/23 | 204.75 | 55.75 | 3
2022/23 | 205.25 | 55.75 | 1
2022/23 | 205.75 | 55.75 | 4
2022/23 | 206.25 | 55.75 | 2
2022/23 | 206.75 | 55.75 | 3
2022/23 | 207.25 | 55.75 | 3
2022/23 | 207.75 | 55.75 | 5
2022/23 | 208.25 | 55.75 | 4
2022/23 | 208.75 | 55.75 | 4
2022/23 | 209.25 | 55.75 | 1
2022/23 | 209.75 | 55.75 | 4
2022/23 | 210.25 | 55.75 | 1
2022/23 | 210.75 | 55.75 | 1
2022/23 | 211.25 | 55.75 | 4
2022/23 | 211.75 | 55.75 | 3
2022/23 | 212.25 | 55.75 | 2
2022/23 | 212.75 | 55.75 | 2
2022/23 | 213.25 | 55.75 | 2
2022/23 | 213.75 | 55.75 | 1
2022/23 | 214.25 | 55.75 | 2
2022/23 | 214.75 | 55.75 | 1
2022/23 | 215.25 | 55.75 | 1
2022/23 | 215.75 | 55.75 | 2
2022/23 | 216.75 | 55.75 | 6
2022/23 | 217.25 | 55.75 | 4
2022/23 | 217.75 | 55.75 | 2
2022/23 | 218.25 | 55.75 | 1
2022/23 | 219.75 | 55.75 | 2
2022/23 | 220.75 | 55.75 | 2
2022/23 | 221.25 | 55.75 | 1
2022/23 | 221.75 | 55.75 | 2
2022/23 | 222.75 | 55.75 | 2
2022/23 | 223.25 | 55.75 | 2
2022/23 | 223.75 | 55.75 | 3
2022/23 | 224.25 | 55.75 | 5
2022/23 | 224.75 | 55.75 | 1
2022/23 | 225.25 | 55.75 | 3
2022/23 | 225.75 | 55.75 | 2
2022/23 | 226.25 | 55.75 | 1
2022/23 | 226.75 | 55.75 | 2
2022/23 | 227.25 | 55.75 | 3
2022/23 | 227.75 | 55.75 | 2
2022/23 | 228.25 | 55.75 | 3
2022/23 | 228.75 | 55.75 | 1
2022/23 | 229.25 | 55.75 | 2
2022/23 | 229.75 | 55.75 | 2
2022/23 | 230.25 | 55.75 | 2
2022/23 | 231.75 | 55.75 | 1
2022/23 | 232.75 | 55.75 | 1
2022/23 | 233.25 | 55.75 | 1
2022/23 | 233.75 | 55.75 | 1
2022/23 | 234.25 | 55.75 | 1
2022/23 | 234.75 | 55.75 | 2
2022/23 | 235.25 | 55.75 | 2
2022/23 | 235.75 | 55.75 | 1
2022/23 | 236.25 | 55.75 | 3
2022/23 | 236.75 | 55.75 | 1
2022/23 | 237.75 | 55.75 | 1
2022/23 | 239.25 | 55.75 | 1
2022/23 | 240.25 | 55.75 | 2
2022/23 | 241.25 | 55.75 | 1
2022/23 | 241.75 | 55.75 | 2
2022/23 | 242.25 | 55.75 | 1
2022/23 | 242.75 | 55.75 | 2
2022/23 | 243.75 | 55.75 | 1
2022/23 | 244.75 | 55.75 | 1
2022/23 | 245.75 | 55.75 | 1
2022/23 | 246.75 | 55.75 | 1
2022/23 | 247.25 | 55.75 | 1
2022/23 | 248.25 | 55.75 | 1
2022/23 | 252.75 | 55.75 | 2
2022/23 | 253.25 | 55.75 | 1
2022/23 | 254.25 | 55.75 | 1
2022/23 | 254.75 | 55.75 | 2
2022/23 | 255.25 | 55.75 | 1
2022/23 | 255.75 | 55.75 | 2
2022/23 | 256.25 | 55.75 | 1
2022/23 | 257.25 | 55.75 | 1
2022/23 | 257.75 | 55.75 | 1
2022/23 | 258.25 | 55.75 | 2
2022/23 | 258.75 | 55.75 | 1
2022/23 | 259.25 | 55.75 | 2
2022/23 | 259.75 | 55.75 | 1
2022/23 | 260.75 | 55.75 | 1
2022/23 | 262.25 | 55.75 | 1
2022/23 | 263.75 | 55.75 | 1
2022/23 | 265.75 | 55.75 | 1
2022/23 | 270.25 | 55.75 | 1
2022/23 | 271.75 | 55.75 | 1
2022/23 | 272.75 | 55.75 | 1
2022/23 | 278.25 | 55.75 | 1
2022/23 | 280.75 | 55.75 | 1
2022/23 | 287.25 | 55.75 | 1
2022/23 | 292.75 | 55.75 | 1
2022/23 | 298.75 | 55.75 | 1
2022/23 | 303.75 | 55.75 | 1
2022/23 | 307.75 | 55.75 | 1
2022/23 | 345.25 | 55.75 | 1
2022/23 | 359.25 | 55.75 | 1
2022/23 | 382.25 | 55.75 | 1
2022/23 | 91.75 | 56.25 | 1
2022/23 | 94.75 | 56.25 | 1
2022/23 | 96.75 | 56.25 | 1
2022/23 | 97.25 | 56.25 | 2
2022/23 | 97.75 | 56.25 | 1
2022/23 | 98.25 | 56.25 | 2
2022/23 | 98.75 | 56.25 | 1
2022/23 | 99.25 | 56.25 | 1
2022/23 | 100.25 | 56.25 | 2
2022/23 | 100.75 | 56.25 | 1
2022/23 | 101.25 | 56.25 | 4
2022/23 | 101.75 | 56.25 | 3
2022/23 | 102.25 | 56.25 | 5
2022/23 | 102.75 | 56.25 | 4
2022/23 | 103.25 | 56.25 | 3
2022/23 | 103.75 | 56.25 | 3
2022/23 | 104.25 | 56.25 | 3
2022/23 | 104.75 | 56.25 | 6
2022/23 | 105.25 | 56.25 | 5
2022/23 | 105.75 | 56.25 | 2
2022/23 | 106.25 | 56.25 | 4
2022/23 | 106.75 | 56.25 | 5
2022/23 | 107.25 | 56.25 | 1
2022/23 | 107.75 | 56.25 | 7
2022/23 | 108.25 | 56.25 | 8
2022/23 | 108.75 | 56.25 | 7
2022/23 | 109.25 | 56.25 | 9
2022/23 | 109.75 | 56.25 | 7
2022/23 | 110.25 | 56.25 | 14
2022/23 | 110.75 | 56.25 | 8
2022/23 | 111.25 | 56.25 | 11
2022/23 | 111.75 | 56.25 | 10
2022/23 | 112.25 | 56.25 | 6
2022/23 | 112.75 | 56.25 | 8
2022/23 | 113.25 | 56.25 | 11
2022/23 | 113.75 | 56.25 | 13
2022/23 | 114.25 | 56.25 | 7
2022/23 | 114.75 | 56.25 | 22
2022/23 | 115.25 | 56.25 | 15
2022/23 | 115.75 | 56.25 | 19
2022/23 | 116.25 | 56.25 | 16
2022/23 | 116.75 | 56.25 | 20
2022/23 | 117.25 | 56.25 | 20
2022/23 | 117.75 | 56.25 | 25
2022/23 | 118.25 | 56.25 | 18
2022/23 | 118.75 | 56.25 | 24
2022/23 | 119.25 | 56.25 | 21
2022/23 | 119.75 | 56.25 | 20
2022/23 | 120.25 | 56.25 | 22
2022/23 | 120.75 | 56.25 | 26
2022/23 | 121.25 | 56.25 | 21
2022/23 | 121.75 | 56.25 | 19
2022/23 | 122.25 | 56.25 | 23
2022/23 | 122.75 | 56.25 | 22
2022/23 | 123.25 | 56.25 | 29
2022/23 | 123.75 | 56.25 | 29
2022/23 | 124.25 | 56.25 | 38
2022/23 | 124.75 | 56.25 | 29
2022/23 | 125.25 | 56.25 | 28
2022/23 | 125.75 | 56.25 | 31
2022/23 | 126.25 | 56.25 | 26
2022/23 | 126.75 | 56.25 | 43
2022/23 | 127.25 | 56.25 | 31
2022/23 | 127.75 | 56.25 | 33
2022/23 | 128.25 | 56.25 | 33
2022/23 | 128.75 | 56.25 | 42
2022/23 | 129.25 | 56.25 | 38
2022/23 | 129.75 | 56.25 | 29
2022/23 | 130.25 | 56.25 | 36
2022/23 | 130.75 | 56.25 | 37
2022/23 | 131.25 | 56.25 | 41
2022/23 | 131.75 | 56.25 | 35
2022/23 | 132.25 | 56.25 | 32
2022/23 | 132.75 | 56.25 | 32
2022/23 | 133.25 | 56.25 | 42
2022/23 | 133.75 | 56.25 | 31
2022/23 | 134.25 | 56.25 | 31
2022/23 | 134.75 | 56.25 | 32
2022/23 | 135.25 | 56.25 | 31
2022/23 | 135.75 | 56.25 | 42
2022/23 | 136.25 | 56.25 | 35
2022/23 | 136.75 | 56.25 | 30
2022/23 | 137.25 | 56.25 | 40
2022/23 | 137.75 | 56.25 | 38
2022/23 | 138.25 | 56.25 | 38
2022/23 | 138.75 | 56.25 | 40
2022/23 | 139.25 | 56.25 | 42
2022/23 | 139.75 | 56.25 | 28
2022/23 | 140.25 | 56.25 | 42
2022/23 | 140.75 | 56.25 | 23
2022/23 | 141.25 | 56.25 | 45
2022/23 | 141.75 | 56.25 | 33
2022/23 | 142.25 | 56.25 | 42
2022/23 | 142.75 | 56.25 | 49
2022/23 | 143.25 | 56.25 | 32
2022/23 | 143.75 | 56.25 | 38
2022/23 | 144.25 | 56.25 | 54
2022/23 | 144.75 | 56.25 | 44
2022/23 | 145.25 | 56.25 | 38
2022/23 | 145.75 | 56.25 | 43
2022/23 | 146.25 | 56.25 | 42
2022/23 | 146.75 | 56.25 | 40
2022/23 | 147.25 | 56.25 | 41
2022/23 | 147.75 | 56.25 | 33
2022/23 | 148.25 | 56.25 | 31
2022/23 | 148.75 | 56.25 | 40
2022/23 | 149.25 | 56.25 | 40
2022/23 | 149.75 | 56.25 | 42
2022/23 | 150.25 | 56.25 | 47
2022/23 | 150.75 | 56.25 | 50
2022/23 | 151.25 | 56.25 | 35
2022/23 | 151.75 | 56.25 | 43
2022/23 | 152.25 | 56.25 | 41
2022/23 | 152.75 | 56.25 | 31
2022/23 | 153.25 | 56.25 | 36
2022/23 | 153.75 | 56.25 | 33
2022/23 | 154.25 | 56.25 | 30
2022/23 | 154.75 | 56.25 | 39
2022/23 | 155.25 | 56.25 | 40
2022/23 | 155.75 | 56.25 | 37
2022/23 | 156.25 | 56.25 | 34
2022/23 | 156.75 | 56.25 | 46
2022/23 | 157.25 | 56.25 | 41
2022/23 | 157.75 | 56.25 | 41
2022/23 | 158.25 | 56.25 | 39
2022/23 | 158.75 | 56.25 | 31
2022/23 | 159.25 | 56.25 | 36
2022/23 | 159.75 | 56.25 | 36
2022/23 | 160.25 | 56.25 | 29
2022/23 | 160.75 | 56.25 | 33
2022/23 | 161.25 | 56.25 | 32
2022/23 | 161.75 | 56.25 | 43
2022/23 | 162.25 | 56.25 | 30
2022/23 | 162.75 | 56.25 | 21
2022/23 | 163.25 | 56.25 | 28
2022/23 | 163.75 | 56.25 | 22
2022/23 | 164.25 | 56.25 | 31
2022/23 | 164.75 | 56.25 | 38
2022/23 | 165.25 | 56.25 | 26
2022/23 | 165.75 | 56.25 | 24
2022/23 | 166.25 | 56.25 | 23
2022/23 | 166.75 | 56.25 | 22
2022/23 | 167.25 | 56.25 | 23
2022/23 | 167.75 | 56.25 | 37
2022/23 | 168.25 | 56.25 | 30
2022/23 | 168.75 | 56.25 | 33
2022/23 | 169.25 | 56.25 | 27
2022/23 | 169.75 | 56.25 | 26
2022/23 | 170.25 | 56.25 | 33
2022/23 | 170.75 | 56.25 | 32
2022/23 | 171.25 | 56.25 | 20
2022/23 | 171.75 | 56.25 | 26
2022/23 | 172.25 | 56.25 | 24
2022/23 | 172.75 | 56.25 | 28
2022/23 | 173.25 | 56.25 | 23
2022/23 | 173.75 | 56.25 | 24
2022/23 | 174.25 | 56.25 | 25
2022/23 | 174.75 | 56.25 | 23
2022/23 | 175.25 | 56.25 | 21
2022/23 | 175.75 | 56.25 | 27
2022/23 | 176.25 | 56.25 | 22
2022/23 | 176.75 | 56.25 | 12
2022/23 | 177.25 | 56.25 | 18
2022/23 | 177.75 | 56.25 | 18
2022/23 | 178.25 | 56.25 | 15
2022/23 | 178.75 | 56.25 | 17
2022/23 | 179.25 | 56.25 | 14
2022/23 | 179.75 | 56.25 | 17
2022/23 | 180.25 | 56.25 | 23
2022/23 | 180.75 | 56.25 | 20
2022/23 | 181.25 | 56.25 | 13
2022/23 | 181.75 | 56.25 | 9
2022/23 | 182.25 | 56.25 | 12
2022/23 | 182.75 | 56.25 | 19
2022/23 | 183.25 | 56.25 | 10
2022/23 | 183.75 | 56.25 | 9
2022/23 | 184.25 | 56.25 | 17
2022/23 | 184.75 | 56.25 | 11
2022/23 | 185.25 | 56.25 | 5
2022/23 | 185.75 | 56.25 | 14
2022/23 | 186.25 | 56.25 | 8
2022/23 | 186.75 | 56.25 | 8
2022/23 | 187.25 | 56.25 | 10
2022/23 | 187.75 | 56.25 | 10
2022/23 | 188.25 | 56.25 | 9
2022/23 | 188.75 | 56.25 | 10
2022/23 | 189.25 | 56.25 | 11
2022/23 | 189.75 | 56.25 | 8
2022/23 | 190.25 | 56.25 | 9
2022/23 | 190.75 | 56.25 | 8
2022/23 | 191.25 | 56.25 | 6
2022/23 | 191.75 | 56.25 | 6
2022/23 | 192.25 | 56.25 | 5
2022/23 | 192.75 | 56.25 | 4
2022/23 | 193.25 | 56.25 | 8
2022/23 | 193.75 | 56.25 | 5
2022/23 | 194.25 | 56.25 | 5
2022/23 | 194.75 | 56.25 | 3
2022/23 | 195.25 | 56.25 | 6
2022/23 | 195.75 | 56.25 | 6
2022/23 | 196.25 | 56.25 | 10
2022/23 | 196.75 | 56.25 | 5
2022/23 | 197.25 | 56.25 | 5
2022/23 | 197.75 | 56.25 | 4
2022/23 | 198.25 | 56.25 | 4
2022/23 | 198.75 | 56.25 | 3
2022/23 | 199.25 | 56.25 | 7
2022/23 | 199.75 | 56.25 | 5
2022/23 | 200.25 | 56.25 | 4
2022/23 | 200.75 | 56.25 | 1
2022/23 | 201.25 | 56.25 | 1
2022/23 | 201.75 | 56.25 | 5
2022/23 | 202.25 | 56.25 | 2
2022/23 | 202.75 | 56.25 | 4
2022/23 | 203.25 | 56.25 | 2
2022/23 | 203.75 | 56.25 | 3
2022/23 | 204.25 | 56.25 | 3
2022/23 | 204.75 | 56.25 | 4
2022/23 | 205.25 | 56.25 | 2
2022/23 | 206.25 | 56.25 | 1
2022/23 | 206.75 | 56.25 | 5
2022/23 | 207.25 | 56.25 | 1
2022/23 | 207.75 | 56.25 | 1
2022/23 | 208.25 | 56.25 | 2
2022/23 | 208.75 | 56.25 | 4
2022/23 | 209.25 | 56.25 | 6
2022/23 | 210.25 | 56.25 | 3
2022/23 | 211.25 | 56.25 | 6
2022/23 | 211.75 | 56.25 | 3
2022/23 | 212.75 | 56.25 | 3
2022/23 | 213.25 | 56.25 | 3
2022/23 | 213.75 | 56.25 | 4
2022/23 | 214.25 | 56.25 | 2
2022/23 | 214.75 | 56.25 | 4
2022/23 | 215.25 | 56.25 | 1
2022/23 | 215.75 | 56.25 | 3
2022/23 | 216.75 | 56.25 | 1
2022/23 | 217.25 | 56.25 | 2
2022/23 | 217.75 | 56.25 | 2
2022/23 | 218.25 | 56.25 | 2
2022/23 | 218.75 | 56.25 | 2
2022/23 | 219.25 | 56.25 | 3
2022/23 | 219.75 | 56.25 | 1
2022/23 | 220.25 | 56.25 | 2
2022/23 | 220.75 | 56.25 | 1
2022/23 | 221.25 | 56.25 | 2
2022/23 | 221.75 | 56.25 | 2
2022/23 | 222.25 | 56.25 | 1
2022/23 | 222.75 | 56.25 | 3
2022/23 | 223.75 | 56.25 | 1
2022/23 | 224.75 | 56.25 | 1
2022/23 | 225.25 | 56.25 | 2
2022/23 | 225.75 | 56.25 | 2
2022/23 | 226.25 | 56.25 | 3
2022/23 | 226.75 | 56.25 | 3
2022/23 | 227.25 | 56.25 | 2
2022/23 | 227.75 | 56.25 | 2
2022/23 | 228.25 | 56.25 | 2
2022/23 | 228.75 | 56.25 | 2
2022/23 | 229.25 | 56.25 | 1
2022/23 | 230.25 | 56.25 | 1
2022/23 | 231.75 | 56.25 | 1
2022/23 | 232.75 | 56.25 | 1
2022/23 | 233.75 | 56.25 | 3
2022/23 | 234.25 | 56.25 | 1
2022/23 | 234.75 | 56.25 | 3
2022/23 | 235.25 | 56.25 | 1
2022/23 | 235.75 | 56.25 | 1
2022/23 | 236.25 | 56.25 | 3
2022/23 | 237.25 | 56.25 | 1
2022/23 | 238.25 | 56.25 | 2
2022/23 | 238.75 | 56.25 | 1
2022/23 | 239.25 | 56.25 | 2
2022/23 | 239.75 | 56.25 | 1
2022/23 | 240.25 | 56.25 | 1
2022/23 | 241.25 | 56.25 | 1
2022/23 | 241.75 | 56.25 | 1
2022/23 | 243.25 | 56.25 | 3
2022/23 | 244.25 | 56.25 | 2
2022/23 | 245.75 | 56.25 | 2
2022/23 | 246.25 | 56.25 | 1
2022/23 | 246.75 | 56.25 | 1
2022/23 | 247.25 | 56.25 | 2
2022/23 | 248.25 | 56.25 | 1
2022/23 | 248.75 | 56.25 | 1
2022/23 | 249.25 | 56.25 | 1
2022/23 | 250.25 | 56.25 | 1
2022/23 | 250.75 | 56.25 | 1
2022/23 | 251.25 | 56.25 | 3
2022/23 | 252.75 | 56.25 | 2
2022/23 | 253.75 | 56.25 | 2
2022/23 | 255.25 | 56.25 | 1
2022/23 | 255.75 | 56.25 | 1
2022/23 | 259.25 | 56.25 | 1
2022/23 | 261.75 | 56.25 | 2
2022/23 | 264.25 | 56.25 | 2
2022/23 | 265.25 | 56.25 | 2
2022/23 | 265.75 | 56.25 | 1
2022/23 | 266.25 | 56.25 | 1
2022/23 | 267.75 | 56.25 | 1
2022/23 | 270.75 | 56.25 | 1
2022/23 | 271.25 | 56.25 | 1
2022/23 | 272.25 | 56.25 | 1
2022/23 | 275.25 | 56.25 | 1
2022/23 | 275.75 | 56.25 | 2
2022/23 | 278.75 | 56.25 | 1
2022/23 | 285.25 | 56.25 | 1
2022/23 | 288.25 | 56.25 | 1
2022/23 | 292.75 | 56.25 | 1
2022/23 | 293.25 | 56.25 | 1
2022/23 | 296.75 | 56.25 | 1
2022/23 | 299.25 | 56.25 | 1
2022/23 | 318.75 | 56.25 | 1
2022/23 | 338.25 | 56.25 | 1
2022/23 | 347.75 | 56.25 | 1
2022/23 | 91.25 | 56.75 | 1
2022/23 | 96.75 | 56.75 | 2
2022/23 | 97.25 | 56.75 | 2
2022/23 | 97.75 | 56.75 | 1
2022/23 | 98.25 | 56.75 | 2
2022/23 | 99.25 | 56.75 | 2
2022/23 | 100.25 | 56.75 | 1
2022/23 | 100.75 | 56.75 | 1
2022/23 | 101.25 | 56.75 | 2
2022/23 | 101.75 | 56.75 | 1
2022/23 | 102.25 | 56.75 | 5
2022/23 | 102.75 | 56.75 | 2
2022/23 | 103.25 | 56.75 | 4
2022/23 | 103.75 | 56.75 | 2
2022/23 | 104.25 | 56.75 | 6
2022/23 | 104.75 | 56.75 | 6
2022/23 | 105.25 | 56.75 | 7
2022/23 | 105.75 | 56.75 | 3
2022/23 | 106.25 | 56.75 | 4
2022/23 | 106.75 | 56.75 | 4
2022/23 | 107.25 | 56.75 | 6
2022/23 | 107.75 | 56.75 | 8
2022/23 | 108.25 | 56.75 | 8
2022/23 | 108.75 | 56.75 | 9
2022/23 | 109.25 | 56.75 | 5
2022/23 | 109.75 | 56.75 | 10
2022/23 | 110.25 | 56.75 | 7
2022/23 | 110.75 | 56.75 | 13
2022/23 | 111.25 | 56.75 | 18
2022/23 | 111.75 | 56.75 | 15
2022/23 | 112.25 | 56.75 | 9
2022/23 | 112.75 | 56.75 | 15
2022/23 | 113.25 | 56.75 | 18
2022/23 | 113.75 | 56.75 | 18
2022/23 | 114.25 | 56.75 | 21
2022/23 | 114.75 | 56.75 | 28
2022/23 | 115.25 | 56.75 | 18
2022/23 | 115.75 | 56.75 | 18
2022/23 | 116.25 | 56.75 | 31
2022/23 | 116.75 | 56.75 | 16
2022/23 | 117.25 | 56.75 | 17
2022/23 | 117.75 | 56.75 | 19
2022/23 | 118.25 | 56.75 | 18
2022/23 | 118.75 | 56.75 | 32
2022/23 | 119.25 | 56.75 | 22
2022/23 | 119.75 | 56.75 | 27
2022/23 | 120.25 | 56.75 | 21
2022/23 | 120.75 | 56.75 | 23
2022/23 | 121.25 | 56.75 | 25
2022/23 | 121.75 | 56.75 | 29
2022/23 | 122.25 | 56.75 | 22
2022/23 | 122.75 | 56.75 | 27
2022/23 | 123.25 | 56.75 | 34
2022/23 | 123.75 | 56.75 | 28
2022/23 | 124.25 | 56.75 | 45
2022/23 | 124.75 | 56.75 | 26
2022/23 | 125.25 | 56.75 | 43
2022/23 | 125.75 | 56.75 | 25
2022/23 | 126.25 | 56.75 | 36
2022/23 | 126.75 | 56.75 | 29
2022/23 | 127.25 | 56.75 | 27
2022/23 | 127.75 | 56.75 | 45
2022/23 | 128.25 | 56.75 | 31
2022/23 | 128.75 | 56.75 | 57
2022/23 | 129.25 | 56.75 | 36
2022/23 | 129.75 | 56.75 | 40
2022/23 | 130.25 | 56.75 | 39
2022/23 | 130.75 | 56.75 | 34
2022/23 | 131.25 | 56.75 | 34
2022/23 | 131.75 | 56.75 | 52
2022/23 | 132.25 | 56.75 | 39
2022/23 | 132.75 | 56.75 | 41
2022/23 | 133.25 | 56.75 | 41
2022/23 | 133.75 | 56.75 | 39
2022/23 | 134.25 | 56.75 | 28
2022/23 | 134.75 | 56.75 | 29
2022/23 | 135.25 | 56.75 | 40
2022/23 | 135.75 | 56.75 | 43
2022/23 | 136.25 | 56.75 | 49
2022/23 | 136.75 | 56.75 | 50
2022/23 | 137.25 | 56.75 | 46
2022/23 | 137.75 | 56.75 | 47
2022/23 | 138.25 | 56.75 | 41
2022/23 | 138.75 | 56.75 | 39
2022/23 | 139.25 | 56.75 | 39
2022/23 | 139.75 | 56.75 | 51
2022/23 | 140.25 | 56.75 | 45
2022/23 | 140.75 | 56.75 | 46
2022/23 | 141.25 | 56.75 | 42
2022/23 | 141.75 | 56.75 | 34
2022/23 | 142.25 | 56.75 | 40
2022/23 | 142.75 | 56.75 | 41
2022/23 | 143.25 | 56.75 | 32
2022/23 | 143.75 | 56.75 | 46
2022/23 | 144.25 | 56.75 | 33
2022/23 | 144.75 | 56.75 | 40
2022/23 | 145.25 | 56.75 | 37
2022/23 | 145.75 | 56.75 | 35
2022/23 | 146.25 | 56.75 | 46
2022/23 | 146.75 | 56.75 | 47
2022/23 | 147.25 | 56.75 | 51
2022/23 | 147.75 | 56.75 | 41
2022/23 | 148.25 | 56.75 | 38
2022/23 | 148.75 | 56.75 | 35
2022/23 | 149.25 | 56.75 | 24
2022/23 | 149.75 | 56.75 | 42
2022/23 | 150.25 | 56.75 | 43
2022/23 | 150.75 | 56.75 | 59
2022/23 | 151.25 | 56.75 | 27
2022/23 | 151.75 | 56.75 | 41
2022/23 | 152.25 | 56.75 | 40
2022/23 | 152.75 | 56.75 | 46
2022/23 | 153.25 | 56.75 | 39
2022/23 | 153.75 | 56.75 | 41
2022/23 | 154.25 | 56.75 | 38
2022/23 | 154.75 | 56.75 | 44
2022/23 | 155.25 | 56.75 | 43
2022/23 | 155.75 | 56.75 | 32
2022/23 | 156.25 | 56.75 | 44
2022/23 | 156.75 | 56.75 | 40
2022/23 | 157.25 | 56.75 | 39
2022/23 | 157.75 | 56.75 | 48
2022/23 | 158.25 | 56.75 | 41
2022/23 | 158.75 | 56.75 | 52
2022/23 | 159.25 | 56.75 | 38
2022/23 | 159.75 | 56.75 | 40
2022/23 | 160.25 | 56.75 | 41
2022/23 | 160.75 | 56.75 | 34
2022/23 | 161.25 | 56.75 | 43
2022/23 | 161.75 | 56.75 | 33
2022/23 | 162.25 | 56.75 | 35
2022/23 | 162.75 | 56.75 | 38
2022/23 | 163.25 | 56.75 | 34
2022/23 | 163.75 | 56.75 | 40
2022/23 | 164.25 | 56.75 | 33
2022/23 | 164.75 | 56.75 | 37
2022/23 | 165.25 | 56.75 | 32
2022/23 | 165.75 | 56.75 | 24
2022/23 | 166.25 | 56.75 | 21
2022/23 | 166.75 | 56.75 | 35
2022/23 | 167.25 | 56.75 | 24
2022/23 | 167.75 | 56.75 | 36
2022/23 | 168.25 | 56.75 | 35
2022/23 | 168.75 | 56.75 | 27
2022/23 | 169.25 | 56.75 | 28
2022/23 | 169.75 | 56.75 | 25
2022/23 | 170.25 | 56.75 | 34
2022/23 | 170.75 | 56.75 | 21
2022/23 | 171.25 | 56.75 | 21
2022/23 | 171.75 | 56.75 | 23
2022/23 | 172.25 | 56.75 | 30
2022/23 | 172.75 | 56.75 | 27
2022/23 | 173.25 | 56.75 | 17
2022/23 | 173.75 | 56.75 | 20
2022/23 | 174.25 | 56.75 | 20
2022/23 | 174.75 | 56.75 | 15
2022/23 | 175.25 | 56.75 | 19
2022/23 | 175.75 | 56.75 | 20
2022/23 | 176.25 | 56.75 | 17
2022/23 | 176.75 | 56.75 | 24
2022/23 | 177.25 | 56.75 | 20
2022/23 | 177.75 | 56.75 | 17
2022/23 | 178.25 | 56.75 | 15
2022/23 | 178.75 | 56.75 | 19
2022/23 | 179.25 | 56.75 | 15
2022/23 | 179.75 | 56.75 | 15
2022/23 | 180.25 | 56.75 | 18
2022/23 | 180.75 | 56.75 | 11
2022/23 | 181.25 | 56.75 | 19
2022/23 | 181.75 | 56.75 | 10
2022/23 | 182.25 | 56.75 | 18
2022/23 | 182.75 | 56.75 | 16
2022/23 | 183.25 | 56.75 | 7
2022/23 | 183.75 | 56.75 | 12
2022/23 | 184.25 | 56.75 | 14
2022/23 | 184.75 | 56.75 | 6
2022/23 | 185.25 | 56.75 | 14
2022/23 | 185.75 | 56.75 | 13
2022/23 | 186.25 | 56.75 | 12
2022/23 | 186.75 | 56.75 | 10
2022/23 | 187.25 | 56.75 | 14
2022/23 | 187.75 | 56.75 | 9
2022/23 | 188.25 | 56.75 | 8
2022/23 | 188.75 | 56.75 | 11
2022/23 | 189.25 | 56.75 | 8
2022/23 | 189.75 | 56.75 | 5
2022/23 | 190.25 | 56.75 | 13
2022/23 | 190.75 | 56.75 | 5
2022/23 | 191.25 | 56.75 | 7
2022/23 | 191.75 | 56.75 | 6
2022/23 | 192.25 | 56.75 | 9
2022/23 | 192.75 | 56.75 | 9
2022/23 | 193.25 | 56.75 | 7
2022/23 | 193.75 | 56.75 | 13
2022/23 | 194.25 | 56.75 | 13
2022/23 | 194.75 | 56.75 | 7
2022/23 | 195.25 | 56.75 | 4
2022/23 | 195.75 | 56.75 | 7
2022/23 | 196.25 | 56.75 | 4
2022/23 | 196.75 | 56.75 | 4
2022/23 | 197.25 | 56.75 | 7
2022/23 | 197.75 | 56.75 | 6
2022/23 | 198.25 | 56.75 | 1
2022/23 | 198.75 | 56.75 | 5
2022/23 | 199.75 | 56.75 | 8
2022/23 | 200.25 | 56.75 | 5
2022/23 | 200.75 | 56.75 | 6
2022/23 | 201.25 | 56.75 | 5
2022/23 | 201.75 | 56.75 | 5
2022/23 | 202.25 | 56.75 | 4
2022/23 | 202.75 | 56.75 | 3
2022/23 | 203.25 | 56.75 | 2
2022/23 | 203.75 | 56.75 | 1
2022/23 | 204.25 | 56.75 | 4
2022/23 | 204.75 | 56.75 | 3
2022/23 | 205.25 | 56.75 | 2
2022/23 | 205.75 | 56.75 | 5
2022/23 | 206.25 | 56.75 | 5
2022/23 | 206.75 | 56.75 | 3
2022/23 | 207.25 | 56.75 | 3
2022/23 | 207.75 | 56.75 | 4
2022/23 | 208.25 | 56.75 | 2
2022/23 | 208.75 | 56.75 | 3
2022/23 | 209.25 | 56.75 | 5
2022/23 | 209.75 | 56.75 | 4
2022/23 | 210.25 | 56.75 | 1
2022/23 | 210.75 | 56.75 | 3
2022/23 | 211.25 | 56.75 | 2
2022/23 | 211.75 | 56.75 | 2
2022/23 | 212.25 | 56.75 | 3
2022/23 | 212.75 | 56.75 | 2
2022/23 | 213.25 | 56.75 | 3
2022/23 | 213.75 | 56.75 | 1
2022/23 | 214.75 | 56.75 | 1
2022/23 | 215.25 | 56.75 | 2
2022/23 | 216.25 | 56.75 | 6
2022/23 | 216.75 | 56.75 | 4
2022/23 | 218.25 | 56.75 | 3
2022/23 | 218.75 | 56.75 | 3
2022/23 | 219.25 | 56.75 | 1
2022/23 | 219.75 | 56.75 | 2
2022/23 | 220.75 | 56.75 | 1
2022/23 | 221.25 | 56.75 | 2
2022/23 | 221.75 | 56.75 | 3
2022/23 | 222.25 | 56.75 | 4
2022/23 | 222.75 | 56.75 | 3
2022/23 | 223.25 | 56.75 | 3
2022/23 | 223.75 | 56.75 | 1
2022/23 | 224.75 | 56.75 | 3
2022/23 | 225.25 | 56.75 | 2
2022/23 | 225.75 | 56.75 | 3
2022/23 | 226.25 | 56.75 | 1
2022/23 | 226.75 | 56.75 | 3
2022/23 | 227.25 | 56.75 | 1
2022/23 | 227.75 | 56.75 | 2
2022/23 | 228.25 | 56.75 | 2
2022/23 | 229.25 | 56.75 | 1
2022/23 | 229.75 | 56.75 | 4
2022/23 | 230.25 | 56.75 | 1
2022/23 | 230.75 | 56.75 | 3
2022/23 | 232.25 | 56.75 | 1
2022/23 | 232.75 | 56.75 | 2
2022/23 | 233.25 | 56.75 | 2
2022/23 | 234.25 | 56.75 | 1
2022/23 | 234.75 | 56.75 | 1
2022/23 | 235.25 | 56.75 | 1
2022/23 | 236.75 | 56.75 | 4
2022/23 | 237.75 | 56.75 | 2
2022/23 | 238.25 | 56.75 | 1
2022/23 | 239.25 | 56.75 | 2
2022/23 | 239.75 | 56.75 | 1
2022/23 | 240.25 | 56.75 | 1
2022/23 | 240.75 | 56.75 | 2
2022/23 | 241.25 | 56.75 | 2
2022/23 | 242.25 | 56.75 | 1
2022/23 | 242.75 | 56.75 | 2
2022/23 | 243.75 | 56.75 | 1
2022/23 | 244.25 | 56.75 | 2
2022/23 | 244.75 | 56.75 | 1
2022/23 | 245.75 | 56.75 | 1
2022/23 | 246.25 | 56.75 | 2
2022/23 | 247.25 | 56.75 | 4
2022/23 | 247.75 | 56.75 | 1
2022/23 | 248.75 | 56.75 | 2
2022/23 | 249.25 | 56.75 | 2
2022/23 | 249.75 | 56.75 | 1
2022/23 | 250.25 | 56.75 | 3
2022/23 | 251.75 | 56.75 | 1
2022/23 | 252.25 | 56.75 | 1
2022/23 | 252.75 | 56.75 | 3
2022/23 | 253.25 | 56.75 | 2
2022/23 | 253.75 | 56.75 | 1
2022/23 | 257.25 | 56.75 | 1
2022/23 | 257.75 | 56.75 | 1
2022/23 | 258.25 | 56.75 | 2
2022/23 | 258.75 | 56.75 | 1
2022/23 | 259.25 | 56.75 | 1
2022/23 | 259.75 | 56.75 | 2
2022/23 | 261.25 | 56.75 | 2
2022/23 | 261.75 | 56.75 | 2
2022/23 | 262.25 | 56.75 | 1
2022/23 | 263.75 | 56.75 | 1
2022/23 | 265.25 | 56.75 | 1
2022/23 | 265.75 | 56.75 | 2
2022/23 | 267.75 | 56.75 | 1
2022/23 | 268.25 | 56.75 | 1
2022/23 | 276.25 | 56.75 | 1
2022/23 | 276.75 | 56.75 | 1
2022/23 | 279.75 | 56.75 | 1
2022/23 | 280.75 | 56.75 | 1
2022/23 | 281.25 | 56.75 | 1
2022/23 | 281.75 | 56.75 | 1
2022/23 | 286.25 | 56.75 | 1
2022/23 | 292.25 | 56.75 | 1
2022/23 | 297.75 | 56.75 | 1
2022/23 | 306.75 | 56.75 | 1
2022/23 | 310.75 | 56.75 | 1
2022/23 | 322.75 | 56.75 | 1
2022/23 | 331.75 | 56.75 | 1
2022/23 | 338.25 | 56.75 | 1
2022/23 | 348.75 | 56.75 | 1
2022/23 | 90.25 | 57.25 | 1
2022/23 | 96.75 | 57.25 | 1
2022/23 | 97.75 | 57.25 | 1
2022/23 | 98.25 | 57.25 | 1
2022/23 | 99.25 | 57.25 | 2
2022/23 | 99.75 | 57.25 | 2
2022/23 | 100.25 | 57.25 | 1
2022/23 | 100.75 | 57.25 | 3
2022/23 | 101.25 | 57.25 | 3
2022/23 | 102.25 | 57.25 | 1
2022/23 | 103.25 | 57.25 | 1
2022/23 | 103.75 | 57.25 | 3
2022/23 | 104.25 | 57.25 | 2
2022/23 | 104.75 | 57.25 | 7
2022/23 | 105.25 | 57.25 | 1
2022/23 | 105.75 | 57.25 | 7
2022/23 | 106.25 | 57.25 | 3
2022/23 | 106.75 | 57.25 | 3
2022/23 | 107.25 | 57.25 | 5
2022/23 | 107.75 | 57.25 | 5
2022/23 | 108.25 | 57.25 | 5
2022/23 | 108.75 | 57.25 | 11
2022/23 | 109.25 | 57.25 | 8
2022/23 | 109.75 | 57.25 | 5
2022/23 | 110.25 | 57.25 | 11
2022/23 | 110.75 | 57.25 | 13
2022/23 | 111.25 | 57.25 | 9
2022/23 | 111.75 | 57.25 | 4
2022/23 | 112.25 | 57.25 | 7
2022/23 | 112.75 | 57.25 | 16
2022/23 | 113.25 | 57.25 | 18
2022/23 | 113.75 | 57.25 | 21
2022/23 | 114.25 | 57.25 | 12
2022/23 | 114.75 | 57.25 | 15
2022/23 | 115.25 | 57.25 | 21
2022/23 | 115.75 | 57.25 | 15
2022/23 | 116.25 | 57.25 | 21
2022/23 | 116.75 | 57.25 | 14
2022/23 | 117.25 | 57.25 | 13
2022/23 | 117.75 | 57.25 | 24
2022/23 | 118.25 | 57.25 | 29
2022/23 | 118.75 | 57.25 | 21
2022/23 | 119.25 | 57.25 | 20
2022/23 | 119.75 | 57.25 | 11
2022/23 | 120.25 | 57.25 | 21
2022/23 | 120.75 | 57.25 | 28
2022/23 | 121.25 | 57.25 | 28
2022/23 | 121.75 | 57.25 | 30
2022/23 | 122.25 | 57.25 | 25
2022/23 | 122.75 | 57.25 | 23
2022/23 | 123.25 | 57.25 | 33
2022/23 | 123.75 | 57.25 | 36
2022/23 | 124.25 | 57.25 | 31
2022/23 | 124.75 | 57.25 | 26
2022/23 | 125.25 | 57.25 | 23
2022/23 | 125.75 | 57.25 | 28
2022/23 | 126.25 | 57.25 | 34
2022/23 | 126.75 | 57.25 | 41
2022/23 | 127.25 | 57.25 | 34
2022/23 | 127.75 | 57.25 | 38
2022/23 | 128.25 | 57.25 | 35
2022/23 | 128.75 | 57.25 | 33
2022/23 | 129.25 | 57.25 | 39
2022/23 | 129.75 | 57.25 | 36
2022/23 | 130.25 | 57.25 | 34
2022/23 | 130.75 | 57.25 | 39
2022/23 | 131.25 | 57.25 | 36
2022/23 | 131.75 | 57.25 | 28
2022/23 | 132.25 | 57.25 | 34
2022/23 | 132.75 | 57.25 | 38
2022/23 | 133.25 | 57.25 | 40
2022/23 | 133.75 | 57.25 | 36
2022/23 | 134.25 | 57.25 | 44
2022/23 | 134.75 | 57.25 | 27
2022/23 | 135.25 | 57.25 | 53
2022/23 | 135.75 | 57.25 | 36
2022/23 | 136.25 | 57.25 | 37
2022/23 | 136.75 | 57.25 | 40
2022/23 | 137.25 | 57.25 | 43
2022/23 | 137.75 | 57.25 | 39
2022/23 | 138.25 | 57.25 | 38
2022/23 | 138.75 | 57.25 | 38
2022/23 | 139.25 | 57.25 | 33
2022/23 | 139.75 | 57.25 | 34
2022/23 | 140.25 | 57.25 | 48
2022/23 | 140.75 | 57.25 | 41
2022/23 | 141.25 | 57.25 | 38
2022/23 | 141.75 | 57.25 | 41
2022/23 | 142.25 | 57.25 | 49
2022/23 | 142.75 | 57.25 | 38
2022/23 | 143.25 | 57.25 | 39
2022/23 | 143.75 | 57.25 | 48
2022/23 | 144.25 | 57.25 | 50
2022/23 | 144.75 | 57.25 | 45
2022/23 | 145.25 | 57.25 | 44
2022/23 | 145.75 | 57.25 | 35
2022/23 | 146.25 | 57.25 | 47
2022/23 | 146.75 | 57.25 | 42
2022/23 | 147.25 | 57.25 | 49
2022/23 | 147.75 | 57.25 | 37
2022/23 | 148.25 | 57.25 | 38
2022/23 | 148.75 | 57.25 | 55
2022/23 | 149.25 | 57.25 | 34
2022/23 | 149.75 | 57.25 | 49
2022/23 | 150.25 | 57.25 | 42
2022/23 | 150.75 | 57.25 | 53
2022/23 | 151.25 | 57.25 | 37
2022/23 | 151.75 | 57.25 | 44
2022/23 | 152.25 | 57.25 | 45
2022/23 | 152.75 | 57.25 | 40
2022/23 | 153.25 | 57.25 | 42
2022/23 | 153.75 | 57.25 | 55
2022/23 | 154.25 | 57.25 | 39
2022/23 | 154.75 | 57.25 | 39
2022/23 | 155.25 | 57.25 | 46
2022/23 | 155.75 | 57.25 | 58
2022/23 | 156.25 | 57.25 | 35
2022/23 | 156.75 | 57.25 | 39
2022/23 | 157.25 | 57.25 | 44
2022/23 | 157.75 | 57.25 | 46
2022/23 | 158.25 | 57.25 | 25
2022/23 | 158.75 | 57.25 | 47
2022/23 | 159.25 | 57.25 | 29
2022/23 | 159.75 | 57.25 | 52
2022/23 | 160.25 | 57.25 | 40
2022/23 | 160.75 | 57.25 | 39
2022/23 | 161.25 | 57.25 | 33
2022/23 | 161.75 | 57.25 | 41
2022/23 | 162.25 | 57.25 | 39
2022/23 | 162.75 | 57.25 | 26
2022/23 | 163.25 | 57.25 | 38
2022/23 | 163.75 | 57.25 | 41
2022/23 | 164.25 | 57.25 | 29
2022/23 | 164.75 | 57.25 | 29
2022/23 | 165.25 | 57.25 | 33
2022/23 | 165.75 | 57.25 | 36
2022/23 | 166.25 | 57.25 | 35
2022/23 | 166.75 | 57.25 | 32
2022/23 | 167.25 | 57.25 | 31
2022/23 | 167.75 | 57.25 | 30
2022/23 | 168.25 | 57.25 | 23
2022/23 | 168.75 | 57.25 | 38
2022/23 | 169.25 | 57.25 | 18
2022/23 | 169.75 | 57.25 | 26
2022/23 | 170.25 | 57.25 | 27
2022/23 | 170.75 | 57.25 | 36
2022/23 | 171.25 | 57.25 | 25
2022/23 | 171.75 | 57.25 | 28
2022/23 | 172.25 | 57.25 | 31
2022/23 | 172.75 | 57.25 | 25
2022/23 | 173.25 | 57.25 | 36
2022/23 | 173.75 | 57.25 | 29
2022/23 | 174.25 | 57.25 | 17
2022/23 | 174.75 | 57.25 | 17
2022/23 | 175.25 | 57.25 | 24
2022/23 | 175.75 | 57.25 | 21
2022/23 | 176.25 | 57.25 | 25
2022/23 | 176.75 | 57.25 | 36
2022/23 | 177.25 | 57.25 | 22
2022/23 | 177.75 | 57.25 | 23
2022/23 | 178.25 | 57.25 | 15
2022/23 | 178.75 | 57.25 | 26
2022/23 | 179.25 | 57.25 | 16
2022/23 | 179.75 | 57.25 | 28
2022/23 | 180.25 | 57.25 | 26
2022/23 | 180.75 | 57.25 | 21
2022/23 | 181.25 | 57.25 | 14
2022/23 | 181.75 | 57.25 | 18
2022/23 | 182.25 | 57.25 | 15
2022/23 | 182.75 | 57.25 | 22
2022/23 | 183.25 | 57.25 | 13
2022/23 | 183.75 | 57.25 | 16
2022/23 | 184.25 | 57.25 | 18
2022/23 | 184.75 | 57.25 | 12
2022/23 | 185.25 | 57.25 | 14
2022/23 | 185.75 | 57.25 | 16
2022/23 | 186.25 | 57.25 | 14
2022/23 | 186.75 | 57.25 | 18
2022/23 | 187.25 | 57.25 | 12
2022/23 | 187.75 | 57.25 | 11
2022/23 | 188.25 | 57.25 | 10
2022/23 | 188.75 | 57.25 | 11
2022/23 | 189.25 | 57.25 | 8
2022/23 | 189.75 | 57.25 | 9
2022/23 | 190.25 | 57.25 | 13
2022/23 | 190.75 | 57.25 | 7
2022/23 | 191.25 | 57.25 | 5
2022/23 | 191.75 | 57.25 | 14
2022/23 | 192.25 | 57.25 | 6
2022/23 | 192.75 | 57.25 | 13
2022/23 | 193.25 | 57.25 | 5
2022/23 | 193.75 | 57.25 | 3
2022/23 | 194.25 | 57.25 | 3
2022/23 | 194.75 | 57.25 | 4
2022/23 | 195.25 | 57.25 | 7
2022/23 | 195.75 | 57.25 | 5
2022/23 | 196.25 | 57.25 | 4
2022/23 | 196.75 | 57.25 | 5
2022/23 | 197.25 | 57.25 | 3
2022/23 | 197.75 | 57.25 | 2
2022/23 | 198.25 | 57.25 | 6
2022/23 | 198.75 | 57.25 | 5
2022/23 | 199.25 | 57.25 | 2
2022/23 | 199.75 | 57.25 | 3
2022/23 | 200.25 | 57.25 | 4
2022/23 | 200.75 | 57.25 | 11
2022/23 | 201.25 | 57.25 | 6
2022/23 | 201.75 | 57.25 | 9
2022/23 | 202.25 | 57.25 | 4
2022/23 | 202.75 | 57.25 | 4
2022/23 | 203.25 | 57.25 | 3
2022/23 | 203.75 | 57.25 | 3
2022/23 | 204.25 | 57.25 | 1
2022/23 | 204.75 | 57.25 | 4
2022/23 | 205.25 | 57.25 | 4
2022/23 | 205.75 | 57.25 | 4
2022/23 | 206.25 | 57.25 | 3
2022/23 | 206.75 | 57.25 | 3
2022/23 | 207.25 | 57.25 | 5
2022/23 | 207.75 | 57.25 | 4
2022/23 | 208.25 | 57.25 | 5
2022/23 | 208.75 | 57.25 | 1
2022/23 | 209.25 | 57.25 | 2
2022/23 | 210.25 | 57.25 | 5
2022/23 | 210.75 | 57.25 | 3
2022/23 | 211.25 | 57.25 | 5
2022/23 | 211.75 | 57.25 | 5
2022/23 | 212.25 | 57.25 | 3
2022/23 | 212.75 | 57.25 | 6
2022/23 | 213.25 | 57.25 | 6
2022/23 | 214.25 | 57.25 | 1
2022/23 | 214.75 | 57.25 | 3
2022/23 | 215.75 | 57.25 | 3
2022/23 | 216.25 | 57.25 | 1
2022/23 | 216.75 | 57.25 | 2
2022/23 | 217.25 | 57.25 | 2
2022/23 | 217.75 | 57.25 | 1
2022/23 | 218.25 | 57.25 | 3
2022/23 | 218.75 | 57.25 | 1
2022/23 | 219.25 | 57.25 | 2
2022/23 | 219.75 | 57.25 | 1
2022/23 | 220.75 | 57.25 | 2
2022/23 | 221.75 | 57.25 | 3
2022/23 | 222.25 | 57.25 | 4
2022/23 | 222.75 | 57.25 | 2
2022/23 | 223.75 | 57.25 | 6
2022/23 | 224.25 | 57.25 | 2
2022/23 | 225.25 | 57.25 | 3
2022/23 | 225.75 | 57.25 | 5
2022/23 | 226.25 | 57.25 | 2
2022/23 | 226.75 | 57.25 | 1
2022/23 | 227.25 | 57.25 | 1
2022/23 | 227.75 | 57.25 | 1
2022/23 | 228.25 | 57.25 | 2
2022/23 | 229.25 | 57.25 | 1
2022/23 | 231.25 | 57.25 | 1
2022/23 | 232.25 | 57.25 | 1
2022/23 | 232.75 | 57.25 | 1
2022/23 | 233.25 | 57.25 | 3
2022/23 | 233.75 | 57.25 | 2
2022/23 | 234.25 | 57.25 | 2
2022/23 | 234.75 | 57.25 | 3
2022/23 | 235.25 | 57.25 | 2
2022/23 | 235.75 | 57.25 | 1
2022/23 | 239.25 | 57.25 | 2
2022/23 | 240.25 | 57.25 | 1
2022/23 | 241.25 | 57.25 | 2
2022/23 | 241.75 | 57.25 | 1
2022/23 | 242.75 | 57.25 | 1
2022/23 | 244.25 | 57.25 | 1
2022/23 | 244.75 | 57.25 | 2
2022/23 | 245.25 | 57.25 | 2
2022/23 | 245.75 | 57.25 | 2
2022/23 | 246.75 | 57.25 | 1
2022/23 | 247.25 | 57.25 | 1
2022/23 | 247.75 | 57.25 | 1
2022/23 | 248.25 | 57.25 | 2
2022/23 | 249.25 | 57.25 | 1
2022/23 | 251.25 | 57.25 | 1
2022/23 | 251.75 | 57.25 | 1
2022/23 | 252.25 | 57.25 | 1
2022/23 | 252.75 | 57.25 | 1
2022/23 | 253.25 | 57.25 | 1
2022/23 | 254.25 | 57.25 | 1
2022/23 | 254.75 | 57.25 | 1
2022/23 | 255.25 | 57.25 | 1
2022/23 | 255.75 | 57.25 | 1
2022/23 | 256.75 | 57.25 | 1
2022/23 | 257.25 | 57.25 | 1
2022/23 | 257.75 | 57.25 | 3
2022/23 | 259.75 | 57.25 | 1
2022/23 | 264.25 | 57.25 | 1
2022/23 | 265.25 | 57.25 | 1
2022/23 | 265.75 | 57.25 | 1
2022/23 | 269.25 | 57.25 | 1
2022/23 | 273.25 | 57.25 | 1
2022/23 | 274.25 | 57.25 | 1
2022/23 | 278.25 | 57.25 | 1
2022/23 | 278.75 | 57.25 | 1
2022/23 | 279.25 | 57.25 | 1
2022/23 | 295.75 | 57.25 | 1
2022/23 | 297.25 | 57.25 | 1
2022/23 | 297.75 | 57.25 | 1
2022/23 | 300.25 | 57.25 | 1
2022/23 | 301.25 | 57.25 | 1
2022/23 | 307.75 | 57.25 | 1
2022/23 | 317.75 | 57.25 | 1
2022/23 | 337.25 | 57.25 | 1
2022/23 | 91.75 | 57.75 | 1
2022/23 | 95.25 | 57.75 | 1
2022/23 | 97.25 | 57.75 | 1
2022/23 | 97.75 | 57.75 | 2
2022/23 | 98.25 | 57.75 | 2
2022/23 | 98.75 | 57.75 | 1
2022/23 | 100.25 | 57.75 | 2
2022/23 | 100.75 | 57.75 | 4
2022/23 | 101.25 | 57.75 | 4
2022/23 | 101.75 | 57.75 | 3
2022/23 | 102.25 | 57.75 | 4
2022/23 | 102.75 | 57.75 | 2
2022/23 | 103.25 | 57.75 | 5
2022/23 | 103.75 | 57.75 | 2
2022/23 | 104.25 | 57.75 | 3
2022/23 | 104.75 | 57.75 | 6
2022/23 | 105.25 | 57.75 | 6
2022/23 | 105.75 | 57.75 | 7
2022/23 | 106.25 | 57.75 | 5
2022/23 | 106.75 | 57.75 | 2
2022/23 | 107.25 | 57.75 | 4
2022/23 | 107.75 | 57.75 | 5
2022/23 | 108.25 | 57.75 | 6
2022/23 | 108.75 | 57.75 | 5
2022/23 | 109.25 | 57.75 | 7
2022/23 | 109.75 | 57.75 | 10
2022/23 | 110.25 | 57.75 | 12
2022/23 | 110.75 | 57.75 | 5
2022/23 | 111.25 | 57.75 | 10
2022/23 | 111.75 | 57.75 | 12
2022/23 | 112.25 | 57.75 | 13
2022/23 | 112.75 | 57.75 | 11
2022/23 | 113.25 | 57.75 | 13
2022/23 | 113.75 | 57.75 | 16
2022/23 | 114.25 | 57.75 | 9
2022/23 | 114.75 | 57.75 | 19
2022/23 | 115.25 | 57.75 | 12
2022/23 | 115.75 | 57.75 | 20
2022/23 | 116.25 | 57.75 | 21
2022/23 | 116.75 | 57.75 | 18
2022/23 | 117.25 | 57.75 | 24
2022/23 | 117.75 | 57.75 | 20
2022/23 | 118.25 | 57.75 | 23
2022/23 | 118.75 | 57.75 | 28
2022/23 | 119.25 | 57.75 | 34
2022/23 | 119.75 | 57.75 | 24
2022/23 | 120.25 | 57.75 | 26
2022/23 | 120.75 | 57.75 | 26
2022/23 | 121.25 | 57.75 | 32
2022/23 | 121.75 | 57.75 | 26
2022/23 | 122.25 | 57.75 | 24
2022/23 | 122.75 | 57.75 | 21
2022/23 | 123.25 | 57.75 | 19
2022/23 | 123.75 | 57.75 | 32
2022/23 | 124.25 | 57.75 | 39
2022/23 | 124.75 | 57.75 | 32
2022/23 | 125.25 | 57.75 | 31
2022/23 | 125.75 | 57.75 | 38
2022/23 | 126.25 | 57.75 | 31
2022/23 | 126.75 | 57.75 | 33
2022/23 | 127.25 | 57.75 | 37
2022/23 | 127.75 | 57.75 | 43
2022/23 | 128.25 | 57.75 | 38
2022/23 | 128.75 | 57.75 | 30
2022/23 | 129.25 | 57.75 | 39
2022/23 | 129.75 | 57.75 | 34
2022/23 | 130.25 | 57.75 | 30
2022/23 | 130.75 | 57.75 | 40
2022/23 | 131.25 | 57.75 | 44
2022/23 | 131.75 | 57.75 | 48
2022/23 | 132.25 | 57.75 | 42
2022/23 | 132.75 | 57.75 | 42
2022/23 | 133.25 | 57.75 | 38
2022/23 | 133.75 | 57.75 | 38
2022/23 | 134.25 | 57.75 | 37
2022/23 | 134.75 | 57.75 | 49
2022/23 | 135.25 | 57.75 | 38
2022/23 | 135.75 | 57.75 | 39
2022/23 | 136.25 | 57.75 | 45
2022/23 | 136.75 | 57.75 | 44
2022/23 | 137.25 | 57.75 | 37
2022/23 | 137.75 | 57.75 | 49
2022/23 | 138.25 | 57.75 | 44
2022/23 | 138.75 | 57.75 | 43
2022/23 | 139.25 | 57.75 | 49
2022/23 | 139.75 | 57.75 | 43
2022/23 | 140.25 | 57.75 | 44
2022/23 | 140.75 | 57.75 | 43
2022/23 | 141.25 | 57.75 | 49
2022/23 | 141.75 | 57.75 | 62
2022/23 | 142.25 | 57.75 | 43
2022/23 | 142.75 | 57.75 | 42
2022/23 | 143.25 | 57.75 | 52
2022/23 | 143.75 | 57.75 | 42
2022/23 | 144.25 | 57.75 | 54
2022/23 | 144.75 | 57.75 | 43
2022/23 | 145.25 | 57.75 | 48
2022/23 | 145.75 | 57.75 | 51
2022/23 | 146.25 | 57.75 | 48
2022/23 | 146.75 | 57.75 | 42
2022/23 | 147.25 | 57.75 | 42
2022/23 | 147.75 | 57.75 | 46
2022/23 | 148.25 | 57.75 | 54
2022/23 | 148.75 | 57.75 | 41
2022/23 | 149.25 | 57.75 | 41
2022/23 | 149.75 | 57.75 | 50
2022/23 | 150.25 | 57.75 | 54
2022/23 | 150.75 | 57.75 | 47
2022/23 | 151.25 | 57.75 | 52
2022/23 | 151.75 | 57.75 | 48
2022/23 | 152.25 | 57.75 | 55
2022/23 | 152.75 | 57.75 | 46
2022/23 | 153.25 | 57.75 | 44
2022/23 | 153.75 | 57.75 | 50
2022/23 | 154.25 | 57.75 | 47
2022/23 | 154.75 | 57.75 | 50
2022/23 | 155.25 | 57.75 | 43
2022/23 | 155.75 | 57.75 | 44
2022/23 | 156.25 | 57.75 | 43
2022/23 | 156.75 | 57.75 | 53
2022/23 | 157.25 | 57.75 | 35
2022/23 | 157.75 | 57.75 | 63
2022/23 | 158.25 | 57.75 | 40
2022/23 | 158.75 | 57.75 | 40
2022/23 | 159.25 | 57.75 | 39
2022/23 | 159.75 | 57.75 | 36
2022/23 | 160.25 | 57.75 | 39
2022/23 | 160.75 | 57.75 | 34
2022/23 | 161.25 | 57.75 | 38
2022/23 | 161.75 | 57.75 | 42
2022/23 | 162.25 | 57.75 | 31
2022/23 | 162.75 | 57.75 | 37
2022/23 | 163.25 | 57.75 | 42
2022/23 | 163.75 | 57.75 | 39
2022/23 | 164.25 | 57.75 | 37
2022/23 | 164.75 | 57.75 | 40
2022/23 | 165.25 | 57.75 | 34
2022/23 | 165.75 | 57.75 | 45
2022/23 | 166.25 | 57.75 | 34
2022/23 | 166.75 | 57.75 | 31
2022/23 | 167.25 | 57.75 | 32
2022/23 | 167.75 | 57.75 | 26
2022/23 | 168.25 | 57.75 | 36
2022/23 | 168.75 | 57.75 | 36
2022/23 | 169.25 | 57.75 | 30
2022/23 | 169.75 | 57.75 | 39
2022/23 | 170.25 | 57.75 | 31
2022/23 | 170.75 | 57.75 | 27
2022/23 | 171.25 | 57.75 | 20
2022/23 | 171.75 | 57.75 | 34
2022/23 | 172.25 | 57.75 | 28
2022/23 | 172.75 | 57.75 | 26
2022/23 | 173.25 | 57.75 | 24
2022/23 | 173.75 | 57.75 | 25
2022/23 | 174.25 | 57.75 | 25
2022/23 | 174.75 | 57.75 | 23
2022/23 | 175.25 | 57.75 | 25
2022/23 | 175.75 | 57.75 | 17
2022/23 | 176.25 | 57.75 | 28
2022/23 | 176.75 | 57.75 | 24
2022/23 | 177.25 | 57.75 | 21
2022/23 | 177.75 | 57.75 | 17
2022/23 | 178.25 | 57.75 | 17
2022/23 | 178.75 | 57.75 | 20
2022/23 | 179.25 | 57.75 | 18
2022/23 | 179.75 | 57.75 | 26
2022/23 | 180.25 | 57.75 | 22
2022/23 | 180.75 | 57.75 | 21
2022/23 | 181.25 | 57.75 | 25
2022/23 | 181.75 | 57.75 | 12
2022/23 | 182.25 | 57.75 | 21
2022/23 | 182.75 | 57.75 | 18
2022/23 | 183.25 | 57.75 | 19
2022/23 | 183.75 | 57.75 | 16
2022/23 | 184.25 | 57.75 | 15
2022/23 | 184.75 | 57.75 | 13
2022/23 | 185.25 | 57.75 | 15
2022/23 | 185.75 | 57.75 | 20
2022/23 | 186.25 | 57.75 | 14
2022/23 | 186.75 | 57.75 | 16
2022/23 | 187.25 | 57.75 | 16
2022/23 | 187.75 | 57.75 | 10
2022/23 | 188.25 | 57.75 | 11
2022/23 | 188.75 | 57.75 | 8
2022/23 | 189.25 | 57.75 | 16
2022/23 | 189.75 | 57.75 | 5
2022/23 | 190.25 | 57.75 | 11
2022/23 | 190.75 | 57.75 | 9
2022/23 | 191.25 | 57.75 | 13
2022/23 | 191.75 | 57.75 | 10
2022/23 | 192.25 | 57.75 | 7
2022/23 | 192.75 | 57.75 | 9
2022/23 | 193.25 | 57.75 | 7
2022/23 | 193.75 | 57.75 | 7
2022/23 | 194.25 | 57.75 | 10
2022/23 | 194.75 | 57.75 | 3
2022/23 | 195.25 | 57.75 | 5
2022/23 | 195.75 | 57.75 | 7
2022/23 | 196.25 | 57.75 | 6
2022/23 | 196.75 | 57.75 | 7
2022/23 | 197.25 | 57.75 | 8
2022/23 | 197.75 | 57.75 | 8
2022/23 | 198.25 | 57.75 | 7
2022/23 | 198.75 | 57.75 | 4
2022/23 | 199.25 | 57.75 | 9
2022/23 | 199.75 | 57.75 | 8
2022/23 | 200.25 | 57.75 | 8
2022/23 | 200.75 | 57.75 | 6
2022/23 | 201.25 | 57.75 | 3
2022/23 | 201.75 | 57.75 | 4
2022/23 | 202.25 | 57.75 | 3
2022/23 | 202.75 | 57.75 | 3
2022/23 | 203.25 | 57.75 | 3
2022/23 | 203.75 | 57.75 | 3
2022/23 | 204.25 | 57.75 | 2
2022/23 | 204.75 | 57.75 | 7
2022/23 | 205.25 | 57.75 | 3
2022/23 | 205.75 | 57.75 | 1
2022/23 | 206.25 | 57.75 | 2
2022/23 | 206.75 | 57.75 | 4
2022/23 | 207.25 | 57.75 | 3
2022/23 | 207.75 | 57.75 | 3
2022/23 | 208.25 | 57.75 | 7
2022/23 | 208.75 | 57.75 | 1
2022/23 | 209.25 | 57.75 | 4
2022/23 | 209.75 | 57.75 | 8
2022/23 | 210.25 | 57.75 | 3
2022/23 | 210.75 | 57.75 | 3
2022/23 | 211.25 | 57.75 | 3
2022/23 | 211.75 | 57.75 | 3
2022/23 | 212.25 | 57.75 | 4
2022/23 | 212.75 | 57.75 | 4
2022/23 | 213.25 | 57.75 | 2
2022/23 | 213.75 | 57.75 | 3
2022/23 | 214.25 | 57.75 | 4
2022/23 | 214.75 | 57.75 | 3
2022/23 | 215.25 | 57.75 | 2
2022/23 | 215.75 | 57.75 | 6
2022/23 | 216.25 | 57.75 | 1
2022/23 | 216.75 | 57.75 | 1
2022/23 | 217.25 | 57.75 | 1
2022/23 | 217.75 | 57.75 | 2
2022/23 | 218.25 | 57.75 | 3
2022/23 | 218.75 | 57.75 | 5
2022/23 | 219.25 | 57.75 | 4
2022/23 | 219.75 | 57.75 | 2
2022/23 | 220.25 | 57.75 | 3
2022/23 | 220.75 | 57.75 | 3
2022/23 | 221.25 | 57.75 | 3
2022/23 | 221.75 | 57.75 | 4
2022/23 | 222.25 | 57.75 | 4
2022/23 | 223.25 | 57.75 | 3
2022/23 | 223.75 | 57.75 | 3
2022/23 | 224.25 | 57.75 | 3
2022/23 | 224.75 | 57.75 | 1
2022/23 | 225.25 | 57.75 | 1
2022/23 | 225.75 | 57.75 | 3
2022/23 | 226.25 | 57.75 | 3
2022/23 | 227.75 | 57.75 | 2
2022/23 | 228.25 | 57.75 | 2
2022/23 | 228.75 | 57.75 | 2
2022/23 | 229.25 | 57.75 | 1
2022/23 | 229.75 | 57.75 | 2
2022/23 | 230.25 | 57.75 | 2
2022/23 | 231.25 | 57.75 | 1
2022/23 | 231.75 | 57.75 | 2
2022/23 | 232.25 | 57.75 | 1
2022/23 | 232.75 | 57.75 | 1
2022/23 | 233.25 | 57.75 | 3
2022/23 | 233.75 | 57.75 | 4
2022/23 | 234.75 | 57.75 | 1
2022/23 | 235.75 | 57.75 | 1
2022/23 | 236.75 | 57.75 | 1
2022/23 | 237.25 | 57.75 | 1
2022/23 | 239.25 | 57.75 | 2
2022/23 | 239.75 | 57.75 | 1
2022/23 | 240.25 | 57.75 | 2
2022/23 | 240.75 | 57.75 | 1
2022/23 | 241.25 | 57.75 | 2
2022/23 | 242.25 | 57.75 | 1
2022/23 | 242.75 | 57.75 | 1
2022/23 | 243.25 | 57.75 | 2
2022/23 | 243.75 | 57.75 | 1
2022/23 | 244.25 | 57.75 | 3
2022/23 | 244.75 | 57.75 | 1
2022/23 | 245.25 | 57.75 | 1
2022/23 | 246.75 | 57.75 | 1
2022/23 | 247.25 | 57.75 | 2
2022/23 | 247.75 | 57.75 | 3
2022/23 | 248.25 | 57.75 | 3
2022/23 | 248.75 | 57.75 | 1
2022/23 | 249.75 | 57.75 | 1
2022/23 | 250.75 | 57.75 | 1
2022/23 | 251.25 | 57.75 | 1
2022/23 | 251.75 | 57.75 | 2
2022/23 | 252.75 | 57.75 | 1
2022/23 | 253.75 | 57.75 | 1
2022/23 | 255.25 | 57.75 | 1
2022/23 | 255.75 | 57.75 | 2
2022/23 | 256.25 | 57.75 | 1
2022/23 | 257.25 | 57.75 | 1
2022/23 | 258.25 | 57.75 | 2
2022/23 | 259.25 | 57.75 | 1
2022/23 | 260.75 | 57.75 | 1
2022/23 | 261.75 | 57.75 | 1
2022/23 | 262.75 | 57.75 | 2
2022/23 | 263.25 | 57.75 | 1
2022/23 | 263.75 | 57.75 | 1
2022/23 | 264.75 | 57.75 | 1
2022/23 | 266.25 | 57.75 | 1
2022/23 | 266.75 | 57.75 | 1
2022/23 | 267.25 | 57.75 | 1
2022/23 | 267.75 | 57.75 | 1
2022/23 | 269.75 | 57.75 | 3
2022/23 | 272.25 | 57.75 | 1
2022/23 | 273.25 | 57.75 | 1
2022/23 | 273.75 | 57.75 | 1
2022/23 | 274.75 | 57.75 | 1
2022/23 | 279.75 | 57.75 | 1
2022/23 | 281.25 | 57.75 | 1
2022/23 | 284.25 | 57.75 | 1
2022/23 | 297.25 | 57.75 | 1
2022/23 | 298.75 | 57.75 | 2
2022/23 | 313.75 | 57.75 | 1
2022/23 | 314.75 | 57.75 | 1
2022/23 | 321.25 | 57.75 | 1
2022/23 | 97.25 | 58.25 | 3
2022/23 | 98.25 | 58.25 | 1
2022/23 | 98.75 | 58.25 | 1
2022/23 | 99.25 | 58.25 | 1
2022/23 | 100.75 | 58.25 | 2
2022/23 | 101.75 | 58.25 | 3
2022/23 | 102.25 | 58.25 | 3
2022/23 | 102.75 | 58.25 | 2
2022/23 | 103.25 | 58.25 | 2
2022/23 | 103.75 | 58.25 | 5
2022/23 | 104.25 | 58.25 | 1
2022/23 | 104.75 | 58.25 | 5
2022/23 | 105.25 | 58.25 | 6
2022/23 | 105.75 | 58.25 | 2
2022/23 | 106.25 | 58.25 | 5
2022/23 | 106.75 | 58.25 | 7
2022/23 | 107.25 | 58.25 | 5
2022/23 | 107.75 | 58.25 | 4
2022/23 | 108.25 | 58.25 | 5
2022/23 | 108.75 | 58.25 | 6
2022/23 | 109.25 | 58.25 | 6
2022/23 | 109.75 | 58.25 | 8
2022/23 | 110.25 | 58.25 | 5
2022/23 | 110.75 | 58.25 | 9
2022/23 | 111.25 | 58.25 | 11
2022/23 | 111.75 | 58.25 | 15
2022/23 | 112.25 | 58.25 | 10
2022/23 | 112.75 | 58.25 | 8
2022/23 | 113.25 | 58.25 | 13
2022/23 | 113.75 | 58.25 | 14
2022/23 | 114.25 | 58.25 | 22
2022/23 | 114.75 | 58.25 | 21
2022/23 | 115.25 | 58.25 | 13
2022/23 | 115.75 | 58.25 | 17
2022/23 | 116.25 | 58.25 | 23
2022/23 | 116.75 | 58.25 | 15
2022/23 | 117.25 | 58.25 | 22
2022/23 | 117.75 | 58.25 | 18
2022/23 | 118.25 | 58.25 | 24
2022/23 | 118.75 | 58.25 | 24
2022/23 | 119.25 | 58.25 | 27
2022/23 | 119.75 | 58.25 | 22
2022/23 | 120.25 | 58.25 | 26
2022/23 | 120.75 | 58.25 | 31
2022/23 | 121.25 | 58.25 | 31
2022/23 | 121.75 | 58.25 | 21
2022/23 | 122.25 | 58.25 | 27
2022/23 | 122.75 | 58.25 | 24
2022/23 | 123.25 | 58.25 | 30
2022/23 | 123.75 | 58.25 | 31
2022/23 | 124.25 | 58.25 | 36
2022/23 | 124.75 | 58.25 | 31
2022/23 | 125.25 | 58.25 | 35
2022/23 | 125.75 | 58.25 | 38
2022/23 | 126.25 | 58.25 | 34
2022/23 | 126.75 | 58.25 | 50
2022/23 | 127.25 | 58.25 | 42
2022/23 | 127.75 | 58.25 | 41
2022/23 | 128.25 | 58.25 | 40
2022/23 | 128.75 | 58.25 | 30
2022/23 | 129.25 | 58.25 | 41
2022/23 | 129.75 | 58.25 | 40
2022/23 | 130.25 | 58.25 | 34
2022/23 | 130.75 | 58.25 | 31
2022/23 | 131.25 | 58.25 | 41
2022/23 | 131.75 | 58.25 | 29
2022/23 | 132.25 | 58.25 | 50
2022/23 | 132.75 | 58.25 | 56
2022/23 | 133.25 | 58.25 | 43
2022/23 | 133.75 | 58.25 | 44
2022/23 | 134.25 | 58.25 | 41
2022/23 | 134.75 | 58.25 | 44
2022/23 | 135.25 | 58.25 | 32
2022/23 | 135.75 | 58.25 | 41
2022/23 | 136.25 | 58.25 | 59
2022/23 | 136.75 | 58.25 | 43
2022/23 | 137.25 | 58.25 | 49
2022/23 | 137.75 | 58.25 | 54
2022/23 | 138.25 | 58.25 | 40
2022/23 | 138.75 | 58.25 | 36
2022/23 | 139.25 | 58.25 | 40
2022/23 | 139.75 | 58.25 | 43
2022/23 | 140.25 | 58.25 | 40
2022/23 | 140.75 | 58.25 | 50
2022/23 | 141.25 | 58.25 | 42
2022/23 | 141.75 | 58.25 | 48
2022/23 | 142.25 | 58.25 | 55
2022/23 | 142.75 | 58.25 | 64
2022/23 | 143.25 | 58.25 | 59
2022/23 | 143.75 | 58.25 | 51
2022/23 | 144.25 | 58.25 | 44
2022/23 | 144.75 | 58.25 | 44
2022/23 | 145.25 | 58.25 | 47
2022/23 | 145.75 | 58.25 | 56
2022/23 | 146.25 | 58.25 | 55
2022/23 | 146.75 | 58.25 | 63
2022/23 | 147.25 | 58.25 | 61
2022/23 | 147.75 | 58.25 | 51
2022/23 | 148.25 | 58.25 | 45
2022/23 | 148.75 | 58.25 | 49
2022/23 | 149.25 | 58.25 | 51
2022/23 | 149.75 | 58.25 | 54
2022/23 | 150.25 | 58.25 | 46
2022/23 | 150.75 | 58.25 | 49
2022/23 | 151.25 | 58.25 | 54
2022/23 | 151.75 | 58.25 | 44
2022/23 | 152.25 | 58.25 | 44
2022/23 | 152.75 | 58.25 | 43
2022/23 | 153.25 | 58.25 | 48
2022/23 | 153.75 | 58.25 | 45
2022/23 | 154.25 | 58.25 | 44
2022/23 | 154.75 | 58.25 | 49
2022/23 | 155.25 | 58.25 | 50
2022/23 | 155.75 | 58.25 | 44
2022/23 | 156.25 | 58.25 | 44
2022/23 | 156.75 | 58.25 | 43
2022/23 | 157.25 | 58.25 | 46
2022/23 | 157.75 | 58.25 | 53
2022/23 | 158.25 | 58.25 | 53
2022/23 | 158.75 | 58.25 | 49
2022/23 | 159.25 | 58.25 | 46
2022/23 | 159.75 | 58.25 | 50
2022/23 | 160.25 | 58.25 | 37
2022/23 | 160.75 | 58.25 | 44
2022/23 | 161.25 | 58.25 | 52
2022/23 | 161.75 | 58.25 | 45
2022/23 | 162.25 | 58.25 | 49
2022/23 | 162.75 | 58.25 | 36
2022/23 | 163.25 | 58.25 | 37
2022/23 | 163.75 | 58.25 | 47
2022/23 | 164.25 | 58.25 | 48
2022/23 | 164.75 | 58.25 | 34
2022/23 | 165.25 | 58.25 | 53
2022/23 | 165.75 | 58.25 | 38
2022/23 | 166.25 | 58.25 | 35
2022/23 | 166.75 | 58.25 | 38
2022/23 | 167.25 | 58.25 | 29
2022/23 | 167.75 | 58.25 | 26
2022/23 | 168.25 | 58.25 | 42
2022/23 | 168.75 | 58.25 | 30
2022/23 | 169.25 | 58.25 | 38
2022/23 | 169.75 | 58.25 | 42
2022/23 | 170.25 | 58.25 | 36
2022/23 | 170.75 | 58.25 | 31
2022/23 | 171.25 | 58.25 | 31
2022/23 | 171.75 | 58.25 | 43
2022/23 | 172.25 | 58.25 | 30
2022/23 | 172.75 | 58.25 | 31
2022/23 | 173.25 | 58.25 | 32
2022/23 | 173.75 | 58.25 | 40
2022/23 | 174.25 | 58.25 | 36
2022/23 | 174.75 | 58.25 | 30
2022/23 | 175.25 | 58.25 | 29
2022/23 | 175.75 | 58.25 | 25
2022/23 | 176.25 | 58.25 | 26
2022/23 | 176.75 | 58.25 | 36
2022/23 | 177.25 | 58.25 | 27
2022/23 | 177.75 | 58.25 | 29
2022/23 | 178.25 | 58.25 | 19
2022/23 | 178.75 | 58.25 | 24
2022/23 | 179.25 | 58.25 | 22
2022/23 | 179.75 | 58.25 | 25
2022/23 | 180.25 | 58.25 | 17
2022/23 | 180.75 | 58.25 | 26
2022/23 | 181.25 | 58.25 | 17
2022/23 | 181.75 | 58.25 | 20
2022/23 | 182.25 | 58.25 | 20
2022/23 | 182.75 | 58.25 | 15
2022/23 | 183.25 | 58.25 | 16
2022/23 | 183.75 | 58.25 | 17
2022/23 | 184.25 | 58.25 | 13
2022/23 | 184.75 | 58.25 | 14
2022/23 | 185.25 | 58.25 | 12
2022/23 | 185.75 | 58.25 | 21
2022/23 | 186.25 | 58.25 | 12
2022/23 | 186.75 | 58.25 | 17
2022/23 | 187.25 | 58.25 | 12
2022/23 | 187.75 | 58.25 | 15
2022/23 | 188.25 | 58.25 | 17
2022/23 | 188.75 | 58.25 | 12
2022/23 | 189.25 | 58.25 | 16
2022/23 | 189.75 | 58.25 | 14
2022/23 | 190.25 | 58.25 | 12
2022/23 | 190.75 | 58.25 | 13
2022/23 | 191.25 | 58.25 | 12
2022/23 | 191.75 | 58.25 | 8
2022/23 | 192.25 | 58.25 | 7
2022/23 | 192.75 | 58.25 | 12
2022/23 | 193.25 | 58.25 | 8
2022/23 | 193.75 | 58.25 | 11
2022/23 | 194.25 | 58.25 | 6
2022/23 | 194.75 | 58.25 | 10
2022/23 | 195.25 | 58.25 | 8
2022/23 | 195.75 | 58.25 | 5
2022/23 | 196.25 | 58.25 | 6
2022/23 | 196.75 | 58.25 | 2
2022/23 | 197.25 | 58.25 | 6
2022/23 | 197.75 | 58.25 | 8
2022/23 | 198.25 | 58.25 | 1
2022/23 | 198.75 | 58.25 | 9
2022/23 | 199.25 | 58.25 | 7
2022/23 | 199.75 | 58.25 | 7
2022/23 | 200.25 | 58.25 | 4
2022/23 | 200.75 | 58.25 | 7
2022/23 | 201.25 | 58.25 | 4
2022/23 | 201.75 | 58.25 | 8
2022/23 | 202.25 | 58.25 | 9
2022/23 | 202.75 | 58.25 | 9
2022/23 | 203.25 | 58.25 | 6
2022/23 | 203.75 | 58.25 | 3
2022/23 | 204.25 | 58.25 | 6
2022/23 | 204.75 | 58.25 | 7
2022/23 | 205.75 | 58.25 | 4
2022/23 | 206.25 | 58.25 | 2
2022/23 | 206.75 | 58.25 | 2
2022/23 | 207.25 | 58.25 | 3
2022/23 | 207.75 | 58.25 | 4
2022/23 | 208.25 | 58.25 | 3
2022/23 | 208.75 | 58.25 | 2
2022/23 | 209.25 | 58.25 | 1
2022/23 | 209.75 | 58.25 | 2
2022/23 | 210.75 | 58.25 | 2
2022/23 | 211.25 | 58.25 | 2
2022/23 | 212.25 | 58.25 | 3
2022/23 | 212.75 | 58.25 | 1
2022/23 | 213.75 | 58.25 | 1
2022/23 | 214.25 | 58.25 | 4
2022/23 | 214.75 | 58.25 | 3
2022/23 | 215.25 | 58.25 | 1
2022/23 | 216.25 | 58.25 | 3
2022/23 | 216.75 | 58.25 | 2
2022/23 | 217.25 | 58.25 | 2
2022/23 | 217.75 | 58.25 | 1
2022/23 | 218.25 | 58.25 | 6
2022/23 | 219.25 | 58.25 | 3
2022/23 | 219.75 | 58.25 | 1
2022/23 | 220.25 | 58.25 | 2
2022/23 | 220.75 | 58.25 | 3
2022/23 | 221.25 | 58.25 | 3
2022/23 | 221.75 | 58.25 | 2
2022/23 | 222.25 | 58.25 | 5
2022/23 | 222.75 | 58.25 | 2
2022/23 | 223.25 | 58.25 | 2
2022/23 | 223.75 | 58.25 | 2
2022/23 | 224.25 | 58.25 | 3
2022/23 | 224.75 | 58.25 | 3
2022/23 | 225.25 | 58.25 | 2
2022/23 | 226.25 | 58.25 | 3
2022/23 | 227.25 | 58.25 | 3
2022/23 | 227.75 | 58.25 | 2
2022/23 | 228.25 | 58.25 | 1
2022/23 | 228.75 | 58.25 | 1
2022/23 | 229.25 | 58.25 | 1
2022/23 | 229.75 | 58.25 | 3
2022/23 | 230.25 | 58.25 | 1
2022/23 | 230.75 | 58.25 | 2
2022/23 | 232.75 | 58.25 | 2
2022/23 | 233.25 | 58.25 | 1
2022/23 | 234.75 | 58.25 | 1
2022/23 | 235.25 | 58.25 | 2
2022/23 | 236.25 | 58.25 | 1
2022/23 | 237.75 | 58.25 | 2
2022/23 | 238.25 | 58.25 | 1
2022/23 | 239.25 | 58.25 | 3
2022/23 | 240.75 | 58.25 | 1
2022/23 | 241.25 | 58.25 | 4
2022/23 | 241.75 | 58.25 | 4
2022/23 | 242.75 | 58.25 | 2
2022/23 | 243.25 | 58.25 | 1
2022/23 | 243.75 | 58.25 | 3
2022/23 | 245.25 | 58.25 | 1
2022/23 | 245.75 | 58.25 | 2
2022/23 | 246.25 | 58.25 | 3
2022/23 | 247.25 | 58.25 | 1
2022/23 | 247.75 | 58.25 | 1
2022/23 | 248.25 | 58.25 | 3
2022/23 | 248.75 | 58.25 | 1
2022/23 | 249.75 | 58.25 | 2
2022/23 | 250.25 | 58.25 | 1
2022/23 | 250.75 | 58.25 | 1
2022/23 | 251.25 | 58.25 | 1
2022/23 | 251.75 | 58.25 | 1
2022/23 | 252.25 | 58.25 | 1
2022/23 | 253.25 | 58.25 | 2
2022/23 | 253.75 | 58.25 | 1
2022/23 | 256.75 | 58.25 | 2
2022/23 | 257.75 | 58.25 | 1
2022/23 | 258.25 | 58.25 | 1
2022/23 | 258.75 | 58.25 | 1
2022/23 | 259.75 | 58.25 | 1
2022/23 | 260.25 | 58.25 | 1
2022/23 | 261.25 | 58.25 | 2
2022/23 | 262.25 | 58.25 | 1
2022/23 | 263.25 | 58.25 | 1
2022/23 | 264.25 | 58.25 | 1
2022/23 | 265.25 | 58.25 | 2
2022/23 | 265.75 | 58.25 | 1
2022/23 | 266.25 | 58.25 | 1
2022/23 | 266.75 | 58.25 | 1
2022/23 | 270.75 | 58.25 | 1
2022/23 | 271.25 | 58.25 | 1
2022/23 | 271.75 | 58.25 | 1
2022/23 | 273.25 | 58.25 | 2
2022/23 | 274.75 | 58.25 | 1
2022/23 | 278.25 | 58.25 | 1
2022/23 | 280.75 | 58.25 | 1
2022/23 | 281.75 | 58.25 | 1
2022/23 | 282.75 | 58.25 | 1
2022/23 | 286.25 | 58.25 | 1
2022/23 | 287.75 | 58.25 | 1
2022/23 | 292.25 | 58.25 | 1
2022/23 | 294.25 | 58.25 | 1
2022/23 | 300.75 | 58.25 | 1
2022/23 | 309.75 | 58.25 | 1
2022/23 | 360.25 | 58.25 | 1
2022/23 | 92.25 | 58.75 | 1
2022/23 | 93.25 | 58.75 | 1
2022/23 | 97.75 | 58.75 | 1
2022/23 | 98.25 | 58.75 | 2
2022/23 | 98.75 | 58.75 | 1
2022/23 | 100.25 | 58.75 | 1
2022/23 | 101.25 | 58.75 | 1
2022/23 | 101.75 | 58.75 | 1
2022/23 | 102.25 | 58.75 | 1
2022/23 | 103.25 | 58.75 | 5
2022/23 | 103.75 | 58.75 | 2
2022/23 | 104.25 | 58.75 | 6
2022/23 | 104.75 | 58.75 | 8
2022/23 | 105.25 | 58.75 | 3
2022/23 | 105.75 | 58.75 | 2
2022/23 | 106.25 | 58.75 | 1
2022/23 | 106.75 | 58.75 | 4
2022/23 | 107.25 | 58.75 | 6
2022/23 | 107.75 | 58.75 | 4
2022/23 | 108.25 | 58.75 | 2
2022/23 | 108.75 | 58.75 | 7
2022/23 | 109.25 | 58.75 | 1
2022/23 | 109.75 | 58.75 | 4
2022/23 | 110.25 | 58.75 | 8
2022/23 | 110.75 | 58.75 | 10
2022/23 | 111.25 | 58.75 | 6
2022/23 | 111.75 | 58.75 | 10
2022/23 | 112.25 | 58.75 | 6
2022/23 | 112.75 | 58.75 | 16
2022/23 | 113.25 | 58.75 | 10
2022/23 | 113.75 | 58.75 | 15
2022/23 | 114.25 | 58.75 | 14
2022/23 | 114.75 | 58.75 | 17
2022/23 | 115.25 | 58.75 | 28
2022/23 | 115.75 | 58.75 | 14
2022/23 | 116.25 | 58.75 | 22
2022/23 | 116.75 | 58.75 | 17
2022/23 | 117.25 | 58.75 | 19
2022/23 | 117.75 | 58.75 | 27
2022/23 | 118.25 | 58.75 | 17
2022/23 | 118.75 | 58.75 | 15
2022/23 | 119.25 | 58.75 | 26
2022/23 | 119.75 | 58.75 | 21
2022/23 | 120.25 | 58.75 | 32
2022/23 | 120.75 | 58.75 | 33
2022/23 | 121.25 | 58.75 | 22
2022/23 | 121.75 | 58.75 | 29
2022/23 | 122.25 | 58.75 | 26
2022/23 | 122.75 | 58.75 | 20
2022/23 | 123.25 | 58.75 | 27
2022/23 | 123.75 | 58.75 | 34
2022/23 | 124.25 | 58.75 | 42
2022/23 | 124.75 | 58.75 | 33
2022/23 | 125.25 | 58.75 | 28
2022/23 | 125.75 | 58.75 | 29
2022/23 | 126.25 | 58.75 | 42
2022/23 | 126.75 | 58.75 | 32
2022/23 | 127.25 | 58.75 | 43
2022/23 | 127.75 | 58.75 | 34
2022/23 | 128.25 | 58.75 | 43
2022/23 | 128.75 | 58.75 | 44
2022/23 | 129.25 | 58.75 | 40
2022/23 | 129.75 | 58.75 | 49
2022/23 | 130.25 | 58.75 | 38
2022/23 | 130.75 | 58.75 | 39
2022/23 | 131.25 | 58.75 | 35
2022/23 | 131.75 | 58.75 | 29
2022/23 | 132.25 | 58.75 | 61
2022/23 | 132.75 | 58.75 | 42
2022/23 | 133.25 | 58.75 | 48
2022/23 | 133.75 | 58.75 | 52
2022/23 | 134.25 | 58.75 | 54
2022/23 | 134.75 | 58.75 | 43
2022/23 | 135.25 | 58.75 | 46
2022/23 | 135.75 | 58.75 | 40
2022/23 | 136.25 | 58.75 | 50
2022/23 | 136.75 | 58.75 | 44
2022/23 | 137.25 | 58.75 | 48
2022/23 | 137.75 | 58.75 | 56
2022/23 | 138.25 | 58.75 | 34
2022/23 | 138.75 | 58.75 | 53
2022/23 | 139.25 | 58.75 | 51
2022/23 | 139.75 | 58.75 | 54
2022/23 | 140.25 | 58.75 | 48
2022/23 | 140.75 | 58.75 | 49
2022/23 | 141.25 | 58.75 | 43
2022/23 | 141.75 | 58.75 | 58
2022/23 | 142.25 | 58.75 | 36
2022/23 | 142.75 | 58.75 | 53
2022/23 | 143.25 | 58.75 | 46
2022/23 | 143.75 | 58.75 | 45
2022/23 | 144.25 | 58.75 | 44
2022/23 | 144.75 | 58.75 | 46
2022/23 | 145.25 | 58.75 | 56
2022/23 | 145.75 | 58.75 | 59
2022/23 | 146.25 | 58.75 | 55
2022/23 | 146.75 | 58.75 | 49
2022/23 | 147.25 | 58.75 | 61
2022/23 | 147.75 | 58.75 | 42
2022/23 | 148.25 | 58.75 | 51
2022/23 | 148.75 | 58.75 | 50
2022/23 | 149.25 | 58.75 | 44
2022/23 | 149.75 | 58.75 | 53
2022/23 | 150.25 | 58.75 | 50
2022/23 | 150.75 | 58.75 | 43
2022/23 | 151.25 | 58.75 | 56
2022/23 | 151.75 | 58.75 | 52
2022/23 | 152.25 | 58.75 | 58
2022/23 | 152.75 | 58.75 | 64
2022/23 | 153.25 | 58.75 | 57
2022/23 | 153.75 | 58.75 | 40
2022/23 | 154.25 | 58.75 | 43
2022/23 | 154.75 | 58.75 | 43
2022/23 | 155.25 | 58.75 | 45
2022/23 | 155.75 | 58.75 | 62
2022/23 | 156.25 | 58.75 | 49
2022/23 | 156.75 | 58.75 | 53
2022/23 | 157.25 | 58.75 | 47
2022/23 | 157.75 | 58.75 | 47
2022/23 | 158.25 | 58.75 | 48
2022/23 | 158.75 | 58.75 | 55
2022/23 | 159.25 | 58.75 | 51
2022/23 | 159.75 | 58.75 | 50
2022/23 | 160.25 | 58.75 | 57
2022/23 | 160.75 | 58.75 | 37
2022/23 | 161.25 | 58.75 | 46
2022/23 | 161.75 | 58.75 | 51
2022/23 | 162.25 | 58.75 | 54
2022/23 | 162.75 | 58.75 | 47
2022/23 | 163.25 | 58.75 | 49
2022/23 | 163.75 | 58.75 | 33
2022/23 | 164.25 | 58.75 | 37
2022/23 | 164.75 | 58.75 | 35
2022/23 | 165.25 | 58.75 | 42
2022/23 | 165.75 | 58.75 | 45
2022/23 | 166.25 | 58.75 | 31
2022/23 | 166.75 | 58.75 | 39
2022/23 | 167.25 | 58.75 | 33
2022/23 | 167.75 | 58.75 | 34
2022/23 | 168.25 | 58.75 | 39
2022/23 | 168.75 | 58.75 | 33
2022/23 | 169.25 | 58.75 | 34
2022/23 | 169.75 | 58.75 | 42
2022/23 | 170.25 | 58.75 | 39
2022/23 | 170.75 | 58.75 | 34
2022/23 | 171.25 | 58.75 | 27
2022/23 | 171.75 | 58.75 | 34
2022/23 | 172.25 | 58.75 | 21
2022/23 | 172.75 | 58.75 | 31
2022/23 | 173.25 | 58.75 | 27
2022/23 | 173.75 | 58.75 | 28
2022/23 | 174.25 | 58.75 | 23
2022/23 | 174.75 | 58.75 | 28
2022/23 | 175.25 | 58.75 | 30
2022/23 | 175.75 | 58.75 | 30
2022/23 | 176.25 | 58.75 | 39
2022/23 | 176.75 | 58.75 | 25
2022/23 | 177.25 | 58.75 | 30
2022/23 | 177.75 | 58.75 | 25
2022/23 | 178.25 | 58.75 | 26
2022/23 | 178.75 | 58.75 | 28
2022/23 | 179.25 | 58.75 | 32
2022/23 | 179.75 | 58.75 | 21
2022/23 | 180.25 | 58.75 | 23
2022/23 | 180.75 | 58.75 | 23
2022/23 | 181.25 | 58.75 | 20
2022/23 | 181.75 | 58.75 | 25
2022/23 | 182.25 | 58.75 | 22
2022/23 | 182.75 | 58.75 | 18
2022/23 | 183.25 | 58.75 | 24
2022/23 | 183.75 | 58.75 | 8
2022/23 | 184.25 | 58.75 | 12
2022/23 | 184.75 | 58.75 | 17
2022/23 | 185.25 | 58.75 | 13
2022/23 | 185.75 | 58.75 | 17
2022/23 | 186.25 | 58.75 | 8
2022/23 | 186.75 | 58.75 | 12
2022/23 | 187.25 | 58.75 | 18
2022/23 | 187.75 | 58.75 | 20
2022/23 | 188.25 | 58.75 | 22
2022/23 | 188.75 | 58.75 | 8
2022/23 | 189.25 | 58.75 | 10
2022/23 | 189.75 | 58.75 | 10
2022/23 | 190.25 | 58.75 | 15
2022/23 | 190.75 | 58.75 | 12
2022/23 | 191.25 | 58.75 | 11
2022/23 | 191.75 | 58.75 | 11
2022/23 | 192.25 | 58.75 | 11
2022/23 | 192.75 | 58.75 | 13
2022/23 | 193.25 | 58.75 | 15
2022/23 | 193.75 | 58.75 | 10
2022/23 | 194.25 | 58.75 | 8
2022/23 | 194.75 | 58.75 | 5
2022/23 | 195.25 | 58.75 | 6
2022/23 | 195.75 | 58.75 | 6
2022/23 | 196.25 | 58.75 | 10
2022/23 | 196.75 | 58.75 | 5
2022/23 | 197.25 | 58.75 | 8
2022/23 | 197.75 | 58.75 | 9
2022/23 | 198.25 | 58.75 | 11
2022/23 | 198.75 | 58.75 | 5
2022/23 | 199.25 | 58.75 | 8
2022/23 | 199.75 | 58.75 | 10
2022/23 | 200.25 | 58.75 | 3
2022/23 | 200.75 | 58.75 | 4
2022/23 | 201.25 | 58.75 | 1
2022/23 | 201.75 | 58.75 | 7
2022/23 | 202.25 | 58.75 | 8
2022/23 | 202.75 | 58.75 | 8
2022/23 | 203.25 | 58.75 | 5
2022/23 | 203.75 | 58.75 | 7
2022/23 | 204.25 | 58.75 | 5
2022/23 | 204.75 | 58.75 | 4
2022/23 | 205.25 | 58.75 | 4
2022/23 | 205.75 | 58.75 | 4
2022/23 | 206.25 | 58.75 | 2
2022/23 | 206.75 | 58.75 | 1
2022/23 | 207.25 | 58.75 | 5
2022/23 | 207.75 | 58.75 | 3
2022/23 | 208.25 | 58.75 | 2
2022/23 | 208.75 | 58.75 | 5
2022/23 | 209.25 | 58.75 | 3
2022/23 | 209.75 | 58.75 | 6
2022/23 | 210.25 | 58.75 | 4
2022/23 | 210.75 | 58.75 | 1
2022/23 | 211.25 | 58.75 | 6
2022/23 | 211.75 | 58.75 | 4
2022/23 | 212.25 | 58.75 | 2
2022/23 | 212.75 | 58.75 | 1
2022/23 | 213.25 | 58.75 | 3
2022/23 | 213.75 | 58.75 | 3
2022/23 | 214.25 | 58.75 | 4
2022/23 | 214.75 | 58.75 | 2
2022/23 | 215.25 | 58.75 | 5
2022/23 | 215.75 | 58.75 | 4
2022/23 | 216.25 | 58.75 | 2
2022/23 | 216.75 | 58.75 | 2
2022/23 | 217.25 | 58.75 | 2
2022/23 | 217.75 | 58.75 | 5
2022/23 | 218.25 | 58.75 | 5
2022/23 | 218.75 | 58.75 | 2
2022/23 | 219.25 | 58.75 | 5
2022/23 | 219.75 | 58.75 | 2
2022/23 | 220.25 | 58.75 | 2
2022/23 | 220.75 | 58.75 | 6
2022/23 | 221.25 | 58.75 | 3
2022/23 | 221.75 | 58.75 | 4
2022/23 | 222.25 | 58.75 | 3
2022/23 | 222.75 | 58.75 | 1
2022/23 | 223.25 | 58.75 | 2
2022/23 | 223.75 | 58.75 | 2
2022/23 | 224.25 | 58.75 | 5
2022/23 | 224.75 | 58.75 | 3
2022/23 | 225.25 | 58.75 | 2
2022/23 | 226.25 | 58.75 | 2
2022/23 | 226.75 | 58.75 | 1
2022/23 | 227.25 | 58.75 | 1
2022/23 | 227.75 | 58.75 | 2
2022/23 | 228.25 | 58.75 | 2
2022/23 | 229.25 | 58.75 | 4
2022/23 | 229.75 | 58.75 | 2
2022/23 | 230.75 | 58.75 | 2
2022/23 | 231.25 | 58.75 | 2
2022/23 | 231.75 | 58.75 | 3
2022/23 | 232.25 | 58.75 | 1
2022/23 | 232.75 | 58.75 | 3
2022/23 | 233.25 | 58.75 | 3
2022/23 | 233.75 | 58.75 | 3
2022/23 | 234.25 | 58.75 | 1
2022/23 | 234.75 | 58.75 | 2
2022/23 | 235.25 | 58.75 | 1
2022/23 | 236.25 | 58.75 | 1
2022/23 | 237.25 | 58.75 | 1
2022/23 | 237.75 | 58.75 | 2
2022/23 | 238.75 | 58.75 | 4
2022/23 | 239.25 | 58.75 | 1
2022/23 | 239.75 | 58.75 | 2
2022/23 | 240.25 | 58.75 | 1
2022/23 | 240.75 | 58.75 | 1
2022/23 | 241.25 | 58.75 | 2
2022/23 | 241.75 | 58.75 | 2
2022/23 | 243.25 | 58.75 | 4
2022/23 | 243.75 | 58.75 | 1
2022/23 | 244.25 | 58.75 | 1
2022/23 | 247.75 | 58.75 | 2
2022/23 | 248.25 | 58.75 | 1
2022/23 | 248.75 | 58.75 | 4
2022/23 | 249.25 | 58.75 | 1
2022/23 | 249.75 | 58.75 | 2
2022/23 | 250.25 | 58.75 | 4
2022/23 | 250.75 | 58.75 | 2
2022/23 | 251.25 | 58.75 | 2
2022/23 | 251.75 | 58.75 | 2
2022/23 | 252.75 | 58.75 | 1
2022/23 | 253.25 | 58.75 | 1
2022/23 | 253.75 | 58.75 | 1
2022/23 | 254.25 | 58.75 | 1
2022/23 | 254.75 | 58.75 | 1
2022/23 | 255.75 | 58.75 | 2
2022/23 | 256.75 | 58.75 | 1
2022/23 | 257.25 | 58.75 | 1
2022/23 | 257.75 | 58.75 | 1
2022/23 | 258.25 | 58.75 | 2
2022/23 | 261.75 | 58.75 | 1
2022/23 | 262.25 | 58.75 | 1
2022/23 | 263.25 | 58.75 | 1
2022/23 | 263.75 | 58.75 | 1
2022/23 | 264.25 | 58.75 | 2
2022/23 | 265.75 | 58.75 | 2
2022/23 | 266.25 | 58.75 | 1
2022/23 | 267.25 | 58.75 | 1
2022/23 | 269.75 | 58.75 | 1
2022/23 | 271.25 | 58.75 | 1
2022/23 | 273.75 | 58.75 | 1
2022/23 | 274.75 | 58.75 | 1
2022/23 | 276.25 | 58.75 | 1
2022/23 | 279.75 | 58.75 | 2
2022/23 | 281.25 | 58.75 | 1
2022/23 | 281.75 | 58.75 | 2
2022/23 | 283.25 | 58.75 | 1
2022/23 | 285.25 | 58.75 | 2
2022/23 | 285.75 | 58.75 | 1
2022/23 | 288.75 | 58.75 | 1
2022/23 | 297.25 | 58.75 | 1
2022/23 | 303.25 | 58.75 | 1
2022/23 | 305.75 | 58.75 | 2
2022/23 | 313.25 | 58.75 | 1
2022/23 | 315.75 | 58.75 | 1
2022/23 | 349.25 | 58.75 | 1
2022/23 | 349.75 | 58.75 | 1
2022/23 | 95.75 | 59.25 | 1
2022/23 | 96.75 | 59.25 | 1
2022/23 | 98.25 | 59.25 | 1
2022/23 | 98.75 | 59.25 | 1
2022/23 | 100.25 | 59.25 | 1
2022/23 | 100.75 | 59.25 | 1
2022/23 | 101.25 | 59.25 | 2
2022/23 | 101.75 | 59.25 | 3
2022/23 | 102.25 | 59.25 | 2
2022/23 | 102.75 | 59.25 | 1
2022/23 | 103.25 | 59.25 | 5
2022/23 | 103.75 | 59.25 | 3
2022/23 | 104.25 | 59.25 | 1
2022/23 | 104.75 | 59.25 | 3
2022/23 | 105.25 | 59.25 | 3
2022/23 | 105.75 | 59.25 | 2
2022/23 | 106.25 | 59.25 | 3
2022/23 | 106.75 | 59.25 | 3
2022/23 | 107.25 | 59.25 | 9
2022/23 | 107.75 | 59.25 | 5
2022/23 | 108.25 | 59.25 | 6
2022/23 | 108.75 | 59.25 | 6
2022/23 | 109.25 | 59.25 | 9
2022/23 | 109.75 | 59.25 | 8
2022/23 | 110.25 | 59.25 | 4
2022/23 | 110.75 | 59.25 | 9
2022/23 | 111.25 | 59.25 | 7
2022/23 | 111.75 | 59.25 | 8
2022/23 | 112.25 | 59.25 | 9
2022/23 | 112.75 | 59.25 | 9
2022/23 | 113.25 | 59.25 | 11
2022/23 | 113.75 | 59.25 | 20
2022/23 | 114.25 | 59.25 | 14
2022/23 | 114.75 | 59.25 | 19
2022/23 | 115.25 | 59.25 | 17
2022/23 | 115.75 | 59.25 | 17
2022/23 | 116.25 | 59.25 | 16
2022/23 | 116.75 | 59.25 | 22
2022/23 | 117.25 | 59.25 | 20
2022/23 | 117.75 | 59.25 | 18
2022/23 | 118.25 | 59.25 | 31
2022/23 | 118.75 | 59.25 | 23
2022/23 | 119.25 | 59.25 | 24
2022/23 | 119.75 | 59.25 | 19
2022/23 | 120.25 | 59.25 | 20
2022/23 | 120.75 | 59.25 | 27
2022/23 | 121.25 | 59.25 | 33
2022/23 | 121.75 | 59.25 | 29
2022/23 | 122.25 | 59.25 | 34
2022/23 | 122.75 | 59.25 | 27
2022/23 | 123.25 | 59.25 | 25
2022/23 | 123.75 | 59.25 | 23
2022/23 | 124.25 | 59.25 | 21
2022/23 | 124.75 | 59.25 | 32
2022/23 | 125.25 | 59.25 | 41
2022/23 | 125.75 | 59.25 | 39
2022/23 | 126.25 | 59.25 | 25
2022/23 | 126.75 | 59.25 | 30
2022/23 | 127.25 | 59.25 | 40
2022/23 | 127.75 | 59.25 | 46
2022/23 | 128.25 | 59.25 | 27
2022/23 | 128.75 | 59.25 | 50
2022/23 | 129.25 | 59.25 | 31
2022/23 | 129.75 | 59.25 | 35
2022/23 | 130.25 | 59.25 | 38
2022/23 | 130.75 | 59.25 | 41
2022/23 | 131.25 | 59.25 | 42
2022/23 | 131.75 | 59.25 | 51
2022/23 | 132.25 | 59.25 | 45
2022/23 | 132.75 | 59.25 | 55
2022/23 | 133.25 | 59.25 | 40
2022/23 | 133.75 | 59.25 | 47
2022/23 | 134.25 | 59.25 | 42
2022/23 | 134.75 | 59.25 | 52
2022/23 | 135.25 | 59.25 | 38
2022/23 | 135.75 | 59.25 | 47
2022/23 | 136.25 | 59.25 | 56
2022/23 | 136.75 | 59.25 | 54
2022/23 | 137.25 | 59.25 | 45
2022/23 | 137.75 | 59.25 | 45
2022/23 | 138.25 | 59.25 | 51
2022/23 | 138.75 | 59.25 | 44
2022/23 | 139.25 | 59.25 | 48
2022/23 | 139.75 | 59.25 | 59
2022/23 | 140.25 | 59.25 | 45
2022/23 | 140.75 | 59.25 | 42
2022/23 | 141.25 | 59.25 | 44
2022/23 | 141.75 | 59.25 | 57
2022/23 | 142.25 | 59.25 | 53
2022/23 | 142.75 | 59.25 | 49
2022/23 | 143.25 | 59.25 | 55
2022/23 | 143.75 | 59.25 | 54
2022/23 | 144.25 | 59.25 | 47
2022/23 | 144.75 | 59.25 | 63
2022/23 | 145.25 | 59.25 | 49
2022/23 | 145.75 | 59.25 | 57
2022/23 | 146.25 | 59.25 | 58
2022/23 | 146.75 | 59.25 | 62
2022/23 | 147.25 | 59.25 | 48
2022/23 | 147.75 | 59.25 | 62
2022/23 | 148.25 | 59.25 | 62
2022/23 | 148.75 | 59.25 | 57
2022/23 | 149.25 | 59.25 | 56
2022/23 | 149.75 | 59.25 | 60
2022/23 | 150.25 | 59.25 | 57
2022/23 | 150.75 | 59.25 | 61
2022/23 | 151.25 | 59.25 | 61
2022/23 | 151.75 | 59.25 | 36
2022/23 | 152.25 | 59.25 | 61
2022/23 | 152.75 | 59.25 | 56
2022/23 | 153.25 | 59.25 | 53
2022/23 | 153.75 | 59.25 | 58
2022/23 | 154.25 | 59.25 | 57
2022/23 | 154.75 | 59.25 | 55
2022/23 | 155.25 | 59.25 | 50
2022/23 | 155.75 | 59.25 | 49
2022/23 | 156.25 | 59.25 | 51
2022/23 | 156.75 | 59.25 | 52
2022/23 | 157.25 | 59.25 | 63
2022/23 | 157.75 | 59.25 | 44
2022/23 | 158.25 | 59.25 | 46
2022/23 | 158.75 | 59.25 | 59
2022/23 | 159.25 | 59.25 | 44
2022/23 | 159.75 | 59.25 | 50
2022/23 | 160.25 | 59.25 | 38
2022/23 | 160.75 | 59.25 | 54
2022/23 | 161.25 | 59.25 | 57
2022/23 | 161.75 | 59.25 | 38
2022/23 | 162.25 | 59.25 | 52
2022/23 | 162.75 | 59.25 | 42
2022/23 | 163.25 | 59.25 | 43
2022/23 | 163.75 | 59.25 | 46
2022/23 | 164.25 | 59.25 | 40
2022/23 | 164.75 | 59.25 | 55
2022/23 | 165.25 | 59.25 | 46
2022/23 | 165.75 | 59.25 | 43
2022/23 | 166.25 | 59.25 | 46
2022/23 | 166.75 | 59.25 | 37
2022/23 | 167.25 | 59.25 | 30
2022/23 | 167.75 | 59.25 | 51
2022/23 | 168.25 | 59.25 | 37
2022/23 | 168.75 | 59.25 | 51
2022/23 | 169.25 | 59.25 | 42
2022/23 | 169.75 | 59.25 | 45
2022/23 | 170.25 | 59.25 | 48
2022/23 | 170.75 | 59.25 | 42
2022/23 | 171.25 | 59.25 | 42
2022/23 | 171.75 | 59.25 | 35
2022/23 | 172.25 | 59.25 | 39
2022/23 | 172.75 | 59.25 | 38
2022/23 | 173.25 | 59.25 | 28
2022/23 | 173.75 | 59.25 | 29
2022/23 | 174.25 | 59.25 | 35
2022/23 | 174.75 | 59.25 | 35
2022/23 | 175.25 | 59.25 | 31
2022/23 | 175.75 | 59.25 | 38
2022/23 | 176.25 | 59.25 | 19
2022/23 | 176.75 | 59.25 | 23
2022/23 | 177.25 | 59.25 | 27
2022/23 | 177.75 | 59.25 | 22
2022/23 | 178.25 | 59.25 | 19
2022/23 | 178.75 | 59.25 | 40
2022/23 | 179.25 | 59.25 | 27
2022/23 | 179.75 | 59.25 | 25
2022/23 | 180.25 | 59.25 | 23
2022/23 | 180.75 | 59.25 | 27
2022/23 | 181.25 | 59.25 | 12
2022/23 | 181.75 | 59.25 | 21
2022/23 | 182.25 | 59.25 | 28
2022/23 | 182.75 | 59.25 | 28
2022/23 | 183.25 | 59.25 | 15
2022/23 | 183.75 | 59.25 | 19
2022/23 | 184.25 | 59.25 | 16
2022/23 | 184.75 | 59.25 | 15
2022/23 | 185.25 | 59.25 | 25
2022/23 | 185.75 | 59.25 | 18
2022/23 | 186.25 | 59.25 | 6
2022/23 | 186.75 | 59.25 | 20
2022/23 | 187.25 | 59.25 | 10
2022/23 | 187.75 | 59.25 | 15
2022/23 | 188.25 | 59.25 | 11
2022/23 | 188.75 | 59.25 | 12
2022/23 | 189.25 | 59.25 | 6
2022/23 | 189.75 | 59.25 | 17
2022/23 | 190.25 | 59.25 | 20
2022/23 | 190.75 | 59.25 | 14
2022/23 | 191.25 | 59.25 | 9
2022/23 | 191.75 | 59.25 | 16
2022/23 | 192.25 | 59.25 | 8
2022/23 | 192.75 | 59.25 | 15
2022/23 | 193.25 | 59.25 | 7
2022/23 | 193.75 | 59.25 | 8
2022/23 | 194.25 | 59.25 | 9
2022/23 | 194.75 | 59.25 | 8
2022/23 | 195.25 | 59.25 | 8
2022/23 | 195.75 | 59.25 | 11
2022/23 | 196.25 | 59.25 | 10
2022/23 | 196.75 | 59.25 | 11
2022/23 | 197.25 | 59.25 | 9
2022/23 | 197.75 | 59.25 | 8
2022/23 | 198.25 | 59.25 | 5
2022/23 | 198.75 | 59.25 | 9
2022/23 | 199.25 | 59.25 | 7
2022/23 | 199.75 | 59.25 | 5
2022/23 | 200.25 | 59.25 | 5
2022/23 | 200.75 | 59.25 | 5
2022/23 | 201.25 | 59.25 | 5
2022/23 | 201.75 | 59.25 | 8
2022/23 | 202.25 | 59.25 | 7
2022/23 | 202.75 | 59.25 | 6
2022/23 | 203.25 | 59.25 | 8
2022/23 | 203.75 | 59.25 | 3
2022/23 | 204.25 | 59.25 | 3
2022/23 | 204.75 | 59.25 | 4
2022/23 | 205.25 | 59.25 | 2
2022/23 | 205.75 | 59.25 | 1
2022/23 | 206.25 | 59.25 | 1
2022/23 | 206.75 | 59.25 | 3
2022/23 | 207.25 | 59.25 | 3
2022/23 | 207.75 | 59.25 | 4
2022/23 | 208.25 | 59.25 | 5
2022/23 | 209.25 | 59.25 | 8
2022/23 | 209.75 | 59.25 | 2
2022/23 | 210.25 | 59.25 | 6
2022/23 | 210.75 | 59.25 | 2
2022/23 | 211.25 | 59.25 | 2
2022/23 | 211.75 | 59.25 | 1
2022/23 | 212.25 | 59.25 | 3
2022/23 | 212.75 | 59.25 | 1
2022/23 | 213.25 | 59.25 | 3
2022/23 | 213.75 | 59.25 | 5
2022/23 | 214.25 | 59.25 | 3
2022/23 | 214.75 | 59.25 | 5
2022/23 | 215.25 | 59.25 | 1
2022/23 | 215.75 | 59.25 | 4
2022/23 | 216.25 | 59.25 | 1
2022/23 | 216.75 | 59.25 | 1
2022/23 | 217.25 | 59.25 | 3
2022/23 | 217.75 | 59.25 | 2
2022/23 | 218.25 | 59.25 | 2
2022/23 | 218.75 | 59.25 | 3
2022/23 | 219.25 | 59.25 | 4
2022/23 | 219.75 | 59.25 | 5
2022/23 | 220.25 | 59.25 | 2
2022/23 | 221.25 | 59.25 | 3
2022/23 | 221.75 | 59.25 | 2
2022/23 | 222.25 | 59.25 | 1
2022/23 | 222.75 | 59.25 | 2
2022/23 | 223.25 | 59.25 | 2
2022/23 | 223.75 | 59.25 | 3
2022/23 | 224.25 | 59.25 | 2
2022/23 | 224.75 | 59.25 | 3
2022/23 | 225.25 | 59.25 | 4
2022/23 | 225.75 | 59.25 | 2
2022/23 | 226.25 | 59.25 | 3
2022/23 | 226.75 | 59.25 | 4
2022/23 | 227.25 | 59.25 | 2
2022/23 | 227.75 | 59.25 | 4
2022/23 | 228.25 | 59.25 | 3
2022/23 | 228.75 | 59.25 | 3
2022/23 | 229.25 | 59.25 | 2
2022/23 | 229.75 | 59.25 | 2
2022/23 | 230.25 | 59.25 | 1
2022/23 | 230.75 | 59.25 | 5
2022/23 | 231.25 | 59.25 | 1
2022/23 | 231.75 | 59.25 | 1
2022/23 | 232.75 | 59.25 | 1
2022/23 | 233.25 | 59.25 | 1
2022/23 | 233.75 | 59.25 | 4
2022/23 | 234.25 | 59.25 | 3
2022/23 | 236.75 | 59.25 | 1
2022/23 | 239.25 | 59.25 | 3
2022/23 | 239.75 | 59.25 | 3
2022/23 | 240.25 | 59.25 | 2
2022/23 | 240.75 | 59.25 | 4
2022/23 | 241.25 | 59.25 | 4
2022/23 | 241.75 | 59.25 | 1
2022/23 | 243.75 | 59.25 | 2
2022/23 | 244.25 | 59.25 | 1
2022/23 | 244.75 | 59.25 | 2
2022/23 | 245.75 | 59.25 | 1
2022/23 | 246.25 | 59.25 | 2
2022/23 | 246.75 | 59.25 | 2
2022/23 | 247.25 | 59.25 | 2
2022/23 | 247.75 | 59.25 | 1
2022/23 | 248.75 | 59.25 | 1
2022/23 | 249.75 | 59.25 | 2
2022/23 | 250.75 | 59.25 | 1
2022/23 | 251.75 | 59.25 | 4
2022/23 | 252.75 | 59.25 | 1
2022/23 | 253.25 | 59.25 | 3
2022/23 | 253.75 | 59.25 | 2
2022/23 | 254.25 | 59.25 | 1
2022/23 | 255.25 | 59.25 | 2
2022/23 | 255.75 | 59.25 | 1
2022/23 | 256.75 | 59.25 | 1
2022/23 | 257.25 | 59.25 | 1
2022/23 | 258.25 | 59.25 | 1
2022/23 | 258.75 | 59.25 | 1
2022/23 | 259.75 | 59.25 | 1
2022/23 | 261.25 | 59.25 | 1
2022/23 | 262.75 | 59.25 | 1
2022/23 | 265.25 | 59.25 | 1
2022/23 | 267.75 | 59.25 | 2
2022/23 | 269.25 | 59.25 | 2
2022/23 | 270.25 | 59.25 | 1
2022/23 | 270.75 | 59.25 | 1
2022/23 | 271.25 | 59.25 | 1
2022/23 | 273.75 | 59.25 | 1
2022/23 | 275.75 | 59.25 | 1
2022/23 | 277.75 | 59.25 | 1
2022/23 | 279.75 | 59.25 | 1
2022/23 | 281.75 | 59.25 | 1
2022/23 | 283.25 | 59.25 | 1
2022/23 | 285.25 | 59.25 | 1
2022/23 | 286.25 | 59.25 | 1
2022/23 | 286.75 | 59.25 | 1
2022/23 | 288.25 | 59.25 | 1
2022/23 | 292.75 | 59.25 | 1
2022/23 | 294.25 | 59.25 | 1
2022/23 | 297.75 | 59.25 | 1
2022/23 | 305.25 | 59.25 | 1
2022/23 | 316.75 | 59.25 | 1
2022/23 | 318.25 | 59.25 | 1
2022/23 | 324.75 | 59.25 | 1
2022/23 | 336.75 | 59.25 | 1
2022/23 | 343.25 | 59.25 | 1
2022/23 | 94.75 | 59.75 | 2
2022/23 | 99.75 | 59.75 | 1
2022/23 | 100.75 | 59.75 | 2
2022/23 | 101.25 | 59.75 | 2
2022/23 | 102.25 | 59.75 | 1
2022/23 | 102.75 | 59.75 | 4
2022/23 | 103.25 | 59.75 | 3
2022/23 | 103.75 | 59.75 | 1
2022/23 | 104.25 | 59.75 | 1
2022/23 | 104.75 | 59.75 | 1
2022/23 | 105.25 | 59.75 | 2
2022/23 | 105.75 | 59.75 | 2
2022/23 | 106.25 | 59.75 | 3
2022/23 | 106.75 | 59.75 | 5
2022/23 | 107.25 | 59.75 | 3
2022/23 | 107.75 | 59.75 | 5
2022/23 | 108.25 | 59.75 | 5
2022/23 | 108.75 | 59.75 | 4
2022/23 | 109.25 | 59.75 | 8
2022/23 | 109.75 | 59.75 | 5
2022/23 | 110.25 | 59.75 | 10
2022/23 | 110.75 | 59.75 | 5
2022/23 | 111.25 | 59.75 | 13
2022/23 | 111.75 | 59.75 | 9
2022/23 | 112.25 | 59.75 | 11
2022/23 | 112.75 | 59.75 | 6
2022/23 | 113.25 | 59.75 | 16
2022/23 | 113.75 | 59.75 | 11
2022/23 | 114.25 | 59.75 | 16
2022/23 | 114.75 | 59.75 | 14
2022/23 | 115.25 | 59.75 | 16
2022/23 | 115.75 | 59.75 | 13
2022/23 | 116.25 | 59.75 | 15
2022/23 | 116.75 | 59.75 | 18
2022/23 | 117.25 | 59.75 | 27
2022/23 | 117.75 | 59.75 | 26
2022/23 | 118.25 | 59.75 | 18
2022/23 | 118.75 | 59.75 | 31
2022/23 | 119.25 | 59.75 | 23
2022/23 | 119.75 | 59.75 | 27
2022/23 | 120.25 | 59.75 | 26
2022/23 | 120.75 | 59.75 | 22
2022/23 | 121.25 | 59.75 | 26
2022/23 | 121.75 | 59.75 | 24
2022/23 | 122.25 | 59.75 | 35
2022/23 | 122.75 | 59.75 | 30
2022/23 | 123.25 | 59.75 | 41
2022/23 | 123.75 | 59.75 | 28
2022/23 | 124.25 | 59.75 | 40
2022/23 | 124.75 | 59.75 | 37
2022/23 | 125.25 | 59.75 | 36
2022/23 | 125.75 | 59.75 | 36
2022/23 | 126.25 | 59.75 | 42
2022/23 | 126.75 | 59.75 | 42
2022/23 | 127.25 | 59.75 | 39
2022/23 | 127.75 | 59.75 | 37
2022/23 | 128.25 | 59.75 | 46
2022/23 | 128.75 | 59.75 | 51
2022/23 | 129.25 | 59.75 | 51
2022/23 | 129.75 | 59.75 | 49
2022/23 | 130.25 | 59.75 | 51
2022/23 | 130.75 | 59.75 | 45
2022/23 | 131.25 | 59.75 | 45
2022/23 | 131.75 | 59.75 | 41
2022/23 | 132.25 | 59.75 | 40
2022/23 | 132.75 | 59.75 | 38
2022/23 | 133.25 | 59.75 | 46
2022/23 | 133.75 | 59.75 | 59
2022/23 | 134.25 | 59.75 | 50
2022/23 | 134.75 | 59.75 | 37
2022/23 | 135.25 | 59.75 | 51
2022/23 | 135.75 | 59.75 | 49
2022/23 | 136.25 | 59.75 | 67
2022/23 | 136.75 | 59.75 | 61
2022/23 | 137.25 | 59.75 | 61
2022/23 | 137.75 | 59.75 | 49
2022/23 | 138.25 | 59.75 | 47
2022/23 | 138.75 | 59.75 | 52
2022/23 | 139.25 | 59.75 | 49
2022/23 | 139.75 | 59.75 | 43
2022/23 | 140.25 | 59.75 | 53
2022/23 | 140.75 | 59.75 | 52
2022/23 | 141.25 | 59.75 | 51
2022/23 | 141.75 | 59.75 | 47
2022/23 | 142.25 | 59.75 | 53
2022/23 | 142.75 | 59.75 | 47
2022/23 | 143.25 | 59.75 | 63
2022/23 | 143.75 | 59.75 | 60
2022/23 | 144.25 | 59.75 | 44
2022/23 | 144.75 | 59.75 | 49
2022/23 | 145.25 | 59.75 | 47
2022/23 | 145.75 | 59.75 | 59
2022/23 | 146.25 | 59.75 | 48
2022/23 | 146.75 | 59.75 | 58
2022/23 | 147.25 | 59.75 | 48
2022/23 | 147.75 | 59.75 | 49
2022/23 | 148.25 | 59.75 | 48
2022/23 | 148.75 | 59.75 | 54
2022/23 | 149.25 | 59.75 | 48
2022/23 | 149.75 | 59.75 | 56
2022/23 | 150.25 | 59.75 | 55
2022/23 | 150.75 | 59.75 | 60
2022/23 | 151.25 | 59.75 | 61
2022/23 | 151.75 | 59.75 | 47
2022/23 | 152.25 | 59.75 | 63
2022/23 | 152.75 | 59.75 | 58
2022/23 | 153.25 | 59.75 | 58
2022/23 | 153.75 | 59.75 | 55
2022/23 | 154.25 | 59.75 | 62
2022/23 | 154.75 | 59.75 | 60
2022/23 | 155.25 | 59.75 | 60
2022/23 | 155.75 | 59.75 | 42
2022/23 | 156.25 | 59.75 | 40
2022/23 | 156.75 | 59.75 | 50
2022/23 | 157.25 | 59.75 | 53
2022/23 | 157.75 | 59.75 | 48
2022/23 | 158.25 | 59.75 | 43
2022/23 | 158.75 | 59.75 | 57
2022/23 | 159.25 | 59.75 | 58
2022/23 | 159.75 | 59.75 | 51
2022/23 | 160.25 | 59.75 | 49
2022/23 | 160.75 | 59.75 | 40
2022/23 | 161.25 | 59.75 | 57
2022/23 | 161.75 | 59.75 | 53
2022/23 | 162.25 | 59.75 | 53
2022/23 | 162.75 | 59.75 | 54
2022/23 | 163.25 | 59.75 | 58
2022/23 | 163.75 | 59.75 | 43
2022/23 | 164.25 | 59.75 | 50
2022/23 | 164.75 | 59.75 | 48
2022/23 | 165.25 | 59.75 | 50
2022/23 | 165.75 | 59.75 | 45
2022/23 | 166.25 | 59.75 | 51
2022/23 | 166.75 | 59.75 | 48
2022/23 | 167.25 | 59.75 | 53
2022/23 | 167.75 | 59.75 | 50
2022/23 | 168.25 | 59.75 | 49
2022/23 | 168.75 | 59.75 | 45
2022/23 | 169.25 | 59.75 | 42
2022/23 | 169.75 | 59.75 | 42
2022/23 | 170.25 | 59.75 | 48
2022/23 | 170.75 | 59.75 | 44
2022/23 | 171.25 | 59.75 | 38
2022/23 | 171.75 | 59.75 | 42
2022/23 | 172.25 | 59.75 | 31
2022/23 | 172.75 | 59.75 | 43
2022/23 | 173.25 | 59.75 | 38
2022/23 | 173.75 | 59.75 | 38
2022/23 | 174.25 | 59.75 | 35
2022/23 | 174.75 | 59.75 | 37
2022/23 | 175.25 | 59.75 | 26
2022/23 | 175.75 | 59.75 | 27
2022/23 | 176.25 | 59.75 | 37
2022/23 | 176.75 | 59.75 | 20
2022/23 | 177.25 | 59.75 | 27
2022/23 | 177.75 | 59.75 | 27
2022/23 | 178.25 | 59.75 | 17
2022/23 | 178.75 | 59.75 | 30
2022/23 | 179.25 | 59.75 | 24
2022/23 | 179.75 | 59.75 | 37
2022/23 | 180.25 | 59.75 | 24
2022/23 | 180.75 | 59.75 | 30
2022/23 | 181.25 | 59.75 | 23
2022/23 | 181.75 | 59.75 | 20
2022/23 | 182.25 | 59.75 | 30
2022/23 | 182.75 | 59.75 | 18
2022/23 | 183.25 | 59.75 | 26
2022/23 | 183.75 | 59.75 | 20
2022/23 | 184.25 | 59.75 | 22
2022/23 | 184.75 | 59.75 | 15
2022/23 | 185.25 | 59.75 | 24
2022/23 | 185.75 | 59.75 | 24
2022/23 | 186.25 | 59.75 | 28
2022/23 | 186.75 | 59.75 | 20
2022/23 | 187.25 | 59.75 | 14
2022/23 | 187.75 | 59.75 | 18
2022/23 | 188.25 | 59.75 | 19
2022/23 | 188.75 | 59.75 | 23
2022/23 | 189.25 | 59.75 | 20
2022/23 | 189.75 | 59.75 | 12
2022/23 | 190.25 | 59.75 | 12
2022/23 | 190.75 | 59.75 | 7
2022/23 | 191.25 | 59.75 | 11
2022/23 | 191.75 | 59.75 | 18
2022/23 | 192.25 | 59.75 | 8
2022/23 | 192.75 | 59.75 | 13
2022/23 | 193.25 | 59.75 | 10
2022/23 | 193.75 | 59.75 | 18
2022/23 | 194.25 | 59.75 | 11
2022/23 | 194.75 | 59.75 | 13
2022/23 | 195.25 | 59.75 | 14
2022/23 | 195.75 | 59.75 | 6
2022/23 | 196.25 | 59.75 | 11
2022/23 | 196.75 | 59.75 | 7
2022/23 | 197.25 | 59.75 | 3
2022/23 | 197.75 | 59.75 | 9
2022/23 | 198.25 | 59.75 | 6
2022/23 | 198.75 | 59.75 | 11
2022/23 | 199.25 | 59.75 | 10
2022/23 | 199.75 | 59.75 | 9
2022/23 | 200.25 | 59.75 | 7
2022/23 | 200.75 | 59.75 | 2
2022/23 | 201.25 | 59.75 | 5
2022/23 | 201.75 | 59.75 | 8
2022/23 | 202.25 | 59.75 | 3
2022/23 | 202.75 | 59.75 | 13
2022/23 | 203.25 | 59.75 | 9
2022/23 | 203.75 | 59.75 | 7
2022/23 | 204.25 | 59.75 | 6
2022/23 | 204.75 | 59.75 | 2
2022/23 | 205.25 | 59.75 | 3
2022/23 | 205.75 | 59.75 | 5
2022/23 | 206.25 | 59.75 | 8
2022/23 | 206.75 | 59.75 | 9
2022/23 | 207.25 | 59.75 | 1
2022/23 | 207.75 | 59.75 | 4
2022/23 | 208.25 | 59.75 | 6
2022/23 | 208.75 | 59.75 | 1
2022/23 | 209.25 | 59.75 | 3
2022/23 | 209.75 | 59.75 | 2
2022/23 | 210.25 | 59.75 | 6
2022/23 | 210.75 | 59.75 | 1
2022/23 | 211.25 | 59.75 | 3
2022/23 | 211.75 | 59.75 | 8
2022/23 | 212.25 | 59.75 | 2
2022/23 | 212.75 | 59.75 | 5
2022/23 | 213.25 | 59.75 | 4
2022/23 | 213.75 | 59.75 | 3
2022/23 | 214.25 | 59.75 | 5
2022/23 | 214.75 | 59.75 | 4
2022/23 | 215.25 | 59.75 | 2
2022/23 | 215.75 | 59.75 | 4
2022/23 | 216.25 | 59.75 | 4
2022/23 | 216.75 | 59.75 | 3
2022/23 | 217.25 | 59.75 | 2
2022/23 | 217.75 | 59.75 | 3
2022/23 | 218.25 | 59.75 | 3
2022/23 | 218.75 | 59.75 | 2
2022/23 | 219.25 | 59.75 | 9
2022/23 | 219.75 | 59.75 | 3
2022/23 | 220.25 | 59.75 | 2
2022/23 | 220.75 | 59.75 | 1
2022/23 | 221.25 | 59.75 | 4
2022/23 | 221.75 | 59.75 | 1
2022/23 | 222.25 | 59.75 | 5
2022/23 | 222.75 | 59.75 | 4
2022/23 | 223.75 | 59.75 | 4
2022/23 | 224.25 | 59.75 | 2
2022/23 | 224.75 | 59.75 | 2
2022/23 | 225.25 | 59.75 | 4
2022/23 | 225.75 | 59.75 | 5
2022/23 | 226.25 | 59.75 | 1
2022/23 | 226.75 | 59.75 | 2
2022/23 | 227.75 | 59.75 | 5
2022/23 | 228.25 | 59.75 | 3
2022/23 | 229.25 | 59.75 | 1
2022/23 | 229.75 | 59.75 | 3
2022/23 | 230.75 | 59.75 | 4
2022/23 | 231.75 | 59.75 | 2
2022/23 | 232.25 | 59.75 | 1
2022/23 | 232.75 | 59.75 | 5
2022/23 | 233.25 | 59.75 | 3
2022/23 | 233.75 | 59.75 | 2
2022/23 | 234.25 | 59.75 | 2
2022/23 | 234.75 | 59.75 | 3
2022/23 | 235.25 | 59.75 | 1
2022/23 | 235.75 | 59.75 | 1
2022/23 | 236.75 | 59.75 | 1
2022/23 | 237.25 | 59.75 | 1
2022/23 | 237.75 | 59.75 | 3
2022/23 | 238.75 | 59.75 | 3
2022/23 | 239.25 | 59.75 | 1
2022/23 | 239.75 | 59.75 | 2
2022/23 | 240.25 | 59.75 | 1
2022/23 | 240.75 | 59.75 | 1
2022/23 | 241.25 | 59.75 | 3
2022/23 | 241.75 | 59.75 | 2
2022/23 | 242.75 | 59.75 | 1
2022/23 | 243.25 | 59.75 | 3
2022/23 | 244.25 | 59.75 | 1
2022/23 | 244.75 | 59.75 | 2
2022/23 | 245.25 | 59.75 | 2
2022/23 | 245.75 | 59.75 | 2
2022/23 | 246.25 | 59.75 | 2
2022/23 | 247.25 | 59.75 | 1
2022/23 | 247.75 | 59.75 | 1
2022/23 | 248.25 | 59.75 | 1
2022/23 | 248.75 | 59.75 | 1
2022/23 | 249.25 | 59.75 | 2
2022/23 | 249.75 | 59.75 | 1
2022/23 | 250.75 | 59.75 | 2
2022/23 | 251.75 | 59.75 | 1
2022/23 | 252.25 | 59.75 | 1
2022/23 | 253.25 | 59.75 | 1
2022/23 | 253.75 | 59.75 | 2
2022/23 | 254.25 | 59.75 | 1
2022/23 | 254.75 | 59.75 | 2
2022/23 | 255.25 | 59.75 | 3
2022/23 | 255.75 | 59.75 | 2
2022/23 | 256.25 | 59.75 | 2
2022/23 | 256.75 | 59.75 | 3
2022/23 | 257.25 | 59.75 | 2
2022/23 | 257.75 | 59.75 | 1
2022/23 | 258.25 | 59.75 | 2
2022/23 | 259.25 | 59.75 | 1
2022/23 | 259.75 | 59.75 | 1
2022/23 | 260.75 | 59.75 | 1
2022/23 | 261.25 | 59.75 | 2
2022/23 | 263.25 | 59.75 | 1
2022/23 | 264.25 | 59.75 | 1
2022/23 | 264.75 | 59.75 | 2
2022/23 | 267.75 | 59.75 | 2
2022/23 | 270.25 | 59.75 | 1
2022/23 | 270.75 | 59.75 | 1
2022/23 | 274.25 | 59.75 | 1
2022/23 | 275.75 | 59.75 | 1
2022/23 | 278.75 | 59.75 | 2
2022/23 | 279.25 | 59.75 | 1
2022/23 | 279.75 | 59.75 | 1
2022/23 | 280.25 | 59.75 | 1
2022/23 | 284.25 | 59.75 | 1
2022/23 | 285.75 | 59.75 | 1
2022/23 | 287.25 | 59.75 | 3
2022/23 | 295.75 | 59.75 | 1
2022/23 | 298.25 | 59.75 | 1
2022/23 | 301.25 | 59.75 | 1
2022/23 | 312.75 | 59.75 | 1
2022/23 | 320.75 | 59.75 | 1
2022/23 | 325.25 | 59.75 | 1
2022/23 | 346.25 | 59.75 | 1
2022/23 | 100.25 | 60.25 | 1
2022/23 | 100.75 | 60.25 | 1
2022/23 | 101.75 | 60.25 | 1
2022/23 | 102.25 | 60.25 | 3
2022/23 | 102.75 | 60.25 | 1
2022/23 | 103.25 | 60.25 | 2
2022/23 | 103.75 | 60.25 | 1
2022/23 | 104.75 | 60.25 | 3
2022/23 | 105.75 | 60.25 | 2
2022/23 | 106.25 | 60.25 | 2
2022/23 | 106.75 | 60.25 | 4
2022/23 | 107.25 | 60.25 | 2
2022/23 | 107.75 | 60.25 | 4
2022/23 | 108.25 | 60.25 | 5
2022/23 | 108.75 | 60.25 | 6
2022/23 | 109.25 | 60.25 | 4
2022/23 | 109.75 | 60.25 | 11
2022/23 | 110.25 | 60.25 | 8
2022/23 | 110.75 | 60.25 | 3
2022/23 | 111.25 | 60.25 | 11
2022/23 | 111.75 | 60.25 | 9
2022/23 | 112.25 | 60.25 | 9
2022/23 | 112.75 | 60.25 | 6
2022/23 | 113.25 | 60.25 | 12
2022/23 | 113.75 | 60.25 | 16
2022/23 | 114.25 | 60.25 | 12
2022/23 | 114.75 | 60.25 | 15
2022/23 | 115.25 | 60.25 | 27
2022/23 | 115.75 | 60.25 | 9
2022/23 | 116.25 | 60.25 | 24
2022/23 | 116.75 | 60.25 | 27
2022/23 | 117.25 | 60.25 | 14
2022/23 | 117.75 | 60.25 | 16
2022/23 | 118.25 | 60.25 | 24
2022/23 | 118.75 | 60.25 | 25
2022/23 | 119.25 | 60.25 | 35
2022/23 | 119.75 | 60.25 | 18
2022/23 | 120.25 | 60.25 | 25
2022/23 | 120.75 | 60.25 | 22
2022/23 | 121.25 | 60.25 | 32
2022/23 | 121.75 | 60.25 | 33
2022/23 | 122.25 | 60.25 | 29
2022/23 | 122.75 | 60.25 | 28
2022/23 | 123.25 | 60.25 | 29
2022/23 | 123.75 | 60.25 | 33
2022/23 | 124.25 | 60.25 | 30
2022/23 | 124.75 | 60.25 | 43
2022/23 | 125.25 | 60.25 | 37
2022/23 | 125.75 | 60.25 | 44
2022/23 | 126.25 | 60.25 | 38
2022/23 | 126.75 | 60.25 | 54
2022/23 | 127.25 | 60.25 | 35
2022/23 | 127.75 | 60.25 | 37
2022/23 | 128.25 | 60.25 | 38
2022/23 | 128.75 | 60.25 | 42
2022/23 | 129.25 | 60.25 | 30
2022/23 | 129.75 | 60.25 | 33
2022/23 | 130.25 | 60.25 | 51
2022/23 | 130.75 | 60.25 | 43
2022/23 | 131.25 | 60.25 | 52
2022/23 | 131.75 | 60.25 | 38
2022/23 | 132.25 | 60.25 | 52
2022/23 | 132.75 | 60.25 | 44
2022/23 | 133.25 | 60.25 | 40
2022/23 | 133.75 | 60.25 | 58
2022/23 | 134.25 | 60.25 | 49
2022/23 | 134.75 | 60.25 | 50
2022/23 | 135.25 | 60.25 | 65
2022/23 | 135.75 | 60.25 | 59
2022/23 | 136.25 | 60.25 | 57
2022/23 | 136.75 | 60.25 | 54
2022/23 | 137.25 | 60.25 | 54
2022/23 | 137.75 | 60.25 | 55
2022/23 | 138.25 | 60.25 | 50
2022/23 | 138.75 | 60.25 | 60
2022/23 | 139.25 | 60.25 | 54
2022/23 | 139.75 | 60.25 | 52
2022/23 | 140.25 | 60.25 | 59
2022/23 | 140.75 | 60.25 | 48
2022/23 | 141.25 | 60.25 | 62
2022/23 | 141.75 | 60.25 | 61
2022/23 | 142.25 | 60.25 | 60
2022/23 | 142.75 | 60.25 | 58
2022/23 | 143.25 | 60.25 | 63
2022/23 | 143.75 | 60.25 | 54
2022/23 | 144.25 | 60.25 | 53
2022/23 | 144.75 | 60.25 | 45
2022/23 | 145.25 | 60.25 | 58
2022/23 | 145.75 | 60.25 | 52
2022/23 | 146.25 | 60.25 | 46
2022/23 | 146.75 | 60.25 | 53
2022/23 | 147.25 | 60.25 | 52
2022/23 | 147.75 | 60.25 | 61
2022/23 | 148.25 | 60.25 | 73
2022/23 | 148.75 | 60.25 | 67
2022/23 | 149.25 | 60.25 | 48
2022/23 | 149.75 | 60.25 | 55
2022/23 | 150.25 | 60.25 | 63
2022/23 | 150.75 | 60.25 | 52
2022/23 | 151.25 | 60.25 | 51
2022/23 | 151.75 | 60.25 | 60
2022/23 | 152.25 | 60.25 | 51
2022/23 | 152.75 | 60.25 | 59
2022/23 | 153.25 | 60.25 | 62
2022/23 | 153.75 | 60.25 | 58
2022/23 | 154.25 | 60.25 | 59
2022/23 | 154.75 | 60.25 | 64
2022/23 | 155.25 | 60.25 | 60
2022/23 | 155.75 | 60.25 | 80
2022/23 | 156.25 | 60.25 | 62
2022/23 | 156.75 | 60.25 | 70
2022/23 | 157.25 | 60.25 | 52
2022/23 | 157.75 | 60.25 | 53
2022/23 | 158.25 | 60.25 | 46
2022/23 | 158.75 | 60.25 | 49
2022/23 | 159.25 | 60.25 | 53
2022/23 | 159.75 | 60.25 | 45
2022/23 | 160.25 | 60.25 | 65
2022/23 | 160.75 | 60.25 | 58
2022/23 | 161.25 | 60.25 | 50
2022/23 | 161.75 | 60.25 | 43
2022/23 | 162.25 | 60.25 | 56
2022/23 | 162.75 | 60.25 | 51
2022/23 | 163.25 | 60.25 | 46
2022/23 | 163.75 | 60.25 | 43
2022/23 | 164.25 | 60.25 | 43
2022/23 | 164.75 | 60.25 | 54
2022/23 | 165.25 | 60.25 | 64
2022/23 | 165.75 | 60.25 | 74
2022/23 | 166.25 | 60.25 | 52
2022/23 | 166.75 | 60.25 | 46
2022/23 | 167.25 | 60.25 | 45
2022/23 | 167.75 | 60.25 | 59
2022/23 | 168.25 | 60.25 | 42
2022/23 | 168.75 | 60.25 | 43
2022/23 | 169.25 | 60.25 | 31
2022/23 | 169.75 | 60.25 | 43
2022/23 | 170.25 | 60.25 | 44
2022/23 | 170.75 | 60.25 | 46
2022/23 | 171.25 | 60.25 | 41
2022/23 | 171.75 | 60.25 | 37
2022/23 | 172.25 | 60.25 | 39
2022/23 | 172.75 | 60.25 | 46
2022/23 | 173.25 | 60.25 | 39
2022/23 | 173.75 | 60.25 | 35
2022/23 | 174.25 | 60.25 | 34
2022/23 | 174.75 | 60.25 | 37
2022/23 | 175.25 | 60.25 | 42
2022/23 | 175.75 | 60.25 | 28
2022/23 | 176.25 | 60.25 | 36
2022/23 | 176.75 | 60.25 | 42
2022/23 | 177.25 | 60.25 | 33
2022/23 | 177.75 | 60.25 | 30
2022/23 | 178.25 | 60.25 | 30
2022/23 | 178.75 | 60.25 | 31
2022/23 | 179.25 | 60.25 | 24
2022/23 | 179.75 | 60.25 | 32
2022/23 | 180.25 | 60.25 | 36
2022/23 | 180.75 | 60.25 | 21
2022/23 | 181.25 | 60.25 | 27
2022/23 | 181.75 | 60.25 | 27
2022/23 | 182.25 | 60.25 | 30
2022/23 | 182.75 | 60.25 | 23
2022/23 | 183.25 | 60.25 | 17
2022/23 | 183.75 | 60.25 | 24
2022/23 | 184.25 | 60.25 | 19
2022/23 | 184.75 | 60.25 | 31
2022/23 | 185.25 | 60.25 | 19
2022/23 | 185.75 | 60.25 | 21
2022/23 | 186.25 | 60.25 | 16
2022/23 | 186.75 | 60.25 | 16
2022/23 | 187.25 | 60.25 | 16
2022/23 | 187.75 | 60.25 | 8
2022/23 | 188.25 | 60.25 | 20
2022/23 | 188.75 | 60.25 | 20
2022/23 | 189.25 | 60.25 | 14
2022/23 | 189.75 | 60.25 | 11
2022/23 | 190.25 | 60.25 | 17
2022/23 | 190.75 | 60.25 | 17
2022/23 | 191.25 | 60.25 | 11
2022/23 | 191.75 | 60.25 | 18
2022/23 | 192.25 | 60.25 | 13
2022/23 | 192.75 | 60.25 | 13
2022/23 | 193.25 | 60.25 | 10
2022/23 | 193.75 | 60.25 | 14
2022/23 | 194.25 | 60.25 | 7
2022/23 | 194.75 | 60.25 | 15
2022/23 | 195.25 | 60.25 | 12
2022/23 | 195.75 | 60.25 | 16
2022/23 | 196.25 | 60.25 | 8
2022/23 | 196.75 | 60.25 | 9
2022/23 | 197.25 | 60.25 | 9
2022/23 | 197.75 | 60.25 | 6
2022/23 | 198.25 | 60.25 | 4
2022/23 | 198.75 | 60.25 | 5
2022/23 | 199.25 | 60.25 | 6
2022/23 | 199.75 | 60.25 | 10
2022/23 | 200.25 | 60.25 | 7
2022/23 | 200.75 | 60.25 | 9
2022/23 | 201.25 | 60.25 | 8
2022/23 | 201.75 | 60.25 | 4
2022/23 | 202.25 | 60.25 | 3
2022/23 | 202.75 | 60.25 | 8
2022/23 | 203.25 | 60.25 | 5
2022/23 | 203.75 | 60.25 | 6
2022/23 | 204.25 | 60.25 | 2
2022/23 | 204.75 | 60.25 | 6
2022/23 | 205.25 | 60.25 | 5
2022/23 | 205.75 | 60.25 | 4
2022/23 | 206.25 | 60.25 | 5
2022/23 | 206.75 | 60.25 | 7
2022/23 | 207.25 | 60.25 | 5
2022/23 | 207.75 | 60.25 | 4
2022/23 | 208.25 | 60.25 | 6
2022/23 | 208.75 | 60.25 | 7
2022/23 | 209.25 | 60.25 | 4
2022/23 | 209.75 | 60.25 | 7
2022/23 | 210.25 | 60.25 | 5
2022/23 | 210.75 | 60.25 | 8
2022/23 | 211.25 | 60.25 | 4
2022/23 | 211.75 | 60.25 | 4
2022/23 | 212.25 | 60.25 | 3
2022/23 | 212.75 | 60.25 | 7
2022/23 | 213.25 | 60.25 | 1
2022/23 | 213.75 | 60.25 | 1
2022/23 | 214.25 | 60.25 | 5
2022/23 | 214.75 | 60.25 | 3
2022/23 | 215.25 | 60.25 | 3
2022/23 | 215.75 | 60.25 | 3
2022/23 | 216.25 | 60.25 | 3
2022/23 | 216.75 | 60.25 | 5
2022/23 | 217.25 | 60.25 | 2
2022/23 | 217.75 | 60.25 | 1
2022/23 | 218.25 | 60.25 | 1
2022/23 | 218.75 | 60.25 | 6
2022/23 | 219.25 | 60.25 | 3
2022/23 | 219.75 | 60.25 | 4
2022/23 | 220.25 | 60.25 | 2
2022/23 | 220.75 | 60.25 | 1
2022/23 | 221.25 | 60.25 | 3
2022/23 | 221.75 | 60.25 | 2
2022/23 | 222.25 | 60.25 | 4
2022/23 | 222.75 | 60.25 | 3
2022/23 | 223.25 | 60.25 | 1
2022/23 | 223.75 | 60.25 | 2
2022/23 | 224.25 | 60.25 | 2
2022/23 | 224.75 | 60.25 | 3
2022/23 | 225.25 | 60.25 | 2
2022/23 | 225.75 | 60.25 | 4
2022/23 | 226.25 | 60.25 | 1
2022/23 | 226.75 | 60.25 | 2
2022/23 | 227.25 | 60.25 | 1
2022/23 | 227.75 | 60.25 | 3
2022/23 | 228.25 | 60.25 | 2
2022/23 | 228.75 | 60.25 | 2
2022/23 | 229.25 | 60.25 | 4
2022/23 | 230.25 | 60.25 | 2
2022/23 | 231.75 | 60.25 | 3
2022/23 | 232.75 | 60.25 | 2
2022/23 | 233.25 | 60.25 | 1
2022/23 | 234.25 | 60.25 | 1
2022/23 | 235.25 | 60.25 | 1
2022/23 | 235.75 | 60.25 | 2
2022/23 | 237.25 | 60.25 | 1
2022/23 | 237.75 | 60.25 | 2
2022/23 | 238.25 | 60.25 | 1
2022/23 | 239.25 | 60.25 | 2
2022/23 | 240.25 | 60.25 | 1
2022/23 | 241.25 | 60.25 | 2
2022/23 | 241.75 | 60.25 | 4
2022/23 | 242.25 | 60.25 | 2
2022/23 | 242.75 | 60.25 | 2
2022/23 | 243.25 | 60.25 | 2
2022/23 | 244.25 | 60.25 | 2
2022/23 | 244.75 | 60.25 | 3
2022/23 | 245.25 | 60.25 | 2
2022/23 | 245.75 | 60.25 | 1
2022/23 | 246.25 | 60.25 | 2
2022/23 | 246.75 | 60.25 | 2
2022/23 | 247.25 | 60.25 | 4
2022/23 | 247.75 | 60.25 | 1
2022/23 | 248.25 | 60.25 | 3
2022/23 | 248.75 | 60.25 | 1
2022/23 | 249.25 | 60.25 | 1
2022/23 | 249.75 | 60.25 | 1
2022/23 | 251.25 | 60.25 | 5
2022/23 | 251.75 | 60.25 | 3
2022/23 | 252.25 | 60.25 | 1
2022/23 | 252.75 | 60.25 | 4
2022/23 | 253.25 | 60.25 | 1
2022/23 | 253.75 | 60.25 | 2
2022/23 | 254.25 | 60.25 | 1
2022/23 | 254.75 | 60.25 | 1
2022/23 | 255.75 | 60.25 | 1
2022/23 | 256.25 | 60.25 | 2
2022/23 | 257.25 | 60.25 | 2
2022/23 | 257.75 | 60.25 | 2
2022/23 | 259.25 | 60.25 | 1
2022/23 | 259.75 | 60.25 | 1
2022/23 | 261.75 | 60.25 | 2
2022/23 | 262.25 | 60.25 | 1
2022/23 | 263.25 | 60.25 | 4
2022/23 | 264.75 | 60.25 | 1
2022/23 | 265.25 | 60.25 | 1
2022/23 | 265.75 | 60.25 | 1
2022/23 | 266.25 | 60.25 | 1
2022/23 | 266.75 | 60.25 | 1
2022/23 | 269.25 | 60.25 | 2
2022/23 | 269.75 | 60.25 | 2
2022/23 | 271.25 | 60.25 | 2
2022/23 | 271.75 | 60.25 | 1
2022/23 | 273.25 | 60.25 | 1
2022/23 | 280.75 | 60.25 | 1
2022/23 | 283.25 | 60.25 | 1
2022/23 | 283.75 | 60.25 | 1
2022/23 | 284.25 | 60.25 | 1
2022/23 | 284.75 | 60.25 | 1
2022/23 | 288.25 | 60.25 | 1
2022/23 | 290.75 | 60.25 | 1
2022/23 | 295.75 | 60.25 | 2
2022/23 | 296.75 | 60.25 | 1
2022/23 | 305.75 | 60.25 | 1
2022/23 | 313.75 | 60.25 | 1
2022/23 | 314.75 | 60.25 | 1
2022/23 | 321.25 | 60.25 | 1
2022/23 | 338.25 | 60.25 | 1
2022/23 | 363.75 | 60.25 | 1
2022/23 | 93.75 | 60.75 | 1
2022/23 | 96.75 | 60.75 | 1
2022/23 | 97.25 | 60.75 | 1
2022/23 | 97.75 | 60.75 | 2
2022/23 | 98.75 | 60.75 | 1
2022/23 | 99.25 | 60.75 | 1
2022/23 | 100.25 | 60.75 | 1
2022/23 | 101.25 | 60.75 | 1
2022/23 | 101.75 | 60.75 | 2
2022/23 | 102.75 | 60.75 | 2
2022/23 | 103.25 | 60.75 | 1
2022/23 | 103.75 | 60.75 | 1
2022/23 | 104.25 | 60.75 | 2
2022/23 | 104.75 | 60.75 | 1
2022/23 | 105.25 | 60.75 | 3
2022/23 | 105.75 | 60.75 | 2
2022/23 | 106.25 | 60.75 | 4
2022/23 | 106.75 | 60.75 | 2
2022/23 | 107.25 | 60.75 | 2
2022/23 | 107.75 | 60.75 | 5
2022/23 | 108.25 | 60.75 | 10
2022/23 | 108.75 | 60.75 | 7
2022/23 | 109.25 | 60.75 | 5
2022/23 | 109.75 | 60.75 | 5
2022/23 | 110.25 | 60.75 | 6
2022/23 | 110.75 | 60.75 | 8
2022/23 | 111.25 | 60.75 | 11
2022/23 | 111.75 | 60.75 | 11
2022/23 | 112.25 | 60.75 | 5
2022/23 | 112.75 | 60.75 | 11
2022/23 | 113.25 | 60.75 | 10
2022/23 | 113.75 | 60.75 | 9
2022/23 | 114.25 | 60.75 | 9
2022/23 | 114.75 | 60.75 | 11
2022/23 | 115.25 | 60.75 | 18
2022/23 | 115.75 | 60.75 | 23
2022/23 | 116.25 | 60.75 | 13
2022/23 | 116.75 | 60.75 | 13
2022/23 | 117.25 | 60.75 | 21
2022/23 | 117.75 | 60.75 | 21
2022/23 | 118.25 | 60.75 | 25
2022/23 | 118.75 | 60.75 | 27
2022/23 | 119.25 | 60.75 | 26
2022/23 | 119.75 | 60.75 | 34
2022/23 | 120.25 | 60.75 | 29
2022/23 | 120.75 | 60.75 | 32
2022/23 | 121.25 | 60.75 | 25
2022/23 | 121.75 | 60.75 | 35
2022/23 | 122.25 | 60.75 | 27
2022/23 | 122.75 | 60.75 | 35
2022/23 | 123.25 | 60.75 | 22
2022/23 | 123.75 | 60.75 | 28
2022/23 | 124.25 | 60.75 | 38
2022/23 | 124.75 | 60.75 | 36
2022/23 | 125.25 | 60.75 | 34
2022/23 | 125.75 | 60.75 | 44
2022/23 | 126.25 | 60.75 | 26
2022/23 | 126.75 | 60.75 | 48
2022/23 | 127.25 | 60.75 | 30
2022/23 | 127.75 | 60.75 | 51
2022/23 | 128.25 | 60.75 | 39
2022/23 | 128.75 | 60.75 | 49
2022/23 | 129.25 | 60.75 | 44
2022/23 | 129.75 | 60.75 | 41
2022/23 | 130.25 | 60.75 | 52
2022/23 | 130.75 | 60.75 | 54
2022/23 | 131.25 | 60.75 | 52
2022/23 | 131.75 | 60.75 | 55
2022/23 | 132.25 | 60.75 | 39
2022/23 | 132.75 | 60.75 | 42
2022/23 | 133.25 | 60.75 | 63
2022/23 | 133.75 | 60.75 | 60
2022/23 | 134.25 | 60.75 | 52
2022/23 | 134.75 | 60.75 | 61
2022/23 | 135.25 | 60.75 | 65
2022/23 | 135.75 | 60.75 | 51
2022/23 | 136.25 | 60.75 | 59
2022/23 | 136.75 | 60.75 | 62
2022/23 | 137.25 | 60.75 | 59
2022/23 | 137.75 | 60.75 | 59
2022/23 | 138.25 | 60.75 | 71
2022/23 | 138.75 | 60.75 | 72
2022/23 | 139.25 | 60.75 | 53
2022/23 | 139.75 | 60.75 | 60
2022/23 | 140.25 | 60.75 | 61
2022/23 | 140.75 | 60.75 | 50
2022/23 | 141.25 | 60.75 | 50
2022/23 | 141.75 | 60.75 | 56
2022/23 | 142.25 | 60.75 | 61
2022/23 | 142.75 | 60.75 | 69
2022/23 | 143.25 | 60.75 | 65
2022/23 | 143.75 | 60.75 | 55
2022/23 | 144.25 | 60.75 | 58
2022/23 | 144.75 | 60.75 | 74
2022/23 | 145.25 | 60.75 | 58
2022/23 | 145.75 | 60.75 | 56
2022/23 | 146.25 | 60.75 | 61
2022/23 | 146.75 | 60.75 | 53
2022/23 | 147.25 | 60.75 | 50
2022/23 | 147.75 | 60.75 | 55
2022/23 | 148.25 | 60.75 | 66
2022/23 | 148.75 | 60.75 | 62
2022/23 | 149.25 | 60.75 | 58
2022/23 | 149.75 | 60.75 | 78
2022/23 | 150.25 | 60.75 | 64
2022/23 | 150.75 | 60.75 | 61
2022/23 | 151.25 | 60.75 | 70
2022/23 | 151.75 | 60.75 | 58
2022/23 | 152.25 | 60.75 | 60
2022/23 | 152.75 | 60.75 | 64
2022/23 | 153.25 | 60.75 | 63
2022/23 | 153.75 | 60.75 | 57
2022/23 | 154.25 | 60.75 | 62
2022/23 | 154.75 | 60.75 | 65
2022/23 | 155.25 | 60.75 | 53
2022/23 | 155.75 | 60.75 | 46
2022/23 | 156.25 | 60.75 | 64
2022/23 | 156.75 | 60.75 | 54
2022/23 | 157.25 | 60.75 | 53
2022/23 | 157.75 | 60.75 | 47
2022/23 | 158.25 | 60.75 | 53
2022/23 | 158.75 | 60.75 | 64
2022/23 | 159.25 | 60.75 | 64
2022/23 | 159.75 | 60.75 | 57
2022/23 | 160.25 | 60.75 | 63
2022/23 | 160.75 | 60.75 | 54
2022/23 | 161.25 | 60.75 | 57
2022/23 | 161.75 | 60.75 | 54
2022/23 | 162.25 | 60.75 | 79
2022/23 | 162.75 | 60.75 | 56
2022/23 | 163.25 | 60.75 | 53
2022/23 | 163.75 | 60.75 | 55
2022/23 | 164.25 | 60.75 | 50
2022/23 | 164.75 | 60.75 | 50
2022/23 | 165.25 | 60.75 | 43
2022/23 | 165.75 | 60.75 | 55
2022/23 | 166.25 | 60.75 | 57
2022/23 | 166.75 | 60.75 | 50
2022/23 | 167.25 | 60.75 | 49
2022/23 | 167.75 | 60.75 | 44
2022/23 | 168.25 | 60.75 | 49
2022/23 | 168.75 | 60.75 | 46
2022/23 | 169.25 | 60.75 | 52
2022/23 | 169.75 | 60.75 | 61
2022/23 | 170.25 | 60.75 | 44
2022/23 | 170.75 | 60.75 | 39
2022/23 | 171.25 | 60.75 | 35
2022/23 | 171.75 | 60.75 | 42
2022/23 | 172.25 | 60.75 | 38
2022/23 | 172.75 | 60.75 | 42
2022/23 | 173.25 | 60.75 | 50
2022/23 | 173.75 | 60.75 | 41
2022/23 | 174.25 | 60.75 | 34
2022/23 | 174.75 | 60.75 | 37
2022/23 | 175.25 | 60.75 | 28
2022/23 | 175.75 | 60.75 | 45
2022/23 | 176.25 | 60.75 | 41
2022/23 | 176.75 | 60.75 | 41
2022/23 | 177.25 | 60.75 | 34
2022/23 | 177.75 | 60.75 | 35
2022/23 | 178.25 | 60.75 | 33
2022/23 | 178.75 | 60.75 | 35
2022/23 | 179.25 | 60.75 | 32
2022/23 | 179.75 | 60.75 | 41
2022/23 | 180.25 | 60.75 | 30
2022/23 | 180.75 | 60.75 | 34
2022/23 | 181.25 | 60.75 | 32
2022/23 | 181.75 | 60.75 | 32
2022/23 | 182.25 | 60.75 | 18
2022/23 | 182.75 | 60.75 | 20
2022/23 | 183.25 | 60.75 | 34
2022/23 | 183.75 | 60.75 | 26
2022/23 | 184.25 | 60.75 | 24
2022/23 | 184.75 | 60.75 | 27
2022/23 | 185.25 | 60.75 | 35
2022/23 | 185.75 | 60.75 | 19
2022/23 | 186.25 | 60.75 | 24
2022/23 | 186.75 | 60.75 | 23
2022/23 | 187.25 | 60.75 | 18
2022/23 | 187.75 | 60.75 | 30
2022/23 | 188.25 | 60.75 | 20
2022/23 | 188.75 | 60.75 | 16
2022/23 | 189.25 | 60.75 | 20
2022/23 | 189.75 | 60.75 | 17
2022/23 | 190.25 | 60.75 | 17
2022/23 | 190.75 | 60.75 | 15
2022/23 | 191.25 | 60.75 | 16
2022/23 | 191.75 | 60.75 | 6
2022/23 | 192.25 | 60.75 | 11
2022/23 | 192.75 | 60.75 | 26
2022/23 | 193.25 | 60.75 | 14
2022/23 | 193.75 | 60.75 | 12
2022/23 | 194.25 | 60.75 | 8
2022/23 | 194.75 | 60.75 | 17
2022/23 | 195.25 | 60.75 | 17
2022/23 | 195.75 | 60.75 | 18
2022/23 | 196.25 | 60.75 | 4
2022/23 | 196.75 | 60.75 | 14
2022/23 | 197.25 | 60.75 | 12
2022/23 | 197.75 | 60.75 | 10
2022/23 | 198.25 | 60.75 | 7
2022/23 | 198.75 | 60.75 | 7
2022/23 | 199.25 | 60.75 | 6
2022/23 | 199.75 | 60.75 | 6
2022/23 | 200.25 | 60.75 | 7
2022/23 | 200.75 | 60.75 | 7
2022/23 | 201.25 | 60.75 | 7
2022/23 | 201.75 | 60.75 | 5
2022/23 | 202.25 | 60.75 | 5
2022/23 | 202.75 | 60.75 | 3
2022/23 | 203.25 | 60.75 | 7
2022/23 | 203.75 | 60.75 | 7
2022/23 | 204.25 | 60.75 | 6
2022/23 | 204.75 | 60.75 | 5
2022/23 | 205.25 | 60.75 | 8
2022/23 | 205.75 | 60.75 | 3
2022/23 | 206.25 | 60.75 | 2
2022/23 | 206.75 | 60.75 | 5
2022/23 | 207.25 | 60.75 | 6
2022/23 | 207.75 | 60.75 | 8
2022/23 | 208.25 | 60.75 | 3
2022/23 | 208.75 | 60.75 | 3
2022/23 | 209.25 | 60.75 | 2
2022/23 | 209.75 | 60.75 | 5
2022/23 | 210.25 | 60.75 | 4
2022/23 | 211.25 | 60.75 | 3
2022/23 | 211.75 | 60.75 | 4
2022/23 | 212.25 | 60.75 | 2
2022/23 | 212.75 | 60.75 | 3
2022/23 | 213.25 | 60.75 | 4
2022/23 | 213.75 | 60.75 | 4
2022/23 | 214.75 | 60.75 | 9
2022/23 | 215.25 | 60.75 | 3
2022/23 | 215.75 | 60.75 | 6
2022/23 | 216.25 | 60.75 | 6
2022/23 | 216.75 | 60.75 | 5
2022/23 | 217.25 | 60.75 | 2
2022/23 | 217.75 | 60.75 | 2
2022/23 | 218.25 | 60.75 | 1
2022/23 | 219.25 | 60.75 | 3
2022/23 | 219.75 | 60.75 | 1
2022/23 | 220.25 | 60.75 | 2
2022/23 | 220.75 | 60.75 | 5
2022/23 | 221.25 | 60.75 | 4
2022/23 | 221.75 | 60.75 | 4
2022/23 | 222.25 | 60.75 | 5
2022/23 | 222.75 | 60.75 | 4
2022/23 | 223.25 | 60.75 | 1
2022/23 | 223.75 | 60.75 | 4
2022/23 | 224.25 | 60.75 | 1
2022/23 | 224.75 | 60.75 | 2
2022/23 | 225.25 | 60.75 | 2
2022/23 | 225.75 | 60.75 | 2
2022/23 | 226.25 | 60.75 | 4
2022/23 | 226.75 | 60.75 | 3
2022/23 | 227.25 | 60.75 | 2
2022/23 | 227.75 | 60.75 | 2
2022/23 | 228.25 | 60.75 | 2
2022/23 | 228.75 | 60.75 | 4
2022/23 | 229.25 | 60.75 | 2
2022/23 | 229.75 | 60.75 | 2
2022/23 | 230.25 | 60.75 | 4
2022/23 | 230.75 | 60.75 | 2
2022/23 | 231.25 | 60.75 | 2
2022/23 | 231.75 | 60.75 | 4
2022/23 | 232.25 | 60.75 | 3
2022/23 | 232.75 | 60.75 | 1
2022/23 | 233.25 | 60.75 | 1
2022/23 | 233.75 | 60.75 | 3
2022/23 | 234.25 | 60.75 | 3
2022/23 | 234.75 | 60.75 | 2
2022/23 | 235.75 | 60.75 | 3
2022/23 | 236.25 | 60.75 | 3
2022/23 | 236.75 | 60.75 | 2
2022/23 | 237.25 | 60.75 | 3
2022/23 | 237.75 | 60.75 | 3
2022/23 | 238.25 | 60.75 | 2
2022/23 | 238.75 | 60.75 | 2
2022/23 | 239.25 | 60.75 | 2
2022/23 | 239.75 | 60.75 | 1
2022/23 | 240.25 | 60.75 | 1
2022/23 | 240.75 | 60.75 | 1
2022/23 | 241.25 | 60.75 | 2
2022/23 | 241.75 | 60.75 | 3
2022/23 | 242.75 | 60.75 | 1
2022/23 | 243.25 | 60.75 | 4
2022/23 | 243.75 | 60.75 | 4
2022/23 | 244.25 | 60.75 | 1
2022/23 | 245.25 | 60.75 | 2
2022/23 | 246.25 | 60.75 | 1
2022/23 | 246.75 | 60.75 | 3
2022/23 | 247.25 | 60.75 | 1
2022/23 | 247.75 | 60.75 | 1
2022/23 | 248.75 | 60.75 | 1
2022/23 | 249.25 | 60.75 | 1
2022/23 | 250.25 | 60.75 | 1
2022/23 | 250.75 | 60.75 | 4
2022/23 | 251.25 | 60.75 | 3
2022/23 | 252.25 | 60.75 | 2
2022/23 | 252.75 | 60.75 | 1
2022/23 | 253.75 | 60.75 | 1
2022/23 | 254.75 | 60.75 | 2
2022/23 | 255.25 | 60.75 | 2
2022/23 | 257.25 | 60.75 | 2
2022/23 | 257.75 | 60.75 | 1
2022/23 | 258.25 | 60.75 | 1
2022/23 | 259.25 | 60.75 | 1
2022/23 | 261.25 | 60.75 | 1
2022/23 | 261.75 | 60.75 | 1
2022/23 | 262.25 | 60.75 | 1
2022/23 | 262.75 | 60.75 | 2
2022/23 | 264.75 | 60.75 | 3
2022/23 | 265.25 | 60.75 | 2
2022/23 | 266.25 | 60.75 | 2
2022/23 | 267.25 | 60.75 | 1
2022/23 | 268.25 | 60.75 | 1
2022/23 | 269.25 | 60.75 | 1
2022/23 | 271.75 | 60.75 | 1
2022/23 | 272.25 | 60.75 | 1
2022/23 | 272.75 | 60.75 | 1
2022/23 | 275.75 | 60.75 | 1
2022/23 | 276.75 | 60.75 | 1
2022/23 | 279.25 | 60.75 | 1
2022/23 | 280.25 | 60.75 | 1
2022/23 | 281.75 | 60.75 | 1
2022/23 | 285.75 | 60.75 | 1
2022/23 | 286.25 | 60.75 | 1
2022/23 | 286.75 | 60.75 | 1
2022/23 | 288.25 | 60.75 | 1
2022/23 | 289.25 | 60.75 | 2
2022/23 | 290.25 | 60.75 | 1
2022/23 | 291.75 | 60.75 | 1
2022/23 | 295.25 | 60.75 | 1
2022/23 | 295.75 | 60.75 | 1
2022/23 | 305.75 | 60.75 | 1
2022/23 | 309.25 | 60.75 | 1
2022/23 | 309.75 | 60.75 | 1
2022/23 | 321.25 | 60.75 | 1
2022/23 | 323.25 | 60.75 | 1
2022/23 | 329.25 | 60.75 | 1
2022/23 | 354.75 | 60.75 | 1
2022/23 | 370.75 | 60.75 | 1
2022/23 | 95.75 | 61.25 | 1
2022/23 | 99.25 | 61.25 | 1
2022/23 | 99.75 | 61.25 | 3
2022/23 | 101.75 | 61.25 | 1
2022/23 | 102.25 | 61.25 | 1
2022/23 | 103.25 | 61.25 | 1
2022/23 | 103.75 | 61.25 | 2
2022/23 | 104.25 | 61.25 | 2
2022/23 | 104.75 | 61.25 | 5
2022/23 | 105.25 | 61.25 | 2
2022/23 | 105.75 | 61.25 | 1
2022/23 | 106.25 | 61.25 | 1
2022/23 | 106.75 | 61.25 | 6
2022/23 | 107.25 | 61.25 | 5
2022/23 | 107.75 | 61.25 | 5
2022/23 | 108.25 | 61.25 | 6
2022/23 | 108.75 | 61.25 | 7
2022/23 | 109.25 | 61.25 | 5
2022/23 | 109.75 | 61.25 | 5
2022/23 | 110.25 | 61.25 | 4
2022/23 | 110.75 | 61.25 | 7
2022/23 | 111.25 | 61.25 | 3
2022/23 | 111.75 | 61.25 | 9
2022/23 | 112.25 | 61.25 | 6
2022/23 | 112.75 | 61.25 | 8
2022/23 | 113.25 | 61.25 | 6
2022/23 | 113.75 | 61.25 | 17
2022/23 | 114.25 | 61.25 | 8
2022/23 | 114.75 | 61.25 | 18
2022/23 | 115.25 | 61.25 | 19
2022/23 | 115.75 | 61.25 | 16
2022/23 | 116.25 | 61.25 | 12
2022/23 | 116.75 | 61.25 | 15
2022/23 | 117.25 | 61.25 | 18
2022/23 | 117.75 | 61.25 | 17
2022/23 | 118.25 | 61.25 | 22
2022/23 | 118.75 | 61.25 | 16
2022/23 | 119.25 | 61.25 | 25
2022/23 | 119.75 | 61.25 | 25
2022/23 | 120.25 | 61.25 | 23
2022/23 | 120.75 | 61.25 | 31
2022/23 | 121.25 | 61.25 | 19
2022/23 | 121.75 | 61.25 | 27
2022/23 | 122.25 | 61.25 | 28
2022/23 | 122.75 | 61.25 | 31
2022/23 | 123.25 | 61.25 | 38
2022/23 | 123.75 | 61.25 | 38
2022/23 | 124.25 | 61.25 | 29
2022/23 | 124.75 | 61.25 | 42
2022/23 | 125.25 | 61.25 | 45
2022/23 | 125.75 | 61.25 | 41
2022/23 | 126.25 | 61.25 | 50
2022/23 | 126.75 | 61.25 | 46
2022/23 | 127.25 | 61.25 | 39
2022/23 | 127.75 | 61.25 | 41
2022/23 | 128.25 | 61.25 | 34
2022/23 | 128.75 | 61.25 | 52
2022/23 | 129.25 | 61.25 | 49
2022/23 | 129.75 | 61.25 | 50
2022/23 | 130.25 | 61.25 | 52
2022/23 | 130.75 | 61.25 | 44
2022/23 | 131.25 | 61.25 | 52
2022/23 | 131.75 | 61.25 | 46
2022/23 | 132.25 | 61.25 | 43
2022/23 | 132.75 | 61.25 | 51
2022/23 | 133.25 | 61.25 | 58
2022/23 | 133.75 | 61.25 | 53
2022/23 | 134.25 | 61.25 | 67
2022/23 | 134.75 | 61.25 | 59
2022/23 | 135.25 | 61.25 | 64
2022/23 | 135.75 | 61.25 | 50
2022/23 | 136.25 | 61.25 | 50
2022/23 | 136.75 | 61.25 | 70
2022/23 | 137.25 | 61.25 | 55
2022/23 | 137.75 | 61.25 | 55
2022/23 | 138.25 | 61.25 | 80
2022/23 | 138.75 | 61.25 | 61
2022/23 | 139.25 | 61.25 | 52
2022/23 | 139.75 | 61.25 | 64
2022/23 | 140.25 | 61.25 | 70
2022/23 | 140.75 | 61.25 | 48
2022/23 | 141.25 | 61.25 | 63
2022/23 | 141.75 | 61.25 | 63
2022/23 | 142.25 | 61.25 | 72
2022/23 | 142.75 | 61.25 | 58
2022/23 | 143.25 | 61.25 | 64
2022/23 | 143.75 | 61.25 | 76
2022/23 | 144.25 | 61.25 | 72
2022/23 | 144.75 | 61.25 | 53
2022/23 | 145.25 | 61.25 | 66
2022/23 | 145.75 | 61.25 | 67
2022/23 | 146.25 | 61.25 | 67
2022/23 | 146.75 | 61.25 | 66
2022/23 | 147.25 | 61.25 | 60
2022/23 | 147.75 | 61.25 | 61
2022/23 | 148.25 | 61.25 | 69
2022/23 | 148.75 | 61.25 | 59
2022/23 | 149.25 | 61.25 | 60
2022/23 | 149.75 | 61.25 | 66
2022/23 | 150.25 | 61.25 | 68
2022/23 | 150.75 | 61.25 | 64
2022/23 | 151.25 | 61.25 | 67
2022/23 | 151.75 | 61.25 | 66
2022/23 | 152.25 | 61.25 | 54
2022/23 | 152.75 | 61.25 | 73
2022/23 | 153.25 | 61.25 | 54
2022/23 | 153.75 | 61.25 | 55
2022/23 | 154.25 | 61.25 | 67
2022/23 | 154.75 | 61.25 | 52
2022/23 | 155.25 | 61.25 | 57
2022/23 | 155.75 | 61.25 | 71
2022/23 | 156.25 | 61.25 | 58
2022/23 | 156.75 | 61.25 | 70
2022/23 | 157.25 | 61.25 | 59
2022/23 | 157.75 | 61.25 | 69
2022/23 | 158.25 | 61.25 | 56
2022/23 | 158.75 | 61.25 | 59
2022/23 | 159.25 | 61.25 | 55
2022/23 | 159.75 | 61.25 | 72
2022/23 | 160.25 | 61.25 | 60
2022/23 | 160.75 | 61.25 | 61
2022/23 | 161.25 | 61.25 | 61
2022/23 | 161.75 | 61.25 | 54
2022/23 | 162.25 | 61.25 | 65
2022/23 | 162.75 | 61.25 | 71
2022/23 | 163.25 | 61.25 | 58
2022/23 | 163.75 | 61.25 | 55
2022/23 | 164.25 | 61.25 | 46
2022/23 | 164.75 | 61.25 | 66
2022/23 | 165.25 | 61.25 | 62
2022/23 | 165.75 | 61.25 | 56
2022/23 | 166.25 | 61.25 | 53
2022/23 | 166.75 | 61.25 | 55
2022/23 | 167.25 | 61.25 | 55
2022/23 | 167.75 | 61.25 | 60
2022/23 | 168.25 | 61.25 | 62
2022/23 | 168.75 | 61.25 | 63
2022/23 | 169.25 | 61.25 | 52
2022/23 | 169.75 | 61.25 | 54
2022/23 | 170.25 | 61.25 | 49
2022/23 | 170.75 | 61.25 | 53
2022/23 | 171.25 | 61.25 | 46
2022/23 | 171.75 | 61.25 | 52
2022/23 | 172.25 | 61.25 | 40
2022/23 | 172.75 | 61.25 | 46
2022/23 | 173.25 | 61.25 | 41
2022/23 | 173.75 | 61.25 | 34
2022/23 | 174.25 | 61.25 | 36
2022/23 | 174.75 | 61.25 | 41
2022/23 | 175.25 | 61.25 | 44
2022/23 | 175.75 | 61.25 | 41
2022/23 | 176.25 | 61.25 | 52
2022/23 | 176.75 | 61.25 | 42
2022/23 | 177.25 | 61.25 | 35
2022/23 | 177.75 | 61.25 | 58
2022/23 | 178.25 | 61.25 | 33
2022/23 | 178.75 | 61.25 | 37
2022/23 | 179.25 | 61.25 | 28
2022/23 | 179.75 | 61.25 | 37
2022/23 | 180.25 | 61.25 | 21
2022/23 | 180.75 | 61.25 | 30
2022/23 | 181.25 | 61.25 | 33
2022/23 | 181.75 | 61.25 | 24
2022/23 | 182.25 | 61.25 | 30
2022/23 | 182.75 | 61.25 | 28
2022/23 | 183.25 | 61.25 | 35
2022/23 | 183.75 | 61.25 | 27
2022/23 | 184.25 | 61.25 | 26
2022/23 | 184.75 | 61.25 | 33
2022/23 | 185.25 | 61.25 | 29
2022/23 | 185.75 | 61.25 | 28
2022/23 | 186.25 | 61.25 | 21
2022/23 | 186.75 | 61.25 | 28
2022/23 | 187.25 | 61.25 | 25
2022/23 | 187.75 | 61.25 | 19
2022/23 | 188.25 | 61.25 | 18
2022/23 | 188.75 | 61.25 | 17
2022/23 | 189.25 | 61.25 | 16
2022/23 | 189.75 | 61.25 | 20
2022/23 | 190.25 | 61.25 | 16
2022/23 | 190.75 | 61.25 | 22
2022/23 | 191.25 | 61.25 | 26
2022/23 | 191.75 | 61.25 | 13
2022/23 | 192.25 | 61.25 | 14
2022/23 | 192.75 | 61.25 | 13
2022/23 | 193.25 | 61.25 | 11
2022/23 | 193.75 | 61.25 | 13
2022/23 | 194.25 | 61.25 | 18
2022/23 | 194.75 | 61.25 | 12
2022/23 | 195.25 | 61.25 | 9
2022/23 | 195.75 | 61.25 | 13
2022/23 | 196.25 | 61.25 | 21
2022/23 | 196.75 | 61.25 | 8
2022/23 | 197.25 | 61.25 | 8
2022/23 | 197.75 | 61.25 | 12
2022/23 | 198.25 | 61.25 | 15
2022/23 | 198.75 | 61.25 | 14
2022/23 | 199.25 | 61.25 | 11
2022/23 | 199.75 | 61.25 | 5
2022/23 | 200.25 | 61.25 | 9
2022/23 | 200.75 | 61.25 | 8
2022/23 | 201.25 | 61.25 | 13
2022/23 | 201.75 | 61.25 | 7
2022/23 | 202.25 | 61.25 | 8
2022/23 | 202.75 | 61.25 | 8
2022/23 | 203.25 | 61.25 | 3
2022/23 | 203.75 | 61.25 | 5
2022/23 | 204.25 | 61.25 | 6
2022/23 | 204.75 | 61.25 | 9
2022/23 | 205.25 | 61.25 | 8
2022/23 | 205.75 | 61.25 | 9
2022/23 | 206.25 | 61.25 | 10
2022/23 | 206.75 | 61.25 | 3
2022/23 | 207.75 | 61.25 | 3
2022/23 | 208.25 | 61.25 | 2
2022/23 | 208.75 | 61.25 | 3
2022/23 | 209.25 | 61.25 | 5
2022/23 | 209.75 | 61.25 | 3
2022/23 | 210.25 | 61.25 | 4
2022/23 | 210.75 | 61.25 | 6
2022/23 | 211.25 | 61.25 | 7
2022/23 | 211.75 | 61.25 | 2
2022/23 | 212.25 | 61.25 | 5
2022/23 | 212.75 | 61.25 | 5
2022/23 | 213.25 | 61.25 | 7
2022/23 | 213.75 | 61.25 | 4
2022/23 | 214.25 | 61.25 | 4
2022/23 | 214.75 | 61.25 | 4
2022/23 | 215.25 | 61.25 | 7
2022/23 | 216.25 | 61.25 | 4
2022/23 | 216.75 | 61.25 | 3
2022/23 | 217.25 | 61.25 | 4
2022/23 | 217.75 | 61.25 | 4
2022/23 | 218.25 | 61.25 | 3
2022/23 | 218.75 | 61.25 | 3
2022/23 | 219.25 | 61.25 | 3
2022/23 | 219.75 | 61.25 | 9
2022/23 | 220.25 | 61.25 | 3
2022/23 | 220.75 | 61.25 | 5
2022/23 | 221.25 | 61.25 | 2
2022/23 | 221.75 | 61.25 | 7
2022/23 | 222.25 | 61.25 | 4
2022/23 | 222.75 | 61.25 | 3
2022/23 | 223.25 | 61.25 | 5
2022/23 | 223.75 | 61.25 | 4
2022/23 | 224.25 | 61.25 | 3
2022/23 | 224.75 | 61.25 | 5
2022/23 | 225.25 | 61.25 | 4
2022/23 | 225.75 | 61.25 | 2
2022/23 | 226.25 | 61.25 | 5
2022/23 | 226.75 | 61.25 | 7
2022/23 | 227.25 | 61.25 | 3
2022/23 | 227.75 | 61.25 | 4
2022/23 | 228.25 | 61.25 | 2
2022/23 | 228.75 | 61.25 | 1
2022/23 | 229.25 | 61.25 | 3
2022/23 | 229.75 | 61.25 | 4
2022/23 | 230.25 | 61.25 | 2
2022/23 | 230.75 | 61.25 | 3
2022/23 | 231.25 | 61.25 | 1
2022/23 | 231.75 | 61.25 | 1
2022/23 | 232.25 | 61.25 | 1
2022/23 | 232.75 | 61.25 | 4
2022/23 | 233.25 | 61.25 | 1
2022/23 | 233.75 | 61.25 | 3
2022/23 | 234.75 | 61.25 | 3
2022/23 | 235.25 | 61.25 | 1
2022/23 | 235.75 | 61.25 | 1
2022/23 | 236.75 | 61.25 | 1
2022/23 | 237.25 | 61.25 | 3
2022/23 | 237.75 | 61.25 | 3
2022/23 | 238.75 | 61.25 | 2
2022/23 | 239.25 | 61.25 | 1
2022/23 | 239.75 | 61.25 | 2
2022/23 | 240.25 | 61.25 | 2
2022/23 | 240.75 | 61.25 | 1
2022/23 | 241.25 | 61.25 | 3
2022/23 | 241.75 | 61.25 | 2
2022/23 | 242.25 | 61.25 | 1
2022/23 | 242.75 | 61.25 | 1
2022/23 | 243.25 | 61.25 | 1
2022/23 | 243.75 | 61.25 | 3
2022/23 | 244.25 | 61.25 | 1
2022/23 | 244.75 | 61.25 | 1
2022/23 | 245.25 | 61.25 | 1
2022/23 | 246.25 | 61.25 | 1
2022/23 | 246.75 | 61.25 | 2
2022/23 | 247.25 | 61.25 | 1
2022/23 | 249.25 | 61.25 | 1
2022/23 | 249.75 | 61.25 | 3
2022/23 | 250.25 | 61.25 | 3
2022/23 | 250.75 | 61.25 | 1
2022/23 | 251.75 | 61.25 | 1
2022/23 | 253.25 | 61.25 | 1
2022/23 | 253.75 | 61.25 | 1
2022/23 | 254.75 | 61.25 | 1
2022/23 | 255.25 | 61.25 | 1
2022/23 | 255.75 | 61.25 | 1
2022/23 | 256.25 | 61.25 | 2
2022/23 | 257.75 | 61.25 | 2
2022/23 | 258.25 | 61.25 | 4
2022/23 | 258.75 | 61.25 | 1
2022/23 | 259.75 | 61.25 | 2
2022/23 | 261.25 | 61.25 | 1
2022/23 | 262.75 | 61.25 | 1
2022/23 | 263.25 | 61.25 | 1
2022/23 | 263.75 | 61.25 | 2
2022/23 | 264.25 | 61.25 | 2
2022/23 | 264.75 | 61.25 | 2
2022/23 | 265.75 | 61.25 | 1
2022/23 | 266.75 | 61.25 | 1
2022/23 | 267.75 | 61.25 | 1
2022/23 | 268.25 | 61.25 | 2
2022/23 | 268.75 | 61.25 | 2
2022/23 | 270.75 | 61.25 | 2
2022/23 | 271.25 | 61.25 | 1
2022/23 | 273.75 | 61.25 | 1
2022/23 | 274.25 | 61.25 | 1
2022/23 | 275.75 | 61.25 | 2
2022/23 | 276.25 | 61.25 | 1
2022/23 | 279.25 | 61.25 | 1
2022/23 | 282.25 | 61.25 | 1
2022/23 | 284.25 | 61.25 | 1
2022/23 | 286.25 | 61.25 | 2
2022/23 | 286.75 | 61.25 | 1
2022/23 | 287.25 | 61.25 | 1
2022/23 | 287.75 | 61.25 | 1
2022/23 | 290.75 | 61.25 | 1
2022/23 | 291.25 | 61.25 | 1
2022/23 | 296.75 | 61.25 | 1
2022/23 | 304.75 | 61.25 | 1
2022/23 | 306.75 | 61.25 | 1
2022/23 | 310.25 | 61.25 | 2
2022/23 | 339.25 | 61.25 | 1
2022/23 | 92.25 | 61.75 | 1
2022/23 | 96.75 | 61.75 | 1
2022/23 | 99.25 | 61.75 | 1
2022/23 | 99.75 | 61.75 | 1
2022/23 | 100.25 | 61.75 | 1
2022/23 | 101.75 | 61.75 | 1
2022/23 | 102.75 | 61.75 | 1
2022/23 | 103.25 | 61.75 | 2
2022/23 | 103.75 | 61.75 | 3
2022/23 | 104.75 | 61.75 | 1
2022/23 | 105.25 | 61.75 | 2
2022/23 | 106.25 | 61.75 | 5
2022/23 | 106.75 | 61.75 | 2
2022/23 | 107.25 | 61.75 | 1
2022/23 | 107.75 | 61.75 | 1
2022/23 | 108.25 | 61.75 | 3
2022/23 | 108.75 | 61.75 | 3
2022/23 | 109.25 | 61.75 | 3
2022/23 | 109.75 | 61.75 | 6
2022/23 | 110.25 | 61.75 | 11
2022/23 | 110.75 | 61.75 | 5
2022/23 | 111.25 | 61.75 | 6
2022/23 | 111.75 | 61.75 | 5
2022/23 | 112.25 | 61.75 | 14
2022/23 | 112.75 | 61.75 | 10
2022/23 | 113.25 | 61.75 | 9
2022/23 | 113.75 | 61.75 | 15
2022/23 | 114.25 | 61.75 | 13
2022/23 | 114.75 | 61.75 | 13
2022/23 | 115.25 | 61.75 | 18
2022/23 | 115.75 | 61.75 | 12
2022/23 | 116.25 | 61.75 | 15
2022/23 | 116.75 | 61.75 | 15
2022/23 | 117.25 | 61.75 | 23
2022/23 | 117.75 | 61.75 | 30
2022/23 | 118.25 | 61.75 | 19
2022/23 | 118.75 | 61.75 | 15
2022/23 | 119.25 | 61.75 | 28
2022/23 | 119.75 | 61.75 | 25
2022/23 | 120.25 | 61.75 | 32
2022/23 | 120.75 | 61.75 | 29
2022/23 | 121.25 | 61.75 | 30
2022/23 | 121.75 | 61.75 | 26
2022/23 | 122.25 | 61.75 | 28
2022/23 | 122.75 | 61.75 | 24
2022/23 | 123.25 | 61.75 | 22
2022/23 | 123.75 | 61.75 | 19
2022/23 | 124.25 | 61.75 | 40
2022/23 | 124.75 | 61.75 | 35
2022/23 | 125.25 | 61.75 | 37
2022/23 | 125.75 | 61.75 | 32
2022/23 | 126.25 | 61.75 | 48
2022/23 | 126.75 | 61.75 | 50
2022/23 | 127.25 | 61.75 | 48
2022/23 | 127.75 | 61.75 | 44
2022/23 | 128.25 | 61.75 | 53
2022/23 | 128.75 | 61.75 | 39
2022/23 | 129.25 | 61.75 | 54
2022/23 | 129.75 | 61.75 | 44
2022/23 | 130.25 | 61.75 | 58
2022/23 | 130.75 | 61.75 | 43
2022/23 | 131.25 | 61.75 | 49
2022/23 | 131.75 | 61.75 | 47
2022/23 | 132.25 | 61.75 | 50
2022/23 | 132.75 | 61.75 | 48
2022/23 | 133.25 | 61.75 | 59
2022/23 | 133.75 | 61.75 | 54
2022/23 | 134.25 | 61.75 | 48
2022/23 | 134.75 | 61.75 | 69
2022/23 | 135.25 | 61.75 | 48
2022/23 | 135.75 | 61.75 | 54
2022/23 | 136.25 | 61.75 | 65
2022/23 | 136.75 | 61.75 | 56
2022/23 | 137.25 | 61.75 | 62
2022/23 | 137.75 | 61.75 | 71
2022/23 | 138.25 | 61.75 | 51
2022/23 | 138.75 | 61.75 | 55
2022/23 | 139.25 | 61.75 | 48
2022/23 | 139.75 | 61.75 | 77
2022/23 | 140.25 | 61.75 | 62
2022/23 | 140.75 | 61.75 | 48
2022/23 | 141.25 | 61.75 | 56
2022/23 | 141.75 | 61.75 | 54
2022/23 | 142.25 | 61.75 | 62
2022/23 | 142.75 | 61.75 | 80
2022/23 | 143.25 | 61.75 | 77
2022/23 | 143.75 | 61.75 | 65
2022/23 | 144.25 | 61.75 | 80
2022/23 | 144.75 | 61.75 | 58
2022/23 | 145.25 | 61.75 | 76
2022/23 | 145.75 | 61.75 | 73
2022/23 | 146.25 | 61.75 | 56
2022/23 | 146.75 | 61.75 | 71
2022/23 | 147.25 | 61.75 | 70
2022/23 | 147.75 | 61.75 | 63
2022/23 | 148.25 | 61.75 | 61
2022/23 | 148.75 | 61.75 | 78
2022/23 | 149.25 | 61.75 | 50
2022/23 | 149.75 | 61.75 | 72
2022/23 | 150.25 | 61.75 | 86
2022/23 | 150.75 | 61.75 | 65
2022/23 | 151.25 | 61.75 | 73
2022/23 | 151.75 | 61.75 | 58
2022/23 | 152.25 | 61.75 | 75
2022/23 | 152.75 | 61.75 | 74
2022/23 | 153.25 | 61.75 | 77
2022/23 | 153.75 | 61.75 | 75
2022/23 | 154.25 | 61.75 | 52
2022/23 | 154.75 | 61.75 | 62
2022/23 | 155.25 | 61.75 | 65
2022/23 | 155.75 | 61.75 | 61
2022/23 | 156.25 | 61.75 | 73
2022/23 | 156.75 | 61.75 | 69
2022/23 | 157.25 | 61.75 | 52
2022/23 | 157.75 | 61.75 | 58
2022/23 | 158.25 | 61.75 | 72
2022/23 | 158.75 | 61.75 | 62
2022/23 | 159.25 | 61.75 | 60
2022/23 | 159.75 | 61.75 | 60
2022/23 | 160.25 | 61.75 | 61
2022/23 | 160.75 | 61.75 | 68
2022/23 | 161.25 | 61.75 | 52
2022/23 | 161.75 | 61.75 | 52
2022/23 | 162.25 | 61.75 | 65
2022/23 | 162.75 | 61.75 | 63
2022/23 | 163.25 | 61.75 | 62
2022/23 | 163.75 | 61.75 | 57
2022/23 | 164.25 | 61.75 | 58
2022/23 | 164.75 | 61.75 | 52
2022/23 | 165.25 | 61.75 | 62
2022/23 | 165.75 | 61.75 | 74
2022/23 | 166.25 | 61.75 | 62
2022/23 | 166.75 | 61.75 | 50
2022/23 | 167.25 | 61.75 | 53
2022/23 | 167.75 | 61.75 | 52
2022/23 | 168.25 | 61.75 | 52
2022/23 | 168.75 | 61.75 | 57
2022/23 | 169.25 | 61.75 | 46
2022/23 | 169.75 | 61.75 | 49
2022/23 | 170.25 | 61.75 | 49
2022/23 | 170.75 | 61.75 | 58
2022/23 | 171.25 | 61.75 | 64
2022/23 | 171.75 | 61.75 | 55
2022/23 | 172.25 | 61.75 | 50
2022/23 | 172.75 | 61.75 | 51
2022/23 | 173.25 | 61.75 | 45
2022/23 | 173.75 | 61.75 | 43
2022/23 | 174.25 | 61.75 | 48
2022/23 | 174.75 | 61.75 | 40
2022/23 | 175.25 | 61.75 | 41
2022/23 | 175.75 | 61.75 | 47
2022/23 | 176.25 | 61.75 | 46
2022/23 | 176.75 | 61.75 | 33
2022/23 | 177.25 | 61.75 | 48
2022/23 | 177.75 | 61.75 | 35
2022/23 | 178.25 | 61.75 | 36
2022/23 | 178.75 | 61.75 | 37
2022/23 | 179.25 | 61.75 | 41
2022/23 | 179.75 | 61.75 | 31
2022/23 | 180.25 | 61.75 | 36
2022/23 | 180.75 | 61.75 | 24
2022/23 | 181.25 | 61.75 | 33
2022/23 | 181.75 | 61.75 | 36
2022/23 | 182.25 | 61.75 | 18
2022/23 | 182.75 | 61.75 | 25
2022/23 | 183.25 | 61.75 | 26
2022/23 | 183.75 | 61.75 | 32
2022/23 | 184.25 | 61.75 | 26
2022/23 | 184.75 | 61.75 | 24
2022/23 | 185.25 | 61.75 | 22
2022/23 | 185.75 | 61.75 | 28
2022/23 | 186.25 | 61.75 | 28
2022/23 | 186.75 | 61.75 | 23
2022/23 | 187.25 | 61.75 | 23
2022/23 | 187.75 | 61.75 | 25
2022/23 | 188.25 | 61.75 | 19
2022/23 | 188.75 | 61.75 | 28
2022/23 | 189.25 | 61.75 | 26
2022/23 | 189.75 | 61.75 | 20
2022/23 | 190.25 | 61.75 | 25
2022/23 | 190.75 | 61.75 | 8
2022/23 | 191.25 | 61.75 | 13
2022/23 | 191.75 | 61.75 | 21
2022/23 | 192.25 | 61.75 | 16
2022/23 | 192.75 | 61.75 | 19
2022/23 | 193.25 | 61.75 | 25
2022/23 | 193.75 | 61.75 | 11
2022/23 | 194.25 | 61.75 | 17
2022/23 | 194.75 | 61.75 | 9
2022/23 | 195.25 | 61.75 | 14
2022/23 | 195.75 | 61.75 | 17
2022/23 | 196.25 | 61.75 | 16
2022/23 | 196.75 | 61.75 | 7
2022/23 | 197.25 | 61.75 | 7
2022/23 | 197.75 | 61.75 | 7
2022/23 | 198.25 | 61.75 | 12
2022/23 | 198.75 | 61.75 | 15
2022/23 | 199.25 | 61.75 | 7
2022/23 | 199.75 | 61.75 | 12
2022/23 | 200.25 | 61.75 | 16
2022/23 | 200.75 | 61.75 | 16
2022/23 | 201.25 | 61.75 | 11
2022/23 | 201.75 | 61.75 | 11
2022/23 | 202.25 | 61.75 | 8
2022/23 | 202.75 | 61.75 | 6
2022/23 | 203.25 | 61.75 | 8
2022/23 | 203.75 | 61.75 | 8
2022/23 | 204.25 | 61.75 | 3
2022/23 | 204.75 | 61.75 | 9
2022/23 | 205.25 | 61.75 | 8
2022/23 | 205.75 | 61.75 | 6
2022/23 | 206.25 | 61.75 | 4
2022/23 | 206.75 | 61.75 | 1
2022/23 | 207.25 | 61.75 | 2
2022/23 | 207.75 | 61.75 | 5
2022/23 | 208.25 | 61.75 | 3
2022/23 | 208.75 | 61.75 | 2
2022/23 | 209.25 | 61.75 | 5
2022/23 | 209.75 | 61.75 | 4
2022/23 | 210.25 | 61.75 | 4
2022/23 | 210.75 | 61.75 | 5
2022/23 | 211.25 | 61.75 | 4
2022/23 | 211.75 | 61.75 | 6
2022/23 | 212.25 | 61.75 | 6
2022/23 | 212.75 | 61.75 | 7
2022/23 | 213.25 | 61.75 | 5
2022/23 | 213.75 | 61.75 | 3
2022/23 | 214.25 | 61.75 | 6
2022/23 | 214.75 | 61.75 | 3
2022/23 | 215.25 | 61.75 | 3
2022/23 | 215.75 | 61.75 | 4
2022/23 | 216.25 | 61.75 | 3
2022/23 | 216.75 | 61.75 | 5
2022/23 | 217.25 | 61.75 | 3
2022/23 | 217.75 | 61.75 | 3
2022/23 | 218.25 | 61.75 | 5
2022/23 | 218.75 | 61.75 | 3
2022/23 | 219.25 | 61.75 | 4
2022/23 | 219.75 | 61.75 | 5
2022/23 | 220.25 | 61.75 | 5
2022/23 | 220.75 | 61.75 | 2
2022/23 | 221.25 | 61.75 | 1
2022/23 | 221.75 | 61.75 | 5
2022/23 | 222.25 | 61.75 | 1
2022/23 | 222.75 | 61.75 | 3
2022/23 | 223.25 | 61.75 | 2
2022/23 | 223.75 | 61.75 | 5
2022/23 | 224.25 | 61.75 | 4
2022/23 | 225.25 | 61.75 | 5
2022/23 | 225.75 | 61.75 | 5
2022/23 | 226.25 | 61.75 | 3
2022/23 | 226.75 | 61.75 | 4
2022/23 | 227.25 | 61.75 | 3
2022/23 | 227.75 | 61.75 | 1
2022/23 | 228.25 | 61.75 | 4
2022/23 | 228.75 | 61.75 | 1
2022/23 | 229.25 | 61.75 | 4
2022/23 | 229.75 | 61.75 | 3
2022/23 | 230.25 | 61.75 | 6
2022/23 | 230.75 | 61.75 | 3
2022/23 | 231.75 | 61.75 | 2
2022/23 | 232.25 | 61.75 | 1
2022/23 | 232.75 | 61.75 | 2
2022/23 | 233.25 | 61.75 | 3
2022/23 | 233.75 | 61.75 | 1
2022/23 | 234.25 | 61.75 | 1
2022/23 | 234.75 | 61.75 | 3
2022/23 | 235.25 | 61.75 | 5
2022/23 | 235.75 | 61.75 | 2
2022/23 | 236.75 | 61.75 | 2
2022/23 | 237.25 | 61.75 | 3
2022/23 | 237.75 | 61.75 | 2
2022/23 | 238.25 | 61.75 | 1
2022/23 | 238.75 | 61.75 | 3
2022/23 | 239.25 | 61.75 | 2
2022/23 | 240.75 | 61.75 | 1
2022/23 | 241.25 | 61.75 | 3
2022/23 | 241.75 | 61.75 | 3
2022/23 | 242.25 | 61.75 | 4
2022/23 | 242.75 | 61.75 | 3
2022/23 | 243.25 | 61.75 | 1
2022/23 | 243.75 | 61.75 | 2
2022/23 | 244.25 | 61.75 | 4
2022/23 | 244.75 | 61.75 | 2
2022/23 | 245.25 | 61.75 | 2
2022/23 | 245.75 | 61.75 | 3
2022/23 | 247.25 | 61.75 | 2
2022/23 | 247.75 | 61.75 | 2
2022/23 | 248.25 | 61.75 | 2
2022/23 | 248.75 | 61.75 | 2
2022/23 | 249.25 | 61.75 | 4
2022/23 | 249.75 | 61.75 | 2
2022/23 | 250.25 | 61.75 | 1
2022/23 | 250.75 | 61.75 | 1
2022/23 | 251.75 | 61.75 | 2
2022/23 | 252.25 | 61.75 | 3
2022/23 | 252.75 | 61.75 | 2
2022/23 | 253.25 | 61.75 | 3
2022/23 | 253.75 | 61.75 | 1
2022/23 | 254.75 | 61.75 | 1
2022/23 | 255.25 | 61.75 | 1
2022/23 | 255.75 | 61.75 | 2
2022/23 | 256.25 | 61.75 | 1
2022/23 | 257.25 | 61.75 | 3
2022/23 | 258.25 | 61.75 | 1
2022/23 | 258.75 | 61.75 | 2
2022/23 | 259.25 | 61.75 | 2
2022/23 | 259.75 | 61.75 | 2
2022/23 | 260.25 | 61.75 | 1
2022/23 | 260.75 | 61.75 | 2
2022/23 | 261.75 | 61.75 | 3
2022/23 | 262.75 | 61.75 | 2
2022/23 | 263.25 | 61.75 | 2
2022/23 | 263.75 | 61.75 | 2
2022/23 | 264.75 | 61.75 | 1
2022/23 | 266.25 | 61.75 | 2
2022/23 | 266.75 | 61.75 | 1
2022/23 | 267.75 | 61.75 | 2
2022/23 | 268.25 | 61.75 | 1
2022/23 | 269.25 | 61.75 | 1
2022/23 | 270.25 | 61.75 | 1
2022/23 | 270.75 | 61.75 | 2
2022/23 | 271.75 | 61.75 | 2
2022/23 | 272.75 | 61.75 | 1
2022/23 | 273.25 | 61.75 | 1
2022/23 | 274.75 | 61.75 | 1
2022/23 | 275.25 | 61.75 | 1
2022/23 | 276.25 | 61.75 | 1
2022/23 | 276.75 | 61.75 | 1
2022/23 | 277.25 | 61.75 | 1
2022/23 | 277.75 | 61.75 | 1
2022/23 | 284.25 | 61.75 | 2
2022/23 | 285.25 | 61.75 | 1
2022/23 | 286.25 | 61.75 | 1
2022/23 | 287.75 | 61.75 | 1
2022/23 | 290.25 | 61.75 | 2
2022/23 | 292.75 | 61.75 | 2
2022/23 | 294.75 | 61.75 | 1
2022/23 | 300.25 | 61.75 | 1
2022/23 | 305.75 | 61.75 | 1
2022/23 | 313.25 | 61.75 | 1
2022/23 | 328.25 | 61.75 | 1
2022/23 | 337.75 | 61.75 | 1
2022/23 | 363.25 | 61.75 | 1
2022/23 | 98.75 | 62.25 | 1
2022/23 | 99.25 | 62.25 | 1
2022/23 | 102.75 | 62.25 | 1
2022/23 | 103.25 | 62.25 | 2
2022/23 | 103.75 | 62.25 | 2
2022/23 | 104.25 | 62.25 | 1
2022/23 | 104.75 | 62.25 | 1
2022/23 | 105.75 | 62.25 | 4
2022/23 | 106.25 | 62.25 | 3
2022/23 | 106.75 | 62.25 | 2
2022/23 | 107.25 | 62.25 | 4
2022/23 | 107.75 | 62.25 | 3
2022/23 | 108.25 | 62.25 | 5
2022/23 | 108.75 | 62.25 | 2
2022/23 | 109.25 | 62.25 | 2
2022/23 | 109.75 | 62.25 | 5
2022/23 | 110.25 | 62.25 | 6
2022/23 | 110.75 | 62.25 | 2
2022/23 | 111.25 | 62.25 | 6
2022/23 | 111.75 | 62.25 | 4
2022/23 | 112.25 | 62.25 | 5
2022/23 | 112.75 | 62.25 | 9
2022/23 | 113.25 | 62.25 | 8
2022/23 | 113.75 | 62.25 | 15
2022/23 | 114.25 | 62.25 | 16
2022/23 | 114.75 | 62.25 | 11
2022/23 | 115.25 | 62.25 | 10
2022/23 | 115.75 | 62.25 | 12
2022/23 | 116.25 | 62.25 | 16
2022/23 | 116.75 | 62.25 | 26
2022/23 | 117.25 | 62.25 | 26
2022/23 | 117.75 | 62.25 | 27
2022/23 | 118.25 | 62.25 | 13
2022/23 | 118.75 | 62.25 | 19
2022/23 | 119.25 | 62.25 | 17
2022/23 | 119.75 | 62.25 | 26
2022/23 | 120.25 | 62.25 | 27
2022/23 | 120.75 | 62.25 | 28
2022/23 | 121.25 | 62.25 | 27
2022/23 | 121.75 | 62.25 | 40
2022/23 | 122.25 | 62.25 | 32
2022/23 | 122.75 | 62.25 | 22
2022/23 | 123.25 | 62.25 | 27
2022/23 | 123.75 | 62.25 | 41
2022/23 | 124.25 | 62.25 | 11
2022/23 | 124.75 | 62.25 | 34
2022/23 | 125.25 | 62.25 | 42
2022/23 | 125.75 | 62.25 | 45
2022/23 | 126.25 | 62.25 | 42
2022/23 | 126.75 | 62.25 | 36
2022/23 | 127.25 | 62.25 | 35
2022/23 | 127.75 | 62.25 | 52
2022/23 | 128.25 | 62.25 | 44
2022/23 | 128.75 | 62.25 | 44
2022/23 | 129.25 | 62.25 | 43
2022/23 | 129.75 | 62.25 | 45
2022/23 | 130.25 | 62.25 | 46
2022/23 | 130.75 | 62.25 | 47
2022/23 | 131.25 | 62.25 | 57
2022/23 | 131.75 | 62.25 | 44
2022/23 | 132.25 | 62.25 | 52
2022/23 | 132.75 | 62.25 | 57
2022/23 | 133.25 | 62.25 | 45
2022/23 | 133.75 | 62.25 | 70
2022/23 | 134.25 | 62.25 | 55
2022/23 | 134.75 | 62.25 | 50
2022/23 | 135.25 | 62.25 | 52
2022/23 | 135.75 | 62.25 | 66
2022/23 | 136.25 | 62.25 | 53
2022/23 | 136.75 | 62.25 | 56
2022/23 | 137.25 | 62.25 | 58
2022/23 | 137.75 | 62.25 | 75
2022/23 | 138.25 | 62.25 | 61
2022/23 | 138.75 | 62.25 | 58
2022/23 | 139.25 | 62.25 | 58
2022/23 | 139.75 | 62.25 | 61
2022/23 | 140.25 | 62.25 | 77
2022/23 | 140.75 | 62.25 | 52
2022/23 | 141.25 | 62.25 | 66
2022/23 | 141.75 | 62.25 | 77
2022/23 | 142.25 | 62.25 | 62
2022/23 | 142.75 | 62.25 | 83
2022/23 | 143.25 | 62.25 | 75
2022/23 | 143.75 | 62.25 | 63
2022/23 | 144.25 | 62.25 | 67
2022/23 | 144.75 | 62.25 | 75
2022/23 | 145.25 | 62.25 | 69
2022/23 | 145.75 | 62.25 | 78
2022/23 | 146.25 | 62.25 | 74
2022/23 | 146.75 | 62.25 | 79
2022/23 | 147.25 | 62.25 | 62
2022/23 | 147.75 | 62.25 | 78
2022/23 | 148.25 | 62.25 | 72
2022/23 | 148.75 | 62.25 | 67
2022/23 | 149.25 | 62.25 | 60
2022/23 | 149.75 | 62.25 | 75
2022/23 | 150.25 | 62.25 | 80
2022/23 | 150.75 | 62.25 | 63
2022/23 | 151.25 | 62.25 | 71
2022/23 | 151.75 | 62.25 | 83
2022/23 | 152.25 | 62.25 | 69
2022/23 | 152.75 | 62.25 | 69
2022/23 | 153.25 | 62.25 | 75
2022/23 | 153.75 | 62.25 | 68
2022/23 | 154.25 | 62.25 | 83
2022/23 | 154.75 | 62.25 | 70
2022/23 | 155.25 | 62.25 | 60
2022/23 | 155.75 | 62.25 | 77
2022/23 | 156.25 | 62.25 | 63
2022/23 | 156.75 | 62.25 | 70
2022/23 | 157.25 | 62.25 | 68
2022/23 | 157.75 | 62.25 | 62
2022/23 | 158.25 | 62.25 | 56
2022/23 | 158.75 | 62.25 | 70
2022/23 | 159.25 | 62.25 | 64
2022/23 | 159.75 | 62.25 | 57
2022/23 | 160.25 | 62.25 | 65
2022/23 | 160.75 | 62.25 | 72
2022/23 | 161.25 | 62.25 | 70
2022/23 | 161.75 | 62.25 | 69
2022/23 | 162.25 | 62.25 | 60
2022/23 | 162.75 | 62.25 | 72
2022/23 | 163.25 | 62.25 | 67
2022/23 | 163.75 | 62.25 | 57
2022/23 | 164.25 | 62.25 | 52
2022/23 | 164.75 | 62.25 | 70
2022/23 | 165.25 | 62.25 | 60
2022/23 | 165.75 | 62.25 | 63
2022/23 | 166.25 | 62.25 | 63
2022/23 | 166.75 | 62.25 | 58
2022/23 | 167.25 | 62.25 | 65
2022/23 | 167.75 | 62.25 | 60
2022/23 | 168.25 | 62.25 | 56
2022/23 | 168.75 | 62.25 | 54
2022/23 | 169.25 | 62.25 | 55
2022/23 | 169.75 | 62.25 | 49
2022/23 | 170.25 | 62.25 | 42
2022/23 | 170.75 | 62.25 | 50
2022/23 | 171.25 | 62.25 | 47
2022/23 | 171.75 | 62.25 | 49
2022/23 | 172.25 | 62.25 | 38
2022/23 | 172.75 | 62.25 | 60
2022/23 | 173.25 | 62.25 | 46
2022/23 | 173.75 | 62.25 | 56
2022/23 | 174.25 | 62.25 | 37
2022/23 | 174.75 | 62.25 | 32
2022/23 | 175.25 | 62.25 | 35
2022/23 | 175.75 | 62.25 | 53
2022/23 | 176.25 | 62.25 | 41
2022/23 | 176.75 | 62.25 | 46
2022/23 | 177.25 | 62.25 | 36
2022/23 | 177.75 | 62.25 | 33
2022/23 | 178.25 | 62.25 | 44
2022/23 | 178.75 | 62.25 | 45
2022/23 | 179.25 | 62.25 | 29
2022/23 | 179.75 | 62.25 | 39
2022/23 | 180.25 | 62.25 | 42
2022/23 | 180.75 | 62.25 | 37
2022/23 | 181.25 | 62.25 | 31
2022/23 | 181.75 | 62.25 | 33
2022/23 | 182.25 | 62.25 | 31
2022/23 | 182.75 | 62.25 | 36
2022/23 | 183.25 | 62.25 | 20
2022/23 | 183.75 | 62.25 | 39
2022/23 | 184.25 | 62.25 | 33
2022/23 | 184.75 | 62.25 | 30
2022/23 | 185.25 | 62.25 | 27
2022/23 | 185.75 | 62.25 | 27
2022/23 | 186.25 | 62.25 | 27
2022/23 | 186.75 | 62.25 | 31
2022/23 | 187.25 | 62.25 | 29
2022/23 | 187.75 | 62.25 | 26
2022/23 | 188.25 | 62.25 | 29
2022/23 | 188.75 | 62.25 | 29
2022/23 | 189.25 | 62.25 | 29
2022/23 | 189.75 | 62.25 | 17
2022/23 | 190.25 | 62.25 | 19
2022/23 | 190.75 | 62.25 | 24
2022/23 | 191.25 | 62.25 | 27
2022/23 | 191.75 | 62.25 | 27
2022/23 | 192.25 | 62.25 | 14
2022/23 | 192.75 | 62.25 | 16
2022/23 | 193.25 | 62.25 | 21
2022/23 | 193.75 | 62.25 | 16
2022/23 | 194.25 | 62.25 | 18
2022/23 | 194.75 | 62.25 | 17
2022/23 | 195.25 | 62.25 | 14
2022/23 | 195.75 | 62.25 | 18
2022/23 | 196.25 | 62.25 | 16
2022/23 | 196.75 | 62.25 | 12
2022/23 | 197.25 | 62.25 | 10
2022/23 | 197.75 | 62.25 | 11
2022/23 | 198.25 | 62.25 | 5
2022/23 | 198.75 | 62.25 | 10
2022/23 | 199.25 | 62.25 | 12
2022/23 | 199.75 | 62.25 | 12
2022/23 | 200.25 | 62.25 | 9
2022/23 | 200.75 | 62.25 | 10
2022/23 | 201.25 | 62.25 | 8
2022/23 | 201.75 | 62.25 | 9
2022/23 | 202.25 | 62.25 | 8
2022/23 | 202.75 | 62.25 | 16
2022/23 | 203.25 | 62.25 | 12
2022/23 | 203.75 | 62.25 | 10
2022/23 | 204.25 | 62.25 | 15
2022/23 | 204.75 | 62.25 | 8
2022/23 | 205.25 | 62.25 | 8
2022/23 | 205.75 | 62.25 | 4
2022/23 | 206.25 | 62.25 | 6
2022/23 | 206.75 | 62.25 | 8
2022/23 | 207.25 | 62.25 | 9
2022/23 | 207.75 | 62.25 | 11
2022/23 | 208.25 | 62.25 | 6
2022/23 | 208.75 | 62.25 | 6
2022/23 | 209.25 | 62.25 | 3
2022/23 | 209.75 | 62.25 | 8
2022/23 | 210.25 | 62.25 | 3
2022/23 | 210.75 | 62.25 | 7
2022/23 | 211.25 | 62.25 | 5
2022/23 | 211.75 | 62.25 | 3
2022/23 | 212.25 | 62.25 | 5
2022/23 | 212.75 | 62.25 | 9
2022/23 | 213.25 | 62.25 | 6
2022/23 | 213.75 | 62.25 | 7
2022/23 | 214.25 | 62.25 | 5
2022/23 | 214.75 | 62.25 | 3
2022/23 | 215.25 | 62.25 | 4
2022/23 | 215.75 | 62.25 | 6
2022/23 | 216.25 | 62.25 | 6
2022/23 | 216.75 | 62.25 | 3
2022/23 | 217.25 | 62.25 | 2
2022/23 | 217.75 | 62.25 | 3
2022/23 | 218.25 | 62.25 | 3
2022/23 | 218.75 | 62.25 | 2
2022/23 | 219.25 | 62.25 | 4
2022/23 | 219.75 | 62.25 | 5
2022/23 | 220.25 | 62.25 | 4
2022/23 | 220.75 | 62.25 | 5
2022/23 | 221.25 | 62.25 | 5
2022/23 | 221.75 | 62.25 | 4
2022/23 | 222.25 | 62.25 | 3
2022/23 | 222.75 | 62.25 | 3
2022/23 | 223.75 | 62.25 | 4
2022/23 | 224.25 | 62.25 | 6
2022/23 | 224.75 | 62.25 | 4
2022/23 | 225.25 | 62.25 | 4
2022/23 | 225.75 | 62.25 | 5
2022/23 | 226.25 | 62.25 | 4
2022/23 | 226.75 | 62.25 | 2
2022/23 | 227.25 | 62.25 | 3
2022/23 | 227.75 | 62.25 | 3
2022/23 | 228.25 | 62.25 | 3
2022/23 | 228.75 | 62.25 | 1
2022/23 | 229.75 | 62.25 | 4
2022/23 | 230.25 | 62.25 | 2
2022/23 | 230.75 | 62.25 | 2
2022/23 | 231.25 | 62.25 | 2
2022/23 | 231.75 | 62.25 | 2
2022/23 | 232.25 | 62.25 | 1
2022/23 | 233.75 | 62.25 | 3
2022/23 | 234.25 | 62.25 | 2
2022/23 | 234.75 | 62.25 | 2
2022/23 | 235.25 | 62.25 | 1
2022/23 | 235.75 | 62.25 | 1
2022/23 | 236.25 | 62.25 | 7
2022/23 | 236.75 | 62.25 | 2
2022/23 | 237.75 | 62.25 | 1
2022/23 | 238.25 | 62.25 | 2
2022/23 | 239.25 | 62.25 | 2
2022/23 | 239.75 | 62.25 | 2
2022/23 | 240.25 | 62.25 | 1
2022/23 | 240.75 | 62.25 | 1
2022/23 | 241.25 | 62.25 | 2
2022/23 | 241.75 | 62.25 | 1
2022/23 | 242.25 | 62.25 | 2
2022/23 | 243.25 | 62.25 | 6
2022/23 | 243.75 | 62.25 | 1
2022/23 | 244.25 | 62.25 | 1
2022/23 | 244.75 | 62.25 | 1
2022/23 | 245.25 | 62.25 | 5
2022/23 | 245.75 | 62.25 | 3
2022/23 | 246.25 | 62.25 | 5
2022/23 | 246.75 | 62.25 | 1
2022/23 | 247.25 | 62.25 | 3
2022/23 | 248.25 | 62.25 | 2
2022/23 | 248.75 | 62.25 | 2
2022/23 | 249.25 | 62.25 | 2
2022/23 | 249.75 | 62.25 | 3
2022/23 | 250.25 | 62.25 | 2
2022/23 | 250.75 | 62.25 | 2
2022/23 | 251.25 | 62.25 | 1
2022/23 | 251.75 | 62.25 | 2
2022/23 | 252.75 | 62.25 | 3
2022/23 | 254.25 | 62.25 | 1
2022/23 | 255.75 | 62.25 | 3
2022/23 | 256.25 | 62.25 | 2
2022/23 | 256.75 | 62.25 | 2
2022/23 | 257.25 | 62.25 | 1
2022/23 | 257.75 | 62.25 | 1
2022/23 | 258.25 | 62.25 | 1
2022/23 | 258.75 | 62.25 | 1
2022/23 | 259.25 | 62.25 | 1
2022/23 | 259.75 | 62.25 | 1
2022/23 | 260.75 | 62.25 | 1
2022/23 | 261.75 | 62.25 | 1
2022/23 | 262.25 | 62.25 | 3
2022/23 | 262.75 | 62.25 | 1
2022/23 | 263.25 | 62.25 | 1
2022/23 | 263.75 | 62.25 | 4
2022/23 | 265.25 | 62.25 | 1
2022/23 | 265.75 | 62.25 | 2
2022/23 | 266.25 | 62.25 | 1
2022/23 | 267.25 | 62.25 | 1
2022/23 | 267.75 | 62.25 | 1
2022/23 | 269.25 | 62.25 | 1
2022/23 | 269.75 | 62.25 | 2
2022/23 | 272.75 | 62.25 | 1
2022/23 | 273.25 | 62.25 | 1
2022/23 | 273.75 | 62.25 | 1
2022/23 | 274.25 | 62.25 | 2
2022/23 | 274.75 | 62.25 | 2
2022/23 | 275.25 | 62.25 | 2
2022/23 | 276.25 | 62.25 | 1
2022/23 | 276.75 | 62.25 | 2
2022/23 | 277.75 | 62.25 | 1
2022/23 | 279.25 | 62.25 | 2
2022/23 | 279.75 | 62.25 | 2
2022/23 | 280.75 | 62.25 | 1
2022/23 | 282.75 | 62.25 | 1
2022/23 | 287.25 | 62.25 | 1
2022/23 | 287.75 | 62.25 | 1
2022/23 | 288.75 | 62.25 | 1
2022/23 | 289.25 | 62.25 | 1
2022/23 | 291.25 | 62.25 | 2
2022/23 | 292.25 | 62.25 | 1
2022/23 | 295.75 | 62.25 | 1
2022/23 | 297.75 | 62.25 | 1
2022/23 | 298.25 | 62.25 | 1
2022/23 | 300.25 | 62.25 | 1
2022/23 | 302.25 | 62.25 | 1
2022/23 | 305.75 | 62.25 | 1
2022/23 | 309.25 | 62.25 | 1
2022/23 | 320.25 | 62.25 | 1
2022/23 | 326.25 | 62.25 | 1
2022/23 | 329.25 | 62.25 | 1
2022/23 | 337.75 | 62.25 | 1
2022/23 | 341.25 | 62.25 | 1
2022/23 | 94.25 | 62.75 | 1
2022/23 | 95.75 | 62.75 | 1
2022/23 | 98.25 | 62.75 | 1
2022/23 | 100.75 | 62.75 | 1
2022/23 | 101.25 | 62.75 | 2
2022/23 | 102.25 | 62.75 | 1
2022/23 | 103.25 | 62.75 | 1
2022/23 | 103.75 | 62.75 | 1
2022/23 | 104.25 | 62.75 | 1
2022/23 | 105.25 | 62.75 | 1
2022/23 | 105.75 | 62.75 | 4
2022/23 | 106.25 | 62.75 | 1
2022/23 | 106.75 | 62.75 | 4
2022/23 | 107.25 | 62.75 | 3
2022/23 | 107.75 | 62.75 | 1
2022/23 | 108.25 | 62.75 | 2
2022/23 | 108.75 | 62.75 | 3
2022/23 | 109.25 | 62.75 | 7
2022/23 | 109.75 | 62.75 | 6
2022/23 | 110.25 | 62.75 | 6
2022/23 | 110.75 | 62.75 | 10
2022/23 | 111.25 | 62.75 | 7
2022/23 | 111.75 | 62.75 | 7
2022/23 | 112.25 | 62.75 | 3
2022/23 | 112.75 | 62.75 | 13
2022/23 | 113.25 | 62.75 | 9
2022/23 | 113.75 | 62.75 | 12
2022/23 | 114.25 | 62.75 | 18
2022/23 | 114.75 | 62.75 | 16
2022/23 | 115.25 | 62.75 | 8
2022/23 | 115.75 | 62.75 | 13
2022/23 | 116.25 | 62.75 | 13
2022/23 | 116.75 | 62.75 | 13
2022/23 | 117.25 | 62.75 | 20
2022/23 | 117.75 | 62.75 | 16
2022/23 | 118.25 | 62.75 | 10
2022/23 | 118.75 | 62.75 | 19
2022/23 | 119.25 | 62.75 | 22
2022/23 | 119.75 | 62.75 | 27
2022/23 | 120.25 | 62.75 | 26
2022/23 | 120.75 | 62.75 | 28
2022/23 | 121.25 | 62.75 | 20
2022/23 | 121.75 | 62.75 | 19
2022/23 | 122.25 | 62.75 | 27
2022/23 | 122.75 | 62.75 | 31
2022/23 | 123.25 | 62.75 | 28
2022/23 | 123.75 | 62.75 | 33
2022/23 | 124.25 | 62.75 | 31
2022/23 | 124.75 | 62.75 | 40
2022/23 | 125.25 | 62.75 | 32
2022/23 | 125.75 | 62.75 | 28
2022/23 | 126.25 | 62.75 | 49
2022/23 | 126.75 | 62.75 | 43
2022/23 | 127.25 | 62.75 | 45
2022/23 | 127.75 | 62.75 | 48
2022/23 | 128.25 | 62.75 | 39
2022/23 | 128.75 | 62.75 | 50
2022/23 | 129.25 | 62.75 | 59
2022/23 | 129.75 | 62.75 | 50
2022/23 | 130.25 | 62.75 | 50
2022/23 | 130.75 | 62.75 | 56
2022/23 | 131.25 | 62.75 | 46
2022/23 | 131.75 | 62.75 | 71
2022/23 | 132.25 | 62.75 | 62
2022/23 | 132.75 | 62.75 | 57
2022/23 | 133.25 | 62.75 | 58
2022/23 | 133.75 | 62.75 | 59
2022/23 | 134.25 | 62.75 | 60
2022/23 | 134.75 | 62.75 | 62
2022/23 | 135.25 | 62.75 | 64
2022/23 | 135.75 | 62.75 | 61
2022/23 | 136.25 | 62.75 | 65
2022/23 | 136.75 | 62.75 | 64
2022/23 | 137.25 | 62.75 | 68
2022/23 | 137.75 | 62.75 | 58
2022/23 | 138.25 | 62.75 | 60
2022/23 | 138.75 | 62.75 | 64
2022/23 | 139.25 | 62.75 | 71
2022/23 | 139.75 | 62.75 | 77
2022/23 | 140.25 | 62.75 | 74
2022/23 | 140.75 | 62.75 | 56
2022/23 | 141.25 | 62.75 | 67
2022/23 | 141.75 | 62.75 | 73
2022/23 | 142.25 | 62.75 | 75
2022/23 | 142.75 | 62.75 | 73
2022/23 | 143.25 | 62.75 | 63
2022/23 | 143.75 | 62.75 | 74
2022/23 | 144.25 | 62.75 | 95
2022/23 | 144.75 | 62.75 | 76
2022/23 | 145.25 | 62.75 | 71
2022/23 | 145.75 | 62.75 | 78
2022/23 | 146.25 | 62.75 | 79
2022/23 | 146.75 | 62.75 | 76
2022/23 | 147.25 | 62.75 | 72
2022/23 | 147.75 | 62.75 | 95
2022/23 | 148.25 | 62.75 | 81
2022/23 | 148.75 | 62.75 | 75
2022/23 | 149.25 | 62.75 | 76
2022/23 | 149.75 | 62.75 | 70
2022/23 | 150.25 | 62.75 | 95
2022/23 | 150.75 | 62.75 | 77
2022/23 | 151.25 | 62.75 | 67
2022/23 | 151.75 | 62.75 | 65
2022/23 | 152.25 | 62.75 | 76
2022/23 | 152.75 | 62.75 | 86
2022/23 | 153.25 | 62.75 | 77
2022/23 | 153.75 | 62.75 | 83
2022/23 | 154.25 | 62.75 | 93
2022/23 | 154.75 | 62.75 | 77
2022/23 | 155.25 | 62.75 | 75
2022/23 | 155.75 | 62.75 | 92
2022/23 | 156.25 | 62.75 | 77
2022/23 | 156.75 | 62.75 | 73
2022/23 | 157.25 | 62.75 | 73
2022/23 | 157.75 | 62.75 | 71
2022/23 | 158.25 | 62.75 | 73
2022/23 | 158.75 | 62.75 | 78
2022/23 | 159.25 | 62.75 | 81
2022/23 | 159.75 | 62.75 | 54
2022/23 | 160.25 | 62.75 | 76
2022/23 | 160.75 | 62.75 | 63
2022/23 | 161.25 | 62.75 | 65
2022/23 | 161.75 | 62.75 | 65
2022/23 | 162.25 | 62.75 | 79
2022/23 | 162.75 | 62.75 | 61
2022/23 | 163.25 | 62.75 | 70
2022/23 | 163.75 | 62.75 | 61
2022/23 | 164.25 | 62.75 | 66
2022/23 | 164.75 | 62.75 | 54
2022/23 | 165.25 | 62.75 | 58
2022/23 | 165.75 | 62.75 | 63
2022/23 | 166.25 | 62.75 | 57
2022/23 | 166.75 | 62.75 | 52
2022/23 | 167.25 | 62.75 | 65
2022/23 | 167.75 | 62.75 | 58
2022/23 | 168.25 | 62.75 | 70
2022/23 | 168.75 | 62.75 | 47
2022/23 | 169.25 | 62.75 | 43
2022/23 | 169.75 | 62.75 | 71
2022/23 | 170.25 | 62.75 | 59
2022/23 | 170.75 | 62.75 | 63
2022/23 | 171.25 | 62.75 | 62
2022/23 | 171.75 | 62.75 | 60
2022/23 | 172.25 | 62.75 | 54
2022/23 | 172.75 | 62.75 | 46
2022/23 | 173.25 | 62.75 | 53
2022/23 | 173.75 | 62.75 | 51
2022/23 | 174.25 | 62.75 | 43
2022/23 | 174.75 | 62.75 | 54
2022/23 | 175.25 | 62.75 | 49
2022/23 | 175.75 | 62.75 | 46
2022/23 | 176.25 | 62.75 | 35
2022/23 | 176.75 | 62.75 | 46
2022/23 | 177.25 | 62.75 | 48
2022/23 | 177.75 | 62.75 | 41
2022/23 | 178.25 | 62.75 | 35
2022/23 | 178.75 | 62.75 | 51
2022/23 | 179.25 | 62.75 | 39
2022/23 | 179.75 | 62.75 | 43
2022/23 | 180.25 | 62.75 | 42
2022/23 | 180.75 | 62.75 | 31
2022/23 | 181.25 | 62.75 | 34
2022/23 | 181.75 | 62.75 | 29
2022/23 | 182.25 | 62.75 | 32
2022/23 | 182.75 | 62.75 | 31
2022/23 | 183.25 | 62.75 | 41
2022/23 | 183.75 | 62.75 | 39
2022/23 | 184.25 | 62.75 | 30
2022/23 | 184.75 | 62.75 | 38
2022/23 | 185.25 | 62.75 | 28
2022/23 | 185.75 | 62.75 | 31
2022/23 | 186.25 | 62.75 | 25
2022/23 | 186.75 | 62.75 | 25
2022/23 | 187.25 | 62.75 | 30
2022/23 | 187.75 | 62.75 | 24
2022/23 | 188.25 | 62.75 | 25
2022/23 | 188.75 | 62.75 | 26
2022/23 | 189.25 | 62.75 | 27
2022/23 | 189.75 | 62.75 | 21
2022/23 | 190.25 | 62.75 | 31
2022/23 | 190.75 | 62.75 | 22
2022/23 | 191.25 | 62.75 | 16
2022/23 | 191.75 | 62.75 | 22
2022/23 | 192.25 | 62.75 | 22
2022/23 | 192.75 | 62.75 | 17
2022/23 | 193.25 | 62.75 | 20
2022/23 | 193.75 | 62.75 | 17
2022/23 | 194.25 | 62.75 | 16
2022/23 | 194.75 | 62.75 | 10
2022/23 | 195.25 | 62.75 | 8
2022/23 | 195.75 | 62.75 | 14
2022/23 | 196.25 | 62.75 | 12
2022/23 | 196.75 | 62.75 | 19
2022/23 | 197.25 | 62.75 | 14
2022/23 | 197.75 | 62.75 | 11
2022/23 | 198.25 | 62.75 | 18
2022/23 | 198.75 | 62.75 | 10
2022/23 | 199.25 | 62.75 | 11
2022/23 | 199.75 | 62.75 | 12
2022/23 | 200.25 | 62.75 | 3
2022/23 | 200.75 | 62.75 | 6
2022/23 | 201.25 | 62.75 | 16
2022/23 | 201.75 | 62.75 | 9
2022/23 | 202.25 | 62.75 | 14
2022/23 | 202.75 | 62.75 | 10
2022/23 | 203.25 | 62.75 | 7
2022/23 | 203.75 | 62.75 | 15
2022/23 | 204.25 | 62.75 | 8
2022/23 | 204.75 | 62.75 | 11
2022/23 | 205.25 | 62.75 | 5
2022/23 | 205.75 | 62.75 | 10
2022/23 | 206.25 | 62.75 | 7
2022/23 | 206.75 | 62.75 | 10
2022/23 | 207.25 | 62.75 | 4
2022/23 | 207.75 | 62.75 | 6
2022/23 | 208.25 | 62.75 | 2
2022/23 | 208.75 | 62.75 | 8
2022/23 | 209.25 | 62.75 | 4
2022/23 | 209.75 | 62.75 | 3
2022/23 | 210.25 | 62.75 | 10
2022/23 | 210.75 | 62.75 | 6
2022/23 | 211.25 | 62.75 | 6
2022/23 | 211.75 | 62.75 | 3
2022/23 | 212.25 | 62.75 | 8
2022/23 | 212.75 | 62.75 | 6
2022/23 | 213.25 | 62.75 | 10
2022/23 | 213.75 | 62.75 | 6
2022/23 | 214.25 | 62.75 | 7
2022/23 | 214.75 | 62.75 | 7
2022/23 | 215.25 | 62.75 | 4
2022/23 | 215.75 | 62.75 | 7
2022/23 | 216.25 | 62.75 | 6
2022/23 | 216.75 | 62.75 | 3
2022/23 | 217.25 | 62.75 | 4
2022/23 | 217.75 | 62.75 | 6
2022/23 | 218.25 | 62.75 | 3
2022/23 | 218.75 | 62.75 | 4
2022/23 | 219.25 | 62.75 | 7
2022/23 | 219.75 | 62.75 | 4
2022/23 | 220.25 | 62.75 | 5
2022/23 | 220.75 | 62.75 | 7
2022/23 | 221.25 | 62.75 | 4
2022/23 | 221.75 | 62.75 | 6
2022/23 | 222.25 | 62.75 | 6
2022/23 | 222.75 | 62.75 | 3
2022/23 | 223.25 | 62.75 | 4
2022/23 | 223.75 | 62.75 | 3
2022/23 | 224.25 | 62.75 | 5
2022/23 | 224.75 | 62.75 | 1
2022/23 | 225.25 | 62.75 | 3
2022/23 | 225.75 | 62.75 | 2
2022/23 | 226.25 | 62.75 | 5
2022/23 | 226.75 | 62.75 | 3
2022/23 | 227.25 | 62.75 | 7
2022/23 | 227.75 | 62.75 | 3
2022/23 | 228.25 | 62.75 | 3
2022/23 | 228.75 | 62.75 | 4
2022/23 | 229.25 | 62.75 | 4
2022/23 | 229.75 | 62.75 | 2
2022/23 | 230.25 | 62.75 | 5
2022/23 | 230.75 | 62.75 | 3
2022/23 | 231.25 | 62.75 | 1
2022/23 | 231.75 | 62.75 | 2
2022/23 | 232.25 | 62.75 | 2
2022/23 | 232.75 | 62.75 | 2
2022/23 | 233.25 | 62.75 | 3
2022/23 | 233.75 | 62.75 | 2
2022/23 | 234.25 | 62.75 | 3
2022/23 | 234.75 | 62.75 | 3
2022/23 | 235.25 | 62.75 | 7
2022/23 | 235.75 | 62.75 | 2
2022/23 | 236.75 | 62.75 | 1
2022/23 | 237.25 | 62.75 | 4
2022/23 | 237.75 | 62.75 | 1
2022/23 | 238.25 | 62.75 | 2
2022/23 | 238.75 | 62.75 | 3
2022/23 | 239.25 | 62.75 | 2
2022/23 | 240.25 | 62.75 | 5
2022/23 | 240.75 | 62.75 | 1
2022/23 | 241.25 | 62.75 | 5
2022/23 | 241.75 | 62.75 | 1
2022/23 | 242.75 | 62.75 | 3
2022/23 | 243.25 | 62.75 | 3
2022/23 | 243.75 | 62.75 | 2
2022/23 | 244.25 | 62.75 | 4
2022/23 | 244.75 | 62.75 | 1
2022/23 | 245.25 | 62.75 | 3
2022/23 | 245.75 | 62.75 | 1
2022/23 | 246.25 | 62.75 | 3
2022/23 | 246.75 | 62.75 | 2
2022/23 | 247.25 | 62.75 | 3
2022/23 | 247.75 | 62.75 | 6
2022/23 | 249.25 | 62.75 | 2
2022/23 | 249.75 | 62.75 | 3
2022/23 | 250.25 | 62.75 | 2
2022/23 | 250.75 | 62.75 | 1
2022/23 | 251.25 | 62.75 | 1
2022/23 | 251.75 | 62.75 | 3
2022/23 | 253.25 | 62.75 | 1
2022/23 | 253.75 | 62.75 | 4
2022/23 | 254.25 | 62.75 | 1
2022/23 | 254.75 | 62.75 | 2
2022/23 | 255.25 | 62.75 | 1
2022/23 | 256.25 | 62.75 | 2
2022/23 | 257.75 | 62.75 | 1
2022/23 | 258.25 | 62.75 | 4
2022/23 | 258.75 | 62.75 | 3
2022/23 | 259.25 | 62.75 | 1
2022/23 | 259.75 | 62.75 | 2
2022/23 | 260.25 | 62.75 | 1
2022/23 | 260.75 | 62.75 | 2
2022/23 | 261.25 | 62.75 | 1
2022/23 | 262.25 | 62.75 | 1
2022/23 | 263.75 | 62.75 | 1
2022/23 | 264.75 | 62.75 | 3
2022/23 | 266.25 | 62.75 | 2
2022/23 | 268.25 | 62.75 | 2
2022/23 | 268.75 | 62.75 | 1
2022/23 | 269.75 | 62.75 | 1
2022/23 | 271.25 | 62.75 | 2
2022/23 | 272.75 | 62.75 | 1
2022/23 | 273.75 | 62.75 | 1
2022/23 | 274.25 | 62.75 | 1
2022/23 | 275.25 | 62.75 | 1
2022/23 | 275.75 | 62.75 | 2
2022/23 | 276.25 | 62.75 | 1
2022/23 | 278.25 | 62.75 | 1
2022/23 | 278.75 | 62.75 | 1
2022/23 | 279.25 | 62.75 | 1
2022/23 | 279.75 | 62.75 | 1
2022/23 | 280.25 | 62.75 | 1
2022/23 | 283.25 | 62.75 | 1
2022/23 | 284.75 | 62.75 | 1
2022/23 | 287.25 | 62.75 | 1
2022/23 | 288.25 | 62.75 | 1
2022/23 | 291.25 | 62.75 | 1
2022/23 | 291.75 | 62.75 | 1
2022/23 | 292.25 | 62.75 | 2
2022/23 | 296.25 | 62.75 | 1
2022/23 | 298.75 | 62.75 | 1
2022/23 | 299.25 | 62.75 | 1
2022/23 | 301.75 | 62.75 | 1
2022/23 | 304.75 | 62.75 | 1
2022/23 | 307.25 | 62.75 | 1
2022/23 | 307.75 | 62.75 | 1
2022/23 | 308.75 | 62.75 | 1
2022/23 | 324.25 | 62.75 | 1
2022/23 | 337.75 | 62.75 | 1
2022/23 | 96.75 | 63.25 | 1
2022/23 | 99.25 | 63.25 | 1
2022/23 | 100.75 | 63.25 | 2
2022/23 | 102.25 | 63.25 | 1
2022/23 | 103.75 | 63.25 | 2
2022/23 | 104.25 | 63.25 | 1
2022/23 | 104.75 | 63.25 | 1
2022/23 | 105.75 | 63.25 | 1
2022/23 | 106.25 | 63.25 | 2
2022/23 | 107.75 | 63.25 | 1
2022/23 | 108.25 | 63.25 | 4
2022/23 | 108.75 | 63.25 | 4
2022/23 | 109.25 | 63.25 | 2
2022/23 | 109.75 | 63.25 | 2
2022/23 | 110.25 | 63.25 | 10
2022/23 | 110.75 | 63.25 | 3
2022/23 | 111.25 | 63.25 | 5
2022/23 | 111.75 | 63.25 | 6
2022/23 | 112.25 | 63.25 | 2
2022/23 | 112.75 | 63.25 | 16
2022/23 | 113.25 | 63.25 | 4
2022/23 | 113.75 | 63.25 | 7
2022/23 | 114.25 | 63.25 | 3
2022/23 | 114.75 | 63.25 | 12
2022/23 | 115.25 | 63.25 | 7
2022/23 | 115.75 | 63.25 | 13
2022/23 | 116.25 | 63.25 | 5
2022/23 | 116.75 | 63.25 | 16
2022/23 | 117.25 | 63.25 | 16
2022/23 | 117.75 | 63.25 | 16
2022/23 | 118.25 | 63.25 | 18
2022/23 | 118.75 | 63.25 | 24
2022/23 | 119.25 | 63.25 | 18
2022/23 | 119.75 | 63.25 | 17
2022/23 | 120.25 | 63.25 | 22
2022/23 | 120.75 | 63.25 | 35
2022/23 | 121.25 | 63.25 | 28
2022/23 | 121.75 | 63.25 | 34
2022/23 | 122.25 | 63.25 | 34
2022/23 | 122.75 | 63.25 | 37
2022/23 | 123.25 | 63.25 | 33
2022/23 | 123.75 | 63.25 | 36
2022/23 | 124.25 | 63.25 | 31
2022/23 | 124.75 | 63.25 | 43
2022/23 | 125.25 | 63.25 | 30
2022/23 | 125.75 | 63.25 | 48
2022/23 | 126.25 | 63.25 | 41
2022/23 | 126.75 | 63.25 | 40
2022/23 | 127.25 | 63.25 | 43
2022/23 | 127.75 | 63.25 | 47
2022/23 | 128.25 | 63.25 | 48
2022/23 | 128.75 | 63.25 | 48
2022/23 | 129.25 | 63.25 | 47
2022/23 | 129.75 | 63.25 | 50
2022/23 | 130.25 | 63.25 | 54
2022/23 | 130.75 | 63.25 | 61
2022/23 | 131.25 | 63.25 | 54
2022/23 | 131.75 | 63.25 | 69
2022/23 | 132.25 | 63.25 | 52
2022/23 | 132.75 | 63.25 | 63
2022/23 | 133.25 | 63.25 | 57
2022/23 | 133.75 | 63.25 | 56
2022/23 | 134.25 | 63.25 | 51
2022/23 | 134.75 | 63.25 | 60
2022/23 | 135.25 | 63.25 | 73
2022/23 | 135.75 | 63.25 | 65
2022/23 | 136.25 | 63.25 | 61
2022/23 | 136.75 | 63.25 | 56
2022/23 | 137.25 | 63.25 | 62
2022/23 | 137.75 | 63.25 | 68
2022/23 | 138.25 | 63.25 | 59
2022/23 | 138.75 | 63.25 | 65
2022/23 | 139.25 | 63.25 | 62
2022/23 | 139.75 | 63.25 | 74
2022/23 | 140.25 | 63.25 | 68
2022/23 | 140.75 | 63.25 | 63
2022/23 | 141.25 | 63.25 | 66
2022/23 | 141.75 | 63.25 | 72
2022/23 | 142.25 | 63.25 | 66
2022/23 | 142.75 | 63.25 | 72
2022/23 | 143.25 | 63.25 | 62
2022/23 | 143.75 | 63.25 | 74
2022/23 | 144.25 | 63.25 | 64
2022/23 | 144.75 | 63.25 | 69
2022/23 | 145.25 | 63.25 | 88
2022/23 | 145.75 | 63.25 | 89
2022/23 | 146.25 | 63.25 | 74
2022/23 | 146.75 | 63.25 | 83
2022/23 | 147.25 | 63.25 | 87
2022/23 | 147.75 | 63.25 | 83
2022/23 | 148.25 | 63.25 | 73
2022/23 | 148.75 | 63.25 | 68
2022/23 | 149.25 | 63.25 | 67
2022/23 | 149.75 | 63.25 | 66
2022/23 | 150.25 | 63.25 | 80
2022/23 | 150.75 | 63.25 | 69
2022/23 | 151.25 | 63.25 | 93
2022/23 | 151.75 | 63.25 | 73
2022/23 | 152.25 | 63.25 | 89
2022/23 | 152.75 | 63.25 | 82
2022/23 | 153.25 | 63.25 | 77
2022/23 | 153.75 | 63.25 | 95
2022/23 | 154.25 | 63.25 | 90
2022/23 | 154.75 | 63.25 | 77
2022/23 | 155.25 | 63.25 | 90
2022/23 | 155.75 | 63.25 | 86
2022/23 | 156.25 | 63.25 | 103
2022/23 | 156.75 | 63.25 | 78
2022/23 | 157.25 | 63.25 | 64
2022/23 | 157.75 | 63.25 | 84
2022/23 | 158.25 | 63.25 | 75
2022/23 | 158.75 | 63.25 | 83
2022/23 | 159.25 | 63.25 | 57
2022/23 | 159.75 | 63.25 | 74
2022/23 | 160.25 | 63.25 | 70
2022/23 | 160.75 | 63.25 | 84
2022/23 | 161.25 | 63.25 | 83
2022/23 | 161.75 | 63.25 | 78
2022/23 | 162.25 | 63.25 | 80
2022/23 | 162.75 | 63.25 | 68
2022/23 | 163.25 | 63.25 | 68
2022/23 | 163.75 | 63.25 | 69
2022/23 | 164.25 | 63.25 | 58
2022/23 | 164.75 | 63.25 | 61
2022/23 | 165.25 | 63.25 | 76
2022/23 | 165.75 | 63.25 | 78
2022/23 | 166.25 | 63.25 | 63
2022/23 | 166.75 | 63.25 | 70
2022/23 | 167.25 | 63.25 | 73
2022/23 | 167.75 | 63.25 | 77
2022/23 | 168.25 | 63.25 | 52
2022/23 | 168.75 | 63.25 | 71
2022/23 | 169.25 | 63.25 | 71
2022/23 | 169.75 | 63.25 | 62
2022/23 | 170.25 | 63.25 | 49
2022/23 | 170.75 | 63.25 | 63
2022/23 | 171.25 | 63.25 | 51
2022/23 | 171.75 | 63.25 | 55
2022/23 | 172.25 | 63.25 | 62
2022/23 | 172.75 | 63.25 | 57
2022/23 | 173.25 | 63.25 | 60
2022/23 | 173.75 | 63.25 | 59
2022/23 | 174.25 | 63.25 | 56
2022/23 | 174.75 | 63.25 | 52
2022/23 | 175.25 | 63.25 | 51
2022/23 | 175.75 | 63.25 | 47
2022/23 | 176.25 | 63.25 | 49
2022/23 | 176.75 | 63.25 | 48
2022/23 | 177.25 | 63.25 | 48
2022/23 | 177.75 | 63.25 | 41
2022/23 | 178.25 | 63.25 | 47
2022/23 | 178.75 | 63.25 | 53
2022/23 | 179.25 | 63.25 | 41
2022/23 | 179.75 | 63.25 | 37
2022/23 | 180.25 | 63.25 | 41
2022/23 | 180.75 | 63.25 | 40
2022/23 | 181.25 | 63.25 | 37
2022/23 | 181.75 | 63.25 | 35
2022/23 | 182.25 | 63.25 | 41
2022/23 | 182.75 | 63.25 | 32
2022/23 | 183.25 | 63.25 | 34
2022/23 | 183.75 | 63.25 | 40
2022/23 | 184.25 | 63.25 | 21
2022/23 | 184.75 | 63.25 | 17
2022/23 | 185.25 | 63.25 | 21
2022/23 | 185.75 | 63.25 | 32
2022/23 | 186.25 | 63.25 | 37
2022/23 | 186.75 | 63.25 | 19
2022/23 | 187.25 | 63.25 | 20
2022/23 | 187.75 | 63.25 | 30
2022/23 | 188.25 | 63.25 | 25
2022/23 | 188.75 | 63.25 | 25
2022/23 | 189.25 | 63.25 | 30
2022/23 | 189.75 | 63.25 | 28
2022/23 | 190.25 | 63.25 | 29
2022/23 | 190.75 | 63.25 | 24
2022/23 | 191.25 | 63.25 | 19
2022/23 | 191.75 | 63.25 | 29
2022/23 | 192.25 | 63.25 | 18
2022/23 | 192.75 | 63.25 | 30
2022/23 | 193.25 | 63.25 | 17
2022/23 | 193.75 | 63.25 | 16
2022/23 | 194.25 | 63.25 | 19
2022/23 | 194.75 | 63.25 | 16
2022/23 | 195.25 | 63.25 | 17
2022/23 | 195.75 | 63.25 | 15
2022/23 | 196.25 | 63.25 | 22
2022/23 | 196.75 | 63.25 | 12
2022/23 | 197.25 | 63.25 | 20
2022/23 | 197.75 | 63.25 | 18
2022/23 | 198.25 | 63.25 | 14
2022/23 | 198.75 | 63.25 | 7
2022/23 | 199.25 | 63.25 | 9
2022/23 | 199.75 | 63.25 | 6
2022/23 | 200.25 | 63.25 | 12
2022/23 | 200.75 | 63.25 | 8
2022/23 | 201.25 | 63.25 | 14
2022/23 | 201.75 | 63.25 | 10
2022/23 | 202.25 | 63.25 | 10
2022/23 | 202.75 | 63.25 | 14
2022/23 | 203.25 | 63.25 | 8
2022/23 | 203.75 | 63.25 | 6
2022/23 | 204.25 | 63.25 | 8
2022/23 | 204.75 | 63.25 | 9
2022/23 | 205.25 | 63.25 | 9
2022/23 | 205.75 | 63.25 | 13
2022/23 | 206.25 | 63.25 | 5
2022/23 | 206.75 | 63.25 | 9
2022/23 | 207.25 | 63.25 | 10
2022/23 | 207.75 | 63.25 | 9
2022/23 | 208.25 | 63.25 | 8
2022/23 | 208.75 | 63.25 | 12
2022/23 | 209.25 | 63.25 | 10
2022/23 | 209.75 | 63.25 | 9
2022/23 | 210.25 | 63.25 | 8
2022/23 | 210.75 | 63.25 | 3
2022/23 | 211.25 | 63.25 | 4
2022/23 | 211.75 | 63.25 | 9
2022/23 | 212.25 | 63.25 | 5
2022/23 | 212.75 | 63.25 | 4
2022/23 | 213.25 | 63.25 | 11
2022/23 | 213.75 | 63.25 | 4
2022/23 | 214.25 | 63.25 | 2
2022/23 | 214.75 | 63.25 | 6
2022/23 | 215.25 | 63.25 | 5
2022/23 | 215.75 | 63.25 | 7
2022/23 | 216.25 | 63.25 | 4
2022/23 | 216.75 | 63.25 | 9
2022/23 | 217.25 | 63.25 | 7
2022/23 | 217.75 | 63.25 | 5
2022/23 | 218.25 | 63.25 | 6
2022/23 | 218.75 | 63.25 | 6
2022/23 | 219.25 | 63.25 | 5
2022/23 | 219.75 | 63.25 | 9
2022/23 | 220.25 | 63.25 | 5
2022/23 | 220.75 | 63.25 | 3
2022/23 | 221.25 | 63.25 | 7
2022/23 | 221.75 | 63.25 | 2
2022/23 | 222.25 | 63.25 | 3
2022/23 | 222.75 | 63.25 | 6
2022/23 | 223.25 | 63.25 | 4
2022/23 | 223.75 | 63.25 | 3
2022/23 | 224.25 | 63.25 | 3
2022/23 | 224.75 | 63.25 | 1
2022/23 | 225.25 | 63.25 | 1
2022/23 | 225.75 | 63.25 | 1
2022/23 | 226.25 | 63.25 | 2
2022/23 | 226.75 | 63.25 | 3
2022/23 | 227.25 | 63.25 | 3
2022/23 | 227.75 | 63.25 | 1
2022/23 | 228.25 | 63.25 | 4
2022/23 | 228.75 | 63.25 | 3
2022/23 | 229.75 | 63.25 | 2
2022/23 | 230.25 | 63.25 | 5
2022/23 | 230.75 | 63.25 | 2
2022/23 | 231.25 | 63.25 | 6
2022/23 | 231.75 | 63.25 | 4
2022/23 | 232.25 | 63.25 | 2
2022/23 | 232.75 | 63.25 | 3
2022/23 | 233.25 | 63.25 | 3
2022/23 | 233.75 | 63.25 | 3
2022/23 | 234.25 | 63.25 | 1
2022/23 | 234.75 | 63.25 | 5
2022/23 | 235.25 | 63.25 | 5
2022/23 | 236.25 | 63.25 | 4
2022/23 | 236.75 | 63.25 | 7
2022/23 | 237.25 | 63.25 | 3
2022/23 | 237.75 | 63.25 | 2
2022/23 | 238.25 | 63.25 | 3
2022/23 | 238.75 | 63.25 | 3
2022/23 | 239.25 | 63.25 | 3
2022/23 | 240.25 | 63.25 | 2
2022/23 | 240.75 | 63.25 | 2
2022/23 | 241.25 | 63.25 | 4
2022/23 | 241.75 | 63.25 | 1
2022/23 | 242.25 | 63.25 | 5
2022/23 | 242.75 | 63.25 | 1
2022/23 | 243.25 | 63.25 | 2
2022/23 | 243.75 | 63.25 | 3
2022/23 | 244.75 | 63.25 | 2
2022/23 | 245.25 | 63.25 | 2
2022/23 | 245.75 | 63.25 | 3
2022/23 | 246.75 | 63.25 | 3
2022/23 | 247.75 | 63.25 | 1
2022/23 | 248.25 | 63.25 | 3
2022/23 | 248.75 | 63.25 | 3
2022/23 | 249.75 | 63.25 | 2
2022/23 | 250.25 | 63.25 | 1
2022/23 | 250.75 | 63.25 | 1
2022/23 | 251.25 | 63.25 | 3
2022/23 | 251.75 | 63.25 | 1
2022/23 | 252.25 | 63.25 | 1
2022/23 | 252.75 | 63.25 | 3
2022/23 | 253.25 | 63.25 | 2
2022/23 | 253.75 | 63.25 | 1
2022/23 | 254.25 | 63.25 | 4
2022/23 | 255.25 | 63.25 | 2
2022/23 | 255.75 | 63.25 | 2
2022/23 | 256.25 | 63.25 | 4
2022/23 | 256.75 | 63.25 | 1
2022/23 | 257.25 | 63.25 | 1
2022/23 | 257.75 | 63.25 | 1
2022/23 | 258.25 | 63.25 | 2
2022/23 | 258.75 | 63.25 | 1
2022/23 | 259.25 | 63.25 | 1
2022/23 | 259.75 | 63.25 | 1
2022/23 | 261.75 | 63.25 | 2
2022/23 | 262.75 | 63.25 | 1
2022/23 | 263.75 | 63.25 | 2
2022/23 | 264.25 | 63.25 | 3
2022/23 | 264.75 | 63.25 | 2
2022/23 | 265.25 | 63.25 | 1
2022/23 | 265.75 | 63.25 | 2
2022/23 | 267.25 | 63.25 | 1
2022/23 | 268.25 | 63.25 | 1
2022/23 | 269.25 | 63.25 | 1
2022/23 | 269.75 | 63.25 | 1
2022/23 | 272.25 | 63.25 | 1
2022/23 | 273.75 | 63.25 | 1
2022/23 | 274.25 | 63.25 | 3
2022/23 | 275.75 | 63.25 | 1
2022/23 | 276.75 | 63.25 | 1
2022/23 | 279.75 | 63.25 | 1
2022/23 | 282.25 | 63.25 | 1
2022/23 | 284.25 | 63.25 | 1
2022/23 | 284.75 | 63.25 | 2
2022/23 | 285.75 | 63.25 | 1
2022/23 | 286.75 | 63.25 | 2
2022/23 | 287.25 | 63.25 | 1
2022/23 | 291.75 | 63.25 | 1
2022/23 | 293.25 | 63.25 | 1
2022/23 | 293.75 | 63.25 | 2
2022/23 | 294.25 | 63.25 | 1
2022/23 | 296.25 | 63.25 | 1
2022/23 | 297.75 | 63.25 | 1
2022/23 | 298.25 | 63.25 | 1
2022/23 | 299.25 | 63.25 | 1
2022/23 | 300.75 | 63.25 | 1
2022/23 | 301.75 | 63.25 | 1
2022/23 | 319.75 | 63.25 | 1
2022/23 | 328.25 | 63.25 | 1
2022/23 | 328.75 | 63.25 | 1
2022/23 | 341.75 | 63.25 | 1
2022/23 | 355.25 | 63.25 | 1
2022/23 | 387.75 | 63.25 | 1
2022/23 | 98.25 | 63.75 | 1
2022/23 | 98.75 | 63.75 | 1
2022/23 | 99.25 | 63.75 | 1
2022/23 | 99.75 | 63.75 | 1
2022/23 | 102.75 | 63.75 | 2
2022/23 | 104.25 | 63.75 | 1
2022/23 | 104.75 | 63.75 | 2
2022/23 | 106.25 | 63.75 | 2
2022/23 | 107.75 | 63.75 | 3
2022/23 | 108.25 | 63.75 | 4
2022/23 | 108.75 | 63.75 | 5
2022/23 | 109.25 | 63.75 | 4
2022/23 | 109.75 | 63.75 | 6
2022/23 | 110.25 | 63.75 | 4
2022/23 | 110.75 | 63.75 | 6
2022/23 | 111.25 | 63.75 | 3
2022/23 | 111.75 | 63.75 | 7
2022/23 | 112.25 | 63.75 | 5
2022/23 | 112.75 | 63.75 | 5
2022/23 | 113.25 | 63.75 | 11
2022/23 | 113.75 | 63.75 | 12
2022/23 | 114.25 | 63.75 | 12
2022/23 | 114.75 | 63.75 | 10
2022/23 | 115.25 | 63.75 | 18
2022/23 | 115.75 | 63.75 | 16
2022/23 | 116.25 | 63.75 | 15
2022/23 | 116.75 | 63.75 | 19
2022/23 | 117.25 | 63.75 | 15
2022/23 | 117.75 | 63.75 | 17
2022/23 | 118.25 | 63.75 | 18
2022/23 | 118.75 | 63.75 | 16
2022/23 | 119.25 | 63.75 | 26
2022/23 | 119.75 | 63.75 | 32
2022/23 | 120.25 | 63.75 | 19
2022/23 | 120.75 | 63.75 | 18
2022/23 | 121.25 | 63.75 | 35
2022/23 | 121.75 | 63.75 | 16
2022/23 | 122.25 | 63.75 | 28
2022/23 | 122.75 | 63.75 | 39
2022/23 | 123.25 | 63.75 | 27
2022/23 | 123.75 | 63.75 | 28
2022/23 | 124.25 | 63.75 | 33
2022/23 | 124.75 | 63.75 | 43
2022/23 | 125.25 | 63.75 | 39
2022/23 | 125.75 | 63.75 | 42
2022/23 | 126.25 | 63.75 | 38
2022/23 | 126.75 | 63.75 | 55
2022/23 | 127.25 | 63.75 | 46
2022/23 | 127.75 | 63.75 | 40
2022/23 | 128.25 | 63.75 | 47
2022/23 | 128.75 | 63.75 | 51
2022/23 | 129.25 | 63.75 | 43
2022/23 | 129.75 | 63.75 | 52
2022/23 | 130.25 | 63.75 | 46
2022/23 | 130.75 | 63.75 | 47
2022/23 | 131.25 | 63.75 | 61
2022/23 | 131.75 | 63.75 | 55
2022/23 | 132.25 | 63.75 | 54
2022/23 | 132.75 | 63.75 | 55
2022/23 | 133.25 | 63.75 | 63
2022/23 | 133.75 | 63.75 | 49
2022/23 | 134.25 | 63.75 | 50
2022/23 | 134.75 | 63.75 | 70
2022/23 | 135.25 | 63.75 | 66
2022/23 | 135.75 | 63.75 | 63
2022/23 | 136.25 | 63.75 | 54
2022/23 | 136.75 | 63.75 | 76
2022/23 | 137.25 | 63.75 | 64
2022/23 | 137.75 | 63.75 | 68
2022/23 | 138.25 | 63.75 | 57
2022/23 | 138.75 | 63.75 | 78
2022/23 | 139.25 | 63.75 | 77
2022/23 | 139.75 | 63.75 | 65
2022/23 | 140.25 | 63.75 | 66
2022/23 | 140.75 | 63.75 | 71
2022/23 | 141.25 | 63.75 | 70
2022/23 | 141.75 | 63.75 | 80
2022/23 | 142.25 | 63.75 | 64
2022/23 | 142.75 | 63.75 | 74
2022/23 | 143.25 | 63.75 | 75
2022/23 | 143.75 | 63.75 | 68
2022/23 | 144.25 | 63.75 | 67
2022/23 | 144.75 | 63.75 | 83
2022/23 | 145.25 | 63.75 | 83
2022/23 | 145.75 | 63.75 | 82
2022/23 | 146.25 | 63.75 | 95
2022/23 | 146.75 | 63.75 | 86
2022/23 | 147.25 | 63.75 | 80
2022/23 | 147.75 | 63.75 | 71
2022/23 | 148.25 | 63.75 | 84
2022/23 | 148.75 | 63.75 | 85
2022/23 | 149.25 | 63.75 | 78
2022/23 | 149.75 | 63.75 | 82
2022/23 | 150.25 | 63.75 | 71
2022/23 | 150.75 | 63.75 | 84
2022/23 | 151.25 | 63.75 | 84
2022/23 | 151.75 | 63.75 | 84
2022/23 | 152.25 | 63.75 | 86
2022/23 | 152.75 | 63.75 | 108
2022/23 | 153.25 | 63.75 | 75
2022/23 | 153.75 | 63.75 | 68
2022/23 | 154.25 | 63.75 | 81
2022/23 | 154.75 | 63.75 | 91
2022/23 | 155.25 | 63.75 | 79
2022/23 | 155.75 | 63.75 | 74
2022/23 | 156.25 | 63.75 | 66
2022/23 | 156.75 | 63.75 | 84
2022/23 | 157.25 | 63.75 | 77
2022/23 | 157.75 | 63.75 | 72
2022/23 | 158.25 | 63.75 | 74
2022/23 | 158.75 | 63.75 | 78
2022/23 | 159.25 | 63.75 | 72
2022/23 | 159.75 | 63.75 | 77
2022/23 | 160.25 | 63.75 | 78
2022/23 | 160.75 | 63.75 | 68
2022/23 | 161.25 | 63.75 | 86
2022/23 | 161.75 | 63.75 | 69
2022/23 | 162.25 | 63.75 | 68
2022/23 | 162.75 | 63.75 | 65
2022/23 | 163.25 | 63.75 | 76
2022/23 | 163.75 | 63.75 | 74
2022/23 | 164.25 | 63.75 | 77
2022/23 | 164.75 | 63.75 | 81
2022/23 | 165.25 | 63.75 | 65
2022/23 | 165.75 | 63.75 | 62
2022/23 | 166.25 | 63.75 | 74
2022/23 | 166.75 | 63.75 | 65
2022/23 | 167.25 | 63.75 | 68
2022/23 | 167.75 | 63.75 | 72
2022/23 | 168.25 | 63.75 | 61
2022/23 | 168.75 | 63.75 | 55
2022/23 | 169.25 | 63.75 | 64
2022/23 | 169.75 | 63.75 | 64
2022/23 | 170.25 | 63.75 | 72
2022/23 | 170.75 | 63.75 | 52
2022/23 | 171.25 | 63.75 | 56
2022/23 | 171.75 | 63.75 | 58
2022/23 | 172.25 | 63.75 | 46
2022/23 | 172.75 | 63.75 | 60
2022/23 | 173.25 | 63.75 | 51
2022/23 | 173.75 | 63.75 | 48
2022/23 | 174.25 | 63.75 | 55
2022/23 | 174.75 | 63.75 | 46
2022/23 | 175.25 | 63.75 | 49
2022/23 | 175.75 | 63.75 | 42
2022/23 | 176.25 | 63.75 | 48
2022/23 | 176.75 | 63.75 | 35
2022/23 | 177.25 | 63.75 | 44
2022/23 | 177.75 | 63.75 | 50
2022/23 | 178.25 | 63.75 | 46
2022/23 | 178.75 | 63.75 | 46
2022/23 | 179.25 | 63.75 | 71
2022/23 | 179.75 | 63.75 | 38
2022/23 | 180.25 | 63.75 | 34
2022/23 | 180.75 | 63.75 | 46
2022/23 | 181.25 | 63.75 | 46
2022/23 | 181.75 | 63.75 | 48
2022/23 | 182.25 | 63.75 | 36
2022/23 | 182.75 | 63.75 | 41
2022/23 | 183.25 | 63.75 | 47
2022/23 | 183.75 | 63.75 | 42
2022/23 | 184.25 | 63.75 | 41
2022/23 | 184.75 | 63.75 | 28
2022/23 | 185.25 | 63.75 | 34
2022/23 | 185.75 | 63.75 | 42
2022/23 | 186.25 | 63.75 | 27
2022/23 | 186.75 | 63.75 | 37
2022/23 | 187.25 | 63.75 | 23
2022/23 | 187.75 | 63.75 | 26
2022/23 | 188.25 | 63.75 | 29
2022/23 | 188.75 | 63.75 | 27
2022/23 | 189.25 | 63.75 | 34
2022/23 | 189.75 | 63.75 | 13
2022/23 | 190.25 | 63.75 | 27
2022/23 | 190.75 | 63.75 | 21
2022/23 | 191.25 | 63.75 | 33
2022/23 | 191.75 | 63.75 | 19
2022/23 | 192.25 | 63.75 | 28
2022/23 | 192.75 | 63.75 | 25
2022/23 | 193.25 | 63.75 | 16
2022/23 | 193.75 | 63.75 | 22
2022/23 | 194.25 | 63.75 | 15
2022/23 | 194.75 | 63.75 | 21
2022/23 | 195.25 | 63.75 | 22
2022/23 | 195.75 | 63.75 | 22
2022/23 | 196.25 | 63.75 | 8
2022/23 | 196.75 | 63.75 | 20
2022/23 | 197.25 | 63.75 | 17
2022/23 | 197.75 | 63.75 | 15
2022/23 | 198.25 | 63.75 | 12
2022/23 | 198.75 | 63.75 | 14
2022/23 | 199.25 | 63.75 | 19
2022/23 | 199.75 | 63.75 | 6
2022/23 | 200.25 | 63.75 | 18
2022/23 | 200.75 | 63.75 | 9
2022/23 | 201.25 | 63.75 | 9
2022/23 | 201.75 | 63.75 | 18
2022/23 | 202.25 | 63.75 | 13
2022/23 | 202.75 | 63.75 | 10
2022/23 | 203.25 | 63.75 | 11
2022/23 | 203.75 | 63.75 | 12
2022/23 | 204.25 | 63.75 | 15
2022/23 | 204.75 | 63.75 | 9
2022/23 | 205.25 | 63.75 | 11
2022/23 | 205.75 | 63.75 | 10
2022/23 | 206.25 | 63.75 | 3
2022/23 | 206.75 | 63.75 | 7
2022/23 | 207.25 | 63.75 | 6
2022/23 | 207.75 | 63.75 | 9
2022/23 | 208.25 | 63.75 | 10
2022/23 | 208.75 | 63.75 | 8
2022/23 | 209.25 | 63.75 | 8
2022/23 | 209.75 | 63.75 | 12
2022/23 | 210.25 | 63.75 | 4
2022/23 | 210.75 | 63.75 | 5
2022/23 | 211.25 | 63.75 | 10
2022/23 | 211.75 | 63.75 | 4
2022/23 | 212.25 | 63.75 | 6
2022/23 | 212.75 | 63.75 | 11
2022/23 | 213.25 | 63.75 | 7
2022/23 | 213.75 | 63.75 | 9
2022/23 | 214.25 | 63.75 | 8
2022/23 | 214.75 | 63.75 | 5
2022/23 | 215.25 | 63.75 | 6
2022/23 | 215.75 | 63.75 | 4
2022/23 | 216.25 | 63.75 | 6
2022/23 | 216.75 | 63.75 | 4
2022/23 | 217.25 | 63.75 | 6
2022/23 | 217.75 | 63.75 | 2
2022/23 | 218.25 | 63.75 | 3
2022/23 | 218.75 | 63.75 | 2
2022/23 | 219.25 | 63.75 | 4
2022/23 | 219.75 | 63.75 | 9
2022/23 | 220.25 | 63.75 | 7
2022/23 | 220.75 | 63.75 | 6
2022/23 | 221.25 | 63.75 | 6
2022/23 | 221.75 | 63.75 | 6
2022/23 | 222.25 | 63.75 | 5
2022/23 | 222.75 | 63.75 | 1
2022/23 | 223.25 | 63.75 | 5
2022/23 | 223.75 | 63.75 | 6
2022/23 | 224.25 | 63.75 | 2
2022/23 | 224.75 | 63.75 | 5
2022/23 | 225.25 | 63.75 | 3
2022/23 | 225.75 | 63.75 | 7
2022/23 | 226.25 | 63.75 | 5
2022/23 | 226.75 | 63.75 | 2
2022/23 | 227.25 | 63.75 | 7
2022/23 | 227.75 | 63.75 | 7
2022/23 | 228.25 | 63.75 | 4
2022/23 | 228.75 | 63.75 | 4
2022/23 | 229.25 | 63.75 | 6
2022/23 | 229.75 | 63.75 | 5
2022/23 | 230.25 | 63.75 | 5
2022/23 | 230.75 | 63.75 | 5
2022/23 | 231.25 | 63.75 | 1
2022/23 | 231.75 | 63.75 | 3
2022/23 | 232.25 | 63.75 | 2
2022/23 | 232.75 | 63.75 | 3
2022/23 | 233.25 | 63.75 | 1
2022/23 | 233.75 | 63.75 | 4
2022/23 | 234.25 | 63.75 | 3
2022/23 | 234.75 | 63.75 | 5
2022/23 | 235.25 | 63.75 | 1
2022/23 | 235.75 | 63.75 | 3
2022/23 | 236.25 | 63.75 | 5
2022/23 | 236.75 | 63.75 | 5
2022/23 | 237.25 | 63.75 | 1
2022/23 | 237.75 | 63.75 | 4
2022/23 | 238.25 | 63.75 | 4
2022/23 | 238.75 | 63.75 | 1
2022/23 | 239.25 | 63.75 | 2
2022/23 | 239.75 | 63.75 | 2
2022/23 | 240.25 | 63.75 | 2
2022/23 | 240.75 | 63.75 | 4
2022/23 | 241.25 | 63.75 | 3
2022/23 | 241.75 | 63.75 | 2
2022/23 | 242.25 | 63.75 | 3
2022/23 | 242.75 | 63.75 | 4
2022/23 | 243.25 | 63.75 | 1
2022/23 | 243.75 | 63.75 | 1
2022/23 | 244.25 | 63.75 | 2
2022/23 | 244.75 | 63.75 | 3
2022/23 | 245.25 | 63.75 | 1
2022/23 | 246.25 | 63.75 | 3
2022/23 | 246.75 | 63.75 | 1
2022/23 | 247.25 | 63.75 | 1
2022/23 | 247.75 | 63.75 | 3
2022/23 | 248.25 | 63.75 | 3
2022/23 | 248.75 | 63.75 | 2
2022/23 | 249.25 | 63.75 | 3
2022/23 | 249.75 | 63.75 | 1
2022/23 | 250.25 | 63.75 | 3
2022/23 | 250.75 | 63.75 | 1
2022/23 | 251.25 | 63.75 | 3
2022/23 | 251.75 | 63.75 | 2
2022/23 | 252.25 | 63.75 | 3
2022/23 | 252.75 | 63.75 | 1
2022/23 | 253.25 | 63.75 | 2
2022/23 | 253.75 | 63.75 | 5
2022/23 | 254.25 | 63.75 | 4
2022/23 | 254.75 | 63.75 | 2
2022/23 | 255.75 | 63.75 | 1
2022/23 | 256.25 | 63.75 | 1
2022/23 | 256.75 | 63.75 | 4
2022/23 | 257.25 | 63.75 | 2
2022/23 | 257.75 | 63.75 | 2
2022/23 | 258.25 | 63.75 | 2
2022/23 | 259.25 | 63.75 | 2
2022/23 | 259.75 | 63.75 | 1
2022/23 | 260.25 | 63.75 | 1
2022/23 | 260.75 | 63.75 | 2
2022/23 | 261.25 | 63.75 | 2
2022/23 | 261.75 | 63.75 | 1
2022/23 | 262.25 | 63.75 | 2
2022/23 | 263.25 | 63.75 | 2
2022/23 | 263.75 | 63.75 | 1
2022/23 | 264.75 | 63.75 | 2
2022/23 | 265.25 | 63.75 | 3
2022/23 | 265.75 | 63.75 | 1
2022/23 | 267.25 | 63.75 | 2
2022/23 | 267.75 | 63.75 | 2
2022/23 | 268.75 | 63.75 | 1
2022/23 | 270.25 | 63.75 | 1
2022/23 | 271.25 | 63.75 | 1
2022/23 | 271.75 | 63.75 | 1
2022/23 | 272.75 | 63.75 | 1
2022/23 | 273.75 | 63.75 | 1
2022/23 | 274.75 | 63.75 | 2
2022/23 | 276.75 | 63.75 | 1
2022/23 | 277.25 | 63.75 | 1
2022/23 | 277.75 | 63.75 | 1
2022/23 | 278.25 | 63.75 | 2
2022/23 | 278.75 | 63.75 | 1
2022/23 | 282.75 | 63.75 | 1
2022/23 | 283.25 | 63.75 | 1
2022/23 | 283.75 | 63.75 | 1
2022/23 | 284.75 | 63.75 | 1
2022/23 | 285.25 | 63.75 | 1
2022/23 | 286.75 | 63.75 | 1
2022/23 | 287.25 | 63.75 | 1
2022/23 | 290.75 | 63.75 | 1
2022/23 | 296.25 | 63.75 | 1
2022/23 | 296.75 | 63.75 | 1
2022/23 | 297.75 | 63.75 | 1
2022/23 | 302.75 | 63.75 | 1
2022/23 | 304.75 | 63.75 | 1
2022/23 | 307.25 | 63.75 | 1
2022/23 | 308.25 | 63.75 | 1
2022/23 | 309.25 | 63.75 | 1
2022/23 | 311.25 | 63.75 | 1
2022/23 | 314.75 | 63.75 | 1
2022/23 | 320.25 | 63.75 | 1
2022/23 | 323.75 | 63.75 | 1
2022/23 | 341.25 | 63.75 | 1
2022/23 | 357.25 | 63.75 | 1
2022/23 | 357.75 | 63.75 | 1
2022/23 | 359.75 | 63.75 | 1
2022/23 | 378.75 | 63.75 | 1
2022/23 | 405.25 | 63.75 | 1
2022/23 | 98.75 | 64.25 | 1
2022/23 | 104.25 | 64.25 | 1
2022/23 | 104.75 | 64.25 | 1
2022/23 | 105.25 | 64.25 | 1
2022/23 | 105.75 | 64.25 | 4
2022/23 | 106.25 | 64.25 | 2
2022/23 | 106.75 | 64.25 | 2
2022/23 | 107.25 | 64.25 | 1
2022/23 | 107.75 | 64.25 | 3
2022/23 | 108.25 | 64.25 | 4
2022/23 | 108.75 | 64.25 | 2
2022/23 | 109.75 | 64.25 | 3
2022/23 | 110.25 | 64.25 | 2
2022/23 | 110.75 | 64.25 | 1
2022/23 | 111.25 | 64.25 | 9
2022/23 | 111.75 | 64.25 | 6
2022/23 | 112.25 | 64.25 | 11
2022/23 | 112.75 | 64.25 | 10
2022/23 | 113.25 | 64.25 | 6
2022/23 | 113.75 | 64.25 | 7
2022/23 | 114.25 | 64.25 | 10
2022/23 | 114.75 | 64.25 | 11
2022/23 | 115.25 | 64.25 | 9
2022/23 | 115.75 | 64.25 | 11
2022/23 | 116.25 | 64.25 | 8
2022/23 | 116.75 | 64.25 | 15
2022/23 | 117.25 | 64.25 | 13
2022/23 | 117.75 | 64.25 | 22
2022/23 | 118.25 | 64.25 | 19
2022/23 | 118.75 | 64.25 | 32
2022/23 | 119.25 | 64.25 | 22
2022/23 | 119.75 | 64.25 | 17
2022/23 | 120.25 | 64.25 | 12
2022/23 | 120.75 | 64.25 | 26
2022/23 | 121.25 | 64.25 | 21
2022/23 | 121.75 | 64.25 | 16
2022/23 | 122.25 | 64.25 | 19
2022/23 | 122.75 | 64.25 | 23
2022/23 | 123.25 | 64.25 | 37
2022/23 | 123.75 | 64.25 | 31
2022/23 | 124.25 | 64.25 | 23
2022/23 | 124.75 | 64.25 | 32
2022/23 | 125.25 | 64.25 | 45
2022/23 | 125.75 | 64.25 | 43
2022/23 | 126.25 | 64.25 | 32
2022/23 | 126.75 | 64.25 | 42
2022/23 | 127.25 | 64.25 | 54
2022/23 | 127.75 | 64.25 | 41
2022/23 | 128.25 | 64.25 | 44
2022/23 | 128.75 | 64.25 | 51
2022/23 | 129.25 | 64.25 | 45
2022/23 | 129.75 | 64.25 | 37
2022/23 | 130.25 | 64.25 | 57
2022/23 | 130.75 | 64.25 | 57
2022/23 | 131.25 | 64.25 | 58
2022/23 | 131.75 | 64.25 | 44
2022/23 | 132.25 | 64.25 | 59
2022/23 | 132.75 | 64.25 | 67
2022/23 | 133.25 | 64.25 | 63
2022/23 | 133.75 | 64.25 | 69
2022/23 | 134.25 | 64.25 | 63
2022/23 | 134.75 | 64.25 | 63
2022/23 | 135.25 | 64.25 | 67
2022/23 | 135.75 | 64.25 | 82
2022/23 | 136.25 | 64.25 | 67
2022/23 | 136.75 | 64.25 | 59
2022/23 | 137.25 | 64.25 | 72
2022/23 | 137.75 | 64.25 | 85
2022/23 | 138.25 | 64.25 | 67
2022/23 | 138.75 | 64.25 | 50
2022/23 | 139.25 | 64.25 | 70
2022/23 | 139.75 | 64.25 | 83
2022/23 | 140.25 | 64.25 | 74
2022/23 | 140.75 | 64.25 | 83
2022/23 | 141.25 | 64.25 | 85
2022/23 | 141.75 | 64.25 | 92
2022/23 | 142.25 | 64.25 | 90
2022/23 | 142.75 | 64.25 | 83
2022/23 | 143.25 | 64.25 | 85
2022/23 | 143.75 | 64.25 | 87
2022/23 | 144.25 | 64.25 | 98
2022/23 | 144.75 | 64.25 | 99
2022/23 | 145.25 | 64.25 | 87
2022/23 | 145.75 | 64.25 | 81
2022/23 | 146.25 | 64.25 | 84
2022/23 | 146.75 | 64.25 | 79
2022/23 | 147.25 | 64.25 | 91
2022/23 | 147.75 | 64.25 | 84
2022/23 | 148.25 | 64.25 | 89
2022/23 | 148.75 | 64.25 | 99
2022/23 | 149.25 | 64.25 | 82
2022/23 | 149.75 | 64.25 | 89
2022/23 | 150.25 | 64.25 | 100
2022/23 | 150.75 | 64.25 | 79
2022/23 | 151.25 | 64.25 | 99
2022/23 | 151.75 | 64.25 | 90
2022/23 | 152.25 | 64.25 | 72
2022/23 | 152.75 | 64.25 | 80
2022/23 | 153.25 | 64.25 | 72
2022/23 | 153.75 | 64.25 | 88
2022/23 | 154.25 | 64.25 | 90
2022/23 | 154.75 | 64.25 | 94
2022/23 | 155.25 | 64.25 | 87
2022/23 | 155.75 | 64.25 | 82
2022/23 | 156.25 | 64.25 | 86
2022/23 | 156.75 | 64.25 | 84
2022/23 | 157.25 | 64.25 | 88
2022/23 | 157.75 | 64.25 | 68
2022/23 | 158.25 | 64.25 | 84
2022/23 | 158.75 | 64.25 | 86
2022/23 | 159.25 | 64.25 | 86
2022/23 | 159.75 | 64.25 | 85
2022/23 | 160.25 | 64.25 | 82
2022/23 | 160.75 | 64.25 | 85
2022/23 | 161.25 | 64.25 | 81
2022/23 | 161.75 | 64.25 | 66
2022/23 | 162.25 | 64.25 | 78
2022/23 | 162.75 | 64.25 | 72
2022/23 | 163.25 | 64.25 | 76
2022/23 | 163.75 | 64.25 | 70
2022/23 | 164.25 | 64.25 | 75
2022/23 | 164.75 | 64.25 | 62
2022/23 | 165.25 | 64.25 | 80
2022/23 | 165.75 | 64.25 | 76
2022/23 | 166.25 | 64.25 | 76
2022/23 | 166.75 | 64.25 | 74
2022/23 | 167.25 | 64.25 | 74
2022/23 | 167.75 | 64.25 | 79
2022/23 | 168.25 | 64.25 | 68
2022/23 | 168.75 | 64.25 | 73
2022/23 | 169.25 | 64.25 | 70
2022/23 | 169.75 | 64.25 | 72
2022/23 | 170.25 | 64.25 | 66
2022/23 | 170.75 | 64.25 | 62
2022/23 | 171.25 | 64.25 | 63
2022/23 | 171.75 | 64.25 | 63
2022/23 | 172.25 | 64.25 | 57
2022/23 | 172.75 | 64.25 | 69
2022/23 | 173.25 | 64.25 | 68
2022/23 | 173.75 | 64.25 | 63
2022/23 | 174.25 | 64.25 | 50
2022/23 | 174.75 | 64.25 | 49
2022/23 | 175.25 | 64.25 | 78
2022/23 | 175.75 | 64.25 | 51
2022/23 | 176.25 | 64.25 | 54
2022/23 | 176.75 | 64.25 | 48
2022/23 | 177.25 | 64.25 | 56
2022/23 | 177.75 | 64.25 | 42
2022/23 | 178.25 | 64.25 | 53
2022/23 | 178.75 | 64.25 | 46
2022/23 | 179.25 | 64.25 | 52
2022/23 | 179.75 | 64.25 | 45
2022/23 | 180.25 | 64.25 | 45
2022/23 | 180.75 | 64.25 | 62
2022/23 | 181.25 | 64.25 | 43
2022/23 | 181.75 | 64.25 | 45
2022/23 | 182.25 | 64.25 | 38
2022/23 | 182.75 | 64.25 | 35
2022/23 | 183.25 | 64.25 | 38
2022/23 | 183.75 | 64.25 | 39
2022/23 | 184.25 | 64.25 | 34
2022/23 | 184.75 | 64.25 | 46
2022/23 | 185.25 | 64.25 | 44
2022/23 | 185.75 | 64.25 | 38
2022/23 | 186.25 | 64.25 | 36
2022/23 | 186.75 | 64.25 | 32
2022/23 | 187.25 | 64.25 | 33
2022/23 | 187.75 | 64.25 | 21
2022/23 | 188.25 | 64.25 | 34
2022/23 | 188.75 | 64.25 | 28
2022/23 | 189.25 | 64.25 | 25
2022/23 | 189.75 | 64.25 | 31
2022/23 | 190.25 | 64.25 | 29
2022/23 | 190.75 | 64.25 | 30
2022/23 | 191.25 | 64.25 | 28
2022/23 | 191.75 | 64.25 | 26
2022/23 | 192.25 | 64.25 | 20
2022/23 | 192.75 | 64.25 | 27
2022/23 | 193.25 | 64.25 | 28
2022/23 | 193.75 | 64.25 | 19
2022/23 | 194.25 | 64.25 | 23
2022/23 | 194.75 | 64.25 | 19
2022/23 | 195.25 | 64.25 | 18
2022/23 | 195.75 | 64.25 | 19
2022/23 | 196.25 | 64.25 | 13
2022/23 | 196.75 | 64.25 | 11
2022/23 | 197.25 | 64.25 | 17
2022/23 | 197.75 | 64.25 | 22
2022/23 | 198.25 | 64.25 | 20
2022/23 | 198.75 | 64.25 | 17
2022/23 | 199.25 | 64.25 | 14
2022/23 | 199.75 | 64.25 | 14
2022/23 | 200.25 | 64.25 | 15
2022/23 | 200.75 | 64.25 | 9
2022/23 | 201.25 | 64.25 | 16
2022/23 | 201.75 | 64.25 | 10
2022/23 | 202.25 | 64.25 | 13
2022/23 | 202.75 | 64.25 | 11
2022/23 | 203.25 | 64.25 | 10
2022/23 | 203.75 | 64.25 | 11
2022/23 | 204.25 | 64.25 | 6
2022/23 | 204.75 | 64.25 | 12
2022/23 | 205.25 | 64.25 | 9
2022/23 | 205.75 | 64.25 | 11
2022/23 | 206.25 | 64.25 | 11
2022/23 | 206.75 | 64.25 | 11
2022/23 | 207.25 | 64.25 | 5
2022/23 | 207.75 | 64.25 | 5
2022/23 | 208.25 | 64.25 | 10
2022/23 | 208.75 | 64.25 | 14
2022/23 | 209.25 | 64.25 | 6
2022/23 | 209.75 | 64.25 | 8
2022/23 | 210.25 | 64.25 | 6
2022/23 | 210.75 | 64.25 | 7
2022/23 | 211.25 | 64.25 | 11
2022/23 | 211.75 | 64.25 | 10
2022/23 | 212.25 | 64.25 | 6
2022/23 | 212.75 | 64.25 | 11
2022/23 | 213.25 | 64.25 | 8
2022/23 | 213.75 | 64.25 | 6
2022/23 | 214.25 | 64.25 | 5
2022/23 | 214.75 | 64.25 | 6
2022/23 | 215.25 | 64.25 | 11
2022/23 | 215.75 | 64.25 | 7
2022/23 | 216.25 | 64.25 | 2
2022/23 | 216.75 | 64.25 | 6
2022/23 | 217.25 | 64.25 | 8
2022/23 | 217.75 | 64.25 | 7
2022/23 | 218.25 | 64.25 | 7
2022/23 | 218.75 | 64.25 | 5
2022/23 | 219.25 | 64.25 | 6
2022/23 | 219.75 | 64.25 | 6
2022/23 | 220.25 | 64.25 | 7
2022/23 | 220.75 | 64.25 | 2
2022/23 | 221.25 | 64.25 | 3
2022/23 | 221.75 | 64.25 | 3
2022/23 | 222.25 | 64.25 | 9
2022/23 | 222.75 | 64.25 | 4
2022/23 | 223.25 | 64.25 | 12
2022/23 | 223.75 | 64.25 | 10
2022/23 | 224.25 | 64.25 | 5
2022/23 | 224.75 | 64.25 | 3
2022/23 | 225.25 | 64.25 | 2
2022/23 | 225.75 | 64.25 | 5
2022/23 | 226.25 | 64.25 | 1
2022/23 | 226.75 | 64.25 | 6
2022/23 | 227.25 | 64.25 | 3
2022/23 | 227.75 | 64.25 | 1
2022/23 | 228.25 | 64.25 | 5
2022/23 | 228.75 | 64.25 | 1
2022/23 | 229.25 | 64.25 | 7
2022/23 | 229.75 | 64.25 | 2
2022/23 | 230.25 | 64.25 | 1
2022/23 | 230.75 | 64.25 | 6
2022/23 | 231.25 | 64.25 | 4
2022/23 | 231.75 | 64.25 | 5
2022/23 | 232.25 | 64.25 | 1
2022/23 | 232.75 | 64.25 | 1
2022/23 | 233.25 | 64.25 | 2
2022/23 | 233.75 | 64.25 | 2
2022/23 | 234.25 | 64.25 | 5
2022/23 | 234.75 | 64.25 | 3
2022/23 | 235.25 | 64.25 | 3
2022/23 | 235.75 | 64.25 | 2
2022/23 | 236.25 | 64.25 | 2
2022/23 | 236.75 | 64.25 | 2
2022/23 | 237.25 | 64.25 | 1
2022/23 | 237.75 | 64.25 | 2
2022/23 | 238.25 | 64.25 | 4
2022/23 | 238.75 | 64.25 | 5
2022/23 | 239.25 | 64.25 | 3
2022/23 | 239.75 | 64.25 | 4
2022/23 | 240.25 | 64.25 | 2
2022/23 | 240.75 | 64.25 | 1
2022/23 | 241.25 | 64.25 | 3
2022/23 | 242.25 | 64.25 | 2
2022/23 | 242.75 | 64.25 | 3
2022/23 | 243.25 | 64.25 | 1
2022/23 | 243.75 | 64.25 | 2
2022/23 | 244.25 | 64.25 | 5
2022/23 | 244.75 | 64.25 | 1
2022/23 | 245.25 | 64.25 | 1
2022/23 | 245.75 | 64.25 | 3
2022/23 | 246.25 | 64.25 | 2
2022/23 | 246.75 | 64.25 | 2
2022/23 | 247.25 | 64.25 | 2
2022/23 | 248.25 | 64.25 | 1
2022/23 | 248.75 | 64.25 | 1
2022/23 | 249.25 | 64.25 | 1
2022/23 | 249.75 | 64.25 | 2
2022/23 | 250.25 | 64.25 | 4
2022/23 | 250.75 | 64.25 | 1
2022/23 | 251.75 | 64.25 | 1
2022/23 | 252.25 | 64.25 | 3
2022/23 | 252.75 | 64.25 | 2
2022/23 | 253.25 | 64.25 | 1
2022/23 | 253.75 | 64.25 | 2
2022/23 | 254.25 | 64.25 | 3
2022/23 | 254.75 | 64.25 | 3
2022/23 | 255.25 | 64.25 | 1
2022/23 | 256.75 | 64.25 | 1
2022/23 | 257.25 | 64.25 | 2
2022/23 | 257.75 | 64.25 | 3
2022/23 | 258.25 | 64.25 | 2
2022/23 | 258.75 | 64.25 | 1
2022/23 | 259.25 | 64.25 | 2
2022/23 | 260.25 | 64.25 | 1
2022/23 | 260.75 | 64.25 | 1
2022/23 | 262.25 | 64.25 | 1
2022/23 | 262.75 | 64.25 | 2
2022/23 | 263.75 | 64.25 | 1
2022/23 | 264.25 | 64.25 | 2
2022/23 | 264.75 | 64.25 | 3
2022/23 | 265.25 | 64.25 | 1
2022/23 | 266.25 | 64.25 | 1
2022/23 | 266.75 | 64.25 | 3
2022/23 | 267.25 | 64.25 | 2
2022/23 | 268.25 | 64.25 | 3
2022/23 | 269.25 | 64.25 | 1
2022/23 | 269.75 | 64.25 | 1
2022/23 | 270.75 | 64.25 | 4
2022/23 | 271.75 | 64.25 | 2
2022/23 | 272.75 | 64.25 | 1
2022/23 | 273.25 | 64.25 | 2
2022/23 | 274.75 | 64.25 | 1
2022/23 | 275.75 | 64.25 | 1
2022/23 | 276.25 | 64.25 | 2
2022/23 | 276.75 | 64.25 | 3
2022/23 | 278.75 | 64.25 | 1
2022/23 | 279.75 | 64.25 | 1
2022/23 | 280.25 | 64.25 | 1
2022/23 | 281.25 | 64.25 | 1
2022/23 | 284.75 | 64.25 | 1
2022/23 | 286.75 | 64.25 | 1
2022/23 | 287.25 | 64.25 | 1
2022/23 | 288.75 | 64.25 | 1
2022/23 | 291.25 | 64.25 | 1
2022/23 | 291.75 | 64.25 | 1
2022/23 | 294.25 | 64.25 | 1
2022/23 | 299.25 | 64.25 | 1
2022/23 | 302.75 | 64.25 | 1
2022/23 | 304.75 | 64.25 | 2
2022/23 | 312.25 | 64.25 | 1
2022/23 | 320.25 | 64.25 | 1
2022/23 | 320.75 | 64.25 | 1
2022/23 | 325.75 | 64.25 | 1
2022/23 | 327.25 | 64.25 | 1
2022/23 | 327.75 | 64.25 | 1
2022/23 | 395.25 | 64.25 | 1
2022/23 | 95.25 | 64.75 | 1
2022/23 | 98.75 | 64.75 | 2
2022/23 | 101.75 | 64.75 | 1
2022/23 | 102.25 | 64.75 | 1
2022/23 | 105.25 | 64.75 | 2
2022/23 | 105.75 | 64.75 | 1
2022/23 | 106.25 | 64.75 | 3
2022/23 | 107.25 | 64.75 | 8
2022/23 | 108.25 | 64.75 | 3
2022/23 | 108.75 | 64.75 | 1
2022/23 | 109.25 | 64.75 | 6
2022/23 | 109.75 | 64.75 | 4
2022/23 | 110.25 | 64.75 | 3
2022/23 | 110.75 | 64.75 | 1
2022/23 | 111.25 | 64.75 | 3
2022/23 | 111.75 | 64.75 | 4
2022/23 | 112.25 | 64.75 | 4
2022/23 | 112.75 | 64.75 | 7
2022/23 | 113.25 | 64.75 | 4
2022/23 | 113.75 | 64.75 | 4
2022/23 | 114.25 | 64.75 | 9
2022/23 | 114.75 | 64.75 | 10
2022/23 | 115.25 | 64.75 | 18
2022/23 | 115.75 | 64.75 | 14
2022/23 | 116.25 | 64.75 | 15
2022/23 | 116.75 | 64.75 | 15
2022/23 | 117.25 | 64.75 | 14
2022/23 | 117.75 | 64.75 | 19
2022/23 | 118.25 | 64.75 | 22
2022/23 | 118.75 | 64.75 | 20
2022/23 | 119.25 | 64.75 | 17
2022/23 | 119.75 | 64.75 | 26
2022/23 | 120.25 | 64.75 | 32
2022/23 | 120.75 | 64.75 | 24
2022/23 | 121.25 | 64.75 | 27
2022/23 | 121.75 | 64.75 | 20
2022/23 | 122.25 | 64.75 | 28
2022/23 | 122.75 | 64.75 | 35
2022/23 | 123.25 | 64.75 | 34
2022/23 | 123.75 | 64.75 | 28
2022/23 | 124.25 | 64.75 | 28
2022/23 | 124.75 | 64.75 | 37
2022/23 | 125.25 | 64.75 | 28
2022/23 | 125.75 | 64.75 | 30
2022/23 | 126.25 | 64.75 | 35
2022/23 | 126.75 | 64.75 | 35
2022/23 | 127.25 | 64.75 | 48
2022/23 | 127.75 | 64.75 | 44
2022/23 | 128.25 | 64.75 | 43
2022/23 | 128.75 | 64.75 | 45
2022/23 | 129.25 | 64.75 | 53
2022/23 | 129.75 | 64.75 | 53
2022/23 | 130.25 | 64.75 | 45
2022/23 | 130.75 | 64.75 | 53
2022/23 | 131.25 | 64.75 | 56
2022/23 | 131.75 | 64.75 | 63
2022/23 | 132.25 | 64.75 | 51
2022/23 | 132.75 | 64.75 | 57
2022/23 | 133.25 | 64.75 | 83
2022/23 | 133.75 | 64.75 | 68
2022/23 | 134.25 | 64.75 | 74
2022/23 | 134.75 | 64.75 | 80
2022/23 | 135.25 | 64.75 | 85
2022/23 | 135.75 | 64.75 | 66
2022/23 | 136.25 | 64.75 | 89
2022/23 | 136.75 | 64.75 | 66
2022/23 | 137.25 | 64.75 | 64
2022/23 | 137.75 | 64.75 | 83
2022/23 | 138.25 | 64.75 | 72
2022/23 | 138.75 | 64.75 | 63
2022/23 | 139.25 | 64.75 | 77
2022/23 | 139.75 | 64.75 | 67
2022/23 | 140.25 | 64.75 | 90
2022/23 | 140.75 | 64.75 | 81
2022/23 | 141.25 | 64.75 | 86
2022/23 | 141.75 | 64.75 | 75
2022/23 | 142.25 | 64.75 | 86
2022/23 | 142.75 | 64.75 | 92
2022/23 | 143.25 | 64.75 | 75
2022/23 | 143.75 | 64.75 | 89
2022/23 | 144.25 | 64.75 | 97
2022/23 | 144.75 | 64.75 | 93
2022/23 | 145.25 | 64.75 | 81
2022/23 | 145.75 | 64.75 | 90
2022/23 | 146.25 | 64.75 | 75
2022/23 | 146.75 | 64.75 | 83
2022/23 | 147.25 | 64.75 | 95
2022/23 | 147.75 | 64.75 | 96
2022/23 | 148.25 | 64.75 | 101
2022/23 | 148.75 | 64.75 | 107
2022/23 | 149.25 | 64.75 | 100
2022/23 | 149.75 | 64.75 | 77
2022/23 | 150.25 | 64.75 | 82
2022/23 | 150.75 | 64.75 | 95
2022/23 | 151.25 | 64.75 | 80
2022/23 | 151.75 | 64.75 | 81
2022/23 | 152.25 | 64.75 | 95
2022/23 | 152.75 | 64.75 | 84
2022/23 | 153.25 | 64.75 | 98
2022/23 | 153.75 | 64.75 | 79
2022/23 | 154.25 | 64.75 | 95
2022/23 | 154.75 | 64.75 | 89
2022/23 | 155.25 | 64.75 | 93
2022/23 | 155.75 | 64.75 | 91
2022/23 | 156.25 | 64.75 | 86
2022/23 | 156.75 | 64.75 | 75
2022/23 | 157.25 | 64.75 | 98
2022/23 | 157.75 | 64.75 | 99
2022/23 | 158.25 | 64.75 | 88
2022/23 | 158.75 | 64.75 | 72
2022/23 | 159.25 | 64.75 | 94
2022/23 | 159.75 | 64.75 | 91
2022/23 | 160.25 | 64.75 | 91
2022/23 | 160.75 | 64.75 | 86
2022/23 | 161.25 | 64.75 | 61
2022/23 | 161.75 | 64.75 | 86
2022/23 | 162.25 | 64.75 | 80
2022/23 | 162.75 | 64.75 | 77
2022/23 | 163.25 | 64.75 | 92
2022/23 | 163.75 | 64.75 | 83
2022/23 | 164.25 | 64.75 | 72
2022/23 | 164.75 | 64.75 | 87
2022/23 | 165.25 | 64.75 | 65
2022/23 | 165.75 | 64.75 | 62
2022/23 | 166.25 | 64.75 | 84
2022/23 | 166.75 | 64.75 | 83
2022/23 | 167.25 | 64.75 | 79
2022/23 | 167.75 | 64.75 | 94
2022/23 | 168.25 | 64.75 | 65
2022/23 | 168.75 | 64.75 | 85
2022/23 | 169.25 | 64.75 | 74
2022/23 | 169.75 | 64.75 | 77
2022/23 | 170.25 | 64.75 | 78
2022/23 | 170.75 | 64.75 | 73
2022/23 | 171.25 | 64.75 | 68
2022/23 | 171.75 | 64.75 | 48
2022/23 | 172.25 | 64.75 | 65
2022/23 | 172.75 | 64.75 | 58
2022/23 | 173.25 | 64.75 | 65
2022/23 | 173.75 | 64.75 | 65
2022/23 | 174.25 | 64.75 | 56
2022/23 | 174.75 | 64.75 | 62
2022/23 | 175.25 | 64.75 | 49
2022/23 | 175.75 | 64.75 | 50
2022/23 | 176.25 | 64.75 | 58
2022/23 | 176.75 | 64.75 | 53
2022/23 | 177.25 | 64.75 | 62
2022/23 | 177.75 | 64.75 | 46
2022/23 | 178.25 | 64.75 | 51
2022/23 | 178.75 | 64.75 | 55
2022/23 | 179.25 | 64.75 | 67
2022/23 | 179.75 | 64.75 | 43
2022/23 | 180.25 | 64.75 | 53
2022/23 | 180.75 | 64.75 | 34
2022/23 | 181.25 | 64.75 | 43
2022/23 | 181.75 | 64.75 | 47
2022/23 | 182.25 | 64.75 | 44
2022/23 | 182.75 | 64.75 | 53
2022/23 | 183.25 | 64.75 | 39
2022/23 | 183.75 | 64.75 | 40
2022/23 | 184.25 | 64.75 | 39
2022/23 | 184.75 | 64.75 | 36
2022/23 | 185.25 | 64.75 | 32
2022/23 | 185.75 | 64.75 | 34
2022/23 | 186.25 | 64.75 | 32
2022/23 | 186.75 | 64.75 | 27
2022/23 | 187.25 | 64.75 | 31
2022/23 | 187.75 | 64.75 | 30
2022/23 | 188.25 | 64.75 | 28
2022/23 | 188.75 | 64.75 | 31
2022/23 | 189.25 | 64.75 | 34
2022/23 | 189.75 | 64.75 | 30
2022/23 | 190.25 | 64.75 | 25
2022/23 | 190.75 | 64.75 | 29
2022/23 | 191.25 | 64.75 | 25
2022/23 | 191.75 | 64.75 | 17
2022/23 | 192.25 | 64.75 | 33
2022/23 | 192.75 | 64.75 | 15
2022/23 | 193.25 | 64.75 | 27
2022/23 | 193.75 | 64.75 | 21
2022/23 | 194.25 | 64.75 | 16
2022/23 | 194.75 | 64.75 | 17
2022/23 | 195.25 | 64.75 | 20
2022/23 | 195.75 | 64.75 | 26
2022/23 | 196.25 | 64.75 | 27
2022/23 | 196.75 | 64.75 | 12
2022/23 | 197.25 | 64.75 | 13
2022/23 | 197.75 | 64.75 | 10
2022/23 | 198.25 | 64.75 | 15
2022/23 | 198.75 | 64.75 | 17
2022/23 | 199.25 | 64.75 | 12
2022/23 | 199.75 | 64.75 | 13
2022/23 | 200.25 | 64.75 | 18
2022/23 | 200.75 | 64.75 | 14
2022/23 | 201.25 | 64.75 | 19
2022/23 | 201.75 | 64.75 | 9
2022/23 | 202.25 | 64.75 | 17
2022/23 | 202.75 | 64.75 | 15
2022/23 | 203.25 | 64.75 | 13
2022/23 | 203.75 | 64.75 | 13
2022/23 | 204.25 | 64.75 | 10
2022/23 | 204.75 | 64.75 | 10
2022/23 | 205.25 | 64.75 | 10
2022/23 | 205.75 | 64.75 | 7
2022/23 | 206.25 | 64.75 | 3
2022/23 | 206.75 | 64.75 | 7
2022/23 | 207.25 | 64.75 | 12
2022/23 | 207.75 | 64.75 | 5
2022/23 | 208.25 | 64.75 | 7
2022/23 | 208.75 | 64.75 | 10
2022/23 | 209.25 | 64.75 | 5
2022/23 | 209.75 | 64.75 | 5
2022/23 | 210.25 | 64.75 | 12
2022/23 | 210.75 | 64.75 | 9
2022/23 | 211.25 | 64.75 | 10
2022/23 | 211.75 | 64.75 | 10
2022/23 | 212.25 | 64.75 | 9
2022/23 | 212.75 | 64.75 | 10
2022/23 | 213.25 | 64.75 | 9
2022/23 | 213.75 | 64.75 | 3
2022/23 | 214.25 | 64.75 | 6
2022/23 | 214.75 | 64.75 | 7
2022/23 | 215.25 | 64.75 | 6
2022/23 | 215.75 | 64.75 | 9
2022/23 | 216.25 | 64.75 | 14
2022/23 | 216.75 | 64.75 | 8
2022/23 | 217.25 | 64.75 | 8
2022/23 | 217.75 | 64.75 | 7
2022/23 | 218.25 | 64.75 | 4
2022/23 | 218.75 | 64.75 | 3
2022/23 | 219.25 | 64.75 | 5
2022/23 | 219.75 | 64.75 | 3
2022/23 | 220.25 | 64.75 | 7
2022/23 | 220.75 | 64.75 | 6
2022/23 | 221.25 | 64.75 | 3
2022/23 | 221.75 | 64.75 | 6
2022/23 | 222.25 | 64.75 | 3
2022/23 | 222.75 | 64.75 | 11
2022/23 | 223.25 | 64.75 | 4
2022/23 | 223.75 | 64.75 | 3
2022/23 | 224.25 | 64.75 | 4
2022/23 | 224.75 | 64.75 | 6
2022/23 | 225.25 | 64.75 | 4
2022/23 | 225.75 | 64.75 | 4
2022/23 | 226.25 | 64.75 | 3
2022/23 | 226.75 | 64.75 | 2
2022/23 | 227.25 | 64.75 | 8
2022/23 | 227.75 | 64.75 | 5
2022/23 | 228.25 | 64.75 | 4
2022/23 | 229.25 | 64.75 | 7
2022/23 | 229.75 | 64.75 | 4
2022/23 | 230.25 | 64.75 | 2
2022/23 | 230.75 | 64.75 | 4
2022/23 | 231.25 | 64.75 | 4
2022/23 | 231.75 | 64.75 | 3
2022/23 | 232.75 | 64.75 | 2
2022/23 | 233.25 | 64.75 | 3
2022/23 | 233.75 | 64.75 | 5
2022/23 | 234.25 | 64.75 | 2
2022/23 | 234.75 | 64.75 | 4
2022/23 | 235.25 | 64.75 | 4
2022/23 | 235.75 | 64.75 | 4
2022/23 | 236.25 | 64.75 | 2
2022/23 | 236.75 | 64.75 | 1
2022/23 | 237.25 | 64.75 | 6
2022/23 | 237.75 | 64.75 | 2
2022/23 | 238.25 | 64.75 | 4
2022/23 | 238.75 | 64.75 | 1
2022/23 | 239.25 | 64.75 | 8
2022/23 | 239.75 | 64.75 | 5
2022/23 | 240.25 | 64.75 | 1
2022/23 | 240.75 | 64.75 | 3
2022/23 | 241.25 | 64.75 | 3
2022/23 | 242.25 | 64.75 | 1
2022/23 | 242.75 | 64.75 | 2
2022/23 | 243.25 | 64.75 | 4
2022/23 | 243.75 | 64.75 | 2
2022/23 | 244.25 | 64.75 | 2
2022/23 | 244.75 | 64.75 | 2
2022/23 | 245.25 | 64.75 | 4
2022/23 | 245.75 | 64.75 | 4
2022/23 | 246.25 | 64.75 | 4
2022/23 | 246.75 | 64.75 | 4
2022/23 | 247.25 | 64.75 | 1
2022/23 | 247.75 | 64.75 | 5
2022/23 | 248.25 | 64.75 | 2
2022/23 | 249.25 | 64.75 | 1
2022/23 | 249.75 | 64.75 | 2
2022/23 | 250.25 | 64.75 | 1
2022/23 | 250.75 | 64.75 | 3
2022/23 | 251.25 | 64.75 | 1
2022/23 | 251.75 | 64.75 | 2
2022/23 | 252.25 | 64.75 | 2
2022/23 | 252.75 | 64.75 | 1
2022/23 | 253.25 | 64.75 | 4
2022/23 | 253.75 | 64.75 | 2
2022/23 | 254.25 | 64.75 | 1
2022/23 | 255.25 | 64.75 | 1
2022/23 | 255.75 | 64.75 | 1
2022/23 | 256.25 | 64.75 | 1
2022/23 | 257.25 | 64.75 | 1
2022/23 | 257.75 | 64.75 | 1
2022/23 | 258.25 | 64.75 | 2
2022/23 | 258.75 | 64.75 | 1
2022/23 | 259.25 | 64.75 | 2
2022/23 | 259.75 | 64.75 | 1
2022/23 | 260.75 | 64.75 | 1
2022/23 | 261.25 | 64.75 | 1
2022/23 | 261.75 | 64.75 | 2
2022/23 | 262.75 | 64.75 | 1
2022/23 | 264.25 | 64.75 | 1
2022/23 | 264.75 | 64.75 | 1
2022/23 | 265.25 | 64.75 | 1
2022/23 | 265.75 | 64.75 | 2
2022/23 | 266.75 | 64.75 | 1
2022/23 | 267.25 | 64.75 | 2
2022/23 | 267.75 | 64.75 | 2
2022/23 | 268.25 | 64.75 | 1
2022/23 | 269.25 | 64.75 | 1
2022/23 | 270.25 | 64.75 | 1
2022/23 | 271.75 | 64.75 | 1
2022/23 | 272.75 | 64.75 | 1
2022/23 | 273.75 | 64.75 | 1
2022/23 | 274.75 | 64.75 | 2
2022/23 | 276.25 | 64.75 | 2
2022/23 | 277.25 | 64.75 | 1
2022/23 | 277.75 | 64.75 | 1
2022/23 | 278.25 | 64.75 | 1
2022/23 | 279.25 | 64.75 | 1
2022/23 | 279.75 | 64.75 | 1
2022/23 | 280.25 | 64.75 | 1
2022/23 | 280.75 | 64.75 | 2
2022/23 | 281.25 | 64.75 | 1
2022/23 | 281.75 | 64.75 | 1
2022/23 | 282.75 | 64.75 | 4
2022/23 | 283.25 | 64.75 | 1
2022/23 | 283.75 | 64.75 | 2
2022/23 | 284.25 | 64.75 | 1
2022/23 | 285.25 | 64.75 | 2
2022/23 | 285.75 | 64.75 | 1
2022/23 | 286.75 | 64.75 | 2
2022/23 | 288.25 | 64.75 | 3
2022/23 | 290.75 | 64.75 | 1
2022/23 | 293.75 | 64.75 | 1
2022/23 | 294.25 | 64.75 | 2
2022/23 | 295.75 | 64.75 | 2
2022/23 | 303.25 | 64.75 | 1
2022/23 | 308.25 | 64.75 | 1
2022/23 | 312.75 | 64.75 | 1
2022/23 | 313.25 | 64.75 | 1
2022/23 | 316.75 | 64.75 | 1
2022/23 | 317.75 | 64.75 | 1
2022/23 | 321.75 | 64.75 | 1
2022/23 | 322.25 | 64.75 | 1
2022/23 | 323.75 | 64.75 | 1
2022/23 | 327.25 | 64.75 | 1
2022/23 | 331.75 | 64.75 | 1
2022/23 | 332.25 | 64.75 | 1
2022/23 | 333.75 | 64.75 | 2
2022/23 | 339.25 | 64.75 | 1
2022/23 | 343.75 | 64.75 | 1
2022/23 | 345.75 | 64.75 | 1
2022/23 | 350.75 | 64.75 | 1
2022/23 | 100.75 | 65.25 | 1
2022/23 | 101.75 | 65.25 | 1
2022/23 | 103.75 | 65.25 | 1
2022/23 | 104.75 | 65.25 | 2
2022/23 | 105.75 | 65.25 | 1
2022/23 | 106.25 | 65.25 | 1
2022/23 | 106.75 | 65.25 | 1
2022/23 | 107.75 | 65.25 | 1
2022/23 | 108.25 | 65.25 | 1
2022/23 | 108.75 | 65.25 | 1
2022/23 | 109.25 | 65.25 | 2
2022/23 | 109.75 | 65.25 | 1
2022/23 | 110.25 | 65.25 | 1
2022/23 | 111.25 | 65.25 | 6
2022/23 | 111.75 | 65.25 | 5
2022/23 | 112.25 | 65.25 | 4
2022/23 | 112.75 | 65.25 | 8
2022/23 | 113.25 | 65.25 | 9
2022/23 | 113.75 | 65.25 | 10
2022/23 | 114.25 | 65.25 | 4
2022/23 | 114.75 | 65.25 | 7
2022/23 | 115.25 | 65.25 | 6
2022/23 | 115.75 | 65.25 | 7
2022/23 | 116.25 | 65.25 | 6
2022/23 | 116.75 | 65.25 | 14
2022/23 | 117.25 | 65.25 | 17
2022/23 | 117.75 | 65.25 | 9
2022/23 | 118.25 | 65.25 | 20
2022/23 | 118.75 | 65.25 | 23
2022/23 | 119.25 | 65.25 | 26
2022/23 | 119.75 | 65.25 | 20
2022/23 | 120.25 | 65.25 | 25
2022/23 | 120.75 | 65.25 | 22
2022/23 | 121.25 | 65.25 | 28
2022/23 | 121.75 | 65.25 | 26
2022/23 | 122.25 | 65.25 | 23
2022/23 | 122.75 | 65.25 | 28
2022/23 | 123.25 | 65.25 | 33
2022/23 | 123.75 | 65.25 | 39
2022/23 | 124.25 | 65.25 | 25
2022/23 | 124.75 | 65.25 | 33
2022/23 | 125.25 | 65.25 | 30
2022/23 | 125.75 | 65.25 | 34
2022/23 | 126.25 | 65.25 | 34
2022/23 | 126.75 | 65.25 | 48
2022/23 | 127.25 | 65.25 | 42
2022/23 | 127.75 | 65.25 | 47
2022/23 | 128.25 | 65.25 | 46
2022/23 | 128.75 | 65.25 | 53
2022/23 | 129.25 | 65.25 | 47
2022/23 | 129.75 | 65.25 | 47
2022/23 | 130.25 | 65.25 | 70
2022/23 | 130.75 | 65.25 | 51
2022/23 | 131.25 | 65.25 | 59
2022/23 | 131.75 | 65.25 | 71
2022/23 | 132.25 | 65.25 | 58
2022/23 | 132.75 | 65.25 | 52
2022/23 | 133.25 | 65.25 | 65
2022/23 | 133.75 | 65.25 | 57
2022/23 | 134.25 | 65.25 | 77
2022/23 | 134.75 | 65.25 | 79
2022/23 | 135.25 | 65.25 | 78
2022/23 | 135.75 | 65.25 | 66
2022/23 | 136.25 | 65.25 | 83
2022/23 | 136.75 | 65.25 | 78
2022/23 | 137.25 | 65.25 | 68
2022/23 | 137.75 | 65.25 | 82
2022/23 | 138.25 | 65.25 | 91
2022/23 | 138.75 | 65.25 | 78
2022/23 | 139.25 | 65.25 | 78
2022/23 | 139.75 | 65.25 | 95
2022/23 | 140.25 | 65.25 | 59
2022/23 | 140.75 | 65.25 | 92
2022/23 | 141.25 | 65.25 | 80
2022/23 | 141.75 | 65.25 | 94
2022/23 | 142.25 | 65.25 | 80
2022/23 | 142.75 | 65.25 | 87
2022/23 | 143.25 | 65.25 | 89
2022/23 | 143.75 | 65.25 | 81
2022/23 | 144.25 | 65.25 | 87
2022/23 | 144.75 | 65.25 | 115
2022/23 | 145.25 | 65.25 | 93
2022/23 | 145.75 | 65.25 | 87
2022/23 | 146.25 | 65.25 | 87
2022/23 | 146.75 | 65.25 | 92
2022/23 | 147.25 | 65.25 | 96
2022/23 | 147.75 | 65.25 | 100
2022/23 | 148.25 | 65.25 | 71
2022/23 | 148.75 | 65.25 | 91
2022/23 | 149.25 | 65.25 | 88
2022/23 | 149.75 | 65.25 | 99
2022/23 | 150.25 | 65.25 | 93
2022/23 | 150.75 | 65.25 | 104
2022/23 | 151.25 | 65.25 | 90
2022/23 | 151.75 | 65.25 | 95
2022/23 | 152.25 | 65.25 | 103
2022/23 | 152.75 | 65.25 | 111
2022/23 | 153.25 | 65.25 | 101
2022/23 | 153.75 | 65.25 | 81
2022/23 | 154.25 | 65.25 | 96
2022/23 | 154.75 | 65.25 | 78
2022/23 | 155.25 | 65.25 | 104
2022/23 | 155.75 | 65.25 | 103
2022/23 | 156.25 | 65.25 | 94
2022/23 | 156.75 | 65.25 | 94
2022/23 | 157.25 | 65.25 | 98
2022/23 | 157.75 | 65.25 | 70
2022/23 | 158.25 | 65.25 | 93
2022/23 | 158.75 | 65.25 | 107
2022/23 | 159.25 | 65.25 | 90
2022/23 | 159.75 | 65.25 | 80
2022/23 | 160.25 | 65.25 | 83
2022/23 | 160.75 | 65.25 | 114
2022/23 | 161.25 | 65.25 | 71
2022/23 | 161.75 | 65.25 | 101
2022/23 | 162.25 | 65.25 | 103
2022/23 | 162.75 | 65.25 | 109
2022/23 | 163.25 | 65.25 | 90
2022/23 | 163.75 | 65.25 | 80
2022/23 | 164.25 | 65.25 | 83
2022/23 | 164.75 | 65.25 | 83
2022/23 | 165.25 | 65.25 | 82
2022/23 | 165.75 | 65.25 | 75
2022/23 | 166.25 | 65.25 | 85
2022/23 | 166.75 | 65.25 | 82
2022/23 | 167.25 | 65.25 | 82
2022/23 | 167.75 | 65.25 | 89
2022/23 | 168.25 | 65.25 | 81
2022/23 | 168.75 | 65.25 | 87
2022/23 | 169.25 | 65.25 | 62
2022/23 | 169.75 | 65.25 | 76
2022/23 | 170.25 | 65.25 | 83
2022/23 | 170.75 | 65.25 | 59
2022/23 | 171.25 | 65.25 | 60
2022/23 | 171.75 | 65.25 | 64
2022/23 | 172.25 | 65.25 | 65
2022/23 | 172.75 | 65.25 | 71
2022/23 | 173.25 | 65.25 | 67
2022/23 | 173.75 | 65.25 | 82
2022/23 | 174.25 | 65.25 | 60
2022/23 | 174.75 | 65.25 | 75
2022/23 | 175.25 | 65.25 | 60
2022/23 | 175.75 | 65.25 | 56
2022/23 | 176.25 | 65.25 | 68
2022/23 | 176.75 | 65.25 | 45
2022/23 | 177.25 | 65.25 | 43
2022/23 | 177.75 | 65.25 | 48
2022/23 | 178.25 | 65.25 | 51
2022/23 | 178.75 | 65.25 | 54
2022/23 | 179.25 | 65.25 | 44
2022/23 | 179.75 | 65.25 | 50
2022/23 | 180.25 | 65.25 | 51
2022/23 | 180.75 | 65.25 | 54
2022/23 | 181.25 | 65.25 | 52
2022/23 | 181.75 | 65.25 | 50
2022/23 | 182.25 | 65.25 | 46
2022/23 | 182.75 | 65.25 | 45
2022/23 | 183.25 | 65.25 | 41
2022/23 | 183.75 | 65.25 | 43
2022/23 | 184.25 | 65.25 | 35
2022/23 | 184.75 | 65.25 | 47
2022/23 | 185.25 | 65.25 | 38
2022/23 | 185.75 | 65.25 | 40
2022/23 | 186.25 | 65.25 | 40
2022/23 | 186.75 | 65.25 | 38
2022/23 | 187.25 | 65.25 | 39
2022/23 | 187.75 | 65.25 | 30
2022/23 | 188.25 | 65.25 | 49
2022/23 | 188.75 | 65.25 | 34
2022/23 | 189.25 | 65.25 | 34
2022/23 | 189.75 | 65.25 | 43
2022/23 | 190.25 | 65.25 | 30
2022/23 | 190.75 | 65.25 | 29
2022/23 | 191.25 | 65.25 | 22
2022/23 | 191.75 | 65.25 | 30
2022/23 | 192.25 | 65.25 | 23
2022/23 | 192.75 | 65.25 | 27
2022/23 | 193.25 | 65.25 | 26
2022/23 | 193.75 | 65.25 | 29
2022/23 | 194.25 | 65.25 | 28
2022/23 | 194.75 | 65.25 | 30
2022/23 | 195.25 | 65.25 | 22
2022/23 | 195.75 | 65.25 | 17
2022/23 | 196.25 | 65.25 | 34
2022/23 | 196.75 | 65.25 | 19
2022/23 | 197.25 | 65.25 | 16
2022/23 | 197.75 | 65.25 | 23
2022/23 | 198.25 | 65.25 | 30
2022/23 | 198.75 | 65.25 | 17
2022/23 | 199.25 | 65.25 | 14
2022/23 | 199.75 | 65.25 | 14
2022/23 | 200.25 | 65.25 | 15
2022/23 | 200.75 | 65.25 | 21
2022/23 | 201.25 | 65.25 | 17
2022/23 | 201.75 | 65.25 | 12
2022/23 | 202.25 | 65.25 | 9
2022/23 | 202.75 | 65.25 | 14
2022/23 | 203.25 | 65.25 | 15
2022/23 | 203.75 | 65.25 | 10
2022/23 | 204.25 | 65.25 | 9
2022/23 | 204.75 | 65.25 | 11
2022/23 | 205.25 | 65.25 | 12
2022/23 | 205.75 | 65.25 | 12
2022/23 | 206.25 | 65.25 | 10
2022/23 | 206.75 | 65.25 | 6
2022/23 | 207.25 | 65.25 | 8
2022/23 | 207.75 | 65.25 | 11
2022/23 | 208.25 | 65.25 | 14
2022/23 | 208.75 | 65.25 | 9
2022/23 | 209.25 | 65.25 | 3
2022/23 | 209.75 | 65.25 | 13
2022/23 | 210.25 | 65.25 | 7
2022/23 | 210.75 | 65.25 | 7
2022/23 | 211.25 | 65.25 | 12
2022/23 | 211.75 | 65.25 | 7
2022/23 | 212.25 | 65.25 | 6
2022/23 | 212.75 | 65.25 | 8
2022/23 | 213.25 | 65.25 | 15
2022/23 | 213.75 | 65.25 | 6
2022/23 | 214.25 | 65.25 | 5
2022/23 | 214.75 | 65.25 | 7
2022/23 | 215.25 | 65.25 | 5
2022/23 | 215.75 | 65.25 | 6
2022/23 | 216.25 | 65.25 | 8
2022/23 | 216.75 | 65.25 | 4
2022/23 | 217.25 | 65.25 | 6
2022/23 | 217.75 | 65.25 | 6
2022/23 | 218.25 | 65.25 | 5
2022/23 | 218.75 | 65.25 | 10
2022/23 | 219.25 | 65.25 | 7
2022/23 | 219.75 | 65.25 | 5
2022/23 | 220.25 | 65.25 | 5
2022/23 | 220.75 | 65.25 | 5
2022/23 | 221.25 | 65.25 | 7
2022/23 | 221.75 | 65.25 | 4
2022/23 | 222.25 | 65.25 | 5
2022/23 | 222.75 | 65.25 | 7
2022/23 | 223.25 | 65.25 | 5
2022/23 | 223.75 | 65.25 | 6
2022/23 | 224.25 | 65.25 | 3
2022/23 | 224.75 | 65.25 | 3
2022/23 | 225.25 | 65.25 | 5
2022/23 | 225.75 | 65.25 | 3
2022/23 | 226.25 | 65.25 | 5
2022/23 | 226.75 | 65.25 | 3
2022/23 | 227.25 | 65.25 | 1
2022/23 | 227.75 | 65.25 | 4
2022/23 | 228.25 | 65.25 | 7
2022/23 | 228.75 | 65.25 | 4
2022/23 | 229.25 | 65.25 | 7
2022/23 | 229.75 | 65.25 | 1
2022/23 | 230.25 | 65.25 | 3
2022/23 | 230.75 | 65.25 | 1
2022/23 | 231.25 | 65.25 | 2
2022/23 | 231.75 | 65.25 | 3
2022/23 | 232.25 | 65.25 | 1
2022/23 | 232.75 | 65.25 | 1
2022/23 | 233.25 | 65.25 | 3
2022/23 | 233.75 | 65.25 | 3
2022/23 | 234.25 | 65.25 | 3
2022/23 | 234.75 | 65.25 | 3
2022/23 | 235.25 | 65.25 | 4
2022/23 | 235.75 | 65.25 | 5
2022/23 | 236.25 | 65.25 | 2
2022/23 | 237.25 | 65.25 | 2
2022/23 | 237.75 | 65.25 | 3
2022/23 | 238.25 | 65.25 | 4
2022/23 | 238.75 | 65.25 | 1
2022/23 | 239.75 | 65.25 | 4
2022/23 | 240.25 | 65.25 | 5
2022/23 | 240.75 | 65.25 | 2
2022/23 | 241.25 | 65.25 | 2
2022/23 | 241.75 | 65.25 | 2
2022/23 | 242.25 | 65.25 | 2
2022/23 | 242.75 | 65.25 | 5
2022/23 | 243.25 | 65.25 | 4
2022/23 | 243.75 | 65.25 | 2
2022/23 | 244.25 | 65.25 | 3
2022/23 | 244.75 | 65.25 | 4
2022/23 | 245.25 | 65.25 | 1
2022/23 | 245.75 | 65.25 | 3
2022/23 | 246.25 | 65.25 | 3
2022/23 | 246.75 | 65.25 | 1
2022/23 | 247.75 | 65.25 | 3
2022/23 | 248.25 | 65.25 | 4
2022/23 | 248.75 | 65.25 | 2
2022/23 | 249.25 | 65.25 | 1
2022/23 | 249.75 | 65.25 | 2
2022/23 | 250.25 | 65.25 | 2
2022/23 | 250.75 | 65.25 | 2
2022/23 | 251.25 | 65.25 | 4
2022/23 | 251.75 | 65.25 | 2
2022/23 | 252.75 | 65.25 | 4
2022/23 | 253.25 | 65.25 | 3
2022/23 | 253.75 | 65.25 | 4
2022/23 | 254.75 | 65.25 | 4
2022/23 | 255.25 | 65.25 | 3
2022/23 | 256.25 | 65.25 | 2
2022/23 | 256.75 | 65.25 | 4
2022/23 | 257.25 | 65.25 | 1
2022/23 | 258.25 | 65.25 | 1
2022/23 | 258.75 | 65.25 | 1
2022/23 | 259.25 | 65.25 | 1
2022/23 | 259.75 | 65.25 | 2
2022/23 | 260.25 | 65.25 | 1
2022/23 | 260.75 | 65.25 | 1
2022/23 | 261.25 | 65.25 | 2
2022/23 | 262.75 | 65.25 | 2
2022/23 | 263.25 | 65.25 | 2
2022/23 | 263.75 | 65.25 | 1
2022/23 | 264.25 | 65.25 | 2
2022/23 | 264.75 | 65.25 | 1
2022/23 | 265.25 | 65.25 | 1
2022/23 | 265.75 | 65.25 | 4
2022/23 | 266.25 | 65.25 | 2
2022/23 | 266.75 | 65.25 | 2
2022/23 | 267.75 | 65.25 | 2
2022/23 | 268.25 | 65.25 | 1
2022/23 | 269.25 | 65.25 | 1
2022/23 | 269.75 | 65.25 | 2
2022/23 | 271.25 | 65.25 | 3
2022/23 | 271.75 | 65.25 | 1
2022/23 | 272.25 | 65.25 | 1
2022/23 | 272.75 | 65.25 | 1
2022/23 | 273.25 | 65.25 | 3
2022/23 | 274.25 | 65.25 | 1
2022/23 | 276.25 | 65.25 | 1
2022/23 | 276.75 | 65.25 | 1
2022/23 | 277.75 | 65.25 | 1
2022/23 | 278.25 | 65.25 | 1
2022/23 | 278.75 | 65.25 | 1
2022/23 | 280.75 | 65.25 | 1
2022/23 | 281.75 | 65.25 | 1
2022/23 | 283.25 | 65.25 | 1
2022/23 | 283.75 | 65.25 | 1
2022/23 | 284.75 | 65.25 | 1
2022/23 | 285.25 | 65.25 | 1
2022/23 | 287.25 | 65.25 | 1
2022/23 | 287.75 | 65.25 | 1
2022/23 | 288.75 | 65.25 | 1
2022/23 | 289.75 | 65.25 | 1
2022/23 | 294.75 | 65.25 | 1
2022/23 | 295.25 | 65.25 | 2
2022/23 | 295.75 | 65.25 | 1
2022/23 | 298.75 | 65.25 | 1
2022/23 | 300.75 | 65.25 | 1
2022/23 | 303.75 | 65.25 | 1
2022/23 | 304.25 | 65.25 | 2
2022/23 | 312.25 | 65.25 | 1
2022/23 | 319.25 | 65.25 | 1
2022/23 | 322.75 | 65.25 | 1
2022/23 | 324.25 | 65.25 | 1
2022/23 | 325.25 | 65.25 | 1
2022/23 | 330.25 | 65.25 | 1
2022/23 | 330.75 | 65.25 | 1
2022/23 | 336.25 | 65.25 | 2
2022/23 | 341.75 | 65.25 | 1
2022/23 | 347.25 | 65.25 | 1
2022/23 | 357.25 | 65.25 | 1
2022/23 | 359.25 | 65.25 | 1
2022/23 | 367.25 | 65.25 | 1
2022/23 | 374.75 | 65.25 | 1
2022/23 | 100.25 | 65.75 | 1
2022/23 | 102.25 | 65.75 | 1
2022/23 | 103.75 | 65.75 | 2
2022/23 | 104.75 | 65.75 | 1
2022/23 | 105.25 | 65.75 | 1
2022/23 | 106.75 | 65.75 | 1
2022/23 | 107.75 | 65.75 | 3
2022/23 | 108.25 | 65.75 | 4
2022/23 | 108.75 | 65.75 | 3
2022/23 | 109.25 | 65.75 | 2
2022/23 | 109.75 | 65.75 | 1
2022/23 | 110.25 | 65.75 | 2
2022/23 | 110.75 | 65.75 | 1
2022/23 | 111.25 | 65.75 | 4
2022/23 | 111.75 | 65.75 | 6
2022/23 | 112.25 | 65.75 | 3
2022/23 | 112.75 | 65.75 | 8
2022/23 | 113.25 | 65.75 | 7
2022/23 | 113.75 | 65.75 | 12
2022/23 | 114.25 | 65.75 | 5
2022/23 | 114.75 | 65.75 | 14
2022/23 | 115.25 | 65.75 | 9
2022/23 | 115.75 | 65.75 | 7
2022/23 | 116.25 | 65.75 | 11
2022/23 | 116.75 | 65.75 | 9
2022/23 | 117.25 | 65.75 | 17
2022/23 | 117.75 | 65.75 | 12
2022/23 | 118.25 | 65.75 | 11
2022/23 | 118.75 | 65.75 | 12
2022/23 | 119.25 | 65.75 | 25
2022/23 | 119.75 | 65.75 | 18
2022/23 | 120.25 | 65.75 | 15
2022/23 | 120.75 | 65.75 | 21
2022/23 | 121.25 | 65.75 | 30
2022/23 | 121.75 | 65.75 | 18
2022/23 | 122.25 | 65.75 | 40
2022/23 | 122.75 | 65.75 | 26
2022/23 | 123.25 | 65.75 | 26
2022/23 | 123.75 | 65.75 | 27
2022/23 | 124.25 | 65.75 | 26
2022/23 | 124.75 | 65.75 | 26
2022/23 | 125.25 | 65.75 | 42
2022/23 | 125.75 | 65.75 | 36
2022/23 | 126.25 | 65.75 | 42
2022/23 | 126.75 | 65.75 | 43
2022/23 | 127.25 | 65.75 | 37
2022/23 | 127.75 | 65.75 | 47
2022/23 | 128.25 | 65.75 | 45
2022/23 | 128.75 | 65.75 | 46
2022/23 | 129.25 | 65.75 | 45
2022/23 | 129.75 | 65.75 | 47
2022/23 | 130.25 | 65.75 | 57
2022/23 | 130.75 | 65.75 | 79
2022/23 | 131.25 | 65.75 | 60
2022/23 | 131.75 | 65.75 | 70
2022/23 | 132.25 | 65.75 | 54
2022/23 | 132.75 | 65.75 | 66
2022/23 | 133.25 | 65.75 | 56
2022/23 | 133.75 | 65.75 | 66
2022/23 | 134.25 | 65.75 | 74
2022/23 | 134.75 | 65.75 | 61
2022/23 | 135.25 | 65.75 | 77
2022/23 | 135.75 | 65.75 | 84
2022/23 | 136.25 | 65.75 | 69
2022/23 | 136.75 | 65.75 | 68
2022/23 | 137.25 | 65.75 | 75
2022/23 | 137.75 | 65.75 | 87
2022/23 | 138.25 | 65.75 | 76
2022/23 | 138.75 | 65.75 | 77
2022/23 | 139.25 | 65.75 | 95
2022/23 | 139.75 | 65.75 | 90
2022/23 | 140.25 | 65.75 | 71
2022/23 | 140.75 | 65.75 | 92
2022/23 | 141.25 | 65.75 | 113
2022/23 | 141.75 | 65.75 | 80
2022/23 | 142.25 | 65.75 | 70
2022/23 | 142.75 | 65.75 | 103
2022/23 | 143.25 | 65.75 | 79
2022/23 | 143.75 | 65.75 | 96
2022/23 | 144.25 | 65.75 | 93
2022/23 | 144.75 | 65.75 | 96
2022/23 | 145.25 | 65.75 | 92
2022/23 | 145.75 | 65.75 | 97
2022/23 | 146.25 | 65.75 | 93
2022/23 | 146.75 | 65.75 | 106
2022/23 | 147.25 | 65.75 | 93
2022/23 | 147.75 | 65.75 | 74
2022/23 | 148.25 | 65.75 | 96
2022/23 | 148.75 | 65.75 | 87
2022/23 | 149.25 | 65.75 | 100
2022/23 | 149.75 | 65.75 | 97
2022/23 | 150.25 | 65.75 | 83
2022/23 | 150.75 | 65.75 | 100
2022/23 | 151.25 | 65.75 | 122
2022/23 | 151.75 | 65.75 | 111
2022/23 | 152.25 | 65.75 | 103
2022/23 | 152.75 | 65.75 | 88
2022/23 | 153.25 | 65.75 | 107
2022/23 | 153.75 | 65.75 | 86
2022/23 | 154.25 | 65.75 | 81
2022/23 | 154.75 | 65.75 | 116
2022/23 | 155.25 | 65.75 | 97
2022/23 | 155.75 | 65.75 | 111
2022/23 | 156.25 | 65.75 | 97
2022/23 | 156.75 | 65.75 | 86
2022/23 | 157.25 | 65.75 | 111
2022/23 | 157.75 | 65.75 | 87
2022/23 | 158.25 | 65.75 | 92
2022/23 | 158.75 | 65.75 | 109
2022/23 | 159.25 | 65.75 | 67
2022/23 | 159.75 | 65.75 | 84
2022/23 | 160.25 | 65.75 | 80
2022/23 | 160.75 | 65.75 | 94
2022/23 | 161.25 | 65.75 | 80
2022/23 | 161.75 | 65.75 | 110
2022/23 | 162.25 | 65.75 | 97
2022/23 | 162.75 | 65.75 | 91
2022/23 | 163.25 | 65.75 | 106
2022/23 | 163.75 | 65.75 | 86
2022/23 | 164.25 | 65.75 | 75
2022/23 | 164.75 | 65.75 | 88
2022/23 | 165.25 | 65.75 | 100
2022/23 | 165.75 | 65.75 | 74
2022/23 | 166.25 | 65.75 | 93
2022/23 | 166.75 | 65.75 | 84
2022/23 | 167.25 | 65.75 | 88
2022/23 | 167.75 | 65.75 | 75
2022/23 | 168.25 | 65.75 | 70
2022/23 | 168.75 | 65.75 | 90
2022/23 | 169.25 | 65.75 | 79
2022/23 | 169.75 | 65.75 | 89
2022/23 | 170.25 | 65.75 | 79
2022/23 | 170.75 | 65.75 | 65
2022/23 | 171.25 | 65.75 | 99
2022/23 | 171.75 | 65.75 | 80
2022/23 | 172.25 | 65.75 | 61
2022/23 | 172.75 | 65.75 | 58
2022/23 | 173.25 | 65.75 | 55
2022/23 | 173.75 | 65.75 | 60
2022/23 | 174.25 | 65.75 | 64
2022/23 | 174.75 | 65.75 | 62
2022/23 | 175.25 | 65.75 | 80
2022/23 | 175.75 | 65.75 | 61
2022/23 | 176.25 | 65.75 | 61
2022/23 | 176.75 | 65.75 | 70
2022/23 | 177.25 | 65.75 | 60
2022/23 | 177.75 | 65.75 | 56
2022/23 | 178.25 | 65.75 | 68
2022/23 | 178.75 | 65.75 | 67
2022/23 | 179.25 | 65.75 | 55
2022/23 | 179.75 | 65.75 | 52
2022/23 | 180.25 | 65.75 | 54
2022/23 | 180.75 | 65.75 | 67
2022/23 | 181.25 | 65.75 | 51
2022/23 | 181.75 | 65.75 | 49
2022/23 | 182.25 | 65.75 | 51
2022/23 | 182.75 | 65.75 | 43
2022/23 | 183.25 | 65.75 | 42
2022/23 | 183.75 | 65.75 | 49
2022/23 | 184.25 | 65.75 | 50
2022/23 | 184.75 | 65.75 | 44
2022/23 | 185.25 | 65.75 | 42
2022/23 | 185.75 | 65.75 | 36
2022/23 | 186.25 | 65.75 | 44
2022/23 | 186.75 | 65.75 | 43
2022/23 | 187.25 | 65.75 | 41
2022/23 | 187.75 | 65.75 | 39
2022/23 | 188.25 | 65.75 | 39
2022/23 | 188.75 | 65.75 | 29
2022/23 | 189.25 | 65.75 | 27
2022/23 | 189.75 | 65.75 | 27
2022/23 | 190.25 | 65.75 | 31
2022/23 | 190.75 | 65.75 | 35
2022/23 | 191.25 | 65.75 | 32
2022/23 | 191.75 | 65.75 | 26
2022/23 | 192.25 | 65.75 | 24
2022/23 | 192.75 | 65.75 | 21
2022/23 | 193.25 | 65.75 | 27
2022/23 | 193.75 | 65.75 | 27
2022/23 | 194.25 | 65.75 | 29
2022/23 | 194.75 | 65.75 | 30
2022/23 | 195.25 | 65.75 | 24
2022/23 | 195.75 | 65.75 | 19
2022/23 | 196.25 | 65.75 | 17
2022/23 | 196.75 | 65.75 | 24
2022/23 | 197.25 | 65.75 | 21
2022/23 | 197.75 | 65.75 | 13
2022/23 | 198.25 | 65.75 | 19
2022/23 | 198.75 | 65.75 | 26
2022/23 | 199.25 | 65.75 | 15
2022/23 | 199.75 | 65.75 | 17
2022/23 | 200.25 | 65.75 | 18
2022/23 | 200.75 | 65.75 | 23
2022/23 | 201.25 | 65.75 | 14
2022/23 | 201.75 | 65.75 | 15
2022/23 | 202.25 | 65.75 | 13
2022/23 | 202.75 | 65.75 | 12
2022/23 | 203.25 | 65.75 | 15
2022/23 | 203.75 | 65.75 | 18
2022/23 | 204.25 | 65.75 | 6
2022/23 | 204.75 | 65.75 | 3
2022/23 | 205.25 | 65.75 | 9
2022/23 | 205.75 | 65.75 | 12
2022/23 | 206.25 | 65.75 | 12
2022/23 | 206.75 | 65.75 | 18
2022/23 | 207.25 | 65.75 | 6
2022/23 | 207.75 | 65.75 | 6
2022/23 | 208.25 | 65.75 | 4
2022/23 | 208.75 | 65.75 | 14
2022/23 | 209.25 | 65.75 | 18
2022/23 | 209.75 | 65.75 | 10
2022/23 | 210.25 | 65.75 | 9
2022/23 | 210.75 | 65.75 | 9
2022/23 | 211.25 | 65.75 | 9
2022/23 | 211.75 | 65.75 | 11
2022/23 | 212.25 | 65.75 | 10
2022/23 | 212.75 | 65.75 | 13
2022/23 | 213.25 | 65.75 | 9
2022/23 | 213.75 | 65.75 | 3
2022/23 | 214.25 | 65.75 | 7
2022/23 | 214.75 | 65.75 | 4
2022/23 | 215.25 | 65.75 | 8
2022/23 | 215.75 | 65.75 | 4
2022/23 | 216.25 | 65.75 | 9
2022/23 | 216.75 | 65.75 | 8
2022/23 | 217.25 | 65.75 | 12
2022/23 | 217.75 | 65.75 | 11
2022/23 | 218.25 | 65.75 | 7
2022/23 | 218.75 | 65.75 | 10
2022/23 | 219.25 | 65.75 | 3
2022/23 | 219.75 | 65.75 | 5
2022/23 | 220.25 | 65.75 | 3
2022/23 | 220.75 | 65.75 | 5
2022/23 | 221.25 | 65.75 | 6
2022/23 | 221.75 | 65.75 | 6
2022/23 | 222.25 | 65.75 | 2
2022/23 | 222.75 | 65.75 | 5
2022/23 | 223.25 | 65.75 | 2
2022/23 | 223.75 | 65.75 | 7
2022/23 | 224.25 | 65.75 | 8
2022/23 | 224.75 | 65.75 | 9
2022/23 | 225.25 | 65.75 | 10
2022/23 | 225.75 | 65.75 | 2
2022/23 | 226.25 | 65.75 | 7
2022/23 | 226.75 | 65.75 | 1
2022/23 | 227.25 | 65.75 | 3
2022/23 | 228.25 | 65.75 | 1
2022/23 | 228.75 | 65.75 | 9
2022/23 | 229.25 | 65.75 | 4
2022/23 | 229.75 | 65.75 | 9
2022/23 | 230.25 | 65.75 | 3
2022/23 | 230.75 | 65.75 | 3
2022/23 | 231.25 | 65.75 | 2
2022/23 | 231.75 | 65.75 | 2
2022/23 | 232.25 | 65.75 | 5
2022/23 | 232.75 | 65.75 | 1
2022/23 | 233.25 | 65.75 | 5
2022/23 | 233.75 | 65.75 | 9
2022/23 | 234.25 | 65.75 | 5
2022/23 | 234.75 | 65.75 | 6
2022/23 | 235.25 | 65.75 | 6
2022/23 | 235.75 | 65.75 | 2
2022/23 | 236.75 | 65.75 | 2
2022/23 | 237.25 | 65.75 | 5
2022/23 | 237.75 | 65.75 | 5
2022/23 | 238.25 | 65.75 | 2
2022/23 | 238.75 | 65.75 | 2
2022/23 | 239.25 | 65.75 | 2
2022/23 | 239.75 | 65.75 | 1
2022/23 | 240.25 | 65.75 | 2
2022/23 | 240.75 | 65.75 | 3
2022/23 | 241.25 | 65.75 | 3
2022/23 | 241.75 | 65.75 | 2
2022/23 | 242.25 | 65.75 | 3
2022/23 | 242.75 | 65.75 | 6
2022/23 | 243.25 | 65.75 | 3
2022/23 | 243.75 | 65.75 | 2
2022/23 | 244.25 | 65.75 | 2
2022/23 | 244.75 | 65.75 | 3
2022/23 | 245.25 | 65.75 | 2
2022/23 | 245.75 | 65.75 | 3
2022/23 | 246.25 | 65.75 | 2
2022/23 | 246.75 | 65.75 | 5
2022/23 | 247.25 | 65.75 | 4
2022/23 | 247.75 | 65.75 | 2
2022/23 | 248.25 | 65.75 | 4
2022/23 | 249.25 | 65.75 | 3
2022/23 | 249.75 | 65.75 | 2
2022/23 | 250.25 | 65.75 | 3
2022/23 | 250.75 | 65.75 | 2
2022/23 | 251.25 | 65.75 | 3
2022/23 | 252.25 | 65.75 | 4
2022/23 | 252.75 | 65.75 | 2
2022/23 | 253.25 | 65.75 | 3
2022/23 | 253.75 | 65.75 | 1
2022/23 | 254.25 | 65.75 | 3
2022/23 | 254.75 | 65.75 | 1
2022/23 | 255.25 | 65.75 | 1
2022/23 | 255.75 | 65.75 | 2
2022/23 | 256.25 | 65.75 | 3
2022/23 | 256.75 | 65.75 | 3
2022/23 | 257.25 | 65.75 | 2
2022/23 | 257.75 | 65.75 | 2
2022/23 | 258.25 | 65.75 | 2
2022/23 | 258.75 | 65.75 | 3
2022/23 | 259.25 | 65.75 | 1
2022/23 | 260.75 | 65.75 | 1
2022/23 | 261.25 | 65.75 | 4
2022/23 | 261.75 | 65.75 | 1
2022/23 | 262.25 | 65.75 | 1
2022/23 | 262.75 | 65.75 | 2
2022/23 | 263.25 | 65.75 | 6
2022/23 | 263.75 | 65.75 | 2
2022/23 | 264.25 | 65.75 | 1
2022/23 | 266.25 | 65.75 | 2
2022/23 | 266.75 | 65.75 | 2
2022/23 | 267.75 | 65.75 | 2
2022/23 | 268.25 | 65.75 | 1
2022/23 | 270.25 | 65.75 | 1
2022/23 | 270.75 | 65.75 | 1
2022/23 | 271.25 | 65.75 | 1
2022/23 | 271.75 | 65.75 | 3
2022/23 | 272.25 | 65.75 | 3
2022/23 | 273.25 | 65.75 | 1
2022/23 | 273.75 | 65.75 | 2
2022/23 | 274.25 | 65.75 | 1
2022/23 | 275.75 | 65.75 | 3
2022/23 | 277.75 | 65.75 | 1
2022/23 | 278.25 | 65.75 | 4
2022/23 | 279.75 | 65.75 | 1
2022/23 | 280.75 | 65.75 | 1
2022/23 | 282.75 | 65.75 | 1
2022/23 | 283.75 | 65.75 | 1
2022/23 | 284.25 | 65.75 | 1
2022/23 | 285.75 | 65.75 | 2
2022/23 | 287.25 | 65.75 | 1
2022/23 | 290.75 | 65.75 | 1
2022/23 | 291.25 | 65.75 | 1
2022/23 | 292.25 | 65.75 | 1
2022/23 | 292.75 | 65.75 | 1
2022/23 | 295.25 | 65.75 | 1
2022/23 | 295.75 | 65.75 | 1
2022/23 | 297.25 | 65.75 | 1
2022/23 | 298.75 | 65.75 | 1
2022/23 | 299.75 | 65.75 | 1
2022/23 | 300.75 | 65.75 | 1
2022/23 | 303.25 | 65.75 | 1
2022/23 | 309.75 | 65.75 | 1
2022/23 | 311.25 | 65.75 | 1
2022/23 | 313.75 | 65.75 | 1
2022/23 | 325.25 | 65.75 | 1
2022/23 | 325.75 | 65.75 | 1
2022/23 | 327.25 | 65.75 | 1
2022/23 | 329.75 | 65.75 | 1
2022/23 | 330.25 | 65.75 | 1
2022/23 | 338.75 | 65.75 | 1
2022/23 | 339.75 | 65.75 | 1
2022/23 | 351.75 | 65.75 | 1
2022/23 | 354.75 | 65.75 | 1
2022/23 | 396.25 | 65.75 | 1
2022/23 | 101.75 | 66.25 | 1
2022/23 | 104.25 | 66.25 | 1
2022/23 | 105.75 | 66.25 | 1
2022/23 | 106.75 | 66.25 | 1
2022/23 | 107.25 | 66.25 | 2
2022/23 | 107.75 | 66.25 | 3
2022/23 | 108.25 | 66.25 | 1
2022/23 | 108.75 | 66.25 | 1
2022/23 | 109.25 | 66.25 | 2
2022/23 | 109.75 | 66.25 | 2
2022/23 | 110.75 | 66.25 | 4
2022/23 | 111.25 | 66.25 | 3
2022/23 | 111.75 | 66.25 | 5
2022/23 | 112.25 | 66.25 | 6
2022/23 | 112.75 | 66.25 | 8
2022/23 | 113.25 | 66.25 | 5
2022/23 | 113.75 | 66.25 | 6
2022/23 | 114.25 | 66.25 | 8
2022/23 | 114.75 | 66.25 | 4
2022/23 | 115.25 | 66.25 | 5
2022/23 | 115.75 | 66.25 | 11
2022/23 | 116.25 | 66.25 | 13
2022/23 | 116.75 | 66.25 | 9
2022/23 | 117.25 | 66.25 | 8
2022/23 | 117.75 | 66.25 | 11
2022/23 | 118.25 | 66.25 | 15
2022/23 | 118.75 | 66.25 | 17
2022/23 | 119.25 | 66.25 | 14
2022/23 | 119.75 | 66.25 | 22
2022/23 | 120.25 | 66.25 | 17
2022/23 | 120.75 | 66.25 | 16
2022/23 | 121.25 | 66.25 | 24
2022/23 | 121.75 | 66.25 | 22
2022/23 | 122.25 | 66.25 | 26
2022/23 | 122.75 | 66.25 | 26
2022/23 | 123.25 | 66.25 | 28
2022/23 | 123.75 | 66.25 | 32
2022/23 | 124.25 | 66.25 | 25
2022/23 | 124.75 | 66.25 | 28
2022/23 | 125.25 | 66.25 | 50
2022/23 | 125.75 | 66.25 | 29
2022/23 | 126.25 | 66.25 | 31
2022/23 | 126.75 | 66.25 | 39
2022/23 | 127.25 | 66.25 | 47
2022/23 | 127.75 | 66.25 | 39
2022/23 | 128.25 | 66.25 | 40
2022/23 | 128.75 | 66.25 | 55
2022/23 | 129.25 | 66.25 | 39
2022/23 | 129.75 | 66.25 | 58
2022/23 | 130.25 | 66.25 | 46
2022/23 | 130.75 | 66.25 | 52
2022/23 | 131.25 | 66.25 | 66
2022/23 | 131.75 | 66.25 | 58
2022/23 | 132.25 | 66.25 | 58
2022/23 | 132.75 | 66.25 | 53
2022/23 | 133.25 | 66.25 | 57
2022/23 | 133.75 | 66.25 | 59
2022/23 | 134.25 | 66.25 | 84
2022/23 | 134.75 | 66.25 | 71
2022/23 | 135.25 | 66.25 | 61
2022/23 | 135.75 | 66.25 | 89
2022/23 | 136.25 | 66.25 | 87
2022/23 | 136.75 | 66.25 | 75
2022/23 | 137.25 | 66.25 | 65
2022/23 | 137.75 | 66.25 | 81
2022/23 | 138.25 | 66.25 | 84
2022/23 | 138.75 | 66.25 | 78
2022/23 | 139.25 | 66.25 | 72
2022/23 | 139.75 | 66.25 | 77
2022/23 | 140.25 | 66.25 | 98
2022/23 | 140.75 | 66.25 | 91
2022/23 | 141.25 | 66.25 | 75
2022/23 | 141.75 | 66.25 | 88
2022/23 | 142.25 | 66.25 | 88
2022/23 | 142.75 | 66.25 | 99
2022/23 | 143.25 | 66.25 | 104
2022/23 | 143.75 | 66.25 | 95
2022/23 | 144.25 | 66.25 | 82
2022/23 | 144.75 | 66.25 | 100
2022/23 | 145.25 | 66.25 | 104
2022/23 | 145.75 | 66.25 | 93
2022/23 | 146.25 | 66.25 | 78
2022/23 | 146.75 | 66.25 | 91
2022/23 | 147.25 | 66.25 | 100
2022/23 | 147.75 | 66.25 | 112
2022/23 | 148.25 | 66.25 | 89
2022/23 | 148.75 | 66.25 | 106
2022/23 | 149.25 | 66.25 | 92
2022/23 | 149.75 | 66.25 | 97
2022/23 | 150.25 | 66.25 | 103
2022/23 | 150.75 | 66.25 | 117
2022/23 | 151.25 | 66.25 | 108
2022/23 | 151.75 | 66.25 | 114
2022/23 | 152.25 | 66.25 | 106
2022/23 | 152.75 | 66.25 | 94
2022/23 | 153.25 | 66.25 | 106
2022/23 | 153.75 | 66.25 | 92
2022/23 | 154.25 | 66.25 | 104
2022/23 | 154.75 | 66.25 | 90
2022/23 | 155.25 | 66.25 | 117
2022/23 | 155.75 | 66.25 | 92
2022/23 | 156.25 | 66.25 | 104
2022/23 | 156.75 | 66.25 | 112
2022/23 | 157.25 | 66.25 | 113
2022/23 | 157.75 | 66.25 | 95
2022/23 | 158.25 | 66.25 | 83
2022/23 | 158.75 | 66.25 | 98
2022/23 | 159.25 | 66.25 | 126
2022/23 | 159.75 | 66.25 | 80
2022/23 | 160.25 | 66.25 | 104
2022/23 | 160.75 | 66.25 | 100
2022/23 | 161.25 | 66.25 | 76
2022/23 | 161.75 | 66.25 | 93
2022/23 | 162.25 | 66.25 | 115
2022/23 | 162.75 | 66.25 | 102
2022/23 | 163.25 | 66.25 | 106
2022/23 | 163.75 | 66.25 | 107
2022/23 | 164.25 | 66.25 | 92
2022/23 | 164.75 | 66.25 | 101
2022/23 | 165.25 | 66.25 | 84
2022/23 | 165.75 | 66.25 | 99
2022/23 | 166.25 | 66.25 | 82
2022/23 | 166.75 | 66.25 | 85
2022/23 | 167.25 | 66.25 | 87
2022/23 | 167.75 | 66.25 | 84
2022/23 | 168.25 | 66.25 | 77
2022/23 | 168.75 | 66.25 | 105
2022/23 | 169.25 | 66.25 | 78
2022/23 | 169.75 | 66.25 | 89
2022/23 | 170.25 | 66.25 | 81
2022/23 | 170.75 | 66.25 | 91
2022/23 | 171.25 | 66.25 | 88
2022/23 | 171.75 | 66.25 | 80
2022/23 | 172.25 | 66.25 | 87
2022/23 | 172.75 | 66.25 | 70
2022/23 | 173.25 | 66.25 | 67
2022/23 | 173.75 | 66.25 | 68
2022/23 | 174.25 | 66.25 | 76
2022/23 | 174.75 | 66.25 | 71
2022/23 | 175.25 | 66.25 | 85
2022/23 | 175.75 | 66.25 | 76
2022/23 | 176.25 | 66.25 | 73
2022/23 | 176.75 | 66.25 | 58
2022/23 | 177.25 | 66.25 | 56
2022/23 | 177.75 | 66.25 | 66
2022/23 | 178.25 | 66.25 | 60
2022/23 | 178.75 | 66.25 | 68
2022/23 | 179.25 | 66.25 | 44
2022/23 | 179.75 | 66.25 | 45
2022/23 | 180.25 | 66.25 | 50
2022/23 | 180.75 | 66.25 | 47
2022/23 | 181.25 | 66.25 | 54
2022/23 | 181.75 | 66.25 | 56
2022/23 | 182.25 | 66.25 | 53
2022/23 | 182.75 | 66.25 | 42
2022/23 | 183.25 | 66.25 | 48
2022/23 | 183.75 | 66.25 | 56
2022/23 | 184.25 | 66.25 | 49
2022/23 | 184.75 | 66.25 | 53
2022/23 | 185.25 | 66.25 | 47
2022/23 | 185.75 | 66.25 | 44
2022/23 | 186.25 | 66.25 | 37
2022/23 | 186.75 | 66.25 | 41
2022/23 | 187.25 | 66.25 | 49
2022/23 | 187.75 | 66.25 | 21
2022/23 | 188.25 | 66.25 | 34
2022/23 | 188.75 | 66.25 | 45
2022/23 | 189.25 | 66.25 | 39
2022/23 | 189.75 | 66.25 | 33
2022/23 | 190.25 | 66.25 | 35
2022/23 | 190.75 | 66.25 | 38
2022/23 | 191.25 | 66.25 | 28
2022/23 | 191.75 | 66.25 | 25
2022/23 | 192.25 | 66.25 | 32
2022/23 | 192.75 | 66.25 | 32
2022/23 | 193.25 | 66.25 | 32
2022/23 | 193.75 | 66.25 | 16
2022/23 | 194.25 | 66.25 | 29
2022/23 | 194.75 | 66.25 | 17
2022/23 | 195.25 | 66.25 | 29
2022/23 | 195.75 | 66.25 | 27
2022/23 | 196.25 | 66.25 | 24
2022/23 | 196.75 | 66.25 | 25
2022/23 | 197.25 | 66.25 | 23
2022/23 | 197.75 | 66.25 | 17
2022/23 | 198.25 | 66.25 | 23
2022/23 | 198.75 | 66.25 | 21
2022/23 | 199.25 | 66.25 | 24
2022/23 | 199.75 | 66.25 | 16
2022/23 | 200.25 | 66.25 | 21
2022/23 | 200.75 | 66.25 | 20
2022/23 | 201.25 | 66.25 | 16
2022/23 | 201.75 | 66.25 | 13
2022/23 | 202.25 | 66.25 | 14
2022/23 | 202.75 | 66.25 | 14
2022/23 | 203.25 | 66.25 | 22
2022/23 | 203.75 | 66.25 | 16
2022/23 | 204.25 | 66.25 | 19
2022/23 | 204.75 | 66.25 | 19
2022/23 | 205.25 | 66.25 | 11
2022/23 | 205.75 | 66.25 | 9
2022/23 | 206.25 | 66.25 | 13
2022/23 | 206.75 | 66.25 | 8
2022/23 | 207.25 | 66.25 | 9
2022/23 | 207.75 | 66.25 | 14
2022/23 | 208.25 | 66.25 | 6
2022/23 | 208.75 | 66.25 | 14
2022/23 | 209.25 | 66.25 | 9
2022/23 | 209.75 | 66.25 | 8
2022/23 | 210.25 | 66.25 | 12
2022/23 | 210.75 | 66.25 | 10
2022/23 | 211.25 | 66.25 | 12
2022/23 | 211.75 | 66.25 | 9
2022/23 | 212.25 | 66.25 | 11
2022/23 | 212.75 | 66.25 | 11
2022/23 | 213.25 | 66.25 | 11
2022/23 | 213.75 | 66.25 | 10
2022/23 | 214.25 | 66.25 | 6
2022/23 | 214.75 | 66.25 | 13
2022/23 | 215.25 | 66.25 | 4
2022/23 | 215.75 | 66.25 | 6
2022/23 | 216.25 | 66.25 | 9
2022/23 | 216.75 | 66.25 | 8
2022/23 | 217.25 | 66.25 | 5
2022/23 | 217.75 | 66.25 | 3
2022/23 | 218.25 | 66.25 | 4
2022/23 | 218.75 | 66.25 | 9
2022/23 | 219.25 | 66.25 | 8
2022/23 | 219.75 | 66.25 | 6
2022/23 | 220.25 | 66.25 | 5
2022/23 | 220.75 | 66.25 | 8
2022/23 | 221.25 | 66.25 | 10
2022/23 | 221.75 | 66.25 | 9
2022/23 | 222.25 | 66.25 | 7
2022/23 | 222.75 | 66.25 | 7
2022/23 | 223.25 | 66.25 | 5
2022/23 | 223.75 | 66.25 | 3
2022/23 | 224.25 | 66.25 | 4
2022/23 | 224.75 | 66.25 | 3
2022/23 | 225.25 | 66.25 | 2
2022/23 | 225.75 | 66.25 | 5
2022/23 | 226.25 | 66.25 | 5
2022/23 | 226.75 | 66.25 | 4
2022/23 | 227.25 | 66.25 | 6
2022/23 | 227.75 | 66.25 | 4
2022/23 | 228.25 | 66.25 | 3
2022/23 | 229.25 | 66.25 | 2
2022/23 | 229.75 | 66.25 | 4
2022/23 | 230.25 | 66.25 | 3
2022/23 | 230.75 | 66.25 | 3
2022/23 | 231.25 | 66.25 | 7
2022/23 | 231.75 | 66.25 | 6
2022/23 | 232.25 | 66.25 | 2
2022/23 | 232.75 | 66.25 | 6
2022/23 | 233.25 | 66.25 | 4
2022/23 | 233.75 | 66.25 | 3
2022/23 | 234.25 | 66.25 | 3
2022/23 | 234.75 | 66.25 | 5
2022/23 | 235.25 | 66.25 | 1
2022/23 | 235.75 | 66.25 | 3
2022/23 | 236.25 | 66.25 | 5
2022/23 | 236.75 | 66.25 | 3
2022/23 | 237.25 | 66.25 | 1
2022/23 | 237.75 | 66.25 | 4
2022/23 | 238.25 | 66.25 | 4
2022/23 | 238.75 | 66.25 | 3
2022/23 | 239.25 | 66.25 | 3
2022/23 | 239.75 | 66.25 | 7
2022/23 | 240.25 | 66.25 | 2
2022/23 | 240.75 | 66.25 | 5
2022/23 | 241.25 | 66.25 | 3
2022/23 | 241.75 | 66.25 | 3
2022/23 | 242.25 | 66.25 | 5
2022/23 | 242.75 | 66.25 | 1
2022/23 | 243.25 | 66.25 | 5
2022/23 | 243.75 | 66.25 | 2
2022/23 | 244.25 | 66.25 | 1
2022/23 | 245.75 | 66.25 | 3
2022/23 | 246.25 | 66.25 | 8
2022/23 | 246.75 | 66.25 | 2
2022/23 | 247.25 | 66.25 | 2
2022/23 | 247.75 | 66.25 | 4
2022/23 | 248.25 | 66.25 | 2
2022/23 | 248.75 | 66.25 | 2
2022/23 | 249.25 | 66.25 | 3
2022/23 | 249.75 | 66.25 | 3
2022/23 | 250.25 | 66.25 | 5
2022/23 | 250.75 | 66.25 | 1
2022/23 | 251.25 | 66.25 | 1
2022/23 | 251.75 | 66.25 | 7
2022/23 | 252.25 | 66.25 | 2
2022/23 | 252.75 | 66.25 | 1
2022/23 | 253.25 | 66.25 | 1
2022/23 | 253.75 | 66.25 | 2
2022/23 | 254.25 | 66.25 | 3
2022/23 | 254.75 | 66.25 | 2
2022/23 | 255.25 | 66.25 | 3
2022/23 | 255.75 | 66.25 | 1
2022/23 | 256.25 | 66.25 | 3
2022/23 | 256.75 | 66.25 | 3
2022/23 | 257.25 | 66.25 | 2
2022/23 | 258.25 | 66.25 | 3
2022/23 | 258.75 | 66.25 | 3
2022/23 | 259.25 | 66.25 | 1
2022/23 | 259.75 | 66.25 | 1
2022/23 | 260.75 | 66.25 | 1
2022/23 | 261.25 | 66.25 | 1
2022/23 | 262.25 | 66.25 | 2
2022/23 | 263.75 | 66.25 | 4
2022/23 | 264.25 | 66.25 | 1
2022/23 | 265.25 | 66.25 | 1
2022/23 | 265.75 | 66.25 | 3
2022/23 | 266.25 | 66.25 | 1
2022/23 | 266.75 | 66.25 | 1
2022/23 | 267.75 | 66.25 | 2
2022/23 | 268.25 | 66.25 | 2
2022/23 | 268.75 | 66.25 | 2
2022/23 | 269.25 | 66.25 | 2
2022/23 | 270.75 | 66.25 | 1
2022/23 | 271.25 | 66.25 | 2
2022/23 | 271.75 | 66.25 | 3
2022/23 | 272.75 | 66.25 | 2
2022/23 | 273.25 | 66.25 | 2
2022/23 | 273.75 | 66.25 | 1
2022/23 | 274.25 | 66.25 | 1
2022/23 | 276.25 | 66.25 | 1
2022/23 | 278.25 | 66.25 | 1
2022/23 | 279.25 | 66.25 | 1
2022/23 | 281.25 | 66.25 | 1
2022/23 | 282.75 | 66.25 | 1
2022/23 | 283.75 | 66.25 | 1
2022/23 | 285.25 | 66.25 | 1
2022/23 | 286.75 | 66.25 | 1
2022/23 | 287.25 | 66.25 | 2
2022/23 | 288.25 | 66.25 | 1
2022/23 | 288.75 | 66.25 | 2
2022/23 | 289.25 | 66.25 | 1
2022/23 | 290.25 | 66.25 | 1
2022/23 | 293.75 | 66.25 | 1
2022/23 | 297.75 | 66.25 | 1
2022/23 | 299.25 | 66.25 | 2
2022/23 | 299.75 | 66.25 | 2
2022/23 | 304.75 | 66.25 | 1
2022/23 | 307.25 | 66.25 | 1
2022/23 | 309.25 | 66.25 | 1
2022/23 | 309.75 | 66.25 | 1
2022/23 | 310.25 | 66.25 | 1
2022/23 | 310.75 | 66.25 | 1
2022/23 | 312.25 | 66.25 | 1
2022/23 | 317.75 | 66.25 | 1
2022/23 | 318.75 | 66.25 | 1
2022/23 | 332.75 | 66.25 | 1
2022/23 | 352.75 | 66.25 | 1
2022/23 | 100.25 | 66.75 | 1
2022/23 | 100.75 | 66.75 | 1
2022/23 | 101.25 | 66.75 | 1
2022/23 | 106.75 | 66.75 | 1
2022/23 | 107.25 | 66.75 | 1
2022/23 | 108.25 | 66.75 | 2
2022/23 | 109.25 | 66.75 | 2
2022/23 | 109.75 | 66.75 | 2
2022/23 | 110.25 | 66.75 | 2
2022/23 | 110.75 | 66.75 | 2
2022/23 | 111.25 | 66.75 | 3
2022/23 | 111.75 | 66.75 | 1
2022/23 | 112.25 | 66.75 | 5
2022/23 | 112.75 | 66.75 | 5
2022/23 | 113.25 | 66.75 | 6
2022/23 | 113.75 | 66.75 | 9
2022/23 | 114.25 | 66.75 | 5
2022/23 | 114.75 | 66.75 | 7
2022/23 | 115.25 | 66.75 | 4
2022/23 | 115.75 | 66.75 | 6
2022/23 | 116.25 | 66.75 | 10
2022/23 | 116.75 | 66.75 | 4
2022/23 | 117.25 | 66.75 | 9
2022/23 | 117.75 | 66.75 | 13
2022/23 | 118.25 | 66.75 | 12
2022/23 | 118.75 | 66.75 | 15
2022/23 | 119.25 | 66.75 | 15
2022/23 | 119.75 | 66.75 | 20
2022/23 | 120.25 | 66.75 | 14
2022/23 | 120.75 | 66.75 | 24
2022/23 | 121.25 | 66.75 | 15
2022/23 | 121.75 | 66.75 | 23
2022/23 | 122.25 | 66.75 | 27
2022/23 | 122.75 | 66.75 | 27
2022/23 | 123.25 | 66.75 | 26
2022/23 | 123.75 | 66.75 | 40
2022/23 | 124.25 | 66.75 | 30
2022/23 | 124.75 | 66.75 | 35
2022/23 | 125.25 | 66.75 | 39
2022/23 | 125.75 | 66.75 | 29
2022/23 | 126.25 | 66.75 | 40
2022/23 | 126.75 | 66.75 | 39
2022/23 | 127.25 | 66.75 | 53
2022/23 | 127.75 | 66.75 | 41
2022/23 | 128.25 | 66.75 | 36
2022/23 | 128.75 | 66.75 | 54
2022/23 | 129.25 | 66.75 | 51
2022/23 | 129.75 | 66.75 | 58
2022/23 | 130.25 | 66.75 | 47
2022/23 | 130.75 | 66.75 | 40
2022/23 | 131.25 | 66.75 | 62
2022/23 | 131.75 | 66.75 | 55
2022/23 | 132.25 | 66.75 | 68
2022/23 | 132.75 | 66.75 | 62
2022/23 | 133.25 | 66.75 | 50
2022/23 | 133.75 | 66.75 | 82
2022/23 | 134.25 | 66.75 | 54
2022/23 | 134.75 | 66.75 | 61
2022/23 | 135.25 | 66.75 | 62
2022/23 | 135.75 | 66.75 | 58
2022/23 | 136.25 | 66.75 | 74
2022/23 | 136.75 | 66.75 | 66
2022/23 | 137.25 | 66.75 | 74
2022/23 | 137.75 | 66.75 | 83
2022/23 | 138.25 | 66.75 | 89
2022/23 | 138.75 | 66.75 | 78
2022/23 | 139.25 | 66.75 | 86
2022/23 | 139.75 | 66.75 | 95
2022/23 | 140.25 | 66.75 | 98
2022/23 | 140.75 | 66.75 | 82
2022/23 | 141.25 | 66.75 | 93
2022/23 | 141.75 | 66.75 | 86
2022/23 | 142.25 | 66.75 | 90
2022/23 | 142.75 | 66.75 | 95
2022/23 | 143.25 | 66.75 | 97
2022/23 | 143.75 | 66.75 | 97
2022/23 | 144.25 | 66.75 | 91
2022/23 | 144.75 | 66.75 | 101
2022/23 | 145.25 | 66.75 | 77
2022/23 | 145.75 | 66.75 | 101
2022/23 | 146.25 | 66.75 | 106
2022/23 | 146.75 | 66.75 | 123
2022/23 | 147.25 | 66.75 | 100
2022/23 | 147.75 | 66.75 | 105
2022/23 | 148.25 | 66.75 | 68
2022/23 | 148.75 | 66.75 | 92
2022/23 | 149.25 | 66.75 | 101
2022/23 | 149.75 | 66.75 | 103
2022/23 | 150.25 | 66.75 | 85
2022/23 | 150.75 | 66.75 | 80
2022/23 | 151.25 | 66.75 | 133
2022/23 | 151.75 | 66.75 | 132
2022/23 | 152.25 | 66.75 | 98
2022/23 | 152.75 | 66.75 | 109
2022/23 | 153.25 | 66.75 | 112
2022/23 | 153.75 | 66.75 | 101
2022/23 | 154.25 | 66.75 | 118
2022/23 | 154.75 | 66.75 | 104
2022/23 | 155.25 | 66.75 | 108
2022/23 | 155.75 | 66.75 | 111
2022/23 | 156.25 | 66.75 | 97
2022/23 | 156.75 | 66.75 | 107
2022/23 | 157.25 | 66.75 | 106
2022/23 | 157.75 | 66.75 | 105
2022/23 | 158.25 | 66.75 | 92
2022/23 | 158.75 | 66.75 | 108
2022/23 | 159.25 | 66.75 | 107
2022/23 | 159.75 | 66.75 | 99
2022/23 | 160.25 | 66.75 | 98
2022/23 | 160.75 | 66.75 | 103
2022/23 | 161.25 | 66.75 | 86
2022/23 | 161.75 | 66.75 | 103
2022/23 | 162.25 | 66.75 | 95
2022/23 | 162.75 | 66.75 | 91
2022/23 | 163.25 | 66.75 | 86
2022/23 | 163.75 | 66.75 | 92
2022/23 | 164.25 | 66.75 | 90
2022/23 | 164.75 | 66.75 | 116
2022/23 | 165.25 | 66.75 | 107
2022/23 | 165.75 | 66.75 | 108
2022/23 | 166.25 | 66.75 | 109
2022/23 | 166.75 | 66.75 | 93
2022/23 | 167.25 | 66.75 | 102
2022/23 | 167.75 | 66.75 | 86
2022/23 | 168.25 | 66.75 | 79
2022/23 | 168.75 | 66.75 | 85
2022/23 | 169.25 | 66.75 | 79
2022/23 | 169.75 | 66.75 | 76
2022/23 | 170.25 | 66.75 | 106
2022/23 | 170.75 | 66.75 | 73
2022/23 | 171.25 | 66.75 | 78
2022/23 | 171.75 | 66.75 | 73
2022/23 | 172.25 | 66.75 | 70
2022/23 | 172.75 | 66.75 | 91
2022/23 | 173.25 | 66.75 | 85
2022/23 | 173.75 | 66.75 | 79
2022/23 | 174.25 | 66.75 | 73
2022/23 | 174.75 | 66.75 | 70
2022/23 | 175.25 | 66.75 | 81
2022/23 | 175.75 | 66.75 | 69
2022/23 | 176.25 | 66.75 | 74
2022/23 | 176.75 | 66.75 | 57
2022/23 | 177.25 | 66.75 | 70
2022/23 | 177.75 | 66.75 | 69
2022/23 | 178.25 | 66.75 | 68
2022/23 | 178.75 | 66.75 | 71
2022/23 | 179.25 | 66.75 | 67
2022/23 | 179.75 | 66.75 | 60
2022/23 | 180.25 | 66.75 | 51
2022/23 | 180.75 | 66.75 | 64
2022/23 | 181.25 | 66.75 | 43
2022/23 | 181.75 | 66.75 | 66
2022/23 | 182.25 | 66.75 | 45
2022/23 | 182.75 | 66.75 | 51
2022/23 | 183.25 | 66.75 | 46
2022/23 | 183.75 | 66.75 | 36
2022/23 | 184.25 | 66.75 | 49
2022/23 | 184.75 | 66.75 | 47
2022/23 | 185.25 | 66.75 | 54
2022/23 | 185.75 | 66.75 | 53
2022/23 | 186.25 | 66.75 | 34
2022/23 | 186.75 | 66.75 | 46
2022/23 | 187.25 | 66.75 | 50
2022/23 | 187.75 | 66.75 | 48
2022/23 | 188.25 | 66.75 | 41
2022/23 | 188.75 | 66.75 | 37
2022/23 | 189.25 | 66.75 | 43
2022/23 | 189.75 | 66.75 | 41
2022/23 | 190.25 | 66.75 | 35
2022/23 | 190.75 | 66.75 | 28
2022/23 | 191.25 | 66.75 | 36
2022/23 | 191.75 | 66.75 | 34
2022/23 | 192.25 | 66.75 | 33
2022/23 | 192.75 | 66.75 | 44
2022/23 | 193.25 | 66.75 | 36
2022/23 | 193.75 | 66.75 | 30
2022/23 | 194.25 | 66.75 | 25
2022/23 | 194.75 | 66.75 | 29
2022/23 | 195.25 | 66.75 | 18
2022/23 | 195.75 | 66.75 | 34
2022/23 | 196.25 | 66.75 | 19
2022/23 | 196.75 | 66.75 | 23
2022/23 | 197.25 | 66.75 | 31
2022/23 | 197.75 | 66.75 | 21
2022/23 | 198.25 | 66.75 | 27
2022/23 | 198.75 | 66.75 | 25
2022/23 | 199.25 | 66.75 | 26
2022/23 | 199.75 | 66.75 | 18
2022/23 | 200.25 | 66.75 | 20
2022/23 | 200.75 | 66.75 | 28
2022/23 | 201.25 | 66.75 | 19
2022/23 | 201.75 | 66.75 | 14
2022/23 | 202.25 | 66.75 | 17
2022/23 | 202.75 | 66.75 | 18
2022/23 | 203.25 | 66.75 | 21
2022/23 | 203.75 | 66.75 | 13
2022/23 | 204.25 | 66.75 | 24
2022/23 | 204.75 | 66.75 | 17
2022/23 | 205.25 | 66.75 | 13
2022/23 | 205.75 | 66.75 | 10
2022/23 | 206.25 | 66.75 | 9
2022/23 | 206.75 | 66.75 | 14
2022/23 | 207.25 | 66.75 | 11
2022/23 | 207.75 | 66.75 | 8
2022/23 | 208.25 | 66.75 | 10
2022/23 | 208.75 | 66.75 | 9
2022/23 | 209.25 | 66.75 | 7
2022/23 | 209.75 | 66.75 | 9
2022/23 | 210.25 | 66.75 | 12
2022/23 | 210.75 | 66.75 | 11
2022/23 | 211.25 | 66.75 | 14
2022/23 | 211.75 | 66.75 | 8
2022/23 | 212.25 | 66.75 | 7
2022/23 | 212.75 | 66.75 | 5
2022/23 | 213.25 | 66.75 | 6
2022/23 | 213.75 | 66.75 | 13
2022/23 | 214.25 | 66.75 | 11
2022/23 | 214.75 | 66.75 | 5
2022/23 | 215.25 | 66.75 | 11
2022/23 | 215.75 | 66.75 | 12
2022/23 | 216.25 | 66.75 | 6
2022/23 | 216.75 | 66.75 | 12
2022/23 | 217.25 | 66.75 | 12
2022/23 | 217.75 | 66.75 | 3
2022/23 | 218.25 | 66.75 | 6
2022/23 | 218.75 | 66.75 | 6
2022/23 | 219.25 | 66.75 | 10
2022/23 | 219.75 | 66.75 | 5
2022/23 | 220.25 | 66.75 | 7
2022/23 | 220.75 | 66.75 | 3
2022/23 | 221.25 | 66.75 | 8
2022/23 | 221.75 | 66.75 | 7
2022/23 | 222.25 | 66.75 | 6
2022/23 | 222.75 | 66.75 | 6
2022/23 | 223.25 | 66.75 | 5
2022/23 | 223.75 | 66.75 | 7
2022/23 | 224.25 | 66.75 | 1
2022/23 | 224.75 | 66.75 | 5
2022/23 | 225.25 | 66.75 | 5
2022/23 | 225.75 | 66.75 | 5
2022/23 | 226.25 | 66.75 | 7
2022/23 | 226.75 | 66.75 | 4
2022/23 | 227.25 | 66.75 | 5
2022/23 | 227.75 | 66.75 | 3
2022/23 | 228.25 | 66.75 | 3
2022/23 | 228.75 | 66.75 | 3
2022/23 | 229.25 | 66.75 | 4
2022/23 | 229.75 | 66.75 | 4
2022/23 | 230.25 | 66.75 | 6
2022/23 | 230.75 | 66.75 | 5
2022/23 | 231.25 | 66.75 | 1
2022/23 | 231.75 | 66.75 | 4
2022/23 | 232.25 | 66.75 | 4
2022/23 | 232.75 | 66.75 | 7
2022/23 | 233.25 | 66.75 | 5
2022/23 | 233.75 | 66.75 | 6
2022/23 | 234.25 | 66.75 | 5
2022/23 | 234.75 | 66.75 | 7
2022/23 | 235.25 | 66.75 | 3
2022/23 | 235.75 | 66.75 | 4
2022/23 | 236.25 | 66.75 | 7
2022/23 | 236.75 | 66.75 | 1
2022/23 | 237.25 | 66.75 | 6
2022/23 | 237.75 | 66.75 | 9
2022/23 | 238.25 | 66.75 | 3
2022/23 | 238.75 | 66.75 | 2
2022/23 | 239.25 | 66.75 | 3
2022/23 | 239.75 | 66.75 | 3
2022/23 | 240.25 | 66.75 | 1
2022/23 | 240.75 | 66.75 | 3
2022/23 | 241.25 | 66.75 | 2
2022/23 | 241.75 | 66.75 | 2
2022/23 | 242.25 | 66.75 | 6
2022/23 | 242.75 | 66.75 | 3
2022/23 | 243.25 | 66.75 | 6
2022/23 | 243.75 | 66.75 | 2
2022/23 | 244.25 | 66.75 | 2
2022/23 | 244.75 | 66.75 | 4
2022/23 | 245.25 | 66.75 | 4
2022/23 | 245.75 | 66.75 | 5
2022/23 | 246.25 | 66.75 | 4
2022/23 | 246.75 | 66.75 | 2
2022/23 | 247.25 | 66.75 | 3
2022/23 | 247.75 | 66.75 | 3
2022/23 | 248.25 | 66.75 | 2
2022/23 | 248.75 | 66.75 | 4
2022/23 | 249.25 | 66.75 | 2
2022/23 | 249.75 | 66.75 | 3
2022/23 | 250.25 | 66.75 | 3
2022/23 | 250.75 | 66.75 | 2
2022/23 | 251.25 | 66.75 | 2
2022/23 | 251.75 | 66.75 | 3
2022/23 | 252.25 | 66.75 | 1
2022/23 | 252.75 | 66.75 | 4
2022/23 | 253.25 | 66.75 | 3
2022/23 | 253.75 | 66.75 | 1
2022/23 | 254.25 | 66.75 | 2
2022/23 | 254.75 | 66.75 | 4
2022/23 | 255.25 | 66.75 | 1
2022/23 | 255.75 | 66.75 | 2
2022/23 | 256.25 | 66.75 | 6
2022/23 | 256.75 | 66.75 | 2
2022/23 | 257.25 | 66.75 | 1
2022/23 | 257.75 | 66.75 | 4
2022/23 | 258.25 | 66.75 | 1
2022/23 | 258.75 | 66.75 | 2
2022/23 | 259.25 | 66.75 | 1
2022/23 | 259.75 | 66.75 | 2
2022/23 | 260.25 | 66.75 | 3
2022/23 | 260.75 | 66.75 | 8
2022/23 | 261.75 | 66.75 | 2
2022/23 | 262.25 | 66.75 | 1
2022/23 | 262.75 | 66.75 | 2
2022/23 | 263.25 | 66.75 | 2
2022/23 | 263.75 | 66.75 | 1
2022/23 | 264.25 | 66.75 | 1
2022/23 | 264.75 | 66.75 | 3
2022/23 | 265.25 | 66.75 | 1
2022/23 | 265.75 | 66.75 | 3
2022/23 | 266.25 | 66.75 | 1
2022/23 | 266.75 | 66.75 | 1
2022/23 | 267.25 | 66.75 | 2
2022/23 | 267.75 | 66.75 | 1
2022/23 | 268.25 | 66.75 | 2
2022/23 | 268.75 | 66.75 | 1
2022/23 | 269.25 | 66.75 | 1
2022/23 | 270.25 | 66.75 | 2
2022/23 | 270.75 | 66.75 | 1
2022/23 | 271.25 | 66.75 | 2
2022/23 | 271.75 | 66.75 | 2
2022/23 | 272.25 | 66.75 | 2
2022/23 | 273.25 | 66.75 | 1
2022/23 | 273.75 | 66.75 | 1
2022/23 | 275.25 | 66.75 | 2
2022/23 | 275.75 | 66.75 | 2
2022/23 | 276.25 | 66.75 | 1
2022/23 | 276.75 | 66.75 | 1
2022/23 | 277.25 | 66.75 | 1
2022/23 | 278.25 | 66.75 | 1
2022/23 | 279.75 | 66.75 | 1
2022/23 | 280.75 | 66.75 | 1
2022/23 | 281.25 | 66.75 | 1
2022/23 | 281.75 | 66.75 | 1
2022/23 | 282.25 | 66.75 | 2
2022/23 | 283.25 | 66.75 | 1
2022/23 | 285.25 | 66.75 | 2
2022/23 | 286.75 | 66.75 | 1
2022/23 | 288.25 | 66.75 | 1
2022/23 | 290.75 | 66.75 | 1
2022/23 | 291.25 | 66.75 | 2
2022/23 | 292.25 | 66.75 | 1
2022/23 | 294.25 | 66.75 | 1
2022/23 | 294.75 | 66.75 | 1
2022/23 | 295.25 | 66.75 | 1
2022/23 | 296.75 | 66.75 | 1
2022/23 | 300.75 | 66.75 | 1
2022/23 | 302.25 | 66.75 | 2
2022/23 | 304.75 | 66.75 | 2
2022/23 | 306.75 | 66.75 | 1
2022/23 | 307.25 | 66.75 | 1
2022/23 | 308.75 | 66.75 | 1
2022/23 | 311.25 | 66.75 | 1
2022/23 | 316.75 | 66.75 | 2
2022/23 | 320.75 | 66.75 | 1
2022/23 | 328.25 | 66.75 | 1
2022/23 | 338.25 | 66.75 | 1
2022/23 | 386.25 | 66.75 | 1
2022/23 | 103.75 | 67.25 | 1
2022/23 | 104.25 | 67.25 | 1
2022/23 | 106.25 | 67.25 | 1
2022/23 | 107.75 | 67.25 | 1
2022/23 | 108.25 | 67.25 | 5
2022/23 | 109.25 | 67.25 | 1
2022/23 | 109.75 | 67.25 | 3
2022/23 | 110.25 | 67.25 | 1
2022/23 | 110.75 | 67.25 | 1
2022/23 | 111.75 | 67.25 | 5
2022/23 | 112.25 | 67.25 | 1
2022/23 | 112.75 | 67.25 | 4
2022/23 | 113.25 | 67.25 | 7
2022/23 | 113.75 | 67.25 | 4
2022/23 | 114.25 | 67.25 | 3
2022/23 | 114.75 | 67.25 | 6
2022/23 | 115.25 | 67.25 | 6
2022/23 | 115.75 | 67.25 | 9
2022/23 | 116.25 | 67.25 | 8
2022/23 | 116.75 | 67.25 | 7
2022/23 | 117.25 | 67.25 | 15
2022/23 | 117.75 | 67.25 | 8
2022/23 | 118.25 | 67.25 | 13
2022/23 | 118.75 | 67.25 | 12
2022/23 | 119.25 | 67.25 | 15
2022/23 | 119.75 | 67.25 | 10
2022/23 | 120.25 | 67.25 | 17
2022/23 | 120.75 | 67.25 | 18
2022/23 | 121.25 | 67.25 | 20
2022/23 | 121.75 | 67.25 | 19
2022/23 | 122.25 | 67.25 | 25
2022/23 | 122.75 | 67.25 | 29
2022/23 | 123.25 | 67.25 | 19
2022/23 | 123.75 | 67.25 | 20
2022/23 | 124.25 | 67.25 | 25
2022/23 | 124.75 | 67.25 | 33
2022/23 | 125.25 | 67.25 | 36
2022/23 | 125.75 | 67.25 | 32
2022/23 | 126.25 | 67.25 | 41
2022/23 | 126.75 | 67.25 | 38
2022/23 | 127.25 | 67.25 | 41
2022/23 | 127.75 | 67.25 | 37
2022/23 | 128.25 | 67.25 | 50
2022/23 | 128.75 | 67.25 | 52
2022/23 | 129.25 | 67.25 | 49
2022/23 | 129.75 | 67.25 | 58
2022/23 | 130.25 | 67.25 | 43
2022/23 | 130.75 | 67.25 | 64
2022/23 | 131.25 | 67.25 | 54
2022/23 | 131.75 | 67.25 | 50
2022/23 | 132.25 | 67.25 | 52
2022/23 | 132.75 | 67.25 | 49
2022/23 | 133.25 | 67.25 | 72
2022/23 | 133.75 | 67.25 | 68
2022/23 | 134.25 | 67.25 | 72
2022/23 | 134.75 | 67.25 | 70
2022/23 | 135.25 | 67.25 | 67
2022/23 | 135.75 | 67.25 | 67
2022/23 | 136.25 | 67.25 | 71
2022/23 | 136.75 | 67.25 | 83
2022/23 | 137.25 | 67.25 | 69
2022/23 | 137.75 | 67.25 | 85
2022/23 | 138.25 | 67.25 | 73
2022/23 | 138.75 | 67.25 | 96
2022/23 | 139.25 | 67.25 | 95
2022/23 | 139.75 | 67.25 | 89
2022/23 | 140.25 | 67.25 | 86
2022/23 | 140.75 | 67.25 | 88
2022/23 | 141.25 | 67.25 | 90
2022/23 | 141.75 | 67.25 | 75
2022/23 | 142.25 | 67.25 | 101
2022/23 | 142.75 | 67.25 | 92
2022/23 | 143.25 | 67.25 | 111
2022/23 | 143.75 | 67.25 | 74
2022/23 | 144.25 | 67.25 | 92
2022/23 | 144.75 | 67.25 | 81
2022/23 | 145.25 | 67.25 | 99
2022/23 | 145.75 | 67.25 | 88
2022/23 | 146.25 | 67.25 | 96
2022/23 | 146.75 | 67.25 | 114
2022/23 | 147.25 | 67.25 | 108
2022/23 | 147.75 | 67.25 | 127
2022/23 | 148.25 | 67.25 | 117
2022/23 | 148.75 | 67.25 | 106
2022/23 | 149.25 | 67.25 | 109
2022/23 | 149.75 | 67.25 | 102
2022/23 | 150.25 | 67.25 | 113
2022/23 | 150.75 | 67.25 | 122
2022/23 | 151.25 | 67.25 | 98
2022/23 | 151.75 | 67.25 | 100
2022/23 | 152.25 | 67.25 | 108
2022/23 | 152.75 | 67.25 | 123
2022/23 | 153.25 | 67.25 | 104
2022/23 | 153.75 | 67.25 | 109
2022/23 | 154.25 | 67.25 | 104
2022/23 | 154.75 | 67.25 | 117
2022/23 | 155.25 | 67.25 | 98
2022/23 | 155.75 | 67.25 | 93
2022/23 | 156.25 | 67.25 | 100
2022/23 | 156.75 | 67.25 | 131
2022/23 | 157.25 | 67.25 | 110
2022/23 | 157.75 | 67.25 | 136
2022/23 | 158.25 | 67.25 | 121
2022/23 | 158.75 | 67.25 | 114
2022/23 | 159.25 | 67.25 | 114
2022/23 | 159.75 | 67.25 | 119
2022/23 | 160.25 | 67.25 | 103
2022/23 | 160.75 | 67.25 | 98
2022/23 | 161.25 | 67.25 | 100
2022/23 | 161.75 | 67.25 | 110
2022/23 | 162.25 | 67.25 | 105
2022/23 | 162.75 | 67.25 | 100
2022/23 | 163.25 | 67.25 | 90
2022/23 | 163.75 | 67.25 | 107
2022/23 | 164.25 | 67.25 | 102
2022/23 | 164.75 | 67.25 | 100
2022/23 | 165.25 | 67.25 | 100
2022/23 | 165.75 | 67.25 | 99
2022/23 | 166.25 | 67.25 | 104
2022/23 | 166.75 | 67.25 | 88
2022/23 | 167.25 | 67.25 | 69
2022/23 | 167.75 | 67.25 | 109
2022/23 | 168.25 | 67.25 | 91
2022/23 | 168.75 | 67.25 | 99
2022/23 | 169.25 | 67.25 | 101
2022/23 | 169.75 | 67.25 | 88
2022/23 | 170.25 | 67.25 | 83
2022/23 | 170.75 | 67.25 | 87
2022/23 | 171.25 | 67.25 | 88
2022/23 | 171.75 | 67.25 | 88
2022/23 | 172.25 | 67.25 | 90
2022/23 | 172.75 | 67.25 | 100
2022/23 | 173.25 | 67.25 | 86
2022/23 | 173.75 | 67.25 | 78
2022/23 | 174.25 | 67.25 | 74
2022/23 | 174.75 | 67.25 | 87
2022/23 | 175.25 | 67.25 | 69
2022/23 | 175.75 | 67.25 | 62
2022/23 | 176.25 | 67.25 | 82
2022/23 | 176.75 | 67.25 | 71
2022/23 | 177.25 | 67.25 | 74
2022/23 | 177.75 | 67.25 | 72
2022/23 | 178.25 | 67.25 | 71
2022/23 | 178.75 | 67.25 | 61
2022/23 | 179.25 | 67.25 | 68
2022/23 | 179.75 | 67.25 | 81
2022/23 | 180.25 | 67.25 | 67
2022/23 | 180.75 | 67.25 | 73
2022/23 | 181.25 | 67.25 | 67
2022/23 | 181.75 | 67.25 | 47
2022/23 | 182.25 | 67.25 | 58
2022/23 | 182.75 | 67.25 | 55
2022/23 | 183.25 | 67.25 | 64
2022/23 | 183.75 | 67.25 | 58
2022/23 | 184.25 | 67.25 | 55
2022/23 | 184.75 | 67.25 | 54
2022/23 | 185.25 | 67.25 | 48
2022/23 | 185.75 | 67.25 | 47
2022/23 | 186.25 | 67.25 | 45
2022/23 | 186.75 | 67.25 | 46
2022/23 | 187.25 | 67.25 | 46
2022/23 | 187.75 | 67.25 | 38
2022/23 | 188.25 | 67.25 | 48
2022/23 | 188.75 | 67.25 | 44
2022/23 | 189.25 | 67.25 | 49
2022/23 | 189.75 | 67.25 | 40
2022/23 | 190.25 | 67.25 | 38
2022/23 | 190.75 | 67.25 | 33
2022/23 | 191.25 | 67.25 | 31
2022/23 | 191.75 | 67.25 | 22
2022/23 | 192.25 | 67.25 | 30
2022/23 | 192.75 | 67.25 | 32
2022/23 | 193.25 | 67.25 | 38
2022/23 | 193.75 | 67.25 | 34
2022/23 | 194.25 | 67.25 | 31
2022/23 | 194.75 | 67.25 | 33
2022/23 | 195.25 | 67.25 | 35
2022/23 | 195.75 | 67.25 | 32
2022/23 | 196.25 | 67.25 | 26
2022/23 | 196.75 | 67.25 | 22
2022/23 | 197.25 | 67.25 | 27
2022/23 | 197.75 | 67.25 | 29
2022/23 | 198.25 | 67.25 | 29
2022/23 | 198.75 | 67.25 | 31
2022/23 | 199.25 | 67.25 | 25
2022/23 | 199.75 | 67.25 | 27
2022/23 | 200.25 | 67.25 | 22
2022/23 | 200.75 | 67.25 | 18
2022/23 | 201.25 | 67.25 | 24
2022/23 | 201.75 | 67.25 | 24
2022/23 | 202.25 | 67.25 | 18
2022/23 | 202.75 | 67.25 | 19
2022/23 | 203.25 | 67.25 | 20
2022/23 | 203.75 | 67.25 | 20
2022/23 | 204.25 | 67.25 | 10
2022/23 | 204.75 | 67.25 | 16
2022/23 | 205.25 | 67.25 | 20
2022/23 | 205.75 | 67.25 | 12
2022/23 | 206.25 | 67.25 | 17
2022/23 | 206.75 | 67.25 | 11
2022/23 | 207.25 | 67.25 | 19
2022/23 | 207.75 | 67.25 | 15
2022/23 | 208.25 | 67.25 | 17
2022/23 | 208.75 | 67.25 | 10
2022/23 | 209.25 | 67.25 | 12
2022/23 | 209.75 | 67.25 | 14
2022/23 | 210.25 | 67.25 | 15
2022/23 | 210.75 | 67.25 | 13
2022/23 | 211.25 | 67.25 | 10
2022/23 | 211.75 | 67.25 | 10
2022/23 | 212.25 | 67.25 | 4
2022/23 | 212.75 | 67.25 | 6
2022/23 | 213.25 | 67.25 | 13
2022/23 | 213.75 | 67.25 | 12
2022/23 | 214.25 | 67.25 | 3
2022/23 | 214.75 | 67.25 | 3
2022/23 | 215.25 | 67.25 | 6
2022/23 | 215.75 | 67.25 | 12
2022/23 | 216.25 | 67.25 | 13
2022/23 | 216.75 | 67.25 | 11
2022/23 | 217.25 | 67.25 | 7
2022/23 | 217.75 | 67.25 | 13
2022/23 | 218.25 | 67.25 | 10
2022/23 | 218.75 | 67.25 | 5
2022/23 | 219.25 | 67.25 | 8
2022/23 | 219.75 | 67.25 | 12
2022/23 | 220.25 | 67.25 | 6
2022/23 | 220.75 | 67.25 | 15
2022/23 | 221.25 | 67.25 | 8
2022/23 | 221.75 | 67.25 | 7
2022/23 | 222.25 | 67.25 | 6
2022/23 | 222.75 | 67.25 | 6
2022/23 | 223.25 | 67.25 | 9
2022/23 | 223.75 | 67.25 | 4
2022/23 | 224.25 | 67.25 | 8
2022/23 | 224.75 | 67.25 | 4
2022/23 | 225.25 | 67.25 | 6
2022/23 | 225.75 | 67.25 | 8
2022/23 | 226.25 | 67.25 | 6
2022/23 | 226.75 | 67.25 | 1
2022/23 | 227.25 | 67.25 | 6
2022/23 | 227.75 | 67.25 | 8
2022/23 | 228.25 | 67.25 | 2
2022/23 | 228.75 | 67.25 | 6
2022/23 | 229.25 | 67.25 | 9
2022/23 | 229.75 | 67.25 | 4
2022/23 | 230.25 | 67.25 | 3
2022/23 | 230.75 | 67.25 | 6
2022/23 | 231.25 | 67.25 | 4
2022/23 | 231.75 | 67.25 | 6
2022/23 | 232.25 | 67.25 | 6
2022/23 | 232.75 | 67.25 | 4
2022/23 | 233.25 | 67.25 | 8
2022/23 | 233.75 | 67.25 | 3
2022/23 | 234.25 | 67.25 | 3
2022/23 | 234.75 | 67.25 | 4
2022/23 | 235.25 | 67.25 | 6
2022/23 | 235.75 | 67.25 | 2
2022/23 | 236.25 | 67.25 | 1
2022/23 | 236.75 | 67.25 | 3
2022/23 | 237.25 | 67.25 | 4
2022/23 | 237.75 | 67.25 | 5
2022/23 | 238.25 | 67.25 | 5
2022/23 | 238.75 | 67.25 | 3
2022/23 | 239.25 | 67.25 | 3
2022/23 | 239.75 | 67.25 | 5
2022/23 | 240.25 | 67.25 | 3
2022/23 | 240.75 | 67.25 | 3
2022/23 | 241.25 | 67.25 | 3
2022/23 | 241.75 | 67.25 | 1
2022/23 | 242.25 | 67.25 | 3
2022/23 | 242.75 | 67.25 | 8
2022/23 | 243.25 | 67.25 | 4
2022/23 | 243.75 | 67.25 | 3
2022/23 | 244.25 | 67.25 | 3
2022/23 | 244.75 | 67.25 | 2
2022/23 | 245.75 | 67.25 | 4
2022/23 | 246.25 | 67.25 | 2
2022/23 | 246.75 | 67.25 | 7
2022/23 | 247.25 | 67.25 | 3
2022/23 | 248.25 | 67.25 | 1
2022/23 | 249.25 | 67.25 | 5
2022/23 | 249.75 | 67.25 | 2
2022/23 | 250.75 | 67.25 | 4
2022/23 | 251.25 | 67.25 | 3
2022/23 | 251.75 | 67.25 | 2
2022/23 | 252.25 | 67.25 | 2
2022/23 | 252.75 | 67.25 | 2
2022/23 | 253.25 | 67.25 | 4
2022/23 | 253.75 | 67.25 | 1
2022/23 | 254.25 | 67.25 | 2
2022/23 | 254.75 | 67.25 | 2
2022/23 | 255.75 | 67.25 | 3
2022/23 | 256.25 | 67.25 | 4
2022/23 | 256.75 | 67.25 | 3
2022/23 | 257.25 | 67.25 | 2
2022/23 | 257.75 | 67.25 | 2
2022/23 | 258.25 | 67.25 | 2
2022/23 | 258.75 | 67.25 | 2
2022/23 | 259.25 | 67.25 | 4
2022/23 | 259.75 | 67.25 | 3
2022/23 | 260.25 | 67.25 | 1
2022/23 | 260.75 | 67.25 | 2
2022/23 | 261.25 | 67.25 | 1
2022/23 | 262.75 | 67.25 | 1
2022/23 | 263.25 | 67.25 | 1
2022/23 | 263.75 | 67.25 | 2
2022/23 | 264.75 | 67.25 | 3
2022/23 | 265.25 | 67.25 | 4
2022/23 | 265.75 | 67.25 | 3
2022/23 | 266.25 | 67.25 | 1
2022/23 | 266.75 | 67.25 | 2
2022/23 | 267.75 | 67.25 | 4
2022/23 | 269.25 | 67.25 | 1
2022/23 | 269.75 | 67.25 | 2
2022/23 | 270.25 | 67.25 | 1
2022/23 | 270.75 | 67.25 | 3
2022/23 | 271.25 | 67.25 | 1
2022/23 | 271.75 | 67.25 | 2
2022/23 | 272.25 | 67.25 | 3
2022/23 | 272.75 | 67.25 | 2
2022/23 | 273.25 | 67.25 | 1
2022/23 | 274.25 | 67.25 | 5
2022/23 | 274.75 | 67.25 | 2
2022/23 | 275.25 | 67.25 | 1
2022/23 | 275.75 | 67.25 | 1
2022/23 | 276.75 | 67.25 | 2
2022/23 | 277.25 | 67.25 | 2
2022/23 | 277.75 | 67.25 | 3
2022/23 | 278.25 | 67.25 | 2
2022/23 | 279.25 | 67.25 | 1
2022/23 | 279.75 | 67.25 | 1
2022/23 | 280.75 | 67.25 | 2
2022/23 | 281.25 | 67.25 | 2
2022/23 | 282.75 | 67.25 | 3
2022/23 | 283.25 | 67.25 | 2
2022/23 | 285.25 | 67.25 | 2
2022/23 | 286.75 | 67.25 | 2
2022/23 | 287.75 | 67.25 | 1
2022/23 | 289.75 | 67.25 | 1
2022/23 | 291.75 | 67.25 | 1
2022/23 | 292.75 | 67.25 | 1
2022/23 | 293.75 | 67.25 | 1
2022/23 | 295.25 | 67.25 | 2
2022/23 | 295.75 | 67.25 | 1
2022/23 | 296.75 | 67.25 | 1
2022/23 | 299.25 | 67.25 | 1
2022/23 | 301.25 | 67.25 | 1
2022/23 | 302.25 | 67.25 | 1
2022/23 | 306.25 | 67.25 | 2
2022/23 | 307.25 | 67.25 | 1
2022/23 | 307.75 | 67.25 | 1
2022/23 | 310.25 | 67.25 | 1
2022/23 | 314.75 | 67.25 | 1
2022/23 | 317.75 | 67.25 | 1
2022/23 | 318.25 | 67.25 | 1
2022/23 | 321.25 | 67.25 | 1
2022/23 | 321.75 | 67.25 | 1
2022/23 | 330.75 | 67.25 | 1
2022/23 | 332.25 | 67.25 | 1
2022/23 | 334.25 | 67.25 | 1
2022/23 | 335.75 | 67.25 | 1
2022/23 | 346.75 | 67.25 | 1
2022/23 | 97.25 | 67.75 | 1
2022/23 | 104.25 | 67.75 | 1
2022/23 | 105.25 | 67.75 | 1
2022/23 | 106.25 | 67.75 | 1
2022/23 | 107.25 | 67.75 | 1
2022/23 | 108.25 | 67.75 | 1
2022/23 | 109.25 | 67.75 | 1
2022/23 | 109.75 | 67.75 | 2
2022/23 | 110.25 | 67.75 | 3
2022/23 | 110.75 | 67.75 | 1
2022/23 | 111.25 | 67.75 | 4
2022/23 | 111.75 | 67.75 | 2
2022/23 | 112.25 | 67.75 | 3
2022/23 | 112.75 | 67.75 | 2
2022/23 | 113.25 | 67.75 | 2
2022/23 | 113.75 | 67.75 | 5
2022/23 | 114.25 | 67.75 | 3
2022/23 | 114.75 | 67.75 | 7
2022/23 | 115.25 | 67.75 | 6
2022/23 | 115.75 | 67.75 | 7
2022/23 | 116.25 | 67.75 | 8
2022/23 | 116.75 | 67.75 | 8
2022/23 | 117.25 | 67.75 | 12
2022/23 | 117.75 | 67.75 | 10
2022/23 | 118.25 | 67.75 | 9
2022/23 | 118.75 | 67.75 | 11
2022/23 | 119.25 | 67.75 | 10
2022/23 | 119.75 | 67.75 | 15
2022/23 | 120.25 | 67.75 | 15
2022/23 | 120.75 | 67.75 | 13
2022/23 | 121.25 | 67.75 | 12
2022/23 | 121.75 | 67.75 | 20
2022/23 | 122.25 | 67.75 | 18
2022/23 | 122.75 | 67.75 | 22
2022/23 | 123.25 | 67.75 | 18
2022/23 | 123.75 | 67.75 | 30
2022/23 | 124.25 | 67.75 | 36
2022/23 | 124.75 | 67.75 | 30
2022/23 | 125.25 | 67.75 | 33
2022/23 | 125.75 | 67.75 | 29
2022/23 | 126.25 | 67.75 | 28
2022/23 | 126.75 | 67.75 | 33
2022/23 | 127.25 | 67.75 | 32
2022/23 | 127.75 | 67.75 | 48
2022/23 | 128.25 | 67.75 | 46
2022/23 | 128.75 | 67.75 | 45
2022/23 | 129.25 | 67.75 | 55
2022/23 | 129.75 | 67.75 | 44
2022/23 | 130.25 | 67.75 | 48
2022/23 | 130.75 | 67.75 | 60
2022/23 | 131.25 | 67.75 | 63
2022/23 | 131.75 | 67.75 | 50
2022/23 | 132.25 | 67.75 | 46
2022/23 | 132.75 | 67.75 | 62
2022/23 | 133.25 | 67.75 | 67
2022/23 | 133.75 | 67.75 | 40
2022/23 | 134.25 | 67.75 | 71
2022/23 | 134.75 | 67.75 | 93
2022/23 | 135.25 | 67.75 | 89
2022/23 | 135.75 | 67.75 | 68
2022/23 | 136.25 | 67.75 | 65
2022/23 | 136.75 | 67.75 | 77
2022/23 | 137.25 | 67.75 | 97
2022/23 | 137.75 | 67.75 | 90
2022/23 | 138.25 | 67.75 | 79
2022/23 | 138.75 | 67.75 | 92
2022/23 | 139.25 | 67.75 | 91
2022/23 | 139.75 | 67.75 | 89
2022/23 | 140.25 | 67.75 | 110
2022/23 | 140.75 | 67.75 | 98
2022/23 | 141.25 | 67.75 | 118
2022/23 | 141.75 | 67.75 | 94
2022/23 | 142.25 | 67.75 | 85
2022/23 | 142.75 | 67.75 | 103
2022/23 | 143.25 | 67.75 | 82
2022/23 | 143.75 | 67.75 | 91
2022/23 | 144.25 | 67.75 | 80
2022/23 | 144.75 | 67.75 | 110
2022/23 | 145.25 | 67.75 | 90
2022/23 | 145.75 | 67.75 | 119
2022/23 | 146.25 | 67.75 | 117
2022/23 | 146.75 | 67.75 | 92
2022/23 | 147.25 | 67.75 | 100
2022/23 | 147.75 | 67.75 | 99
2022/23 | 148.25 | 67.75 | 106
2022/23 | 148.75 | 67.75 | 103
2022/23 | 149.25 | 67.75 | 116
2022/23 | 149.75 | 67.75 | 125
2022/23 | 150.25 | 67.75 | 116
2022/23 | 150.75 | 67.75 | 111
2022/23 | 151.25 | 67.75 | 130
2022/23 | 151.75 | 67.75 | 108
2022/23 | 152.25 | 67.75 | 108
2022/23 | 152.75 | 67.75 | 128
2022/23 | 153.25 | 67.75 | 108
2022/23 | 153.75 | 67.75 | 96
2022/23 | 154.25 | 67.75 | 101
2022/23 | 154.75 | 67.75 | 111
2022/23 | 155.25 | 67.75 | 99
2022/23 | 155.75 | 67.75 | 113
2022/23 | 156.25 | 67.75 | 125
2022/23 | 156.75 | 67.75 | 124
2022/23 | 157.25 | 67.75 | 120
2022/23 | 157.75 | 67.75 | 95
2022/23 | 158.25 | 67.75 | 104
2022/23 | 158.75 | 67.75 | 116
2022/23 | 159.25 | 67.75 | 114
2022/23 | 159.75 | 67.75 | 114
2022/23 | 160.25 | 67.75 | 106
2022/23 | 160.75 | 67.75 | 104
2022/23 | 161.25 | 67.75 | 124
2022/23 | 161.75 | 67.75 | 114
2022/23 | 162.25 | 67.75 | 114
2022/23 | 162.75 | 67.75 | 111
2022/23 | 163.25 | 67.75 | 117
2022/23 | 163.75 | 67.75 | 102
2022/23 | 164.25 | 67.75 | 103
2022/23 | 164.75 | 67.75 | 81
2022/23 | 165.25 | 67.75 | 96
2022/23 | 165.75 | 67.75 | 105
2022/23 | 166.25 | 67.75 | 100
2022/23 | 166.75 | 67.75 | 97
2022/23 | 167.25 | 67.75 | 78
2022/23 | 167.75 | 67.75 | 99
2022/23 | 168.25 | 67.75 | 91
2022/23 | 168.75 | 67.75 | 95
2022/23 | 169.25 | 67.75 | 100
2022/23 | 169.75 | 67.75 | 78
2022/23 | 170.25 | 67.75 | 99
2022/23 | 170.75 | 67.75 | 80
2022/23 | 171.25 | 67.75 | 88
2022/23 | 171.75 | 67.75 | 80
2022/23 | 172.25 | 67.75 | 102
2022/23 | 172.75 | 67.75 | 96
2022/23 | 173.25 | 67.75 | 79
2022/23 | 173.75 | 67.75 | 88
2022/23 | 174.25 | 67.75 | 90
2022/23 | 174.75 | 67.75 | 99
2022/23 | 175.25 | 67.75 | 63
2022/23 | 175.75 | 67.75 | 65
2022/23 | 176.25 | 67.75 | 83
2022/23 | 176.75 | 67.75 | 76
2022/23 | 177.25 | 67.75 | 69
2022/23 | 177.75 | 67.75 | 76
2022/23 | 178.25 | 67.75 | 78
2022/23 | 178.75 | 67.75 | 81
2022/23 | 179.25 | 67.75 | 74
2022/23 | 179.75 | 67.75 | 74
2022/23 | 180.25 | 67.75 | 60
2022/23 | 180.75 | 67.75 | 67
2022/23 | 181.25 | 67.75 | 58
2022/23 | 181.75 | 67.75 | 67
2022/23 | 182.25 | 67.75 | 44
2022/23 | 182.75 | 67.75 | 60
2022/23 | 183.25 | 67.75 | 63
2022/23 | 183.75 | 67.75 | 54
2022/23 | 184.25 | 67.75 | 61
2022/23 | 184.75 | 67.75 | 66
2022/23 | 185.25 | 67.75 | 58
2022/23 | 185.75 | 67.75 | 54
2022/23 | 186.25 | 67.75 | 56
2022/23 | 186.75 | 67.75 | 49
2022/23 | 187.25 | 67.75 | 56
2022/23 | 187.75 | 67.75 | 46
2022/23 | 188.25 | 67.75 | 42
2022/23 | 188.75 | 67.75 | 32
2022/23 | 189.25 | 67.75 | 46
2022/23 | 189.75 | 67.75 | 49
2022/23 | 190.25 | 67.75 | 36
2022/23 | 190.75 | 67.75 | 38
2022/23 | 191.25 | 67.75 | 43
2022/23 | 191.75 | 67.75 | 38
2022/23 | 192.25 | 67.75 | 48
2022/23 | 192.75 | 67.75 | 38
2022/23 | 193.25 | 67.75 | 42
2022/23 | 193.75 | 67.75 | 36
2022/23 | 194.25 | 67.75 | 37
2022/23 | 194.75 | 67.75 | 38
2022/23 | 195.25 | 67.75 | 27
2022/23 | 195.75 | 67.75 | 27
2022/23 | 196.25 | 67.75 | 31
2022/23 | 196.75 | 67.75 | 27
2022/23 | 197.25 | 67.75 | 22
2022/23 | 197.75 | 67.75 | 22
2022/23 | 198.25 | 67.75 | 36
2022/23 | 198.75 | 67.75 | 30
2022/23 | 199.25 | 67.75 | 28
2022/23 | 199.75 | 67.75 | 22
2022/23 | 200.25 | 67.75 | 19
2022/23 | 200.75 | 67.75 | 18
2022/23 | 201.25 | 67.75 | 19
2022/23 | 201.75 | 67.75 | 23
2022/23 | 202.25 | 67.75 | 25
2022/23 | 202.75 | 67.75 | 19
2022/23 | 203.25 | 67.75 | 14
2022/23 | 203.75 | 67.75 | 23
2022/23 | 204.25 | 67.75 | 14
2022/23 | 204.75 | 67.75 | 10
2022/23 | 205.25 | 67.75 | 17
2022/23 | 205.75 | 67.75 | 18
2022/23 | 206.25 | 67.75 | 16
2022/23 | 206.75 | 67.75 | 12
2022/23 | 207.25 | 67.75 | 19
2022/23 | 207.75 | 67.75 | 13
2022/23 | 208.25 | 67.75 | 11
2022/23 | 208.75 | 67.75 | 11
2022/23 | 209.25 | 67.75 | 8
2022/23 | 209.75 | 67.75 | 15
2022/23 | 210.25 | 67.75 | 14
2022/23 | 210.75 | 67.75 | 12
2022/23 | 211.25 | 67.75 | 16
2022/23 | 211.75 | 67.75 | 12
2022/23 | 212.25 | 67.75 | 10
2022/23 | 212.75 | 67.75 | 12
2022/23 | 213.25 | 67.75 | 12
2022/23 | 213.75 | 67.75 | 7
2022/23 | 214.25 | 67.75 | 6
2022/23 | 214.75 | 67.75 | 8
2022/23 | 215.25 | 67.75 | 11
2022/23 | 215.75 | 67.75 | 7
2022/23 | 216.25 | 67.75 | 10
2022/23 | 216.75 | 67.75 | 7
2022/23 | 217.25 | 67.75 | 18
2022/23 | 217.75 | 67.75 | 8
2022/23 | 218.25 | 67.75 | 7
2022/23 | 218.75 | 67.75 | 10
2022/23 | 219.25 | 67.75 | 13
2022/23 | 219.75 | 67.75 | 8
2022/23 | 220.25 | 67.75 | 6
2022/23 | 220.75 | 67.75 | 7
2022/23 | 221.25 | 67.75 | 9
2022/23 | 221.75 | 67.75 | 8
2022/23 | 222.25 | 67.75 | 9
2022/23 | 222.75 | 67.75 | 9
2022/23 | 223.25 | 67.75 | 5
2022/23 | 223.75 | 67.75 | 9
2022/23 | 224.25 | 67.75 | 10
2022/23 | 224.75 | 67.75 | 5
2022/23 | 225.25 | 67.75 | 2
2022/23 | 225.75 | 67.75 | 4
2022/23 | 226.25 | 67.75 | 6
2022/23 | 226.75 | 67.75 | 8
2022/23 | 227.25 | 67.75 | 2
2022/23 | 227.75 | 67.75 | 4
2022/23 | 228.25 | 67.75 | 7
2022/23 | 228.75 | 67.75 | 6
2022/23 | 229.25 | 67.75 | 9
2022/23 | 229.75 | 67.75 | 6
2022/23 | 230.25 | 67.75 | 3
2022/23 | 230.75 | 67.75 | 2
2022/23 | 231.25 | 67.75 | 2
2022/23 | 231.75 | 67.75 | 6
2022/23 | 232.25 | 67.75 | 5
2022/23 | 232.75 | 67.75 | 6
2022/23 | 233.25 | 67.75 | 8
2022/23 | 233.75 | 67.75 | 5
2022/23 | 234.25 | 67.75 | 7
2022/23 | 234.75 | 67.75 | 5
2022/23 | 235.25 | 67.75 | 2
2022/23 | 235.75 | 67.75 | 3
2022/23 | 236.25 | 67.75 | 5
2022/23 | 236.75 | 67.75 | 5
2022/23 | 237.25 | 67.75 | 2
2022/23 | 237.75 | 67.75 | 3
2022/23 | 238.25 | 67.75 | 4
2022/23 | 238.75 | 67.75 | 3
2022/23 | 239.25 | 67.75 | 4
2022/23 | 239.75 | 67.75 | 8
2022/23 | 240.25 | 67.75 | 3
2022/23 | 240.75 | 67.75 | 3
2022/23 | 241.25 | 67.75 | 5
2022/23 | 241.75 | 67.75 | 4
2022/23 | 242.25 | 67.75 | 4
2022/23 | 242.75 | 67.75 | 2
2022/23 | 243.25 | 67.75 | 3
2022/23 | 243.75 | 67.75 | 3
2022/23 | 244.25 | 67.75 | 2
2022/23 | 244.75 | 67.75 | 3
2022/23 | 245.25 | 67.75 | 3
2022/23 | 245.75 | 67.75 | 5
2022/23 | 246.25 | 67.75 | 2
2022/23 | 246.75 | 67.75 | 1
2022/23 | 247.25 | 67.75 | 1
2022/23 | 247.75 | 67.75 | 3
2022/23 | 248.25 | 67.75 | 4
2022/23 | 248.75 | 67.75 | 1
2022/23 | 249.25 | 67.75 | 5
2022/23 | 249.75 | 67.75 | 1
2022/23 | 250.25 | 67.75 | 5
2022/23 | 250.75 | 67.75 | 2
2022/23 | 251.25 | 67.75 | 2
2022/23 | 251.75 | 67.75 | 3
2022/23 | 252.25 | 67.75 | 3
2022/23 | 252.75 | 67.75 | 2
2022/23 | 253.25 | 67.75 | 2
2022/23 | 253.75 | 67.75 | 2
2022/23 | 254.25 | 67.75 | 1
2022/23 | 254.75 | 67.75 | 2
2022/23 | 255.25 | 67.75 | 2
2022/23 | 255.75 | 67.75 | 1
2022/23 | 256.25 | 67.75 | 4
2022/23 | 256.75 | 67.75 | 5
2022/23 | 257.25 | 67.75 | 2
2022/23 | 257.75 | 67.75 | 2
2022/23 | 258.25 | 67.75 | 6
2022/23 | 258.75 | 67.75 | 1
2022/23 | 259.25 | 67.75 | 2
2022/23 | 259.75 | 67.75 | 1
2022/23 | 260.25 | 67.75 | 1
2022/23 | 260.75 | 67.75 | 2
2022/23 | 261.25 | 67.75 | 3
2022/23 | 261.75 | 67.75 | 2
2022/23 | 262.25 | 67.75 | 1
2022/23 | 262.75 | 67.75 | 1
2022/23 | 263.25 | 67.75 | 4
2022/23 | 263.75 | 67.75 | 2
2022/23 | 264.25 | 67.75 | 1
2022/23 | 264.75 | 67.75 | 2
2022/23 | 265.25 | 67.75 | 3
2022/23 | 265.75 | 67.75 | 1
2022/23 | 266.25 | 67.75 | 1
2022/23 | 266.75 | 67.75 | 1
2022/23 | 267.75 | 67.75 | 1
2022/23 | 268.25 | 67.75 | 3
2022/23 | 268.75 | 67.75 | 3
2022/23 | 269.25 | 67.75 | 1
2022/23 | 270.25 | 67.75 | 2
2022/23 | 270.75 | 67.75 | 3
2022/23 | 271.25 | 67.75 | 2
2022/23 | 271.75 | 67.75 | 1
2022/23 | 272.75 | 67.75 | 1
2022/23 | 273.25 | 67.75 | 2
2022/23 | 274.25 | 67.75 | 1
2022/23 | 275.75 | 67.75 | 2
2022/23 | 276.75 | 67.75 | 2
2022/23 | 277.75 | 67.75 | 1
2022/23 | 278.75 | 67.75 | 2
2022/23 | 279.75 | 67.75 | 2
2022/23 | 281.25 | 67.75 | 1
2022/23 | 282.25 | 67.75 | 2
2022/23 | 282.75 | 67.75 | 1
2022/23 | 283.25 | 67.75 | 1
2022/23 | 284.25 | 67.75 | 2
2022/23 | 284.75 | 67.75 | 1
2022/23 | 286.25 | 67.75 | 1
2022/23 | 287.75 | 67.75 | 1
2022/23 | 288.25 | 67.75 | 2
2022/23 | 289.75 | 67.75 | 1
2022/23 | 292.25 | 67.75 | 1
2022/23 | 292.75 | 67.75 | 3
2022/23 | 293.75 | 67.75 | 1
2022/23 | 294.25 | 67.75 | 2
2022/23 | 294.75 | 67.75 | 1
2022/23 | 295.25 | 67.75 | 1
2022/23 | 296.75 | 67.75 | 2
2022/23 | 297.75 | 67.75 | 1
2022/23 | 298.25 | 67.75 | 2
2022/23 | 299.25 | 67.75 | 2
2022/23 | 299.75 | 67.75 | 1
2022/23 | 300.75 | 67.75 | 1
2022/23 | 302.25 | 67.75 | 1
2022/23 | 303.25 | 67.75 | 1
2022/23 | 307.75 | 67.75 | 1
2022/23 | 308.25 | 67.75 | 1
2022/23 | 311.25 | 67.75 | 2
2022/23 | 313.75 | 67.75 | 1
2022/23 | 315.75 | 67.75 | 1
2022/23 | 326.25 | 67.75 | 1
2022/23 | 333.75 | 67.75 | 1
2022/23 | 334.75 | 67.75 | 1
2022/23 | 336.25 | 67.75 | 1
2022/23 | 336.75 | 67.75 | 1
2022/23 | 340.75 | 67.75 | 1
2022/23 | 341.75 | 67.75 | 1
2022/23 | 353.75 | 67.75 | 1
2022/23 | 393.75 | 67.75 | 1
2022/23 | 101.75 | 68.25 | 1
2022/23 | 102.75 | 68.25 | 1
2022/23 | 106.75 | 68.25 | 1
2022/23 | 107.75 | 68.25 | 2
2022/23 | 108.75 | 68.25 | 1
2022/23 | 109.25 | 68.25 | 1
2022/23 | 110.25 | 68.25 | 1
2022/23 | 110.75 | 68.25 | 4
2022/23 | 111.75 | 68.25 | 3
2022/23 | 112.25 | 68.25 | 1
2022/23 | 112.75 | 68.25 | 1
2022/23 | 113.25 | 68.25 | 8
2022/23 | 113.75 | 68.25 | 7
2022/23 | 114.25 | 68.25 | 5
2022/23 | 114.75 | 68.25 | 11
2022/23 | 115.25 | 68.25 | 9
2022/23 | 115.75 | 68.25 | 9
2022/23 | 116.25 | 68.25 | 10
2022/23 | 116.75 | 68.25 | 9
2022/23 | 117.25 | 68.25 | 8
2022/23 | 117.75 | 68.25 | 8
2022/23 | 118.25 | 68.25 | 7
2022/23 | 118.75 | 68.25 | 8
2022/23 | 119.25 | 68.25 | 17
2022/23 | 119.75 | 68.25 | 17
2022/23 | 120.25 | 68.25 | 17
2022/23 | 120.75 | 68.25 | 15
2022/23 | 121.25 | 68.25 | 22
2022/23 | 121.75 | 68.25 | 17
2022/23 | 122.25 | 68.25 | 16
2022/23 | 122.75 | 68.25 | 19
2022/23 | 123.25 | 68.25 | 22
2022/23 | 123.75 | 68.25 | 23
2022/23 | 124.25 | 68.25 | 25
2022/23 | 124.75 | 68.25 | 40
2022/23 | 125.25 | 68.25 | 20
2022/23 | 125.75 | 68.25 | 34
2022/23 | 126.25 | 68.25 | 30
2022/23 | 126.75 | 68.25 | 39
2022/23 | 127.25 | 68.25 | 36
2022/23 | 127.75 | 68.25 | 41
2022/23 | 128.25 | 68.25 | 42
2022/23 | 128.75 | 68.25 | 57
2022/23 | 129.25 | 68.25 | 44
2022/23 | 129.75 | 68.25 | 47
2022/23 | 130.25 | 68.25 | 50
2022/23 | 130.75 | 68.25 | 51
2022/23 | 131.25 | 68.25 | 58
2022/23 | 131.75 | 68.25 | 52
2022/23 | 132.25 | 68.25 | 67
2022/23 | 132.75 | 68.25 | 52
2022/23 | 133.25 | 68.25 | 65
2022/23 | 133.75 | 68.25 | 62
2022/23 | 134.25 | 68.25 | 73
2022/23 | 134.75 | 68.25 | 67
2022/23 | 135.25 | 68.25 | 81
2022/23 | 135.75 | 68.25 | 73
2022/23 | 136.25 | 68.25 | 81
2022/23 | 136.75 | 68.25 | 68
2022/23 | 137.25 | 68.25 | 86
2022/23 | 137.75 | 68.25 | 89
2022/23 | 138.25 | 68.25 | 97
2022/23 | 138.75 | 68.25 | 70
2022/23 | 139.25 | 68.25 | 90
2022/23 | 139.75 | 68.25 | 93
2022/23 | 140.25 | 68.25 | 116
2022/23 | 140.75 | 68.25 | 89
2022/23 | 141.25 | 68.25 | 94
2022/23 | 141.75 | 68.25 | 92
2022/23 | 142.25 | 68.25 | 90
2022/23 | 142.75 | 68.25 | 92
2022/23 | 143.25 | 68.25 | 112
2022/23 | 143.75 | 68.25 | 95
2022/23 | 144.25 | 68.25 | 100
2022/23 | 144.75 | 68.25 | 124
2022/23 | 145.25 | 68.25 | 96
2022/23 | 145.75 | 68.25 | 107
2022/23 | 146.25 | 68.25 | 102
2022/23 | 146.75 | 68.25 | 109
2022/23 | 147.25 | 68.25 | 91
2022/23 | 147.75 | 68.25 | 100
2022/23 | 148.25 | 68.25 | 108
2022/23 | 148.75 | 68.25 | 125
2022/23 | 149.25 | 68.25 | 124
2022/23 | 149.75 | 68.25 | 105
2022/23 | 150.25 | 68.25 | 101
2022/23 | 150.75 | 68.25 | 86
2022/23 | 151.25 | 68.25 | 115
2022/23 | 151.75 | 68.25 | 110
2022/23 | 152.25 | 68.25 | 117
2022/23 | 152.75 | 68.25 | 100
2022/23 | 153.25 | 68.25 | 129
2022/23 | 153.75 | 68.25 | 104
2022/23 | 154.25 | 68.25 | 132
2022/23 | 154.75 | 68.25 | 117
2022/23 | 155.25 | 68.25 | 116
2022/23 | 155.75 | 68.25 | 108
2022/23 | 156.25 | 68.25 | 99
2022/23 | 156.75 | 68.25 | 105
2022/23 | 157.25 | 68.25 | 109
2022/23 | 157.75 | 68.25 | 96
2022/23 | 158.25 | 68.25 | 94
2022/23 | 158.75 | 68.25 | 129
2022/23 | 159.25 | 68.25 | 125
2022/23 | 159.75 | 68.25 | 114
2022/23 | 160.25 | 68.25 | 108
2022/23 | 160.75 | 68.25 | 140
2022/23 | 161.25 | 68.25 | 115
2022/23 | 161.75 | 68.25 | 106
2022/23 | 162.25 | 68.25 | 102
2022/23 | 162.75 | 68.25 | 93
2022/23 | 163.25 | 68.25 | 104
2022/23 | 163.75 | 68.25 | 106
2022/23 | 164.25 | 68.25 | 102
2022/23 | 164.75 | 68.25 | 113
2022/23 | 165.25 | 68.25 | 127
2022/23 | 165.75 | 68.25 | 117
2022/23 | 166.25 | 68.25 | 93
2022/23 | 166.75 | 68.25 | 96
2022/23 | 167.25 | 68.25 | 106
2022/23 | 167.75 | 68.25 | 108
2022/23 | 168.25 | 68.25 | 114
2022/23 | 168.75 | 68.25 | 115
2022/23 | 169.25 | 68.25 | 96
2022/23 | 169.75 | 68.25 | 87
2022/23 | 170.25 | 68.25 | 87
2022/23 | 170.75 | 68.25 | 86
2022/23 | 171.25 | 68.25 | 81
2022/23 | 171.75 | 68.25 | 82
2022/23 | 172.25 | 68.25 | 84
2022/23 | 172.75 | 68.25 | 90
2022/23 | 173.25 | 68.25 | 93
2022/23 | 173.75 | 68.25 | 82
2022/23 | 174.25 | 68.25 | 93
2022/23 | 174.75 | 68.25 | 79
2022/23 | 175.25 | 68.25 | 92
2022/23 | 175.75 | 68.25 | 97
2022/23 | 176.25 | 68.25 | 70
2022/23 | 176.75 | 68.25 | 96
2022/23 | 177.25 | 68.25 | 87
2022/23 | 177.75 | 68.25 | 71
2022/23 | 178.25 | 68.25 | 67
2022/23 | 178.75 | 68.25 | 70
2022/23 | 179.25 | 68.25 | 83
2022/23 | 179.75 | 68.25 | 65
2022/23 | 180.25 | 68.25 | 79
2022/23 | 180.75 | 68.25 | 67
2022/23 | 181.25 | 68.25 | 75
2022/23 | 181.75 | 68.25 | 57
2022/23 | 182.25 | 68.25 | 62
2022/23 | 182.75 | 68.25 | 56
2022/23 | 183.25 | 68.25 | 56
2022/23 | 183.75 | 68.25 | 61
2022/23 | 184.25 | 68.25 | 51
2022/23 | 184.75 | 68.25 | 62
2022/23 | 185.25 | 68.25 | 41
2022/23 | 185.75 | 68.25 | 48
2022/23 | 186.25 | 68.25 | 54
2022/23 | 186.75 | 68.25 | 58
2022/23 | 187.25 | 68.25 | 33
2022/23 | 187.75 | 68.25 | 50
2022/23 | 188.25 | 68.25 | 42
2022/23 | 188.75 | 68.25 | 51
2022/23 | 189.25 | 68.25 | 47
2022/23 | 189.75 | 68.25 | 39
2022/23 | 190.25 | 68.25 | 43
2022/23 | 190.75 | 68.25 | 44
2022/23 | 191.25 | 68.25 | 37
2022/23 | 191.75 | 68.25 | 36
2022/23 | 192.25 | 68.25 | 33
2022/23 | 192.75 | 68.25 | 36
2022/23 | 193.25 | 68.25 | 38
2022/23 | 193.75 | 68.25 | 28
2022/23 | 194.25 | 68.25 | 38
2022/23 | 194.75 | 68.25 | 29
2022/23 | 195.25 | 68.25 | 31
2022/23 | 195.75 | 68.25 | 27
2022/23 | 196.25 | 68.25 | 36
2022/23 | 196.75 | 68.25 | 30
2022/23 | 197.25 | 68.25 | 31
2022/23 | 197.75 | 68.25 | 24
2022/23 | 198.25 | 68.25 | 24
2022/23 | 198.75 | 68.25 | 21
2022/23 | 199.25 | 68.25 | 23
2022/23 | 199.75 | 68.25 | 21
2022/23 | 200.25 | 68.25 | 16
2022/23 | 200.75 | 68.25 | 17
2022/23 | 201.25 | 68.25 | 27
2022/23 | 201.75 | 68.25 | 27
2022/23 | 202.25 | 68.25 | 24
2022/23 | 202.75 | 68.25 | 26
2022/23 | 203.25 | 68.25 | 29
2022/23 | 203.75 | 68.25 | 18
2022/23 | 204.25 | 68.25 | 19
2022/23 | 204.75 | 68.25 | 25
2022/23 | 205.25 | 68.25 | 15
2022/23 | 205.75 | 68.25 | 28
2022/23 | 206.25 | 68.25 | 13
2022/23 | 206.75 | 68.25 | 10
2022/23 | 207.25 | 68.25 | 17
2022/23 | 207.75 | 68.25 | 8
2022/23 | 208.25 | 68.25 | 10
2022/23 | 208.75 | 68.25 | 21
2022/23 | 209.25 | 68.25 | 11
2022/23 | 209.75 | 68.25 | 12
2022/23 | 210.25 | 68.25 | 18
2022/23 | 210.75 | 68.25 | 15
2022/23 | 211.25 | 68.25 | 20
2022/23 | 211.75 | 68.25 | 16
2022/23 | 212.25 | 68.25 | 8
2022/23 | 212.75 | 68.25 | 11
2022/23 | 213.25 | 68.25 | 10
2022/23 | 213.75 | 68.25 | 8
2022/23 | 214.25 | 68.25 | 10
2022/23 | 214.75 | 68.25 | 12
2022/23 | 215.25 | 68.25 | 19
2022/23 | 215.75 | 68.25 | 12
2022/23 | 216.25 | 68.25 | 7
2022/23 | 216.75 | 68.25 | 14
2022/23 | 217.25 | 68.25 | 7
2022/23 | 217.75 | 68.25 | 3
2022/23 | 218.25 | 68.25 | 8
2022/23 | 218.75 | 68.25 | 14
2022/23 | 219.25 | 68.25 | 8
2022/23 | 219.75 | 68.25 | 7
2022/23 | 220.25 | 68.25 | 11
2022/23 | 220.75 | 68.25 | 7
2022/23 | 221.25 | 68.25 | 7
2022/23 | 221.75 | 68.25 | 13
2022/23 | 222.25 | 68.25 | 9
2022/23 | 222.75 | 68.25 | 7
2022/23 | 223.25 | 68.25 | 3
2022/23 | 223.75 | 68.25 | 10
2022/23 | 224.25 | 68.25 | 10
2022/23 | 224.75 | 68.25 | 9
2022/23 | 225.25 | 68.25 | 14
2022/23 | 225.75 | 68.25 | 8
2022/23 | 226.25 | 68.25 | 7
2022/23 | 226.75 | 68.25 | 6
2022/23 | 227.25 | 68.25 | 9
2022/23 | 227.75 | 68.25 | 6
2022/23 | 228.25 | 68.25 | 5
2022/23 | 228.75 | 68.25 | 5
2022/23 | 229.25 | 68.25 | 3
2022/23 | 229.75 | 68.25 | 4
2022/23 | 230.25 | 68.25 | 5
2022/23 | 230.75 | 68.25 | 5
2022/23 | 231.25 | 68.25 | 6
2022/23 | 231.75 | 68.25 | 4
2022/23 | 232.25 | 68.25 | 7
2022/23 | 232.75 | 68.25 | 3
2022/23 | 233.25 | 68.25 | 2
2022/23 | 233.75 | 68.25 | 9
2022/23 | 234.25 | 68.25 | 5
2022/23 | 234.75 | 68.25 | 1
2022/23 | 235.25 | 68.25 | 4
2022/23 | 235.75 | 68.25 | 5
2022/23 | 236.25 | 68.25 | 4
2022/23 | 236.75 | 68.25 | 2
2022/23 | 237.25 | 68.25 | 4
2022/23 | 237.75 | 68.25 | 2
2022/23 | 238.25 | 68.25 | 6
2022/23 | 238.75 | 68.25 | 4
2022/23 | 239.25 | 68.25 | 1
2022/23 | 240.25 | 68.25 | 6
2022/23 | 240.75 | 68.25 | 2
2022/23 | 241.25 | 68.25 | 4
2022/23 | 241.75 | 68.25 | 3
2022/23 | 242.25 | 68.25 | 7
2022/23 | 242.75 | 68.25 | 7
2022/23 | 243.25 | 68.25 | 4
2022/23 | 243.75 | 68.25 | 4
2022/23 | 244.25 | 68.25 | 5
2022/23 | 244.75 | 68.25 | 2
2022/23 | 245.25 | 68.25 | 4
2022/23 | 245.75 | 68.25 | 1
2022/23 | 246.25 | 68.25 | 3
2022/23 | 246.75 | 68.25 | 3
2022/23 | 247.25 | 68.25 | 4
2022/23 | 247.75 | 68.25 | 2
2022/23 | 248.25 | 68.25 | 4
2022/23 | 248.75 | 68.25 | 4
2022/23 | 249.75 | 68.25 | 3
2022/23 | 250.75 | 68.25 | 6
2022/23 | 251.25 | 68.25 | 2
2022/23 | 251.75 | 68.25 | 3
2022/23 | 252.25 | 68.25 | 8
2022/23 | 252.75 | 68.25 | 1
2022/23 | 253.25 | 68.25 | 2
2022/23 | 253.75 | 68.25 | 2
2022/23 | 254.25 | 68.25 | 3
2022/23 | 254.75 | 68.25 | 5
2022/23 | 255.25 | 68.25 | 5
2022/23 | 255.75 | 68.25 | 1
2022/23 | 256.25 | 68.25 | 2
2022/23 | 256.75 | 68.25 | 3
2022/23 | 257.25 | 68.25 | 1
2022/23 | 257.75 | 68.25 | 1
2022/23 | 258.75 | 68.25 | 4
2022/23 | 259.25 | 68.25 | 5
2022/23 | 259.75 | 68.25 | 2
2022/23 | 260.25 | 68.25 | 1
2022/23 | 260.75 | 68.25 | 3
2022/23 | 261.25 | 68.25 | 1
2022/23 | 261.75 | 68.25 | 1
2022/23 | 262.25 | 68.25 | 3
2022/23 | 262.75 | 68.25 | 1
2022/23 | 263.25 | 68.25 | 1
2022/23 | 263.75 | 68.25 | 2
2022/23 | 264.25 | 68.25 | 2
2022/23 | 264.75 | 68.25 | 1
2022/23 | 265.25 | 68.25 | 4
2022/23 | 265.75 | 68.25 | 4
2022/23 | 266.25 | 68.25 | 2
2022/23 | 266.75 | 68.25 | 1
2022/23 | 267.25 | 68.25 | 1
2022/23 | 267.75 | 68.25 | 1
2022/23 | 268.75 | 68.25 | 1
2022/23 | 269.25 | 68.25 | 1
2022/23 | 270.25 | 68.25 | 2
2022/23 | 271.75 | 68.25 | 1
2022/23 | 272.25 | 68.25 | 3
2022/23 | 273.75 | 68.25 | 1
2022/23 | 274.75 | 68.25 | 4
2022/23 | 275.25 | 68.25 | 1
2022/23 | 275.75 | 68.25 | 1
2022/23 | 276.25 | 68.25 | 4
2022/23 | 276.75 | 68.25 | 1
2022/23 | 277.25 | 68.25 | 2
2022/23 | 278.25 | 68.25 | 2
2022/23 | 279.25 | 68.25 | 1
2022/23 | 279.75 | 68.25 | 3
2022/23 | 280.25 | 68.25 | 1
2022/23 | 280.75 | 68.25 | 4
2022/23 | 281.25 | 68.25 | 1
2022/23 | 282.25 | 68.25 | 1
2022/23 | 285.25 | 68.25 | 1
2022/23 | 287.25 | 68.25 | 1
2022/23 | 288.75 | 68.25 | 1
2022/23 | 289.75 | 68.25 | 1
2022/23 | 290.75 | 68.25 | 1
2022/23 | 291.25 | 68.25 | 1
2022/23 | 293.25 | 68.25 | 1
2022/23 | 294.25 | 68.25 | 1
2022/23 | 294.75 | 68.25 | 1
2022/23 | 298.75 | 68.25 | 1
2022/23 | 301.75 | 68.25 | 1
2022/23 | 302.25 | 68.25 | 1
2022/23 | 302.75 | 68.25 | 1
2022/23 | 303.75 | 68.25 | 1
2022/23 | 305.25 | 68.25 | 1
2022/23 | 305.75 | 68.25 | 1
2022/23 | 307.25 | 68.25 | 1
2022/23 | 308.75 | 68.25 | 1
2022/23 | 310.75 | 68.25 | 1
2022/23 | 311.25 | 68.25 | 3
2022/23 | 312.25 | 68.25 | 1
2022/23 | 313.25 | 68.25 | 1
2022/23 | 319.25 | 68.25 | 1
2022/23 | 319.75 | 68.25 | 1
2022/23 | 320.25 | 68.25 | 1
2022/23 | 324.25 | 68.25 | 1
2022/23 | 325.25 | 68.25 | 1
2022/23 | 328.75 | 68.25 | 1
2022/23 | 332.75 | 68.25 | 2
2022/23 | 333.75 | 68.25 | 1
2022/23 | 334.25 | 68.25 | 2
2022/23 | 342.75 | 68.25 | 1
2022/23 | 365.25 | 68.25 | 1
2022/23 | 105.75 | 68.75 | 1
2022/23 | 106.75 | 68.75 | 2
2022/23 | 107.75 | 68.75 | 2
2022/23 | 108.25 | 68.75 | 2
2022/23 | 109.25 | 68.75 | 1
2022/23 | 109.75 | 68.75 | 3
2022/23 | 110.25 | 68.75 | 4
2022/23 | 110.75 | 68.75 | 2
2022/23 | 111.25 | 68.75 | 3
2022/23 | 111.75 | 68.75 | 2
2022/23 | 112.25 | 68.75 | 1
2022/23 | 112.75 | 68.75 | 3
2022/23 | 113.25 | 68.75 | 3
2022/23 | 113.75 | 68.75 | 3
2022/23 | 114.25 | 68.75 | 1
2022/23 | 114.75 | 68.75 | 4
2022/23 | 115.25 | 68.75 | 7
2022/23 | 115.75 | 68.75 | 7
2022/23 | 116.25 | 68.75 | 6
2022/23 | 116.75 | 68.75 | 9
2022/23 | 117.25 | 68.75 | 13
2022/23 | 117.75 | 68.75 | 10
2022/23 | 118.25 | 68.75 | 18
2022/23 | 118.75 | 68.75 | 9
2022/23 | 119.25 | 68.75 | 12
2022/23 | 119.75 | 68.75 | 14
2022/23 | 120.25 | 68.75 | 18
2022/23 | 120.75 | 68.75 | 16
2022/23 | 121.25 | 68.75 | 8
2022/23 | 121.75 | 68.75 | 16
2022/23 | 122.25 | 68.75 | 17
2022/23 | 122.75 | 68.75 | 23
2022/23 | 123.25 | 68.75 | 21
2022/23 | 123.75 | 68.75 | 23
2022/23 | 124.25 | 68.75 | 28
2022/23 | 124.75 | 68.75 | 33
2022/23 | 125.25 | 68.75 | 25
2022/23 | 125.75 | 68.75 | 27
2022/23 | 126.25 | 68.75 | 28
2022/23 | 126.75 | 68.75 | 38
2022/23 | 127.25 | 68.75 | 33
2022/23 | 127.75 | 68.75 | 35
2022/23 | 128.25 | 68.75 | 40
2022/23 | 128.75 | 68.75 | 33
2022/23 | 129.25 | 68.75 | 34
2022/23 | 129.75 | 68.75 | 53
2022/23 | 130.25 | 68.75 | 35
2022/23 | 130.75 | 68.75 | 46
2022/23 | 131.25 | 68.75 | 47
2022/23 | 131.75 | 68.75 | 56
2022/23 | 132.25 | 68.75 | 55
2022/23 | 132.75 | 68.75 | 54
2022/23 | 133.25 | 68.75 | 65
2022/23 | 133.75 | 68.75 | 62
2022/23 | 134.25 | 68.75 | 81
2022/23 | 134.75 | 68.75 | 56
2022/23 | 135.25 | 68.75 | 68
2022/23 | 135.75 | 68.75 | 64
2022/23 | 136.25 | 68.75 | 67
2022/23 | 136.75 | 68.75 | 71
2022/23 | 137.25 | 68.75 | 100
2022/23 | 137.75 | 68.75 | 78
2022/23 | 138.25 | 68.75 | 83
2022/23 | 138.75 | 68.75 | 84
2022/23 | 139.25 | 68.75 | 97
2022/23 | 139.75 | 68.75 | 101
2022/23 | 140.25 | 68.75 | 89
2022/23 | 140.75 | 68.75 | 100
2022/23 | 141.25 | 68.75 | 89
2022/23 | 141.75 | 68.75 | 97
2022/23 | 142.25 | 68.75 | 103
2022/23 | 142.75 | 68.75 | 108
2022/23 | 143.25 | 68.75 | 98
2022/23 | 143.75 | 68.75 | 114
2022/23 | 144.25 | 68.75 | 117
2022/23 | 144.75 | 68.75 | 94
2022/23 | 145.25 | 68.75 | 103
2022/23 | 145.75 | 68.75 | 117
2022/23 | 146.25 | 68.75 | 95
2022/23 | 146.75 | 68.75 | 121
2022/23 | 147.25 | 68.75 | 111
2022/23 | 147.75 | 68.75 | 106
2022/23 | 148.25 | 68.75 | 115
2022/23 | 148.75 | 68.75 | 121
2022/23 | 149.25 | 68.75 | 122
2022/23 | 149.75 | 68.75 | 113
2022/23 | 150.25 | 68.75 | 135
2022/23 | 150.75 | 68.75 | 122
2022/23 | 151.25 | 68.75 | 109
2022/23 | 151.75 | 68.75 | 123
2022/23 | 152.25 | 68.75 | 122
2022/23 | 152.75 | 68.75 | 116
2022/23 | 153.25 | 68.75 | 125
2022/23 | 153.75 | 68.75 | 119
2022/23 | 154.25 | 68.75 | 133
2022/23 | 154.75 | 68.75 | 122
2022/23 | 155.25 | 68.75 | 107
2022/23 | 155.75 | 68.75 | 118
2022/23 | 156.25 | 68.75 | 127
2022/23 | 156.75 | 68.75 | 148
2022/23 | 157.25 | 68.75 | 123
2022/23 | 157.75 | 68.75 | 101
2022/23 | 158.25 | 68.75 | 135
2022/23 | 158.75 | 68.75 | 124
2022/23 | 159.25 | 68.75 | 117
2022/23 | 159.75 | 68.75 | 115
2022/23 | 160.25 | 68.75 | 119
2022/23 | 160.75 | 68.75 | 97
2022/23 | 161.25 | 68.75 | 104
2022/23 | 161.75 | 68.75 | 127
2022/23 | 162.25 | 68.75 | 107
2022/23 | 162.75 | 68.75 | 121
2022/23 | 163.25 | 68.75 | 127
2022/23 | 163.75 | 68.75 | 117
2022/23 | 164.25 | 68.75 | 108
2022/23 | 164.75 | 68.75 | 107
2022/23 | 165.25 | 68.75 | 107
2022/23 | 165.75 | 68.75 | 108
2022/23 | 166.25 | 68.75 | 100
2022/23 | 166.75 | 68.75 | 99
2022/23 | 167.25 | 68.75 | 116
2022/23 | 167.75 | 68.75 | 108
2022/23 | 168.25 | 68.75 | 97
2022/23 | 168.75 | 68.75 | 106
2022/23 | 169.25 | 68.75 | 122
2022/23 | 169.75 | 68.75 | 98
2022/23 | 170.25 | 68.75 | 87
2022/23 | 170.75 | 68.75 | 91
2022/23 | 171.25 | 68.75 | 93
2022/23 | 171.75 | 68.75 | 115
2022/23 | 172.25 | 68.75 | 106
2022/23 | 172.75 | 68.75 | 84
2022/23 | 173.25 | 68.75 | 94
2022/23 | 173.75 | 68.75 | 99
2022/23 | 174.25 | 68.75 | 81
2022/23 | 174.75 | 68.75 | 103
2022/23 | 175.25 | 68.75 | 92
2022/23 | 175.75 | 68.75 | 89
2022/23 | 176.25 | 68.75 | 85
2022/23 | 176.75 | 68.75 | 93
2022/23 | 177.25 | 68.75 | 94
2022/23 | 177.75 | 68.75 | 78
2022/23 | 178.25 | 68.75 | 70
2022/23 | 178.75 | 68.75 | 81
2022/23 | 179.25 | 68.75 | 82
2022/23 | 179.75 | 68.75 | 76
2022/23 | 180.25 | 68.75 | 58
2022/23 | 180.75 | 68.75 | 51
2022/23 | 181.25 | 68.75 | 73
2022/23 | 181.75 | 68.75 | 55
2022/23 | 182.25 | 68.75 | 65
2022/23 | 182.75 | 68.75 | 73
2022/23 | 183.25 | 68.75 | 56
2022/23 | 183.75 | 68.75 | 65
2022/23 | 184.25 | 68.75 | 73
2022/23 | 184.75 | 68.75 | 64
2022/23 | 185.25 | 68.75 | 60
2022/23 | 185.75 | 68.75 | 52
2022/23 | 186.25 | 68.75 | 48
2022/23 | 186.75 | 68.75 | 60
2022/23 | 187.25 | 68.75 | 56
2022/23 | 187.75 | 68.75 | 53
2022/23 | 188.25 | 68.75 | 52
2022/23 | 188.75 | 68.75 | 46
2022/23 | 189.25 | 68.75 | 48
2022/23 | 189.75 | 68.75 | 53
2022/23 | 190.25 | 68.75 | 47
2022/23 | 190.75 | 68.75 | 39
2022/23 | 191.25 | 68.75 | 49
2022/23 | 191.75 | 68.75 | 38
2022/23 | 192.25 | 68.75 | 50
2022/23 | 192.75 | 68.75 | 32
2022/23 | 193.25 | 68.75 | 41
2022/23 | 193.75 | 68.75 | 47
2022/23 | 194.25 | 68.75 | 45
2022/23 | 194.75 | 68.75 | 35
2022/23 | 195.25 | 68.75 | 36
2022/23 | 195.75 | 68.75 | 43
2022/23 | 196.25 | 68.75 | 36
2022/23 | 196.75 | 68.75 | 40
2022/23 | 197.25 | 68.75 | 35
2022/23 | 197.75 | 68.75 | 28
2022/23 | 198.25 | 68.75 | 31
2022/23 | 198.75 | 68.75 | 28
2022/23 | 199.25 | 68.75 | 30
2022/23 | 199.75 | 68.75 | 19
2022/23 | 200.25 | 68.75 | 27
2022/23 | 200.75 | 68.75 | 19
2022/23 | 201.25 | 68.75 | 29
2022/23 | 201.75 | 68.75 | 23
2022/23 | 202.25 | 68.75 | 20
2022/23 | 202.75 | 68.75 | 18
2022/23 | 203.25 | 68.75 | 28
2022/23 | 203.75 | 68.75 | 25
2022/23 | 204.25 | 68.75 | 26
2022/23 | 204.75 | 68.75 | 14
2022/23 | 205.25 | 68.75 | 14
2022/23 | 205.75 | 68.75 | 24
2022/23 | 206.25 | 68.75 | 21
2022/23 | 206.75 | 68.75 | 12
2022/23 | 207.25 | 68.75 | 17
2022/23 | 207.75 | 68.75 | 17
2022/23 | 208.25 | 68.75 | 16
2022/23 | 208.75 | 68.75 | 12
2022/23 | 209.25 | 68.75 | 12
2022/23 | 209.75 | 68.75 | 19
2022/23 | 210.25 | 68.75 | 12
2022/23 | 210.75 | 68.75 | 19
2022/23 | 211.25 | 68.75 | 15
2022/23 | 211.75 | 68.75 | 15
2022/23 | 212.25 | 68.75 | 14
2022/23 | 212.75 | 68.75 | 13
2022/23 | 213.25 | 68.75 | 15
2022/23 | 213.75 | 68.75 | 7
2022/23 | 214.25 | 68.75 | 14
2022/23 | 214.75 | 68.75 | 14
2022/23 | 215.25 | 68.75 | 14
2022/23 | 215.75 | 68.75 | 16
2022/23 | 216.25 | 68.75 | 9
2022/23 | 216.75 | 68.75 | 10
2022/23 | 217.25 | 68.75 | 12
2022/23 | 217.75 | 68.75 | 15
2022/23 | 218.25 | 68.75 | 15
2022/23 | 218.75 | 68.75 | 8
2022/23 | 219.25 | 68.75 | 7
2022/23 | 219.75 | 68.75 | 10
2022/23 | 220.25 | 68.75 | 11
2022/23 | 220.75 | 68.75 | 5
2022/23 | 221.25 | 68.75 | 10
2022/23 | 221.75 | 68.75 | 7
2022/23 | 222.25 | 68.75 | 10
2022/23 | 222.75 | 68.75 | 3
2022/23 | 223.25 | 68.75 | 8
2022/23 | 223.75 | 68.75 | 6
2022/23 | 224.25 | 68.75 | 4
2022/23 | 224.75 | 68.75 | 7
2022/23 | 225.25 | 68.75 | 7
2022/23 | 225.75 | 68.75 | 3
2022/23 | 226.25 | 68.75 | 6
2022/23 | 226.75 | 68.75 | 7
2022/23 | 227.25 | 68.75 | 10
2022/23 | 227.75 | 68.75 | 8
2022/23 | 228.25 | 68.75 | 10
2022/23 | 228.75 | 68.75 | 5
2022/23 | 229.25 | 68.75 | 8
2022/23 | 229.75 | 68.75 | 6
2022/23 | 230.25 | 68.75 | 11
2022/23 | 230.75 | 68.75 | 8
2022/23 | 231.25 | 68.75 | 12
2022/23 | 231.75 | 68.75 | 7
2022/23 | 232.25 | 68.75 | 7
2022/23 | 232.75 | 68.75 | 8
2022/23 | 233.25 | 68.75 | 3
2022/23 | 233.75 | 68.75 | 9
2022/23 | 234.25 | 68.75 | 4
2022/23 | 234.75 | 68.75 | 6
2022/23 | 235.25 | 68.75 | 3
2022/23 | 235.75 | 68.75 | 4
2022/23 | 236.25 | 68.75 | 5
2022/23 | 236.75 | 68.75 | 2
2022/23 | 237.25 | 68.75 | 2
2022/23 | 237.75 | 68.75 | 5
2022/23 | 238.25 | 68.75 | 3
2022/23 | 238.75 | 68.75 | 2
2022/23 | 239.25 | 68.75 | 5
2022/23 | 239.75 | 68.75 | 7
2022/23 | 240.25 | 68.75 | 4
2022/23 | 240.75 | 68.75 | 6
2022/23 | 241.25 | 68.75 | 2
2022/23 | 241.75 | 68.75 | 6
2022/23 | 242.25 | 68.75 | 5
2022/23 | 243.25 | 68.75 | 4
2022/23 | 243.75 | 68.75 | 5
2022/23 | 244.25 | 68.75 | 2
2022/23 | 245.25 | 68.75 | 6
2022/23 | 245.75 | 68.75 | 4
2022/23 | 246.25 | 68.75 | 2
2022/23 | 246.75 | 68.75 | 2
2022/23 | 247.25 | 68.75 | 3
2022/23 | 247.75 | 68.75 | 2
2022/23 | 248.25 | 68.75 | 2
2022/23 | 248.75 | 68.75 | 6
2022/23 | 249.25 | 68.75 | 2
2022/23 | 249.75 | 68.75 | 2
2022/23 | 250.25 | 68.75 | 3
2022/23 | 250.75 | 68.75 | 1
2022/23 | 251.25 | 68.75 | 3
2022/23 | 251.75 | 68.75 | 1
2022/23 | 252.25 | 68.75 | 4
2022/23 | 252.75 | 68.75 | 4
2022/23 | 253.25 | 68.75 | 3
2022/23 | 253.75 | 68.75 | 3
2022/23 | 254.25 | 68.75 | 2
2022/23 | 254.75 | 68.75 | 4
2022/23 | 255.25 | 68.75 | 4
2022/23 | 255.75 | 68.75 | 5
2022/23 | 256.25 | 68.75 | 4
2022/23 | 256.75 | 68.75 | 1
2022/23 | 257.75 | 68.75 | 1
2022/23 | 258.25 | 68.75 | 3
2022/23 | 258.75 | 68.75 | 2
2022/23 | 259.25 | 68.75 | 5
2022/23 | 259.75 | 68.75 | 1
2022/23 | 260.75 | 68.75 | 4
2022/23 | 261.25 | 68.75 | 3
2022/23 | 261.75 | 68.75 | 1
2022/23 | 262.25 | 68.75 | 1
2022/23 | 262.75 | 68.75 | 4
2022/23 | 263.25 | 68.75 | 2
2022/23 | 263.75 | 68.75 | 3
2022/23 | 264.25 | 68.75 | 3
2022/23 | 264.75 | 68.75 | 2
2022/23 | 265.75 | 68.75 | 4
2022/23 | 266.25 | 68.75 | 2
2022/23 | 266.75 | 68.75 | 2
2022/23 | 267.25 | 68.75 | 2
2022/23 | 268.25 | 68.75 | 1
2022/23 | 268.75 | 68.75 | 3
2022/23 | 269.75 | 68.75 | 2
2022/23 | 270.25 | 68.75 | 3
2022/23 | 270.75 | 68.75 | 2
2022/23 | 271.25 | 68.75 | 2
2022/23 | 272.75 | 68.75 | 1
2022/23 | 273.75 | 68.75 | 1
2022/23 | 274.25 | 68.75 | 2
2022/23 | 274.75 | 68.75 | 1
2022/23 | 275.25 | 68.75 | 1
2022/23 | 276.25 | 68.75 | 2
2022/23 | 276.75 | 68.75 | 1
2022/23 | 277.25 | 68.75 | 5
2022/23 | 277.75 | 68.75 | 1
2022/23 | 278.25 | 68.75 | 2
2022/23 | 279.25 | 68.75 | 1
2022/23 | 279.75 | 68.75 | 1
2022/23 | 280.25 | 68.75 | 2
2022/23 | 280.75 | 68.75 | 2
2022/23 | 281.25 | 68.75 | 1
2022/23 | 281.75 | 68.75 | 2
2022/23 | 283.25 | 68.75 | 2
2022/23 | 284.75 | 68.75 | 2
2022/23 | 285.75 | 68.75 | 2
2022/23 | 286.25 | 68.75 | 1
2022/23 | 288.25 | 68.75 | 1
2022/23 | 289.25 | 68.75 | 1
2022/23 | 289.75 | 68.75 | 2
2022/23 | 290.25 | 68.75 | 1
2022/23 | 290.75 | 68.75 | 1
2022/23 | 291.25 | 68.75 | 1
2022/23 | 293.25 | 68.75 | 1
2022/23 | 293.75 | 68.75 | 1
2022/23 | 294.25 | 68.75 | 2
2022/23 | 295.75 | 68.75 | 1
2022/23 | 297.25 | 68.75 | 2
2022/23 | 297.75 | 68.75 | 1
2022/23 | 298.25 | 68.75 | 2
2022/23 | 303.75 | 68.75 | 1
2022/23 | 306.75 | 68.75 | 1
2022/23 | 307.75 | 68.75 | 1
2022/23 | 311.75 | 68.75 | 1
2022/23 | 316.75 | 68.75 | 1
2022/23 | 322.25 | 68.75 | 1
2022/23 | 327.25 | 68.75 | 1
2022/23 | 329.75 | 68.75 | 1
2022/23 | 345.25 | 68.75 | 1
2022/23 | 423.75 | 68.75 | 1
2022/23 | 94.25 | 69.25 | 1
2022/23 | 104.25 | 69.25 | 1
2022/23 | 106.25 | 69.25 | 1
2022/23 | 107.75 | 69.25 | 1
2022/23 | 109.25 | 69.25 | 1
2022/23 | 110.25 | 69.25 | 2
2022/23 | 110.75 | 69.25 | 1
2022/23 | 111.25 | 69.25 | 2
2022/23 | 111.75 | 69.25 | 5
2022/23 | 112.25 | 69.25 | 3
2022/23 | 112.75 | 69.25 | 1
2022/23 | 113.25 | 69.25 | 3
2022/23 | 113.75 | 69.25 | 3
2022/23 | 114.25 | 69.25 | 6
2022/23 | 114.75 | 69.25 | 6
2022/23 | 115.25 | 69.25 | 2
2022/23 | 115.75 | 69.25 | 5
2022/23 | 116.25 | 69.25 | 9
2022/23 | 116.75 | 69.25 | 6
2022/23 | 117.25 | 69.25 | 8
2022/23 | 117.75 | 69.25 | 3
2022/23 | 118.25 | 69.25 | 7
2022/23 | 118.75 | 69.25 | 5
2022/23 | 119.25 | 69.25 | 6
2022/23 | 119.75 | 69.25 | 13
2022/23 | 120.25 | 69.25 | 9
2022/23 | 120.75 | 69.25 | 12
2022/23 | 121.25 | 69.25 | 16
2022/23 | 121.75 | 69.25 | 14
2022/23 | 122.25 | 69.25 | 17
2022/23 | 122.75 | 69.25 | 26
2022/23 | 123.25 | 69.25 | 14
2022/23 | 123.75 | 69.25 | 23
2022/23 | 124.25 | 69.25 | 31
2022/23 | 124.75 | 69.25 | 32
2022/23 | 125.25 | 69.25 | 20
2022/23 | 125.75 | 69.25 | 34
2022/23 | 126.25 | 69.25 | 29
2022/23 | 126.75 | 69.25 | 39
2022/23 | 127.25 | 69.25 | 31
2022/23 | 127.75 | 69.25 | 41
2022/23 | 128.25 | 69.25 | 31
2022/23 | 128.75 | 69.25 | 37
2022/23 | 129.25 | 69.25 | 44
2022/23 | 129.75 | 69.25 | 47
2022/23 | 130.25 | 69.25 | 50
2022/23 | 130.75 | 69.25 | 50
2022/23 | 131.25 | 69.25 | 54
2022/23 | 131.75 | 69.25 | 51
2022/23 | 132.25 | 69.25 | 59
2022/23 | 132.75 | 69.25 | 45
2022/23 | 133.25 | 69.25 | 56
2022/23 | 133.75 | 69.25 | 48
2022/23 | 134.25 | 69.25 | 66
2022/23 | 134.75 | 69.25 | 58
2022/23 | 135.25 | 69.25 | 85
2022/23 | 135.75 | 69.25 | 69
2022/23 | 136.25 | 69.25 | 63
2022/23 | 136.75 | 69.25 | 81
2022/23 | 137.25 | 69.25 | 63
2022/23 | 137.75 | 69.25 | 76
2022/23 | 138.25 | 69.25 | 79
2022/23 | 138.75 | 69.25 | 97
2022/23 | 139.25 | 69.25 | 85
2022/23 | 139.75 | 69.25 | 96
2022/23 | 140.25 | 69.25 | 77
2022/23 | 140.75 | 69.25 | 94
2022/23 | 141.25 | 69.25 | 96
2022/23 | 141.75 | 69.25 | 96
2022/23 | 142.25 | 69.25 | 85
2022/23 | 142.75 | 69.25 | 100
2022/23 | 143.25 | 69.25 | 103
2022/23 | 143.75 | 69.25 | 110
2022/23 | 144.25 | 69.25 | 98
2022/23 | 144.75 | 69.25 | 100
2022/23 | 145.25 | 69.25 | 98
2022/23 | 145.75 | 69.25 | 102
2022/23 | 146.25 | 69.25 | 102
2022/23 | 146.75 | 69.25 | 125
2022/23 | 147.25 | 69.25 | 113
2022/23 | 147.75 | 69.25 | 149
2022/23 | 148.25 | 69.25 | 127
2022/23 | 148.75 | 69.25 | 107
2022/23 | 149.25 | 69.25 | 110
2022/23 | 149.75 | 69.25 | 116
2022/23 | 150.25 | 69.25 | 133
2022/23 | 150.75 | 69.25 | 114
2022/23 | 151.25 | 69.25 | 106
2022/23 | 151.75 | 69.25 | 104
2022/23 | 152.25 | 69.25 | 118
2022/23 | 152.75 | 69.25 | 110
2022/23 | 153.25 | 69.25 | 101
2022/23 | 153.75 | 69.25 | 122
2022/23 | 154.25 | 69.25 | 129
2022/23 | 154.75 | 69.25 | 134
2022/23 | 155.25 | 69.25 | 131
2022/23 | 155.75 | 69.25 | 111
2022/23 | 156.25 | 69.25 | 126
2022/23 | 156.75 | 69.25 | 119
2022/23 | 157.25 | 69.25 | 101
2022/23 | 157.75 | 69.25 | 134
2022/23 | 158.25 | 69.25 | 128
2022/23 | 158.75 | 69.25 | 121
2022/23 | 159.25 | 69.25 | 101
2022/23 | 159.75 | 69.25 | 109
2022/23 | 160.25 | 69.25 | 101
2022/23 | 160.75 | 69.25 | 127
2022/23 | 161.25 | 69.25 | 117
2022/23 | 161.75 | 69.25 | 138
2022/23 | 162.25 | 69.25 | 111
2022/23 | 162.75 | 69.25 | 152
2022/23 | 163.25 | 69.25 | 133
2022/23 | 163.75 | 69.25 | 103
2022/23 | 164.25 | 69.25 | 121
2022/23 | 164.75 | 69.25 | 105
2022/23 | 165.25 | 69.25 | 122
2022/23 | 165.75 | 69.25 | 111
2022/23 | 166.25 | 69.25 | 145
2022/23 | 166.75 | 69.25 | 139
2022/23 | 167.25 | 69.25 | 110
2022/23 | 167.75 | 69.25 | 111
2022/23 | 168.25 | 69.25 | 109
2022/23 | 168.75 | 69.25 | 102
2022/23 | 169.25 | 69.25 | 101
2022/23 | 169.75 | 69.25 | 102
2022/23 | 170.25 | 69.25 | 98
2022/23 | 170.75 | 69.25 | 108
2022/23 | 171.25 | 69.25 | 111
2022/23 | 171.75 | 69.25 | 88
2022/23 | 172.25 | 69.25 | 98
2022/23 | 172.75 | 69.25 | 106
2022/23 | 173.25 | 69.25 | 107
2022/23 | 173.75 | 69.25 | 110
2022/23 | 174.25 | 69.25 | 95
2022/23 | 174.75 | 69.25 | 95
2022/23 | 175.25 | 69.25 | 99
2022/23 | 175.75 | 69.25 | 88
2022/23 | 176.25 | 69.25 | 84
2022/23 | 176.75 | 69.25 | 83
2022/23 | 177.25 | 69.25 | 107
2022/23 | 177.75 | 69.25 | 77
2022/23 | 178.25 | 69.25 | 87
2022/23 | 178.75 | 69.25 | 84
2022/23 | 179.25 | 69.25 | 73
2022/23 | 179.75 | 69.25 | 86
2022/23 | 180.25 | 69.25 | 78
2022/23 | 180.75 | 69.25 | 65
2022/23 | 181.25 | 69.25 | 70
2022/23 | 181.75 | 69.25 | 82
2022/23 | 182.25 | 69.25 | 57
2022/23 | 182.75 | 69.25 | 73
2022/23 | 183.25 | 69.25 | 63
2022/23 | 183.75 | 69.25 | 62
2022/23 | 184.25 | 69.25 | 68
2022/23 | 184.75 | 69.25 | 77
2022/23 | 185.25 | 69.25 | 66
2022/23 | 185.75 | 69.25 | 55
2022/23 | 186.25 | 69.25 | 54
2022/23 | 186.75 | 69.25 | 61
2022/23 | 187.25 | 69.25 | 57
2022/23 | 187.75 | 69.25 | 59
2022/23 | 188.25 | 69.25 | 50
2022/23 | 188.75 | 69.25 | 59
2022/23 | 189.25 | 69.25 | 56
2022/23 | 189.75 | 69.25 | 47
2022/23 | 190.25 | 69.25 | 42
2022/23 | 190.75 | 69.25 | 44
2022/23 | 191.25 | 69.25 | 38
2022/23 | 191.75 | 69.25 | 35
2022/23 | 192.25 | 69.25 | 35
2022/23 | 192.75 | 69.25 | 43
2022/23 | 193.25 | 69.25 | 41
2022/23 | 193.75 | 69.25 | 46
2022/23 | 194.25 | 69.25 | 37
2022/23 | 194.75 | 69.25 | 29
2022/23 | 195.25 | 69.25 | 31
2022/23 | 195.75 | 69.25 | 27
2022/23 | 196.25 | 69.25 | 34
2022/23 | 196.75 | 69.25 | 27
2022/23 | 197.25 | 69.25 | 26
2022/23 | 197.75 | 69.25 | 34
2022/23 | 198.25 | 69.25 | 40
2022/23 | 198.75 | 69.25 | 26
2022/23 | 199.25 | 69.25 | 26
2022/23 | 199.75 | 69.25 | 29
2022/23 | 200.25 | 69.25 | 25
2022/23 | 200.75 | 69.25 | 21
2022/23 | 201.25 | 69.25 | 27
2022/23 | 201.75 | 69.25 | 15
2022/23 | 202.25 | 69.25 | 25
2022/23 | 202.75 | 69.25 | 23
2022/23 | 203.25 | 69.25 | 20
2022/23 | 203.75 | 69.25 | 24
2022/23 | 204.25 | 69.25 | 27
2022/23 | 204.75 | 69.25 | 20
2022/23 | 205.25 | 69.25 | 22
2022/23 | 205.75 | 69.25 | 17
2022/23 | 206.25 | 69.25 | 25
2022/23 | 206.75 | 69.25 | 10
2022/23 | 207.25 | 69.25 | 19
2022/23 | 207.75 | 69.25 | 21
2022/23 | 208.25 | 69.25 | 30
2022/23 | 208.75 | 69.25 | 16
2022/23 | 209.25 | 69.25 | 18
2022/23 | 209.75 | 69.25 | 18
2022/23 | 210.25 | 69.25 | 18
2022/23 | 210.75 | 69.25 | 14
2022/23 | 211.25 | 69.25 | 11
2022/23 | 211.75 | 69.25 | 21
2022/23 | 212.25 | 69.25 | 22
2022/23 | 212.75 | 69.25 | 17
2022/23 | 213.25 | 69.25 | 16
2022/23 | 213.75 | 69.25 | 20
2022/23 | 214.25 | 69.25 | 9
2022/23 | 214.75 | 69.25 | 10
2022/23 | 215.25 | 69.25 | 10
2022/23 | 215.75 | 69.25 | 20
2022/23 | 216.25 | 69.25 | 15
2022/23 | 216.75 | 69.25 | 13
2022/23 | 217.25 | 69.25 | 9
2022/23 | 217.75 | 69.25 | 7
2022/23 | 218.25 | 69.25 | 11
2022/23 | 218.75 | 69.25 | 8
2022/23 | 219.25 | 69.25 | 10
2022/23 | 219.75 | 69.25 | 7
2022/23 | 220.25 | 69.25 | 15
2022/23 | 220.75 | 69.25 | 11
2022/23 | 221.25 | 69.25 | 11
2022/23 | 221.75 | 69.25 | 6
2022/23 | 222.25 | 69.25 | 8
2022/23 | 222.75 | 69.25 | 14
2022/23 | 223.25 | 69.25 | 11
2022/23 | 223.75 | 69.25 | 10
2022/23 | 224.25 | 69.25 | 5
2022/23 | 224.75 | 69.25 | 12
2022/23 | 225.25 | 69.25 | 5
2022/23 | 225.75 | 69.25 | 7
2022/23 | 226.25 | 69.25 | 7
2022/23 | 226.75 | 69.25 | 5
2022/23 | 227.25 | 69.25 | 7
2022/23 | 227.75 | 69.25 | 9
2022/23 | 228.25 | 69.25 | 8
2022/23 | 228.75 | 69.25 | 6
2022/23 | 229.25 | 69.25 | 5
2022/23 | 229.75 | 69.25 | 4
2022/23 | 230.25 | 69.25 | 2
2022/23 | 230.75 | 69.25 | 6
2022/23 | 231.25 | 69.25 | 8
2022/23 | 231.75 | 69.25 | 9
2022/23 | 232.25 | 69.25 | 4
2022/23 | 232.75 | 69.25 | 7
2022/23 | 233.25 | 69.25 | 4
2022/23 | 233.75 | 69.25 | 3
2022/23 | 234.25 | 69.25 | 4
2022/23 | 234.75 | 69.25 | 5
2022/23 | 235.25 | 69.25 | 4
2022/23 | 235.75 | 69.25 | 5
2022/23 | 236.25 | 69.25 | 8
2022/23 | 236.75 | 69.25 | 3
2022/23 | 237.25 | 69.25 | 2
2022/23 | 237.75 | 69.25 | 4
2022/23 | 238.25 | 69.25 | 4
2022/23 | 238.75 | 69.25 | 3
2022/23 | 239.25 | 69.25 | 3
2022/23 | 239.75 | 69.25 | 5
2022/23 | 240.25 | 69.25 | 2
2022/23 | 240.75 | 69.25 | 7
2022/23 | 241.25 | 69.25 | 4
2022/23 | 241.75 | 69.25 | 7
2022/23 | 242.25 | 69.25 | 11
2022/23 | 242.75 | 69.25 | 4
2022/23 | 243.25 | 69.25 | 2
2022/23 | 243.75 | 69.25 | 7
2022/23 | 244.25 | 69.25 | 1
2022/23 | 244.75 | 69.25 | 6
2022/23 | 245.25 | 69.25 | 5
2022/23 | 245.75 | 69.25 | 3
2022/23 | 246.75 | 69.25 | 3
2022/23 | 247.25 | 69.25 | 3
2022/23 | 247.75 | 69.25 | 11
2022/23 | 248.25 | 69.25 | 3
2022/23 | 248.75 | 69.25 | 5
2022/23 | 249.25 | 69.25 | 2
2022/23 | 249.75 | 69.25 | 8
2022/23 | 250.25 | 69.25 | 2
2022/23 | 250.75 | 69.25 | 2
2022/23 | 251.25 | 69.25 | 3
2022/23 | 251.75 | 69.25 | 2
2022/23 | 252.25 | 69.25 | 3
2022/23 | 252.75 | 69.25 | 3
2022/23 | 253.25 | 69.25 | 7
2022/23 | 253.75 | 69.25 | 3
2022/23 | 254.25 | 69.25 | 4
2022/23 | 254.75 | 69.25 | 7
2022/23 | 255.25 | 69.25 | 2
2022/23 | 255.75 | 69.25 | 3
2022/23 | 256.25 | 69.25 | 4
2022/23 | 256.75 | 69.25 | 7
2022/23 | 257.25 | 69.25 | 3
2022/23 | 257.75 | 69.25 | 3
2022/23 | 258.25 | 69.25 | 3
2022/23 | 258.75 | 69.25 | 2
2022/23 | 259.25 | 69.25 | 1
2022/23 | 259.75 | 69.25 | 6
2022/23 | 260.25 | 69.25 | 1
2022/23 | 260.75 | 69.25 | 1
2022/23 | 261.25 | 69.25 | 7
2022/23 | 261.75 | 69.25 | 3
2022/23 | 262.25 | 69.25 | 1
2022/23 | 262.75 | 69.25 | 1
2022/23 | 263.25 | 69.25 | 5
2022/23 | 263.75 | 69.25 | 2
2022/23 | 265.25 | 69.25 | 6
2022/23 | 265.75 | 69.25 | 4
2022/23 | 266.25 | 69.25 | 3
2022/23 | 266.75 | 69.25 | 2
2022/23 | 267.25 | 69.25 | 1
2022/23 | 267.75 | 69.25 | 2
2022/23 | 268.25 | 69.25 | 1
2022/23 | 268.75 | 69.25 | 2
2022/23 | 269.25 | 69.25 | 3
2022/23 | 269.75 | 69.25 | 2
2022/23 | 270.25 | 69.25 | 2
2022/23 | 270.75 | 69.25 | 1
2022/23 | 271.25 | 69.25 | 3
2022/23 | 271.75 | 69.25 | 1
2022/23 | 272.75 | 69.25 | 3
2022/23 | 273.25 | 69.25 | 1
2022/23 | 273.75 | 69.25 | 2
2022/23 | 274.25 | 69.25 | 1
2022/23 | 275.25 | 69.25 | 4
2022/23 | 275.75 | 69.25 | 2
2022/23 | 276.25 | 69.25 | 3
2022/23 | 276.75 | 69.25 | 1
2022/23 | 277.25 | 69.25 | 1
2022/23 | 277.75 | 69.25 | 4
2022/23 | 278.25 | 69.25 | 2
2022/23 | 278.75 | 69.25 | 1
2022/23 | 279.75 | 69.25 | 2
2022/23 | 280.25 | 69.25 | 3
2022/23 | 280.75 | 69.25 | 1
2022/23 | 281.25 | 69.25 | 1
2022/23 | 281.75 | 69.25 | 3
2022/23 | 282.25 | 69.25 | 2
2022/23 | 283.25 | 69.25 | 1
2022/23 | 283.75 | 69.25 | 2
2022/23 | 284.25 | 69.25 | 2
2022/23 | 284.75 | 69.25 | 2
2022/23 | 285.75 | 69.25 | 3
2022/23 | 286.25 | 69.25 | 1
2022/23 | 286.75 | 69.25 | 1
2022/23 | 287.75 | 69.25 | 2
2022/23 | 288.25 | 69.25 | 1
2022/23 | 288.75 | 69.25 | 1
2022/23 | 289.75 | 69.25 | 1
2022/23 | 291.25 | 69.25 | 1
2022/23 | 291.75 | 69.25 | 2
2022/23 | 292.25 | 69.25 | 1
2022/23 | 292.75 | 69.25 | 1
2022/23 | 293.25 | 69.25 | 2
2022/23 | 293.75 | 69.25 | 1
2022/23 | 294.25 | 69.25 | 1
2022/23 | 295.25 | 69.25 | 2
2022/23 | 297.75 | 69.25 | 1
2022/23 | 298.75 | 69.25 | 1
2022/23 | 299.75 | 69.25 | 1
2022/23 | 300.25 | 69.25 | 1
2022/23 | 302.25 | 69.25 | 3
2022/23 | 305.25 | 69.25 | 2
2022/23 | 306.25 | 69.25 | 1
2022/23 | 309.25 | 69.25 | 1
2022/23 | 309.75 | 69.25 | 1
2022/23 | 311.25 | 69.25 | 1
2022/23 | 313.25 | 69.25 | 1
2022/23 | 318.75 | 69.25 | 1
2022/23 | 320.75 | 69.25 | 1
2022/23 | 323.75 | 69.25 | 1
2022/23 | 328.75 | 69.25 | 1
2022/23 | 335.75 | 69.25 | 1
2022/23 | 340.25 | 69.25 | 1
2022/23 | 353.75 | 69.25 | 1
2022/23 | 101.25 | 69.75 | 1
2022/23 | 107.75 | 69.75 | 1
2022/23 | 108.75 | 69.75 | 2
2022/23 | 109.25 | 69.75 | 1
2022/23 | 110.75 | 69.75 | 2
2022/23 | 111.25 | 69.75 | 2
2022/23 | 111.75 | 69.75 | 2
2022/23 | 112.25 | 69.75 | 1
2022/23 | 112.75 | 69.75 | 1
2022/23 | 113.25 | 69.75 | 2
2022/23 | 113.75 | 69.75 | 1
2022/23 | 114.25 | 69.75 | 4
2022/23 | 114.75 | 69.75 | 5
2022/23 | 115.25 | 69.75 | 4
2022/23 | 115.75 | 69.75 | 3
2022/23 | 116.25 | 69.75 | 4
2022/23 | 116.75 | 69.75 | 5
2022/23 | 117.25 | 69.75 | 7
2022/23 | 117.75 | 69.75 | 5
2022/23 | 118.25 | 69.75 | 6
2022/23 | 118.75 | 69.75 | 7
2022/23 | 119.25 | 69.75 | 11
2022/23 | 119.75 | 69.75 | 8
2022/23 | 120.25 | 69.75 | 10
2022/23 | 120.75 | 69.75 | 15
2022/23 | 121.25 | 69.75 | 10
2022/23 | 121.75 | 69.75 | 13
2022/23 | 122.25 | 69.75 | 25
2022/23 | 122.75 | 69.75 | 17
2022/23 | 123.25 | 69.75 | 23
2022/23 | 123.75 | 69.75 | 22
2022/23 | 124.25 | 69.75 | 16
2022/23 | 124.75 | 69.75 | 30
2022/23 | 125.25 | 69.75 | 20
2022/23 | 125.75 | 69.75 | 27
2022/23 | 126.25 | 69.75 | 22
2022/23 | 126.75 | 69.75 | 36
2022/23 | 127.25 | 69.75 | 24
2022/23 | 127.75 | 69.75 | 34
2022/23 | 128.25 | 69.75 | 37
2022/23 | 128.75 | 69.75 | 34
2022/23 | 129.25 | 69.75 | 47
2022/23 | 129.75 | 69.75 | 48
2022/23 | 130.25 | 69.75 | 41
2022/23 | 130.75 | 69.75 | 50
2022/23 | 131.25 | 69.75 | 62
2022/23 | 131.75 | 69.75 | 62
2022/23 | 132.25 | 69.75 | 69
2022/23 | 132.75 | 69.75 | 55
2022/23 | 133.25 | 69.75 | 56
2022/23 | 133.75 | 69.75 | 75
2022/23 | 134.25 | 69.75 | 66
2022/23 | 134.75 | 69.75 | 66
2022/23 | 135.25 | 69.75 | 59
2022/23 | 135.75 | 69.75 | 80
2022/23 | 136.25 | 69.75 | 69
2022/23 | 136.75 | 69.75 | 80
2022/23 | 137.25 | 69.75 | 77
2022/23 | 137.75 | 69.75 | 68
2022/23 | 138.25 | 69.75 | 97
2022/23 | 138.75 | 69.75 | 92
2022/23 | 139.25 | 69.75 | 70
2022/23 | 139.75 | 69.75 | 78
2022/23 | 140.25 | 69.75 | 91
2022/23 | 140.75 | 69.75 | 94
2022/23 | 141.25 | 69.75 | 99
2022/23 | 141.75 | 69.75 | 98
2022/23 | 142.25 | 69.75 | 97
2022/23 | 142.75 | 69.75 | 79
2022/23 | 143.25 | 69.75 | 88
2022/23 | 143.75 | 69.75 | 116
2022/23 | 144.25 | 69.75 | 102
2022/23 | 144.75 | 69.75 | 85
2022/23 | 145.25 | 69.75 | 107
2022/23 | 145.75 | 69.75 | 118
2022/23 | 146.25 | 69.75 | 111
2022/23 | 146.75 | 69.75 | 105
2022/23 | 147.25 | 69.75 | 134
2022/23 | 147.75 | 69.75 | 125
2022/23 | 148.25 | 69.75 | 140
2022/23 | 148.75 | 69.75 | 110
2022/23 | 149.25 | 69.75 | 110
2022/23 | 149.75 | 69.75 | 114
2022/23 | 150.25 | 69.75 | 121
2022/23 | 150.75 | 69.75 | 131
2022/23 | 151.25 | 69.75 | 103
2022/23 | 151.75 | 69.75 | 130
2022/23 | 152.25 | 69.75 | 141
2022/23 | 152.75 | 69.75 | 123
2022/23 | 153.25 | 69.75 | 108
2022/23 | 153.75 | 69.75 | 120
2022/23 | 154.25 | 69.75 | 142
2022/23 | 154.75 | 69.75 | 135
2022/23 | 155.25 | 69.75 | 127
2022/23 | 155.75 | 69.75 | 118
2022/23 | 156.25 | 69.75 | 113
2022/23 | 156.75 | 69.75 | 124
2022/23 | 157.25 | 69.75 | 127
2022/23 | 157.75 | 69.75 | 113
2022/23 | 158.25 | 69.75 | 136
2022/23 | 158.75 | 69.75 | 112
2022/23 | 159.25 | 69.75 | 125
2022/23 | 159.75 | 69.75 | 137
2022/23 | 160.25 | 69.75 | 127
2022/23 | 160.75 | 69.75 | 115
2022/23 | 161.25 | 69.75 | 129
2022/23 | 161.75 | 69.75 | 120
2022/23 | 162.25 | 69.75 | 116
2022/23 | 162.75 | 69.75 | 111
2022/23 | 163.25 | 69.75 | 115
2022/23 | 163.75 | 69.75 | 140
2022/23 | 164.25 | 69.75 | 129
2022/23 | 164.75 | 69.75 | 131
2022/23 | 165.25 | 69.75 | 110
2022/23 | 165.75 | 69.75 | 102
2022/23 | 166.25 | 69.75 | 111
2022/23 | 166.75 | 69.75 | 101
2022/23 | 167.25 | 69.75 | 112
2022/23 | 167.75 | 69.75 | 124
2022/23 | 168.25 | 69.75 | 98
2022/23 | 168.75 | 69.75 | 136
2022/23 | 169.25 | 69.75 | 96
2022/23 | 169.75 | 69.75 | 117
2022/23 | 170.25 | 69.75 | 98
2022/23 | 170.75 | 69.75 | 114
2022/23 | 171.25 | 69.75 | 116
2022/23 | 171.75 | 69.75 | 116
2022/23 | 172.25 | 69.75 | 106
2022/23 | 172.75 | 69.75 | 111
2022/23 | 173.25 | 69.75 | 114
2022/23 | 173.75 | 69.75 | 100
2022/23 | 174.25 | 69.75 | 109
2022/23 | 174.75 | 69.75 | 90
2022/23 | 175.25 | 69.75 | 87
2022/23 | 175.75 | 69.75 | 94
2022/23 | 176.25 | 69.75 | 103
2022/23 | 176.75 | 69.75 | 102
2022/23 | 177.25 | 69.75 | 84
2022/23 | 177.75 | 69.75 | 86
2022/23 | 178.25 | 69.75 | 90
2022/23 | 178.75 | 69.75 | 91
2022/23 | 179.25 | 69.75 | 84
2022/23 | 179.75 | 69.75 | 101
2022/23 | 180.25 | 69.75 | 85
2022/23 | 180.75 | 69.75 | 80
2022/23 | 181.25 | 69.75 | 73
2022/23 | 181.75 | 69.75 | 59
2022/23 | 182.25 | 69.75 | 70
2022/23 | 182.75 | 69.75 | 70
2022/23 | 183.25 | 69.75 | 61
2022/23 | 183.75 | 69.75 | 84
2022/23 | 184.25 | 69.75 | 77
2022/23 | 184.75 | 69.75 | 69
2022/23 | 185.25 | 69.75 | 64
2022/23 | 185.75 | 69.75 | 63
2022/23 | 186.25 | 69.75 | 62
2022/23 | 186.75 | 69.75 | 64
2022/23 | 187.25 | 69.75 | 70
2022/23 | 187.75 | 69.75 | 54
2022/23 | 188.25 | 69.75 | 57
2022/23 | 188.75 | 69.75 | 43
2022/23 | 189.25 | 69.75 | 65
2022/23 | 189.75 | 69.75 | 58
2022/23 | 190.25 | 69.75 | 46
2022/23 | 190.75 | 69.75 | 48
2022/23 | 191.25 | 69.75 | 49
2022/23 | 191.75 | 69.75 | 57
2022/23 | 192.25 | 69.75 | 51
2022/23 | 192.75 | 69.75 | 60
2022/23 | 193.25 | 69.75 | 44
2022/23 | 193.75 | 69.75 | 53
2022/23 | 194.25 | 69.75 | 34
2022/23 | 194.75 | 69.75 | 47
2022/23 | 195.25 | 69.75 | 44
2022/23 | 195.75 | 69.75 | 37
2022/23 | 196.25 | 69.75 | 36
2022/23 | 196.75 | 69.75 | 31
2022/23 | 197.25 | 69.75 | 35
2022/23 | 197.75 | 69.75 | 42
2022/23 | 198.25 | 69.75 | 32
2022/23 | 198.75 | 69.75 | 35
2022/23 | 199.25 | 69.75 | 25
2022/23 | 199.75 | 69.75 | 29
2022/23 | 200.25 | 69.75 | 27
2022/23 | 200.75 | 69.75 | 18
2022/23 | 201.25 | 69.75 | 32
2022/23 | 201.75 | 69.75 | 41
2022/23 | 202.25 | 69.75 | 20
2022/23 | 202.75 | 69.75 | 21
2022/23 | 203.25 | 69.75 | 16
2022/23 | 203.75 | 69.75 | 20
2022/23 | 204.25 | 69.75 | 25
2022/23 | 204.75 | 69.75 | 27
2022/23 | 205.25 | 69.75 | 17
2022/23 | 205.75 | 69.75 | 24
2022/23 | 206.25 | 69.75 | 29
2022/23 | 206.75 | 69.75 | 22
2022/23 | 207.25 | 69.75 | 38
2022/23 | 207.75 | 69.75 | 22
2022/23 | 208.25 | 69.75 | 13
2022/23 | 208.75 | 69.75 | 22
2022/23 | 209.25 | 69.75 | 16
2022/23 | 209.75 | 69.75 | 19
2022/23 | 210.25 | 69.75 | 15
2022/23 | 210.75 | 69.75 | 16
2022/23 | 211.25 | 69.75 | 10
2022/23 | 211.75 | 69.75 | 16
2022/23 | 212.25 | 69.75 | 12
2022/23 | 212.75 | 69.75 | 8
2022/23 | 213.25 | 69.75 | 21
2022/23 | 213.75 | 69.75 | 10
2022/23 | 214.25 | 69.75 | 15
2022/23 | 214.75 | 69.75 | 14
2022/23 | 215.25 | 69.75 | 7
2022/23 | 215.75 | 69.75 | 9
2022/23 | 216.25 | 69.75 | 10
2022/23 | 216.75 | 69.75 | 12
2022/23 | 217.25 | 69.75 | 13
2022/23 | 217.75 | 69.75 | 13
2022/23 | 218.25 | 69.75 | 8
2022/23 | 218.75 | 69.75 | 12
2022/23 | 219.25 | 69.75 | 13
2022/23 | 219.75 | 69.75 | 9
2022/23 | 220.25 | 69.75 | 10
2022/23 | 220.75 | 69.75 | 10
2022/23 | 221.25 | 69.75 | 9
2022/23 | 221.75 | 69.75 | 10
2022/23 | 222.25 | 69.75 | 12
2022/23 | 222.75 | 69.75 | 9
2022/23 | 223.25 | 69.75 | 7
2022/23 | 223.75 | 69.75 | 8
2022/23 | 224.25 | 69.75 | 13
2022/23 | 224.75 | 69.75 | 9
2022/23 | 225.25 | 69.75 | 10
2022/23 | 225.75 | 69.75 | 7
2022/23 | 226.25 | 69.75 | 6
2022/23 | 226.75 | 69.75 | 10
2022/23 | 227.25 | 69.75 | 8
2022/23 | 227.75 | 69.75 | 6
2022/23 | 228.25 | 69.75 | 4
2022/23 | 228.75 | 69.75 | 10
2022/23 | 229.25 | 69.75 | 6
2022/23 | 229.75 | 69.75 | 5
2022/23 | 230.25 | 69.75 | 9
2022/23 | 230.75 | 69.75 | 3
2022/23 | 231.25 | 69.75 | 6
2022/23 | 231.75 | 69.75 | 9
2022/23 | 232.25 | 69.75 | 9
2022/23 | 232.75 | 69.75 | 7
2022/23 | 233.25 | 69.75 | 6
2022/23 | 233.75 | 69.75 | 11
2022/23 | 234.25 | 69.75 | 8
2022/23 | 234.75 | 69.75 | 1
2022/23 | 235.25 | 69.75 | 1
2022/23 | 235.75 | 69.75 | 4
2022/23 | 236.25 | 69.75 | 3
2022/23 | 236.75 | 69.75 | 5
2022/23 | 237.25 | 69.75 | 6
2022/23 | 238.25 | 69.75 | 11
2022/23 | 238.75 | 69.75 | 3
2022/23 | 239.25 | 69.75 | 6
2022/23 | 239.75 | 69.75 | 2
2022/23 | 240.25 | 69.75 | 5
2022/23 | 240.75 | 69.75 | 3
2022/23 | 241.25 | 69.75 | 5
2022/23 | 241.75 | 69.75 | 1
2022/23 | 242.25 | 69.75 | 5
2022/23 | 242.75 | 69.75 | 3
2022/23 | 243.25 | 69.75 | 3
2022/23 | 243.75 | 69.75 | 4
2022/23 | 244.25 | 69.75 | 3
2022/23 | 244.75 | 69.75 | 2
2022/23 | 245.25 | 69.75 | 4
2022/23 | 245.75 | 69.75 | 4
2022/23 | 246.25 | 69.75 | 6
2022/23 | 246.75 | 69.75 | 2
2022/23 | 247.25 | 69.75 | 3
2022/23 | 247.75 | 69.75 | 6
2022/23 | 248.25 | 69.75 | 5
2022/23 | 248.75 | 69.75 | 3
2022/23 | 249.25 | 69.75 | 3
2022/23 | 249.75 | 69.75 | 4
2022/23 | 250.25 | 69.75 | 3
2022/23 | 250.75 | 69.75 | 1
2022/23 | 251.25 | 69.75 | 3
2022/23 | 251.75 | 69.75 | 6
2022/23 | 252.25 | 69.75 | 5
2022/23 | 252.75 | 69.75 | 1
2022/23 | 253.25 | 69.75 | 5
2022/23 | 253.75 | 69.75 | 3
2022/23 | 254.25 | 69.75 | 2
2022/23 | 254.75 | 69.75 | 2
2022/23 | 255.25 | 69.75 | 2
2022/23 | 255.75 | 69.75 | 6
2022/23 | 256.25 | 69.75 | 1
2022/23 | 256.75 | 69.75 | 6
2022/23 | 257.25 | 69.75 | 1
2022/23 | 257.75 | 69.75 | 2
2022/23 | 258.25 | 69.75 | 4
2022/23 | 258.75 | 69.75 | 6
2022/23 | 259.25 | 69.75 | 2
2022/23 | 260.25 | 69.75 | 2
2022/23 | 260.75 | 69.75 | 2
2022/23 | 261.25 | 69.75 | 2
2022/23 | 261.75 | 69.75 | 1
2022/23 | 262.25 | 69.75 | 3
2022/23 | 262.75 | 69.75 | 3
2022/23 | 263.25 | 69.75 | 2
2022/23 | 263.75 | 69.75 | 4
2022/23 | 264.75 | 69.75 | 3
2022/23 | 265.25 | 69.75 | 3
2022/23 | 265.75 | 69.75 | 1
2022/23 | 266.25 | 69.75 | 2
2022/23 | 266.75 | 69.75 | 2
2022/23 | 267.25 | 69.75 | 1
2022/23 | 267.75 | 69.75 | 3
2022/23 | 268.25 | 69.75 | 3
2022/23 | 268.75 | 69.75 | 2
2022/23 | 269.25 | 69.75 | 2
2022/23 | 269.75 | 69.75 | 2
2022/23 | 270.25 | 69.75 | 1
2022/23 | 270.75 | 69.75 | 2
2022/23 | 271.75 | 69.75 | 2
2022/23 | 272.75 | 69.75 | 3
2022/23 | 273.25 | 69.75 | 1
2022/23 | 273.75 | 69.75 | 2
2022/23 | 274.25 | 69.75 | 1
2022/23 | 274.75 | 69.75 | 2
2022/23 | 275.75 | 69.75 | 1
2022/23 | 276.25 | 69.75 | 2
2022/23 | 276.75 | 69.75 | 1
2022/23 | 277.25 | 69.75 | 3
2022/23 | 277.75 | 69.75 | 1
2022/23 | 278.25 | 69.75 | 1
2022/23 | 278.75 | 69.75 | 3
2022/23 | 279.75 | 69.75 | 3
2022/23 | 280.25 | 69.75 | 1
2022/23 | 281.25 | 69.75 | 1
2022/23 | 281.75 | 69.75 | 1
2022/23 | 282.75 | 69.75 | 1
2022/23 | 283.25 | 69.75 | 2
2022/23 | 283.75 | 69.75 | 1
2022/23 | 284.25 | 69.75 | 1
2022/23 | 284.75 | 69.75 | 1
2022/23 | 285.75 | 69.75 | 1
2022/23 | 286.25 | 69.75 | 1
2022/23 | 287.25 | 69.75 | 1
2022/23 | 287.75 | 69.75 | 1
2022/23 | 288.75 | 69.75 | 2
2022/23 | 290.25 | 69.75 | 1
2022/23 | 290.75 | 69.75 | 1
2022/23 | 291.25 | 69.75 | 1
2022/23 | 293.75 | 69.75 | 2
2022/23 | 294.75 | 69.75 | 1
2022/23 | 295.75 | 69.75 | 1
2022/23 | 297.25 | 69.75 | 1
2022/23 | 298.25 | 69.75 | 1
2022/23 | 299.75 | 69.75 | 1
2022/23 | 300.25 | 69.75 | 2
2022/23 | 300.75 | 69.75 | 2
2022/23 | 301.25 | 69.75 | 2
2022/23 | 301.75 | 69.75 | 1
2022/23 | 302.75 | 69.75 | 1
2022/23 | 303.25 | 69.75 | 1
2022/23 | 303.75 | 69.75 | 1
2022/23 | 304.75 | 69.75 | 1
2022/23 | 305.25 | 69.75 | 2
2022/23 | 306.75 | 69.75 | 1
2022/23 | 307.25 | 69.75 | 2
2022/23 | 308.25 | 69.75 | 2
2022/23 | 308.75 | 69.75 | 2
2022/23 | 309.75 | 69.75 | 1
2022/23 | 313.25 | 69.75 | 1
2022/23 | 316.75 | 69.75 | 1
2022/23 | 321.25 | 69.75 | 1
2022/23 | 321.75 | 69.75 | 1
2022/23 | 329.75 | 69.75 | 1
2022/23 | 333.75 | 69.75 | 1
2022/23 | 334.75 | 69.75 | 1
2022/23 | 336.25 | 69.75 | 1
2022/23 | 338.75 | 69.75 | 1
2022/23 | 343.25 | 69.75 | 1
2022/23 | 345.25 | 69.75 | 1
2022/23 | 347.25 | 69.75 | 1
2022/23 | 349.25 | 69.75 | 1
2022/23 | 362.75 | 69.75 | 1
2022/23 | 364.75 | 69.75 | 1
2022/23 | 366.25 | 69.75 | 1
2022/23 | 107.25 | 70.25 | 1
2022/23 | 110.25 | 70.25 | 1
2022/23 | 111.25 | 70.25 | 2
2022/23 | 111.75 | 70.25 | 1
2022/23 | 112.25 | 70.25 | 2
2022/23 | 112.75 | 70.25 | 2
2022/23 | 113.25 | 70.25 | 4
2022/23 | 113.75 | 70.25 | 1
2022/23 | 114.25 | 70.25 | 3
2022/23 | 115.25 | 70.25 | 4
2022/23 | 115.75 | 70.25 | 6
2022/23 | 116.25 | 70.25 | 7
2022/23 | 116.75 | 70.25 | 3
2022/23 | 117.25 | 70.25 | 6
2022/23 | 117.75 | 70.25 | 6
2022/23 | 118.25 | 70.25 | 7
2022/23 | 118.75 | 70.25 | 6
2022/23 | 119.25 | 70.25 | 9
2022/23 | 119.75 | 70.25 | 10
2022/23 | 120.25 | 70.25 | 17
2022/23 | 120.75 | 70.25 | 11
2022/23 | 121.25 | 70.25 | 17
2022/23 | 121.75 | 70.25 | 13
2022/23 | 122.25 | 70.25 | 12
2022/23 | 122.75 | 70.25 | 19
2022/23 | 123.25 | 70.25 | 20
2022/23 | 123.75 | 70.25 | 16
2022/23 | 124.25 | 70.25 | 16
2022/23 | 124.75 | 70.25 | 27
2022/23 | 125.25 | 70.25 | 25
2022/23 | 125.75 | 70.25 | 27
2022/23 | 126.25 | 70.25 | 25
2022/23 | 126.75 | 70.25 | 27
2022/23 | 127.25 | 70.25 | 33
2022/23 | 127.75 | 70.25 | 34
2022/23 | 128.25 | 70.25 | 39
2022/23 | 128.75 | 70.25 | 34
2022/23 | 129.25 | 70.25 | 29
2022/23 | 129.75 | 70.25 | 40
2022/23 | 130.25 | 70.25 | 49
2022/23 | 130.75 | 70.25 | 43
2022/23 | 131.25 | 70.25 | 42
2022/23 | 131.75 | 70.25 | 53
2022/23 | 132.25 | 70.25 | 55
2022/23 | 132.75 | 70.25 | 72
2022/23 | 133.25 | 70.25 | 65
2022/23 | 133.75 | 70.25 | 34
2022/23 | 134.25 | 70.25 | 66
2022/23 | 134.75 | 70.25 | 62
2022/23 | 135.25 | 70.25 | 68
2022/23 | 135.75 | 70.25 | 62
2022/23 | 136.25 | 70.25 | 68
2022/23 | 136.75 | 70.25 | 69
2022/23 | 137.25 | 70.25 | 85
2022/23 | 137.75 | 70.25 | 80
2022/23 | 138.25 | 70.25 | 73
2022/23 | 138.75 | 70.25 | 83
2022/23 | 139.25 | 70.25 | 88
2022/23 | 139.75 | 70.25 | 91
2022/23 | 140.25 | 70.25 | 82
2022/23 | 140.75 | 70.25 | 100
2022/23 | 141.25 | 70.25 | 87
2022/23 | 141.75 | 70.25 | 100
2022/23 | 142.25 | 70.25 | 98
2022/23 | 142.75 | 70.25 | 98
2022/23 | 143.25 | 70.25 | 123
2022/23 | 143.75 | 70.25 | 102
2022/23 | 144.25 | 70.25 | 106
2022/23 | 144.75 | 70.25 | 105
2022/23 | 145.25 | 70.25 | 112
2022/23 | 145.75 | 70.25 | 113
2022/23 | 146.25 | 70.25 | 123
2022/23 | 146.75 | 70.25 | 114
2022/23 | 147.25 | 70.25 | 85
2022/23 | 147.75 | 70.25 | 120
2022/23 | 148.25 | 70.25 | 127
2022/23 | 148.75 | 70.25 | 122
2022/23 | 149.25 | 70.25 | 124
2022/23 | 149.75 | 70.25 | 125
2022/23 | 150.25 | 70.25 | 115
2022/23 | 150.75 | 70.25 | 130
2022/23 | 151.25 | 70.25 | 121
2022/23 | 151.75 | 70.25 | 134
2022/23 | 152.25 | 70.25 | 136
2022/23 | 152.75 | 70.25 | 117
2022/23 | 153.25 | 70.25 | 138
2022/23 | 153.75 | 70.25 | 151
2022/23 | 154.25 | 70.25 | 133
2022/23 | 154.75 | 70.25 | 120
2022/23 | 155.25 | 70.25 | 130
2022/23 | 155.75 | 70.25 | 117
2022/23 | 156.25 | 70.25 | 146
2022/23 | 156.75 | 70.25 | 115
2022/23 | 157.25 | 70.25 | 127
2022/23 | 157.75 | 70.25 | 123
2022/23 | 158.25 | 70.25 | 123
2022/23 | 158.75 | 70.25 | 155
2022/23 | 159.25 | 70.25 | 153
2022/23 | 159.75 | 70.25 | 121
2022/23 | 160.25 | 70.25 | 134
2022/23 | 160.75 | 70.25 | 137
2022/23 | 161.25 | 70.25 | 139
2022/23 | 161.75 | 70.25 | 118
2022/23 | 162.25 | 70.25 | 124
2022/23 | 162.75 | 70.25 | 121
2022/23 | 163.25 | 70.25 | 120
2022/23 | 163.75 | 70.25 | 120
2022/23 | 164.25 | 70.25 | 127
2022/23 | 164.75 | 70.25 | 110
2022/23 | 165.25 | 70.25 | 126
2022/23 | 165.75 | 70.25 | 115
2022/23 | 166.25 | 70.25 | 123
2022/23 | 166.75 | 70.25 | 133
2022/23 | 167.25 | 70.25 | 112
2022/23 | 167.75 | 70.25 | 140
2022/23 | 168.25 | 70.25 | 113
2022/23 | 168.75 | 70.25 | 104
2022/23 | 169.25 | 70.25 | 115
2022/23 | 169.75 | 70.25 | 112
2022/23 | 170.25 | 70.25 | 108
2022/23 | 170.75 | 70.25 | 112
2022/23 | 171.25 | 70.25 | 110
2022/23 | 171.75 | 70.25 | 106
2022/23 | 172.25 | 70.25 | 111
2022/23 | 172.75 | 70.25 | 109
2022/23 | 173.25 | 70.25 | 120
2022/23 | 173.75 | 70.25 | 107
2022/23 | 174.25 | 70.25 | 111
2022/23 | 174.75 | 70.25 | 96
2022/23 | 175.25 | 70.25 | 78
2022/23 | 175.75 | 70.25 | 113
2022/23 | 176.25 | 70.25 | 87
2022/23 | 176.75 | 70.25 | 89
2022/23 | 177.25 | 70.25 | 89
2022/23 | 177.75 | 70.25 | 100
2022/23 | 178.25 | 70.25 | 101
2022/23 | 178.75 | 70.25 | 91
2022/23 | 179.25 | 70.25 | 90
2022/23 | 179.75 | 70.25 | 87
2022/23 | 180.25 | 70.25 | 78
2022/23 | 180.75 | 70.25 | 83
2022/23 | 181.25 | 70.25 | 98
2022/23 | 181.75 | 70.25 | 77
2022/23 | 182.25 | 70.25 | 74
2022/23 | 182.75 | 70.25 | 83
2022/23 | 183.25 | 70.25 | 75
2022/23 | 183.75 | 70.25 | 76
2022/23 | 184.25 | 70.25 | 73
2022/23 | 184.75 | 70.25 | 62
2022/23 | 185.25 | 70.25 | 72
2022/23 | 185.75 | 70.25 | 89
2022/23 | 186.25 | 70.25 | 70
2022/23 | 186.75 | 70.25 | 59
2022/23 | 187.25 | 70.25 | 66
2022/23 | 187.75 | 70.25 | 65
2022/23 | 188.25 | 70.25 | 61
2022/23 | 188.75 | 70.25 | 52
2022/23 | 189.25 | 70.25 | 62
2022/23 | 189.75 | 70.25 | 60
2022/23 | 190.25 | 70.25 | 54
2022/23 | 190.75 | 70.25 | 59
2022/23 | 191.25 | 70.25 | 49
2022/23 | 191.75 | 70.25 | 39
2022/23 | 192.25 | 70.25 | 46
2022/23 | 192.75 | 70.25 | 39
2022/23 | 193.25 | 70.25 | 45
2022/23 | 193.75 | 70.25 | 50
2022/23 | 194.25 | 70.25 | 33
2022/23 | 194.75 | 70.25 | 50
2022/23 | 195.25 | 70.25 | 33
2022/23 | 195.75 | 70.25 | 44
2022/23 | 196.25 | 70.25 | 39
2022/23 | 196.75 | 70.25 | 41
2022/23 | 197.25 | 70.25 | 31
2022/23 | 197.75 | 70.25 | 25
2022/23 | 198.25 | 70.25 | 33
2022/23 | 198.75 | 70.25 | 42
2022/23 | 199.25 | 70.25 | 26
2022/23 | 199.75 | 70.25 | 30
2022/23 | 200.25 | 70.25 | 42
2022/23 | 200.75 | 70.25 | 28
2022/23 | 201.25 | 70.25 | 26
2022/23 | 201.75 | 70.25 | 29
2022/23 | 202.25 | 70.25 | 30
2022/23 | 202.75 | 70.25 | 33
2022/23 | 203.25 | 70.25 | 20
2022/23 | 203.75 | 70.25 | 20
2022/23 | 204.25 | 70.25 | 28
2022/23 | 204.75 | 70.25 | 20
2022/23 | 205.25 | 70.25 | 19
2022/23 | 205.75 | 70.25 | 22
2022/23 | 206.25 | 70.25 | 20
2022/23 | 206.75 | 70.25 | 25
2022/23 | 207.25 | 70.25 | 15
2022/23 | 207.75 | 70.25 | 21
2022/23 | 208.25 | 70.25 | 22
2022/23 | 208.75 | 70.25 | 22
2022/23 | 209.25 | 70.25 | 14
2022/23 | 209.75 | 70.25 | 18
2022/23 | 210.25 | 70.25 | 15
2022/23 | 210.75 | 70.25 | 20
2022/23 | 211.25 | 70.25 | 18
2022/23 | 211.75 | 70.25 | 15
2022/23 | 212.25 | 70.25 | 17
2022/23 | 212.75 | 70.25 | 15
2022/23 | 213.25 | 70.25 | 20
2022/23 | 213.75 | 70.25 | 26
2022/23 | 214.25 | 70.25 | 13
2022/23 | 214.75 | 70.25 | 17
2022/23 | 215.25 | 70.25 | 21
2022/23 | 215.75 | 70.25 | 14
2022/23 | 216.25 | 70.25 | 7
2022/23 | 216.75 | 70.25 | 11
2022/23 | 217.25 | 70.25 | 16
2022/23 | 217.75 | 70.25 | 10
2022/23 | 218.25 | 70.25 | 14
2022/23 | 218.75 | 70.25 | 12
2022/23 | 219.25 | 70.25 | 7
2022/23 | 219.75 | 70.25 | 11
2022/23 | 220.25 | 70.25 | 8
2022/23 | 220.75 | 70.25 | 12
2022/23 | 221.25 | 70.25 | 9
2022/23 | 221.75 | 70.25 | 15
2022/23 | 222.25 | 70.25 | 11
2022/23 | 222.75 | 70.25 | 9
2022/23 | 223.25 | 70.25 | 6
2022/23 | 223.75 | 70.25 | 10
2022/23 | 224.25 | 70.25 | 8
2022/23 | 224.75 | 70.25 | 9
2022/23 | 225.25 | 70.25 | 7
2022/23 | 225.75 | 70.25 | 2
2022/23 | 226.25 | 70.25 | 4
2022/23 | 226.75 | 70.25 | 13
2022/23 | 227.25 | 70.25 | 5
2022/23 | 227.75 | 70.25 | 6
2022/23 | 228.25 | 70.25 | 9
2022/23 | 228.75 | 70.25 | 5
2022/23 | 229.25 | 70.25 | 6
2022/23 | 229.75 | 70.25 | 5
2022/23 | 230.25 | 70.25 | 8
2022/23 | 230.75 | 70.25 | 6
2022/23 | 231.25 | 70.25 | 11
2022/23 | 231.75 | 70.25 | 6
2022/23 | 232.25 | 70.25 | 12
2022/23 | 232.75 | 70.25 | 7
2022/23 | 233.25 | 70.25 | 6
2022/23 | 233.75 | 70.25 | 3
2022/23 | 234.25 | 70.25 | 4
2022/23 | 234.75 | 70.25 | 7
2022/23 | 235.25 | 70.25 | 5
2022/23 | 235.75 | 70.25 | 6
2022/23 | 236.25 | 70.25 | 5
2022/23 | 236.75 | 70.25 | 8
2022/23 | 237.25 | 70.25 | 5
2022/23 | 237.75 | 70.25 | 6
2022/23 | 238.25 | 70.25 | 3
2022/23 | 238.75 | 70.25 | 6
2022/23 | 239.25 | 70.25 | 3
2022/23 | 239.75 | 70.25 | 4
2022/23 | 240.25 | 70.25 | 8
2022/23 | 240.75 | 70.25 | 8
2022/23 | 241.25 | 70.25 | 1
2022/23 | 241.75 | 70.25 | 4
2022/23 | 242.25 | 70.25 | 2
2022/23 | 242.75 | 70.25 | 5
2022/23 | 243.25 | 70.25 | 6
2022/23 | 243.75 | 70.25 | 2
2022/23 | 244.25 | 70.25 | 3
2022/23 | 244.75 | 70.25 | 3
2022/23 | 245.25 | 70.25 | 8
2022/23 | 245.75 | 70.25 | 3
2022/23 | 246.25 | 70.25 | 5
2022/23 | 246.75 | 70.25 | 6
2022/23 | 247.25 | 70.25 | 1
2022/23 | 247.75 | 70.25 | 7
2022/23 | 248.25 | 70.25 | 4
2022/23 | 248.75 | 70.25 | 3
2022/23 | 249.25 | 70.25 | 4
2022/23 | 249.75 | 70.25 | 1
2022/23 | 250.25 | 70.25 | 1
2022/23 | 250.75 | 70.25 | 5
2022/23 | 251.25 | 70.25 | 3
2022/23 | 251.75 | 70.25 | 2
2022/23 | 252.25 | 70.25 | 6
2022/23 | 252.75 | 70.25 | 6
2022/23 | 253.25 | 70.25 | 2
2022/23 | 253.75 | 70.25 | 5
2022/23 | 254.25 | 70.25 | 2
2022/23 | 254.75 | 70.25 | 3
2022/23 | 255.25 | 70.25 | 2
2022/23 | 255.75 | 70.25 | 5
2022/23 | 256.25 | 70.25 | 3
2022/23 | 256.75 | 70.25 | 3
2022/23 | 257.25 | 70.25 | 2
2022/23 | 257.75 | 70.25 | 1
2022/23 | 258.25 | 70.25 | 5
2022/23 | 258.75 | 70.25 | 1
2022/23 | 259.25 | 70.25 | 5
2022/23 | 259.75 | 70.25 | 3
2022/23 | 260.25 | 70.25 | 2
2022/23 | 261.25 | 70.25 | 4
2022/23 | 261.75 | 70.25 | 2
2022/23 | 262.75 | 70.25 | 2
2022/23 | 263.25 | 70.25 | 2
2022/23 | 263.75 | 70.25 | 1
2022/23 | 264.25 | 70.25 | 1
2022/23 | 264.75 | 70.25 | 2
2022/23 | 265.25 | 70.25 | 2
2022/23 | 265.75 | 70.25 | 2
2022/23 | 266.25 | 70.25 | 2
2022/23 | 266.75 | 70.25 | 3
2022/23 | 267.25 | 70.25 | 3
2022/23 | 267.75 | 70.25 | 3
2022/23 | 268.25 | 70.25 | 1
2022/23 | 268.75 | 70.25 | 4
2022/23 | 269.25 | 70.25 | 1
2022/23 | 269.75 | 70.25 | 1
2022/23 | 270.25 | 70.25 | 2
2022/23 | 270.75 | 70.25 | 1
2022/23 | 271.25 | 70.25 | 1
2022/23 | 271.75 | 70.25 | 3
2022/23 | 272.25 | 70.25 | 4
2022/23 | 272.75 | 70.25 | 1
2022/23 | 273.75 | 70.25 | 4
2022/23 | 274.25 | 70.25 | 3
2022/23 | 274.75 | 70.25 | 2
2022/23 | 275.25 | 70.25 | 4
2022/23 | 276.25 | 70.25 | 1
2022/23 | 277.25 | 70.25 | 1
2022/23 | 277.75 | 70.25 | 1
2022/23 | 278.25 | 70.25 | 1
2022/23 | 278.75 | 70.25 | 1
2022/23 | 279.25 | 70.25 | 1
2022/23 | 279.75 | 70.25 | 3
2022/23 | 280.25 | 70.25 | 2
2022/23 | 280.75 | 70.25 | 1
2022/23 | 281.25 | 70.25 | 3
2022/23 | 282.25 | 70.25 | 1
2022/23 | 282.75 | 70.25 | 1
2022/23 | 283.75 | 70.25 | 1
2022/23 | 284.25 | 70.25 | 1
2022/23 | 285.25 | 70.25 | 2
2022/23 | 285.75 | 70.25 | 2
2022/23 | 286.25 | 70.25 | 1
2022/23 | 287.25 | 70.25 | 4
2022/23 | 287.75 | 70.25 | 1
2022/23 | 288.25 | 70.25 | 4
2022/23 | 290.25 | 70.25 | 1
2022/23 | 290.75 | 70.25 | 1
2022/23 | 291.25 | 70.25 | 1
2022/23 | 292.25 | 70.25 | 2
2022/23 | 293.25 | 70.25 | 3
2022/23 | 295.75 | 70.25 | 3
2022/23 | 301.25 | 70.25 | 1
2022/23 | 303.75 | 70.25 | 1
2022/23 | 304.25 | 70.25 | 1
2022/23 | 306.25 | 70.25 | 1
2022/23 | 308.25 | 70.25 | 1
2022/23 | 308.75 | 70.25 | 1
2022/23 | 310.75 | 70.25 | 1
2022/23 | 316.75 | 70.25 | 1
2022/23 | 317.25 | 70.25 | 1
2022/23 | 319.25 | 70.25 | 1
2022/23 | 322.75 | 70.25 | 1
2022/23 | 325.75 | 70.25 | 1
2022/23 | 327.25 | 70.25 | 1
2022/23 | 327.75 | 70.25 | 1
2022/23 | 330.75 | 70.25 | 1
2022/23 | 331.75 | 70.25 | 1
2022/23 | 339.75 | 70.25 | 1
2022/23 | 345.75 | 70.25 | 1
2022/23 | 372.75 | 70.25 | 1
2022/23 | 105.25 | 70.75 | 1
2022/23 | 106.25 | 70.75 | 3
2022/23 | 108.25 | 70.75 | 2
2022/23 | 111.75 | 70.75 | 1
2022/23 | 112.75 | 70.75 | 2
2022/23 | 113.25 | 70.75 | 4
2022/23 | 113.75 | 70.75 | 5
2022/23 | 114.25 | 70.75 | 1
2022/23 | 114.75 | 70.75 | 1
2022/23 | 115.25 | 70.75 | 3
2022/23 | 115.75 | 70.75 | 4
2022/23 | 116.25 | 70.75 | 8
2022/23 | 116.75 | 70.75 | 7
2022/23 | 117.25 | 70.75 | 3
2022/23 | 117.75 | 70.75 | 3
2022/23 | 118.25 | 70.75 | 7
2022/23 | 118.75 | 70.75 | 10
2022/23 | 119.25 | 70.75 | 10
2022/23 | 119.75 | 70.75 | 8
2022/23 | 120.25 | 70.75 | 6
2022/23 | 120.75 | 70.75 | 10
2022/23 | 121.25 | 70.75 | 13
2022/23 | 121.75 | 70.75 | 14
2022/23 | 122.25 | 70.75 | 15
2022/23 | 122.75 | 70.75 | 21
2022/23 | 123.25 | 70.75 | 12
2022/23 | 123.75 | 70.75 | 22
2022/23 | 124.25 | 70.75 | 19
2022/23 | 124.75 | 70.75 | 26
2022/23 | 125.25 | 70.75 | 26
2022/23 | 125.75 | 70.75 | 22
2022/23 | 126.25 | 70.75 | 21
2022/23 | 126.75 | 70.75 | 33
2022/23 | 127.25 | 70.75 | 26
2022/23 | 127.75 | 70.75 | 34
2022/23 | 128.25 | 70.75 | 49
2022/23 | 128.75 | 70.75 | 29
2022/23 | 129.25 | 70.75 | 42
2022/23 | 129.75 | 70.75 | 34
2022/23 | 130.25 | 70.75 | 41
2022/23 | 130.75 | 70.75 | 45
2022/23 | 131.25 | 70.75 | 39
2022/23 | 131.75 | 70.75 | 54
2022/23 | 132.25 | 70.75 | 65
2022/23 | 132.75 | 70.75 | 58
2022/23 | 133.25 | 70.75 | 57
2022/23 | 133.75 | 70.75 | 46
2022/23 | 134.25 | 70.75 | 62
2022/23 | 134.75 | 70.75 | 67
2022/23 | 135.25 | 70.75 | 73
2022/23 | 135.75 | 70.75 | 62
2022/23 | 136.25 | 70.75 | 72
2022/23 | 136.75 | 70.75 | 84
2022/23 | 137.25 | 70.75 | 79
2022/23 | 137.75 | 70.75 | 70
2022/23 | 138.25 | 70.75 | 88
2022/23 | 138.75 | 70.75 | 83
2022/23 | 139.25 | 70.75 | 67
2022/23 | 139.75 | 70.75 | 92
2022/23 | 140.25 | 70.75 | 77
2022/23 | 140.75 | 70.75 | 88
2022/23 | 141.25 | 70.75 | 93
2022/23 | 141.75 | 70.75 | 114
2022/23 | 142.25 | 70.75 | 100
2022/23 | 142.75 | 70.75 | 72
2022/23 | 143.25 | 70.75 | 121
2022/23 | 143.75 | 70.75 | 98
2022/23 | 144.25 | 70.75 | 103
2022/23 | 144.75 | 70.75 | 108
2022/23 | 145.25 | 70.75 | 124
2022/23 | 145.75 | 70.75 | 122
2022/23 | 146.25 | 70.75 | 108
2022/23 | 146.75 | 70.75 | 112
2022/23 | 147.25 | 70.75 | 103
2022/23 | 147.75 | 70.75 | 106
2022/23 | 148.25 | 70.75 | 137
2022/23 | 148.75 | 70.75 | 110
2022/23 | 149.25 | 70.75 | 122
2022/23 | 149.75 | 70.75 | 138
2022/23 | 150.25 | 70.75 | 143
2022/23 | 150.75 | 70.75 | 134
2022/23 | 151.25 | 70.75 | 118
2022/23 | 151.75 | 70.75 | 122
2022/23 | 152.25 | 70.75 | 135
2022/23 | 152.75 | 70.75 | 111
2022/23 | 153.25 | 70.75 | 153
2022/23 | 153.75 | 70.75 | 125
2022/23 | 154.25 | 70.75 | 125
2022/23 | 154.75 | 70.75 | 131
2022/23 | 155.25 | 70.75 | 123
2022/23 | 155.75 | 70.75 | 103
2022/23 | 156.25 | 70.75 | 135
2022/23 | 156.75 | 70.75 | 133
2022/23 | 157.25 | 70.75 | 136
2022/23 | 157.75 | 70.75 | 131
2022/23 | 158.25 | 70.75 | 144
2022/23 | 158.75 | 70.75 | 150
2022/23 | 159.25 | 70.75 | 127
2022/23 | 159.75 | 70.75 | 144
2022/23 | 160.25 | 70.75 | 129
2022/23 | 160.75 | 70.75 | 137
2022/23 | 161.25 | 70.75 | 130
2022/23 | 161.75 | 70.75 | 130
2022/23 | 162.25 | 70.75 | 110
2022/23 | 162.75 | 70.75 | 135
2022/23 | 163.25 | 70.75 | 122
2022/23 | 163.75 | 70.75 | 136
2022/23 | 164.25 | 70.75 | 127
2022/23 | 164.75 | 70.75 | 134
2022/23 | 165.25 | 70.75 | 125
2022/23 | 165.75 | 70.75 | 141
2022/23 | 166.25 | 70.75 | 134
2022/23 | 166.75 | 70.75 | 123
2022/23 | 167.25 | 70.75 | 116
2022/23 | 167.75 | 70.75 | 131
2022/23 | 168.25 | 70.75 | 123
2022/23 | 168.75 | 70.75 | 127
2022/23 | 169.25 | 70.75 | 116
2022/23 | 169.75 | 70.75 | 119
2022/23 | 170.25 | 70.75 | 109
2022/23 | 170.75 | 70.75 | 127
2022/23 | 171.25 | 70.75 | 110
2022/23 | 171.75 | 70.75 | 91
2022/23 | 172.25 | 70.75 | 118
2022/23 | 172.75 | 70.75 | 118
2022/23 | 173.25 | 70.75 | 118
2022/23 | 173.75 | 70.75 | 111
2022/23 | 174.25 | 70.75 | 98
2022/23 | 174.75 | 70.75 | 97
2022/23 | 175.25 | 70.75 | 99
2022/23 | 175.75 | 70.75 | 111
2022/23 | 176.25 | 70.75 | 94
2022/23 | 176.75 | 70.75 | 107
2022/23 | 177.25 | 70.75 | 89
2022/23 | 177.75 | 70.75 | 93
2022/23 | 178.25 | 70.75 | 85
2022/23 | 178.75 | 70.75 | 84
2022/23 | 179.25 | 70.75 | 98
2022/23 | 179.75 | 70.75 | 96
2022/23 | 180.25 | 70.75 | 89
2022/23 | 180.75 | 70.75 | 94
2022/23 | 181.25 | 70.75 | 78
2022/23 | 181.75 | 70.75 | 79
2022/23 | 182.25 | 70.75 | 94
2022/23 | 182.75 | 70.75 | 90
2022/23 | 183.25 | 70.75 | 72
2022/23 | 183.75 | 70.75 | 64
2022/23 | 184.25 | 70.75 | 91
2022/23 | 184.75 | 70.75 | 66
2022/23 | 185.25 | 70.75 | 71
2022/23 | 185.75 | 70.75 | 70
2022/23 | 186.25 | 70.75 | 71
2022/23 | 186.75 | 70.75 | 61
2022/23 | 187.25 | 70.75 | 67
2022/23 | 187.75 | 70.75 | 61
2022/23 | 188.25 | 70.75 | 68
2022/23 | 188.75 | 70.75 | 55
2022/23 | 189.25 | 70.75 | 59
2022/23 | 189.75 | 70.75 | 59
2022/23 | 190.25 | 70.75 | 58
2022/23 | 190.75 | 70.75 | 52
2022/23 | 191.25 | 70.75 | 42
2022/23 | 191.75 | 70.75 | 58
2022/23 | 192.25 | 70.75 | 41
2022/23 | 192.75 | 70.75 | 47
2022/23 | 193.25 | 70.75 | 43
2022/23 | 193.75 | 70.75 | 43
2022/23 | 194.25 | 70.75 | 53
2022/23 | 194.75 | 70.75 | 36
2022/23 | 195.25 | 70.75 | 40
2022/23 | 195.75 | 70.75 | 43
2022/23 | 196.25 | 70.75 | 44
2022/23 | 196.75 | 70.75 | 40
2022/23 | 197.25 | 70.75 | 42
2022/23 | 197.75 | 70.75 | 28
2022/23 | 198.25 | 70.75 | 50
2022/23 | 198.75 | 70.75 | 45
2022/23 | 199.25 | 70.75 | 38
2022/23 | 199.75 | 70.75 | 45
2022/23 | 200.25 | 70.75 | 40
2022/23 | 200.75 | 70.75 | 32
2022/23 | 201.25 | 70.75 | 29
2022/23 | 201.75 | 70.75 | 29
2022/23 | 202.25 | 70.75 | 26
2022/23 | 202.75 | 70.75 | 31
2022/23 | 203.25 | 70.75 | 24
2022/23 | 203.75 | 70.75 | 23
2022/23 | 204.25 | 70.75 | 19
2022/23 | 204.75 | 70.75 | 25
2022/23 | 205.25 | 70.75 | 20
2022/23 | 205.75 | 70.75 | 28
2022/23 | 206.25 | 70.75 | 21
2022/23 | 206.75 | 70.75 | 24
2022/23 | 207.25 | 70.75 | 25
2022/23 | 207.75 | 70.75 | 19
2022/23 | 208.25 | 70.75 | 14
2022/23 | 208.75 | 70.75 | 20
2022/23 | 209.25 | 70.75 | 24
2022/23 | 209.75 | 70.75 | 18
2022/23 | 210.25 | 70.75 | 21
2022/23 | 210.75 | 70.75 | 18
2022/23 | 211.25 | 70.75 | 19
2022/23 | 211.75 | 70.75 | 17
2022/23 | 212.25 | 70.75 | 20
2022/23 | 212.75 | 70.75 | 16
2022/23 | 213.25 | 70.75 | 13
2022/23 | 213.75 | 70.75 | 13
2022/23 | 214.25 | 70.75 | 11
2022/23 | 214.75 | 70.75 | 11
2022/23 | 215.25 | 70.75 | 6
2022/23 | 215.75 | 70.75 | 10
2022/23 | 216.25 | 70.75 | 13
2022/23 | 216.75 | 70.75 | 11
2022/23 | 217.25 | 70.75 | 16
2022/23 | 217.75 | 70.75 | 20
2022/23 | 218.25 | 70.75 | 18
2022/23 | 218.75 | 70.75 | 14
2022/23 | 219.25 | 70.75 | 12
2022/23 | 219.75 | 70.75 | 8
2022/23 | 220.25 | 70.75 | 10
2022/23 | 220.75 | 70.75 | 16
2022/23 | 221.25 | 70.75 | 11
2022/23 | 221.75 | 70.75 | 11
2022/23 | 222.25 | 70.75 | 6
2022/23 | 222.75 | 70.75 | 5
2022/23 | 223.25 | 70.75 | 8
2022/23 | 223.75 | 70.75 | 14
2022/23 | 224.25 | 70.75 | 13
2022/23 | 224.75 | 70.75 | 11
2022/23 | 225.25 | 70.75 | 7
2022/23 | 225.75 | 70.75 | 9
2022/23 | 226.25 | 70.75 | 13
2022/23 | 226.75 | 70.75 | 8
2022/23 | 227.25 | 70.75 | 9
2022/23 | 227.75 | 70.75 | 9
2022/23 | 228.25 | 70.75 | 6
2022/23 | 228.75 | 70.75 | 6
2022/23 | 229.25 | 70.75 | 15
2022/23 | 229.75 | 70.75 | 4
2022/23 | 230.25 | 70.75 | 10
2022/23 | 230.75 | 70.75 | 8
2022/23 | 231.25 | 70.75 | 7
2022/23 | 231.75 | 70.75 | 8
2022/23 | 232.25 | 70.75 | 8
2022/23 | 232.75 | 70.75 | 8
2022/23 | 233.25 | 70.75 | 6
2022/23 | 233.75 | 70.75 | 6
2022/23 | 234.25 | 70.75 | 9
2022/23 | 234.75 | 70.75 | 5
2022/23 | 235.25 | 70.75 | 5
2022/23 | 235.75 | 70.75 | 6
2022/23 | 236.25 | 70.75 | 3
2022/23 | 236.75 | 70.75 | 6
2022/23 | 237.25 | 70.75 | 8
2022/23 | 237.75 | 70.75 | 9
2022/23 | 238.25 | 70.75 | 8
2022/23 | 238.75 | 70.75 | 9
2022/23 | 239.25 | 70.75 | 2
2022/23 | 239.75 | 70.75 | 4
2022/23 | 240.25 | 70.75 | 2
2022/23 | 240.75 | 70.75 | 9
2022/23 | 241.25 | 70.75 | 8
2022/23 | 241.75 | 70.75 | 2
2022/23 | 242.25 | 70.75 | 6
2022/23 | 242.75 | 70.75 | 4
2022/23 | 243.25 | 70.75 | 6
2022/23 | 243.75 | 70.75 | 4
2022/23 | 244.25 | 70.75 | 3
2022/23 | 244.75 | 70.75 | 5
2022/23 | 245.25 | 70.75 | 3
2022/23 | 245.75 | 70.75 | 4
2022/23 | 246.25 | 70.75 | 6
2022/23 | 246.75 | 70.75 | 5
2022/23 | 247.25 | 70.75 | 7
2022/23 | 247.75 | 70.75 | 6
2022/23 | 248.25 | 70.75 | 4
2022/23 | 248.75 | 70.75 | 5
2022/23 | 249.25 | 70.75 | 3
2022/23 | 249.75 | 70.75 | 1
2022/23 | 250.25 | 70.75 | 4
2022/23 | 250.75 | 70.75 | 8
2022/23 | 251.25 | 70.75 | 5
2022/23 | 251.75 | 70.75 | 3
2022/23 | 252.25 | 70.75 | 7
2022/23 | 252.75 | 70.75 | 3
2022/23 | 253.25 | 70.75 | 2
2022/23 | 253.75 | 70.75 | 3
2022/23 | 254.25 | 70.75 | 1
2022/23 | 254.75 | 70.75 | 3
2022/23 | 255.25 | 70.75 | 6
2022/23 | 255.75 | 70.75 | 1
2022/23 | 256.25 | 70.75 | 2
2022/23 | 256.75 | 70.75 | 6
2022/23 | 257.25 | 70.75 | 3
2022/23 | 257.75 | 70.75 | 7
2022/23 | 258.25 | 70.75 | 1
2022/23 | 258.75 | 70.75 | 2
2022/23 | 259.75 | 70.75 | 4
2022/23 | 260.25 | 70.75 | 6
2022/23 | 260.75 | 70.75 | 3
2022/23 | 261.25 | 70.75 | 4
2022/23 | 261.75 | 70.75 | 2
2022/23 | 262.25 | 70.75 | 3
2022/23 | 262.75 | 70.75 | 5
2022/23 | 263.25 | 70.75 | 3
2022/23 | 263.75 | 70.75 | 3
2022/23 | 264.25 | 70.75 | 1
2022/23 | 264.75 | 70.75 | 3
2022/23 | 265.25 | 70.75 | 2
2022/23 | 265.75 | 70.75 | 3
2022/23 | 266.25 | 70.75 | 3
2022/23 | 266.75 | 70.75 | 4
2022/23 | 267.25 | 70.75 | 1
2022/23 | 267.75 | 70.75 | 2
2022/23 | 268.25 | 70.75 | 2
2022/23 | 268.75 | 70.75 | 1
2022/23 | 269.25 | 70.75 | 3
2022/23 | 269.75 | 70.75 | 2
2022/23 | 270.25 | 70.75 | 4
2022/23 | 270.75 | 70.75 | 3
2022/23 | 271.25 | 70.75 | 1
2022/23 | 271.75 | 70.75 | 2
2022/23 | 272.25 | 70.75 | 2
2022/23 | 272.75 | 70.75 | 2
2022/23 | 273.75 | 70.75 | 2
2022/23 | 274.25 | 70.75 | 2
2022/23 | 275.25 | 70.75 | 7
2022/23 | 275.75 | 70.75 | 4
2022/23 | 276.25 | 70.75 | 3
2022/23 | 276.75 | 70.75 | 1
2022/23 | 277.25 | 70.75 | 1
2022/23 | 277.75 | 70.75 | 1
2022/23 | 278.25 | 70.75 | 1
2022/23 | 278.75 | 70.75 | 2
2022/23 | 279.25 | 70.75 | 2
2022/23 | 279.75 | 70.75 | 1
2022/23 | 280.75 | 70.75 | 2
2022/23 | 281.25 | 70.75 | 2
2022/23 | 281.75 | 70.75 | 2
2022/23 | 282.25 | 70.75 | 3
2022/23 | 282.75 | 70.75 | 1
2022/23 | 283.25 | 70.75 | 1
2022/23 | 283.75 | 70.75 | 1
2022/23 | 284.25 | 70.75 | 1
2022/23 | 285.25 | 70.75 | 1
2022/23 | 285.75 | 70.75 | 2
2022/23 | 286.25 | 70.75 | 1
2022/23 | 287.25 | 70.75 | 5
2022/23 | 289.25 | 70.75 | 2
2022/23 | 290.75 | 70.75 | 1
2022/23 | 292.25 | 70.75 | 1
2022/23 | 292.75 | 70.75 | 1
2022/23 | 294.25 | 70.75 | 2
2022/23 | 294.75 | 70.75 | 1
2022/23 | 295.25 | 70.75 | 1
2022/23 | 295.75 | 70.75 | 1
2022/23 | 296.75 | 70.75 | 1
2022/23 | 297.25 | 70.75 | 1
2022/23 | 298.25 | 70.75 | 1
2022/23 | 299.25 | 70.75 | 1
2022/23 | 299.75 | 70.75 | 2
2022/23 | 303.25 | 70.75 | 1
2022/23 | 303.75 | 70.75 | 1
2022/23 | 306.25 | 70.75 | 1
2022/23 | 307.25 | 70.75 | 2
2022/23 | 307.75 | 70.75 | 2
2022/23 | 308.25 | 70.75 | 1
2022/23 | 308.75 | 70.75 | 1
2022/23 | 309.25 | 70.75 | 1
2022/23 | 312.75 | 70.75 | 2
2022/23 | 313.25 | 70.75 | 1
2022/23 | 316.75 | 70.75 | 1
2022/23 | 321.75 | 70.75 | 1
2022/23 | 327.25 | 70.75 | 1
2022/23 | 331.75 | 70.75 | 1
2022/23 | 334.25 | 70.75 | 1
2022/23 | 334.75 | 70.75 | 1
2022/23 | 339.25 | 70.75 | 1
2022/23 | 345.25 | 70.75 | 1
2022/23 | 373.25 | 70.75 | 1
2022/23 | 411.75 | 70.75 | 1
2022/23 | 106.25 | 71.25 | 1
2022/23 | 108.75 | 71.25 | 1
2022/23 | 110.25 | 71.25 | 1
2022/23 | 110.75 | 71.25 | 1
2022/23 | 111.25 | 71.25 | 1
2022/23 | 111.75 | 71.25 | 2
2022/23 | 112.25 | 71.25 | 2
2022/23 | 112.75 | 71.25 | 2
2022/23 | 113.75 | 71.25 | 1
2022/23 | 114.25 | 71.25 | 3
2022/23 | 114.75 | 71.25 | 3
2022/23 | 115.25 | 71.25 | 5
2022/23 | 115.75 | 71.25 | 3
2022/23 | 116.25 | 71.25 | 4
2022/23 | 116.75 | 71.25 | 2
2022/23 | 117.25 | 71.25 | 6
2022/23 | 117.75 | 71.25 | 3
2022/23 | 118.25 | 71.25 | 2
2022/23 | 118.75 | 71.25 | 4
2022/23 | 119.25 | 71.25 | 3
2022/23 | 119.75 | 71.25 | 8
2022/23 | 120.25 | 71.25 | 10
2022/23 | 120.75 | 71.25 | 10
2022/23 | 121.25 | 71.25 | 7
2022/23 | 121.75 | 71.25 | 11
2022/23 | 122.25 | 71.25 | 16
2022/23 | 122.75 | 71.25 | 15
2022/23 | 123.25 | 71.25 | 15
2022/23 | 123.75 | 71.25 | 19
2022/23 | 124.25 | 71.25 | 18
2022/23 | 124.75 | 71.25 | 22
2022/23 | 125.25 | 71.25 | 25
2022/23 | 125.75 | 71.25 | 21
2022/23 | 126.25 | 71.25 | 22
2022/23 | 126.75 | 71.25 | 22
2022/23 | 127.25 | 71.25 | 23
2022/23 | 127.75 | 71.25 | 30
2022/23 | 128.25 | 71.25 | 51
2022/23 | 128.75 | 71.25 | 30
2022/23 | 129.25 | 71.25 | 48
2022/23 | 129.75 | 71.25 | 31
2022/23 | 130.25 | 71.25 | 41
2022/23 | 130.75 | 71.25 | 26
2022/23 | 131.25 | 71.25 | 46
2022/23 | 131.75 | 71.25 | 47
2022/23 | 132.25 | 71.25 | 52
2022/23 | 132.75 | 71.25 | 56
2022/23 | 133.25 | 71.25 | 62
2022/23 | 133.75 | 71.25 | 54
2022/23 | 134.25 | 71.25 | 57
2022/23 | 134.75 | 71.25 | 47
2022/23 | 135.25 | 71.25 | 76
2022/23 | 135.75 | 71.25 | 74
2022/23 | 136.25 | 71.25 | 68
2022/23 | 136.75 | 71.25 | 67
2022/23 | 137.25 | 71.25 | 83
2022/23 | 137.75 | 71.25 | 76
2022/23 | 138.25 | 71.25 | 72
2022/23 | 138.75 | 71.25 | 86
2022/23 | 139.25 | 71.25 | 71
2022/23 | 139.75 | 71.25 | 81
2022/23 | 140.25 | 71.25 | 85
2022/23 | 140.75 | 71.25 | 86
2022/23 | 141.25 | 71.25 | 89
2022/23 | 141.75 | 71.25 | 100
2022/23 | 142.25 | 71.25 | 106
2022/23 | 142.75 | 71.25 | 114
2022/23 | 143.25 | 71.25 | 108
2022/23 | 143.75 | 71.25 | 110
2022/23 | 144.25 | 71.25 | 96
2022/23 | 144.75 | 71.25 | 120
2022/23 | 145.25 | 71.25 | 124
2022/23 | 145.75 | 71.25 | 124
2022/23 | 146.25 | 71.25 | 119
2022/23 | 146.75 | 71.25 | 127
2022/23 | 147.25 | 71.25 | 130
2022/23 | 147.75 | 71.25 | 111
2022/23 | 148.25 | 71.25 | 116
2022/23 | 148.75 | 71.25 | 133
2022/23 | 149.25 | 71.25 | 134
2022/23 | 149.75 | 71.25 | 136
2022/23 | 150.25 | 71.25 | 117
2022/23 | 150.75 | 71.25 | 117
2022/23 | 151.25 | 71.25 | 136
2022/23 | 151.75 | 71.25 | 113
2022/23 | 152.25 | 71.25 | 117
2022/23 | 152.75 | 71.25 | 133
2022/23 | 153.25 | 71.25 | 135
2022/23 | 153.75 | 71.25 | 138
2022/23 | 154.25 | 71.25 | 151
2022/23 | 154.75 | 71.25 | 123
2022/23 | 155.25 | 71.25 | 160
2022/23 | 155.75 | 71.25 | 133
2022/23 | 156.25 | 71.25 | 145
2022/23 | 156.75 | 71.25 | 142
2022/23 | 157.25 | 71.25 | 116
2022/23 | 157.75 | 71.25 | 151
2022/23 | 158.25 | 71.25 | 146
2022/23 | 158.75 | 71.25 | 139
2022/23 | 159.25 | 71.25 | 148
2022/23 | 159.75 | 71.25 | 140
2022/23 | 160.25 | 71.25 | 138
2022/23 | 160.75 | 71.25 | 161
2022/23 | 161.25 | 71.25 | 131
2022/23 | 161.75 | 71.25 | 132
2022/23 | 162.25 | 71.25 | 130
2022/23 | 162.75 | 71.25 | 144
2022/23 | 163.25 | 71.25 | 148
2022/23 | 163.75 | 71.25 | 141
2022/23 | 164.25 | 71.25 | 153
2022/23 | 164.75 | 71.25 | 124
2022/23 | 165.25 | 71.25 | 142
2022/23 | 165.75 | 71.25 | 122
2022/23 | 166.25 | 71.25 | 124
2022/23 | 166.75 | 71.25 | 130
2022/23 | 167.25 | 71.25 | 119
2022/23 | 167.75 | 71.25 | 141
2022/23 | 168.25 | 71.25 | 133
2022/23 | 168.75 | 71.25 | 137
2022/23 | 169.25 | 71.25 | 134
2022/23 | 169.75 | 71.25 | 122
2022/23 | 170.25 | 71.25 | 113
2022/23 | 170.75 | 71.25 | 116
2022/23 | 171.25 | 71.25 | 95
2022/23 | 171.75 | 71.25 | 116
2022/23 | 172.25 | 71.25 | 116
2022/23 | 172.75 | 71.25 | 111
2022/23 | 173.25 | 71.25 | 121
2022/23 | 173.75 | 71.25 | 113
2022/23 | 174.25 | 71.25 | 130
2022/23 | 174.75 | 71.25 | 107
2022/23 | 175.25 | 71.25 | 88
2022/23 | 175.75 | 71.25 | 93
2022/23 | 176.25 | 71.25 | 99
2022/23 | 176.75 | 71.25 | 106
2022/23 | 177.25 | 71.25 | 115
2022/23 | 177.75 | 71.25 | 99
2022/23 | 178.25 | 71.25 | 84
2022/23 | 178.75 | 71.25 | 84
2022/23 | 179.25 | 71.25 | 95
2022/23 | 179.75 | 71.25 | 105
2022/23 | 180.25 | 71.25 | 82
2022/23 | 180.75 | 71.25 | 78
2022/23 | 181.25 | 71.25 | 97
2022/23 | 181.75 | 71.25 | 80
2022/23 | 182.25 | 71.25 | 85
2022/23 | 182.75 | 71.25 | 65
2022/23 | 183.25 | 71.25 | 75
2022/23 | 183.75 | 71.25 | 63
2022/23 | 184.25 | 71.25 | 98
2022/23 | 184.75 | 71.25 | 65
2022/23 | 185.25 | 71.25 | 69
2022/23 | 185.75 | 71.25 | 78
2022/23 | 186.25 | 71.25 | 66
2022/23 | 186.75 | 71.25 | 72
2022/23 | 187.25 | 71.25 | 51
2022/23 | 187.75 | 71.25 | 59
2022/23 | 188.25 | 71.25 | 67
2022/23 | 188.75 | 71.25 | 68
2022/23 | 189.25 | 71.25 | 61
2022/23 | 189.75 | 71.25 | 62
2022/23 | 190.25 | 71.25 | 64
2022/23 | 190.75 | 71.25 | 61
2022/23 | 191.25 | 71.25 | 49
2022/23 | 191.75 | 71.25 | 52
2022/23 | 192.25 | 71.25 | 42
2022/23 | 192.75 | 71.25 | 51
2022/23 | 193.25 | 71.25 | 59
2022/23 | 193.75 | 71.25 | 43
2022/23 | 194.25 | 71.25 | 53
2022/23 | 194.75 | 71.25 | 61
2022/23 | 195.25 | 71.25 | 46
2022/23 | 195.75 | 71.25 | 42
2022/23 | 196.25 | 71.25 | 42
2022/23 | 196.75 | 71.25 | 34
2022/23 | 197.25 | 71.25 | 42
2022/23 | 197.75 | 71.25 | 37
2022/23 | 198.25 | 71.25 | 39
2022/23 | 198.75 | 71.25 | 39
2022/23 | 199.25 | 71.25 | 34
2022/23 | 199.75 | 71.25 | 45
2022/23 | 200.25 | 71.25 | 28
2022/23 | 200.75 | 71.25 | 29
2022/23 | 201.25 | 71.25 | 36
2022/23 | 201.75 | 71.25 | 26
2022/23 | 202.25 | 71.25 | 24
2022/23 | 202.75 | 71.25 | 32
2022/23 | 203.25 | 71.25 | 28
2022/23 | 203.75 | 71.25 | 34
2022/23 | 204.25 | 71.25 | 31
2022/23 | 204.75 | 71.25 | 24
2022/23 | 205.25 | 71.25 | 33
2022/23 | 205.75 | 71.25 | 30
2022/23 | 206.25 | 71.25 | 29
2022/23 | 206.75 | 71.25 | 18
2022/23 | 207.25 | 71.25 | 33
2022/23 | 207.75 | 71.25 | 29
2022/23 | 208.25 | 71.25 | 12
2022/23 | 208.75 | 71.25 | 15
2022/23 | 209.25 | 71.25 | 21
2022/23 | 209.75 | 71.25 | 25
2022/23 | 210.25 | 71.25 | 18
2022/23 | 210.75 | 71.25 | 20
2022/23 | 211.25 | 71.25 | 21
2022/23 | 211.75 | 71.25 | 16
2022/23 | 212.25 | 71.25 | 15
2022/23 | 212.75 | 71.25 | 27
2022/23 | 213.25 | 71.25 | 16
2022/23 | 213.75 | 71.25 | 20
2022/23 | 214.25 | 71.25 | 21
2022/23 | 214.75 | 71.25 | 14
2022/23 | 215.25 | 71.25 | 11
2022/23 | 215.75 | 71.25 | 17
2022/23 | 216.25 | 71.25 | 13
2022/23 | 216.75 | 71.25 | 21
2022/23 | 217.25 | 71.25 | 12
2022/23 | 217.75 | 71.25 | 12
2022/23 | 218.25 | 71.25 | 12
2022/23 | 218.75 | 71.25 | 9
2022/23 | 219.25 | 71.25 | 10
2022/23 | 219.75 | 71.25 | 11
2022/23 | 220.25 | 71.25 | 19
2022/23 | 220.75 | 71.25 | 14
2022/23 | 221.25 | 71.25 | 11
2022/23 | 221.75 | 71.25 | 10
2022/23 | 222.25 | 71.25 | 9
2022/23 | 222.75 | 71.25 | 12
2022/23 | 223.25 | 71.25 | 9
2022/23 | 223.75 | 71.25 | 14
2022/23 | 224.25 | 71.25 | 8
2022/23 | 224.75 | 71.25 | 6
2022/23 | 225.25 | 71.25 | 12
2022/23 | 225.75 | 71.25 | 4
2022/23 | 226.25 | 71.25 | 12
2022/23 | 226.75 | 71.25 | 8
2022/23 | 227.25 | 71.25 | 13
2022/23 | 227.75 | 71.25 | 9
2022/23 | 228.25 | 71.25 | 12
2022/23 | 228.75 | 71.25 | 9
2022/23 | 229.25 | 71.25 | 9
2022/23 | 229.75 | 71.25 | 9
2022/23 | 230.25 | 71.25 | 10
2022/23 | 230.75 | 71.25 | 10
2022/23 | 231.25 | 71.25 | 8
2022/23 | 231.75 | 71.25 | 6
2022/23 | 232.25 | 71.25 | 6
2022/23 | 232.75 | 71.25 | 7
2022/23 | 233.25 | 71.25 | 10
2022/23 | 233.75 | 71.25 | 6
2022/23 | 234.25 | 71.25 | 10
2022/23 | 234.75 | 71.25 | 4
2022/23 | 235.25 | 71.25 | 10
2022/23 | 235.75 | 71.25 | 5
2022/23 | 236.25 | 71.25 | 8
2022/23 | 236.75 | 71.25 | 9
2022/23 | 237.25 | 71.25 | 2
2022/23 | 237.75 | 71.25 | 4
2022/23 | 238.25 | 71.25 | 5
2022/23 | 238.75 | 71.25 | 4
2022/23 | 239.25 | 71.25 | 5
2022/23 | 239.75 | 71.25 | 3
2022/23 | 240.25 | 71.25 | 7
2022/23 | 240.75 | 71.25 | 5
2022/23 | 241.25 | 71.25 | 8
2022/23 | 241.75 | 71.25 | 5
2022/23 | 242.25 | 71.25 | 5
2022/23 | 242.75 | 71.25 | 6
2022/23 | 243.25 | 71.25 | 7
2022/23 | 243.75 | 71.25 | 3
2022/23 | 244.25 | 71.25 | 4
2022/23 | 244.75 | 71.25 | 3
2022/23 | 245.25 | 71.25 | 5
2022/23 | 245.75 | 71.25 | 7
2022/23 | 246.25 | 71.25 | 6
2022/23 | 246.75 | 71.25 | 6
2022/23 | 247.25 | 71.25 | 2
2022/23 | 247.75 | 71.25 | 3
2022/23 | 248.25 | 71.25 | 3
2022/23 | 248.75 | 71.25 | 2
2022/23 | 249.25 | 71.25 | 6
2022/23 | 249.75 | 71.25 | 6
2022/23 | 250.25 | 71.25 | 3
2022/23 | 250.75 | 71.25 | 8
2022/23 | 251.25 | 71.25 | 3
2022/23 | 251.75 | 71.25 | 8
2022/23 | 252.25 | 71.25 | 6
2022/23 | 252.75 | 71.25 | 2
2022/23 | 253.25 | 71.25 | 2
2022/23 | 253.75 | 71.25 | 2
2022/23 | 254.25 | 71.25 | 5
2022/23 | 254.75 | 71.25 | 1
2022/23 | 255.25 | 71.25 | 6
2022/23 | 255.75 | 71.25 | 5
2022/23 | 256.25 | 71.25 | 2
2022/23 | 256.75 | 71.25 | 2
2022/23 | 257.25 | 71.25 | 5
2022/23 | 257.75 | 71.25 | 8
2022/23 | 258.25 | 71.25 | 4
2022/23 | 258.75 | 71.25 | 3
2022/23 | 259.25 | 71.25 | 3
2022/23 | 259.75 | 71.25 | 7
2022/23 | 260.25 | 71.25 | 3
2022/23 | 260.75 | 71.25 | 2
2022/23 | 261.25 | 71.25 | 1
2022/23 | 261.75 | 71.25 | 1
2022/23 | 262.25 | 71.25 | 3
2022/23 | 262.75 | 71.25 | 2
2022/23 | 263.25 | 71.25 | 2
2022/23 | 263.75 | 71.25 | 2
2022/23 | 264.25 | 71.25 | 3
2022/23 | 264.75 | 71.25 | 3
2022/23 | 265.25 | 71.25 | 1
2022/23 | 265.75 | 71.25 | 3
2022/23 | 266.25 | 71.25 | 4
2022/23 | 266.75 | 71.25 | 4
2022/23 | 267.25 | 71.25 | 5
2022/23 | 267.75 | 71.25 | 3
2022/23 | 268.25 | 71.25 | 5
2022/23 | 268.75 | 71.25 | 1
2022/23 | 269.75 | 71.25 | 4
2022/23 | 270.75 | 71.25 | 3
2022/23 | 271.25 | 71.25 | 3
2022/23 | 271.75 | 71.25 | 1
2022/23 | 272.25 | 71.25 | 2
2022/23 | 272.75 | 71.25 | 4
2022/23 | 273.25 | 71.25 | 1
2022/23 | 273.75 | 71.25 | 1
2022/23 | 274.25 | 71.25 | 1
2022/23 | 274.75 | 71.25 | 1
2022/23 | 275.25 | 71.25 | 3
2022/23 | 275.75 | 71.25 | 2
2022/23 | 276.25 | 71.25 | 1
2022/23 | 276.75 | 71.25 | 1
2022/23 | 277.25 | 71.25 | 1
2022/23 | 278.25 | 71.25 | 5
2022/23 | 278.75 | 71.25 | 3
2022/23 | 279.25 | 71.25 | 2
2022/23 | 280.25 | 71.25 | 2
2022/23 | 280.75 | 71.25 | 1
2022/23 | 281.25 | 71.25 | 1
2022/23 | 281.75 | 71.25 | 1
2022/23 | 282.25 | 71.25 | 2
2022/23 | 282.75 | 71.25 | 5
2022/23 | 283.25 | 71.25 | 1
2022/23 | 284.25 | 71.25 | 1
2022/23 | 284.75 | 71.25 | 2
2022/23 | 285.25 | 71.25 | 3
2022/23 | 286.25 | 71.25 | 2
2022/23 | 286.75 | 71.25 | 1
2022/23 | 287.75 | 71.25 | 2
2022/23 | 290.75 | 71.25 | 2
2022/23 | 291.75 | 71.25 | 2
2022/23 | 292.25 | 71.25 | 1
2022/23 | 292.75 | 71.25 | 1
2022/23 | 294.25 | 71.25 | 1
2022/23 | 295.25 | 71.25 | 2
2022/23 | 299.25 | 71.25 | 2
2022/23 | 299.75 | 71.25 | 1
2022/23 | 300.75 | 71.25 | 2
2022/23 | 301.75 | 71.25 | 1
2022/23 | 302.25 | 71.25 | 1
2022/23 | 304.75 | 71.25 | 2
2022/23 | 305.25 | 71.25 | 2
2022/23 | 308.75 | 71.25 | 1
2022/23 | 309.25 | 71.25 | 1
2022/23 | 309.75 | 71.25 | 1
2022/23 | 310.75 | 71.25 | 2
2022/23 | 314.25 | 71.25 | 1
2022/23 | 314.75 | 71.25 | 1
2022/23 | 315.75 | 71.25 | 1
2022/23 | 323.25 | 71.25 | 2
2022/23 | 330.75 | 71.25 | 1
2022/23 | 332.75 | 71.25 | 1
2022/23 | 335.75 | 71.25 | 1
2022/23 | 337.25 | 71.25 | 1
2022/23 | 344.25 | 71.25 | 1
2022/23 | 353.25 | 71.25 | 1
2022/23 | 104.25 | 71.75 | 1
2022/23 | 105.25 | 71.75 | 1
2022/23 | 110.75 | 71.75 | 1
2022/23 | 112.25 | 71.75 | 1
2022/23 | 112.75 | 71.75 | 1
2022/23 | 113.75 | 71.75 | 2
2022/23 | 114.75 | 71.75 | 1
2022/23 | 115.25 | 71.75 | 3
2022/23 | 115.75 | 71.75 | 2
2022/23 | 116.25 | 71.75 | 3
2022/23 | 116.75 | 71.75 | 1
2022/23 | 117.25 | 71.75 | 5
2022/23 | 117.75 | 71.75 | 7
2022/23 | 118.25 | 71.75 | 6
2022/23 | 118.75 | 71.75 | 6
2022/23 | 119.25 | 71.75 | 8
2022/23 | 119.75 | 71.75 | 5
2022/23 | 120.25 | 71.75 | 8
2022/23 | 120.75 | 71.75 | 6
2022/23 | 121.25 | 71.75 | 17
2022/23 | 121.75 | 71.75 | 13
2022/23 | 122.25 | 71.75 | 9
2022/23 | 122.75 | 71.75 | 6
2022/23 | 123.25 | 71.75 | 8
2022/23 | 123.75 | 71.75 | 13
2022/23 | 124.25 | 71.75 | 20
2022/23 | 124.75 | 71.75 | 17
2022/23 | 125.25 | 71.75 | 21
2022/23 | 125.75 | 71.75 | 17
2022/23 | 126.25 | 71.75 | 22
2022/23 | 126.75 | 71.75 | 21
2022/23 | 127.25 | 71.75 | 21
2022/23 | 127.75 | 71.75 | 28
2022/23 | 128.25 | 71.75 | 35
2022/23 | 128.75 | 71.75 | 29
2022/23 | 129.25 | 71.75 | 39
2022/23 | 129.75 | 71.75 | 36
2022/23 | 130.25 | 71.75 | 33
2022/23 | 130.75 | 71.75 | 45
2022/23 | 131.25 | 71.75 | 38
2022/23 | 131.75 | 71.75 | 36
2022/23 | 132.25 | 71.75 | 42
2022/23 | 132.75 | 71.75 | 40
2022/23 | 133.25 | 71.75 | 62
2022/23 | 133.75 | 71.75 | 56
2022/23 | 134.25 | 71.75 | 56
2022/23 | 134.75 | 71.75 | 60
2022/23 | 135.25 | 71.75 | 66
2022/23 | 135.75 | 71.75 | 69
2022/23 | 136.25 | 71.75 | 66
2022/23 | 136.75 | 71.75 | 60
2022/23 | 137.25 | 71.75 | 61
2022/23 | 137.75 | 71.75 | 70
2022/23 | 138.25 | 71.75 | 84
2022/23 | 138.75 | 71.75 | 79
2022/23 | 139.25 | 71.75 | 76
2022/23 | 139.75 | 71.75 | 74
2022/23 | 140.25 | 71.75 | 108
2022/23 | 140.75 | 71.75 | 96
2022/23 | 141.25 | 71.75 | 94
2022/23 | 141.75 | 71.75 | 96
2022/23 | 142.25 | 71.75 | 105
2022/23 | 142.75 | 71.75 | 97
2022/23 | 143.25 | 71.75 | 98
2022/23 | 143.75 | 71.75 | 100
2022/23 | 144.25 | 71.75 | 117
2022/23 | 144.75 | 71.75 | 121
2022/23 | 145.25 | 71.75 | 133
2022/23 | 145.75 | 71.75 | 124
2022/23 | 146.25 | 71.75 | 109
2022/23 | 146.75 | 71.75 | 112
2022/23 | 147.25 | 71.75 | 122
2022/23 | 147.75 | 71.75 | 111
2022/23 | 148.25 | 71.75 | 113
2022/23 | 148.75 | 71.75 | 135
2022/23 | 149.25 | 71.75 | 120
2022/23 | 149.75 | 71.75 | 138
2022/23 | 150.25 | 71.75 | 126
2022/23 | 150.75 | 71.75 | 120
2022/23 | 151.25 | 71.75 | 121
2022/23 | 151.75 | 71.75 | 111
2022/23 | 152.25 | 71.75 | 137
2022/23 | 152.75 | 71.75 | 127
2022/23 | 153.25 | 71.75 | 119
2022/23 | 153.75 | 71.75 | 145
2022/23 | 154.25 | 71.75 | 128
2022/23 | 154.75 | 71.75 | 125
2022/23 | 155.25 | 71.75 | 138
2022/23 | 155.75 | 71.75 | 159
2022/23 | 156.25 | 71.75 | 149
2022/23 | 156.75 | 71.75 | 145
2022/23 | 157.25 | 71.75 | 164
2022/23 | 157.75 | 71.75 | 139
2022/23 | 158.25 | 71.75 | 144
2022/23 | 158.75 | 71.75 | 119
2022/23 | 159.25 | 71.75 | 131
2022/23 | 159.75 | 71.75 | 146
2022/23 | 160.25 | 71.75 | 136
2022/23 | 160.75 | 71.75 | 138
2022/23 | 161.25 | 71.75 | 142
2022/23 | 161.75 | 71.75 | 171
2022/23 | 162.25 | 71.75 | 140
2022/23 | 162.75 | 71.75 | 153
2022/23 | 163.25 | 71.75 | 134
2022/23 | 163.75 | 71.75 | 134
2022/23 | 164.25 | 71.75 | 132
2022/23 | 164.75 | 71.75 | 148
2022/23 | 165.25 | 71.75 | 140
2022/23 | 165.75 | 71.75 | 126
2022/23 | 166.25 | 71.75 | 148
2022/23 | 166.75 | 71.75 | 135
2022/23 | 167.25 | 71.75 | 141
2022/23 | 167.75 | 71.75 | 135
2022/23 | 168.25 | 71.75 | 121
2022/23 | 168.75 | 71.75 | 137
2022/23 | 169.25 | 71.75 | 131
2022/23 | 169.75 | 71.75 | 127
2022/23 | 170.25 | 71.75 | 99
2022/23 | 170.75 | 71.75 | 120
2022/23 | 171.25 | 71.75 | 118
2022/23 | 171.75 | 71.75 | 117
2022/23 | 172.25 | 71.75 | 130
2022/23 | 172.75 | 71.75 | 135
2022/23 | 173.25 | 71.75 | 112
2022/23 | 173.75 | 71.75 | 114
2022/23 | 174.25 | 71.75 | 99
2022/23 | 174.75 | 71.75 | 95
2022/23 | 175.25 | 71.75 | 118
2022/23 | 175.75 | 71.75 | 103
2022/23 | 176.25 | 71.75 | 115
2022/23 | 176.75 | 71.75 | 106
2022/23 | 177.25 | 71.75 | 71
2022/23 | 177.75 | 71.75 | 111
2022/23 | 178.25 | 71.75 | 104
2022/23 | 178.75 | 71.75 | 105
2022/23 | 179.25 | 71.75 | 93
2022/23 | 179.75 | 71.75 | 87
2022/23 | 180.25 | 71.75 | 101
2022/23 | 180.75 | 71.75 | 68
2022/23 | 181.25 | 71.75 | 89
2022/23 | 181.75 | 71.75 | 96
2022/23 | 182.25 | 71.75 | 86
2022/23 | 182.75 | 71.75 | 88
2022/23 | 183.25 | 71.75 | 91
2022/23 | 183.75 | 71.75 | 93
2022/23 | 184.25 | 71.75 | 73
2022/23 | 184.75 | 71.75 | 82
2022/23 | 185.25 | 71.75 | 70
2022/23 | 185.75 | 71.75 | 70
2022/23 | 186.25 | 71.75 | 88
2022/23 | 186.75 | 71.75 | 82
2022/23 | 187.25 | 71.75 | 55
2022/23 | 187.75 | 71.75 | 63
2022/23 | 188.25 | 71.75 | 63
2022/23 | 188.75 | 71.75 | 67
2022/23 | 189.25 | 71.75 | 50
2022/23 | 189.75 | 71.75 | 52
2022/23 | 190.25 | 71.75 | 66
2022/23 | 190.75 | 71.75 | 67
2022/23 | 191.25 | 71.75 | 55
2022/23 | 191.75 | 71.75 | 50
2022/23 | 192.25 | 71.75 | 52
2022/23 | 192.75 | 71.75 | 72
2022/23 | 193.25 | 71.75 | 45
2022/23 | 193.75 | 71.75 | 48
2022/23 | 194.25 | 71.75 | 49
2022/23 | 194.75 | 71.75 | 31
2022/23 | 195.25 | 71.75 | 46
2022/23 | 195.75 | 71.75 | 46
2022/23 | 196.25 | 71.75 | 55
2022/23 | 196.75 | 71.75 | 30
2022/23 | 197.25 | 71.75 | 34
2022/23 | 197.75 | 71.75 | 41
2022/23 | 198.25 | 71.75 | 49
2022/23 | 198.75 | 71.75 | 42
2022/23 | 199.25 | 71.75 | 40
2022/23 | 199.75 | 71.75 | 26
2022/23 | 200.25 | 71.75 | 36
2022/23 | 200.75 | 71.75 | 39
2022/23 | 201.25 | 71.75 | 46
2022/23 | 201.75 | 71.75 | 28
2022/23 | 202.25 | 71.75 | 38
2022/23 | 202.75 | 71.75 | 18
2022/23 | 203.25 | 71.75 | 30
2022/23 | 203.75 | 71.75 | 39
2022/23 | 204.25 | 71.75 | 39
2022/23 | 204.75 | 71.75 | 27
2022/23 | 205.25 | 71.75 | 28
2022/23 | 205.75 | 71.75 | 33
2022/23 | 206.25 | 71.75 | 28
2022/23 | 206.75 | 71.75 | 22
2022/23 | 207.25 | 71.75 | 21
2022/23 | 207.75 | 71.75 | 20
2022/23 | 208.25 | 71.75 | 29
2022/23 | 208.75 | 71.75 | 18
2022/23 | 209.25 | 71.75 | 27
2022/23 | 209.75 | 71.75 | 23
2022/23 | 210.25 | 71.75 | 18
2022/23 | 210.75 | 71.75 | 26
2022/23 | 211.25 | 71.75 | 16
2022/23 | 211.75 | 71.75 | 32
2022/23 | 212.25 | 71.75 | 23
2022/23 | 212.75 | 71.75 | 12
2022/23 | 213.25 | 71.75 | 20
2022/23 | 213.75 | 71.75 | 19
2022/23 | 214.25 | 71.75 | 13
2022/23 | 214.75 | 71.75 | 17
2022/23 | 215.25 | 71.75 | 10
2022/23 | 215.75 | 71.75 | 13
2022/23 | 216.25 | 71.75 | 16
2022/23 | 216.75 | 71.75 | 16
2022/23 | 217.25 | 71.75 | 14
2022/23 | 217.75 | 71.75 | 15
2022/23 | 218.25 | 71.75 | 10
2022/23 | 218.75 | 71.75 | 13
2022/23 | 219.25 | 71.75 | 11
2022/23 | 219.75 | 71.75 | 16
2022/23 | 220.25 | 71.75 | 8
2022/23 | 220.75 | 71.75 | 16
2022/23 | 221.25 | 71.75 | 12
2022/23 | 221.75 | 71.75 | 8
2022/23 | 222.25 | 71.75 | 13
2022/23 | 222.75 | 71.75 | 9
2022/23 | 223.25 | 71.75 | 9
2022/23 | 223.75 | 71.75 | 13
2022/23 | 224.25 | 71.75 | 13
2022/23 | 224.75 | 71.75 | 11
2022/23 | 225.25 | 71.75 | 8
2022/23 | 225.75 | 71.75 | 7
2022/23 | 226.25 | 71.75 | 8
2022/23 | 226.75 | 71.75 | 12
2022/23 | 227.25 | 71.75 | 8
2022/23 | 227.75 | 71.75 | 6
2022/23 | 228.25 | 71.75 | 7
2022/23 | 228.75 | 71.75 | 7
2022/23 | 229.25 | 71.75 | 9
2022/23 | 229.75 | 71.75 | 6
2022/23 | 230.25 | 71.75 | 10
2022/23 | 230.75 | 71.75 | 15
2022/23 | 231.25 | 71.75 | 10
2022/23 | 231.75 | 71.75 | 7
2022/23 | 232.25 | 71.75 | 5
2022/23 | 232.75 | 71.75 | 7
2022/23 | 233.25 | 71.75 | 5
2022/23 | 233.75 | 71.75 | 8
2022/23 | 234.25 | 71.75 | 6
2022/23 | 234.75 | 71.75 | 13
2022/23 | 235.25 | 71.75 | 9
2022/23 | 235.75 | 71.75 | 5
2022/23 | 236.25 | 71.75 | 5
2022/23 | 236.75 | 71.75 | 6
2022/23 | 237.25 | 71.75 | 5
2022/23 | 237.75 | 71.75 | 6
2022/23 | 238.25 | 71.75 | 9
2022/23 | 238.75 | 71.75 | 10
2022/23 | 239.25 | 71.75 | 6
2022/23 | 239.75 | 71.75 | 5
2022/23 | 240.25 | 71.75 | 7
2022/23 | 240.75 | 71.75 | 4
2022/23 | 241.25 | 71.75 | 9
2022/23 | 241.75 | 71.75 | 3
2022/23 | 242.25 | 71.75 | 6
2022/23 | 242.75 | 71.75 | 4
2022/23 | 243.25 | 71.75 | 5
2022/23 | 243.75 | 71.75 | 2
2022/23 | 244.25 | 71.75 | 4
2022/23 | 244.75 | 71.75 | 2
2022/23 | 245.25 | 71.75 | 4
2022/23 | 245.75 | 71.75 | 3
2022/23 | 246.25 | 71.75 | 3
2022/23 | 246.75 | 71.75 | 4
2022/23 | 247.25 | 71.75 | 7
2022/23 | 247.75 | 71.75 | 8
2022/23 | 248.25 | 71.75 | 6
2022/23 | 248.75 | 71.75 | 4
2022/23 | 249.25 | 71.75 | 4
2022/23 | 249.75 | 71.75 | 5
2022/23 | 250.25 | 71.75 | 3
2022/23 | 250.75 | 71.75 | 3
2022/23 | 251.25 | 71.75 | 7
2022/23 | 251.75 | 71.75 | 5
2022/23 | 252.25 | 71.75 | 5
2022/23 | 252.75 | 71.75 | 4
2022/23 | 253.25 | 71.75 | 5
2022/23 | 253.75 | 71.75 | 4
2022/23 | 254.25 | 71.75 | 2
2022/23 | 254.75 | 71.75 | 6
2022/23 | 255.25 | 71.75 | 4
2022/23 | 255.75 | 71.75 | 4
2022/23 | 256.25 | 71.75 | 4
2022/23 | 256.75 | 71.75 | 3
2022/23 | 257.25 | 71.75 | 3
2022/23 | 257.75 | 71.75 | 4
2022/23 | 258.25 | 71.75 | 4
2022/23 | 258.75 | 71.75 | 3
2022/23 | 259.25 | 71.75 | 3
2022/23 | 259.75 | 71.75 | 4
2022/23 | 260.25 | 71.75 | 4
2022/23 | 260.75 | 71.75 | 3
2022/23 | 261.25 | 71.75 | 5
2022/23 | 261.75 | 71.75 | 4
2022/23 | 262.25 | 71.75 | 4
2022/23 | 263.25 | 71.75 | 2
2022/23 | 263.75 | 71.75 | 2
2022/23 | 264.25 | 71.75 | 4
2022/23 | 264.75 | 71.75 | 2
2022/23 | 265.25 | 71.75 | 7
2022/23 | 265.75 | 71.75 | 3
2022/23 | 266.25 | 71.75 | 3
2022/23 | 266.75 | 71.75 | 3
2022/23 | 267.25 | 71.75 | 1
2022/23 | 267.75 | 71.75 | 2
2022/23 | 268.75 | 71.75 | 3
2022/23 | 269.25 | 71.75 | 2
2022/23 | 269.75 | 71.75 | 5
2022/23 | 270.25 | 71.75 | 5
2022/23 | 270.75 | 71.75 | 2
2022/23 | 271.25 | 71.75 | 5
2022/23 | 271.75 | 71.75 | 2
2022/23 | 272.25 | 71.75 | 5
2022/23 | 272.75 | 71.75 | 4
2022/23 | 273.25 | 71.75 | 4
2022/23 | 273.75 | 71.75 | 3
2022/23 | 274.25 | 71.75 | 4
2022/23 | 274.75 | 71.75 | 1
2022/23 | 275.25 | 71.75 | 2
2022/23 | 275.75 | 71.75 | 4
2022/23 | 276.25 | 71.75 | 5
2022/23 | 276.75 | 71.75 | 2
2022/23 | 277.25 | 71.75 | 1
2022/23 | 277.75 | 71.75 | 1
2022/23 | 278.25 | 71.75 | 5
2022/23 | 279.25 | 71.75 | 2
2022/23 | 279.75 | 71.75 | 5
2022/23 | 280.25 | 71.75 | 3
2022/23 | 280.75 | 71.75 | 1
2022/23 | 281.25 | 71.75 | 2
2022/23 | 281.75 | 71.75 | 2
2022/23 | 282.25 | 71.75 | 2
2022/23 | 282.75 | 71.75 | 2
2022/23 | 284.25 | 71.75 | 3
2022/23 | 284.75 | 71.75 | 2
2022/23 | 285.25 | 71.75 | 2
2022/23 | 285.75 | 71.75 | 1
2022/23 | 286.75 | 71.75 | 1
2022/23 | 287.25 | 71.75 | 1
2022/23 | 287.75 | 71.75 | 2
2022/23 | 288.25 | 71.75 | 4
2022/23 | 288.75 | 71.75 | 3
2022/23 | 289.25 | 71.75 | 1
2022/23 | 289.75 | 71.75 | 3
2022/23 | 290.25 | 71.75 | 2
2022/23 | 290.75 | 71.75 | 3
2022/23 | 291.25 | 71.75 | 2
2022/23 | 291.75 | 71.75 | 1
2022/23 | 292.25 | 71.75 | 1
2022/23 | 292.75 | 71.75 | 2
2022/23 | 294.25 | 71.75 | 1
2022/23 | 294.75 | 71.75 | 1
2022/23 | 295.25 | 71.75 | 3
2022/23 | 296.25 | 71.75 | 2
2022/23 | 296.75 | 71.75 | 2
2022/23 | 297.25 | 71.75 | 1
2022/23 | 297.75 | 71.75 | 1
2022/23 | 298.75 | 71.75 | 1
2022/23 | 299.25 | 71.75 | 1
2022/23 | 301.25 | 71.75 | 1
2022/23 | 301.75 | 71.75 | 1
2022/23 | 303.25 | 71.75 | 2
2022/23 | 304.25 | 71.75 | 1
2022/23 | 305.75 | 71.75 | 1
2022/23 | 307.25 | 71.75 | 1
2022/23 | 308.25 | 71.75 | 1
2022/23 | 308.75 | 71.75 | 1
2022/23 | 310.25 | 71.75 | 1
2022/23 | 310.75 | 71.75 | 2
2022/23 | 312.25 | 71.75 | 1
2022/23 | 313.75 | 71.75 | 1
2022/23 | 317.75 | 71.75 | 1
2022/23 | 322.75 | 71.75 | 1
2022/23 | 323.75 | 71.75 | 1
2022/23 | 325.25 | 71.75 | 1
2022/23 | 327.25 | 71.75 | 1
2022/23 | 330.25 | 71.75 | 1
2022/23 | 330.75 | 71.75 | 1
2022/23 | 333.75 | 71.75 | 1
2022/23 | 337.25 | 71.75 | 1
2022/23 | 340.75 | 71.75 | 1
2022/23 | 344.75 | 71.75 | 1
2022/23 | 347.75 | 71.75 | 1
2022/23 | 349.75 | 71.75 | 1
2022/23 | 355.75 | 71.75 | 1
2022/23 | 362.75 | 71.75 | 1
2022/23 | 372.75 | 71.75 | 1
2022/23 | 402.25 | 71.75 | 1
2022/23 | 105.25 | 72.25 | 1
2022/23 | 110.75 | 72.25 | 1
2022/23 | 111.25 | 72.25 | 1
2022/23 | 111.75 | 72.25 | 1
2022/23 | 113.75 | 72.25 | 2
2022/23 | 114.25 | 72.25 | 1
2022/23 | 114.75 | 72.25 | 1
2022/23 | 115.25 | 72.25 | 4
2022/23 | 115.75 | 72.25 | 4
2022/23 | 116.25 | 72.25 | 5
2022/23 | 116.75 | 72.25 | 4
2022/23 | 117.25 | 72.25 | 5
2022/23 | 117.75 | 72.25 | 7
2022/23 | 118.25 | 72.25 | 6
2022/23 | 118.75 | 72.25 | 4
2022/23 | 119.25 | 72.25 | 11
2022/23 | 119.75 | 72.25 | 9
2022/23 | 120.25 | 72.25 | 6
2022/23 | 120.75 | 72.25 | 9
2022/23 | 121.25 | 72.25 | 7
2022/23 | 121.75 | 72.25 | 11
2022/23 | 122.25 | 72.25 | 10
2022/23 | 122.75 | 72.25 | 11
2022/23 | 123.25 | 72.25 | 21
2022/23 | 123.75 | 72.25 | 16
2022/23 | 124.25 | 72.25 | 9
2022/23 | 124.75 | 72.25 | 24
2022/23 | 125.25 | 72.25 | 16
2022/23 | 125.75 | 72.25 | 21
2022/23 | 126.25 | 72.25 | 8
2022/23 | 126.75 | 72.25 | 19
2022/23 | 127.25 | 72.25 | 28
2022/23 | 127.75 | 72.25 | 28
2022/23 | 128.25 | 72.25 | 31
2022/23 | 128.75 | 72.25 | 31
2022/23 | 129.25 | 72.25 | 34
2022/23 | 129.75 | 72.25 | 37
2022/23 | 130.25 | 72.25 | 34
2022/23 | 130.75 | 72.25 | 38
2022/23 | 131.25 | 72.25 | 39
2022/23 | 131.75 | 72.25 | 49
2022/23 | 132.25 | 72.25 | 55
2022/23 | 132.75 | 72.25 | 64
2022/23 | 133.25 | 72.25 | 39
2022/23 | 133.75 | 72.25 | 56
2022/23 | 134.25 | 72.25 | 56
2022/23 | 134.75 | 72.25 | 58
2022/23 | 135.25 | 72.25 | 70
2022/23 | 135.75 | 72.25 | 60
2022/23 | 136.25 | 72.25 | 61
2022/23 | 136.75 | 72.25 | 62
2022/23 | 137.25 | 72.25 | 59
2022/23 | 137.75 | 72.25 | 81
2022/23 | 138.25 | 72.25 | 79
2022/23 | 138.75 | 72.25 | 75
2022/23 | 139.25 | 72.25 | 64
2022/23 | 139.75 | 72.25 | 82
2022/23 | 140.25 | 72.25 | 83
2022/23 | 140.75 | 72.25 | 90
2022/23 | 141.25 | 72.25 | 103
2022/23 | 141.75 | 72.25 | 97
2022/23 | 142.25 | 72.25 | 97
2022/23 | 142.75 | 72.25 | 92
2022/23 | 143.25 | 72.25 | 114
2022/23 | 143.75 | 72.25 | 113
2022/23 | 144.25 | 72.25 | 122
2022/23 | 144.75 | 72.25 | 115
2022/23 | 145.25 | 72.25 | 98
2022/23 | 145.75 | 72.25 | 112
2022/23 | 146.25 | 72.25 | 114
2022/23 | 146.75 | 72.25 | 144
2022/23 | 147.25 | 72.25 | 117
2022/23 | 147.75 | 72.25 | 115
2022/23 | 148.25 | 72.25 | 123
2022/23 | 148.75 | 72.25 | 131
2022/23 | 149.25 | 72.25 | 120
2022/23 | 149.75 | 72.25 | 135
2022/23 | 150.25 | 72.25 | 116
2022/23 | 150.75 | 72.25 | 133
2022/23 | 151.25 | 72.25 | 137
2022/23 | 151.75 | 72.25 | 129
2022/23 | 152.25 | 72.25 | 143
2022/23 | 152.75 | 72.25 | 146
2022/23 | 153.25 | 72.25 | 139
2022/23 | 153.75 | 72.25 | 168
2022/23 | 154.25 | 72.25 | 145
2022/23 | 154.75 | 72.25 | 134
2022/23 | 155.25 | 72.25 | 148
2022/23 | 155.75 | 72.25 | 141
2022/23 | 156.25 | 72.25 | 147
2022/23 | 156.75 | 72.25 | 154
2022/23 | 157.25 | 72.25 | 167
2022/23 | 157.75 | 72.25 | 134
2022/23 | 158.25 | 72.25 | 144
2022/23 | 158.75 | 72.25 | 150
2022/23 | 159.25 | 72.25 | 138
2022/23 | 159.75 | 72.25 | 162
2022/23 | 160.25 | 72.25 | 138
2022/23 | 160.75 | 72.25 | 141
2022/23 | 161.25 | 72.25 | 126
2022/23 | 161.75 | 72.25 | 143
2022/23 | 162.25 | 72.25 | 141
2022/23 | 162.75 | 72.25 | 153
2022/23 | 163.25 | 72.25 | 147
2022/23 | 163.75 | 72.25 | 158
2022/23 | 164.25 | 72.25 | 156
2022/23 | 164.75 | 72.25 | 147
2022/23 | 165.25 | 72.25 | 150
2022/23 | 165.75 | 72.25 | 138
2022/23 | 166.25 | 72.25 | 150
2022/23 | 166.75 | 72.25 | 148
2022/23 | 167.25 | 72.25 | 136
2022/23 | 167.75 | 72.25 | 143
2022/23 | 168.25 | 72.25 | 137
2022/23 | 168.75 | 72.25 | 122
2022/23 | 169.25 | 72.25 | 142
2022/23 | 169.75 | 72.25 | 138
2022/23 | 170.25 | 72.25 | 135
2022/23 | 170.75 | 72.25 | 155
2022/23 | 171.25 | 72.25 | 138
2022/23 | 171.75 | 72.25 | 122
2022/23 | 172.25 | 72.25 | 112
2022/23 | 172.75 | 72.25 | 121
2022/23 | 173.25 | 72.25 | 123
2022/23 | 173.75 | 72.25 | 120
2022/23 | 174.25 | 72.25 | 116
2022/23 | 174.75 | 72.25 | 123
2022/23 | 175.25 | 72.25 | 115
2022/23 | 175.75 | 72.25 | 121
2022/23 | 176.25 | 72.25 | 109
2022/23 | 176.75 | 72.25 | 117
2022/23 | 177.25 | 72.25 | 107
2022/23 | 177.75 | 72.25 | 104
2022/23 | 178.25 | 72.25 | 109
2022/23 | 178.75 | 72.25 | 95
2022/23 | 179.25 | 72.25 | 95
2022/23 | 179.75 | 72.25 | 95
2022/23 | 180.25 | 72.25 | 95
2022/23 | 180.75 | 72.25 | 105
2022/23 | 181.25 | 72.25 | 98
2022/23 | 181.75 | 72.25 | 86
2022/23 | 182.25 | 72.25 | 93
2022/23 | 182.75 | 72.25 | 84
2022/23 | 183.25 | 72.25 | 92
2022/23 | 183.75 | 72.25 | 86
2022/23 | 184.25 | 72.25 | 91
2022/23 | 184.75 | 72.25 | 86
2022/23 | 185.25 | 72.25 | 79
2022/23 | 185.75 | 72.25 | 76
2022/23 | 186.25 | 72.25 | 62
2022/23 | 186.75 | 72.25 | 81
2022/23 | 187.25 | 72.25 | 71
2022/23 | 187.75 | 72.25 | 71
2022/23 | 188.25 | 72.25 | 64
2022/23 | 188.75 | 72.25 | 67
2022/23 | 189.25 | 72.25 | 61
2022/23 | 189.75 | 72.25 | 58
2022/23 | 190.25 | 72.25 | 76
2022/23 | 190.75 | 72.25 | 57
2022/23 | 191.25 | 72.25 | 72
2022/23 | 191.75 | 72.25 | 62
2022/23 | 192.25 | 72.25 | 58
2022/23 | 192.75 | 72.25 | 48
2022/23 | 193.25 | 72.25 | 48
2022/23 | 193.75 | 72.25 | 61
2022/23 | 194.25 | 72.25 | 48
2022/23 | 194.75 | 72.25 | 40
2022/23 | 195.25 | 72.25 | 50
2022/23 | 195.75 | 72.25 | 48
2022/23 | 196.25 | 72.25 | 57
2022/23 | 196.75 | 72.25 | 48
2022/23 | 197.25 | 72.25 | 45
2022/23 | 197.75 | 72.25 | 49
2022/23 | 198.25 | 72.25 | 31
2022/23 | 198.75 | 72.25 | 32
2022/23 | 199.25 | 72.25 | 28
2022/23 | 199.75 | 72.25 | 41
2022/23 | 200.25 | 72.25 | 34
2022/23 | 200.75 | 72.25 | 40
2022/23 | 201.25 | 72.25 | 29
2022/23 | 201.75 | 72.25 | 29
2022/23 | 202.25 | 72.25 | 36
2022/23 | 202.75 | 72.25 | 31
2022/23 | 203.25 | 72.25 | 29
2022/23 | 203.75 | 72.25 | 33
2022/23 | 204.25 | 72.25 | 37
2022/23 | 204.75 | 72.25 | 28
2022/23 | 205.25 | 72.25 | 27
2022/23 | 205.75 | 72.25 | 17
2022/23 | 206.25 | 72.25 | 24
2022/23 | 206.75 | 72.25 | 18
2022/23 | 207.25 | 72.25 | 32
2022/23 | 207.75 | 72.25 | 32
2022/23 | 208.25 | 72.25 | 32
2022/23 | 208.75 | 72.25 | 31
2022/23 | 209.25 | 72.25 | 18
2022/23 | 209.75 | 72.25 | 23
2022/23 | 210.25 | 72.25 | 24
2022/23 | 210.75 | 72.25 | 15
2022/23 | 211.25 | 72.25 | 14
2022/23 | 211.75 | 72.25 | 13
2022/23 | 212.25 | 72.25 | 17
2022/23 | 212.75 | 72.25 | 28
2022/23 | 213.25 | 72.25 | 18
2022/23 | 213.75 | 72.25 | 23
2022/23 | 214.25 | 72.25 | 19
2022/23 | 214.75 | 72.25 | 13
2022/23 | 215.25 | 72.25 | 17
2022/23 | 215.75 | 72.25 | 18
2022/23 | 216.25 | 72.25 | 15
2022/23 | 216.75 | 72.25 | 11
2022/23 | 217.25 | 72.25 | 17
2022/23 | 217.75 | 72.25 | 19
2022/23 | 218.25 | 72.25 | 17
2022/23 | 218.75 | 72.25 | 17
2022/23 | 219.25 | 72.25 | 24
2022/23 | 219.75 | 72.25 | 11
2022/23 | 220.25 | 72.25 | 16
2022/23 | 220.75 | 72.25 | 11
2022/23 | 221.25 | 72.25 | 13
2022/23 | 221.75 | 72.25 | 18
2022/23 | 222.25 | 72.25 | 15
2022/23 | 222.75 | 72.25 | 15
2022/23 | 223.25 | 72.25 | 10
2022/23 | 223.75 | 72.25 | 12
2022/23 | 224.25 | 72.25 | 10
2022/23 | 224.75 | 72.25 | 13
2022/23 | 225.25 | 72.25 | 12
2022/23 | 225.75 | 72.25 | 10
2022/23 | 226.25 | 72.25 | 9
2022/23 | 226.75 | 72.25 | 12
2022/23 | 227.25 | 72.25 | 9
2022/23 | 227.75 | 72.25 | 9
2022/23 | 228.25 | 72.25 | 6
2022/23 | 228.75 | 72.25 | 11
2022/23 | 229.25 | 72.25 | 8
2022/23 | 229.75 | 72.25 | 18
2022/23 | 230.25 | 72.25 | 18
2022/23 | 230.75 | 72.25 | 11
2022/23 | 231.25 | 72.25 | 9
2022/23 | 231.75 | 72.25 | 9
2022/23 | 232.25 | 72.25 | 11
2022/23 | 232.75 | 72.25 | 8
2022/23 | 233.25 | 72.25 | 6
2022/23 | 233.75 | 72.25 | 8
2022/23 | 234.25 | 72.25 | 5
2022/23 | 234.75 | 72.25 | 11
2022/23 | 235.25 | 72.25 | 6
2022/23 | 235.75 | 72.25 | 7
2022/23 | 236.25 | 72.25 | 5
2022/23 | 236.75 | 72.25 | 10
2022/23 | 237.25 | 72.25 | 5
2022/23 | 237.75 | 72.25 | 8
2022/23 | 238.25 | 72.25 | 9
2022/23 | 238.75 | 72.25 | 4
2022/23 | 239.25 | 72.25 | 5
2022/23 | 239.75 | 72.25 | 12
2022/23 | 240.25 | 72.25 | 7
2022/23 | 240.75 | 72.25 | 8
2022/23 | 241.25 | 72.25 | 7
2022/23 | 241.75 | 72.25 | 7
2022/23 | 242.25 | 72.25 | 4
2022/23 | 242.75 | 72.25 | 6
2022/23 | 243.25 | 72.25 | 11
2022/23 | 243.75 | 72.25 | 11
2022/23 | 244.25 | 72.25 | 6
2022/23 | 244.75 | 72.25 | 9
2022/23 | 245.25 | 72.25 | 7
2022/23 | 245.75 | 72.25 | 6
2022/23 | 246.25 | 72.25 | 7
2022/23 | 246.75 | 72.25 | 1
2022/23 | 247.25 | 72.25 | 7
2022/23 | 247.75 | 72.25 | 6
2022/23 | 248.25 | 72.25 | 8
2022/23 | 248.75 | 72.25 | 3
2022/23 | 249.25 | 72.25 | 2
2022/23 | 249.75 | 72.25 | 4
2022/23 | 250.25 | 72.25 | 7
2022/23 | 250.75 | 72.25 | 6
2022/23 | 251.25 | 72.25 | 5
2022/23 | 251.75 | 72.25 | 5
2022/23 | 252.25 | 72.25 | 5
2022/23 | 252.75 | 72.25 | 4
2022/23 | 253.25 | 72.25 | 4
2022/23 | 253.75 | 72.25 | 7
2022/23 | 254.25 | 72.25 | 4
2022/23 | 254.75 | 72.25 | 4
2022/23 | 255.25 | 72.25 | 3
2022/23 | 255.75 | 72.25 | 1
2022/23 | 256.25 | 72.25 | 3
2022/23 | 256.75 | 72.25 | 3
2022/23 | 257.25 | 72.25 | 4
2022/23 | 257.75 | 72.25 | 6
2022/23 | 258.25 | 72.25 | 2
2022/23 | 258.75 | 72.25 | 6
2022/23 | 259.25 | 72.25 | 3
2022/23 | 259.75 | 72.25 | 2
2022/23 | 261.25 | 72.25 | 3
2022/23 | 261.75 | 72.25 | 3
2022/23 | 262.25 | 72.25 | 5
2022/23 | 262.75 | 72.25 | 2
2022/23 | 263.25 | 72.25 | 4
2022/23 | 263.75 | 72.25 | 4
2022/23 | 264.25 | 72.25 | 2
2022/23 | 264.75 | 72.25 | 4
2022/23 | 265.25 | 72.25 | 2
2022/23 | 265.75 | 72.25 | 5
2022/23 | 266.25 | 72.25 | 2
2022/23 | 266.75 | 72.25 | 3
2022/23 | 267.25 | 72.25 | 3
2022/23 | 267.75 | 72.25 | 5
2022/23 | 268.25 | 72.25 | 5
2022/23 | 268.75 | 72.25 | 5
2022/23 | 269.25 | 72.25 | 1
2022/23 | 269.75 | 72.25 | 3
2022/23 | 270.25 | 72.25 | 3
2022/23 | 271.25 | 72.25 | 4
2022/23 | 271.75 | 72.25 | 2
2022/23 | 272.25 | 72.25 | 3
2022/23 | 272.75 | 72.25 | 1
2022/23 | 273.25 | 72.25 | 4
2022/23 | 274.25 | 72.25 | 1
2022/23 | 274.75 | 72.25 | 1
2022/23 | 275.25 | 72.25 | 5
2022/23 | 275.75 | 72.25 | 1
2022/23 | 276.25 | 72.25 | 3
2022/23 | 276.75 | 72.25 | 1
2022/23 | 277.25 | 72.25 | 2
2022/23 | 278.25 | 72.25 | 3
2022/23 | 278.75 | 72.25 | 4
2022/23 | 279.25 | 72.25 | 5
2022/23 | 279.75 | 72.25 | 1
2022/23 | 280.25 | 72.25 | 1
2022/23 | 280.75 | 72.25 | 2
2022/23 | 281.25 | 72.25 | 2
2022/23 | 281.75 | 72.25 | 2
2022/23 | 282.25 | 72.25 | 1
2022/23 | 282.75 | 72.25 | 1
2022/23 | 283.25 | 72.25 | 2
2022/23 | 283.75 | 72.25 | 1
2022/23 | 284.25 | 72.25 | 2
2022/23 | 284.75 | 72.25 | 1
2022/23 | 285.25 | 72.25 | 1
2022/23 | 285.75 | 72.25 | 1
2022/23 | 286.75 | 72.25 | 2
2022/23 | 287.25 | 72.25 | 4
2022/23 | 287.75 | 72.25 | 2
2022/23 | 288.75 | 72.25 | 3
2022/23 | 289.25 | 72.25 | 2
2022/23 | 290.25 | 72.25 | 2
2022/23 | 290.75 | 72.25 | 2
2022/23 | 292.75 | 72.25 | 2
2022/23 | 293.25 | 72.25 | 2
2022/23 | 293.75 | 72.25 | 1
2022/23 | 294.25 | 72.25 | 1
2022/23 | 294.75 | 72.25 | 2
2022/23 | 295.25 | 72.25 | 1
2022/23 | 296.25 | 72.25 | 2
2022/23 | 296.75 | 72.25 | 1
2022/23 | 299.25 | 72.25 | 1
2022/23 | 300.75 | 72.25 | 1
2022/23 | 302.75 | 72.25 | 1
2022/23 | 303.75 | 72.25 | 2
2022/23 | 304.75 | 72.25 | 2
2022/23 | 305.25 | 72.25 | 1
2022/23 | 305.75 | 72.25 | 2
2022/23 | 307.75 | 72.25 | 1
2022/23 | 309.75 | 72.25 | 1
2022/23 | 310.25 | 72.25 | 1
2022/23 | 310.75 | 72.25 | 2
2022/23 | 315.75 | 72.25 | 1
2022/23 | 317.75 | 72.25 | 1
2022/23 | 319.75 | 72.25 | 1
2022/23 | 320.25 | 72.25 | 1
2022/23 | 322.75 | 72.25 | 2
2022/23 | 323.75 | 72.25 | 1
2022/23 | 325.25 | 72.25 | 1
2022/23 | 330.25 | 72.25 | 1
2022/23 | 331.75 | 72.25 | 1
2022/23 | 333.75 | 72.25 | 1
2022/23 | 334.75 | 72.25 | 2
2022/23 | 339.75 | 72.25 | 2
2022/23 | 340.75 | 72.25 | 1
2022/23 | 342.25 | 72.25 | 1
2022/23 | 343.75 | 72.25 | 1
2022/23 | 345.25 | 72.25 | 1
2022/23 | 347.75 | 72.25 | 1
2022/23 | 350.75 | 72.25 | 1
2022/23 | 355.25 | 72.25 | 1
2022/23 | 361.75 | 72.25 | 1
2022/23 | 365.25 | 72.25 | 1
2022/23 | 383.75 | 72.25 | 1
2022/23 | 103.75 | 72.75 | 1
2022/23 | 107.75 | 72.75 | 1
2022/23 | 108.25 | 72.75 | 1
2022/23 | 111.25 | 72.75 | 1
2022/23 | 112.75 | 72.75 | 1
2022/23 | 114.75 | 72.75 | 2
2022/23 | 115.25 | 72.75 | 4
2022/23 | 116.25 | 72.75 | 1
2022/23 | 116.75 | 72.75 | 2
2022/23 | 117.25 | 72.75 | 6
2022/23 | 117.75 | 72.75 | 2
2022/23 | 118.25 | 72.75 | 2
2022/23 | 118.75 | 72.75 | 5
2022/23 | 119.25 | 72.75 | 5
2022/23 | 119.75 | 72.75 | 7
2022/23 | 120.25 | 72.75 | 9
2022/23 | 120.75 | 72.75 | 7
2022/23 | 121.25 | 72.75 | 12
2022/23 | 121.75 | 72.75 | 10
2022/23 | 122.25 | 72.75 | 8
2022/23 | 122.75 | 72.75 | 12
2022/23 | 123.25 | 72.75 | 12
2022/23 | 123.75 | 72.75 | 9
2022/23 | 124.25 | 72.75 | 15
2022/23 | 124.75 | 72.75 | 12
2022/23 | 125.25 | 72.75 | 11
2022/23 | 125.75 | 72.75 | 22
2022/23 | 126.25 | 72.75 | 20
2022/23 | 126.75 | 72.75 | 15
2022/23 | 127.25 | 72.75 | 28
2022/23 | 127.75 | 72.75 | 21
2022/23 | 128.25 | 72.75 | 35
2022/23 | 128.75 | 72.75 | 26
2022/23 | 129.25 | 72.75 | 28
2022/23 | 129.75 | 72.75 | 38
2022/23 | 130.25 | 72.75 | 46
2022/23 | 130.75 | 72.75 | 42
2022/23 | 131.25 | 72.75 | 41
2022/23 | 131.75 | 72.75 | 43
2022/23 | 132.25 | 72.75 | 33
2022/23 | 132.75 | 72.75 | 45
2022/23 | 133.25 | 72.75 | 46
2022/23 | 133.75 | 72.75 | 49
2022/23 | 134.25 | 72.75 | 49
2022/23 | 134.75 | 72.75 | 49
2022/23 | 135.25 | 72.75 | 62
2022/23 | 135.75 | 72.75 | 57
2022/23 | 136.25 | 72.75 | 61
2022/23 | 136.75 | 72.75 | 67
2022/23 | 137.25 | 72.75 | 62
2022/23 | 137.75 | 72.75 | 67
2022/23 | 138.25 | 72.75 | 81
2022/23 | 138.75 | 72.75 | 87
2022/23 | 139.25 | 72.75 | 78
2022/23 | 139.75 | 72.75 | 81
2022/23 | 140.25 | 72.75 | 100
2022/23 | 140.75 | 72.75 | 83
2022/23 | 141.25 | 72.75 | 88
2022/23 | 141.75 | 72.75 | 91
2022/23 | 142.25 | 72.75 | 94
2022/23 | 142.75 | 72.75 | 106
2022/23 | 143.25 | 72.75 | 83
2022/23 | 143.75 | 72.75 | 121
2022/23 | 144.25 | 72.75 | 122
2022/23 | 144.75 | 72.75 | 112
2022/23 | 145.25 | 72.75 | 115
2022/23 | 145.75 | 72.75 | 130
2022/23 | 146.25 | 72.75 | 119
2022/23 | 146.75 | 72.75 | 107
2022/23 | 147.25 | 72.75 | 131
2022/23 | 147.75 | 72.75 | 122
2022/23 | 148.25 | 72.75 | 105
2022/23 | 148.75 | 72.75 | 130
2022/23 | 149.25 | 72.75 | 136
2022/23 | 149.75 | 72.75 | 118
2022/23 | 150.25 | 72.75 | 143
2022/23 | 150.75 | 72.75 | 143
2022/23 | 151.25 | 72.75 | 124
2022/23 | 151.75 | 72.75 | 141
2022/23 | 152.25 | 72.75 | 150
2022/23 | 152.75 | 72.75 | 155
2022/23 | 153.25 | 72.75 | 144
2022/23 | 153.75 | 72.75 | 128
2022/23 | 154.25 | 72.75 | 142
2022/23 | 154.75 | 72.75 | 148
2022/23 | 155.25 | 72.75 | 151
2022/23 | 155.75 | 72.75 | 141
2022/23 | 156.25 | 72.75 | 147
2022/23 | 156.75 | 72.75 | 146
2022/23 | 157.25 | 72.75 | 146
2022/23 | 157.75 | 72.75 | 161
2022/23 | 158.25 | 72.75 | 150
2022/23 | 158.75 | 72.75 | 146
2022/23 | 159.25 | 72.75 | 141
2022/23 | 159.75 | 72.75 | 145
2022/23 | 160.25 | 72.75 | 160
2022/23 | 160.75 | 72.75 | 147
2022/23 | 161.25 | 72.75 | 164
2022/23 | 161.75 | 72.75 | 146
2022/23 | 162.25 | 72.75 | 143
2022/23 | 162.75 | 72.75 | 147
2022/23 | 163.25 | 72.75 | 147
2022/23 | 163.75 | 72.75 | 140
2022/23 | 164.25 | 72.75 | 154
2022/23 | 164.75 | 72.75 | 150
2022/23 | 165.25 | 72.75 | 142
2022/23 | 165.75 | 72.75 | 154
2022/23 | 166.25 | 72.75 | 154
2022/23 | 166.75 | 72.75 | 147
2022/23 | 167.25 | 72.75 | 133
2022/23 | 167.75 | 72.75 | 143
2022/23 | 168.25 | 72.75 | 129
2022/23 | 168.75 | 72.75 | 140
2022/23 | 169.25 | 72.75 | 128
2022/23 | 169.75 | 72.75 | 143
2022/23 | 170.25 | 72.75 | 150
2022/23 | 170.75 | 72.75 | 115
2022/23 | 171.25 | 72.75 | 120
2022/23 | 171.75 | 72.75 | 131
2022/23 | 172.25 | 72.75 | 128
2022/23 | 172.75 | 72.75 | 129
2022/23 | 173.25 | 72.75 | 128
2022/23 | 173.75 | 72.75 | 130
2022/23 | 174.25 | 72.75 | 126
2022/23 | 174.75 | 72.75 | 127
2022/23 | 175.25 | 72.75 | 100
2022/23 | 175.75 | 72.75 | 129
2022/23 | 176.25 | 72.75 | 102
2022/23 | 176.75 | 72.75 | 135
2022/23 | 177.25 | 72.75 | 100
2022/23 | 177.75 | 72.75 | 118
2022/23 | 178.25 | 72.75 | 125
2022/23 | 178.75 | 72.75 | 103
2022/23 | 179.25 | 72.75 | 96
2022/23 | 179.75 | 72.75 | 88
2022/23 | 180.25 | 72.75 | 101
2022/23 | 180.75 | 72.75 | 90
2022/23 | 181.25 | 72.75 | 97
2022/23 | 181.75 | 72.75 | 97
2022/23 | 182.25 | 72.75 | 81
2022/23 | 182.75 | 72.75 | 96
2022/23 | 183.25 | 72.75 | 119
2022/23 | 183.75 | 72.75 | 82
2022/23 | 184.25 | 72.75 | 99
2022/23 | 184.75 | 72.75 | 81
2022/23 | 185.25 | 72.75 | 98
2022/23 | 185.75 | 72.75 | 80
2022/23 | 186.25 | 72.75 | 97
2022/23 | 186.75 | 72.75 | 94
2022/23 | 187.25 | 72.75 | 91
2022/23 | 187.75 | 72.75 | 71
2022/23 | 188.25 | 72.75 | 74
2022/23 | 188.75 | 72.75 | 65
2022/23 | 189.25 | 72.75 | 71
2022/23 | 189.75 | 72.75 | 83
2022/23 | 190.25 | 72.75 | 61
2022/23 | 190.75 | 72.75 | 57
2022/23 | 191.25 | 72.75 | 70
2022/23 | 191.75 | 72.75 | 72
2022/23 | 192.25 | 72.75 | 66
2022/23 | 192.75 | 72.75 | 64
2022/23 | 193.25 | 72.75 | 58
2022/23 | 193.75 | 72.75 | 51
2022/23 | 194.25 | 72.75 | 60
2022/23 | 194.75 | 72.75 | 50
2022/23 | 195.25 | 72.75 | 54
2022/23 | 195.75 | 72.75 | 59
2022/23 | 196.25 | 72.75 | 46
2022/23 | 196.75 | 72.75 | 47
2022/23 | 197.25 | 72.75 | 40
2022/23 | 197.75 | 72.75 | 39
2022/23 | 198.25 | 72.75 | 57
2022/23 | 198.75 | 72.75 | 41
2022/23 | 199.25 | 72.75 | 47
2022/23 | 199.75 | 72.75 | 56
2022/23 | 200.25 | 72.75 | 36
2022/23 | 200.75 | 72.75 | 41
2022/23 | 201.25 | 72.75 | 43
2022/23 | 201.75 | 72.75 | 25
2022/23 | 202.25 | 72.75 | 32
2022/23 | 202.75 | 72.75 | 39
2022/23 | 203.25 | 72.75 | 42
2022/23 | 203.75 | 72.75 | 32
2022/23 | 204.25 | 72.75 | 35
2022/23 | 204.75 | 72.75 | 37
2022/23 | 205.25 | 72.75 | 33
2022/23 | 205.75 | 72.75 | 23
2022/23 | 206.25 | 72.75 | 30
2022/23 | 206.75 | 72.75 | 32
2022/23 | 207.25 | 72.75 | 23
2022/23 | 207.75 | 72.75 | 42
2022/23 | 208.25 | 72.75 | 33
2022/23 | 208.75 | 72.75 | 22
2022/23 | 209.25 | 72.75 | 38
2022/23 | 209.75 | 72.75 | 21
2022/23 | 210.25 | 72.75 | 24
2022/23 | 210.75 | 72.75 | 27
2022/23 | 211.25 | 72.75 | 19
2022/23 | 211.75 | 72.75 | 22
2022/23 | 212.25 | 72.75 | 22
2022/23 | 212.75 | 72.75 | 24
2022/23 | 213.25 | 72.75 | 19
2022/23 | 213.75 | 72.75 | 25
2022/23 | 214.25 | 72.75 | 22
2022/23 | 214.75 | 72.75 | 14
2022/23 | 215.25 | 72.75 | 20
2022/23 | 215.75 | 72.75 | 19
2022/23 | 216.25 | 72.75 | 20
2022/23 | 216.75 | 72.75 | 16
2022/23 | 217.25 | 72.75 | 10
2022/23 | 217.75 | 72.75 | 15
2022/23 | 218.25 | 72.75 | 23
2022/23 | 218.75 | 72.75 | 9
2022/23 | 219.25 | 72.75 | 19
2022/23 | 219.75 | 72.75 | 20
2022/23 | 220.25 | 72.75 | 18
2022/23 | 220.75 | 72.75 | 14
2022/23 | 221.25 | 72.75 | 14
2022/23 | 221.75 | 72.75 | 15
2022/23 | 222.25 | 72.75 | 14
2022/23 | 222.75 | 72.75 | 13
2022/23 | 223.25 | 72.75 | 11
2022/23 | 223.75 | 72.75 | 10
2022/23 | 224.25 | 72.75 | 13
2022/23 | 224.75 | 72.75 | 6
2022/23 | 225.25 | 72.75 | 14
2022/23 | 225.75 | 72.75 | 13
2022/23 | 226.25 | 72.75 | 12
2022/23 | 226.75 | 72.75 | 14
2022/23 | 227.25 | 72.75 | 8
2022/23 | 227.75 | 72.75 | 10
2022/23 | 228.25 | 72.75 | 11
2022/23 | 228.75 | 72.75 | 13
2022/23 | 229.25 | 72.75 | 9
2022/23 | 229.75 | 72.75 | 9
2022/23 | 230.25 | 72.75 | 14
2022/23 | 230.75 | 72.75 | 10
2022/23 | 231.25 | 72.75 | 7
2022/23 | 231.75 | 72.75 | 7
2022/23 | 232.25 | 72.75 | 9
2022/23 | 232.75 | 72.75 | 11
2022/23 | 233.25 | 72.75 | 11
2022/23 | 233.75 | 72.75 | 13
2022/23 | 234.25 | 72.75 | 9
2022/23 | 234.75 | 72.75 | 16
2022/23 | 235.25 | 72.75 | 8
2022/23 | 235.75 | 72.75 | 6
2022/23 | 236.25 | 72.75 | 8
2022/23 | 236.75 | 72.75 | 9
2022/23 | 237.25 | 72.75 | 7
2022/23 | 237.75 | 72.75 | 5
2022/23 | 238.25 | 72.75 | 7
2022/23 | 238.75 | 72.75 | 12
2022/23 | 239.25 | 72.75 | 8
2022/23 | 239.75 | 72.75 | 10
2022/23 | 240.25 | 72.75 | 5
2022/23 | 240.75 | 72.75 | 6
2022/23 | 241.25 | 72.75 | 5
2022/23 | 241.75 | 72.75 | 2
2022/23 | 242.25 | 72.75 | 5
2022/23 | 242.75 | 72.75 | 3
2022/23 | 243.25 | 72.75 | 5
2022/23 | 243.75 | 72.75 | 6
2022/23 | 244.25 | 72.75 | 4
2022/23 | 244.75 | 72.75 | 6
2022/23 | 245.25 | 72.75 | 4
2022/23 | 245.75 | 72.75 | 8
2022/23 | 246.25 | 72.75 | 7
2022/23 | 246.75 | 72.75 | 7
2022/23 | 247.25 | 72.75 | 7
2022/23 | 247.75 | 72.75 | 4
2022/23 | 248.25 | 72.75 | 6
2022/23 | 248.75 | 72.75 | 6
2022/23 | 249.25 | 72.75 | 5
2022/23 | 249.75 | 72.75 | 5
2022/23 | 250.25 | 72.75 | 3
2022/23 | 250.75 | 72.75 | 8
2022/23 | 251.25 | 72.75 | 3
2022/23 | 251.75 | 72.75 | 4
2022/23 | 252.25 | 72.75 | 3
2022/23 | 252.75 | 72.75 | 5
2022/23 | 253.25 | 72.75 | 5
2022/23 | 253.75 | 72.75 | 7
2022/23 | 254.25 | 72.75 | 3
2022/23 | 254.75 | 72.75 | 1
2022/23 | 255.25 | 72.75 | 2
2022/23 | 255.75 | 72.75 | 4
2022/23 | 256.25 | 72.75 | 1
2022/23 | 256.75 | 72.75 | 4
2022/23 | 257.25 | 72.75 | 3
2022/23 | 257.75 | 72.75 | 3
2022/23 | 258.25 | 72.75 | 1
2022/23 | 258.75 | 72.75 | 3
2022/23 | 259.25 | 72.75 | 5
2022/23 | 259.75 | 72.75 | 6
2022/23 | 260.25 | 72.75 | 7
2022/23 | 260.75 | 72.75 | 3
2022/23 | 261.25 | 72.75 | 1
2022/23 | 261.75 | 72.75 | 5
2022/23 | 262.25 | 72.75 | 10
2022/23 | 262.75 | 72.75 | 8
2022/23 | 263.25 | 72.75 | 3
2022/23 | 263.75 | 72.75 | 2
2022/23 | 264.25 | 72.75 | 2
2022/23 | 264.75 | 72.75 | 5
2022/23 | 265.25 | 72.75 | 1
2022/23 | 265.75 | 72.75 | 1
2022/23 | 266.25 | 72.75 | 2
2022/23 | 266.75 | 72.75 | 1
2022/23 | 267.25 | 72.75 | 1
2022/23 | 267.75 | 72.75 | 6
2022/23 | 268.25 | 72.75 | 1
2022/23 | 268.75 | 72.75 | 3
2022/23 | 269.25 | 72.75 | 3
2022/23 | 269.75 | 72.75 | 4
2022/23 | 270.25 | 72.75 | 1
2022/23 | 270.75 | 72.75 | 5
2022/23 | 271.25 | 72.75 | 3
2022/23 | 271.75 | 72.75 | 6
2022/23 | 272.25 | 72.75 | 5
2022/23 | 272.75 | 72.75 | 2
2022/23 | 273.75 | 72.75 | 2
2022/23 | 274.25 | 72.75 | 6
2022/23 | 274.75 | 72.75 | 3
2022/23 | 275.25 | 72.75 | 5
2022/23 | 275.75 | 72.75 | 5
2022/23 | 276.25 | 72.75 | 4
2022/23 | 276.75 | 72.75 | 1
2022/23 | 277.25 | 72.75 | 1
2022/23 | 277.75 | 72.75 | 2
2022/23 | 278.75 | 72.75 | 6
2022/23 | 279.25 | 72.75 | 3
2022/23 | 279.75 | 72.75 | 3
2022/23 | 280.25 | 72.75 | 2
2022/23 | 280.75 | 72.75 | 5
2022/23 | 281.25 | 72.75 | 1
2022/23 | 281.75 | 72.75 | 2
2022/23 | 282.25 | 72.75 | 3
2022/23 | 282.75 | 72.75 | 2
2022/23 | 283.25 | 72.75 | 1
2022/23 | 283.75 | 72.75 | 3
2022/23 | 284.25 | 72.75 | 2
2022/23 | 284.75 | 72.75 | 1
2022/23 | 285.25 | 72.75 | 2
2022/23 | 285.75 | 72.75 | 1
2022/23 | 286.25 | 72.75 | 2
2022/23 | 287.25 | 72.75 | 3
2022/23 | 287.75 | 72.75 | 3
2022/23 | 288.25 | 72.75 | 2
2022/23 | 288.75 | 72.75 | 2
2022/23 | 289.25 | 72.75 | 2
2022/23 | 289.75 | 72.75 | 1
2022/23 | 290.75 | 72.75 | 1
2022/23 | 291.25 | 72.75 | 2
2022/23 | 292.25 | 72.75 | 1
2022/23 | 292.75 | 72.75 | 2
2022/23 | 293.25 | 72.75 | 1
2022/23 | 294.25 | 72.75 | 2
2022/23 | 294.75 | 72.75 | 1
2022/23 | 295.25 | 72.75 | 1
2022/23 | 297.75 | 72.75 | 1
2022/23 | 298.25 | 72.75 | 3
2022/23 | 298.75 | 72.75 | 1
2022/23 | 299.25 | 72.75 | 5
2022/23 | 299.75 | 72.75 | 1
2022/23 | 300.75 | 72.75 | 1
2022/23 | 301.75 | 72.75 | 1
2022/23 | 302.25 | 72.75 | 1
2022/23 | 302.75 | 72.75 | 1
2022/23 | 303.25 | 72.75 | 1
2022/23 | 304.75 | 72.75 | 1
2022/23 | 305.25 | 72.75 | 2
2022/23 | 308.25 | 72.75 | 2
2022/23 | 309.75 | 72.75 | 1
2022/23 | 310.75 | 72.75 | 2
2022/23 | 312.25 | 72.75 | 1
2022/23 | 314.25 | 72.75 | 1
2022/23 | 314.75 | 72.75 | 1
2022/23 | 315.25 | 72.75 | 1
2022/23 | 315.75 | 72.75 | 2
2022/23 | 316.25 | 72.75 | 1
2022/23 | 317.25 | 72.75 | 1
2022/23 | 319.25 | 72.75 | 1
2022/23 | 320.75 | 72.75 | 1
2022/23 | 321.25 | 72.75 | 1
2022/23 | 325.25 | 72.75 | 2
2022/23 | 326.25 | 72.75 | 1
2022/23 | 329.25 | 72.75 | 1
2022/23 | 332.25 | 72.75 | 2
2022/23 | 332.75 | 72.75 | 1
2022/23 | 334.25 | 72.75 | 1
2022/23 | 335.75 | 72.75 | 1
2022/23 | 338.75 | 72.75 | 1
2022/23 | 342.25 | 72.75 | 1
2022/23 | 343.25 | 72.75 | 1
2022/23 | 344.75 | 72.75 | 1
2022/23 | 345.75 | 72.75 | 1
2022/23 | 352.75 | 72.75 | 1
2022/23 | 371.75 | 72.75 | 1
2022/23 | 372.25 | 72.75 | 1
2022/23 | 373.25 | 72.75 | 1
2022/23 | 403.25 | 72.75 | 1
2022/23 | 108.25 | 73.25 | 2
2022/23 | 109.75 | 73.25 | 1
2022/23 | 111.25 | 73.25 | 1
2022/23 | 112.25 | 73.25 | 1
2022/23 | 112.75 | 73.25 | 1
2022/23 | 113.25 | 73.25 | 1
2022/23 | 114.75 | 73.25 | 1
2022/23 | 115.25 | 73.25 | 1
2022/23 | 115.75 | 73.25 | 3
2022/23 | 116.25 | 73.25 | 3
2022/23 | 116.75 | 73.25 | 2
2022/23 | 117.25 | 73.25 | 3
2022/23 | 117.75 | 73.25 | 5
2022/23 | 118.25 | 73.25 | 4
2022/23 | 118.75 | 73.25 | 4
2022/23 | 119.75 | 73.25 | 3
2022/23 | 120.25 | 73.25 | 9
2022/23 | 120.75 | 73.25 | 6
2022/23 | 121.25 | 73.25 | 7
2022/23 | 121.75 | 73.25 | 11
2022/23 | 122.25 | 73.25 | 10
2022/23 | 122.75 | 73.25 | 8
2022/23 | 123.25 | 73.25 | 9
2022/23 | 123.75 | 73.25 | 14
2022/23 | 124.25 | 73.25 | 7
2022/23 | 124.75 | 73.25 | 14
2022/23 | 125.25 | 73.25 | 10
2022/23 | 125.75 | 73.25 | 25
2022/23 | 126.25 | 73.25 | 17
2022/23 | 126.75 | 73.25 | 18
2022/23 | 127.25 | 73.25 | 12
2022/23 | 127.75 | 73.25 | 17
2022/23 | 128.25 | 73.25 | 22
2022/23 | 128.75 | 73.25 | 21
2022/23 | 129.25 | 73.25 | 25
2022/23 | 129.75 | 73.25 | 34
2022/23 | 130.25 | 73.25 | 32
2022/23 | 130.75 | 73.25 | 39
2022/23 | 131.25 | 73.25 | 23
2022/23 | 131.75 | 73.25 | 38
2022/23 | 132.25 | 73.25 | 43
2022/23 | 132.75 | 73.25 | 45
2022/23 | 133.25 | 73.25 | 46
2022/23 | 133.75 | 73.25 | 50
2022/23 | 134.25 | 73.25 | 42
2022/23 | 134.75 | 73.25 | 48
2022/23 | 135.25 | 73.25 | 39
2022/23 | 135.75 | 73.25 | 72
2022/23 | 136.25 | 73.25 | 64
2022/23 | 136.75 | 73.25 | 75
2022/23 | 137.25 | 73.25 | 68
2022/23 | 137.75 | 73.25 | 81
2022/23 | 138.25 | 73.25 | 75
2022/23 | 138.75 | 73.25 | 79
2022/23 | 139.25 | 73.25 | 90
2022/23 | 139.75 | 73.25 | 71
2022/23 | 140.25 | 73.25 | 84
2022/23 | 140.75 | 73.25 | 87
2022/23 | 141.25 | 73.25 | 86
2022/23 | 141.75 | 73.25 | 98
2022/23 | 142.25 | 73.25 | 93
2022/23 | 142.75 | 73.25 | 98
2022/23 | 143.25 | 73.25 | 109
2022/23 | 143.75 | 73.25 | 90
2022/23 | 144.25 | 73.25 | 104
2022/23 | 144.75 | 73.25 | 112
2022/23 | 145.25 | 73.25 | 109
2022/23 | 145.75 | 73.25 | 105
2022/23 | 146.25 | 73.25 | 120
2022/23 | 146.75 | 73.25 | 107
2022/23 | 147.25 | 73.25 | 128
2022/23 | 147.75 | 73.25 | 122
2022/23 | 148.25 | 73.25 | 117
2022/23 | 148.75 | 73.25 | 123
2022/23 | 149.25 | 73.25 | 119
2022/23 | 149.75 | 73.25 | 136
2022/23 | 150.25 | 73.25 | 127
2022/23 | 150.75 | 73.25 | 145
2022/23 | 151.25 | 73.25 | 138
2022/23 | 151.75 | 73.25 | 146
2022/23 | 152.25 | 73.25 | 132
2022/23 | 152.75 | 73.25 | 143
2022/23 | 153.25 | 73.25 | 143
2022/23 | 153.75 | 73.25 | 140
2022/23 | 154.25 | 73.25 | 153
2022/23 | 154.75 | 73.25 | 135
2022/23 | 155.25 | 73.25 | 150
2022/23 | 155.75 | 73.25 | 130
2022/23 | 156.25 | 73.25 | 146
2022/23 | 156.75 | 73.25 | 142
2022/23 | 157.25 | 73.25 | 150
2022/23 | 157.75 | 73.25 | 161
2022/23 | 158.25 | 73.25 | 179
2022/23 | 158.75 | 73.25 | 146
2022/23 | 159.25 | 73.25 | 150
2022/23 | 159.75 | 73.25 | 156
2022/23 | 160.25 | 73.25 | 153
2022/23 | 160.75 | 73.25 | 159
2022/23 | 161.25 | 73.25 | 141
2022/23 | 161.75 | 73.25 | 147
2022/23 | 162.25 | 73.25 | 148
2022/23 | 162.75 | 73.25 | 164
2022/23 | 163.25 | 73.25 | 170
2022/23 | 163.75 | 73.25 | 141
2022/23 | 164.25 | 73.25 | 151
2022/23 | 164.75 | 73.25 | 169
2022/23 | 165.25 | 73.25 | 152
2022/23 | 165.75 | 73.25 | 134
2022/23 | 166.25 | 73.25 | 142
2022/23 | 166.75 | 73.25 | 145
2022/23 | 167.25 | 73.25 | 174
2022/23 | 167.75 | 73.25 | 156
2022/23 | 168.25 | 73.25 | 151
2022/23 | 168.75 | 73.25 | 128
2022/23 | 169.25 | 73.25 | 157
2022/23 | 169.75 | 73.25 | 130
2022/23 | 170.25 | 73.25 | 144
2022/23 | 170.75 | 73.25 | 150
2022/23 | 171.25 | 73.25 | 130
2022/23 | 171.75 | 73.25 | 126
2022/23 | 172.25 | 73.25 | 135
2022/23 | 172.75 | 73.25 | 131
2022/23 | 173.25 | 73.25 | 130
2022/23 | 173.75 | 73.25 | 142
2022/23 | 174.25 | 73.25 | 137
2022/23 | 174.75 | 73.25 | 121
2022/23 | 175.25 | 73.25 | 130
2022/23 | 175.75 | 73.25 | 115
2022/23 | 176.25 | 73.25 | 115
2022/23 | 176.75 | 73.25 | 126
2022/23 | 177.25 | 73.25 | 125
2022/23 | 177.75 | 73.25 | 117
2022/23 | 178.25 | 73.25 | 107
2022/23 | 178.75 | 73.25 | 101
2022/23 | 179.25 | 73.25 | 113
2022/23 | 179.75 | 73.25 | 124
2022/23 | 180.25 | 73.25 | 98
2022/23 | 180.75 | 73.25 | 100
2022/23 | 181.25 | 73.25 | 96
2022/23 | 181.75 | 73.25 | 111
2022/23 | 182.25 | 73.25 | 99
2022/23 | 182.75 | 73.25 | 89
2022/23 | 183.25 | 73.25 | 78
2022/23 | 183.75 | 73.25 | 99
2022/23 | 184.25 | 73.25 | 102
2022/23 | 184.75 | 73.25 | 91
2022/23 | 185.25 | 73.25 | 91
2022/23 | 185.75 | 73.25 | 88
2022/23 | 186.25 | 73.25 | 68
2022/23 | 186.75 | 73.25 | 97
2022/23 | 187.25 | 73.25 | 72
2022/23 | 187.75 | 73.25 | 94
2022/23 | 188.25 | 73.25 | 63
2022/23 | 188.75 | 73.25 | 74
2022/23 | 189.25 | 73.25 | 56
2022/23 | 189.75 | 73.25 | 96
2022/23 | 190.25 | 73.25 | 60
2022/23 | 190.75 | 73.25 | 63
2022/23 | 191.25 | 73.25 | 60
2022/23 | 191.75 | 73.25 | 66
2022/23 | 192.25 | 73.25 | 42
2022/23 | 192.75 | 73.25 | 58
2022/23 | 193.25 | 73.25 | 54
2022/23 | 193.75 | 73.25 | 63
2022/23 | 194.25 | 73.25 | 68
2022/23 | 194.75 | 73.25 | 57
2022/23 | 195.25 | 73.25 | 63
2022/23 | 195.75 | 73.25 | 68
2022/23 | 196.25 | 73.25 | 48
2022/23 | 196.75 | 73.25 | 52
2022/23 | 197.25 | 73.25 | 42
2022/23 | 197.75 | 73.25 | 44
2022/23 | 198.25 | 73.25 | 52
2022/23 | 198.75 | 73.25 | 44
2022/23 | 199.25 | 73.25 | 43
2022/23 | 199.75 | 73.25 | 32
2022/23 | 200.25 | 73.25 | 40
2022/23 | 200.75 | 73.25 | 38
2022/23 | 201.25 | 73.25 | 33
2022/23 | 201.75 | 73.25 | 36
2022/23 | 202.25 | 73.25 | 33
2022/23 | 202.75 | 73.25 | 44
2022/23 | 203.25 | 73.25 | 40
2022/23 | 203.75 | 73.25 | 39
2022/23 | 204.25 | 73.25 | 36
2022/23 | 204.75 | 73.25 | 27
2022/23 | 205.25 | 73.25 | 40
2022/23 | 205.75 | 73.25 | 26
2022/23 | 206.25 | 73.25 | 26
2022/23 | 206.75 | 73.25 | 30
2022/23 | 207.25 | 73.25 | 35
2022/23 | 207.75 | 73.25 | 25
2022/23 | 208.25 | 73.25 | 37
2022/23 | 208.75 | 73.25 | 23
2022/23 | 209.25 | 73.25 | 31
2022/23 | 209.75 | 73.25 | 24
2022/23 | 210.25 | 73.25 | 30
2022/23 | 210.75 | 73.25 | 17
2022/23 | 211.25 | 73.25 | 26
2022/23 | 211.75 | 73.25 | 9
2022/23 | 212.25 | 73.25 | 16
2022/23 | 212.75 | 73.25 | 17
2022/23 | 213.25 | 73.25 | 20
2022/23 | 213.75 | 73.25 | 28
2022/23 | 214.25 | 73.25 | 19
2022/23 | 214.75 | 73.25 | 22
2022/23 | 215.25 | 73.25 | 21
2022/23 | 215.75 | 73.25 | 15
2022/23 | 216.25 | 73.25 | 26
2022/23 | 216.75 | 73.25 | 12
2022/23 | 217.25 | 73.25 | 16
2022/23 | 217.75 | 73.25 | 18
2022/23 | 218.25 | 73.25 | 18
2022/23 | 218.75 | 73.25 | 16
2022/23 | 219.25 | 73.25 | 13
2022/23 | 219.75 | 73.25 | 14
2022/23 | 220.25 | 73.25 | 12
2022/23 | 220.75 | 73.25 | 17
2022/23 | 221.25 | 73.25 | 19
2022/23 | 221.75 | 73.25 | 15
2022/23 | 222.25 | 73.25 | 10
2022/23 | 222.75 | 73.25 | 13
2022/23 | 223.25 | 73.25 | 13
2022/23 | 223.75 | 73.25 | 18
2022/23 | 224.25 | 73.25 | 16
2022/23 | 224.75 | 73.25 | 17
2022/23 | 225.25 | 73.25 | 12
2022/23 | 225.75 | 73.25 | 8
2022/23 | 226.25 | 73.25 | 9
2022/23 | 226.75 | 73.25 | 9
2022/23 | 227.25 | 73.25 | 13
2022/23 | 227.75 | 73.25 | 14
2022/23 | 228.25 | 73.25 | 7
2022/23 | 228.75 | 73.25 | 12
2022/23 | 229.25 | 73.25 | 10
2022/23 | 229.75 | 73.25 | 6
2022/23 | 230.25 | 73.25 | 5
2022/23 | 230.75 | 73.25 | 9
2022/23 | 231.25 | 73.25 | 4
2022/23 | 231.75 | 73.25 | 8
2022/23 | 232.25 | 73.25 | 10
2022/23 | 232.75 | 73.25 | 8
2022/23 | 233.25 | 73.25 | 7
2022/23 | 233.75 | 73.25 | 11
2022/23 | 234.25 | 73.25 | 9
2022/23 | 234.75 | 73.25 | 7
2022/23 | 235.25 | 73.25 | 5
2022/23 | 235.75 | 73.25 | 8
2022/23 | 236.25 | 73.25 | 5
2022/23 | 236.75 | 73.25 | 7
2022/23 | 237.25 | 73.25 | 11
2022/23 | 237.75 | 73.25 | 8
2022/23 | 238.25 | 73.25 | 7
2022/23 | 238.75 | 73.25 | 10
2022/23 | 239.25 | 73.25 | 1
2022/23 | 239.75 | 73.25 | 8
2022/23 | 240.25 | 73.25 | 10
2022/23 | 240.75 | 73.25 | 7
2022/23 | 241.25 | 73.25 | 4
2022/23 | 241.75 | 73.25 | 7
2022/23 | 242.25 | 73.25 | 10
2022/23 | 242.75 | 73.25 | 6
2022/23 | 243.25 | 73.25 | 6
2022/23 | 243.75 | 73.25 | 4
2022/23 | 244.25 | 73.25 | 6
2022/23 | 244.75 | 73.25 | 5
2022/23 | 245.25 | 73.25 | 6
2022/23 | 245.75 | 73.25 | 4
2022/23 | 246.25 | 73.25 | 8
2022/23 | 246.75 | 73.25 | 7
2022/23 | 247.25 | 73.25 | 4
2022/23 | 247.75 | 73.25 | 5
2022/23 | 248.25 | 73.25 | 7
2022/23 | 248.75 | 73.25 | 5
2022/23 | 249.25 | 73.25 | 4
2022/23 | 249.75 | 73.25 | 7
2022/23 | 250.25 | 73.25 | 7
2022/23 | 250.75 | 73.25 | 4
2022/23 | 251.25 | 73.25 | 6
2022/23 | 252.25 | 73.25 | 5
2022/23 | 252.75 | 73.25 | 4
2022/23 | 253.25 | 73.25 | 3
2022/23 | 253.75 | 73.25 | 7
2022/23 | 254.25 | 73.25 | 1
2022/23 | 254.75 | 73.25 | 4
2022/23 | 255.25 | 73.25 | 4
2022/23 | 255.75 | 73.25 | 4
2022/23 | 256.25 | 73.25 | 6
2022/23 | 256.75 | 73.25 | 2
2022/23 | 257.25 | 73.25 | 3
2022/23 | 257.75 | 73.25 | 4
2022/23 | 258.25 | 73.25 | 4
2022/23 | 258.75 | 73.25 | 4
2022/23 | 259.25 | 73.25 | 3
2022/23 | 259.75 | 73.25 | 10
2022/23 | 260.25 | 73.25 | 3
2022/23 | 260.75 | 73.25 | 5
2022/23 | 261.25 | 73.25 | 5
2022/23 | 261.75 | 73.25 | 2
2022/23 | 262.25 | 73.25 | 4
2022/23 | 262.75 | 73.25 | 5
2022/23 | 263.25 | 73.25 | 3
2022/23 | 263.75 | 73.25 | 1
2022/23 | 264.25 | 73.25 | 5
2022/23 | 264.75 | 73.25 | 3
2022/23 | 265.25 | 73.25 | 3
2022/23 | 265.75 | 73.25 | 5
2022/23 | 266.25 | 73.25 | 1
2022/23 | 266.75 | 73.25 | 1
2022/23 | 267.25 | 73.25 | 5
2022/23 | 267.75 | 73.25 | 3
2022/23 | 268.25 | 73.25 | 6
2022/23 | 268.75 | 73.25 | 8
2022/23 | 269.25 | 73.25 | 4
2022/23 | 269.75 | 73.25 | 7
2022/23 | 270.25 | 73.25 | 3
2022/23 | 270.75 | 73.25 | 6
2022/23 | 271.25 | 73.25 | 2
2022/23 | 271.75 | 73.25 | 4
2022/23 | 272.25 | 73.25 | 1
2022/23 | 273.25 | 73.25 | 2
2022/23 | 273.75 | 73.25 | 1
2022/23 | 274.25 | 73.25 | 2
2022/23 | 274.75 | 73.25 | 4
2022/23 | 275.25 | 73.25 | 4
2022/23 | 276.25 | 73.25 | 2
2022/23 | 276.75 | 73.25 | 2
2022/23 | 277.25 | 73.25 | 2
2022/23 | 277.75 | 73.25 | 2
2022/23 | 278.25 | 73.25 | 3
2022/23 | 278.75 | 73.25 | 2
2022/23 | 279.25 | 73.25 | 1
2022/23 | 279.75 | 73.25 | 1
2022/23 | 280.75 | 73.25 | 2
2022/23 | 281.25 | 73.25 | 2
2022/23 | 281.75 | 73.25 | 2
2022/23 | 282.25 | 73.25 | 2
2022/23 | 282.75 | 73.25 | 3
2022/23 | 283.75 | 73.25 | 4
2022/23 | 284.25 | 73.25 | 4
2022/23 | 285.25 | 73.25 | 2
2022/23 | 285.75 | 73.25 | 1
2022/23 | 286.25 | 73.25 | 2
2022/23 | 286.75 | 73.25 | 2
2022/23 | 287.25 | 73.25 | 2
2022/23 | 287.75 | 73.25 | 3
2022/23 | 288.25 | 73.25 | 1
2022/23 | 289.25 | 73.25 | 1
2022/23 | 289.75 | 73.25 | 1
2022/23 | 290.25 | 73.25 | 2
2022/23 | 290.75 | 73.25 | 3
2022/23 | 291.25 | 73.25 | 2
2022/23 | 291.75 | 73.25 | 2
2022/23 | 292.25 | 73.25 | 1
2022/23 | 292.75 | 73.25 | 3
2022/23 | 293.25 | 73.25 | 1
2022/23 | 293.75 | 73.25 | 1
2022/23 | 294.25 | 73.25 | 2
2022/23 | 294.75 | 73.25 | 1
2022/23 | 295.25 | 73.25 | 1
2022/23 | 296.25 | 73.25 | 2
2022/23 | 296.75 | 73.25 | 3
2022/23 | 297.25 | 73.25 | 3
2022/23 | 297.75 | 73.25 | 2
2022/23 | 298.75 | 73.25 | 2
2022/23 | 299.25 | 73.25 | 1
2022/23 | 299.75 | 73.25 | 1
2022/23 | 300.25 | 73.25 | 1
2022/23 | 300.75 | 73.25 | 2
2022/23 | 301.25 | 73.25 | 1
2022/23 | 302.75 | 73.25 | 2
2022/23 | 303.25 | 73.25 | 2
2022/23 | 303.75 | 73.25 | 1
2022/23 | 304.25 | 73.25 | 2
2022/23 | 305.25 | 73.25 | 1
2022/23 | 307.75 | 73.25 | 1
2022/23 | 308.75 | 73.25 | 1
2022/23 | 309.25 | 73.25 | 2
2022/23 | 309.75 | 73.25 | 2
2022/23 | 312.25 | 73.25 | 1
2022/23 | 312.75 | 73.25 | 2
2022/23 | 315.25 | 73.25 | 1
2022/23 | 317.75 | 73.25 | 1
2022/23 | 318.25 | 73.25 | 1
2022/23 | 320.25 | 73.25 | 2
2022/23 | 322.25 | 73.25 | 1
2022/23 | 324.25 | 73.25 | 1
2022/23 | 326.25 | 73.25 | 1
2022/23 | 326.75 | 73.25 | 1
2022/23 | 328.25 | 73.25 | 2
2022/23 | 329.25 | 73.25 | 1
2022/23 | 330.25 | 73.25 | 2
2022/23 | 330.75 | 73.25 | 1
2022/23 | 337.75 | 73.25 | 1
2022/23 | 339.25 | 73.25 | 1
2022/23 | 341.25 | 73.25 | 1
2022/23 | 351.75 | 73.25 | 1
2022/23 | 358.75 | 73.25 | 1
2022/23 | 359.75 | 73.25 | 1
2022/23 | 365.25 | 73.25 | 1
2022/23 | 370.25 | 73.25 | 1
2022/23 | 371.75 | 73.25 | 1
2022/23 | 375.75 | 73.25 | 1
2022/23 | 460.25 | 73.25 | 1
2022/23 | 109.25 | 73.75 | 1
2022/23 | 110.25 | 73.75 | 1
2022/23 | 112.75 | 73.75 | 1
2022/23 | 114.25 | 73.75 | 1
2022/23 | 114.75 | 73.75 | 1
2022/23 | 115.75 | 73.75 | 2
2022/23 | 116.25 | 73.75 | 1
2022/23 | 116.75 | 73.75 | 2
2022/23 | 117.25 | 73.75 | 5
2022/23 | 117.75 | 73.75 | 4
2022/23 | 118.25 | 73.75 | 1
2022/23 | 118.75 | 73.75 | 6
2022/23 | 119.25 | 73.75 | 6
2022/23 | 119.75 | 73.75 | 3
2022/23 | 120.25 | 73.75 | 2
2022/23 | 120.75 | 73.75 | 6
2022/23 | 121.25 | 73.75 | 4
2022/23 | 121.75 | 73.75 | 8
2022/23 | 122.25 | 73.75 | 4
2022/23 | 122.75 | 73.75 | 12
2022/23 | 123.25 | 73.75 | 5
2022/23 | 123.75 | 73.75 | 13
2022/23 | 124.25 | 73.75 | 9
2022/23 | 124.75 | 73.75 | 14
2022/23 | 125.25 | 73.75 | 17
2022/23 | 125.75 | 73.75 | 17
2022/23 | 126.25 | 73.75 | 16
2022/23 | 126.75 | 73.75 | 14
2022/23 | 127.25 | 73.75 | 24
2022/23 | 127.75 | 73.75 | 17
2022/23 | 128.25 | 73.75 | 26
2022/23 | 128.75 | 73.75 | 21
2022/23 | 129.25 | 73.75 | 23
2022/23 | 129.75 | 73.75 | 36
2022/23 | 130.25 | 73.75 | 31
2022/23 | 130.75 | 73.75 | 34
2022/23 | 131.25 | 73.75 | 42
2022/23 | 131.75 | 73.75 | 35
2022/23 | 132.25 | 73.75 | 36
2022/23 | 132.75 | 73.75 | 34
2022/23 | 133.25 | 73.75 | 37
2022/23 | 133.75 | 73.75 | 48
2022/23 | 134.25 | 73.75 | 45
2022/23 | 134.75 | 73.75 | 38
2022/23 | 135.25 | 73.75 | 51
2022/23 | 135.75 | 73.75 | 47
2022/23 | 136.25 | 73.75 | 67
2022/23 | 136.75 | 73.75 | 59
2022/23 | 137.25 | 73.75 | 60
2022/23 | 137.75 | 73.75 | 66
2022/23 | 138.25 | 73.75 | 92
2022/23 | 138.75 | 73.75 | 64
2022/23 | 139.25 | 73.75 | 74
2022/23 | 139.75 | 73.75 | 76
2022/23 | 140.25 | 73.75 | 65
2022/23 | 140.75 | 73.75 | 78
2022/23 | 141.25 | 73.75 | 93
2022/23 | 141.75 | 73.75 | 79
2022/23 | 142.25 | 73.75 | 78
2022/23 | 142.75 | 73.75 | 103
2022/23 | 143.25 | 73.75 | 99
2022/23 | 143.75 | 73.75 | 111
2022/23 | 144.25 | 73.75 | 108
2022/23 | 144.75 | 73.75 | 110
2022/23 | 145.25 | 73.75 | 120
2022/23 | 145.75 | 73.75 | 105
2022/23 | 146.25 | 73.75 | 114
2022/23 | 146.75 | 73.75 | 117
2022/23 | 147.25 | 73.75 | 129
2022/23 | 147.75 | 73.75 | 130
2022/23 | 148.25 | 73.75 | 129
2022/23 | 148.75 | 73.75 | 119
2022/23 | 149.25 | 73.75 | 117
2022/23 | 149.75 | 73.75 | 139
2022/23 | 150.25 | 73.75 | 133
2022/23 | 150.75 | 73.75 | 145
2022/23 | 151.25 | 73.75 | 140
2022/23 | 151.75 | 73.75 | 135
2022/23 | 152.25 | 73.75 | 145
2022/23 | 152.75 | 73.75 | 144
2022/23 | 153.25 | 73.75 | 143
2022/23 | 153.75 | 73.75 | 140
2022/23 | 154.25 | 73.75 | 157
2022/23 | 154.75 | 73.75 | 174
2022/23 | 155.25 | 73.75 | 163
2022/23 | 155.75 | 73.75 | 155
2022/23 | 156.25 | 73.75 | 140
2022/23 | 156.75 | 73.75 | 145
2022/23 | 157.25 | 73.75 | 140
2022/23 | 157.75 | 73.75 | 162
2022/23 | 158.25 | 73.75 | 179
2022/23 | 158.75 | 73.75 | 162
2022/23 | 159.25 | 73.75 | 146
2022/23 | 159.75 | 73.75 | 171
2022/23 | 160.25 | 73.75 | 144
2022/23 | 160.75 | 73.75 | 164
2022/23 | 161.25 | 73.75 | 159
2022/23 | 161.75 | 73.75 | 159
2022/23 | 162.25 | 73.75 | 161
2022/23 | 162.75 | 73.75 | 161
2022/23 | 163.25 | 73.75 | 140
2022/23 | 163.75 | 73.75 | 165
2022/23 | 164.25 | 73.75 | 169
2022/23 | 164.75 | 73.75 | 156
2022/23 | 165.25 | 73.75 | 148
2022/23 | 165.75 | 73.75 | 150
2022/23 | 166.25 | 73.75 | 161
2022/23 | 166.75 | 73.75 | 141
2022/23 | 167.25 | 73.75 | 146
2022/23 | 167.75 | 73.75 | 158
2022/23 | 168.25 | 73.75 | 156
2022/23 | 168.75 | 73.75 | 165
2022/23 | 169.25 | 73.75 | 151
2022/23 | 169.75 | 73.75 | 145
2022/23 | 170.25 | 73.75 | 163
2022/23 | 170.75 | 73.75 | 142
2022/23 | 171.25 | 73.75 | 146
2022/23 | 171.75 | 73.75 | 168
2022/23 | 172.25 | 73.75 | 156
2022/23 | 172.75 | 73.75 | 133
2022/23 | 173.25 | 73.75 | 148
2022/23 | 173.75 | 73.75 | 117
2022/23 | 174.25 | 73.75 | 139
2022/23 | 174.75 | 73.75 | 153
2022/23 | 175.25 | 73.75 | 115
2022/23 | 175.75 | 73.75 | 135
2022/23 | 176.25 | 73.75 | 121
2022/23 | 176.75 | 73.75 | 121
2022/23 | 177.25 | 73.75 | 111
2022/23 | 177.75 | 73.75 | 111
2022/23 | 178.25 | 73.75 | 121
2022/23 | 178.75 | 73.75 | 134
2022/23 | 179.25 | 73.75 | 105
2022/23 | 179.75 | 73.75 | 105
2022/23 | 180.25 | 73.75 | 100
2022/23 | 180.75 | 73.75 | 111
2022/23 | 181.25 | 73.75 | 112
2022/23 | 181.75 | 73.75 | 98
2022/23 | 182.25 | 73.75 | 100
2022/23 | 182.75 | 73.75 | 89
2022/23 | 183.25 | 73.75 | 87
2022/23 | 183.75 | 73.75 | 109
2022/23 | 184.25 | 73.75 | 94
2022/23 | 184.75 | 73.75 | 75
2022/23 | 185.25 | 73.75 | 89
2022/23 | 185.75 | 73.75 | 98
2022/23 | 186.25 | 73.75 | 98
2022/23 | 186.75 | 73.75 | 91
2022/23 | 187.25 | 73.75 | 87
2022/23 | 187.75 | 73.75 | 76
2022/23 | 188.25 | 73.75 | 69
2022/23 | 188.75 | 73.75 | 64
2022/23 | 189.25 | 73.75 | 64
2022/23 | 189.75 | 73.75 | 75
2022/23 | 190.25 | 73.75 | 78
2022/23 | 190.75 | 73.75 | 74
2022/23 | 191.25 | 73.75 | 36
2022/23 | 191.75 | 73.75 | 71
2022/23 | 192.25 | 73.75 | 84
2022/23 | 192.75 | 73.75 | 69
2022/23 | 193.25 | 73.75 | 67
2022/23 | 193.75 | 73.75 | 55
2022/23 | 194.25 | 73.75 | 55
2022/23 | 194.75 | 73.75 | 60
2022/23 | 195.25 | 73.75 | 63
2022/23 | 195.75 | 73.75 | 50
2022/23 | 196.25 | 73.75 | 57
2022/23 | 196.75 | 73.75 | 51
2022/23 | 197.25 | 73.75 | 50
2022/23 | 197.75 | 73.75 | 43
2022/23 | 198.25 | 73.75 | 53
2022/23 | 198.75 | 73.75 | 50
2022/23 | 199.25 | 73.75 | 51
2022/23 | 199.75 | 73.75 | 48
2022/23 | 200.25 | 73.75 | 43
2022/23 | 200.75 | 73.75 | 54
2022/23 | 201.25 | 73.75 | 51
2022/23 | 201.75 | 73.75 | 41
2022/23 | 202.25 | 73.75 | 37
2022/23 | 202.75 | 73.75 | 29
2022/23 | 203.25 | 73.75 | 29
2022/23 | 203.75 | 73.75 | 32
2022/23 | 204.25 | 73.75 | 39
2022/23 | 204.75 | 73.75 | 25
2022/23 | 205.25 | 73.75 | 40
2022/23 | 205.75 | 73.75 | 44
2022/23 | 206.25 | 73.75 | 31
2022/23 | 206.75 | 73.75 | 31
2022/23 | 207.25 | 73.75 | 30
2022/23 | 207.75 | 73.75 | 28
2022/23 | 208.25 | 73.75 | 28
2022/23 | 208.75 | 73.75 | 22
2022/23 | 209.25 | 73.75 | 30
2022/23 | 209.75 | 73.75 | 26
2022/23 | 210.25 | 73.75 | 24
2022/23 | 210.75 | 73.75 | 26
2022/23 | 211.25 | 73.75 | 25
2022/23 | 211.75 | 73.75 | 14
2022/23 | 212.25 | 73.75 | 29
2022/23 | 212.75 | 73.75 | 16
2022/23 | 213.25 | 73.75 | 22
2022/23 | 213.75 | 73.75 | 26
2022/23 | 214.25 | 73.75 | 24
2022/23 | 214.75 | 73.75 | 21
2022/23 | 215.25 | 73.75 | 20
2022/23 | 215.75 | 73.75 | 20
2022/23 | 216.25 | 73.75 | 24
2022/23 | 216.75 | 73.75 | 19
2022/23 | 217.25 | 73.75 | 23
2022/23 | 217.75 | 73.75 | 17
2022/23 | 218.25 | 73.75 | 26
2022/23 | 218.75 | 73.75 | 13
2022/23 | 219.25 | 73.75 | 17
2022/23 | 219.75 | 73.75 | 20
2022/23 | 220.25 | 73.75 | 17
2022/23 | 220.75 | 73.75 | 13
2022/23 | 221.25 | 73.75 | 13
2022/23 | 221.75 | 73.75 | 15
2022/23 | 222.25 | 73.75 | 19
2022/23 | 222.75 | 73.75 | 12
2022/23 | 223.25 | 73.75 | 18
2022/23 | 223.75 | 73.75 | 10
2022/23 | 224.25 | 73.75 | 19
2022/23 | 224.75 | 73.75 | 15
2022/23 | 225.25 | 73.75 | 8
2022/23 | 225.75 | 73.75 | 12
2022/23 | 226.25 | 73.75 | 9
2022/23 | 226.75 | 73.75 | 12
2022/23 | 227.25 | 73.75 | 14
2022/23 | 227.75 | 73.75 | 18
2022/23 | 228.25 | 73.75 | 11
2022/23 | 228.75 | 73.75 | 6
2022/23 | 229.25 | 73.75 | 8
2022/23 | 229.75 | 73.75 | 9
2022/23 | 230.25 | 73.75 | 13
2022/23 | 230.75 | 73.75 | 11
2022/23 | 231.25 | 73.75 | 8
2022/23 | 231.75 | 73.75 | 12
2022/23 | 232.25 | 73.75 | 7
2022/23 | 232.75 | 73.75 | 16
2022/23 | 233.25 | 73.75 | 10
2022/23 | 233.75 | 73.75 | 12
2022/23 | 234.25 | 73.75 | 12
2022/23 | 234.75 | 73.75 | 10
2022/23 | 235.25 | 73.75 | 12
2022/23 | 235.75 | 73.75 | 8
2022/23 | 236.25 | 73.75 | 5
2022/23 | 236.75 | 73.75 | 8
2022/23 | 237.25 | 73.75 | 6
2022/23 | 237.75 | 73.75 | 9
2022/23 | 238.25 | 73.75 | 8
2022/23 | 238.75 | 73.75 | 9
2022/23 | 239.25 | 73.75 | 11
2022/23 | 239.75 | 73.75 | 12
2022/23 | 240.25 | 73.75 | 9
2022/23 | 240.75 | 73.75 | 10
2022/23 | 241.25 | 73.75 | 9
2022/23 | 241.75 | 73.75 | 5
2022/23 | 242.25 | 73.75 | 8
2022/23 | 242.75 | 73.75 | 6
2022/23 | 243.25 | 73.75 | 6
2022/23 | 243.75 | 73.75 | 9
2022/23 | 244.25 | 73.75 | 6
2022/23 | 244.75 | 73.75 | 5
2022/23 | 245.25 | 73.75 | 3
2022/23 | 245.75 | 73.75 | 6
2022/23 | 246.25 | 73.75 | 2
2022/23 | 246.75 | 73.75 | 6
2022/23 | 247.25 | 73.75 | 1
2022/23 | 247.75 | 73.75 | 11
2022/23 | 248.25 | 73.75 | 6
2022/23 | 248.75 | 73.75 | 4
2022/23 | 249.25 | 73.75 | 6
2022/23 | 249.75 | 73.75 | 8
2022/23 | 250.25 | 73.75 | 3
2022/23 | 250.75 | 73.75 | 9
2022/23 | 251.25 | 73.75 | 5
2022/23 | 251.75 | 73.75 | 4
2022/23 | 252.25 | 73.75 | 5
2022/23 | 252.75 | 73.75 | 3
2022/23 | 253.25 | 73.75 | 8
2022/23 | 253.75 | 73.75 | 5
2022/23 | 254.25 | 73.75 | 6
2022/23 | 254.75 | 73.75 | 5
2022/23 | 255.25 | 73.75 | 1
2022/23 | 255.75 | 73.75 | 6
2022/23 | 256.25 | 73.75 | 3
2022/23 | 256.75 | 73.75 | 2
2022/23 | 257.25 | 73.75 | 3
2022/23 | 257.75 | 73.75 | 6
2022/23 | 258.25 | 73.75 | 3
2022/23 | 258.75 | 73.75 | 7
2022/23 | 259.25 | 73.75 | 6
2022/23 | 259.75 | 73.75 | 4
2022/23 | 260.25 | 73.75 | 5
2022/23 | 260.75 | 73.75 | 4
2022/23 | 261.25 | 73.75 | 4
2022/23 | 261.75 | 73.75 | 3
2022/23 | 262.25 | 73.75 | 8
2022/23 | 262.75 | 73.75 | 1
2022/23 | 263.25 | 73.75 | 5
2022/23 | 263.75 | 73.75 | 2
2022/23 | 264.25 | 73.75 | 4
2022/23 | 264.75 | 73.75 | 2
2022/23 | 265.25 | 73.75 | 8
2022/23 | 265.75 | 73.75 | 3
2022/23 | 266.25 | 73.75 | 2
2022/23 | 266.75 | 73.75 | 3
2022/23 | 267.25 | 73.75 | 3
2022/23 | 267.75 | 73.75 | 5
2022/23 | 268.25 | 73.75 | 4
2022/23 | 268.75 | 73.75 | 3
2022/23 | 269.25 | 73.75 | 3
2022/23 | 269.75 | 73.75 | 2
2022/23 | 270.25 | 73.75 | 4
2022/23 | 271.25 | 73.75 | 6
2022/23 | 271.75 | 73.75 | 1
2022/23 | 272.25 | 73.75 | 2
2022/23 | 272.75 | 73.75 | 4
2022/23 | 273.75 | 73.75 | 8
2022/23 | 274.25 | 73.75 | 2
2022/23 | 274.75 | 73.75 | 5
2022/23 | 275.75 | 73.75 | 2
2022/23 | 276.25 | 73.75 | 4
2022/23 | 276.75 | 73.75 | 1
2022/23 | 277.25 | 73.75 | 2
2022/23 | 277.75 | 73.75 | 4
2022/23 | 278.25 | 73.75 | 1
2022/23 | 278.75 | 73.75 | 1
2022/23 | 279.25 | 73.75 | 2
2022/23 | 279.75 | 73.75 | 4
2022/23 | 280.25 | 73.75 | 1
2022/23 | 280.75 | 73.75 | 4
2022/23 | 281.25 | 73.75 | 1
2022/23 | 281.75 | 73.75 | 5
2022/23 | 282.25 | 73.75 | 1
2022/23 | 282.75 | 73.75 | 5
2022/23 | 283.25 | 73.75 | 3
2022/23 | 283.75 | 73.75 | 2
2022/23 | 284.25 | 73.75 | 3
2022/23 | 284.75 | 73.75 | 2
2022/23 | 285.25 | 73.75 | 3
2022/23 | 286.25 | 73.75 | 2
2022/23 | 287.75 | 73.75 | 3
2022/23 | 288.25 | 73.75 | 4
2022/23 | 288.75 | 73.75 | 1
2022/23 | 289.25 | 73.75 | 2
2022/23 | 290.25 | 73.75 | 2
2022/23 | 290.75 | 73.75 | 2
2022/23 | 291.25 | 73.75 | 1
2022/23 | 291.75 | 73.75 | 1
2022/23 | 292.75 | 73.75 | 1
2022/23 | 293.25 | 73.75 | 1
2022/23 | 293.75 | 73.75 | 2
2022/23 | 294.25 | 73.75 | 2
2022/23 | 294.75 | 73.75 | 3
2022/23 | 295.25 | 73.75 | 2
2022/23 | 295.75 | 73.75 | 2
2022/23 | 297.25 | 73.75 | 1
2022/23 | 297.75 | 73.75 | 1
2022/23 | 300.25 | 73.75 | 2
2022/23 | 301.75 | 73.75 | 1
2022/23 | 302.75 | 73.75 | 1
2022/23 | 303.25 | 73.75 | 1
2022/23 | 304.25 | 73.75 | 2
2022/23 | 304.75 | 73.75 | 2
2022/23 | 305.75 | 73.75 | 1
2022/23 | 307.75 | 73.75 | 1
2022/23 | 308.25 | 73.75 | 1
2022/23 | 309.25 | 73.75 | 2
2022/23 | 309.75 | 73.75 | 1
2022/23 | 311.25 | 73.75 | 1
2022/23 | 311.75 | 73.75 | 1
2022/23 | 312.75 | 73.75 | 1
2022/23 | 314.25 | 73.75 | 2
2022/23 | 314.75 | 73.75 | 1
2022/23 | 315.75 | 73.75 | 2
2022/23 | 319.25 | 73.75 | 1
2022/23 | 320.25 | 73.75 | 2
2022/23 | 320.75 | 73.75 | 1
2022/23 | 323.25 | 73.75 | 1
2022/23 | 324.75 | 73.75 | 1
2022/23 | 326.25 | 73.75 | 1
2022/23 | 328.25 | 73.75 | 1
2022/23 | 329.75 | 73.75 | 1
2022/23 | 332.75 | 73.75 | 1
2022/23 | 333.75 | 73.75 | 2
2022/23 | 334.75 | 73.75 | 1
2022/23 | 335.25 | 73.75 | 1
2022/23 | 337.75 | 73.75 | 1
2022/23 | 341.25 | 73.75 | 1
2022/23 | 352.25 | 73.75 | 1
2022/23 | 354.75 | 73.75 | 1
2022/23 | 406.25 | 73.75 | 1
2022/23 | 436.25 | 73.75 | 1
2022/23 | 111.75 | 74.25 | 1
2022/23 | 112.25 | 74.25 | 1
2022/23 | 112.75 | 74.25 | 1
2022/23 | 113.25 | 74.25 | 1
2022/23 | 113.75 | 74.25 | 1
2022/23 | 115.25 | 74.25 | 1
2022/23 | 115.75 | 74.25 | 1
2022/23 | 116.25 | 74.25 | 2
2022/23 | 116.75 | 74.25 | 3
2022/23 | 117.25 | 74.25 | 4
2022/23 | 117.75 | 74.25 | 2
2022/23 | 118.25 | 74.25 | 5
2022/23 | 118.75 | 74.25 | 2
2022/23 | 119.25 | 74.25 | 2
2022/23 | 119.75 | 74.25 | 3
2022/23 | 120.25 | 74.25 | 3
2022/23 | 120.75 | 74.25 | 7
2022/23 | 121.25 | 74.25 | 10
2022/23 | 121.75 | 74.25 | 5
2022/23 | 122.25 | 74.25 | 5
2022/23 | 122.75 | 74.25 | 13
2022/23 | 123.25 | 74.25 | 5
2022/23 | 123.75 | 74.25 | 10
2022/23 | 124.25 | 74.25 | 8
2022/23 | 124.75 | 74.25 | 12
2022/23 | 125.25 | 74.25 | 12
2022/23 | 125.75 | 74.25 | 17
2022/23 | 126.25 | 74.25 | 15
2022/23 | 126.75 | 74.25 | 14
2022/23 | 127.25 | 74.25 | 14
2022/23 | 127.75 | 74.25 | 14
2022/23 | 128.25 | 74.25 | 17
2022/23 | 128.75 | 74.25 | 24
2022/23 | 129.25 | 74.25 | 24
2022/23 | 129.75 | 74.25 | 25
2022/23 | 130.25 | 74.25 | 32
2022/23 | 130.75 | 74.25 | 31
2022/23 | 131.25 | 74.25 | 37
2022/23 | 131.75 | 74.25 | 37
2022/23 | 132.25 | 74.25 | 36
2022/23 | 132.75 | 74.25 | 48
2022/23 | 133.25 | 74.25 | 43
2022/23 | 133.75 | 74.25 | 40
2022/23 | 134.25 | 74.25 | 42
2022/23 | 134.75 | 74.25 | 56
2022/23 | 135.25 | 74.25 | 46
2022/23 | 135.75 | 74.25 | 56
2022/23 | 136.25 | 74.25 | 57
2022/23 | 136.75 | 74.25 | 57
2022/23 | 137.25 | 74.25 | 70
2022/23 | 137.75 | 74.25 | 72
2022/23 | 138.25 | 74.25 | 72
2022/23 | 138.75 | 74.25 | 69
2022/23 | 139.25 | 74.25 | 77
2022/23 | 139.75 | 74.25 | 90
2022/23 | 140.25 | 74.25 | 81
2022/23 | 140.75 | 74.25 | 71
2022/23 | 141.25 | 74.25 | 72
2022/23 | 141.75 | 74.25 | 89
2022/23 | 142.25 | 74.25 | 89
2022/23 | 142.75 | 74.25 | 107
2022/23 | 143.25 | 74.25 | 103
2022/23 | 143.75 | 74.25 | 82
2022/23 | 144.25 | 74.25 | 102
2022/23 | 144.75 | 74.25 | 113
2022/23 | 145.25 | 74.25 | 117
2022/23 | 145.75 | 74.25 | 133
2022/23 | 146.25 | 74.25 | 110
2022/23 | 146.75 | 74.25 | 112
2022/23 | 147.25 | 74.25 | 127
2022/23 | 147.75 | 74.25 | 116
2022/23 | 148.25 | 74.25 | 133
2022/23 | 148.75 | 74.25 | 114
2022/23 | 149.25 | 74.25 | 128
2022/23 | 149.75 | 74.25 | 122
2022/23 | 150.25 | 74.25 | 143
2022/23 | 150.75 | 74.25 | 126
2022/23 | 151.25 | 74.25 | 164
2022/23 | 151.75 | 74.25 | 151
2022/23 | 152.25 | 74.25 | 147
2022/23 | 152.75 | 74.25 | 138
2022/23 | 153.25 | 74.25 | 160
2022/23 | 153.75 | 74.25 | 142
2022/23 | 154.25 | 74.25 | 140
2022/23 | 154.75 | 74.25 | 168
2022/23 | 155.25 | 74.25 | 152
2022/23 | 155.75 | 74.25 | 131
2022/23 | 156.25 | 74.25 | 156
2022/23 | 156.75 | 74.25 | 165
2022/23 | 157.25 | 74.25 | 165
2022/23 | 157.75 | 74.25 | 143
2022/23 | 158.25 | 74.25 | 164
2022/23 | 158.75 | 74.25 | 179
2022/23 | 159.25 | 74.25 | 169
2022/23 | 159.75 | 74.25 | 157
2022/23 | 160.25 | 74.25 | 192
2022/23 | 160.75 | 74.25 | 184
2022/23 | 161.25 | 74.25 | 137
2022/23 | 161.75 | 74.25 | 179
2022/23 | 162.25 | 74.25 | 167
2022/23 | 162.75 | 74.25 | 178
2022/23 | 163.25 | 74.25 | 185
2022/23 | 163.75 | 74.25 | 148
2022/23 | 164.25 | 74.25 | 174
2022/23 | 164.75 | 74.25 | 166
2022/23 | 165.25 | 74.25 | 151
2022/23 | 165.75 | 74.25 | 163
2022/23 | 166.25 | 74.25 | 160
2022/23 | 166.75 | 74.25 | 167
2022/23 | 167.25 | 74.25 | 165
2022/23 | 167.75 | 74.25 | 158
2022/23 | 168.25 | 74.25 | 174
2022/23 | 168.75 | 74.25 | 134
2022/23 | 169.25 | 74.25 | 158
2022/23 | 169.75 | 74.25 | 156
2022/23 | 170.25 | 74.25 | 141
2022/23 | 170.75 | 74.25 | 146
2022/23 | 171.25 | 74.25 | 151
2022/23 | 171.75 | 74.25 | 155
2022/23 | 172.25 | 74.25 | 123
2022/23 | 172.75 | 74.25 | 139
2022/23 | 173.25 | 74.25 | 128
2022/23 | 173.75 | 74.25 | 130
2022/23 | 174.25 | 74.25 | 152
2022/23 | 174.75 | 74.25 | 113
2022/23 | 175.25 | 74.25 | 152
2022/23 | 175.75 | 74.25 | 130
2022/23 | 176.25 | 74.25 | 135
2022/23 | 176.75 | 74.25 | 161
2022/23 | 177.25 | 74.25 | 129
2022/23 | 177.75 | 74.25 | 128
2022/23 | 178.25 | 74.25 | 113
2022/23 | 178.75 | 74.25 | 129
2022/23 | 179.25 | 74.25 | 111
2022/23 | 179.75 | 74.25 | 119
2022/23 | 180.25 | 74.25 | 115
2022/23 | 180.75 | 74.25 | 99
2022/23 | 181.25 | 74.25 | 94
2022/23 | 181.75 | 74.25 | 92
2022/23 | 182.25 | 74.25 | 107
2022/23 | 182.75 | 74.25 | 98
2022/23 | 183.25 | 74.25 | 101
2022/23 | 183.75 | 74.25 | 105
2022/23 | 184.25 | 74.25 | 123
2022/23 | 184.75 | 74.25 | 97
2022/23 | 185.25 | 74.25 | 100
2022/23 | 185.75 | 74.25 | 82
2022/23 | 186.25 | 74.25 | 99
2022/23 | 186.75 | 74.25 | 86
2022/23 | 187.25 | 74.25 | 94
2022/23 | 187.75 | 74.25 | 85
2022/23 | 188.25 | 74.25 | 95
2022/23 | 188.75 | 74.25 | 83
2022/23 | 189.25 | 74.25 | 100
2022/23 | 189.75 | 74.25 | 84
2022/23 | 190.25 | 74.25 | 83
2022/23 | 190.75 | 74.25 | 79
2022/23 | 191.25 | 74.25 | 72
2022/23 | 191.75 | 74.25 | 64
2022/23 | 192.25 | 74.25 | 59
2022/23 | 192.75 | 74.25 | 73
2022/23 | 193.25 | 74.25 | 62
2022/23 | 193.75 | 74.25 | 64
2022/23 | 194.25 | 74.25 | 57
2022/23 | 194.75 | 74.25 | 54
2022/23 | 195.25 | 74.25 | 59
2022/23 | 195.75 | 74.25 | 58
2022/23 | 196.25 | 74.25 | 60
2022/23 | 196.75 | 74.25 | 57
2022/23 | 197.25 | 74.25 | 60
2022/23 | 197.75 | 74.25 | 48
2022/23 | 198.25 | 74.25 | 56
2022/23 | 198.75 | 74.25 | 35
2022/23 | 199.25 | 74.25 | 64
2022/23 | 199.75 | 74.25 | 51
2022/23 | 200.25 | 74.25 | 38
2022/23 | 200.75 | 74.25 | 54
2022/23 | 201.25 | 74.25 | 38
2022/23 | 201.75 | 74.25 | 40
2022/23 | 202.25 | 74.25 | 28
2022/23 | 202.75 | 74.25 | 47
2022/23 | 203.25 | 74.25 | 46
2022/23 | 203.75 | 74.25 | 29
2022/23 | 204.25 | 74.25 | 31
2022/23 | 204.75 | 74.25 | 34
2022/23 | 205.25 | 74.25 | 40
2022/23 | 205.75 | 74.25 | 31
2022/23 | 206.25 | 74.25 | 41
2022/23 | 206.75 | 74.25 | 37
2022/23 | 207.25 | 74.25 | 53
2022/23 | 207.75 | 74.25 | 28
2022/23 | 208.25 | 74.25 | 33
2022/23 | 208.75 | 74.25 | 26
2022/23 | 209.25 | 74.25 | 38
2022/23 | 209.75 | 74.25 | 30
2022/23 | 210.25 | 74.25 | 29
2022/23 | 210.75 | 74.25 | 24
2022/23 | 211.25 | 74.25 | 27
2022/23 | 211.75 | 74.25 | 17
2022/23 | 212.25 | 74.25 | 24
2022/23 | 212.75 | 74.25 | 25
2022/23 | 213.25 | 74.25 | 26
2022/23 | 213.75 | 74.25 | 21
2022/23 | 214.25 | 74.25 | 19
2022/23 | 214.75 | 74.25 | 23
2022/23 | 215.25 | 74.25 | 19
2022/23 | 215.75 | 74.25 | 17
2022/23 | 216.25 | 74.25 | 21
2022/23 | 216.75 | 74.25 | 15
2022/23 | 217.25 | 74.25 | 15
2022/23 | 217.75 | 74.25 | 23
2022/23 | 218.25 | 74.25 | 18
2022/23 | 218.75 | 74.25 | 14
2022/23 | 219.25 | 74.25 | 22
2022/23 | 219.75 | 74.25 | 21
2022/23 | 220.25 | 74.25 | 17
2022/23 | 220.75 | 74.25 | 19
2022/23 | 221.25 | 74.25 | 13
2022/23 | 221.75 | 74.25 | 16
2022/23 | 222.25 | 74.25 | 11
2022/23 | 222.75 | 74.25 | 9
2022/23 | 223.25 | 74.25 | 17
2022/23 | 223.75 | 74.25 | 18
2022/23 | 224.25 | 74.25 | 18
2022/23 | 224.75 | 74.25 | 15
2022/23 | 225.25 | 74.25 | 12
2022/23 | 225.75 | 74.25 | 7
2022/23 | 226.25 | 74.25 | 17
2022/23 | 226.75 | 74.25 | 12
2022/23 | 227.25 | 74.25 | 10
2022/23 | 227.75 | 74.25 | 9
2022/23 | 228.25 | 74.25 | 15
2022/23 | 228.75 | 74.25 | 9
2022/23 | 229.25 | 74.25 | 11
2022/23 | 229.75 | 74.25 | 13
2022/23 | 230.25 | 74.25 | 9
2022/23 | 230.75 | 74.25 | 6
2022/23 | 231.25 | 74.25 | 10
2022/23 | 231.75 | 74.25 | 15
2022/23 | 232.25 | 74.25 | 10
2022/23 | 232.75 | 74.25 | 20
2022/23 | 233.25 | 74.25 | 12
2022/23 | 233.75 | 74.25 | 18
2022/23 | 234.25 | 74.25 | 12
2022/23 | 234.75 | 74.25 | 6
2022/23 | 235.25 | 74.25 | 7
2022/23 | 235.75 | 74.25 | 14
2022/23 | 236.25 | 74.25 | 9
2022/23 | 236.75 | 74.25 | 8
2022/23 | 237.25 | 74.25 | 6
2022/23 | 237.75 | 74.25 | 6
2022/23 | 238.25 | 74.25 | 8
2022/23 | 238.75 | 74.25 | 7
2022/23 | 239.25 | 74.25 | 6
2022/23 | 239.75 | 74.25 | 9
2022/23 | 240.25 | 74.25 | 7
2022/23 | 240.75 | 74.25 | 4
2022/23 | 241.25 | 74.25 | 7
2022/23 | 241.75 | 74.25 | 8
2022/23 | 242.25 | 74.25 | 9
2022/23 | 242.75 | 74.25 | 7
2022/23 | 243.25 | 74.25 | 9
2022/23 | 243.75 | 74.25 | 4
2022/23 | 244.25 | 74.25 | 6
2022/23 | 244.75 | 74.25 | 6
2022/23 | 245.25 | 74.25 | 6
2022/23 | 245.75 | 74.25 | 3
2022/23 | 246.25 | 74.25 | 11
2022/23 | 246.75 | 74.25 | 6
2022/23 | 247.25 | 74.25 | 6
2022/23 | 247.75 | 74.25 | 4
2022/23 | 248.25 | 74.25 | 5
2022/23 | 248.75 | 74.25 | 8
2022/23 | 249.25 | 74.25 | 7
2022/23 | 249.75 | 74.25 | 4
2022/23 | 250.25 | 74.25 | 13
2022/23 | 250.75 | 74.25 | 5
2022/23 | 251.25 | 74.25 | 7
2022/23 | 251.75 | 74.25 | 5
2022/23 | 252.25 | 74.25 | 4
2022/23 | 252.75 | 74.25 | 4
2022/23 | 253.25 | 74.25 | 8
2022/23 | 253.75 | 74.25 | 3
2022/23 | 254.25 | 74.25 | 10
2022/23 | 254.75 | 74.25 | 1
2022/23 | 255.25 | 74.25 | 5
2022/23 | 255.75 | 74.25 | 6
2022/23 | 256.25 | 74.25 | 5
2022/23 | 256.75 | 74.25 | 5
2022/23 | 257.25 | 74.25 | 5
2022/23 | 257.75 | 74.25 | 2
2022/23 | 258.25 | 74.25 | 5
2022/23 | 258.75 | 74.25 | 6
2022/23 | 259.25 | 74.25 | 1
2022/23 | 259.75 | 74.25 | 5
2022/23 | 260.25 | 74.25 | 5
2022/23 | 260.75 | 74.25 | 2
2022/23 | 261.25 | 74.25 | 9
2022/23 | 261.75 | 74.25 | 4
2022/23 | 262.25 | 74.25 | 3
2022/23 | 262.75 | 74.25 | 4
2022/23 | 263.25 | 74.25 | 3
2022/23 | 263.75 | 74.25 | 5
2022/23 | 264.25 | 74.25 | 2
2022/23 | 264.75 | 74.25 | 3
2022/23 | 265.25 | 74.25 | 2
2022/23 | 265.75 | 74.25 | 3
2022/23 | 266.25 | 74.25 | 4
2022/23 | 266.75 | 74.25 | 4
2022/23 | 267.25 | 74.25 | 3
2022/23 | 268.25 | 74.25 | 3
2022/23 | 268.75 | 74.25 | 5
2022/23 | 269.25 | 74.25 | 2
2022/23 | 269.75 | 74.25 | 2
2022/23 | 270.25 | 74.25 | 4
2022/23 | 270.75 | 74.25 | 2
2022/23 | 271.25 | 74.25 | 4
2022/23 | 271.75 | 74.25 | 1
2022/23 | 272.25 | 74.25 | 3
2022/23 | 272.75 | 74.25 | 3
2022/23 | 273.25 | 74.25 | 2
2022/23 | 273.75 | 74.25 | 3
2022/23 | 274.25 | 74.25 | 3
2022/23 | 274.75 | 74.25 | 4
2022/23 | 275.25 | 74.25 | 5
2022/23 | 275.75 | 74.25 | 3
2022/23 | 276.25 | 74.25 | 2
2022/23 | 276.75 | 74.25 | 2
2022/23 | 277.25 | 74.25 | 4
2022/23 | 277.75 | 74.25 | 3
2022/23 | 278.25 | 74.25 | 2
2022/23 | 278.75 | 74.25 | 1
2022/23 | 279.25 | 74.25 | 3
2022/23 | 279.75 | 74.25 | 2
2022/23 | 280.75 | 74.25 | 2
2022/23 | 281.25 | 74.25 | 2
2022/23 | 281.75 | 74.25 | 5
2022/23 | 282.25 | 74.25 | 4
2022/23 | 282.75 | 74.25 | 1
2022/23 | 283.25 | 74.25 | 3
2022/23 | 283.75 | 74.25 | 1
2022/23 | 284.25 | 74.25 | 2
2022/23 | 285.25 | 74.25 | 4
2022/23 | 285.75 | 74.25 | 2
2022/23 | 286.25 | 74.25 | 1
2022/23 | 286.75 | 74.25 | 3
2022/23 | 287.75 | 74.25 | 4
2022/23 | 288.25 | 74.25 | 1
2022/23 | 288.75 | 74.25 | 2
2022/23 | 289.25 | 74.25 | 3
2022/23 | 289.75 | 74.25 | 1
2022/23 | 290.25 | 74.25 | 2
2022/23 | 290.75 | 74.25 | 1
2022/23 | 291.25 | 74.25 | 1
2022/23 | 292.25 | 74.25 | 1
2022/23 | 292.75 | 74.25 | 2
2022/23 | 293.25 | 74.25 | 7
2022/23 | 293.75 | 74.25 | 1
2022/23 | 294.25 | 74.25 | 1
2022/23 | 295.25 | 74.25 | 1
2022/23 | 295.75 | 74.25 | 1
2022/23 | 296.25 | 74.25 | 1
2022/23 | 296.75 | 74.25 | 2
2022/23 | 297.25 | 74.25 | 3
2022/23 | 297.75 | 74.25 | 3
2022/23 | 298.25 | 74.25 | 2
2022/23 | 298.75 | 74.25 | 1
2022/23 | 300.25 | 74.25 | 2
2022/23 | 300.75 | 74.25 | 1
2022/23 | 301.75 | 74.25 | 1
2022/23 | 302.25 | 74.25 | 2
2022/23 | 302.75 | 74.25 | 2
2022/23 | 303.75 | 74.25 | 4
2022/23 | 304.25 | 74.25 | 2
2022/23 | 304.75 | 74.25 | 2
2022/23 | 305.25 | 74.25 | 2
2022/23 | 306.75 | 74.25 | 2
2022/23 | 308.25 | 74.25 | 1
2022/23 | 309.75 | 74.25 | 2
2022/23 | 310.25 | 74.25 | 1
2022/23 | 311.75 | 74.25 | 1
2022/23 | 312.25 | 74.25 | 1
2022/23 | 314.75 | 74.25 | 1
2022/23 | 315.25 | 74.25 | 1
2022/23 | 317.75 | 74.25 | 2
2022/23 | 320.75 | 74.25 | 1
2022/23 | 321.75 | 74.25 | 1
2022/23 | 324.25 | 74.25 | 1
2022/23 | 325.25 | 74.25 | 1
2022/23 | 326.25 | 74.25 | 2
2022/23 | 328.25 | 74.25 | 1
2022/23 | 328.75 | 74.25 | 1
2022/23 | 330.25 | 74.25 | 1
2022/23 | 331.25 | 74.25 | 1
2022/23 | 333.25 | 74.25 | 1
2022/23 | 336.75 | 74.25 | 1
2022/23 | 338.25 | 74.25 | 1
2022/23 | 347.75 | 74.25 | 1
2022/23 | 354.25 | 74.25 | 1
2022/23 | 355.25 | 74.25 | 2
2022/23 | 409.25 | 74.25 | 1
2022/23 | 109.25 | 74.75 | 1
2022/23 | 114.75 | 74.75 | 2
2022/23 | 115.25 | 74.75 | 1
2022/23 | 116.25 | 74.75 | 3
2022/23 | 116.75 | 74.75 | 2
2022/23 | 117.25 | 74.75 | 3
2022/23 | 117.75 | 74.75 | 3
2022/23 | 118.25 | 74.75 | 2
2022/23 | 118.75 | 74.75 | 3
2022/23 | 119.25 | 74.75 | 2
2022/23 | 119.75 | 74.75 | 3
2022/23 | 120.25 | 74.75 | 4
2022/23 | 120.75 | 74.75 | 3
2022/23 | 121.25 | 74.75 | 10
2022/23 | 121.75 | 74.75 | 4
2022/23 | 122.25 | 74.75 | 1
2022/23 | 122.75 | 74.75 | 4
2022/23 | 123.25 | 74.75 | 6
2022/23 | 123.75 | 74.75 | 5
2022/23 | 124.25 | 74.75 | 7
2022/23 | 124.75 | 74.75 | 13
2022/23 | 125.25 | 74.75 | 12
2022/23 | 125.75 | 74.75 | 22
2022/23 | 126.25 | 74.75 | 19
2022/23 | 126.75 | 74.75 | 16
2022/23 | 127.25 | 74.75 | 10
2022/23 | 127.75 | 74.75 | 18
2022/23 | 128.25 | 74.75 | 25
2022/23 | 128.75 | 74.75 | 24
2022/23 | 129.25 | 74.75 | 18
2022/23 | 129.75 | 74.75 | 31
2022/23 | 130.25 | 74.75 | 23
2022/23 | 130.75 | 74.75 | 23
2022/23 | 131.25 | 74.75 | 20
2022/23 | 131.75 | 74.75 | 35
2022/23 | 132.25 | 74.75 | 24
2022/23 | 132.75 | 74.75 | 33
2022/23 | 133.25 | 74.75 | 35
2022/23 | 133.75 | 74.75 | 33
2022/23 | 134.25 | 74.75 | 47
2022/23 | 134.75 | 74.75 | 42
2022/23 | 135.25 | 74.75 | 47
2022/23 | 135.75 | 74.75 | 44
2022/23 | 136.25 | 74.75 | 51
2022/23 | 136.75 | 74.75 | 58
2022/23 | 137.25 | 74.75 | 68
2022/23 | 137.75 | 74.75 | 51
2022/23 | 138.25 | 74.75 | 65
2022/23 | 138.75 | 74.75 | 67
2022/23 | 139.25 | 74.75 | 74
2022/23 | 139.75 | 74.75 | 74
2022/23 | 140.25 | 74.75 | 75
2022/23 | 140.75 | 74.75 | 73
2022/23 | 141.25 | 74.75 | 81
2022/23 | 141.75 | 74.75 | 79
2022/23 | 142.25 | 74.75 | 78
2022/23 | 142.75 | 74.75 | 89
2022/23 | 143.25 | 74.75 | 86
2022/23 | 143.75 | 74.75 | 93
2022/23 | 144.25 | 74.75 | 90
2022/23 | 144.75 | 74.75 | 90
2022/23 | 145.25 | 74.75 | 101
2022/23 | 145.75 | 74.75 | 105
2022/23 | 146.25 | 74.75 | 109
2022/23 | 146.75 | 74.75 | 105
2022/23 | 147.25 | 74.75 | 108
2022/23 | 147.75 | 74.75 | 108
2022/23 | 148.25 | 74.75 | 128
2022/23 | 148.75 | 74.75 | 129
2022/23 | 149.25 | 74.75 | 132
2022/23 | 149.75 | 74.75 | 121
2022/23 | 150.25 | 74.75 | 145
2022/23 | 150.75 | 74.75 | 136
2022/23 | 151.25 | 74.75 | 116
2022/23 | 151.75 | 74.75 | 131
2022/23 | 152.25 | 74.75 | 138
2022/23 | 152.75 | 74.75 | 142
2022/23 | 153.25 | 74.75 | 128
2022/23 | 153.75 | 74.75 | 142
2022/23 | 154.25 | 74.75 | 172
2022/23 | 154.75 | 74.75 | 161
2022/23 | 155.25 | 74.75 | 174
2022/23 | 155.75 | 74.75 | 143
2022/23 | 156.25 | 74.75 | 173
2022/23 | 156.75 | 74.75 | 165
2022/23 | 157.25 | 74.75 | 154
2022/23 | 157.75 | 74.75 | 167
2022/23 | 158.25 | 74.75 | 146
2022/23 | 158.75 | 74.75 | 167
2022/23 | 159.25 | 74.75 | 157
2022/23 | 159.75 | 74.75 | 167
2022/23 | 160.25 | 74.75 | 176
2022/23 | 160.75 | 74.75 | 151
2022/23 | 161.25 | 74.75 | 150
2022/23 | 161.75 | 74.75 | 171
2022/23 | 162.25 | 74.75 | 140
2022/23 | 162.75 | 74.75 | 160
2022/23 | 163.25 | 74.75 | 157
2022/23 | 163.75 | 74.75 | 149
2022/23 | 164.25 | 74.75 | 173
2022/23 | 164.75 | 74.75 | 159
2022/23 | 165.25 | 74.75 | 175
2022/23 | 165.75 | 74.75 | 165
2022/23 | 166.25 | 74.75 | 158
2022/23 | 166.75 | 74.75 | 149
2022/23 | 167.25 | 74.75 | 170
2022/23 | 167.75 | 74.75 | 133
2022/23 | 168.25 | 74.75 | 148
2022/23 | 168.75 | 74.75 | 150
2022/23 | 169.25 | 74.75 | 148
2022/23 | 169.75 | 74.75 | 148
2022/23 | 170.25 | 74.75 | 142
2022/23 | 170.75 | 74.75 | 145
2022/23 | 171.25 | 74.75 | 143
2022/23 | 171.75 | 74.75 | 169
2022/23 | 172.25 | 74.75 | 122
2022/23 | 172.75 | 74.75 | 155
2022/23 | 173.25 | 74.75 | 152
2022/23 | 173.75 | 74.75 | 146
2022/23 | 174.25 | 74.75 | 122
2022/23 | 174.75 | 74.75 | 134
2022/23 | 175.25 | 74.75 | 142
2022/23 | 175.75 | 74.75 | 128
2022/23 | 176.25 | 74.75 | 139
2022/23 | 176.75 | 74.75 | 127
2022/23 | 177.25 | 74.75 | 138
2022/23 | 177.75 | 74.75 | 122
2022/23 | 178.25 | 74.75 | 138
2022/23 | 178.75 | 74.75 | 133
2022/23 | 179.25 | 74.75 | 117
2022/23 | 179.75 | 74.75 | 134
2022/23 | 180.25 | 74.75 | 120
2022/23 | 180.75 | 74.75 | 122
2022/23 | 181.25 | 74.75 | 108
2022/23 | 181.75 | 74.75 | 102
2022/23 | 182.25 | 74.75 | 98
2022/23 | 182.75 | 74.75 | 103
2022/23 | 183.25 | 74.75 | 98
2022/23 | 183.75 | 74.75 | 101
2022/23 | 184.25 | 74.75 | 102
2022/23 | 184.75 | 74.75 | 105
2022/23 | 185.25 | 74.75 | 116
2022/23 | 185.75 | 74.75 | 91
2022/23 | 186.25 | 74.75 | 103
2022/23 | 186.75 | 74.75 | 82
2022/23 | 187.25 | 74.75 | 76
2022/23 | 187.75 | 74.75 | 100
2022/23 | 188.25 | 74.75 | 85
2022/23 | 188.75 | 74.75 | 90
2022/23 | 189.25 | 74.75 | 89
2022/23 | 189.75 | 74.75 | 80
2022/23 | 190.25 | 74.75 | 74
2022/23 | 190.75 | 74.75 | 72
2022/23 | 191.25 | 74.75 | 79
2022/23 | 191.75 | 74.75 | 72
2022/23 | 192.25 | 74.75 | 72
2022/23 | 192.75 | 74.75 | 63
2022/23 | 193.25 | 74.75 | 78
2022/23 | 193.75 | 74.75 | 56
2022/23 | 194.25 | 74.75 | 67
2022/23 | 194.75 | 74.75 | 52
2022/23 | 195.25 | 74.75 | 61
2022/23 | 195.75 | 74.75 | 55
2022/23 | 196.25 | 74.75 | 67
2022/23 | 196.75 | 74.75 | 61
2022/23 | 197.25 | 74.75 | 72
2022/23 | 197.75 | 74.75 | 49
2022/23 | 198.25 | 74.75 | 55
2022/23 | 198.75 | 74.75 | 38
2022/23 | 199.25 | 74.75 | 43
2022/23 | 199.75 | 74.75 | 56
2022/23 | 200.25 | 74.75 | 48
2022/23 | 200.75 | 74.75 | 44
2022/23 | 201.25 | 74.75 | 42
2022/23 | 201.75 | 74.75 | 55
2022/23 | 202.25 | 74.75 | 36
2022/23 | 202.75 | 74.75 | 48
2022/23 | 203.25 | 74.75 | 47
2022/23 | 203.75 | 74.75 | 39
2022/23 | 204.25 | 74.75 | 54
2022/23 | 204.75 | 74.75 | 45
2022/23 | 205.25 | 74.75 | 33
2022/23 | 205.75 | 74.75 | 28
2022/23 | 206.25 | 74.75 | 45
2022/23 | 206.75 | 74.75 | 39
2022/23 | 207.25 | 74.75 | 38
2022/23 | 207.75 | 74.75 | 38
2022/23 | 208.25 | 74.75 | 32
2022/23 | 208.75 | 74.75 | 28
2022/23 | 209.25 | 74.75 | 28
2022/23 | 209.75 | 74.75 | 28
2022/23 | 210.25 | 74.75 | 33
2022/23 | 210.75 | 74.75 | 19
2022/23 | 211.25 | 74.75 | 34
2022/23 | 211.75 | 74.75 | 29
2022/23 | 212.25 | 74.75 | 30
2022/23 | 212.75 | 74.75 | 26
2022/23 | 213.25 | 74.75 | 13
2022/23 | 213.75 | 74.75 | 27
2022/23 | 214.25 | 74.75 | 27
2022/23 | 214.75 | 74.75 | 20
2022/23 | 215.25 | 74.75 | 20
2022/23 | 215.75 | 74.75 | 19
2022/23 | 216.25 | 74.75 | 18
2022/23 | 216.75 | 74.75 | 22
2022/23 | 217.25 | 74.75 | 21
2022/23 | 217.75 | 74.75 | 26
2022/23 | 218.25 | 74.75 | 18
2022/23 | 218.75 | 74.75 | 14
2022/23 | 219.25 | 74.75 | 14
2022/23 | 219.75 | 74.75 | 18
2022/23 | 220.25 | 74.75 | 21
2022/23 | 220.75 | 74.75 | 23
2022/23 | 221.25 | 74.75 | 18
2022/23 | 221.75 | 74.75 | 20
2022/23 | 222.25 | 74.75 | 22
2022/23 | 222.75 | 74.75 | 11
2022/23 | 223.25 | 74.75 | 26
2022/23 | 223.75 | 74.75 | 20
2022/23 | 224.25 | 74.75 | 18
2022/23 | 224.75 | 74.75 | 19
2022/23 | 225.25 | 74.75 | 10
2022/23 | 225.75 | 74.75 | 16
2022/23 | 226.25 | 74.75 | 13
2022/23 | 226.75 | 74.75 | 12
2022/23 | 227.25 | 74.75 | 20
2022/23 | 227.75 | 74.75 | 12
2022/23 | 228.25 | 74.75 | 20
2022/23 | 228.75 | 74.75 | 14
2022/23 | 229.25 | 74.75 | 10
2022/23 | 229.75 | 74.75 | 6
2022/23 | 230.25 | 74.75 | 10
2022/23 | 230.75 | 74.75 | 16
2022/23 | 231.25 | 74.75 | 13
2022/23 | 231.75 | 74.75 | 7
2022/23 | 232.25 | 74.75 | 7
2022/23 | 232.75 | 74.75 | 11
2022/23 | 233.25 | 74.75 | 8
2022/23 | 233.75 | 74.75 | 14
2022/23 | 234.25 | 74.75 | 7
2022/23 | 234.75 | 74.75 | 11
2022/23 | 235.25 | 74.75 | 8
2022/23 | 235.75 | 74.75 | 6
2022/23 | 236.25 | 74.75 | 11
2022/23 | 236.75 | 74.75 | 12
2022/23 | 237.25 | 74.75 | 13
2022/23 | 237.75 | 74.75 | 10
2022/23 | 238.25 | 74.75 | 8
2022/23 | 238.75 | 74.75 | 7
2022/23 | 239.25 | 74.75 | 9
2022/23 | 239.75 | 74.75 | 10
2022/23 | 240.25 | 74.75 | 5
2022/23 | 240.75 | 74.75 | 8
2022/23 | 241.25 | 74.75 | 6
2022/23 | 241.75 | 74.75 | 7
2022/23 | 242.25 | 74.75 | 5
2022/23 | 242.75 | 74.75 | 8
2022/23 | 243.25 | 74.75 | 9
2022/23 | 243.75 | 74.75 | 8
2022/23 | 244.25 | 74.75 | 6
2022/23 | 244.75 | 74.75 | 9
2022/23 | 245.25 | 74.75 | 6
2022/23 | 245.75 | 74.75 | 7
2022/23 | 246.25 | 74.75 | 5
2022/23 | 246.75 | 74.75 | 8
2022/23 | 247.25 | 74.75 | 11
2022/23 | 247.75 | 74.75 | 13
2022/23 | 248.25 | 74.75 | 11
2022/23 | 248.75 | 74.75 | 8
2022/23 | 249.25 | 74.75 | 3
2022/23 | 249.75 | 74.75 | 7
2022/23 | 250.25 | 74.75 | 7
2022/23 | 250.75 | 74.75 | 7
2022/23 | 251.25 | 74.75 | 14
2022/23 | 251.75 | 74.75 | 8
2022/23 | 252.25 | 74.75 | 7
2022/23 | 252.75 | 74.75 | 9
2022/23 | 253.25 | 74.75 | 9
2022/23 | 253.75 | 74.75 | 8
2022/23 | 254.25 | 74.75 | 6
2022/23 | 254.75 | 74.75 | 7
2022/23 | 255.25 | 74.75 | 7
2022/23 | 255.75 | 74.75 | 8
2022/23 | 256.25 | 74.75 | 3
2022/23 | 256.75 | 74.75 | 8
2022/23 | 257.25 | 74.75 | 7
2022/23 | 257.75 | 74.75 | 4
2022/23 | 258.25 | 74.75 | 12
2022/23 | 258.75 | 74.75 | 3
2022/23 | 259.25 | 74.75 | 8
2022/23 | 259.75 | 74.75 | 3
2022/23 | 260.25 | 74.75 | 5
2022/23 | 260.75 | 74.75 | 3
2022/23 | 261.25 | 74.75 | 4
2022/23 | 261.75 | 74.75 | 5
2022/23 | 262.25 | 74.75 | 3
2022/23 | 262.75 | 74.75 | 8
2022/23 | 263.25 | 74.75 | 6
2022/23 | 263.75 | 74.75 | 8
2022/23 | 264.25 | 74.75 | 8
2022/23 | 264.75 | 74.75 | 3
2022/23 | 265.25 | 74.75 | 2
2022/23 | 265.75 | 74.75 | 3
2022/23 | 266.25 | 74.75 | 7
2022/23 | 266.75 | 74.75 | 6
2022/23 | 267.25 | 74.75 | 3
2022/23 | 267.75 | 74.75 | 5
2022/23 | 268.25 | 74.75 | 1
2022/23 | 268.75 | 74.75 | 8
2022/23 | 269.25 | 74.75 | 4
2022/23 | 269.75 | 74.75 | 3
2022/23 | 270.25 | 74.75 | 8
2022/23 | 270.75 | 74.75 | 4
2022/23 | 271.25 | 74.75 | 4
2022/23 | 271.75 | 74.75 | 3
2022/23 | 272.25 | 74.75 | 2
2022/23 | 272.75 | 74.75 | 2
2022/23 | 273.25 | 74.75 | 6
2022/23 | 273.75 | 74.75 | 2
2022/23 | 274.75 | 74.75 | 1
2022/23 | 275.25 | 74.75 | 2
2022/23 | 275.75 | 74.75 | 2
2022/23 | 276.25 | 74.75 | 5
2022/23 | 276.75 | 74.75 | 1
2022/23 | 277.25 | 74.75 | 1
2022/23 | 277.75 | 74.75 | 2
2022/23 | 278.25 | 74.75 | 3
2022/23 | 278.75 | 74.75 | 4
2022/23 | 279.25 | 74.75 | 2
2022/23 | 279.75 | 74.75 | 2
2022/23 | 280.25 | 74.75 | 1
2022/23 | 280.75 | 74.75 | 2
2022/23 | 281.25 | 74.75 | 1
2022/23 | 281.75 | 74.75 | 2
2022/23 | 282.25 | 74.75 | 3
2022/23 | 282.75 | 74.75 | 2
2022/23 | 283.25 | 74.75 | 2
2022/23 | 283.75 | 74.75 | 1
2022/23 | 284.25 | 74.75 | 3
2022/23 | 284.75 | 74.75 | 2
2022/23 | 285.25 | 74.75 | 1
2022/23 | 285.75 | 74.75 | 2
2022/23 | 286.25 | 74.75 | 3
2022/23 | 286.75 | 74.75 | 3
2022/23 | 287.25 | 74.75 | 1
2022/23 | 287.75 | 74.75 | 2
2022/23 | 288.25 | 74.75 | 2
2022/23 | 288.75 | 74.75 | 4
2022/23 | 289.25 | 74.75 | 1
2022/23 | 289.75 | 74.75 | 2
2022/23 | 290.75 | 74.75 | 4
2022/23 | 291.75 | 74.75 | 1
2022/23 | 292.75 | 74.75 | 2
2022/23 | 293.25 | 74.75 | 2
2022/23 | 293.75 | 74.75 | 2
2022/23 | 294.25 | 74.75 | 1
2022/23 | 294.75 | 74.75 | 2
2022/23 | 295.25 | 74.75 | 1
2022/23 | 295.75 | 74.75 | 4
2022/23 | 297.25 | 74.75 | 1
2022/23 | 297.75 | 74.75 | 2
2022/23 | 298.75 | 74.75 | 2
2022/23 | 299.25 | 74.75 | 2
2022/23 | 299.75 | 74.75 | 1
2022/23 | 300.25 | 74.75 | 2
2022/23 | 300.75 | 74.75 | 2
2022/23 | 301.25 | 74.75 | 2
2022/23 | 301.75 | 74.75 | 1
2022/23 | 302.25 | 74.75 | 1
2022/23 | 302.75 | 74.75 | 1
2022/23 | 303.25 | 74.75 | 1
2022/23 | 304.25 | 74.75 | 2
2022/23 | 305.75 | 74.75 | 2
2022/23 | 307.75 | 74.75 | 1
2022/23 | 308.25 | 74.75 | 3
2022/23 | 308.75 | 74.75 | 1
2022/23 | 310.25 | 74.75 | 1
2022/23 | 310.75 | 74.75 | 2
2022/23 | 311.75 | 74.75 | 2
2022/23 | 312.75 | 74.75 | 1
2022/23 | 313.75 | 74.75 | 1
2022/23 | 314.25 | 74.75 | 2
2022/23 | 314.75 | 74.75 | 1
2022/23 | 315.25 | 74.75 | 2
2022/23 | 315.75 | 74.75 | 1
2022/23 | 317.25 | 74.75 | 1
2022/23 | 317.75 | 74.75 | 2
2022/23 | 318.75 | 74.75 | 1
2022/23 | 320.25 | 74.75 | 1
2022/23 | 320.75 | 74.75 | 1
2022/23 | 322.25 | 74.75 | 1
2022/23 | 323.25 | 74.75 | 1
2022/23 | 325.25 | 74.75 | 1
2022/23 | 327.75 | 74.75 | 1
2022/23 | 329.75 | 74.75 | 1
2022/23 | 333.75 | 74.75 | 2
2022/23 | 335.75 | 74.75 | 1
2022/23 | 336.75 | 74.75 | 1
2022/23 | 337.75 | 74.75 | 1
2022/23 | 339.75 | 74.75 | 1
2022/23 | 340.25 | 74.75 | 1
2022/23 | 343.25 | 74.75 | 1
2022/23 | 343.75 | 74.75 | 1
2022/23 | 344.25 | 74.75 | 1
2022/23 | 345.25 | 74.75 | 1
2022/23 | 345.75 | 74.75 | 1
2022/23 | 346.75 | 74.75 | 1
2022/23 | 351.25 | 74.75 | 1
2022/23 | 359.75 | 74.75 | 1
2022/23 | 366.75 | 74.75 | 1
2022/23 | 367.25 | 74.75 | 1
2022/23 | 371.25 | 74.75 | 1
2022/23 | 392.75 | 74.75 | 2
2022/23 | 399.75 | 74.75 | 1
2022/23 | 423.75 | 74.75 | 1
2022/23 | 113.25 | 75.25 | 1
2022/23 | 113.75 | 75.25 | 1
2022/23 | 114.25 | 75.25 | 1
2022/23 | 114.75 | 75.25 | 1
2022/23 | 115.25 | 75.25 | 4
2022/23 | 116.75 | 75.25 | 2
2022/23 | 117.75 | 75.25 | 2
2022/23 | 118.25 | 75.25 | 1
2022/23 | 118.75 | 75.25 | 1
2022/23 | 119.25 | 75.25 | 4
2022/23 | 119.75 | 75.25 | 2
2022/23 | 120.75 | 75.25 | 3
2022/23 | 121.25 | 75.25 | 6
2022/23 | 121.75 | 75.25 | 8
2022/23 | 122.25 | 75.25 | 7
2022/23 | 122.75 | 75.25 | 5
2022/23 | 123.25 | 75.25 | 6
2022/23 | 123.75 | 75.25 | 9
2022/23 | 124.25 | 75.25 | 6
2022/23 | 124.75 | 75.25 | 5
2022/23 | 125.25 | 75.25 | 14
2022/23 | 125.75 | 75.25 | 9
2022/23 | 126.25 | 75.25 | 11
2022/23 | 126.75 | 75.25 | 12
2022/23 | 127.25 | 75.25 | 11
2022/23 | 127.75 | 75.25 | 12
2022/23 | 128.25 | 75.25 | 18
2022/23 | 128.75 | 75.25 | 23
2022/23 | 129.25 | 75.25 | 29
2022/23 | 129.75 | 75.25 | 20
2022/23 | 130.25 | 75.25 | 22
2022/23 | 130.75 | 75.25 | 23
2022/23 | 131.25 | 75.25 | 25
2022/23 | 131.75 | 75.25 | 28
2022/23 | 132.25 | 75.25 | 31
2022/23 | 132.75 | 75.25 | 45
2022/23 | 133.25 | 75.25 | 31
2022/23 | 133.75 | 75.25 | 40
2022/23 | 134.25 | 75.25 | 45
2022/23 | 134.75 | 75.25 | 46
2022/23 | 135.25 | 75.25 | 51
2022/23 | 135.75 | 75.25 | 46
2022/23 | 136.25 | 75.25 | 44
2022/23 | 136.75 | 75.25 | 41
2022/23 | 137.25 | 75.25 | 53
2022/23 | 137.75 | 75.25 | 61
2022/23 | 138.25 | 75.25 | 50
2022/23 | 138.75 | 75.25 | 52
2022/23 | 139.25 | 75.25 | 67
2022/23 | 139.75 | 75.25 | 75
2022/23 | 140.25 | 75.25 | 76
2022/23 | 140.75 | 75.25 | 70
2022/23 | 141.25 | 75.25 | 101
2022/23 | 141.75 | 75.25 | 75
2022/23 | 142.25 | 75.25 | 92
2022/23 | 142.75 | 75.25 | 72
2022/23 | 143.25 | 75.25 | 106
2022/23 | 143.75 | 75.25 | 80
2022/23 | 144.25 | 75.25 | 124
2022/23 | 144.75 | 75.25 | 97
2022/23 | 145.25 | 75.25 | 103
2022/23 | 145.75 | 75.25 | 109
2022/23 | 146.25 | 75.25 | 126
2022/23 | 146.75 | 75.25 | 122
2022/23 | 147.25 | 75.25 | 127
2022/23 | 147.75 | 75.25 | 108
2022/23 | 148.25 | 75.25 | 131
2022/23 | 148.75 | 75.25 | 124
2022/23 | 149.25 | 75.25 | 112
2022/23 | 149.75 | 75.25 | 148
2022/23 | 150.25 | 75.25 | 124
2022/23 | 150.75 | 75.25 | 133
2022/23 | 151.25 | 75.25 | 130
2022/23 | 151.75 | 75.25 | 158
2022/23 | 152.25 | 75.25 | 153
2022/23 | 152.75 | 75.25 | 157
2022/23 | 153.25 | 75.25 | 173
2022/23 | 153.75 | 75.25 | 159
2022/23 | 154.25 | 75.25 | 167
2022/23 | 154.75 | 75.25 | 146
2022/23 | 155.25 | 75.25 | 149
2022/23 | 155.75 | 75.25 | 145
2022/23 | 156.25 | 75.25 | 145
2022/23 | 156.75 | 75.25 | 164
2022/23 | 157.25 | 75.25 | 157
2022/23 | 157.75 | 75.25 | 167
2022/23 | 158.25 | 75.25 | 165
2022/23 | 158.75 | 75.25 | 175
2022/23 | 159.25 | 75.25 | 157
2022/23 | 159.75 | 75.25 | 197
2022/23 | 160.25 | 75.25 | 164
2022/23 | 160.75 | 75.25 | 163
2022/23 | 161.25 | 75.25 | 189
2022/23 | 161.75 | 75.25 | 164
2022/23 | 162.25 | 75.25 | 166
2022/23 | 162.75 | 75.25 | 159
2022/23 | 163.25 | 75.25 | 166
2022/23 | 163.75 | 75.25 | 168
2022/23 | 164.25 | 75.25 | 188
2022/23 | 164.75 | 75.25 | 149
2022/23 | 165.25 | 75.25 | 161
2022/23 | 165.75 | 75.25 | 187
2022/23 | 166.25 | 75.25 | 188
2022/23 | 166.75 | 75.25 | 147
2022/23 | 167.25 | 75.25 | 159
2022/23 | 167.75 | 75.25 | 167
2022/23 | 168.25 | 75.25 | 140
2022/23 | 168.75 | 75.25 | 180
2022/23 | 169.25 | 75.25 | 150
2022/23 | 169.75 | 75.25 | 180
2022/23 | 170.25 | 75.25 | 172
2022/23 | 170.75 | 75.25 | 160
2022/23 | 171.25 | 75.25 | 200
2022/23 | 171.75 | 75.25 | 170
2022/23 | 172.25 | 75.25 | 154
2022/23 | 172.75 | 75.25 | 151
2022/23 | 173.25 | 75.25 | 155
2022/23 | 173.75 | 75.25 | 149
2022/23 | 174.25 | 75.25 | 146
2022/23 | 174.75 | 75.25 | 154
2022/23 | 175.25 | 75.25 | 143
2022/23 | 175.75 | 75.25 | 127
2022/23 | 176.25 | 75.25 | 141
2022/23 | 176.75 | 75.25 | 131
2022/23 | 177.25 | 75.25 | 140
2022/23 | 177.75 | 75.25 | 124
2022/23 | 178.25 | 75.25 | 124
2022/23 | 178.75 | 75.25 | 123
2022/23 | 179.25 | 75.25 | 145
2022/23 | 179.75 | 75.25 | 121
2022/23 | 180.25 | 75.25 | 129
2022/23 | 180.75 | 75.25 | 114
2022/23 | 181.25 | 75.25 | 119
2022/23 | 181.75 | 75.25 | 110
2022/23 | 182.25 | 75.25 | 100
2022/23 | 182.75 | 75.25 | 104
2022/23 | 183.25 | 75.25 | 102
2022/23 | 183.75 | 75.25 | 106
2022/23 | 184.25 | 75.25 | 119
2022/23 | 184.75 | 75.25 | 109
2022/23 | 185.25 | 75.25 | 103
2022/23 | 185.75 | 75.25 | 98
2022/23 | 186.25 | 75.25 | 101
2022/23 | 186.75 | 75.25 | 86
2022/23 | 187.25 | 75.25 | 81
2022/23 | 187.75 | 75.25 | 82
2022/23 | 188.25 | 75.25 | 81
2022/23 | 188.75 | 75.25 | 87
2022/23 | 189.25 | 75.25 | 83
2022/23 | 189.75 | 75.25 | 80
2022/23 | 190.25 | 75.25 | 86
2022/23 | 190.75 | 75.25 | 67
2022/23 | 191.25 | 75.25 | 79
2022/23 | 191.75 | 75.25 | 91
2022/23 | 192.25 | 75.25 | 77
2022/23 | 192.75 | 75.25 | 81
2022/23 | 193.25 | 75.25 | 70
2022/23 | 193.75 | 75.25 | 58
2022/23 | 194.25 | 75.25 | 72
2022/23 | 194.75 | 75.25 | 58
2022/23 | 195.25 | 75.25 | 71
2022/23 | 195.75 | 75.25 | 67
2022/23 | 196.25 | 75.25 | 63
2022/23 | 196.75 | 75.25 | 58
2022/23 | 197.25 | 75.25 | 57
2022/23 | 197.75 | 75.25 | 66
2022/23 | 198.25 | 75.25 | 50
2022/23 | 198.75 | 75.25 | 54
2022/23 | 199.25 | 75.25 | 49
2022/23 | 199.75 | 75.25 | 34
2022/23 | 200.25 | 75.25 | 59
2022/23 | 200.75 | 75.25 | 43
2022/23 | 201.25 | 75.25 | 37
2022/23 | 201.75 | 75.25 | 48
2022/23 | 202.25 | 75.25 | 53
2022/23 | 202.75 | 75.25 | 45
2022/23 | 203.25 | 75.25 | 43
2022/23 | 203.75 | 75.25 | 56
2022/23 | 204.25 | 75.25 | 55
2022/23 | 204.75 | 75.25 | 43
2022/23 | 205.25 | 75.25 | 36
2022/23 | 205.75 | 75.25 | 36
2022/23 | 206.25 | 75.25 | 41
2022/23 | 206.75 | 75.25 | 39
2022/23 | 207.25 | 75.25 | 45
2022/23 | 207.75 | 75.25 | 30
2022/23 | 208.25 | 75.25 | 29
2022/23 | 208.75 | 75.25 | 30
2022/23 | 209.25 | 75.25 | 41
2022/23 | 209.75 | 75.25 | 34
2022/23 | 210.25 | 75.25 | 25
2022/23 | 210.75 | 75.25 | 25
2022/23 | 211.25 | 75.25 | 24
2022/23 | 211.75 | 75.25 | 26
2022/23 | 212.25 | 75.25 | 27
2022/23 | 212.75 | 75.25 | 33
2022/23 | 213.25 | 75.25 | 24
2022/23 | 213.75 | 75.25 | 23
2022/23 | 214.25 | 75.25 | 26
2022/23 | 214.75 | 75.25 | 31
2022/23 | 215.25 | 75.25 | 26
2022/23 | 215.75 | 75.25 | 30
2022/23 | 216.25 | 75.25 | 17
2022/23 | 216.75 | 75.25 | 27
2022/23 | 217.25 | 75.25 | 21
2022/23 | 217.75 | 75.25 | 17
2022/23 | 218.25 | 75.25 | 19
2022/23 | 218.75 | 75.25 | 16
2022/23 | 219.25 | 75.25 | 18
2022/23 | 219.75 | 75.25 | 23
2022/23 | 220.25 | 75.25 | 17
2022/23 | 220.75 | 75.25 | 17
2022/23 | 221.25 | 75.25 | 21
2022/23 | 221.75 | 75.25 | 23
2022/23 | 222.25 | 75.25 | 20
2022/23 | 222.75 | 75.25 | 20
2022/23 | 223.25 | 75.25 | 28
2022/23 | 223.75 | 75.25 | 14
2022/23 | 224.25 | 75.25 | 17
2022/23 | 224.75 | 75.25 | 16
2022/23 | 225.25 | 75.25 | 15
2022/23 | 225.75 | 75.25 | 9
2022/23 | 226.25 | 75.25 | 12
2022/23 | 226.75 | 75.25 | 10
2022/23 | 227.25 | 75.25 | 14
2022/23 | 227.75 | 75.25 | 12
2022/23 | 228.25 | 75.25 | 14
2022/23 | 228.75 | 75.25 | 12
2022/23 | 229.25 | 75.25 | 10
2022/23 | 229.75 | 75.25 | 16
2022/23 | 230.25 | 75.25 | 15
2022/23 | 230.75 | 75.25 | 15
2022/23 | 231.25 | 75.25 | 14
2022/23 | 231.75 | 75.25 | 10
2022/23 | 232.25 | 75.25 | 12
2022/23 | 232.75 | 75.25 | 7
2022/23 | 233.25 | 75.25 | 7
2022/23 | 233.75 | 75.25 | 4
2022/23 | 234.25 | 75.25 | 11
2022/23 | 234.75 | 75.25 | 12
2022/23 | 235.25 | 75.25 | 13
2022/23 | 235.75 | 75.25 | 4
2022/23 | 236.25 | 75.25 | 11
2022/23 | 236.75 | 75.25 | 9
2022/23 | 237.25 | 75.25 | 16
2022/23 | 237.75 | 75.25 | 14
2022/23 | 238.25 | 75.25 | 7
2022/23 | 238.75 | 75.25 | 6
2022/23 | 239.25 | 75.25 | 8
2022/23 | 239.75 | 75.25 | 9
2022/23 | 240.25 | 75.25 | 10
2022/23 | 240.75 | 75.25 | 5
2022/23 | 241.25 | 75.25 | 10
2022/23 | 241.75 | 75.25 | 10
2022/23 | 242.25 | 75.25 | 3
2022/23 | 242.75 | 75.25 | 14
2022/23 | 243.25 | 75.25 | 13
2022/23 | 243.75 | 75.25 | 8
2022/23 | 244.25 | 75.25 | 10
2022/23 | 244.75 | 75.25 | 13
2022/23 | 245.25 | 75.25 | 1
2022/23 | 245.75 | 75.25 | 5
2022/23 | 246.25 | 75.25 | 6
2022/23 | 246.75 | 75.25 | 8
2022/23 | 247.25 | 75.25 | 9
2022/23 | 247.75 | 75.25 | 5
2022/23 | 248.25 | 75.25 | 6
2022/23 | 248.75 | 75.25 | 14
2022/23 | 249.25 | 75.25 | 4
2022/23 | 249.75 | 75.25 | 7
2022/23 | 250.25 | 75.25 | 4
2022/23 | 250.75 | 75.25 | 7
2022/23 | 251.25 | 75.25 | 6
2022/23 | 251.75 | 75.25 | 9
2022/23 | 252.25 | 75.25 | 8
2022/23 | 252.75 | 75.25 | 5
2022/23 | 253.25 | 75.25 | 3
2022/23 | 253.75 | 75.25 | 5
2022/23 | 254.25 | 75.25 | 6
2022/23 | 254.75 | 75.25 | 4
2022/23 | 255.25 | 75.25 | 4
2022/23 | 255.75 | 75.25 | 7
2022/23 | 256.25 | 75.25 | 9
2022/23 | 256.75 | 75.25 | 5
2022/23 | 257.25 | 75.25 | 7
2022/23 | 257.75 | 75.25 | 6
2022/23 | 258.25 | 75.25 | 4
2022/23 | 258.75 | 75.25 | 6
2022/23 | 259.25 | 75.25 | 9
2022/23 | 259.75 | 75.25 | 5
2022/23 | 260.25 | 75.25 | 5
2022/23 | 260.75 | 75.25 | 10
2022/23 | 261.25 | 75.25 | 8
2022/23 | 261.75 | 75.25 | 4
2022/23 | 262.25 | 75.25 | 4
2022/23 | 262.75 | 75.25 | 1
2022/23 | 263.25 | 75.25 | 7
2022/23 | 263.75 | 75.25 | 6
2022/23 | 264.25 | 75.25 | 7
2022/23 | 264.75 | 75.25 | 5
2022/23 | 265.25 | 75.25 | 2
2022/23 | 265.75 | 75.25 | 2
2022/23 | 266.25 | 75.25 | 5
2022/23 | 266.75 | 75.25 | 5
2022/23 | 267.25 | 75.25 | 2
2022/23 | 267.75 | 75.25 | 4
2022/23 | 268.25 | 75.25 | 3
2022/23 | 268.75 | 75.25 | 2
2022/23 | 269.25 | 75.25 | 1
2022/23 | 269.75 | 75.25 | 5
2022/23 | 270.25 | 75.25 | 1
2022/23 | 270.75 | 75.25 | 4
2022/23 | 271.25 | 75.25 | 3
2022/23 | 272.25 | 75.25 | 1
2022/23 | 272.75 | 75.25 | 3
2022/23 | 273.25 | 75.25 | 3
2022/23 | 273.75 | 75.25 | 4
2022/23 | 274.25 | 75.25 | 4
2022/23 | 274.75 | 75.25 | 2
2022/23 | 275.25 | 75.25 | 4
2022/23 | 275.75 | 75.25 | 8
2022/23 | 276.25 | 75.25 | 1
2022/23 | 276.75 | 75.25 | 5
2022/23 | 277.25 | 75.25 | 4
2022/23 | 277.75 | 75.25 | 1
2022/23 | 278.25 | 75.25 | 2
2022/23 | 278.75 | 75.25 | 1
2022/23 | 279.25 | 75.25 | 3
2022/23 | 279.75 | 75.25 | 3
2022/23 | 280.75 | 75.25 | 5
2022/23 | 281.25 | 75.25 | 4
2022/23 | 281.75 | 75.25 | 3
2022/23 | 282.25 | 75.25 | 1
2022/23 | 282.75 | 75.25 | 2
2022/23 | 283.25 | 75.25 | 2
2022/23 | 283.75 | 75.25 | 1
2022/23 | 284.25 | 75.25 | 2
2022/23 | 284.75 | 75.25 | 2
2022/23 | 285.75 | 75.25 | 1
2022/23 | 286.25 | 75.25 | 2
2022/23 | 286.75 | 75.25 | 1
2022/23 | 287.25 | 75.25 | 1
2022/23 | 287.75 | 75.25 | 1
2022/23 | 288.25 | 75.25 | 1
2022/23 | 288.75 | 75.25 | 1
2022/23 | 289.25 | 75.25 | 1
2022/23 | 289.75 | 75.25 | 3
2022/23 | 290.25 | 75.25 | 2
2022/23 | 291.25 | 75.25 | 2
2022/23 | 291.75 | 75.25 | 2
2022/23 | 292.25 | 75.25 | 4
2022/23 | 292.75 | 75.25 | 1
2022/23 | 293.25 | 75.25 | 2
2022/23 | 293.75 | 75.25 | 3
2022/23 | 294.25 | 75.25 | 1
2022/23 | 294.75 | 75.25 | 4
2022/23 | 295.75 | 75.25 | 3
2022/23 | 296.25 | 75.25 | 2
2022/23 | 297.25 | 75.25 | 2
2022/23 | 298.25 | 75.25 | 4
2022/23 | 298.75 | 75.25 | 3
2022/23 | 299.25 | 75.25 | 1
2022/23 | 299.75 | 75.25 | 1
2022/23 | 302.25 | 75.25 | 1
2022/23 | 302.75 | 75.25 | 2
2022/23 | 303.75 | 75.25 | 2
2022/23 | 304.25 | 75.25 | 1
2022/23 | 306.25 | 75.25 | 1
2022/23 | 307.25 | 75.25 | 1
2022/23 | 307.75 | 75.25 | 1
2022/23 | 308.25 | 75.25 | 3
2022/23 | 308.75 | 75.25 | 2
2022/23 | 309.25 | 75.25 | 1
2022/23 | 309.75 | 75.25 | 1
2022/23 | 311.25 | 75.25 | 2
2022/23 | 311.75 | 75.25 | 1
2022/23 | 313.75 | 75.25 | 1
2022/23 | 314.25 | 75.25 | 2
2022/23 | 315.25 | 75.25 | 2
2022/23 | 316.75 | 75.25 | 2
2022/23 | 317.75 | 75.25 | 1
2022/23 | 319.25 | 75.25 | 1
2022/23 | 320.25 | 75.25 | 1
2022/23 | 321.25 | 75.25 | 1
2022/23 | 321.75 | 75.25 | 1
2022/23 | 323.75 | 75.25 | 2
2022/23 | 324.75 | 75.25 | 2
2022/23 | 325.25 | 75.25 | 2
2022/23 | 325.75 | 75.25 | 1
2022/23 | 327.25 | 75.25 | 1
2022/23 | 328.25 | 75.25 | 1
2022/23 | 328.75 | 75.25 | 1
2022/23 | 330.25 | 75.25 | 1
2022/23 | 331.75 | 75.25 | 1
2022/23 | 332.25 | 75.25 | 1
2022/23 | 332.75 | 75.25 | 1
2022/23 | 333.25 | 75.25 | 1
2022/23 | 334.75 | 75.25 | 1
2022/23 | 339.75 | 75.25 | 1
2022/23 | 340.25 | 75.25 | 1
2022/23 | 344.75 | 75.25 | 1
2022/23 | 345.25 | 75.25 | 1
2022/23 | 347.75 | 75.25 | 1
2022/23 | 348.25 | 75.25 | 1
2022/23 | 349.25 | 75.25 | 1
2022/23 | 352.25 | 75.25 | 2
2022/23 | 363.25 | 75.25 | 1
2022/23 | 364.25 | 75.25 | 1
2022/23 | 369.25 | 75.25 | 1
2022/23 | 385.75 | 75.25 | 1
2022/23 | 414.25 | 75.25 | 1
2022/23 | 113.25 | 75.75 | 1
2022/23 | 113.75 | 75.75 | 1
2022/23 | 115.25 | 75.75 | 1
2022/23 | 116.25 | 75.75 | 1
2022/23 | 116.75 | 75.75 | 1
2022/23 | 117.25 | 75.75 | 2
2022/23 | 117.75 | 75.75 | 3
2022/23 | 118.25 | 75.75 | 1
2022/23 | 118.75 | 75.75 | 7
2022/23 | 119.25 | 75.75 | 5
2022/23 | 119.75 | 75.75 | 1
2022/23 | 120.25 | 75.75 | 1
2022/23 | 120.75 | 75.75 | 3
2022/23 | 121.25 | 75.75 | 1
2022/23 | 121.75 | 75.75 | 5
2022/23 | 122.25 | 75.75 | 7
2022/23 | 122.75 | 75.75 | 2
2022/23 | 123.25 | 75.75 | 5
2022/23 | 123.75 | 75.75 | 11
2022/23 | 124.25 | 75.75 | 13
2022/23 | 124.75 | 75.75 | 10
2022/23 | 125.25 | 75.75 | 13
2022/23 | 125.75 | 75.75 | 3
2022/23 | 126.25 | 75.75 | 11
2022/23 | 126.75 | 75.75 | 9
2022/23 | 127.25 | 75.75 | 13
2022/23 | 127.75 | 75.75 | 11
2022/23 | 128.25 | 75.75 | 20
2022/23 | 128.75 | 75.75 | 16
2022/23 | 129.25 | 75.75 | 28
2022/23 | 129.75 | 75.75 | 22
2022/23 | 130.25 | 75.75 | 18
2022/23 | 130.75 | 75.75 | 26
2022/23 | 131.25 | 75.75 | 26
2022/23 | 131.75 | 75.75 | 34
2022/23 | 132.25 | 75.75 | 26
2022/23 | 132.75 | 75.75 | 41
2022/23 | 133.25 | 75.75 | 24
2022/23 | 133.75 | 75.75 | 42
2022/23 | 134.25 | 75.75 | 30
2022/23 | 134.75 | 75.75 | 42
2022/23 | 135.25 | 75.75 | 45
2022/23 | 135.75 | 75.75 | 61
2022/23 | 136.25 | 75.75 | 52
2022/23 | 136.75 | 75.75 | 54
2022/23 | 137.25 | 75.75 | 48
2022/23 | 137.75 | 75.75 | 54
2022/23 | 138.25 | 75.75 | 67
2022/23 | 138.75 | 75.75 | 76
2022/23 | 139.25 | 75.75 | 62
2022/23 | 139.75 | 75.75 | 73
2022/23 | 140.25 | 75.75 | 83
2022/23 | 140.75 | 75.75 | 60
2022/23 | 141.25 | 75.75 | 83
2022/23 | 141.75 | 75.75 | 72
2022/23 | 142.25 | 75.75 | 77
2022/23 | 142.75 | 75.75 | 91
2022/23 | 143.25 | 75.75 | 95
2022/23 | 143.75 | 75.75 | 114
2022/23 | 144.25 | 75.75 | 97
2022/23 | 144.75 | 75.75 | 98
2022/23 | 145.25 | 75.75 | 98
2022/23 | 145.75 | 75.75 | 110
2022/23 | 146.25 | 75.75 | 106
2022/23 | 146.75 | 75.75 | 117
2022/23 | 147.25 | 75.75 | 114
2022/23 | 147.75 | 75.75 | 115
2022/23 | 148.25 | 75.75 | 123
2022/23 | 148.75 | 75.75 | 125
2022/23 | 149.25 | 75.75 | 123
2022/23 | 149.75 | 75.75 | 124
2022/23 | 150.25 | 75.75 | 133
2022/23 | 150.75 | 75.75 | 143
2022/23 | 151.25 | 75.75 | 139
2022/23 | 151.75 | 75.75 | 161
2022/23 | 152.25 | 75.75 | 132
2022/23 | 152.75 | 75.75 | 161
2022/23 | 153.25 | 75.75 | 146
2022/23 | 153.75 | 75.75 | 129
2022/23 | 154.25 | 75.75 | 161
2022/23 | 154.75 | 75.75 | 175
2022/23 | 155.25 | 75.75 | 162
2022/23 | 155.75 | 75.75 | 148
2022/23 | 156.25 | 75.75 | 159
2022/23 | 156.75 | 75.75 | 154
2022/23 | 157.25 | 75.75 | 158
2022/23 | 157.75 | 75.75 | 188
2022/23 | 158.25 | 75.75 | 162
2022/23 | 158.75 | 75.75 | 179
2022/23 | 159.25 | 75.75 | 164
2022/23 | 159.75 | 75.75 | 180
2022/23 | 160.25 | 75.75 | 164
2022/23 | 160.75 | 75.75 | 176
2022/23 | 161.25 | 75.75 | 178
2022/23 | 161.75 | 75.75 | 173
2022/23 | 162.25 | 75.75 | 169
2022/23 | 162.75 | 75.75 | 172
2022/23 | 163.25 | 75.75 | 158
2022/23 | 163.75 | 75.75 | 162
2022/23 | 164.25 | 75.75 | 176
2022/23 | 164.75 | 75.75 | 167
2022/23 | 165.25 | 75.75 | 209
2022/23 | 165.75 | 75.75 | 152
2022/23 | 166.25 | 75.75 | 190
2022/23 | 166.75 | 75.75 | 166
2022/23 | 167.25 | 75.75 | 156
2022/23 | 167.75 | 75.75 | 174
2022/23 | 168.25 | 75.75 | 176
2022/23 | 168.75 | 75.75 | 173
2022/23 | 169.25 | 75.75 | 164
2022/23 | 169.75 | 75.75 | 164
2022/23 | 170.25 | 75.75 | 169
2022/23 | 170.75 | 75.75 | 164
2022/23 | 171.25 | 75.75 | 155
2022/23 | 171.75 | 75.75 | 153
2022/23 | 172.25 | 75.75 | 159
2022/23 | 172.75 | 75.75 | 157
2022/23 | 173.25 | 75.75 | 158
2022/23 | 173.75 | 75.75 | 167
2022/23 | 174.25 | 75.75 | 178
2022/23 | 174.75 | 75.75 | 158
2022/23 | 175.25 | 75.75 | 153
2022/23 | 175.75 | 75.75 | 151
2022/23 | 176.25 | 75.75 | 137
2022/23 | 176.75 | 75.75 | 147
2022/23 | 177.25 | 75.75 | 160
2022/23 | 177.75 | 75.75 | 118
2022/23 | 178.25 | 75.75 | 150
2022/23 | 178.75 | 75.75 | 122
2022/23 | 179.25 | 75.75 | 114
2022/23 | 179.75 | 75.75 | 141
2022/23 | 180.25 | 75.75 | 143
2022/23 | 180.75 | 75.75 | 123
2022/23 | 181.25 | 75.75 | 121
2022/23 | 181.75 | 75.75 | 139
2022/23 | 182.25 | 75.75 | 112
2022/23 | 182.75 | 75.75 | 110
2022/23 | 183.25 | 75.75 | 118
2022/23 | 183.75 | 75.75 | 115
2022/23 | 184.25 | 75.75 | 117
2022/23 | 184.75 | 75.75 | 110
2022/23 | 185.25 | 75.75 | 105
2022/23 | 185.75 | 75.75 | 97
2022/23 | 186.25 | 75.75 | 104
2022/23 | 186.75 | 75.75 | 80
2022/23 | 187.25 | 75.75 | 83
2022/23 | 187.75 | 75.75 | 109
2022/23 | 188.25 | 75.75 | 108
2022/23 | 188.75 | 75.75 | 90
2022/23 | 189.25 | 75.75 | 81
2022/23 | 189.75 | 75.75 | 98
2022/23 | 190.25 | 75.75 | 92
2022/23 | 190.75 | 75.75 | 101
2022/23 | 191.25 | 75.75 | 91
2022/23 | 191.75 | 75.75 | 78
2022/23 | 192.25 | 75.75 | 84
2022/23 | 192.75 | 75.75 | 87
2022/23 | 193.25 | 75.75 | 73
2022/23 | 193.75 | 75.75 | 82
2022/23 | 194.25 | 75.75 | 67
2022/23 | 194.75 | 75.75 | 62
2022/23 | 195.25 | 75.75 | 80
2022/23 | 195.75 | 75.75 | 65
2022/23 | 196.25 | 75.75 | 72
2022/23 | 196.75 | 75.75 | 63
2022/23 | 197.25 | 75.75 | 51
2022/23 | 197.75 | 75.75 | 54
2022/23 | 198.25 | 75.75 | 51
2022/23 | 198.75 | 75.75 | 66
2022/23 | 199.25 | 75.75 | 53
2022/23 | 199.75 | 75.75 | 63
2022/23 | 200.25 | 75.75 | 44
2022/23 | 200.75 | 75.75 | 55
2022/23 | 201.25 | 75.75 | 36
2022/23 | 201.75 | 75.75 | 36
2022/23 | 202.25 | 75.75 | 37
2022/23 | 202.75 | 75.75 | 49
2022/23 | 203.25 | 75.75 | 49
2022/23 | 203.75 | 75.75 | 41
2022/23 | 204.25 | 75.75 | 58
2022/23 | 204.75 | 75.75 | 30
2022/23 | 205.25 | 75.75 | 38
2022/23 | 205.75 | 75.75 | 30
2022/23 | 206.25 | 75.75 | 46
2022/23 | 206.75 | 75.75 | 55
2022/23 | 207.25 | 75.75 | 44
2022/23 | 207.75 | 75.75 | 40
2022/23 | 208.25 | 75.75 | 24
2022/23 | 208.75 | 75.75 | 59
2022/23 | 209.25 | 75.75 | 35
2022/23 | 209.75 | 75.75 | 31
2022/23 | 210.25 | 75.75 | 30
2022/23 | 210.75 | 75.75 | 34
2022/23 | 211.25 | 75.75 | 35
2022/23 | 211.75 | 75.75 | 26
2022/23 | 212.25 | 75.75 | 32
2022/23 | 212.75 | 75.75 | 33
2022/23 | 213.25 | 75.75 | 31
2022/23 | 213.75 | 75.75 | 27
2022/23 | 214.25 | 75.75 | 25
2022/23 | 214.75 | 75.75 | 25
2022/23 | 215.25 | 75.75 | 26
2022/23 | 215.75 | 75.75 | 23
2022/23 | 216.25 | 75.75 | 19
2022/23 | 216.75 | 75.75 | 19
2022/23 | 217.25 | 75.75 | 17
2022/23 | 217.75 | 75.75 | 24
2022/23 | 218.25 | 75.75 | 27
2022/23 | 218.75 | 75.75 | 18
2022/23 | 219.25 | 75.75 | 23
2022/23 | 219.75 | 75.75 | 26
2022/23 | 220.25 | 75.75 | 22
2022/23 | 220.75 | 75.75 | 16
2022/23 | 221.25 | 75.75 | 24
2022/23 | 221.75 | 75.75 | 23
2022/23 | 222.25 | 75.75 | 15
2022/23 | 222.75 | 75.75 | 22
2022/23 | 223.25 | 75.75 | 19
2022/23 | 223.75 | 75.75 | 23
2022/23 | 224.25 | 75.75 | 15
2022/23 | 224.75 | 75.75 | 22
2022/23 | 225.25 | 75.75 | 16
2022/23 | 225.75 | 75.75 | 20
2022/23 | 226.25 | 75.75 | 14
2022/23 | 226.75 | 75.75 | 6
2022/23 | 227.25 | 75.75 | 13
2022/23 | 227.75 | 75.75 | 14
2022/23 | 228.25 | 75.75 | 17
2022/23 | 228.75 | 75.75 | 16
2022/23 | 229.25 | 75.75 | 21
2022/23 | 229.75 | 75.75 | 13
2022/23 | 230.25 | 75.75 | 10
2022/23 | 230.75 | 75.75 | 12
2022/23 | 231.25 | 75.75 | 12
2022/23 | 231.75 | 75.75 | 13
2022/23 | 232.25 | 75.75 | 11
2022/23 | 232.75 | 75.75 | 6
2022/23 | 233.25 | 75.75 | 15
2022/23 | 233.75 | 75.75 | 6
2022/23 | 234.25 | 75.75 | 14
2022/23 | 234.75 | 75.75 | 12
2022/23 | 235.25 | 75.75 | 12
2022/23 | 235.75 | 75.75 | 9
2022/23 | 236.25 | 75.75 | 16
2022/23 | 236.75 | 75.75 | 14
2022/23 | 237.25 | 75.75 | 6
2022/23 | 237.75 | 75.75 | 10
2022/23 | 238.25 | 75.75 | 7
2022/23 | 238.75 | 75.75 | 12
2022/23 | 239.25 | 75.75 | 9
2022/23 | 239.75 | 75.75 | 9
2022/23 | 240.25 | 75.75 | 3
2022/23 | 240.75 | 75.75 | 6
2022/23 | 241.25 | 75.75 | 7
2022/23 | 241.75 | 75.75 | 10
2022/23 | 242.25 | 75.75 | 8
2022/23 | 242.75 | 75.75 | 5
2022/23 | 243.25 | 75.75 | 9
2022/23 | 243.75 | 75.75 | 8
2022/23 | 244.25 | 75.75 | 9
2022/23 | 244.75 | 75.75 | 7
2022/23 | 245.25 | 75.75 | 13
2022/23 | 245.75 | 75.75 | 9
2022/23 | 246.25 | 75.75 | 5
2022/23 | 246.75 | 75.75 | 9
2022/23 | 247.25 | 75.75 | 12
2022/23 | 247.75 | 75.75 | 5
2022/23 | 248.25 | 75.75 | 4
2022/23 | 248.75 | 75.75 | 9
2022/23 | 249.25 | 75.75 | 8
2022/23 | 249.75 | 75.75 | 7
2022/23 | 250.25 | 75.75 | 8
2022/23 | 250.75 | 75.75 | 9
2022/23 | 251.25 | 75.75 | 6
2022/23 | 251.75 | 75.75 | 7
2022/23 | 252.25 | 75.75 | 8
2022/23 | 252.75 | 75.75 | 4
2022/23 | 253.25 | 75.75 | 5
2022/23 | 253.75 | 75.75 | 10
2022/23 | 254.25 | 75.75 | 4
2022/23 | 254.75 | 75.75 | 6
2022/23 | 255.25 | 75.75 | 5
2022/23 | 255.75 | 75.75 | 8
2022/23 | 256.25 | 75.75 | 7
2022/23 | 256.75 | 75.75 | 4
2022/23 | 257.25 | 75.75 | 4
2022/23 | 257.75 | 75.75 | 5
2022/23 | 258.25 | 75.75 | 8
2022/23 | 258.75 | 75.75 | 9
2022/23 | 259.25 | 75.75 | 7
2022/23 | 259.75 | 75.75 | 1
2022/23 | 260.25 | 75.75 | 4
2022/23 | 260.75 | 75.75 | 6
2022/23 | 261.25 | 75.75 | 6
2022/23 | 261.75 | 75.75 | 6
2022/23 | 262.25 | 75.75 | 8
2022/23 | 262.75 | 75.75 | 5
2022/23 | 263.25 | 75.75 | 2
2022/23 | 263.75 | 75.75 | 2
2022/23 | 264.25 | 75.75 | 10
2022/23 | 264.75 | 75.75 | 6
2022/23 | 265.25 | 75.75 | 6
2022/23 | 265.75 | 75.75 | 5
2022/23 | 266.25 | 75.75 | 4
2022/23 | 266.75 | 75.75 | 4
2022/23 | 267.25 | 75.75 | 3
2022/23 | 267.75 | 75.75 | 11
2022/23 | 268.25 | 75.75 | 4
2022/23 | 268.75 | 75.75 | 2
2022/23 | 269.25 | 75.75 | 4
2022/23 | 269.75 | 75.75 | 8
2022/23 | 270.25 | 75.75 | 4
2022/23 | 270.75 | 75.75 | 4
2022/23 | 271.25 | 75.75 | 3
2022/23 | 271.75 | 75.75 | 2
2022/23 | 272.25 | 75.75 | 4
2022/23 | 272.75 | 75.75 | 3
2022/23 | 273.25 | 75.75 | 3
2022/23 | 273.75 | 75.75 | 5
2022/23 | 274.25 | 75.75 | 3
2022/23 | 274.75 | 75.75 | 2
2022/23 | 275.25 | 75.75 | 6
2022/23 | 275.75 | 75.75 | 3
2022/23 | 276.25 | 75.75 | 3
2022/23 | 277.25 | 75.75 | 3
2022/23 | 277.75 | 75.75 | 6
2022/23 | 278.25 | 75.75 | 2
2022/23 | 278.75 | 75.75 | 3
2022/23 | 279.25 | 75.75 | 3
2022/23 | 279.75 | 75.75 | 3
2022/23 | 280.25 | 75.75 | 2
2022/23 | 280.75 | 75.75 | 3
2022/23 | 281.25 | 75.75 | 1
2022/23 | 281.75 | 75.75 | 2
2022/23 | 282.25 | 75.75 | 2
2022/23 | 282.75 | 75.75 | 2
2022/23 | 283.25 | 75.75 | 3
2022/23 | 283.75 | 75.75 | 3
2022/23 | 284.25 | 75.75 | 1
2022/23 | 284.75 | 75.75 | 2
2022/23 | 285.25 | 75.75 | 1
2022/23 | 285.75 | 75.75 | 1
2022/23 | 286.25 | 75.75 | 2
2022/23 | 286.75 | 75.75 | 3
2022/23 | 287.25 | 75.75 | 1
2022/23 | 287.75 | 75.75 | 1
2022/23 | 288.25 | 75.75 | 3
2022/23 | 288.75 | 75.75 | 1
2022/23 | 289.75 | 75.75 | 2
2022/23 | 290.25 | 75.75 | 2
2022/23 | 291.25 | 75.75 | 4
2022/23 | 291.75 | 75.75 | 1
2022/23 | 292.25 | 75.75 | 2
2022/23 | 292.75 | 75.75 | 5
2022/23 | 293.75 | 75.75 | 2
2022/23 | 294.25 | 75.75 | 1
2022/23 | 294.75 | 75.75 | 2
2022/23 | 295.25 | 75.75 | 2
2022/23 | 295.75 | 75.75 | 2
2022/23 | 296.25 | 75.75 | 2
2022/23 | 297.25 | 75.75 | 1
2022/23 | 297.75 | 75.75 | 3
2022/23 | 299.25 | 75.75 | 1
2022/23 | 299.75 | 75.75 | 3
2022/23 | 300.25 | 75.75 | 2
2022/23 | 300.75 | 75.75 | 2
2022/23 | 301.75 | 75.75 | 1
2022/23 | 302.25 | 75.75 | 3
2022/23 | 302.75 | 75.75 | 1
2022/23 | 303.25 | 75.75 | 3
2022/23 | 303.75 | 75.75 | 1
2022/23 | 304.25 | 75.75 | 1
2022/23 | 305.25 | 75.75 | 4
2022/23 | 305.75 | 75.75 | 1
2022/23 | 306.25 | 75.75 | 2
2022/23 | 306.75 | 75.75 | 3
2022/23 | 307.25 | 75.75 | 1
2022/23 | 307.75 | 75.75 | 2
2022/23 | 308.75 | 75.75 | 3
2022/23 | 310.25 | 75.75 | 1
2022/23 | 310.75 | 75.75 | 1
2022/23 | 311.25 | 75.75 | 2
2022/23 | 311.75 | 75.75 | 2
2022/23 | 312.75 | 75.75 | 3
2022/23 | 313.75 | 75.75 | 1
2022/23 | 314.25 | 75.75 | 1
2022/23 | 317.75 | 75.75 | 2
2022/23 | 318.25 | 75.75 | 1
2022/23 | 318.75 | 75.75 | 1
2022/23 | 319.25 | 75.75 | 2
2022/23 | 320.75 | 75.75 | 2
2022/23 | 321.75 | 75.75 | 1
2022/23 | 322.25 | 75.75 | 1
2022/23 | 323.25 | 75.75 | 1
2022/23 | 326.25 | 75.75 | 1
2022/23 | 326.75 | 75.75 | 1
2022/23 | 329.25 | 75.75 | 1
2022/23 | 330.75 | 75.75 | 1
2022/23 | 333.25 | 75.75 | 1
2022/23 | 335.75 | 75.75 | 1
2022/23 | 336.75 | 75.75 | 1
2022/23 | 337.75 | 75.75 | 1
2022/23 | 338.25 | 75.75 | 1
2022/23 | 339.25 | 75.75 | 1
2022/23 | 344.75 | 75.75 | 1
2022/23 | 350.25 | 75.75 | 1
2022/23 | 355.25 | 75.75 | 1
2022/23 | 358.75 | 75.75 | 1
2022/23 | 363.75 | 75.75 | 1
2022/23 | 373.75 | 75.75 | 1
2022/23 | 113.25 | 76.25 | 1
2022/23 | 114.25 | 76.25 | 1
2022/23 | 115.25 | 76.25 | 2
2022/23 | 115.75 | 76.25 | 2
2022/23 | 116.75 | 76.25 | 1
2022/23 | 117.25 | 76.25 | 1
2022/23 | 117.75 | 76.25 | 2
2022/23 | 118.25 | 76.25 | 2
2022/23 | 119.25 | 76.25 | 1
2022/23 | 119.75 | 76.25 | 4
2022/23 | 120.25 | 76.25 | 3
2022/23 | 120.75 | 76.25 | 4
2022/23 | 121.25 | 76.25 | 2
2022/23 | 121.75 | 76.25 | 4
2022/23 | 122.25 | 76.25 | 6
2022/23 | 122.75 | 76.25 | 5
2022/23 | 123.25 | 76.25 | 4
2022/23 | 123.75 | 76.25 | 7
2022/23 | 124.25 | 76.25 | 4
2022/23 | 124.75 | 76.25 | 10
2022/23 | 125.25 | 76.25 | 10
2022/23 | 125.75 | 76.25 | 5
2022/23 | 126.25 | 76.25 | 12
2022/23 | 126.75 | 76.25 | 15
2022/23 | 127.25 | 76.25 | 12
2022/23 | 127.75 | 76.25 | 13
2022/23 | 128.25 | 76.25 | 12
2022/23 | 128.75 | 76.25 | 17
2022/23 | 129.25 | 76.25 | 19
2022/23 | 129.75 | 76.25 | 20
2022/23 | 130.25 | 76.25 | 20
2022/23 | 130.75 | 76.25 | 18
2022/23 | 131.25 | 76.25 | 17
2022/23 | 131.75 | 76.25 | 29
2022/23 | 132.25 | 76.25 | 29
2022/23 | 132.75 | 76.25 | 30
2022/23 | 133.25 | 76.25 | 25
2022/23 | 133.75 | 76.25 | 38
2022/23 | 134.25 | 76.25 | 34
2022/23 | 134.75 | 76.25 | 32
2022/23 | 135.25 | 76.25 | 51
2022/23 | 135.75 | 76.25 | 42
2022/23 | 136.25 | 76.25 | 50
2022/23 | 136.75 | 76.25 | 59
2022/23 | 137.25 | 76.25 | 54
2022/23 | 137.75 | 76.25 | 59
2022/23 | 138.25 | 76.25 | 68
2022/23 | 138.75 | 76.25 | 56
2022/23 | 139.25 | 76.25 | 51
2022/23 | 139.75 | 76.25 | 57
2022/23 | 140.25 | 76.25 | 63
2022/23 | 140.75 | 76.25 | 74
2022/23 | 141.25 | 76.25 | 69
2022/23 | 141.75 | 76.25 | 73
2022/23 | 142.25 | 76.25 | 89
2022/23 | 142.75 | 76.25 | 92
2022/23 | 143.25 | 76.25 | 77
2022/23 | 143.75 | 76.25 | 88
2022/23 | 144.25 | 76.25 | 78
2022/23 | 144.75 | 76.25 | 106
2022/23 | 145.25 | 76.25 | 99
2022/23 | 145.75 | 76.25 | 104
2022/23 | 146.25 | 76.25 | 113
2022/23 | 146.75 | 76.25 | 91
2022/23 | 147.25 | 76.25 | 104
2022/23 | 147.75 | 76.25 | 116
2022/23 | 148.25 | 76.25 | 116
2022/23 | 148.75 | 76.25 | 117
2022/23 | 149.25 | 76.25 | 116
2022/23 | 149.75 | 76.25 | 126
2022/23 | 150.25 | 76.25 | 132
2022/23 | 150.75 | 76.25 | 145
2022/23 | 151.25 | 76.25 | 134
2022/23 | 151.75 | 76.25 | 144
2022/23 | 152.25 | 76.25 | 153
2022/23 | 152.75 | 76.25 | 124
2022/23 | 153.25 | 76.25 | 146
2022/23 | 153.75 | 76.25 | 134
2022/23 | 154.25 | 76.25 | 147
2022/23 | 154.75 | 76.25 | 176
2022/23 | 155.25 | 76.25 | 161
2022/23 | 155.75 | 76.25 | 158
2022/23 | 156.25 | 76.25 | 173
2022/23 | 156.75 | 76.25 | 162
2022/23 | 157.25 | 76.25 | 168
2022/23 | 157.75 | 76.25 | 165
2022/23 | 158.25 | 76.25 | 170
2022/23 | 158.75 | 76.25 | 169
2022/23 | 159.25 | 76.25 | 185
2022/23 | 159.75 | 76.25 | 183
2022/23 | 160.25 | 76.25 | 174
2022/23 | 160.75 | 76.25 | 163
2022/23 | 161.25 | 76.25 | 174
2022/23 | 161.75 | 76.25 | 175
2022/23 | 162.25 | 76.25 | 168
2022/23 | 162.75 | 76.25 | 175
2022/23 | 163.25 | 76.25 | 165
2022/23 | 163.75 | 76.25 | 188
2022/23 | 164.25 | 76.25 | 178
2022/23 | 164.75 | 76.25 | 174
2022/23 | 165.25 | 76.25 | 152
2022/23 | 165.75 | 76.25 | 159
2022/23 | 166.25 | 76.25 | 170
2022/23 | 166.75 | 76.25 | 165
2022/23 | 167.25 | 76.25 | 169
2022/23 | 167.75 | 76.25 | 160
2022/23 | 168.25 | 76.25 | 147
2022/23 | 168.75 | 76.25 | 182
2022/23 | 169.25 | 76.25 | 155
2022/23 | 169.75 | 76.25 | 182
2022/23 | 170.25 | 76.25 | 176
2022/23 | 170.75 | 76.25 | 174
2022/23 | 171.25 | 76.25 | 172
2022/23 | 171.75 | 76.25 | 143
2022/23 | 172.25 | 76.25 | 159
2022/23 | 172.75 | 76.25 | 134
2022/23 | 173.25 | 76.25 | 163
2022/23 | 173.75 | 76.25 | 163
2022/23 | 174.25 | 76.25 | 152
2022/23 | 174.75 | 76.25 | 131
2022/23 | 175.25 | 76.25 | 139
2022/23 | 175.75 | 76.25 | 140
2022/23 | 176.25 | 76.25 | 167
2022/23 | 176.75 | 76.25 | 151
2022/23 | 177.25 | 76.25 | 171
2022/23 | 177.75 | 76.25 | 137
2022/23 | 178.25 | 76.25 | 144
2022/23 | 178.75 | 76.25 | 144
2022/23 | 179.25 | 76.25 | 149
2022/23 | 179.75 | 76.25 | 100
2022/23 | 180.25 | 76.25 | 137
2022/23 | 180.75 | 76.25 | 142
2022/23 | 181.25 | 76.25 | 138
2022/23 | 181.75 | 76.25 | 127
2022/23 | 182.25 | 76.25 | 124
2022/23 | 182.75 | 76.25 | 124
2022/23 | 183.25 | 76.25 | 116
2022/23 | 183.75 | 76.25 | 116
2022/23 | 184.25 | 76.25 | 113
2022/23 | 184.75 | 76.25 | 113
2022/23 | 185.25 | 76.25 | 105
2022/23 | 185.75 | 76.25 | 101
2022/23 | 186.25 | 76.25 | 92
2022/23 | 186.75 | 76.25 | 85
2022/23 | 187.25 | 76.25 | 93
2022/23 | 187.75 | 76.25 | 124
2022/23 | 188.25 | 76.25 | 68
2022/23 | 188.75 | 76.25 | 102
2022/23 | 189.25 | 76.25 | 102
2022/23 | 189.75 | 76.25 | 86
2022/23 | 190.25 | 76.25 | 76
2022/23 | 190.75 | 76.25 | 76
2022/23 | 191.25 | 76.25 | 90
2022/23 | 191.75 | 76.25 | 99
2022/23 | 192.25 | 76.25 | 81
2022/23 | 192.75 | 76.25 | 87
2022/23 | 193.25 | 76.25 | 84
2022/23 | 193.75 | 76.25 | 75
2022/23 | 194.25 | 76.25 | 80
2022/23 | 194.75 | 76.25 | 73
2022/23 | 195.25 | 76.25 | 72
2022/23 | 195.75 | 76.25 | 64
2022/23 | 196.25 | 76.25 | 62
2022/23 | 196.75 | 76.25 | 59
2022/23 | 197.25 | 76.25 | 60
2022/23 | 197.75 | 76.25 | 57
2022/23 | 198.25 | 76.25 | 55
2022/23 | 198.75 | 76.25 | 57
2022/23 | 199.25 | 76.25 | 58
2022/23 | 199.75 | 76.25 | 47
2022/23 | 200.25 | 76.25 | 66
2022/23 | 200.75 | 76.25 | 51
2022/23 | 201.25 | 76.25 | 48
2022/23 | 201.75 | 76.25 | 49
2022/23 | 202.25 | 76.25 | 53
2022/23 | 202.75 | 76.25 | 50
2022/23 | 203.25 | 76.25 | 55
2022/23 | 203.75 | 76.25 | 40
2022/23 | 204.25 | 76.25 | 44
2022/23 | 204.75 | 76.25 | 55
2022/23 | 205.25 | 76.25 | 56
2022/23 | 205.75 | 76.25 | 46
2022/23 | 206.25 | 76.25 | 43
2022/23 | 206.75 | 76.25 | 34
2022/23 | 207.25 | 76.25 | 40
2022/23 | 207.75 | 76.25 | 44
2022/23 | 208.25 | 76.25 | 37
2022/23 | 208.75 | 76.25 | 39
2022/23 | 209.25 | 76.25 | 39
2022/23 | 209.75 | 76.25 | 34
2022/23 | 210.25 | 76.25 | 33
2022/23 | 210.75 | 76.25 | 30
2022/23 | 211.25 | 76.25 | 27
2022/23 | 211.75 | 76.25 | 32
2022/23 | 212.25 | 76.25 | 30
2022/23 | 212.75 | 76.25 | 20
2022/23 | 213.25 | 76.25 | 23
2022/23 | 213.75 | 76.25 | 24
2022/23 | 214.25 | 76.25 | 30
2022/23 | 214.75 | 76.25 | 27
2022/23 | 215.25 | 76.25 | 35
2022/23 | 215.75 | 76.25 | 29
2022/23 | 216.25 | 76.25 | 33
2022/23 | 216.75 | 76.25 | 24
2022/23 | 217.25 | 76.25 | 30
2022/23 | 217.75 | 76.25 | 19
2022/23 | 218.25 | 76.25 | 34
2022/23 | 218.75 | 76.25 | 29
2022/23 | 219.25 | 76.25 | 23
2022/23 | 219.75 | 76.25 | 15
2022/23 | 220.25 | 76.25 | 22
2022/23 | 220.75 | 76.25 | 18
2022/23 | 221.25 | 76.25 | 23
2022/23 | 221.75 | 76.25 | 19
2022/23 | 222.25 | 76.25 | 19
2022/23 | 222.75 | 76.25 | 23
2022/23 | 223.25 | 76.25 | 20
2022/23 | 223.75 | 76.25 | 16
2022/23 | 224.25 | 76.25 | 18
2022/23 | 224.75 | 76.25 | 21
2022/23 | 225.25 | 76.25 | 23
2022/23 | 225.75 | 76.25 | 10
2022/23 | 226.25 | 76.25 | 18
2022/23 | 226.75 | 76.25 | 20
2022/23 | 227.25 | 76.25 | 14
2022/23 | 227.75 | 76.25 | 11
2022/23 | 228.25 | 76.25 | 9
2022/23 | 228.75 | 76.25 | 16
2022/23 | 229.25 | 76.25 | 13
2022/23 | 229.75 | 76.25 | 16
2022/23 | 230.25 | 76.25 | 17
2022/23 | 230.75 | 76.25 | 14
2022/23 | 231.25 | 76.25 | 18
2022/23 | 231.75 | 76.25 | 15
2022/23 | 232.25 | 76.25 | 16
2022/23 | 232.75 | 76.25 | 7
2022/23 | 233.25 | 76.25 | 17
2022/23 | 233.75 | 76.25 | 17
2022/23 | 234.25 | 76.25 | 14
2022/23 | 234.75 | 76.25 | 17
2022/23 | 235.25 | 76.25 | 21
2022/23 | 235.75 | 76.25 | 13
2022/23 | 236.25 | 76.25 | 11
2022/23 | 236.75 | 76.25 | 23
2022/23 | 237.25 | 76.25 | 15
2022/23 | 237.75 | 76.25 | 14
2022/23 | 238.25 | 76.25 | 10
2022/23 | 238.75 | 76.25 | 11
2022/23 | 239.25 | 76.25 | 9
2022/23 | 239.75 | 76.25 | 14
2022/23 | 240.25 | 76.25 | 11
2022/23 | 240.75 | 76.25 | 10
2022/23 | 241.25 | 76.25 | 14
2022/23 | 241.75 | 76.25 | 7
2022/23 | 242.25 | 76.25 | 11
2022/23 | 242.75 | 76.25 | 8
2022/23 | 243.25 | 76.25 | 8
2022/23 | 243.75 | 76.25 | 8
2022/23 | 244.25 | 76.25 | 6
2022/23 | 244.75 | 76.25 | 14
2022/23 | 245.25 | 76.25 | 7
2022/23 | 245.75 | 76.25 | 9
2022/23 | 246.25 | 76.25 | 5
2022/23 | 246.75 | 76.25 | 10
2022/23 | 247.25 | 76.25 | 8
2022/23 | 247.75 | 76.25 | 8
2022/23 | 248.25 | 76.25 | 17
2022/23 | 248.75 | 76.25 | 8
2022/23 | 249.25 | 76.25 | 9
2022/23 | 249.75 | 76.25 | 9
2022/23 | 250.25 | 76.25 | 5
2022/23 | 250.75 | 76.25 | 6
2022/23 | 251.25 | 76.25 | 4
2022/23 | 251.75 | 76.25 | 6
2022/23 | 252.25 | 76.25 | 7
2022/23 | 252.75 | 76.25 | 7
2022/23 | 253.25 | 76.25 | 5
2022/23 | 253.75 | 76.25 | 8
2022/23 | 254.25 | 76.25 | 7
2022/23 | 254.75 | 76.25 | 9
2022/23 | 255.25 | 76.25 | 11
2022/23 | 255.75 | 76.25 | 4
2022/23 | 256.25 | 76.25 | 5
2022/23 | 256.75 | 76.25 | 5
2022/23 | 257.25 | 76.25 | 1
2022/23 | 257.75 | 76.25 | 9
2022/23 | 258.25 | 76.25 | 5
2022/23 | 258.75 | 76.25 | 5
2022/23 | 259.25 | 76.25 | 12
2022/23 | 259.75 | 76.25 | 7
2022/23 | 260.25 | 76.25 | 7
2022/23 | 260.75 | 76.25 | 6
2022/23 | 261.25 | 76.25 | 9
2022/23 | 261.75 | 76.25 | 6
2022/23 | 262.25 | 76.25 | 3
2022/23 | 262.75 | 76.25 | 3
2022/23 | 263.25 | 76.25 | 7
2022/23 | 263.75 | 76.25 | 11
2022/23 | 264.25 | 76.25 | 4
2022/23 | 264.75 | 76.25 | 7
2022/23 | 265.25 | 76.25 | 3
2022/23 | 265.75 | 76.25 | 2
2022/23 | 266.25 | 76.25 | 1
2022/23 | 266.75 | 76.25 | 4
2022/23 | 267.25 | 76.25 | 3
2022/23 | 267.75 | 76.25 | 3
2022/23 | 268.25 | 76.25 | 7
2022/23 | 268.75 | 76.25 | 2
2022/23 | 269.25 | 76.25 | 9
2022/23 | 269.75 | 76.25 | 3
2022/23 | 270.25 | 76.25 | 3
2022/23 | 270.75 | 76.25 | 2
2022/23 | 271.25 | 76.25 | 9
2022/23 | 271.75 | 76.25 | 4
2022/23 | 272.25 | 76.25 | 7
2022/23 | 272.75 | 76.25 | 3
2022/23 | 273.25 | 76.25 | 4
2022/23 | 273.75 | 76.25 | 3
2022/23 | 274.25 | 76.25 | 3
2022/23 | 274.75 | 76.25 | 5
2022/23 | 275.25 | 76.25 | 5
2022/23 | 275.75 | 76.25 | 8
2022/23 | 276.25 | 76.25 | 2
2022/23 | 276.75 | 76.25 | 3
2022/23 | 277.25 | 76.25 | 3
2022/23 | 277.75 | 76.25 | 4
2022/23 | 278.25 | 76.25 | 2
2022/23 | 278.75 | 76.25 | 5
2022/23 | 279.25 | 76.25 | 1
2022/23 | 279.75 | 76.25 | 6
2022/23 | 280.25 | 76.25 | 3
2022/23 | 280.75 | 76.25 | 4
2022/23 | 281.25 | 76.25 | 4
2022/23 | 281.75 | 76.25 | 4
2022/23 | 282.75 | 76.25 | 2
2022/23 | 283.25 | 76.25 | 2
2022/23 | 283.75 | 76.25 | 4
2022/23 | 284.25 | 76.25 | 5
2022/23 | 284.75 | 76.25 | 2
2022/23 | 285.25 | 76.25 | 7
2022/23 | 285.75 | 76.25 | 4
2022/23 | 286.25 | 76.25 | 2
2022/23 | 286.75 | 76.25 | 8
2022/23 | 287.25 | 76.25 | 3
2022/23 | 287.75 | 76.25 | 2
2022/23 | 288.25 | 76.25 | 2
2022/23 | 288.75 | 76.25 | 3
2022/23 | 289.25 | 76.25 | 6
2022/23 | 289.75 | 76.25 | 1
2022/23 | 290.25 | 76.25 | 3
2022/23 | 290.75 | 76.25 | 1
2022/23 | 291.25 | 76.25 | 1
2022/23 | 291.75 | 76.25 | 1
2022/23 | 292.25 | 76.25 | 1
2022/23 | 292.75 | 76.25 | 1
2022/23 | 293.25 | 76.25 | 4
2022/23 | 294.25 | 76.25 | 4
2022/23 | 294.75 | 76.25 | 1
2022/23 | 295.25 | 76.25 | 2
2022/23 | 295.75 | 76.25 | 5
2022/23 | 296.25 | 76.25 | 3
2022/23 | 296.75 | 76.25 | 3
2022/23 | 297.25 | 76.25 | 3
2022/23 | 297.75 | 76.25 | 1
2022/23 | 298.25 | 76.25 | 2
2022/23 | 298.75 | 76.25 | 2
2022/23 | 299.25 | 76.25 | 3
2022/23 | 299.75 | 76.25 | 1
2022/23 | 300.25 | 76.25 | 1
2022/23 | 301.25 | 76.25 | 2
2022/23 | 301.75 | 76.25 | 2
2022/23 | 304.75 | 76.25 | 1
2022/23 | 305.25 | 76.25 | 4
2022/23 | 305.75 | 76.25 | 1
2022/23 | 306.25 | 76.25 | 1
2022/23 | 306.75 | 76.25 | 2
2022/23 | 307.25 | 76.25 | 1
2022/23 | 307.75 | 76.25 | 2
2022/23 | 309.25 | 76.25 | 1
2022/23 | 310.25 | 76.25 | 1
2022/23 | 311.25 | 76.25 | 3
2022/23 | 312.75 | 76.25 | 1
2022/23 | 313.25 | 76.25 | 2
2022/23 | 313.75 | 76.25 | 1
2022/23 | 314.75 | 76.25 | 1
2022/23 | 315.25 | 76.25 | 1
2022/23 | 315.75 | 76.25 | 1
2022/23 | 316.75 | 76.25 | 2
2022/23 | 317.25 | 76.25 | 3
2022/23 | 320.75 | 76.25 | 1
2022/23 | 321.75 | 76.25 | 1
2022/23 | 322.75 | 76.25 | 1
2022/23 | 325.25 | 76.25 | 1
2022/23 | 326.25 | 76.25 | 1
2022/23 | 326.75 | 76.25 | 1
2022/23 | 327.75 | 76.25 | 1
2022/23 | 329.75 | 76.25 | 1
2022/23 | 330.75 | 76.25 | 1
2022/23 | 332.75 | 76.25 | 2
2022/23 | 333.75 | 76.25 | 1
2022/23 | 334.25 | 76.25 | 1
2022/23 | 334.75 | 76.25 | 1
2022/23 | 335.75 | 76.25 | 2
2022/23 | 343.75 | 76.25 | 1
2022/23 | 344.75 | 76.25 | 1
2022/23 | 347.25 | 76.25 | 1
2022/23 | 349.75 | 76.25 | 1
2022/23 | 352.25 | 76.25 | 1
2022/23 | 353.25 | 76.25 | 1
2022/23 | 354.75 | 76.25 | 1
2022/23 | 355.75 | 76.25 | 1
2022/23 | 357.75 | 76.25 | 2
2022/23 | 359.25 | 76.25 | 1
2022/23 | 359.75 | 76.25 | 1
2022/23 | 361.75 | 76.25 | 1
2022/23 | 366.25 | 76.25 | 1
2022/23 | 373.25 | 76.25 | 1
2022/23 | 376.75 | 76.25 | 1
2022/23 | 378.25 | 76.25 | 1
2022/23 | 386.25 | 76.25 | 1
2022/23 | 408.25 | 76.25 | 1
2022/23 | 111.25 | 76.75 | 1
2022/23 | 111.75 | 76.75 | 1
2022/23 | 112.25 | 76.75 | 1
2022/23 | 113.25 | 76.75 | 1
2022/23 | 113.75 | 76.75 | 1
2022/23 | 114.75 | 76.75 | 1
2022/23 | 116.25 | 76.75 | 2
2022/23 | 116.75 | 76.75 | 2
2022/23 | 117.75 | 76.75 | 1
2022/23 | 118.25 | 76.75 | 2
2022/23 | 118.75 | 76.75 | 1
2022/23 | 119.25 | 76.75 | 3
2022/23 | 119.75 | 76.75 | 1
2022/23 | 120.25 | 76.75 | 2
2022/23 | 120.75 | 76.75 | 6
2022/23 | 121.25 | 76.75 | 3
2022/23 | 121.75 | 76.75 | 3
2022/23 | 122.25 | 76.75 | 3
2022/23 | 122.75 | 76.75 | 3
2022/23 | 123.25 | 76.75 | 3
2022/23 | 123.75 | 76.75 | 7
2022/23 | 124.25 | 76.75 | 7
2022/23 | 124.75 | 76.75 | 7
2022/23 | 125.25 | 76.75 | 6
2022/23 | 125.75 | 76.75 | 5
2022/23 | 126.25 | 76.75 | 4
2022/23 | 126.75 | 76.75 | 11
2022/23 | 127.25 | 76.75 | 11
2022/23 | 127.75 | 76.75 | 7
2022/23 | 128.25 | 76.75 | 7
2022/23 | 128.75 | 76.75 | 13
2022/23 | 129.25 | 76.75 | 18
2022/23 | 129.75 | 76.75 | 17
2022/23 | 130.25 | 76.75 | 18
2022/23 | 130.75 | 76.75 | 18
2022/23 | 131.25 | 76.75 | 22
2022/23 | 131.75 | 76.75 | 24
2022/23 | 132.25 | 76.75 | 25
2022/23 | 132.75 | 76.75 | 23
2022/23 | 133.25 | 76.75 | 35
2022/23 | 133.75 | 76.75 | 27
2022/23 | 134.25 | 76.75 | 36
2022/23 | 134.75 | 76.75 | 30
2022/23 | 135.25 | 76.75 | 34
2022/23 | 135.75 | 76.75 | 40
2022/23 | 136.25 | 76.75 | 35
2022/23 | 136.75 | 76.75 | 38
2022/23 | 137.25 | 76.75 | 43
2022/23 | 137.75 | 76.75 | 44
2022/23 | 138.25 | 76.75 | 52
2022/23 | 138.75 | 76.75 | 55
2022/23 | 139.25 | 76.75 | 53
2022/23 | 139.75 | 76.75 | 53
2022/23 | 140.25 | 76.75 | 68
2022/23 | 140.75 | 76.75 | 55
2022/23 | 141.25 | 76.75 | 67
2022/23 | 141.75 | 76.75 | 72
2022/23 | 142.25 | 76.75 | 79
2022/23 | 142.75 | 76.75 | 87
2022/23 | 143.25 | 76.75 | 77
2022/23 | 143.75 | 76.75 | 85
2022/23 | 144.25 | 76.75 | 79
2022/23 | 144.75 | 76.75 | 96
2022/23 | 145.25 | 76.75 | 95
2022/23 | 145.75 | 76.75 | 96
2022/23 | 146.25 | 76.75 | 113
2022/23 | 146.75 | 76.75 | 130
2022/23 | 147.25 | 76.75 | 124
2022/23 | 147.75 | 76.75 | 108
2022/23 | 148.25 | 76.75 | 101
2022/23 | 148.75 | 76.75 | 117
2022/23 | 149.25 | 76.75 | 116
2022/23 | 149.75 | 76.75 | 150
2022/23 | 150.25 | 76.75 | 120
2022/23 | 150.75 | 76.75 | 129
2022/23 | 151.25 | 76.75 | 128
2022/23 | 151.75 | 76.75 | 145
2022/23 | 152.25 | 76.75 | 147
2022/23 | 152.75 | 76.75 | 141
2022/23 | 153.25 | 76.75 | 137
2022/23 | 153.75 | 76.75 | 155
2022/23 | 154.25 | 76.75 | 168
2022/23 | 154.75 | 76.75 | 160
2022/23 | 155.25 | 76.75 | 168
2022/23 | 155.75 | 76.75 | 139
2022/23 | 156.25 | 76.75 | 153
2022/23 | 156.75 | 76.75 | 167
2022/23 | 157.25 | 76.75 | 172
2022/23 | 157.75 | 76.75 | 173
2022/23 | 158.25 | 76.75 | 162
2022/23 | 158.75 | 76.75 | 164
2022/23 | 159.25 | 76.75 | 181
2022/23 | 159.75 | 76.75 | 162
2022/23 | 160.25 | 76.75 | 145
2022/23 | 160.75 | 76.75 | 160
2022/23 | 161.25 | 76.75 | 164
2022/23 | 161.75 | 76.75 | 153
2022/23 | 162.25 | 76.75 | 202
2022/23 | 162.75 | 76.75 | 215
2022/23 | 163.25 | 76.75 | 173
2022/23 | 163.75 | 76.75 | 147
2022/23 | 164.25 | 76.75 | 177
2022/23 | 164.75 | 76.75 | 180
2022/23 | 165.25 | 76.75 | 156
2022/23 | 165.75 | 76.75 | 151
2022/23 | 166.25 | 76.75 | 175
2022/23 | 166.75 | 76.75 | 151
2022/23 | 167.25 | 76.75 | 189
2022/23 | 167.75 | 76.75 | 179
2022/23 | 168.25 | 76.75 | 188
2022/23 | 168.75 | 76.75 | 172
2022/23 | 169.25 | 76.75 | 165
2022/23 | 169.75 | 76.75 | 197
2022/23 | 170.25 | 76.75 | 179
2022/23 | 170.75 | 76.75 | 181
2022/23 | 171.25 | 76.75 | 176
2022/23 | 171.75 | 76.75 | 161
2022/23 | 172.25 | 76.75 | 206
2022/23 | 172.75 | 76.75 | 158
2022/23 | 173.25 | 76.75 | 148
2022/23 | 173.75 | 76.75 | 156
2022/23 | 174.25 | 76.75 | 144
2022/23 | 174.75 | 76.75 | 163
2022/23 | 175.25 | 76.75 | 159
2022/23 | 175.75 | 76.75 | 153
2022/23 | 176.25 | 76.75 | 167
2022/23 | 176.75 | 76.75 | 153
2022/23 | 177.25 | 76.75 | 128
2022/23 | 177.75 | 76.75 | 178
2022/23 | 178.25 | 76.75 | 127
2022/23 | 178.75 | 76.75 | 151
2022/23 | 179.25 | 76.75 | 148
2022/23 | 179.75 | 76.75 | 138
2022/23 | 180.25 | 76.75 | 149
2022/23 | 180.75 | 76.75 | 129
2022/23 | 181.25 | 76.75 | 128
2022/23 | 181.75 | 76.75 | 139
2022/23 | 182.25 | 76.75 | 122
2022/23 | 182.75 | 76.75 | 114
2022/23 | 183.25 | 76.75 | 124
2022/23 | 183.75 | 76.75 | 113
2022/23 | 184.25 | 76.75 | 133
2022/23 | 184.75 | 76.75 | 121
2022/23 | 185.25 | 76.75 | 116
2022/23 | 185.75 | 76.75 | 98
2022/23 | 186.25 | 76.75 | 147
2022/23 | 186.75 | 76.75 | 111
2022/23 | 187.25 | 76.75 | 105
2022/23 | 187.75 | 76.75 | 105
2022/23 | 188.25 | 76.75 | 101
2022/23 | 188.75 | 76.75 | 95
2022/23 | 189.25 | 76.75 | 85
2022/23 | 189.75 | 76.75 | 81
2022/23 | 190.25 | 76.75 | 111
2022/23 | 190.75 | 76.75 | 92
2022/23 | 191.25 | 76.75 | 89
2022/23 | 191.75 | 76.75 | 88
2022/23 | 192.25 | 76.75 | 79
2022/23 | 192.75 | 76.75 | 102
2022/23 | 193.25 | 76.75 | 84
2022/23 | 193.75 | 76.75 | 69
2022/23 | 194.25 | 76.75 | 72
2022/23 | 194.75 | 76.75 | 69
2022/23 | 195.25 | 76.75 | 65
2022/23 | 195.75 | 76.75 | 69
2022/23 | 196.25 | 76.75 | 49
2022/23 | 196.75 | 76.75 | 60
2022/23 | 197.25 | 76.75 | 70
2022/23 | 197.75 | 76.75 | 62
2022/23 | 198.25 | 76.75 | 63
2022/23 | 198.75 | 76.75 | 54
2022/23 | 199.25 | 76.75 | 55
2022/23 | 199.75 | 76.75 | 72
2022/23 | 200.25 | 76.75 | 50
2022/23 | 200.75 | 76.75 | 72
2022/23 | 201.25 | 76.75 | 56
2022/23 | 201.75 | 76.75 | 55
2022/23 | 202.25 | 76.75 | 49
2022/23 | 202.75 | 76.75 | 54
2022/23 | 203.25 | 76.75 | 41
2022/23 | 203.75 | 76.75 | 59
2022/23 | 204.25 | 76.75 | 41
2022/23 | 204.75 | 76.75 | 46
2022/23 | 205.25 | 76.75 | 59
2022/23 | 205.75 | 76.75 | 47
2022/23 | 206.25 | 76.75 | 42
2022/23 | 206.75 | 76.75 | 47
2022/23 | 207.25 | 76.75 | 37
2022/23 | 207.75 | 76.75 | 33
2022/23 | 208.25 | 76.75 | 38
2022/23 | 208.75 | 76.75 | 42
2022/23 | 209.25 | 76.75 | 43
2022/23 | 209.75 | 76.75 | 42
2022/23 | 210.25 | 76.75 | 37
2022/23 | 210.75 | 76.75 | 25
2022/23 | 211.25 | 76.75 | 36
2022/23 | 211.75 | 76.75 | 25
2022/23 | 212.25 | 76.75 | 36
2022/23 | 212.75 | 76.75 | 36
2022/23 | 213.25 | 76.75 | 39
2022/23 | 213.75 | 76.75 | 31
2022/23 | 214.25 | 76.75 | 36
2022/23 | 214.75 | 76.75 | 35
2022/23 | 215.25 | 76.75 | 36
2022/23 | 215.75 | 76.75 | 26
2022/23 | 216.25 | 76.75 | 24
2022/23 | 216.75 | 76.75 | 29
2022/23 | 217.25 | 76.75 | 21
2022/23 | 217.75 | 76.75 | 33
2022/23 | 218.25 | 76.75 | 18
2022/23 | 218.75 | 76.75 | 22
2022/23 | 219.25 | 76.75 | 27
2022/23 | 219.75 | 76.75 | 21
2022/23 | 220.25 | 76.75 | 20
2022/23 | 220.75 | 76.75 | 16
2022/23 | 221.25 | 76.75 | 23
2022/23 | 221.75 | 76.75 | 23
2022/23 | 222.25 | 76.75 | 21
2022/23 | 222.75 | 76.75 | 27
2022/23 | 223.25 | 76.75 | 22
2022/23 | 223.75 | 76.75 | 21
2022/23 | 224.25 | 76.75 | 16
2022/23 | 224.75 | 76.75 | 24
2022/23 | 225.25 | 76.75 | 18
2022/23 | 225.75 | 76.75 | 17
2022/23 | 226.25 | 76.75 | 11
2022/23 | 226.75 | 76.75 | 19
2022/23 | 227.25 | 76.75 | 17
2022/23 | 227.75 | 76.75 | 22
2022/23 | 228.25 | 76.75 | 11
2022/23 | 228.75 | 76.75 | 18
2022/23 | 229.25 | 76.75 | 18
2022/23 | 229.75 | 76.75 | 19
2022/23 | 230.25 | 76.75 | 12
2022/23 | 230.75 | 76.75 | 15
2022/23 | 231.25 | 76.75 | 9
2022/23 | 231.75 | 76.75 | 16
2022/23 | 232.25 | 76.75 | 16
2022/23 | 232.75 | 76.75 | 24
2022/23 | 233.25 | 76.75 | 15
2022/23 | 233.75 | 76.75 | 9
2022/23 | 234.25 | 76.75 | 13
2022/23 | 234.75 | 76.75 | 13
2022/23 | 235.25 | 76.75 | 14
2022/23 | 235.75 | 76.75 | 14
2022/23 | 236.25 | 76.75 | 12
2022/23 | 236.75 | 76.75 | 11
2022/23 | 237.25 | 76.75 | 14
2022/23 | 237.75 | 76.75 | 6
2022/23 | 238.25 | 76.75 | 8
2022/23 | 238.75 | 76.75 | 3
2022/23 | 239.25 | 76.75 | 11
2022/23 | 239.75 | 76.75 | 9
2022/23 | 240.25 | 76.75 | 2
2022/23 | 240.75 | 76.75 | 6
2022/23 | 241.25 | 76.75 | 11
2022/23 | 241.75 | 76.75 | 5
2022/23 | 242.25 | 76.75 | 18
2022/23 | 242.75 | 76.75 | 6
2022/23 | 243.25 | 76.75 | 6
2022/23 | 243.75 | 76.75 | 8
2022/23 | 244.25 | 76.75 | 7
2022/23 | 244.75 | 76.75 | 10
2022/23 | 245.25 | 76.75 | 12
2022/23 | 245.75 | 76.75 | 12
2022/23 | 246.25 | 76.75 | 12
2022/23 | 246.75 | 76.75 | 7
2022/23 | 247.25 | 76.75 | 10
2022/23 | 247.75 | 76.75 | 6
2022/23 | 248.25 | 76.75 | 15
2022/23 | 248.75 | 76.75 | 6
2022/23 | 249.25 | 76.75 | 11
2022/23 | 249.75 | 76.75 | 4
2022/23 | 250.25 | 76.75 | 6
2022/23 | 250.75 | 76.75 | 8
2022/23 | 251.25 | 76.75 | 7
2022/23 | 251.75 | 76.75 | 4
2022/23 | 252.25 | 76.75 | 12
2022/23 | 252.75 | 76.75 | 8
2022/23 | 253.25 | 76.75 | 7
2022/23 | 253.75 | 76.75 | 5
2022/23 | 254.25 | 76.75 | 5
2022/23 | 254.75 | 76.75 | 5
2022/23 | 255.25 | 76.75 | 4
2022/23 | 255.75 | 76.75 | 9
2022/23 | 256.25 | 76.75 | 11
2022/23 | 256.75 | 76.75 | 6
2022/23 | 257.25 | 76.75 | 3
2022/23 | 257.75 | 76.75 | 7
2022/23 | 258.25 | 76.75 | 9
2022/23 | 258.75 | 76.75 | 8
2022/23 | 259.25 | 76.75 | 2
2022/23 | 259.75 | 76.75 | 8
2022/23 | 260.25 | 76.75 | 8
2022/23 | 260.75 | 76.75 | 9
2022/23 | 261.25 | 76.75 | 5
2022/23 | 261.75 | 76.75 | 1
2022/23 | 262.25 | 76.75 | 5
2022/23 | 262.75 | 76.75 | 6
2022/23 | 263.25 | 76.75 | 3
2022/23 | 263.75 | 76.75 | 10
2022/23 | 264.25 | 76.75 | 12
2022/23 | 264.75 | 76.75 | 2
2022/23 | 265.25 | 76.75 | 4
2022/23 | 265.75 | 76.75 | 5
2022/23 | 266.25 | 76.75 | 4
2022/23 | 266.75 | 76.75 | 6
2022/23 | 267.25 | 76.75 | 4
2022/23 | 267.75 | 76.75 | 6
2022/23 | 268.25 | 76.75 | 2
2022/23 | 268.75 | 76.75 | 5
2022/23 | 269.25 | 76.75 | 2
2022/23 | 269.75 | 76.75 | 5
2022/23 | 270.75 | 76.75 | 3
2022/23 | 271.25 | 76.75 | 7
2022/23 | 271.75 | 76.75 | 4
2022/23 | 272.25 | 76.75 | 1
2022/23 | 272.75 | 76.75 | 4
2022/23 | 273.25 | 76.75 | 3
2022/23 | 273.75 | 76.75 | 5
2022/23 | 274.25 | 76.75 | 3
2022/23 | 274.75 | 76.75 | 3
2022/23 | 275.25 | 76.75 | 2
2022/23 | 275.75 | 76.75 | 2
2022/23 | 276.25 | 76.75 | 4
2022/23 | 276.75 | 76.75 | 2
2022/23 | 277.25 | 76.75 | 3
2022/23 | 277.75 | 76.75 | 1
2022/23 | 278.25 | 76.75 | 1
2022/23 | 278.75 | 76.75 | 3
2022/23 | 279.25 | 76.75 | 3
2022/23 | 279.75 | 76.75 | 8
2022/23 | 280.25 | 76.75 | 2
2022/23 | 280.75 | 76.75 | 3
2022/23 | 281.25 | 76.75 | 2
2022/23 | 281.75 | 76.75 | 2
2022/23 | 282.25 | 76.75 | 3
2022/23 | 282.75 | 76.75 | 3
2022/23 | 283.25 | 76.75 | 1
2022/23 | 283.75 | 76.75 | 6
2022/23 | 284.25 | 76.75 | 3
2022/23 | 284.75 | 76.75 | 4
2022/23 | 285.75 | 76.75 | 2
2022/23 | 286.75 | 76.75 | 2
2022/23 | 287.25 | 76.75 | 5
2022/23 | 287.75 | 76.75 | 6
2022/23 | 288.25 | 76.75 | 3
2022/23 | 288.75 | 76.75 | 2
2022/23 | 289.25 | 76.75 | 3
2022/23 | 290.25 | 76.75 | 4
2022/23 | 290.75 | 76.75 | 2
2022/23 | 291.25 | 76.75 | 5
2022/23 | 291.75 | 76.75 | 2
2022/23 | 292.25 | 76.75 | 2
2022/23 | 292.75 | 76.75 | 4
2022/23 | 293.25 | 76.75 | 3
2022/23 | 293.75 | 76.75 | 2
2022/23 | 294.25 | 76.75 | 3
2022/23 | 294.75 | 76.75 | 4
2022/23 | 295.25 | 76.75 | 1
2022/23 | 295.75 | 76.75 | 5
2022/23 | 296.25 | 76.75 | 1
2022/23 | 296.75 | 76.75 | 1
2022/23 | 297.25 | 76.75 | 2
2022/23 | 297.75 | 76.75 | 1
2022/23 | 298.25 | 76.75 | 1
2022/23 | 298.75 | 76.75 | 4
2022/23 | 299.75 | 76.75 | 3
2022/23 | 300.75 | 76.75 | 1
2022/23 | 301.25 | 76.75 | 5
2022/23 | 301.75 | 76.75 | 3
2022/23 | 302.75 | 76.75 | 1
2022/23 | 303.25 | 76.75 | 1
2022/23 | 303.75 | 76.75 | 2
2022/23 | 304.25 | 76.75 | 2
2022/23 | 304.75 | 76.75 | 1
2022/23 | 305.75 | 76.75 | 4
2022/23 | 306.75 | 76.75 | 3
2022/23 | 307.25 | 76.75 | 4
2022/23 | 307.75 | 76.75 | 4
2022/23 | 308.25 | 76.75 | 2
2022/23 | 308.75 | 76.75 | 1
2022/23 | 309.25 | 76.75 | 1
2022/23 | 310.25 | 76.75 | 1
2022/23 | 310.75 | 76.75 | 1
2022/23 | 311.25 | 76.75 | 2
2022/23 | 311.75 | 76.75 | 3
2022/23 | 312.25 | 76.75 | 1
2022/23 | 312.75 | 76.75 | 1
2022/23 | 313.75 | 76.75 | 1
2022/23 | 314.75 | 76.75 | 1
2022/23 | 316.25 | 76.75 | 1
2022/23 | 316.75 | 76.75 | 1
2022/23 | 317.25 | 76.75 | 1
2022/23 | 317.75 | 76.75 | 3
2022/23 | 318.25 | 76.75 | 1
2022/23 | 320.75 | 76.75 | 2
2022/23 | 321.25 | 76.75 | 1
2022/23 | 323.25 | 76.75 | 1
2022/23 | 323.75 | 76.75 | 2
2022/23 | 325.25 | 76.75 | 1
2022/23 | 325.75 | 76.75 | 2
2022/23 | 326.75 | 76.75 | 2
2022/23 | 327.75 | 76.75 | 1
2022/23 | 328.25 | 76.75 | 1
2022/23 | 329.25 | 76.75 | 1
2022/23 | 330.25 | 76.75 | 2
2022/23 | 333.75 | 76.75 | 1
2022/23 | 336.75 | 76.75 | 1
2022/23 | 341.75 | 76.75 | 1
2022/23 | 346.25 | 76.75 | 1
2022/23 | 346.75 | 76.75 | 1
2022/23 | 348.75 | 76.75 | 2
2022/23 | 361.25 | 76.75 | 1
2022/23 | 365.25 | 76.75 | 1
2022/23 | 367.75 | 76.75 | 1
2022/23 | 370.75 | 76.75 | 1
2022/23 | 375.25 | 76.75 | 1
2022/23 | 388.25 | 76.75 | 1
2022/23 | 405.75 | 76.75 | 1
2022/23 | 108.75 | 77.25 | 1
2022/23 | 113.75 | 77.25 | 1
2022/23 | 116.75 | 77.25 | 1
2022/23 | 118.25 | 77.25 | 1
2022/23 | 118.75 | 77.25 | 2
2022/23 | 119.75 | 77.25 | 1
2022/23 | 120.25 | 77.25 | 3
2022/23 | 120.75 | 77.25 | 3
2022/23 | 121.25 | 77.25 | 3
2022/23 | 121.75 | 77.25 | 6
2022/23 | 122.25 | 77.25 | 2
2022/23 | 122.75 | 77.25 | 3
2022/23 | 123.25 | 77.25 | 5
2022/23 | 123.75 | 77.25 | 10
2022/23 | 124.25 | 77.25 | 6
2022/23 | 124.75 | 77.25 | 3
2022/23 | 125.25 | 77.25 | 6
2022/23 | 125.75 | 77.25 | 11
2022/23 | 126.25 | 77.25 | 7
2022/23 | 126.75 | 77.25 | 12
2022/23 | 127.25 | 77.25 | 15
2022/23 | 127.75 | 77.25 | 5
2022/23 | 128.25 | 77.25 | 15
2022/23 | 128.75 | 77.25 | 17
2022/23 | 129.25 | 77.25 | 17
2022/23 | 129.75 | 77.25 | 19
2022/23 | 130.25 | 77.25 | 14
2022/23 | 130.75 | 77.25 | 17
2022/23 | 131.25 | 77.25 | 16
2022/23 | 131.75 | 77.25 | 16
2022/23 | 132.25 | 77.25 | 19
2022/23 | 132.75 | 77.25 | 23
2022/23 | 133.25 | 77.25 | 20
2022/23 | 133.75 | 77.25 | 23
2022/23 | 134.25 | 77.25 | 31
2022/23 | 134.75 | 77.25 | 40
2022/23 | 135.25 | 77.25 | 28
2022/23 | 135.75 | 77.25 | 38
2022/23 | 136.25 | 77.25 | 34
2022/23 | 136.75 | 77.25 | 43
2022/23 | 137.25 | 77.25 | 37
2022/23 | 137.75 | 77.25 | 46
2022/23 | 138.25 | 77.25 | 43
2022/23 | 138.75 | 77.25 | 58
2022/23 | 139.25 | 77.25 | 52
2022/23 | 139.75 | 77.25 | 59
2022/23 | 140.25 | 77.25 | 61
2022/23 | 140.75 | 77.25 | 70
2022/23 | 141.25 | 77.25 | 74
2022/23 | 141.75 | 77.25 | 75
2022/23 | 142.25 | 77.25 | 68
2022/23 | 142.75 | 77.25 | 79
2022/23 | 143.25 | 77.25 | 86
2022/23 | 143.75 | 77.25 | 95
2022/23 | 144.25 | 77.25 | 77
2022/23 | 144.75 | 77.25 | 92
2022/23 | 145.25 | 77.25 | 112
2022/23 | 145.75 | 77.25 | 104
2022/23 | 146.25 | 77.25 | 100
2022/23 | 146.75 | 77.25 | 96
2022/23 | 147.25 | 77.25 | 111
2022/23 | 147.75 | 77.25 | 115
2022/23 | 148.25 | 77.25 | 107
2022/23 | 148.75 | 77.25 | 115
2022/23 | 149.25 | 77.25 | 152
2022/23 | 149.75 | 77.25 | 136
2022/23 | 150.25 | 77.25 | 96
2022/23 | 150.75 | 77.25 | 131
2022/23 | 151.25 | 77.25 | 130
2022/23 | 151.75 | 77.25 | 132
2022/23 | 152.25 | 77.25 | 155
2022/23 | 152.75 | 77.25 | 125
2022/23 | 153.25 | 77.25 | 153
2022/23 | 153.75 | 77.25 | 148
2022/23 | 154.25 | 77.25 | 152
2022/23 | 154.75 | 77.25 | 150
2022/23 | 155.25 | 77.25 | 172
2022/23 | 155.75 | 77.25 | 143
2022/23 | 156.25 | 77.25 | 158
2022/23 | 156.75 | 77.25 | 191
2022/23 | 157.25 | 77.25 | 173
2022/23 | 157.75 | 77.25 | 170
2022/23 | 158.25 | 77.25 | 173
2022/23 | 158.75 | 77.25 | 170
2022/23 | 159.25 | 77.25 | 191
2022/23 | 159.75 | 77.25 | 159
2022/23 | 160.25 | 77.25 | 175
2022/23 | 160.75 | 77.25 | 162
2022/23 | 161.25 | 77.25 | 162
2022/23 | 161.75 | 77.25 | 176
2022/23 | 162.25 | 77.25 | 160
2022/23 | 162.75 | 77.25 | 176
2022/23 | 163.25 | 77.25 | 159
2022/23 | 163.75 | 77.25 | 157
2022/23 | 164.25 | 77.25 | 172
2022/23 | 164.75 | 77.25 | 177
2022/23 | 165.25 | 77.25 | 174
2022/23 | 165.75 | 77.25 | 177
2022/23 | 166.25 | 77.25 | 175
2022/23 | 166.75 | 77.25 | 199
2022/23 | 167.25 | 77.25 | 184
2022/23 | 167.75 | 77.25 | 193
2022/23 | 168.25 | 77.25 | 176
2022/23 | 168.75 | 77.25 | 186
2022/23 | 169.25 | 77.25 | 201
2022/23 | 169.75 | 77.25 | 197
2022/23 | 170.25 | 77.25 | 162
2022/23 | 170.75 | 77.25 | 172
2022/23 | 171.25 | 77.25 | 167
2022/23 | 171.75 | 77.25 | 152
2022/23 | 172.25 | 77.25 | 159
2022/23 | 172.75 | 77.25 | 169
2022/23 | 173.25 | 77.25 | 176
2022/23 | 173.75 | 77.25 | 157
2022/23 | 174.25 | 77.25 | 164
2022/23 | 174.75 | 77.25 | 176
2022/23 | 175.25 | 77.25 | 140
2022/23 | 175.75 | 77.25 | 168
2022/23 | 176.25 | 77.25 | 158
2022/23 | 176.75 | 77.25 | 154
2022/23 | 177.25 | 77.25 | 139
2022/23 | 177.75 | 77.25 | 161
2022/23 | 178.25 | 77.25 | 164
2022/23 | 178.75 | 77.25 | 166
2022/23 | 179.25 | 77.25 | 153
2022/23 | 179.75 | 77.25 | 128
2022/23 | 180.25 | 77.25 | 134
2022/23 | 180.75 | 77.25 | 141
2022/23 | 181.25 | 77.25 | 149
2022/23 | 181.75 | 77.25 | 124
2022/23 | 182.25 | 77.25 | 132
2022/23 | 182.75 | 77.25 | 132
2022/23 | 183.25 | 77.25 | 135
2022/23 | 183.75 | 77.25 | 138
2022/23 | 184.25 | 77.25 | 138
2022/23 | 184.75 | 77.25 | 125
2022/23 | 185.25 | 77.25 | 115
2022/23 | 185.75 | 77.25 | 98
2022/23 | 186.25 | 77.25 | 109
2022/23 | 186.75 | 77.25 | 121
2022/23 | 187.25 | 77.25 | 100
2022/23 | 187.75 | 77.25 | 117
2022/23 | 188.25 | 77.25 | 97
2022/23 | 188.75 | 77.25 | 115
2022/23 | 189.25 | 77.25 | 127
2022/23 | 189.75 | 77.25 | 110
2022/23 | 190.25 | 77.25 | 102
2022/23 | 190.75 | 77.25 | 78
2022/23 | 191.25 | 77.25 | 86
2022/23 | 191.75 | 77.25 | 99
2022/23 | 192.25 | 77.25 | 76
2022/23 | 192.75 | 77.25 | 85
2022/23 | 193.25 | 77.25 | 92
2022/23 | 193.75 | 77.25 | 89
2022/23 | 194.25 | 77.25 | 71
2022/23 | 194.75 | 77.25 | 91
2022/23 | 195.25 | 77.25 | 92
2022/23 | 195.75 | 77.25 | 52
2022/23 | 196.25 | 77.25 | 79
2022/23 | 196.75 | 77.25 | 94
2022/23 | 197.25 | 77.25 | 55
2022/23 | 197.75 | 77.25 | 60
2022/23 | 198.25 | 77.25 | 61
2022/23 | 198.75 | 77.25 | 57
2022/23 | 199.25 | 77.25 | 63
2022/23 | 199.75 | 77.25 | 44
2022/23 | 200.25 | 77.25 | 65
2022/23 | 200.75 | 77.25 | 47
2022/23 | 201.25 | 77.25 | 55
2022/23 | 201.75 | 77.25 | 73
2022/23 | 202.25 | 77.25 | 68
2022/23 | 202.75 | 77.25 | 53
2022/23 | 203.25 | 77.25 | 54
2022/23 | 203.75 | 77.25 | 60
2022/23 | 204.25 | 77.25 | 43
2022/23 | 204.75 | 77.25 | 43
2022/23 | 205.25 | 77.25 | 39
2022/23 | 205.75 | 77.25 | 44
2022/23 | 206.25 | 77.25 | 39
2022/23 | 206.75 | 77.25 | 44
2022/23 | 207.25 | 77.25 | 34
2022/23 | 207.75 | 77.25 | 46
2022/23 | 208.25 | 77.25 | 40
2022/23 | 208.75 | 77.25 | 34
2022/23 | 209.25 | 77.25 | 39
2022/23 | 209.75 | 77.25 | 28
2022/23 | 210.25 | 77.25 | 41
2022/23 | 210.75 | 77.25 | 37
2022/23 | 211.25 | 77.25 | 28
2022/23 | 211.75 | 77.25 | 33
2022/23 | 212.25 | 77.25 | 37
2022/23 | 212.75 | 77.25 | 30
2022/23 | 213.25 | 77.25 | 28
2022/23 | 213.75 | 77.25 | 25
2022/23 | 214.25 | 77.25 | 28
2022/23 | 214.75 | 77.25 | 26
2022/23 | 215.25 | 77.25 | 29
2022/23 | 215.75 | 77.25 | 27
2022/23 | 216.25 | 77.25 | 33
2022/23 | 216.75 | 77.25 | 35
2022/23 | 217.25 | 77.25 | 31
2022/23 | 217.75 | 77.25 | 16
2022/23 | 218.25 | 77.25 | 28
2022/23 | 218.75 | 77.25 | 23
2022/23 | 219.25 | 77.25 | 27
2022/23 | 219.75 | 77.25 | 24
2022/23 | 220.25 | 77.25 | 24
2022/23 | 220.75 | 77.25 | 20
2022/23 | 221.25 | 77.25 | 25
2022/23 | 221.75 | 77.25 | 14
2022/23 | 222.25 | 77.25 | 22
2022/23 | 222.75 | 77.25 | 23
2022/23 | 223.25 | 77.25 | 28
2022/23 | 223.75 | 77.25 | 22
2022/23 | 224.25 | 77.25 | 26
2022/23 | 224.75 | 77.25 | 19
2022/23 | 225.25 | 77.25 | 21
2022/23 | 225.75 | 77.25 | 13
2022/23 | 226.25 | 77.25 | 23
2022/23 | 226.75 | 77.25 | 13
2022/23 | 227.25 | 77.25 | 18
2022/23 | 227.75 | 77.25 | 9
2022/23 | 228.25 | 77.25 | 20
2022/23 | 228.75 | 77.25 | 20
2022/23 | 229.25 | 77.25 | 16
2022/23 | 229.75 | 77.25 | 16
2022/23 | 230.25 | 77.25 | 26
2022/23 | 230.75 | 77.25 | 19
2022/23 | 231.25 | 77.25 | 18
2022/23 | 231.75 | 77.25 | 13
2022/23 | 232.25 | 77.25 | 11
2022/23 | 232.75 | 77.25 | 13
2022/23 | 233.25 | 77.25 | 28
2022/23 | 233.75 | 77.25 | 12
2022/23 | 234.25 | 77.25 | 16
2022/23 | 234.75 | 77.25 | 12
2022/23 | 235.25 | 77.25 | 10
2022/23 | 235.75 | 77.25 | 7
2022/23 | 236.25 | 77.25 | 9
2022/23 | 236.75 | 77.25 | 12
2022/23 | 237.25 | 77.25 | 17
2022/23 | 237.75 | 77.25 | 11
2022/23 | 238.25 | 77.25 | 14
2022/23 | 238.75 | 77.25 | 16
2022/23 | 239.25 | 77.25 | 18
2022/23 | 239.75 | 77.25 | 12
2022/23 | 240.25 | 77.25 | 7
2022/23 | 240.75 | 77.25 | 24
2022/23 | 241.25 | 77.25 | 10
2022/23 | 241.75 | 77.25 | 11
2022/23 | 242.25 | 77.25 | 9
2022/23 | 242.75 | 77.25 | 11
2022/23 | 243.25 | 77.25 | 5
2022/23 | 243.75 | 77.25 | 10
2022/23 | 244.25 | 77.25 | 11
2022/23 | 244.75 | 77.25 | 13
2022/23 | 245.25 | 77.25 | 7
2022/23 | 245.75 | 77.25 | 8
2022/23 | 246.25 | 77.25 | 10
2022/23 | 246.75 | 77.25 | 9
2022/23 | 247.25 | 77.25 | 17
2022/23 | 247.75 | 77.25 | 15
2022/23 | 248.25 | 77.25 | 13
2022/23 | 248.75 | 77.25 | 12
2022/23 | 249.25 | 77.25 | 10
2022/23 | 249.75 | 77.25 | 8
2022/23 | 250.25 | 77.25 | 7
2022/23 | 250.75 | 77.25 | 10
2022/23 | 251.25 | 77.25 | 8
2022/23 | 251.75 | 77.25 | 10
2022/23 | 252.25 | 77.25 | 11
2022/23 | 252.75 | 77.25 | 7
2022/23 | 253.25 | 77.25 | 7
2022/23 | 253.75 | 77.25 | 6
2022/23 | 254.25 | 77.25 | 5
2022/23 | 254.75 | 77.25 | 10
2022/23 | 255.25 | 77.25 | 12
2022/23 | 255.75 | 77.25 | 7
2022/23 | 256.25 | 77.25 | 7
2022/23 | 256.75 | 77.25 | 4
2022/23 | 257.25 | 77.25 | 9
2022/23 | 257.75 | 77.25 | 13
2022/23 | 258.25 | 77.25 | 11
2022/23 | 258.75 | 77.25 | 4
2022/23 | 259.25 | 77.25 | 7
2022/23 | 259.75 | 77.25 | 8
2022/23 | 260.25 | 77.25 | 9
2022/23 | 260.75 | 77.25 | 9
2022/23 | 261.25 | 77.25 | 11
2022/23 | 261.75 | 77.25 | 10
2022/23 | 262.25 | 77.25 | 11
2022/23 | 262.75 | 77.25 | 9
2022/23 | 263.25 | 77.25 | 4
2022/23 | 263.75 | 77.25 | 4
2022/23 | 264.25 | 77.25 | 5
2022/23 | 264.75 | 77.25 | 5
2022/23 | 265.25 | 77.25 | 3
2022/23 | 265.75 | 77.25 | 7
2022/23 | 266.25 | 77.25 | 3
2022/23 | 266.75 | 77.25 | 3
2022/23 | 267.25 | 77.25 | 2
2022/23 | 267.75 | 77.25 | 6
2022/23 | 268.25 | 77.25 | 5
2022/23 | 268.75 | 77.25 | 6
2022/23 | 269.25 | 77.25 | 6
2022/23 | 269.75 | 77.25 | 5
2022/23 | 270.25 | 77.25 | 8
2022/23 | 270.75 | 77.25 | 5
2022/23 | 271.25 | 77.25 | 7
2022/23 | 271.75 | 77.25 | 2
2022/23 | 272.25 | 77.25 | 3
2022/23 | 272.75 | 77.25 | 3
2022/23 | 273.25 | 77.25 | 4
2022/23 | 273.75 | 77.25 | 2
2022/23 | 274.25 | 77.25 | 6
2022/23 | 274.75 | 77.25 | 7
2022/23 | 275.25 | 77.25 | 5
2022/23 | 275.75 | 77.25 | 3
2022/23 | 276.25 | 77.25 | 4
2022/23 | 276.75 | 77.25 | 6
2022/23 | 277.25 | 77.25 | 2
2022/23 | 277.75 | 77.25 | 5
2022/23 | 278.25 | 77.25 | 1
2022/23 | 278.75 | 77.25 | 2
2022/23 | 279.25 | 77.25 | 6
2022/23 | 279.75 | 77.25 | 7
2022/23 | 280.25 | 77.25 | 1
2022/23 | 280.75 | 77.25 | 7
2022/23 | 281.25 | 77.25 | 7
2022/23 | 281.75 | 77.25 | 3
2022/23 | 282.25 | 77.25 | 7
2022/23 | 282.75 | 77.25 | 3
2022/23 | 283.25 | 77.25 | 5
2022/23 | 283.75 | 77.25 | 5
2022/23 | 284.25 | 77.25 | 3
2022/23 | 284.75 | 77.25 | 1
2022/23 | 285.25 | 77.25 | 2
2022/23 | 285.75 | 77.25 | 2
2022/23 | 286.25 | 77.25 | 2
2022/23 | 286.75 | 77.25 | 3
2022/23 | 287.25 | 77.25 | 2
2022/23 | 287.75 | 77.25 | 2
2022/23 | 288.25 | 77.25 | 1
2022/23 | 288.75 | 77.25 | 2
2022/23 | 289.25 | 77.25 | 1
2022/23 | 289.75 | 77.25 | 7
2022/23 | 290.25 | 77.25 | 1
2022/23 | 290.75 | 77.25 | 6
2022/23 | 291.25 | 77.25 | 2
2022/23 | 291.75 | 77.25 | 1
2022/23 | 292.25 | 77.25 | 1
2022/23 | 293.25 | 77.25 | 5
2022/23 | 293.75 | 77.25 | 4
2022/23 | 294.75 | 77.25 | 6
2022/23 | 295.25 | 77.25 | 2
2022/23 | 295.75 | 77.25 | 2
2022/23 | 296.25 | 77.25 | 4
2022/23 | 296.75 | 77.25 | 4
2022/23 | 297.25 | 77.25 | 1
2022/23 | 297.75 | 77.25 | 2
2022/23 | 299.25 | 77.25 | 1
2022/23 | 299.75 | 77.25 | 2
2022/23 | 300.25 | 77.25 | 2
2022/23 | 300.75 | 77.25 | 3
2022/23 | 301.25 | 77.25 | 1
2022/23 | 301.75 | 77.25 | 4
2022/23 | 302.25 | 77.25 | 2
2022/23 | 303.25 | 77.25 | 1
2022/23 | 303.75 | 77.25 | 2
2022/23 | 304.25 | 77.25 | 1
2022/23 | 304.75 | 77.25 | 1
2022/23 | 305.25 | 77.25 | 2
2022/23 | 306.25 | 77.25 | 3
2022/23 | 306.75 | 77.25 | 2
2022/23 | 307.25 | 77.25 | 1
2022/23 | 308.25 | 77.25 | 3
2022/23 | 309.25 | 77.25 | 2
2022/23 | 310.25 | 77.25 | 1
2022/23 | 310.75 | 77.25 | 2
2022/23 | 311.75 | 77.25 | 1
2022/23 | 313.25 | 77.25 | 3
2022/23 | 314.25 | 77.25 | 1
2022/23 | 315.25 | 77.25 | 1
2022/23 | 316.25 | 77.25 | 2
2022/23 | 316.75 | 77.25 | 1
2022/23 | 318.25 | 77.25 | 1
2022/23 | 318.75 | 77.25 | 2
2022/23 | 319.25 | 77.25 | 1
2022/23 | 319.75 | 77.25 | 1
2022/23 | 320.25 | 77.25 | 1
2022/23 | 320.75 | 77.25 | 2
2022/23 | 322.75 | 77.25 | 2
2022/23 | 323.25 | 77.25 | 2
2022/23 | 324.75 | 77.25 | 1
2022/23 | 325.25 | 77.25 | 1
2022/23 | 325.75 | 77.25 | 1
2022/23 | 326.25 | 77.25 | 1
2022/23 | 326.75 | 77.25 | 2
2022/23 | 327.75 | 77.25 | 1
2022/23 | 328.25 | 77.25 | 1
2022/23 | 328.75 | 77.25 | 1
2022/23 | 329.75 | 77.25 | 3
2022/23 | 330.75 | 77.25 | 1
2022/23 | 333.25 | 77.25 | 1
2022/23 | 333.75 | 77.25 | 1
2022/23 | 334.25 | 77.25 | 1
2022/23 | 336.25 | 77.25 | 1
2022/23 | 337.75 | 77.25 | 1
2022/23 | 340.25 | 77.25 | 1
2022/23 | 342.25 | 77.25 | 2
2022/23 | 346.25 | 77.25 | 1
2022/23 | 348.75 | 77.25 | 1
2022/23 | 350.25 | 77.25 | 1
2022/23 | 360.25 | 77.25 | 1
2022/23 | 363.25 | 77.25 | 1
2022/23 | 378.25 | 77.25 | 1
2022/23 | 383.25 | 77.25 | 1
2022/23 | 403.25 | 77.25 | 1
2022/23 | 413.25 | 77.25 | 1
2022/23 | 114.25 | 77.75 | 1
2022/23 | 117.75 | 77.75 | 1
2022/23 | 118.75 | 77.75 | 2
2022/23 | 119.25 | 77.75 | 1
2022/23 | 119.75 | 77.75 | 4
2022/23 | 120.25 | 77.75 | 1
2022/23 | 120.75 | 77.75 | 4
2022/23 | 121.25 | 77.75 | 5
2022/23 | 121.75 | 77.75 | 4
2022/23 | 122.25 | 77.75 | 6
2022/23 | 122.75 | 77.75 | 3
2022/23 | 123.25 | 77.75 | 3
2022/23 | 123.75 | 77.75 | 5
2022/23 | 124.25 | 77.75 | 4
2022/23 | 124.75 | 77.75 | 6
2022/23 | 125.25 | 77.75 | 8
2022/23 | 125.75 | 77.75 | 4
2022/23 | 126.25 | 77.75 | 6
2022/23 | 126.75 | 77.75 | 6
2022/23 | 127.25 | 77.75 | 10
2022/23 | 127.75 | 77.75 | 13
2022/23 | 128.25 | 77.75 | 15
2022/23 | 128.75 | 77.75 | 14
2022/23 | 129.25 | 77.75 | 13
2022/23 | 129.75 | 77.75 | 14
2022/23 | 130.25 | 77.75 | 17
2022/23 | 130.75 | 77.75 | 17
2022/23 | 131.25 | 77.75 | 19
2022/23 | 131.75 | 77.75 | 16
2022/23 | 132.25 | 77.75 | 16
2022/23 | 132.75 | 77.75 | 31
2022/23 | 133.25 | 77.75 | 18
2022/23 | 133.75 | 77.75 | 29
2022/23 | 134.25 | 77.75 | 24
2022/23 | 134.75 | 77.75 | 26
2022/23 | 135.25 | 77.75 | 24
2022/23 | 135.75 | 77.75 | 29
2022/23 | 136.25 | 77.75 | 31
2022/23 | 136.75 | 77.75 | 30
2022/23 | 137.25 | 77.75 | 44
2022/23 | 137.75 | 77.75 | 33
2022/23 | 138.25 | 77.75 | 38
2022/23 | 138.75 | 77.75 | 40
2022/23 | 139.25 | 77.75 | 54
2022/23 | 139.75 | 77.75 | 52
2022/23 | 140.25 | 77.75 | 67
2022/23 | 140.75 | 77.75 | 73
2022/23 | 141.25 | 77.75 | 61
2022/23 | 141.75 | 77.75 | 70
2022/23 | 142.25 | 77.75 | 71
2022/23 | 142.75 | 77.75 | 63
2022/23 | 143.25 | 77.75 | 71
2022/23 | 143.75 | 77.75 | 68
2022/23 | 144.25 | 77.75 | 79
2022/23 | 144.75 | 77.75 | 75
2022/23 | 145.25 | 77.75 | 90
2022/23 | 145.75 | 77.75 | 102
2022/23 | 146.25 | 77.75 | 104
2022/23 | 146.75 | 77.75 | 111
2022/23 | 147.25 | 77.75 | 126
2022/23 | 147.75 | 77.75 | 116
2022/23 | 148.25 | 77.75 | 111
2022/23 | 148.75 | 77.75 | 128
2022/23 | 149.25 | 77.75 | 111
2022/23 | 149.75 | 77.75 | 105
2022/23 | 150.25 | 77.75 | 124
2022/23 | 150.75 | 77.75 | 139
2022/23 | 151.25 | 77.75 | 137
2022/23 | 151.75 | 77.75 | 126
2022/23 | 152.25 | 77.75 | 128
2022/23 | 152.75 | 77.75 | 155
2022/23 | 153.25 | 77.75 | 147
2022/23 | 153.75 | 77.75 | 151
2022/23 | 154.25 | 77.75 | 172
2022/23 | 154.75 | 77.75 | 161
2022/23 | 155.25 | 77.75 | 136
2022/23 | 155.75 | 77.75 | 139
2022/23 | 156.25 | 77.75 | 174
2022/23 | 156.75 | 77.75 | 138
2022/23 | 157.25 | 77.75 | 177
2022/23 | 157.75 | 77.75 | 141
2022/23 | 158.25 | 77.75 | 164
2022/23 | 158.75 | 77.75 | 147
2022/23 | 159.25 | 77.75 | 151
2022/23 | 159.75 | 77.75 | 153
2022/23 | 160.25 | 77.75 | 179
2022/23 | 160.75 | 77.75 | 153
2022/23 | 161.25 | 77.75 | 159
2022/23 | 161.75 | 77.75 | 185
2022/23 | 162.25 | 77.75 | 184
2022/23 | 162.75 | 77.75 | 156
2022/23 | 163.25 | 77.75 | 172
2022/23 | 163.75 | 77.75 | 207
2022/23 | 164.25 | 77.75 | 172
2022/23 | 164.75 | 77.75 | 214
2022/23 | 165.25 | 77.75 | 191
2022/23 | 165.75 | 77.75 | 184
2022/23 | 166.25 | 77.75 | 177
2022/23 | 166.75 | 77.75 | 154
2022/23 | 167.25 | 77.75 | 187
2022/23 | 167.75 | 77.75 | 158
2022/23 | 168.25 | 77.75 | 168
2022/23 | 168.75 | 77.75 | 194
2022/23 | 169.25 | 77.75 | 176
2022/23 | 169.75 | 77.75 | 186
2022/23 | 170.25 | 77.75 | 139
2022/23 | 170.75 | 77.75 | 176
2022/23 | 171.25 | 77.75 | 164
2022/23 | 171.75 | 77.75 | 171
2022/23 | 172.25 | 77.75 | 190
2022/23 | 172.75 | 77.75 | 182
2022/23 | 173.25 | 77.75 | 144
2022/23 | 173.75 | 77.75 | 168
2022/23 | 174.25 | 77.75 | 158
2022/23 | 174.75 | 77.75 | 171
2022/23 | 175.25 | 77.75 | 179
2022/23 | 175.75 | 77.75 | 156
2022/23 | 176.25 | 77.75 | 159
2022/23 | 176.75 | 77.75 | 176
2022/23 | 177.25 | 77.75 | 170
2022/23 | 177.75 | 77.75 | 151
2022/23 | 178.25 | 77.75 | 163
2022/23 | 178.75 | 77.75 | 139
2022/23 | 179.25 | 77.75 | 170
2022/23 | 179.75 | 77.75 | 149
2022/23 | 180.25 | 77.75 | 145
2022/23 | 180.75 | 77.75 | 138
2022/23 | 181.25 | 77.75 | 140
2022/23 | 181.75 | 77.75 | 133
2022/23 | 182.25 | 77.75 | 151
2022/23 | 182.75 | 77.75 | 138
2022/23 | 183.25 | 77.75 | 116
2022/23 | 183.75 | 77.75 | 146
2022/23 | 184.25 | 77.75 | 114
2022/23 | 184.75 | 77.75 | 124
2022/23 | 185.25 | 77.75 | 123
2022/23 | 185.75 | 77.75 | 131
2022/23 | 186.25 | 77.75 | 141
2022/23 | 186.75 | 77.75 | 120
2022/23 | 187.25 | 77.75 | 118
2022/23 | 187.75 | 77.75 | 109
2022/23 | 188.25 | 77.75 | 118
2022/23 | 188.75 | 77.75 | 97
2022/23 | 189.25 | 77.75 | 116
2022/23 | 189.75 | 77.75 | 118
2022/23 | 190.25 | 77.75 | 109
2022/23 | 190.75 | 77.75 | 94
2022/23 | 191.25 | 77.75 | 77
2022/23 | 191.75 | 77.75 | 94
2022/23 | 192.25 | 77.75 | 96
2022/23 | 192.75 | 77.75 | 74
2022/23 | 193.25 | 77.75 | 61
2022/23 | 193.75 | 77.75 | 74
2022/23 | 194.25 | 77.75 | 91
2022/23 | 194.75 | 77.75 | 93
2022/23 | 195.25 | 77.75 | 92
2022/23 | 195.75 | 77.75 | 74
2022/23 | 196.25 | 77.75 | 72
2022/23 | 196.75 | 77.75 | 71
2022/23 | 197.25 | 77.75 | 70
2022/23 | 197.75 | 77.75 | 74
2022/23 | 198.25 | 77.75 | 83
2022/23 | 198.75 | 77.75 | 62
2022/23 | 199.25 | 77.75 | 66
2022/23 | 199.75 | 77.75 | 69
2022/23 | 200.25 | 77.75 | 70
2022/23 | 200.75 | 77.75 | 62
2022/23 | 201.25 | 77.75 | 68
2022/23 | 201.75 | 77.75 | 62
2022/23 | 202.25 | 77.75 | 51
2022/23 | 202.75 | 77.75 | 60
2022/23 | 203.25 | 77.75 | 56
2022/23 | 203.75 | 77.75 | 34
2022/23 | 204.25 | 77.75 | 50
2022/23 | 204.75 | 77.75 | 47
2022/23 | 205.25 | 77.75 | 55
2022/23 | 205.75 | 77.75 | 45
2022/23 | 206.25 | 77.75 | 48
2022/23 | 206.75 | 77.75 | 41
2022/23 | 207.25 | 77.75 | 45
2022/23 | 207.75 | 77.75 | 39
2022/23 | 208.25 | 77.75 | 46
2022/23 | 208.75 | 77.75 | 39
2022/23 | 209.25 | 77.75 | 47
2022/23 | 209.75 | 77.75 | 30
2022/23 | 210.25 | 77.75 | 47
2022/23 | 210.75 | 77.75 | 31
2022/23 | 211.25 | 77.75 | 48
2022/23 | 211.75 | 77.75 | 27
2022/23 | 212.25 | 77.75 | 37
2022/23 | 212.75 | 77.75 | 33
2022/23 | 213.25 | 77.75 | 41
2022/23 | 213.75 | 77.75 | 35
2022/23 | 214.25 | 77.75 | 33
2022/23 | 214.75 | 77.75 | 38
2022/23 | 215.25 | 77.75 | 32
2022/23 | 215.75 | 77.75 | 37
2022/23 | 216.25 | 77.75 | 35
2022/23 | 216.75 | 77.75 | 36
2022/23 | 217.25 | 77.75 | 33
2022/23 | 217.75 | 77.75 | 26
2022/23 | 218.25 | 77.75 | 24
2022/23 | 218.75 | 77.75 | 30
2022/23 | 219.25 | 77.75 | 25
2022/23 | 219.75 | 77.75 | 28
2022/23 | 220.25 | 77.75 | 26
2022/23 | 220.75 | 77.75 | 30
2022/23 | 221.25 | 77.75 | 27
2022/23 | 221.75 | 77.75 | 24
2022/23 | 222.25 | 77.75 | 24
2022/23 | 222.75 | 77.75 | 24
2022/23 | 223.25 | 77.75 | 26
2022/23 | 223.75 | 77.75 | 28
2022/23 | 224.25 | 77.75 | 21
2022/23 | 224.75 | 77.75 | 19
2022/23 | 225.25 | 77.75 | 21
2022/23 | 225.75 | 77.75 | 17
2022/23 | 226.25 | 77.75 | 21
2022/23 | 226.75 | 77.75 | 13
2022/23 | 227.25 | 77.75 | 17
2022/23 | 227.75 | 77.75 | 21
2022/23 | 228.25 | 77.75 | 14
2022/23 | 228.75 | 77.75 | 21
2022/23 | 229.25 | 77.75 | 19
2022/23 | 229.75 | 77.75 | 9
2022/23 | 230.25 | 77.75 | 16
2022/23 | 230.75 | 77.75 | 14
2022/23 | 231.25 | 77.75 | 20
2022/23 | 231.75 | 77.75 | 13
2022/23 | 232.25 | 77.75 | 16
2022/23 | 232.75 | 77.75 | 15
2022/23 | 233.25 | 77.75 | 12
2022/23 | 233.75 | 77.75 | 23
2022/23 | 234.25 | 77.75 | 16
2022/23 | 234.75 | 77.75 | 12
2022/23 | 235.25 | 77.75 | 14
2022/23 | 235.75 | 77.75 | 13
2022/23 | 236.25 | 77.75 | 19
2022/23 | 236.75 | 77.75 | 13
2022/23 | 237.25 | 77.75 | 14
2022/23 | 237.75 | 77.75 | 10
2022/23 | 238.25 | 77.75 | 8
2022/23 | 238.75 | 77.75 | 17
2022/23 | 239.25 | 77.75 | 10
2022/23 | 239.75 | 77.75 | 10
2022/23 | 240.25 | 77.75 | 13
2022/23 | 240.75 | 77.75 | 13
2022/23 | 241.25 | 77.75 | 13
2022/23 | 241.75 | 77.75 | 8
2022/23 | 242.25 | 77.75 | 15
2022/23 | 242.75 | 77.75 | 10
2022/23 | 243.25 | 77.75 | 13
2022/23 | 243.75 | 77.75 | 16
2022/23 | 244.25 | 77.75 | 15
2022/23 | 244.75 | 77.75 | 8
2022/23 | 245.25 | 77.75 | 10
2022/23 | 245.75 | 77.75 | 10
2022/23 | 246.25 | 77.75 | 12
2022/23 | 246.75 | 77.75 | 13
2022/23 | 247.25 | 77.75 | 12
2022/23 | 247.75 | 77.75 | 3
2022/23 | 248.25 | 77.75 | 7
2022/23 | 248.75 | 77.75 | 10
2022/23 | 249.25 | 77.75 | 10
2022/23 | 249.75 | 77.75 | 8
2022/23 | 250.25 | 77.75 | 7
2022/23 | 250.75 | 77.75 | 6
2022/23 | 251.25 | 77.75 | 7
2022/23 | 251.75 | 77.75 | 13
2022/23 | 252.25 | 77.75 | 10
2022/23 | 252.75 | 77.75 | 10
2022/23 | 253.25 | 77.75 | 11
2022/23 | 253.75 | 77.75 | 11
2022/23 | 254.25 | 77.75 | 12
2022/23 | 254.75 | 77.75 | 15
2022/23 | 255.25 | 77.75 | 8
2022/23 | 255.75 | 77.75 | 13
2022/23 | 256.25 | 77.75 | 8
2022/23 | 256.75 | 77.75 | 8
2022/23 | 257.25 | 77.75 | 7
2022/23 | 257.75 | 77.75 | 7
2022/23 | 258.25 | 77.75 | 13
2022/23 | 258.75 | 77.75 | 7
2022/23 | 259.25 | 77.75 | 9
2022/23 | 259.75 | 77.75 | 7
2022/23 | 260.25 | 77.75 | 16
2022/23 | 260.75 | 77.75 | 6
2022/23 | 261.25 | 77.75 | 7
2022/23 | 261.75 | 77.75 | 10
2022/23 | 262.25 | 77.75 | 6
2022/23 | 262.75 | 77.75 | 5
2022/23 | 263.25 | 77.75 | 12
2022/23 | 263.75 | 77.75 | 3
2022/23 | 264.25 | 77.75 | 9
2022/23 | 264.75 | 77.75 | 9
2022/23 | 265.25 | 77.75 | 3
2022/23 | 265.75 | 77.75 | 10
2022/23 | 266.25 | 77.75 | 1
2022/23 | 266.75 | 77.75 | 5
2022/23 | 267.25 | 77.75 | 7
2022/23 | 267.75 | 77.75 | 3
2022/23 | 268.25 | 77.75 | 3
2022/23 | 268.75 | 77.75 | 5
2022/23 | 269.25 | 77.75 | 4
2022/23 | 269.75 | 77.75 | 5
2022/23 | 270.25 | 77.75 | 2
2022/23 | 270.75 | 77.75 | 8
2022/23 | 271.25 | 77.75 | 6
2022/23 | 271.75 | 77.75 | 6
2022/23 | 272.25 | 77.75 | 4
2022/23 | 272.75 | 77.75 | 6
2022/23 | 273.25 | 77.75 | 4
2022/23 | 273.75 | 77.75 | 6
2022/23 | 274.25 | 77.75 | 5
2022/23 | 274.75 | 77.75 | 10
2022/23 | 275.25 | 77.75 | 7
2022/23 | 275.75 | 77.75 | 7
2022/23 | 276.25 | 77.75 | 3
2022/23 | 277.25 | 77.75 | 3
2022/23 | 277.75 | 77.75 | 2
2022/23 | 278.25 | 77.75 | 4
2022/23 | 278.75 | 77.75 | 6
2022/23 | 279.25 | 77.75 | 5
2022/23 | 279.75 | 77.75 | 4
2022/23 | 280.25 | 77.75 | 2
2022/23 | 280.75 | 77.75 | 9
2022/23 | 281.25 | 77.75 | 2
2022/23 | 281.75 | 77.75 | 2
2022/23 | 282.25 | 77.75 | 5
2022/23 | 282.75 | 77.75 | 3
2022/23 | 283.25 | 77.75 | 3
2022/23 | 283.75 | 77.75 | 3
2022/23 | 284.25 | 77.75 | 3
2022/23 | 284.75 | 77.75 | 5
2022/23 | 285.75 | 77.75 | 6
2022/23 | 286.25 | 77.75 | 8
2022/23 | 286.75 | 77.75 | 3
2022/23 | 287.25 | 77.75 | 8
2022/23 | 287.75 | 77.75 | 1
2022/23 | 288.25 | 77.75 | 5
2022/23 | 288.75 | 77.75 | 1
2022/23 | 289.25 | 77.75 | 2
2022/23 | 289.75 | 77.75 | 5
2022/23 | 290.25 | 77.75 | 3
2022/23 | 290.75 | 77.75 | 5
2022/23 | 291.25 | 77.75 | 3
2022/23 | 291.75 | 77.75 | 1
2022/23 | 292.25 | 77.75 | 3
2022/23 | 292.75 | 77.75 | 2
2022/23 | 293.25 | 77.75 | 3
2022/23 | 293.75 | 77.75 | 7
2022/23 | 294.25 | 77.75 | 6
2022/23 | 294.75 | 77.75 | 2
2022/23 | 295.25 | 77.75 | 2
2022/23 | 295.75 | 77.75 | 1
2022/23 | 296.25 | 77.75 | 7
2022/23 | 296.75 | 77.75 | 2
2022/23 | 297.25 | 77.75 | 1
2022/23 | 297.75 | 77.75 | 2
2022/23 | 298.25 | 77.75 | 1
2022/23 | 298.75 | 77.75 | 4
2022/23 | 299.25 | 77.75 | 1
2022/23 | 300.25 | 77.75 | 3
2022/23 | 300.75 | 77.75 | 4
2022/23 | 301.25 | 77.75 | 1
2022/23 | 301.75 | 77.75 | 1
2022/23 | 302.25 | 77.75 | 2
2022/23 | 302.75 | 77.75 | 1
2022/23 | 303.25 | 77.75 | 2
2022/23 | 303.75 | 77.75 | 3
2022/23 | 304.25 | 77.75 | 1
2022/23 | 304.75 | 77.75 | 1
2022/23 | 305.25 | 77.75 | 1
2022/23 | 306.25 | 77.75 | 2
2022/23 | 306.75 | 77.75 | 3
2022/23 | 307.25 | 77.75 | 2
2022/23 | 307.75 | 77.75 | 2
2022/23 | 308.25 | 77.75 | 2
2022/23 | 308.75 | 77.75 | 2
2022/23 | 311.75 | 77.75 | 1
2022/23 | 312.25 | 77.75 | 3
2022/23 | 312.75 | 77.75 | 1
2022/23 | 313.25 | 77.75 | 1
2022/23 | 313.75 | 77.75 | 4
2022/23 | 314.25 | 77.75 | 1
2022/23 | 314.75 | 77.75 | 1
2022/23 | 315.25 | 77.75 | 1
2022/23 | 315.75 | 77.75 | 1
2022/23 | 316.25 | 77.75 | 1
2022/23 | 316.75 | 77.75 | 3
2022/23 | 317.75 | 77.75 | 2
2022/23 | 318.25 | 77.75 | 1
2022/23 | 319.25 | 77.75 | 2
2022/23 | 320.25 | 77.75 | 3
2022/23 | 322.25 | 77.75 | 2
2022/23 | 323.25 | 77.75 | 1
2022/23 | 323.75 | 77.75 | 1
2022/23 | 324.25 | 77.75 | 1
2022/23 | 325.75 | 77.75 | 1
2022/23 | 326.25 | 77.75 | 1
2022/23 | 327.25 | 77.75 | 2
2022/23 | 327.75 | 77.75 | 1
2022/23 | 328.75 | 77.75 | 1
2022/23 | 329.25 | 77.75 | 2
2022/23 | 329.75 | 77.75 | 1
2022/23 | 331.75 | 77.75 | 1
2022/23 | 333.75 | 77.75 | 1
2022/23 | 336.25 | 77.75 | 1
2022/23 | 336.75 | 77.75 | 1
2022/23 | 337.75 | 77.75 | 2
2022/23 | 338.75 | 77.75 | 1
2022/23 | 339.75 | 77.75 | 1
2022/23 | 344.75 | 77.75 | 1
2022/23 | 346.75 | 77.75 | 1
2022/23 | 349.25 | 77.75 | 2
2022/23 | 349.75 | 77.75 | 1
2022/23 | 350.25 | 77.75 | 1
2022/23 | 350.75 | 77.75 | 1
2022/23 | 351.25 | 77.75 | 1
2022/23 | 355.75 | 77.75 | 1
2022/23 | 357.75 | 77.75 | 2
2022/23 | 368.25 | 77.75 | 1
2022/23 | 371.25 | 77.75 | 1
2022/23 | 373.75 | 77.75 | 1
2022/23 | 376.75 | 77.75 | 1
2022/23 | 382.25 | 77.75 | 1
2022/23 | 386.25 | 77.75 | 1
2022/23 | 116.25 | 78.25 | 1
2022/23 | 117.75 | 78.25 | 1
2022/23 | 118.25 | 78.25 | 3
2022/23 | 118.75 | 78.25 | 2
2022/23 | 119.25 | 78.25 | 1
2022/23 | 119.75 | 78.25 | 1
2022/23 | 120.25 | 78.25 | 1
2022/23 | 120.75 | 78.25 | 2
2022/23 | 121.75 | 78.25 | 1
2022/23 | 122.25 | 78.25 | 1
2022/23 | 122.75 | 78.25 | 5
2022/23 | 123.25 | 78.25 | 1
2022/23 | 123.75 | 78.25 | 5
2022/23 | 124.25 | 78.25 | 5
2022/23 | 124.75 | 78.25 | 5
2022/23 | 125.25 | 78.25 | 1
2022/23 | 125.75 | 78.25 | 3
2022/23 | 126.25 | 78.25 | 9
2022/23 | 126.75 | 78.25 | 5
2022/23 | 127.25 | 78.25 | 9
2022/23 | 127.75 | 78.25 | 7
2022/23 | 128.25 | 78.25 | 19
2022/23 | 128.75 | 78.25 | 10
2022/23 | 129.25 | 78.25 | 12
2022/23 | 129.75 | 78.25 | 4
2022/23 | 130.25 | 78.25 | 14
2022/23 | 130.75 | 78.25 | 7
2022/23 | 131.25 | 78.25 | 7
2022/23 | 131.75 | 78.25 | 21
2022/23 | 132.25 | 78.25 | 18
2022/23 | 132.75 | 78.25 | 18
2022/23 | 133.25 | 78.25 | 22
2022/23 | 133.75 | 78.25 | 19
2022/23 | 134.25 | 78.25 | 21
2022/23 | 134.75 | 78.25 | 24
2022/23 | 135.25 | 78.25 | 26
2022/23 | 135.75 | 78.25 | 21
2022/23 | 136.25 | 78.25 | 31
2022/23 | 136.75 | 78.25 | 34
2022/23 | 137.25 | 78.25 | 38
2022/23 | 137.75 | 78.25 | 40
2022/23 | 138.25 | 78.25 | 39
2022/23 | 138.75 | 78.25 | 71
2022/23 | 139.25 | 78.25 | 51
2022/23 | 139.75 | 78.25 | 56
2022/23 | 140.25 | 78.25 | 68
2022/23 | 140.75 | 78.25 | 49
2022/23 | 141.25 | 78.25 | 59
2022/23 | 141.75 | 78.25 | 61
2022/23 | 142.25 | 78.25 | 66
2022/23 | 142.75 | 78.25 | 68
2022/23 | 143.25 | 78.25 | 75
2022/23 | 143.75 | 78.25 | 76
2022/23 | 144.25 | 78.25 | 78
2022/23 | 144.75 | 78.25 | 91
2022/23 | 145.25 | 78.25 | 77
2022/23 | 145.75 | 78.25 | 87
2022/23 | 146.25 | 78.25 | 100
2022/23 | 146.75 | 78.25 | 95
2022/23 | 147.25 | 78.25 | 94
2022/23 | 147.75 | 78.25 | 106
2022/23 | 148.25 | 78.25 | 114
2022/23 | 148.75 | 78.25 | 96
2022/23 | 149.25 | 78.25 | 133
2022/23 | 149.75 | 78.25 | 91
2022/23 | 150.25 | 78.25 | 112
2022/23 | 150.75 | 78.25 | 126
2022/23 | 151.25 | 78.25 | 116
2022/23 | 151.75 | 78.25 | 127
2022/23 | 152.25 | 78.25 | 123
2022/23 | 152.75 | 78.25 | 163
2022/23 | 153.25 | 78.25 | 140
2022/23 | 153.75 | 78.25 | 155
2022/23 | 154.25 | 78.25 | 146
2022/23 | 154.75 | 78.25 | 161
2022/23 | 155.25 | 78.25 | 145
2022/23 | 155.75 | 78.25 | 171
2022/23 | 156.25 | 78.25 | 169
2022/23 | 156.75 | 78.25 | 168
2022/23 | 157.25 | 78.25 | 156
2022/23 | 157.75 | 78.25 | 144
2022/23 | 158.25 | 78.25 | 163
2022/23 | 158.75 | 78.25 | 175
2022/23 | 159.25 | 78.25 | 162
2022/23 | 159.75 | 78.25 | 170
2022/23 | 160.25 | 78.25 | 194
2022/23 | 160.75 | 78.25 | 181
2022/23 | 161.25 | 78.25 | 163
2022/23 | 161.75 | 78.25 | 191
2022/23 | 162.25 | 78.25 | 172
2022/23 | 162.75 | 78.25 | 179
2022/23 | 163.25 | 78.25 | 170
2022/23 | 163.75 | 78.25 | 200
2022/23 | 164.25 | 78.25 | 201
2022/23 | 164.75 | 78.25 | 185
2022/23 | 165.25 | 78.25 | 176
2022/23 | 165.75 | 78.25 | 166
2022/23 | 166.25 | 78.25 | 170
2022/23 | 166.75 | 78.25 | 186
2022/23 | 167.25 | 78.25 | 202
2022/23 | 167.75 | 78.25 | 202
2022/23 | 168.25 | 78.25 | 166
2022/23 | 168.75 | 78.25 | 181
2022/23 | 169.25 | 78.25 | 187
2022/23 | 169.75 | 78.25 | 212
2022/23 | 170.25 | 78.25 | 183
2022/23 | 170.75 | 78.25 | 191
2022/23 | 171.25 | 78.25 | 157
2022/23 | 171.75 | 78.25 | 167
2022/23 | 172.25 | 78.25 | 185
2022/23 | 172.75 | 78.25 | 196
2022/23 | 173.25 | 78.25 | 180
2022/23 | 173.75 | 78.25 | 129
2022/23 | 174.25 | 78.25 | 188
2022/23 | 174.75 | 78.25 | 170
2022/23 | 175.25 | 78.25 | 178
2022/23 | 175.75 | 78.25 | 157
2022/23 | 176.25 | 78.25 | 158
2022/23 | 176.75 | 78.25 | 163
2022/23 | 177.25 | 78.25 | 162
2022/23 | 177.75 | 78.25 | 146
2022/23 | 178.25 | 78.25 | 155
2022/23 | 178.75 | 78.25 | 148
2022/23 | 179.25 | 78.25 | 142
2022/23 | 179.75 | 78.25 | 186
2022/23 | 180.25 | 78.25 | 171
2022/23 | 180.75 | 78.25 | 173
2022/23 | 181.25 | 78.25 | 164
2022/23 | 181.75 | 78.25 | 141
2022/23 | 182.25 | 78.25 | 129
2022/23 | 182.75 | 78.25 | 141
2022/23 | 183.25 | 78.25 | 131
2022/23 | 183.75 | 78.25 | 127
2022/23 | 184.25 | 78.25 | 141
2022/23 | 184.75 | 78.25 | 127
2022/23 | 185.25 | 78.25 | 146
2022/23 | 185.75 | 78.25 | 129
2022/23 | 186.25 | 78.25 | 116
2022/23 | 186.75 | 78.25 | 111
2022/23 | 187.25 | 78.25 | 127
2022/23 | 187.75 | 78.25 | 115
2022/23 | 188.25 | 78.25 | 119
2022/23 | 188.75 | 78.25 | 125
2022/23 | 189.25 | 78.25 | 112
2022/23 | 189.75 | 78.25 | 116
2022/23 | 190.25 | 78.25 | 120
2022/23 | 190.75 | 78.25 | 109
2022/23 | 191.25 | 78.25 | 103
2022/23 | 191.75 | 78.25 | 120
2022/23 | 192.25 | 78.25 | 96
2022/23 | 192.75 | 78.25 | 98
2022/23 | 193.25 | 78.25 | 94
2022/23 | 193.75 | 78.25 | 87
2022/23 | 194.25 | 78.25 | 84
2022/23 | 194.75 | 78.25 | 78
2022/23 | 195.25 | 78.25 | 96
2022/23 | 195.75 | 78.25 | 76
2022/23 | 196.25 | 78.25 | 61
2022/23 | 196.75 | 78.25 | 100
2022/23 | 197.25 | 78.25 | 95
2022/23 | 197.75 | 78.25 | 77
2022/23 | 198.25 | 78.25 | 75
2022/23 | 198.75 | 78.25 | 71
2022/23 | 199.25 | 78.25 | 87
2022/23 | 199.75 | 78.25 | 59
2022/23 | 200.25 | 78.25 | 65
2022/23 | 200.75 | 78.25 | 78
2022/23 | 201.25 | 78.25 | 61
2022/23 | 201.75 | 78.25 | 61
2022/23 | 202.25 | 78.25 | 54
2022/23 | 202.75 | 78.25 | 58
2022/23 | 203.25 | 78.25 | 64
2022/23 | 203.75 | 78.25 | 45
2022/23 | 204.25 | 78.25 | 67
2022/23 | 204.75 | 78.25 | 50
2022/23 | 205.25 | 78.25 | 55
2022/23 | 205.75 | 78.25 | 63
2022/23 | 206.25 | 78.25 | 51
2022/23 | 206.75 | 78.25 | 53
2022/23 | 207.25 | 78.25 | 46
2022/23 | 207.75 | 78.25 | 51
2022/23 | 208.25 | 78.25 | 53
2022/23 | 208.75 | 78.25 | 49
2022/23 | 209.25 | 78.25 | 54
2022/23 | 209.75 | 78.25 | 48
2022/23 | 210.25 | 78.25 | 38
2022/23 | 210.75 | 78.25 | 35
2022/23 | 211.25 | 78.25 | 44
2022/23 | 211.75 | 78.25 | 32
2022/23 | 212.25 | 78.25 | 43
2022/23 | 212.75 | 78.25 | 42
2022/23 | 213.25 | 78.25 | 36
2022/23 | 213.75 | 78.25 | 46
2022/23 | 214.25 | 78.25 | 41
2022/23 | 214.75 | 78.25 | 31
2022/23 | 215.25 | 78.25 | 33
2022/23 | 215.75 | 78.25 | 37
2022/23 | 216.25 | 78.25 | 29
2022/23 | 216.75 | 78.25 | 28
2022/23 | 217.25 | 78.25 | 37
2022/23 | 217.75 | 78.25 | 29
2022/23 | 218.25 | 78.25 | 29
2022/23 | 218.75 | 78.25 | 26
2022/23 | 219.25 | 78.25 | 29
2022/23 | 219.75 | 78.25 | 24
2022/23 | 220.25 | 78.25 | 21
2022/23 | 220.75 | 78.25 | 26
2022/23 | 221.25 | 78.25 | 21
2022/23 | 221.75 | 78.25 | 20
2022/23 | 222.25 | 78.25 | 24
2022/23 | 222.75 | 78.25 | 19
2022/23 | 223.25 | 78.25 | 27
2022/23 | 223.75 | 78.25 | 28
2022/23 | 224.25 | 78.25 | 22
2022/23 | 224.75 | 78.25 | 20
2022/23 | 225.25 | 78.25 | 23
2022/23 | 225.75 | 78.25 | 19
2022/23 | 226.25 | 78.25 | 23
2022/23 | 226.75 | 78.25 | 23
2022/23 | 227.25 | 78.25 | 23
2022/23 | 227.75 | 78.25 | 22
2022/23 | 228.25 | 78.25 | 13
2022/23 | 228.75 | 78.25 | 24
2022/23 | 229.25 | 78.25 | 20
2022/23 | 229.75 | 78.25 | 17
2022/23 | 230.25 | 78.25 | 12
2022/23 | 230.75 | 78.25 | 16
2022/23 | 231.25 | 78.25 | 18
2022/23 | 231.75 | 78.25 | 20
2022/23 | 232.25 | 78.25 | 11
2022/23 | 232.75 | 78.25 | 16
2022/23 | 233.25 | 78.25 | 24
2022/23 | 233.75 | 78.25 | 11
2022/23 | 234.25 | 78.25 | 5
2022/23 | 234.75 | 78.25 | 16
2022/23 | 235.25 | 78.25 | 13
2022/23 | 235.75 | 78.25 | 18
2022/23 | 236.25 | 78.25 | 20
2022/23 | 236.75 | 78.25 | 13
2022/23 | 237.25 | 78.25 | 13
2022/23 | 237.75 | 78.25 | 10
2022/23 | 238.25 | 78.25 | 16
2022/23 | 238.75 | 78.25 | 12
2022/23 | 239.25 | 78.25 | 11
2022/23 | 239.75 | 78.25 | 12
2022/23 | 240.25 | 78.25 | 10
2022/23 | 240.75 | 78.25 | 21
2022/23 | 241.25 | 78.25 | 16
2022/23 | 241.75 | 78.25 | 16
2022/23 | 242.25 | 78.25 | 20
2022/23 | 242.75 | 78.25 | 18
2022/23 | 243.25 | 78.25 | 10
2022/23 | 243.75 | 78.25 | 9
2022/23 | 244.25 | 78.25 | 12
2022/23 | 244.75 | 78.25 | 14
2022/23 | 245.25 | 78.25 | 13
2022/23 | 245.75 | 78.25 | 16
2022/23 | 246.25 | 78.25 | 13
2022/23 | 246.75 | 78.25 | 11
2022/23 | 247.25 | 78.25 | 8
2022/23 | 247.75 | 78.25 | 12
2022/23 | 248.25 | 78.25 | 8
2022/23 | 248.75 | 78.25 | 13
2022/23 | 249.25 | 78.25 | 14
2022/23 | 249.75 | 78.25 | 7
2022/23 | 250.25 | 78.25 | 9
2022/23 | 250.75 | 78.25 | 6
2022/23 | 251.25 | 78.25 | 6
2022/23 | 251.75 | 78.25 | 11
2022/23 | 252.25 | 78.25 | 8
2022/23 | 252.75 | 78.25 | 11
2022/23 | 253.25 | 78.25 | 10
2022/23 | 253.75 | 78.25 | 15
2022/23 | 254.25 | 78.25 | 6
2022/23 | 254.75 | 78.25 | 7
2022/23 | 255.25 | 78.25 | 6
2022/23 | 255.75 | 78.25 | 13
2022/23 | 256.25 | 78.25 | 7
2022/23 | 256.75 | 78.25 | 7
2022/23 | 257.25 | 78.25 | 12
2022/23 | 257.75 | 78.25 | 8
2022/23 | 258.25 | 78.25 | 5
2022/23 | 258.75 | 78.25 | 7
2022/23 | 259.25 | 78.25 | 7
2022/23 | 259.75 | 78.25 | 8
2022/23 | 260.25 | 78.25 | 14
2022/23 | 260.75 | 78.25 | 9
2022/23 | 261.25 | 78.25 | 8
2022/23 | 261.75 | 78.25 | 5
2022/23 | 262.25 | 78.25 | 3
2022/23 | 262.75 | 78.25 | 12
2022/23 | 263.25 | 78.25 | 4
2022/23 | 263.75 | 78.25 | 10
2022/23 | 264.25 | 78.25 | 6
2022/23 | 264.75 | 78.25 | 4
2022/23 | 265.25 | 78.25 | 6
2022/23 | 265.75 | 78.25 | 3
2022/23 | 266.25 | 78.25 | 4
2022/23 | 266.75 | 78.25 | 8
2022/23 | 267.25 | 78.25 | 9
2022/23 | 267.75 | 78.25 | 9
2022/23 | 268.25 | 78.25 | 5
2022/23 | 268.75 | 78.25 | 2
2022/23 | 269.25 | 78.25 | 3
2022/23 | 269.75 | 78.25 | 11
2022/23 | 270.25 | 78.25 | 7
2022/23 | 271.25 | 78.25 | 4
2022/23 | 271.75 | 78.25 | 5
2022/23 | 272.25 | 78.25 | 8
2022/23 | 272.75 | 78.25 | 3
2022/23 | 273.25 | 78.25 | 6
2022/23 | 273.75 | 78.25 | 4
2022/23 | 274.25 | 78.25 | 3
2022/23 | 274.75 | 78.25 | 1
2022/23 | 275.25 | 78.25 | 6
2022/23 | 275.75 | 78.25 | 1
2022/23 | 276.25 | 78.25 | 4
2022/23 | 276.75 | 78.25 | 1
2022/23 | 277.25 | 78.25 | 3
2022/23 | 277.75 | 78.25 | 2
2022/23 | 278.25 | 78.25 | 5
2022/23 | 278.75 | 78.25 | 1
2022/23 | 279.25 | 78.25 | 5
2022/23 | 279.75 | 78.25 | 3
2022/23 | 280.25 | 78.25 | 4
2022/23 | 280.75 | 78.25 | 3
2022/23 | 281.25 | 78.25 | 2
2022/23 | 281.75 | 78.25 | 4
2022/23 | 282.25 | 78.25 | 4
2022/23 | 282.75 | 78.25 | 4
2022/23 | 283.25 | 78.25 | 3
2022/23 | 283.75 | 78.25 | 3
2022/23 | 284.25 | 78.25 | 6
2022/23 | 284.75 | 78.25 | 1
2022/23 | 285.25 | 78.25 | 6
2022/23 | 285.75 | 78.25 | 6
2022/23 | 286.25 | 78.25 | 4
2022/23 | 286.75 | 78.25 | 3
2022/23 | 287.25 | 78.25 | 4
2022/23 | 287.75 | 78.25 | 4
2022/23 | 288.25 | 78.25 | 3
2022/23 | 288.75 | 78.25 | 4
2022/23 | 289.25 | 78.25 | 8
2022/23 | 289.75 | 78.25 | 2
2022/23 | 290.25 | 78.25 | 6
2022/23 | 290.75 | 78.25 | 1
2022/23 | 291.25 | 78.25 | 1
2022/23 | 291.75 | 78.25 | 2
2022/23 | 292.25 | 78.25 | 3
2022/23 | 292.75 | 78.25 | 5
2022/23 | 293.25 | 78.25 | 2
2022/23 | 293.75 | 78.25 | 5
2022/23 | 294.75 | 78.25 | 5
2022/23 | 295.25 | 78.25 | 4
2022/23 | 295.75 | 78.25 | 5
2022/23 | 296.25 | 78.25 | 2
2022/23 | 296.75 | 78.25 | 1
2022/23 | 297.25 | 78.25 | 3
2022/23 | 297.75 | 78.25 | 2
2022/23 | 298.25 | 78.25 | 3
2022/23 | 298.75 | 78.25 | 2
2022/23 | 299.25 | 78.25 | 2
2022/23 | 299.75 | 78.25 | 4
2022/23 | 300.25 | 78.25 | 3
2022/23 | 301.25 | 78.25 | 1
2022/23 | 301.75 | 78.25 | 2
2022/23 | 302.25 | 78.25 | 2
2022/23 | 302.75 | 78.25 | 1
2022/23 | 303.25 | 78.25 | 2
2022/23 | 304.25 | 78.25 | 2
2022/23 | 304.75 | 78.25 | 3
2022/23 | 305.25 | 78.25 | 4
2022/23 | 305.75 | 78.25 | 4
2022/23 | 306.25 | 78.25 | 1
2022/23 | 306.75 | 78.25 | 3
2022/23 | 307.75 | 78.25 | 1
2022/23 | 308.25 | 78.25 | 3
2022/23 | 309.25 | 78.25 | 1
2022/23 | 309.75 | 78.25 | 2
2022/23 | 310.75 | 78.25 | 1
2022/23 | 311.25 | 78.25 | 1
2022/23 | 311.75 | 78.25 | 1
2022/23 | 312.75 | 78.25 | 1
2022/23 | 313.25 | 78.25 | 1
2022/23 | 313.75 | 78.25 | 4
2022/23 | 314.25 | 78.25 | 1
2022/23 | 314.75 | 78.25 | 2
2022/23 | 315.75 | 78.25 | 1
2022/23 | 316.75 | 78.25 | 1
2022/23 | 317.75 | 78.25 | 3
2022/23 | 318.75 | 78.25 | 1
2022/23 | 319.75 | 78.25 | 2
2022/23 | 320.25 | 78.25 | 2
2022/23 | 320.75 | 78.25 | 2
2022/23 | 321.25 | 78.25 | 1
2022/23 | 321.75 | 78.25 | 1
2022/23 | 322.25 | 78.25 | 2
2022/23 | 322.75 | 78.25 | 2
2022/23 | 325.25 | 78.25 | 2
2022/23 | 326.75 | 78.25 | 1
2022/23 | 327.25 | 78.25 | 1
2022/23 | 327.75 | 78.25 | 1
2022/23 | 329.25 | 78.25 | 1
2022/23 | 330.25 | 78.25 | 1
2022/23 | 330.75 | 78.25 | 1
2022/23 | 331.25 | 78.25 | 1
2022/23 | 332.25 | 78.25 | 3
2022/23 | 332.75 | 78.25 | 1
2022/23 | 333.25 | 78.25 | 1
2022/23 | 333.75 | 78.25 | 1
2022/23 | 337.25 | 78.25 | 4
2022/23 | 338.75 | 78.25 | 1
2022/23 | 339.25 | 78.25 | 1
2022/23 | 339.75 | 78.25 | 1
2022/23 | 341.25 | 78.25 | 1
2022/23 | 342.25 | 78.25 | 1
2022/23 | 349.75 | 78.25 | 1
2022/23 | 350.75 | 78.25 | 1
2022/23 | 352.25 | 78.25 | 1
2022/23 | 356.75 | 78.25 | 1
2022/23 | 357.75 | 78.25 | 1
2022/23 | 363.25 | 78.25 | 1
2022/23 | 364.75 | 78.25 | 1
2022/23 | 366.25 | 78.25 | 1
2022/23 | 368.75 | 78.25 | 1
2022/23 | 371.75 | 78.25 | 1
2022/23 | 374.25 | 78.25 | 1
2022/23 | 380.75 | 78.25 | 1
2022/23 | 114.75 | 78.75 | 1
2022/23 | 115.75 | 78.75 | 1
2022/23 | 118.25 | 78.75 | 2
2022/23 | 120.75 | 78.75 | 1
2022/23 | 121.25 | 78.75 | 1
2022/23 | 122.75 | 78.75 | 2
2022/23 | 123.25 | 78.75 | 3
2022/23 | 123.75 | 78.75 | 2
2022/23 | 124.25 | 78.75 | 3
2022/23 | 124.75 | 78.75 | 4
2022/23 | 125.25 | 78.75 | 5
2022/23 | 125.75 | 78.75 | 1
2022/23 | 126.25 | 78.75 | 2
2022/23 | 126.75 | 78.75 | 6
2022/23 | 127.25 | 78.75 | 3
2022/23 | 127.75 | 78.75 | 6
2022/23 | 128.25 | 78.75 | 9
2022/23 | 128.75 | 78.75 | 5
2022/23 | 129.25 | 78.75 | 5
2022/23 | 129.75 | 78.75 | 16
2022/23 | 130.25 | 78.75 | 9
2022/23 | 130.75 | 78.75 | 12
2022/23 | 131.25 | 78.75 | 15
2022/23 | 131.75 | 78.75 | 11
2022/23 | 132.25 | 78.75 | 16
2022/23 | 132.75 | 78.75 | 18
2022/23 | 133.25 | 78.75 | 12
2022/23 | 133.75 | 78.75 | 27
2022/23 | 134.25 | 78.75 | 20
2022/23 | 134.75 | 78.75 | 29
2022/23 | 135.25 | 78.75 | 15
2022/23 | 135.75 | 78.75 | 31
2022/23 | 136.25 | 78.75 | 26
2022/23 | 136.75 | 78.75 | 34
2022/23 | 137.25 | 78.75 | 34
2022/23 | 137.75 | 78.75 | 33
2022/23 | 138.25 | 78.75 | 38
2022/23 | 138.75 | 78.75 | 31
2022/23 | 139.25 | 78.75 | 52
2022/23 | 139.75 | 78.75 | 47
2022/23 | 140.25 | 78.75 | 48
2022/23 | 140.75 | 78.75 | 61
2022/23 | 141.25 | 78.75 | 63
2022/23 | 141.75 | 78.75 | 67
2022/23 | 142.25 | 78.75 | 63
2022/23 | 142.75 | 78.75 | 51
2022/23 | 143.25 | 78.75 | 73
2022/23 | 143.75 | 78.75 | 79
2022/23 | 144.25 | 78.75 | 81
2022/23 | 144.75 | 78.75 | 83
2022/23 | 145.25 | 78.75 | 91
2022/23 | 145.75 | 78.75 | 86
2022/23 | 146.25 | 78.75 | 107
2022/23 | 146.75 | 78.75 | 96
2022/23 | 147.25 | 78.75 | 76
2022/23 | 147.75 | 78.75 | 95
2022/23 | 148.25 | 78.75 | 105
2022/23 | 148.75 | 78.75 | 125
2022/23 | 149.25 | 78.75 | 95
2022/23 | 149.75 | 78.75 | 107
2022/23 | 150.25 | 78.75 | 126
2022/23 | 150.75 | 78.75 | 125
2022/23 | 151.25 | 78.75 | 136
2022/23 | 151.75 | 78.75 | 122
2022/23 | 152.25 | 78.75 | 147
2022/23 | 152.75 | 78.75 | 124
2022/23 | 153.25 | 78.75 | 115
2022/23 | 153.75 | 78.75 | 153
2022/23 | 154.25 | 78.75 | 128
2022/23 | 154.75 | 78.75 | 165
2022/23 | 155.25 | 78.75 | 166
2022/23 | 155.75 | 78.75 | 152
2022/23 | 156.25 | 78.75 | 160
2022/23 | 156.75 | 78.75 | 162
2022/23 | 157.25 | 78.75 | 177
2022/23 | 157.75 | 78.75 | 167
2022/23 | 158.25 | 78.75 | 158
2022/23 | 158.75 | 78.75 | 185
2022/23 | 159.25 | 78.75 | 157
2022/23 | 159.75 | 78.75 | 168
2022/23 | 160.25 | 78.75 | 170
2022/23 | 160.75 | 78.75 | 190
2022/23 | 161.25 | 78.75 | 166
2022/23 | 161.75 | 78.75 | 201
2022/23 | 162.25 | 78.75 | 184
2022/23 | 162.75 | 78.75 | 191
2022/23 | 163.25 | 78.75 | 143
2022/23 | 163.75 | 78.75 | 178
2022/23 | 164.25 | 78.75 | 176
2022/23 | 164.75 | 78.75 | 164
2022/23 | 165.25 | 78.75 | 192
2022/23 | 165.75 | 78.75 | 163
2022/23 | 166.25 | 78.75 | 180
2022/23 | 166.75 | 78.75 | 169
2022/23 | 167.25 | 78.75 | 184
2022/23 | 167.75 | 78.75 | 170
2022/23 | 168.25 | 78.75 | 198
2022/23 | 168.75 | 78.75 | 171
2022/23 | 169.25 | 78.75 | 169
2022/23 | 169.75 | 78.75 | 199
2022/23 | 170.25 | 78.75 | 231
2022/23 | 170.75 | 78.75 | 192
2022/23 | 171.25 | 78.75 | 194
2022/23 | 171.75 | 78.75 | 175
2022/23 | 172.25 | 78.75 | 176
2022/23 | 172.75 | 78.75 | 163
2022/23 | 173.25 | 78.75 | 169
2022/23 | 173.75 | 78.75 | 163
2022/23 | 174.25 | 78.75 | 167
2022/23 | 174.75 | 78.75 | 176
2022/23 | 175.25 | 78.75 | 155
2022/23 | 175.75 | 78.75 | 176
2022/23 | 176.25 | 78.75 | 169
2022/23 | 176.75 | 78.75 | 183
2022/23 | 177.25 | 78.75 | 154
2022/23 | 177.75 | 78.75 | 157
2022/23 | 178.25 | 78.75 | 166
2022/23 | 178.75 | 78.75 | 169
2022/23 | 179.25 | 78.75 | 161
2022/23 | 179.75 | 78.75 | 163
2022/23 | 180.25 | 78.75 | 152
2022/23 | 180.75 | 78.75 | 141
2022/23 | 181.25 | 78.75 | 142
2022/23 | 181.75 | 78.75 | 134
2022/23 | 182.25 | 78.75 | 154
2022/23 | 182.75 | 78.75 | 158
2022/23 | 183.25 | 78.75 | 149
2022/23 | 183.75 | 78.75 | 138
2022/23 | 184.25 | 78.75 | 123
2022/23 | 184.75 | 78.75 | 135
2022/23 | 185.25 | 78.75 | 135
2022/23 | 185.75 | 78.75 | 126
2022/23 | 186.25 | 78.75 | 117
2022/23 | 186.75 | 78.75 | 127
2022/23 | 187.25 | 78.75 | 100
2022/23 | 187.75 | 78.75 | 125
2022/23 | 188.25 | 78.75 | 128
2022/23 | 188.75 | 78.75 | 98
2022/23 | 189.25 | 78.75 | 118
2022/23 | 189.75 | 78.75 | 108
2022/23 | 190.25 | 78.75 | 105
2022/23 | 190.75 | 78.75 | 118
2022/23 | 191.25 | 78.75 | 102
2022/23 | 191.75 | 78.75 | 111
2022/23 | 192.25 | 78.75 | 88
2022/23 | 192.75 | 78.75 | 93
2022/23 | 193.25 | 78.75 | 101
2022/23 | 193.75 | 78.75 | 77
2022/23 | 194.25 | 78.75 | 103
2022/23 | 194.75 | 78.75 | 92
2022/23 | 195.25 | 78.75 | 106
2022/23 | 195.75 | 78.75 | 77
2022/23 | 196.25 | 78.75 | 93
2022/23 | 196.75 | 78.75 | 83
2022/23 | 197.25 | 78.75 | 76
2022/23 | 197.75 | 78.75 | 81
2022/23 | 198.25 | 78.75 | 74
2022/23 | 198.75 | 78.75 | 79
2022/23 | 199.25 | 78.75 | 51
2022/23 | 199.75 | 78.75 | 63
2022/23 | 200.25 | 78.75 | 65
2022/23 | 200.75 | 78.75 | 73
2022/23 | 201.25 | 78.75 | 60
2022/23 | 201.75 | 78.75 | 61
2022/23 | 202.25 | 78.75 | 61
2022/23 | 202.75 | 78.75 | 65
2022/23 | 203.25 | 78.75 | 59
2022/23 | 203.75 | 78.75 | 65
2022/23 | 204.25 | 78.75 | 67
2022/23 | 204.75 | 78.75 | 52
2022/23 | 205.25 | 78.75 | 50
2022/23 | 205.75 | 78.75 | 48
2022/23 | 206.25 | 78.75 | 49
2022/23 | 206.75 | 78.75 | 56
2022/23 | 207.25 | 78.75 | 47
2022/23 | 207.75 | 78.75 | 44
2022/23 | 208.25 | 78.75 | 47
2022/23 | 208.75 | 78.75 | 33
2022/23 | 209.25 | 78.75 | 53
2022/23 | 209.75 | 78.75 | 44
2022/23 | 210.25 | 78.75 | 31
2022/23 | 210.75 | 78.75 | 38
2022/23 | 211.25 | 78.75 | 40
2022/23 | 211.75 | 78.75 | 38
2022/23 | 212.25 | 78.75 | 41
2022/23 | 212.75 | 78.75 | 39
2022/23 | 213.25 | 78.75 | 40
2022/23 | 213.75 | 78.75 | 36
2022/23 | 214.25 | 78.75 | 39
2022/23 | 214.75 | 78.75 | 37
2022/23 | 215.25 | 78.75 | 37
2022/23 | 215.75 | 78.75 | 45
2022/23 | 216.25 | 78.75 | 37
2022/23 | 216.75 | 78.75 | 27
2022/23 | 217.25 | 78.75 | 24
2022/23 | 217.75 | 78.75 | 33
2022/23 | 218.25 | 78.75 | 35
2022/23 | 218.75 | 78.75 | 32
2022/23 | 219.25 | 78.75 | 43
2022/23 | 219.75 | 78.75 | 27
2022/23 | 220.25 | 78.75 | 30
2022/23 | 220.75 | 78.75 | 32
2022/23 | 221.25 | 78.75 | 20
2022/23 | 221.75 | 78.75 | 34
2022/23 | 222.25 | 78.75 | 18
2022/23 | 222.75 | 78.75 | 30
2022/23 | 223.25 | 78.75 | 27
2022/23 | 223.75 | 78.75 | 13
2022/23 | 224.25 | 78.75 | 31
2022/23 | 224.75 | 78.75 | 20
2022/23 | 225.25 | 78.75 | 25
2022/23 | 225.75 | 78.75 | 26
2022/23 | 226.25 | 78.75 | 31
2022/23 | 226.75 | 78.75 | 19
2022/23 | 227.25 | 78.75 | 22
2022/23 | 227.75 | 78.75 | 27
2022/23 | 228.25 | 78.75 | 23
2022/23 | 228.75 | 78.75 | 19
2022/23 | 229.25 | 78.75 | 20
2022/23 | 229.75 | 78.75 | 20
2022/23 | 230.25 | 78.75 | 13
2022/23 | 230.75 | 78.75 | 22
2022/23 | 231.25 | 78.75 | 24
2022/23 | 231.75 | 78.75 | 16
2022/23 | 232.25 | 78.75 | 21
2022/23 | 232.75 | 78.75 | 20
2022/23 | 233.25 | 78.75 | 14
2022/23 | 233.75 | 78.75 | 15
2022/23 | 234.25 | 78.75 | 15
2022/23 | 234.75 | 78.75 | 13
2022/23 | 235.25 | 78.75 | 15
2022/23 | 235.75 | 78.75 | 19
2022/23 | 236.25 | 78.75 | 19
2022/23 | 236.75 | 78.75 | 20
2022/23 | 237.25 | 78.75 | 19
2022/23 | 237.75 | 78.75 | 15
2022/23 | 238.25 | 78.75 | 20
2022/23 | 238.75 | 78.75 | 21
2022/23 | 239.25 | 78.75 | 14
2022/23 | 239.75 | 78.75 | 17
2022/23 | 240.25 | 78.75 | 16
2022/23 | 240.75 | 78.75 | 13
2022/23 | 241.25 | 78.75 | 18
2022/23 | 241.75 | 78.75 | 7
2022/23 | 242.25 | 78.75 | 11
2022/23 | 242.75 | 78.75 | 7
2022/23 | 243.25 | 78.75 | 12
2022/23 | 243.75 | 78.75 | 16
2022/23 | 244.25 | 78.75 | 12
2022/23 | 244.75 | 78.75 | 7
2022/23 | 245.25 | 78.75 | 11
2022/23 | 245.75 | 78.75 | 14
2022/23 | 246.25 | 78.75 | 14
2022/23 | 246.75 | 78.75 | 13
2022/23 | 247.25 | 78.75 | 8
2022/23 | 247.75 | 78.75 | 7
2022/23 | 248.25 | 78.75 | 14
2022/23 | 248.75 | 78.75 | 10
2022/23 | 249.25 | 78.75 | 14
2022/23 | 249.75 | 78.75 | 11
2022/23 | 250.25 | 78.75 | 10
2022/23 | 250.75 | 78.75 | 8
2022/23 | 251.25 | 78.75 | 13
2022/23 | 251.75 | 78.75 | 18
2022/23 | 252.25 | 78.75 | 5
2022/23 | 252.75 | 78.75 | 10
2022/23 | 253.25 | 78.75 | 13
2022/23 | 253.75 | 78.75 | 9
2022/23 | 254.25 | 78.75 | 13
2022/23 | 254.75 | 78.75 | 9
2022/23 | 255.25 | 78.75 | 9
2022/23 | 255.75 | 78.75 | 11
2022/23 | 256.25 | 78.75 | 12
2022/23 | 256.75 | 78.75 | 8
2022/23 | 257.25 | 78.75 | 9
2022/23 | 257.75 | 78.75 | 8
2022/23 | 258.25 | 78.75 | 13
2022/23 | 258.75 | 78.75 | 13
2022/23 | 259.25 | 78.75 | 10
2022/23 | 259.75 | 78.75 | 5
2022/23 | 260.25 | 78.75 | 9
2022/23 | 260.75 | 78.75 | 4
2022/23 | 261.25 | 78.75 | 11
2022/23 | 261.75 | 78.75 | 10
2022/23 | 262.25 | 78.75 | 6
2022/23 | 262.75 | 78.75 | 11
2022/23 | 263.25 | 78.75 | 8
2022/23 | 263.75 | 78.75 | 4
2022/23 | 264.25 | 78.75 | 3
2022/23 | 264.75 | 78.75 | 7
2022/23 | 265.25 | 78.75 | 5
2022/23 | 265.75 | 78.75 | 4
2022/23 | 266.25 | 78.75 | 13
2022/23 | 266.75 | 78.75 | 8
2022/23 | 267.25 | 78.75 | 7
2022/23 | 267.75 | 78.75 | 2
2022/23 | 268.25 | 78.75 | 6
2022/23 | 268.75 | 78.75 | 5
2022/23 | 269.25 | 78.75 | 11
2022/23 | 269.75 | 78.75 | 8
2022/23 | 270.25 | 78.75 | 5
2022/23 | 270.75 | 78.75 | 7
2022/23 | 271.25 | 78.75 | 9
2022/23 | 271.75 | 78.75 | 7
2022/23 | 272.25 | 78.75 | 6
2022/23 | 272.75 | 78.75 | 5
2022/23 | 273.25 | 78.75 | 7
2022/23 | 273.75 | 78.75 | 7
2022/23 | 274.25 | 78.75 | 5
2022/23 | 274.75 | 78.75 | 6
2022/23 | 275.25 | 78.75 | 5
2022/23 | 275.75 | 78.75 | 2
2022/23 | 276.25 | 78.75 | 9
2022/23 | 276.75 | 78.75 | 6
2022/23 | 277.25 | 78.75 | 3
2022/23 | 277.75 | 78.75 | 9
2022/23 | 278.25 | 78.75 | 5
2022/23 | 278.75 | 78.75 | 1
2022/23 | 279.25 | 78.75 | 4
2022/23 | 279.75 | 78.75 | 3
2022/23 | 280.25 | 78.75 | 6
2022/23 | 280.75 | 78.75 | 2
2022/23 | 281.25 | 78.75 | 4
2022/23 | 281.75 | 78.75 | 3
2022/23 | 282.25 | 78.75 | 9
2022/23 | 282.75 | 78.75 | 2
2022/23 | 283.25 | 78.75 | 3
2022/23 | 283.75 | 78.75 | 4
2022/23 | 284.25 | 78.75 | 2
2022/23 | 284.75 | 78.75 | 2
2022/23 | 285.25 | 78.75 | 4
2022/23 | 285.75 | 78.75 | 4
2022/23 | 286.25 | 78.75 | 3
2022/23 | 286.75 | 78.75 | 3
2022/23 | 287.25 | 78.75 | 7
2022/23 | 287.75 | 78.75 | 6
2022/23 | 288.25 | 78.75 | 2
2022/23 | 288.75 | 78.75 | 2
2022/23 | 289.25 | 78.75 | 2
2022/23 | 289.75 | 78.75 | 4
2022/23 | 290.25 | 78.75 | 2
2022/23 | 290.75 | 78.75 | 4
2022/23 | 291.25 | 78.75 | 5
2022/23 | 291.75 | 78.75 | 5
2022/23 | 292.25 | 78.75 | 5
2022/23 | 292.75 | 78.75 | 4
2022/23 | 293.25 | 78.75 | 3
2022/23 | 293.75 | 78.75 | 3
2022/23 | 294.25 | 78.75 | 4
2022/23 | 294.75 | 78.75 | 3
2022/23 | 295.25 | 78.75 | 3
2022/23 | 295.75 | 78.75 | 6
2022/23 | 296.25 | 78.75 | 3
2022/23 | 296.75 | 78.75 | 5
2022/23 | 297.25 | 78.75 | 1
2022/23 | 297.75 | 78.75 | 5
2022/23 | 298.25 | 78.75 | 4
2022/23 | 298.75 | 78.75 | 2
2022/23 | 299.25 | 78.75 | 1
2022/23 | 299.75 | 78.75 | 1
2022/23 | 300.25 | 78.75 | 5
2022/23 | 300.75 | 78.75 | 2
2022/23 | 301.25 | 78.75 | 1
2022/23 | 301.75 | 78.75 | 3
2022/23 | 302.25 | 78.75 | 3
2022/23 | 302.75 | 78.75 | 1
2022/23 | 303.25 | 78.75 | 1
2022/23 | 304.25 | 78.75 | 4
2022/23 | 304.75 | 78.75 | 1
2022/23 | 305.25 | 78.75 | 1
2022/23 | 306.25 | 78.75 | 1
2022/23 | 306.75 | 78.75 | 2
2022/23 | 307.75 | 78.75 | 3
2022/23 | 308.25 | 78.75 | 3
2022/23 | 308.75 | 78.75 | 4
2022/23 | 309.25 | 78.75 | 4
2022/23 | 309.75 | 78.75 | 2
2022/23 | 310.25 | 78.75 | 1
2022/23 | 310.75 | 78.75 | 1
2022/23 | 311.25 | 78.75 | 1
2022/23 | 312.25 | 78.75 | 1
2022/23 | 312.75 | 78.75 | 1
2022/23 | 313.25 | 78.75 | 3
2022/23 | 313.75 | 78.75 | 1
2022/23 | 314.25 | 78.75 | 2
2022/23 | 315.25 | 78.75 | 1
2022/23 | 316.25 | 78.75 | 4
2022/23 | 316.75 | 78.75 | 1
2022/23 | 317.25 | 78.75 | 1
2022/23 | 317.75 | 78.75 | 3
2022/23 | 318.25 | 78.75 | 4
2022/23 | 318.75 | 78.75 | 2
2022/23 | 319.25 | 78.75 | 2
2022/23 | 319.75 | 78.75 | 2
2022/23 | 320.25 | 78.75 | 2
2022/23 | 320.75 | 78.75 | 1
2022/23 | 321.25 | 78.75 | 3
2022/23 | 322.75 | 78.75 | 1
2022/23 | 323.25 | 78.75 | 1
2022/23 | 324.25 | 78.75 | 1
2022/23 | 324.75 | 78.75 | 2
2022/23 | 325.25 | 78.75 | 1
2022/23 | 326.25 | 78.75 | 1
2022/23 | 328.25 | 78.75 | 1
2022/23 | 329.25 | 78.75 | 1
2022/23 | 329.75 | 78.75 | 1
2022/23 | 330.25 | 78.75 | 2
2022/23 | 330.75 | 78.75 | 1
2022/23 | 331.75 | 78.75 | 1
2022/23 | 332.75 | 78.75 | 2
2022/23 | 334.25 | 78.75 | 1
2022/23 | 335.25 | 78.75 | 1
2022/23 | 335.75 | 78.75 | 2
2022/23 | 337.25 | 78.75 | 2
2022/23 | 337.75 | 78.75 | 1
2022/23 | 338.25 | 78.75 | 1
2022/23 | 338.75 | 78.75 | 1
2022/23 | 339.25 | 78.75 | 1
2022/23 | 339.75 | 78.75 | 2
2022/23 | 340.25 | 78.75 | 1
2022/23 | 341.25 | 78.75 | 1
2022/23 | 343.25 | 78.75 | 1
2022/23 | 343.75 | 78.75 | 1
2022/23 | 344.25 | 78.75 | 1
2022/23 | 346.25 | 78.75 | 1
2022/23 | 347.25 | 78.75 | 1
2022/23 | 349.75 | 78.75 | 1
2022/23 | 352.75 | 78.75 | 1
2022/23 | 353.75 | 78.75 | 2
2022/23 | 355.75 | 78.75 | 1
2022/23 | 356.25 | 78.75 | 1
2022/23 | 357.75 | 78.75 | 1
2022/23 | 361.25 | 78.75 | 1
2022/23 | 364.75 | 78.75 | 1
2022/23 | 368.25 | 78.75 | 1
2022/23 | 374.75 | 78.75 | 1
2022/23 | 377.75 | 78.75 | 1
2022/23 | 381.75 | 78.75 | 1
2022/23 | 385.25 | 78.75 | 1
2022/23 | 421.75 | 78.75 | 1
2022/23 | 431.25 | 78.75 | 1
2022/23 | 109.25 | 79.25 | 1
2022/23 | 112.25 | 79.25 | 1
2022/23 | 113.75 | 79.25 | 1
2022/23 | 117.25 | 79.25 | 1
2022/23 | 119.25 | 79.25 | 1
2022/23 | 120.25 | 79.25 | 1
2022/23 | 122.25 | 79.25 | 1
2022/23 | 122.75 | 79.25 | 1
2022/23 | 123.25 | 79.25 | 4
2022/23 | 123.75 | 79.25 | 6
2022/23 | 124.25 | 79.25 | 3
2022/23 | 124.75 | 79.25 | 7
2022/23 | 125.25 | 79.25 | 1
2022/23 | 125.75 | 79.25 | 3
2022/23 | 126.25 | 79.25 | 4
2022/23 | 126.75 | 79.25 | 7
2022/23 | 127.25 | 79.25 | 2
2022/23 | 127.75 | 79.25 | 6
2022/23 | 128.25 | 79.25 | 12
2022/23 | 128.75 | 79.25 | 9
2022/23 | 129.25 | 79.25 | 14
2022/23 | 129.75 | 79.25 | 8
2022/23 | 130.25 | 79.25 | 7
2022/23 | 130.75 | 79.25 | 8
2022/23 | 131.25 | 79.25 | 12
2022/23 | 131.75 | 79.25 | 18
2022/23 | 132.25 | 79.25 | 17
2022/23 | 132.75 | 79.25 | 14
2022/23 | 133.25 | 79.25 | 29
2022/23 | 133.75 | 79.25 | 11
2022/23 | 134.25 | 79.25 | 17
2022/23 | 134.75 | 79.25 | 11
2022/23 | 135.25 | 79.25 | 23
2022/23 | 135.75 | 79.25 | 29
2022/23 | 136.25 | 79.25 | 24
2022/23 | 136.75 | 79.25 | 30
2022/23 | 137.25 | 79.25 | 32
2022/23 | 137.75 | 79.25 | 32
2022/23 | 138.25 | 79.25 | 40
2022/23 | 138.75 | 79.25 | 42
2022/23 | 139.25 | 79.25 | 48
2022/23 | 139.75 | 79.25 | 49
2022/23 | 140.25 | 79.25 | 50
2022/23 | 140.75 | 79.25 | 52
2022/23 | 141.25 | 79.25 | 54
2022/23 | 141.75 | 79.25 | 65
2022/23 | 142.25 | 79.25 | 61
2022/23 | 142.75 | 79.25 | 65
2022/23 | 143.25 | 79.25 | 55
2022/23 | 143.75 | 79.25 | 77
2022/23 | 144.25 | 79.25 | 69
2022/23 | 144.75 | 79.25 | 86
2022/23 | 145.25 | 79.25 | 84
2022/23 | 145.75 | 79.25 | 83
2022/23 | 146.25 | 79.25 | 78
2022/23 | 146.75 | 79.25 | 93
2022/23 | 147.25 | 79.25 | 91
2022/23 | 147.75 | 79.25 | 94
2022/23 | 148.25 | 79.25 | 104
2022/23 | 148.75 | 79.25 | 113
2022/23 | 149.25 | 79.25 | 111
2022/23 | 149.75 | 79.25 | 111
2022/23 | 150.25 | 79.25 | 106
2022/23 | 150.75 | 79.25 | 125
2022/23 | 151.25 | 79.25 | 115
2022/23 | 151.75 | 79.25 | 116
2022/23 | 152.25 | 79.25 | 111
2022/23 | 152.75 | 79.25 | 133
2022/23 | 153.25 | 79.25 | 125
2022/23 | 153.75 | 79.25 | 136
2022/23 | 154.25 | 79.25 | 126
2022/23 | 154.75 | 79.25 | 141
2022/23 | 155.25 | 79.25 | 132
2022/23 | 155.75 | 79.25 | 149
2022/23 | 156.25 | 79.25 | 154
2022/23 | 156.75 | 79.25 | 146
2022/23 | 157.25 | 79.25 | 153
2022/23 | 157.75 | 79.25 | 151
2022/23 | 158.25 | 79.25 | 171
2022/23 | 158.75 | 79.25 | 168
2022/23 | 159.25 | 79.25 | 168
2022/23 | 159.75 | 79.25 | 173
2022/23 | 160.25 | 79.25 | 139
2022/23 | 160.75 | 79.25 | 159
2022/23 | 161.25 | 79.25 | 155
2022/23 | 161.75 | 79.25 | 168
2022/23 | 162.25 | 79.25 | 175
2022/23 | 162.75 | 79.25 | 169
2022/23 | 163.25 | 79.25 | 168
2022/23 | 163.75 | 79.25 | 206
2022/23 | 164.25 | 79.25 | 182
2022/23 | 164.75 | 79.25 | 188
2022/23 | 165.25 | 79.25 | 194
2022/23 | 165.75 | 79.25 | 175
2022/23 | 166.25 | 79.25 | 183
2022/23 | 166.75 | 79.25 | 180
2022/23 | 167.25 | 79.25 | 167
2022/23 | 167.75 | 79.25 | 181
2022/23 | 168.25 | 79.25 | 185
2022/23 | 168.75 | 79.25 | 174
2022/23 | 169.25 | 79.25 | 180
2022/23 | 169.75 | 79.25 | 197
2022/23 | 170.25 | 79.25 | 189
2022/23 | 170.75 | 79.25 | 188
2022/23 | 171.25 | 79.25 | 204
2022/23 | 171.75 | 79.25 | 186
2022/23 | 172.25 | 79.25 | 193
2022/23 | 172.75 | 79.25 | 178
2022/23 | 173.25 | 79.25 | 202
2022/23 | 173.75 | 79.25 | 173
2022/23 | 174.25 | 79.25 | 162
2022/23 | 174.75 | 79.25 | 161
2022/23 | 175.25 | 79.25 | 155
2022/23 | 175.75 | 79.25 | 201
2022/23 | 176.25 | 79.25 | 187
2022/23 | 176.75 | 79.25 | 167
2022/23 | 177.25 | 79.25 | 175
2022/23 | 177.75 | 79.25 | 149
2022/23 | 178.25 | 79.25 | 173
2022/23 | 178.75 | 79.25 | 171
2022/23 | 179.25 | 79.25 | 152
2022/23 | 179.75 | 79.25 | 159
2022/23 | 180.25 | 79.25 | 156
2022/23 | 180.75 | 79.25 | 171
2022/23 | 181.25 | 79.25 | 143
2022/23 | 181.75 | 79.25 | 150
2022/23 | 182.25 | 79.25 | 143
2022/23 | 182.75 | 79.25 | 151
2022/23 | 183.25 | 79.25 | 144
2022/23 | 183.75 | 79.25 | 145
2022/23 | 184.25 | 79.25 | 138
2022/23 | 184.75 | 79.25 | 146
2022/23 | 185.25 | 79.25 | 153
2022/23 | 185.75 | 79.25 | 134
2022/23 | 186.25 | 79.25 | 101
2022/23 | 186.75 | 79.25 | 127
2022/23 | 187.25 | 79.25 | 112
2022/23 | 187.75 | 79.25 | 127
2022/23 | 188.25 | 79.25 | 122
2022/23 | 188.75 | 79.25 | 98
2022/23 | 189.25 | 79.25 | 102
2022/23 | 189.75 | 79.25 | 93
2022/23 | 190.25 | 79.25 | 110
2022/23 | 190.75 | 79.25 | 126
2022/23 | 191.25 | 79.25 | 114
2022/23 | 191.75 | 79.25 | 102
2022/23 | 192.25 | 79.25 | 86
2022/23 | 192.75 | 79.25 | 113
2022/23 | 193.25 | 79.25 | 114
2022/23 | 193.75 | 79.25 | 95
2022/23 | 194.25 | 79.25 | 87
2022/23 | 194.75 | 79.25 | 86
2022/23 | 195.25 | 79.25 | 100
2022/23 | 195.75 | 79.25 | 82
2022/23 | 196.25 | 79.25 | 75
2022/23 | 196.75 | 79.25 | 96
2022/23 | 197.25 | 79.25 | 81
2022/23 | 197.75 | 79.25 | 84
2022/23 | 198.25 | 79.25 | 90
2022/23 | 198.75 | 79.25 | 70
2022/23 | 199.25 | 79.25 | 91
2022/23 | 199.75 | 79.25 | 78
2022/23 | 200.25 | 79.25 | 57
2022/23 | 200.75 | 79.25 | 76
2022/23 | 201.25 | 79.25 | 67
2022/23 | 201.75 | 79.25 | 66
2022/23 | 202.25 | 79.25 | 56
2022/23 | 202.75 | 79.25 | 82
2022/23 | 203.25 | 79.25 | 63
2022/23 | 203.75 | 79.25 | 46
2022/23 | 204.25 | 79.25 | 55
2022/23 | 204.75 | 79.25 | 49
2022/23 | 205.25 | 79.25 | 60
2022/23 | 205.75 | 79.25 | 63
2022/23 | 206.25 | 79.25 | 49
2022/23 | 206.75 | 79.25 | 57
2022/23 | 207.25 | 79.25 | 55
2022/23 | 207.75 | 79.25 | 48
2022/23 | 208.25 | 79.25 | 44
2022/23 | 208.75 | 79.25 | 51
2022/23 | 209.25 | 79.25 | 50
2022/23 | 209.75 | 79.25 | 48
2022/23 | 210.25 | 79.25 | 60
2022/23 | 210.75 | 79.25 | 46
2022/23 | 211.25 | 79.25 | 52
2022/23 | 211.75 | 79.25 | 41
2022/23 | 212.25 | 79.25 | 34
2022/23 | 212.75 | 79.25 | 31
2022/23 | 213.25 | 79.25 | 40
2022/23 | 213.75 | 79.25 | 36
2022/23 | 214.25 | 79.25 | 32
2022/23 | 214.75 | 79.25 | 38
2022/23 | 215.25 | 79.25 | 40
2022/23 | 215.75 | 79.25 | 43
2022/23 | 216.25 | 79.25 | 29
2022/23 | 216.75 | 79.25 | 27
2022/23 | 217.25 | 79.25 | 36
2022/23 | 217.75 | 79.25 | 30
2022/23 | 218.25 | 79.25 | 33
2022/23 | 218.75 | 79.25 | 32
2022/23 | 219.25 | 79.25 | 32
2022/23 | 219.75 | 79.25 | 33
2022/23 | 220.25 | 79.25 | 29
2022/23 | 220.75 | 79.25 | 30
2022/23 | 221.25 | 79.25 | 22
2022/23 | 221.75 | 79.25 | 31
2022/23 | 222.25 | 79.25 | 36
2022/23 | 222.75 | 79.25 | 30
2022/23 | 223.25 | 79.25 | 23
2022/23 | 223.75 | 79.25 | 31
2022/23 | 224.25 | 79.25 | 23
2022/23 | 224.75 | 79.25 | 24
2022/23 | 225.25 | 79.25 | 34
2022/23 | 225.75 | 79.25 | 18
2022/23 | 226.25 | 79.25 | 23
2022/23 | 226.75 | 79.25 | 31
2022/23 | 227.25 | 79.25 | 31
2022/23 | 227.75 | 79.25 | 22
2022/23 | 228.25 | 79.25 | 24
2022/23 | 228.75 | 79.25 | 19
2022/23 | 229.25 | 79.25 | 24
2022/23 | 229.75 | 79.25 | 18
2022/23 | 230.25 | 79.25 | 24
2022/23 | 230.75 | 79.25 | 21
2022/23 | 231.25 | 79.25 | 21
2022/23 | 231.75 | 79.25 | 17
2022/23 | 232.25 | 79.25 | 18
2022/23 | 232.75 | 79.25 | 16
2022/23 | 233.25 | 79.25 | 28
2022/23 | 233.75 | 79.25 | 12
2022/23 | 234.25 | 79.25 | 21
2022/23 | 234.75 | 79.25 | 14
2022/23 | 235.25 | 79.25 | 18
2022/23 | 235.75 | 79.25 | 16
2022/23 | 236.25 | 79.25 | 12
2022/23 | 236.75 | 79.25 | 18
2022/23 | 237.25 | 79.25 | 13
2022/23 | 237.75 | 79.25 | 22
2022/23 | 238.25 | 79.25 | 17
2022/23 | 238.75 | 79.25 | 17
2022/23 | 239.25 | 79.25 | 16
2022/23 | 239.75 | 79.25 | 17
2022/23 | 240.25 | 79.25 | 18
2022/23 | 240.75 | 79.25 | 19
2022/23 | 241.25 | 79.25 | 13
2022/23 | 241.75 | 79.25 | 9
2022/23 | 242.25 | 79.25 | 12
2022/23 | 242.75 | 79.25 | 13
2022/23 | 243.25 | 79.25 | 12
2022/23 | 243.75 | 79.25 | 12
2022/23 | 244.25 | 79.25 | 9
2022/23 | 244.75 | 79.25 | 10
2022/23 | 245.25 | 79.25 | 11
2022/23 | 245.75 | 79.25 | 17
2022/23 | 246.25 | 79.25 | 17
2022/23 | 246.75 | 79.25 | 12
2022/23 | 247.25 | 79.25 | 10
2022/23 | 247.75 | 79.25 | 8
2022/23 | 248.25 | 79.25 | 7
2022/23 | 248.75 | 79.25 | 10
2022/23 | 249.25 | 79.25 | 6
2022/23 | 249.75 | 79.25 | 10
2022/23 | 250.25 | 79.25 | 8
2022/23 | 250.75 | 79.25 | 11
2022/23 | 251.25 | 79.25 | 13
2022/23 | 251.75 | 79.25 | 13
2022/23 | 252.25 | 79.25 | 7
2022/23 | 252.75 | 79.25 | 16
2022/23 | 253.25 | 79.25 | 11
2022/23 | 253.75 | 79.25 | 11
2022/23 | 254.25 | 79.25 | 9
2022/23 | 254.75 | 79.25 | 11
2022/23 | 255.25 | 79.25 | 13
2022/23 | 255.75 | 79.25 | 15
2022/23 | 256.25 | 79.25 | 6
2022/23 | 256.75 | 79.25 | 9
2022/23 | 257.25 | 79.25 | 8
2022/23 | 257.75 | 79.25 | 1
2022/23 | 258.25 | 79.25 | 7
2022/23 | 258.75 | 79.25 | 9
2022/23 | 259.25 | 79.25 | 7
2022/23 | 259.75 | 79.25 | 8
2022/23 | 260.25 | 79.25 | 8
2022/23 | 260.75 | 79.25 | 7
2022/23 | 261.25 | 79.25 | 10
2022/23 | 261.75 | 79.25 | 5
2022/23 | 262.25 | 79.25 | 10
2022/23 | 262.75 | 79.25 | 7
2022/23 | 263.25 | 79.25 | 8
2022/23 | 263.75 | 79.25 | 4
2022/23 | 264.25 | 79.25 | 5
2022/23 | 264.75 | 79.25 | 12
2022/23 | 265.25 | 79.25 | 4
2022/23 | 265.75 | 79.25 | 5
2022/23 | 266.25 | 79.25 | 5
2022/23 | 266.75 | 79.25 | 9
2022/23 | 267.25 | 79.25 | 8
2022/23 | 267.75 | 79.25 | 5
2022/23 | 268.25 | 79.25 | 7
2022/23 | 268.75 | 79.25 | 9
2022/23 | 269.25 | 79.25 | 15
2022/23 | 269.75 | 79.25 | 5
2022/23 | 270.25 | 79.25 | 10
2022/23 | 270.75 | 79.25 | 4
2022/23 | 271.25 | 79.25 | 7
2022/23 | 271.75 | 79.25 | 6
2022/23 | 272.25 | 79.25 | 7
2022/23 | 272.75 | 79.25 | 6
2022/23 | 273.25 | 79.25 | 11
2022/23 | 273.75 | 79.25 | 5
2022/23 | 274.25 | 79.25 | 8
2022/23 | 274.75 | 79.25 | 4
2022/23 | 275.25 | 79.25 | 5
2022/23 | 275.75 | 79.25 | 6
2022/23 | 276.25 | 79.25 | 4
2022/23 | 277.25 | 79.25 | 7
2022/23 | 277.75 | 79.25 | 10
2022/23 | 278.25 | 79.25 | 4
2022/23 | 278.75 | 79.25 | 4
2022/23 | 279.25 | 79.25 | 3
2022/23 | 279.75 | 79.25 | 2
2022/23 | 280.25 | 79.25 | 4
2022/23 | 280.75 | 79.25 | 3
2022/23 | 281.25 | 79.25 | 2
2022/23 | 281.75 | 79.25 | 2
2022/23 | 282.25 | 79.25 | 5
2022/23 | 282.75 | 79.25 | 7
2022/23 | 283.25 | 79.25 | 7
2022/23 | 283.75 | 79.25 | 7
2022/23 | 284.25 | 79.25 | 5
2022/23 | 284.75 | 79.25 | 5
2022/23 | 285.25 | 79.25 | 5
2022/23 | 285.75 | 79.25 | 3
2022/23 | 286.25 | 79.25 | 4
2022/23 | 286.75 | 79.25 | 3
2022/23 | 287.25 | 79.25 | 2
2022/23 | 287.75 | 79.25 | 7
2022/23 | 288.25 | 79.25 | 5
2022/23 | 288.75 | 79.25 | 9
2022/23 | 289.25 | 79.25 | 8
2022/23 | 289.75 | 79.25 | 2
2022/23 | 290.75 | 79.25 | 5
2022/23 | 291.25 | 79.25 | 3
2022/23 | 291.75 | 79.25 | 2
2022/23 | 292.25 | 79.25 | 1
2022/23 | 292.75 | 79.25 | 3
2022/23 | 293.25 | 79.25 | 5
2022/23 | 293.75 | 79.25 | 2
2022/23 | 294.25 | 79.25 | 4
2022/23 | 294.75 | 79.25 | 2
2022/23 | 295.25 | 79.25 | 5
2022/23 | 295.75 | 79.25 | 1
2022/23 | 296.25 | 79.25 | 1
2022/23 | 296.75 | 79.25 | 1
2022/23 | 297.25 | 79.25 | 2
2022/23 | 298.25 | 79.25 | 4
2022/23 | 298.75 | 79.25 | 1
2022/23 | 299.25 | 79.25 | 2
2022/23 | 299.75 | 79.25 | 7
2022/23 | 300.25 | 79.25 | 3
2022/23 | 300.75 | 79.25 | 3
2022/23 | 301.25 | 79.25 | 1
2022/23 | 301.75 | 79.25 | 3
2022/23 | 302.25 | 79.25 | 2
2022/23 | 302.75 | 79.25 | 3
2022/23 | 303.25 | 79.25 | 3
2022/23 | 303.75 | 79.25 | 4
2022/23 | 304.25 | 79.25 | 3
2022/23 | 305.25 | 79.25 | 2
2022/23 | 305.75 | 79.25 | 2
2022/23 | 306.25 | 79.25 | 2
2022/23 | 306.75 | 79.25 | 3
2022/23 | 307.75 | 79.25 | 3
2022/23 | 308.25 | 79.25 | 2
2022/23 | 308.75 | 79.25 | 1
2022/23 | 309.25 | 79.25 | 3
2022/23 | 309.75 | 79.25 | 2
2022/23 | 311.75 | 79.25 | 4
2022/23 | 312.75 | 79.25 | 1
2022/23 | 314.25 | 79.25 | 1
2022/23 | 314.75 | 79.25 | 2
2022/23 | 315.25 | 79.25 | 2
2022/23 | 315.75 | 79.25 | 2
2022/23 | 316.25 | 79.25 | 2
2022/23 | 317.25 | 79.25 | 1
2022/23 | 317.75 | 79.25 | 1
2022/23 | 318.25 | 79.25 | 2
2022/23 | 318.75 | 79.25 | 4
2022/23 | 319.75 | 79.25 | 1
2022/23 | 320.75 | 79.25 | 1
2022/23 | 321.25 | 79.25 | 3
2022/23 | 321.75 | 79.25 | 2
2022/23 | 323.25 | 79.25 | 1
2022/23 | 323.75 | 79.25 | 3
2022/23 | 324.25 | 79.25 | 2
2022/23 | 325.75 | 79.25 | 1
2022/23 | 327.25 | 79.25 | 1
2022/23 | 328.25 | 79.25 | 1
2022/23 | 329.25 | 79.25 | 1
2022/23 | 330.25 | 79.25 | 1
2022/23 | 330.75 | 79.25 | 1
2022/23 | 331.25 | 79.25 | 1
2022/23 | 334.25 | 79.25 | 1
2022/23 | 334.75 | 79.25 | 2
2022/23 | 335.25 | 79.25 | 1
2022/23 | 335.75 | 79.25 | 1
2022/23 | 337.75 | 79.25 | 1
2022/23 | 338.25 | 79.25 | 2
2022/23 | 338.75 | 79.25 | 2
2022/23 | 339.25 | 79.25 | 1
2022/23 | 339.75 | 79.25 | 1
2022/23 | 340.75 | 79.25 | 2
2022/23 | 342.75 | 79.25 | 1
2022/23 | 343.75 | 79.25 | 1
2022/23 | 344.75 | 79.25 | 3
2022/23 | 345.25 | 79.25 | 1
2022/23 | 346.75 | 79.25 | 1
2022/23 | 347.75 | 79.25 | 1
2022/23 | 352.75 | 79.25 | 1
2022/23 | 353.75 | 79.25 | 1
2022/23 | 354.25 | 79.25 | 1
2022/23 | 355.25 | 79.25 | 1
2022/23 | 357.25 | 79.25 | 1
2022/23 | 357.75 | 79.25 | 1
2022/23 | 360.25 | 79.25 | 1
2022/23 | 366.25 | 79.25 | 1
2022/23 | 368.75 | 79.25 | 2
2022/23 | 370.75 | 79.25 | 1
2022/23 | 373.25 | 79.25 | 1
2022/23 | 381.75 | 79.25 | 1
2022/23 | 386.75 | 79.25 | 1
2022/23 | 389.75 | 79.25 | 1
2022/23 | 392.25 | 79.25 | 1
2022/23 | 110.75 | 79.75 | 1
2022/23 | 111.25 | 79.75 | 1
2022/23 | 116.25 | 79.75 | 1
2022/23 | 119.75 | 79.75 | 1
2022/23 | 120.25 | 79.75 | 1
2022/23 | 120.75 | 79.75 | 1
2022/23 | 121.25 | 79.75 | 1
2022/23 | 121.75 | 79.75 | 2
2022/23 | 122.25 | 79.75 | 3
2022/23 | 123.25 | 79.75 | 2
2022/23 | 124.25 | 79.75 | 3
2022/23 | 124.75 | 79.75 | 5
2022/23 | 125.25 | 79.75 | 2
2022/23 | 125.75 | 79.75 | 4
2022/23 | 126.25 | 79.75 | 2
2022/23 | 126.75 | 79.75 | 7
2022/23 | 127.25 | 79.75 | 3
2022/23 | 127.75 | 79.75 | 4
2022/23 | 128.25 | 79.75 | 3
2022/23 | 128.75 | 79.75 | 5
2022/23 | 129.25 | 79.75 | 6
2022/23 | 129.75 | 79.75 | 6
2022/23 | 130.25 | 79.75 | 7
2022/23 | 130.75 | 79.75 | 3
2022/23 | 131.25 | 79.75 | 13
2022/23 | 131.75 | 79.75 | 17
2022/23 | 132.25 | 79.75 | 7
2022/23 | 132.75 | 79.75 | 10
2022/23 | 133.25 | 79.75 | 20
2022/23 | 133.75 | 79.75 | 17
2022/23 | 134.25 | 79.75 | 20
2022/23 | 134.75 | 79.75 | 22
2022/23 | 135.25 | 79.75 | 24
2022/23 | 135.75 | 79.75 | 28
2022/23 | 136.25 | 79.75 | 32
2022/23 | 136.75 | 79.75 | 21
2022/23 | 137.25 | 79.75 | 26
2022/23 | 137.75 | 79.75 | 33
2022/23 | 138.25 | 79.75 | 35
2022/23 | 138.75 | 79.75 | 45
2022/23 | 139.25 | 79.75 | 39
2022/23 | 139.75 | 79.75 | 34
2022/23 | 140.25 | 79.75 | 38
2022/23 | 140.75 | 79.75 | 43
2022/23 | 141.25 | 79.75 | 51
2022/23 | 141.75 | 79.75 | 67
2022/23 | 142.25 | 79.75 | 44
2022/23 | 142.75 | 79.75 | 55
2022/23 | 143.25 | 79.75 | 60
2022/23 | 143.75 | 79.75 | 59
2022/23 | 144.25 | 79.75 | 73
2022/23 | 144.75 | 79.75 | 82
2022/23 | 145.25 | 79.75 | 58
2022/23 | 145.75 | 79.75 | 76
2022/23 | 146.25 | 79.75 | 80
2022/23 | 146.75 | 79.75 | 81
2022/23 | 147.25 | 79.75 | 101
2022/23 | 147.75 | 79.75 | 92
2022/23 | 148.25 | 79.75 | 106
2022/23 | 148.75 | 79.75 | 112
2022/23 | 149.25 | 79.75 | 84
2022/23 | 149.75 | 79.75 | 106
2022/23 | 150.25 | 79.75 | 108
2022/23 | 150.75 | 79.75 | 105
2022/23 | 151.25 | 79.75 | 122
2022/23 | 151.75 | 79.75 | 121
2022/23 | 152.25 | 79.75 | 110
2022/23 | 152.75 | 79.75 | 121
2022/23 | 153.25 | 79.75 | 155
2022/23 | 153.75 | 79.75 | 151
2022/23 | 154.25 | 79.75 | 138
2022/23 | 154.75 | 79.75 | 141
2022/23 | 155.25 | 79.75 | 124
2022/23 | 155.75 | 79.75 | 131
2022/23 | 156.25 | 79.75 | 152
2022/23 | 156.75 | 79.75 | 160
2022/23 | 157.25 | 79.75 | 152
2022/23 | 157.75 | 79.75 | 160
2022/23 | 158.25 | 79.75 | 156
2022/23 | 158.75 | 79.75 | 140
2022/23 | 159.25 | 79.75 | 178
2022/23 | 159.75 | 79.75 | 173
2022/23 | 160.25 | 79.75 | 171
2022/23 | 160.75 | 79.75 | 189
2022/23 | 161.25 | 79.75 | 181
2022/23 | 161.75 | 79.75 | 189
2022/23 | 162.25 | 79.75 | 183
2022/23 | 162.75 | 79.75 | 182
2022/23 | 163.25 | 79.75 | 169
2022/23 | 163.75 | 79.75 | 168
2022/23 | 164.25 | 79.75 | 166
2022/23 | 164.75 | 79.75 | 197
2022/23 | 165.25 | 79.75 | 179
2022/23 | 165.75 | 79.75 | 180
2022/23 | 166.25 | 79.75 | 180
2022/23 | 166.75 | 79.75 | 195
2022/23 | 167.25 | 79.75 | 183
2022/23 | 167.75 | 79.75 | 160
2022/23 | 168.25 | 79.75 | 180
2022/23 | 168.75 | 79.75 | 199
2022/23 | 169.25 | 79.75 | 177
2022/23 | 169.75 | 79.75 | 199
2022/23 | 170.25 | 79.75 | 193
2022/23 | 170.75 | 79.75 | 179
2022/23 | 171.25 | 79.75 | 186
2022/23 | 171.75 | 79.75 | 181
2022/23 | 172.25 | 79.75 | 206
2022/23 | 172.75 | 79.75 | 147
2022/23 | 173.25 | 79.75 | 174
2022/23 | 173.75 | 79.75 | 191
2022/23 | 174.25 | 79.75 | 210
2022/23 | 174.75 | 79.75 | 175
2022/23 | 175.25 | 79.75 | 144
2022/23 | 175.75 | 79.75 | 174
2022/23 | 176.25 | 79.75 | 178
2022/23 | 176.75 | 79.75 | 161
2022/23 | 177.25 | 79.75 | 170
2022/23 | 177.75 | 79.75 | 160
2022/23 | 178.25 | 79.75 | 149
2022/23 | 178.75 | 79.75 | 160
2022/23 | 179.25 | 79.75 | 146
2022/23 | 179.75 | 79.75 | 165
2022/23 | 180.25 | 79.75 | 162
2022/23 | 180.75 | 79.75 | 158
2022/23 | 181.25 | 79.75 | 142
2022/23 | 181.75 | 79.75 | 163
2022/23 | 182.25 | 79.75 | 139
2022/23 | 182.75 | 79.75 | 153
2022/23 | 183.25 | 79.75 | 146
2022/23 | 183.75 | 79.75 | 139
2022/23 | 184.25 | 79.75 | 152
2022/23 | 184.75 | 79.75 | 163
2022/23 | 185.25 | 79.75 | 133
2022/23 | 185.75 | 79.75 | 132
2022/23 | 186.25 | 79.75 | 135
2022/23 | 186.75 | 79.75 | 110
2022/23 | 187.25 | 79.75 | 153
2022/23 | 187.75 | 79.75 | 149
2022/23 | 188.25 | 79.75 | 134
2022/23 | 188.75 | 79.75 | 114
2022/23 | 189.25 | 79.75 | 129
2022/23 | 189.75 | 79.75 | 107
2022/23 | 190.25 | 79.75 | 120
2022/23 | 190.75 | 79.75 | 120
2022/23 | 191.25 | 79.75 | 102
2022/23 | 191.75 | 79.75 | 125
2022/23 | 192.25 | 79.75 | 106
2022/23 | 192.75 | 79.75 | 118
2022/23 | 193.25 | 79.75 | 118
2022/23 | 193.75 | 79.75 | 101
2022/23 | 194.25 | 79.75 | 106
2022/23 | 194.75 | 79.75 | 88
2022/23 | 195.25 | 79.75 | 103
2022/23 | 195.75 | 79.75 | 89
2022/23 | 196.25 | 79.75 | 100
2022/23 | 196.75 | 79.75 | 80
2022/23 | 197.25 | 79.75 | 98
2022/23 | 197.75 | 79.75 | 88
2022/23 | 198.25 | 79.75 | 84
2022/23 | 198.75 | 79.75 | 92
2022/23 | 199.25 | 79.75 | 81
2022/23 | 199.75 | 79.75 | 84
2022/23 | 200.25 | 79.75 | 72
2022/23 | 200.75 | 79.75 | 79
2022/23 | 201.25 | 79.75 | 71
2022/23 | 201.75 | 79.75 | 74
2022/23 | 202.25 | 79.75 | 74
2022/23 | 202.75 | 79.75 | 69
2022/23 | 203.25 | 79.75 | 60
2022/23 | 203.75 | 79.75 | 73
2022/23 | 204.25 | 79.75 | 69
2022/23 | 204.75 | 79.75 | 56
2022/23 | 205.25 | 79.75 | 62
2022/23 | 205.75 | 79.75 | 45
2022/23 | 206.25 | 79.75 | 50
2022/23 | 206.75 | 79.75 | 55
2022/23 | 207.25 | 79.75 | 54
2022/23 | 207.75 | 79.75 | 43
2022/23 | 208.25 | 79.75 | 41
2022/23 | 208.75 | 79.75 | 51
2022/23 | 209.25 | 79.75 | 45
2022/23 | 209.75 | 79.75 | 48
2022/23 | 210.25 | 79.75 | 46
2022/23 | 210.75 | 79.75 | 47
2022/23 | 211.25 | 79.75 | 63
2022/23 | 211.75 | 79.75 | 41
2022/23 | 212.25 | 79.75 | 40
2022/23 | 212.75 | 79.75 | 45
2022/23 | 213.25 | 79.75 | 42
2022/23 | 213.75 | 79.75 | 54
2022/23 | 214.25 | 79.75 | 47
2022/23 | 214.75 | 79.75 | 52
2022/23 | 215.25 | 79.75 | 27
2022/23 | 215.75 | 79.75 | 41
2022/23 | 216.25 | 79.75 | 45
2022/23 | 216.75 | 79.75 | 45
2022/23 | 217.25 | 79.75 | 36
2022/23 | 217.75 | 79.75 | 34
2022/23 | 218.25 | 79.75 | 43
2022/23 | 218.75 | 79.75 | 29
2022/23 | 219.25 | 79.75 | 36
2022/23 | 219.75 | 79.75 | 37
2022/23 | 220.25 | 79.75 | 40
2022/23 | 220.75 | 79.75 | 33
2022/23 | 221.25 | 79.75 | 33
2022/23 | 221.75 | 79.75 | 30
2022/23 | 222.25 | 79.75 | 38
2022/23 | 222.75 | 79.75 | 24
2022/23 | 223.25 | 79.75 | 33
2022/23 | 223.75 | 79.75 | 24
2022/23 | 224.25 | 79.75 | 29
2022/23 | 224.75 | 79.75 | 25
2022/23 | 225.25 | 79.75 | 29
2022/23 | 225.75 | 79.75 | 17
2022/23 | 226.25 | 79.75 | 24
2022/23 | 226.75 | 79.75 | 23
2022/23 | 227.25 | 79.75 | 28
2022/23 | 227.75 | 79.75 | 36
2022/23 | 228.25 | 79.75 | 29
2022/23 | 228.75 | 79.75 | 26
2022/23 | 229.25 | 79.75 | 23
2022/23 | 229.75 | 79.75 | 17
2022/23 | 230.25 | 79.75 | 20
2022/23 | 230.75 | 79.75 | 22
2022/23 | 231.25 | 79.75 | 21
2022/23 | 231.75 | 79.75 | 13
2022/23 | 232.25 | 79.75 | 18
2022/23 | 232.75 | 79.75 | 25
2022/23 | 233.25 | 79.75 | 18
2022/23 | 233.75 | 79.75 | 15
2022/23 | 234.25 | 79.75 | 14
2022/23 | 234.75 | 79.75 | 15
2022/23 | 235.25 | 79.75 | 27
2022/23 | 235.75 | 79.75 | 13
2022/23 | 236.25 | 79.75 | 20
2022/23 | 236.75 | 79.75 | 15
2022/23 | 237.25 | 79.75 | 12
2022/23 | 237.75 | 79.75 | 22
2022/23 | 238.25 | 79.75 | 14
2022/23 | 238.75 | 79.75 | 24
2022/23 | 239.25 | 79.75 | 12
2022/23 | 239.75 | 79.75 | 25
2022/23 | 240.25 | 79.75 | 14
2022/23 | 240.75 | 79.75 | 19
2022/23 | 241.25 | 79.75 | 19
2022/23 | 241.75 | 79.75 | 19
2022/23 | 242.25 | 79.75 | 10
2022/23 | 242.75 | 79.75 | 11
2022/23 | 243.25 | 79.75 | 11
2022/23 | 243.75 | 79.75 | 17
2022/23 | 244.25 | 79.75 | 19
2022/23 | 244.75 | 79.75 | 19
2022/23 | 245.25 | 79.75 | 9
2022/23 | 245.75 | 79.75 | 18
2022/23 | 246.25 | 79.75 | 15
2022/23 | 246.75 | 79.75 | 12
2022/23 | 247.25 | 79.75 | 11
2022/23 | 247.75 | 79.75 | 18
2022/23 | 248.25 | 79.75 | 13
2022/23 | 248.75 | 79.75 | 10
2022/23 | 249.25 | 79.75 | 16
2022/23 | 249.75 | 79.75 | 10
2022/23 | 250.25 | 79.75 | 11
2022/23 | 250.75 | 79.75 | 14
2022/23 | 251.25 | 79.75 | 7
2022/23 | 251.75 | 79.75 | 8
2022/23 | 252.25 | 79.75 | 12
2022/23 | 252.75 | 79.75 | 8
2022/23 | 253.25 | 79.75 | 14
2022/23 | 253.75 | 79.75 | 16
2022/23 | 254.25 | 79.75 | 1
2022/23 | 254.75 | 79.75 | 13
2022/23 | 255.25 | 79.75 | 4
2022/23 | 255.75 | 79.75 | 11
2022/23 | 256.25 | 79.75 | 7
2022/23 | 256.75 | 79.75 | 13
2022/23 | 257.25 | 79.75 | 11
2022/23 | 257.75 | 79.75 | 13
2022/23 | 258.25 | 79.75 | 7
2022/23 | 258.75 | 79.75 | 10
2022/23 | 259.25 | 79.75 | 7
2022/23 | 259.75 | 79.75 | 8
2022/23 | 260.25 | 79.75 | 13
2022/23 | 260.75 | 79.75 | 8
2022/23 | 261.25 | 79.75 | 6
2022/23 | 261.75 | 79.75 | 10
2022/23 | 262.25 | 79.75 | 9
2022/23 | 262.75 | 79.75 | 7
2022/23 | 263.25 | 79.75 | 11
2022/23 | 263.75 | 79.75 | 4
2022/23 | 264.25 | 79.75 | 12
2022/23 | 264.75 | 79.75 | 8
2022/23 | 265.25 | 79.75 | 12
2022/23 | 265.75 | 79.75 | 8
2022/23 | 266.25 | 79.75 | 10
2022/23 | 266.75 | 79.75 | 9
2022/23 | 267.25 | 79.75 | 8
2022/23 | 267.75 | 79.75 | 8
2022/23 | 268.25 | 79.75 | 6
2022/23 | 268.75 | 79.75 | 8
2022/23 | 269.25 | 79.75 | 7
2022/23 | 269.75 | 79.75 | 9
2022/23 | 270.25 | 79.75 | 6
2022/23 | 270.75 | 79.75 | 13
2022/23 | 271.25 | 79.75 | 5
2022/23 | 271.75 | 79.75 | 5
2022/23 | 272.25 | 79.75 | 7
2022/23 | 272.75 | 79.75 | 13
2022/23 | 273.25 | 79.75 | 7
2022/23 | 273.75 | 79.75 | 2
2022/23 | 274.25 | 79.75 | 5
2022/23 | 274.75 | 79.75 | 7
2022/23 | 275.25 | 79.75 | 4
2022/23 | 275.75 | 79.75 | 6
2022/23 | 276.25 | 79.75 | 9
2022/23 | 276.75 | 79.75 | 10
2022/23 | 277.25 | 79.75 | 5
2022/23 | 277.75 | 79.75 | 8
2022/23 | 278.25 | 79.75 | 4
2022/23 | 278.75 | 79.75 | 6
2022/23 | 279.25 | 79.75 | 1
2022/23 | 279.75 | 79.75 | 6
2022/23 | 280.25 | 79.75 | 6
2022/23 | 280.75 | 79.75 | 3
2022/23 | 281.25 | 79.75 | 5
2022/23 | 281.75 | 79.75 | 9
2022/23 | 282.25 | 79.75 | 3
2022/23 | 282.75 | 79.75 | 3
2022/23 | 283.25 | 79.75 | 9
2022/23 | 283.75 | 79.75 | 6
2022/23 | 284.25 | 79.75 | 2
2022/23 | 284.75 | 79.75 | 8
2022/23 | 285.25 | 79.75 | 4
2022/23 | 285.75 | 79.75 | 1
2022/23 | 286.25 | 79.75 | 3
2022/23 | 286.75 | 79.75 | 2
2022/23 | 287.25 | 79.75 | 8
2022/23 | 287.75 | 79.75 | 6
2022/23 | 288.25 | 79.75 | 7
2022/23 | 288.75 | 79.75 | 5
2022/23 | 289.25 | 79.75 | 9
2022/23 | 289.75 | 79.75 | 2
2022/23 | 290.25 | 79.75 | 6
2022/23 | 291.25 | 79.75 | 3
2022/23 | 291.75 | 79.75 | 7
2022/23 | 292.25 | 79.75 | 5
2022/23 | 292.75 | 79.75 | 3
2022/23 | 293.25 | 79.75 | 1
2022/23 | 293.75 | 79.75 | 3
2022/23 | 294.25 | 79.75 | 2
2022/23 | 294.75 | 79.75 | 6
2022/23 | 295.25 | 79.75 | 4
2022/23 | 295.75 | 79.75 | 1
2022/23 | 296.25 | 79.75 | 3
2022/23 | 296.75 | 79.75 | 4
2022/23 | 297.25 | 79.75 | 4
2022/23 | 297.75 | 79.75 | 4
2022/23 | 298.25 | 79.75 | 4
2022/23 | 298.75 | 79.75 | 4
2022/23 | 299.25 | 79.75 | 4
2022/23 | 299.75 | 79.75 | 1
2022/23 | 300.25 | 79.75 | 3
2022/23 | 301.25 | 79.75 | 2
2022/23 | 301.75 | 79.75 | 3
2022/23 | 302.25 | 79.75 | 4
2022/23 | 302.75 | 79.75 | 6
2022/23 | 303.25 | 79.75 | 3
2022/23 | 304.25 | 79.75 | 2
2022/23 | 304.75 | 79.75 | 6
2022/23 | 305.25 | 79.75 | 3
2022/23 | 306.25 | 79.75 | 4
2022/23 | 306.75 | 79.75 | 2
2022/23 | 307.75 | 79.75 | 1
2022/23 | 308.25 | 79.75 | 4
2022/23 | 308.75 | 79.75 | 2
2022/23 | 309.25 | 79.75 | 2
2022/23 | 309.75 | 79.75 | 1
2022/23 | 310.25 | 79.75 | 2
2022/23 | 310.75 | 79.75 | 2
2022/23 | 311.25 | 79.75 | 2
2022/23 | 311.75 | 79.75 | 4
2022/23 | 312.25 | 79.75 | 2
2022/23 | 312.75 | 79.75 | 2
2022/23 | 313.25 | 79.75 | 4
2022/23 | 313.75 | 79.75 | 1
2022/23 | 314.25 | 79.75 | 3
2022/23 | 314.75 | 79.75 | 3
2022/23 | 315.25 | 79.75 | 1
2022/23 | 315.75 | 79.75 | 1
2022/23 | 316.75 | 79.75 | 1
2022/23 | 317.25 | 79.75 | 2
2022/23 | 317.75 | 79.75 | 1
2022/23 | 318.25 | 79.75 | 1
2022/23 | 319.25 | 79.75 | 2
2022/23 | 319.75 | 79.75 | 2
2022/23 | 320.25 | 79.75 | 1
2022/23 | 321.25 | 79.75 | 2
2022/23 | 321.75 | 79.75 | 2
2022/23 | 322.25 | 79.75 | 3
2022/23 | 322.75 | 79.75 | 1
2022/23 | 323.25 | 79.75 | 3
2022/23 | 324.25 | 79.75 | 1
2022/23 | 324.75 | 79.75 | 1
2022/23 | 325.75 | 79.75 | 2
2022/23 | 326.25 | 79.75 | 1
2022/23 | 326.75 | 79.75 | 3
2022/23 | 327.25 | 79.75 | 1
2022/23 | 329.25 | 79.75 | 1
2022/23 | 330.25 | 79.75 | 1
2022/23 | 331.25 | 79.75 | 2
2022/23 | 331.75 | 79.75 | 1
2022/23 | 332.25 | 79.75 | 1
2022/23 | 333.25 | 79.75 | 2
2022/23 | 334.25 | 79.75 | 1
2022/23 | 335.25 | 79.75 | 2
2022/23 | 335.75 | 79.75 | 1
2022/23 | 338.75 | 79.75 | 1
2022/23 | 341.25 | 79.75 | 1
2022/23 | 341.75 | 79.75 | 1
2022/23 | 342.25 | 79.75 | 1
2022/23 | 344.25 | 79.75 | 1
2022/23 | 346.25 | 79.75 | 1
2022/23 | 347.25 | 79.75 | 1
2022/23 | 348.25 | 79.75 | 1
2022/23 | 350.25 | 79.75 | 1
2022/23 | 350.75 | 79.75 | 1
2022/23 | 351.75 | 79.75 | 1
2022/23 | 353.25 | 79.75 | 1
2022/23 | 354.25 | 79.75 | 1
2022/23 | 358.25 | 79.75 | 1
2022/23 | 359.25 | 79.75 | 1
2022/23 | 360.75 | 79.75 | 1
2022/23 | 368.75 | 79.75 | 1
2022/23 | 370.25 | 79.75 | 1
2022/23 | 372.75 | 79.75 | 1
2022/23 | 373.25 | 79.75 | 1
2022/23 | 377.75 | 79.75 | 1
2022/23 | 380.25 | 79.75 | 1
2022/23 | 380.75 | 79.75 | 1
2022/23 | 385.25 | 79.75 | 1
2022/23 | 386.25 | 79.75 | 1
2022/23 | 387.75 | 79.75 | 1
2022/23 | 401.25 | 79.75 | 1
2022/23 | 115.75 | 80.25 | 1
2022/23 | 120.25 | 80.25 | 1
2022/23 | 120.75 | 80.25 | 1
2022/23 | 121.25 | 80.25 | 1
2022/23 | 121.75 | 80.25 | 1
2022/23 | 122.25 | 80.25 | 1
2022/23 | 122.75 | 80.25 | 1
2022/23 | 123.75 | 80.25 | 3
2022/23 | 124.25 | 80.25 | 3
2022/23 | 124.75 | 80.25 | 4
2022/23 | 125.25 | 80.25 | 2
2022/23 | 125.75 | 80.25 | 3
2022/23 | 126.25 | 80.25 | 3
2022/23 | 126.75 | 80.25 | 7
2022/23 | 127.25 | 80.25 | 9
2022/23 | 128.25 | 80.25 | 6
2022/23 | 128.75 | 80.25 | 4
2022/23 | 129.25 | 80.25 | 7
2022/23 | 129.75 | 80.25 | 12
2022/23 | 130.25 | 80.25 | 10
2022/23 | 130.75 | 80.25 | 8
2022/23 | 131.25 | 80.25 | 13
2022/23 | 131.75 | 80.25 | 13
2022/23 | 132.25 | 80.25 | 21
2022/23 | 132.75 | 80.25 | 8
2022/23 | 133.25 | 80.25 | 16
2022/23 | 133.75 | 80.25 | 24
2022/23 | 134.25 | 80.25 | 18
2022/23 | 134.75 | 80.25 | 14
2022/23 | 135.25 | 80.25 | 13
2022/23 | 135.75 | 80.25 | 24
2022/23 | 136.25 | 80.25 | 26
2022/23 | 136.75 | 80.25 | 23
2022/23 | 137.25 | 80.25 | 31
2022/23 | 137.75 | 80.25 | 26
2022/23 | 138.25 | 80.25 | 28
2022/23 | 138.75 | 80.25 | 35
2022/23 | 139.25 | 80.25 | 36
2022/23 | 139.75 | 80.25 | 41
2022/23 | 140.25 | 80.25 | 30
2022/23 | 140.75 | 80.25 | 50
2022/23 | 141.25 | 80.25 | 46
2022/23 | 141.75 | 80.25 | 51
2022/23 | 142.25 | 80.25 | 58
2022/23 | 142.75 | 80.25 | 60
2022/23 | 143.25 | 80.25 | 55
2022/23 | 143.75 | 80.25 | 59
2022/23 | 144.25 | 80.25 | 75
2022/23 | 144.75 | 80.25 | 85
2022/23 | 145.25 | 80.25 | 63
2022/23 | 145.75 | 80.25 | 75
2022/23 | 146.25 | 80.25 | 78
2022/23 | 146.75 | 80.25 | 86
2022/23 | 147.25 | 80.25 | 95
2022/23 | 147.75 | 80.25 | 82
2022/23 | 148.25 | 80.25 | 74
2022/23 | 148.75 | 80.25 | 95
2022/23 | 149.25 | 80.25 | 94
2022/23 | 149.75 | 80.25 | 114
2022/23 | 150.25 | 80.25 | 111
2022/23 | 150.75 | 80.25 | 109
2022/23 | 151.25 | 80.25 | 124
2022/23 | 151.75 | 80.25 | 112
2022/23 | 152.25 | 80.25 | 135
2022/23 | 152.75 | 80.25 | 130
2022/23 | 153.25 | 80.25 | 139
2022/23 | 153.75 | 80.25 | 119
2022/23 | 154.25 | 80.25 | 129
2022/23 | 154.75 | 80.25 | 131
2022/23 | 155.25 | 80.25 | 124
2022/23 | 155.75 | 80.25 | 155
2022/23 | 156.25 | 80.25 | 140
2022/23 | 156.75 | 80.25 | 152
2022/23 | 157.25 | 80.25 | 152
2022/23 | 157.75 | 80.25 | 154
2022/23 | 158.25 | 80.25 | 142
2022/23 | 158.75 | 80.25 | 147
2022/23 | 159.25 | 80.25 | 146
2022/23 | 159.75 | 80.25 | 148
2022/23 | 160.25 | 80.25 | 176
2022/23 | 160.75 | 80.25 | 191
2022/23 | 161.25 | 80.25 | 189
2022/23 | 161.75 | 80.25 | 165
2022/23 | 162.25 | 80.25 | 172
2022/23 | 162.75 | 80.25 | 172
2022/23 | 163.25 | 80.25 | 169
2022/23 | 163.75 | 80.25 | 185
2022/23 | 164.25 | 80.25 | 176
2022/23 | 164.75 | 80.25 | 173
2022/23 | 165.25 | 80.25 | 184
2022/23 | 165.75 | 80.25 | 188
2022/23 | 166.25 | 80.25 | 166
2022/23 | 166.75 | 80.25 | 180
2022/23 | 167.25 | 80.25 | 193
2022/23 | 167.75 | 80.25 | 173
2022/23 | 168.25 | 80.25 | 178
2022/23 | 168.75 | 80.25 | 196
2022/23 | 169.25 | 80.25 | 192
2022/23 | 169.75 | 80.25 | 196
2022/23 | 170.25 | 80.25 | 171
2022/23 | 170.75 | 80.25 | 180
2022/23 | 171.25 | 80.25 | 197
2022/23 | 171.75 | 80.25 | 169
2022/23 | 172.25 | 80.25 | 195
2022/23 | 172.75 | 80.25 | 186
2022/23 | 173.25 | 80.25 | 218
2022/23 | 173.75 | 80.25 | 168
2022/23 | 174.25 | 80.25 | 154
2022/23 | 174.75 | 80.25 | 186
2022/23 | 175.25 | 80.25 | 179
2022/23 | 175.75 | 80.25 | 185
2022/23 | 176.25 | 80.25 | 198
2022/23 | 176.75 | 80.25 | 161
2022/23 | 177.25 | 80.25 | 173
2022/23 | 177.75 | 80.25 | 152
2022/23 | 178.25 | 80.25 | 188
2022/23 | 178.75 | 80.25 | 164
2022/23 | 179.25 | 80.25 | 166
2022/23 | 179.75 | 80.25 | 161
2022/23 | 180.25 | 80.25 | 170
2022/23 | 180.75 | 80.25 | 168
2022/23 | 181.25 | 80.25 | 156
2022/23 | 181.75 | 80.25 | 160
2022/23 | 182.25 | 80.25 | 152
2022/23 | 182.75 | 80.25 | 155
2022/23 | 183.25 | 80.25 | 137
2022/23 | 183.75 | 80.25 | 133
2022/23 | 184.25 | 80.25 | 165
2022/23 | 184.75 | 80.25 | 136
2022/23 | 185.25 | 80.25 | 151
2022/23 | 185.75 | 80.25 | 133
2022/23 | 186.25 | 80.25 | 147
2022/23 | 186.75 | 80.25 | 121
2022/23 | 187.25 | 80.25 | 127
2022/23 | 187.75 | 80.25 | 117
2022/23 | 188.25 | 80.25 | 139
2022/23 | 188.75 | 80.25 | 136
2022/23 | 189.25 | 80.25 | 130
2022/23 | 189.75 | 80.25 | 121
2022/23 | 190.25 | 80.25 | 100
2022/23 | 190.75 | 80.25 | 133
2022/23 | 191.25 | 80.25 | 100
2022/23 | 191.75 | 80.25 | 93
2022/23 | 192.25 | 80.25 | 110
2022/23 | 192.75 | 80.25 | 125
2022/23 | 193.25 | 80.25 | 96
2022/23 | 193.75 | 80.25 | 93
2022/23 | 194.25 | 80.25 | 103
2022/23 | 194.75 | 80.25 | 120
2022/23 | 195.25 | 80.25 | 101
2022/23 | 195.75 | 80.25 | 91
2022/23 | 196.25 | 80.25 | 103
2022/23 | 196.75 | 80.25 | 100
2022/23 | 197.25 | 80.25 | 113
2022/23 | 197.75 | 80.25 | 100
2022/23 | 198.25 | 80.25 | 75
2022/23 | 198.75 | 80.25 | 71
2022/23 | 199.25 | 80.25 | 86
2022/23 | 199.75 | 80.25 | 76
2022/23 | 200.25 | 80.25 | 80
2022/23 | 200.75 | 80.25 | 74
2022/23 | 201.25 | 80.25 | 53
2022/23 | 201.75 | 80.25 | 95
2022/23 | 202.25 | 80.25 | 66
2022/23 | 202.75 | 80.25 | 79
2022/23 | 203.25 | 80.25 | 76
2022/23 | 203.75 | 80.25 | 81
2022/23 | 204.25 | 80.25 | 73
2022/23 | 204.75 | 80.25 | 59
2022/23 | 205.25 | 80.25 | 52
2022/23 | 205.75 | 80.25 | 58
2022/23 | 206.25 | 80.25 | 61
2022/23 | 206.75 | 80.25 | 56
2022/23 | 207.25 | 80.25 | 57
2022/23 | 207.75 | 80.25 | 66
2022/23 | 208.25 | 80.25 | 59
2022/23 | 208.75 | 80.25 | 53
2022/23 | 209.25 | 80.25 | 43
2022/23 | 209.75 | 80.25 | 56
2022/23 | 210.25 | 80.25 | 49
2022/23 | 210.75 | 80.25 | 51
2022/23 | 211.25 | 80.25 | 57
2022/23 | 211.75 | 80.25 | 43
2022/23 | 212.25 | 80.25 | 40
2022/23 | 212.75 | 80.25 | 52
2022/23 | 213.25 | 80.25 | 43
2022/23 | 213.75 | 80.25 | 36
2022/23 | 214.25 | 80.25 | 46
2022/23 | 214.75 | 80.25 | 34
2022/23 | 215.25 | 80.25 | 37
2022/23 | 215.75 | 80.25 | 43
2022/23 | 216.25 | 80.25 | 47
2022/23 | 216.75 | 80.25 | 39
2022/23 | 217.25 | 80.25 | 46
2022/23 | 217.75 | 80.25 | 38
2022/23 | 218.25 | 80.25 | 37
2022/23 | 218.75 | 80.25 | 28
2022/23 | 219.25 | 80.25 | 48
2022/23 | 219.75 | 80.25 | 28
2022/23 | 220.25 | 80.25 | 24
2022/23 | 220.75 | 80.25 | 28
2022/23 | 221.25 | 80.25 | 41
2022/23 | 221.75 | 80.25 | 34
2022/23 | 222.25 | 80.25 | 26
2022/23 | 222.75 | 80.25 | 29
2022/23 | 223.25 | 80.25 | 28
2022/23 | 223.75 | 80.25 | 28
2022/23 | 224.25 | 80.25 | 25
2022/23 | 224.75 | 80.25 | 19
2022/23 | 225.25 | 80.25 | 26
2022/23 | 225.75 | 80.25 | 29
2022/23 | 226.25 | 80.25 | 27
2022/23 | 226.75 | 80.25 | 20
2022/23 | 227.25 | 80.25 | 27
2022/23 | 227.75 | 80.25 | 28
2022/23 | 228.25 | 80.25 | 15
2022/23 | 228.75 | 80.25 | 27
2022/23 | 229.25 | 80.25 | 21
2022/23 | 229.75 | 80.25 | 28
2022/23 | 230.25 | 80.25 | 18
2022/23 | 230.75 | 80.25 | 24
2022/23 | 231.25 | 80.25 | 24
2022/23 | 231.75 | 80.25 | 21
2022/23 | 232.25 | 80.25 | 26
2022/23 | 232.75 | 80.25 | 23
2022/23 | 233.25 | 80.25 | 19
2022/23 | 233.75 | 80.25 | 22
2022/23 | 234.25 | 80.25 | 21
2022/23 | 234.75 | 80.25 | 21
2022/23 | 235.25 | 80.25 | 22
2022/23 | 235.75 | 80.25 | 19
2022/23 | 236.25 | 80.25 | 21
2022/23 | 236.75 | 80.25 | 11
2022/23 | 237.25 | 80.25 | 14
2022/23 | 237.75 | 80.25 | 12
2022/23 | 238.25 | 80.25 | 15
2022/23 | 238.75 | 80.25 | 14
2022/23 | 239.25 | 80.25 | 19
2022/23 | 239.75 | 80.25 | 15
2022/23 | 240.25 | 80.25 | 20
2022/23 | 240.75 | 80.25 | 18
2022/23 | 241.25 | 80.25 | 18
2022/23 | 241.75 | 80.25 | 15
2022/23 | 242.25 | 80.25 | 15
2022/23 | 242.75 | 80.25 | 18
2022/23 | 243.25 | 80.25 | 15
2022/23 | 243.75 | 80.25 | 13
2022/23 | 244.25 | 80.25 | 8
2022/23 | 244.75 | 80.25 | 15
2022/23 | 245.25 | 80.25 | 18
2022/23 | 245.75 | 80.25 | 9
2022/23 | 246.25 | 80.25 | 16
2022/23 | 246.75 | 80.25 | 14
2022/23 | 247.25 | 80.25 | 21
2022/23 | 247.75 | 80.25 | 13
2022/23 | 248.25 | 80.25 | 8
2022/23 | 248.75 | 80.25 | 11
2022/23 | 249.25 | 80.25 | 12
2022/23 | 249.75 | 80.25 | 10
2022/23 | 250.25 | 80.25 | 10
2022/23 | 250.75 | 80.25 | 19
2022/23 | 251.25 | 80.25 | 9
2022/23 | 251.75 | 80.25 | 10
2022/23 | 252.25 | 80.25 | 17
2022/23 | 252.75 | 80.25 | 16
2022/23 | 253.25 | 80.25 | 11
2022/23 | 253.75 | 80.25 | 7
2022/23 | 254.25 | 80.25 | 10
2022/23 | 254.75 | 80.25 | 14
2022/23 | 255.25 | 80.25 | 7
2022/23 | 255.75 | 80.25 | 8
2022/23 | 256.25 | 80.25 | 13
2022/23 | 256.75 | 80.25 | 9
2022/23 | 257.25 | 80.25 | 10
2022/23 | 257.75 | 80.25 | 9
2022/23 | 258.25 | 80.25 | 8
2022/23 | 258.75 | 80.25 | 13
2022/23 | 259.25 | 80.25 | 10
2022/23 | 259.75 | 80.25 | 4
2022/23 | 260.25 | 80.25 | 5
2022/23 | 260.75 | 80.25 | 6
2022/23 | 261.25 | 80.25 | 17
2022/23 | 261.75 | 80.25 | 7
2022/23 | 262.25 | 80.25 | 7
2022/23 | 262.75 | 80.25 | 12
2022/23 | 263.25 | 80.25 | 11
2022/23 | 263.75 | 80.25 | 8
2022/23 | 264.25 | 80.25 | 11
2022/23 | 264.75 | 80.25 | 6
2022/23 | 265.25 | 80.25 | 5
2022/23 | 265.75 | 80.25 | 7
2022/23 | 266.25 | 80.25 | 5
2022/23 | 266.75 | 80.25 | 6
2022/23 | 267.25 | 80.25 | 19
2022/23 | 267.75 | 80.25 | 7
2022/23 | 268.25 | 80.25 | 6
2022/23 | 268.75 | 80.25 | 9
2022/23 | 269.25 | 80.25 | 5
2022/23 | 269.75 | 80.25 | 6
2022/23 | 270.25 | 80.25 | 9
2022/23 | 270.75 | 80.25 | 9
2022/23 | 271.25 | 80.25 | 7
2022/23 | 271.75 | 80.25 | 6
2022/23 | 272.25 | 80.25 | 10
2022/23 | 272.75 | 80.25 | 3
2022/23 | 273.25 | 80.25 | 3
2022/23 | 273.75 | 80.25 | 6
2022/23 | 274.25 | 80.25 | 11
2022/23 | 274.75 | 80.25 | 5
2022/23 | 275.25 | 80.25 | 6
2022/23 | 275.75 | 80.25 | 4
2022/23 | 276.25 | 80.25 | 2
2022/23 | 276.75 | 80.25 | 8
2022/23 | 277.25 | 80.25 | 6
2022/23 | 277.75 | 80.25 | 7
2022/23 | 278.25 | 80.25 | 6
2022/23 | 278.75 | 80.25 | 6
2022/23 | 279.25 | 80.25 | 5
2022/23 | 279.75 | 80.25 | 4
2022/23 | 280.25 | 80.25 | 6
2022/23 | 280.75 | 80.25 | 4
2022/23 | 281.25 | 80.25 | 4
2022/23 | 281.75 | 80.25 | 3
2022/23 | 282.25 | 80.25 | 6
2022/23 | 282.75 | 80.25 | 6
2022/23 | 283.25 | 80.25 | 3
2022/23 | 283.75 | 80.25 | 7
2022/23 | 284.25 | 80.25 | 8
2022/23 | 284.75 | 80.25 | 3
2022/23 | 285.25 | 80.25 | 6
2022/23 | 285.75 | 80.25 | 3
2022/23 | 286.25 | 80.25 | 6
2022/23 | 286.75 | 80.25 | 4
2022/23 | 287.25 | 80.25 | 3
2022/23 | 287.75 | 80.25 | 2
2022/23 | 288.25 | 80.25 | 3
2022/23 | 288.75 | 80.25 | 9
2022/23 | 289.25 | 80.25 | 3
2022/23 | 289.75 | 80.25 | 12
2022/23 | 290.25 | 80.25 | 4
2022/23 | 290.75 | 80.25 | 2
2022/23 | 291.25 | 80.25 | 2
2022/23 | 291.75 | 80.25 | 6
2022/23 | 292.25 | 80.25 | 4
2022/23 | 292.75 | 80.25 | 1
2022/23 | 293.25 | 80.25 | 6
2022/23 | 293.75 | 80.25 | 1
2022/23 | 294.25 | 80.25 | 3
2022/23 | 294.75 | 80.25 | 2
2022/23 | 295.25 | 80.25 | 5
2022/23 | 295.75 | 80.25 | 2
2022/23 | 296.25 | 80.25 | 3
2022/23 | 296.75 | 80.25 | 3
2022/23 | 297.25 | 80.25 | 1
2022/23 | 297.75 | 80.25 | 3
2022/23 | 298.25 | 80.25 | 5
2022/23 | 298.75 | 80.25 | 2
2022/23 | 299.25 | 80.25 | 2
2022/23 | 299.75 | 80.25 | 2
2022/23 | 300.25 | 80.25 | 4
2022/23 | 300.75 | 80.25 | 1
2022/23 | 301.25 | 80.25 | 3
2022/23 | 301.75 | 80.25 | 5
2022/23 | 302.25 | 80.25 | 5
2022/23 | 302.75 | 80.25 | 4
2022/23 | 303.75 | 80.25 | 1
2022/23 | 304.25 | 80.25 | 1
2022/23 | 304.75 | 80.25 | 5
2022/23 | 305.25 | 80.25 | 2
2022/23 | 305.75 | 80.25 | 2
2022/23 | 306.25 | 80.25 | 2
2022/23 | 306.75 | 80.25 | 6
2022/23 | 307.25 | 80.25 | 3
2022/23 | 307.75 | 80.25 | 2
2022/23 | 308.25 | 80.25 | 3
2022/23 | 308.75 | 80.25 | 1
2022/23 | 309.25 | 80.25 | 1
2022/23 | 309.75 | 80.25 | 1
2022/23 | 310.25 | 80.25 | 5
2022/23 | 310.75 | 80.25 | 1
2022/23 | 311.25 | 80.25 | 3
2022/23 | 311.75 | 80.25 | 2
2022/23 | 312.25 | 80.25 | 1
2022/23 | 313.75 | 80.25 | 2
2022/23 | 314.25 | 80.25 | 2
2022/23 | 314.75 | 80.25 | 2
2022/23 | 315.25 | 80.25 | 3
2022/23 | 315.75 | 80.25 | 1
2022/23 | 316.25 | 80.25 | 1
2022/23 | 316.75 | 80.25 | 2
2022/23 | 317.75 | 80.25 | 1
2022/23 | 318.25 | 80.25 | 3
2022/23 | 319.25 | 80.25 | 3
2022/23 | 319.75 | 80.25 | 1
2022/23 | 320.25 | 80.25 | 5
2022/23 | 320.75 | 80.25 | 2
2022/23 | 321.75 | 80.25 | 2
2022/23 | 322.25 | 80.25 | 2
2022/23 | 323.25 | 80.25 | 1
2022/23 | 323.75 | 80.25 | 1
2022/23 | 324.75 | 80.25 | 4
2022/23 | 325.25 | 80.25 | 1
2022/23 | 325.75 | 80.25 | 1
2022/23 | 326.25 | 80.25 | 2
2022/23 | 326.75 | 80.25 | 1
2022/23 | 327.25 | 80.25 | 2
2022/23 | 327.75 | 80.25 | 1
2022/23 | 328.25 | 80.25 | 1
2022/23 | 328.75 | 80.25 | 1
2022/23 | 329.75 | 80.25 | 1
2022/23 | 330.75 | 80.25 | 3
2022/23 | 332.25 | 80.25 | 1
2022/23 | 334.75 | 80.25 | 3
2022/23 | 335.75 | 80.25 | 2
2022/23 | 337.75 | 80.25 | 3
2022/23 | 339.25 | 80.25 | 1
2022/23 | 339.75 | 80.25 | 1
2022/23 | 341.25 | 80.25 | 1
2022/23 | 341.75 | 80.25 | 1
2022/23 | 344.25 | 80.25 | 2
2022/23 | 345.25 | 80.25 | 2
2022/23 | 346.25 | 80.25 | 2
2022/23 | 346.75 | 80.25 | 1
2022/23 | 347.75 | 80.25 | 1
2022/23 | 348.75 | 80.25 | 1
2022/23 | 349.25 | 80.25 | 1
2022/23 | 350.25 | 80.25 | 1
2022/23 | 350.75 | 80.25 | 1
2022/23 | 351.25 | 80.25 | 3
2022/23 | 351.75 | 80.25 | 1
2022/23 | 364.25 | 80.25 | 1
2022/23 | 370.25 | 80.25 | 1
2022/23 | 374.25 | 80.25 | 1
2022/23 | 377.75 | 80.25 | 1
2022/23 | 378.25 | 80.25 | 1
2022/23 | 381.25 | 80.25 | 1
2022/23 | 385.25 | 80.25 | 1
2022/23 | 390.25 | 80.25 | 1
2022/23 | 407.75 | 80.25 | 1
2022/23 | 416.25 | 80.25 | 1
2022/23 | 421.75 | 80.25 | 1
2022/23 | 448.75 | 80.25 | 1
2022/23 | 106.25 | 80.75 | 1
2022/23 | 113.75 | 80.75 | 1
2022/23 | 118.25 | 80.75 | 1
2022/23 | 118.75 | 80.75 | 1
2022/23 | 120.25 | 80.75 | 1
2022/23 | 120.75 | 80.75 | 1
2022/23 | 123.25 | 80.75 | 1
2022/23 | 123.75 | 80.75 | 2
2022/23 | 124.25 | 80.75 | 4
2022/23 | 124.75 | 80.75 | 1
2022/23 | 125.25 | 80.75 | 4
2022/23 | 125.75 | 80.75 | 1
2022/23 | 126.25 | 80.75 | 2
2022/23 | 126.75 | 80.75 | 4
2022/23 | 127.25 | 80.75 | 6
2022/23 | 127.75 | 80.75 | 2
2022/23 | 128.25 | 80.75 | 7
2022/23 | 128.75 | 80.75 | 5
2022/23 | 129.25 | 80.75 | 10
2022/23 | 129.75 | 80.75 | 6
2022/23 | 130.25 | 80.75 | 7
2022/23 | 130.75 | 80.75 | 6
2022/23 | 131.25 | 80.75 | 12
2022/23 | 131.75 | 80.75 | 8
2022/23 | 132.25 | 80.75 | 8
2022/23 | 132.75 | 80.75 | 12
2022/23 | 133.25 | 80.75 | 12
2022/23 | 133.75 | 80.75 | 13
2022/23 | 134.25 | 80.75 | 15
2022/23 | 134.75 | 80.75 | 20
2022/23 | 135.25 | 80.75 | 13
2022/23 | 135.75 | 80.75 | 16
2022/23 | 136.25 | 80.75 | 21
2022/23 | 136.75 | 80.75 | 20
2022/23 | 137.25 | 80.75 | 31
2022/23 | 137.75 | 80.75 | 33
2022/23 | 138.25 | 80.75 | 30
2022/23 | 138.75 | 80.75 | 27
2022/23 | 139.25 | 80.75 | 40
2022/23 | 139.75 | 80.75 | 35
2022/23 | 140.25 | 80.75 | 49
2022/23 | 140.75 | 80.75 | 31
2022/23 | 141.25 | 80.75 | 52
2022/23 | 141.75 | 80.75 | 36
2022/23 | 142.25 | 80.75 | 45
2022/23 | 142.75 | 80.75 | 52
2022/23 | 143.25 | 80.75 | 55
2022/23 | 143.75 | 80.75 | 70
2022/23 | 144.25 | 80.75 | 63
2022/23 | 144.75 | 80.75 | 58
2022/23 | 145.25 | 80.75 | 57
2022/23 | 145.75 | 80.75 | 81
2022/23 | 146.25 | 80.75 | 90
2022/23 | 146.75 | 80.75 | 74
2022/23 | 147.25 | 80.75 | 82
2022/23 | 147.75 | 80.75 | 80
2022/23 | 148.25 | 80.75 | 82
2022/23 | 148.75 | 80.75 | 86
2022/23 | 149.25 | 80.75 | 116
2022/23 | 149.75 | 80.75 | 107
2022/23 | 150.25 | 80.75 | 109
2022/23 | 150.75 | 80.75 | 113
2022/23 | 151.25 | 80.75 | 89
2022/23 | 151.75 | 80.75 | 135
2022/23 | 152.25 | 80.75 | 121
2022/23 | 152.75 | 80.75 | 117
2022/23 | 153.25 | 80.75 | 120
2022/23 | 153.75 | 80.75 | 131
2022/23 | 154.25 | 80.75 | 116
2022/23 | 154.75 | 80.75 | 117
2022/23 | 155.25 | 80.75 | 145
2022/23 | 155.75 | 80.75 | 156
2022/23 | 156.25 | 80.75 | 150
2022/23 | 156.75 | 80.75 | 144
2022/23 | 157.25 | 80.75 | 139
2022/23 | 157.75 | 80.75 | 136
2022/23 | 158.25 | 80.75 | 166
2022/23 | 158.75 | 80.75 | 151
2022/23 | 159.25 | 80.75 | 150
2022/23 | 159.75 | 80.75 | 169
2022/23 | 160.25 | 80.75 | 154
2022/23 | 160.75 | 80.75 | 183
2022/23 | 161.25 | 80.75 | 161
2022/23 | 161.75 | 80.75 | 181
2022/23 | 162.25 | 80.75 | 182
2022/23 | 162.75 | 80.75 | 179
2022/23 | 163.25 | 80.75 | 176
2022/23 | 163.75 | 80.75 | 195
2022/23 | 164.25 | 80.75 | 164
2022/23 | 164.75 | 80.75 | 177
2022/23 | 165.25 | 80.75 | 170
2022/23 | 165.75 | 80.75 | 170
2022/23 | 166.25 | 80.75 | 193
2022/23 | 166.75 | 80.75 | 194
2022/23 | 167.25 | 80.75 | 181
2022/23 | 167.75 | 80.75 | 186
2022/23 | 168.25 | 80.75 | 183
2022/23 | 168.75 | 80.75 | 172
2022/23 | 169.25 | 80.75 | 176
2022/23 | 169.75 | 80.75 | 159
2022/23 | 170.25 | 80.75 | 174
2022/23 | 170.75 | 80.75 | 199
2022/23 | 171.25 | 80.75 | 195
2022/23 | 171.75 | 80.75 | 195
2022/23 | 172.25 | 80.75 | 210
2022/23 | 172.75 | 80.75 | 187
2022/23 | 173.25 | 80.75 | 174
2022/23 | 173.75 | 80.75 | 190
2022/23 | 174.25 | 80.75 | 176
2022/23 | 174.75 | 80.75 | 198
2022/23 | 175.25 | 80.75 | 184
2022/23 | 175.75 | 80.75 | 192
2022/23 | 176.25 | 80.75 | 182
2022/23 | 176.75 | 80.75 | 203
2022/23 | 177.25 | 80.75 | 207
2022/23 | 177.75 | 80.75 | 171
2022/23 | 178.25 | 80.75 | 186
2022/23 | 178.75 | 80.75 | 170
2022/23 | 179.25 | 80.75 | 185
2022/23 | 179.75 | 80.75 | 142
2022/23 | 180.25 | 80.75 | 170
2022/23 | 180.75 | 80.75 | 157
2022/23 | 181.25 | 80.75 | 163
2022/23 | 181.75 | 80.75 | 166
2022/23 | 182.25 | 80.75 | 149
2022/23 | 182.75 | 80.75 | 150
2022/23 | 183.25 | 80.75 | 164
2022/23 | 183.75 | 80.75 | 152
2022/23 | 184.25 | 80.75 | 149
2022/23 | 184.75 | 80.75 | 143
2022/23 | 185.25 | 80.75 | 134
2022/23 | 185.75 | 80.75 | 141
2022/23 | 186.25 | 80.75 | 142
2022/23 | 186.75 | 80.75 | 144
2022/23 | 187.25 | 80.75 | 168
2022/23 | 187.75 | 80.75 | 118
2022/23 | 188.25 | 80.75 | 129
2022/23 | 188.75 | 80.75 | 130
2022/23 | 189.25 | 80.75 | 139
2022/23 | 189.75 | 80.75 | 113
2022/23 | 190.25 | 80.75 | 127
2022/23 | 190.75 | 80.75 | 129
2022/23 | 191.25 | 80.75 | 141
2022/23 | 191.75 | 80.75 | 94
2022/23 | 192.25 | 80.75 | 103
2022/23 | 192.75 | 80.75 | 112
2022/23 | 193.25 | 80.75 | 118
2022/23 | 193.75 | 80.75 | 109
2022/23 | 194.25 | 80.75 | 125
2022/23 | 194.75 | 80.75 | 105
2022/23 | 195.25 | 80.75 | 106
2022/23 | 195.75 | 80.75 | 98
2022/23 | 196.25 | 80.75 | 91
2022/23 | 196.75 | 80.75 | 102
2022/23 | 197.25 | 80.75 | 99
2022/23 | 197.75 | 80.75 | 81
2022/23 | 198.25 | 80.75 | 84
2022/23 | 198.75 | 80.75 | 74
2022/23 | 199.25 | 80.75 | 81
2022/23 | 199.75 | 80.75 | 88
2022/23 | 200.25 | 80.75 | 86
2022/23 | 200.75 | 80.75 | 71
2022/23 | 201.25 | 80.75 | 75
2022/23 | 201.75 | 80.75 | 81
2022/23 | 202.25 | 80.75 | 77
2022/23 | 202.75 | 80.75 | 62
2022/23 | 203.25 | 80.75 | 72
2022/23 | 203.75 | 80.75 | 78
2022/23 | 204.25 | 80.75 | 65
2022/23 | 204.75 | 80.75 | 67
2022/23 | 205.25 | 80.75 | 69
2022/23 | 205.75 | 80.75 | 54
2022/23 | 206.25 | 80.75 | 63
2022/23 | 206.75 | 80.75 | 65
2022/23 | 207.25 | 80.75 | 58
2022/23 | 207.75 | 80.75 | 52
2022/23 | 208.25 | 80.75 | 62
2022/23 | 208.75 | 80.75 | 58
2022/23 | 209.25 | 80.75 | 53
2022/23 | 209.75 | 80.75 | 48
2022/23 | 210.25 | 80.75 | 46
2022/23 | 210.75 | 80.75 | 51
2022/23 | 211.25 | 80.75 | 63
2022/23 | 211.75 | 80.75 | 43
2022/23 | 212.25 | 80.75 | 46
2022/23 | 212.75 | 80.75 | 65
2022/23 | 213.25 | 80.75 | 44
2022/23 | 213.75 | 80.75 | 40
2022/23 | 214.25 | 80.75 | 42
2022/23 | 214.75 | 80.75 | 51
2022/23 | 215.25 | 80.75 | 49
2022/23 | 215.75 | 80.75 | 45
2022/23 | 216.25 | 80.75 | 49
2022/23 | 216.75 | 80.75 | 51
2022/23 | 217.25 | 80.75 | 33
2022/23 | 217.75 | 80.75 | 39
2022/23 | 218.25 | 80.75 | 41
2022/23 | 218.75 | 80.75 | 35
2022/23 | 219.25 | 80.75 | 42
2022/23 | 219.75 | 80.75 | 29
2022/23 | 220.25 | 80.75 | 47
2022/23 | 220.75 | 80.75 | 26
2022/23 | 221.25 | 80.75 | 45
2022/23 | 221.75 | 80.75 | 27
2022/23 | 222.25 | 80.75 | 42
2022/23 | 222.75 | 80.75 | 29
2022/23 | 223.25 | 80.75 | 33
2022/23 | 223.75 | 80.75 | 34
2022/23 | 224.25 | 80.75 | 31
2022/23 | 224.75 | 80.75 | 29
2022/23 | 225.25 | 80.75 | 29
2022/23 | 225.75 | 80.75 | 31
2022/23 | 226.25 | 80.75 | 27
2022/23 | 226.75 | 80.75 | 23
2022/23 | 227.25 | 80.75 | 31
2022/23 | 227.75 | 80.75 | 26
2022/23 | 228.25 | 80.75 | 25
2022/23 | 228.75 | 80.75 | 30
2022/23 | 229.25 | 80.75 | 27
2022/23 | 229.75 | 80.75 | 21
2022/23 | 230.25 | 80.75 | 13
2022/23 | 230.75 | 80.75 | 19
2022/23 | 231.25 | 80.75 | 31
2022/23 | 231.75 | 80.75 | 31
2022/23 | 232.25 | 80.75 | 22
2022/23 | 232.75 | 80.75 | 24
2022/23 | 233.25 | 80.75 | 20
2022/23 | 233.75 | 80.75 | 25
2022/23 | 234.25 | 80.75 | 27
2022/23 | 234.75 | 80.75 | 21
2022/23 | 235.25 | 80.75 | 19
2022/23 | 235.75 | 80.75 | 20
2022/23 | 236.25 | 80.75 | 16
2022/23 | 236.75 | 80.75 | 25
2022/23 | 237.25 | 80.75 | 19
2022/23 | 237.75 | 80.75 | 11
2022/23 | 238.25 | 80.75 | 16
2022/23 | 238.75 | 80.75 | 23
2022/23 | 239.25 | 80.75 | 19
2022/23 | 239.75 | 80.75 | 20
2022/23 | 240.25 | 80.75 | 20
2022/23 | 240.75 | 80.75 | 14
2022/23 | 241.25 | 80.75 | 24
2022/23 | 241.75 | 80.75 | 25
2022/23 | 242.25 | 80.75 | 17
2022/23 | 242.75 | 80.75 | 14
2022/23 | 243.25 | 80.75 | 16
2022/23 | 243.75 | 80.75 | 15
2022/23 | 244.25 | 80.75 | 18
2022/23 | 244.75 | 80.75 | 17
2022/23 | 245.25 | 80.75 | 13
2022/23 | 245.75 | 80.75 | 14
2022/23 | 246.25 | 80.75 | 23
2022/23 | 246.75 | 80.75 | 6
2022/23 | 247.25 | 80.75 | 18
2022/23 | 247.75 | 80.75 | 10
2022/23 | 248.25 | 80.75 | 18
2022/23 | 248.75 | 80.75 | 9
2022/23 | 249.25 | 80.75 | 14
2022/23 | 249.75 | 80.75 | 13
2022/23 | 250.25 | 80.75 | 18
2022/23 | 250.75 | 80.75 | 18
2022/23 | 251.25 | 80.75 | 10
2022/23 | 251.75 | 80.75 | 20
2022/23 | 252.25 | 80.75 | 19
2022/23 | 252.75 | 80.75 | 11
2022/23 | 253.25 | 80.75 | 8
2022/23 | 253.75 | 80.75 | 8
2022/23 | 254.25 | 80.75 | 7
2022/23 | 254.75 | 80.75 | 9
2022/23 | 255.25 | 80.75 | 12
2022/23 | 255.75 | 80.75 | 10
2022/23 | 256.25 | 80.75 | 8
2022/23 | 256.75 | 80.75 | 10
2022/23 | 257.25 | 80.75 | 9
2022/23 | 257.75 | 80.75 | 11
2022/23 | 258.25 | 80.75 | 9
2022/23 | 258.75 | 80.75 | 7
2022/23 | 259.25 | 80.75 | 9
2022/23 | 259.75 | 80.75 | 10
2022/23 | 260.25 | 80.75 | 10
2022/23 | 260.75 | 80.75 | 11
2022/23 | 261.25 | 80.75 | 13
2022/23 | 261.75 | 80.75 | 13
2022/23 | 262.25 | 80.75 | 11
2022/23 | 262.75 | 80.75 | 9
2022/23 | 263.25 | 80.75 | 9
2022/23 | 263.75 | 80.75 | 14
2022/23 | 264.25 | 80.75 | 12
2022/23 | 264.75 | 80.75 | 9
2022/23 | 265.25 | 80.75 | 9
2022/23 | 265.75 | 80.75 | 7
2022/23 | 266.25 | 80.75 | 3
2022/23 | 266.75 | 80.75 | 8
2022/23 | 267.25 | 80.75 | 6
2022/23 | 267.75 | 80.75 | 7
2022/23 | 268.25 | 80.75 | 9
2022/23 | 268.75 | 80.75 | 10
2022/23 | 269.25 | 80.75 | 12
2022/23 | 269.75 | 80.75 | 10
2022/23 | 270.25 | 80.75 | 5
2022/23 | 270.75 | 80.75 | 7
2022/23 | 271.25 | 80.75 | 5
2022/23 | 271.75 | 80.75 | 11
2022/23 | 272.25 | 80.75 | 6
2022/23 | 272.75 | 80.75 | 4
2022/23 | 273.25 | 80.75 | 11
2022/23 | 273.75 | 80.75 | 5
2022/23 | 274.25 | 80.75 | 4
2022/23 | 274.75 | 80.75 | 9
2022/23 | 275.25 | 80.75 | 10
2022/23 | 275.75 | 80.75 | 10
2022/23 | 276.25 | 80.75 | 7
2022/23 | 276.75 | 80.75 | 8
2022/23 | 277.25 | 80.75 | 5
2022/23 | 277.75 | 80.75 | 3
2022/23 | 278.25 | 80.75 | 10
2022/23 | 278.75 | 80.75 | 6
2022/23 | 279.25 | 80.75 | 11
2022/23 | 279.75 | 80.75 | 5
2022/23 | 280.25 | 80.75 | 2
2022/23 | 280.75 | 80.75 | 8
2022/23 | 281.25 | 80.75 | 3
2022/23 | 281.75 | 80.75 | 2
2022/23 | 282.25 | 80.75 | 6
2022/23 | 282.75 | 80.75 | 5
2022/23 | 283.25 | 80.75 | 6
2022/23 | 283.75 | 80.75 | 5
2022/23 | 284.25 | 80.75 | 7
2022/23 | 284.75 | 80.75 | 5
2022/23 | 285.25 | 80.75 | 3
2022/23 | 285.75 | 80.75 | 6
2022/23 | 286.25 | 80.75 | 5
2022/23 | 286.75 | 80.75 | 6
2022/23 | 287.25 | 80.75 | 3
2022/23 | 287.75 | 80.75 | 5
2022/23 | 288.25 | 80.75 | 5
2022/23 | 288.75 | 80.75 | 4
2022/23 | 289.75 | 80.75 | 3
2022/23 | 290.25 | 80.75 | 3
2022/23 | 290.75 | 80.75 | 6
2022/23 | 291.25 | 80.75 | 5
2022/23 | 291.75 | 80.75 | 2
2022/23 | 292.25 | 80.75 | 1
2022/23 | 292.75 | 80.75 | 4
2022/23 | 293.25 | 80.75 | 7
2022/23 | 293.75 | 80.75 | 5
2022/23 | 294.25 | 80.75 | 7
2022/23 | 294.75 | 80.75 | 2
2022/23 | 295.25 | 80.75 | 4
2022/23 | 295.75 | 80.75 | 2
2022/23 | 296.25 | 80.75 | 2
2022/23 | 296.75 | 80.75 | 2
2022/23 | 297.25 | 80.75 | 1
2022/23 | 297.75 | 80.75 | 2
2022/23 | 298.25 | 80.75 | 5
2022/23 | 298.75 | 80.75 | 6
2022/23 | 299.25 | 80.75 | 3
2022/23 | 299.75 | 80.75 | 2
2022/23 | 300.25 | 80.75 | 3
2022/23 | 300.75 | 80.75 | 4
2022/23 | 301.25 | 80.75 | 2
2022/23 | 301.75 | 80.75 | 2
2022/23 | 302.25 | 80.75 | 4
2022/23 | 302.75 | 80.75 | 7
2022/23 | 303.25 | 80.75 | 4
2022/23 | 303.75 | 80.75 | 2
2022/23 | 304.25 | 80.75 | 2
2022/23 | 304.75 | 80.75 | 7
2022/23 | 305.25 | 80.75 | 2
2022/23 | 305.75 | 80.75 | 6
2022/23 | 306.25 | 80.75 | 4
2022/23 | 306.75 | 80.75 | 3
2022/23 | 307.25 | 80.75 | 3
2022/23 | 307.75 | 80.75 | 1
2022/23 | 308.25 | 80.75 | 3
2022/23 | 308.75 | 80.75 | 2
2022/23 | 309.25 | 80.75 | 3
2022/23 | 309.75 | 80.75 | 2
2022/23 | 310.75 | 80.75 | 2
2022/23 | 311.25 | 80.75 | 4
2022/23 | 311.75 | 80.75 | 4
2022/23 | 312.25 | 80.75 | 2
2022/23 | 312.75 | 80.75 | 2
2022/23 | 313.25 | 80.75 | 3
2022/23 | 313.75 | 80.75 | 1
2022/23 | 315.25 | 80.75 | 1
2022/23 | 316.25 | 80.75 | 1
2022/23 | 317.25 | 80.75 | 1
2022/23 | 317.75 | 80.75 | 3
2022/23 | 318.25 | 80.75 | 1
2022/23 | 318.75 | 80.75 | 1
2022/23 | 319.75 | 80.75 | 2
2022/23 | 320.25 | 80.75 | 2
2022/23 | 320.75 | 80.75 | 1
2022/23 | 321.25 | 80.75 | 3
2022/23 | 321.75 | 80.75 | 1
2022/23 | 322.25 | 80.75 | 1
2022/23 | 322.75 | 80.75 | 3
2022/23 | 323.75 | 80.75 | 1
2022/23 | 324.75 | 80.75 | 4
2022/23 | 325.25 | 80.75 | 2
2022/23 | 325.75 | 80.75 | 2
2022/23 | 326.25 | 80.75 | 3
2022/23 | 328.25 | 80.75 | 1
2022/23 | 328.75 | 80.75 | 3
2022/23 | 329.25 | 80.75 | 1
2022/23 | 329.75 | 80.75 | 2
2022/23 | 330.25 | 80.75 | 1
2022/23 | 331.25 | 80.75 | 3
2022/23 | 331.75 | 80.75 | 2
2022/23 | 333.75 | 80.75 | 1
2022/23 | 336.25 | 80.75 | 1
2022/23 | 336.75 | 80.75 | 2
2022/23 | 337.75 | 80.75 | 1
2022/23 | 338.25 | 80.75 | 1
2022/23 | 339.25 | 80.75 | 1
2022/23 | 340.25 | 80.75 | 1
2022/23 | 340.75 | 80.75 | 2
2022/23 | 341.25 | 80.75 | 1
2022/23 | 342.25 | 80.75 | 1
2022/23 | 342.75 | 80.75 | 1
2022/23 | 344.25 | 80.75 | 1
2022/23 | 344.75 | 80.75 | 1
2022/23 | 345.25 | 80.75 | 1
2022/23 | 345.75 | 80.75 | 1
2022/23 | 346.25 | 80.75 | 1
2022/23 | 348.75 | 80.75 | 1
2022/23 | 351.25 | 80.75 | 3
2022/23 | 351.75 | 80.75 | 1
2022/23 | 352.25 | 80.75 | 1
2022/23 | 354.25 | 80.75 | 1
2022/23 | 355.75 | 80.75 | 1
2022/23 | 356.75 | 80.75 | 1
2022/23 | 360.25 | 80.75 | 2
2022/23 | 360.75 | 80.75 | 1
2022/23 | 361.75 | 80.75 | 1
2022/23 | 362.25 | 80.75 | 1
2022/23 | 362.75 | 80.75 | 1
2022/23 | 363.25 | 80.75 | 1
2022/23 | 364.75 | 80.75 | 1
2022/23 | 365.25 | 80.75 | 1
2022/23 | 369.25 | 80.75 | 1
2022/23 | 370.75 | 80.75 | 1
2022/23 | 373.75 | 80.75 | 1
2022/23 | 374.25 | 80.75 | 1
2022/23 | 375.75 | 80.75 | 1
2022/23 | 383.75 | 80.75 | 1
2022/23 | 386.75 | 80.75 | 1
2022/23 | 392.75 | 80.75 | 1
2022/23 | 394.25 | 80.75 | 1
2022/23 | 117.75 | 81.25 | 2
2022/23 | 119.75 | 81.25 | 1
2022/23 | 121.25 | 81.25 | 1
2022/23 | 122.75 | 81.25 | 3
2022/23 | 123.75 | 81.25 | 1
2022/23 | 124.25 | 81.25 | 1
2022/23 | 124.75 | 81.25 | 3
2022/23 | 125.25 | 81.25 | 2
2022/23 | 125.75 | 81.25 | 2
2022/23 | 126.25 | 81.25 | 4
2022/23 | 126.75 | 81.25 | 4
2022/23 | 127.25 | 81.25 | 7
2022/23 | 128.25 | 81.25 | 2
2022/23 | 128.75 | 81.25 | 8
2022/23 | 129.25 | 81.25 | 3
2022/23 | 129.75 | 81.25 | 7
2022/23 | 130.25 | 81.25 | 8
2022/23 | 130.75 | 81.25 | 5
2022/23 | 131.25 | 81.25 | 5
2022/23 | 131.75 | 81.25 | 6
2022/23 | 132.25 | 81.25 | 6
2022/23 | 132.75 | 81.25 | 13
2022/23 | 133.25 | 81.25 | 10
2022/23 | 133.75 | 81.25 | 15
2022/23 | 134.25 | 81.25 | 15
2022/23 | 134.75 | 81.25 | 19
2022/23 | 135.25 | 81.25 | 20
2022/23 | 135.75 | 81.25 | 18
2022/23 | 136.25 | 81.25 | 15
2022/23 | 136.75 | 81.25 | 19
2022/23 | 137.25 | 81.25 | 19
2022/23 | 137.75 | 81.25 | 27
2022/23 | 138.25 | 81.25 | 22
2022/23 | 138.75 | 81.25 | 43
2022/23 | 139.25 | 81.25 | 27
2022/23 | 139.75 | 81.25 | 31
2022/23 | 140.25 | 81.25 | 41
2022/23 | 140.75 | 81.25 | 35
2022/23 | 141.25 | 81.25 | 43
2022/23 | 141.75 | 81.25 | 42
2022/23 | 142.25 | 81.25 | 38
2022/23 | 142.75 | 81.25 | 49
2022/23 | 143.25 | 81.25 | 54
2022/23 | 143.75 | 81.25 | 40
2022/23 | 144.25 | 81.25 | 50
2022/23 | 144.75 | 81.25 | 50
2022/23 | 145.25 | 81.25 | 67
2022/23 | 145.75 | 81.25 | 69
2022/23 | 146.25 | 81.25 | 72
2022/23 | 146.75 | 81.25 | 77
2022/23 | 147.25 | 81.25 | 80
2022/23 | 147.75 | 81.25 | 87
2022/23 | 148.25 | 81.25 | 98
2022/23 | 148.75 | 81.25 | 84
2022/23 | 149.25 | 81.25 | 80
2022/23 | 149.75 | 81.25 | 108
2022/23 | 150.25 | 81.25 | 94
2022/23 | 150.75 | 81.25 | 93
2022/23 | 151.25 | 81.25 | 112
2022/23 | 151.75 | 81.25 | 116
2022/23 | 152.25 | 81.25 | 97
2022/23 | 152.75 | 81.25 | 120
2022/23 | 153.25 | 81.25 | 108
2022/23 | 153.75 | 81.25 | 129
2022/23 | 154.25 | 81.25 | 124
2022/23 | 154.75 | 81.25 | 132
2022/23 | 155.25 | 81.25 | 133
2022/23 | 155.75 | 81.25 | 146
2022/23 | 156.25 | 81.25 | 158
2022/23 | 156.75 | 81.25 | 124
2022/23 | 157.25 | 81.25 | 161
2022/23 | 157.75 | 81.25 | 146
2022/23 | 158.25 | 81.25 | 131
2022/23 | 158.75 | 81.25 | 147
2022/23 | 159.25 | 81.25 | 161
2022/23 | 159.75 | 81.25 | 168
2022/23 | 160.25 | 81.25 | 180
2022/23 | 160.75 | 81.25 | 152
2022/23 | 161.25 | 81.25 | 142
2022/23 | 161.75 | 81.25 | 161
2022/23 | 162.25 | 81.25 | 174
2022/23 | 162.75 | 81.25 | 169
2022/23 | 163.25 | 81.25 | 168
2022/23 | 163.75 | 81.25 | 157
2022/23 | 164.25 | 81.25 | 168
2022/23 | 164.75 | 81.25 | 173
2022/23 | 165.25 | 81.25 | 196
2022/23 | 165.75 | 81.25 | 210
2022/23 | 166.25 | 81.25 | 203
2022/23 | 166.75 | 81.25 | 152
2022/23 | 167.25 | 81.25 | 184
2022/23 | 167.75 | 81.25 | 150
2022/23 | 168.25 | 81.25 | 198
2022/23 | 168.75 | 81.25 | 185
2022/23 | 169.25 | 81.25 | 174
2022/23 | 169.75 | 81.25 | 169
2022/23 | 170.25 | 81.25 | 192
2022/23 | 170.75 | 81.25 | 188
2022/23 | 171.25 | 81.25 | 214
2022/23 | 171.75 | 81.25 | 180
2022/23 | 172.25 | 81.25 | 199
2022/23 | 172.75 | 81.25 | 166
2022/23 | 173.25 | 81.25 | 185
2022/23 | 173.75 | 81.25 | 193
2022/23 | 174.25 | 81.25 | 173
2022/23 | 174.75 | 81.25 | 151
2022/23 | 175.25 | 81.25 | 163
2022/23 | 175.75 | 81.25 | 154
2022/23 | 176.25 | 81.25 | 165
2022/23 | 176.75 | 81.25 | 164
2022/23 | 177.25 | 81.25 | 171
2022/23 | 177.75 | 81.25 | 172
2022/23 | 178.25 | 81.25 | 168
2022/23 | 178.75 | 81.25 | 172
2022/23 | 179.25 | 81.25 | 178
2022/23 | 179.75 | 81.25 | 176
2022/23 | 180.25 | 81.25 | 160
2022/23 | 180.75 | 81.25 | 156
2022/23 | 181.25 | 81.25 | 160
2022/23 | 181.75 | 81.25 | 136
2022/23 | 182.25 | 81.25 | 169
2022/23 | 182.75 | 81.25 | 177
2022/23 | 183.25 | 81.25 | 150
2022/23 | 183.75 | 81.25 | 165
2022/23 | 184.25 | 81.25 | 158
2022/23 | 184.75 | 81.25 | 148
2022/23 | 185.25 | 81.25 | 162
2022/23 | 185.75 | 81.25 | 130
2022/23 | 186.25 | 81.25 | 136
2022/23 | 186.75 | 81.25 | 137
2022/23 | 187.25 | 81.25 | 143
2022/23 | 187.75 | 81.25 | 143
2022/23 | 188.25 | 81.25 | 132
2022/23 | 188.75 | 81.25 | 129
2022/23 | 189.25 | 81.25 | 146
2022/23 | 189.75 | 81.25 | 132
2022/23 | 190.25 | 81.25 | 108
2022/23 | 190.75 | 81.25 | 102
2022/23 | 191.25 | 81.25 | 112
2022/23 | 191.75 | 81.25 | 117
2022/23 | 192.25 | 81.25 | 102
2022/23 | 192.75 | 81.25 | 117
2022/23 | 193.25 | 81.25 | 110
2022/23 | 193.75 | 81.25 | 105
2022/23 | 194.25 | 81.25 | 114
2022/23 | 194.75 | 81.25 | 102
2022/23 | 195.25 | 81.25 | 105
2022/23 | 195.75 | 81.25 | 102
2022/23 | 196.25 | 81.25 | 111
2022/23 | 196.75 | 81.25 | 91
2022/23 | 197.25 | 81.25 | 104
2022/23 | 197.75 | 81.25 | 95
2022/23 | 198.25 | 81.25 | 86
2022/23 | 198.75 | 81.25 | 94
2022/23 | 199.25 | 81.25 | 104
2022/23 | 199.75 | 81.25 | 86
2022/23 | 200.25 | 81.25 | 80
2022/23 | 200.75 | 81.25 | 78
2022/23 | 201.25 | 81.25 | 88
2022/23 | 201.75 | 81.25 | 82
2022/23 | 202.25 | 81.25 | 81
2022/23 | 202.75 | 81.25 | 74
2022/23 | 203.25 | 81.25 | 81
2022/23 | 203.75 | 81.25 | 72
2022/23 | 204.25 | 81.25 | 70
2022/23 | 204.75 | 81.25 | 71
2022/23 | 205.25 | 81.25 | 65
2022/23 | 205.75 | 81.25 | 64
2022/23 | 206.25 | 81.25 | 63
2022/23 | 206.75 | 81.25 | 49
2022/23 | 207.25 | 81.25 | 61
2022/23 | 207.75 | 81.25 | 57
2022/23 | 208.25 | 81.25 | 64
2022/23 | 208.75 | 81.25 | 61
2022/23 | 209.25 | 81.25 | 64
2022/23 | 209.75 | 81.25 | 55
2022/23 | 210.25 | 81.25 | 49
2022/23 | 210.75 | 81.25 | 62
2022/23 | 211.25 | 81.25 | 58
2022/23 | 211.75 | 81.25 | 63
2022/23 | 212.25 | 81.25 | 52
2022/23 | 212.75 | 81.25 | 50
2022/23 | 213.25 | 81.25 | 59
2022/23 | 213.75 | 81.25 | 57
2022/23 | 214.25 | 81.25 | 38
2022/23 | 214.75 | 81.25 | 38
2022/23 | 215.25 | 81.25 | 54
2022/23 | 215.75 | 81.25 | 45
2022/23 | 216.25 | 81.25 | 45
2022/23 | 216.75 | 81.25 | 40
2022/23 | 217.25 | 81.25 | 47
2022/23 | 217.75 | 81.25 | 42
2022/23 | 218.25 | 81.25 | 41
2022/23 | 218.75 | 81.25 | 43
2022/23 | 219.25 | 81.25 | 49
2022/23 | 219.75 | 81.25 | 41
2022/23 | 220.25 | 81.25 | 42
2022/23 | 220.75 | 81.25 | 34
2022/23 | 221.25 | 81.25 | 33
2022/23 | 221.75 | 81.25 | 45
2022/23 | 222.25 | 81.25 | 30
2022/23 | 222.75 | 81.25 | 45
2022/23 | 223.25 | 81.25 | 32
2022/23 | 223.75 | 81.25 | 35
2022/23 | 224.25 | 81.25 | 41
2022/23 | 224.75 | 81.25 | 27
2022/23 | 225.25 | 81.25 | 26
2022/23 | 225.75 | 81.25 | 27
2022/23 | 226.25 | 81.25 | 29
2022/23 | 226.75 | 81.25 | 26
2022/23 | 227.25 | 81.25 | 26
2022/23 | 227.75 | 81.25 | 28
2022/23 | 228.25 | 81.25 | 32
2022/23 | 228.75 | 81.25 | 24
2022/23 | 229.25 | 81.25 | 30
2022/23 | 229.75 | 81.25 | 27
2022/23 | 230.25 | 81.25 | 25
2022/23 | 230.75 | 81.25 | 27
2022/23 | 231.25 | 81.25 | 23
2022/23 | 231.75 | 81.25 | 25
2022/23 | 232.25 | 81.25 | 31
2022/23 | 232.75 | 81.25 | 20
2022/23 | 233.25 | 81.25 | 15
2022/23 | 233.75 | 81.25 | 24
2022/23 | 234.25 | 81.25 | 16
2022/23 | 234.75 | 81.25 | 20
2022/23 | 235.25 | 81.25 | 22
2022/23 | 235.75 | 81.25 | 23
2022/23 | 236.25 | 81.25 | 14
2022/23 | 236.75 | 81.25 | 20
2022/23 | 237.25 | 81.25 | 19
2022/23 | 237.75 | 81.25 | 17
2022/23 | 238.25 | 81.25 | 13
2022/23 | 238.75 | 81.25 | 18
2022/23 | 239.25 | 81.25 | 14
2022/23 | 239.75 | 81.25 | 15
2022/23 | 240.25 | 81.25 | 12
2022/23 | 240.75 | 81.25 | 20
2022/23 | 241.25 | 81.25 | 22
2022/23 | 241.75 | 81.25 | 16
2022/23 | 242.25 | 81.25 | 19
2022/23 | 242.75 | 81.25 | 14
2022/23 | 243.25 | 81.25 | 22
2022/23 | 243.75 | 81.25 | 11
2022/23 | 244.25 | 81.25 | 9
2022/23 | 244.75 | 81.25 | 14
2022/23 | 245.25 | 81.25 | 19
2022/23 | 245.75 | 81.25 | 11
2022/23 | 246.25 | 81.25 | 16
2022/23 | 246.75 | 81.25 | 23
2022/23 | 247.25 | 81.25 | 16
2022/23 | 247.75 | 81.25 | 10
2022/23 | 248.25 | 81.25 | 11
2022/23 | 248.75 | 81.25 | 12
2022/23 | 249.25 | 81.25 | 18
2022/23 | 249.75 | 81.25 | 12
2022/23 | 250.25 | 81.25 | 13
2022/23 | 250.75 | 81.25 | 13
2022/23 | 251.25 | 81.25 | 14
2022/23 | 251.75 | 81.25 | 13
2022/23 | 252.25 | 81.25 | 19
2022/23 | 252.75 | 81.25 | 18
2022/23 | 253.25 | 81.25 | 12
2022/23 | 253.75 | 81.25 | 11
2022/23 | 254.25 | 81.25 | 13
2022/23 | 254.75 | 81.25 | 13
2022/23 | 255.25 | 81.25 | 11
2022/23 | 255.75 | 81.25 | 12
2022/23 | 256.25 | 81.25 | 11
2022/23 | 256.75 | 81.25 | 12
2022/23 | 257.25 | 81.25 | 8
2022/23 | 257.75 | 81.25 | 10
2022/23 | 258.25 | 81.25 | 7
2022/23 | 258.75 | 81.25 | 10
2022/23 | 259.25 | 81.25 | 13
2022/23 | 259.75 | 81.25 | 11
2022/23 | 260.25 | 81.25 | 5
2022/23 | 260.75 | 81.25 | 2
2022/23 | 261.25 | 81.25 | 12
2022/23 | 261.75 | 81.25 | 6
2022/23 | 262.25 | 81.25 | 9
2022/23 | 262.75 | 81.25 | 8
2022/23 | 263.25 | 81.25 | 9
2022/23 | 263.75 | 81.25 | 11
2022/23 | 264.25 | 81.25 | 15
2022/23 | 264.75 | 81.25 | 8
2022/23 | 265.25 | 81.25 | 5
2022/23 | 265.75 | 81.25 | 11
2022/23 | 266.25 | 81.25 | 9
2022/23 | 266.75 | 81.25 | 8
2022/23 | 267.25 | 81.25 | 5
2022/23 | 267.75 | 81.25 | 7
2022/23 | 268.25 | 81.25 | 8
2022/23 | 268.75 | 81.25 | 7
2022/23 | 269.25 | 81.25 | 5
2022/23 | 269.75 | 81.25 | 8
2022/23 | 270.25 | 81.25 | 13
2022/23 | 270.75 | 81.25 | 5
2022/23 | 271.25 | 81.25 | 8
2022/23 | 271.75 | 81.25 | 7
2022/23 | 272.25 | 81.25 | 4
2022/23 | 272.75 | 81.25 | 5
2022/23 | 273.25 | 81.25 | 7
2022/23 | 273.75 | 81.25 | 6
2022/23 | 274.25 | 81.25 | 9
2022/23 | 274.75 | 81.25 | 6
2022/23 | 275.25 | 81.25 | 9
2022/23 | 275.75 | 81.25 | 8
2022/23 | 276.25 | 81.25 | 5
2022/23 | 276.75 | 81.25 | 11
2022/23 | 277.25 | 81.25 | 4
2022/23 | 277.75 | 81.25 | 9
2022/23 | 278.25 | 81.25 | 4
2022/23 | 278.75 | 81.25 | 9
2022/23 | 279.25 | 81.25 | 7
2022/23 | 279.75 | 81.25 | 4
2022/23 | 280.25 | 81.25 | 7
2022/23 | 280.75 | 81.25 | 7
2022/23 | 281.25 | 81.25 | 7
2022/23 | 281.75 | 81.25 | 6
2022/23 | 282.25 | 81.25 | 4
2022/23 | 282.75 | 81.25 | 6
2022/23 | 283.25 | 81.25 | 7
2022/23 | 283.75 | 81.25 | 5
2022/23 | 284.25 | 81.25 | 3
2022/23 | 284.75 | 81.25 | 5
2022/23 | 285.25 | 81.25 | 4
2022/23 | 285.75 | 81.25 | 8
2022/23 | 286.25 | 81.25 | 5
2022/23 | 286.75 | 81.25 | 10
2022/23 | 287.25 | 81.25 | 9
2022/23 | 287.75 | 81.25 | 9
2022/23 | 288.75 | 81.25 | 10
2022/23 | 289.25 | 81.25 | 6
2022/23 | 289.75 | 81.25 | 4
2022/23 | 290.25 | 81.25 | 1
2022/23 | 290.75 | 81.25 | 5
2022/23 | 291.25 | 81.25 | 8
2022/23 | 291.75 | 81.25 | 4
2022/23 | 292.25 | 81.25 | 3
2022/23 | 292.75 | 81.25 | 5
2022/23 | 293.25 | 81.25 | 6
2022/23 | 293.75 | 81.25 | 2
2022/23 | 294.25 | 81.25 | 3
2022/23 | 294.75 | 81.25 | 3
2022/23 | 295.25 | 81.25 | 8
2022/23 | 295.75 | 81.25 | 2
2022/23 | 296.25 | 81.25 | 3
2022/23 | 296.75 | 81.25 | 3
2022/23 | 297.25 | 81.25 | 3
2022/23 | 297.75 | 81.25 | 3
2022/23 | 298.25 | 81.25 | 6
2022/23 | 298.75 | 81.25 | 4
2022/23 | 299.25 | 81.25 | 3
2022/23 | 299.75 | 81.25 | 5
2022/23 | 300.25 | 81.25 | 4
2022/23 | 300.75 | 81.25 | 2
2022/23 | 301.25 | 81.25 | 3
2022/23 | 302.25 | 81.25 | 2
2022/23 | 302.75 | 81.25 | 2
2022/23 | 303.25 | 81.25 | 3
2022/23 | 303.75 | 81.25 | 1
2022/23 | 304.25 | 81.25 | 3
2022/23 | 304.75 | 81.25 | 3
2022/23 | 305.25 | 81.25 | 2
2022/23 | 305.75 | 81.25 | 4
2022/23 | 306.25 | 81.25 | 3
2022/23 | 306.75 | 81.25 | 3
2022/23 | 307.25 | 81.25 | 3
2022/23 | 307.75 | 81.25 | 1
2022/23 | 308.25 | 81.25 | 2
2022/23 | 308.75 | 81.25 | 5
2022/23 | 309.25 | 81.25 | 2
2022/23 | 309.75 | 81.25 | 3
2022/23 | 310.25 | 81.25 | 1
2022/23 | 310.75 | 81.25 | 2
2022/23 | 311.25 | 81.25 | 3
2022/23 | 311.75 | 81.25 | 1
2022/23 | 312.25 | 81.25 | 4
2022/23 | 312.75 | 81.25 | 2
2022/23 | 313.25 | 81.25 | 2
2022/23 | 314.25 | 81.25 | 1
2022/23 | 314.75 | 81.25 | 1
2022/23 | 315.25 | 81.25 | 1
2022/23 | 315.75 | 81.25 | 3
2022/23 | 316.25 | 81.25 | 4
2022/23 | 316.75 | 81.25 | 2
2022/23 | 317.25 | 81.25 | 2
2022/23 | 317.75 | 81.25 | 1
2022/23 | 318.25 | 81.25 | 3
2022/23 | 318.75 | 81.25 | 3
2022/23 | 319.25 | 81.25 | 3
2022/23 | 319.75 | 81.25 | 3
2022/23 | 320.25 | 81.25 | 3
2022/23 | 320.75 | 81.25 | 2
2022/23 | 321.25 | 81.25 | 1
2022/23 | 321.75 | 81.25 | 2
2022/23 | 322.25 | 81.25 | 2
2022/23 | 323.25 | 81.25 | 1
2022/23 | 324.25 | 81.25 | 1
2022/23 | 324.75 | 81.25 | 1
2022/23 | 325.25 | 81.25 | 1
2022/23 | 326.25 | 81.25 | 2
2022/23 | 326.75 | 81.25 | 2
2022/23 | 327.25 | 81.25 | 1
2022/23 | 328.25 | 81.25 | 1
2022/23 | 328.75 | 81.25 | 1
2022/23 | 329.25 | 81.25 | 1
2022/23 | 329.75 | 81.25 | 1
2022/23 | 330.25 | 81.25 | 2
2022/23 | 331.25 | 81.25 | 1
2022/23 | 333.25 | 81.25 | 2
2022/23 | 333.75 | 81.25 | 2
2022/23 | 334.25 | 81.25 | 1
2022/23 | 334.75 | 81.25 | 4
2022/23 | 335.25 | 81.25 | 1
2022/23 | 336.25 | 81.25 | 1
2022/23 | 336.75 | 81.25 | 1
2022/23 | 337.25 | 81.25 | 1
2022/23 | 337.75 | 81.25 | 1
2022/23 | 339.25 | 81.25 | 1
2022/23 | 339.75 | 81.25 | 1
2022/23 | 340.75 | 81.25 | 2
2022/23 | 342.25 | 81.25 | 1
2022/23 | 342.75 | 81.25 | 1
2022/23 | 343.75 | 81.25 | 1
2022/23 | 344.25 | 81.25 | 1
2022/23 | 346.25 | 81.25 | 1
2022/23 | 346.75 | 81.25 | 1
2022/23 | 348.25 | 81.25 | 2
2022/23 | 349.25 | 81.25 | 1
2022/23 | 351.25 | 81.25 | 1
2022/23 | 351.75 | 81.25 | 2
2022/23 | 353.25 | 81.25 | 1
2022/23 | 353.75 | 81.25 | 2
2022/23 | 354.75 | 81.25 | 1
2022/23 | 361.25 | 81.25 | 1
2022/23 | 362.75 | 81.25 | 1
2022/23 | 366.25 | 81.25 | 1
2022/23 | 367.75 | 81.25 | 1
2022/23 | 371.25 | 81.25 | 1
2022/23 | 373.25 | 81.25 | 1
2022/23 | 373.75 | 81.25 | 2
2022/23 | 376.25 | 81.25 | 1
2022/23 | 379.25 | 81.25 | 1
2022/23 | 380.75 | 81.25 | 1
2022/23 | 382.25 | 81.25 | 1
2022/23 | 384.75 | 81.25 | 2
2022/23 | 386.25 | 81.25 | 1
2022/23 | 386.75 | 81.25 | 1
2022/23 | 401.75 | 81.25 | 1
2022/23 | 410.25 | 81.25 | 1
2022/23 | 414.75 | 81.25 | 1
2022/23 | 420.75 | 81.25 | 1
2022/23 | 118.75 | 81.75 | 1
2022/23 | 119.25 | 81.75 | 2
2022/23 | 122.75 | 81.75 | 2
2022/23 | 123.25 | 81.75 | 1
2022/23 | 124.25 | 81.75 | 3
2022/23 | 124.75 | 81.75 | 1
2022/23 | 125.25 | 81.75 | 1
2022/23 | 125.75 | 81.75 | 3
2022/23 | 126.25 | 81.75 | 5
2022/23 | 127.25 | 81.75 | 7
2022/23 | 128.25 | 81.75 | 2
2022/23 | 128.75 | 81.75 | 3
2022/23 | 129.25 | 81.75 | 5
2022/23 | 129.75 | 81.75 | 5
2022/23 | 130.25 | 81.75 | 11
2022/23 | 130.75 | 81.75 | 6
2022/23 | 131.25 | 81.75 | 4
2022/23 | 131.75 | 81.75 | 7
2022/23 | 132.25 | 81.75 | 6
2022/23 | 132.75 | 81.75 | 11
2022/23 | 133.25 | 81.75 | 8
2022/23 | 133.75 | 81.75 | 17
2022/23 | 134.25 | 81.75 | 11
2022/23 | 134.75 | 81.75 | 9
2022/23 | 135.25 | 81.75 | 9
2022/23 | 135.75 | 81.75 | 14
2022/23 | 136.25 | 81.75 | 17
2022/23 | 136.75 | 81.75 | 19
2022/23 | 137.25 | 81.75 | 18
2022/23 | 137.75 | 81.75 | 19
2022/23 | 138.25 | 81.75 | 25
2022/23 | 138.75 | 81.75 | 26
2022/23 | 139.25 | 81.75 | 18
2022/23 | 139.75 | 81.75 | 19
2022/23 | 140.25 | 81.75 | 21
2022/23 | 140.75 | 81.75 | 39
2022/23 | 141.25 | 81.75 | 31
2022/23 | 141.75 | 81.75 | 50
2022/23 | 142.25 | 81.75 | 39
2022/23 | 142.75 | 81.75 | 48
2022/23 | 143.25 | 81.75 | 42
2022/23 | 143.75 | 81.75 | 40
2022/23 | 144.25 | 81.75 | 53
2022/23 | 144.75 | 81.75 | 56
2022/23 | 145.25 | 81.75 | 30
2022/23 | 145.75 | 81.75 | 67
2022/23 | 146.25 | 81.75 | 55
2022/23 | 146.75 | 81.75 | 68
2022/23 | 147.25 | 81.75 | 67
2022/23 | 147.75 | 81.75 | 63
2022/23 | 148.25 | 81.75 | 67
2022/23 | 148.75 | 81.75 | 68
2022/23 | 149.25 | 81.75 | 80
2022/23 | 149.75 | 81.75 | 90
2022/23 | 150.25 | 81.75 | 81
2022/23 | 150.75 | 81.75 | 94
2022/23 | 151.25 | 81.75 | 105
2022/23 | 151.75 | 81.75 | 111
2022/23 | 152.25 | 81.75 | 103
2022/23 | 152.75 | 81.75 | 105
2022/23 | 153.25 | 81.75 | 105
2022/23 | 153.75 | 81.75 | 124
2022/23 | 154.25 | 81.75 | 124
2022/23 | 154.75 | 81.75 | 133
2022/23 | 155.25 | 81.75 | 124
2022/23 | 155.75 | 81.75 | 130
2022/23 | 156.25 | 81.75 | 142
2022/23 | 156.75 | 81.75 | 136
2022/23 | 157.25 | 81.75 | 149
2022/23 | 157.75 | 81.75 | 157
2022/23 | 158.25 | 81.75 | 145
2022/23 | 158.75 | 81.75 | 142
2022/23 | 159.25 | 81.75 | 158
2022/23 | 159.75 | 81.75 | 150
2022/23 | 160.25 | 81.75 | 181
2022/23 | 160.75 | 81.75 | 159
2022/23 | 161.25 | 81.75 | 170
2022/23 | 161.75 | 81.75 | 179
2022/23 | 162.25 | 81.75 | 135
2022/23 | 162.75 | 81.75 | 155
2022/23 | 163.25 | 81.75 | 181
2022/23 | 163.75 | 81.75 | 177
2022/23 | 164.25 | 81.75 | 179
2022/23 | 164.75 | 81.75 | 205
2022/23 | 165.25 | 81.75 | 182
2022/23 | 165.75 | 81.75 | 155
2022/23 | 166.25 | 81.75 | 175
2022/23 | 166.75 | 81.75 | 209
2022/23 | 167.25 | 81.75 | 201
2022/23 | 167.75 | 81.75 | 186
2022/23 | 168.25 | 81.75 | 207
2022/23 | 168.75 | 81.75 | 193
2022/23 | 169.25 | 81.75 | 180
2022/23 | 169.75 | 81.75 | 187
2022/23 | 170.25 | 81.75 | 171
2022/23 | 170.75 | 81.75 | 207
2022/23 | 171.25 | 81.75 | 177
2022/23 | 171.75 | 81.75 | 185
2022/23 | 172.25 | 81.75 | 177
2022/23 | 172.75 | 81.75 | 189
2022/23 | 173.25 | 81.75 | 200
2022/23 | 173.75 | 81.75 | 155
2022/23 | 174.25 | 81.75 | 207
2022/23 | 174.75 | 81.75 | 204
2022/23 | 175.25 | 81.75 | 177
2022/23 | 175.75 | 81.75 | 179
2022/23 | 176.25 | 81.75 | 191
2022/23 | 176.75 | 81.75 | 169
2022/23 | 177.25 | 81.75 | 155
2022/23 | 177.75 | 81.75 | 171
2022/23 | 178.25 | 81.75 | 176
2022/23 | 178.75 | 81.75 | 180
2022/23 | 179.25 | 81.75 | 162
2022/23 | 179.75 | 81.75 | 171
2022/23 | 180.25 | 81.75 | 184
2022/23 | 180.75 | 81.75 | 164
2022/23 | 181.25 | 81.75 | 186
2022/23 | 181.75 | 81.75 | 161
2022/23 | 182.25 | 81.75 | 168
2022/23 | 182.75 | 81.75 | 158
2022/23 | 183.25 | 81.75 | 161
2022/23 | 183.75 | 81.75 | 155
2022/23 | 184.25 | 81.75 | 164
2022/23 | 184.75 | 81.75 | 126
2022/23 | 185.25 | 81.75 | 148
2022/23 | 185.75 | 81.75 | 152
2022/23 | 186.25 | 81.75 | 144
2022/23 | 186.75 | 81.75 | 157
2022/23 | 187.25 | 81.75 | 159
2022/23 | 187.75 | 81.75 | 149
2022/23 | 188.25 | 81.75 | 133
2022/23 | 188.75 | 81.75 | 140
2022/23 | 189.25 | 81.75 | 144
2022/23 | 189.75 | 81.75 | 119
2022/23 | 190.25 | 81.75 | 133
2022/23 | 190.75 | 81.75 | 105
2022/23 | 191.25 | 81.75 | 144
2022/23 | 191.75 | 81.75 | 109
2022/23 | 192.25 | 81.75 | 121
2022/23 | 192.75 | 81.75 | 134
2022/23 | 193.25 | 81.75 | 115
2022/23 | 193.75 | 81.75 | 113
2022/23 | 194.25 | 81.75 | 111
2022/23 | 194.75 | 81.75 | 107
2022/23 | 195.25 | 81.75 | 107
2022/23 | 195.75 | 81.75 | 100
2022/23 | 196.25 | 81.75 | 91
2022/23 | 196.75 | 81.75 | 97
2022/23 | 197.25 | 81.75 | 117
2022/23 | 197.75 | 81.75 | 107
2022/23 | 198.25 | 81.75 | 81
2022/23 | 198.75 | 81.75 | 95
2022/23 | 199.25 | 81.75 | 85
2022/23 | 199.75 | 81.75 | 91
2022/23 | 200.25 | 81.75 | 91
2022/23 | 200.75 | 81.75 | 81
2022/23 | 201.25 | 81.75 | 88
2022/23 | 201.75 | 81.75 | 82
2022/23 | 202.25 | 81.75 | 82
2022/23 | 202.75 | 81.75 | 66
2022/23 | 203.25 | 81.75 | 75
2022/23 | 203.75 | 81.75 | 85
2022/23 | 204.25 | 81.75 | 82
2022/23 | 204.75 | 81.75 | 68
2022/23 | 205.25 | 81.75 | 76
2022/23 | 205.75 | 81.75 | 66
2022/23 | 206.25 | 81.75 | 78
2022/23 | 206.75 | 81.75 | 62
2022/23 | 207.25 | 81.75 | 77
2022/23 | 207.75 | 81.75 | 71
2022/23 | 208.25 | 81.75 | 73
2022/23 | 208.75 | 81.75 | 62
2022/23 | 209.25 | 81.75 | 62
2022/23 | 209.75 | 81.75 | 68
2022/23 | 210.25 | 81.75 | 47
2022/23 | 210.75 | 81.75 | 67
2022/23 | 211.25 | 81.75 | 58
2022/23 | 211.75 | 81.75 | 47
2022/23 | 212.25 | 81.75 | 58
2022/23 | 212.75 | 81.75 | 54
2022/23 | 213.25 | 81.75 | 53
2022/23 | 213.75 | 81.75 | 55
2022/23 | 214.25 | 81.75 | 53
2022/23 | 214.75 | 81.75 | 51
2022/23 | 215.25 | 81.75 | 41
2022/23 | 215.75 | 81.75 | 52
2022/23 | 216.25 | 81.75 | 44
2022/23 | 216.75 | 81.75 | 53
2022/23 | 217.25 | 81.75 | 45
2022/23 | 217.75 | 81.75 | 39
2022/23 | 218.25 | 81.75 | 37
2022/23 | 218.75 | 81.75 | 34
2022/23 | 219.25 | 81.75 | 41
2022/23 | 219.75 | 81.75 | 31
2022/23 | 220.25 | 81.75 | 44
2022/23 | 220.75 | 81.75 | 35
2022/23 | 221.25 | 81.75 | 35
2022/23 | 221.75 | 81.75 | 32
2022/23 | 222.25 | 81.75 | 40
2022/23 | 222.75 | 81.75 | 28
2022/23 | 223.25 | 81.75 | 24
2022/23 | 223.75 | 81.75 | 30
2022/23 | 224.25 | 81.75 | 36
2022/23 | 224.75 | 81.75 | 36
2022/23 | 225.25 | 81.75 | 36
2022/23 | 225.75 | 81.75 | 35
2022/23 | 226.25 | 81.75 | 29
2022/23 | 226.75 | 81.75 | 31
2022/23 | 227.25 | 81.75 | 25
2022/23 | 227.75 | 81.75 | 34
2022/23 | 228.25 | 81.75 | 27
2022/23 | 228.75 | 81.75 | 30
2022/23 | 229.25 | 81.75 | 32
2022/23 | 229.75 | 81.75 | 23
2022/23 | 230.25 | 81.75 | 17
2022/23 | 230.75 | 81.75 | 26
2022/23 | 231.25 | 81.75 | 26
2022/23 | 231.75 | 81.75 | 29
2022/23 | 232.25 | 81.75 | 22
2022/23 | 232.75 | 81.75 | 26
2022/23 | 233.25 | 81.75 | 23
2022/23 | 233.75 | 81.75 | 25
2022/23 | 234.25 | 81.75 | 22
2022/23 | 234.75 | 81.75 | 26
2022/23 | 235.25 | 81.75 | 24
2022/23 | 235.75 | 81.75 | 26
2022/23 | 236.25 | 81.75 | 21
2022/23 | 236.75 | 81.75 | 24
2022/23 | 237.25 | 81.75 | 18
2022/23 | 237.75 | 81.75 | 28
2022/23 | 238.25 | 81.75 | 13
2022/23 | 238.75 | 81.75 | 27
2022/23 | 239.25 | 81.75 | 15
2022/23 | 239.75 | 81.75 | 27
2022/23 | 240.25 | 81.75 | 22
2022/23 | 240.75 | 81.75 | 17
2022/23 | 241.25 | 81.75 | 14
2022/23 | 241.75 | 81.75 | 19
2022/23 | 242.25 | 81.75 | 16
2022/23 | 242.75 | 81.75 | 21
2022/23 | 243.25 | 81.75 | 22
2022/23 | 243.75 | 81.75 | 10
2022/23 | 244.25 | 81.75 | 14
2022/23 | 244.75 | 81.75 | 14
2022/23 | 245.25 | 81.75 | 12
2022/23 | 245.75 | 81.75 | 21
2022/23 | 246.25 | 81.75 | 14
2022/23 | 246.75 | 81.75 | 16
2022/23 | 247.25 | 81.75 | 16
2022/23 | 247.75 | 81.75 | 16
2022/23 | 248.25 | 81.75 | 18
2022/23 | 248.75 | 81.75 | 13
2022/23 | 249.25 | 81.75 | 13
2022/23 | 249.75 | 81.75 | 14
2022/23 | 250.25 | 81.75 | 10
2022/23 | 250.75 | 81.75 | 21
2022/23 | 251.25 | 81.75 | 8
2022/23 | 251.75 | 81.75 | 12
2022/23 | 252.25 | 81.75 | 21
2022/23 | 252.75 | 81.75 | 11
2022/23 | 253.25 | 81.75 | 19
2022/23 | 253.75 | 81.75 | 13
2022/23 | 254.25 | 81.75 | 11
2022/23 | 254.75 | 81.75 | 13
2022/23 | 255.25 | 81.75 | 12
2022/23 | 255.75 | 81.75 | 13
2022/23 | 256.25 | 81.75 | 14
2022/23 | 256.75 | 81.75 | 13
2022/23 | 257.25 | 81.75 | 12
2022/23 | 257.75 | 81.75 | 15
2022/23 | 258.25 | 81.75 | 13
2022/23 | 258.75 | 81.75 | 8
2022/23 | 259.25 | 81.75 | 11
2022/23 | 259.75 | 81.75 | 20
2022/23 | 260.25 | 81.75 | 6
2022/23 | 260.75 | 81.75 | 13
2022/23 | 261.25 | 81.75 | 15
2022/23 | 261.75 | 81.75 | 8
2022/23 | 262.25 | 81.75 | 10
2022/23 | 262.75 | 81.75 | 11
2022/23 | 263.25 | 81.75 | 6
2022/23 | 263.75 | 81.75 | 10
2022/23 | 264.25 | 81.75 | 12
2022/23 | 264.75 | 81.75 | 6
2022/23 | 265.25 | 81.75 | 12
2022/23 | 265.75 | 81.75 | 11
2022/23 | 266.25 | 81.75 | 14
2022/23 | 266.75 | 81.75 | 7
2022/23 | 267.25 | 81.75 | 7
2022/23 | 267.75 | 81.75 | 14
2022/23 | 268.25 | 81.75 | 20
2022/23 | 268.75 | 81.75 | 7
2022/23 | 269.25 | 81.75 | 4
2022/23 | 269.75 | 81.75 | 10
2022/23 | 270.25 | 81.75 | 6
2022/23 | 270.75 | 81.75 | 13
2022/23 | 271.25 | 81.75 | 13
2022/23 | 271.75 | 81.75 | 8
2022/23 | 272.25 | 81.75 | 7
2022/23 | 272.75 | 81.75 | 11
2022/23 | 273.25 | 81.75 | 10
2022/23 | 273.75 | 81.75 | 8
2022/23 | 274.25 | 81.75 | 6
2022/23 | 274.75 | 81.75 | 6
2022/23 | 275.25 | 81.75 | 13
2022/23 | 275.75 | 81.75 | 9
2022/23 | 276.25 | 81.75 | 8
2022/23 | 276.75 | 81.75 | 10
2022/23 | 277.25 | 81.75 | 3
2022/23 | 277.75 | 81.75 | 4
2022/23 | 278.25 | 81.75 | 13
2022/23 | 278.75 | 81.75 | 8
2022/23 | 279.25 | 81.75 | 8
2022/23 | 279.75 | 81.75 | 7
2022/23 | 280.25 | 81.75 | 6
2022/23 | 280.75 | 81.75 | 6
2022/23 | 281.25 | 81.75 | 4
2022/23 | 281.75 | 81.75 | 8
2022/23 | 282.25 | 81.75 | 7
2022/23 | 282.75 | 81.75 | 8
2022/23 | 283.25 | 81.75 | 8
2022/23 | 283.75 | 81.75 | 5
2022/23 | 284.25 | 81.75 | 2
2022/23 | 284.75 | 81.75 | 5
2022/23 | 285.25 | 81.75 | 3
2022/23 | 285.75 | 81.75 | 7
2022/23 | 286.25 | 81.75 | 7
2022/23 | 286.75 | 81.75 | 9
2022/23 | 287.25 | 81.75 | 6
2022/23 | 287.75 | 81.75 | 9
2022/23 | 288.25 | 81.75 | 2
2022/23 | 288.75 | 81.75 | 8
2022/23 | 289.25 | 81.75 | 4
2022/23 | 289.75 | 81.75 | 3
2022/23 | 290.25 | 81.75 | 5
2022/23 | 290.75 | 81.75 | 7
2022/23 | 291.25 | 81.75 | 2
2022/23 | 291.75 | 81.75 | 6
2022/23 | 292.25 | 81.75 | 6
2022/23 | 292.75 | 81.75 | 7
2022/23 | 293.25 | 81.75 | 4
2022/23 | 293.75 | 81.75 | 6
2022/23 | 294.25 | 81.75 | 3
2022/23 | 294.75 | 81.75 | 2
2022/23 | 295.25 | 81.75 | 3
2022/23 | 295.75 | 81.75 | 3
2022/23 | 296.25 | 81.75 | 8
2022/23 | 296.75 | 81.75 | 5
2022/23 | 297.25 | 81.75 | 7
2022/23 | 297.75 | 81.75 | 4
2022/23 | 298.25 | 81.75 | 3
2022/23 | 298.75 | 81.75 | 5
2022/23 | 299.25 | 81.75 | 6
2022/23 | 299.75 | 81.75 | 4
2022/23 | 300.25 | 81.75 | 2
2022/23 | 300.75 | 81.75 | 3
2022/23 | 301.25 | 81.75 | 3
2022/23 | 301.75 | 81.75 | 3
2022/23 | 302.25 | 81.75 | 1
2022/23 | 302.75 | 81.75 | 4
2022/23 | 303.25 | 81.75 | 1
2022/23 | 303.75 | 81.75 | 6
2022/23 | 304.25 | 81.75 | 2
2022/23 | 304.75 | 81.75 | 3
2022/23 | 305.25 | 81.75 | 2
2022/23 | 305.75 | 81.75 | 3
2022/23 | 306.25 | 81.75 | 5
2022/23 | 306.75 | 81.75 | 4
2022/23 | 307.25 | 81.75 | 1
2022/23 | 307.75 | 81.75 | 2
2022/23 | 308.25 | 81.75 | 5
2022/23 | 308.75 | 81.75 | 7
2022/23 | 309.25 | 81.75 | 2
2022/23 | 309.75 | 81.75 | 1
2022/23 | 310.25 | 81.75 | 2
2022/23 | 310.75 | 81.75 | 2
2022/23 | 311.25 | 81.75 | 1
2022/23 | 311.75 | 81.75 | 3
2022/23 | 312.25 | 81.75 | 2
2022/23 | 312.75 | 81.75 | 3
2022/23 | 313.25 | 81.75 | 1
2022/23 | 313.75 | 81.75 | 2
2022/23 | 314.25 | 81.75 | 2
2022/23 | 314.75 | 81.75 | 1
2022/23 | 315.25 | 81.75 | 2
2022/23 | 315.75 | 81.75 | 1
2022/23 | 316.25 | 81.75 | 2
2022/23 | 316.75 | 81.75 | 5
2022/23 | 317.25 | 81.75 | 2
2022/23 | 317.75 | 81.75 | 1
2022/23 | 318.25 | 81.75 | 2
2022/23 | 319.25 | 81.75 | 1
2022/23 | 319.75 | 81.75 | 4
2022/23 | 320.25 | 81.75 | 2
2022/23 | 320.75 | 81.75 | 2
2022/23 | 321.25 | 81.75 | 3
2022/23 | 321.75 | 81.75 | 3
2022/23 | 322.25 | 81.75 | 2
2022/23 | 323.25 | 81.75 | 1
2022/23 | 323.75 | 81.75 | 1
2022/23 | 324.25 | 81.75 | 1
2022/23 | 324.75 | 81.75 | 1
2022/23 | 325.25 | 81.75 | 2
2022/23 | 325.75 | 81.75 | 2
2022/23 | 326.25 | 81.75 | 1
2022/23 | 326.75 | 81.75 | 2
2022/23 | 327.25 | 81.75 | 1
2022/23 | 327.75 | 81.75 | 3
2022/23 | 328.25 | 81.75 | 1
2022/23 | 328.75 | 81.75 | 1
2022/23 | 329.25 | 81.75 | 1
2022/23 | 329.75 | 81.75 | 2
2022/23 | 331.75 | 81.75 | 2
2022/23 | 334.25 | 81.75 | 3
2022/23 | 334.75 | 81.75 | 2
2022/23 | 335.75 | 81.75 | 1
2022/23 | 336.25 | 81.75 | 1
2022/23 | 337.75 | 81.75 | 1
2022/23 | 338.75 | 81.75 | 1
2022/23 | 339.25 | 81.75 | 1
2022/23 | 340.25 | 81.75 | 1
2022/23 | 340.75 | 81.75 | 1
2022/23 | 341.75 | 81.75 | 1
2022/23 | 342.75 | 81.75 | 1
2022/23 | 344.25 | 81.75 | 1
2022/23 | 344.75 | 81.75 | 1
2022/23 | 345.75 | 81.75 | 3
2022/23 | 348.75 | 81.75 | 1
2022/23 | 349.75 | 81.75 | 1
2022/23 | 350.25 | 81.75 | 1
2022/23 | 350.75 | 81.75 | 1
2022/23 | 352.25 | 81.75 | 1
2022/23 | 353.25 | 81.75 | 1
2022/23 | 353.75 | 81.75 | 1
2022/23 | 355.25 | 81.75 | 1
2022/23 | 355.75 | 81.75 | 1
2022/23 | 356.25 | 81.75 | 2
2022/23 | 360.75 | 81.75 | 2
2022/23 | 362.25 | 81.75 | 1
2022/23 | 363.25 | 81.75 | 1
2022/23 | 365.75 | 81.75 | 1
2022/23 | 366.25 | 81.75 | 1
2022/23 | 368.25 | 81.75 | 1
2022/23 | 370.25 | 81.75 | 1
2022/23 | 374.25 | 81.75 | 1
2022/23 | 374.75 | 81.75 | 1
2022/23 | 381.25 | 81.75 | 1
2022/23 | 381.75 | 81.75 | 2
2022/23 | 384.25 | 81.75 | 1
2022/23 | 406.25 | 81.75 | 1
2022/23 | 434.75 | 81.75 | 1
2022/23 | 115.75 | 82.25 | 1
2022/23 | 116.75 | 82.25 | 1
2022/23 | 119.75 | 82.25 | 1
2022/23 | 120.25 | 82.25 | 1
2022/23 | 120.75 | 82.25 | 1
2022/23 | 121.75 | 82.25 | 2
2022/23 | 122.25 | 82.25 | 2
2022/23 | 124.25 | 82.25 | 1
2022/23 | 124.75 | 82.25 | 2
2022/23 | 125.25 | 82.25 | 1
2022/23 | 125.75 | 82.25 | 1
2022/23 | 126.25 | 82.25 | 1
2022/23 | 126.75 | 82.25 | 5
2022/23 | 127.25 | 82.25 | 1
2022/23 | 127.75 | 82.25 | 6
2022/23 | 128.25 | 82.25 | 2
2022/23 | 128.75 | 82.25 | 5
2022/23 | 129.25 | 82.25 | 6
2022/23 | 129.75 | 82.25 | 5
2022/23 | 130.25 | 82.25 | 7
2022/23 | 130.75 | 82.25 | 5
2022/23 | 131.25 | 82.25 | 5
2022/23 | 131.75 | 82.25 | 6
2022/23 | 132.25 | 82.25 | 8
2022/23 | 132.75 | 82.25 | 9
2022/23 | 133.25 | 82.25 | 8
2022/23 | 133.75 | 82.25 | 15
2022/23 | 134.25 | 82.25 | 11
2022/23 | 134.75 | 82.25 | 9
2022/23 | 135.25 | 82.25 | 12
2022/23 | 135.75 | 82.25 | 11
2022/23 | 136.25 | 82.25 | 15
2022/23 | 136.75 | 82.25 | 19
2022/23 | 137.25 | 82.25 | 22
2022/23 | 137.75 | 82.25 | 29
2022/23 | 138.25 | 82.25 | 26
2022/23 | 138.75 | 82.25 | 21
2022/23 | 139.25 | 82.25 | 29
2022/23 | 139.75 | 82.25 | 21
2022/23 | 140.25 | 82.25 | 38
2022/23 | 140.75 | 82.25 | 27
2022/23 | 141.25 | 82.25 | 21
2022/23 | 141.75 | 82.25 | 33
2022/23 | 142.25 | 82.25 | 36
2022/23 | 142.75 | 82.25 | 36
2022/23 | 143.25 | 82.25 | 50
2022/23 | 143.75 | 82.25 | 35
2022/23 | 144.25 | 82.25 | 49
2022/23 | 144.75 | 82.25 | 55
2022/23 | 145.25 | 82.25 | 40
2022/23 | 145.75 | 82.25 | 58
2022/23 | 146.25 | 82.25 | 42
2022/23 | 146.75 | 82.25 | 62
2022/23 | 147.25 | 82.25 | 65
2022/23 | 147.75 | 82.25 | 62
2022/23 | 148.25 | 82.25 | 81
2022/23 | 148.75 | 82.25 | 74
2022/23 | 149.25 | 82.25 | 98
2022/23 | 149.75 | 82.25 | 61
2022/23 | 150.25 | 82.25 | 83
2022/23 | 150.75 | 82.25 | 87
2022/23 | 151.25 | 82.25 | 96
2022/23 | 151.75 | 82.25 | 85
2022/23 | 152.25 | 82.25 | 100
2022/23 | 152.75 | 82.25 | 105
2022/23 | 153.25 | 82.25 | 102
2022/23 | 153.75 | 82.25 | 115
2022/23 | 154.25 | 82.25 | 116
2022/23 | 154.75 | 82.25 | 125
2022/23 | 155.25 | 82.25 | 134
2022/23 | 155.75 | 82.25 | 108
2022/23 | 156.25 | 82.25 | 142
2022/23 | 156.75 | 82.25 | 118
2022/23 | 157.25 | 82.25 | 119
2022/23 | 157.75 | 82.25 | 144
2022/23 | 158.25 | 82.25 | 146
2022/23 | 158.75 | 82.25 | 160
2022/23 | 159.25 | 82.25 | 154
2022/23 | 159.75 | 82.25 | 147
2022/23 | 160.25 | 82.25 | 156
2022/23 | 160.75 | 82.25 | 150
2022/23 | 161.25 | 82.25 | 182
2022/23 | 161.75 | 82.25 | 160
2022/23 | 162.25 | 82.25 | 155
2022/23 | 162.75 | 82.25 | 172
2022/23 | 163.25 | 82.25 | 166
2022/23 | 163.75 | 82.25 | 142
2022/23 | 164.25 | 82.25 | 172
2022/23 | 164.75 | 82.25 | 193
2022/23 | 165.25 | 82.25 | 200
2022/23 | 165.75 | 82.25 | 170
2022/23 | 166.25 | 82.25 | 200
2022/23 | 166.75 | 82.25 | 204
2022/23 | 167.25 | 82.25 | 229
2022/23 | 167.75 | 82.25 | 182
2022/23 | 168.25 | 82.25 | 187
2022/23 | 168.75 | 82.25 | 173
2022/23 | 169.25 | 82.25 | 190
2022/23 | 169.75 | 82.25 | 201
2022/23 | 170.25 | 82.25 | 201
2022/23 | 170.75 | 82.25 | 180
2022/23 | 171.25 | 82.25 | 188
2022/23 | 171.75 | 82.25 | 198
2022/23 | 172.25 | 82.25 | 172
2022/23 | 172.75 | 82.25 | 196
2022/23 | 173.25 | 82.25 | 197
2022/23 | 173.75 | 82.25 | 191
2022/23 | 174.25 | 82.25 | 191
2022/23 | 174.75 | 82.25 | 211
2022/23 | 175.25 | 82.25 | 171
2022/23 | 175.75 | 82.25 | 166
2022/23 | 176.25 | 82.25 | 181
2022/23 | 176.75 | 82.25 | 195
2022/23 | 177.25 | 82.25 | 181
2022/23 | 177.75 | 82.25 | 186
2022/23 | 178.25 | 82.25 | 192
2022/23 | 178.75 | 82.25 | 182
2022/23 | 179.25 | 82.25 | 169
2022/23 | 179.75 | 82.25 | 173
2022/23 | 180.25 | 82.25 | 185
2022/23 | 180.75 | 82.25 | 155
2022/23 | 181.25 | 82.25 | 184
2022/23 | 181.75 | 82.25 | 153
2022/23 | 182.25 | 82.25 | 158
2022/23 | 182.75 | 82.25 | 184
2022/23 | 183.25 | 82.25 | 172
2022/23 | 183.75 | 82.25 | 151
2022/23 | 184.25 | 82.25 | 183
2022/23 | 184.75 | 82.25 | 148
2022/23 | 185.25 | 82.25 | 146
2022/23 | 185.75 | 82.25 | 158
2022/23 | 186.25 | 82.25 | 133
2022/23 | 186.75 | 82.25 | 171
2022/23 | 187.25 | 82.25 | 153
2022/23 | 187.75 | 82.25 | 136
2022/23 | 188.25 | 82.25 | 151
2022/23 | 188.75 | 82.25 | 121
2022/23 | 189.25 | 82.25 | 134
2022/23 | 189.75 | 82.25 | 135
2022/23 | 190.25 | 82.25 | 125
2022/23 | 190.75 | 82.25 | 139
2022/23 | 191.25 | 82.25 | 148
2022/23 | 191.75 | 82.25 | 130
2022/23 | 192.25 | 82.25 | 128
2022/23 | 192.75 | 82.25 | 101
2022/23 | 193.25 | 82.25 | 129
2022/23 | 193.75 | 82.25 | 120
2022/23 | 194.25 | 82.25 | 118
2022/23 | 194.75 | 82.25 | 112
2022/23 | 195.25 | 82.25 | 128
2022/23 | 195.75 | 82.25 | 109
2022/23 | 196.25 | 82.25 | 88
2022/23 | 196.75 | 82.25 | 117
2022/23 | 197.25 | 82.25 | 101
2022/23 | 197.75 | 82.25 | 104
2022/23 | 198.25 | 82.25 | 80
2022/23 | 198.75 | 82.25 | 114
2022/23 | 199.25 | 82.25 | 83
2022/23 | 199.75 | 82.25 | 88
2022/23 | 200.25 | 82.25 | 87
2022/23 | 200.75 | 82.25 | 90
2022/23 | 201.25 | 82.25 | 93
2022/23 | 201.75 | 82.25 | 78
2022/23 | 202.25 | 82.25 | 73
2022/23 | 202.75 | 82.25 | 86
2022/23 | 203.25 | 82.25 | 80
2022/23 | 203.75 | 82.25 | 95
2022/23 | 204.25 | 82.25 | 75
2022/23 | 204.75 | 82.25 | 90
2022/23 | 205.25 | 82.25 | 80
2022/23 | 205.75 | 82.25 | 69
2022/23 | 206.25 | 82.25 | 77
2022/23 | 206.75 | 82.25 | 62
2022/23 | 207.25 | 82.25 | 68
2022/23 | 207.75 | 82.25 | 71
2022/23 | 208.25 | 82.25 | 55
2022/23 | 208.75 | 82.25 | 60
2022/23 | 209.25 | 82.25 | 59
2022/23 | 209.75 | 82.25 | 51
2022/23 | 210.25 | 82.25 | 52
2022/23 | 210.75 | 82.25 | 63
2022/23 | 211.25 | 82.25 | 56
2022/23 | 211.75 | 82.25 | 69
2022/23 | 212.25 | 82.25 | 60
2022/23 | 212.75 | 82.25 | 54
2022/23 | 213.25 | 82.25 | 62
2022/23 | 213.75 | 82.25 | 55
2022/23 | 214.25 | 82.25 | 50
2022/23 | 214.75 | 82.25 | 53
2022/23 | 215.25 | 82.25 | 31
2022/23 | 215.75 | 82.25 | 41
2022/23 | 216.25 | 82.25 | 56
2022/23 | 216.75 | 82.25 | 35
2022/23 | 217.25 | 82.25 | 46
2022/23 | 217.75 | 82.25 | 35
2022/23 | 218.25 | 82.25 | 49
2022/23 | 218.75 | 82.25 | 46
2022/23 | 219.25 | 82.25 | 37
2022/23 | 219.75 | 82.25 | 35
2022/23 | 220.25 | 82.25 | 37
2022/23 | 220.75 | 82.25 | 43
2022/23 | 221.25 | 82.25 | 48
2022/23 | 221.75 | 82.25 | 36
2022/23 | 222.25 | 82.25 | 49
2022/23 | 222.75 | 82.25 | 28
2022/23 | 223.25 | 82.25 | 38
2022/23 | 223.75 | 82.25 | 30
2022/23 | 224.25 | 82.25 | 43
2022/23 | 224.75 | 82.25 | 30
2022/23 | 225.25 | 82.25 | 32
2022/23 | 225.75 | 82.25 | 32
2022/23 | 226.25 | 82.25 | 35
2022/23 | 226.75 | 82.25 | 24
2022/23 | 227.25 | 82.25 | 33
2022/23 | 227.75 | 82.25 | 29
2022/23 | 228.25 | 82.25 | 27
2022/23 | 228.75 | 82.25 | 32
2022/23 | 229.25 | 82.25 | 25
2022/23 | 229.75 | 82.25 | 32
2022/23 | 230.25 | 82.25 | 36
2022/23 | 230.75 | 82.25 | 21
2022/23 | 231.25 | 82.25 | 30
2022/23 | 231.75 | 82.25 | 33
2022/23 | 232.25 | 82.25 | 26
2022/23 | 232.75 | 82.25 | 31
2022/23 | 233.25 | 82.25 | 24
2022/23 | 233.75 | 82.25 | 26
2022/23 | 234.25 | 82.25 | 20
2022/23 | 234.75 | 82.25 | 20
2022/23 | 235.25 | 82.25 | 27
2022/23 | 235.75 | 82.25 | 21
2022/23 | 236.25 | 82.25 | 25
2022/23 | 236.75 | 82.25 | 28
2022/23 | 237.25 | 82.25 | 27
2022/23 | 237.75 | 82.25 | 27
2022/23 | 238.25 | 82.25 | 18
2022/23 | 238.75 | 82.25 | 25
2022/23 | 239.25 | 82.25 | 24
2022/23 | 239.75 | 82.25 | 23
2022/23 | 240.25 | 82.25 | 18
2022/23 | 240.75 | 82.25 | 16
2022/23 | 241.25 | 82.25 | 16
2022/23 | 241.75 | 82.25 | 25
2022/23 | 242.25 | 82.25 | 17
2022/23 | 242.75 | 82.25 | 28
2022/23 | 243.25 | 82.25 | 23
2022/23 | 243.75 | 82.25 | 16
2022/23 | 244.25 | 82.25 | 17
2022/23 | 244.75 | 82.25 | 22
2022/23 | 245.25 | 82.25 | 22
2022/23 | 245.75 | 82.25 | 13
2022/23 | 246.25 | 82.25 | 15
2022/23 | 246.75 | 82.25 | 13
2022/23 | 247.25 | 82.25 | 21
2022/23 | 247.75 | 82.25 | 17
2022/23 | 248.25 | 82.25 | 13
2022/23 | 248.75 | 82.25 | 19
2022/23 | 249.25 | 82.25 | 10
2022/23 | 249.75 | 82.25 | 26
2022/23 | 250.25 | 82.25 | 8
2022/23 | 250.75 | 82.25 | 18
2022/23 | 251.25 | 82.25 | 12
2022/23 | 251.75 | 82.25 | 18
2022/23 | 252.25 | 82.25 | 16
2022/23 | 252.75 | 82.25 | 6
2022/23 | 253.25 | 82.25 | 7
2022/23 | 253.75 | 82.25 | 9
2022/23 | 254.25 | 82.25 | 10
2022/23 | 254.75 | 82.25 | 14
2022/23 | 255.25 | 82.25 | 16
2022/23 | 255.75 | 82.25 | 12
2022/23 | 256.25 | 82.25 | 11
2022/23 | 256.75 | 82.25 | 16
2022/23 | 257.25 | 82.25 | 11
2022/23 | 257.75 | 82.25 | 6
2022/23 | 258.25 | 82.25 | 16
2022/23 | 258.75 | 82.25 | 13
2022/23 | 259.25 | 82.25 | 11
2022/23 | 259.75 | 82.25 | 18
2022/23 | 260.25 | 82.25 | 9
2022/23 | 260.75 | 82.25 | 12
2022/23 | 261.25 | 82.25 | 10
2022/23 | 261.75 | 82.25 | 13
2022/23 | 262.25 | 82.25 | 8
2022/23 | 262.75 | 82.25 | 11
2022/23 | 263.25 | 82.25 | 13
2022/23 | 263.75 | 82.25 | 16
2022/23 | 264.25 | 82.25 | 14
2022/23 | 264.75 | 82.25 | 14
2022/23 | 265.25 | 82.25 | 10
2022/23 | 265.75 | 82.25 | 9
2022/23 | 266.25 | 82.25 | 9
2022/23 | 266.75 | 82.25 | 5
2022/23 | 267.25 | 82.25 | 8
2022/23 | 267.75 | 82.25 | 8
2022/23 | 268.25 | 82.25 | 13
2022/23 | 268.75 | 82.25 | 14
2022/23 | 269.25 | 82.25 | 7
2022/23 | 269.75 | 82.25 | 7
2022/23 | 270.25 | 82.25 | 6
2022/23 | 270.75 | 82.25 | 11
2022/23 | 271.25 | 82.25 | 7
2022/23 | 271.75 | 82.25 | 7
2022/23 | 272.25 | 82.25 | 10
2022/23 | 272.75 | 82.25 | 10
2022/23 | 273.25 | 82.25 | 5
2022/23 | 273.75 | 82.25 | 8
2022/23 | 274.25 | 82.25 | 9
2022/23 | 274.75 | 82.25 | 7
2022/23 | 275.25 | 82.25 | 4
2022/23 | 275.75 | 82.25 | 5
2022/23 | 276.25 | 82.25 | 6
2022/23 | 276.75 | 82.25 | 9
2022/23 | 277.25 | 82.25 | 5
2022/23 | 277.75 | 82.25 | 7
2022/23 | 278.25 | 82.25 | 5
2022/23 | 278.75 | 82.25 | 5
2022/23 | 279.25 | 82.25 | 6
2022/23 | 279.75 | 82.25 | 10
2022/23 | 280.25 | 82.25 | 6
2022/23 | 280.75 | 82.25 | 8
2022/23 | 281.25 | 82.25 | 7
2022/23 | 281.75 | 82.25 | 7
2022/23 | 282.25 | 82.25 | 3
2022/23 | 282.75 | 82.25 | 5
2022/23 | 283.25 | 82.25 | 9
2022/23 | 283.75 | 82.25 | 2
2022/23 | 284.25 | 82.25 | 9
2022/23 | 284.75 | 82.25 | 11
2022/23 | 285.25 | 82.25 | 7
2022/23 | 285.75 | 82.25 | 9
2022/23 | 286.25 | 82.25 | 6
2022/23 | 286.75 | 82.25 | 9
2022/23 | 287.25 | 82.25 | 7
2022/23 | 287.75 | 82.25 | 9
2022/23 | 288.25 | 82.25 | 3
2022/23 | 288.75 | 82.25 | 4
2022/23 | 289.25 | 82.25 | 10
2022/23 | 289.75 | 82.25 | 10
2022/23 | 290.25 | 82.25 | 3
2022/23 | 290.75 | 82.25 | 7
2022/23 | 291.25 | 82.25 | 8
2022/23 | 291.75 | 82.25 | 3
2022/23 | 292.25 | 82.25 | 6
2022/23 | 292.75 | 82.25 | 4
2022/23 | 293.25 | 82.25 | 2
2022/23 | 293.75 | 82.25 | 6
2022/23 | 294.25 | 82.25 | 8
2022/23 | 294.75 | 82.25 | 5
2022/23 | 295.25 | 82.25 | 3
2022/23 | 295.75 | 82.25 | 6
2022/23 | 296.25 | 82.25 | 3
2022/23 | 296.75 | 82.25 | 5
2022/23 | 297.25 | 82.25 | 7
2022/23 | 297.75 | 82.25 | 4
2022/23 | 298.25 | 82.25 | 1
2022/23 | 298.75 | 82.25 | 5
2022/23 | 299.25 | 82.25 | 4
2022/23 | 299.75 | 82.25 | 3
2022/23 | 300.25 | 82.25 | 3
2022/23 | 300.75 | 82.25 | 10
2022/23 | 301.25 | 82.25 | 2
2022/23 | 301.75 | 82.25 | 1
2022/23 | 302.25 | 82.25 | 1
2022/23 | 302.75 | 82.25 | 9
2022/23 | 303.25 | 82.25 | 2
2022/23 | 303.75 | 82.25 | 3
2022/23 | 304.25 | 82.25 | 3
2022/23 | 304.75 | 82.25 | 3
2022/23 | 305.25 | 82.25 | 5
2022/23 | 306.25 | 82.25 | 3
2022/23 | 306.75 | 82.25 | 3
2022/23 | 307.25 | 82.25 | 4
2022/23 | 307.75 | 82.25 | 3
2022/23 | 308.75 | 82.25 | 1
2022/23 | 309.25 | 82.25 | 1
2022/23 | 309.75 | 82.25 | 5
2022/23 | 310.25 | 82.25 | 4
2022/23 | 310.75 | 82.25 | 5
2022/23 | 311.75 | 82.25 | 3
2022/23 | 312.25 | 82.25 | 1
2022/23 | 312.75 | 82.25 | 5
2022/23 | 313.25 | 82.25 | 3
2022/23 | 313.75 | 82.25 | 6
2022/23 | 314.25 | 82.25 | 4
2022/23 | 314.75 | 82.25 | 1
2022/23 | 315.25 | 82.25 | 7
2022/23 | 315.75 | 82.25 | 1
2022/23 | 316.25 | 82.25 | 3
2022/23 | 318.25 | 82.25 | 1
2022/23 | 318.75 | 82.25 | 2
2022/23 | 319.75 | 82.25 | 1
2022/23 | 320.25 | 82.25 | 2
2022/23 | 320.75 | 82.25 | 2
2022/23 | 321.75 | 82.25 | 1
2022/23 | 322.25 | 82.25 | 2
2022/23 | 322.75 | 82.25 | 2
2022/23 | 323.25 | 82.25 | 2
2022/23 | 323.75 | 82.25 | 1
2022/23 | 324.25 | 82.25 | 3
2022/23 | 324.75 | 82.25 | 2
2022/23 | 325.25 | 82.25 | 2
2022/23 | 325.75 | 82.25 | 1
2022/23 | 326.25 | 82.25 | 1
2022/23 | 326.75 | 82.25 | 1
2022/23 | 327.25 | 82.25 | 2
2022/23 | 327.75 | 82.25 | 4
2022/23 | 328.25 | 82.25 | 1
2022/23 | 328.75 | 82.25 | 2
2022/23 | 329.25 | 82.25 | 1
2022/23 | 329.75 | 82.25 | 1
2022/23 | 330.25 | 82.25 | 2
2022/23 | 331.25 | 82.25 | 2
2022/23 | 332.25 | 82.25 | 2
2022/23 | 332.75 | 82.25 | 4
2022/23 | 333.75 | 82.25 | 1
2022/23 | 334.75 | 82.25 | 1
2022/23 | 335.25 | 82.25 | 1
2022/23 | 335.75 | 82.25 | 1
2022/23 | 337.25 | 82.25 | 1
2022/23 | 338.75 | 82.25 | 3
2022/23 | 339.75 | 82.25 | 1
2022/23 | 340.25 | 82.25 | 1
2022/23 | 340.75 | 82.25 | 2
2022/23 | 341.25 | 82.25 | 2
2022/23 | 342.75 | 82.25 | 1
2022/23 | 343.25 | 82.25 | 1
2022/23 | 343.75 | 82.25 | 1
2022/23 | 344.25 | 82.25 | 1
2022/23 | 345.25 | 82.25 | 1
2022/23 | 346.25 | 82.25 | 1
2022/23 | 347.25 | 82.25 | 1
2022/23 | 348.25 | 82.25 | 1
2022/23 | 349.75 | 82.25 | 2
2022/23 | 350.25 | 82.25 | 1
2022/23 | 353.25 | 82.25 | 1
2022/23 | 353.75 | 82.25 | 1
2022/23 | 354.25 | 82.25 | 1
2022/23 | 354.75 | 82.25 | 1
2022/23 | 356.25 | 82.25 | 1
2022/23 | 356.75 | 82.25 | 1
2022/23 | 357.75 | 82.25 | 1
2022/23 | 358.75 | 82.25 | 1
2022/23 | 359.25 | 82.25 | 1
2022/23 | 360.75 | 82.25 | 1
2022/23 | 361.75 | 82.25 | 1
2022/23 | 363.25 | 82.25 | 1
2022/23 | 364.25 | 82.25 | 1
2022/23 | 366.75 | 82.25 | 1
2022/23 | 367.25 | 82.25 | 1
2022/23 | 367.75 | 82.25 | 2
2022/23 | 368.25 | 82.25 | 1
2022/23 | 368.75 | 82.25 | 1
2022/23 | 370.75 | 82.25 | 1
2022/23 | 372.25 | 82.25 | 1
2022/23 | 372.75 | 82.25 | 1
2022/23 | 374.25 | 82.25 | 1
2022/23 | 378.25 | 82.25 | 2
2022/23 | 380.75 | 82.25 | 1
2022/23 | 387.25 | 82.25 | 1
2022/23 | 393.25 | 82.25 | 1
2022/23 | 397.25 | 82.25 | 1
2022/23 | 399.25 | 82.25 | 1
2022/23 | 111.75 | 82.75 | 1
2022/23 | 115.75 | 82.75 | 1
2022/23 | 121.25 | 82.75 | 1
2022/23 | 123.25 | 82.75 | 2
2022/23 | 124.25 | 82.75 | 1
2022/23 | 124.75 | 82.75 | 1
2022/23 | 125.25 | 82.75 | 2
2022/23 | 125.75 | 82.75 | 1
2022/23 | 126.25 | 82.75 | 2
2022/23 | 126.75 | 82.75 | 2
2022/23 | 127.25 | 82.75 | 1
2022/23 | 127.75 | 82.75 | 3
2022/23 | 128.25 | 82.75 | 2
2022/23 | 128.75 | 82.75 | 2
2022/23 | 129.25 | 82.75 | 4
2022/23 | 129.75 | 82.75 | 4
2022/23 | 130.25 | 82.75 | 3
2022/23 | 130.75 | 82.75 | 2
2022/23 | 131.25 | 82.75 | 6
2022/23 | 131.75 | 82.75 | 5
2022/23 | 132.25 | 82.75 | 12
2022/23 | 132.75 | 82.75 | 8
2022/23 | 133.25 | 82.75 | 13
2022/23 | 133.75 | 82.75 | 12
2022/23 | 134.25 | 82.75 | 11
2022/23 | 134.75 | 82.75 | 18
2022/23 | 135.25 | 82.75 | 9
2022/23 | 135.75 | 82.75 | 14
2022/23 | 136.25 | 82.75 | 9
2022/23 | 136.75 | 82.75 | 16
2022/23 | 137.25 | 82.75 | 12
2022/23 | 137.75 | 82.75 | 17
2022/23 | 138.25 | 82.75 | 20
2022/23 | 138.75 | 82.75 | 27
2022/23 | 139.25 | 82.75 | 35
2022/23 | 139.75 | 82.75 | 19
2022/23 | 140.25 | 82.75 | 11
2022/23 | 140.75 | 82.75 | 24
2022/23 | 141.25 | 82.75 | 24
2022/23 | 141.75 | 82.75 | 24
2022/23 | 142.25 | 82.75 | 31
2022/23 | 142.75 | 82.75 | 25
2022/23 | 143.25 | 82.75 | 37
2022/23 | 143.75 | 82.75 | 35
2022/23 | 144.25 | 82.75 | 57
2022/23 | 144.75 | 82.75 | 57
2022/23 | 145.25 | 82.75 | 45
2022/23 | 145.75 | 82.75 | 50
2022/23 | 146.25 | 82.75 | 47
2022/23 | 146.75 | 82.75 | 51
2022/23 | 147.25 | 82.75 | 59
2022/23 | 147.75 | 82.75 | 66
2022/23 | 148.25 | 82.75 | 63
2022/23 | 148.75 | 82.75 | 84
2022/23 | 149.25 | 82.75 | 75
2022/23 | 149.75 | 82.75 | 80
2022/23 | 150.25 | 82.75 | 70
2022/23 | 150.75 | 82.75 | 85
2022/23 | 151.25 | 82.75 | 89
2022/23 | 151.75 | 82.75 | 94
2022/23 | 152.25 | 82.75 | 94
2022/23 | 152.75 | 82.75 | 89
2022/23 | 153.25 | 82.75 | 101
2022/23 | 153.75 | 82.75 | 109
2022/23 | 154.25 | 82.75 | 110
2022/23 | 154.75 | 82.75 | 99
2022/23 | 155.25 | 82.75 | 106
2022/23 | 155.75 | 82.75 | 128
2022/23 | 156.25 | 82.75 | 112
2022/23 | 156.75 | 82.75 | 134
2022/23 | 157.25 | 82.75 | 133
2022/23 | 157.75 | 82.75 | 139
2022/23 | 158.25 | 82.75 | 142
2022/23 | 158.75 | 82.75 | 122
2022/23 | 159.25 | 82.75 | 125
2022/23 | 159.75 | 82.75 | 140
2022/23 | 160.25 | 82.75 | 162
2022/23 | 160.75 | 82.75 | 151
2022/23 | 161.25 | 82.75 | 142
2022/23 | 161.75 | 82.75 | 192
2022/23 | 162.25 | 82.75 | 157
2022/23 | 162.75 | 82.75 | 151
2022/23 | 163.25 | 82.75 | 171
2022/23 | 163.75 | 82.75 | 184
2022/23 | 164.25 | 82.75 | 169
2022/23 | 164.75 | 82.75 | 184
2022/23 | 165.25 | 82.75 | 161
2022/23 | 165.75 | 82.75 | 186
2022/23 | 166.25 | 82.75 | 189
2022/23 | 166.75 | 82.75 | 161
2022/23 | 167.25 | 82.75 | 189
2022/23 | 167.75 | 82.75 | 194
2022/23 | 168.25 | 82.75 | 196
2022/23 | 168.75 | 82.75 | 179
2022/23 | 169.25 | 82.75 | 189
2022/23 | 169.75 | 82.75 | 216
2022/23 | 170.25 | 82.75 | 190
2022/23 | 170.75 | 82.75 | 190
2022/23 | 171.25 | 82.75 | 203
2022/23 | 171.75 | 82.75 | 179
2022/23 | 172.25 | 82.75 | 182
2022/23 | 172.75 | 82.75 | 194
2022/23 | 173.25 | 82.75 | 199
2022/23 | 173.75 | 82.75 | 174
2022/23 | 174.25 | 82.75 | 179
2022/23 | 174.75 | 82.75 | 217
2022/23 | 175.25 | 82.75 | 214
2022/23 | 175.75 | 82.75 | 192
2022/23 | 176.25 | 82.75 | 193
2022/23 | 176.75 | 82.75 | 190
2022/23 | 177.25 | 82.75 | 190
2022/23 | 177.75 | 82.75 | 191
2022/23 | 178.25 | 82.75 | 174
2022/23 | 178.75 | 82.75 | 175
2022/23 | 179.25 | 82.75 | 168
2022/23 | 179.75 | 82.75 | 174
2022/23 | 180.25 | 82.75 | 197
2022/23 | 180.75 | 82.75 | 175
2022/23 | 181.25 | 82.75 | 176
2022/23 | 181.75 | 82.75 | 160
2022/23 | 182.25 | 82.75 | 166
2022/23 | 182.75 | 82.75 | 179
2022/23 | 183.25 | 82.75 | 170
2022/23 | 183.75 | 82.75 | 174
2022/23 | 184.25 | 82.75 | 149
2022/23 | 184.75 | 82.75 | 130
2022/23 | 185.25 | 82.75 | 172
2022/23 | 185.75 | 82.75 | 152
2022/23 | 186.25 | 82.75 | 183
2022/23 | 186.75 | 82.75 | 159
2022/23 | 187.25 | 82.75 | 139
2022/23 | 187.75 | 82.75 | 150
2022/23 | 188.25 | 82.75 | 161
2022/23 | 188.75 | 82.75 | 139
2022/23 | 189.25 | 82.75 | 135
2022/23 | 189.75 | 82.75 | 136
2022/23 | 190.25 | 82.75 | 126
2022/23 | 190.75 | 82.75 | 138
2022/23 | 191.25 | 82.75 | 138
2022/23 | 191.75 | 82.75 | 119
2022/23 | 192.25 | 82.75 | 109
2022/23 | 192.75 | 82.75 | 126
2022/23 | 193.25 | 82.75 | 108
2022/23 | 193.75 | 82.75 | 106
2022/23 | 194.25 | 82.75 | 135
2022/23 | 194.75 | 82.75 | 95
2022/23 | 195.25 | 82.75 | 106
2022/23 | 195.75 | 82.75 | 103
2022/23 | 196.25 | 82.75 | 117
2022/23 | 196.75 | 82.75 | 111
2022/23 | 197.25 | 82.75 | 102
2022/23 | 197.75 | 82.75 | 93
2022/23 | 198.25 | 82.75 | 109
2022/23 | 198.75 | 82.75 | 115
2022/23 | 199.25 | 82.75 | 83
2022/23 | 199.75 | 82.75 | 84
2022/23 | 200.25 | 82.75 | 82
2022/23 | 200.75 | 82.75 | 91
2022/23 | 201.25 | 82.75 | 80
2022/23 | 201.75 | 82.75 | 85
2022/23 | 202.25 | 82.75 | 89
2022/23 | 202.75 | 82.75 | 79
2022/23 | 203.25 | 82.75 | 80
2022/23 | 203.75 | 82.75 | 74
2022/23 | 204.25 | 82.75 | 84
2022/23 | 204.75 | 82.75 | 83
2022/23 | 205.25 | 82.75 | 79
2022/23 | 205.75 | 82.75 | 59
2022/23 | 206.25 | 82.75 | 68
2022/23 | 206.75 | 82.75 | 72
2022/23 | 207.25 | 82.75 | 74
2022/23 | 207.75 | 82.75 | 60
2022/23 | 208.25 | 82.75 | 66
2022/23 | 208.75 | 82.75 | 65
2022/23 | 209.25 | 82.75 | 82
2022/23 | 209.75 | 82.75 | 66
2022/23 | 210.25 | 82.75 | 57
2022/23 | 210.75 | 82.75 | 69
2022/23 | 211.25 | 82.75 | 68
2022/23 | 211.75 | 82.75 | 67
2022/23 | 212.25 | 82.75 | 53
2022/23 | 212.75 | 82.75 | 55
2022/23 | 213.25 | 82.75 | 58
2022/23 | 213.75 | 82.75 | 55
2022/23 | 214.25 | 82.75 | 67
2022/23 | 214.75 | 82.75 | 49
2022/23 | 215.25 | 82.75 | 47
2022/23 | 215.75 | 82.75 | 57
2022/23 | 216.25 | 82.75 | 35
2022/23 | 216.75 | 82.75 | 50
2022/23 | 217.25 | 82.75 | 44
2022/23 | 217.75 | 82.75 | 53
2022/23 | 218.25 | 82.75 | 48
2022/23 | 218.75 | 82.75 | 46
2022/23 | 219.25 | 82.75 | 56
2022/23 | 219.75 | 82.75 | 45
2022/23 | 220.25 | 82.75 | 39
2022/23 | 220.75 | 82.75 | 34
2022/23 | 221.25 | 82.75 | 44
2022/23 | 221.75 | 82.75 | 41
2022/23 | 222.25 | 82.75 | 39
2022/23 | 222.75 | 82.75 | 43
2022/23 | 223.25 | 82.75 | 34
2022/23 | 223.75 | 82.75 | 33
2022/23 | 224.25 | 82.75 | 32
2022/23 | 224.75 | 82.75 | 28
2022/23 | 225.25 | 82.75 | 33
2022/23 | 225.75 | 82.75 | 39
2022/23 | 226.25 | 82.75 | 30
2022/23 | 226.75 | 82.75 | 31
2022/23 | 227.25 | 82.75 | 27
2022/23 | 227.75 | 82.75 | 35
2022/23 | 228.25 | 82.75 | 30
2022/23 | 228.75 | 82.75 | 32
2022/23 | 229.25 | 82.75 | 28
2022/23 | 229.75 | 82.75 | 30
2022/23 | 230.25 | 82.75 | 29
2022/23 | 230.75 | 82.75 | 22
2022/23 | 231.25 | 82.75 | 26
2022/23 | 231.75 | 82.75 | 32
2022/23 | 232.25 | 82.75 | 22
2022/23 | 232.75 | 82.75 | 25
2022/23 | 233.25 | 82.75 | 23
2022/23 | 233.75 | 82.75 | 25
2022/23 | 234.25 | 82.75 | 25
2022/23 | 234.75 | 82.75 | 21
2022/23 | 235.25 | 82.75 | 22
2022/23 | 235.75 | 82.75 | 16
2022/23 | 236.25 | 82.75 | 21
2022/23 | 236.75 | 82.75 | 14
2022/23 | 237.25 | 82.75 | 20
2022/23 | 237.75 | 82.75 | 21
2022/23 | 238.25 | 82.75 | 33
2022/23 | 238.75 | 82.75 | 15
2022/23 | 239.25 | 82.75 | 27
2022/23 | 239.75 | 82.75 | 26
2022/23 | 240.25 | 82.75 | 15
2022/23 | 240.75 | 82.75 | 22
2022/23 | 241.25 | 82.75 | 21
2022/23 | 241.75 | 82.75 | 15
2022/23 | 242.25 | 82.75 | 13
2022/23 | 242.75 | 82.75 | 17
2022/23 | 243.25 | 82.75 | 24
2022/23 | 243.75 | 82.75 | 24
2022/23 | 244.25 | 82.75 | 16
2022/23 | 244.75 | 82.75 | 17
2022/23 | 245.25 | 82.75 | 22
2022/23 | 245.75 | 82.75 | 17
2022/23 | 246.25 | 82.75 | 19
2022/23 | 246.75 | 82.75 | 21
2022/23 | 247.25 | 82.75 | 12
2022/23 | 247.75 | 82.75 | 15
2022/23 | 248.25 | 82.75 | 14
2022/23 | 248.75 | 82.75 | 15
2022/23 | 249.25 | 82.75 | 14
2022/23 | 249.75 | 82.75 | 10
2022/23 | 250.25 | 82.75 | 10
2022/23 | 250.75 | 82.75 | 14
2022/23 | 251.25 | 82.75 | 13
2022/23 | 251.75 | 82.75 | 15
2022/23 | 252.25 | 82.75 | 12
2022/23 | 252.75 | 82.75 | 12
2022/23 | 253.25 | 82.75 | 21
2022/23 | 253.75 | 82.75 | 20
2022/23 | 254.25 | 82.75 | 18
2022/23 | 254.75 | 82.75 | 17
2022/23 | 255.25 | 82.75 | 12
2022/23 | 255.75 | 82.75 | 12
2022/23 | 256.25 | 82.75 | 14
2022/23 | 256.75 | 82.75 | 13
2022/23 | 257.25 | 82.75 | 15
2022/23 | 257.75 | 82.75 | 13
2022/23 | 258.25 | 82.75 | 15
2022/23 | 258.75 | 82.75 | 12
2022/23 | 259.25 | 82.75 | 8
2022/23 | 259.75 | 82.75 | 14
2022/23 | 260.25 | 82.75 | 7
2022/23 | 260.75 | 82.75 | 6
2022/23 | 261.25 | 82.75 | 12
2022/23 | 261.75 | 82.75 | 10
2022/23 | 262.25 | 82.75 | 10
2022/23 | 262.75 | 82.75 | 13
2022/23 | 263.25 | 82.75 | 11
2022/23 | 263.75 | 82.75 | 18
2022/23 | 264.25 | 82.75 | 16
2022/23 | 264.75 | 82.75 | 8
2022/23 | 265.25 | 82.75 | 6
2022/23 | 265.75 | 82.75 | 10
2022/23 | 266.25 | 82.75 | 13
2022/23 | 266.75 | 82.75 | 6
2022/23 | 267.25 | 82.75 | 17
2022/23 | 267.75 | 82.75 | 15
2022/23 | 268.25 | 82.75 | 16
2022/23 | 268.75 | 82.75 | 17
2022/23 | 269.25 | 82.75 | 11
2022/23 | 269.75 | 82.75 | 13
2022/23 | 270.25 | 82.75 | 8
2022/23 | 270.75 | 82.75 | 6
2022/23 | 271.25 | 82.75 | 6
2022/23 | 271.75 | 82.75 | 12
2022/23 | 272.25 | 82.75 | 11
2022/23 | 272.75 | 82.75 | 9
2022/23 | 273.25 | 82.75 | 4
2022/23 | 273.75 | 82.75 | 5
2022/23 | 274.25 | 82.75 | 7
2022/23 | 274.75 | 82.75 | 7
2022/23 | 275.25 | 82.75 | 5
2022/23 | 275.75 | 82.75 | 3
2022/23 | 276.25 | 82.75 | 7
2022/23 | 276.75 | 82.75 | 9
2022/23 | 277.25 | 82.75 | 4
2022/23 | 277.75 | 82.75 | 10
2022/23 | 278.25 | 82.75 | 6
2022/23 | 278.75 | 82.75 | 5
2022/23 | 279.25 | 82.75 | 8
2022/23 | 279.75 | 82.75 | 7
2022/23 | 280.25 | 82.75 | 4
2022/23 | 280.75 | 82.75 | 11
2022/23 | 281.25 | 82.75 | 7
2022/23 | 281.75 | 82.75 | 6
2022/23 | 282.25 | 82.75 | 9
2022/23 | 282.75 | 82.75 | 6
2022/23 | 283.25 | 82.75 | 4
2022/23 | 283.75 | 82.75 | 9
2022/23 | 284.25 | 82.75 | 9
2022/23 | 284.75 | 82.75 | 4
2022/23 | 285.25 | 82.75 | 5
2022/23 | 285.75 | 82.75 | 6
2022/23 | 286.25 | 82.75 | 8
2022/23 | 286.75 | 82.75 | 7
2022/23 | 287.25 | 82.75 | 3
2022/23 | 287.75 | 82.75 | 7
2022/23 | 288.25 | 82.75 | 6
2022/23 | 288.75 | 82.75 | 7
2022/23 | 289.25 | 82.75 | 2
2022/23 | 289.75 | 82.75 | 9
2022/23 | 290.25 | 82.75 | 6
2022/23 | 290.75 | 82.75 | 6
2022/23 | 291.25 | 82.75 | 9
2022/23 | 291.75 | 82.75 | 6
2022/23 | 292.25 | 82.75 | 6
2022/23 | 292.75 | 82.75 | 4
2022/23 | 293.25 | 82.75 | 6
2022/23 | 293.75 | 82.75 | 3
2022/23 | 294.25 | 82.75 | 7
2022/23 | 294.75 | 82.75 | 6
2022/23 | 295.25 | 82.75 | 9
2022/23 | 295.75 | 82.75 | 3
2022/23 | 296.25 | 82.75 | 4
2022/23 | 296.75 | 82.75 | 3
2022/23 | 297.25 | 82.75 | 4
2022/23 | 297.75 | 82.75 | 9
2022/23 | 298.25 | 82.75 | 9
2022/23 | 298.75 | 82.75 | 2
2022/23 | 299.25 | 82.75 | 1
2022/23 | 299.75 | 82.75 | 6
2022/23 | 300.25 | 82.75 | 4
2022/23 | 300.75 | 82.75 | 4
2022/23 | 301.25 | 82.75 | 2
2022/23 | 301.75 | 82.75 | 3
2022/23 | 302.25 | 82.75 | 4
2022/23 | 302.75 | 82.75 | 5
2022/23 | 303.25 | 82.75 | 4
2022/23 | 303.75 | 82.75 | 5
2022/23 | 304.25 | 82.75 | 5
2022/23 | 304.75 | 82.75 | 4
2022/23 | 305.25 | 82.75 | 2
2022/23 | 305.75 | 82.75 | 5
2022/23 | 306.25 | 82.75 | 1
2022/23 | 306.75 | 82.75 | 4
2022/23 | 307.25 | 82.75 | 2
2022/23 | 307.75 | 82.75 | 2
2022/23 | 308.25 | 82.75 | 3
2022/23 | 308.75 | 82.75 | 4
2022/23 | 309.25 | 82.75 | 1
2022/23 | 309.75 | 82.75 | 1
2022/23 | 310.25 | 82.75 | 4
2022/23 | 311.25 | 82.75 | 4
2022/23 | 311.75 | 82.75 | 3
2022/23 | 312.25 | 82.75 | 1
2022/23 | 312.75 | 82.75 | 2
2022/23 | 313.25 | 82.75 | 4
2022/23 | 313.75 | 82.75 | 1
2022/23 | 314.25 | 82.75 | 2
2022/23 | 314.75 | 82.75 | 3
2022/23 | 315.25 | 82.75 | 2
2022/23 | 315.75 | 82.75 | 3
2022/23 | 316.25 | 82.75 | 2
2022/23 | 316.75 | 82.75 | 5
2022/23 | 317.25 | 82.75 | 2
2022/23 | 317.75 | 82.75 | 3
2022/23 | 318.25 | 82.75 | 3
2022/23 | 318.75 | 82.75 | 1
2022/23 | 319.75 | 82.75 | 3
2022/23 | 320.25 | 82.75 | 1
2022/23 | 320.75 | 82.75 | 6
2022/23 | 321.25 | 82.75 | 1
2022/23 | 321.75 | 82.75 | 3
2022/23 | 322.25 | 82.75 | 2
2022/23 | 322.75 | 82.75 | 4
2022/23 | 323.25 | 82.75 | 4
2022/23 | 324.75 | 82.75 | 1
2022/23 | 325.25 | 82.75 | 2
2022/23 | 325.75 | 82.75 | 2
2022/23 | 326.25 | 82.75 | 1
2022/23 | 328.25 | 82.75 | 1
2022/23 | 328.75 | 82.75 | 3
2022/23 | 329.25 | 82.75 | 3
2022/23 | 329.75 | 82.75 | 1
2022/23 | 330.25 | 82.75 | 2
2022/23 | 331.25 | 82.75 | 1
2022/23 | 331.75 | 82.75 | 2
2022/23 | 332.25 | 82.75 | 1
2022/23 | 332.75 | 82.75 | 3
2022/23 | 333.25 | 82.75 | 1
2022/23 | 333.75 | 82.75 | 1
2022/23 | 334.25 | 82.75 | 1
2022/23 | 334.75 | 82.75 | 3
2022/23 | 335.25 | 82.75 | 1
2022/23 | 336.75 | 82.75 | 2
2022/23 | 337.25 | 82.75 | 1
2022/23 | 337.75 | 82.75 | 2
2022/23 | 338.25 | 82.75 | 1
2022/23 | 338.75 | 82.75 | 2
2022/23 | 339.25 | 82.75 | 2
2022/23 | 339.75 | 82.75 | 4
2022/23 | 340.75 | 82.75 | 3
2022/23 | 341.25 | 82.75 | 2
2022/23 | 342.25 | 82.75 | 1
2022/23 | 343.75 | 82.75 | 2
2022/23 | 344.25 | 82.75 | 1
2022/23 | 344.75 | 82.75 | 5
2022/23 | 345.25 | 82.75 | 1
2022/23 | 345.75 | 82.75 | 2
2022/23 | 346.25 | 82.75 | 3
2022/23 | 347.25 | 82.75 | 1
2022/23 | 348.25 | 82.75 | 1
2022/23 | 348.75 | 82.75 | 1
2022/23 | 349.25 | 82.75 | 1
2022/23 | 352.25 | 82.75 | 1
2022/23 | 353.25 | 82.75 | 1
2022/23 | 354.75 | 82.75 | 1
2022/23 | 355.75 | 82.75 | 1
2022/23 | 356.25 | 82.75 | 2
2022/23 | 357.25 | 82.75 | 1
2022/23 | 360.75 | 82.75 | 1
2022/23 | 366.25 | 82.75 | 1
2022/23 | 368.75 | 82.75 | 1
2022/23 | 371.25 | 82.75 | 3
2022/23 | 374.25 | 82.75 | 1
2022/23 | 375.25 | 82.75 | 1
2022/23 | 377.75 | 82.75 | 1
2022/23 | 379.25 | 82.75 | 1
2022/23 | 379.75 | 82.75 | 1
2022/23 | 380.25 | 82.75 | 1
2022/23 | 381.75 | 82.75 | 1
2022/23 | 382.25 | 82.75 | 1
2022/23 | 388.25 | 82.75 | 1
2022/23 | 394.75 | 82.75 | 2
2022/23 | 399.75 | 82.75 | 1
2022/23 | 404.25 | 82.75 | 1
2022/23 | 409.75 | 82.75 | 2
2022/23 | 425.75 | 82.75 | 1
2022/23 | 426.25 | 82.75 | 1
2022/23 | 431.75 | 82.75 | 1
2022/23 | 441.75 | 82.75 | 2
2022/23 | 108.75 | 83.25 | 1
2022/23 | 120.75 | 83.25 | 1
2022/23 | 121.25 | 83.25 | 1
2022/23 | 122.75 | 83.25 | 2
2022/23 | 126.25 | 83.25 | 1
2022/23 | 126.75 | 83.25 | 1
2022/23 | 127.25 | 83.25 | 4
2022/23 | 127.75 | 83.25 | 2
2022/23 | 128.25 | 83.25 | 2
2022/23 | 128.75 | 83.25 | 3
2022/23 | 129.25 | 83.25 | 5
2022/23 | 129.75 | 83.25 | 4
2022/23 | 130.25 | 83.25 | 9
2022/23 | 130.75 | 83.25 | 4
2022/23 | 131.25 | 83.25 | 7
2022/23 | 131.75 | 83.25 | 5
2022/23 | 132.25 | 83.25 | 3
2022/23 | 132.75 | 83.25 | 8
2022/23 | 133.25 | 83.25 | 7
2022/23 | 133.75 | 83.25 | 8
2022/23 | 134.25 | 83.25 | 6
2022/23 | 134.75 | 83.25 | 15
2022/23 | 135.25 | 83.25 | 6
2022/23 | 135.75 | 83.25 | 9
2022/23 | 136.25 | 83.25 | 15
2022/23 | 136.75 | 83.25 | 9
2022/23 | 137.25 | 83.25 | 16
2022/23 | 137.75 | 83.25 | 22
2022/23 | 138.25 | 83.25 | 14
2022/23 | 138.75 | 83.25 | 21
2022/23 | 139.25 | 83.25 | 14
2022/23 | 139.75 | 83.25 | 22
2022/23 | 140.25 | 83.25 | 19
2022/23 | 140.75 | 83.25 | 23
2022/23 | 141.25 | 83.25 | 21
2022/23 | 141.75 | 83.25 | 33
2022/23 | 142.25 | 83.25 | 31
2022/23 | 142.75 | 83.25 | 39
2022/23 | 143.25 | 83.25 | 29
2022/23 | 143.75 | 83.25 | 38
2022/23 | 144.25 | 83.25 | 40
2022/23 | 144.75 | 83.25 | 41
2022/23 | 145.25 | 83.25 | 37
2022/23 | 145.75 | 83.25 | 44
2022/23 | 146.25 | 83.25 | 48
2022/23 | 146.75 | 83.25 | 48
2022/23 | 147.25 | 83.25 | 43
2022/23 | 147.75 | 83.25 | 47
2022/23 | 148.25 | 83.25 | 69
2022/23 | 148.75 | 83.25 | 52
2022/23 | 149.25 | 83.25 | 65
2022/23 | 149.75 | 83.25 | 81
2022/23 | 150.25 | 83.25 | 78
2022/23 | 150.75 | 83.25 | 79
2022/23 | 151.25 | 83.25 | 80
2022/23 | 151.75 | 83.25 | 86
2022/23 | 152.25 | 83.25 | 113
2022/23 | 152.75 | 83.25 | 109
2022/23 | 153.25 | 83.25 | 100
2022/23 | 153.75 | 83.25 | 98
2022/23 | 154.25 | 83.25 | 104
2022/23 | 154.75 | 83.25 | 102
2022/23 | 155.25 | 83.25 | 115
2022/23 | 155.75 | 83.25 | 124
2022/23 | 156.25 | 83.25 | 115
2022/23 | 156.75 | 83.25 | 112
2022/23 | 157.25 | 83.25 | 128
2022/23 | 157.75 | 83.25 | 130
2022/23 | 158.25 | 83.25 | 132
2022/23 | 158.75 | 83.25 | 135
2022/23 | 159.25 | 83.25 | 133
2022/23 | 159.75 | 83.25 | 155
2022/23 | 160.25 | 83.25 | 132
2022/23 | 160.75 | 83.25 | 127
2022/23 | 161.25 | 83.25 | 153
2022/23 | 161.75 | 83.25 | 148
2022/23 | 162.25 | 83.25 | 160
2022/23 | 162.75 | 83.25 | 151
2022/23 | 163.25 | 83.25 | 148
2022/23 | 163.75 | 83.25 | 153
2022/23 | 164.25 | 83.25 | 191
2022/23 | 164.75 | 83.25 | 167
2022/23 | 165.25 | 83.25 | 161
2022/23 | 165.75 | 83.25 | 163
2022/23 | 166.25 | 83.25 | 174
2022/23 | 166.75 | 83.25 | 175
2022/23 | 167.25 | 83.25 | 162
2022/23 | 167.75 | 83.25 | 174
2022/23 | 168.25 | 83.25 | 163
2022/23 | 168.75 | 83.25 | 193
2022/23 | 169.25 | 83.25 | 180
2022/23 | 169.75 | 83.25 | 177
2022/23 | 170.25 | 83.25 | 202
2022/23 | 170.75 | 83.25 | 153
2022/23 | 171.25 | 83.25 | 173
2022/23 | 171.75 | 83.25 | 180
2022/23 | 172.25 | 83.25 | 204
2022/23 | 172.75 | 83.25 | 159
2022/23 | 173.25 | 83.25 | 189
2022/23 | 173.75 | 83.25 | 208
2022/23 | 174.25 | 83.25 | 176
2022/23 | 174.75 | 83.25 | 177
2022/23 | 175.25 | 83.25 | 210
2022/23 | 175.75 | 83.25 | 192
2022/23 | 176.25 | 83.25 | 192
2022/23 | 176.75 | 83.25 | 196
2022/23 | 177.25 | 83.25 | 172
2022/23 | 177.75 | 83.25 | 183
2022/23 | 178.25 | 83.25 | 197
2022/23 | 178.75 | 83.25 | 173
2022/23 | 179.25 | 83.25 | 188
2022/23 | 179.75 | 83.25 | 184
2022/23 | 180.25 | 83.25 | 193
2022/23 | 180.75 | 83.25 | 181
2022/23 | 181.25 | 83.25 | 158
2022/23 | 181.75 | 83.25 | 154
2022/23 | 182.25 | 83.25 | 156
2022/23 | 182.75 | 83.25 | 152
2022/23 | 183.25 | 83.25 | 165
2022/23 | 183.75 | 83.25 | 151
2022/23 | 184.25 | 83.25 | 172
2022/23 | 184.75 | 83.25 | 140
2022/23 | 185.25 | 83.25 | 163
2022/23 | 185.75 | 83.25 | 190
2022/23 | 186.25 | 83.25 | 145
2022/23 | 186.75 | 83.25 | 149
2022/23 | 187.25 | 83.25 | 143
2022/23 | 187.75 | 83.25 | 161
2022/23 | 188.25 | 83.25 | 144
2022/23 | 188.75 | 83.25 | 137
2022/23 | 189.25 | 83.25 | 147
2022/23 | 189.75 | 83.25 | 137
2022/23 | 190.25 | 83.25 | 128
2022/23 | 190.75 | 83.25 | 127
2022/23 | 191.25 | 83.25 | 148
2022/23 | 191.75 | 83.25 | 133
2022/23 | 192.25 | 83.25 | 117
2022/23 | 192.75 | 83.25 | 126
2022/23 | 193.25 | 83.25 | 123
2022/23 | 193.75 | 83.25 | 123
2022/23 | 194.25 | 83.25 | 119
2022/23 | 194.75 | 83.25 | 119
2022/23 | 195.25 | 83.25 | 120
2022/23 | 195.75 | 83.25 | 111
2022/23 | 196.25 | 83.25 | 104
2022/23 | 196.75 | 83.25 | 109
2022/23 | 197.25 | 83.25 | 99
2022/23 | 197.75 | 83.25 | 110
2022/23 | 198.25 | 83.25 | 100
2022/23 | 198.75 | 83.25 | 112
2022/23 | 199.25 | 83.25 | 74
2022/23 | 199.75 | 83.25 | 113
2022/23 | 200.25 | 83.25 | 99
2022/23 | 200.75 | 83.25 | 88
2022/23 | 201.25 | 83.25 | 107
2022/23 | 201.75 | 83.25 | 99
2022/23 | 202.25 | 83.25 | 98
2022/23 | 202.75 | 83.25 | 79
2022/23 | 203.25 | 83.25 | 85
2022/23 | 203.75 | 83.25 | 78
2022/23 | 204.25 | 83.25 | 67
2022/23 | 204.75 | 83.25 | 71
2022/23 | 205.25 | 83.25 | 81
2022/23 | 205.75 | 83.25 | 75
2022/23 | 206.25 | 83.25 | 82
2022/23 | 206.75 | 83.25 | 82
2022/23 | 207.25 | 83.25 | 71
2022/23 | 207.75 | 83.25 | 88
2022/23 | 208.25 | 83.25 | 65
2022/23 | 208.75 | 83.25 | 62
2022/23 | 209.25 | 83.25 | 67
2022/23 | 209.75 | 83.25 | 62
2022/23 | 210.25 | 83.25 | 60
2022/23 | 210.75 | 83.25 | 61
2022/23 | 211.25 | 83.25 | 42
2022/23 | 211.75 | 83.25 | 71
2022/23 | 212.25 | 83.25 | 54
2022/23 | 212.75 | 83.25 | 49
2022/23 | 213.25 | 83.25 | 57
2022/23 | 213.75 | 83.25 | 44
2022/23 | 214.25 | 83.25 | 53
2022/23 | 214.75 | 83.25 | 54
2022/23 | 215.25 | 83.25 | 53
2022/23 | 215.75 | 83.25 | 46
2022/23 | 216.25 | 83.25 | 44
2022/23 | 216.75 | 83.25 | 51
2022/23 | 217.25 | 83.25 | 48
2022/23 | 217.75 | 83.25 | 53
2022/23 | 218.25 | 83.25 | 38
2022/23 | 218.75 | 83.25 | 47
2022/23 | 219.25 | 83.25 | 40
2022/23 | 219.75 | 83.25 | 42
2022/23 | 220.25 | 83.25 | 41
2022/23 | 220.75 | 83.25 | 39
2022/23 | 221.25 | 83.25 | 36
2022/23 | 221.75 | 83.25 | 35
2022/23 | 222.25 | 83.25 | 42
2022/23 | 222.75 | 83.25 | 41
2022/23 | 223.25 | 83.25 | 42
2022/23 | 223.75 | 83.25 | 36
2022/23 | 224.25 | 83.25 | 37
2022/23 | 224.75 | 83.25 | 29
2022/23 | 225.25 | 83.25 | 41
2022/23 | 225.75 | 83.25 | 40
2022/23 | 226.25 | 83.25 | 30
2022/23 | 226.75 | 83.25 | 26
2022/23 | 227.25 | 83.25 | 44
2022/23 | 227.75 | 83.25 | 30
2022/23 | 228.25 | 83.25 | 34
2022/23 | 228.75 | 83.25 | 20
2022/23 | 229.25 | 83.25 | 36
2022/23 | 229.75 | 83.25 | 28
2022/23 | 230.25 | 83.25 | 33
2022/23 | 230.75 | 83.25 | 28
2022/23 | 231.25 | 83.25 | 24
2022/23 | 231.75 | 83.25 | 32
2022/23 | 232.25 | 83.25 | 34
2022/23 | 232.75 | 83.25 | 33
2022/23 | 233.25 | 83.25 | 23
2022/23 | 233.75 | 83.25 | 29
2022/23 | 234.25 | 83.25 | 25
2022/23 | 234.75 | 83.25 | 25
2022/23 | 235.25 | 83.25 | 25
2022/23 | 235.75 | 83.25 | 26
2022/23 | 236.25 | 83.25 | 21
2022/23 | 236.75 | 83.25 | 23
2022/23 | 237.25 | 83.25 | 32
2022/23 | 237.75 | 83.25 | 19
2022/23 | 238.25 | 83.25 | 26
2022/23 | 238.75 | 83.25 | 20
2022/23 | 239.25 | 83.25 | 17
2022/23 | 239.75 | 83.25 | 26
2022/23 | 240.25 | 83.25 | 19
2022/23 | 240.75 | 83.25 | 12
2022/23 | 241.25 | 83.25 | 28
2022/23 | 241.75 | 83.25 | 17
2022/23 | 242.25 | 83.25 | 20
2022/23 | 242.75 | 83.25 | 17
2022/23 | 243.25 | 83.25 | 19
2022/23 | 243.75 | 83.25 | 10
2022/23 | 244.25 | 83.25 | 16
2022/23 | 244.75 | 83.25 | 19
2022/23 | 245.25 | 83.25 | 17
2022/23 | 245.75 | 83.25 | 22
2022/23 | 246.25 | 83.25 | 20
2022/23 | 246.75 | 83.25 | 30
2022/23 | 247.25 | 83.25 | 17
2022/23 | 247.75 | 83.25 | 16
2022/23 | 248.25 | 83.25 | 24
2022/23 | 248.75 | 83.25 | 19
2022/23 | 249.25 | 83.25 | 17
2022/23 | 249.75 | 83.25 | 17
2022/23 | 250.25 | 83.25 | 15
2022/23 | 250.75 | 83.25 | 14
2022/23 | 251.25 | 83.25 | 16
2022/23 | 251.75 | 83.25 | 13
2022/23 | 252.25 | 83.25 | 18
2022/23 | 252.75 | 83.25 | 10
2022/23 | 253.25 | 83.25 | 14
2022/23 | 253.75 | 83.25 | 10
2022/23 | 254.25 | 83.25 | 6
2022/23 | 254.75 | 83.25 | 15
2022/23 | 255.25 | 83.25 | 12
2022/23 | 255.75 | 83.25 | 18
2022/23 | 256.25 | 83.25 | 14
2022/23 | 256.75 | 83.25 | 13
2022/23 | 257.25 | 83.25 | 21
2022/23 | 257.75 | 83.25 | 10
2022/23 | 258.25 | 83.25 | 13
2022/23 | 258.75 | 83.25 | 9
2022/23 | 259.25 | 83.25 | 16
2022/23 | 259.75 | 83.25 | 15
2022/23 | 260.25 | 83.25 | 15
2022/23 | 260.75 | 83.25 | 7
2022/23 | 261.25 | 83.25 | 17
2022/23 | 261.75 | 83.25 | 11
2022/23 | 262.25 | 83.25 | 14
2022/23 | 262.75 | 83.25 | 11
2022/23 | 263.25 | 83.25 | 9
2022/23 | 263.75 | 83.25 | 12
2022/23 | 264.25 | 83.25 | 8
2022/23 | 264.75 | 83.25 | 13
2022/23 | 265.25 | 83.25 | 8
2022/23 | 265.75 | 83.25 | 18
2022/23 | 266.25 | 83.25 | 12
2022/23 | 266.75 | 83.25 | 11
2022/23 | 267.25 | 83.25 | 11
2022/23 | 267.75 | 83.25 | 7
2022/23 | 268.25 | 83.25 | 11
2022/23 | 268.75 | 83.25 | 12
2022/23 | 269.25 | 83.25 | 11
2022/23 | 269.75 | 83.25 | 18
2022/23 | 270.25 | 83.25 | 9
2022/23 | 270.75 | 83.25 | 13
2022/23 | 271.25 | 83.25 | 7
2022/23 | 271.75 | 83.25 | 7
2022/23 | 272.25 | 83.25 | 10
2022/23 | 272.75 | 83.25 | 9
2022/23 | 273.25 | 83.25 | 9
2022/23 | 273.75 | 83.25 | 13
2022/23 | 274.25 | 83.25 | 7
2022/23 | 274.75 | 83.25 | 8
2022/23 | 275.25 | 83.25 | 10
2022/23 | 275.75 | 83.25 | 8
2022/23 | 276.25 | 83.25 | 8
2022/23 | 276.75 | 83.25 | 3
2022/23 | 277.25 | 83.25 | 7
2022/23 | 277.75 | 83.25 | 10
2022/23 | 278.25 | 83.25 | 6
2022/23 | 278.75 | 83.25 | 5
2022/23 | 279.25 | 83.25 | 10
2022/23 | 279.75 | 83.25 | 9
2022/23 | 280.25 | 83.25 | 7
2022/23 | 280.75 | 83.25 | 8
2022/23 | 281.25 | 83.25 | 12
2022/23 | 281.75 | 83.25 | 7
2022/23 | 282.25 | 83.25 | 6
2022/23 | 282.75 | 83.25 | 13
2022/23 | 283.25 | 83.25 | 9
2022/23 | 283.75 | 83.25 | 5
2022/23 | 284.25 | 83.25 | 3
2022/23 | 284.75 | 83.25 | 8
2022/23 | 285.25 | 83.25 | 6
2022/23 | 285.75 | 83.25 | 10
2022/23 | 286.25 | 83.25 | 10
2022/23 | 286.75 | 83.25 | 3
2022/23 | 287.25 | 83.25 | 11
2022/23 | 287.75 | 83.25 | 3
2022/23 | 288.25 | 83.25 | 8
2022/23 | 288.75 | 83.25 | 7
2022/23 | 289.25 | 83.25 | 7
2022/23 | 289.75 | 83.25 | 4
2022/23 | 290.25 | 83.25 | 6
2022/23 | 290.75 | 83.25 | 4
2022/23 | 291.25 | 83.25 | 7
2022/23 | 291.75 | 83.25 | 5
2022/23 | 292.25 | 83.25 | 10
2022/23 | 292.75 | 83.25 | 12
2022/23 | 293.25 | 83.25 | 4
2022/23 | 293.75 | 83.25 | 4
2022/23 | 294.25 | 83.25 | 4
2022/23 | 294.75 | 83.25 | 5
2022/23 | 295.25 | 83.25 | 3
2022/23 | 295.75 | 83.25 | 6
2022/23 | 296.25 | 83.25 | 4
2022/23 | 296.75 | 83.25 | 2
2022/23 | 297.25 | 83.25 | 9
2022/23 | 297.75 | 83.25 | 7
2022/23 | 298.25 | 83.25 | 6
2022/23 | 298.75 | 83.25 | 2
2022/23 | 299.25 | 83.25 | 7
2022/23 | 299.75 | 83.25 | 6
2022/23 | 300.25 | 83.25 | 4
2022/23 | 300.75 | 83.25 | 6
2022/23 | 301.25 | 83.25 | 3
2022/23 | 301.75 | 83.25 | 4
2022/23 | 302.25 | 83.25 | 4
2022/23 | 302.75 | 83.25 | 4
2022/23 | 303.25 | 83.25 | 2
2022/23 | 303.75 | 83.25 | 4
2022/23 | 304.25 | 83.25 | 4
2022/23 | 304.75 | 83.25 | 4
2022/23 | 305.25 | 83.25 | 8
2022/23 | 305.75 | 83.25 | 3
2022/23 | 306.25 | 83.25 | 5
2022/23 | 306.75 | 83.25 | 2
2022/23 | 307.75 | 83.25 | 3
2022/23 | 308.25 | 83.25 | 5
2022/23 | 308.75 | 83.25 | 1
2022/23 | 309.25 | 83.25 | 2
2022/23 | 309.75 | 83.25 | 1
2022/23 | 310.25 | 83.25 | 2
2022/23 | 310.75 | 83.25 | 2
2022/23 | 311.25 | 83.25 | 2
2022/23 | 311.75 | 83.25 | 3
2022/23 | 312.25 | 83.25 | 2
2022/23 | 312.75 | 83.25 | 2
2022/23 | 313.25 | 83.25 | 3
2022/23 | 313.75 | 83.25 | 5
2022/23 | 314.25 | 83.25 | 2
2022/23 | 314.75 | 83.25 | 5
2022/23 | 315.25 | 83.25 | 1
2022/23 | 315.75 | 83.25 | 4
2022/23 | 316.25 | 83.25 | 2
2022/23 | 316.75 | 83.25 | 5
2022/23 | 317.25 | 83.25 | 1
2022/23 | 318.25 | 83.25 | 4
2022/23 | 318.75 | 83.25 | 1
2022/23 | 319.25 | 83.25 | 4
2022/23 | 319.75 | 83.25 | 2
2022/23 | 320.25 | 83.25 | 2
2022/23 | 320.75 | 83.25 | 3
2022/23 | 321.75 | 83.25 | 5
2022/23 | 322.25 | 83.25 | 1
2022/23 | 322.75 | 83.25 | 2
2022/23 | 323.25 | 83.25 | 1
2022/23 | 324.25 | 83.25 | 5
2022/23 | 324.75 | 83.25 | 1
2022/23 | 325.25 | 83.25 | 3
2022/23 | 325.75 | 83.25 | 1
2022/23 | 326.25 | 83.25 | 6
2022/23 | 326.75 | 83.25 | 1
2022/23 | 327.25 | 83.25 | 9
2022/23 | 327.75 | 83.25 | 1
2022/23 | 328.25 | 83.25 | 2
2022/23 | 328.75 | 83.25 | 4
2022/23 | 329.75 | 83.25 | 1
2022/23 | 330.25 | 83.25 | 3
2022/23 | 330.75 | 83.25 | 7
2022/23 | 331.75 | 83.25 | 3
2022/23 | 332.25 | 83.25 | 1
2022/23 | 333.25 | 83.25 | 1
2022/23 | 333.75 | 83.25 | 1
2022/23 | 334.75 | 83.25 | 2
2022/23 | 335.75 | 83.25 | 2
2022/23 | 336.25 | 83.25 | 1
2022/23 | 337.25 | 83.25 | 1
2022/23 | 337.75 | 83.25 | 1
2022/23 | 338.75 | 83.25 | 1
2022/23 | 339.75 | 83.25 | 1
2022/23 | 340.25 | 83.25 | 2
2022/23 | 341.25 | 83.25 | 1
2022/23 | 341.75 | 83.25 | 1
2022/23 | 342.75 | 83.25 | 1
2022/23 | 343.25 | 83.25 | 1
2022/23 | 344.25 | 83.25 | 2
2022/23 | 344.75 | 83.25 | 1
2022/23 | 345.25 | 83.25 | 1
2022/23 | 345.75 | 83.25 | 1
2022/23 | 346.25 | 83.25 | 1
2022/23 | 346.75 | 83.25 | 3
2022/23 | 347.25 | 83.25 | 1
2022/23 | 348.25 | 83.25 | 1
2022/23 | 349.75 | 83.25 | 1
2022/23 | 350.25 | 83.25 | 2
2022/23 | 351.75 | 83.25 | 3
2022/23 | 355.75 | 83.25 | 2
2022/23 | 356.75 | 83.25 | 1
2022/23 | 357.75 | 83.25 | 1
2022/23 | 361.25 | 83.25 | 1
2022/23 | 362.25 | 83.25 | 1
2022/23 | 362.75 | 83.25 | 2
2022/23 | 364.75 | 83.25 | 1
2022/23 | 365.25 | 83.25 | 1
2022/23 | 366.25 | 83.25 | 1
2022/23 | 367.25 | 83.25 | 2
2022/23 | 369.75 | 83.25 | 3
2022/23 | 370.75 | 83.25 | 2
2022/23 | 371.25 | 83.25 | 1
2022/23 | 373.25 | 83.25 | 1
2022/23 | 373.75 | 83.25 | 1
2022/23 | 377.75 | 83.25 | 1
2022/23 | 381.25 | 83.25 | 1
2022/23 | 381.75 | 83.25 | 1
2022/23 | 384.25 | 83.25 | 1
2022/23 | 384.75 | 83.25 | 2
2022/23 | 385.25 | 83.25 | 1
2022/23 | 391.25 | 83.25 | 1
2022/23 | 393.75 | 83.25 | 1
2022/23 | 394.25 | 83.25 | 1
2022/23 | 441.25 | 83.25 | 1
2022/23 | 462.75 | 83.25 | 1
2022/23 | 118.25 | 83.75 | 1
2022/23 | 121.25 | 83.75 | 2
2022/23 | 122.25 | 83.75 | 1
2022/23 | 123.75 | 83.75 | 1
2022/23 | 124.25 | 83.75 | 1
2022/23 | 124.75 | 83.75 | 1
2022/23 | 125.25 | 83.75 | 1
2022/23 | 125.75 | 83.75 | 1
2022/23 | 126.25 | 83.75 | 1
2022/23 | 126.75 | 83.75 | 1
2022/23 | 127.25 | 83.75 | 2
2022/23 | 128.25 | 83.75 | 1
2022/23 | 129.25 | 83.75 | 2
2022/23 | 129.75 | 83.75 | 2
2022/23 | 130.25 | 83.75 | 6
2022/23 | 130.75 | 83.75 | 2
2022/23 | 131.25 | 83.75 | 1
2022/23 | 131.75 | 83.75 | 3
2022/23 | 132.25 | 83.75 | 7
2022/23 | 132.75 | 83.75 | 6
2022/23 | 133.25 | 83.75 | 5
2022/23 | 133.75 | 83.75 | 4
2022/23 | 134.25 | 83.75 | 6
2022/23 | 134.75 | 83.75 | 9
2022/23 | 135.25 | 83.75 | 8
2022/23 | 135.75 | 83.75 | 7
2022/23 | 136.25 | 83.75 | 11
2022/23 | 136.75 | 83.75 | 12
2022/23 | 137.25 | 83.75 | 12
2022/23 | 137.75 | 83.75 | 24
2022/23 | 138.25 | 83.75 | 17
2022/23 | 138.75 | 83.75 | 17
2022/23 | 139.25 | 83.75 | 16
2022/23 | 139.75 | 83.75 | 17
2022/23 | 140.25 | 83.75 | 20
2022/23 | 140.75 | 83.75 | 27
2022/23 | 141.25 | 83.75 | 29
2022/23 | 141.75 | 83.75 | 25
2022/23 | 142.25 | 83.75 | 20
2022/23 | 142.75 | 83.75 | 41
2022/23 | 143.25 | 83.75 | 50
2022/23 | 143.75 | 83.75 | 32
2022/23 | 144.25 | 83.75 | 32
2022/23 | 144.75 | 83.75 | 40
2022/23 | 145.25 | 83.75 | 41
2022/23 | 145.75 | 83.75 | 37
2022/23 | 146.25 | 83.75 | 49
2022/23 | 146.75 | 83.75 | 51
2022/23 | 147.25 | 83.75 | 52
2022/23 | 147.75 | 83.75 | 57
2022/23 | 148.25 | 83.75 | 48
2022/23 | 148.75 | 83.75 | 55
2022/23 | 149.25 | 83.75 | 61
2022/23 | 149.75 | 83.75 | 61
2022/23 | 150.25 | 83.75 | 82
2022/23 | 150.75 | 83.75 | 67
2022/23 | 151.25 | 83.75 | 81
2022/23 | 151.75 | 83.75 | 78
2022/23 | 152.25 | 83.75 | 101
2022/23 | 152.75 | 83.75 | 78
2022/23 | 153.25 | 83.75 | 98
2022/23 | 153.75 | 83.75 | 107
2022/23 | 154.25 | 83.75 | 106
2022/23 | 154.75 | 83.75 | 92
2022/23 | 155.25 | 83.75 | 101
2022/23 | 155.75 | 83.75 | 129
2022/23 | 156.25 | 83.75 | 109
2022/23 | 156.75 | 83.75 | 118
2022/23 | 157.25 | 83.75 | 126
2022/23 | 157.75 | 83.75 | 111
2022/23 | 158.25 | 83.75 | 129
2022/23 | 158.75 | 83.75 | 154
2022/23 | 159.25 | 83.75 | 140
2022/23 | 159.75 | 83.75 | 121
2022/23 | 160.25 | 83.75 | 151
2022/23 | 160.75 | 83.75 | 138
2022/23 | 161.25 | 83.75 | 142
2022/23 | 161.75 | 83.75 | 149
2022/23 | 162.25 | 83.75 | 149
2022/23 | 162.75 | 83.75 | 175
2022/23 | 163.25 | 83.75 | 160
2022/23 | 163.75 | 83.75 | 159
2022/23 | 164.25 | 83.75 | 168
2022/23 | 164.75 | 83.75 | 167
2022/23 | 165.25 | 83.75 | 165
2022/23 | 165.75 | 83.75 | 186
2022/23 | 166.25 | 83.75 | 157
2022/23 | 166.75 | 83.75 | 170
2022/23 | 167.25 | 83.75 | 166
2022/23 | 167.75 | 83.75 | 168
2022/23 | 168.25 | 83.75 | 169
2022/23 | 168.75 | 83.75 | 188
2022/23 | 169.25 | 83.75 | 168
2022/23 | 169.75 | 83.75 | 177
2022/23 | 170.25 | 83.75 | 175
2022/23 | 170.75 | 83.75 | 202
2022/23 | 171.25 | 83.75 | 211
2022/23 | 171.75 | 83.75 | 195
2022/23 | 172.25 | 83.75 | 217
2022/23 | 172.75 | 83.75 | 179
2022/23 | 173.25 | 83.75 | 192
2022/23 | 173.75 | 83.75 | 191
2022/23 | 174.25 | 83.75 | 193
2022/23 | 174.75 | 83.75 | 176
2022/23 | 175.25 | 83.75 | 188
2022/23 | 175.75 | 83.75 | 185
2022/23 | 176.25 | 83.75 | 186
2022/23 | 176.75 | 83.75 | 160
2022/23 | 177.25 | 83.75 | 237
2022/23 | 177.75 | 83.75 | 184
2022/23 | 178.25 | 83.75 | 193
2022/23 | 178.75 | 83.75 | 182
2022/23 | 179.25 | 83.75 | 186
2022/23 | 179.75 | 83.75 | 160
2022/23 | 180.25 | 83.75 | 174
2022/23 | 180.75 | 83.75 | 160
2022/23 | 181.25 | 83.75 | 183
2022/23 | 181.75 | 83.75 | 154
2022/23 | 182.25 | 83.75 | 176
2022/23 | 182.75 | 83.75 | 177
2022/23 | 183.25 | 83.75 | 174
2022/23 | 183.75 | 83.75 | 169
2022/23 | 184.25 | 83.75 | 142
2022/23 | 184.75 | 83.75 | 196
2022/23 | 185.25 | 83.75 | 159
2022/23 | 185.75 | 83.75 | 155
2022/23 | 186.25 | 83.75 | 156
2022/23 | 186.75 | 83.75 | 156
2022/23 | 187.25 | 83.75 | 157
2022/23 | 187.75 | 83.75 | 158
2022/23 | 188.25 | 83.75 | 159
2022/23 | 188.75 | 83.75 | 138
2022/23 | 189.25 | 83.75 | 151
2022/23 | 189.75 | 83.75 | 125
2022/23 | 190.25 | 83.75 | 148
2022/23 | 190.75 | 83.75 | 133
2022/23 | 191.25 | 83.75 | 118
2022/23 | 191.75 | 83.75 | 140
2022/23 | 192.25 | 83.75 | 100
2022/23 | 192.75 | 83.75 | 120
2022/23 | 193.25 | 83.75 | 126
2022/23 | 193.75 | 83.75 | 125
2022/23 | 194.25 | 83.75 | 134
2022/23 | 194.75 | 83.75 | 127
2022/23 | 195.25 | 83.75 | 126
2022/23 | 195.75 | 83.75 | 101
2022/23 | 196.25 | 83.75 | 125
2022/23 | 196.75 | 83.75 | 106
2022/23 | 197.25 | 83.75 | 135
2022/23 | 197.75 | 83.75 | 110
2022/23 | 198.25 | 83.75 | 123
2022/23 | 198.75 | 83.75 | 115
2022/23 | 199.25 | 83.75 | 108
2022/23 | 199.75 | 83.75 | 90
2022/23 | 200.25 | 83.75 | 112
2022/23 | 200.75 | 83.75 | 91
2022/23 | 201.25 | 83.75 | 98
2022/23 | 201.75 | 83.75 | 98
2022/23 | 202.25 | 83.75 | 82
2022/23 | 202.75 | 83.75 | 72
2022/23 | 203.25 | 83.75 | 83
2022/23 | 203.75 | 83.75 | 86
2022/23 | 204.25 | 83.75 | 82
2022/23 | 204.75 | 83.75 | 92
2022/23 | 205.25 | 83.75 | 85
2022/23 | 205.75 | 83.75 | 73
2022/23 | 206.25 | 83.75 | 87
2022/23 | 206.75 | 83.75 | 79
2022/23 | 207.25 | 83.75 | 93
2022/23 | 207.75 | 83.75 | 74
2022/23 | 208.25 | 83.75 | 60
2022/23 | 208.75 | 83.75 | 71
2022/23 | 209.25 | 83.75 | 52
2022/23 | 209.75 | 83.75 | 61
2022/23 | 210.25 | 83.75 | 73
2022/23 | 210.75 | 83.75 | 62
2022/23 | 211.25 | 83.75 | 81
2022/23 | 211.75 | 83.75 | 37
2022/23 | 212.25 | 83.75 | 73
2022/23 | 212.75 | 83.75 | 73
2022/23 | 213.25 | 83.75 | 64
2022/23 | 213.75 | 83.75 | 54
2022/23 | 214.25 | 83.75 | 54
2022/23 | 214.75 | 83.75 | 62
2022/23 | 215.25 | 83.75 | 41
2022/23 | 215.75 | 83.75 | 56
2022/23 | 216.25 | 83.75 | 60
2022/23 | 216.75 | 83.75 | 50
2022/23 | 217.25 | 83.75 | 40
2022/23 | 217.75 | 83.75 | 47
2022/23 | 218.25 | 83.75 | 49
2022/23 | 218.75 | 83.75 | 46
2022/23 | 219.25 | 83.75 | 54
2022/23 | 219.75 | 83.75 | 37
2022/23 | 220.25 | 83.75 | 54
2022/23 | 220.75 | 83.75 | 49
2022/23 | 221.25 | 83.75 | 45
2022/23 | 221.75 | 83.75 | 35
2022/23 | 222.25 | 83.75 | 38
2022/23 | 222.75 | 83.75 | 48
2022/23 | 223.25 | 83.75 | 39
2022/23 | 223.75 | 83.75 | 40
2022/23 | 224.25 | 83.75 | 51
2022/23 | 224.75 | 83.75 | 35
2022/23 | 225.25 | 83.75 | 52
2022/23 | 225.75 | 83.75 | 42
2022/23 | 226.25 | 83.75 | 32
2022/23 | 226.75 | 83.75 | 25
2022/23 | 227.25 | 83.75 | 37
2022/23 | 227.75 | 83.75 | 37
2022/23 | 228.25 | 83.75 | 40
2022/23 | 228.75 | 83.75 | 23
2022/23 | 229.25 | 83.75 | 31
2022/23 | 229.75 | 83.75 | 29
2022/23 | 230.25 | 83.75 | 37
2022/23 | 230.75 | 83.75 | 30
2022/23 | 231.25 | 83.75 | 28
2022/23 | 231.75 | 83.75 | 29
2022/23 | 232.25 | 83.75 | 18
2022/23 | 232.75 | 83.75 | 24
2022/23 | 233.25 | 83.75 | 27
2022/23 | 233.75 | 83.75 | 26
2022/23 | 234.25 | 83.75 | 37
2022/23 | 234.75 | 83.75 | 31
2022/23 | 235.25 | 83.75 | 29
2022/23 | 235.75 | 83.75 | 29
2022/23 | 236.25 | 83.75 | 29
2022/23 | 236.75 | 83.75 | 24
2022/23 | 237.25 | 83.75 | 29
2022/23 | 237.75 | 83.75 | 23
2022/23 | 238.25 | 83.75 | 18
2022/23 | 238.75 | 83.75 | 23
2022/23 | 239.25 | 83.75 | 27
2022/23 | 239.75 | 83.75 | 23
2022/23 | 240.25 | 83.75 | 31
2022/23 | 240.75 | 83.75 | 38
2022/23 | 241.25 | 83.75 | 16
2022/23 | 241.75 | 83.75 | 15
2022/23 | 242.25 | 83.75 | 18
2022/23 | 242.75 | 83.75 | 22
2022/23 | 243.25 | 83.75 | 22
2022/23 | 243.75 | 83.75 | 12
2022/23 | 244.25 | 83.75 | 27
2022/23 | 244.75 | 83.75 | 24
2022/23 | 245.25 | 83.75 | 22
2022/23 | 245.75 | 83.75 | 26
2022/23 | 246.25 | 83.75 | 19
2022/23 | 246.75 | 83.75 | 32
2022/23 | 247.25 | 83.75 | 20
2022/23 | 247.75 | 83.75 | 18
2022/23 | 248.25 | 83.75 | 11
2022/23 | 248.75 | 83.75 | 13
2022/23 | 249.25 | 83.75 | 10
2022/23 | 249.75 | 83.75 | 19
2022/23 | 250.25 | 83.75 | 13
2022/23 | 250.75 | 83.75 | 19
2022/23 | 251.25 | 83.75 | 18
2022/23 | 251.75 | 83.75 | 15
2022/23 | 252.25 | 83.75 | 12
2022/23 | 252.75 | 83.75 | 8
2022/23 | 253.25 | 83.75 | 15
2022/23 | 253.75 | 83.75 | 19
2022/23 | 254.25 | 83.75 | 20
2022/23 | 254.75 | 83.75 | 22
2022/23 | 255.25 | 83.75 | 18
2022/23 | 255.75 | 83.75 | 24
2022/23 | 256.25 | 83.75 | 17
2022/23 | 256.75 | 83.75 | 15
2022/23 | 257.25 | 83.75 | 16
2022/23 | 257.75 | 83.75 | 14
2022/23 | 258.25 | 83.75 | 15
2022/23 | 258.75 | 83.75 | 18
2022/23 | 259.25 | 83.75 | 18
2022/23 | 259.75 | 83.75 | 11
2022/23 | 260.25 | 83.75 | 14
2022/23 | 260.75 | 83.75 | 11
2022/23 | 261.25 | 83.75 | 12
2022/23 | 261.75 | 83.75 | 18
2022/23 | 262.25 | 83.75 | 7
2022/23 | 262.75 | 83.75 | 7
2022/23 | 263.25 | 83.75 | 13
2022/23 | 263.75 | 83.75 | 5
2022/23 | 264.25 | 83.75 | 16
2022/23 | 264.75 | 83.75 | 5
2022/23 | 265.25 | 83.75 | 9
2022/23 | 265.75 | 83.75 | 8
2022/23 | 266.25 | 83.75 | 13
2022/23 | 266.75 | 83.75 | 11
2022/23 | 267.25 | 83.75 | 10
2022/23 | 267.75 | 83.75 | 3
2022/23 | 268.25 | 83.75 | 8
2022/23 | 268.75 | 83.75 | 17
2022/23 | 269.25 | 83.75 | 9
2022/23 | 269.75 | 83.75 | 10
2022/23 | 270.25 | 83.75 | 15
2022/23 | 270.75 | 83.75 | 13
2022/23 | 271.25 | 83.75 | 13
2022/23 | 271.75 | 83.75 | 8
2022/23 | 272.25 | 83.75 | 10
2022/23 | 272.75 | 83.75 | 14
2022/23 | 273.25 | 83.75 | 11
2022/23 | 273.75 | 83.75 | 6
2022/23 | 274.25 | 83.75 | 8
2022/23 | 274.75 | 83.75 | 8
2022/23 | 275.25 | 83.75 | 7
2022/23 | 275.75 | 83.75 | 8
2022/23 | 276.25 | 83.75 | 7
2022/23 | 276.75 | 83.75 | 9
2022/23 | 277.25 | 83.75 | 8
2022/23 | 277.75 | 83.75 | 6
2022/23 | 278.25 | 83.75 | 4
2022/23 | 278.75 | 83.75 | 12
2022/23 | 279.25 | 83.75 | 5
2022/23 | 279.75 | 83.75 | 11
2022/23 | 280.25 | 83.75 | 7
2022/23 | 280.75 | 83.75 | 10
2022/23 | 281.25 | 83.75 | 2
2022/23 | 281.75 | 83.75 | 4
2022/23 | 282.25 | 83.75 | 9
2022/23 | 282.75 | 83.75 | 11
2022/23 | 283.25 | 83.75 | 12
2022/23 | 283.75 | 83.75 | 12
2022/23 | 284.25 | 83.75 | 4
2022/23 | 284.75 | 83.75 | 9
2022/23 | 285.25 | 83.75 | 7
2022/23 | 285.75 | 83.75 | 8
2022/23 | 286.25 | 83.75 | 4
2022/23 | 286.75 | 83.75 | 10
2022/23 | 287.25 | 83.75 | 6
2022/23 | 287.75 | 83.75 | 8
2022/23 | 288.25 | 83.75 | 8
2022/23 | 288.75 | 83.75 | 5
2022/23 | 289.25 | 83.75 | 7
2022/23 | 289.75 | 83.75 | 8
2022/23 | 290.25 | 83.75 | 5
2022/23 | 290.75 | 83.75 | 5
2022/23 | 291.25 | 83.75 | 8
2022/23 | 291.75 | 83.75 | 5
2022/23 | 292.25 | 83.75 | 12
2022/23 | 292.75 | 83.75 | 9
2022/23 | 293.25 | 83.75 | 9
2022/23 | 293.75 | 83.75 | 5
2022/23 | 294.25 | 83.75 | 5
2022/23 | 294.75 | 83.75 | 6
2022/23 | 295.25 | 83.75 | 2
2022/23 | 295.75 | 83.75 | 5
2022/23 | 296.25 | 83.75 | 2
2022/23 | 296.75 | 83.75 | 6
2022/23 | 297.25 | 83.75 | 3
2022/23 | 297.75 | 83.75 | 5
2022/23 | 298.25 | 83.75 | 4
2022/23 | 298.75 | 83.75 | 2
2022/23 | 299.25 | 83.75 | 1
2022/23 | 299.75 | 83.75 | 4
2022/23 | 300.25 | 83.75 | 2
2022/23 | 300.75 | 83.75 | 5
2022/23 | 301.25 | 83.75 | 5
2022/23 | 301.75 | 83.75 | 6
2022/23 | 302.25 | 83.75 | 8
2022/23 | 302.75 | 83.75 | 6
2022/23 | 303.25 | 83.75 | 3
2022/23 | 303.75 | 83.75 | 4
2022/23 | 304.25 | 83.75 | 3
2022/23 | 304.75 | 83.75 | 2
2022/23 | 305.25 | 83.75 | 5
2022/23 | 305.75 | 83.75 | 4
2022/23 | 306.25 | 83.75 | 4
2022/23 | 306.75 | 83.75 | 2
2022/23 | 307.25 | 83.75 | 5
2022/23 | 307.75 | 83.75 | 2
2022/23 | 308.25 | 83.75 | 3
2022/23 | 308.75 | 83.75 | 3
2022/23 | 309.25 | 83.75 | 5
2022/23 | 309.75 | 83.75 | 2
2022/23 | 310.25 | 83.75 | 4
2022/23 | 310.75 | 83.75 | 3
2022/23 | 311.25 | 83.75 | 3
2022/23 | 311.75 | 83.75 | 5
2022/23 | 312.25 | 83.75 | 4
2022/23 | 312.75 | 83.75 | 1
2022/23 | 313.25 | 83.75 | 2
2022/23 | 314.25 | 83.75 | 3
2022/23 | 314.75 | 83.75 | 5
2022/23 | 315.25 | 83.75 | 6
2022/23 | 315.75 | 83.75 | 4
2022/23 | 316.25 | 83.75 | 3
2022/23 | 316.75 | 83.75 | 4
2022/23 | 317.25 | 83.75 | 2
2022/23 | 317.75 | 83.75 | 2
2022/23 | 318.25 | 83.75 | 2
2022/23 | 318.75 | 83.75 | 1
2022/23 | 319.25 | 83.75 | 1
2022/23 | 320.25 | 83.75 | 2
2022/23 | 320.75 | 83.75 | 4
2022/23 | 321.25 | 83.75 | 5
2022/23 | 322.25 | 83.75 | 4
2022/23 | 322.75 | 83.75 | 2
2022/23 | 323.25 | 83.75 | 2
2022/23 | 323.75 | 83.75 | 2
2022/23 | 324.25 | 83.75 | 1
2022/23 | 324.75 | 83.75 | 1
2022/23 | 325.25 | 83.75 | 2
2022/23 | 325.75 | 83.75 | 2
2022/23 | 326.25 | 83.75 | 1
2022/23 | 326.75 | 83.75 | 5
2022/23 | 327.25 | 83.75 | 1
2022/23 | 327.75 | 83.75 | 1
2022/23 | 328.25 | 83.75 | 1
2022/23 | 328.75 | 83.75 | 1
2022/23 | 329.25 | 83.75 | 2
2022/23 | 329.75 | 83.75 | 1
2022/23 | 330.25 | 83.75 | 2
2022/23 | 330.75 | 83.75 | 2
2022/23 | 331.25 | 83.75 | 1
2022/23 | 331.75 | 83.75 | 1
2022/23 | 332.25 | 83.75 | 3
2022/23 | 332.75 | 83.75 | 2
2022/23 | 333.25 | 83.75 | 2
2022/23 | 333.75 | 83.75 | 4
2022/23 | 335.25 | 83.75 | 2
2022/23 | 335.75 | 83.75 | 2
2022/23 | 336.25 | 83.75 | 1
2022/23 | 337.25 | 83.75 | 1
2022/23 | 338.25 | 83.75 | 2
2022/23 | 338.75 | 83.75 | 1
2022/23 | 339.75 | 83.75 | 1
2022/23 | 340.25 | 83.75 | 1
2022/23 | 340.75 | 83.75 | 2
2022/23 | 341.75 | 83.75 | 2
2022/23 | 342.75 | 83.75 | 1
2022/23 | 343.25 | 83.75 | 1
2022/23 | 343.75 | 83.75 | 1
2022/23 | 344.25 | 83.75 | 4
2022/23 | 344.75 | 83.75 | 1
2022/23 | 345.25 | 83.75 | 1
2022/23 | 346.25 | 83.75 | 1
2022/23 | 348.75 | 83.75 | 1
2022/23 | 349.75 | 83.75 | 2
2022/23 | 350.25 | 83.75 | 1
2022/23 | 350.75 | 83.75 | 1
2022/23 | 351.25 | 83.75 | 1
2022/23 | 352.25 | 83.75 | 1
2022/23 | 352.75 | 83.75 | 1
2022/23 | 355.25 | 83.75 | 1
2022/23 | 356.25 | 83.75 | 2
2022/23 | 356.75 | 83.75 | 1
2022/23 | 357.75 | 83.75 | 1
2022/23 | 358.75 | 83.75 | 1
2022/23 | 359.25 | 83.75 | 2
2022/23 | 360.75 | 83.75 | 1
2022/23 | 363.25 | 83.75 | 1
2022/23 | 366.25 | 83.75 | 2
2022/23 | 376.75 | 83.75 | 2
2022/23 | 377.75 | 83.75 | 1
2022/23 | 378.25 | 83.75 | 1
2022/23 | 379.75 | 83.75 | 1
2022/23 | 385.25 | 83.75 | 1
2022/23 | 389.25 | 83.75 | 1
2022/23 | 390.25 | 83.75 | 1
2022/23 | 390.75 | 83.75 | 1
2022/23 | 393.25 | 83.75 | 1
2022/23 | 396.75 | 83.75 | 1
2022/23 | 398.75 | 83.75 | 1
2022/23 | 402.75 | 83.75 | 1
2022/23 | 406.75 | 83.75 | 1
2022/23 | 407.75 | 83.75 | 1
2022/23 | 410.25 | 83.75 | 1
2022/23 | 122.25 | 84.25 | 1
2022/23 | 122.75 | 84.25 | 1
2022/23 | 124.25 | 84.25 | 1
2022/23 | 125.75 | 84.25 | 1
2022/23 | 126.25 | 84.25 | 1
2022/23 | 126.75 | 84.25 | 3
2022/23 | 127.75 | 84.25 | 3
2022/23 | 128.25 | 84.25 | 1
2022/23 | 128.75 | 84.25 | 4
2022/23 | 129.25 | 84.25 | 1
2022/23 | 129.75 | 84.25 | 1
2022/23 | 130.25 | 84.25 | 2
2022/23 | 130.75 | 84.25 | 2
2022/23 | 131.25 | 84.25 | 2
2022/23 | 131.75 | 84.25 | 4
2022/23 | 132.25 | 84.25 | 4
2022/23 | 132.75 | 84.25 | 6
2022/23 | 133.25 | 84.25 | 6
2022/23 | 133.75 | 84.25 | 6
2022/23 | 134.25 | 84.25 | 9
2022/23 | 134.75 | 84.25 | 3
2022/23 | 135.25 | 84.25 | 4
2022/23 | 135.75 | 84.25 | 3
2022/23 | 136.25 | 84.25 | 7
2022/23 | 136.75 | 84.25 | 18
2022/23 | 137.25 | 84.25 | 16
2022/23 | 137.75 | 84.25 | 15
2022/23 | 138.25 | 84.25 | 12
2022/23 | 138.75 | 84.25 | 13
2022/23 | 139.25 | 84.25 | 16
2022/23 | 139.75 | 84.25 | 15
2022/23 | 140.25 | 84.25 | 17
2022/23 | 140.75 | 84.25 | 29
2022/23 | 141.25 | 84.25 | 30
2022/23 | 141.75 | 84.25 | 23
2022/23 | 142.25 | 84.25 | 28
2022/23 | 142.75 | 84.25 | 29
2022/23 | 143.25 | 84.25 | 26
2022/23 | 143.75 | 84.25 | 21
2022/23 | 144.25 | 84.25 | 41
2022/23 | 144.75 | 84.25 | 44
2022/23 | 145.25 | 84.25 | 43
2022/23 | 145.75 | 84.25 | 49
2022/23 | 146.25 | 84.25 | 43
2022/23 | 146.75 | 84.25 | 42
2022/23 | 147.25 | 84.25 | 59
2022/23 | 147.75 | 84.25 | 45
2022/23 | 148.25 | 84.25 | 42
2022/23 | 148.75 | 84.25 | 52
2022/23 | 149.25 | 84.25 | 62
2022/23 | 149.75 | 84.25 | 52
2022/23 | 150.25 | 84.25 | 59
2022/23 | 150.75 | 84.25 | 80
2022/23 | 151.25 | 84.25 | 77
2022/23 | 151.75 | 84.25 | 69
2022/23 | 152.25 | 84.25 | 75
2022/23 | 152.75 | 84.25 | 93
2022/23 | 153.25 | 84.25 | 79
2022/23 | 153.75 | 84.25 | 95
2022/23 | 154.25 | 84.25 | 96
2022/23 | 154.75 | 84.25 | 101
2022/23 | 155.25 | 84.25 | 93
2022/23 | 155.75 | 84.25 | 96
2022/23 | 156.25 | 84.25 | 118
2022/23 | 156.75 | 84.25 | 105
2022/23 | 157.25 | 84.25 | 125
2022/23 | 157.75 | 84.25 | 133
2022/23 | 158.25 | 84.25 | 120
2022/23 | 158.75 | 84.25 | 144
2022/23 | 159.25 | 84.25 | 128
2022/23 | 159.75 | 84.25 | 121
2022/23 | 160.25 | 84.25 | 116
2022/23 | 160.75 | 84.25 | 146
2022/23 | 161.25 | 84.25 | 131
2022/23 | 161.75 | 84.25 | 142
2022/23 | 162.25 | 84.25 | 128
2022/23 | 162.75 | 84.25 | 133
2022/23 | 163.25 | 84.25 | 178
2022/23 | 163.75 | 84.25 | 161
2022/23 | 164.25 | 84.25 | 166
2022/23 | 164.75 | 84.25 | 145
2022/23 | 165.25 | 84.25 | 163
2022/23 | 165.75 | 84.25 | 194
2022/23 | 166.25 | 84.25 | 146
2022/23 | 166.75 | 84.25 | 183
2022/23 | 167.25 | 84.25 | 184
2022/23 | 167.75 | 84.25 | 188
2022/23 | 168.25 | 84.25 | 167
2022/23 | 168.75 | 84.25 | 174
2022/23 | 169.25 | 84.25 | 180
2022/23 | 169.75 | 84.25 | 157
2022/23 | 170.25 | 84.25 | 168
2022/23 | 170.75 | 84.25 | 173
2022/23 | 171.25 | 84.25 | 194
2022/23 | 171.75 | 84.25 | 176
2022/23 | 172.25 | 84.25 | 155
2022/23 | 172.75 | 84.25 | 203
2022/23 | 173.25 | 84.25 | 196
2022/23 | 173.75 | 84.25 | 200
2022/23 | 174.25 | 84.25 | 192
2022/23 | 174.75 | 84.25 | 147
2022/23 | 175.25 | 84.25 | 179
2022/23 | 175.75 | 84.25 | 189
2022/23 | 176.25 | 84.25 | 201
2022/23 | 176.75 | 84.25 | 178
2022/23 | 177.25 | 84.25 | 178
2022/23 | 177.75 | 84.25 | 180
2022/23 | 178.25 | 84.25 | 205
2022/23 | 178.75 | 84.25 | 197
2022/23 | 179.25 | 84.25 | 171
2022/23 | 179.75 | 84.25 | 194
2022/23 | 180.25 | 84.25 | 166
2022/23 | 180.75 | 84.25 | 172
2022/23 | 181.25 | 84.25 | 190
2022/23 | 181.75 | 84.25 | 203
2022/23 | 182.25 | 84.25 | 175
2022/23 | 182.75 | 84.25 | 212
2022/23 | 183.25 | 84.25 | 187
2022/23 | 183.75 | 84.25 | 176
2022/23 | 184.25 | 84.25 | 163
2022/23 | 184.75 | 84.25 | 164
2022/23 | 185.25 | 84.25 | 165
2022/23 | 185.75 | 84.25 | 156
2022/23 | 186.25 | 84.25 | 158
2022/23 | 186.75 | 84.25 | 176
2022/23 | 187.25 | 84.25 | 166
2022/23 | 187.75 | 84.25 | 161
2022/23 | 188.25 | 84.25 | 158
2022/23 | 188.75 | 84.25 | 145
2022/23 | 189.25 | 84.25 | 151
2022/23 | 189.75 | 84.25 | 150
2022/23 | 190.25 | 84.25 | 140
2022/23 | 190.75 | 84.25 | 143
2022/23 | 191.25 | 84.25 | 145
2022/23 | 191.75 | 84.25 | 160
2022/23 | 192.25 | 84.25 | 140
2022/23 | 192.75 | 84.25 | 127
2022/23 | 193.25 | 84.25 | 124
2022/23 | 193.75 | 84.25 | 116
2022/23 | 194.25 | 84.25 | 138
2022/23 | 194.75 | 84.25 | 128
2022/23 | 195.25 | 84.25 | 140
2022/23 | 195.75 | 84.25 | 128
2022/23 | 196.25 | 84.25 | 146
2022/23 | 196.75 | 84.25 | 93
2022/23 | 197.25 | 84.25 | 144
2022/23 | 197.75 | 84.25 | 111
2022/23 | 198.25 | 84.25 | 106
2022/23 | 198.75 | 84.25 | 118
2022/23 | 199.25 | 84.25 | 95
2022/23 | 199.75 | 84.25 | 113
2022/23 | 200.25 | 84.25 | 100
2022/23 | 200.75 | 84.25 | 97
2022/23 | 201.25 | 84.25 | 89
2022/23 | 201.75 | 84.25 | 95
2022/23 | 202.25 | 84.25 | 95
2022/23 | 202.75 | 84.25 | 81
2022/23 | 203.25 | 84.25 | 78
2022/23 | 203.75 | 84.25 | 75
2022/23 | 204.25 | 84.25 | 88
2022/23 | 204.75 | 84.25 | 90
2022/23 | 205.25 | 84.25 | 72
2022/23 | 205.75 | 84.25 | 74
2022/23 | 206.25 | 84.25 | 74
2022/23 | 206.75 | 84.25 | 83
2022/23 | 207.25 | 84.25 | 69
2022/23 | 207.75 | 84.25 | 77
2022/23 | 208.25 | 84.25 | 89
2022/23 | 208.75 | 84.25 | 72
2022/23 | 209.25 | 84.25 | 73
2022/23 | 209.75 | 84.25 | 68
2022/23 | 210.25 | 84.25 | 72
2022/23 | 210.75 | 84.25 | 80
2022/23 | 211.25 | 84.25 | 57
2022/23 | 211.75 | 84.25 | 57
2022/23 | 212.25 | 84.25 | 60
2022/23 | 212.75 | 84.25 | 66
2022/23 | 213.25 | 84.25 | 74
2022/23 | 213.75 | 84.25 | 62
2022/23 | 214.25 | 84.25 | 56
2022/23 | 214.75 | 84.25 | 66
2022/23 | 215.25 | 84.25 | 64
2022/23 | 215.75 | 84.25 | 53
2022/23 | 216.25 | 84.25 | 52
2022/23 | 216.75 | 84.25 | 44
2022/23 | 217.25 | 84.25 | 52
2022/23 | 217.75 | 84.25 | 51
2022/23 | 218.25 | 84.25 | 57
2022/23 | 218.75 | 84.25 | 36
2022/23 | 219.25 | 84.25 | 50
2022/23 | 219.75 | 84.25 | 57
2022/23 | 220.25 | 84.25 | 40
2022/23 | 220.75 | 84.25 | 55
2022/23 | 221.25 | 84.25 | 65
2022/23 | 221.75 | 84.25 | 48
2022/23 | 222.25 | 84.25 | 45
2022/23 | 222.75 | 84.25 | 48
2022/23 | 223.25 | 84.25 | 42
2022/23 | 223.75 | 84.25 | 44
2022/23 | 224.25 | 84.25 | 44
2022/23 | 224.75 | 84.25 | 48
2022/23 | 225.25 | 84.25 | 38
2022/23 | 225.75 | 84.25 | 37
2022/23 | 226.25 | 84.25 | 30
2022/23 | 226.75 | 84.25 | 41
2022/23 | 227.25 | 84.25 | 36
2022/23 | 227.75 | 84.25 | 33
2022/23 | 228.25 | 84.25 | 40
2022/23 | 228.75 | 84.25 | 41
2022/23 | 229.25 | 84.25 | 42
2022/23 | 229.75 | 84.25 | 35
2022/23 | 230.25 | 84.25 | 37
2022/23 | 230.75 | 84.25 | 42
2022/23 | 231.25 | 84.25 | 44
2022/23 | 231.75 | 84.25 | 31
2022/23 | 232.25 | 84.25 | 36
2022/23 | 232.75 | 84.25 | 28
2022/23 | 233.25 | 84.25 | 30
2022/23 | 233.75 | 84.25 | 39
2022/23 | 234.25 | 84.25 | 31
2022/23 | 234.75 | 84.25 | 24
2022/23 | 235.25 | 84.25 | 31
2022/23 | 235.75 | 84.25 | 27
2022/23 | 236.25 | 84.25 | 22
2022/23 | 236.75 | 84.25 | 25
2022/23 | 237.25 | 84.25 | 27
2022/23 | 237.75 | 84.25 | 26
2022/23 | 238.25 | 84.25 | 29
2022/23 | 238.75 | 84.25 | 24
2022/23 | 239.25 | 84.25 | 23
2022/23 | 239.75 | 84.25 | 28
2022/23 | 240.25 | 84.25 | 27
2022/23 | 240.75 | 84.25 | 25
2022/23 | 241.25 | 84.25 | 18
2022/23 | 241.75 | 84.25 | 23
2022/23 | 242.25 | 84.25 | 25
2022/23 | 242.75 | 84.25 | 25
2022/23 | 243.25 | 84.25 | 27
2022/23 | 243.75 | 84.25 | 22
2022/23 | 244.25 | 84.25 | 20
2022/23 | 244.75 | 84.25 | 24
2022/23 | 245.25 | 84.25 | 19
2022/23 | 245.75 | 84.25 | 25
2022/23 | 246.25 | 84.25 | 20
2022/23 | 246.75 | 84.25 | 19
2022/23 | 247.25 | 84.25 | 24
2022/23 | 247.75 | 84.25 | 21
2022/23 | 248.25 | 84.25 | 15
2022/23 | 248.75 | 84.25 | 19
2022/23 | 249.25 | 84.25 | 10
2022/23 | 249.75 | 84.25 | 22
2022/23 | 250.25 | 84.25 | 18
2022/23 | 250.75 | 84.25 | 21
2022/23 | 251.25 | 84.25 | 16
2022/23 | 251.75 | 84.25 | 22
2022/23 | 252.25 | 84.25 | 18
2022/23 | 252.75 | 84.25 | 22
2022/23 | 253.25 | 84.25 | 17
2022/23 | 253.75 | 84.25 | 21
2022/23 | 254.25 | 84.25 | 15
2022/23 | 254.75 | 84.25 | 12
2022/23 | 255.25 | 84.25 | 17
2022/23 | 255.75 | 84.25 | 20
2022/23 | 256.25 | 84.25 | 13
2022/23 | 256.75 | 84.25 | 11
2022/23 | 257.25 | 84.25 | 19
2022/23 | 257.75 | 84.25 | 9
2022/23 | 258.25 | 84.25 | 11
2022/23 | 258.75 | 84.25 | 11
2022/23 | 259.25 | 84.25 | 18
2022/23 | 259.75 | 84.25 | 8
2022/23 | 260.25 | 84.25 | 10
2022/23 | 260.75 | 84.25 | 9
2022/23 | 261.25 | 84.25 | 13
2022/23 | 261.75 | 84.25 | 12
2022/23 | 262.25 | 84.25 | 13
2022/23 | 262.75 | 84.25 | 12
2022/23 | 263.25 | 84.25 | 9
2022/23 | 263.75 | 84.25 | 7
2022/23 | 264.25 | 84.25 | 8
2022/23 | 264.75 | 84.25 | 10
2022/23 | 265.25 | 84.25 | 17
2022/23 | 265.75 | 84.25 | 16
2022/23 | 266.25 | 84.25 | 10
2022/23 | 266.75 | 84.25 | 17
2022/23 | 267.25 | 84.25 | 9
2022/23 | 267.75 | 84.25 | 12
2022/23 | 268.25 | 84.25 | 11
2022/23 | 268.75 | 84.25 | 11
2022/23 | 269.25 | 84.25 | 9
2022/23 | 269.75 | 84.25 | 6
2022/23 | 270.25 | 84.25 | 12
2022/23 | 270.75 | 84.25 | 8
2022/23 | 271.25 | 84.25 | 7
2022/23 | 271.75 | 84.25 | 11
2022/23 | 272.25 | 84.25 | 13
2022/23 | 272.75 | 84.25 | 10
2022/23 | 273.25 | 84.25 | 15
2022/23 | 273.75 | 84.25 | 8
2022/23 | 274.25 | 84.25 | 11
2022/23 | 274.75 | 84.25 | 6
2022/23 | 275.25 | 84.25 | 9
2022/23 | 275.75 | 84.25 | 6
2022/23 | 276.25 | 84.25 | 8
2022/23 | 276.75 | 84.25 | 8
2022/23 | 277.25 | 84.25 | 6
2022/23 | 277.75 | 84.25 | 11
2022/23 | 278.25 | 84.25 | 13
2022/23 | 278.75 | 84.25 | 2
2022/23 | 279.25 | 84.25 | 7
2022/23 | 279.75 | 84.25 | 8
2022/23 | 280.25 | 84.25 | 6
2022/23 | 280.75 | 84.25 | 5
2022/23 | 281.25 | 84.25 | 4
2022/23 | 281.75 | 84.25 | 10
2022/23 | 282.25 | 84.25 | 8
2022/23 | 282.75 | 84.25 | 9
2022/23 | 283.25 | 84.25 | 13
2022/23 | 283.75 | 84.25 | 12
2022/23 | 284.25 | 84.25 | 3
2022/23 | 284.75 | 84.25 | 9
2022/23 | 285.25 | 84.25 | 9
2022/23 | 285.75 | 84.25 | 7
2022/23 | 286.25 | 84.25 | 4
2022/23 | 286.75 | 84.25 | 11
2022/23 | 287.25 | 84.25 | 8
2022/23 | 287.75 | 84.25 | 9
2022/23 | 288.25 | 84.25 | 10
2022/23 | 288.75 | 84.25 | 5
2022/23 | 289.25 | 84.25 | 9
2022/23 | 289.75 | 84.25 | 10
2022/23 | 290.25 | 84.25 | 5
2022/23 | 290.75 | 84.25 | 3
2022/23 | 291.25 | 84.25 | 5
2022/23 | 291.75 | 84.25 | 9
2022/23 | 292.25 | 84.25 | 6
2022/23 | 292.75 | 84.25 | 8
2022/23 | 293.25 | 84.25 | 7
2022/23 | 293.75 | 84.25 | 1
2022/23 | 294.25 | 84.25 | 11
2022/23 | 294.75 | 84.25 | 3
2022/23 | 295.25 | 84.25 | 4
2022/23 | 295.75 | 84.25 | 5
2022/23 | 296.25 | 84.25 | 4
2022/23 | 296.75 | 84.25 | 5
2022/23 | 297.25 | 84.25 | 3
2022/23 | 297.75 | 84.25 | 5
2022/23 | 298.25 | 84.25 | 6
2022/23 | 298.75 | 84.25 | 8
2022/23 | 299.25 | 84.25 | 4
2022/23 | 299.75 | 84.25 | 4
2022/23 | 300.25 | 84.25 | 3
2022/23 | 300.75 | 84.25 | 5
2022/23 | 301.25 | 84.25 | 1
2022/23 | 301.75 | 84.25 | 4
2022/23 | 302.25 | 84.25 | 3
2022/23 | 303.75 | 84.25 | 5
2022/23 | 304.25 | 84.25 | 3
2022/23 | 304.75 | 84.25 | 2
2022/23 | 305.25 | 84.25 | 4
2022/23 | 305.75 | 84.25 | 4
2022/23 | 306.25 | 84.25 | 2
2022/23 | 306.75 | 84.25 | 5
2022/23 | 307.25 | 84.25 | 4
2022/23 | 307.75 | 84.25 | 4
2022/23 | 308.25 | 84.25 | 3
2022/23 | 308.75 | 84.25 | 4
2022/23 | 309.25 | 84.25 | 5
2022/23 | 309.75 | 84.25 | 6
2022/23 | 310.25 | 84.25 | 5
2022/23 | 310.75 | 84.25 | 3
2022/23 | 311.25 | 84.25 | 1
2022/23 | 311.75 | 84.25 | 2
2022/23 | 312.25 | 84.25 | 6
2022/23 | 312.75 | 84.25 | 4
2022/23 | 313.25 | 84.25 | 1
2022/23 | 313.75 | 84.25 | 4
2022/23 | 314.25 | 84.25 | 1
2022/23 | 314.75 | 84.25 | 3
2022/23 | 315.25 | 84.25 | 2
2022/23 | 315.75 | 84.25 | 5
2022/23 | 316.25 | 84.25 | 7
2022/23 | 316.75 | 84.25 | 1
2022/23 | 317.25 | 84.25 | 5
2022/23 | 317.75 | 84.25 | 4
2022/23 | 318.75 | 84.25 | 2
2022/23 | 319.25 | 84.25 | 3
2022/23 | 319.75 | 84.25 | 1
2022/23 | 320.25 | 84.25 | 3
2022/23 | 320.75 | 84.25 | 1
2022/23 | 321.25 | 84.25 | 4
2022/23 | 321.75 | 84.25 | 3
2022/23 | 322.25 | 84.25 | 4
2022/23 | 322.75 | 84.25 | 2
2022/23 | 323.25 | 84.25 | 4
2022/23 | 323.75 | 84.25 | 3
2022/23 | 324.25 | 84.25 | 9
2022/23 | 324.75 | 84.25 | 2
2022/23 | 325.25 | 84.25 | 3
2022/23 | 325.75 | 84.25 | 3
2022/23 | 326.25 | 84.25 | 2
2022/23 | 326.75 | 84.25 | 6
2022/23 | 327.25 | 84.25 | 2
2022/23 | 327.75 | 84.25 | 2
2022/23 | 328.75 | 84.25 | 2
2022/23 | 329.25 | 84.25 | 2
2022/23 | 329.75 | 84.25 | 2
2022/23 | 331.25 | 84.25 | 2
2022/23 | 331.75 | 84.25 | 5
2022/23 | 332.75 | 84.25 | 1
2022/23 | 333.25 | 84.25 | 2
2022/23 | 333.75 | 84.25 | 1
2022/23 | 334.75 | 84.25 | 2
2022/23 | 335.25 | 84.25 | 3
2022/23 | 335.75 | 84.25 | 1
2022/23 | 336.25 | 84.25 | 1
2022/23 | 336.75 | 84.25 | 3
2022/23 | 337.25 | 84.25 | 2
2022/23 | 337.75 | 84.25 | 1
2022/23 | 338.25 | 84.25 | 5
2022/23 | 339.25 | 84.25 | 2
2022/23 | 341.75 | 84.25 | 2
2022/23 | 342.25 | 84.25 | 2
2022/23 | 342.75 | 84.25 | 1
2022/23 | 343.25 | 84.25 | 2
2022/23 | 344.75 | 84.25 | 2
2022/23 | 345.75 | 84.25 | 1
2022/23 | 346.75 | 84.25 | 3
2022/23 | 348.25 | 84.25 | 3
2022/23 | 348.75 | 84.25 | 1
2022/23 | 349.25 | 84.25 | 1
2022/23 | 349.75 | 84.25 | 1
2022/23 | 350.25 | 84.25 | 1
2022/23 | 351.25 | 84.25 | 1
2022/23 | 351.75 | 84.25 | 1
2022/23 | 352.25 | 84.25 | 2
2022/23 | 353.25 | 84.25 | 2
2022/23 | 353.75 | 84.25 | 1
2022/23 | 354.75 | 84.25 | 1
2022/23 | 356.25 | 84.25 | 1
2022/23 | 357.75 | 84.25 | 1
2022/23 | 360.25 | 84.25 | 2
2022/23 | 360.75 | 84.25 | 2
2022/23 | 361.25 | 84.25 | 1
2022/23 | 364.75 | 84.25 | 1
2022/23 | 365.25 | 84.25 | 1
2022/23 | 366.75 | 84.25 | 1
2022/23 | 368.75 | 84.25 | 1
2022/23 | 371.25 | 84.25 | 1
2022/23 | 372.25 | 84.25 | 2
2022/23 | 373.25 | 84.25 | 1
2022/23 | 374.75 | 84.25 | 1
2022/23 | 375.75 | 84.25 | 1
2022/23 | 376.25 | 84.25 | 1
2022/23 | 376.75 | 84.25 | 1
2022/23 | 378.25 | 84.25 | 1
2022/23 | 384.75 | 84.25 | 2
2022/23 | 390.25 | 84.25 | 1
2022/23 | 392.75 | 84.25 | 1
2022/23 | 452.75 | 84.25 | 1
2022/23 | 124.75 | 84.75 | 2
2022/23 | 126.75 | 84.75 | 2
2022/23 | 127.25 | 84.75 | 1
2022/23 | 127.75 | 84.75 | 2
2022/23 | 128.75 | 84.75 | 3
2022/23 | 129.25 | 84.75 | 3
2022/23 | 129.75 | 84.75 | 2
2022/23 | 130.25 | 84.75 | 1
2022/23 | 130.75 | 84.75 | 2
2022/23 | 131.25 | 84.75 | 2
2022/23 | 131.75 | 84.75 | 1
2022/23 | 132.25 | 84.75 | 2
2022/23 | 132.75 | 84.75 | 1
2022/23 | 133.25 | 84.75 | 8
2022/23 | 133.75 | 84.75 | 9
2022/23 | 134.25 | 84.75 | 4
2022/23 | 134.75 | 84.75 | 6
2022/23 | 135.25 | 84.75 | 8
2022/23 | 135.75 | 84.75 | 6
2022/23 | 136.25 | 84.75 | 2
2022/23 | 136.75 | 84.75 | 9
2022/23 | 137.25 | 84.75 | 7
2022/23 | 137.75 | 84.75 | 5
2022/23 | 138.25 | 84.75 | 12
2022/23 | 138.75 | 84.75 | 14
2022/23 | 139.25 | 84.75 | 19
2022/23 | 139.75 | 84.75 | 16
2022/23 | 140.25 | 84.75 | 14
2022/23 | 140.75 | 84.75 | 28
2022/23 | 141.25 | 84.75 | 18
2022/23 | 141.75 | 84.75 | 17
2022/23 | 142.25 | 84.75 | 31
2022/23 | 142.75 | 84.75 | 22
2022/23 | 143.25 | 84.75 | 22
2022/23 | 143.75 | 84.75 | 26
2022/23 | 144.25 | 84.75 | 17
2022/23 | 144.75 | 84.75 | 29
2022/23 | 145.25 | 84.75 | 32
2022/23 | 145.75 | 84.75 | 31
2022/23 | 146.25 | 84.75 | 49
2022/23 | 146.75 | 84.75 | 50
2022/23 | 147.25 | 84.75 | 33
2022/23 | 147.75 | 84.75 | 48
2022/23 | 148.25 | 84.75 | 46
2022/23 | 148.75 | 84.75 | 53
2022/23 | 149.25 | 84.75 | 62
2022/23 | 149.75 | 84.75 | 51
2022/23 | 150.25 | 84.75 | 65
2022/23 | 150.75 | 84.75 | 74
2022/23 | 151.25 | 84.75 | 70
2022/23 | 151.75 | 84.75 | 82
2022/23 | 152.25 | 84.75 | 73
2022/23 | 152.75 | 84.75 | 71
2022/23 | 153.25 | 84.75 | 74
2022/23 | 153.75 | 84.75 | 73
2022/23 | 154.25 | 84.75 | 75
2022/23 | 154.75 | 84.75 | 93
2022/23 | 155.25 | 84.75 | 86
2022/23 | 155.75 | 84.75 | 101
2022/23 | 156.25 | 84.75 | 110
2022/23 | 156.75 | 84.75 | 102
2022/23 | 157.25 | 84.75 | 118
2022/23 | 157.75 | 84.75 | 131
2022/23 | 158.25 | 84.75 | 134
2022/23 | 158.75 | 84.75 | 114
2022/23 | 159.25 | 84.75 | 149
2022/23 | 159.75 | 84.75 | 125
2022/23 | 160.25 | 84.75 | 135
2022/23 | 160.75 | 84.75 | 139
2022/23 | 161.25 | 84.75 | 139
2022/23 | 161.75 | 84.75 | 140
2022/23 | 162.25 | 84.75 | 172
2022/23 | 162.75 | 84.75 | 148
2022/23 | 163.25 | 84.75 | 162
2022/23 | 163.75 | 84.75 | 153
2022/23 | 164.25 | 84.75 | 148
2022/23 | 164.75 | 84.75 | 158
2022/23 | 165.25 | 84.75 | 166
2022/23 | 165.75 | 84.75 | 169
2022/23 | 166.25 | 84.75 | 163
2022/23 | 166.75 | 84.75 | 187
2022/23 | 167.25 | 84.75 | 159
2022/23 | 167.75 | 84.75 | 176
2022/23 | 168.25 | 84.75 | 152
2022/23 | 168.75 | 84.75 | 156
2022/23 | 169.25 | 84.75 | 175
2022/23 | 169.75 | 84.75 | 177
2022/23 | 170.25 | 84.75 | 168
2022/23 | 170.75 | 84.75 | 199
2022/23 | 171.25 | 84.75 | 174
2022/23 | 171.75 | 84.75 | 188
2022/23 | 172.25 | 84.75 | 174
2022/23 | 172.75 | 84.75 | 157
2022/23 | 173.25 | 84.75 | 188
2022/23 | 173.75 | 84.75 | 221
2022/23 | 174.25 | 84.75 | 188
2022/23 | 174.75 | 84.75 | 181
2022/23 | 175.25 | 84.75 | 203
2022/23 | 175.75 | 84.75 | 195
2022/23 | 176.25 | 84.75 | 189
2022/23 | 176.75 | 84.75 | 166
2022/23 | 177.25 | 84.75 | 190
2022/23 | 177.75 | 84.75 | 204
2022/23 | 178.25 | 84.75 | 190
2022/23 | 178.75 | 84.75 | 149
2022/23 | 179.25 | 84.75 | 190
2022/23 | 179.75 | 84.75 | 171
2022/23 | 180.25 | 84.75 | 185
2022/23 | 180.75 | 84.75 | 173
2022/23 | 181.25 | 84.75 | 180
2022/23 | 181.75 | 84.75 | 194
2022/23 | 182.25 | 84.75 | 160
2022/23 | 182.75 | 84.75 | 158
2022/23 | 183.25 | 84.75 | 178
2022/23 | 183.75 | 84.75 | 182
2022/23 | 184.25 | 84.75 | 181
2022/23 | 184.75 | 84.75 | 171
2022/23 | 185.25 | 84.75 | 177
2022/23 | 185.75 | 84.75 | 158
2022/23 | 186.25 | 84.75 | 186
2022/23 | 186.75 | 84.75 | 174
2022/23 | 187.25 | 84.75 | 147
2022/23 | 187.75 | 84.75 | 149
2022/23 | 188.25 | 84.75 | 151
2022/23 | 188.75 | 84.75 | 160
2022/23 | 189.25 | 84.75 | 137
2022/23 | 189.75 | 84.75 | 154
2022/23 | 190.25 | 84.75 | 144
2022/23 | 190.75 | 84.75 | 152
2022/23 | 191.25 | 84.75 | 142
2022/23 | 191.75 | 84.75 | 168
2022/23 | 192.25 | 84.75 | 150
2022/23 | 192.75 | 84.75 | 136
2022/23 | 193.25 | 84.75 | 111
2022/23 | 193.75 | 84.75 | 139
2022/23 | 194.25 | 84.75 | 113
2022/23 | 194.75 | 84.75 | 124
2022/23 | 195.25 | 84.75 | 131
2022/23 | 195.75 | 84.75 | 112
2022/23 | 196.25 | 84.75 | 118
2022/23 | 196.75 | 84.75 | 126
2022/23 | 197.25 | 84.75 | 93
2022/23 | 197.75 | 84.75 | 116
2022/23 | 198.25 | 84.75 | 123
2022/23 | 198.75 | 84.75 | 104
2022/23 | 199.25 | 84.75 | 115
2022/23 | 199.75 | 84.75 | 106
2022/23 | 200.25 | 84.75 | 117
2022/23 | 200.75 | 84.75 | 104
2022/23 | 201.25 | 84.75 | 86
2022/23 | 201.75 | 84.75 | 87
2022/23 | 202.25 | 84.75 | 104
2022/23 | 202.75 | 84.75 | 94
2022/23 | 203.25 | 84.75 | 88
2022/23 | 203.75 | 84.75 | 98
2022/23 | 204.25 | 84.75 | 120
2022/23 | 204.75 | 84.75 | 85
2022/23 | 205.25 | 84.75 | 82
2022/23 | 205.75 | 84.75 | 95
2022/23 | 206.25 | 84.75 | 73
2022/23 | 206.75 | 84.75 | 83
2022/23 | 207.25 | 84.75 | 76
2022/23 | 207.75 | 84.75 | 83
2022/23 | 208.25 | 84.75 | 78
2022/23 | 208.75 | 84.75 | 80
2022/23 | 209.25 | 84.75 | 74
2022/23 | 209.75 | 84.75 | 75
2022/23 | 210.25 | 84.75 | 68
2022/23 | 210.75 | 84.75 | 71
2022/23 | 211.25 | 84.75 | 73
2022/23 | 211.75 | 84.75 | 72
2022/23 | 212.25 | 84.75 | 68
2022/23 | 212.75 | 84.75 | 55
2022/23 | 213.25 | 84.75 | 70
2022/23 | 213.75 | 84.75 | 76
2022/23 | 214.25 | 84.75 | 50
2022/23 | 214.75 | 84.75 | 64
2022/23 | 215.25 | 84.75 | 71
2022/23 | 215.75 | 84.75 | 68
2022/23 | 216.25 | 84.75 | 64
2022/23 | 216.75 | 84.75 | 73
2022/23 | 217.25 | 84.75 | 55
2022/23 | 217.75 | 84.75 | 57
2022/23 | 218.25 | 84.75 | 54
2022/23 | 218.75 | 84.75 | 59
2022/23 | 219.25 | 84.75 | 47
2022/23 | 219.75 | 84.75 | 65
2022/23 | 220.25 | 84.75 | 61
2022/23 | 220.75 | 84.75 | 49
2022/23 | 221.25 | 84.75 | 54
2022/23 | 221.75 | 84.75 | 39
2022/23 | 222.25 | 84.75 | 51
2022/23 | 222.75 | 84.75 | 40
2022/23 | 223.25 | 84.75 | 38
2022/23 | 223.75 | 84.75 | 42
2022/23 | 224.25 | 84.75 | 40
2022/23 | 224.75 | 84.75 | 42
2022/23 | 225.25 | 84.75 | 47
2022/23 | 225.75 | 84.75 | 39
2022/23 | 226.25 | 84.75 | 49
2022/23 | 226.75 | 84.75 | 52
2022/23 | 227.25 | 84.75 | 42
2022/23 | 227.75 | 84.75 | 42
2022/23 | 228.25 | 84.75 | 37
2022/23 | 228.75 | 84.75 | 36
2022/23 | 229.25 | 84.75 | 34
2022/23 | 229.75 | 84.75 | 28
2022/23 | 230.25 | 84.75 | 37
2022/23 | 230.75 | 84.75 | 29
2022/23 | 231.25 | 84.75 | 35
2022/23 | 231.75 | 84.75 | 33
2022/23 | 232.25 | 84.75 | 27
2022/23 | 232.75 | 84.75 | 35
2022/23 | 233.25 | 84.75 | 24
2022/23 | 233.75 | 84.75 | 28
2022/23 | 234.25 | 84.75 | 30
2022/23 | 234.75 | 84.75 | 29
2022/23 | 235.25 | 84.75 | 30
2022/23 | 235.75 | 84.75 | 25
2022/23 | 236.25 | 84.75 | 26
2022/23 | 236.75 | 84.75 | 29
2022/23 | 237.25 | 84.75 | 25
2022/23 | 237.75 | 84.75 | 27
2022/23 | 238.25 | 84.75 | 28
2022/23 | 238.75 | 84.75 | 37
2022/23 | 239.25 | 84.75 | 23
2022/23 | 239.75 | 84.75 | 21
2022/23 | 240.25 | 84.75 | 32
2022/23 | 240.75 | 84.75 | 24
2022/23 | 241.25 | 84.75 | 24
2022/23 | 241.75 | 84.75 | 26
2022/23 | 242.25 | 84.75 | 23
2022/23 | 242.75 | 84.75 | 20
2022/23 | 243.25 | 84.75 | 35
2022/23 | 243.75 | 84.75 | 22
2022/23 | 244.25 | 84.75 | 22
2022/23 | 244.75 | 84.75 | 20
2022/23 | 245.25 | 84.75 | 27
2022/23 | 245.75 | 84.75 | 30
2022/23 | 246.25 | 84.75 | 12
2022/23 | 246.75 | 84.75 | 17
2022/23 | 247.25 | 84.75 | 21
2022/23 | 247.75 | 84.75 | 19
2022/23 | 248.25 | 84.75 | 35
2022/23 | 248.75 | 84.75 | 16
2022/23 | 249.25 | 84.75 | 20
2022/23 | 249.75 | 84.75 | 17
2022/23 | 250.25 | 84.75 | 18
2022/23 | 250.75 | 84.75 | 15
2022/23 | 251.25 | 84.75 | 14
2022/23 | 251.75 | 84.75 | 21
2022/23 | 252.25 | 84.75 | 20
2022/23 | 252.75 | 84.75 | 19
2022/23 | 253.25 | 84.75 | 5
2022/23 | 253.75 | 84.75 | 27
2022/23 | 254.25 | 84.75 | 18
2022/23 | 254.75 | 84.75 | 12
2022/23 | 255.25 | 84.75 | 17
2022/23 | 255.75 | 84.75 | 15
2022/23 | 256.25 | 84.75 | 21
2022/23 | 256.75 | 84.75 | 23
2022/23 | 257.25 | 84.75 | 17
2022/23 | 257.75 | 84.75 | 19
2022/23 | 258.25 | 84.75 | 15
2022/23 | 258.75 | 84.75 | 18
2022/23 | 259.25 | 84.75 | 6
2022/23 | 259.75 | 84.75 | 14
2022/23 | 260.25 | 84.75 | 16
2022/23 | 260.75 | 84.75 | 11
2022/23 | 261.25 | 84.75 | 15
2022/23 | 261.75 | 84.75 | 19
2022/23 | 262.25 | 84.75 | 8
2022/23 | 262.75 | 84.75 | 14
2022/23 | 263.25 | 84.75 | 17
2022/23 | 263.75 | 84.75 | 19
2022/23 | 264.25 | 84.75 | 9
2022/23 | 264.75 | 84.75 | 14
2022/23 | 265.25 | 84.75 | 16
2022/23 | 265.75 | 84.75 | 8
2022/23 | 266.25 | 84.75 | 17
2022/23 | 266.75 | 84.75 | 17
2022/23 | 267.25 | 84.75 | 14
2022/23 | 267.75 | 84.75 | 13
2022/23 | 268.25 | 84.75 | 11
2022/23 | 268.75 | 84.75 | 10
2022/23 | 269.25 | 84.75 | 16
2022/23 | 269.75 | 84.75 | 9
2022/23 | 270.25 | 84.75 | 12
2022/23 | 270.75 | 84.75 | 11
2022/23 | 271.25 | 84.75 | 18
2022/23 | 271.75 | 84.75 | 12
2022/23 | 272.25 | 84.75 | 8
2022/23 | 272.75 | 84.75 | 11
2022/23 | 273.25 | 84.75 | 12
2022/23 | 273.75 | 84.75 | 8
2022/23 | 274.25 | 84.75 | 13
2022/23 | 274.75 | 84.75 | 7
2022/23 | 275.25 | 84.75 | 12
2022/23 | 275.75 | 84.75 | 10
2022/23 | 276.25 | 84.75 | 9
2022/23 | 276.75 | 84.75 | 12
2022/23 | 277.25 | 84.75 | 5
2022/23 | 277.75 | 84.75 | 8
2022/23 | 278.25 | 84.75 | 4
2022/23 | 278.75 | 84.75 | 5
2022/23 | 279.25 | 84.75 | 15
2022/23 | 279.75 | 84.75 | 10
2022/23 | 280.25 | 84.75 | 10
2022/23 | 280.75 | 84.75 | 5
2022/23 | 281.25 | 84.75 | 8
2022/23 | 281.75 | 84.75 | 9
2022/23 | 282.25 | 84.75 | 8
2022/23 | 282.75 | 84.75 | 3
2022/23 | 283.25 | 84.75 | 12
2022/23 | 283.75 | 84.75 | 8
2022/23 | 284.25 | 84.75 | 9
2022/23 | 284.75 | 84.75 | 4
2022/23 | 285.25 | 84.75 | 10
2022/23 | 285.75 | 84.75 | 11
2022/23 | 286.25 | 84.75 | 10
2022/23 | 286.75 | 84.75 | 8
2022/23 | 287.25 | 84.75 | 6
2022/23 | 287.75 | 84.75 | 6
2022/23 | 288.25 | 84.75 | 7
2022/23 | 288.75 | 84.75 | 8
2022/23 | 289.25 | 84.75 | 6
2022/23 | 289.75 | 84.75 | 12
2022/23 | 290.25 | 84.75 | 7
2022/23 | 290.75 | 84.75 | 6
2022/23 | 291.25 | 84.75 | 5
2022/23 | 291.75 | 84.75 | 5
2022/23 | 292.25 | 84.75 | 5
2022/23 | 292.75 | 84.75 | 6
2022/23 | 293.25 | 84.75 | 8
2022/23 | 293.75 | 84.75 | 9
2022/23 | 294.25 | 84.75 | 4
2022/23 | 294.75 | 84.75 | 5
2022/23 | 295.25 | 84.75 | 5
2022/23 | 295.75 | 84.75 | 4
2022/23 | 296.25 | 84.75 | 3
2022/23 | 296.75 | 84.75 | 10
2022/23 | 297.25 | 84.75 | 2
2022/23 | 297.75 | 84.75 | 7
2022/23 | 298.25 | 84.75 | 9
2022/23 | 298.75 | 84.75 | 4
2022/23 | 299.25 | 84.75 | 7
2022/23 | 299.75 | 84.75 | 7
2022/23 | 300.25 | 84.75 | 4
2022/23 | 300.75 | 84.75 | 7
2022/23 | 301.25 | 84.75 | 3
2022/23 | 301.75 | 84.75 | 9
2022/23 | 302.25 | 84.75 | 5
2022/23 | 302.75 | 84.75 | 3
2022/23 | 303.25 | 84.75 | 10
2022/23 | 303.75 | 84.75 | 1
2022/23 | 304.25 | 84.75 | 3
2022/23 | 304.75 | 84.75 | 2
2022/23 | 305.25 | 84.75 | 4
2022/23 | 305.75 | 84.75 | 2
2022/23 | 306.25 | 84.75 | 8
2022/23 | 306.75 | 84.75 | 3
2022/23 | 307.25 | 84.75 | 6
2022/23 | 307.75 | 84.75 | 5
2022/23 | 308.25 | 84.75 | 3
2022/23 | 308.75 | 84.75 | 2
2022/23 | 309.25 | 84.75 | 3
2022/23 | 309.75 | 84.75 | 4
2022/23 | 310.25 | 84.75 | 4
2022/23 | 310.75 | 84.75 | 2
2022/23 | 311.25 | 84.75 | 4
2022/23 | 311.75 | 84.75 | 4
2022/23 | 312.25 | 84.75 | 2
2022/23 | 312.75 | 84.75 | 4
2022/23 | 313.25 | 84.75 | 3
2022/23 | 313.75 | 84.75 | 5
2022/23 | 314.25 | 84.75 | 5
2022/23 | 314.75 | 84.75 | 5
2022/23 | 315.25 | 84.75 | 1
2022/23 | 315.75 | 84.75 | 2
2022/23 | 316.25 | 84.75 | 4
2022/23 | 316.75 | 84.75 | 4
2022/23 | 317.25 | 84.75 | 3
2022/23 | 317.75 | 84.75 | 2
2022/23 | 318.25 | 84.75 | 3
2022/23 | 318.75 | 84.75 | 3
2022/23 | 319.25 | 84.75 | 1
2022/23 | 319.75 | 84.75 | 3
2022/23 | 320.25 | 84.75 | 3
2022/23 | 320.75 | 84.75 | 2
2022/23 | 321.25 | 84.75 | 2
2022/23 | 321.75 | 84.75 | 1
2022/23 | 322.25 | 84.75 | 2
2022/23 | 323.25 | 84.75 | 6
2022/23 | 323.75 | 84.75 | 1
2022/23 | 324.25 | 84.75 | 4
2022/23 | 324.75 | 84.75 | 2
2022/23 | 325.25 | 84.75 | 3
2022/23 | 325.75 | 84.75 | 1
2022/23 | 326.25 | 84.75 | 2
2022/23 | 326.75 | 84.75 | 1
2022/23 | 327.25 | 84.75 | 3
2022/23 | 328.25 | 84.75 | 4
2022/23 | 328.75 | 84.75 | 2
2022/23 | 329.25 | 84.75 | 4
2022/23 | 329.75 | 84.75 | 1
2022/23 | 330.25 | 84.75 | 1
2022/23 | 330.75 | 84.75 | 3
2022/23 | 331.25 | 84.75 | 2
2022/23 | 331.75 | 84.75 | 3
2022/23 | 332.75 | 84.75 | 2
2022/23 | 333.25 | 84.75 | 2
2022/23 | 333.75 | 84.75 | 1
2022/23 | 334.75 | 84.75 | 2
2022/23 | 335.25 | 84.75 | 1
2022/23 | 335.75 | 84.75 | 1
2022/23 | 336.25 | 84.75 | 1
2022/23 | 336.75 | 84.75 | 2
2022/23 | 337.25 | 84.75 | 1
2022/23 | 337.75 | 84.75 | 3
2022/23 | 338.25 | 84.75 | 1
2022/23 | 338.75 | 84.75 | 2
2022/23 | 339.25 | 84.75 | 1
2022/23 | 339.75 | 84.75 | 1
2022/23 | 340.25 | 84.75 | 2
2022/23 | 340.75 | 84.75 | 2
2022/23 | 341.25 | 84.75 | 2
2022/23 | 341.75 | 84.75 | 4
2022/23 | 342.25 | 84.75 | 2
2022/23 | 342.75 | 84.75 | 1
2022/23 | 343.25 | 84.75 | 1
2022/23 | 343.75 | 84.75 | 3
2022/23 | 344.75 | 84.75 | 1
2022/23 | 345.25 | 84.75 | 1
2022/23 | 347.25 | 84.75 | 1
2022/23 | 347.75 | 84.75 | 1
2022/23 | 348.25 | 84.75 | 3
2022/23 | 348.75 | 84.75 | 3
2022/23 | 350.25 | 84.75 | 2
2022/23 | 352.25 | 84.75 | 1
2022/23 | 352.75 | 84.75 | 2
2022/23 | 354.75 | 84.75 | 1
2022/23 | 355.25 | 84.75 | 1
2022/23 | 355.75 | 84.75 | 1
2022/23 | 356.25 | 84.75 | 1
2022/23 | 357.75 | 84.75 | 1
2022/23 | 358.25 | 84.75 | 1
2022/23 | 358.75 | 84.75 | 1
2022/23 | 362.75 | 84.75 | 2
2022/23 | 364.75 | 84.75 | 2
2022/23 | 365.75 | 84.75 | 1
2022/23 | 367.25 | 84.75 | 1
2022/23 | 368.25 | 84.75 | 1
2022/23 | 368.75 | 84.75 | 1
2022/23 | 369.75 | 84.75 | 1
2022/23 | 371.75 | 84.75 | 1
2022/23 | 373.75 | 84.75 | 1
2022/23 | 374.25 | 84.75 | 1
2022/23 | 375.25 | 84.75 | 1
2022/23 | 379.75 | 84.75 | 1
2022/23 | 381.25 | 84.75 | 1
2022/23 | 381.75 | 84.75 | 1
2022/23 | 384.25 | 84.75 | 1
2022/23 | 393.75 | 84.75 | 1
2022/23 | 398.75 | 84.75 | 1
2022/23 | 125.75 | 85.25 | 1
2022/23 | 126.25 | 85.25 | 1
2022/23 | 127.25 | 85.25 | 2
2022/23 | 128.25 | 85.25 | 3
2022/23 | 128.75 | 85.25 | 2
2022/23 | 129.25 | 85.25 | 2
2022/23 | 129.75 | 85.25 | 1
2022/23 | 130.25 | 85.25 | 2
2022/23 | 130.75 | 85.25 | 2
2022/23 | 131.25 | 85.25 | 1
2022/23 | 131.75 | 85.25 | 6
2022/23 | 132.25 | 85.25 | 2
2022/23 | 132.75 | 85.25 | 4
2022/23 | 133.25 | 85.25 | 4
2022/23 | 133.75 | 85.25 | 3
2022/23 | 134.25 | 85.25 | 7
2022/23 | 134.75 | 85.25 | 9
2022/23 | 135.25 | 85.25 | 4
2022/23 | 135.75 | 85.25 | 7
2022/23 | 136.25 | 85.25 | 3
2022/23 | 136.75 | 85.25 | 7
2022/23 | 137.25 | 85.25 | 4
2022/23 | 137.75 | 85.25 | 8
2022/23 | 138.25 | 85.25 | 5
2022/23 | 138.75 | 85.25 | 13
2022/23 | 139.25 | 85.25 | 18
2022/23 | 139.75 | 85.25 | 11
2022/23 | 140.25 | 85.25 | 24
2022/23 | 140.75 | 85.25 | 19
2022/23 | 141.25 | 85.25 | 17
2022/23 | 141.75 | 85.25 | 21
2022/23 | 142.25 | 85.25 | 14
2022/23 | 142.75 | 85.25 | 18
2022/23 | 143.25 | 85.25 | 17
2022/23 | 143.75 | 85.25 | 28
2022/23 | 144.25 | 85.25 | 28
2022/23 | 144.75 | 85.25 | 34
2022/23 | 145.25 | 85.25 | 31
2022/23 | 145.75 | 85.25 | 26
2022/23 | 146.25 | 85.25 | 50
2022/23 | 146.75 | 85.25 | 43
2022/23 | 147.25 | 85.25 | 51
2022/23 | 147.75 | 85.25 | 49
2022/23 | 148.25 | 85.25 | 47
2022/23 | 148.75 | 85.25 | 54
2022/23 | 149.25 | 85.25 | 64
2022/23 | 149.75 | 85.25 | 47
2022/23 | 150.25 | 85.25 | 56
2022/23 | 150.75 | 85.25 | 72
2022/23 | 151.25 | 85.25 | 61
2022/23 | 151.75 | 85.25 | 62
2022/23 | 152.25 | 85.25 | 74
2022/23 | 152.75 | 85.25 | 85
2022/23 | 153.25 | 85.25 | 72
2022/23 | 153.75 | 85.25 | 77
2022/23 | 154.25 | 85.25 | 78
2022/23 | 154.75 | 85.25 | 86
2022/23 | 155.25 | 85.25 | 92
2022/23 | 155.75 | 85.25 | 83
2022/23 | 156.25 | 85.25 | 93
2022/23 | 156.75 | 85.25 | 99
2022/23 | 157.25 | 85.25 | 101
2022/23 | 157.75 | 85.25 | 124
2022/23 | 158.25 | 85.25 | 131
2022/23 | 158.75 | 85.25 | 122
2022/23 | 159.25 | 85.25 | 104
2022/23 | 159.75 | 85.25 | 117
2022/23 | 160.25 | 85.25 | 122
2022/23 | 160.75 | 85.25 | 107
2022/23 | 161.25 | 85.25 | 136
2022/23 | 161.75 | 85.25 | 134
2022/23 | 162.25 | 85.25 | 131
2022/23 | 162.75 | 85.25 | 143
2022/23 | 163.25 | 85.25 | 154
2022/23 | 163.75 | 85.25 | 153
2022/23 | 164.25 | 85.25 | 157
2022/23 | 164.75 | 85.25 | 143
2022/23 | 165.25 | 85.25 | 156
2022/23 | 165.75 | 85.25 | 162
2022/23 | 166.25 | 85.25 | 157
2022/23 | 166.75 | 85.25 | 158
2022/23 | 167.25 | 85.25 | 157
2022/23 | 167.75 | 85.25 | 167
2022/23 | 168.25 | 85.25 | 158
2022/23 | 168.75 | 85.25 | 159
2022/23 | 169.25 | 85.25 | 171
2022/23 | 169.75 | 85.25 | 166
2022/23 | 170.25 | 85.25 | 175
2022/23 | 170.75 | 85.25 | 158
2022/23 | 171.25 | 85.25 | 171
2022/23 | 171.75 | 85.25 | 182
2022/23 | 172.25 | 85.25 | 162
2022/23 | 172.75 | 85.25 | 196
2022/23 | 173.25 | 85.25 | 157
2022/23 | 173.75 | 85.25 | 191
2022/23 | 174.25 | 85.25 | 182
2022/23 | 174.75 | 85.25 | 182
2022/23 | 175.25 | 85.25 | 191
2022/23 | 175.75 | 85.25 | 167
2022/23 | 176.25 | 85.25 | 182
2022/23 | 176.75 | 85.25 | 168
2022/23 | 177.25 | 85.25 | 167
2022/23 | 177.75 | 85.25 | 200
2022/23 | 178.25 | 85.25 | 187
2022/23 | 178.75 | 85.25 | 172
2022/23 | 179.25 | 85.25 | 179
2022/23 | 179.75 | 85.25 | 180
2022/23 | 180.25 | 85.25 | 156
2022/23 | 180.75 | 85.25 | 179
2022/23 | 181.25 | 85.25 | 191
2022/23 | 181.75 | 85.25 | 178
2022/23 | 182.25 | 85.25 | 182
2022/23 | 182.75 | 85.25 | 179
2022/23 | 183.25 | 85.25 | 180
2022/23 | 183.75 | 85.25 | 168
2022/23 | 184.25 | 85.25 | 161
2022/23 | 184.75 | 85.25 | 188
2022/23 | 185.25 | 85.25 | 151
2022/23 | 185.75 | 85.25 | 166
2022/23 | 186.25 | 85.25 | 164
2022/23 | 186.75 | 85.25 | 160
2022/23 | 187.25 | 85.25 | 149
2022/23 | 187.75 | 85.25 | 162
2022/23 | 188.25 | 85.25 | 170
2022/23 | 188.75 | 85.25 | 135
2022/23 | 189.25 | 85.25 | 143
2022/23 | 189.75 | 85.25 | 164
2022/23 | 190.25 | 85.25 | 144
2022/23 | 190.75 | 85.25 | 146
2022/23 | 191.25 | 85.25 | 135
2022/23 | 191.75 | 85.25 | 160
2022/23 | 192.25 | 85.25 | 144
2022/23 | 192.75 | 85.25 | 121
2022/23 | 193.25 | 85.25 | 122
2022/23 | 193.75 | 85.25 | 122
2022/23 | 194.25 | 85.25 | 134
2022/23 | 194.75 | 85.25 | 125
2022/23 | 195.25 | 85.25 | 122
2022/23 | 195.75 | 85.25 | 123
2022/23 | 196.25 | 85.25 | 154
2022/23 | 196.75 | 85.25 | 135
2022/23 | 197.25 | 85.25 | 113
2022/23 | 197.75 | 85.25 | 139
2022/23 | 198.25 | 85.25 | 124
2022/23 | 198.75 | 85.25 | 124
2022/23 | 199.25 | 85.25 | 123
2022/23 | 199.75 | 85.25 | 107
2022/23 | 200.25 | 85.25 | 102
2022/23 | 200.75 | 85.25 | 106
2022/23 | 201.25 | 85.25 | 105
2022/23 | 201.75 | 85.25 | 90
2022/23 | 202.25 | 85.25 | 108
2022/23 | 202.75 | 85.25 | 108
2022/23 | 203.25 | 85.25 | 106
2022/23 | 203.75 | 85.25 | 87
2022/23 | 204.25 | 85.25 | 81
2022/23 | 204.75 | 85.25 | 76
2022/23 | 205.25 | 85.25 | 86
2022/23 | 205.75 | 85.25 | 88
2022/23 | 206.25 | 85.25 | 92
2022/23 | 206.75 | 85.25 | 86
2022/23 | 207.25 | 85.25 | 83
2022/23 | 207.75 | 85.25 | 86
2022/23 | 208.25 | 85.25 | 81
2022/23 | 208.75 | 85.25 | 65
2022/23 | 209.25 | 85.25 | 72
2022/23 | 209.75 | 85.25 | 79
2022/23 | 210.25 | 85.25 | 70
2022/23 | 210.75 | 85.25 | 76
2022/23 | 211.25 | 85.25 | 74
2022/23 | 211.75 | 85.25 | 89
2022/23 | 212.25 | 85.25 | 67
2022/23 | 212.75 | 85.25 | 69
2022/23 | 213.25 | 85.25 | 65
2022/23 | 213.75 | 85.25 | 55
2022/23 | 214.25 | 85.25 | 65
2022/23 | 214.75 | 85.25 | 66
2022/23 | 215.25 | 85.25 | 63
2022/23 | 215.75 | 85.25 | 57
2022/23 | 216.25 | 85.25 | 57
2022/23 | 216.75 | 85.25 | 48
2022/23 | 217.25 | 85.25 | 52
2022/23 | 217.75 | 85.25 | 69
2022/23 | 218.25 | 85.25 | 40
2022/23 | 218.75 | 85.25 | 55
2022/23 | 219.25 | 85.25 | 45
2022/23 | 219.75 | 85.25 | 63
2022/23 | 220.25 | 85.25 | 51
2022/23 | 220.75 | 85.25 | 53
2022/23 | 221.25 | 85.25 | 40
2022/23 | 221.75 | 85.25 | 48
2022/23 | 222.25 | 85.25 | 44
2022/23 | 222.75 | 85.25 | 57
2022/23 | 223.25 | 85.25 | 48
2022/23 | 223.75 | 85.25 | 41
2022/23 | 224.25 | 85.25 | 47
2022/23 | 224.75 | 85.25 | 44
2022/23 | 225.25 | 85.25 | 45
2022/23 | 225.75 | 85.25 | 34
2022/23 | 226.25 | 85.25 | 47
2022/23 | 226.75 | 85.25 | 37
2022/23 | 227.25 | 85.25 | 30
2022/23 | 227.75 | 85.25 | 48
2022/23 | 228.25 | 85.25 | 30
2022/23 | 228.75 | 85.25 | 43
2022/23 | 229.25 | 85.25 | 34
2022/23 | 229.75 | 85.25 | 33
2022/23 | 230.25 | 85.25 | 27
2022/23 | 230.75 | 85.25 | 27
2022/23 | 231.25 | 85.25 | 30
2022/23 | 231.75 | 85.25 | 34
2022/23 | 232.25 | 85.25 | 33
2022/23 | 232.75 | 85.25 | 29
2022/23 | 233.25 | 85.25 | 32
2022/23 | 233.75 | 85.25 | 32
2022/23 | 234.25 | 85.25 | 29
2022/23 | 234.75 | 85.25 | 28
2022/23 | 235.25 | 85.25 | 27
2022/23 | 235.75 | 85.25 | 23
2022/23 | 236.25 | 85.25 | 30
2022/23 | 236.75 | 85.25 | 22
2022/23 | 237.25 | 85.25 | 33
2022/23 | 237.75 | 85.25 | 29
2022/23 | 238.25 | 85.25 | 27
2022/23 | 238.75 | 85.25 | 30
2022/23 | 239.25 | 85.25 | 19
2022/23 | 239.75 | 85.25 | 27
2022/23 | 240.25 | 85.25 | 29
2022/23 | 240.75 | 85.25 | 31
2022/23 | 241.25 | 85.25 | 29
2022/23 | 241.75 | 85.25 | 31
2022/23 | 242.25 | 85.25 | 29
2022/23 | 242.75 | 85.25 | 20
2022/23 | 243.25 | 85.25 | 28
2022/23 | 243.75 | 85.25 | 24
2022/23 | 244.25 | 85.25 | 19
2022/23 | 244.75 | 85.25 | 21
2022/23 | 245.25 | 85.25 | 28
2022/23 | 245.75 | 85.25 | 23
2022/23 | 246.25 | 85.25 | 17
2022/23 | 246.75 | 85.25 | 16
2022/23 | 247.25 | 85.25 | 24
2022/23 | 247.75 | 85.25 | 19
2022/23 | 248.25 | 85.25 | 19
2022/23 | 248.75 | 85.25 | 14
2022/23 | 249.25 | 85.25 | 18
2022/23 | 249.75 | 85.25 | 26
2022/23 | 250.25 | 85.25 | 16
2022/23 | 250.75 | 85.25 | 20
2022/23 | 251.25 | 85.25 | 26
2022/23 | 251.75 | 85.25 | 18
2022/23 | 252.25 | 85.25 | 20
2022/23 | 252.75 | 85.25 | 22
2022/23 | 253.25 | 85.25 | 24
2022/23 | 253.75 | 85.25 | 17
2022/23 | 254.25 | 85.25 | 20
2022/23 | 254.75 | 85.25 | 14
2022/23 | 255.25 | 85.25 | 17
2022/23 | 255.75 | 85.25 | 19
2022/23 | 256.25 | 85.25 | 15
2022/23 | 256.75 | 85.25 | 17
2022/23 | 257.25 | 85.25 | 21
2022/23 | 257.75 | 85.25 | 19
2022/23 | 258.25 | 85.25 | 18
2022/23 | 258.75 | 85.25 | 11
2022/23 | 259.25 | 85.25 | 12
2022/23 | 259.75 | 85.25 | 17
2022/23 | 260.25 | 85.25 | 18
2022/23 | 260.75 | 85.25 | 12
2022/23 | 261.25 | 85.25 | 10
2022/23 | 261.75 | 85.25 | 16
2022/23 | 262.25 | 85.25 | 15
2022/23 | 262.75 | 85.25 | 15
2022/23 | 263.25 | 85.25 | 21
2022/23 | 263.75 | 85.25 | 16
2022/23 | 264.25 | 85.25 | 13
2022/23 | 264.75 | 85.25 | 11
2022/23 | 265.25 | 85.25 | 14
2022/23 | 265.75 | 85.25 | 13
2022/23 | 266.25 | 85.25 | 14
2022/23 | 266.75 | 85.25 | 13
2022/23 | 267.25 | 85.25 | 13
2022/23 | 267.75 | 85.25 | 8
2022/23 | 268.25 | 85.25 | 9
2022/23 | 268.75 | 85.25 | 14
2022/23 | 269.25 | 85.25 | 6
2022/23 | 269.75 | 85.25 | 9
2022/23 | 270.25 | 85.25 | 8
2022/23 | 270.75 | 85.25 | 15
2022/23 | 271.25 | 85.25 | 8
2022/23 | 271.75 | 85.25 | 7
2022/23 | 272.25 | 85.25 | 11
2022/23 | 272.75 | 85.25 | 15
2022/23 | 273.25 | 85.25 | 6
2022/23 | 273.75 | 85.25 | 17
2022/23 | 274.25 | 85.25 | 13
2022/23 | 274.75 | 85.25 | 15
2022/23 | 275.25 | 85.25 | 13
2022/23 | 275.75 | 85.25 | 8
2022/23 | 276.25 | 85.25 | 6
2022/23 | 276.75 | 85.25 | 8
2022/23 | 277.25 | 85.25 | 7
2022/23 | 277.75 | 85.25 | 13
2022/23 | 278.25 | 85.25 | 15
2022/23 | 278.75 | 85.25 | 9
2022/23 | 279.25 | 85.25 | 8
2022/23 | 279.75 | 85.25 | 14
2022/23 | 280.25 | 85.25 | 8
2022/23 | 280.75 | 85.25 | 9
2022/23 | 281.25 | 85.25 | 13
2022/23 | 281.75 | 85.25 | 6
2022/23 | 282.25 | 85.25 | 5
2022/23 | 282.75 | 85.25 | 9
2022/23 | 283.25 | 85.25 | 14
2022/23 | 283.75 | 85.25 | 8
2022/23 | 284.25 | 85.25 | 8
2022/23 | 284.75 | 85.25 | 7
2022/23 | 285.25 | 85.25 | 4
2022/23 | 285.75 | 85.25 | 5
2022/23 | 286.25 | 85.25 | 11
2022/23 | 286.75 | 85.25 | 6
2022/23 | 287.25 | 85.25 | 6
2022/23 | 287.75 | 85.25 | 6
2022/23 | 288.25 | 85.25 | 9
2022/23 | 288.75 | 85.25 | 8
2022/23 | 289.25 | 85.25 | 6
2022/23 | 289.75 | 85.25 | 7
2022/23 | 290.25 | 85.25 | 5
2022/23 | 290.75 | 85.25 | 4
2022/23 | 291.25 | 85.25 | 9
2022/23 | 291.75 | 85.25 | 6
2022/23 | 292.25 | 85.25 | 7
2022/23 | 292.75 | 85.25 | 8
2022/23 | 293.25 | 85.25 | 7
2022/23 | 293.75 | 85.25 | 7
2022/23 | 294.25 | 85.25 | 4
2022/23 | 294.75 | 85.25 | 5
2022/23 | 295.25 | 85.25 | 8
2022/23 | 295.75 | 85.25 | 3
2022/23 | 296.25 | 85.25 | 4
2022/23 | 296.75 | 85.25 | 11
2022/23 | 297.25 | 85.25 | 5
2022/23 | 297.75 | 85.25 | 6
2022/23 | 298.25 | 85.25 | 8
2022/23 | 298.75 | 85.25 | 10
2022/23 | 299.25 | 85.25 | 3
2022/23 | 299.75 | 85.25 | 6
2022/23 | 300.25 | 85.25 | 3
2022/23 | 300.75 | 85.25 | 4
2022/23 | 301.25 | 85.25 | 3
2022/23 | 301.75 | 85.25 | 11
2022/23 | 302.25 | 85.25 | 3
2022/23 | 302.75 | 85.25 | 4
2022/23 | 303.25 | 85.25 | 5
2022/23 | 303.75 | 85.25 | 6
2022/23 | 304.25 | 85.25 | 5
2022/23 | 304.75 | 85.25 | 3
2022/23 | 305.25 | 85.25 | 5
2022/23 | 305.75 | 85.25 | 2
2022/23 | 306.25 | 85.25 | 4
2022/23 | 306.75 | 85.25 | 4
2022/23 | 307.25 | 85.25 | 4
2022/23 | 307.75 | 85.25 | 4
2022/23 | 308.25 | 85.25 | 5
2022/23 | 308.75 | 85.25 | 2
2022/23 | 309.25 | 85.25 | 6
2022/23 | 309.75 | 85.25 | 5
2022/23 | 310.25 | 85.25 | 4
2022/23 | 310.75 | 85.25 | 6
2022/23 | 311.25 | 85.25 | 5
2022/23 | 311.75 | 85.25 | 3
2022/23 | 312.25 | 85.25 | 4
2022/23 | 312.75 | 85.25 | 4
2022/23 | 313.25 | 85.25 | 3
2022/23 | 313.75 | 85.25 | 4
2022/23 | 314.25 | 85.25 | 2
2022/23 | 314.75 | 85.25 | 2
2022/23 | 315.25 | 85.25 | 4
2022/23 | 315.75 | 85.25 | 6
2022/23 | 316.25 | 85.25 | 3
2022/23 | 316.75 | 85.25 | 4
2022/23 | 317.25 | 85.25 | 3
2022/23 | 317.75 | 85.25 | 3
2022/23 | 318.25 | 85.25 | 2
2022/23 | 318.75 | 85.25 | 7
2022/23 | 319.25 | 85.25 | 3
2022/23 | 319.75 | 85.25 | 5
2022/23 | 320.25 | 85.25 | 4
2022/23 | 320.75 | 85.25 | 1
2022/23 | 321.25 | 85.25 | 2
2022/23 | 321.75 | 85.25 | 3
2022/23 | 322.25 | 85.25 | 1
2022/23 | 322.75 | 85.25 | 2
2022/23 | 323.25 | 85.25 | 3
2022/23 | 323.75 | 85.25 | 1
2022/23 | 324.75 | 85.25 | 2
2022/23 | 325.25 | 85.25 | 1
2022/23 | 325.75 | 85.25 | 3
2022/23 | 326.25 | 85.25 | 1
2022/23 | 326.75 | 85.25 | 4
2022/23 | 327.25 | 85.25 | 1
2022/23 | 327.75 | 85.25 | 1
2022/23 | 328.25 | 85.25 | 1
2022/23 | 328.75 | 85.25 | 1
2022/23 | 329.25 | 85.25 | 1
2022/23 | 329.75 | 85.25 | 4
2022/23 | 330.25 | 85.25 | 5
2022/23 | 330.75 | 85.25 | 4
2022/23 | 331.25 | 85.25 | 2
2022/23 | 331.75 | 85.25 | 2
2022/23 | 332.75 | 85.25 | 1
2022/23 | 333.25 | 85.25 | 1
2022/23 | 333.75 | 85.25 | 1
2022/23 | 334.25 | 85.25 | 1
2022/23 | 334.75 | 85.25 | 1
2022/23 | 335.75 | 85.25 | 1
2022/23 | 336.75 | 85.25 | 2
2022/23 | 337.25 | 85.25 | 4
2022/23 | 337.75 | 85.25 | 1
2022/23 | 338.25 | 85.25 | 3
2022/23 | 338.75 | 85.25 | 3
2022/23 | 339.25 | 85.25 | 2
2022/23 | 339.75 | 85.25 | 1
2022/23 | 340.25 | 85.25 | 1
2022/23 | 340.75 | 85.25 | 1
2022/23 | 341.25 | 85.25 | 2
2022/23 | 342.75 | 85.25 | 2
2022/23 | 343.25 | 85.25 | 2
2022/23 | 343.75 | 85.25 | 3
2022/23 | 344.25 | 85.25 | 7
2022/23 | 344.75 | 85.25 | 2
2022/23 | 345.75 | 85.25 | 1
2022/23 | 346.75 | 85.25 | 1
2022/23 | 348.25 | 85.25 | 2
2022/23 | 348.75 | 85.25 | 2
2022/23 | 350.75 | 85.25 | 1
2022/23 | 351.25 | 85.25 | 1
2022/23 | 352.25 | 85.25 | 1
2022/23 | 353.25 | 85.25 | 2
2022/23 | 354.75 | 85.25 | 1
2022/23 | 355.25 | 85.25 | 2
2022/23 | 355.75 | 85.25 | 2
2022/23 | 356.25 | 85.25 | 1
2022/23 | 356.75 | 85.25 | 1
2022/23 | 357.25 | 85.25 | 1
2022/23 | 357.75 | 85.25 | 1
2022/23 | 358.25 | 85.25 | 1
2022/23 | 359.25 | 85.25 | 2
2022/23 | 360.25 | 85.25 | 1
2022/23 | 361.75 | 85.25 | 1
2022/23 | 362.25 | 85.25 | 1
2022/23 | 363.25 | 85.25 | 1
2022/23 | 363.75 | 85.25 | 1
2022/23 | 364.25 | 85.25 | 3
2022/23 | 368.25 | 85.25 | 2
2022/23 | 369.25 | 85.25 | 1
2022/23 | 372.25 | 85.25 | 1
2022/23 | 373.75 | 85.25 | 1
2022/23 | 374.25 | 85.25 | 1
2022/23 | 374.75 | 85.25 | 1
2022/23 | 378.25 | 85.25 | 1
2022/23 | 378.75 | 85.25 | 1
2022/23 | 382.75 | 85.25 | 1
2022/23 | 390.75 | 85.25 | 1
2022/23 | 391.75 | 85.25 | 1
2022/23 | 398.75 | 85.25 | 1
2022/23 | 402.25 | 85.25 | 1
2022/23 | 403.25 | 85.25 | 1
2022/23 | 429.75 | 85.25 | 1
2022/23 | 111.25 | 85.75 | 1
2022/23 | 122.75 | 85.75 | 2
2022/23 | 124.75 | 85.75 | 1
2022/23 | 126.25 | 85.75 | 1
2022/23 | 126.75 | 85.75 | 2
2022/23 | 127.25 | 85.75 | 1
2022/23 | 128.25 | 85.75 | 3
2022/23 | 128.75 | 85.75 | 2
2022/23 | 129.25 | 85.75 | 2
2022/23 | 130.25 | 85.75 | 1
2022/23 | 130.75 | 85.75 | 1
2022/23 | 131.25 | 85.75 | 6
2022/23 | 131.75 | 85.75 | 2
2022/23 | 132.25 | 85.75 | 1
2022/23 | 132.75 | 85.75 | 5
2022/23 | 133.25 | 85.75 | 4
2022/23 | 134.25 | 85.75 | 5
2022/23 | 134.75 | 85.75 | 8
2022/23 | 135.25 | 85.75 | 1
2022/23 | 135.75 | 85.75 | 3
2022/23 | 136.25 | 85.75 | 7
2022/23 | 136.75 | 85.75 | 6
2022/23 | 137.25 | 85.75 | 8
2022/23 | 137.75 | 85.75 | 10
2022/23 | 138.25 | 85.75 | 5
2022/23 | 138.75 | 85.75 | 15
2022/23 | 139.25 | 85.75 | 14
2022/23 | 139.75 | 85.75 | 11
2022/23 | 140.25 | 85.75 | 14
2022/23 | 140.75 | 85.75 | 16
2022/23 | 141.25 | 85.75 | 15
2022/23 | 141.75 | 85.75 | 15
2022/23 | 142.25 | 85.75 | 12
2022/23 | 142.75 | 85.75 | 19
2022/23 | 143.25 | 85.75 | 21
2022/23 | 143.75 | 85.75 | 18
2022/23 | 144.25 | 85.75 | 36
2022/23 | 144.75 | 85.75 | 26
2022/23 | 145.25 | 85.75 | 30
2022/23 | 145.75 | 85.75 | 34
2022/23 | 146.25 | 85.75 | 33
2022/23 | 146.75 | 85.75 | 32
2022/23 | 147.25 | 85.75 | 34
2022/23 | 147.75 | 85.75 | 35
2022/23 | 148.25 | 85.75 | 45
2022/23 | 148.75 | 85.75 | 38
2022/23 | 149.25 | 85.75 | 40
2022/23 | 149.75 | 85.75 | 54
2022/23 | 150.25 | 85.75 | 55
2022/23 | 150.75 | 85.75 | 63
2022/23 | 151.25 | 85.75 | 59
2022/23 | 151.75 | 85.75 | 65
2022/23 | 152.25 | 85.75 | 83
2022/23 | 152.75 | 85.75 | 78
2022/23 | 153.25 | 85.75 | 59
2022/23 | 153.75 | 85.75 | 85
2022/23 | 154.25 | 85.75 | 97
2022/23 | 154.75 | 85.75 | 94
2022/23 | 155.25 | 85.75 | 76
2022/23 | 155.75 | 85.75 | 72
2022/23 | 156.25 | 85.75 | 102
2022/23 | 156.75 | 85.75 | 93
2022/23 | 157.25 | 85.75 | 115
2022/23 | 157.75 | 85.75 | 75
2022/23 | 158.25 | 85.75 | 101
2022/23 | 158.75 | 85.75 | 113
2022/23 | 159.25 | 85.75 | 111
2022/23 | 159.75 | 85.75 | 123
2022/23 | 160.25 | 85.75 | 140
2022/23 | 160.75 | 85.75 | 132
2022/23 | 161.25 | 85.75 | 119
2022/23 | 161.75 | 85.75 | 126
2022/23 | 162.25 | 85.75 | 131
2022/23 | 162.75 | 85.75 | 133
2022/23 | 163.25 | 85.75 | 153
2022/23 | 163.75 | 85.75 | 139
2022/23 | 164.25 | 85.75 | 150
2022/23 | 164.75 | 85.75 | 143
2022/23 | 165.25 | 85.75 | 145
2022/23 | 165.75 | 85.75 | 160
2022/23 | 166.25 | 85.75 | 158
2022/23 | 166.75 | 85.75 | 169
2022/23 | 167.25 | 85.75 | 157
2022/23 | 167.75 | 85.75 | 162
2022/23 | 168.25 | 85.75 | 181
2022/23 | 168.75 | 85.75 | 172
2022/23 | 169.25 | 85.75 | 156
2022/23 | 169.75 | 85.75 | 158
2022/23 | 170.25 | 85.75 | 188
2022/23 | 170.75 | 85.75 | 188
2022/23 | 171.25 | 85.75 | 178
2022/23 | 171.75 | 85.75 | 149
2022/23 | 172.25 | 85.75 | 185
2022/23 | 172.75 | 85.75 | 189
2022/23 | 173.25 | 85.75 | 184
2022/23 | 173.75 | 85.75 | 189
2022/23 | 174.25 | 85.75 | 170
2022/23 | 174.75 | 85.75 | 185
2022/23 | 175.25 | 85.75 | 190
2022/23 | 175.75 | 85.75 | 173
2022/23 | 176.25 | 85.75 | 165
2022/23 | 176.75 | 85.75 | 184
2022/23 | 177.25 | 85.75 | 150
2022/23 | 177.75 | 85.75 | 190
2022/23 | 178.25 | 85.75 | 182
2022/23 | 178.75 | 85.75 | 188
2022/23 | 179.25 | 85.75 | 188
2022/23 | 179.75 | 85.75 | 153
2022/23 | 180.25 | 85.75 | 199
2022/23 | 180.75 | 85.75 | 207
2022/23 | 181.25 | 85.75 | 174
2022/23 | 181.75 | 85.75 | 188
2022/23 | 182.25 | 85.75 | 185
2022/23 | 182.75 | 85.75 | 185
2022/23 | 183.25 | 85.75 | 196
2022/23 | 183.75 | 85.75 | 160
2022/23 | 184.25 | 85.75 | 160
2022/23 | 184.75 | 85.75 | 150
2022/23 | 185.25 | 85.75 | 184
2022/23 | 185.75 | 85.75 | 163
2022/23 | 186.25 | 85.75 | 170
2022/23 | 186.75 | 85.75 | 182
2022/23 | 187.25 | 85.75 | 183
2022/23 | 187.75 | 85.75 | 151
2022/23 | 188.25 | 85.75 | 149
2022/23 | 188.75 | 85.75 | 165
2022/23 | 189.25 | 85.75 | 181
2022/23 | 189.75 | 85.75 | 165
2022/23 | 190.25 | 85.75 | 153
2022/23 | 190.75 | 85.75 | 160
2022/23 | 191.25 | 85.75 | 167
2022/23 | 191.75 | 85.75 | 148
2022/23 | 192.25 | 85.75 | 153
2022/23 | 192.75 | 85.75 | 146
2022/23 | 193.25 | 85.75 | 135
2022/23 | 193.75 | 85.75 | 152
2022/23 | 194.25 | 85.75 | 147
2022/23 | 194.75 | 85.75 | 128
2022/23 | 195.25 | 85.75 | 124
2022/23 | 195.75 | 85.75 | 143
2022/23 | 196.25 | 85.75 | 119
2022/23 | 196.75 | 85.75 | 128
2022/23 | 197.25 | 85.75 | 130
2022/23 | 197.75 | 85.75 | 132
2022/23 | 198.25 | 85.75 | 118
2022/23 | 198.75 | 85.75 | 109
2022/23 | 199.25 | 85.75 | 131
2022/23 | 199.75 | 85.75 | 117
2022/23 | 200.25 | 85.75 | 110
2022/23 | 200.75 | 85.75 | 92
2022/23 | 201.25 | 85.75 | 98
2022/23 | 201.75 | 85.75 | 100
2022/23 | 202.25 | 85.75 | 82
2022/23 | 202.75 | 85.75 | 115
2022/23 | 203.25 | 85.75 | 102
2022/23 | 203.75 | 85.75 | 95
2022/23 | 204.25 | 85.75 | 94
2022/23 | 204.75 | 85.75 | 88
2022/23 | 205.25 | 85.75 | 96
2022/23 | 205.75 | 85.75 | 84
2022/23 | 206.25 | 85.75 | 97
2022/23 | 206.75 | 85.75 | 87
2022/23 | 207.25 | 85.75 | 77
2022/23 | 207.75 | 85.75 | 79
2022/23 | 208.25 | 85.75 | 83
2022/23 | 208.75 | 85.75 | 70
2022/23 | 209.25 | 85.75 | 85
2022/23 | 209.75 | 85.75 | 69
2022/23 | 210.25 | 85.75 | 82
2022/23 | 210.75 | 85.75 | 85
2022/23 | 211.25 | 85.75 | 87
2022/23 | 211.75 | 85.75 | 90
2022/23 | 212.25 | 85.75 | 68
2022/23 | 212.75 | 85.75 | 69
2022/23 | 213.25 | 85.75 | 66
2022/23 | 213.75 | 85.75 | 56
2022/23 | 214.25 | 85.75 | 57
2022/23 | 214.75 | 85.75 | 64
2022/23 | 215.25 | 85.75 | 78
2022/23 | 215.75 | 85.75 | 60
2022/23 | 216.25 | 85.75 | 64
2022/23 | 216.75 | 85.75 | 62
2022/23 | 217.25 | 85.75 | 49
2022/23 | 217.75 | 85.75 | 60
2022/23 | 218.25 | 85.75 | 54
2022/23 | 218.75 | 85.75 | 61
2022/23 | 219.25 | 85.75 | 50
2022/23 | 219.75 | 85.75 | 66
2022/23 | 220.25 | 85.75 | 67
2022/23 | 220.75 | 85.75 | 51
2022/23 | 221.25 | 85.75 | 57
2022/23 | 221.75 | 85.75 | 47
2022/23 | 222.25 | 85.75 | 45
2022/23 | 222.75 | 85.75 | 48
2022/23 | 223.25 | 85.75 | 49
2022/23 | 223.75 | 85.75 | 53
2022/23 | 224.25 | 85.75 | 42
2022/23 | 224.75 | 85.75 | 44
2022/23 | 225.25 | 85.75 | 38
2022/23 | 225.75 | 85.75 | 35
2022/23 | 226.25 | 85.75 | 36
2022/23 | 226.75 | 85.75 | 38
2022/23 | 227.25 | 85.75 | 56
2022/23 | 227.75 | 85.75 | 42
2022/23 | 228.25 | 85.75 | 44
2022/23 | 228.75 | 85.75 | 40
2022/23 | 229.25 | 85.75 | 28
2022/23 | 229.75 | 85.75 | 45
2022/23 | 230.25 | 85.75 | 34
2022/23 | 230.75 | 85.75 | 38
2022/23 | 231.25 | 85.75 | 33
2022/23 | 231.75 | 85.75 | 28
2022/23 | 232.25 | 85.75 | 31
2022/23 | 232.75 | 85.75 | 42
2022/23 | 233.25 | 85.75 | 40
2022/23 | 233.75 | 85.75 | 27
2022/23 | 234.25 | 85.75 | 28
2022/23 | 234.75 | 85.75 | 37
2022/23 | 235.25 | 85.75 | 37
2022/23 | 235.75 | 85.75 | 25
2022/23 | 236.25 | 85.75 | 30
2022/23 | 236.75 | 85.75 | 24
2022/23 | 237.25 | 85.75 | 38
2022/23 | 237.75 | 85.75 | 23
2022/23 | 238.25 | 85.75 | 23
2022/23 | 238.75 | 85.75 | 20
2022/23 | 239.25 | 85.75 | 35
2022/23 | 239.75 | 85.75 | 26
2022/23 | 240.25 | 85.75 | 24
2022/23 | 240.75 | 85.75 | 36
2022/23 | 241.25 | 85.75 | 26
2022/23 | 241.75 | 85.75 | 19
2022/23 | 242.25 | 85.75 | 34
2022/23 | 242.75 | 85.75 | 25
2022/23 | 243.25 | 85.75 | 20
2022/23 | 243.75 | 85.75 | 19
2022/23 | 244.25 | 85.75 | 30
2022/23 | 244.75 | 85.75 | 18
2022/23 | 245.25 | 85.75 | 24
2022/23 | 245.75 | 85.75 | 14
2022/23 | 246.25 | 85.75 | 17
2022/23 | 246.75 | 85.75 | 25
2022/23 | 247.25 | 85.75 | 20
2022/23 | 247.75 | 85.75 | 12
2022/23 | 248.25 | 85.75 | 19
2022/23 | 248.75 | 85.75 | 23
2022/23 | 249.25 | 85.75 | 25
2022/23 | 249.75 | 85.75 | 19
2022/23 | 250.25 | 85.75 | 18
2022/23 | 250.75 | 85.75 | 23
2022/23 | 251.25 | 85.75 | 21
2022/23 | 251.75 | 85.75 | 17
2022/23 | 252.25 | 85.75 | 13
2022/23 | 252.75 | 85.75 | 18
2022/23 | 253.25 | 85.75 | 12
2022/23 | 253.75 | 85.75 | 20
2022/23 | 254.25 | 85.75 | 15
2022/23 | 254.75 | 85.75 | 17
2022/23 | 255.25 | 85.75 | 17
2022/23 | 255.75 | 85.75 | 16
2022/23 | 256.25 | 85.75 | 24
2022/23 | 256.75 | 85.75 | 21
2022/23 | 257.25 | 85.75 | 18
2022/23 | 257.75 | 85.75 | 21
2022/23 | 258.25 | 85.75 | 15
2022/23 | 258.75 | 85.75 | 16
2022/23 | 259.25 | 85.75 | 14
2022/23 | 259.75 | 85.75 | 16
2022/23 | 260.25 | 85.75 | 21
2022/23 | 260.75 | 85.75 | 14
2022/23 | 261.25 | 85.75 | 12
2022/23 | 261.75 | 85.75 | 18
2022/23 | 262.25 | 85.75 | 23
2022/23 | 262.75 | 85.75 | 11
2022/23 | 263.25 | 85.75 | 17
2022/23 | 263.75 | 85.75 | 19
2022/23 | 264.25 | 85.75 | 17
2022/23 | 264.75 | 85.75 | 12
2022/23 | 265.25 | 85.75 | 9
2022/23 | 265.75 | 85.75 | 23
2022/23 | 266.25 | 85.75 | 15
2022/23 | 266.75 | 85.75 | 13
2022/23 | 267.25 | 85.75 | 16
2022/23 | 267.75 | 85.75 | 16
2022/23 | 268.25 | 85.75 | 15
2022/23 | 268.75 | 85.75 | 13
2022/23 | 269.25 | 85.75 | 13
2022/23 | 269.75 | 85.75 | 12
2022/23 | 270.25 | 85.75 | 15
2022/23 | 270.75 | 85.75 | 19
2022/23 | 271.25 | 85.75 | 23
2022/23 | 271.75 | 85.75 | 15
2022/23 | 272.25 | 85.75 | 9
2022/23 | 272.75 | 85.75 | 9
2022/23 | 273.25 | 85.75 | 8
2022/23 | 273.75 | 85.75 | 9
2022/23 | 274.25 | 85.75 | 17
2022/23 | 274.75 | 85.75 | 8
2022/23 | 275.25 | 85.75 | 8
2022/23 | 275.75 | 85.75 | 11
2022/23 | 276.25 | 85.75 | 8
2022/23 | 276.75 | 85.75 | 7
2022/23 | 277.25 | 85.75 | 7
2022/23 | 277.75 | 85.75 | 7
2022/23 | 278.25 | 85.75 | 8
2022/23 | 278.75 | 85.75 | 9
2022/23 | 279.25 | 85.75 | 9
2022/23 | 279.75 | 85.75 | 7
2022/23 | 280.25 | 85.75 | 7
2022/23 | 280.75 | 85.75 | 15
2022/23 | 281.25 | 85.75 | 10
2022/23 | 281.75 | 85.75 | 13
2022/23 | 282.25 | 85.75 | 6
2022/23 | 282.75 | 85.75 | 14
2022/23 | 283.25 | 85.75 | 10
2022/23 | 283.75 | 85.75 | 10
2022/23 | 284.25 | 85.75 | 4
2022/23 | 284.75 | 85.75 | 12
2022/23 | 285.25 | 85.75 | 7
2022/23 | 285.75 | 85.75 | 6
2022/23 | 286.25 | 85.75 | 9
2022/23 | 286.75 | 85.75 | 6
2022/23 | 287.25 | 85.75 | 5
2022/23 | 287.75 | 85.75 | 3
2022/23 | 288.25 | 85.75 | 7
2022/23 | 288.75 | 85.75 | 7
2022/23 | 289.25 | 85.75 | 7
2022/23 | 289.75 | 85.75 | 4
2022/23 | 290.25 | 85.75 | 4
2022/23 | 290.75 | 85.75 | 6
2022/23 | 291.25 | 85.75 | 6
2022/23 | 291.75 | 85.75 | 3
2022/23 | 292.25 | 85.75 | 9
2022/23 | 292.75 | 85.75 | 5
2022/23 | 293.25 | 85.75 | 7
2022/23 | 293.75 | 85.75 | 4
2022/23 | 294.25 | 85.75 | 13
2022/23 | 294.75 | 85.75 | 8
2022/23 | 295.25 | 85.75 | 9
2022/23 | 295.75 | 85.75 | 4
2022/23 | 296.25 | 85.75 | 3
2022/23 | 296.75 | 85.75 | 4
2022/23 | 297.25 | 85.75 | 5
2022/23 | 297.75 | 85.75 | 9
2022/23 | 298.25 | 85.75 | 8
2022/23 | 298.75 | 85.75 | 8
2022/23 | 299.25 | 85.75 | 5
2022/23 | 299.75 | 85.75 | 4
2022/23 | 300.25 | 85.75 | 9
2022/23 | 300.75 | 85.75 | 4
2022/23 | 301.25 | 85.75 | 2
2022/23 | 301.75 | 85.75 | 6
2022/23 | 302.25 | 85.75 | 7
2022/23 | 302.75 | 85.75 | 8
2022/23 | 303.25 | 85.75 | 6
2022/23 | 303.75 | 85.75 | 4
2022/23 | 304.25 | 85.75 | 5
2022/23 | 304.75 | 85.75 | 1
2022/23 | 305.25 | 85.75 | 3
2022/23 | 305.75 | 85.75 | 6
2022/23 | 306.25 | 85.75 | 4
2022/23 | 306.75 | 85.75 | 8
2022/23 | 307.25 | 85.75 | 3
2022/23 | 307.75 | 85.75 | 3
2022/23 | 308.25 | 85.75 | 3
2022/23 | 308.75 | 85.75 | 4
2022/23 | 309.25 | 85.75 | 1
2022/23 | 309.75 | 85.75 | 3
2022/23 | 310.25 | 85.75 | 3
2022/23 | 310.75 | 85.75 | 4
2022/23 | 311.25 | 85.75 | 5
2022/23 | 311.75 | 85.75 | 8
2022/23 | 312.25 | 85.75 | 1
2022/23 | 312.75 | 85.75 | 3
2022/23 | 313.25 | 85.75 | 3
2022/23 | 314.25 | 85.75 | 3
2022/23 | 314.75 | 85.75 | 2
2022/23 | 315.25 | 85.75 | 2
2022/23 | 315.75 | 85.75 | 3
2022/23 | 316.25 | 85.75 | 5
2022/23 | 316.75 | 85.75 | 4
2022/23 | 317.25 | 85.75 | 1
2022/23 | 317.75 | 85.75 | 1
2022/23 | 318.25 | 85.75 | 5
2022/23 | 318.75 | 85.75 | 4
2022/23 | 319.25 | 85.75 | 2
2022/23 | 319.75 | 85.75 | 1
2022/23 | 320.25 | 85.75 | 2
2022/23 | 320.75 | 85.75 | 2
2022/23 | 321.25 | 85.75 | 3
2022/23 | 321.75 | 85.75 | 3
2022/23 | 322.75 | 85.75 | 3
2022/23 | 323.25 | 85.75 | 1
2022/23 | 323.75 | 85.75 | 1
2022/23 | 324.25 | 85.75 | 2
2022/23 | 324.75 | 85.75 | 3
2022/23 | 325.25 | 85.75 | 4
2022/23 | 325.75 | 85.75 | 4
2022/23 | 326.25 | 85.75 | 4
2022/23 | 326.75 | 85.75 | 2
2022/23 | 327.25 | 85.75 | 2
2022/23 | 327.75 | 85.75 | 3
2022/23 | 328.25 | 85.75 | 2
2022/23 | 328.75 | 85.75 | 1
2022/23 | 329.25 | 85.75 | 1
2022/23 | 329.75 | 85.75 | 3
2022/23 | 330.25 | 85.75 | 2
2022/23 | 330.75 | 85.75 | 2
2022/23 | 331.25 | 85.75 | 3
2022/23 | 331.75 | 85.75 | 2
2022/23 | 332.25 | 85.75 | 1
2022/23 | 333.25 | 85.75 | 2
2022/23 | 333.75 | 85.75 | 3
2022/23 | 334.25 | 85.75 | 1
2022/23 | 335.25 | 85.75 | 1
2022/23 | 335.75 | 85.75 | 1
2022/23 | 336.25 | 85.75 | 2
2022/23 | 336.75 | 85.75 | 1
2022/23 | 337.25 | 85.75 | 1
2022/23 | 337.75 | 85.75 | 1
2022/23 | 338.25 | 85.75 | 3
2022/23 | 339.75 | 85.75 | 1
2022/23 | 340.25 | 85.75 | 2
2022/23 | 340.75 | 85.75 | 2
2022/23 | 341.25 | 85.75 | 1
2022/23 | 341.75 | 85.75 | 1
2022/23 | 342.25 | 85.75 | 3
2022/23 | 342.75 | 85.75 | 1
2022/23 | 343.25 | 85.75 | 1
2022/23 | 343.75 | 85.75 | 1
2022/23 | 344.25 | 85.75 | 2
2022/23 | 344.75 | 85.75 | 1
2022/23 | 345.25 | 85.75 | 1
2022/23 | 346.25 | 85.75 | 4
2022/23 | 347.25 | 85.75 | 1
2022/23 | 347.75 | 85.75 | 1
2022/23 | 348.25 | 85.75 | 1
2022/23 | 348.75 | 85.75 | 2
2022/23 | 349.25 | 85.75 | 2
2022/23 | 350.75 | 85.75 | 1
2022/23 | 351.25 | 85.75 | 2
2022/23 | 352.25 | 85.75 | 2
2022/23 | 353.75 | 85.75 | 2
2022/23 | 357.75 | 85.75 | 1
2022/23 | 358.25 | 85.75 | 1
2022/23 | 358.75 | 85.75 | 1
2022/23 | 359.25 | 85.75 | 1
2022/23 | 360.75 | 85.75 | 1
2022/23 | 361.25 | 85.75 | 1
2022/23 | 361.75 | 85.75 | 1
2022/23 | 362.25 | 85.75 | 1
2022/23 | 363.25 | 85.75 | 1
2022/23 | 363.75 | 85.75 | 1
2022/23 | 364.25 | 85.75 | 1
2022/23 | 364.75 | 85.75 | 1
2022/23 | 367.25 | 85.75 | 1
2022/23 | 368.25 | 85.75 | 2
2022/23 | 370.25 | 85.75 | 1
2022/23 | 371.25 | 85.75 | 1
2022/23 | 376.25 | 85.75 | 2
2022/23 | 377.75 | 85.75 | 2
2022/23 | 378.75 | 85.75 | 1
2022/23 | 379.75 | 85.75 | 1
2022/23 | 392.75 | 85.75 | 1
2022/23 | 394.75 | 85.75 | 1
2022/23 | 395.25 | 85.75 | 1
2022/23 | 395.75 | 85.75 | 1
2022/23 | 403.75 | 85.75 | 1
2022/23 | 122.75 | 86.25 | 1
2022/23 | 124.75 | 86.25 | 1
2022/23 | 125.25 | 86.25 | 1
2022/23 | 126.75 | 86.25 | 2
2022/23 | 127.75 | 86.25 | 2
2022/23 | 128.25 | 86.25 | 1
2022/23 | 128.75 | 86.25 | 1
2022/23 | 129.75 | 86.25 | 2
2022/23 | 130.25 | 86.25 | 3
2022/23 | 130.75 | 86.25 | 2
2022/23 | 131.25 | 86.25 | 2
2022/23 | 131.75 | 86.25 | 1
2022/23 | 132.25 | 86.25 | 2
2022/23 | 132.75 | 86.25 | 2
2022/23 | 133.25 | 86.25 | 1
2022/23 | 133.75 | 86.25 | 2
2022/23 | 134.25 | 86.25 | 7
2022/23 | 134.75 | 86.25 | 6
2022/23 | 135.25 | 86.25 | 11
2022/23 | 135.75 | 86.25 | 5
2022/23 | 136.25 | 86.25 | 1
2022/23 | 136.75 | 86.25 | 4
2022/23 | 137.25 | 86.25 | 4
2022/23 | 137.75 | 86.25 | 7
2022/23 | 138.25 | 86.25 | 12
2022/23 | 138.75 | 86.25 | 6
2022/23 | 139.25 | 86.25 | 8
2022/23 | 139.75 | 86.25 | 7
2022/23 | 140.25 | 86.25 | 17
2022/23 | 140.75 | 86.25 | 14
2022/23 | 141.25 | 86.25 | 18
2022/23 | 141.75 | 86.25 | 18
2022/23 | 142.25 | 86.25 | 16
2022/23 | 142.75 | 86.25 | 16
2022/23 | 143.25 | 86.25 | 13
2022/23 | 143.75 | 86.25 | 17
2022/23 | 144.25 | 86.25 | 22
2022/23 | 144.75 | 86.25 | 30
2022/23 | 145.25 | 86.25 | 29
2022/23 | 145.75 | 86.25 | 30
2022/23 | 146.25 | 86.25 | 29
2022/23 | 146.75 | 86.25 | 36
2022/23 | 147.25 | 86.25 | 36
2022/23 | 147.75 | 86.25 | 29
2022/23 | 148.25 | 86.25 | 51
2022/23 | 148.75 | 86.25 | 33
2022/23 | 149.25 | 86.25 | 44
2022/23 | 149.75 | 86.25 | 45
2022/23 | 150.25 | 86.25 | 51
2022/23 | 150.75 | 86.25 | 51
2022/23 | 151.25 | 86.25 | 54
2022/23 | 151.75 | 86.25 | 46
2022/23 | 152.25 | 86.25 | 52
2022/23 | 152.75 | 86.25 | 48
2022/23 | 153.25 | 86.25 | 78
2022/23 | 153.75 | 86.25 | 82
2022/23 | 154.25 | 86.25 | 86
2022/23 | 154.75 | 86.25 | 69
2022/23 | 155.25 | 86.25 | 84
2022/23 | 155.75 | 86.25 | 87
2022/23 | 156.25 | 86.25 | 88
2022/23 | 156.75 | 86.25 | 73
2022/23 | 157.25 | 86.25 | 101
2022/23 | 157.75 | 86.25 | 88
2022/23 | 158.25 | 86.25 | 110
2022/23 | 158.75 | 86.25 | 112
2022/23 | 159.25 | 86.25 | 91
2022/23 | 159.75 | 86.25 | 84
2022/23 | 160.25 | 86.25 | 122
2022/23 | 160.75 | 86.25 | 115
2022/23 | 161.25 | 86.25 | 131
2022/23 | 161.75 | 86.25 | 112
2022/23 | 162.25 | 86.25 | 121
2022/23 | 162.75 | 86.25 | 120
2022/23 | 163.25 | 86.25 | 135
2022/23 | 163.75 | 86.25 | 129
2022/23 | 164.25 | 86.25 | 116
2022/23 | 164.75 | 86.25 | 138
2022/23 | 165.25 | 86.25 | 160
2022/23 | 165.75 | 86.25 | 133
2022/23 | 166.25 | 86.25 | 136
2022/23 | 166.75 | 86.25 | 166
2022/23 | 167.25 | 86.25 | 160
2022/23 | 167.75 | 86.25 | 165
2022/23 | 168.25 | 86.25 | 162
2022/23 | 168.75 | 86.25 | 157
2022/23 | 169.25 | 86.25 | 163
2022/23 | 169.75 | 86.25 | 158
2022/23 | 170.25 | 86.25 | 166
2022/23 | 170.75 | 86.25 | 174
2022/23 | 171.25 | 86.25 | 169
2022/23 | 171.75 | 86.25 | 199
2022/23 | 172.25 | 86.25 | 193
2022/23 | 172.75 | 86.25 | 180
2022/23 | 173.25 | 86.25 | 206
2022/23 | 173.75 | 86.25 | 182
2022/23 | 174.25 | 86.25 | 170
2022/23 | 174.75 | 86.25 | 193
2022/23 | 175.25 | 86.25 | 204
2022/23 | 175.75 | 86.25 | 183
2022/23 | 176.25 | 86.25 | 181
2022/23 | 176.75 | 86.25 | 175
2022/23 | 177.25 | 86.25 | 179
2022/23 | 177.75 | 86.25 | 192
2022/23 | 178.25 | 86.25 | 201
2022/23 | 178.75 | 86.25 | 181
2022/23 | 179.25 | 86.25 | 196
2022/23 | 179.75 | 86.25 | 181
2022/23 | 180.25 | 86.25 | 184
2022/23 | 180.75 | 86.25 | 183
2022/23 | 181.25 | 86.25 | 161
2022/23 | 181.75 | 86.25 | 200
2022/23 | 182.25 | 86.25 | 199
2022/23 | 182.75 | 86.25 | 160
2022/23 | 183.25 | 86.25 | 189
2022/23 | 183.75 | 86.25 | 181
2022/23 | 184.25 | 86.25 | 177
2022/23 | 184.75 | 86.25 | 180
2022/23 | 185.25 | 86.25 | 168
2022/23 | 185.75 | 86.25 | 177
2022/23 | 186.25 | 86.25 | 172
2022/23 | 186.75 | 86.25 | 178
2022/23 | 187.25 | 86.25 | 171
2022/23 | 187.75 | 86.25 | 151
2022/23 | 188.25 | 86.25 | 174
2022/23 | 188.75 | 86.25 | 167
2022/23 | 189.25 | 86.25 | 148
2022/23 | 189.75 | 86.25 | 164
2022/23 | 190.25 | 86.25 | 149
2022/23 | 190.75 | 86.25 | 167
2022/23 | 191.25 | 86.25 | 149
2022/23 | 191.75 | 86.25 | 172
2022/23 | 192.25 | 86.25 | 134
2022/23 | 192.75 | 86.25 | 140
2022/23 | 193.25 | 86.25 | 137
2022/23 | 193.75 | 86.25 | 131
2022/23 | 194.25 | 86.25 | 141
2022/23 | 194.75 | 86.25 | 145
2022/23 | 195.25 | 86.25 | 124
2022/23 | 195.75 | 86.25 | 133
2022/23 | 196.25 | 86.25 | 121
2022/23 | 196.75 | 86.25 | 117
2022/23 | 197.25 | 86.25 | 124
2022/23 | 197.75 | 86.25 | 122
2022/23 | 198.25 | 86.25 | 134
2022/23 | 198.75 | 86.25 | 117
2022/23 | 199.25 | 86.25 | 137
2022/23 | 199.75 | 86.25 | 102
2022/23 | 200.25 | 86.25 | 129
2022/23 | 200.75 | 86.25 | 113
2022/23 | 201.25 | 86.25 | 115
2022/23 | 201.75 | 86.25 | 91
2022/23 | 202.25 | 86.25 | 110
2022/23 | 202.75 | 86.25 | 96
2022/23 | 203.25 | 86.25 | 110
2022/23 | 203.75 | 86.25 | 123
2022/23 | 204.25 | 86.25 | 104
2022/23 | 204.75 | 86.25 | 99
2022/23 | 205.25 | 86.25 | 109
2022/23 | 205.75 | 86.25 | 84
2022/23 | 206.25 | 86.25 | 108
2022/23 | 206.75 | 86.25 | 90
2022/23 | 207.25 | 86.25 | 79
2022/23 | 207.75 | 86.25 | 90
2022/23 | 208.25 | 86.25 | 93
2022/23 | 208.75 | 86.25 | 78
2022/23 | 209.25 | 86.25 | 84
2022/23 | 209.75 | 86.25 | 83
2022/23 | 210.25 | 86.25 | 72
2022/23 | 210.75 | 86.25 | 68
2022/23 | 211.25 | 86.25 | 80
2022/23 | 211.75 | 86.25 | 76
2022/23 | 212.25 | 86.25 | 68
2022/23 | 212.75 | 86.25 | 90
2022/23 | 213.25 | 86.25 | 76
2022/23 | 213.75 | 86.25 | 77
2022/23 | 214.25 | 86.25 | 76
2022/23 | 214.75 | 86.25 | 80
2022/23 | 215.25 | 86.25 | 66
2022/23 | 215.75 | 86.25 | 70
2022/23 | 216.25 | 86.25 | 73
2022/23 | 216.75 | 86.25 | 72
2022/23 | 217.25 | 86.25 | 51
2022/23 | 217.75 | 86.25 | 71
2022/23 | 218.25 | 86.25 | 59
2022/23 | 218.75 | 86.25 | 77
2022/23 | 219.25 | 86.25 | 51
2022/23 | 219.75 | 86.25 | 60
2022/23 | 220.25 | 86.25 | 67
2022/23 | 220.75 | 86.25 | 73
2022/23 | 221.25 | 86.25 | 58
2022/23 | 221.75 | 86.25 | 60
2022/23 | 222.25 | 86.25 | 50
2022/23 | 222.75 | 86.25 | 52
2022/23 | 223.25 | 86.25 | 56
2022/23 | 223.75 | 86.25 | 45
2022/23 | 224.25 | 86.25 | 44
2022/23 | 224.75 | 86.25 | 54
2022/23 | 225.25 | 86.25 | 38
2022/23 | 225.75 | 86.25 | 46
2022/23 | 226.25 | 86.25 | 52
2022/23 | 226.75 | 86.25 | 50
2022/23 | 227.25 | 86.25 | 35
2022/23 | 227.75 | 86.25 | 41
2022/23 | 228.25 | 86.25 | 29
2022/23 | 228.75 | 86.25 | 41
2022/23 | 229.25 | 86.25 | 48
2022/23 | 229.75 | 86.25 | 38
2022/23 | 230.25 | 86.25 | 39
2022/23 | 230.75 | 86.25 | 36
2022/23 | 231.25 | 86.25 | 36
2022/23 | 231.75 | 86.25 | 47
2022/23 | 232.25 | 86.25 | 38
2022/23 | 232.75 | 86.25 | 46
2022/23 | 233.25 | 86.25 | 32
2022/23 | 233.75 | 86.25 | 37
2022/23 | 234.25 | 86.25 | 43
2022/23 | 234.75 | 86.25 | 27
2022/23 | 235.25 | 86.25 | 30
2022/23 | 235.75 | 86.25 | 27
2022/23 | 236.25 | 86.25 | 33
2022/23 | 236.75 | 86.25 | 31
2022/23 | 237.25 | 86.25 | 27
2022/23 | 237.75 | 86.25 | 37
2022/23 | 238.25 | 86.25 | 37
2022/23 | 238.75 | 86.25 | 25
2022/23 | 239.25 | 86.25 | 15
2022/23 | 239.75 | 86.25 | 34
2022/23 | 240.25 | 86.25 | 31
2022/23 | 240.75 | 86.25 | 22
2022/23 | 241.25 | 86.25 | 26
2022/23 | 241.75 | 86.25 | 29
2022/23 | 242.25 | 86.25 | 17
2022/23 | 242.75 | 86.25 | 34
2022/23 | 243.25 | 86.25 | 24
2022/23 | 243.75 | 86.25 | 34
2022/23 | 244.25 | 86.25 | 31
2022/23 | 244.75 | 86.25 | 26
2022/23 | 245.25 | 86.25 | 31
2022/23 | 245.75 | 86.25 | 24
2022/23 | 246.25 | 86.25 | 22
2022/23 | 246.75 | 86.25 | 27
2022/23 | 247.25 | 86.25 | 16
2022/23 | 247.75 | 86.25 | 28
2022/23 | 248.25 | 86.25 | 19
2022/23 | 248.75 | 86.25 | 15
2022/23 | 249.25 | 86.25 | 24
2022/23 | 249.75 | 86.25 | 18
2022/23 | 250.25 | 86.25 | 19
2022/23 | 250.75 | 86.25 | 20
2022/23 | 251.25 | 86.25 | 23
2022/23 | 251.75 | 86.25 | 22
2022/23 | 252.25 | 86.25 | 18
2022/23 | 252.75 | 86.25 | 14
2022/23 | 253.25 | 86.25 | 15
2022/23 | 253.75 | 86.25 | 22
2022/23 | 254.25 | 86.25 | 14
2022/23 | 254.75 | 86.25 | 16
2022/23 | 255.25 | 86.25 | 10
2022/23 | 255.75 | 86.25 | 9
2022/23 | 256.25 | 86.25 | 27
2022/23 | 256.75 | 86.25 | 20
2022/23 | 257.25 | 86.25 | 20
2022/23 | 257.75 | 86.25 | 9
2022/23 | 258.25 | 86.25 | 22
2022/23 | 258.75 | 86.25 | 18
2022/23 | 259.25 | 86.25 | 13
2022/23 | 259.75 | 86.25 | 10
2022/23 | 260.25 | 86.25 | 22
2022/23 | 260.75 | 86.25 | 11
2022/23 | 261.25 | 86.25 | 12
2022/23 | 261.75 | 86.25 | 10
2022/23 | 262.25 | 86.25 | 9
2022/23 | 262.75 | 86.25 | 16
2022/23 | 263.25 | 86.25 | 20
2022/23 | 263.75 | 86.25 | 19
2022/23 | 264.25 | 86.25 | 14
2022/23 | 264.75 | 86.25 | 21
2022/23 | 265.25 | 86.25 | 13
2022/23 | 265.75 | 86.25 | 17
2022/23 | 266.25 | 86.25 | 13
2022/23 | 266.75 | 86.25 | 11
2022/23 | 267.25 | 86.25 | 7
2022/23 | 267.75 | 86.25 | 7
2022/23 | 268.25 | 86.25 | 11
2022/23 | 268.75 | 86.25 | 13
2022/23 | 269.25 | 86.25 | 7
2022/23 | 269.75 | 86.25 | 18
2022/23 | 270.25 | 86.25 | 12
2022/23 | 270.75 | 86.25 | 13
2022/23 | 271.25 | 86.25 | 15
2022/23 | 271.75 | 86.25 | 12
2022/23 | 272.25 | 86.25 | 9
2022/23 | 272.75 | 86.25 | 14
2022/23 | 273.25 | 86.25 | 8
2022/23 | 273.75 | 86.25 | 11
2022/23 | 274.25 | 86.25 | 10
2022/23 | 274.75 | 86.25 | 12
2022/23 | 275.25 | 86.25 | 7
2022/23 | 275.75 | 86.25 | 12
2022/23 | 276.25 | 86.25 | 12
2022/23 | 276.75 | 86.25 | 8
2022/23 | 277.25 | 86.25 | 8
2022/23 | 277.75 | 86.25 | 9
2022/23 | 278.25 | 86.25 | 9
2022/23 | 278.75 | 86.25 | 4
2022/23 | 279.25 | 86.25 | 11
2022/23 | 279.75 | 86.25 | 3
2022/23 | 280.25 | 86.25 | 4
2022/23 | 280.75 | 86.25 | 13
2022/23 | 281.25 | 86.25 | 5
2022/23 | 281.75 | 86.25 | 7
2022/23 | 282.25 | 86.25 | 7
2022/23 | 282.75 | 86.25 | 13
2022/23 | 283.25 | 86.25 | 13
2022/23 | 283.75 | 86.25 | 9
2022/23 | 284.25 | 86.25 | 9
2022/23 | 284.75 | 86.25 | 9
2022/23 | 285.25 | 86.25 | 12
2022/23 | 285.75 | 86.25 | 14
2022/23 | 286.25 | 86.25 | 4
2022/23 | 286.75 | 86.25 | 5
2022/23 | 287.25 | 86.25 | 9
2022/23 | 287.75 | 86.25 | 7
2022/23 | 288.25 | 86.25 | 6
2022/23 | 288.75 | 86.25 | 9
2022/23 | 289.25 | 86.25 | 7
2022/23 | 289.75 | 86.25 | 4
2022/23 | 290.25 | 86.25 | 8
2022/23 | 290.75 | 86.25 | 6
2022/23 | 291.25 | 86.25 | 5
2022/23 | 291.75 | 86.25 | 3
2022/23 | 292.25 | 86.25 | 5
2022/23 | 292.75 | 86.25 | 8
2022/23 | 293.25 | 86.25 | 9
2022/23 | 293.75 | 86.25 | 10
2022/23 | 294.25 | 86.25 | 10
2022/23 | 294.75 | 86.25 | 7
2022/23 | 295.25 | 86.25 | 2
2022/23 | 295.75 | 86.25 | 6
2022/23 | 296.25 | 86.25 | 4
2022/23 | 296.75 | 86.25 | 3
2022/23 | 297.25 | 86.25 | 6
2022/23 | 297.75 | 86.25 | 3
2022/23 | 298.25 | 86.25 | 8
2022/23 | 298.75 | 86.25 | 10
2022/23 | 299.25 | 86.25 | 4
2022/23 | 299.75 | 86.25 | 3
2022/23 | 300.25 | 86.25 | 3
2022/23 | 300.75 | 86.25 | 3
2022/23 | 301.25 | 86.25 | 4
2022/23 | 301.75 | 86.25 | 4
2022/23 | 302.25 | 86.25 | 9
2022/23 | 302.75 | 86.25 | 5
2022/23 | 303.25 | 86.25 | 6
2022/23 | 303.75 | 86.25 | 4
2022/23 | 304.25 | 86.25 | 4
2022/23 | 304.75 | 86.25 | 4
2022/23 | 305.25 | 86.25 | 7
2022/23 | 305.75 | 86.25 | 6
2022/23 | 306.25 | 86.25 | 7
2022/23 | 306.75 | 86.25 | 6
2022/23 | 307.25 | 86.25 | 10
2022/23 | 307.75 | 86.25 | 5
2022/23 | 308.25 | 86.25 | 10
2022/23 | 308.75 | 86.25 | 6
2022/23 | 309.25 | 86.25 | 3
2022/23 | 309.75 | 86.25 | 5
2022/23 | 310.25 | 86.25 | 6
2022/23 | 310.75 | 86.25 | 7
2022/23 | 311.25 | 86.25 | 3
2022/23 | 311.75 | 86.25 | 7
2022/23 | 312.75 | 86.25 | 5
2022/23 | 313.25 | 86.25 | 7
2022/23 | 313.75 | 86.25 | 5
2022/23 | 314.25 | 86.25 | 6
2022/23 | 314.75 | 86.25 | 1
2022/23 | 315.25 | 86.25 | 6
2022/23 | 315.75 | 86.25 | 2
2022/23 | 316.25 | 86.25 | 4
2022/23 | 316.75 | 86.25 | 2
2022/23 | 317.25 | 86.25 | 3
2022/23 | 317.75 | 86.25 | 2
2022/23 | 318.25 | 86.25 | 1
2022/23 | 318.75 | 86.25 | 3
2022/23 | 319.25 | 86.25 | 3
2022/23 | 319.75 | 86.25 | 2
2022/23 | 320.25 | 86.25 | 1
2022/23 | 320.75 | 86.25 | 4
2022/23 | 321.25 | 86.25 | 5
2022/23 | 321.75 | 86.25 | 1
2022/23 | 322.75 | 86.25 | 9
2022/23 | 323.25 | 86.25 | 4
2022/23 | 323.75 | 86.25 | 3
2022/23 | 324.25 | 86.25 | 2
2022/23 | 324.75 | 86.25 | 4
2022/23 | 325.25 | 86.25 | 3
2022/23 | 325.75 | 86.25 | 4
2022/23 | 327.25 | 86.25 | 5
2022/23 | 327.75 | 86.25 | 1
2022/23 | 328.25 | 86.25 | 1
2022/23 | 328.75 | 86.25 | 2
2022/23 | 330.25 | 86.25 | 1
2022/23 | 330.75 | 86.25 | 3
2022/23 | 331.25 | 86.25 | 3
2022/23 | 331.75 | 86.25 | 3
2022/23 | 332.25 | 86.25 | 5
2022/23 | 332.75 | 86.25 | 3
2022/23 | 333.25 | 86.25 | 1
2022/23 | 333.75 | 86.25 | 2
2022/23 | 334.25 | 86.25 | 2
2022/23 | 334.75 | 86.25 | 1
2022/23 | 335.25 | 86.25 | 1
2022/23 | 335.75 | 86.25 | 3
2022/23 | 336.25 | 86.25 | 2
2022/23 | 336.75 | 86.25 | 2
2022/23 | 337.25 | 86.25 | 4
2022/23 | 337.75 | 86.25 | 2
2022/23 | 338.25 | 86.25 | 2
2022/23 | 338.75 | 86.25 | 1
2022/23 | 339.75 | 86.25 | 4
2022/23 | 340.25 | 86.25 | 2
2022/23 | 340.75 | 86.25 | 2
2022/23 | 341.25 | 86.25 | 2
2022/23 | 341.75 | 86.25 | 1
2022/23 | 342.25 | 86.25 | 1
2022/23 | 343.75 | 86.25 | 1
2022/23 | 344.75 | 86.25 | 1
2022/23 | 345.25 | 86.25 | 2
2022/23 | 345.75 | 86.25 | 1
2022/23 | 346.25 | 86.25 | 1
2022/23 | 348.25 | 86.25 | 2
2022/23 | 348.75 | 86.25 | 2
2022/23 | 349.25 | 86.25 | 1
2022/23 | 351.25 | 86.25 | 1
2022/23 | 351.75 | 86.25 | 1
2022/23 | 352.25 | 86.25 | 2
2022/23 | 352.75 | 86.25 | 1
2022/23 | 353.25 | 86.25 | 3
2022/23 | 353.75 | 86.25 | 1
2022/23 | 354.25 | 86.25 | 2
2022/23 | 354.75 | 86.25 | 1
2022/23 | 356.75 | 86.25 | 2
2022/23 | 357.75 | 86.25 | 1
2022/23 | 358.25 | 86.25 | 1
2022/23 | 358.75 | 86.25 | 1
2022/23 | 359.25 | 86.25 | 2
2022/23 | 360.25 | 86.25 | 1
2022/23 | 360.75 | 86.25 | 1
2022/23 | 361.25 | 86.25 | 1
2022/23 | 362.25 | 86.25 | 1
2022/23 | 362.75 | 86.25 | 1
2022/23 | 364.25 | 86.25 | 1
2022/23 | 364.75 | 86.25 | 2
2022/23 | 367.75 | 86.25 | 1
2022/23 | 368.25 | 86.25 | 1
2022/23 | 368.75 | 86.25 | 1
2022/23 | 369.25 | 86.25 | 1
2022/23 | 370.75 | 86.25 | 1
2022/23 | 371.75 | 86.25 | 1
2022/23 | 372.75 | 86.25 | 1
2022/23 | 373.25 | 86.25 | 2
2022/23 | 380.25 | 86.25 | 1
2022/23 | 381.25 | 86.25 | 1
2022/23 | 382.25 | 86.25 | 1
2022/23 | 387.25 | 86.25 | 1
2022/23 | 392.25 | 86.25 | 1
2022/23 | 393.75 | 86.25 | 1
2022/23 | 395.75 | 86.25 | 1
2022/23 | 397.75 | 86.25 | 1
2022/23 | 404.25 | 86.25 | 1
2022/23 | 405.25 | 86.25 | 1
2022/23 | 427.75 | 86.25 | 1
2022/23 | 436.75 | 86.25 | 1
2022/23 | 113.25 | 86.75 | 1
2022/23 | 118.75 | 86.75 | 1
2022/23 | 120.25 | 86.75 | 1
2022/23 | 121.75 | 86.75 | 1
2022/23 | 123.25 | 86.75 | 2
2022/23 | 126.75 | 86.75 | 1
2022/23 | 127.25 | 86.75 | 3
2022/23 | 129.25 | 86.75 | 2
2022/23 | 129.75 | 86.75 | 1
2022/23 | 130.25 | 86.75 | 3
2022/23 | 131.25 | 86.75 | 1
2022/23 | 131.75 | 86.75 | 1
2022/23 | 132.25 | 86.75 | 2
2022/23 | 132.75 | 86.75 | 3
2022/23 | 133.25 | 86.75 | 3
2022/23 | 133.75 | 86.75 | 4
2022/23 | 134.25 | 86.75 | 2
2022/23 | 134.75 | 86.75 | 1
2022/23 | 135.75 | 86.75 | 3
2022/23 | 136.25 | 86.75 | 2
2022/23 | 136.75 | 86.75 | 7
2022/23 | 137.25 | 86.75 | 3
2022/23 | 137.75 | 86.75 | 8
2022/23 | 138.25 | 86.75 | 9
2022/23 | 138.75 | 86.75 | 5
2022/23 | 139.25 | 86.75 | 6
2022/23 | 139.75 | 86.75 | 6
2022/23 | 140.25 | 86.75 | 10
2022/23 | 140.75 | 86.75 | 9
2022/23 | 141.25 | 86.75 | 7
2022/23 | 141.75 | 86.75 | 9
2022/23 | 142.25 | 86.75 | 15
2022/23 | 142.75 | 86.75 | 15
2022/23 | 143.25 | 86.75 | 21
2022/23 | 143.75 | 86.75 | 18
2022/23 | 144.25 | 86.75 | 15
2022/23 | 144.75 | 86.75 | 22
2022/23 | 145.25 | 86.75 | 18
2022/23 | 145.75 | 86.75 | 23
2022/23 | 146.25 | 86.75 | 28
2022/23 | 146.75 | 86.75 | 28
2022/23 | 147.25 | 86.75 | 25
2022/23 | 147.75 | 86.75 | 37
2022/23 | 148.25 | 86.75 | 28
2022/23 | 148.75 | 86.75 | 39
2022/23 | 149.25 | 86.75 | 37
2022/23 | 149.75 | 86.75 | 29
2022/23 | 150.25 | 86.75 | 43
2022/23 | 150.75 | 86.75 | 43
2022/23 | 151.25 | 86.75 | 54
2022/23 | 151.75 | 86.75 | 54
2022/23 | 152.25 | 86.75 | 56
2022/23 | 152.75 | 86.75 | 51
2022/23 | 153.25 | 86.75 | 51
2022/23 | 153.75 | 86.75 | 54
2022/23 | 154.25 | 86.75 | 65
2022/23 | 154.75 | 86.75 | 64
2022/23 | 155.25 | 86.75 | 70
2022/23 | 155.75 | 86.75 | 77
2022/23 | 156.25 | 86.75 | 87
2022/23 | 156.75 | 86.75 | 76
2022/23 | 157.25 | 86.75 | 85
2022/23 | 157.75 | 86.75 | 95
2022/23 | 158.25 | 86.75 | 107
2022/23 | 158.75 | 86.75 | 79
2022/23 | 159.25 | 86.75 | 111
2022/23 | 159.75 | 86.75 | 113
2022/23 | 160.25 | 86.75 | 104
2022/23 | 160.75 | 86.75 | 105
2022/23 | 161.25 | 86.75 | 115
2022/23 | 161.75 | 86.75 | 131
2022/23 | 162.25 | 86.75 | 114
2022/23 | 162.75 | 86.75 | 101
2022/23 | 163.25 | 86.75 | 134
2022/23 | 163.75 | 86.75 | 139
2022/23 | 164.25 | 86.75 | 124
2022/23 | 164.75 | 86.75 | 174
2022/23 | 165.25 | 86.75 | 145
2022/23 | 165.75 | 86.75 | 128
2022/23 | 166.25 | 86.75 | 138
2022/23 | 166.75 | 86.75 | 140
2022/23 | 167.25 | 86.75 | 179
2022/23 | 167.75 | 86.75 | 146
2022/23 | 168.25 | 86.75 | 159
2022/23 | 168.75 | 86.75 | 159
2022/23 | 169.25 | 86.75 | 180
2022/23 | 169.75 | 86.75 | 156
2022/23 | 170.25 | 86.75 | 189
2022/23 | 170.75 | 86.75 | 174
2022/23 | 171.25 | 86.75 | 149
2022/23 | 171.75 | 86.75 | 156
2022/23 | 172.25 | 86.75 | 175
2022/23 | 172.75 | 86.75 | 159
2022/23 | 173.25 | 86.75 | 172
2022/23 | 173.75 | 86.75 | 178
2022/23 | 174.25 | 86.75 | 178
2022/23 | 174.75 | 86.75 | 186
2022/23 | 175.25 | 86.75 | 180
2022/23 | 175.75 | 86.75 | 164
2022/23 | 176.25 | 86.75 | 183
2022/23 | 176.75 | 86.75 | 183
2022/23 | 177.25 | 86.75 | 197
2022/23 | 177.75 | 86.75 | 163
2022/23 | 178.25 | 86.75 | 173
2022/23 | 178.75 | 86.75 | 216
2022/23 | 179.25 | 86.75 | 178
2022/23 | 179.75 | 86.75 | 153
2022/23 | 180.25 | 86.75 | 172
2022/23 | 180.75 | 86.75 | 202
2022/23 | 181.25 | 86.75 | 185
2022/23 | 181.75 | 86.75 | 162
2022/23 | 182.25 | 86.75 | 187
2022/23 | 182.75 | 86.75 | 192
2022/23 | 183.25 | 86.75 | 171
2022/23 | 183.75 | 86.75 | 171
2022/23 | 184.25 | 86.75 | 169
2022/23 | 184.75 | 86.75 | 176
2022/23 | 185.25 | 86.75 | 179
2022/23 | 185.75 | 86.75 | 186
2022/23 | 186.25 | 86.75 | 170
2022/23 | 186.75 | 86.75 | 163
2022/23 | 187.25 | 86.75 | 176
2022/23 | 187.75 | 86.75 | 166
2022/23 | 188.25 | 86.75 | 147
2022/23 | 188.75 | 86.75 | 162
2022/23 | 189.25 | 86.75 | 155
2022/23 | 189.75 | 86.75 | 147
2022/23 | 190.25 | 86.75 | 166
2022/23 | 190.75 | 86.75 | 158
2022/23 | 191.25 | 86.75 | 148
2022/23 | 191.75 | 86.75 | 159
2022/23 | 192.25 | 86.75 | 143
2022/23 | 192.75 | 86.75 | 173
2022/23 | 193.25 | 86.75 | 132
2022/23 | 193.75 | 86.75 | 153
2022/23 | 194.25 | 86.75 | 125
2022/23 | 194.75 | 86.75 | 142
2022/23 | 195.25 | 86.75 | 165
2022/23 | 195.75 | 86.75 | 150
2022/23 | 196.25 | 86.75 | 126
2022/23 | 196.75 | 86.75 | 114
2022/23 | 197.25 | 86.75 | 136
2022/23 | 197.75 | 86.75 | 120
2022/23 | 198.25 | 86.75 | 128
2022/23 | 198.75 | 86.75 | 129
2022/23 | 199.25 | 86.75 | 127
2022/23 | 199.75 | 86.75 | 119
2022/23 | 200.25 | 86.75 | 114
2022/23 | 200.75 | 86.75 | 135
2022/23 | 201.25 | 86.75 | 98
2022/23 | 201.75 | 86.75 | 110
2022/23 | 202.25 | 86.75 | 102
2022/23 | 202.75 | 86.75 | 120
2022/23 | 203.25 | 86.75 | 103
2022/23 | 203.75 | 86.75 | 120
2022/23 | 204.25 | 86.75 | 100
2022/23 | 204.75 | 86.75 | 98
2022/23 | 205.25 | 86.75 | 95
2022/23 | 205.75 | 86.75 | 99
2022/23 | 206.25 | 86.75 | 98
2022/23 | 206.75 | 86.75 | 94
2022/23 | 207.25 | 86.75 | 100
2022/23 | 207.75 | 86.75 | 92
2022/23 | 208.25 | 86.75 | 76
2022/23 | 208.75 | 86.75 | 79
2022/23 | 209.25 | 86.75 | 104
2022/23 | 209.75 | 86.75 | 95
2022/23 | 210.25 | 86.75 | 107
2022/23 | 210.75 | 86.75 | 88
2022/23 | 211.25 | 86.75 | 105
2022/23 | 211.75 | 86.75 | 72
2022/23 | 212.25 | 86.75 | 85
2022/23 | 212.75 | 86.75 | 70
2022/23 | 213.25 | 86.75 | 72
2022/23 | 213.75 | 86.75 | 82
2022/23 | 214.25 | 86.75 | 85
2022/23 | 214.75 | 86.75 | 74
2022/23 | 215.25 | 86.75 | 56
2022/23 | 215.75 | 86.75 | 61
2022/23 | 216.25 | 86.75 | 78
2022/23 | 216.75 | 86.75 | 53
2022/23 | 217.25 | 86.75 | 69
2022/23 | 217.75 | 86.75 | 62
2022/23 | 218.25 | 86.75 | 68
2022/23 | 218.75 | 86.75 | 61
2022/23 | 219.25 | 86.75 | 59
2022/23 | 219.75 | 86.75 | 64
2022/23 | 220.25 | 86.75 | 54
2022/23 | 220.75 | 86.75 | 61
2022/23 | 221.25 | 86.75 | 54
2022/23 | 221.75 | 86.75 | 64
2022/23 | 222.25 | 86.75 | 56
2022/23 | 222.75 | 86.75 | 57
2022/23 | 223.25 | 86.75 | 44
2022/23 | 223.75 | 86.75 | 49
2022/23 | 224.25 | 86.75 | 55
2022/23 | 224.75 | 86.75 | 41
2022/23 | 225.25 | 86.75 | 40
2022/23 | 225.75 | 86.75 | 62
2022/23 | 226.25 | 86.75 | 51
2022/23 | 226.75 | 86.75 | 42
2022/23 | 227.25 | 86.75 | 51
2022/23 | 227.75 | 86.75 | 31
2022/23 | 228.25 | 86.75 | 42
2022/23 | 228.75 | 86.75 | 37
2022/23 | 229.25 | 86.75 | 40
2022/23 | 229.75 | 86.75 | 42
2022/23 | 230.25 | 86.75 | 39
2022/23 | 230.75 | 86.75 | 33
2022/23 | 231.25 | 86.75 | 32
2022/23 | 231.75 | 86.75 | 42
2022/23 | 232.25 | 86.75 | 39
2022/23 | 232.75 | 86.75 | 36
2022/23 | 233.25 | 86.75 | 23
2022/23 | 233.75 | 86.75 | 33
2022/23 | 234.25 | 86.75 | 42
2022/23 | 234.75 | 86.75 | 39
2022/23 | 235.25 | 86.75 | 34
2022/23 | 235.75 | 86.75 | 51
2022/23 | 236.25 | 86.75 | 27
2022/23 | 236.75 | 86.75 | 31
2022/23 | 237.25 | 86.75 | 38
2022/23 | 237.75 | 86.75 | 24
2022/23 | 238.25 | 86.75 | 22
2022/23 | 238.75 | 86.75 | 33
2022/23 | 239.25 | 86.75 | 31
2022/23 | 239.75 | 86.75 | 27
2022/23 | 240.25 | 86.75 | 27
2022/23 | 240.75 | 86.75 | 29
2022/23 | 241.25 | 86.75 | 34
2022/23 | 241.75 | 86.75 | 32
2022/23 | 242.25 | 86.75 | 33
2022/23 | 242.75 | 86.75 | 20
2022/23 | 243.25 | 86.75 | 24
2022/23 | 243.75 | 86.75 | 26
2022/23 | 244.25 | 86.75 | 24
2022/23 | 244.75 | 86.75 | 27
2022/23 | 245.25 | 86.75 | 27
2022/23 | 245.75 | 86.75 | 26
2022/23 | 246.25 | 86.75 | 18
2022/23 | 246.75 | 86.75 | 20
2022/23 | 247.25 | 86.75 | 18
2022/23 | 247.75 | 86.75 | 18
2022/23 | 248.25 | 86.75 | 24
2022/23 | 248.75 | 86.75 | 21
2022/23 | 249.25 | 86.75 | 17
2022/23 | 249.75 | 86.75 | 19
2022/23 | 250.25 | 86.75 | 22
2022/23 | 250.75 | 86.75 | 23
2022/23 | 251.25 | 86.75 | 20
2022/23 | 251.75 | 86.75 | 26
2022/23 | 252.25 | 86.75 | 19
2022/23 | 252.75 | 86.75 | 26
2022/23 | 253.25 | 86.75 | 21
2022/23 | 253.75 | 86.75 | 32
2022/23 | 254.25 | 86.75 | 26
2022/23 | 254.75 | 86.75 | 23
2022/23 | 255.25 | 86.75 | 19
2022/23 | 255.75 | 86.75 | 23
2022/23 | 256.25 | 86.75 | 29
2022/23 | 256.75 | 86.75 | 17
2022/23 | 257.25 | 86.75 | 26
2022/23 | 257.75 | 86.75 | 14
2022/23 | 258.25 | 86.75 | 17
2022/23 | 258.75 | 86.75 | 18
2022/23 | 259.25 | 86.75 | 18
2022/23 | 259.75 | 86.75 | 18
2022/23 | 260.25 | 86.75 | 16
2022/23 | 260.75 | 86.75 | 13
2022/23 | 261.25 | 86.75 | 23
2022/23 | 261.75 | 86.75 | 21
2022/23 | 262.25 | 86.75 | 17
2022/23 | 262.75 | 86.75 | 16
2022/23 | 263.25 | 86.75 | 11
2022/23 | 263.75 | 86.75 | 15
2022/23 | 264.25 | 86.75 | 19
2022/23 | 264.75 | 86.75 | 13
2022/23 | 265.25 | 86.75 | 11
2022/23 | 265.75 | 86.75 | 22
2022/23 | 266.25 | 86.75 | 19
2022/23 | 266.75 | 86.75 | 12
2022/23 | 267.25 | 86.75 | 14
2022/23 | 267.75 | 86.75 | 14
2022/23 | 268.25 | 86.75 | 11
2022/23 | 268.75 | 86.75 | 11
2022/23 | 269.25 | 86.75 | 18
2022/23 | 269.75 | 86.75 | 11
2022/23 | 270.25 | 86.75 | 16
2022/23 | 270.75 | 86.75 | 10
2022/23 | 271.25 | 86.75 | 14
2022/23 | 271.75 | 86.75 | 15
2022/23 | 272.25 | 86.75 | 17
2022/23 | 272.75 | 86.75 | 10
2022/23 | 273.25 | 86.75 | 8
2022/23 | 273.75 | 86.75 | 6
2022/23 | 274.25 | 86.75 | 13
2022/23 | 274.75 | 86.75 | 11
2022/23 | 275.25 | 86.75 | 16
2022/23 | 275.75 | 86.75 | 13
2022/23 | 276.25 | 86.75 | 17
2022/23 | 276.75 | 86.75 | 14
2022/23 | 277.25 | 86.75 | 12
2022/23 | 277.75 | 86.75 | 6
2022/23 | 278.25 | 86.75 | 11
2022/23 | 278.75 | 86.75 | 10
2022/23 | 279.25 | 86.75 | 11
2022/23 | 279.75 | 86.75 | 14
2022/23 | 280.25 | 86.75 | 8
2022/23 | 280.75 | 86.75 | 5
2022/23 | 281.25 | 86.75 | 9
2022/23 | 281.75 | 86.75 | 8
2022/23 | 282.25 | 86.75 | 11
2022/23 | 282.75 | 86.75 | 10
2022/23 | 283.25 | 86.75 | 7
2022/23 | 283.75 | 86.75 | 9
2022/23 | 284.25 | 86.75 | 10
2022/23 | 284.75 | 86.75 | 10
2022/23 | 285.25 | 86.75 | 7
2022/23 | 285.75 | 86.75 | 11
2022/23 | 286.25 | 86.75 | 12
2022/23 | 286.75 | 86.75 | 7
2022/23 | 287.25 | 86.75 | 11
2022/23 | 287.75 | 86.75 | 12
2022/23 | 288.25 | 86.75 | 5
2022/23 | 288.75 | 86.75 | 6
2022/23 | 289.25 | 86.75 | 9
2022/23 | 289.75 | 86.75 | 5
2022/23 | 290.25 | 86.75 | 3
2022/23 | 290.75 | 86.75 | 4
2022/23 | 291.25 | 86.75 | 9
2022/23 | 291.75 | 86.75 | 4
2022/23 | 292.25 | 86.75 | 10
2022/23 | 292.75 | 86.75 | 7
2022/23 | 293.25 | 86.75 | 15
2022/23 | 293.75 | 86.75 | 3
2022/23 | 294.25 | 86.75 | 6
2022/23 | 294.75 | 86.75 | 8
2022/23 | 295.25 | 86.75 | 8
2022/23 | 295.75 | 86.75 | 6
2022/23 | 296.25 | 86.75 | 4
2022/23 | 296.75 | 86.75 | 9
2022/23 | 297.25 | 86.75 | 7
2022/23 | 297.75 | 86.75 | 5
2022/23 | 298.25 | 86.75 | 5
2022/23 | 298.75 | 86.75 | 6
2022/23 | 299.25 | 86.75 | 8
2022/23 | 299.75 | 86.75 | 7
2022/23 | 300.25 | 86.75 | 6
2022/23 | 300.75 | 86.75 | 8
2022/23 | 301.25 | 86.75 | 7
2022/23 | 301.75 | 86.75 | 9
2022/23 | 302.25 | 86.75 | 5
2022/23 | 302.75 | 86.75 | 4
2022/23 | 303.25 | 86.75 | 5
2022/23 | 303.75 | 86.75 | 4
2022/23 | 304.25 | 86.75 | 6
2022/23 | 304.75 | 86.75 | 4
2022/23 | 305.25 | 86.75 | 8
2022/23 | 305.75 | 86.75 | 4
2022/23 | 306.25 | 86.75 | 2
2022/23 | 306.75 | 86.75 | 4
2022/23 | 307.25 | 86.75 | 3
2022/23 | 307.75 | 86.75 | 4
2022/23 | 308.25 | 86.75 | 3
2022/23 | 308.75 | 86.75 | 3
2022/23 | 309.25 | 86.75 | 7
2022/23 | 309.75 | 86.75 | 6
2022/23 | 310.25 | 86.75 | 1
2022/23 | 310.75 | 86.75 | 1
2022/23 | 311.25 | 86.75 | 2
2022/23 | 311.75 | 86.75 | 11
2022/23 | 312.25 | 86.75 | 7
2022/23 | 312.75 | 86.75 | 1
2022/23 | 313.25 | 86.75 | 4
2022/23 | 313.75 | 86.75 | 4
2022/23 | 314.25 | 86.75 | 2
2022/23 | 314.75 | 86.75 | 3
2022/23 | 315.25 | 86.75 | 1
2022/23 | 315.75 | 86.75 | 3
2022/23 | 316.25 | 86.75 | 4
2022/23 | 316.75 | 86.75 | 5
2022/23 | 317.25 | 86.75 | 4
2022/23 | 317.75 | 86.75 | 5
2022/23 | 318.25 | 86.75 | 3
2022/23 | 318.75 | 86.75 | 3
2022/23 | 319.25 | 86.75 | 3
2022/23 | 319.75 | 86.75 | 4
2022/23 | 320.25 | 86.75 | 1
2022/23 | 320.75 | 86.75 | 2
2022/23 | 321.25 | 86.75 | 7
2022/23 | 321.75 | 86.75 | 5
2022/23 | 322.25 | 86.75 | 4
2022/23 | 322.75 | 86.75 | 2
2022/23 | 323.25 | 86.75 | 1
2022/23 | 323.75 | 86.75 | 3
2022/23 | 324.25 | 86.75 | 5
2022/23 | 324.75 | 86.75 | 1
2022/23 | 325.75 | 86.75 | 6
2022/23 | 326.25 | 86.75 | 5
2022/23 | 326.75 | 86.75 | 1
2022/23 | 327.25 | 86.75 | 2
2022/23 | 327.75 | 86.75 | 5
2022/23 | 328.25 | 86.75 | 1
2022/23 | 328.75 | 86.75 | 5
2022/23 | 329.25 | 86.75 | 6
2022/23 | 329.75 | 86.75 | 2
2022/23 | 330.25 | 86.75 | 1
2022/23 | 330.75 | 86.75 | 2
2022/23 | 331.25 | 86.75 | 4
2022/23 | 331.75 | 86.75 | 1
2022/23 | 332.25 | 86.75 | 3
2022/23 | 332.75 | 86.75 | 5
2022/23 | 333.75 | 86.75 | 2
2022/23 | 334.25 | 86.75 | 4
2022/23 | 334.75 | 86.75 | 2
2022/23 | 335.25 | 86.75 | 1
2022/23 | 335.75 | 86.75 | 2
2022/23 | 336.25 | 86.75 | 3
2022/23 | 336.75 | 86.75 | 1
2022/23 | 337.75 | 86.75 | 2
2022/23 | 338.25 | 86.75 | 3
2022/23 | 338.75 | 86.75 | 3
2022/23 | 339.25 | 86.75 | 3
2022/23 | 339.75 | 86.75 | 2
2022/23 | 340.25 | 86.75 | 2
2022/23 | 340.75 | 86.75 | 2
2022/23 | 341.25 | 86.75 | 1
2022/23 | 343.75 | 86.75 | 1
2022/23 | 344.25 | 86.75 | 2
2022/23 | 344.75 | 86.75 | 1
2022/23 | 345.25 | 86.75 | 1
2022/23 | 345.75 | 86.75 | 3
2022/23 | 346.75 | 86.75 | 2
2022/23 | 347.25 | 86.75 | 1
2022/23 | 347.75 | 86.75 | 4
2022/23 | 348.25 | 86.75 | 1
2022/23 | 348.75 | 86.75 | 1
2022/23 | 350.25 | 86.75 | 1
2022/23 | 351.25 | 86.75 | 1
2022/23 | 351.75 | 86.75 | 1
2022/23 | 352.25 | 86.75 | 1
2022/23 | 353.25 | 86.75 | 2
2022/23 | 353.75 | 86.75 | 2
2022/23 | 354.25 | 86.75 | 1
2022/23 | 354.75 | 86.75 | 1
2022/23 | 355.25 | 86.75 | 1
2022/23 | 356.25 | 86.75 | 2
2022/23 | 357.25 | 86.75 | 1
2022/23 | 357.75 | 86.75 | 1
2022/23 | 359.25 | 86.75 | 1
2022/23 | 359.75 | 86.75 | 1
2022/23 | 360.25 | 86.75 | 1
2022/23 | 361.75 | 86.75 | 2
2022/23 | 362.75 | 86.75 | 2
2022/23 | 363.25 | 86.75 | 1
2022/23 | 363.75 | 86.75 | 1
2022/23 | 364.25 | 86.75 | 2
2022/23 | 365.25 | 86.75 | 1
2022/23 | 366.25 | 86.75 | 1
2022/23 | 366.75 | 86.75 | 3
2022/23 | 368.25 | 86.75 | 1
2022/23 | 368.75 | 86.75 | 2
2022/23 | 369.25 | 86.75 | 1
2022/23 | 369.75 | 86.75 | 1
2022/23 | 370.25 | 86.75 | 1
2022/23 | 372.75 | 86.75 | 1
2022/23 | 374.75 | 86.75 | 2
2022/23 | 375.75 | 86.75 | 1
2022/23 | 376.25 | 86.75 | 1
2022/23 | 378.25 | 86.75 | 1
2022/23 | 379.75 | 86.75 | 1
2022/23 | 380.75 | 86.75 | 1
2022/23 | 381.25 | 86.75 | 1
2022/23 | 381.75 | 86.75 | 1
2022/23 | 382.75 | 86.75 | 1
2022/23 | 383.75 | 86.75 | 1
2022/23 | 384.75 | 86.75 | 1
2022/23 | 385.75 | 86.75 | 1
2022/23 | 387.25 | 86.75 | 1
2022/23 | 388.75 | 86.75 | 1
2022/23 | 390.25 | 86.75 | 1
2022/23 | 393.75 | 86.75 | 1
2022/23 | 398.75 | 86.75 | 1
2022/23 | 407.75 | 86.75 | 1
2022/23 | 409.75 | 86.75 | 1
2022/23 | 443.75 | 86.75 | 1
2022/23 | 118.75 | 87.25 | 1
2022/23 | 125.25 | 87.25 | 1
2022/23 | 127.75 | 87.25 | 3
2022/23 | 128.75 | 87.25 | 1
2022/23 | 129.25 | 87.25 | 1
2022/23 | 130.75 | 87.25 | 1
2022/23 | 131.25 | 87.25 | 2
2022/23 | 131.75 | 87.25 | 3
2022/23 | 132.75 | 87.25 | 3
2022/23 | 133.75 | 87.25 | 2
2022/23 | 134.25 | 87.25 | 3
2022/23 | 134.75 | 87.25 | 2
2022/23 | 135.25 | 87.25 | 7
2022/23 | 135.75 | 87.25 | 3
2022/23 | 136.25 | 87.25 | 3
2022/23 | 136.75 | 87.25 | 4
2022/23 | 137.25 | 87.25 | 5
2022/23 | 137.75 | 87.25 | 2
2022/23 | 138.25 | 87.25 | 5
2022/23 | 138.75 | 87.25 | 6
2022/23 | 139.25 | 87.25 | 11
2022/23 | 139.75 | 87.25 | 6
2022/23 | 140.25 | 87.25 | 11
2022/23 | 140.75 | 87.25 | 6
2022/23 | 141.25 | 87.25 | 13
2022/23 | 141.75 | 87.25 | 8
2022/23 | 142.25 | 87.25 | 6
2022/23 | 142.75 | 87.25 | 16
2022/23 | 143.25 | 87.25 | 8
2022/23 | 143.75 | 87.25 | 10
2022/23 | 144.25 | 87.25 | 13
2022/23 | 144.75 | 87.25 | 20
2022/23 | 145.25 | 87.25 | 17
2022/23 | 145.75 | 87.25 | 23
2022/23 | 146.25 | 87.25 | 38
2022/23 | 146.75 | 87.25 | 22
2022/23 | 147.25 | 87.25 | 36
2022/23 | 147.75 | 87.25 | 32
2022/23 | 148.25 | 87.25 | 36
2022/23 | 148.75 | 87.25 | 40
2022/23 | 149.25 | 87.25 | 38
2022/23 | 149.75 | 87.25 | 31
2022/23 | 150.25 | 87.25 | 41
2022/23 | 150.75 | 87.25 | 44
2022/23 | 151.25 | 87.25 | 29
2022/23 | 151.75 | 87.25 | 42
2022/23 | 152.25 | 87.25 | 48
2022/23 | 152.75 | 87.25 | 54
2022/23 | 153.25 | 87.25 | 53
2022/23 | 153.75 | 87.25 | 60
2022/23 | 154.25 | 87.25 | 64
2022/23 | 154.75 | 87.25 | 60
2022/23 | 155.25 | 87.25 | 80
2022/23 | 155.75 | 87.25 | 72
2022/23 | 156.25 | 87.25 | 70
2022/23 | 156.75 | 87.25 | 74
2022/23 | 157.25 | 87.25 | 63
2022/23 | 157.75 | 87.25 | 86
2022/23 | 158.25 | 87.25 | 83
2022/23 | 158.75 | 87.25 | 110
2022/23 | 159.25 | 87.25 | 107
2022/23 | 159.75 | 87.25 | 95
2022/23 | 160.25 | 87.25 | 95
2022/23 | 160.75 | 87.25 | 114
2022/23 | 161.25 | 87.25 | 100
2022/23 | 161.75 | 87.25 | 88
2022/23 | 162.25 | 87.25 | 103
2022/23 | 162.75 | 87.25 | 106
2022/23 | 163.25 | 87.25 | 138
2022/23 | 163.75 | 87.25 | 135
2022/23 | 164.25 | 87.25 | 123
2022/23 | 164.75 | 87.25 | 123
2022/23 | 165.25 | 87.25 | 124
2022/23 | 165.75 | 87.25 | 150
2022/23 | 166.25 | 87.25 | 146
2022/23 | 166.75 | 87.25 | 131
2022/23 | 167.25 | 87.25 | 150
2022/23 | 167.75 | 87.25 | 134
2022/23 | 168.25 | 87.25 | 159
2022/23 | 168.75 | 87.25 | 133
2022/23 | 169.25 | 87.25 | 146
2022/23 | 169.75 | 87.25 | 154
2022/23 | 170.25 | 87.25 | 147
2022/23 | 170.75 | 87.25 | 154
2022/23 | 171.25 | 87.25 | 190
2022/23 | 171.75 | 87.25 | 164
2022/23 | 172.25 | 87.25 | 184
2022/23 | 172.75 | 87.25 | 162
2022/23 | 173.25 | 87.25 | 133
2022/23 | 173.75 | 87.25 | 181
2022/23 | 174.25 | 87.25 | 178
2022/23 | 174.75 | 87.25 | 174
2022/23 | 175.25 | 87.25 | 177
2022/23 | 175.75 | 87.25 | 156
2022/23 | 176.25 | 87.25 | 173
2022/23 | 176.75 | 87.25 | 208
2022/23 | 177.25 | 87.25 | 168
2022/23 | 177.75 | 87.25 | 164
2022/23 | 178.25 | 87.25 | 180
2022/23 | 178.75 | 87.25 | 162
2022/23 | 179.25 | 87.25 | 168
2022/23 | 179.75 | 87.25 | 180
2022/23 | 180.25 | 87.25 | 169
2022/23 | 180.75 | 87.25 | 160
2022/23 | 181.25 | 87.25 | 153
2022/23 | 181.75 | 87.25 | 171
2022/23 | 182.25 | 87.25 | 183
2022/23 | 182.75 | 87.25 | 162
2022/23 | 183.25 | 87.25 | 157
2022/23 | 183.75 | 87.25 | 180
2022/23 | 184.25 | 87.25 | 177
2022/23 | 184.75 | 87.25 | 188
2022/23 | 185.25 | 87.25 | 176
2022/23 | 185.75 | 87.25 | 157
2022/23 | 186.25 | 87.25 | 165
2022/23 | 186.75 | 87.25 | 188
2022/23 | 187.25 | 87.25 | 150
2022/23 | 187.75 | 87.25 | 174
2022/23 | 188.25 | 87.25 | 167
2022/23 | 188.75 | 87.25 | 142
2022/23 | 189.25 | 87.25 | 177
2022/23 | 189.75 | 87.25 | 175
2022/23 | 190.25 | 87.25 | 151
2022/23 | 190.75 | 87.25 | 122
2022/23 | 191.25 | 87.25 | 157
2022/23 | 191.75 | 87.25 | 151
2022/23 | 192.25 | 87.25 | 158
2022/23 | 192.75 | 87.25 | 143
2022/23 | 193.25 | 87.25 | 125
2022/23 | 193.75 | 87.25 | 157
2022/23 | 194.25 | 87.25 | 164
2022/23 | 194.75 | 87.25 | 137
2022/23 | 195.25 | 87.25 | 124
2022/23 | 195.75 | 87.25 | 132
2022/23 | 196.25 | 87.25 | 135
2022/23 | 196.75 | 87.25 | 132
2022/23 | 197.25 | 87.25 | 137
2022/23 | 197.75 | 87.25 | 156
2022/23 | 198.25 | 87.25 | 114
2022/23 | 198.75 | 87.25 | 112
2022/23 | 199.25 | 87.25 | 108
2022/23 | 199.75 | 87.25 | 99
2022/23 | 200.25 | 87.25 | 110
2022/23 | 200.75 | 87.25 | 124
2022/23 | 201.25 | 87.25 | 108
2022/23 | 201.75 | 87.25 | 100
2022/23 | 202.25 | 87.25 | 108
2022/23 | 202.75 | 87.25 | 109
2022/23 | 203.25 | 87.25 | 87
2022/23 | 203.75 | 87.25 | 100
2022/23 | 204.25 | 87.25 | 103
2022/23 | 204.75 | 87.25 | 91
2022/23 | 205.25 | 87.25 | 110
2022/23 | 205.75 | 87.25 | 94
2022/23 | 206.25 | 87.25 | 103
2022/23 | 206.75 | 87.25 | 89
2022/23 | 207.25 | 87.25 | 103
2022/23 | 207.75 | 87.25 | 90
2022/23 | 208.25 | 87.25 | 104
2022/23 | 208.75 | 87.25 | 92
2022/23 | 209.25 | 87.25 | 83
2022/23 | 209.75 | 87.25 | 86
2022/23 | 210.25 | 87.25 | 88
2022/23 | 210.75 | 87.25 | 95
2022/23 | 211.25 | 87.25 | 83
2022/23 | 211.75 | 87.25 | 93
2022/23 | 212.25 | 87.25 | 68
2022/23 | 212.75 | 87.25 | 71
2022/23 | 213.25 | 87.25 | 74
2022/23 | 213.75 | 87.25 | 74
2022/23 | 214.25 | 87.25 | 79
2022/23 | 214.75 | 87.25 | 67
2022/23 | 215.25 | 87.25 | 71
2022/23 | 215.75 | 87.25 | 58
2022/23 | 216.25 | 87.25 | 74
2022/23 | 216.75 | 87.25 | 86
2022/23 | 217.25 | 87.25 | 61
2022/23 | 217.75 | 87.25 | 68
2022/23 | 218.25 | 87.25 | 58
2022/23 | 218.75 | 87.25 | 66
2022/23 | 219.25 | 87.25 | 62
2022/23 | 219.75 | 87.25 | 66
2022/23 | 220.25 | 87.25 | 63
2022/23 | 220.75 | 87.25 | 59
2022/23 | 221.25 | 87.25 | 72
2022/23 | 221.75 | 87.25 | 47
2022/23 | 222.25 | 87.25 | 47
2022/23 | 222.75 | 87.25 | 57
2022/23 | 223.25 | 87.25 | 68
2022/23 | 223.75 | 87.25 | 56
2022/23 | 224.25 | 87.25 | 49
2022/23 | 224.75 | 87.25 | 59
2022/23 | 225.25 | 87.25 | 52
2022/23 | 225.75 | 87.25 | 48
2022/23 | 226.25 | 87.25 | 44
2022/23 | 226.75 | 87.25 | 43
2022/23 | 227.25 | 87.25 | 52
2022/23 | 227.75 | 87.25 | 46
2022/23 | 228.25 | 87.25 | 49
2022/23 | 228.75 | 87.25 | 48
2022/23 | 229.25 | 87.25 | 43
2022/23 | 229.75 | 87.25 | 42
2022/23 | 230.25 | 87.25 | 50
2022/23 | 230.75 | 87.25 | 43
2022/23 | 231.25 | 87.25 | 40
2022/23 | 231.75 | 87.25 | 33
2022/23 | 232.25 | 87.25 | 35
2022/23 | 232.75 | 87.25 | 37
2022/23 | 233.25 | 87.25 | 41
2022/23 | 233.75 | 87.25 | 35
2022/23 | 234.25 | 87.25 | 33
2022/23 | 234.75 | 87.25 | 30
2022/23 | 235.25 | 87.25 | 28
2022/23 | 235.75 | 87.25 | 28
2022/23 | 236.25 | 87.25 | 35
2022/23 | 236.75 | 87.25 | 28
2022/23 | 237.25 | 87.25 | 44
2022/23 | 237.75 | 87.25 | 29
2022/23 | 238.25 | 87.25 | 26
2022/23 | 238.75 | 87.25 | 23
2022/23 | 239.25 | 87.25 | 36
2022/23 | 239.75 | 87.25 | 35
2022/23 | 240.25 | 87.25 | 32
2022/23 | 240.75 | 87.25 | 36
2022/23 | 241.25 | 87.25 | 29
2022/23 | 241.75 | 87.25 | 33
2022/23 | 242.25 | 87.25 | 30
2022/23 | 242.75 | 87.25 | 39
2022/23 | 243.25 | 87.25 | 40
2022/23 | 243.75 | 87.25 | 29
2022/23 | 244.25 | 87.25 | 39
2022/23 | 244.75 | 87.25 | 23
2022/23 | 245.25 | 87.25 | 23
2022/23 | 245.75 | 87.25 | 33
2022/23 | 246.25 | 87.25 | 28
2022/23 | 246.75 | 87.25 | 26
2022/23 | 247.25 | 87.25 | 26
2022/23 | 247.75 | 87.25 | 23
2022/23 | 248.25 | 87.25 | 30
2022/23 | 248.75 | 87.25 | 22
2022/23 | 249.25 | 87.25 | 22
2022/23 | 249.75 | 87.25 | 22
2022/23 | 250.25 | 87.25 | 25
2022/23 | 250.75 | 87.25 | 19
2022/23 | 251.25 | 87.25 | 24
2022/23 | 251.75 | 87.25 | 23
2022/23 | 252.25 | 87.25 | 23
2022/23 | 252.75 | 87.25 | 34
2022/23 | 253.25 | 87.25 | 24
2022/23 | 253.75 | 87.25 | 24
2022/23 | 254.25 | 87.25 | 24
2022/23 | 254.75 | 87.25 | 16
2022/23 | 255.25 | 87.25 | 28
2022/23 | 255.75 | 87.25 | 19
2022/23 | 256.25 | 87.25 | 28
2022/23 | 256.75 | 87.25 | 19
2022/23 | 257.25 | 87.25 | 23
2022/23 | 257.75 | 87.25 | 16
2022/23 | 258.25 | 87.25 | 19
2022/23 | 258.75 | 87.25 | 16
2022/23 | 259.25 | 87.25 | 15
2022/23 | 259.75 | 87.25 | 13
2022/23 | 260.25 | 87.25 | 21
2022/23 | 260.75 | 87.25 | 12
2022/23 | 261.25 | 87.25 | 20
2022/23 | 261.75 | 87.25 | 9
2022/23 | 262.25 | 87.25 | 18
2022/23 | 262.75 | 87.25 | 17
2022/23 | 263.25 | 87.25 | 10
2022/23 | 263.75 | 87.25 | 12
2022/23 | 264.25 | 87.25 | 16
2022/23 | 264.75 | 87.25 | 18
2022/23 | 265.25 | 87.25 | 16
2022/23 | 265.75 | 87.25 | 14
2022/23 | 266.25 | 87.25 | 23
2022/23 | 266.75 | 87.25 | 17
2022/23 | 267.25 | 87.25 | 12
2022/23 | 267.75 | 87.25 | 15
2022/23 | 268.25 | 87.25 | 13
2022/23 | 268.75 | 87.25 | 11
2022/23 | 269.25 | 87.25 | 13
2022/23 | 269.75 | 87.25 | 10
2022/23 | 270.25 | 87.25 | 14
2022/23 | 270.75 | 87.25 | 11
2022/23 | 271.25 | 87.25 | 14
2022/23 | 271.75 | 87.25 | 5
2022/23 | 272.25 | 87.25 | 5
2022/23 | 272.75 | 87.25 | 19
2022/23 | 273.25 | 87.25 | 15
2022/23 | 273.75 | 87.25 | 14
2022/23 | 274.25 | 87.25 | 9
2022/23 | 274.75 | 87.25 | 10
2022/23 | 275.25 | 87.25 | 9
2022/23 | 275.75 | 87.25 | 10
2022/23 | 276.25 | 87.25 | 15
2022/23 | 276.75 | 87.25 | 9
2022/23 | 277.25 | 87.25 | 13
2022/23 | 277.75 | 87.25 | 10
2022/23 | 278.25 | 87.25 | 13
2022/23 | 278.75 | 87.25 | 11
2022/23 | 279.25 | 87.25 | 7
2022/23 | 279.75 | 87.25 | 14
2022/23 | 280.25 | 87.25 | 6
2022/23 | 280.75 | 87.25 | 10
2022/23 | 281.25 | 87.25 | 12
2022/23 | 281.75 | 87.25 | 4
2022/23 | 282.25 | 87.25 | 9
2022/23 | 282.75 | 87.25 | 8
2022/23 | 283.25 | 87.25 | 11
2022/23 | 283.75 | 87.25 | 6
2022/23 | 284.25 | 87.25 | 10
2022/23 | 284.75 | 87.25 | 7
2022/23 | 285.25 | 87.25 | 9
2022/23 | 285.75 | 87.25 | 8
2022/23 | 286.25 | 87.25 | 5
2022/23 | 286.75 | 87.25 | 11
2022/23 | 287.25 | 87.25 | 15
2022/23 | 287.75 | 87.25 | 8
2022/23 | 288.25 | 87.25 | 9
2022/23 | 288.75 | 87.25 | 6
2022/23 | 289.25 | 87.25 | 6
2022/23 | 289.75 | 87.25 | 12
2022/23 | 290.25 | 87.25 | 9
2022/23 | 290.75 | 87.25 | 7
2022/23 | 291.25 | 87.25 | 12
2022/23 | 291.75 | 87.25 | 7
2022/23 | 292.25 | 87.25 | 13
2022/23 | 292.75 | 87.25 | 5
2022/23 | 293.25 | 87.25 | 7
2022/23 | 293.75 | 87.25 | 9
2022/23 | 294.25 | 87.25 | 6
2022/23 | 294.75 | 87.25 | 8
2022/23 | 295.25 | 87.25 | 12
2022/23 | 295.75 | 87.25 | 9
2022/23 | 296.25 | 87.25 | 10
2022/23 | 296.75 | 87.25 | 3
2022/23 | 297.25 | 87.25 | 9
2022/23 | 297.75 | 87.25 | 12
2022/23 | 298.25 | 87.25 | 6
2022/23 | 298.75 | 87.25 | 7
2022/23 | 299.25 | 87.25 | 6
2022/23 | 299.75 | 87.25 | 10
2022/23 | 300.25 | 87.25 | 7
2022/23 | 300.75 | 87.25 | 8
2022/23 | 301.25 | 87.25 | 7
2022/23 | 301.75 | 87.25 | 10
2022/23 | 302.25 | 87.25 | 4
2022/23 | 302.75 | 87.25 | 3
2022/23 | 303.25 | 87.25 | 9
2022/23 | 303.75 | 87.25 | 4
2022/23 | 304.25 | 87.25 | 3
2022/23 | 304.75 | 87.25 | 5
2022/23 | 305.25 | 87.25 | 7
2022/23 | 305.75 | 87.25 | 3
2022/23 | 306.25 | 87.25 | 6
2022/23 | 306.75 | 87.25 | 9
2022/23 | 307.25 | 87.25 | 5
2022/23 | 307.75 | 87.25 | 3
2022/23 | 308.25 | 87.25 | 5
2022/23 | 308.75 | 87.25 | 5
2022/23 | 309.25 | 87.25 | 3
2022/23 | 309.75 | 87.25 | 4
2022/23 | 310.25 | 87.25 | 7
2022/23 | 310.75 | 87.25 | 6
2022/23 | 311.25 | 87.25 | 2
2022/23 | 311.75 | 87.25 | 3
2022/23 | 312.25 | 87.25 | 7
2022/23 | 312.75 | 87.25 | 7
2022/23 | 313.25 | 87.25 | 2
2022/23 | 313.75 | 87.25 | 3
2022/23 | 314.25 | 87.25 | 3
2022/23 | 314.75 | 87.25 | 6
2022/23 | 315.25 | 87.25 | 3
2022/23 | 315.75 | 87.25 | 7
2022/23 | 316.25 | 87.25 | 7
2022/23 | 316.75 | 87.25 | 4
2022/23 | 317.25 | 87.25 | 3
2022/23 | 317.75 | 87.25 | 3
2022/23 | 318.25 | 87.25 | 3
2022/23 | 318.75 | 87.25 | 5
2022/23 | 319.25 | 87.25 | 7
2022/23 | 319.75 | 87.25 | 6
2022/23 | 320.25 | 87.25 | 5
2022/23 | 320.75 | 87.25 | 3
2022/23 | 321.25 | 87.25 | 3
2022/23 | 321.75 | 87.25 | 3
2022/23 | 322.25 | 87.25 | 1
2022/23 | 322.75 | 87.25 | 3
2022/23 | 323.25 | 87.25 | 3
2022/23 | 323.75 | 87.25 | 6
2022/23 | 324.25 | 87.25 | 8
2022/23 | 324.75 | 87.25 | 2
2022/23 | 325.25 | 87.25 | 3
2022/23 | 325.75 | 87.25 | 5
2022/23 | 326.25 | 87.25 | 4
2022/23 | 326.75 | 87.25 | 3
2022/23 | 327.25 | 87.25 | 1
2022/23 | 327.75 | 87.25 | 3
2022/23 | 328.25 | 87.25 | 3
2022/23 | 328.75 | 87.25 | 4
2022/23 | 329.25 | 87.25 | 2
2022/23 | 329.75 | 87.25 | 6
2022/23 | 330.25 | 87.25 | 3
2022/23 | 330.75 | 87.25 | 2
2022/23 | 331.75 | 87.25 | 1
2022/23 | 332.25 | 87.25 | 2
2022/23 | 332.75 | 87.25 | 2
2022/23 | 333.25 | 87.25 | 3
2022/23 | 333.75 | 87.25 | 2
2022/23 | 334.25 | 87.25 | 3
2022/23 | 334.75 | 87.25 | 3
2022/23 | 335.25 | 87.25 | 4
2022/23 | 335.75 | 87.25 | 2
2022/23 | 336.25 | 87.25 | 4
2022/23 | 336.75 | 87.25 | 2
2022/23 | 337.25 | 87.25 | 3
2022/23 | 338.75 | 87.25 | 1
2022/23 | 339.25 | 87.25 | 2
2022/23 | 339.75 | 87.25 | 1
2022/23 | 340.75 | 87.25 | 2
2022/23 | 341.25 | 87.25 | 3
2022/23 | 342.25 | 87.25 | 2
2022/23 | 342.75 | 87.25 | 1
2022/23 | 343.25 | 87.25 | 2
2022/23 | 344.25 | 87.25 | 3
2022/23 | 345.25 | 87.25 | 3
2022/23 | 346.25 | 87.25 | 2
2022/23 | 347.25 | 87.25 | 2
2022/23 | 347.75 | 87.25 | 4
2022/23 | 348.25 | 87.25 | 2
2022/23 | 349.25 | 87.25 | 2
2022/23 | 349.75 | 87.25 | 2
2022/23 | 350.25 | 87.25 | 2
2022/23 | 350.75 | 87.25 | 1
2022/23 | 351.75 | 87.25 | 1
2022/23 | 352.25 | 87.25 | 2
2022/23 | 353.25 | 87.25 | 1
2022/23 | 354.25 | 87.25 | 3
2022/23 | 354.75 | 87.25 | 2
2022/23 | 355.25 | 87.25 | 1
2022/23 | 355.75 | 87.25 | 1
2022/23 | 356.25 | 87.25 | 1
2022/23 | 356.75 | 87.25 | 1
2022/23 | 357.75 | 87.25 | 1
2022/23 | 358.25 | 87.25 | 2
2022/23 | 358.75 | 87.25 | 3
2022/23 | 360.75 | 87.25 | 1
2022/23 | 361.25 | 87.25 | 1
2022/23 | 362.75 | 87.25 | 1
2022/23 | 363.75 | 87.25 | 2
2022/23 | 366.75 | 87.25 | 1
2022/23 | 367.75 | 87.25 | 1
2022/23 | 368.25 | 87.25 | 1
2022/23 | 369.75 | 87.25 | 2
2022/23 | 370.25 | 87.25 | 2
2022/23 | 372.25 | 87.25 | 1
2022/23 | 372.75 | 87.25 | 1
2022/23 | 374.25 | 87.25 | 2
2022/23 | 374.75 | 87.25 | 1
2022/23 | 376.25 | 87.25 | 2
2022/23 | 378.75 | 87.25 | 1
2022/23 | 381.25 | 87.25 | 1
2022/23 | 381.75 | 87.25 | 1
2022/23 | 382.25 | 87.25 | 1
2022/23 | 383.75 | 87.25 | 1
2022/23 | 384.25 | 87.25 | 1
2022/23 | 386.25 | 87.25 | 1
2022/23 | 388.25 | 87.25 | 1
2022/23 | 390.25 | 87.25 | 1
2022/23 | 391.25 | 87.25 | 1
2022/23 | 393.75 | 87.25 | 2
2022/23 | 394.25 | 87.25 | 1
2022/23 | 394.75 | 87.25 | 1
2022/23 | 396.25 | 87.25 | 1
2022/23 | 399.25 | 87.25 | 1
2022/23 | 400.75 | 87.25 | 2
2022/23 | 401.75 | 87.25 | 2
2022/23 | 407.75 | 87.25 | 1
2022/23 | 122.25 | 87.75 | 1
2022/23 | 127.25 | 87.75 | 1
2022/23 | 127.75 | 87.75 | 1
2022/23 | 128.25 | 87.75 | 3
2022/23 | 129.25 | 87.75 | 2
2022/23 | 129.75 | 87.75 | 2
2022/23 | 130.25 | 87.75 | 1
2022/23 | 131.75 | 87.75 | 2
2022/23 | 132.25 | 87.75 | 2
2022/23 | 132.75 | 87.75 | 2
2022/23 | 133.25 | 87.75 | 3
2022/23 | 133.75 | 87.75 | 5
2022/23 | 134.25 | 87.75 | 2
2022/23 | 134.75 | 87.75 | 2
2022/23 | 135.25 | 87.75 | 5
2022/23 | 135.75 | 87.75 | 6
2022/23 | 136.25 | 87.75 | 1
2022/23 | 136.75 | 87.75 | 6
2022/23 | 137.25 | 87.75 | 7
2022/23 | 137.75 | 87.75 | 5
2022/23 | 138.25 | 87.75 | 4
2022/23 | 138.75 | 87.75 | 3
2022/23 | 139.25 | 87.75 | 7
2022/23 | 139.75 | 87.75 | 6
2022/23 | 140.25 | 87.75 | 7
2022/23 | 140.75 | 87.75 | 12
2022/23 | 141.25 | 87.75 | 8
2022/23 | 141.75 | 87.75 | 7
2022/23 | 142.25 | 87.75 | 12
2022/23 | 142.75 | 87.75 | 13
2022/23 | 143.25 | 87.75 | 15
2022/23 | 143.75 | 87.75 | 18
2022/23 | 144.25 | 87.75 | 21
2022/23 | 144.75 | 87.75 | 11
2022/23 | 145.25 | 87.75 | 24
2022/23 | 145.75 | 87.75 | 18
2022/23 | 146.25 | 87.75 | 20
2022/23 | 146.75 | 87.75 | 24
2022/23 | 147.25 | 87.75 | 18
2022/23 | 147.75 | 87.75 | 23
2022/23 | 148.25 | 87.75 | 23
2022/23 | 148.75 | 87.75 | 30
2022/23 | 149.25 | 87.75 | 34
2022/23 | 149.75 | 87.75 | 41
2022/23 | 150.25 | 87.75 | 29
2022/23 | 150.75 | 87.75 | 41
2022/23 | 151.25 | 87.75 | 43
2022/23 | 151.75 | 87.75 | 48
2022/23 | 152.25 | 87.75 | 46
2022/23 | 152.75 | 87.75 | 48
2022/23 | 153.25 | 87.75 | 51
2022/23 | 153.75 | 87.75 | 57
2022/23 | 154.25 | 87.75 | 63
2022/23 | 154.75 | 87.75 | 52
2022/23 | 155.25 | 87.75 | 64
2022/23 | 155.75 | 87.75 | 63
2022/23 | 156.25 | 87.75 | 76
2022/23 | 156.75 | 87.75 | 87
2022/23 | 157.25 | 87.75 | 81
2022/23 | 157.75 | 87.75 | 90
2022/23 | 158.25 | 87.75 | 82
2022/23 | 158.75 | 87.75 | 96
2022/23 | 159.25 | 87.75 | 83
2022/23 | 159.75 | 87.75 | 80
2022/23 | 160.25 | 87.75 | 81
2022/23 | 160.75 | 87.75 | 97
2022/23 | 161.25 | 87.75 | 98
2022/23 | 161.75 | 87.75 | 128
2022/23 | 162.25 | 87.75 | 103
2022/23 | 162.75 | 87.75 | 113
2022/23 | 163.25 | 87.75 | 98
2022/23 | 163.75 | 87.75 | 111
2022/23 | 164.25 | 87.75 | 112
2022/23 | 164.75 | 87.75 | 114
2022/23 | 165.25 | 87.75 | 133
2022/23 | 165.75 | 87.75 | 141
2022/23 | 166.25 | 87.75 | 123
2022/23 | 166.75 | 87.75 | 125
2022/23 | 167.25 | 87.75 | 130
2022/23 | 167.75 | 87.75 | 122
2022/23 | 168.25 | 87.75 | 139
2022/23 | 168.75 | 87.75 | 145
2022/23 | 169.25 | 87.75 | 144
2022/23 | 169.75 | 87.75 | 133
2022/23 | 170.25 | 87.75 | 155
2022/23 | 170.75 | 87.75 | 165
2022/23 | 171.25 | 87.75 | 158
2022/23 | 171.75 | 87.75 | 158
2022/23 | 172.25 | 87.75 | 141
2022/23 | 172.75 | 87.75 | 165
2022/23 | 173.25 | 87.75 | 167
2022/23 | 173.75 | 87.75 | 160
2022/23 | 174.25 | 87.75 | 169
2022/23 | 174.75 | 87.75 | 168
2022/23 | 175.25 | 87.75 | 182
2022/23 | 175.75 | 87.75 | 183
2022/23 | 176.25 | 87.75 | 160
2022/23 | 176.75 | 87.75 | 153
2022/23 | 177.25 | 87.75 | 171
2022/23 | 177.75 | 87.75 | 165
2022/23 | 178.25 | 87.75 | 171
2022/23 | 178.75 | 87.75 | 181
2022/23 | 179.25 | 87.75 | 180
2022/23 | 179.75 | 87.75 | 166
2022/23 | 180.25 | 87.75 | 177
2022/23 | 180.75 | 87.75 | 166
2022/23 | 181.25 | 87.75 | 185
2022/23 | 181.75 | 87.75 | 192
2022/23 | 182.25 | 87.75 | 161
2022/23 | 182.75 | 87.75 | 178
2022/23 | 183.25 | 87.75 | 168
2022/23 | 183.75 | 87.75 | 196
2022/23 | 184.25 | 87.75 | 167
2022/23 | 184.75 | 87.75 | 166
2022/23 | 185.25 | 87.75 | 193
2022/23 | 185.75 | 87.75 | 179
2022/23 | 186.25 | 87.75 | 178
2022/23 | 186.75 | 87.75 | 174
2022/23 | 187.25 | 87.75 | 169
2022/23 | 187.75 | 87.75 | 165
2022/23 | 188.25 | 87.75 | 180
2022/23 | 188.75 | 87.75 | 151
2022/23 | 189.25 | 87.75 | 172
2022/23 | 189.75 | 87.75 | 183
2022/23 | 190.25 | 87.75 | 179
2022/23 | 190.75 | 87.75 | 156
2022/23 | 191.25 | 87.75 | 176
2022/23 | 191.75 | 87.75 | 164
2022/23 | 192.25 | 87.75 | 144
2022/23 | 192.75 | 87.75 | 137
2022/23 | 193.25 | 87.75 | 159
2022/23 | 193.75 | 87.75 | 150
2022/23 | 194.25 | 87.75 | 146
2022/23 | 194.75 | 87.75 | 156
2022/23 | 195.25 | 87.75 | 137
2022/23 | 195.75 | 87.75 | 119
2022/23 | 196.25 | 87.75 | 150
2022/23 | 196.75 | 87.75 | 137
2022/23 | 197.25 | 87.75 | 140
2022/23 | 197.75 | 87.75 | 138
2022/23 | 198.25 | 87.75 | 144
2022/23 | 198.75 | 87.75 | 140
2022/23 | 199.25 | 87.75 | 115
2022/23 | 199.75 | 87.75 | 130
2022/23 | 200.25 | 87.75 | 116
2022/23 | 200.75 | 87.75 | 125
2022/23 | 201.25 | 87.75 | 110
2022/23 | 201.75 | 87.75 | 128
2022/23 | 202.25 | 87.75 | 118
2022/23 | 202.75 | 87.75 | 124
2022/23 | 203.25 | 87.75 | 106
2022/23 | 203.75 | 87.75 | 100
2022/23 | 204.25 | 87.75 | 112
2022/23 | 204.75 | 87.75 | 113
2022/23 | 205.25 | 87.75 | 113
2022/23 | 205.75 | 87.75 | 81
2022/23 | 206.25 | 87.75 | 99
2022/23 | 206.75 | 87.75 | 105
2022/23 | 207.25 | 87.75 | 95
2022/23 | 207.75 | 87.75 | 107
2022/23 | 208.25 | 87.75 | 114
2022/23 | 208.75 | 87.75 | 79
2022/23 | 209.25 | 87.75 | 95
2022/23 | 209.75 | 87.75 | 91
2022/23 | 210.25 | 87.75 | 92
2022/23 | 210.75 | 87.75 | 88
2022/23 | 211.25 | 87.75 | 84
2022/23 | 211.75 | 87.75 | 72
2022/23 | 212.25 | 87.75 | 71
2022/23 | 212.75 | 87.75 | 67
2022/23 | 213.25 | 87.75 | 86
2022/23 | 213.75 | 87.75 | 77
2022/23 | 214.25 | 87.75 | 70
2022/23 | 214.75 | 87.75 | 78
2022/23 | 215.25 | 87.75 | 76
2022/23 | 215.75 | 87.75 | 79
2022/23 | 216.25 | 87.75 | 86
2022/23 | 216.75 | 87.75 | 62
2022/23 | 217.25 | 87.75 | 57
2022/23 | 217.75 | 87.75 | 69
2022/23 | 218.25 | 87.75 | 62
2022/23 | 218.75 | 87.75 | 73
2022/23 | 219.25 | 87.75 | 68
2022/23 | 219.75 | 87.75 | 60
2022/23 | 220.25 | 87.75 | 68
2022/23 | 220.75 | 87.75 | 76
2022/23 | 221.25 | 87.75 | 69
2022/23 | 221.75 | 87.75 | 64
2022/23 | 222.25 | 87.75 | 67
2022/23 | 222.75 | 87.75 | 59
2022/23 | 223.25 | 87.75 | 52
2022/23 | 223.75 | 87.75 | 50
2022/23 | 224.25 | 87.75 | 65
2022/23 | 224.75 | 87.75 | 57
2022/23 | 225.25 | 87.75 | 55
2022/23 | 225.75 | 87.75 | 49
2022/23 | 226.25 | 87.75 | 31
2022/23 | 226.75 | 87.75 | 50
2022/23 | 227.25 | 87.75 | 48
2022/23 | 227.75 | 87.75 | 47
2022/23 | 228.25 | 87.75 | 37
2022/23 | 228.75 | 87.75 | 45
2022/23 | 229.25 | 87.75 | 43
2022/23 | 229.75 | 87.75 | 43
2022/23 | 230.25 | 87.75 | 38
2022/23 | 230.75 | 87.75 | 43
2022/23 | 231.25 | 87.75 | 37
2022/23 | 231.75 | 87.75 | 49
2022/23 | 232.25 | 87.75 | 50
2022/23 | 232.75 | 87.75 | 46
2022/23 | 233.25 | 87.75 | 33
2022/23 | 233.75 | 87.75 | 43
2022/23 | 234.25 | 87.75 | 39
2022/23 | 234.75 | 87.75 | 34
2022/23 | 235.25 | 87.75 | 34
2022/23 | 235.75 | 87.75 | 34
2022/23 | 236.25 | 87.75 | 25
2022/23 | 236.75 | 87.75 | 45
2022/23 | 237.25 | 87.75 | 28
2022/23 | 237.75 | 87.75 | 32
2022/23 | 238.25 | 87.75 | 40
2022/23 | 238.75 | 87.75 | 39
2022/23 | 239.25 | 87.75 | 26
2022/23 | 239.75 | 87.75 | 24
2022/23 | 240.25 | 87.75 | 33
2022/23 | 240.75 | 87.75 | 29
2022/23 | 241.25 | 87.75 | 24
2022/23 | 241.75 | 87.75 | 34
2022/23 | 242.25 | 87.75 | 40
2022/23 | 242.75 | 87.75 | 24
2022/23 | 243.25 | 87.75 | 23
2022/23 | 243.75 | 87.75 | 27
2022/23 | 244.25 | 87.75 | 24
2022/23 | 244.75 | 87.75 | 20
2022/23 | 245.25 | 87.75 | 29
2022/23 | 245.75 | 87.75 | 30
2022/23 | 246.25 | 87.75 | 22
2022/23 | 246.75 | 87.75 | 29
2022/23 | 247.25 | 87.75 | 36
2022/23 | 247.75 | 87.75 | 31
2022/23 | 248.25 | 87.75 | 26
2022/23 | 248.75 | 87.75 | 22
2022/23 | 249.25 | 87.75 | 21
2022/23 | 249.75 | 87.75 | 15
2022/23 | 250.25 | 87.75 | 27
2022/23 | 250.75 | 87.75 | 26
2022/23 | 251.25 | 87.75 | 21
2022/23 | 251.75 | 87.75 | 18
2022/23 | 252.25 | 87.75 | 20
2022/23 | 252.75 | 87.75 | 27
2022/23 | 253.25 | 87.75 | 24
2022/23 | 253.75 | 87.75 | 32
2022/23 | 254.25 | 87.75 | 28
2022/23 | 254.75 | 87.75 | 22
2022/23 | 255.25 | 87.75 | 28
2022/23 | 255.75 | 87.75 | 23
2022/23 | 256.25 | 87.75 | 20
2022/23 | 256.75 | 87.75 | 24
2022/23 | 257.25 | 87.75 | 21
2022/23 | 257.75 | 87.75 | 31
2022/23 | 258.25 | 87.75 | 15
2022/23 | 258.75 | 87.75 | 13
2022/23 | 259.25 | 87.75 | 15
2022/23 | 259.75 | 87.75 | 17
2022/23 | 260.25 | 87.75 | 19
2022/23 | 260.75 | 87.75 | 18
2022/23 | 261.25 | 87.75 | 10
2022/23 | 261.75 | 87.75 | 18
2022/23 | 262.25 | 87.75 | 27
2022/23 | 262.75 | 87.75 | 13
2022/23 | 263.25 | 87.75 | 18
2022/23 | 263.75 | 87.75 | 21
2022/23 | 264.25 | 87.75 | 14
2022/23 | 264.75 | 87.75 | 18
2022/23 | 265.25 | 87.75 | 15
2022/23 | 265.75 | 87.75 | 16
2022/23 | 266.25 | 87.75 | 14
2022/23 | 266.75 | 87.75 | 15
2022/23 | 267.25 | 87.75 | 15
2022/23 | 267.75 | 87.75 | 15
2022/23 | 268.25 | 87.75 | 16
2022/23 | 268.75 | 87.75 | 19
2022/23 | 269.25 | 87.75 | 11
2022/23 | 269.75 | 87.75 | 18
2022/23 | 270.25 | 87.75 | 19
2022/23 | 270.75 | 87.75 | 17
2022/23 | 271.25 | 87.75 | 22
2022/23 | 271.75 | 87.75 | 10
2022/23 | 272.25 | 87.75 | 14
2022/23 | 272.75 | 87.75 | 13
2022/23 | 273.25 | 87.75 | 15
2022/23 | 273.75 | 87.75 | 12
2022/23 | 274.25 | 87.75 | 14
2022/23 | 274.75 | 87.75 | 11
2022/23 | 275.25 | 87.75 | 12
2022/23 | 275.75 | 87.75 | 10
2022/23 | 276.25 | 87.75 | 11
2022/23 | 276.75 | 87.75 | 12
2022/23 | 277.25 | 87.75 | 10
2022/23 | 277.75 | 87.75 | 10
2022/23 | 278.25 | 87.75 | 13
2022/23 | 278.75 | 87.75 | 13
2022/23 | 279.25 | 87.75 | 11
2022/23 | 279.75 | 87.75 | 8
2022/23 | 280.25 | 87.75 | 9
2022/23 | 280.75 | 87.75 | 11
2022/23 | 281.25 | 87.75 | 9
2022/23 | 281.75 | 87.75 | 6
2022/23 | 282.25 | 87.75 | 10
2022/23 | 282.75 | 87.75 | 8
2022/23 | 283.25 | 87.75 | 5
2022/23 | 283.75 | 87.75 | 7
2022/23 | 284.25 | 87.75 | 7
2022/23 | 284.75 | 87.75 | 12
2022/23 | 285.25 | 87.75 | 8
2022/23 | 285.75 | 87.75 | 18
2022/23 | 286.25 | 87.75 | 12
2022/23 | 286.75 | 87.75 | 10
2022/23 | 287.25 | 87.75 | 6
2022/23 | 287.75 | 87.75 | 11
2022/23 | 288.25 | 87.75 | 5
2022/23 | 288.75 | 87.75 | 6
2022/23 | 289.25 | 87.75 | 9
2022/23 | 289.75 | 87.75 | 12
2022/23 | 290.25 | 87.75 | 12
2022/23 | 290.75 | 87.75 | 8
2022/23 | 291.25 | 87.75 | 3
2022/23 | 291.75 | 87.75 | 8
2022/23 | 292.25 | 87.75 | 7
2022/23 | 292.75 | 87.75 | 8
2022/23 | 293.25 | 87.75 | 7
2022/23 | 293.75 | 87.75 | 3
2022/23 | 294.25 | 87.75 | 12
2022/23 | 294.75 | 87.75 | 6
2022/23 | 295.25 | 87.75 | 5
2022/23 | 295.75 | 87.75 | 12
2022/23 | 296.25 | 87.75 | 2
2022/23 | 296.75 | 87.75 | 17
2022/23 | 297.25 | 87.75 | 6
2022/23 | 297.75 | 87.75 | 5
2022/23 | 298.25 | 87.75 | 3
2022/23 | 298.75 | 87.75 | 10
2022/23 | 299.25 | 87.75 | 5
2022/23 | 299.75 | 87.75 | 6
2022/23 | 300.25 | 87.75 | 4
2022/23 | 300.75 | 87.75 | 3
2022/23 | 301.25 | 87.75 | 7
2022/23 | 301.75 | 87.75 | 6
2022/23 | 302.25 | 87.75 | 2
2022/23 | 302.75 | 87.75 | 12
2022/23 | 303.25 | 87.75 | 6
2022/23 | 303.75 | 87.75 | 6
2022/23 | 304.25 | 87.75 | 5
2022/23 | 304.75 | 87.75 | 8
2022/23 | 305.25 | 87.75 | 7
2022/23 | 305.75 | 87.75 | 9
2022/23 | 306.25 | 87.75 | 7
2022/23 | 306.75 | 87.75 | 1
2022/23 | 307.25 | 87.75 | 5
2022/23 | 307.75 | 87.75 | 6
2022/23 | 308.25 | 87.75 | 4
2022/23 | 308.75 | 87.75 | 6
2022/23 | 309.25 | 87.75 | 5
2022/23 | 309.75 | 87.75 | 3
2022/23 | 310.25 | 87.75 | 6
2022/23 | 310.75 | 87.75 | 7
2022/23 | 311.25 | 87.75 | 2
2022/23 | 311.75 | 87.75 | 3
2022/23 | 312.25 | 87.75 | 4
2022/23 | 312.75 | 87.75 | 8
2022/23 | 313.25 | 87.75 | 7
2022/23 | 313.75 | 87.75 | 2
2022/23 | 314.25 | 87.75 | 5
2022/23 | 314.75 | 87.75 | 5
2022/23 | 315.25 | 87.75 | 5
2022/23 | 315.75 | 87.75 | 4
2022/23 | 316.25 | 87.75 | 3
2022/23 | 316.75 | 87.75 | 2
2022/23 | 317.25 | 87.75 | 3
2022/23 | 317.75 | 87.75 | 3
2022/23 | 318.25 | 87.75 | 1
2022/23 | 318.75 | 87.75 | 7
2022/23 | 319.75 | 87.75 | 5
2022/23 | 320.25 | 87.75 | 4
2022/23 | 320.75 | 87.75 | 2
2022/23 | 321.25 | 87.75 | 6
2022/23 | 321.75 | 87.75 | 2
2022/23 | 322.25 | 87.75 | 3
2022/23 | 322.75 | 87.75 | 6
2022/23 | 323.25 | 87.75 | 2
2022/23 | 323.75 | 87.75 | 2
2022/23 | 324.25 | 87.75 | 1
2022/23 | 324.75 | 87.75 | 3
2022/23 | 325.25 | 87.75 | 2
2022/23 | 325.75 | 87.75 | 3
2022/23 | 326.25 | 87.75 | 5
2022/23 | 326.75 | 87.75 | 3
2022/23 | 327.25 | 87.75 | 1
2022/23 | 327.75 | 87.75 | 3
2022/23 | 328.25 | 87.75 | 1
2022/23 | 328.75 | 87.75 | 1
2022/23 | 329.75 | 87.75 | 4
2022/23 | 330.25 | 87.75 | 2
2022/23 | 330.75 | 87.75 | 3
2022/23 | 331.25 | 87.75 | 3
2022/23 | 331.75 | 87.75 | 2
2022/23 | 332.25 | 87.75 | 1
2022/23 | 332.75 | 87.75 | 5
2022/23 | 333.25 | 87.75 | 8
2022/23 | 333.75 | 87.75 | 1
2022/23 | 334.25 | 87.75 | 1
2022/23 | 335.25 | 87.75 | 1
2022/23 | 335.75 | 87.75 | 1
2022/23 | 336.25 | 87.75 | 5
2022/23 | 336.75 | 87.75 | 3
2022/23 | 337.25 | 87.75 | 4
2022/23 | 337.75 | 87.75 | 5
2022/23 | 338.25 | 87.75 | 1
2022/23 | 338.75 | 87.75 | 2
2022/23 | 339.25 | 87.75 | 5
2022/23 | 339.75 | 87.75 | 1
2022/23 | 340.25 | 87.75 | 2
2022/23 | 340.75 | 87.75 | 2
2022/23 | 342.25 | 87.75 | 1
2022/23 | 344.25 | 87.75 | 1
2022/23 | 344.75 | 87.75 | 4
2022/23 | 345.25 | 87.75 | 2
2022/23 | 345.75 | 87.75 | 1
2022/23 | 346.25 | 87.75 | 1
2022/23 | 347.25 | 87.75 | 1
2022/23 | 347.75 | 87.75 | 1
2022/23 | 348.25 | 87.75 | 1
2022/23 | 349.25 | 87.75 | 2
2022/23 | 350.25 | 87.75 | 1
2022/23 | 350.75 | 87.75 | 1
2022/23 | 351.25 | 87.75 | 1
2022/23 | 351.75 | 87.75 | 2
2022/23 | 352.25 | 87.75 | 1
2022/23 | 352.75 | 87.75 | 2
2022/23 | 353.25 | 87.75 | 2
2022/23 | 353.75 | 87.75 | 1
2022/23 | 355.75 | 87.75 | 2
2022/23 | 356.25 | 87.75 | 1
2022/23 | 358.25 | 87.75 | 1
2022/23 | 358.75 | 87.75 | 3
2022/23 | 359.25 | 87.75 | 1
2022/23 | 362.75 | 87.75 | 1
2022/23 | 363.75 | 87.75 | 1
2022/23 | 364.75 | 87.75 | 1
2022/23 | 365.25 | 87.75 | 1
2022/23 | 365.75 | 87.75 | 1
2022/23 | 366.75 | 87.75 | 1
2022/23 | 367.75 | 87.75 | 2
2022/23 | 368.25 | 87.75 | 1
2022/23 | 369.25 | 87.75 | 2
2022/23 | 371.75 | 87.75 | 1
2022/23 | 372.25 | 87.75 | 1
2022/23 | 375.75 | 87.75 | 1
2022/23 | 376.25 | 87.75 | 1
2022/23 | 376.75 | 87.75 | 1
2022/23 | 377.75 | 87.75 | 1
2022/23 | 380.75 | 87.75 | 1
2022/23 | 381.75 | 87.75 | 1
2022/23 | 382.75 | 87.75 | 1
2022/23 | 386.75 | 87.75 | 2
2022/23 | 388.75 | 87.75 | 1
2022/23 | 390.25 | 87.75 | 1
2022/23 | 393.25 | 87.75 | 1
2022/23 | 403.25 | 87.75 | 1
2022/23 | 420.75 | 87.75 | 1
2022/23 | 124.75 | 88.25 | 2
2022/23 | 125.75 | 88.25 | 1
2022/23 | 127.25 | 88.25 | 1
2022/23 | 127.75 | 88.25 | 1
2022/23 | 129.25 | 88.25 | 2
2022/23 | 131.25 | 88.25 | 2
2022/23 | 132.75 | 88.25 | 1
2022/23 | 133.25 | 88.25 | 1
2022/23 | 134.25 | 88.25 | 3
2022/23 | 134.75 | 88.25 | 2
2022/23 | 135.25 | 88.25 | 3
2022/23 | 135.75 | 88.25 | 3
2022/23 | 136.25 | 88.25 | 2
2022/23 | 136.75 | 88.25 | 7
2022/23 | 137.25 | 88.25 | 4
2022/23 | 137.75 | 88.25 | 2
2022/23 | 138.25 | 88.25 | 7
2022/23 | 138.75 | 88.25 | 4
2022/23 | 139.25 | 88.25 | 3
2022/23 | 139.75 | 88.25 | 10
2022/23 | 140.25 | 88.25 | 4
2022/23 | 140.75 | 88.25 | 9
2022/23 | 141.25 | 88.25 | 5
2022/23 | 141.75 | 88.25 | 10
2022/23 | 142.25 | 88.25 | 8
2022/23 | 142.75 | 88.25 | 11
2022/23 | 143.25 | 88.25 | 11
2022/23 | 143.75 | 88.25 | 12
2022/23 | 144.25 | 88.25 | 16
2022/23 | 144.75 | 88.25 | 11
2022/23 | 145.25 | 88.25 | 16
2022/23 | 145.75 | 88.25 | 15
2022/23 | 146.25 | 88.25 | 22
2022/23 | 146.75 | 88.25 | 25
2022/23 | 147.25 | 88.25 | 20
2022/23 | 147.75 | 88.25 | 20
2022/23 | 148.25 | 88.25 | 27
2022/23 | 148.75 | 88.25 | 27
2022/23 | 149.25 | 88.25 | 26
2022/23 | 149.75 | 88.25 | 33
2022/23 | 150.25 | 88.25 | 28
2022/23 | 150.75 | 88.25 | 31
2022/23 | 151.25 | 88.25 | 33
2022/23 | 151.75 | 88.25 | 42
2022/23 | 152.25 | 88.25 | 38
2022/23 | 152.75 | 88.25 | 40
2022/23 | 153.25 | 88.25 | 44
2022/23 | 153.75 | 88.25 | 48
2022/23 | 154.25 | 88.25 | 51
2022/23 | 154.75 | 88.25 | 52
2022/23 | 155.25 | 88.25 | 37
2022/23 | 155.75 | 88.25 | 59
2022/23 | 156.25 | 88.25 | 55
2022/23 | 156.75 | 88.25 | 62
2022/23 | 157.25 | 88.25 | 72
2022/23 | 157.75 | 88.25 | 72
2022/23 | 158.25 | 88.25 | 87
2022/23 | 158.75 | 88.25 | 90
2022/23 | 159.25 | 88.25 | 76
2022/23 | 159.75 | 88.25 | 85
2022/23 | 160.25 | 88.25 | 70
2022/23 | 160.75 | 88.25 | 88
2022/23 | 161.25 | 88.25 | 82
2022/23 | 161.75 | 88.25 | 108
2022/23 | 162.25 | 88.25 | 103
2022/23 | 162.75 | 88.25 | 95
2022/23 | 163.25 | 88.25 | 110
2022/23 | 163.75 | 88.25 | 124
2022/23 | 164.25 | 88.25 | 128
2022/23 | 164.75 | 88.25 | 98
2022/23 | 165.25 | 88.25 | 137
2022/23 | 165.75 | 88.25 | 139
2022/23 | 166.25 | 88.25 | 128
2022/23 | 166.75 | 88.25 | 135
2022/23 | 167.25 | 88.25 | 120
2022/23 | 167.75 | 88.25 | 131
2022/23 | 168.25 | 88.25 | 130
2022/23 | 168.75 | 88.25 | 157
2022/23 | 169.25 | 88.25 | 151
2022/23 | 169.75 | 88.25 | 137
2022/23 | 170.25 | 88.25 | 121
2022/23 | 170.75 | 88.25 | 146
2022/23 | 171.25 | 88.25 | 190
2022/23 | 171.75 | 88.25 | 162
2022/23 | 172.25 | 88.25 | 134
2022/23 | 172.75 | 88.25 | 154
2022/23 | 173.25 | 88.25 | 151
2022/23 | 173.75 | 88.25 | 166
2022/23 | 174.25 | 88.25 | 157
2022/23 | 174.75 | 88.25 | 179
2022/23 | 175.25 | 88.25 | 166
2022/23 | 175.75 | 88.25 | 176
2022/23 | 176.25 | 88.25 | 163
2022/23 | 176.75 | 88.25 | 152
2022/23 | 177.25 | 88.25 | 194
2022/23 | 177.75 | 88.25 | 177
2022/23 | 178.25 | 88.25 | 183
2022/23 | 178.75 | 88.25 | 185
2022/23 | 179.25 | 88.25 | 194
2022/23 | 179.75 | 88.25 | 185
2022/23 | 180.25 | 88.25 | 151
2022/23 | 180.75 | 88.25 | 159
2022/23 | 181.25 | 88.25 | 177
2022/23 | 181.75 | 88.25 | 167
2022/23 | 182.25 | 88.25 | 179
2022/23 | 182.75 | 88.25 | 184
2022/23 | 183.25 | 88.25 | 156
2022/23 | 183.75 | 88.25 | 186
2022/23 | 184.25 | 88.25 | 204
2022/23 | 184.75 | 88.25 | 167
2022/23 | 185.25 | 88.25 | 172
2022/23 | 185.75 | 88.25 | 151
2022/23 | 186.25 | 88.25 | 163
2022/23 | 186.75 | 88.25 | 171
2022/23 | 187.25 | 88.25 | 176
2022/23 | 187.75 | 88.25 | 149
2022/23 | 188.25 | 88.25 | 151
2022/23 | 188.75 | 88.25 | 152
2022/23 | 189.25 | 88.25 | 163
2022/23 | 189.75 | 88.25 | 176
2022/23 | 190.25 | 88.25 | 182
2022/23 | 190.75 | 88.25 | 151
2022/23 | 191.25 | 88.25 | 137
2022/23 | 191.75 | 88.25 | 165
2022/23 | 192.25 | 88.25 | 158
2022/23 | 192.75 | 88.25 | 166
2022/23 | 193.25 | 88.25 | 150
2022/23 | 193.75 | 88.25 | 147
2022/23 | 194.25 | 88.25 | 153
2022/23 | 194.75 | 88.25 | 133
2022/23 | 195.25 | 88.25 | 130
2022/23 | 195.75 | 88.25 | 148
2022/23 | 196.25 | 88.25 | 138
2022/23 | 196.75 | 88.25 | 138
2022/23 | 197.25 | 88.25 | 129
2022/23 | 197.75 | 88.25 | 128
2022/23 | 198.25 | 88.25 | 141
2022/23 | 198.75 | 88.25 | 125
2022/23 | 199.25 | 88.25 | 129
2022/23 | 199.75 | 88.25 | 121
2022/23 | 200.25 | 88.25 | 134
2022/23 | 200.75 | 88.25 | 139
2022/23 | 201.25 | 88.25 | 107
2022/23 | 201.75 | 88.25 | 121
2022/23 | 202.25 | 88.25 | 123
2022/23 | 202.75 | 88.25 | 121
2022/23 | 203.25 | 88.25 | 113
2022/23 | 203.75 | 88.25 | 104
2022/23 | 204.25 | 88.25 | 98
2022/23 | 204.75 | 88.25 | 109
2022/23 | 205.25 | 88.25 | 126
2022/23 | 205.75 | 88.25 | 110
2022/23 | 206.25 | 88.25 | 111
2022/23 | 206.75 | 88.25 | 88
2022/23 | 207.25 | 88.25 | 127
2022/23 | 207.75 | 88.25 | 86
2022/23 | 208.25 | 88.25 | 80
2022/23 | 208.75 | 88.25 | 88
2022/23 | 209.25 | 88.25 | 110
2022/23 | 209.75 | 88.25 | 83
2022/23 | 210.25 | 88.25 | 74
2022/23 | 210.75 | 88.25 | 91
2022/23 | 211.25 | 88.25 | 94
2022/23 | 211.75 | 88.25 | 81
2022/23 | 212.25 | 88.25 | 97
2022/23 | 212.75 | 88.25 | 84
2022/23 | 213.25 | 88.25 | 76
2022/23 | 213.75 | 88.25 | 86
2022/23 | 214.25 | 88.25 | 66
2022/23 | 214.75 | 88.25 | 75
2022/23 | 215.25 | 88.25 | 70
2022/23 | 215.75 | 88.25 | 82
2022/23 | 216.25 | 88.25 | 71
2022/23 | 216.75 | 88.25 | 76
2022/23 | 217.25 | 88.25 | 70
2022/23 | 217.75 | 88.25 | 76
2022/23 | 218.25 | 88.25 | 58
2022/23 | 218.75 | 88.25 | 77
2022/23 | 219.25 | 88.25 | 68
2022/23 | 219.75 | 88.25 | 49
2022/23 | 220.25 | 88.25 | 61
2022/23 | 220.75 | 88.25 | 66
2022/23 | 221.25 | 88.25 | 62
2022/23 | 221.75 | 88.25 | 71
2022/23 | 222.25 | 88.25 | 59
2022/23 | 222.75 | 88.25 | 54
2022/23 | 223.25 | 88.25 | 71
2022/23 | 223.75 | 88.25 | 56
2022/23 | 224.25 | 88.25 | 47
2022/23 | 224.75 | 88.25 | 53
2022/23 | 225.25 | 88.25 | 68
2022/23 | 225.75 | 88.25 | 54
2022/23 | 226.25 | 88.25 | 61
2022/23 | 226.75 | 88.25 | 48
2022/23 | 227.25 | 88.25 | 54
2022/23 | 227.75 | 88.25 | 57
2022/23 | 228.25 | 88.25 | 60
2022/23 | 228.75 | 88.25 | 46
2022/23 | 229.25 | 88.25 | 63
2022/23 | 229.75 | 88.25 | 46
2022/23 | 230.25 | 88.25 | 53
2022/23 | 230.75 | 88.25 | 50
2022/23 | 231.25 | 88.25 | 38
2022/23 | 231.75 | 88.25 | 48
2022/23 | 232.25 | 88.25 | 37
2022/23 | 232.75 | 88.25 | 40
2022/23 | 233.25 | 88.25 | 46
2022/23 | 233.75 | 88.25 | 48
2022/23 | 234.25 | 88.25 | 45
2022/23 | 234.75 | 88.25 | 40
2022/23 | 235.25 | 88.25 | 42
2022/23 | 235.75 | 88.25 | 45
2022/23 | 236.25 | 88.25 | 43
2022/23 | 236.75 | 88.25 | 43
2022/23 | 237.25 | 88.25 | 33
2022/23 | 237.75 | 88.25 | 27
2022/23 | 238.25 | 88.25 | 39
2022/23 | 238.75 | 88.25 | 41
2022/23 | 239.25 | 88.25 | 39
2022/23 | 239.75 | 88.25 | 22
2022/23 | 240.25 | 88.25 | 26
2022/23 | 240.75 | 88.25 | 37
2022/23 | 241.25 | 88.25 | 39
2022/23 | 241.75 | 88.25 | 36
2022/23 | 242.25 | 88.25 | 35
2022/23 | 242.75 | 88.25 | 29
2022/23 | 243.25 | 88.25 | 24
2022/23 | 243.75 | 88.25 | 33
2022/23 | 244.25 | 88.25 | 27
2022/23 | 244.75 | 88.25 | 21
2022/23 | 245.25 | 88.25 | 27
2022/23 | 245.75 | 88.25 | 30
2022/23 | 246.25 | 88.25 | 37
2022/23 | 246.75 | 88.25 | 21
2022/23 | 247.25 | 88.25 | 29
2022/23 | 247.75 | 88.25 | 32
2022/23 | 248.25 | 88.25 | 22
2022/23 | 248.75 | 88.25 | 26
2022/23 | 249.25 | 88.25 | 18
2022/23 | 249.75 | 88.25 | 31
2022/23 | 250.25 | 88.25 | 24
2022/23 | 250.75 | 88.25 | 26
2022/23 | 251.25 | 88.25 | 22
2022/23 | 251.75 | 88.25 | 31
2022/23 | 252.25 | 88.25 | 26
2022/23 | 252.75 | 88.25 | 29
2022/23 | 253.25 | 88.25 | 14
2022/23 | 253.75 | 88.25 | 32
2022/23 | 254.25 | 88.25 | 29
2022/23 | 254.75 | 88.25 | 37
2022/23 | 255.25 | 88.25 | 19
2022/23 | 255.75 | 88.25 | 23
2022/23 | 256.25 | 88.25 | 14
2022/23 | 256.75 | 88.25 | 26
2022/23 | 257.25 | 88.25 | 24
2022/23 | 257.75 | 88.25 | 13
2022/23 | 258.25 | 88.25 | 20
2022/23 | 258.75 | 88.25 | 19
2022/23 | 259.25 | 88.25 | 18
2022/23 | 259.75 | 88.25 | 13
2022/23 | 260.25 | 88.25 | 22
2022/23 | 260.75 | 88.25 | 17
2022/23 | 261.25 | 88.25 | 11
2022/23 | 261.75 | 88.25 | 23
2022/23 | 262.25 | 88.25 | 10
2022/23 | 262.75 | 88.25 | 14
2022/23 | 263.25 | 88.25 | 11
2022/23 | 263.75 | 88.25 | 21
2022/23 | 264.25 | 88.25 | 14
2022/23 | 264.75 | 88.25 | 7
2022/23 | 265.25 | 88.25 | 16
2022/23 | 265.75 | 88.25 | 16
2022/23 | 266.25 | 88.25 | 9
2022/23 | 266.75 | 88.25 | 18
2022/23 | 267.25 | 88.25 | 15
2022/23 | 267.75 | 88.25 | 13
2022/23 | 268.25 | 88.25 | 18
2022/23 | 268.75 | 88.25 | 14
2022/23 | 269.25 | 88.25 | 20
2022/23 | 269.75 | 88.25 | 12
2022/23 | 270.25 | 88.25 | 16
2022/23 | 270.75 | 88.25 | 18
2022/23 | 271.25 | 88.25 | 8
2022/23 | 271.75 | 88.25 | 19
2022/23 | 272.25 | 88.25 | 9
2022/23 | 272.75 | 88.25 | 19
2022/23 | 273.25 | 88.25 | 13
2022/23 | 273.75 | 88.25 | 17
2022/23 | 274.25 | 88.25 | 13
2022/23 | 274.75 | 88.25 | 12
2022/23 | 275.25 | 88.25 | 17
2022/23 | 275.75 | 88.25 | 14
2022/23 | 276.25 | 88.25 | 9
2022/23 | 276.75 | 88.25 | 10
2022/23 | 277.25 | 88.25 | 14
2022/23 | 277.75 | 88.25 | 7
2022/23 | 278.25 | 88.25 | 8
2022/23 | 278.75 | 88.25 | 14
2022/23 | 279.25 | 88.25 | 8
2022/23 | 279.75 | 88.25 | 10
2022/23 | 280.25 | 88.25 | 9
2022/23 | 280.75 | 88.25 | 10
2022/23 | 281.25 | 88.25 | 11
2022/23 | 281.75 | 88.25 | 12
2022/23 | 282.25 | 88.25 | 12
2022/23 | 282.75 | 88.25 | 15
2022/23 | 283.25 | 88.25 | 13
2022/23 | 283.75 | 88.25 | 11
2022/23 | 284.25 | 88.25 | 8
2022/23 | 284.75 | 88.25 | 6
2022/23 | 285.25 | 88.25 | 8
2022/23 | 285.75 | 88.25 | 14
2022/23 | 286.25 | 88.25 | 11
2022/23 | 286.75 | 88.25 | 12
2022/23 | 287.25 | 88.25 | 10
2022/23 | 287.75 | 88.25 | 14
2022/23 | 288.25 | 88.25 | 10
2022/23 | 288.75 | 88.25 | 8
2022/23 | 289.25 | 88.25 | 7
2022/23 | 289.75 | 88.25 | 13
2022/23 | 290.25 | 88.25 | 12
2022/23 | 290.75 | 88.25 | 11
2022/23 | 291.25 | 88.25 | 8
2022/23 | 291.75 | 88.25 | 8
2022/23 | 292.25 | 88.25 | 12
2022/23 | 292.75 | 88.25 | 9
2022/23 | 293.25 | 88.25 | 7
2022/23 | 293.75 | 88.25 | 15
2022/23 | 294.25 | 88.25 | 10
2022/23 | 294.75 | 88.25 | 11
2022/23 | 295.25 | 88.25 | 13
2022/23 | 295.75 | 88.25 | 10
2022/23 | 296.25 | 88.25 | 6
2022/23 | 296.75 | 88.25 | 3
2022/23 | 297.25 | 88.25 | 5
2022/23 | 297.75 | 88.25 | 10
2022/23 | 298.25 | 88.25 | 7
2022/23 | 298.75 | 88.25 | 7
2022/23 | 299.25 | 88.25 | 8
2022/23 | 299.75 | 88.25 | 6
2022/23 | 300.25 | 88.25 | 10
2022/23 | 300.75 | 88.25 | 8
2022/23 | 301.25 | 88.25 | 7
2022/23 | 301.75 | 88.25 | 4
2022/23 | 302.25 | 88.25 | 6
2022/23 | 302.75 | 88.25 | 7
2022/23 | 303.25 | 88.25 | 5
2022/23 | 303.75 | 88.25 | 9
2022/23 | 304.25 | 88.25 | 6
2022/23 | 304.75 | 88.25 | 8
2022/23 | 305.25 | 88.25 | 4
2022/23 | 305.75 | 88.25 | 7
2022/23 | 306.25 | 88.25 | 3
2022/23 | 306.75 | 88.25 | 4
2022/23 | 307.25 | 88.25 | 7
2022/23 | 307.75 | 88.25 | 5
2022/23 | 308.25 | 88.25 | 8
2022/23 | 308.75 | 88.25 | 6
2022/23 | 309.25 | 88.25 | 2
2022/23 | 309.75 | 88.25 | 4
2022/23 | 310.25 | 88.25 | 5
2022/23 | 310.75 | 88.25 | 7
2022/23 | 311.25 | 88.25 | 3
2022/23 | 311.75 | 88.25 | 1
2022/23 | 312.25 | 88.25 | 8
2022/23 | 312.75 | 88.25 | 6
2022/23 | 313.25 | 88.25 | 2
2022/23 | 313.75 | 88.25 | 1
2022/23 | 314.25 | 88.25 | 6
2022/23 | 314.75 | 88.25 | 5
2022/23 | 315.25 | 88.25 | 4
2022/23 | 315.75 | 88.25 | 3
2022/23 | 316.25 | 88.25 | 3
2022/23 | 316.75 | 88.25 | 2
2022/23 | 317.25 | 88.25 | 4
2022/23 | 317.75 | 88.25 | 5
2022/23 | 318.25 | 88.25 | 2
2022/23 | 318.75 | 88.25 | 4
2022/23 | 319.25 | 88.25 | 5
2022/23 | 319.75 | 88.25 | 3
2022/23 | 320.25 | 88.25 | 3
2022/23 | 320.75 | 88.25 | 3
2022/23 | 321.25 | 88.25 | 8
2022/23 | 321.75 | 88.25 | 5
2022/23 | 322.25 | 88.25 | 4
2022/23 | 322.75 | 88.25 | 2
2022/23 | 323.25 | 88.25 | 1
2022/23 | 323.75 | 88.25 | 2
2022/23 | 324.25 | 88.25 | 3
2022/23 | 324.75 | 88.25 | 6
2022/23 | 325.25 | 88.25 | 4
2022/23 | 325.75 | 88.25 | 6
2022/23 | 326.25 | 88.25 | 3
2022/23 | 326.75 | 88.25 | 1
2022/23 | 327.25 | 88.25 | 3
2022/23 | 327.75 | 88.25 | 2
2022/23 | 328.25 | 88.25 | 4
2022/23 | 328.75 | 88.25 | 3
2022/23 | 329.25 | 88.25 | 4
2022/23 | 329.75 | 88.25 | 3
2022/23 | 330.75 | 88.25 | 1
2022/23 | 331.25 | 88.25 | 3
2022/23 | 331.75 | 88.25 | 3
2022/23 | 332.25 | 88.25 | 1
2022/23 | 332.75 | 88.25 | 1
2022/23 | 333.25 | 88.25 | 3
2022/23 | 333.75 | 88.25 | 2
2022/23 | 334.25 | 88.25 | 3
2022/23 | 334.75 | 88.25 | 3
2022/23 | 335.25 | 88.25 | 2
2022/23 | 335.75 | 88.25 | 1
2022/23 | 336.75 | 88.25 | 2
2022/23 | 337.25 | 88.25 | 3
2022/23 | 338.25 | 88.25 | 2
2022/23 | 338.75 | 88.25 | 4
2022/23 | 339.25 | 88.25 | 1
2022/23 | 339.75 | 88.25 | 1
2022/23 | 340.25 | 88.25 | 2
2022/23 | 340.75 | 88.25 | 2
2022/23 | 341.25 | 88.25 | 1
2022/23 | 341.75 | 88.25 | 4
2022/23 | 342.25 | 88.25 | 1
2022/23 | 342.75 | 88.25 | 1
2022/23 | 343.25 | 88.25 | 2
2022/23 | 344.25 | 88.25 | 2
2022/23 | 344.75 | 88.25 | 1
2022/23 | 345.25 | 88.25 | 1
2022/23 | 345.75 | 88.25 | 1
2022/23 | 346.25 | 88.25 | 1
2022/23 | 346.75 | 88.25 | 1
2022/23 | 347.75 | 88.25 | 4
2022/23 | 348.25 | 88.25 | 1
2022/23 | 349.25 | 88.25 | 1
2022/23 | 349.75 | 88.25 | 2
2022/23 | 351.25 | 88.25 | 1
2022/23 | 351.75 | 88.25 | 1
2022/23 | 352.25 | 88.25 | 2
2022/23 | 352.75 | 88.25 | 2
2022/23 | 354.25 | 88.25 | 1
2022/23 | 356.25 | 88.25 | 1
2022/23 | 356.75 | 88.25 | 1
2022/23 | 357.25 | 88.25 | 1
2022/23 | 359.25 | 88.25 | 1
2022/23 | 360.25 | 88.25 | 1
2022/23 | 361.25 | 88.25 | 2
2022/23 | 363.75 | 88.25 | 1
2022/23 | 364.75 | 88.25 | 1
2022/23 | 365.75 | 88.25 | 1
2022/23 | 366.25 | 88.25 | 1
2022/23 | 366.75 | 88.25 | 1
2022/23 | 367.25 | 88.25 | 3
2022/23 | 368.25 | 88.25 | 1
2022/23 | 368.75 | 88.25 | 2
2022/23 | 369.75 | 88.25 | 2
2022/23 | 374.25 | 88.25 | 1
2022/23 | 375.25 | 88.25 | 2
2022/23 | 377.25 | 88.25 | 3
2022/23 | 378.25 | 88.25 | 1
2022/23 | 379.25 | 88.25 | 2
2022/23 | 380.25 | 88.25 | 1
2022/23 | 386.25 | 88.25 | 1
2022/23 | 388.75 | 88.25 | 1
2022/23 | 393.25 | 88.25 | 1
2022/23 | 397.75 | 88.25 | 1
2022/23 | 401.75 | 88.25 | 1
2022/23 | 408.25 | 88.25 | 1
2022/23 | 409.25 | 88.25 | 1
2022/23 | 411.25 | 88.25 | 1
2022/23 | 419.75 | 88.25 | 1
2022/23 | 425.75 | 88.25 | 1
2022/23 | 444.75 | 88.25 | 1
2022/23 | 451.25 | 88.25 | 1
2022/23 | 458.75 | 88.25 | 1
2022/23 | 118.75 | 88.75 | 1
2022/23 | 127.25 | 88.75 | 1
2022/23 | 129.25 | 88.75 | 1
2022/23 | 129.75 | 88.75 | 1
2022/23 | 130.25 | 88.75 | 1
2022/23 | 131.25 | 88.75 | 1
2022/23 | 133.25 | 88.75 | 2
2022/23 | 133.75 | 88.75 | 3
2022/23 | 134.25 | 88.75 | 2
2022/23 | 134.75 | 88.75 | 2
2022/23 | 135.75 | 88.75 | 2
2022/23 | 136.25 | 88.75 | 2
2022/23 | 136.75 | 88.75 | 1
2022/23 | 137.25 | 88.75 | 3
2022/23 | 137.75 | 88.75 | 1
2022/23 | 138.25 | 88.75 | 5
2022/23 | 138.75 | 88.75 | 2
2022/23 | 139.25 | 88.75 | 7
2022/23 | 139.75 | 88.75 | 3
2022/23 | 140.25 | 88.75 | 3
2022/23 | 140.75 | 88.75 | 5
2022/23 | 141.25 | 88.75 | 5
2022/23 | 141.75 | 88.75 | 4
2022/23 | 142.25 | 88.75 | 13
2022/23 | 142.75 | 88.75 | 11
2022/23 | 143.25 | 88.75 | 15
2022/23 | 143.75 | 88.75 | 10
2022/23 | 144.25 | 88.75 | 20
2022/23 | 144.75 | 88.75 | 15
2022/23 | 145.25 | 88.75 | 12
2022/23 | 145.75 | 88.75 | 17
2022/23 | 146.25 | 88.75 | 16
2022/23 | 146.75 | 88.75 | 18
2022/23 | 147.25 | 88.75 | 19
2022/23 | 147.75 | 88.75 | 22
2022/23 | 148.25 | 88.75 | 27
2022/23 | 148.75 | 88.75 | 22
2022/23 | 149.25 | 88.75 | 25
2022/23 | 149.75 | 88.75 | 30
2022/23 | 150.25 | 88.75 | 36
2022/23 | 150.75 | 88.75 | 25
2022/23 | 151.25 | 88.75 | 27
2022/23 | 151.75 | 88.75 | 34
2022/23 | 152.25 | 88.75 | 36
2022/23 | 152.75 | 88.75 | 40
2022/23 | 153.25 | 88.75 | 25
2022/23 | 153.75 | 88.75 | 37
2022/23 | 154.25 | 88.75 | 52
2022/23 | 154.75 | 88.75 | 55
2022/23 | 155.25 | 88.75 | 64
2022/23 | 155.75 | 88.75 | 66
2022/23 | 156.25 | 88.75 | 74
2022/23 | 156.75 | 88.75 | 72
2022/23 | 157.25 | 88.75 | 58
2022/23 | 157.75 | 88.75 | 67
2022/23 | 158.25 | 88.75 | 54
2022/23 | 158.75 | 88.75 | 76
2022/23 | 159.25 | 88.75 | 68
2022/23 | 159.75 | 88.75 | 71
2022/23 | 160.25 | 88.75 | 83
2022/23 | 160.75 | 88.75 | 76
2022/23 | 161.25 | 88.75 | 85
2022/23 | 161.75 | 88.75 | 98
2022/23 | 162.25 | 88.75 | 80
2022/23 | 162.75 | 88.75 | 90
2022/23 | 163.25 | 88.75 | 106
2022/23 | 163.75 | 88.75 | 102
2022/23 | 164.25 | 88.75 | 108
2022/23 | 164.75 | 88.75 | 112
2022/23 | 165.25 | 88.75 | 102
2022/23 | 165.75 | 88.75 | 124
2022/23 | 166.25 | 88.75 | 107
2022/23 | 166.75 | 88.75 | 121
2022/23 | 167.25 | 88.75 | 132
2022/23 | 167.75 | 88.75 | 114
2022/23 | 168.25 | 88.75 | 126
2022/23 | 168.75 | 88.75 | 125
2022/23 | 169.25 | 88.75 | 138
2022/23 | 169.75 | 88.75 | 171
2022/23 | 170.25 | 88.75 | 136
2022/23 | 170.75 | 88.75 | 128
2022/23 | 171.25 | 88.75 | 148
2022/23 | 171.75 | 88.75 | 151
2022/23 | 172.25 | 88.75 | 134
2022/23 | 172.75 | 88.75 | 144
2022/23 | 173.25 | 88.75 | 172
2022/23 | 173.75 | 88.75 | 141
2022/23 | 174.25 | 88.75 | 157
2022/23 | 174.75 | 88.75 | 149
2022/23 | 175.25 | 88.75 | 154
2022/23 | 175.75 | 88.75 | 145
2022/23 | 176.25 | 88.75 | 162
2022/23 | 176.75 | 88.75 | 162
2022/23 | 177.25 | 88.75 | 174
2022/23 | 177.75 | 88.75 | 167
2022/23 | 178.25 | 88.75 | 161
2022/23 | 178.75 | 88.75 | 180
2022/23 | 179.25 | 88.75 | 166
2022/23 | 179.75 | 88.75 | 171
2022/23 | 180.25 | 88.75 | 161
2022/23 | 180.75 | 88.75 | 185
2022/23 | 181.25 | 88.75 | 182
2022/23 | 181.75 | 88.75 | 174
2022/23 | 182.25 | 88.75 | 165
2022/23 | 182.75 | 88.75 | 203
2022/23 | 183.25 | 88.75 | 177
2022/23 | 183.75 | 88.75 | 152
2022/23 | 184.25 | 88.75 | 179
2022/23 | 184.75 | 88.75 | 187
2022/23 | 185.25 | 88.75 | 175
2022/23 | 185.75 | 88.75 | 157
2022/23 | 186.25 | 88.75 | 169
2022/23 | 186.75 | 88.75 | 171
2022/23 | 187.25 | 88.75 | 161
2022/23 | 187.75 | 88.75 | 176
2022/23 | 188.25 | 88.75 | 161
2022/23 | 188.75 | 88.75 | 151
2022/23 | 189.25 | 88.75 | 163
2022/23 | 189.75 | 88.75 | 168
2022/23 | 190.25 | 88.75 | 138
2022/23 | 190.75 | 88.75 | 174
2022/23 | 191.25 | 88.75 | 163
2022/23 | 191.75 | 88.75 | 157
2022/23 | 192.25 | 88.75 | 176
2022/23 | 192.75 | 88.75 | 137
2022/23 | 193.25 | 88.75 | 142
2022/23 | 193.75 | 88.75 | 150
2022/23 | 194.25 | 88.75 | 144
2022/23 | 194.75 | 88.75 | 171
2022/23 | 195.25 | 88.75 | 146
2022/23 | 195.75 | 88.75 | 157
2022/23 | 196.25 | 88.75 | 151
2022/23 | 196.75 | 88.75 | 137
2022/23 | 197.25 | 88.75 | 147
2022/23 | 197.75 | 88.75 | 143
2022/23 | 198.25 | 88.75 | 147
2022/23 | 198.75 | 88.75 | 107
2022/23 | 199.25 | 88.75 | 127
2022/23 | 199.75 | 88.75 | 144
2022/23 | 200.25 | 88.75 | 126
2022/23 | 200.75 | 88.75 | 111
2022/23 | 201.25 | 88.75 | 130
2022/23 | 201.75 | 88.75 | 130
2022/23 | 202.25 | 88.75 | 139
2022/23 | 202.75 | 88.75 | 126
2022/23 | 203.25 | 88.75 | 98
2022/23 | 203.75 | 88.75 | 105
2022/23 | 204.25 | 88.75 | 107
2022/23 | 204.75 | 88.75 | 137
2022/23 | 205.25 | 88.75 | 101
2022/23 | 205.75 | 88.75 | 112
2022/23 | 206.25 | 88.75 | 113
2022/23 | 206.75 | 88.75 | 108
2022/23 | 207.25 | 88.75 | 105
2022/23 | 207.75 | 88.75 | 109
2022/23 | 208.25 | 88.75 | 109
2022/23 | 208.75 | 88.75 | 108
2022/23 | 209.25 | 88.75 | 106
2022/23 | 209.75 | 88.75 | 88
2022/23 | 210.25 | 88.75 | 99
2022/23 | 210.75 | 88.75 | 94
2022/23 | 211.25 | 88.75 | 93
2022/23 | 211.75 | 88.75 | 100
2022/23 | 212.25 | 88.75 | 85
2022/23 | 212.75 | 88.75 | 93
2022/23 | 213.25 | 88.75 | 76
2022/23 | 213.75 | 88.75 | 84
2022/23 | 214.25 | 88.75 | 85
2022/23 | 214.75 | 88.75 | 82
2022/23 | 215.25 | 88.75 | 80
2022/23 | 215.75 | 88.75 | 91
2022/23 | 216.25 | 88.75 | 79
2022/23 | 216.75 | 88.75 | 77
2022/23 | 217.25 | 88.75 | 77
2022/23 | 217.75 | 88.75 | 72
2022/23 | 218.25 | 88.75 | 85
2022/23 | 218.75 | 88.75 | 70
2022/23 | 219.25 | 88.75 | 68
2022/23 | 219.75 | 88.75 | 60
2022/23 | 220.25 | 88.75 | 64
2022/23 | 220.75 | 88.75 | 75
2022/23 | 221.25 | 88.75 | 79
2022/23 | 221.75 | 88.75 | 74
2022/23 | 222.25 | 88.75 | 64
2022/23 | 222.75 | 88.75 | 69
2022/23 | 223.25 | 88.75 | 65
2022/23 | 223.75 | 88.75 | 47
2022/23 | 224.25 | 88.75 | 64
2022/23 | 224.75 | 88.75 | 65
2022/23 | 225.25 | 88.75 | 52
2022/23 | 225.75 | 88.75 | 56
2022/23 | 226.25 | 88.75 | 65
2022/23 | 226.75 | 88.75 | 53
2022/23 | 227.25 | 88.75 | 52
2022/23 | 227.75 | 88.75 | 53
2022/23 | 228.25 | 88.75 | 58
2022/23 | 228.75 | 88.75 | 41
2022/23 | 229.25 | 88.75 | 45
2022/23 | 229.75 | 88.75 | 59
2022/23 | 230.25 | 88.75 | 43
2022/23 | 230.75 | 88.75 | 46
2022/23 | 231.25 | 88.75 | 39
2022/23 | 231.75 | 88.75 | 42
2022/23 | 232.25 | 88.75 | 41
2022/23 | 232.75 | 88.75 | 54
2022/23 | 233.25 | 88.75 | 48
2022/23 | 233.75 | 88.75 | 34
2022/23 | 234.25 | 88.75 | 54
2022/23 | 234.75 | 88.75 | 43
2022/23 | 235.25 | 88.75 | 40
2022/23 | 235.75 | 88.75 | 34
2022/23 | 236.25 | 88.75 | 46
2022/23 | 236.75 | 88.75 | 35
2022/23 | 237.25 | 88.75 | 43
2022/23 | 237.75 | 88.75 | 42
2022/23 | 238.25 | 88.75 | 30
2022/23 | 238.75 | 88.75 | 37
2022/23 | 239.25 | 88.75 | 36
2022/23 | 239.75 | 88.75 | 40
2022/23 | 240.25 | 88.75 | 34
2022/23 | 240.75 | 88.75 | 32
2022/23 | 241.25 | 88.75 | 29
2022/23 | 241.75 | 88.75 | 42
2022/23 | 242.25 | 88.75 | 39
2022/23 | 242.75 | 88.75 | 38
2022/23 | 243.25 | 88.75 | 36
2022/23 | 243.75 | 88.75 | 30
2022/23 | 244.25 | 88.75 | 39
2022/23 | 244.75 | 88.75 | 29
2022/23 | 245.25 | 88.75 | 34
2022/23 | 245.75 | 88.75 | 27
2022/23 | 246.25 | 88.75 | 26
2022/23 | 246.75 | 88.75 | 23
2022/23 | 247.25 | 88.75 | 30
2022/23 | 247.75 | 88.75 | 29
2022/23 | 248.25 | 88.75 | 21
2022/23 | 248.75 | 88.75 | 26
2022/23 | 249.25 | 88.75 | 25
2022/23 | 249.75 | 88.75 | 32
2022/23 | 250.25 | 88.75 | 26
2022/23 | 250.75 | 88.75 | 26
2022/23 | 251.25 | 88.75 | 21
2022/23 | 251.75 | 88.75 | 28
2022/23 | 252.25 | 88.75 | 24
2022/23 | 252.75 | 88.75 | 22
2022/23 | 253.25 | 88.75 | 27
2022/23 | 253.75 | 88.75 | 19
2022/23 | 254.25 | 88.75 | 24
2022/23 | 254.75 | 88.75 | 29
2022/23 | 255.25 | 88.75 | 24
2022/23 | 255.75 | 88.75 | 19
2022/23 | 256.25 | 88.75 | 28
2022/23 | 256.75 | 88.75 | 21
2022/23 | 257.25 | 88.75 | 20
2022/23 | 257.75 | 88.75 | 22
2022/23 | 258.25 | 88.75 | 23
2022/23 | 258.75 | 88.75 | 23
2022/23 | 259.25 | 88.75 | 30
2022/23 | 259.75 | 88.75 | 13
2022/23 | 260.25 | 88.75 | 25
2022/23 | 260.75 | 88.75 | 25
2022/23 | 261.25 | 88.75 | 24
2022/23 | 261.75 | 88.75 | 17
2022/23 | 262.25 | 88.75 | 24
2022/23 | 262.75 | 88.75 | 20
2022/23 | 263.25 | 88.75 | 20
2022/23 | 263.75 | 88.75 | 9
2022/23 | 264.25 | 88.75 | 12
2022/23 | 264.75 | 88.75 | 23
2022/23 | 265.25 | 88.75 | 12
2022/23 | 265.75 | 88.75 | 21
2022/23 | 266.25 | 88.75 | 30
2022/23 | 266.75 | 88.75 | 16
2022/23 | 267.25 | 88.75 | 16
2022/23 | 267.75 | 88.75 | 15
2022/23 | 268.25 | 88.75 | 28
2022/23 | 268.75 | 88.75 | 22
2022/23 | 269.25 | 88.75 | 14
2022/23 | 269.75 | 88.75 | 21
2022/23 | 270.25 | 88.75 | 15
2022/23 | 270.75 | 88.75 | 8
2022/23 | 271.25 | 88.75 | 14
2022/23 | 271.75 | 88.75 | 12
2022/23 | 272.25 | 88.75 | 15
2022/23 | 272.75 | 88.75 | 12
2022/23 | 273.25 | 88.75 | 22
2022/23 | 273.75 | 88.75 | 17
2022/23 | 274.25 | 88.75 | 11
2022/23 | 274.75 | 88.75 | 14
2022/23 | 275.25 | 88.75 | 7
2022/23 | 275.75 | 88.75 | 14
2022/23 | 276.25 | 88.75 | 15
2022/23 | 276.75 | 88.75 | 8
2022/23 | 277.25 | 88.75 | 6
2022/23 | 277.75 | 88.75 | 9
2022/23 | 278.25 | 88.75 | 13
2022/23 | 278.75 | 88.75 | 8
2022/23 | 279.25 | 88.75 | 13
2022/23 | 279.75 | 88.75 | 9
2022/23 | 280.25 | 88.75 | 7
2022/23 | 280.75 | 88.75 | 14
2022/23 | 281.25 | 88.75 | 13
2022/23 | 281.75 | 88.75 | 14
2022/23 | 282.25 | 88.75 | 11
2022/23 | 282.75 | 88.75 | 4
2022/23 | 283.25 | 88.75 | 9
2022/23 | 283.75 | 88.75 | 12
2022/23 | 284.25 | 88.75 | 14
2022/23 | 284.75 | 88.75 | 12
2022/23 | 285.25 | 88.75 | 10
2022/23 | 285.75 | 88.75 | 9
2022/23 | 286.25 | 88.75 | 10
2022/23 | 286.75 | 88.75 | 5
2022/23 | 287.25 | 88.75 | 6
2022/23 | 287.75 | 88.75 | 4
2022/23 | 288.25 | 88.75 | 8
2022/23 | 288.75 | 88.75 | 12
2022/23 | 289.25 | 88.75 | 12
2022/23 | 289.75 | 88.75 | 12
2022/23 | 290.25 | 88.75 | 3
2022/23 | 290.75 | 88.75 | 8
2022/23 | 291.25 | 88.75 | 12
2022/23 | 291.75 | 88.75 | 7
2022/23 | 292.25 | 88.75 | 13
2022/23 | 292.75 | 88.75 | 4
2022/23 | 293.25 | 88.75 | 3
2022/23 | 293.75 | 88.75 | 8
2022/23 | 294.25 | 88.75 | 12
2022/23 | 294.75 | 88.75 | 8
2022/23 | 295.25 | 88.75 | 5
2022/23 | 295.75 | 88.75 | 4
2022/23 | 296.25 | 88.75 | 11
2022/23 | 296.75 | 88.75 | 4
2022/23 | 297.25 | 88.75 | 6
2022/23 | 297.75 | 88.75 | 6
2022/23 | 298.25 | 88.75 | 5
2022/23 | 298.75 | 88.75 | 1
2022/23 | 299.25 | 88.75 | 7
2022/23 | 299.75 | 88.75 | 17
2022/23 | 300.25 | 88.75 | 10
2022/23 | 300.75 | 88.75 | 10
2022/23 | 301.25 | 88.75 | 5
2022/23 | 301.75 | 88.75 | 7
2022/23 | 302.25 | 88.75 | 6
2022/23 | 302.75 | 88.75 | 8
2022/23 | 303.25 | 88.75 | 4
2022/23 | 303.75 | 88.75 | 2
2022/23 | 304.25 | 88.75 | 6
2022/23 | 304.75 | 88.75 | 7
2022/23 | 305.25 | 88.75 | 4
2022/23 | 305.75 | 88.75 | 7
2022/23 | 306.25 | 88.75 | 5
2022/23 | 306.75 | 88.75 | 7
2022/23 | 307.25 | 88.75 | 6
2022/23 | 307.75 | 88.75 | 3
2022/23 | 308.25 | 88.75 | 2
2022/23 | 308.75 | 88.75 | 6
2022/23 | 309.25 | 88.75 | 6
2022/23 | 309.75 | 88.75 | 9
2022/23 | 310.25 | 88.75 | 6
2022/23 | 310.75 | 88.75 | 3
2022/23 | 311.25 | 88.75 | 3
2022/23 | 311.75 | 88.75 | 3
2022/23 | 312.25 | 88.75 | 1
2022/23 | 312.75 | 88.75 | 10
2022/23 | 313.25 | 88.75 | 4
2022/23 | 313.75 | 88.75 | 7
2022/23 | 314.25 | 88.75 | 3
2022/23 | 314.75 | 88.75 | 5
2022/23 | 315.25 | 88.75 | 4
2022/23 | 315.75 | 88.75 | 4
2022/23 | 316.25 | 88.75 | 7
2022/23 | 316.75 | 88.75 | 1
2022/23 | 317.25 | 88.75 | 3
2022/23 | 317.75 | 88.75 | 4
2022/23 | 318.25 | 88.75 | 5
2022/23 | 318.75 | 88.75 | 5
2022/23 | 319.25 | 88.75 | 3
2022/23 | 319.75 | 88.75 | 1
2022/23 | 320.25 | 88.75 | 7
2022/23 | 320.75 | 88.75 | 1
2022/23 | 321.25 | 88.75 | 3
2022/23 | 321.75 | 88.75 | 5
2022/23 | 322.25 | 88.75 | 6
2022/23 | 322.75 | 88.75 | 2
2022/23 | 323.25 | 88.75 | 2
2022/23 | 323.75 | 88.75 | 3
2022/23 | 324.25 | 88.75 | 4
2022/23 | 324.75 | 88.75 | 3
2022/23 | 325.25 | 88.75 | 4
2022/23 | 325.75 | 88.75 | 4
2022/23 | 326.25 | 88.75 | 3
2022/23 | 326.75 | 88.75 | 3
2022/23 | 327.25 | 88.75 | 3
2022/23 | 327.75 | 88.75 | 5
2022/23 | 328.75 | 88.75 | 6
2022/23 | 329.25 | 88.75 | 1
2022/23 | 329.75 | 88.75 | 4
2022/23 | 330.25 | 88.75 | 3
2022/23 | 330.75 | 88.75 | 4
2022/23 | 331.25 | 88.75 | 3
2022/23 | 331.75 | 88.75 | 2
2022/23 | 332.25 | 88.75 | 1
2022/23 | 332.75 | 88.75 | 2
2022/23 | 333.25 | 88.75 | 1
2022/23 | 333.75 | 88.75 | 2
2022/23 | 334.25 | 88.75 | 2
2022/23 | 334.75 | 88.75 | 2
2022/23 | 335.25 | 88.75 | 3
2022/23 | 335.75 | 88.75 | 5
2022/23 | 336.25 | 88.75 | 4
2022/23 | 336.75 | 88.75 | 2
2022/23 | 337.25 | 88.75 | 2
2022/23 | 337.75 | 88.75 | 1
2022/23 | 338.25 | 88.75 | 1
2022/23 | 338.75 | 88.75 | 2
2022/23 | 339.25 | 88.75 | 3
2022/23 | 339.75 | 88.75 | 1
2022/23 | 340.25 | 88.75 | 4
2022/23 | 340.75 | 88.75 | 1
2022/23 | 341.25 | 88.75 | 2
2022/23 | 342.25 | 88.75 | 2
2022/23 | 342.75 | 88.75 | 1
2022/23 | 343.75 | 88.75 | 3
2022/23 | 344.75 | 88.75 | 1
2022/23 | 345.25 | 88.75 | 1
2022/23 | 345.75 | 88.75 | 4
2022/23 | 346.25 | 88.75 | 1
2022/23 | 347.25 | 88.75 | 1
2022/23 | 347.75 | 88.75 | 1
2022/23 | 348.25 | 88.75 | 1
2022/23 | 348.75 | 88.75 | 2
2022/23 | 349.25 | 88.75 | 2
2022/23 | 350.25 | 88.75 | 2
2022/23 | 350.75 | 88.75 | 2
2022/23 | 351.25 | 88.75 | 2
2022/23 | 352.25 | 88.75 | 2
2022/23 | 353.25 | 88.75 | 1
2022/23 | 354.75 | 88.75 | 3
2022/23 | 355.25 | 88.75 | 1
2022/23 | 355.75 | 88.75 | 1
2022/23 | 356.25 | 88.75 | 2
2022/23 | 356.75 | 88.75 | 1
2022/23 | 357.75 | 88.75 | 1
2022/23 | 358.25 | 88.75 | 1
2022/23 | 358.75 | 88.75 | 2
2022/23 | 360.25 | 88.75 | 1
2022/23 | 360.75 | 88.75 | 2
2022/23 | 361.25 | 88.75 | 1
2022/23 | 362.25 | 88.75 | 2
2022/23 | 365.25 | 88.75 | 3
2022/23 | 366.25 | 88.75 | 1
2022/23 | 366.75 | 88.75 | 1
2022/23 | 367.75 | 88.75 | 1
2022/23 | 368.25 | 88.75 | 1
2022/23 | 368.75 | 88.75 | 1
2022/23 | 370.25 | 88.75 | 2
2022/23 | 370.75 | 88.75 | 1
2022/23 | 372.25 | 88.75 | 1
2022/23 | 373.25 | 88.75 | 1
2022/23 | 373.75 | 88.75 | 1
2022/23 | 374.25 | 88.75 | 1
2022/23 | 375.75 | 88.75 | 1
2022/23 | 376.25 | 88.75 | 1
2022/23 | 377.25 | 88.75 | 1
2022/23 | 379.75 | 88.75 | 1
2022/23 | 381.75 | 88.75 | 1
2022/23 | 382.25 | 88.75 | 1
2022/23 | 386.25 | 88.75 | 1
2022/23 | 389.25 | 88.75 | 1
2022/23 | 392.25 | 88.75 | 1
2022/23 | 409.75 | 88.75 | 1
2022/23 | 412.25 | 88.75 | 1
2022/23 | 415.75 | 88.75 | 1
2022/23 | 446.25 | 88.75 | 1
2022/23 | 126.25 | 89.25 | 2
2022/23 | 126.75 | 89.25 | 1
2022/23 | 128.25 | 89.25 | 1
2022/23 | 128.75 | 89.25 | 1
2022/23 | 129.25 | 89.25 | 1
2022/23 | 129.75 | 89.25 | 1
2022/23 | 130.75 | 89.25 | 2
2022/23 | 131.75 | 89.25 | 3
2022/23 | 132.75 | 89.25 | 2
2022/23 | 133.25 | 89.25 | 1
2022/23 | 133.75 | 89.25 | 1
2022/23 | 134.75 | 89.25 | 4
2022/23 | 135.25 | 89.25 | 2
2022/23 | 135.75 | 89.25 | 2
2022/23 | 136.25 | 89.25 | 2
2022/23 | 136.75 | 89.25 | 5
2022/23 | 137.25 | 89.25 | 1
2022/23 | 137.75 | 89.25 | 4
2022/23 | 138.25 | 89.25 | 5
2022/23 | 138.75 | 89.25 | 6
2022/23 | 139.25 | 89.25 | 7
2022/23 | 139.75 | 89.25 | 6
2022/23 | 140.25 | 89.25 | 3
2022/23 | 140.75 | 89.25 | 12
2022/23 | 141.25 | 89.25 | 5
2022/23 | 141.75 | 89.25 | 10
2022/23 | 142.25 | 89.25 | 10
2022/23 | 142.75 | 89.25 | 8
2022/23 | 143.25 | 89.25 | 13
2022/23 | 143.75 | 89.25 | 5
2022/23 | 144.25 | 89.25 | 9
2022/23 | 144.75 | 89.25 | 12
2022/23 | 145.25 | 89.25 | 9
2022/23 | 145.75 | 89.25 | 15
2022/23 | 146.25 | 89.25 | 13
2022/23 | 146.75 | 89.25 | 17
2022/23 | 147.25 | 89.25 | 18
2022/23 | 147.75 | 89.25 | 15
2022/23 | 148.25 | 89.25 | 22
2022/23 | 148.75 | 89.25 | 24
2022/23 | 149.25 | 89.25 | 25
2022/23 | 149.75 | 89.25 | 15
2022/23 | 150.25 | 89.25 | 18
2022/23 | 150.75 | 89.25 | 26
2022/23 | 151.25 | 89.25 | 20
2022/23 | 151.75 | 89.25 | 36
2022/23 | 152.25 | 89.25 | 38
2022/23 | 152.75 | 89.25 | 38
2022/23 | 153.25 | 89.25 | 24
2022/23 | 153.75 | 89.25 | 48
2022/23 | 154.25 | 89.25 | 48
2022/23 | 154.75 | 89.25 | 40
2022/23 | 155.25 | 89.25 | 41
2022/23 | 155.75 | 89.25 | 45
2022/23 | 156.25 | 89.25 | 69
2022/23 | 156.75 | 89.25 | 53
2022/23 | 157.25 | 89.25 | 57
2022/23 | 157.75 | 89.25 | 46
2022/23 | 158.25 | 89.25 | 48
2022/23 | 158.75 | 89.25 | 67
2022/23 | 159.25 | 89.25 | 66
2022/23 | 159.75 | 89.25 | 62
2022/23 | 160.25 | 89.25 | 61
2022/23 | 160.75 | 89.25 | 84
2022/23 | 161.25 | 89.25 | 72
2022/23 | 161.75 | 89.25 | 67
2022/23 | 162.25 | 89.25 | 101
2022/23 | 162.75 | 89.25 | 89
2022/23 | 163.25 | 89.25 | 93
2022/23 | 163.75 | 89.25 | 108
2022/23 | 164.25 | 89.25 | 103
2022/23 | 164.75 | 89.25 | 101
2022/23 | 165.25 | 89.25 | 101
2022/23 | 165.75 | 89.25 | 114
2022/23 | 166.25 | 89.25 | 97
2022/23 | 166.75 | 89.25 | 114
2022/23 | 167.25 | 89.25 | 132
2022/23 | 167.75 | 89.25 | 112
2022/23 | 168.25 | 89.25 | 114
2022/23 | 168.75 | 89.25 | 150
2022/23 | 169.25 | 89.25 | 133
2022/23 | 169.75 | 89.25 | 147
2022/23 | 170.25 | 89.25 | 130
2022/23 | 170.75 | 89.25 | 128
2022/23 | 171.25 | 89.25 | 141
2022/23 | 171.75 | 89.25 | 130
2022/23 | 172.25 | 89.25 | 156
2022/23 | 172.75 | 89.25 | 155
2022/23 | 173.25 | 89.25 | 164
2022/23 | 173.75 | 89.25 | 137
2022/23 | 174.25 | 89.25 | 179
2022/23 | 174.75 | 89.25 | 146
2022/23 | 175.25 | 89.25 | 153
2022/23 | 175.75 | 89.25 | 179
2022/23 | 176.25 | 89.25 | 161
2022/23 | 176.75 | 89.25 | 159
2022/23 | 177.25 | 89.25 | 167
2022/23 | 177.75 | 89.25 | 152
2022/23 | 178.25 | 89.25 | 181
2022/23 | 178.75 | 89.25 | 177
2022/23 | 179.25 | 89.25 | 180
2022/23 | 179.75 | 89.25 | 166
2022/23 | 180.25 | 89.25 | 149
2022/23 | 180.75 | 89.25 | 181
2022/23 | 181.25 | 89.25 | 168
2022/23 | 181.75 | 89.25 | 151
2022/23 | 182.25 | 89.25 | 146
2022/23 | 182.75 | 89.25 | 167
2022/23 | 183.25 | 89.25 | 159
2022/23 | 183.75 | 89.25 | 164
2022/23 | 184.25 | 89.25 | 158
2022/23 | 184.75 | 89.25 | 154
2022/23 | 185.25 | 89.25 | 181
2022/23 | 185.75 | 89.25 | 196
2022/23 | 186.25 | 89.25 | 198
2022/23 | 186.75 | 89.25 | 164
2022/23 | 187.25 | 89.25 | 172
2022/23 | 187.75 | 89.25 | 178
2022/23 | 188.25 | 89.25 | 157
2022/23 | 188.75 | 89.25 | 180
2022/23 | 189.25 | 89.25 | 154
2022/23 | 189.75 | 89.25 | 172
2022/23 | 190.25 | 89.25 | 169
2022/23 | 190.75 | 89.25 | 155
2022/23 | 191.25 | 89.25 | 174
2022/23 | 191.75 | 89.25 | 141
2022/23 | 192.25 | 89.25 | 159
2022/23 | 192.75 | 89.25 | 168
2022/23 | 193.25 | 89.25 | 154
2022/23 | 193.75 | 89.25 | 167
2022/23 | 194.25 | 89.25 | 142
2022/23 | 194.75 | 89.25 | 144
2022/23 | 195.25 | 89.25 | 173
2022/23 | 195.75 | 89.25 | 141
2022/23 | 196.25 | 89.25 | 134
2022/23 | 196.75 | 89.25 | 141
2022/23 | 197.25 | 89.25 | 151
2022/23 | 197.75 | 89.25 | 143
2022/23 | 198.25 | 89.25 | 127
2022/23 | 198.75 | 89.25 | 138
2022/23 | 199.25 | 89.25 | 148
2022/23 | 199.75 | 89.25 | 128
2022/23 | 200.25 | 89.25 | 140
2022/23 | 200.75 | 89.25 | 115
2022/23 | 201.25 | 89.25 | 130
2022/23 | 201.75 | 89.25 | 121
2022/23 | 202.25 | 89.25 | 112
2022/23 | 202.75 | 89.25 | 128
2022/23 | 203.25 | 89.25 | 119
2022/23 | 203.75 | 89.25 | 90
2022/23 | 204.25 | 89.25 | 115
2022/23 | 204.75 | 89.25 | 116
2022/23 | 205.25 | 89.25 | 139
2022/23 | 205.75 | 89.25 | 113
2022/23 | 206.25 | 89.25 | 119
2022/23 | 206.75 | 89.25 | 120
2022/23 | 207.25 | 89.25 | 113
2022/23 | 207.75 | 89.25 | 118
2022/23 | 208.25 | 89.25 | 107
2022/23 | 208.75 | 89.25 | 109
2022/23 | 209.25 | 89.25 | 84
2022/23 | 209.75 | 89.25 | 96
2022/23 | 210.25 | 89.25 | 97
2022/23 | 210.75 | 89.25 | 78
2022/23 | 211.25 | 89.25 | 96
2022/23 | 211.75 | 89.25 | 79
2022/23 | 212.25 | 89.25 | 88
2022/23 | 212.75 | 89.25 | 109
2022/23 | 213.25 | 89.25 | 79
2022/23 | 213.75 | 89.25 | 85
2022/23 | 214.25 | 89.25 | 76
2022/23 | 214.75 | 89.25 | 82
2022/23 | 215.25 | 89.25 | 92
2022/23 | 215.75 | 89.25 | 63
2022/23 | 216.25 | 89.25 | 75
2022/23 | 216.75 | 89.25 | 78
2022/23 | 217.25 | 89.25 | 80
2022/23 | 217.75 | 89.25 | 88
2022/23 | 218.25 | 89.25 | 77
2022/23 | 218.75 | 89.25 | 66
2022/23 | 219.25 | 89.25 | 70
2022/23 | 219.75 | 89.25 | 84
2022/23 | 220.25 | 89.25 | 61
2022/23 | 220.75 | 89.25 | 69
2022/23 | 221.25 | 89.25 | 74
2022/23 | 221.75 | 89.25 | 57
2022/23 | 222.25 | 89.25 | 64
2022/23 | 222.75 | 89.25 | 79
2022/23 | 223.25 | 89.25 | 68
2022/23 | 223.75 | 89.25 | 58
2022/23 | 224.25 | 89.25 | 66
2022/23 | 224.75 | 89.25 | 48
2022/23 | 225.25 | 89.25 | 60
2022/23 | 225.75 | 89.25 | 67
2022/23 | 226.25 | 89.25 | 54
2022/23 | 226.75 | 89.25 | 61
2022/23 | 227.25 | 89.25 | 65
2022/23 | 227.75 | 89.25 | 63
2022/23 | 228.25 | 89.25 | 61
2022/23 | 228.75 | 89.25 | 64
2022/23 | 229.25 | 89.25 | 50
2022/23 | 229.75 | 89.25 | 58
2022/23 | 230.25 | 89.25 | 60
2022/23 | 230.75 | 89.25 | 42
2022/23 | 231.25 | 89.25 | 61
2022/23 | 231.75 | 89.25 | 51
2022/23 | 232.25 | 89.25 | 42
2022/23 | 232.75 | 89.25 | 51
2022/23 | 233.25 | 89.25 | 47
2022/23 | 233.75 | 89.25 | 39
2022/23 | 234.25 | 89.25 | 47
2022/23 | 234.75 | 89.25 | 36
2022/23 | 235.25 | 89.25 | 42
2022/23 | 235.75 | 89.25 | 41
2022/23 | 236.25 | 89.25 | 40
2022/23 | 236.75 | 89.25 | 53
2022/23 | 237.25 | 89.25 | 37
2022/23 | 237.75 | 89.25 | 33
2022/23 | 238.25 | 89.25 | 36
2022/23 | 238.75 | 89.25 | 45
2022/23 | 239.25 | 89.25 | 30
2022/23 | 239.75 | 89.25 | 26
2022/23 | 240.25 | 89.25 | 32
2022/23 | 240.75 | 89.25 | 36
2022/23 | 241.25 | 89.25 | 24
2022/23 | 241.75 | 89.25 | 40
2022/23 | 242.25 | 89.25 | 40
2022/23 | 242.75 | 89.25 | 39
2022/23 | 243.25 | 89.25 | 38
2022/23 | 243.75 | 89.25 | 46
2022/23 | 244.25 | 89.25 | 32
2022/23 | 244.75 | 89.25 | 22
2022/23 | 245.25 | 89.25 | 35
2022/23 | 245.75 | 89.25 | 24
2022/23 | 246.25 | 89.25 | 32
2022/23 | 246.75 | 89.25 | 26
2022/23 | 247.25 | 89.25 | 25
2022/23 | 247.75 | 89.25 | 24
2022/23 | 248.25 | 89.25 | 20
2022/23 | 248.75 | 89.25 | 29
2022/23 | 249.25 | 89.25 | 24
2022/23 | 249.75 | 89.25 | 26
2022/23 | 250.25 | 89.25 | 24
2022/23 | 250.75 | 89.25 | 32
2022/23 | 251.25 | 89.25 | 25
2022/23 | 251.75 | 89.25 | 30
2022/23 | 252.25 | 89.25 | 27
2022/23 | 252.75 | 89.25 | 23
2022/23 | 253.25 | 89.25 | 29
2022/23 | 253.75 | 89.25 | 22
2022/23 | 254.25 | 89.25 | 32
2022/23 | 254.75 | 89.25 | 18
2022/23 | 255.25 | 89.25 | 20
2022/23 | 255.75 | 89.25 | 24
2022/23 | 256.25 | 89.25 | 26
2022/23 | 256.75 | 89.25 | 22
2022/23 | 257.25 | 89.25 | 15
2022/23 | 257.75 | 89.25 | 24
2022/23 | 258.25 | 89.25 | 23
2022/23 | 258.75 | 89.25 | 16
2022/23 | 259.25 | 89.25 | 21
2022/23 | 259.75 | 89.25 | 24
2022/23 | 260.25 | 89.25 | 26
2022/23 | 260.75 | 89.25 | 22
2022/23 | 261.25 | 89.25 | 17
2022/23 | 261.75 | 89.25 | 23
2022/23 | 262.25 | 89.25 | 24
2022/23 | 262.75 | 89.25 | 15
2022/23 | 263.25 | 89.25 | 15
2022/23 | 263.75 | 89.25 | 22
2022/23 | 264.25 | 89.25 | 11
2022/23 | 264.75 | 89.25 | 24
2022/23 | 265.25 | 89.25 | 19
2022/23 | 265.75 | 89.25 | 23
2022/23 | 266.25 | 89.25 | 23
2022/23 | 266.75 | 89.25 | 14
2022/23 | 267.25 | 89.25 | 8
2022/23 | 267.75 | 89.25 | 12
2022/23 | 268.25 | 89.25 | 19
2022/23 | 268.75 | 89.25 | 9
2022/23 | 269.25 | 89.25 | 11
2022/23 | 269.75 | 89.25 | 18
2022/23 | 270.25 | 89.25 | 11
2022/23 | 270.75 | 89.25 | 18
2022/23 | 271.25 | 89.25 | 12
2022/23 | 271.75 | 89.25 | 13
2022/23 | 272.25 | 89.25 | 10
2022/23 | 272.75 | 89.25 | 18
2022/23 | 273.25 | 89.25 | 11
2022/23 | 273.75 | 89.25 | 16
2022/23 | 274.25 | 89.25 | 8
2022/23 | 274.75 | 89.25 | 9
2022/23 | 275.25 | 89.25 | 13
2022/23 | 275.75 | 89.25 | 8
2022/23 | 276.25 | 89.25 | 13
2022/23 | 276.75 | 89.25 | 10
2022/23 | 277.25 | 89.25 | 15
2022/23 | 277.75 | 89.25 | 9
2022/23 | 278.25 | 89.25 | 20
2022/23 | 278.75 | 89.25 | 7
2022/23 | 279.25 | 89.25 | 9
2022/23 | 279.75 | 89.25 | 14
2022/23 | 280.25 | 89.25 | 10
2022/23 | 280.75 | 89.25 | 10
2022/23 | 281.25 | 89.25 | 12
2022/23 | 281.75 | 89.25 | 9
2022/23 | 282.25 | 89.25 | 12
2022/23 | 282.75 | 89.25 | 22
2022/23 | 283.25 | 89.25 | 9
2022/23 | 283.75 | 89.25 | 16
2022/23 | 284.25 | 89.25 | 16
2022/23 | 284.75 | 89.25 | 15
2022/23 | 285.25 | 89.25 | 12
2022/23 | 285.75 | 89.25 | 12
2022/23 | 286.25 | 89.25 | 8
2022/23 | 286.75 | 89.25 | 8
2022/23 | 287.25 | 89.25 | 8
2022/23 | 287.75 | 89.25 | 6
2022/23 | 288.25 | 89.25 | 8
2022/23 | 288.75 | 89.25 | 7
2022/23 | 289.25 | 89.25 | 9
2022/23 | 289.75 | 89.25 | 12
2022/23 | 290.25 | 89.25 | 13
2022/23 | 290.75 | 89.25 | 6
2022/23 | 291.25 | 89.25 | 5
2022/23 | 291.75 | 89.25 | 12
2022/23 | 292.25 | 89.25 | 7
2022/23 | 292.75 | 89.25 | 6
2022/23 | 293.25 | 89.25 | 17
2022/23 | 293.75 | 89.25 | 5
2022/23 | 294.25 | 89.25 | 17
2022/23 | 294.75 | 89.25 | 7
2022/23 | 295.25 | 89.25 | 4
2022/23 | 295.75 | 89.25 | 7
2022/23 | 296.25 | 89.25 | 10
2022/23 | 296.75 | 89.25 | 7
2022/23 | 297.25 | 89.25 | 11
2022/23 | 297.75 | 89.25 | 12
2022/23 | 298.25 | 89.25 | 6
2022/23 | 298.75 | 89.25 | 8
2022/23 | 299.25 | 89.25 | 6
2022/23 | 299.75 | 89.25 | 6
2022/23 | 300.25 | 89.25 | 4
2022/23 | 300.75 | 89.25 | 7
2022/23 | 301.25 | 89.25 | 6
2022/23 | 301.75 | 89.25 | 9
2022/23 | 302.25 | 89.25 | 4
2022/23 | 302.75 | 89.25 | 6
2022/23 | 303.25 | 89.25 | 10
2022/23 | 303.75 | 89.25 | 5
2022/23 | 304.25 | 89.25 | 10
2022/23 | 304.75 | 89.25 | 6
2022/23 | 305.25 | 89.25 | 5
2022/23 | 305.75 | 89.25 | 7
2022/23 | 306.25 | 89.25 | 10
2022/23 | 306.75 | 89.25 | 5
2022/23 | 307.25 | 89.25 | 6
2022/23 | 307.75 | 89.25 | 6
2022/23 | 308.25 | 89.25 | 6
2022/23 | 308.75 | 89.25 | 4
2022/23 | 309.25 | 89.25 | 7
2022/23 | 309.75 | 89.25 | 5
2022/23 | 310.25 | 89.25 | 4
2022/23 | 310.75 | 89.25 | 7
2022/23 | 311.25 | 89.25 | 6
2022/23 | 311.75 | 89.25 | 3
2022/23 | 312.25 | 89.25 | 3
2022/23 | 312.75 | 89.25 | 8
2022/23 | 313.25 | 89.25 | 7
2022/23 | 313.75 | 89.25 | 5
2022/23 | 314.25 | 89.25 | 4
2022/23 | 314.75 | 89.25 | 3
2022/23 | 315.25 | 89.25 | 5
2022/23 | 315.75 | 89.25 | 4
2022/23 | 316.25 | 89.25 | 1
2022/23 | 316.75 | 89.25 | 3
2022/23 | 317.25 | 89.25 | 3
2022/23 | 317.75 | 89.25 | 4
2022/23 | 318.25 | 89.25 | 5
2022/23 | 318.75 | 89.25 | 7
2022/23 | 319.25 | 89.25 | 4
2022/23 | 319.75 | 89.25 | 8
2022/23 | 320.25 | 89.25 | 2
2022/23 | 320.75 | 89.25 | 2
2022/23 | 321.25 | 89.25 | 2
2022/23 | 321.75 | 89.25 | 5
2022/23 | 322.25 | 89.25 | 2
2022/23 | 322.75 | 89.25 | 3
2022/23 | 323.25 | 89.25 | 4
2022/23 | 323.75 | 89.25 | 6
2022/23 | 324.25 | 89.25 | 2
2022/23 | 324.75 | 89.25 | 6
2022/23 | 325.25 | 89.25 | 3
2022/23 | 325.75 | 89.25 | 5
2022/23 | 326.25 | 89.25 | 1
2022/23 | 326.75 | 89.25 | 4
2022/23 | 327.25 | 89.25 | 3
2022/23 | 327.75 | 89.25 | 6
2022/23 | 328.25 | 89.25 | 2
2022/23 | 329.25 | 89.25 | 4
2022/23 | 329.75 | 89.25 | 5
2022/23 | 330.25 | 89.25 | 4
2022/23 | 330.75 | 89.25 | 3
2022/23 | 331.25 | 89.25 | 2
2022/23 | 331.75 | 89.25 | 2
2022/23 | 332.75 | 89.25 | 2
2022/23 | 333.25 | 89.25 | 2
2022/23 | 333.75 | 89.25 | 2
2022/23 | 334.25 | 89.25 | 4
2022/23 | 334.75 | 89.25 | 4
2022/23 | 335.25 | 89.25 | 2
2022/23 | 335.75 | 89.25 | 5
2022/23 | 336.25 | 89.25 | 1
2022/23 | 336.75 | 89.25 | 2
2022/23 | 337.25 | 89.25 | 2
2022/23 | 337.75 | 89.25 | 2
2022/23 | 338.25 | 89.25 | 3
2022/23 | 338.75 | 89.25 | 1
2022/23 | 339.25 | 89.25 | 1
2022/23 | 339.75 | 89.25 | 1
2022/23 | 340.25 | 89.25 | 1
2022/23 | 340.75 | 89.25 | 2
2022/23 | 341.25 | 89.25 | 2
2022/23 | 341.75 | 89.25 | 2
2022/23 | 342.25 | 89.25 | 2
2022/23 | 342.75 | 89.25 | 3
2022/23 | 343.25 | 89.25 | 1
2022/23 | 343.75 | 89.25 | 3
2022/23 | 344.25 | 89.25 | 3
2022/23 | 344.75 | 89.25 | 1
2022/23 | 345.25 | 89.25 | 1
2022/23 | 345.75 | 89.25 | 3
2022/23 | 346.25 | 89.25 | 1
2022/23 | 346.75 | 89.25 | 2
2022/23 | 347.25 | 89.25 | 3
2022/23 | 347.75 | 89.25 | 3
2022/23 | 348.25 | 89.25 | 1
2022/23 | 349.25 | 89.25 | 1
2022/23 | 350.75 | 89.25 | 1
2022/23 | 351.75 | 89.25 | 1
2022/23 | 352.75 | 89.25 | 1
2022/23 | 354.25 | 89.25 | 1
2022/23 | 354.75 | 89.25 | 1
2022/23 | 355.25 | 89.25 | 3
2022/23 | 355.75 | 89.25 | 2
2022/23 | 356.25 | 89.25 | 1
2022/23 | 356.75 | 89.25 | 3
2022/23 | 357.75 | 89.25 | 1
2022/23 | 358.25 | 89.25 | 1
2022/23 | 359.25 | 89.25 | 1
2022/23 | 360.25 | 89.25 | 1
2022/23 | 360.75 | 89.25 | 1
2022/23 | 362.25 | 89.25 | 3
2022/23 | 364.25 | 89.25 | 2
2022/23 | 364.75 | 89.25 | 1
2022/23 | 365.25 | 89.25 | 1
2022/23 | 365.75 | 89.25 | 1
2022/23 | 366.75 | 89.25 | 1
2022/23 | 367.75 | 89.25 | 2
2022/23 | 368.25 | 89.25 | 1
2022/23 | 370.25 | 89.25 | 1
2022/23 | 370.75 | 89.25 | 1
2022/23 | 371.75 | 89.25 | 1
2022/23 | 372.75 | 89.25 | 1
2022/23 | 374.25 | 89.25 | 1
2022/23 | 375.75 | 89.25 | 1
2022/23 | 376.75 | 89.25 | 1
2022/23 | 379.25 | 89.25 | 2
2022/23 | 379.75 | 89.25 | 2
2022/23 | 382.75 | 89.25 | 1
2022/23 | 383.25 | 89.25 | 1
2022/23 | 387.75 | 89.25 | 1
2022/23 | 390.25 | 89.25 | 1
2022/23 | 394.75 | 89.25 | 1
2022/23 | 398.75 | 89.25 | 2
2022/23 | 403.75 | 89.25 | 1
2022/23 | 405.25 | 89.25 | 1
2022/23 | 406.25 | 89.25 | 1
2022/23 | 407.25 | 89.25 | 1
2022/23 | 407.75 | 89.25 | 1
2022/23 | 416.75 | 89.25 | 1
2022/23 | 425.75 | 89.25 | 1
2022/23 | 426.75 | 89.25 | 1
2022/23 | 427.75 | 89.25 | 1
2022/23 | 432.75 | 89.25 | 1
2022/23 | 436.25 | 89.25 | 2
2022/23 | 453.25 | 89.25 | 1
2022/23 | 127.75 | 89.75 | 1
2022/23 | 129.25 | 89.75 | 1
2022/23 | 130.75 | 89.75 | 1
2022/23 | 132.25 | 89.75 | 1
2022/23 | 133.25 | 89.75 | 2
2022/23 | 133.75 | 89.75 | 2
2022/23 | 134.75 | 89.75 | 1
2022/23 | 135.25 | 89.75 | 1
2022/23 | 135.75 | 89.75 | 1
2022/23 | 136.25 | 89.75 | 3
2022/23 | 136.75 | 89.75 | 2
2022/23 | 137.25 | 89.75 | 3
2022/23 | 137.75 | 89.75 | 3
2022/23 | 138.25 | 89.75 | 2
2022/23 | 138.75 | 89.75 | 1
2022/23 | 139.25 | 89.75 | 3
2022/23 | 139.75 | 89.75 | 4
2022/23 | 140.25 | 89.75 | 2
2022/23 | 140.75 | 89.75 | 6
2022/23 | 141.25 | 89.75 | 1
2022/23 | 141.75 | 89.75 | 5
2022/23 | 142.25 | 89.75 | 6
2022/23 | 142.75 | 89.75 | 8
2022/23 | 143.25 | 89.75 | 14
2022/23 | 143.75 | 89.75 | 10
2022/23 | 144.25 | 89.75 | 11
2022/23 | 144.75 | 89.75 | 8
2022/23 | 145.25 | 89.75 | 11
2022/23 | 145.75 | 89.75 | 11
2022/23 | 146.25 | 89.75 | 11
2022/23 | 146.75 | 89.75 | 14
2022/23 | 147.25 | 89.75 | 11
2022/23 | 147.75 | 89.75 | 14
2022/23 | 148.25 | 89.75 | 16
2022/23 | 148.75 | 89.75 | 13
2022/23 | 149.25 | 89.75 | 22
2022/23 | 149.75 | 89.75 | 14
2022/23 | 150.25 | 89.75 | 18
2022/23 | 150.75 | 89.75 | 28
2022/23 | 151.25 | 89.75 | 30
2022/23 | 151.75 | 89.75 | 35
2022/23 | 152.25 | 89.75 | 39
2022/23 | 152.75 | 89.75 | 28
2022/23 | 153.25 | 89.75 | 32
2022/23 | 153.75 | 89.75 | 55
2022/23 | 154.25 | 89.75 | 40
2022/23 | 154.75 | 89.75 | 38
2022/23 | 155.25 | 89.75 | 39
2022/23 | 155.75 | 89.75 | 45
2022/23 | 156.25 | 89.75 | 35
2022/23 | 156.75 | 89.75 | 48
2022/23 | 157.25 | 89.75 | 56
2022/23 | 157.75 | 89.75 | 54
2022/23 | 158.25 | 89.75 | 54
2022/23 | 158.75 | 89.75 | 64
2022/23 | 159.25 | 89.75 | 65
2022/23 | 159.75 | 89.75 | 52
2022/23 | 160.25 | 89.75 | 69
2022/23 | 160.75 | 89.75 | 74
2022/23 | 161.25 | 89.75 | 88
2022/23 | 161.75 | 89.75 | 87
2022/23 | 162.25 | 89.75 | 89
2022/23 | 162.75 | 89.75 | 77
2022/23 | 163.25 | 89.75 | 82
2022/23 | 163.75 | 89.75 | 111
2022/23 | 164.25 | 89.75 | 74
2022/23 | 164.75 | 89.75 | 99
2022/23 | 165.25 | 89.75 | 97
2022/23 | 165.75 | 89.75 | 93
2022/23 | 166.25 | 89.75 | 96
2022/23 | 166.75 | 89.75 | 120
2022/23 | 167.25 | 89.75 | 131
2022/23 | 167.75 | 89.75 | 114
2022/23 | 168.25 | 89.75 | 107
2022/23 | 168.75 | 89.75 | 120
2022/23 | 169.25 | 89.75 | 118
2022/23 | 169.75 | 89.75 | 130
2022/23 | 170.25 | 89.75 | 113
2022/23 | 170.75 | 89.75 | 125
2022/23 | 171.25 | 89.75 | 151
2022/23 | 171.75 | 89.75 | 134
2022/23 | 172.25 | 89.75 | 154
2022/23 | 172.75 | 89.75 | 141
2022/23 | 173.25 | 89.75 | 125
2022/23 | 173.75 | 89.75 | 134
2022/23 | 174.25 | 89.75 | 140
2022/23 | 174.75 | 89.75 | 152
2022/23 | 175.25 | 89.75 | 176
2022/23 | 175.75 | 89.75 | 145
2022/23 | 176.25 | 89.75 | 140
2022/23 | 176.75 | 89.75 | 145
2022/23 | 177.25 | 89.75 | 165
2022/23 | 177.75 | 89.75 | 157
2022/23 | 178.25 | 89.75 | 148
2022/23 | 178.75 | 89.75 | 154
2022/23 | 179.25 | 89.75 | 162
2022/23 | 179.75 | 89.75 | 143
2022/23 | 180.25 | 89.75 | 180
2022/23 | 180.75 | 89.75 | 164
2022/23 | 181.25 | 89.75 | 166
2022/23 | 181.75 | 89.75 | 172
2022/23 | 182.25 | 89.75 | 153
2022/23 | 182.75 | 89.75 | 163
2022/23 | 183.25 | 89.75 | 193
2022/23 | 183.75 | 89.75 | 163
2022/23 | 184.25 | 89.75 | 178
2022/23 | 184.75 | 89.75 | 172
2022/23 | 185.25 | 89.75 | 150
2022/23 | 185.75 | 89.75 | 185
2022/23 | 186.25 | 89.75 | 173
2022/23 | 186.75 | 89.75 | 147
2022/23 | 187.25 | 89.75 | 179
2022/23 | 187.75 | 89.75 | 172
2022/23 | 188.25 | 89.75 | 176
2022/23 | 188.75 | 89.75 | 162
2022/23 | 189.25 | 89.75 | 163
2022/23 | 189.75 | 89.75 | 149
2022/23 | 190.25 | 89.75 | 157
2022/23 | 190.75 | 89.75 | 179
2022/23 | 191.25 | 89.75 | 155
2022/23 | 191.75 | 89.75 | 170
2022/23 | 192.25 | 89.75 | 169
2022/23 | 192.75 | 89.75 | 143
2022/23 | 193.25 | 89.75 | 151
2022/23 | 193.75 | 89.75 | 160
2022/23 | 194.25 | 89.75 | 180
2022/23 | 194.75 | 89.75 | 148
2022/23 | 195.25 | 89.75 | 143
2022/23 | 195.75 | 89.75 | 158
2022/23 | 196.25 | 89.75 | 154
2022/23 | 196.75 | 89.75 | 153
2022/23 | 197.25 | 89.75 | 148
2022/23 | 197.75 | 89.75 | 159
2022/23 | 198.25 | 89.75 | 140
2022/23 | 198.75 | 89.75 | 145
2022/23 | 199.25 | 89.75 | 138
2022/23 | 199.75 | 89.75 | 114
2022/23 | 200.25 | 89.75 | 129
2022/23 | 200.75 | 89.75 | 134
2022/23 | 201.25 | 89.75 | 141
2022/23 | 201.75 | 89.75 | 121
2022/23 | 202.25 | 89.75 | 118
2022/23 | 202.75 | 89.75 | 125
2022/23 | 203.25 | 89.75 | 125
2022/23 | 203.75 | 89.75 | 109
2022/23 | 204.25 | 89.75 | 120
2022/23 | 204.75 | 89.75 | 112
2022/23 | 205.25 | 89.75 | 120
2022/23 | 205.75 | 89.75 | 111
2022/23 | 206.25 | 89.75 | 104
2022/23 | 206.75 | 89.75 | 121
2022/23 | 207.25 | 89.75 | 113
2022/23 | 207.75 | 89.75 | 118
2022/23 | 208.25 | 89.75 | 90
2022/23 | 208.75 | 89.75 | 98
2022/23 | 209.25 | 89.75 | 109
2022/23 | 209.75 | 89.75 | 103
2022/23 | 210.25 | 89.75 | 90
2022/23 | 210.75 | 89.75 | 91
2022/23 | 211.25 | 89.75 | 103
2022/23 | 211.75 | 89.75 | 116
2022/23 | 212.25 | 89.75 | 75
2022/23 | 212.75 | 89.75 | 85
2022/23 | 213.25 | 89.75 | 75
2022/23 | 213.75 | 89.75 | 74
2022/23 | 214.25 | 89.75 | 103
2022/23 | 214.75 | 89.75 | 93
2022/23 | 215.25 | 89.75 | 102
2022/23 | 215.75 | 89.75 | 88
2022/23 | 216.25 | 89.75 | 82
2022/23 | 216.75 | 89.75 | 87
2022/23 | 217.25 | 89.75 | 66
2022/23 | 217.75 | 89.75 | 78
2022/23 | 218.25 | 89.75 | 80
2022/23 | 218.75 | 89.75 | 81
2022/23 | 219.25 | 89.75 | 73
2022/23 | 219.75 | 89.75 | 55
2022/23 | 220.25 | 89.75 | 80
2022/23 | 220.75 | 89.75 | 76
2022/23 | 221.25 | 89.75 | 74
2022/23 | 221.75 | 89.75 | 71
2022/23 | 222.25 | 89.75 | 63
2022/23 | 222.75 | 89.75 | 54
2022/23 | 223.25 | 89.75 | 68
2022/23 | 223.75 | 89.75 | 65
2022/23 | 224.25 | 89.75 | 79
2022/23 | 224.75 | 89.75 | 59
2022/23 | 225.25 | 89.75 | 70
2022/23 | 225.75 | 89.75 | 61
2022/23 | 226.25 | 89.75 | 61
2022/23 | 226.75 | 89.75 | 70
2022/23 | 227.25 | 89.75 | 70
2022/23 | 227.75 | 89.75 | 52
2022/23 | 228.25 | 89.75 | 61
2022/23 | 228.75 | 89.75 | 52
2022/23 | 229.25 | 89.75 | 47
2022/23 | 229.75 | 89.75 | 53
2022/23 | 230.25 | 89.75 | 52
2022/23 | 230.75 | 89.75 | 57
2022/23 | 231.25 | 89.75 | 47
2022/23 | 231.75 | 89.75 | 50
2022/23 | 232.25 | 89.75 | 59
2022/23 | 232.75 | 89.75 | 50
2022/23 | 233.25 | 89.75 | 41
2022/23 | 233.75 | 89.75 | 48
2022/23 | 234.25 | 89.75 | 42
2022/23 | 234.75 | 89.75 | 43
2022/23 | 235.25 | 89.75 | 40
2022/23 | 235.75 | 89.75 | 37
2022/23 | 236.25 | 89.75 | 40
2022/23 | 236.75 | 89.75 | 43
2022/23 | 237.25 | 89.75 | 39
2022/23 | 237.75 | 89.75 | 39
2022/23 | 238.25 | 89.75 | 41
2022/23 | 238.75 | 89.75 | 36
2022/23 | 239.25 | 89.75 | 35
2022/23 | 239.75 | 89.75 | 38
2022/23 | 240.25 | 89.75 | 36
2022/23 | 240.75 | 89.75 | 30
2022/23 | 241.25 | 89.75 | 36
2022/23 | 241.75 | 89.75 | 50
2022/23 | 242.25 | 89.75 | 41
2022/23 | 242.75 | 89.75 | 52
2022/23 | 243.25 | 89.75 | 30
2022/23 | 243.75 | 89.75 | 22
2022/23 | 244.25 | 89.75 | 24
2022/23 | 244.75 | 89.75 | 36
2022/23 | 245.25 | 89.75 | 32
2022/23 | 245.75 | 89.75 | 38
2022/23 | 246.25 | 89.75 | 32
2022/23 | 246.75 | 89.75 | 22
2022/23 | 247.25 | 89.75 | 33
2022/23 | 247.75 | 89.75 | 35
2022/23 | 248.25 | 89.75 | 23
2022/23 | 248.75 | 89.75 | 18
2022/23 | 249.25 | 89.75 | 30
2022/23 | 249.75 | 89.75 | 22
2022/23 | 250.25 | 89.75 | 28
2022/23 | 250.75 | 89.75 | 25
2022/23 | 251.25 | 89.75 | 23
2022/23 | 251.75 | 89.75 | 20
2022/23 | 252.25 | 89.75 | 24
2022/23 | 252.75 | 89.75 | 23
2022/23 | 253.25 | 89.75 | 24
2022/23 | 253.75 | 89.75 | 30
2022/23 | 254.25 | 89.75 | 23
2022/23 | 254.75 | 89.75 | 26
2022/23 | 255.25 | 89.75 | 28
2022/23 | 255.75 | 89.75 | 34
2022/23 | 256.25 | 89.75 | 26
2022/23 | 256.75 | 89.75 | 23
2022/23 | 257.25 | 89.75 | 22
2022/23 | 257.75 | 89.75 | 18
2022/23 | 258.25 | 89.75 | 33
2022/23 | 258.75 | 89.75 | 26
2022/23 | 259.25 | 89.75 | 23
2022/23 | 259.75 | 89.75 | 26
2022/23 | 260.25 | 89.75 | 26
2022/23 | 260.75 | 89.75 | 28
2022/23 | 261.25 | 89.75 | 26
2022/23 | 261.75 | 89.75 | 15
2022/23 | 262.25 | 89.75 | 17
2022/23 | 262.75 | 89.75 | 23
2022/23 | 263.25 | 89.75 | 21
2022/23 | 263.75 | 89.75 | 26
2022/23 | 264.25 | 89.75 | 18
2022/23 | 264.75 | 89.75 | 22
2022/23 | 265.25 | 89.75 | 10
2022/23 | 265.75 | 89.75 | 16
2022/23 | 266.25 | 89.75 | 17
2022/23 | 266.75 | 89.75 | 22
2022/23 | 267.25 | 89.75 | 14
2022/23 | 267.75 | 89.75 | 17
2022/23 | 268.25 | 89.75 | 19
2022/23 | 268.75 | 89.75 | 13
2022/23 | 269.25 | 89.75 | 23
2022/23 | 269.75 | 89.75 | 19
2022/23 | 270.25 | 89.75 | 19
2022/23 | 270.75 | 89.75 | 11
2022/23 | 271.25 | 89.75 | 16
2022/23 | 271.75 | 89.75 | 16
2022/23 | 272.25 | 89.75 | 12
2022/23 | 272.75 | 89.75 | 10
2022/23 | 273.25 | 89.75 | 13
2022/23 | 273.75 | 89.75 | 10
2022/23 | 274.25 | 89.75 | 9
2022/23 | 274.75 | 89.75 | 14
2022/23 | 275.25 | 89.75 | 12
2022/23 | 275.75 | 89.75 | 19
2022/23 | 276.25 | 89.75 | 7
2022/23 | 276.75 | 89.75 | 21
2022/23 | 277.25 | 89.75 | 20
2022/23 | 277.75 | 89.75 | 13
2022/23 | 278.25 | 89.75 | 12
2022/23 | 278.75 | 89.75 | 14
2022/23 | 279.25 | 89.75 | 16
2022/23 | 279.75 | 89.75 | 15
2022/23 | 280.25 | 89.75 | 15
2022/23 | 280.75 | 89.75 | 11
2022/23 | 281.25 | 89.75 | 16
2022/23 | 281.75 | 89.75 | 12
2022/23 | 282.25 | 89.75 | 16
2022/23 | 282.75 | 89.75 | 20
2022/23 | 283.25 | 89.75 | 15
2022/23 | 283.75 | 89.75 | 8
2022/23 | 284.25 | 89.75 | 19
2022/23 | 284.75 | 89.75 | 12
2022/23 | 285.25 | 89.75 | 15
2022/23 | 285.75 | 89.75 | 9
2022/23 | 286.25 | 89.75 | 18
2022/23 | 286.75 | 89.75 | 10
2022/23 | 287.25 | 89.75 | 14
2022/23 | 287.75 | 89.75 | 14
2022/23 | 288.25 | 89.75 | 10
2022/23 | 288.75 | 89.75 | 13
2022/23 | 289.25 | 89.75 | 5
2022/23 | 289.75 | 89.75 | 10
2022/23 | 290.25 | 89.75 | 8
2022/23 | 290.75 | 89.75 | 11
2022/23 | 291.25 | 89.75 | 5
2022/23 | 291.75 | 89.75 | 9
2022/23 | 292.25 | 89.75 | 10
2022/23 | 292.75 | 89.75 | 7
2022/23 | 293.25 | 89.75 | 6
2022/23 | 293.75 | 89.75 | 4
2022/23 | 294.25 | 89.75 | 8
2022/23 | 294.75 | 89.75 | 7
2022/23 | 295.25 | 89.75 | 8
2022/23 | 295.75 | 89.75 | 8
2022/23 | 296.25 | 89.75 | 6
2022/23 | 296.75 | 89.75 | 8
2022/23 | 297.25 | 89.75 | 7
2022/23 | 297.75 | 89.75 | 6
2022/23 | 298.25 | 89.75 | 5
2022/23 | 298.75 | 89.75 | 8
2022/23 | 299.25 | 89.75 | 8
2022/23 | 299.75 | 89.75 | 6
2022/23 | 300.25 | 89.75 | 4
2022/23 | 300.75 | 89.75 | 10
2022/23 | 301.25 | 89.75 | 5
2022/23 | 301.75 | 89.75 | 10
2022/23 | 302.25 | 89.75 | 11
2022/23 | 302.75 | 89.75 | 3
2022/23 | 303.25 | 89.75 | 2
2022/23 | 303.75 | 89.75 | 10
2022/23 | 304.25 | 89.75 | 1
2022/23 | 304.75 | 89.75 | 8
2022/23 | 305.25 | 89.75 | 10
2022/23 | 305.75 | 89.75 | 5
2022/23 | 306.25 | 89.75 | 9
2022/23 | 306.75 | 89.75 | 8
2022/23 | 307.25 | 89.75 | 5
2022/23 | 307.75 | 89.75 | 6
2022/23 | 308.25 | 89.75 | 9
2022/23 | 308.75 | 89.75 | 2
2022/23 | 309.25 | 89.75 | 6
2022/23 | 309.75 | 89.75 | 10
2022/23 | 310.25 | 89.75 | 6
2022/23 | 310.75 | 89.75 | 5
2022/23 | 311.25 | 89.75 | 4
2022/23 | 311.75 | 89.75 | 9
2022/23 | 312.25 | 89.75 | 3
2022/23 | 312.75 | 89.75 | 8
2022/23 | 313.25 | 89.75 | 5
2022/23 | 313.75 | 89.75 | 5
2022/23 | 314.25 | 89.75 | 6
2022/23 | 314.75 | 89.75 | 2
2022/23 | 315.25 | 89.75 | 3
2022/23 | 315.75 | 89.75 | 6
2022/23 | 316.25 | 89.75 | 8
2022/23 | 316.75 | 89.75 | 3
2022/23 | 317.25 | 89.75 | 4
2022/23 | 317.75 | 89.75 | 3
2022/23 | 318.25 | 89.75 | 4
2022/23 | 318.75 | 89.75 | 4
2022/23 | 319.25 | 89.75 | 6
2022/23 | 319.75 | 89.75 | 3
2022/23 | 320.25 | 89.75 | 2
2022/23 | 320.75 | 89.75 | 3
2022/23 | 321.25 | 89.75 | 1
2022/23 | 321.75 | 89.75 | 1
2022/23 | 322.25 | 89.75 | 3
2022/23 | 322.75 | 89.75 | 5
2022/23 | 323.25 | 89.75 | 2
2022/23 | 323.75 | 89.75 | 6
2022/23 | 324.25 | 89.75 | 4
2022/23 | 324.75 | 89.75 | 5
2022/23 | 325.25 | 89.75 | 4
2022/23 | 325.75 | 89.75 | 6
2022/23 | 326.75 | 89.75 | 1
2022/23 | 327.25 | 89.75 | 2
2022/23 | 327.75 | 89.75 | 3
2022/23 | 328.25 | 89.75 | 2
2022/23 | 328.75 | 89.75 | 3
2022/23 | 329.25 | 89.75 | 3
2022/23 | 329.75 | 89.75 | 3
2022/23 | 330.25 | 89.75 | 3
2022/23 | 330.75 | 89.75 | 1
2022/23 | 331.25 | 89.75 | 8
2022/23 | 331.75 | 89.75 | 5
2022/23 | 332.75 | 89.75 | 3
2022/23 | 333.25 | 89.75 | 4
2022/23 | 333.75 | 89.75 | 2
2022/23 | 334.25 | 89.75 | 3
2022/23 | 334.75 | 89.75 | 3
2022/23 | 335.75 | 89.75 | 2
2022/23 | 336.25 | 89.75 | 4
2022/23 | 336.75 | 89.75 | 2
2022/23 | 337.25 | 89.75 | 2
2022/23 | 337.75 | 89.75 | 2
2022/23 | 338.25 | 89.75 | 2
2022/23 | 338.75 | 89.75 | 3
2022/23 | 339.25 | 89.75 | 3
2022/23 | 339.75 | 89.75 | 5
2022/23 | 340.75 | 89.75 | 1
2022/23 | 341.25 | 89.75 | 1
2022/23 | 341.75 | 89.75 | 3
2022/23 | 342.25 | 89.75 | 3
2022/23 | 342.75 | 89.75 | 2
2022/23 | 343.75 | 89.75 | 1
2022/23 | 344.25 | 89.75 | 2
2022/23 | 344.75 | 89.75 | 3
2022/23 | 345.25 | 89.75 | 2
2022/23 | 346.25 | 89.75 | 2
2022/23 | 347.25 | 89.75 | 2
2022/23 | 347.75 | 89.75 | 4
2022/23 | 348.25 | 89.75 | 1
2022/23 | 348.75 | 89.75 | 1
2022/23 | 349.75 | 89.75 | 3
2022/23 | 352.25 | 89.75 | 1
2022/23 | 353.75 | 89.75 | 1
2022/23 | 354.25 | 89.75 | 4
2022/23 | 354.75 | 89.75 | 1
2022/23 | 356.25 | 89.75 | 3
2022/23 | 356.75 | 89.75 | 3
2022/23 | 358.25 | 89.75 | 1
2022/23 | 358.75 | 89.75 | 2
2022/23 | 359.25 | 89.75 | 3
2022/23 | 360.25 | 89.75 | 1
2022/23 | 360.75 | 89.75 | 1
2022/23 | 361.25 | 89.75 | 1
2022/23 | 362.25 | 89.75 | 1
2022/23 | 363.25 | 89.75 | 1
2022/23 | 365.25 | 89.75 | 1
2022/23 | 366.25 | 89.75 | 3
2022/23 | 366.75 | 89.75 | 1
2022/23 | 368.25 | 89.75 | 1
2022/23 | 368.75 | 89.75 | 1
2022/23 | 369.25 | 89.75 | 1
2022/23 | 369.75 | 89.75 | 1
2022/23 | 370.25 | 89.75 | 1
2022/23 | 375.25 | 89.75 | 1
2022/23 | 375.75 | 89.75 | 1
2022/23 | 378.25 | 89.75 | 1
2022/23 | 379.25 | 89.75 | 2
2022/23 | 379.75 | 89.75 | 1
2022/23 | 381.25 | 89.75 | 1
2022/23 | 381.75 | 89.75 | 1
2022/23 | 382.75 | 89.75 | 1
2022/23 | 383.25 | 89.75 | 1
2022/23 | 384.75 | 89.75 | 1
2022/23 | 394.25 | 89.75 | 1
2022/23 | 395.25 | 89.75 | 1
2022/23 | 406.75 | 89.75 | 1
2022/23 | 408.25 | 89.75 | 1
2022/23 | 416.25 | 89.75 | 3
2022/23 | 422.75 | 89.75 | 1
2022/23 | 425.75 | 89.75 | 1
2022/23 | 428.25 | 89.75 | 1
2022/23 | 428.75 | 89.75 | 1
2022/23 | 127.75 | 90.25 | 1
2022/23 | 129.25 | 90.25 | 1
2022/23 | 129.75 | 90.25 | 1
2022/23 | 131.75 | 90.25 | 2
2022/23 | 132.75 | 90.25 | 2
2022/23 | 133.25 | 90.25 | 1
2022/23 | 133.75 | 90.25 | 3
2022/23 | 135.75 | 90.25 | 2
2022/23 | 136.75 | 90.25 | 1
2022/23 | 137.75 | 90.25 | 3
2022/23 | 138.25 | 90.25 | 1
2022/23 | 138.75 | 90.25 | 1
2022/23 | 139.25 | 90.25 | 2
2022/23 | 139.75 | 90.25 | 4
2022/23 | 140.25 | 90.25 | 1
2022/23 | 140.75 | 90.25 | 2
2022/23 | 141.25 | 90.25 | 4
2022/23 | 141.75 | 90.25 | 7
2022/23 | 142.25 | 90.25 | 7
2022/23 | 142.75 | 90.25 | 5
2022/23 | 143.25 | 90.25 | 7
2022/23 | 143.75 | 90.25 | 2
2022/23 | 144.25 | 90.25 | 7
2022/23 | 144.75 | 90.25 | 14
2022/23 | 145.25 | 90.25 | 9
2022/23 | 145.75 | 90.25 | 8
2022/23 | 146.25 | 90.25 | 11
2022/23 | 146.75 | 90.25 | 13
2022/23 | 147.25 | 90.25 | 16
2022/23 | 147.75 | 90.25 | 11
2022/23 | 148.25 | 90.25 | 16
2022/23 | 148.75 | 90.25 | 16
2022/23 | 149.25 | 90.25 | 11
2022/23 | 149.75 | 90.25 | 28
2022/23 | 150.25 | 90.25 | 30
2022/23 | 150.75 | 90.25 | 19
2022/23 | 151.25 | 90.25 | 18
2022/23 | 151.75 | 90.25 | 27
2022/23 | 152.25 | 90.25 | 32
2022/23 | 152.75 | 90.25 | 32
2022/23 | 153.25 | 90.25 | 21
2022/23 | 153.75 | 90.25 | 35
2022/23 | 154.25 | 90.25 | 42
2022/23 | 154.75 | 90.25 | 32
2022/23 | 155.25 | 90.25 | 49
2022/23 | 155.75 | 90.25 | 37
2022/23 | 156.25 | 90.25 | 40
2022/23 | 156.75 | 90.25 | 52
2022/23 | 157.25 | 90.25 | 43
2022/23 | 157.75 | 90.25 | 62
2022/23 | 158.25 | 90.25 | 47
2022/23 | 158.75 | 90.25 | 53
2022/23 | 159.25 | 90.25 | 58
2022/23 | 159.75 | 90.25 | 68
2022/23 | 160.25 | 90.25 | 74
2022/23 | 160.75 | 90.25 | 62
2022/23 | 161.25 | 90.25 | 72
2022/23 | 161.75 | 90.25 | 82
2022/23 | 162.25 | 90.25 | 67
2022/23 | 162.75 | 90.25 | 79
2022/23 | 163.25 | 90.25 | 75
2022/23 | 163.75 | 90.25 | 90
2022/23 | 164.25 | 90.25 | 84
2022/23 | 164.75 | 90.25 | 77
2022/23 | 165.25 | 90.25 | 80
2022/23 | 165.75 | 90.25 | 87
2022/23 | 166.25 | 90.25 | 86
2022/23 | 166.75 | 90.25 | 99
2022/23 | 167.25 | 90.25 | 99
2022/23 | 167.75 | 90.25 | 117
2022/23 | 168.25 | 90.25 | 114
2022/23 | 168.75 | 90.25 | 118
2022/23 | 169.25 | 90.25 | 117
2022/23 | 169.75 | 90.25 | 117
2022/23 | 170.25 | 90.25 | 141
2022/23 | 170.75 | 90.25 | 129
2022/23 | 171.25 | 90.25 | 134
2022/23 | 171.75 | 90.25 | 116
2022/23 | 172.25 | 90.25 | 137
2022/23 | 172.75 | 90.25 | 136
2022/23 | 173.25 | 90.25 | 143
2022/23 | 173.75 | 90.25 | 137
2022/23 | 174.25 | 90.25 | 155
2022/23 | 174.75 | 90.25 | 154
2022/23 | 175.25 | 90.25 | 149
2022/23 | 175.75 | 90.25 | 146
2022/23 | 176.25 | 90.25 | 154
2022/23 | 176.75 | 90.25 | 159
2022/23 | 177.25 | 90.25 | 168
2022/23 | 177.75 | 90.25 | 143
2022/23 | 178.25 | 90.25 | 162
2022/23 | 178.75 | 90.25 | 160
2022/23 | 179.25 | 90.25 | 133
2022/23 | 179.75 | 90.25 | 180
2022/23 | 180.25 | 90.25 | 155
2022/23 | 180.75 | 90.25 | 145
2022/23 | 181.25 | 90.25 | 164
2022/23 | 181.75 | 90.25 | 139
2022/23 | 182.25 | 90.25 | 164
2022/23 | 182.75 | 90.25 | 173
2022/23 | 183.25 | 90.25 | 145
2022/23 | 183.75 | 90.25 | 147
2022/23 | 184.25 | 90.25 | 160
2022/23 | 184.75 | 90.25 | 150
2022/23 | 185.25 | 90.25 | 182
2022/23 | 185.75 | 90.25 | 167
2022/23 | 186.25 | 90.25 | 165
2022/23 | 186.75 | 90.25 | 156
2022/23 | 187.25 | 90.25 | 171
2022/23 | 187.75 | 90.25 | 178
2022/23 | 188.25 | 90.25 | 157
2022/23 | 188.75 | 90.25 | 167
2022/23 | 189.25 | 90.25 | 161
2022/23 | 189.75 | 90.25 | 172
2022/23 | 190.25 | 90.25 | 153
2022/23 | 190.75 | 90.25 | 137
2022/23 | 191.25 | 90.25 | 179
2022/23 | 191.75 | 90.25 | 163
2022/23 | 192.25 | 90.25 | 165
2022/23 | 192.75 | 90.25 | 161
2022/23 | 193.25 | 90.25 | 170
2022/23 | 193.75 | 90.25 | 165
2022/23 | 194.25 | 90.25 | 158
2022/23 | 194.75 | 90.25 | 149
2022/23 | 195.25 | 90.25 | 155
2022/23 | 195.75 | 90.25 | 132
2022/23 | 196.25 | 90.25 | 151
2022/23 | 196.75 | 90.25 | 142
2022/23 | 197.25 | 90.25 | 154
2022/23 | 197.75 | 90.25 | 140
2022/23 | 198.25 | 90.25 | 131
2022/23 | 198.75 | 90.25 | 146
2022/23 | 199.25 | 90.25 | 133
2022/23 | 199.75 | 90.25 | 132
2022/23 | 200.25 | 90.25 | 115
2022/23 | 200.75 | 90.25 | 116
2022/23 | 201.25 | 90.25 | 142
2022/23 | 201.75 | 90.25 | 128
2022/23 | 202.25 | 90.25 | 117
2022/23 | 202.75 | 90.25 | 118
2022/23 | 203.25 | 90.25 | 128
2022/23 | 203.75 | 90.25 | 109
2022/23 | 204.25 | 90.25 | 109
2022/23 | 204.75 | 90.25 | 105
2022/23 | 205.25 | 90.25 | 119
2022/23 | 205.75 | 90.25 | 122
2022/23 | 206.25 | 90.25 | 103
2022/23 | 206.75 | 90.25 | 88
2022/23 | 207.25 | 90.25 | 100
2022/23 | 207.75 | 90.25 | 98
2022/23 | 208.25 | 90.25 | 99
2022/23 | 208.75 | 90.25 | 100
2022/23 | 209.25 | 90.25 | 98
2022/23 | 209.75 | 90.25 | 99
2022/23 | 210.25 | 90.25 | 119
2022/23 | 210.75 | 90.25 | 100
2022/23 | 211.25 | 90.25 | 102
2022/23 | 211.75 | 90.25 | 82
2022/23 | 212.25 | 90.25 | 81
2022/23 | 212.75 | 90.25 | 103
2022/23 | 213.25 | 90.25 | 100
2022/23 | 213.75 | 90.25 | 101
2022/23 | 214.25 | 90.25 | 90
2022/23 | 214.75 | 90.25 | 96
2022/23 | 215.25 | 90.25 | 84
2022/23 | 215.75 | 90.25 | 79
2022/23 | 216.25 | 90.25 | 76
2022/23 | 216.75 | 90.25 | 75
2022/23 | 217.25 | 90.25 | 72
2022/23 | 217.75 | 90.25 | 79
2022/23 | 218.25 | 90.25 | 90
2022/23 | 218.75 | 90.25 | 89
2022/23 | 219.25 | 90.25 | 78
2022/23 | 219.75 | 90.25 | 81
2022/23 | 220.25 | 90.25 | 59
2022/23 | 220.75 | 90.25 | 63
2022/23 | 221.25 | 90.25 | 93
2022/23 | 221.75 | 90.25 | 73
2022/23 | 222.25 | 90.25 | 84
2022/23 | 222.75 | 90.25 | 62
2022/23 | 223.25 | 90.25 | 67
2022/23 | 223.75 | 90.25 | 70
2022/23 | 224.25 | 90.25 | 73
2022/23 | 224.75 | 90.25 | 67
2022/23 | 225.25 | 90.25 | 72
2022/23 | 225.75 | 90.25 | 55
2022/23 | 226.25 | 90.25 | 61
2022/23 | 226.75 | 90.25 | 56
2022/23 | 227.25 | 90.25 | 55
2022/23 | 227.75 | 90.25 | 60
2022/23 | 228.25 | 90.25 | 47
2022/23 | 228.75 | 90.25 | 49
2022/23 | 229.25 | 90.25 | 60
2022/23 | 229.75 | 90.25 | 71
2022/23 | 230.25 | 90.25 | 41
2022/23 | 230.75 | 90.25 | 58
2022/23 | 231.25 | 90.25 | 54
2022/23 | 231.75 | 90.25 | 50
2022/23 | 232.25 | 90.25 | 58
2022/23 | 232.75 | 90.25 | 44
2022/23 | 233.25 | 90.25 | 55
2022/23 | 233.75 | 90.25 | 50
2022/23 | 234.25 | 90.25 | 46
2022/23 | 234.75 | 90.25 | 41
2022/23 | 235.25 | 90.25 | 57
2022/23 | 235.75 | 90.25 | 40
2022/23 | 236.25 | 90.25 | 50
2022/23 | 236.75 | 90.25 | 56
2022/23 | 237.25 | 90.25 | 34
2022/23 | 237.75 | 90.25 | 46
2022/23 | 238.25 | 90.25 | 37
2022/23 | 238.75 | 90.25 | 35
2022/23 | 239.25 | 90.25 | 39
2022/23 | 239.75 | 90.25 | 36
2022/23 | 240.25 | 90.25 | 57
2022/23 | 240.75 | 90.25 | 44
2022/23 | 241.25 | 90.25 | 41
2022/23 | 241.75 | 90.25 | 37
2022/23 | 242.25 | 90.25 | 47
2022/23 | 242.75 | 90.25 | 34
2022/23 | 243.25 | 90.25 | 35
2022/23 | 243.75 | 90.25 | 40
2022/23 | 244.25 | 90.25 | 30
2022/23 | 244.75 | 90.25 | 31
2022/23 | 245.25 | 90.25 | 32
2022/23 | 245.75 | 90.25 | 30
2022/23 | 246.25 | 90.25 | 33
2022/23 | 246.75 | 90.25 | 28
2022/23 | 247.25 | 90.25 | 31
2022/23 | 247.75 | 90.25 | 37
2022/23 | 248.25 | 90.25 | 32
2022/23 | 248.75 | 90.25 | 37
2022/23 | 249.25 | 90.25 | 38
2022/23 | 249.75 | 90.25 | 24
2022/23 | 250.25 | 90.25 | 31
2022/23 | 250.75 | 90.25 | 29
2022/23 | 251.25 | 90.25 | 36
2022/23 | 251.75 | 90.25 | 25
2022/23 | 252.25 | 90.25 | 30
2022/23 | 252.75 | 90.25 | 29
2022/23 | 253.25 | 90.25 | 34
2022/23 | 253.75 | 90.25 | 21
2022/23 | 254.25 | 90.25 | 25
2022/23 | 254.75 | 90.25 | 33
2022/23 | 255.25 | 90.25 | 31
2022/23 | 255.75 | 90.25 | 28
2022/23 | 256.25 | 90.25 | 27
2022/23 | 256.75 | 90.25 | 25
2022/23 | 257.25 | 90.25 | 23
2022/23 | 257.75 | 90.25 | 26
2022/23 | 258.25 | 90.25 | 17
2022/23 | 258.75 | 90.25 | 26
2022/23 | 259.25 | 90.25 | 25
2022/23 | 259.75 | 90.25 | 33
2022/23 | 260.25 | 90.25 | 17
2022/23 | 260.75 | 90.25 | 33
2022/23 | 261.25 | 90.25 | 23
2022/23 | 261.75 | 90.25 | 20
2022/23 | 262.25 | 90.25 | 15
2022/23 | 262.75 | 90.25 | 18
2022/23 | 263.25 | 90.25 | 22
2022/23 | 263.75 | 90.25 | 12
2022/23 | 264.25 | 90.25 | 19
2022/23 | 264.75 | 90.25 | 22
2022/23 | 265.25 | 90.25 | 21
2022/23 | 265.75 | 90.25 | 13
2022/23 | 266.25 | 90.25 | 29
2022/23 | 266.75 | 90.25 | 19
2022/23 | 267.25 | 90.25 | 20
2022/23 | 267.75 | 90.25 | 21
2022/23 | 268.25 | 90.25 | 9
2022/23 | 268.75 | 90.25 | 10
2022/23 | 269.25 | 90.25 | 20
2022/23 | 269.75 | 90.25 | 13
2022/23 | 270.25 | 90.25 | 11
2022/23 | 270.75 | 90.25 | 16
2022/23 | 271.25 | 90.25 | 19
2022/23 | 271.75 | 90.25 | 19
2022/23 | 272.25 | 90.25 | 15
2022/23 | 272.75 | 90.25 | 19
2022/23 | 273.25 | 90.25 | 12
2022/23 | 273.75 | 90.25 | 12
2022/23 | 274.25 | 90.25 | 12
2022/23 | 274.75 | 90.25 | 13
2022/23 | 275.25 | 90.25 | 11
2022/23 | 275.75 | 90.25 | 15
2022/23 | 276.25 | 90.25 | 17
2022/23 | 276.75 | 90.25 | 15
2022/23 | 277.25 | 90.25 | 23
2022/23 | 277.75 | 90.25 | 14
2022/23 | 278.25 | 90.25 | 12
2022/23 | 278.75 | 90.25 | 16
2022/23 | 279.25 | 90.25 | 10
2022/23 | 279.75 | 90.25 | 15
2022/23 | 280.25 | 90.25 | 9
2022/23 | 280.75 | 90.25 | 15
2022/23 | 281.25 | 90.25 | 9
2022/23 | 281.75 | 90.25 | 12
2022/23 | 282.25 | 90.25 | 11
2022/23 | 282.75 | 90.25 | 17
2022/23 | 283.25 | 90.25 | 14
2022/23 | 283.75 | 90.25 | 13
2022/23 | 284.25 | 90.25 | 16
2022/23 | 284.75 | 90.25 | 10
2022/23 | 285.25 | 90.25 | 12
2022/23 | 285.75 | 90.25 | 10
2022/23 | 286.25 | 90.25 | 9
2022/23 | 286.75 | 90.25 | 12
2022/23 | 287.25 | 90.25 | 8
2022/23 | 287.75 | 90.25 | 14
2022/23 | 288.25 | 90.25 | 10
2022/23 | 288.75 | 90.25 | 9
2022/23 | 289.25 | 90.25 | 14
2022/23 | 289.75 | 90.25 | 14
2022/23 | 290.25 | 90.25 | 7
2022/23 | 290.75 | 90.25 | 13
2022/23 | 291.25 | 90.25 | 11
2022/23 | 291.75 | 90.25 | 8
2022/23 | 292.25 | 90.25 | 12
2022/23 | 292.75 | 90.25 | 11
2022/23 | 293.25 | 90.25 | 9
2022/23 | 293.75 | 90.25 | 11
2022/23 | 294.25 | 90.25 | 8
2022/23 | 294.75 | 90.25 | 11
2022/23 | 295.25 | 90.25 | 11
2022/23 | 295.75 | 90.25 | 11
2022/23 | 296.25 | 90.25 | 12
2022/23 | 296.75 | 90.25 | 13
2022/23 | 297.25 | 90.25 | 8
2022/23 | 297.75 | 90.25 | 6
2022/23 | 298.25 | 90.25 | 2
2022/23 | 298.75 | 90.25 | 12
2022/23 | 299.25 | 90.25 | 14
2022/23 | 299.75 | 90.25 | 11
2022/23 | 300.25 | 90.25 | 7
2022/23 | 300.75 | 90.25 | 6
2022/23 | 301.25 | 90.25 | 6
2022/23 | 301.75 | 90.25 | 11
2022/23 | 302.25 | 90.25 | 10
2022/23 | 302.75 | 90.25 | 14
2022/23 | 303.25 | 90.25 | 9
2022/23 | 303.75 | 90.25 | 4
2022/23 | 304.25 | 90.25 | 4
2022/23 | 304.75 | 90.25 | 6
2022/23 | 305.25 | 90.25 | 5
2022/23 | 305.75 | 90.25 | 11
2022/23 | 306.25 | 90.25 | 1
2022/23 | 306.75 | 90.25 | 2
2022/23 | 307.25 | 90.25 | 6
2022/23 | 307.75 | 90.25 | 4
2022/23 | 308.25 | 90.25 | 7
2022/23 | 308.75 | 90.25 | 8
2022/23 | 309.25 | 90.25 | 3
2022/23 | 309.75 | 90.25 | 7
2022/23 | 310.25 | 90.25 | 6
2022/23 | 310.75 | 90.25 | 5
2022/23 | 311.25 | 90.25 | 4
2022/23 | 311.75 | 90.25 | 7
2022/23 | 312.25 | 90.25 | 2
2022/23 | 312.75 | 90.25 | 6
2022/23 | 313.25 | 90.25 | 7
2022/23 | 313.75 | 90.25 | 7
2022/23 | 314.25 | 90.25 | 3
2022/23 | 314.75 | 90.25 | 5
2022/23 | 315.25 | 90.25 | 6
2022/23 | 315.75 | 90.25 | 7
2022/23 | 316.25 | 90.25 | 4
2022/23 | 316.75 | 90.25 | 4
2022/23 | 317.25 | 90.25 | 3
2022/23 | 317.75 | 90.25 | 4
2022/23 | 318.25 | 90.25 | 7
2022/23 | 318.75 | 90.25 | 2
2022/23 | 319.25 | 90.25 | 2
2022/23 | 319.75 | 90.25 | 4
2022/23 | 320.25 | 90.25 | 3
2022/23 | 320.75 | 90.25 | 6
2022/23 | 321.25 | 90.25 | 7
2022/23 | 321.75 | 90.25 | 5
2022/23 | 322.25 | 90.25 | 4
2022/23 | 322.75 | 90.25 | 3
2022/23 | 323.25 | 90.25 | 5
2022/23 | 323.75 | 90.25 | 3
2022/23 | 324.25 | 90.25 | 4
2022/23 | 324.75 | 90.25 | 4
2022/23 | 325.25 | 90.25 | 4
2022/23 | 325.75 | 90.25 | 4
2022/23 | 326.25 | 90.25 | 3
2022/23 | 326.75 | 90.25 | 3
2022/23 | 327.25 | 90.25 | 5
2022/23 | 327.75 | 90.25 | 6
2022/23 | 328.25 | 90.25 | 5
2022/23 | 328.75 | 90.25 | 2
2022/23 | 329.75 | 90.25 | 2
2022/23 | 330.25 | 90.25 | 2
2022/23 | 330.75 | 90.25 | 2
2022/23 | 331.25 | 90.25 | 4
2022/23 | 331.75 | 90.25 | 2
2022/23 | 332.25 | 90.25 | 4
2022/23 | 332.75 | 90.25 | 2
2022/23 | 333.25 | 90.25 | 2
2022/23 | 333.75 | 90.25 | 3
2022/23 | 334.25 | 90.25 | 2
2022/23 | 335.25 | 90.25 | 3
2022/23 | 335.75 | 90.25 | 5
2022/23 | 336.25 | 90.25 | 3
2022/23 | 336.75 | 90.25 | 1
2022/23 | 337.25 | 90.25 | 3
2022/23 | 337.75 | 90.25 | 1
2022/23 | 338.25 | 90.25 | 4
2022/23 | 338.75 | 90.25 | 4
2022/23 | 339.25 | 90.25 | 6
2022/23 | 339.75 | 90.25 | 2
2022/23 | 340.25 | 90.25 | 3
2022/23 | 340.75 | 90.25 | 1
2022/23 | 341.25 | 90.25 | 5
2022/23 | 342.25 | 90.25 | 2
2022/23 | 342.75 | 90.25 | 2
2022/23 | 343.25 | 90.25 | 2
2022/23 | 343.75 | 90.25 | 2
2022/23 | 344.25 | 90.25 | 2
2022/23 | 344.75 | 90.25 | 3
2022/23 | 345.25 | 90.25 | 4
2022/23 | 345.75 | 90.25 | 3
2022/23 | 346.25 | 90.25 | 6
2022/23 | 346.75 | 90.25 | 5
2022/23 | 347.25 | 90.25 | 1
2022/23 | 350.25 | 90.25 | 1
2022/23 | 352.25 | 90.25 | 1
2022/23 | 352.75 | 90.25 | 2
2022/23 | 353.75 | 90.25 | 1
2022/23 | 354.75 | 90.25 | 2
2022/23 | 355.25 | 90.25 | 2
2022/23 | 355.75 | 90.25 | 1
2022/23 | 356.25 | 90.25 | 1
2022/23 | 357.25 | 90.25 | 1
2022/23 | 357.75 | 90.25 | 2
2022/23 | 358.75 | 90.25 | 1
2022/23 | 360.25 | 90.25 | 1
2022/23 | 360.75 | 90.25 | 2
2022/23 | 361.25 | 90.25 | 1
2022/23 | 361.75 | 90.25 | 1
2022/23 | 363.25 | 90.25 | 1
2022/23 | 364.75 | 90.25 | 1
2022/23 | 365.75 | 90.25 | 1
2022/23 | 366.25 | 90.25 | 1
2022/23 | 367.25 | 90.25 | 2
2022/23 | 367.75 | 90.25 | 1
2022/23 | 370.25 | 90.25 | 1
2022/23 | 370.75 | 90.25 | 1
2022/23 | 371.75 | 90.25 | 2
2022/23 | 372.75 | 90.25 | 1
2022/23 | 375.75 | 90.25 | 3
2022/23 | 376.25 | 90.25 | 1
2022/23 | 376.75 | 90.25 | 1
2022/23 | 377.25 | 90.25 | 2
2022/23 | 377.75 | 90.25 | 1
2022/23 | 378.25 | 90.25 | 2
2022/23 | 379.25 | 90.25 | 2
2022/23 | 382.25 | 90.25 | 2
2022/23 | 383.75 | 90.25 | 1
2022/23 | 385.25 | 90.25 | 1
2022/23 | 385.75 | 90.25 | 2
2022/23 | 387.75 | 90.25 | 1
2022/23 | 388.75 | 90.25 | 1
2022/23 | 389.75 | 90.25 | 1
2022/23 | 392.25 | 90.25 | 1
2022/23 | 393.75 | 90.25 | 1
2022/23 | 397.25 | 90.25 | 1
2022/23 | 401.75 | 90.25 | 1
2022/23 | 404.25 | 90.25 | 1
2022/23 | 407.25 | 90.25 | 1
2022/23 | 422.25 | 90.25 | 1
2022/23 | 423.75 | 90.25 | 1
2022/23 | 435.75 | 90.25 | 1
2022/23 | 122.25 | 90.75 | 1
2022/23 | 130.75 | 90.75 | 2
2022/23 | 131.75 | 90.75 | 2
2022/23 | 133.75 | 90.75 | 2
2022/23 | 134.25 | 90.75 | 1
2022/23 | 135.25 | 90.75 | 1
2022/23 | 135.75 | 90.75 | 1
2022/23 | 136.75 | 90.75 | 2
2022/23 | 137.75 | 90.75 | 1
2022/23 | 138.25 | 90.75 | 2
2022/23 | 138.75 | 90.75 | 3
2022/23 | 139.25 | 90.75 | 3
2022/23 | 139.75 | 90.75 | 5
2022/23 | 140.25 | 90.75 | 1
2022/23 | 140.75 | 90.75 | 4
2022/23 | 141.25 | 90.75 | 3
2022/23 | 141.75 | 90.75 | 2
2022/23 | 142.25 | 90.75 | 4
2022/23 | 142.75 | 90.75 | 3
2022/23 | 143.25 | 90.75 | 2
2022/23 | 143.75 | 90.75 | 9
2022/23 | 144.25 | 90.75 | 8
2022/23 | 144.75 | 90.75 | 5
2022/23 | 145.25 | 90.75 | 8
2022/23 | 145.75 | 90.75 | 8
2022/23 | 146.25 | 90.75 | 14
2022/23 | 146.75 | 90.75 | 9
2022/23 | 147.25 | 90.75 | 14
2022/23 | 147.75 | 90.75 | 10
2022/23 | 148.25 | 90.75 | 21
2022/23 | 148.75 | 90.75 | 16
2022/23 | 149.25 | 90.75 | 15
2022/23 | 149.75 | 90.75 | 13
2022/23 | 150.25 | 90.75 | 24
2022/23 | 150.75 | 90.75 | 21
2022/23 | 151.25 | 90.75 | 15
2022/23 | 151.75 | 90.75 | 16
2022/23 | 152.25 | 90.75 | 17
2022/23 | 152.75 | 90.75 | 32
2022/23 | 153.25 | 90.75 | 40
2022/23 | 153.75 | 90.75 | 26
2022/23 | 154.25 | 90.75 | 30
2022/23 | 154.75 | 90.75 | 30
2022/23 | 155.25 | 90.75 | 40
2022/23 | 155.75 | 90.75 | 29
2022/23 | 156.25 | 90.75 | 38
2022/23 | 156.75 | 90.75 | 37
2022/23 | 157.25 | 90.75 | 38
2022/23 | 157.75 | 90.75 | 44
2022/23 | 158.25 | 90.75 | 38
2022/23 | 158.75 | 90.75 | 61
2022/23 | 159.25 | 90.75 | 58
2022/23 | 159.75 | 90.75 | 51
2022/23 | 160.25 | 90.75 | 69
2022/23 | 160.75 | 90.75 | 52
2022/23 | 161.25 | 90.75 | 66
2022/23 | 161.75 | 90.75 | 67
2022/23 | 162.25 | 90.75 | 59
2022/23 | 162.75 | 90.75 | 57
2022/23 | 163.25 | 90.75 | 70
2022/23 | 163.75 | 90.75 | 90
2022/23 | 164.25 | 90.75 | 77
2022/23 | 164.75 | 90.75 | 95
2022/23 | 165.25 | 90.75 | 81
2022/23 | 165.75 | 90.75 | 100
2022/23 | 166.25 | 90.75 | 71
2022/23 | 166.75 | 90.75 | 86
2022/23 | 167.25 | 90.75 | 92
2022/23 | 167.75 | 90.75 | 89
2022/23 | 168.25 | 90.75 | 105
2022/23 | 168.75 | 90.75 | 130
2022/23 | 169.25 | 90.75 | 108
2022/23 | 169.75 | 90.75 | 126
2022/23 | 170.25 | 90.75 | 106
2022/23 | 170.75 | 90.75 | 104
2022/23 | 171.25 | 90.75 | 107
2022/23 | 171.75 | 90.75 | 134
2022/23 | 172.25 | 90.75 | 134
2022/23 | 172.75 | 90.75 | 132
2022/23 | 173.25 | 90.75 | 146
2022/23 | 173.75 | 90.75 | 152
2022/23 | 174.25 | 90.75 | 110
2022/23 | 174.75 | 90.75 | 154
2022/23 | 175.25 | 90.75 | 126
2022/23 | 175.75 | 90.75 | 135
2022/23 | 176.25 | 90.75 | 133
2022/23 | 176.75 | 90.75 | 193
2022/23 | 177.25 | 90.75 | 154
2022/23 | 177.75 | 90.75 | 127
2022/23 | 178.25 | 90.75 | 141
2022/23 | 178.75 | 90.75 | 146
2022/23 | 179.25 | 90.75 | 159
2022/23 | 179.75 | 90.75 | 168
2022/23 | 180.25 | 90.75 | 164
2022/23 | 180.75 | 90.75 | 156
2022/23 | 181.25 | 90.75 | 155
2022/23 | 181.75 | 90.75 | 192
2022/23 | 182.25 | 90.75 | 167
2022/23 | 182.75 | 90.75 | 191
2022/23 | 183.25 | 90.75 | 170
2022/23 | 183.75 | 90.75 | 162
2022/23 | 184.25 | 90.75 | 156
2022/23 | 184.75 | 90.75 | 144
2022/23 | 185.25 | 90.75 | 182
2022/23 | 185.75 | 90.75 | 175
2022/23 | 186.25 | 90.75 | 172
2022/23 | 186.75 | 90.75 | 158
2022/23 | 187.25 | 90.75 | 163
2022/23 | 187.75 | 90.75 | 163
2022/23 | 188.25 | 90.75 | 182
2022/23 | 188.75 | 90.75 | 184
2022/23 | 189.25 | 90.75 | 191
2022/23 | 189.75 | 90.75 | 162
2022/23 | 190.25 | 90.75 | 161
2022/23 | 190.75 | 90.75 | 151
2022/23 | 191.25 | 90.75 | 161
2022/23 | 191.75 | 90.75 | 145
2022/23 | 192.25 | 90.75 | 135
2022/23 | 192.75 | 90.75 | 161
2022/23 | 193.25 | 90.75 | 157
2022/23 | 193.75 | 90.75 | 163
2022/23 | 194.25 | 90.75 | 153
2022/23 | 194.75 | 90.75 | 165
2022/23 | 195.25 | 90.75 | 155
2022/23 | 195.75 | 90.75 | 133
2022/23 | 196.25 | 90.75 | 171
2022/23 | 196.75 | 90.75 | 165
2022/23 | 197.25 | 90.75 | 139
2022/23 | 197.75 | 90.75 | 146
2022/23 | 198.25 | 90.75 | 149
2022/23 | 198.75 | 90.75 | 145
2022/23 | 199.25 | 90.75 | 135
2022/23 | 199.75 | 90.75 | 139
2022/23 | 200.25 | 90.75 | 123
2022/23 | 200.75 | 90.75 | 150
2022/23 | 201.25 | 90.75 | 133
2022/23 | 201.75 | 90.75 | 121
2022/23 | 202.25 | 90.75 | 120
2022/23 | 202.75 | 90.75 | 125
2022/23 | 203.25 | 90.75 | 144
2022/23 | 203.75 | 90.75 | 138
2022/23 | 204.25 | 90.75 | 99
2022/23 | 204.75 | 90.75 | 138
2022/23 | 205.25 | 90.75 | 118
2022/23 | 205.75 | 90.75 | 133
2022/23 | 206.25 | 90.75 | 96
2022/23 | 206.75 | 90.75 | 115
2022/23 | 207.25 | 90.75 | 120
2022/23 | 207.75 | 90.75 | 92
2022/23 | 208.25 | 90.75 | 115
2022/23 | 208.75 | 90.75 | 102
2022/23 | 209.25 | 90.75 | 120
2022/23 | 209.75 | 90.75 | 109
2022/23 | 210.25 | 90.75 | 87
2022/23 | 210.75 | 90.75 | 111
2022/23 | 211.25 | 90.75 | 111
2022/23 | 211.75 | 90.75 | 104
2022/23 | 212.25 | 90.75 | 98
2022/23 | 212.75 | 90.75 | 85
2022/23 | 213.25 | 90.75 | 89
2022/23 | 213.75 | 90.75 | 106
2022/23 | 214.25 | 90.75 | 96
2022/23 | 214.75 | 90.75 | 102
2022/23 | 215.25 | 90.75 | 92
2022/23 | 215.75 | 90.75 | 89
2022/23 | 216.25 | 90.75 | 90
2022/23 | 216.75 | 90.75 | 89
2022/23 | 217.25 | 90.75 | 82
2022/23 | 217.75 | 90.75 | 85
2022/23 | 218.25 | 90.75 | 84
2022/23 | 218.75 | 90.75 | 81
2022/23 | 219.25 | 90.75 | 64
2022/23 | 219.75 | 90.75 | 78
2022/23 | 220.25 | 90.75 | 83
2022/23 | 220.75 | 90.75 | 83
2022/23 | 221.25 | 90.75 | 72
2022/23 | 221.75 | 90.75 | 73
2022/23 | 222.25 | 90.75 | 82
2022/23 | 222.75 | 90.75 | 73
2022/23 | 223.25 | 90.75 | 79
2022/23 | 223.75 | 90.75 | 90
2022/23 | 224.25 | 90.75 | 70
2022/23 | 224.75 | 90.75 | 62
2022/23 | 225.25 | 90.75 | 57
2022/23 | 225.75 | 90.75 | 66
2022/23 | 226.25 | 90.75 | 59
2022/23 | 226.75 | 90.75 | 68
2022/23 | 227.25 | 90.75 | 65
2022/23 | 227.75 | 90.75 | 61
2022/23 | 228.25 | 90.75 | 55
2022/23 | 228.75 | 90.75 | 53
2022/23 | 229.25 | 90.75 | 57
2022/23 | 229.75 | 90.75 | 46
2022/23 | 230.25 | 90.75 | 66
2022/23 | 230.75 | 90.75 | 46
2022/23 | 231.25 | 90.75 | 61
2022/23 | 231.75 | 90.75 | 56
2022/23 | 232.25 | 90.75 | 47
2022/23 | 232.75 | 90.75 | 51
2022/23 | 233.25 | 90.75 | 56
2022/23 | 233.75 | 90.75 | 41
2022/23 | 234.25 | 90.75 | 52
2022/23 | 234.75 | 90.75 | 46
2022/23 | 235.25 | 90.75 | 55
2022/23 | 235.75 | 90.75 | 52
2022/23 | 236.25 | 90.75 | 42
2022/23 | 236.75 | 90.75 | 43
2022/23 | 237.25 | 90.75 | 48
2022/23 | 237.75 | 90.75 | 41
2022/23 | 238.25 | 90.75 | 55
2022/23 | 238.75 | 90.75 | 45
2022/23 | 239.25 | 90.75 | 53
2022/23 | 239.75 | 90.75 | 37
2022/23 | 240.25 | 90.75 | 44
2022/23 | 240.75 | 90.75 | 30
2022/23 | 241.25 | 90.75 | 37
2022/23 | 241.75 | 90.75 | 36
2022/23 | 242.25 | 90.75 | 33
2022/23 | 242.75 | 90.75 | 34
2022/23 | 243.25 | 90.75 | 54
2022/23 | 243.75 | 90.75 | 41
2022/23 | 244.25 | 90.75 | 30
2022/23 | 244.75 | 90.75 | 27
2022/23 | 245.25 | 90.75 | 46
2022/23 | 245.75 | 90.75 | 28
2022/23 | 246.25 | 90.75 | 42
2022/23 | 246.75 | 90.75 | 32
2022/23 | 247.25 | 90.75 | 35
2022/23 | 247.75 | 90.75 | 33
2022/23 | 248.25 | 90.75 | 36
2022/23 | 248.75 | 90.75 | 30
2022/23 | 249.25 | 90.75 | 38
2022/23 | 249.75 | 90.75 | 28
2022/23 | 250.25 | 90.75 | 28
2022/23 | 250.75 | 90.75 | 38
2022/23 | 251.25 | 90.75 | 32
2022/23 | 251.75 | 90.75 | 26
2022/23 | 252.25 | 90.75 | 27
2022/23 | 252.75 | 90.75 | 30
2022/23 | 253.25 | 90.75 | 34
2022/23 | 253.75 | 90.75 | 24
2022/23 | 254.25 | 90.75 | 30
2022/23 | 254.75 | 90.75 | 35
2022/23 | 255.25 | 90.75 | 25
2022/23 | 255.75 | 90.75 | 26
2022/23 | 256.25 | 90.75 | 26
2022/23 | 256.75 | 90.75 | 22
2022/23 | 257.25 | 90.75 | 19
2022/23 | 257.75 | 90.75 | 29
2022/23 | 258.25 | 90.75 | 24
2022/23 | 258.75 | 90.75 | 27
2022/23 | 259.25 | 90.75 | 27
2022/23 | 259.75 | 90.75 | 25
2022/23 | 260.25 | 90.75 | 23
2022/23 | 260.75 | 90.75 | 26
2022/23 | 261.25 | 90.75 | 17
2022/23 | 261.75 | 90.75 | 24
2022/23 | 262.25 | 90.75 | 25
2022/23 | 262.75 | 90.75 | 20
2022/23 | 263.25 | 90.75 | 17
2022/23 | 263.75 | 90.75 | 28
2022/23 | 264.25 | 90.75 | 20
2022/23 | 264.75 | 90.75 | 31
2022/23 | 265.25 | 90.75 | 22
2022/23 | 265.75 | 90.75 | 20
2022/23 | 266.25 | 90.75 | 24
2022/23 | 266.75 | 90.75 | 17
2022/23 | 267.25 | 90.75 | 20
2022/23 | 267.75 | 90.75 | 24
2022/23 | 268.25 | 90.75 | 14
2022/23 | 268.75 | 90.75 | 22
2022/23 | 269.25 | 90.75 | 13
2022/23 | 269.75 | 90.75 | 23
2022/23 | 270.25 | 90.75 | 14
2022/23 | 270.75 | 90.75 | 17
2022/23 | 271.25 | 90.75 | 18
2022/23 | 271.75 | 90.75 | 13
2022/23 | 272.25 | 90.75 | 13
2022/23 | 272.75 | 90.75 | 15
2022/23 | 273.25 | 90.75 | 17
2022/23 | 273.75 | 90.75 | 17
2022/23 | 274.25 | 90.75 | 14
2022/23 | 274.75 | 90.75 | 8
2022/23 | 275.25 | 90.75 | 9
2022/23 | 275.75 | 90.75 | 16
2022/23 | 276.25 | 90.75 | 18
2022/23 | 276.75 | 90.75 | 8
2022/23 | 277.25 | 90.75 | 15
2022/23 | 277.75 | 90.75 | 10
2022/23 | 278.25 | 90.75 | 10
2022/23 | 278.75 | 90.75 | 18
2022/23 | 279.25 | 90.75 | 12
2022/23 | 279.75 | 90.75 | 12
2022/23 | 280.25 | 90.75 | 11
2022/23 | 280.75 | 90.75 | 17
2022/23 | 281.25 | 90.75 | 13
2022/23 | 281.75 | 90.75 | 13
2022/23 | 282.25 | 90.75 | 11
2022/23 | 282.75 | 90.75 | 11
2022/23 | 283.25 | 90.75 | 12
2022/23 | 283.75 | 90.75 | 15
2022/23 | 284.25 | 90.75 | 16
2022/23 | 284.75 | 90.75 | 13
2022/23 | 285.25 | 90.75 | 18
2022/23 | 285.75 | 90.75 | 8
2022/23 | 286.25 | 90.75 | 12
2022/23 | 286.75 | 90.75 | 7
2022/23 | 287.25 | 90.75 | 7
2022/23 | 287.75 | 90.75 | 12
2022/23 | 288.25 | 90.75 | 12
2022/23 | 288.75 | 90.75 | 10
2022/23 | 289.25 | 90.75 | 3
2022/23 | 289.75 | 90.75 | 13
2022/23 | 290.25 | 90.75 | 13
2022/23 | 290.75 | 90.75 | 8
2022/23 | 291.25 | 90.75 | 12
2022/23 | 291.75 | 90.75 | 10
2022/23 | 292.25 | 90.75 | 11
2022/23 | 292.75 | 90.75 | 16
2022/23 | 293.25 | 90.75 | 9
2022/23 | 293.75 | 90.75 | 13
2022/23 | 294.25 | 90.75 | 11
2022/23 | 294.75 | 90.75 | 10
2022/23 | 295.25 | 90.75 | 11
2022/23 | 295.75 | 90.75 | 16
2022/23 | 296.25 | 90.75 | 7
2022/23 | 296.75 | 90.75 | 5
2022/23 | 297.25 | 90.75 | 7
2022/23 | 297.75 | 90.75 | 8
2022/23 | 298.25 | 90.75 | 9
2022/23 | 298.75 | 90.75 | 4
2022/23 | 299.25 | 90.75 | 5
2022/23 | 299.75 | 90.75 | 6
2022/23 | 300.25 | 90.75 | 5
2022/23 | 300.75 | 90.75 | 6
2022/23 | 301.25 | 90.75 | 8
2022/23 | 301.75 | 90.75 | 16
2022/23 | 302.25 | 90.75 | 11
2022/23 | 302.75 | 90.75 | 4
2022/23 | 303.25 | 90.75 | 4
2022/23 | 303.75 | 90.75 | 7
2022/23 | 304.25 | 90.75 | 5
2022/23 | 304.75 | 90.75 | 7
2022/23 | 305.25 | 90.75 | 3
2022/23 | 305.75 | 90.75 | 4
2022/23 | 306.25 | 90.75 | 7
2022/23 | 306.75 | 90.75 | 5
2022/23 | 307.25 | 90.75 | 6
2022/23 | 307.75 | 90.75 | 12
2022/23 | 308.25 | 90.75 | 8
2022/23 | 308.75 | 90.75 | 2
2022/23 | 309.25 | 90.75 | 7
2022/23 | 309.75 | 90.75 | 10
2022/23 | 310.25 | 90.75 | 5
2022/23 | 310.75 | 90.75 | 9
2022/23 | 311.25 | 90.75 | 1
2022/23 | 311.75 | 90.75 | 7
2022/23 | 312.25 | 90.75 | 4
2022/23 | 312.75 | 90.75 | 6
2022/23 | 313.25 | 90.75 | 6
2022/23 | 313.75 | 90.75 | 7
2022/23 | 314.25 | 90.75 | 2
2022/23 | 314.75 | 90.75 | 7
2022/23 | 315.25 | 90.75 | 4
2022/23 | 315.75 | 90.75 | 6
2022/23 | 316.25 | 90.75 | 3
2022/23 | 316.75 | 90.75 | 5
2022/23 | 317.25 | 90.75 | 6
2022/23 | 317.75 | 90.75 | 1
2022/23 | 318.25 | 90.75 | 1
2022/23 | 318.75 | 90.75 | 3
2022/23 | 319.25 | 90.75 | 8
2022/23 | 319.75 | 90.75 | 6
2022/23 | 320.25 | 90.75 | 4
2022/23 | 320.75 | 90.75 | 6
2022/23 | 321.25 | 90.75 | 8
2022/23 | 321.75 | 90.75 | 2
2022/23 | 322.25 | 90.75 | 2
2022/23 | 322.75 | 90.75 | 4
2022/23 | 323.25 | 90.75 | 4
2022/23 | 323.75 | 90.75 | 6
2022/23 | 324.25 | 90.75 | 4
2022/23 | 324.75 | 90.75 | 4
2022/23 | 325.75 | 90.75 | 4
2022/23 | 326.25 | 90.75 | 3
2022/23 | 326.75 | 90.75 | 5
2022/23 | 327.25 | 90.75 | 2
2022/23 | 327.75 | 90.75 | 1
2022/23 | 328.25 | 90.75 | 5
2022/23 | 328.75 | 90.75 | 5
2022/23 | 329.25 | 90.75 | 5
2022/23 | 329.75 | 90.75 | 3
2022/23 | 330.25 | 90.75 | 1
2022/23 | 330.75 | 90.75 | 5
2022/23 | 331.25 | 90.75 | 4
2022/23 | 331.75 | 90.75 | 3
2022/23 | 332.75 | 90.75 | 2
2022/23 | 333.25 | 90.75 | 1
2022/23 | 334.25 | 90.75 | 3
2022/23 | 334.75 | 90.75 | 3
2022/23 | 335.25 | 90.75 | 2
2022/23 | 335.75 | 90.75 | 2
2022/23 | 336.25 | 90.75 | 2
2022/23 | 336.75 | 90.75 | 3
2022/23 | 337.25 | 90.75 | 4
2022/23 | 337.75 | 90.75 | 1
2022/23 | 338.75 | 90.75 | 1
2022/23 | 339.25 | 90.75 | 3
2022/23 | 340.25 | 90.75 | 2
2022/23 | 340.75 | 90.75 | 2
2022/23 | 341.25 | 90.75 | 1
2022/23 | 341.75 | 90.75 | 3
2022/23 | 342.25 | 90.75 | 2
2022/23 | 342.75 | 90.75 | 1
2022/23 | 343.25 | 90.75 | 1
2022/23 | 343.75 | 90.75 | 3
2022/23 | 344.25 | 90.75 | 2
2022/23 | 344.75 | 90.75 | 1
2022/23 | 345.25 | 90.75 | 1
2022/23 | 345.75 | 90.75 | 1
2022/23 | 346.25 | 90.75 | 1
2022/23 | 346.75 | 90.75 | 1
2022/23 | 347.25 | 90.75 | 1
2022/23 | 347.75 | 90.75 | 5
2022/23 | 348.25 | 90.75 | 3
2022/23 | 348.75 | 90.75 | 1
2022/23 | 349.75 | 90.75 | 2
2022/23 | 350.25 | 90.75 | 2
2022/23 | 350.75 | 90.75 | 2
2022/23 | 351.75 | 90.75 | 2
2022/23 | 352.25 | 90.75 | 4
2022/23 | 353.75 | 90.75 | 1
2022/23 | 354.25 | 90.75 | 1
2022/23 | 355.75 | 90.75 | 1
2022/23 | 356.25 | 90.75 | 1
2022/23 | 357.25 | 90.75 | 2
2022/23 | 357.75 | 90.75 | 2
2022/23 | 358.25 | 90.75 | 1
2022/23 | 358.75 | 90.75 | 2
2022/23 | 359.25 | 90.75 | 1
2022/23 | 359.75 | 90.75 | 4
2022/23 | 361.75 | 90.75 | 2
2022/23 | 362.75 | 90.75 | 2
2022/23 | 364.25 | 90.75 | 2
2022/23 | 364.75 | 90.75 | 1
2022/23 | 365.25 | 90.75 | 3
2022/23 | 366.25 | 90.75 | 1
2022/23 | 367.25 | 90.75 | 2
2022/23 | 371.75 | 90.75 | 2
2022/23 | 373.25 | 90.75 | 1
2022/23 | 373.75 | 90.75 | 1
2022/23 | 374.25 | 90.75 | 2
2022/23 | 374.75 | 90.75 | 2
2022/23 | 375.75 | 90.75 | 1
2022/23 | 377.25 | 90.75 | 1
2022/23 | 378.25 | 90.75 | 1
2022/23 | 379.25 | 90.75 | 1
2022/23 | 381.75 | 90.75 | 1
2022/23 | 383.75 | 90.75 | 1
2022/23 | 384.75 | 90.75 | 1
2022/23 | 385.25 | 90.75 | 1
2022/23 | 388.25 | 90.75 | 1
2022/23 | 393.75 | 90.75 | 1
2022/23 | 397.25 | 90.75 | 1
2022/23 | 399.25 | 90.75 | 1
2022/23 | 400.25 | 90.75 | 1
2022/23 | 401.25 | 90.75 | 1
2022/23 | 406.75 | 90.75 | 2
2022/23 | 408.75 | 90.75 | 1
2022/23 | 411.25 | 90.75 | 1
2022/23 | 411.75 | 90.75 | 1
2022/23 | 412.75 | 90.75 | 1
2022/23 | 417.75 | 90.75 | 1
2022/23 | 418.25 | 90.75 | 1
2022/23 | 122.75 | 91.25 | 1
2022/23 | 128.25 | 91.25 | 1
2022/23 | 130.75 | 91.25 | 1
2022/23 | 131.75 | 91.25 | 1
2022/23 | 133.75 | 91.25 | 1
2022/23 | 134.25 | 91.25 | 1
2022/23 | 134.75 | 91.25 | 1
2022/23 | 135.25 | 91.25 | 2
2022/23 | 136.25 | 91.25 | 1
2022/23 | 136.75 | 91.25 | 1
2022/23 | 137.25 | 91.25 | 2
2022/23 | 137.75 | 91.25 | 2
2022/23 | 138.25 | 91.25 | 3
2022/23 | 138.75 | 91.25 | 2
2022/23 | 139.25 | 91.25 | 3
2022/23 | 139.75 | 91.25 | 6
2022/23 | 140.25 | 91.25 | 5
2022/23 | 140.75 | 91.25 | 4
2022/23 | 141.25 | 91.25 | 2
2022/23 | 141.75 | 91.25 | 4
2022/23 | 142.25 | 91.25 | 9
2022/23 | 142.75 | 91.25 | 4
2022/23 | 143.25 | 91.25 | 6
2022/23 | 143.75 | 91.25 | 5
2022/23 | 144.25 | 91.25 | 5
2022/23 | 144.75 | 91.25 | 10
2022/23 | 145.25 | 91.25 | 7
2022/23 | 145.75 | 91.25 | 7
2022/23 | 146.25 | 91.25 | 7
2022/23 | 146.75 | 91.25 | 6
2022/23 | 147.25 | 91.25 | 12
2022/23 | 147.75 | 91.25 | 11
2022/23 | 148.25 | 91.25 | 11
2022/23 | 148.75 | 91.25 | 11
2022/23 | 149.25 | 91.25 | 9
2022/23 | 149.75 | 91.25 | 16
2022/23 | 150.25 | 91.25 | 13
2022/23 | 150.75 | 91.25 | 13
2022/23 | 151.25 | 91.25 | 23
2022/23 | 151.75 | 91.25 | 17
2022/23 | 152.25 | 91.25 | 22
2022/23 | 152.75 | 91.25 | 19
2022/23 | 153.25 | 91.25 | 26
2022/23 | 153.75 | 91.25 | 26
2022/23 | 154.25 | 91.25 | 23
2022/23 | 154.75 | 91.25 | 20
2022/23 | 155.25 | 91.25 | 28
2022/23 | 155.75 | 91.25 | 40
2022/23 | 156.25 | 91.25 | 30
2022/23 | 156.75 | 91.25 | 37
2022/23 | 157.25 | 91.25 | 45
2022/23 | 157.75 | 91.25 | 31
2022/23 | 158.25 | 91.25 | 45
2022/23 | 158.75 | 91.25 | 49
2022/23 | 159.25 | 91.25 | 53
2022/23 | 159.75 | 91.25 | 57
2022/23 | 160.25 | 91.25 | 52
2022/23 | 160.75 | 91.25 | 48
2022/23 | 161.25 | 91.25 | 51
2022/23 | 161.75 | 91.25 | 58
2022/23 | 162.25 | 91.25 | 64
2022/23 | 162.75 | 91.25 | 63
2022/23 | 163.25 | 91.25 | 90
2022/23 | 163.75 | 91.25 | 72
2022/23 | 164.25 | 91.25 | 77
2022/23 | 164.75 | 91.25 | 80
2022/23 | 165.25 | 91.25 | 76
2022/23 | 165.75 | 91.25 | 81
2022/23 | 166.25 | 91.25 | 76
2022/23 | 166.75 | 91.25 | 99
2022/23 | 167.25 | 91.25 | 94
2022/23 | 167.75 | 91.25 | 92
2022/23 | 168.25 | 91.25 | 101
2022/23 | 168.75 | 91.25 | 104
2022/23 | 169.25 | 91.25 | 117
2022/23 | 169.75 | 91.25 | 114
2022/23 | 170.25 | 91.25 | 89
2022/23 | 170.75 | 91.25 | 108
2022/23 | 171.25 | 91.25 | 109
2022/23 | 171.75 | 91.25 | 112
2022/23 | 172.25 | 91.25 | 109
2022/23 | 172.75 | 91.25 | 129
2022/23 | 173.25 | 91.25 | 119
2022/23 | 173.75 | 91.25 | 109
2022/23 | 174.25 | 91.25 | 123
2022/23 | 174.75 | 91.25 | 144
2022/23 | 175.25 | 91.25 | 138
2022/23 | 175.75 | 91.25 | 124
2022/23 | 176.25 | 91.25 | 120
2022/23 | 176.75 | 91.25 | 136
2022/23 | 177.25 | 91.25 | 142
2022/23 | 177.75 | 91.25 | 142
2022/23 | 178.25 | 91.25 | 127
2022/23 | 178.75 | 91.25 | 152
2022/23 | 179.25 | 91.25 | 145
2022/23 | 179.75 | 91.25 | 123
2022/23 | 180.25 | 91.25 | 142
2022/23 | 180.75 | 91.25 | 158
2022/23 | 181.25 | 91.25 | 148
2022/23 | 181.75 | 91.25 | 158
2022/23 | 182.25 | 91.25 | 158
2022/23 | 182.75 | 91.25 | 134
2022/23 | 183.25 | 91.25 | 166
2022/23 | 183.75 | 91.25 | 158
2022/23 | 184.25 | 91.25 | 177
2022/23 | 184.75 | 91.25 | 161
2022/23 | 185.25 | 91.25 | 162
2022/23 | 185.75 | 91.25 | 144
2022/23 | 186.25 | 91.25 | 174
2022/23 | 186.75 | 91.25 | 176
2022/23 | 187.25 | 91.25 | 159
2022/23 | 187.75 | 91.25 | 150
2022/23 | 188.25 | 91.25 | 154
2022/23 | 188.75 | 91.25 | 154
2022/23 | 189.25 | 91.25 | 153
2022/23 | 189.75 | 91.25 | 150
2022/23 | 190.25 | 91.25 | 152
2022/23 | 190.75 | 91.25 | 153
2022/23 | 191.25 | 91.25 | 141
2022/23 | 191.75 | 91.25 | 165
2022/23 | 192.25 | 91.25 | 157
2022/23 | 192.75 | 91.25 | 151
2022/23 | 193.25 | 91.25 | 172
2022/23 | 193.75 | 91.25 | 146
2022/23 | 194.25 | 91.25 | 170
2022/23 | 194.75 | 91.25 | 151
2022/23 | 195.25 | 91.25 | 137
2022/23 | 195.75 | 91.25 | 175
2022/23 | 196.25 | 91.25 | 113
2022/23 | 196.75 | 91.25 | 149
2022/23 | 197.25 | 91.25 | 133
2022/23 | 197.75 | 91.25 | 148
2022/23 | 198.25 | 91.25 | 141
2022/23 | 198.75 | 91.25 | 160
2022/23 | 199.25 | 91.25 | 158
2022/23 | 199.75 | 91.25 | 128
2022/23 | 200.25 | 91.25 | 135
2022/23 | 200.75 | 91.25 | 129
2022/23 | 201.25 | 91.25 | 152
2022/23 | 201.75 | 91.25 | 115
2022/23 | 202.25 | 91.25 | 142
2022/23 | 202.75 | 91.25 | 120
2022/23 | 203.25 | 91.25 | 136
2022/23 | 203.75 | 91.25 | 132
2022/23 | 204.25 | 91.25 | 132
2022/23 | 204.75 | 91.25 | 120
2022/23 | 205.25 | 91.25 | 110
2022/23 | 205.75 | 91.25 | 120
2022/23 | 206.25 | 91.25 | 117
2022/23 | 206.75 | 91.25 | 126
2022/23 | 207.25 | 91.25 | 122
2022/23 | 207.75 | 91.25 | 126
2022/23 | 208.25 | 91.25 | 106
2022/23 | 208.75 | 91.25 | 123
2022/23 | 209.25 | 91.25 | 119
2022/23 | 209.75 | 91.25 | 113
2022/23 | 210.25 | 91.25 | 114
2022/23 | 210.75 | 91.25 | 102
2022/23 | 211.25 | 91.25 | 96
2022/23 | 211.75 | 91.25 | 101
2022/23 | 212.25 | 91.25 | 120
2022/23 | 212.75 | 91.25 | 101
2022/23 | 213.25 | 91.25 | 99
2022/23 | 213.75 | 91.25 | 94
2022/23 | 214.25 | 91.25 | 106
2022/23 | 214.75 | 91.25 | 100
2022/23 | 215.25 | 91.25 | 95
2022/23 | 215.75 | 91.25 | 79
2022/23 | 216.25 | 91.25 | 75
2022/23 | 216.75 | 91.25 | 82
2022/23 | 217.25 | 91.25 | 88
2022/23 | 217.75 | 91.25 | 83
2022/23 | 218.25 | 91.25 | 84
2022/23 | 218.75 | 91.25 | 78
2022/23 | 219.25 | 91.25 | 92
2022/23 | 219.75 | 91.25 | 82
2022/23 | 220.25 | 91.25 | 89
2022/23 | 220.75 | 91.25 | 58
2022/23 | 221.25 | 91.25 | 80
2022/23 | 221.75 | 91.25 | 81
2022/23 | 222.25 | 91.25 | 69
2022/23 | 222.75 | 91.25 | 74
2022/23 | 223.25 | 91.25 | 62
2022/23 | 223.75 | 91.25 | 77
2022/23 | 224.25 | 91.25 | 78
2022/23 | 224.75 | 91.25 | 79
2022/23 | 225.25 | 91.25 | 78
2022/23 | 225.75 | 91.25 | 65
2022/23 | 226.25 | 91.25 | 61
2022/23 | 226.75 | 91.25 | 53
2022/23 | 227.25 | 91.25 | 73
2022/23 | 227.75 | 91.25 | 69
2022/23 | 228.25 | 91.25 | 62
2022/23 | 228.75 | 91.25 | 70
2022/23 | 229.25 | 91.25 | 65
2022/23 | 229.75 | 91.25 | 51
2022/23 | 230.25 | 91.25 | 60
2022/23 | 230.75 | 91.25 | 52
2022/23 | 231.25 | 91.25 | 50
2022/23 | 231.75 | 91.25 | 58
2022/23 | 232.25 | 91.25 | 42
2022/23 | 232.75 | 91.25 | 49
2022/23 | 233.25 | 91.25 | 62
2022/23 | 233.75 | 91.25 | 48
2022/23 | 234.25 | 91.25 | 43
2022/23 | 234.75 | 91.25 | 50
2022/23 | 235.25 | 91.25 | 64
2022/23 | 235.75 | 91.25 | 52
2022/23 | 236.25 | 91.25 | 39
2022/23 | 236.75 | 91.25 | 40
2022/23 | 237.25 | 91.25 | 54
2022/23 | 237.75 | 91.25 | 51
2022/23 | 238.25 | 91.25 | 52
2022/23 | 238.75 | 91.25 | 30
2022/23 | 239.25 | 91.25 | 40
2022/23 | 239.75 | 91.25 | 36
2022/23 | 240.25 | 91.25 | 37
2022/23 | 240.75 | 91.25 | 43
2022/23 | 241.25 | 91.25 | 50
2022/23 | 241.75 | 91.25 | 44
2022/23 | 242.25 | 91.25 | 45
2022/23 | 242.75 | 91.25 | 48
2022/23 | 243.25 | 91.25 | 36
2022/23 | 243.75 | 91.25 | 40
2022/23 | 244.25 | 91.25 | 33
2022/23 | 244.75 | 91.25 | 34
2022/23 | 245.25 | 91.25 | 31
2022/23 | 245.75 | 91.25 | 44
2022/23 | 246.25 | 91.25 | 38
2022/23 | 246.75 | 91.25 | 34
2022/23 | 247.25 | 91.25 | 47
2022/23 | 247.75 | 91.25 | 36
2022/23 | 248.25 | 91.25 | 26
2022/23 | 248.75 | 91.25 | 32
2022/23 | 249.25 | 91.25 | 42
2022/23 | 249.75 | 91.25 | 30
2022/23 | 250.25 | 91.25 | 30
2022/23 | 250.75 | 91.25 | 32
2022/23 | 251.25 | 91.25 | 34
2022/23 | 251.75 | 91.25 | 40
2022/23 | 252.25 | 91.25 | 31
2022/23 | 252.75 | 91.25 | 22
2022/23 | 253.25 | 91.25 | 42
2022/23 | 253.75 | 91.25 | 28
2022/23 | 254.25 | 91.25 | 22
2022/23 | 254.75 | 91.25 | 22
2022/23 | 255.25 | 91.25 | 17
2022/23 | 255.75 | 91.25 | 20
2022/23 | 256.25 | 91.25 | 23
2022/23 | 256.75 | 91.25 | 41
2022/23 | 257.25 | 91.25 | 33
2022/23 | 257.75 | 91.25 | 27
2022/23 | 258.25 | 91.25 | 30
2022/23 | 258.75 | 91.25 | 19
2022/23 | 259.25 | 91.25 | 19
2022/23 | 259.75 | 91.25 | 21
2022/23 | 260.25 | 91.25 | 30
2022/23 | 260.75 | 91.25 | 23
2022/23 | 261.25 | 91.25 | 22
2022/23 | 261.75 | 91.25 | 24
2022/23 | 262.25 | 91.25 | 20
2022/23 | 262.75 | 91.25 | 32
2022/23 | 263.25 | 91.25 | 20
2022/23 | 263.75 | 91.25 | 22
2022/23 | 264.25 | 91.25 | 26
2022/23 | 264.75 | 91.25 | 27
2022/23 | 265.25 | 91.25 | 20
2022/23 | 265.75 | 91.25 | 31
2022/23 | 266.25 | 91.25 | 22
2022/23 | 266.75 | 91.25 | 20
2022/23 | 267.25 | 91.25 | 13
2022/23 | 267.75 | 91.25 | 13
2022/23 | 268.25 | 91.25 | 17
2022/23 | 268.75 | 91.25 | 13
2022/23 | 269.25 | 91.25 | 27
2022/23 | 269.75 | 91.25 | 19
2022/23 | 270.25 | 91.25 | 16
2022/23 | 270.75 | 91.25 | 13
2022/23 | 271.25 | 91.25 | 24
2022/23 | 271.75 | 91.25 | 19
2022/23 | 272.25 | 91.25 | 13
2022/23 | 272.75 | 91.25 | 17
2022/23 | 273.25 | 91.25 | 14
2022/23 | 273.75 | 91.25 | 16
2022/23 | 274.25 | 91.25 | 22
2022/23 | 274.75 | 91.25 | 14
2022/23 | 275.25 | 91.25 | 13
2022/23 | 275.75 | 91.25 | 19
2022/23 | 276.25 | 91.25 | 16
2022/23 | 276.75 | 91.25 | 22
2022/23 | 277.25 | 91.25 | 16
2022/23 | 277.75 | 91.25 | 25
2022/23 | 278.25 | 91.25 | 16
2022/23 | 278.75 | 91.25 | 11
2022/23 | 279.25 | 91.25 | 15
2022/23 | 279.75 | 91.25 | 21
2022/23 | 280.25 | 91.25 | 20
2022/23 | 280.75 | 91.25 | 12
2022/23 | 281.25 | 91.25 | 17
2022/23 | 281.75 | 91.25 | 15
2022/23 | 282.25 | 91.25 | 12
2022/23 | 282.75 | 91.25 | 14
2022/23 | 283.25 | 91.25 | 16
2022/23 | 283.75 | 91.25 | 22
2022/23 | 284.25 | 91.25 | 13
2022/23 | 284.75 | 91.25 | 11
2022/23 | 285.25 | 91.25 | 13
2022/23 | 285.75 | 91.25 | 8
2022/23 | 286.25 | 91.25 | 8
2022/23 | 286.75 | 91.25 | 9
2022/23 | 287.25 | 91.25 | 13
2022/23 | 287.75 | 91.25 | 11
2022/23 | 288.25 | 91.25 | 14
2022/23 | 288.75 | 91.25 | 9
2022/23 | 289.25 | 91.25 | 18
2022/23 | 289.75 | 91.25 | 8
2022/23 | 290.25 | 91.25 | 7
2022/23 | 290.75 | 91.25 | 21
2022/23 | 291.25 | 91.25 | 12
2022/23 | 291.75 | 91.25 | 10
2022/23 | 292.25 | 91.25 | 14
2022/23 | 292.75 | 91.25 | 15
2022/23 | 293.25 | 91.25 | 7
2022/23 | 293.75 | 91.25 | 14
2022/23 | 294.25 | 91.25 | 6
2022/23 | 294.75 | 91.25 | 10
2022/23 | 295.25 | 91.25 | 11
2022/23 | 295.75 | 91.25 | 7
2022/23 | 296.25 | 91.25 | 8
2022/23 | 296.75 | 91.25 | 9
2022/23 | 297.25 | 91.25 | 5
2022/23 | 297.75 | 91.25 | 13
2022/23 | 298.25 | 91.25 | 13
2022/23 | 298.75 | 91.25 | 7
2022/23 | 299.25 | 91.25 | 10
2022/23 | 299.75 | 91.25 | 8
2022/23 | 300.25 | 91.25 | 6
2022/23 | 300.75 | 91.25 | 6
2022/23 | 301.25 | 91.25 | 5
2022/23 | 301.75 | 91.25 | 7
2022/23 | 302.25 | 91.25 | 9
2022/23 | 302.75 | 91.25 | 8
2022/23 | 303.25 | 91.25 | 5
2022/23 | 303.75 | 91.25 | 2
2022/23 | 304.25 | 91.25 | 7
2022/23 | 304.75 | 91.25 | 5
2022/23 | 305.25 | 91.25 | 8
2022/23 | 305.75 | 91.25 | 7
2022/23 | 306.25 | 91.25 | 9
2022/23 | 306.75 | 91.25 | 6
2022/23 | 307.25 | 91.25 | 8
2022/23 | 307.75 | 91.25 | 8
2022/23 | 308.25 | 91.25 | 12
2022/23 | 308.75 | 91.25 | 4
2022/23 | 309.25 | 91.25 | 8
2022/23 | 309.75 | 91.25 | 7
2022/23 | 310.25 | 91.25 | 5
2022/23 | 310.75 | 91.25 | 9
2022/23 | 311.25 | 91.25 | 4
2022/23 | 311.75 | 91.25 | 2
2022/23 | 312.25 | 91.25 | 5
2022/23 | 312.75 | 91.25 | 7
2022/23 | 313.25 | 91.25 | 7
2022/23 | 313.75 | 91.25 | 5
2022/23 | 314.25 | 91.25 | 7
2022/23 | 314.75 | 91.25 | 7
2022/23 | 315.25 | 91.25 | 4
2022/23 | 315.75 | 91.25 | 5
2022/23 | 316.25 | 91.25 | 3
2022/23 | 316.75 | 91.25 | 3
2022/23 | 317.25 | 91.25 | 1
2022/23 | 317.75 | 91.25 | 5
2022/23 | 318.25 | 91.25 | 9
2022/23 | 318.75 | 91.25 | 4
2022/23 | 319.25 | 91.25 | 4
2022/23 | 319.75 | 91.25 | 3
2022/23 | 320.25 | 91.25 | 3
2022/23 | 320.75 | 91.25 | 5
2022/23 | 321.25 | 91.25 | 5
2022/23 | 321.75 | 91.25 | 3
2022/23 | 322.25 | 91.25 | 6
2022/23 | 322.75 | 91.25 | 6
2022/23 | 323.25 | 91.25 | 6
2022/23 | 323.75 | 91.25 | 3
2022/23 | 324.25 | 91.25 | 5
2022/23 | 324.75 | 91.25 | 5
2022/23 | 325.25 | 91.25 | 3
2022/23 | 325.75 | 91.25 | 1
2022/23 | 326.25 | 91.25 | 6
2022/23 | 326.75 | 91.25 | 2
2022/23 | 327.25 | 91.25 | 2
2022/23 | 327.75 | 91.25 | 3
2022/23 | 328.25 | 91.25 | 5
2022/23 | 328.75 | 91.25 | 1
2022/23 | 329.75 | 91.25 | 2
2022/23 | 330.25 | 91.25 | 2
2022/23 | 330.75 | 91.25 | 5
2022/23 | 331.25 | 91.25 | 4
2022/23 | 331.75 | 91.25 | 2
2022/23 | 332.25 | 91.25 | 1
2022/23 | 332.75 | 91.25 | 3
2022/23 | 333.25 | 91.25 | 3
2022/23 | 333.75 | 91.25 | 3
2022/23 | 334.25 | 91.25 | 3
2022/23 | 334.75 | 91.25 | 4
2022/23 | 335.25 | 91.25 | 1
2022/23 | 335.75 | 91.25 | 4
2022/23 | 336.25 | 91.25 | 3
2022/23 | 336.75 | 91.25 | 2
2022/23 | 337.25 | 91.25 | 3
2022/23 | 337.75 | 91.25 | 3
2022/23 | 338.25 | 91.25 | 1
2022/23 | 338.75 | 91.25 | 4
2022/23 | 339.25 | 91.25 | 4
2022/23 | 339.75 | 91.25 | 2
2022/23 | 340.25 | 91.25 | 4
2022/23 | 340.75 | 91.25 | 3
2022/23 | 341.25 | 91.25 | 5
2022/23 | 341.75 | 91.25 | 2
2022/23 | 342.25 | 91.25 | 1
2022/23 | 342.75 | 91.25 | 2
2022/23 | 343.25 | 91.25 | 3
2022/23 | 344.25 | 91.25 | 2
2022/23 | 344.75 | 91.25 | 2
2022/23 | 345.25 | 91.25 | 3
2022/23 | 346.25 | 91.25 | 1
2022/23 | 346.75 | 91.25 | 1
2022/23 | 347.25 | 91.25 | 8
2022/23 | 347.75 | 91.25 | 2
2022/23 | 348.75 | 91.25 | 2
2022/23 | 349.25 | 91.25 | 1
2022/23 | 350.75 | 91.25 | 2
2022/23 | 351.25 | 91.25 | 2
2022/23 | 351.75 | 91.25 | 2
2022/23 | 352.75 | 91.25 | 1
2022/23 | 353.25 | 91.25 | 1
2022/23 | 353.75 | 91.25 | 1
2022/23 | 354.25 | 91.25 | 1
2022/23 | 354.75 | 91.25 | 2
2022/23 | 355.25 | 91.25 | 1
2022/23 | 356.25 | 91.25 | 2
2022/23 | 357.75 | 91.25 | 1
2022/23 | 358.25 | 91.25 | 3
2022/23 | 359.75 | 91.25 | 1
2022/23 | 360.25 | 91.25 | 5
2022/23 | 360.75 | 91.25 | 2
2022/23 | 361.25 | 91.25 | 1
2022/23 | 361.75 | 91.25 | 1
2022/23 | 362.25 | 91.25 | 2
2022/23 | 363.25 | 91.25 | 1
2022/23 | 363.75 | 91.25 | 1
2022/23 | 364.25 | 91.25 | 1
2022/23 | 364.75 | 91.25 | 1
2022/23 | 365.25 | 91.25 | 1
2022/23 | 365.75 | 91.25 | 1
2022/23 | 366.25 | 91.25 | 2
2022/23 | 366.75 | 91.25 | 2
2022/23 | 367.25 | 91.25 | 1
2022/23 | 367.75 | 91.25 | 1
2022/23 | 370.25 | 91.25 | 1
2022/23 | 371.25 | 91.25 | 2
2022/23 | 371.75 | 91.25 | 1
2022/23 | 372.75 | 91.25 | 1
2022/23 | 374.75 | 91.25 | 1
2022/23 | 375.25 | 91.25 | 1
2022/23 | 377.25 | 91.25 | 1
2022/23 | 378.25 | 91.25 | 2
2022/23 | 378.75 | 91.25 | 1
2022/23 | 381.25 | 91.25 | 1
2022/23 | 382.25 | 91.25 | 1
2022/23 | 386.25 | 91.25 | 1
2022/23 | 388.75 | 91.25 | 1
2022/23 | 391.75 | 91.25 | 1
2022/23 | 392.75 | 91.25 | 1
2022/23 | 393.75 | 91.25 | 1
2022/23 | 394.25 | 91.25 | 1
2022/23 | 398.75 | 91.25 | 1
2022/23 | 406.75 | 91.25 | 1
2022/23 | 414.25 | 91.25 | 1
2022/23 | 424.75 | 91.25 | 2
2022/23 | 437.25 | 91.25 | 1
2022/23 | 460.75 | 91.25 | 1
2022/23 | 123.75 | 91.75 | 1
2022/23 | 127.25 | 91.75 | 1
2022/23 | 128.25 | 91.75 | 1
2022/23 | 129.75 | 91.75 | 1
2022/23 | 130.75 | 91.75 | 2
2022/23 | 131.75 | 91.75 | 1
2022/23 | 133.75 | 91.75 | 1
2022/23 | 134.75 | 91.75 | 2
2022/23 | 135.75 | 91.75 | 1
2022/23 | 136.25 | 91.75 | 2
2022/23 | 136.75 | 91.75 | 2
2022/23 | 138.25 | 91.75 | 2
2022/23 | 138.75 | 91.75 | 2
2022/23 | 139.25 | 91.75 | 1
2022/23 | 139.75 | 91.75 | 3
2022/23 | 140.25 | 91.75 | 2
2022/23 | 140.75 | 91.75 | 3
2022/23 | 141.25 | 91.75 | 2
2022/23 | 141.75 | 91.75 | 6
2022/23 | 142.25 | 91.75 | 1
2022/23 | 142.75 | 91.75 | 2
2022/23 | 143.25 | 91.75 | 6
2022/23 | 143.75 | 91.75 | 5
2022/23 | 144.25 | 91.75 | 6
2022/23 | 144.75 | 91.75 | 3
2022/23 | 145.25 | 91.75 | 9
2022/23 | 145.75 | 91.75 | 9
2022/23 | 146.25 | 91.75 | 4
2022/23 | 146.75 | 91.75 | 12
2022/23 | 147.25 | 91.75 | 5
2022/23 | 147.75 | 91.75 | 12
2022/23 | 148.25 | 91.75 | 13
2022/23 | 148.75 | 91.75 | 18
2022/23 | 149.25 | 91.75 | 14
2022/23 | 149.75 | 91.75 | 22
2022/23 | 150.25 | 91.75 | 19
2022/23 | 150.75 | 91.75 | 13
2022/23 | 151.25 | 91.75 | 14
2022/23 | 151.75 | 91.75 | 22
2022/23 | 152.25 | 91.75 | 21
2022/23 | 152.75 | 91.75 | 23
2022/23 | 153.25 | 91.75 | 31
2022/23 | 153.75 | 91.75 | 12
2022/23 | 154.25 | 91.75 | 33
2022/23 | 154.75 | 91.75 | 23
2022/23 | 155.25 | 91.75 | 27
2022/23 | 155.75 | 91.75 | 36
2022/23 | 156.25 | 91.75 | 34
2022/23 | 156.75 | 91.75 | 38
2022/23 | 157.25 | 91.75 | 30
2022/23 | 157.75 | 91.75 | 39
2022/23 | 158.25 | 91.75 | 41
2022/23 | 158.75 | 91.75 | 34
2022/23 | 159.25 | 91.75 | 45
2022/23 | 159.75 | 91.75 | 58
2022/23 | 160.25 | 91.75 | 48
2022/23 | 160.75 | 91.75 | 67
2022/23 | 161.25 | 91.75 | 61
2022/23 | 161.75 | 91.75 | 61
2022/23 | 162.25 | 91.75 | 58
2022/23 | 162.75 | 91.75 | 59
2022/23 | 163.25 | 91.75 | 61
2022/23 | 163.75 | 91.75 | 62
2022/23 | 164.25 | 91.75 | 75
2022/23 | 164.75 | 91.75 | 80
2022/23 | 165.25 | 91.75 | 83
2022/23 | 165.75 | 91.75 | 86
2022/23 | 166.25 | 91.75 | 80
2022/23 | 166.75 | 91.75 | 85
2022/23 | 167.25 | 91.75 | 103
2022/23 | 167.75 | 91.75 | 75
2022/23 | 168.25 | 91.75 | 90
2022/23 | 168.75 | 91.75 | 92
2022/23 | 169.25 | 91.75 | 95
2022/23 | 169.75 | 91.75 | 107
2022/23 | 170.25 | 91.75 | 119
2022/23 | 170.75 | 91.75 | 116
2022/23 | 171.25 | 91.75 | 110
2022/23 | 171.75 | 91.75 | 119
2022/23 | 172.25 | 91.75 | 130
2022/23 | 172.75 | 91.75 | 105
2022/23 | 173.25 | 91.75 | 139
2022/23 | 173.75 | 91.75 | 104
2022/23 | 174.25 | 91.75 | 113
2022/23 | 174.75 | 91.75 | 128
2022/23 | 175.25 | 91.75 | 121
2022/23 | 175.75 | 91.75 | 127
2022/23 | 176.25 | 91.75 | 133
2022/23 | 176.75 | 91.75 | 134
2022/23 | 177.25 | 91.75 | 127
2022/23 | 177.75 | 91.75 | 129
2022/23 | 178.25 | 91.75 | 127
2022/23 | 178.75 | 91.75 | 139
2022/23 | 179.25 | 91.75 | 134
2022/23 | 179.75 | 91.75 | 136
2022/23 | 180.25 | 91.75 | 156
2022/23 | 180.75 | 91.75 | 169
2022/23 | 181.25 | 91.75 | 143
2022/23 | 181.75 | 91.75 | 160
2022/23 | 182.25 | 91.75 | 152
2022/23 | 182.75 | 91.75 | 136
2022/23 | 183.25 | 91.75 | 161
2022/23 | 183.75 | 91.75 | 154
2022/23 | 184.25 | 91.75 | 166
2022/23 | 184.75 | 91.75 | 151
2022/23 | 185.25 | 91.75 | 157
2022/23 | 185.75 | 91.75 | 161
2022/23 | 186.25 | 91.75 | 170
2022/23 | 186.75 | 91.75 | 165
2022/23 | 187.25 | 91.75 | 158
2022/23 | 187.75 | 91.75 | 175
2022/23 | 188.25 | 91.75 | 145
2022/23 | 188.75 | 91.75 | 162
2022/23 | 189.25 | 91.75 | 153
2022/23 | 189.75 | 91.75 | 157
2022/23 | 190.25 | 91.75 | 190
2022/23 | 190.75 | 91.75 | 167
2022/23 | 191.25 | 91.75 | 156
2022/23 | 191.75 | 91.75 | 159
2022/23 | 192.25 | 91.75 | 167
2022/23 | 192.75 | 91.75 | 159
2022/23 | 193.25 | 91.75 | 158
2022/23 | 193.75 | 91.75 | 158
2022/23 | 194.25 | 91.75 | 162
2022/23 | 194.75 | 91.75 | 159
2022/23 | 195.25 | 91.75 | 139
2022/23 | 195.75 | 91.75 | 155
2022/23 | 196.25 | 91.75 | 144
2022/23 | 196.75 | 91.75 | 132
2022/23 | 197.25 | 91.75 | 112
2022/23 | 197.75 | 91.75 | 165
2022/23 | 198.25 | 91.75 | 146
2022/23 | 198.75 | 91.75 | 153
2022/23 | 199.25 | 91.75 | 154
2022/23 | 199.75 | 91.75 | 163
2022/23 | 200.25 | 91.75 | 129
2022/23 | 200.75 | 91.75 | 115
2022/23 | 201.25 | 91.75 | 133
2022/23 | 201.75 | 91.75 | 136
2022/23 | 202.25 | 91.75 | 168
2022/23 | 202.75 | 91.75 | 145
2022/23 | 203.25 | 91.75 | 135
2022/23 | 203.75 | 91.75 | 127
2022/23 | 204.25 | 91.75 | 130
2022/23 | 204.75 | 91.75 | 120
2022/23 | 205.25 | 91.75 | 139
2022/23 | 205.75 | 91.75 | 117
2022/23 | 206.25 | 91.75 | 107
2022/23 | 206.75 | 91.75 | 122
2022/23 | 207.25 | 91.75 | 122
2022/23 | 207.75 | 91.75 | 91
2022/23 | 208.25 | 91.75 | 108
2022/23 | 208.75 | 91.75 | 120
2022/23 | 209.25 | 91.75 | 123
2022/23 | 209.75 | 91.75 | 106
2022/23 | 210.25 | 91.75 | 106
2022/23 | 210.75 | 91.75 | 112
2022/23 | 211.25 | 91.75 | 108
2022/23 | 211.75 | 91.75 | 103
2022/23 | 212.25 | 91.75 | 95
2022/23 | 212.75 | 91.75 | 119
2022/23 | 213.25 | 91.75 | 117
2022/23 | 213.75 | 91.75 | 92
2022/23 | 214.25 | 91.75 | 86
2022/23 | 214.75 | 91.75 | 99
2022/23 | 215.25 | 91.75 | 100
2022/23 | 215.75 | 91.75 | 72
2022/23 | 216.25 | 91.75 | 95
2022/23 | 216.75 | 91.75 | 74
2022/23 | 217.25 | 91.75 | 71
2022/23 | 217.75 | 91.75 | 81
2022/23 | 218.25 | 91.75 | 74
2022/23 | 218.75 | 91.75 | 99
2022/23 | 219.25 | 91.75 | 76
2022/23 | 219.75 | 91.75 | 70
2022/23 | 220.25 | 91.75 | 80
2022/23 | 220.75 | 91.75 | 78
2022/23 | 221.25 | 91.75 | 79
2022/23 | 221.75 | 91.75 | 73
2022/23 | 222.25 | 91.75 | 82
2022/23 | 222.75 | 91.75 | 82
2022/23 | 223.25 | 91.75 | 81
2022/23 | 223.75 | 91.75 | 80
2022/23 | 224.25 | 91.75 | 80
2022/23 | 224.75 | 91.75 | 85
2022/23 | 225.25 | 91.75 | 79
2022/23 | 225.75 | 91.75 | 61
2022/23 | 226.25 | 91.75 | 68
2022/23 | 226.75 | 91.75 | 65
2022/23 | 227.25 | 91.75 | 51
2022/23 | 227.75 | 91.75 | 60
2022/23 | 228.25 | 91.75 | 70
2022/23 | 228.75 | 91.75 | 78
2022/23 | 229.25 | 91.75 | 82
2022/23 | 229.75 | 91.75 | 68
2022/23 | 230.25 | 91.75 | 53
2022/23 | 230.75 | 91.75 | 55
2022/23 | 231.25 | 91.75 | 59
2022/23 | 231.75 | 91.75 | 61
2022/23 | 232.25 | 91.75 | 53
2022/23 | 232.75 | 91.75 | 57
2022/23 | 233.25 | 91.75 | 57
2022/23 | 233.75 | 91.75 | 58
2022/23 | 234.25 | 91.75 | 49
2022/23 | 234.75 | 91.75 | 54
2022/23 | 235.25 | 91.75 | 47
2022/23 | 235.75 | 91.75 | 54
2022/23 | 236.25 | 91.75 | 56
2022/23 | 236.75 | 91.75 | 61
2022/23 | 237.25 | 91.75 | 54
2022/23 | 237.75 | 91.75 | 47
2022/23 | 238.25 | 91.75 | 53
2022/23 | 238.75 | 91.75 | 36
2022/23 | 239.25 | 91.75 | 40
2022/23 | 239.75 | 91.75 | 44
2022/23 | 240.25 | 91.75 | 38
2022/23 | 240.75 | 91.75 | 47
2022/23 | 241.25 | 91.75 | 29
2022/23 | 241.75 | 91.75 | 43
2022/23 | 242.25 | 91.75 | 46
2022/23 | 242.75 | 91.75 | 35
2022/23 | 243.25 | 91.75 | 55
2022/23 | 243.75 | 91.75 | 37
2022/23 | 244.25 | 91.75 | 46
2022/23 | 244.75 | 91.75 | 44
2022/23 | 245.25 | 91.75 | 36
2022/23 | 245.75 | 91.75 | 28
2022/23 | 246.25 | 91.75 | 44
2022/23 | 246.75 | 91.75 | 37
2022/23 | 247.25 | 91.75 | 39
2022/23 | 247.75 | 91.75 | 39
2022/23 | 248.25 | 91.75 | 29
2022/23 | 248.75 | 91.75 | 24
2022/23 | 249.25 | 91.75 | 29
2022/23 | 249.75 | 91.75 | 37
2022/23 | 250.25 | 91.75 | 32
2022/23 | 250.75 | 91.75 | 25
2022/23 | 251.25 | 91.75 | 37
2022/23 | 251.75 | 91.75 | 33
2022/23 | 252.25 | 91.75 | 40
2022/23 | 252.75 | 91.75 | 32
2022/23 | 253.25 | 91.75 | 36
2022/23 | 253.75 | 91.75 | 38
2022/23 | 254.25 | 91.75 | 24
2022/23 | 254.75 | 91.75 | 32
2022/23 | 255.25 | 91.75 | 23
2022/23 | 255.75 | 91.75 | 31
2022/23 | 256.25 | 91.75 | 37
2022/23 | 256.75 | 91.75 | 38
2022/23 | 257.25 | 91.75 | 23
2022/23 | 257.75 | 91.75 | 27
2022/23 | 258.25 | 91.75 | 36
2022/23 | 258.75 | 91.75 | 36
2022/23 | 259.25 | 91.75 | 16
2022/23 | 259.75 | 91.75 | 36
2022/23 | 260.25 | 91.75 | 33
2022/23 | 260.75 | 91.75 | 17
2022/23 | 261.25 | 91.75 | 16
2022/23 | 261.75 | 91.75 | 16
2022/23 | 262.25 | 91.75 | 14
2022/23 | 262.75 | 91.75 | 23
2022/23 | 263.25 | 91.75 | 21
2022/23 | 263.75 | 91.75 | 22
2022/23 | 264.25 | 91.75 | 24
2022/23 | 264.75 | 91.75 | 17
2022/23 | 265.25 | 91.75 | 22
2022/23 | 265.75 | 91.75 | 24
2022/23 | 266.25 | 91.75 | 22
2022/23 | 266.75 | 91.75 | 25
2022/23 | 267.25 | 91.75 | 20
2022/23 | 267.75 | 91.75 | 14
2022/23 | 268.25 | 91.75 | 23
2022/23 | 268.75 | 91.75 | 17
2022/23 | 269.25 | 91.75 | 20
2022/23 | 269.75 | 91.75 | 28
2022/23 | 270.25 | 91.75 | 21
2022/23 | 270.75 | 91.75 | 17
2022/23 | 271.25 | 91.75 | 16
2022/23 | 271.75 | 91.75 | 18
2022/23 | 272.25 | 91.75 | 19
2022/23 | 272.75 | 91.75 | 14
2022/23 | 273.25 | 91.75 | 20
2022/23 | 273.75 | 91.75 | 16
2022/23 | 274.25 | 91.75 | 16
2022/23 | 274.75 | 91.75 | 9
2022/23 | 275.25 | 91.75 | 13
2022/23 | 275.75 | 91.75 | 11
2022/23 | 276.25 | 91.75 | 13
2022/23 | 276.75 | 91.75 | 18
2022/23 | 277.25 | 91.75 | 18
2022/23 | 277.75 | 91.75 | 14
2022/23 | 278.25 | 91.75 | 19
2022/23 | 278.75 | 91.75 | 17
2022/23 | 279.25 | 91.75 | 12
2022/23 | 279.75 | 91.75 | 24
2022/23 | 280.25 | 91.75 | 19
2022/23 | 280.75 | 91.75 | 15
2022/23 | 281.25 | 91.75 | 15
2022/23 | 281.75 | 91.75 | 11
2022/23 | 282.25 | 91.75 | 10
2022/23 | 282.75 | 91.75 | 17
2022/23 | 283.25 | 91.75 | 8
2022/23 | 283.75 | 91.75 | 11
2022/23 | 284.25 | 91.75 | 19
2022/23 | 284.75 | 91.75 | 14
2022/23 | 285.25 | 91.75 | 9
2022/23 | 285.75 | 91.75 | 18
2022/23 | 286.25 | 91.75 | 10
2022/23 | 286.75 | 91.75 | 12
2022/23 | 287.25 | 91.75 | 9
2022/23 | 287.75 | 91.75 | 17
2022/23 | 288.25 | 91.75 | 15
2022/23 | 288.75 | 91.75 | 14
2022/23 | 289.25 | 91.75 | 13
2022/23 | 289.75 | 91.75 | 18
2022/23 | 290.25 | 91.75 | 10
2022/23 | 290.75 | 91.75 | 11
2022/23 | 291.25 | 91.75 | 17
2022/23 | 291.75 | 91.75 | 10
2022/23 | 292.25 | 91.75 | 7
2022/23 | 292.75 | 91.75 | 9
2022/23 | 293.25 | 91.75 | 19
2022/23 | 293.75 | 91.75 | 19
2022/23 | 294.25 | 91.75 | 6
2022/23 | 294.75 | 91.75 | 10
2022/23 | 295.25 | 91.75 | 11
2022/23 | 295.75 | 91.75 | 4
2022/23 | 296.25 | 91.75 | 11
2022/23 | 296.75 | 91.75 | 7
2022/23 | 297.25 | 91.75 | 13
2022/23 | 297.75 | 91.75 | 10
2022/23 | 298.25 | 91.75 | 9
2022/23 | 298.75 | 91.75 | 8
2022/23 | 299.25 | 91.75 | 14
2022/23 | 299.75 | 91.75 | 9
2022/23 | 300.25 | 91.75 | 6
2022/23 | 300.75 | 91.75 | 7
2022/23 | 301.25 | 91.75 | 6
2022/23 | 301.75 | 91.75 | 8
2022/23 | 302.25 | 91.75 | 8
2022/23 | 302.75 | 91.75 | 6
2022/23 | 303.25 | 91.75 | 5
2022/23 | 303.75 | 91.75 | 10
2022/23 | 304.25 | 91.75 | 9
2022/23 | 304.75 | 91.75 | 5
2022/23 | 305.25 | 91.75 | 10
2022/23 | 305.75 | 91.75 | 7
2022/23 | 306.25 | 91.75 | 6
2022/23 | 306.75 | 91.75 | 11
2022/23 | 307.25 | 91.75 | 4
2022/23 | 307.75 | 91.75 | 8
2022/23 | 308.25 | 91.75 | 3
2022/23 | 308.75 | 91.75 | 8
2022/23 | 309.25 | 91.75 | 5
2022/23 | 309.75 | 91.75 | 8
2022/23 | 310.25 | 91.75 | 2
2022/23 | 310.75 | 91.75 | 8
2022/23 | 311.25 | 91.75 | 3
2022/23 | 311.75 | 91.75 | 8
2022/23 | 312.25 | 91.75 | 6
2022/23 | 312.75 | 91.75 | 2
2022/23 | 313.25 | 91.75 | 3
2022/23 | 313.75 | 91.75 | 8
2022/23 | 314.25 | 91.75 | 10
2022/23 | 314.75 | 91.75 | 6
2022/23 | 315.25 | 91.75 | 9
2022/23 | 315.75 | 91.75 | 6
2022/23 | 316.25 | 91.75 | 4
2022/23 | 316.75 | 91.75 | 5
2022/23 | 317.25 | 91.75 | 6
2022/23 | 317.75 | 91.75 | 4
2022/23 | 318.25 | 91.75 | 7
2022/23 | 318.75 | 91.75 | 2
2022/23 | 319.25 | 91.75 | 6
2022/23 | 319.75 | 91.75 | 6
2022/23 | 320.25 | 91.75 | 2
2022/23 | 320.75 | 91.75 | 5
2022/23 | 321.25 | 91.75 | 4
2022/23 | 321.75 | 91.75 | 5
2022/23 | 322.25 | 91.75 | 2
2022/23 | 322.75 | 91.75 | 4
2022/23 | 323.25 | 91.75 | 3
2022/23 | 323.75 | 91.75 | 4
2022/23 | 324.25 | 91.75 | 2
2022/23 | 324.75 | 91.75 | 8
2022/23 | 325.25 | 91.75 | 6
2022/23 | 325.75 | 91.75 | 1
2022/23 | 326.25 | 91.75 | 5
2022/23 | 326.75 | 91.75 | 6
2022/23 | 327.25 | 91.75 | 6
2022/23 | 327.75 | 91.75 | 4
2022/23 | 328.25 | 91.75 | 4
2022/23 | 328.75 | 91.75 | 7
2022/23 | 329.25 | 91.75 | 5
2022/23 | 329.75 | 91.75 | 3
2022/23 | 330.25 | 91.75 | 4
2022/23 | 330.75 | 91.75 | 3
2022/23 | 331.25 | 91.75 | 1
2022/23 | 331.75 | 91.75 | 1
2022/23 | 332.25 | 91.75 | 3
2022/23 | 332.75 | 91.75 | 2
2022/23 | 333.25 | 91.75 | 3
2022/23 | 333.75 | 91.75 | 1
2022/23 | 334.25 | 91.75 | 3
2022/23 | 334.75 | 91.75 | 5
2022/23 | 335.25 | 91.75 | 3
2022/23 | 335.75 | 91.75 | 4
2022/23 | 336.25 | 91.75 | 4
2022/23 | 336.75 | 91.75 | 2
2022/23 | 337.25 | 91.75 | 1
2022/23 | 337.75 | 91.75 | 1
2022/23 | 338.25 | 91.75 | 1
2022/23 | 338.75 | 91.75 | 2
2022/23 | 339.25 | 91.75 | 3
2022/23 | 339.75 | 91.75 | 3
2022/23 | 340.25 | 91.75 | 2
2022/23 | 340.75 | 91.75 | 3
2022/23 | 341.25 | 91.75 | 3
2022/23 | 341.75 | 91.75 | 1
2022/23 | 342.75 | 91.75 | 2
2022/23 | 343.25 | 91.75 | 2
2022/23 | 344.25 | 91.75 | 1
2022/23 | 344.75 | 91.75 | 3
2022/23 | 345.25 | 91.75 | 2
2022/23 | 345.75 | 91.75 | 1
2022/23 | 346.25 | 91.75 | 1
2022/23 | 346.75 | 91.75 | 3
2022/23 | 347.25 | 91.75 | 3
2022/23 | 347.75 | 91.75 | 2
2022/23 | 348.25 | 91.75 | 3
2022/23 | 348.75 | 91.75 | 1
2022/23 | 349.25 | 91.75 | 3
2022/23 | 349.75 | 91.75 | 1
2022/23 | 350.25 | 91.75 | 2
2022/23 | 350.75 | 91.75 | 2
2022/23 | 351.75 | 91.75 | 2
2022/23 | 352.25 | 91.75 | 3
2022/23 | 352.75 | 91.75 | 1
2022/23 | 353.75 | 91.75 | 1
2022/23 | 354.25 | 91.75 | 1
2022/23 | 354.75 | 91.75 | 1
2022/23 | 355.25 | 91.75 | 1
2022/23 | 355.75 | 91.75 | 2
2022/23 | 358.25 | 91.75 | 1
2022/23 | 358.75 | 91.75 | 1
2022/23 | 359.25 | 91.75 | 2
2022/23 | 359.75 | 91.75 | 2
2022/23 | 360.25 | 91.75 | 3
2022/23 | 360.75 | 91.75 | 3
2022/23 | 361.75 | 91.75 | 2
2022/23 | 363.75 | 91.75 | 2
2022/23 | 365.25 | 91.75 | 1
2022/23 | 367.75 | 91.75 | 2
2022/23 | 369.25 | 91.75 | 1
2022/23 | 369.75 | 91.75 | 2
2022/23 | 370.25 | 91.75 | 2
2022/23 | 371.25 | 91.75 | 1
2022/23 | 371.75 | 91.75 | 1
2022/23 | 372.75 | 91.75 | 1
2022/23 | 374.75 | 91.75 | 1
2022/23 | 375.25 | 91.75 | 1
2022/23 | 375.75 | 91.75 | 2
2022/23 | 376.75 | 91.75 | 1
2022/23 | 377.75 | 91.75 | 1
2022/23 | 378.25 | 91.75 | 1
2022/23 | 384.25 | 91.75 | 2
2022/23 | 384.75 | 91.75 | 1
2022/23 | 386.25 | 91.75 | 1
2022/23 | 388.75 | 91.75 | 1
2022/23 | 389.75 | 91.75 | 1
2022/23 | 391.75 | 91.75 | 1
2022/23 | 393.25 | 91.75 | 1
2022/23 | 394.25 | 91.75 | 1
2022/23 | 395.75 | 91.75 | 3
2022/23 | 397.75 | 91.75 | 1
2022/23 | 403.75 | 91.75 | 1
2022/23 | 408.75 | 91.75 | 1
2022/23 | 409.75 | 91.75 | 1
2022/23 | 415.25 | 91.75 | 1
2022/23 | 423.25 | 91.75 | 1
2022/23 | 449.25 | 91.75 | 1
2022/23 | 127.75 | 92.25 | 1
2022/23 | 134.25 | 92.25 | 1
2022/23 | 134.75 | 92.25 | 3
2022/23 | 135.75 | 92.25 | 1
2022/23 | 137.25 | 92.25 | 2
2022/23 | 137.75 | 92.25 | 3
2022/23 | 138.75 | 92.25 | 3
2022/23 | 139.25 | 92.25 | 2
2022/23 | 139.75 | 92.25 | 6
2022/23 | 140.25 | 92.25 | 2
2022/23 | 140.75 | 92.25 | 3
2022/23 | 141.25 | 92.25 | 1
2022/23 | 141.75 | 92.25 | 4
2022/23 | 142.25 | 92.25 | 2
2022/23 | 142.75 | 92.25 | 5
2022/23 | 143.25 | 92.25 | 2
2022/23 | 143.75 | 92.25 | 5
2022/23 | 144.25 | 92.25 | 3
2022/23 | 144.75 | 92.25 | 5
2022/23 | 145.25 | 92.25 | 5
2022/23 | 145.75 | 92.25 | 2
2022/23 | 146.25 | 92.25 | 7
2022/23 | 146.75 | 92.25 | 6
2022/23 | 147.25 | 92.25 | 10
2022/23 | 147.75 | 92.25 | 7
2022/23 | 148.25 | 92.25 | 10
2022/23 | 148.75 | 92.25 | 11
2022/23 | 149.25 | 92.25 | 7
2022/23 | 149.75 | 92.25 | 10
2022/23 | 150.25 | 92.25 | 13
2022/23 | 150.75 | 92.25 | 12
2022/23 | 151.25 | 92.25 | 17
2022/23 | 151.75 | 92.25 | 15
2022/23 | 152.25 | 92.25 | 24
2022/23 | 152.75 | 92.25 | 10
2022/23 | 153.25 | 92.25 | 21
2022/23 | 153.75 | 92.25 | 15
2022/23 | 154.25 | 92.25 | 25
2022/23 | 154.75 | 92.25 | 26
2022/23 | 155.25 | 92.25 | 20
2022/23 | 155.75 | 92.25 | 33
2022/23 | 156.25 | 92.25 | 27
2022/23 | 156.75 | 92.25 | 28
2022/23 | 157.25 | 92.25 | 31
2022/23 | 157.75 | 92.25 | 35
2022/23 | 158.25 | 92.25 | 39
2022/23 | 158.75 | 92.25 | 35
2022/23 | 159.25 | 92.25 | 38
2022/23 | 159.75 | 92.25 | 43
2022/23 | 160.25 | 92.25 | 45
2022/23 | 160.75 | 92.25 | 43
2022/23 | 161.25 | 92.25 | 39
2022/23 | 161.75 | 92.25 | 46
2022/23 | 162.25 | 92.25 | 45
2022/23 | 162.75 | 92.25 | 61
2022/23 | 163.25 | 92.25 | 64
2022/23 | 163.75 | 92.25 | 64
2022/23 | 164.25 | 92.25 | 65
2022/23 | 164.75 | 92.25 | 80
2022/23 | 165.25 | 92.25 | 67
2022/23 | 165.75 | 92.25 | 87
2022/23 | 166.25 | 92.25 | 75
2022/23 | 166.75 | 92.25 | 80
2022/23 | 167.25 | 92.25 | 77
2022/23 | 167.75 | 92.25 | 97
2022/23 | 168.25 | 92.25 | 94
2022/23 | 168.75 | 92.25 | 94
2022/23 | 169.25 | 92.25 | 87
2022/23 | 169.75 | 92.25 | 101
2022/23 | 170.25 | 92.25 | 79
2022/23 | 170.75 | 92.25 | 104
2022/23 | 171.25 | 92.25 | 109
2022/23 | 171.75 | 92.25 | 100
2022/23 | 172.25 | 92.25 | 120
2022/23 | 172.75 | 92.25 | 95
2022/23 | 173.25 | 92.25 | 116
2022/23 | 173.75 | 92.25 | 112
2022/23 | 174.25 | 92.25 | 119
2022/23 | 174.75 | 92.25 | 142
2022/23 | 175.25 | 92.25 | 120
2022/23 | 175.75 | 92.25 | 117
2022/23 | 176.25 | 92.25 | 130
2022/23 | 176.75 | 92.25 | 123
2022/23 | 177.25 | 92.25 | 124
2022/23 | 177.75 | 92.25 | 137
2022/23 | 178.25 | 92.25 | 127
2022/23 | 178.75 | 92.25 | 130
2022/23 | 179.25 | 92.25 | 132
2022/23 | 179.75 | 92.25 | 144
2022/23 | 180.25 | 92.25 | 136
2022/23 | 180.75 | 92.25 | 151
2022/23 | 181.25 | 92.25 | 159
2022/23 | 181.75 | 92.25 | 152
2022/23 | 182.25 | 92.25 | 144
2022/23 | 182.75 | 92.25 | 161
2022/23 | 183.25 | 92.25 | 149
2022/23 | 183.75 | 92.25 | 155
2022/23 | 184.25 | 92.25 | 171
2022/23 | 184.75 | 92.25 | 141
2022/23 | 185.25 | 92.25 | 157
2022/23 | 185.75 | 92.25 | 175
2022/23 | 186.25 | 92.25 | 171
2022/23 | 186.75 | 92.25 | 154
2022/23 | 187.25 | 92.25 | 150
2022/23 | 187.75 | 92.25 | 172
2022/23 | 188.25 | 92.25 | 156
2022/23 | 188.75 | 92.25 | 164
2022/23 | 189.25 | 92.25 | 180
2022/23 | 189.75 | 92.25 | 159
2022/23 | 190.25 | 92.25 | 140
2022/23 | 190.75 | 92.25 | 143
2022/23 | 191.25 | 92.25 | 172
2022/23 | 191.75 | 92.25 | 172
2022/23 | 192.25 | 92.25 | 143
2022/23 | 192.75 | 92.25 | 140
2022/23 | 193.25 | 92.25 | 160
2022/23 | 193.75 | 92.25 | 175
2022/23 | 194.25 | 92.25 | 138
2022/23 | 194.75 | 92.25 | 160
2022/23 | 195.25 | 92.25 | 175
2022/23 | 195.75 | 92.25 | 157
2022/23 | 196.25 | 92.25 | 142
2022/23 | 196.75 | 92.25 | 154
2022/23 | 197.25 | 92.25 | 146
2022/23 | 197.75 | 92.25 | 142
2022/23 | 198.25 | 92.25 | 130
2022/23 | 198.75 | 92.25 | 161
2022/23 | 199.25 | 92.25 | 151
2022/23 | 199.75 | 92.25 | 132
2022/23 | 200.25 | 92.25 | 151
2022/23 | 200.75 | 92.25 | 149
2022/23 | 201.25 | 92.25 | 145
2022/23 | 201.75 | 92.25 | 131
2022/23 | 202.25 | 92.25 | 146
2022/23 | 202.75 | 92.25 | 143
2022/23 | 203.25 | 92.25 | 132
2022/23 | 203.75 | 92.25 | 122
2022/23 | 204.25 | 92.25 | 114
2022/23 | 204.75 | 92.25 | 122
2022/23 | 205.25 | 92.25 | 122
2022/23 | 205.75 | 92.25 | 135
2022/23 | 206.25 | 92.25 | 130
2022/23 | 206.75 | 92.25 | 114
2022/23 | 207.25 | 92.25 | 125
2022/23 | 207.75 | 92.25 | 126
2022/23 | 208.25 | 92.25 | 123
2022/23 | 208.75 | 92.25 | 115
2022/23 | 209.25 | 92.25 | 137
2022/23 | 209.75 | 92.25 | 116
2022/23 | 210.25 | 92.25 | 107
2022/23 | 210.75 | 92.25 | 107
2022/23 | 211.25 | 92.25 | 112
2022/23 | 211.75 | 92.25 | 111
2022/23 | 212.25 | 92.25 | 112
2022/23 | 212.75 | 92.25 | 104
2022/23 | 213.25 | 92.25 | 124
2022/23 | 213.75 | 92.25 | 82
2022/23 | 214.25 | 92.25 | 95
2022/23 | 214.75 | 92.25 | 112
2022/23 | 215.25 | 92.25 | 93
2022/23 | 215.75 | 92.25 | 90
2022/23 | 216.25 | 92.25 | 86
2022/23 | 216.75 | 92.25 | 93
2022/23 | 217.25 | 92.25 | 80
2022/23 | 217.75 | 92.25 | 94
2022/23 | 218.25 | 92.25 | 74
2022/23 | 218.75 | 92.25 | 106
2022/23 | 219.25 | 92.25 | 83
2022/23 | 219.75 | 92.25 | 95
2022/23 | 220.25 | 92.25 | 113
2022/23 | 220.75 | 92.25 | 90
2022/23 | 221.25 | 92.25 | 79
2022/23 | 221.75 | 92.25 | 74
2022/23 | 222.25 | 92.25 | 79
2022/23 | 222.75 | 92.25 | 79
2022/23 | 223.25 | 92.25 | 91
2022/23 | 223.75 | 92.25 | 71
2022/23 | 224.25 | 92.25 | 82
2022/23 | 224.75 | 92.25 | 72
2022/23 | 225.25 | 92.25 | 71
2022/23 | 225.75 | 92.25 | 71
2022/23 | 226.25 | 92.25 | 58
2022/23 | 226.75 | 92.25 | 82
2022/23 | 227.25 | 92.25 | 76
2022/23 | 227.75 | 92.25 | 82
2022/23 | 228.25 | 92.25 | 61
2022/23 | 228.75 | 92.25 | 72
2022/23 | 229.25 | 92.25 | 76
2022/23 | 229.75 | 92.25 | 67
2022/23 | 230.25 | 92.25 | 57
2022/23 | 230.75 | 92.25 | 80
2022/23 | 231.25 | 92.25 | 48
2022/23 | 231.75 | 92.25 | 50
2022/23 | 232.25 | 92.25 | 56
2022/23 | 232.75 | 92.25 | 58
2022/23 | 233.25 | 92.25 | 52
2022/23 | 233.75 | 92.25 | 58
2022/23 | 234.25 | 92.25 | 52
2022/23 | 234.75 | 92.25 | 56
2022/23 | 235.25 | 92.25 | 48
2022/23 | 235.75 | 92.25 | 60
2022/23 | 236.25 | 92.25 | 46
2022/23 | 236.75 | 92.25 | 51
2022/23 | 237.25 | 92.25 | 62
2022/23 | 237.75 | 92.25 | 49
2022/23 | 238.25 | 92.25 | 51
2022/23 | 238.75 | 92.25 | 54
2022/23 | 239.25 | 92.25 | 45
2022/23 | 239.75 | 92.25 | 46
2022/23 | 240.25 | 92.25 | 57
2022/23 | 240.75 | 92.25 | 39
2022/23 | 241.25 | 92.25 | 31
2022/23 | 241.75 | 92.25 | 45
2022/23 | 242.25 | 92.25 | 48
2022/23 | 242.75 | 92.25 | 37
2022/23 | 243.25 | 92.25 | 41
2022/23 | 243.75 | 92.25 | 42
2022/23 | 244.25 | 92.25 | 42
2022/23 | 244.75 | 92.25 | 42
2022/23 | 245.25 | 92.25 | 42
2022/23 | 245.75 | 92.25 | 37
2022/23 | 246.25 | 92.25 | 42
2022/23 | 246.75 | 92.25 | 37
2022/23 | 247.25 | 92.25 | 45
2022/23 | 247.75 | 92.25 | 37
2022/23 | 248.25 | 92.25 | 24
2022/23 | 248.75 | 92.25 | 31
2022/23 | 249.25 | 92.25 | 35
2022/23 | 249.75 | 92.25 | 42
2022/23 | 250.25 | 92.25 | 34
2022/23 | 250.75 | 92.25 | 28
2022/23 | 251.25 | 92.25 | 36
2022/23 | 251.75 | 92.25 | 38
2022/23 | 252.25 | 92.25 | 25
2022/23 | 252.75 | 92.25 | 27
2022/23 | 253.25 | 92.25 | 30
2022/23 | 253.75 | 92.25 | 31
2022/23 | 254.25 | 92.25 | 29
2022/23 | 254.75 | 92.25 | 30
2022/23 | 255.25 | 92.25 | 28
2022/23 | 255.75 | 92.25 | 23
2022/23 | 256.25 | 92.25 | 30
2022/23 | 256.75 | 92.25 | 34
2022/23 | 257.25 | 92.25 | 23
2022/23 | 257.75 | 92.25 | 26
2022/23 | 258.25 | 92.25 | 19
2022/23 | 258.75 | 92.25 | 22
2022/23 | 259.25 | 92.25 | 32
2022/23 | 259.75 | 92.25 | 35
2022/23 | 260.25 | 92.25 | 28
2022/23 | 260.75 | 92.25 | 18
2022/23 | 261.25 | 92.25 | 21
2022/23 | 261.75 | 92.25 | 13
2022/23 | 262.25 | 92.25 | 24
2022/23 | 262.75 | 92.25 | 29
2022/23 | 263.25 | 92.25 | 20
2022/23 | 263.75 | 92.25 | 15
2022/23 | 264.25 | 92.25 | 28
2022/23 | 264.75 | 92.25 | 21
2022/23 | 265.25 | 92.25 | 21
2022/23 | 265.75 | 92.25 | 31
2022/23 | 266.25 | 92.25 | 18
2022/23 | 266.75 | 92.25 | 20
2022/23 | 267.25 | 92.25 | 20
2022/23 | 267.75 | 92.25 | 20
2022/23 | 268.25 | 92.25 | 18
2022/23 | 268.75 | 92.25 | 16
2022/23 | 269.25 | 92.25 | 14
2022/23 | 269.75 | 92.25 | 20
2022/23 | 270.25 | 92.25 | 16
2022/23 | 270.75 | 92.25 | 21
2022/23 | 271.25 | 92.25 | 18
2022/23 | 271.75 | 92.25 | 26
2022/23 | 272.25 | 92.25 | 12
2022/23 | 272.75 | 92.25 | 15
2022/23 | 273.25 | 92.25 | 18
2022/23 | 273.75 | 92.25 | 14
2022/23 | 274.25 | 92.25 | 14
2022/23 | 274.75 | 92.25 | 14
2022/23 | 275.25 | 92.25 | 24
2022/23 | 275.75 | 92.25 | 10
2022/23 | 276.25 | 92.25 | 16
2022/23 | 276.75 | 92.25 | 23
2022/23 | 277.25 | 92.25 | 11
2022/23 | 277.75 | 92.25 | 13
2022/23 | 278.25 | 92.25 | 13
2022/23 | 278.75 | 92.25 | 17
2022/23 | 279.25 | 92.25 | 15
2022/23 | 279.75 | 92.25 | 9
2022/23 | 280.25 | 92.25 | 12
2022/23 | 280.75 | 92.25 | 11
2022/23 | 281.25 | 92.25 | 14
2022/23 | 281.75 | 92.25 | 14
2022/23 | 282.25 | 92.25 | 19
2022/23 | 282.75 | 92.25 | 15
2022/23 | 283.25 | 92.25 | 21
2022/23 | 283.75 | 92.25 | 15
2022/23 | 284.25 | 92.25 | 14
2022/23 | 284.75 | 92.25 | 16
2022/23 | 285.25 | 92.25 | 14
2022/23 | 285.75 | 92.25 | 15
2022/23 | 286.25 | 92.25 | 14
2022/23 | 286.75 | 92.25 | 9
2022/23 | 287.25 | 92.25 | 14
2022/23 | 287.75 | 92.25 | 14
2022/23 | 288.25 | 92.25 | 8
2022/23 | 288.75 | 92.25 | 16
2022/23 | 289.25 | 92.25 | 16
2022/23 | 289.75 | 92.25 | 18
2022/23 | 290.25 | 92.25 | 13
2022/23 | 290.75 | 92.25 | 8
2022/23 | 291.25 | 92.25 | 13
2022/23 | 291.75 | 92.25 | 10
2022/23 | 292.25 | 92.25 | 10
2022/23 | 292.75 | 92.25 | 14
2022/23 | 293.25 | 92.25 | 16
2022/23 | 293.75 | 92.25 | 11
2022/23 | 294.25 | 92.25 | 14
2022/23 | 294.75 | 92.25 | 16
2022/23 | 295.25 | 92.25 | 7
2022/23 | 295.75 | 92.25 | 10
2022/23 | 296.25 | 92.25 | 6
2022/23 | 296.75 | 92.25 | 1
2022/23 | 297.25 | 92.25 | 6
2022/23 | 297.75 | 92.25 | 8
2022/23 | 298.25 | 92.25 | 9
2022/23 | 298.75 | 92.25 | 9
2022/23 | 299.25 | 92.25 | 11
2022/23 | 299.75 | 92.25 | 11
2022/23 | 300.25 | 92.25 | 11
2022/23 | 300.75 | 92.25 | 9
2022/23 | 301.25 | 92.25 | 8
2022/23 | 301.75 | 92.25 | 8
2022/23 | 302.25 | 92.25 | 8
2022/23 | 302.75 | 92.25 | 3
2022/23 | 303.25 | 92.25 | 5
2022/23 | 303.75 | 92.25 | 3
2022/23 | 304.25 | 92.25 | 10
2022/23 | 304.75 | 92.25 | 7
2022/23 | 305.25 | 92.25 | 6
2022/23 | 305.75 | 92.25 | 9
2022/23 | 306.25 | 92.25 | 11
2022/23 | 306.75 | 92.25 | 9
2022/23 | 307.25 | 92.25 | 6
2022/23 | 307.75 | 92.25 | 6
2022/23 | 308.25 | 92.25 | 5
2022/23 | 308.75 | 92.25 | 6
2022/23 | 309.25 | 92.25 | 4
2022/23 | 309.75 | 92.25 | 8
2022/23 | 310.25 | 92.25 | 7
2022/23 | 310.75 | 92.25 | 10
2022/23 | 311.25 | 92.25 | 6
2022/23 | 311.75 | 92.25 | 7
2022/23 | 312.25 | 92.25 | 7
2022/23 | 312.75 | 92.25 | 5
2022/23 | 313.25 | 92.25 | 7
2022/23 | 313.75 | 92.25 | 7
2022/23 | 314.25 | 92.25 | 7
2022/23 | 314.75 | 92.25 | 3
2022/23 | 315.25 | 92.25 | 7
2022/23 | 315.75 | 92.25 | 9
2022/23 | 316.25 | 92.25 | 6
2022/23 | 316.75 | 92.25 | 4
2022/23 | 317.25 | 92.25 | 5
2022/23 | 317.75 | 92.25 | 10
2022/23 | 318.25 | 92.25 | 6
2022/23 | 318.75 | 92.25 | 3
2022/23 | 319.25 | 92.25 | 6
2022/23 | 319.75 | 92.25 | 3
2022/23 | 320.25 | 92.25 | 4
2022/23 | 320.75 | 92.25 | 6
2022/23 | 321.25 | 92.25 | 4
2022/23 | 321.75 | 92.25 | 4
2022/23 | 322.25 | 92.25 | 11
2022/23 | 322.75 | 92.25 | 6
2022/23 | 323.25 | 92.25 | 7
2022/23 | 323.75 | 92.25 | 3
2022/23 | 324.25 | 92.25 | 3
2022/23 | 324.75 | 92.25 | 2
2022/23 | 325.25 | 92.25 | 3
2022/23 | 325.75 | 92.25 | 4
2022/23 | 326.25 | 92.25 | 3
2022/23 | 326.75 | 92.25 | 3
2022/23 | 327.25 | 92.25 | 6
2022/23 | 327.75 | 92.25 | 2
2022/23 | 328.25 | 92.25 | 3
2022/23 | 328.75 | 92.25 | 3
2022/23 | 329.25 | 92.25 | 4
2022/23 | 329.75 | 92.25 | 5
2022/23 | 330.25 | 92.25 | 3
2022/23 | 330.75 | 92.25 | 2
2022/23 | 331.25 | 92.25 | 3
2022/23 | 331.75 | 92.25 | 5
2022/23 | 332.25 | 92.25 | 2
2022/23 | 332.75 | 92.25 | 3
2022/23 | 333.25 | 92.25 | 7
2022/23 | 333.75 | 92.25 | 1
2022/23 | 334.25 | 92.25 | 3
2022/23 | 334.75 | 92.25 | 2
2022/23 | 335.25 | 92.25 | 1
2022/23 | 335.75 | 92.25 | 3
2022/23 | 336.25 | 92.25 | 1
2022/23 | 336.75 | 92.25 | 1
2022/23 | 337.25 | 92.25 | 2
2022/23 | 338.25 | 92.25 | 2
2022/23 | 338.75 | 92.25 | 7
2022/23 | 339.25 | 92.25 | 3
2022/23 | 339.75 | 92.25 | 2
2022/23 | 340.25 | 92.25 | 2
2022/23 | 340.75 | 92.25 | 6
2022/23 | 341.25 | 92.25 | 2
2022/23 | 341.75 | 92.25 | 3
2022/23 | 342.25 | 92.25 | 8
2022/23 | 342.75 | 92.25 | 1
2022/23 | 343.25 | 92.25 | 2
2022/23 | 344.25 | 92.25 | 4
2022/23 | 344.75 | 92.25 | 2
2022/23 | 345.25 | 92.25 | 1
2022/23 | 345.75 | 92.25 | 4
2022/23 | 346.25 | 92.25 | 1
2022/23 | 346.75 | 92.25 | 1
2022/23 | 347.25 | 92.25 | 1
2022/23 | 347.75 | 92.25 | 2
2022/23 | 348.75 | 92.25 | 3
2022/23 | 349.25 | 92.25 | 1
2022/23 | 349.75 | 92.25 | 2
2022/23 | 350.75 | 92.25 | 3
2022/23 | 351.25 | 92.25 | 6
2022/23 | 351.75 | 92.25 | 1
2022/23 | 352.25 | 92.25 | 2
2022/23 | 352.75 | 92.25 | 2
2022/23 | 353.25 | 92.25 | 3
2022/23 | 353.75 | 92.25 | 3
2022/23 | 354.25 | 92.25 | 1
2022/23 | 354.75 | 92.25 | 2
2022/23 | 355.75 | 92.25 | 2
2022/23 | 356.25 | 92.25 | 2
2022/23 | 356.75 | 92.25 | 3
2022/23 | 357.25 | 92.25 | 2
2022/23 | 357.75 | 92.25 | 1
2022/23 | 358.25 | 92.25 | 1
2022/23 | 358.75 | 92.25 | 3
2022/23 | 359.25 | 92.25 | 1
2022/23 | 359.75 | 92.25 | 1
2022/23 | 360.75 | 92.25 | 2
2022/23 | 361.25 | 92.25 | 1
2022/23 | 361.75 | 92.25 | 1
2022/23 | 362.25 | 92.25 | 2
2022/23 | 363.25 | 92.25 | 4
2022/23 | 363.75 | 92.25 | 1
2022/23 | 364.75 | 92.25 | 3
2022/23 | 365.25 | 92.25 | 1
2022/23 | 365.75 | 92.25 | 1
2022/23 | 367.25 | 92.25 | 1
2022/23 | 367.75 | 92.25 | 2
2022/23 | 370.25 | 92.25 | 1
2022/23 | 370.75 | 92.25 | 1
2022/23 | 372.25 | 92.25 | 1
2022/23 | 372.75 | 92.25 | 1
2022/23 | 375.25 | 92.25 | 1
2022/23 | 379.25 | 92.25 | 1
2022/23 | 381.25 | 92.25 | 1
2022/23 | 381.75 | 92.25 | 1
2022/23 | 382.75 | 92.25 | 1
2022/23 | 383.75 | 92.25 | 1
2022/23 | 384.75 | 92.25 | 1
2022/23 | 386.25 | 92.25 | 1
2022/23 | 391.25 | 92.25 | 1
2022/23 | 395.75 | 92.25 | 1
2022/23 | 399.75 | 92.25 | 1
2022/23 | 400.25 | 92.25 | 1
2022/23 | 401.75 | 92.25 | 1
2022/23 | 403.75 | 92.25 | 1
2022/23 | 405.25 | 92.25 | 2
2022/23 | 405.75 | 92.25 | 1
2022/23 | 406.25 | 92.25 | 1
2022/23 | 407.25 | 92.25 | 1
2022/23 | 429.75 | 92.25 | 1
2022/23 | 439.75 | 92.25 | 1
2022/23 | 128.25 | 92.75 | 2
2022/23 | 130.25 | 92.75 | 1
2022/23 | 133.75 | 92.75 | 1
2022/23 | 134.25 | 92.75 | 1
2022/23 | 134.75 | 92.75 | 1
2022/23 | 135.25 | 92.75 | 1
2022/23 | 136.75 | 92.75 | 1
2022/23 | 137.75 | 92.75 | 1
2022/23 | 138.25 | 92.75 | 1
2022/23 | 138.75 | 92.75 | 1
2022/23 | 139.25 | 92.75 | 1
2022/23 | 140.25 | 92.75 | 3
2022/23 | 141.75 | 92.75 | 2
2022/23 | 142.25 | 92.75 | 4
2022/23 | 142.75 | 92.75 | 4
2022/23 | 143.25 | 92.75 | 4
2022/23 | 143.75 | 92.75 | 1
2022/23 | 144.25 | 92.75 | 3
2022/23 | 144.75 | 92.75 | 5
2022/23 | 145.25 | 92.75 | 3
2022/23 | 145.75 | 92.75 | 6
2022/23 | 146.25 | 92.75 | 4
2022/23 | 146.75 | 92.75 | 7
2022/23 | 147.25 | 92.75 | 6
2022/23 | 147.75 | 92.75 | 4
2022/23 | 148.25 | 92.75 | 8
2022/23 | 148.75 | 92.75 | 9
2022/23 | 149.25 | 92.75 | 7
2022/23 | 149.75 | 92.75 | 8
2022/23 | 150.25 | 92.75 | 8
2022/23 | 150.75 | 92.75 | 13
2022/23 | 151.25 | 92.75 | 16
2022/23 | 151.75 | 92.75 | 15
2022/23 | 152.25 | 92.75 | 17
2022/23 | 152.75 | 92.75 | 14
2022/23 | 153.25 | 92.75 | 16
2022/23 | 153.75 | 92.75 | 20
2022/23 | 154.25 | 92.75 | 24
2022/23 | 154.75 | 92.75 | 24
2022/23 | 155.25 | 92.75 | 16
2022/23 | 155.75 | 92.75 | 18
2022/23 | 156.25 | 92.75 | 30
2022/23 | 156.75 | 92.75 | 30
2022/23 | 157.25 | 92.75 | 24
2022/23 | 157.75 | 92.75 | 22
2022/23 | 158.25 | 92.75 | 30
2022/23 | 158.75 | 92.75 | 34
2022/23 | 159.25 | 92.75 | 30
2022/23 | 159.75 | 92.75 | 42
2022/23 | 160.25 | 92.75 | 43
2022/23 | 160.75 | 92.75 | 39
2022/23 | 161.25 | 92.75 | 39
2022/23 | 161.75 | 92.75 | 53
2022/23 | 162.25 | 92.75 | 48
2022/23 | 162.75 | 92.75 | 54
2022/23 | 163.25 | 92.75 | 40
2022/23 | 163.75 | 92.75 | 44
2022/23 | 164.25 | 92.75 | 49
2022/23 | 164.75 | 92.75 | 72
2022/23 | 165.25 | 92.75 | 70
2022/23 | 165.75 | 92.75 | 73
2022/23 | 166.25 | 92.75 | 57
2022/23 | 166.75 | 92.75 | 68
2022/23 | 167.25 | 92.75 | 75
2022/23 | 167.75 | 92.75 | 85
2022/23 | 168.25 | 92.75 | 77
2022/23 | 168.75 | 92.75 | 76
2022/23 | 169.25 | 92.75 | 95
2022/23 | 169.75 | 92.75 | 86
2022/23 | 170.25 | 92.75 | 99
2022/23 | 170.75 | 92.75 | 92
2022/23 | 171.25 | 92.75 | 81
2022/23 | 171.75 | 92.75 | 108
2022/23 | 172.25 | 92.75 | 106
2022/23 | 172.75 | 92.75 | 115
2022/23 | 173.25 | 92.75 | 114
2022/23 | 173.75 | 92.75 | 109
2022/23 | 174.25 | 92.75 | 113
2022/23 | 174.75 | 92.75 | 111
2022/23 | 175.25 | 92.75 | 95
2022/23 | 175.75 | 92.75 | 116
2022/23 | 176.25 | 92.75 | 127
2022/23 | 176.75 | 92.75 | 127
2022/23 | 177.25 | 92.75 | 123
2022/23 | 177.75 | 92.75 | 105
2022/23 | 178.25 | 92.75 | 121
2022/23 | 178.75 | 92.75 | 144
2022/23 | 179.25 | 92.75 | 150
2022/23 | 179.75 | 92.75 | 120
2022/23 | 180.25 | 92.75 | 146
2022/23 | 180.75 | 92.75 | 151
2022/23 | 181.25 | 92.75 | 141
2022/23 | 181.75 | 92.75 | 144
2022/23 | 182.25 | 92.75 | 124
2022/23 | 182.75 | 92.75 | 143
2022/23 | 183.25 | 92.75 | 175
2022/23 | 183.75 | 92.75 | 169
2022/23 | 184.25 | 92.75 | 135
2022/23 | 184.75 | 92.75 | 143
2022/23 | 185.25 | 92.75 | 147
2022/23 | 185.75 | 92.75 | 147
2022/23 | 186.25 | 92.75 | 143
2022/23 | 186.75 | 92.75 | 152
2022/23 | 187.25 | 92.75 | 155
2022/23 | 187.75 | 92.75 | 167
2022/23 | 188.25 | 92.75 | 135
2022/23 | 188.75 | 92.75 | 186
2022/23 | 189.25 | 92.75 | 150
2022/23 | 189.75 | 92.75 | 156
2022/23 | 190.25 | 92.75 | 150
2022/23 | 190.75 | 92.75 | 139
2022/23 | 191.25 | 92.75 | 148
2022/23 | 191.75 | 92.75 | 163
2022/23 | 192.25 | 92.75 | 156
2022/23 | 192.75 | 92.75 | 194
2022/23 | 193.25 | 92.75 | 140
2022/23 | 193.75 | 92.75 | 154
2022/23 | 194.25 | 92.75 | 145
2022/23 | 194.75 | 92.75 | 147
2022/23 | 195.25 | 92.75 | 139
2022/23 | 195.75 | 92.75 | 121
2022/23 | 196.25 | 92.75 | 172
2022/23 | 196.75 | 92.75 | 168
2022/23 | 197.25 | 92.75 | 151
2022/23 | 197.75 | 92.75 | 158
2022/23 | 198.25 | 92.75 | 156
2022/23 | 198.75 | 92.75 | 130
2022/23 | 199.25 | 92.75 | 156
2022/23 | 199.75 | 92.75 | 148
2022/23 | 200.25 | 92.75 | 142
2022/23 | 200.75 | 92.75 | 150
2022/23 | 201.25 | 92.75 | 137
2022/23 | 201.75 | 92.75 | 172
2022/23 | 202.25 | 92.75 | 120
2022/23 | 202.75 | 92.75 | 127
2022/23 | 203.25 | 92.75 | 129
2022/23 | 203.75 | 92.75 | 134
2022/23 | 204.25 | 92.75 | 146
2022/23 | 204.75 | 92.75 | 126
2022/23 | 205.25 | 92.75 | 123
2022/23 | 205.75 | 92.75 | 128
2022/23 | 206.25 | 92.75 | 126
2022/23 | 206.75 | 92.75 | 120
2022/23 | 207.25 | 92.75 | 133
2022/23 | 207.75 | 92.75 | 113
2022/23 | 208.25 | 92.75 | 110
2022/23 | 208.75 | 92.75 | 146
2022/23 | 209.25 | 92.75 | 110
2022/23 | 209.75 | 92.75 | 113
2022/23 | 210.25 | 92.75 | 111
2022/23 | 210.75 | 92.75 | 112
2022/23 | 211.25 | 92.75 | 97
2022/23 | 211.75 | 92.75 | 114
2022/23 | 212.25 | 92.75 | 114
2022/23 | 212.75 | 92.75 | 112
2022/23 | 213.25 | 92.75 | 95
2022/23 | 213.75 | 92.75 | 106
2022/23 | 214.25 | 92.75 | 115
2022/23 | 214.75 | 92.75 | 96
2022/23 | 215.25 | 92.75 | 97
2022/23 | 215.75 | 92.75 | 85
2022/23 | 216.25 | 92.75 | 107
2022/23 | 216.75 | 92.75 | 106
2022/23 | 217.25 | 92.75 | 88
2022/23 | 217.75 | 92.75 | 100
2022/23 | 218.25 | 92.75 | 95
2022/23 | 218.75 | 92.75 | 86
2022/23 | 219.25 | 92.75 | 92
2022/23 | 219.75 | 92.75 | 89
2022/23 | 220.25 | 92.75 | 94
2022/23 | 220.75 | 92.75 | 86
2022/23 | 221.25 | 92.75 | 103
2022/23 | 221.75 | 92.75 | 105
2022/23 | 222.25 | 92.75 | 78
2022/23 | 222.75 | 92.75 | 84
2022/23 | 223.25 | 92.75 | 95
2022/23 | 223.75 | 92.75 | 77
2022/23 | 224.25 | 92.75 | 82
2022/23 | 224.75 | 92.75 | 71
2022/23 | 225.25 | 92.75 | 68
2022/23 | 225.75 | 92.75 | 86
2022/23 | 226.25 | 92.75 | 76
2022/23 | 226.75 | 92.75 | 73
2022/23 | 227.25 | 92.75 | 64
2022/23 | 227.75 | 92.75 | 60
2022/23 | 228.25 | 92.75 | 74
2022/23 | 228.75 | 92.75 | 76
2022/23 | 229.25 | 92.75 | 78
2022/23 | 229.75 | 92.75 | 59
2022/23 | 230.25 | 92.75 | 62
2022/23 | 230.75 | 92.75 | 60
2022/23 | 231.25 | 92.75 | 80
2022/23 | 231.75 | 92.75 | 56
2022/23 | 232.25 | 92.75 | 54
2022/23 | 232.75 | 92.75 | 52
2022/23 | 233.25 | 92.75 | 63
2022/23 | 233.75 | 92.75 | 56
2022/23 | 234.25 | 92.75 | 60
2022/23 | 234.75 | 92.75 | 57
2022/23 | 235.25 | 92.75 | 45
2022/23 | 235.75 | 92.75 | 55
2022/23 | 236.25 | 92.75 | 58
2022/23 | 236.75 | 92.75 | 55
2022/23 | 237.25 | 92.75 | 45
2022/23 | 237.75 | 92.75 | 45
2022/23 | 238.25 | 92.75 | 49
2022/23 | 238.75 | 92.75 | 49
2022/23 | 239.25 | 92.75 | 48
2022/23 | 239.75 | 92.75 | 45
2022/23 | 240.25 | 92.75 | 45
2022/23 | 240.75 | 92.75 | 64
2022/23 | 241.25 | 92.75 | 44
2022/23 | 241.75 | 92.75 | 43
2022/23 | 242.25 | 92.75 | 41
2022/23 | 242.75 | 92.75 | 36
2022/23 | 243.25 | 92.75 | 46
2022/23 | 243.75 | 92.75 | 40
2022/23 | 244.25 | 92.75 | 39
2022/23 | 244.75 | 92.75 | 45
2022/23 | 245.25 | 92.75 | 33
2022/23 | 245.75 | 92.75 | 53
2022/23 | 246.25 | 92.75 | 43
2022/23 | 246.75 | 92.75 | 41
2022/23 | 247.25 | 92.75 | 33
2022/23 | 247.75 | 92.75 | 39
2022/23 | 248.25 | 92.75 | 32
2022/23 | 248.75 | 92.75 | 39
2022/23 | 249.25 | 92.75 | 43
2022/23 | 249.75 | 92.75 | 40
2022/23 | 250.25 | 92.75 | 52
2022/23 | 250.75 | 92.75 | 29
2022/23 | 251.25 | 92.75 | 32
2022/23 | 251.75 | 92.75 | 35
2022/23 | 252.25 | 92.75 | 23
2022/23 | 252.75 | 92.75 | 32
2022/23 | 253.25 | 92.75 | 32
2022/23 | 253.75 | 92.75 | 26
2022/23 | 254.25 | 92.75 | 33
2022/23 | 254.75 | 92.75 | 32
2022/23 | 255.25 | 92.75 | 35
2022/23 | 255.75 | 92.75 | 33
2022/23 | 256.25 | 92.75 | 32
2022/23 | 256.75 | 92.75 | 32
2022/23 | 257.25 | 92.75 | 26
2022/23 | 257.75 | 92.75 | 22
2022/23 | 258.25 | 92.75 | 32
2022/23 | 258.75 | 92.75 | 33
2022/23 | 259.25 | 92.75 | 37
2022/23 | 259.75 | 92.75 | 29
2022/23 | 260.25 | 92.75 | 19
2022/23 | 260.75 | 92.75 | 27
2022/23 | 261.25 | 92.75 | 21
2022/23 | 261.75 | 92.75 | 29
2022/23 | 262.25 | 92.75 | 16
2022/23 | 262.75 | 92.75 | 27
2022/23 | 263.25 | 92.75 | 21
2022/23 | 263.75 | 92.75 | 26
2022/23 | 264.25 | 92.75 | 30
2022/23 | 264.75 | 92.75 | 24
2022/23 | 265.25 | 92.75 | 27
2022/23 | 265.75 | 92.75 | 33
2022/23 | 266.25 | 92.75 | 28
2022/23 | 266.75 | 92.75 | 25
2022/23 | 267.25 | 92.75 | 19
2022/23 | 267.75 | 92.75 | 32
2022/23 | 268.25 | 92.75 | 22
2022/23 | 268.75 | 92.75 | 12
2022/23 | 269.25 | 92.75 | 21
2022/23 | 269.75 | 92.75 | 20
2022/23 | 270.25 | 92.75 | 19
2022/23 | 270.75 | 92.75 | 30
2022/23 | 271.25 | 92.75 | 24
2022/23 | 271.75 | 92.75 | 16
2022/23 | 272.25 | 92.75 | 22
2022/23 | 272.75 | 92.75 | 22
2022/23 | 273.25 | 92.75 | 20
2022/23 | 273.75 | 92.75 | 24
2022/23 | 274.25 | 92.75 | 17
2022/23 | 274.75 | 92.75 | 23
2022/23 | 275.25 | 92.75 | 10
2022/23 | 275.75 | 92.75 | 19
2022/23 | 276.25 | 92.75 | 9
2022/23 | 276.75 | 92.75 | 19
2022/23 | 277.25 | 92.75 | 18
2022/23 | 277.75 | 92.75 | 19
2022/23 | 278.25 | 92.75 | 20
2022/23 | 278.75 | 92.75 | 22
2022/23 | 279.25 | 92.75 | 18
2022/23 | 279.75 | 92.75 | 17
2022/23 | 280.25 | 92.75 | 17
2022/23 | 280.75 | 92.75 | 18
2022/23 | 281.25 | 92.75 | 17
2022/23 | 281.75 | 92.75 | 20
2022/23 | 282.25 | 92.75 | 12
2022/23 | 282.75 | 92.75 | 10
2022/23 | 283.25 | 92.75 | 14
2022/23 | 283.75 | 92.75 | 16
2022/23 | 284.25 | 92.75 | 15
2022/23 | 284.75 | 92.75 | 17
2022/23 | 285.25 | 92.75 | 6
2022/23 | 285.75 | 92.75 | 9
2022/23 | 286.25 | 92.75 | 13
2022/23 | 286.75 | 92.75 | 13
2022/23 | 287.25 | 92.75 | 9
2022/23 | 287.75 | 92.75 | 11
2022/23 | 288.25 | 92.75 | 16
2022/23 | 288.75 | 92.75 | 11
2022/23 | 289.25 | 92.75 | 15
2022/23 | 289.75 | 92.75 | 4
2022/23 | 290.25 | 92.75 | 10
2022/23 | 290.75 | 92.75 | 8
2022/23 | 291.25 | 92.75 | 11
2022/23 | 291.75 | 92.75 | 13
2022/23 | 292.25 | 92.75 | 7
2022/23 | 292.75 | 92.75 | 15
2022/23 | 293.25 | 92.75 | 14
2022/23 | 293.75 | 92.75 | 9
2022/23 | 294.25 | 92.75 | 14
2022/23 | 294.75 | 92.75 | 12
2022/23 | 295.25 | 92.75 | 11
2022/23 | 295.75 | 92.75 | 9
2022/23 | 296.25 | 92.75 | 7
2022/23 | 296.75 | 92.75 | 5
2022/23 | 297.25 | 92.75 | 14
2022/23 | 297.75 | 92.75 | 10
2022/23 | 298.25 | 92.75 | 4
2022/23 | 298.75 | 92.75 | 14
2022/23 | 299.25 | 92.75 | 10
2022/23 | 299.75 | 92.75 | 6
2022/23 | 300.25 | 92.75 | 13
2022/23 | 300.75 | 92.75 | 11
2022/23 | 301.25 | 92.75 | 12
2022/23 | 301.75 | 92.75 | 18
2022/23 | 302.25 | 92.75 | 8
2022/23 | 302.75 | 92.75 | 7
2022/23 | 303.25 | 92.75 | 5
2022/23 | 303.75 | 92.75 | 12
2022/23 | 304.25 | 92.75 | 13
2022/23 | 304.75 | 92.75 | 5
2022/23 | 305.25 | 92.75 | 9
2022/23 | 305.75 | 92.75 | 7
2022/23 | 306.25 | 92.75 | 4
2022/23 | 306.75 | 92.75 | 10
2022/23 | 307.25 | 92.75 | 11
2022/23 | 307.75 | 92.75 | 9
2022/23 | 308.25 | 92.75 | 6
2022/23 | 308.75 | 92.75 | 9
2022/23 | 309.25 | 92.75 | 4
2022/23 | 309.75 | 92.75 | 9
2022/23 | 310.25 | 92.75 | 3
2022/23 | 310.75 | 92.75 | 9
2022/23 | 311.25 | 92.75 | 7
2022/23 | 311.75 | 92.75 | 11
2022/23 | 312.25 | 92.75 | 7
2022/23 | 312.75 | 92.75 | 9
2022/23 | 313.25 | 92.75 | 12
2022/23 | 313.75 | 92.75 | 5
2022/23 | 314.25 | 92.75 | 10
2022/23 | 314.75 | 92.75 | 5
2022/23 | 315.25 | 92.75 | 7
2022/23 | 315.75 | 92.75 | 7
2022/23 | 316.25 | 92.75 | 5
2022/23 | 316.75 | 92.75 | 3
2022/23 | 317.25 | 92.75 | 5
2022/23 | 317.75 | 92.75 | 7
2022/23 | 318.25 | 92.75 | 9
2022/23 | 318.75 | 92.75 | 7
2022/23 | 319.25 | 92.75 | 2
2022/23 | 319.75 | 92.75 | 4
2022/23 | 320.25 | 92.75 | 4
2022/23 | 320.75 | 92.75 | 3
2022/23 | 321.25 | 92.75 | 5
2022/23 | 321.75 | 92.75 | 7
2022/23 | 322.25 | 92.75 | 8
2022/23 | 322.75 | 92.75 | 3
2022/23 | 323.25 | 92.75 | 8
2022/23 | 323.75 | 92.75 | 2
2022/23 | 324.25 | 92.75 | 5
2022/23 | 324.75 | 92.75 | 5
2022/23 | 325.25 | 92.75 | 5
2022/23 | 325.75 | 92.75 | 5
2022/23 | 326.25 | 92.75 | 1
2022/23 | 326.75 | 92.75 | 6
2022/23 | 327.25 | 92.75 | 3
2022/23 | 327.75 | 92.75 | 3
2022/23 | 328.25 | 92.75 | 6
2022/23 | 328.75 | 92.75 | 3
2022/23 | 329.25 | 92.75 | 4
2022/23 | 329.75 | 92.75 | 2
2022/23 | 330.25 | 92.75 | 3
2022/23 | 330.75 | 92.75 | 3
2022/23 | 331.25 | 92.75 | 2
2022/23 | 331.75 | 92.75 | 4
2022/23 | 332.25 | 92.75 | 1
2022/23 | 332.75 | 92.75 | 1
2022/23 | 333.25 | 92.75 | 2
2022/23 | 333.75 | 92.75 | 4
2022/23 | 334.25 | 92.75 | 1
2022/23 | 334.75 | 92.75 | 3
2022/23 | 335.25 | 92.75 | 1
2022/23 | 335.75 | 92.75 | 2
2022/23 | 336.25 | 92.75 | 2
2022/23 | 336.75 | 92.75 | 5
2022/23 | 337.25 | 92.75 | 2
2022/23 | 337.75 | 92.75 | 3
2022/23 | 338.25 | 92.75 | 3
2022/23 | 338.75 | 92.75 | 3
2022/23 | 339.25 | 92.75 | 2
2022/23 | 339.75 | 92.75 | 5
2022/23 | 340.25 | 92.75 | 6
2022/23 | 340.75 | 92.75 | 5
2022/23 | 341.25 | 92.75 | 2
2022/23 | 341.75 | 92.75 | 4
2022/23 | 342.25 | 92.75 | 5
2022/23 | 343.75 | 92.75 | 4
2022/23 | 344.25 | 92.75 | 5
2022/23 | 344.75 | 92.75 | 1
2022/23 | 345.25 | 92.75 | 2
2022/23 | 345.75 | 92.75 | 1
2022/23 | 346.25 | 92.75 | 3
2022/23 | 346.75 | 92.75 | 2
2022/23 | 347.25 | 92.75 | 4
2022/23 | 347.75 | 92.75 | 1
2022/23 | 349.25 | 92.75 | 1
2022/23 | 349.75 | 92.75 | 2
2022/23 | 350.75 | 92.75 | 4
2022/23 | 351.75 | 92.75 | 1
2022/23 | 352.25 | 92.75 | 1
2022/23 | 352.75 | 92.75 | 2
2022/23 | 353.25 | 92.75 | 1
2022/23 | 353.75 | 92.75 | 2
2022/23 | 354.75 | 92.75 | 2
2022/23 | 355.75 | 92.75 | 2
2022/23 | 357.75 | 92.75 | 1
2022/23 | 358.25 | 92.75 | 2
2022/23 | 359.75 | 92.75 | 1
2022/23 | 360.25 | 92.75 | 1
2022/23 | 360.75 | 92.75 | 1
2022/23 | 361.25 | 92.75 | 1
2022/23 | 361.75 | 92.75 | 2
2022/23 | 362.25 | 92.75 | 2
2022/23 | 362.75 | 92.75 | 2
2022/23 | 363.25 | 92.75 | 2
2022/23 | 363.75 | 92.75 | 1
2022/23 | 364.75 | 92.75 | 1
2022/23 | 365.75 | 92.75 | 2
2022/23 | 367.25 | 92.75 | 1
2022/23 | 368.75 | 92.75 | 1
2022/23 | 369.75 | 92.75 | 2
2022/23 | 371.25 | 92.75 | 1
2022/23 | 371.75 | 92.75 | 2
2022/23 | 372.25 | 92.75 | 1
2022/23 | 373.25 | 92.75 | 3
2022/23 | 375.75 | 92.75 | 1
2022/23 | 377.75 | 92.75 | 1
2022/23 | 380.25 | 92.75 | 1
2022/23 | 380.75 | 92.75 | 1
2022/23 | 381.25 | 92.75 | 1
2022/23 | 381.75 | 92.75 | 2
2022/23 | 383.25 | 92.75 | 1
2022/23 | 385.25 | 92.75 | 1
2022/23 | 387.25 | 92.75 | 1
2022/23 | 389.75 | 92.75 | 2
2022/23 | 392.25 | 92.75 | 1
2022/23 | 395.25 | 92.75 | 1
2022/23 | 397.25 | 92.75 | 1
2022/23 | 400.75 | 92.75 | 1
2022/23 | 409.75 | 92.75 | 2
2022/23 | 414.25 | 92.75 | 1
2022/23 | 416.75 | 92.75 | 1
2022/23 | 129.25 | 93.25 | 1
2022/23 | 130.25 | 93.25 | 1
2022/23 | 132.25 | 93.25 | 2
2022/23 | 135.75 | 93.25 | 2
2022/23 | 136.25 | 93.25 | 1
2022/23 | 136.75 | 93.25 | 2
2022/23 | 137.25 | 93.25 | 1
2022/23 | 138.25 | 93.25 | 1
2022/23 | 138.75 | 93.25 | 3
2022/23 | 139.25 | 93.25 | 2
2022/23 | 140.25 | 93.25 | 1
2022/23 | 140.75 | 93.25 | 2
2022/23 | 141.25 | 93.25 | 1
2022/23 | 141.75 | 93.25 | 1
2022/23 | 142.25 | 93.25 | 6
2022/23 | 142.75 | 93.25 | 4
2022/23 | 143.25 | 93.25 | 2
2022/23 | 143.75 | 93.25 | 2
2022/23 | 144.25 | 93.25 | 7
2022/23 | 144.75 | 93.25 | 6
2022/23 | 145.25 | 93.25 | 5
2022/23 | 145.75 | 93.25 | 5
2022/23 | 146.25 | 93.25 | 4
2022/23 | 146.75 | 93.25 | 7
2022/23 | 147.25 | 93.25 | 6
2022/23 | 147.75 | 93.25 | 9
2022/23 | 148.25 | 93.25 | 4
2022/23 | 148.75 | 93.25 | 7
2022/23 | 149.25 | 93.25 | 5
2022/23 | 149.75 | 93.25 | 6
2022/23 | 150.25 | 93.25 | 8
2022/23 | 150.75 | 93.25 | 11
2022/23 | 151.25 | 93.25 | 11
2022/23 | 151.75 | 93.25 | 14
2022/23 | 152.25 | 93.25 | 14
2022/23 | 152.75 | 93.25 | 16
2022/23 | 153.25 | 93.25 | 19
2022/23 | 153.75 | 93.25 | 14
2022/23 | 154.25 | 93.25 | 22
2022/23 | 154.75 | 93.25 | 11
2022/23 | 155.25 | 93.25 | 19
2022/23 | 155.75 | 93.25 | 33
2022/23 | 156.25 | 93.25 | 20
2022/23 | 156.75 | 93.25 | 34
2022/23 | 157.25 | 93.25 | 26
2022/23 | 157.75 | 93.25 | 26
2022/23 | 158.25 | 93.25 | 31
2022/23 | 158.75 | 93.25 | 35
2022/23 | 159.25 | 93.25 | 25
2022/23 | 159.75 | 93.25 | 36
2022/23 | 160.25 | 93.25 | 33
2022/23 | 160.75 | 93.25 | 48
2022/23 | 161.25 | 93.25 | 44
2022/23 | 161.75 | 93.25 | 31
2022/23 | 162.25 | 93.25 | 43
2022/23 | 162.75 | 93.25 | 35
2022/23 | 163.25 | 93.25 | 47
2022/23 | 163.75 | 93.25 | 58
2022/23 | 164.25 | 93.25 | 57
2022/23 | 164.75 | 93.25 | 68
2022/23 | 165.25 | 93.25 | 52
2022/23 | 165.75 | 93.25 | 74
2022/23 | 166.25 | 93.25 | 74
2022/23 | 166.75 | 93.25 | 73
2022/23 | 167.25 | 93.25 | 66
2022/23 | 167.75 | 93.25 | 70
2022/23 | 168.25 | 93.25 | 83
2022/23 | 168.75 | 93.25 | 79
2022/23 | 169.25 | 93.25 | 85
2022/23 | 169.75 | 93.25 | 83
2022/23 | 170.25 | 93.25 | 84
2022/23 | 170.75 | 93.25 | 105
2022/23 | 171.25 | 93.25 | 104
2022/23 | 171.75 | 93.25 | 92
2022/23 | 172.25 | 93.25 | 93
2022/23 | 172.75 | 93.25 | 99
2022/23 | 173.25 | 93.25 | 114
2022/23 | 173.75 | 93.25 | 115
2022/23 | 174.25 | 93.25 | 97
2022/23 | 174.75 | 93.25 | 108
2022/23 | 175.25 | 93.25 | 107
2022/23 | 175.75 | 93.25 | 112
2022/23 | 176.25 | 93.25 | 110
2022/23 | 176.75 | 93.25 | 101
2022/23 | 177.25 | 93.25 | 98
2022/23 | 177.75 | 93.25 | 118
2022/23 | 178.25 | 93.25 | 131
2022/23 | 178.75 | 93.25 | 146
2022/23 | 179.25 | 93.25 | 103
2022/23 | 179.75 | 93.25 | 137
2022/23 | 180.25 | 93.25 | 135
2022/23 | 180.75 | 93.25 | 138
2022/23 | 181.25 | 93.25 | 133
2022/23 | 181.75 | 93.25 | 141
2022/23 | 182.25 | 93.25 | 136
2022/23 | 182.75 | 93.25 | 135
2022/23 | 183.25 | 93.25 | 141
2022/23 | 183.75 | 93.25 | 129
2022/23 | 184.25 | 93.25 | 150
2022/23 | 184.75 | 93.25 | 138
2022/23 | 185.25 | 93.25 | 160
2022/23 | 185.75 | 93.25 | 155
2022/23 | 186.25 | 93.25 | 163
2022/23 | 186.75 | 93.25 | 141
2022/23 | 187.25 | 93.25 | 158
2022/23 | 187.75 | 93.25 | 158
2022/23 | 188.25 | 93.25 | 162
2022/23 | 188.75 | 93.25 | 152
2022/23 | 189.25 | 93.25 | 168
2022/23 | 189.75 | 93.25 | 149
2022/23 | 190.25 | 93.25 | 166
2022/23 | 190.75 | 93.25 | 160
2022/23 | 191.25 | 93.25 | 160
2022/23 | 191.75 | 93.25 | 153
2022/23 | 192.25 | 93.25 | 157
2022/23 | 192.75 | 93.25 | 138
2022/23 | 193.25 | 93.25 | 147
2022/23 | 193.75 | 93.25 | 171
2022/23 | 194.25 | 93.25 | 191
2022/23 | 194.75 | 93.25 | 148
2022/23 | 195.25 | 93.25 | 151
2022/23 | 195.75 | 93.25 | 153
2022/23 | 196.25 | 93.25 | 171
2022/23 | 196.75 | 93.25 | 138
2022/23 | 197.25 | 93.25 | 146
2022/23 | 197.75 | 93.25 | 148
2022/23 | 198.25 | 93.25 | 142
2022/23 | 198.75 | 93.25 | 139
2022/23 | 199.25 | 93.25 | 153
2022/23 | 199.75 | 93.25 | 154
2022/23 | 200.25 | 93.25 | 142
2022/23 | 200.75 | 93.25 | 139
2022/23 | 201.25 | 93.25 | 142
2022/23 | 201.75 | 93.25 | 135
2022/23 | 202.25 | 93.25 | 125
2022/23 | 202.75 | 93.25 | 137
2022/23 | 203.25 | 93.25 | 147
2022/23 | 203.75 | 93.25 | 143
2022/23 | 204.25 | 93.25 | 145
2022/23 | 204.75 | 93.25 | 122
2022/23 | 205.25 | 93.25 | 141
2022/23 | 205.75 | 93.25 | 137
2022/23 | 206.25 | 93.25 | 136
2022/23 | 206.75 | 93.25 | 156
2022/23 | 207.25 | 93.25 | 141
2022/23 | 207.75 | 93.25 | 130
2022/23 | 208.25 | 93.25 | 117
2022/23 | 208.75 | 93.25 | 122
2022/23 | 209.25 | 93.25 | 107
2022/23 | 209.75 | 93.25 | 119
2022/23 | 210.25 | 93.25 | 119
2022/23 | 210.75 | 93.25 | 118
2022/23 | 211.25 | 93.25 | 132
2022/23 | 211.75 | 93.25 | 103
2022/23 | 212.25 | 93.25 | 100
2022/23 | 212.75 | 93.25 | 117
2022/23 | 213.25 | 93.25 | 123
2022/23 | 213.75 | 93.25 | 120
2022/23 | 214.25 | 93.25 | 126
2022/23 | 214.75 | 93.25 | 105
2022/23 | 215.25 | 93.25 | 108
2022/23 | 215.75 | 93.25 | 104
2022/23 | 216.25 | 93.25 | 100
2022/23 | 216.75 | 93.25 | 109
2022/23 | 217.25 | 93.25 | 78
2022/23 | 217.75 | 93.25 | 108
2022/23 | 218.25 | 93.25 | 104
2022/23 | 218.75 | 93.25 | 103
2022/23 | 219.25 | 93.25 | 86
2022/23 | 219.75 | 93.25 | 84
2022/23 | 220.25 | 93.25 | 81
2022/23 | 220.75 | 93.25 | 93
2022/23 | 221.25 | 93.25 | 103
2022/23 | 221.75 | 93.25 | 89
2022/23 | 222.25 | 93.25 | 97
2022/23 | 222.75 | 93.25 | 89
2022/23 | 223.25 | 93.25 | 84
2022/23 | 223.75 | 93.25 | 83
2022/23 | 224.25 | 93.25 | 67
2022/23 | 224.75 | 93.25 | 68
2022/23 | 225.25 | 93.25 | 84
2022/23 | 225.75 | 93.25 | 81
2022/23 | 226.25 | 93.25 | 78
2022/23 | 226.75 | 93.25 | 70
2022/23 | 227.25 | 93.25 | 75
2022/23 | 227.75 | 93.25 | 60
2022/23 | 228.25 | 93.25 | 65
2022/23 | 228.75 | 93.25 | 72
2022/23 | 229.25 | 93.25 | 83
2022/23 | 229.75 | 93.25 | 59
2022/23 | 230.25 | 93.25 | 63
2022/23 | 230.75 | 93.25 | 64
2022/23 | 231.25 | 93.25 | 65
2022/23 | 231.75 | 93.25 | 71
2022/23 | 232.25 | 93.25 | 44
2022/23 | 232.75 | 93.25 | 60
2022/23 | 233.25 | 93.25 | 76
2022/23 | 233.75 | 93.25 | 68
2022/23 | 234.25 | 93.25 | 63
2022/23 | 234.75 | 93.25 | 56
2022/23 | 235.25 | 93.25 | 54
2022/23 | 235.75 | 93.25 | 56
2022/23 | 236.25 | 93.25 | 67
2022/23 | 236.75 | 93.25 | 49
2022/23 | 237.25 | 93.25 | 50
2022/23 | 237.75 | 93.25 | 58
2022/23 | 238.25 | 93.25 | 44
2022/23 | 238.75 | 93.25 | 69
2022/23 | 239.25 | 93.25 | 45
2022/23 | 239.75 | 93.25 | 54
2022/23 | 240.25 | 93.25 | 45
2022/23 | 240.75 | 93.25 | 60
2022/23 | 241.25 | 93.25 | 58
2022/23 | 241.75 | 93.25 | 59
2022/23 | 242.25 | 93.25 | 63
2022/23 | 242.75 | 93.25 | 55
2022/23 | 243.25 | 93.25 | 32
2022/23 | 243.75 | 93.25 | 42
2022/23 | 244.25 | 93.25 | 44
2022/23 | 244.75 | 93.25 | 26
2022/23 | 245.25 | 93.25 | 47
2022/23 | 245.75 | 93.25 | 39
2022/23 | 246.25 | 93.25 | 33
2022/23 | 246.75 | 93.25 | 41
2022/23 | 247.25 | 93.25 | 44
2022/23 | 247.75 | 93.25 | 37
2022/23 | 248.25 | 93.25 | 35
2022/23 | 248.75 | 93.25 | 30
2022/23 | 249.25 | 93.25 | 35
2022/23 | 249.75 | 93.25 | 39
2022/23 | 250.25 | 93.25 | 36
2022/23 | 250.75 | 93.25 | 44
2022/23 | 251.25 | 93.25 | 52
2022/23 | 251.75 | 93.25 | 41
2022/23 | 252.25 | 93.25 | 34
2022/23 | 252.75 | 93.25 | 28
2022/23 | 253.25 | 93.25 | 40
2022/23 | 253.75 | 93.25 | 32
2022/23 | 254.25 | 93.25 | 33
2022/23 | 254.75 | 93.25 | 35
2022/23 | 255.25 | 93.25 | 32
2022/23 | 255.75 | 93.25 | 26
2022/23 | 256.25 | 93.25 | 30
2022/23 | 256.75 | 93.25 | 30
2022/23 | 257.25 | 93.25 | 37
2022/23 | 257.75 | 93.25 | 44
2022/23 | 258.25 | 93.25 | 25
2022/23 | 258.75 | 93.25 | 28
2022/23 | 259.25 | 93.25 | 30
2022/23 | 259.75 | 93.25 | 37
2022/23 | 260.25 | 93.25 | 35
2022/23 | 260.75 | 93.25 | 28
2022/23 | 261.25 | 93.25 | 16
2022/23 | 261.75 | 93.25 | 32
2022/23 | 262.25 | 93.25 | 26
2022/23 | 262.75 | 93.25 | 22
2022/23 | 263.25 | 93.25 | 28
2022/23 | 263.75 | 93.25 | 20
2022/23 | 264.25 | 93.25 | 29
2022/23 | 264.75 | 93.25 | 20
2022/23 | 265.25 | 93.25 | 28
2022/23 | 265.75 | 93.25 | 28
2022/23 | 266.25 | 93.25 | 27
2022/23 | 266.75 | 93.25 | 25
2022/23 | 267.25 | 93.25 | 26
2022/23 | 267.75 | 93.25 | 20
2022/23 | 268.25 | 93.25 | 25
2022/23 | 268.75 | 93.25 | 22
2022/23 | 269.25 | 93.25 | 16
2022/23 | 269.75 | 93.25 | 27
2022/23 | 270.25 | 93.25 | 22
2022/23 | 270.75 | 93.25 | 32
2022/23 | 271.25 | 93.25 | 25
2022/23 | 271.75 | 93.25 | 23
2022/23 | 272.25 | 93.25 | 17
2022/23 | 272.75 | 93.25 | 26
2022/23 | 273.25 | 93.25 | 22
2022/23 | 273.75 | 93.25 | 14
2022/23 | 274.25 | 93.25 | 22
2022/23 | 274.75 | 93.25 | 21
2022/23 | 275.25 | 93.25 | 17
2022/23 | 275.75 | 93.25 | 22
2022/23 | 276.25 | 93.25 | 17
2022/23 | 276.75 | 93.25 | 23
2022/23 | 277.25 | 93.25 | 23
2022/23 | 277.75 | 93.25 | 18
2022/23 | 278.25 | 93.25 | 15
2022/23 | 278.75 | 93.25 | 9
2022/23 | 279.25 | 93.25 | 13
2022/23 | 279.75 | 93.25 | 15
2022/23 | 280.25 | 93.25 | 14
2022/23 | 280.75 | 93.25 | 19
2022/23 | 281.25 | 93.25 | 14
2022/23 | 281.75 | 93.25 | 20
2022/23 | 282.25 | 93.25 | 14
2022/23 | 282.75 | 93.25 | 14
2022/23 | 283.25 | 93.25 | 5
2022/23 | 283.75 | 93.25 | 14
2022/23 | 284.25 | 93.25 | 15
2022/23 | 284.75 | 93.25 | 14
2022/23 | 285.25 | 93.25 | 17
2022/23 | 285.75 | 93.25 | 19
2022/23 | 286.25 | 93.25 | 15
2022/23 | 286.75 | 93.25 | 14
2022/23 | 287.25 | 93.25 | 18
2022/23 | 287.75 | 93.25 | 7
2022/23 | 288.25 | 93.25 | 14
2022/23 | 288.75 | 93.25 | 10
2022/23 | 289.25 | 93.25 | 17
2022/23 | 289.75 | 93.25 | 18
2022/23 | 290.25 | 93.25 | 12
2022/23 | 290.75 | 93.25 | 12
2022/23 | 291.25 | 93.25 | 12
2022/23 | 291.75 | 93.25 | 10
2022/23 | 292.25 | 93.25 | 9
2022/23 | 292.75 | 93.25 | 11
2022/23 | 293.25 | 93.25 | 10
2022/23 | 293.75 | 93.25 | 6
2022/23 | 294.25 | 93.25 | 18
2022/23 | 294.75 | 93.25 | 12
2022/23 | 295.25 | 93.25 | 19
2022/23 | 295.75 | 93.25 | 9
2022/23 | 296.25 | 93.25 | 8
2022/23 | 296.75 | 93.25 | 10
2022/23 | 297.25 | 93.25 | 10
2022/23 | 297.75 | 93.25 | 11
2022/23 | 298.25 | 93.25 | 8
2022/23 | 298.75 | 93.25 | 13
2022/23 | 299.25 | 93.25 | 9
2022/23 | 299.75 | 93.25 | 11
2022/23 | 300.25 | 93.25 | 14
2022/23 | 300.75 | 93.25 | 6
2022/23 | 301.25 | 93.25 | 14
2022/23 | 301.75 | 93.25 | 12
2022/23 | 302.25 | 93.25 | 12
2022/23 | 302.75 | 93.25 | 10
2022/23 | 303.25 | 93.25 | 11
2022/23 | 303.75 | 93.25 | 3
2022/23 | 304.25 | 93.25 | 14
2022/23 | 304.75 | 93.25 | 11
2022/23 | 305.25 | 93.25 | 7
2022/23 | 305.75 | 93.25 | 7
2022/23 | 306.25 | 93.25 | 9
2022/23 | 306.75 | 93.25 | 12
2022/23 | 307.25 | 93.25 | 7
2022/23 | 307.75 | 93.25 | 8
2022/23 | 308.25 | 93.25 | 4
2022/23 | 308.75 | 93.25 | 6
2022/23 | 309.25 | 93.25 | 12
2022/23 | 309.75 | 93.25 | 8
2022/23 | 310.25 | 93.25 | 6
2022/23 | 310.75 | 93.25 | 9
2022/23 | 311.25 | 93.25 | 6
2022/23 | 311.75 | 93.25 | 6
2022/23 | 312.25 | 93.25 | 9
2022/23 | 312.75 | 93.25 | 5
2022/23 | 313.25 | 93.25 | 9
2022/23 | 313.75 | 93.25 | 3
2022/23 | 314.25 | 93.25 | 6
2022/23 | 314.75 | 93.25 | 9
2022/23 | 315.25 | 93.25 | 9
2022/23 | 315.75 | 93.25 | 6
2022/23 | 316.25 | 93.25 | 7
2022/23 | 316.75 | 93.25 | 6
2022/23 | 317.25 | 93.25 | 5
2022/23 | 317.75 | 93.25 | 7
2022/23 | 318.25 | 93.25 | 8
2022/23 | 318.75 | 93.25 | 5
2022/23 | 319.25 | 93.25 | 10
2022/23 | 319.75 | 93.25 | 5
2022/23 | 320.25 | 93.25 | 6
2022/23 | 320.75 | 93.25 | 2
2022/23 | 321.25 | 93.25 | 6
2022/23 | 321.75 | 93.25 | 6
2022/23 | 322.25 | 93.25 | 2
2022/23 | 322.75 | 93.25 | 5
2022/23 | 323.25 | 93.25 | 1
2022/23 | 323.75 | 93.25 | 1
2022/23 | 324.25 | 93.25 | 5
2022/23 | 324.75 | 93.25 | 5
2022/23 | 325.25 | 93.25 | 3
2022/23 | 325.75 | 93.25 | 7
2022/23 | 326.25 | 93.25 | 3
2022/23 | 326.75 | 93.25 | 7
2022/23 | 327.25 | 93.25 | 2
2022/23 | 327.75 | 93.25 | 3
2022/23 | 328.25 | 93.25 | 3
2022/23 | 328.75 | 93.25 | 4
2022/23 | 329.25 | 93.25 | 3
2022/23 | 329.75 | 93.25 | 1
2022/23 | 330.25 | 93.25 | 5
2022/23 | 330.75 | 93.25 | 3
2022/23 | 331.25 | 93.25 | 5
2022/23 | 331.75 | 93.25 | 5
2022/23 | 332.25 | 93.25 | 3
2022/23 | 332.75 | 93.25 | 4
2022/23 | 333.25 | 93.25 | 3
2022/23 | 333.75 | 93.25 | 2
2022/23 | 334.25 | 93.25 | 7
2022/23 | 334.75 | 93.25 | 2
2022/23 | 335.25 | 93.25 | 5
2022/23 | 335.75 | 93.25 | 1
2022/23 | 336.25 | 93.25 | 3
2022/23 | 336.75 | 93.25 | 4
2022/23 | 337.25 | 93.25 | 1
2022/23 | 337.75 | 93.25 | 5
2022/23 | 338.25 | 93.25 | 4
2022/23 | 338.75 | 93.25 | 6
2022/23 | 339.25 | 93.25 | 1
2022/23 | 340.75 | 93.25 | 1
2022/23 | 341.75 | 93.25 | 3
2022/23 | 342.25 | 93.25 | 1
2022/23 | 342.75 | 93.25 | 1
2022/23 | 343.25 | 93.25 | 2
2022/23 | 343.75 | 93.25 | 5
2022/23 | 344.25 | 93.25 | 3
2022/23 | 344.75 | 93.25 | 3
2022/23 | 345.75 | 93.25 | 3
2022/23 | 346.25 | 93.25 | 2
2022/23 | 346.75 | 93.25 | 4
2022/23 | 347.25 | 93.25 | 2
2022/23 | 347.75 | 93.25 | 2
2022/23 | 348.75 | 93.25 | 4
2022/23 | 349.25 | 93.25 | 1
2022/23 | 349.75 | 93.25 | 1
2022/23 | 350.25 | 93.25 | 4
2022/23 | 350.75 | 93.25 | 3
2022/23 | 351.25 | 93.25 | 1
2022/23 | 351.75 | 93.25 | 3
2022/23 | 352.25 | 93.25 | 2
2022/23 | 352.75 | 93.25 | 4
2022/23 | 353.25 | 93.25 | 2
2022/23 | 353.75 | 93.25 | 3
2022/23 | 354.25 | 93.25 | 2
2022/23 | 354.75 | 93.25 | 3
2022/23 | 355.75 | 93.25 | 2
2022/23 | 356.75 | 93.25 | 2
2022/23 | 357.25 | 93.25 | 2
2022/23 | 357.75 | 93.25 | 2
2022/23 | 358.75 | 93.25 | 2
2022/23 | 359.25 | 93.25 | 2
2022/23 | 359.75 | 93.25 | 1
2022/23 | 360.25 | 93.25 | 1
2022/23 | 360.75 | 93.25 | 1
2022/23 | 361.25 | 93.25 | 4
2022/23 | 361.75 | 93.25 | 1
2022/23 | 363.75 | 93.25 | 1
2022/23 | 364.25 | 93.25 | 3
2022/23 | 365.25 | 93.25 | 2
2022/23 | 365.75 | 93.25 | 1
2022/23 | 366.75 | 93.25 | 1
2022/23 | 368.75 | 93.25 | 2
2022/23 | 369.25 | 93.25 | 2
2022/23 | 370.25 | 93.25 | 1
2022/23 | 370.75 | 93.25 | 1
2022/23 | 371.25 | 93.25 | 1
2022/23 | 371.75 | 93.25 | 1
2022/23 | 372.25 | 93.25 | 1
2022/23 | 372.75 | 93.25 | 1
2022/23 | 373.25 | 93.25 | 2
2022/23 | 373.75 | 93.25 | 1
2022/23 | 374.25 | 93.25 | 1
2022/23 | 374.75 | 93.25 | 1
2022/23 | 375.25 | 93.25 | 1
2022/23 | 378.25 | 93.25 | 2
2022/23 | 379.25 | 93.25 | 1
2022/23 | 380.25 | 93.25 | 1
2022/23 | 380.75 | 93.25 | 1
2022/23 | 381.25 | 93.25 | 2
2022/23 | 383.25 | 93.25 | 1
2022/23 | 383.75 | 93.25 | 1
2022/23 | 393.75 | 93.25 | 1
2022/23 | 396.75 | 93.25 | 1
2022/23 | 397.25 | 93.25 | 1
2022/23 | 397.75 | 93.25 | 1
2022/23 | 399.25 | 93.25 | 1
2022/23 | 401.25 | 93.25 | 1
2022/23 | 401.75 | 93.25 | 1
2022/23 | 402.75 | 93.25 | 1
2022/23 | 408.25 | 93.25 | 1
2022/23 | 411.25 | 93.25 | 2
2022/23 | 413.25 | 93.25 | 1
2022/23 | 414.25 | 93.25 | 1
2022/23 | 416.25 | 93.25 | 1
2022/23 | 436.25 | 93.25 | 1
2022/23 | 122.75 | 93.75 | 1
2022/23 | 134.75 | 93.75 | 1
2022/23 | 135.25 | 93.75 | 1
2022/23 | 136.75 | 93.75 | 2
2022/23 | 137.75 | 93.75 | 1
2022/23 | 139.75 | 93.75 | 2
2022/23 | 140.25 | 93.75 | 4
2022/23 | 140.75 | 93.75 | 3
2022/23 | 141.75 | 93.75 | 1
2022/23 | 142.25 | 93.75 | 1
2022/23 | 142.75 | 93.75 | 5
2022/23 | 143.25 | 93.75 | 1
2022/23 | 144.25 | 93.75 | 1
2022/23 | 144.75 | 93.75 | 2
2022/23 | 145.25 | 93.75 | 6
2022/23 | 145.75 | 93.75 | 1
2022/23 | 146.25 | 93.75 | 4
2022/23 | 146.75 | 93.75 | 9
2022/23 | 147.25 | 93.75 | 5
2022/23 | 147.75 | 93.75 | 6
2022/23 | 148.25 | 93.75 | 8
2022/23 | 148.75 | 93.75 | 5
2022/23 | 149.25 | 93.75 | 5
2022/23 | 149.75 | 93.75 | 7
2022/23 | 150.25 | 93.75 | 13
2022/23 | 150.75 | 93.75 | 8
2022/23 | 151.25 | 93.75 | 10
2022/23 | 151.75 | 93.75 | 12
2022/23 | 152.25 | 93.75 | 15
2022/23 | 152.75 | 93.75 | 14
2022/23 | 153.25 | 93.75 | 10
2022/23 | 153.75 | 93.75 | 24
2022/23 | 154.25 | 93.75 | 11
2022/23 | 154.75 | 93.75 | 14
2022/23 | 155.25 | 93.75 | 19
2022/23 | 155.75 | 93.75 | 20
2022/23 | 156.25 | 93.75 | 31
2022/23 | 156.75 | 93.75 | 25
2022/23 | 157.25 | 93.75 | 24
2022/23 | 157.75 | 93.75 | 26
2022/23 | 158.25 | 93.75 | 28
2022/23 | 158.75 | 93.75 | 23
2022/23 | 159.25 | 93.75 | 36
2022/23 | 159.75 | 93.75 | 22
2022/23 | 160.25 | 93.75 | 38
2022/23 | 160.75 | 93.75 | 38
2022/23 | 161.25 | 93.75 | 52
2022/23 | 161.75 | 93.75 | 37
2022/23 | 162.25 | 93.75 | 49
2022/23 | 162.75 | 93.75 | 44
2022/23 | 163.25 | 93.75 | 40
2022/23 | 163.75 | 93.75 | 39
2022/23 | 164.25 | 93.75 | 53
2022/23 | 164.75 | 93.75 | 38
2022/23 | 165.25 | 93.75 | 45
2022/23 | 165.75 | 93.75 | 57
2022/23 | 166.25 | 93.75 | 45
2022/23 | 166.75 | 93.75 | 55
2022/23 | 167.25 | 93.75 | 63
2022/23 | 167.75 | 93.75 | 54
2022/23 | 168.25 | 93.75 | 69
2022/23 | 168.75 | 93.75 | 64
2022/23 | 169.25 | 93.75 | 73
2022/23 | 169.75 | 93.75 | 81
2022/23 | 170.25 | 93.75 | 67
2022/23 | 170.75 | 93.75 | 101
2022/23 | 171.25 | 93.75 | 74
2022/23 | 171.75 | 93.75 | 86
2022/23 | 172.25 | 93.75 | 83
2022/23 | 172.75 | 93.75 | 88
2022/23 | 173.25 | 93.75 | 93
2022/23 | 173.75 | 93.75 | 98
2022/23 | 174.25 | 93.75 | 105
2022/23 | 174.75 | 93.75 | 92
2022/23 | 175.25 | 93.75 | 121
2022/23 | 175.75 | 93.75 | 115
2022/23 | 176.25 | 93.75 | 123
2022/23 | 176.75 | 93.75 | 135
2022/23 | 177.25 | 93.75 | 132
2022/23 | 177.75 | 93.75 | 120
2022/23 | 178.25 | 93.75 | 93
2022/23 | 178.75 | 93.75 | 126
2022/23 | 179.25 | 93.75 | 127
2022/23 | 179.75 | 93.75 | 135
2022/23 | 180.25 | 93.75 | 144
2022/23 | 180.75 | 93.75 | 105
2022/23 | 181.25 | 93.75 | 114
2022/23 | 181.75 | 93.75 | 131
2022/23 | 182.25 | 93.75 | 134
2022/23 | 182.75 | 93.75 | 138
2022/23 | 183.25 | 93.75 | 144
2022/23 | 183.75 | 93.75 | 156
2022/23 | 184.25 | 93.75 | 130
2022/23 | 184.75 | 93.75 | 143
2022/23 | 185.25 | 93.75 | 129
2022/23 | 185.75 | 93.75 | 152
2022/23 | 186.25 | 93.75 | 143
2022/23 | 186.75 | 93.75 | 140
2022/23 | 187.25 | 93.75 | 177
2022/23 | 187.75 | 93.75 | 151
2022/23 | 188.25 | 93.75 | 190
2022/23 | 188.75 | 93.75 | 135
2022/23 | 189.25 | 93.75 | 147
2022/23 | 189.75 | 93.75 | 154
2022/23 | 190.25 | 93.75 | 139
2022/23 | 190.75 | 93.75 | 143
2022/23 | 191.25 | 93.75 | 153
2022/23 | 191.75 | 93.75 | 156
2022/23 | 192.25 | 93.75 | 135
2022/23 | 192.75 | 93.75 | 149
2022/23 | 193.25 | 93.75 | 172
2022/23 | 193.75 | 93.75 | 168
2022/23 | 194.25 | 93.75 | 142
2022/23 | 194.75 | 93.75 | 134
2022/23 | 195.25 | 93.75 | 158
2022/23 | 195.75 | 93.75 | 134
2022/23 | 196.25 | 93.75 | 151
2022/23 | 196.75 | 93.75 | 138
2022/23 | 197.25 | 93.75 | 148
2022/23 | 197.75 | 93.75 | 128
2022/23 | 198.25 | 93.75 | 144
2022/23 | 198.75 | 93.75 | 158
2022/23 | 199.25 | 93.75 | 154
2022/23 | 199.75 | 93.75 | 140
2022/23 | 200.25 | 93.75 | 139
2022/23 | 200.75 | 93.75 | 145
2022/23 | 201.25 | 93.75 | 123
2022/23 | 201.75 | 93.75 | 120
2022/23 | 202.25 | 93.75 | 150
2022/23 | 202.75 | 93.75 | 144
2022/23 | 203.25 | 93.75 | 123
2022/23 | 203.75 | 93.75 | 136
2022/23 | 204.25 | 93.75 | 132
2022/23 | 204.75 | 93.75 | 127
2022/23 | 205.25 | 93.75 | 121
2022/23 | 205.75 | 93.75 | 144
2022/23 | 206.25 | 93.75 | 137
2022/23 | 206.75 | 93.75 | 134
2022/23 | 207.25 | 93.75 | 124
2022/23 | 207.75 | 93.75 | 138
2022/23 | 208.25 | 93.75 | 112
2022/23 | 208.75 | 93.75 | 113
2022/23 | 209.25 | 93.75 | 125
2022/23 | 209.75 | 93.75 | 114
2022/23 | 210.25 | 93.75 | 117
2022/23 | 210.75 | 93.75 | 133
2022/23 | 211.25 | 93.75 | 100
2022/23 | 211.75 | 93.75 | 108
2022/23 | 212.25 | 93.75 | 118
2022/23 | 212.75 | 93.75 | 107
2022/23 | 213.25 | 93.75 | 89
2022/23 | 213.75 | 93.75 | 103
2022/23 | 214.25 | 93.75 | 98
2022/23 | 214.75 | 93.75 | 111
2022/23 | 215.25 | 93.75 | 99
2022/23 | 215.75 | 93.75 | 100
2022/23 | 216.25 | 93.75 | 117
2022/23 | 216.75 | 93.75 | 95
2022/23 | 217.25 | 93.75 | 113
2022/23 | 217.75 | 93.75 | 88
2022/23 | 218.25 | 93.75 | 93
2022/23 | 218.75 | 93.75 | 82
2022/23 | 219.25 | 93.75 | 80
2022/23 | 219.75 | 93.75 | 120
2022/23 | 220.25 | 93.75 | 97
2022/23 | 220.75 | 93.75 | 101
2022/23 | 221.25 | 93.75 | 86
2022/23 | 221.75 | 93.75 | 79
2022/23 | 222.25 | 93.75 | 84
2022/23 | 222.75 | 93.75 | 105
2022/23 | 223.25 | 93.75 | 76
2022/23 | 223.75 | 93.75 | 82
2022/23 | 224.25 | 93.75 | 85
2022/23 | 224.75 | 93.75 | 73
2022/23 | 225.25 | 93.75 | 73
2022/23 | 225.75 | 93.75 | 82
2022/23 | 226.25 | 93.75 | 88
2022/23 | 226.75 | 93.75 | 79
2022/23 | 227.25 | 93.75 | 78
2022/23 | 227.75 | 93.75 | 83
2022/23 | 228.25 | 93.75 | 76
2022/23 | 228.75 | 93.75 | 94
2022/23 | 229.25 | 93.75 | 73
2022/23 | 229.75 | 93.75 | 70
2022/23 | 230.25 | 93.75 | 81
2022/23 | 230.75 | 93.75 | 70
2022/23 | 231.25 | 93.75 | 56
2022/23 | 231.75 | 93.75 | 88
2022/23 | 232.25 | 93.75 | 54
2022/23 | 232.75 | 93.75 | 58
2022/23 | 233.25 | 93.75 | 51
2022/23 | 233.75 | 93.75 | 57
2022/23 | 234.25 | 93.75 | 70
2022/23 | 234.75 | 93.75 | 61
2022/23 | 235.25 | 93.75 | 61
2022/23 | 235.75 | 93.75 | 57
2022/23 | 236.25 | 93.75 | 56
2022/23 | 236.75 | 93.75 | 60
2022/23 | 237.25 | 93.75 | 48
2022/23 | 237.75 | 93.75 | 67
2022/23 | 238.25 | 93.75 | 67
2022/23 | 238.75 | 93.75 | 61
2022/23 | 239.25 | 93.75 | 50
2022/23 | 239.75 | 93.75 | 56
2022/23 | 240.25 | 93.75 | 56
2022/23 | 240.75 | 93.75 | 44
2022/23 | 241.25 | 93.75 | 61
2022/23 | 241.75 | 93.75 | 44
2022/23 | 242.25 | 93.75 | 49
2022/23 | 242.75 | 93.75 | 54
2022/23 | 243.25 | 93.75 | 55
2022/23 | 243.75 | 93.75 | 52
2022/23 | 244.25 | 93.75 | 46
2022/23 | 244.75 | 93.75 | 53
2022/23 | 245.25 | 93.75 | 36
2022/23 | 245.75 | 93.75 | 39
2022/23 | 246.25 | 93.75 | 45
2022/23 | 246.75 | 93.75 | 51
2022/23 | 247.25 | 93.75 | 41
2022/23 | 247.75 | 93.75 | 43
2022/23 | 248.25 | 93.75 | 34
2022/23 | 248.75 | 93.75 | 42
2022/23 | 249.25 | 93.75 | 42
2022/23 | 249.75 | 93.75 | 49
2022/23 | 250.25 | 93.75 | 40
2022/23 | 250.75 | 93.75 | 53
2022/23 | 251.25 | 93.75 | 47
2022/23 | 251.75 | 93.75 | 53
2022/23 | 252.25 | 93.75 | 40
2022/23 | 252.75 | 93.75 | 25
2022/23 | 253.25 | 93.75 | 40
2022/23 | 253.75 | 93.75 | 29
2022/23 | 254.25 | 93.75 | 25
2022/23 | 254.75 | 93.75 | 40
2022/23 | 255.25 | 93.75 | 25
2022/23 | 255.75 | 93.75 | 36
2022/23 | 256.25 | 93.75 | 29
2022/23 | 256.75 | 93.75 | 34
2022/23 | 257.25 | 93.75 | 28
2022/23 | 257.75 | 93.75 | 26
2022/23 | 258.25 | 93.75 | 35
2022/23 | 258.75 | 93.75 | 29
2022/23 | 259.25 | 93.75 | 39
2022/23 | 259.75 | 93.75 | 25
2022/23 | 260.25 | 93.75 | 26
2022/23 | 260.75 | 93.75 | 31
2022/23 | 261.25 | 93.75 | 30
2022/23 | 261.75 | 93.75 | 21
2022/23 | 262.25 | 93.75 | 27
2022/23 | 262.75 | 93.75 | 26
2022/23 | 263.25 | 93.75 | 30
2022/23 | 263.75 | 93.75 | 32
2022/23 | 264.25 | 93.75 | 22
2022/23 | 264.75 | 93.75 | 32
2022/23 | 265.25 | 93.75 | 24
2022/23 | 265.75 | 93.75 | 17
2022/23 | 266.25 | 93.75 | 28
2022/23 | 266.75 | 93.75 | 24
2022/23 | 267.25 | 93.75 | 16
2022/23 | 267.75 | 93.75 | 21
2022/23 | 268.25 | 93.75 | 22
2022/23 | 268.75 | 93.75 | 19
2022/23 | 269.25 | 93.75 | 17
2022/23 | 269.75 | 93.75 | 18
2022/23 | 270.25 | 93.75 | 21
2022/23 | 270.75 | 93.75 | 17
2022/23 | 271.25 | 93.75 | 13
2022/23 | 271.75 | 93.75 | 11
2022/23 | 272.25 | 93.75 | 25
2022/23 | 272.75 | 93.75 | 27
2022/23 | 273.25 | 93.75 | 27
2022/23 | 273.75 | 93.75 | 18
2022/23 | 274.25 | 93.75 | 15
2022/23 | 274.75 | 93.75 | 24
2022/23 | 275.25 | 93.75 | 15
2022/23 | 275.75 | 93.75 | 21
2022/23 | 276.25 | 93.75 | 19
2022/23 | 276.75 | 93.75 | 21
2022/23 | 277.25 | 93.75 | 19
2022/23 | 277.75 | 93.75 | 23
2022/23 | 278.25 | 93.75 | 16
2022/23 | 278.75 | 93.75 | 19
2022/23 | 279.25 | 93.75 | 20
2022/23 | 279.75 | 93.75 | 13
2022/23 | 280.25 | 93.75 | 12
2022/23 | 280.75 | 93.75 | 17
2022/23 | 281.25 | 93.75 | 16
2022/23 | 281.75 | 93.75 | 25
2022/23 | 282.25 | 93.75 | 11
2022/23 | 282.75 | 93.75 | 20
2022/23 | 283.25 | 93.75 | 20
2022/23 | 283.75 | 93.75 | 12
2022/23 | 284.25 | 93.75 | 9
2022/23 | 284.75 | 93.75 | 21
2022/23 | 285.25 | 93.75 | 20
2022/23 | 285.75 | 93.75 | 18
2022/23 | 286.25 | 93.75 | 14
2022/23 | 286.75 | 93.75 | 17
2022/23 | 287.25 | 93.75 | 12
2022/23 | 287.75 | 93.75 | 13
2022/23 | 288.25 | 93.75 | 14
2022/23 | 288.75 | 93.75 | 13
2022/23 | 289.25 | 93.75 | 15
2022/23 | 289.75 | 93.75 | 8
2022/23 | 290.25 | 93.75 | 10
2022/23 | 290.75 | 93.75 | 13
2022/23 | 291.25 | 93.75 | 15
2022/23 | 291.75 | 93.75 | 11
2022/23 | 292.25 | 93.75 | 15
2022/23 | 292.75 | 93.75 | 11
2022/23 | 293.25 | 93.75 | 18
2022/23 | 293.75 | 93.75 | 8
2022/23 | 294.25 | 93.75 | 7
2022/23 | 294.75 | 93.75 | 11
2022/23 | 295.25 | 93.75 | 18
2022/23 | 295.75 | 93.75 | 12
2022/23 | 296.25 | 93.75 | 8
2022/23 | 296.75 | 93.75 | 12
2022/23 | 297.25 | 93.75 | 8
2022/23 | 297.75 | 93.75 | 12
2022/23 | 298.25 | 93.75 | 8
2022/23 | 298.75 | 93.75 | 9
2022/23 | 299.25 | 93.75 | 11
2022/23 | 299.75 | 93.75 | 7
2022/23 | 300.25 | 93.75 | 11
2022/23 | 300.75 | 93.75 | 14
2022/23 | 301.25 | 93.75 | 9
2022/23 | 301.75 | 93.75 | 9
2022/23 | 302.25 | 93.75 | 6
2022/23 | 302.75 | 93.75 | 12
2022/23 | 303.25 | 93.75 | 6
2022/23 | 303.75 | 93.75 | 11
2022/23 | 304.25 | 93.75 | 11
2022/23 | 304.75 | 93.75 | 4
2022/23 | 305.25 | 93.75 | 7
2022/23 | 305.75 | 93.75 | 12
2022/23 | 306.25 | 93.75 | 9
2022/23 | 306.75 | 93.75 | 11
2022/23 | 307.25 | 93.75 | 11
2022/23 | 307.75 | 93.75 | 17
2022/23 | 308.25 | 93.75 | 6
2022/23 | 308.75 | 93.75 | 5
2022/23 | 309.25 | 93.75 | 12
2022/23 | 309.75 | 93.75 | 8
2022/23 | 310.25 | 93.75 | 9
2022/23 | 310.75 | 93.75 | 7
2022/23 | 311.25 | 93.75 | 5
2022/23 | 311.75 | 93.75 | 5
2022/23 | 312.25 | 93.75 | 7
2022/23 | 312.75 | 93.75 | 4
2022/23 | 313.25 | 93.75 | 4
2022/23 | 313.75 | 93.75 | 10
2022/23 | 314.25 | 93.75 | 11
2022/23 | 314.75 | 93.75 | 8
2022/23 | 315.25 | 93.75 | 12
2022/23 | 315.75 | 93.75 | 5
2022/23 | 316.25 | 93.75 | 5
2022/23 | 316.75 | 93.75 | 6
2022/23 | 317.25 | 93.75 | 2
2022/23 | 317.75 | 93.75 | 8
2022/23 | 318.25 | 93.75 | 7
2022/23 | 318.75 | 93.75 | 6
2022/23 | 319.25 | 93.75 | 3
2022/23 | 319.75 | 93.75 | 7
2022/23 | 320.25 | 93.75 | 3
2022/23 | 320.75 | 93.75 | 7
2022/23 | 321.25 | 93.75 | 8
2022/23 | 321.75 | 93.75 | 8
2022/23 | 322.25 | 93.75 | 4
2022/23 | 322.75 | 93.75 | 4
2022/23 | 323.25 | 93.75 | 7
2022/23 | 323.75 | 93.75 | 4
2022/23 | 324.25 | 93.75 | 9
2022/23 | 324.75 | 93.75 | 4
2022/23 | 325.25 | 93.75 | 5
2022/23 | 325.75 | 93.75 | 3
2022/23 | 326.25 | 93.75 | 1
2022/23 | 326.75 | 93.75 | 5
2022/23 | 327.25 | 93.75 | 4
2022/23 | 327.75 | 93.75 | 5
2022/23 | 328.25 | 93.75 | 4
2022/23 | 328.75 | 93.75 | 5
2022/23 | 329.25 | 93.75 | 5
2022/23 | 329.75 | 93.75 | 3
2022/23 | 330.25 | 93.75 | 2
2022/23 | 330.75 | 93.75 | 3
2022/23 | 331.25 | 93.75 | 3
2022/23 | 331.75 | 93.75 | 3
2022/23 | 332.25 | 93.75 | 6
2022/23 | 332.75 | 93.75 | 3
2022/23 | 333.25 | 93.75 | 2
2022/23 | 333.75 | 93.75 | 2
2022/23 | 334.25 | 93.75 | 5
2022/23 | 335.25 | 93.75 | 4
2022/23 | 335.75 | 93.75 | 3
2022/23 | 336.25 | 93.75 | 4
2022/23 | 336.75 | 93.75 | 2
2022/23 | 337.25 | 93.75 | 3
2022/23 | 337.75 | 93.75 | 2
2022/23 | 338.25 | 93.75 | 2
2022/23 | 338.75 | 93.75 | 4
2022/23 | 339.25 | 93.75 | 2
2022/23 | 339.75 | 93.75 | 3
2022/23 | 340.25 | 93.75 | 2
2022/23 | 340.75 | 93.75 | 4
2022/23 | 341.25 | 93.75 | 3
2022/23 | 341.75 | 93.75 | 5
2022/23 | 342.25 | 93.75 | 3
2022/23 | 342.75 | 93.75 | 1
2022/23 | 343.25 | 93.75 | 3
2022/23 | 344.25 | 93.75 | 1
2022/23 | 344.75 | 93.75 | 5
2022/23 | 345.25 | 93.75 | 4
2022/23 | 345.75 | 93.75 | 2
2022/23 | 346.25 | 93.75 | 3
2022/23 | 346.75 | 93.75 | 3
2022/23 | 347.25 | 93.75 | 1
2022/23 | 348.25 | 93.75 | 2
2022/23 | 348.75 | 93.75 | 1
2022/23 | 349.25 | 93.75 | 2
2022/23 | 351.25 | 93.75 | 1
2022/23 | 351.75 | 93.75 | 3
2022/23 | 352.25 | 93.75 | 3
2022/23 | 354.25 | 93.75 | 3
2022/23 | 355.25 | 93.75 | 1
2022/23 | 355.75 | 93.75 | 1
2022/23 | 356.25 | 93.75 | 1
2022/23 | 356.75 | 93.75 | 1
2022/23 | 357.25 | 93.75 | 2
2022/23 | 357.75 | 93.75 | 2
2022/23 | 358.25 | 93.75 | 3
2022/23 | 359.25 | 93.75 | 2
2022/23 | 359.75 | 93.75 | 1
2022/23 | 360.25 | 93.75 | 1
2022/23 | 360.75 | 93.75 | 1
2022/23 | 361.25 | 93.75 | 1
2022/23 | 361.75 | 93.75 | 1
2022/23 | 362.25 | 93.75 | 3
2022/23 | 362.75 | 93.75 | 2
2022/23 | 363.25 | 93.75 | 1
2022/23 | 363.75 | 93.75 | 1
2022/23 | 365.25 | 93.75 | 1
2022/23 | 366.25 | 93.75 | 1
2022/23 | 366.75 | 93.75 | 3
2022/23 | 367.75 | 93.75 | 1
2022/23 | 369.25 | 93.75 | 3
2022/23 | 370.25 | 93.75 | 2
2022/23 | 370.75 | 93.75 | 2
2022/23 | 371.25 | 93.75 | 2
2022/23 | 372.25 | 93.75 | 1
2022/23 | 372.75 | 93.75 | 1
2022/23 | 373.75 | 93.75 | 2
2022/23 | 375.25 | 93.75 | 2
2022/23 | 377.75 | 93.75 | 1
2022/23 | 379.75 | 93.75 | 1
2022/23 | 380.75 | 93.75 | 1
2022/23 | 382.75 | 93.75 | 1
2022/23 | 385.25 | 93.75 | 1
2022/23 | 387.25 | 93.75 | 1
2022/23 | 388.75 | 93.75 | 1
2022/23 | 389.25 | 93.75 | 2
2022/23 | 395.75 | 93.75 | 1
2022/23 | 396.75 | 93.75 | 1
2022/23 | 397.75 | 93.75 | 1
2022/23 | 398.75 | 93.75 | 1
2022/23 | 400.25 | 93.75 | 1
2022/23 | 403.75 | 93.75 | 2
2022/23 | 411.75 | 93.75 | 1
2022/23 | 420.25 | 93.75 | 1
2022/23 | 125.75 | 94.25 | 1
2022/23 | 134.75 | 94.25 | 1
2022/23 | 135.25 | 94.25 | 1
2022/23 | 136.25 | 94.25 | 2
2022/23 | 136.75 | 94.25 | 1
2022/23 | 137.25 | 94.25 | 3
2022/23 | 139.75 | 94.25 | 2
2022/23 | 140.25 | 94.25 | 3
2022/23 | 140.75 | 94.25 | 2
2022/23 | 141.25 | 94.25 | 1
2022/23 | 141.75 | 94.25 | 2
2022/23 | 142.25 | 94.25 | 1
2022/23 | 142.75 | 94.25 | 3
2022/23 | 143.25 | 94.25 | 2
2022/23 | 143.75 | 94.25 | 1
2022/23 | 144.25 | 94.25 | 2
2022/23 | 144.75 | 94.25 | 3
2022/23 | 145.25 | 94.25 | 4
2022/23 | 145.75 | 94.25 | 1
2022/23 | 146.25 | 94.25 | 2
2022/23 | 146.75 | 94.25 | 2
2022/23 | 147.25 | 94.25 | 4
2022/23 | 147.75 | 94.25 | 5
2022/23 | 148.25 | 94.25 | 2
2022/23 | 148.75 | 94.25 | 4
2022/23 | 149.25 | 94.25 | 3
2022/23 | 149.75 | 94.25 | 7
2022/23 | 150.25 | 94.25 | 11
2022/23 | 150.75 | 94.25 | 10
2022/23 | 151.25 | 94.25 | 14
2022/23 | 151.75 | 94.25 | 9
2022/23 | 152.25 | 94.25 | 11
2022/23 | 152.75 | 94.25 | 17
2022/23 | 153.25 | 94.25 | 11
2022/23 | 153.75 | 94.25 | 14
2022/23 | 154.25 | 94.25 | 13
2022/23 | 154.75 | 94.25 | 9
2022/23 | 155.25 | 94.25 | 15
2022/23 | 155.75 | 94.25 | 15
2022/23 | 156.25 | 94.25 | 21
2022/23 | 156.75 | 94.25 | 17
2022/23 | 157.25 | 94.25 | 22
2022/23 | 157.75 | 94.25 | 18
2022/23 | 158.25 | 94.25 | 16
2022/23 | 158.75 | 94.25 | 22
2022/23 | 159.25 | 94.25 | 24
2022/23 | 159.75 | 94.25 | 29
2022/23 | 160.25 | 94.25 | 19
2022/23 | 160.75 | 94.25 | 32
2022/23 | 161.25 | 94.25 | 35
2022/23 | 161.75 | 94.25 | 30
2022/23 | 162.25 | 94.25 | 34
2022/23 | 162.75 | 94.25 | 28
2022/23 | 163.25 | 94.25 | 32
2022/23 | 163.75 | 94.25 | 37
2022/23 | 164.25 | 94.25 | 33
2022/23 | 164.75 | 94.25 | 47
2022/23 | 165.25 | 94.25 | 53
2022/23 | 165.75 | 94.25 | 53
2022/23 | 166.25 | 94.25 | 60
2022/23 | 166.75 | 94.25 | 63
2022/23 | 167.25 | 94.25 | 57
2022/23 | 167.75 | 94.25 | 54
2022/23 | 168.25 | 94.25 | 64
2022/23 | 168.75 | 94.25 | 64
2022/23 | 169.25 | 94.25 | 77
2022/23 | 169.75 | 94.25 | 86
2022/23 | 170.25 | 94.25 | 60
2022/23 | 170.75 | 94.25 | 81
2022/23 | 171.25 | 94.25 | 90
2022/23 | 171.75 | 94.25 | 71
2022/23 | 172.25 | 94.25 | 89
2022/23 | 172.75 | 94.25 | 81
2022/23 | 173.25 | 94.25 | 89
2022/23 | 173.75 | 94.25 | 69
2022/23 | 174.25 | 94.25 | 76
2022/23 | 174.75 | 94.25 | 103
2022/23 | 175.25 | 94.25 | 95
2022/23 | 175.75 | 94.25 | 80
2022/23 | 176.25 | 94.25 | 102
2022/23 | 176.75 | 94.25 | 96
2022/23 | 177.25 | 94.25 | 97
2022/23 | 177.75 | 94.25 | 123
2022/23 | 178.25 | 94.25 | 112
2022/23 | 178.75 | 94.25 | 112
2022/23 | 179.25 | 94.25 | 132
2022/23 | 179.75 | 94.25 | 128
2022/23 | 180.25 | 94.25 | 110
2022/23 | 180.75 | 94.25 | 119
2022/23 | 181.25 | 94.25 | 124
2022/23 | 181.75 | 94.25 | 127
2022/23 | 182.25 | 94.25 | 130
2022/23 | 182.75 | 94.25 | 138
2022/23 | 183.25 | 94.25 | 137
2022/23 | 183.75 | 94.25 | 131
2022/23 | 184.25 | 94.25 | 123
2022/23 | 184.75 | 94.25 | 122
2022/23 | 185.25 | 94.25 | 149
2022/23 | 185.75 | 94.25 | 151
2022/23 | 186.25 | 94.25 | 145
2022/23 | 186.75 | 94.25 | 142
2022/23 | 187.25 | 94.25 | 150
2022/23 | 187.75 | 94.25 | 157
2022/23 | 188.25 | 94.25 | 148
2022/23 | 188.75 | 94.25 | 134
2022/23 | 189.25 | 94.25 | 140
2022/23 | 189.75 | 94.25 | 141
2022/23 | 190.25 | 94.25 | 173
2022/23 | 190.75 | 94.25 | 158
2022/23 | 191.25 | 94.25 | 135
2022/23 | 191.75 | 94.25 | 162
2022/23 | 192.25 | 94.25 | 160
2022/23 | 192.75 | 94.25 | 160
2022/23 | 193.25 | 94.25 | 183
2022/23 | 193.75 | 94.25 | 136
2022/23 | 194.25 | 94.25 | 172
2022/23 | 194.75 | 94.25 | 140
2022/23 | 195.25 | 94.25 | 128
2022/23 | 195.75 | 94.25 | 161
2022/23 | 196.25 | 94.25 | 174
2022/23 | 196.75 | 94.25 | 155
2022/23 | 197.25 | 94.25 | 175
2022/23 | 197.75 | 94.25 | 164
2022/23 | 198.25 | 94.25 | 162
2022/23 | 198.75 | 94.25 | 148
2022/23 | 199.25 | 94.25 | 138
2022/23 | 199.75 | 94.25 | 150
2022/23 | 200.25 | 94.25 | 155
2022/23 | 200.75 | 94.25 | 142
2022/23 | 201.25 | 94.25 | 145
2022/23 | 201.75 | 94.25 | 112
2022/23 | 202.25 | 94.25 | 138
2022/23 | 202.75 | 94.25 | 146
2022/23 | 203.25 | 94.25 | 145
2022/23 | 203.75 | 94.25 | 123
2022/23 | 204.25 | 94.25 | 145
2022/23 | 204.75 | 94.25 | 134
2022/23 | 205.25 | 94.25 | 151
2022/23 | 205.75 | 94.25 | 126
2022/23 | 206.25 | 94.25 | 114
2022/23 | 206.75 | 94.25 | 103
2022/23 | 207.25 | 94.25 | 142
2022/23 | 207.75 | 94.25 | 114
2022/23 | 208.25 | 94.25 | 143
2022/23 | 208.75 | 94.25 | 127
2022/23 | 209.25 | 94.25 | 137
2022/23 | 209.75 | 94.25 | 100
2022/23 | 210.25 | 94.25 | 108
2022/23 | 210.75 | 94.25 | 113
2022/23 | 211.25 | 94.25 | 116
2022/23 | 211.75 | 94.25 | 121
2022/23 | 212.25 | 94.25 | 120
2022/23 | 212.75 | 94.25 | 114
2022/23 | 213.25 | 94.25 | 102
2022/23 | 213.75 | 94.25 | 98
2022/23 | 214.25 | 94.25 | 111
2022/23 | 214.75 | 94.25 | 113
2022/23 | 215.25 | 94.25 | 99
2022/23 | 215.75 | 94.25 | 97
2022/23 | 216.25 | 94.25 | 112
2022/23 | 216.75 | 94.25 | 105
2022/23 | 217.25 | 94.25 | 101
2022/23 | 217.75 | 94.25 | 100
2022/23 | 218.25 | 94.25 | 123
2022/23 | 218.75 | 94.25 | 97
2022/23 | 219.25 | 94.25 | 111
2022/23 | 219.75 | 94.25 | 106
2022/23 | 220.25 | 94.25 | 101
2022/23 | 220.75 | 94.25 | 91
2022/23 | 221.25 | 94.25 | 90
2022/23 | 221.75 | 94.25 | 86
2022/23 | 222.25 | 94.25 | 95
2022/23 | 222.75 | 94.25 | 78
2022/23 | 223.25 | 94.25 | 87
2022/23 | 223.75 | 94.25 | 82
2022/23 | 224.25 | 94.25 | 90
2022/23 | 224.75 | 94.25 | 86
2022/23 | 225.25 | 94.25 | 73
2022/23 | 225.75 | 94.25 | 77
2022/23 | 226.25 | 94.25 | 75
2022/23 | 226.75 | 94.25 | 90
2022/23 | 227.25 | 94.25 | 69
2022/23 | 227.75 | 94.25 | 92
2022/23 | 228.25 | 94.25 | 83
2022/23 | 228.75 | 94.25 | 72
2022/23 | 229.25 | 94.25 | 71
2022/23 | 229.75 | 94.25 | 81
2022/23 | 230.25 | 94.25 | 74
2022/23 | 230.75 | 94.25 | 75
2022/23 | 231.25 | 94.25 | 57
2022/23 | 231.75 | 94.25 | 51
2022/23 | 232.25 | 94.25 | 64
2022/23 | 232.75 | 94.25 | 74
2022/23 | 233.25 | 94.25 | 64
2022/23 | 233.75 | 94.25 | 54
2022/23 | 234.25 | 94.25 | 64
2022/23 | 234.75 | 94.25 | 53
2022/23 | 235.25 | 94.25 | 47
2022/23 | 235.75 | 94.25 | 62
2022/23 | 236.25 | 94.25 | 60
2022/23 | 236.75 | 94.25 | 62
2022/23 | 237.25 | 94.25 | 46
2022/23 | 237.75 | 94.25 | 48
2022/23 | 238.25 | 94.25 | 57
2022/23 | 238.75 | 94.25 | 61
2022/23 | 239.25 | 94.25 | 52
2022/23 | 239.75 | 94.25 | 58
2022/23 | 240.25 | 94.25 | 51
2022/23 | 240.75 | 94.25 | 56
2022/23 | 241.25 | 94.25 | 45
2022/23 | 241.75 | 94.25 | 59
2022/23 | 242.25 | 94.25 | 49
2022/23 | 242.75 | 94.25 | 50
2022/23 | 243.25 | 94.25 | 43
2022/23 | 243.75 | 94.25 | 39
2022/23 | 244.25 | 94.25 | 49
2022/23 | 244.75 | 94.25 | 51
2022/23 | 245.25 | 94.25 | 43
2022/23 | 245.75 | 94.25 | 49
2022/23 | 246.25 | 94.25 | 38
2022/23 | 246.75 | 94.25 | 51
2022/23 | 247.25 | 94.25 | 40
2022/23 | 247.75 | 94.25 | 50
2022/23 | 248.25 | 94.25 | 46
2022/23 | 248.75 | 94.25 | 35
2022/23 | 249.25 | 94.25 | 46
2022/23 | 249.75 | 94.25 | 37
2022/23 | 250.25 | 94.25 | 56
2022/23 | 250.75 | 94.25 | 41
2022/23 | 251.25 | 94.25 | 49
2022/23 | 251.75 | 94.25 | 36
2022/23 | 252.25 | 94.25 | 37
2022/23 | 252.75 | 94.25 | 31
2022/23 | 253.25 | 94.25 | 41
2022/23 | 253.75 | 94.25 | 37
2022/23 | 254.25 | 94.25 | 42
2022/23 | 254.75 | 94.25 | 37
2022/23 | 255.25 | 94.25 | 30
2022/23 | 255.75 | 94.25 | 40
2022/23 | 256.25 | 94.25 | 32
2022/23 | 256.75 | 94.25 | 36
2022/23 | 257.25 | 94.25 | 41
2022/23 | 257.75 | 94.25 | 41
2022/23 | 258.25 | 94.25 | 28
2022/23 | 258.75 | 94.25 | 26
2022/23 | 259.25 | 94.25 | 27
2022/23 | 259.75 | 94.25 | 36
2022/23 | 260.25 | 94.25 | 30
2022/23 | 260.75 | 94.25 | 27
2022/23 | 261.25 | 94.25 | 29
2022/23 | 261.75 | 94.25 | 32
2022/23 | 262.25 | 94.25 | 30
2022/23 | 262.75 | 94.25 | 35
2022/23 | 263.25 | 94.25 | 36
2022/23 | 263.75 | 94.25 | 29
2022/23 | 264.25 | 94.25 | 27
2022/23 | 264.75 | 94.25 | 11
2022/23 | 265.25 | 94.25 | 33
2022/23 | 265.75 | 94.25 | 24
2022/23 | 266.25 | 94.25 | 24
2022/23 | 266.75 | 94.25 | 27
2022/23 | 267.25 | 94.25 | 31
2022/23 | 267.75 | 94.25 | 24
2022/23 | 268.25 | 94.25 | 18
2022/23 | 268.75 | 94.25 | 25
2022/23 | 269.25 | 94.25 | 16
2022/23 | 269.75 | 94.25 | 25
2022/23 | 270.25 | 94.25 | 19
2022/23 | 270.75 | 94.25 | 25
2022/23 | 271.25 | 94.25 | 19
2022/23 | 271.75 | 94.25 | 29
2022/23 | 272.25 | 94.25 | 26
2022/23 | 272.75 | 94.25 | 22
2022/23 | 273.25 | 94.25 | 26
2022/23 | 273.75 | 94.25 | 24
2022/23 | 274.25 | 94.25 | 19
2022/23 | 274.75 | 94.25 | 19
2022/23 | 275.25 | 94.25 | 23
2022/23 | 275.75 | 94.25 | 23
2022/23 | 276.25 | 94.25 | 21
2022/23 | 276.75 | 94.25 | 23
2022/23 | 277.25 | 94.25 | 20
2022/23 | 277.75 | 94.25 | 9
2022/23 | 278.25 | 94.25 | 15
2022/23 | 278.75 | 94.25 | 18
2022/23 | 279.25 | 94.25 | 19
2022/23 | 279.75 | 94.25 | 16
2022/23 | 280.25 | 94.25 | 15
2022/23 | 280.75 | 94.25 | 24
2022/23 | 281.25 | 94.25 | 15
2022/23 | 281.75 | 94.25 | 17
2022/23 | 282.25 | 94.25 | 13
2022/23 | 282.75 | 94.25 | 13
2022/23 | 283.25 | 94.25 | 17
2022/23 | 283.75 | 94.25 | 16
2022/23 | 284.25 | 94.25 | 16
2022/23 | 284.75 | 94.25 | 20
2022/23 | 285.25 | 94.25 | 11
2022/23 | 285.75 | 94.25 | 10
2022/23 | 286.25 | 94.25 | 15
2022/23 | 286.75 | 94.25 | 20
2022/23 | 287.25 | 94.25 | 8
2022/23 | 287.75 | 94.25 | 10
2022/23 | 288.25 | 94.25 | 14
2022/23 | 288.75 | 94.25 | 11
2022/23 | 289.25 | 94.25 | 15
2022/23 | 289.75 | 94.25 | 12
2022/23 | 290.25 | 94.25 | 18
2022/23 | 290.75 | 94.25 | 8
2022/23 | 291.25 | 94.25 | 17
2022/23 | 291.75 | 94.25 | 14
2022/23 | 292.25 | 94.25 | 20
2022/23 | 292.75 | 94.25 | 11
2022/23 | 293.25 | 94.25 | 11
2022/23 | 293.75 | 94.25 | 14
2022/23 | 294.25 | 94.25 | 9
2022/23 | 294.75 | 94.25 | 18
2022/23 | 295.25 | 94.25 | 18
2022/23 | 295.75 | 94.25 | 7
2022/23 | 296.25 | 94.25 | 14
2022/23 | 296.75 | 94.25 | 14
2022/23 | 297.25 | 94.25 | 11
2022/23 | 297.75 | 94.25 | 6
2022/23 | 298.25 | 94.25 | 12
2022/23 | 298.75 | 94.25 | 9
2022/23 | 299.25 | 94.25 | 11
2022/23 | 299.75 | 94.25 | 13
2022/23 | 300.25 | 94.25 | 8
2022/23 | 300.75 | 94.25 | 11
2022/23 | 301.25 | 94.25 | 12
2022/23 | 301.75 | 94.25 | 11
2022/23 | 302.25 | 94.25 | 8
2022/23 | 302.75 | 94.25 | 6
2022/23 | 303.25 | 94.25 | 11
2022/23 | 303.75 | 94.25 | 11
2022/23 | 304.25 | 94.25 | 4
2022/23 | 304.75 | 94.25 | 15
2022/23 | 305.25 | 94.25 | 11
2022/23 | 305.75 | 94.25 | 9
2022/23 | 306.25 | 94.25 | 11
2022/23 | 306.75 | 94.25 | 8
2022/23 | 307.25 | 94.25 | 11
2022/23 | 307.75 | 94.25 | 9
2022/23 | 308.25 | 94.25 | 11
2022/23 | 308.75 | 94.25 | 7
2022/23 | 309.25 | 94.25 | 12
2022/23 | 309.75 | 94.25 | 8
2022/23 | 310.25 | 94.25 | 4
2022/23 | 310.75 | 94.25 | 5
2022/23 | 311.25 | 94.25 | 4
2022/23 | 311.75 | 94.25 | 6
2022/23 | 312.25 | 94.25 | 11
2022/23 | 312.75 | 94.25 | 6
2022/23 | 313.25 | 94.25 | 10
2022/23 | 313.75 | 94.25 | 10
2022/23 | 314.25 | 94.25 | 7
2022/23 | 314.75 | 94.25 | 12
2022/23 | 315.25 | 94.25 | 6
2022/23 | 315.75 | 94.25 | 9
2022/23 | 316.25 | 94.25 | 10
2022/23 | 316.75 | 94.25 | 3
2022/23 | 317.25 | 94.25 | 5
2022/23 | 317.75 | 94.25 | 2
2022/23 | 318.25 | 94.25 | 7
2022/23 | 318.75 | 94.25 | 3
2022/23 | 319.25 | 94.25 | 4
2022/23 | 319.75 | 94.25 | 2
2022/23 | 320.25 | 94.25 | 4
2022/23 | 320.75 | 94.25 | 2
2022/23 | 321.25 | 94.25 | 6
2022/23 | 321.75 | 94.25 | 9
2022/23 | 322.25 | 94.25 | 6
2022/23 | 322.75 | 94.25 | 6
2022/23 | 323.25 | 94.25 | 2
2022/23 | 323.75 | 94.25 | 7
2022/23 | 324.25 | 94.25 | 3
2022/23 | 324.75 | 94.25 | 3
2022/23 | 325.25 | 94.25 | 3
2022/23 | 325.75 | 94.25 | 3
2022/23 | 326.25 | 94.25 | 2
2022/23 | 326.75 | 94.25 | 2
2022/23 | 327.25 | 94.25 | 4
2022/23 | 327.75 | 94.25 | 2
2022/23 | 328.25 | 94.25 | 6
2022/23 | 328.75 | 94.25 | 3
2022/23 | 329.25 | 94.25 | 3
2022/23 | 329.75 | 94.25 | 8
2022/23 | 330.25 | 94.25 | 3
2022/23 | 331.25 | 94.25 | 2
2022/23 | 331.75 | 94.25 | 3
2022/23 | 332.25 | 94.25 | 3
2022/23 | 332.75 | 94.25 | 6
2022/23 | 333.75 | 94.25 | 4
2022/23 | 334.25 | 94.25 | 2
2022/23 | 334.75 | 94.25 | 7
2022/23 | 335.25 | 94.25 | 6
2022/23 | 335.75 | 94.25 | 4
2022/23 | 336.25 | 94.25 | 4
2022/23 | 336.75 | 94.25 | 2
2022/23 | 337.25 | 94.25 | 2
2022/23 | 337.75 | 94.25 | 3
2022/23 | 338.25 | 94.25 | 3
2022/23 | 338.75 | 94.25 | 3
2022/23 | 339.25 | 94.25 | 5
2022/23 | 339.75 | 94.25 | 3
2022/23 | 340.25 | 94.25 | 3
2022/23 | 340.75 | 94.25 | 1
2022/23 | 341.25 | 94.25 | 3
2022/23 | 341.75 | 94.25 | 4
2022/23 | 342.25 | 94.25 | 1
2022/23 | 342.75 | 94.25 | 1
2022/23 | 343.25 | 94.25 | 4
2022/23 | 343.75 | 94.25 | 2
2022/23 | 344.25 | 94.25 | 1
2022/23 | 344.75 | 94.25 | 4
2022/23 | 345.25 | 94.25 | 2
2022/23 | 346.25 | 94.25 | 4
2022/23 | 346.75 | 94.25 | 2
2022/23 | 347.25 | 94.25 | 1
2022/23 | 347.75 | 94.25 | 2
2022/23 | 348.25 | 94.25 | 5
2022/23 | 349.75 | 94.25 | 3
2022/23 | 350.25 | 94.25 | 4
2022/23 | 350.75 | 94.25 | 5
2022/23 | 351.25 | 94.25 | 1
2022/23 | 351.75 | 94.25 | 1
2022/23 | 352.25 | 94.25 | 3
2022/23 | 352.75 | 94.25 | 2
2022/23 | 353.25 | 94.25 | 4
2022/23 | 353.75 | 94.25 | 1
2022/23 | 354.25 | 94.25 | 2
2022/23 | 354.75 | 94.25 | 4
2022/23 | 355.25 | 94.25 | 3
2022/23 | 355.75 | 94.25 | 4
2022/23 | 357.25 | 94.25 | 1
2022/23 | 358.25 | 94.25 | 2
2022/23 | 358.75 | 94.25 | 1
2022/23 | 359.25 | 94.25 | 1
2022/23 | 360.25 | 94.25 | 2
2022/23 | 360.75 | 94.25 | 1
2022/23 | 362.25 | 94.25 | 1
2022/23 | 362.75 | 94.25 | 2
2022/23 | 363.25 | 94.25 | 2
2022/23 | 364.25 | 94.25 | 1
2022/23 | 364.75 | 94.25 | 3
2022/23 | 365.25 | 94.25 | 1
2022/23 | 365.75 | 94.25 | 2
2022/23 | 366.25 | 94.25 | 1
2022/23 | 366.75 | 94.25 | 2
2022/23 | 368.25 | 94.25 | 1
2022/23 | 368.75 | 94.25 | 2
2022/23 | 369.25 | 94.25 | 1
2022/23 | 369.75 | 94.25 | 1
2022/23 | 373.75 | 94.25 | 1
2022/23 | 375.75 | 94.25 | 1
2022/23 | 377.25 | 94.25 | 1
2022/23 | 377.75 | 94.25 | 1
2022/23 | 378.75 | 94.25 | 1
2022/23 | 379.25 | 94.25 | 1
2022/23 | 379.75 | 94.25 | 3
2022/23 | 380.75 | 94.25 | 1
2022/23 | 382.75 | 94.25 | 3
2022/23 | 383.75 | 94.25 | 1
2022/23 | 387.25 | 94.25 | 1
2022/23 | 388.75 | 94.25 | 1
2022/23 | 389.25 | 94.25 | 1
2022/23 | 391.25 | 94.25 | 1
2022/23 | 391.75 | 94.25 | 1
2022/23 | 392.75 | 94.25 | 2
2022/23 | 394.25 | 94.25 | 1
2022/23 | 395.25 | 94.25 | 1
2022/23 | 396.25 | 94.25 | 1
2022/23 | 397.25 | 94.25 | 1
2022/23 | 407.25 | 94.25 | 1
2022/23 | 415.75 | 94.25 | 1
2022/23 | 420.25 | 94.25 | 1
2022/23 | 434.25 | 94.25 | 1
2022/23 | 440.25 | 94.25 | 1
2022/23 | 447.75 | 94.25 | 1
2022/23 | 478.75 | 94.25 | 1
2022/23 | 119.75 | 94.75 | 1
2022/23 | 126.75 | 94.75 | 1
2022/23 | 127.25 | 94.75 | 1
2022/23 | 128.25 | 94.75 | 1
2022/23 | 131.75 | 94.75 | 1
2022/23 | 135.75 | 94.75 | 1
2022/23 | 137.25 | 94.75 | 1
2022/23 | 138.75 | 94.75 | 1
2022/23 | 139.25 | 94.75 | 1
2022/23 | 139.75 | 94.75 | 3
2022/23 | 140.25 | 94.75 | 1
2022/23 | 140.75 | 94.75 | 1
2022/23 | 141.25 | 94.75 | 1
2022/23 | 141.75 | 94.75 | 2
2022/23 | 142.25 | 94.75 | 2
2022/23 | 142.75 | 94.75 | 2
2022/23 | 143.25 | 94.75 | 3
2022/23 | 143.75 | 94.75 | 4
2022/23 | 144.25 | 94.75 | 3
2022/23 | 144.75 | 94.75 | 2
2022/23 | 145.25 | 94.75 | 3
2022/23 | 145.75 | 94.75 | 1
2022/23 | 146.25 | 94.75 | 3
2022/23 | 146.75 | 94.75 | 2
2022/23 | 147.25 | 94.75 | 4
2022/23 | 147.75 | 94.75 | 9
2022/23 | 148.25 | 94.75 | 6
2022/23 | 148.75 | 94.75 | 9
2022/23 | 149.25 | 94.75 | 7
2022/23 | 149.75 | 94.75 | 6
2022/23 | 150.25 | 94.75 | 5
2022/23 | 150.75 | 94.75 | 9
2022/23 | 151.25 | 94.75 | 9
2022/23 | 151.75 | 94.75 | 9
2022/23 | 152.25 | 94.75 | 5
2022/23 | 152.75 | 94.75 | 12
2022/23 | 153.25 | 94.75 | 11
2022/23 | 153.75 | 94.75 | 9
2022/23 | 154.25 | 94.75 | 13
2022/23 | 154.75 | 94.75 | 12
2022/23 | 155.25 | 94.75 | 14
2022/23 | 155.75 | 94.75 | 15
2022/23 | 156.25 | 94.75 | 11
2022/23 | 156.75 | 94.75 | 18
2022/23 | 157.25 | 94.75 | 22
2022/23 | 157.75 | 94.75 | 18
2022/23 | 158.25 | 94.75 | 20
2022/23 | 158.75 | 94.75 | 29
2022/23 | 159.25 | 94.75 | 23
2022/23 | 159.75 | 94.75 | 24
2022/23 | 160.25 | 94.75 | 22
2022/23 | 160.75 | 94.75 | 30
2022/23 | 161.25 | 94.75 | 25
2022/23 | 161.75 | 94.75 | 33
2022/23 | 162.25 | 94.75 | 29
2022/23 | 162.75 | 94.75 | 29
2022/23 | 163.25 | 94.75 | 41
2022/23 | 163.75 | 94.75 | 47
2022/23 | 164.25 | 94.75 | 42
2022/23 | 164.75 | 94.75 | 43
2022/23 | 165.25 | 94.75 | 36
2022/23 | 165.75 | 94.75 | 46
2022/23 | 166.25 | 94.75 | 51
2022/23 | 166.75 | 94.75 | 45
2022/23 | 167.25 | 94.75 | 46
2022/23 | 167.75 | 94.75 | 60
2022/23 | 168.25 | 94.75 | 62
2022/23 | 168.75 | 94.75 | 58
2022/23 | 169.25 | 94.75 | 72
2022/23 | 169.75 | 94.75 | 61
2022/23 | 170.25 | 94.75 | 68
2022/23 | 170.75 | 94.75 | 60
2022/23 | 171.25 | 94.75 | 82
2022/23 | 171.75 | 94.75 | 81
2022/23 | 172.25 | 94.75 | 70
2022/23 | 172.75 | 94.75 | 83
2022/23 | 173.25 | 94.75 | 83
2022/23 | 173.75 | 94.75 | 76
2022/23 | 174.25 | 94.75 | 76
2022/23 | 174.75 | 94.75 | 109
2022/23 | 175.25 | 94.75 | 92
2022/23 | 175.75 | 94.75 | 93
2022/23 | 176.25 | 94.75 | 92
2022/23 | 176.75 | 94.75 | 102
2022/23 | 177.25 | 94.75 | 109
2022/23 | 177.75 | 94.75 | 106
2022/23 | 178.25 | 94.75 | 96
2022/23 | 178.75 | 94.75 | 116
2022/23 | 179.25 | 94.75 | 93
2022/23 | 179.75 | 94.75 | 124
2022/23 | 180.25 | 94.75 | 131
2022/23 | 180.75 | 94.75 | 128
2022/23 | 181.25 | 94.75 | 112
2022/23 | 181.75 | 94.75 | 114
2022/23 | 182.25 | 94.75 | 147
2022/23 | 182.75 | 94.75 | 133
2022/23 | 183.25 | 94.75 | 116
2022/23 | 183.75 | 94.75 | 120
2022/23 | 184.25 | 94.75 | 133
2022/23 | 184.75 | 94.75 | 135
2022/23 | 185.25 | 94.75 | 135
2022/23 | 185.75 | 94.75 | 132
2022/23 | 186.25 | 94.75 | 152
2022/23 | 186.75 | 94.75 | 156
2022/23 | 187.25 | 94.75 | 143
2022/23 | 187.75 | 94.75 | 152
2022/23 | 188.25 | 94.75 | 133
2022/23 | 188.75 | 94.75 | 136
2022/23 | 189.25 | 94.75 | 148
2022/23 | 189.75 | 94.75 | 162
2022/23 | 190.25 | 94.75 | 153
2022/23 | 190.75 | 94.75 | 154
2022/23 | 191.25 | 94.75 | 154
2022/23 | 191.75 | 94.75 | 138
2022/23 | 192.25 | 94.75 | 153
2022/23 | 192.75 | 94.75 | 161
2022/23 | 193.25 | 94.75 | 137
2022/23 | 193.75 | 94.75 | 145
2022/23 | 194.25 | 94.75 | 146
2022/23 | 194.75 | 94.75 | 159
2022/23 | 195.25 | 94.75 | 145
2022/23 | 195.75 | 94.75 | 143
2022/23 | 196.25 | 94.75 | 128
2022/23 | 196.75 | 94.75 | 157
2022/23 | 197.25 | 94.75 | 173
2022/23 | 197.75 | 94.75 | 164
2022/23 | 198.25 | 94.75 | 149
2022/23 | 198.75 | 94.75 | 153
2022/23 | 199.25 | 94.75 | 152
2022/23 | 199.75 | 94.75 | 130
2022/23 | 200.25 | 94.75 | 116
2022/23 | 200.75 | 94.75 | 137
2022/23 | 201.25 | 94.75 | 145
2022/23 | 201.75 | 94.75 | 141
2022/23 | 202.25 | 94.75 | 154
2022/23 | 202.75 | 94.75 | 133
2022/23 | 203.25 | 94.75 | 132
2022/23 | 203.75 | 94.75 | 136
2022/23 | 204.25 | 94.75 | 137
2022/23 | 204.75 | 94.75 | 124
2022/23 | 205.25 | 94.75 | 147
2022/23 | 205.75 | 94.75 | 141
2022/23 | 206.25 | 94.75 | 120
2022/23 | 206.75 | 94.75 | 130
2022/23 | 207.25 | 94.75 | 130
2022/23 | 207.75 | 94.75 | 136
2022/23 | 208.25 | 94.75 | 136
2022/23 | 208.75 | 94.75 | 148
2022/23 | 209.25 | 94.75 | 120
2022/23 | 209.75 | 94.75 | 135
2022/23 | 210.25 | 94.75 | 133
2022/23 | 210.75 | 94.75 | 126
2022/23 | 211.25 | 94.75 | 135
2022/23 | 211.75 | 94.75 | 128
2022/23 | 212.25 | 94.75 | 125
2022/23 | 212.75 | 94.75 | 126
2022/23 | 213.25 | 94.75 | 129
2022/23 | 213.75 | 94.75 | 142
2022/23 | 214.25 | 94.75 | 114
2022/23 | 214.75 | 94.75 | 109
2022/23 | 215.25 | 94.75 | 127
2022/23 | 215.75 | 94.75 | 116
2022/23 | 216.25 | 94.75 | 108
2022/23 | 216.75 | 94.75 | 115
2022/23 | 217.25 | 94.75 | 121
2022/23 | 217.75 | 94.75 | 83
2022/23 | 218.25 | 94.75 | 88
2022/23 | 218.75 | 94.75 | 108
2022/23 | 219.25 | 94.75 | 93
2022/23 | 219.75 | 94.75 | 107
2022/23 | 220.25 | 94.75 | 93
2022/23 | 220.75 | 94.75 | 94
2022/23 | 221.25 | 94.75 | 99
2022/23 | 221.75 | 94.75 | 87
2022/23 | 222.25 | 94.75 | 95
2022/23 | 222.75 | 94.75 | 92
2022/23 | 223.25 | 94.75 | 102
2022/23 | 223.75 | 94.75 | 101
2022/23 | 224.25 | 94.75 | 87
2022/23 | 224.75 | 94.75 | 79
2022/23 | 225.25 | 94.75 | 93
2022/23 | 225.75 | 94.75 | 68
2022/23 | 226.25 | 94.75 | 80
2022/23 | 226.75 | 94.75 | 83
2022/23 | 227.25 | 94.75 | 79
2022/23 | 227.75 | 94.75 | 83
2022/23 | 228.25 | 94.75 | 69
2022/23 | 228.75 | 94.75 | 82
2022/23 | 229.25 | 94.75 | 66
2022/23 | 229.75 | 94.75 | 79
2022/23 | 230.25 | 94.75 | 75
2022/23 | 230.75 | 94.75 | 71
2022/23 | 231.25 | 94.75 | 76
2022/23 | 231.75 | 94.75 | 77
2022/23 | 232.25 | 94.75 | 48
2022/23 | 232.75 | 94.75 | 75
2022/23 | 233.25 | 94.75 | 85
2022/23 | 233.75 | 94.75 | 79
2022/23 | 234.25 | 94.75 | 65
2022/23 | 234.75 | 94.75 | 73
2022/23 | 235.25 | 94.75 | 77
2022/23 | 235.75 | 94.75 | 73
2022/23 | 236.25 | 94.75 | 59
2022/23 | 236.75 | 94.75 | 71
2022/23 | 237.25 | 94.75 | 54
2022/23 | 237.75 | 94.75 | 73
2022/23 | 238.25 | 94.75 | 53
2022/23 | 238.75 | 94.75 | 49
2022/23 | 239.25 | 94.75 | 39
2022/23 | 239.75 | 94.75 | 60
2022/23 | 240.25 | 94.75 | 54
2022/23 | 240.75 | 94.75 | 59
2022/23 | 241.25 | 94.75 | 53
2022/23 | 241.75 | 94.75 | 60
2022/23 | 242.25 | 94.75 | 53
2022/23 | 242.75 | 94.75 | 45
2022/23 | 243.25 | 94.75 | 50
2022/23 | 243.75 | 94.75 | 47
2022/23 | 244.25 | 94.75 | 50
2022/23 | 244.75 | 94.75 | 54
2022/23 | 245.25 | 94.75 | 53
2022/23 | 245.75 | 94.75 | 52
2022/23 | 246.25 | 94.75 | 59
2022/23 | 246.75 | 94.75 | 50
2022/23 | 247.25 | 94.75 | 53
2022/23 | 247.75 | 94.75 | 40
2022/23 | 248.25 | 94.75 | 49
2022/23 | 248.75 | 94.75 | 51
2022/23 | 249.25 | 94.75 | 52
2022/23 | 249.75 | 94.75 | 55
2022/23 | 250.25 | 94.75 | 41
2022/23 | 250.75 | 94.75 | 42
2022/23 | 251.25 | 94.75 | 40
2022/23 | 251.75 | 94.75 | 29
2022/23 | 252.25 | 94.75 | 40
2022/23 | 252.75 | 94.75 | 35
2022/23 | 253.25 | 94.75 | 49
2022/23 | 253.75 | 94.75 | 42
2022/23 | 254.25 | 94.75 | 31
2022/23 | 254.75 | 94.75 | 38
2022/23 | 255.25 | 94.75 | 29
2022/23 | 255.75 | 94.75 | 40
2022/23 | 256.25 | 94.75 | 42
2022/23 | 256.75 | 94.75 | 23
2022/23 | 257.25 | 94.75 | 33
2022/23 | 257.75 | 94.75 | 40
2022/23 | 258.25 | 94.75 | 38
2022/23 | 258.75 | 94.75 | 27
2022/23 | 259.25 | 94.75 | 35
2022/23 | 259.75 | 94.75 | 30
2022/23 | 260.25 | 94.75 | 28
2022/23 | 260.75 | 94.75 | 30
2022/23 | 261.25 | 94.75 | 38
2022/23 | 261.75 | 94.75 | 37
2022/23 | 262.25 | 94.75 | 29
2022/23 | 262.75 | 94.75 | 27
2022/23 | 263.25 | 94.75 | 32
2022/23 | 263.75 | 94.75 | 25
2022/23 | 264.25 | 94.75 | 31
2022/23 | 264.75 | 94.75 | 36
2022/23 | 265.25 | 94.75 | 34
2022/23 | 265.75 | 94.75 | 20
2022/23 | 266.25 | 94.75 | 25
2022/23 | 266.75 | 94.75 | 34
2022/23 | 267.25 | 94.75 | 24
2022/23 | 267.75 | 94.75 | 23
2022/23 | 268.25 | 94.75 | 26
2022/23 | 268.75 | 94.75 | 24
2022/23 | 269.25 | 94.75 | 23
2022/23 | 269.75 | 94.75 | 35
2022/23 | 270.25 | 94.75 | 26
2022/23 | 270.75 | 94.75 | 31
2022/23 | 271.25 | 94.75 | 20
2022/23 | 271.75 | 94.75 | 17
2022/23 | 272.25 | 94.75 | 25
2022/23 | 272.75 | 94.75 | 34
2022/23 | 273.25 | 94.75 | 20
2022/23 | 273.75 | 94.75 | 23
2022/23 | 274.25 | 94.75 | 15
2022/23 | 274.75 | 94.75 | 28
2022/23 | 275.25 | 94.75 | 13
2022/23 | 275.75 | 94.75 | 29
2022/23 | 276.25 | 94.75 | 20
2022/23 | 276.75 | 94.75 | 21
2022/23 | 277.25 | 94.75 | 22
2022/23 | 277.75 | 94.75 | 18
2022/23 | 278.25 | 94.75 | 19
2022/23 | 278.75 | 94.75 | 10
2022/23 | 279.25 | 94.75 | 16
2022/23 | 279.75 | 94.75 | 16
2022/23 | 280.25 | 94.75 | 23
2022/23 | 280.75 | 94.75 | 15
2022/23 | 281.25 | 94.75 | 20
2022/23 | 281.75 | 94.75 | 12
2022/23 | 282.25 | 94.75 | 6
2022/23 | 282.75 | 94.75 | 17
2022/23 | 283.25 | 94.75 | 16
2022/23 | 283.75 | 94.75 | 12
2022/23 | 284.25 | 94.75 | 22
2022/23 | 284.75 | 94.75 | 19
2022/23 | 285.25 | 94.75 | 12
2022/23 | 285.75 | 94.75 | 17
2022/23 | 286.25 | 94.75 | 16
2022/23 | 286.75 | 94.75 | 11
2022/23 | 287.25 | 94.75 | 11
2022/23 | 287.75 | 94.75 | 20
2022/23 | 288.25 | 94.75 | 12
2022/23 | 288.75 | 94.75 | 17
2022/23 | 289.25 | 94.75 | 25
2022/23 | 289.75 | 94.75 | 10
2022/23 | 290.25 | 94.75 | 12
2022/23 | 290.75 | 94.75 | 14
2022/23 | 291.25 | 94.75 | 14
2022/23 | 291.75 | 94.75 | 15
2022/23 | 292.25 | 94.75 | 11
2022/23 | 292.75 | 94.75 | 16
2022/23 | 293.25 | 94.75 | 8
2022/23 | 293.75 | 94.75 | 13
2022/23 | 294.25 | 94.75 | 11
2022/23 | 294.75 | 94.75 | 8
2022/23 | 295.25 | 94.75 | 5
2022/23 | 295.75 | 94.75 | 15
2022/23 | 296.25 | 94.75 | 8
2022/23 | 296.75 | 94.75 | 8
2022/23 | 297.25 | 94.75 | 14
2022/23 | 297.75 | 94.75 | 15
2022/23 | 298.25 | 94.75 | 14
2022/23 | 298.75 | 94.75 | 9
2022/23 | 299.25 | 94.75 | 8
2022/23 | 299.75 | 94.75 | 9
2022/23 | 300.25 | 94.75 | 8
2022/23 | 300.75 | 94.75 | 14
2022/23 | 301.25 | 94.75 | 13
2022/23 | 301.75 | 94.75 | 16
2022/23 | 302.25 | 94.75 | 4
2022/23 | 302.75 | 94.75 | 7
2022/23 | 303.25 | 94.75 | 12
2022/23 | 303.75 | 94.75 | 7
2022/23 | 304.25 | 94.75 | 7
2022/23 | 304.75 | 94.75 | 11
2022/23 | 305.25 | 94.75 | 10
2022/23 | 305.75 | 94.75 | 4
2022/23 | 306.25 | 94.75 | 7
2022/23 | 306.75 | 94.75 | 6
2022/23 | 307.25 | 94.75 | 9
2022/23 | 307.75 | 94.75 | 7
2022/23 | 308.25 | 94.75 | 5
2022/23 | 308.75 | 94.75 | 6
2022/23 | 309.25 | 94.75 | 7
2022/23 | 309.75 | 94.75 | 5
2022/23 | 310.25 | 94.75 | 5
2022/23 | 310.75 | 94.75 | 5
2022/23 | 311.25 | 94.75 | 9
2022/23 | 311.75 | 94.75 | 10
2022/23 | 312.25 | 94.75 | 7
2022/23 | 312.75 | 94.75 | 8
2022/23 | 313.25 | 94.75 | 6
2022/23 | 313.75 | 94.75 | 6
2022/23 | 314.25 | 94.75 | 6
2022/23 | 314.75 | 94.75 | 9
2022/23 | 315.25 | 94.75 | 8
2022/23 | 315.75 | 94.75 | 9
2022/23 | 316.25 | 94.75 | 6
2022/23 | 316.75 | 94.75 | 6
2022/23 | 317.25 | 94.75 | 9
2022/23 | 317.75 | 94.75 | 4
2022/23 | 318.25 | 94.75 | 8
2022/23 | 318.75 | 94.75 | 9
2022/23 | 319.25 | 94.75 | 8
2022/23 | 319.75 | 94.75 | 9
2022/23 | 320.25 | 94.75 | 7
2022/23 | 320.75 | 94.75 | 3
2022/23 | 321.25 | 94.75 | 8
2022/23 | 321.75 | 94.75 | 9
2022/23 | 322.25 | 94.75 | 9
2022/23 | 322.75 | 94.75 | 2
2022/23 | 323.25 | 94.75 | 11
2022/23 | 323.75 | 94.75 | 4
2022/23 | 324.75 | 94.75 | 4
2022/23 | 325.25 | 94.75 | 6
2022/23 | 325.75 | 94.75 | 1
2022/23 | 326.25 | 94.75 | 3
2022/23 | 326.75 | 94.75 | 3
2022/23 | 327.25 | 94.75 | 2
2022/23 | 327.75 | 94.75 | 4
2022/23 | 328.25 | 94.75 | 3
2022/23 | 328.75 | 94.75 | 4
2022/23 | 329.25 | 94.75 | 3
2022/23 | 329.75 | 94.75 | 4
2022/23 | 330.25 | 94.75 | 5
2022/23 | 330.75 | 94.75 | 4
2022/23 | 331.25 | 94.75 | 3
2022/23 | 331.75 | 94.75 | 4
2022/23 | 332.25 | 94.75 | 3
2022/23 | 332.75 | 94.75 | 6
2022/23 | 333.25 | 94.75 | 5
2022/23 | 333.75 | 94.75 | 8
2022/23 | 334.25 | 94.75 | 3
2022/23 | 334.75 | 94.75 | 4
2022/23 | 335.25 | 94.75 | 2
2022/23 | 335.75 | 94.75 | 3
2022/23 | 336.25 | 94.75 | 4
2022/23 | 336.75 | 94.75 | 4
2022/23 | 337.25 | 94.75 | 2
2022/23 | 337.75 | 94.75 | 3
2022/23 | 338.25 | 94.75 | 3
2022/23 | 338.75 | 94.75 | 5
2022/23 | 339.25 | 94.75 | 2
2022/23 | 339.75 | 94.75 | 6
2022/23 | 340.25 | 94.75 | 4
2022/23 | 340.75 | 94.75 | 2
2022/23 | 341.25 | 94.75 | 2
2022/23 | 342.75 | 94.75 | 4
2022/23 | 343.25 | 94.75 | 2
2022/23 | 343.75 | 94.75 | 4
2022/23 | 344.25 | 94.75 | 4
2022/23 | 344.75 | 94.75 | 2
2022/23 | 345.25 | 94.75 | 4
2022/23 | 345.75 | 94.75 | 3
2022/23 | 346.25 | 94.75 | 2
2022/23 | 346.75 | 94.75 | 3
2022/23 | 347.25 | 94.75 | 3
2022/23 | 347.75 | 94.75 | 2
2022/23 | 348.25 | 94.75 | 3
2022/23 | 349.25 | 94.75 | 2
2022/23 | 349.75 | 94.75 | 2
2022/23 | 350.25 | 94.75 | 1
2022/23 | 350.75 | 94.75 | 2
2022/23 | 351.25 | 94.75 | 2
2022/23 | 351.75 | 94.75 | 4
2022/23 | 352.25 | 94.75 | 1
2022/23 | 352.75 | 94.75 | 2
2022/23 | 353.25 | 94.75 | 3
2022/23 | 353.75 | 94.75 | 1
2022/23 | 354.25 | 94.75 | 2
2022/23 | 354.75 | 94.75 | 3
2022/23 | 355.25 | 94.75 | 1
2022/23 | 355.75 | 94.75 | 3
2022/23 | 356.25 | 94.75 | 1
2022/23 | 357.75 | 94.75 | 1
2022/23 | 358.25 | 94.75 | 3
2022/23 | 358.75 | 94.75 | 1
2022/23 | 359.25 | 94.75 | 1
2022/23 | 360.25 | 94.75 | 2
2022/23 | 361.75 | 94.75 | 2
2022/23 | 363.25 | 94.75 | 1
2022/23 | 364.75 | 94.75 | 2
2022/23 | 365.25 | 94.75 | 1
2022/23 | 365.75 | 94.75 | 1
2022/23 | 366.75 | 94.75 | 2
2022/23 | 367.25 | 94.75 | 1
2022/23 | 367.75 | 94.75 | 1
2022/23 | 368.75 | 94.75 | 1
2022/23 | 369.25 | 94.75 | 2
2022/23 | 369.75 | 94.75 | 1
2022/23 | 370.75 | 94.75 | 1
2022/23 | 372.75 | 94.75 | 1
2022/23 | 373.25 | 94.75 | 1
2022/23 | 373.75 | 94.75 | 1
2022/23 | 378.25 | 94.75 | 1
2022/23 | 378.75 | 94.75 | 1
2022/23 | 379.75 | 94.75 | 1
2022/23 | 380.25 | 94.75 | 1
2022/23 | 384.75 | 94.75 | 1
2022/23 | 385.25 | 94.75 | 1
2022/23 | 385.75 | 94.75 | 3
2022/23 | 386.75 | 94.75 | 1
2022/23 | 389.25 | 94.75 | 1
2022/23 | 389.75 | 94.75 | 1
2022/23 | 390.25 | 94.75 | 1
2022/23 | 391.25 | 94.75 | 1
2022/23 | 394.25 | 94.75 | 1
2022/23 | 395.25 | 94.75 | 1
2022/23 | 395.75 | 94.75 | 1
2022/23 | 396.25 | 94.75 | 1
2022/23 | 397.75 | 94.75 | 1
2022/23 | 399.25 | 94.75 | 1
2022/23 | 400.25 | 94.75 | 1
2022/23 | 403.75 | 94.75 | 2
2022/23 | 406.75 | 94.75 | 2
2022/23 | 416.75 | 94.75 | 1
2022/23 | 424.25 | 94.75 | 1
2022/23 | 443.75 | 94.75 | 1
2022/23 | 125.25 | 95.25 | 1
2022/23 | 132.75 | 95.25 | 1
2022/23 | 137.25 | 95.25 | 1
2022/23 | 138.25 | 95.25 | 2
2022/23 | 139.25 | 95.25 | 1
2022/23 | 139.75 | 95.25 | 1
2022/23 | 140.25 | 95.25 | 1
2022/23 | 140.75 | 95.25 | 2
2022/23 | 141.25 | 95.25 | 3
2022/23 | 141.75 | 95.25 | 2
2022/23 | 142.25 | 95.25 | 3
2022/23 | 142.75 | 95.25 | 1
2022/23 | 143.25 | 95.25 | 1
2022/23 | 143.75 | 95.25 | 3
2022/23 | 144.25 | 95.25 | 1
2022/23 | 144.75 | 95.25 | 3
2022/23 | 145.25 | 95.25 | 1
2022/23 | 145.75 | 95.25 | 6
2022/23 | 146.25 | 95.25 | 2
2022/23 | 147.25 | 95.25 | 1
2022/23 | 147.75 | 95.25 | 1
2022/23 | 148.25 | 95.25 | 8
2022/23 | 148.75 | 95.25 | 4
2022/23 | 149.25 | 95.25 | 5
2022/23 | 149.75 | 95.25 | 5
2022/23 | 150.25 | 95.25 | 4
2022/23 | 150.75 | 95.25 | 6
2022/23 | 151.25 | 95.25 | 6
2022/23 | 151.75 | 95.25 | 7
2022/23 | 152.25 | 95.25 | 4
2022/23 | 152.75 | 95.25 | 14
2022/23 | 153.25 | 95.25 | 10
2022/23 | 153.75 | 95.25 | 10
2022/23 | 154.25 | 95.25 | 10
2022/23 | 154.75 | 95.25 | 17
2022/23 | 155.25 | 95.25 | 9
2022/23 | 155.75 | 95.25 | 13
2022/23 | 156.25 | 95.25 | 12
2022/23 | 156.75 | 95.25 | 9
2022/23 | 157.25 | 95.25 | 21
2022/23 | 157.75 | 95.25 | 18
2022/23 | 158.25 | 95.25 | 14
2022/23 | 158.75 | 95.25 | 25
2022/23 | 159.25 | 95.25 | 25
2022/23 | 159.75 | 95.25 | 24
2022/23 | 160.25 | 95.25 | 25
2022/23 | 160.75 | 95.25 | 23
2022/23 | 161.25 | 95.25 | 26
2022/23 | 161.75 | 95.25 | 22
2022/23 | 162.25 | 95.25 | 32
2022/23 | 162.75 | 95.25 | 28
2022/23 | 163.25 | 95.25 | 43
2022/23 | 163.75 | 95.25 | 30
2022/23 | 164.25 | 95.25 | 39
2022/23 | 164.75 | 95.25 | 44
2022/23 | 165.25 | 95.25 | 42
2022/23 | 165.75 | 95.25 | 46
2022/23 | 166.25 | 95.25 | 54
2022/23 | 166.75 | 95.25 | 42
2022/23 | 167.25 | 95.25 | 47
2022/23 | 167.75 | 95.25 | 58
2022/23 | 168.25 | 95.25 | 59
2022/23 | 168.75 | 95.25 | 51
2022/23 | 169.25 | 95.25 | 49
2022/23 | 169.75 | 95.25 | 56
2022/23 | 170.25 | 95.25 | 55
2022/23 | 170.75 | 95.25 | 60
2022/23 | 171.25 | 95.25 | 58
2022/23 | 171.75 | 95.25 | 60
2022/23 | 172.25 | 95.25 | 68
2022/23 | 172.75 | 95.25 | 72
2022/23 | 173.25 | 95.25 | 81
2022/23 | 173.75 | 95.25 | 76
2022/23 | 174.25 | 95.25 | 82
2022/23 | 174.75 | 95.25 | 99
2022/23 | 175.25 | 95.25 | 71
2022/23 | 175.75 | 95.25 | 83
2022/23 | 176.25 | 95.25 | 108
2022/23 | 176.75 | 95.25 | 98
2022/23 | 177.25 | 95.25 | 78
2022/23 | 177.75 | 95.25 | 96
2022/23 | 178.25 | 95.25 | 101
2022/23 | 178.75 | 95.25 | 111
2022/23 | 179.25 | 95.25 | 116
2022/23 | 179.75 | 95.25 | 107
2022/23 | 180.25 | 95.25 | 103
2022/23 | 180.75 | 95.25 | 95
2022/23 | 181.25 | 95.25 | 107
2022/23 | 181.75 | 95.25 | 127
2022/23 | 182.25 | 95.25 | 113
2022/23 | 182.75 | 95.25 | 114
2022/23 | 183.25 | 95.25 | 129
2022/23 | 183.75 | 95.25 | 117
2022/23 | 184.25 | 95.25 | 122
2022/23 | 184.75 | 95.25 | 111
2022/23 | 185.25 | 95.25 | 111
2022/23 | 185.75 | 95.25 | 131
2022/23 | 186.25 | 95.25 | 148
2022/23 | 186.75 | 95.25 | 124
2022/23 | 187.25 | 95.25 | 146
2022/23 | 187.75 | 95.25 | 132
2022/23 | 188.25 | 95.25 | 122
2022/23 | 188.75 | 95.25 | 146
2022/23 | 189.25 | 95.25 | 150
2022/23 | 189.75 | 95.25 | 145
2022/23 | 190.25 | 95.25 | 162
2022/23 | 190.75 | 95.25 | 151
2022/23 | 191.25 | 95.25 | 155
2022/23 | 191.75 | 95.25 | 139
2022/23 | 192.25 | 95.25 | 169
2022/23 | 192.75 | 95.25 | 156
2022/23 | 193.25 | 95.25 | 171
2022/23 | 193.75 | 95.25 | 155
2022/23 | 194.25 | 95.25 | 165
2022/23 | 194.75 | 95.25 | 152
2022/23 | 195.25 | 95.25 | 134
2022/23 | 195.75 | 95.25 | 154
2022/23 | 196.25 | 95.25 | 159
2022/23 | 196.75 | 95.25 | 144
2022/23 | 197.25 | 95.25 | 143
2022/23 | 197.75 | 95.25 | 145
2022/23 | 198.25 | 95.25 | 138
2022/23 | 198.75 | 95.25 | 144
2022/23 | 199.25 | 95.25 | 150
2022/23 | 199.75 | 95.25 | 132
2022/23 | 200.25 | 95.25 | 164
2022/23 | 200.75 | 95.25 | 141
2022/23 | 201.25 | 95.25 | 148
2022/23 | 201.75 | 95.25 | 140
2022/23 | 202.25 | 95.25 | 156
2022/23 | 202.75 | 95.25 | 136
2022/23 | 203.25 | 95.25 | 136
2022/23 | 203.75 | 95.25 | 156
2022/23 | 204.25 | 95.25 | 144
2022/23 | 204.75 | 95.25 | 131
2022/23 | 205.25 | 95.25 | 145
2022/23 | 205.75 | 95.25 | 152
2022/23 | 206.25 | 95.25 | 151
2022/23 | 206.75 | 95.25 | 130
2022/23 | 207.25 | 95.25 | 149
2022/23 | 207.75 | 95.25 | 126
2022/23 | 208.25 | 95.25 | 139
2022/23 | 208.75 | 95.25 | 139
2022/23 | 209.25 | 95.25 | 139
2022/23 | 209.75 | 95.25 | 119
2022/23 | 210.25 | 95.25 | 140
2022/23 | 210.75 | 95.25 | 130
2022/23 | 211.25 | 95.25 | 133
2022/23 | 211.75 | 95.25 | 122
2022/23 | 212.25 | 95.25 | 141
2022/23 | 212.75 | 95.25 | 111
2022/23 | 213.25 | 95.25 | 121
2022/23 | 213.75 | 95.25 | 133
2022/23 | 214.25 | 95.25 | 93
2022/23 | 214.75 | 95.25 | 112
2022/23 | 215.25 | 95.25 | 118
2022/23 | 215.75 | 95.25 | 114
2022/23 | 216.25 | 95.25 | 129
2022/23 | 216.75 | 95.25 | 106
2022/23 | 217.25 | 95.25 | 105
2022/23 | 217.75 | 95.25 | 114
2022/23 | 218.25 | 95.25 | 116
2022/23 | 218.75 | 95.25 | 103
2022/23 | 219.25 | 95.25 | 99
2022/23 | 219.75 | 95.25 | 94
2022/23 | 220.25 | 95.25 | 92
2022/23 | 220.75 | 95.25 | 96
2022/23 | 221.25 | 95.25 | 83
2022/23 | 221.75 | 95.25 | 92
2022/23 | 222.25 | 95.25 | 89
2022/23 | 222.75 | 95.25 | 83
2022/23 | 223.25 | 95.25 | 83
2022/23 | 223.75 | 95.25 | 89
2022/23 | 224.25 | 95.25 | 103
2022/23 | 224.75 | 95.25 | 85
2022/23 | 225.25 | 95.25 | 85
2022/23 | 225.75 | 95.25 | 90
2022/23 | 226.25 | 95.25 | 102
2022/23 | 226.75 | 95.25 | 92
2022/23 | 227.25 | 95.25 | 110
2022/23 | 227.75 | 95.25 | 86
2022/23 | 228.25 | 95.25 | 87
2022/23 | 228.75 | 95.25 | 80
2022/23 | 229.25 | 95.25 | 78
2022/23 | 229.75 | 95.25 | 69
2022/23 | 230.25 | 95.25 | 86
2022/23 | 230.75 | 95.25 | 83
2022/23 | 231.25 | 95.25 | 72
2022/23 | 231.75 | 95.25 | 71
2022/23 | 232.25 | 95.25 | 78
2022/23 | 232.75 | 95.25 | 78
2022/23 | 233.25 | 95.25 | 57
2022/23 | 233.75 | 95.25 | 64
2022/23 | 234.25 | 95.25 | 72
2022/23 | 234.75 | 95.25 | 59
2022/23 | 235.25 | 95.25 | 46
2022/23 | 235.75 | 95.25 | 51
2022/23 | 236.25 | 95.25 | 61
2022/23 | 236.75 | 95.25 | 74
2022/23 | 237.25 | 95.25 | 57
2022/23 | 237.75 | 95.25 | 79
2022/23 | 238.25 | 95.25 | 76
2022/23 | 238.75 | 95.25 | 60
2022/23 | 239.25 | 95.25 | 57
2022/23 | 239.75 | 95.25 | 56
2022/23 | 240.25 | 95.25 | 57
2022/23 | 240.75 | 95.25 | 65
2022/23 | 241.25 | 95.25 | 58
2022/23 | 241.75 | 95.25 | 55
2022/23 | 242.25 | 95.25 | 48
2022/23 | 242.75 | 95.25 | 64
2022/23 | 243.25 | 95.25 | 43
2022/23 | 243.75 | 95.25 | 61
2022/23 | 244.25 | 95.25 | 42
2022/23 | 244.75 | 95.25 | 51
2022/23 | 245.25 | 95.25 | 64
2022/23 | 245.75 | 95.25 | 59
2022/23 | 246.25 | 95.25 | 54
2022/23 | 246.75 | 95.25 | 41
2022/23 | 247.25 | 95.25 | 52
2022/23 | 247.75 | 95.25 | 57
2022/23 | 248.25 | 95.25 | 41
2022/23 | 248.75 | 95.25 | 37
2022/23 | 249.25 | 95.25 | 37
2022/23 | 249.75 | 95.25 | 45
2022/23 | 250.25 | 95.25 | 38
2022/23 | 250.75 | 95.25 | 36
2022/23 | 251.25 | 95.25 | 36
2022/23 | 251.75 | 95.25 | 58
2022/23 | 252.25 | 95.25 | 39
2022/23 | 252.75 | 95.25 | 55
2022/23 | 253.25 | 95.25 | 40
2022/23 | 253.75 | 95.25 | 36
2022/23 | 254.25 | 95.25 | 38
2022/23 | 254.75 | 95.25 | 48
2022/23 | 255.25 | 95.25 | 37
2022/23 | 255.75 | 95.25 | 36
2022/23 | 256.25 | 95.25 | 47
2022/23 | 256.75 | 95.25 | 50
2022/23 | 257.25 | 95.25 | 39
2022/23 | 257.75 | 95.25 | 39
2022/23 | 258.25 | 95.25 | 42
2022/23 | 258.75 | 95.25 | 35
2022/23 | 259.25 | 95.25 | 30
2022/23 | 259.75 | 95.25 | 49
2022/23 | 260.25 | 95.25 | 30
2022/23 | 260.75 | 95.25 | 24
2022/23 | 261.25 | 95.25 | 28
2022/23 | 261.75 | 95.25 | 27
2022/23 | 262.25 | 95.25 | 36
2022/23 | 262.75 | 95.25 | 24
2022/23 | 263.25 | 95.25 | 26
2022/23 | 263.75 | 95.25 | 32
2022/23 | 264.25 | 95.25 | 32
2022/23 | 264.75 | 95.25 | 29
2022/23 | 265.25 | 95.25 | 28
2022/23 | 265.75 | 95.25 | 35
2022/23 | 266.25 | 95.25 | 22
2022/23 | 266.75 | 95.25 | 29
2022/23 | 267.25 | 95.25 | 23
2022/23 | 267.75 | 95.25 | 19
2022/23 | 268.25 | 95.25 | 21
2022/23 | 268.75 | 95.25 | 20
2022/23 | 269.25 | 95.25 | 20
2022/23 | 269.75 | 95.25 | 27
2022/23 | 270.25 | 95.25 | 21
2022/23 | 270.75 | 95.25 | 24
2022/23 | 271.25 | 95.25 | 23
2022/23 | 271.75 | 95.25 | 19
2022/23 | 272.25 | 95.25 | 23
2022/23 | 272.75 | 95.25 | 31
2022/23 | 273.25 | 95.25 | 31
2022/23 | 273.75 | 95.25 | 29
2022/23 | 274.25 | 95.25 | 28
2022/23 | 274.75 | 95.25 | 15
2022/23 | 275.25 | 95.25 | 9
2022/23 | 275.75 | 95.25 | 18
2022/23 | 276.25 | 95.25 | 19
2022/23 | 276.75 | 95.25 | 19
2022/23 | 277.25 | 95.25 | 22
2022/23 | 277.75 | 95.25 | 13
2022/23 | 278.25 | 95.25 | 25
2022/23 | 278.75 | 95.25 | 27
2022/23 | 279.25 | 95.25 | 19
2022/23 | 279.75 | 95.25 | 21
2022/23 | 280.25 | 95.25 | 16
2022/23 | 280.75 | 95.25 | 21
2022/23 | 281.25 | 95.25 | 12
2022/23 | 281.75 | 95.25 | 12
2022/23 | 282.25 | 95.25 | 25
2022/23 | 282.75 | 95.25 | 21
2022/23 | 283.25 | 95.25 | 21
2022/23 | 283.75 | 95.25 | 18
2022/23 | 284.25 | 95.25 | 16
2022/23 | 284.75 | 95.25 | 14
2022/23 | 285.25 | 95.25 | 23
2022/23 | 285.75 | 95.25 | 21
2022/23 | 286.25 | 95.25 | 15
2022/23 | 286.75 | 95.25 | 20
2022/23 | 287.25 | 95.25 | 20
2022/23 | 287.75 | 95.25 | 19
2022/23 | 288.25 | 95.25 | 19
2022/23 | 288.75 | 95.25 | 16
2022/23 | 289.25 | 95.25 | 25
2022/23 | 289.75 | 95.25 | 16
2022/23 | 290.25 | 95.25 | 13
2022/23 | 290.75 | 95.25 | 19
2022/23 | 291.25 | 95.25 | 10
2022/23 | 291.75 | 95.25 | 12
2022/23 | 292.25 | 95.25 | 18
2022/23 | 292.75 | 95.25 | 9
2022/23 | 293.25 | 95.25 | 21
2022/23 | 293.75 | 95.25 | 11
2022/23 | 294.25 | 95.25 | 15
2022/23 | 294.75 | 95.25 | 16
2022/23 | 295.25 | 95.25 | 9
2022/23 | 295.75 | 95.25 | 15
2022/23 | 296.25 | 95.25 | 9
2022/23 | 296.75 | 95.25 | 9
2022/23 | 297.25 | 95.25 | 12
2022/23 | 297.75 | 95.25 | 7
2022/23 | 298.25 | 95.25 | 12
2022/23 | 298.75 | 95.25 | 7
2022/23 | 299.25 | 95.25 | 14
2022/23 | 299.75 | 95.25 | 9
2022/23 | 300.25 | 95.25 | 10
2022/23 | 300.75 | 95.25 | 17
2022/23 | 301.25 | 95.25 | 6
2022/23 | 301.75 | 95.25 | 8
2022/23 | 302.25 | 95.25 | 17
2022/23 | 302.75 | 95.25 | 8
2022/23 | 303.25 | 95.25 | 10
2022/23 | 303.75 | 95.25 | 9
2022/23 | 304.25 | 95.25 | 12
2022/23 | 304.75 | 95.25 | 7
2022/23 | 305.25 | 95.25 | 13
2022/23 | 305.75 | 95.25 | 8
2022/23 | 306.25 | 95.25 | 12
2022/23 | 306.75 | 95.25 | 12
2022/23 | 307.25 | 95.25 | 10
2022/23 | 307.75 | 95.25 | 8
2022/23 | 308.25 | 95.25 | 9
2022/23 | 308.75 | 95.25 | 9
2022/23 | 309.25 | 95.25 | 7
2022/23 | 309.75 | 95.25 | 9
2022/23 | 310.25 | 95.25 | 4
2022/23 | 310.75 | 95.25 | 13
2022/23 | 311.25 | 95.25 | 11
2022/23 | 311.75 | 95.25 | 9
2022/23 | 312.25 | 95.25 | 8
2022/23 | 312.75 | 95.25 | 11
2022/23 | 313.25 | 95.25 | 11
2022/23 | 313.75 | 95.25 | 4
2022/23 | 314.25 | 95.25 | 5
2022/23 | 314.75 | 95.25 | 3
2022/23 | 315.25 | 95.25 | 10
2022/23 | 315.75 | 95.25 | 3
2022/23 | 316.25 | 95.25 | 5
2022/23 | 316.75 | 95.25 | 10
2022/23 | 317.25 | 95.25 | 8
2022/23 | 317.75 | 95.25 | 10
2022/23 | 318.25 | 95.25 | 6
2022/23 | 318.75 | 95.25 | 10
2022/23 | 319.25 | 95.25 | 9
2022/23 | 319.75 | 95.25 | 7
2022/23 | 320.25 | 95.25 | 1
2022/23 | 320.75 | 95.25 | 13
2022/23 | 321.25 | 95.25 | 7
2022/23 | 321.75 | 95.25 | 7
2022/23 | 322.25 | 95.25 | 2
2022/23 | 322.75 | 95.25 | 2
2022/23 | 323.25 | 95.25 | 7
2022/23 | 323.75 | 95.25 | 6
2022/23 | 324.25 | 95.25 | 11
2022/23 | 324.75 | 95.25 | 3
2022/23 | 325.25 | 95.25 | 3
2022/23 | 325.75 | 95.25 | 7
2022/23 | 326.25 | 95.25 | 8
2022/23 | 326.75 | 95.25 | 7
2022/23 | 327.25 | 95.25 | 6
2022/23 | 327.75 | 95.25 | 6
2022/23 | 328.25 | 95.25 | 3
2022/23 | 328.75 | 95.25 | 3
2022/23 | 329.25 | 95.25 | 3
2022/23 | 329.75 | 95.25 | 8
2022/23 | 330.25 | 95.25 | 3
2022/23 | 330.75 | 95.25 | 5
2022/23 | 331.25 | 95.25 | 4
2022/23 | 331.75 | 95.25 | 2
2022/23 | 332.25 | 95.25 | 9
2022/23 | 332.75 | 95.25 | 3
2022/23 | 333.25 | 95.25 | 8
2022/23 | 333.75 | 95.25 | 5
2022/23 | 334.25 | 95.25 | 7
2022/23 | 334.75 | 95.25 | 4
2022/23 | 335.25 | 95.25 | 2
2022/23 | 335.75 | 95.25 | 4
2022/23 | 336.25 | 95.25 | 3
2022/23 | 336.75 | 95.25 | 3
2022/23 | 337.25 | 95.25 | 5
2022/23 | 337.75 | 95.25 | 4
2022/23 | 338.25 | 95.25 | 4
2022/23 | 338.75 | 95.25 | 6
2022/23 | 339.25 | 95.25 | 3
2022/23 | 339.75 | 95.25 | 1
2022/23 | 340.25 | 95.25 | 2
2022/23 | 340.75 | 95.25 | 3
2022/23 | 341.25 | 95.25 | 5
2022/23 | 341.75 | 95.25 | 4
2022/23 | 342.25 | 95.25 | 6
2022/23 | 342.75 | 95.25 | 5
2022/23 | 343.25 | 95.25 | 2
2022/23 | 343.75 | 95.25 | 3
2022/23 | 344.25 | 95.25 | 3
2022/23 | 344.75 | 95.25 | 7
2022/23 | 345.75 | 95.25 | 5
2022/23 | 346.25 | 95.25 | 2
2022/23 | 346.75 | 95.25 | 5
2022/23 | 347.25 | 95.25 | 2
2022/23 | 347.75 | 95.25 | 1
2022/23 | 348.25 | 95.25 | 1
2022/23 | 348.75 | 95.25 | 4
2022/23 | 349.25 | 95.25 | 2
2022/23 | 349.75 | 95.25 | 2
2022/23 | 350.25 | 95.25 | 7
2022/23 | 350.75 | 95.25 | 1
2022/23 | 351.75 | 95.25 | 1
2022/23 | 352.25 | 95.25 | 1
2022/23 | 352.75 | 95.25 | 2
2022/23 | 353.25 | 95.25 | 3
2022/23 | 353.75 | 95.25 | 2
2022/23 | 354.25 | 95.25 | 2
2022/23 | 354.75 | 95.25 | 2
2022/23 | 355.75 | 95.25 | 2
2022/23 | 356.75 | 95.25 | 2
2022/23 | 357.25 | 95.25 | 3
2022/23 | 357.75 | 95.25 | 1
2022/23 | 358.25 | 95.25 | 3
2022/23 | 358.75 | 95.25 | 1
2022/23 | 359.25 | 95.25 | 1
2022/23 | 359.75 | 95.25 | 1
2022/23 | 360.25 | 95.25 | 1
2022/23 | 361.25 | 95.25 | 1
2022/23 | 362.25 | 95.25 | 2
2022/23 | 363.25 | 95.25 | 1
2022/23 | 363.75 | 95.25 | 2
2022/23 | 364.25 | 95.25 | 1
2022/23 | 364.75 | 95.25 | 1
2022/23 | 366.25 | 95.25 | 1
2022/23 | 366.75 | 95.25 | 1
2022/23 | 368.25 | 95.25 | 2
2022/23 | 370.75 | 95.25 | 1
2022/23 | 371.75 | 95.25 | 1
2022/23 | 372.75 | 95.25 | 2
2022/23 | 374.25 | 95.25 | 1
2022/23 | 375.25 | 95.25 | 1
2022/23 | 376.25 | 95.25 | 2
2022/23 | 378.25 | 95.25 | 2
2022/23 | 379.75 | 95.25 | 2
2022/23 | 380.25 | 95.25 | 1
2022/23 | 380.75 | 95.25 | 1
2022/23 | 382.25 | 95.25 | 1
2022/23 | 383.25 | 95.25 | 2
2022/23 | 383.75 | 95.25 | 2
2022/23 | 384.75 | 95.25 | 1
2022/23 | 385.25 | 95.25 | 1
2022/23 | 388.25 | 95.25 | 1
2022/23 | 388.75 | 95.25 | 2
2022/23 | 389.25 | 95.25 | 2
2022/23 | 400.75 | 95.25 | 1
2022/23 | 402.25 | 95.25 | 1
2022/23 | 403.25 | 95.25 | 1
2022/23 | 405.75 | 95.25 | 1
2022/23 | 407.75 | 95.25 | 3
2022/23 | 410.75 | 95.25 | 1
2022/23 | 414.25 | 95.25 | 1
2022/23 | 425.75 | 95.25 | 1
2022/23 | 131.25 | 95.75 | 1
2022/23 | 133.25 | 95.75 | 1
2022/23 | 133.75 | 95.75 | 1
2022/23 | 134.75 | 95.75 | 1
2022/23 | 136.25 | 95.75 | 3
2022/23 | 137.75 | 95.75 | 1
2022/23 | 138.25 | 95.75 | 1
2022/23 | 141.25 | 95.75 | 1
2022/23 | 141.75 | 95.75 | 2
2022/23 | 142.25 | 95.75 | 1
2022/23 | 142.75 | 95.75 | 1
2022/23 | 143.25 | 95.75 | 2
2022/23 | 143.75 | 95.75 | 4
2022/23 | 144.25 | 95.75 | 3
2022/23 | 144.75 | 95.75 | 4
2022/23 | 145.25 | 95.75 | 3
2022/23 | 145.75 | 95.75 | 2
2022/23 | 146.25 | 95.75 | 3
2022/23 | 147.25 | 95.75 | 3
2022/23 | 147.75 | 95.75 | 1
2022/23 | 148.25 | 95.75 | 4
2022/23 | 148.75 | 95.75 | 5
2022/23 | 149.25 | 95.75 | 5
2022/23 | 149.75 | 95.75 | 4
2022/23 | 150.25 | 95.75 | 6
2022/23 | 150.75 | 95.75 | 5
2022/23 | 151.25 | 95.75 | 6
2022/23 | 151.75 | 95.75 | 10
2022/23 | 152.25 | 95.75 | 5
2022/23 | 152.75 | 95.75 | 3
2022/23 | 153.25 | 95.75 | 8
2022/23 | 153.75 | 95.75 | 9
2022/23 | 154.25 | 95.75 | 12
2022/23 | 154.75 | 95.75 | 10
2022/23 | 155.25 | 95.75 | 12
2022/23 | 155.75 | 95.75 | 16
2022/23 | 156.25 | 95.75 | 16
2022/23 | 156.75 | 95.75 | 11
2022/23 | 157.25 | 95.75 | 18
2022/23 | 157.75 | 95.75 | 15
2022/23 | 158.25 | 95.75 | 14
2022/23 | 158.75 | 95.75 | 11
2022/23 | 159.25 | 95.75 | 28
2022/23 | 159.75 | 95.75 | 21
2022/23 | 160.25 | 95.75 | 32
2022/23 | 160.75 | 95.75 | 22
2022/23 | 161.25 | 95.75 | 22
2022/23 | 161.75 | 95.75 | 19
2022/23 | 162.25 | 95.75 | 28
2022/23 | 162.75 | 95.75 | 37
2022/23 | 163.25 | 95.75 | 23
2022/23 | 163.75 | 95.75 | 35
2022/23 | 164.25 | 95.75 | 27
2022/23 | 164.75 | 95.75 | 47
2022/23 | 165.25 | 95.75 | 40
2022/23 | 165.75 | 95.75 | 38
2022/23 | 166.25 | 95.75 | 40
2022/23 | 166.75 | 95.75 | 39
2022/23 | 167.25 | 95.75 | 36
2022/23 | 167.75 | 95.75 | 41
2022/23 | 168.25 | 95.75 | 53
2022/23 | 168.75 | 95.75 | 50
2022/23 | 169.25 | 95.75 | 61
2022/23 | 169.75 | 95.75 | 53
2022/23 | 170.25 | 95.75 | 61
2022/23 | 170.75 | 95.75 | 57
2022/23 | 171.25 | 95.75 | 56
2022/23 | 171.75 | 95.75 | 77
2022/23 | 172.25 | 95.75 | 55
2022/23 | 172.75 | 95.75 | 62
2022/23 | 173.25 | 95.75 | 76
2022/23 | 173.75 | 95.75 | 66
2022/23 | 174.25 | 95.75 | 62
2022/23 | 174.75 | 95.75 | 90
2022/23 | 175.25 | 95.75 | 77
2022/23 | 175.75 | 95.75 | 85
2022/23 | 176.25 | 95.75 | 83
2022/23 | 176.75 | 95.75 | 100
2022/23 | 177.25 | 95.75 | 83
2022/23 | 177.75 | 95.75 | 95
2022/23 | 178.25 | 95.75 | 96
2022/23 | 178.75 | 95.75 | 95
2022/23 | 179.25 | 95.75 | 104
2022/23 | 179.75 | 95.75 | 98
2022/23 | 180.25 | 95.75 | 130
2022/23 | 180.75 | 95.75 | 96
2022/23 | 181.25 | 95.75 | 108
2022/23 | 181.75 | 95.75 | 103
2022/23 | 182.25 | 95.75 | 98
2022/23 | 182.75 | 95.75 | 85
2022/23 | 183.25 | 95.75 | 113
2022/23 | 183.75 | 95.75 | 112
2022/23 | 184.25 | 95.75 | 130
2022/23 | 184.75 | 95.75 | 120
2022/23 | 185.25 | 95.75 | 133
2022/23 | 185.75 | 95.75 | 144
2022/23 | 186.25 | 95.75 | 132
2022/23 | 186.75 | 95.75 | 123
2022/23 | 187.25 | 95.75 | 141
2022/23 | 187.75 | 95.75 | 127
2022/23 | 188.25 | 95.75 | 147
2022/23 | 188.75 | 95.75 | 137
2022/23 | 189.25 | 95.75 | 147
2022/23 | 189.75 | 95.75 | 149
2022/23 | 190.25 | 95.75 | 153
2022/23 | 190.75 | 95.75 | 152
2022/23 | 191.25 | 95.75 | 131
2022/23 | 191.75 | 95.75 | 141
2022/23 | 192.25 | 95.75 | 136
2022/23 | 192.75 | 95.75 | 129
2022/23 | 193.25 | 95.75 | 136
2022/23 | 193.75 | 95.75 | 136
2022/23 | 194.25 | 95.75 | 136
2022/23 | 194.75 | 95.75 | 141
2022/23 | 195.25 | 95.75 | 149
2022/23 | 195.75 | 95.75 | 163
2022/23 | 196.25 | 95.75 | 155
2022/23 | 196.75 | 95.75 | 147
2022/23 | 197.25 | 95.75 | 158
2022/23 | 197.75 | 95.75 | 166
2022/23 | 198.25 | 95.75 | 141
2022/23 | 198.75 | 95.75 | 145
2022/23 | 199.25 | 95.75 | 164
2022/23 | 199.75 | 95.75 | 137
2022/23 | 200.25 | 95.75 | 138
2022/23 | 200.75 | 95.75 | 163
2022/23 | 201.25 | 95.75 | 155
2022/23 | 201.75 | 95.75 | 154
2022/23 | 202.25 | 95.75 | 136
2022/23 | 202.75 | 95.75 | 167
2022/23 | 203.25 | 95.75 | 145
2022/23 | 203.75 | 95.75 | 143
2022/23 | 204.25 | 95.75 | 143
2022/23 | 204.75 | 95.75 | 130
2022/23 | 205.25 | 95.75 | 140
2022/23 | 205.75 | 95.75 | 143
2022/23 | 206.25 | 95.75 | 127
2022/23 | 206.75 | 95.75 | 132
2022/23 | 207.25 | 95.75 | 146
2022/23 | 207.75 | 95.75 | 152
2022/23 | 208.25 | 95.75 | 136
2022/23 | 208.75 | 95.75 | 143
2022/23 | 209.25 | 95.75 | 128
2022/23 | 209.75 | 95.75 | 140
2022/23 | 210.25 | 95.75 | 115
2022/23 | 210.75 | 95.75 | 131
2022/23 | 211.25 | 95.75 | 119
2022/23 | 211.75 | 95.75 | 132
2022/23 | 212.25 | 95.75 | 120
2022/23 | 212.75 | 95.75 | 133
2022/23 | 213.25 | 95.75 | 126
2022/23 | 213.75 | 95.75 | 116
2022/23 | 214.25 | 95.75 | 129
2022/23 | 214.75 | 95.75 | 118
2022/23 | 215.25 | 95.75 | 117
2022/23 | 215.75 | 95.75 | 110
2022/23 | 216.25 | 95.75 | 117
2022/23 | 216.75 | 95.75 | 120
2022/23 | 217.25 | 95.75 | 105
2022/23 | 217.75 | 95.75 | 104
2022/23 | 218.25 | 95.75 | 118
2022/23 | 218.75 | 95.75 | 110
2022/23 | 219.25 | 95.75 | 81
2022/23 | 219.75 | 95.75 | 109
2022/23 | 220.25 | 95.75 | 103
2022/23 | 220.75 | 95.75 | 107
2022/23 | 221.25 | 95.75 | 106
2022/23 | 221.75 | 95.75 | 96
2022/23 | 222.25 | 95.75 | 103
2022/23 | 222.75 | 95.75 | 102
2022/23 | 223.25 | 95.75 | 89
2022/23 | 223.75 | 95.75 | 105
2022/23 | 224.25 | 95.75 | 76
2022/23 | 224.75 | 95.75 | 84
2022/23 | 225.25 | 95.75 | 76
2022/23 | 225.75 | 95.75 | 86
2022/23 | 226.25 | 95.75 | 77
2022/23 | 226.75 | 95.75 | 91
2022/23 | 227.25 | 95.75 | 95
2022/23 | 227.75 | 95.75 | 66
2022/23 | 228.25 | 95.75 | 83
2022/23 | 228.75 | 95.75 | 69
2022/23 | 229.25 | 95.75 | 107
2022/23 | 229.75 | 95.75 | 84
2022/23 | 230.25 | 95.75 | 85
2022/23 | 230.75 | 95.75 | 77
2022/23 | 231.25 | 95.75 | 81
2022/23 | 231.75 | 95.75 | 63
2022/23 | 232.25 | 95.75 | 80
2022/23 | 232.75 | 95.75 | 70
2022/23 | 233.25 | 95.75 | 78
2022/23 | 233.75 | 95.75 | 82
2022/23 | 234.25 | 95.75 | 58
2022/23 | 234.75 | 95.75 | 68
2022/23 | 235.25 | 95.75 | 69
2022/23 | 235.75 | 95.75 | 65
2022/23 | 236.25 | 95.75 | 77
2022/23 | 236.75 | 95.75 | 63
2022/23 | 237.25 | 95.75 | 79
2022/23 | 237.75 | 95.75 | 69
2022/23 | 238.25 | 95.75 | 60
2022/23 | 238.75 | 95.75 | 68
2022/23 | 239.25 | 95.75 | 71
2022/23 | 239.75 | 95.75 | 64
2022/23 | 240.25 | 95.75 | 78
2022/23 | 240.75 | 95.75 | 57
2022/23 | 241.25 | 95.75 | 58
2022/23 | 241.75 | 95.75 | 69
2022/23 | 242.25 | 95.75 | 65
2022/23 | 242.75 | 95.75 | 61
2022/23 | 243.25 | 95.75 | 51
2022/23 | 243.75 | 95.75 | 57
2022/23 | 244.25 | 95.75 | 55
2022/23 | 244.75 | 95.75 | 52
2022/23 | 245.25 | 95.75 | 47
2022/23 | 245.75 | 95.75 | 56
2022/23 | 246.25 | 95.75 | 63
2022/23 | 246.75 | 95.75 | 62
2022/23 | 247.25 | 95.75 | 47
2022/23 | 247.75 | 95.75 | 48
2022/23 | 248.25 | 95.75 | 55
2022/23 | 248.75 | 95.75 | 49
2022/23 | 249.25 | 95.75 | 60
2022/23 | 249.75 | 95.75 | 36
2022/23 | 250.25 | 95.75 | 49
2022/23 | 250.75 | 95.75 | 46
2022/23 | 251.25 | 95.75 | 49
2022/23 | 251.75 | 95.75 | 44
2022/23 | 252.25 | 95.75 | 47
2022/23 | 252.75 | 95.75 | 39
2022/23 | 253.25 | 95.75 | 46
2022/23 | 253.75 | 95.75 | 50
2022/23 | 254.25 | 95.75 | 42
2022/23 | 254.75 | 95.75 | 44
2022/23 | 255.25 | 95.75 | 35
2022/23 | 255.75 | 95.75 | 40
2022/23 | 256.25 | 95.75 | 48
2022/23 | 256.75 | 95.75 | 56
2022/23 | 257.25 | 95.75 | 39
2022/23 | 257.75 | 95.75 | 37
2022/23 | 258.25 | 95.75 | 31
2022/23 | 258.75 | 95.75 | 34
2022/23 | 259.25 | 95.75 | 38
2022/23 | 259.75 | 95.75 | 31
2022/23 | 260.25 | 95.75 | 40
2022/23 | 260.75 | 95.75 | 41
2022/23 | 261.25 | 95.75 | 32
2022/23 | 261.75 | 95.75 | 35
2022/23 | 262.25 | 95.75 | 40
2022/23 | 262.75 | 95.75 | 32
2022/23 | 263.25 | 95.75 | 40
2022/23 | 263.75 | 95.75 | 32
2022/23 | 264.25 | 95.75 | 30
2022/23 | 264.75 | 95.75 | 40
2022/23 | 265.25 | 95.75 | 23
2022/23 | 265.75 | 95.75 | 22
2022/23 | 266.25 | 95.75 | 32
2022/23 | 266.75 | 95.75 | 37
2022/23 | 267.25 | 95.75 | 32
2022/23 | 267.75 | 95.75 | 33
2022/23 | 268.25 | 95.75 | 31
2022/23 | 268.75 | 95.75 | 19
2022/23 | 269.25 | 95.75 | 28
2022/23 | 269.75 | 95.75 | 34
2022/23 | 270.25 | 95.75 | 29
2022/23 | 270.75 | 95.75 | 25
2022/23 | 271.25 | 95.75 | 28
2022/23 | 271.75 | 95.75 | 32
2022/23 | 272.25 | 95.75 | 29
2022/23 | 272.75 | 95.75 | 26
2022/23 | 273.25 | 95.75 | 21
2022/23 | 273.75 | 95.75 | 28
2022/23 | 274.25 | 95.75 | 14
2022/23 | 274.75 | 95.75 | 23
2022/23 | 275.25 | 95.75 | 27
2022/23 | 275.75 | 95.75 | 18
2022/23 | 276.25 | 95.75 | 29
2022/23 | 276.75 | 95.75 | 22
2022/23 | 277.25 | 95.75 | 23
2022/23 | 277.75 | 95.75 | 28
2022/23 | 278.25 | 95.75 | 21
2022/23 | 278.75 | 95.75 | 18
2022/23 | 279.25 | 95.75 | 16
2022/23 | 279.75 | 95.75 | 15
2022/23 | 280.25 | 95.75 | 12
2022/23 | 280.75 | 95.75 | 26
2022/23 | 281.25 | 95.75 | 18
2022/23 | 281.75 | 95.75 | 16
2022/23 | 282.25 | 95.75 | 24
2022/23 | 282.75 | 95.75 | 20
2022/23 | 283.25 | 95.75 | 21
2022/23 | 283.75 | 95.75 | 22
2022/23 | 284.25 | 95.75 | 17
2022/23 | 284.75 | 95.75 | 10
2022/23 | 285.25 | 95.75 | 17
2022/23 | 285.75 | 95.75 | 16
2022/23 | 286.25 | 95.75 | 10
2022/23 | 286.75 | 95.75 | 18
2022/23 | 287.25 | 95.75 | 17
2022/23 | 287.75 | 95.75 | 9
2022/23 | 288.25 | 95.75 | 13
2022/23 | 288.75 | 95.75 | 13
2022/23 | 289.25 | 95.75 | 15
2022/23 | 289.75 | 95.75 | 21
2022/23 | 290.25 | 95.75 | 15
2022/23 | 290.75 | 95.75 | 8
2022/23 | 291.25 | 95.75 | 16
2022/23 | 291.75 | 95.75 | 15
2022/23 | 292.25 | 95.75 | 17
2022/23 | 292.75 | 95.75 | 13
2022/23 | 293.25 | 95.75 | 19
2022/23 | 293.75 | 95.75 | 12
2022/23 | 294.25 | 95.75 | 19
2022/23 | 294.75 | 95.75 | 12
2022/23 | 295.25 | 95.75 | 17
2022/23 | 295.75 | 95.75 | 15
2022/23 | 296.25 | 95.75 | 13
2022/23 | 296.75 | 95.75 | 17
2022/23 | 297.25 | 95.75 | 15
2022/23 | 297.75 | 95.75 | 12
2022/23 | 298.25 | 95.75 | 17
2022/23 | 298.75 | 95.75 | 11
2022/23 | 299.25 | 95.75 | 11
2022/23 | 299.75 | 95.75 | 3
2022/23 | 300.25 | 95.75 | 18
2022/23 | 300.75 | 95.75 | 9
2022/23 | 301.25 | 95.75 | 12
2022/23 | 301.75 | 95.75 | 13
2022/23 | 302.25 | 95.75 | 7
2022/23 | 302.75 | 95.75 | 12
2022/23 | 303.25 | 95.75 | 9
2022/23 | 303.75 | 95.75 | 16
2022/23 | 304.25 | 95.75 | 13
2022/23 | 304.75 | 95.75 | 9
2022/23 | 305.25 | 95.75 | 9
2022/23 | 305.75 | 95.75 | 14
2022/23 | 306.25 | 95.75 | 8
2022/23 | 306.75 | 95.75 | 12
2022/23 | 307.25 | 95.75 | 6
2022/23 | 307.75 | 95.75 | 10
2022/23 | 308.25 | 95.75 | 9
2022/23 | 308.75 | 95.75 | 12
2022/23 | 309.25 | 95.75 | 6
2022/23 | 309.75 | 95.75 | 8
2022/23 | 310.25 | 95.75 | 4
2022/23 | 310.75 | 95.75 | 7
2022/23 | 311.25 | 95.75 | 7
2022/23 | 311.75 | 95.75 | 7
2022/23 | 312.25 | 95.75 | 4
2022/23 | 312.75 | 95.75 | 8
2022/23 | 313.25 | 95.75 | 8
2022/23 | 313.75 | 95.75 | 10
2022/23 | 314.25 | 95.75 | 8
2022/23 | 314.75 | 95.75 | 8
2022/23 | 315.25 | 95.75 | 5
2022/23 | 315.75 | 95.75 | 4
2022/23 | 316.25 | 95.75 | 3
2022/23 | 316.75 | 95.75 | 9
2022/23 | 317.25 | 95.75 | 11
2022/23 | 317.75 | 95.75 | 3
2022/23 | 318.25 | 95.75 | 4
2022/23 | 318.75 | 95.75 | 8
2022/23 | 319.25 | 95.75 | 4
2022/23 | 319.75 | 95.75 | 6
2022/23 | 320.25 | 95.75 | 6
2022/23 | 320.75 | 95.75 | 5
2022/23 | 321.25 | 95.75 | 6
2022/23 | 321.75 | 95.75 | 5
2022/23 | 322.25 | 95.75 | 6
2022/23 | 322.75 | 95.75 | 8
2022/23 | 323.25 | 95.75 | 8
2022/23 | 323.75 | 95.75 | 1
2022/23 | 324.25 | 95.75 | 6
2022/23 | 324.75 | 95.75 | 3
2022/23 | 325.25 | 95.75 | 8
2022/23 | 325.75 | 95.75 | 2
2022/23 | 326.25 | 95.75 | 5
2022/23 | 326.75 | 95.75 | 3
2022/23 | 327.25 | 95.75 | 4
2022/23 | 327.75 | 95.75 | 5
2022/23 | 328.25 | 95.75 | 6
2022/23 | 328.75 | 95.75 | 7
2022/23 | 329.25 | 95.75 | 2
2022/23 | 329.75 | 95.75 | 8
2022/23 | 330.25 | 95.75 | 2
2022/23 | 330.75 | 95.75 | 3
2022/23 | 331.25 | 95.75 | 3
2022/23 | 331.75 | 95.75 | 6
2022/23 | 332.25 | 95.75 | 7
2022/23 | 332.75 | 95.75 | 4
2022/23 | 333.25 | 95.75 | 1
2022/23 | 333.75 | 95.75 | 8
2022/23 | 334.25 | 95.75 | 2
2022/23 | 334.75 | 95.75 | 2
2022/23 | 335.25 | 95.75 | 10
2022/23 | 335.75 | 95.75 | 4
2022/23 | 336.25 | 95.75 | 4
2022/23 | 336.75 | 95.75 | 5
2022/23 | 337.25 | 95.75 | 6
2022/23 | 337.75 | 95.75 | 7
2022/23 | 338.25 | 95.75 | 2
2022/23 | 338.75 | 95.75 | 3
2022/23 | 339.25 | 95.75 | 3
2022/23 | 339.75 | 95.75 | 6
2022/23 | 340.75 | 95.75 | 4
2022/23 | 341.75 | 95.75 | 4
2022/23 | 342.25 | 95.75 | 4
2022/23 | 342.75 | 95.75 | 3
2022/23 | 343.25 | 95.75 | 2
2022/23 | 343.75 | 95.75 | 2
2022/23 | 344.25 | 95.75 | 5
2022/23 | 344.75 | 95.75 | 3
2022/23 | 345.75 | 95.75 | 3
2022/23 | 346.75 | 95.75 | 4
2022/23 | 347.25 | 95.75 | 2
2022/23 | 347.75 | 95.75 | 4
2022/23 | 348.25 | 95.75 | 2
2022/23 | 348.75 | 95.75 | 2
2022/23 | 349.25 | 95.75 | 3
2022/23 | 349.75 | 95.75 | 1
2022/23 | 350.25 | 95.75 | 4
2022/23 | 350.75 | 95.75 | 1
2022/23 | 351.25 | 95.75 | 3
2022/23 | 351.75 | 95.75 | 1
2022/23 | 352.25 | 95.75 | 1
2022/23 | 352.75 | 95.75 | 2
2022/23 | 353.25 | 95.75 | 1
2022/23 | 353.75 | 95.75 | 6
2022/23 | 354.25 | 95.75 | 1
2022/23 | 354.75 | 95.75 | 1
2022/23 | 355.25 | 95.75 | 1
2022/23 | 355.75 | 95.75 | 1
2022/23 | 357.25 | 95.75 | 4
2022/23 | 358.25 | 95.75 | 3
2022/23 | 358.75 | 95.75 | 4
2022/23 | 359.75 | 95.75 | 2
2022/23 | 360.25 | 95.75 | 2
2022/23 | 360.75 | 95.75 | 2
2022/23 | 361.25 | 95.75 | 1
2022/23 | 361.75 | 95.75 | 1
2022/23 | 362.25 | 95.75 | 1
2022/23 | 362.75 | 95.75 | 2
2022/23 | 363.25 | 95.75 | 1
2022/23 | 363.75 | 95.75 | 2
2022/23 | 364.75 | 95.75 | 1
2022/23 | 365.25 | 95.75 | 1
2022/23 | 365.75 | 95.75 | 2
2022/23 | 366.25 | 95.75 | 3
2022/23 | 367.25 | 95.75 | 1
2022/23 | 367.75 | 95.75 | 1
2022/23 | 368.75 | 95.75 | 1
2022/23 | 369.25 | 95.75 | 1
2022/23 | 369.75 | 95.75 | 1
2022/23 | 372.25 | 95.75 | 1
2022/23 | 373.25 | 95.75 | 1
2022/23 | 375.25 | 95.75 | 2
2022/23 | 375.75 | 95.75 | 3
2022/23 | 376.25 | 95.75 | 1
2022/23 | 376.75 | 95.75 | 3
2022/23 | 377.75 | 95.75 | 1
2022/23 | 379.25 | 95.75 | 1
2022/23 | 382.25 | 95.75 | 1
2022/23 | 382.75 | 95.75 | 1
2022/23 | 383.75 | 95.75 | 2
2022/23 | 384.75 | 95.75 | 1
2022/23 | 385.25 | 95.75 | 2
2022/23 | 385.75 | 95.75 | 1
2022/23 | 386.75 | 95.75 | 1
2022/23 | 387.75 | 95.75 | 1
2022/23 | 388.75 | 95.75 | 1
2022/23 | 390.25 | 95.75 | 1
2022/23 | 391.25 | 95.75 | 1
2022/23 | 392.75 | 95.75 | 1
2022/23 | 393.25 | 95.75 | 1
2022/23 | 393.75 | 95.75 | 1
2022/23 | 398.75 | 95.75 | 1
2022/23 | 404.25 | 95.75 | 2
2022/23 | 426.25 | 95.75 | 1
2022/23 | 437.75 | 95.75 | 1
2022/23 | 446.75 | 95.75 | 1
2022/23 | 130.75 | 96.25 | 1
2022/23 | 131.25 | 96.25 | 1
2022/23 | 132.75 | 96.25 | 1
2022/23 | 135.25 | 96.25 | 1
2022/23 | 138.25 | 96.25 | 2
2022/23 | 139.75 | 96.25 | 1
2022/23 | 141.25 | 96.25 | 2
2022/23 | 142.25 | 96.25 | 2
2022/23 | 142.75 | 96.25 | 1
2022/23 | 143.25 | 96.25 | 1
2022/23 | 143.75 | 96.25 | 1
2022/23 | 144.25 | 96.25 | 1
2022/23 | 145.25 | 96.25 | 3
2022/23 | 145.75 | 96.25 | 2
2022/23 | 146.25 | 96.25 | 4
2022/23 | 146.75 | 96.25 | 1
2022/23 | 147.25 | 96.25 | 3
2022/23 | 147.75 | 96.25 | 1
2022/23 | 148.25 | 96.25 | 2
2022/23 | 148.75 | 96.25 | 2
2022/23 | 149.25 | 96.25 | 7
2022/23 | 149.75 | 96.25 | 7
2022/23 | 150.25 | 96.25 | 7
2022/23 | 150.75 | 96.25 | 5
2022/23 | 151.25 | 96.25 | 1
2022/23 | 151.75 | 96.25 | 6
2022/23 | 152.25 | 96.25 | 12
2022/23 | 152.75 | 96.25 | 7
2022/23 | 153.25 | 96.25 | 1
2022/23 | 153.75 | 96.25 | 7
2022/23 | 154.25 | 96.25 | 12
2022/23 | 154.75 | 96.25 | 18
2022/23 | 155.25 | 96.25 | 5
2022/23 | 155.75 | 96.25 | 15
2022/23 | 156.25 | 96.25 | 10
2022/23 | 156.75 | 96.25 | 12
2022/23 | 157.25 | 96.25 | 12
2022/23 | 157.75 | 96.25 | 13
2022/23 | 158.25 | 96.25 | 19
2022/23 | 158.75 | 96.25 | 13
2022/23 | 159.25 | 96.25 | 22
2022/23 | 159.75 | 96.25 | 21
2022/23 | 160.25 | 96.25 | 22
2022/23 | 160.75 | 96.25 | 16
2022/23 | 161.25 | 96.25 | 29
2022/23 | 161.75 | 96.25 | 21
2022/23 | 162.25 | 96.25 | 17
2022/23 | 162.75 | 96.25 | 31
2022/23 | 163.25 | 96.25 | 27
2022/23 | 163.75 | 96.25 | 33
2022/23 | 164.25 | 96.25 | 27
2022/23 | 164.75 | 96.25 | 38
2022/23 | 165.25 | 96.25 | 34
2022/23 | 165.75 | 96.25 | 32
2022/23 | 166.25 | 96.25 | 32
2022/23 | 166.75 | 96.25 | 33
2022/23 | 167.25 | 96.25 | 30
2022/23 | 167.75 | 96.25 | 48
2022/23 | 168.25 | 96.25 | 49
2022/23 | 168.75 | 96.25 | 33
2022/23 | 169.25 | 96.25 | 52
2022/23 | 169.75 | 96.25 | 48
2022/23 | 170.25 | 96.25 | 48
2022/23 | 170.75 | 96.25 | 60
2022/23 | 171.25 | 96.25 | 51
2022/23 | 171.75 | 96.25 | 48
2022/23 | 172.25 | 96.25 | 53
2022/23 | 172.75 | 96.25 | 50
2022/23 | 173.25 | 96.25 | 57
2022/23 | 173.75 | 96.25 | 59
2022/23 | 174.25 | 96.25 | 60
2022/23 | 174.75 | 96.25 | 89
2022/23 | 175.25 | 96.25 | 80
2022/23 | 175.75 | 96.25 | 87
2022/23 | 176.25 | 96.25 | 87
2022/23 | 176.75 | 96.25 | 82
2022/23 | 177.25 | 96.25 | 94
2022/23 | 177.75 | 96.25 | 97
2022/23 | 178.25 | 96.25 | 84
2022/23 | 178.75 | 96.25 | 87
2022/23 | 179.25 | 96.25 | 74
2022/23 | 179.75 | 96.25 | 116
2022/23 | 180.25 | 96.25 | 83
2022/23 | 180.75 | 96.25 | 95
2022/23 | 181.25 | 96.25 | 106
2022/23 | 181.75 | 96.25 | 82
2022/23 | 182.25 | 96.25 | 115
2022/23 | 182.75 | 96.25 | 112
2022/23 | 183.25 | 96.25 | 128
2022/23 | 183.75 | 96.25 | 108
2022/23 | 184.25 | 96.25 | 119
2022/23 | 184.75 | 96.25 | 109
2022/23 | 185.25 | 96.25 | 138
2022/23 | 185.75 | 96.25 | 117
2022/23 | 186.25 | 96.25 | 121
2022/23 | 186.75 | 96.25 | 114
2022/23 | 187.25 | 96.25 | 137
2022/23 | 187.75 | 96.25 | 126
2022/23 | 188.25 | 96.25 | 130
2022/23 | 188.75 | 96.25 | 115
2022/23 | 189.25 | 96.25 | 125
2022/23 | 189.75 | 96.25 | 132
2022/23 | 190.25 | 96.25 | 132
2022/23 | 190.75 | 96.25 | 143
2022/23 | 191.25 | 96.25 | 159
2022/23 | 191.75 | 96.25 | 130
2022/23 | 192.25 | 96.25 | 158
2022/23 | 192.75 | 96.25 | 143
2022/23 | 193.25 | 96.25 | 147
2022/23 | 193.75 | 96.25 | 134
2022/23 | 194.25 | 96.25 | 141
2022/23 | 194.75 | 96.25 | 173
2022/23 | 195.25 | 96.25 | 120
2022/23 | 195.75 | 96.25 | 133
2022/23 | 196.25 | 96.25 | 137
2022/23 | 196.75 | 96.25 | 155
2022/23 | 197.25 | 96.25 | 146
2022/23 | 197.75 | 96.25 | 143
2022/23 | 198.25 | 96.25 | 127
2022/23 | 198.75 | 96.25 | 120
2022/23 | 199.25 | 96.25 | 135
2022/23 | 199.75 | 96.25 | 135
2022/23 | 200.25 | 96.25 | 165
2022/23 | 200.75 | 96.25 | 151
2022/23 | 201.25 | 96.25 | 159
2022/23 | 201.75 | 96.25 | 142
2022/23 | 202.25 | 96.25 | 127
2022/23 | 202.75 | 96.25 | 157
2022/23 | 203.25 | 96.25 | 140
2022/23 | 203.75 | 96.25 | 148
2022/23 | 204.25 | 96.25 | 133
2022/23 | 204.75 | 96.25 | 126
2022/23 | 205.25 | 96.25 | 136
2022/23 | 205.75 | 96.25 | 133
2022/23 | 206.25 | 96.25 | 125
2022/23 | 206.75 | 96.25 | 151
2022/23 | 207.25 | 96.25 | 149
2022/23 | 207.75 | 96.25 | 145
2022/23 | 208.25 | 96.25 | 132
2022/23 | 208.75 | 96.25 | 159
2022/23 | 209.25 | 96.25 | 131
2022/23 | 209.75 | 96.25 | 119
2022/23 | 210.25 | 96.25 | 135
2022/23 | 210.75 | 96.25 | 150
2022/23 | 211.25 | 96.25 | 131
2022/23 | 211.75 | 96.25 | 131
2022/23 | 212.25 | 96.25 | 116
2022/23 | 212.75 | 96.25 | 124
2022/23 | 213.25 | 96.25 | 126
2022/23 | 213.75 | 96.25 | 108
2022/23 | 214.25 | 96.25 | 118
2022/23 | 214.75 | 96.25 | 127
2022/23 | 215.25 | 96.25 | 123
2022/23 | 215.75 | 96.25 | 123
2022/23 | 216.25 | 96.25 | 118
2022/23 | 216.75 | 96.25 | 95
2022/23 | 217.25 | 96.25 | 116
2022/23 | 217.75 | 96.25 | 125
2022/23 | 218.25 | 96.25 | 119
2022/23 | 218.75 | 96.25 | 106
2022/23 | 219.25 | 96.25 | 115
2022/23 | 219.75 | 96.25 | 99
2022/23 | 220.25 | 96.25 | 123
2022/23 | 220.75 | 96.25 | 111
2022/23 | 221.25 | 96.25 | 90
2022/23 | 221.75 | 96.25 | 93
2022/23 | 222.25 | 96.25 | 110
2022/23 | 222.75 | 96.25 | 101
2022/23 | 223.25 | 96.25 | 98
2022/23 | 223.75 | 96.25 | 107
2022/23 | 224.25 | 96.25 | 100
2022/23 | 224.75 | 96.25 | 112
2022/23 | 225.25 | 96.25 | 91
2022/23 | 225.75 | 96.25 | 98
2022/23 | 226.25 | 96.25 | 100
2022/23 | 226.75 | 96.25 | 105
2022/23 | 227.25 | 96.25 | 78
2022/23 | 227.75 | 96.25 | 93
2022/23 | 228.25 | 96.25 | 93
2022/23 | 228.75 | 96.25 | 83
2022/23 | 229.25 | 96.25 | 86
2022/23 | 229.75 | 96.25 | 66
2022/23 | 230.25 | 96.25 | 93
2022/23 | 230.75 | 96.25 | 103
2022/23 | 231.25 | 96.25 | 77
2022/23 | 231.75 | 96.25 | 96
2022/23 | 232.25 | 96.25 | 85
2022/23 | 232.75 | 96.25 | 71
2022/23 | 233.25 | 96.25 | 69
2022/23 | 233.75 | 96.25 | 69
2022/23 | 234.25 | 96.25 | 63
2022/23 | 234.75 | 96.25 | 67
2022/23 | 235.25 | 96.25 | 77
2022/23 | 235.75 | 96.25 | 78
2022/23 | 236.25 | 96.25 | 83
2022/23 | 236.75 | 96.25 | 95
2022/23 | 237.25 | 96.25 | 58
2022/23 | 237.75 | 96.25 | 68
2022/23 | 238.25 | 96.25 | 69
2022/23 | 238.75 | 96.25 | 81
2022/23 | 239.25 | 96.25 | 83
2022/23 | 239.75 | 96.25 | 75
2022/23 | 240.25 | 96.25 | 77
2022/23 | 240.75 | 96.25 | 58
2022/23 | 241.25 | 96.25 | 65
2022/23 | 241.75 | 96.25 | 67
2022/23 | 242.25 | 96.25 | 62
2022/23 | 242.75 | 96.25 | 58
2022/23 | 243.25 | 96.25 | 58
2022/23 | 243.75 | 96.25 | 60
2022/23 | 244.25 | 96.25 | 59
2022/23 | 244.75 | 96.25 | 65
2022/23 | 245.25 | 96.25 | 53
2022/23 | 245.75 | 96.25 | 48
2022/23 | 246.25 | 96.25 | 53
2022/23 | 246.75 | 96.25 | 72
2022/23 | 247.25 | 96.25 | 57
2022/23 | 247.75 | 96.25 | 45
2022/23 | 248.25 | 96.25 | 49
2022/23 | 248.75 | 96.25 | 45
2022/23 | 249.25 | 96.25 | 55
2022/23 | 249.75 | 96.25 | 46
2022/23 | 250.25 | 96.25 | 42
2022/23 | 250.75 | 96.25 | 50
2022/23 | 251.25 | 96.25 | 54
2022/23 | 251.75 | 96.25 | 48
2022/23 | 252.25 | 96.25 | 59
2022/23 | 252.75 | 96.25 | 56
2022/23 | 253.25 | 96.25 | 35
2022/23 | 253.75 | 96.25 | 50
2022/23 | 254.25 | 96.25 | 42
2022/23 | 254.75 | 96.25 | 36
2022/23 | 255.25 | 96.25 | 41
2022/23 | 255.75 | 96.25 | 32
2022/23 | 256.25 | 96.25 | 40
2022/23 | 256.75 | 96.25 | 35
2022/23 | 257.25 | 96.25 | 44
2022/23 | 257.75 | 96.25 | 41
2022/23 | 258.25 | 96.25 | 44
2022/23 | 258.75 | 96.25 | 45
2022/23 | 259.25 | 96.25 | 39
2022/23 | 259.75 | 96.25 | 37
2022/23 | 260.25 | 96.25 | 27
2022/23 | 260.75 | 96.25 | 33
2022/23 | 261.25 | 96.25 | 56
2022/23 | 261.75 | 96.25 | 25
2022/23 | 262.25 | 96.25 | 23
2022/23 | 262.75 | 96.25 | 26
2022/23 | 263.25 | 96.25 | 32
2022/23 | 263.75 | 96.25 | 41
2022/23 | 264.25 | 96.25 | 40
2022/23 | 264.75 | 96.25 | 26
2022/23 | 265.25 | 96.25 | 37
2022/23 | 265.75 | 96.25 | 23
2022/23 | 266.25 | 96.25 | 42
2022/23 | 266.75 | 96.25 | 35
2022/23 | 267.25 | 96.25 | 31
2022/23 | 267.75 | 96.25 | 27
2022/23 | 268.25 | 96.25 | 21
2022/23 | 268.75 | 96.25 | 28
2022/23 | 269.25 | 96.25 | 30
2022/23 | 269.75 | 96.25 | 35
2022/23 | 270.25 | 96.25 | 26
2022/23 | 270.75 | 96.25 | 26
2022/23 | 271.25 | 96.25 | 40
2022/23 | 271.75 | 96.25 | 29
2022/23 | 272.25 | 96.25 | 26
2022/23 | 272.75 | 96.25 | 28
2022/23 | 273.25 | 96.25 | 25
2022/23 | 273.75 | 96.25 | 27
2022/23 | 274.25 | 96.25 | 26
2022/23 | 274.75 | 96.25 | 25
2022/23 | 275.25 | 96.25 | 30
2022/23 | 275.75 | 96.25 | 17
2022/23 | 276.25 | 96.25 | 21
2022/23 | 276.75 | 96.25 | 27
2022/23 | 277.25 | 96.25 | 27
2022/23 | 277.75 | 96.25 | 23
2022/23 | 278.25 | 96.25 | 22
2022/23 | 278.75 | 96.25 | 26
2022/23 | 279.25 | 96.25 | 19
2022/23 | 279.75 | 96.25 | 18
2022/23 | 280.25 | 96.25 | 23
2022/23 | 280.75 | 96.25 | 25
2022/23 | 281.25 | 96.25 | 17
2022/23 | 281.75 | 96.25 | 16
2022/23 | 282.25 | 96.25 | 12
2022/23 | 282.75 | 96.25 | 20
2022/23 | 283.25 | 96.25 | 22
2022/23 | 283.75 | 96.25 | 20
2022/23 | 284.25 | 96.25 | 33
2022/23 | 284.75 | 96.25 | 12
2022/23 | 285.25 | 96.25 | 21
2022/23 | 285.75 | 96.25 | 25
2022/23 | 286.25 | 96.25 | 16
2022/23 | 286.75 | 96.25 | 12
2022/23 | 287.25 | 96.25 | 22
2022/23 | 287.75 | 96.25 | 11
2022/23 | 288.25 | 96.25 | 20
2022/23 | 288.75 | 96.25 | 22
2022/23 | 289.25 | 96.25 | 16
2022/23 | 289.75 | 96.25 | 26
2022/23 | 290.25 | 96.25 | 18
2022/23 | 290.75 | 96.25 | 10
2022/23 | 291.25 | 96.25 | 12
2022/23 | 291.75 | 96.25 | 19
2022/23 | 292.25 | 96.25 | 20
2022/23 | 292.75 | 96.25 | 11
2022/23 | 293.25 | 96.25 | 16
2022/23 | 293.75 | 96.25 | 13
2022/23 | 294.25 | 96.25 | 17
2022/23 | 294.75 | 96.25 | 21
2022/23 | 295.25 | 96.25 | 12
2022/23 | 295.75 | 96.25 | 20
2022/23 | 296.25 | 96.25 | 10
2022/23 | 296.75 | 96.25 | 11
2022/23 | 297.25 | 96.25 | 8
2022/23 | 297.75 | 96.25 | 14
2022/23 | 298.25 | 96.25 | 7
2022/23 | 298.75 | 96.25 | 17
2022/23 | 299.25 | 96.25 | 16
2022/23 | 299.75 | 96.25 | 9
2022/23 | 300.25 | 96.25 | 16
2022/23 | 300.75 | 96.25 | 13
2022/23 | 301.25 | 96.25 | 16
2022/23 | 301.75 | 96.25 | 18
2022/23 | 302.25 | 96.25 | 15
2022/23 | 302.75 | 96.25 | 13
2022/23 | 303.25 | 96.25 | 9
2022/23 | 303.75 | 96.25 | 10
2022/23 | 304.25 | 96.25 | 11
2022/23 | 304.75 | 96.25 | 10
2022/23 | 305.25 | 96.25 | 8
2022/23 | 305.75 | 96.25 | 9
2022/23 | 306.25 | 96.25 | 11
2022/23 | 306.75 | 96.25 | 14
2022/23 | 307.25 | 96.25 | 10
2022/23 | 307.75 | 96.25 | 8
2022/23 | 308.25 | 96.25 | 8
2022/23 | 308.75 | 96.25 | 9
2022/23 | 309.25 | 96.25 | 6
2022/23 | 309.75 | 96.25 | 12
2022/23 | 310.25 | 96.25 | 10
2022/23 | 310.75 | 96.25 | 7
2022/23 | 311.25 | 96.25 | 11
2022/23 | 311.75 | 96.25 | 11
2022/23 | 312.25 | 96.25 | 9
2022/23 | 312.75 | 96.25 | 8
2022/23 | 313.25 | 96.25 | 7
2022/23 | 313.75 | 96.25 | 11
2022/23 | 314.25 | 96.25 | 8
2022/23 | 314.75 | 96.25 | 12
2022/23 | 315.25 | 96.25 | 6
2022/23 | 315.75 | 96.25 | 6
2022/23 | 316.25 | 96.25 | 7
2022/23 | 316.75 | 96.25 | 7
2022/23 | 317.25 | 96.25 | 6
2022/23 | 317.75 | 96.25 | 11
2022/23 | 318.25 | 96.25 | 8
2022/23 | 318.75 | 96.25 | 9
2022/23 | 319.25 | 96.25 | 9
2022/23 | 319.75 | 96.25 | 8
2022/23 | 320.25 | 96.25 | 9
2022/23 | 320.75 | 96.25 | 11
2022/23 | 321.25 | 96.25 | 9
2022/23 | 321.75 | 96.25 | 4
2022/23 | 322.25 | 96.25 | 6
2022/23 | 322.75 | 96.25 | 5
2022/23 | 323.25 | 96.25 | 3
2022/23 | 323.75 | 96.25 | 6
2022/23 | 324.25 | 96.25 | 4
2022/23 | 324.75 | 96.25 | 10
2022/23 | 325.25 | 96.25 | 2
2022/23 | 325.75 | 96.25 | 3
2022/23 | 326.25 | 96.25 | 6
2022/23 | 326.75 | 96.25 | 3
2022/23 | 327.25 | 96.25 | 5
2022/23 | 327.75 | 96.25 | 4
2022/23 | 328.25 | 96.25 | 3
2022/23 | 328.75 | 96.25 | 6
2022/23 | 329.25 | 96.25 | 1
2022/23 | 329.75 | 96.25 | 6
2022/23 | 330.25 | 96.25 | 8
2022/23 | 331.25 | 96.25 | 4
2022/23 | 331.75 | 96.25 | 4
2022/23 | 332.25 | 96.25 | 1
2022/23 | 332.75 | 96.25 | 3
2022/23 | 333.25 | 96.25 | 5
2022/23 | 333.75 | 96.25 | 7
2022/23 | 334.25 | 96.25 | 7
2022/23 | 334.75 | 96.25 | 4
2022/23 | 335.25 | 96.25 | 6
2022/23 | 335.75 | 96.25 | 5
2022/23 | 336.25 | 96.25 | 3
2022/23 | 336.75 | 96.25 | 3
2022/23 | 337.25 | 96.25 | 7
2022/23 | 337.75 | 96.25 | 7
2022/23 | 338.25 | 96.25 | 3
2022/23 | 338.75 | 96.25 | 5
2022/23 | 339.25 | 96.25 | 2
2022/23 | 339.75 | 96.25 | 1
2022/23 | 340.25 | 96.25 | 4
2022/23 | 340.75 | 96.25 | 3
2022/23 | 341.25 | 96.25 | 3
2022/23 | 341.75 | 96.25 | 2
2022/23 | 342.25 | 96.25 | 1
2022/23 | 342.75 | 96.25 | 3
2022/23 | 343.25 | 96.25 | 4
2022/23 | 343.75 | 96.25 | 3
2022/23 | 344.25 | 96.25 | 2
2022/23 | 344.75 | 96.25 | 1
2022/23 | 345.25 | 96.25 | 2
2022/23 | 345.75 | 96.25 | 1
2022/23 | 346.25 | 96.25 | 1
2022/23 | 346.75 | 96.25 | 2
2022/23 | 347.25 | 96.25 | 2
2022/23 | 347.75 | 96.25 | 1
2022/23 | 348.25 | 96.25 | 5
2022/23 | 348.75 | 96.25 | 2
2022/23 | 349.25 | 96.25 | 3
2022/23 | 349.75 | 96.25 | 4
2022/23 | 350.25 | 96.25 | 1
2022/23 | 350.75 | 96.25 | 1
2022/23 | 351.25 | 96.25 | 2
2022/23 | 351.75 | 96.25 | 3
2022/23 | 352.25 | 96.25 | 6
2022/23 | 352.75 | 96.25 | 2
2022/23 | 353.25 | 96.25 | 2
2022/23 | 353.75 | 96.25 | 3
2022/23 | 354.25 | 96.25 | 2
2022/23 | 354.75 | 96.25 | 3
2022/23 | 355.25 | 96.25 | 3
2022/23 | 356.25 | 96.25 | 1
2022/23 | 356.75 | 96.25 | 1
2022/23 | 357.25 | 96.25 | 3
2022/23 | 358.25 | 96.25 | 3
2022/23 | 359.25 | 96.25 | 2
2022/23 | 359.75 | 96.25 | 1
2022/23 | 360.25 | 96.25 | 2
2022/23 | 361.25 | 96.25 | 1
2022/23 | 362.25 | 96.25 | 2
2022/23 | 362.75 | 96.25 | 3
2022/23 | 363.25 | 96.25 | 1
2022/23 | 363.75 | 96.25 | 1
2022/23 | 364.25 | 96.25 | 1
2022/23 | 365.25 | 96.25 | 2
2022/23 | 365.75 | 96.25 | 1
2022/23 | 366.25 | 96.25 | 2
2022/23 | 366.75 | 96.25 | 3
2022/23 | 367.25 | 96.25 | 1
2022/23 | 367.75 | 96.25 | 3
2022/23 | 368.75 | 96.25 | 1
2022/23 | 369.75 | 96.25 | 1
2022/23 | 370.25 | 96.25 | 1
2022/23 | 370.75 | 96.25 | 1
2022/23 | 371.25 | 96.25 | 1
2022/23 | 371.75 | 96.25 | 1
2022/23 | 372.25 | 96.25 | 1
2022/23 | 372.75 | 96.25 | 1
2022/23 | 373.75 | 96.25 | 2
2022/23 | 374.25 | 96.25 | 2
2022/23 | 377.75 | 96.25 | 2
2022/23 | 378.75 | 96.25 | 1
2022/23 | 379.25 | 96.25 | 3
2022/23 | 380.25 | 96.25 | 1
2022/23 | 383.25 | 96.25 | 1
2022/23 | 383.75 | 96.25 | 1
2022/23 | 385.25 | 96.25 | 1
2022/23 | 385.75 | 96.25 | 1
2022/23 | 388.75 | 96.25 | 1
2022/23 | 391.75 | 96.25 | 1
2022/23 | 393.25 | 96.25 | 1
2022/23 | 394.75 | 96.25 | 1
2022/23 | 396.25 | 96.25 | 2
2022/23 | 397.75 | 96.25 | 1
2022/23 | 398.25 | 96.25 | 2
2022/23 | 398.75 | 96.25 | 1
2022/23 | 399.25 | 96.25 | 1
2022/23 | 400.25 | 96.25 | 1
2022/23 | 401.75 | 96.25 | 1
2022/23 | 403.25 | 96.25 | 1
2022/23 | 405.75 | 96.25 | 1
2022/23 | 407.75 | 96.25 | 1
2022/23 | 412.75 | 96.25 | 1
2022/23 | 416.75 | 96.25 | 1
2022/23 | 420.75 | 96.25 | 1
2022/23 | 423.25 | 96.25 | 1
2022/23 | 128.25 | 96.75 | 1
2022/23 | 134.75 | 96.75 | 1
2022/23 | 138.75 | 96.75 | 1
2022/23 | 140.75 | 96.75 | 1
2022/23 | 141.25 | 96.75 | 2
2022/23 | 141.75 | 96.75 | 3
2022/23 | 142.75 | 96.75 | 1
2022/23 | 143.75 | 96.75 | 1
2022/23 | 144.25 | 96.75 | 1
2022/23 | 145.25 | 96.75 | 2
2022/23 | 145.75 | 96.75 | 1
2022/23 | 146.25 | 96.75 | 2
2022/23 | 146.75 | 96.75 | 3
2022/23 | 147.25 | 96.75 | 2
2022/23 | 147.75 | 96.75 | 1
2022/23 | 148.25 | 96.75 | 4
2022/23 | 148.75 | 96.75 | 2
2022/23 | 149.25 | 96.75 | 4
2022/23 | 149.75 | 96.75 | 6
2022/23 | 150.25 | 96.75 | 12
2022/23 | 150.75 | 96.75 | 3
2022/23 | 151.25 | 96.75 | 5
2022/23 | 151.75 | 96.75 | 2
2022/23 | 152.25 | 96.75 | 5
2022/23 | 152.75 | 96.75 | 6
2022/23 | 153.25 | 96.75 | 8
2022/23 | 153.75 | 96.75 | 11
2022/23 | 154.25 | 96.75 | 6
2022/23 | 154.75 | 96.75 | 7
2022/23 | 155.25 | 96.75 | 10
2022/23 | 155.75 | 96.75 | 6
2022/23 | 156.25 | 96.75 | 9
2022/23 | 156.75 | 96.75 | 12
2022/23 | 157.25 | 96.75 | 16
2022/23 | 157.75 | 96.75 | 10
2022/23 | 158.25 | 96.75 | 12
2022/23 | 158.75 | 96.75 | 23
2022/23 | 159.25 | 96.75 | 14
2022/23 | 159.75 | 96.75 | 13
2022/23 | 160.25 | 96.75 | 17
2022/23 | 160.75 | 96.75 | 17
2022/23 | 161.25 | 96.75 | 24
2022/23 | 161.75 | 96.75 | 23
2022/23 | 162.25 | 96.75 | 26
2022/23 | 162.75 | 96.75 | 26
2022/23 | 163.25 | 96.75 | 16
2022/23 | 163.75 | 96.75 | 28
2022/23 | 164.25 | 96.75 | 24
2022/23 | 164.75 | 96.75 | 16
2022/23 | 165.25 | 96.75 | 31
2022/23 | 165.75 | 96.75 | 39
2022/23 | 166.25 | 96.75 | 27
2022/23 | 166.75 | 96.75 | 30
2022/23 | 167.25 | 96.75 | 41
2022/23 | 167.75 | 96.75 | 35
2022/23 | 168.25 | 96.75 | 41
2022/23 | 168.75 | 96.75 | 40
2022/23 | 169.25 | 96.75 | 32
2022/23 | 169.75 | 96.75 | 44
2022/23 | 170.25 | 96.75 | 52
2022/23 | 170.75 | 96.75 | 63
2022/23 | 171.25 | 96.75 | 46
2022/23 | 171.75 | 96.75 | 37
2022/23 | 172.25 | 96.75 | 57
2022/23 | 172.75 | 96.75 | 53
2022/23 | 173.25 | 96.75 | 59
2022/23 | 173.75 | 96.75 | 59
2022/23 | 174.25 | 96.75 | 72
2022/23 | 174.75 | 96.75 | 72
2022/23 | 175.25 | 96.75 | 68
2022/23 | 175.75 | 96.75 | 77
2022/23 | 176.25 | 96.75 | 61
2022/23 | 176.75 | 96.75 | 73
2022/23 | 177.25 | 96.75 | 67
2022/23 | 177.75 | 96.75 | 84
2022/23 | 178.25 | 96.75 | 72
2022/23 | 178.75 | 96.75 | 85
2022/23 | 179.25 | 96.75 | 70
2022/23 | 179.75 | 96.75 | 76
2022/23 | 180.25 | 96.75 | 93
2022/23 | 180.75 | 96.75 | 105
2022/23 | 181.25 | 96.75 | 93
2022/23 | 181.75 | 96.75 | 108
2022/23 | 182.25 | 96.75 | 80
2022/23 | 182.75 | 96.75 | 113
2022/23 | 183.25 | 96.75 | 90
2022/23 | 183.75 | 96.75 | 121
2022/23 | 184.25 | 96.75 | 93
2022/23 | 184.75 | 96.75 | 137
2022/23 | 185.25 | 96.75 | 115
2022/23 | 185.75 | 96.75 | 112
2022/23 | 186.25 | 96.75 | 114
2022/23 | 186.75 | 96.75 | 128
2022/23 | 187.25 | 96.75 | 135
2022/23 | 187.75 | 96.75 | 109
2022/23 | 188.25 | 96.75 | 119
2022/23 | 188.75 | 96.75 | 127
2022/23 | 189.25 | 96.75 | 128
2022/23 | 189.75 | 96.75 | 106
2022/23 | 190.25 | 96.75 | 136
2022/23 | 190.75 | 96.75 | 112
2022/23 | 191.25 | 96.75 | 150
2022/23 | 191.75 | 96.75 | 147
2022/23 | 192.25 | 96.75 | 135
2022/23 | 192.75 | 96.75 | 129
2022/23 | 193.25 | 96.75 | 119
2022/23 | 193.75 | 96.75 | 142
2022/23 | 194.25 | 96.75 | 145
2022/23 | 194.75 | 96.75 | 152
2022/23 | 195.25 | 96.75 | 147
2022/23 | 195.75 | 96.75 | 186
2022/23 | 196.25 | 96.75 | 134
2022/23 | 196.75 | 96.75 | 148
2022/23 | 197.25 | 96.75 | 135
2022/23 | 197.75 | 96.75 | 147
2022/23 | 198.25 | 96.75 | 139
2022/23 | 198.75 | 96.75 | 145
2022/23 | 199.25 | 96.75 | 142
2022/23 | 199.75 | 96.75 | 132
2022/23 | 200.25 | 96.75 | 139
2022/23 | 200.75 | 96.75 | 145
2022/23 | 201.25 | 96.75 | 136
2022/23 | 201.75 | 96.75 | 170
2022/23 | 202.25 | 96.75 | 151
2022/23 | 202.75 | 96.75 | 135
2022/23 | 203.25 | 96.75 | 141
2022/23 | 203.75 | 96.75 | 135
2022/23 | 204.25 | 96.75 | 156
2022/23 | 204.75 | 96.75 | 138
2022/23 | 205.25 | 96.75 | 132
2022/23 | 205.75 | 96.75 | 110
2022/23 | 206.25 | 96.75 | 141
2022/23 | 206.75 | 96.75 | 162
2022/23 | 207.25 | 96.75 | 145
2022/23 | 207.75 | 96.75 | 152
2022/23 | 208.25 | 96.75 | 133
2022/23 | 208.75 | 96.75 | 139
2022/23 | 209.25 | 96.75 | 116
2022/23 | 209.75 | 96.75 | 116
2022/23 | 210.25 | 96.75 | 128
2022/23 | 210.75 | 96.75 | 129
2022/23 | 211.25 | 96.75 | 144
2022/23 | 211.75 | 96.75 | 139
2022/23 | 212.25 | 96.75 | 122
2022/23 | 212.75 | 96.75 | 141
2022/23 | 213.25 | 96.75 | 136
2022/23 | 213.75 | 96.75 | 121
2022/23 | 214.25 | 96.75 | 115
2022/23 | 214.75 | 96.75 | 116
2022/23 | 215.25 | 96.75 | 119
2022/23 | 215.75 | 96.75 | 125
2022/23 | 216.25 | 96.75 | 116
2022/23 | 216.75 | 96.75 | 131
2022/23 | 217.25 | 96.75 | 135
2022/23 | 217.75 | 96.75 | 122
2022/23 | 218.25 | 96.75 | 106
2022/23 | 218.75 | 96.75 | 120
2022/23 | 219.25 | 96.75 | 108
2022/23 | 219.75 | 96.75 | 123
2022/23 | 220.25 | 96.75 | 102
2022/23 | 220.75 | 96.75 | 100
2022/23 | 221.25 | 96.75 | 123
2022/23 | 221.75 | 96.75 | 104
2022/23 | 222.25 | 96.75 | 108
2022/23 | 222.75 | 96.75 | 110
2022/23 | 223.25 | 96.75 | 109
2022/23 | 223.75 | 96.75 | 104
2022/23 | 224.25 | 96.75 | 97
2022/23 | 224.75 | 96.75 | 89
2022/23 | 225.25 | 96.75 | 99
2022/23 | 225.75 | 96.75 | 84
2022/23 | 226.25 | 96.75 | 105
2022/23 | 226.75 | 96.75 | 96
2022/23 | 227.25 | 96.75 | 110
2022/23 | 227.75 | 96.75 | 70
2022/23 | 228.25 | 96.75 | 77
2022/23 | 228.75 | 96.75 | 80
2022/23 | 229.25 | 96.75 | 82
2022/23 | 229.75 | 96.75 | 86
2022/23 | 230.25 | 96.75 | 86
2022/23 | 230.75 | 96.75 | 85
2022/23 | 231.25 | 96.75 | 103
2022/23 | 231.75 | 96.75 | 76
2022/23 | 232.25 | 96.75 | 91
2022/23 | 232.75 | 96.75 | 87
2022/23 | 233.25 | 96.75 | 75
2022/23 | 233.75 | 96.75 | 85
2022/23 | 234.25 | 96.75 | 75
2022/23 | 234.75 | 96.75 | 99
2022/23 | 235.25 | 96.75 | 71
2022/23 | 235.75 | 96.75 | 70
2022/23 | 236.25 | 96.75 | 61
2022/23 | 236.75 | 96.75 | 79
2022/23 | 237.25 | 96.75 | 74
2022/23 | 237.75 | 96.75 | 60
2022/23 | 238.25 | 96.75 | 67
2022/23 | 238.75 | 96.75 | 49
2022/23 | 239.25 | 96.75 | 77
2022/23 | 239.75 | 96.75 | 83
2022/23 | 240.25 | 96.75 | 61
2022/23 | 240.75 | 96.75 | 66
2022/23 | 241.25 | 96.75 | 81
2022/23 | 241.75 | 96.75 | 71
2022/23 | 242.25 | 96.75 | 59
2022/23 | 242.75 | 96.75 | 53
2022/23 | 243.25 | 96.75 | 59
2022/23 | 243.75 | 96.75 | 58
2022/23 | 244.25 | 96.75 | 46
2022/23 | 244.75 | 96.75 | 60
2022/23 | 245.25 | 96.75 | 59
2022/23 | 245.75 | 96.75 | 60
2022/23 | 246.25 | 96.75 | 56
2022/23 | 246.75 | 96.75 | 43
2022/23 | 247.25 | 96.75 | 57
2022/23 | 247.75 | 96.75 | 53
2022/23 | 248.25 | 96.75 | 62
2022/23 | 248.75 | 96.75 | 62
2022/23 | 249.25 | 96.75 | 49
2022/23 | 249.75 | 96.75 | 46
2022/23 | 250.25 | 96.75 | 53
2022/23 | 250.75 | 96.75 | 51
2022/23 | 251.25 | 96.75 | 46
2022/23 | 251.75 | 96.75 | 40
2022/23 | 252.25 | 96.75 | 52
2022/23 | 252.75 | 96.75 | 63
2022/23 | 253.25 | 96.75 | 50
2022/23 | 253.75 | 96.75 | 38
2022/23 | 254.25 | 96.75 | 56
2022/23 | 254.75 | 96.75 | 45
2022/23 | 255.25 | 96.75 | 42
2022/23 | 255.75 | 96.75 | 44
2022/23 | 256.25 | 96.75 | 29
2022/23 | 256.75 | 96.75 | 39
2022/23 | 257.25 | 96.75 | 45
2022/23 | 257.75 | 96.75 | 32
2022/23 | 258.25 | 96.75 | 39
2022/23 | 258.75 | 96.75 | 34
2022/23 | 259.25 | 96.75 | 44
2022/23 | 259.75 | 96.75 | 43
2022/23 | 260.25 | 96.75 | 42
2022/23 | 260.75 | 96.75 | 47
2022/23 | 261.25 | 96.75 | 27
2022/23 | 261.75 | 96.75 | 29
2022/23 | 262.25 | 96.75 | 49
2022/23 | 262.75 | 96.75 | 47
2022/23 | 263.25 | 96.75 | 40
2022/23 | 263.75 | 96.75 | 33
2022/23 | 264.25 | 96.75 | 35
2022/23 | 264.75 | 96.75 | 36
2022/23 | 265.25 | 96.75 | 42
2022/23 | 265.75 | 96.75 | 42
2022/23 | 266.25 | 96.75 | 33
2022/23 | 266.75 | 96.75 | 34
2022/23 | 267.25 | 96.75 | 29
2022/23 | 267.75 | 96.75 | 25
2022/23 | 268.25 | 96.75 | 36
2022/23 | 268.75 | 96.75 | 29
2022/23 | 269.25 | 96.75 | 36
2022/23 | 269.75 | 96.75 | 41
2022/23 | 270.25 | 96.75 | 35
2022/23 | 270.75 | 96.75 | 27
2022/23 | 271.25 | 96.75 | 24
2022/23 | 271.75 | 96.75 | 21
2022/23 | 272.25 | 96.75 | 28
2022/23 | 272.75 | 96.75 | 25
2022/23 | 273.25 | 96.75 | 27
2022/23 | 273.75 | 96.75 | 21
2022/23 | 274.25 | 96.75 | 20
2022/23 | 274.75 | 96.75 | 15
2022/23 | 275.25 | 96.75 | 20
2022/23 | 275.75 | 96.75 | 21
2022/23 | 276.25 | 96.75 | 29
2022/23 | 276.75 | 96.75 | 27
2022/23 | 277.25 | 96.75 | 30
2022/23 | 277.75 | 96.75 | 21
2022/23 | 278.25 | 96.75 | 20
2022/23 | 278.75 | 96.75 | 30
2022/23 | 279.25 | 96.75 | 19
2022/23 | 279.75 | 96.75 | 16
2022/23 | 280.25 | 96.75 | 21
2022/23 | 280.75 | 96.75 | 19
2022/23 | 281.25 | 96.75 | 25
2022/23 | 281.75 | 96.75 | 29
2022/23 | 282.25 | 96.75 | 21
2022/23 | 282.75 | 96.75 | 28
2022/23 | 283.25 | 96.75 | 24
2022/23 | 283.75 | 96.75 | 23
2022/23 | 284.25 | 96.75 | 15
2022/23 | 284.75 | 96.75 | 24
2022/23 | 285.25 | 96.75 | 20
2022/23 | 285.75 | 96.75 | 15
2022/23 | 286.25 | 96.75 | 16
2022/23 | 286.75 | 96.75 | 19
2022/23 | 287.25 | 96.75 | 13
2022/23 | 287.75 | 96.75 | 20
2022/23 | 288.25 | 96.75 | 11
2022/23 | 288.75 | 96.75 | 14
2022/23 | 289.25 | 96.75 | 23
2022/23 | 289.75 | 96.75 | 22
2022/23 | 290.25 | 96.75 | 14
2022/23 | 290.75 | 96.75 | 19
2022/23 | 291.25 | 96.75 | 18
2022/23 | 291.75 | 96.75 | 18
2022/23 | 292.25 | 96.75 | 20
2022/23 | 292.75 | 96.75 | 16
2022/23 | 293.25 | 96.75 | 17
2022/23 | 293.75 | 96.75 | 15
2022/23 | 294.25 | 96.75 | 11
2022/23 | 294.75 | 96.75 | 8
2022/23 | 295.25 | 96.75 | 14
2022/23 | 295.75 | 96.75 | 16
2022/23 | 296.25 | 96.75 | 13
2022/23 | 296.75 | 96.75 | 10
2022/23 | 297.25 | 96.75 | 10
2022/23 | 297.75 | 96.75 | 16
2022/23 | 298.25 | 96.75 | 7
2022/23 | 298.75 | 96.75 | 14
2022/23 | 299.25 | 96.75 | 10
2022/23 | 299.75 | 96.75 | 13
2022/23 | 300.25 | 96.75 | 16
2022/23 | 300.75 | 96.75 | 8
2022/23 | 301.25 | 96.75 | 5
2022/23 | 301.75 | 96.75 | 7
2022/23 | 302.25 | 96.75 | 18
2022/23 | 302.75 | 96.75 | 7
2022/23 | 303.25 | 96.75 | 19
2022/23 | 303.75 | 96.75 | 12
2022/23 | 304.25 | 96.75 | 9
2022/23 | 304.75 | 96.75 | 5
2022/23 | 305.25 | 96.75 | 10
2022/23 | 305.75 | 96.75 | 18
2022/23 | 306.25 | 96.75 | 14
2022/23 | 306.75 | 96.75 | 9
2022/23 | 307.25 | 96.75 | 9
2022/23 | 307.75 | 96.75 | 8
2022/23 | 308.25 | 96.75 | 14
2022/23 | 308.75 | 96.75 | 6
2022/23 | 309.25 | 96.75 | 7
2022/23 | 309.75 | 96.75 | 11
2022/23 | 310.25 | 96.75 | 12
2022/23 | 310.75 | 96.75 | 17
2022/23 | 311.25 | 96.75 | 3
2022/23 | 311.75 | 96.75 | 5
2022/23 | 312.25 | 96.75 | 6
2022/23 | 312.75 | 96.75 | 7
2022/23 | 313.25 | 96.75 | 10
2022/23 | 313.75 | 96.75 | 11
2022/23 | 314.25 | 96.75 | 10
2022/23 | 314.75 | 96.75 | 10
2022/23 | 315.25 | 96.75 | 9
2022/23 | 315.75 | 96.75 | 10
2022/23 | 316.25 | 96.75 | 5
2022/23 | 316.75 | 96.75 | 8
2022/23 | 317.25 | 96.75 | 4
2022/23 | 317.75 | 96.75 | 6
2022/23 | 318.25 | 96.75 | 2
2022/23 | 318.75 | 96.75 | 6
2022/23 | 319.25 | 96.75 | 11
2022/23 | 319.75 | 96.75 | 12
2022/23 | 320.25 | 96.75 | 4
2022/23 | 320.75 | 96.75 | 7
2022/23 | 321.25 | 96.75 | 6
2022/23 | 321.75 | 96.75 | 7
2022/23 | 322.25 | 96.75 | 6
2022/23 | 322.75 | 96.75 | 7
2022/23 | 323.25 | 96.75 | 6
2022/23 | 323.75 | 96.75 | 6
2022/23 | 324.25 | 96.75 | 8
2022/23 | 324.75 | 96.75 | 6
2022/23 | 325.25 | 96.75 | 8
2022/23 | 325.75 | 96.75 | 7
2022/23 | 326.25 | 96.75 | 5
2022/23 | 326.75 | 96.75 | 8
2022/23 | 327.25 | 96.75 | 10
2022/23 | 327.75 | 96.75 | 10
2022/23 | 328.25 | 96.75 | 6
2022/23 | 328.75 | 96.75 | 2
2022/23 | 329.25 | 96.75 | 4
2022/23 | 329.75 | 96.75 | 4
2022/23 | 330.25 | 96.75 | 3
2022/23 | 330.75 | 96.75 | 4
2022/23 | 331.25 | 96.75 | 5
2022/23 | 331.75 | 96.75 | 13
2022/23 | 332.25 | 96.75 | 5
2022/23 | 332.75 | 96.75 | 2
2022/23 | 333.25 | 96.75 | 5
2022/23 | 333.75 | 96.75 | 5
2022/23 | 334.25 | 96.75 | 2
2022/23 | 334.75 | 96.75 | 5
2022/23 | 335.25 | 96.75 | 3
2022/23 | 335.75 | 96.75 | 7
2022/23 | 336.25 | 96.75 | 4
2022/23 | 336.75 | 96.75 | 1
2022/23 | 337.25 | 96.75 | 5
2022/23 | 337.75 | 96.75 | 7
2022/23 | 338.25 | 96.75 | 1
2022/23 | 338.75 | 96.75 | 5
2022/23 | 339.25 | 96.75 | 6
2022/23 | 339.75 | 96.75 | 5
2022/23 | 340.25 | 96.75 | 2
2022/23 | 340.75 | 96.75 | 4
2022/23 | 341.25 | 96.75 | 4
2022/23 | 341.75 | 96.75 | 1
2022/23 | 342.25 | 96.75 | 6
2022/23 | 342.75 | 96.75 | 2
2022/23 | 343.25 | 96.75 | 1
2022/23 | 343.75 | 96.75 | 4
2022/23 | 344.25 | 96.75 | 2
2022/23 | 344.75 | 96.75 | 1
2022/23 | 345.25 | 96.75 | 4
2022/23 | 345.75 | 96.75 | 7
2022/23 | 346.25 | 96.75 | 2
2022/23 | 346.75 | 96.75 | 4
2022/23 | 347.25 | 96.75 | 2
2022/23 | 347.75 | 96.75 | 5
2022/23 | 348.25 | 96.75 | 4
2022/23 | 349.25 | 96.75 | 4
2022/23 | 349.75 | 96.75 | 3
2022/23 | 350.25 | 96.75 | 3
2022/23 | 350.75 | 96.75 | 1
2022/23 | 351.75 | 96.75 | 5
2022/23 | 352.25 | 96.75 | 3
2022/23 | 352.75 | 96.75 | 4
2022/23 | 353.25 | 96.75 | 4
2022/23 | 353.75 | 96.75 | 1
2022/23 | 354.25 | 96.75 | 2
2022/23 | 354.75 | 96.75 | 2
2022/23 | 355.25 | 96.75 | 2
2022/23 | 355.75 | 96.75 | 4
2022/23 | 356.75 | 96.75 | 1
2022/23 | 357.25 | 96.75 | 1
2022/23 | 357.75 | 96.75 | 1
2022/23 | 358.25 | 96.75 | 3
2022/23 | 358.75 | 96.75 | 1
2022/23 | 359.25 | 96.75 | 2
2022/23 | 359.75 | 96.75 | 1
2022/23 | 360.25 | 96.75 | 3
2022/23 | 360.75 | 96.75 | 1
2022/23 | 361.25 | 96.75 | 4
2022/23 | 361.75 | 96.75 | 1
2022/23 | 362.25 | 96.75 | 2
2022/23 | 362.75 | 96.75 | 1
2022/23 | 364.75 | 96.75 | 2
2022/23 | 365.75 | 96.75 | 4
2022/23 | 366.25 | 96.75 | 1
2022/23 | 367.75 | 96.75 | 1
2022/23 | 368.25 | 96.75 | 2
2022/23 | 368.75 | 96.75 | 1
2022/23 | 369.25 | 96.75 | 2
2022/23 | 370.25 | 96.75 | 1
2022/23 | 370.75 | 96.75 | 1
2022/23 | 371.25 | 96.75 | 3
2022/23 | 371.75 | 96.75 | 1
2022/23 | 372.25 | 96.75 | 2
2022/23 | 373.75 | 96.75 | 2
2022/23 | 374.25 | 96.75 | 3
2022/23 | 374.75 | 96.75 | 1
2022/23 | 375.25 | 96.75 | 1
2022/23 | 376.25 | 96.75 | 3
2022/23 | 376.75 | 96.75 | 1
2022/23 | 377.25 | 96.75 | 2
2022/23 | 377.75 | 96.75 | 1
2022/23 | 378.25 | 96.75 | 2
2022/23 | 378.75 | 96.75 | 1
2022/23 | 379.75 | 96.75 | 1
2022/23 | 380.25 | 96.75 | 2
2022/23 | 381.75 | 96.75 | 1
2022/23 | 382.25 | 96.75 | 1
2022/23 | 383.75 | 96.75 | 2
2022/23 | 384.25 | 96.75 | 1
2022/23 | 385.75 | 96.75 | 1
2022/23 | 386.25 | 96.75 | 2
2022/23 | 387.25 | 96.75 | 1
2022/23 | 387.75 | 96.75 | 1
2022/23 | 388.25 | 96.75 | 1
2022/23 | 391.75 | 96.75 | 1
2022/23 | 392.25 | 96.75 | 1
2022/23 | 393.75 | 96.75 | 1
2022/23 | 394.75 | 96.75 | 1
2022/23 | 395.25 | 96.75 | 1
2022/23 | 395.75 | 96.75 | 1
2022/23 | 398.75 | 96.75 | 2
2022/23 | 399.25 | 96.75 | 1
2022/23 | 400.75 | 96.75 | 1
2022/23 | 406.75 | 96.75 | 1
2022/23 | 410.25 | 96.75 | 1
2022/23 | 413.25 | 96.75 | 1
2022/23 | 413.75 | 96.75 | 1
2022/23 | 415.75 | 96.75 | 1
2022/23 | 420.75 | 96.75 | 1
2022/23 | 433.25 | 96.75 | 1
2022/23 | 441.25 | 96.75 | 1
2022/23 | 444.75 | 96.75 | 1
2022/23 | 134.25 | 97.25 | 1
2022/23 | 134.75 | 97.25 | 1
2022/23 | 135.25 | 97.25 | 1
2022/23 | 138.25 | 97.25 | 1
2022/23 | 139.75 | 97.25 | 1
2022/23 | 141.25 | 97.25 | 1
2022/23 | 141.75 | 97.25 | 1
2022/23 | 142.25 | 97.25 | 1
2022/23 | 142.75 | 97.25 | 1
2022/23 | 143.75 | 97.25 | 1
2022/23 | 144.25 | 97.25 | 1
2022/23 | 144.75 | 97.25 | 1
2022/23 | 145.25 | 97.25 | 2
2022/23 | 145.75 | 97.25 | 2
2022/23 | 146.25 | 97.25 | 3
2022/23 | 147.25 | 97.25 | 2
2022/23 | 147.75 | 97.25 | 2
2022/23 | 148.25 | 97.25 | 3
2022/23 | 149.25 | 97.25 | 2
2022/23 | 149.75 | 97.25 | 6
2022/23 | 150.25 | 97.25 | 2
2022/23 | 150.75 | 97.25 | 2
2022/23 | 151.25 | 97.25 | 3
2022/23 | 151.75 | 97.25 | 3
2022/23 | 152.25 | 97.25 | 4
2022/23 | 152.75 | 97.25 | 6
2022/23 | 153.25 | 97.25 | 7
2022/23 | 153.75 | 97.25 | 10
2022/23 | 154.25 | 97.25 | 9
2022/23 | 154.75 | 97.25 | 5
2022/23 | 155.25 | 97.25 | 6
2022/23 | 155.75 | 97.25 | 9
2022/23 | 156.25 | 97.25 | 13
2022/23 | 156.75 | 97.25 | 6
2022/23 | 157.25 | 97.25 | 11
2022/23 | 157.75 | 97.25 | 4
2022/23 | 158.25 | 97.25 | 18
2022/23 | 158.75 | 97.25 | 11
2022/23 | 159.25 | 97.25 | 18
2022/23 | 159.75 | 97.25 | 17
2022/23 | 160.25 | 97.25 | 19
2022/23 | 160.75 | 97.25 | 23
2022/23 | 161.25 | 97.25 | 13
2022/23 | 161.75 | 97.25 | 18
2022/23 | 162.25 | 97.25 | 17
2022/23 | 162.75 | 97.25 | 24
2022/23 | 163.25 | 97.25 | 20
2022/23 | 163.75 | 97.25 | 16
2022/23 | 164.25 | 97.25 | 26
2022/23 | 164.75 | 97.25 | 36
2022/23 | 165.25 | 97.25 | 28
2022/23 | 165.75 | 97.25 | 32
2022/23 | 166.25 | 97.25 | 36
2022/23 | 166.75 | 97.25 | 31
2022/23 | 167.25 | 97.25 | 46
2022/23 | 167.75 | 97.25 | 39
2022/23 | 168.25 | 97.25 | 43
2022/23 | 168.75 | 97.25 | 24
2022/23 | 169.25 | 97.25 | 48
2022/23 | 169.75 | 97.25 | 43
2022/23 | 170.25 | 97.25 | 45
2022/23 | 170.75 | 97.25 | 35
2022/23 | 171.25 | 97.25 | 49
2022/23 | 171.75 | 97.25 | 46
2022/23 | 172.25 | 97.25 | 51
2022/23 | 172.75 | 97.25 | 51
2022/23 | 173.25 | 97.25 | 48
2022/23 | 173.75 | 97.25 | 51
2022/23 | 174.25 | 97.25 | 59
2022/23 | 174.75 | 97.25 | 44
2022/23 | 175.25 | 97.25 | 58
2022/23 | 175.75 | 97.25 | 59
2022/23 | 176.25 | 97.25 | 50
2022/23 | 176.75 | 97.25 | 62
2022/23 | 177.25 | 97.25 | 93
2022/23 | 177.75 | 97.25 | 74
2022/23 | 178.25 | 97.25 | 79
2022/23 | 178.75 | 97.25 | 81
2022/23 | 179.25 | 97.25 | 91
2022/23 | 179.75 | 97.25 | 80
2022/23 | 180.25 | 97.25 | 79
2022/23 | 180.75 | 97.25 | 83
2022/23 | 181.25 | 97.25 | 91
2022/23 | 181.75 | 97.25 | 78
2022/23 | 182.25 | 97.25 | 119
2022/23 | 182.75 | 97.25 | 94
2022/23 | 183.25 | 97.25 | 101
2022/23 | 183.75 | 97.25 | 92
2022/23 | 184.25 | 97.25 | 103
2022/23 | 184.75 | 97.25 | 117
2022/23 | 185.25 | 97.25 | 120
2022/23 | 185.75 | 97.25 | 90
2022/23 | 186.25 | 97.25 | 102
2022/23 | 186.75 | 97.25 | 116
2022/23 | 187.25 | 97.25 | 123
2022/23 | 187.75 | 97.25 | 105
2022/23 | 188.25 | 97.25 | 152
2022/23 | 188.75 | 97.25 | 140
2022/23 | 189.25 | 97.25 | 133
2022/23 | 189.75 | 97.25 | 114
2022/23 | 190.25 | 97.25 | 115
2022/23 | 190.75 | 97.25 | 136
2022/23 | 191.25 | 97.25 | 138
2022/23 | 191.75 | 97.25 | 123
2022/23 | 192.25 | 97.25 | 123
2022/23 | 192.75 | 97.25 | 126
2022/23 | 193.25 | 97.25 | 138
2022/23 | 193.75 | 97.25 | 105
2022/23 | 194.25 | 97.25 | 149
2022/23 | 194.75 | 97.25 | 146
2022/23 | 195.25 | 97.25 | 156
2022/23 | 195.75 | 97.25 | 141
2022/23 | 196.25 | 97.25 | 140
2022/23 | 196.75 | 97.25 | 141
2022/23 | 197.25 | 97.25 | 150
2022/23 | 197.75 | 97.25 | 159
2022/23 | 198.25 | 97.25 | 134
2022/23 | 198.75 | 97.25 | 157
2022/23 | 199.25 | 97.25 | 140
2022/23 | 199.75 | 97.25 | 142
2022/23 | 200.25 | 97.25 | 140
2022/23 | 200.75 | 97.25 | 156
2022/23 | 201.25 | 97.25 | 156
2022/23 | 201.75 | 97.25 | 134
2022/23 | 202.25 | 97.25 | 146
2022/23 | 202.75 | 97.25 | 139
2022/23 | 203.25 | 97.25 | 136
2022/23 | 203.75 | 97.25 | 135
2022/23 | 204.25 | 97.25 | 114
2022/23 | 204.75 | 97.25 | 144
2022/23 | 205.25 | 97.25 | 131
2022/23 | 205.75 | 97.25 | 150
2022/23 | 206.25 | 97.25 | 170
2022/23 | 206.75 | 97.25 | 125
2022/23 | 207.25 | 97.25 | 110
2022/23 | 207.75 | 97.25 | 121
2022/23 | 208.25 | 97.25 | 125
2022/23 | 208.75 | 97.25 | 118
2022/23 | 209.25 | 97.25 | 151
2022/23 | 209.75 | 97.25 | 150
2022/23 | 210.25 | 97.25 | 141
2022/23 | 210.75 | 97.25 | 112
2022/23 | 211.25 | 97.25 | 143
2022/23 | 211.75 | 97.25 | 137
2022/23 | 212.25 | 97.25 | 141
2022/23 | 212.75 | 97.25 | 133
2022/23 | 213.25 | 97.25 | 135
2022/23 | 213.75 | 97.25 | 135
2022/23 | 214.25 | 97.25 | 118
2022/23 | 214.75 | 97.25 | 140
2022/23 | 215.25 | 97.25 | 146
2022/23 | 215.75 | 97.25 | 110
2022/23 | 216.25 | 97.25 | 116
2022/23 | 216.75 | 97.25 | 117
2022/23 | 217.25 | 97.25 | 132
2022/23 | 217.75 | 97.25 | 111
2022/23 | 218.25 | 97.25 | 119
2022/23 | 218.75 | 97.25 | 127
2022/23 | 219.25 | 97.25 | 117
2022/23 | 219.75 | 97.25 | 118
2022/23 | 220.25 | 97.25 | 108
2022/23 | 220.75 | 97.25 | 124
2022/23 | 221.25 | 97.25 | 110
2022/23 | 221.75 | 97.25 | 122
2022/23 | 222.25 | 97.25 | 104
2022/23 | 222.75 | 97.25 | 98
2022/23 | 223.25 | 97.25 | 91
2022/23 | 223.75 | 97.25 | 92
2022/23 | 224.25 | 97.25 | 98
2022/23 | 224.75 | 97.25 | 100
2022/23 | 225.25 | 97.25 | 88
2022/23 | 225.75 | 97.25 | 89
2022/23 | 226.25 | 97.25 | 104
2022/23 | 226.75 | 97.25 | 93
2022/23 | 227.25 | 97.25 | 115
2022/23 | 227.75 | 97.25 | 98
2022/23 | 228.25 | 97.25 | 112
2022/23 | 228.75 | 97.25 | 109
2022/23 | 229.25 | 97.25 | 95
2022/23 | 229.75 | 97.25 | 88
2022/23 | 230.25 | 97.25 | 87
2022/23 | 230.75 | 97.25 | 93
2022/23 | 231.25 | 97.25 | 83
2022/23 | 231.75 | 97.25 | 85
2022/23 | 232.25 | 97.25 | 79
2022/23 | 232.75 | 97.25 | 99
2022/23 | 233.25 | 97.25 | 80
2022/23 | 233.75 | 97.25 | 84
2022/23 | 234.25 | 97.25 | 68
2022/23 | 234.75 | 97.25 | 79
2022/23 | 235.25 | 97.25 | 79
2022/23 | 235.75 | 97.25 | 66
2022/23 | 236.25 | 97.25 | 71
2022/23 | 236.75 | 97.25 | 75
2022/23 | 237.25 | 97.25 | 71
2022/23 | 237.75 | 97.25 | 59
2022/23 | 238.25 | 97.25 | 79
2022/23 | 238.75 | 97.25 | 72
2022/23 | 239.25 | 97.25 | 77
2022/23 | 239.75 | 97.25 | 69
2022/23 | 240.25 | 97.25 | 77
2022/23 | 240.75 | 97.25 | 78
2022/23 | 241.25 | 97.25 | 74
2022/23 | 241.75 | 97.25 | 52
2022/23 | 242.25 | 97.25 | 57
2022/23 | 242.75 | 97.25 | 60
2022/23 | 243.25 | 97.25 | 71
2022/23 | 243.75 | 97.25 | 70
2022/23 | 244.25 | 97.25 | 65
2022/23 | 244.75 | 97.25 | 56
2022/23 | 245.25 | 97.25 | 50
2022/23 | 245.75 | 97.25 | 63
2022/23 | 246.25 | 97.25 | 64
2022/23 | 246.75 | 97.25 | 59
2022/23 | 247.25 | 97.25 | 50
2022/23 | 247.75 | 97.25 | 57
2022/23 | 248.25 | 97.25 | 61
2022/23 | 248.75 | 97.25 | 50
2022/23 | 249.25 | 97.25 | 55
2022/23 | 249.75 | 97.25 | 51
2022/23 | 250.25 | 97.25 | 47
2022/23 | 250.75 | 97.25 | 53
2022/23 | 251.25 | 97.25 | 56
2022/23 | 251.75 | 97.25 | 46
2022/23 | 252.25 | 97.25 | 58
2022/23 | 252.75 | 97.25 | 46
2022/23 | 253.25 | 97.25 | 42
2022/23 | 253.75 | 97.25 | 58
2022/23 | 254.25 | 97.25 | 56
2022/23 | 254.75 | 97.25 | 47
2022/23 | 255.25 | 97.25 | 52
2022/23 | 255.75 | 97.25 | 50
2022/23 | 256.25 | 97.25 | 40
2022/23 | 256.75 | 97.25 | 33
2022/23 | 257.25 | 97.25 | 42
2022/23 | 257.75 | 97.25 | 52
2022/23 | 258.25 | 97.25 | 38
2022/23 | 258.75 | 97.25 | 56
2022/23 | 259.25 | 97.25 | 45
2022/23 | 259.75 | 97.25 | 35
2022/23 | 260.25 | 97.25 | 32
2022/23 | 260.75 | 97.25 | 31
2022/23 | 261.25 | 97.25 | 40
2022/23 | 261.75 | 97.25 | 42
2022/23 | 262.25 | 97.25 | 36
2022/23 | 262.75 | 97.25 | 29
2022/23 | 263.25 | 97.25 | 40
2022/23 | 263.75 | 97.25 | 38
2022/23 | 264.25 | 97.25 | 42
2022/23 | 264.75 | 97.25 | 27
2022/23 | 265.25 | 97.25 | 34
2022/23 | 265.75 | 97.25 | 46
2022/23 | 266.25 | 97.25 | 36
2022/23 | 266.75 | 97.25 | 35
2022/23 | 267.25 | 97.25 | 29
2022/23 | 267.75 | 97.25 | 36
2022/23 | 268.25 | 97.25 | 37
2022/23 | 268.75 | 97.25 | 26
2022/23 | 269.25 | 97.25 | 28
2022/23 | 269.75 | 97.25 | 44
2022/23 | 270.25 | 97.25 | 33
2022/23 | 270.75 | 97.25 | 28
2022/23 | 271.25 | 97.25 | 25
2022/23 | 271.75 | 97.25 | 33
2022/23 | 272.25 | 97.25 | 33
2022/23 | 272.75 | 97.25 | 23
2022/23 | 273.25 | 97.25 | 27
2022/23 | 273.75 | 97.25 | 27
2022/23 | 274.25 | 97.25 | 28
2022/23 | 274.75 | 97.25 | 26
2022/23 | 275.25 | 97.25 | 17
2022/23 | 275.75 | 97.25 | 23
2022/23 | 276.25 | 97.25 | 18
2022/23 | 276.75 | 97.25 | 26
2022/23 | 277.25 | 97.25 | 22
2022/23 | 277.75 | 97.25 | 28
2022/23 | 278.25 | 97.25 | 24
2022/23 | 278.75 | 97.25 | 17
2022/23 | 279.25 | 97.25 | 19
2022/23 | 279.75 | 97.25 | 20
2022/23 | 280.25 | 97.25 | 20
2022/23 | 280.75 | 97.25 | 23
2022/23 | 281.25 | 97.25 | 27
2022/23 | 281.75 | 97.25 | 18
2022/23 | 282.25 | 97.25 | 21
2022/23 | 282.75 | 97.25 | 23
2022/23 | 283.25 | 97.25 | 22
2022/23 | 283.75 | 97.25 | 16
2022/23 | 284.25 | 97.25 | 24
2022/23 | 284.75 | 97.25 | 18
2022/23 | 285.25 | 97.25 | 18
2022/23 | 285.75 | 97.25 | 12
2022/23 | 286.25 | 97.25 | 17
2022/23 | 286.75 | 97.25 | 15
2022/23 | 287.25 | 97.25 | 18
2022/23 | 287.75 | 97.25 | 21
2022/23 | 288.25 | 97.25 | 23
2022/23 | 288.75 | 97.25 | 21
2022/23 | 289.25 | 97.25 | 24
2022/23 | 289.75 | 97.25 | 15
2022/23 | 290.25 | 97.25 | 24
2022/23 | 290.75 | 97.25 | 15
2022/23 | 291.25 | 97.25 | 15
2022/23 | 291.75 | 97.25 | 19
2022/23 | 292.25 | 97.25 | 16
2022/23 | 292.75 | 97.25 | 18
2022/23 | 293.25 | 97.25 | 18
2022/23 | 293.75 | 97.25 | 20
2022/23 | 294.25 | 97.25 | 17
2022/23 | 294.75 | 97.25 | 12
2022/23 | 295.25 | 97.25 | 15
2022/23 | 295.75 | 97.25 | 14
2022/23 | 296.25 | 97.25 | 17
2022/23 | 296.75 | 97.25 | 16
2022/23 | 297.25 | 97.25 | 13
2022/23 | 297.75 | 97.25 | 11
2022/23 | 298.25 | 97.25 | 18
2022/23 | 298.75 | 97.25 | 10
2022/23 | 299.25 | 97.25 | 12
2022/23 | 299.75 | 97.25 | 12
2022/23 | 300.25 | 97.25 | 5
2022/23 | 300.75 | 97.25 | 7
2022/23 | 301.25 | 97.25 | 6
2022/23 | 301.75 | 97.25 | 16
2022/23 | 302.25 | 97.25 | 7
2022/23 | 302.75 | 97.25 | 9
2022/23 | 303.25 | 97.25 | 12
2022/23 | 303.75 | 97.25 | 18
2022/23 | 304.25 | 97.25 | 9
2022/23 | 304.75 | 97.25 | 13
2022/23 | 305.25 | 97.25 | 9
2022/23 | 305.75 | 97.25 | 9
2022/23 | 306.25 | 97.25 | 10
2022/23 | 306.75 | 97.25 | 11
2022/23 | 307.25 | 97.25 | 15
2022/23 | 307.75 | 97.25 | 9
2022/23 | 308.25 | 97.25 | 4
2022/23 | 308.75 | 97.25 | 13
2022/23 | 309.25 | 97.25 | 10
2022/23 | 309.75 | 97.25 | 7
2022/23 | 310.25 | 97.25 | 8
2022/23 | 310.75 | 97.25 | 8
2022/23 | 311.25 | 97.25 | 7
2022/23 | 311.75 | 97.25 | 9
2022/23 | 312.25 | 97.25 | 14
2022/23 | 312.75 | 97.25 | 9
2022/23 | 313.25 | 97.25 | 7
2022/23 | 313.75 | 97.25 | 5
2022/23 | 314.25 | 97.25 | 7
2022/23 | 314.75 | 97.25 | 4
2022/23 | 315.25 | 97.25 | 5
2022/23 | 315.75 | 97.25 | 5
2022/23 | 316.25 | 97.25 | 10
2022/23 | 316.75 | 97.25 | 10
2022/23 | 317.25 | 97.25 | 7
2022/23 | 317.75 | 97.25 | 5
2022/23 | 318.25 | 97.25 | 6
2022/23 | 318.75 | 97.25 | 8
2022/23 | 319.25 | 97.25 | 9
2022/23 | 319.75 | 97.25 | 11
2022/23 | 320.25 | 97.25 | 13
2022/23 | 320.75 | 97.25 | 13
2022/23 | 321.25 | 97.25 | 4
2022/23 | 321.75 | 97.25 | 9
2022/23 | 322.25 | 97.25 | 4
2022/23 | 322.75 | 97.25 | 8
2022/23 | 323.25 | 97.25 | 4
2022/23 | 323.75 | 97.25 | 6
2022/23 | 324.25 | 97.25 | 5
2022/23 | 324.75 | 97.25 | 6
2022/23 | 325.25 | 97.25 | 7
2022/23 | 325.75 | 97.25 | 7
2022/23 | 326.25 | 97.25 | 6
2022/23 | 326.75 | 97.25 | 5
2022/23 | 327.25 | 97.25 | 6
2022/23 | 327.75 | 97.25 | 7
2022/23 | 328.25 | 97.25 | 5
2022/23 | 328.75 | 97.25 | 7
2022/23 | 329.25 | 97.25 | 1
2022/23 | 329.75 | 97.25 | 5
2022/23 | 330.25 | 97.25 | 3
2022/23 | 330.75 | 97.25 | 5
2022/23 | 331.25 | 97.25 | 6
2022/23 | 331.75 | 97.25 | 3
2022/23 | 332.25 | 97.25 | 2
2022/23 | 332.75 | 97.25 | 2
2022/23 | 333.25 | 97.25 | 3
2022/23 | 333.75 | 97.25 | 3
2022/23 | 334.25 | 97.25 | 4
2022/23 | 334.75 | 97.25 | 3
2022/23 | 335.25 | 97.25 | 6
2022/23 | 335.75 | 97.25 | 4
2022/23 | 336.25 | 97.25 | 4
2022/23 | 336.75 | 97.25 | 1
2022/23 | 337.25 | 97.25 | 3
2022/23 | 337.75 | 97.25 | 5
2022/23 | 338.25 | 97.25 | 4
2022/23 | 338.75 | 97.25 | 2
2022/23 | 339.25 | 97.25 | 2
2022/23 | 339.75 | 97.25 | 2
2022/23 | 340.25 | 97.25 | 5
2022/23 | 340.75 | 97.25 | 4
2022/23 | 341.25 | 97.25 | 7
2022/23 | 341.75 | 97.25 | 5
2022/23 | 342.25 | 97.25 | 1
2022/23 | 342.75 | 97.25 | 1
2022/23 | 343.25 | 97.25 | 7
2022/23 | 343.75 | 97.25 | 2
2022/23 | 344.25 | 97.25 | 3
2022/23 | 344.75 | 97.25 | 8
2022/23 | 345.25 | 97.25 | 2
2022/23 | 345.75 | 97.25 | 5
2022/23 | 346.25 | 97.25 | 3
2022/23 | 346.75 | 97.25 | 3
2022/23 | 347.25 | 97.25 | 3
2022/23 | 347.75 | 97.25 | 6
2022/23 | 348.25 | 97.25 | 6
2022/23 | 348.75 | 97.25 | 5
2022/23 | 349.75 | 97.25 | 1
2022/23 | 350.25 | 97.25 | 2
2022/23 | 351.25 | 97.25 | 1
2022/23 | 351.75 | 97.25 | 4
2022/23 | 352.25 | 97.25 | 5
2022/23 | 352.75 | 97.25 | 4
2022/23 | 353.25 | 97.25 | 3
2022/23 | 353.75 | 97.25 | 3
2022/23 | 354.25 | 97.25 | 3
2022/23 | 354.75 | 97.25 | 3
2022/23 | 355.25 | 97.25 | 2
2022/23 | 355.75 | 97.25 | 3
2022/23 | 356.25 | 97.25 | 2
2022/23 | 357.25 | 97.25 | 3
2022/23 | 357.75 | 97.25 | 3
2022/23 | 359.25 | 97.25 | 1
2022/23 | 360.75 | 97.25 | 2
2022/23 | 361.25 | 97.25 | 2
2022/23 | 361.75 | 97.25 | 1
2022/23 | 362.75 | 97.25 | 2
2022/23 | 363.25 | 97.25 | 3
2022/23 | 364.25 | 97.25 | 3
2022/23 | 364.75 | 97.25 | 2
2022/23 | 365.25 | 97.25 | 1
2022/23 | 365.75 | 97.25 | 1
2022/23 | 367.25 | 97.25 | 2
2022/23 | 368.25 | 97.25 | 4
2022/23 | 369.75 | 97.25 | 3
2022/23 | 370.25 | 97.25 | 1
2022/23 | 372.25 | 97.25 | 1
2022/23 | 372.75 | 97.25 | 1
2022/23 | 373.75 | 97.25 | 2
2022/23 | 374.25 | 97.25 | 1
2022/23 | 375.75 | 97.25 | 2
2022/23 | 376.25 | 97.25 | 1
2022/23 | 378.25 | 97.25 | 1
2022/23 | 378.75 | 97.25 | 1
2022/23 | 379.75 | 97.25 | 2
2022/23 | 381.25 | 97.25 | 1
2022/23 | 381.75 | 97.25 | 1
2022/23 | 382.75 | 97.25 | 1
2022/23 | 385.25 | 97.25 | 1
2022/23 | 385.75 | 97.25 | 1
2022/23 | 387.25 | 97.25 | 1
2022/23 | 389.25 | 97.25 | 2
2022/23 | 390.25 | 97.25 | 2
2022/23 | 392.25 | 97.25 | 1
2022/23 | 393.25 | 97.25 | 1
2022/23 | 393.75 | 97.25 | 1
2022/23 | 395.25 | 97.25 | 1
2022/23 | 397.75 | 97.25 | 1
2022/23 | 401.75 | 97.25 | 1
2022/23 | 403.75 | 97.25 | 1
2022/23 | 410.75 | 97.25 | 1
2022/23 | 421.75 | 97.25 | 1
2022/23 | 427.25 | 97.25 | 1
2022/23 | 460.25 | 97.25 | 1
2022/23 | 125.25 | 97.75 | 1
2022/23 | 141.25 | 97.75 | 1
2022/23 | 141.75 | 97.75 | 2
2022/23 | 142.75 | 97.75 | 2
2022/23 | 144.25 | 97.75 | 1
2022/23 | 144.75 | 97.75 | 2
2022/23 | 145.25 | 97.75 | 2
2022/23 | 146.25 | 97.75 | 1
2022/23 | 146.75 | 97.75 | 1
2022/23 | 147.25 | 97.75 | 1
2022/23 | 147.75 | 97.75 | 3
2022/23 | 148.75 | 97.75 | 1
2022/23 | 149.25 | 97.75 | 1
2022/23 | 149.75 | 97.75 | 1
2022/23 | 150.25 | 97.75 | 5
2022/23 | 150.75 | 97.75 | 6
2022/23 | 151.25 | 97.75 | 3
2022/23 | 151.75 | 97.75 | 4
2022/23 | 152.25 | 97.75 | 7
2022/23 | 152.75 | 97.75 | 9
2022/23 | 153.25 | 97.75 | 4
2022/23 | 153.75 | 97.75 | 5
2022/23 | 154.25 | 97.75 | 7
2022/23 | 154.75 | 97.75 | 3
2022/23 | 155.25 | 97.75 | 5
2022/23 | 155.75 | 97.75 | 6
2022/23 | 156.25 | 97.75 | 9
2022/23 | 156.75 | 97.75 | 5
2022/23 | 157.25 | 97.75 | 6
2022/23 | 157.75 | 97.75 | 9
2022/23 | 158.25 | 97.75 | 8
2022/23 | 158.75 | 97.75 | 8
2022/23 | 159.25 | 97.75 | 16
2022/23 | 159.75 | 97.75 | 12
2022/23 | 160.25 | 97.75 | 17
2022/23 | 160.75 | 97.75 | 9
2022/23 | 161.25 | 97.75 | 19
2022/23 | 161.75 | 97.75 | 19
2022/23 | 162.25 | 97.75 | 15
2022/23 | 162.75 | 97.75 | 22
2022/23 | 163.25 | 97.75 | 17
2022/23 | 163.75 | 97.75 | 15
2022/23 | 164.25 | 97.75 | 21
2022/23 | 164.75 | 97.75 | 27
2022/23 | 165.25 | 97.75 | 19
2022/23 | 165.75 | 97.75 | 23
2022/23 | 166.25 | 97.75 | 15
2022/23 | 166.75 | 97.75 | 33
2022/23 | 167.25 | 97.75 | 21
2022/23 | 167.75 | 97.75 | 27
2022/23 | 168.25 | 97.75 | 26
2022/23 | 168.75 | 97.75 | 41
2022/23 | 169.25 | 97.75 | 24
2022/23 | 169.75 | 97.75 | 33
2022/23 | 170.25 | 97.75 | 37
2022/23 | 170.75 | 97.75 | 33
2022/23 | 171.25 | 97.75 | 47
2022/23 | 171.75 | 97.75 | 41
2022/23 | 172.25 | 97.75 | 33
2022/23 | 172.75 | 97.75 | 38
2022/23 | 173.25 | 97.75 | 42
2022/23 | 173.75 | 97.75 | 59
2022/23 | 174.25 | 97.75 | 55
2022/23 | 174.75 | 97.75 | 69
2022/23 | 175.25 | 97.75 | 53
2022/23 | 175.75 | 97.75 | 60
2022/23 | 176.25 | 97.75 | 75
2022/23 | 176.75 | 97.75 | 55
2022/23 | 177.25 | 97.75 | 58
2022/23 | 177.75 | 97.75 | 69
2022/23 | 178.25 | 97.75 | 61
2022/23 | 178.75 | 97.75 | 75
2022/23 | 179.25 | 97.75 | 77
2022/23 | 179.75 | 97.75 | 78
2022/23 | 180.25 | 97.75 | 86
2022/23 | 180.75 | 97.75 | 88
2022/23 | 181.25 | 97.75 | 92
2022/23 | 181.75 | 97.75 | 79
2022/23 | 182.25 | 97.75 | 94
2022/23 | 182.75 | 97.75 | 91
2022/23 | 183.25 | 97.75 | 109
2022/23 | 183.75 | 97.75 | 98
2022/23 | 184.25 | 97.75 | 93
2022/23 | 184.75 | 97.75 | 101
2022/23 | 185.25 | 97.75 | 107
2022/23 | 185.75 | 97.75 | 90
2022/23 | 186.25 | 97.75 | 103
2022/23 | 186.75 | 97.75 | 108
2022/23 | 187.25 | 97.75 | 113
2022/23 | 187.75 | 97.75 | 119
2022/23 | 188.25 | 97.75 | 107
2022/23 | 188.75 | 97.75 | 129
2022/23 | 189.25 | 97.75 | 106
2022/23 | 189.75 | 97.75 | 116
2022/23 | 190.25 | 97.75 | 126
2022/23 | 190.75 | 97.75 | 132
2022/23 | 191.25 | 97.75 | 117
2022/23 | 191.75 | 97.75 | 130
2022/23 | 192.25 | 97.75 | 141
2022/23 | 192.75 | 97.75 | 124
2022/23 | 193.25 | 97.75 | 135
2022/23 | 193.75 | 97.75 | 171
2022/23 | 194.25 | 97.75 | 115
2022/23 | 194.75 | 97.75 | 119
2022/23 | 195.25 | 97.75 | 132
2022/23 | 195.75 | 97.75 | 135
2022/23 | 196.25 | 97.75 | 150
2022/23 | 196.75 | 97.75 | 148
2022/23 | 197.25 | 97.75 | 111
2022/23 | 197.75 | 97.75 | 119
2022/23 | 198.25 | 97.75 | 150
2022/23 | 198.75 | 97.75 | 139
2022/23 | 199.25 | 97.75 | 139
2022/23 | 199.75 | 97.75 | 142
2022/23 | 200.25 | 97.75 | 134
2022/23 | 200.75 | 97.75 | 121
2022/23 | 201.25 | 97.75 | 155
2022/23 | 201.75 | 97.75 | 153
2022/23 | 202.25 | 97.75 | 146
2022/23 | 202.75 | 97.75 | 129
2022/23 | 203.25 | 97.75 | 136
2022/23 | 203.75 | 97.75 | 135
2022/23 | 204.25 | 97.75 | 169
2022/23 | 204.75 | 97.75 | 134
2022/23 | 205.25 | 97.75 | 145
2022/23 | 205.75 | 97.75 | 154
2022/23 | 206.25 | 97.75 | 163
2022/23 | 206.75 | 97.75 | 132
2022/23 | 207.25 | 97.75 | 148
2022/23 | 207.75 | 97.75 | 115
2022/23 | 208.25 | 97.75 | 148
2022/23 | 208.75 | 97.75 | 128
2022/23 | 209.25 | 97.75 | 124
2022/23 | 209.75 | 97.75 | 161
2022/23 | 210.25 | 97.75 | 137
2022/23 | 210.75 | 97.75 | 107
2022/23 | 211.25 | 97.75 | 137
2022/23 | 211.75 | 97.75 | 138
2022/23 | 212.25 | 97.75 | 112
2022/23 | 212.75 | 97.75 | 134
2022/23 | 213.25 | 97.75 | 130
2022/23 | 213.75 | 97.75 | 136
2022/23 | 214.25 | 97.75 | 121
2022/23 | 214.75 | 97.75 | 130
2022/23 | 215.25 | 97.75 | 114
2022/23 | 215.75 | 97.75 | 119
2022/23 | 216.25 | 97.75 | 108
2022/23 | 216.75 | 97.75 | 129
2022/23 | 217.25 | 97.75 | 107
2022/23 | 217.75 | 97.75 | 142
2022/23 | 218.25 | 97.75 | 122
2022/23 | 218.75 | 97.75 | 105
2022/23 | 219.25 | 97.75 | 116
2022/23 | 219.75 | 97.75 | 106
2022/23 | 220.25 | 97.75 | 104
2022/23 | 220.75 | 97.75 | 104
2022/23 | 221.25 | 97.75 | 115
2022/23 | 221.75 | 97.75 | 102
2022/23 | 222.25 | 97.75 | 99
2022/23 | 222.75 | 97.75 | 106
2022/23 | 223.25 | 97.75 | 121
2022/23 | 223.75 | 97.75 | 101
2022/23 | 224.25 | 97.75 | 105
2022/23 | 224.75 | 97.75 | 97
2022/23 | 225.25 | 97.75 | 106
2022/23 | 225.75 | 97.75 | 113
2022/23 | 226.25 | 97.75 | 107
2022/23 | 226.75 | 97.75 | 89
2022/23 | 227.25 | 97.75 | 91
2022/23 | 227.75 | 97.75 | 88
2022/23 | 228.25 | 97.75 | 109
2022/23 | 228.75 | 97.75 | 99
2022/23 | 229.25 | 97.75 | 87
2022/23 | 229.75 | 97.75 | 85
2022/23 | 230.25 | 97.75 | 85
2022/23 | 230.75 | 97.75 | 73
2022/23 | 231.25 | 97.75 | 91
2022/23 | 231.75 | 97.75 | 78
2022/23 | 232.25 | 97.75 | 84
2022/23 | 232.75 | 97.75 | 84
2022/23 | 233.25 | 97.75 | 80
2022/23 | 233.75 | 97.75 | 69
2022/23 | 234.25 | 97.75 | 67
2022/23 | 234.75 | 97.75 | 98
2022/23 | 235.25 | 97.75 | 80
2022/23 | 235.75 | 97.75 | 87
2022/23 | 236.25 | 97.75 | 82
2022/23 | 236.75 | 97.75 | 82
2022/23 | 237.25 | 97.75 | 87
2022/23 | 237.75 | 97.75 | 93
2022/23 | 238.25 | 97.75 | 76
2022/23 | 238.75 | 97.75 | 79
2022/23 | 239.25 | 97.75 | 72
2022/23 | 239.75 | 97.75 | 84
2022/23 | 240.25 | 97.75 | 72
2022/23 | 240.75 | 97.75 | 64
2022/23 | 241.25 | 97.75 | 79
2022/23 | 241.75 | 97.75 | 82
2022/23 | 242.25 | 97.75 | 77
2022/23 | 242.75 | 97.75 | 68
2022/23 | 243.25 | 97.75 | 58
2022/23 | 243.75 | 97.75 | 79
2022/23 | 244.25 | 97.75 | 68
2022/23 | 244.75 | 97.75 | 54
2022/23 | 245.25 | 97.75 | 67
2022/23 | 245.75 | 97.75 | 51
2022/23 | 246.25 | 97.75 | 61
2022/23 | 246.75 | 97.75 | 53
2022/23 | 247.25 | 97.75 | 69
2022/23 | 247.75 | 97.75 | 60
2022/23 | 248.25 | 97.75 | 80
2022/23 | 248.75 | 97.75 | 62
2022/23 | 249.25 | 97.75 | 62
2022/23 | 249.75 | 97.75 | 52
2022/23 | 250.25 | 97.75 | 61
2022/23 | 250.75 | 97.75 | 47
2022/23 | 251.25 | 97.75 | 58
2022/23 | 251.75 | 97.75 | 48
2022/23 | 252.25 | 97.75 | 54
2022/23 | 252.75 | 97.75 | 50
2022/23 | 253.25 | 97.75 | 41
2022/23 | 253.75 | 97.75 | 57
2022/23 | 254.25 | 97.75 | 50
2022/23 | 254.75 | 97.75 | 40
2022/23 | 255.25 | 97.75 | 48
2022/23 | 255.75 | 97.75 | 51
2022/23 | 256.25 | 97.75 | 47
2022/23 | 256.75 | 97.75 | 38
2022/23 | 257.25 | 97.75 | 42
2022/23 | 257.75 | 97.75 | 49
2022/23 | 258.25 | 97.75 | 49
2022/23 | 258.75 | 97.75 | 42
2022/23 | 259.25 | 97.75 | 52
2022/23 | 259.75 | 97.75 | 48
2022/23 | 260.25 | 97.75 | 31
2022/23 | 260.75 | 97.75 | 41
2022/23 | 261.25 | 97.75 | 44
2022/23 | 261.75 | 97.75 | 47
2022/23 | 262.25 | 97.75 | 26
2022/23 | 262.75 | 97.75 | 30
2022/23 | 263.25 | 97.75 | 36
2022/23 | 263.75 | 97.75 | 43
2022/23 | 264.25 | 97.75 | 46
2022/23 | 264.75 | 97.75 | 46
2022/23 | 265.25 | 97.75 | 29
2022/23 | 265.75 | 97.75 | 34
2022/23 | 266.25 | 97.75 | 27
2022/23 | 266.75 | 97.75 | 37
2022/23 | 267.25 | 97.75 | 39
2022/23 | 267.75 | 97.75 | 46
2022/23 | 268.25 | 97.75 | 39
2022/23 | 268.75 | 97.75 | 34
2022/23 | 269.25 | 97.75 | 34
2022/23 | 269.75 | 97.75 | 20
2022/23 | 270.25 | 97.75 | 34
2022/23 | 270.75 | 97.75 | 32
2022/23 | 271.25 | 97.75 | 30
2022/23 | 271.75 | 97.75 | 32
2022/23 | 272.25 | 97.75 | 42
2022/23 | 272.75 | 97.75 | 38
2022/23 | 273.25 | 97.75 | 32
2022/23 | 273.75 | 97.75 | 18
2022/23 | 274.25 | 97.75 | 25
2022/23 | 274.75 | 97.75 | 26
2022/23 | 275.25 | 97.75 | 30
2022/23 | 275.75 | 97.75 | 32
2022/23 | 276.25 | 97.75 | 18
2022/23 | 276.75 | 97.75 | 25
2022/23 | 277.25 | 97.75 | 25
2022/23 | 277.75 | 97.75 | 17
2022/23 | 278.25 | 97.75 | 30
2022/23 | 278.75 | 97.75 | 17
2022/23 | 279.25 | 97.75 | 21
2022/23 | 279.75 | 97.75 | 25
2022/23 | 280.25 | 97.75 | 19
2022/23 | 280.75 | 97.75 | 15
2022/23 | 281.25 | 97.75 | 19
2022/23 | 281.75 | 97.75 | 20
2022/23 | 282.25 | 97.75 | 19
2022/23 | 282.75 | 97.75 | 26
2022/23 | 283.25 | 97.75 | 25
2022/23 | 283.75 | 97.75 | 22
2022/23 | 284.25 | 97.75 | 20
2022/23 | 284.75 | 97.75 | 20
2022/23 | 285.25 | 97.75 | 22
2022/23 | 285.75 | 97.75 | 12
2022/23 | 286.25 | 97.75 | 20
2022/23 | 286.75 | 97.75 | 18
2022/23 | 287.25 | 97.75 | 22
2022/23 | 287.75 | 97.75 | 19
2022/23 | 288.25 | 97.75 | 12
2022/23 | 288.75 | 97.75 | 10
2022/23 | 289.25 | 97.75 | 21
2022/23 | 289.75 | 97.75 | 21
2022/23 | 290.25 | 97.75 | 16
2022/23 | 290.75 | 97.75 | 15
2022/23 | 291.25 | 97.75 | 14
2022/23 | 291.75 | 97.75 | 9
2022/23 | 292.25 | 97.75 | 20
2022/23 | 292.75 | 97.75 | 20
2022/23 | 293.25 | 97.75 | 15
2022/23 | 293.75 | 97.75 | 14
2022/23 | 294.25 | 97.75 | 18
2022/23 | 294.75 | 97.75 | 18
2022/23 | 295.25 | 97.75 | 19
2022/23 | 295.75 | 97.75 | 15
2022/23 | 296.25 | 97.75 | 13
2022/23 | 296.75 | 97.75 | 17
2022/23 | 297.25 | 97.75 | 11
2022/23 | 297.75 | 97.75 | 15
2022/23 | 298.25 | 97.75 | 15
2022/23 | 298.75 | 97.75 | 24
2022/23 | 299.25 | 97.75 | 11
2022/23 | 299.75 | 97.75 | 17
2022/23 | 300.25 | 97.75 | 9
2022/23 | 300.75 | 97.75 | 15
2022/23 | 301.25 | 97.75 | 11
2022/23 | 301.75 | 97.75 | 12
2022/23 | 302.25 | 97.75 | 16
2022/23 | 302.75 | 97.75 | 22
2022/23 | 303.25 | 97.75 | 13
2022/23 | 303.75 | 97.75 | 11
2022/23 | 304.25 | 97.75 | 18
2022/23 | 304.75 | 97.75 | 20
2022/23 | 305.25 | 97.75 | 11
2022/23 | 305.75 | 97.75 | 6
2022/23 | 306.25 | 97.75 | 14
2022/23 | 306.75 | 97.75 | 9
2022/23 | 307.25 | 97.75 | 11
2022/23 | 307.75 | 97.75 | 12
2022/23 | 308.25 | 97.75 | 8
2022/23 | 308.75 | 97.75 | 20
2022/23 | 309.25 | 97.75 | 13
2022/23 | 309.75 | 97.75 | 10
2022/23 | 310.25 | 97.75 | 10
2022/23 | 310.75 | 97.75 | 16
2022/23 | 311.25 | 97.75 | 7
2022/23 | 311.75 | 97.75 | 5
2022/23 | 312.25 | 97.75 | 7
2022/23 | 312.75 | 97.75 | 18
2022/23 | 313.25 | 97.75 | 10
2022/23 | 313.75 | 97.75 | 9
2022/23 | 314.25 | 97.75 | 12
2022/23 | 314.75 | 97.75 | 14
2022/23 | 315.25 | 97.75 | 10
2022/23 | 315.75 | 97.75 | 4
2022/23 | 316.25 | 97.75 | 7
2022/23 | 316.75 | 97.75 | 6
2022/23 | 317.25 | 97.75 | 7
2022/23 | 317.75 | 97.75 | 12
2022/23 | 318.25 | 97.75 | 6
2022/23 | 318.75 | 97.75 | 6
2022/23 | 319.25 | 97.75 | 6
2022/23 | 319.75 | 97.75 | 6
2022/23 | 320.25 | 97.75 | 1
2022/23 | 320.75 | 97.75 | 5
2022/23 | 321.25 | 97.75 | 7
2022/23 | 321.75 | 97.75 | 5
2022/23 | 322.25 | 97.75 | 5
2022/23 | 322.75 | 97.75 | 6
2022/23 | 323.25 | 97.75 | 9
2022/23 | 323.75 | 97.75 | 2
2022/23 | 324.25 | 97.75 | 8
2022/23 | 324.75 | 97.75 | 6
2022/23 | 325.25 | 97.75 | 7
2022/23 | 325.75 | 97.75 | 9
2022/23 | 326.25 | 97.75 | 5
2022/23 | 326.75 | 97.75 | 10
2022/23 | 327.25 | 97.75 | 8
2022/23 | 327.75 | 97.75 | 8
2022/23 | 328.25 | 97.75 | 4
2022/23 | 328.75 | 97.75 | 7
2022/23 | 329.25 | 97.75 | 5
2022/23 | 329.75 | 97.75 | 5
2022/23 | 330.25 | 97.75 | 9
2022/23 | 330.75 | 97.75 | 6
2022/23 | 331.25 | 97.75 | 10
2022/23 | 331.75 | 97.75 | 8
2022/23 | 332.25 | 97.75 | 7
2022/23 | 332.75 | 97.75 | 3
2022/23 | 333.25 | 97.75 | 12
2022/23 | 333.75 | 97.75 | 4
2022/23 | 334.25 | 97.75 | 2
2022/23 | 334.75 | 97.75 | 3
2022/23 | 335.25 | 97.75 | 3
2022/23 | 335.75 | 97.75 | 5
2022/23 | 336.25 | 97.75 | 3
2022/23 | 336.75 | 97.75 | 3
2022/23 | 337.25 | 97.75 | 6
2022/23 | 337.75 | 97.75 | 3
2022/23 | 338.25 | 97.75 | 4
2022/23 | 338.75 | 97.75 | 5
2022/23 | 339.25 | 97.75 | 1
2022/23 | 339.75 | 97.75 | 2
2022/23 | 340.25 | 97.75 | 6
2022/23 | 340.75 | 97.75 | 5
2022/23 | 341.25 | 97.75 | 2
2022/23 | 342.25 | 97.75 | 5
2022/23 | 342.75 | 97.75 | 5
2022/23 | 343.25 | 97.75 | 6
2022/23 | 343.75 | 97.75 | 2
2022/23 | 344.25 | 97.75 | 3
2022/23 | 344.75 | 97.75 | 2
2022/23 | 345.25 | 97.75 | 4
2022/23 | 345.75 | 97.75 | 3
2022/23 | 346.25 | 97.75 | 4
2022/23 | 346.75 | 97.75 | 3
2022/23 | 347.25 | 97.75 | 3
2022/23 | 347.75 | 97.75 | 5
2022/23 | 348.25 | 97.75 | 3
2022/23 | 348.75 | 97.75 | 1
2022/23 | 349.25 | 97.75 | 2
2022/23 | 349.75 | 97.75 | 2
2022/23 | 350.75 | 97.75 | 1
2022/23 | 351.25 | 97.75 | 1
2022/23 | 351.75 | 97.75 | 3
2022/23 | 352.25 | 97.75 | 4
2022/23 | 352.75 | 97.75 | 3
2022/23 | 353.25 | 97.75 | 3
2022/23 | 353.75 | 97.75 | 3
2022/23 | 354.25 | 97.75 | 1
2022/23 | 354.75 | 97.75 | 3
2022/23 | 355.25 | 97.75 | 3
2022/23 | 356.25 | 97.75 | 1
2022/23 | 356.75 | 97.75 | 2
2022/23 | 357.25 | 97.75 | 4
2022/23 | 357.75 | 97.75 | 1
2022/23 | 358.75 | 97.75 | 2
2022/23 | 359.25 | 97.75 | 2
2022/23 | 359.75 | 97.75 | 3
2022/23 | 360.75 | 97.75 | 1
2022/23 | 361.75 | 97.75 | 2
2022/23 | 362.25 | 97.75 | 2
2022/23 | 362.75 | 97.75 | 1
2022/23 | 363.25 | 97.75 | 2
2022/23 | 363.75 | 97.75 | 2
2022/23 | 364.25 | 97.75 | 2
2022/23 | 364.75 | 97.75 | 2
2022/23 | 365.25 | 97.75 | 1
2022/23 | 365.75 | 97.75 | 1
2022/23 | 366.25 | 97.75 | 1
2022/23 | 366.75 | 97.75 | 1
2022/23 | 367.25 | 97.75 | 1
2022/23 | 367.75 | 97.75 | 1
2022/23 | 368.25 | 97.75 | 2
2022/23 | 368.75 | 97.75 | 1
2022/23 | 370.25 | 97.75 | 1
2022/23 | 371.25 | 97.75 | 2
2022/23 | 371.75 | 97.75 | 1
2022/23 | 372.25 | 97.75 | 4
2022/23 | 372.75 | 97.75 | 2
2022/23 | 373.25 | 97.75 | 1
2022/23 | 373.75 | 97.75 | 1
2022/23 | 374.75 | 97.75 | 1
2022/23 | 375.25 | 97.75 | 1
2022/23 | 375.75 | 97.75 | 1
2022/23 | 376.25 | 97.75 | 1
2022/23 | 376.75 | 97.75 | 1
2022/23 | 377.25 | 97.75 | 1
2022/23 | 379.25 | 97.75 | 1
2022/23 | 383.75 | 97.75 | 1
2022/23 | 386.75 | 97.75 | 1
2022/23 | 389.75 | 97.75 | 1
2022/23 | 390.25 | 97.75 | 1
2022/23 | 390.75 | 97.75 | 1
2022/23 | 391.25 | 97.75 | 1
2022/23 | 392.25 | 97.75 | 1
2022/23 | 392.75 | 97.75 | 2
2022/23 | 393.25 | 97.75 | 1
2022/23 | 393.75 | 97.75 | 1
2022/23 | 395.75 | 97.75 | 1
2022/23 | 397.25 | 97.75 | 1
2022/23 | 398.75 | 97.75 | 1
2022/23 | 400.75 | 97.75 | 1
2022/23 | 402.75 | 97.75 | 2
2022/23 | 408.75 | 97.75 | 1
2022/23 | 409.25 | 97.75 | 1
2022/23 | 410.25 | 97.75 | 1
2022/23 | 411.25 | 97.75 | 1
2022/23 | 416.75 | 97.75 | 1
2022/23 | 419.25 | 97.75 | 1
2022/23 | 420.25 | 97.75 | 1
2022/23 | 420.75 | 97.75 | 1
2022/23 | 425.25 | 97.75 | 1
2022/23 | 428.75 | 97.75 | 1
2022/23 | 430.75 | 97.75 | 1
2022/23 | 439.25 | 97.75 | 1
2022/23 | 448.75 | 97.75 | 1
2022/23 | 135.25 | 98.25 | 1
2022/23 | 138.25 | 98.25 | 1
2022/23 | 140.75 | 98.25 | 1
2022/23 | 141.25 | 98.25 | 1
2022/23 | 141.75 | 98.25 | 1
2022/23 | 143.25 | 98.25 | 1
2022/23 | 144.25 | 98.25 | 2
2022/23 | 144.75 | 98.25 | 2
2022/23 | 145.25 | 98.25 | 1
2022/23 | 145.75 | 98.25 | 1
2022/23 | 146.25 | 98.25 | 2
2022/23 | 147.25 | 98.25 | 3
2022/23 | 147.75 | 98.25 | 1
2022/23 | 148.25 | 98.25 | 3
2022/23 | 148.75 | 98.25 | 2
2022/23 | 149.25 | 98.25 | 4
2022/23 | 149.75 | 98.25 | 3
2022/23 | 150.25 | 98.25 | 1
2022/23 | 150.75 | 98.25 | 2
2022/23 | 151.25 | 98.25 | 4
2022/23 | 151.75 | 98.25 | 3
2022/23 | 152.25 | 98.25 | 2
2022/23 | 152.75 | 98.25 | 9
2022/23 | 153.25 | 98.25 | 7
2022/23 | 153.75 | 98.25 | 3
2022/23 | 154.25 | 98.25 | 10
2022/23 | 154.75 | 98.25 | 5
2022/23 | 155.25 | 98.25 | 5
2022/23 | 155.75 | 98.25 | 11
2022/23 | 156.25 | 98.25 | 9
2022/23 | 156.75 | 98.25 | 5
2022/23 | 157.25 | 98.25 | 6
2022/23 | 157.75 | 98.25 | 3
2022/23 | 158.25 | 98.25 | 8
2022/23 | 158.75 | 98.25 | 10
2022/23 | 159.25 | 98.25 | 19
2022/23 | 159.75 | 98.25 | 12
2022/23 | 160.25 | 98.25 | 9
2022/23 | 160.75 | 98.25 | 13
2022/23 | 161.25 | 98.25 | 10
2022/23 | 161.75 | 98.25 | 14
2022/23 | 162.25 | 98.25 | 19
2022/23 | 162.75 | 98.25 | 17
2022/23 | 163.25 | 98.25 | 16
2022/23 | 163.75 | 98.25 | 16
2022/23 | 164.25 | 98.25 | 21
2022/23 | 164.75 | 98.25 | 18
2022/23 | 165.25 | 98.25 | 17
2022/23 | 165.75 | 98.25 | 23
2022/23 | 166.25 | 98.25 | 33
2022/23 | 166.75 | 98.25 | 20
2022/23 | 167.25 | 98.25 | 33
2022/23 | 167.75 | 98.25 | 29
2022/23 | 168.25 | 98.25 | 24
2022/23 | 168.75 | 98.25 | 37
2022/23 | 169.25 | 98.25 | 35
2022/23 | 169.75 | 98.25 | 30
2022/23 | 170.25 | 98.25 | 50
2022/23 | 170.75 | 98.25 | 31
2022/23 | 171.25 | 98.25 | 35
2022/23 | 171.75 | 98.25 | 42
2022/23 | 172.25 | 98.25 | 35
2022/23 | 172.75 | 98.25 | 43
2022/23 | 173.25 | 98.25 | 39
2022/23 | 173.75 | 98.25 | 32
2022/23 | 174.25 | 98.25 | 48
2022/23 | 174.75 | 98.25 | 63
2022/23 | 175.25 | 98.25 | 67
2022/23 | 175.75 | 98.25 | 55
2022/23 | 176.25 | 98.25 | 55
2022/23 | 176.75 | 98.25 | 64
2022/23 | 177.25 | 98.25 | 74
2022/23 | 177.75 | 98.25 | 48
2022/23 | 178.25 | 98.25 | 58
2022/23 | 178.75 | 98.25 | 67
2022/23 | 179.25 | 98.25 | 71
2022/23 | 179.75 | 98.25 | 68
2022/23 | 180.25 | 98.25 | 73
2022/23 | 180.75 | 98.25 | 71
2022/23 | 181.25 | 98.25 | 74
2022/23 | 181.75 | 98.25 | 89
2022/23 | 182.25 | 98.25 | 87
2022/23 | 182.75 | 98.25 | 97
2022/23 | 183.25 | 98.25 | 85
2022/23 | 183.75 | 98.25 | 103
2022/23 | 184.25 | 98.25 | 89
2022/23 | 184.75 | 98.25 | 99
2022/23 | 185.25 | 98.25 | 88
2022/23 | 185.75 | 98.25 | 94
2022/23 | 186.25 | 98.25 | 101
2022/23 | 186.75 | 98.25 | 114
2022/23 | 187.25 | 98.25 | 139
2022/23 | 187.75 | 98.25 | 113
2022/23 | 188.25 | 98.25 | 103
2022/23 | 188.75 | 98.25 | 111
2022/23 | 189.25 | 98.25 | 121
2022/23 | 189.75 | 98.25 | 127
2022/23 | 190.25 | 98.25 | 123
2022/23 | 190.75 | 98.25 | 122
2022/23 | 191.25 | 98.25 | 124
2022/23 | 191.75 | 98.25 | 129
2022/23 | 192.25 | 98.25 | 122
2022/23 | 192.75 | 98.25 | 117
2022/23 | 193.25 | 98.25 | 138
2022/23 | 193.75 | 98.25 | 109
2022/23 | 194.25 | 98.25 | 107
2022/23 | 194.75 | 98.25 | 125
2022/23 | 195.25 | 98.25 | 128
2022/23 | 195.75 | 98.25 | 138
2022/23 | 196.25 | 98.25 | 149
2022/23 | 196.75 | 98.25 | 144
2022/23 | 197.25 | 98.25 | 117
2022/23 | 197.75 | 98.25 | 120
2022/23 | 198.25 | 98.25 | 130
2022/23 | 198.75 | 98.25 | 125
2022/23 | 199.25 | 98.25 | 124
2022/23 | 199.75 | 98.25 | 148
2022/23 | 200.25 | 98.25 | 123
2022/23 | 200.75 | 98.25 | 172
2022/23 | 201.25 | 98.25 | 162
2022/23 | 201.75 | 98.25 | 152
2022/23 | 202.25 | 98.25 | 141
2022/23 | 202.75 | 98.25 | 141
2022/23 | 203.25 | 98.25 | 156
2022/23 | 203.75 | 98.25 | 147
2022/23 | 204.25 | 98.25 | 130
2022/23 | 204.75 | 98.25 | 139
2022/23 | 205.25 | 98.25 | 131
2022/23 | 205.75 | 98.25 | 168
2022/23 | 206.25 | 98.25 | 160
2022/23 | 206.75 | 98.25 | 137
2022/23 | 207.25 | 98.25 | 132
2022/23 | 207.75 | 98.25 | 146
2022/23 | 208.25 | 98.25 | 136
2022/23 | 208.75 | 98.25 | 151
2022/23 | 209.25 | 98.25 | 150
2022/23 | 209.75 | 98.25 | 135
2022/23 | 210.25 | 98.25 | 142
2022/23 | 210.75 | 98.25 | 123
2022/23 | 211.25 | 98.25 | 141
2022/23 | 211.75 | 98.25 | 126
2022/23 | 212.25 | 98.25 | 145
2022/23 | 212.75 | 98.25 | 116
2022/23 | 213.25 | 98.25 | 153
2022/23 | 213.75 | 98.25 | 121
2022/23 | 214.25 | 98.25 | 141
2022/23 | 214.75 | 98.25 | 124
2022/23 | 215.25 | 98.25 | 136
2022/23 | 215.75 | 98.25 | 113
2022/23 | 216.25 | 98.25 | 119
2022/23 | 216.75 | 98.25 | 126
2022/23 | 217.25 | 98.25 | 118
2022/23 | 217.75 | 98.25 | 130
2022/23 | 218.25 | 98.25 | 116
2022/23 | 218.75 | 98.25 | 119
2022/23 | 219.25 | 98.25 | 123
2022/23 | 219.75 | 98.25 | 109
2022/23 | 220.25 | 98.25 | 109
2022/23 | 220.75 | 98.25 | 101
2022/23 | 221.25 | 98.25 | 111
2022/23 | 221.75 | 98.25 | 130
2022/23 | 222.25 | 98.25 | 107
2022/23 | 222.75 | 98.25 | 115
2022/23 | 223.25 | 98.25 | 118
2022/23 | 223.75 | 98.25 | 108
2022/23 | 224.25 | 98.25 | 131
2022/23 | 224.75 | 98.25 | 107
2022/23 | 225.25 | 98.25 | 99
2022/23 | 225.75 | 98.25 | 108
2022/23 | 226.25 | 98.25 | 97
2022/23 | 226.75 | 98.25 | 112
2022/23 | 227.25 | 98.25 | 103
2022/23 | 227.75 | 98.25 | 105
2022/23 | 228.25 | 98.25 | 102
2022/23 | 228.75 | 98.25 | 101
2022/23 | 229.25 | 98.25 | 106
2022/23 | 229.75 | 98.25 | 81
2022/23 | 230.25 | 98.25 | 110
2022/23 | 230.75 | 98.25 | 86
2022/23 | 231.25 | 98.25 | 101
2022/23 | 231.75 | 98.25 | 95
2022/23 | 232.25 | 98.25 | 89
2022/23 | 232.75 | 98.25 | 95
2022/23 | 233.25 | 98.25 | 88
2022/23 | 233.75 | 98.25 | 84
2022/23 | 234.25 | 98.25 | 87
2022/23 | 234.75 | 98.25 | 91
2022/23 | 235.25 | 98.25 | 91
2022/23 | 235.75 | 98.25 | 78
2022/23 | 236.25 | 98.25 | 76
2022/23 | 236.75 | 98.25 | 83
2022/23 | 237.25 | 98.25 | 83
2022/23 | 237.75 | 98.25 | 73
2022/23 | 238.25 | 98.25 | 81
2022/23 | 238.75 | 98.25 | 79
2022/23 | 239.25 | 98.25 | 75
2022/23 | 239.75 | 98.25 | 87
2022/23 | 240.25 | 98.25 | 91
2022/23 | 240.75 | 98.25 | 73
2022/23 | 241.25 | 98.25 | 75
2022/23 | 241.75 | 98.25 | 75
2022/23 | 242.25 | 98.25 | 68
2022/23 | 242.75 | 98.25 | 57
2022/23 | 243.25 | 98.25 | 58
2022/23 | 243.75 | 98.25 | 79
2022/23 | 244.25 | 98.25 | 60
2022/23 | 244.75 | 98.25 | 84
2022/23 | 245.25 | 98.25 | 58
2022/23 | 245.75 | 98.25 | 58
2022/23 | 246.25 | 98.25 | 74
2022/23 | 246.75 | 98.25 | 67
2022/23 | 247.25 | 98.25 | 62
2022/23 | 247.75 | 98.25 | 66
2022/23 | 248.25 | 98.25 | 62
2022/23 | 248.75 | 98.25 | 65
2022/23 | 249.25 | 98.25 | 72
2022/23 | 249.75 | 98.25 | 59
2022/23 | 250.25 | 98.25 | 61
2022/23 | 250.75 | 98.25 | 70
2022/23 | 251.25 | 98.25 | 56
2022/23 | 251.75 | 98.25 | 40
2022/23 | 252.25 | 98.25 | 55
2022/23 | 252.75 | 98.25 | 59
2022/23 | 253.25 | 98.25 | 57
2022/23 | 253.75 | 98.25 | 57
2022/23 | 254.25 | 98.25 | 50
2022/23 | 254.75 | 98.25 | 60
2022/23 | 255.25 | 98.25 | 52
2022/23 | 255.75 | 98.25 | 46
2022/23 | 256.25 | 98.25 | 44
2022/23 | 256.75 | 98.25 | 38
2022/23 | 257.25 | 98.25 | 42
2022/23 | 257.75 | 98.25 | 41
2022/23 | 258.25 | 98.25 | 58
2022/23 | 258.75 | 98.25 | 39
2022/23 | 259.25 | 98.25 | 49
2022/23 | 259.75 | 98.25 | 56
2022/23 | 260.25 | 98.25 | 34
2022/23 | 260.75 | 98.25 | 47
2022/23 | 261.25 | 98.25 | 42
2022/23 | 261.75 | 98.25 | 60
2022/23 | 262.25 | 98.25 | 48
2022/23 | 262.75 | 98.25 | 36
2022/23 | 263.25 | 98.25 | 42
2022/23 | 263.75 | 98.25 | 36
2022/23 | 264.25 | 98.25 | 34
2022/23 | 264.75 | 98.25 | 37
2022/23 | 265.25 | 98.25 | 45
2022/23 | 265.75 | 98.25 | 44
2022/23 | 266.25 | 98.25 | 35
2022/23 | 266.75 | 98.25 | 40
2022/23 | 267.25 | 98.25 | 47
2022/23 | 267.75 | 98.25 | 36
2022/23 | 268.25 | 98.25 | 31
2022/23 | 268.75 | 98.25 | 28
2022/23 | 269.25 | 98.25 | 27
2022/23 | 269.75 | 98.25 | 31
2022/23 | 270.25 | 98.25 | 31
2022/23 | 270.75 | 98.25 | 34
2022/23 | 271.25 | 98.25 | 24
2022/23 | 271.75 | 98.25 | 28
2022/23 | 272.25 | 98.25 | 25
2022/23 | 272.75 | 98.25 | 28
2022/23 | 273.25 | 98.25 | 32
2022/23 | 273.75 | 98.25 | 27
2022/23 | 274.25 | 98.25 | 35
2022/23 | 274.75 | 98.25 | 28
2022/23 | 275.25 | 98.25 | 22
2022/23 | 275.75 | 98.25 | 20
2022/23 | 276.25 | 98.25 | 33
2022/23 | 276.75 | 98.25 | 27
2022/23 | 277.25 | 98.25 | 20
2022/23 | 277.75 | 98.25 | 29
2022/23 | 278.25 | 98.25 | 26
2022/23 | 278.75 | 98.25 | 28
2022/23 | 279.25 | 98.25 | 31
2022/23 | 279.75 | 98.25 | 23
2022/23 | 280.25 | 98.25 | 23
2022/23 | 280.75 | 98.25 | 20
2022/23 | 281.25 | 98.25 | 16
2022/23 | 281.75 | 98.25 | 29
2022/23 | 282.25 | 98.25 | 24
2022/23 | 282.75 | 98.25 | 17
2022/23 | 283.25 | 98.25 | 22
2022/23 | 283.75 | 98.25 | 14
2022/23 | 284.25 | 98.25 | 27
2022/23 | 284.75 | 98.25 | 23
2022/23 | 285.25 | 98.25 | 18
2022/23 | 285.75 | 98.25 | 20
2022/23 | 286.25 | 98.25 | 14
2022/23 | 286.75 | 98.25 | 18
2022/23 | 287.25 | 98.25 | 19
2022/23 | 287.75 | 98.25 | 20
2022/23 | 288.25 | 98.25 | 24
2022/23 | 288.75 | 98.25 | 22
2022/23 | 289.25 | 98.25 | 16
2022/23 | 289.75 | 98.25 | 19
2022/23 | 290.25 | 98.25 | 23
2022/23 | 290.75 | 98.25 | 24
2022/23 | 291.25 | 98.25 | 23
2022/23 | 291.75 | 98.25 | 17
2022/23 | 292.25 | 98.25 | 12
2022/23 | 292.75 | 98.25 | 20
2022/23 | 293.25 | 98.25 | 15
2022/23 | 293.75 | 98.25 | 18
2022/23 | 294.25 | 98.25 | 13
2022/23 | 294.75 | 98.25 | 17
2022/23 | 295.25 | 98.25 | 12
2022/23 | 295.75 | 98.25 | 21
2022/23 | 296.25 | 98.25 | 16
2022/23 | 296.75 | 98.25 | 17
2022/23 | 297.25 | 98.25 | 23
2022/23 | 297.75 | 98.25 | 18
2022/23 | 298.25 | 98.25 | 15
2022/23 | 298.75 | 98.25 | 18
2022/23 | 299.25 | 98.25 | 11
2022/23 | 299.75 | 98.25 | 15
2022/23 | 300.25 | 98.25 | 14
2022/23 | 300.75 | 98.25 | 12
2022/23 | 301.25 | 98.25 | 16
2022/23 | 301.75 | 98.25 | 10
2022/23 | 302.25 | 98.25 | 16
2022/23 | 302.75 | 98.25 | 18
2022/23 | 303.25 | 98.25 | 10
2022/23 | 303.75 | 98.25 | 9
2022/23 | 304.25 | 98.25 | 12
2022/23 | 304.75 | 98.25 | 9
2022/23 | 305.25 | 98.25 | 14
2022/23 | 305.75 | 98.25 | 12
2022/23 | 306.25 | 98.25 | 13
2022/23 | 306.75 | 98.25 | 5
2022/23 | 307.25 | 98.25 | 7
2022/23 | 307.75 | 98.25 | 12
2022/23 | 308.25 | 98.25 | 10
2022/23 | 308.75 | 98.25 | 10
2022/23 | 309.25 | 98.25 | 12
2022/23 | 309.75 | 98.25 | 8
2022/23 | 310.25 | 98.25 | 10
2022/23 | 310.75 | 98.25 | 11
2022/23 | 311.25 | 98.25 | 11
2022/23 | 311.75 | 98.25 | 8
2022/23 | 312.25 | 98.25 | 10
2022/23 | 312.75 | 98.25 | 16
2022/23 | 313.25 | 98.25 | 8
2022/23 | 313.75 | 98.25 | 13
2022/23 | 314.25 | 98.25 | 8
2022/23 | 314.75 | 98.25 | 6
2022/23 | 315.25 | 98.25 | 8
2022/23 | 315.75 | 98.25 | 9
2022/23 | 316.25 | 98.25 | 7
2022/23 | 316.75 | 98.25 | 7
2022/23 | 317.25 | 98.25 | 8
2022/23 | 317.75 | 98.25 | 10
2022/23 | 318.25 | 98.25 | 8
2022/23 | 318.75 | 98.25 | 11
2022/23 | 319.25 | 98.25 | 5
2022/23 | 319.75 | 98.25 | 9
2022/23 | 320.25 | 98.25 | 9
2022/23 | 320.75 | 98.25 | 10
2022/23 | 321.25 | 98.25 | 12
2022/23 | 321.75 | 98.25 | 6
2022/23 | 322.25 | 98.25 | 8
2022/23 | 322.75 | 98.25 | 4
2022/23 | 323.25 | 98.25 | 8
2022/23 | 323.75 | 98.25 | 6
2022/23 | 324.25 | 98.25 | 6
2022/23 | 324.75 | 98.25 | 7
2022/23 | 325.25 | 98.25 | 4
2022/23 | 325.75 | 98.25 | 3
2022/23 | 326.25 | 98.25 | 11
2022/23 | 326.75 | 98.25 | 8
2022/23 | 327.25 | 98.25 | 3
2022/23 | 327.75 | 98.25 | 3
2022/23 | 328.25 | 98.25 | 1
2022/23 | 328.75 | 98.25 | 4
2022/23 | 329.25 | 98.25 | 5
2022/23 | 329.75 | 98.25 | 7
2022/23 | 330.25 | 98.25 | 2
2022/23 | 330.75 | 98.25 | 5
2022/23 | 331.25 | 98.25 | 5
2022/23 | 331.75 | 98.25 | 4
2022/23 | 332.25 | 98.25 | 1
2022/23 | 332.75 | 98.25 | 6
2022/23 | 333.25 | 98.25 | 4
2022/23 | 334.25 | 98.25 | 4
2022/23 | 334.75 | 98.25 | 2
2022/23 | 335.25 | 98.25 | 3
2022/23 | 335.75 | 98.25 | 2
2022/23 | 336.25 | 98.25 | 3
2022/23 | 336.75 | 98.25 | 3
2022/23 | 337.25 | 98.25 | 2
2022/23 | 337.75 | 98.25 | 6
2022/23 | 338.25 | 98.25 | 3
2022/23 | 338.75 | 98.25 | 2
2022/23 | 339.25 | 98.25 | 4
2022/23 | 339.75 | 98.25 | 5
2022/23 | 340.25 | 98.25 | 1
2022/23 | 340.75 | 98.25 | 2
2022/23 | 341.25 | 98.25 | 3
2022/23 | 341.75 | 98.25 | 2
2022/23 | 342.25 | 98.25 | 2
2022/23 | 342.75 | 98.25 | 4
2022/23 | 343.25 | 98.25 | 2
2022/23 | 343.75 | 98.25 | 1
2022/23 | 344.25 | 98.25 | 1
2022/23 | 344.75 | 98.25 | 3
2022/23 | 345.25 | 98.25 | 2
2022/23 | 345.75 | 98.25 | 2
2022/23 | 346.25 | 98.25 | 1
2022/23 | 346.75 | 98.25 | 5
2022/23 | 347.25 | 98.25 | 3
2022/23 | 347.75 | 98.25 | 6
2022/23 | 348.25 | 98.25 | 4
2022/23 | 349.25 | 98.25 | 1
2022/23 | 349.75 | 98.25 | 1
2022/23 | 350.25 | 98.25 | 6
2022/23 | 350.75 | 98.25 | 5
2022/23 | 351.25 | 98.25 | 3
2022/23 | 351.75 | 98.25 | 7
2022/23 | 352.25 | 98.25 | 2
2022/23 | 352.75 | 98.25 | 1
2022/23 | 353.25 | 98.25 | 1
2022/23 | 353.75 | 98.25 | 3
2022/23 | 354.75 | 98.25 | 2
2022/23 | 355.25 | 98.25 | 1
2022/23 | 355.75 | 98.25 | 2
2022/23 | 356.25 | 98.25 | 2
2022/23 | 357.25 | 98.25 | 2
2022/23 | 357.75 | 98.25 | 3
2022/23 | 358.25 | 98.25 | 1
2022/23 | 358.75 | 98.25 | 2
2022/23 | 359.25 | 98.25 | 4
2022/23 | 359.75 | 98.25 | 1
2022/23 | 360.25 | 98.25 | 1
2022/23 | 361.25 | 98.25 | 2
2022/23 | 361.75 | 98.25 | 3
2022/23 | 362.25 | 98.25 | 2
2022/23 | 363.75 | 98.25 | 1
2022/23 | 364.25 | 98.25 | 3
2022/23 | 364.75 | 98.25 | 2
2022/23 | 365.25 | 98.25 | 2
2022/23 | 365.75 | 98.25 | 4
2022/23 | 366.25 | 98.25 | 3
2022/23 | 366.75 | 98.25 | 2
2022/23 | 367.25 | 98.25 | 2
2022/23 | 367.75 | 98.25 | 1
2022/23 | 368.75 | 98.25 | 1
2022/23 | 370.25 | 98.25 | 1
2022/23 | 370.75 | 98.25 | 2
2022/23 | 371.25 | 98.25 | 1
2022/23 | 371.75 | 98.25 | 2
2022/23 | 372.25 | 98.25 | 1
2022/23 | 372.75 | 98.25 | 1
2022/23 | 373.75 | 98.25 | 2
2022/23 | 374.25 | 98.25 | 1
2022/23 | 375.25 | 98.25 | 2
2022/23 | 376.25 | 98.25 | 1
2022/23 | 377.25 | 98.25 | 1
2022/23 | 377.75 | 98.25 | 1
2022/23 | 378.25 | 98.25 | 2
2022/23 | 378.75 | 98.25 | 1
2022/23 | 380.75 | 98.25 | 2
2022/23 | 381.25 | 98.25 | 2
2022/23 | 381.75 | 98.25 | 1
2022/23 | 384.25 | 98.25 | 1
2022/23 | 385.75 | 98.25 | 2
2022/23 | 386.25 | 98.25 | 1
2022/23 | 387.25 | 98.25 | 1
2022/23 | 387.75 | 98.25 | 1
2022/23 | 388.75 | 98.25 | 1
2022/23 | 389.25 | 98.25 | 1
2022/23 | 389.75 | 98.25 | 1
2022/23 | 390.25 | 98.25 | 2
2022/23 | 392.25 | 98.25 | 1
2022/23 | 396.25 | 98.25 | 1
2022/23 | 397.75 | 98.25 | 1
2022/23 | 398.25 | 98.25 | 1
2022/23 | 402.75 | 98.25 | 1
2022/23 | 404.75 | 98.25 | 1
2022/23 | 406.75 | 98.25 | 1
2022/23 | 408.25 | 98.25 | 1
2022/23 | 411.25 | 98.25 | 1
2022/23 | 427.25 | 98.25 | 1
2022/23 | 428.25 | 98.25 | 1
2022/23 | 131.75 | 98.75 | 1
2022/23 | 136.75 | 98.75 | 1
2022/23 | 138.25 | 98.75 | 1
2022/23 | 139.75 | 98.75 | 1
2022/23 | 142.25 | 98.75 | 2
2022/23 | 142.75 | 98.75 | 1
2022/23 | 144.25 | 98.75 | 1
2022/23 | 146.75 | 98.75 | 2
2022/23 | 147.25 | 98.75 | 2
2022/23 | 148.75 | 98.75 | 2
2022/23 | 149.75 | 98.75 | 2
2022/23 | 150.25 | 98.75 | 2
2022/23 | 150.75 | 98.75 | 1
2022/23 | 151.25 | 98.75 | 2
2022/23 | 151.75 | 98.75 | 5
2022/23 | 152.25 | 98.75 | 5
2022/23 | 152.75 | 98.75 | 5
2022/23 | 153.25 | 98.75 | 9
2022/23 | 153.75 | 98.75 | 6
2022/23 | 154.25 | 98.75 | 6
2022/23 | 154.75 | 98.75 | 2
2022/23 | 155.25 | 98.75 | 9
2022/23 | 155.75 | 98.75 | 6
2022/23 | 156.25 | 98.75 | 7
2022/23 | 156.75 | 98.75 | 4
2022/23 | 157.25 | 98.75 | 8
2022/23 | 157.75 | 98.75 | 8
2022/23 | 158.25 | 98.75 | 6
2022/23 | 158.75 | 98.75 | 8
2022/23 | 159.25 | 98.75 | 9
2022/23 | 159.75 | 98.75 | 15
2022/23 | 160.25 | 98.75 | 10
2022/23 | 160.75 | 98.75 | 12
2022/23 | 161.25 | 98.75 | 8
2022/23 | 161.75 | 98.75 | 11
2022/23 | 162.25 | 98.75 | 15
2022/23 | 162.75 | 98.75 | 17
2022/23 | 163.25 | 98.75 | 17
2022/23 | 163.75 | 98.75 | 19
2022/23 | 164.25 | 98.75 | 27
2022/23 | 164.75 | 98.75 | 22
2022/23 | 165.25 | 98.75 | 20
2022/23 | 165.75 | 98.75 | 24
2022/23 | 166.25 | 98.75 | 20
2022/23 | 166.75 | 98.75 | 25
2022/23 | 167.25 | 98.75 | 31
2022/23 | 167.75 | 98.75 | 24
2022/23 | 168.25 | 98.75 | 24
2022/23 | 168.75 | 98.75 | 27
2022/23 | 169.25 | 98.75 | 35
2022/23 | 169.75 | 98.75 | 36
2022/23 | 170.25 | 98.75 | 30
2022/23 | 170.75 | 98.75 | 21
2022/23 | 171.25 | 98.75 | 41
2022/23 | 171.75 | 98.75 | 42
2022/23 | 172.25 | 98.75 | 39
2022/23 | 172.75 | 98.75 | 35
2022/23 | 173.25 | 98.75 | 46
2022/23 | 173.75 | 98.75 | 36
2022/23 | 174.25 | 98.75 | 37
2022/23 | 174.75 | 98.75 | 44
2022/23 | 175.25 | 98.75 | 47
2022/23 | 175.75 | 98.75 | 62
2022/23 | 176.25 | 98.75 | 54
2022/23 | 176.75 | 98.75 | 50
2022/23 | 177.25 | 98.75 | 54
2022/23 | 177.75 | 98.75 | 57
2022/23 | 178.25 | 98.75 | 58
2022/23 | 178.75 | 98.75 | 60
2022/23 | 179.25 | 98.75 | 84
2022/23 | 179.75 | 98.75 | 65
2022/23 | 180.25 | 98.75 | 72
2022/23 | 180.75 | 98.75 | 75
2022/23 | 181.25 | 98.75 | 76
2022/23 | 181.75 | 98.75 | 63
2022/23 | 182.25 | 98.75 | 82
2022/23 | 182.75 | 98.75 | 89
2022/23 | 183.25 | 98.75 | 87
2022/23 | 183.75 | 98.75 | 92
2022/23 | 184.25 | 98.75 | 94
2022/23 | 184.75 | 98.75 | 71
2022/23 | 185.25 | 98.75 | 97
2022/23 | 185.75 | 98.75 | 84
2022/23 | 186.25 | 98.75 | 85
2022/23 | 186.75 | 98.75 | 91
2022/23 | 187.25 | 98.75 | 111
2022/23 | 187.75 | 98.75 | 97
2022/23 | 188.25 | 98.75 | 115
2022/23 | 188.75 | 98.75 | 123
2022/23 | 189.25 | 98.75 | 109
2022/23 | 189.75 | 98.75 | 119
2022/23 | 190.25 | 98.75 | 106
2022/23 | 190.75 | 98.75 | 125
2022/23 | 191.25 | 98.75 | 109
2022/23 | 191.75 | 98.75 | 110
2022/23 | 192.25 | 98.75 | 123
2022/23 | 192.75 | 98.75 | 130
2022/23 | 193.25 | 98.75 | 123
2022/23 | 193.75 | 98.75 | 128
2022/23 | 194.25 | 98.75 | 130
2022/23 | 194.75 | 98.75 | 116
2022/23 | 195.25 | 98.75 | 145
2022/23 | 195.75 | 98.75 | 118
2022/23 | 196.25 | 98.75 | 144
2022/23 | 196.75 | 98.75 | 123
2022/23 | 197.25 | 98.75 | 126
2022/23 | 197.75 | 98.75 | 122
2022/23 | 198.25 | 98.75 | 132
2022/23 | 198.75 | 98.75 | 134
2022/23 | 199.25 | 98.75 | 135
2022/23 | 199.75 | 98.75 | 162
2022/23 | 200.25 | 98.75 | 137
2022/23 | 200.75 | 98.75 | 147
2022/23 | 201.25 | 98.75 | 140
2022/23 | 201.75 | 98.75 | 148
2022/23 | 202.25 | 98.75 | 135
2022/23 | 202.75 | 98.75 | 148
2022/23 | 203.25 | 98.75 | 141
2022/23 | 203.75 | 98.75 | 137
2022/23 | 204.25 | 98.75 | 137
2022/23 | 204.75 | 98.75 | 123
2022/23 | 205.25 | 98.75 | 127
2022/23 | 205.75 | 98.75 | 107
2022/23 | 206.25 | 98.75 | 157
2022/23 | 206.75 | 98.75 | 137
2022/23 | 207.25 | 98.75 | 148
2022/23 | 207.75 | 98.75 | 140
2022/23 | 208.25 | 98.75 | 136
2022/23 | 208.75 | 98.75 | 118
2022/23 | 209.25 | 98.75 | 144
2022/23 | 209.75 | 98.75 | 131
2022/23 | 210.25 | 98.75 | 129
2022/23 | 210.75 | 98.75 | 137
2022/23 | 211.25 | 98.75 | 134
2022/23 | 211.75 | 98.75 | 137
2022/23 | 212.25 | 98.75 | 117
2022/23 | 212.75 | 98.75 | 118
2022/23 | 213.25 | 98.75 | 113
2022/23 | 213.75 | 98.75 | 134
2022/23 | 214.25 | 98.75 | 116
2022/23 | 214.75 | 98.75 | 113
2022/23 | 215.25 | 98.75 | 123
2022/23 | 215.75 | 98.75 | 120
2022/23 | 216.25 | 98.75 | 134
2022/23 | 216.75 | 98.75 | 118
2022/23 | 217.25 | 98.75 | 117
2022/23 | 217.75 | 98.75 | 116
2022/23 | 218.25 | 98.75 | 133
2022/23 | 218.75 | 98.75 | 127
2022/23 | 219.25 | 98.75 | 129
2022/23 | 219.75 | 98.75 | 107
2022/23 | 220.25 | 98.75 | 108
2022/23 | 220.75 | 98.75 | 112
2022/23 | 221.25 | 98.75 | 108
2022/23 | 221.75 | 98.75 | 104
2022/23 | 222.25 | 98.75 | 126
2022/23 | 222.75 | 98.75 | 132
2022/23 | 223.25 | 98.75 | 90
2022/23 | 223.75 | 98.75 | 106
2022/23 | 224.25 | 98.75 | 106
2022/23 | 224.75 | 98.75 | 105
2022/23 | 225.25 | 98.75 | 115
2022/23 | 225.75 | 98.75 | 117
2022/23 | 226.25 | 98.75 | 116
2022/23 | 226.75 | 98.75 | 96
2022/23 | 227.25 | 98.75 | 107
2022/23 | 227.75 | 98.75 | 104
2022/23 | 228.25 | 98.75 | 95
2022/23 | 228.75 | 98.75 | 102
2022/23 | 229.25 | 98.75 | 84
2022/23 | 229.75 | 98.75 | 90
2022/23 | 230.25 | 98.75 | 109
2022/23 | 230.75 | 98.75 | 81
2022/23 | 231.25 | 98.75 | 88
2022/23 | 231.75 | 98.75 | 82
2022/23 | 232.25 | 98.75 | 102
2022/23 | 232.75 | 98.75 | 105
2022/23 | 233.25 | 98.75 | 99
2022/23 | 233.75 | 98.75 | 69
2022/23 | 234.25 | 98.75 | 89
2022/23 | 234.75 | 98.75 | 68
2022/23 | 235.25 | 98.75 | 73
2022/23 | 235.75 | 98.75 | 84
2022/23 | 236.25 | 98.75 | 94
2022/23 | 236.75 | 98.75 | 78
2022/23 | 237.25 | 98.75 | 82
2022/23 | 237.75 | 98.75 | 84
2022/23 | 238.25 | 98.75 | 83
2022/23 | 238.75 | 98.75 | 80
2022/23 | 239.25 | 98.75 | 92
2022/23 | 239.75 | 98.75 | 83
2022/23 | 240.25 | 98.75 | 81
2022/23 | 240.75 | 98.75 | 68
2022/23 | 241.25 | 98.75 | 76
2022/23 | 241.75 | 98.75 | 80
2022/23 | 242.25 | 98.75 | 84
2022/23 | 242.75 | 98.75 | 78
2022/23 | 243.25 | 98.75 | 68
2022/23 | 243.75 | 98.75 | 70
2022/23 | 244.25 | 98.75 | 72
2022/23 | 244.75 | 98.75 | 69
2022/23 | 245.25 | 98.75 | 56
2022/23 | 245.75 | 98.75 | 76
2022/23 | 246.25 | 98.75 | 64
2022/23 | 246.75 | 98.75 | 53
2022/23 | 247.25 | 98.75 | 59
2022/23 | 247.75 | 98.75 | 52
2022/23 | 248.25 | 98.75 | 61
2022/23 | 248.75 | 98.75 | 62
2022/23 | 249.25 | 98.75 | 53
2022/23 | 249.75 | 98.75 | 79
2022/23 | 250.25 | 98.75 | 49
2022/23 | 250.75 | 98.75 | 53
2022/23 | 251.25 | 98.75 | 75
2022/23 | 251.75 | 98.75 | 49
2022/23 | 252.25 | 98.75 | 55
2022/23 | 252.75 | 98.75 | 71
2022/23 | 253.25 | 98.75 | 63
2022/23 | 253.75 | 98.75 | 56
2022/23 | 254.25 | 98.75 | 64
2022/23 | 254.75 | 98.75 | 62
2022/23 | 255.25 | 98.75 | 57
2022/23 | 255.75 | 98.75 | 53
2022/23 | 256.25 | 98.75 | 57
2022/23 | 256.75 | 98.75 | 53
2022/23 | 257.25 | 98.75 | 44
2022/23 | 257.75 | 98.75 | 48
2022/23 | 258.25 | 98.75 | 48
2022/23 | 258.75 | 98.75 | 50
2022/23 | 259.25 | 98.75 | 48
2022/23 | 259.75 | 98.75 | 53
2022/23 | 260.25 | 98.75 | 53
2022/23 | 260.75 | 98.75 | 44
2022/23 | 261.25 | 98.75 | 43
2022/23 | 261.75 | 98.75 | 57
2022/23 | 262.25 | 98.75 | 49
2022/23 | 262.75 | 98.75 | 42
2022/23 | 263.25 | 98.75 | 42
2022/23 | 263.75 | 98.75 | 46
2022/23 | 264.25 | 98.75 | 49
2022/23 | 264.75 | 98.75 | 33
2022/23 | 265.25 | 98.75 | 31
2022/23 | 265.75 | 98.75 | 45
2022/23 | 266.25 | 98.75 | 46
2022/23 | 266.75 | 98.75 | 39
2022/23 | 267.25 | 98.75 | 34
2022/23 | 267.75 | 98.75 | 47
2022/23 | 268.25 | 98.75 | 47
2022/23 | 268.75 | 98.75 | 36
2022/23 | 269.25 | 98.75 | 37
2022/23 | 269.75 | 98.75 | 32
2022/23 | 270.25 | 98.75 | 49
2022/23 | 270.75 | 98.75 | 51
2022/23 | 271.25 | 98.75 | 35
2022/23 | 271.75 | 98.75 | 29
2022/23 | 272.25 | 98.75 | 24
2022/23 | 272.75 | 98.75 | 32
2022/23 | 273.25 | 98.75 | 32
2022/23 | 273.75 | 98.75 | 29
2022/23 | 274.25 | 98.75 | 34
2022/23 | 274.75 | 98.75 | 27
2022/23 | 275.25 | 98.75 | 17
2022/23 | 275.75 | 98.75 | 21
2022/23 | 276.25 | 98.75 | 28
2022/23 | 276.75 | 98.75 | 21
2022/23 | 277.25 | 98.75 | 30
2022/23 | 277.75 | 98.75 | 34
2022/23 | 278.25 | 98.75 | 31
2022/23 | 278.75 | 98.75 | 25
2022/23 | 279.25 | 98.75 | 27
2022/23 | 279.75 | 98.75 | 26
2022/23 | 280.25 | 98.75 | 27
2022/23 | 280.75 | 98.75 | 31
2022/23 | 281.25 | 98.75 | 17
2022/23 | 281.75 | 98.75 | 22
2022/23 | 282.25 | 98.75 | 27
2022/23 | 282.75 | 98.75 | 23
2022/23 | 283.25 | 98.75 | 29
2022/23 | 283.75 | 98.75 | 21
2022/23 | 284.25 | 98.75 | 15
2022/23 | 284.75 | 98.75 | 22
2022/23 | 285.25 | 98.75 | 24
2022/23 | 285.75 | 98.75 | 19
2022/23 | 286.25 | 98.75 | 25
2022/23 | 286.75 | 98.75 | 25
2022/23 | 287.25 | 98.75 | 29
2022/23 | 287.75 | 98.75 | 24
2022/23 | 288.25 | 98.75 | 19
2022/23 | 288.75 | 98.75 | 20
2022/23 | 289.25 | 98.75 | 19
2022/23 | 289.75 | 98.75 | 16
2022/23 | 290.25 | 98.75 | 17
2022/23 | 290.75 | 98.75 | 9
2022/23 | 291.25 | 98.75 | 29
2022/23 | 291.75 | 98.75 | 13
2022/23 | 292.25 | 98.75 | 15
2022/23 | 292.75 | 98.75 | 16
2022/23 | 293.25 | 98.75 | 24
2022/23 | 293.75 | 98.75 | 18
2022/23 | 294.25 | 98.75 | 20
2022/23 | 294.75 | 98.75 | 19
2022/23 | 295.25 | 98.75 | 20
2022/23 | 295.75 | 98.75 | 15
2022/23 | 296.25 | 98.75 | 14
2022/23 | 296.75 | 98.75 | 14
2022/23 | 297.25 | 98.75 | 18
2022/23 | 297.75 | 98.75 | 15
2022/23 | 298.25 | 98.75 | 12
2022/23 | 298.75 | 98.75 | 15
2022/23 | 299.25 | 98.75 | 11
2022/23 | 299.75 | 98.75 | 8
2022/23 | 300.25 | 98.75 | 10
2022/23 | 300.75 | 98.75 | 17
2022/23 | 301.25 | 98.75 | 15
2022/23 | 301.75 | 98.75 | 6
2022/23 | 302.25 | 98.75 | 19
2022/23 | 302.75 | 98.75 | 12
2022/23 | 303.25 | 98.75 | 13
2022/23 | 303.75 | 98.75 | 11
2022/23 | 304.25 | 98.75 | 9
2022/23 | 304.75 | 98.75 | 14
2022/23 | 305.25 | 98.75 | 15
2022/23 | 305.75 | 98.75 | 11
2022/23 | 306.25 | 98.75 | 16
2022/23 | 306.75 | 98.75 | 19
2022/23 | 307.25 | 98.75 | 15
2022/23 | 307.75 | 98.75 | 12
2022/23 | 308.25 | 98.75 | 9
2022/23 | 308.75 | 98.75 | 11
2022/23 | 309.25 | 98.75 | 13
2022/23 | 309.75 | 98.75 | 5
2022/23 | 310.25 | 98.75 | 8
2022/23 | 310.75 | 98.75 | 7
2022/23 | 311.25 | 98.75 | 12
2022/23 | 311.75 | 98.75 | 10
2022/23 | 312.25 | 98.75 | 10
2022/23 | 312.75 | 98.75 | 9
2022/23 | 313.25 | 98.75 | 10
2022/23 | 313.75 | 98.75 | 5
2022/23 | 314.25 | 98.75 | 12
2022/23 | 314.75 | 98.75 | 12
2022/23 | 315.25 | 98.75 | 11
2022/23 | 315.75 | 98.75 | 13
2022/23 | 316.25 | 98.75 | 4
2022/23 | 316.75 | 98.75 | 12
2022/23 | 317.25 | 98.75 | 13
2022/23 | 317.75 | 98.75 | 9
2022/23 | 318.25 | 98.75 | 10
2022/23 | 318.75 | 98.75 | 11
2022/23 | 319.25 | 98.75 | 7
2022/23 | 319.75 | 98.75 | 10
2022/23 | 320.25 | 98.75 | 6
2022/23 | 320.75 | 98.75 | 4
2022/23 | 321.25 | 98.75 | 12
2022/23 | 321.75 | 98.75 | 7
2022/23 | 322.25 | 98.75 | 6
2022/23 | 322.75 | 98.75 | 6
2022/23 | 323.25 | 98.75 | 5
2022/23 | 323.75 | 98.75 | 4
2022/23 | 324.25 | 98.75 | 9
2022/23 | 324.75 | 98.75 | 10
2022/23 | 325.25 | 98.75 | 5
2022/23 | 325.75 | 98.75 | 15
2022/23 | 326.25 | 98.75 | 10
2022/23 | 326.75 | 98.75 | 12
2022/23 | 327.25 | 98.75 | 5
2022/23 | 327.75 | 98.75 | 4
2022/23 | 328.25 | 98.75 | 5
2022/23 | 328.75 | 98.75 | 8
2022/23 | 329.25 | 98.75 | 2
2022/23 | 329.75 | 98.75 | 7
2022/23 | 330.25 | 98.75 | 6
2022/23 | 330.75 | 98.75 | 6
2022/23 | 331.25 | 98.75 | 7
2022/23 | 331.75 | 98.75 | 3
2022/23 | 332.25 | 98.75 | 7
2022/23 | 332.75 | 98.75 | 8
2022/23 | 333.25 | 98.75 | 2
2022/23 | 333.75 | 98.75 | 5
2022/23 | 334.25 | 98.75 | 2
2022/23 | 334.75 | 98.75 | 5
2022/23 | 335.25 | 98.75 | 5
2022/23 | 335.75 | 98.75 | 5
2022/23 | 336.25 | 98.75 | 3
2022/23 | 336.75 | 98.75 | 6
2022/23 | 337.25 | 98.75 | 5
2022/23 | 337.75 | 98.75 | 4
2022/23 | 338.25 | 98.75 | 4
2022/23 | 338.75 | 98.75 | 4
2022/23 | 339.75 | 98.75 | 8
2022/23 | 340.25 | 98.75 | 2
2022/23 | 340.75 | 98.75 | 7
2022/23 | 341.25 | 98.75 | 3
2022/23 | 341.75 | 98.75 | 4
2022/23 | 342.25 | 98.75 | 3
2022/23 | 342.75 | 98.75 | 4
2022/23 | 343.25 | 98.75 | 5
2022/23 | 343.75 | 98.75 | 3
2022/23 | 344.25 | 98.75 | 4
2022/23 | 344.75 | 98.75 | 6
2022/23 | 345.75 | 98.75 | 4
2022/23 | 346.25 | 98.75 | 1
2022/23 | 346.75 | 98.75 | 5
2022/23 | 347.25 | 98.75 | 2
2022/23 | 347.75 | 98.75 | 4
2022/23 | 348.25 | 98.75 | 5
2022/23 | 348.75 | 98.75 | 1
2022/23 | 349.25 | 98.75 | 2
2022/23 | 349.75 | 98.75 | 3
2022/23 | 350.25 | 98.75 | 3
2022/23 | 350.75 | 98.75 | 3
2022/23 | 351.25 | 98.75 | 8
2022/23 | 351.75 | 98.75 | 2
2022/23 | 352.75 | 98.75 | 4
2022/23 | 353.25 | 98.75 | 4
2022/23 | 353.75 | 98.75 | 2
2022/23 | 354.25 | 98.75 | 1
2022/23 | 354.75 | 98.75 | 6
2022/23 | 355.25 | 98.75 | 1
2022/23 | 355.75 | 98.75 | 2
2022/23 | 356.25 | 98.75 | 2
2022/23 | 356.75 | 98.75 | 4
2022/23 | 357.25 | 98.75 | 2
2022/23 | 357.75 | 98.75 | 2
2022/23 | 358.25 | 98.75 | 2
2022/23 | 359.25 | 98.75 | 2
2022/23 | 361.25 | 98.75 | 1
2022/23 | 362.25 | 98.75 | 2
2022/23 | 362.75 | 98.75 | 7
2022/23 | 363.75 | 98.75 | 4
2022/23 | 364.25 | 98.75 | 2
2022/23 | 364.75 | 98.75 | 2
2022/23 | 365.25 | 98.75 | 2
2022/23 | 365.75 | 98.75 | 3
2022/23 | 366.25 | 98.75 | 2
2022/23 | 367.25 | 98.75 | 1
2022/23 | 368.25 | 98.75 | 4
2022/23 | 368.75 | 98.75 | 3
2022/23 | 371.25 | 98.75 | 1
2022/23 | 372.25 | 98.75 | 1
2022/23 | 373.75 | 98.75 | 1
2022/23 | 374.25 | 98.75 | 3
2022/23 | 374.75 | 98.75 | 2
2022/23 | 375.75 | 98.75 | 2
2022/23 | 376.25 | 98.75 | 2
2022/23 | 376.75 | 98.75 | 2
2022/23 | 377.25 | 98.75 | 1
2022/23 | 378.25 | 98.75 | 1
2022/23 | 378.75 | 98.75 | 2
2022/23 | 380.25 | 98.75 | 2
2022/23 | 381.25 | 98.75 | 1
2022/23 | 381.75 | 98.75 | 1
2022/23 | 382.75 | 98.75 | 1
2022/23 | 383.25 | 98.75 | 1
2022/23 | 384.25 | 98.75 | 1
2022/23 | 390.75 | 98.75 | 1
2022/23 | 392.25 | 98.75 | 1
2022/23 | 394.75 | 98.75 | 1
2022/23 | 395.25 | 98.75 | 1
2022/23 | 395.75 | 98.75 | 1
2022/23 | 396.25 | 98.75 | 1
2022/23 | 397.25 | 98.75 | 1
2022/23 | 399.25 | 98.75 | 2
2022/23 | 408.75 | 98.75 | 1
2022/23 | 409.25 | 98.75 | 1
2022/23 | 410.75 | 98.75 | 1
2022/23 | 412.75 | 98.75 | 1
2022/23 | 413.25 | 98.75 | 2
2022/23 | 414.25 | 98.75 | 1
2022/23 | 431.25 | 98.75 | 1
2022/23 | 445.75 | 98.75 | 1
2022/23 | 447.25 | 98.75 | 1
2022/23 | 455.75 | 98.75 | 1
2022/23 | 465.25 | 98.75 | 1
2022/23 | 135.75 | 99.25 | 1
2022/23 | 137.25 | 99.25 | 1
2022/23 | 140.75 | 99.25 | 1
2022/23 | 141.25 | 99.25 | 1
2022/23 | 142.75 | 99.25 | 1
2022/23 | 144.25 | 99.25 | 1
2022/23 | 144.75 | 99.25 | 4
2022/23 | 145.25 | 99.25 | 1
2022/23 | 145.75 | 99.25 | 1
2022/23 | 147.75 | 99.25 | 1
2022/23 | 148.25 | 99.25 | 2
2022/23 | 149.25 | 99.25 | 1
2022/23 | 149.75 | 99.25 | 1
2022/23 | 150.25 | 99.25 | 2
2022/23 | 150.75 | 99.25 | 1
2022/23 | 151.75 | 99.25 | 3
2022/23 | 152.25 | 99.25 | 2
2022/23 | 152.75 | 99.25 | 3
2022/23 | 153.25 | 99.25 | 1
2022/23 | 153.75 | 99.25 | 2
2022/23 | 154.25 | 99.25 | 2
2022/23 | 154.75 | 99.25 | 4
2022/23 | 155.25 | 99.25 | 5
2022/23 | 155.75 | 99.25 | 5
2022/23 | 156.25 | 99.25 | 9
2022/23 | 156.75 | 99.25 | 5
2022/23 | 157.25 | 99.25 | 8
2022/23 | 157.75 | 99.25 | 4
2022/23 | 158.25 | 99.25 | 4
2022/23 | 158.75 | 99.25 | 10
2022/23 | 159.25 | 99.25 | 8
2022/23 | 159.75 | 99.25 | 11
2022/23 | 160.25 | 99.25 | 7
2022/23 | 160.75 | 99.25 | 9
2022/23 | 161.25 | 99.25 | 13
2022/23 | 161.75 | 99.25 | 12
2022/23 | 162.25 | 99.25 | 13
2022/23 | 162.75 | 99.25 | 4
2022/23 | 163.25 | 99.25 | 18
2022/23 | 163.75 | 99.25 | 16
2022/23 | 164.25 | 99.25 | 12
2022/23 | 164.75 | 99.25 | 11
2022/23 | 165.25 | 99.25 | 19
2022/23 | 165.75 | 99.25 | 10
2022/23 | 166.25 | 99.25 | 21
2022/23 | 166.75 | 99.25 | 19
2022/23 | 167.25 | 99.25 | 22
2022/23 | 167.75 | 99.25 | 20
2022/23 | 168.25 | 99.25 | 32
2022/23 | 168.75 | 99.25 | 20
2022/23 | 169.25 | 99.25 | 34
2022/23 | 169.75 | 99.25 | 22
2022/23 | 170.25 | 99.25 | 31
2022/23 | 170.75 | 99.25 | 31
2022/23 | 171.25 | 99.25 | 24
2022/23 | 171.75 | 99.25 | 30
2022/23 | 172.25 | 99.25 | 38
2022/23 | 172.75 | 99.25 | 26
2022/23 | 173.25 | 99.25 | 40
2022/23 | 173.75 | 99.25 | 35
2022/23 | 174.25 | 99.25 | 37
2022/23 | 174.75 | 99.25 | 52
2022/23 | 175.25 | 99.25 | 33
2022/23 | 175.75 | 99.25 | 54
2022/23 | 176.25 | 99.25 | 57
2022/23 | 176.75 | 99.25 | 53
2022/23 | 177.25 | 99.25 | 55
2022/23 | 177.75 | 99.25 | 52
2022/23 | 178.25 | 99.25 | 64
2022/23 | 178.75 | 99.25 | 57
2022/23 | 179.25 | 99.25 | 82
2022/23 | 179.75 | 99.25 | 65
2022/23 | 180.25 | 99.25 | 68
2022/23 | 180.75 | 99.25 | 41
2022/23 | 181.25 | 99.25 | 51
2022/23 | 181.75 | 99.25 | 80
2022/23 | 182.25 | 99.25 | 65
2022/23 | 182.75 | 99.25 | 64
2022/23 | 183.25 | 99.25 | 75
2022/23 | 183.75 | 99.25 | 85
2022/23 | 184.25 | 99.25 | 98
2022/23 | 184.75 | 99.25 | 86
2022/23 | 185.25 | 99.25 | 72
2022/23 | 185.75 | 99.25 | 84
2022/23 | 186.25 | 99.25 | 86
2022/23 | 186.75 | 99.25 | 98
2022/23 | 187.25 | 99.25 | 110
2022/23 | 187.75 | 99.25 | 118
2022/23 | 188.25 | 99.25 | 90
2022/23 | 188.75 | 99.25 | 100
2022/23 | 189.25 | 99.25 | 99
2022/23 | 189.75 | 99.25 | 116
2022/23 | 190.25 | 99.25 | 92
2022/23 | 190.75 | 99.25 | 114
2022/23 | 191.25 | 99.25 | 111
2022/23 | 191.75 | 99.25 | 118
2022/23 | 192.25 | 99.25 | 111
2022/23 | 192.75 | 99.25 | 114
2022/23 | 193.25 | 99.25 | 117
2022/23 | 193.75 | 99.25 | 113
2022/23 | 194.25 | 99.25 | 111
2022/23 | 194.75 | 99.25 | 138
2022/23 | 195.25 | 99.25 | 120
2022/23 | 195.75 | 99.25 | 123
2022/23 | 196.25 | 99.25 | 126
2022/23 | 196.75 | 99.25 | 137
2022/23 | 197.25 | 99.25 | 132
2022/23 | 197.75 | 99.25 | 130
2022/23 | 198.25 | 99.25 | 138
2022/23 | 198.75 | 99.25 | 126
2022/23 | 199.25 | 99.25 | 139
2022/23 | 199.75 | 99.25 | 148
2022/23 | 200.25 | 99.25 | 149
2022/23 | 200.75 | 99.25 | 120
2022/23 | 201.25 | 99.25 | 149
2022/23 | 201.75 | 99.25 | 134
2022/23 | 202.25 | 99.25 | 149
2022/23 | 202.75 | 99.25 | 121
2022/23 | 203.25 | 99.25 | 125
2022/23 | 203.75 | 99.25 | 117
2022/23 | 204.25 | 99.25 | 133
2022/23 | 204.75 | 99.25 | 138
2022/23 | 205.25 | 99.25 | 134
2022/23 | 205.75 | 99.25 | 146
2022/23 | 206.25 | 99.25 | 113
2022/23 | 206.75 | 99.25 | 161
2022/23 | 207.25 | 99.25 | 135
2022/23 | 207.75 | 99.25 | 140
2022/23 | 208.25 | 99.25 | 126
2022/23 | 208.75 | 99.25 | 136
2022/23 | 209.25 | 99.25 | 135
2022/23 | 209.75 | 99.25 | 161
2022/23 | 210.25 | 99.25 | 138
2022/23 | 210.75 | 99.25 | 124
2022/23 | 211.25 | 99.25 | 131
2022/23 | 211.75 | 99.25 | 140
2022/23 | 212.25 | 99.25 | 148
2022/23 | 212.75 | 99.25 | 143
2022/23 | 213.25 | 99.25 | 129
2022/23 | 213.75 | 99.25 | 129
2022/23 | 214.25 | 99.25 | 133
2022/23 | 214.75 | 99.25 | 113
2022/23 | 215.25 | 99.25 | 126
2022/23 | 215.75 | 99.25 | 118
2022/23 | 216.25 | 99.25 | 127
2022/23 | 216.75 | 99.25 | 124
2022/23 | 217.25 | 99.25 | 129
2022/23 | 217.75 | 99.25 | 139
2022/23 | 218.25 | 99.25 | 119
2022/23 | 218.75 | 99.25 | 144
2022/23 | 219.25 | 99.25 | 118
2022/23 | 219.75 | 99.25 | 102
2022/23 | 220.25 | 99.25 | 105
2022/23 | 220.75 | 99.25 | 132
2022/23 | 221.25 | 99.25 | 101
2022/23 | 221.75 | 99.25 | 125
2022/23 | 222.25 | 99.25 | 123
2022/23 | 222.75 | 99.25 | 137
2022/23 | 223.25 | 99.25 | 103
2022/23 | 223.75 | 99.25 | 111
2022/23 | 224.25 | 99.25 | 102
2022/23 | 224.75 | 99.25 | 96
2022/23 | 225.25 | 99.25 | 117
2022/23 | 225.75 | 99.25 | 118
2022/23 | 226.25 | 99.25 | 101
2022/23 | 226.75 | 99.25 | 124
2022/23 | 227.25 | 99.25 | 121
2022/23 | 227.75 | 99.25 | 117
2022/23 | 228.25 | 99.25 | 107
2022/23 | 228.75 | 99.25 | 109
2022/23 | 229.25 | 99.25 | 93
2022/23 | 229.75 | 99.25 | 94
2022/23 | 230.25 | 99.25 | 117
2022/23 | 230.75 | 99.25 | 115
2022/23 | 231.25 | 99.25 | 103
2022/23 | 231.75 | 99.25 | 109
2022/23 | 232.25 | 99.25 | 99
2022/23 | 232.75 | 99.25 | 90
2022/23 | 233.25 | 99.25 | 86
2022/23 | 233.75 | 99.25 | 65
2022/23 | 234.25 | 99.25 | 84
2022/23 | 234.75 | 99.25 | 106
2022/23 | 235.25 | 99.25 | 97
2022/23 | 235.75 | 99.25 | 89
2022/23 | 236.25 | 99.25 | 78
2022/23 | 236.75 | 99.25 | 81
2022/23 | 237.25 | 99.25 | 104
2022/23 | 237.75 | 99.25 | 85
2022/23 | 238.25 | 99.25 | 69
2022/23 | 238.75 | 99.25 | 82
2022/23 | 239.25 | 99.25 | 100
2022/23 | 239.75 | 99.25 | 83
2022/23 | 240.25 | 99.25 | 77
2022/23 | 240.75 | 99.25 | 60
2022/23 | 241.25 | 99.25 | 92
2022/23 | 241.75 | 99.25 | 64
2022/23 | 242.25 | 99.25 | 89
2022/23 | 242.75 | 99.25 | 78
2022/23 | 243.25 | 99.25 | 68
2022/23 | 243.75 | 99.25 | 79
2022/23 | 244.25 | 99.25 | 83
2022/23 | 244.75 | 99.25 | 74
2022/23 | 245.25 | 99.25 | 63
2022/23 | 245.75 | 99.25 | 61
2022/23 | 246.25 | 99.25 | 61
2022/23 | 246.75 | 99.25 | 62
2022/23 | 247.25 | 99.25 | 67
2022/23 | 247.75 | 99.25 | 69
2022/23 | 248.25 | 99.25 | 67
2022/23 | 248.75 | 99.25 | 67
2022/23 | 249.25 | 99.25 | 59
2022/23 | 249.75 | 99.25 | 63
2022/23 | 250.25 | 99.25 | 64
2022/23 | 250.75 | 99.25 | 65
2022/23 | 251.25 | 99.25 | 67
2022/23 | 251.75 | 99.25 | 69
2022/23 | 252.25 | 99.25 | 65
2022/23 | 252.75 | 99.25 | 57
2022/23 | 253.25 | 99.25 | 60
2022/23 | 253.75 | 99.25 | 53
2022/23 | 254.25 | 99.25 | 61
2022/23 | 254.75 | 99.25 | 54
2022/23 | 255.25 | 99.25 | 54
2022/23 | 255.75 | 99.25 | 46
2022/23 | 256.25 | 99.25 | 59
2022/23 | 256.75 | 99.25 | 51
2022/23 | 257.25 | 99.25 | 60
2022/23 | 257.75 | 99.25 | 66
2022/23 | 258.25 | 99.25 | 56
2022/23 | 258.75 | 99.25 | 53
2022/23 | 259.25 | 99.25 | 42
2022/23 | 259.75 | 99.25 | 56
2022/23 | 260.25 | 99.25 | 49
2022/23 | 260.75 | 99.25 | 58
2022/23 | 261.25 | 99.25 | 39
2022/23 | 261.75 | 99.25 | 42
2022/23 | 262.25 | 99.25 | 50
2022/23 | 262.75 | 99.25 | 44
2022/23 | 263.25 | 99.25 | 52
2022/23 | 263.75 | 99.25 | 52
2022/23 | 264.25 | 99.25 | 49
2022/23 | 264.75 | 99.25 | 35
2022/23 | 265.25 | 99.25 | 50
2022/23 | 265.75 | 99.25 | 33
2022/23 | 266.25 | 99.25 | 37
2022/23 | 266.75 | 99.25 | 43
2022/23 | 267.25 | 99.25 | 42
2022/23 | 267.75 | 99.25 | 32
2022/23 | 268.25 | 99.25 | 44
2022/23 | 268.75 | 99.25 | 27
2022/23 | 269.25 | 99.25 | 39
2022/23 | 269.75 | 99.25 | 43
2022/23 | 270.25 | 99.25 | 44
2022/23 | 270.75 | 99.25 | 44
2022/23 | 271.25 | 99.25 | 35
2022/23 | 271.75 | 99.25 | 47
2022/23 | 272.25 | 99.25 | 36
2022/23 | 272.75 | 99.25 | 48
2022/23 | 273.25 | 99.25 | 26
2022/23 | 273.75 | 99.25 | 24
2022/23 | 274.25 | 99.25 | 36
2022/23 | 274.75 | 99.25 | 27
2022/23 | 275.25 | 99.25 | 23
2022/23 | 275.75 | 99.25 | 32
2022/23 | 276.25 | 99.25 | 32
2022/23 | 276.75 | 99.25 | 30
2022/23 | 277.25 | 99.25 | 22
2022/23 | 277.75 | 99.25 | 30
2022/23 | 278.25 | 99.25 | 29
2022/23 | 278.75 | 99.25 | 32
2022/23 | 279.25 | 99.25 | 34
2022/23 | 279.75 | 99.25 | 27
2022/23 | 280.25 | 99.25 | 34
2022/23 | 280.75 | 99.25 | 29
2022/23 | 281.25 | 99.25 | 23
2022/23 | 281.75 | 99.25 | 20
2022/23 | 282.25 | 99.25 | 29
2022/23 | 282.75 | 99.25 | 22
2022/23 | 283.25 | 99.25 | 17
2022/23 | 283.75 | 99.25 | 25
2022/23 | 284.25 | 99.25 | 21
2022/23 | 284.75 | 99.25 | 26
2022/23 | 285.25 | 99.25 | 18
2022/23 | 285.75 | 99.25 | 24
2022/23 | 286.25 | 99.25 | 22
2022/23 | 286.75 | 99.25 | 22
2022/23 | 287.25 | 99.25 | 19
2022/23 | 287.75 | 99.25 | 25
2022/23 | 288.25 | 99.25 | 17
2022/23 | 288.75 | 99.25 | 19
2022/23 | 289.25 | 99.25 | 20
2022/23 | 289.75 | 99.25 | 28
2022/23 | 290.25 | 99.25 | 25
2022/23 | 290.75 | 99.25 | 23
2022/23 | 291.25 | 99.25 | 19
2022/23 | 291.75 | 99.25 | 23
2022/23 | 292.25 | 99.25 | 24
2022/23 | 292.75 | 99.25 | 21
2022/23 | 293.25 | 99.25 | 21
2022/23 | 293.75 | 99.25 | 23
2022/23 | 294.25 | 99.25 | 16
2022/23 | 294.75 | 99.25 | 21
2022/23 | 295.25 | 99.25 | 20
2022/23 | 295.75 | 99.25 | 15
2022/23 | 296.25 | 99.25 | 16
2022/23 | 296.75 | 99.25 | 27
2022/23 | 297.25 | 99.25 | 16
2022/23 | 297.75 | 99.25 | 20
2022/23 | 298.25 | 99.25 | 10
2022/23 | 298.75 | 99.25 | 16
2022/23 | 299.25 | 99.25 | 10
2022/23 | 299.75 | 99.25 | 18
2022/23 | 300.25 | 99.25 | 16
2022/23 | 300.75 | 99.25 | 15
2022/23 | 301.25 | 99.25 | 16
2022/23 | 301.75 | 99.25 | 12
2022/23 | 302.25 | 99.25 | 17
2022/23 | 302.75 | 99.25 | 11
2022/23 | 303.25 | 99.25 | 18
2022/23 | 303.75 | 99.25 | 10
2022/23 | 304.25 | 99.25 | 17
2022/23 | 304.75 | 99.25 | 12
2022/23 | 305.25 | 99.25 | 15
2022/23 | 305.75 | 99.25 | 12
2022/23 | 306.25 | 99.25 | 11
2022/23 | 306.75 | 99.25 | 9
2022/23 | 307.25 | 99.25 | 7
2022/23 | 307.75 | 99.25 | 11
2022/23 | 308.25 | 99.25 | 7
2022/23 | 308.75 | 99.25 | 8
2022/23 | 309.25 | 99.25 | 15
2022/23 | 309.75 | 99.25 | 14
2022/23 | 310.25 | 99.25 | 17
2022/23 | 310.75 | 99.25 | 14
2022/23 | 311.25 | 99.25 | 18
2022/23 | 311.75 | 99.25 | 13
2022/23 | 312.25 | 99.25 | 7
2022/23 | 312.75 | 99.25 | 5
2022/23 | 313.25 | 99.25 | 19
2022/23 | 313.75 | 99.25 | 11
2022/23 | 314.25 | 99.25 | 11
2022/23 | 314.75 | 99.25 | 6
2022/23 | 315.25 | 99.25 | 10
2022/23 | 315.75 | 99.25 | 11
2022/23 | 316.25 | 99.25 | 10
2022/23 | 316.75 | 99.25 | 6
2022/23 | 317.25 | 99.25 | 8
2022/23 | 317.75 | 99.25 | 6
2022/23 | 318.25 | 99.25 | 6
2022/23 | 318.75 | 99.25 | 13
2022/23 | 319.25 | 99.25 | 8
2022/23 | 319.75 | 99.25 | 9
2022/23 | 320.25 | 99.25 | 7
2022/23 | 320.75 | 99.25 | 12
2022/23 | 321.25 | 99.25 | 5
2022/23 | 321.75 | 99.25 | 10
2022/23 | 322.25 | 99.25 | 6
2022/23 | 322.75 | 99.25 | 9
2022/23 | 323.25 | 99.25 | 16
2022/23 | 323.75 | 99.25 | 9
2022/23 | 324.25 | 99.25 | 5
2022/23 | 324.75 | 99.25 | 7
2022/23 | 325.25 | 99.25 | 10
2022/23 | 325.75 | 99.25 | 3
2022/23 | 326.25 | 99.25 | 9
2022/23 | 326.75 | 99.25 | 7
2022/23 | 327.25 | 99.25 | 7
2022/23 | 327.75 | 99.25 | 5
2022/23 | 328.25 | 99.25 | 7
2022/23 | 328.75 | 99.25 | 5
2022/23 | 329.25 | 99.25 | 5
2022/23 | 329.75 | 99.25 | 8
2022/23 | 330.25 | 99.25 | 4
2022/23 | 330.75 | 99.25 | 5
2022/23 | 331.25 | 99.25 | 6
2022/23 | 331.75 | 99.25 | 9
2022/23 | 332.25 | 99.25 | 6
2022/23 | 332.75 | 99.25 | 4
2022/23 | 333.25 | 99.25 | 3
2022/23 | 333.75 | 99.25 | 6
2022/23 | 334.25 | 99.25 | 3
2022/23 | 334.75 | 99.25 | 5
2022/23 | 335.25 | 99.25 | 3
2022/23 | 335.75 | 99.25 | 6
2022/23 | 336.25 | 99.25 | 10
2022/23 | 336.75 | 99.25 | 2
2022/23 | 337.25 | 99.25 | 4
2022/23 | 337.75 | 99.25 | 5
2022/23 | 338.25 | 99.25 | 4
2022/23 | 338.75 | 99.25 | 2
2022/23 | 339.25 | 99.25 | 3
2022/23 | 339.75 | 99.25 | 3
2022/23 | 340.25 | 99.25 | 3
2022/23 | 340.75 | 99.25 | 2
2022/23 | 341.25 | 99.25 | 2
2022/23 | 341.75 | 99.25 | 2
2022/23 | 342.25 | 99.25 | 1
2022/23 | 342.75 | 99.25 | 2
2022/23 | 343.25 | 99.25 | 2
2022/23 | 343.75 | 99.25 | 2
2022/23 | 344.25 | 99.25 | 3
2022/23 | 344.75 | 99.25 | 8
2022/23 | 345.25 | 99.25 | 3
2022/23 | 345.75 | 99.25 | 3
2022/23 | 346.25 | 99.25 | 3
2022/23 | 346.75 | 99.25 | 6
2022/23 | 347.25 | 99.25 | 1
2022/23 | 347.75 | 99.25 | 3
2022/23 | 348.25 | 99.25 | 4
2022/23 | 348.75 | 99.25 | 1
2022/23 | 349.25 | 99.25 | 2
2022/23 | 349.75 | 99.25 | 6
2022/23 | 350.25 | 99.25 | 5
2022/23 | 350.75 | 99.25 | 1
2022/23 | 351.25 | 99.25 | 2
2022/23 | 351.75 | 99.25 | 1
2022/23 | 352.25 | 99.25 | 1
2022/23 | 352.75 | 99.25 | 3
2022/23 | 353.25 | 99.25 | 3
2022/23 | 353.75 | 99.25 | 1
2022/23 | 354.25 | 99.25 | 4
2022/23 | 354.75 | 99.25 | 2
2022/23 | 355.75 | 99.25 | 3
2022/23 | 356.25 | 99.25 | 4
2022/23 | 356.75 | 99.25 | 2
2022/23 | 357.25 | 99.25 | 2
2022/23 | 358.75 | 99.25 | 2
2022/23 | 359.25 | 99.25 | 2
2022/23 | 359.75 | 99.25 | 2
2022/23 | 360.25 | 99.25 | 2
2022/23 | 360.75 | 99.25 | 2
2022/23 | 361.25 | 99.25 | 6
2022/23 | 361.75 | 99.25 | 2
2022/23 | 362.25 | 99.25 | 2
2022/23 | 362.75 | 99.25 | 3
2022/23 | 363.75 | 99.25 | 1
2022/23 | 364.25 | 99.25 | 2
2022/23 | 364.75 | 99.25 | 3
2022/23 | 365.75 | 99.25 | 1
2022/23 | 366.25 | 99.25 | 4
2022/23 | 366.75 | 99.25 | 5
2022/23 | 367.25 | 99.25 | 2
2022/23 | 367.75 | 99.25 | 2
2022/23 | 368.75 | 99.25 | 2
2022/23 | 371.75 | 99.25 | 3
2022/23 | 372.25 | 99.25 | 1
2022/23 | 372.75 | 99.25 | 2
2022/23 | 373.25 | 99.25 | 1
2022/23 | 373.75 | 99.25 | 1
2022/23 | 374.75 | 99.25 | 1
2022/23 | 375.25 | 99.25 | 1
2022/23 | 378.25 | 99.25 | 3
2022/23 | 379.75 | 99.25 | 3
2022/23 | 380.75 | 99.25 | 1
2022/23 | 382.25 | 99.25 | 1
2022/23 | 382.75 | 99.25 | 1
2022/23 | 383.75 | 99.25 | 1
2022/23 | 384.25 | 99.25 | 1
2022/23 | 384.75 | 99.25 | 1
2022/23 | 387.75 | 99.25 | 1
2022/23 | 388.25 | 99.25 | 1
2022/23 | 388.75 | 99.25 | 1
2022/23 | 389.25 | 99.25 | 1
2022/23 | 389.75 | 99.25 | 1
2022/23 | 394.25 | 99.25 | 1
2022/23 | 394.75 | 99.25 | 2
2022/23 | 398.25 | 99.25 | 1
2022/23 | 399.75 | 99.25 | 1
2022/23 | 400.25 | 99.25 | 1
2022/23 | 401.25 | 99.25 | 1
2022/23 | 401.75 | 99.25 | 1
2022/23 | 402.25 | 99.25 | 1
2022/23 | 402.75 | 99.25 | 1
2022/23 | 403.25 | 99.25 | 1
2022/23 | 407.25 | 99.25 | 1
2022/23 | 407.75 | 99.25 | 1
2022/23 | 408.75 | 99.25 | 1
2022/23 | 411.75 | 99.25 | 1
2022/23 | 412.75 | 99.25 | 1
2022/23 | 419.25 | 99.25 | 1
2022/23 | 420.25 | 99.25 | 1
2022/23 | 423.75 | 99.25 | 2
2022/23 | 446.25 | 99.25 | 1
2022/23 | 461.75 | 99.25 | 1
2022/23 | 479.75 | 99.25 | 1
2022/23 | 137.75 | 99.75 | 1
2022/23 | 138.25 | 99.75 | 1
2022/23 | 142.25 | 99.75 | 1
2022/23 | 146.75 | 99.75 | 1
2022/23 | 147.75 | 99.75 | 1
2022/23 | 148.25 | 99.75 | 1
2022/23 | 148.75 | 99.75 | 2
2022/23 | 149.25 | 99.75 | 1
2022/23 | 149.75 | 99.75 | 2
2022/23 | 150.25 | 99.75 | 1
2022/23 | 150.75 | 99.75 | 4
2022/23 | 151.75 | 99.75 | 1
2022/23 | 152.25 | 99.75 | 5
2022/23 | 152.75 | 99.75 | 3
2022/23 | 153.25 | 99.75 | 1
2022/23 | 153.75 | 99.75 | 3
2022/23 | 154.25 | 99.75 | 1
2022/23 | 154.75 | 99.75 | 4
2022/23 | 155.25 | 99.75 | 4
2022/23 | 155.75 | 99.75 | 2
2022/23 | 156.25 | 99.75 | 2
2022/23 | 156.75 | 99.75 | 8
2022/23 | 157.25 | 99.75 | 6
2022/23 | 157.75 | 99.75 | 7
2022/23 | 158.25 | 99.75 | 7
2022/23 | 158.75 | 99.75 | 10
2022/23 | 159.25 | 99.75 | 10
2022/23 | 159.75 | 99.75 | 13
2022/23 | 160.25 | 99.75 | 4
2022/23 | 160.75 | 99.75 | 6
2022/23 | 161.25 | 99.75 | 8
2022/23 | 161.75 | 99.75 | 9
2022/23 | 162.25 | 99.75 | 15
2022/23 | 162.75 | 99.75 | 11
2022/23 | 163.25 | 99.75 | 11
2022/23 | 163.75 | 99.75 | 14
2022/23 | 164.25 | 99.75 | 20
2022/23 | 164.75 | 99.75 | 8
2022/23 | 165.25 | 99.75 | 21
2022/23 | 165.75 | 99.75 | 10
2022/23 | 166.25 | 99.75 | 22
2022/23 | 166.75 | 99.75 | 15
2022/23 | 167.25 | 99.75 | 12
2022/23 | 167.75 | 99.75 | 22
2022/23 | 168.25 | 99.75 | 24
2022/23 | 168.75 | 99.75 | 10
2022/23 | 169.25 | 99.75 | 28
2022/23 | 169.75 | 99.75 | 16
2022/23 | 170.25 | 99.75 | 33
2022/23 | 170.75 | 99.75 | 35
2022/23 | 171.25 | 99.75 | 25
2022/23 | 171.75 | 99.75 | 34
2022/23 | 172.25 | 99.75 | 31
2022/23 | 172.75 | 99.75 | 31
2022/23 | 173.25 | 99.75 | 23
2022/23 | 173.75 | 99.75 | 34
2022/23 | 174.25 | 99.75 | 35
2022/23 | 174.75 | 99.75 | 43
2022/23 | 175.25 | 99.75 | 38
2022/23 | 175.75 | 99.75 | 51
2022/23 | 176.25 | 99.75 | 41
2022/23 | 176.75 | 99.75 | 41
2022/23 | 177.25 | 99.75 | 64
2022/23 | 177.75 | 99.75 | 41
2022/23 | 178.25 | 99.75 | 48
2022/23 | 178.75 | 99.75 | 52
2022/23 | 179.25 | 99.75 | 63
2022/23 | 179.75 | 99.75 | 53
2022/23 | 180.25 | 99.75 | 54
2022/23 | 180.75 | 99.75 | 65
2022/23 | 181.25 | 99.75 | 65
2022/23 | 181.75 | 99.75 | 75
2022/23 | 182.25 | 99.75 | 68
2022/23 | 182.75 | 99.75 | 74
2022/23 | 183.25 | 99.75 | 89
2022/23 | 183.75 | 99.75 | 72
2022/23 | 184.25 | 99.75 | 90
2022/23 | 184.75 | 99.75 | 79
2022/23 | 185.25 | 99.75 | 94
2022/23 | 185.75 | 99.75 | 89
2022/23 | 186.25 | 99.75 | 120
2022/23 | 186.75 | 99.75 | 88
2022/23 | 187.25 | 99.75 | 73
2022/23 | 187.75 | 99.75 | 107
2022/23 | 188.25 | 99.75 | 96
2022/23 | 188.75 | 99.75 | 79
2022/23 | 189.25 | 99.75 | 112
2022/23 | 189.75 | 99.75 | 84
2022/23 | 190.25 | 99.75 | 110
2022/23 | 190.75 | 99.75 | 94
2022/23 | 191.25 | 99.75 | 114
2022/23 | 191.75 | 99.75 | 121
2022/23 | 192.25 | 99.75 | 112
2022/23 | 192.75 | 99.75 | 109
2022/23 | 193.25 | 99.75 | 126
2022/23 | 193.75 | 99.75 | 123
2022/23 | 194.25 | 99.75 | 106
2022/23 | 194.75 | 99.75 | 114
2022/23 | 195.25 | 99.75 | 125
2022/23 | 195.75 | 99.75 | 95
2022/23 | 196.25 | 99.75 | 130
2022/23 | 196.75 | 99.75 | 134
2022/23 | 197.25 | 99.75 | 128
2022/23 | 197.75 | 99.75 | 131
2022/23 | 198.25 | 99.75 | 120
2022/23 | 198.75 | 99.75 | 139
2022/23 | 199.25 | 99.75 | 109
2022/23 | 199.75 | 99.75 | 123
2022/23 | 200.25 | 99.75 | 126
2022/23 | 200.75 | 99.75 | 149
2022/23 | 201.25 | 99.75 | 142
2022/23 | 201.75 | 99.75 | 118
2022/23 | 202.25 | 99.75 | 151
2022/23 | 202.75 | 99.75 | 121
2022/23 | 203.25 | 99.75 | 129
2022/23 | 203.75 | 99.75 | 141
2022/23 | 204.25 | 99.75 | 150
2022/23 | 204.75 | 99.75 | 150
2022/23 | 205.25 | 99.75 | 142
2022/23 | 205.75 | 99.75 | 128
2022/23 | 206.25 | 99.75 | 109
2022/23 | 206.75 | 99.75 | 118
2022/23 | 207.25 | 99.75 | 123
2022/23 | 207.75 | 99.75 | 142
2022/23 | 208.25 | 99.75 | 154
2022/23 | 208.75 | 99.75 | 112
2022/23 | 209.25 | 99.75 | 159
2022/23 | 209.75 | 99.75 | 156
2022/23 | 210.25 | 99.75 | 129
2022/23 | 210.75 | 99.75 | 142
2022/23 | 211.25 | 99.75 | 143
2022/23 | 211.75 | 99.75 | 151
2022/23 | 212.25 | 99.75 | 136
2022/23 | 212.75 | 99.75 | 131
2022/23 | 213.25 | 99.75 | 124
2022/23 | 213.75 | 99.75 | 139
2022/23 | 214.25 | 99.75 | 111
2022/23 | 214.75 | 99.75 | 132
2022/23 | 215.25 | 99.75 | 109
2022/23 | 215.75 | 99.75 | 121
2022/23 | 216.25 | 99.75 | 114
2022/23 | 216.75 | 99.75 | 163
2022/23 | 217.25 | 99.75 | 132
2022/23 | 217.75 | 99.75 | 132
2022/23 | 218.25 | 99.75 | 142
2022/23 | 218.75 | 99.75 | 129
2022/23 | 219.25 | 99.75 | 128
2022/23 | 219.75 | 99.75 | 130
2022/23 | 220.25 | 99.75 | 128
2022/23 | 220.75 | 99.75 | 130
2022/23 | 221.25 | 99.75 | 117
2022/23 | 221.75 | 99.75 | 117
2022/23 | 222.25 | 99.75 | 108
2022/23 | 222.75 | 99.75 | 121
2022/23 | 223.25 | 99.75 | 106
2022/23 | 223.75 | 99.75 | 118
2022/23 | 224.25 | 99.75 | 109
2022/23 | 224.75 | 99.75 | 110
2022/23 | 225.25 | 99.75 | 126
2022/23 | 225.75 | 99.75 | 104
2022/23 | 226.25 | 99.75 | 112
2022/23 | 226.75 | 99.75 | 105
2022/23 | 227.25 | 99.75 | 111
2022/23 | 227.75 | 99.75 | 118
2022/23 | 228.25 | 99.75 | 113
2022/23 | 228.75 | 99.75 | 100
2022/23 | 229.25 | 99.75 | 107
2022/23 | 229.75 | 99.75 | 96
2022/23 | 230.25 | 99.75 | 110
2022/23 | 230.75 | 99.75 | 108
2022/23 | 231.25 | 99.75 | 102
2022/23 | 231.75 | 99.75 | 101
2022/23 | 232.25 | 99.75 | 79
2022/23 | 232.75 | 99.75 | 96
2022/23 | 233.25 | 99.75 | 95
2022/23 | 233.75 | 99.75 | 85
2022/23 | 234.25 | 99.75 | 92
2022/23 | 234.75 | 99.75 | 83
2022/23 | 235.25 | 99.75 | 109
2022/23 | 235.75 | 99.75 | 83
2022/23 | 236.25 | 99.75 | 97
2022/23 | 236.75 | 99.75 | 91
2022/23 | 237.25 | 99.75 | 86
2022/23 | 237.75 | 99.75 | 92
2022/23 | 238.25 | 99.75 | 96
2022/23 | 238.75 | 99.75 | 85
2022/23 | 239.25 | 99.75 | 86
2022/23 | 239.75 | 99.75 | 85
2022/23 | 240.25 | 99.75 | 83
2022/23 | 240.75 | 99.75 | 79
2022/23 | 241.25 | 99.75 | 93
2022/23 | 241.75 | 99.75 | 73
2022/23 | 242.25 | 99.75 | 95
2022/23 | 242.75 | 99.75 | 82
2022/23 | 243.25 | 99.75 | 74
2022/23 | 243.75 | 99.75 | 78
2022/23 | 244.25 | 99.75 | 75
2022/23 | 244.75 | 99.75 | 71
2022/23 | 245.25 | 99.75 | 65
2022/23 | 245.75 | 99.75 | 83
2022/23 | 246.25 | 99.75 | 76
2022/23 | 246.75 | 99.75 | 69
2022/23 | 247.25 | 99.75 | 71
2022/23 | 247.75 | 99.75 | 78
2022/23 | 248.25 | 99.75 | 71
2022/23 | 248.75 | 99.75 | 76
2022/23 | 249.25 | 99.75 | 72
2022/23 | 249.75 | 99.75 | 76
2022/23 | 250.25 | 99.75 | 69
2022/23 | 250.75 | 99.75 | 56
2022/23 | 251.25 | 99.75 | 67
2022/23 | 251.75 | 99.75 | 68
2022/23 | 252.25 | 99.75 | 63
2022/23 | 252.75 | 99.75 | 44
2022/23 | 253.25 | 99.75 | 55
2022/23 | 253.75 | 99.75 | 53
2022/23 | 254.25 | 99.75 | 62
2022/23 | 254.75 | 99.75 | 57
2022/23 | 255.25 | 99.75 | 56
2022/23 | 255.75 | 99.75 | 75
2022/23 | 256.25 | 99.75 | 70
2022/23 | 256.75 | 99.75 | 70
2022/23 | 257.25 | 99.75 | 53
2022/23 | 257.75 | 99.75 | 57
2022/23 | 258.25 | 99.75 | 54
2022/23 | 258.75 | 99.75 | 52
2022/23 | 259.25 | 99.75 | 58
2022/23 | 259.75 | 99.75 | 47
2022/23 | 260.25 | 99.75 | 58
2022/23 | 260.75 | 99.75 | 47
2022/23 | 261.25 | 99.75 | 65
2022/23 | 261.75 | 99.75 | 62
2022/23 | 262.25 | 99.75 | 53
2022/23 | 262.75 | 99.75 | 46
2022/23 | 263.25 | 99.75 | 52
2022/23 | 263.75 | 99.75 | 52
2022/23 | 264.25 | 99.75 | 43
2022/23 | 264.75 | 99.75 | 59
2022/23 | 265.25 | 99.75 | 47
2022/23 | 265.75 | 99.75 | 49
2022/23 | 266.25 | 99.75 | 43
2022/23 | 266.75 | 99.75 | 41
2022/23 | 267.25 | 99.75 | 32
2022/23 | 267.75 | 99.75 | 39
2022/23 | 268.25 | 99.75 | 30
2022/23 | 268.75 | 99.75 | 42
2022/23 | 269.25 | 99.75 | 48
2022/23 | 269.75 | 99.75 | 48
2022/23 | 270.25 | 99.75 | 28
2022/23 | 270.75 | 99.75 | 33
2022/23 | 271.25 | 99.75 | 32
2022/23 | 271.75 | 99.75 | 39
2022/23 | 272.25 | 99.75 | 41
2022/23 | 272.75 | 99.75 | 39
2022/23 | 273.25 | 99.75 | 30
2022/23 | 273.75 | 99.75 | 38
2022/23 | 274.25 | 99.75 | 44
2022/23 | 274.75 | 99.75 | 24
2022/23 | 275.25 | 99.75 | 32
2022/23 | 275.75 | 99.75 | 36
2022/23 | 276.25 | 99.75 | 23
2022/23 | 276.75 | 99.75 | 33
2022/23 | 277.25 | 99.75 | 23
2022/23 | 277.75 | 99.75 | 34
2022/23 | 278.25 | 99.75 | 28
2022/23 | 278.75 | 99.75 | 28
2022/23 | 279.25 | 99.75 | 23
2022/23 | 279.75 | 99.75 | 24
2022/23 | 280.25 | 99.75 | 25
2022/23 | 280.75 | 99.75 | 23
2022/23 | 281.25 | 99.75 | 27
2022/23 | 281.75 | 99.75 | 31
2022/23 | 282.25 | 99.75 | 29
2022/23 | 282.75 | 99.75 | 26
2022/23 | 283.25 | 99.75 | 33
2022/23 | 283.75 | 99.75 | 22
2022/23 | 284.25 | 99.75 | 28
2022/23 | 284.75 | 99.75 | 22
2022/23 | 285.25 | 99.75 | 27
2022/23 | 285.75 | 99.75 | 23
2022/23 | 286.25 | 99.75 | 27
2022/23 | 286.75 | 99.75 | 17
2022/23 | 287.25 | 99.75 | 23
2022/23 | 287.75 | 99.75 | 26
2022/23 | 288.25 | 99.75 | 27
2022/23 | 288.75 | 99.75 | 26
2022/23 | 289.25 | 99.75 | 21
2022/23 | 289.75 | 99.75 | 20
2022/23 | 290.25 | 99.75 | 33
2022/23 | 290.75 | 99.75 | 20
2022/23 | 291.25 | 99.75 | 20
2022/23 | 291.75 | 99.75 | 27
2022/23 | 292.25 | 99.75 | 20
2022/23 | 292.75 | 99.75 | 21
2022/23 | 293.25 | 99.75 | 23
2022/23 | 293.75 | 99.75 | 23
2022/23 | 294.25 | 99.75 | 28
2022/23 | 294.75 | 99.75 | 30
2022/23 | 295.25 | 99.75 | 16
2022/23 | 295.75 | 99.75 | 21
2022/23 | 296.25 | 99.75 | 17
2022/23 | 296.75 | 99.75 | 23
2022/23 | 297.25 | 99.75 | 19
2022/23 | 297.75 | 99.75 | 21
2022/23 | 298.25 | 99.75 | 10
2022/23 | 298.75 | 99.75 | 16
2022/23 | 299.25 | 99.75 | 13
2022/23 | 299.75 | 99.75 | 13
2022/23 | 300.25 | 99.75 | 17
2022/23 | 300.75 | 99.75 | 14
2022/23 | 301.25 | 99.75 | 14
2022/23 | 301.75 | 99.75 | 11
2022/23 | 302.25 | 99.75 | 7
2022/23 | 302.75 | 99.75 | 23
2022/23 | 303.25 | 99.75 | 22
2022/23 | 303.75 | 99.75 | 11
2022/23 | 304.25 | 99.75 | 12
2022/23 | 304.75 | 99.75 | 16
2022/23 | 305.25 | 99.75 | 16
2022/23 | 305.75 | 99.75 | 15
2022/23 | 306.25 | 99.75 | 10
2022/23 | 306.75 | 99.75 | 14
2022/23 | 307.25 | 99.75 | 10
2022/23 | 307.75 | 99.75 | 11
2022/23 | 308.25 | 99.75 | 19
2022/23 | 308.75 | 99.75 | 17
2022/23 | 309.25 | 99.75 | 12
2022/23 | 309.75 | 99.75 | 10
2022/23 | 310.25 | 99.75 | 21
2022/23 | 310.75 | 99.75 | 12
2022/23 | 311.25 | 99.75 | 9
2022/23 | 311.75 | 99.75 | 9
2022/23 | 312.25 | 99.75 | 7
2022/23 | 312.75 | 99.75 | 9
2022/23 | 313.25 | 99.75 | 4
2022/23 | 313.75 | 99.75 | 10
2022/23 | 314.25 | 99.75 | 15
2022/23 | 314.75 | 99.75 | 8
2022/23 | 315.25 | 99.75 | 6
2022/23 | 315.75 | 99.75 | 9
2022/23 | 316.25 | 99.75 | 10
2022/23 | 316.75 | 99.75 | 9
2022/23 | 317.25 | 99.75 | 4
2022/23 | 317.75 | 99.75 | 5
2022/23 | 318.25 | 99.75 | 12
2022/23 | 318.75 | 99.75 | 6
2022/23 | 319.25 | 99.75 | 8
2022/23 | 319.75 | 99.75 | 9
2022/23 | 320.25 | 99.75 | 9
2022/23 | 320.75 | 99.75 | 1
2022/23 | 321.25 | 99.75 | 9
2022/23 | 321.75 | 99.75 | 4
2022/23 | 322.25 | 99.75 | 7
2022/23 | 322.75 | 99.75 | 9
2022/23 | 323.25 | 99.75 | 4
2022/23 | 323.75 | 99.75 | 8
2022/23 | 324.25 | 99.75 | 4
2022/23 | 324.75 | 99.75 | 14
2022/23 | 325.25 | 99.75 | 15
2022/23 | 325.75 | 99.75 | 11
2022/23 | 326.25 | 99.75 | 4
2022/23 | 326.75 | 99.75 | 1
2022/23 | 327.25 | 99.75 | 8
2022/23 | 327.75 | 99.75 | 6
2022/23 | 328.25 | 99.75 | 4
2022/23 | 328.75 | 99.75 | 5
2022/23 | 329.25 | 99.75 | 7
2022/23 | 329.75 | 99.75 | 11
2022/23 | 330.25 | 99.75 | 7
2022/23 | 330.75 | 99.75 | 5
2022/23 | 331.25 | 99.75 | 10
2022/23 | 331.75 | 99.75 | 6
2022/23 | 332.25 | 99.75 | 4
2022/23 | 332.75 | 99.75 | 3
2022/23 | 333.25 | 99.75 | 3
2022/23 | 333.75 | 99.75 | 7
2022/23 | 334.25 | 99.75 | 3
2022/23 | 334.75 | 99.75 | 5
2022/23 | 335.25 | 99.75 | 7
2022/23 | 335.75 | 99.75 | 7
2022/23 | 336.25 | 99.75 | 5
2022/23 | 336.75 | 99.75 | 4
2022/23 | 337.25 | 99.75 | 3
2022/23 | 337.75 | 99.75 | 3
2022/23 | 338.25 | 99.75 | 5
2022/23 | 338.75 | 99.75 | 7
2022/23 | 339.25 | 99.75 | 8
2022/23 | 339.75 | 99.75 | 8
2022/23 | 340.25 | 99.75 | 5
2022/23 | 340.75 | 99.75 | 6
2022/23 | 341.25 | 99.75 | 4
2022/23 | 341.75 | 99.75 | 5
2022/23 | 342.25 | 99.75 | 4
2022/23 | 342.75 | 99.75 | 3
2022/23 | 343.25 | 99.75 | 4
2022/23 | 343.75 | 99.75 | 3
2022/23 | 344.25 | 99.75 | 4
2022/23 | 344.75 | 99.75 | 1
2022/23 | 345.25 | 99.75 | 1
2022/23 | 345.75 | 99.75 | 5
2022/23 | 346.25 | 99.75 | 2
2022/23 | 346.75 | 99.75 | 5
2022/23 | 347.25 | 99.75 | 2
2022/23 | 347.75 | 99.75 | 6
2022/23 | 348.25 | 99.75 | 6
2022/23 | 348.75 | 99.75 | 6
2022/23 | 349.25 | 99.75 | 7
2022/23 | 349.75 | 99.75 | 2
2022/23 | 350.25 | 99.75 | 1
2022/23 | 350.75 | 99.75 | 1
2022/23 | 351.75 | 99.75 | 2
2022/23 | 352.25 | 99.75 | 2
2022/23 | 352.75 | 99.75 | 1
2022/23 | 353.25 | 99.75 | 1
2022/23 | 353.75 | 99.75 | 1
2022/23 | 354.25 | 99.75 | 3
2022/23 | 354.75 | 99.75 | 2
2022/23 | 356.75 | 99.75 | 1
2022/23 | 357.25 | 99.75 | 4
2022/23 | 357.75 | 99.75 | 2
2022/23 | 358.25 | 99.75 | 1
2022/23 | 358.75 | 99.75 | 4
2022/23 | 359.25 | 99.75 | 2
2022/23 | 359.75 | 99.75 | 3
2022/23 | 360.25 | 99.75 | 3
2022/23 | 360.75 | 99.75 | 2
2022/23 | 361.25 | 99.75 | 4
2022/23 | 362.25 | 99.75 | 3
2022/23 | 362.75 | 99.75 | 2
2022/23 | 363.25 | 99.75 | 1
2022/23 | 363.75 | 99.75 | 2
2022/23 | 364.25 | 99.75 | 1
2022/23 | 364.75 | 99.75 | 4
2022/23 | 365.25 | 99.75 | 2
2022/23 | 365.75 | 99.75 | 4
2022/23 | 366.25 | 99.75 | 5
2022/23 | 367.75 | 99.75 | 3
2022/23 | 368.25 | 99.75 | 1
2022/23 | 368.75 | 99.75 | 2
2022/23 | 369.25 | 99.75 | 1
2022/23 | 369.75 | 99.75 | 1
2022/23 | 370.25 | 99.75 | 1
2022/23 | 371.25 | 99.75 | 1
2022/23 | 371.75 | 99.75 | 2
2022/23 | 372.25 | 99.75 | 2
2022/23 | 372.75 | 99.75 | 1
2022/23 | 373.25 | 99.75 | 1
2022/23 | 373.75 | 99.75 | 1
2022/23 | 374.25 | 99.75 | 1
2022/23 | 375.25 | 99.75 | 1
2022/23 | 376.25 | 99.75 | 1
2022/23 | 377.25 | 99.75 | 1
2022/23 | 379.25 | 99.75 | 3
2022/23 | 380.25 | 99.75 | 1
2022/23 | 380.75 | 99.75 | 1
2022/23 | 381.25 | 99.75 | 2
2022/23 | 382.25 | 99.75 | 1
2022/23 | 382.75 | 99.75 | 3
2022/23 | 383.25 | 99.75 | 2
2022/23 | 386.25 | 99.75 | 2
2022/23 | 386.75 | 99.75 | 1
2022/23 | 387.75 | 99.75 | 1
2022/23 | 391.25 | 99.75 | 3
2022/23 | 392.25 | 99.75 | 2
2022/23 | 392.75 | 99.75 | 1
2022/23 | 394.25 | 99.75 | 1
2022/23 | 394.75 | 99.75 | 1
2022/23 | 396.75 | 99.75 | 1
2022/23 | 397.25 | 99.75 | 2
2022/23 | 397.75 | 99.75 | 1
2022/23 | 398.25 | 99.75 | 3
2022/23 | 398.75 | 99.75 | 1
2022/23 | 400.25 | 99.75 | 1
2022/23 | 400.75 | 99.75 | 1
2022/23 | 401.75 | 99.75 | 1
2022/23 | 404.75 | 99.75 | 1
2022/23 | 405.75 | 99.75 | 1
2022/23 | 407.75 | 99.75 | 1
2022/23 | 411.75 | 99.75 | 1
2022/23 | 414.25 | 99.75 | 1
2022/23 | 432.25 | 99.75 | 1
2022/23 | 434.75 | 99.75 | 1
2022/23 | 451.25 | 99.75 | 1
2022/23 | 144.25 | 100.25 | 1
2022/23 | 145.25 | 100.25 | 1
2022/23 | 147.25 | 100.25 | 3
2022/23 | 147.75 | 100.25 | 1
2022/23 | 148.25 | 100.25 | 2
2022/23 | 148.75 | 100.25 | 2
2022/23 | 149.75 | 100.25 | 4
2022/23 | 150.25 | 100.25 | 3
2022/23 | 150.75 | 100.25 | 2
2022/23 | 151.75 | 100.25 | 1
2022/23 | 152.25 | 100.25 | 1
2022/23 | 152.75 | 100.25 | 3
2022/23 | 153.25 | 100.25 | 2
2022/23 | 153.75 | 100.25 | 1
2022/23 | 154.25 | 100.25 | 2
2022/23 | 155.25 | 100.25 | 2
2022/23 | 155.75 | 100.25 | 2
2022/23 | 156.25 | 100.25 | 4
2022/23 | 156.75 | 100.25 | 3
2022/23 | 157.25 | 100.25 | 5
2022/23 | 157.75 | 100.25 | 6
2022/23 | 158.25 | 100.25 | 4
2022/23 | 158.75 | 100.25 | 6
2022/23 | 159.25 | 100.25 | 10
2022/23 | 159.75 | 100.25 | 3
2022/23 | 160.25 | 100.25 | 5
2022/23 | 160.75 | 100.25 | 9
2022/23 | 161.25 | 100.25 | 4
2022/23 | 161.75 | 100.25 | 8
2022/23 | 162.25 | 100.25 | 16
2022/23 | 162.75 | 100.25 | 7
2022/23 | 163.25 | 100.25 | 9
2022/23 | 163.75 | 100.25 | 10
2022/23 | 164.25 | 100.25 | 6
2022/23 | 164.75 | 100.25 | 16
2022/23 | 165.25 | 100.25 | 18
2022/23 | 165.75 | 100.25 | 10
2022/23 | 166.25 | 100.25 | 12
2022/23 | 166.75 | 100.25 | 19
2022/23 | 167.25 | 100.25 | 13
2022/23 | 167.75 | 100.25 | 19
2022/23 | 168.25 | 100.25 | 19
2022/23 | 168.75 | 100.25 | 18
2022/23 | 169.25 | 100.25 | 28
2022/23 | 169.75 | 100.25 | 20
2022/23 | 170.25 | 100.25 | 21
2022/23 | 170.75 | 100.25 | 24
2022/23 | 171.25 | 100.25 | 28
2022/23 | 171.75 | 100.25 | 18
2022/23 | 172.25 | 100.25 | 33
2022/23 | 172.75 | 100.25 | 37
2022/23 | 173.25 | 100.25 | 22
2022/23 | 173.75 | 100.25 | 28
2022/23 | 174.25 | 100.25 | 36
2022/23 | 174.75 | 100.25 | 30
2022/23 | 175.25 | 100.25 | 42
2022/23 | 175.75 | 100.25 | 39
2022/23 | 176.25 | 100.25 | 48
2022/23 | 176.75 | 100.25 | 35
2022/23 | 177.25 | 100.25 | 49
2022/23 | 177.75 | 100.25 | 41
2022/23 | 178.25 | 100.25 | 45
2022/23 | 178.75 | 100.25 | 64
2022/23 | 179.25 | 100.25 | 42
2022/23 | 179.75 | 100.25 | 55
2022/23 | 180.25 | 100.25 | 54
2022/23 | 180.75 | 100.25 | 65
2022/23 | 181.25 | 100.25 | 63
2022/23 | 181.75 | 100.25 | 62
2022/23 | 182.25 | 100.25 | 54
2022/23 | 182.75 | 100.25 | 55
2022/23 | 183.25 | 100.25 | 69
2022/23 | 183.75 | 100.25 | 57
2022/23 | 184.25 | 100.25 | 77
2022/23 | 184.75 | 100.25 | 63
2022/23 | 185.25 | 100.25 | 76
2022/23 | 185.75 | 100.25 | 78
2022/23 | 186.25 | 100.25 | 76
2022/23 | 186.75 | 100.25 | 78
2022/23 | 187.25 | 100.25 | 92
2022/23 | 187.75 | 100.25 | 81
2022/23 | 188.25 | 100.25 | 87
2022/23 | 188.75 | 100.25 | 87
2022/23 | 189.25 | 100.25 | 99
2022/23 | 189.75 | 100.25 | 95
2022/23 | 190.25 | 100.25 | 102
2022/23 | 190.75 | 100.25 | 108
2022/23 | 191.25 | 100.25 | 73
2022/23 | 191.75 | 100.25 | 109
2022/23 | 192.25 | 100.25 | 107
2022/23 | 192.75 | 100.25 | 113
2022/23 | 193.25 | 100.25 | 102
2022/23 | 193.75 | 100.25 | 111
2022/23 | 194.25 | 100.25 | 96
2022/23 | 194.75 | 100.25 | 100
2022/23 | 195.25 | 100.25 | 124
2022/23 | 195.75 | 100.25 | 100
2022/23 | 196.25 | 100.25 | 115
2022/23 | 196.75 | 100.25 | 128
2022/23 | 197.25 | 100.25 | 114
2022/23 | 197.75 | 100.25 | 115
2022/23 | 198.25 | 100.25 | 102
2022/23 | 198.75 | 100.25 | 132
2022/23 | 199.25 | 100.25 | 135
2022/23 | 199.75 | 100.25 | 122
2022/23 | 200.25 | 100.25 | 141
2022/23 | 200.75 | 100.25 | 125
2022/23 | 201.25 | 100.25 | 149
2022/23 | 201.75 | 100.25 | 131
2022/23 | 202.25 | 100.25 | 128
2022/23 | 202.75 | 100.25 | 121
2022/23 | 203.25 | 100.25 | 133
2022/23 | 203.75 | 100.25 | 119
2022/23 | 204.25 | 100.25 | 140
2022/23 | 204.75 | 100.25 | 124
2022/23 | 205.25 | 100.25 | 114
2022/23 | 205.75 | 100.25 | 132
2022/23 | 206.25 | 100.25 | 150
2022/23 | 206.75 | 100.25 | 142
2022/23 | 207.25 | 100.25 | 141
2022/23 | 207.75 | 100.25 | 138
2022/23 | 208.25 | 100.25 | 132
2022/23 | 208.75 | 100.25 | 127
2022/23 | 209.25 | 100.25 | 130
2022/23 | 209.75 | 100.25 | 137
2022/23 | 210.25 | 100.25 | 125
2022/23 | 210.75 | 100.25 | 130
2022/23 | 211.25 | 100.25 | 152
2022/23 | 211.75 | 100.25 | 137
2022/23 | 212.25 | 100.25 | 131
2022/23 | 212.75 | 100.25 | 143
2022/23 | 213.25 | 100.25 | 135
2022/23 | 213.75 | 100.25 | 145
2022/23 | 214.25 | 100.25 | 125
2022/23 | 214.75 | 100.25 | 130
2022/23 | 215.25 | 100.25 | 130
2022/23 | 215.75 | 100.25 | 136
2022/23 | 216.25 | 100.25 | 104
2022/23 | 216.75 | 100.25 | 136
2022/23 | 217.25 | 100.25 | 128
2022/23 | 217.75 | 100.25 | 126
2022/23 | 218.25 | 100.25 | 122
2022/23 | 218.75 | 100.25 | 143
2022/23 | 219.25 | 100.25 | 143
2022/23 | 219.75 | 100.25 | 117
2022/23 | 220.25 | 100.25 | 131
2022/23 | 220.75 | 100.25 | 117
2022/23 | 221.25 | 100.25 | 135
2022/23 | 221.75 | 100.25 | 132
2022/23 | 222.25 | 100.25 | 135
2022/23 | 222.75 | 100.25 | 110
2022/23 | 223.25 | 100.25 | 114
2022/23 | 223.75 | 100.25 | 136
2022/23 | 224.25 | 100.25 | 128
2022/23 | 224.75 | 100.25 | 102
2022/23 | 225.25 | 100.25 | 114
2022/23 | 225.75 | 100.25 | 116
2022/23 | 226.25 | 100.25 | 116
2022/23 | 226.75 | 100.25 | 128
2022/23 | 227.25 | 100.25 | 124
2022/23 | 227.75 | 100.25 | 107
2022/23 | 228.25 | 100.25 | 105
2022/23 | 228.75 | 100.25 | 110
2022/23 | 229.25 | 100.25 | 123
2022/23 | 229.75 | 100.25 | 108
2022/23 | 230.25 | 100.25 | 101
2022/23 | 230.75 | 100.25 | 113
2022/23 | 231.25 | 100.25 | 95
2022/23 | 231.75 | 100.25 | 112
2022/23 | 232.25 | 100.25 | 89
2022/23 | 232.75 | 100.25 | 109
2022/23 | 233.25 | 100.25 | 105
2022/23 | 233.75 | 100.25 | 96
2022/23 | 234.25 | 100.25 | 85
2022/23 | 234.75 | 100.25 | 89
2022/23 | 235.25 | 100.25 | 79
2022/23 | 235.75 | 100.25 | 103
2022/23 | 236.25 | 100.25 | 93
2022/23 | 236.75 | 100.25 | 100
2022/23 | 237.25 | 100.25 | 96
2022/23 | 237.75 | 100.25 | 111
2022/23 | 238.25 | 100.25 | 86
2022/23 | 238.75 | 100.25 | 107
2022/23 | 239.25 | 100.25 | 83
2022/23 | 239.75 | 100.25 | 105
2022/23 | 240.25 | 100.25 | 100
2022/23 | 240.75 | 100.25 | 82
2022/23 | 241.25 | 100.25 | 67
2022/23 | 241.75 | 100.25 | 84
2022/23 | 242.25 | 100.25 | 93
2022/23 | 242.75 | 100.25 | 75
2022/23 | 243.25 | 100.25 | 78
2022/23 | 243.75 | 100.25 | 99
2022/23 | 244.25 | 100.25 | 80
2022/23 | 244.75 | 100.25 | 74
2022/23 | 245.25 | 100.25 | 77
2022/23 | 245.75 | 100.25 | 67
2022/23 | 246.25 | 100.25 | 84
2022/23 | 246.75 | 100.25 | 85
2022/23 | 247.25 | 100.25 | 65
2022/23 | 247.75 | 100.25 | 56
2022/23 | 248.25 | 100.25 | 77
2022/23 | 248.75 | 100.25 | 76
2022/23 | 249.25 | 100.25 | 81
2022/23 | 249.75 | 100.25 | 80
2022/23 | 250.25 | 100.25 | 77
2022/23 | 250.75 | 100.25 | 56
2022/23 | 251.25 | 100.25 | 80
2022/23 | 251.75 | 100.25 | 76
2022/23 | 252.25 | 100.25 | 58
2022/23 | 252.75 | 100.25 | 57
2022/23 | 253.25 | 100.25 | 59
2022/23 | 253.75 | 100.25 | 76
2022/23 | 254.25 | 100.25 | 66
2022/23 | 254.75 | 100.25 | 73
2022/23 | 255.25 | 100.25 | 62
2022/23 | 255.75 | 100.25 | 61
2022/23 | 256.25 | 100.25 | 72
2022/23 | 256.75 | 100.25 | 64
2022/23 | 257.25 | 100.25 | 52
2022/23 | 257.75 | 100.25 | 72
2022/23 | 258.25 | 100.25 | 49
2022/23 | 258.75 | 100.25 | 55
2022/23 | 259.25 | 100.25 | 48
2022/23 | 259.75 | 100.25 | 59
2022/23 | 260.25 | 100.25 | 58
2022/23 | 260.75 | 100.25 | 64
2022/23 | 261.25 | 100.25 | 49
2022/23 | 261.75 | 100.25 | 54
2022/23 | 262.25 | 100.25 | 51
2022/23 | 262.75 | 100.25 | 51
2022/23 | 263.25 | 100.25 | 53
2022/23 | 263.75 | 100.25 | 49
2022/23 | 264.25 | 100.25 | 41
2022/23 | 264.75 | 100.25 | 55
2022/23 | 265.25 | 100.25 | 32
2022/23 | 265.75 | 100.25 | 42
2022/23 | 266.25 | 100.25 | 48
2022/23 | 266.75 | 100.25 | 40
2022/23 | 267.25 | 100.25 | 32
2022/23 | 267.75 | 100.25 | 38
2022/23 | 268.25 | 100.25 | 42
2022/23 | 268.75 | 100.25 | 38
2022/23 | 269.25 | 100.25 | 46
2022/23 | 269.75 | 100.25 | 39
2022/23 | 270.25 | 100.25 | 29
2022/23 | 270.75 | 100.25 | 31
2022/23 | 271.25 | 100.25 | 34
2022/23 | 271.75 | 100.25 | 28
2022/23 | 272.25 | 100.25 | 50
2022/23 | 272.75 | 100.25 | 46
2022/23 | 273.25 | 100.25 | 39
2022/23 | 273.75 | 100.25 | 38
2022/23 | 274.25 | 100.25 | 25
2022/23 | 274.75 | 100.25 | 46
2022/23 | 275.25 | 100.25 | 25
2022/23 | 275.75 | 100.25 | 35
2022/23 | 276.25 | 100.25 | 31
2022/23 | 276.75 | 100.25 | 31
2022/23 | 277.25 | 100.25 | 33
2022/23 | 277.75 | 100.25 | 31
2022/23 | 278.25 | 100.25 | 40
2022/23 | 278.75 | 100.25 | 35
2022/23 | 279.25 | 100.25 | 27
2022/23 | 279.75 | 100.25 | 26
2022/23 | 280.25 | 100.25 | 27
2022/23 | 280.75 | 100.25 | 33
2022/23 | 281.25 | 100.25 | 27
2022/23 | 281.75 | 100.25 | 29
2022/23 | 282.25 | 100.25 | 39
2022/23 | 282.75 | 100.25 | 31
2022/23 | 283.25 | 100.25 | 29
2022/23 | 283.75 | 100.25 | 24
2022/23 | 284.25 | 100.25 | 32
2022/23 | 284.75 | 100.25 | 21
2022/23 | 285.25 | 100.25 | 28
2022/23 | 285.75 | 100.25 | 21
2022/23 | 286.25 | 100.25 | 29
2022/23 | 286.75 | 100.25 | 22
2022/23 | 287.25 | 100.25 | 17
2022/23 | 287.75 | 100.25 | 24
2022/23 | 288.25 | 100.25 | 21
2022/23 | 288.75 | 100.25 | 17
2022/23 | 289.25 | 100.25 | 27
2022/23 | 289.75 | 100.25 | 28
2022/23 | 290.25 | 100.25 | 22
2022/23 | 290.75 | 100.25 | 29
2022/23 | 291.25 | 100.25 | 18
2022/23 | 291.75 | 100.25 | 22
2022/23 | 292.25 | 100.25 | 32
2022/23 | 292.75 | 100.25 | 21
2022/23 | 293.25 | 100.25 | 21
2022/23 | 293.75 | 100.25 | 26
2022/23 | 294.25 | 100.25 | 15
2022/23 | 294.75 | 100.25 | 23
2022/23 | 295.25 | 100.25 | 25
2022/23 | 295.75 | 100.25 | 17
2022/23 | 296.25 | 100.25 | 15
2022/23 | 296.75 | 100.25 | 16
2022/23 | 297.25 | 100.25 | 21
2022/23 | 297.75 | 100.25 | 17
2022/23 | 298.25 | 100.25 | 17
2022/23 | 298.75 | 100.25 | 17
2022/23 | 299.25 | 100.25 | 20
2022/23 | 299.75 | 100.25 | 21
2022/23 | 300.25 | 100.25 | 18
2022/23 | 300.75 | 100.25 | 16
2022/23 | 301.25 | 100.25 | 17
2022/23 | 301.75 | 100.25 | 16
2022/23 | 302.25 | 100.25 | 13
2022/23 | 302.75 | 100.25 | 15
2022/23 | 303.25 | 100.25 | 19
2022/23 | 303.75 | 100.25 | 18
2022/23 | 304.25 | 100.25 | 20
2022/23 | 304.75 | 100.25 | 16
2022/23 | 305.25 | 100.25 | 12
2022/23 | 305.75 | 100.25 | 14
2022/23 | 306.25 | 100.25 | 17
2022/23 | 306.75 | 100.25 | 10
2022/23 | 307.25 | 100.25 | 11
2022/23 | 307.75 | 100.25 | 12
2022/23 | 308.25 | 100.25 | 15
2022/23 | 308.75 | 100.25 | 8
2022/23 | 309.25 | 100.25 | 9
2022/23 | 309.75 | 100.25 | 8
2022/23 | 310.25 | 100.25 | 8
2022/23 | 310.75 | 100.25 | 4
2022/23 | 311.25 | 100.25 | 10
2022/23 | 311.75 | 100.25 | 10
2022/23 | 312.25 | 100.25 | 10
2022/23 | 312.75 | 100.25 | 12
2022/23 | 313.25 | 100.25 | 7
2022/23 | 313.75 | 100.25 | 9
2022/23 | 314.25 | 100.25 | 10
2022/23 | 314.75 | 100.25 | 14
2022/23 | 315.25 | 100.25 | 8
2022/23 | 315.75 | 100.25 | 4
2022/23 | 316.25 | 100.25 | 9
2022/23 | 316.75 | 100.25 | 9
2022/23 | 317.25 | 100.25 | 10
2022/23 | 317.75 | 100.25 | 9
2022/23 | 318.25 | 100.25 | 12
2022/23 | 318.75 | 100.25 | 8
2022/23 | 319.25 | 100.25 | 10
2022/23 | 319.75 | 100.25 | 15
2022/23 | 320.25 | 100.25 | 12
2022/23 | 320.75 | 100.25 | 14
2022/23 | 321.25 | 100.25 | 3
2022/23 | 321.75 | 100.25 | 9
2022/23 | 322.25 | 100.25 | 7
2022/23 | 322.75 | 100.25 | 5
2022/23 | 323.25 | 100.25 | 14
2022/23 | 323.75 | 100.25 | 6
2022/23 | 324.25 | 100.25 | 10
2022/23 | 324.75 | 100.25 | 8
2022/23 | 325.25 | 100.25 | 14
2022/23 | 325.75 | 100.25 | 5
2022/23 | 326.25 | 100.25 | 8
2022/23 | 326.75 | 100.25 | 4
2022/23 | 327.25 | 100.25 | 4
2022/23 | 327.75 | 100.25 | 9
2022/23 | 328.25 | 100.25 | 6
2022/23 | 328.75 | 100.25 | 10
2022/23 | 329.25 | 100.25 | 7
2022/23 | 329.75 | 100.25 | 9
2022/23 | 330.25 | 100.25 | 7
2022/23 | 330.75 | 100.25 | 3
2022/23 | 331.25 | 100.25 | 2
2022/23 | 331.75 | 100.25 | 7
2022/23 | 332.25 | 100.25 | 6
2022/23 | 332.75 | 100.25 | 7
2022/23 | 333.25 | 100.25 | 5
2022/23 | 333.75 | 100.25 | 2
2022/23 | 334.25 | 100.25 | 4
2022/23 | 334.75 | 100.25 | 4
2022/23 | 335.25 | 100.25 | 10
2022/23 | 335.75 | 100.25 | 9
2022/23 | 336.25 | 100.25 | 5
2022/23 | 336.75 | 100.25 | 3
2022/23 | 337.25 | 100.25 | 10
2022/23 | 337.75 | 100.25 | 7
2022/23 | 338.25 | 100.25 | 3
2022/23 | 338.75 | 100.25 | 8
2022/23 | 339.25 | 100.25 | 5
2022/23 | 339.75 | 100.25 | 4
2022/23 | 340.25 | 100.25 | 6
2022/23 | 340.75 | 100.25 | 3
2022/23 | 341.25 | 100.25 | 4
2022/23 | 341.75 | 100.25 | 3
2022/23 | 342.25 | 100.25 | 10
2022/23 | 342.75 | 100.25 | 4
2022/23 | 343.25 | 100.25 | 2
2022/23 | 343.75 | 100.25 | 3
2022/23 | 344.25 | 100.25 | 2
2022/23 | 344.75 | 100.25 | 4
2022/23 | 345.25 | 100.25 | 2
2022/23 | 345.75 | 100.25 | 5
2022/23 | 346.25 | 100.25 | 6
2022/23 | 346.75 | 100.25 | 3
2022/23 | 347.25 | 100.25 | 4
2022/23 | 347.75 | 100.25 | 8
2022/23 | 348.25 | 100.25 | 5
2022/23 | 348.75 | 100.25 | 3
2022/23 | 349.25 | 100.25 | 4
2022/23 | 349.75 | 100.25 | 2
2022/23 | 350.25 | 100.25 | 3
2022/23 | 350.75 | 100.25 | 1
2022/23 | 351.25 | 100.25 | 3
2022/23 | 351.75 | 100.25 | 2
2022/23 | 352.25 | 100.25 | 3
2022/23 | 352.75 | 100.25 | 1
2022/23 | 353.25 | 100.25 | 4
2022/23 | 353.75 | 100.25 | 3
2022/23 | 354.75 | 100.25 | 3
2022/23 | 355.25 | 100.25 | 2
2022/23 | 355.75 | 100.25 | 2
2022/23 | 356.25 | 100.25 | 5
2022/23 | 356.75 | 100.25 | 2
2022/23 | 357.25 | 100.25 | 2
2022/23 | 357.75 | 100.25 | 5
2022/23 | 358.25 | 100.25 | 1
2022/23 | 358.75 | 100.25 | 1
2022/23 | 359.25 | 100.25 | 2
2022/23 | 359.75 | 100.25 | 3
2022/23 | 360.25 | 100.25 | 3
2022/23 | 361.25 | 100.25 | 3
2022/23 | 361.75 | 100.25 | 1
2022/23 | 362.25 | 100.25 | 2
2022/23 | 362.75 | 100.25 | 4
2022/23 | 363.25 | 100.25 | 1
2022/23 | 363.75 | 100.25 | 3
2022/23 | 364.75 | 100.25 | 2
2022/23 | 365.25 | 100.25 | 3
2022/23 | 365.75 | 100.25 | 1
2022/23 | 366.25 | 100.25 | 1
2022/23 | 366.75 | 100.25 | 3
2022/23 | 367.25 | 100.25 | 3
2022/23 | 367.75 | 100.25 | 2
2022/23 | 368.25 | 100.25 | 3
2022/23 | 368.75 | 100.25 | 2
2022/23 | 369.25 | 100.25 | 2
2022/23 | 369.75 | 100.25 | 2
2022/23 | 370.25 | 100.25 | 2
2022/23 | 370.75 | 100.25 | 3
2022/23 | 371.25 | 100.25 | 1
2022/23 | 372.25 | 100.25 | 2
2022/23 | 372.75 | 100.25 | 2
2022/23 | 373.25 | 100.25 | 1
2022/23 | 373.75 | 100.25 | 1
2022/23 | 375.25 | 100.25 | 1
2022/23 | 375.75 | 100.25 | 3
2022/23 | 376.25 | 100.25 | 1
2022/23 | 376.75 | 100.25 | 1
2022/23 | 377.75 | 100.25 | 1
2022/23 | 379.25 | 100.25 | 1
2022/23 | 380.75 | 100.25 | 2
2022/23 | 381.25 | 100.25 | 2
2022/23 | 381.75 | 100.25 | 1
2022/23 | 382.25 | 100.25 | 1
2022/23 | 383.25 | 100.25 | 2
2022/23 | 383.75 | 100.25 | 2
2022/23 | 384.75 | 100.25 | 2
2022/23 | 385.25 | 100.25 | 1
2022/23 | 387.25 | 100.25 | 2
2022/23 | 387.75 | 100.25 | 1
2022/23 | 388.25 | 100.25 | 1
2022/23 | 389.75 | 100.25 | 1
2022/23 | 391.75 | 100.25 | 2
2022/23 | 392.75 | 100.25 | 2
2022/23 | 394.25 | 100.25 | 1
2022/23 | 395.25 | 100.25 | 1
2022/23 | 395.75 | 100.25 | 1
2022/23 | 396.25 | 100.25 | 1
2022/23 | 398.75 | 100.25 | 2
2022/23 | 399.25 | 100.25 | 1
2022/23 | 401.25 | 100.25 | 1
2022/23 | 402.75 | 100.25 | 1
2022/23 | 403.75 | 100.25 | 1
2022/23 | 405.25 | 100.25 | 1
2022/23 | 406.25 | 100.25 | 1
2022/23 | 407.75 | 100.25 | 1
2022/23 | 408.25 | 100.25 | 1
2022/23 | 408.75 | 100.25 | 1
2022/23 | 410.25 | 100.25 | 1
2022/23 | 411.75 | 100.25 | 1
2022/23 | 412.75 | 100.25 | 1
2022/23 | 414.25 | 100.25 | 1
2022/23 | 419.75 | 100.25 | 1
2022/23 | 421.25 | 100.25 | 1
2022/23 | 427.75 | 100.25 | 1
2022/23 | 436.75 | 100.25 | 1
2022/23 | 139.75 | 100.75 | 1
2022/23 | 142.25 | 100.75 | 1
2022/23 | 142.75 | 100.75 | 1
2022/23 | 146.25 | 100.75 | 1
2022/23 | 147.25 | 100.75 | 1
2022/23 | 149.25 | 100.75 | 1
2022/23 | 149.75 | 100.75 | 2
2022/23 | 150.25 | 100.75 | 1
2022/23 | 150.75 | 100.75 | 3
2022/23 | 151.25 | 100.75 | 1
2022/23 | 152.25 | 100.75 | 4
2022/23 | 152.75 | 100.75 | 2
2022/23 | 153.25 | 100.75 | 4
2022/23 | 153.75 | 100.75 | 1
2022/23 | 154.25 | 100.75 | 2
2022/23 | 154.75 | 100.75 | 1
2022/23 | 155.25 | 100.75 | 1
2022/23 | 155.75 | 100.75 | 9
2022/23 | 156.25 | 100.75 | 4
2022/23 | 156.75 | 100.75 | 4
2022/23 | 157.25 | 100.75 | 4
2022/23 | 157.75 | 100.75 | 5
2022/23 | 158.25 | 100.75 | 5
2022/23 | 158.75 | 100.75 | 8
2022/23 | 159.25 | 100.75 | 4
2022/23 | 159.75 | 100.75 | 7
2022/23 | 160.25 | 100.75 | 4
2022/23 | 160.75 | 100.75 | 5
2022/23 | 161.25 | 100.75 | 7
2022/23 | 161.75 | 100.75 | 11
2022/23 | 162.25 | 100.75 | 4
2022/23 | 162.75 | 100.75 | 8
2022/23 | 163.25 | 100.75 | 11
2022/23 | 163.75 | 100.75 | 10
2022/23 | 164.25 | 100.75 | 12
2022/23 | 164.75 | 100.75 | 14
2022/23 | 165.25 | 100.75 | 11
2022/23 | 165.75 | 100.75 | 18
2022/23 | 166.25 | 100.75 | 12
2022/23 | 166.75 | 100.75 | 17
2022/23 | 167.25 | 100.75 | 15
2022/23 | 167.75 | 100.75 | 17
2022/23 | 168.25 | 100.75 | 14
2022/23 | 168.75 | 100.75 | 18
2022/23 | 169.25 | 100.75 | 24
2022/23 | 169.75 | 100.75 | 23
2022/23 | 170.25 | 100.75 | 29
2022/23 | 170.75 | 100.75 | 20
2022/23 | 171.25 | 100.75 | 24
2022/23 | 171.75 | 100.75 | 23
2022/23 | 172.25 | 100.75 | 22
2022/23 | 172.75 | 100.75 | 31
2022/23 | 173.25 | 100.75 | 41
2022/23 | 173.75 | 100.75 | 35
2022/23 | 174.25 | 100.75 | 30
2022/23 | 174.75 | 100.75 | 35
2022/23 | 175.25 | 100.75 | 33
2022/23 | 175.75 | 100.75 | 45
2022/23 | 176.25 | 100.75 | 51
2022/23 | 176.75 | 100.75 | 29
2022/23 | 177.25 | 100.75 | 44
2022/23 | 177.75 | 100.75 | 49
2022/23 | 178.25 | 100.75 | 47
2022/23 | 178.75 | 100.75 | 40
2022/23 | 179.25 | 100.75 | 52
2022/23 | 179.75 | 100.75 | 60
2022/23 | 180.25 | 100.75 | 58
2022/23 | 180.75 | 100.75 | 46
2022/23 | 181.25 | 100.75 | 47
2022/23 | 181.75 | 100.75 | 54
2022/23 | 182.25 | 100.75 | 55
2022/23 | 182.75 | 100.75 | 57
2022/23 | 183.25 | 100.75 | 70
2022/23 | 183.75 | 100.75 | 65
2022/23 | 184.25 | 100.75 | 61
2022/23 | 184.75 | 100.75 | 64
2022/23 | 185.25 | 100.75 | 70
2022/23 | 185.75 | 100.75 | 70
2022/23 | 186.25 | 100.75 | 77
2022/23 | 186.75 | 100.75 | 87
2022/23 | 187.25 | 100.75 | 81
2022/23 | 187.75 | 100.75 | 75
2022/23 | 188.25 | 100.75 | 81
2022/23 | 188.75 | 100.75 | 83
2022/23 | 189.25 | 100.75 | 83
2022/23 | 189.75 | 100.75 | 83
2022/23 | 190.25 | 100.75 | 90
2022/23 | 190.75 | 100.75 | 108
2022/23 | 191.25 | 100.75 | 83
2022/23 | 191.75 | 100.75 | 83
2022/23 | 192.25 | 100.75 | 90
2022/23 | 192.75 | 100.75 | 113
2022/23 | 193.25 | 100.75 | 113
2022/23 | 193.75 | 100.75 | 108
2022/23 | 194.25 | 100.75 | 101
2022/23 | 194.75 | 100.75 | 115
2022/23 | 195.25 | 100.75 | 96
2022/23 | 195.75 | 100.75 | 109
2022/23 | 196.25 | 100.75 | 108
2022/23 | 196.75 | 100.75 | 100
2022/23 | 197.25 | 100.75 | 101
2022/23 | 197.75 | 100.75 | 126
2022/23 | 198.25 | 100.75 | 118
2022/23 | 198.75 | 100.75 | 125
2022/23 | 199.25 | 100.75 | 122
2022/23 | 199.75 | 100.75 | 100
2022/23 | 200.25 | 100.75 | 128
2022/23 | 200.75 | 100.75 | 134
2022/23 | 201.25 | 100.75 | 114
2022/23 | 201.75 | 100.75 | 134
2022/23 | 202.25 | 100.75 | 135
2022/23 | 202.75 | 100.75 | 131
2022/23 | 203.25 | 100.75 | 145
2022/23 | 203.75 | 100.75 | 140
2022/23 | 204.25 | 100.75 | 117
2022/23 | 204.75 | 100.75 | 114
2022/23 | 205.25 | 100.75 | 123
2022/23 | 205.75 | 100.75 | 133
2022/23 | 206.25 | 100.75 | 132
2022/23 | 206.75 | 100.75 | 150
2022/23 | 207.25 | 100.75 | 113
2022/23 | 207.75 | 100.75 | 114
2022/23 | 208.25 | 100.75 | 136
2022/23 | 208.75 | 100.75 | 149
2022/23 | 209.25 | 100.75 | 127
2022/23 | 209.75 | 100.75 | 112
2022/23 | 210.25 | 100.75 | 136
2022/23 | 210.75 | 100.75 | 123
2022/23 | 211.25 | 100.75 | 138
2022/23 | 211.75 | 100.75 | 121
2022/23 | 212.25 | 100.75 | 133
2022/23 | 212.75 | 100.75 | 162
2022/23 | 213.25 | 100.75 | 125
2022/23 | 213.75 | 100.75 | 134
2022/23 | 214.25 | 100.75 | 124
2022/23 | 214.75 | 100.75 | 113
2022/23 | 215.25 | 100.75 | 138
2022/23 | 215.75 | 100.75 | 124
2022/23 | 216.25 | 100.75 | 119
2022/23 | 216.75 | 100.75 | 131
2022/23 | 217.25 | 100.75 | 130
2022/23 | 217.75 | 100.75 | 127
2022/23 | 218.25 | 100.75 | 134
2022/23 | 218.75 | 100.75 | 136
2022/23 | 219.25 | 100.75 | 115
2022/23 | 219.75 | 100.75 | 120
2022/23 | 220.25 | 100.75 | 122
2022/23 | 220.75 | 100.75 | 129
2022/23 | 221.25 | 100.75 | 129
2022/23 | 221.75 | 100.75 | 132
2022/23 | 222.25 | 100.75 | 144
2022/23 | 222.75 | 100.75 | 126
2022/23 | 223.25 | 100.75 | 129
2022/23 | 223.75 | 100.75 | 123
2022/23 | 224.25 | 100.75 | 138
2022/23 | 224.75 | 100.75 | 104
2022/23 | 225.25 | 100.75 | 125
2022/23 | 225.75 | 100.75 | 116
2022/23 | 226.25 | 100.75 | 105
2022/23 | 226.75 | 100.75 | 112
2022/23 | 227.25 | 100.75 | 98
2022/23 | 227.75 | 100.75 | 94
2022/23 | 228.25 | 100.75 | 104
2022/23 | 228.75 | 100.75 | 105
2022/23 | 229.25 | 100.75 | 122
2022/23 | 229.75 | 100.75 | 85
2022/23 | 230.25 | 100.75 | 104
2022/23 | 230.75 | 100.75 | 107
2022/23 | 231.25 | 100.75 | 100
2022/23 | 231.75 | 100.75 | 112
2022/23 | 232.25 | 100.75 | 103
2022/23 | 232.75 | 100.75 | 110
2022/23 | 233.25 | 100.75 | 105
2022/23 | 233.75 | 100.75 | 125
2022/23 | 234.25 | 100.75 | 111
2022/23 | 234.75 | 100.75 | 116
2022/23 | 235.25 | 100.75 | 105
2022/23 | 235.75 | 100.75 | 89
2022/23 | 236.25 | 100.75 | 90
2022/23 | 236.75 | 100.75 | 86
2022/23 | 237.25 | 100.75 | 87
2022/23 | 237.75 | 100.75 | 113
2022/23 | 238.25 | 100.75 | 89
2022/23 | 238.75 | 100.75 | 106
2022/23 | 239.25 | 100.75 | 102
2022/23 | 239.75 | 100.75 | 72
2022/23 | 240.25 | 100.75 | 99
2022/23 | 240.75 | 100.75 | 90
2022/23 | 241.25 | 100.75 | 76
2022/23 | 241.75 | 100.75 | 83
2022/23 | 242.25 | 100.75 | 84
2022/23 | 242.75 | 100.75 | 82
2022/23 | 243.25 | 100.75 | 91
2022/23 | 243.75 | 100.75 | 82
2022/23 | 244.25 | 100.75 | 75
2022/23 | 244.75 | 100.75 | 85
2022/23 | 245.25 | 100.75 | 78
2022/23 | 245.75 | 100.75 | 86
2022/23 | 246.25 | 100.75 | 73
2022/23 | 246.75 | 100.75 | 83
2022/23 | 247.25 | 100.75 | 86
2022/23 | 247.75 | 100.75 | 78
2022/23 | 248.25 | 100.75 | 72
2022/23 | 248.75 | 100.75 | 73
2022/23 | 249.25 | 100.75 | 69
2022/23 | 249.75 | 100.75 | 80
2022/23 | 250.25 | 100.75 | 76
2022/23 | 250.75 | 100.75 | 72
2022/23 | 251.25 | 100.75 | 68
2022/23 | 251.75 | 100.75 | 81
2022/23 | 252.25 | 100.75 | 85
2022/23 | 252.75 | 100.75 | 60
2022/23 | 253.25 | 100.75 | 75
2022/23 | 253.75 | 100.75 | 82
2022/23 | 254.25 | 100.75 | 61
2022/23 | 254.75 | 100.75 | 52
2022/23 | 255.25 | 100.75 | 63
2022/23 | 255.75 | 100.75 | 65
2022/23 | 256.25 | 100.75 | 57
2022/23 | 256.75 | 100.75 | 53
2022/23 | 257.25 | 100.75 | 66
2022/23 | 257.75 | 100.75 | 59
2022/23 | 258.25 | 100.75 | 57
2022/23 | 258.75 | 100.75 | 57
2022/23 | 259.25 | 100.75 | 65
2022/23 | 259.75 | 100.75 | 43
2022/23 | 260.25 | 100.75 | 49
2022/23 | 260.75 | 100.75 | 55
2022/23 | 261.25 | 100.75 | 58
2022/23 | 261.75 | 100.75 | 45
2022/23 | 262.25 | 100.75 | 65
2022/23 | 262.75 | 100.75 | 54
2022/23 | 263.25 | 100.75 | 50
2022/23 | 263.75 | 100.75 | 53
2022/23 | 264.25 | 100.75 | 58
2022/23 | 264.75 | 100.75 | 52
2022/23 | 265.25 | 100.75 | 57
2022/23 | 265.75 | 100.75 | 54
2022/23 | 266.25 | 100.75 | 51
2022/23 | 266.75 | 100.75 | 47
2022/23 | 267.25 | 100.75 | 58
2022/23 | 267.75 | 100.75 | 39
2022/23 | 268.25 | 100.75 | 32
2022/23 | 268.75 | 100.75 | 43
2022/23 | 269.25 | 100.75 | 46
2022/23 | 269.75 | 100.75 | 54
2022/23 | 270.25 | 100.75 | 46
2022/23 | 270.75 | 100.75 | 35
2022/23 | 271.25 | 100.75 | 51
2022/23 | 271.75 | 100.75 | 51
2022/23 | 272.25 | 100.75 | 44
2022/23 | 272.75 | 100.75 | 36
2022/23 | 273.25 | 100.75 | 37
2022/23 | 273.75 | 100.75 | 29
2022/23 | 274.25 | 100.75 | 45
2022/23 | 274.75 | 100.75 | 37
2022/23 | 275.25 | 100.75 | 34
2022/23 | 275.75 | 100.75 | 31
2022/23 | 276.25 | 100.75 | 36
2022/23 | 276.75 | 100.75 | 40
2022/23 | 277.25 | 100.75 | 38
2022/23 | 277.75 | 100.75 | 36
2022/23 | 278.25 | 100.75 | 31
2022/23 | 278.75 | 100.75 | 26
2022/23 | 279.25 | 100.75 | 31
2022/23 | 279.75 | 100.75 | 24
2022/23 | 280.25 | 100.75 | 39
2022/23 | 280.75 | 100.75 | 30
2022/23 | 281.25 | 100.75 | 32
2022/23 | 281.75 | 100.75 | 30
2022/23 | 282.25 | 100.75 | 37
2022/23 | 282.75 | 100.75 | 33
2022/23 | 283.25 | 100.75 | 32
2022/23 | 283.75 | 100.75 | 31
2022/23 | 284.25 | 100.75 | 33
2022/23 | 284.75 | 100.75 | 25
2022/23 | 285.25 | 100.75 | 23
2022/23 | 285.75 | 100.75 | 22
2022/23 | 286.25 | 100.75 | 25
2022/23 | 286.75 | 100.75 | 27
2022/23 | 287.25 | 100.75 | 28
2022/23 | 287.75 | 100.75 | 25
2022/23 | 288.25 | 100.75 | 24
2022/23 | 288.75 | 100.75 | 28
2022/23 | 289.25 | 100.75 | 25
2022/23 | 289.75 | 100.75 | 27
2022/23 | 290.25 | 100.75 | 27
2022/23 | 290.75 | 100.75 | 22
2022/23 | 291.25 | 100.75 | 22
2022/23 | 291.75 | 100.75 | 20
2022/23 | 292.25 | 100.75 | 27
2022/23 | 292.75 | 100.75 | 21
2022/23 | 293.25 | 100.75 | 25
2022/23 | 293.75 | 100.75 | 22
2022/23 | 294.25 | 100.75 | 21
2022/23 | 294.75 | 100.75 | 21
2022/23 | 295.25 | 100.75 | 27
2022/23 | 295.75 | 100.75 | 18
2022/23 | 296.25 | 100.75 | 22
2022/23 | 296.75 | 100.75 | 24
2022/23 | 297.25 | 100.75 | 26
2022/23 | 297.75 | 100.75 | 21
2022/23 | 298.25 | 100.75 | 18
2022/23 | 298.75 | 100.75 | 14
2022/23 | 299.25 | 100.75 | 19
2022/23 | 299.75 | 100.75 | 23
2022/23 | 300.25 | 100.75 | 12
2022/23 | 300.75 | 100.75 | 11
2022/23 | 301.25 | 100.75 | 19
2022/23 | 301.75 | 100.75 | 25
2022/23 | 302.25 | 100.75 | 19
2022/23 | 302.75 | 100.75 | 22
2022/23 | 303.25 | 100.75 | 17
2022/23 | 303.75 | 100.75 | 21
2022/23 | 304.25 | 100.75 | 17
2022/23 | 304.75 | 100.75 | 18
2022/23 | 305.25 | 100.75 | 19
2022/23 | 305.75 | 100.75 | 15
2022/23 | 306.25 | 100.75 | 5
2022/23 | 306.75 | 100.75 | 19
2022/23 | 307.25 | 100.75 | 13
2022/23 | 307.75 | 100.75 | 10
2022/23 | 308.25 | 100.75 | 13
2022/23 | 308.75 | 100.75 | 9
2022/23 | 309.25 | 100.75 | 21
2022/23 | 309.75 | 100.75 | 9
2022/23 | 310.25 | 100.75 | 9
2022/23 | 310.75 | 100.75 | 11
2022/23 | 311.25 | 100.75 | 4
2022/23 | 311.75 | 100.75 | 8
2022/23 | 312.25 | 100.75 | 11
2022/23 | 312.75 | 100.75 | 13
2022/23 | 313.25 | 100.75 | 12
2022/23 | 313.75 | 100.75 | 5
2022/23 | 314.25 | 100.75 | 9
2022/23 | 314.75 | 100.75 | 12
2022/23 | 315.25 | 100.75 | 9
2022/23 | 315.75 | 100.75 | 10
2022/23 | 316.25 | 100.75 | 9
2022/23 | 316.75 | 100.75 | 8
2022/23 | 317.25 | 100.75 | 17
2022/23 | 317.75 | 100.75 | 5
2022/23 | 318.25 | 100.75 | 10
2022/23 | 318.75 | 100.75 | 10
2022/23 | 319.25 | 100.75 | 7
2022/23 | 319.75 | 100.75 | 7
2022/23 | 320.25 | 100.75 | 14
2022/23 | 320.75 | 100.75 | 12
2022/23 | 321.25 | 100.75 | 8
2022/23 | 321.75 | 100.75 | 9
2022/23 | 322.25 | 100.75 | 7
2022/23 | 322.75 | 100.75 | 7
2022/23 | 323.25 | 100.75 | 7
2022/23 | 323.75 | 100.75 | 13
2022/23 | 324.25 | 100.75 | 12
2022/23 | 324.75 | 100.75 | 12
2022/23 | 325.25 | 100.75 | 9
2022/23 | 325.75 | 100.75 | 12
2022/23 | 326.25 | 100.75 | 9
2022/23 | 326.75 | 100.75 | 7
2022/23 | 327.25 | 100.75 | 6
2022/23 | 327.75 | 100.75 | 11
2022/23 | 328.25 | 100.75 | 6
2022/23 | 328.75 | 100.75 | 3
2022/23 | 329.25 | 100.75 | 6
2022/23 | 329.75 | 100.75 | 6
2022/23 | 330.25 | 100.75 | 8
2022/23 | 330.75 | 100.75 | 4
2022/23 | 331.25 | 100.75 | 5
2022/23 | 331.75 | 100.75 | 8
2022/23 | 332.25 | 100.75 | 1
2022/23 | 332.75 | 100.75 | 5
2022/23 | 333.25 | 100.75 | 10
2022/23 | 333.75 | 100.75 | 6
2022/23 | 334.25 | 100.75 | 4
2022/23 | 334.75 | 100.75 | 7
2022/23 | 335.25 | 100.75 | 7
2022/23 | 335.75 | 100.75 | 4
2022/23 | 336.25 | 100.75 | 5
2022/23 | 336.75 | 100.75 | 8
2022/23 | 337.25 | 100.75 | 8
2022/23 | 337.75 | 100.75 | 3
2022/23 | 338.25 | 100.75 | 9
2022/23 | 338.75 | 100.75 | 2
2022/23 | 339.25 | 100.75 | 2
2022/23 | 339.75 | 100.75 | 5
2022/23 | 340.25 | 100.75 | 2
2022/23 | 340.75 | 100.75 | 7
2022/23 | 341.25 | 100.75 | 6
2022/23 | 341.75 | 100.75 | 3
2022/23 | 342.25 | 100.75 | 2
2022/23 | 342.75 | 100.75 | 7
2022/23 | 343.25 | 100.75 | 4
2022/23 | 343.75 | 100.75 | 5
2022/23 | 344.25 | 100.75 | 3
2022/23 | 344.75 | 100.75 | 2
2022/23 | 345.25 | 100.75 | 4
2022/23 | 345.75 | 100.75 | 2
2022/23 | 346.25 | 100.75 | 2
2022/23 | 346.75 | 100.75 | 4
2022/23 | 347.25 | 100.75 | 2
2022/23 | 347.75 | 100.75 | 5
2022/23 | 348.25 | 100.75 | 6
2022/23 | 348.75 | 100.75 | 4
2022/23 | 349.25 | 100.75 | 3
2022/23 | 349.75 | 100.75 | 3
2022/23 | 350.25 | 100.75 | 4
2022/23 | 350.75 | 100.75 | 3
2022/23 | 351.25 | 100.75 | 8
2022/23 | 351.75 | 100.75 | 3
2022/23 | 352.25 | 100.75 | 4
2022/23 | 352.75 | 100.75 | 2
2022/23 | 353.25 | 100.75 | 5
2022/23 | 353.75 | 100.75 | 4
2022/23 | 354.25 | 100.75 | 4
2022/23 | 354.75 | 100.75 | 2
2022/23 | 355.25 | 100.75 | 2
2022/23 | 355.75 | 100.75 | 2
2022/23 | 356.25 | 100.75 | 3
2022/23 | 356.75 | 100.75 | 3
2022/23 | 357.25 | 100.75 | 2
2022/23 | 357.75 | 100.75 | 1
2022/23 | 358.25 | 100.75 | 3
2022/23 | 358.75 | 100.75 | 3
2022/23 | 359.25 | 100.75 | 1
2022/23 | 359.75 | 100.75 | 4
2022/23 | 360.25 | 100.75 | 1
2022/23 | 360.75 | 100.75 | 2
2022/23 | 361.25 | 100.75 | 1
2022/23 | 361.75 | 100.75 | 1
2022/23 | 362.25 | 100.75 | 3
2022/23 | 362.75 | 100.75 | 4
2022/23 | 363.25 | 100.75 | 1
2022/23 | 363.75 | 100.75 | 4
2022/23 | 364.25 | 100.75 | 5
2022/23 | 364.75 | 100.75 | 1
2022/23 | 365.25 | 100.75 | 2
2022/23 | 365.75 | 100.75 | 2
2022/23 | 366.75 | 100.75 | 2
2022/23 | 367.25 | 100.75 | 3
2022/23 | 367.75 | 100.75 | 1
2022/23 | 368.75 | 100.75 | 1
2022/23 | 369.25 | 100.75 | 3
2022/23 | 369.75 | 100.75 | 1
2022/23 | 370.75 | 100.75 | 1
2022/23 | 371.25 | 100.75 | 1
2022/23 | 371.75 | 100.75 | 2
2022/23 | 372.25 | 100.75 | 1
2022/23 | 372.75 | 100.75 | 2
2022/23 | 373.25 | 100.75 | 2
2022/23 | 373.75 | 100.75 | 2
2022/23 | 374.25 | 100.75 | 2
2022/23 | 375.75 | 100.75 | 2
2022/23 | 376.25 | 100.75 | 2
2022/23 | 376.75 | 100.75 | 1
2022/23 | 377.25 | 100.75 | 2
2022/23 | 377.75 | 100.75 | 1
2022/23 | 378.75 | 100.75 | 1
2022/23 | 379.25 | 100.75 | 1
2022/23 | 380.25 | 100.75 | 2
2022/23 | 381.25 | 100.75 | 1
2022/23 | 381.75 | 100.75 | 2
2022/23 | 382.25 | 100.75 | 1
2022/23 | 382.75 | 100.75 | 1
2022/23 | 383.25 | 100.75 | 4
2022/23 | 384.25 | 100.75 | 1
2022/23 | 385.75 | 100.75 | 1
2022/23 | 386.75 | 100.75 | 1
2022/23 | 388.25 | 100.75 | 3
2022/23 | 389.75 | 100.75 | 1
2022/23 | 391.25 | 100.75 | 2
2022/23 | 392.25 | 100.75 | 2
2022/23 | 393.25 | 100.75 | 1
2022/23 | 395.25 | 100.75 | 2
2022/23 | 395.75 | 100.75 | 1
2022/23 | 397.25 | 100.75 | 1
2022/23 | 397.75 | 100.75 | 1
2022/23 | 400.25 | 100.75 | 1
2022/23 | 400.75 | 100.75 | 1
2022/23 | 401.75 | 100.75 | 1
2022/23 | 404.75 | 100.75 | 2
2022/23 | 405.25 | 100.75 | 1
2022/23 | 412.25 | 100.75 | 1
2022/23 | 424.25 | 100.75 | 1
2022/23 | 433.25 | 100.75 | 2
2022/23 | 440.25 | 100.75 | 1
2022/23 | 459.25 | 100.75 | 1
2022/23 | 486.75 | 100.75 | 1
2022/23 | 132.75 | 101.25 | 1
2022/23 | 134.75 | 101.25 | 1
2022/23 | 140.25 | 101.25 | 1
2022/23 | 143.75 | 101.25 | 1
2022/23 | 144.75 | 101.25 | 2
2022/23 | 145.25 | 101.25 | 1
2022/23 | 148.75 | 101.25 | 2
2022/23 | 149.25 | 101.25 | 1
2022/23 | 149.75 | 101.25 | 1
2022/23 | 151.25 | 101.25 | 1
2022/23 | 151.75 | 101.25 | 2
2022/23 | 152.75 | 101.25 | 1
2022/23 | 153.25 | 101.25 | 1
2022/23 | 153.75 | 101.25 | 2
2022/23 | 154.25 | 101.25 | 3
2022/23 | 154.75 | 101.25 | 2
2022/23 | 155.25 | 101.25 | 4
2022/23 | 155.75 | 101.25 | 3
2022/23 | 156.25 | 101.25 | 5
2022/23 | 156.75 | 101.25 | 1
2022/23 | 157.25 | 101.25 | 3
2022/23 | 157.75 | 101.25 | 4
2022/23 | 158.25 | 101.25 | 5
2022/23 | 158.75 | 101.25 | 5
2022/23 | 159.25 | 101.25 | 4
2022/23 | 159.75 | 101.25 | 6
2022/23 | 160.25 | 101.25 | 3
2022/23 | 160.75 | 101.25 | 5
2022/23 | 161.25 | 101.25 | 6
2022/23 | 161.75 | 101.25 | 5
2022/23 | 162.25 | 101.25 | 9
2022/23 | 162.75 | 101.25 | 7
2022/23 | 163.25 | 101.25 | 7
2022/23 | 163.75 | 101.25 | 8
2022/23 | 164.25 | 101.25 | 8
2022/23 | 164.75 | 101.25 | 7
2022/23 | 165.25 | 101.25 | 9
2022/23 | 165.75 | 101.25 | 11
2022/23 | 166.25 | 101.25 | 14
2022/23 | 166.75 | 101.25 | 11
2022/23 | 167.25 | 101.25 | 14
2022/23 | 167.75 | 101.25 | 7
2022/23 | 168.25 | 101.25 | 13
2022/23 | 168.75 | 101.25 | 19
2022/23 | 169.25 | 101.25 | 9
2022/23 | 169.75 | 101.25 | 19
2022/23 | 170.25 | 101.25 | 24
2022/23 | 170.75 | 101.25 | 12
2022/23 | 171.25 | 101.25 | 18
2022/23 | 171.75 | 101.25 | 23
2022/23 | 172.25 | 101.25 | 19
2022/23 | 172.75 | 101.25 | 23
2022/23 | 173.25 | 101.25 | 18
2022/23 | 173.75 | 101.25 | 19
2022/23 | 174.25 | 101.25 | 29
2022/23 | 174.75 | 101.25 | 23
2022/23 | 175.25 | 101.25 | 43
2022/23 | 175.75 | 101.25 | 23
2022/23 | 176.25 | 101.25 | 43
2022/23 | 176.75 | 101.25 | 32
2022/23 | 177.25 | 101.25 | 26
2022/23 | 177.75 | 101.25 | 40
2022/23 | 178.25 | 101.25 | 36
2022/23 | 178.75 | 101.25 | 33
2022/23 | 179.25 | 101.25 | 35
2022/23 | 179.75 | 101.25 | 50
2022/23 | 180.25 | 101.25 | 53
2022/23 | 180.75 | 101.25 | 46
2022/23 | 181.25 | 101.25 | 37
2022/23 | 181.75 | 101.25 | 60
2022/23 | 182.25 | 101.25 | 40
2022/23 | 182.75 | 101.25 | 56
2022/23 | 183.25 | 101.25 | 50
2022/23 | 183.75 | 101.25 | 52
2022/23 | 184.25 | 101.25 | 74
2022/23 | 184.75 | 101.25 | 57
2022/23 | 185.25 | 101.25 | 58
2022/23 | 185.75 | 101.25 | 84
2022/23 | 186.25 | 101.25 | 64
2022/23 | 186.75 | 101.25 | 86
2022/23 | 187.25 | 101.25 | 75
2022/23 | 187.75 | 101.25 | 79
2022/23 | 188.25 | 101.25 | 62
2022/23 | 188.75 | 101.25 | 78
2022/23 | 189.25 | 101.25 | 75
2022/23 | 189.75 | 101.25 | 77
2022/23 | 190.25 | 101.25 | 92
2022/23 | 190.75 | 101.25 | 77
2022/23 | 191.25 | 101.25 | 82
2022/23 | 191.75 | 101.25 | 91
2022/23 | 192.25 | 101.25 | 80
2022/23 | 192.75 | 101.25 | 109
2022/23 | 193.25 | 101.25 | 95
2022/23 | 193.75 | 101.25 | 91
2022/23 | 194.25 | 101.25 | 103
2022/23 | 194.75 | 101.25 | 111
2022/23 | 195.25 | 101.25 | 114
2022/23 | 195.75 | 101.25 | 111
2022/23 | 196.25 | 101.25 | 107
2022/23 | 196.75 | 101.25 | 111
2022/23 | 197.25 | 101.25 | 127
2022/23 | 197.75 | 101.25 | 123
2022/23 | 198.25 | 101.25 | 86
2022/23 | 198.75 | 101.25 | 129
2022/23 | 199.25 | 101.25 | 133
2022/23 | 199.75 | 101.25 | 127
2022/23 | 200.25 | 101.25 | 118
2022/23 | 200.75 | 101.25 | 127
2022/23 | 201.25 | 101.25 | 127
2022/23 | 201.75 | 101.25 | 139
2022/23 | 202.25 | 101.25 | 127
2022/23 | 202.75 | 101.25 | 129
2022/23 | 203.25 | 101.25 | 137
2022/23 | 203.75 | 101.25 | 120
2022/23 | 204.25 | 101.25 | 125
2022/23 | 204.75 | 101.25 | 123
2022/23 | 205.25 | 101.25 | 128
2022/23 | 205.75 | 101.25 | 113
2022/23 | 206.25 | 101.25 | 135
2022/23 | 206.75 | 101.25 | 124
2022/23 | 207.25 | 101.25 | 134
2022/23 | 207.75 | 101.25 | 127
2022/23 | 208.25 | 101.25 | 158
2022/23 | 208.75 | 101.25 | 146
2022/23 | 209.25 | 101.25 | 145
2022/23 | 209.75 | 101.25 | 128
2022/23 | 210.25 | 101.25 | 111
2022/23 | 210.75 | 101.25 | 126
2022/23 | 211.25 | 101.25 | 141
2022/23 | 211.75 | 101.25 | 132
2022/23 | 212.25 | 101.25 | 153
2022/23 | 212.75 | 101.25 | 139
2022/23 | 213.25 | 101.25 | 140
2022/23 | 213.75 | 101.25 | 141
2022/23 | 214.25 | 101.25 | 127
2022/23 | 214.75 | 101.25 | 138
2022/23 | 215.25 | 101.25 | 147
2022/23 | 215.75 | 101.25 | 133
2022/23 | 216.25 | 101.25 | 148
2022/23 | 216.75 | 101.25 | 141
2022/23 | 217.25 | 101.25 | 136
2022/23 | 217.75 | 101.25 | 129
2022/23 | 218.25 | 101.25 | 117
2022/23 | 218.75 | 101.25 | 133
2022/23 | 219.25 | 101.25 | 125
2022/23 | 219.75 | 101.25 | 111
2022/23 | 220.25 | 101.25 | 113
2022/23 | 220.75 | 101.25 | 136
2022/23 | 221.25 | 101.25 | 115
2022/23 | 221.75 | 101.25 | 116
2022/23 | 222.25 | 101.25 | 110
2022/23 | 222.75 | 101.25 | 109
2022/23 | 223.25 | 101.25 | 138
2022/23 | 223.75 | 101.25 | 141
2022/23 | 224.25 | 101.25 | 118
2022/23 | 224.75 | 101.25 | 135
2022/23 | 225.25 | 101.25 | 118
2022/23 | 225.75 | 101.25 | 124
2022/23 | 226.25 | 101.25 | 108
2022/23 | 226.75 | 101.25 | 103
2022/23 | 227.25 | 101.25 | 109
2022/23 | 227.75 | 101.25 | 113
2022/23 | 228.25 | 101.25 | 108
2022/23 | 228.75 | 101.25 | 120
2022/23 | 229.25 | 101.25 | 122
2022/23 | 229.75 | 101.25 | 130
2022/23 | 230.25 | 101.25 | 125
2022/23 | 230.75 | 101.25 | 117
2022/23 | 231.25 | 101.25 | 126
2022/23 | 231.75 | 101.25 | 115
2022/23 | 232.25 | 101.25 | 119
2022/23 | 232.75 | 101.25 | 96
2022/23 | 233.25 | 101.25 | 98
2022/23 | 233.75 | 101.25 | 110
2022/23 | 234.25 | 101.25 | 100
2022/23 | 234.75 | 101.25 | 94
2022/23 | 235.25 | 101.25 | 101
2022/23 | 235.75 | 101.25 | 108
2022/23 | 236.25 | 101.25 | 123
2022/23 | 236.75 | 101.25 | 86
2022/23 | 237.25 | 101.25 | 105
2022/23 | 237.75 | 101.25 | 103
2022/23 | 238.25 | 101.25 | 106
2022/23 | 238.75 | 101.25 | 104
2022/23 | 239.25 | 101.25 | 96
2022/23 | 239.75 | 101.25 | 95
2022/23 | 240.25 | 101.25 | 92
2022/23 | 240.75 | 101.25 | 95
2022/23 | 241.25 | 101.25 | 99
2022/23 | 241.75 | 101.25 | 82
2022/23 | 242.25 | 101.25 | 83
2022/23 | 242.75 | 101.25 | 111
2022/23 | 243.25 | 101.25 | 90
2022/23 | 243.75 | 101.25 | 84
2022/23 | 244.25 | 101.25 | 94
2022/23 | 244.75 | 101.25 | 92
2022/23 | 245.25 | 101.25 | 86
2022/23 | 245.75 | 101.25 | 88
2022/23 | 246.25 | 101.25 | 88
2022/23 | 246.75 | 101.25 | 73
2022/23 | 247.25 | 101.25 | 64
2022/23 | 247.75 | 101.25 | 101
2022/23 | 248.25 | 101.25 | 95
2022/23 | 248.75 | 101.25 | 75
2022/23 | 249.25 | 101.25 | 74
2022/23 | 249.75 | 101.25 | 71
2022/23 | 250.25 | 101.25 | 86
2022/23 | 250.75 | 101.25 | 64
2022/23 | 251.25 | 101.25 | 70
2022/23 | 251.75 | 101.25 | 78
2022/23 | 252.25 | 101.25 | 69
2022/23 | 252.75 | 101.25 | 70
2022/23 | 253.25 | 101.25 | 68
2022/23 | 253.75 | 101.25 | 59
2022/23 | 254.25 | 101.25 | 68
2022/23 | 254.75 | 101.25 | 79
2022/23 | 255.25 | 101.25 | 58
2022/23 | 255.75 | 101.25 | 64
2022/23 | 256.25 | 101.25 | 58
2022/23 | 256.75 | 101.25 | 69
2022/23 | 257.25 | 101.25 | 71
2022/23 | 257.75 | 101.25 | 67
2022/23 | 258.25 | 101.25 | 71
2022/23 | 258.75 | 101.25 | 81
2022/23 | 259.25 | 101.25 | 67
2022/23 | 259.75 | 101.25 | 57
2022/23 | 260.25 | 101.25 | 54
2022/23 | 260.75 | 101.25 | 53
2022/23 | 261.25 | 101.25 | 58
2022/23 | 261.75 | 101.25 | 57
2022/23 | 262.25 | 101.25 | 61
2022/23 | 262.75 | 101.25 | 55
2022/23 | 263.25 | 101.25 | 47
2022/23 | 263.75 | 101.25 | 58
2022/23 | 264.25 | 101.25 | 70
2022/23 | 264.75 | 101.25 | 57
2022/23 | 265.25 | 101.25 | 58
2022/23 | 265.75 | 101.25 | 55
2022/23 | 266.25 | 101.25 | 38
2022/23 | 266.75 | 101.25 | 44
2022/23 | 267.25 | 101.25 | 49
2022/23 | 267.75 | 101.25 | 52
2022/23 | 268.25 | 101.25 | 47
2022/23 | 268.75 | 101.25 | 42
2022/23 | 269.25 | 101.25 | 41
2022/23 | 269.75 | 101.25 | 52
2022/23 | 270.25 | 101.25 | 51
2022/23 | 270.75 | 101.25 | 40
2022/23 | 271.25 | 101.25 | 48
2022/23 | 271.75 | 101.25 | 43
2022/23 | 272.25 | 101.25 | 40
2022/23 | 272.75 | 101.25 | 38
2022/23 | 273.25 | 101.25 | 36
2022/23 | 273.75 | 101.25 | 48
2022/23 | 274.25 | 101.25 | 50
2022/23 | 274.75 | 101.25 | 34
2022/23 | 275.25 | 101.25 | 23
2022/23 | 275.75 | 101.25 | 33
2022/23 | 276.25 | 101.25 | 40
2022/23 | 276.75 | 101.25 | 25
2022/23 | 277.25 | 101.25 | 34
2022/23 | 277.75 | 101.25 | 41
2022/23 | 278.25 | 101.25 | 37
2022/23 | 278.75 | 101.25 | 29
2022/23 | 279.25 | 101.25 | 27
2022/23 | 279.75 | 101.25 | 40
2022/23 | 280.25 | 101.25 | 39
2022/23 | 280.75 | 101.25 | 32
2022/23 | 281.25 | 101.25 | 34
2022/23 | 281.75 | 101.25 | 37
2022/23 | 282.25 | 101.25 | 21
2022/23 | 282.75 | 101.25 | 31
2022/23 | 283.25 | 101.25 | 36
2022/23 | 283.75 | 101.25 | 25
2022/23 | 284.25 | 101.25 | 23
2022/23 | 284.75 | 101.25 | 33
2022/23 | 285.25 | 101.25 | 22
2022/23 | 285.75 | 101.25 | 35
2022/23 | 286.25 | 101.25 | 30
2022/23 | 286.75 | 101.25 | 25
2022/23 | 287.25 | 101.25 | 31
2022/23 | 287.75 | 101.25 | 28
2022/23 | 288.25 | 101.25 | 19
2022/23 | 288.75 | 101.25 | 29
2022/23 | 289.25 | 101.25 | 22
2022/23 | 289.75 | 101.25 | 24
2022/23 | 290.25 | 101.25 | 21
2022/23 | 290.75 | 101.25 | 24
2022/23 | 291.25 | 101.25 | 14
2022/23 | 291.75 | 101.25 | 20
2022/23 | 292.25 | 101.25 | 24
2022/23 | 292.75 | 101.25 | 19
2022/23 | 293.25 | 101.25 | 32
2022/23 | 293.75 | 101.25 | 23
2022/23 | 294.25 | 101.25 | 20
2022/23 | 294.75 | 101.25 | 24
2022/23 | 295.25 | 101.25 | 22
2022/23 | 295.75 | 101.25 | 35
2022/23 | 296.25 | 101.25 | 26
2022/23 | 296.75 | 101.25 | 33
2022/23 | 297.25 | 101.25 | 31
2022/23 | 297.75 | 101.25 | 18
2022/23 | 298.25 | 101.25 | 21
2022/23 | 298.75 | 101.25 | 25
2022/23 | 299.25 | 101.25 | 24
2022/23 | 299.75 | 101.25 | 19
2022/23 | 300.25 | 101.25 | 19
2022/23 | 300.75 | 101.25 | 18
2022/23 | 301.25 | 101.25 | 23
2022/23 | 301.75 | 101.25 | 10
2022/23 | 302.25 | 101.25 | 16
2022/23 | 302.75 | 101.25 | 20
2022/23 | 303.25 | 101.25 | 25
2022/23 | 303.75 | 101.25 | 21
2022/23 | 304.25 | 101.25 | 25
2022/23 | 304.75 | 101.25 | 12
2022/23 | 305.25 | 101.25 | 14
2022/23 | 305.75 | 101.25 | 16
2022/23 | 306.25 | 101.25 | 14
2022/23 | 306.75 | 101.25 | 12
2022/23 | 307.25 | 101.25 | 13
2022/23 | 307.75 | 101.25 | 18
2022/23 | 308.25 | 101.25 | 20
2022/23 | 308.75 | 101.25 | 12
2022/23 | 309.25 | 101.25 | 13
2022/23 | 309.75 | 101.25 | 14
2022/23 | 310.25 | 101.25 | 18
2022/23 | 310.75 | 101.25 | 17
2022/23 | 311.25 | 101.25 | 11
2022/23 | 311.75 | 101.25 | 12
2022/23 | 312.25 | 101.25 | 15
2022/23 | 312.75 | 101.25 | 10
2022/23 | 313.25 | 101.25 | 9
2022/23 | 313.75 | 101.25 | 18
2022/23 | 314.25 | 101.25 | 8
2022/23 | 314.75 | 101.25 | 15
2022/23 | 315.25 | 101.25 | 11
2022/23 | 315.75 | 101.25 | 20
2022/23 | 316.25 | 101.25 | 13
2022/23 | 316.75 | 101.25 | 11
2022/23 | 317.25 | 101.25 | 10
2022/23 | 317.75 | 101.25 | 14
2022/23 | 318.25 | 101.25 | 10
2022/23 | 318.75 | 101.25 | 12
2022/23 | 319.25 | 101.25 | 11
2022/23 | 319.75 | 101.25 | 12
2022/23 | 320.25 | 101.25 | 4
2022/23 | 320.75 | 101.25 | 12
2022/23 | 321.25 | 101.25 | 11
2022/23 | 321.75 | 101.25 | 11
2022/23 | 322.25 | 101.25 | 8
2022/23 | 322.75 | 101.25 | 7
2022/23 | 323.25 | 101.25 | 3
2022/23 | 323.75 | 101.25 | 6
2022/23 | 324.25 | 101.25 | 15
2022/23 | 324.75 | 101.25 | 8
2022/23 | 325.25 | 101.25 | 5
2022/23 | 325.75 | 101.25 | 8
2022/23 | 326.25 | 101.25 | 8
2022/23 | 326.75 | 101.25 | 7
2022/23 | 327.25 | 101.25 | 6
2022/23 | 327.75 | 101.25 | 11
2022/23 | 328.25 | 101.25 | 9
2022/23 | 328.75 | 101.25 | 2
2022/23 | 329.25 | 101.25 | 7
2022/23 | 329.75 | 101.25 | 12
2022/23 | 330.25 | 101.25 | 9
2022/23 | 330.75 | 101.25 | 9
2022/23 | 331.25 | 101.25 | 9
2022/23 | 331.75 | 101.25 | 4
2022/23 | 332.25 | 101.25 | 9
2022/23 | 332.75 | 101.25 | 8
2022/23 | 333.25 | 101.25 | 9
2022/23 | 333.75 | 101.25 | 7
2022/23 | 334.25 | 101.25 | 8
2022/23 | 334.75 | 101.25 | 6
2022/23 | 335.25 | 101.25 | 3
2022/23 | 335.75 | 101.25 | 8
2022/23 | 336.25 | 101.25 | 4
2022/23 | 336.75 | 101.25 | 5
2022/23 | 337.25 | 101.25 | 4
2022/23 | 337.75 | 101.25 | 5
2022/23 | 338.25 | 101.25 | 5
2022/23 | 338.75 | 101.25 | 4
2022/23 | 339.25 | 101.25 | 7
2022/23 | 339.75 | 101.25 | 5
2022/23 | 340.25 | 101.25 | 5
2022/23 | 340.75 | 101.25 | 8
2022/23 | 341.25 | 101.25 | 4
2022/23 | 341.75 | 101.25 | 2
2022/23 | 342.25 | 101.25 | 5
2022/23 | 342.75 | 101.25 | 4
2022/23 | 343.25 | 101.25 | 4
2022/23 | 343.75 | 101.25 | 2
2022/23 | 344.25 | 101.25 | 5
2022/23 | 344.75 | 101.25 | 4
2022/23 | 345.25 | 101.25 | 5
2022/23 | 345.75 | 101.25 | 1
2022/23 | 346.25 | 101.25 | 3
2022/23 | 346.75 | 101.25 | 7
2022/23 | 347.25 | 101.25 | 3
2022/23 | 347.75 | 101.25 | 5
2022/23 | 348.25 | 101.25 | 1
2022/23 | 348.75 | 101.25 | 2
2022/23 | 349.25 | 101.25 | 3
2022/23 | 349.75 | 101.25 | 2
2022/23 | 350.25 | 101.25 | 6
2022/23 | 350.75 | 101.25 | 6
2022/23 | 351.25 | 101.25 | 2
2022/23 | 351.75 | 101.25 | 2
2022/23 | 352.25 | 101.25 | 2
2022/23 | 352.75 | 101.25 | 5
2022/23 | 353.25 | 101.25 | 5
2022/23 | 353.75 | 101.25 | 2
2022/23 | 354.25 | 101.25 | 3
2022/23 | 354.75 | 101.25 | 3
2022/23 | 355.25 | 101.25 | 3
2022/23 | 355.75 | 101.25 | 4
2022/23 | 356.25 | 101.25 | 2
2022/23 | 356.75 | 101.25 | 2
2022/23 | 357.25 | 101.25 | 1
2022/23 | 357.75 | 101.25 | 2
2022/23 | 358.25 | 101.25 | 3
2022/23 | 358.75 | 101.25 | 2
2022/23 | 359.25 | 101.25 | 2
2022/23 | 359.75 | 101.25 | 3
2022/23 | 360.25 | 101.25 | 2
2022/23 | 360.75 | 101.25 | 1
2022/23 | 361.25 | 101.25 | 3
2022/23 | 361.75 | 101.25 | 3
2022/23 | 362.25 | 101.25 | 3
2022/23 | 362.75 | 101.25 | 2
2022/23 | 363.25 | 101.25 | 2
2022/23 | 364.75 | 101.25 | 5
2022/23 | 365.25 | 101.25 | 3
2022/23 | 365.75 | 101.25 | 3
2022/23 | 366.25 | 101.25 | 3
2022/23 | 366.75 | 101.25 | 3
2022/23 | 367.25 | 101.25 | 2
2022/23 | 367.75 | 101.25 | 2
2022/23 | 368.25 | 101.25 | 3
2022/23 | 368.75 | 101.25 | 2
2022/23 | 369.25 | 101.25 | 2
2022/23 | 369.75 | 101.25 | 3
2022/23 | 370.75 | 101.25 | 1
2022/23 | 371.25 | 101.25 | 1
2022/23 | 371.75 | 101.25 | 1
2022/23 | 372.25 | 101.25 | 3
2022/23 | 372.75 | 101.25 | 2
2022/23 | 373.25 | 101.25 | 1
2022/23 | 375.75 | 101.25 | 2
2022/23 | 376.25 | 101.25 | 1
2022/23 | 376.75 | 101.25 | 1
2022/23 | 379.25 | 101.25 | 1
2022/23 | 379.75 | 101.25 | 1
2022/23 | 380.25 | 101.25 | 1
2022/23 | 380.75 | 101.25 | 1
2022/23 | 381.25 | 101.25 | 1
2022/23 | 381.75 | 101.25 | 2
2022/23 | 382.25 | 101.25 | 2
2022/23 | 382.75 | 101.25 | 1
2022/23 | 383.25 | 101.25 | 3
2022/23 | 384.25 | 101.25 | 1
2022/23 | 384.75 | 101.25 | 2
2022/23 | 385.25 | 101.25 | 1
2022/23 | 386.75 | 101.25 | 1
2022/23 | 387.25 | 101.25 | 1
2022/23 | 388.25 | 101.25 | 1
2022/23 | 390.25 | 101.25 | 1
2022/23 | 391.25 | 101.25 | 1
2022/23 | 391.75 | 101.25 | 3
2022/23 | 392.75 | 101.25 | 1
2022/23 | 393.25 | 101.25 | 1
2022/23 | 396.25 | 101.25 | 1
2022/23 | 396.75 | 101.25 | 2
2022/23 | 397.25 | 101.25 | 1
2022/23 | 398.75 | 101.25 | 1
2022/23 | 399.75 | 101.25 | 1
2022/23 | 402.75 | 101.25 | 2
2022/23 | 404.25 | 101.25 | 1
2022/23 | 405.25 | 101.25 | 1
2022/23 | 406.25 | 101.25 | 2
2022/23 | 408.25 | 101.25 | 1
2022/23 | 410.25 | 101.25 | 1
2022/23 | 410.75 | 101.25 | 1
2022/23 | 411.75 | 101.25 | 1
2022/23 | 413.75 | 101.25 | 1
2022/23 | 414.25 | 101.25 | 1
2022/23 | 423.75 | 101.25 | 1
2022/23 | 424.75 | 101.25 | 1
2022/23 | 434.25 | 101.25 | 1
2022/23 | 435.25 | 101.25 | 1
2022/23 | 441.75 | 101.25 | 1
2022/23 | 125.75 | 101.75 | 1
2022/23 | 137.75 | 101.75 | 1
2022/23 | 138.25 | 101.75 | 2
2022/23 | 145.75 | 101.75 | 1
2022/23 | 146.25 | 101.75 | 1
2022/23 | 149.25 | 101.75 | 1
2022/23 | 152.25 | 101.75 | 1
2022/23 | 153.25 | 101.75 | 1
2022/23 | 153.75 | 101.75 | 2
2022/23 | 154.25 | 101.75 | 4
2022/23 | 154.75 | 101.75 | 2
2022/23 | 155.75 | 101.75 | 1
2022/23 | 156.25 | 101.75 | 2
2022/23 | 156.75 | 101.75 | 2
2022/23 | 157.25 | 101.75 | 3
2022/23 | 157.75 | 101.75 | 3
2022/23 | 158.25 | 101.75 | 2
2022/23 | 158.75 | 101.75 | 6
2022/23 | 159.25 | 101.75 | 6
2022/23 | 159.75 | 101.75 | 2
2022/23 | 160.25 | 101.75 | 9
2022/23 | 160.75 | 101.75 | 2
2022/23 | 161.25 | 101.75 | 5
2022/23 | 161.75 | 101.75 | 5
2022/23 | 162.25 | 101.75 | 4
2022/23 | 162.75 | 101.75 | 6
2022/23 | 163.25 | 101.75 | 9
2022/23 | 163.75 | 101.75 | 6
2022/23 | 164.25 | 101.75 | 4
2022/23 | 164.75 | 101.75 | 4
2022/23 | 165.25 | 101.75 | 8
2022/23 | 165.75 | 101.75 | 15
2022/23 | 166.25 | 101.75 | 7
2022/23 | 166.75 | 101.75 | 14
2022/23 | 167.25 | 101.75 | 11
2022/23 | 167.75 | 101.75 | 10
2022/23 | 168.25 | 101.75 | 14
2022/23 | 168.75 | 101.75 | 7
2022/23 | 169.25 | 101.75 | 16
2022/23 | 169.75 | 101.75 | 16
2022/23 | 170.25 | 101.75 | 20
2022/23 | 170.75 | 101.75 | 19
2022/23 | 171.25 | 101.75 | 18
2022/23 | 171.75 | 101.75 | 16
2022/23 | 172.25 | 101.75 | 18
2022/23 | 172.75 | 101.75 | 24
2022/23 | 173.25 | 101.75 | 17
2022/23 | 173.75 | 101.75 | 25
2022/23 | 174.25 | 101.75 | 35
2022/23 | 174.75 | 101.75 | 12
2022/23 | 175.25 | 101.75 | 20
2022/23 | 175.75 | 101.75 | 24
2022/23 | 176.25 | 101.75 | 25
2022/23 | 176.75 | 101.75 | 27
2022/23 | 177.25 | 101.75 | 35
2022/23 | 177.75 | 101.75 | 34
2022/23 | 178.25 | 101.75 | 42
2022/23 | 178.75 | 101.75 | 37
2022/23 | 179.25 | 101.75 | 40
2022/23 | 179.75 | 101.75 | 41
2022/23 | 180.25 | 101.75 | 37
2022/23 | 180.75 | 101.75 | 54
2022/23 | 181.25 | 101.75 | 43
2022/23 | 181.75 | 101.75 | 37
2022/23 | 182.25 | 101.75 | 46
2022/23 | 182.75 | 101.75 | 30
2022/23 | 183.25 | 101.75 | 59
2022/23 | 183.75 | 101.75 | 58
2022/23 | 184.25 | 101.75 | 55
2022/23 | 184.75 | 101.75 | 48
2022/23 | 185.25 | 101.75 | 62
2022/23 | 185.75 | 101.75 | 56
2022/23 | 186.25 | 101.75 | 58
2022/23 | 186.75 | 101.75 | 71
2022/23 | 187.25 | 101.75 | 49
2022/23 | 187.75 | 101.75 | 64
2022/23 | 188.25 | 101.75 | 89
2022/23 | 188.75 | 101.75 | 93
2022/23 | 189.25 | 101.75 | 83
2022/23 | 189.75 | 101.75 | 91
2022/23 | 190.25 | 101.75 | 73
2022/23 | 190.75 | 101.75 | 78
2022/23 | 191.25 | 101.75 | 86
2022/23 | 191.75 | 101.75 | 90
2022/23 | 192.25 | 101.75 | 97
2022/23 | 192.75 | 101.75 | 80
2022/23 | 193.25 | 101.75 | 97
2022/23 | 193.75 | 101.75 | 90
2022/23 | 194.25 | 101.75 | 93
2022/23 | 194.75 | 101.75 | 97
2022/23 | 195.25 | 101.75 | 95
2022/23 | 195.75 | 101.75 | 96
2022/23 | 196.25 | 101.75 | 104
2022/23 | 196.75 | 101.75 | 101
2022/23 | 197.25 | 101.75 | 93
2022/23 | 197.75 | 101.75 | 134
2022/23 | 198.25 | 101.75 | 125
2022/23 | 198.75 | 101.75 | 117
2022/23 | 199.25 | 101.75 | 137
2022/23 | 199.75 | 101.75 | 117
2022/23 | 200.25 | 101.75 | 113
2022/23 | 200.75 | 101.75 | 120
2022/23 | 201.25 | 101.75 | 140
2022/23 | 201.75 | 101.75 | 118
2022/23 | 202.25 | 101.75 | 121
2022/23 | 202.75 | 101.75 | 130
2022/23 | 203.25 | 101.75 | 103
2022/23 | 203.75 | 101.75 | 121
2022/23 | 204.25 | 101.75 | 146
2022/23 | 204.75 | 101.75 | 140
2022/23 | 205.25 | 101.75 | 129
2022/23 | 205.75 | 101.75 | 113
2022/23 | 206.25 | 101.75 | 112
2022/23 | 206.75 | 101.75 | 126
2022/23 | 207.25 | 101.75 | 119
2022/23 | 207.75 | 101.75 | 151
2022/23 | 208.25 | 101.75 | 116
2022/23 | 208.75 | 101.75 | 140
2022/23 | 209.25 | 101.75 | 123
2022/23 | 209.75 | 101.75 | 134
2022/23 | 210.25 | 101.75 | 129
2022/23 | 210.75 | 101.75 | 138
2022/23 | 211.25 | 101.75 | 138
2022/23 | 211.75 | 101.75 | 112
2022/23 | 212.25 | 101.75 | 126
2022/23 | 212.75 | 101.75 | 146
2022/23 | 213.25 | 101.75 | 161
2022/23 | 213.75 | 101.75 | 127
2022/23 | 214.25 | 101.75 | 131
2022/23 | 214.75 | 101.75 | 129
2022/23 | 215.25 | 101.75 | 125
2022/23 | 215.75 | 101.75 | 122
2022/23 | 216.25 | 101.75 | 122
2022/23 | 216.75 | 101.75 | 144
2022/23 | 217.25 | 101.75 | 139
2022/23 | 217.75 | 101.75 | 147
2022/23 | 218.25 | 101.75 | 157
2022/23 | 218.75 | 101.75 | 124
2022/23 | 219.25 | 101.75 | 126
2022/23 | 219.75 | 101.75 | 123
2022/23 | 220.25 | 101.75 | 131
2022/23 | 220.75 | 101.75 | 132
2022/23 | 221.25 | 101.75 | 140
2022/23 | 221.75 | 101.75 | 125
2022/23 | 222.25 | 101.75 | 132
2022/23 | 222.75 | 101.75 | 125
2022/23 | 223.25 | 101.75 | 126
2022/23 | 223.75 | 101.75 | 123
2022/23 | 224.25 | 101.75 | 120
2022/23 | 224.75 | 101.75 | 111
2022/23 | 225.25 | 101.75 | 122
2022/23 | 225.75 | 101.75 | 130
2022/23 | 226.25 | 101.75 | 109
2022/23 | 226.75 | 101.75 | 120
2022/23 | 227.25 | 101.75 | 123
2022/23 | 227.75 | 101.75 | 113
2022/23 | 228.25 | 101.75 | 120
2022/23 | 228.75 | 101.75 | 105
2022/23 | 229.25 | 101.75 | 102
2022/23 | 229.75 | 101.75 | 109
2022/23 | 230.25 | 101.75 | 117
2022/23 | 230.75 | 101.75 | 107
2022/23 | 231.25 | 101.75 | 127
2022/23 | 231.75 | 101.75 | 89
2022/23 | 232.25 | 101.75 | 118
2022/23 | 232.75 | 101.75 | 81
2022/23 | 233.25 | 101.75 | 103
2022/23 | 233.75 | 101.75 | 128
2022/23 | 234.25 | 101.75 | 98
2022/23 | 234.75 | 101.75 | 116
2022/23 | 235.25 | 101.75 | 112
2022/23 | 235.75 | 101.75 | 73
2022/23 | 236.25 | 101.75 | 101
2022/23 | 236.75 | 101.75 | 102
2022/23 | 237.25 | 101.75 | 111
2022/23 | 237.75 | 101.75 | 104
2022/23 | 238.25 | 101.75 | 91
2022/23 | 238.75 | 101.75 | 88
2022/23 | 239.25 | 101.75 | 95
2022/23 | 239.75 | 101.75 | 95
2022/23 | 240.25 | 101.75 | 97
2022/23 | 240.75 | 101.75 | 89
2022/23 | 241.25 | 101.75 | 111
2022/23 | 241.75 | 101.75 | 98
2022/23 | 242.25 | 101.75 | 108
2022/23 | 242.75 | 101.75 | 84
2022/23 | 243.25 | 101.75 | 88
2022/23 | 243.75 | 101.75 | 96
2022/23 | 244.25 | 101.75 | 95
2022/23 | 244.75 | 101.75 | 88
2022/23 | 245.25 | 101.75 | 86
2022/23 | 245.75 | 101.75 | 109
2022/23 | 246.25 | 101.75 | 93
2022/23 | 246.75 | 101.75 | 67
2022/23 | 247.25 | 101.75 | 85
2022/23 | 247.75 | 101.75 | 87
2022/23 | 248.25 | 101.75 | 68
2022/23 | 248.75 | 101.75 | 68
2022/23 | 249.25 | 101.75 | 71
2022/23 | 249.75 | 101.75 | 90
2022/23 | 250.25 | 101.75 | 72
2022/23 | 250.75 | 101.75 | 88
2022/23 | 251.25 | 101.75 | 67
2022/23 | 251.75 | 101.75 | 102
2022/23 | 252.25 | 101.75 | 81
2022/23 | 252.75 | 101.75 | 71
2022/23 | 253.25 | 101.75 | 75
2022/23 | 253.75 | 101.75 | 77
2022/23 | 254.25 | 101.75 | 64
2022/23 | 254.75 | 101.75 | 68
2022/23 | 255.25 | 101.75 | 71
2022/23 | 255.75 | 101.75 | 69
2022/23 | 256.25 | 101.75 | 74
2022/23 | 256.75 | 101.75 | 81
2022/23 | 257.25 | 101.75 | 76
2022/23 | 257.75 | 101.75 | 65
2022/23 | 258.25 | 101.75 | 74
2022/23 | 258.75 | 101.75 | 60
2022/23 | 259.25 | 101.75 | 52
2022/23 | 259.75 | 101.75 | 60
2022/23 | 260.25 | 101.75 | 52
2022/23 | 260.75 | 101.75 | 61
2022/23 | 261.25 | 101.75 | 73
2022/23 | 261.75 | 101.75 | 66
2022/23 | 262.25 | 101.75 | 57
2022/23 | 262.75 | 101.75 | 70
2022/23 | 263.25 | 101.75 | 78
2022/23 | 263.75 | 101.75 | 60
2022/23 | 264.25 | 101.75 | 60
2022/23 | 264.75 | 101.75 | 50
2022/23 | 265.25 | 101.75 | 55
2022/23 | 265.75 | 101.75 | 53
2022/23 | 266.25 | 101.75 | 51
2022/23 | 266.75 | 101.75 | 65
2022/23 | 267.25 | 101.75 | 43
2022/23 | 267.75 | 101.75 | 51
2022/23 | 268.25 | 101.75 | 54
2022/23 | 268.75 | 101.75 | 41
2022/23 | 269.25 | 101.75 | 52
2022/23 | 269.75 | 101.75 | 42
2022/23 | 270.25 | 101.75 | 41
2022/23 | 270.75 | 101.75 | 49
2022/23 | 271.25 | 101.75 | 49
2022/23 | 271.75 | 101.75 | 41
2022/23 | 272.25 | 101.75 | 49
2022/23 | 272.75 | 101.75 | 54
2022/23 | 273.25 | 101.75 | 44
2022/23 | 273.75 | 101.75 | 48
2022/23 | 274.25 | 101.75 | 31
2022/23 | 274.75 | 101.75 | 44
2022/23 | 275.25 | 101.75 | 37
2022/23 | 275.75 | 101.75 | 31
2022/23 | 276.25 | 101.75 | 40
2022/23 | 276.75 | 101.75 | 34
2022/23 | 277.25 | 101.75 | 33
2022/23 | 277.75 | 101.75 | 36
2022/23 | 278.25 | 101.75 | 39
2022/23 | 278.75 | 101.75 | 37
2022/23 | 279.25 | 101.75 | 39
2022/23 | 279.75 | 101.75 | 24
2022/23 | 280.25 | 101.75 | 29
2022/23 | 280.75 | 101.75 | 30
2022/23 | 281.25 | 101.75 | 34
2022/23 | 281.75 | 101.75 | 35
2022/23 | 282.25 | 101.75 | 36
2022/23 | 282.75 | 101.75 | 30
2022/23 | 283.25 | 101.75 | 45
2022/23 | 283.75 | 101.75 | 36
2022/23 | 284.25 | 101.75 | 35
2022/23 | 284.75 | 101.75 | 25
2022/23 | 285.25 | 101.75 | 33
2022/23 | 285.75 | 101.75 | 35
2022/23 | 286.25 | 101.75 | 31
2022/23 | 286.75 | 101.75 | 36
2022/23 | 287.25 | 101.75 | 37
2022/23 | 287.75 | 101.75 | 18
2022/23 | 288.25 | 101.75 | 23
2022/23 | 288.75 | 101.75 | 23
2022/23 | 289.25 | 101.75 | 34
2022/23 | 289.75 | 101.75 | 25
2022/23 | 290.25 | 101.75 | 25
2022/23 | 290.75 | 101.75 | 19
2022/23 | 291.25 | 101.75 | 34
2022/23 | 291.75 | 101.75 | 25
2022/23 | 292.25 | 101.75 | 26
2022/23 | 292.75 | 101.75 | 26
2022/23 | 293.25 | 101.75 | 34
2022/23 | 293.75 | 101.75 | 23
2022/23 | 294.25 | 101.75 | 25
2022/23 | 294.75 | 101.75 | 22
2022/23 | 295.25 | 101.75 | 27
2022/23 | 295.75 | 101.75 | 18
2022/23 | 296.25 | 101.75 | 16
2022/23 | 296.75 | 101.75 | 22
2022/23 | 297.25 | 101.75 | 22
2022/23 | 297.75 | 101.75 | 16
2022/23 | 298.25 | 101.75 | 23
2022/23 | 298.75 | 101.75 | 24
2022/23 | 299.25 | 101.75 | 28
2022/23 | 299.75 | 101.75 | 19
2022/23 | 300.25 | 101.75 | 22
2022/23 | 300.75 | 101.75 | 23
2022/23 | 301.25 | 101.75 | 18
2022/23 | 301.75 | 101.75 | 16
2022/23 | 302.25 | 101.75 | 17
2022/23 | 302.75 | 101.75 | 15
2022/23 | 303.25 | 101.75 | 19
2022/23 | 303.75 | 101.75 | 14
2022/23 | 304.25 | 101.75 | 21
2022/23 | 304.75 | 101.75 | 14
2022/23 | 305.25 | 101.75 | 23
2022/23 | 305.75 | 101.75 | 16
2022/23 | 306.25 | 101.75 | 14
2022/23 | 306.75 | 101.75 | 18
2022/23 | 307.25 | 101.75 | 23
2022/23 | 307.75 | 101.75 | 22
2022/23 | 308.25 | 101.75 | 17
2022/23 | 308.75 | 101.75 | 11
2022/23 | 309.25 | 101.75 | 11
2022/23 | 309.75 | 101.75 | 7
2022/23 | 310.25 | 101.75 | 13
2022/23 | 310.75 | 101.75 | 10
2022/23 | 311.25 | 101.75 | 17
2022/23 | 311.75 | 101.75 | 11
2022/23 | 312.25 | 101.75 | 11
2022/23 | 312.75 | 101.75 | 12
2022/23 | 313.25 | 101.75 | 6
2022/23 | 313.75 | 101.75 | 9
2022/23 | 314.25 | 101.75 | 6
2022/23 | 314.75 | 101.75 | 19
2022/23 | 315.25 | 101.75 | 8
2022/23 | 315.75 | 101.75 | 3
2022/23 | 316.25 | 101.75 | 10
2022/23 | 316.75 | 101.75 | 9
2022/23 | 317.25 | 101.75 | 12
2022/23 | 317.75 | 101.75 | 8
2022/23 | 318.25 | 101.75 | 10
2022/23 | 318.75 | 101.75 | 8
2022/23 | 319.25 | 101.75 | 7
2022/23 | 319.75 | 101.75 | 12
2022/23 | 320.25 | 101.75 | 8
2022/23 | 320.75 | 101.75 | 7
2022/23 | 321.25 | 101.75 | 7
2022/23 | 321.75 | 101.75 | 9
2022/23 | 322.25 | 101.75 | 6
2022/23 | 322.75 | 101.75 | 11
2022/23 | 323.25 | 101.75 | 5
2022/23 | 323.75 | 101.75 | 10
2022/23 | 324.25 | 101.75 | 10
2022/23 | 324.75 | 101.75 | 11
2022/23 | 325.25 | 101.75 | 6
2022/23 | 325.75 | 101.75 | 9
2022/23 | 326.25 | 101.75 | 11
2022/23 | 326.75 | 101.75 | 7
2022/23 | 327.25 | 101.75 | 10
2022/23 | 327.75 | 101.75 | 3
2022/23 | 328.25 | 101.75 | 3
2022/23 | 328.75 | 101.75 | 12
2022/23 | 329.25 | 101.75 | 4
2022/23 | 329.75 | 101.75 | 6
2022/23 | 330.25 | 101.75 | 10
2022/23 | 330.75 | 101.75 | 7
2022/23 | 331.25 | 101.75 | 4
2022/23 | 331.75 | 101.75 | 5
2022/23 | 332.25 | 101.75 | 4
2022/23 | 332.75 | 101.75 | 5
2022/23 | 333.25 | 101.75 | 6
2022/23 | 333.75 | 101.75 | 8
2022/23 | 334.25 | 101.75 | 6
2022/23 | 334.75 | 101.75 | 3
2022/23 | 335.25 | 101.75 | 7
2022/23 | 335.75 | 101.75 | 4
2022/23 | 336.25 | 101.75 | 12
2022/23 | 336.75 | 101.75 | 8
2022/23 | 337.25 | 101.75 | 3
2022/23 | 337.75 | 101.75 | 3
2022/23 | 338.25 | 101.75 | 3
2022/23 | 338.75 | 101.75 | 4
2022/23 | 339.25 | 101.75 | 4
2022/23 | 339.75 | 101.75 | 4
2022/23 | 340.25 | 101.75 | 7
2022/23 | 340.75 | 101.75 | 4
2022/23 | 341.25 | 101.75 | 1
2022/23 | 341.75 | 101.75 | 4
2022/23 | 342.25 | 101.75 | 2
2022/23 | 342.75 | 101.75 | 3
2022/23 | 343.25 | 101.75 | 5
2022/23 | 343.75 | 101.75 | 5
2022/23 | 344.75 | 101.75 | 2
2022/23 | 345.25 | 101.75 | 4
2022/23 | 345.75 | 101.75 | 2
2022/23 | 346.25 | 101.75 | 3
2022/23 | 346.75 | 101.75 | 4
2022/23 | 347.25 | 101.75 | 6
2022/23 | 347.75 | 101.75 | 3
2022/23 | 348.25 | 101.75 | 8
2022/23 | 348.75 | 101.75 | 2
2022/23 | 349.25 | 101.75 | 4
2022/23 | 349.75 | 101.75 | 4
2022/23 | 350.25 | 101.75 | 5
2022/23 | 350.75 | 101.75 | 1
2022/23 | 351.25 | 101.75 | 6
2022/23 | 351.75 | 101.75 | 4
2022/23 | 352.25 | 101.75 | 3
2022/23 | 352.75 | 101.75 | 2
2022/23 | 353.25 | 101.75 | 2
2022/23 | 353.75 | 101.75 | 9
2022/23 | 354.25 | 101.75 | 6
2022/23 | 354.75 | 101.75 | 1
2022/23 | 355.75 | 101.75 | 2
2022/23 | 356.25 | 101.75 | 2
2022/23 | 356.75 | 101.75 | 2
2022/23 | 357.25 | 101.75 | 4
2022/23 | 357.75 | 101.75 | 5
2022/23 | 358.75 | 101.75 | 5
2022/23 | 359.25 | 101.75 | 4
2022/23 | 359.75 | 101.75 | 1
2022/23 | 360.25 | 101.75 | 5
2022/23 | 360.75 | 101.75 | 4
2022/23 | 361.25 | 101.75 | 1
2022/23 | 361.75 | 101.75 | 3
2022/23 | 362.25 | 101.75 | 1
2022/23 | 362.75 | 101.75 | 3
2022/23 | 363.25 | 101.75 | 1
2022/23 | 363.75 | 101.75 | 2
2022/23 | 364.25 | 101.75 | 2
2022/23 | 364.75 | 101.75 | 1
2022/23 | 365.25 | 101.75 | 4
2022/23 | 365.75 | 101.75 | 3
2022/23 | 366.25 | 101.75 | 3
2022/23 | 366.75 | 101.75 | 2
2022/23 | 367.75 | 101.75 | 2
2022/23 | 368.25 | 101.75 | 3
2022/23 | 368.75 | 101.75 | 4
2022/23 | 369.75 | 101.75 | 1
2022/23 | 370.25 | 101.75 | 2
2022/23 | 371.25 | 101.75 | 4
2022/23 | 371.75 | 101.75 | 1
2022/23 | 372.25 | 101.75 | 1
2022/23 | 373.25 | 101.75 | 2
2022/23 | 374.75 | 101.75 | 3
2022/23 | 375.25 | 101.75 | 2
2022/23 | 375.75 | 101.75 | 1
2022/23 | 376.25 | 101.75 | 2
2022/23 | 376.75 | 101.75 | 2
2022/23 | 377.75 | 101.75 | 1
2022/23 | 378.25 | 101.75 | 1
2022/23 | 379.75 | 101.75 | 1
2022/23 | 380.25 | 101.75 | 1
2022/23 | 381.25 | 101.75 | 3
2022/23 | 381.75 | 101.75 | 2
2022/23 | 382.25 | 101.75 | 1
2022/23 | 384.25 | 101.75 | 2
2022/23 | 384.75 | 101.75 | 1
2022/23 | 386.25 | 101.75 | 1
2022/23 | 386.75 | 101.75 | 1
2022/23 | 387.25 | 101.75 | 1
2022/23 | 387.75 | 101.75 | 2
2022/23 | 390.25 | 101.75 | 1
2022/23 | 391.25 | 101.75 | 2
2022/23 | 391.75 | 101.75 | 2
2022/23 | 392.25 | 101.75 | 1
2022/23 | 393.75 | 101.75 | 1
2022/23 | 394.25 | 101.75 | 1
2022/23 | 395.75 | 101.75 | 3
2022/23 | 396.75 | 101.75 | 2
2022/23 | 401.75 | 101.75 | 1
2022/23 | 403.25 | 101.75 | 1
2022/23 | 403.75 | 101.75 | 1
2022/23 | 404.25 | 101.75 | 1
2022/23 | 406.75 | 101.75 | 1
2022/23 | 407.25 | 101.75 | 1
2022/23 | 407.75 | 101.75 | 1
2022/23 | 408.25 | 101.75 | 1
2022/23 | 408.75 | 101.75 | 1
2022/23 | 409.75 | 101.75 | 1
2022/23 | 410.25 | 101.75 | 1
2022/23 | 411.75 | 101.75 | 2
2022/23 | 413.75 | 101.75 | 1
2022/23 | 414.75 | 101.75 | 1
2022/23 | 433.75 | 101.75 | 1
2022/23 | 436.25 | 101.75 | 1
2022/23 | 139.75 | 102.25 | 1
2022/23 | 146.25 | 102.25 | 1
2022/23 | 146.75 | 102.25 | 1
2022/23 | 151.25 | 102.25 | 1
2022/23 | 151.75 | 102.25 | 2
2022/23 | 152.25 | 102.25 | 1
2022/23 | 152.75 | 102.25 | 2
2022/23 | 153.75 | 102.25 | 3
2022/23 | 154.25 | 102.25 | 2
2022/23 | 154.75 | 102.25 | 1
2022/23 | 155.25 | 102.25 | 1
2022/23 | 155.75 | 102.25 | 1
2022/23 | 156.25 | 102.25 | 5
2022/23 | 156.75 | 102.25 | 2
2022/23 | 157.25 | 102.25 | 4
2022/23 | 157.75 | 102.25 | 1
2022/23 | 159.25 | 102.25 | 4
2022/23 | 159.75 | 102.25 | 4
2022/23 | 160.25 | 102.25 | 4
2022/23 | 160.75 | 102.25 | 2
2022/23 | 161.25 | 102.25 | 4
2022/23 | 161.75 | 102.25 | 8
2022/23 | 162.25 | 102.25 | 5
2022/23 | 162.75 | 102.25 | 7
2022/23 | 163.25 | 102.25 | 4
2022/23 | 163.75 | 102.25 | 6
2022/23 | 164.25 | 102.25 | 7
2022/23 | 164.75 | 102.25 | 3
2022/23 | 165.25 | 102.25 | 11
2022/23 | 165.75 | 102.25 | 8
2022/23 | 166.25 | 102.25 | 7
2022/23 | 166.75 | 102.25 | 7
2022/23 | 167.25 | 102.25 | 9
2022/23 | 167.75 | 102.25 | 13
2022/23 | 168.25 | 102.25 | 12
2022/23 | 168.75 | 102.25 | 9
2022/23 | 169.25 | 102.25 | 10
2022/23 | 169.75 | 102.25 | 10
2022/23 | 170.25 | 102.25 | 18
2022/23 | 170.75 | 102.25 | 17
2022/23 | 171.25 | 102.25 | 17
2022/23 | 171.75 | 102.25 | 19
2022/23 | 172.25 | 102.25 | 9
2022/23 | 172.75 | 102.25 | 28
2022/23 | 173.25 | 102.25 | 20
2022/23 | 173.75 | 102.25 | 22
2022/23 | 174.25 | 102.25 | 16
2022/23 | 174.75 | 102.25 | 19
2022/23 | 175.25 | 102.25 | 25
2022/23 | 175.75 | 102.25 | 34
2022/23 | 176.25 | 102.25 | 25
2022/23 | 176.75 | 102.25 | 21
2022/23 | 177.25 | 102.25 | 23
2022/23 | 177.75 | 102.25 | 32
2022/23 | 178.25 | 102.25 | 37
2022/23 | 178.75 | 102.25 | 44
2022/23 | 179.25 | 102.25 | 44
2022/23 | 179.75 | 102.25 | 43
2022/23 | 180.25 | 102.25 | 42
2022/23 | 180.75 | 102.25 | 47
2022/23 | 181.25 | 102.25 | 44
2022/23 | 181.75 | 102.25 | 35
2022/23 | 182.25 | 102.25 | 28
2022/23 | 182.75 | 102.25 | 42
2022/23 | 183.25 | 102.25 | 53
2022/23 | 183.75 | 102.25 | 47
2022/23 | 184.25 | 102.25 | 46
2022/23 | 184.75 | 102.25 | 34
2022/23 | 185.25 | 102.25 | 66
2022/23 | 185.75 | 102.25 | 59
2022/23 | 186.25 | 102.25 | 44
2022/23 | 186.75 | 102.25 | 64
2022/23 | 187.25 | 102.25 | 74
2022/23 | 187.75 | 102.25 | 53
2022/23 | 188.25 | 102.25 | 65
2022/23 | 188.75 | 102.25 | 60
2022/23 | 189.25 | 102.25 | 84
2022/23 | 189.75 | 102.25 | 69
2022/23 | 190.25 | 102.25 | 84
2022/23 | 190.75 | 102.25 | 81
2022/23 | 191.25 | 102.25 | 83
2022/23 | 191.75 | 102.25 | 80
2022/23 | 192.25 | 102.25 | 99
2022/23 | 192.75 | 102.25 | 86
2022/23 | 193.25 | 102.25 | 97
2022/23 | 193.75 | 102.25 | 78
2022/23 | 194.25 | 102.25 | 96
2022/23 | 194.75 | 102.25 | 108
2022/23 | 195.25 | 102.25 | 81
2022/23 | 195.75 | 102.25 | 87
2022/23 | 196.25 | 102.25 | 92
2022/23 | 196.75 | 102.25 | 101
2022/23 | 197.25 | 102.25 | 88
2022/23 | 197.75 | 102.25 | 118
2022/23 | 198.25 | 102.25 | 115
2022/23 | 198.75 | 102.25 | 108
2022/23 | 199.25 | 102.25 | 116
2022/23 | 199.75 | 102.25 | 130
2022/23 | 200.25 | 102.25 | 112
2022/23 | 200.75 | 102.25 | 105
2022/23 | 201.25 | 102.25 | 115
2022/23 | 201.75 | 102.25 | 113
2022/23 | 202.25 | 102.25 | 103
2022/23 | 202.75 | 102.25 | 112
2022/23 | 203.25 | 102.25 | 127
2022/23 | 203.75 | 102.25 | 129
2022/23 | 204.25 | 102.25 | 128
2022/23 | 204.75 | 102.25 | 123
2022/23 | 205.25 | 102.25 | 120
2022/23 | 205.75 | 102.25 | 129
2022/23 | 206.25 | 102.25 | 124
2022/23 | 206.75 | 102.25 | 142
2022/23 | 207.25 | 102.25 | 121
2022/23 | 207.75 | 102.25 | 128
2022/23 | 208.25 | 102.25 | 126
2022/23 | 208.75 | 102.25 | 142
2022/23 | 209.25 | 102.25 | 124
2022/23 | 209.75 | 102.25 | 119
2022/23 | 210.25 | 102.25 | 124
2022/23 | 210.75 | 102.25 | 129
2022/23 | 211.25 | 102.25 | 143
2022/23 | 211.75 | 102.25 | 120
2022/23 | 212.25 | 102.25 | 123
2022/23 | 212.75 | 102.25 | 129
2022/23 | 213.25 | 102.25 | 121
2022/23 | 213.75 | 102.25 | 138
2022/23 | 214.25 | 102.25 | 133
2022/23 | 214.75 | 102.25 | 128
2022/23 | 215.25 | 102.25 | 108
2022/23 | 215.75 | 102.25 | 129
2022/23 | 216.25 | 102.25 | 139
2022/23 | 216.75 | 102.25 | 139
2022/23 | 217.25 | 102.25 | 118
2022/23 | 217.75 | 102.25 | 119
2022/23 | 218.25 | 102.25 | 130
2022/23 | 218.75 | 102.25 | 146
2022/23 | 219.25 | 102.25 | 150
2022/23 | 219.75 | 102.25 | 122
2022/23 | 220.25 | 102.25 | 147
2022/23 | 220.75 | 102.25 | 144
2022/23 | 221.25 | 102.25 | 123
2022/23 | 221.75 | 102.25 | 117
2022/23 | 222.25 | 102.25 | 138
2022/23 | 222.75 | 102.25 | 128
2022/23 | 223.25 | 102.25 | 130
2022/23 | 223.75 | 102.25 | 132
2022/23 | 224.25 | 102.25 | 121
2022/23 | 224.75 | 102.25 | 113
2022/23 | 225.25 | 102.25 | 135
2022/23 | 225.75 | 102.25 | 122
2022/23 | 226.25 | 102.25 | 122
2022/23 | 226.75 | 102.25 | 142
2022/23 | 227.25 | 102.25 | 123
2022/23 | 227.75 | 102.25 | 109
2022/23 | 228.25 | 102.25 | 121
2022/23 | 228.75 | 102.25 | 130
2022/23 | 229.25 | 102.25 | 121
2022/23 | 229.75 | 102.25 | 107
2022/23 | 230.25 | 102.25 | 120
2022/23 | 230.75 | 102.25 | 123
2022/23 | 231.25 | 102.25 | 116
2022/23 | 231.75 | 102.25 | 112
2022/23 | 232.25 | 102.25 | 111
2022/23 | 232.75 | 102.25 | 93
2022/23 | 233.25 | 102.25 | 125
2022/23 | 233.75 | 102.25 | 108
2022/23 | 234.25 | 102.25 | 102
2022/23 | 234.75 | 102.25 | 119
2022/23 | 235.25 | 102.25 | 98
2022/23 | 235.75 | 102.25 | 97
2022/23 | 236.25 | 102.25 | 115
2022/23 | 236.75 | 102.25 | 92
2022/23 | 237.25 | 102.25 | 116
2022/23 | 237.75 | 102.25 | 103
2022/23 | 238.25 | 102.25 | 90
2022/23 | 238.75 | 102.25 | 91
2022/23 | 239.25 | 102.25 | 87
2022/23 | 239.75 | 102.25 | 103
2022/23 | 240.25 | 102.25 | 92
2022/23 | 240.75 | 102.25 | 125
2022/23 | 241.25 | 102.25 | 92
2022/23 | 241.75 | 102.25 | 99
2022/23 | 242.25 | 102.25 | 109
2022/23 | 242.75 | 102.25 | 81
2022/23 | 243.25 | 102.25 | 86
2022/23 | 243.75 | 102.25 | 86
2022/23 | 244.25 | 102.25 | 102
2022/23 | 244.75 | 102.25 | 87
2022/23 | 245.25 | 102.25 | 96
2022/23 | 245.75 | 102.25 | 90
2022/23 | 246.25 | 102.25 | 100
2022/23 | 246.75 | 102.25 | 80
2022/23 | 247.25 | 102.25 | 88
2022/23 | 247.75 | 102.25 | 91
2022/23 | 248.25 | 102.25 | 80
2022/23 | 248.75 | 102.25 | 79
2022/23 | 249.25 | 102.25 | 83
2022/23 | 249.75 | 102.25 | 71
2022/23 | 250.25 | 102.25 | 120
2022/23 | 250.75 | 102.25 | 104
2022/23 | 251.25 | 102.25 | 76
2022/23 | 251.75 | 102.25 | 81
2022/23 | 252.25 | 102.25 | 68
2022/23 | 252.75 | 102.25 | 90
2022/23 | 253.25 | 102.25 | 79
2022/23 | 253.75 | 102.25 | 85
2022/23 | 254.25 | 102.25 | 81
2022/23 | 254.75 | 102.25 | 79
2022/23 | 255.25 | 102.25 | 86
2022/23 | 255.75 | 102.25 | 69
2022/23 | 256.25 | 102.25 | 65
2022/23 | 256.75 | 102.25 | 79
2022/23 | 257.25 | 102.25 | 80
2022/23 | 257.75 | 102.25 | 77
2022/23 | 258.25 | 102.25 | 75
2022/23 | 258.75 | 102.25 | 68
2022/23 | 259.25 | 102.25 | 66
2022/23 | 259.75 | 102.25 | 60
2022/23 | 260.25 | 102.25 | 76
2022/23 | 260.75 | 102.25 | 79
2022/23 | 261.25 | 102.25 | 80
2022/23 | 261.75 | 102.25 | 62
2022/23 | 262.25 | 102.25 | 64
2022/23 | 262.75 | 102.25 | 61
2022/23 | 263.25 | 102.25 | 52
2022/23 | 263.75 | 102.25 | 69
2022/23 | 264.25 | 102.25 | 51
2022/23 | 264.75 | 102.25 | 60
2022/23 | 265.25 | 102.25 | 67
2022/23 | 265.75 | 102.25 | 61
2022/23 | 266.25 | 102.25 | 64
2022/23 | 266.75 | 102.25 | 58
2022/23 | 267.25 | 102.25 | 54
2022/23 | 267.75 | 102.25 | 46
2022/23 | 268.25 | 102.25 | 56
2022/23 | 268.75 | 102.25 | 65
2022/23 | 269.25 | 102.25 | 36
2022/23 | 269.75 | 102.25 | 42
2022/23 | 270.25 | 102.25 | 40
2022/23 | 270.75 | 102.25 | 44
2022/23 | 271.25 | 102.25 | 44
2022/23 | 271.75 | 102.25 | 43
2022/23 | 272.25 | 102.25 | 37
2022/23 | 272.75 | 102.25 | 48
2022/23 | 273.25 | 102.25 | 59
2022/23 | 273.75 | 102.25 | 37
2022/23 | 274.25 | 102.25 | 58
2022/23 | 274.75 | 102.25 | 56
2022/23 | 275.25 | 102.25 | 34
2022/23 | 275.75 | 102.25 | 46
2022/23 | 276.25 | 102.25 | 39
2022/23 | 276.75 | 102.25 | 41
2022/23 | 277.25 | 102.25 | 37
2022/23 | 277.75 | 102.25 | 34
2022/23 | 278.25 | 102.25 | 44
2022/23 | 278.75 | 102.25 | 36
2022/23 | 279.25 | 102.25 | 34
2022/23 | 279.75 | 102.25 | 34
2022/23 | 280.25 | 102.25 | 47
2022/23 | 280.75 | 102.25 | 48
2022/23 | 281.25 | 102.25 | 39
2022/23 | 281.75 | 102.25 | 41
2022/23 | 282.25 | 102.25 | 40
2022/23 | 282.75 | 102.25 | 41
2022/23 | 283.25 | 102.25 | 33
2022/23 | 283.75 | 102.25 | 30
2022/23 | 284.25 | 102.25 | 40
2022/23 | 284.75 | 102.25 | 34
2022/23 | 285.25 | 102.25 | 31
2022/23 | 285.75 | 102.25 | 35
2022/23 | 286.25 | 102.25 | 28
2022/23 | 286.75 | 102.25 | 23
2022/23 | 287.25 | 102.25 | 29
2022/23 | 287.75 | 102.25 | 25
2022/23 | 288.25 | 102.25 | 31
2022/23 | 288.75 | 102.25 | 18
2022/23 | 289.25 | 102.25 | 28
2022/23 | 289.75 | 102.25 | 42
2022/23 | 290.25 | 102.25 | 23
2022/23 | 290.75 | 102.25 | 25
2022/23 | 291.25 | 102.25 | 27
2022/23 | 291.75 | 102.25 | 34
2022/23 | 292.25 | 102.25 | 28
2022/23 | 292.75 | 102.25 | 26
2022/23 | 293.25 | 102.25 | 15
2022/23 | 293.75 | 102.25 | 37
2022/23 | 294.25 | 102.25 | 37
2022/23 | 294.75 | 102.25 | 24
2022/23 | 295.25 | 102.25 | 30
2022/23 | 295.75 | 102.25 | 23
2022/23 | 296.25 | 102.25 | 26
2022/23 | 296.75 | 102.25 | 26
2022/23 | 297.25 | 102.25 | 27
2022/23 | 297.75 | 102.25 | 20
2022/23 | 298.25 | 102.25 | 22
2022/23 | 298.75 | 102.25 | 16
2022/23 | 299.25 | 102.25 | 27
2022/23 | 299.75 | 102.25 | 18
2022/23 | 300.25 | 102.25 | 25
2022/23 | 300.75 | 102.25 | 20
2022/23 | 301.25 | 102.25 | 25
2022/23 | 301.75 | 102.25 | 23
2022/23 | 302.25 | 102.25 | 25
2022/23 | 302.75 | 102.25 | 22
2022/23 | 303.25 | 102.25 | 22
2022/23 | 303.75 | 102.25 | 7
2022/23 | 304.25 | 102.25 | 30
2022/23 | 304.75 | 102.25 | 19
2022/23 | 305.25 | 102.25 | 11
2022/23 | 305.75 | 102.25 | 25
2022/23 | 306.25 | 102.25 | 14
2022/23 | 306.75 | 102.25 | 16
2022/23 | 307.25 | 102.25 | 10
2022/23 | 307.75 | 102.25 | 11
2022/23 | 308.25 | 102.25 | 11
2022/23 | 308.75 | 102.25 | 21
2022/23 | 309.25 | 102.25 | 17
2022/23 | 309.75 | 102.25 | 10
2022/23 | 310.25 | 102.25 | 12
2022/23 | 310.75 | 102.25 | 12
2022/23 | 311.25 | 102.25 | 20
2022/23 | 311.75 | 102.25 | 14
2022/23 | 312.25 | 102.25 | 9
2022/23 | 312.75 | 102.25 | 15
2022/23 | 313.25 | 102.25 | 16
2022/23 | 313.75 | 102.25 | 11
2022/23 | 314.25 | 102.25 | 18
2022/23 | 314.75 | 102.25 | 11
2022/23 | 315.25 | 102.25 | 19
2022/23 | 315.75 | 102.25 | 14
2022/23 | 316.25 | 102.25 | 10
2022/23 | 316.75 | 102.25 | 10
2022/23 | 317.25 | 102.25 | 13
2022/23 | 317.75 | 102.25 | 14
2022/23 | 318.25 | 102.25 | 6
2022/23 | 318.75 | 102.25 | 17
2022/23 | 319.25 | 102.25 | 11
2022/23 | 319.75 | 102.25 | 16
2022/23 | 320.25 | 102.25 | 8
2022/23 | 320.75 | 102.25 | 9
2022/23 | 321.25 | 102.25 | 16
2022/23 | 321.75 | 102.25 | 5
2022/23 | 322.25 | 102.25 | 8
2022/23 | 322.75 | 102.25 | 7
2022/23 | 323.25 | 102.25 | 7
2022/23 | 323.75 | 102.25 | 10
2022/23 | 324.25 | 102.25 | 13
2022/23 | 324.75 | 102.25 | 8
2022/23 | 325.25 | 102.25 | 13
2022/23 | 325.75 | 102.25 | 15
2022/23 | 326.25 | 102.25 | 8
2022/23 | 326.75 | 102.25 | 12
2022/23 | 327.25 | 102.25 | 15
2022/23 | 327.75 | 102.25 | 8
2022/23 | 328.25 | 102.25 | 11
2022/23 | 328.75 | 102.25 | 9
2022/23 | 329.25 | 102.25 | 12
2022/23 | 329.75 | 102.25 | 9
2022/23 | 330.25 | 102.25 | 9
2022/23 | 330.75 | 102.25 | 11
2022/23 | 331.25 | 102.25 | 6
2022/23 | 331.75 | 102.25 | 2
2022/23 | 332.25 | 102.25 | 2
2022/23 | 332.75 | 102.25 | 4
2022/23 | 333.25 | 102.25 | 3
2022/23 | 333.75 | 102.25 | 5
2022/23 | 334.25 | 102.25 | 8
2022/23 | 334.75 | 102.25 | 13
2022/23 | 335.25 | 102.25 | 10
2022/23 | 335.75 | 102.25 | 7
2022/23 | 336.25 | 102.25 | 6
2022/23 | 336.75 | 102.25 | 6
2022/23 | 337.25 | 102.25 | 4
2022/23 | 337.75 | 102.25 | 7
2022/23 | 338.25 | 102.25 | 4
2022/23 | 338.75 | 102.25 | 8
2022/23 | 339.25 | 102.25 | 3
2022/23 | 339.75 | 102.25 | 8
2022/23 | 340.25 | 102.25 | 6
2022/23 | 340.75 | 102.25 | 3
2022/23 | 341.25 | 102.25 | 8
2022/23 | 341.75 | 102.25 | 4
2022/23 | 342.25 | 102.25 | 4
2022/23 | 342.75 | 102.25 | 6
2022/23 | 343.25 | 102.25 | 3
2022/23 | 344.25 | 102.25 | 2
2022/23 | 344.75 | 102.25 | 5
2022/23 | 345.25 | 102.25 | 8
2022/23 | 345.75 | 102.25 | 2
2022/23 | 346.25 | 102.25 | 3
2022/23 | 346.75 | 102.25 | 7
2022/23 | 347.25 | 102.25 | 3
2022/23 | 347.75 | 102.25 | 2
2022/23 | 348.25 | 102.25 | 1
2022/23 | 348.75 | 102.25 | 8
2022/23 | 349.25 | 102.25 | 4
2022/23 | 349.75 | 102.25 | 7
2022/23 | 350.25 | 102.25 | 1
2022/23 | 350.75 | 102.25 | 3
2022/23 | 351.25 | 102.25 | 3
2022/23 | 351.75 | 102.25 | 2
2022/23 | 352.25 | 102.25 | 5
2022/23 | 352.75 | 102.25 | 3
2022/23 | 353.25 | 102.25 | 3
2022/23 | 353.75 | 102.25 | 2
2022/23 | 354.25 | 102.25 | 4
2022/23 | 354.75 | 102.25 | 3
2022/23 | 355.25 | 102.25 | 5
2022/23 | 355.75 | 102.25 | 1
2022/23 | 356.25 | 102.25 | 4
2022/23 | 356.75 | 102.25 | 5
2022/23 | 357.25 | 102.25 | 2
2022/23 | 358.25 | 102.25 | 1
2022/23 | 358.75 | 102.25 | 2
2022/23 | 359.25 | 102.25 | 2
2022/23 | 360.25 | 102.25 | 5
2022/23 | 360.75 | 102.25 | 3
2022/23 | 361.25 | 102.25 | 3
2022/23 | 361.75 | 102.25 | 4
2022/23 | 362.25 | 102.25 | 2
2022/23 | 362.75 | 102.25 | 3
2022/23 | 363.25 | 102.25 | 1
2022/23 | 363.75 | 102.25 | 2
2022/23 | 364.25 | 102.25 | 3
2022/23 | 364.75 | 102.25 | 4
2022/23 | 365.25 | 102.25 | 2
2022/23 | 365.75 | 102.25 | 2
2022/23 | 366.25 | 102.25 | 3
2022/23 | 366.75 | 102.25 | 2
2022/23 | 367.75 | 102.25 | 2
2022/23 | 368.75 | 102.25 | 3
2022/23 | 369.25 | 102.25 | 1
2022/23 | 369.75 | 102.25 | 2
2022/23 | 370.75 | 102.25 | 3
2022/23 | 371.25 | 102.25 | 2
2022/23 | 372.25 | 102.25 | 3
2022/23 | 372.75 | 102.25 | 1
2022/23 | 373.25 | 102.25 | 2
2022/23 | 374.25 | 102.25 | 1
2022/23 | 375.25 | 102.25 | 2
2022/23 | 375.75 | 102.25 | 2
2022/23 | 376.25 | 102.25 | 1
2022/23 | 376.75 | 102.25 | 1
2022/23 | 377.75 | 102.25 | 2
2022/23 | 378.25 | 102.25 | 1
2022/23 | 378.75 | 102.25 | 2
2022/23 | 379.25 | 102.25 | 1
2022/23 | 380.75 | 102.25 | 3
2022/23 | 381.25 | 102.25 | 1
2022/23 | 382.75 | 102.25 | 1
2022/23 | 383.75 | 102.25 | 1
2022/23 | 384.75 | 102.25 | 2
2022/23 | 385.75 | 102.25 | 2
2022/23 | 386.75 | 102.25 | 2
2022/23 | 387.25 | 102.25 | 3
2022/23 | 388.25 | 102.25 | 2
2022/23 | 388.75 | 102.25 | 1
2022/23 | 389.75 | 102.25 | 3
2022/23 | 391.25 | 102.25 | 2
2022/23 | 392.25 | 102.25 | 1
2022/23 | 393.25 | 102.25 | 1
2022/23 | 395.25 | 102.25 | 1
2022/23 | 395.75 | 102.25 | 2
2022/23 | 396.25 | 102.25 | 1
2022/23 | 396.75 | 102.25 | 3
2022/23 | 397.75 | 102.25 | 1
2022/23 | 400.75 | 102.25 | 1
2022/23 | 402.75 | 102.25 | 1
2022/23 | 404.25 | 102.25 | 1
2022/23 | 406.75 | 102.25 | 2
2022/23 | 408.25 | 102.25 | 1
2022/23 | 409.75 | 102.25 | 1
2022/23 | 411.25 | 102.25 | 1
2022/23 | 415.25 | 102.25 | 1
2022/23 | 416.75 | 102.25 | 1
2022/23 | 420.75 | 102.25 | 1
2022/23 | 422.75 | 102.25 | 1
2022/23 | 424.25 | 102.25 | 1
2022/23 | 425.25 | 102.25 | 1
2022/23 | 431.75 | 102.25 | 1
2022/23 | 434.75 | 102.25 | 1
2022/23 | 474.75 | 102.25 | 1
2022/23 | 139.75 | 102.75 | 1
2022/23 | 142.25 | 102.75 | 1
2022/23 | 142.75 | 102.75 | 1
2022/23 | 145.75 | 102.75 | 3
2022/23 | 147.75 | 102.75 | 1
2022/23 | 148.25 | 102.75 | 2
2022/23 | 148.75 | 102.75 | 1
2022/23 | 149.25 | 102.75 | 1
2022/23 | 151.25 | 102.75 | 1
2022/23 | 152.75 | 102.75 | 2
2022/23 | 153.25 | 102.75 | 1
2022/23 | 153.75 | 102.75 | 2
2022/23 | 154.25 | 102.75 | 3
2022/23 | 154.75 | 102.75 | 3
2022/23 | 155.75 | 102.75 | 1
2022/23 | 156.25 | 102.75 | 1
2022/23 | 156.75 | 102.75 | 3
2022/23 | 157.25 | 102.75 | 1
2022/23 | 157.75 | 102.75 | 5
2022/23 | 158.25 | 102.75 | 2
2022/23 | 158.75 | 102.75 | 2
2022/23 | 159.25 | 102.75 | 3
2022/23 | 159.75 | 102.75 | 1
2022/23 | 160.25 | 102.75 | 5
2022/23 | 160.75 | 102.75 | 5
2022/23 | 161.25 | 102.75 | 3
2022/23 | 161.75 | 102.75 | 2
2022/23 | 162.25 | 102.75 | 7
2022/23 | 162.75 | 102.75 | 2
2022/23 | 163.25 | 102.75 | 4
2022/23 | 163.75 | 102.75 | 6
2022/23 | 164.25 | 102.75 | 6
2022/23 | 164.75 | 102.75 | 6
2022/23 | 165.25 | 102.75 | 8
2022/23 | 165.75 | 102.75 | 3
2022/23 | 166.25 | 102.75 | 9
2022/23 | 166.75 | 102.75 | 13
2022/23 | 167.25 | 102.75 | 8
2022/23 | 167.75 | 102.75 | 13
2022/23 | 168.25 | 102.75 | 9
2022/23 | 168.75 | 102.75 | 9
2022/23 | 169.25 | 102.75 | 14
2022/23 | 169.75 | 102.75 | 13
2022/23 | 170.25 | 102.75 | 8
2022/23 | 170.75 | 102.75 | 13
2022/23 | 171.25 | 102.75 | 9
2022/23 | 171.75 | 102.75 | 8
2022/23 | 172.25 | 102.75 | 12
2022/23 | 172.75 | 102.75 | 19
2022/23 | 173.25 | 102.75 | 21
2022/23 | 173.75 | 102.75 | 19
2022/23 | 174.25 | 102.75 | 21
2022/23 | 174.75 | 102.75 | 24
2022/23 | 175.25 | 102.75 | 23
2022/23 | 175.75 | 102.75 | 20
2022/23 | 176.25 | 102.75 | 13
2022/23 | 176.75 | 102.75 | 24
2022/23 | 177.25 | 102.75 | 34
2022/23 | 177.75 | 102.75 | 27
2022/23 | 178.25 | 102.75 | 31
2022/23 | 178.75 | 102.75 | 21
2022/23 | 179.25 | 102.75 | 33
2022/23 | 179.75 | 102.75 | 36
2022/23 | 180.25 | 102.75 | 28
2022/23 | 180.75 | 102.75 | 41
2022/23 | 181.25 | 102.75 | 36
2022/23 | 181.75 | 102.75 | 35
2022/23 | 182.25 | 102.75 | 34
2022/23 | 182.75 | 102.75 | 50
2022/23 | 183.25 | 102.75 | 38
2022/23 | 183.75 | 102.75 | 46
2022/23 | 184.25 | 102.75 | 48
2022/23 | 184.75 | 102.75 | 52
2022/23 | 185.25 | 102.75 | 51
2022/23 | 185.75 | 102.75 | 41
2022/23 | 186.25 | 102.75 | 82
2022/23 | 186.75 | 102.75 | 58
2022/23 | 187.25 | 102.75 | 43
2022/23 | 187.75 | 102.75 | 54
2022/23 | 188.25 | 102.75 | 55
2022/23 | 188.75 | 102.75 | 64
2022/23 | 189.25 | 102.75 | 55
2022/23 | 189.75 | 102.75 | 72
2022/23 | 190.25 | 102.75 | 68
2022/23 | 190.75 | 102.75 | 70
2022/23 | 191.25 | 102.75 | 69
2022/23 | 191.75 | 102.75 | 76
2022/23 | 192.25 | 102.75 | 84
2022/23 | 192.75 | 102.75 | 73
2022/23 | 193.25 | 102.75 | 77
2022/23 | 193.75 | 102.75 | 81
2022/23 | 194.25 | 102.75 | 71
2022/23 | 194.75 | 102.75 | 95
2022/23 | 195.25 | 102.75 | 88
2022/23 | 195.75 | 102.75 | 76
2022/23 | 196.25 | 102.75 | 97
2022/23 | 196.75 | 102.75 | 90
2022/23 | 197.25 | 102.75 | 109
2022/23 | 197.75 | 102.75 | 108
2022/23 | 198.25 | 102.75 | 80
2022/23 | 198.75 | 102.75 | 93
2022/23 | 199.25 | 102.75 | 105
2022/23 | 199.75 | 102.75 | 109
2022/23 | 200.25 | 102.75 | 108
2022/23 | 200.75 | 102.75 | 103
2022/23 | 201.25 | 102.75 | 132
2022/23 | 201.75 | 102.75 | 117
2022/23 | 202.25 | 102.75 | 92
2022/23 | 202.75 | 102.75 | 112
2022/23 | 203.25 | 102.75 | 108
2022/23 | 203.75 | 102.75 | 132
2022/23 | 204.25 | 102.75 | 100
2022/23 | 204.75 | 102.75 | 122
2022/23 | 205.25 | 102.75 | 115
2022/23 | 205.75 | 102.75 | 130
2022/23 | 206.25 | 102.75 | 119
2022/23 | 206.75 | 102.75 | 138
2022/23 | 207.25 | 102.75 | 131
2022/23 | 207.75 | 102.75 | 124
2022/23 | 208.25 | 102.75 | 132
2022/23 | 208.75 | 102.75 | 144
2022/23 | 209.25 | 102.75 | 128
2022/23 | 209.75 | 102.75 | 128
2022/23 | 210.25 | 102.75 | 132
2022/23 | 210.75 | 102.75 | 131
2022/23 | 211.25 | 102.75 | 137
2022/23 | 211.75 | 102.75 | 129
2022/23 | 212.25 | 102.75 | 116
2022/23 | 212.75 | 102.75 | 127
2022/23 | 213.25 | 102.75 | 140
2022/23 | 213.75 | 102.75 | 145
2022/23 | 214.25 | 102.75 | 131
2022/23 | 214.75 | 102.75 | 115
2022/23 | 215.25 | 102.75 | 131
2022/23 | 215.75 | 102.75 | 131
2022/23 | 216.25 | 102.75 | 125
2022/23 | 216.75 | 102.75 | 131
2022/23 | 217.25 | 102.75 | 124
2022/23 | 217.75 | 102.75 | 156
2022/23 | 218.25 | 102.75 | 141
2022/23 | 218.75 | 102.75 | 136
2022/23 | 219.25 | 102.75 | 127
2022/23 | 219.75 | 102.75 | 130
2022/23 | 220.25 | 102.75 | 132
2022/23 | 220.75 | 102.75 | 138
2022/23 | 221.25 | 102.75 | 126
2022/23 | 221.75 | 102.75 | 129
2022/23 | 222.25 | 102.75 | 115
2022/23 | 222.75 | 102.75 | 124
2022/23 | 223.25 | 102.75 | 114
2022/23 | 223.75 | 102.75 | 125
2022/23 | 224.25 | 102.75 | 121
2022/23 | 224.75 | 102.75 | 122
2022/23 | 225.25 | 102.75 | 126
2022/23 | 225.75 | 102.75 | 119
2022/23 | 226.25 | 102.75 | 121
2022/23 | 226.75 | 102.75 | 108
2022/23 | 227.25 | 102.75 | 141
2022/23 | 227.75 | 102.75 | 114
2022/23 | 228.25 | 102.75 | 111
2022/23 | 228.75 | 102.75 | 121
2022/23 | 229.25 | 102.75 | 113
2022/23 | 229.75 | 102.75 | 132
2022/23 | 230.25 | 102.75 | 121
2022/23 | 230.75 | 102.75 | 111
2022/23 | 231.25 | 102.75 | 117
2022/23 | 231.75 | 102.75 | 141
2022/23 | 232.25 | 102.75 | 122
2022/23 | 232.75 | 102.75 | 111
2022/23 | 233.25 | 102.75 | 97
2022/23 | 233.75 | 102.75 | 110
2022/23 | 234.25 | 102.75 | 91
2022/23 | 234.75 | 102.75 | 119
2022/23 | 235.25 | 102.75 | 111
2022/23 | 235.75 | 102.75 | 98
2022/23 | 236.25 | 102.75 | 105
2022/23 | 236.75 | 102.75 | 108
2022/23 | 237.25 | 102.75 | 108
2022/23 | 237.75 | 102.75 | 126
2022/23 | 238.25 | 102.75 | 109
2022/23 | 238.75 | 102.75 | 117
2022/23 | 239.25 | 102.75 | 118
2022/23 | 239.75 | 102.75 | 118
2022/23 | 240.25 | 102.75 | 90
2022/23 | 240.75 | 102.75 | 114
2022/23 | 241.25 | 102.75 | 92
2022/23 | 241.75 | 102.75 | 98
2022/23 | 242.25 | 102.75 | 108
2022/23 | 242.75 | 102.75 | 115
2022/23 | 243.25 | 102.75 | 99
2022/23 | 243.75 | 102.75 | 95
2022/23 | 244.25 | 102.75 | 104
2022/23 | 244.75 | 102.75 | 83
2022/23 | 245.25 | 102.75 | 93
2022/23 | 245.75 | 102.75 | 91
2022/23 | 246.25 | 102.75 | 90
2022/23 | 246.75 | 102.75 | 83
2022/23 | 247.25 | 102.75 | 93
2022/23 | 247.75 | 102.75 | 93
2022/23 | 248.25 | 102.75 | 92
2022/23 | 248.75 | 102.75 | 99
2022/23 | 249.25 | 102.75 | 99
2022/23 | 249.75 | 102.75 | 83
2022/23 | 250.25 | 102.75 | 90
2022/23 | 250.75 | 102.75 | 85
2022/23 | 251.25 | 102.75 | 87
2022/23 | 251.75 | 102.75 | 86
2022/23 | 252.25 | 102.75 | 92
2022/23 | 252.75 | 102.75 | 85
2022/23 | 253.25 | 102.75 | 76
2022/23 | 253.75 | 102.75 | 87
2022/23 | 254.25 | 102.75 | 88
2022/23 | 254.75 | 102.75 | 90
2022/23 | 255.25 | 102.75 | 81
2022/23 | 255.75 | 102.75 | 83
2022/23 | 256.25 | 102.75 | 85
2022/23 | 256.75 | 102.75 | 87
2022/23 | 257.25 | 102.75 | 74
2022/23 | 257.75 | 102.75 | 85
2022/23 | 258.25 | 102.75 | 83
2022/23 | 258.75 | 102.75 | 75
2022/23 | 259.25 | 102.75 | 74
2022/23 | 259.75 | 102.75 | 74
2022/23 | 260.25 | 102.75 | 87
2022/23 | 260.75 | 102.75 | 67
2022/23 | 261.25 | 102.75 | 61
2022/23 | 261.75 | 102.75 | 69
2022/23 | 262.25 | 102.75 | 66
2022/23 | 262.75 | 102.75 | 84
2022/23 | 263.25 | 102.75 | 60
2022/23 | 263.75 | 102.75 | 64
2022/23 | 264.25 | 102.75 | 73
2022/23 | 264.75 | 102.75 | 64
2022/23 | 265.25 | 102.75 | 56
2022/23 | 265.75 | 102.75 | 61
2022/23 | 266.25 | 102.75 | 52
2022/23 | 266.75 | 102.75 | 55
2022/23 | 267.25 | 102.75 | 60
2022/23 | 267.75 | 102.75 | 54
2022/23 | 268.25 | 102.75 | 47
2022/23 | 268.75 | 102.75 | 49
2022/23 | 269.25 | 102.75 | 48
2022/23 | 269.75 | 102.75 | 59
2022/23 | 270.25 | 102.75 | 52
2022/23 | 270.75 | 102.75 | 59
2022/23 | 271.25 | 102.75 | 62
2022/23 | 271.75 | 102.75 | 53
2022/23 | 272.25 | 102.75 | 52
2022/23 | 272.75 | 102.75 | 57
2022/23 | 273.25 | 102.75 | 41
2022/23 | 273.75 | 102.75 | 36
2022/23 | 274.25 | 102.75 | 49
2022/23 | 274.75 | 102.75 | 49
2022/23 | 275.25 | 102.75 | 40
2022/23 | 275.75 | 102.75 | 40
2022/23 | 276.25 | 102.75 | 59
2022/23 | 276.75 | 102.75 | 27
2022/23 | 277.25 | 102.75 | 42
2022/23 | 277.75 | 102.75 | 39
2022/23 | 278.25 | 102.75 | 40
2022/23 | 278.75 | 102.75 | 37
2022/23 | 279.25 | 102.75 | 32
2022/23 | 279.75 | 102.75 | 44
2022/23 | 280.25 | 102.75 | 52
2022/23 | 280.75 | 102.75 | 38
2022/23 | 281.25 | 102.75 | 50
2022/23 | 281.75 | 102.75 | 61
2022/23 | 282.25 | 102.75 | 40
2022/23 | 282.75 | 102.75 | 36
2022/23 | 283.25 | 102.75 | 32
2022/23 | 283.75 | 102.75 | 34
2022/23 | 284.25 | 102.75 | 33
2022/23 | 284.75 | 102.75 | 28
2022/23 | 285.25 | 102.75 | 36
2022/23 | 285.75 | 102.75 | 21
2022/23 | 286.25 | 102.75 | 31
2022/23 | 286.75 | 102.75 | 36
2022/23 | 287.25 | 102.75 | 26
2022/23 | 287.75 | 102.75 | 20
2022/23 | 288.25 | 102.75 | 37
2022/23 | 288.75 | 102.75 | 24
2022/23 | 289.25 | 102.75 | 24
2022/23 | 289.75 | 102.75 | 22
2022/23 | 290.25 | 102.75 | 34
2022/23 | 290.75 | 102.75 | 24
2022/23 | 291.25 | 102.75 | 34
2022/23 | 291.75 | 102.75 | 26
2022/23 | 292.25 | 102.75 | 34
2022/23 | 292.75 | 102.75 | 37
2022/23 | 293.25 | 102.75 | 20
2022/23 | 293.75 | 102.75 | 22
2022/23 | 294.25 | 102.75 | 28
2022/23 | 294.75 | 102.75 | 28
2022/23 | 295.25 | 102.75 | 29
2022/23 | 295.75 | 102.75 | 21
2022/23 | 296.25 | 102.75 | 21
2022/23 | 296.75 | 102.75 | 19
2022/23 | 297.25 | 102.75 | 33
2022/23 | 297.75 | 102.75 | 36
2022/23 | 298.25 | 102.75 | 19
2022/23 | 298.75 | 102.75 | 22
2022/23 | 299.25 | 102.75 | 22
2022/23 | 299.75 | 102.75 | 22
2022/23 | 300.25 | 102.75 | 20
2022/23 | 300.75 | 102.75 | 25
2022/23 | 301.25 | 102.75 | 28
2022/23 | 301.75 | 102.75 | 20
2022/23 | 302.25 | 102.75 | 23
2022/23 | 302.75 | 102.75 | 15
2022/23 | 303.25 | 102.75 | 11
2022/23 | 303.75 | 102.75 | 15
2022/23 | 304.25 | 102.75 | 17
2022/23 | 304.75 | 102.75 | 24
2022/23 | 305.25 | 102.75 | 13
2022/23 | 305.75 | 102.75 | 16
2022/23 | 306.25 | 102.75 | 19
2022/23 | 306.75 | 102.75 | 15
2022/23 | 307.25 | 102.75 | 13
2022/23 | 307.75 | 102.75 | 14
2022/23 | 308.25 | 102.75 | 21
2022/23 | 308.75 | 102.75 | 24
2022/23 | 309.25 | 102.75 | 21
2022/23 | 309.75 | 102.75 | 15
2022/23 | 310.25 | 102.75 | 14
2022/23 | 310.75 | 102.75 | 19
2022/23 | 311.25 | 102.75 | 9
2022/23 | 311.75 | 102.75 | 11
2022/23 | 312.25 | 102.75 | 24
2022/23 | 312.75 | 102.75 | 18
2022/23 | 313.25 | 102.75 | 22
2022/23 | 313.75 | 102.75 | 15
2022/23 | 314.25 | 102.75 | 15
2022/23 | 314.75 | 102.75 | 9
2022/23 | 315.25 | 102.75 | 11
2022/23 | 315.75 | 102.75 | 16
2022/23 | 316.25 | 102.75 | 12
2022/23 | 316.75 | 102.75 | 12
2022/23 | 317.25 | 102.75 | 19
2022/23 | 317.75 | 102.75 | 14
2022/23 | 318.25 | 102.75 | 8
2022/23 | 318.75 | 102.75 | 9
2022/23 | 319.25 | 102.75 | 14
2022/23 | 319.75 | 102.75 | 10
2022/23 | 320.25 | 102.75 | 15
2022/23 | 320.75 | 102.75 | 11
2022/23 | 321.25 | 102.75 | 7
2022/23 | 321.75 | 102.75 | 9
2022/23 | 322.25 | 102.75 | 14
2022/23 | 322.75 | 102.75 | 9
2022/23 | 323.25 | 102.75 | 15
2022/23 | 323.75 | 102.75 | 12
2022/23 | 324.25 | 102.75 | 10
2022/23 | 324.75 | 102.75 | 8
2022/23 | 325.25 | 102.75 | 9
2022/23 | 325.75 | 102.75 | 8
2022/23 | 326.25 | 102.75 | 9
2022/23 | 326.75 | 102.75 | 8
2022/23 | 327.25 | 102.75 | 11
2022/23 | 327.75 | 102.75 | 8
2022/23 | 328.25 | 102.75 | 8
2022/23 | 328.75 | 102.75 | 6
2022/23 | 329.25 | 102.75 | 7
2022/23 | 329.75 | 102.75 | 9
2022/23 | 330.25 | 102.75 | 12
2022/23 | 330.75 | 102.75 | 8
2022/23 | 331.25 | 102.75 | 11
2022/23 | 331.75 | 102.75 | 4
2022/23 | 332.25 | 102.75 | 3
2022/23 | 332.75 | 102.75 | 6
2022/23 | 333.25 | 102.75 | 9
2022/23 | 333.75 | 102.75 | 3
2022/23 | 334.25 | 102.75 | 5
2022/23 | 334.75 | 102.75 | 7
2022/23 | 335.25 | 102.75 | 5
2022/23 | 335.75 | 102.75 | 11
2022/23 | 336.25 | 102.75 | 5
2022/23 | 336.75 | 102.75 | 4
2022/23 | 337.25 | 102.75 | 7
2022/23 | 337.75 | 102.75 | 4
2022/23 | 338.25 | 102.75 | 6
2022/23 | 338.75 | 102.75 | 4
2022/23 | 339.25 | 102.75 | 10
2022/23 | 339.75 | 102.75 | 10
2022/23 | 340.25 | 102.75 | 6
2022/23 | 340.75 | 102.75 | 5
2022/23 | 341.25 | 102.75 | 4
2022/23 | 341.75 | 102.75 | 5
2022/23 | 342.25 | 102.75 | 6
2022/23 | 342.75 | 102.75 | 2
2022/23 | 343.25 | 102.75 | 3
2022/23 | 343.75 | 102.75 | 5
2022/23 | 344.25 | 102.75 | 5
2022/23 | 344.75 | 102.75 | 6
2022/23 | 345.25 | 102.75 | 7
2022/23 | 345.75 | 102.75 | 1
2022/23 | 346.25 | 102.75 | 8
2022/23 | 346.75 | 102.75 | 5
2022/23 | 347.25 | 102.75 | 2
2022/23 | 347.75 | 102.75 | 5
2022/23 | 348.25 | 102.75 | 3
2022/23 | 348.75 | 102.75 | 7
2022/23 | 349.25 | 102.75 | 5
2022/23 | 349.75 | 102.75 | 3
2022/23 | 350.25 | 102.75 | 4
2022/23 | 350.75 | 102.75 | 4
2022/23 | 351.25 | 102.75 | 2
2022/23 | 351.75 | 102.75 | 2
2022/23 | 352.25 | 102.75 | 1
2022/23 | 352.75 | 102.75 | 4
2022/23 | 353.25 | 102.75 | 3
2022/23 | 353.75 | 102.75 | 3
2022/23 | 354.25 | 102.75 | 2
2022/23 | 354.75 | 102.75 | 6
2022/23 | 355.25 | 102.75 | 5
2022/23 | 355.75 | 102.75 | 2
2022/23 | 356.25 | 102.75 | 5
2022/23 | 356.75 | 102.75 | 1
2022/23 | 357.25 | 102.75 | 5
2022/23 | 357.75 | 102.75 | 3
2022/23 | 358.25 | 102.75 | 2
2022/23 | 359.75 | 102.75 | 1
2022/23 | 360.25 | 102.75 | 1
2022/23 | 360.75 | 102.75 | 3
2022/23 | 361.25 | 102.75 | 1
2022/23 | 361.75 | 102.75 | 1
2022/23 | 362.25 | 102.75 | 3
2022/23 | 362.75 | 102.75 | 3
2022/23 | 363.25 | 102.75 | 3
2022/23 | 363.75 | 102.75 | 2
2022/23 | 364.25 | 102.75 | 1
2022/23 | 364.75 | 102.75 | 1
2022/23 | 365.25 | 102.75 | 3
2022/23 | 365.75 | 102.75 | 1
2022/23 | 366.75 | 102.75 | 2
2022/23 | 367.25 | 102.75 | 3
2022/23 | 368.25 | 102.75 | 2
2022/23 | 369.25 | 102.75 | 1
2022/23 | 369.75 | 102.75 | 2
2022/23 | 370.25 | 102.75 | 3
2022/23 | 370.75 | 102.75 | 3
2022/23 | 371.25 | 102.75 | 1
2022/23 | 371.75 | 102.75 | 1
2022/23 | 372.75 | 102.75 | 4
2022/23 | 373.25 | 102.75 | 1
2022/23 | 373.75 | 102.75 | 7
2022/23 | 374.25 | 102.75 | 2
2022/23 | 375.25 | 102.75 | 4
2022/23 | 375.75 | 102.75 | 1
2022/23 | 376.75 | 102.75 | 1
2022/23 | 377.25 | 102.75 | 1
2022/23 | 377.75 | 102.75 | 1
2022/23 | 378.75 | 102.75 | 2
2022/23 | 379.25 | 102.75 | 1
2022/23 | 379.75 | 102.75 | 1
2022/23 | 380.75 | 102.75 | 2
2022/23 | 382.25 | 102.75 | 1
2022/23 | 382.75 | 102.75 | 2
2022/23 | 383.25 | 102.75 | 2
2022/23 | 383.75 | 102.75 | 2
2022/23 | 384.25 | 102.75 | 1
2022/23 | 384.75 | 102.75 | 1
2022/23 | 385.25 | 102.75 | 1
2022/23 | 387.25 | 102.75 | 2
2022/23 | 387.75 | 102.75 | 2
2022/23 | 388.75 | 102.75 | 2
2022/23 | 389.75 | 102.75 | 1
2022/23 | 390.25 | 102.75 | 1
2022/23 | 391.75 | 102.75 | 1
2022/23 | 392.25 | 102.75 | 5
2022/23 | 392.75 | 102.75 | 1
2022/23 | 394.25 | 102.75 | 1
2022/23 | 394.75 | 102.75 | 1
2022/23 | 395.25 | 102.75 | 1
2022/23 | 397.25 | 102.75 | 1
2022/23 | 398.25 | 102.75 | 1
2022/23 | 399.25 | 102.75 | 1
2022/23 | 402.25 | 102.75 | 2
2022/23 | 402.75 | 102.75 | 1
2022/23 | 405.25 | 102.75 | 1
2022/23 | 405.75 | 102.75 | 1
2022/23 | 406.25 | 102.75 | 1
2022/23 | 407.25 | 102.75 | 1
2022/23 | 407.75 | 102.75 | 1
2022/23 | 409.25 | 102.75 | 1
2022/23 | 411.25 | 102.75 | 1
2022/23 | 415.25 | 102.75 | 1
2022/23 | 418.75 | 102.75 | 1
2022/23 | 419.25 | 102.75 | 1
2022/23 | 426.25 | 102.75 | 1
2022/23 | 430.25 | 102.75 | 1
2022/23 | 436.25 | 102.75 | 1
2022/23 | 451.25 | 102.75 | 1
2022/23 | 475.25 | 102.75 | 1
2022/23 | 139.75 | 103.25 | 1
2022/23 | 146.25 | 103.25 | 1
2022/23 | 147.25 | 103.25 | 1
2022/23 | 149.25 | 103.25 | 1
2022/23 | 149.75 | 103.25 | 1
2022/23 | 150.25 | 103.25 | 1
2022/23 | 151.25 | 103.25 | 2
2022/23 | 151.75 | 103.25 | 2
2022/23 | 154.25 | 103.25 | 1
2022/23 | 154.75 | 103.25 | 1
2022/23 | 155.75 | 103.25 | 1
2022/23 | 156.25 | 103.25 | 5
2022/23 | 156.75 | 103.25 | 1
2022/23 | 157.25 | 103.25 | 3
2022/23 | 157.75 | 103.25 | 3
2022/23 | 158.25 | 103.25 | 1
2022/23 | 158.75 | 103.25 | 3
2022/23 | 159.25 | 103.25 | 1
2022/23 | 159.75 | 103.25 | 1
2022/23 | 160.25 | 103.25 | 5
2022/23 | 160.75 | 103.25 | 2
2022/23 | 161.25 | 103.25 | 5
2022/23 | 161.75 | 103.25 | 3
2022/23 | 162.25 | 103.25 | 4
2022/23 | 162.75 | 103.25 | 2
2022/23 | 163.25 | 103.25 | 5
2022/23 | 163.75 | 103.25 | 6
2022/23 | 164.25 | 103.25 | 8
2022/23 | 164.75 | 103.25 | 4
2022/23 | 165.25 | 103.25 | 4
2022/23 | 165.75 | 103.25 | 5
2022/23 | 166.25 | 103.25 | 7
2022/23 | 166.75 | 103.25 | 9
2022/23 | 167.25 | 103.25 | 9
2022/23 | 167.75 | 103.25 | 7
2022/23 | 168.25 | 103.25 | 12
2022/23 | 168.75 | 103.25 | 5
2022/23 | 169.25 | 103.25 | 13
2022/23 | 169.75 | 103.25 | 14
2022/23 | 170.25 | 103.25 | 12
2022/23 | 170.75 | 103.25 | 16
2022/23 | 171.25 | 103.25 | 11
2022/23 | 171.75 | 103.25 | 17
2022/23 | 172.25 | 103.25 | 17
2022/23 | 172.75 | 103.25 | 9
2022/23 | 173.25 | 103.25 | 17
2022/23 | 173.75 | 103.25 | 21
2022/23 | 174.25 | 103.25 | 15
2022/23 | 174.75 | 103.25 | 19
2022/23 | 175.25 | 103.25 | 15
2022/23 | 175.75 | 103.25 | 18
2022/23 | 176.25 | 103.25 | 24
2022/23 | 176.75 | 103.25 | 21
2022/23 | 177.25 | 103.25 | 13
2022/23 | 177.75 | 103.25 | 23
2022/23 | 178.25 | 103.25 | 22
2022/23 | 178.75 | 103.25 | 18
2022/23 | 179.25 | 103.25 | 32
2022/23 | 179.75 | 103.25 | 29
2022/23 | 180.25 | 103.25 | 23
2022/23 | 180.75 | 103.25 | 28
2022/23 | 181.25 | 103.25 | 28
2022/23 | 181.75 | 103.25 | 36
2022/23 | 182.25 | 103.25 | 34
2022/23 | 182.75 | 103.25 | 40
2022/23 | 183.25 | 103.25 | 39
2022/23 | 183.75 | 103.25 | 41
2022/23 | 184.25 | 103.25 | 42
2022/23 | 184.75 | 103.25 | 47
2022/23 | 185.25 | 103.25 | 33
2022/23 | 185.75 | 103.25 | 51
2022/23 | 186.25 | 103.25 | 60
2022/23 | 186.75 | 103.25 | 46
2022/23 | 187.25 | 103.25 | 56
2022/23 | 187.75 | 103.25 | 52
2022/23 | 188.25 | 103.25 | 46
2022/23 | 188.75 | 103.25 | 45
2022/23 | 189.25 | 103.25 | 35
2022/23 | 189.75 | 103.25 | 56
2022/23 | 190.25 | 103.25 | 54
2022/23 | 190.75 | 103.25 | 76
2022/23 | 191.25 | 103.25 | 69
2022/23 | 191.75 | 103.25 | 62
2022/23 | 192.25 | 103.25 | 72
2022/23 | 192.75 | 103.25 | 87
2022/23 | 193.25 | 103.25 | 74
2022/23 | 193.75 | 103.25 | 82
2022/23 | 194.25 | 103.25 | 83
2022/23 | 194.75 | 103.25 | 86
2022/23 | 195.25 | 103.25 | 82
2022/23 | 195.75 | 103.25 | 84
2022/23 | 196.25 | 103.25 | 93
2022/23 | 196.75 | 103.25 | 102
2022/23 | 197.25 | 103.25 | 116
2022/23 | 197.75 | 103.25 | 84
2022/23 | 198.25 | 103.25 | 94
2022/23 | 198.75 | 103.25 | 83
2022/23 | 199.25 | 103.25 | 125
2022/23 | 199.75 | 103.25 | 86
2022/23 | 200.25 | 103.25 | 108
2022/23 | 200.75 | 103.25 | 92
2022/23 | 201.25 | 103.25 | 109
2022/23 | 201.75 | 103.25 | 100
2022/23 | 202.25 | 103.25 | 116
2022/23 | 202.75 | 103.25 | 110
2022/23 | 203.25 | 103.25 | 122
2022/23 | 203.75 | 103.25 | 106
2022/23 | 204.25 | 103.25 | 126
2022/23 | 204.75 | 103.25 | 123
2022/23 | 205.25 | 103.25 | 106
2022/23 | 205.75 | 103.25 | 118
2022/23 | 206.25 | 103.25 | 126
2022/23 | 206.75 | 103.25 | 132
2022/23 | 207.25 | 103.25 | 99
2022/23 | 207.75 | 103.25 | 115
2022/23 | 208.25 | 103.25 | 119
2022/23 | 208.75 | 103.25 | 140
2022/23 | 209.25 | 103.25 | 133
2022/23 | 209.75 | 103.25 | 122
2022/23 | 210.25 | 103.25 | 125
2022/23 | 210.75 | 103.25 | 129
2022/23 | 211.25 | 103.25 | 125
2022/23 | 211.75 | 103.25 | 140
2022/23 | 212.25 | 103.25 | 151
2022/23 | 212.75 | 103.25 | 116
2022/23 | 213.25 | 103.25 | 123
2022/23 | 213.75 | 103.25 | 130
2022/23 | 214.25 | 103.25 | 115
2022/23 | 214.75 | 103.25 | 112
2022/23 | 215.25 | 103.25 | 132
2022/23 | 215.75 | 103.25 | 117
2022/23 | 216.25 | 103.25 | 126
2022/23 | 216.75 | 103.25 | 121
2022/23 | 217.25 | 103.25 | 149
2022/23 | 217.75 | 103.25 | 128
2022/23 | 218.25 | 103.25 | 127
2022/23 | 218.75 | 103.25 | 121
2022/23 | 219.25 | 103.25 | 123
2022/23 | 219.75 | 103.25 | 126
2022/23 | 220.25 | 103.25 | 132
2022/23 | 220.75 | 103.25 | 114
2022/23 | 221.25 | 103.25 | 137
2022/23 | 221.75 | 103.25 | 128
2022/23 | 222.25 | 103.25 | 129
2022/23 | 222.75 | 103.25 | 135
2022/23 | 223.25 | 103.25 | 137
2022/23 | 223.75 | 103.25 | 120
2022/23 | 224.25 | 103.25 | 141
2022/23 | 224.75 | 103.25 | 134
2022/23 | 225.25 | 103.25 | 141
2022/23 | 225.75 | 103.25 | 139
2022/23 | 226.25 | 103.25 | 124
2022/23 | 226.75 | 103.25 | 126
2022/23 | 227.25 | 103.25 | 130
2022/23 | 227.75 | 103.25 | 106
2022/23 | 228.25 | 103.25 | 122
2022/23 | 228.75 | 103.25 | 124
2022/23 | 229.25 | 103.25 | 115
2022/23 | 229.75 | 103.25 | 126
2022/23 | 230.25 | 103.25 | 123
2022/23 | 230.75 | 103.25 | 117
2022/23 | 231.25 | 103.25 | 121
2022/23 | 231.75 | 103.25 | 112
2022/23 | 232.25 | 103.25 | 132
2022/23 | 232.75 | 103.25 | 114
2022/23 | 233.25 | 103.25 | 105
2022/23 | 233.75 | 103.25 | 92
2022/23 | 234.25 | 103.25 | 113
2022/23 | 234.75 | 103.25 | 112
2022/23 | 235.25 | 103.25 | 122
2022/23 | 235.75 | 103.25 | 119
2022/23 | 236.25 | 103.25 | 115
2022/23 | 236.75 | 103.25 | 121
2022/23 | 237.25 | 103.25 | 99
2022/23 | 237.75 | 103.25 | 116
2022/23 | 238.25 | 103.25 | 118
2022/23 | 238.75 | 103.25 | 94
2022/23 | 239.25 | 103.25 | 125
2022/23 | 239.75 | 103.25 | 110
2022/23 | 240.25 | 103.25 | 115
2022/23 | 240.75 | 103.25 | 105
2022/23 | 241.25 | 103.25 | 108
2022/23 | 241.75 | 103.25 | 93
2022/23 | 242.25 | 103.25 | 109
2022/23 | 242.75 | 103.25 | 96
2022/23 | 243.25 | 103.25 | 78
2022/23 | 243.75 | 103.25 | 95
2022/23 | 244.25 | 103.25 | 93
2022/23 | 244.75 | 103.25 | 104
2022/23 | 245.25 | 103.25 | 89
2022/23 | 245.75 | 103.25 | 106
2022/23 | 246.25 | 103.25 | 118
2022/23 | 246.75 | 103.25 | 97
2022/23 | 247.25 | 103.25 | 100
2022/23 | 247.75 | 103.25 | 106
2022/23 | 248.25 | 103.25 | 91
2022/23 | 248.75 | 103.25 | 104
2022/23 | 249.25 | 103.25 | 97
2022/23 | 249.75 | 103.25 | 95
2022/23 | 250.25 | 103.25 | 94
2022/23 | 250.75 | 103.25 | 75
2022/23 | 251.25 | 103.25 | 86
2022/23 | 251.75 | 103.25 | 83
2022/23 | 252.25 | 103.25 | 89
2022/23 | 252.75 | 103.25 | 101
2022/23 | 253.25 | 103.25 | 82
2022/23 | 253.75 | 103.25 | 82
2022/23 | 254.25 | 103.25 | 87
2022/23 | 254.75 | 103.25 | 100
2022/23 | 255.25 | 103.25 | 76
2022/23 | 255.75 | 103.25 | 86
2022/23 | 256.25 | 103.25 | 89
2022/23 | 256.75 | 103.25 | 67
2022/23 | 257.25 | 103.25 | 72
2022/23 | 257.75 | 103.25 | 83
2022/23 | 258.25 | 103.25 | 91
2022/23 | 258.75 | 103.25 | 69
2022/23 | 259.25 | 103.25 | 80
2022/23 | 259.75 | 103.25 | 77
2022/23 | 260.25 | 103.25 | 82
2022/23 | 260.75 | 103.25 | 67
2022/23 | 261.25 | 103.25 | 72
2022/23 | 261.75 | 103.25 | 75
2022/23 | 262.25 | 103.25 | 50
2022/23 | 262.75 | 103.25 | 61
2022/23 | 263.25 | 103.25 | 72
2022/23 | 263.75 | 103.25 | 55
2022/23 | 264.25 | 103.25 | 62
2022/23 | 264.75 | 103.25 | 73
2022/23 | 265.25 | 103.25 | 74
2022/23 | 265.75 | 103.25 | 64
2022/23 | 266.25 | 103.25 | 62
2022/23 | 266.75 | 103.25 | 64
2022/23 | 267.25 | 103.25 | 67
2022/23 | 267.75 | 103.25 | 58
2022/23 | 268.25 | 103.25 | 69
2022/23 | 268.75 | 103.25 | 64
2022/23 | 269.25 | 103.25 | 57
2022/23 | 269.75 | 103.25 | 60
2022/23 | 270.25 | 103.25 | 63
2022/23 | 270.75 | 103.25 | 56
2022/23 | 271.25 | 103.25 | 42
2022/23 | 271.75 | 103.25 | 45
2022/23 | 272.25 | 103.25 | 64
2022/23 | 272.75 | 103.25 | 58
2022/23 | 273.25 | 103.25 | 69
2022/23 | 273.75 | 103.25 | 50
2022/23 | 274.25 | 103.25 | 60
2022/23 | 274.75 | 103.25 | 48
2022/23 | 275.25 | 103.25 | 53
2022/23 | 275.75 | 103.25 | 36
2022/23 | 276.25 | 103.25 | 53
2022/23 | 276.75 | 103.25 | 49
2022/23 | 277.25 | 103.25 | 56
2022/23 | 277.75 | 103.25 | 42
2022/23 | 278.25 | 103.25 | 50
2022/23 | 278.75 | 103.25 | 37
2022/23 | 279.25 | 103.25 | 53
2022/23 | 279.75 | 103.25 | 47
2022/23 | 280.25 | 103.25 | 37
2022/23 | 280.75 | 103.25 | 47
2022/23 | 281.25 | 103.25 | 34
2022/23 | 281.75 | 103.25 | 45
2022/23 | 282.25 | 103.25 | 32
2022/23 | 282.75 | 103.25 | 46
2022/23 | 283.25 | 103.25 | 35
2022/23 | 283.75 | 103.25 | 35
2022/23 | 284.25 | 103.25 | 33
2022/23 | 284.75 | 103.25 | 51
2022/23 | 285.25 | 103.25 | 36
2022/23 | 285.75 | 103.25 | 39
2022/23 | 286.25 | 103.25 | 35
2022/23 | 286.75 | 103.25 | 25
2022/23 | 287.25 | 103.25 | 41
2022/23 | 287.75 | 103.25 | 24
2022/23 | 288.25 | 103.25 | 35
2022/23 | 288.75 | 103.25 | 31
2022/23 | 289.25 | 103.25 | 34
2022/23 | 289.75 | 103.25 | 34
2022/23 | 290.25 | 103.25 | 32
2022/23 | 290.75 | 103.25 | 40
2022/23 | 291.25 | 103.25 | 39
2022/23 | 291.75 | 103.25 | 41
2022/23 | 292.25 | 103.25 | 26
2022/23 | 292.75 | 103.25 | 32
2022/23 | 293.25 | 103.25 | 34
2022/23 | 293.75 | 103.25 | 24
2022/23 | 294.25 | 103.25 | 36
2022/23 | 294.75 | 103.25 | 26
2022/23 | 295.25 | 103.25 | 34
2022/23 | 295.75 | 103.25 | 27
2022/23 | 296.25 | 103.25 | 29
2022/23 | 296.75 | 103.25 | 35
2022/23 | 297.25 | 103.25 | 22
2022/23 | 297.75 | 103.25 | 19
2022/23 | 298.25 | 103.25 | 21
2022/23 | 298.75 | 103.25 | 19
2022/23 | 299.25 | 103.25 | 19
2022/23 | 299.75 | 103.25 | 16
2022/23 | 300.25 | 103.25 | 22
2022/23 | 300.75 | 103.25 | 17
2022/23 | 301.25 | 103.25 | 20
2022/23 | 301.75 | 103.25 | 28
2022/23 | 302.25 | 103.25 | 25
2022/23 | 302.75 | 103.25 | 13
2022/23 | 303.25 | 103.25 | 15
2022/23 | 303.75 | 103.25 | 14
2022/23 | 304.25 | 103.25 | 33
2022/23 | 304.75 | 103.25 | 18
2022/23 | 305.25 | 103.25 | 17
2022/23 | 305.75 | 103.25 | 24
2022/23 | 306.25 | 103.25 | 17
2022/23 | 306.75 | 103.25 | 18
2022/23 | 307.25 | 103.25 | 17
2022/23 | 307.75 | 103.25 | 10
2022/23 | 308.25 | 103.25 | 20
2022/23 | 308.75 | 103.25 | 12
2022/23 | 309.25 | 103.25 | 17
2022/23 | 309.75 | 103.25 | 11
2022/23 | 310.25 | 103.25 | 17
2022/23 | 310.75 | 103.25 | 21
2022/23 | 311.25 | 103.25 | 16
2022/23 | 311.75 | 103.25 | 13
2022/23 | 312.25 | 103.25 | 15
2022/23 | 312.75 | 103.25 | 18
2022/23 | 313.25 | 103.25 | 12
2022/23 | 313.75 | 103.25 | 14
2022/23 | 314.25 | 103.25 | 21
2022/23 | 314.75 | 103.25 | 7
2022/23 | 315.25 | 103.25 | 12
2022/23 | 315.75 | 103.25 | 12
2022/23 | 316.25 | 103.25 | 7
2022/23 | 316.75 | 103.25 | 13
2022/23 | 317.25 | 103.25 | 15
2022/23 | 317.75 | 103.25 | 14
2022/23 | 318.25 | 103.25 | 9
2022/23 | 318.75 | 103.25 | 11
2022/23 | 319.25 | 103.25 | 12
2022/23 | 319.75 | 103.25 | 10
2022/23 | 320.25 | 103.25 | 12
2022/23 | 320.75 | 103.25 | 13
2022/23 | 321.25 | 103.25 | 8
2022/23 | 321.75 | 103.25 | 10
2022/23 | 322.25 | 103.25 | 10
2022/23 | 322.75 | 103.25 | 10
2022/23 | 323.25 | 103.25 | 10
2022/23 | 323.75 | 103.25 | 10
2022/23 | 324.25 | 103.25 | 19
2022/23 | 324.75 | 103.25 | 13
2022/23 | 325.25 | 103.25 | 17
2022/23 | 325.75 | 103.25 | 8
2022/23 | 326.25 | 103.25 | 3
2022/23 | 326.75 | 103.25 | 6
2022/23 | 327.25 | 103.25 | 9
2022/23 | 327.75 | 103.25 | 11
2022/23 | 328.25 | 103.25 | 10
2022/23 | 328.75 | 103.25 | 7
2022/23 | 329.25 | 103.25 | 7
2022/23 | 329.75 | 103.25 | 9
2022/23 | 330.25 | 103.25 | 14
2022/23 | 330.75 | 103.25 | 6
2022/23 | 331.25 | 103.25 | 10
2022/23 | 331.75 | 103.25 | 7
2022/23 | 332.25 | 103.25 | 11
2022/23 | 332.75 | 103.25 | 7
2022/23 | 333.25 | 103.25 | 10
2022/23 | 333.75 | 103.25 | 3
2022/23 | 334.25 | 103.25 | 5
2022/23 | 334.75 | 103.25 | 4
2022/23 | 335.25 | 103.25 | 7
2022/23 | 335.75 | 103.25 | 8
2022/23 | 336.25 | 103.25 | 5
2022/23 | 336.75 | 103.25 | 4
2022/23 | 337.25 | 103.25 | 3
2022/23 | 337.75 | 103.25 | 9
2022/23 | 338.25 | 103.25 | 7
2022/23 | 338.75 | 103.25 | 2
2022/23 | 339.25 | 103.25 | 7
2022/23 | 339.75 | 103.25 | 4
2022/23 | 340.25 | 103.25 | 6
2022/23 | 340.75 | 103.25 | 5
2022/23 | 341.25 | 103.25 | 5
2022/23 | 341.75 | 103.25 | 6
2022/23 | 342.25 | 103.25 | 7
2022/23 | 342.75 | 103.25 | 4
2022/23 | 343.25 | 103.25 | 5
2022/23 | 343.75 | 103.25 | 5
2022/23 | 344.25 | 103.25 | 3
2022/23 | 344.75 | 103.25 | 6
2022/23 | 345.25 | 103.25 | 5
2022/23 | 345.75 | 103.25 | 2
2022/23 | 346.25 | 103.25 | 3
2022/23 | 346.75 | 103.25 | 8
2022/23 | 347.25 | 103.25 | 8
2022/23 | 347.75 | 103.25 | 2
2022/23 | 348.25 | 103.25 | 3
2022/23 | 348.75 | 103.25 | 3
2022/23 | 349.25 | 103.25 | 3
2022/23 | 349.75 | 103.25 | 7
2022/23 | 350.25 | 103.25 | 5
2022/23 | 350.75 | 103.25 | 3
2022/23 | 351.25 | 103.25 | 2
2022/23 | 351.75 | 103.25 | 3
2022/23 | 352.25 | 103.25 | 3
2022/23 | 352.75 | 103.25 | 1
2022/23 | 353.25 | 103.25 | 2
2022/23 | 353.75 | 103.25 | 4
2022/23 | 354.25 | 103.25 | 3
2022/23 | 354.75 | 103.25 | 2
2022/23 | 355.25 | 103.25 | 2
2022/23 | 355.75 | 103.25 | 1
2022/23 | 356.25 | 103.25 | 1
2022/23 | 356.75 | 103.25 | 4
2022/23 | 357.25 | 103.25 | 4
2022/23 | 357.75 | 103.25 | 2
2022/23 | 358.25 | 103.25 | 3
2022/23 | 358.75 | 103.25 | 1
2022/23 | 359.25 | 103.25 | 4
2022/23 | 359.75 | 103.25 | 3
2022/23 | 360.25 | 103.25 | 2
2022/23 | 360.75 | 103.25 | 1
2022/23 | 361.25 | 103.25 | 3
2022/23 | 361.75 | 103.25 | 3
2022/23 | 362.25 | 103.25 | 1
2022/23 | 362.75 | 103.25 | 3
2022/23 | 363.25 | 103.25 | 4
2022/23 | 363.75 | 103.25 | 2
2022/23 | 364.25 | 103.25 | 4
2022/23 | 364.75 | 103.25 | 1
2022/23 | 365.25 | 103.25 | 1
2022/23 | 365.75 | 103.25 | 1
2022/23 | 366.25 | 103.25 | 1
2022/23 | 366.75 | 103.25 | 1
2022/23 | 367.25 | 103.25 | 2
2022/23 | 368.25 | 103.25 | 1
2022/23 | 368.75 | 103.25 | 1
2022/23 | 369.25 | 103.25 | 1
2022/23 | 369.75 | 103.25 | 3
2022/23 | 370.75 | 103.25 | 1
2022/23 | 371.25 | 103.25 | 2
2022/23 | 373.25 | 103.25 | 1
2022/23 | 373.75 | 103.25 | 2
2022/23 | 374.25 | 103.25 | 4
2022/23 | 375.25 | 103.25 | 3
2022/23 | 375.75 | 103.25 | 2
2022/23 | 376.25 | 103.25 | 2
2022/23 | 377.25 | 103.25 | 2
2022/23 | 378.25 | 103.25 | 1
2022/23 | 379.75 | 103.25 | 2
2022/23 | 381.75 | 103.25 | 1
2022/23 | 382.25 | 103.25 | 1
2022/23 | 382.75 | 103.25 | 1
2022/23 | 383.25 | 103.25 | 1
2022/23 | 384.75 | 103.25 | 1
2022/23 | 385.75 | 103.25 | 2
2022/23 | 386.25 | 103.25 | 1
2022/23 | 387.25 | 103.25 | 1
2022/23 | 387.75 | 103.25 | 2
2022/23 | 388.75 | 103.25 | 1
2022/23 | 389.25 | 103.25 | 2
2022/23 | 389.75 | 103.25 | 3
2022/23 | 391.25 | 103.25 | 2
2022/23 | 391.75 | 103.25 | 1
2022/23 | 392.75 | 103.25 | 2
2022/23 | 393.75 | 103.25 | 1
2022/23 | 394.25 | 103.25 | 2
2022/23 | 394.75 | 103.25 | 2
2022/23 | 395.75 | 103.25 | 1
2022/23 | 396.25 | 103.25 | 1
2022/23 | 397.75 | 103.25 | 2
2022/23 | 398.75 | 103.25 | 2
2022/23 | 400.75 | 103.25 | 2
2022/23 | 401.25 | 103.25 | 1
2022/23 | 402.75 | 103.25 | 1
2022/23 | 403.75 | 103.25 | 1
2022/23 | 405.25 | 103.25 | 1
2022/23 | 406.75 | 103.25 | 1
2022/23 | 407.75 | 103.25 | 1
2022/23 | 409.75 | 103.25 | 1
2022/23 | 410.75 | 103.25 | 1
2022/23 | 412.75 | 103.25 | 3
2022/23 | 415.25 | 103.25 | 2
2022/23 | 415.75 | 103.25 | 1
2022/23 | 417.75 | 103.25 | 1
2022/23 | 420.25 | 103.25 | 1
2022/23 | 422.75 | 103.25 | 1
2022/23 | 423.75 | 103.25 | 1
2022/23 | 424.25 | 103.25 | 1
2022/23 | 434.75 | 103.25 | 1
2022/23 | 436.25 | 103.25 | 1
2022/23 | 459.25 | 103.25 | 1
2022/23 | 141.25 | 103.75 | 1
2022/23 | 148.25 | 103.75 | 1
2022/23 | 149.75 | 103.75 | 1
2022/23 | 150.75 | 103.75 | 1
2022/23 | 151.25 | 103.75 | 1
2022/23 | 151.75 | 103.75 | 1
2022/23 | 153.25 | 103.75 | 2
2022/23 | 153.75 | 103.75 | 2
2022/23 | 154.75 | 103.75 | 1
2022/23 | 155.75 | 103.75 | 1
2022/23 | 156.75 | 103.75 | 1
2022/23 | 157.25 | 103.75 | 2
2022/23 | 157.75 | 103.75 | 1
2022/23 | 158.25 | 103.75 | 2
2022/23 | 158.75 | 103.75 | 2
2022/23 | 159.25 | 103.75 | 2
2022/23 | 159.75 | 103.75 | 2
2022/23 | 160.25 | 103.75 | 2
2022/23 | 161.25 | 103.75 | 3
2022/23 | 161.75 | 103.75 | 2
2022/23 | 162.25 | 103.75 | 2
2022/23 | 162.75 | 103.75 | 3
2022/23 | 163.25 | 103.75 | 7
2022/23 | 163.75 | 103.75 | 4
2022/23 | 164.25 | 103.75 | 2
2022/23 | 164.75 | 103.75 | 1
2022/23 | 165.25 | 103.75 | 8
2022/23 | 165.75 | 103.75 | 7
2022/23 | 166.25 | 103.75 | 7
2022/23 | 166.75 | 103.75 | 5
2022/23 | 167.25 | 103.75 | 11
2022/23 | 167.75 | 103.75 | 8
2022/23 | 168.25 | 103.75 | 8
2022/23 | 168.75 | 103.75 | 8
2022/23 | 169.25 | 103.75 | 11
2022/23 | 169.75 | 103.75 | 11
2022/23 | 170.25 | 103.75 | 5
2022/23 | 170.75 | 103.75 | 8
2022/23 | 171.25 | 103.75 | 16
2022/23 | 171.75 | 103.75 | 7
2022/23 | 172.25 | 103.75 | 14
2022/23 | 172.75 | 103.75 | 12
2022/23 | 173.25 | 103.75 | 17
2022/23 | 173.75 | 103.75 | 12
2022/23 | 174.25 | 103.75 | 19
2022/23 | 174.75 | 103.75 | 16
2022/23 | 175.25 | 103.75 | 14
2022/23 | 175.75 | 103.75 | 11
2022/23 | 176.25 | 103.75 | 26
2022/23 | 176.75 | 103.75 | 20
2022/23 | 177.25 | 103.75 | 21
2022/23 | 177.75 | 103.75 | 15
2022/23 | 178.25 | 103.75 | 25
2022/23 | 178.75 | 103.75 | 20
2022/23 | 179.25 | 103.75 | 26
2022/23 | 179.75 | 103.75 | 31
2022/23 | 180.25 | 103.75 | 23
2022/23 | 180.75 | 103.75 | 31
2022/23 | 181.25 | 103.75 | 26
2022/23 | 181.75 | 103.75 | 25
2022/23 | 182.25 | 103.75 | 32
2022/23 | 182.75 | 103.75 | 40
2022/23 | 183.25 | 103.75 | 30
2022/23 | 183.75 | 103.75 | 32
2022/23 | 184.25 | 103.75 | 49
2022/23 | 184.75 | 103.75 | 48
2022/23 | 185.25 | 103.75 | 48
2022/23 | 185.75 | 103.75 | 49
2022/23 | 186.25 | 103.75 | 45
2022/23 | 186.75 | 103.75 | 50
2022/23 | 187.25 | 103.75 | 41
2022/23 | 187.75 | 103.75 | 42
2022/23 | 188.25 | 103.75 | 68
2022/23 | 188.75 | 103.75 | 55
2022/23 | 189.25 | 103.75 | 47
2022/23 | 189.75 | 103.75 | 50
2022/23 | 190.25 | 103.75 | 46
2022/23 | 190.75 | 103.75 | 61
2022/23 | 191.25 | 103.75 | 59
2022/23 | 191.75 | 103.75 | 71
2022/23 | 192.25 | 103.75 | 57
2022/23 | 192.75 | 103.75 | 78
2022/23 | 193.25 | 103.75 | 85
2022/23 | 193.75 | 103.75 | 84
2022/23 | 194.25 | 103.75 | 74
2022/23 | 194.75 | 103.75 | 77
2022/23 | 195.25 | 103.75 | 76
2022/23 | 195.75 | 103.75 | 89
2022/23 | 196.25 | 103.75 | 90
2022/23 | 196.75 | 103.75 | 82
2022/23 | 197.25 | 103.75 | 91
2022/23 | 197.75 | 103.75 | 87
2022/23 | 198.25 | 103.75 | 100
2022/23 | 198.75 | 103.75 | 103
2022/23 | 199.25 | 103.75 | 104
2022/23 | 199.75 | 103.75 | 94
2022/23 | 200.25 | 103.75 | 106
2022/23 | 200.75 | 103.75 | 100
2022/23 | 201.25 | 103.75 | 103
2022/23 | 201.75 | 103.75 | 118
2022/23 | 202.25 | 103.75 | 103
2022/23 | 202.75 | 103.75 | 114
2022/23 | 203.25 | 103.75 | 96
2022/23 | 203.75 | 103.75 | 114
2022/23 | 204.25 | 103.75 | 108
2022/23 | 204.75 | 103.75 | 117
2022/23 | 205.25 | 103.75 | 115
2022/23 | 205.75 | 103.75 | 133
2022/23 | 206.25 | 103.75 | 109
2022/23 | 206.75 | 103.75 | 116
2022/23 | 207.25 | 103.75 | 135
2022/23 | 207.75 | 103.75 | 123
2022/23 | 208.25 | 103.75 | 124
2022/23 | 208.75 | 103.75 | 107
2022/23 | 209.25 | 103.75 | 122
2022/23 | 209.75 | 103.75 | 124
2022/23 | 210.25 | 103.75 | 135
2022/23 | 210.75 | 103.75 | 124
2022/23 | 211.25 | 103.75 | 116
2022/23 | 211.75 | 103.75 | 126
2022/23 | 212.25 | 103.75 | 150
2022/23 | 212.75 | 103.75 | 139
2022/23 | 213.25 | 103.75 | 131
2022/23 | 213.75 | 103.75 | 158
2022/23 | 214.25 | 103.75 | 139
2022/23 | 214.75 | 103.75 | 121
2022/23 | 215.25 | 103.75 | 129
2022/23 | 215.75 | 103.75 | 124
2022/23 | 216.25 | 103.75 | 162
2022/23 | 216.75 | 103.75 | 134
2022/23 | 217.25 | 103.75 | 148
2022/23 | 217.75 | 103.75 | 129
2022/23 | 218.25 | 103.75 | 127
2022/23 | 218.75 | 103.75 | 132
2022/23 | 219.25 | 103.75 | 120
2022/23 | 219.75 | 103.75 | 125
2022/23 | 220.25 | 103.75 | 147
2022/23 | 220.75 | 103.75 | 117
2022/23 | 221.25 | 103.75 | 155
2022/23 | 221.75 | 103.75 | 126
2022/23 | 222.25 | 103.75 | 116
2022/23 | 222.75 | 103.75 | 123
2022/23 | 223.25 | 103.75 | 119
2022/23 | 223.75 | 103.75 | 125
2022/23 | 224.25 | 103.75 | 127
2022/23 | 224.75 | 103.75 | 141
2022/23 | 225.25 | 103.75 | 140
2022/23 | 225.75 | 103.75 | 152
2022/23 | 226.25 | 103.75 | 138
2022/23 | 226.75 | 103.75 | 144
2022/23 | 227.25 | 103.75 | 132
2022/23 | 227.75 | 103.75 | 134
2022/23 | 228.25 | 103.75 | 141
2022/23 | 228.75 | 103.75 | 127
2022/23 | 229.25 | 103.75 | 139
2022/23 | 229.75 | 103.75 | 123
2022/23 | 230.25 | 103.75 | 144
2022/23 | 230.75 | 103.75 | 150
2022/23 | 231.25 | 103.75 | 106
2022/23 | 231.75 | 103.75 | 116
2022/23 | 232.25 | 103.75 | 112
2022/23 | 232.75 | 103.75 | 118
2022/23 | 233.25 | 103.75 | 110
2022/23 | 233.75 | 103.75 | 134
2022/23 | 234.25 | 103.75 | 112
2022/23 | 234.75 | 103.75 | 94
2022/23 | 235.25 | 103.75 | 118
2022/23 | 235.75 | 103.75 | 134
2022/23 | 236.25 | 103.75 | 114
2022/23 | 236.75 | 103.75 | 113
2022/23 | 237.25 | 103.75 | 110
2022/23 | 237.75 | 103.75 | 115
2022/23 | 238.25 | 103.75 | 116
2022/23 | 238.75 | 103.75 | 124
2022/23 | 239.25 | 103.75 | 107
2022/23 | 239.75 | 103.75 | 116
2022/23 | 240.25 | 103.75 | 112
2022/23 | 240.75 | 103.75 | 112
2022/23 | 241.25 | 103.75 | 98
2022/23 | 241.75 | 103.75 | 100
2022/23 | 242.25 | 103.75 | 114
2022/23 | 242.75 | 103.75 | 113
2022/23 | 243.25 | 103.75 | 119
2022/23 | 243.75 | 103.75 | 109
2022/23 | 244.25 | 103.75 | 111
2022/23 | 244.75 | 103.75 | 110
2022/23 | 245.25 | 103.75 | 98
2022/23 | 245.75 | 103.75 | 102
2022/23 | 246.25 | 103.75 | 107
2022/23 | 246.75 | 103.75 | 95
2022/23 | 247.25 | 103.75 | 88
2022/23 | 247.75 | 103.75 | 108
2022/23 | 248.25 | 103.75 | 81
2022/23 | 248.75 | 103.75 | 94
2022/23 | 249.25 | 103.75 | 115
2022/23 | 249.75 | 103.75 | 80
2022/23 | 250.25 | 103.75 | 90
2022/23 | 250.75 | 103.75 | 112
2022/23 | 251.25 | 103.75 | 90
2022/23 | 251.75 | 103.75 | 102
2022/23 | 252.25 | 103.75 | 90
2022/23 | 252.75 | 103.75 | 103
2022/23 | 253.25 | 103.75 | 95
2022/23 | 253.75 | 103.75 | 104
2022/23 | 254.25 | 103.75 | 93
2022/23 | 254.75 | 103.75 | 88
2022/23 | 255.25 | 103.75 | 69
2022/23 | 255.75 | 103.75 | 88
2022/23 | 256.25 | 103.75 | 94
2022/23 | 256.75 | 103.75 | 81
2022/23 | 257.25 | 103.75 | 104
2022/23 | 257.75 | 103.75 | 93
2022/23 | 258.25 | 103.75 | 73
2022/23 | 258.75 | 103.75 | 87
2022/23 | 259.25 | 103.75 | 83
2022/23 | 259.75 | 103.75 | 80
2022/23 | 260.25 | 103.75 | 72
2022/23 | 260.75 | 103.75 | 74
2022/23 | 261.25 | 103.75 | 81
2022/23 | 261.75 | 103.75 | 70
2022/23 | 262.25 | 103.75 | 84
2022/23 | 262.75 | 103.75 | 64
2022/23 | 263.25 | 103.75 | 74
2022/23 | 263.75 | 103.75 | 74
2022/23 | 264.25 | 103.75 | 62
2022/23 | 264.75 | 103.75 | 87
2022/23 | 265.25 | 103.75 | 57
2022/23 | 265.75 | 103.75 | 78
2022/23 | 266.25 | 103.75 | 72
2022/23 | 266.75 | 103.75 | 78
2022/23 | 267.25 | 103.75 | 62
2022/23 | 267.75 | 103.75 | 68
2022/23 | 268.25 | 103.75 | 60
2022/23 | 268.75 | 103.75 | 70
2022/23 | 269.25 | 103.75 | 64
2022/23 | 269.75 | 103.75 | 69
2022/23 | 270.25 | 103.75 | 71
2022/23 | 270.75 | 103.75 | 50
2022/23 | 271.25 | 103.75 | 49
2022/23 | 271.75 | 103.75 | 76
2022/23 | 272.25 | 103.75 | 59
2022/23 | 272.75 | 103.75 | 57
2022/23 | 273.25 | 103.75 | 53
2022/23 | 273.75 | 103.75 | 51
2022/23 | 274.25 | 103.75 | 49
2022/23 | 274.75 | 103.75 | 52
2022/23 | 275.25 | 103.75 | 56
2022/23 | 275.75 | 103.75 | 54
2022/23 | 276.25 | 103.75 | 43
2022/23 | 276.75 | 103.75 | 51
2022/23 | 277.25 | 103.75 | 50
2022/23 | 277.75 | 103.75 | 56
2022/23 | 278.25 | 103.75 | 56
2022/23 | 278.75 | 103.75 | 44
2022/23 | 279.25 | 103.75 | 62
2022/23 | 279.75 | 103.75 | 42
2022/23 | 280.25 | 103.75 | 53
2022/23 | 280.75 | 103.75 | 42
2022/23 | 281.25 | 103.75 | 62
2022/23 | 281.75 | 103.75 | 35
2022/23 | 282.25 | 103.75 | 49
2022/23 | 282.75 | 103.75 | 38
2022/23 | 283.25 | 103.75 | 41
2022/23 | 283.75 | 103.75 | 51
2022/23 | 284.25 | 103.75 | 37
2022/23 | 284.75 | 103.75 | 35
2022/23 | 285.25 | 103.75 | 46
2022/23 | 285.75 | 103.75 | 39
2022/23 | 286.25 | 103.75 | 30
2022/23 | 286.75 | 103.75 | 41
2022/23 | 287.25 | 103.75 | 46
2022/23 | 287.75 | 103.75 | 42
2022/23 | 288.25 | 103.75 | 29
2022/23 | 288.75 | 103.75 | 33
2022/23 | 289.25 | 103.75 | 33
2022/23 | 289.75 | 103.75 | 42
2022/23 | 290.25 | 103.75 | 33
2022/23 | 290.75 | 103.75 | 38
2022/23 | 291.25 | 103.75 | 34
2022/23 | 291.75 | 103.75 | 37
2022/23 | 292.25 | 103.75 | 38
2022/23 | 292.75 | 103.75 | 30
2022/23 | 293.25 | 103.75 | 32
2022/23 | 293.75 | 103.75 | 37
2022/23 | 294.25 | 103.75 | 48
2022/23 | 294.75 | 103.75 | 25
2022/23 | 295.25 | 103.75 | 30
2022/23 | 295.75 | 103.75 | 33
2022/23 | 296.25 | 103.75 | 32
2022/23 | 296.75 | 103.75 | 25
2022/23 | 297.25 | 103.75 | 27
2022/23 | 297.75 | 103.75 | 30
2022/23 | 298.25 | 103.75 | 31
2022/23 | 298.75 | 103.75 | 22
2022/23 | 299.25 | 103.75 | 20
2022/23 | 299.75 | 103.75 | 33
2022/23 | 300.25 | 103.75 | 27
2022/23 | 300.75 | 103.75 | 30
2022/23 | 301.25 | 103.75 | 21
2022/23 | 301.75 | 103.75 | 25
2022/23 | 302.25 | 103.75 | 22
2022/23 | 302.75 | 103.75 | 29
2022/23 | 303.25 | 103.75 | 25
2022/23 | 303.75 | 103.75 | 33
2022/23 | 304.25 | 103.75 | 18
2022/23 | 304.75 | 103.75 | 24
2022/23 | 305.25 | 103.75 | 27
2022/23 | 305.75 | 103.75 | 14
2022/23 | 306.25 | 103.75 | 18
2022/23 | 306.75 | 103.75 | 12
2022/23 | 307.25 | 103.75 | 24
2022/23 | 307.75 | 103.75 | 22
2022/23 | 308.25 | 103.75 | 20
2022/23 | 308.75 | 103.75 | 15
2022/23 | 309.25 | 103.75 | 18
2022/23 | 309.75 | 103.75 | 17
2022/23 | 310.25 | 103.75 | 23
2022/23 | 310.75 | 103.75 | 18
2022/23 | 311.25 | 103.75 | 11
2022/23 | 311.75 | 103.75 | 16
2022/23 | 312.25 | 103.75 | 21
2022/23 | 312.75 | 103.75 | 15
2022/23 | 313.25 | 103.75 | 20
2022/23 | 313.75 | 103.75 | 16
2022/23 | 314.25 | 103.75 | 14
2022/23 | 314.75 | 103.75 | 16
2022/23 | 315.25 | 103.75 | 24
2022/23 | 315.75 | 103.75 | 10
2022/23 | 316.25 | 103.75 | 16
2022/23 | 316.75 | 103.75 | 14
2022/23 | 317.25 | 103.75 | 16
2022/23 | 317.75 | 103.75 | 7
2022/23 | 318.25 | 103.75 | 12
2022/23 | 318.75 | 103.75 | 10
2022/23 | 319.25 | 103.75 | 6
2022/23 | 319.75 | 103.75 | 16
2022/23 | 320.25 | 103.75 | 24
2022/23 | 320.75 | 103.75 | 17
2022/23 | 321.25 | 103.75 | 13
2022/23 | 321.75 | 103.75 | 13
2022/23 | 322.25 | 103.75 | 12
2022/23 | 322.75 | 103.75 | 7
2022/23 | 323.25 | 103.75 | 7
2022/23 | 323.75 | 103.75 | 8
2022/23 | 324.25 | 103.75 | 9
2022/23 | 324.75 | 103.75 | 2
2022/23 | 325.25 | 103.75 | 11
2022/23 | 325.75 | 103.75 | 8
2022/23 | 326.25 | 103.75 | 8
2022/23 | 326.75 | 103.75 | 9
2022/23 | 327.25 | 103.75 | 6
2022/23 | 327.75 | 103.75 | 10
2022/23 | 328.25 | 103.75 | 4
2022/23 | 328.75 | 103.75 | 5
2022/23 | 329.25 | 103.75 | 7
2022/23 | 329.75 | 103.75 | 13
2022/23 | 330.25 | 103.75 | 16
2022/23 | 330.75 | 103.75 | 9
2022/23 | 331.25 | 103.75 | 11
2022/23 | 331.75 | 103.75 | 7
2022/23 | 332.25 | 103.75 | 6
2022/23 | 332.75 | 103.75 | 6
2022/23 | 333.25 | 103.75 | 7
2022/23 | 333.75 | 103.75 | 4
2022/23 | 334.25 | 103.75 | 13
2022/23 | 334.75 | 103.75 | 8
2022/23 | 335.25 | 103.75 | 10
2022/23 | 335.75 | 103.75 | 4
2022/23 | 336.25 | 103.75 | 5
2022/23 | 336.75 | 103.75 | 9
2022/23 | 337.25 | 103.75 | 8
2022/23 | 337.75 | 103.75 | 4
2022/23 | 338.25 | 103.75 | 10
2022/23 | 338.75 | 103.75 | 3
2022/23 | 339.25 | 103.75 | 13
2022/23 | 339.75 | 103.75 | 4
2022/23 | 340.25 | 103.75 | 5
2022/23 | 340.75 | 103.75 | 6
2022/23 | 341.25 | 103.75 | 5
2022/23 | 341.75 | 103.75 | 10
2022/23 | 342.25 | 103.75 | 7
2022/23 | 342.75 | 103.75 | 1
2022/23 | 343.25 | 103.75 | 5
2022/23 | 343.75 | 103.75 | 5
2022/23 | 344.25 | 103.75 | 6
2022/23 | 344.75 | 103.75 | 7
2022/23 | 345.25 | 103.75 | 5
2022/23 | 345.75 | 103.75 | 3
2022/23 | 346.25 | 103.75 | 6
2022/23 | 346.75 | 103.75 | 6
2022/23 | 347.25 | 103.75 | 5
2022/23 | 347.75 | 103.75 | 7
2022/23 | 348.25 | 103.75 | 3
2022/23 | 348.75 | 103.75 | 2
2022/23 | 349.25 | 103.75 | 3
2022/23 | 349.75 | 103.75 | 6
2022/23 | 350.25 | 103.75 | 2
2022/23 | 350.75 | 103.75 | 1
2022/23 | 351.25 | 103.75 | 2
2022/23 | 351.75 | 103.75 | 7
2022/23 | 352.25 | 103.75 | 4
2022/23 | 352.75 | 103.75 | 4
2022/23 | 353.25 | 103.75 | 5
2022/23 | 353.75 | 103.75 | 2
2022/23 | 354.25 | 103.75 | 2
2022/23 | 354.75 | 103.75 | 4
2022/23 | 355.25 | 103.75 | 3
2022/23 | 355.75 | 103.75 | 3
2022/23 | 356.25 | 103.75 | 1
2022/23 | 356.75 | 103.75 | 4
2022/23 | 357.25 | 103.75 | 2
2022/23 | 357.75 | 103.75 | 3
2022/23 | 358.25 | 103.75 | 3
2022/23 | 358.75 | 103.75 | 1
2022/23 | 359.25 | 103.75 | 3
2022/23 | 359.75 | 103.75 | 5
2022/23 | 360.25 | 103.75 | 4
2022/23 | 360.75 | 103.75 | 3
2022/23 | 361.25 | 103.75 | 2
2022/23 | 361.75 | 103.75 | 6
2022/23 | 362.25 | 103.75 | 2
2022/23 | 362.75 | 103.75 | 2
2022/23 | 363.25 | 103.75 | 5
2022/23 | 364.25 | 103.75 | 3
2022/23 | 364.75 | 103.75 | 3
2022/23 | 365.25 | 103.75 | 1
2022/23 | 365.75 | 103.75 | 2
2022/23 | 366.25 | 103.75 | 3
2022/23 | 366.75 | 103.75 | 1
2022/23 | 367.25 | 103.75 | 2
2022/23 | 367.75 | 103.75 | 2
2022/23 | 368.25 | 103.75 | 3
2022/23 | 368.75 | 103.75 | 2
2022/23 | 369.25 | 103.75 | 2
2022/23 | 369.75 | 103.75 | 3
2022/23 | 370.25 | 103.75 | 3
2022/23 | 370.75 | 103.75 | 2
2022/23 | 371.75 | 103.75 | 3
2022/23 | 372.25 | 103.75 | 1
2022/23 | 372.75 | 103.75 | 2
2022/23 | 373.75 | 103.75 | 1
2022/23 | 374.25 | 103.75 | 4
2022/23 | 374.75 | 103.75 | 1
2022/23 | 375.75 | 103.75 | 2
2022/23 | 376.25 | 103.75 | 4
2022/23 | 376.75 | 103.75 | 2
2022/23 | 378.25 | 103.75 | 2
2022/23 | 378.75 | 103.75 | 1
2022/23 | 379.25 | 103.75 | 3
2022/23 | 379.75 | 103.75 | 3
2022/23 | 380.25 | 103.75 | 1
2022/23 | 380.75 | 103.75 | 1
2022/23 | 383.25 | 103.75 | 3
2022/23 | 383.75 | 103.75 | 1
2022/23 | 384.25 | 103.75 | 2
2022/23 | 385.25 | 103.75 | 1
2022/23 | 387.25 | 103.75 | 2
2022/23 | 387.75 | 103.75 | 3
2022/23 | 388.75 | 103.75 | 1
2022/23 | 389.75 | 103.75 | 1
2022/23 | 392.25 | 103.75 | 3
2022/23 | 392.75 | 103.75 | 1
2022/23 | 394.25 | 103.75 | 1
2022/23 | 394.75 | 103.75 | 1
2022/23 | 396.75 | 103.75 | 1
2022/23 | 397.25 | 103.75 | 1
2022/23 | 399.25 | 103.75 | 1
2022/23 | 399.75 | 103.75 | 1
2022/23 | 400.25 | 103.75 | 1
2022/23 | 401.75 | 103.75 | 1
2022/23 | 404.75 | 103.75 | 1
2022/23 | 407.25 | 103.75 | 2
2022/23 | 410.75 | 103.75 | 1
2022/23 | 414.25 | 103.75 | 1
2022/23 | 414.75 | 103.75 | 1
2022/23 | 429.25 | 103.75 | 1
2022/23 | 432.75 | 103.75 | 1
2022/23 | 435.25 | 103.75 | 1
2022/23 | 442.75 | 103.75 | 1
2022/23 | 453.25 | 103.75 | 1
2022/23 | 454.25 | 103.75 | 1
2022/23 | 472.75 | 103.75 | 1
2022/23 | 136.75 | 104.25 | 1
2022/23 | 142.25 | 104.25 | 1
2022/23 | 143.75 | 104.25 | 2
2022/23 | 144.75 | 104.25 | 1
2022/23 | 146.75 | 104.25 | 2
2022/23 | 147.25 | 104.25 | 1
2022/23 | 147.75 | 104.25 | 1
2022/23 | 149.25 | 104.25 | 2
2022/23 | 149.75 | 104.25 | 4
2022/23 | 151.75 | 104.25 | 1
2022/23 | 152.25 | 104.25 | 1
2022/23 | 154.75 | 104.25 | 1
2022/23 | 155.25 | 104.25 | 3
2022/23 | 155.75 | 104.25 | 1
2022/23 | 156.25 | 104.25 | 3
2022/23 | 157.25 | 104.25 | 1
2022/23 | 157.75 | 104.25 | 2
2022/23 | 158.25 | 104.25 | 2
2022/23 | 158.75 | 104.25 | 1
2022/23 | 159.25 | 104.25 | 6
2022/23 | 159.75 | 104.25 | 1
2022/23 | 160.75 | 104.25 | 1
2022/23 | 161.25 | 104.25 | 5
2022/23 | 161.75 | 104.25 | 3
2022/23 | 162.25 | 104.25 | 5
2022/23 | 162.75 | 104.25 | 4
2022/23 | 163.25 | 104.25 | 4
2022/23 | 163.75 | 104.25 | 2
2022/23 | 164.25 | 104.25 | 5
2022/23 | 164.75 | 104.25 | 3
2022/23 | 165.25 | 104.25 | 5
2022/23 | 165.75 | 104.25 | 4
2022/23 | 166.25 | 104.25 | 5
2022/23 | 166.75 | 104.25 | 4
2022/23 | 167.25 | 104.25 | 10
2022/23 | 167.75 | 104.25 | 5
2022/23 | 168.25 | 104.25 | 11
2022/23 | 168.75 | 104.25 | 5
2022/23 | 169.25 | 104.25 | 6
2022/23 | 169.75 | 104.25 | 9
2022/23 | 170.25 | 104.25 | 13
2022/23 | 170.75 | 104.25 | 9
2022/23 | 171.25 | 104.25 | 14
2022/23 | 171.75 | 104.25 | 11
2022/23 | 172.25 | 104.25 | 4
2022/23 | 172.75 | 104.25 | 9
2022/23 | 173.25 | 104.25 | 11
2022/23 | 173.75 | 104.25 | 13
2022/23 | 174.25 | 104.25 | 11
2022/23 | 174.75 | 104.25 | 11
2022/23 | 175.25 | 104.25 | 9
2022/23 | 175.75 | 104.25 | 20
2022/23 | 176.25 | 104.25 | 19
2022/23 | 176.75 | 104.25 | 12
2022/23 | 177.25 | 104.25 | 21
2022/23 | 177.75 | 104.25 | 15
2022/23 | 178.25 | 104.25 | 16
2022/23 | 178.75 | 104.25 | 23
2022/23 | 179.25 | 104.25 | 29
2022/23 | 179.75 | 104.25 | 26
2022/23 | 180.25 | 104.25 | 33
2022/23 | 180.75 | 104.25 | 33
2022/23 | 181.25 | 104.25 | 25
2022/23 | 181.75 | 104.25 | 22
2022/23 | 182.25 | 104.25 | 25
2022/23 | 182.75 | 104.25 | 25
2022/23 | 183.25 | 104.25 | 36
2022/23 | 183.75 | 104.25 | 21
2022/23 | 184.25 | 104.25 | 45
2022/23 | 184.75 | 104.25 | 42
2022/23 | 185.25 | 104.25 | 47
2022/23 | 185.75 | 104.25 | 50
2022/23 | 186.25 | 104.25 | 38
2022/23 | 186.75 | 104.25 | 31
2022/23 | 187.25 | 104.25 | 52
2022/23 | 187.75 | 104.25 | 51
2022/23 | 188.25 | 104.25 | 46
2022/23 | 188.75 | 104.25 | 51
2022/23 | 189.25 | 104.25 | 41
2022/23 | 189.75 | 104.25 | 49
2022/23 | 190.25 | 104.25 | 60
2022/23 | 190.75 | 104.25 | 61
2022/23 | 191.25 | 104.25 | 59
2022/23 | 191.75 | 104.25 | 50
2022/23 | 192.25 | 104.25 | 54
2022/23 | 192.75 | 104.25 | 67
2022/23 | 193.25 | 104.25 | 65
2022/23 | 193.75 | 104.25 | 62
2022/23 | 194.25 | 104.25 | 67
2022/23 | 194.75 | 104.25 | 82
2022/23 | 195.25 | 104.25 | 75
2022/23 | 195.75 | 104.25 | 70
2022/23 | 196.25 | 104.25 | 68
2022/23 | 196.75 | 104.25 | 81
2022/23 | 197.25 | 104.25 | 73
2022/23 | 197.75 | 104.25 | 71
2022/23 | 198.25 | 104.25 | 90
2022/23 | 198.75 | 104.25 | 86
2022/23 | 199.25 | 104.25 | 78
2022/23 | 199.75 | 104.25 | 110
2022/23 | 200.25 | 104.25 | 89
2022/23 | 200.75 | 104.25 | 98
2022/23 | 201.25 | 104.25 | 89
2022/23 | 201.75 | 104.25 | 94
2022/23 | 202.25 | 104.25 | 86
2022/23 | 202.75 | 104.25 | 91
2022/23 | 203.25 | 104.25 | 101
2022/23 | 203.75 | 104.25 | 93
2022/23 | 204.25 | 104.25 | 97
2022/23 | 204.75 | 104.25 | 106
2022/23 | 205.25 | 104.25 | 103
2022/23 | 205.75 | 104.25 | 120
2022/23 | 206.25 | 104.25 | 107
2022/23 | 206.75 | 104.25 | 114
2022/23 | 207.25 | 104.25 | 97
2022/23 | 207.75 | 104.25 | 122
2022/23 | 208.25 | 104.25 | 112
2022/23 | 208.75 | 104.25 | 123
2022/23 | 209.25 | 104.25 | 121
2022/23 | 209.75 | 104.25 | 119
2022/23 | 210.25 | 104.25 | 147
2022/23 | 210.75 | 104.25 | 142
2022/23 | 211.25 | 104.25 | 122
2022/23 | 211.75 | 104.25 | 118
2022/23 | 212.25 | 104.25 | 130
2022/23 | 212.75 | 104.25 | 102
2022/23 | 213.25 | 104.25 | 128
2022/23 | 213.75 | 104.25 | 116
2022/23 | 214.25 | 104.25 | 137
2022/23 | 214.75 | 104.25 | 128
2022/23 | 215.25 | 104.25 | 145
2022/23 | 215.75 | 104.25 | 127
2022/23 | 216.25 | 104.25 | 122
2022/23 | 216.75 | 104.25 | 119
2022/23 | 217.25 | 104.25 | 136
2022/23 | 217.75 | 104.25 | 148
2022/23 | 218.25 | 104.25 | 156
2022/23 | 218.75 | 104.25 | 130
2022/23 | 219.25 | 104.25 | 134
2022/23 | 219.75 | 104.25 | 134
2022/23 | 220.25 | 104.25 | 131
2022/23 | 220.75 | 104.25 | 131
2022/23 | 221.25 | 104.25 | 133
2022/23 | 221.75 | 104.25 | 123
2022/23 | 222.25 | 104.25 | 142
2022/23 | 222.75 | 104.25 | 141
2022/23 | 223.25 | 104.25 | 119
2022/23 | 223.75 | 104.25 | 136
2022/23 | 224.25 | 104.25 | 135
2022/23 | 224.75 | 104.25 | 131
2022/23 | 225.25 | 104.25 | 135
2022/23 | 225.75 | 104.25 | 129
2022/23 | 226.25 | 104.25 | 153
2022/23 | 226.75 | 104.25 | 130
2022/23 | 227.25 | 104.25 | 137
2022/23 | 227.75 | 104.25 | 115
2022/23 | 228.25 | 104.25 | 146
2022/23 | 228.75 | 104.25 | 124
2022/23 | 229.25 | 104.25 | 130
2022/23 | 229.75 | 104.25 | 136
2022/23 | 230.25 | 104.25 | 111
2022/23 | 230.75 | 104.25 | 114
2022/23 | 231.25 | 104.25 | 133
2022/23 | 231.75 | 104.25 | 126
2022/23 | 232.25 | 104.25 | 128
2022/23 | 232.75 | 104.25 | 120
2022/23 | 233.25 | 104.25 | 136
2022/23 | 233.75 | 104.25 | 134
2022/23 | 234.25 | 104.25 | 118
2022/23 | 234.75 | 104.25 | 101
2022/23 | 235.25 | 104.25 | 129
2022/23 | 235.75 | 104.25 | 117
2022/23 | 236.25 | 104.25 | 121
2022/23 | 236.75 | 104.25 | 115
2022/23 | 237.25 | 104.25 | 126
2022/23 | 237.75 | 104.25 | 99
2022/23 | 238.25 | 104.25 | 114
2022/23 | 238.75 | 104.25 | 123
2022/23 | 239.25 | 104.25 | 115
2022/23 | 239.75 | 104.25 | 126
2022/23 | 240.25 | 104.25 | 99
2022/23 | 240.75 | 104.25 | 119
2022/23 | 241.25 | 104.25 | 126
2022/23 | 241.75 | 104.25 | 121
2022/23 | 242.25 | 104.25 | 115
2022/23 | 242.75 | 104.25 | 113
2022/23 | 243.25 | 104.25 | 114
2022/23 | 243.75 | 104.25 | 104
2022/23 | 244.25 | 104.25 | 127
2022/23 | 244.75 | 104.25 | 100
2022/23 | 245.25 | 104.25 | 93
2022/23 | 245.75 | 104.25 | 123
2022/23 | 246.25 | 104.25 | 87
2022/23 | 246.75 | 104.25 | 104
2022/23 | 247.25 | 104.25 | 106
2022/23 | 247.75 | 104.25 | 93
2022/23 | 248.25 | 104.25 | 103
2022/23 | 248.75 | 104.25 | 101
2022/23 | 249.25 | 104.25 | 97
2022/23 | 249.75 | 104.25 | 93
2022/23 | 250.25 | 104.25 | 124
2022/23 | 250.75 | 104.25 | 107
2022/23 | 251.25 | 104.25 | 97
2022/23 | 251.75 | 104.25 | 90
2022/23 | 252.25 | 104.25 | 84
2022/23 | 252.75 | 104.25 | 101
2022/23 | 253.25 | 104.25 | 108
2022/23 | 253.75 | 104.25 | 100
2022/23 | 254.25 | 104.25 | 116
2022/23 | 254.75 | 104.25 | 107
2022/23 | 255.25 | 104.25 | 97
2022/23 | 255.75 | 104.25 | 108
2022/23 | 256.25 | 104.25 | 85
2022/23 | 256.75 | 104.25 | 90
2022/23 | 257.25 | 104.25 | 95
2022/23 | 257.75 | 104.25 | 108
2022/23 | 258.25 | 104.25 | 100
2022/23 | 258.75 | 104.25 | 92
2022/23 | 259.25 | 104.25 | 97
2022/23 | 259.75 | 104.25 | 78
2022/23 | 260.25 | 104.25 | 82
2022/23 | 260.75 | 104.25 | 86
2022/23 | 261.25 | 104.25 | 89
2022/23 | 261.75 | 104.25 | 102
2022/23 | 262.25 | 104.25 | 86
2022/23 | 262.75 | 104.25 | 69
2022/23 | 263.25 | 104.25 | 72
2022/23 | 263.75 | 104.25 | 71
2022/23 | 264.25 | 104.25 | 105
2022/23 | 264.75 | 104.25 | 76
2022/23 | 265.25 | 104.25 | 69
2022/23 | 265.75 | 104.25 | 80
2022/23 | 266.25 | 104.25 | 68
2022/23 | 266.75 | 104.25 | 75
2022/23 | 267.25 | 104.25 | 62
2022/23 | 267.75 | 104.25 | 53
2022/23 | 268.25 | 104.25 | 68
2022/23 | 268.75 | 104.25 | 70
2022/23 | 269.25 | 104.25 | 66
2022/23 | 269.75 | 104.25 | 52
2022/23 | 270.25 | 104.25 | 68
2022/23 | 270.75 | 104.25 | 75
2022/23 | 271.25 | 104.25 | 71
2022/23 | 271.75 | 104.25 | 62
2022/23 | 272.25 | 104.25 | 56
2022/23 | 272.75 | 104.25 | 54
2022/23 | 273.25 | 104.25 | 51
2022/23 | 273.75 | 104.25 | 46
2022/23 | 274.25 | 104.25 | 55
2022/23 | 274.75 | 104.25 | 55
2022/23 | 275.25 | 104.25 | 54
2022/23 | 275.75 | 104.25 | 43
2022/23 | 276.25 | 104.25 | 56
2022/23 | 276.75 | 104.25 | 50
2022/23 | 277.25 | 104.25 | 56
2022/23 | 277.75 | 104.25 | 50
2022/23 | 278.25 | 104.25 | 48
2022/23 | 278.75 | 104.25 | 47
2022/23 | 279.25 | 104.25 | 48
2022/23 | 279.75 | 104.25 | 50
2022/23 | 280.25 | 104.25 | 51
2022/23 | 280.75 | 104.25 | 58
2022/23 | 281.25 | 104.25 | 51
2022/23 | 281.75 | 104.25 | 48
2022/23 | 282.25 | 104.25 | 44
2022/23 | 282.75 | 104.25 | 40
2022/23 | 283.25 | 104.25 | 43
2022/23 | 283.75 | 104.25 | 42
2022/23 | 284.25 | 104.25 | 47
2022/23 | 284.75 | 104.25 | 40
2022/23 | 285.25 | 104.25 | 48
2022/23 | 285.75 | 104.25 | 40
2022/23 | 286.25 | 104.25 | 44
2022/23 | 286.75 | 104.25 | 40
2022/23 | 287.25 | 104.25 | 39
2022/23 | 287.75 | 104.25 | 34
2022/23 | 288.25 | 104.25 | 39
2022/23 | 288.75 | 104.25 | 38
2022/23 | 289.25 | 104.25 | 41
2022/23 | 289.75 | 104.25 | 37
2022/23 | 290.25 | 104.25 | 41
2022/23 | 290.75 | 104.25 | 32
2022/23 | 291.25 | 104.25 | 32
2022/23 | 291.75 | 104.25 | 38
2022/23 | 292.25 | 104.25 | 35
2022/23 | 292.75 | 104.25 | 35
2022/23 | 293.25 | 104.25 | 29
2022/23 | 293.75 | 104.25 | 40
2022/23 | 294.25 | 104.25 | 26
2022/23 | 294.75 | 104.25 | 24
2022/23 | 295.25 | 104.25 | 31
2022/23 | 295.75 | 104.25 | 38
2022/23 | 296.25 | 104.25 | 33
2022/23 | 296.75 | 104.25 | 41
2022/23 | 297.25 | 104.25 | 33
2022/23 | 297.75 | 104.25 | 26
2022/23 | 298.25 | 104.25 | 28
2022/23 | 298.75 | 104.25 | 41
2022/23 | 299.25 | 104.25 | 39
2022/23 | 299.75 | 104.25 | 32
2022/23 | 300.25 | 104.25 | 21
2022/23 | 300.75 | 104.25 | 24
2022/23 | 301.25 | 104.25 | 18
2022/23 | 301.75 | 104.25 | 26
2022/23 | 302.25 | 104.25 | 20
2022/23 | 302.75 | 104.25 | 34
2022/23 | 303.25 | 104.25 | 26
2022/23 | 303.75 | 104.25 | 19
2022/23 | 304.25 | 104.25 | 26
2022/23 | 304.75 | 104.25 | 14
2022/23 | 305.25 | 104.25 | 30
2022/23 | 305.75 | 104.25 | 24
2022/23 | 306.25 | 104.25 | 22
2022/23 | 306.75 | 104.25 | 29
2022/23 | 307.25 | 104.25 | 16
2022/23 | 307.75 | 104.25 | 19
2022/23 | 308.25 | 104.25 | 25
2022/23 | 308.75 | 104.25 | 17
2022/23 | 309.25 | 104.25 | 23
2022/23 | 309.75 | 104.25 | 18
2022/23 | 310.25 | 104.25 | 10
2022/23 | 310.75 | 104.25 | 20
2022/23 | 311.25 | 104.25 | 15
2022/23 | 311.75 | 104.25 | 27
2022/23 | 312.25 | 104.25 | 14
2022/23 | 312.75 | 104.25 | 13
2022/23 | 313.25 | 104.25 | 16
2022/23 | 313.75 | 104.25 | 14
2022/23 | 314.25 | 104.25 | 14
2022/23 | 314.75 | 104.25 | 20
2022/23 | 315.25 | 104.25 | 19
2022/23 | 315.75 | 104.25 | 14
2022/23 | 316.25 | 104.25 | 18
2022/23 | 316.75 | 104.25 | 8
2022/23 | 317.25 | 104.25 | 12
2022/23 | 317.75 | 104.25 | 15
2022/23 | 318.25 | 104.25 | 20
2022/23 | 318.75 | 104.25 | 15
2022/23 | 319.25 | 104.25 | 15
2022/23 | 319.75 | 104.25 | 14
2022/23 | 320.25 | 104.25 | 5
2022/23 | 320.75 | 104.25 | 12
2022/23 | 321.25 | 104.25 | 18
2022/23 | 321.75 | 104.25 | 19
2022/23 | 322.25 | 104.25 | 10
2022/23 | 322.75 | 104.25 | 13
2022/23 | 323.25 | 104.25 | 17
2022/23 | 323.75 | 104.25 | 9
2022/23 | 324.25 | 104.25 | 12
2022/23 | 324.75 | 104.25 | 10
2022/23 | 325.25 | 104.25 | 11
2022/23 | 325.75 | 104.25 | 8
2022/23 | 326.25 | 104.25 | 10
2022/23 | 326.75 | 104.25 | 6
2022/23 | 327.25 | 104.25 | 12
2022/23 | 327.75 | 104.25 | 16
2022/23 | 328.25 | 104.25 | 8
2022/23 | 328.75 | 104.25 | 7
2022/23 | 329.25 | 104.25 | 12
2022/23 | 329.75 | 104.25 | 9
2022/23 | 330.25 | 104.25 | 13
2022/23 | 330.75 | 104.25 | 11
2022/23 | 331.25 | 104.25 | 7
2022/23 | 331.75 | 104.25 | 9
2022/23 | 332.25 | 104.25 | 5
2022/23 | 332.75 | 104.25 | 8
2022/23 | 333.25 | 104.25 | 11
2022/23 | 333.75 | 104.25 | 11
2022/23 | 334.25 | 104.25 | 15
2022/23 | 334.75 | 104.25 | 5
2022/23 | 335.25 | 104.25 | 6
2022/23 | 335.75 | 104.25 | 7
2022/23 | 336.25 | 104.25 | 10
2022/23 | 336.75 | 104.25 | 8
2022/23 | 337.25 | 104.25 | 7
2022/23 | 337.75 | 104.25 | 11
2022/23 | 338.25 | 104.25 | 8
2022/23 | 338.75 | 104.25 | 8
2022/23 | 339.25 | 104.25 | 9
2022/23 | 339.75 | 104.25 | 6
2022/23 | 340.25 | 104.25 | 10
2022/23 | 340.75 | 104.25 | 9
2022/23 | 341.25 | 104.25 | 6
2022/23 | 341.75 | 104.25 | 5
2022/23 | 342.25 | 104.25 | 5
2022/23 | 342.75 | 104.25 | 4
2022/23 | 343.25 | 104.25 | 8
2022/23 | 343.75 | 104.25 | 6
2022/23 | 344.25 | 104.25 | 4
2022/23 | 344.75 | 104.25 | 4
2022/23 | 345.25 | 104.25 | 6
2022/23 | 345.75 | 104.25 | 6
2022/23 | 346.25 | 104.25 | 5
2022/23 | 346.75 | 104.25 | 2
2022/23 | 347.25 | 104.25 | 3
2022/23 | 347.75 | 104.25 | 2
2022/23 | 348.25 | 104.25 | 7
2022/23 | 348.75 | 104.25 | 6
2022/23 | 349.25 | 104.25 | 5
2022/23 | 349.75 | 104.25 | 3
2022/23 | 350.25 | 104.25 | 3
2022/23 | 350.75 | 104.25 | 4
2022/23 | 351.25 | 104.25 | 2
2022/23 | 351.75 | 104.25 | 2
2022/23 | 352.25 | 104.25 | 5
2022/23 | 352.75 | 104.25 | 3
2022/23 | 353.25 | 104.25 | 3
2022/23 | 353.75 | 104.25 | 2
2022/23 | 354.25 | 104.25 | 2
2022/23 | 354.75 | 104.25 | 3
2022/23 | 355.25 | 104.25 | 4
2022/23 | 355.75 | 104.25 | 3
2022/23 | 356.75 | 104.25 | 4
2022/23 | 357.25 | 104.25 | 3
2022/23 | 357.75 | 104.25 | 3
2022/23 | 358.25 | 104.25 | 3
2022/23 | 358.75 | 104.25 | 3
2022/23 | 359.25 | 104.25 | 7
2022/23 | 359.75 | 104.25 | 2
2022/23 | 360.25 | 104.25 | 1
2022/23 | 361.25 | 104.25 | 6
2022/23 | 361.75 | 104.25 | 2
2022/23 | 362.25 | 104.25 | 5
2022/23 | 362.75 | 104.25 | 2
2022/23 | 363.25 | 104.25 | 4
2022/23 | 363.75 | 104.25 | 2
2022/23 | 364.25 | 104.25 | 2
2022/23 | 364.75 | 104.25 | 2
2022/23 | 365.25 | 104.25 | 3
2022/23 | 365.75 | 104.25 | 3
2022/23 | 366.75 | 104.25 | 3
2022/23 | 367.25 | 104.25 | 2
2022/23 | 367.75 | 104.25 | 4
2022/23 | 368.25 | 104.25 | 2
2022/23 | 368.75 | 104.25 | 2
2022/23 | 369.75 | 104.25 | 2
2022/23 | 370.25 | 104.25 | 2
2022/23 | 372.25 | 104.25 | 2
2022/23 | 372.75 | 104.25 | 1
2022/23 | 373.25 | 104.25 | 3
2022/23 | 375.25 | 104.25 | 4
2022/23 | 375.75 | 104.25 | 4
2022/23 | 376.25 | 104.25 | 4
2022/23 | 376.75 | 104.25 | 2
2022/23 | 378.75 | 104.25 | 2
2022/23 | 379.25 | 104.25 | 1
2022/23 | 379.75 | 104.25 | 4
2022/23 | 380.25 | 104.25 | 3
2022/23 | 380.75 | 104.25 | 1
2022/23 | 381.25 | 104.25 | 3
2022/23 | 381.75 | 104.25 | 2
2022/23 | 382.25 | 104.25 | 1
2022/23 | 382.75 | 104.25 | 2
2022/23 | 384.25 | 104.25 | 2
2022/23 | 384.75 | 104.25 | 1
2022/23 | 386.75 | 104.25 | 1
2022/23 | 387.25 | 104.25 | 2
2022/23 | 387.75 | 104.25 | 1
2022/23 | 388.75 | 104.25 | 2
2022/23 | 389.25 | 104.25 | 3
2022/23 | 390.25 | 104.25 | 1
2022/23 | 391.25 | 104.25 | 1
2022/23 | 391.75 | 104.25 | 1
2022/23 | 392.25 | 104.25 | 1
2022/23 | 392.75 | 104.25 | 2
2022/23 | 393.25 | 104.25 | 2
2022/23 | 393.75 | 104.25 | 1
2022/23 | 394.75 | 104.25 | 1
2022/23 | 395.25 | 104.25 | 1
2022/23 | 395.75 | 104.25 | 1
2022/23 | 396.25 | 104.25 | 1
2022/23 | 397.75 | 104.25 | 1
2022/23 | 398.25 | 104.25 | 1
2022/23 | 398.75 | 104.25 | 2
2022/23 | 400.75 | 104.25 | 1
2022/23 | 404.25 | 104.25 | 1
2022/23 | 404.75 | 104.25 | 1
2022/23 | 407.25 | 104.25 | 1
2022/23 | 407.75 | 104.25 | 1
2022/23 | 408.25 | 104.25 | 1
2022/23 | 409.25 | 104.25 | 1
2022/23 | 409.75 | 104.25 | 3
2022/23 | 415.75 | 104.25 | 1
2022/23 | 417.75 | 104.25 | 1
2022/23 | 418.75 | 104.25 | 1
2022/23 | 419.75 | 104.25 | 1
2022/23 | 420.75 | 104.25 | 2
2022/23 | 425.25 | 104.25 | 1
2022/23 | 427.75 | 104.25 | 1
2022/23 | 431.25 | 104.25 | 1
2022/23 | 442.25 | 104.25 | 1
2022/23 | 443.25 | 104.25 | 1
2022/23 | 444.25 | 104.25 | 1
2022/23 | 446.25 | 104.25 | 1
2022/23 | 456.75 | 104.25 | 1
2022/23 | 139.75 | 104.75 | 1
2022/23 | 143.25 | 104.75 | 1
2022/23 | 145.25 | 104.75 | 1
2022/23 | 145.75 | 104.75 | 2
2022/23 | 148.25 | 104.75 | 1
2022/23 | 151.25 | 104.75 | 1
2022/23 | 151.75 | 104.75 | 1
2022/23 | 152.75 | 104.75 | 1
2022/23 | 155.75 | 104.75 | 1
2022/23 | 156.25 | 104.75 | 2
2022/23 | 156.75 | 104.75 | 1
2022/23 | 158.25 | 104.75 | 2
2022/23 | 158.75 | 104.75 | 2
2022/23 | 159.75 | 104.75 | 3
2022/23 | 160.25 | 104.75 | 4
2022/23 | 160.75 | 104.75 | 2
2022/23 | 161.75 | 104.75 | 4
2022/23 | 162.25 | 104.75 | 1
2022/23 | 162.75 | 104.75 | 4
2022/23 | 163.25 | 104.75 | 5
2022/23 | 163.75 | 104.75 | 6
2022/23 | 164.25 | 104.75 | 4
2022/23 | 164.75 | 104.75 | 4
2022/23 | 165.25 | 104.75 | 2
2022/23 | 165.75 | 104.75 | 9
2022/23 | 166.25 | 104.75 | 4
2022/23 | 166.75 | 104.75 | 7
2022/23 | 167.25 | 104.75 | 11
2022/23 | 167.75 | 104.75 | 8
2022/23 | 168.25 | 104.75 | 6
2022/23 | 168.75 | 104.75 | 7
2022/23 | 169.25 | 104.75 | 8
2022/23 | 169.75 | 104.75 | 5
2022/23 | 170.25 | 104.75 | 8
2022/23 | 170.75 | 104.75 | 6
2022/23 | 171.25 | 104.75 | 3
2022/23 | 171.75 | 104.75 | 8
2022/23 | 172.25 | 104.75 | 8
2022/23 | 172.75 | 104.75 | 8
2022/23 | 173.25 | 104.75 | 12
2022/23 | 173.75 | 104.75 | 15
2022/23 | 174.25 | 104.75 | 17
2022/23 | 174.75 | 104.75 | 9
2022/23 | 175.25 | 104.75 | 9
2022/23 | 175.75 | 104.75 | 14
2022/23 | 176.25 | 104.75 | 14
2022/23 | 176.75 | 104.75 | 15
2022/23 | 177.25 | 104.75 | 18
2022/23 | 177.75 | 104.75 | 21
2022/23 | 178.25 | 104.75 | 21
2022/23 | 178.75 | 104.75 | 24
2022/23 | 179.25 | 104.75 | 19
2022/23 | 179.75 | 104.75 | 24
2022/23 | 180.25 | 104.75 | 21
2022/23 | 180.75 | 104.75 | 24
2022/23 | 181.25 | 104.75 | 23
2022/23 | 181.75 | 104.75 | 34
2022/23 | 182.25 | 104.75 | 33
2022/23 | 182.75 | 104.75 | 31
2022/23 | 183.25 | 104.75 | 25
2022/23 | 183.75 | 104.75 | 34
2022/23 | 184.25 | 104.75 | 29
2022/23 | 184.75 | 104.75 | 31
2022/23 | 185.25 | 104.75 | 28
2022/23 | 185.75 | 104.75 | 40
2022/23 | 186.25 | 104.75 | 36
2022/23 | 186.75 | 104.75 | 29
2022/23 | 187.25 | 104.75 | 38
2022/23 | 187.75 | 104.75 | 42
2022/23 | 188.25 | 104.75 | 61
2022/23 | 188.75 | 104.75 | 52
2022/23 | 189.25 | 104.75 | 33
2022/23 | 189.75 | 104.75 | 49
2022/23 | 190.25 | 104.75 | 48
2022/23 | 190.75 | 104.75 | 52
2022/23 | 191.25 | 104.75 | 56
2022/23 | 191.75 | 104.75 | 52
2022/23 | 192.25 | 104.75 | 60
2022/23 | 192.75 | 104.75 | 57
2022/23 | 193.25 | 104.75 | 38
2022/23 | 193.75 | 104.75 | 60
2022/23 | 194.25 | 104.75 | 55
2022/23 | 194.75 | 104.75 | 69
2022/23 | 195.25 | 104.75 | 67
2022/23 | 195.75 | 104.75 | 81
2022/23 | 196.25 | 104.75 | 79
2022/23 | 196.75 | 104.75 | 63
2022/23 | 197.25 | 104.75 | 67
2022/23 | 197.75 | 104.75 | 62
2022/23 | 198.25 | 104.75 | 76
2022/23 | 198.75 | 104.75 | 76
2022/23 | 199.25 | 104.75 | 81
2022/23 | 199.75 | 104.75 | 85
2022/23 | 200.25 | 104.75 | 112
2022/23 | 200.75 | 104.75 | 96
2022/23 | 201.25 | 104.75 | 92
2022/23 | 201.75 | 104.75 | 93
2022/23 | 202.25 | 104.75 | 95
2022/23 | 202.75 | 104.75 | 91
2022/23 | 203.25 | 104.75 | 100
2022/23 | 203.75 | 104.75 | 108
2022/23 | 204.25 | 104.75 | 108
2022/23 | 204.75 | 104.75 | 105
2022/23 | 205.25 | 104.75 | 99
2022/23 | 205.75 | 104.75 | 111
2022/23 | 206.25 | 104.75 | 121
2022/23 | 206.75 | 104.75 | 85
2022/23 | 207.25 | 104.75 | 110
2022/23 | 207.75 | 104.75 | 103
2022/23 | 208.25 | 104.75 | 121
2022/23 | 208.75 | 104.75 | 131
2022/23 | 209.25 | 104.75 | 127
2022/23 | 209.75 | 104.75 | 127
2022/23 | 210.25 | 104.75 | 104
2022/23 | 210.75 | 104.75 | 117
2022/23 | 211.25 | 104.75 | 108
2022/23 | 211.75 | 104.75 | 121
2022/23 | 212.25 | 104.75 | 131
2022/23 | 212.75 | 104.75 | 138
2022/23 | 213.25 | 104.75 | 120
2022/23 | 213.75 | 104.75 | 107
2022/23 | 214.25 | 104.75 | 115
2022/23 | 214.75 | 104.75 | 127
2022/23 | 215.25 | 104.75 | 133
2022/23 | 215.75 | 104.75 | 136
2022/23 | 216.25 | 104.75 | 128
2022/23 | 216.75 | 104.75 | 126
2022/23 | 217.25 | 104.75 | 121
2022/23 | 217.75 | 104.75 | 140
2022/23 | 218.25 | 104.75 | 135
2022/23 | 218.75 | 104.75 | 133
2022/23 | 219.25 | 104.75 | 137
2022/23 | 219.75 | 104.75 | 120
2022/23 | 220.25 | 104.75 | 139
2022/23 | 220.75 | 104.75 | 131
2022/23 | 221.25 | 104.75 | 154
2022/23 | 221.75 | 104.75 | 135
2022/23 | 222.25 | 104.75 | 122
2022/23 | 222.75 | 104.75 | 122
2022/23 | 223.25 | 104.75 | 127
2022/23 | 223.75 | 104.75 | 125
2022/23 | 224.25 | 104.75 | 139
2022/23 | 224.75 | 104.75 | 134
2022/23 | 225.25 | 104.75 | 132
2022/23 | 225.75 | 104.75 | 122
2022/23 | 226.25 | 104.75 | 130
2022/23 | 226.75 | 104.75 | 147
2022/23 | 227.25 | 104.75 | 140
2022/23 | 227.75 | 104.75 | 115
2022/23 | 228.25 | 104.75 | 132
2022/23 | 228.75 | 104.75 | 124
2022/23 | 229.25 | 104.75 | 134
2022/23 | 229.75 | 104.75 | 128
2022/23 | 230.25 | 104.75 | 135
2022/23 | 230.75 | 104.75 | 125
2022/23 | 231.25 | 104.75 | 138
2022/23 | 231.75 | 104.75 | 128
2022/23 | 232.25 | 104.75 | 114
2022/23 | 232.75 | 104.75 | 123
2022/23 | 233.25 | 104.75 | 116
2022/23 | 233.75 | 104.75 | 110
2022/23 | 234.25 | 104.75 | 116
2022/23 | 234.75 | 104.75 | 126
2022/23 | 235.25 | 104.75 | 125
2022/23 | 235.75 | 104.75 | 129
2022/23 | 236.25 | 104.75 | 127
2022/23 | 236.75 | 104.75 | 116
2022/23 | 237.25 | 104.75 | 114
2022/23 | 237.75 | 104.75 | 117
2022/23 | 238.25 | 104.75 | 112
2022/23 | 238.75 | 104.75 | 129
2022/23 | 239.25 | 104.75 | 116
2022/23 | 239.75 | 104.75 | 132
2022/23 | 240.25 | 104.75 | 131
2022/23 | 240.75 | 104.75 | 126
2022/23 | 241.25 | 104.75 | 124
2022/23 | 241.75 | 104.75 | 115
2022/23 | 242.25 | 104.75 | 135
2022/23 | 242.75 | 104.75 | 103
2022/23 | 243.25 | 104.75 | 115
2022/23 | 243.75 | 104.75 | 135
2022/23 | 244.25 | 104.75 | 109
2022/23 | 244.75 | 104.75 | 106
2022/23 | 245.25 | 104.75 | 135
2022/23 | 245.75 | 104.75 | 78
2022/23 | 246.25 | 104.75 | 120
2022/23 | 246.75 | 104.75 | 96
2022/23 | 247.25 | 104.75 | 99
2022/23 | 247.75 | 104.75 | 136
2022/23 | 248.25 | 104.75 | 115
2022/23 | 248.75 | 104.75 | 114
2022/23 | 249.25 | 104.75 | 109
2022/23 | 249.75 | 104.75 | 120
2022/23 | 250.25 | 104.75 | 96
2022/23 | 250.75 | 104.75 | 101
2022/23 | 251.25 | 104.75 | 89
2022/23 | 251.75 | 104.75 | 106
2022/23 | 252.25 | 104.75 | 119
2022/23 | 252.75 | 104.75 | 99
2022/23 | 253.25 | 104.75 | 110
2022/23 | 253.75 | 104.75 | 99
2022/23 | 254.25 | 104.75 | 100
2022/23 | 254.75 | 104.75 | 116
2022/23 | 255.25 | 104.75 | 106
2022/23 | 255.75 | 104.75 | 102
2022/23 | 256.25 | 104.75 | 90
2022/23 | 256.75 | 104.75 | 125
2022/23 | 257.25 | 104.75 | 80
2022/23 | 257.75 | 104.75 | 72
2022/23 | 258.25 | 104.75 | 94
2022/23 | 258.75 | 104.75 | 108
2022/23 | 259.25 | 104.75 | 94
2022/23 | 259.75 | 104.75 | 109
2022/23 | 260.25 | 104.75 | 99
2022/23 | 260.75 | 104.75 | 86
2022/23 | 261.25 | 104.75 | 87
2022/23 | 261.75 | 104.75 | 100
2022/23 | 262.25 | 104.75 | 85
2022/23 | 262.75 | 104.75 | 112
2022/23 | 263.25 | 104.75 | 93
2022/23 | 263.75 | 104.75 | 85
2022/23 | 264.25 | 104.75 | 79
2022/23 | 264.75 | 104.75 | 83
2022/23 | 265.25 | 104.75 | 88
2022/23 | 265.75 | 104.75 | 74
2022/23 | 266.25 | 104.75 | 74
2022/23 | 266.75 | 104.75 | 80
2022/23 | 267.25 | 104.75 | 82
2022/23 | 267.75 | 104.75 | 84
2022/23 | 268.25 | 104.75 | 66
2022/23 | 268.75 | 104.75 | 89
2022/23 | 269.25 | 104.75 | 71
2022/23 | 269.75 | 104.75 | 60
2022/23 | 270.25 | 104.75 | 68
2022/23 | 270.75 | 104.75 | 72
2022/23 | 271.25 | 104.75 | 69
2022/23 | 271.75 | 104.75 | 64
2022/23 | 272.25 | 104.75 | 62
2022/23 | 272.75 | 104.75 | 54
2022/23 | 273.25 | 104.75 | 60
2022/23 | 273.75 | 104.75 | 60
2022/23 | 274.25 | 104.75 | 58
2022/23 | 274.75 | 104.75 | 73
2022/23 | 275.25 | 104.75 | 59
2022/23 | 275.75 | 104.75 | 64
2022/23 | 276.25 | 104.75 | 70
2022/23 | 276.75 | 104.75 | 56
2022/23 | 277.25 | 104.75 | 51
2022/23 | 277.75 | 104.75 | 54
2022/23 | 278.25 | 104.75 | 60
2022/23 | 278.75 | 104.75 | 55
2022/23 | 279.25 | 104.75 | 49
2022/23 | 279.75 | 104.75 | 52
2022/23 | 280.25 | 104.75 | 58
2022/23 | 280.75 | 104.75 | 52
2022/23 | 281.25 | 104.75 | 48
2022/23 | 281.75 | 104.75 | 54
2022/23 | 282.25 | 104.75 | 34
2022/23 | 282.75 | 104.75 | 38
2022/23 | 283.25 | 104.75 | 64
2022/23 | 283.75 | 104.75 | 62
2022/23 | 284.25 | 104.75 | 53
2022/23 | 284.75 | 104.75 | 43
2022/23 | 285.25 | 104.75 | 42
2022/23 | 285.75 | 104.75 | 46
2022/23 | 286.25 | 104.75 | 53
2022/23 | 286.75 | 104.75 | 39
2022/23 | 287.25 | 104.75 | 36
2022/23 | 287.75 | 104.75 | 37
2022/23 | 288.25 | 104.75 | 45
2022/23 | 288.75 | 104.75 | 43
2022/23 | 289.25 | 104.75 | 32
2022/23 | 289.75 | 104.75 | 33
2022/23 | 290.25 | 104.75 | 42
2022/23 | 290.75 | 104.75 | 30
2022/23 | 291.25 | 104.75 | 38
2022/23 | 291.75 | 104.75 | 47
2022/23 | 292.25 | 104.75 | 34
2022/23 | 292.75 | 104.75 | 40
2022/23 | 293.25 | 104.75 | 29
2022/23 | 293.75 | 104.75 | 37
2022/23 | 294.25 | 104.75 | 40
2022/23 | 294.75 | 104.75 | 42
2022/23 | 295.25 | 104.75 | 34
2022/23 | 295.75 | 104.75 | 34
2022/23 | 296.25 | 104.75 | 27
2022/23 | 296.75 | 104.75 | 35
2022/23 | 297.25 | 104.75 | 23
2022/23 | 297.75 | 104.75 | 28
2022/23 | 298.25 | 104.75 | 32
2022/23 | 298.75 | 104.75 | 25
2022/23 | 299.25 | 104.75 | 25
2022/23 | 299.75 | 104.75 | 42
2022/23 | 300.25 | 104.75 | 28
2022/23 | 300.75 | 104.75 | 25
2022/23 | 301.25 | 104.75 | 25
2022/23 | 301.75 | 104.75 | 32
2022/23 | 302.25 | 104.75 | 33
2022/23 | 302.75 | 104.75 | 33
2022/23 | 303.25 | 104.75 | 22
2022/23 | 303.75 | 104.75 | 29
2022/23 | 304.25 | 104.75 | 22
2022/23 | 304.75 | 104.75 | 27
2022/23 | 305.25 | 104.75 | 28
2022/23 | 305.75 | 104.75 | 19
2022/23 | 306.25 | 104.75 | 26
2022/23 | 306.75 | 104.75 | 22
2022/23 | 307.25 | 104.75 | 25
2022/23 | 307.75 | 104.75 | 20
2022/23 | 308.25 | 104.75 | 19
2022/23 | 308.75 | 104.75 | 20
2022/23 | 309.25 | 104.75 | 16
2022/23 | 309.75 | 104.75 | 19
2022/23 | 310.25 | 104.75 | 29
2022/23 | 310.75 | 104.75 | 19
2022/23 | 311.25 | 104.75 | 15
2022/23 | 311.75 | 104.75 | 18
2022/23 | 312.25 | 104.75 | 24
2022/23 | 312.75 | 104.75 | 25
2022/23 | 313.25 | 104.75 | 19
2022/23 | 313.75 | 104.75 | 20
2022/23 | 314.25 | 104.75 | 17
2022/23 | 314.75 | 104.75 | 14
2022/23 | 315.25 | 104.75 | 15
2022/23 | 315.75 | 104.75 | 24
2022/23 | 316.25 | 104.75 | 23
2022/23 | 316.75 | 104.75 | 17
2022/23 | 317.25 | 104.75 | 16
2022/23 | 317.75 | 104.75 | 17
2022/23 | 318.25 | 104.75 | 9
2022/23 | 318.75 | 104.75 | 9
2022/23 | 319.25 | 104.75 | 14
2022/23 | 319.75 | 104.75 | 17
2022/23 | 320.25 | 104.75 | 19
2022/23 | 320.75 | 104.75 | 15
2022/23 | 321.25 | 104.75 | 11
2022/23 | 321.75 | 104.75 | 10
2022/23 | 322.25 | 104.75 | 13
2022/23 | 322.75 | 104.75 | 25
2022/23 | 323.25 | 104.75 | 9
2022/23 | 323.75 | 104.75 | 10
2022/23 | 324.25 | 104.75 | 9
2022/23 | 324.75 | 104.75 | 8
2022/23 | 325.25 | 104.75 | 17
2022/23 | 325.75 | 104.75 | 5
2022/23 | 326.25 | 104.75 | 10
2022/23 | 326.75 | 104.75 | 12
2022/23 | 327.25 | 104.75 | 10
2022/23 | 327.75 | 104.75 | 8
2022/23 | 328.25 | 104.75 | 12
2022/23 | 328.75 | 104.75 | 13
2022/23 | 329.25 | 104.75 | 10
2022/23 | 329.75 | 104.75 | 9
2022/23 | 330.25 | 104.75 | 8
2022/23 | 330.75 | 104.75 | 10
2022/23 | 331.25 | 104.75 | 11
2022/23 | 331.75 | 104.75 | 9
2022/23 | 332.25 | 104.75 | 8
2022/23 | 332.75 | 104.75 | 7
2022/23 | 333.25 | 104.75 | 3
2022/23 | 333.75 | 104.75 | 8
2022/23 | 334.25 | 104.75 | 7
2022/23 | 334.75 | 104.75 | 8
2022/23 | 335.25 | 104.75 | 7
2022/23 | 335.75 | 104.75 | 7
2022/23 | 336.25 | 104.75 | 8
2022/23 | 336.75 | 104.75 | 11
2022/23 | 337.25 | 104.75 | 9
2022/23 | 337.75 | 104.75 | 13
2022/23 | 338.25 | 104.75 | 3
2022/23 | 338.75 | 104.75 | 11
2022/23 | 339.25 | 104.75 | 7
2022/23 | 339.75 | 104.75 | 11
2022/23 | 340.25 | 104.75 | 5
2022/23 | 340.75 | 104.75 | 4
2022/23 | 341.25 | 104.75 | 8
2022/23 | 341.75 | 104.75 | 5
2022/23 | 342.25 | 104.75 | 5
2022/23 | 342.75 | 104.75 | 12
2022/23 | 343.25 | 104.75 | 5
2022/23 | 343.75 | 104.75 | 5
2022/23 | 344.25 | 104.75 | 6
2022/23 | 344.75 | 104.75 | 6
2022/23 | 345.25 | 104.75 | 8
2022/23 | 345.75 | 104.75 | 6
2022/23 | 346.25 | 104.75 | 6
2022/23 | 346.75 | 104.75 | 4
2022/23 | 347.25 | 104.75 | 2
2022/23 | 347.75 | 104.75 | 4
2022/23 | 348.25 | 104.75 | 3
2022/23 | 348.75 | 104.75 | 5
2022/23 | 349.25 | 104.75 | 2
2022/23 | 349.75 | 104.75 | 7
2022/23 | 350.25 | 104.75 | 5
2022/23 | 350.75 | 104.75 | 4
2022/23 | 351.25 | 104.75 | 5
2022/23 | 351.75 | 104.75 | 7
2022/23 | 352.25 | 104.75 | 4
2022/23 | 352.75 | 104.75 | 12
2022/23 | 353.25 | 104.75 | 3
2022/23 | 353.75 | 104.75 | 5
2022/23 | 354.25 | 104.75 | 4
2022/23 | 354.75 | 104.75 | 8
2022/23 | 355.25 | 104.75 | 1
2022/23 | 355.75 | 104.75 | 5
2022/23 | 356.25 | 104.75 | 4
2022/23 | 356.75 | 104.75 | 4
2022/23 | 357.25 | 104.75 | 3
2022/23 | 357.75 | 104.75 | 3
2022/23 | 358.25 | 104.75 | 4
2022/23 | 358.75 | 104.75 | 4
2022/23 | 359.25 | 104.75 | 5
2022/23 | 360.25 | 104.75 | 4
2022/23 | 360.75 | 104.75 | 2
2022/23 | 361.25 | 104.75 | 3
2022/23 | 362.25 | 104.75 | 5
2022/23 | 362.75 | 104.75 | 3
2022/23 | 363.25 | 104.75 | 3
2022/23 | 363.75 | 104.75 | 3
2022/23 | 364.25 | 104.75 | 3
2022/23 | 364.75 | 104.75 | 1
2022/23 | 365.75 | 104.75 | 1
2022/23 | 366.25 | 104.75 | 7
2022/23 | 366.75 | 104.75 | 3
2022/23 | 367.25 | 104.75 | 3
2022/23 | 367.75 | 104.75 | 1
2022/23 | 368.25 | 104.75 | 1
2022/23 | 368.75 | 104.75 | 2
2022/23 | 369.25 | 104.75 | 2
2022/23 | 369.75 | 104.75 | 3
2022/23 | 370.25 | 104.75 | 3
2022/23 | 370.75 | 104.75 | 1
2022/23 | 371.25 | 104.75 | 3
2022/23 | 371.75 | 104.75 | 2
2022/23 | 372.25 | 104.75 | 2
2022/23 | 372.75 | 104.75 | 1
2022/23 | 373.25 | 104.75 | 2
2022/23 | 374.25 | 104.75 | 1
2022/23 | 374.75 | 104.75 | 1
2022/23 | 375.75 | 104.75 | 2
2022/23 | 376.25 | 104.75 | 3
2022/23 | 376.75 | 104.75 | 3
2022/23 | 377.25 | 104.75 | 1
2022/23 | 378.25 | 104.75 | 2
2022/23 | 379.25 | 104.75 | 3
2022/23 | 379.75 | 104.75 | 1
2022/23 | 380.25 | 104.75 | 1
2022/23 | 380.75 | 104.75 | 1
2022/23 | 381.25 | 104.75 | 1
2022/23 | 382.75 | 104.75 | 2
2022/23 | 383.25 | 104.75 | 1
2022/23 | 383.75 | 104.75 | 3
2022/23 | 384.25 | 104.75 | 3
2022/23 | 384.75 | 104.75 | 1
2022/23 | 386.25 | 104.75 | 2
2022/23 | 386.75 | 104.75 | 2
2022/23 | 387.25 | 104.75 | 1
2022/23 | 388.25 | 104.75 | 1
2022/23 | 388.75 | 104.75 | 1
2022/23 | 389.75 | 104.75 | 1
2022/23 | 390.25 | 104.75 | 1
2022/23 | 390.75 | 104.75 | 1
2022/23 | 392.25 | 104.75 | 1
2022/23 | 392.75 | 104.75 | 1
2022/23 | 393.25 | 104.75 | 3
2022/23 | 393.75 | 104.75 | 1
2022/23 | 396.25 | 104.75 | 2
2022/23 | 398.25 | 104.75 | 1
2022/23 | 398.75 | 104.75 | 1
2022/23 | 401.25 | 104.75 | 1
2022/23 | 402.75 | 104.75 | 1
2022/23 | 403.25 | 104.75 | 2
2022/23 | 403.75 | 104.75 | 1
2022/23 | 408.25 | 104.75 | 1
2022/23 | 408.75 | 104.75 | 2
2022/23 | 409.25 | 104.75 | 1
2022/23 | 410.75 | 104.75 | 1
2022/23 | 411.75 | 104.75 | 1
2022/23 | 414.25 | 104.75 | 1
2022/23 | 415.25 | 104.75 | 1
2022/23 | 416.75 | 104.75 | 1
2022/23 | 418.25 | 104.75 | 1
2022/23 | 418.75 | 104.75 | 1
2022/23 | 419.25 | 104.75 | 1
2022/23 | 421.75 | 104.75 | 1
2022/23 | 424.25 | 104.75 | 1
2022/23 | 424.75 | 104.75 | 1
2022/23 | 428.75 | 104.75 | 1
2022/23 | 447.25 | 104.75 | 1
2022/23 | 148.75 | 105.25 | 1
2022/23 | 149.75 | 105.25 | 1
2022/23 | 150.75 | 105.25 | 1
2022/23 | 151.25 | 105.25 | 1
2022/23 | 152.75 | 105.25 | 1
2022/23 | 153.75 | 105.25 | 1
2022/23 | 155.25 | 105.25 | 1
2022/23 | 156.25 | 105.25 | 1
2022/23 | 156.75 | 105.25 | 2
2022/23 | 157.25 | 105.25 | 2
2022/23 | 157.75 | 105.25 | 2
2022/23 | 158.25 | 105.25 | 1
2022/23 | 158.75 | 105.25 | 1
2022/23 | 159.25 | 105.25 | 2
2022/23 | 159.75 | 105.25 | 1
2022/23 | 160.25 | 105.25 | 5
2022/23 | 161.25 | 105.25 | 1
2022/23 | 161.75 | 105.25 | 3
2022/23 | 162.75 | 105.25 | 1
2022/23 | 163.25 | 105.25 | 1
2022/23 | 163.75 | 105.25 | 4
2022/23 | 164.25 | 105.25 | 6
2022/23 | 164.75 | 105.25 | 1
2022/23 | 165.25 | 105.25 | 4
2022/23 | 165.75 | 105.25 | 2
2022/23 | 166.25 | 105.25 | 6
2022/23 | 166.75 | 105.25 | 5
2022/23 | 167.25 | 105.25 | 10
2022/23 | 167.75 | 105.25 | 6
2022/23 | 168.25 | 105.25 | 6
2022/23 | 168.75 | 105.25 | 6
2022/23 | 169.25 | 105.25 | 5
2022/23 | 169.75 | 105.25 | 3
2022/23 | 170.25 | 105.25 | 11
2022/23 | 170.75 | 105.25 | 10
2022/23 | 171.25 | 105.25 | 8
2022/23 | 171.75 | 105.25 | 11
2022/23 | 172.25 | 105.25 | 11
2022/23 | 172.75 | 105.25 | 8
2022/23 | 173.25 | 105.25 | 11
2022/23 | 173.75 | 105.25 | 10
2022/23 | 174.25 | 105.25 | 9
2022/23 | 174.75 | 105.25 | 12
2022/23 | 175.25 | 105.25 | 9
2022/23 | 175.75 | 105.25 | 15
2022/23 | 176.25 | 105.25 | 16
2022/23 | 176.75 | 105.25 | 14
2022/23 | 177.25 | 105.25 | 17
2022/23 | 177.75 | 105.25 | 21
2022/23 | 178.25 | 105.25 | 9
2022/23 | 178.75 | 105.25 | 21
2022/23 | 179.25 | 105.25 | 18
2022/23 | 179.75 | 105.25 | 20
2022/23 | 180.25 | 105.25 | 12
2022/23 | 180.75 | 105.25 | 16
2022/23 | 181.25 | 105.25 | 18
2022/23 | 181.75 | 105.25 | 15
2022/23 | 182.25 | 105.25 | 26
2022/23 | 182.75 | 105.25 | 32
2022/23 | 183.25 | 105.25 | 20
2022/23 | 183.75 | 105.25 | 25
2022/23 | 184.25 | 105.25 | 24
2022/23 | 184.75 | 105.25 | 21
2022/23 | 185.25 | 105.25 | 32
2022/23 | 185.75 | 105.25 | 21
2022/23 | 186.25 | 105.25 | 38
2022/23 | 186.75 | 105.25 | 38
2022/23 | 187.25 | 105.25 | 27
2022/23 | 187.75 | 105.25 | 28
2022/23 | 188.25 | 105.25 | 39
2022/23 | 188.75 | 105.25 | 38
2022/23 | 189.25 | 105.25 | 40
2022/23 | 189.75 | 105.25 | 47
2022/23 | 190.25 | 105.25 | 48
2022/23 | 190.75 | 105.25 | 31
2022/23 | 191.25 | 105.25 | 50
2022/23 | 191.75 | 105.25 | 49
2022/23 | 192.25 | 105.25 | 52
2022/23 | 192.75 | 105.25 | 52
2022/23 | 193.25 | 105.25 | 75
2022/23 | 193.75 | 105.25 | 59
2022/23 | 194.25 | 105.25 | 75
2022/23 | 194.75 | 105.25 | 61
2022/23 | 195.25 | 105.25 | 51
2022/23 | 195.75 | 105.25 | 67
2022/23 | 196.25 | 105.25 | 70
2022/23 | 196.75 | 105.25 | 62
2022/23 | 197.25 | 105.25 | 81
2022/23 | 197.75 | 105.25 | 59
2022/23 | 198.25 | 105.25 | 75
2022/23 | 198.75 | 105.25 | 69
2022/23 | 199.25 | 105.25 | 91
2022/23 | 199.75 | 105.25 | 74
2022/23 | 200.25 | 105.25 | 95
2022/23 | 200.75 | 105.25 | 85
2022/23 | 201.25 | 105.25 | 96
2022/23 | 201.75 | 105.25 | 89
2022/23 | 202.25 | 105.25 | 84
2022/23 | 202.75 | 105.25 | 103
2022/23 | 203.25 | 105.25 | 84
2022/23 | 203.75 | 105.25 | 96
2022/23 | 204.25 | 105.25 | 113
2022/23 | 204.75 | 105.25 | 100
2022/23 | 205.25 | 105.25 | 88
2022/23 | 205.75 | 105.25 | 108
2022/23 | 206.25 | 105.25 | 107
2022/23 | 206.75 | 105.25 | 91
2022/23 | 207.25 | 105.25 | 105
2022/23 | 207.75 | 105.25 | 114
2022/23 | 208.25 | 105.25 | 117
2022/23 | 208.75 | 105.25 | 112
2022/23 | 209.25 | 105.25 | 124
2022/23 | 209.75 | 105.25 | 112
2022/23 | 210.25 | 105.25 | 115
2022/23 | 210.75 | 105.25 | 130
2022/23 | 211.25 | 105.25 | 130
2022/23 | 211.75 | 105.25 | 137
2022/23 | 212.25 | 105.25 | 138
2022/23 | 212.75 | 105.25 | 132
2022/23 | 213.25 | 105.25 | 123
2022/23 | 213.75 | 105.25 | 133
2022/23 | 214.25 | 105.25 | 119
2022/23 | 214.75 | 105.25 | 99
2022/23 | 215.25 | 105.25 | 123
2022/23 | 215.75 | 105.25 | 106
2022/23 | 216.25 | 105.25 | 127
2022/23 | 216.75 | 105.25 | 120
2022/23 | 217.25 | 105.25 | 133
2022/23 | 217.75 | 105.25 | 150
2022/23 | 218.25 | 105.25 | 139
2022/23 | 218.75 | 105.25 | 136
2022/23 | 219.25 | 105.25 | 140
2022/23 | 219.75 | 105.25 | 122
2022/23 | 220.25 | 105.25 | 126
2022/23 | 220.75 | 105.25 | 136
2022/23 | 221.25 | 105.25 | 105
2022/23 | 221.75 | 105.25 | 134
2022/23 | 222.25 | 105.25 | 136
2022/23 | 222.75 | 105.25 | 127
2022/23 | 223.25 | 105.25 | 137
2022/23 | 223.75 | 105.25 | 118
2022/23 | 224.25 | 105.25 | 135
2022/23 | 224.75 | 105.25 | 120
2022/23 | 225.25 | 105.25 | 128
2022/23 | 225.75 | 105.25 | 143
2022/23 | 226.25 | 105.25 | 131
2022/23 | 226.75 | 105.25 | 151
2022/23 | 227.25 | 105.25 | 135
2022/23 | 227.75 | 105.25 | 123
2022/23 | 228.25 | 105.25 | 114
2022/23 | 228.75 | 105.25 | 138
2022/23 | 229.25 | 105.25 | 128
2022/23 | 229.75 | 105.25 | 118
2022/23 | 230.25 | 105.25 | 133
2022/23 | 230.75 | 105.25 | 132
2022/23 | 231.25 | 105.25 | 128
2022/23 | 231.75 | 105.25 | 122
2022/23 | 232.25 | 105.25 | 148
2022/23 | 232.75 | 105.25 | 128
2022/23 | 233.25 | 105.25 | 118
2022/23 | 233.75 | 105.25 | 134
2022/23 | 234.25 | 105.25 | 101
2022/23 | 234.75 | 105.25 | 116
2022/23 | 235.25 | 105.25 | 121
2022/23 | 235.75 | 105.25 | 133
2022/23 | 236.25 | 105.25 | 122
2022/23 | 236.75 | 105.25 | 128
2022/23 | 237.25 | 105.25 | 135
2022/23 | 237.75 | 105.25 | 132
2022/23 | 238.25 | 105.25 | 133
2022/23 | 238.75 | 105.25 | 120
2022/23 | 239.25 | 105.25 | 114
2022/23 | 239.75 | 105.25 | 131
2022/23 | 240.25 | 105.25 | 122
2022/23 | 240.75 | 105.25 | 132
2022/23 | 241.25 | 105.25 | 129
2022/23 | 241.75 | 105.25 | 117
2022/23 | 242.25 | 105.25 | 127
2022/23 | 242.75 | 105.25 | 111
2022/23 | 243.25 | 105.25 | 102
2022/23 | 243.75 | 105.25 | 115
2022/23 | 244.25 | 105.25 | 129
2022/23 | 244.75 | 105.25 | 117
2022/23 | 245.25 | 105.25 | 125
2022/23 | 245.75 | 105.25 | 127
2022/23 | 246.25 | 105.25 | 137
2022/23 | 246.75 | 105.25 | 106
2022/23 | 247.25 | 105.25 | 115
2022/23 | 247.75 | 105.25 | 104
2022/23 | 248.25 | 105.25 | 105
2022/23 | 248.75 | 105.25 | 109
2022/23 | 249.25 | 105.25 | 118
2022/23 | 249.75 | 105.25 | 112
2022/23 | 250.25 | 105.25 | 90
2022/23 | 250.75 | 105.25 | 100
2022/23 | 251.25 | 105.25 | 130
2022/23 | 251.75 | 105.25 | 135
2022/23 | 252.25 | 105.25 | 110
2022/23 | 252.75 | 105.25 | 98
2022/23 | 253.25 | 105.25 | 96
2022/23 | 253.75 | 105.25 | 104
2022/23 | 254.25 | 105.25 | 114
2022/23 | 254.75 | 105.25 | 130
2022/23 | 255.25 | 105.25 | 109
2022/23 | 255.75 | 105.25 | 98
2022/23 | 256.25 | 105.25 | 91
2022/23 | 256.75 | 105.25 | 82
2022/23 | 257.25 | 105.25 | 141
2022/23 | 257.75 | 105.25 | 99
2022/23 | 258.25 | 105.25 | 78
2022/23 | 258.75 | 105.25 | 87
2022/23 | 259.25 | 105.25 | 102
2022/23 | 259.75 | 105.25 | 116
2022/23 | 260.25 | 105.25 | 115
2022/23 | 260.75 | 105.25 | 83
2022/23 | 261.25 | 105.25 | 96
2022/23 | 261.75 | 105.25 | 80
2022/23 | 262.25 | 105.25 | 76
2022/23 | 262.75 | 105.25 | 78
2022/23 | 263.25 | 105.25 | 78
2022/23 | 263.75 | 105.25 | 93
2022/23 | 264.25 | 105.25 | 106
2022/23 | 264.75 | 105.25 | 93
2022/23 | 265.25 | 105.25 | 84
2022/23 | 265.75 | 105.25 | 79
2022/23 | 266.25 | 105.25 | 94
2022/23 | 266.75 | 105.25 | 84
2022/23 | 267.25 | 105.25 | 94
2022/23 | 267.75 | 105.25 | 71
2022/23 | 268.25 | 105.25 | 74
2022/23 | 268.75 | 105.25 | 81
2022/23 | 269.25 | 105.25 | 71
2022/23 | 269.75 | 105.25 | 91
2022/23 | 270.25 | 105.25 | 73
2022/23 | 270.75 | 105.25 | 80
2022/23 | 271.25 | 105.25 | 71
2022/23 | 271.75 | 105.25 | 76
2022/23 | 272.25 | 105.25 | 75
2022/23 | 272.75 | 105.25 | 68
2022/23 | 273.25 | 105.25 | 73
2022/23 | 273.75 | 105.25 | 81
2022/23 | 274.25 | 105.25 | 67
2022/23 | 274.75 | 105.25 | 68
2022/23 | 275.25 | 105.25 | 52
2022/23 | 275.75 | 105.25 | 55
2022/23 | 276.25 | 105.25 | 61
2022/23 | 276.75 | 105.25 | 60
2022/23 | 277.25 | 105.25 | 65
2022/23 | 277.75 | 105.25 | 64
2022/23 | 278.25 | 105.25 | 57
2022/23 | 278.75 | 105.25 | 51
2022/23 | 279.25 | 105.25 | 40
2022/23 | 279.75 | 105.25 | 43
2022/23 | 280.25 | 105.25 | 57
2022/23 | 280.75 | 105.25 | 47
2022/23 | 281.25 | 105.25 | 67
2022/23 | 281.75 | 105.25 | 48
2022/23 | 282.25 | 105.25 | 58
2022/23 | 282.75 | 105.25 | 45
2022/23 | 283.25 | 105.25 | 53
2022/23 | 283.75 | 105.25 | 51
2022/23 | 284.25 | 105.25 | 45
2022/23 | 284.75 | 105.25 | 48
2022/23 | 285.25 | 105.25 | 37
2022/23 | 285.75 | 105.25 | 53
2022/23 | 286.25 | 105.25 | 46
2022/23 | 286.75 | 105.25 | 52
2022/23 | 287.25 | 105.25 | 46
2022/23 | 287.75 | 105.25 | 37
2022/23 | 288.25 | 105.25 | 43
2022/23 | 288.75 | 105.25 | 46
2022/23 | 289.25 | 105.25 | 51
2022/23 | 289.75 | 105.25 | 45
2022/23 | 290.25 | 105.25 | 44
2022/23 | 290.75 | 105.25 | 37
2022/23 | 291.25 | 105.25 | 46
2022/23 | 291.75 | 105.25 | 46
2022/23 | 292.25 | 105.25 | 35
2022/23 | 292.75 | 105.25 | 32
2022/23 | 293.25 | 105.25 | 42
2022/23 | 293.75 | 105.25 | 36
2022/23 | 294.25 | 105.25 | 50
2022/23 | 294.75 | 105.25 | 33
2022/23 | 295.25 | 105.25 | 27
2022/23 | 295.75 | 105.25 | 35
2022/23 | 296.25 | 105.25 | 29
2022/23 | 296.75 | 105.25 | 28
2022/23 | 297.25 | 105.25 | 31
2022/23 | 297.75 | 105.25 | 36
2022/23 | 298.25 | 105.25 | 34
2022/23 | 298.75 | 105.25 | 40
2022/23 | 299.25 | 105.25 | 32
2022/23 | 299.75 | 105.25 | 30
2022/23 | 300.25 | 105.25 | 32
2022/23 | 300.75 | 105.25 | 26
2022/23 | 301.25 | 105.25 | 31
2022/23 | 301.75 | 105.25 | 24
2022/23 | 302.25 | 105.25 | 36
2022/23 | 302.75 | 105.25 | 25
2022/23 | 303.25 | 105.25 | 30
2022/23 | 303.75 | 105.25 | 37
2022/23 | 304.25 | 105.25 | 25
2022/23 | 304.75 | 105.25 | 32
2022/23 | 305.25 | 105.25 | 34
2022/23 | 305.75 | 105.25 | 19
2022/23 | 306.25 | 105.25 | 25
2022/23 | 306.75 | 105.25 | 27
2022/23 | 307.25 | 105.25 | 28
2022/23 | 307.75 | 105.25 | 21
2022/23 | 308.25 | 105.25 | 27
2022/23 | 308.75 | 105.25 | 25
2022/23 | 309.25 | 105.25 | 18
2022/23 | 309.75 | 105.25 | 20
2022/23 | 310.25 | 105.25 | 29
2022/23 | 310.75 | 105.25 | 22
2022/23 | 311.25 | 105.25 | 11
2022/23 | 311.75 | 105.25 | 22
2022/23 | 312.25 | 105.25 | 24
2022/23 | 312.75 | 105.25 | 20
2022/23 | 313.25 | 105.25 | 15
2022/23 | 313.75 | 105.25 | 14
2022/23 | 314.25 | 105.25 | 21
2022/23 | 314.75 | 105.25 | 22
2022/23 | 315.25 | 105.25 | 18
2022/23 | 315.75 | 105.25 | 22
2022/23 | 316.25 | 105.25 | 13
2022/23 | 316.75 | 105.25 | 20
2022/23 | 317.25 | 105.25 | 14
2022/23 | 317.75 | 105.25 | 17
2022/23 | 318.25 | 105.25 | 16
2022/23 | 318.75 | 105.25 | 18
2022/23 | 319.25 | 105.25 | 11
2022/23 | 319.75 | 105.25 | 19
2022/23 | 320.25 | 105.25 | 15
2022/23 | 320.75 | 105.25 | 11
2022/23 | 321.25 | 105.25 | 16
2022/23 | 321.75 | 105.25 | 14
2022/23 | 322.25 | 105.25 | 16
2022/23 | 322.75 | 105.25 | 11
2022/23 | 323.25 | 105.25 | 12
2022/23 | 323.75 | 105.25 | 15
2022/23 | 324.25 | 105.25 | 12
2022/23 | 324.75 | 105.25 | 15
2022/23 | 325.25 | 105.25 | 15
2022/23 | 325.75 | 105.25 | 8
2022/23 | 326.25 | 105.25 | 8
2022/23 | 326.75 | 105.25 | 6
2022/23 | 327.25 | 105.25 | 15
2022/23 | 327.75 | 105.25 | 12
2022/23 | 328.25 | 105.25 | 9
2022/23 | 328.75 | 105.25 | 13
2022/23 | 329.25 | 105.25 | 10
2022/23 | 329.75 | 105.25 | 15
2022/23 | 330.25 | 105.25 | 8
2022/23 | 330.75 | 105.25 | 9
2022/23 | 331.25 | 105.25 | 6
2022/23 | 331.75 | 105.25 | 11
2022/23 | 332.25 | 105.25 | 7
2022/23 | 332.75 | 105.25 | 9
2022/23 | 333.75 | 105.25 | 8
2022/23 | 334.25 | 105.25 | 11
2022/23 | 334.75 | 105.25 | 12
2022/23 | 335.25 | 105.25 | 8
2022/23 | 335.75 | 105.25 | 7
2022/23 | 336.25 | 105.25 | 6
2022/23 | 336.75 | 105.25 | 6
2022/23 | 337.25 | 105.25 | 4
2022/23 | 337.75 | 105.25 | 7
2022/23 | 338.25 | 105.25 | 10
2022/23 | 338.75 | 105.25 | 4
2022/23 | 339.25 | 105.25 | 6
2022/23 | 339.75 | 105.25 | 13
2022/23 | 340.25 | 105.25 | 6
2022/23 | 340.75 | 105.25 | 5
2022/23 | 341.25 | 105.25 | 14
2022/23 | 341.75 | 105.25 | 2
2022/23 | 342.25 | 105.25 | 10
2022/23 | 342.75 | 105.25 | 8
2022/23 | 343.25 | 105.25 | 4
2022/23 | 343.75 | 105.25 | 3
2022/23 | 344.25 | 105.25 | 7
2022/23 | 344.75 | 105.25 | 2
2022/23 | 345.25 | 105.25 | 10
2022/23 | 345.75 | 105.25 | 2
2022/23 | 346.25 | 105.25 | 5
2022/23 | 346.75 | 105.25 | 4
2022/23 | 347.25 | 105.25 | 3
2022/23 | 347.75 | 105.25 | 10
2022/23 | 348.25 | 105.25 | 5
2022/23 | 348.75 | 105.25 | 1
2022/23 | 349.25 | 105.25 | 4
2022/23 | 349.75 | 105.25 | 6
2022/23 | 350.25 | 105.25 | 4
2022/23 | 350.75 | 105.25 | 2
2022/23 | 351.25 | 105.25 | 4
2022/23 | 351.75 | 105.25 | 2
2022/23 | 352.25 | 105.25 | 5
2022/23 | 352.75 | 105.25 | 2
2022/23 | 353.25 | 105.25 | 2
2022/23 | 353.75 | 105.25 | 4
2022/23 | 354.25 | 105.25 | 6
2022/23 | 354.75 | 105.25 | 1
2022/23 | 355.75 | 105.25 | 3
2022/23 | 356.25 | 105.25 | 6
2022/23 | 356.75 | 105.25 | 6
2022/23 | 357.25 | 105.25 | 2
2022/23 | 357.75 | 105.25 | 3
2022/23 | 358.75 | 105.25 | 4
2022/23 | 359.25 | 105.25 | 3
2022/23 | 359.75 | 105.25 | 3
2022/23 | 360.25 | 105.25 | 4
2022/23 | 360.75 | 105.25 | 2
2022/23 | 361.25 | 105.25 | 6
2022/23 | 361.75 | 105.25 | 2
2022/23 | 362.25 | 105.25 | 3
2022/23 | 362.75 | 105.25 | 3
2022/23 | 363.25 | 105.25 | 2
2022/23 | 364.25 | 105.25 | 2
2022/23 | 365.75 | 105.25 | 1
2022/23 | 366.25 | 105.25 | 2
2022/23 | 367.25 | 105.25 | 2
2022/23 | 367.75 | 105.25 | 6
2022/23 | 368.25 | 105.25 | 2
2022/23 | 368.75 | 105.25 | 4
2022/23 | 369.25 | 105.25 | 1
2022/23 | 369.75 | 105.25 | 2
2022/23 | 370.25 | 105.25 | 2
2022/23 | 370.75 | 105.25 | 3
2022/23 | 371.25 | 105.25 | 1
2022/23 | 371.75 | 105.25 | 1
2022/23 | 372.75 | 105.25 | 3
2022/23 | 373.25 | 105.25 | 2
2022/23 | 373.75 | 105.25 | 1
2022/23 | 374.75 | 105.25 | 2
2022/23 | 375.25 | 105.25 | 2
2022/23 | 375.75 | 105.25 | 2
2022/23 | 376.25 | 105.25 | 2
2022/23 | 377.75 | 105.25 | 2
2022/23 | 378.75 | 105.25 | 2
2022/23 | 379.25 | 105.25 | 1
2022/23 | 379.75 | 105.25 | 2
2022/23 | 380.25 | 105.25 | 2
2022/23 | 380.75 | 105.25 | 1
2022/23 | 381.25 | 105.25 | 1
2022/23 | 381.75 | 105.25 | 1
2022/23 | 382.25 | 105.25 | 1
2022/23 | 382.75 | 105.25 | 1
2022/23 | 383.25 | 105.25 | 3
2022/23 | 385.25 | 105.25 | 2
2022/23 | 387.75 | 105.25 | 3
2022/23 | 389.75 | 105.25 | 1
2022/23 | 390.75 | 105.25 | 1
2022/23 | 392.25 | 105.25 | 1
2022/23 | 393.75 | 105.25 | 1
2022/23 | 394.75 | 105.25 | 1
2022/23 | 395.25 | 105.25 | 1
2022/23 | 400.25 | 105.25 | 1
2022/23 | 400.75 | 105.25 | 2
2022/23 | 401.25 | 105.25 | 1
2022/23 | 402.25 | 105.25 | 2
2022/23 | 403.75 | 105.25 | 1
2022/23 | 407.25 | 105.25 | 1
2022/23 | 407.75 | 105.25 | 1
2022/23 | 408.25 | 105.25 | 1
2022/23 | 408.75 | 105.25 | 2
2022/23 | 409.25 | 105.25 | 1
2022/23 | 413.75 | 105.25 | 1
2022/23 | 414.25 | 105.25 | 1
2022/23 | 414.75 | 105.25 | 2
2022/23 | 415.25 | 105.25 | 2
2022/23 | 415.75 | 105.25 | 1
2022/23 | 420.75 | 105.25 | 1
2022/23 | 421.75 | 105.25 | 1
2022/23 | 423.75 | 105.25 | 1
2022/23 | 431.75 | 105.25 | 1
2022/23 | 433.25 | 105.25 | 1
2022/23 | 148.25 | 105.75 | 1
2022/23 | 150.75 | 105.75 | 1
2022/23 | 152.25 | 105.75 | 1
2022/23 | 153.25 | 105.75 | 1
2022/23 | 154.25 | 105.75 | 1
2022/23 | 154.75 | 105.75 | 1
2022/23 | 156.25 | 105.75 | 1
2022/23 | 157.25 | 105.75 | 1
2022/23 | 157.75 | 105.75 | 1
2022/23 | 158.25 | 105.75 | 2
2022/23 | 158.75 | 105.75 | 2
2022/23 | 159.25 | 105.75 | 1
2022/23 | 159.75 | 105.75 | 2
2022/23 | 160.25 | 105.75 | 1
2022/23 | 160.75 | 105.75 | 1
2022/23 | 161.25 | 105.75 | 1
2022/23 | 162.25 | 105.75 | 1
2022/23 | 162.75 | 105.75 | 2
2022/23 | 163.25 | 105.75 | 1
2022/23 | 163.75 | 105.75 | 4
2022/23 | 164.25 | 105.75 | 1
2022/23 | 164.75 | 105.75 | 4
2022/23 | 165.25 | 105.75 | 6
2022/23 | 165.75 | 105.75 | 6
2022/23 | 166.25 | 105.75 | 4
2022/23 | 166.75 | 105.75 | 4
2022/23 | 167.25 | 105.75 | 3
2022/23 | 167.75 | 105.75 | 2
2022/23 | 168.25 | 105.75 | 5
2022/23 | 168.75 | 105.75 | 5
2022/23 | 169.25 | 105.75 | 5
2022/23 | 169.75 | 105.75 | 8
2022/23 | 170.25 | 105.75 | 10
2022/23 | 170.75 | 105.75 | 5
2022/23 | 171.25 | 105.75 | 7
2022/23 | 171.75 | 105.75 | 10
2022/23 | 172.25 | 105.75 | 10
2022/23 | 172.75 | 105.75 | 10
2022/23 | 173.25 | 105.75 | 11
2022/23 | 173.75 | 105.75 | 7
2022/23 | 174.25 | 105.75 | 12
2022/23 | 174.75 | 105.75 | 6
2022/23 | 175.25 | 105.75 | 10
2022/23 | 175.75 | 105.75 | 15
2022/23 | 176.25 | 105.75 | 6
2022/23 | 176.75 | 105.75 | 12
2022/23 | 177.25 | 105.75 | 9
2022/23 | 177.75 | 105.75 | 19
2022/23 | 178.25 | 105.75 | 16
2022/23 | 178.75 | 105.75 | 19
2022/23 | 179.25 | 105.75 | 12
2022/23 | 179.75 | 105.75 | 12
2022/23 | 180.25 | 105.75 | 19
2022/23 | 180.75 | 105.75 | 15
2022/23 | 181.25 | 105.75 | 13
2022/23 | 181.75 | 105.75 | 22
2022/23 | 182.25 | 105.75 | 25
2022/23 | 182.75 | 105.75 | 19
2022/23 | 183.25 | 105.75 | 26
2022/23 | 183.75 | 105.75 | 26
2022/23 | 184.25 | 105.75 | 28
2022/23 | 184.75 | 105.75 | 24
2022/23 | 185.25 | 105.75 | 21
2022/23 | 185.75 | 105.75 | 29
2022/23 | 186.25 | 105.75 | 37
2022/23 | 186.75 | 105.75 | 42
2022/23 | 187.25 | 105.75 | 25
2022/23 | 187.75 | 105.75 | 35
2022/23 | 188.25 | 105.75 | 24
2022/23 | 188.75 | 105.75 | 41
2022/23 | 189.25 | 105.75 | 42
2022/23 | 189.75 | 105.75 | 52
2022/23 | 190.25 | 105.75 | 43
2022/23 | 190.75 | 105.75 | 43
2022/23 | 191.25 | 105.75 | 33
2022/23 | 191.75 | 105.75 | 55
2022/23 | 192.25 | 105.75 | 45
2022/23 | 192.75 | 105.75 | 45
2022/23 | 193.25 | 105.75 | 53
2022/23 | 193.75 | 105.75 | 50
2022/23 | 194.25 | 105.75 | 63
2022/23 | 194.75 | 105.75 | 62
2022/23 | 195.25 | 105.75 | 62
2022/23 | 195.75 | 105.75 | 69
2022/23 | 196.25 | 105.75 | 82
2022/23 | 196.75 | 105.75 | 66
2022/23 | 197.25 | 105.75 | 67
2022/23 | 197.75 | 105.75 | 71
2022/23 | 198.25 | 105.75 | 59
2022/23 | 198.75 | 105.75 | 78
2022/23 | 199.25 | 105.75 | 74
2022/23 | 199.75 | 105.75 | 79
2022/23 | 200.25 | 105.75 | 78
2022/23 | 200.75 | 105.75 | 94
2022/23 | 201.25 | 105.75 | 69
2022/23 | 201.75 | 105.75 | 86
2022/23 | 202.25 | 105.75 | 83
2022/23 | 202.75 | 105.75 | 90
2022/23 | 203.25 | 105.75 | 110
2022/23 | 203.75 | 105.75 | 91
2022/23 | 204.25 | 105.75 | 104
2022/23 | 204.75 | 105.75 | 86
2022/23 | 205.25 | 105.75 | 88
2022/23 | 205.75 | 105.75 | 102
2022/23 | 206.25 | 105.75 | 105
2022/23 | 206.75 | 105.75 | 101
2022/23 | 207.25 | 105.75 | 115
2022/23 | 207.75 | 105.75 | 104
2022/23 | 208.25 | 105.75 | 93
2022/23 | 208.75 | 105.75 | 107
2022/23 | 209.25 | 105.75 | 119
2022/23 | 209.75 | 105.75 | 119
2022/23 | 210.25 | 105.75 | 117
2022/23 | 210.75 | 105.75 | 126
2022/23 | 211.25 | 105.75 | 111
2022/23 | 211.75 | 105.75 | 137
2022/23 | 212.25 | 105.75 | 116
2022/23 | 212.75 | 105.75 | 105
2022/23 | 213.25 | 105.75 | 117
2022/23 | 213.75 | 105.75 | 123
2022/23 | 214.25 | 105.75 | 102
2022/23 | 214.75 | 105.75 | 123
2022/23 | 215.25 | 105.75 | 127
2022/23 | 215.75 | 105.75 | 115
2022/23 | 216.25 | 105.75 | 121
2022/23 | 216.75 | 105.75 | 116
2022/23 | 217.25 | 105.75 | 119
2022/23 | 217.75 | 105.75 | 133
2022/23 | 218.25 | 105.75 | 123
2022/23 | 218.75 | 105.75 | 113
2022/23 | 219.25 | 105.75 | 132
2022/23 | 219.75 | 105.75 | 127
2022/23 | 220.25 | 105.75 | 128
2022/23 | 220.75 | 105.75 | 144
2022/23 | 221.25 | 105.75 | 140
2022/23 | 221.75 | 105.75 | 121
2022/23 | 222.25 | 105.75 | 132
2022/23 | 222.75 | 105.75 | 136
2022/23 | 223.25 | 105.75 | 144
2022/23 | 223.75 | 105.75 | 126
2022/23 | 224.25 | 105.75 | 131
2022/23 | 224.75 | 105.75 | 153
2022/23 | 225.25 | 105.75 | 114
2022/23 | 225.75 | 105.75 | 128
2022/23 | 226.25 | 105.75 | 119
2022/23 | 226.75 | 105.75 | 148
2022/23 | 227.25 | 105.75 | 128
2022/23 | 227.75 | 105.75 | 124
2022/23 | 228.25 | 105.75 | 134
2022/23 | 228.75 | 105.75 | 145
2022/23 | 229.25 | 105.75 | 138
2022/23 | 229.75 | 105.75 | 137
2022/23 | 230.25 | 105.75 | 126
2022/23 | 230.75 | 105.75 | 144
2022/23 | 231.25 | 105.75 | 127
2022/23 | 231.75 | 105.75 | 134
2022/23 | 232.25 | 105.75 | 125
2022/23 | 232.75 | 105.75 | 143
2022/23 | 233.25 | 105.75 | 132
2022/23 | 233.75 | 105.75 | 110
2022/23 | 234.25 | 105.75 | 131
2022/23 | 234.75 | 105.75 | 125
2022/23 | 235.25 | 105.75 | 130
2022/23 | 235.75 | 105.75 | 114
2022/23 | 236.25 | 105.75 | 117
2022/23 | 236.75 | 105.75 | 111
2022/23 | 237.25 | 105.75 | 136
2022/23 | 237.75 | 105.75 | 119
2022/23 | 238.25 | 105.75 | 136
2022/23 | 238.75 | 105.75 | 133
2022/23 | 239.25 | 105.75 | 141
2022/23 | 239.75 | 105.75 | 120
2022/23 | 240.25 | 105.75 | 116
2022/23 | 240.75 | 105.75 | 112
2022/23 | 241.25 | 105.75 | 113
2022/23 | 241.75 | 105.75 | 139
2022/23 | 242.25 | 105.75 | 111
2022/23 | 242.75 | 105.75 | 106
2022/23 | 243.25 | 105.75 | 111
2022/23 | 243.75 | 105.75 | 115
2022/23 | 244.25 | 105.75 | 113
2022/23 | 244.75 | 105.75 | 124
2022/23 | 245.25 | 105.75 | 126
2022/23 | 245.75 | 105.75 | 122
2022/23 | 246.25 | 105.75 | 121
2022/23 | 246.75 | 105.75 | 121
2022/23 | 247.25 | 105.75 | 112
2022/23 | 247.75 | 105.75 | 129
2022/23 | 248.25 | 105.75 | 127
2022/23 | 248.75 | 105.75 | 113
2022/23 | 249.25 | 105.75 | 90
2022/23 | 249.75 | 105.75 | 121
2022/23 | 250.25 | 105.75 | 112
2022/23 | 250.75 | 105.75 | 144
2022/23 | 251.25 | 105.75 | 109
2022/23 | 251.75 | 105.75 | 102
2022/23 | 252.25 | 105.75 | 101
2022/23 | 252.75 | 105.75 | 92
2022/23 | 253.25 | 105.75 | 96
2022/23 | 253.75 | 105.75 | 131
2022/23 | 254.25 | 105.75 | 124
2022/23 | 254.75 | 105.75 | 119
2022/23 | 255.25 | 105.75 | 102
2022/23 | 255.75 | 105.75 | 114
2022/23 | 256.25 | 105.75 | 110
2022/23 | 256.75 | 105.75 | 105
2022/23 | 257.25 | 105.75 | 88
2022/23 | 257.75 | 105.75 | 108
2022/23 | 258.25 | 105.75 | 100
2022/23 | 258.75 | 105.75 | 111
2022/23 | 259.25 | 105.75 | 98
2022/23 | 259.75 | 105.75 | 104
2022/23 | 260.25 | 105.75 | 96
2022/23 | 260.75 | 105.75 | 101
2022/23 | 261.25 | 105.75 | 95
2022/23 | 261.75 | 105.75 | 112
2022/23 | 262.25 | 105.75 | 108
2022/23 | 262.75 | 105.75 | 95
2022/23 | 263.25 | 105.75 | 89
2022/23 | 263.75 | 105.75 | 101
2022/23 | 264.25 | 105.75 | 99
2022/23 | 264.75 | 105.75 | 109
2022/23 | 265.25 | 105.75 | 81
2022/23 | 265.75 | 105.75 | 78
2022/23 | 266.25 | 105.75 | 88
2022/23 | 266.75 | 105.75 | 90
2022/23 | 267.25 | 105.75 | 101
2022/23 | 267.75 | 105.75 | 98
2022/23 | 268.25 | 105.75 | 82
2022/23 | 268.75 | 105.75 | 80
2022/23 | 269.25 | 105.75 | 59
2022/23 | 269.75 | 105.75 | 85
2022/23 | 270.25 | 105.75 | 94
2022/23 | 270.75 | 105.75 | 67
2022/23 | 271.25 | 105.75 | 70
2022/23 | 271.75 | 105.75 | 79
2022/23 | 272.25 | 105.75 | 77
2022/23 | 272.75 | 105.75 | 66
2022/23 | 273.25 | 105.75 | 67
2022/23 | 273.75 | 105.75 | 67
2022/23 | 274.25 | 105.75 | 66
2022/23 | 274.75 | 105.75 | 63
2022/23 | 275.25 | 105.75 | 71
2022/23 | 275.75 | 105.75 | 75
2022/23 | 276.25 | 105.75 | 60
2022/23 | 276.75 | 105.75 | 53
2022/23 | 277.25 | 105.75 | 65
2022/23 | 277.75 | 105.75 | 53
2022/23 | 278.25 | 105.75 | 51
2022/23 | 278.75 | 105.75 | 58
2022/23 | 279.25 | 105.75 | 71
2022/23 | 279.75 | 105.75 | 61
2022/23 | 280.25 | 105.75 | 66
2022/23 | 280.75 | 105.75 | 56
2022/23 | 281.25 | 105.75 | 65
2022/23 | 281.75 | 105.75 | 51
2022/23 | 282.25 | 105.75 | 53
2022/23 | 282.75 | 105.75 | 58
2022/23 | 283.25 | 105.75 | 57
2022/23 | 283.75 | 105.75 | 56
2022/23 | 284.25 | 105.75 | 54
2022/23 | 284.75 | 105.75 | 54
2022/23 | 285.25 | 105.75 | 53
2022/23 | 285.75 | 105.75 | 46
2022/23 | 286.25 | 105.75 | 56
2022/23 | 286.75 | 105.75 | 59
2022/23 | 287.25 | 105.75 | 51
2022/23 | 287.75 | 105.75 | 51
2022/23 | 288.25 | 105.75 | 47
2022/23 | 288.75 | 105.75 | 42
2022/23 | 289.25 | 105.75 | 46
2022/23 | 289.75 | 105.75 | 47
2022/23 | 290.25 | 105.75 | 37
2022/23 | 290.75 | 105.75 | 48
2022/23 | 291.25 | 105.75 | 38
2022/23 | 291.75 | 105.75 | 56
2022/23 | 292.25 | 105.75 | 46
2022/23 | 292.75 | 105.75 | 43
2022/23 | 293.25 | 105.75 | 48
2022/23 | 293.75 | 105.75 | 33
2022/23 | 294.25 | 105.75 | 49
2022/23 | 294.75 | 105.75 | 33
2022/23 | 295.25 | 105.75 | 44
2022/23 | 295.75 | 105.75 | 35
2022/23 | 296.25 | 105.75 | 53
2022/23 | 296.75 | 105.75 | 34
2022/23 | 297.25 | 105.75 | 46
2022/23 | 297.75 | 105.75 | 41
2022/23 | 298.25 | 105.75 | 38
2022/23 | 298.75 | 105.75 | 33
2022/23 | 299.25 | 105.75 | 45
2022/23 | 299.75 | 105.75 | 34
2022/23 | 300.25 | 105.75 | 34
2022/23 | 300.75 | 105.75 | 39
2022/23 | 301.25 | 105.75 | 31
2022/23 | 301.75 | 105.75 | 36
2022/23 | 302.25 | 105.75 | 40
2022/23 | 302.75 | 105.75 | 26
2022/23 | 303.25 | 105.75 | 25
2022/23 | 303.75 | 105.75 | 23
2022/23 | 304.25 | 105.75 | 28
2022/23 | 304.75 | 105.75 | 19
2022/23 | 305.25 | 105.75 | 32
2022/23 | 305.75 | 105.75 | 19
2022/23 | 306.25 | 105.75 | 36
2022/23 | 306.75 | 105.75 | 29
2022/23 | 307.25 | 105.75 | 19
2022/23 | 307.75 | 105.75 | 19
2022/23 | 308.25 | 105.75 | 26
2022/23 | 308.75 | 105.75 | 25
2022/23 | 309.25 | 105.75 | 18
2022/23 | 309.75 | 105.75 | 22
2022/23 | 310.25 | 105.75 | 28
2022/23 | 310.75 | 105.75 | 26
2022/23 | 311.25 | 105.75 | 29
2022/23 | 311.75 | 105.75 | 17
2022/23 | 312.25 | 105.75 | 27
2022/23 | 312.75 | 105.75 | 12
2022/23 | 313.25 | 105.75 | 21
2022/23 | 313.75 | 105.75 | 17
2022/23 | 314.25 | 105.75 | 17
2022/23 | 314.75 | 105.75 | 24
2022/23 | 315.25 | 105.75 | 13
2022/23 | 315.75 | 105.75 | 27
2022/23 | 316.25 | 105.75 | 24
2022/23 | 316.75 | 105.75 | 22
2022/23 | 317.25 | 105.75 | 20
2022/23 | 317.75 | 105.75 | 22
2022/23 | 318.25 | 105.75 | 19
2022/23 | 318.75 | 105.75 | 13
2022/23 | 319.25 | 105.75 | 14
2022/23 | 319.75 | 105.75 | 19
2022/23 | 320.25 | 105.75 | 20
2022/23 | 320.75 | 105.75 | 18
2022/23 | 321.25 | 105.75 | 9
2022/23 | 321.75 | 105.75 | 16
2022/23 | 322.25 | 105.75 | 11
2022/23 | 322.75 | 105.75 | 23
2022/23 | 323.25 | 105.75 | 9
2022/23 | 323.75 | 105.75 | 12
2022/23 | 324.25 | 105.75 | 13
2022/23 | 324.75 | 105.75 | 15
2022/23 | 325.25 | 105.75 | 14
2022/23 | 325.75 | 105.75 | 20
2022/23 | 326.25 | 105.75 | 11
2022/23 | 326.75 | 105.75 | 11
2022/23 | 327.25 | 105.75 | 14
2022/23 | 327.75 | 105.75 | 11
2022/23 | 328.25 | 105.75 | 9
2022/23 | 328.75 | 105.75 | 13
2022/23 | 329.25 | 105.75 | 11
2022/23 | 329.75 | 105.75 | 15
2022/23 | 330.25 | 105.75 | 9
2022/23 | 330.75 | 105.75 | 14
2022/23 | 331.25 | 105.75 | 7
2022/23 | 331.75 | 105.75 | 4
2022/23 | 332.25 | 105.75 | 7
2022/23 | 332.75 | 105.75 | 8
2022/23 | 333.25 | 105.75 | 6
2022/23 | 333.75 | 105.75 | 9
2022/23 | 334.25 | 105.75 | 9
2022/23 | 334.75 | 105.75 | 7
2022/23 | 335.25 | 105.75 | 10
2022/23 | 335.75 | 105.75 | 11
2022/23 | 336.25 | 105.75 | 5
2022/23 | 336.75 | 105.75 | 8
2022/23 | 337.25 | 105.75 | 8
2022/23 | 337.75 | 105.75 | 6
2022/23 | 338.25 | 105.75 | 15
2022/23 | 338.75 | 105.75 | 12
2022/23 | 339.25 | 105.75 | 7
2022/23 | 339.75 | 105.75 | 8
2022/23 | 340.25 | 105.75 | 5
2022/23 | 340.75 | 105.75 | 11
2022/23 | 341.25 | 105.75 | 6
2022/23 | 341.75 | 105.75 | 2
2022/23 | 342.25 | 105.75 | 2
2022/23 | 342.75 | 105.75 | 4
2022/23 | 343.25 | 105.75 | 4
2022/23 | 343.75 | 105.75 | 8
2022/23 | 344.25 | 105.75 | 8
2022/23 | 344.75 | 105.75 | 5
2022/23 | 345.25 | 105.75 | 2
2022/23 | 345.75 | 105.75 | 5
2022/23 | 346.25 | 105.75 | 10
2022/23 | 346.75 | 105.75 | 3
2022/23 | 347.25 | 105.75 | 4
2022/23 | 347.75 | 105.75 | 6
2022/23 | 348.25 | 105.75 | 4
2022/23 | 348.75 | 105.75 | 3
2022/23 | 349.25 | 105.75 | 8
2022/23 | 349.75 | 105.75 | 7
2022/23 | 350.25 | 105.75 | 7
2022/23 | 350.75 | 105.75 | 6
2022/23 | 351.25 | 105.75 | 6
2022/23 | 351.75 | 105.75 | 3
2022/23 | 352.25 | 105.75 | 3
2022/23 | 352.75 | 105.75 | 6
2022/23 | 353.25 | 105.75 | 2
2022/23 | 353.75 | 105.75 | 7
2022/23 | 354.25 | 105.75 | 9
2022/23 | 354.75 | 105.75 | 3
2022/23 | 355.25 | 105.75 | 3
2022/23 | 355.75 | 105.75 | 4
2022/23 | 356.25 | 105.75 | 5
2022/23 | 357.25 | 105.75 | 2
2022/23 | 357.75 | 105.75 | 2
2022/23 | 358.25 | 105.75 | 6
2022/23 | 358.75 | 105.75 | 3
2022/23 | 359.25 | 105.75 | 3
2022/23 | 360.25 | 105.75 | 4
2022/23 | 360.75 | 105.75 | 3
2022/23 | 361.25 | 105.75 | 2
2022/23 | 361.75 | 105.75 | 6
2022/23 | 362.25 | 105.75 | 4
2022/23 | 362.75 | 105.75 | 1
2022/23 | 363.75 | 105.75 | 1
2022/23 | 364.25 | 105.75 | 2
2022/23 | 364.75 | 105.75 | 1
2022/23 | 365.25 | 105.75 | 2
2022/23 | 366.25 | 105.75 | 3
2022/23 | 366.75 | 105.75 | 2
2022/23 | 367.25 | 105.75 | 1
2022/23 | 367.75 | 105.75 | 1
2022/23 | 368.25 | 105.75 | 5
2022/23 | 369.25 | 105.75 | 1
2022/23 | 370.25 | 105.75 | 3
2022/23 | 370.75 | 105.75 | 2
2022/23 | 371.25 | 105.75 | 3
2022/23 | 371.75 | 105.75 | 5
2022/23 | 372.25 | 105.75 | 3
2022/23 | 373.25 | 105.75 | 4
2022/23 | 373.75 | 105.75 | 2
2022/23 | 374.75 | 105.75 | 4
2022/23 | 375.25 | 105.75 | 2
2022/23 | 375.75 | 105.75 | 5
2022/23 | 376.75 | 105.75 | 1
2022/23 | 377.25 | 105.75 | 4
2022/23 | 378.25 | 105.75 | 3
2022/23 | 378.75 | 105.75 | 1
2022/23 | 379.25 | 105.75 | 1
2022/23 | 379.75 | 105.75 | 3
2022/23 | 381.25 | 105.75 | 2
2022/23 | 382.25 | 105.75 | 1
2022/23 | 382.75 | 105.75 | 4
2022/23 | 383.25 | 105.75 | 1
2022/23 | 384.25 | 105.75 | 1
2022/23 | 385.25 | 105.75 | 2
2022/23 | 386.75 | 105.75 | 1
2022/23 | 387.25 | 105.75 | 3
2022/23 | 388.25 | 105.75 | 2
2022/23 | 389.25 | 105.75 | 2
2022/23 | 390.25 | 105.75 | 1
2022/23 | 390.75 | 105.75 | 1
2022/23 | 391.25 | 105.75 | 1
2022/23 | 392.25 | 105.75 | 2
2022/23 | 394.25 | 105.75 | 1
2022/23 | 395.25 | 105.75 | 2
2022/23 | 396.25 | 105.75 | 2
2022/23 | 396.75 | 105.75 | 2
2022/23 | 397.75 | 105.75 | 1
2022/23 | 398.75 | 105.75 | 2
2022/23 | 399.25 | 105.75 | 1
2022/23 | 399.75 | 105.75 | 1
2022/23 | 400.75 | 105.75 | 1
2022/23 | 401.25 | 105.75 | 1
2022/23 | 401.75 | 105.75 | 2
2022/23 | 402.25 | 105.75 | 2
2022/23 | 402.75 | 105.75 | 1
2022/23 | 403.25 | 105.75 | 2
2022/23 | 403.75 | 105.75 | 2
2022/23 | 405.25 | 105.75 | 2
2022/23 | 405.75 | 105.75 | 1
2022/23 | 406.75 | 105.75 | 2
2022/23 | 410.75 | 105.75 | 1
2022/23 | 416.25 | 105.75 | 1
2022/23 | 416.75 | 105.75 | 1
2022/23 | 419.75 | 105.75 | 1
2022/23 | 420.25 | 105.75 | 1
2022/23 | 421.25 | 105.75 | 1
2022/23 | 421.75 | 105.75 | 1
2022/23 | 422.75 | 105.75 | 1
2022/23 | 425.25 | 105.75 | 1
2022/23 | 426.25 | 105.75 | 1
2022/23 | 431.25 | 105.75 | 1
2022/23 | 432.75 | 105.75 | 1
2022/23 | 446.25 | 105.75 | 1
2022/23 | 446.75 | 105.75 | 1
2022/23 | 459.25 | 105.75 | 1
2022/23 | 142.75 | 106.25 | 1
2022/23 | 143.75 | 106.25 | 1
2022/23 | 147.75 | 106.25 | 1
2022/23 | 154.25 | 106.25 | 1
2022/23 | 155.75 | 106.25 | 1
2022/23 | 156.75 | 106.25 | 1
2022/23 | 157.25 | 106.25 | 1
2022/23 | 157.75 | 106.25 | 1
2022/23 | 158.75 | 106.25 | 1
2022/23 | 159.25 | 106.25 | 1
2022/23 | 159.75 | 106.25 | 2
2022/23 | 160.25 | 106.25 | 2
2022/23 | 160.75 | 106.25 | 1
2022/23 | 161.25 | 106.25 | 1
2022/23 | 161.75 | 106.25 | 1
2022/23 | 162.25 | 106.25 | 1
2022/23 | 163.25 | 106.25 | 3
2022/23 | 163.75 | 106.25 | 1
2022/23 | 164.75 | 106.25 | 1
2022/23 | 165.25 | 106.25 | 1
2022/23 | 165.75 | 106.25 | 4
2022/23 | 166.25 | 106.25 | 4
2022/23 | 166.75 | 106.25 | 3
2022/23 | 167.25 | 106.25 | 2
2022/23 | 167.75 | 106.25 | 4
2022/23 | 168.25 | 106.25 | 4
2022/23 | 168.75 | 106.25 | 3
2022/23 | 169.25 | 106.25 | 9
2022/23 | 169.75 | 106.25 | 4
2022/23 | 170.25 | 106.25 | 6
2022/23 | 170.75 | 106.25 | 3
2022/23 | 171.25 | 106.25 | 8
2022/23 | 171.75 | 106.25 | 6
2022/23 | 172.25 | 106.25 | 10
2022/23 | 172.75 | 106.25 | 6
2022/23 | 173.25 | 106.25 | 12
2022/23 | 173.75 | 106.25 | 5
2022/23 | 174.25 | 106.25 | 6
2022/23 | 174.75 | 106.25 | 8
2022/23 | 175.25 | 106.25 | 2
2022/23 | 175.75 | 106.25 | 13
2022/23 | 176.25 | 106.25 | 16
2022/23 | 176.75 | 106.25 | 12
2022/23 | 177.25 | 106.25 | 11
2022/23 | 177.75 | 106.25 | 10
2022/23 | 178.25 | 106.25 | 20
2022/23 | 178.75 | 106.25 | 17
2022/23 | 179.25 | 106.25 | 17
2022/23 | 179.75 | 106.25 | 12
2022/23 | 180.25 | 106.25 | 18
2022/23 | 180.75 | 106.25 | 16
2022/23 | 181.25 | 106.25 | 17
2022/23 | 181.75 | 106.25 | 17
2022/23 | 182.25 | 106.25 | 17
2022/23 | 182.75 | 106.25 | 18
2022/23 | 183.25 | 106.25 | 19
2022/23 | 183.75 | 106.25 | 30
2022/23 | 184.25 | 106.25 | 22
2022/23 | 184.75 | 106.25 | 34
2022/23 | 185.25 | 106.25 | 23
2022/23 | 185.75 | 106.25 | 35
2022/23 | 186.25 | 106.25 | 22
2022/23 | 186.75 | 106.25 | 26
2022/23 | 187.25 | 106.25 | 28
2022/23 | 187.75 | 106.25 | 31
2022/23 | 188.25 | 106.25 | 27
2022/23 | 188.75 | 106.25 | 20
2022/23 | 189.25 | 106.25 | 40
2022/23 | 189.75 | 106.25 | 27
2022/23 | 190.25 | 106.25 | 39
2022/23 | 190.75 | 106.25 | 33
2022/23 | 191.25 | 106.25 | 45
2022/23 | 191.75 | 106.25 | 48
2022/23 | 192.25 | 106.25 | 42
2022/23 | 192.75 | 106.25 | 47
2022/23 | 193.25 | 106.25 | 48
2022/23 | 193.75 | 106.25 | 51
2022/23 | 194.25 | 106.25 | 47
2022/23 | 194.75 | 106.25 | 56
2022/23 | 195.25 | 106.25 | 62
2022/23 | 195.75 | 106.25 | 66
2022/23 | 196.25 | 106.25 | 41
2022/23 | 196.75 | 106.25 | 58
2022/23 | 197.25 | 106.25 | 52
2022/23 | 197.75 | 106.25 | 67
2022/23 | 198.25 | 106.25 | 65
2022/23 | 198.75 | 106.25 | 82
2022/23 | 199.25 | 106.25 | 77
2022/23 | 199.75 | 106.25 | 73
2022/23 | 200.25 | 106.25 | 66
2022/23 | 200.75 | 106.25 | 76
2022/23 | 201.25 | 106.25 | 91
2022/23 | 201.75 | 106.25 | 72
2022/23 | 202.25 | 106.25 | 83
2022/23 | 202.75 | 106.25 | 74
2022/23 | 203.25 | 106.25 | 94
2022/23 | 203.75 | 106.25 | 116
2022/23 | 204.25 | 106.25 | 81
2022/23 | 204.75 | 106.25 | 94
2022/23 | 205.25 | 106.25 | 98
2022/23 | 205.75 | 106.25 | 107
2022/23 | 206.25 | 106.25 | 100
2022/23 | 206.75 | 106.25 | 101
2022/23 | 207.25 | 106.25 | 64
2022/23 | 207.75 | 106.25 | 103
2022/23 | 208.25 | 106.25 | 98
2022/23 | 208.75 | 106.25 | 132
2022/23 | 209.25 | 106.25 | 116
2022/23 | 209.75 | 106.25 | 108
2022/23 | 210.25 | 106.25 | 99
2022/23 | 210.75 | 106.25 | 105
2022/23 | 211.25 | 106.25 | 110
2022/23 | 211.75 | 106.25 | 120
2022/23 | 212.25 | 106.25 | 95
2022/23 | 212.75 | 106.25 | 122
2022/23 | 213.25 | 106.25 | 137
2022/23 | 213.75 | 106.25 | 128
2022/23 | 214.25 | 106.25 | 125
2022/23 | 214.75 | 106.25 | 134
2022/23 | 215.25 | 106.25 | 126
2022/23 | 215.75 | 106.25 | 107
2022/23 | 216.25 | 106.25 | 123
2022/23 | 216.75 | 106.25 | 127
2022/23 | 217.25 | 106.25 | 133
2022/23 | 217.75 | 106.25 | 121
2022/23 | 218.25 | 106.25 | 107
2022/23 | 218.75 | 106.25 | 111
2022/23 | 219.25 | 106.25 | 133
2022/23 | 219.75 | 106.25 | 132
2022/23 | 220.25 | 106.25 | 118
2022/23 | 220.75 | 106.25 | 130
2022/23 | 221.25 | 106.25 | 133
2022/23 | 221.75 | 106.25 | 118
2022/23 | 222.25 | 106.25 | 118
2022/23 | 222.75 | 106.25 | 132
2022/23 | 223.25 | 106.25 | 122
2022/23 | 223.75 | 106.25 | 151
2022/23 | 224.25 | 106.25 | 135
2022/23 | 224.75 | 106.25 | 143
2022/23 | 225.25 | 106.25 | 135
2022/23 | 225.75 | 106.25 | 132
2022/23 | 226.25 | 106.25 | 140
2022/23 | 226.75 | 106.25 | 117
2022/23 | 227.25 | 106.25 | 144
2022/23 | 227.75 | 106.25 | 143
2022/23 | 228.25 | 106.25 | 135
2022/23 | 228.75 | 106.25 | 133
2022/23 | 229.25 | 106.25 | 142
2022/23 | 229.75 | 106.25 | 136
2022/23 | 230.25 | 106.25 | 136
2022/23 | 230.75 | 106.25 | 131
2022/23 | 231.25 | 106.25 | 141
2022/23 | 231.75 | 106.25 | 129
2022/23 | 232.25 | 106.25 | 138
2022/23 | 232.75 | 106.25 | 118
2022/23 | 233.25 | 106.25 | 131
2022/23 | 233.75 | 106.25 | 126
2022/23 | 234.25 | 106.25 | 126
2022/23 | 234.75 | 106.25 | 124
2022/23 | 235.25 | 106.25 | 118
2022/23 | 235.75 | 106.25 | 149
2022/23 | 236.25 | 106.25 | 125
2022/23 | 236.75 | 106.25 | 115
2022/23 | 237.25 | 106.25 | 125
2022/23 | 237.75 | 106.25 | 131
2022/23 | 238.25 | 106.25 | 159
2022/23 | 238.75 | 106.25 | 137
2022/23 | 239.25 | 106.25 | 113
2022/23 | 239.75 | 106.25 | 143
2022/23 | 240.25 | 106.25 | 128
2022/23 | 240.75 | 106.25 | 144
2022/23 | 241.25 | 106.25 | 130
2022/23 | 241.75 | 106.25 | 131
2022/23 | 242.25 | 106.25 | 138
2022/23 | 242.75 | 106.25 | 124
2022/23 | 243.25 | 106.25 | 125
2022/23 | 243.75 | 106.25 | 154
2022/23 | 244.25 | 106.25 | 116
2022/23 | 244.75 | 106.25 | 120
2022/23 | 245.25 | 106.25 | 134
2022/23 | 245.75 | 106.25 | 125
2022/23 | 246.25 | 106.25 | 121
2022/23 | 246.75 | 106.25 | 122
2022/23 | 247.25 | 106.25 | 123
2022/23 | 247.75 | 106.25 | 123
2022/23 | 248.25 | 106.25 | 110
2022/23 | 248.75 | 106.25 | 126
2022/23 | 249.25 | 106.25 | 124
2022/23 | 249.75 | 106.25 | 123
2022/23 | 250.25 | 106.25 | 107
2022/23 | 250.75 | 106.25 | 126
2022/23 | 251.25 | 106.25 | 106
2022/23 | 251.75 | 106.25 | 133
2022/23 | 252.25 | 106.25 | 118
2022/23 | 252.75 | 106.25 | 116
2022/23 | 253.25 | 106.25 | 133
2022/23 | 253.75 | 106.25 | 116
2022/23 | 254.25 | 106.25 | 124
2022/23 | 254.75 | 106.25 | 107
2022/23 | 255.25 | 106.25 | 100
2022/23 | 255.75 | 106.25 | 112
2022/23 | 256.25 | 106.25 | 92
2022/23 | 256.75 | 106.25 | 124
2022/23 | 257.25 | 106.25 | 100
2022/23 | 257.75 | 106.25 | 105
2022/23 | 258.25 | 106.25 | 106
2022/23 | 258.75 | 106.25 | 133
2022/23 | 259.25 | 106.25 | 111
2022/23 | 259.75 | 106.25 | 108
2022/23 | 260.25 | 106.25 | 107
2022/23 | 260.75 | 106.25 | 113
2022/23 | 261.25 | 106.25 | 109
2022/23 | 261.75 | 106.25 | 98
2022/23 | 262.25 | 106.25 | 104
2022/23 | 262.75 | 106.25 | 105
2022/23 | 263.25 | 106.25 | 104
2022/23 | 263.75 | 106.25 | 93
2022/23 | 264.25 | 106.25 | 89
2022/23 | 264.75 | 106.25 | 97
2022/23 | 265.25 | 106.25 | 92
2022/23 | 265.75 | 106.25 | 93
2022/23 | 266.25 | 106.25 | 90
2022/23 | 266.75 | 106.25 | 76
2022/23 | 267.25 | 106.25 | 85
2022/23 | 267.75 | 106.25 | 98
2022/23 | 268.25 | 106.25 | 88
2022/23 | 268.75 | 106.25 | 84
2022/23 | 269.25 | 106.25 | 76
2022/23 | 269.75 | 106.25 | 79
2022/23 | 270.25 | 106.25 | 87
2022/23 | 270.75 | 106.25 | 79
2022/23 | 271.25 | 106.25 | 101
2022/23 | 271.75 | 106.25 | 85
2022/23 | 272.25 | 106.25 | 74
2022/23 | 272.75 | 106.25 | 96
2022/23 | 273.25 | 106.25 | 64
2022/23 | 273.75 | 106.25 | 67
2022/23 | 274.25 | 106.25 | 69
2022/23 | 274.75 | 106.25 | 72
2022/23 | 275.25 | 106.25 | 60
2022/23 | 275.75 | 106.25 | 72
2022/23 | 276.25 | 106.25 | 79
2022/23 | 276.75 | 106.25 | 73
2022/23 | 277.25 | 106.25 | 65
2022/23 | 277.75 | 106.25 | 72
2022/23 | 278.25 | 106.25 | 55
2022/23 | 278.75 | 106.25 | 66
2022/23 | 279.25 | 106.25 | 62
2022/23 | 279.75 | 106.25 | 63
2022/23 | 280.25 | 106.25 | 71
2022/23 | 280.75 | 106.25 | 65
2022/23 | 281.25 | 106.25 | 48
2022/23 | 281.75 | 106.25 | 60
2022/23 | 282.25 | 106.25 | 59
2022/23 | 282.75 | 106.25 | 54
2022/23 | 283.25 | 106.25 | 65
2022/23 | 283.75 | 106.25 | 53
2022/23 | 284.25 | 106.25 | 50
2022/23 | 284.75 | 106.25 | 54
2022/23 | 285.25 | 106.25 | 43
2022/23 | 285.75 | 106.25 | 60
2022/23 | 286.25 | 106.25 | 54
2022/23 | 286.75 | 106.25 | 48
2022/23 | 287.25 | 106.25 | 57
2022/23 | 287.75 | 106.25 | 56
2022/23 | 288.25 | 106.25 | 50
2022/23 | 288.75 | 106.25 | 53
2022/23 | 289.25 | 106.25 | 63
2022/23 | 289.75 | 106.25 | 55
2022/23 | 290.25 | 106.25 | 55
2022/23 | 290.75 | 106.25 | 52
2022/23 | 291.25 | 106.25 | 41
2022/23 | 291.75 | 106.25 | 49
2022/23 | 292.25 | 106.25 | 44
2022/23 | 292.75 | 106.25 | 41
2022/23 | 293.25 | 106.25 | 34
2022/23 | 293.75 | 106.25 | 40
2022/23 | 294.25 | 106.25 | 44
2022/23 | 294.75 | 106.25 | 52
2022/23 | 295.25 | 106.25 | 36
2022/23 | 295.75 | 106.25 | 37
2022/23 | 296.25 | 106.25 | 40
2022/23 | 296.75 | 106.25 | 42
2022/23 | 297.25 | 106.25 | 45
2022/23 | 297.75 | 106.25 | 44
2022/23 | 298.25 | 106.25 | 29
2022/23 | 298.75 | 106.25 | 31
2022/23 | 299.25 | 106.25 | 42
2022/23 | 299.75 | 106.25 | 38
2022/23 | 300.25 | 106.25 | 41
2022/23 | 300.75 | 106.25 | 33
2022/23 | 301.25 | 106.25 | 40
2022/23 | 301.75 | 106.25 | 33
2022/23 | 302.25 | 106.25 | 48
2022/23 | 302.75 | 106.25 | 35
2022/23 | 303.25 | 106.25 | 36
2022/23 | 303.75 | 106.25 | 31
2022/23 | 304.25 | 106.25 | 19
2022/23 | 304.75 | 106.25 | 25
2022/23 | 305.25 | 106.25 | 29
2022/23 | 305.75 | 106.25 | 24
2022/23 | 306.25 | 106.25 | 32
2022/23 | 306.75 | 106.25 | 22
2022/23 | 307.25 | 106.25 | 22
2022/23 | 307.75 | 106.25 | 33
2022/23 | 308.25 | 106.25 | 26
2022/23 | 308.75 | 106.25 | 17
2022/23 | 309.25 | 106.25 | 15
2022/23 | 309.75 | 106.25 | 23
2022/23 | 310.25 | 106.25 | 17
2022/23 | 310.75 | 106.25 | 27
2022/23 | 311.25 | 106.25 | 30
2022/23 | 311.75 | 106.25 | 24
2022/23 | 312.25 | 106.25 | 21
2022/23 | 312.75 | 106.25 | 25
2022/23 | 313.25 | 106.25 | 21
2022/23 | 313.75 | 106.25 | 23
2022/23 | 314.25 | 106.25 | 20
2022/23 | 314.75 | 106.25 | 18
2022/23 | 315.25 | 106.25 | 24
2022/23 | 315.75 | 106.25 | 21
2022/23 | 316.25 | 106.25 | 27
2022/23 | 316.75 | 106.25 | 23
2022/23 | 317.25 | 106.25 | 18
2022/23 | 317.75 | 106.25 | 19
2022/23 | 318.25 | 106.25 | 16
2022/23 | 318.75 | 106.25 | 24
2022/23 | 319.25 | 106.25 | 13
2022/23 | 319.75 | 106.25 | 12
2022/23 | 320.25 | 106.25 | 15
2022/23 | 320.75 | 106.25 | 18
2022/23 | 321.25 | 106.25 | 22
2022/23 | 321.75 | 106.25 | 20
2022/23 | 322.25 | 106.25 | 13
2022/23 | 322.75 | 106.25 | 17
2022/23 | 323.25 | 106.25 | 17
2022/23 | 323.75 | 106.25 | 13
2022/23 | 324.25 | 106.25 | 16
2022/23 | 324.75 | 106.25 | 11
2022/23 | 325.25 | 106.25 | 10
2022/23 | 325.75 | 106.25 | 12
2022/23 | 326.25 | 106.25 | 10
2022/23 | 326.75 | 106.25 | 14
2022/23 | 327.25 | 106.25 | 14
2022/23 | 327.75 | 106.25 | 23
2022/23 | 328.25 | 106.25 | 10
2022/23 | 328.75 | 106.25 | 21
2022/23 | 329.25 | 106.25 | 12
2022/23 | 329.75 | 106.25 | 14
2022/23 | 330.25 | 106.25 | 8
2022/23 | 330.75 | 106.25 | 9
2022/23 | 331.25 | 106.25 | 9
2022/23 | 331.75 | 106.25 | 13
2022/23 | 332.25 | 106.25 | 7
2022/23 | 332.75 | 106.25 | 12
2022/23 | 333.25 | 106.25 | 18
2022/23 | 333.75 | 106.25 | 13
2022/23 | 334.25 | 106.25 | 6
2022/23 | 334.75 | 106.25 | 8
2022/23 | 335.25 | 106.25 | 13
2022/23 | 335.75 | 106.25 | 12
2022/23 | 336.25 | 106.25 | 9
2022/23 | 336.75 | 106.25 | 15
2022/23 | 337.25 | 106.25 | 8
2022/23 | 337.75 | 106.25 | 6
2022/23 | 338.25 | 106.25 | 9
2022/23 | 338.75 | 106.25 | 8
2022/23 | 339.25 | 106.25 | 12
2022/23 | 339.75 | 106.25 | 6
2022/23 | 340.25 | 106.25 | 8
2022/23 | 340.75 | 106.25 | 6
2022/23 | 341.25 | 106.25 | 5
2022/23 | 341.75 | 106.25 | 7
2022/23 | 342.25 | 106.25 | 3
2022/23 | 342.75 | 106.25 | 10
2022/23 | 343.25 | 106.25 | 7
2022/23 | 343.75 | 106.25 | 8
2022/23 | 344.25 | 106.25 | 4
2022/23 | 344.75 | 106.25 | 9
2022/23 | 345.25 | 106.25 | 6
2022/23 | 345.75 | 106.25 | 8
2022/23 | 346.25 | 106.25 | 5
2022/23 | 346.75 | 106.25 | 3
2022/23 | 347.25 | 106.25 | 6
2022/23 | 347.75 | 106.25 | 6
2022/23 | 348.25 | 106.25 | 5
2022/23 | 348.75 | 106.25 | 7
2022/23 | 349.25 | 106.25 | 2
2022/23 | 349.75 | 106.25 | 8
2022/23 | 350.25 | 106.25 | 4
2022/23 | 350.75 | 106.25 | 9
2022/23 | 351.25 | 106.25 | 6
2022/23 | 351.75 | 106.25 | 7
2022/23 | 352.25 | 106.25 | 3
2022/23 | 352.75 | 106.25 | 2
2022/23 | 353.25 | 106.25 | 5
2022/23 | 353.75 | 106.25 | 5
2022/23 | 354.25 | 106.25 | 6
2022/23 | 354.75 | 106.25 | 7
2022/23 | 355.25 | 106.25 | 4
2022/23 | 355.75 | 106.25 | 3
2022/23 | 356.25 | 106.25 | 1
2022/23 | 356.75 | 106.25 | 2
2022/23 | 357.25 | 106.25 | 4
2022/23 | 357.75 | 106.25 | 2
2022/23 | 358.25 | 106.25 | 6
2022/23 | 358.75 | 106.25 | 1
2022/23 | 359.25 | 106.25 | 5
2022/23 | 359.75 | 106.25 | 4
2022/23 | 360.25 | 106.25 | 8
2022/23 | 360.75 | 106.25 | 4
2022/23 | 361.25 | 106.25 | 1
2022/23 | 361.75 | 106.25 | 1
2022/23 | 362.25 | 106.25 | 5
2022/23 | 362.75 | 106.25 | 2
2022/23 | 363.25 | 106.25 | 6
2022/23 | 364.25 | 106.25 | 6
2022/23 | 364.75 | 106.25 | 1
2022/23 | 365.25 | 106.25 | 2
2022/23 | 365.75 | 106.25 | 1
2022/23 | 366.25 | 106.25 | 1
2022/23 | 366.75 | 106.25 | 5
2022/23 | 367.25 | 106.25 | 2
2022/23 | 367.75 | 106.25 | 1
2022/23 | 368.25 | 106.25 | 1
2022/23 | 368.75 | 106.25 | 4
2022/23 | 369.25 | 106.25 | 2
2022/23 | 369.75 | 106.25 | 3
2022/23 | 370.25 | 106.25 | 1
2022/23 | 370.75 | 106.25 | 2
2022/23 | 371.25 | 106.25 | 2
2022/23 | 371.75 | 106.25 | 1
2022/23 | 372.25 | 106.25 | 2
2022/23 | 372.75 | 106.25 | 4
2022/23 | 373.25 | 106.25 | 1
2022/23 | 373.75 | 106.25 | 1
2022/23 | 374.25 | 106.25 | 2
2022/23 | 374.75 | 106.25 | 2
2022/23 | 375.25 | 106.25 | 2
2022/23 | 375.75 | 106.25 | 5
2022/23 | 376.25 | 106.25 | 3
2022/23 | 376.75 | 106.25 | 2
2022/23 | 377.25 | 106.25 | 3
2022/23 | 377.75 | 106.25 | 2
2022/23 | 378.75 | 106.25 | 1
2022/23 | 379.25 | 106.25 | 1
2022/23 | 379.75 | 106.25 | 3
2022/23 | 380.25 | 106.25 | 2
2022/23 | 381.75 | 106.25 | 2
2022/23 | 382.75 | 106.25 | 1
2022/23 | 383.25 | 106.25 | 1
2022/23 | 383.75 | 106.25 | 1
2022/23 | 384.25 | 106.25 | 1
2022/23 | 384.75 | 106.25 | 2
2022/23 | 385.25 | 106.25 | 2
2022/23 | 385.75 | 106.25 | 2
2022/23 | 386.25 | 106.25 | 1
2022/23 | 387.75 | 106.25 | 1
2022/23 | 388.25 | 106.25 | 1
2022/23 | 388.75 | 106.25 | 1
2022/23 | 389.25 | 106.25 | 1
2022/23 | 389.75 | 106.25 | 1
2022/23 | 390.25 | 106.25 | 4
2022/23 | 391.75 | 106.25 | 2
2022/23 | 392.25 | 106.25 | 1
2022/23 | 393.25 | 106.25 | 3
2022/23 | 393.75 | 106.25 | 1
2022/23 | 395.25 | 106.25 | 2
2022/23 | 396.25 | 106.25 | 1
2022/23 | 396.75 | 106.25 | 1
2022/23 | 397.75 | 106.25 | 1
2022/23 | 399.25 | 106.25 | 1
2022/23 | 400.75 | 106.25 | 1
2022/23 | 401.25 | 106.25 | 1
2022/23 | 402.25 | 106.25 | 1
2022/23 | 402.75 | 106.25 | 1
2022/23 | 405.25 | 106.25 | 1
2022/23 | 405.75 | 106.25 | 1
2022/23 | 406.75 | 106.25 | 1
2022/23 | 407.25 | 106.25 | 1
2022/23 | 411.75 | 106.25 | 1
2022/23 | 412.25 | 106.25 | 1
2022/23 | 414.25 | 106.25 | 1
2022/23 | 416.75 | 106.25 | 1
2022/23 | 419.25 | 106.25 | 1
2022/23 | 423.25 | 106.25 | 1
2022/23 | 434.25 | 106.25 | 1
2022/23 | 435.75 | 106.25 | 1
2022/23 | 444.75 | 106.25 | 1
2022/23 | 450.75 | 106.25 | 2
2022/23 | 457.75 | 106.25 | 1
2022/23 | 144.25 | 106.75 | 1
2022/23 | 148.75 | 106.75 | 1
2022/23 | 149.25 | 106.75 | 1
2022/23 | 151.75 | 106.75 | 1
2022/23 | 152.75 | 106.75 | 1
2022/23 | 153.25 | 106.75 | 1
2022/23 | 156.25 | 106.75 | 1
2022/23 | 157.25 | 106.75 | 1
2022/23 | 157.75 | 106.75 | 3
2022/23 | 158.25 | 106.75 | 2
2022/23 | 158.75 | 106.75 | 1
2022/23 | 159.25 | 106.75 | 1
2022/23 | 159.75 | 106.75 | 1
2022/23 | 160.25 | 106.75 | 1
2022/23 | 161.25 | 106.75 | 2
2022/23 | 161.75 | 106.75 | 2
2022/23 | 162.25 | 106.75 | 2
2022/23 | 162.75 | 106.75 | 4
2022/23 | 163.25 | 106.75 | 1
2022/23 | 163.75 | 106.75 | 1
2022/23 | 164.25 | 106.75 | 3
2022/23 | 165.25 | 106.75 | 1
2022/23 | 165.75 | 106.75 | 2
2022/23 | 166.25 | 106.75 | 4
2022/23 | 166.75 | 106.75 | 4
2022/23 | 167.25 | 106.75 | 1
2022/23 | 167.75 | 106.75 | 2
2022/23 | 168.25 | 106.75 | 2
2022/23 | 168.75 | 106.75 | 3
2022/23 | 169.25 | 106.75 | 3
2022/23 | 169.75 | 106.75 | 8
2022/23 | 170.25 | 106.75 | 6
2022/23 | 170.75 | 106.75 | 5
2022/23 | 171.25 | 106.75 | 7
2022/23 | 171.75 | 106.75 | 3
2022/23 | 172.25 | 106.75 | 8
2022/23 | 172.75 | 106.75 | 3
2022/23 | 173.25 | 106.75 | 10
2022/23 | 173.75 | 106.75 | 9
2022/23 | 174.25 | 106.75 | 9
2022/23 | 174.75 | 106.75 | 2
2022/23 | 175.25 | 106.75 | 8
2022/23 | 175.75 | 106.75 | 9
2022/23 | 176.25 | 106.75 | 5
2022/23 | 176.75 | 106.75 | 6
2022/23 | 177.25 | 106.75 | 11
2022/23 | 177.75 | 106.75 | 13
2022/23 | 178.25 | 106.75 | 7
2022/23 | 178.75 | 106.75 | 17
2022/23 | 179.25 | 106.75 | 15
2022/23 | 179.75 | 106.75 | 16
2022/23 | 180.25 | 106.75 | 11
2022/23 | 180.75 | 106.75 | 11
2022/23 | 181.25 | 106.75 | 15
2022/23 | 181.75 | 106.75 | 13
2022/23 | 182.25 | 106.75 | 17
2022/23 | 182.75 | 106.75 | 17
2022/23 | 183.25 | 106.75 | 10
2022/23 | 183.75 | 106.75 | 16
2022/23 | 184.25 | 106.75 | 26
2022/23 | 184.75 | 106.75 | 21
2022/23 | 185.25 | 106.75 | 26
2022/23 | 185.75 | 106.75 | 20
2022/23 | 186.25 | 106.75 | 25
2022/23 | 186.75 | 106.75 | 22
2022/23 | 187.25 | 106.75 | 29
2022/23 | 187.75 | 106.75 | 20
2022/23 | 188.25 | 106.75 | 28
2022/23 | 188.75 | 106.75 | 28
2022/23 | 189.25 | 106.75 | 40
2022/23 | 189.75 | 106.75 | 34
2022/23 | 190.25 | 106.75 | 27
2022/23 | 190.75 | 106.75 | 32
2022/23 | 191.25 | 106.75 | 35
2022/23 | 191.75 | 106.75 | 39
2022/23 | 192.25 | 106.75 | 33
2022/23 | 192.75 | 106.75 | 42
2022/23 | 193.25 | 106.75 | 41
2022/23 | 193.75 | 106.75 | 48
2022/23 | 194.25 | 106.75 | 48
2022/23 | 194.75 | 106.75 | 46
2022/23 | 195.25 | 106.75 | 30
2022/23 | 195.75 | 106.75 | 51
2022/23 | 196.25 | 106.75 | 52
2022/23 | 196.75 | 106.75 | 59
2022/23 | 197.25 | 106.75 | 60
2022/23 | 197.75 | 106.75 | 61
2022/23 | 198.25 | 106.75 | 54
2022/23 | 198.75 | 106.75 | 64
2022/23 | 199.25 | 106.75 | 64
2022/23 | 199.75 | 106.75 | 68
2022/23 | 200.25 | 106.75 | 81
2022/23 | 200.75 | 106.75 | 75
2022/23 | 201.25 | 106.75 | 66
2022/23 | 201.75 | 106.75 | 83
2022/23 | 202.25 | 106.75 | 70
2022/23 | 202.75 | 106.75 | 89
2022/23 | 203.25 | 106.75 | 53
2022/23 | 203.75 | 106.75 | 83
2022/23 | 204.25 | 106.75 | 88
2022/23 | 204.75 | 106.75 | 71
2022/23 | 205.25 | 106.75 | 88
2022/23 | 205.75 | 106.75 | 86
2022/23 | 206.25 | 106.75 | 83
2022/23 | 206.75 | 106.75 | 84
2022/23 | 207.25 | 106.75 | 98
2022/23 | 207.75 | 106.75 | 108
2022/23 | 208.25 | 106.75 | 128
2022/23 | 208.75 | 106.75 | 95
2022/23 | 209.25 | 106.75 | 102
2022/23 | 209.75 | 106.75 | 111
2022/23 | 210.25 | 106.75 | 110
2022/23 | 210.75 | 106.75 | 110
2022/23 | 211.25 | 106.75 | 122
2022/23 | 211.75 | 106.75 | 101
2022/23 | 212.25 | 106.75 | 97
2022/23 | 212.75 | 106.75 | 107
2022/23 | 213.25 | 106.75 | 123
2022/23 | 213.75 | 106.75 | 127
2022/23 | 214.25 | 106.75 | 111
2022/23 | 214.75 | 106.75 | 111
2022/23 | 215.25 | 106.75 | 117
2022/23 | 215.75 | 106.75 | 127
2022/23 | 216.25 | 106.75 | 124
2022/23 | 216.75 | 106.75 | 124
2022/23 | 217.25 | 106.75 | 115
2022/23 | 217.75 | 106.75 | 89
2022/23 | 218.25 | 106.75 | 138
2022/23 | 218.75 | 106.75 | 140
2022/23 | 219.25 | 106.75 | 117
2022/23 | 219.75 | 106.75 | 108
2022/23 | 220.25 | 106.75 | 136
2022/23 | 220.75 | 106.75 | 142
2022/23 | 221.25 | 106.75 | 124
2022/23 | 221.75 | 106.75 | 136
2022/23 | 222.25 | 106.75 | 123
2022/23 | 222.75 | 106.75 | 144
2022/23 | 223.25 | 106.75 | 136
2022/23 | 223.75 | 106.75 | 139
2022/23 | 224.25 | 106.75 | 135
2022/23 | 224.75 | 106.75 | 138
2022/23 | 225.25 | 106.75 | 156
2022/23 | 225.75 | 106.75 | 141
2022/23 | 226.25 | 106.75 | 144
2022/23 | 226.75 | 106.75 | 160
2022/23 | 227.25 | 106.75 | 109
2022/23 | 227.75 | 106.75 | 142
2022/23 | 228.25 | 106.75 | 139
2022/23 | 228.75 | 106.75 | 139
2022/23 | 229.25 | 106.75 | 132
2022/23 | 229.75 | 106.75 | 124
2022/23 | 230.25 | 106.75 | 142
2022/23 | 230.75 | 106.75 | 116
2022/23 | 231.25 | 106.75 | 142
2022/23 | 231.75 | 106.75 | 143
2022/23 | 232.25 | 106.75 | 141
2022/23 | 232.75 | 106.75 | 135
2022/23 | 233.25 | 106.75 | 133
2022/23 | 233.75 | 106.75 | 129
2022/23 | 234.25 | 106.75 | 137
2022/23 | 234.75 | 106.75 | 124
2022/23 | 235.25 | 106.75 | 136
2022/23 | 235.75 | 106.75 | 164
2022/23 | 236.25 | 106.75 | 135
2022/23 | 236.75 | 106.75 | 166
2022/23 | 237.25 | 106.75 | 144
2022/23 | 237.75 | 106.75 | 141
2022/23 | 238.25 | 106.75 | 131
2022/23 | 238.75 | 106.75 | 132
2022/23 | 239.25 | 106.75 | 130
2022/23 | 239.75 | 106.75 | 128
2022/23 | 240.25 | 106.75 | 130
2022/23 | 240.75 | 106.75 | 124
2022/23 | 241.25 | 106.75 | 127
2022/23 | 241.75 | 106.75 | 137
2022/23 | 242.25 | 106.75 | 139
2022/23 | 242.75 | 106.75 | 117
2022/23 | 243.25 | 106.75 | 121
2022/23 | 243.75 | 106.75 | 129
2022/23 | 244.25 | 106.75 | 127
2022/23 | 244.75 | 106.75 | 140
2022/23 | 245.25 | 106.75 | 128
2022/23 | 245.75 | 106.75 | 97
2022/23 | 246.25 | 106.75 | 122
2022/23 | 246.75 | 106.75 | 125
2022/23 | 247.25 | 106.75 | 115
2022/23 | 247.75 | 106.75 | 123
2022/23 | 248.25 | 106.75 | 121
2022/23 | 248.75 | 106.75 | 108
2022/23 | 249.25 | 106.75 | 148
2022/23 | 249.75 | 106.75 | 138
2022/23 | 250.25 | 106.75 | 107
2022/23 | 250.75 | 106.75 | 135
2022/23 | 251.25 | 106.75 | 112
2022/23 | 251.75 | 106.75 | 140
2022/23 | 252.25 | 106.75 | 133
2022/23 | 252.75 | 106.75 | 113
2022/23 | 253.25 | 106.75 | 131
2022/23 | 253.75 | 106.75 | 98
2022/23 | 254.25 | 106.75 | 133
2022/23 | 254.75 | 106.75 | 109
2022/23 | 255.25 | 106.75 | 141
2022/23 | 255.75 | 106.75 | 127
2022/23 | 256.25 | 106.75 | 123
2022/23 | 256.75 | 106.75 | 102
2022/23 | 257.25 | 106.75 | 99
2022/23 | 257.75 | 106.75 | 122
2022/23 | 258.25 | 106.75 | 103
2022/23 | 258.75 | 106.75 | 135
2022/23 | 259.25 | 106.75 | 126
2022/23 | 259.75 | 106.75 | 118
2022/23 | 260.25 | 106.75 | 114
2022/23 | 260.75 | 106.75 | 88
2022/23 | 261.25 | 106.75 | 102
2022/23 | 261.75 | 106.75 | 105
2022/23 | 262.25 | 106.75 | 91
2022/23 | 262.75 | 106.75 | 88
2022/23 | 263.25 | 106.75 | 113
2022/23 | 263.75 | 106.75 | 83
2022/23 | 264.25 | 106.75 | 95
2022/23 | 264.75 | 106.75 | 90
2022/23 | 265.25 | 106.75 | 91
2022/23 | 265.75 | 106.75 | 90
2022/23 | 266.25 | 106.75 | 84
2022/23 | 266.75 | 106.75 | 100
2022/23 | 267.25 | 106.75 | 102
2022/23 | 267.75 | 106.75 | 96
2022/23 | 268.25 | 106.75 | 88
2022/23 | 268.75 | 106.75 | 90
2022/23 | 269.25 | 106.75 | 80
2022/23 | 269.75 | 106.75 | 81
2022/23 | 270.25 | 106.75 | 95
2022/23 | 270.75 | 106.75 | 94
2022/23 | 271.25 | 106.75 | 89
2022/23 | 271.75 | 106.75 | 82
2022/23 | 272.25 | 106.75 | 83
2022/23 | 272.75 | 106.75 | 91
2022/23 | 273.25 | 106.75 | 84
2022/23 | 273.75 | 106.75 | 78
2022/23 | 274.25 | 106.75 | 77
2022/23 | 274.75 | 106.75 | 77
2022/23 | 275.25 | 106.75 | 82
2022/23 | 275.75 | 106.75 | 73
2022/23 | 276.25 | 106.75 | 81
2022/23 | 276.75 | 106.75 | 57
2022/23 | 277.25 | 106.75 | 73
2022/23 | 277.75 | 106.75 | 68
2022/23 | 278.25 | 106.75 | 69
2022/23 | 278.75 | 106.75 | 52
2022/23 | 279.25 | 106.75 | 89
2022/23 | 279.75 | 106.75 | 62
2022/23 | 280.25 | 106.75 | 65
2022/23 | 280.75 | 106.75 | 67
2022/23 | 281.25 | 106.75 | 62
2022/23 | 281.75 | 106.75 | 71
2022/23 | 282.25 | 106.75 | 71
2022/23 | 282.75 | 106.75 | 78
2022/23 | 283.25 | 106.75 | 63
2022/23 | 283.75 | 106.75 | 72
2022/23 | 284.25 | 106.75 | 65
2022/23 | 284.75 | 106.75 | 47
2022/23 | 285.25 | 106.75 | 59
2022/23 | 285.75 | 106.75 | 67
2022/23 | 286.25 | 106.75 | 62
2022/23 | 286.75 | 106.75 | 59
2022/23 | 287.25 | 106.75 | 60
2022/23 | 287.75 | 106.75 | 57
2022/23 | 288.25 | 106.75 | 63
2022/23 | 288.75 | 106.75 | 45
2022/23 | 289.25 | 106.75 | 43
2022/23 | 289.75 | 106.75 | 48
2022/23 | 290.25 | 106.75 | 63
2022/23 | 290.75 | 106.75 | 59
2022/23 | 291.25 | 106.75 | 59
2022/23 | 291.75 | 106.75 | 50
2022/23 | 292.25 | 106.75 | 48
2022/23 | 292.75 | 106.75 | 53
2022/23 | 293.25 | 106.75 | 43
2022/23 | 293.75 | 106.75 | 41
2022/23 | 294.25 | 106.75 | 46
2022/23 | 294.75 | 106.75 | 51
2022/23 | 295.25 | 106.75 | 47
2022/23 | 295.75 | 106.75 | 44
2022/23 | 296.25 | 106.75 | 39
2022/23 | 296.75 | 106.75 | 31
2022/23 | 297.25 | 106.75 | 52
2022/23 | 297.75 | 106.75 | 52
2022/23 | 298.25 | 106.75 | 48
2022/23 | 298.75 | 106.75 | 48
2022/23 | 299.25 | 106.75 | 41
2022/23 | 299.75 | 106.75 | 33
2022/23 | 300.25 | 106.75 | 45
2022/23 | 300.75 | 106.75 | 44
2022/23 | 301.25 | 106.75 | 32
2022/23 | 301.75 | 106.75 | 36
2022/23 | 302.25 | 106.75 | 46
2022/23 | 302.75 | 106.75 | 32
2022/23 | 303.25 | 106.75 | 22
2022/23 | 303.75 | 106.75 | 29
2022/23 | 304.25 | 106.75 | 34
2022/23 | 304.75 | 106.75 | 33
2022/23 | 305.25 | 106.75 | 30
2022/23 | 305.75 | 106.75 | 26
2022/23 | 306.25 | 106.75 | 33
2022/23 | 306.75 | 106.75 | 28
2022/23 | 307.25 | 106.75 | 33
2022/23 | 307.75 | 106.75 | 29
2022/23 | 308.25 | 106.75 | 26
2022/23 | 308.75 | 106.75 | 21
2022/23 | 309.25 | 106.75 | 26
2022/23 | 309.75 | 106.75 | 28
2022/23 | 310.25 | 106.75 | 21
2022/23 | 310.75 | 106.75 | 33
2022/23 | 311.25 | 106.75 | 28
2022/23 | 311.75 | 106.75 | 24
2022/23 | 312.25 | 106.75 | 20
2022/23 | 312.75 | 106.75 | 19
2022/23 | 313.25 | 106.75 | 29
2022/23 | 313.75 | 106.75 | 30
2022/23 | 314.25 | 106.75 | 29
2022/23 | 314.75 | 106.75 | 26
2022/23 | 315.25 | 106.75 | 19
2022/23 | 315.75 | 106.75 | 24
2022/23 | 316.25 | 106.75 | 22
2022/23 | 316.75 | 106.75 | 23
2022/23 | 317.25 | 106.75 | 16
2022/23 | 317.75 | 106.75 | 18
2022/23 | 318.25 | 106.75 | 24
2022/23 | 318.75 | 106.75 | 29
2022/23 | 319.25 | 106.75 | 14
2022/23 | 319.75 | 106.75 | 15
2022/23 | 320.25 | 106.75 | 18
2022/23 | 320.75 | 106.75 | 21
2022/23 | 321.25 | 106.75 | 13
2022/23 | 321.75 | 106.75 | 16
2022/23 | 322.25 | 106.75 | 16
2022/23 | 322.75 | 106.75 | 15
2022/23 | 323.25 | 106.75 | 22
2022/23 | 323.75 | 106.75 | 15
2022/23 | 324.25 | 106.75 | 14
2022/23 | 324.75 | 106.75 | 10
2022/23 | 325.25 | 106.75 | 12
2022/23 | 325.75 | 106.75 | 14
2022/23 | 326.25 | 106.75 | 12
2022/23 | 326.75 | 106.75 | 13
2022/23 | 327.25 | 106.75 | 17
2022/23 | 327.75 | 106.75 | 12
2022/23 | 328.25 | 106.75 | 18
2022/23 | 328.75 | 106.75 | 12
2022/23 | 329.25 | 106.75 | 14
2022/23 | 329.75 | 106.75 | 10
2022/23 | 330.25 | 106.75 | 16
2022/23 | 330.75 | 106.75 | 8
2022/23 | 331.25 | 106.75 | 16
2022/23 | 331.75 | 106.75 | 7
2022/23 | 332.25 | 106.75 | 7
2022/23 | 332.75 | 106.75 | 9
2022/23 | 333.25 | 106.75 | 9
2022/23 | 333.75 | 106.75 | 8
2022/23 | 334.25 | 106.75 | 12
2022/23 | 334.75 | 106.75 | 11
2022/23 | 335.25 | 106.75 | 5
2022/23 | 335.75 | 106.75 | 12
2022/23 | 336.25 | 106.75 | 4
2022/23 | 336.75 | 106.75 | 4
2022/23 | 337.25 | 106.75 | 11
2022/23 | 337.75 | 106.75 | 11
2022/23 | 338.25 | 106.75 | 7
2022/23 | 338.75 | 106.75 | 9
2022/23 | 339.25 | 106.75 | 6
2022/23 | 339.75 | 106.75 | 7
2022/23 | 340.25 | 106.75 | 8
2022/23 | 340.75 | 106.75 | 9
2022/23 | 341.25 | 106.75 | 10
2022/23 | 341.75 | 106.75 | 8
2022/23 | 342.25 | 106.75 | 2
2022/23 | 342.75 | 106.75 | 6
2022/23 | 343.25 | 106.75 | 7
2022/23 | 343.75 | 106.75 | 7
2022/23 | 344.25 | 106.75 | 8
2022/23 | 344.75 | 106.75 | 10
2022/23 | 345.25 | 106.75 | 7
2022/23 | 345.75 | 106.75 | 5
2022/23 | 346.25 | 106.75 | 1
2022/23 | 346.75 | 106.75 | 14
2022/23 | 347.25 | 106.75 | 7
2022/23 | 347.75 | 106.75 | 5
2022/23 | 348.25 | 106.75 | 6
2022/23 | 348.75 | 106.75 | 7
2022/23 | 349.25 | 106.75 | 5
2022/23 | 349.75 | 106.75 | 4
2022/23 | 350.25 | 106.75 | 4
2022/23 | 350.75 | 106.75 | 2
2022/23 | 351.25 | 106.75 | 3
2022/23 | 351.75 | 106.75 | 6
2022/23 | 352.25 | 106.75 | 12
2022/23 | 352.75 | 106.75 | 5
2022/23 | 353.25 | 106.75 | 2
2022/23 | 353.75 | 106.75 | 3
2022/23 | 354.25 | 106.75 | 7
2022/23 | 354.75 | 106.75 | 6
2022/23 | 355.25 | 106.75 | 5
2022/23 | 355.75 | 106.75 | 3
2022/23 | 356.25 | 106.75 | 12
2022/23 | 356.75 | 106.75 | 3
2022/23 | 357.25 | 106.75 | 2
2022/23 | 357.75 | 106.75 | 3
2022/23 | 358.25 | 106.75 | 7
2022/23 | 358.75 | 106.75 | 2
2022/23 | 359.25 | 106.75 | 3
2022/23 | 359.75 | 106.75 | 3
2022/23 | 360.25 | 106.75 | 2
2022/23 | 360.75 | 106.75 | 1
2022/23 | 361.25 | 106.75 | 1
2022/23 | 361.75 | 106.75 | 6
2022/23 | 362.25 | 106.75 | 1
2022/23 | 362.75 | 106.75 | 6
2022/23 | 363.25 | 106.75 | 4
2022/23 | 363.75 | 106.75 | 1
2022/23 | 364.75 | 106.75 | 6
2022/23 | 365.25 | 106.75 | 5
2022/23 | 365.75 | 106.75 | 3
2022/23 | 366.25 | 106.75 | 4
2022/23 | 366.75 | 106.75 | 1
2022/23 | 367.25 | 106.75 | 5
2022/23 | 367.75 | 106.75 | 3
2022/23 | 368.25 | 106.75 | 2
2022/23 | 368.75 | 106.75 | 1
2022/23 | 369.25 | 106.75 | 6
2022/23 | 369.75 | 106.75 | 2
2022/23 | 370.25 | 106.75 | 8
2022/23 | 370.75 | 106.75 | 5
2022/23 | 371.25 | 106.75 | 2
2022/23 | 371.75 | 106.75 | 3
2022/23 | 372.25 | 106.75 | 1
2022/23 | 372.75 | 106.75 | 1
2022/23 | 373.25 | 106.75 | 1
2022/23 | 373.75 | 106.75 | 4
2022/23 | 374.25 | 106.75 | 1
2022/23 | 374.75 | 106.75 | 2
2022/23 | 375.25 | 106.75 | 3
2022/23 | 375.75 | 106.75 | 1
2022/23 | 376.25 | 106.75 | 1
2022/23 | 376.75 | 106.75 | 3
2022/23 | 377.75 | 106.75 | 1
2022/23 | 378.25 | 106.75 | 1
2022/23 | 378.75 | 106.75 | 3
2022/23 | 379.75 | 106.75 | 1
2022/23 | 380.25 | 106.75 | 2
2022/23 | 380.75 | 106.75 | 1
2022/23 | 382.25 | 106.75 | 3
2022/23 | 382.75 | 106.75 | 1
2022/23 | 383.25 | 106.75 | 1
2022/23 | 383.75 | 106.75 | 2
2022/23 | 384.25 | 106.75 | 3
2022/23 | 384.75 | 106.75 | 1
2022/23 | 385.25 | 106.75 | 3
2022/23 | 386.25 | 106.75 | 1
2022/23 | 387.25 | 106.75 | 1
2022/23 | 388.25 | 106.75 | 2
2022/23 | 389.25 | 106.75 | 1
2022/23 | 390.25 | 106.75 | 1
2022/23 | 391.25 | 106.75 | 2
2022/23 | 391.75 | 106.75 | 2
2022/23 | 392.25 | 106.75 | 2
2022/23 | 393.75 | 106.75 | 1
2022/23 | 394.25 | 106.75 | 1
2022/23 | 396.25 | 106.75 | 2
2022/23 | 396.75 | 106.75 | 1
2022/23 | 397.25 | 106.75 | 1
2022/23 | 397.75 | 106.75 | 1
2022/23 | 398.25 | 106.75 | 1
2022/23 | 398.75 | 106.75 | 2
2022/23 | 400.25 | 106.75 | 1
2022/23 | 401.25 | 106.75 | 1
2022/23 | 401.75 | 106.75 | 2
2022/23 | 403.25 | 106.75 | 1
2022/23 | 405.75 | 106.75 | 1
2022/23 | 406.25 | 106.75 | 1
2022/23 | 410.25 | 106.75 | 1
2022/23 | 411.25 | 106.75 | 2
2022/23 | 413.25 | 106.75 | 1
2022/23 | 418.75 | 106.75 | 1
2022/23 | 423.25 | 106.75 | 1
2022/23 | 428.75 | 106.75 | 1
2022/23 | 433.25 | 106.75 | 1
2022/23 | 435.25 | 106.75 | 1
2022/23 | 440.75 | 106.75 | 1
2022/23 | 146.75 | 107.25 | 1
2022/23 | 147.25 | 107.25 | 1
2022/23 | 150.25 | 107.25 | 1
2022/23 | 150.75 | 107.25 | 1
2022/23 | 152.25 | 107.25 | 1
2022/23 | 152.75 | 107.25 | 1
2022/23 | 156.75 | 107.25 | 1
2022/23 | 157.25 | 107.25 | 1
2022/23 | 157.75 | 107.25 | 1
2022/23 | 158.25 | 107.25 | 1
2022/23 | 158.75 | 107.25 | 1
2022/23 | 160.25 | 107.25 | 1
2022/23 | 160.75 | 107.25 | 1
2022/23 | 161.25 | 107.25 | 1
2022/23 | 161.75 | 107.25 | 3
2022/23 | 162.25 | 107.25 | 1
2022/23 | 164.25 | 107.25 | 3
2022/23 | 164.75 | 107.25 | 3
2022/23 | 165.25 | 107.25 | 1
2022/23 | 165.75 | 107.25 | 2
2022/23 | 166.25 | 107.25 | 3
2022/23 | 166.75 | 107.25 | 1
2022/23 | 167.25 | 107.25 | 5
2022/23 | 167.75 | 107.25 | 1
2022/23 | 168.25 | 107.25 | 9
2022/23 | 168.75 | 107.25 | 3
2022/23 | 169.25 | 107.25 | 4
2022/23 | 169.75 | 107.25 | 4
2022/23 | 170.25 | 107.25 | 2
2022/23 | 170.75 | 107.25 | 4
2022/23 | 171.25 | 107.25 | 9
2022/23 | 171.75 | 107.25 | 2
2022/23 | 172.25 | 107.25 | 5
2022/23 | 172.75 | 107.25 | 9
2022/23 | 173.25 | 107.25 | 5
2022/23 | 173.75 | 107.25 | 9
2022/23 | 174.25 | 107.25 | 5
2022/23 | 174.75 | 107.25 | 7
2022/23 | 175.25 | 107.25 | 8
2022/23 | 175.75 | 107.25 | 8
2022/23 | 176.25 | 107.25 | 8
2022/23 | 176.75 | 107.25 | 6
2022/23 | 177.25 | 107.25 | 9
2022/23 | 177.75 | 107.25 | 12
2022/23 | 178.25 | 107.25 | 9
2022/23 | 178.75 | 107.25 | 15
2022/23 | 179.25 | 107.25 | 16
2022/23 | 179.75 | 107.25 | 16
2022/23 | 180.25 | 107.25 | 14
2022/23 | 180.75 | 107.25 | 9
2022/23 | 181.25 | 107.25 | 16
2022/23 | 181.75 | 107.25 | 12
2022/23 | 182.25 | 107.25 | 16
2022/23 | 182.75 | 107.25 | 22
2022/23 | 183.25 | 107.25 | 14
2022/23 | 183.75 | 107.25 | 13
2022/23 | 184.25 | 107.25 | 21
2022/23 | 184.75 | 107.25 | 24
2022/23 | 185.25 | 107.25 | 23
2022/23 | 185.75 | 107.25 | 25
2022/23 | 186.25 | 107.25 | 25
2022/23 | 186.75 | 107.25 | 22
2022/23 | 187.25 | 107.25 | 25
2022/23 | 187.75 | 107.25 | 22
2022/23 | 188.25 | 107.25 | 30
2022/23 | 188.75 | 107.25 | 32
2022/23 | 189.25 | 107.25 | 26
2022/23 | 189.75 | 107.25 | 34
2022/23 | 190.25 | 107.25 | 23
2022/23 | 190.75 | 107.25 | 39
2022/23 | 191.25 | 107.25 | 32
2022/23 | 191.75 | 107.25 | 32
2022/23 | 192.25 | 107.25 | 36
2022/23 | 192.75 | 107.25 | 39
2022/23 | 193.25 | 107.25 | 37
2022/23 | 193.75 | 107.25 | 39
2022/23 | 194.25 | 107.25 | 39
2022/23 | 194.75 | 107.25 | 41
2022/23 | 195.25 | 107.25 | 46
2022/23 | 195.75 | 107.25 | 52
2022/23 | 196.25 | 107.25 | 50
2022/23 | 196.75 | 107.25 | 50
2022/23 | 197.25 | 107.25 | 45
2022/23 | 197.75 | 107.25 | 42
2022/23 | 198.25 | 107.25 | 53
2022/23 | 198.75 | 107.25 | 52
2022/23 | 199.25 | 107.25 | 45
2022/23 | 199.75 | 107.25 | 66
2022/23 | 200.25 | 107.25 | 64
2022/23 | 200.75 | 107.25 | 91
2022/23 | 201.25 | 107.25 | 73
2022/23 | 201.75 | 107.25 | 67
2022/23 | 202.25 | 107.25 | 66
2022/23 | 202.75 | 107.25 | 87
2022/23 | 203.25 | 107.25 | 66
2022/23 | 203.75 | 107.25 | 87
2022/23 | 204.25 | 107.25 | 84
2022/23 | 204.75 | 107.25 | 96
2022/23 | 205.25 | 107.25 | 66
2022/23 | 205.75 | 107.25 | 94
2022/23 | 206.25 | 107.25 | 80
2022/23 | 206.75 | 107.25 | 92
2022/23 | 207.25 | 107.25 | 90
2022/23 | 207.75 | 107.25 | 89
2022/23 | 208.25 | 107.25 | 106
2022/23 | 208.75 | 107.25 | 91
2022/23 | 209.25 | 107.25 | 90
2022/23 | 209.75 | 107.25 | 99
2022/23 | 210.25 | 107.25 | 90
2022/23 | 210.75 | 107.25 | 117
2022/23 | 211.25 | 107.25 | 103
2022/23 | 211.75 | 107.25 | 109
2022/23 | 212.25 | 107.25 | 116
2022/23 | 212.75 | 107.25 | 107
2022/23 | 213.25 | 107.25 | 105
2022/23 | 213.75 | 107.25 | 109
2022/23 | 214.25 | 107.25 | 105
2022/23 | 214.75 | 107.25 | 108
2022/23 | 215.25 | 107.25 | 110
2022/23 | 215.75 | 107.25 | 113
2022/23 | 216.25 | 107.25 | 122
2022/23 | 216.75 | 107.25 | 119
2022/23 | 217.25 | 107.25 | 120
2022/23 | 217.75 | 107.25 | 105
2022/23 | 218.25 | 107.25 | 124
2022/23 | 218.75 | 107.25 | 132
2022/23 | 219.25 | 107.25 | 145
2022/23 | 219.75 | 107.25 | 138
2022/23 | 220.25 | 107.25 | 138
2022/23 | 220.75 | 107.25 | 135
2022/23 | 221.25 | 107.25 | 125
2022/23 | 221.75 | 107.25 | 128
2022/23 | 222.25 | 107.25 | 134
2022/23 | 222.75 | 107.25 | 141
2022/23 | 223.25 | 107.25 | 122
2022/23 | 223.75 | 107.25 | 128
2022/23 | 224.25 | 107.25 | 138
2022/23 | 224.75 | 107.25 | 132
2022/23 | 225.25 | 107.25 | 128
2022/23 | 225.75 | 107.25 | 133
2022/23 | 226.25 | 107.25 | 153
2022/23 | 226.75 | 107.25 | 145
2022/23 | 227.25 | 107.25 | 135
2022/23 | 227.75 | 107.25 | 147
2022/23 | 228.25 | 107.25 | 132
2022/23 | 228.75 | 107.25 | 140
2022/23 | 229.25 | 107.25 | 131
2022/23 | 229.75 | 107.25 | 156
2022/23 | 230.25 | 107.25 | 157
2022/23 | 230.75 | 107.25 | 143
2022/23 | 231.25 | 107.25 | 130
2022/23 | 231.75 | 107.25 | 131
2022/23 | 232.25 | 107.25 | 149
2022/23 | 232.75 | 107.25 | 141
2022/23 | 233.25 | 107.25 | 114
2022/23 | 233.75 | 107.25 | 135
2022/23 | 234.25 | 107.25 | 132
2022/23 | 234.75 | 107.25 | 140
2022/23 | 235.25 | 107.25 | 125
2022/23 | 235.75 | 107.25 | 148
2022/23 | 236.25 | 107.25 | 154
2022/23 | 236.75 | 107.25 | 129
2022/23 | 237.25 | 107.25 | 144
2022/23 | 237.75 | 107.25 | 136
2022/23 | 238.25 | 107.25 | 153
2022/23 | 238.75 | 107.25 | 144
2022/23 | 239.25 | 107.25 | 128
2022/23 | 239.75 | 107.25 | 140
2022/23 | 240.25 | 107.25 | 145
2022/23 | 240.75 | 107.25 | 143
2022/23 | 241.25 | 107.25 | 154
2022/23 | 241.75 | 107.25 | 118
2022/23 | 242.25 | 107.25 | 142
2022/23 | 242.75 | 107.25 | 124
2022/23 | 243.25 | 107.25 | 133
2022/23 | 243.75 | 107.25 | 137
2022/23 | 244.25 | 107.25 | 157
2022/23 | 244.75 | 107.25 | 133
2022/23 | 245.25 | 107.25 | 130
2022/23 | 245.75 | 107.25 | 130
2022/23 | 246.25 | 107.25 | 138
2022/23 | 246.75 | 107.25 | 141
2022/23 | 247.25 | 107.25 | 129
2022/23 | 247.75 | 107.25 | 135
2022/23 | 248.25 | 107.25 | 145
2022/23 | 248.75 | 107.25 | 108
2022/23 | 249.25 | 107.25 | 107
2022/23 | 249.75 | 107.25 | 126
2022/23 | 250.25 | 107.25 | 116
2022/23 | 250.75 | 107.25 | 106
2022/23 | 251.25 | 107.25 | 132
2022/23 | 251.75 | 107.25 | 139
2022/23 | 252.25 | 107.25 | 121
2022/23 | 252.75 | 107.25 | 124
2022/23 | 253.25 | 107.25 | 138
2022/23 | 253.75 | 107.25 | 135
2022/23 | 254.25 | 107.25 | 131
2022/23 | 254.75 | 107.25 | 133
2022/23 | 255.25 | 107.25 | 113
2022/23 | 255.75 | 107.25 | 125
2022/23 | 256.25 | 107.25 | 136
2022/23 | 256.75 | 107.25 | 123
2022/23 | 257.25 | 107.25 | 114
2022/23 | 257.75 | 107.25 | 104
2022/23 | 258.25 | 107.25 | 121
2022/23 | 258.75 | 107.25 | 103
2022/23 | 259.25 | 107.25 | 132
2022/23 | 259.75 | 107.25 | 108
2022/23 | 260.25 | 107.25 | 93
2022/23 | 260.75 | 107.25 | 115
2022/23 | 261.25 | 107.25 | 110
2022/23 | 261.75 | 107.25 | 118
2022/23 | 262.25 | 107.25 | 106
2022/23 | 262.75 | 107.25 | 115
2022/23 | 263.25 | 107.25 | 110
2022/23 | 263.75 | 107.25 | 109
2022/23 | 264.25 | 107.25 | 93
2022/23 | 264.75 | 107.25 | 80
2022/23 | 265.25 | 107.25 | 110
2022/23 | 265.75 | 107.25 | 92
2022/23 | 266.25 | 107.25 | 101
2022/23 | 266.75 | 107.25 | 99
2022/23 | 267.25 | 107.25 | 96
2022/23 | 267.75 | 107.25 | 115
2022/23 | 268.25 | 107.25 | 111
2022/23 | 268.75 | 107.25 | 111
2022/23 | 269.25 | 107.25 | 111
2022/23 | 269.75 | 107.25 | 92
2022/23 | 270.25 | 107.25 | 98
2022/23 | 270.75 | 107.25 | 104
2022/23 | 271.25 | 107.25 | 96
2022/23 | 271.75 | 107.25 | 85
2022/23 | 272.25 | 107.25 | 94
2022/23 | 272.75 | 107.25 | 81
2022/23 | 273.25 | 107.25 | 80
2022/23 | 273.75 | 107.25 | 110
2022/23 | 274.25 | 107.25 | 80
2022/23 | 274.75 | 107.25 | 75
2022/23 | 275.25 | 107.25 | 87
2022/23 | 275.75 | 107.25 | 63
2022/23 | 276.25 | 107.25 | 76
2022/23 | 276.75 | 107.25 | 79
2022/23 | 277.25 | 107.25 | 69
2022/23 | 277.75 | 107.25 | 91
2022/23 | 278.25 | 107.25 | 63
2022/23 | 278.75 | 107.25 | 75
2022/23 | 279.25 | 107.25 | 74
2022/23 | 279.75 | 107.25 | 79
2022/23 | 280.25 | 107.25 | 74
2022/23 | 280.75 | 107.25 | 54
2022/23 | 281.25 | 107.25 | 81
2022/23 | 281.75 | 107.25 | 61
2022/23 | 282.25 | 107.25 | 70
2022/23 | 282.75 | 107.25 | 65
2022/23 | 283.25 | 107.25 | 74
2022/23 | 283.75 | 107.25 | 72
2022/23 | 284.25 | 107.25 | 79
2022/23 | 284.75 | 107.25 | 79
2022/23 | 285.25 | 107.25 | 67
2022/23 | 285.75 | 107.25 | 68
2022/23 | 286.25 | 107.25 | 78
2022/23 | 286.75 | 107.25 | 53
2022/23 | 287.25 | 107.25 | 62
2022/23 | 287.75 | 107.25 | 65
2022/23 | 288.25 | 107.25 | 69
2022/23 | 288.75 | 107.25 | 68
2022/23 | 289.25 | 107.25 | 58
2022/23 | 289.75 | 107.25 | 58
2022/23 | 290.25 | 107.25 | 59
2022/23 | 290.75 | 107.25 | 59
2022/23 | 291.25 | 107.25 | 48
2022/23 | 291.75 | 107.25 | 47
2022/23 | 292.25 | 107.25 | 60
2022/23 | 292.75 | 107.25 | 56
2022/23 | 293.25 | 107.25 | 62
2022/23 | 293.75 | 107.25 | 46
2022/23 | 294.25 | 107.25 | 51
2022/23 | 294.75 | 107.25 | 47
2022/23 | 295.25 | 107.25 | 48
2022/23 | 295.75 | 107.25 | 50
2022/23 | 296.25 | 107.25 | 57
2022/23 | 296.75 | 107.25 | 41
2022/23 | 297.25 | 107.25 | 46
2022/23 | 297.75 | 107.25 | 32
2022/23 | 298.25 | 107.25 | 47
2022/23 | 298.75 | 107.25 | 35
2022/23 | 299.25 | 107.25 | 45
2022/23 | 299.75 | 107.25 | 33
2022/23 | 300.25 | 107.25 | 40
2022/23 | 300.75 | 107.25 | 44
2022/23 | 301.25 | 107.25 | 46
2022/23 | 301.75 | 107.25 | 46
2022/23 | 302.25 | 107.25 | 48
2022/23 | 302.75 | 107.25 | 36
2022/23 | 303.25 | 107.25 | 35
2022/23 | 303.75 | 107.25 | 41
2022/23 | 304.25 | 107.25 | 45
2022/23 | 304.75 | 107.25 | 36
2022/23 | 305.25 | 107.25 | 53
2022/23 | 305.75 | 107.25 | 35
2022/23 | 306.25 | 107.25 | 30
2022/23 | 306.75 | 107.25 | 30
2022/23 | 307.25 | 107.25 | 27
2022/23 | 307.75 | 107.25 | 43
2022/23 | 308.25 | 107.25 | 37
2022/23 | 308.75 | 107.25 | 33
2022/23 | 309.25 | 107.25 | 34
2022/23 | 309.75 | 107.25 | 22
2022/23 | 310.25 | 107.25 | 36
2022/23 | 310.75 | 107.25 | 34
2022/23 | 311.25 | 107.25 | 24
2022/23 | 311.75 | 107.25 | 34
2022/23 | 312.25 | 107.25 | 21
2022/23 | 312.75 | 107.25 | 28
2022/23 | 313.25 | 107.25 | 26
2022/23 | 313.75 | 107.25 | 18
2022/23 | 314.25 | 107.25 | 17
2022/23 | 314.75 | 107.25 | 25
2022/23 | 315.25 | 107.25 | 22
2022/23 | 315.75 | 107.25 | 26
2022/23 | 316.25 | 107.25 | 22
2022/23 | 316.75 | 107.25 | 16
2022/23 | 317.25 | 107.25 | 17
2022/23 | 317.75 | 107.25 | 25
2022/23 | 318.25 | 107.25 | 18
2022/23 | 318.75 | 107.25 | 20
2022/23 | 319.25 | 107.25 | 23
2022/23 | 319.75 | 107.25 | 20
2022/23 | 320.25 | 107.25 | 19
2022/23 | 320.75 | 107.25 | 23
2022/23 | 321.25 | 107.25 | 20
2022/23 | 321.75 | 107.25 | 18
2022/23 | 322.25 | 107.25 | 15
2022/23 | 322.75 | 107.25 | 20
2022/23 | 323.25 | 107.25 | 22
2022/23 | 323.75 | 107.25 | 13
2022/23 | 324.25 | 107.25 | 19
2022/23 | 324.75 | 107.25 | 19
2022/23 | 325.25 | 107.25 | 16
2022/23 | 325.75 | 107.25 | 17
2022/23 | 326.25 | 107.25 | 16
2022/23 | 326.75 | 107.25 | 18
2022/23 | 327.25 | 107.25 | 18
2022/23 | 327.75 | 107.25 | 11
2022/23 | 328.25 | 107.25 | 20
2022/23 | 328.75 | 107.25 | 16
2022/23 | 329.25 | 107.25 | 16
2022/23 | 329.75 | 107.25 | 12
2022/23 | 330.25 | 107.25 | 17
2022/23 | 330.75 | 107.25 | 12
2022/23 | 331.25 | 107.25 | 13
2022/23 | 331.75 | 107.25 | 12
2022/23 | 332.25 | 107.25 | 11
2022/23 | 332.75 | 107.25 | 7
2022/23 | 333.25 | 107.25 | 15
2022/23 | 333.75 | 107.25 | 12
2022/23 | 334.25 | 107.25 | 5
2022/23 | 334.75 | 107.25 | 11
2022/23 | 335.25 | 107.25 | 13
2022/23 | 335.75 | 107.25 | 14
2022/23 | 336.25 | 107.25 | 12
2022/23 | 336.75 | 107.25 | 7
2022/23 | 337.25 | 107.25 | 6
2022/23 | 337.75 | 107.25 | 13
2022/23 | 338.25 | 107.25 | 9
2022/23 | 338.75 | 107.25 | 9
2022/23 | 339.25 | 107.25 | 9
2022/23 | 339.75 | 107.25 | 6
2022/23 | 340.25 | 107.25 | 11
2022/23 | 340.75 | 107.25 | 10
2022/23 | 341.25 | 107.25 | 12
2022/23 | 341.75 | 107.25 | 10
2022/23 | 342.25 | 107.25 | 12
2022/23 | 342.75 | 107.25 | 4
2022/23 | 343.25 | 107.25 | 9
2022/23 | 343.75 | 107.25 | 9
2022/23 | 344.25 | 107.25 | 11
2022/23 | 344.75 | 107.25 | 5
2022/23 | 345.25 | 107.25 | 6
2022/23 | 345.75 | 107.25 | 9
2022/23 | 346.25 | 107.25 | 3
2022/23 | 346.75 | 107.25 | 7
2022/23 | 347.25 | 107.25 | 5
2022/23 | 347.75 | 107.25 | 3
2022/23 | 348.25 | 107.25 | 11
2022/23 | 348.75 | 107.25 | 6
2022/23 | 349.25 | 107.25 | 8
2022/23 | 349.75 | 107.25 | 9
2022/23 | 350.25 | 107.25 | 5
2022/23 | 350.75 | 107.25 | 6
2022/23 | 351.25 | 107.25 | 5
2022/23 | 351.75 | 107.25 | 3
2022/23 | 352.25 | 107.25 | 6
2022/23 | 352.75 | 107.25 | 5
2022/23 | 353.25 | 107.25 | 7
2022/23 | 353.75 | 107.25 | 7
2022/23 | 354.25 | 107.25 | 8
2022/23 | 354.75 | 107.25 | 6
2022/23 | 355.25 | 107.25 | 5
2022/23 | 355.75 | 107.25 | 8
2022/23 | 356.25 | 107.25 | 6
2022/23 | 356.75 | 107.25 | 5
2022/23 | 357.25 | 107.25 | 3
2022/23 | 357.75 | 107.25 | 2
2022/23 | 358.25 | 107.25 | 1
2022/23 | 358.75 | 107.25 | 6
2022/23 | 359.25 | 107.25 | 3
2022/23 | 359.75 | 107.25 | 2
2022/23 | 360.25 | 107.25 | 6
2022/23 | 360.75 | 107.25 | 4
2022/23 | 361.25 | 107.25 | 3
2022/23 | 361.75 | 107.25 | 3
2022/23 | 362.25 | 107.25 | 1
2022/23 | 362.75 | 107.25 | 7
2022/23 | 363.75 | 107.25 | 3
2022/23 | 364.25 | 107.25 | 1
2022/23 | 364.75 | 107.25 | 2
2022/23 | 365.25 | 107.25 | 6
2022/23 | 365.75 | 107.25 | 1
2022/23 | 366.25 | 107.25 | 2
2022/23 | 366.75 | 107.25 | 1
2022/23 | 367.25 | 107.25 | 2
2022/23 | 367.75 | 107.25 | 4
2022/23 | 368.25 | 107.25 | 2
2022/23 | 368.75 | 107.25 | 1
2022/23 | 369.25 | 107.25 | 3
2022/23 | 369.75 | 107.25 | 5
2022/23 | 370.25 | 107.25 | 1
2022/23 | 370.75 | 107.25 | 3
2022/23 | 371.25 | 107.25 | 2
2022/23 | 371.75 | 107.25 | 9
2022/23 | 372.25 | 107.25 | 3
2022/23 | 372.75 | 107.25 | 3
2022/23 | 373.25 | 107.25 | 1
2022/23 | 373.75 | 107.25 | 4
2022/23 | 374.75 | 107.25 | 1
2022/23 | 375.25 | 107.25 | 1
2022/23 | 376.25 | 107.25 | 1
2022/23 | 376.75 | 107.25 | 2
2022/23 | 377.75 | 107.25 | 2
2022/23 | 378.25 | 107.25 | 2
2022/23 | 378.75 | 107.25 | 1
2022/23 | 379.75 | 107.25 | 2
2022/23 | 380.75 | 107.25 | 1
2022/23 | 381.75 | 107.25 | 2
2022/23 | 382.25 | 107.25 | 2
2022/23 | 382.75 | 107.25 | 3
2022/23 | 383.25 | 107.25 | 2
2022/23 | 384.25 | 107.25 | 2
2022/23 | 384.75 | 107.25 | 1
2022/23 | 385.75 | 107.25 | 1
2022/23 | 386.25 | 107.25 | 2
2022/23 | 387.25 | 107.25 | 1
2022/23 | 387.75 | 107.25 | 2
2022/23 | 388.25 | 107.25 | 1
2022/23 | 388.75 | 107.25 | 1
2022/23 | 389.25 | 107.25 | 3
2022/23 | 389.75 | 107.25 | 1
2022/23 | 390.25 | 107.25 | 2
2022/23 | 390.75 | 107.25 | 1
2022/23 | 391.75 | 107.25 | 1
2022/23 | 392.25 | 107.25 | 3
2022/23 | 393.25 | 107.25 | 1
2022/23 | 394.75 | 107.25 | 1
2022/23 | 397.25 | 107.25 | 1
2022/23 | 397.75 | 107.25 | 1
2022/23 | 398.25 | 107.25 | 1
2022/23 | 398.75 | 107.25 | 1
2022/23 | 399.25 | 107.25 | 1
2022/23 | 400.25 | 107.25 | 1
2022/23 | 401.25 | 107.25 | 2
2022/23 | 401.75 | 107.25 | 2
2022/23 | 402.75 | 107.25 | 1
2022/23 | 407.75 | 107.25 | 1
2022/23 | 409.25 | 107.25 | 1
2022/23 | 411.25 | 107.25 | 1
2022/23 | 411.75 | 107.25 | 1
2022/23 | 412.25 | 107.25 | 1
2022/23 | 412.75 | 107.25 | 1
2022/23 | 414.25 | 107.25 | 1
2022/23 | 414.75 | 107.25 | 1
2022/23 | 415.75 | 107.25 | 1
2022/23 | 416.75 | 107.25 | 1
2022/23 | 418.75 | 107.25 | 1
2022/23 | 422.25 | 107.25 | 1
2022/23 | 423.75 | 107.25 | 1
2022/23 | 425.75 | 107.25 | 1
2022/23 | 435.25 | 107.25 | 2
2022/23 | 490.75 | 107.25 | 1
2022/23 | 136.75 | 107.75 | 1
2022/23 | 140.25 | 107.75 | 1
2022/23 | 155.25 | 107.75 | 2
2022/23 | 156.25 | 107.75 | 3
2022/23 | 157.75 | 107.75 | 1
2022/23 | 158.75 | 107.75 | 2
2022/23 | 159.25 | 107.75 | 1
2022/23 | 160.75 | 107.75 | 2
2022/23 | 161.25 | 107.75 | 1
2022/23 | 161.75 | 107.75 | 1
2022/23 | 162.75 | 107.75 | 1
2022/23 | 163.75 | 107.75 | 3
2022/23 | 164.75 | 107.75 | 2
2022/23 | 165.25 | 107.75 | 3
2022/23 | 165.75 | 107.75 | 3
2022/23 | 166.25 | 107.75 | 2
2022/23 | 166.75 | 107.75 | 6
2022/23 | 167.25 | 107.75 | 2
2022/23 | 167.75 | 107.75 | 5
2022/23 | 168.25 | 107.75 | 2
2022/23 | 168.75 | 107.75 | 2
2022/23 | 169.25 | 107.75 | 2
2022/23 | 169.75 | 107.75 | 5
2022/23 | 170.25 | 107.75 | 7
2022/23 | 170.75 | 107.75 | 2
2022/23 | 171.25 | 107.75 | 1
2022/23 | 171.75 | 107.75 | 3
2022/23 | 172.25 | 107.75 | 4
2022/23 | 172.75 | 107.75 | 6
2022/23 | 173.25 | 107.75 | 6
2022/23 | 173.75 | 107.75 | 6
2022/23 | 174.25 | 107.75 | 6
2022/23 | 174.75 | 107.75 | 1
2022/23 | 175.25 | 107.75 | 8
2022/23 | 175.75 | 107.75 | 9
2022/23 | 176.25 | 107.75 | 5
2022/23 | 176.75 | 107.75 | 5
2022/23 | 177.25 | 107.75 | 7
2022/23 | 177.75 | 107.75 | 7
2022/23 | 178.25 | 107.75 | 12
2022/23 | 178.75 | 107.75 | 11
2022/23 | 179.25 | 107.75 | 6
2022/23 | 179.75 | 107.75 | 15
2022/23 | 180.25 | 107.75 | 8
2022/23 | 180.75 | 107.75 | 10
2022/23 | 181.25 | 107.75 | 21
2022/23 | 181.75 | 107.75 | 10
2022/23 | 182.25 | 107.75 | 8
2022/23 | 182.75 | 107.75 | 16
2022/23 | 183.25 | 107.75 | 11
2022/23 | 183.75 | 107.75 | 8
2022/23 | 184.25 | 107.75 | 17
2022/23 | 184.75 | 107.75 | 17
2022/23 | 185.25 | 107.75 | 16
2022/23 | 185.75 | 107.75 | 20
2022/23 | 186.25 | 107.75 | 13
2022/23 | 186.75 | 107.75 | 27
2022/23 | 187.25 | 107.75 | 18
2022/23 | 187.75 | 107.75 | 17
2022/23 | 188.25 | 107.75 | 20
2022/23 | 188.75 | 107.75 | 21
2022/23 | 189.25 | 107.75 | 35
2022/23 | 189.75 | 107.75 | 23
2022/23 | 190.25 | 107.75 | 28
2022/23 | 190.75 | 107.75 | 40
2022/23 | 191.25 | 107.75 | 31
2022/23 | 191.75 | 107.75 | 39
2022/23 | 192.25 | 107.75 | 37
2022/23 | 192.75 | 107.75 | 32
2022/23 | 193.25 | 107.75 | 28
2022/23 | 193.75 | 107.75 | 31
2022/23 | 194.25 | 107.75 | 33
2022/23 | 194.75 | 107.75 | 40
2022/23 | 195.25 | 107.75 | 43
2022/23 | 195.75 | 107.75 | 37
2022/23 | 196.25 | 107.75 | 50
2022/23 | 196.75 | 107.75 | 63
2022/23 | 197.25 | 107.75 | 42
2022/23 | 197.75 | 107.75 | 61
2022/23 | 198.25 | 107.75 | 55
2022/23 | 198.75 | 107.75 | 42
2022/23 | 199.25 | 107.75 | 57
2022/23 | 199.75 | 107.75 | 59
2022/23 | 200.25 | 107.75 | 58
2022/23 | 200.75 | 107.75 | 66
2022/23 | 201.25 | 107.75 | 62
2022/23 | 201.75 | 107.75 | 83
2022/23 | 202.25 | 107.75 | 68
2022/23 | 202.75 | 107.75 | 61
2022/23 | 203.25 | 107.75 | 81
2022/23 | 203.75 | 107.75 | 60
2022/23 | 204.25 | 107.75 | 90
2022/23 | 204.75 | 107.75 | 67
2022/23 | 205.25 | 107.75 | 86
2022/23 | 205.75 | 107.75 | 73
2022/23 | 206.25 | 107.75 | 69
2022/23 | 206.75 | 107.75 | 86
2022/23 | 207.25 | 107.75 | 69
2022/23 | 207.75 | 107.75 | 92
2022/23 | 208.25 | 107.75 | 78
2022/23 | 208.75 | 107.75 | 94
2022/23 | 209.25 | 107.75 | 90
2022/23 | 209.75 | 107.75 | 85
2022/23 | 210.25 | 107.75 | 95
2022/23 | 210.75 | 107.75 | 90
2022/23 | 211.25 | 107.75 | 93
2022/23 | 211.75 | 107.75 | 99
2022/23 | 212.25 | 107.75 | 92
2022/23 | 212.75 | 107.75 | 103
2022/23 | 213.25 | 107.75 | 120
2022/23 | 213.75 | 107.75 | 139
2022/23 | 214.25 | 107.75 | 103
2022/23 | 214.75 | 107.75 | 98
2022/23 | 215.25 | 107.75 | 124
2022/23 | 215.75 | 107.75 | 110
2022/23 | 216.25 | 107.75 | 107
2022/23 | 216.75 | 107.75 | 114
2022/23 | 217.25 | 107.75 | 106
2022/23 | 217.75 | 107.75 | 118
2022/23 | 218.25 | 107.75 | 122
2022/23 | 218.75 | 107.75 | 120
2022/23 | 219.25 | 107.75 | 126
2022/23 | 219.75 | 107.75 | 134
2022/23 | 220.25 | 107.75 | 107
2022/23 | 220.75 | 107.75 | 111
2022/23 | 221.25 | 107.75 | 123
2022/23 | 221.75 | 107.75 | 123
2022/23 | 222.25 | 107.75 | 129
2022/23 | 222.75 | 107.75 | 129
2022/23 | 223.25 | 107.75 | 139
2022/23 | 223.75 | 107.75 | 135
2022/23 | 224.25 | 107.75 | 128
2022/23 | 224.75 | 107.75 | 124
2022/23 | 225.25 | 107.75 | 129
2022/23 | 225.75 | 107.75 | 139
2022/23 | 226.25 | 107.75 | 143
2022/23 | 226.75 | 107.75 | 155
2022/23 | 227.25 | 107.75 | 151
2022/23 | 227.75 | 107.75 | 119
2022/23 | 228.25 | 107.75 | 137
2022/23 | 228.75 | 107.75 | 125
2022/23 | 229.25 | 107.75 | 151
2022/23 | 229.75 | 107.75 | 128
2022/23 | 230.25 | 107.75 | 130
2022/23 | 230.75 | 107.75 | 130
2022/23 | 231.25 | 107.75 | 131
2022/23 | 231.75 | 107.75 | 137
2022/23 | 232.25 | 107.75 | 134
2022/23 | 232.75 | 107.75 | 131
2022/23 | 233.25 | 107.75 | 141
2022/23 | 233.75 | 107.75 | 155
2022/23 | 234.25 | 107.75 | 127
2022/23 | 234.75 | 107.75 | 116
2022/23 | 235.25 | 107.75 | 121
2022/23 | 235.75 | 107.75 | 131
2022/23 | 236.25 | 107.75 | 146
2022/23 | 236.75 | 107.75 | 176
2022/23 | 237.25 | 107.75 | 140
2022/23 | 237.75 | 107.75 | 142
2022/23 | 238.25 | 107.75 | 143
2022/23 | 238.75 | 107.75 | 118
2022/23 | 239.25 | 107.75 | 120
2022/23 | 239.75 | 107.75 | 140
2022/23 | 240.25 | 107.75 | 140
2022/23 | 240.75 | 107.75 | 127
2022/23 | 241.25 | 107.75 | 152
2022/23 | 241.75 | 107.75 | 134
2022/23 | 242.25 | 107.75 | 129
2022/23 | 242.75 | 107.75 | 139
2022/23 | 243.25 | 107.75 | 137
2022/23 | 243.75 | 107.75 | 122
2022/23 | 244.25 | 107.75 | 144
2022/23 | 244.75 | 107.75 | 136
2022/23 | 245.25 | 107.75 | 141
2022/23 | 245.75 | 107.75 | 148
2022/23 | 246.25 | 107.75 | 136
2022/23 | 246.75 | 107.75 | 127
2022/23 | 247.25 | 107.75 | 120
2022/23 | 247.75 | 107.75 | 132
2022/23 | 248.25 | 107.75 | 131
2022/23 | 248.75 | 107.75 | 126
2022/23 | 249.25 | 107.75 | 140
2022/23 | 249.75 | 107.75 | 114
2022/23 | 250.25 | 107.75 | 134
2022/23 | 250.75 | 107.75 | 133
2022/23 | 251.25 | 107.75 | 119
2022/23 | 251.75 | 107.75 | 116
2022/23 | 252.25 | 107.75 | 126
2022/23 | 252.75 | 107.75 | 143
2022/23 | 253.25 | 107.75 | 122
2022/23 | 253.75 | 107.75 | 113
2022/23 | 254.25 | 107.75 | 127
2022/23 | 254.75 | 107.75 | 124
2022/23 | 255.25 | 107.75 | 110
2022/23 | 255.75 | 107.75 | 128
2022/23 | 256.25 | 107.75 | 131
2022/23 | 256.75 | 107.75 | 106
2022/23 | 257.25 | 107.75 | 110
2022/23 | 257.75 | 107.75 | 122
2022/23 | 258.25 | 107.75 | 118
2022/23 | 258.75 | 107.75 | 138
2022/23 | 259.25 | 107.75 | 143
2022/23 | 259.75 | 107.75 | 131
2022/23 | 260.25 | 107.75 | 138
2022/23 | 260.75 | 107.75 | 110
2022/23 | 261.25 | 107.75 | 110
2022/23 | 261.75 | 107.75 | 96
2022/23 | 262.25 | 107.75 | 114
2022/23 | 262.75 | 107.75 | 108
2022/23 | 263.25 | 107.75 | 119
2022/23 | 263.75 | 107.75 | 111
2022/23 | 264.25 | 107.75 | 101
2022/23 | 264.75 | 107.75 | 106
2022/23 | 265.25 | 107.75 | 107
2022/23 | 265.75 | 107.75 | 109
2022/23 | 266.25 | 107.75 | 100
2022/23 | 266.75 | 107.75 | 110
2022/23 | 267.25 | 107.75 | 112
2022/23 | 267.75 | 107.75 | 113
2022/23 | 268.25 | 107.75 | 96
2022/23 | 268.75 | 107.75 | 108
2022/23 | 269.25 | 107.75 | 104
2022/23 | 269.75 | 107.75 | 90
2022/23 | 270.25 | 107.75 | 96
2022/23 | 270.75 | 107.75 | 97
2022/23 | 271.25 | 107.75 | 92
2022/23 | 271.75 | 107.75 | 104
2022/23 | 272.25 | 107.75 | 105
2022/23 | 272.75 | 107.75 | 99
2022/23 | 273.25 | 107.75 | 78
2022/23 | 273.75 | 107.75 | 74
2022/23 | 274.25 | 107.75 | 76
2022/23 | 274.75 | 107.75 | 92
2022/23 | 275.25 | 107.75 | 70
2022/23 | 275.75 | 107.75 | 90
2022/23 | 276.25 | 107.75 | 72
2022/23 | 276.75 | 107.75 | 98
2022/23 | 277.25 | 107.75 | 92
2022/23 | 277.75 | 107.75 | 107
2022/23 | 278.25 | 107.75 | 65
2022/23 | 278.75 | 107.75 | 94
2022/23 | 279.25 | 107.75 | 76
2022/23 | 279.75 | 107.75 | 71
2022/23 | 280.25 | 107.75 | 73
2022/23 | 280.75 | 107.75 | 86
2022/23 | 281.25 | 107.75 | 72
2022/23 | 281.75 | 107.75 | 76
2022/23 | 282.25 | 107.75 | 84
2022/23 | 282.75 | 107.75 | 67
2022/23 | 283.25 | 107.75 | 79
2022/23 | 283.75 | 107.75 | 76
2022/23 | 284.25 | 107.75 | 93
2022/23 | 284.75 | 107.75 | 68
2022/23 | 285.25 | 107.75 | 72
2022/23 | 285.75 | 107.75 | 62
2022/23 | 286.25 | 107.75 | 70
2022/23 | 286.75 | 107.75 | 49
2022/23 | 287.25 | 107.75 | 67
2022/23 | 287.75 | 107.75 | 60
2022/23 | 288.25 | 107.75 | 74
2022/23 | 288.75 | 107.75 | 63
2022/23 | 289.25 | 107.75 | 64
2022/23 | 289.75 | 107.75 | 61
2022/23 | 290.25 | 107.75 | 60
2022/23 | 290.75 | 107.75 | 56
2022/23 | 291.25 | 107.75 | 51
2022/23 | 291.75 | 107.75 | 60
2022/23 | 292.25 | 107.75 | 63
2022/23 | 292.75 | 107.75 | 59
2022/23 | 293.25 | 107.75 | 58
2022/23 | 293.75 | 107.75 | 72
2022/23 | 294.25 | 107.75 | 51
2022/23 | 294.75 | 107.75 | 49
2022/23 | 295.25 | 107.75 | 62
2022/23 | 295.75 | 107.75 | 45
2022/23 | 296.25 | 107.75 | 49
2022/23 | 296.75 | 107.75 | 50
2022/23 | 297.25 | 107.75 | 50
2022/23 | 297.75 | 107.75 | 48
2022/23 | 298.25 | 107.75 | 45
2022/23 | 298.75 | 107.75 | 48
2022/23 | 299.25 | 107.75 | 52
2022/23 | 299.75 | 107.75 | 44
2022/23 | 300.25 | 107.75 | 44
2022/23 | 300.75 | 107.75 | 48
2022/23 | 301.25 | 107.75 | 41
2022/23 | 301.75 | 107.75 | 43
2022/23 | 302.25 | 107.75 | 33
2022/23 | 302.75 | 107.75 | 39
2022/23 | 303.25 | 107.75 | 44
2022/23 | 303.75 | 107.75 | 40
2022/23 | 304.25 | 107.75 | 44
2022/23 | 304.75 | 107.75 | 45
2022/23 | 305.25 | 107.75 | 32
2022/23 | 305.75 | 107.75 | 39
2022/23 | 306.25 | 107.75 | 32
2022/23 | 306.75 | 107.75 | 27
2022/23 | 307.25 | 107.75 | 31
2022/23 | 307.75 | 107.75 | 32
2022/23 | 308.25 | 107.75 | 37
2022/23 | 308.75 | 107.75 | 34
2022/23 | 309.25 | 107.75 | 31
2022/23 | 309.75 | 107.75 | 31
2022/23 | 310.25 | 107.75 | 32
2022/23 | 310.75 | 107.75 | 34
2022/23 | 311.25 | 107.75 | 22
2022/23 | 311.75 | 107.75 | 33
2022/23 | 312.25 | 107.75 | 30
2022/23 | 312.75 | 107.75 | 21
2022/23 | 313.25 | 107.75 | 32
2022/23 | 313.75 | 107.75 | 24
2022/23 | 314.25 | 107.75 | 24
2022/23 | 314.75 | 107.75 | 29
2022/23 | 315.25 | 107.75 | 19
2022/23 | 315.75 | 107.75 | 22
2022/23 | 316.25 | 107.75 | 15
2022/23 | 316.75 | 107.75 | 37
2022/23 | 317.25 | 107.75 | 24
2022/23 | 317.75 | 107.75 | 20
2022/23 | 318.25 | 107.75 | 25
2022/23 | 318.75 | 107.75 | 22
2022/23 | 319.25 | 107.75 | 18
2022/23 | 319.75 | 107.75 | 28
2022/23 | 320.25 | 107.75 | 15
2022/23 | 320.75 | 107.75 | 26
2022/23 | 321.25 | 107.75 | 19
2022/23 | 321.75 | 107.75 | 20
2022/23 | 322.25 | 107.75 | 23
2022/23 | 322.75 | 107.75 | 25
2022/23 | 323.25 | 107.75 | 25
2022/23 | 323.75 | 107.75 | 15
2022/23 | 324.25 | 107.75 | 11
2022/23 | 324.75 | 107.75 | 25
2022/23 | 325.25 | 107.75 | 12
2022/23 | 325.75 | 107.75 | 20
2022/23 | 326.25 | 107.75 | 24
2022/23 | 326.75 | 107.75 | 15
2022/23 | 327.25 | 107.75 | 18
2022/23 | 327.75 | 107.75 | 13
2022/23 | 328.25 | 107.75 | 16
2022/23 | 328.75 | 107.75 | 16
2022/23 | 329.25 | 107.75 | 11
2022/23 | 329.75 | 107.75 | 17
2022/23 | 330.25 | 107.75 | 13
2022/23 | 330.75 | 107.75 | 15
2022/23 | 331.25 | 107.75 | 15
2022/23 | 331.75 | 107.75 | 11
2022/23 | 332.25 | 107.75 | 9
2022/23 | 332.75 | 107.75 | 12
2022/23 | 333.25 | 107.75 | 13
2022/23 | 333.75 | 107.75 | 9
2022/23 | 334.25 | 107.75 | 16
2022/23 | 334.75 | 107.75 | 9
2022/23 | 335.25 | 107.75 | 14
2022/23 | 335.75 | 107.75 | 11
2022/23 | 336.25 | 107.75 | 6
2022/23 | 336.75 | 107.75 | 15
2022/23 | 337.25 | 107.75 | 7
2022/23 | 337.75 | 107.75 | 7
2022/23 | 338.25 | 107.75 | 14
2022/23 | 338.75 | 107.75 | 15
2022/23 | 339.25 | 107.75 | 9
2022/23 | 339.75 | 107.75 | 7
2022/23 | 340.25 | 107.75 | 7
2022/23 | 340.75 | 107.75 | 9
2022/23 | 341.25 | 107.75 | 11
2022/23 | 341.75 | 107.75 | 10
2022/23 | 342.25 | 107.75 | 10
2022/23 | 342.75 | 107.75 | 4
2022/23 | 343.25 | 107.75 | 8
2022/23 | 343.75 | 107.75 | 8
2022/23 | 344.25 | 107.75 | 4
2022/23 | 344.75 | 107.75 | 6
2022/23 | 345.25 | 107.75 | 9
2022/23 | 345.75 | 107.75 | 4
2022/23 | 346.25 | 107.75 | 9
2022/23 | 346.75 | 107.75 | 8
2022/23 | 347.25 | 107.75 | 10
2022/23 | 347.75 | 107.75 | 3
2022/23 | 348.25 | 107.75 | 6
2022/23 | 348.75 | 107.75 | 8
2022/23 | 349.25 | 107.75 | 5
2022/23 | 349.75 | 107.75 | 4
2022/23 | 350.25 | 107.75 | 4
2022/23 | 350.75 | 107.75 | 9
2022/23 | 351.25 | 107.75 | 5
2022/23 | 351.75 | 107.75 | 6
2022/23 | 352.25 | 107.75 | 4
2022/23 | 352.75 | 107.75 | 7
2022/23 | 353.25 | 107.75 | 5
2022/23 | 353.75 | 107.75 | 5
2022/23 | 354.25 | 107.75 | 6
2022/23 | 354.75 | 107.75 | 3
2022/23 | 355.25 | 107.75 | 5
2022/23 | 355.75 | 107.75 | 5
2022/23 | 356.25 | 107.75 | 7
2022/23 | 356.75 | 107.75 | 5
2022/23 | 357.25 | 107.75 | 3
2022/23 | 357.75 | 107.75 | 3
2022/23 | 358.25 | 107.75 | 4
2022/23 | 358.75 | 107.75 | 6
2022/23 | 359.25 | 107.75 | 3
2022/23 | 359.75 | 107.75 | 5
2022/23 | 360.25 | 107.75 | 2
2022/23 | 360.75 | 107.75 | 6
2022/23 | 361.25 | 107.75 | 4
2022/23 | 361.75 | 107.75 | 4
2022/23 | 362.25 | 107.75 | 4
2022/23 | 362.75 | 107.75 | 6
2022/23 | 363.25 | 107.75 | 9
2022/23 | 363.75 | 107.75 | 2
2022/23 | 364.25 | 107.75 | 5
2022/23 | 364.75 | 107.75 | 4
2022/23 | 365.25 | 107.75 | 4
2022/23 | 365.75 | 107.75 | 4
2022/23 | 366.25 | 107.75 | 4
2022/23 | 366.75 | 107.75 | 4
2022/23 | 367.25 | 107.75 | 2
2022/23 | 367.75 | 107.75 | 2
2022/23 | 368.25 | 107.75 | 1
2022/23 | 368.75 | 107.75 | 1
2022/23 | 369.25 | 107.75 | 1
2022/23 | 369.75 | 107.75 | 1
2022/23 | 370.25 | 107.75 | 4
2022/23 | 370.75 | 107.75 | 2
2022/23 | 371.25 | 107.75 | 1
2022/23 | 371.75 | 107.75 | 3
2022/23 | 372.75 | 107.75 | 1
2022/23 | 373.25 | 107.75 | 4
2022/23 | 373.75 | 107.75 | 1
2022/23 | 374.25 | 107.75 | 2
2022/23 | 374.75 | 107.75 | 1
2022/23 | 375.25 | 107.75 | 1
2022/23 | 375.75 | 107.75 | 1
2022/23 | 376.25 | 107.75 | 2
2022/23 | 376.75 | 107.75 | 3
2022/23 | 377.25 | 107.75 | 2
2022/23 | 377.75 | 107.75 | 1
2022/23 | 378.25 | 107.75 | 4
2022/23 | 379.25 | 107.75 | 1
2022/23 | 379.75 | 107.75 | 1
2022/23 | 380.25 | 107.75 | 3
2022/23 | 380.75 | 107.75 | 4
2022/23 | 381.25 | 107.75 | 1
2022/23 | 381.75 | 107.75 | 2
2022/23 | 382.25 | 107.75 | 2
2022/23 | 383.25 | 107.75 | 1
2022/23 | 384.25 | 107.75 | 2
2022/23 | 384.75 | 107.75 | 1
2022/23 | 385.25 | 107.75 | 1
2022/23 | 387.75 | 107.75 | 2
2022/23 | 388.25 | 107.75 | 1
2022/23 | 388.75 | 107.75 | 2
2022/23 | 389.25 | 107.75 | 1
2022/23 | 389.75 | 107.75 | 4
2022/23 | 391.75 | 107.75 | 2
2022/23 | 392.75 | 107.75 | 2
2022/23 | 393.25 | 107.75 | 1
2022/23 | 393.75 | 107.75 | 1
2022/23 | 394.25 | 107.75 | 3
2022/23 | 394.75 | 107.75 | 2
2022/23 | 395.25 | 107.75 | 1
2022/23 | 395.75 | 107.75 | 1
2022/23 | 398.75 | 107.75 | 1
2022/23 | 399.25 | 107.75 | 2
2022/23 | 401.75 | 107.75 | 1
2022/23 | 406.25 | 107.75 | 1
2022/23 | 406.75 | 107.75 | 1
2022/23 | 407.75 | 107.75 | 1
2022/23 | 409.75 | 107.75 | 1
2022/23 | 410.25 | 107.75 | 2
2022/23 | 413.25 | 107.75 | 1
2022/23 | 413.75 | 107.75 | 1
2022/23 | 414.75 | 107.75 | 1
2022/23 | 415.75 | 107.75 | 1
2022/23 | 416.25 | 107.75 | 1
2022/23 | 417.75 | 107.75 | 2
2022/23 | 420.25 | 107.75 | 1
2022/23 | 420.75 | 107.75 | 1
2022/23 | 424.25 | 107.75 | 1
2022/23 | 428.75 | 107.75 | 2
2022/23 | 435.25 | 107.75 | 1
2022/23 | 441.75 | 107.75 | 1
2022/23 | 443.25 | 107.75 | 1
2022/23 | 449.25 | 107.75 | 1
2022/23 | 456.75 | 107.75 | 1
2022/23 | 143.75 | 108.25 | 1
2022/23 | 150.75 | 108.25 | 1
2022/23 | 152.75 | 108.25 | 1
2022/23 | 155.25 | 108.25 | 1
2022/23 | 157.75 | 108.25 | 2
2022/23 | 158.75 | 108.25 | 1
2022/23 | 159.25 | 108.25 | 1
2022/23 | 159.75 | 108.25 | 3
2022/23 | 161.25 | 108.25 | 2
2022/23 | 162.25 | 108.25 | 1
2022/23 | 162.75 | 108.25 | 1
2022/23 | 163.25 | 108.25 | 4
2022/23 | 163.75 | 108.25 | 2
2022/23 | 164.25 | 108.25 | 2
2022/23 | 164.75 | 108.25 | 1
2022/23 | 165.25 | 108.25 | 3
2022/23 | 166.25 | 108.25 | 1
2022/23 | 167.25 | 108.25 | 3
2022/23 | 167.75 | 108.25 | 1
2022/23 | 168.25 | 108.25 | 2
2022/23 | 168.75 | 108.25 | 1
2022/23 | 169.25 | 108.25 | 2
2022/23 | 169.75 | 108.25 | 7
2022/23 | 170.25 | 108.25 | 2
2022/23 | 171.25 | 108.25 | 5
2022/23 | 171.75 | 108.25 | 3
2022/23 | 172.25 | 108.25 | 7
2022/23 | 172.75 | 108.25 | 5
2022/23 | 173.25 | 108.25 | 2
2022/23 | 173.75 | 108.25 | 7
2022/23 | 174.25 | 108.25 | 5
2022/23 | 174.75 | 108.25 | 10
2022/23 | 175.25 | 108.25 | 4
2022/23 | 175.75 | 108.25 | 9
2022/23 | 176.25 | 108.25 | 7
2022/23 | 176.75 | 108.25 | 9
2022/23 | 177.25 | 108.25 | 6
2022/23 | 177.75 | 108.25 | 1
2022/23 | 178.25 | 108.25 | 13
2022/23 | 178.75 | 108.25 | 12
2022/23 | 179.25 | 108.25 | 9
2022/23 | 179.75 | 108.25 | 5
2022/23 | 180.25 | 108.25 | 4
2022/23 | 180.75 | 108.25 | 8
2022/23 | 181.25 | 108.25 | 6
2022/23 | 181.75 | 108.25 | 9
2022/23 | 182.25 | 108.25 | 7
2022/23 | 182.75 | 108.25 | 13
2022/23 | 183.25 | 108.25 | 15
2022/23 | 183.75 | 108.25 | 23
2022/23 | 184.25 | 108.25 | 13
2022/23 | 184.75 | 108.25 | 10
2022/23 | 185.25 | 108.25 | 24
2022/23 | 185.75 | 108.25 | 12
2022/23 | 186.25 | 108.25 | 13
2022/23 | 186.75 | 108.25 | 24
2022/23 | 187.25 | 108.25 | 21
2022/23 | 187.75 | 108.25 | 31
2022/23 | 188.25 | 108.25 | 14
2022/23 | 188.75 | 108.25 | 20
2022/23 | 189.25 | 108.25 | 22
2022/23 | 189.75 | 108.25 | 19
2022/23 | 190.25 | 108.25 | 24
2022/23 | 190.75 | 108.25 | 30
2022/23 | 191.25 | 108.25 | 25
2022/23 | 191.75 | 108.25 | 33
2022/23 | 192.25 | 108.25 | 35
2022/23 | 192.75 | 108.25 | 26
2022/23 | 193.25 | 108.25 | 30
2022/23 | 193.75 | 108.25 | 35
2022/23 | 194.25 | 108.25 | 42
2022/23 | 194.75 | 108.25 | 32
2022/23 | 195.25 | 108.25 | 37
2022/23 | 195.75 | 108.25 | 27
2022/23 | 196.25 | 108.25 | 54
2022/23 | 196.75 | 108.25 | 42
2022/23 | 197.25 | 108.25 | 40
2022/23 | 197.75 | 108.25 | 50
2022/23 | 198.25 | 108.25 | 54
2022/23 | 198.75 | 108.25 | 44
2022/23 | 199.25 | 108.25 | 59
2022/23 | 199.75 | 108.25 | 54
2022/23 | 200.25 | 108.25 | 61
2022/23 | 200.75 | 108.25 | 53
2022/23 | 201.25 | 108.25 | 41
2022/23 | 201.75 | 108.25 | 64
2022/23 | 202.25 | 108.25 | 82
2022/23 | 202.75 | 108.25 | 55
2022/23 | 203.25 | 108.25 | 78
2022/23 | 203.75 | 108.25 | 64
2022/23 | 204.25 | 108.25 | 78
2022/23 | 204.75 | 108.25 | 69
2022/23 | 205.25 | 108.25 | 88
2022/23 | 205.75 | 108.25 | 74
2022/23 | 206.25 | 108.25 | 93
2022/23 | 206.75 | 108.25 | 78
2022/23 | 207.25 | 108.25 | 88
2022/23 | 207.75 | 108.25 | 83
2022/23 | 208.25 | 108.25 | 80
2022/23 | 208.75 | 108.25 | 97
2022/23 | 209.25 | 108.25 | 95
2022/23 | 209.75 | 108.25 | 94
2022/23 | 210.25 | 108.25 | 80
2022/23 | 210.75 | 108.25 | 87
2022/23 | 211.25 | 108.25 | 80
2022/23 | 211.75 | 108.25 | 98
2022/23 | 212.25 | 108.25 | 94
2022/23 | 212.75 | 108.25 | 103
2022/23 | 213.25 | 108.25 | 116
2022/23 | 213.75 | 108.25 | 92
2022/23 | 214.25 | 108.25 | 120
2022/23 | 214.75 | 108.25 | 115
2022/23 | 215.25 | 108.25 | 126
2022/23 | 215.75 | 108.25 | 106
2022/23 | 216.25 | 108.25 | 112
2022/23 | 216.75 | 108.25 | 110
2022/23 | 217.25 | 108.25 | 123
2022/23 | 217.75 | 108.25 | 122
2022/23 | 218.25 | 108.25 | 106
2022/23 | 218.75 | 108.25 | 131
2022/23 | 219.25 | 108.25 | 124
2022/23 | 219.75 | 108.25 | 104
2022/23 | 220.25 | 108.25 | 114
2022/23 | 220.75 | 108.25 | 126
2022/23 | 221.25 | 108.25 | 141
2022/23 | 221.75 | 108.25 | 119
2022/23 | 222.25 | 108.25 | 125
2022/23 | 222.75 | 108.25 | 147
2022/23 | 223.25 | 108.25 | 126
2022/23 | 223.75 | 108.25 | 126
2022/23 | 224.25 | 108.25 | 122
2022/23 | 224.75 | 108.25 | 140
2022/23 | 225.25 | 108.25 | 140
2022/23 | 225.75 | 108.25 | 140
2022/23 | 226.25 | 108.25 | 141
2022/23 | 226.75 | 108.25 | 135
2022/23 | 227.25 | 108.25 | 121
2022/23 | 227.75 | 108.25 | 136
2022/23 | 228.25 | 108.25 | 124
2022/23 | 228.75 | 108.25 | 132
2022/23 | 229.25 | 108.25 | 117
2022/23 | 229.75 | 108.25 | 151
2022/23 | 230.25 | 108.25 | 152
2022/23 | 230.75 | 108.25 | 121
2022/23 | 231.25 | 108.25 | 128
2022/23 | 231.75 | 108.25 | 119
2022/23 | 232.25 | 108.25 | 159
2022/23 | 232.75 | 108.25 | 140
2022/23 | 233.25 | 108.25 | 136
2022/23 | 233.75 | 108.25 | 138
2022/23 | 234.25 | 108.25 | 146
2022/23 | 234.75 | 108.25 | 126
2022/23 | 235.25 | 108.25 | 164
2022/23 | 235.75 | 108.25 | 157
2022/23 | 236.25 | 108.25 | 143
2022/23 | 236.75 | 108.25 | 128
2022/23 | 237.25 | 108.25 | 153
2022/23 | 237.75 | 108.25 | 136
2022/23 | 238.25 | 108.25 | 130
2022/23 | 238.75 | 108.25 | 139
2022/23 | 239.25 | 108.25 | 132
2022/23 | 239.75 | 108.25 | 148
2022/23 | 240.25 | 108.25 | 135
2022/23 | 240.75 | 108.25 | 135
2022/23 | 241.25 | 108.25 | 132
2022/23 | 241.75 | 108.25 | 131
2022/23 | 242.25 | 108.25 | 152
2022/23 | 242.75 | 108.25 | 160
2022/23 | 243.25 | 108.25 | 147
2022/23 | 243.75 | 108.25 | 117
2022/23 | 244.25 | 108.25 | 131
2022/23 | 244.75 | 108.25 | 153
2022/23 | 245.25 | 108.25 | 131
2022/23 | 245.75 | 108.25 | 125
2022/23 | 246.25 | 108.25 | 146
2022/23 | 246.75 | 108.25 | 138
2022/23 | 247.25 | 108.25 | 163
2022/23 | 247.75 | 108.25 | 149
2022/23 | 248.25 | 108.25 | 151
2022/23 | 248.75 | 108.25 | 137
2022/23 | 249.25 | 108.25 | 128
2022/23 | 249.75 | 108.25 | 151
2022/23 | 250.25 | 108.25 | 122
2022/23 | 250.75 | 108.25 | 152
2022/23 | 251.25 | 108.25 | 145
2022/23 | 251.75 | 108.25 | 143
2022/23 | 252.25 | 108.25 | 157
2022/23 | 252.75 | 108.25 | 152
2022/23 | 253.25 | 108.25 | 147
2022/23 | 253.75 | 108.25 | 125
2022/23 | 254.25 | 108.25 | 124
2022/23 | 254.75 | 108.25 | 158
2022/23 | 255.25 | 108.25 | 142
2022/23 | 255.75 | 108.25 | 134
2022/23 | 256.25 | 108.25 | 139
2022/23 | 256.75 | 108.25 | 143
2022/23 | 257.25 | 108.25 | 133
2022/23 | 257.75 | 108.25 | 138
2022/23 | 258.25 | 108.25 | 132
2022/23 | 258.75 | 108.25 | 111
2022/23 | 259.25 | 108.25 | 145
2022/23 | 259.75 | 108.25 | 123
2022/23 | 260.25 | 108.25 | 113
2022/23 | 260.75 | 108.25 | 141
2022/23 | 261.25 | 108.25 | 115
2022/23 | 261.75 | 108.25 | 125
2022/23 | 262.25 | 108.25 | 119
2022/23 | 262.75 | 108.25 | 114
2022/23 | 263.25 | 108.25 | 124
2022/23 | 263.75 | 108.25 | 131
2022/23 | 264.25 | 108.25 | 103
2022/23 | 264.75 | 108.25 | 107
2022/23 | 265.25 | 108.25 | 114
2022/23 | 265.75 | 108.25 | 118
2022/23 | 266.25 | 108.25 | 129
2022/23 | 266.75 | 108.25 | 124
2022/23 | 267.25 | 108.25 | 115
2022/23 | 267.75 | 108.25 | 114
2022/23 | 268.25 | 108.25 | 121
2022/23 | 268.75 | 108.25 | 99
2022/23 | 269.25 | 108.25 | 81
2022/23 | 269.75 | 108.25 | 113
2022/23 | 270.25 | 108.25 | 107
2022/23 | 270.75 | 108.25 | 116
2022/23 | 271.25 | 108.25 | 120
2022/23 | 271.75 | 108.25 | 73
2022/23 | 272.25 | 108.25 | 89
2022/23 | 272.75 | 108.25 | 114
2022/23 | 273.25 | 108.25 | 97
2022/23 | 273.75 | 108.25 | 95
2022/23 | 274.25 | 108.25 | 86
2022/23 | 274.75 | 108.25 | 88
2022/23 | 275.25 | 108.25 | 92
2022/23 | 275.75 | 108.25 | 106
2022/23 | 276.25 | 108.25 | 97
2022/23 | 276.75 | 108.25 | 84
2022/23 | 277.25 | 108.25 | 80
2022/23 | 277.75 | 108.25 | 88
2022/23 | 278.25 | 108.25 | 87
2022/23 | 278.75 | 108.25 | 104
2022/23 | 279.25 | 108.25 | 76
2022/23 | 279.75 | 108.25 | 86
2022/23 | 280.25 | 108.25 | 77
2022/23 | 280.75 | 108.25 | 97
2022/23 | 281.25 | 108.25 | 64
2022/23 | 281.75 | 108.25 | 89
2022/23 | 282.25 | 108.25 | 78
2022/23 | 282.75 | 108.25 | 75
2022/23 | 283.25 | 108.25 | 82
2022/23 | 283.75 | 108.25 | 70
2022/23 | 284.25 | 108.25 | 72
2022/23 | 284.75 | 108.25 | 85
2022/23 | 285.25 | 108.25 | 74
2022/23 | 285.75 | 108.25 | 73
2022/23 | 286.25 | 108.25 | 75
2022/23 | 286.75 | 108.25 | 57
2022/23 | 287.25 | 108.25 | 70
2022/23 | 287.75 | 108.25 | 82
2022/23 | 288.25 | 108.25 | 74
2022/23 | 288.75 | 108.25 | 66
2022/23 | 289.25 | 108.25 | 75
2022/23 | 289.75 | 108.25 | 60
2022/23 | 290.25 | 108.25 | 45
2022/23 | 290.75 | 108.25 | 65
2022/23 | 291.25 | 108.25 | 54
2022/23 | 291.75 | 108.25 | 52
2022/23 | 292.25 | 108.25 | 72
2022/23 | 292.75 | 108.25 | 63
2022/23 | 293.25 | 108.25 | 66
2022/23 | 293.75 | 108.25 | 60
2022/23 | 294.25 | 108.25 | 64
2022/23 | 294.75 | 108.25 | 53
2022/23 | 295.25 | 108.25 | 50
2022/23 | 295.75 | 108.25 | 77
2022/23 | 296.25 | 108.25 | 37
2022/23 | 296.75 | 108.25 | 54
2022/23 | 297.25 | 108.25 | 45
2022/23 | 297.75 | 108.25 | 43
2022/23 | 298.25 | 108.25 | 48
2022/23 | 298.75 | 108.25 | 46
2022/23 | 299.25 | 108.25 | 57
2022/23 | 299.75 | 108.25 | 37
2022/23 | 300.25 | 108.25 | 45
2022/23 | 300.75 | 108.25 | 50
2022/23 | 301.25 | 108.25 | 52
2022/23 | 301.75 | 108.25 | 46
2022/23 | 302.25 | 108.25 | 40
2022/23 | 302.75 | 108.25 | 46
2022/23 | 303.25 | 108.25 | 50
2022/23 | 303.75 | 108.25 | 40
2022/23 | 304.25 | 108.25 | 34
2022/23 | 304.75 | 108.25 | 37
2022/23 | 305.25 | 108.25 | 44
2022/23 | 305.75 | 108.25 | 44
2022/23 | 306.25 | 108.25 | 43
2022/23 | 306.75 | 108.25 | 39
2022/23 | 307.25 | 108.25 | 38
2022/23 | 307.75 | 108.25 | 38
2022/23 | 308.25 | 108.25 | 34
2022/23 | 308.75 | 108.25 | 41
2022/23 | 309.25 | 108.25 | 37
2022/23 | 309.75 | 108.25 | 27
2022/23 | 310.25 | 108.25 | 36
2022/23 | 310.75 | 108.25 | 32
2022/23 | 311.25 | 108.25 | 33
2022/23 | 311.75 | 108.25 | 19
2022/23 | 312.25 | 108.25 | 31
2022/23 | 312.75 | 108.25 | 31
2022/23 | 313.25 | 108.25 | 32
2022/23 | 313.75 | 108.25 | 29
2022/23 | 314.25 | 108.25 | 37
2022/23 | 314.75 | 108.25 | 26
2022/23 | 315.25 | 108.25 | 22
2022/23 | 315.75 | 108.25 | 39
2022/23 | 316.25 | 108.25 | 24
2022/23 | 316.75 | 108.25 | 23
2022/23 | 317.25 | 108.25 | 24
2022/23 | 317.75 | 108.25 | 19
2022/23 | 318.25 | 108.25 | 27
2022/23 | 318.75 | 108.25 | 27
2022/23 | 319.25 | 108.25 | 21
2022/23 | 319.75 | 108.25 | 22
2022/23 | 320.25 | 108.25 | 24
2022/23 | 320.75 | 108.25 | 28
2022/23 | 321.25 | 108.25 | 20
2022/23 | 321.75 | 108.25 | 18
2022/23 | 322.25 | 108.25 | 21
2022/23 | 322.75 | 108.25 | 22
2022/23 | 323.25 | 108.25 | 17
2022/23 | 323.75 | 108.25 | 19
2022/23 | 324.25 | 108.25 | 32
2022/23 | 324.75 | 108.25 | 27
2022/23 | 325.25 | 108.25 | 13
2022/23 | 325.75 | 108.25 | 14
2022/23 | 326.25 | 108.25 | 19
2022/23 | 326.75 | 108.25 | 23
2022/23 | 327.25 | 108.25 | 19
2022/23 | 327.75 | 108.25 | 16
2022/23 | 328.25 | 108.25 | 13
2022/23 | 328.75 | 108.25 | 12
2022/23 | 329.25 | 108.25 | 22
2022/23 | 329.75 | 108.25 | 15
2022/23 | 330.25 | 108.25 | 10
2022/23 | 330.75 | 108.25 | 15
2022/23 | 331.25 | 108.25 | 24
2022/23 | 331.75 | 108.25 | 14
2022/23 | 332.25 | 108.25 | 11
2022/23 | 332.75 | 108.25 | 12
2022/23 | 333.25 | 108.25 | 21
2022/23 | 333.75 | 108.25 | 13
2022/23 | 334.25 | 108.25 | 15
2022/23 | 334.75 | 108.25 | 13
2022/23 | 335.25 | 108.25 | 16
2022/23 | 335.75 | 108.25 | 14
2022/23 | 336.25 | 108.25 | 11
2022/23 | 336.75 | 108.25 | 6
2022/23 | 337.25 | 108.25 | 24
2022/23 | 337.75 | 108.25 | 15
2022/23 | 338.25 | 108.25 | 15
2022/23 | 338.75 | 108.25 | 15
2022/23 | 339.25 | 108.25 | 12
2022/23 | 339.75 | 108.25 | 13
2022/23 | 340.25 | 108.25 | 12
2022/23 | 340.75 | 108.25 | 7
2022/23 | 341.25 | 108.25 | 15
2022/23 | 341.75 | 108.25 | 9
2022/23 | 342.25 | 108.25 | 8
2022/23 | 342.75 | 108.25 | 8
2022/23 | 343.25 | 108.25 | 7
2022/23 | 343.75 | 108.25 | 13
2022/23 | 344.25 | 108.25 | 7
2022/23 | 344.75 | 108.25 | 7
2022/23 | 345.25 | 108.25 | 8
2022/23 | 345.75 | 108.25 | 9
2022/23 | 346.25 | 108.25 | 6
2022/23 | 346.75 | 108.25 | 7
2022/23 | 347.25 | 108.25 | 10
2022/23 | 347.75 | 108.25 | 4
2022/23 | 348.25 | 108.25 | 3
2022/23 | 348.75 | 108.25 | 11
2022/23 | 349.25 | 108.25 | 8
2022/23 | 349.75 | 108.25 | 4
2022/23 | 350.25 | 108.25 | 5
2022/23 | 350.75 | 108.25 | 6
2022/23 | 351.25 | 108.25 | 7
2022/23 | 351.75 | 108.25 | 8
2022/23 | 352.25 | 108.25 | 10
2022/23 | 352.75 | 108.25 | 4
2022/23 | 353.25 | 108.25 | 6
2022/23 | 353.75 | 108.25 | 6
2022/23 | 354.25 | 108.25 | 8
2022/23 | 354.75 | 108.25 | 6
2022/23 | 355.25 | 108.25 | 9
2022/23 | 355.75 | 108.25 | 6
2022/23 | 356.25 | 108.25 | 2
2022/23 | 356.75 | 108.25 | 4
2022/23 | 357.25 | 108.25 | 6
2022/23 | 357.75 | 108.25 | 5
2022/23 | 358.25 | 108.25 | 5
2022/23 | 358.75 | 108.25 | 7
2022/23 | 359.25 | 108.25 | 9
2022/23 | 359.75 | 108.25 | 7
2022/23 | 360.25 | 108.25 | 4
2022/23 | 360.75 | 108.25 | 3
2022/23 | 361.25 | 108.25 | 1
2022/23 | 361.75 | 108.25 | 3
2022/23 | 362.25 | 108.25 | 4
2022/23 | 362.75 | 108.25 | 2
2022/23 | 363.25 | 108.25 | 4
2022/23 | 363.75 | 108.25 | 4
2022/23 | 364.25 | 108.25 | 3
2022/23 | 364.75 | 108.25 | 2
2022/23 | 365.25 | 108.25 | 5
2022/23 | 365.75 | 108.25 | 2
2022/23 | 366.25 | 108.25 | 4
2022/23 | 366.75 | 108.25 | 6
2022/23 | 367.25 | 108.25 | 1
2022/23 | 367.75 | 108.25 | 2
2022/23 | 368.25 | 108.25 | 6
2022/23 | 368.75 | 108.25 | 6
2022/23 | 369.25 | 108.25 | 3
2022/23 | 369.75 | 108.25 | 2
2022/23 | 370.25 | 108.25 | 5
2022/23 | 370.75 | 108.25 | 3
2022/23 | 371.75 | 108.25 | 1
2022/23 | 372.25 | 108.25 | 1
2022/23 | 372.75 | 108.25 | 2
2022/23 | 373.25 | 108.25 | 1
2022/23 | 373.75 | 108.25 | 2
2022/23 | 374.25 | 108.25 | 4
2022/23 | 374.75 | 108.25 | 1
2022/23 | 375.25 | 108.25 | 4
2022/23 | 375.75 | 108.25 | 2
2022/23 | 376.25 | 108.25 | 2
2022/23 | 376.75 | 108.25 | 3
2022/23 | 377.25 | 108.25 | 3
2022/23 | 377.75 | 108.25 | 1
2022/23 | 378.25 | 108.25 | 2
2022/23 | 378.75 | 108.25 | 3
2022/23 | 379.75 | 108.25 | 2
2022/23 | 380.25 | 108.25 | 1
2022/23 | 381.25 | 108.25 | 3
2022/23 | 381.75 | 108.25 | 3
2022/23 | 382.75 | 108.25 | 3
2022/23 | 383.25 | 108.25 | 3
2022/23 | 384.75 | 108.25 | 1
2022/23 | 385.25 | 108.25 | 3
2022/23 | 385.75 | 108.25 | 1
2022/23 | 386.25 | 108.25 | 2
2022/23 | 386.75 | 108.25 | 1
2022/23 | 387.25 | 108.25 | 1
2022/23 | 388.25 | 108.25 | 3
2022/23 | 388.75 | 108.25 | 1
2022/23 | 389.25 | 108.25 | 1
2022/23 | 390.75 | 108.25 | 2
2022/23 | 391.25 | 108.25 | 1
2022/23 | 391.75 | 108.25 | 1
2022/23 | 392.25 | 108.25 | 2
2022/23 | 392.75 | 108.25 | 4
2022/23 | 393.25 | 108.25 | 2
2022/23 | 394.25 | 108.25 | 1
2022/23 | 394.75 | 108.25 | 2
2022/23 | 395.25 | 108.25 | 1
2022/23 | 396.75 | 108.25 | 1
2022/23 | 397.25 | 108.25 | 2
2022/23 | 398.75 | 108.25 | 2
2022/23 | 399.25 | 108.25 | 1
2022/23 | 399.75 | 108.25 | 1
2022/23 | 400.25 | 108.25 | 1
2022/23 | 401.25 | 108.25 | 2
2022/23 | 401.75 | 108.25 | 1
2022/23 | 402.25 | 108.25 | 1
2022/23 | 402.75 | 108.25 | 1
2022/23 | 403.25 | 108.25 | 1
2022/23 | 404.75 | 108.25 | 1
2022/23 | 405.25 | 108.25 | 1
2022/23 | 407.75 | 108.25 | 1
2022/23 | 408.25 | 108.25 | 1
2022/23 | 409.25 | 108.25 | 1
2022/23 | 411.75 | 108.25 | 2
2022/23 | 412.25 | 108.25 | 1
2022/23 | 412.75 | 108.25 | 1
2022/23 | 413.75 | 108.25 | 1
2022/23 | 414.25 | 108.25 | 1
2022/23 | 415.25 | 108.25 | 1
2022/23 | 415.75 | 108.25 | 1
2022/23 | 419.75 | 108.25 | 1
2022/23 | 420.25 | 108.25 | 1
2022/23 | 421.75 | 108.25 | 1
2022/23 | 424.25 | 108.25 | 1
2022/23 | 426.25 | 108.25 | 1
2022/23 | 427.25 | 108.25 | 1
2022/23 | 428.25 | 108.25 | 2
2022/23 | 436.25 | 108.25 | 1
2022/23 | 443.25 | 108.25 | 1
2022/23 | 450.25 | 108.25 | 1
2022/23 | 460.25 | 108.25 | 1
2022/23 | 475.25 | 108.25 | 1
2022/23 | 148.75 | 108.75 | 1
2022/23 | 149.25 | 108.75 | 1
2022/23 | 151.75 | 108.75 | 1
2022/23 | 154.25 | 108.75 | 2
2022/23 | 155.75 | 108.75 | 2
2022/23 | 157.25 | 108.75 | 2
2022/23 | 157.75 | 108.75 | 1
2022/23 | 158.25 | 108.75 | 1
2022/23 | 158.75 | 108.75 | 1
2022/23 | 160.75 | 108.75 | 1
2022/23 | 161.25 | 108.75 | 1
2022/23 | 161.75 | 108.75 | 2
2022/23 | 162.25 | 108.75 | 2
2022/23 | 162.75 | 108.75 | 1
2022/23 | 163.75 | 108.75 | 1
2022/23 | 164.75 | 108.75 | 2
2022/23 | 165.25 | 108.75 | 3
2022/23 | 165.75 | 108.75 | 1
2022/23 | 166.25 | 108.75 | 2
2022/23 | 167.25 | 108.75 | 3
2022/23 | 167.75 | 108.75 | 1
2022/23 | 168.25 | 108.75 | 3
2022/23 | 168.75 | 108.75 | 2
2022/23 | 169.25 | 108.75 | 1
2022/23 | 169.75 | 108.75 | 1
2022/23 | 170.25 | 108.75 | 4
2022/23 | 170.75 | 108.75 | 2
2022/23 | 171.25 | 108.75 | 4
2022/23 | 171.75 | 108.75 | 4
2022/23 | 172.25 | 108.75 | 3
2022/23 | 172.75 | 108.75 | 4
2022/23 | 173.25 | 108.75 | 4
2022/23 | 173.75 | 108.75 | 9
2022/23 | 174.25 | 108.75 | 3
2022/23 | 174.75 | 108.75 | 4
2022/23 | 175.25 | 108.75 | 2
2022/23 | 175.75 | 108.75 | 1
2022/23 | 176.25 | 108.75 | 2
2022/23 | 176.75 | 108.75 | 10
2022/23 | 177.25 | 108.75 | 12
2022/23 | 177.75 | 108.75 | 5
2022/23 | 178.25 | 108.75 | 6
2022/23 | 178.75 | 108.75 | 11
2022/23 | 179.25 | 108.75 | 6
2022/23 | 179.75 | 108.75 | 6
2022/23 | 180.25 | 108.75 | 5
2022/23 | 180.75 | 108.75 | 7
2022/23 | 181.25 | 108.75 | 9
2022/23 | 181.75 | 108.75 | 10
2022/23 | 182.25 | 108.75 | 11
2022/23 | 182.75 | 108.75 | 15
2022/23 | 183.25 | 108.75 | 14
2022/23 | 183.75 | 108.75 | 13
2022/23 | 184.25 | 108.75 | 9
2022/23 | 184.75 | 108.75 | 13
2022/23 | 185.25 | 108.75 | 7
2022/23 | 185.75 | 108.75 | 6
2022/23 | 186.25 | 108.75 | 13
2022/23 | 186.75 | 108.75 | 15
2022/23 | 187.25 | 108.75 | 22
2022/23 | 187.75 | 108.75 | 15
2022/23 | 188.25 | 108.75 | 11
2022/23 | 188.75 | 108.75 | 16
2022/23 | 189.25 | 108.75 | 13
2022/23 | 189.75 | 108.75 | 13
2022/23 | 190.25 | 108.75 | 28
2022/23 | 190.75 | 108.75 | 24
2022/23 | 191.25 | 108.75 | 29
2022/23 | 191.75 | 108.75 | 25
2022/23 | 192.25 | 108.75 | 34
2022/23 | 192.75 | 108.75 | 32
2022/23 | 193.25 | 108.75 | 30
2022/23 | 193.75 | 108.75 | 28
2022/23 | 194.25 | 108.75 | 27
2022/23 | 194.75 | 108.75 | 33
2022/23 | 195.25 | 108.75 | 21
2022/23 | 195.75 | 108.75 | 32
2022/23 | 196.25 | 108.75 | 39
2022/23 | 196.75 | 108.75 | 41
2022/23 | 197.25 | 108.75 | 41
2022/23 | 197.75 | 108.75 | 49
2022/23 | 198.25 | 108.75 | 48
2022/23 | 198.75 | 108.75 | 39
2022/23 | 199.25 | 108.75 | 57
2022/23 | 199.75 | 108.75 | 42
2022/23 | 200.25 | 108.75 | 46
2022/23 | 200.75 | 108.75 | 53
2022/23 | 201.25 | 108.75 | 61
2022/23 | 201.75 | 108.75 | 67
2022/23 | 202.25 | 108.75 | 56
2022/23 | 202.75 | 108.75 | 56
2022/23 | 203.25 | 108.75 | 63
2022/23 | 203.75 | 108.75 | 53
2022/23 | 204.25 | 108.75 | 71
2022/23 | 204.75 | 108.75 | 74
2022/23 | 205.25 | 108.75 | 62
2022/23 | 205.75 | 108.75 | 79
2022/23 | 206.25 | 108.75 | 80
2022/23 | 206.75 | 108.75 | 67
2022/23 | 207.25 | 108.75 | 84
2022/23 | 207.75 | 108.75 | 82
2022/23 | 208.25 | 108.75 | 81
2022/23 | 208.75 | 108.75 | 74
2022/23 | 209.25 | 108.75 | 78
2022/23 | 209.75 | 108.75 | 78
2022/23 | 210.25 | 108.75 | 93
2022/23 | 210.75 | 108.75 | 100
2022/23 | 211.25 | 108.75 | 102
2022/23 | 211.75 | 108.75 | 93
2022/23 | 212.25 | 108.75 | 113
2022/23 | 212.75 | 108.75 | 86
2022/23 | 213.25 | 108.75 | 110
2022/23 | 213.75 | 108.75 | 98
2022/23 | 214.25 | 108.75 | 100
2022/23 | 214.75 | 108.75 | 102
2022/23 | 215.25 | 108.75 | 98
2022/23 | 215.75 | 108.75 | 114
2022/23 | 216.25 | 108.75 | 117
2022/23 | 216.75 | 108.75 | 105
2022/23 | 217.25 | 108.75 | 125
2022/23 | 217.75 | 108.75 | 107
2022/23 | 218.25 | 108.75 | 119
2022/23 | 218.75 | 108.75 | 125
2022/23 | 219.25 | 108.75 | 130
2022/23 | 219.75 | 108.75 | 122
2022/23 | 220.25 | 108.75 | 102
2022/23 | 220.75 | 108.75 | 122
2022/23 | 221.25 | 108.75 | 103
2022/23 | 221.75 | 108.75 | 113
2022/23 | 222.25 | 108.75 | 138
2022/23 | 222.75 | 108.75 | 124
2022/23 | 223.25 | 108.75 | 120
2022/23 | 223.75 | 108.75 | 121
2022/23 | 224.25 | 108.75 | 154
2022/23 | 224.75 | 108.75 | 121
2022/23 | 225.25 | 108.75 | 130
2022/23 | 225.75 | 108.75 | 122
2022/23 | 226.25 | 108.75 | 108
2022/23 | 226.75 | 108.75 | 141
2022/23 | 227.25 | 108.75 | 135
2022/23 | 227.75 | 108.75 | 121
2022/23 | 228.25 | 108.75 | 139
2022/23 | 228.75 | 108.75 | 137
2022/23 | 229.25 | 108.75 | 123
2022/23 | 229.75 | 108.75 | 128
2022/23 | 230.25 | 108.75 | 144
2022/23 | 230.75 | 108.75 | 139
2022/23 | 231.25 | 108.75 | 149
2022/23 | 231.75 | 108.75 | 139
2022/23 | 232.25 | 108.75 | 141
2022/23 | 232.75 | 108.75 | 144
2022/23 | 233.25 | 108.75 | 123
2022/23 | 233.75 | 108.75 | 142
2022/23 | 234.25 | 108.75 | 146
2022/23 | 234.75 | 108.75 | 139
2022/23 | 235.25 | 108.75 | 140
2022/23 | 235.75 | 108.75 | 127
2022/23 | 236.25 | 108.75 | 144
2022/23 | 236.75 | 108.75 | 134
2022/23 | 237.25 | 108.75 | 138
2022/23 | 237.75 | 108.75 | 149
2022/23 | 238.25 | 108.75 | 152
2022/23 | 238.75 | 108.75 | 152
2022/23 | 239.25 | 108.75 | 170
2022/23 | 239.75 | 108.75 | 176
2022/23 | 240.25 | 108.75 | 142
2022/23 | 240.75 | 108.75 | 124
2022/23 | 241.25 | 108.75 | 159
2022/23 | 241.75 | 108.75 | 137
2022/23 | 242.25 | 108.75 | 133
2022/23 | 242.75 | 108.75 | 144
2022/23 | 243.25 | 108.75 | 149
2022/23 | 243.75 | 108.75 | 118
2022/23 | 244.25 | 108.75 | 138
2022/23 | 244.75 | 108.75 | 144
2022/23 | 245.25 | 108.75 | 141
2022/23 | 245.75 | 108.75 | 136
2022/23 | 246.25 | 108.75 | 139
2022/23 | 246.75 | 108.75 | 153
2022/23 | 247.25 | 108.75 | 149
2022/23 | 247.75 | 108.75 | 131
2022/23 | 248.25 | 108.75 | 133
2022/23 | 248.75 | 108.75 | 149
2022/23 | 249.25 | 108.75 | 138
2022/23 | 249.75 | 108.75 | 129
2022/23 | 250.25 | 108.75 | 144
2022/23 | 250.75 | 108.75 | 129
2022/23 | 251.25 | 108.75 | 138
2022/23 | 251.75 | 108.75 | 141
2022/23 | 252.25 | 108.75 | 141
2022/23 | 252.75 | 108.75 | 155
2022/23 | 253.25 | 108.75 | 127
2022/23 | 253.75 | 108.75 | 135
2022/23 | 254.25 | 108.75 | 144
2022/23 | 254.75 | 108.75 | 135
2022/23 | 255.25 | 108.75 | 139
2022/23 | 255.75 | 108.75 | 140
2022/23 | 256.25 | 108.75 | 134
2022/23 | 256.75 | 108.75 | 142
2022/23 | 257.25 | 108.75 | 122
2022/23 | 257.75 | 108.75 | 126
2022/23 | 258.25 | 108.75 | 141
2022/23 | 258.75 | 108.75 | 125
2022/23 | 259.25 | 108.75 | 121
2022/23 | 259.75 | 108.75 | 120
2022/23 | 260.25 | 108.75 | 141
2022/23 | 260.75 | 108.75 | 110
2022/23 | 261.25 | 108.75 | 145
2022/23 | 261.75 | 108.75 | 110
2022/23 | 262.25 | 108.75 | 132
2022/23 | 262.75 | 108.75 | 144
2022/23 | 263.25 | 108.75 | 140
2022/23 | 263.75 | 108.75 | 138
2022/23 | 264.25 | 108.75 | 114
2022/23 | 264.75 | 108.75 | 117
2022/23 | 265.25 | 108.75 | 121
2022/23 | 265.75 | 108.75 | 125
2022/23 | 266.25 | 108.75 | 111
2022/23 | 266.75 | 108.75 | 117
2022/23 | 267.25 | 108.75 | 117
2022/23 | 267.75 | 108.75 | 136
2022/23 | 268.25 | 108.75 | 96
2022/23 | 268.75 | 108.75 | 96
2022/23 | 269.25 | 108.75 | 110
2022/23 | 269.75 | 108.75 | 115
2022/23 | 270.25 | 108.75 | 98
2022/23 | 270.75 | 108.75 | 112
2022/23 | 271.25 | 108.75 | 110
2022/23 | 271.75 | 108.75 | 113
2022/23 | 272.25 | 108.75 | 113
2022/23 | 272.75 | 108.75 | 113
2022/23 | 273.25 | 108.75 | 122
2022/23 | 273.75 | 108.75 | 98
2022/23 | 274.25 | 108.75 | 84
2022/23 | 274.75 | 108.75 | 103
2022/23 | 275.25 | 108.75 | 84
2022/23 | 275.75 | 108.75 | 87
2022/23 | 276.25 | 108.75 | 91
2022/23 | 276.75 | 108.75 | 94
2022/23 | 277.25 | 108.75 | 82
2022/23 | 277.75 | 108.75 | 85
2022/23 | 278.25 | 108.75 | 92
2022/23 | 278.75 | 108.75 | 87
2022/23 | 279.25 | 108.75 | 95
2022/23 | 279.75 | 108.75 | 92
2022/23 | 280.25 | 108.75 | 92
2022/23 | 280.75 | 108.75 | 70
2022/23 | 281.25 | 108.75 | 94
2022/23 | 281.75 | 108.75 | 83
2022/23 | 282.25 | 108.75 | 79
2022/23 | 282.75 | 108.75 | 75
2022/23 | 283.25 | 108.75 | 74
2022/23 | 283.75 | 108.75 | 78
2022/23 | 284.25 | 108.75 | 90
2022/23 | 284.75 | 108.75 | 78
2022/23 | 285.25 | 108.75 | 95
2022/23 | 285.75 | 108.75 | 64
2022/23 | 286.25 | 108.75 | 71
2022/23 | 286.75 | 108.75 | 79
2022/23 | 287.25 | 108.75 | 79
2022/23 | 287.75 | 108.75 | 72
2022/23 | 288.25 | 108.75 | 71
2022/23 | 288.75 | 108.75 | 78
2022/23 | 289.25 | 108.75 | 64
2022/23 | 289.75 | 108.75 | 86
2022/23 | 290.25 | 108.75 | 69
2022/23 | 290.75 | 108.75 | 59
2022/23 | 291.25 | 108.75 | 60
2022/23 | 291.75 | 108.75 | 65
2022/23 | 292.25 | 108.75 | 60
2022/23 | 292.75 | 108.75 | 46
2022/23 | 293.25 | 108.75 | 65
2022/23 | 293.75 | 108.75 | 52
2022/23 | 294.25 | 108.75 | 65
2022/23 | 294.75 | 108.75 | 65
2022/23 | 295.25 | 108.75 | 55
2022/23 | 295.75 | 108.75 | 69
2022/23 | 296.25 | 108.75 | 59
2022/23 | 296.75 | 108.75 | 70
2022/23 | 297.25 | 108.75 | 64
2022/23 | 297.75 | 108.75 | 59
2022/23 | 298.25 | 108.75 | 59
2022/23 | 298.75 | 108.75 | 64
2022/23 | 299.25 | 108.75 | 56
2022/23 | 299.75 | 108.75 | 46
2022/23 | 300.25 | 108.75 | 49
2022/23 | 300.75 | 108.75 | 58
2022/23 | 301.25 | 108.75 | 68
2022/23 | 301.75 | 108.75 | 52
2022/23 | 302.25 | 108.75 | 59
2022/23 | 302.75 | 108.75 | 37
2022/23 | 303.25 | 108.75 | 46
2022/23 | 303.75 | 108.75 | 45
2022/23 | 304.25 | 108.75 | 42
2022/23 | 304.75 | 108.75 | 45
2022/23 | 305.25 | 108.75 | 34
2022/23 | 305.75 | 108.75 | 43
2022/23 | 306.25 | 108.75 | 33
2022/23 | 306.75 | 108.75 | 46
2022/23 | 307.25 | 108.75 | 43
2022/23 | 307.75 | 108.75 | 41
2022/23 | 308.25 | 108.75 | 35
2022/23 | 308.75 | 108.75 | 35
2022/23 | 309.25 | 108.75 | 34
2022/23 | 309.75 | 108.75 | 45
2022/23 | 310.25 | 108.75 | 37
2022/23 | 310.75 | 108.75 | 27
2022/23 | 311.25 | 108.75 | 38
2022/23 | 311.75 | 108.75 | 29
2022/23 | 312.25 | 108.75 | 36
2022/23 | 312.75 | 108.75 | 31
2022/23 | 313.25 | 108.75 | 30
2022/23 | 313.75 | 108.75 | 27
2022/23 | 314.25 | 108.75 | 29
2022/23 | 314.75 | 108.75 | 28
2022/23 | 315.25 | 108.75 | 25
2022/23 | 315.75 | 108.75 | 27
2022/23 | 316.25 | 108.75 | 36
2022/23 | 316.75 | 108.75 | 33
2022/23 | 317.25 | 108.75 | 34
2022/23 | 317.75 | 108.75 | 27
2022/23 | 318.25 | 108.75 | 17
2022/23 | 318.75 | 108.75 | 32
2022/23 | 319.25 | 108.75 | 46
2022/23 | 319.75 | 108.75 | 23
2022/23 | 320.25 | 108.75 | 28
2022/23 | 320.75 | 108.75 | 25
2022/23 | 321.25 | 108.75 | 27
2022/23 | 321.75 | 108.75 | 26
2022/23 | 322.25 | 108.75 | 20
2022/23 | 322.75 | 108.75 | 14
2022/23 | 323.25 | 108.75 | 15
2022/23 | 323.75 | 108.75 | 27
2022/23 | 324.25 | 108.75 | 21
2022/23 | 324.75 | 108.75 | 16
2022/23 | 325.25 | 108.75 | 17
2022/23 | 325.75 | 108.75 | 18
2022/23 | 326.25 | 108.75 | 24
2022/23 | 326.75 | 108.75 | 13
2022/23 | 327.25 | 108.75 | 24
2022/23 | 327.75 | 108.75 | 16
2022/23 | 328.25 | 108.75 | 13
2022/23 | 328.75 | 108.75 | 18
2022/23 | 329.25 | 108.75 | 20
2022/23 | 329.75 | 108.75 | 16
2022/23 | 330.25 | 108.75 | 18
2022/23 | 330.75 | 108.75 | 14
2022/23 | 331.25 | 108.75 | 18
2022/23 | 331.75 | 108.75 | 16
2022/23 | 332.25 | 108.75 | 10
2022/23 | 332.75 | 108.75 | 10
2022/23 | 333.25 | 108.75 | 6
2022/23 | 333.75 | 108.75 | 10
2022/23 | 334.25 | 108.75 | 12
2022/23 | 334.75 | 108.75 | 11
2022/23 | 335.25 | 108.75 | 9
2022/23 | 335.75 | 108.75 | 14
2022/23 | 336.25 | 108.75 | 16
2022/23 | 336.75 | 108.75 | 13
2022/23 | 337.25 | 108.75 | 11
2022/23 | 337.75 | 108.75 | 14
2022/23 | 338.25 | 108.75 | 8
2022/23 | 338.75 | 108.75 | 5
2022/23 | 339.25 | 108.75 | 10
2022/23 | 339.75 | 108.75 | 10
2022/23 | 340.25 | 108.75 | 12
2022/23 | 340.75 | 108.75 | 8
2022/23 | 341.25 | 108.75 | 12
2022/23 | 341.75 | 108.75 | 5
2022/23 | 342.25 | 108.75 | 6
2022/23 | 342.75 | 108.75 | 10
2022/23 | 343.25 | 108.75 | 16
2022/23 | 343.75 | 108.75 | 10
2022/23 | 344.25 | 108.75 | 10
2022/23 | 344.75 | 108.75 | 6
2022/23 | 345.25 | 108.75 | 11
2022/23 | 345.75 | 108.75 | 7
2022/23 | 346.25 | 108.75 | 9
2022/23 | 346.75 | 108.75 | 8
2022/23 | 347.25 | 108.75 | 8
2022/23 | 347.75 | 108.75 | 9
2022/23 | 348.25 | 108.75 | 4
2022/23 | 348.75 | 108.75 | 11
2022/23 | 349.25 | 108.75 | 8
2022/23 | 349.75 | 108.75 | 7
2022/23 | 350.25 | 108.75 | 13
2022/23 | 350.75 | 108.75 | 6
2022/23 | 351.25 | 108.75 | 3
2022/23 | 351.75 | 108.75 | 9
2022/23 | 352.25 | 108.75 | 8
2022/23 | 352.75 | 108.75 | 5
2022/23 | 353.25 | 108.75 | 4
2022/23 | 353.75 | 108.75 | 6
2022/23 | 354.25 | 108.75 | 7
2022/23 | 354.75 | 108.75 | 6
2022/23 | 355.25 | 108.75 | 4
2022/23 | 355.75 | 108.75 | 3
2022/23 | 356.25 | 108.75 | 8
2022/23 | 356.75 | 108.75 | 3
2022/23 | 357.25 | 108.75 | 3
2022/23 | 357.75 | 108.75 | 5
2022/23 | 358.25 | 108.75 | 3
2022/23 | 358.75 | 108.75 | 3
2022/23 | 359.25 | 108.75 | 9
2022/23 | 359.75 | 108.75 | 6
2022/23 | 360.25 | 108.75 | 2
2022/23 | 360.75 | 108.75 | 1
2022/23 | 361.25 | 108.75 | 1
2022/23 | 361.75 | 108.75 | 7
2022/23 | 362.25 | 108.75 | 7
2022/23 | 362.75 | 108.75 | 6
2022/23 | 363.25 | 108.75 | 6
2022/23 | 363.75 | 108.75 | 6
2022/23 | 364.25 | 108.75 | 4
2022/23 | 364.75 | 108.75 | 9
2022/23 | 365.25 | 108.75 | 6
2022/23 | 365.75 | 108.75 | 3
2022/23 | 366.25 | 108.75 | 3
2022/23 | 366.75 | 108.75 | 4
2022/23 | 367.25 | 108.75 | 2
2022/23 | 367.75 | 108.75 | 7
2022/23 | 368.25 | 108.75 | 4
2022/23 | 368.75 | 108.75 | 2
2022/23 | 369.25 | 108.75 | 4
2022/23 | 369.75 | 108.75 | 6
2022/23 | 370.25 | 108.75 | 1
2022/23 | 370.75 | 108.75 | 4
2022/23 | 371.25 | 108.75 | 4
2022/23 | 371.75 | 108.75 | 1
2022/23 | 372.25 | 108.75 | 3
2022/23 | 372.75 | 108.75 | 7
2022/23 | 373.25 | 108.75 | 3
2022/23 | 373.75 | 108.75 | 9
2022/23 | 374.25 | 108.75 | 3
2022/23 | 374.75 | 108.75 | 4
2022/23 | 375.25 | 108.75 | 4
2022/23 | 375.75 | 108.75 | 3
2022/23 | 376.25 | 108.75 | 5
2022/23 | 376.75 | 108.75 | 3
2022/23 | 377.25 | 108.75 | 3
2022/23 | 377.75 | 108.75 | 3
2022/23 | 378.25 | 108.75 | 2
2022/23 | 378.75 | 108.75 | 2
2022/23 | 379.25 | 108.75 | 2
2022/23 | 379.75 | 108.75 | 2
2022/23 | 380.25 | 108.75 | 2
2022/23 | 380.75 | 108.75 | 3
2022/23 | 381.75 | 108.75 | 2
2022/23 | 382.25 | 108.75 | 2
2022/23 | 382.75 | 108.75 | 4
2022/23 | 383.25 | 108.75 | 4
2022/23 | 383.75 | 108.75 | 1
2022/23 | 384.75 | 108.75 | 4
2022/23 | 385.25 | 108.75 | 7
2022/23 | 386.25 | 108.75 | 2
2022/23 | 386.75 | 108.75 | 1
2022/23 | 387.25 | 108.75 | 1
2022/23 | 387.75 | 108.75 | 1
2022/23 | 389.25 | 108.75 | 2
2022/23 | 389.75 | 108.75 | 1
2022/23 | 391.25 | 108.75 | 2
2022/23 | 391.75 | 108.75 | 1
2022/23 | 392.25 | 108.75 | 1
2022/23 | 392.75 | 108.75 | 2
2022/23 | 393.25 | 108.75 | 1
2022/23 | 393.75 | 108.75 | 2
2022/23 | 394.25 | 108.75 | 1
2022/23 | 395.25 | 108.75 | 2
2022/23 | 395.75 | 108.75 | 2
2022/23 | 396.75 | 108.75 | 2
2022/23 | 397.25 | 108.75 | 1
2022/23 | 398.75 | 108.75 | 1
2022/23 | 402.25 | 108.75 | 1
2022/23 | 403.75 | 108.75 | 1
2022/23 | 404.75 | 108.75 | 2
2022/23 | 405.25 | 108.75 | 1
2022/23 | 406.25 | 108.75 | 2
2022/23 | 406.75 | 108.75 | 1
2022/23 | 408.75 | 108.75 | 1
2022/23 | 409.25 | 108.75 | 1
2022/23 | 409.75 | 108.75 | 1
2022/23 | 413.75 | 108.75 | 1
2022/23 | 414.25 | 108.75 | 1
2022/23 | 417.75 | 108.75 | 1
2022/23 | 418.75 | 108.75 | 1
2022/23 | 419.25 | 108.75 | 1
2022/23 | 419.75 | 108.75 | 1
2022/23 | 420.75 | 108.75 | 1
2022/23 | 426.75 | 108.75 | 2
2022/23 | 432.25 | 108.75 | 1
2022/23 | 435.25 | 108.75 | 1
2022/23 | 437.25 | 108.75 | 1
2022/23 | 441.25 | 108.75 | 1
2022/23 | 444.25 | 108.75 | 1
2022/23 | 445.25 | 108.75 | 1
2022/23 | 455.75 | 108.75 | 1
2022/23 | 461.75 | 108.75 | 1
2022/23 | 469.25 | 108.75 | 1
2022/23 | 152.25 | 109.25 | 1
2022/23 | 152.75 | 109.25 | 1
2022/23 | 153.25 | 109.25 | 1
2022/23 | 154.25 | 109.25 | 1
2022/23 | 155.25 | 109.25 | 1
2022/23 | 155.75 | 109.25 | 1
2022/23 | 156.75 | 109.25 | 2
2022/23 | 159.25 | 109.25 | 2
2022/23 | 159.75 | 109.25 | 2
2022/23 | 160.75 | 109.25 | 1
2022/23 | 162.25 | 109.25 | 1
2022/23 | 162.75 | 109.25 | 1
2022/23 | 163.25 | 109.25 | 2
2022/23 | 163.75 | 109.25 | 2
2022/23 | 164.25 | 109.25 | 2
2022/23 | 164.75 | 109.25 | 3
2022/23 | 165.75 | 109.25 | 3
2022/23 | 166.75 | 109.25 | 1
2022/23 | 167.25 | 109.25 | 1
2022/23 | 167.75 | 109.25 | 2
2022/23 | 168.25 | 109.25 | 1
2022/23 | 168.75 | 109.25 | 2
2022/23 | 169.75 | 109.25 | 3
2022/23 | 170.25 | 109.25 | 1
2022/23 | 170.75 | 109.25 | 2
2022/23 | 171.75 | 109.25 | 1
2022/23 | 172.25 | 109.25 | 5
2022/23 | 172.75 | 109.25 | 1
2022/23 | 173.25 | 109.25 | 5
2022/23 | 173.75 | 109.25 | 4
2022/23 | 174.25 | 109.25 | 5
2022/23 | 174.75 | 109.25 | 6
2022/23 | 175.25 | 109.25 | 6
2022/23 | 175.75 | 109.25 | 3
2022/23 | 176.25 | 109.25 | 4
2022/23 | 176.75 | 109.25 | 2
2022/23 | 177.25 | 109.25 | 8
2022/23 | 177.75 | 109.25 | 9
2022/23 | 178.25 | 109.25 | 7
2022/23 | 178.75 | 109.25 | 5
2022/23 | 179.25 | 109.25 | 5
2022/23 | 179.75 | 109.25 | 10
2022/23 | 180.25 | 109.25 | 6
2022/23 | 180.75 | 109.25 | 7
2022/23 | 181.25 | 109.25 | 5
2022/23 | 181.75 | 109.25 | 7
2022/23 | 182.25 | 109.25 | 8
2022/23 | 182.75 | 109.25 | 12
2022/23 | 183.25 | 109.25 | 13
2022/23 | 183.75 | 109.25 | 8
2022/23 | 184.25 | 109.25 | 10
2022/23 | 184.75 | 109.25 | 12
2022/23 | 185.25 | 109.25 | 20
2022/23 | 185.75 | 109.25 | 19
2022/23 | 186.25 | 109.25 | 12
2022/23 | 186.75 | 109.25 | 14
2022/23 | 187.25 | 109.25 | 18
2022/23 | 187.75 | 109.25 | 13
2022/23 | 188.25 | 109.25 | 13
2022/23 | 188.75 | 109.25 | 18
2022/23 | 189.25 | 109.25 | 20
2022/23 | 189.75 | 109.25 | 22
2022/23 | 190.25 | 109.25 | 12
2022/23 | 190.75 | 109.25 | 20
2022/23 | 191.25 | 109.25 | 22
2022/23 | 191.75 | 109.25 | 15
2022/23 | 192.25 | 109.25 | 20
2022/23 | 192.75 | 109.25 | 28
2022/23 | 193.25 | 109.25 | 19
2022/23 | 193.75 | 109.25 | 35
2022/23 | 194.25 | 109.25 | 35
2022/23 | 194.75 | 109.25 | 30
2022/23 | 195.25 | 109.25 | 26
2022/23 | 195.75 | 109.25 | 24
2022/23 | 196.25 | 109.25 | 33
2022/23 | 196.75 | 109.25 | 32
2022/23 | 197.25 | 109.25 | 35
2022/23 | 197.75 | 109.25 | 33
2022/23 | 198.25 | 109.25 | 39
2022/23 | 198.75 | 109.25 | 48
2022/23 | 199.25 | 109.25 | 46
2022/23 | 199.75 | 109.25 | 47
2022/23 | 200.25 | 109.25 | 43
2022/23 | 200.75 | 109.25 | 53
2022/23 | 201.25 | 109.25 | 49
2022/23 | 201.75 | 109.25 | 48
2022/23 | 202.25 | 109.25 | 45
2022/23 | 202.75 | 109.25 | 49
2022/23 | 203.25 | 109.25 | 52
2022/23 | 203.75 | 109.25 | 60
2022/23 | 204.25 | 109.25 | 66
2022/23 | 204.75 | 109.25 | 65
2022/23 | 205.25 | 109.25 | 54
2022/23 | 205.75 | 109.25 | 65
2022/23 | 206.25 | 109.25 | 85
2022/23 | 206.75 | 109.25 | 75
2022/23 | 207.25 | 109.25 | 66
2022/23 | 207.75 | 109.25 | 63
2022/23 | 208.25 | 109.25 | 73
2022/23 | 208.75 | 109.25 | 88
2022/23 | 209.25 | 109.25 | 86
2022/23 | 209.75 | 109.25 | 83
2022/23 | 210.25 | 109.25 | 90
2022/23 | 210.75 | 109.25 | 84
2022/23 | 211.25 | 109.25 | 112
2022/23 | 211.75 | 109.25 | 82
2022/23 | 212.25 | 109.25 | 92
2022/23 | 212.75 | 109.25 | 93
2022/23 | 213.25 | 109.25 | 103
2022/23 | 213.75 | 109.25 | 90
2022/23 | 214.25 | 109.25 | 97
2022/23 | 214.75 | 109.25 | 97
2022/23 | 215.25 | 109.25 | 111
2022/23 | 215.75 | 109.25 | 105
2022/23 | 216.25 | 109.25 | 107
2022/23 | 216.75 | 109.25 | 109
2022/23 | 217.25 | 109.25 | 127
2022/23 | 217.75 | 109.25 | 114
2022/23 | 218.25 | 109.25 | 111
2022/23 | 218.75 | 109.25 | 118
2022/23 | 219.25 | 109.25 | 117
2022/23 | 219.75 | 109.25 | 118
2022/23 | 220.25 | 109.25 | 119
2022/23 | 220.75 | 109.25 | 131
2022/23 | 221.25 | 109.25 | 121
2022/23 | 221.75 | 109.25 | 119
2022/23 | 222.25 | 109.25 | 138
2022/23 | 222.75 | 109.25 | 117
2022/23 | 223.25 | 109.25 | 124
2022/23 | 223.75 | 109.25 | 124
2022/23 | 224.25 | 109.25 | 123
2022/23 | 224.75 | 109.25 | 139
2022/23 | 225.25 | 109.25 | 140
2022/23 | 225.75 | 109.25 | 129
2022/23 | 226.25 | 109.25 | 171
2022/23 | 226.75 | 109.25 | 135
2022/23 | 227.25 | 109.25 | 126
2022/23 | 227.75 | 109.25 | 119
2022/23 | 228.25 | 109.25 | 147
2022/23 | 228.75 | 109.25 | 149
2022/23 | 229.25 | 109.25 | 139
2022/23 | 229.75 | 109.25 | 131
2022/23 | 230.25 | 109.25 | 128
2022/23 | 230.75 | 109.25 | 131
2022/23 | 231.25 | 109.25 | 119
2022/23 | 231.75 | 109.25 | 131
2022/23 | 232.25 | 109.25 | 133
2022/23 | 232.75 | 109.25 | 130
2022/23 | 233.25 | 109.25 | 153
2022/23 | 233.75 | 109.25 | 135
2022/23 | 234.25 | 109.25 | 127
2022/23 | 234.75 | 109.25 | 146
2022/23 | 235.25 | 109.25 | 157
2022/23 | 235.75 | 109.25 | 171
2022/23 | 236.25 | 109.25 | 145
2022/23 | 236.75 | 109.25 | 159
2022/23 | 237.25 | 109.25 | 159
2022/23 | 237.75 | 109.25 | 152
2022/23 | 238.25 | 109.25 | 132
2022/23 | 238.75 | 109.25 | 150
2022/23 | 239.25 | 109.25 | 133
2022/23 | 239.75 | 109.25 | 143
2022/23 | 240.25 | 109.25 | 125
2022/23 | 240.75 | 109.25 | 150
2022/23 | 241.25 | 109.25 | 132
2022/23 | 241.75 | 109.25 | 153
2022/23 | 242.25 | 109.25 | 138
2022/23 | 242.75 | 109.25 | 137
2022/23 | 243.25 | 109.25 | 163
2022/23 | 243.75 | 109.25 | 139
2022/23 | 244.25 | 109.25 | 154
2022/23 | 244.75 | 109.25 | 133
2022/23 | 245.25 | 109.25 | 154
2022/23 | 245.75 | 109.25 | 146
2022/23 | 246.25 | 109.25 | 151
2022/23 | 246.75 | 109.25 | 153
2022/23 | 247.25 | 109.25 | 138
2022/23 | 247.75 | 109.25 | 143
2022/23 | 248.25 | 109.25 | 155
2022/23 | 248.75 | 109.25 | 120
2022/23 | 249.25 | 109.25 | 140
2022/23 | 249.75 | 109.25 | 132
2022/23 | 250.25 | 109.25 | 173
2022/23 | 250.75 | 109.25 | 147
2022/23 | 251.25 | 109.25 | 150
2022/23 | 251.75 | 109.25 | 139
2022/23 | 252.25 | 109.25 | 153
2022/23 | 252.75 | 109.25 | 160
2022/23 | 253.25 | 109.25 | 141
2022/23 | 253.75 | 109.25 | 138
2022/23 | 254.25 | 109.25 | 137
2022/23 | 254.75 | 109.25 | 133
2022/23 | 255.25 | 109.25 | 172
2022/23 | 255.75 | 109.25 | 153
2022/23 | 256.25 | 109.25 | 142
2022/23 | 256.75 | 109.25 | 142
2022/23 | 257.25 | 109.25 | 128
2022/23 | 257.75 | 109.25 | 140
2022/23 | 258.25 | 109.25 | 124
2022/23 | 258.75 | 109.25 | 129
2022/23 | 259.25 | 109.25 | 130
2022/23 | 259.75 | 109.25 | 141
2022/23 | 260.25 | 109.25 | 142
2022/23 | 260.75 | 109.25 | 111
2022/23 | 261.25 | 109.25 | 131
2022/23 | 261.75 | 109.25 | 126
2022/23 | 262.25 | 109.25 | 109
2022/23 | 262.75 | 109.25 | 132
2022/23 | 263.25 | 109.25 | 103
2022/23 | 263.75 | 109.25 | 132
2022/23 | 264.25 | 109.25 | 118
2022/23 | 264.75 | 109.25 | 120
2022/23 | 265.25 | 109.25 | 113
2022/23 | 265.75 | 109.25 | 121
2022/23 | 266.25 | 109.25 | 107
2022/23 | 266.75 | 109.25 | 119
2022/23 | 267.25 | 109.25 | 134
2022/23 | 267.75 | 109.25 | 123
2022/23 | 268.25 | 109.25 | 110
2022/23 | 268.75 | 109.25 | 100
2022/23 | 269.25 | 109.25 | 110
2022/23 | 269.75 | 109.25 | 114
2022/23 | 270.25 | 109.25 | 132
2022/23 | 270.75 | 109.25 | 112
2022/23 | 271.25 | 109.25 | 111
2022/23 | 271.75 | 109.25 | 108
2022/23 | 272.25 | 109.25 | 100
2022/23 | 272.75 | 109.25 | 114
2022/23 | 273.25 | 109.25 | 113
2022/23 | 273.75 | 109.25 | 120
2022/23 | 274.25 | 109.25 | 105
2022/23 | 274.75 | 109.25 | 94
2022/23 | 275.25 | 109.25 | 115
2022/23 | 275.75 | 109.25 | 100
2022/23 | 276.25 | 109.25 | 85
2022/23 | 276.75 | 109.25 | 99
2022/23 | 277.25 | 109.25 | 88
2022/23 | 277.75 | 109.25 | 112
2022/23 | 278.25 | 109.25 | 96
2022/23 | 278.75 | 109.25 | 98
2022/23 | 279.25 | 109.25 | 89
2022/23 | 279.75 | 109.25 | 96
2022/23 | 280.25 | 109.25 | 109
2022/23 | 280.75 | 109.25 | 99
2022/23 | 281.25 | 109.25 | 77
2022/23 | 281.75 | 109.25 | 75
2022/23 | 282.25 | 109.25 | 82
2022/23 | 282.75 | 109.25 | 76
2022/23 | 283.25 | 109.25 | 100
2022/23 | 283.75 | 109.25 | 98
2022/23 | 284.25 | 109.25 | 101
2022/23 | 284.75 | 109.25 | 86
2022/23 | 285.25 | 109.25 | 89
2022/23 | 285.75 | 109.25 | 83
2022/23 | 286.25 | 109.25 | 90
2022/23 | 286.75 | 109.25 | 73
2022/23 | 287.25 | 109.25 | 76
2022/23 | 287.75 | 109.25 | 68
2022/23 | 288.25 | 109.25 | 72
2022/23 | 288.75 | 109.25 | 84
2022/23 | 289.25 | 109.25 | 76
2022/23 | 289.75 | 109.25 | 63
2022/23 | 290.25 | 109.25 | 62
2022/23 | 290.75 | 109.25 | 74
2022/23 | 291.25 | 109.25 | 70
2022/23 | 291.75 | 109.25 | 78
2022/23 | 292.25 | 109.25 | 85
2022/23 | 292.75 | 109.25 | 60
2022/23 | 293.25 | 109.25 | 66
2022/23 | 293.75 | 109.25 | 59
2022/23 | 294.25 | 109.25 | 76
2022/23 | 294.75 | 109.25 | 71
2022/23 | 295.25 | 109.25 | 61
2022/23 | 295.75 | 109.25 | 67
2022/23 | 296.25 | 109.25 | 75
2022/23 | 296.75 | 109.25 | 54
2022/23 | 297.25 | 109.25 | 56
2022/23 | 297.75 | 109.25 | 55
2022/23 | 298.25 | 109.25 | 43
2022/23 | 298.75 | 109.25 | 56
2022/23 | 299.25 | 109.25 | 62
2022/23 | 299.75 | 109.25 | 54
2022/23 | 300.25 | 109.25 | 66
2022/23 | 300.75 | 109.25 | 46
2022/23 | 301.25 | 109.25 | 50
2022/23 | 301.75 | 109.25 | 44
2022/23 | 302.25 | 109.25 | 45
2022/23 | 302.75 | 109.25 | 56
2022/23 | 303.25 | 109.25 | 47
2022/23 | 303.75 | 109.25 | 55
2022/23 | 304.25 | 109.25 | 39
2022/23 | 304.75 | 109.25 | 49
2022/23 | 305.25 | 109.25 | 52
2022/23 | 305.75 | 109.25 | 47
2022/23 | 306.25 | 109.25 | 58
2022/23 | 306.75 | 109.25 | 41
2022/23 | 307.25 | 109.25 | 39
2022/23 | 307.75 | 109.25 | 39
2022/23 | 308.25 | 109.25 | 45
2022/23 | 308.75 | 109.25 | 49
2022/23 | 309.25 | 109.25 | 43
2022/23 | 309.75 | 109.25 | 35
2022/23 | 310.25 | 109.25 | 32
2022/23 | 310.75 | 109.25 | 36
2022/23 | 311.25 | 109.25 | 37
2022/23 | 311.75 | 109.25 | 50
2022/23 | 312.25 | 109.25 | 38
2022/23 | 312.75 | 109.25 | 30
2022/23 | 313.25 | 109.25 | 36
2022/23 | 313.75 | 109.25 | 22
2022/23 | 314.25 | 109.25 | 30
2022/23 | 314.75 | 109.25 | 34
2022/23 | 315.25 | 109.25 | 30
2022/23 | 315.75 | 109.25 | 23
2022/23 | 316.25 | 109.25 | 30
2022/23 | 316.75 | 109.25 | 38
2022/23 | 317.25 | 109.25 | 31
2022/23 | 317.75 | 109.25 | 24
2022/23 | 318.25 | 109.25 | 24
2022/23 | 318.75 | 109.25 | 33
2022/23 | 319.25 | 109.25 | 24
2022/23 | 319.75 | 109.25 | 24
2022/23 | 320.25 | 109.25 | 25
2022/23 | 320.75 | 109.25 | 24
2022/23 | 321.25 | 109.25 | 28
2022/23 | 321.75 | 109.25 | 27
2022/23 | 322.25 | 109.25 | 30
2022/23 | 322.75 | 109.25 | 32
2022/23 | 323.25 | 109.25 | 23
2022/23 | 323.75 | 109.25 | 24
2022/23 | 324.25 | 109.25 | 23
2022/23 | 324.75 | 109.25 | 20
2022/23 | 325.25 | 109.25 | 19
2022/23 | 325.75 | 109.25 | 23
2022/23 | 326.25 | 109.25 | 16
2022/23 | 326.75 | 109.25 | 29
2022/23 | 327.25 | 109.25 | 15
2022/23 | 327.75 | 109.25 | 12
2022/23 | 328.25 | 109.25 | 26
2022/23 | 328.75 | 109.25 | 13
2022/23 | 329.25 | 109.25 | 22
2022/23 | 329.75 | 109.25 | 20
2022/23 | 330.25 | 109.25 | 12
2022/23 | 330.75 | 109.25 | 14
2022/23 | 331.25 | 109.25 | 20
2022/23 | 331.75 | 109.25 | 10
2022/23 | 332.25 | 109.25 | 13
2022/23 | 332.75 | 109.25 | 14
2022/23 | 333.25 | 109.25 | 18
2022/23 | 333.75 | 109.25 | 12
2022/23 | 334.25 | 109.25 | 10
2022/23 | 334.75 | 109.25 | 14
2022/23 | 335.25 | 109.25 | 14
2022/23 | 335.75 | 109.25 | 11
2022/23 | 336.25 | 109.25 | 14
2022/23 | 336.75 | 109.25 | 10
2022/23 | 337.25 | 109.25 | 10
2022/23 | 337.75 | 109.25 | 14
2022/23 | 338.25 | 109.25 | 15
2022/23 | 338.75 | 109.25 | 15
2022/23 | 339.25 | 109.25 | 11
2022/23 | 339.75 | 109.25 | 9
2022/23 | 340.25 | 109.25 | 16
2022/23 | 340.75 | 109.25 | 15
2022/23 | 341.25 | 109.25 | 12
2022/23 | 341.75 | 109.25 | 14
2022/23 | 342.25 | 109.25 | 11
2022/23 | 342.75 | 109.25 | 8
2022/23 | 343.25 | 109.25 | 11
2022/23 | 343.75 | 109.25 | 10
2022/23 | 344.25 | 109.25 | 6
2022/23 | 344.75 | 109.25 | 8
2022/23 | 345.25 | 109.25 | 9
2022/23 | 345.75 | 109.25 | 5
2022/23 | 346.25 | 109.25 | 10
2022/23 | 346.75 | 109.25 | 5
2022/23 | 347.25 | 109.25 | 13
2022/23 | 347.75 | 109.25 | 5
2022/23 | 348.25 | 109.25 | 11
2022/23 | 348.75 | 109.25 | 8
2022/23 | 349.25 | 109.25 | 11
2022/23 | 349.75 | 109.25 | 8
2022/23 | 350.25 | 109.25 | 7
2022/23 | 350.75 | 109.25 | 8
2022/23 | 351.25 | 109.25 | 15
2022/23 | 351.75 | 109.25 | 9
2022/23 | 352.25 | 109.25 | 7
2022/23 | 352.75 | 109.25 | 5
2022/23 | 353.25 | 109.25 | 10
2022/23 | 353.75 | 109.25 | 6
2022/23 | 354.25 | 109.25 | 9
2022/23 | 354.75 | 109.25 | 5
2022/23 | 355.25 | 109.25 | 4
2022/23 | 355.75 | 109.25 | 11
2022/23 | 356.25 | 109.25 | 4
2022/23 | 356.75 | 109.25 | 3
2022/23 | 357.25 | 109.25 | 5
2022/23 | 357.75 | 109.25 | 10
2022/23 | 358.25 | 109.25 | 4
2022/23 | 358.75 | 109.25 | 4
2022/23 | 359.25 | 109.25 | 5
2022/23 | 359.75 | 109.25 | 2
2022/23 | 360.25 | 109.25 | 6
2022/23 | 360.75 | 109.25 | 4
2022/23 | 361.25 | 109.25 | 7
2022/23 | 361.75 | 109.25 | 5
2022/23 | 362.25 | 109.25 | 2
2022/23 | 362.75 | 109.25 | 6
2022/23 | 363.25 | 109.25 | 2
2022/23 | 363.75 | 109.25 | 7
2022/23 | 364.25 | 109.25 | 5
2022/23 | 364.75 | 109.25 | 4
2022/23 | 365.25 | 109.25 | 3
2022/23 | 365.75 | 109.25 | 1
2022/23 | 366.25 | 109.25 | 3
2022/23 | 366.75 | 109.25 | 1
2022/23 | 367.25 | 109.25 | 3
2022/23 | 367.75 | 109.25 | 4
2022/23 | 368.25 | 109.25 | 2
2022/23 | 368.75 | 109.25 | 1
2022/23 | 369.25 | 109.25 | 3
2022/23 | 369.75 | 109.25 | 4
2022/23 | 370.25 | 109.25 | 1
2022/23 | 370.75 | 109.25 | 2
2022/23 | 371.25 | 109.25 | 3
2022/23 | 371.75 | 109.25 | 3
2022/23 | 372.25 | 109.25 | 2
2022/23 | 372.75 | 109.25 | 2
2022/23 | 373.75 | 109.25 | 3
2022/23 | 374.25 | 109.25 | 4
2022/23 | 374.75 | 109.25 | 2
2022/23 | 375.25 | 109.25 | 1
2022/23 | 375.75 | 109.25 | 4
2022/23 | 376.25 | 109.25 | 3
2022/23 | 376.75 | 109.25 | 4
2022/23 | 377.25 | 109.25 | 2
2022/23 | 377.75 | 109.25 | 3
2022/23 | 378.25 | 109.25 | 3
2022/23 | 378.75 | 109.25 | 1
2022/23 | 379.25 | 109.25 | 5
2022/23 | 379.75 | 109.25 | 4
2022/23 | 380.25 | 109.25 | 2
2022/23 | 380.75 | 109.25 | 1
2022/23 | 381.25 | 109.25 | 2
2022/23 | 382.25 | 109.25 | 1
2022/23 | 382.75 | 109.25 | 2
2022/23 | 383.25 | 109.25 | 2
2022/23 | 383.75 | 109.25 | 2
2022/23 | 384.25 | 109.25 | 2
2022/23 | 384.75 | 109.25 | 5
2022/23 | 385.75 | 109.25 | 1
2022/23 | 386.25 | 109.25 | 1
2022/23 | 387.25 | 109.25 | 1
2022/23 | 387.75 | 109.25 | 2
2022/23 | 388.25 | 109.25 | 2
2022/23 | 388.75 | 109.25 | 1
2022/23 | 389.25 | 109.25 | 1
2022/23 | 389.75 | 109.25 | 2
2022/23 | 390.25 | 109.25 | 2
2022/23 | 391.75 | 109.25 | 2
2022/23 | 392.25 | 109.25 | 3
2022/23 | 392.75 | 109.25 | 1
2022/23 | 393.25 | 109.25 | 4
2022/23 | 393.75 | 109.25 | 4
2022/23 | 395.25 | 109.25 | 1
2022/23 | 398.25 | 109.25 | 1
2022/23 | 399.75 | 109.25 | 1
2022/23 | 400.75 | 109.25 | 1
2022/23 | 401.75 | 109.25 | 1
2022/23 | 403.25 | 109.25 | 1
2022/23 | 405.25 | 109.25 | 1
2022/23 | 406.75 | 109.25 | 2
2022/23 | 407.25 | 109.25 | 1
2022/23 | 407.75 | 109.25 | 1
2022/23 | 408.25 | 109.25 | 1
2022/23 | 410.75 | 109.25 | 1
2022/23 | 411.75 | 109.25 | 1
2022/23 | 415.75 | 109.25 | 1
2022/23 | 417.25 | 109.25 | 1
2022/23 | 418.75 | 109.25 | 1
2022/23 | 419.75 | 109.25 | 1
2022/23 | 422.75 | 109.25 | 1
2022/23 | 423.25 | 109.25 | 1
2022/23 | 424.75 | 109.25 | 1
2022/23 | 428.25 | 109.25 | 1
2022/23 | 430.25 | 109.25 | 1
2022/23 | 430.75 | 109.25 | 1
2022/23 | 435.75 | 109.25 | 1
2022/23 | 438.25 | 109.25 | 1
2022/23 | 438.75 | 109.25 | 1
2022/23 | 442.25 | 109.25 | 1
2022/23 | 451.75 | 109.25 | 1
2022/23 | 453.75 | 109.25 | 2
2022/23 | 460.25 | 109.25 | 1
2022/23 | 496.25 | 109.25 | 1
2022/23 | 147.25 | 109.75 | 1
2022/23 | 151.25 | 109.75 | 1
2022/23 | 156.75 | 109.75 | 1
2022/23 | 157.25 | 109.75 | 2
2022/23 | 157.75 | 109.75 | 1
2022/23 | 159.25 | 109.75 | 3
2022/23 | 160.25 | 109.75 | 1
2022/23 | 161.25 | 109.75 | 1
2022/23 | 162.75 | 109.75 | 1
2022/23 | 163.75 | 109.75 | 1
2022/23 | 164.25 | 109.75 | 2
2022/23 | 164.75 | 109.75 | 1
2022/23 | 165.25 | 109.75 | 4
2022/23 | 165.75 | 109.75 | 1
2022/23 | 166.75 | 109.75 | 4
2022/23 | 167.25 | 109.75 | 3
2022/23 | 167.75 | 109.75 | 2
2022/23 | 168.25 | 109.75 | 2
2022/23 | 168.75 | 109.75 | 1
2022/23 | 169.25 | 109.75 | 1
2022/23 | 169.75 | 109.75 | 3
2022/23 | 170.25 | 109.75 | 2
2022/23 | 170.75 | 109.75 | 2
2022/23 | 171.75 | 109.75 | 4
2022/23 | 172.25 | 109.75 | 4
2022/23 | 173.25 | 109.75 | 1
2022/23 | 173.75 | 109.75 | 5
2022/23 | 174.25 | 109.75 | 1
2022/23 | 174.75 | 109.75 | 2
2022/23 | 175.25 | 109.75 | 5
2022/23 | 175.75 | 109.75 | 2
2022/23 | 176.25 | 109.75 | 6
2022/23 | 176.75 | 109.75 | 2
2022/23 | 177.25 | 109.75 | 4
2022/23 | 177.75 | 109.75 | 5
2022/23 | 178.25 | 109.75 | 3
2022/23 | 178.75 | 109.75 | 9
2022/23 | 179.25 | 109.75 | 3
2022/23 | 179.75 | 109.75 | 10
2022/23 | 180.25 | 109.75 | 3
2022/23 | 180.75 | 109.75 | 12
2022/23 | 181.25 | 109.75 | 4
2022/23 | 181.75 | 109.75 | 6
2022/23 | 182.25 | 109.75 | 12
2022/23 | 182.75 | 109.75 | 6
2022/23 | 183.25 | 109.75 | 10
2022/23 | 183.75 | 109.75 | 10
2022/23 | 184.25 | 109.75 | 10
2022/23 | 184.75 | 109.75 | 9
2022/23 | 185.25 | 109.75 | 13
2022/23 | 185.75 | 109.75 | 13
2022/23 | 186.25 | 109.75 | 9
2022/23 | 186.75 | 109.75 | 9
2022/23 | 187.25 | 109.75 | 11
2022/23 | 187.75 | 109.75 | 13
2022/23 | 188.25 | 109.75 | 10
2022/23 | 188.75 | 109.75 | 15
2022/23 | 189.25 | 109.75 | 23
2022/23 | 189.75 | 109.75 | 21
2022/23 | 190.25 | 109.75 | 19
2022/23 | 190.75 | 109.75 | 16
2022/23 | 191.25 | 109.75 | 21
2022/23 | 191.75 | 109.75 | 22
2022/23 | 192.25 | 109.75 | 17
2022/23 | 192.75 | 109.75 | 20
2022/23 | 193.25 | 109.75 | 24
2022/23 | 193.75 | 109.75 | 25
2022/23 | 194.25 | 109.75 | 26
2022/23 | 194.75 | 109.75 | 31
2022/23 | 195.25 | 109.75 | 32
2022/23 | 195.75 | 109.75 | 41
2022/23 | 196.25 | 109.75 | 37
2022/23 | 196.75 | 109.75 | 28
2022/23 | 197.25 | 109.75 | 35
2022/23 | 197.75 | 109.75 | 33
2022/23 | 198.25 | 109.75 | 38
2022/23 | 198.75 | 109.75 | 38
2022/23 | 199.25 | 109.75 | 29
2022/23 | 199.75 | 109.75 | 42
2022/23 | 200.25 | 109.75 | 40
2022/23 | 200.75 | 109.75 | 38
2022/23 | 201.25 | 109.75 | 33
2022/23 | 201.75 | 109.75 | 42
2022/23 | 202.25 | 109.75 | 50
2022/23 | 202.75 | 109.75 | 56
2022/23 | 203.25 | 109.75 | 71
2022/23 | 203.75 | 109.75 | 36
2022/23 | 204.25 | 109.75 | 54
2022/23 | 204.75 | 109.75 | 44
2022/23 | 205.25 | 109.75 | 45
2022/23 | 205.75 | 109.75 | 62
2022/23 | 206.25 | 109.75 | 57
2022/23 | 206.75 | 109.75 | 72
2022/23 | 207.25 | 109.75 | 57
2022/23 | 207.75 | 109.75 | 67
2022/23 | 208.25 | 109.75 | 69
2022/23 | 208.75 | 109.75 | 78
2022/23 | 209.25 | 109.75 | 76
2022/23 | 209.75 | 109.75 | 66
2022/23 | 210.25 | 109.75 | 72
2022/23 | 210.75 | 109.75 | 80
2022/23 | 211.25 | 109.75 | 79
2022/23 | 211.75 | 109.75 | 80
2022/23 | 212.25 | 109.75 | 71
2022/23 | 212.75 | 109.75 | 76
2022/23 | 213.25 | 109.75 | 88
2022/23 | 213.75 | 109.75 | 98
2022/23 | 214.25 | 109.75 | 90
2022/23 | 214.75 | 109.75 | 97
2022/23 | 215.25 | 109.75 | 85
2022/23 | 215.75 | 109.75 | 106
2022/23 | 216.25 | 109.75 | 105
2022/23 | 216.75 | 109.75 | 108
2022/23 | 217.25 | 109.75 | 108
2022/23 | 217.75 | 109.75 | 114
2022/23 | 218.25 | 109.75 | 108
2022/23 | 218.75 | 109.75 | 102
2022/23 | 219.25 | 109.75 | 106
2022/23 | 219.75 | 109.75 | 103
2022/23 | 220.25 | 109.75 | 115
2022/23 | 220.75 | 109.75 | 115
2022/23 | 221.25 | 109.75 | 114
2022/23 | 221.75 | 109.75 | 103
2022/23 | 222.25 | 109.75 | 134
2022/23 | 222.75 | 109.75 | 105
2022/23 | 223.25 | 109.75 | 114
2022/23 | 223.75 | 109.75 | 124
2022/23 | 224.25 | 109.75 | 129
2022/23 | 224.75 | 109.75 | 113
2022/23 | 225.25 | 109.75 | 126
2022/23 | 225.75 | 109.75 | 132
2022/23 | 226.25 | 109.75 | 142
2022/23 | 226.75 | 109.75 | 135
2022/23 | 227.25 | 109.75 | 117
2022/23 | 227.75 | 109.75 | 123
2022/23 | 228.25 | 109.75 | 153
2022/23 | 228.75 | 109.75 | 130
2022/23 | 229.25 | 109.75 | 148
2022/23 | 229.75 | 109.75 | 117
2022/23 | 230.25 | 109.75 | 130
2022/23 | 230.75 | 109.75 | 154
2022/23 | 231.25 | 109.75 | 149
2022/23 | 231.75 | 109.75 | 133
2022/23 | 232.25 | 109.75 | 134
2022/23 | 232.75 | 109.75 | 145
2022/23 | 233.25 | 109.75 | 128
2022/23 | 233.75 | 109.75 | 143
2022/23 | 234.25 | 109.75 | 153
2022/23 | 234.75 | 109.75 | 126
2022/23 | 235.25 | 109.75 | 125
2022/23 | 235.75 | 109.75 | 170
2022/23 | 236.25 | 109.75 | 142
2022/23 | 236.75 | 109.75 | 150
2022/23 | 237.25 | 109.75 | 149
2022/23 | 237.75 | 109.75 | 135
2022/23 | 238.25 | 109.75 | 147
2022/23 | 238.75 | 109.75 | 141
2022/23 | 239.25 | 109.75 | 132
2022/23 | 239.75 | 109.75 | 146
2022/23 | 240.25 | 109.75 | 150
2022/23 | 240.75 | 109.75 | 148
2022/23 | 241.25 | 109.75 | 179
2022/23 | 241.75 | 109.75 | 149
2022/23 | 242.25 | 109.75 | 126
2022/23 | 242.75 | 109.75 | 134
2022/23 | 243.25 | 109.75 | 166
2022/23 | 243.75 | 109.75 | 149
2022/23 | 244.25 | 109.75 | 143
2022/23 | 244.75 | 109.75 | 140
2022/23 | 245.25 | 109.75 | 164
2022/23 | 245.75 | 109.75 | 146
2022/23 | 246.25 | 109.75 | 127
2022/23 | 246.75 | 109.75 | 149
2022/23 | 247.25 | 109.75 | 144
2022/23 | 247.75 | 109.75 | 148
2022/23 | 248.25 | 109.75 | 147
2022/23 | 248.75 | 109.75 | 147
2022/23 | 249.25 | 109.75 | 129
2022/23 | 249.75 | 109.75 | 156
2022/23 | 250.25 | 109.75 | 148
2022/23 | 250.75 | 109.75 | 132
2022/23 | 251.25 | 109.75 | 126
2022/23 | 251.75 | 109.75 | 151
2022/23 | 252.25 | 109.75 | 149
2022/23 | 252.75 | 109.75 | 154
2022/23 | 253.25 | 109.75 | 144
2022/23 | 253.75 | 109.75 | 152
2022/23 | 254.25 | 109.75 | 135
2022/23 | 254.75 | 109.75 | 141
2022/23 | 255.25 | 109.75 | 136
2022/23 | 255.75 | 109.75 | 133
2022/23 | 256.25 | 109.75 | 142
2022/23 | 256.75 | 109.75 | 127
2022/23 | 257.25 | 109.75 | 151
2022/23 | 257.75 | 109.75 | 125
2022/23 | 258.25 | 109.75 | 140
2022/23 | 258.75 | 109.75 | 158
2022/23 | 259.25 | 109.75 | 146
2022/23 | 259.75 | 109.75 | 156
2022/23 | 260.25 | 109.75 | 133
2022/23 | 260.75 | 109.75 | 138
2022/23 | 261.25 | 109.75 | 126
2022/23 | 261.75 | 109.75 | 133
2022/23 | 262.25 | 109.75 | 141
2022/23 | 262.75 | 109.75 | 128
2022/23 | 263.25 | 109.75 | 144
2022/23 | 263.75 | 109.75 | 122
2022/23 | 264.25 | 109.75 | 130
2022/23 | 264.75 | 109.75 | 126
2022/23 | 265.25 | 109.75 | 127
2022/23 | 265.75 | 109.75 | 116
2022/23 | 266.25 | 109.75 | 117
2022/23 | 266.75 | 109.75 | 119
2022/23 | 267.25 | 109.75 | 123
2022/23 | 267.75 | 109.75 | 127
2022/23 | 268.25 | 109.75 | 125
2022/23 | 268.75 | 109.75 | 109
2022/23 | 269.25 | 109.75 | 100
2022/23 | 269.75 | 109.75 | 115
2022/23 | 270.25 | 109.75 | 122
2022/23 | 270.75 | 109.75 | 131
2022/23 | 271.25 | 109.75 | 103
2022/23 | 271.75 | 109.75 | 121
2022/23 | 272.25 | 109.75 | 111
2022/23 | 272.75 | 109.75 | 99
2022/23 | 273.25 | 109.75 | 114
2022/23 | 273.75 | 109.75 | 99
2022/23 | 274.25 | 109.75 | 103
2022/23 | 274.75 | 109.75 | 111
2022/23 | 275.25 | 109.75 | 96
2022/23 | 275.75 | 109.75 | 95
2022/23 | 276.25 | 109.75 | 94
2022/23 | 276.75 | 109.75 | 105
2022/23 | 277.25 | 109.75 | 114
2022/23 | 277.75 | 109.75 | 103
2022/23 | 278.25 | 109.75 | 107
2022/23 | 278.75 | 109.75 | 85
2022/23 | 279.25 | 109.75 | 107
2022/23 | 279.75 | 109.75 | 98
2022/23 | 280.25 | 109.75 | 101
2022/23 | 280.75 | 109.75 | 81
2022/23 | 281.25 | 109.75 | 98
2022/23 | 281.75 | 109.75 | 98
2022/23 | 282.25 | 109.75 | 104
2022/23 | 282.75 | 109.75 | 93
2022/23 | 283.25 | 109.75 | 97
2022/23 | 283.75 | 109.75 | 95
2022/23 | 284.25 | 109.75 | 96
2022/23 | 284.75 | 109.75 | 97
2022/23 | 285.25 | 109.75 | 85
2022/23 | 285.75 | 109.75 | 86
2022/23 | 286.25 | 109.75 | 89
2022/23 | 286.75 | 109.75 | 101
2022/23 | 287.25 | 109.75 | 87
2022/23 | 287.75 | 109.75 | 80
2022/23 | 288.25 | 109.75 | 59
2022/23 | 288.75 | 109.75 | 92
2022/23 | 289.25 | 109.75 | 62
2022/23 | 289.75 | 109.75 | 68
2022/23 | 290.25 | 109.75 | 82
2022/23 | 290.75 | 109.75 | 75
2022/23 | 291.25 | 109.75 | 73
2022/23 | 291.75 | 109.75 | 81
2022/23 | 292.25 | 109.75 | 70
2022/23 | 292.75 | 109.75 | 82
2022/23 | 293.25 | 109.75 | 81
2022/23 | 293.75 | 109.75 | 73
2022/23 | 294.25 | 109.75 | 56
2022/23 | 294.75 | 109.75 | 79
2022/23 | 295.25 | 109.75 | 62
2022/23 | 295.75 | 109.75 | 82
2022/23 | 296.25 | 109.75 | 67
2022/23 | 296.75 | 109.75 | 76
2022/23 | 297.25 | 109.75 | 68
2022/23 | 297.75 | 109.75 | 61
2022/23 | 298.25 | 109.75 | 55
2022/23 | 298.75 | 109.75 | 64
2022/23 | 299.25 | 109.75 | 56
2022/23 | 299.75 | 109.75 | 68
2022/23 | 300.25 | 109.75 | 66
2022/23 | 300.75 | 109.75 | 47
2022/23 | 301.25 | 109.75 | 46
2022/23 | 301.75 | 109.75 | 59
2022/23 | 302.25 | 109.75 | 76
2022/23 | 302.75 | 109.75 | 44
2022/23 | 303.25 | 109.75 | 48
2022/23 | 303.75 | 109.75 | 61
2022/23 | 304.25 | 109.75 | 50
2022/23 | 304.75 | 109.75 | 61
2022/23 | 305.25 | 109.75 | 57
2022/23 | 305.75 | 109.75 | 36
2022/23 | 306.25 | 109.75 | 51
2022/23 | 306.75 | 109.75 | 45
2022/23 | 307.25 | 109.75 | 44
2022/23 | 307.75 | 109.75 | 46
2022/23 | 308.25 | 109.75 | 44
2022/23 | 308.75 | 109.75 | 42
2022/23 | 309.25 | 109.75 | 36
2022/23 | 309.75 | 109.75 | 35
2022/23 | 310.25 | 109.75 | 36
2022/23 | 310.75 | 109.75 | 44
2022/23 | 311.25 | 109.75 | 38
2022/23 | 311.75 | 109.75 | 43
2022/23 | 312.25 | 109.75 | 33
2022/23 | 312.75 | 109.75 | 31
2022/23 | 313.25 | 109.75 | 40
2022/23 | 313.75 | 109.75 | 32
2022/23 | 314.25 | 109.75 | 33
2022/23 | 314.75 | 109.75 | 23
2022/23 | 315.25 | 109.75 | 25
2022/23 | 315.75 | 109.75 | 32
2022/23 | 316.25 | 109.75 | 34
2022/23 | 316.75 | 109.75 | 36
2022/23 | 317.25 | 109.75 | 35
2022/23 | 317.75 | 109.75 | 37
2022/23 | 318.25 | 109.75 | 29
2022/23 | 318.75 | 109.75 | 30
2022/23 | 319.25 | 109.75 | 34
2022/23 | 319.75 | 109.75 | 33
2022/23 | 320.25 | 109.75 | 36
2022/23 | 320.75 | 109.75 | 33
2022/23 | 321.25 | 109.75 | 27
2022/23 | 321.75 | 109.75 | 19
2022/23 | 322.25 | 109.75 | 38
2022/23 | 322.75 | 109.75 | 19
2022/23 | 323.25 | 109.75 | 36
2022/23 | 323.75 | 109.75 | 24
2022/23 | 324.25 | 109.75 | 22
2022/23 | 324.75 | 109.75 | 19
2022/23 | 325.25 | 109.75 | 21
2022/23 | 325.75 | 109.75 | 25
2022/23 | 326.25 | 109.75 | 16
2022/23 | 326.75 | 109.75 | 29
2022/23 | 327.25 | 109.75 | 21
2022/23 | 327.75 | 109.75 | 19
2022/23 | 328.25 | 109.75 | 19
2022/23 | 328.75 | 109.75 | 17
2022/23 | 329.25 | 109.75 | 23
2022/23 | 329.75 | 109.75 | 11
2022/23 | 330.25 | 109.75 | 21
2022/23 | 330.75 | 109.75 | 17
2022/23 | 331.25 | 109.75 | 15
2022/23 | 331.75 | 109.75 | 21
2022/23 | 332.25 | 109.75 | 17
2022/23 | 332.75 | 109.75 | 12
2022/23 | 333.25 | 109.75 | 14
2022/23 | 333.75 | 109.75 | 13
2022/23 | 334.25 | 109.75 | 16
2022/23 | 334.75 | 109.75 | 12
2022/23 | 335.25 | 109.75 | 13
2022/23 | 335.75 | 109.75 | 16
2022/23 | 336.25 | 109.75 | 15
2022/23 | 336.75 | 109.75 | 9
2022/23 | 337.25 | 109.75 | 15
2022/23 | 337.75 | 109.75 | 15
2022/23 | 338.25 | 109.75 | 12
2022/23 | 338.75 | 109.75 | 13
2022/23 | 339.25 | 109.75 | 13
2022/23 | 339.75 | 109.75 | 7
2022/23 | 340.25 | 109.75 | 11
2022/23 | 340.75 | 109.75 | 7
2022/23 | 341.25 | 109.75 | 8
2022/23 | 341.75 | 109.75 | 11
2022/23 | 342.25 | 109.75 | 15
2022/23 | 342.75 | 109.75 | 8
2022/23 | 343.25 | 109.75 | 12
2022/23 | 343.75 | 109.75 | 11
2022/23 | 344.25 | 109.75 | 11
2022/23 | 344.75 | 109.75 | 6
2022/23 | 345.25 | 109.75 | 10
2022/23 | 345.75 | 109.75 | 13
2022/23 | 346.25 | 109.75 | 9
2022/23 | 346.75 | 109.75 | 6
2022/23 | 347.25 | 109.75 | 9
2022/23 | 347.75 | 109.75 | 12
2022/23 | 348.25 | 109.75 | 9
2022/23 | 348.75 | 109.75 | 7
2022/23 | 349.25 | 109.75 | 5
2022/23 | 349.75 | 109.75 | 8
2022/23 | 350.25 | 109.75 | 10
2022/23 | 350.75 | 109.75 | 5
2022/23 | 351.25 | 109.75 | 7
2022/23 | 351.75 | 109.75 | 10
2022/23 | 352.25 | 109.75 | 11
2022/23 | 352.75 | 109.75 | 6
2022/23 | 353.25 | 109.75 | 10
2022/23 | 353.75 | 109.75 | 6
2022/23 | 354.25 | 109.75 | 11
2022/23 | 354.75 | 109.75 | 5
2022/23 | 355.25 | 109.75 | 6
2022/23 | 355.75 | 109.75 | 4
2022/23 | 356.25 | 109.75 | 5
2022/23 | 356.75 | 109.75 | 3
2022/23 | 357.25 | 109.75 | 15
2022/23 | 357.75 | 109.75 | 6
2022/23 | 358.25 | 109.75 | 5
2022/23 | 358.75 | 109.75 | 8
2022/23 | 359.25 | 109.75 | 6
2022/23 | 359.75 | 109.75 | 3
2022/23 | 360.25 | 109.75 | 3
2022/23 | 360.75 | 109.75 | 9
2022/23 | 361.25 | 109.75 | 5
2022/23 | 361.75 | 109.75 | 4
2022/23 | 362.25 | 109.75 | 5
2022/23 | 362.75 | 109.75 | 6
2022/23 | 363.25 | 109.75 | 4
2022/23 | 363.75 | 109.75 | 5
2022/23 | 364.25 | 109.75 | 6
2022/23 | 364.75 | 109.75 | 4
2022/23 | 365.25 | 109.75 | 8
2022/23 | 365.75 | 109.75 | 4
2022/23 | 366.25 | 109.75 | 6
2022/23 | 366.75 | 109.75 | 6
2022/23 | 367.25 | 109.75 | 1
2022/23 | 367.75 | 109.75 | 5
2022/23 | 368.25 | 109.75 | 3
2022/23 | 368.75 | 109.75 | 6
2022/23 | 369.25 | 109.75 | 4
2022/23 | 369.75 | 109.75 | 2
2022/23 | 370.25 | 109.75 | 1
2022/23 | 370.75 | 109.75 | 2
2022/23 | 371.25 | 109.75 | 2
2022/23 | 372.25 | 109.75 | 4
2022/23 | 372.75 | 109.75 | 3
2022/23 | 373.25 | 109.75 | 3
2022/23 | 373.75 | 109.75 | 2
2022/23 | 374.25 | 109.75 | 1
2022/23 | 374.75 | 109.75 | 4
2022/23 | 375.25 | 109.75 | 2
2022/23 | 375.75 | 109.75 | 3
2022/23 | 376.25 | 109.75 | 2
2022/23 | 376.75 | 109.75 | 4
2022/23 | 377.25 | 109.75 | 1
2022/23 | 377.75 | 109.75 | 3
2022/23 | 378.25 | 109.75 | 2
2022/23 | 378.75 | 109.75 | 1
2022/23 | 379.25 | 109.75 | 3
2022/23 | 379.75 | 109.75 | 2
2022/23 | 380.75 | 109.75 | 1
2022/23 | 382.25 | 109.75 | 1
2022/23 | 382.75 | 109.75 | 1
2022/23 | 383.25 | 109.75 | 1
2022/23 | 384.25 | 109.75 | 2
2022/23 | 384.75 | 109.75 | 2
2022/23 | 385.25 | 109.75 | 2
2022/23 | 385.75 | 109.75 | 1
2022/23 | 386.25 | 109.75 | 2
2022/23 | 386.75 | 109.75 | 2
2022/23 | 387.25 | 109.75 | 1
2022/23 | 387.75 | 109.75 | 2
2022/23 | 388.25 | 109.75 | 2
2022/23 | 389.25 | 109.75 | 1
2022/23 | 389.75 | 109.75 | 1
2022/23 | 391.25 | 109.75 | 1
2022/23 | 391.75 | 109.75 | 1
2022/23 | 392.25 | 109.75 | 2
2022/23 | 392.75 | 109.75 | 1
2022/23 | 393.25 | 109.75 | 1
2022/23 | 393.75 | 109.75 | 1
2022/23 | 394.25 | 109.75 | 1
2022/23 | 394.75 | 109.75 | 2
2022/23 | 395.75 | 109.75 | 2
2022/23 | 398.25 | 109.75 | 1
2022/23 | 398.75 | 109.75 | 2
2022/23 | 401.25 | 109.75 | 1
2022/23 | 402.25 | 109.75 | 2
2022/23 | 402.75 | 109.75 | 2
2022/23 | 403.75 | 109.75 | 1
2022/23 | 404.75 | 109.75 | 3
2022/23 | 405.75 | 109.75 | 1
2022/23 | 408.75 | 109.75 | 1
2022/23 | 410.75 | 109.75 | 1
2022/23 | 413.75 | 109.75 | 1
2022/23 | 416.25 | 109.75 | 2
2022/23 | 417.25 | 109.75 | 1
2022/23 | 421.75 | 109.75 | 1
2022/23 | 423.25 | 109.75 | 1
2022/23 | 424.25 | 109.75 | 1
2022/23 | 431.75 | 109.75 | 1
2022/23 | 434.75 | 109.75 | 1
2022/23 | 436.75 | 109.75 | 1
2022/23 | 438.25 | 109.75 | 1
2022/23 | 443.25 | 109.75 | 1
2022/23 | 443.75 | 109.75 | 1
2022/23 | 448.25 | 109.75 | 1
2022/23 | 148.25 | 110.25 | 1
2022/23 | 159.25 | 110.25 | 1
2022/23 | 160.25 | 110.25 | 1
2022/23 | 160.75 | 110.25 | 1
2022/23 | 161.75 | 110.25 | 1
2022/23 | 162.25 | 110.25 | 1
2022/23 | 162.75 | 110.25 | 1
2022/23 | 163.75 | 110.25 | 1
2022/23 | 164.25 | 110.25 | 1
2022/23 | 165.75 | 110.25 | 1
2022/23 | 166.25 | 110.25 | 1
2022/23 | 166.75 | 110.25 | 1
2022/23 | 167.25 | 110.25 | 2
2022/23 | 167.75 | 110.25 | 1
2022/23 | 168.25 | 110.25 | 4
2022/23 | 169.25 | 110.25 | 3
2022/23 | 169.75 | 110.25 | 2
2022/23 | 170.25 | 110.25 | 4
2022/23 | 170.75 | 110.25 | 4
2022/23 | 171.25 | 110.25 | 2
2022/23 | 171.75 | 110.25 | 2
2022/23 | 172.25 | 110.25 | 2
2022/23 | 172.75 | 110.25 | 3
2022/23 | 173.25 | 110.25 | 2
2022/23 | 173.75 | 110.25 | 3
2022/23 | 174.25 | 110.25 | 2
2022/23 | 174.75 | 110.25 | 2
2022/23 | 175.25 | 110.25 | 4
2022/23 | 175.75 | 110.25 | 1
2022/23 | 176.25 | 110.25 | 5
2022/23 | 176.75 | 110.25 | 5
2022/23 | 177.25 | 110.25 | 9
2022/23 | 177.75 | 110.25 | 2
2022/23 | 178.25 | 110.25 | 4
2022/23 | 178.75 | 110.25 | 3
2022/23 | 179.25 | 110.25 | 5
2022/23 | 179.75 | 110.25 | 6
2022/23 | 180.25 | 110.25 | 8
2022/23 | 180.75 | 110.25 | 4
2022/23 | 181.25 | 110.25 | 4
2022/23 | 181.75 | 110.25 | 6
2022/23 | 182.25 | 110.25 | 6
2022/23 | 182.75 | 110.25 | 5
2022/23 | 183.25 | 110.25 | 7
2022/23 | 183.75 | 110.25 | 6
2022/23 | 184.25 | 110.25 | 14
2022/23 | 184.75 | 110.25 | 8
2022/23 | 185.25 | 110.25 | 9
2022/23 | 185.75 | 110.25 | 8
2022/23 | 186.25 | 110.25 | 9
2022/23 | 186.75 | 110.25 | 10
2022/23 | 187.25 | 110.25 | 14
2022/23 | 187.75 | 110.25 | 13
2022/23 | 188.25 | 110.25 | 15
2022/23 | 188.75 | 110.25 | 15
2022/23 | 189.25 | 110.25 | 13
2022/23 | 189.75 | 110.25 | 16
2022/23 | 190.25 | 110.25 | 15
2022/23 | 190.75 | 110.25 | 19
2022/23 | 191.25 | 110.25 | 13
2022/23 | 191.75 | 110.25 | 14
2022/23 | 192.25 | 110.25 | 16
2022/23 | 192.75 | 110.25 | 17
2022/23 | 193.25 | 110.25 | 18
2022/23 | 193.75 | 110.25 | 18
2022/23 | 194.25 | 110.25 | 16
2022/23 | 194.75 | 110.25 | 31
2022/23 | 195.25 | 110.25 | 27
2022/23 | 195.75 | 110.25 | 34
2022/23 | 196.25 | 110.25 | 33
2022/23 | 196.75 | 110.25 | 24
2022/23 | 197.25 | 110.25 | 25
2022/23 | 197.75 | 110.25 | 31
2022/23 | 198.25 | 110.25 | 42
2022/23 | 198.75 | 110.25 | 42
2022/23 | 199.25 | 110.25 | 26
2022/23 | 199.75 | 110.25 | 28
2022/23 | 200.25 | 110.25 | 37
2022/23 | 200.75 | 110.25 | 43
2022/23 | 201.25 | 110.25 | 32
2022/23 | 201.75 | 110.25 | 42
2022/23 | 202.25 | 110.25 | 42
2022/23 | 202.75 | 110.25 | 50
2022/23 | 203.25 | 110.25 | 37
2022/23 | 203.75 | 110.25 | 47
2022/23 | 204.25 | 110.25 | 53
2022/23 | 204.75 | 110.25 | 44
2022/23 | 205.25 | 110.25 | 50
2022/23 | 205.75 | 110.25 | 71
2022/23 | 206.25 | 110.25 | 57
2022/23 | 206.75 | 110.25 | 54
2022/23 | 207.25 | 110.25 | 73
2022/23 | 207.75 | 110.25 | 86
2022/23 | 208.25 | 110.25 | 80
2022/23 | 208.75 | 110.25 | 60
2022/23 | 209.25 | 110.25 | 72
2022/23 | 209.75 | 110.25 | 64
2022/23 | 210.25 | 110.25 | 72
2022/23 | 210.75 | 110.25 | 63
2022/23 | 211.25 | 110.25 | 64
2022/23 | 211.75 | 110.25 | 94
2022/23 | 212.25 | 110.25 | 78
2022/23 | 212.75 | 110.25 | 93
2022/23 | 213.25 | 110.25 | 78
2022/23 | 213.75 | 110.25 | 68
2022/23 | 214.25 | 110.25 | 66
2022/23 | 214.75 | 110.25 | 100
2022/23 | 215.25 | 110.25 | 86
2022/23 | 215.75 | 110.25 | 97
2022/23 | 216.25 | 110.25 | 82
2022/23 | 216.75 | 110.25 | 96
2022/23 | 217.25 | 110.25 | 99
2022/23 | 217.75 | 110.25 | 86
2022/23 | 218.25 | 110.25 | 98
2022/23 | 218.75 | 110.25 | 111
2022/23 | 219.25 | 110.25 | 88
2022/23 | 219.75 | 110.25 | 90
2022/23 | 220.25 | 110.25 | 94
2022/23 | 220.75 | 110.25 | 92
2022/23 | 221.25 | 110.25 | 114
2022/23 | 221.75 | 110.25 | 129
2022/23 | 222.25 | 110.25 | 118
2022/23 | 222.75 | 110.25 | 106
2022/23 | 223.25 | 110.25 | 117
2022/23 | 223.75 | 110.25 | 134
2022/23 | 224.25 | 110.25 | 113
2022/23 | 224.75 | 110.25 | 136
2022/23 | 225.25 | 110.25 | 122
2022/23 | 225.75 | 110.25 | 89
2022/23 | 226.25 | 110.25 | 111
2022/23 | 226.75 | 110.25 | 105
2022/23 | 227.25 | 110.25 | 131
2022/23 | 227.75 | 110.25 | 117
2022/23 | 228.25 | 110.25 | 126
2022/23 | 228.75 | 110.25 | 153
2022/23 | 229.25 | 110.25 | 123
2022/23 | 229.75 | 110.25 | 123
2022/23 | 230.25 | 110.25 | 132
2022/23 | 230.75 | 110.25 | 126
2022/23 | 231.25 | 110.25 | 132
2022/23 | 231.75 | 110.25 | 125
2022/23 | 232.25 | 110.25 | 140
2022/23 | 232.75 | 110.25 | 127
2022/23 | 233.25 | 110.25 | 141
2022/23 | 233.75 | 110.25 | 137
2022/23 | 234.25 | 110.25 | 144
2022/23 | 234.75 | 110.25 | 145
2022/23 | 235.25 | 110.25 | 143
2022/23 | 235.75 | 110.25 | 139
2022/23 | 236.25 | 110.25 | 150
2022/23 | 236.75 | 110.25 | 160
2022/23 | 237.25 | 110.25 | 145
2022/23 | 237.75 | 110.25 | 131
2022/23 | 238.25 | 110.25 | 143
2022/23 | 238.75 | 110.25 | 147
2022/23 | 239.25 | 110.25 | 139
2022/23 | 239.75 | 110.25 | 151
2022/23 | 240.25 | 110.25 | 173
2022/23 | 240.75 | 110.25 | 149
2022/23 | 241.25 | 110.25 | 125
2022/23 | 241.75 | 110.25 | 147
2022/23 | 242.25 | 110.25 | 143
2022/23 | 242.75 | 110.25 | 157
2022/23 | 243.25 | 110.25 | 170
2022/23 | 243.75 | 110.25 | 148
2022/23 | 244.25 | 110.25 | 153
2022/23 | 244.75 | 110.25 | 156
2022/23 | 245.25 | 110.25 | 131
2022/23 | 245.75 | 110.25 | 162
2022/23 | 246.25 | 110.25 | 143
2022/23 | 246.75 | 110.25 | 176
2022/23 | 247.25 | 110.25 | 129
2022/23 | 247.75 | 110.25 | 126
2022/23 | 248.25 | 110.25 | 138
2022/23 | 248.75 | 110.25 | 153
2022/23 | 249.25 | 110.25 | 159
2022/23 | 249.75 | 110.25 | 153
2022/23 | 250.25 | 110.25 | 144
2022/23 | 250.75 | 110.25 | 156
2022/23 | 251.25 | 110.25 | 167
2022/23 | 251.75 | 110.25 | 161
2022/23 | 252.25 | 110.25 | 133
2022/23 | 252.75 | 110.25 | 154
2022/23 | 253.25 | 110.25 | 130
2022/23 | 253.75 | 110.25 | 147
2022/23 | 254.25 | 110.25 | 158
2022/23 | 254.75 | 110.25 | 145
2022/23 | 255.25 | 110.25 | 141
2022/23 | 255.75 | 110.25 | 175
2022/23 | 256.25 | 110.25 | 140
2022/23 | 256.75 | 110.25 | 144
2022/23 | 257.25 | 110.25 | 142
2022/23 | 257.75 | 110.25 | 132
2022/23 | 258.25 | 110.25 | 138
2022/23 | 258.75 | 110.25 | 145
2022/23 | 259.25 | 110.25 | 136
2022/23 | 259.75 | 110.25 | 150
2022/23 | 260.25 | 110.25 | 148
2022/23 | 260.75 | 110.25 | 133
2022/23 | 261.25 | 110.25 | 130
2022/23 | 261.75 | 110.25 | 122
2022/23 | 262.25 | 110.25 | 117
2022/23 | 262.75 | 110.25 | 125
2022/23 | 263.25 | 110.25 | 146
2022/23 | 263.75 | 110.25 | 127
2022/23 | 264.25 | 110.25 | 134
2022/23 | 264.75 | 110.25 | 134
2022/23 | 265.25 | 110.25 | 127
2022/23 | 265.75 | 110.25 | 130
2022/23 | 266.25 | 110.25 | 121
2022/23 | 266.75 | 110.25 | 148
2022/23 | 267.25 | 110.25 | 135
2022/23 | 267.75 | 110.25 | 108
2022/23 | 268.25 | 110.25 | 130
2022/23 | 268.75 | 110.25 | 119
2022/23 | 269.25 | 110.25 | 116
2022/23 | 269.75 | 110.25 | 120
2022/23 | 270.25 | 110.25 | 120
2022/23 | 270.75 | 110.25 | 130
2022/23 | 271.25 | 110.25 | 132
2022/23 | 271.75 | 110.25 | 137
2022/23 | 272.25 | 110.25 | 115
2022/23 | 272.75 | 110.25 | 119
2022/23 | 273.25 | 110.25 | 128
2022/23 | 273.75 | 110.25 | 105
2022/23 | 274.25 | 110.25 | 105
2022/23 | 274.75 | 110.25 | 105
2022/23 | 275.25 | 110.25 | 96
2022/23 | 275.75 | 110.25 | 103
2022/23 | 276.25 | 110.25 | 118
2022/23 | 276.75 | 110.25 | 115
2022/23 | 277.25 | 110.25 | 95
2022/23 | 277.75 | 110.25 | 101
2022/23 | 278.25 | 110.25 | 110
2022/23 | 278.75 | 110.25 | 79
2022/23 | 279.25 | 110.25 | 94
2022/23 | 279.75 | 110.25 | 95
2022/23 | 280.25 | 110.25 | 109
2022/23 | 280.75 | 110.25 | 97
2022/23 | 281.25 | 110.25 | 107
2022/23 | 281.75 | 110.25 | 93
2022/23 | 282.25 | 110.25 | 91
2022/23 | 282.75 | 110.25 | 104
2022/23 | 283.25 | 110.25 | 93
2022/23 | 283.75 | 110.25 | 97
2022/23 | 284.25 | 110.25 | 62
2022/23 | 284.75 | 110.25 | 97
2022/23 | 285.25 | 110.25 | 100
2022/23 | 285.75 | 110.25 | 87
2022/23 | 286.25 | 110.25 | 78
2022/23 | 286.75 | 110.25 | 91
2022/23 | 287.25 | 110.25 | 90
2022/23 | 287.75 | 110.25 | 88
2022/23 | 288.25 | 110.25 | 86
2022/23 | 288.75 | 110.25 | 69
2022/23 | 289.25 | 110.25 | 79
2022/23 | 289.75 | 110.25 | 73
2022/23 | 290.25 | 110.25 | 71
2022/23 | 290.75 | 110.25 | 76
2022/23 | 291.25 | 110.25 | 92
2022/23 | 291.75 | 110.25 | 102
2022/23 | 292.25 | 110.25 | 100
2022/23 | 292.75 | 110.25 | 98
2022/23 | 293.25 | 110.25 | 70
2022/23 | 293.75 | 110.25 | 91
2022/23 | 294.25 | 110.25 | 84
2022/23 | 294.75 | 110.25 | 69
2022/23 | 295.25 | 110.25 | 76
2022/23 | 295.75 | 110.25 | 82
2022/23 | 296.25 | 110.25 | 69
2022/23 | 296.75 | 110.25 | 69
2022/23 | 297.25 | 110.25 | 74
2022/23 | 297.75 | 110.25 | 67
2022/23 | 298.25 | 110.25 | 85
2022/23 | 298.75 | 110.25 | 61
2022/23 | 299.25 | 110.25 | 73
2022/23 | 299.75 | 110.25 | 61
2022/23 | 300.25 | 110.25 | 62
2022/23 | 300.75 | 110.25 | 71
2022/23 | 301.25 | 110.25 | 72
2022/23 | 301.75 | 110.25 | 56
2022/23 | 302.25 | 110.25 | 71
2022/23 | 302.75 | 110.25 | 63
2022/23 | 303.25 | 110.25 | 64
2022/23 | 303.75 | 110.25 | 50
2022/23 | 304.25 | 110.25 | 45
2022/23 | 304.75 | 110.25 | 51
2022/23 | 305.25 | 110.25 | 39
2022/23 | 305.75 | 110.25 | 52
2022/23 | 306.25 | 110.25 | 54
2022/23 | 306.75 | 110.25 | 40
2022/23 | 307.25 | 110.25 | 38
2022/23 | 307.75 | 110.25 | 40
2022/23 | 308.25 | 110.25 | 50
2022/23 | 308.75 | 110.25 | 42
2022/23 | 309.25 | 110.25 | 30
2022/23 | 309.75 | 110.25 | 38
2022/23 | 310.25 | 110.25 | 34
2022/23 | 310.75 | 110.25 | 35
2022/23 | 311.25 | 110.25 | 33
2022/23 | 311.75 | 110.25 | 45
2022/23 | 312.25 | 110.25 | 37
2022/23 | 312.75 | 110.25 | 39
2022/23 | 313.25 | 110.25 | 37
2022/23 | 313.75 | 110.25 | 35
2022/23 | 314.25 | 110.25 | 42
2022/23 | 314.75 | 110.25 | 50
2022/23 | 315.25 | 110.25 | 34
2022/23 | 315.75 | 110.25 | 32
2022/23 | 316.25 | 110.25 | 42
2022/23 | 316.75 | 110.25 | 29
2022/23 | 317.25 | 110.25 | 32
2022/23 | 317.75 | 110.25 | 23
2022/23 | 318.25 | 110.25 | 42
2022/23 | 318.75 | 110.25 | 32
2022/23 | 319.25 | 110.25 | 37
2022/23 | 319.75 | 110.25 | 33
2022/23 | 320.25 | 110.25 | 44
2022/23 | 320.75 | 110.25 | 24
2022/23 | 321.25 | 110.25 | 37
2022/23 | 321.75 | 110.25 | 33
2022/23 | 322.25 | 110.25 | 22
2022/23 | 322.75 | 110.25 | 21
2022/23 | 323.25 | 110.25 | 18
2022/23 | 323.75 | 110.25 | 26
2022/23 | 324.25 | 110.25 | 34
2022/23 | 324.75 | 110.25 | 30
2022/23 | 325.25 | 110.25 | 25
2022/23 | 325.75 | 110.25 | 14
2022/23 | 326.25 | 110.25 | 24
2022/23 | 326.75 | 110.25 | 15
2022/23 | 327.25 | 110.25 | 21
2022/23 | 327.75 | 110.25 | 23
2022/23 | 328.25 | 110.25 | 24
2022/23 | 328.75 | 110.25 | 14
2022/23 | 329.25 | 110.25 | 21
2022/23 | 329.75 | 110.25 | 27
2022/23 | 330.25 | 110.25 | 14
2022/23 | 330.75 | 110.25 | 22
2022/23 | 331.25 | 110.25 | 24
2022/23 | 331.75 | 110.25 | 19
2022/23 | 332.25 | 110.25 | 18
2022/23 | 332.75 | 110.25 | 13
2022/23 | 333.25 | 110.25 | 23
2022/23 | 333.75 | 110.25 | 18
2022/23 | 334.25 | 110.25 | 18
2022/23 | 334.75 | 110.25 | 14
2022/23 | 335.25 | 110.25 | 11
2022/23 | 335.75 | 110.25 | 18
2022/23 | 336.25 | 110.25 | 14
2022/23 | 336.75 | 110.25 | 7
2022/23 | 337.25 | 110.25 | 22
2022/23 | 337.75 | 110.25 | 15
2022/23 | 338.25 | 110.25 | 8
2022/23 | 338.75 | 110.25 | 15
2022/23 | 339.25 | 110.25 | 12
2022/23 | 339.75 | 110.25 | 12
2022/23 | 340.25 | 110.25 | 16
2022/23 | 340.75 | 110.25 | 14
2022/23 | 341.25 | 110.25 | 12
2022/23 | 341.75 | 110.25 | 18
2022/23 | 342.25 | 110.25 | 9
2022/23 | 342.75 | 110.25 | 12
2022/23 | 343.25 | 110.25 | 19
2022/23 | 343.75 | 110.25 | 9
2022/23 | 344.25 | 110.25 | 13
2022/23 | 344.75 | 110.25 | 13
2022/23 | 345.25 | 110.25 | 9
2022/23 | 345.75 | 110.25 | 10
2022/23 | 346.25 | 110.25 | 12
2022/23 | 346.75 | 110.25 | 8
2022/23 | 347.25 | 110.25 | 8
2022/23 | 347.75 | 110.25 | 12
2022/23 | 348.25 | 110.25 | 15
2022/23 | 348.75 | 110.25 | 10
2022/23 | 349.25 | 110.25 | 11
2022/23 | 349.75 | 110.25 | 11
2022/23 | 350.25 | 110.25 | 4
2022/23 | 350.75 | 110.25 | 12
2022/23 | 351.25 | 110.25 | 6
2022/23 | 351.75 | 110.25 | 10
2022/23 | 352.25 | 110.25 | 2
2022/23 | 352.75 | 110.25 | 6
2022/23 | 353.25 | 110.25 | 4
2022/23 | 353.75 | 110.25 | 5
2022/23 | 354.25 | 110.25 | 8
2022/23 | 354.75 | 110.25 | 9
2022/23 | 355.25 | 110.25 | 5
2022/23 | 355.75 | 110.25 | 11
2022/23 | 356.25 | 110.25 | 7
2022/23 | 356.75 | 110.25 | 4
2022/23 | 357.25 | 110.25 | 6
2022/23 | 357.75 | 110.25 | 8
2022/23 | 358.25 | 110.25 | 6
2022/23 | 358.75 | 110.25 | 3
2022/23 | 359.25 | 110.25 | 8
2022/23 | 359.75 | 110.25 | 6
2022/23 | 360.25 | 110.25 | 7
2022/23 | 360.75 | 110.25 | 2
2022/23 | 361.25 | 110.25 | 2
2022/23 | 361.75 | 110.25 | 4
2022/23 | 362.25 | 110.25 | 2
2022/23 | 362.75 | 110.25 | 3
2022/23 | 363.25 | 110.25 | 6
2022/23 | 363.75 | 110.25 | 5
2022/23 | 364.25 | 110.25 | 4
2022/23 | 364.75 | 110.25 | 6
2022/23 | 365.25 | 110.25 | 4
2022/23 | 365.75 | 110.25 | 3
2022/23 | 366.25 | 110.25 | 4
2022/23 | 366.75 | 110.25 | 5
2022/23 | 367.25 | 110.25 | 6
2022/23 | 367.75 | 110.25 | 7
2022/23 | 368.25 | 110.25 | 4
2022/23 | 368.75 | 110.25 | 6
2022/23 | 369.25 | 110.25 | 4
2022/23 | 369.75 | 110.25 | 2
2022/23 | 370.25 | 110.25 | 2
2022/23 | 370.75 | 110.25 | 5
2022/23 | 371.25 | 110.25 | 3
2022/23 | 371.75 | 110.25 | 3
2022/23 | 372.25 | 110.25 | 5
2022/23 | 372.75 | 110.25 | 4
2022/23 | 373.25 | 110.25 | 5
2022/23 | 373.75 | 110.25 | 3
2022/23 | 374.25 | 110.25 | 2
2022/23 | 374.75 | 110.25 | 6
2022/23 | 375.25 | 110.25 | 5
2022/23 | 375.75 | 110.25 | 2
2022/23 | 376.25 | 110.25 | 1
2022/23 | 376.75 | 110.25 | 1
2022/23 | 377.25 | 110.25 | 1
2022/23 | 377.75 | 110.25 | 2
2022/23 | 378.25 | 110.25 | 2
2022/23 | 378.75 | 110.25 | 2
2022/23 | 379.25 | 110.25 | 7
2022/23 | 379.75 | 110.25 | 2
2022/23 | 380.25 | 110.25 | 1
2022/23 | 380.75 | 110.25 | 2
2022/23 | 381.75 | 110.25 | 1
2022/23 | 382.25 | 110.25 | 1
2022/23 | 382.75 | 110.25 | 4
2022/23 | 383.25 | 110.25 | 1
2022/23 | 383.75 | 110.25 | 2
2022/23 | 384.25 | 110.25 | 1
2022/23 | 385.25 | 110.25 | 3
2022/23 | 385.75 | 110.25 | 1
2022/23 | 386.25 | 110.25 | 2
2022/23 | 386.75 | 110.25 | 1
2022/23 | 388.25 | 110.25 | 3
2022/23 | 388.75 | 110.25 | 1
2022/23 | 389.75 | 110.25 | 2
2022/23 | 390.25 | 110.25 | 1
2022/23 | 390.75 | 110.25 | 2
2022/23 | 391.25 | 110.25 | 3
2022/23 | 391.75 | 110.25 | 2
2022/23 | 392.25 | 110.25 | 1
2022/23 | 392.75 | 110.25 | 1
2022/23 | 393.25 | 110.25 | 3
2022/23 | 393.75 | 110.25 | 1
2022/23 | 394.75 | 110.25 | 1
2022/23 | 395.75 | 110.25 | 1
2022/23 | 396.25 | 110.25 | 3
2022/23 | 396.75 | 110.25 | 1
2022/23 | 397.75 | 110.25 | 2
2022/23 | 399.75 | 110.25 | 2
2022/23 | 400.75 | 110.25 | 2
2022/23 | 404.25 | 110.25 | 1
2022/23 | 404.75 | 110.25 | 1
2022/23 | 405.25 | 110.25 | 3
2022/23 | 406.25 | 110.25 | 1
2022/23 | 407.25 | 110.25 | 1
2022/23 | 408.75 | 110.25 | 1
2022/23 | 410.25 | 110.25 | 1
2022/23 | 410.75 | 110.25 | 1
2022/23 | 412.75 | 110.25 | 1
2022/23 | 413.75 | 110.25 | 1
2022/23 | 415.75 | 110.25 | 1
2022/23 | 418.75 | 110.25 | 1
2022/23 | 420.25 | 110.25 | 1
2022/23 | 421.25 | 110.25 | 1
2022/23 | 423.25 | 110.25 | 1
2022/23 | 423.75 | 110.25 | 1
2022/23 | 428.25 | 110.25 | 2
2022/23 | 438.75 | 110.25 | 1
2022/23 | 453.75 | 110.25 | 1
2022/23 | 478.75 | 110.25 | 1
2022/23 | 482.25 | 110.25 | 1
2022/23 | 140.25 | 110.75 | 1
2022/23 | 149.75 | 110.75 | 1
2022/23 | 153.75 | 110.75 | 1
2022/23 | 154.25 | 110.75 | 1
2022/23 | 155.75 | 110.75 | 1
2022/23 | 156.75 | 110.75 | 1
2022/23 | 158.25 | 110.75 | 2
2022/23 | 159.75 | 110.75 | 1
2022/23 | 161.25 | 110.75 | 1
2022/23 | 163.75 | 110.75 | 1
2022/23 | 164.75 | 110.75 | 1
2022/23 | 165.25 | 110.75 | 1
2022/23 | 166.25 | 110.75 | 1
2022/23 | 166.75 | 110.75 | 2
2022/23 | 167.75 | 110.75 | 1
2022/23 | 168.25 | 110.75 | 1
2022/23 | 169.25 | 110.75 | 2
2022/23 | 171.75 | 110.75 | 2
2022/23 | 172.25 | 110.75 | 6
2022/23 | 172.75 | 110.75 | 3
2022/23 | 173.25 | 110.75 | 3
2022/23 | 173.75 | 110.75 | 2
2022/23 | 174.75 | 110.75 | 5
2022/23 | 175.25 | 110.75 | 2
2022/23 | 175.75 | 110.75 | 3
2022/23 | 176.25 | 110.75 | 4
2022/23 | 176.75 | 110.75 | 3
2022/23 | 177.25 | 110.75 | 2
2022/23 | 177.75 | 110.75 | 2
2022/23 | 178.25 | 110.75 | 3
2022/23 | 178.75 | 110.75 | 7
2022/23 | 179.25 | 110.75 | 4
2022/23 | 179.75 | 110.75 | 5
2022/23 | 180.25 | 110.75 | 7
2022/23 | 180.75 | 110.75 | 4
2022/23 | 181.25 | 110.75 | 7
2022/23 | 181.75 | 110.75 | 4
2022/23 | 182.25 | 110.75 | 6
2022/23 | 182.75 | 110.75 | 6
2022/23 | 183.25 | 110.75 | 5
2022/23 | 183.75 | 110.75 | 4
2022/23 | 184.25 | 110.75 | 6
2022/23 | 184.75 | 110.75 | 7
2022/23 | 185.25 | 110.75 | 12
2022/23 | 185.75 | 110.75 | 4
2022/23 | 186.25 | 110.75 | 7
2022/23 | 186.75 | 110.75 | 13
2022/23 | 187.25 | 110.75 | 14
2022/23 | 187.75 | 110.75 | 8
2022/23 | 188.25 | 110.75 | 15
2022/23 | 188.75 | 110.75 | 11
2022/23 | 189.25 | 110.75 | 10
2022/23 | 189.75 | 110.75 | 9
2022/23 | 190.25 | 110.75 | 18
2022/23 | 190.75 | 110.75 | 9
2022/23 | 191.25 | 110.75 | 24
2022/23 | 191.75 | 110.75 | 14
2022/23 | 192.25 | 110.75 | 20
2022/23 | 192.75 | 110.75 | 20
2022/23 | 193.25 | 110.75 | 19
2022/23 | 193.75 | 110.75 | 22
2022/23 | 194.25 | 110.75 | 20
2022/23 | 194.75 | 110.75 | 16
2022/23 | 195.25 | 110.75 | 18
2022/23 | 195.75 | 110.75 | 18
2022/23 | 196.25 | 110.75 | 21
2022/23 | 196.75 | 110.75 | 28
2022/23 | 197.25 | 110.75 | 22
2022/23 | 197.75 | 110.75 | 18
2022/23 | 198.25 | 110.75 | 22
2022/23 | 198.75 | 110.75 | 28
2022/23 | 199.25 | 110.75 | 27
2022/23 | 199.75 | 110.75 | 29
2022/23 | 200.25 | 110.75 | 35
2022/23 | 200.75 | 110.75 | 33
2022/23 | 201.25 | 110.75 | 31
2022/23 | 201.75 | 110.75 | 26
2022/23 | 202.25 | 110.75 | 33
2022/23 | 202.75 | 110.75 | 49
2022/23 | 203.25 | 110.75 | 45
2022/23 | 203.75 | 110.75 | 39
2022/23 | 204.25 | 110.75 | 45
2022/23 | 204.75 | 110.75 | 42
2022/23 | 205.25 | 110.75 | 49
2022/23 | 205.75 | 110.75 | 46
2022/23 | 206.25 | 110.75 | 47
2022/23 | 206.75 | 110.75 | 56
2022/23 | 207.25 | 110.75 | 54
2022/23 | 207.75 | 110.75 | 64
2022/23 | 208.25 | 110.75 | 43
2022/23 | 208.75 | 110.75 | 56
2022/23 | 209.25 | 110.75 | 57
2022/23 | 209.75 | 110.75 | 61
2022/23 | 210.25 | 110.75 | 72
2022/23 | 210.75 | 110.75 | 63
2022/23 | 211.25 | 110.75 | 75
2022/23 | 211.75 | 110.75 | 65
2022/23 | 212.25 | 110.75 | 90
2022/23 | 212.75 | 110.75 | 82
2022/23 | 213.25 | 110.75 | 67
2022/23 | 213.75 | 110.75 | 86
2022/23 | 214.25 | 110.75 | 99
2022/23 | 214.75 | 110.75 | 83
2022/23 | 215.25 | 110.75 | 84
2022/23 | 215.75 | 110.75 | 94
2022/23 | 216.25 | 110.75 | 83
2022/23 | 216.75 | 110.75 | 103
2022/23 | 217.25 | 110.75 | 74
2022/23 | 217.75 | 110.75 | 104
2022/23 | 218.25 | 110.75 | 82
2022/23 | 218.75 | 110.75 | 90
2022/23 | 219.25 | 110.75 | 106
2022/23 | 219.75 | 110.75 | 91
2022/23 | 220.25 | 110.75 | 89
2022/23 | 220.75 | 110.75 | 95
2022/23 | 221.25 | 110.75 | 122
2022/23 | 221.75 | 110.75 | 108
2022/23 | 222.25 | 110.75 | 121
2022/23 | 222.75 | 110.75 | 116
2022/23 | 223.25 | 110.75 | 101
2022/23 | 223.75 | 110.75 | 110
2022/23 | 224.25 | 110.75 | 130
2022/23 | 224.75 | 110.75 | 110
2022/23 | 225.25 | 110.75 | 107
2022/23 | 225.75 | 110.75 | 99
2022/23 | 226.25 | 110.75 | 121
2022/23 | 226.75 | 110.75 | 110
2022/23 | 227.25 | 110.75 | 114
2022/23 | 227.75 | 110.75 | 129
2022/23 | 228.25 | 110.75 | 137
2022/23 | 228.75 | 110.75 | 111
2022/23 | 229.25 | 110.75 | 120
2022/23 | 229.75 | 110.75 | 119
2022/23 | 230.25 | 110.75 | 139
2022/23 | 230.75 | 110.75 | 128
2022/23 | 231.25 | 110.75 | 149
2022/23 | 231.75 | 110.75 | 133
2022/23 | 232.25 | 110.75 | 129
2022/23 | 232.75 | 110.75 | 127
2022/23 | 233.25 | 110.75 | 143
2022/23 | 233.75 | 110.75 | 114
2022/23 | 234.25 | 110.75 | 143
2022/23 | 234.75 | 110.75 | 162
2022/23 | 235.25 | 110.75 | 128
2022/23 | 235.75 | 110.75 | 136
2022/23 | 236.25 | 110.75 | 149
2022/23 | 236.75 | 110.75 | 132
2022/23 | 237.25 | 110.75 | 144
2022/23 | 237.75 | 110.75 | 124
2022/23 | 238.25 | 110.75 | 176
2022/23 | 238.75 | 110.75 | 154
2022/23 | 239.25 | 110.75 | 157
2022/23 | 239.75 | 110.75 | 159
2022/23 | 240.25 | 110.75 | 133
2022/23 | 240.75 | 110.75 | 159
2022/23 | 241.25 | 110.75 | 160
2022/23 | 241.75 | 110.75 | 164
2022/23 | 242.25 | 110.75 | 161
2022/23 | 242.75 | 110.75 | 143
2022/23 | 243.25 | 110.75 | 162
2022/23 | 243.75 | 110.75 | 144
2022/23 | 244.25 | 110.75 | 130
2022/23 | 244.75 | 110.75 | 168
2022/23 | 245.25 | 110.75 | 162
2022/23 | 245.75 | 110.75 | 143
2022/23 | 246.25 | 110.75 | 144
2022/23 | 246.75 | 110.75 | 145
2022/23 | 247.25 | 110.75 | 154
2022/23 | 247.75 | 110.75 | 145
2022/23 | 248.25 | 110.75 | 152
2022/23 | 248.75 | 110.75 | 153
2022/23 | 249.25 | 110.75 | 163
2022/23 | 249.75 | 110.75 | 134
2022/23 | 250.25 | 110.75 | 138
2022/23 | 250.75 | 110.75 | 178
2022/23 | 251.25 | 110.75 | 147
2022/23 | 251.75 | 110.75 | 170
2022/23 | 252.25 | 110.75 | 138
2022/23 | 252.75 | 110.75 | 144
2022/23 | 253.25 | 110.75 | 133
2022/23 | 253.75 | 110.75 | 137
2022/23 | 254.25 | 110.75 | 162
2022/23 | 254.75 | 110.75 | 154
2022/23 | 255.25 | 110.75 | 151
2022/23 | 255.75 | 110.75 | 151
2022/23 | 256.25 | 110.75 | 141
2022/23 | 256.75 | 110.75 | 136
2022/23 | 257.25 | 110.75 | 173
2022/23 | 257.75 | 110.75 | 146
2022/23 | 258.25 | 110.75 | 161
2022/23 | 258.75 | 110.75 | 144
2022/23 | 259.25 | 110.75 | 130
2022/23 | 259.75 | 110.75 | 135
2022/23 | 260.25 | 110.75 | 144
2022/23 | 260.75 | 110.75 | 141
2022/23 | 261.25 | 110.75 | 151
2022/23 | 261.75 | 110.75 | 145
2022/23 | 262.25 | 110.75 | 147
2022/23 | 262.75 | 110.75 | 132
2022/23 | 263.25 | 110.75 | 129
2022/23 | 263.75 | 110.75 | 139
2022/23 | 264.25 | 110.75 | 145
2022/23 | 264.75 | 110.75 | 150
2022/23 | 265.25 | 110.75 | 139
2022/23 | 265.75 | 110.75 | 140
2022/23 | 266.25 | 110.75 | 158
2022/23 | 266.75 | 110.75 | 133
2022/23 | 267.25 | 110.75 | 143
2022/23 | 267.75 | 110.75 | 127
2022/23 | 268.25 | 110.75 | 132
2022/23 | 268.75 | 110.75 | 149
2022/23 | 269.25 | 110.75 | 141
2022/23 | 269.75 | 110.75 | 113
2022/23 | 270.25 | 110.75 | 141
2022/23 | 270.75 | 110.75 | 124
2022/23 | 271.25 | 110.75 | 129
2022/23 | 271.75 | 110.75 | 109
2022/23 | 272.25 | 110.75 | 109
2022/23 | 272.75 | 110.75 | 122
2022/23 | 273.25 | 110.75 | 136
2022/23 | 273.75 | 110.75 | 120
2022/23 | 274.25 | 110.75 | 118
2022/23 | 274.75 | 110.75 | 124
2022/23 | 275.25 | 110.75 | 116
2022/23 | 275.75 | 110.75 | 117
2022/23 | 276.25 | 110.75 | 107
2022/23 | 276.75 | 110.75 | 98
2022/23 | 277.25 | 110.75 | 128
2022/23 | 277.75 | 110.75 | 98
2022/23 | 278.25 | 110.75 | 107
2022/23 | 278.75 | 110.75 | 96
2022/23 | 279.25 | 110.75 | 90
2022/23 | 279.75 | 110.75 | 106
2022/23 | 280.25 | 110.75 | 107
2022/23 | 280.75 | 110.75 | 109
2022/23 | 281.25 | 110.75 | 105
2022/23 | 281.75 | 110.75 | 116
2022/23 | 282.25 | 110.75 | 88
2022/23 | 282.75 | 110.75 | 99
2022/23 | 283.25 | 110.75 | 103
2022/23 | 283.75 | 110.75 | 76
2022/23 | 284.25 | 110.75 | 98
2022/23 | 284.75 | 110.75 | 108
2022/23 | 285.25 | 110.75 | 91
2022/23 | 285.75 | 110.75 | 108
2022/23 | 286.25 | 110.75 | 99
2022/23 | 286.75 | 110.75 | 101
2022/23 | 287.25 | 110.75 | 90
2022/23 | 287.75 | 110.75 | 101
2022/23 | 288.25 | 110.75 | 74
2022/23 | 288.75 | 110.75 | 111
2022/23 | 289.25 | 110.75 | 113
2022/23 | 289.75 | 110.75 | 84
2022/23 | 290.25 | 110.75 | 93
2022/23 | 290.75 | 110.75 | 79
2022/23 | 291.25 | 110.75 | 105
2022/23 | 291.75 | 110.75 | 68
2022/23 | 292.25 | 110.75 | 74
2022/23 | 292.75 | 110.75 | 84
2022/23 | 293.25 | 110.75 | 66
2022/23 | 293.75 | 110.75 | 89
2022/23 | 294.25 | 110.75 | 76
2022/23 | 294.75 | 110.75 | 78
2022/23 | 295.25 | 110.75 | 83
2022/23 | 295.75 | 110.75 | 54
2022/23 | 296.25 | 110.75 | 73
2022/23 | 296.75 | 110.75 | 54
2022/23 | 297.25 | 110.75 | 83
2022/23 | 297.75 | 110.75 | 76
2022/23 | 298.25 | 110.75 | 62
2022/23 | 298.75 | 110.75 | 77
2022/23 | 299.25 | 110.75 | 60
2022/23 | 299.75 | 110.75 | 67
2022/23 | 300.25 | 110.75 | 66
2022/23 | 300.75 | 110.75 | 75
2022/23 | 301.25 | 110.75 | 69
2022/23 | 301.75 | 110.75 | 65
2022/23 | 302.25 | 110.75 | 67
2022/23 | 302.75 | 110.75 | 70
2022/23 | 303.25 | 110.75 | 57
2022/23 | 303.75 | 110.75 | 54
2022/23 | 304.25 | 110.75 | 41
2022/23 | 304.75 | 110.75 | 66
2022/23 | 305.25 | 110.75 | 53
2022/23 | 305.75 | 110.75 | 60
2022/23 | 306.25 | 110.75 | 58
2022/23 | 306.75 | 110.75 | 51
2022/23 | 307.25 | 110.75 | 48
2022/23 | 307.75 | 110.75 | 43
2022/23 | 308.25 | 110.75 | 45
2022/23 | 308.75 | 110.75 | 42
2022/23 | 309.25 | 110.75 | 53
2022/23 | 309.75 | 110.75 | 31
2022/23 | 310.25 | 110.75 | 44
2022/23 | 310.75 | 110.75 | 50
2022/23 | 311.25 | 110.75 | 58
2022/23 | 311.75 | 110.75 | 34
2022/23 | 312.25 | 110.75 | 32
2022/23 | 312.75 | 110.75 | 40
2022/23 | 313.25 | 110.75 | 38
2022/23 | 313.75 | 110.75 | 40
2022/23 | 314.25 | 110.75 | 44
2022/23 | 314.75 | 110.75 | 37
2022/23 | 315.25 | 110.75 | 33
2022/23 | 315.75 | 110.75 | 27
2022/23 | 316.25 | 110.75 | 46
2022/23 | 316.75 | 110.75 | 36
2022/23 | 317.25 | 110.75 | 31
2022/23 | 317.75 | 110.75 | 37
2022/23 | 318.25 | 110.75 | 34
2022/23 | 318.75 | 110.75 | 29
2022/23 | 319.25 | 110.75 | 38
2022/23 | 319.75 | 110.75 | 37
2022/23 | 320.25 | 110.75 | 27
2022/23 | 320.75 | 110.75 | 33
2022/23 | 321.25 | 110.75 | 28
2022/23 | 321.75 | 110.75 | 24
2022/23 | 322.25 | 110.75 | 33
2022/23 | 322.75 | 110.75 | 27
2022/23 | 323.25 | 110.75 | 34
2022/23 | 323.75 | 110.75 | 34
2022/23 | 324.25 | 110.75 | 30
2022/23 | 324.75 | 110.75 | 23
2022/23 | 325.25 | 110.75 | 29
2022/23 | 325.75 | 110.75 | 27
2022/23 | 326.25 | 110.75 | 29
2022/23 | 326.75 | 110.75 | 15
2022/23 | 327.25 | 110.75 | 28
2022/23 | 327.75 | 110.75 | 20
2022/23 | 328.25 | 110.75 | 27
2022/23 | 328.75 | 110.75 | 24
2022/23 | 329.25 | 110.75 | 25
2022/23 | 329.75 | 110.75 | 21
2022/23 | 330.25 | 110.75 | 11
2022/23 | 330.75 | 110.75 | 23
2022/23 | 331.25 | 110.75 | 21
2022/23 | 331.75 | 110.75 | 20
2022/23 | 332.25 | 110.75 | 16
2022/23 | 332.75 | 110.75 | 19
2022/23 | 333.25 | 110.75 | 24
2022/23 | 333.75 | 110.75 | 21
2022/23 | 334.25 | 110.75 | 18
2022/23 | 334.75 | 110.75 | 14
2022/23 | 335.25 | 110.75 | 16
2022/23 | 335.75 | 110.75 | 12
2022/23 | 336.25 | 110.75 | 13
2022/23 | 336.75 | 110.75 | 12
2022/23 | 337.25 | 110.75 | 22
2022/23 | 337.75 | 110.75 | 19
2022/23 | 338.25 | 110.75 | 15
2022/23 | 338.75 | 110.75 | 10
2022/23 | 339.25 | 110.75 | 17
2022/23 | 339.75 | 110.75 | 19
2022/23 | 340.25 | 110.75 | 15
2022/23 | 340.75 | 110.75 | 12
2022/23 | 341.25 | 110.75 | 18
2022/23 | 341.75 | 110.75 | 13
2022/23 | 342.25 | 110.75 | 13
2022/23 | 342.75 | 110.75 | 13
2022/23 | 343.25 | 110.75 | 7
2022/23 | 343.75 | 110.75 | 11
2022/23 | 344.25 | 110.75 | 13
2022/23 | 344.75 | 110.75 | 11
2022/23 | 345.25 | 110.75 | 7
2022/23 | 345.75 | 110.75 | 13
2022/23 | 346.25 | 110.75 | 12
2022/23 | 346.75 | 110.75 | 10
2022/23 | 347.25 | 110.75 | 15
2022/23 | 347.75 | 110.75 | 8
2022/23 | 348.25 | 110.75 | 7
2022/23 | 348.75 | 110.75 | 15
2022/23 | 349.25 | 110.75 | 8
2022/23 | 349.75 | 110.75 | 11
2022/23 | 350.25 | 110.75 | 7
2022/23 | 350.75 | 110.75 | 7
2022/23 | 351.25 | 110.75 | 9
2022/23 | 351.75 | 110.75 | 7
2022/23 | 352.25 | 110.75 | 11
2022/23 | 352.75 | 110.75 | 14
2022/23 | 353.25 | 110.75 | 10
2022/23 | 353.75 | 110.75 | 11
2022/23 | 354.25 | 110.75 | 11
2022/23 | 354.75 | 110.75 | 10
2022/23 | 355.25 | 110.75 | 7
2022/23 | 355.75 | 110.75 | 10
2022/23 | 356.25 | 110.75 | 3
2022/23 | 356.75 | 110.75 | 6
2022/23 | 357.25 | 110.75 | 11
2022/23 | 357.75 | 110.75 | 13
2022/23 | 358.25 | 110.75 | 6
2022/23 | 358.75 | 110.75 | 4
2022/23 | 359.25 | 110.75 | 6
2022/23 | 359.75 | 110.75 | 8
2022/23 | 360.25 | 110.75 | 8
2022/23 | 360.75 | 110.75 | 6
2022/23 | 361.25 | 110.75 | 4
2022/23 | 361.75 | 110.75 | 9
2022/23 | 362.25 | 110.75 | 3
2022/23 | 362.75 | 110.75 | 4
2022/23 | 363.25 | 110.75 | 4
2022/23 | 363.75 | 110.75 | 5
2022/23 | 364.25 | 110.75 | 6
2022/23 | 364.75 | 110.75 | 2
2022/23 | 365.25 | 110.75 | 5
2022/23 | 365.75 | 110.75 | 3
2022/23 | 366.25 | 110.75 | 3
2022/23 | 366.75 | 110.75 | 4
2022/23 | 367.25 | 110.75 | 4
2022/23 | 367.75 | 110.75 | 5
2022/23 | 368.25 | 110.75 | 4
2022/23 | 368.75 | 110.75 | 6
2022/23 | 369.25 | 110.75 | 6
2022/23 | 369.75 | 110.75 | 1
2022/23 | 370.25 | 110.75 | 3
2022/23 | 370.75 | 110.75 | 2
2022/23 | 371.25 | 110.75 | 4
2022/23 | 371.75 | 110.75 | 2
2022/23 | 372.25 | 110.75 | 2
2022/23 | 372.75 | 110.75 | 3
2022/23 | 373.25 | 110.75 | 2
2022/23 | 373.75 | 110.75 | 3
2022/23 | 374.25 | 110.75 | 5
2022/23 | 374.75 | 110.75 | 2
2022/23 | 375.25 | 110.75 | 2
2022/23 | 375.75 | 110.75 | 2
2022/23 | 376.25 | 110.75 | 4
2022/23 | 376.75 | 110.75 | 1
2022/23 | 377.75 | 110.75 | 3
2022/23 | 378.25 | 110.75 | 4
2022/23 | 378.75 | 110.75 | 5
2022/23 | 379.25 | 110.75 | 2
2022/23 | 379.75 | 110.75 | 1
2022/23 | 380.25 | 110.75 | 4
2022/23 | 380.75 | 110.75 | 1
2022/23 | 381.25 | 110.75 | 2
2022/23 | 381.75 | 110.75 | 1
2022/23 | 382.25 | 110.75 | 1
2022/23 | 383.25 | 110.75 | 1
2022/23 | 383.75 | 110.75 | 3
2022/23 | 384.25 | 110.75 | 3
2022/23 | 384.75 | 110.75 | 1
2022/23 | 385.25 | 110.75 | 2
2022/23 | 385.75 | 110.75 | 1
2022/23 | 386.75 | 110.75 | 3
2022/23 | 387.25 | 110.75 | 2
2022/23 | 387.75 | 110.75 | 1
2022/23 | 388.75 | 110.75 | 1
2022/23 | 389.25 | 110.75 | 3
2022/23 | 389.75 | 110.75 | 1
2022/23 | 390.75 | 110.75 | 1
2022/23 | 391.75 | 110.75 | 1
2022/23 | 392.25 | 110.75 | 1
2022/23 | 392.75 | 110.75 | 2
2022/23 | 393.25 | 110.75 | 4
2022/23 | 393.75 | 110.75 | 1
2022/23 | 394.25 | 110.75 | 1
2022/23 | 394.75 | 110.75 | 2
2022/23 | 395.25 | 110.75 | 1
2022/23 | 395.75 | 110.75 | 1
2022/23 | 396.25 | 110.75 | 3
2022/23 | 396.75 | 110.75 | 2
2022/23 | 397.25 | 110.75 | 1
2022/23 | 397.75 | 110.75 | 1
2022/23 | 398.25 | 110.75 | 1
2022/23 | 399.75 | 110.75 | 1
2022/23 | 401.75 | 110.75 | 3
2022/23 | 404.75 | 110.75 | 2
2022/23 | 405.25 | 110.75 | 1
2022/23 | 405.75 | 110.75 | 2
2022/23 | 406.25 | 110.75 | 1
2022/23 | 407.75 | 110.75 | 1
2022/23 | 408.25 | 110.75 | 1
2022/23 | 409.25 | 110.75 | 1
2022/23 | 409.75 | 110.75 | 1
2022/23 | 412.75 | 110.75 | 2
2022/23 | 413.75 | 110.75 | 1
2022/23 | 414.75 | 110.75 | 1
2022/23 | 415.75 | 110.75 | 1
2022/23 | 416.25 | 110.75 | 1
2022/23 | 417.25 | 110.75 | 1
2022/23 | 420.25 | 110.75 | 1
2022/23 | 420.75 | 110.75 | 1
2022/23 | 422.75 | 110.75 | 1
2022/23 | 424.75 | 110.75 | 1
2022/23 | 427.25 | 110.75 | 1
2022/23 | 433.75 | 110.75 | 1
2022/23 | 434.25 | 110.75 | 1
2022/23 | 438.25 | 110.75 | 1
2022/23 | 441.75 | 110.75 | 1
2022/23 | 442.25 | 110.75 | 1
2022/23 | 451.25 | 110.75 | 1
2022/23 | 455.25 | 110.75 | 1
2022/23 | 474.75 | 110.75 | 1
2022/23 | 481.25 | 110.75 | 1
2022/23 | 486.75 | 110.75 | 1
2022/23 | 154.25 | 111.25 | 1
2022/23 | 157.75 | 111.25 | 1
2022/23 | 160.25 | 111.25 | 1
2022/23 | 161.25 | 111.25 | 1
2022/23 | 162.25 | 111.25 | 1
2022/23 | 163.75 | 111.25 | 1
2022/23 | 164.75 | 111.25 | 1
2022/23 | 165.25 | 111.25 | 1
2022/23 | 165.75 | 111.25 | 1
2022/23 | 167.75 | 111.25 | 1
2022/23 | 168.75 | 111.25 | 3
2022/23 | 169.25 | 111.25 | 1
2022/23 | 170.25 | 111.25 | 1
2022/23 | 170.75 | 111.25 | 1
2022/23 | 171.25 | 111.25 | 1
2022/23 | 171.75 | 111.25 | 2
2022/23 | 172.25 | 111.25 | 1
2022/23 | 172.75 | 111.25 | 1
2022/23 | 173.25 | 111.25 | 2
2022/23 | 173.75 | 111.25 | 3
2022/23 | 174.25 | 111.25 | 1
2022/23 | 174.75 | 111.25 | 3
2022/23 | 175.25 | 111.25 | 2
2022/23 | 175.75 | 111.25 | 3
2022/23 | 176.25 | 111.25 | 3
2022/23 | 176.75 | 111.25 | 2
2022/23 | 177.25 | 111.25 | 1
2022/23 | 177.75 | 111.25 | 4
2022/23 | 178.25 | 111.25 | 3
2022/23 | 178.75 | 111.25 | 6
2022/23 | 179.25 | 111.25 | 4
2022/23 | 179.75 | 111.25 | 2
2022/23 | 180.25 | 111.25 | 5
2022/23 | 180.75 | 111.25 | 7
2022/23 | 181.25 | 111.25 | 10
2022/23 | 181.75 | 111.25 | 5
2022/23 | 182.25 | 111.25 | 10
2022/23 | 182.75 | 111.25 | 5
2022/23 | 183.25 | 111.25 | 6
2022/23 | 183.75 | 111.25 | 6
2022/23 | 184.25 | 111.25 | 4
2022/23 | 184.75 | 111.25 | 8
2022/23 | 185.25 | 111.25 | 10
2022/23 | 185.75 | 111.25 | 12
2022/23 | 186.25 | 111.25 | 5
2022/23 | 186.75 | 111.25 | 8
2022/23 | 187.25 | 111.25 | 12
2022/23 | 187.75 | 111.25 | 13
2022/23 | 188.25 | 111.25 | 15
2022/23 | 188.75 | 111.25 | 15
2022/23 | 189.25 | 111.25 | 18
2022/23 | 189.75 | 111.25 | 11
2022/23 | 190.25 | 111.25 | 20
2022/23 | 190.75 | 111.25 | 7
2022/23 | 191.25 | 111.25 | 19
2022/23 | 191.75 | 111.25 | 7
2022/23 | 192.25 | 111.25 | 14
2022/23 | 192.75 | 111.25 | 13
2022/23 | 193.25 | 111.25 | 13
2022/23 | 193.75 | 111.25 | 17
2022/23 | 194.25 | 111.25 | 16
2022/23 | 194.75 | 111.25 | 15
2022/23 | 195.25 | 111.25 | 11
2022/23 | 195.75 | 111.25 | 15
2022/23 | 196.25 | 111.25 | 21
2022/23 | 196.75 | 111.25 | 20
2022/23 | 197.25 | 111.25 | 22
2022/23 | 197.75 | 111.25 | 21
2022/23 | 198.25 | 111.25 | 22
2022/23 | 198.75 | 111.25 | 28
2022/23 | 199.25 | 111.25 | 33
2022/23 | 199.75 | 111.25 | 26
2022/23 | 200.25 | 111.25 | 26
2022/23 | 200.75 | 111.25 | 35
2022/23 | 201.25 | 111.25 | 37
2022/23 | 201.75 | 111.25 | 34
2022/23 | 202.25 | 111.25 | 35
2022/23 | 202.75 | 111.25 | 35
2022/23 | 203.25 | 111.25 | 40
2022/23 | 203.75 | 111.25 | 32
2022/23 | 204.25 | 111.25 | 38
2022/23 | 204.75 | 111.25 | 52
2022/23 | 205.25 | 111.25 | 40
2022/23 | 205.75 | 111.25 | 46
2022/23 | 206.25 | 111.25 | 31
2022/23 | 206.75 | 111.25 | 53
2022/23 | 207.25 | 111.25 | 53
2022/23 | 207.75 | 111.25 | 43
2022/23 | 208.25 | 111.25 | 45
2022/23 | 208.75 | 111.25 | 64
2022/23 | 209.25 | 111.25 | 70
2022/23 | 209.75 | 111.25 | 55
2022/23 | 210.25 | 111.25 | 57
2022/23 | 210.75 | 111.25 | 67
2022/23 | 211.25 | 111.25 | 73
2022/23 | 211.75 | 111.25 | 74
2022/23 | 212.25 | 111.25 | 76
2022/23 | 212.75 | 111.25 | 66
2022/23 | 213.25 | 111.25 | 77
2022/23 | 213.75 | 111.25 | 79
2022/23 | 214.25 | 111.25 | 67
2022/23 | 214.75 | 111.25 | 72
2022/23 | 215.25 | 111.25 | 65
2022/23 | 215.75 | 111.25 | 66
2022/23 | 216.25 | 111.25 | 80
2022/23 | 216.75 | 111.25 | 94
2022/23 | 217.25 | 111.25 | 103
2022/23 | 217.75 | 111.25 | 79
2022/23 | 218.25 | 111.25 | 89
2022/23 | 218.75 | 111.25 | 86
2022/23 | 219.25 | 111.25 | 107
2022/23 | 219.75 | 111.25 | 84
2022/23 | 220.25 | 111.25 | 95
2022/23 | 220.75 | 111.25 | 95
2022/23 | 221.25 | 111.25 | 86
2022/23 | 221.75 | 111.25 | 105
2022/23 | 222.25 | 111.25 | 115
2022/23 | 222.75 | 111.25 | 128
2022/23 | 223.25 | 111.25 | 105
2022/23 | 223.75 | 111.25 | 103
2022/23 | 224.25 | 111.25 | 105
2022/23 | 224.75 | 111.25 | 103
2022/23 | 225.25 | 111.25 | 95
2022/23 | 225.75 | 111.25 | 113
2022/23 | 226.25 | 111.25 | 125
2022/23 | 226.75 | 111.25 | 119
2022/23 | 227.25 | 111.25 | 108
2022/23 | 227.75 | 111.25 | 103
2022/23 | 228.25 | 111.25 | 110
2022/23 | 228.75 | 111.25 | 135
2022/23 | 229.25 | 111.25 | 106
2022/23 | 229.75 | 111.25 | 123
2022/23 | 230.25 | 111.25 | 123
2022/23 | 230.75 | 111.25 | 125
2022/23 | 231.25 | 111.25 | 126
2022/23 | 231.75 | 111.25 | 127
2022/23 | 232.25 | 111.25 | 123
2022/23 | 232.75 | 111.25 | 127
2022/23 | 233.25 | 111.25 | 114
2022/23 | 233.75 | 111.25 | 109
2022/23 | 234.25 | 111.25 | 130
2022/23 | 234.75 | 111.25 | 134
2022/23 | 235.25 | 111.25 | 133
2022/23 | 235.75 | 111.25 | 132
2022/23 | 236.25 | 111.25 | 141
2022/23 | 236.75 | 111.25 | 151
2022/23 | 237.25 | 111.25 | 124
2022/23 | 237.75 | 111.25 | 159
2022/23 | 238.25 | 111.25 | 124
2022/23 | 238.75 | 111.25 | 131
2022/23 | 239.25 | 111.25 | 130
2022/23 | 239.75 | 111.25 | 140
2022/23 | 240.25 | 111.25 | 139
2022/23 | 240.75 | 111.25 | 138
2022/23 | 241.25 | 111.25 | 153
2022/23 | 241.75 | 111.25 | 138
2022/23 | 242.25 | 111.25 | 158
2022/23 | 242.75 | 111.25 | 123
2022/23 | 243.25 | 111.25 | 138
2022/23 | 243.75 | 111.25 | 128
2022/23 | 244.25 | 111.25 | 133
2022/23 | 244.75 | 111.25 | 137
2022/23 | 245.25 | 111.25 | 153
2022/23 | 245.75 | 111.25 | 158
2022/23 | 246.25 | 111.25 | 147
2022/23 | 246.75 | 111.25 | 143
2022/23 | 247.25 | 111.25 | 147
2022/23 | 247.75 | 111.25 | 164
2022/23 | 248.25 | 111.25 | 158
2022/23 | 248.75 | 111.25 | 146
2022/23 | 249.25 | 111.25 | 149
2022/23 | 249.75 | 111.25 | 145
2022/23 | 250.25 | 111.25 | 124
2022/23 | 250.75 | 111.25 | 132
2022/23 | 251.25 | 111.25 | 145
2022/23 | 251.75 | 111.25 | 144
2022/23 | 252.25 | 111.25 | 137
2022/23 | 252.75 | 111.25 | 142
2022/23 | 253.25 | 111.25 | 142
2022/23 | 253.75 | 111.25 | 142
2022/23 | 254.25 | 111.25 | 144
2022/23 | 254.75 | 111.25 | 131
2022/23 | 255.25 | 111.25 | 143
2022/23 | 255.75 | 111.25 | 130
2022/23 | 256.25 | 111.25 | 147
2022/23 | 256.75 | 111.25 | 157
2022/23 | 257.25 | 111.25 | 153
2022/23 | 257.75 | 111.25 | 153
2022/23 | 258.25 | 111.25 | 142
2022/23 | 258.75 | 111.25 | 142
2022/23 | 259.25 | 111.25 | 132
2022/23 | 259.75 | 111.25 | 134
2022/23 | 260.25 | 111.25 | 133
2022/23 | 260.75 | 111.25 | 145
2022/23 | 261.25 | 111.25 | 140
2022/23 | 261.75 | 111.25 | 131
2022/23 | 262.25 | 111.25 | 151
2022/23 | 262.75 | 111.25 | 130
2022/23 | 263.25 | 111.25 | 129
2022/23 | 263.75 | 111.25 | 152
2022/23 | 264.25 | 111.25 | 142
2022/23 | 264.75 | 111.25 | 136
2022/23 | 265.25 | 111.25 | 151
2022/23 | 265.75 | 111.25 | 148
2022/23 | 266.25 | 111.25 | 149
2022/23 | 266.75 | 111.25 | 122
2022/23 | 267.25 | 111.25 | 142
2022/23 | 267.75 | 111.25 | 138
2022/23 | 268.25 | 111.25 | 156
2022/23 | 268.75 | 111.25 | 122
2022/23 | 269.25 | 111.25 | 152
2022/23 | 269.75 | 111.25 | 121
2022/23 | 270.25 | 111.25 | 122
2022/23 | 270.75 | 111.25 | 123
2022/23 | 271.25 | 111.25 | 114
2022/23 | 271.75 | 111.25 | 115
2022/23 | 272.25 | 111.25 | 143
2022/23 | 272.75 | 111.25 | 126
2022/23 | 273.25 | 111.25 | 131
2022/23 | 273.75 | 111.25 | 147
2022/23 | 274.25 | 111.25 | 126
2022/23 | 274.75 | 111.25 | 99
2022/23 | 275.25 | 111.25 | 123
2022/23 | 275.75 | 111.25 | 113
2022/23 | 276.25 | 111.25 | 113
2022/23 | 276.75 | 111.25 | 112
2022/23 | 277.25 | 111.25 | 105
2022/23 | 277.75 | 111.25 | 104
2022/23 | 278.25 | 111.25 | 138
2022/23 | 278.75 | 111.25 | 110
2022/23 | 279.25 | 111.25 | 110
2022/23 | 279.75 | 111.25 | 121
2022/23 | 280.25 | 111.25 | 102
2022/23 | 280.75 | 111.25 | 108
2022/23 | 281.25 | 111.25 | 92
2022/23 | 281.75 | 111.25 | 95
2022/23 | 282.25 | 111.25 | 90
2022/23 | 282.75 | 111.25 | 88
2022/23 | 283.25 | 111.25 | 94
2022/23 | 283.75 | 111.25 | 119
2022/23 | 284.25 | 111.25 | 123
2022/23 | 284.75 | 111.25 | 96
2022/23 | 285.25 | 111.25 | 116
2022/23 | 285.75 | 111.25 | 102
2022/23 | 286.25 | 111.25 | 112
2022/23 | 286.75 | 111.25 | 100
2022/23 | 287.25 | 111.25 | 97
2022/23 | 287.75 | 111.25 | 93
2022/23 | 288.25 | 111.25 | 98
2022/23 | 288.75 | 111.25 | 77
2022/23 | 289.25 | 111.25 | 115
2022/23 | 289.75 | 111.25 | 81
2022/23 | 290.25 | 111.25 | 79
2022/23 | 290.75 | 111.25 | 98
2022/23 | 291.25 | 111.25 | 87
2022/23 | 291.75 | 111.25 | 85
2022/23 | 292.25 | 111.25 | 85
2022/23 | 292.75 | 111.25 | 95
2022/23 | 293.25 | 111.25 | 93
2022/23 | 293.75 | 111.25 | 88
2022/23 | 294.25 | 111.25 | 80
2022/23 | 294.75 | 111.25 | 78
2022/23 | 295.25 | 111.25 | 100
2022/23 | 295.75 | 111.25 | 100
2022/23 | 296.25 | 111.25 | 68
2022/23 | 296.75 | 111.25 | 77
2022/23 | 297.25 | 111.25 | 78
2022/23 | 297.75 | 111.25 | 78
2022/23 | 298.25 | 111.25 | 65
2022/23 | 298.75 | 111.25 | 70
2022/23 | 299.25 | 111.25 | 67
2022/23 | 299.75 | 111.25 | 85
2022/23 | 300.25 | 111.25 | 73
2022/23 | 300.75 | 111.25 | 68
2022/23 | 301.25 | 111.25 | 54
2022/23 | 301.75 | 111.25 | 52
2022/23 | 302.25 | 111.25 | 66
2022/23 | 302.75 | 111.25 | 62
2022/23 | 303.25 | 111.25 | 78
2022/23 | 303.75 | 111.25 | 65
2022/23 | 304.25 | 111.25 | 66
2022/23 | 304.75 | 111.25 | 67
2022/23 | 305.25 | 111.25 | 67
2022/23 | 305.75 | 111.25 | 63
2022/23 | 306.25 | 111.25 | 54
2022/23 | 306.75 | 111.25 | 61
2022/23 | 307.25 | 111.25 | 42
2022/23 | 307.75 | 111.25 | 61
2022/23 | 308.25 | 111.25 | 68
2022/23 | 308.75 | 111.25 | 48
2022/23 | 309.25 | 111.25 | 42
2022/23 | 309.75 | 111.25 | 66
2022/23 | 310.25 | 111.25 | 49
2022/23 | 310.75 | 111.25 | 52
2022/23 | 311.25 | 111.25 | 40
2022/23 | 311.75 | 111.25 | 42
2022/23 | 312.25 | 111.25 | 47
2022/23 | 312.75 | 111.25 | 46
2022/23 | 313.25 | 111.25 | 51
2022/23 | 313.75 | 111.25 | 57
2022/23 | 314.25 | 111.25 | 41
2022/23 | 314.75 | 111.25 | 36
2022/23 | 315.25 | 111.25 | 31
2022/23 | 315.75 | 111.25 | 47
2022/23 | 316.25 | 111.25 | 44
2022/23 | 316.75 | 111.25 | 39
2022/23 | 317.25 | 111.25 | 46
2022/23 | 317.75 | 111.25 | 36
2022/23 | 318.25 | 111.25 | 25
2022/23 | 318.75 | 111.25 | 42
2022/23 | 319.25 | 111.25 | 35
2022/23 | 319.75 | 111.25 | 40
2022/23 | 320.25 | 111.25 | 23
2022/23 | 320.75 | 111.25 | 28
2022/23 | 321.25 | 111.25 | 49
2022/23 | 321.75 | 111.25 | 31
2022/23 | 322.25 | 111.25 | 45
2022/23 | 322.75 | 111.25 | 39
2022/23 | 323.25 | 111.25 | 33
2022/23 | 323.75 | 111.25 | 25
2022/23 | 324.25 | 111.25 | 29
2022/23 | 324.75 | 111.25 | 29
2022/23 | 325.25 | 111.25 | 29
2022/23 | 325.75 | 111.25 | 23
2022/23 | 326.25 | 111.25 | 35
2022/23 | 326.75 | 111.25 | 25
2022/23 | 327.25 | 111.25 | 31
2022/23 | 327.75 | 111.25 | 30
2022/23 | 328.25 | 111.25 | 25
2022/23 | 328.75 | 111.25 | 31
2022/23 | 329.25 | 111.25 | 18
2022/23 | 329.75 | 111.25 | 25
2022/23 | 330.25 | 111.25 | 22
2022/23 | 330.75 | 111.25 | 22
2022/23 | 331.25 | 111.25 | 25
2022/23 | 331.75 | 111.25 | 19
2022/23 | 332.25 | 111.25 | 25
2022/23 | 332.75 | 111.25 | 24
2022/23 | 333.25 | 111.25 | 23
2022/23 | 333.75 | 111.25 | 24
2022/23 | 334.25 | 111.25 | 12
2022/23 | 334.75 | 111.25 | 22
2022/23 | 335.25 | 111.25 | 23
2022/23 | 335.75 | 111.25 | 16
2022/23 | 336.25 | 111.25 | 20
2022/23 | 336.75 | 111.25 | 15
2022/23 | 337.25 | 111.25 | 6
2022/23 | 337.75 | 111.25 | 15
2022/23 | 338.25 | 111.25 | 17
2022/23 | 338.75 | 111.25 | 13
2022/23 | 339.25 | 111.25 | 14
2022/23 | 339.75 | 111.25 | 11
2022/23 | 340.25 | 111.25 | 12
2022/23 | 340.75 | 111.25 | 18
2022/23 | 341.25 | 111.25 | 15
2022/23 | 341.75 | 111.25 | 18
2022/23 | 342.25 | 111.25 | 13
2022/23 | 342.75 | 111.25 | 14
2022/23 | 343.25 | 111.25 | 9
2022/23 | 343.75 | 111.25 | 7
2022/23 | 344.25 | 111.25 | 12
2022/23 | 344.75 | 111.25 | 9
2022/23 | 345.25 | 111.25 | 10
2022/23 | 345.75 | 111.25 | 15
2022/23 | 346.25 | 111.25 | 10
2022/23 | 346.75 | 111.25 | 8
2022/23 | 347.25 | 111.25 | 14
2022/23 | 347.75 | 111.25 | 13
2022/23 | 348.25 | 111.25 | 11
2022/23 | 348.75 | 111.25 | 13
2022/23 | 349.25 | 111.25 | 9
2022/23 | 349.75 | 111.25 | 11
2022/23 | 350.25 | 111.25 | 8
2022/23 | 350.75 | 111.25 | 4
2022/23 | 351.25 | 111.25 | 11
2022/23 | 351.75 | 111.25 | 3
2022/23 | 352.25 | 111.25 | 7
2022/23 | 352.75 | 111.25 | 11
2022/23 | 353.25 | 111.25 | 10
2022/23 | 353.75 | 111.25 | 11
2022/23 | 354.25 | 111.25 | 11
2022/23 | 354.75 | 111.25 | 11
2022/23 | 355.25 | 111.25 | 6
2022/23 | 355.75 | 111.25 | 11
2022/23 | 356.25 | 111.25 | 7
2022/23 | 356.75 | 111.25 | 2
2022/23 | 357.25 | 111.25 | 11
2022/23 | 357.75 | 111.25 | 6
2022/23 | 358.25 | 111.25 | 4
2022/23 | 358.75 | 111.25 | 8
2022/23 | 359.25 | 111.25 | 7
2022/23 | 359.75 | 111.25 | 2
2022/23 | 360.25 | 111.25 | 7
2022/23 | 360.75 | 111.25 | 7
2022/23 | 361.25 | 111.25 | 6
2022/23 | 361.75 | 111.25 | 5
2022/23 | 362.25 | 111.25 | 9
2022/23 | 362.75 | 111.25 | 5
2022/23 | 363.25 | 111.25 | 9
2022/23 | 363.75 | 111.25 | 9
2022/23 | 364.25 | 111.25 | 4
2022/23 | 364.75 | 111.25 | 3
2022/23 | 365.25 | 111.25 | 7
2022/23 | 365.75 | 111.25 | 2
2022/23 | 366.25 | 111.25 | 4
2022/23 | 366.75 | 111.25 | 2
2022/23 | 367.25 | 111.25 | 3
2022/23 | 367.75 | 111.25 | 3
2022/23 | 368.25 | 111.25 | 4
2022/23 | 368.75 | 111.25 | 3
2022/23 | 369.25 | 111.25 | 2
2022/23 | 369.75 | 111.25 | 5
2022/23 | 370.25 | 111.25 | 5
2022/23 | 370.75 | 111.25 | 3
2022/23 | 371.25 | 111.25 | 2
2022/23 | 371.75 | 111.25 | 7
2022/23 | 372.25 | 111.25 | 6
2022/23 | 372.75 | 111.25 | 3
2022/23 | 373.25 | 111.25 | 2
2022/23 | 373.75 | 111.25 | 3
2022/23 | 374.25 | 111.25 | 2
2022/23 | 374.75 | 111.25 | 5
2022/23 | 375.25 | 111.25 | 4
2022/23 | 376.25 | 111.25 | 3
2022/23 | 376.75 | 111.25 | 4
2022/23 | 377.25 | 111.25 | 3
2022/23 | 377.75 | 111.25 | 1
2022/23 | 378.25 | 111.25 | 1
2022/23 | 378.75 | 111.25 | 1
2022/23 | 379.25 | 111.25 | 2
2022/23 | 379.75 | 111.25 | 2
2022/23 | 380.25 | 111.25 | 1
2022/23 | 380.75 | 111.25 | 1
2022/23 | 381.25 | 111.25 | 2
2022/23 | 382.25 | 111.25 | 4
2022/23 | 382.75 | 111.25 | 4
2022/23 | 383.25 | 111.25 | 3
2022/23 | 383.75 | 111.25 | 2
2022/23 | 384.25 | 111.25 | 3
2022/23 | 384.75 | 111.25 | 2
2022/23 | 385.75 | 111.25 | 2
2022/23 | 386.75 | 111.25 | 1
2022/23 | 387.75 | 111.25 | 3
2022/23 | 388.25 | 111.25 | 1
2022/23 | 388.75 | 111.25 | 2
2022/23 | 389.75 | 111.25 | 1
2022/23 | 390.25 | 111.25 | 3
2022/23 | 391.25 | 111.25 | 4
2022/23 | 391.75 | 111.25 | 1
2022/23 | 392.25 | 111.25 | 1
2022/23 | 392.75 | 111.25 | 1
2022/23 | 393.25 | 111.25 | 1
2022/23 | 393.75 | 111.25 | 1
2022/23 | 394.75 | 111.25 | 4
2022/23 | 395.25 | 111.25 | 2
2022/23 | 395.75 | 111.25 | 1
2022/23 | 396.25 | 111.25 | 2
2022/23 | 397.25 | 111.25 | 2
2022/23 | 397.75 | 111.25 | 1
2022/23 | 398.25 | 111.25 | 1
2022/23 | 398.75 | 111.25 | 1
2022/23 | 399.25 | 111.25 | 1
2022/23 | 399.75 | 111.25 | 1
2022/23 | 400.75 | 111.25 | 3
2022/23 | 401.75 | 111.25 | 1
2022/23 | 402.25 | 111.25 | 2
2022/23 | 402.75 | 111.25 | 1
2022/23 | 403.25 | 111.25 | 1
2022/23 | 403.75 | 111.25 | 1
2022/23 | 404.75 | 111.25 | 1
2022/23 | 405.75 | 111.25 | 2
2022/23 | 408.75 | 111.25 | 2
2022/23 | 410.75 | 111.25 | 1
2022/23 | 416.25 | 111.25 | 1
2022/23 | 418.75 | 111.25 | 1
2022/23 | 419.25 | 111.25 | 1
2022/23 | 426.25 | 111.25 | 2
2022/23 | 429.75 | 111.25 | 1
2022/23 | 434.25 | 111.25 | 1
2022/23 | 439.75 | 111.25 | 1
2022/23 | 441.75 | 111.25 | 1
2022/23 | 448.75 | 111.25 | 1
2022/23 | 452.25 | 111.25 | 1
2022/23 | 159.25 | 111.75 | 1
2022/23 | 161.75 | 111.75 | 1
2022/23 | 163.25 | 111.75 | 1
2022/23 | 163.75 | 111.75 | 2
2022/23 | 165.75 | 111.75 | 1
2022/23 | 167.25 | 111.75 | 3
2022/23 | 168.25 | 111.75 | 1
2022/23 | 168.75 | 111.75 | 2
2022/23 | 169.25 | 111.75 | 1
2022/23 | 169.75 | 111.75 | 1
2022/23 | 170.25 | 111.75 | 1
2022/23 | 170.75 | 111.75 | 2
2022/23 | 171.25 | 111.75 | 1
2022/23 | 171.75 | 111.75 | 1
2022/23 | 172.25 | 111.75 | 1
2022/23 | 172.75 | 111.75 | 1
2022/23 | 173.25 | 111.75 | 1
2022/23 | 173.75 | 111.75 | 5
2022/23 | 174.75 | 111.75 | 1
2022/23 | 175.25 | 111.75 | 2
2022/23 | 175.75 | 111.75 | 2
2022/23 | 176.25 | 111.75 | 5
2022/23 | 176.75 | 111.75 | 2
2022/23 | 177.25 | 111.75 | 1
2022/23 | 177.75 | 111.75 | 4
2022/23 | 178.25 | 111.75 | 2
2022/23 | 178.75 | 111.75 | 5
2022/23 | 179.25 | 111.75 | 4
2022/23 | 179.75 | 111.75 | 5
2022/23 | 180.25 | 111.75 | 5
2022/23 | 180.75 | 111.75 | 4
2022/23 | 181.25 | 111.75 | 7
2022/23 | 181.75 | 111.75 | 10
2022/23 | 182.25 | 111.75 | 3
2022/23 | 182.75 | 111.75 | 5
2022/23 | 183.25 | 111.75 | 5
2022/23 | 183.75 | 111.75 | 5
2022/23 | 184.25 | 111.75 | 2
2022/23 | 184.75 | 111.75 | 4
2022/23 | 185.25 | 111.75 | 5
2022/23 | 185.75 | 111.75 | 6
2022/23 | 186.25 | 111.75 | 10
2022/23 | 186.75 | 111.75 | 6
2022/23 | 187.25 | 111.75 | 7
2022/23 | 187.75 | 111.75 | 8
2022/23 | 188.25 | 111.75 | 8
2022/23 | 188.75 | 111.75 | 8
2022/23 | 189.25 | 111.75 | 13
2022/23 | 189.75 | 111.75 | 6
2022/23 | 190.25 | 111.75 | 11
2022/23 | 190.75 | 111.75 | 9
2022/23 | 191.25 | 111.75 | 12
2022/23 | 191.75 | 111.75 | 19
2022/23 | 192.25 | 111.75 | 15
2022/23 | 192.75 | 111.75 | 8
2022/23 | 193.25 | 111.75 | 9
2022/23 | 193.75 | 111.75 | 15
2022/23 | 194.25 | 111.75 | 23
2022/23 | 194.75 | 111.75 | 11
2022/23 | 195.25 | 111.75 | 16
2022/23 | 195.75 | 111.75 | 20
2022/23 | 196.25 | 111.75 | 12
2022/23 | 196.75 | 111.75 | 18
2022/23 | 197.25 | 111.75 | 18
2022/23 | 197.75 | 111.75 | 19
2022/23 | 198.25 | 111.75 | 22
2022/23 | 198.75 | 111.75 | 22
2022/23 | 199.25 | 111.75 | 33
2022/23 | 199.75 | 111.75 | 25
2022/23 | 200.25 | 111.75 | 25
2022/23 | 200.75 | 111.75 | 20
2022/23 | 201.25 | 111.75 | 23
2022/23 | 201.75 | 111.75 | 28
2022/23 | 202.25 | 111.75 | 36
2022/23 | 202.75 | 111.75 | 36
2022/23 | 203.25 | 111.75 | 34
2022/23 | 203.75 | 111.75 | 28
2022/23 | 204.25 | 111.75 | 37
2022/23 | 204.75 | 111.75 | 32
2022/23 | 205.25 | 111.75 | 39
2022/23 | 205.75 | 111.75 | 31
2022/23 | 206.25 | 111.75 | 39
2022/23 | 206.75 | 111.75 | 42
2022/23 | 207.25 | 111.75 | 42
2022/23 | 207.75 | 111.75 | 39
2022/23 | 208.25 | 111.75 | 51
2022/23 | 208.75 | 111.75 | 57
2022/23 | 209.25 | 111.75 | 43
2022/23 | 209.75 | 111.75 | 44
2022/23 | 210.25 | 111.75 | 48
2022/23 | 210.75 | 111.75 | 62
2022/23 | 211.25 | 111.75 | 56
2022/23 | 211.75 | 111.75 | 63
2022/23 | 212.25 | 111.75 | 61
2022/23 | 212.75 | 111.75 | 70
2022/23 | 213.25 | 111.75 | 83
2022/23 | 213.75 | 111.75 | 62
2022/23 | 214.25 | 111.75 | 68
2022/23 | 214.75 | 111.75 | 64
2022/23 | 215.25 | 111.75 | 68
2022/23 | 215.75 | 111.75 | 67
2022/23 | 216.25 | 111.75 | 75
2022/23 | 216.75 | 111.75 | 76
2022/23 | 217.25 | 111.75 | 87
2022/23 | 217.75 | 111.75 | 63
2022/23 | 218.25 | 111.75 | 84
2022/23 | 218.75 | 111.75 | 83
2022/23 | 219.25 | 111.75 | 87
2022/23 | 219.75 | 111.75 | 87
2022/23 | 220.25 | 111.75 | 99
2022/23 | 220.75 | 111.75 | 120
2022/23 | 221.25 | 111.75 | 92
2022/23 | 221.75 | 111.75 | 108
2022/23 | 222.25 | 111.75 | 91
2022/23 | 222.75 | 111.75 | 105
2022/23 | 223.25 | 111.75 | 73
2022/23 | 223.75 | 111.75 | 84
2022/23 | 224.25 | 111.75 | 114
2022/23 | 224.75 | 111.75 | 106
2022/23 | 225.25 | 111.75 | 110
2022/23 | 225.75 | 111.75 | 97
2022/23 | 226.25 | 111.75 | 116
2022/23 | 226.75 | 111.75 | 119
2022/23 | 227.25 | 111.75 | 99
2022/23 | 227.75 | 111.75 | 120
2022/23 | 228.25 | 111.75 | 103
2022/23 | 228.75 | 111.75 | 128
2022/23 | 229.25 | 111.75 | 121
2022/23 | 229.75 | 111.75 | 117
2022/23 | 230.25 | 111.75 | 130
2022/23 | 230.75 | 111.75 | 118
2022/23 | 231.25 | 111.75 | 127
2022/23 | 231.75 | 111.75 | 129
2022/23 | 232.25 | 111.75 | 125
2022/23 | 232.75 | 111.75 | 117
2022/23 | 233.25 | 111.75 | 131
2022/23 | 233.75 | 111.75 | 132
2022/23 | 234.25 | 111.75 | 116
2022/23 | 234.75 | 111.75 | 122
2022/23 | 235.25 | 111.75 | 162
2022/23 | 235.75 | 111.75 | 136
2022/23 | 236.25 | 111.75 | 147
2022/23 | 236.75 | 111.75 | 149
2022/23 | 237.25 | 111.75 | 126
2022/23 | 237.75 | 111.75 | 147
2022/23 | 238.25 | 111.75 | 120
2022/23 | 238.75 | 111.75 | 143
2022/23 | 239.25 | 111.75 | 164
2022/23 | 239.75 | 111.75 | 136
2022/23 | 240.25 | 111.75 | 138
2022/23 | 240.75 | 111.75 | 148
2022/23 | 241.25 | 111.75 | 134
2022/23 | 241.75 | 111.75 | 139
2022/23 | 242.25 | 111.75 | 163
2022/23 | 242.75 | 111.75 | 138
2022/23 | 243.25 | 111.75 | 137
2022/23 | 243.75 | 111.75 | 148
2022/23 | 244.25 | 111.75 | 135
2022/23 | 244.75 | 111.75 | 147
2022/23 | 245.25 | 111.75 | 132
2022/23 | 245.75 | 111.75 | 163
2022/23 | 246.25 | 111.75 | 132
2022/23 | 246.75 | 111.75 | 150
2022/23 | 247.25 | 111.75 | 155
2022/23 | 247.75 | 111.75 | 169
2022/23 | 248.25 | 111.75 | 156
2022/23 | 248.75 | 111.75 | 136
2022/23 | 249.25 | 111.75 | 142
2022/23 | 249.75 | 111.75 | 164
2022/23 | 250.25 | 111.75 | 151
2022/23 | 250.75 | 111.75 | 135
2022/23 | 251.25 | 111.75 | 147
2022/23 | 251.75 | 111.75 | 139
2022/23 | 252.25 | 111.75 | 135
2022/23 | 252.75 | 111.75 | 157
2022/23 | 253.25 | 111.75 | 150
2022/23 | 253.75 | 111.75 | 166
2022/23 | 254.25 | 111.75 | 166
2022/23 | 254.75 | 111.75 | 154
2022/23 | 255.25 | 111.75 | 154
2022/23 | 255.75 | 111.75 | 150
2022/23 | 256.25 | 111.75 | 155
2022/23 | 256.75 | 111.75 | 158
2022/23 | 257.25 | 111.75 | 144
2022/23 | 257.75 | 111.75 | 165
2022/23 | 258.25 | 111.75 | 135
2022/23 | 258.75 | 111.75 | 150
2022/23 | 259.25 | 111.75 | 149
2022/23 | 259.75 | 111.75 | 160
2022/23 | 260.25 | 111.75 | 132
2022/23 | 260.75 | 111.75 | 124
2022/23 | 261.25 | 111.75 | 143
2022/23 | 261.75 | 111.75 | 150
2022/23 | 262.25 | 111.75 | 123
2022/23 | 262.75 | 111.75 | 116
2022/23 | 263.25 | 111.75 | 126
2022/23 | 263.75 | 111.75 | 127
2022/23 | 264.25 | 111.75 | 166
2022/23 | 264.75 | 111.75 | 151
2022/23 | 265.25 | 111.75 | 129
2022/23 | 265.75 | 111.75 | 150
2022/23 | 266.25 | 111.75 | 128
2022/23 | 266.75 | 111.75 | 145
2022/23 | 267.25 | 111.75 | 138
2022/23 | 267.75 | 111.75 | 132
2022/23 | 268.25 | 111.75 | 138
2022/23 | 268.75 | 111.75 | 139
2022/23 | 269.25 | 111.75 | 137
2022/23 | 269.75 | 111.75 | 161
2022/23 | 270.25 | 111.75 | 130
2022/23 | 270.75 | 111.75 | 135
2022/23 | 271.25 | 111.75 | 122
2022/23 | 271.75 | 111.75 | 136
2022/23 | 272.25 | 111.75 | 120
2022/23 | 272.75 | 111.75 | 118
2022/23 | 273.25 | 111.75 | 123
2022/23 | 273.75 | 111.75 | 126
2022/23 | 274.25 | 111.75 | 117
2022/23 | 274.75 | 111.75 | 126
2022/23 | 275.25 | 111.75 | 122
2022/23 | 275.75 | 111.75 | 108
2022/23 | 276.25 | 111.75 | 107
2022/23 | 276.75 | 111.75 | 110
2022/23 | 277.25 | 111.75 | 98
2022/23 | 277.75 | 111.75 | 95
2022/23 | 278.25 | 111.75 | 124
2022/23 | 278.75 | 111.75 | 125
2022/23 | 279.25 | 111.75 | 101
2022/23 | 279.75 | 111.75 | 117
2022/23 | 280.25 | 111.75 | 109
2022/23 | 280.75 | 111.75 | 129
2022/23 | 281.25 | 111.75 | 113
2022/23 | 281.75 | 111.75 | 124
2022/23 | 282.25 | 111.75 | 137
2022/23 | 282.75 | 111.75 | 101
2022/23 | 283.25 | 111.75 | 118
2022/23 | 283.75 | 111.75 | 118
2022/23 | 284.25 | 111.75 | 108
2022/23 | 284.75 | 111.75 | 110
2022/23 | 285.25 | 111.75 | 118
2022/23 | 285.75 | 111.75 | 89
2022/23 | 286.25 | 111.75 | 111
2022/23 | 286.75 | 111.75 | 109
2022/23 | 287.25 | 111.75 | 106
2022/23 | 287.75 | 111.75 | 110
2022/23 | 288.25 | 111.75 | 96
2022/23 | 288.75 | 111.75 | 115
2022/23 | 289.25 | 111.75 | 86
2022/23 | 289.75 | 111.75 | 93
2022/23 | 290.25 | 111.75 | 109
2022/23 | 290.75 | 111.75 | 98
2022/23 | 291.25 | 111.75 | 87
2022/23 | 291.75 | 111.75 | 103
2022/23 | 292.25 | 111.75 | 104
2022/23 | 292.75 | 111.75 | 87
2022/23 | 293.25 | 111.75 | 98
2022/23 | 293.75 | 111.75 | 92
2022/23 | 294.25 | 111.75 | 84
2022/23 | 294.75 | 111.75 | 92
2022/23 | 295.25 | 111.75 | 83
2022/23 | 295.75 | 111.75 | 91
2022/23 | 296.25 | 111.75 | 82
2022/23 | 296.75 | 111.75 | 88
2022/23 | 297.25 | 111.75 | 82
2022/23 | 297.75 | 111.75 | 71
2022/23 | 298.25 | 111.75 | 77
2022/23 | 298.75 | 111.75 | 82
2022/23 | 299.25 | 111.75 | 72
2022/23 | 299.75 | 111.75 | 75
2022/23 | 300.25 | 111.75 | 54
2022/23 | 300.75 | 111.75 | 67
2022/23 | 301.25 | 111.75 | 70
2022/23 | 301.75 | 111.75 | 82
2022/23 | 302.25 | 111.75 | 66
2022/23 | 302.75 | 111.75 | 65
2022/23 | 303.25 | 111.75 | 78
2022/23 | 303.75 | 111.75 | 49
2022/23 | 304.25 | 111.75 | 62
2022/23 | 304.75 | 111.75 | 51
2022/23 | 305.25 | 111.75 | 68
2022/23 | 305.75 | 111.75 | 58
2022/23 | 306.25 | 111.75 | 59
2022/23 | 306.75 | 111.75 | 61
2022/23 | 307.25 | 111.75 | 69
2022/23 | 307.75 | 111.75 | 58
2022/23 | 308.25 | 111.75 | 57
2022/23 | 308.75 | 111.75 | 61
2022/23 | 309.25 | 111.75 | 52
2022/23 | 309.75 | 111.75 | 44
2022/23 | 310.25 | 111.75 | 59
2022/23 | 310.75 | 111.75 | 56
2022/23 | 311.25 | 111.75 | 49
2022/23 | 311.75 | 111.75 | 60
2022/23 | 312.25 | 111.75 | 54
2022/23 | 312.75 | 111.75 | 51
2022/23 | 313.25 | 111.75 | 53
2022/23 | 313.75 | 111.75 | 39
2022/23 | 314.25 | 111.75 | 35
2022/23 | 314.75 | 111.75 | 42
2022/23 | 315.25 | 111.75 | 40
2022/23 | 315.75 | 111.75 | 51
2022/23 | 316.25 | 111.75 | 45
2022/23 | 316.75 | 111.75 | 32
2022/23 | 317.25 | 111.75 | 54
2022/23 | 317.75 | 111.75 | 38
2022/23 | 318.25 | 111.75 | 40
2022/23 | 318.75 | 111.75 | 40
2022/23 | 319.25 | 111.75 | 31
2022/23 | 319.75 | 111.75 | 38
2022/23 | 320.25 | 111.75 | 39
2022/23 | 320.75 | 111.75 | 42
2022/23 | 321.25 | 111.75 | 38
2022/23 | 321.75 | 111.75 | 31
2022/23 | 322.25 | 111.75 | 31
2022/23 | 322.75 | 111.75 | 41
2022/23 | 323.25 | 111.75 | 38
2022/23 | 323.75 | 111.75 | 30
2022/23 | 324.25 | 111.75 | 28
2022/23 | 324.75 | 111.75 | 32
2022/23 | 325.25 | 111.75 | 26
2022/23 | 325.75 | 111.75 | 33
2022/23 | 326.25 | 111.75 | 42
2022/23 | 326.75 | 111.75 | 29
2022/23 | 327.25 | 111.75 | 31
2022/23 | 327.75 | 111.75 | 25
2022/23 | 328.25 | 111.75 | 28
2022/23 | 328.75 | 111.75 | 28
2022/23 | 329.25 | 111.75 | 26
2022/23 | 329.75 | 111.75 | 29
2022/23 | 330.25 | 111.75 | 20
2022/23 | 330.75 | 111.75 | 26
2022/23 | 331.25 | 111.75 | 21
2022/23 | 331.75 | 111.75 | 20
2022/23 | 332.25 | 111.75 | 19
2022/23 | 332.75 | 111.75 | 14
2022/23 | 333.25 | 111.75 | 16
2022/23 | 333.75 | 111.75 | 18
2022/23 | 334.25 | 111.75 | 14
2022/23 | 334.75 | 111.75 | 14
2022/23 | 335.25 | 111.75 | 20
2022/23 | 335.75 | 111.75 | 21
2022/23 | 336.25 | 111.75 | 17
2022/23 | 336.75 | 111.75 | 23
2022/23 | 337.25 | 111.75 | 20
2022/23 | 337.75 | 111.75 | 15
2022/23 | 338.25 | 111.75 | 19
2022/23 | 338.75 | 111.75 | 18
2022/23 | 339.25 | 111.75 | 21
2022/23 | 339.75 | 111.75 | 25
2022/23 | 340.25 | 111.75 | 26
2022/23 | 340.75 | 111.75 | 16
2022/23 | 341.25 | 111.75 | 14
2022/23 | 341.75 | 111.75 | 12
2022/23 | 342.25 | 111.75 | 18
2022/23 | 342.75 | 111.75 | 17
2022/23 | 343.25 | 111.75 | 14
2022/23 | 343.75 | 111.75 | 14
2022/23 | 344.25 | 111.75 | 11
2022/23 | 344.75 | 111.75 | 10
2022/23 | 345.25 | 111.75 | 9
2022/23 | 345.75 | 111.75 | 15
2022/23 | 346.25 | 111.75 | 14
2022/23 | 346.75 | 111.75 | 11
2022/23 | 347.25 | 111.75 | 13
2022/23 | 347.75 | 111.75 | 11
2022/23 | 348.25 | 111.75 | 11
2022/23 | 348.75 | 111.75 | 10
2022/23 | 349.25 | 111.75 | 5
2022/23 | 349.75 | 111.75 | 16
2022/23 | 350.25 | 111.75 | 6
2022/23 | 350.75 | 111.75 | 16
2022/23 | 351.25 | 111.75 | 13
2022/23 | 351.75 | 111.75 | 13
2022/23 | 352.25 | 111.75 | 10
2022/23 | 352.75 | 111.75 | 11
2022/23 | 353.25 | 111.75 | 15
2022/23 | 353.75 | 111.75 | 8
2022/23 | 354.25 | 111.75 | 10
2022/23 | 354.75 | 111.75 | 5
2022/23 | 355.25 | 111.75 | 12
2022/23 | 355.75 | 111.75 | 11
2022/23 | 356.25 | 111.75 | 11
2022/23 | 356.75 | 111.75 | 6
2022/23 | 357.25 | 111.75 | 9
2022/23 | 357.75 | 111.75 | 5
2022/23 | 358.25 | 111.75 | 7
2022/23 | 358.75 | 111.75 | 4
2022/23 | 359.25 | 111.75 | 10
2022/23 | 359.75 | 111.75 | 7
2022/23 | 360.25 | 111.75 | 4
2022/23 | 360.75 | 111.75 | 8
2022/23 | 361.25 | 111.75 | 10
2022/23 | 361.75 | 111.75 | 6
2022/23 | 362.25 | 111.75 | 10
2022/23 | 362.75 | 111.75 | 2
2022/23 | 363.25 | 111.75 | 2
2022/23 | 363.75 | 111.75 | 5
2022/23 | 364.25 | 111.75 | 4
2022/23 | 364.75 | 111.75 | 8
2022/23 | 365.25 | 111.75 | 4
2022/23 | 365.75 | 111.75 | 7
2022/23 | 366.25 | 111.75 | 2
2022/23 | 366.75 | 111.75 | 7
2022/23 | 367.25 | 111.75 | 6
2022/23 | 367.75 | 111.75 | 7
2022/23 | 368.25 | 111.75 | 5
2022/23 | 368.75 | 111.75 | 5
2022/23 | 369.25 | 111.75 | 5
2022/23 | 369.75 | 111.75 | 8
2022/23 | 370.25 | 111.75 | 7
2022/23 | 370.75 | 111.75 | 9
2022/23 | 371.25 | 111.75 | 4
2022/23 | 371.75 | 111.75 | 4
2022/23 | 372.25 | 111.75 | 6
2022/23 | 372.75 | 111.75 | 3
2022/23 | 373.25 | 111.75 | 3
2022/23 | 373.75 | 111.75 | 5
2022/23 | 374.25 | 111.75 | 6
2022/23 | 374.75 | 111.75 | 4
2022/23 | 375.25 | 111.75 | 1
2022/23 | 375.75 | 111.75 | 4
2022/23 | 376.25 | 111.75 | 5
2022/23 | 377.25 | 111.75 | 2
2022/23 | 377.75 | 111.75 | 1
2022/23 | 378.25 | 111.75 | 5
2022/23 | 378.75 | 111.75 | 2
2022/23 | 379.25 | 111.75 | 4
2022/23 | 379.75 | 111.75 | 1
2022/23 | 380.25 | 111.75 | 2
2022/23 | 380.75 | 111.75 | 1
2022/23 | 381.25 | 111.75 | 1
2022/23 | 381.75 | 111.75 | 2
2022/23 | 382.25 | 111.75 | 3
2022/23 | 382.75 | 111.75 | 5
2022/23 | 383.25 | 111.75 | 3
2022/23 | 383.75 | 111.75 | 3
2022/23 | 384.25 | 111.75 | 1
2022/23 | 384.75 | 111.75 | 4
2022/23 | 385.75 | 111.75 | 4
2022/23 | 386.25 | 111.75 | 1
2022/23 | 386.75 | 111.75 | 2
2022/23 | 387.25 | 111.75 | 2
2022/23 | 387.75 | 111.75 | 1
2022/23 | 388.25 | 111.75 | 1
2022/23 | 388.75 | 111.75 | 1
2022/23 | 389.25 | 111.75 | 1
2022/23 | 389.75 | 111.75 | 1
2022/23 | 390.25 | 111.75 | 1
2022/23 | 391.75 | 111.75 | 2
2022/23 | 392.25 | 111.75 | 1
2022/23 | 393.25 | 111.75 | 1
2022/23 | 393.75 | 111.75 | 4
2022/23 | 395.25 | 111.75 | 1
2022/23 | 395.75 | 111.75 | 2
2022/23 | 396.25 | 111.75 | 2
2022/23 | 396.75 | 111.75 | 1
2022/23 | 397.75 | 111.75 | 1
2022/23 | 398.25 | 111.75 | 1
2022/23 | 399.75 | 111.75 | 1
2022/23 | 400.25 | 111.75 | 1
2022/23 | 403.25 | 111.75 | 1
2022/23 | 403.75 | 111.75 | 1
2022/23 | 404.25 | 111.75 | 1
2022/23 | 404.75 | 111.75 | 1
2022/23 | 405.25 | 111.75 | 2
2022/23 | 406.25 | 111.75 | 1
2022/23 | 406.75 | 111.75 | 1
2022/23 | 407.25 | 111.75 | 1
2022/23 | 407.75 | 111.75 | 3
2022/23 | 409.25 | 111.75 | 2
2022/23 | 410.25 | 111.75 | 1
2022/23 | 411.25 | 111.75 | 1
2022/23 | 411.75 | 111.75 | 1
2022/23 | 413.75 | 111.75 | 1
2022/23 | 414.75 | 111.75 | 1
2022/23 | 418.75 | 111.75 | 2
2022/23 | 419.75 | 111.75 | 3
2022/23 | 434.75 | 111.75 | 1
2022/23 | 435.25 | 111.75 | 1
2022/23 | 437.75 | 111.75 | 1
2022/23 | 441.75 | 111.75 | 1
2022/23 | 452.25 | 111.75 | 1
2022/23 | 454.25 | 111.75 | 1
2022/23 | 454.75 | 111.75 | 1
2022/23 | 457.75 | 111.75 | 1
2022/23 | 467.25 | 111.75 | 1
2022/23 | 474.75 | 111.75 | 1
2022/23 | 147.75 | 112.25 | 1
2022/23 | 160.25 | 112.25 | 1
2022/23 | 162.75 | 112.25 | 1
2022/23 | 164.75 | 112.25 | 1
2022/23 | 165.25 | 112.25 | 1
2022/23 | 166.25 | 112.25 | 2
2022/23 | 167.25 | 112.25 | 1
2022/23 | 167.75 | 112.25 | 1
2022/23 | 168.75 | 112.25 | 3
2022/23 | 169.25 | 112.25 | 1
2022/23 | 169.75 | 112.25 | 3
2022/23 | 170.75 | 112.25 | 1
2022/23 | 171.75 | 112.25 | 2
2022/23 | 172.25 | 112.25 | 1
2022/23 | 172.75 | 112.25 | 2
2022/23 | 173.25 | 112.25 | 3
2022/23 | 173.75 | 112.25 | 2
2022/23 | 174.75 | 112.25 | 2
2022/23 | 175.25 | 112.25 | 3
2022/23 | 175.75 | 112.25 | 2
2022/23 | 176.75 | 112.25 | 1
2022/23 | 177.25 | 112.25 | 4
2022/23 | 177.75 | 112.25 | 1
2022/23 | 178.25 | 112.25 | 1
2022/23 | 178.75 | 112.25 | 3
2022/23 | 179.25 | 112.25 | 2
2022/23 | 179.75 | 112.25 | 2
2022/23 | 180.25 | 112.25 | 5
2022/23 | 180.75 | 112.25 | 2
2022/23 | 181.25 | 112.25 | 8
2022/23 | 181.75 | 112.25 | 3
2022/23 | 182.25 | 112.25 | 6
2022/23 | 182.75 | 112.25 | 8
2022/23 | 183.25 | 112.25 | 2
2022/23 | 183.75 | 112.25 | 5
2022/23 | 184.25 | 112.25 | 4
2022/23 | 184.75 | 112.25 | 5
2022/23 | 185.25 | 112.25 | 3
2022/23 | 185.75 | 112.25 | 2
2022/23 | 186.25 | 112.25 | 6
2022/23 | 186.75 | 112.25 | 5
2022/23 | 187.25 | 112.25 | 5
2022/23 | 187.75 | 112.25 | 7
2022/23 | 188.25 | 112.25 | 9
2022/23 | 188.75 | 112.25 | 6
2022/23 | 189.25 | 112.25 | 7
2022/23 | 189.75 | 112.25 | 5
2022/23 | 190.25 | 112.25 | 8
2022/23 | 190.75 | 112.25 | 10
2022/23 | 191.25 | 112.25 | 9
2022/23 | 191.75 | 112.25 | 10
2022/23 | 192.25 | 112.25 | 9
2022/23 | 192.75 | 112.25 | 18
2022/23 | 193.25 | 112.25 | 8
2022/23 | 193.75 | 112.25 | 17
2022/23 | 194.25 | 112.25 | 14
2022/23 | 194.75 | 112.25 | 14
2022/23 | 195.25 | 112.25 | 16
2022/23 | 195.75 | 112.25 | 16
2022/23 | 196.25 | 112.25 | 15
2022/23 | 196.75 | 112.25 | 17
2022/23 | 197.25 | 112.25 | 19
2022/23 | 197.75 | 112.25 | 13
2022/23 | 198.25 | 112.25 | 23
2022/23 | 198.75 | 112.25 | 17
2022/23 | 199.25 | 112.25 | 33
2022/23 | 199.75 | 112.25 | 23
2022/23 | 200.25 | 112.25 | 18
2022/23 | 200.75 | 112.25 | 17
2022/23 | 201.25 | 112.25 | 21
2022/23 | 201.75 | 112.25 | 23
2022/23 | 202.25 | 112.25 | 31
2022/23 | 202.75 | 112.25 | 36
2022/23 | 203.25 | 112.25 | 32
2022/23 | 203.75 | 112.25 | 17
2022/23 | 204.25 | 112.25 | 28
2022/23 | 204.75 | 112.25 | 27
2022/23 | 205.25 | 112.25 | 39
2022/23 | 205.75 | 112.25 | 23
2022/23 | 206.25 | 112.25 | 46
2022/23 | 206.75 | 112.25 | 38
2022/23 | 207.25 | 112.25 | 44
2022/23 | 207.75 | 112.25 | 34
2022/23 | 208.25 | 112.25 | 57
2022/23 | 208.75 | 112.25 | 42
2022/23 | 209.25 | 112.25 | 49
2022/23 | 209.75 | 112.25 | 47
2022/23 | 210.25 | 112.25 | 65
2022/23 | 210.75 | 112.25 | 46
2022/23 | 211.25 | 112.25 | 65
2022/23 | 211.75 | 112.25 | 52
2022/23 | 212.25 | 112.25 | 54
2022/23 | 212.75 | 112.25 | 60
2022/23 | 213.25 | 112.25 | 61
2022/23 | 213.75 | 112.25 | 66
2022/23 | 214.25 | 112.25 | 57
2022/23 | 214.75 | 112.25 | 67
2022/23 | 215.25 | 112.25 | 60
2022/23 | 215.75 | 112.25 | 54
2022/23 | 216.25 | 112.25 | 71
2022/23 | 216.75 | 112.25 | 83
2022/23 | 217.25 | 112.25 | 95
2022/23 | 217.75 | 112.25 | 83
2022/23 | 218.25 | 112.25 | 76
2022/23 | 218.75 | 112.25 | 88
2022/23 | 219.25 | 112.25 | 66
2022/23 | 219.75 | 112.25 | 85
2022/23 | 220.25 | 112.25 | 87
2022/23 | 220.75 | 112.25 | 89
2022/23 | 221.25 | 112.25 | 89
2022/23 | 221.75 | 112.25 | 87
2022/23 | 222.25 | 112.25 | 77
2022/23 | 222.75 | 112.25 | 87
2022/23 | 223.25 | 112.25 | 108
2022/23 | 223.75 | 112.25 | 99
2022/23 | 224.25 | 112.25 | 94
2022/23 | 224.75 | 112.25 | 113
2022/23 | 225.25 | 112.25 | 98
2022/23 | 225.75 | 112.25 | 98
2022/23 | 226.25 | 112.25 | 103
2022/23 | 226.75 | 112.25 | 103
2022/23 | 227.25 | 112.25 | 100
2022/23 | 227.75 | 112.25 | 123
2022/23 | 228.25 | 112.25 | 103
2022/23 | 228.75 | 112.25 | 125
2022/23 | 229.25 | 112.25 | 111
2022/23 | 229.75 | 112.25 | 105
2022/23 | 230.25 | 112.25 | 122
2022/23 | 230.75 | 112.25 | 97
2022/23 | 231.25 | 112.25 | 135
2022/23 | 231.75 | 112.25 | 117
2022/23 | 232.25 | 112.25 | 128
2022/23 | 232.75 | 112.25 | 110
2022/23 | 233.25 | 112.25 | 117
2022/23 | 233.75 | 112.25 | 125
2022/23 | 234.25 | 112.25 | 117
2022/23 | 234.75 | 112.25 | 123
2022/23 | 235.25 | 112.25 | 123
2022/23 | 235.75 | 112.25 | 127
2022/23 | 236.25 | 112.25 | 116
2022/23 | 236.75 | 112.25 | 128
2022/23 | 237.25 | 112.25 | 133
2022/23 | 237.75 | 112.25 | 112
2022/23 | 238.25 | 112.25 | 143
2022/23 | 238.75 | 112.25 | 129
2022/23 | 239.25 | 112.25 | 141
2022/23 | 239.75 | 112.25 | 163
2022/23 | 240.25 | 112.25 | 143
2022/23 | 240.75 | 112.25 | 156
2022/23 | 241.25 | 112.25 | 140
2022/23 | 241.75 | 112.25 | 156
2022/23 | 242.25 | 112.25 | 153
2022/23 | 242.75 | 112.25 | 140
2022/23 | 243.25 | 112.25 | 140
2022/23 | 243.75 | 112.25 | 126
2022/23 | 244.25 | 112.25 | 162
2022/23 | 244.75 | 112.25 | 160
2022/23 | 245.25 | 112.25 | 130
2022/23 | 245.75 | 112.25 | 150
2022/23 | 246.25 | 112.25 | 149
2022/23 | 246.75 | 112.25 | 160
2022/23 | 247.25 | 112.25 | 157
2022/23 | 247.75 | 112.25 | 173
2022/23 | 248.25 | 112.25 | 146
2022/23 | 248.75 | 112.25 | 136
2022/23 | 249.25 | 112.25 | 152
2022/23 | 249.75 | 112.25 | 150
2022/23 | 250.25 | 112.25 | 127
2022/23 | 250.75 | 112.25 | 142
2022/23 | 251.25 | 112.25 | 120
2022/23 | 251.75 | 112.25 | 152
2022/23 | 252.25 | 112.25 | 183
2022/23 | 252.75 | 112.25 | 154
2022/23 | 253.25 | 112.25 | 148
2022/23 | 253.75 | 112.25 | 148
2022/23 | 254.25 | 112.25 | 135
2022/23 | 254.75 | 112.25 | 149
2022/23 | 255.25 | 112.25 | 146
2022/23 | 255.75 | 112.25 | 154
2022/23 | 256.25 | 112.25 | 169
2022/23 | 256.75 | 112.25 | 165
2022/23 | 257.25 | 112.25 | 132
2022/23 | 257.75 | 112.25 | 162
2022/23 | 258.25 | 112.25 | 167
2022/23 | 258.75 | 112.25 | 146
2022/23 | 259.25 | 112.25 | 133
2022/23 | 259.75 | 112.25 | 160
2022/23 | 260.25 | 112.25 | 162
2022/23 | 260.75 | 112.25 | 145
2022/23 | 261.25 | 112.25 | 129
2022/23 | 261.75 | 112.25 | 138
2022/23 | 262.25 | 112.25 | 120
2022/23 | 262.75 | 112.25 | 138
2022/23 | 263.25 | 112.25 | 133
2022/23 | 263.75 | 112.25 | 149
2022/23 | 264.25 | 112.25 | 182
2022/23 | 264.75 | 112.25 | 138
2022/23 | 265.25 | 112.25 | 156
2022/23 | 265.75 | 112.25 | 138
2022/23 | 266.25 | 112.25 | 147
2022/23 | 266.75 | 112.25 | 136
2022/23 | 267.25 | 112.25 | 144
2022/23 | 267.75 | 112.25 | 135
2022/23 | 268.25 | 112.25 | 134
2022/23 | 268.75 | 112.25 | 130
2022/23 | 269.25 | 112.25 | 121
2022/23 | 269.75 | 112.25 | 105
2022/23 | 270.25 | 112.25 | 124
2022/23 | 270.75 | 112.25 | 100
2022/23 | 271.25 | 112.25 | 140
2022/23 | 271.75 | 112.25 | 135
2022/23 | 272.25 | 112.25 | 132
2022/23 | 272.75 | 112.25 | 111
2022/23 | 273.25 | 112.25 | 135
2022/23 | 273.75 | 112.25 | 137
2022/23 | 274.25 | 112.25 | 123
2022/23 | 274.75 | 112.25 | 115
2022/23 | 275.25 | 112.25 | 115
2022/23 | 275.75 | 112.25 | 122
2022/23 | 276.25 | 112.25 | 121
2022/23 | 276.75 | 112.25 | 148
2022/23 | 277.25 | 112.25 | 114
2022/23 | 277.75 | 112.25 | 115
2022/23 | 278.25 | 112.25 | 138
2022/23 | 278.75 | 112.25 | 151
2022/23 | 279.25 | 112.25 | 115
2022/23 | 279.75 | 112.25 | 91
2022/23 | 280.25 | 112.25 | 104
2022/23 | 280.75 | 112.25 | 121
2022/23 | 281.25 | 112.25 | 121
2022/23 | 281.75 | 112.25 | 126
2022/23 | 282.25 | 112.25 | 104
2022/23 | 282.75 | 112.25 | 110
2022/23 | 283.25 | 112.25 | 111
2022/23 | 283.75 | 112.25 | 110
2022/23 | 284.25 | 112.25 | 102
2022/23 | 284.75 | 112.25 | 105
2022/23 | 285.25 | 112.25 | 116
2022/23 | 285.75 | 112.25 | 118
2022/23 | 286.25 | 112.25 | 104
2022/23 | 286.75 | 112.25 | 99
2022/23 | 287.25 | 112.25 | 102
2022/23 | 287.75 | 112.25 | 116
2022/23 | 288.25 | 112.25 | 85
2022/23 | 288.75 | 112.25 | 125
2022/23 | 289.25 | 112.25 | 104
2022/23 | 289.75 | 112.25 | 96
2022/23 | 290.25 | 112.25 | 93
2022/23 | 290.75 | 112.25 | 99
2022/23 | 291.25 | 112.25 | 100
2022/23 | 291.75 | 112.25 | 101
2022/23 | 292.25 | 112.25 | 102
2022/23 | 292.75 | 112.25 | 91
2022/23 | 293.25 | 112.25 | 86
2022/23 | 293.75 | 112.25 | 99
2022/23 | 294.25 | 112.25 | 103
2022/23 | 294.75 | 112.25 | 84
2022/23 | 295.25 | 112.25 | 96
2022/23 | 295.75 | 112.25 | 97
2022/23 | 296.25 | 112.25 | 80
2022/23 | 296.75 | 112.25 | 100
2022/23 | 297.25 | 112.25 | 81
2022/23 | 297.75 | 112.25 | 104
2022/23 | 298.25 | 112.25 | 76
2022/23 | 298.75 | 112.25 | 74
2022/23 | 299.25 | 112.25 | 95
2022/23 | 299.75 | 112.25 | 69
2022/23 | 300.25 | 112.25 | 74
2022/23 | 300.75 | 112.25 | 67
2022/23 | 301.25 | 112.25 | 73
2022/23 | 301.75 | 112.25 | 74
2022/23 | 302.25 | 112.25 | 85
2022/23 | 302.75 | 112.25 | 87
2022/23 | 303.25 | 112.25 | 84
2022/23 | 303.75 | 112.25 | 74
2022/23 | 304.25 | 112.25 | 80
2022/23 | 304.75 | 112.25 | 69
2022/23 | 305.25 | 112.25 | 63
2022/23 | 305.75 | 112.25 | 65
2022/23 | 306.25 | 112.25 | 55
2022/23 | 306.75 | 112.25 | 61
2022/23 | 307.25 | 112.25 | 67
2022/23 | 307.75 | 112.25 | 50
2022/23 | 308.25 | 112.25 | 70
2022/23 | 308.75 | 112.25 | 49
2022/23 | 309.25 | 112.25 | 49
2022/23 | 309.75 | 112.25 | 55
2022/23 | 310.25 | 112.25 | 37
2022/23 | 310.75 | 112.25 | 57
2022/23 | 311.25 | 112.25 | 51
2022/23 | 311.75 | 112.25 | 57
2022/23 | 312.25 | 112.25 | 46
2022/23 | 312.75 | 112.25 | 55
2022/23 | 313.25 | 112.25 | 41
2022/23 | 313.75 | 112.25 | 42
2022/23 | 314.25 | 112.25 | 41
2022/23 | 314.75 | 112.25 | 50
2022/23 | 315.25 | 112.25 | 50
2022/23 | 315.75 | 112.25 | 41
2022/23 | 316.25 | 112.25 | 37
2022/23 | 316.75 | 112.25 | 49
2022/23 | 317.25 | 112.25 | 42
2022/23 | 317.75 | 112.25 | 37
2022/23 | 318.25 | 112.25 | 47
2022/23 | 318.75 | 112.25 | 48
2022/23 | 319.25 | 112.25 | 39
2022/23 | 319.75 | 112.25 | 42
2022/23 | 320.25 | 112.25 | 37
2022/23 | 320.75 | 112.25 | 48
2022/23 | 321.25 | 112.25 | 44
2022/23 | 321.75 | 112.25 | 47
2022/23 | 322.25 | 112.25 | 31
2022/23 | 322.75 | 112.25 | 33
2022/23 | 323.25 | 112.25 | 42
2022/23 | 323.75 | 112.25 | 31
2022/23 | 324.25 | 112.25 | 35
2022/23 | 324.75 | 112.25 | 44
2022/23 | 325.25 | 112.25 | 24
2022/23 | 325.75 | 112.25 | 31
2022/23 | 326.25 | 112.25 | 38
2022/23 | 326.75 | 112.25 | 32
2022/23 | 327.25 | 112.25 | 25
2022/23 | 327.75 | 112.25 | 42
2022/23 | 328.25 | 112.25 | 35
2022/23 | 328.75 | 112.25 | 26
2022/23 | 329.25 | 112.25 | 27
2022/23 | 329.75 | 112.25 | 36
2022/23 | 330.25 | 112.25 | 32
2022/23 | 330.75 | 112.25 | 28
2022/23 | 331.25 | 112.25 | 30
2022/23 | 331.75 | 112.25 | 28
2022/23 | 332.25 | 112.25 | 23
2022/23 | 332.75 | 112.25 | 22
2022/23 | 333.25 | 112.25 | 27
2022/23 | 333.75 | 112.25 | 26
2022/23 | 334.25 | 112.25 | 21
2022/23 | 334.75 | 112.25 | 27
2022/23 | 335.25 | 112.25 | 26
2022/23 | 335.75 | 112.25 | 23
2022/23 | 336.25 | 112.25 | 18
2022/23 | 336.75 | 112.25 | 17
2022/23 | 337.25 | 112.25 | 19
2022/23 | 337.75 | 112.25 | 18
2022/23 | 338.25 | 112.25 | 19
2022/23 | 338.75 | 112.25 | 21
2022/23 | 339.25 | 112.25 | 17
2022/23 | 339.75 | 112.25 | 17
2022/23 | 340.25 | 112.25 | 18
2022/23 | 340.75 | 112.25 | 17
2022/23 | 341.25 | 112.25 | 18
2022/23 | 341.75 | 112.25 | 11
2022/23 | 342.25 | 112.25 | 24
2022/23 | 342.75 | 112.25 | 16
2022/23 | 343.25 | 112.25 | 17
2022/23 | 343.75 | 112.25 | 27
2022/23 | 344.25 | 112.25 | 5
2022/23 | 344.75 | 112.25 | 10
2022/23 | 345.25 | 112.25 | 13
2022/23 | 345.75 | 112.25 | 6
2022/23 | 346.25 | 112.25 | 11
2022/23 | 346.75 | 112.25 | 8
2022/23 | 347.25 | 112.25 | 13
2022/23 | 347.75 | 112.25 | 13
2022/23 | 348.25 | 112.25 | 19
2022/23 | 348.75 | 112.25 | 12
2022/23 | 349.25 | 112.25 | 13
2022/23 | 349.75 | 112.25 | 11
2022/23 | 350.25 | 112.25 | 11
2022/23 | 350.75 | 112.25 | 12
2022/23 | 351.25 | 112.25 | 7
2022/23 | 351.75 | 112.25 | 8
2022/23 | 352.25 | 112.25 | 14
2022/23 | 352.75 | 112.25 | 6
2022/23 | 353.25 | 112.25 | 9
2022/23 | 353.75 | 112.25 | 16
2022/23 | 354.25 | 112.25 | 8
2022/23 | 354.75 | 112.25 | 8
2022/23 | 355.25 | 112.25 | 5
2022/23 | 355.75 | 112.25 | 10
2022/23 | 356.25 | 112.25 | 8
2022/23 | 356.75 | 112.25 | 10
2022/23 | 357.25 | 112.25 | 10
2022/23 | 357.75 | 112.25 | 5
2022/23 | 358.25 | 112.25 | 5
2022/23 | 358.75 | 112.25 | 6
2022/23 | 359.25 | 112.25 | 5
2022/23 | 359.75 | 112.25 | 8
2022/23 | 360.25 | 112.25 | 6
2022/23 | 360.75 | 112.25 | 8
2022/23 | 361.25 | 112.25 | 7
2022/23 | 361.75 | 112.25 | 10
2022/23 | 362.25 | 112.25 | 11
2022/23 | 362.75 | 112.25 | 5
2022/23 | 363.25 | 112.25 | 10
2022/23 | 363.75 | 112.25 | 5
2022/23 | 364.25 | 112.25 | 3
2022/23 | 364.75 | 112.25 | 7
2022/23 | 365.25 | 112.25 | 4
2022/23 | 365.75 | 112.25 | 4
2022/23 | 366.25 | 112.25 | 5
2022/23 | 366.75 | 112.25 | 6
2022/23 | 367.25 | 112.25 | 4
2022/23 | 367.75 | 112.25 | 6
2022/23 | 368.25 | 112.25 | 4
2022/23 | 368.75 | 112.25 | 4
2022/23 | 369.25 | 112.25 | 4
2022/23 | 369.75 | 112.25 | 3
2022/23 | 370.25 | 112.25 | 5
2022/23 | 370.75 | 112.25 | 5
2022/23 | 371.25 | 112.25 | 3
2022/23 | 371.75 | 112.25 | 5
2022/23 | 372.25 | 112.25 | 4
2022/23 | 372.75 | 112.25 | 3
2022/23 | 373.25 | 112.25 | 3
2022/23 | 373.75 | 112.25 | 5
2022/23 | 374.25 | 112.25 | 8
2022/23 | 374.75 | 112.25 | 2
2022/23 | 375.25 | 112.25 | 3
2022/23 | 375.75 | 112.25 | 3
2022/23 | 376.25 | 112.25 | 2
2022/23 | 376.75 | 112.25 | 4
2022/23 | 377.25 | 112.25 | 4
2022/23 | 377.75 | 112.25 | 1
2022/23 | 378.25 | 112.25 | 2
2022/23 | 378.75 | 112.25 | 4
2022/23 | 379.25 | 112.25 | 1
2022/23 | 379.75 | 112.25 | 5
2022/23 | 380.25 | 112.25 | 4
2022/23 | 380.75 | 112.25 | 2
2022/23 | 381.25 | 112.25 | 2
2022/23 | 381.75 | 112.25 | 2
2022/23 | 382.25 | 112.25 | 1
2022/23 | 382.75 | 112.25 | 4
2022/23 | 383.25 | 112.25 | 2
2022/23 | 383.75 | 112.25 | 2
2022/23 | 384.25 | 112.25 | 3
2022/23 | 384.75 | 112.25 | 1
2022/23 | 385.75 | 112.25 | 2
2022/23 | 386.25 | 112.25 | 7
2022/23 | 386.75 | 112.25 | 2
2022/23 | 388.25 | 112.25 | 2
2022/23 | 389.25 | 112.25 | 2
2022/23 | 389.75 | 112.25 | 4
2022/23 | 390.25 | 112.25 | 3
2022/23 | 390.75 | 112.25 | 1
2022/23 | 391.75 | 112.25 | 2
2022/23 | 392.25 | 112.25 | 2
2022/23 | 392.75 | 112.25 | 1
2022/23 | 393.25 | 112.25 | 1
2022/23 | 393.75 | 112.25 | 1
2022/23 | 394.75 | 112.25 | 4
2022/23 | 395.25 | 112.25 | 3
2022/23 | 395.75 | 112.25 | 2
2022/23 | 396.75 | 112.25 | 2
2022/23 | 397.25 | 112.25 | 1
2022/23 | 399.25 | 112.25 | 2
2022/23 | 399.75 | 112.25 | 1
2022/23 | 400.25 | 112.25 | 1
2022/23 | 400.75 | 112.25 | 1
2022/23 | 401.25 | 112.25 | 5
2022/23 | 403.25 | 112.25 | 1
2022/23 | 403.75 | 112.25 | 1
2022/23 | 404.25 | 112.25 | 1
2022/23 | 404.75 | 112.25 | 2
2022/23 | 405.75 | 112.25 | 1
2022/23 | 406.75 | 112.25 | 1
2022/23 | 407.25 | 112.25 | 1
2022/23 | 411.25 | 112.25 | 1
2022/23 | 412.25 | 112.25 | 1
2022/23 | 413.75 | 112.25 | 1
2022/23 | 414.25 | 112.25 | 2
2022/23 | 415.75 | 112.25 | 1
2022/23 | 416.75 | 112.25 | 2
2022/23 | 417.75 | 112.25 | 1
2022/23 | 420.25 | 112.25 | 2
2022/23 | 424.75 | 112.25 | 1
2022/23 | 429.25 | 112.25 | 1
2022/23 | 434.75 | 112.25 | 1
2022/23 | 435.25 | 112.25 | 1
2022/23 | 442.75 | 112.25 | 1
2022/23 | 443.75 | 112.25 | 1
2022/23 | 444.25 | 112.25 | 1
2022/23 | 448.75 | 112.25 | 2
2022/23 | 451.75 | 112.25 | 1
2022/23 | 148.25 | 112.75 | 1
2022/23 | 157.75 | 112.75 | 1
2022/23 | 163.25 | 112.75 | 1
2022/23 | 166.25 | 112.75 | 2
2022/23 | 167.25 | 112.75 | 1
2022/23 | 168.25 | 112.75 | 2
2022/23 | 170.25 | 112.75 | 1
2022/23 | 171.25 | 112.75 | 1
2022/23 | 171.75 | 112.75 | 1
2022/23 | 172.75 | 112.75 | 2
2022/23 | 173.25 | 112.75 | 1
2022/23 | 173.75 | 112.75 | 2
2022/23 | 174.75 | 112.75 | 2
2022/23 | 175.75 | 112.75 | 2
2022/23 | 176.25 | 112.75 | 2
2022/23 | 176.75 | 112.75 | 4
2022/23 | 177.25 | 112.75 | 6
2022/23 | 177.75 | 112.75 | 1
2022/23 | 178.25 | 112.75 | 1
2022/23 | 178.75 | 112.75 | 2
2022/23 | 179.25 | 112.75 | 1
2022/23 | 179.75 | 112.75 | 5
2022/23 | 180.25 | 112.75 | 7
2022/23 | 180.75 | 112.75 | 1
2022/23 | 181.25 | 112.75 | 4
2022/23 | 181.75 | 112.75 | 2
2022/23 | 182.25 | 112.75 | 4
2022/23 | 182.75 | 112.75 | 4
2022/23 | 183.25 | 112.75 | 8
2022/23 | 183.75 | 112.75 | 6
2022/23 | 184.25 | 112.75 | 8
2022/23 | 184.75 | 112.75 | 5
2022/23 | 185.25 | 112.75 | 4
2022/23 | 185.75 | 112.75 | 9
2022/23 | 186.25 | 112.75 | 7
2022/23 | 186.75 | 112.75 | 4
2022/23 | 187.25 | 112.75 | 5
2022/23 | 187.75 | 112.75 | 4
2022/23 | 188.25 | 112.75 | 5
2022/23 | 188.75 | 112.75 | 4
2022/23 | 189.25 | 112.75 | 5
2022/23 | 189.75 | 112.75 | 6
2022/23 | 190.25 | 112.75 | 8
2022/23 | 190.75 | 112.75 | 8
2022/23 | 191.25 | 112.75 | 8
2022/23 | 191.75 | 112.75 | 8
2022/23 | 192.25 | 112.75 | 12
2022/23 | 192.75 | 112.75 | 5
2022/23 | 193.25 | 112.75 | 17
2022/23 | 193.75 | 112.75 | 8
2022/23 | 194.25 | 112.75 | 12
2022/23 | 194.75 | 112.75 | 12
2022/23 | 195.25 | 112.75 | 14
2022/23 | 195.75 | 112.75 | 9
2022/23 | 196.25 | 112.75 | 7
2022/23 | 196.75 | 112.75 | 19
2022/23 | 197.25 | 112.75 | 14
2022/23 | 197.75 | 112.75 | 16
2022/23 | 198.25 | 112.75 | 14
2022/23 | 198.75 | 112.75 | 15
2022/23 | 199.25 | 112.75 | 18
2022/23 | 199.75 | 112.75 | 17
2022/23 | 200.25 | 112.75 | 20
2022/23 | 200.75 | 112.75 | 21
2022/23 | 201.25 | 112.75 | 20
2022/23 | 201.75 | 112.75 | 20
2022/23 | 202.25 | 112.75 | 15
2022/23 | 202.75 | 112.75 | 20
2022/23 | 203.25 | 112.75 | 34
2022/23 | 203.75 | 112.75 | 27
2022/23 | 204.25 | 112.75 | 26
2022/23 | 204.75 | 112.75 | 34
2022/23 | 205.25 | 112.75 | 27
2022/23 | 205.75 | 112.75 | 34
2022/23 | 206.25 | 112.75 | 30
2022/23 | 206.75 | 112.75 | 29
2022/23 | 207.25 | 112.75 | 40
2022/23 | 207.75 | 112.75 | 27
2022/23 | 208.25 | 112.75 | 42
2022/23 | 208.75 | 112.75 | 48
2022/23 | 209.25 | 112.75 | 41
2022/23 | 209.75 | 112.75 | 40
2022/23 | 210.25 | 112.75 | 45
2022/23 | 210.75 | 112.75 | 47
2022/23 | 211.25 | 112.75 | 51
2022/23 | 211.75 | 112.75 | 52
2022/23 | 212.25 | 112.75 | 51
2022/23 | 212.75 | 112.75 | 48
2022/23 | 213.25 | 112.75 | 60
2022/23 | 213.75 | 112.75 | 51
2022/23 | 214.25 | 112.75 | 65
2022/23 | 214.75 | 112.75 | 74
2022/23 | 215.25 | 112.75 | 59
2022/23 | 215.75 | 112.75 | 66
2022/23 | 216.25 | 112.75 | 59
2022/23 | 216.75 | 112.75 | 85
2022/23 | 217.25 | 112.75 | 76
2022/23 | 217.75 | 112.75 | 68
2022/23 | 218.25 | 112.75 | 64
2022/23 | 218.75 | 112.75 | 80
2022/23 | 219.25 | 112.75 | 85
2022/23 | 219.75 | 112.75 | 85
2022/23 | 220.25 | 112.75 | 93
2022/23 | 220.75 | 112.75 | 88
2022/23 | 221.25 | 112.75 | 94
2022/23 | 221.75 | 112.75 | 85
2022/23 | 222.25 | 112.75 | 85
2022/23 | 222.75 | 112.75 | 100
2022/23 | 223.25 | 112.75 | 88
2022/23 | 223.75 | 112.75 | 95
2022/23 | 224.25 | 112.75 | 106
2022/23 | 224.75 | 112.75 | 105
2022/23 | 225.25 | 112.75 | 75
2022/23 | 225.75 | 112.75 | 114
2022/23 | 226.25 | 112.75 | 99
2022/23 | 226.75 | 112.75 | 95
2022/23 | 227.25 | 112.75 | 93
2022/23 | 227.75 | 112.75 | 109
2022/23 | 228.25 | 112.75 | 120
2022/23 | 228.75 | 112.75 | 104
2022/23 | 229.25 | 112.75 | 111
2022/23 | 229.75 | 112.75 | 122
2022/23 | 230.25 | 112.75 | 118
2022/23 | 230.75 | 112.75 | 105
2022/23 | 231.25 | 112.75 | 107
2022/23 | 231.75 | 112.75 | 106
2022/23 | 232.25 | 112.75 | 120
2022/23 | 232.75 | 112.75 | 118
2022/23 | 233.25 | 112.75 | 119
2022/23 | 233.75 | 112.75 | 122
2022/23 | 234.25 | 112.75 | 113
2022/23 | 234.75 | 112.75 | 127
2022/23 | 235.25 | 112.75 | 122
2022/23 | 235.75 | 112.75 | 148
2022/23 | 236.25 | 112.75 | 119
2022/23 | 236.75 | 112.75 | 138
2022/23 | 237.25 | 112.75 | 124
2022/23 | 237.75 | 112.75 | 121
2022/23 | 238.25 | 112.75 | 146
2022/23 | 238.75 | 112.75 | 142
2022/23 | 239.25 | 112.75 | 136
2022/23 | 239.75 | 112.75 | 120
2022/23 | 240.25 | 112.75 | 155
2022/23 | 240.75 | 112.75 | 136
2022/23 | 241.25 | 112.75 | 137
2022/23 | 241.75 | 112.75 | 165
2022/23 | 242.25 | 112.75 | 152
2022/23 | 242.75 | 112.75 | 136
2022/23 | 243.25 | 112.75 | 158
2022/23 | 243.75 | 112.75 | 156
2022/23 | 244.25 | 112.75 | 143
2022/23 | 244.75 | 112.75 | 145
2022/23 | 245.25 | 112.75 | 141
2022/23 | 245.75 | 112.75 | 130
2022/23 | 246.25 | 112.75 | 148
2022/23 | 246.75 | 112.75 | 150
2022/23 | 247.25 | 112.75 | 148
2022/23 | 247.75 | 112.75 | 162
2022/23 | 248.25 | 112.75 | 156
2022/23 | 248.75 | 112.75 | 167
2022/23 | 249.25 | 112.75 | 147
2022/23 | 249.75 | 112.75 | 148
2022/23 | 250.25 | 112.75 | 137
2022/23 | 250.75 | 112.75 | 156
2022/23 | 251.25 | 112.75 | 121
2022/23 | 251.75 | 112.75 | 156
2022/23 | 252.25 | 112.75 | 145
2022/23 | 252.75 | 112.75 | 136
2022/23 | 253.25 | 112.75 | 135
2022/23 | 253.75 | 112.75 | 140
2022/23 | 254.25 | 112.75 | 150
2022/23 | 254.75 | 112.75 | 134
2022/23 | 255.25 | 112.75 | 164
2022/23 | 255.75 | 112.75 | 137
2022/23 | 256.25 | 112.75 | 144
2022/23 | 256.75 | 112.75 | 164
2022/23 | 257.25 | 112.75 | 155
2022/23 | 257.75 | 112.75 | 156
2022/23 | 258.25 | 112.75 | 150
2022/23 | 258.75 | 112.75 | 150
2022/23 | 259.25 | 112.75 | 129
2022/23 | 259.75 | 112.75 | 130
2022/23 | 260.25 | 112.75 | 151
2022/23 | 260.75 | 112.75 | 168
2022/23 | 261.25 | 112.75 | 140
2022/23 | 261.75 | 112.75 | 158
2022/23 | 262.25 | 112.75 | 147
2022/23 | 262.75 | 112.75 | 124
2022/23 | 263.25 | 112.75 | 143
2022/23 | 263.75 | 112.75 | 153
2022/23 | 264.25 | 112.75 | 140
2022/23 | 264.75 | 112.75 | 138
2022/23 | 265.25 | 112.75 | 153
2022/23 | 265.75 | 112.75 | 131
2022/23 | 266.25 | 112.75 | 170
2022/23 | 266.75 | 112.75 | 136
2022/23 | 267.25 | 112.75 | 125
2022/23 | 267.75 | 112.75 | 128
2022/23 | 268.25 | 112.75 | 135
2022/23 | 268.75 | 112.75 | 134
2022/23 | 269.25 | 112.75 | 141
2022/23 | 269.75 | 112.75 | 137
2022/23 | 270.25 | 112.75 | 139
2022/23 | 270.75 | 112.75 | 140
2022/23 | 271.25 | 112.75 | 102
2022/23 | 271.75 | 112.75 | 120
2022/23 | 272.25 | 112.75 | 135
2022/23 | 272.75 | 112.75 | 119
2022/23 | 273.25 | 112.75 | 125
2022/23 | 273.75 | 112.75 | 135
2022/23 | 274.25 | 112.75 | 128
2022/23 | 274.75 | 112.75 | 135
2022/23 | 275.25 | 112.75 | 134
2022/23 | 275.75 | 112.75 | 138
2022/23 | 276.25 | 112.75 | 118
2022/23 | 276.75 | 112.75 | 115
2022/23 | 277.25 | 112.75 | 117
2022/23 | 277.75 | 112.75 | 124
2022/23 | 278.25 | 112.75 | 129
2022/23 | 278.75 | 112.75 | 106
2022/23 | 279.25 | 112.75 | 116
2022/23 | 279.75 | 112.75 | 125
2022/23 | 280.25 | 112.75 | 108
2022/23 | 280.75 | 112.75 | 118
2022/23 | 281.25 | 112.75 | 117
2022/23 | 281.75 | 112.75 | 99
2022/23 | 282.25 | 112.75 | 132
2022/23 | 282.75 | 112.75 | 125
2022/23 | 283.25 | 112.75 | 116
2022/23 | 283.75 | 112.75 | 107
2022/23 | 284.25 | 112.75 | 122
2022/23 | 284.75 | 112.75 | 115
2022/23 | 285.25 | 112.75 | 117
2022/23 | 285.75 | 112.75 | 102
2022/23 | 286.25 | 112.75 | 83
2022/23 | 286.75 | 112.75 | 122
2022/23 | 287.25 | 112.75 | 100
2022/23 | 287.75 | 112.75 | 94
2022/23 | 288.25 | 112.75 | 114
2022/23 | 288.75 | 112.75 | 99
2022/23 | 289.25 | 112.75 | 112
2022/23 | 289.75 | 112.75 | 107
2022/23 | 290.25 | 112.75 | 94
2022/23 | 290.75 | 112.75 | 126
2022/23 | 291.25 | 112.75 | 114
2022/23 | 291.75 | 112.75 | 109
2022/23 | 292.25 | 112.75 | 93
2022/23 | 292.75 | 112.75 | 99
2022/23 | 293.25 | 112.75 | 106
2022/23 | 293.75 | 112.75 | 115
2022/23 | 294.25 | 112.75 | 102
2022/23 | 294.75 | 112.75 | 99
2022/23 | 295.25 | 112.75 | 112
2022/23 | 295.75 | 112.75 | 96
2022/23 | 296.25 | 112.75 | 99
2022/23 | 296.75 | 112.75 | 95
2022/23 | 297.25 | 112.75 | 81
2022/23 | 297.75 | 112.75 | 73
2022/23 | 298.25 | 112.75 | 73
2022/23 | 298.75 | 112.75 | 83
2022/23 | 299.25 | 112.75 | 89
2022/23 | 299.75 | 112.75 | 78
2022/23 | 300.25 | 112.75 | 91
2022/23 | 300.75 | 112.75 | 66
2022/23 | 301.25 | 112.75 | 76
2022/23 | 301.75 | 112.75 | 66
2022/23 | 302.25 | 112.75 | 82
2022/23 | 302.75 | 112.75 | 79
2022/23 | 303.25 | 112.75 | 73
2022/23 | 303.75 | 112.75 | 70
2022/23 | 304.25 | 112.75 | 76
2022/23 | 304.75 | 112.75 | 65
2022/23 | 305.25 | 112.75 | 77
2022/23 | 305.75 | 112.75 | 66
2022/23 | 306.25 | 112.75 | 69
2022/23 | 306.75 | 112.75 | 64
2022/23 | 307.25 | 112.75 | 71
2022/23 | 307.75 | 112.75 | 48
2022/23 | 308.25 | 112.75 | 52
2022/23 | 308.75 | 112.75 | 72
2022/23 | 309.25 | 112.75 | 50
2022/23 | 309.75 | 112.75 | 60
2022/23 | 310.25 | 112.75 | 58
2022/23 | 310.75 | 112.75 | 72
2022/23 | 311.25 | 112.75 | 58
2022/23 | 311.75 | 112.75 | 51
2022/23 | 312.25 | 112.75 | 70
2022/23 | 312.75 | 112.75 | 44
2022/23 | 313.25 | 112.75 | 42
2022/23 | 313.75 | 112.75 | 48
2022/23 | 314.25 | 112.75 | 49
2022/23 | 314.75 | 112.75 | 53
2022/23 | 315.25 | 112.75 | 54
2022/23 | 315.75 | 112.75 | 64
2022/23 | 316.25 | 112.75 | 34
2022/23 | 316.75 | 112.75 | 43
2022/23 | 317.25 | 112.75 | 38
2022/23 | 317.75 | 112.75 | 41
2022/23 | 318.25 | 112.75 | 54
2022/23 | 318.75 | 112.75 | 37
2022/23 | 319.25 | 112.75 | 53
2022/23 | 319.75 | 112.75 | 47
2022/23 | 320.25 | 112.75 | 37
2022/23 | 320.75 | 112.75 | 62
2022/23 | 321.25 | 112.75 | 40
2022/23 | 321.75 | 112.75 | 42
2022/23 | 322.25 | 112.75 | 36
2022/23 | 322.75 | 112.75 | 36
2022/23 | 323.25 | 112.75 | 55
2022/23 | 323.75 | 112.75 | 35
2022/23 | 324.25 | 112.75 | 38
2022/23 | 324.75 | 112.75 | 41
2022/23 | 325.25 | 112.75 | 36
2022/23 | 325.75 | 112.75 | 36
2022/23 | 326.25 | 112.75 | 35
2022/23 | 326.75 | 112.75 | 36
2022/23 | 327.25 | 112.75 | 34
2022/23 | 327.75 | 112.75 | 29
2022/23 | 328.25 | 112.75 | 23
2022/23 | 328.75 | 112.75 | 35
2022/23 | 329.25 | 112.75 | 35
2022/23 | 329.75 | 112.75 | 23
2022/23 | 330.25 | 112.75 | 28
2022/23 | 330.75 | 112.75 | 25
2022/23 | 331.25 | 112.75 | 26
2022/23 | 331.75 | 112.75 | 26
2022/23 | 332.25 | 112.75 | 27
2022/23 | 332.75 | 112.75 | 32
2022/23 | 333.25 | 112.75 | 26
2022/23 | 333.75 | 112.75 | 29
2022/23 | 334.25 | 112.75 | 27
2022/23 | 334.75 | 112.75 | 25
2022/23 | 335.25 | 112.75 | 18
2022/23 | 335.75 | 112.75 | 16
2022/23 | 336.25 | 112.75 | 17
2022/23 | 336.75 | 112.75 | 23
2022/23 | 337.25 | 112.75 | 19
2022/23 | 337.75 | 112.75 | 25
2022/23 | 338.25 | 112.75 | 26
2022/23 | 338.75 | 112.75 | 19
2022/23 | 339.25 | 112.75 | 17
2022/23 | 339.75 | 112.75 | 17
2022/23 | 340.25 | 112.75 | 21
2022/23 | 340.75 | 112.75 | 18
2022/23 | 341.25 | 112.75 | 22
2022/23 | 341.75 | 112.75 | 23
2022/23 | 342.25 | 112.75 | 21
2022/23 | 342.75 | 112.75 | 11
2022/23 | 343.25 | 112.75 | 17
2022/23 | 343.75 | 112.75 | 18
2022/23 | 344.25 | 112.75 | 9
2022/23 | 344.75 | 112.75 | 16
2022/23 | 345.25 | 112.75 | 22
2022/23 | 345.75 | 112.75 | 16
2022/23 | 346.25 | 112.75 | 21
2022/23 | 346.75 | 112.75 | 12
2022/23 | 347.25 | 112.75 | 13
2022/23 | 347.75 | 112.75 | 20
2022/23 | 348.25 | 112.75 | 15
2022/23 | 348.75 | 112.75 | 6
2022/23 | 349.25 | 112.75 | 13
2022/23 | 349.75 | 112.75 | 10
2022/23 | 350.25 | 112.75 | 8
2022/23 | 350.75 | 112.75 | 15
2022/23 | 351.25 | 112.75 | 7
2022/23 | 351.75 | 112.75 | 9
2022/23 | 352.25 | 112.75 | 10
2022/23 | 352.75 | 112.75 | 14
2022/23 | 353.25 | 112.75 | 9
2022/23 | 353.75 | 112.75 | 11
2022/23 | 354.25 | 112.75 | 8
2022/23 | 354.75 | 112.75 | 9
2022/23 | 355.25 | 112.75 | 12
2022/23 | 355.75 | 112.75 | 11
2022/23 | 356.25 | 112.75 | 9
2022/23 | 356.75 | 112.75 | 8
2022/23 | 357.25 | 112.75 | 4
2022/23 | 357.75 | 112.75 | 7
2022/23 | 358.25 | 112.75 | 5
2022/23 | 358.75 | 112.75 | 3
2022/23 | 359.25 | 112.75 | 7
2022/23 | 359.75 | 112.75 | 7
2022/23 | 360.25 | 112.75 | 7
2022/23 | 360.75 | 112.75 | 8
2022/23 | 361.25 | 112.75 | 12
2022/23 | 361.75 | 112.75 | 4
2022/23 | 362.25 | 112.75 | 9
2022/23 | 362.75 | 112.75 | 9
2022/23 | 363.25 | 112.75 | 8
2022/23 | 363.75 | 112.75 | 9
2022/23 | 364.25 | 112.75 | 6
2022/23 | 364.75 | 112.75 | 8
2022/23 | 365.25 | 112.75 | 3
2022/23 | 365.75 | 112.75 | 4
2022/23 | 366.25 | 112.75 | 10
2022/23 | 366.75 | 112.75 | 11
2022/23 | 367.25 | 112.75 | 7
2022/23 | 367.75 | 112.75 | 5
2022/23 | 368.25 | 112.75 | 4
2022/23 | 368.75 | 112.75 | 4
2022/23 | 369.25 | 112.75 | 7
2022/23 | 369.75 | 112.75 | 1
2022/23 | 370.25 | 112.75 | 1
2022/23 | 370.75 | 112.75 | 5
2022/23 | 371.25 | 112.75 | 5
2022/23 | 371.75 | 112.75 | 4
2022/23 | 372.25 | 112.75 | 1
2022/23 | 372.75 | 112.75 | 5
2022/23 | 373.75 | 112.75 | 2
2022/23 | 374.25 | 112.75 | 2
2022/23 | 374.75 | 112.75 | 2
2022/23 | 375.25 | 112.75 | 2
2022/23 | 375.75 | 112.75 | 3
2022/23 | 376.25 | 112.75 | 6
2022/23 | 376.75 | 112.75 | 2
2022/23 | 377.25 | 112.75 | 1
2022/23 | 377.75 | 112.75 | 6
2022/23 | 378.25 | 112.75 | 1
2022/23 | 378.75 | 112.75 | 5
2022/23 | 379.25 | 112.75 | 2
2022/23 | 379.75 | 112.75 | 3
2022/23 | 380.25 | 112.75 | 3
2022/23 | 380.75 | 112.75 | 4
2022/23 | 381.25 | 112.75 | 3
2022/23 | 381.75 | 112.75 | 1
2022/23 | 382.25 | 112.75 | 1
2022/23 | 382.75 | 112.75 | 2
2022/23 | 383.25 | 112.75 | 3
2022/23 | 383.75 | 112.75 | 1
2022/23 | 384.25 | 112.75 | 1
2022/23 | 384.75 | 112.75 | 2
2022/23 | 385.25 | 112.75 | 1
2022/23 | 385.75 | 112.75 | 3
2022/23 | 386.25 | 112.75 | 1
2022/23 | 386.75 | 112.75 | 4
2022/23 | 387.25 | 112.75 | 1
2022/23 | 387.75 | 112.75 | 2
2022/23 | 388.25 | 112.75 | 3
2022/23 | 388.75 | 112.75 | 2
2022/23 | 389.25 | 112.75 | 2
2022/23 | 389.75 | 112.75 | 1
2022/23 | 390.25 | 112.75 | 2
2022/23 | 390.75 | 112.75 | 2
2022/23 | 391.25 | 112.75 | 1
2022/23 | 391.75 | 112.75 | 3
2022/23 | 392.25 | 112.75 | 3
2022/23 | 392.75 | 112.75 | 1
2022/23 | 393.25 | 112.75 | 2
2022/23 | 393.75 | 112.75 | 1
2022/23 | 394.75 | 112.75 | 1
2022/23 | 395.25 | 112.75 | 3
2022/23 | 395.75 | 112.75 | 2
2022/23 | 396.25 | 112.75 | 4
2022/23 | 396.75 | 112.75 | 1
2022/23 | 397.25 | 112.75 | 1
2022/23 | 398.25 | 112.75 | 1
2022/23 | 399.25 | 112.75 | 1
2022/23 | 399.75 | 112.75 | 2
2022/23 | 400.25 | 112.75 | 1
2022/23 | 400.75 | 112.75 | 3
2022/23 | 401.25 | 112.75 | 1
2022/23 | 402.75 | 112.75 | 1
2022/23 | 403.75 | 112.75 | 1
2022/23 | 405.25 | 112.75 | 2
2022/23 | 406.75 | 112.75 | 1
2022/23 | 407.75 | 112.75 | 1
2022/23 | 408.25 | 112.75 | 1
2022/23 | 409.75 | 112.75 | 1
2022/23 | 413.25 | 112.75 | 1
2022/23 | 413.75 | 112.75 | 1
2022/23 | 414.75 | 112.75 | 1
2022/23 | 416.25 | 112.75 | 1
2022/23 | 418.75 | 112.75 | 1
2022/23 | 420.75 | 112.75 | 3
2022/23 | 424.25 | 112.75 | 1
2022/23 | 425.75 | 112.75 | 1
2022/23 | 432.75 | 112.75 | 1
2022/23 | 434.25 | 112.75 | 1
2022/23 | 434.75 | 112.75 | 1
2022/23 | 441.25 | 112.75 | 1
2022/23 | 443.75 | 112.75 | 2
2022/23 | 448.75 | 112.75 | 1
2022/23 | 161.25 | 113.25 | 1
2022/23 | 164.25 | 113.25 | 1
2022/23 | 164.75 | 113.25 | 1
2022/23 | 165.25 | 113.25 | 1
2022/23 | 167.25 | 113.25 | 2
2022/23 | 169.25 | 113.25 | 2
2022/23 | 170.25 | 113.25 | 1
2022/23 | 170.75 | 113.25 | 1
2022/23 | 171.25 | 113.25 | 2
2022/23 | 171.75 | 113.25 | 1
2022/23 | 173.75 | 113.25 | 2
2022/23 | 174.25 | 113.25 | 2
2022/23 | 174.75 | 113.25 | 2
2022/23 | 175.25 | 113.25 | 1
2022/23 | 175.75 | 113.25 | 2
2022/23 | 176.25 | 113.25 | 2
2022/23 | 176.75 | 113.25 | 1
2022/23 | 177.25 | 113.25 | 2
2022/23 | 177.75 | 113.25 | 3
2022/23 | 179.25 | 113.25 | 1
2022/23 | 179.75 | 113.25 | 3
2022/23 | 180.25 | 113.25 | 2
2022/23 | 180.75 | 113.25 | 3
2022/23 | 181.25 | 113.25 | 2
2022/23 | 181.75 | 113.25 | 2
2022/23 | 182.25 | 113.25 | 1
2022/23 | 182.75 | 113.25 | 2
2022/23 | 183.75 | 113.25 | 3
2022/23 | 184.25 | 113.25 | 6
2022/23 | 184.75 | 113.25 | 5
2022/23 | 185.25 | 113.25 | 2
2022/23 | 185.75 | 113.25 | 6
2022/23 | 186.25 | 113.25 | 6
2022/23 | 186.75 | 113.25 | 7
2022/23 | 187.25 | 113.25 | 5
2022/23 | 187.75 | 113.25 | 4
2022/23 | 188.25 | 113.25 | 7
2022/23 | 188.75 | 113.25 | 6
2022/23 | 189.25 | 113.25 | 4
2022/23 | 189.75 | 113.25 | 8
2022/23 | 190.25 | 113.25 | 5
2022/23 | 190.75 | 113.25 | 5
2022/23 | 191.25 | 113.25 | 9
2022/23 | 191.75 | 113.25 | 5
2022/23 | 192.25 | 113.25 | 8
2022/23 | 192.75 | 113.25 | 3
2022/23 | 193.25 | 113.25 | 7
2022/23 | 193.75 | 113.25 | 11
2022/23 | 194.25 | 113.25 | 5
2022/23 | 194.75 | 113.25 | 16
2022/23 | 195.25 | 113.25 | 5
2022/23 | 195.75 | 113.25 | 10
2022/23 | 196.25 | 113.25 | 12
2022/23 | 196.75 | 113.25 | 11
2022/23 | 197.25 | 113.25 | 13
2022/23 | 197.75 | 113.25 | 20
2022/23 | 198.25 | 113.25 | 16
2022/23 | 198.75 | 113.25 | 16
2022/23 | 199.25 | 113.25 | 9
2022/23 | 199.75 | 113.25 | 14
2022/23 | 200.25 | 113.25 | 24
2022/23 | 200.75 | 113.25 | 22
2022/23 | 201.25 | 113.25 | 23
2022/23 | 201.75 | 113.25 | 27
2022/23 | 202.25 | 113.25 | 30
2022/23 | 202.75 | 113.25 | 29
2022/23 | 203.25 | 113.25 | 20
2022/23 | 203.75 | 113.25 | 16
2022/23 | 204.25 | 113.25 | 18
2022/23 | 204.75 | 113.25 | 27
2022/23 | 205.25 | 113.25 | 20
2022/23 | 205.75 | 113.25 | 29
2022/23 | 206.25 | 113.25 | 32
2022/23 | 206.75 | 113.25 | 26
2022/23 | 207.25 | 113.25 | 33
2022/23 | 207.75 | 113.25 | 39
2022/23 | 208.25 | 113.25 | 31
2022/23 | 208.75 | 113.25 | 26
2022/23 | 209.25 | 113.25 | 43
2022/23 | 209.75 | 113.25 | 41
2022/23 | 210.25 | 113.25 | 43
2022/23 | 210.75 | 113.25 | 46
2022/23 | 211.25 | 113.25 | 38
2022/23 | 211.75 | 113.25 | 43
2022/23 | 212.25 | 113.25 | 53
2022/23 | 212.75 | 113.25 | 56
2022/23 | 213.25 | 113.25 | 50
2022/23 | 213.75 | 113.25 | 60
2022/23 | 214.25 | 113.25 | 49
2022/23 | 214.75 | 113.25 | 59
2022/23 | 215.25 | 113.25 | 54
2022/23 | 215.75 | 113.25 | 52
2022/23 | 216.25 | 113.25 | 62
2022/23 | 216.75 | 113.25 | 69
2022/23 | 217.25 | 113.25 | 60
2022/23 | 217.75 | 113.25 | 61
2022/23 | 218.25 | 113.25 | 95
2022/23 | 218.75 | 113.25 | 76
2022/23 | 219.25 | 113.25 | 63
2022/23 | 219.75 | 113.25 | 59
2022/23 | 220.25 | 113.25 | 87
2022/23 | 220.75 | 113.25 | 71
2022/23 | 221.25 | 113.25 | 56
2022/23 | 221.75 | 113.25 | 81
2022/23 | 222.25 | 113.25 | 84
2022/23 | 222.75 | 113.25 | 90
2022/23 | 223.25 | 113.25 | 64
2022/23 | 223.75 | 113.25 | 75
2022/23 | 224.25 | 113.25 | 100
2022/23 | 224.75 | 113.25 | 102
2022/23 | 225.25 | 113.25 | 83
2022/23 | 225.75 | 113.25 | 117
2022/23 | 226.25 | 113.25 | 86
2022/23 | 226.75 | 113.25 | 98
2022/23 | 227.25 | 113.25 | 106
2022/23 | 227.75 | 113.25 | 96
2022/23 | 228.25 | 113.25 | 87
2022/23 | 228.75 | 113.25 | 103
2022/23 | 229.25 | 113.25 | 86
2022/23 | 229.75 | 113.25 | 107
2022/23 | 230.25 | 113.25 | 100
2022/23 | 230.75 | 113.25 | 108
2022/23 | 231.25 | 113.25 | 101
2022/23 | 231.75 | 113.25 | 114
2022/23 | 232.25 | 113.25 | 106
2022/23 | 232.75 | 113.25 | 129
2022/23 | 233.25 | 113.25 | 107
2022/23 | 233.75 | 113.25 | 91
2022/23 | 234.25 | 113.25 | 129
2022/23 | 234.75 | 113.25 | 119
2022/23 | 235.25 | 113.25 | 133
2022/23 | 235.75 | 113.25 | 120
2022/23 | 236.25 | 113.25 | 117
2022/23 | 236.75 | 113.25 | 128
2022/23 | 237.25 | 113.25 | 130
2022/23 | 237.75 | 113.25 | 125
2022/23 | 238.25 | 113.25 | 123
2022/23 | 238.75 | 113.25 | 136
2022/23 | 239.25 | 113.25 | 145
2022/23 | 239.75 | 113.25 | 131
2022/23 | 240.25 | 113.25 | 145
2022/23 | 240.75 | 113.25 | 136
2022/23 | 241.25 | 113.25 | 127
2022/23 | 241.75 | 113.25 | 140
2022/23 | 242.25 | 113.25 | 111
2022/23 | 242.75 | 113.25 | 139
2022/23 | 243.25 | 113.25 | 157
2022/23 | 243.75 | 113.25 | 122
2022/23 | 244.25 | 113.25 | 128
2022/23 | 244.75 | 113.25 | 124
2022/23 | 245.25 | 113.25 | 128
2022/23 | 245.75 | 113.25 | 131
2022/23 | 246.25 | 113.25 | 130
2022/23 | 246.75 | 113.25 | 157
2022/23 | 247.25 | 113.25 | 152
2022/23 | 247.75 | 113.25 | 163
2022/23 | 248.25 | 113.25 | 143
2022/23 | 248.75 | 113.25 | 153
2022/23 | 249.25 | 113.25 | 157
2022/23 | 249.75 | 113.25 | 147
2022/23 | 250.25 | 113.25 | 139
2022/23 | 250.75 | 113.25 | 159
2022/23 | 251.25 | 113.25 | 151
2022/23 | 251.75 | 113.25 | 154
2022/23 | 252.25 | 113.25 | 113
2022/23 | 252.75 | 113.25 | 151
2022/23 | 253.25 | 113.25 | 131
2022/23 | 253.75 | 113.25 | 151
2022/23 | 254.25 | 113.25 | 162
2022/23 | 254.75 | 113.25 | 144
2022/23 | 255.25 | 113.25 | 147
2022/23 | 255.75 | 113.25 | 143
2022/23 | 256.25 | 113.25 | 125
2022/23 | 256.75 | 113.25 | 141
2022/23 | 257.25 | 113.25 | 152
2022/23 | 257.75 | 113.25 | 147
2022/23 | 258.25 | 113.25 | 173
2022/23 | 258.75 | 113.25 | 126
2022/23 | 259.25 | 113.25 | 152
2022/23 | 259.75 | 113.25 | 159
2022/23 | 260.25 | 113.25 | 152
2022/23 | 260.75 | 113.25 | 160
2022/23 | 261.25 | 113.25 | 144
2022/23 | 261.75 | 113.25 | 153
2022/23 | 262.25 | 113.25 | 136
2022/23 | 262.75 | 113.25 | 137
2022/23 | 263.25 | 113.25 | 160
2022/23 | 263.75 | 113.25 | 153
2022/23 | 264.25 | 113.25 | 156
2022/23 | 264.75 | 113.25 | 144
2022/23 | 265.25 | 113.25 | 141
2022/23 | 265.75 | 113.25 | 127
2022/23 | 266.25 | 113.25 | 120
2022/23 | 266.75 | 113.25 | 159
2022/23 | 267.25 | 113.25 | 156
2022/23 | 267.75 | 113.25 | 136
2022/23 | 268.25 | 113.25 | 136
2022/23 | 268.75 | 113.25 | 145
2022/23 | 269.25 | 113.25 | 109
2022/23 | 269.75 | 113.25 | 133
2022/23 | 270.25 | 113.25 | 142
2022/23 | 270.75 | 113.25 | 151
2022/23 | 271.25 | 113.25 | 123
2022/23 | 271.75 | 113.25 | 130
2022/23 | 272.25 | 113.25 | 141
2022/23 | 272.75 | 113.25 | 121
2022/23 | 273.25 | 113.25 | 135
2022/23 | 273.75 | 113.25 | 139
2022/23 | 274.25 | 113.25 | 128
2022/23 | 274.75 | 113.25 | 131
2022/23 | 275.25 | 113.25 | 148
2022/23 | 275.75 | 113.25 | 124
2022/23 | 276.25 | 113.25 | 108
2022/23 | 276.75 | 113.25 | 120
2022/23 | 277.25 | 113.25 | 113
2022/23 | 277.75 | 113.25 | 137
2022/23 | 278.25 | 113.25 | 123
2022/23 | 278.75 | 113.25 | 132
2022/23 | 279.25 | 113.25 | 131
2022/23 | 279.75 | 113.25 | 132
2022/23 | 280.25 | 113.25 | 138
2022/23 | 280.75 | 113.25 | 137
2022/23 | 281.25 | 113.25 | 152
2022/23 | 281.75 | 113.25 | 127
2022/23 | 282.25 | 113.25 | 120
2022/23 | 282.75 | 113.25 | 121
2022/23 | 283.25 | 113.25 | 99
2022/23 | 283.75 | 113.25 | 115
2022/23 | 284.25 | 113.25 | 108
2022/23 | 284.75 | 113.25 | 140
2022/23 | 285.25 | 113.25 | 130
2022/23 | 285.75 | 113.25 | 99
2022/23 | 286.25 | 113.25 | 140
2022/23 | 286.75 | 113.25 | 120
2022/23 | 287.25 | 113.25 | 104
2022/23 | 287.75 | 113.25 | 101
2022/23 | 288.25 | 113.25 | 115
2022/23 | 288.75 | 113.25 | 105
2022/23 | 289.25 | 113.25 | 113
2022/23 | 289.75 | 113.25 | 121
2022/23 | 290.25 | 113.25 | 109
2022/23 | 290.75 | 113.25 | 106
2022/23 | 291.25 | 113.25 | 102
2022/23 | 291.75 | 113.25 | 105
2022/23 | 292.25 | 113.25 | 116
2022/23 | 292.75 | 113.25 | 104
2022/23 | 293.25 | 113.25 | 102
2022/23 | 293.75 | 113.25 | 101
2022/23 | 294.25 | 113.25 | 98
2022/23 | 294.75 | 113.25 | 93
2022/23 | 295.25 | 113.25 | 94
2022/23 | 295.75 | 113.25 | 84
2022/23 | 296.25 | 113.25 | 96
2022/23 | 296.75 | 113.25 | 74
2022/23 | 297.25 | 113.25 | 89
2022/23 | 297.75 | 113.25 | 89
2022/23 | 298.25 | 113.25 | 79
2022/23 | 298.75 | 113.25 | 90
2022/23 | 299.25 | 113.25 | 84
2022/23 | 299.75 | 113.25 | 93
2022/23 | 300.25 | 113.25 | 91
2022/23 | 300.75 | 113.25 | 73
2022/23 | 301.25 | 113.25 | 87
2022/23 | 301.75 | 113.25 | 90
2022/23 | 302.25 | 113.25 | 81
2022/23 | 302.75 | 113.25 | 68
2022/23 | 303.25 | 113.25 | 70
2022/23 | 303.75 | 113.25 | 65
2022/23 | 304.25 | 113.25 | 82
2022/23 | 304.75 | 113.25 | 86
2022/23 | 305.25 | 113.25 | 79
2022/23 | 305.75 | 113.25 | 68
2022/23 | 306.25 | 113.25 | 56
2022/23 | 306.75 | 113.25 | 77
2022/23 | 307.25 | 113.25 | 76
2022/23 | 307.75 | 113.25 | 61
2022/23 | 308.25 | 113.25 | 55
2022/23 | 308.75 | 113.25 | 72
2022/23 | 309.25 | 113.25 | 59
2022/23 | 309.75 | 113.25 | 58
2022/23 | 310.25 | 113.25 | 49
2022/23 | 310.75 | 113.25 | 67
2022/23 | 311.25 | 113.25 | 58
2022/23 | 311.75 | 113.25 | 70
2022/23 | 312.25 | 113.25 | 66
2022/23 | 312.75 | 113.25 | 54
2022/23 | 313.25 | 113.25 | 61
2022/23 | 313.75 | 113.25 | 39
2022/23 | 314.25 | 113.25 | 44
2022/23 | 314.75 | 113.25 | 51
2022/23 | 315.25 | 113.25 | 46
2022/23 | 315.75 | 113.25 | 54
2022/23 | 316.25 | 113.25 | 39
2022/23 | 316.75 | 113.25 | 47
2022/23 | 317.25 | 113.25 | 54
2022/23 | 317.75 | 113.25 | 51
2022/23 | 318.25 | 113.25 | 50
2022/23 | 318.75 | 113.25 | 45
2022/23 | 319.25 | 113.25 | 32
2022/23 | 319.75 | 113.25 | 48
2022/23 | 320.25 | 113.25 | 43
2022/23 | 320.75 | 113.25 | 43
2022/23 | 321.25 | 113.25 | 41
2022/23 | 321.75 | 113.25 | 52
2022/23 | 322.25 | 113.25 | 42
2022/23 | 322.75 | 113.25 | 45
2022/23 | 323.25 | 113.25 | 46
2022/23 | 323.75 | 113.25 | 44
2022/23 | 324.25 | 113.25 | 41
2022/23 | 324.75 | 113.25 | 49
2022/23 | 325.25 | 113.25 | 38
2022/23 | 325.75 | 113.25 | 41
2022/23 | 326.25 | 113.25 | 34
2022/23 | 326.75 | 113.25 | 31
2022/23 | 327.25 | 113.25 | 27
2022/23 | 327.75 | 113.25 | 36
2022/23 | 328.25 | 113.25 | 34
2022/23 | 328.75 | 113.25 | 33
2022/23 | 329.25 | 113.25 | 27
2022/23 | 329.75 | 113.25 | 23
2022/23 | 330.25 | 113.25 | 40
2022/23 | 330.75 | 113.25 | 24
2022/23 | 331.25 | 113.25 | 29
2022/23 | 331.75 | 113.25 | 29
2022/23 | 332.25 | 113.25 | 26
2022/23 | 332.75 | 113.25 | 22
2022/23 | 333.25 | 113.25 | 23
2022/23 | 333.75 | 113.25 | 39
2022/23 | 334.25 | 113.25 | 33
2022/23 | 334.75 | 113.25 | 30
2022/23 | 335.25 | 113.25 | 24
2022/23 | 335.75 | 113.25 | 27
2022/23 | 336.25 | 113.25 | 33
2022/23 | 336.75 | 113.25 | 14
2022/23 | 337.25 | 113.25 | 25
2022/23 | 337.75 | 113.25 | 23
2022/23 | 338.25 | 113.25 | 25
2022/23 | 338.75 | 113.25 | 24
2022/23 | 339.25 | 113.25 | 22
2022/23 | 339.75 | 113.25 | 27
2022/23 | 340.25 | 113.25 | 16
2022/23 | 340.75 | 113.25 | 18
2022/23 | 341.25 | 113.25 | 19
2022/23 | 341.75 | 113.25 | 18
2022/23 | 342.25 | 113.25 | 30
2022/23 | 342.75 | 113.25 | 15
2022/23 | 343.25 | 113.25 | 16
2022/23 | 343.75 | 113.25 | 22
2022/23 | 344.25 | 113.25 | 19
2022/23 | 344.75 | 113.25 | 13
2022/23 | 345.25 | 113.25 | 22
2022/23 | 345.75 | 113.25 | 16
2022/23 | 346.25 | 113.25 | 11
2022/23 | 346.75 | 113.25 | 13
2022/23 | 347.25 | 113.25 | 15
2022/23 | 347.75 | 113.25 | 23
2022/23 | 348.25 | 113.25 | 12
2022/23 | 348.75 | 113.25 | 15
2022/23 | 349.25 | 113.25 | 12
2022/23 | 349.75 | 113.25 | 10
2022/23 | 350.25 | 113.25 | 7
2022/23 | 350.75 | 113.25 | 14
2022/23 | 351.25 | 113.25 | 15
2022/23 | 351.75 | 113.25 | 11
2022/23 | 352.25 | 113.25 | 8
2022/23 | 352.75 | 113.25 | 16
2022/23 | 353.25 | 113.25 | 8
2022/23 | 353.75 | 113.25 | 12
2022/23 | 354.25 | 113.25 | 5
2022/23 | 354.75 | 113.25 | 9
2022/23 | 355.25 | 113.25 | 13
2022/23 | 355.75 | 113.25 | 2
2022/23 | 356.25 | 113.25 | 10
2022/23 | 356.75 | 113.25 | 6
2022/23 | 357.25 | 113.25 | 8
2022/23 | 357.75 | 113.25 | 10
2022/23 | 358.25 | 113.25 | 10
2022/23 | 358.75 | 113.25 | 4
2022/23 | 359.25 | 113.25 | 10
2022/23 | 359.75 | 113.25 | 11
2022/23 | 360.25 | 113.25 | 8
2022/23 | 360.75 | 113.25 | 9
2022/23 | 361.25 | 113.25 | 9
2022/23 | 361.75 | 113.25 | 7
2022/23 | 362.25 | 113.25 | 14
2022/23 | 362.75 | 113.25 | 10
2022/23 | 363.25 | 113.25 | 9
2022/23 | 363.75 | 113.25 | 9
2022/23 | 364.25 | 113.25 | 8
2022/23 | 364.75 | 113.25 | 13
2022/23 | 365.25 | 113.25 | 9
2022/23 | 365.75 | 113.25 | 6
2022/23 | 366.25 | 113.25 | 2
2022/23 | 366.75 | 113.25 | 4
2022/23 | 367.25 | 113.25 | 5
2022/23 | 367.75 | 113.25 | 3
2022/23 | 368.25 | 113.25 | 6
2022/23 | 368.75 | 113.25 | 2
2022/23 | 369.25 | 113.25 | 5
2022/23 | 369.75 | 113.25 | 2
2022/23 | 370.25 | 113.25 | 5
2022/23 | 370.75 | 113.25 | 6
2022/23 | 371.25 | 113.25 | 4
2022/23 | 371.75 | 113.25 | 7
2022/23 | 372.25 | 113.25 | 7
2022/23 | 372.75 | 113.25 | 9
2022/23 | 373.25 | 113.25 | 3
2022/23 | 373.75 | 113.25 | 2
2022/23 | 374.25 | 113.25 | 6
2022/23 | 374.75 | 113.25 | 4
2022/23 | 375.25 | 113.25 | 3
2022/23 | 375.75 | 113.25 | 5
2022/23 | 376.25 | 113.25 | 5
2022/23 | 376.75 | 113.25 | 5
2022/23 | 377.25 | 113.25 | 2
2022/23 | 377.75 | 113.25 | 9
2022/23 | 378.25 | 113.25 | 5
2022/23 | 378.75 | 113.25 | 3
2022/23 | 379.25 | 113.25 | 3
2022/23 | 379.75 | 113.25 | 4
2022/23 | 380.75 | 113.25 | 5
2022/23 | 381.25 | 113.25 | 4
2022/23 | 382.25 | 113.25 | 2
2022/23 | 382.75 | 113.25 | 2
2022/23 | 383.25 | 113.25 | 2
2022/23 | 384.25 | 113.25 | 2
2022/23 | 384.75 | 113.25 | 1
2022/23 | 385.25 | 113.25 | 2
2022/23 | 385.75 | 113.25 | 2
2022/23 | 386.25 | 113.25 | 1
2022/23 | 386.75 | 113.25 | 3
2022/23 | 387.25 | 113.25 | 1
2022/23 | 387.75 | 113.25 | 3
2022/23 | 388.25 | 113.25 | 4
2022/23 | 388.75 | 113.25 | 5
2022/23 | 389.25 | 113.25 | 2
2022/23 | 389.75 | 113.25 | 1
2022/23 | 390.25 | 113.25 | 1
2022/23 | 390.75 | 113.25 | 1
2022/23 | 391.25 | 113.25 | 4
2022/23 | 392.25 | 113.25 | 3
2022/23 | 392.75 | 113.25 | 2
2022/23 | 393.75 | 113.25 | 1
2022/23 | 394.75 | 113.25 | 2
2022/23 | 395.25 | 113.25 | 1
2022/23 | 395.75 | 113.25 | 1
2022/23 | 396.25 | 113.25 | 1
2022/23 | 396.75 | 113.25 | 1
2022/23 | 397.25 | 113.25 | 2
2022/23 | 398.25 | 113.25 | 3
2022/23 | 401.25 | 113.25 | 2
2022/23 | 401.75 | 113.25 | 4
2022/23 | 402.25 | 113.25 | 2
2022/23 | 402.75 | 113.25 | 2
2022/23 | 403.75 | 113.25 | 1
2022/23 | 404.25 | 113.25 | 1
2022/23 | 404.75 | 113.25 | 1
2022/23 | 405.75 | 113.25 | 1
2022/23 | 406.25 | 113.25 | 2
2022/23 | 407.75 | 113.25 | 2
2022/23 | 408.75 | 113.25 | 1
2022/23 | 409.25 | 113.25 | 1
2022/23 | 410.75 | 113.25 | 3
2022/23 | 411.25 | 113.25 | 1
2022/23 | 411.75 | 113.25 | 1
2022/23 | 413.25 | 113.25 | 1
2022/23 | 414.75 | 113.25 | 1
2022/23 | 415.25 | 113.25 | 1
2022/23 | 415.75 | 113.25 | 1
2022/23 | 416.75 | 113.25 | 1
2022/23 | 419.75 | 113.25 | 1
2022/23 | 423.25 | 113.25 | 1
2022/23 | 428.25 | 113.25 | 1
2022/23 | 429.25 | 113.25 | 1
2022/23 | 431.75 | 113.25 | 1
2022/23 | 433.25 | 113.25 | 1
2022/23 | 433.75 | 113.25 | 2
2022/23 | 443.25 | 113.25 | 1
2022/23 | 444.75 | 113.25 | 1
2022/23 | 466.25 | 113.25 | 1
2022/23 | 488.75 | 113.25 | 1
2022/23 | 167.25 | 113.75 | 1
2022/23 | 167.75 | 113.75 | 3
2022/23 | 169.75 | 113.75 | 2
2022/23 | 170.25 | 113.75 | 2
2022/23 | 170.75 | 113.75 | 1
2022/23 | 171.75 | 113.75 | 1
2022/23 | 172.25 | 113.75 | 1
2022/23 | 172.75 | 113.75 | 1
2022/23 | 173.75 | 113.75 | 2
2022/23 | 174.25 | 113.75 | 2
2022/23 | 175.25 | 113.75 | 1
2022/23 | 175.75 | 113.75 | 2
2022/23 | 176.25 | 113.75 | 3
2022/23 | 176.75 | 113.75 | 1
2022/23 | 177.75 | 113.75 | 2
2022/23 | 178.25 | 113.75 | 1
2022/23 | 178.75 | 113.75 | 2
2022/23 | 179.75 | 113.75 | 1
2022/23 | 180.25 | 113.75 | 1
2022/23 | 180.75 | 113.75 | 1
2022/23 | 181.25 | 113.75 | 2
2022/23 | 181.75 | 113.75 | 5
2022/23 | 182.25 | 113.75 | 2
2022/23 | 182.75 | 113.75 | 4
2022/23 | 183.25 | 113.75 | 3
2022/23 | 183.75 | 113.75 | 3
2022/23 | 184.25 | 113.75 | 3
2022/23 | 184.75 | 113.75 | 7
2022/23 | 185.25 | 113.75 | 4
2022/23 | 185.75 | 113.75 | 7
2022/23 | 186.25 | 113.75 | 5
2022/23 | 186.75 | 113.75 | 3
2022/23 | 187.25 | 113.75 | 7
2022/23 | 187.75 | 113.75 | 4
2022/23 | 188.25 | 113.75 | 10
2022/23 | 188.75 | 113.75 | 5
2022/23 | 189.25 | 113.75 | 4
2022/23 | 189.75 | 113.75 | 5
2022/23 | 190.25 | 113.75 | 5
2022/23 | 190.75 | 113.75 | 7
2022/23 | 191.25 | 113.75 | 7
2022/23 | 191.75 | 113.75 | 7
2022/23 | 192.25 | 113.75 | 5
2022/23 | 192.75 | 113.75 | 5
2022/23 | 193.25 | 113.75 | 7
2022/23 | 193.75 | 113.75 | 4
2022/23 | 194.25 | 113.75 | 16
2022/23 | 194.75 | 113.75 | 9
2022/23 | 195.25 | 113.75 | 2
2022/23 | 195.75 | 113.75 | 11
2022/23 | 196.25 | 113.75 | 8
2022/23 | 196.75 | 113.75 | 6
2022/23 | 197.25 | 113.75 | 10
2022/23 | 197.75 | 113.75 | 17
2022/23 | 198.25 | 113.75 | 14
2022/23 | 198.75 | 113.75 | 14
2022/23 | 199.25 | 113.75 | 18
2022/23 | 199.75 | 113.75 | 17
2022/23 | 200.25 | 113.75 | 15
2022/23 | 200.75 | 113.75 | 12
2022/23 | 201.25 | 113.75 | 17
2022/23 | 201.75 | 113.75 | 18
2022/23 | 202.25 | 113.75 | 27
2022/23 | 202.75 | 113.75 | 17
2022/23 | 203.25 | 113.75 | 25
2022/23 | 203.75 | 113.75 | 18
2022/23 | 204.25 | 113.75 | 17
2022/23 | 204.75 | 113.75 | 24
2022/23 | 205.25 | 113.75 | 24
2022/23 | 205.75 | 113.75 | 19
2022/23 | 206.25 | 113.75 | 32
2022/23 | 206.75 | 113.75 | 29
2022/23 | 207.25 | 113.75 | 32
2022/23 | 207.75 | 113.75 | 30
2022/23 | 208.25 | 113.75 | 29
2022/23 | 208.75 | 113.75 | 35
2022/23 | 209.25 | 113.75 | 28
2022/23 | 209.75 | 113.75 | 45
2022/23 | 210.25 | 113.75 | 28
2022/23 | 210.75 | 113.75 | 28
2022/23 | 211.25 | 113.75 | 25
2022/23 | 211.75 | 113.75 | 37
2022/23 | 212.25 | 113.75 | 47
2022/23 | 212.75 | 113.75 | 36
2022/23 | 213.25 | 113.75 | 43
2022/23 | 213.75 | 113.75 | 47
2022/23 | 214.25 | 113.75 | 55
2022/23 | 214.75 | 113.75 | 56
2022/23 | 215.25 | 113.75 | 47
2022/23 | 215.75 | 113.75 | 52
2022/23 | 216.25 | 113.75 | 59
2022/23 | 216.75 | 113.75 | 43
2022/23 | 217.25 | 113.75 | 71
2022/23 | 217.75 | 113.75 | 67
2022/23 | 218.25 | 113.75 | 78
2022/23 | 218.75 | 113.75 | 59
2022/23 | 219.25 | 113.75 | 74
2022/23 | 219.75 | 113.75 | 70
2022/23 | 220.25 | 113.75 | 75
2022/23 | 220.75 | 113.75 | 73
2022/23 | 221.25 | 113.75 | 83
2022/23 | 221.75 | 113.75 | 60
2022/23 | 222.25 | 113.75 | 84
2022/23 | 222.75 | 113.75 | 88
2022/23 | 223.25 | 113.75 | 68
2022/23 | 223.75 | 113.75 | 77
2022/23 | 224.25 | 113.75 | 83
2022/23 | 224.75 | 113.75 | 98
2022/23 | 225.25 | 113.75 | 85
2022/23 | 225.75 | 113.75 | 91
2022/23 | 226.25 | 113.75 | 73
2022/23 | 226.75 | 113.75 | 94
2022/23 | 227.25 | 113.75 | 84
2022/23 | 227.75 | 113.75 | 94
2022/23 | 228.25 | 113.75 | 82
2022/23 | 228.75 | 113.75 | 97
2022/23 | 229.25 | 113.75 | 105
2022/23 | 229.75 | 113.75 | 98
2022/23 | 230.25 | 113.75 | 107
2022/23 | 230.75 | 113.75 | 79
2022/23 | 231.25 | 113.75 | 126
2022/23 | 231.75 | 113.75 | 93
2022/23 | 232.25 | 113.75 | 115
2022/23 | 232.75 | 113.75 | 109
2022/23 | 233.25 | 113.75 | 108
2022/23 | 233.75 | 113.75 | 95
2022/23 | 234.25 | 113.75 | 109
2022/23 | 234.75 | 113.75 | 107
2022/23 | 235.25 | 113.75 | 119
2022/23 | 235.75 | 113.75 | 120
2022/23 | 236.25 | 113.75 | 137
2022/23 | 236.75 | 113.75 | 118
2022/23 | 237.25 | 113.75 | 129
2022/23 | 237.75 | 113.75 | 117
2022/23 | 238.25 | 113.75 | 121
2022/23 | 238.75 | 113.75 | 121
2022/23 | 239.25 | 113.75 | 123
2022/23 | 239.75 | 113.75 | 110
2022/23 | 240.25 | 113.75 | 145
2022/23 | 240.75 | 113.75 | 134
2022/23 | 241.25 | 113.75 | 138
2022/23 | 241.75 | 113.75 | 143
2022/23 | 242.25 | 113.75 | 101
2022/23 | 242.75 | 113.75 | 129
2022/23 | 243.25 | 113.75 | 130
2022/23 | 243.75 | 113.75 | 119
2022/23 | 244.25 | 113.75 | 138
2022/23 | 244.75 | 113.75 | 129
2022/23 | 245.25 | 113.75 | 128
2022/23 | 245.75 | 113.75 | 148
2022/23 | 246.25 | 113.75 | 119
2022/23 | 246.75 | 113.75 | 140
2022/23 | 247.25 | 113.75 | 155
2022/23 | 247.75 | 113.75 | 123
2022/23 | 248.25 | 113.75 | 152
2022/23 | 248.75 | 113.75 | 136
2022/23 | 249.25 | 113.75 | 126
2022/23 | 249.75 | 113.75 | 136
2022/23 | 250.25 | 113.75 | 118
2022/23 | 250.75 | 113.75 | 118
2022/23 | 251.25 | 113.75 | 129
2022/23 | 251.75 | 113.75 | 150
2022/23 | 252.25 | 113.75 | 149
2022/23 | 252.75 | 113.75 | 136
2022/23 | 253.25 | 113.75 | 122
2022/23 | 253.75 | 113.75 | 140
2022/23 | 254.25 | 113.75 | 156
2022/23 | 254.75 | 113.75 | 122
2022/23 | 255.25 | 113.75 | 142
2022/23 | 255.75 | 113.75 | 137
2022/23 | 256.25 | 113.75 | 132
2022/23 | 256.75 | 113.75 | 152
2022/23 | 257.25 | 113.75 | 131
2022/23 | 257.75 | 113.75 | 147
2022/23 | 258.25 | 113.75 | 152
2022/23 | 258.75 | 113.75 | 138
2022/23 | 259.25 | 113.75 | 146
2022/23 | 259.75 | 113.75 | 136
2022/23 | 260.25 | 113.75 | 135
2022/23 | 260.75 | 113.75 | 147
2022/23 | 261.25 | 113.75 | 131
2022/23 | 261.75 | 113.75 | 131
2022/23 | 262.25 | 113.75 | 151
2022/23 | 262.75 | 113.75 | 133
2022/23 | 263.25 | 113.75 | 139
2022/23 | 263.75 | 113.75 | 148
2022/23 | 264.25 | 113.75 | 156
2022/23 | 264.75 | 113.75 | 152
2022/23 | 265.25 | 113.75 | 145
2022/23 | 265.75 | 113.75 | 154
2022/23 | 266.25 | 113.75 | 140
2022/23 | 266.75 | 113.75 | 143
2022/23 | 267.25 | 113.75 | 162
2022/23 | 267.75 | 113.75 | 149
2022/23 | 268.25 | 113.75 | 126
2022/23 | 268.75 | 113.75 | 139
2022/23 | 269.25 | 113.75 | 120
2022/23 | 269.75 | 113.75 | 120
2022/23 | 270.25 | 113.75 | 156
2022/23 | 270.75 | 113.75 | 120
2022/23 | 271.25 | 113.75 | 115
2022/23 | 271.75 | 113.75 | 129
2022/23 | 272.25 | 113.75 | 127
2022/23 | 272.75 | 113.75 | 137
2022/23 | 273.25 | 113.75 | 118
2022/23 | 273.75 | 113.75 | 142
2022/23 | 274.25 | 113.75 | 142
2022/23 | 274.75 | 113.75 | 148
2022/23 | 275.25 | 113.75 | 141
2022/23 | 275.75 | 113.75 | 133
2022/23 | 276.25 | 113.75 | 136
2022/23 | 276.75 | 113.75 | 125
2022/23 | 277.25 | 113.75 | 139
2022/23 | 277.75 | 113.75 | 117
2022/23 | 278.25 | 113.75 | 136
2022/23 | 278.75 | 113.75 | 115
2022/23 | 279.25 | 113.75 | 111
2022/23 | 279.75 | 113.75 | 116
2022/23 | 280.25 | 113.75 | 115
2022/23 | 280.75 | 113.75 | 126
2022/23 | 281.25 | 113.75 | 129
2022/23 | 281.75 | 113.75 | 111
2022/23 | 282.25 | 113.75 | 131
2022/23 | 282.75 | 113.75 | 135
2022/23 | 283.25 | 113.75 | 125
2022/23 | 283.75 | 113.75 | 114
2022/23 | 284.25 | 113.75 | 136
2022/23 | 284.75 | 113.75 | 133
2022/23 | 285.25 | 113.75 | 117
2022/23 | 285.75 | 113.75 | 121
2022/23 | 286.25 | 113.75 | 122
2022/23 | 286.75 | 113.75 | 103
2022/23 | 287.25 | 113.75 | 104
2022/23 | 287.75 | 113.75 | 113
2022/23 | 288.25 | 113.75 | 101
2022/23 | 288.75 | 113.75 | 138
2022/23 | 289.25 | 113.75 | 119
2022/23 | 289.75 | 113.75 | 116
2022/23 | 290.25 | 113.75 | 116
2022/23 | 290.75 | 113.75 | 122
2022/23 | 291.25 | 113.75 | 115
2022/23 | 291.75 | 113.75 | 110
2022/23 | 292.25 | 113.75 | 110
2022/23 | 292.75 | 113.75 | 99
2022/23 | 293.25 | 113.75 | 117
2022/23 | 293.75 | 113.75 | 103
2022/23 | 294.25 | 113.75 | 88
2022/23 | 294.75 | 113.75 | 100
2022/23 | 295.25 | 113.75 | 107
2022/23 | 295.75 | 113.75 | 114
2022/23 | 296.25 | 113.75 | 101
2022/23 | 296.75 | 113.75 | 113
2022/23 | 297.25 | 113.75 | 107
2022/23 | 297.75 | 113.75 | 99
2022/23 | 298.25 | 113.75 | 103
2022/23 | 298.75 | 113.75 | 85
2022/23 | 299.25 | 113.75 | 103
2022/23 | 299.75 | 113.75 | 83
2022/23 | 300.25 | 113.75 | 81
2022/23 | 300.75 | 113.75 | 78
2022/23 | 301.25 | 113.75 | 76
2022/23 | 301.75 | 113.75 | 96
2022/23 | 302.25 | 113.75 | 90
2022/23 | 302.75 | 113.75 | 81
2022/23 | 303.25 | 113.75 | 79
2022/23 | 303.75 | 113.75 | 72
2022/23 | 304.25 | 113.75 | 73
2022/23 | 304.75 | 113.75 | 85
2022/23 | 305.25 | 113.75 | 73
2022/23 | 305.75 | 113.75 | 61
2022/23 | 306.25 | 113.75 | 83
2022/23 | 306.75 | 113.75 | 87
2022/23 | 307.25 | 113.75 | 75
2022/23 | 307.75 | 113.75 | 56
2022/23 | 308.25 | 113.75 | 71
2022/23 | 308.75 | 113.75 | 84
2022/23 | 309.25 | 113.75 | 63
2022/23 | 309.75 | 113.75 | 64
2022/23 | 310.25 | 113.75 | 59
2022/23 | 310.75 | 113.75 | 69
2022/23 | 311.25 | 113.75 | 67
2022/23 | 311.75 | 113.75 | 63
2022/23 | 312.25 | 113.75 | 62
2022/23 | 312.75 | 113.75 | 58
2022/23 | 313.25 | 113.75 | 58
2022/23 | 313.75 | 113.75 | 59
2022/23 | 314.25 | 113.75 | 60
2022/23 | 314.75 | 113.75 | 70
2022/23 | 315.25 | 113.75 | 54
2022/23 | 315.75 | 113.75 | 54
2022/23 | 316.25 | 113.75 | 37
2022/23 | 316.75 | 113.75 | 68
2022/23 | 317.25 | 113.75 | 64
2022/23 | 317.75 | 113.75 | 41
2022/23 | 318.25 | 113.75 | 48
2022/23 | 318.75 | 113.75 | 51
2022/23 | 319.25 | 113.75 | 40
2022/23 | 319.75 | 113.75 | 50
2022/23 | 320.25 | 113.75 | 46
2022/23 | 320.75 | 113.75 | 52
2022/23 | 321.25 | 113.75 | 48
2022/23 | 321.75 | 113.75 | 55
2022/23 | 322.25 | 113.75 | 49
2022/23 | 322.75 | 113.75 | 48
2022/23 | 323.25 | 113.75 | 46
2022/23 | 323.75 | 113.75 | 37
2022/23 | 324.25 | 113.75 | 41
2022/23 | 324.75 | 113.75 | 33
2022/23 | 325.25 | 113.75 | 30
2022/23 | 325.75 | 113.75 | 25
2022/23 | 326.25 | 113.75 | 51
2022/23 | 326.75 | 113.75 | 44
2022/23 | 327.25 | 113.75 | 45
2022/23 | 327.75 | 113.75 | 35
2022/23 | 328.25 | 113.75 | 29
2022/23 | 328.75 | 113.75 | 40
2022/23 | 329.25 | 113.75 | 36
2022/23 | 329.75 | 113.75 | 45
2022/23 | 330.25 | 113.75 | 39
2022/23 | 330.75 | 113.75 | 32
2022/23 | 331.25 | 113.75 | 27
2022/23 | 331.75 | 113.75 | 28
2022/23 | 332.25 | 113.75 | 15
2022/23 | 332.75 | 113.75 | 24
2022/23 | 333.25 | 113.75 | 34
2022/23 | 333.75 | 113.75 | 30
2022/23 | 334.25 | 113.75 | 25
2022/23 | 334.75 | 113.75 | 33
2022/23 | 335.25 | 113.75 | 22
2022/23 | 335.75 | 113.75 | 33
2022/23 | 336.25 | 113.75 | 26
2022/23 | 336.75 | 113.75 | 32
2022/23 | 337.25 | 113.75 | 26
2022/23 | 337.75 | 113.75 | 14
2022/23 | 338.25 | 113.75 | 30
2022/23 | 338.75 | 113.75 | 25
2022/23 | 339.25 | 113.75 | 30
2022/23 | 339.75 | 113.75 | 29
2022/23 | 340.25 | 113.75 | 28
2022/23 | 340.75 | 113.75 | 25
2022/23 | 341.25 | 113.75 | 18
2022/23 | 341.75 | 113.75 | 17
2022/23 | 342.25 | 113.75 | 19
2022/23 | 342.75 | 113.75 | 22
2022/23 | 343.25 | 113.75 | 26
2022/23 | 343.75 | 113.75 | 27
2022/23 | 344.25 | 113.75 | 20
2022/23 | 344.75 | 113.75 | 16
2022/23 | 345.25 | 113.75 | 19
2022/23 | 345.75 | 113.75 | 9
2022/23 | 346.25 | 113.75 | 19
2022/23 | 346.75 | 113.75 | 14
2022/23 | 347.25 | 113.75 | 9
2022/23 | 347.75 | 113.75 | 17
2022/23 | 348.25 | 113.75 | 17
2022/23 | 348.75 | 113.75 | 14
2022/23 | 349.25 | 113.75 | 16
2022/23 | 349.75 | 113.75 | 13
2022/23 | 350.25 | 113.75 | 19
2022/23 | 350.75 | 113.75 | 12
2022/23 | 351.25 | 113.75 | 20
2022/23 | 351.75 | 113.75 | 13
2022/23 | 352.25 | 113.75 | 14
2022/23 | 352.75 | 113.75 | 10
2022/23 | 353.25 | 113.75 | 15
2022/23 | 353.75 | 113.75 | 13
2022/23 | 354.25 | 113.75 | 15
2022/23 | 354.75 | 113.75 | 18
2022/23 | 355.25 | 113.75 | 17
2022/23 | 355.75 | 113.75 | 13
2022/23 | 356.25 | 113.75 | 12
2022/23 | 356.75 | 113.75 | 15
2022/23 | 357.25 | 113.75 | 12
2022/23 | 357.75 | 113.75 | 9
2022/23 | 358.25 | 113.75 | 8
2022/23 | 358.75 | 113.75 | 7
2022/23 | 359.25 | 113.75 | 9
2022/23 | 359.75 | 113.75 | 6
2022/23 | 360.25 | 113.75 | 6
2022/23 | 360.75 | 113.75 | 5
2022/23 | 361.25 | 113.75 | 10
2022/23 | 361.75 | 113.75 | 13
2022/23 | 362.25 | 113.75 | 9
2022/23 | 362.75 | 113.75 | 11
2022/23 | 363.25 | 113.75 | 10
2022/23 | 363.75 | 113.75 | 9
2022/23 | 364.25 | 113.75 | 10
2022/23 | 364.75 | 113.75 | 8
2022/23 | 365.25 | 113.75 | 8
2022/23 | 365.75 | 113.75 | 5
2022/23 | 366.25 | 113.75 | 7
2022/23 | 366.75 | 113.75 | 2
2022/23 | 367.25 | 113.75 | 4
2022/23 | 367.75 | 113.75 | 9
2022/23 | 368.25 | 113.75 | 7
2022/23 | 368.75 | 113.75 | 7
2022/23 | 369.25 | 113.75 | 7
2022/23 | 369.75 | 113.75 | 7
2022/23 | 370.25 | 113.75 | 7
2022/23 | 370.75 | 113.75 | 2
2022/23 | 371.25 | 113.75 | 8
2022/23 | 371.75 | 113.75 | 3
2022/23 | 372.25 | 113.75 | 3
2022/23 | 372.75 | 113.75 | 6
2022/23 | 373.25 | 113.75 | 2
2022/23 | 373.75 | 113.75 | 6
2022/23 | 374.25 | 113.75 | 5
2022/23 | 374.75 | 113.75 | 5
2022/23 | 375.25 | 113.75 | 6
2022/23 | 375.75 | 113.75 | 4
2022/23 | 376.25 | 113.75 | 4
2022/23 | 376.75 | 113.75 | 2
2022/23 | 377.25 | 113.75 | 6
2022/23 | 377.75 | 113.75 | 5
2022/23 | 378.25 | 113.75 | 3
2022/23 | 378.75 | 113.75 | 3
2022/23 | 379.25 | 113.75 | 1
2022/23 | 379.75 | 113.75 | 6
2022/23 | 380.25 | 113.75 | 1
2022/23 | 380.75 | 113.75 | 2
2022/23 | 381.25 | 113.75 | 3
2022/23 | 381.75 | 113.75 | 4
2022/23 | 382.25 | 113.75 | 2
2022/23 | 382.75 | 113.75 | 1
2022/23 | 383.75 | 113.75 | 3
2022/23 | 384.25 | 113.75 | 2
2022/23 | 384.75 | 113.75 | 3
2022/23 | 385.25 | 113.75 | 5
2022/23 | 385.75 | 113.75 | 4
2022/23 | 386.25 | 113.75 | 5
2022/23 | 386.75 | 113.75 | 2
2022/23 | 387.25 | 113.75 | 1
2022/23 | 387.75 | 113.75 | 2
2022/23 | 388.25 | 113.75 | 1
2022/23 | 388.75 | 113.75 | 1
2022/23 | 389.25 | 113.75 | 3
2022/23 | 389.75 | 113.75 | 2
2022/23 | 390.25 | 113.75 | 1
2022/23 | 390.75 | 113.75 | 1
2022/23 | 391.25 | 113.75 | 6
2022/23 | 391.75 | 113.75 | 2
2022/23 | 392.25 | 113.75 | 2
2022/23 | 393.75 | 113.75 | 2
2022/23 | 394.75 | 113.75 | 2
2022/23 | 396.25 | 113.75 | 5
2022/23 | 397.25 | 113.75 | 1
2022/23 | 397.75 | 113.75 | 1
2022/23 | 398.25 | 113.75 | 1
2022/23 | 398.75 | 113.75 | 1
2022/23 | 399.25 | 113.75 | 1
2022/23 | 399.75 | 113.75 | 2
2022/23 | 401.25 | 113.75 | 1
2022/23 | 401.75 | 113.75 | 1
2022/23 | 402.75 | 113.75 | 2
2022/23 | 403.25 | 113.75 | 1
2022/23 | 403.75 | 113.75 | 1
2022/23 | 404.25 | 113.75 | 1
2022/23 | 405.25 | 113.75 | 1
2022/23 | 405.75 | 113.75 | 1
2022/23 | 407.75 | 113.75 | 1
2022/23 | 408.25 | 113.75 | 2
2022/23 | 409.75 | 113.75 | 1
2022/23 | 410.25 | 113.75 | 1
2022/23 | 411.75 | 113.75 | 2
2022/23 | 413.25 | 113.75 | 2
2022/23 | 414.25 | 113.75 | 1
2022/23 | 415.75 | 113.75 | 1
2022/23 | 416.25 | 113.75 | 1
2022/23 | 416.75 | 113.75 | 1
2022/23 | 422.25 | 113.75 | 1
2022/23 | 423.25 | 113.75 | 1
2022/23 | 424.25 | 113.75 | 1
2022/23 | 429.25 | 113.75 | 1
2022/23 | 430.25 | 113.75 | 1
2022/23 | 430.75 | 113.75 | 1
2022/23 | 434.25 | 113.75 | 1
2022/23 | 450.25 | 113.75 | 1
2022/23 | 452.25 | 113.75 | 1
2022/23 | 457.75 | 113.75 | 1
2022/23 | 465.25 | 113.75 | 1
2022/23 | 471.75 | 113.75 | 1
2022/23 | 477.75 | 113.75 | 1
2022/23 | 162.25 | 114.25 | 1
2022/23 | 163.25 | 114.25 | 1
2022/23 | 163.75 | 114.25 | 1
2022/23 | 166.25 | 114.25 | 1
2022/23 | 166.75 | 114.25 | 1
2022/23 | 169.25 | 114.25 | 1
2022/23 | 170.75 | 114.25 | 1
2022/23 | 171.75 | 114.25 | 2
2022/23 | 172.75 | 114.25 | 1
2022/23 | 173.25 | 114.25 | 1
2022/23 | 173.75 | 114.25 | 3
2022/23 | 174.75 | 114.25 | 1
2022/23 | 176.25 | 114.25 | 5
2022/23 | 177.25 | 114.25 | 2
2022/23 | 177.75 | 114.25 | 2
2022/23 | 178.25 | 114.25 | 2
2022/23 | 178.75 | 114.25 | 1
2022/23 | 179.25 | 114.25 | 2
2022/23 | 179.75 | 114.25 | 3
2022/23 | 180.25 | 114.25 | 1
2022/23 | 180.75 | 114.25 | 5
2022/23 | 181.75 | 114.25 | 4
2022/23 | 182.25 | 114.25 | 1
2022/23 | 182.75 | 114.25 | 3
2022/23 | 183.25 | 114.25 | 1
2022/23 | 183.75 | 114.25 | 1
2022/23 | 184.25 | 114.25 | 3
2022/23 | 184.75 | 114.25 | 5
2022/23 | 185.25 | 114.25 | 1
2022/23 | 185.75 | 114.25 | 6
2022/23 | 186.25 | 114.25 | 6
2022/23 | 186.75 | 114.25 | 1
2022/23 | 187.25 | 114.25 | 3
2022/23 | 187.75 | 114.25 | 2
2022/23 | 188.25 | 114.25 | 6
2022/23 | 188.75 | 114.25 | 2
2022/23 | 189.25 | 114.25 | 3
2022/23 | 189.75 | 114.25 | 8
2022/23 | 190.25 | 114.25 | 5
2022/23 | 190.75 | 114.25 | 9
2022/23 | 191.25 | 114.25 | 6
2022/23 | 191.75 | 114.25 | 8
2022/23 | 192.25 | 114.25 | 8
2022/23 | 192.75 | 114.25 | 3
2022/23 | 193.25 | 114.25 | 5
2022/23 | 193.75 | 114.25 | 7
2022/23 | 194.25 | 114.25 | 8
2022/23 | 194.75 | 114.25 | 7
2022/23 | 195.25 | 114.25 | 12
2022/23 | 195.75 | 114.25 | 7
2022/23 | 196.25 | 114.25 | 9
2022/23 | 196.75 | 114.25 | 7
2022/23 | 197.25 | 114.25 | 9
2022/23 | 197.75 | 114.25 | 9
2022/23 | 198.25 | 114.25 | 6
2022/23 | 198.75 | 114.25 | 8
2022/23 | 199.25 | 114.25 | 11
2022/23 | 199.75 | 114.25 | 5
2022/23 | 200.25 | 114.25 | 14
2022/23 | 200.75 | 114.25 | 15
2022/23 | 201.25 | 114.25 | 12
2022/23 | 201.75 | 114.25 | 23
2022/23 | 202.25 | 114.25 | 19
2022/23 | 202.75 | 114.25 | 16
2022/23 | 203.25 | 114.25 | 16
2022/23 | 203.75 | 114.25 | 22
2022/23 | 204.25 | 114.25 | 22
2022/23 | 204.75 | 114.25 | 20
2022/23 | 205.25 | 114.25 | 19
2022/23 | 205.75 | 114.25 | 32
2022/23 | 206.25 | 114.25 | 19
2022/23 | 206.75 | 114.25 | 19
2022/23 | 207.25 | 114.25 | 23
2022/23 | 207.75 | 114.25 | 23
2022/23 | 208.25 | 114.25 | 21
2022/23 | 208.75 | 114.25 | 29
2022/23 | 209.25 | 114.25 | 39
2022/23 | 209.75 | 114.25 | 30
2022/23 | 210.25 | 114.25 | 20
2022/23 | 210.75 | 114.25 | 42
2022/23 | 211.25 | 114.25 | 37
2022/23 | 211.75 | 114.25 | 33
2022/23 | 212.25 | 114.25 | 38
2022/23 | 212.75 | 114.25 | 33
2022/23 | 213.25 | 114.25 | 39
2022/23 | 213.75 | 114.25 | 42
2022/23 | 214.25 | 114.25 | 28
2022/23 | 214.75 | 114.25 | 42
2022/23 | 215.25 | 114.25 | 38
2022/23 | 215.75 | 114.25 | 39
2022/23 | 216.25 | 114.25 | 57
2022/23 | 216.75 | 114.25 | 46
2022/23 | 217.25 | 114.25 | 60
2022/23 | 217.75 | 114.25 | 58
2022/23 | 218.25 | 114.25 | 49
2022/23 | 218.75 | 114.25 | 54
2022/23 | 219.25 | 114.25 | 77
2022/23 | 219.75 | 114.25 | 73
2022/23 | 220.25 | 114.25 | 66
2022/23 | 220.75 | 114.25 | 66
2022/23 | 221.25 | 114.25 | 65
2022/23 | 221.75 | 114.25 | 66
2022/23 | 222.25 | 114.25 | 77
2022/23 | 222.75 | 114.25 | 62
2022/23 | 223.25 | 114.25 | 63
2022/23 | 223.75 | 114.25 | 89
2022/23 | 224.25 | 114.25 | 70
2022/23 | 224.75 | 114.25 | 73
2022/23 | 225.25 | 114.25 | 70
2022/23 | 225.75 | 114.25 | 86
2022/23 | 226.25 | 114.25 | 75
2022/23 | 226.75 | 114.25 | 92
2022/23 | 227.25 | 114.25 | 83
2022/23 | 227.75 | 114.25 | 103
2022/23 | 228.25 | 114.25 | 84
2022/23 | 228.75 | 114.25 | 90
2022/23 | 229.25 | 114.25 | 96
2022/23 | 229.75 | 114.25 | 82
2022/23 | 230.25 | 114.25 | 88
2022/23 | 230.75 | 114.25 | 96
2022/23 | 231.25 | 114.25 | 89
2022/23 | 231.75 | 114.25 | 87
2022/23 | 232.25 | 114.25 | 89
2022/23 | 232.75 | 114.25 | 113
2022/23 | 233.25 | 114.25 | 109
2022/23 | 233.75 | 114.25 | 113
2022/23 | 234.25 | 114.25 | 95
2022/23 | 234.75 | 114.25 | 108
2022/23 | 235.25 | 114.25 | 126
2022/23 | 235.75 | 114.25 | 79
2022/23 | 236.25 | 114.25 | 110
2022/23 | 236.75 | 114.25 | 125
2022/23 | 237.25 | 114.25 | 123
2022/23 | 237.75 | 114.25 | 122
2022/23 | 238.25 | 114.25 | 110
2022/23 | 238.75 | 114.25 | 103
2022/23 | 239.25 | 114.25 | 135
2022/23 | 239.75 | 114.25 | 133
2022/23 | 240.25 | 114.25 | 101
2022/23 | 240.75 | 114.25 | 104
2022/23 | 241.25 | 114.25 | 120
2022/23 | 241.75 | 114.25 | 154
2022/23 | 242.25 | 114.25 | 130
2022/23 | 242.75 | 114.25 | 143
2022/23 | 243.25 | 114.25 | 99
2022/23 | 243.75 | 114.25 | 120
2022/23 | 244.25 | 114.25 | 131
2022/23 | 244.75 | 114.25 | 138
2022/23 | 245.25 | 114.25 | 128
2022/23 | 245.75 | 114.25 | 131
2022/23 | 246.25 | 114.25 | 117
2022/23 | 246.75 | 114.25 | 156
2022/23 | 247.25 | 114.25 | 143
2022/23 | 247.75 | 114.25 | 120
2022/23 | 248.25 | 114.25 | 141
2022/23 | 248.75 | 114.25 | 134
2022/23 | 249.25 | 114.25 | 130
2022/23 | 249.75 | 114.25 | 143
2022/23 | 250.25 | 114.25 | 133
2022/23 | 250.75 | 114.25 | 131
2022/23 | 251.25 | 114.25 | 124
2022/23 | 251.75 | 114.25 | 127
2022/23 | 252.25 | 114.25 | 146
2022/23 | 252.75 | 114.25 | 162
2022/23 | 253.25 | 114.25 | 145
2022/23 | 253.75 | 114.25 | 154
2022/23 | 254.25 | 114.25 | 130
2022/23 | 254.75 | 114.25 | 126
2022/23 | 255.25 | 114.25 | 153
2022/23 | 255.75 | 114.25 | 156
2022/23 | 256.25 | 114.25 | 137
2022/23 | 256.75 | 114.25 | 140
2022/23 | 257.25 | 114.25 | 164
2022/23 | 257.75 | 114.25 | 136
2022/23 | 258.25 | 114.25 | 149
2022/23 | 258.75 | 114.25 | 133
2022/23 | 259.25 | 114.25 | 145
2022/23 | 259.75 | 114.25 | 149
2022/23 | 260.25 | 114.25 | 123
2022/23 | 260.75 | 114.25 | 155
2022/23 | 261.25 | 114.25 | 137
2022/23 | 261.75 | 114.25 | 125
2022/23 | 262.25 | 114.25 | 129
2022/23 | 262.75 | 114.25 | 137
2022/23 | 263.25 | 114.25 | 160
2022/23 | 263.75 | 114.25 | 160
2022/23 | 264.25 | 114.25 | 139
2022/23 | 264.75 | 114.25 | 143
2022/23 | 265.25 | 114.25 | 126
2022/23 | 265.75 | 114.25 | 142
2022/23 | 266.25 | 114.25 | 151
2022/23 | 266.75 | 114.25 | 134
2022/23 | 267.25 | 114.25 | 137
2022/23 | 267.75 | 114.25 | 143
2022/23 | 268.25 | 114.25 | 144
2022/23 | 268.75 | 114.25 | 151
2022/23 | 269.25 | 114.25 | 115
2022/23 | 269.75 | 114.25 | 123
2022/23 | 270.25 | 114.25 | 149
2022/23 | 270.75 | 114.25 | 147
2022/23 | 271.25 | 114.25 | 119
2022/23 | 271.75 | 114.25 | 123
2022/23 | 272.25 | 114.25 | 155
2022/23 | 272.75 | 114.25 | 124
2022/23 | 273.25 | 114.25 | 139
2022/23 | 273.75 | 114.25 | 107
2022/23 | 274.25 | 114.25 | 137
2022/23 | 274.75 | 114.25 | 128
2022/23 | 275.25 | 114.25 | 133
2022/23 | 275.75 | 114.25 | 142
2022/23 | 276.25 | 114.25 | 117
2022/23 | 276.75 | 114.25 | 129
2022/23 | 277.25 | 114.25 | 134
2022/23 | 277.75 | 114.25 | 143
2022/23 | 278.25 | 114.25 | 128
2022/23 | 278.75 | 114.25 | 140
2022/23 | 279.25 | 114.25 | 125
2022/23 | 279.75 | 114.25 | 114
2022/23 | 280.25 | 114.25 | 144
2022/23 | 280.75 | 114.25 | 135
2022/23 | 281.25 | 114.25 | 130
2022/23 | 281.75 | 114.25 | 117
2022/23 | 282.25 | 114.25 | 128
2022/23 | 282.75 | 114.25 | 133
2022/23 | 283.25 | 114.25 | 152
2022/23 | 283.75 | 114.25 | 129
2022/23 | 284.25 | 114.25 | 108
2022/23 | 284.75 | 114.25 | 105
2022/23 | 285.25 | 114.25 | 114
2022/23 | 285.75 | 114.25 | 108
2022/23 | 286.25 | 114.25 | 122
2022/23 | 286.75 | 114.25 | 125
2022/23 | 287.25 | 114.25 | 104
2022/23 | 287.75 | 114.25 | 125
2022/23 | 288.25 | 114.25 | 123
2022/23 | 288.75 | 114.25 | 100
2022/23 | 289.25 | 114.25 | 125
2022/23 | 289.75 | 114.25 | 127
2022/23 | 290.25 | 114.25 | 121
2022/23 | 290.75 | 114.25 | 106
2022/23 | 291.25 | 114.25 | 104
2022/23 | 291.75 | 114.25 | 102
2022/23 | 292.25 | 114.25 | 86
2022/23 | 292.75 | 114.25 | 99
2022/23 | 293.25 | 114.25 | 117
2022/23 | 293.75 | 114.25 | 89
2022/23 | 294.25 | 114.25 | 104
2022/23 | 294.75 | 114.25 | 103
2022/23 | 295.25 | 114.25 | 96
2022/23 | 295.75 | 114.25 | 102
2022/23 | 296.25 | 114.25 | 101
2022/23 | 296.75 | 114.25 | 91
2022/23 | 297.25 | 114.25 | 101
2022/23 | 297.75 | 114.25 | 88
2022/23 | 298.25 | 114.25 | 93
2022/23 | 298.75 | 114.25 | 91
2022/23 | 299.25 | 114.25 | 98
2022/23 | 299.75 | 114.25 | 75
2022/23 | 300.25 | 114.25 | 84
2022/23 | 300.75 | 114.25 | 93
2022/23 | 301.25 | 114.25 | 88
2022/23 | 301.75 | 114.25 | 87
2022/23 | 302.25 | 114.25 | 69
2022/23 | 302.75 | 114.25 | 78
2022/23 | 303.25 | 114.25 | 99
2022/23 | 303.75 | 114.25 | 98
2022/23 | 304.25 | 114.25 | 90
2022/23 | 304.75 | 114.25 | 89
2022/23 | 305.25 | 114.25 | 72
2022/23 | 305.75 | 114.25 | 83
2022/23 | 306.25 | 114.25 | 80
2022/23 | 306.75 | 114.25 | 68
2022/23 | 307.25 | 114.25 | 65
2022/23 | 307.75 | 114.25 | 76
2022/23 | 308.25 | 114.25 | 51
2022/23 | 308.75 | 114.25 | 71
2022/23 | 309.25 | 114.25 | 63
2022/23 | 309.75 | 114.25 | 60
2022/23 | 310.25 | 114.25 | 60
2022/23 | 310.75 | 114.25 | 63
2022/23 | 311.25 | 114.25 | 70
2022/23 | 311.75 | 114.25 | 62
2022/23 | 312.25 | 114.25 | 73
2022/23 | 312.75 | 114.25 | 51
2022/23 | 313.25 | 114.25 | 57
2022/23 | 313.75 | 114.25 | 65
2022/23 | 314.25 | 114.25 | 63
2022/23 | 314.75 | 114.25 | 40
2022/23 | 315.25 | 114.25 | 52
2022/23 | 315.75 | 114.25 | 60
2022/23 | 316.25 | 114.25 | 54
2022/23 | 316.75 | 114.25 | 60
2022/23 | 317.25 | 114.25 | 53
2022/23 | 317.75 | 114.25 | 63
2022/23 | 318.25 | 114.25 | 63
2022/23 | 318.75 | 114.25 | 45
2022/23 | 319.25 | 114.25 | 56
2022/23 | 319.75 | 114.25 | 53
2022/23 | 320.25 | 114.25 | 53
2022/23 | 320.75 | 114.25 | 47
2022/23 | 321.25 | 114.25 | 43
2022/23 | 321.75 | 114.25 | 53
2022/23 | 322.25 | 114.25 | 52
2022/23 | 322.75 | 114.25 | 49
2022/23 | 323.25 | 114.25 | 33
2022/23 | 323.75 | 114.25 | 38
2022/23 | 324.25 | 114.25 | 41
2022/23 | 324.75 | 114.25 | 42
2022/23 | 325.25 | 114.25 | 40
2022/23 | 325.75 | 114.25 | 43
2022/23 | 326.25 | 114.25 | 45
2022/23 | 326.75 | 114.25 | 52
2022/23 | 327.25 | 114.25 | 38
2022/23 | 327.75 | 114.25 | 36
2022/23 | 328.25 | 114.25 | 43
2022/23 | 328.75 | 114.25 | 35
2022/23 | 329.25 | 114.25 | 50
2022/23 | 329.75 | 114.25 | 29
2022/23 | 330.25 | 114.25 | 35
2022/23 | 330.75 | 114.25 | 29
2022/23 | 331.25 | 114.25 | 42
2022/23 | 331.75 | 114.25 | 35
2022/23 | 332.25 | 114.25 | 31
2022/23 | 332.75 | 114.25 | 27
2022/23 | 333.25 | 114.25 | 35
2022/23 | 333.75 | 114.25 | 32
2022/23 | 334.25 | 114.25 | 20
2022/23 | 334.75 | 114.25 | 37
2022/23 | 335.25 | 114.25 | 32
2022/23 | 335.75 | 114.25 | 25
2022/23 | 336.25 | 114.25 | 20
2022/23 | 336.75 | 114.25 | 26
2022/23 | 337.25 | 114.25 | 32
2022/23 | 337.75 | 114.25 | 21
2022/23 | 338.25 | 114.25 | 20
2022/23 | 338.75 | 114.25 | 20
2022/23 | 339.25 | 114.25 | 18
2022/23 | 339.75 | 114.25 | 25
2022/23 | 340.25 | 114.25 | 27
2022/23 | 340.75 | 114.25 | 24
2022/23 | 341.25 | 114.25 | 20
2022/23 | 341.75 | 114.25 | 23
2022/23 | 342.25 | 114.25 | 23
2022/23 | 342.75 | 114.25 | 22
2022/23 | 343.25 | 114.25 | 25
2022/23 | 343.75 | 114.25 | 19
2022/23 | 344.25 | 114.25 | 13
2022/23 | 344.75 | 114.25 | 30
2022/23 | 345.25 | 114.25 | 20
2022/23 | 345.75 | 114.25 | 16
2022/23 | 346.25 | 114.25 | 13
2022/23 | 346.75 | 114.25 | 21
2022/23 | 347.25 | 114.25 | 14
2022/23 | 347.75 | 114.25 | 18
2022/23 | 348.25 | 114.25 | 23
2022/23 | 348.75 | 114.25 | 22
2022/23 | 349.25 | 114.25 | 18
2022/23 | 349.75 | 114.25 | 19
2022/23 | 350.25 | 114.25 | 10
2022/23 | 350.75 | 114.25 | 10
2022/23 | 351.25 | 114.25 | 14
2022/23 | 351.75 | 114.25 | 14
2022/23 | 352.25 | 114.25 | 15
2022/23 | 352.75 | 114.25 | 19
2022/23 | 353.25 | 114.25 | 6
2022/23 | 353.75 | 114.25 | 18
2022/23 | 354.25 | 114.25 | 10
2022/23 | 354.75 | 114.25 | 7
2022/23 | 355.25 | 114.25 | 13
2022/23 | 355.75 | 114.25 | 12
2022/23 | 356.25 | 114.25 | 16
2022/23 | 356.75 | 114.25 | 12
2022/23 | 357.25 | 114.25 | 9
2022/23 | 357.75 | 114.25 | 11
2022/23 | 358.25 | 114.25 | 9
2022/23 | 358.75 | 114.25 | 9
2022/23 | 359.25 | 114.25 | 11
2022/23 | 359.75 | 114.25 | 10
2022/23 | 360.25 | 114.25 | 14
2022/23 | 360.75 | 114.25 | 8
2022/23 | 361.25 | 114.25 | 4
2022/23 | 361.75 | 114.25 | 4
2022/23 | 362.25 | 114.25 | 13
2022/23 | 362.75 | 114.25 | 7
2022/23 | 363.25 | 114.25 | 6
2022/23 | 363.75 | 114.25 | 7
2022/23 | 364.25 | 114.25 | 2
2022/23 | 364.75 | 114.25 | 12
2022/23 | 365.25 | 114.25 | 4
2022/23 | 365.75 | 114.25 | 6
2022/23 | 366.25 | 114.25 | 13
2022/23 | 366.75 | 114.25 | 6
2022/23 | 367.25 | 114.25 | 8
2022/23 | 367.75 | 114.25 | 10
2022/23 | 368.25 | 114.25 | 6
2022/23 | 368.75 | 114.25 | 8
2022/23 | 369.25 | 114.25 | 5
2022/23 | 369.75 | 114.25 | 5
2022/23 | 370.25 | 114.25 | 9
2022/23 | 370.75 | 114.25 | 5
2022/23 | 371.25 | 114.25 | 10
2022/23 | 371.75 | 114.25 | 6
2022/23 | 372.25 | 114.25 | 4
2022/23 | 372.75 | 114.25 | 6
2022/23 | 373.25 | 114.25 | 2
2022/23 | 373.75 | 114.25 | 9
2022/23 | 374.25 | 114.25 | 4
2022/23 | 374.75 | 114.25 | 7
2022/23 | 375.25 | 114.25 | 5
2022/23 | 375.75 | 114.25 | 3
2022/23 | 376.25 | 114.25 | 7
2022/23 | 377.25 | 114.25 | 3
2022/23 | 377.75 | 114.25 | 2
2022/23 | 378.25 | 114.25 | 4
2022/23 | 378.75 | 114.25 | 2
2022/23 | 379.75 | 114.25 | 4
2022/23 | 380.25 | 114.25 | 2
2022/23 | 380.75 | 114.25 | 4
2022/23 | 382.25 | 114.25 | 5
2022/23 | 382.75 | 114.25 | 2
2022/23 | 383.25 | 114.25 | 2
2022/23 | 383.75 | 114.25 | 1
2022/23 | 384.25 | 114.25 | 2
2022/23 | 384.75 | 114.25 | 1
2022/23 | 385.25 | 114.25 | 3
2022/23 | 385.75 | 114.25 | 1
2022/23 | 386.25 | 114.25 | 4
2022/23 | 386.75 | 114.25 | 1
2022/23 | 387.25 | 114.25 | 2
2022/23 | 387.75 | 114.25 | 4
2022/23 | 388.25 | 114.25 | 2
2022/23 | 388.75 | 114.25 | 3
2022/23 | 389.25 | 114.25 | 2
2022/23 | 389.75 | 114.25 | 2
2022/23 | 390.25 | 114.25 | 6
2022/23 | 391.25 | 114.25 | 3
2022/23 | 391.75 | 114.25 | 2
2022/23 | 392.25 | 114.25 | 3
2022/23 | 392.75 | 114.25 | 1
2022/23 | 393.25 | 114.25 | 3
2022/23 | 394.25 | 114.25 | 1
2022/23 | 394.75 | 114.25 | 1
2022/23 | 395.75 | 114.25 | 2
2022/23 | 396.25 | 114.25 | 4
2022/23 | 397.25 | 114.25 | 1
2022/23 | 398.25 | 114.25 | 3
2022/23 | 398.75 | 114.25 | 1
2022/23 | 399.25 | 114.25 | 1
2022/23 | 399.75 | 114.25 | 1
2022/23 | 400.75 | 114.25 | 2
2022/23 | 401.75 | 114.25 | 1
2022/23 | 402.25 | 114.25 | 1
2022/23 | 402.75 | 114.25 | 4
2022/23 | 403.25 | 114.25 | 1
2022/23 | 403.75 | 114.25 | 1
2022/23 | 404.25 | 114.25 | 2
2022/23 | 404.75 | 114.25 | 2
2022/23 | 405.25 | 114.25 | 2
2022/23 | 407.75 | 114.25 | 1
2022/23 | 409.25 | 114.25 | 1
2022/23 | 409.75 | 114.25 | 1
2022/23 | 410.25 | 114.25 | 1
2022/23 | 413.75 | 114.25 | 1
2022/23 | 416.75 | 114.25 | 1
2022/23 | 417.25 | 114.25 | 1
2022/23 | 418.75 | 114.25 | 3
2022/23 | 419.75 | 114.25 | 1
2022/23 | 422.25 | 114.25 | 1
2022/23 | 422.75 | 114.25 | 1
2022/23 | 425.75 | 114.25 | 1
2022/23 | 427.75 | 114.25 | 2
2022/23 | 429.25 | 114.25 | 1
2022/23 | 429.75 | 114.25 | 1
2022/23 | 434.75 | 114.25 | 1
2022/23 | 435.75 | 114.25 | 1
2022/23 | 437.75 | 114.25 | 1
2022/23 | 448.75 | 114.25 | 1
2022/23 | 474.75 | 114.25 | 1
2022/23 | 517.25 | 114.25 | 1
2022/23 | 151.75 | 114.75 | 1
2022/23 | 155.25 | 114.75 | 1
2022/23 | 164.25 | 114.75 | 1
2022/23 | 167.75 | 114.75 | 1
2022/23 | 168.25 | 114.75 | 1
2022/23 | 171.75 | 114.75 | 1
2022/23 | 173.25 | 114.75 | 1
2022/23 | 174.25 | 114.75 | 1
2022/23 | 175.75 | 114.75 | 2
2022/23 | 176.75 | 114.75 | 1
2022/23 | 177.75 | 114.75 | 1
2022/23 | 178.25 | 114.75 | 1
2022/23 | 178.75 | 114.75 | 2
2022/23 | 179.25 | 114.75 | 2
2022/23 | 180.25 | 114.75 | 1
2022/23 | 180.75 | 114.75 | 2
2022/23 | 181.25 | 114.75 | 2
2022/23 | 181.75 | 114.75 | 3
2022/23 | 182.25 | 114.75 | 4
2022/23 | 182.75 | 114.75 | 4
2022/23 | 183.25 | 114.75 | 2
2022/23 | 183.75 | 114.75 | 5
2022/23 | 184.25 | 114.75 | 3
2022/23 | 184.75 | 114.75 | 3
2022/23 | 185.25 | 114.75 | 2
2022/23 | 185.75 | 114.75 | 3
2022/23 | 186.25 | 114.75 | 1
2022/23 | 186.75 | 114.75 | 4
2022/23 | 187.25 | 114.75 | 3
2022/23 | 187.75 | 114.75 | 5
2022/23 | 188.25 | 114.75 | 5
2022/23 | 188.75 | 114.75 | 6
2022/23 | 189.25 | 114.75 | 1
2022/23 | 189.75 | 114.75 | 3
2022/23 | 190.25 | 114.75 | 6
2022/23 | 190.75 | 114.75 | 5
2022/23 | 191.25 | 114.75 | 2
2022/23 | 191.75 | 114.75 | 4
2022/23 | 192.25 | 114.75 | 8
2022/23 | 192.75 | 114.75 | 7
2022/23 | 193.25 | 114.75 | 5
2022/23 | 193.75 | 114.75 | 12
2022/23 | 194.25 | 114.75 | 4
2022/23 | 194.75 | 114.75 | 5
2022/23 | 195.25 | 114.75 | 8
2022/23 | 195.75 | 114.75 | 8
2022/23 | 196.25 | 114.75 | 16
2022/23 | 196.75 | 114.75 | 7
2022/23 | 197.25 | 114.75 | 9
2022/23 | 197.75 | 114.75 | 10
2022/23 | 198.25 | 114.75 | 6
2022/23 | 198.75 | 114.75 | 12
2022/23 | 199.25 | 114.75 | 6
2022/23 | 199.75 | 114.75 | 6
2022/23 | 200.25 | 114.75 | 12
2022/23 | 200.75 | 114.75 | 11
2022/23 | 201.25 | 114.75 | 16
2022/23 | 201.75 | 114.75 | 16
2022/23 | 202.25 | 114.75 | 9
2022/23 | 202.75 | 114.75 | 10
2022/23 | 203.25 | 114.75 | 15
2022/23 | 203.75 | 114.75 | 15
2022/23 | 204.25 | 114.75 | 14
2022/23 | 204.75 | 114.75 | 23
2022/23 | 205.25 | 114.75 | 25
2022/23 | 205.75 | 114.75 | 23
2022/23 | 206.25 | 114.75 | 18
2022/23 | 206.75 | 114.75 | 22
2022/23 | 207.25 | 114.75 | 19
2022/23 | 207.75 | 114.75 | 19
2022/23 | 208.25 | 114.75 | 28
2022/23 | 208.75 | 114.75 | 31
2022/23 | 209.25 | 114.75 | 15
2022/23 | 209.75 | 114.75 | 30
2022/23 | 210.25 | 114.75 | 24
2022/23 | 210.75 | 114.75 | 29
2022/23 | 211.25 | 114.75 | 27
2022/23 | 211.75 | 114.75 | 21
2022/23 | 212.25 | 114.75 | 28
2022/23 | 212.75 | 114.75 | 29
2022/23 | 213.25 | 114.75 | 34
2022/23 | 213.75 | 114.75 | 34
2022/23 | 214.25 | 114.75 | 35
2022/23 | 214.75 | 114.75 | 54
2022/23 | 215.25 | 114.75 | 38
2022/23 | 215.75 | 114.75 | 56
2022/23 | 216.25 | 114.75 | 60
2022/23 | 216.75 | 114.75 | 48
2022/23 | 217.25 | 114.75 | 47
2022/23 | 217.75 | 114.75 | 48
2022/23 | 218.25 | 114.75 | 60
2022/23 | 218.75 | 114.75 | 63
2022/23 | 219.25 | 114.75 | 54
2022/23 | 219.75 | 114.75 | 53
2022/23 | 220.25 | 114.75 | 58
2022/23 | 220.75 | 114.75 | 63
2022/23 | 221.25 | 114.75 | 52
2022/23 | 221.75 | 114.75 | 68
2022/23 | 222.25 | 114.75 | 60
2022/23 | 222.75 | 114.75 | 71
2022/23 | 223.25 | 114.75 | 75
2022/23 | 223.75 | 114.75 | 70
2022/23 | 224.25 | 114.75 | 64
2022/23 | 224.75 | 114.75 | 70
2022/23 | 225.25 | 114.75 | 88
2022/23 | 225.75 | 114.75 | 70
2022/23 | 226.25 | 114.75 | 68
2022/23 | 226.75 | 114.75 | 93
2022/23 | 227.25 | 114.75 | 83
2022/23 | 227.75 | 114.75 | 74
2022/23 | 228.25 | 114.75 | 89
2022/23 | 228.75 | 114.75 | 91
2022/23 | 229.25 | 114.75 | 102
2022/23 | 229.75 | 114.75 | 95
2022/23 | 230.25 | 114.75 | 99
2022/23 | 230.75 | 114.75 | 84
2022/23 | 231.25 | 114.75 | 94
2022/23 | 231.75 | 114.75 | 98
2022/23 | 232.25 | 114.75 | 88
2022/23 | 232.75 | 114.75 | 89
2022/23 | 233.25 | 114.75 | 99
2022/23 | 233.75 | 114.75 | 104
2022/23 | 234.25 | 114.75 | 107
2022/23 | 234.75 | 114.75 | 94
2022/23 | 235.25 | 114.75 | 109
2022/23 | 235.75 | 114.75 | 91
2022/23 | 236.25 | 114.75 | 106
2022/23 | 236.75 | 114.75 | 105
2022/23 | 237.25 | 114.75 | 106
2022/23 | 237.75 | 114.75 | 98
2022/23 | 238.25 | 114.75 | 123
2022/23 | 238.75 | 114.75 | 121
2022/23 | 239.25 | 114.75 | 114
2022/23 | 239.75 | 114.75 | 135
2022/23 | 240.25 | 114.75 | 114
2022/23 | 240.75 | 114.75 | 117
2022/23 | 241.25 | 114.75 | 140
2022/23 | 241.75 | 114.75 | 120
2022/23 | 242.25 | 114.75 | 117
2022/23 | 242.75 | 114.75 | 109
2022/23 | 243.25 | 114.75 | 110
2022/23 | 243.75 | 114.75 | 109
2022/23 | 244.25 | 114.75 | 103
2022/23 | 244.75 | 114.75 | 132
2022/23 | 245.25 | 114.75 | 132
2022/23 | 245.75 | 114.75 | 113
2022/23 | 246.25 | 114.75 | 137
2022/23 | 246.75 | 114.75 | 139
2022/23 | 247.25 | 114.75 | 124
2022/23 | 247.75 | 114.75 | 126
2022/23 | 248.25 | 114.75 | 130
2022/23 | 248.75 | 114.75 | 121
2022/23 | 249.25 | 114.75 | 127
2022/23 | 249.75 | 114.75 | 131
2022/23 | 250.25 | 114.75 | 127
2022/23 | 250.75 | 114.75 | 129
2022/23 | 251.25 | 114.75 | 138
2022/23 | 251.75 | 114.75 | 163
2022/23 | 252.25 | 114.75 | 131
2022/23 | 252.75 | 114.75 | 117
2022/23 | 253.25 | 114.75 | 146
2022/23 | 253.75 | 114.75 | 125
2022/23 | 254.25 | 114.75 | 153
2022/23 | 254.75 | 114.75 | 136
2022/23 | 255.25 | 114.75 | 138
2022/23 | 255.75 | 114.75 | 161
2022/23 | 256.25 | 114.75 | 155
2022/23 | 256.75 | 114.75 | 148
2022/23 | 257.25 | 114.75 | 143
2022/23 | 257.75 | 114.75 | 130
2022/23 | 258.25 | 114.75 | 131
2022/23 | 258.75 | 114.75 | 134
2022/23 | 259.25 | 114.75 | 141
2022/23 | 259.75 | 114.75 | 160
2022/23 | 260.25 | 114.75 | 128
2022/23 | 260.75 | 114.75 | 130
2022/23 | 261.25 | 114.75 | 134
2022/23 | 261.75 | 114.75 | 153
2022/23 | 262.25 | 114.75 | 169
2022/23 | 262.75 | 114.75 | 151
2022/23 | 263.25 | 114.75 | 148
2022/23 | 263.75 | 114.75 | 136
2022/23 | 264.25 | 114.75 | 138
2022/23 | 264.75 | 114.75 | 126
2022/23 | 265.25 | 114.75 | 129
2022/23 | 265.75 | 114.75 | 124
2022/23 | 266.25 | 114.75 | 156
2022/23 | 266.75 | 114.75 | 142
2022/23 | 267.25 | 114.75 | 132
2022/23 | 267.75 | 114.75 | 114
2022/23 | 268.25 | 114.75 | 159
2022/23 | 268.75 | 114.75 | 131
2022/23 | 269.25 | 114.75 | 143
2022/23 | 269.75 | 114.75 | 130
2022/23 | 270.25 | 114.75 | 144
2022/23 | 270.75 | 114.75 | 120
2022/23 | 271.25 | 114.75 | 144
2022/23 | 271.75 | 114.75 | 134
2022/23 | 272.25 | 114.75 | 138
2022/23 | 272.75 | 114.75 | 142
2022/23 | 273.25 | 114.75 | 121
2022/23 | 273.75 | 114.75 | 141
2022/23 | 274.25 | 114.75 | 114
2022/23 | 274.75 | 114.75 | 116
2022/23 | 275.25 | 114.75 | 138
2022/23 | 275.75 | 114.75 | 120
2022/23 | 276.25 | 114.75 | 133
2022/23 | 276.75 | 114.75 | 127
2022/23 | 277.25 | 114.75 | 132
2022/23 | 277.75 | 114.75 | 131
2022/23 | 278.25 | 114.75 | 142
2022/23 | 278.75 | 114.75 | 130
2022/23 | 279.25 | 114.75 | 110
2022/23 | 279.75 | 114.75 | 125
2022/23 | 280.25 | 114.75 | 129
2022/23 | 280.75 | 114.75 | 135
2022/23 | 281.25 | 114.75 | 121
2022/23 | 281.75 | 114.75 | 154
2022/23 | 282.25 | 114.75 | 116
2022/23 | 282.75 | 114.75 | 126
2022/23 | 283.25 | 114.75 | 128
2022/23 | 283.75 | 114.75 | 129
2022/23 | 284.25 | 114.75 | 122
2022/23 | 284.75 | 114.75 | 123
2022/23 | 285.25 | 114.75 | 111
2022/23 | 285.75 | 114.75 | 86
2022/23 | 286.25 | 114.75 | 110
2022/23 | 286.75 | 114.75 | 121
2022/23 | 287.25 | 114.75 | 108
2022/23 | 287.75 | 114.75 | 114
2022/23 | 288.25 | 114.75 | 131
2022/23 | 288.75 | 114.75 | 125
2022/23 | 289.25 | 114.75 | 111
2022/23 | 289.75 | 114.75 | 127
2022/23 | 290.25 | 114.75 | 115
2022/23 | 290.75 | 114.75 | 108
2022/23 | 291.25 | 114.75 | 117
2022/23 | 291.75 | 114.75 | 116
2022/23 | 292.25 | 114.75 | 94
2022/23 | 292.75 | 114.75 | 132
2022/23 | 293.25 | 114.75 | 118
2022/23 | 293.75 | 114.75 | 109
2022/23 | 294.25 | 114.75 | 111
2022/23 | 294.75 | 114.75 | 95
2022/23 | 295.25 | 114.75 | 100
2022/23 | 295.75 | 114.75 | 116
2022/23 | 296.25 | 114.75 | 103
2022/23 | 296.75 | 114.75 | 95
2022/23 | 297.25 | 114.75 | 105
2022/23 | 297.75 | 114.75 | 89
2022/23 | 298.25 | 114.75 | 102
2022/23 | 298.75 | 114.75 | 100
2022/23 | 299.25 | 114.75 | 87
2022/23 | 299.75 | 114.75 | 104
2022/23 | 300.25 | 114.75 | 95
2022/23 | 300.75 | 114.75 | 89
2022/23 | 301.25 | 114.75 | 78
2022/23 | 301.75 | 114.75 | 77
2022/23 | 302.25 | 114.75 | 89
2022/23 | 302.75 | 114.75 | 87
2022/23 | 303.25 | 114.75 | 89
2022/23 | 303.75 | 114.75 | 76
2022/23 | 304.25 | 114.75 | 98
2022/23 | 304.75 | 114.75 | 70
2022/23 | 305.25 | 114.75 | 72
2022/23 | 305.75 | 114.75 | 83
2022/23 | 306.25 | 114.75 | 78
2022/23 | 306.75 | 114.75 | 89
2022/23 | 307.25 | 114.75 | 79
2022/23 | 307.75 | 114.75 | 86
2022/23 | 308.25 | 114.75 | 66
2022/23 | 308.75 | 114.75 | 87
2022/23 | 309.25 | 114.75 | 74
2022/23 | 309.75 | 114.75 | 67
2022/23 | 310.25 | 114.75 | 59
2022/23 | 310.75 | 114.75 | 67
2022/23 | 311.25 | 114.75 | 65
2022/23 | 311.75 | 114.75 | 72
2022/23 | 312.25 | 114.75 | 70
2022/23 | 312.75 | 114.75 | 69
2022/23 | 313.25 | 114.75 | 66
2022/23 | 313.75 | 114.75 | 60
2022/23 | 314.25 | 114.75 | 53
2022/23 | 314.75 | 114.75 | 72
2022/23 | 315.25 | 114.75 | 63
2022/23 | 315.75 | 114.75 | 62
2022/23 | 316.25 | 114.75 | 50
2022/23 | 316.75 | 114.75 | 60
2022/23 | 317.25 | 114.75 | 65
2022/23 | 317.75 | 114.75 | 49
2022/23 | 318.25 | 114.75 | 46
2022/23 | 318.75 | 114.75 | 62
2022/23 | 319.25 | 114.75 | 41
2022/23 | 319.75 | 114.75 | 63
2022/23 | 320.25 | 114.75 | 50
2022/23 | 320.75 | 114.75 | 51
2022/23 | 321.25 | 114.75 | 50
2022/23 | 321.75 | 114.75 | 46
2022/23 | 322.25 | 114.75 | 63
2022/23 | 322.75 | 114.75 | 43
2022/23 | 323.25 | 114.75 | 49
2022/23 | 323.75 | 114.75 | 53
2022/23 | 324.25 | 114.75 | 44
2022/23 | 324.75 | 114.75 | 41
2022/23 | 325.25 | 114.75 | 55
2022/23 | 325.75 | 114.75 | 48
2022/23 | 326.25 | 114.75 | 44
2022/23 | 326.75 | 114.75 | 43
2022/23 | 327.25 | 114.75 | 41
2022/23 | 327.75 | 114.75 | 42
2022/23 | 328.25 | 114.75 | 39
2022/23 | 328.75 | 114.75 | 34
2022/23 | 329.25 | 114.75 | 40
2022/23 | 329.75 | 114.75 | 46
2022/23 | 330.25 | 114.75 | 36
2022/23 | 330.75 | 114.75 | 26
2022/23 | 331.25 | 114.75 | 33
2022/23 | 331.75 | 114.75 | 25
2022/23 | 332.25 | 114.75 | 34
2022/23 | 332.75 | 114.75 | 33
2022/23 | 333.25 | 114.75 | 32
2022/23 | 333.75 | 114.75 | 33
2022/23 | 334.25 | 114.75 | 30
2022/23 | 334.75 | 114.75 | 24
2022/23 | 335.25 | 114.75 | 22
2022/23 | 335.75 | 114.75 | 26
2022/23 | 336.25 | 114.75 | 19
2022/23 | 336.75 | 114.75 | 35
2022/23 | 337.25 | 114.75 | 31
2022/23 | 337.75 | 114.75 | 35
2022/23 | 338.25 | 114.75 | 28
2022/23 | 338.75 | 114.75 | 26
2022/23 | 339.25 | 114.75 | 30
2022/23 | 339.75 | 114.75 | 36
2022/23 | 340.25 | 114.75 | 17
2022/23 | 340.75 | 114.75 | 24
2022/23 | 341.25 | 114.75 | 24
2022/23 | 341.75 | 114.75 | 20
2022/23 | 342.25 | 114.75 | 29
2022/23 | 342.75 | 114.75 | 29
2022/23 | 343.25 | 114.75 | 22
2022/23 | 343.75 | 114.75 | 21
2022/23 | 344.25 | 114.75 | 15
2022/23 | 344.75 | 114.75 | 17
2022/23 | 345.25 | 114.75 | 12
2022/23 | 345.75 | 114.75 | 27
2022/23 | 346.25 | 114.75 | 20
2022/23 | 346.75 | 114.75 | 19
2022/23 | 347.25 | 114.75 | 19
2022/23 | 347.75 | 114.75 | 23
2022/23 | 348.25 | 114.75 | 19
2022/23 | 348.75 | 114.75 | 25
2022/23 | 349.25 | 114.75 | 14
2022/23 | 349.75 | 114.75 | 17
2022/23 | 350.25 | 114.75 | 28
2022/23 | 350.75 | 114.75 | 17
2022/23 | 351.25 | 114.75 | 18
2022/23 | 351.75 | 114.75 | 14
2022/23 | 352.25 | 114.75 | 13
2022/23 | 352.75 | 114.75 | 18
2022/23 | 353.25 | 114.75 | 9
2022/23 | 353.75 | 114.75 | 19
2022/23 | 354.25 | 114.75 | 10
2022/23 | 354.75 | 114.75 | 11
2022/23 | 355.25 | 114.75 | 12
2022/23 | 355.75 | 114.75 | 11
2022/23 | 356.25 | 114.75 | 14
2022/23 | 356.75 | 114.75 | 16
2022/23 | 357.25 | 114.75 | 8
2022/23 | 357.75 | 114.75 | 7
2022/23 | 358.25 | 114.75 | 13
2022/23 | 358.75 | 114.75 | 6
2022/23 | 359.25 | 114.75 | 6
2022/23 | 359.75 | 114.75 | 13
2022/23 | 360.25 | 114.75 | 11
2022/23 | 360.75 | 114.75 | 10
2022/23 | 361.25 | 114.75 | 7
2022/23 | 361.75 | 114.75 | 9
2022/23 | 362.25 | 114.75 | 10
2022/23 | 362.75 | 114.75 | 11
2022/23 | 363.25 | 114.75 | 10
2022/23 | 363.75 | 114.75 | 9
2022/23 | 364.25 | 114.75 | 4
2022/23 | 364.75 | 114.75 | 10
2022/23 | 365.25 | 114.75 | 9
2022/23 | 365.75 | 114.75 | 7
2022/23 | 366.25 | 114.75 | 7
2022/23 | 366.75 | 114.75 | 5
2022/23 | 367.25 | 114.75 | 6
2022/23 | 367.75 | 114.75 | 6
2022/23 | 368.25 | 114.75 | 5
2022/23 | 368.75 | 114.75 | 7
2022/23 | 369.25 | 114.75 | 6
2022/23 | 369.75 | 114.75 | 3
2022/23 | 370.25 | 114.75 | 11
2022/23 | 370.75 | 114.75 | 5
2022/23 | 371.25 | 114.75 | 8
2022/23 | 371.75 | 114.75 | 8
2022/23 | 372.25 | 114.75 | 5
2022/23 | 372.75 | 114.75 | 6
2022/23 | 373.25 | 114.75 | 5
2022/23 | 373.75 | 114.75 | 4
2022/23 | 374.25 | 114.75 | 7
2022/23 | 374.75 | 114.75 | 2
2022/23 | 375.25 | 114.75 | 3
2022/23 | 375.75 | 114.75 | 3
2022/23 | 376.25 | 114.75 | 2
2022/23 | 376.75 | 114.75 | 4
2022/23 | 377.25 | 114.75 | 7
2022/23 | 377.75 | 114.75 | 2
2022/23 | 378.25 | 114.75 | 3
2022/23 | 378.75 | 114.75 | 4
2022/23 | 379.25 | 114.75 | 4
2022/23 | 379.75 | 114.75 | 4
2022/23 | 380.25 | 114.75 | 4
2022/23 | 380.75 | 114.75 | 3
2022/23 | 381.25 | 114.75 | 6
2022/23 | 381.75 | 114.75 | 2
2022/23 | 382.25 | 114.75 | 4
2022/23 | 382.75 | 114.75 | 5
2022/23 | 383.25 | 114.75 | 1
2022/23 | 383.75 | 114.75 | 3
2022/23 | 384.25 | 114.75 | 4
2022/23 | 384.75 | 114.75 | 1
2022/23 | 385.25 | 114.75 | 3
2022/23 | 385.75 | 114.75 | 2
2022/23 | 386.25 | 114.75 | 4
2022/23 | 386.75 | 114.75 | 2
2022/23 | 387.25 | 114.75 | 1
2022/23 | 387.75 | 114.75 | 3
2022/23 | 388.25 | 114.75 | 3
2022/23 | 388.75 | 114.75 | 2
2022/23 | 389.25 | 114.75 | 3
2022/23 | 389.75 | 114.75 | 2
2022/23 | 390.25 | 114.75 | 3
2022/23 | 391.25 | 114.75 | 3
2022/23 | 392.25 | 114.75 | 2
2022/23 | 392.75 | 114.75 | 1
2022/23 | 393.25 | 114.75 | 3
2022/23 | 394.25 | 114.75 | 1
2022/23 | 394.75 | 114.75 | 1
2022/23 | 395.25 | 114.75 | 3
2022/23 | 395.75 | 114.75 | 3
2022/23 | 396.25 | 114.75 | 3
2022/23 | 396.75 | 114.75 | 1
2022/23 | 397.25 | 114.75 | 3
2022/23 | 397.75 | 114.75 | 1
2022/23 | 399.25 | 114.75 | 3
2022/23 | 399.75 | 114.75 | 2
2022/23 | 400.25 | 114.75 | 2
2022/23 | 401.25 | 114.75 | 2
2022/23 | 401.75 | 114.75 | 2
2022/23 | 402.25 | 114.75 | 2
2022/23 | 402.75 | 114.75 | 1
2022/23 | 403.25 | 114.75 | 3
2022/23 | 403.75 | 114.75 | 1
2022/23 | 404.25 | 114.75 | 2
2022/23 | 406.25 | 114.75 | 3
2022/23 | 407.25 | 114.75 | 1
2022/23 | 407.75 | 114.75 | 1
2022/23 | 408.25 | 114.75 | 2
2022/23 | 408.75 | 114.75 | 1
2022/23 | 410.25 | 114.75 | 2
2022/23 | 410.75 | 114.75 | 1
2022/23 | 411.25 | 114.75 | 1
2022/23 | 412.25 | 114.75 | 3
2022/23 | 413.25 | 114.75 | 1
2022/23 | 413.75 | 114.75 | 2
2022/23 | 414.75 | 114.75 | 1
2022/23 | 415.25 | 114.75 | 1
2022/23 | 419.75 | 114.75 | 1
2022/23 | 421.75 | 114.75 | 1
2022/23 | 424.75 | 114.75 | 1
2022/23 | 425.75 | 114.75 | 1
2022/23 | 426.75 | 114.75 | 1
2022/23 | 427.75 | 114.75 | 1
2022/23 | 433.25 | 114.75 | 1
2022/23 | 433.75 | 114.75 | 1
2022/23 | 436.75 | 114.75 | 1
2022/23 | 437.25 | 114.75 | 1
2022/23 | 449.25 | 114.75 | 1
2022/23 | 451.25 | 114.75 | 1
2022/23 | 451.75 | 114.75 | 1
2022/23 | 457.75 | 114.75 | 1
2022/23 | 468.75 | 114.75 | 1
2022/23 | 154.25 | 115.25 | 1
2022/23 | 157.25 | 115.25 | 2
2022/23 | 161.75 | 115.25 | 1
2022/23 | 164.75 | 115.25 | 1
2022/23 | 172.25 | 115.25 | 1
2022/23 | 173.75 | 115.25 | 3
2022/23 | 174.25 | 115.25 | 1
2022/23 | 176.25 | 115.25 | 1
2022/23 | 176.75 | 115.25 | 1
2022/23 | 177.25 | 115.25 | 2
2022/23 | 177.75 | 115.25 | 1
2022/23 | 178.75 | 115.25 | 1
2022/23 | 179.25 | 115.25 | 1
2022/23 | 179.75 | 115.25 | 1
2022/23 | 180.25 | 115.25 | 3
2022/23 | 180.75 | 115.25 | 2
2022/23 | 181.25 | 115.25 | 5
2022/23 | 181.75 | 115.25 | 3
2022/23 | 182.75 | 115.25 | 1
2022/23 | 183.25 | 115.25 | 1
2022/23 | 183.75 | 115.25 | 1
2022/23 | 184.75 | 115.25 | 4
2022/23 | 185.25 | 115.25 | 2
2022/23 | 185.75 | 115.25 | 5
2022/23 | 186.25 | 115.25 | 1
2022/23 | 186.75 | 115.25 | 3
2022/23 | 187.25 | 115.25 | 5
2022/23 | 187.75 | 115.25 | 4
2022/23 | 188.25 | 115.25 | 4
2022/23 | 188.75 | 115.25 | 3
2022/23 | 189.25 | 115.25 | 1
2022/23 | 189.75 | 115.25 | 1
2022/23 | 190.25 | 115.25 | 7
2022/23 | 190.75 | 115.25 | 1
2022/23 | 191.25 | 115.25 | 5
2022/23 | 191.75 | 115.25 | 5
2022/23 | 192.25 | 115.25 | 2
2022/23 | 192.75 | 115.25 | 3
2022/23 | 193.25 | 115.25 | 6
2022/23 | 193.75 | 115.25 | 5
2022/23 | 194.25 | 115.25 | 7
2022/23 | 194.75 | 115.25 | 3
2022/23 | 195.25 | 115.25 | 3
2022/23 | 195.75 | 115.25 | 8
2022/23 | 196.25 | 115.25 | 12
2022/23 | 196.75 | 115.25 | 7
2022/23 | 197.25 | 115.25 | 14
2022/23 | 197.75 | 115.25 | 8
2022/23 | 198.25 | 115.25 | 1
2022/23 | 198.75 | 115.25 | 8
2022/23 | 199.25 | 115.25 | 13
2022/23 | 199.75 | 115.25 | 11
2022/23 | 200.25 | 115.25 | 6
2022/23 | 200.75 | 115.25 | 15
2022/23 | 201.25 | 115.25 | 14
2022/23 | 201.75 | 115.25 | 13
2022/23 | 202.25 | 115.25 | 7
2022/23 | 202.75 | 115.25 | 17
2022/23 | 203.25 | 115.25 | 12
2022/23 | 203.75 | 115.25 | 11
2022/23 | 204.25 | 115.25 | 11
2022/23 | 204.75 | 115.25 | 17
2022/23 | 205.25 | 115.25 | 10
2022/23 | 205.75 | 115.25 | 14
2022/23 | 206.25 | 115.25 | 15
2022/23 | 206.75 | 115.25 | 22
2022/23 | 207.25 | 115.25 | 20
2022/23 | 207.75 | 115.25 | 14
2022/23 | 208.25 | 115.25 | 24
2022/23 | 208.75 | 115.25 | 23
2022/23 | 209.25 | 115.25 | 18
2022/23 | 209.75 | 115.25 | 29
2022/23 | 210.25 | 115.25 | 32
2022/23 | 210.75 | 115.25 | 21
2022/23 | 211.25 | 115.25 | 20
2022/23 | 211.75 | 115.25 | 41
2022/23 | 212.25 | 115.25 | 22
2022/23 | 212.75 | 115.25 | 41
2022/23 | 213.25 | 115.25 | 26
2022/23 | 213.75 | 115.25 | 26
2022/23 | 214.25 | 115.25 | 28
2022/23 | 214.75 | 115.25 | 40
2022/23 | 215.25 | 115.25 | 35
2022/23 | 215.75 | 115.25 | 53
2022/23 | 216.25 | 115.25 | 40
2022/23 | 216.75 | 115.25 | 42
2022/23 | 217.25 | 115.25 | 42
2022/23 | 217.75 | 115.25 | 43
2022/23 | 218.25 | 115.25 | 43
2022/23 | 218.75 | 115.25 | 50
2022/23 | 219.25 | 115.25 | 42
2022/23 | 219.75 | 115.25 | 41
2022/23 | 220.25 | 115.25 | 49
2022/23 | 220.75 | 115.25 | 57
2022/23 | 221.25 | 115.25 | 56
2022/23 | 221.75 | 115.25 | 47
2022/23 | 222.25 | 115.25 | 52
2022/23 | 222.75 | 115.25 | 62
2022/23 | 223.25 | 115.25 | 63
2022/23 | 223.75 | 115.25 | 75
2022/23 | 224.25 | 115.25 | 61
2022/23 | 224.75 | 115.25 | 63
2022/23 | 225.25 | 115.25 | 73
2022/23 | 225.75 | 115.25 | 84
2022/23 | 226.25 | 115.25 | 67
2022/23 | 226.75 | 115.25 | 66
2022/23 | 227.25 | 115.25 | 74
2022/23 | 227.75 | 115.25 | 86
2022/23 | 228.25 | 115.25 | 69
2022/23 | 228.75 | 115.25 | 77
2022/23 | 229.25 | 115.25 | 77
2022/23 | 229.75 | 115.25 | 87
2022/23 | 230.25 | 115.25 | 75
2022/23 | 230.75 | 115.25 | 73
2022/23 | 231.25 | 115.25 | 81
2022/23 | 231.75 | 115.25 | 73
2022/23 | 232.25 | 115.25 | 78
2022/23 | 232.75 | 115.25 | 82
2022/23 | 233.25 | 115.25 | 82
2022/23 | 233.75 | 115.25 | 90
2022/23 | 234.25 | 115.25 | 85
2022/23 | 234.75 | 115.25 | 96
2022/23 | 235.25 | 115.25 | 85
2022/23 | 235.75 | 115.25 | 100
2022/23 | 236.25 | 115.25 | 126
2022/23 | 236.75 | 115.25 | 107
2022/23 | 237.25 | 115.25 | 100
2022/23 | 237.75 | 115.25 | 98
2022/23 | 238.25 | 115.25 | 118
2022/23 | 238.75 | 115.25 | 102
2022/23 | 239.25 | 115.25 | 129
2022/23 | 239.75 | 115.25 | 127
2022/23 | 240.25 | 115.25 | 124
2022/23 | 240.75 | 115.25 | 107
2022/23 | 241.25 | 115.25 | 108
2022/23 | 241.75 | 115.25 | 113
2022/23 | 242.25 | 115.25 | 105
2022/23 | 242.75 | 115.25 | 116
2022/23 | 243.25 | 115.25 | 115
2022/23 | 243.75 | 115.25 | 120
2022/23 | 244.25 | 115.25 | 142
2022/23 | 244.75 | 115.25 | 119
2022/23 | 245.25 | 115.25 | 110
2022/23 | 245.75 | 115.25 | 130
2022/23 | 246.25 | 115.25 | 140
2022/23 | 246.75 | 115.25 | 138
2022/23 | 247.25 | 115.25 | 128
2022/23 | 247.75 | 115.25 | 100
2022/23 | 248.25 | 115.25 | 121
2022/23 | 248.75 | 115.25 | 141
2022/23 | 249.25 | 115.25 | 115
2022/23 | 249.75 | 115.25 | 107
2022/23 | 250.25 | 115.25 | 113
2022/23 | 250.75 | 115.25 | 138
2022/23 | 251.25 | 115.25 | 127
2022/23 | 251.75 | 115.25 | 137
2022/23 | 252.25 | 115.25 | 140
2022/23 | 252.75 | 115.25 | 136
2022/23 | 253.25 | 115.25 | 145
2022/23 | 253.75 | 115.25 | 146
2022/23 | 254.25 | 115.25 | 119
2022/23 | 254.75 | 115.25 | 150
2022/23 | 255.25 | 115.25 | 126
2022/23 | 255.75 | 115.25 | 153
2022/23 | 256.25 | 115.25 | 137
2022/23 | 256.75 | 115.25 | 135
2022/23 | 257.25 | 115.25 | 129
2022/23 | 257.75 | 115.25 | 136
2022/23 | 258.25 | 115.25 | 131
2022/23 | 258.75 | 115.25 | 158
2022/23 | 259.25 | 115.25 | 124
2022/23 | 259.75 | 115.25 | 129
2022/23 | 260.25 | 115.25 | 144
2022/23 | 260.75 | 115.25 | 140
2022/23 | 261.25 | 115.25 | 125
2022/23 | 261.75 | 115.25 | 143
2022/23 | 262.25 | 115.25 | 127
2022/23 | 262.75 | 115.25 | 147
2022/23 | 263.25 | 115.25 | 132
2022/23 | 263.75 | 115.25 | 131
2022/23 | 264.25 | 115.25 | 152
2022/23 | 264.75 | 115.25 | 147
2022/23 | 265.25 | 115.25 | 141
2022/23 | 265.75 | 115.25 | 142
2022/23 | 266.25 | 115.25 | 147
2022/23 | 266.75 | 115.25 | 153
2022/23 | 267.25 | 115.25 | 139
2022/23 | 267.75 | 115.25 | 147
2022/23 | 268.25 | 115.25 | 142
2022/23 | 268.75 | 115.25 | 148
2022/23 | 269.25 | 115.25 | 133
2022/23 | 269.75 | 115.25 | 121
2022/23 | 270.25 | 115.25 | 139
2022/23 | 270.75 | 115.25 | 129
2022/23 | 271.25 | 115.25 | 120
2022/23 | 271.75 | 115.25 | 139
2022/23 | 272.25 | 115.25 | 130
2022/23 | 272.75 | 115.25 | 114
2022/23 | 273.25 | 115.25 | 131
2022/23 | 273.75 | 115.25 | 133
2022/23 | 274.25 | 115.25 | 122
2022/23 | 274.75 | 115.25 | 128
2022/23 | 275.25 | 115.25 | 125
2022/23 | 275.75 | 115.25 | 141
2022/23 | 276.25 | 115.25 | 105
2022/23 | 276.75 | 115.25 | 131
2022/23 | 277.25 | 115.25 | 137
2022/23 | 277.75 | 115.25 | 135
2022/23 | 278.25 | 115.25 | 129
2022/23 | 278.75 | 115.25 | 132
2022/23 | 279.25 | 115.25 | 138
2022/23 | 279.75 | 115.25 | 125
2022/23 | 280.25 | 115.25 | 120
2022/23 | 280.75 | 115.25 | 124
2022/23 | 281.25 | 115.25 | 127
2022/23 | 281.75 | 115.25 | 129
2022/23 | 282.25 | 115.25 | 137
2022/23 | 282.75 | 115.25 | 130
2022/23 | 283.25 | 115.25 | 126
2022/23 | 283.75 | 115.25 | 125
2022/23 | 284.25 | 115.25 | 123
2022/23 | 284.75 | 115.25 | 118
2022/23 | 285.25 | 115.25 | 120
2022/23 | 285.75 | 115.25 | 125
2022/23 | 286.25 | 115.25 | 108
2022/23 | 286.75 | 115.25 | 125
2022/23 | 287.25 | 115.25 | 111
2022/23 | 287.75 | 115.25 | 100
2022/23 | 288.25 | 115.25 | 116
2022/23 | 288.75 | 115.25 | 127
2022/23 | 289.25 | 115.25 | 112
2022/23 | 289.75 | 115.25 | 113
2022/23 | 290.25 | 115.25 | 117
2022/23 | 290.75 | 115.25 | 115
2022/23 | 291.25 | 115.25 | 104
2022/23 | 291.75 | 115.25 | 127
2022/23 | 292.25 | 115.25 | 110
2022/23 | 292.75 | 115.25 | 110
2022/23 | 293.25 | 115.25 | 107
2022/23 | 293.75 | 115.25 | 122
2022/23 | 294.25 | 115.25 | 100
2022/23 | 294.75 | 115.25 | 105
2022/23 | 295.25 | 115.25 | 104
2022/23 | 295.75 | 115.25 | 120
2022/23 | 296.25 | 115.25 | 120
2022/23 | 296.75 | 115.25 | 101
2022/23 | 297.25 | 115.25 | 86
2022/23 | 297.75 | 115.25 | 108
2022/23 | 298.25 | 115.25 | 96
2022/23 | 298.75 | 115.25 | 97
2022/23 | 299.25 | 115.25 | 85
2022/23 | 299.75 | 115.25 | 95
2022/23 | 300.25 | 115.25 | 98
2022/23 | 300.75 | 115.25 | 88
2022/23 | 301.25 | 115.25 | 91
2022/23 | 301.75 | 115.25 | 89
2022/23 | 302.25 | 115.25 | 86
2022/23 | 302.75 | 115.25 | 96
2022/23 | 303.25 | 115.25 | 82
2022/23 | 303.75 | 115.25 | 77
2022/23 | 304.25 | 115.25 | 104
2022/23 | 304.75 | 115.25 | 79
2022/23 | 305.25 | 115.25 | 92
2022/23 | 305.75 | 115.25 | 67
2022/23 | 306.25 | 115.25 | 86
2022/23 | 306.75 | 115.25 | 81
2022/23 | 307.25 | 115.25 | 72
2022/23 | 307.75 | 115.25 | 69
2022/23 | 308.25 | 115.25 | 82
2022/23 | 308.75 | 115.25 | 69
2022/23 | 309.25 | 115.25 | 94
2022/23 | 309.75 | 115.25 | 61
2022/23 | 310.25 | 115.25 | 74
2022/23 | 310.75 | 115.25 | 74
2022/23 | 311.25 | 115.25 | 68
2022/23 | 311.75 | 115.25 | 73
2022/23 | 312.25 | 115.25 | 82
2022/23 | 312.75 | 115.25 | 82
2022/23 | 313.25 | 115.25 | 73
2022/23 | 313.75 | 115.25 | 73
2022/23 | 314.25 | 115.25 | 77
2022/23 | 314.75 | 115.25 | 68
2022/23 | 315.25 | 115.25 | 60
2022/23 | 315.75 | 115.25 | 80
2022/23 | 316.25 | 115.25 | 64
2022/23 | 316.75 | 115.25 | 68
2022/23 | 317.25 | 115.25 | 62
2022/23 | 317.75 | 115.25 | 57
2022/23 | 318.25 | 115.25 | 60
2022/23 | 318.75 | 115.25 | 74
2022/23 | 319.25 | 115.25 | 69
2022/23 | 319.75 | 115.25 | 58
2022/23 | 320.25 | 115.25 | 60
2022/23 | 320.75 | 115.25 | 56
2022/23 | 321.25 | 115.25 | 34
2022/23 | 321.75 | 115.25 | 47
2022/23 | 322.25 | 115.25 | 58
2022/23 | 322.75 | 115.25 | 49
2022/23 | 323.25 | 115.25 | 50
2022/23 | 323.75 | 115.25 | 52
2022/23 | 324.25 | 115.25 | 49
2022/23 | 324.75 | 115.25 | 51
2022/23 | 325.25 | 115.25 | 43
2022/23 | 325.75 | 115.25 | 47
2022/23 | 326.25 | 115.25 | 51
2022/23 | 326.75 | 115.25 | 54
2022/23 | 327.25 | 115.25 | 41
2022/23 | 327.75 | 115.25 | 44
2022/23 | 328.25 | 115.25 | 44
2022/23 | 328.75 | 115.25 | 38
2022/23 | 329.25 | 115.25 | 41
2022/23 | 329.75 | 115.25 | 38
2022/23 | 330.25 | 115.25 | 35
2022/23 | 330.75 | 115.25 | 33
2022/23 | 331.25 | 115.25 | 43
2022/23 | 331.75 | 115.25 | 39
2022/23 | 332.25 | 115.25 | 27
2022/23 | 332.75 | 115.25 | 41
2022/23 | 333.25 | 115.25 | 30
2022/23 | 333.75 | 115.25 | 32
2022/23 | 334.25 | 115.25 | 46
2022/23 | 334.75 | 115.25 | 30
2022/23 | 335.25 | 115.25 | 32
2022/23 | 335.75 | 115.25 | 25
2022/23 | 336.25 | 115.25 | 27
2022/23 | 336.75 | 115.25 | 28
2022/23 | 337.25 | 115.25 | 19
2022/23 | 337.75 | 115.25 | 23
2022/23 | 338.25 | 115.25 | 20
2022/23 | 338.75 | 115.25 | 16
2022/23 | 339.25 | 115.25 | 32
2022/23 | 339.75 | 115.25 | 32
2022/23 | 340.25 | 115.25 | 25
2022/23 | 340.75 | 115.25 | 25
2022/23 | 341.25 | 115.25 | 25
2022/23 | 341.75 | 115.25 | 28
2022/23 | 342.25 | 115.25 | 23
2022/23 | 342.75 | 115.25 | 22
2022/23 | 343.25 | 115.25 | 14
2022/23 | 343.75 | 115.25 | 29
2022/23 | 344.25 | 115.25 | 14
2022/23 | 344.75 | 115.25 | 20
2022/23 | 345.25 | 115.25 | 19
2022/23 | 345.75 | 115.25 | 15
2022/23 | 346.25 | 115.25 | 19
2022/23 | 346.75 | 115.25 | 24
2022/23 | 347.25 | 115.25 | 27
2022/23 | 347.75 | 115.25 | 20
2022/23 | 348.25 | 115.25 | 20
2022/23 | 348.75 | 115.25 | 24
2022/23 | 349.25 | 115.25 | 23
2022/23 | 349.75 | 115.25 | 18
2022/23 | 350.25 | 115.25 | 11
2022/23 | 350.75 | 115.25 | 17
2022/23 | 351.25 | 115.25 | 13
2022/23 | 351.75 | 115.25 | 18
2022/23 | 352.25 | 115.25 | 16
2022/23 | 352.75 | 115.25 | 13
2022/23 | 353.25 | 115.25 | 18
2022/23 | 353.75 | 115.25 | 23
2022/23 | 354.25 | 115.25 | 14
2022/23 | 354.75 | 115.25 | 15
2022/23 | 355.25 | 115.25 | 14
2022/23 | 355.75 | 115.25 | 9
2022/23 | 356.25 | 115.25 | 13
2022/23 | 356.75 | 115.25 | 7
2022/23 | 357.25 | 115.25 | 14
2022/23 | 357.75 | 115.25 | 13
2022/23 | 358.25 | 115.25 | 8
2022/23 | 358.75 | 115.25 | 10
2022/23 | 359.25 | 115.25 | 14
2022/23 | 359.75 | 115.25 | 14
2022/23 | 360.25 | 115.25 | 5
2022/23 | 360.75 | 115.25 | 5
2022/23 | 361.25 | 115.25 | 13
2022/23 | 361.75 | 115.25 | 15
2022/23 | 362.25 | 115.25 | 13
2022/23 | 362.75 | 115.25 | 11
2022/23 | 363.25 | 115.25 | 5
2022/23 | 363.75 | 115.25 | 11
2022/23 | 364.25 | 115.25 | 11
2022/23 | 364.75 | 115.25 | 9
2022/23 | 365.25 | 115.25 | 12
2022/23 | 365.75 | 115.25 | 13
2022/23 | 366.25 | 115.25 | 9
2022/23 | 366.75 | 115.25 | 9
2022/23 | 367.25 | 115.25 | 8
2022/23 | 367.75 | 115.25 | 7
2022/23 | 368.25 | 115.25 | 10
2022/23 | 368.75 | 115.25 | 5
2022/23 | 369.25 | 115.25 | 10
2022/23 | 369.75 | 115.25 | 5
2022/23 | 370.25 | 115.25 | 8
2022/23 | 370.75 | 115.25 | 9
2022/23 | 371.25 | 115.25 | 7
2022/23 | 371.75 | 115.25 | 9
2022/23 | 372.25 | 115.25 | 5
2022/23 | 372.75 | 115.25 | 6
2022/23 | 373.25 | 115.25 | 6
2022/23 | 373.75 | 115.25 | 7
2022/23 | 374.25 | 115.25 | 8
2022/23 | 374.75 | 115.25 | 6
2022/23 | 375.25 | 115.25 | 7
2022/23 | 375.75 | 115.25 | 5
2022/23 | 376.25 | 115.25 | 4
2022/23 | 376.75 | 115.25 | 9
2022/23 | 377.25 | 115.25 | 5
2022/23 | 377.75 | 115.25 | 1
2022/23 | 378.25 | 115.25 | 2
2022/23 | 378.75 | 115.25 | 4
2022/23 | 379.25 | 115.25 | 6
2022/23 | 379.75 | 115.25 | 5
2022/23 | 380.25 | 115.25 | 2
2022/23 | 381.25 | 115.25 | 7
2022/23 | 381.75 | 115.25 | 3
2022/23 | 382.25 | 115.25 | 4
2022/23 | 382.75 | 115.25 | 2
2022/23 | 383.25 | 115.25 | 3
2022/23 | 383.75 | 115.25 | 6
2022/23 | 384.25 | 115.25 | 2
2022/23 | 384.75 | 115.25 | 1
2022/23 | 385.25 | 115.25 | 5
2022/23 | 385.75 | 115.25 | 4
2022/23 | 386.25 | 115.25 | 6
2022/23 | 386.75 | 115.25 | 3
2022/23 | 387.25 | 115.25 | 5
2022/23 | 387.75 | 115.25 | 4
2022/23 | 388.25 | 115.25 | 1
2022/23 | 388.75 | 115.25 | 4
2022/23 | 389.25 | 115.25 | 2
2022/23 | 389.75 | 115.25 | 1
2022/23 | 390.25 | 115.25 | 4
2022/23 | 390.75 | 115.25 | 2
2022/23 | 391.25 | 115.25 | 1
2022/23 | 391.75 | 115.25 | 2
2022/23 | 392.25 | 115.25 | 3
2022/23 | 392.75 | 115.25 | 4
2022/23 | 393.25 | 115.25 | 2
2022/23 | 393.75 | 115.25 | 3
2022/23 | 394.25 | 115.25 | 3
2022/23 | 394.75 | 115.25 | 1
2022/23 | 395.25 | 115.25 | 2
2022/23 | 395.75 | 115.25 | 2
2022/23 | 396.25 | 115.25 | 1
2022/23 | 398.75 | 115.25 | 5
2022/23 | 399.25 | 115.25 | 1
2022/23 | 399.75 | 115.25 | 2
2022/23 | 400.25 | 115.25 | 2
2022/23 | 400.75 | 115.25 | 1
2022/23 | 401.25 | 115.25 | 2
2022/23 | 401.75 | 115.25 | 1
2022/23 | 402.25 | 115.25 | 2
2022/23 | 402.75 | 115.25 | 2
2022/23 | 403.25 | 115.25 | 1
2022/23 | 403.75 | 115.25 | 1
2022/23 | 404.25 | 115.25 | 2
2022/23 | 406.25 | 115.25 | 1
2022/23 | 409.25 | 115.25 | 1
2022/23 | 410.25 | 115.25 | 1
2022/23 | 413.25 | 115.25 | 2
2022/23 | 413.75 | 115.25 | 1
2022/23 | 414.25 | 115.25 | 1
2022/23 | 414.75 | 115.25 | 1
2022/23 | 415.25 | 115.25 | 1
2022/23 | 417.75 | 115.25 | 2
2022/23 | 418.75 | 115.25 | 2
2022/23 | 420.75 | 115.25 | 3
2022/23 | 421.25 | 115.25 | 1
2022/23 | 422.75 | 115.25 | 1
2022/23 | 423.25 | 115.25 | 1
2022/23 | 424.25 | 115.25 | 2
2022/23 | 429.25 | 115.25 | 1
2022/23 | 436.25 | 115.25 | 1
2022/23 | 438.25 | 115.25 | 1
2022/23 | 441.25 | 115.25 | 1
2022/23 | 441.75 | 115.25 | 1
2022/23 | 468.75 | 115.25 | 1
2022/23 | 146.75 | 115.75 | 1
2022/23 | 160.25 | 115.75 | 1
2022/23 | 162.75 | 115.75 | 1
2022/23 | 164.25 | 115.75 | 1
2022/23 | 166.75 | 115.75 | 1
2022/23 | 172.75 | 115.75 | 1
2022/23 | 173.25 | 115.75 | 1
2022/23 | 173.75 | 115.75 | 2
2022/23 | 175.25 | 115.75 | 1
2022/23 | 176.25 | 115.75 | 1
2022/23 | 176.75 | 115.75 | 3
2022/23 | 177.25 | 115.75 | 2
2022/23 | 177.75 | 115.75 | 3
2022/23 | 178.25 | 115.75 | 1
2022/23 | 178.75 | 115.75 | 1
2022/23 | 179.75 | 115.75 | 1
2022/23 | 180.25 | 115.75 | 2
2022/23 | 180.75 | 115.75 | 4
2022/23 | 181.25 | 115.75 | 4
2022/23 | 181.75 | 115.75 | 3
2022/23 | 182.25 | 115.75 | 2
2022/23 | 182.75 | 115.75 | 3
2022/23 | 183.75 | 115.75 | 2
2022/23 | 184.25 | 115.75 | 2
2022/23 | 184.75 | 115.75 | 2
2022/23 | 185.25 | 115.75 | 2
2022/23 | 185.75 | 115.75 | 3
2022/23 | 186.25 | 115.75 | 2
2022/23 | 186.75 | 115.75 | 1
2022/23 | 187.25 | 115.75 | 2
2022/23 | 187.75 | 115.75 | 4
2022/23 | 188.25 | 115.75 | 7
2022/23 | 188.75 | 115.75 | 1
2022/23 | 189.25 | 115.75 | 3
2022/23 | 189.75 | 115.75 | 2
2022/23 | 190.25 | 115.75 | 3
2022/23 | 190.75 | 115.75 | 3
2022/23 | 191.25 | 115.75 | 3
2022/23 | 191.75 | 115.75 | 3
2022/23 | 192.25 | 115.75 | 3
2022/23 | 192.75 | 115.75 | 6
2022/23 | 193.25 | 115.75 | 5
2022/23 | 193.75 | 115.75 | 4
2022/23 | 194.25 | 115.75 | 9
2022/23 | 194.75 | 115.75 | 11
2022/23 | 195.25 | 115.75 | 7
2022/23 | 195.75 | 115.75 | 6
2022/23 | 196.25 | 115.75 | 4
2022/23 | 196.75 | 115.75 | 4
2022/23 | 197.25 | 115.75 | 4
2022/23 | 197.75 | 115.75 | 10
2022/23 | 198.25 | 115.75 | 8
2022/23 | 198.75 | 115.75 | 4
2022/23 | 199.25 | 115.75 | 9
2022/23 | 199.75 | 115.75 | 5
2022/23 | 200.25 | 115.75 | 10
2022/23 | 200.75 | 115.75 | 9
2022/23 | 201.25 | 115.75 | 10
2022/23 | 201.75 | 115.75 | 6
2022/23 | 202.25 | 115.75 | 12
2022/23 | 202.75 | 115.75 | 12
2022/23 | 203.25 | 115.75 | 10
2022/23 | 203.75 | 115.75 | 13
2022/23 | 204.25 | 115.75 | 11
2022/23 | 204.75 | 115.75 | 12
2022/23 | 205.25 | 115.75 | 17
2022/23 | 205.75 | 115.75 | 15
2022/23 | 206.25 | 115.75 | 17
2022/23 | 206.75 | 115.75 | 20
2022/23 | 207.25 | 115.75 | 19
2022/23 | 207.75 | 115.75 | 17
2022/23 | 208.25 | 115.75 | 26
2022/23 | 208.75 | 115.75 | 20
2022/23 | 209.25 | 115.75 | 17
2022/23 | 209.75 | 115.75 | 16
2022/23 | 210.25 | 115.75 | 17
2022/23 | 210.75 | 115.75 | 23
2022/23 | 211.25 | 115.75 | 22
2022/23 | 211.75 | 115.75 | 20
2022/23 | 212.25 | 115.75 | 34
2022/23 | 212.75 | 115.75 | 28
2022/23 | 213.25 | 115.75 | 27
2022/23 | 213.75 | 115.75 | 36
2022/23 | 214.25 | 115.75 | 32
2022/23 | 214.75 | 115.75 | 25
2022/23 | 215.25 | 115.75 | 25
2022/23 | 215.75 | 115.75 | 28
2022/23 | 216.25 | 115.75 | 37
2022/23 | 216.75 | 115.75 | 45
2022/23 | 217.25 | 115.75 | 25
2022/23 | 217.75 | 115.75 | 29
2022/23 | 218.25 | 115.75 | 46
2022/23 | 218.75 | 115.75 | 44
2022/23 | 219.25 | 115.75 | 44
2022/23 | 219.75 | 115.75 | 27
2022/23 | 220.25 | 115.75 | 42
2022/23 | 220.75 | 115.75 | 48
2022/23 | 221.25 | 115.75 | 48
2022/23 | 221.75 | 115.75 | 38
2022/23 | 222.25 | 115.75 | 43
2022/23 | 222.75 | 115.75 | 54
2022/23 | 223.25 | 115.75 | 60
2022/23 | 223.75 | 115.75 | 51
2022/23 | 224.25 | 115.75 | 54
2022/23 | 224.75 | 115.75 | 61
2022/23 | 225.25 | 115.75 | 59
2022/23 | 225.75 | 115.75 | 55
2022/23 | 226.25 | 115.75 | 55
2022/23 | 226.75 | 115.75 | 61
2022/23 | 227.25 | 115.75 | 57
2022/23 | 227.75 | 115.75 | 80
2022/23 | 228.25 | 115.75 | 74
2022/23 | 228.75 | 115.75 | 71
2022/23 | 229.25 | 115.75 | 72
2022/23 | 229.75 | 115.75 | 71
2022/23 | 230.25 | 115.75 | 82
2022/23 | 230.75 | 115.75 | 90
2022/23 | 231.25 | 115.75 | 82
2022/23 | 231.75 | 115.75 | 76
2022/23 | 232.25 | 115.75 | 84
2022/23 | 232.75 | 115.75 | 92
2022/23 | 233.25 | 115.75 | 95
2022/23 | 233.75 | 115.75 | 95
2022/23 | 234.25 | 115.75 | 83
2022/23 | 234.75 | 115.75 | 86
2022/23 | 235.25 | 115.75 | 93
2022/23 | 235.75 | 115.75 | 95
2022/23 | 236.25 | 115.75 | 94
2022/23 | 236.75 | 115.75 | 92
2022/23 | 237.25 | 115.75 | 105
2022/23 | 237.75 | 115.75 | 93
2022/23 | 238.25 | 115.75 | 100
2022/23 | 238.75 | 115.75 | 108
2022/23 | 239.25 | 115.75 | 105
2022/23 | 239.75 | 115.75 | 102
2022/23 | 240.25 | 115.75 | 102
2022/23 | 240.75 | 115.75 | 108
2022/23 | 241.25 | 115.75 | 105
2022/23 | 241.75 | 115.75 | 99
2022/23 | 242.25 | 115.75 | 108
2022/23 | 242.75 | 115.75 | 101
2022/23 | 243.25 | 115.75 | 107
2022/23 | 243.75 | 115.75 | 127
2022/23 | 244.25 | 115.75 | 87
2022/23 | 244.75 | 115.75 | 107
2022/23 | 245.25 | 115.75 | 123
2022/23 | 245.75 | 115.75 | 114
2022/23 | 246.25 | 115.75 | 121
2022/23 | 246.75 | 115.75 | 104
2022/23 | 247.25 | 115.75 | 112
2022/23 | 247.75 | 115.75 | 103
2022/23 | 248.25 | 115.75 | 113
2022/23 | 248.75 | 115.75 | 127
2022/23 | 249.25 | 115.75 | 102
2022/23 | 249.75 | 115.75 | 114
2022/23 | 250.25 | 115.75 | 108
2022/23 | 250.75 | 115.75 | 115
2022/23 | 251.25 | 115.75 | 127
2022/23 | 251.75 | 115.75 | 113
2022/23 | 252.25 | 115.75 | 120
2022/23 | 252.75 | 115.75 | 128
2022/23 | 253.25 | 115.75 | 122
2022/23 | 253.75 | 115.75 | 146
2022/23 | 254.25 | 115.75 | 122
2022/23 | 254.75 | 115.75 | 120
2022/23 | 255.25 | 115.75 | 123
2022/23 | 255.75 | 115.75 | 107
2022/23 | 256.25 | 115.75 | 146
2022/23 | 256.75 | 115.75 | 131
2022/23 | 257.25 | 115.75 | 121
2022/23 | 257.75 | 115.75 | 144
2022/23 | 258.25 | 115.75 | 134
2022/23 | 258.75 | 115.75 | 133
2022/23 | 259.25 | 115.75 | 128
2022/23 | 259.75 | 115.75 | 137
2022/23 | 260.25 | 115.75 | 136
2022/23 | 260.75 | 115.75 | 134
2022/23 | 261.25 | 115.75 | 134
2022/23 | 261.75 | 115.75 | 133
2022/23 | 262.25 | 115.75 | 114
2022/23 | 262.75 | 115.75 | 157
2022/23 | 263.25 | 115.75 | 121
2022/23 | 263.75 | 115.75 | 142
2022/23 | 264.25 | 115.75 | 140
2022/23 | 264.75 | 115.75 | 124
2022/23 | 265.25 | 115.75 | 121
2022/23 | 265.75 | 115.75 | 120
2022/23 | 266.25 | 115.75 | 151
2022/23 | 266.75 | 115.75 | 138
2022/23 | 267.25 | 115.75 | 130
2022/23 | 267.75 | 115.75 | 137
2022/23 | 268.25 | 115.75 | 117
2022/23 | 268.75 | 115.75 | 125
2022/23 | 269.25 | 115.75 | 150
2022/23 | 269.75 | 115.75 | 149
2022/23 | 270.25 | 115.75 | 128
2022/23 | 270.75 | 115.75 | 114
2022/23 | 271.25 | 115.75 | 134
2022/23 | 271.75 | 115.75 | 120
2022/23 | 272.25 | 115.75 | 124
2022/23 | 272.75 | 115.75 | 109
2022/23 | 273.25 | 115.75 | 152
2022/23 | 273.75 | 115.75 | 123
2022/23 | 274.25 | 115.75 | 117
2022/23 | 274.75 | 115.75 | 141
2022/23 | 275.25 | 115.75 | 133
2022/23 | 275.75 | 115.75 | 129
2022/23 | 276.25 | 115.75 | 136
2022/23 | 276.75 | 115.75 | 143
2022/23 | 277.25 | 115.75 | 123
2022/23 | 277.75 | 115.75 | 125
2022/23 | 278.25 | 115.75 | 109
2022/23 | 278.75 | 115.75 | 128
2022/23 | 279.25 | 115.75 | 117
2022/23 | 279.75 | 115.75 | 117
2022/23 | 280.25 | 115.75 | 121
2022/23 | 280.75 | 115.75 | 133
2022/23 | 281.25 | 115.75 | 123
2022/23 | 281.75 | 115.75 | 124
2022/23 | 282.25 | 115.75 | 140
2022/23 | 282.75 | 115.75 | 133
2022/23 | 283.25 | 115.75 | 140
2022/23 | 283.75 | 115.75 | 107
2022/23 | 284.25 | 115.75 | 127
2022/23 | 284.75 | 115.75 | 126
2022/23 | 285.25 | 115.75 | 126
2022/23 | 285.75 | 115.75 | 123
2022/23 | 286.25 | 115.75 | 126
2022/23 | 286.75 | 115.75 | 106
2022/23 | 287.25 | 115.75 | 120
2022/23 | 287.75 | 115.75 | 121
2022/23 | 288.25 | 115.75 | 115
2022/23 | 288.75 | 115.75 | 101
2022/23 | 289.25 | 115.75 | 127
2022/23 | 289.75 | 115.75 | 124
2022/23 | 290.25 | 115.75 | 94
2022/23 | 290.75 | 115.75 | 100
2022/23 | 291.25 | 115.75 | 97
2022/23 | 291.75 | 115.75 | 125
2022/23 | 292.25 | 115.75 | 104
2022/23 | 292.75 | 115.75 | 113
2022/23 | 293.25 | 115.75 | 122
2022/23 | 293.75 | 115.75 | 114
2022/23 | 294.25 | 115.75 | 108
2022/23 | 294.75 | 115.75 | 106
2022/23 | 295.25 | 115.75 | 109
2022/23 | 295.75 | 115.75 | 112
2022/23 | 296.25 | 115.75 | 113
2022/23 | 296.75 | 115.75 | 104
2022/23 | 297.25 | 115.75 | 100
2022/23 | 297.75 | 115.75 | 80
2022/23 | 298.25 | 115.75 | 108
2022/23 | 298.75 | 115.75 | 95
2022/23 | 299.25 | 115.75 | 124
2022/23 | 299.75 | 115.75 | 96
2022/23 | 300.25 | 115.75 | 98
2022/23 | 300.75 | 115.75 | 104
2022/23 | 301.25 | 115.75 | 107
2022/23 | 301.75 | 115.75 | 100
2022/23 | 302.25 | 115.75 | 85
2022/23 | 302.75 | 115.75 | 79
2022/23 | 303.25 | 115.75 | 86
2022/23 | 303.75 | 115.75 | 101
2022/23 | 304.25 | 115.75 | 79
2022/23 | 304.75 | 115.75 | 99
2022/23 | 305.25 | 115.75 | 96
2022/23 | 305.75 | 115.75 | 84
2022/23 | 306.25 | 115.75 | 89
2022/23 | 306.75 | 115.75 | 76
2022/23 | 307.25 | 115.75 | 63
2022/23 | 307.75 | 115.75 | 81
2022/23 | 308.25 | 115.75 | 96
2022/23 | 308.75 | 115.75 | 92
2022/23 | 309.25 | 115.75 | 71
2022/23 | 309.75 | 115.75 | 81
2022/23 | 310.25 | 115.75 | 63
2022/23 | 310.75 | 115.75 | 79
2022/23 | 311.25 | 115.75 | 64
2022/23 | 311.75 | 115.75 | 79
2022/23 | 312.25 | 115.75 | 80
2022/23 | 312.75 | 115.75 | 64
2022/23 | 313.25 | 115.75 | 71
2022/23 | 313.75 | 115.75 | 60
2022/23 | 314.25 | 115.75 | 85
2022/23 | 314.75 | 115.75 | 75
2022/23 | 315.25 | 115.75 | 68
2022/23 | 315.75 | 115.75 | 51
2022/23 | 316.25 | 115.75 | 57
2022/23 | 316.75 | 115.75 | 65
2022/23 | 317.25 | 115.75 | 57
2022/23 | 317.75 | 115.75 | 65
2022/23 | 318.25 | 115.75 | 65
2022/23 | 318.75 | 115.75 | 66
2022/23 | 319.25 | 115.75 | 63
2022/23 | 319.75 | 115.75 | 49
2022/23 | 320.25 | 115.75 | 61
2022/23 | 320.75 | 115.75 | 57
2022/23 | 321.25 | 115.75 | 46
2022/23 | 321.75 | 115.75 | 48
2022/23 | 322.25 | 115.75 | 56
2022/23 | 322.75 | 115.75 | 47
2022/23 | 323.25 | 115.75 | 49
2022/23 | 323.75 | 115.75 | 50
2022/23 | 324.25 | 115.75 | 48
2022/23 | 324.75 | 115.75 | 58
2022/23 | 325.25 | 115.75 | 35
2022/23 | 325.75 | 115.75 | 51
2022/23 | 326.25 | 115.75 | 33
2022/23 | 326.75 | 115.75 | 52
2022/23 | 327.25 | 115.75 | 46
2022/23 | 327.75 | 115.75 | 38
2022/23 | 328.25 | 115.75 | 40
2022/23 | 328.75 | 115.75 | 34
2022/23 | 329.25 | 115.75 | 49
2022/23 | 329.75 | 115.75 | 60
2022/23 | 330.25 | 115.75 | 36
2022/23 | 330.75 | 115.75 | 29
2022/23 | 331.25 | 115.75 | 46
2022/23 | 331.75 | 115.75 | 42
2022/23 | 332.25 | 115.75 | 44
2022/23 | 332.75 | 115.75 | 43
2022/23 | 333.25 | 115.75 | 36
2022/23 | 333.75 | 115.75 | 48
2022/23 | 334.25 | 115.75 | 46
2022/23 | 334.75 | 115.75 | 30
2022/23 | 335.25 | 115.75 | 34
2022/23 | 335.75 | 115.75 | 31
2022/23 | 336.25 | 115.75 | 25
2022/23 | 336.75 | 115.75 | 33
2022/23 | 337.25 | 115.75 | 24
2022/23 | 337.75 | 115.75 | 34
2022/23 | 338.25 | 115.75 | 19
2022/23 | 338.75 | 115.75 | 29
2022/23 | 339.25 | 115.75 | 28
2022/23 | 339.75 | 115.75 | 26
2022/23 | 340.25 | 115.75 | 26
2022/23 | 340.75 | 115.75 | 33
2022/23 | 341.25 | 115.75 | 37
2022/23 | 341.75 | 115.75 | 23
2022/23 | 342.25 | 115.75 | 25
2022/23 | 342.75 | 115.75 | 16
2022/23 | 343.25 | 115.75 | 28
2022/23 | 343.75 | 115.75 | 21
2022/23 | 344.25 | 115.75 | 27
2022/23 | 344.75 | 115.75 | 24
2022/23 | 345.25 | 115.75 | 21
2022/23 | 345.75 | 115.75 | 12
2022/23 | 346.25 | 115.75 | 15
2022/23 | 346.75 | 115.75 | 20
2022/23 | 347.25 | 115.75 | 16
2022/23 | 347.75 | 115.75 | 23
2022/23 | 348.25 | 115.75 | 19
2022/23 | 348.75 | 115.75 | 24
2022/23 | 349.25 | 115.75 | 23
2022/23 | 349.75 | 115.75 | 17
2022/23 | 350.25 | 115.75 | 14
2022/23 | 350.75 | 115.75 | 9
2022/23 | 351.25 | 115.75 | 18
2022/23 | 351.75 | 115.75 | 17
2022/23 | 352.25 | 115.75 | 15
2022/23 | 352.75 | 115.75 | 22
2022/23 | 353.25 | 115.75 | 8
2022/23 | 353.75 | 115.75 | 12
2022/23 | 354.25 | 115.75 | 12
2022/23 | 354.75 | 115.75 | 27
2022/23 | 355.25 | 115.75 | 18
2022/23 | 355.75 | 115.75 | 17
2022/23 | 356.25 | 115.75 | 11
2022/23 | 356.75 | 115.75 | 8
2022/23 | 357.25 | 115.75 | 14
2022/23 | 357.75 | 115.75 | 13
2022/23 | 358.25 | 115.75 | 5
2022/23 | 358.75 | 115.75 | 6
2022/23 | 359.25 | 115.75 | 14
2022/23 | 359.75 | 115.75 | 7
2022/23 | 360.25 | 115.75 | 8
2022/23 | 360.75 | 115.75 | 6
2022/23 | 361.25 | 115.75 | 12
2022/23 | 361.75 | 115.75 | 15
2022/23 | 362.25 | 115.75 | 12
2022/23 | 362.75 | 115.75 | 10
2022/23 | 363.25 | 115.75 | 5
2022/23 | 363.75 | 115.75 | 11
2022/23 | 364.25 | 115.75 | 6
2022/23 | 364.75 | 115.75 | 13
2022/23 | 365.25 | 115.75 | 5
2022/23 | 365.75 | 115.75 | 9
2022/23 | 366.25 | 115.75 | 15
2022/23 | 366.75 | 115.75 | 9
2022/23 | 367.25 | 115.75 | 11
2022/23 | 367.75 | 115.75 | 10
2022/23 | 368.25 | 115.75 | 6
2022/23 | 368.75 | 115.75 | 5
2022/23 | 369.25 | 115.75 | 6
2022/23 | 369.75 | 115.75 | 3
2022/23 | 370.25 | 115.75 | 6
2022/23 | 370.75 | 115.75 | 8
2022/23 | 371.25 | 115.75 | 6
2022/23 | 371.75 | 115.75 | 9
2022/23 | 372.25 | 115.75 | 12
2022/23 | 372.75 | 115.75 | 10
2022/23 | 373.25 | 115.75 | 7
2022/23 | 373.75 | 115.75 | 8
2022/23 | 374.25 | 115.75 | 6
2022/23 | 374.75 | 115.75 | 7
2022/23 | 375.25 | 115.75 | 8
2022/23 | 375.75 | 115.75 | 4
2022/23 | 376.25 | 115.75 | 6
2022/23 | 376.75 | 115.75 | 4
2022/23 | 377.25 | 115.75 | 9
2022/23 | 377.75 | 115.75 | 4
2022/23 | 378.25 | 115.75 | 5
2022/23 | 378.75 | 115.75 | 6
2022/23 | 379.25 | 115.75 | 8
2022/23 | 379.75 | 115.75 | 4
2022/23 | 380.25 | 115.75 | 4
2022/23 | 380.75 | 115.75 | 4
2022/23 | 381.25 | 115.75 | 4
2022/23 | 381.75 | 115.75 | 2
2022/23 | 382.25 | 115.75 | 2
2022/23 | 382.75 | 115.75 | 7
2022/23 | 383.25 | 115.75 | 4
2022/23 | 383.75 | 115.75 | 3
2022/23 | 384.25 | 115.75 | 3
2022/23 | 384.75 | 115.75 | 2
2022/23 | 385.25 | 115.75 | 6
2022/23 | 385.75 | 115.75 | 1
2022/23 | 386.25 | 115.75 | 4
2022/23 | 386.75 | 115.75 | 2
2022/23 | 387.25 | 115.75 | 3
2022/23 | 387.75 | 115.75 | 1
2022/23 | 388.25 | 115.75 | 4
2022/23 | 389.25 | 115.75 | 2
2022/23 | 389.75 | 115.75 | 2
2022/23 | 390.25 | 115.75 | 3
2022/23 | 390.75 | 115.75 | 1
2022/23 | 391.25 | 115.75 | 3
2022/23 | 391.75 | 115.75 | 2
2022/23 | 392.25 | 115.75 | 5
2022/23 | 392.75 | 115.75 | 4
2022/23 | 393.25 | 115.75 | 2
2022/23 | 393.75 | 115.75 | 2
2022/23 | 394.25 | 115.75 | 2
2022/23 | 394.75 | 115.75 | 4
2022/23 | 395.75 | 115.75 | 2
2022/23 | 396.25 | 115.75 | 3
2022/23 | 397.75 | 115.75 | 1
2022/23 | 398.25 | 115.75 | 5
2022/23 | 398.75 | 115.75 | 1
2022/23 | 399.25 | 115.75 | 3
2022/23 | 400.25 | 115.75 | 1
2022/23 | 400.75 | 115.75 | 1
2022/23 | 401.25 | 115.75 | 1
2022/23 | 401.75 | 115.75 | 1
2022/23 | 402.25 | 115.75 | 2
2022/23 | 402.75 | 115.75 | 1
2022/23 | 403.75 | 115.75 | 2
2022/23 | 405.25 | 115.75 | 1
2022/23 | 406.25 | 115.75 | 1
2022/23 | 407.25 | 115.75 | 1
2022/23 | 408.75 | 115.75 | 1
2022/23 | 409.25 | 115.75 | 1
2022/23 | 410.25 | 115.75 | 2
2022/23 | 411.75 | 115.75 | 2
2022/23 | 412.75 | 115.75 | 1
2022/23 | 413.25 | 115.75 | 1
2022/23 | 414.75 | 115.75 | 1
2022/23 | 415.25 | 115.75 | 1
2022/23 | 415.75 | 115.75 | 2
2022/23 | 417.25 | 115.75 | 1
2022/23 | 418.75 | 115.75 | 1
2022/23 | 420.75 | 115.75 | 1
2022/23 | 421.75 | 115.75 | 2
2022/23 | 423.75 | 115.75 | 1
2022/23 | 425.75 | 115.75 | 1
2022/23 | 426.25 | 115.75 | 1
2022/23 | 427.25 | 115.75 | 1
2022/23 | 429.25 | 115.75 | 1
2022/23 | 435.25 | 115.75 | 1
2022/23 | 440.25 | 115.75 | 1
2022/23 | 441.75 | 115.75 | 1
2022/23 | 446.25 | 115.75 | 1
2022/23 | 447.25 | 115.75 | 1
2022/23 | 449.75 | 115.75 | 1
2022/23 | 450.75 | 115.75 | 1
2022/23 | 462.25 | 115.75 | 1
2022/23 | 466.25 | 115.75 | 2
2022/23 | 174.75 | 116.25 | 2
2022/23 | 175.25 | 116.25 | 1
2022/23 | 177.25 | 116.25 | 1
2022/23 | 177.75 | 116.25 | 2
2022/23 | 179.75 | 116.25 | 2
2022/23 | 180.75 | 116.25 | 4
2022/23 | 181.75 | 116.25 | 3
2022/23 | 182.25 | 116.25 | 1
2022/23 | 182.75 | 116.25 | 2
2022/23 | 183.25 | 116.25 | 2
2022/23 | 184.25 | 116.25 | 2
2022/23 | 184.75 | 116.25 | 4
2022/23 | 185.25 | 116.25 | 2
2022/23 | 185.75 | 116.25 | 1
2022/23 | 186.75 | 116.25 | 3
2022/23 | 187.25 | 116.25 | 2
2022/23 | 187.75 | 116.25 | 8
2022/23 | 188.75 | 116.25 | 5
2022/23 | 189.25 | 116.25 | 4
2022/23 | 189.75 | 116.25 | 2
2022/23 | 190.25 | 116.25 | 6
2022/23 | 190.75 | 116.25 | 4
2022/23 | 191.25 | 116.25 | 3
2022/23 | 191.75 | 116.25 | 2
2022/23 | 192.25 | 116.25 | 3
2022/23 | 192.75 | 116.25 | 3
2022/23 | 193.25 | 116.25 | 5
2022/23 | 193.75 | 116.25 | 8
2022/23 | 194.25 | 116.25 | 3
2022/23 | 194.75 | 116.25 | 3
2022/23 | 195.25 | 116.25 | 5
2022/23 | 195.75 | 116.25 | 3
2022/23 | 196.25 | 116.25 | 8
2022/23 | 196.75 | 116.25 | 8
2022/23 | 197.25 | 116.25 | 2
2022/23 | 197.75 | 116.25 | 8
2022/23 | 198.25 | 116.25 | 8
2022/23 | 198.75 | 116.25 | 9
2022/23 | 199.25 | 116.25 | 9
2022/23 | 199.75 | 116.25 | 6
2022/23 | 200.25 | 116.25 | 6
2022/23 | 200.75 | 116.25 | 5
2022/23 | 201.25 | 116.25 | 9
2022/23 | 201.75 | 116.25 | 6
2022/23 | 202.25 | 116.25 | 15
2022/23 | 202.75 | 116.25 | 5
2022/23 | 203.25 | 116.25 | 9
2022/23 | 203.75 | 116.25 | 14
2022/23 | 204.25 | 116.25 | 8
2022/23 | 204.75 | 116.25 | 6
2022/23 | 205.25 | 116.25 | 11
2022/23 | 205.75 | 116.25 | 9
2022/23 | 206.25 | 116.25 | 11
2022/23 | 206.75 | 116.25 | 16
2022/23 | 207.25 | 116.25 | 13
2022/23 | 207.75 | 116.25 | 13
2022/23 | 208.25 | 116.25 | 11
2022/23 | 208.75 | 116.25 | 22
2022/23 | 209.25 | 116.25 | 16
2022/23 | 209.75 | 116.25 | 11
2022/23 | 210.25 | 116.25 | 22
2022/23 | 210.75 | 116.25 | 26
2022/23 | 211.25 | 116.25 | 20
2022/23 | 211.75 | 116.25 | 23
2022/23 | 212.25 | 116.25 | 22
2022/23 | 212.75 | 116.25 | 33
2022/23 | 213.25 | 116.25 | 10
2022/23 | 213.75 | 116.25 | 27
2022/23 | 214.25 | 116.25 | 22
2022/23 | 214.75 | 116.25 | 16
2022/23 | 215.25 | 116.25 | 25
2022/23 | 215.75 | 116.25 | 31
2022/23 | 216.25 | 116.25 | 33
2022/23 | 216.75 | 116.25 | 37
2022/23 | 217.25 | 116.25 | 31
2022/23 | 217.75 | 116.25 | 29
2022/23 | 218.25 | 116.25 | 36
2022/23 | 218.75 | 116.25 | 32
2022/23 | 219.25 | 116.25 | 51
2022/23 | 219.75 | 116.25 | 31
2022/23 | 220.25 | 116.25 | 51
2022/23 | 220.75 | 116.25 | 32
2022/23 | 221.25 | 116.25 | 39
2022/23 | 221.75 | 116.25 | 41
2022/23 | 222.25 | 116.25 | 48
2022/23 | 222.75 | 116.25 | 51
2022/23 | 223.25 | 116.25 | 52
2022/23 | 223.75 | 116.25 | 52
2022/23 | 224.25 | 116.25 | 63
2022/23 | 224.75 | 116.25 | 65
2022/23 | 225.25 | 116.25 | 67
2022/23 | 225.75 | 116.25 | 56
2022/23 | 226.25 | 116.25 | 64
2022/23 | 226.75 | 116.25 | 61
2022/23 | 227.25 | 116.25 | 51
2022/23 | 227.75 | 116.25 | 69
2022/23 | 228.25 | 116.25 | 54
2022/23 | 228.75 | 116.25 | 73
2022/23 | 229.25 | 116.25 | 69
2022/23 | 229.75 | 116.25 | 77
2022/23 | 230.25 | 116.25 | 60
2022/23 | 230.75 | 116.25 | 95
2022/23 | 231.25 | 116.25 | 75
2022/23 | 231.75 | 116.25 | 73
2022/23 | 232.25 | 116.25 | 74
2022/23 | 232.75 | 116.25 | 90
2022/23 | 233.25 | 116.25 | 102
2022/23 | 233.75 | 116.25 | 84
2022/23 | 234.25 | 116.25 | 89
2022/23 | 234.75 | 116.25 | 91
2022/23 | 235.25 | 116.25 | 87
2022/23 | 235.75 | 116.25 | 100
2022/23 | 236.25 | 116.25 | 84
2022/23 | 236.75 | 116.25 | 87
2022/23 | 237.25 | 116.25 | 80
2022/23 | 237.75 | 116.25 | 108
2022/23 | 238.25 | 116.25 | 68
2022/23 | 238.75 | 116.25 | 100
2022/23 | 239.25 | 116.25 | 95
2022/23 | 239.75 | 116.25 | 102
2022/23 | 240.25 | 116.25 | 113
2022/23 | 240.75 | 116.25 | 85
2022/23 | 241.25 | 116.25 | 97
2022/23 | 241.75 | 116.25 | 97
2022/23 | 242.25 | 116.25 | 92
2022/23 | 242.75 | 116.25 | 85
2022/23 | 243.25 | 116.25 | 87
2022/23 | 243.75 | 116.25 | 113
2022/23 | 244.25 | 116.25 | 110
2022/23 | 244.75 | 116.25 | 109
2022/23 | 245.25 | 116.25 | 112
2022/23 | 245.75 | 116.25 | 115
2022/23 | 246.25 | 116.25 | 130
2022/23 | 246.75 | 116.25 | 111
2022/23 | 247.25 | 116.25 | 92
2022/23 | 247.75 | 116.25 | 121
2022/23 | 248.25 | 116.25 | 106
2022/23 | 248.75 | 116.25 | 109
2022/23 | 249.25 | 116.25 | 109
2022/23 | 249.75 | 116.25 | 130
2022/23 | 250.25 | 116.25 | 114
2022/23 | 250.75 | 116.25 | 122
2022/23 | 251.25 | 116.25 | 104
2022/23 | 251.75 | 116.25 | 140
2022/23 | 252.25 | 116.25 | 111
2022/23 | 252.75 | 116.25 | 115
2022/23 | 253.25 | 116.25 | 109
2022/23 | 253.75 | 116.25 | 129
2022/23 | 254.25 | 116.25 | 127
2022/23 | 254.75 | 116.25 | 133
2022/23 | 255.25 | 116.25 | 129
2022/23 | 255.75 | 116.25 | 114
2022/23 | 256.25 | 116.25 | 139
2022/23 | 256.75 | 116.25 | 129
2022/23 | 257.25 | 116.25 | 131
2022/23 | 257.75 | 116.25 | 128
2022/23 | 258.25 | 116.25 | 128
2022/23 | 258.75 | 116.25 | 130
2022/23 | 259.25 | 116.25 | 140
2022/23 | 259.75 | 116.25 | 133
2022/23 | 260.25 | 116.25 | 114
2022/23 | 260.75 | 116.25 | 131
2022/23 | 261.25 | 116.25 | 132
2022/23 | 261.75 | 116.25 | 115
2022/23 | 262.25 | 116.25 | 136
2022/23 | 262.75 | 116.25 | 114
2022/23 | 263.25 | 116.25 | 146
2022/23 | 263.75 | 116.25 | 137
2022/23 | 264.25 | 116.25 | 125
2022/23 | 264.75 | 116.25 | 133
2022/23 | 265.25 | 116.25 | 146
2022/23 | 265.75 | 116.25 | 131
2022/23 | 266.25 | 116.25 | 115
2022/23 | 266.75 | 116.25 | 123
2022/23 | 267.25 | 116.25 | 127
2022/23 | 267.75 | 116.25 | 135
2022/23 | 268.25 | 116.25 | 138
2022/23 | 268.75 | 116.25 | 127
2022/23 | 269.25 | 116.25 | 127
2022/23 | 269.75 | 116.25 | 120
2022/23 | 270.25 | 116.25 | 139
2022/23 | 270.75 | 116.25 | 123
2022/23 | 271.25 | 116.25 | 135
2022/23 | 271.75 | 116.25 | 128
2022/23 | 272.25 | 116.25 | 130
2022/23 | 272.75 | 116.25 | 118
2022/23 | 273.25 | 116.25 | 140
2022/23 | 273.75 | 116.25 | 133
2022/23 | 274.25 | 116.25 | 127
2022/23 | 274.75 | 116.25 | 137
2022/23 | 275.25 | 116.25 | 105
2022/23 | 275.75 | 116.25 | 139
2022/23 | 276.25 | 116.25 | 129
2022/23 | 276.75 | 116.25 | 129
2022/23 | 277.25 | 116.25 | 118
2022/23 | 277.75 | 116.25 | 151
2022/23 | 278.25 | 116.25 | 118
2022/23 | 278.75 | 116.25 | 122
2022/23 | 279.25 | 116.25 | 116
2022/23 | 279.75 | 116.25 | 118
2022/23 | 280.25 | 116.25 | 117
2022/23 | 280.75 | 116.25 | 114
2022/23 | 281.25 | 116.25 | 147
2022/23 | 281.75 | 116.25 | 114
2022/23 | 282.25 | 116.25 | 114
2022/23 | 282.75 | 116.25 | 149
2022/23 | 283.25 | 116.25 | 128
2022/23 | 283.75 | 116.25 | 118
2022/23 | 284.25 | 116.25 | 121
2022/23 | 284.75 | 116.25 | 133
2022/23 | 285.25 | 116.25 | 134
2022/23 | 285.75 | 116.25 | 119
2022/23 | 286.25 | 116.25 | 115
2022/23 | 286.75 | 116.25 | 128
2022/23 | 287.25 | 116.25 | 128
2022/23 | 287.75 | 116.25 | 124
2022/23 | 288.25 | 116.25 | 107
2022/23 | 288.75 | 116.25 | 107
2022/23 | 289.25 | 116.25 | 122
2022/23 | 289.75 | 116.25 | 109
2022/23 | 290.25 | 116.25 | 129
2022/23 | 290.75 | 116.25 | 105
2022/23 | 291.25 | 116.25 | 113
2022/23 | 291.75 | 116.25 | 125
2022/23 | 292.25 | 116.25 | 133
2022/23 | 292.75 | 116.25 | 109
2022/23 | 293.25 | 116.25 | 121
2022/23 | 293.75 | 116.25 | 116
2022/23 | 294.25 | 116.25 | 122
2022/23 | 294.75 | 116.25 | 106
2022/23 | 295.25 | 116.25 | 122
2022/23 | 295.75 | 116.25 | 96
2022/23 | 296.25 | 116.25 | 108
2022/23 | 296.75 | 116.25 | 115
2022/23 | 297.25 | 116.25 | 115
2022/23 | 297.75 | 116.25 | 93
2022/23 | 298.25 | 116.25 | 106
2022/23 | 298.75 | 116.25 | 89
2022/23 | 299.25 | 116.25 | 108
2022/23 | 299.75 | 116.25 | 86
2022/23 | 300.25 | 116.25 | 94
2022/23 | 300.75 | 116.25 | 101
2022/23 | 301.25 | 116.25 | 95
2022/23 | 301.75 | 116.25 | 80
2022/23 | 302.25 | 116.25 | 104
2022/23 | 302.75 | 116.25 | 75
2022/23 | 303.25 | 116.25 | 93
2022/23 | 303.75 | 116.25 | 100
2022/23 | 304.25 | 116.25 | 87
2022/23 | 304.75 | 116.25 | 93
2022/23 | 305.25 | 116.25 | 81
2022/23 | 305.75 | 116.25 | 98
2022/23 | 306.25 | 116.25 | 101
2022/23 | 306.75 | 116.25 | 75
2022/23 | 307.25 | 116.25 | 77
2022/23 | 307.75 | 116.25 | 98
2022/23 | 308.25 | 116.25 | 69
2022/23 | 308.75 | 116.25 | 78
2022/23 | 309.25 | 116.25 | 74
2022/23 | 309.75 | 116.25 | 67
2022/23 | 310.25 | 116.25 | 85
2022/23 | 310.75 | 116.25 | 83
2022/23 | 311.25 | 116.25 | 73
2022/23 | 311.75 | 116.25 | 85
2022/23 | 312.25 | 116.25 | 76
2022/23 | 312.75 | 116.25 | 75
2022/23 | 313.25 | 116.25 | 65
2022/23 | 313.75 | 116.25 | 79
2022/23 | 314.25 | 116.25 | 64
2022/23 | 314.75 | 116.25 | 72
2022/23 | 315.25 | 116.25 | 71
2022/23 | 315.75 | 116.25 | 65
2022/23 | 316.25 | 116.25 | 65
2022/23 | 316.75 | 116.25 | 53
2022/23 | 317.25 | 116.25 | 64
2022/23 | 317.75 | 116.25 | 70
2022/23 | 318.25 | 116.25 | 53
2022/23 | 318.75 | 116.25 | 60
2022/23 | 319.25 | 116.25 | 52
2022/23 | 319.75 | 116.25 | 46
2022/23 | 320.25 | 116.25 | 61
2022/23 | 320.75 | 116.25 | 54
2022/23 | 321.25 | 116.25 | 62
2022/23 | 321.75 | 116.25 | 55
2022/23 | 322.25 | 116.25 | 67
2022/23 | 322.75 | 116.25 | 68
2022/23 | 323.25 | 116.25 | 43
2022/23 | 323.75 | 116.25 | 57
2022/23 | 324.25 | 116.25 | 57
2022/23 | 324.75 | 116.25 | 66
2022/23 | 325.25 | 116.25 | 46
2022/23 | 325.75 | 116.25 | 39
2022/23 | 326.25 | 116.25 | 43
2022/23 | 326.75 | 116.25 | 53
2022/23 | 327.25 | 116.25 | 50
2022/23 | 327.75 | 116.25 | 44
2022/23 | 328.25 | 116.25 | 46
2022/23 | 328.75 | 116.25 | 52
2022/23 | 329.25 | 116.25 | 44
2022/23 | 329.75 | 116.25 | 39
2022/23 | 330.25 | 116.25 | 35
2022/23 | 330.75 | 116.25 | 38
2022/23 | 331.25 | 116.25 | 36
2022/23 | 331.75 | 116.25 | 37
2022/23 | 332.25 | 116.25 | 39
2022/23 | 332.75 | 116.25 | 40
2022/23 | 333.25 | 116.25 | 47
2022/23 | 333.75 | 116.25 | 57
2022/23 | 334.25 | 116.25 | 37
2022/23 | 334.75 | 116.25 | 27
2022/23 | 335.25 | 116.25 | 37
2022/23 | 335.75 | 116.25 | 27
2022/23 | 336.25 | 116.25 | 36
2022/23 | 336.75 | 116.25 | 32
2022/23 | 337.25 | 116.25 | 33
2022/23 | 337.75 | 116.25 | 36
2022/23 | 338.25 | 116.25 | 34
2022/23 | 338.75 | 116.25 | 33
2022/23 | 339.25 | 116.25 | 36
2022/23 | 339.75 | 116.25 | 43
2022/23 | 340.25 | 116.25 | 28
2022/23 | 340.75 | 116.25 | 25
2022/23 | 341.25 | 116.25 | 26
2022/23 | 341.75 | 116.25 | 28
2022/23 | 342.25 | 116.25 | 26
2022/23 | 342.75 | 116.25 | 23
2022/23 | 343.25 | 116.25 | 20
2022/23 | 343.75 | 116.25 | 27
2022/23 | 344.25 | 116.25 | 32
2022/23 | 344.75 | 116.25 | 28
2022/23 | 345.25 | 116.25 | 22
2022/23 | 345.75 | 116.25 | 24
2022/23 | 346.25 | 116.25 | 19
2022/23 | 346.75 | 116.25 | 16
2022/23 | 347.25 | 116.25 | 13
2022/23 | 347.75 | 116.25 | 21
2022/23 | 348.25 | 116.25 | 20
2022/23 | 348.75 | 116.25 | 18
2022/23 | 349.25 | 116.25 | 16
2022/23 | 349.75 | 116.25 | 15
2022/23 | 350.25 | 116.25 | 24
2022/23 | 350.75 | 116.25 | 15
2022/23 | 351.25 | 116.25 | 19
2022/23 | 351.75 | 116.25 | 26
2022/23 | 352.25 | 116.25 | 21
2022/23 | 352.75 | 116.25 | 17
2022/23 | 353.25 | 116.25 | 14
2022/23 | 353.75 | 116.25 | 23
2022/23 | 354.25 | 116.25 | 13
2022/23 | 354.75 | 116.25 | 19
2022/23 | 355.25 | 116.25 | 15
2022/23 | 355.75 | 116.25 | 21
2022/23 | 356.25 | 116.25 | 12
2022/23 | 356.75 | 116.25 | 14
2022/23 | 357.25 | 116.25 | 16
2022/23 | 357.75 | 116.25 | 10
2022/23 | 358.25 | 116.25 | 14
2022/23 | 358.75 | 116.25 | 13
2022/23 | 359.25 | 116.25 | 7
2022/23 | 359.75 | 116.25 | 19
2022/23 | 360.25 | 116.25 | 5
2022/23 | 360.75 | 116.25 | 9
2022/23 | 361.25 | 116.25 | 12
2022/23 | 361.75 | 116.25 | 14
2022/23 | 362.25 | 116.25 | 18
2022/23 | 362.75 | 116.25 | 13
2022/23 | 363.25 | 116.25 | 7
2022/23 | 363.75 | 116.25 | 10
2022/23 | 364.25 | 116.25 | 9
2022/23 | 364.75 | 116.25 | 7
2022/23 | 365.25 | 116.25 | 9
2022/23 | 365.75 | 116.25 | 10
2022/23 | 366.25 | 116.25 | 12
2022/23 | 366.75 | 116.25 | 7
2022/23 | 367.25 | 116.25 | 8
2022/23 | 367.75 | 116.25 | 10
2022/23 | 368.25 | 116.25 | 7
2022/23 | 368.75 | 116.25 | 7
2022/23 | 369.25 | 116.25 | 10
2022/23 | 369.75 | 116.25 | 11
2022/23 | 370.25 | 116.25 | 8
2022/23 | 370.75 | 116.25 | 7
2022/23 | 371.25 | 116.25 | 6
2022/23 | 371.75 | 116.25 | 5
2022/23 | 372.25 | 116.25 | 9
2022/23 | 372.75 | 116.25 | 4
2022/23 | 373.25 | 116.25 | 5
2022/23 | 373.75 | 116.25 | 6
2022/23 | 374.25 | 116.25 | 12
2022/23 | 374.75 | 116.25 | 5
2022/23 | 375.25 | 116.25 | 3
2022/23 | 375.75 | 116.25 | 5
2022/23 | 376.25 | 116.25 | 2
2022/23 | 376.75 | 116.25 | 4
2022/23 | 377.25 | 116.25 | 4
2022/23 | 377.75 | 116.25 | 4
2022/23 | 378.25 | 116.25 | 10
2022/23 | 378.75 | 116.25 | 6
2022/23 | 379.25 | 116.25 | 3
2022/23 | 379.75 | 116.25 | 2
2022/23 | 380.25 | 116.25 | 6
2022/23 | 380.75 | 116.25 | 5
2022/23 | 381.25 | 116.25 | 2
2022/23 | 381.75 | 116.25 | 1
2022/23 | 382.25 | 116.25 | 2
2022/23 | 382.75 | 116.25 | 4
2022/23 | 383.25 | 116.25 | 2
2022/23 | 383.75 | 116.25 | 7
2022/23 | 384.25 | 116.25 | 2
2022/23 | 384.75 | 116.25 | 3
2022/23 | 385.25 | 116.25 | 2
2022/23 | 385.75 | 116.25 | 1
2022/23 | 386.25 | 116.25 | 6
2022/23 | 386.75 | 116.25 | 5
2022/23 | 387.25 | 116.25 | 6
2022/23 | 387.75 | 116.25 | 3
2022/23 | 388.25 | 116.25 | 4
2022/23 | 388.75 | 116.25 | 4
2022/23 | 389.25 | 116.25 | 3
2022/23 | 390.25 | 116.25 | 3
2022/23 | 390.75 | 116.25 | 2
2022/23 | 391.25 | 116.25 | 2
2022/23 | 391.75 | 116.25 | 3
2022/23 | 392.25 | 116.25 | 4
2022/23 | 392.75 | 116.25 | 4
2022/23 | 393.25 | 116.25 | 3
2022/23 | 393.75 | 116.25 | 2
2022/23 | 394.25 | 116.25 | 4
2022/23 | 394.75 | 116.25 | 3
2022/23 | 395.75 | 116.25 | 2
2022/23 | 396.25 | 116.25 | 4
2022/23 | 397.25 | 116.25 | 3
2022/23 | 397.75 | 116.25 | 1
2022/23 | 398.75 | 116.25 | 2
2022/23 | 399.25 | 116.25 | 3
2022/23 | 400.25 | 116.25 | 2
2022/23 | 401.25 | 116.25 | 2
2022/23 | 401.75 | 116.25 | 3
2022/23 | 402.75 | 116.25 | 1
2022/23 | 403.25 | 116.25 | 1
2022/23 | 403.75 | 116.25 | 3
2022/23 | 404.25 | 116.25 | 3
2022/23 | 404.75 | 116.25 | 1
2022/23 | 405.25 | 116.25 | 3
2022/23 | 405.75 | 116.25 | 2
2022/23 | 406.75 | 116.25 | 1
2022/23 | 407.75 | 116.25 | 1
2022/23 | 408.25 | 116.25 | 1
2022/23 | 408.75 | 116.25 | 2
2022/23 | 409.75 | 116.25 | 2
2022/23 | 411.25 | 116.25 | 2
2022/23 | 411.75 | 116.25 | 3
2022/23 | 412.25 | 116.25 | 1
2022/23 | 412.75 | 116.25 | 2
2022/23 | 413.25 | 116.25 | 2
2022/23 | 413.75 | 116.25 | 4
2022/23 | 414.25 | 116.25 | 2
2022/23 | 414.75 | 116.25 | 1
2022/23 | 415.25 | 116.25 | 1
2022/23 | 416.25 | 116.25 | 1
2022/23 | 416.75 | 116.25 | 1
2022/23 | 417.25 | 116.25 | 1
2022/23 | 418.25 | 116.25 | 1
2022/23 | 419.25 | 116.25 | 1
2022/23 | 419.75 | 116.25 | 1
2022/23 | 422.75 | 116.25 | 1
2022/23 | 426.25 | 116.25 | 1
2022/23 | 435.25 | 116.25 | 1
2022/23 | 441.75 | 116.25 | 1
2022/23 | 448.25 | 116.25 | 1
2022/23 | 448.75 | 116.25 | 1
2022/23 | 453.75 | 116.25 | 1
2022/23 | 454.75 | 116.25 | 1
2022/23 | 469.75 | 116.25 | 1
2022/23 | 474.25 | 116.25 | 1
2022/23 | 167.25 | 116.75 | 2
2022/23 | 170.25 | 116.75 | 1
2022/23 | 171.75 | 116.75 | 1
2022/23 | 172.25 | 116.75 | 1
2022/23 | 172.75 | 116.75 | 1
2022/23 | 174.25 | 116.75 | 1
2022/23 | 174.75 | 116.75 | 3
2022/23 | 178.75 | 116.75 | 2
2022/23 | 179.25 | 116.75 | 1
2022/23 | 179.75 | 116.75 | 1
2022/23 | 180.25 | 116.75 | 1
2022/23 | 181.25 | 116.75 | 3
2022/23 | 181.75 | 116.75 | 3
2022/23 | 182.25 | 116.75 | 3
2022/23 | 182.75 | 116.75 | 1
2022/23 | 183.75 | 116.75 | 4
2022/23 | 184.75 | 116.75 | 3
2022/23 | 185.25 | 116.75 | 4
2022/23 | 185.75 | 116.75 | 1
2022/23 | 186.25 | 116.75 | 4
2022/23 | 186.75 | 116.75 | 1
2022/23 | 187.25 | 116.75 | 1
2022/23 | 187.75 | 116.75 | 3
2022/23 | 188.75 | 116.75 | 2
2022/23 | 189.25 | 116.75 | 2
2022/23 | 190.25 | 116.75 | 1
2022/23 | 190.75 | 116.75 | 5
2022/23 | 191.75 | 116.75 | 7
2022/23 | 192.25 | 116.75 | 4
2022/23 | 192.75 | 116.75 | 4
2022/23 | 193.25 | 116.75 | 5
2022/23 | 193.75 | 116.75 | 3
2022/23 | 194.25 | 116.75 | 2
2022/23 | 194.75 | 116.75 | 6
2022/23 | 195.25 | 116.75 | 1
2022/23 | 195.75 | 116.75 | 4
2022/23 | 196.25 | 116.75 | 4
2022/23 | 196.75 | 116.75 | 7
2022/23 | 197.25 | 116.75 | 2
2022/23 | 197.75 | 116.75 | 5
2022/23 | 198.25 | 116.75 | 9
2022/23 | 198.75 | 116.75 | 9
2022/23 | 199.25 | 116.75 | 3
2022/23 | 199.75 | 116.75 | 7
2022/23 | 200.25 | 116.75 | 4
2022/23 | 200.75 | 116.75 | 8
2022/23 | 201.25 | 116.75 | 8
2022/23 | 201.75 | 116.75 | 8
2022/23 | 202.25 | 116.75 | 6
2022/23 | 202.75 | 116.75 | 13
2022/23 | 203.25 | 116.75 | 6
2022/23 | 203.75 | 116.75 | 5
2022/23 | 204.25 | 116.75 | 9
2022/23 | 204.75 | 116.75 | 4
2022/23 | 205.25 | 116.75 | 12
2022/23 | 205.75 | 116.75 | 11
2022/23 | 206.25 | 116.75 | 11
2022/23 | 206.75 | 116.75 | 10
2022/23 | 207.25 | 116.75 | 14
2022/23 | 207.75 | 116.75 | 17
2022/23 | 208.25 | 116.75 | 9
2022/23 | 208.75 | 116.75 | 20
2022/23 | 209.25 | 116.75 | 12
2022/23 | 209.75 | 116.75 | 18
2022/23 | 210.25 | 116.75 | 21
2022/23 | 210.75 | 116.75 | 16
2022/23 | 211.25 | 116.75 | 18
2022/23 | 211.75 | 116.75 | 18
2022/23 | 212.25 | 116.75 | 16
2022/23 | 212.75 | 116.75 | 24
2022/23 | 213.25 | 116.75 | 19
2022/23 | 213.75 | 116.75 | 19
2022/23 | 214.25 | 116.75 | 23
2022/23 | 214.75 | 116.75 | 25
2022/23 | 215.25 | 116.75 | 27
2022/23 | 215.75 | 116.75 | 26
2022/23 | 216.25 | 116.75 | 34
2022/23 | 216.75 | 116.75 | 31
2022/23 | 217.25 | 116.75 | 26
2022/23 | 217.75 | 116.75 | 38
2022/23 | 218.25 | 116.75 | 33
2022/23 | 218.75 | 116.75 | 33
2022/23 | 219.25 | 116.75 | 36
2022/23 | 219.75 | 116.75 | 33
2022/23 | 220.25 | 116.75 | 27
2022/23 | 220.75 | 116.75 | 37
2022/23 | 221.25 | 116.75 | 44
2022/23 | 221.75 | 116.75 | 50
2022/23 | 222.25 | 116.75 | 42
2022/23 | 222.75 | 116.75 | 41
2022/23 | 223.25 | 116.75 | 46
2022/23 | 223.75 | 116.75 | 37
2022/23 | 224.25 | 116.75 | 39
2022/23 | 224.75 | 116.75 | 62
2022/23 | 225.25 | 116.75 | 49
2022/23 | 225.75 | 116.75 | 40
2022/23 | 226.25 | 116.75 | 45
2022/23 | 226.75 | 116.75 | 59
2022/23 | 227.25 | 116.75 | 55
2022/23 | 227.75 | 116.75 | 59
2022/23 | 228.25 | 116.75 | 72
2022/23 | 228.75 | 116.75 | 58
2022/23 | 229.25 | 116.75 | 59
2022/23 | 229.75 | 116.75 | 67
2022/23 | 230.25 | 116.75 | 58
2022/23 | 230.75 | 116.75 | 52
2022/23 | 231.25 | 116.75 | 48
2022/23 | 231.75 | 116.75 | 75
2022/23 | 232.25 | 116.75 | 78
2022/23 | 232.75 | 116.75 | 63
2022/23 | 233.25 | 116.75 | 64
2022/23 | 233.75 | 116.75 | 74
2022/23 | 234.25 | 116.75 | 62
2022/23 | 234.75 | 116.75 | 68
2022/23 | 235.25 | 116.75 | 80
2022/23 | 235.75 | 116.75 | 63
2022/23 | 236.25 | 116.75 | 70
2022/23 | 236.75 | 116.75 | 73
2022/23 | 237.25 | 116.75 | 87
2022/23 | 237.75 | 116.75 | 74
2022/23 | 238.25 | 116.75 | 94
2022/23 | 238.75 | 116.75 | 86
2022/23 | 239.25 | 116.75 | 93
2022/23 | 239.75 | 116.75 | 84
2022/23 | 240.25 | 116.75 | 90
2022/23 | 240.75 | 116.75 | 97
2022/23 | 241.25 | 116.75 | 107
2022/23 | 241.75 | 116.75 | 96
2022/23 | 242.25 | 116.75 | 87
2022/23 | 242.75 | 116.75 | 100
2022/23 | 243.25 | 116.75 | 82
2022/23 | 243.75 | 116.75 | 113
2022/23 | 244.25 | 116.75 | 102
2022/23 | 244.75 | 116.75 | 93
2022/23 | 245.25 | 116.75 | 112
2022/23 | 245.75 | 116.75 | 97
2022/23 | 246.25 | 116.75 | 102
2022/23 | 246.75 | 116.75 | 115
2022/23 | 247.25 | 116.75 | 88
2022/23 | 247.75 | 116.75 | 92
2022/23 | 248.25 | 116.75 | 109
2022/23 | 248.75 | 116.75 | 119
2022/23 | 249.25 | 116.75 | 124
2022/23 | 249.75 | 116.75 | 103
2022/23 | 250.25 | 116.75 | 126
2022/23 | 250.75 | 116.75 | 130
2022/23 | 251.25 | 116.75 | 126
2022/23 | 251.75 | 116.75 | 116
2022/23 | 252.25 | 116.75 | 131
2022/23 | 252.75 | 116.75 | 119
2022/23 | 253.25 | 116.75 | 111
2022/23 | 253.75 | 116.75 | 119
2022/23 | 254.25 | 116.75 | 107
2022/23 | 254.75 | 116.75 | 118
2022/23 | 255.25 | 116.75 | 133
2022/23 | 255.75 | 116.75 | 114
2022/23 | 256.25 | 116.75 | 130
2022/23 | 256.75 | 116.75 | 117
2022/23 | 257.25 | 116.75 | 126
2022/23 | 257.75 | 116.75 | 131
2022/23 | 258.25 | 116.75 | 121
2022/23 | 258.75 | 116.75 | 120
2022/23 | 259.25 | 116.75 | 128
2022/23 | 259.75 | 116.75 | 116
2022/23 | 260.25 | 116.75 | 130
2022/23 | 260.75 | 116.75 | 107
2022/23 | 261.25 | 116.75 | 112
2022/23 | 261.75 | 116.75 | 111
2022/23 | 262.25 | 116.75 | 105
2022/23 | 262.75 | 116.75 | 126
2022/23 | 263.25 | 116.75 | 132
2022/23 | 263.75 | 116.75 | 130
2022/23 | 264.25 | 116.75 | 130
2022/23 | 264.75 | 116.75 | 135
2022/23 | 265.25 | 116.75 | 130
2022/23 | 265.75 | 116.75 | 133
2022/23 | 266.25 | 116.75 | 125
2022/23 | 266.75 | 116.75 | 130
2022/23 | 267.25 | 116.75 | 140
2022/23 | 267.75 | 116.75 | 112
2022/23 | 268.25 | 116.75 | 124
2022/23 | 268.75 | 116.75 | 132
2022/23 | 269.25 | 116.75 | 127
2022/23 | 269.75 | 116.75 | 120
2022/23 | 270.25 | 116.75 | 128
2022/23 | 270.75 | 116.75 | 126
2022/23 | 271.25 | 116.75 | 118
2022/23 | 271.75 | 116.75 | 132
2022/23 | 272.25 | 116.75 | 136
2022/23 | 272.75 | 116.75 | 119
2022/23 | 273.25 | 116.75 | 124
2022/23 | 273.75 | 116.75 | 120
2022/23 | 274.25 | 116.75 | 123
2022/23 | 274.75 | 116.75 | 118
2022/23 | 275.25 | 116.75 | 106
2022/23 | 275.75 | 116.75 | 126
2022/23 | 276.25 | 116.75 | 109
2022/23 | 276.75 | 116.75 | 133
2022/23 | 277.25 | 116.75 | 132
2022/23 | 277.75 | 116.75 | 148
2022/23 | 278.25 | 116.75 | 129
2022/23 | 278.75 | 116.75 | 129
2022/23 | 279.25 | 116.75 | 149
2022/23 | 279.75 | 116.75 | 127
2022/23 | 280.25 | 116.75 | 130
2022/23 | 280.75 | 116.75 | 115
2022/23 | 281.25 | 116.75 | 102
2022/23 | 281.75 | 116.75 | 104
2022/23 | 282.25 | 116.75 | 134
2022/23 | 282.75 | 116.75 | 134
2022/23 | 283.25 | 116.75 | 124
2022/23 | 283.75 | 116.75 | 126
2022/23 | 284.25 | 116.75 | 107
2022/23 | 284.75 | 116.75 | 130
2022/23 | 285.25 | 116.75 | 104
2022/23 | 285.75 | 116.75 | 121
2022/23 | 286.25 | 116.75 | 122
2022/23 | 286.75 | 116.75 | 124
2022/23 | 287.25 | 116.75 | 116
2022/23 | 287.75 | 116.75 | 102
2022/23 | 288.25 | 116.75 | 112
2022/23 | 288.75 | 116.75 | 121
2022/23 | 289.25 | 116.75 | 105
2022/23 | 289.75 | 116.75 | 115
2022/23 | 290.25 | 116.75 | 118
2022/23 | 290.75 | 116.75 | 132
2022/23 | 291.25 | 116.75 | 134
2022/23 | 291.75 | 116.75 | 122
2022/23 | 292.25 | 116.75 | 107
2022/23 | 292.75 | 116.75 | 116
2022/23 | 293.25 | 116.75 | 111
2022/23 | 293.75 | 116.75 | 124
2022/23 | 294.25 | 116.75 | 113
2022/23 | 294.75 | 116.75 | 99
2022/23 | 295.25 | 116.75 | 94
2022/23 | 295.75 | 116.75 | 106
2022/23 | 296.25 | 116.75 | 101
2022/23 | 296.75 | 116.75 | 125
2022/23 | 297.25 | 116.75 | 92
2022/23 | 297.75 | 116.75 | 105
2022/23 | 298.25 | 116.75 | 109
2022/23 | 298.75 | 116.75 | 107
2022/23 | 299.25 | 116.75 | 119
2022/23 | 299.75 | 116.75 | 113
2022/23 | 300.25 | 116.75 | 85
2022/23 | 300.75 | 116.75 | 105
2022/23 | 301.25 | 116.75 | 76
2022/23 | 301.75 | 116.75 | 97
2022/23 | 302.25 | 116.75 | 97
2022/23 | 302.75 | 116.75 | 107
2022/23 | 303.25 | 116.75 | 94
2022/23 | 303.75 | 116.75 | 95
2022/23 | 304.25 | 116.75 | 93
2022/23 | 304.75 | 116.75 | 83
2022/23 | 305.25 | 116.75 | 79
2022/23 | 305.75 | 116.75 | 98
2022/23 | 306.25 | 116.75 | 79
2022/23 | 306.75 | 116.75 | 78
2022/23 | 307.25 | 116.75 | 84
2022/23 | 307.75 | 116.75 | 80
2022/23 | 308.25 | 116.75 | 87
2022/23 | 308.75 | 116.75 | 76
2022/23 | 309.25 | 116.75 | 95
2022/23 | 309.75 | 116.75 | 75
2022/23 | 310.25 | 116.75 | 88
2022/23 | 310.75 | 116.75 | 70
2022/23 | 311.25 | 116.75 | 73
2022/23 | 311.75 | 116.75 | 79
2022/23 | 312.25 | 116.75 | 71
2022/23 | 312.75 | 116.75 | 80
2022/23 | 313.25 | 116.75 | 97
2022/23 | 313.75 | 116.75 | 89
2022/23 | 314.25 | 116.75 | 70
2022/23 | 314.75 | 116.75 | 83
2022/23 | 315.25 | 116.75 | 65
2022/23 | 315.75 | 116.75 | 78
2022/23 | 316.25 | 116.75 | 55
2022/23 | 316.75 | 116.75 | 76
2022/23 | 317.25 | 116.75 | 55
2022/23 | 317.75 | 116.75 | 71
2022/23 | 318.25 | 116.75 | 57
2022/23 | 318.75 | 116.75 | 60
2022/23 | 319.25 | 116.75 | 65
2022/23 | 319.75 | 116.75 | 51
2022/23 | 320.25 | 116.75 | 62
2022/23 | 320.75 | 116.75 | 60
2022/23 | 321.25 | 116.75 | 54
2022/23 | 321.75 | 116.75 | 65
2022/23 | 322.25 | 116.75 | 54
2022/23 | 322.75 | 116.75 | 52
2022/23 | 323.25 | 116.75 | 50
2022/23 | 323.75 | 116.75 | 58
2022/23 | 324.25 | 116.75 | 65
2022/23 | 324.75 | 116.75 | 56
2022/23 | 325.25 | 116.75 | 49
2022/23 | 325.75 | 116.75 | 55
2022/23 | 326.25 | 116.75 | 70
2022/23 | 326.75 | 116.75 | 65
2022/23 | 327.25 | 116.75 | 53
2022/23 | 327.75 | 116.75 | 51
2022/23 | 328.25 | 116.75 | 56
2022/23 | 328.75 | 116.75 | 41
2022/23 | 329.25 | 116.75 | 47
2022/23 | 329.75 | 116.75 | 45
2022/23 | 330.25 | 116.75 | 48
2022/23 | 330.75 | 116.75 | 42
2022/23 | 331.25 | 116.75 | 34
2022/23 | 331.75 | 116.75 | 46
2022/23 | 332.25 | 116.75 | 39
2022/23 | 332.75 | 116.75 | 31
2022/23 | 333.25 | 116.75 | 47
2022/23 | 333.75 | 116.75 | 60
2022/23 | 334.25 | 116.75 | 42
2022/23 | 334.75 | 116.75 | 46
2022/23 | 335.25 | 116.75 | 38
2022/23 | 335.75 | 116.75 | 38
2022/23 | 336.25 | 116.75 | 27
2022/23 | 336.75 | 116.75 | 34
2022/23 | 337.25 | 116.75 | 32
2022/23 | 337.75 | 116.75 | 41
2022/23 | 338.25 | 116.75 | 33
2022/23 | 338.75 | 116.75 | 34
2022/23 | 339.25 | 116.75 | 34
2022/23 | 339.75 | 116.75 | 49
2022/23 | 340.25 | 116.75 | 41
2022/23 | 340.75 | 116.75 | 23
2022/23 | 341.25 | 116.75 | 33
2022/23 | 341.75 | 116.75 | 37
2022/23 | 342.25 | 116.75 | 34
2022/23 | 342.75 | 116.75 | 27
2022/23 | 343.25 | 116.75 | 28
2022/23 | 343.75 | 116.75 | 22
2022/23 | 344.25 | 116.75 | 24
2022/23 | 344.75 | 116.75 | 23
2022/23 | 345.25 | 116.75 | 33
2022/23 | 345.75 | 116.75 | 15
2022/23 | 346.25 | 116.75 | 30
2022/23 | 346.75 | 116.75 | 24
2022/23 | 347.25 | 116.75 | 19
2022/23 | 347.75 | 116.75 | 31
2022/23 | 348.25 | 116.75 | 25
2022/23 | 348.75 | 116.75 | 16
2022/23 | 349.25 | 116.75 | 20
2022/23 | 349.75 | 116.75 | 33
2022/23 | 350.25 | 116.75 | 19
2022/23 | 350.75 | 116.75 | 26
2022/23 | 351.25 | 116.75 | 17
2022/23 | 351.75 | 116.75 | 19
2022/23 | 352.25 | 116.75 | 14
2022/23 | 352.75 | 116.75 | 14
2022/23 | 353.25 | 116.75 | 18
2022/23 | 353.75 | 116.75 | 19
2022/23 | 354.25 | 116.75 | 16
2022/23 | 354.75 | 116.75 | 20
2022/23 | 355.25 | 116.75 | 11
2022/23 | 355.75 | 116.75 | 22
2022/23 | 356.25 | 116.75 | 11
2022/23 | 356.75 | 116.75 | 13
2022/23 | 357.25 | 116.75 | 17
2022/23 | 357.75 | 116.75 | 12
2022/23 | 358.25 | 116.75 | 12
2022/23 | 358.75 | 116.75 | 11
2022/23 | 359.25 | 116.75 | 18
2022/23 | 359.75 | 116.75 | 15
2022/23 | 360.25 | 116.75 | 11
2022/23 | 360.75 | 116.75 | 18
2022/23 | 361.25 | 116.75 | 20
2022/23 | 361.75 | 116.75 | 12
2022/23 | 362.25 | 116.75 | 23
2022/23 | 362.75 | 116.75 | 9
2022/23 | 363.25 | 116.75 | 21
2022/23 | 363.75 | 116.75 | 13
2022/23 | 364.25 | 116.75 | 9
2022/23 | 364.75 | 116.75 | 8
2022/23 | 365.25 | 116.75 | 11
2022/23 | 365.75 | 116.75 | 10
2022/23 | 366.25 | 116.75 | 10
2022/23 | 366.75 | 116.75 | 5
2022/23 | 367.25 | 116.75 | 11
2022/23 | 367.75 | 116.75 | 9
2022/23 | 368.25 | 116.75 | 7
2022/23 | 368.75 | 116.75 | 15
2022/23 | 369.25 | 116.75 | 4
2022/23 | 369.75 | 116.75 | 10
2022/23 | 370.25 | 116.75 | 5
2022/23 | 370.75 | 116.75 | 6
2022/23 | 371.25 | 116.75 | 10
2022/23 | 371.75 | 116.75 | 12
2022/23 | 372.25 | 116.75 | 1
2022/23 | 372.75 | 116.75 | 7
2022/23 | 373.25 | 116.75 | 9
2022/23 | 373.75 | 116.75 | 4
2022/23 | 374.25 | 116.75 | 4
2022/23 | 374.75 | 116.75 | 3
2022/23 | 375.25 | 116.75 | 5
2022/23 | 375.75 | 116.75 | 5
2022/23 | 376.25 | 116.75 | 4
2022/23 | 376.75 | 116.75 | 4
2022/23 | 377.25 | 116.75 | 4
2022/23 | 377.75 | 116.75 | 5
2022/23 | 378.25 | 116.75 | 7
2022/23 | 378.75 | 116.75 | 4
2022/23 | 379.25 | 116.75 | 5
2022/23 | 379.75 | 116.75 | 5
2022/23 | 380.25 | 116.75 | 3
2022/23 | 380.75 | 116.75 | 2
2022/23 | 381.25 | 116.75 | 2
2022/23 | 381.75 | 116.75 | 4
2022/23 | 382.25 | 116.75 | 3
2022/23 | 382.75 | 116.75 | 4
2022/23 | 383.25 | 116.75 | 5
2022/23 | 383.75 | 116.75 | 5
2022/23 | 384.25 | 116.75 | 5
2022/23 | 384.75 | 116.75 | 3
2022/23 | 385.25 | 116.75 | 6
2022/23 | 385.75 | 116.75 | 1
2022/23 | 386.25 | 116.75 | 3
2022/23 | 386.75 | 116.75 | 5
2022/23 | 387.25 | 116.75 | 3
2022/23 | 388.25 | 116.75 | 2
2022/23 | 388.75 | 116.75 | 7
2022/23 | 389.25 | 116.75 | 2
2022/23 | 389.75 | 116.75 | 2
2022/23 | 390.25 | 116.75 | 4
2022/23 | 390.75 | 116.75 | 2
2022/23 | 391.25 | 116.75 | 2
2022/23 | 391.75 | 116.75 | 3
2022/23 | 392.25 | 116.75 | 5
2022/23 | 392.75 | 116.75 | 3
2022/23 | 393.25 | 116.75 | 3
2022/23 | 393.75 | 116.75 | 3
2022/23 | 394.25 | 116.75 | 1
2022/23 | 394.75 | 116.75 | 3
2022/23 | 395.25 | 116.75 | 2
2022/23 | 395.75 | 116.75 | 1
2022/23 | 396.25 | 116.75 | 3
2022/23 | 396.75 | 116.75 | 1
2022/23 | 397.25 | 116.75 | 4
2022/23 | 398.25 | 116.75 | 3
2022/23 | 398.75 | 116.75 | 2
2022/23 | 399.25 | 116.75 | 4
2022/23 | 399.75 | 116.75 | 9
2022/23 | 400.25 | 116.75 | 2
2022/23 | 400.75 | 116.75 | 2
2022/23 | 401.25 | 116.75 | 1
2022/23 | 401.75 | 116.75 | 3
2022/23 | 402.25 | 116.75 | 2
2022/23 | 402.75 | 116.75 | 4
2022/23 | 403.75 | 116.75 | 3
2022/23 | 404.25 | 116.75 | 2
2022/23 | 404.75 | 116.75 | 2
2022/23 | 405.25 | 116.75 | 2
2022/23 | 406.25 | 116.75 | 2
2022/23 | 406.75 | 116.75 | 2
2022/23 | 407.75 | 116.75 | 2
2022/23 | 408.25 | 116.75 | 1
2022/23 | 408.75 | 116.75 | 1
2022/23 | 409.25 | 116.75 | 1
2022/23 | 409.75 | 116.75 | 1
2022/23 | 410.25 | 116.75 | 1
2022/23 | 410.75 | 116.75 | 3
2022/23 | 411.25 | 116.75 | 1
2022/23 | 412.25 | 116.75 | 1
2022/23 | 413.25 | 116.75 | 3
2022/23 | 415.75 | 116.75 | 1
2022/23 | 416.25 | 116.75 | 1
2022/23 | 416.75 | 116.75 | 1
2022/23 | 418.75 | 116.75 | 2
2022/23 | 420.25 | 116.75 | 1
2022/23 | 421.25 | 116.75 | 1
2022/23 | 421.75 | 116.75 | 2
2022/23 | 426.75 | 116.75 | 1
2022/23 | 427.25 | 116.75 | 1
2022/23 | 428.25 | 116.75 | 2
2022/23 | 429.25 | 116.75 | 1
2022/23 | 429.75 | 116.75 | 2
2022/23 | 443.75 | 116.75 | 1
2022/23 | 445.25 | 116.75 | 1
2022/23 | 445.75 | 116.75 | 2
2022/23 | 485.25 | 116.75 | 1
2022/23 | 161.75 | 117.25 | 1
2022/23 | 169.25 | 117.25 | 1
2022/23 | 170.25 | 117.25 | 1
2022/23 | 174.75 | 117.25 | 2
2022/23 | 176.25 | 117.25 | 1
2022/23 | 176.75 | 117.25 | 2
2022/23 | 177.25 | 117.25 | 1
2022/23 | 177.75 | 117.25 | 1
2022/23 | 178.75 | 117.25 | 1
2022/23 | 179.75 | 117.25 | 1
2022/23 | 180.25 | 117.25 | 2
2022/23 | 180.75 | 117.25 | 1
2022/23 | 181.25 | 117.25 | 1
2022/23 | 184.25 | 117.25 | 4
2022/23 | 184.75 | 117.25 | 2
2022/23 | 186.25 | 117.25 | 2
2022/23 | 187.25 | 117.25 | 4
2022/23 | 187.75 | 117.25 | 1
2022/23 | 188.25 | 117.25 | 2
2022/23 | 188.75 | 117.25 | 1
2022/23 | 189.75 | 117.25 | 2
2022/23 | 190.25 | 117.25 | 4
2022/23 | 190.75 | 117.25 | 2
2022/23 | 191.75 | 117.25 | 3
2022/23 | 192.25 | 117.25 | 2
2022/23 | 192.75 | 117.25 | 6
2022/23 | 193.25 | 117.25 | 2
2022/23 | 193.75 | 117.25 | 2
2022/23 | 194.25 | 117.25 | 5
2022/23 | 194.75 | 117.25 | 3
2022/23 | 195.25 | 117.25 | 4
2022/23 | 195.75 | 117.25 | 5
2022/23 | 196.25 | 117.25 | 4
2022/23 | 196.75 | 117.25 | 6
2022/23 | 197.25 | 117.25 | 1
2022/23 | 197.75 | 117.25 | 3
2022/23 | 198.25 | 117.25 | 4
2022/23 | 198.75 | 117.25 | 7
2022/23 | 199.25 | 117.25 | 1
2022/23 | 199.75 | 117.25 | 6
2022/23 | 200.25 | 117.25 | 6
2022/23 | 200.75 | 117.25 | 8
2022/23 | 201.25 | 117.25 | 4
2022/23 | 201.75 | 117.25 | 7
2022/23 | 202.25 | 117.25 | 9
2022/23 | 202.75 | 117.25 | 6
2022/23 | 203.25 | 117.25 | 9
2022/23 | 203.75 | 117.25 | 7
2022/23 | 204.25 | 117.25 | 14
2022/23 | 204.75 | 117.25 | 4
2022/23 | 205.25 | 117.25 | 5
2022/23 | 205.75 | 117.25 | 7
2022/23 | 206.25 | 117.25 | 9
2022/23 | 206.75 | 117.25 | 11
2022/23 | 207.25 | 117.25 | 7
2022/23 | 207.75 | 117.25 | 12
2022/23 | 208.25 | 117.25 | 8
2022/23 | 208.75 | 117.25 | 14
2022/23 | 209.25 | 117.25 | 9
2022/23 | 209.75 | 117.25 | 14
2022/23 | 210.25 | 117.25 | 16
2022/23 | 210.75 | 117.25 | 13
2022/23 | 211.25 | 117.25 | 15
2022/23 | 211.75 | 117.25 | 8
2022/23 | 212.25 | 117.25 | 19
2022/23 | 212.75 | 117.25 | 16
2022/23 | 213.25 | 117.25 | 16
2022/23 | 213.75 | 117.25 | 22
2022/23 | 214.25 | 117.25 | 19
2022/23 | 214.75 | 117.25 | 27
2022/23 | 215.25 | 117.25 | 28
2022/23 | 215.75 | 117.25 | 24
2022/23 | 216.25 | 117.25 | 24
2022/23 | 216.75 | 117.25 | 26
2022/23 | 217.25 | 117.25 | 37
2022/23 | 217.75 | 117.25 | 25
2022/23 | 218.25 | 117.25 | 23
2022/23 | 218.75 | 117.25 | 28
2022/23 | 219.25 | 117.25 | 34
2022/23 | 219.75 | 117.25 | 28
2022/23 | 220.25 | 117.25 | 27
2022/23 | 220.75 | 117.25 | 31
2022/23 | 221.25 | 117.25 | 38
2022/23 | 221.75 | 117.25 | 29
2022/23 | 222.25 | 117.25 | 17
2022/23 | 222.75 | 117.25 | 34
2022/23 | 223.25 | 117.25 | 47
2022/23 | 223.75 | 117.25 | 45
2022/23 | 224.25 | 117.25 | 41
2022/23 | 224.75 | 117.25 | 41
2022/23 | 225.25 | 117.25 | 40
2022/23 | 225.75 | 117.25 | 53
2022/23 | 226.25 | 117.25 | 51
2022/23 | 226.75 | 117.25 | 60
2022/23 | 227.25 | 117.25 | 52
2022/23 | 227.75 | 117.25 | 46
2022/23 | 228.25 | 117.25 | 56
2022/23 | 228.75 | 117.25 | 44
2022/23 | 229.25 | 117.25 | 45
2022/23 | 229.75 | 117.25 | 50
2022/23 | 230.25 | 117.25 | 58
2022/23 | 230.75 | 117.25 | 55
2022/23 | 231.25 | 117.25 | 42
2022/23 | 231.75 | 117.25 | 58
2022/23 | 232.25 | 117.25 | 51
2022/23 | 232.75 | 117.25 | 51
2022/23 | 233.25 | 117.25 | 62
2022/23 | 233.75 | 117.25 | 69
2022/23 | 234.25 | 117.25 | 66
2022/23 | 234.75 | 117.25 | 74
2022/23 | 235.25 | 117.25 | 66
2022/23 | 235.75 | 117.25 | 68
2022/23 | 236.25 | 117.25 | 78
2022/23 | 236.75 | 117.25 | 80
2022/23 | 237.25 | 117.25 | 74
2022/23 | 237.75 | 117.25 | 72
2022/23 | 238.25 | 117.25 | 91
2022/23 | 238.75 | 117.25 | 78
2022/23 | 239.25 | 117.25 | 83
2022/23 | 239.75 | 117.25 | 79
2022/23 | 240.25 | 117.25 | 88
2022/23 | 240.75 | 117.25 | 99
2022/23 | 241.25 | 117.25 | 92
2022/23 | 241.75 | 117.25 | 86
2022/23 | 242.25 | 117.25 | 101
2022/23 | 242.75 | 117.25 | 97
2022/23 | 243.25 | 117.25 | 96
2022/23 | 243.75 | 117.25 | 97
2022/23 | 244.25 | 117.25 | 104
2022/23 | 244.75 | 117.25 | 105
2022/23 | 245.25 | 117.25 | 99
2022/23 | 245.75 | 117.25 | 119
2022/23 | 246.25 | 117.25 | 102
2022/23 | 246.75 | 117.25 | 93
2022/23 | 247.25 | 117.25 | 101
2022/23 | 247.75 | 117.25 | 111
2022/23 | 248.25 | 117.25 | 97
2022/23 | 248.75 | 117.25 | 104
2022/23 | 249.25 | 117.25 | 113
2022/23 | 249.75 | 117.25 | 91
2022/23 | 250.25 | 117.25 | 98
2022/23 | 250.75 | 117.25 | 103
2022/23 | 251.25 | 117.25 | 93
2022/23 | 251.75 | 117.25 | 105
2022/23 | 252.25 | 117.25 | 93
2022/23 | 252.75 | 117.25 | 101
2022/23 | 253.25 | 117.25 | 99
2022/23 | 253.75 | 117.25 | 120
2022/23 | 254.25 | 117.25 | 98
2022/23 | 254.75 | 117.25 | 113
2022/23 | 255.25 | 117.25 | 128
2022/23 | 255.75 | 117.25 | 97
2022/23 | 256.25 | 117.25 | 92
2022/23 | 256.75 | 117.25 | 124
2022/23 | 257.25 | 117.25 | 126
2022/23 | 257.75 | 117.25 | 113
2022/23 | 258.25 | 117.25 | 121
2022/23 | 258.75 | 117.25 | 116
2022/23 | 259.25 | 117.25 | 122
2022/23 | 259.75 | 117.25 | 112
2022/23 | 260.25 | 117.25 | 114
2022/23 | 260.75 | 117.25 | 140
2022/23 | 261.25 | 117.25 | 119
2022/23 | 261.75 | 117.25 | 122
2022/23 | 262.25 | 117.25 | 131
2022/23 | 262.75 | 117.25 | 125
2022/23 | 263.25 | 117.25 | 109
2022/23 | 263.75 | 117.25 | 118
2022/23 | 264.25 | 117.25 | 120
2022/23 | 264.75 | 117.25 | 110
2022/23 | 265.25 | 117.25 | 111
2022/23 | 265.75 | 117.25 | 118
2022/23 | 266.25 | 117.25 | 124
2022/23 | 266.75 | 117.25 | 118
2022/23 | 267.25 | 117.25 | 138
2022/23 | 267.75 | 117.25 | 129
2022/23 | 268.25 | 117.25 | 144
2022/23 | 268.75 | 117.25 | 123
2022/23 | 269.25 | 117.25 | 120
2022/23 | 269.75 | 117.25 | 113
2022/23 | 270.25 | 117.25 | 96
2022/23 | 270.75 | 117.25 | 117
2022/23 | 271.25 | 117.25 | 109
2022/23 | 271.75 | 117.25 | 126
2022/23 | 272.25 | 117.25 | 109
2022/23 | 272.75 | 117.25 | 119
2022/23 | 273.25 | 117.25 | 123
2022/23 | 273.75 | 117.25 | 127
2022/23 | 274.25 | 117.25 | 110
2022/23 | 274.75 | 117.25 | 124
2022/23 | 275.25 | 117.25 | 118
2022/23 | 275.75 | 117.25 | 138
2022/23 | 276.25 | 117.25 | 104
2022/23 | 276.75 | 117.25 | 125
2022/23 | 277.25 | 117.25 | 125
2022/23 | 277.75 | 117.25 | 111
2022/23 | 278.25 | 117.25 | 116
2022/23 | 278.75 | 117.25 | 123
2022/23 | 279.25 | 117.25 | 142
2022/23 | 279.75 | 117.25 | 111
2022/23 | 280.25 | 117.25 | 123
2022/23 | 280.75 | 117.25 | 133
2022/23 | 281.25 | 117.25 | 116
2022/23 | 281.75 | 117.25 | 105
2022/23 | 282.25 | 117.25 | 127
2022/23 | 282.75 | 117.25 | 115
2022/23 | 283.25 | 117.25 | 138
2022/23 | 283.75 | 117.25 | 128
2022/23 | 284.25 | 117.25 | 123
2022/23 | 284.75 | 117.25 | 113
2022/23 | 285.25 | 117.25 | 127
2022/23 | 285.75 | 117.25 | 129
2022/23 | 286.25 | 117.25 | 117
2022/23 | 286.75 | 117.25 | 132
2022/23 | 287.25 | 117.25 | 130
2022/23 | 287.75 | 117.25 | 114
2022/23 | 288.25 | 117.25 | 136
2022/23 | 288.75 | 117.25 | 123
2022/23 | 289.25 | 117.25 | 114
2022/23 | 289.75 | 117.25 | 92
2022/23 | 290.25 | 117.25 | 124
2022/23 | 290.75 | 117.25 | 112
2022/23 | 291.25 | 117.25 | 129
2022/23 | 291.75 | 117.25 | 127
2022/23 | 292.25 | 117.25 | 106
2022/23 | 292.75 | 117.25 | 112
2022/23 | 293.25 | 117.25 | 122
2022/23 | 293.75 | 117.25 | 115
2022/23 | 294.25 | 117.25 | 131
2022/23 | 294.75 | 117.25 | 117
2022/23 | 295.25 | 117.25 | 101
2022/23 | 295.75 | 117.25 | 123
2022/23 | 296.25 | 117.25 | 110
2022/23 | 296.75 | 117.25 | 86
2022/23 | 297.25 | 117.25 | 102
2022/23 | 297.75 | 117.25 | 100
2022/23 | 298.25 | 117.25 | 106
2022/23 | 298.75 | 117.25 | 115
2022/23 | 299.25 | 117.25 | 107
2022/23 | 299.75 | 117.25 | 103
2022/23 | 300.25 | 117.25 | 96
2022/23 | 300.75 | 117.25 | 95
2022/23 | 301.25 | 117.25 | 86
2022/23 | 301.75 | 117.25 | 96
2022/23 | 302.25 | 117.25 | 105
2022/23 | 302.75 | 117.25 | 85
2022/23 | 303.25 | 117.25 | 79
2022/23 | 303.75 | 117.25 | 91
2022/23 | 304.25 | 117.25 | 114
2022/23 | 304.75 | 117.25 | 84
2022/23 | 305.25 | 117.25 | 89
2022/23 | 305.75 | 117.25 | 104
2022/23 | 306.25 | 117.25 | 78
2022/23 | 306.75 | 117.25 | 84
2022/23 | 307.25 | 117.25 | 82
2022/23 | 307.75 | 117.25 | 89
2022/23 | 308.25 | 117.25 | 75
2022/23 | 308.75 | 117.25 | 75
2022/23 | 309.25 | 117.25 | 85
2022/23 | 309.75 | 117.25 | 84
2022/23 | 310.25 | 117.25 | 82
2022/23 | 310.75 | 117.25 | 80
2022/23 | 311.25 | 117.25 | 68
2022/23 | 311.75 | 117.25 | 83
2022/23 | 312.25 | 117.25 | 79
2022/23 | 312.75 | 117.25 | 95
2022/23 | 313.25 | 117.25 | 90
2022/23 | 313.75 | 117.25 | 80
2022/23 | 314.25 | 117.25 | 74
2022/23 | 314.75 | 117.25 | 58
2022/23 | 315.25 | 117.25 | 68
2022/23 | 315.75 | 117.25 | 57
2022/23 | 316.25 | 117.25 | 70
2022/23 | 316.75 | 117.25 | 72
2022/23 | 317.25 | 117.25 | 71
2022/23 | 317.75 | 117.25 | 77
2022/23 | 318.25 | 117.25 | 56
2022/23 | 318.75 | 117.25 | 55
2022/23 | 319.25 | 117.25 | 61
2022/23 | 319.75 | 117.25 | 62
2022/23 | 320.25 | 117.25 | 63
2022/23 | 320.75 | 117.25 | 64
2022/23 | 321.25 | 117.25 | 56
2022/23 | 321.75 | 117.25 | 53
2022/23 | 322.25 | 117.25 | 61
2022/23 | 322.75 | 117.25 | 66
2022/23 | 323.25 | 117.25 | 57
2022/23 | 323.75 | 117.25 | 59
2022/23 | 324.25 | 117.25 | 71
2022/23 | 324.75 | 117.25 | 55
2022/23 | 325.25 | 117.25 | 58
2022/23 | 325.75 | 117.25 | 60
2022/23 | 326.25 | 117.25 | 52
2022/23 | 326.75 | 117.25 | 47
2022/23 | 327.25 | 117.25 | 63
2022/23 | 327.75 | 117.25 | 45
2022/23 | 328.25 | 117.25 | 52
2022/23 | 328.75 | 117.25 | 53
2022/23 | 329.25 | 117.25 | 56
2022/23 | 329.75 | 117.25 | 43
2022/23 | 330.25 | 117.25 | 48
2022/23 | 330.75 | 117.25 | 45
2022/23 | 331.25 | 117.25 | 37
2022/23 | 331.75 | 117.25 | 38
2022/23 | 332.25 | 117.25 | 41
2022/23 | 332.75 | 117.25 | 34
2022/23 | 333.25 | 117.25 | 38
2022/23 | 333.75 | 117.25 | 40
2022/23 | 334.25 | 117.25 | 38
2022/23 | 334.75 | 117.25 | 51
2022/23 | 335.25 | 117.25 | 28
2022/23 | 335.75 | 117.25 | 38
2022/23 | 336.25 | 117.25 | 37
2022/23 | 336.75 | 117.25 | 45
2022/23 | 337.25 | 117.25 | 35
2022/23 | 337.75 | 117.25 | 30
2022/23 | 338.25 | 117.25 | 42
2022/23 | 338.75 | 117.25 | 27
2022/23 | 339.25 | 117.25 | 29
2022/23 | 339.75 | 117.25 | 34
2022/23 | 340.25 | 117.25 | 34
2022/23 | 340.75 | 117.25 | 31
2022/23 | 341.25 | 117.25 | 35
2022/23 | 341.75 | 117.25 | 32
2022/23 | 342.25 | 117.25 | 31
2022/23 | 342.75 | 117.25 | 33
2022/23 | 343.25 | 117.25 | 24
2022/23 | 343.75 | 117.25 | 19
2022/23 | 344.25 | 117.25 | 26
2022/23 | 344.75 | 117.25 | 33
2022/23 | 345.25 | 117.25 | 27
2022/23 | 345.75 | 117.25 | 27
2022/23 | 346.25 | 117.25 | 22
2022/23 | 346.75 | 117.25 | 25
2022/23 | 347.25 | 117.25 | 26
2022/23 | 347.75 | 117.25 | 18
2022/23 | 348.25 | 117.25 | 29
2022/23 | 348.75 | 117.25 | 23
2022/23 | 349.25 | 117.25 | 22
2022/23 | 349.75 | 117.25 | 28
2022/23 | 350.25 | 117.25 | 30
2022/23 | 350.75 | 117.25 | 22
2022/23 | 351.25 | 117.25 | 21
2022/23 | 351.75 | 117.25 | 25
2022/23 | 352.25 | 117.25 | 16
2022/23 | 352.75 | 117.25 | 18
2022/23 | 353.25 | 117.25 | 23
2022/23 | 353.75 | 117.25 | 24
2022/23 | 354.25 | 117.25 | 17
2022/23 | 354.75 | 117.25 | 30
2022/23 | 355.25 | 117.25 | 16
2022/23 | 355.75 | 117.25 | 20
2022/23 | 356.25 | 117.25 | 18
2022/23 | 356.75 | 117.25 | 16
2022/23 | 357.25 | 117.25 | 24
2022/23 | 357.75 | 117.25 | 12
2022/23 | 358.25 | 117.25 | 19
2022/23 | 358.75 | 117.25 | 13
2022/23 | 359.25 | 117.25 | 18
2022/23 | 359.75 | 117.25 | 16
2022/23 | 360.25 | 117.25 | 13
2022/23 | 360.75 | 117.25 | 9
2022/23 | 361.25 | 117.25 | 10
2022/23 | 361.75 | 117.25 | 14
2022/23 | 362.25 | 117.25 | 16
2022/23 | 362.75 | 117.25 | 13
2022/23 | 363.25 | 117.25 | 12
2022/23 | 363.75 | 117.25 | 14
2022/23 | 364.25 | 117.25 | 13
2022/23 | 364.75 | 117.25 | 19
2022/23 | 365.25 | 117.25 | 10
2022/23 | 365.75 | 117.25 | 8
2022/23 | 366.25 | 117.25 | 4
2022/23 | 366.75 | 117.25 | 9
2022/23 | 367.25 | 117.25 | 10
2022/23 | 367.75 | 117.25 | 13
2022/23 | 368.25 | 117.25 | 14
2022/23 | 368.75 | 117.25 | 7
2022/23 | 369.25 | 117.25 | 8
2022/23 | 369.75 | 117.25 | 13
2022/23 | 370.25 | 117.25 | 14
2022/23 | 370.75 | 117.25 | 8
2022/23 | 371.25 | 117.25 | 7
2022/23 | 371.75 | 117.25 | 8
2022/23 | 372.25 | 117.25 | 15
2022/23 | 372.75 | 117.25 | 7
2022/23 | 373.25 | 117.25 | 7
2022/23 | 373.75 | 117.25 | 5
2022/23 | 374.25 | 117.25 | 12
2022/23 | 374.75 | 117.25 | 3
2022/23 | 375.25 | 117.25 | 7
2022/23 | 375.75 | 117.25 | 3
2022/23 | 376.25 | 117.25 | 6
2022/23 | 376.75 | 117.25 | 9
2022/23 | 377.25 | 117.25 | 7
2022/23 | 377.75 | 117.25 | 9
2022/23 | 378.25 | 117.25 | 7
2022/23 | 378.75 | 117.25 | 5
2022/23 | 379.25 | 117.25 | 7
2022/23 | 379.75 | 117.25 | 7
2022/23 | 380.25 | 117.25 | 8
2022/23 | 380.75 | 117.25 | 7
2022/23 | 381.25 | 117.25 | 6
2022/23 | 381.75 | 117.25 | 3
2022/23 | 382.25 | 117.25 | 6
2022/23 | 382.75 | 117.25 | 4
2022/23 | 383.25 | 117.25 | 3
2022/23 | 383.75 | 117.25 | 3
2022/23 | 384.25 | 117.25 | 4
2022/23 | 384.75 | 117.25 | 6
2022/23 | 385.25 | 117.25 | 1
2022/23 | 385.75 | 117.25 | 1
2022/23 | 386.25 | 117.25 | 4
2022/23 | 386.75 | 117.25 | 4
2022/23 | 387.25 | 117.25 | 7
2022/23 | 387.75 | 117.25 | 3
2022/23 | 388.25 | 117.25 | 5
2022/23 | 388.75 | 117.25 | 2
2022/23 | 389.25 | 117.25 | 2
2022/23 | 389.75 | 117.25 | 3
2022/23 | 390.25 | 117.25 | 6
2022/23 | 390.75 | 117.25 | 1
2022/23 | 391.25 | 117.25 | 4
2022/23 | 391.75 | 117.25 | 2
2022/23 | 392.25 | 117.25 | 3
2022/23 | 392.75 | 117.25 | 4
2022/23 | 393.25 | 117.25 | 2
2022/23 | 393.75 | 117.25 | 4
2022/23 | 394.75 | 117.25 | 1
2022/23 | 395.25 | 117.25 | 2
2022/23 | 395.75 | 117.25 | 5
2022/23 | 396.25 | 117.25 | 5
2022/23 | 396.75 | 117.25 | 2
2022/23 | 397.25 | 117.25 | 2
2022/23 | 397.75 | 117.25 | 2
2022/23 | 398.25 | 117.25 | 3
2022/23 | 398.75 | 117.25 | 2
2022/23 | 399.25 | 117.25 | 1
2022/23 | 399.75 | 117.25 | 2
2022/23 | 400.25 | 117.25 | 2
2022/23 | 400.75 | 117.25 | 1
2022/23 | 401.75 | 117.25 | 1
2022/23 | 402.75 | 117.25 | 3
2022/23 | 403.25 | 117.25 | 3
2022/23 | 403.75 | 117.25 | 2
2022/23 | 404.25 | 117.25 | 3
2022/23 | 404.75 | 117.25 | 2
2022/23 | 405.25 | 117.25 | 1
2022/23 | 405.75 | 117.25 | 3
2022/23 | 406.25 | 117.25 | 2
2022/23 | 407.25 | 117.25 | 2
2022/23 | 408.75 | 117.25 | 1
2022/23 | 409.25 | 117.25 | 2
2022/23 | 410.25 | 117.25 | 3
2022/23 | 410.75 | 117.25 | 2
2022/23 | 411.25 | 117.25 | 4
2022/23 | 411.75 | 117.25 | 2
2022/23 | 412.25 | 117.25 | 1
2022/23 | 413.75 | 117.25 | 1
2022/23 | 414.25 | 117.25 | 1
2022/23 | 416.25 | 117.25 | 1
2022/23 | 417.75 | 117.25 | 3
2022/23 | 421.25 | 117.25 | 1
2022/23 | 421.75 | 117.25 | 2
2022/23 | 426.25 | 117.25 | 1
2022/23 | 427.75 | 117.25 | 1
2022/23 | 429.25 | 117.25 | 1
2022/23 | 430.25 | 117.25 | 1
2022/23 | 432.75 | 117.25 | 1
2022/23 | 433.75 | 117.25 | 1
2022/23 | 434.75 | 117.25 | 1
2022/23 | 438.75 | 117.25 | 1
2022/23 | 442.75 | 117.25 | 1
2022/23 | 449.25 | 117.25 | 1
2022/23 | 469.75 | 117.25 | 1
2022/23 | 495.75 | 117.25 | 1
2022/23 | 503.75 | 117.25 | 1
2022/23 | 156.75 | 117.75 | 1
2022/23 | 166.75 | 117.75 | 1
2022/23 | 169.75 | 117.75 | 1
2022/23 | 174.75 | 117.75 | 1
2022/23 | 175.25 | 117.75 | 1
2022/23 | 179.25 | 117.75 | 1
2022/23 | 179.75 | 117.75 | 1
2022/23 | 181.25 | 117.75 | 1
2022/23 | 182.25 | 117.75 | 1
2022/23 | 184.25 | 117.75 | 2
2022/23 | 185.25 | 117.75 | 3
2022/23 | 185.75 | 117.75 | 3
2022/23 | 186.75 | 117.75 | 1
2022/23 | 187.25 | 117.75 | 1
2022/23 | 187.75 | 117.75 | 4
2022/23 | 188.25 | 117.75 | 2
2022/23 | 188.75 | 117.75 | 1
2022/23 | 189.25 | 117.75 | 3
2022/23 | 189.75 | 117.75 | 2
2022/23 | 190.25 | 117.75 | 2
2022/23 | 190.75 | 117.75 | 1
2022/23 | 191.25 | 117.75 | 4
2022/23 | 191.75 | 117.75 | 4
2022/23 | 192.25 | 117.75 | 2
2022/23 | 192.75 | 117.75 | 1
2022/23 | 193.25 | 117.75 | 2
2022/23 | 193.75 | 117.75 | 4
2022/23 | 194.25 | 117.75 | 2
2022/23 | 194.75 | 117.75 | 3
2022/23 | 195.25 | 117.75 | 1
2022/23 | 195.75 | 117.75 | 6
2022/23 | 196.25 | 117.75 | 1
2022/23 | 196.75 | 117.75 | 4
2022/23 | 197.25 | 117.75 | 9
2022/23 | 197.75 | 117.75 | 3
2022/23 | 198.25 | 117.75 | 5
2022/23 | 198.75 | 117.75 | 4
2022/23 | 199.25 | 117.75 | 8
2022/23 | 199.75 | 117.75 | 3
2022/23 | 200.25 | 117.75 | 8
2022/23 | 200.75 | 117.75 | 8
2022/23 | 201.25 | 117.75 | 4
2022/23 | 201.75 | 117.75 | 3
2022/23 | 202.25 | 117.75 | 8
2022/23 | 202.75 | 117.75 | 3
2022/23 | 203.25 | 117.75 | 3
2022/23 | 203.75 | 117.75 | 7
2022/23 | 204.25 | 117.75 | 8
2022/23 | 204.75 | 117.75 | 7
2022/23 | 205.25 | 117.75 | 5
2022/23 | 205.75 | 117.75 | 9
2022/23 | 206.25 | 117.75 | 9
2022/23 | 206.75 | 117.75 | 6
2022/23 | 207.25 | 117.75 | 2
2022/23 | 207.75 | 117.75 | 7
2022/23 | 208.25 | 117.75 | 5
2022/23 | 208.75 | 117.75 | 8
2022/23 | 209.25 | 117.75 | 8
2022/23 | 209.75 | 117.75 | 18
2022/23 | 210.25 | 117.75 | 13
2022/23 | 210.75 | 117.75 | 12
2022/23 | 211.25 | 117.75 | 7
2022/23 | 211.75 | 117.75 | 13
2022/23 | 212.25 | 117.75 | 13
2022/23 | 212.75 | 117.75 | 12
2022/23 | 213.25 | 117.75 | 13
2022/23 | 213.75 | 117.75 | 16
2022/23 | 214.25 | 117.75 | 15
2022/23 | 214.75 | 117.75 | 25
2022/23 | 215.25 | 117.75 | 12
2022/23 | 215.75 | 117.75 | 14
2022/23 | 216.25 | 117.75 | 22
2022/23 | 216.75 | 117.75 | 9
2022/23 | 217.25 | 117.75 | 24
2022/23 | 217.75 | 117.75 | 29
2022/23 | 218.25 | 117.75 | 24
2022/23 | 218.75 | 117.75 | 28
2022/23 | 219.25 | 117.75 | 19
2022/23 | 219.75 | 117.75 | 24
2022/23 | 220.25 | 117.75 | 20
2022/23 | 220.75 | 117.75 | 23
2022/23 | 221.25 | 117.75 | 33
2022/23 | 221.75 | 117.75 | 31
2022/23 | 222.25 | 117.75 | 27
2022/23 | 222.75 | 117.75 | 32
2022/23 | 223.25 | 117.75 | 32
2022/23 | 223.75 | 117.75 | 37
2022/23 | 224.25 | 117.75 | 36
2022/23 | 224.75 | 117.75 | 42
2022/23 | 225.25 | 117.75 | 34
2022/23 | 225.75 | 117.75 | 42
2022/23 | 226.25 | 117.75 | 36
2022/23 | 226.75 | 117.75 | 37
2022/23 | 227.25 | 117.75 | 50
2022/23 | 227.75 | 117.75 | 49
2022/23 | 228.25 | 117.75 | 54
2022/23 | 228.75 | 117.75 | 52
2022/23 | 229.25 | 117.75 | 51
2022/23 | 229.75 | 117.75 | 51
2022/23 | 230.25 | 117.75 | 43
2022/23 | 230.75 | 117.75 | 62
2022/23 | 231.25 | 117.75 | 65
2022/23 | 231.75 | 117.75 | 44
2022/23 | 232.25 | 117.75 | 58
2022/23 | 232.75 | 117.75 | 51
2022/23 | 233.25 | 117.75 | 49
2022/23 | 233.75 | 117.75 | 70
2022/23 | 234.25 | 117.75 | 55
2022/23 | 234.75 | 117.75 | 83
2022/23 | 235.25 | 117.75 | 74
2022/23 | 235.75 | 117.75 | 58
2022/23 | 236.25 | 117.75 | 65
2022/23 | 236.75 | 117.75 | 66
2022/23 | 237.25 | 117.75 | 79
2022/23 | 237.75 | 117.75 | 51
2022/23 | 238.25 | 117.75 | 65
2022/23 | 238.75 | 117.75 | 72
2022/23 | 239.25 | 117.75 | 61
2022/23 | 239.75 | 117.75 | 81
2022/23 | 240.25 | 117.75 | 76
2022/23 | 240.75 | 117.75 | 95
2022/23 | 241.25 | 117.75 | 107
2022/23 | 241.75 | 117.75 | 102
2022/23 | 242.25 | 117.75 | 98
2022/23 | 242.75 | 117.75 | 79
2022/23 | 243.25 | 117.75 | 85
2022/23 | 243.75 | 117.75 | 82
2022/23 | 244.25 | 117.75 | 75
2022/23 | 244.75 | 117.75 | 76
2022/23 | 245.25 | 117.75 | 97
2022/23 | 245.75 | 117.75 | 89
2022/23 | 246.25 | 117.75 | 98
2022/23 | 246.75 | 117.75 | 103
2022/23 | 247.25 | 117.75 | 106
2022/23 | 247.75 | 117.75 | 91
2022/23 | 248.25 | 117.75 | 103
2022/23 | 248.75 | 117.75 | 89
2022/23 | 249.25 | 117.75 | 104
2022/23 | 249.75 | 117.75 | 98
2022/23 | 250.25 | 117.75 | 91
2022/23 | 250.75 | 117.75 | 107
2022/23 | 251.25 | 117.75 | 101
2022/23 | 251.75 | 117.75 | 88
2022/23 | 252.25 | 117.75 | 99
2022/23 | 252.75 | 117.75 | 104
2022/23 | 253.25 | 117.75 | 107
2022/23 | 253.75 | 117.75 | 100
2022/23 | 254.25 | 117.75 | 98
2022/23 | 254.75 | 117.75 | 105
2022/23 | 255.25 | 117.75 | 116
2022/23 | 255.75 | 117.75 | 116
2022/23 | 256.25 | 117.75 | 98
2022/23 | 256.75 | 117.75 | 117
2022/23 | 257.25 | 117.75 | 104
2022/23 | 257.75 | 117.75 | 112
2022/23 | 258.25 | 117.75 | 112
2022/23 | 258.75 | 117.75 | 116
2022/23 | 259.25 | 117.75 | 120
2022/23 | 259.75 | 117.75 | 99
2022/23 | 260.25 | 117.75 | 119
2022/23 | 260.75 | 117.75 | 119
2022/23 | 261.25 | 117.75 | 104
2022/23 | 261.75 | 117.75 | 122
2022/23 | 262.25 | 117.75 | 114
2022/23 | 262.75 | 117.75 | 119
2022/23 | 263.25 | 117.75 | 132
2022/23 | 263.75 | 117.75 | 116
2022/23 | 264.25 | 117.75 | 99
2022/23 | 264.75 | 117.75 | 119
2022/23 | 265.25 | 117.75 | 111
2022/23 | 265.75 | 117.75 | 113
2022/23 | 266.25 | 117.75 | 112
2022/23 | 266.75 | 117.75 | 117
2022/23 | 267.25 | 117.75 | 127
2022/23 | 267.75 | 117.75 | 123
2022/23 | 268.25 | 117.75 | 121
2022/23 | 268.75 | 117.75 | 109
2022/23 | 269.25 | 117.75 | 131
2022/23 | 269.75 | 117.75 | 124
2022/23 | 270.25 | 117.75 | 112
2022/23 | 270.75 | 117.75 | 128
2022/23 | 271.25 | 117.75 | 137
2022/23 | 271.75 | 117.75 | 126
2022/23 | 272.25 | 117.75 | 123
2022/23 | 272.75 | 117.75 | 128
2022/23 | 273.25 | 117.75 | 115
2022/23 | 273.75 | 117.75 | 130
2022/23 | 274.25 | 117.75 | 100
2022/23 | 274.75 | 117.75 | 136
2022/23 | 275.25 | 117.75 | 90
2022/23 | 275.75 | 117.75 | 145
2022/23 | 276.25 | 117.75 | 136
2022/23 | 276.75 | 117.75 | 102
2022/23 | 277.25 | 117.75 | 127
2022/23 | 277.75 | 117.75 | 112
2022/23 | 278.25 | 117.75 | 138
2022/23 | 278.75 | 117.75 | 112
2022/23 | 279.25 | 117.75 | 120
2022/23 | 279.75 | 117.75 | 116
2022/23 | 280.25 | 117.75 | 118
2022/23 | 280.75 | 117.75 | 119
2022/23 | 281.25 | 117.75 | 133
2022/23 | 281.75 | 117.75 | 140
2022/23 | 282.25 | 117.75 | 124
2022/23 | 282.75 | 117.75 | 134
2022/23 | 283.25 | 117.75 | 116
2022/23 | 283.75 | 117.75 | 107
2022/23 | 284.25 | 117.75 | 112
2022/23 | 284.75 | 117.75 | 115
2022/23 | 285.25 | 117.75 | 113
2022/23 | 285.75 | 117.75 | 146
2022/23 | 286.25 | 117.75 | 106
2022/23 | 286.75 | 117.75 | 115
2022/23 | 287.25 | 117.75 | 117
2022/23 | 287.75 | 117.75 | 114
2022/23 | 288.25 | 117.75 | 103
2022/23 | 288.75 | 117.75 | 105
2022/23 | 289.25 | 117.75 | 100
2022/23 | 289.75 | 117.75 | 123
2022/23 | 290.25 | 117.75 | 105
2022/23 | 290.75 | 117.75 | 117
2022/23 | 291.25 | 117.75 | 99
2022/23 | 291.75 | 117.75 | 116
2022/23 | 292.25 | 117.75 | 109
2022/23 | 292.75 | 117.75 | 116
2022/23 | 293.25 | 117.75 | 124
2022/23 | 293.75 | 117.75 | 124
2022/23 | 294.25 | 117.75 | 123
2022/23 | 294.75 | 117.75 | 109
2022/23 | 295.25 | 117.75 | 85
2022/23 | 295.75 | 117.75 | 100
2022/23 | 296.25 | 117.75 | 118
2022/23 | 296.75 | 117.75 | 109
2022/23 | 297.25 | 117.75 | 101
2022/23 | 297.75 | 117.75 | 116
2022/23 | 298.25 | 117.75 | 104
2022/23 | 298.75 | 117.75 | 111
2022/23 | 299.25 | 117.75 | 97
2022/23 | 299.75 | 117.75 | 120
2022/23 | 300.25 | 117.75 | 84
2022/23 | 300.75 | 117.75 | 94
2022/23 | 301.25 | 117.75 | 100
2022/23 | 301.75 | 117.75 | 77
2022/23 | 302.25 | 117.75 | 70
2022/23 | 302.75 | 117.75 | 97
2022/23 | 303.25 | 117.75 | 99
2022/23 | 303.75 | 117.75 | 97
2022/23 | 304.25 | 117.75 | 105
2022/23 | 304.75 | 117.75 | 92
2022/23 | 305.25 | 117.75 | 69
2022/23 | 305.75 | 117.75 | 94
2022/23 | 306.25 | 117.75 | 97
2022/23 | 306.75 | 117.75 | 110
2022/23 | 307.25 | 117.75 | 113
2022/23 | 307.75 | 117.75 | 96
2022/23 | 308.25 | 117.75 | 81
2022/23 | 308.75 | 117.75 | 77
2022/23 | 309.25 | 117.75 | 92
2022/23 | 309.75 | 117.75 | 86
2022/23 | 310.25 | 117.75 | 77
2022/23 | 310.75 | 117.75 | 97
2022/23 | 311.25 | 117.75 | 98
2022/23 | 311.75 | 117.75 | 91
2022/23 | 312.25 | 117.75 | 62
2022/23 | 312.75 | 117.75 | 74
2022/23 | 313.25 | 117.75 | 87
2022/23 | 313.75 | 117.75 | 66
2022/23 | 314.25 | 117.75 | 77
2022/23 | 314.75 | 117.75 | 78
2022/23 | 315.25 | 117.75 | 77
2022/23 | 315.75 | 117.75 | 83
2022/23 | 316.25 | 117.75 | 71
2022/23 | 316.75 | 117.75 | 65
2022/23 | 317.25 | 117.75 | 74
2022/23 | 317.75 | 117.75 | 60
2022/23 | 318.25 | 117.75 | 71
2022/23 | 318.75 | 117.75 | 62
2022/23 | 319.25 | 117.75 | 59
2022/23 | 319.75 | 117.75 | 73
2022/23 | 320.25 | 117.75 | 61
2022/23 | 320.75 | 117.75 | 70
2022/23 | 321.25 | 117.75 | 63
2022/23 | 321.75 | 117.75 | 46
2022/23 | 322.25 | 117.75 | 64
2022/23 | 322.75 | 117.75 | 60
2022/23 | 323.25 | 117.75 | 61
2022/23 | 323.75 | 117.75 | 74
2022/23 | 324.25 | 117.75 | 57
2022/23 | 324.75 | 117.75 | 54
2022/23 | 325.25 | 117.75 | 56
2022/23 | 325.75 | 117.75 | 52
2022/23 | 326.25 | 117.75 | 51
2022/23 | 326.75 | 117.75 | 57
2022/23 | 327.25 | 117.75 | 62
2022/23 | 327.75 | 117.75 | 51
2022/23 | 328.25 | 117.75 | 53
2022/23 | 328.75 | 117.75 | 49
2022/23 | 329.25 | 117.75 | 62
2022/23 | 329.75 | 117.75 | 38
2022/23 | 330.25 | 117.75 | 55
2022/23 | 330.75 | 117.75 | 39
2022/23 | 331.25 | 117.75 | 41
2022/23 | 331.75 | 117.75 | 46
2022/23 | 332.25 | 117.75 | 56
2022/23 | 332.75 | 117.75 | 35
2022/23 | 333.25 | 117.75 | 55
2022/23 | 333.75 | 117.75 | 43
2022/23 | 334.25 | 117.75 | 47
2022/23 | 334.75 | 117.75 | 38
2022/23 | 335.25 | 117.75 | 38
2022/23 | 335.75 | 117.75 | 46
2022/23 | 336.25 | 117.75 | 44
2022/23 | 336.75 | 117.75 | 39
2022/23 | 337.25 | 117.75 | 42
2022/23 | 337.75 | 117.75 | 35
2022/23 | 338.25 | 117.75 | 48
2022/23 | 338.75 | 117.75 | 28
2022/23 | 339.25 | 117.75 | 33
2022/23 | 339.75 | 117.75 | 35
2022/23 | 340.25 | 117.75 | 45
2022/23 | 340.75 | 117.75 | 32
2022/23 | 341.25 | 117.75 | 34
2022/23 | 341.75 | 117.75 | 38
2022/23 | 342.25 | 117.75 | 46
2022/23 | 342.75 | 117.75 | 28
2022/23 | 343.25 | 117.75 | 39
2022/23 | 343.75 | 117.75 | 30
2022/23 | 344.25 | 117.75 | 22
2022/23 | 344.75 | 117.75 | 18
2022/23 | 345.25 | 117.75 | 19
2022/23 | 345.75 | 117.75 | 31
2022/23 | 346.25 | 117.75 | 28
2022/23 | 346.75 | 117.75 | 32
2022/23 | 347.25 | 117.75 | 31
2022/23 | 347.75 | 117.75 | 22
2022/23 | 348.25 | 117.75 | 31
2022/23 | 348.75 | 117.75 | 14
2022/23 | 349.25 | 117.75 | 25
2022/23 | 349.75 | 117.75 | 25
2022/23 | 350.25 | 117.75 | 18
2022/23 | 350.75 | 117.75 | 20
2022/23 | 351.25 | 117.75 | 19
2022/23 | 351.75 | 117.75 | 14
2022/23 | 352.25 | 117.75 | 21
2022/23 | 352.75 | 117.75 | 17
2022/23 | 353.25 | 117.75 | 22
2022/23 | 353.75 | 117.75 | 26
2022/23 | 354.25 | 117.75 | 18
2022/23 | 354.75 | 117.75 | 17
2022/23 | 355.25 | 117.75 | 19
2022/23 | 355.75 | 117.75 | 16
2022/23 | 356.25 | 117.75 | 17
2022/23 | 356.75 | 117.75 | 20
2022/23 | 357.25 | 117.75 | 19
2022/23 | 357.75 | 117.75 | 11
2022/23 | 358.25 | 117.75 | 13
2022/23 | 358.75 | 117.75 | 4
2022/23 | 359.25 | 117.75 | 22
2022/23 | 359.75 | 117.75 | 11
2022/23 | 360.25 | 117.75 | 11
2022/23 | 360.75 | 117.75 | 15
2022/23 | 361.25 | 117.75 | 22
2022/23 | 361.75 | 117.75 | 11
2022/23 | 362.25 | 117.75 | 14
2022/23 | 362.75 | 117.75 | 13
2022/23 | 363.25 | 117.75 | 17
2022/23 | 363.75 | 117.75 | 16
2022/23 | 364.25 | 117.75 | 9
2022/23 | 364.75 | 117.75 | 10
2022/23 | 365.25 | 117.75 | 9
2022/23 | 365.75 | 117.75 | 12
2022/23 | 366.25 | 117.75 | 5
2022/23 | 366.75 | 117.75 | 17
2022/23 | 367.25 | 117.75 | 16
2022/23 | 367.75 | 117.75 | 14
2022/23 | 368.25 | 117.75 | 11
2022/23 | 368.75 | 117.75 | 6
2022/23 | 369.25 | 117.75 | 17
2022/23 | 369.75 | 117.75 | 11
2022/23 | 370.25 | 117.75 | 5
2022/23 | 370.75 | 117.75 | 6
2022/23 | 371.25 | 117.75 | 13
2022/23 | 371.75 | 117.75 | 13
2022/23 | 372.25 | 117.75 | 8
2022/23 | 372.75 | 117.75 | 8
2022/23 | 373.25 | 117.75 | 5
2022/23 | 373.75 | 117.75 | 9
2022/23 | 374.25 | 117.75 | 5
2022/23 | 374.75 | 117.75 | 6
2022/23 | 375.25 | 117.75 | 4
2022/23 | 375.75 | 117.75 | 11
2022/23 | 376.25 | 117.75 | 4
2022/23 | 376.75 | 117.75 | 7
2022/23 | 377.25 | 117.75 | 3
2022/23 | 377.75 | 117.75 | 6
2022/23 | 378.25 | 117.75 | 10
2022/23 | 378.75 | 117.75 | 6
2022/23 | 379.25 | 117.75 | 11
2022/23 | 379.75 | 117.75 | 5
2022/23 | 380.25 | 117.75 | 5
2022/23 | 380.75 | 117.75 | 1
2022/23 | 381.25 | 117.75 | 6
2022/23 | 381.75 | 117.75 | 4
2022/23 | 382.25 | 117.75 | 8
2022/23 | 382.75 | 117.75 | 5
2022/23 | 383.25 | 117.75 | 6
2022/23 | 383.75 | 117.75 | 5
2022/23 | 384.75 | 117.75 | 6
2022/23 | 385.25 | 117.75 | 6
2022/23 | 385.75 | 117.75 | 2
2022/23 | 386.25 | 117.75 | 4
2022/23 | 386.75 | 117.75 | 3
2022/23 | 387.25 | 117.75 | 7
2022/23 | 387.75 | 117.75 | 4
2022/23 | 388.25 | 117.75 | 4
2022/23 | 388.75 | 117.75 | 5
2022/23 | 389.25 | 117.75 | 3
2022/23 | 389.75 | 117.75 | 4
2022/23 | 390.25 | 117.75 | 5
2022/23 | 390.75 | 117.75 | 5
2022/23 | 391.25 | 117.75 | 4
2022/23 | 391.75 | 117.75 | 1
2022/23 | 392.25 | 117.75 | 4
2022/23 | 392.75 | 117.75 | 2
2022/23 | 393.25 | 117.75 | 6
2022/23 | 393.75 | 117.75 | 1
2022/23 | 394.25 | 117.75 | 1
2022/23 | 394.75 | 117.75 | 2
2022/23 | 395.25 | 117.75 | 4
2022/23 | 395.75 | 117.75 | 2
2022/23 | 396.25 | 117.75 | 3
2022/23 | 396.75 | 117.75 | 2
2022/23 | 397.25 | 117.75 | 2
2022/23 | 397.75 | 117.75 | 4
2022/23 | 398.25 | 117.75 | 5
2022/23 | 399.25 | 117.75 | 1
2022/23 | 399.75 | 117.75 | 4
2022/23 | 400.25 | 117.75 | 1
2022/23 | 401.25 | 117.75 | 2
2022/23 | 401.75 | 117.75 | 3
2022/23 | 402.25 | 117.75 | 3
2022/23 | 403.25 | 117.75 | 1
2022/23 | 403.75 | 117.75 | 3
2022/23 | 404.25 | 117.75 | 1
2022/23 | 404.75 | 117.75 | 1
2022/23 | 405.25 | 117.75 | 2
2022/23 | 405.75 | 117.75 | 1
2022/23 | 406.25 | 117.75 | 3
2022/23 | 406.75 | 117.75 | 2
2022/23 | 407.25 | 117.75 | 1
2022/23 | 408.25 | 117.75 | 2
2022/23 | 408.75 | 117.75 | 1
2022/23 | 409.75 | 117.75 | 1
2022/23 | 410.75 | 117.75 | 2
2022/23 | 413.25 | 117.75 | 2
2022/23 | 413.75 | 117.75 | 1
2022/23 | 414.25 | 117.75 | 2
2022/23 | 414.75 | 117.75 | 1
2022/23 | 415.25 | 117.75 | 1
2022/23 | 416.25 | 117.75 | 2
2022/23 | 416.75 | 117.75 | 1
2022/23 | 419.75 | 117.75 | 1
2022/23 | 420.75 | 117.75 | 1
2022/23 | 421.75 | 117.75 | 1
2022/23 | 423.25 | 117.75 | 1
2022/23 | 424.25 | 117.75 | 1
2022/23 | 425.25 | 117.75 | 1
2022/23 | 427.75 | 117.75 | 1
2022/23 | 428.75 | 117.75 | 1
2022/23 | 433.75 | 117.75 | 1
2022/23 | 434.25 | 117.75 | 1
2022/23 | 438.25 | 117.75 | 1
2022/23 | 439.75 | 117.75 | 1
2022/23 | 441.75 | 117.75 | 1
2022/23 | 444.75 | 117.75 | 1
2022/23 | 493.75 | 117.75 | 1
2022/23 | 173.75 | 118.25 | 1
2022/23 | 177.25 | 118.25 | 2
2022/23 | 177.75 | 118.25 | 1
2022/23 | 179.75 | 118.25 | 3
2022/23 | 181.25 | 118.25 | 1
2022/23 | 181.75 | 118.25 | 1
2022/23 | 182.75 | 118.25 | 1
2022/23 | 183.25 | 118.25 | 2
2022/23 | 184.25 | 118.25 | 2
2022/23 | 184.75 | 118.25 | 2
2022/23 | 186.25 | 118.25 | 2
2022/23 | 187.75 | 118.25 | 1
2022/23 | 188.25 | 118.25 | 3
2022/23 | 188.75 | 118.25 | 1
2022/23 | 189.75 | 118.25 | 4
2022/23 | 190.25 | 118.25 | 1
2022/23 | 190.75 | 118.25 | 3
2022/23 | 191.25 | 118.25 | 4
2022/23 | 191.75 | 118.25 | 3
2022/23 | 192.25 | 118.25 | 5
2022/23 | 192.75 | 118.25 | 1
2022/23 | 193.25 | 118.25 | 2
2022/23 | 193.75 | 118.25 | 1
2022/23 | 194.25 | 118.25 | 1
2022/23 | 194.75 | 118.25 | 3
2022/23 | 195.25 | 118.25 | 4
2022/23 | 195.75 | 118.25 | 3
2022/23 | 196.25 | 118.25 | 1
2022/23 | 196.75 | 118.25 | 3
2022/23 | 197.25 | 118.25 | 5
2022/23 | 198.25 | 118.25 | 7
2022/23 | 198.75 | 118.25 | 5
2022/23 | 199.25 | 118.25 | 9
2022/23 | 199.75 | 118.25 | 3
2022/23 | 200.25 | 118.25 | 2
2022/23 | 200.75 | 118.25 | 5
2022/23 | 201.25 | 118.25 | 2
2022/23 | 201.75 | 118.25 | 3
2022/23 | 202.25 | 118.25 | 2
2022/23 | 202.75 | 118.25 | 5
2022/23 | 203.25 | 118.25 | 6
2022/23 | 203.75 | 118.25 | 9
2022/23 | 204.25 | 118.25 | 3
2022/23 | 204.75 | 118.25 | 7
2022/23 | 205.25 | 118.25 | 7
2022/23 | 205.75 | 118.25 | 4
2022/23 | 206.25 | 118.25 | 3
2022/23 | 206.75 | 118.25 | 14
2022/23 | 207.25 | 118.25 | 7
2022/23 | 207.75 | 118.25 | 6
2022/23 | 208.25 | 118.25 | 10
2022/23 | 208.75 | 118.25 | 6
2022/23 | 209.25 | 118.25 | 8
2022/23 | 209.75 | 118.25 | 3
2022/23 | 210.25 | 118.25 | 8
2022/23 | 210.75 | 118.25 | 7
2022/23 | 211.25 | 118.25 | 15
2022/23 | 211.75 | 118.25 | 11
2022/23 | 212.25 | 118.25 | 12
2022/23 | 212.75 | 118.25 | 12
2022/23 | 213.25 | 118.25 | 11
2022/23 | 213.75 | 118.25 | 13
2022/23 | 214.25 | 118.25 | 16
2022/23 | 214.75 | 118.25 | 7
2022/23 | 215.25 | 118.25 | 19
2022/23 | 215.75 | 118.25 | 18
2022/23 | 216.25 | 118.25 | 12
2022/23 | 216.75 | 118.25 | 12
2022/23 | 217.25 | 118.25 | 29
2022/23 | 217.75 | 118.25 | 20
2022/23 | 218.25 | 118.25 | 18
2022/23 | 218.75 | 118.25 | 21
2022/23 | 219.25 | 118.25 | 25
2022/23 | 219.75 | 118.25 | 22
2022/23 | 220.25 | 118.25 | 21
2022/23 | 220.75 | 118.25 | 21
2022/23 | 221.25 | 118.25 | 34
2022/23 | 221.75 | 118.25 | 23
2022/23 | 222.25 | 118.25 | 25
2022/23 | 222.75 | 118.25 | 35
2022/23 | 223.25 | 118.25 | 24
2022/23 | 223.75 | 118.25 | 31
2022/23 | 224.25 | 118.25 | 24
2022/23 | 224.75 | 118.25 | 38
2022/23 | 225.25 | 118.25 | 45
2022/23 | 225.75 | 118.25 | 37
2022/23 | 226.25 | 118.25 | 42
2022/23 | 226.75 | 118.25 | 45
2022/23 | 227.25 | 118.25 | 37
2022/23 | 227.75 | 118.25 | 47
2022/23 | 228.25 | 118.25 | 30
2022/23 | 228.75 | 118.25 | 44
2022/23 | 229.25 | 118.25 | 57
2022/23 | 229.75 | 118.25 | 46
2022/23 | 230.25 | 118.25 | 38
2022/23 | 230.75 | 118.25 | 31
2022/23 | 231.25 | 118.25 | 48
2022/23 | 231.75 | 118.25 | 61
2022/23 | 232.25 | 118.25 | 64
2022/23 | 232.75 | 118.25 | 44
2022/23 | 233.25 | 118.25 | 52
2022/23 | 233.75 | 118.25 | 55
2022/23 | 234.25 | 118.25 | 64
2022/23 | 234.75 | 118.25 | 61
2022/23 | 235.25 | 118.25 | 50
2022/23 | 235.75 | 118.25 | 58
2022/23 | 236.25 | 118.25 | 63
2022/23 | 236.75 | 118.25 | 70
2022/23 | 237.25 | 118.25 | 56
2022/23 | 237.75 | 118.25 | 87
2022/23 | 238.25 | 118.25 | 72
2022/23 | 238.75 | 118.25 | 64
2022/23 | 239.25 | 118.25 | 68
2022/23 | 239.75 | 118.25 | 75
2022/23 | 240.25 | 118.25 | 70
2022/23 | 240.75 | 118.25 | 71
2022/23 | 241.25 | 118.25 | 81
2022/23 | 241.75 | 118.25 | 67
2022/23 | 242.25 | 118.25 | 73
2022/23 | 242.75 | 118.25 | 66
2022/23 | 243.25 | 118.25 | 95
2022/23 | 243.75 | 118.25 | 75
2022/23 | 244.25 | 118.25 | 74
2022/23 | 244.75 | 118.25 | 88
2022/23 | 245.25 | 118.25 | 75
2022/23 | 245.75 | 118.25 | 71
2022/23 | 246.25 | 118.25 | 90
2022/23 | 246.75 | 118.25 | 64
2022/23 | 247.25 | 118.25 | 89
2022/23 | 247.75 | 118.25 | 80
2022/23 | 248.25 | 118.25 | 78
2022/23 | 248.75 | 118.25 | 89
2022/23 | 249.25 | 118.25 | 103
2022/23 | 249.75 | 118.25 | 76
2022/23 | 250.25 | 118.25 | 94
2022/23 | 250.75 | 118.25 | 77
2022/23 | 251.25 | 118.25 | 81
2022/23 | 251.75 | 118.25 | 102
2022/23 | 252.25 | 118.25 | 97
2022/23 | 252.75 | 118.25 | 98
2022/23 | 253.25 | 118.25 | 89
2022/23 | 253.75 | 118.25 | 111
2022/23 | 254.25 | 118.25 | 89
2022/23 | 254.75 | 118.25 | 98
2022/23 | 255.25 | 118.25 | 94
2022/23 | 255.75 | 118.25 | 109
2022/23 | 256.25 | 118.25 | 107
2022/23 | 256.75 | 118.25 | 95
2022/23 | 257.25 | 118.25 | 91
2022/23 | 257.75 | 118.25 | 96
2022/23 | 258.25 | 118.25 | 102
2022/23 | 258.75 | 118.25 | 114
2022/23 | 259.25 | 118.25 | 97
2022/23 | 259.75 | 118.25 | 111
2022/23 | 260.25 | 118.25 | 94
2022/23 | 260.75 | 118.25 | 96
2022/23 | 261.25 | 118.25 | 121
2022/23 | 261.75 | 118.25 | 106
2022/23 | 262.25 | 118.25 | 106
2022/23 | 262.75 | 118.25 | 115
2022/23 | 263.25 | 118.25 | 106
2022/23 | 263.75 | 118.25 | 109
2022/23 | 264.25 | 118.25 | 103
2022/23 | 264.75 | 118.25 | 94
2022/23 | 265.25 | 118.25 | 107
2022/23 | 265.75 | 118.25 | 106
2022/23 | 266.25 | 118.25 | 91
2022/23 | 266.75 | 118.25 | 123
2022/23 | 267.25 | 118.25 | 122
2022/23 | 267.75 | 118.25 | 117
2022/23 | 268.25 | 118.25 | 120
2022/23 | 268.75 | 118.25 | 126
2022/23 | 269.25 | 118.25 | 112
2022/23 | 269.75 | 118.25 | 101
2022/23 | 270.25 | 118.25 | 127
2022/23 | 270.75 | 118.25 | 149
2022/23 | 271.25 | 118.25 | 115
2022/23 | 271.75 | 118.25 | 105
2022/23 | 272.25 | 118.25 | 110
2022/23 | 272.75 | 118.25 | 121
2022/23 | 273.25 | 118.25 | 116
2022/23 | 273.75 | 118.25 | 102
2022/23 | 274.25 | 118.25 | 113
2022/23 | 274.75 | 118.25 | 105
2022/23 | 275.25 | 118.25 | 126
2022/23 | 275.75 | 118.25 | 125
2022/23 | 276.25 | 118.25 | 118
2022/23 | 276.75 | 118.25 | 106
2022/23 | 277.25 | 118.25 | 118
2022/23 | 277.75 | 118.25 | 123
2022/23 | 278.25 | 118.25 | 101
2022/23 | 278.75 | 118.25 | 119
2022/23 | 279.25 | 118.25 | 116
2022/23 | 279.75 | 118.25 | 105
2022/23 | 280.25 | 118.25 | 117
2022/23 | 280.75 | 118.25 | 122
2022/23 | 281.25 | 118.25 | 129
2022/23 | 281.75 | 118.25 | 120
2022/23 | 282.25 | 118.25 | 126
2022/23 | 282.75 | 118.25 | 124
2022/23 | 283.25 | 118.25 | 132
2022/23 | 283.75 | 118.25 | 105
2022/23 | 284.25 | 118.25 | 103
2022/23 | 284.75 | 118.25 | 122
2022/23 | 285.25 | 118.25 | 125
2022/23 | 285.75 | 118.25 | 129
2022/23 | 286.25 | 118.25 | 120
2022/23 | 286.75 | 118.25 | 127
2022/23 | 287.25 | 118.25 | 124
2022/23 | 287.75 | 118.25 | 116
2022/23 | 288.25 | 118.25 | 129
2022/23 | 288.75 | 118.25 | 113
2022/23 | 289.25 | 118.25 | 113
2022/23 | 289.75 | 118.25 | 105
2022/23 | 290.25 | 118.25 | 127
2022/23 | 290.75 | 118.25 | 111
2022/23 | 291.25 | 118.25 | 102
2022/23 | 291.75 | 118.25 | 126
2022/23 | 292.25 | 118.25 | 124
2022/23 | 292.75 | 118.25 | 96
2022/23 | 293.25 | 118.25 | 115
2022/23 | 293.75 | 118.25 | 119
2022/23 | 294.25 | 118.25 | 103
2022/23 | 294.75 | 118.25 | 107
2022/23 | 295.25 | 118.25 | 93
2022/23 | 295.75 | 118.25 | 124
2022/23 | 296.25 | 118.25 | 96
2022/23 | 296.75 | 118.25 | 106
2022/23 | 297.25 | 118.25 | 106
2022/23 | 297.75 | 118.25 | 89
2022/23 | 298.25 | 118.25 | 113
2022/23 | 298.75 | 118.25 | 89
2022/23 | 299.25 | 118.25 | 107
2022/23 | 299.75 | 118.25 | 108
2022/23 | 300.25 | 118.25 | 95
2022/23 | 300.75 | 118.25 | 92
2022/23 | 301.25 | 118.25 | 101
2022/23 | 301.75 | 118.25 | 105
2022/23 | 302.25 | 118.25 | 87
2022/23 | 302.75 | 118.25 | 98
2022/23 | 303.25 | 118.25 | 99
2022/23 | 303.75 | 118.25 | 92
2022/23 | 304.25 | 118.25 | 92
2022/23 | 304.75 | 118.25 | 87
2022/23 | 305.25 | 118.25 | 91
2022/23 | 305.75 | 118.25 | 97
2022/23 | 306.25 | 118.25 | 83
2022/23 | 306.75 | 118.25 | 96
2022/23 | 307.25 | 118.25 | 93
2022/23 | 307.75 | 118.25 | 93
2022/23 | 308.25 | 118.25 | 92
2022/23 | 308.75 | 118.25 | 80
2022/23 | 309.25 | 118.25 | 81
2022/23 | 309.75 | 118.25 | 80
2022/23 | 310.25 | 118.25 | 73
2022/23 | 310.75 | 118.25 | 91
2022/23 | 311.25 | 118.25 | 80
2022/23 | 311.75 | 118.25 | 67
2022/23 | 312.25 | 118.25 | 88
2022/23 | 312.75 | 118.25 | 71
2022/23 | 313.25 | 118.25 | 93
2022/23 | 313.75 | 118.25 | 100
2022/23 | 314.25 | 118.25 | 74
2022/23 | 314.75 | 118.25 | 76
2022/23 | 315.25 | 118.25 | 62
2022/23 | 315.75 | 118.25 | 74
2022/23 | 316.25 | 118.25 | 75
2022/23 | 316.75 | 118.25 | 76
2022/23 | 317.25 | 118.25 | 62
2022/23 | 317.75 | 118.25 | 57
2022/23 | 318.25 | 118.25 | 78
2022/23 | 318.75 | 118.25 | 65
2022/23 | 319.25 | 118.25 | 52
2022/23 | 319.75 | 118.25 | 60
2022/23 | 320.25 | 118.25 | 61
2022/23 | 320.75 | 118.25 | 63
2022/23 | 321.25 | 118.25 | 70
2022/23 | 321.75 | 118.25 | 69
2022/23 | 322.25 | 118.25 | 72
2022/23 | 322.75 | 118.25 | 53
2022/23 | 323.25 | 118.25 | 59
2022/23 | 323.75 | 118.25 | 57
2022/23 | 324.25 | 118.25 | 61
2022/23 | 324.75 | 118.25 | 50
2022/23 | 325.25 | 118.25 | 61
2022/23 | 325.75 | 118.25 | 49
2022/23 | 326.25 | 118.25 | 63
2022/23 | 326.75 | 118.25 | 50
2022/23 | 327.25 | 118.25 | 65
2022/23 | 327.75 | 118.25 | 39
2022/23 | 328.25 | 118.25 | 61
2022/23 | 328.75 | 118.25 | 40
2022/23 | 329.25 | 118.25 | 63
2022/23 | 329.75 | 118.25 | 49
2022/23 | 330.25 | 118.25 | 50
2022/23 | 330.75 | 118.25 | 52
2022/23 | 331.25 | 118.25 | 48
2022/23 | 331.75 | 118.25 | 47
2022/23 | 332.25 | 118.25 | 35
2022/23 | 332.75 | 118.25 | 48
2022/23 | 333.25 | 118.25 | 36
2022/23 | 333.75 | 118.25 | 44
2022/23 | 334.25 | 118.25 | 42
2022/23 | 334.75 | 118.25 | 65
2022/23 | 335.25 | 118.25 | 52
2022/23 | 335.75 | 118.25 | 41
2022/23 | 336.25 | 118.25 | 49
2022/23 | 336.75 | 118.25 | 39
2022/23 | 337.25 | 118.25 | 43
2022/23 | 337.75 | 118.25 | 45
2022/23 | 338.25 | 118.25 | 41
2022/23 | 338.75 | 118.25 | 41
2022/23 | 339.25 | 118.25 | 41
2022/23 | 339.75 | 118.25 | 30
2022/23 | 340.25 | 118.25 | 40
2022/23 | 340.75 | 118.25 | 32
2022/23 | 341.25 | 118.25 | 38
2022/23 | 341.75 | 118.25 | 35
2022/23 | 342.25 | 118.25 | 34
2022/23 | 342.75 | 118.25 | 37
2022/23 | 343.25 | 118.25 | 40
2022/23 | 343.75 | 118.25 | 32
2022/23 | 344.25 | 118.25 | 26
2022/23 | 344.75 | 118.25 | 35
2022/23 | 345.25 | 118.25 | 34
2022/23 | 345.75 | 118.25 | 37
2022/23 | 346.25 | 118.25 | 24
2022/23 | 346.75 | 118.25 | 27
2022/23 | 347.25 | 118.25 | 20
2022/23 | 347.75 | 118.25 | 31
2022/23 | 348.25 | 118.25 | 23
2022/23 | 348.75 | 118.25 | 30
2022/23 | 349.25 | 118.25 | 24
2022/23 | 349.75 | 118.25 | 29
2022/23 | 350.25 | 118.25 | 19
2022/23 | 350.75 | 118.25 | 24
2022/23 | 351.25 | 118.25 | 33
2022/23 | 351.75 | 118.25 | 26
2022/23 | 352.25 | 118.25 | 27
2022/23 | 352.75 | 118.25 | 27
2022/23 | 353.25 | 118.25 | 15
2022/23 | 353.75 | 118.25 | 12
2022/23 | 354.25 | 118.25 | 27
2022/23 | 354.75 | 118.25 | 26
2022/23 | 355.25 | 118.25 | 23
2022/23 | 355.75 | 118.25 | 14
2022/23 | 356.25 | 118.25 | 17
2022/23 | 356.75 | 118.25 | 17
2022/23 | 357.25 | 118.25 | 17
2022/23 | 357.75 | 118.25 | 25
2022/23 | 358.25 | 118.25 | 21
2022/23 | 358.75 | 118.25 | 15
2022/23 | 359.25 | 118.25 | 22
2022/23 | 359.75 | 118.25 | 18
2022/23 | 360.25 | 118.25 | 23
2022/23 | 360.75 | 118.25 | 10
2022/23 | 361.25 | 118.25 | 14
2022/23 | 361.75 | 118.25 | 14
2022/23 | 362.25 | 118.25 | 17
2022/23 | 362.75 | 118.25 | 21
2022/23 | 363.25 | 118.25 | 7
2022/23 | 363.75 | 118.25 | 10
2022/23 | 364.25 | 118.25 | 12
2022/23 | 364.75 | 118.25 | 16
2022/23 | 365.25 | 118.25 | 16
2022/23 | 365.75 | 118.25 | 10
2022/23 | 366.25 | 118.25 | 15
2022/23 | 366.75 | 118.25 | 9
2022/23 | 367.25 | 118.25 | 11
2022/23 | 367.75 | 118.25 | 11
2022/23 | 368.25 | 118.25 | 8
2022/23 | 368.75 | 118.25 | 8
2022/23 | 369.25 | 118.25 | 8
2022/23 | 369.75 | 118.25 | 14
2022/23 | 370.25 | 118.25 | 10
2022/23 | 370.75 | 118.25 | 4
2022/23 | 371.25 | 118.25 | 9
2022/23 | 371.75 | 118.25 | 11
2022/23 | 372.25 | 118.25 | 12
2022/23 | 372.75 | 118.25 | 15
2022/23 | 373.25 | 118.25 | 4
2022/23 | 373.75 | 118.25 | 5
2022/23 | 374.25 | 118.25 | 7
2022/23 | 374.75 | 118.25 | 6
2022/23 | 375.25 | 118.25 | 6
2022/23 | 375.75 | 118.25 | 5
2022/23 | 376.25 | 118.25 | 3
2022/23 | 376.75 | 118.25 | 7
2022/23 | 377.25 | 118.25 | 5
2022/23 | 377.75 | 118.25 | 9
2022/23 | 378.25 | 118.25 | 5
2022/23 | 378.75 | 118.25 | 4
2022/23 | 379.25 | 118.25 | 6
2022/23 | 379.75 | 118.25 | 7
2022/23 | 380.25 | 118.25 | 6
2022/23 | 380.75 | 118.25 | 4
2022/23 | 381.25 | 118.25 | 3
2022/23 | 381.75 | 118.25 | 4
2022/23 | 382.25 | 118.25 | 8
2022/23 | 382.75 | 118.25 | 7
2022/23 | 383.25 | 118.25 | 3
2022/23 | 383.75 | 118.25 | 4
2022/23 | 384.25 | 118.25 | 7
2022/23 | 384.75 | 118.25 | 8
2022/23 | 385.25 | 118.25 | 5
2022/23 | 385.75 | 118.25 | 4
2022/23 | 386.25 | 118.25 | 5
2022/23 | 386.75 | 118.25 | 8
2022/23 | 387.25 | 118.25 | 2
2022/23 | 387.75 | 118.25 | 2
2022/23 | 388.25 | 118.25 | 2
2022/23 | 388.75 | 118.25 | 1
2022/23 | 389.25 | 118.25 | 5
2022/23 | 389.75 | 118.25 | 2
2022/23 | 390.25 | 118.25 | 4
2022/23 | 390.75 | 118.25 | 3
2022/23 | 391.25 | 118.25 | 4
2022/23 | 391.75 | 118.25 | 3
2022/23 | 392.25 | 118.25 | 1
2022/23 | 392.75 | 118.25 | 5
2022/23 | 393.25 | 118.25 | 3
2022/23 | 393.75 | 118.25 | 7
2022/23 | 394.25 | 118.25 | 4
2022/23 | 394.75 | 118.25 | 2
2022/23 | 395.25 | 118.25 | 5
2022/23 | 395.75 | 118.25 | 2
2022/23 | 396.25 | 118.25 | 3
2022/23 | 396.75 | 118.25 | 5
2022/23 | 397.75 | 118.25 | 1
2022/23 | 398.25 | 118.25 | 5
2022/23 | 398.75 | 118.25 | 4
2022/23 | 399.25 | 118.25 | 2
2022/23 | 399.75 | 118.25 | 2
2022/23 | 400.25 | 118.25 | 3
2022/23 | 401.25 | 118.25 | 3
2022/23 | 401.75 | 118.25 | 3
2022/23 | 402.25 | 118.25 | 2
2022/23 | 402.75 | 118.25 | 2
2022/23 | 403.25 | 118.25 | 3
2022/23 | 403.75 | 118.25 | 1
2022/23 | 404.25 | 118.25 | 1
2022/23 | 405.25 | 118.25 | 1
2022/23 | 405.75 | 118.25 | 1
2022/23 | 406.25 | 118.25 | 3
2022/23 | 407.25 | 118.25 | 2
2022/23 | 408.25 | 118.25 | 2
2022/23 | 409.25 | 118.25 | 1
2022/23 | 410.25 | 118.25 | 3
2022/23 | 411.25 | 118.25 | 2
2022/23 | 413.25 | 118.25 | 1
2022/23 | 413.75 | 118.25 | 1
2022/23 | 414.25 | 118.25 | 1
2022/23 | 415.25 | 118.25 | 1
2022/23 | 415.75 | 118.25 | 1
2022/23 | 416.25 | 118.25 | 2
2022/23 | 417.25 | 118.25 | 2
2022/23 | 419.25 | 118.25 | 1
2022/23 | 419.75 | 118.25 | 1
2022/23 | 420.75 | 118.25 | 1
2022/23 | 421.75 | 118.25 | 1
2022/23 | 422.25 | 118.25 | 1
2022/23 | 423.25 | 118.25 | 1
2022/23 | 427.25 | 118.25 | 1
2022/23 | 427.75 | 118.25 | 1
2022/23 | 431.25 | 118.25 | 1
2022/23 | 432.75 | 118.25 | 1
2022/23 | 433.75 | 118.25 | 2
2022/23 | 434.25 | 118.25 | 1
2022/23 | 435.25 | 118.25 | 1
2022/23 | 441.75 | 118.25 | 1
2022/23 | 442.25 | 118.25 | 1
2022/23 | 443.25 | 118.25 | 1
2022/23 | 443.75 | 118.25 | 1
2022/23 | 452.75 | 118.25 | 1
2022/23 | 459.25 | 118.25 | 1
2022/23 | 470.25 | 118.25 | 1
2022/23 | 484.25 | 118.25 | 1
2022/23 | 168.25 | 118.75 | 1
2022/23 | 177.75 | 118.75 | 2
2022/23 | 178.75 | 118.75 | 2
2022/23 | 180.25 | 118.75 | 1
2022/23 | 182.75 | 118.75 | 1
2022/23 | 183.75 | 118.75 | 1
2022/23 | 184.25 | 118.75 | 4
2022/23 | 184.75 | 118.75 | 1
2022/23 | 185.25 | 118.75 | 1
2022/23 | 185.75 | 118.75 | 1
2022/23 | 186.25 | 118.75 | 2
2022/23 | 187.25 | 118.75 | 1
2022/23 | 187.75 | 118.75 | 2
2022/23 | 188.25 | 118.75 | 2
2022/23 | 188.75 | 118.75 | 3
2022/23 | 189.25 | 118.75 | 3
2022/23 | 189.75 | 118.75 | 1
2022/23 | 190.25 | 118.75 | 1
2022/23 | 190.75 | 118.75 | 2
2022/23 | 191.25 | 118.75 | 1
2022/23 | 191.75 | 118.75 | 4
2022/23 | 192.75 | 118.75 | 3
2022/23 | 193.25 | 118.75 | 3
2022/23 | 194.25 | 118.75 | 1
2022/23 | 194.75 | 118.75 | 4
2022/23 | 195.25 | 118.75 | 2
2022/23 | 196.25 | 118.75 | 2
2022/23 | 196.75 | 118.75 | 5
2022/23 | 197.25 | 118.75 | 5
2022/23 | 197.75 | 118.75 | 1
2022/23 | 198.25 | 118.75 | 3
2022/23 | 198.75 | 118.75 | 3
2022/23 | 199.25 | 118.75 | 4
2022/23 | 199.75 | 118.75 | 1
2022/23 | 200.25 | 118.75 | 3
2022/23 | 200.75 | 118.75 | 9
2022/23 | 201.25 | 118.75 | 1
2022/23 | 201.75 | 118.75 | 3
2022/23 | 202.25 | 118.75 | 4
2022/23 | 202.75 | 118.75 | 3
2022/23 | 203.25 | 118.75 | 5
2022/23 | 203.75 | 118.75 | 6
2022/23 | 204.25 | 118.75 | 5
2022/23 | 204.75 | 118.75 | 9
2022/23 | 205.25 | 118.75 | 5
2022/23 | 205.75 | 118.75 | 4
2022/23 | 206.25 | 118.75 | 4
2022/23 | 206.75 | 118.75 | 5
2022/23 | 207.25 | 118.75 | 4
2022/23 | 207.75 | 118.75 | 4
2022/23 | 208.25 | 118.75 | 4
2022/23 | 208.75 | 118.75 | 12
2022/23 | 209.25 | 118.75 | 5
2022/23 | 209.75 | 118.75 | 6
2022/23 | 210.25 | 118.75 | 6
2022/23 | 210.75 | 118.75 | 10
2022/23 | 211.25 | 118.75 | 13
2022/23 | 211.75 | 118.75 | 6
2022/23 | 212.25 | 118.75 | 13
2022/23 | 212.75 | 118.75 | 6
2022/23 | 213.25 | 118.75 | 14
2022/23 | 213.75 | 118.75 | 7
2022/23 | 214.25 | 118.75 | 10
2022/23 | 214.75 | 118.75 | 13
2022/23 | 215.25 | 118.75 | 19
2022/23 | 215.75 | 118.75 | 12
2022/23 | 216.25 | 118.75 | 13
2022/23 | 216.75 | 118.75 | 11
2022/23 | 217.25 | 118.75 | 17
2022/23 | 217.75 | 118.75 | 15
2022/23 | 218.25 | 118.75 | 13
2022/23 | 218.75 | 118.75 | 26
2022/23 | 219.25 | 118.75 | 16
2022/23 | 219.75 | 118.75 | 16
2022/23 | 220.25 | 118.75 | 29
2022/23 | 220.75 | 118.75 | 21
2022/23 | 221.25 | 118.75 | 13
2022/23 | 221.75 | 118.75 | 24
2022/23 | 222.25 | 118.75 | 30
2022/23 | 222.75 | 118.75 | 30
2022/23 | 223.25 | 118.75 | 23
2022/23 | 223.75 | 118.75 | 21
2022/23 | 224.25 | 118.75 | 25
2022/23 | 224.75 | 118.75 | 24
2022/23 | 225.25 | 118.75 | 36
2022/23 | 225.75 | 118.75 | 30
2022/23 | 226.25 | 118.75 | 31
2022/23 | 226.75 | 118.75 | 29
2022/23 | 227.25 | 118.75 | 43
2022/23 | 227.75 | 118.75 | 32
2022/23 | 228.25 | 118.75 | 39
2022/23 | 228.75 | 118.75 | 47
2022/23 | 229.25 | 118.75 | 45
2022/23 | 229.75 | 118.75 | 49
2022/23 | 230.25 | 118.75 | 57
2022/23 | 230.75 | 118.75 | 29
2022/23 | 231.25 | 118.75 | 47
2022/23 | 231.75 | 118.75 | 50
2022/23 | 232.25 | 118.75 | 31
2022/23 | 232.75 | 118.75 | 50
2022/23 | 233.25 | 118.75 | 46
2022/23 | 233.75 | 118.75 | 57
2022/23 | 234.25 | 118.75 | 48
2022/23 | 234.75 | 118.75 | 48
2022/23 | 235.25 | 118.75 | 47
2022/23 | 235.75 | 118.75 | 70
2022/23 | 236.25 | 118.75 | 62
2022/23 | 236.75 | 118.75 | 54
2022/23 | 237.25 | 118.75 | 64
2022/23 | 237.75 | 118.75 | 62
2022/23 | 238.25 | 118.75 | 74
2022/23 | 238.75 | 118.75 | 62
2022/23 | 239.25 | 118.75 | 63
2022/23 | 239.75 | 118.75 | 74
2022/23 | 240.25 | 118.75 | 78
2022/23 | 240.75 | 118.75 | 58
2022/23 | 241.25 | 118.75 | 56
2022/23 | 241.75 | 118.75 | 78
2022/23 | 242.25 | 118.75 | 67
2022/23 | 242.75 | 118.75 | 68
2022/23 | 243.25 | 118.75 | 81
2022/23 | 243.75 | 118.75 | 64
2022/23 | 244.25 | 118.75 | 77
2022/23 | 244.75 | 118.75 | 77
2022/23 | 245.25 | 118.75 | 68
2022/23 | 245.75 | 118.75 | 84
2022/23 | 246.25 | 118.75 | 70
2022/23 | 246.75 | 118.75 | 89
2022/23 | 247.25 | 118.75 | 69
2022/23 | 247.75 | 118.75 | 75
2022/23 | 248.25 | 118.75 | 89
2022/23 | 248.75 | 118.75 | 86
2022/23 | 249.25 | 118.75 | 75
2022/23 | 249.75 | 118.75 | 83
2022/23 | 250.25 | 118.75 | 92
2022/23 | 250.75 | 118.75 | 94
2022/23 | 251.25 | 118.75 | 101
2022/23 | 251.75 | 118.75 | 82
2022/23 | 252.25 | 118.75 | 95
2022/23 | 252.75 | 118.75 | 74
2022/23 | 253.25 | 118.75 | 89
2022/23 | 253.75 | 118.75 | 90
2022/23 | 254.25 | 118.75 | 96
2022/23 | 254.75 | 118.75 | 98
2022/23 | 255.25 | 118.75 | 102
2022/23 | 255.75 | 118.75 | 89
2022/23 | 256.25 | 118.75 | 107
2022/23 | 256.75 | 118.75 | 96
2022/23 | 257.25 | 118.75 | 95
2022/23 | 257.75 | 118.75 | 87
2022/23 | 258.25 | 118.75 | 94
2022/23 | 258.75 | 118.75 | 86
2022/23 | 259.25 | 118.75 | 116
2022/23 | 259.75 | 118.75 | 111
2022/23 | 260.25 | 118.75 | 94
2022/23 | 260.75 | 118.75 | 97
2022/23 | 261.25 | 118.75 | 79
2022/23 | 261.75 | 118.75 | 91
2022/23 | 262.25 | 118.75 | 115
2022/23 | 262.75 | 118.75 | 89
2022/23 | 263.25 | 118.75 | 98
2022/23 | 263.75 | 118.75 | 106
2022/23 | 264.25 | 118.75 | 100
2022/23 | 264.75 | 118.75 | 117
2022/23 | 265.25 | 118.75 | 108
2022/23 | 265.75 | 118.75 | 101
2022/23 | 266.25 | 118.75 | 93
2022/23 | 266.75 | 118.75 | 95
2022/23 | 267.25 | 118.75 | 120
2022/23 | 267.75 | 118.75 | 112
2022/23 | 268.25 | 118.75 | 102
2022/23 | 268.75 | 118.75 | 103
2022/23 | 269.25 | 118.75 | 102
2022/23 | 269.75 | 118.75 | 112
2022/23 | 270.25 | 118.75 | 128
2022/23 | 270.75 | 118.75 | 113
2022/23 | 271.25 | 118.75 | 110
2022/23 | 271.75 | 118.75 | 119
2022/23 | 272.25 | 118.75 | 103
2022/23 | 272.75 | 118.75 | 100
2022/23 | 273.25 | 118.75 | 115
2022/23 | 273.75 | 118.75 | 111
2022/23 | 274.25 | 118.75 | 125
2022/23 | 274.75 | 118.75 | 95
2022/23 | 275.25 | 118.75 | 102
2022/23 | 275.75 | 118.75 | 139
2022/23 | 276.25 | 118.75 | 111
2022/23 | 276.75 | 118.75 | 114
2022/23 | 277.25 | 118.75 | 121
2022/23 | 277.75 | 118.75 | 129
2022/23 | 278.25 | 118.75 | 121
2022/23 | 278.75 | 118.75 | 120
2022/23 | 279.25 | 118.75 | 123
2022/23 | 279.75 | 118.75 | 90
2022/23 | 280.25 | 118.75 | 117
2022/23 | 280.75 | 118.75 | 110
2022/23 | 281.25 | 118.75 | 103
2022/23 | 281.75 | 118.75 | 111
2022/23 | 282.25 | 118.75 | 120
2022/23 | 282.75 | 118.75 | 134
2022/23 | 283.25 | 118.75 | 107
2022/23 | 283.75 | 118.75 | 103
2022/23 | 284.25 | 118.75 | 122
2022/23 | 284.75 | 118.75 | 117
2022/23 | 285.25 | 118.75 | 117
2022/23 | 285.75 | 118.75 | 118
2022/23 | 286.25 | 118.75 | 96
2022/23 | 286.75 | 118.75 | 123
2022/23 | 287.25 | 118.75 | 117
2022/23 | 287.75 | 118.75 | 110
2022/23 | 288.25 | 118.75 | 108
2022/23 | 288.75 | 118.75 | 125
2022/23 | 289.25 | 118.75 | 122
2022/23 | 289.75 | 118.75 | 125
2022/23 | 290.25 | 118.75 | 106
2022/23 | 290.75 | 118.75 | 112
2022/23 | 291.25 | 118.75 | 116
2022/23 | 291.75 | 118.75 | 114
2022/23 | 292.25 | 118.75 | 104
2022/23 | 292.75 | 118.75 | 115
2022/23 | 293.25 | 118.75 | 141
2022/23 | 293.75 | 118.75 | 100
2022/23 | 294.25 | 118.75 | 118
2022/23 | 294.75 | 118.75 | 95
2022/23 | 295.25 | 118.75 | 97
2022/23 | 295.75 | 118.75 | 135
2022/23 | 296.25 | 118.75 | 97
2022/23 | 296.75 | 118.75 | 102
2022/23 | 297.25 | 118.75 | 95
2022/23 | 297.75 | 118.75 | 108
2022/23 | 298.25 | 118.75 | 99
2022/23 | 298.75 | 118.75 | 92
2022/23 | 299.25 | 118.75 | 120
2022/23 | 299.75 | 118.75 | 96
2022/23 | 300.25 | 118.75 | 99
2022/23 | 300.75 | 118.75 | 95
2022/23 | 301.25 | 118.75 | 93
2022/23 | 301.75 | 118.75 | 110
2022/23 | 302.25 | 118.75 | 93
2022/23 | 302.75 | 118.75 | 77
2022/23 | 303.25 | 118.75 | 89
2022/23 | 303.75 | 118.75 | 109
2022/23 | 304.25 | 118.75 | 93
2022/23 | 304.75 | 118.75 | 97
2022/23 | 305.25 | 118.75 | 82
2022/23 | 305.75 | 118.75 | 93
2022/23 | 306.25 | 118.75 | 99
2022/23 | 306.75 | 118.75 | 84
2022/23 | 307.25 | 118.75 | 99
2022/23 | 307.75 | 118.75 | 89
2022/23 | 308.25 | 118.75 | 71
2022/23 | 308.75 | 118.75 | 91
2022/23 | 309.25 | 118.75 | 86
2022/23 | 309.75 | 118.75 | 79
2022/23 | 310.25 | 118.75 | 87
2022/23 | 310.75 | 118.75 | 86
2022/23 | 311.25 | 118.75 | 68
2022/23 | 311.75 | 118.75 | 81
2022/23 | 312.25 | 118.75 | 101
2022/23 | 312.75 | 118.75 | 70
2022/23 | 313.25 | 118.75 | 96
2022/23 | 313.75 | 118.75 | 78
2022/23 | 314.25 | 118.75 | 80
2022/23 | 314.75 | 118.75 | 93
2022/23 | 315.25 | 118.75 | 71
2022/23 | 315.75 | 118.75 | 73
2022/23 | 316.25 | 118.75 | 61
2022/23 | 316.75 | 118.75 | 74
2022/23 | 317.25 | 118.75 | 61
2022/23 | 317.75 | 118.75 | 70
2022/23 | 318.25 | 118.75 | 80
2022/23 | 318.75 | 118.75 | 65
2022/23 | 319.25 | 118.75 | 76
2022/23 | 319.75 | 118.75 | 57
2022/23 | 320.25 | 118.75 | 67
2022/23 | 320.75 | 118.75 | 74
2022/23 | 321.25 | 118.75 | 63
2022/23 | 321.75 | 118.75 | 73
2022/23 | 322.25 | 118.75 | 76
2022/23 | 322.75 | 118.75 | 84
2022/23 | 323.25 | 118.75 | 72
2022/23 | 323.75 | 118.75 | 52
2022/23 | 324.25 | 118.75 | 57
2022/23 | 324.75 | 118.75 | 58
2022/23 | 325.25 | 118.75 | 75
2022/23 | 325.75 | 118.75 | 60
2022/23 | 326.25 | 118.75 | 59
2022/23 | 326.75 | 118.75 | 49
2022/23 | 327.25 | 118.75 | 44
2022/23 | 327.75 | 118.75 | 60
2022/23 | 328.25 | 118.75 | 61
2022/23 | 328.75 | 118.75 | 40
2022/23 | 329.25 | 118.75 | 70
2022/23 | 329.75 | 118.75 | 62
2022/23 | 330.25 | 118.75 | 47
2022/23 | 330.75 | 118.75 | 52
2022/23 | 331.25 | 118.75 | 48
2022/23 | 331.75 | 118.75 | 48
2022/23 | 332.25 | 118.75 | 40
2022/23 | 332.75 | 118.75 | 32
2022/23 | 333.25 | 118.75 | 44
2022/23 | 333.75 | 118.75 | 40
2022/23 | 334.25 | 118.75 | 51
2022/23 | 334.75 | 118.75 | 45
2022/23 | 335.25 | 118.75 | 46
2022/23 | 335.75 | 118.75 | 43
2022/23 | 336.25 | 118.75 | 50
2022/23 | 336.75 | 118.75 | 42
2022/23 | 337.25 | 118.75 | 40
2022/23 | 337.75 | 118.75 | 38
2022/23 | 338.25 | 118.75 | 44
2022/23 | 338.75 | 118.75 | 29
2022/23 | 339.25 | 118.75 | 36
2022/23 | 339.75 | 118.75 | 48
2022/23 | 340.25 | 118.75 | 44
2022/23 | 340.75 | 118.75 | 37
2022/23 | 341.25 | 118.75 | 39
2022/23 | 341.75 | 118.75 | 33
2022/23 | 342.25 | 118.75 | 47
2022/23 | 342.75 | 118.75 | 34
2022/23 | 343.25 | 118.75 | 30
2022/23 | 343.75 | 118.75 | 36
2022/23 | 344.25 | 118.75 | 25
2022/23 | 344.75 | 118.75 | 21
2022/23 | 345.25 | 118.75 | 36
2022/23 | 345.75 | 118.75 | 26
2022/23 | 346.25 | 118.75 | 25
2022/23 | 346.75 | 118.75 | 22
2022/23 | 347.25 | 118.75 | 29
2022/23 | 347.75 | 118.75 | 30
2022/23 | 348.25 | 118.75 | 29
2022/23 | 348.75 | 118.75 | 25
2022/23 | 349.25 | 118.75 | 24
2022/23 | 349.75 | 118.75 | 25
2022/23 | 350.25 | 118.75 | 35
2022/23 | 350.75 | 118.75 | 27
2022/23 | 351.25 | 118.75 | 20
2022/23 | 351.75 | 118.75 | 33
2022/23 | 352.25 | 118.75 | 28
2022/23 | 352.75 | 118.75 | 33
2022/23 | 353.25 | 118.75 | 28
2022/23 | 353.75 | 118.75 | 24
2022/23 | 354.25 | 118.75 | 19
2022/23 | 354.75 | 118.75 | 24
2022/23 | 355.25 | 118.75 | 33
2022/23 | 355.75 | 118.75 | 16
2022/23 | 356.25 | 118.75 | 10
2022/23 | 356.75 | 118.75 | 19
2022/23 | 357.25 | 118.75 | 23
2022/23 | 357.75 | 118.75 | 18
2022/23 | 358.25 | 118.75 | 32
2022/23 | 358.75 | 118.75 | 16
2022/23 | 359.25 | 118.75 | 24
2022/23 | 359.75 | 118.75 | 19
2022/23 | 360.25 | 118.75 | 21
2022/23 | 360.75 | 118.75 | 16
2022/23 | 361.25 | 118.75 | 14
2022/23 | 361.75 | 118.75 | 17
2022/23 | 362.25 | 118.75 | 21
2022/23 | 362.75 | 118.75 | 12
2022/23 | 363.25 | 118.75 | 16
2022/23 | 363.75 | 118.75 | 16
2022/23 | 364.25 | 118.75 | 19
2022/23 | 364.75 | 118.75 | 16
2022/23 | 365.25 | 118.75 | 12
2022/23 | 365.75 | 118.75 | 16
2022/23 | 366.25 | 118.75 | 14
2022/23 | 366.75 | 118.75 | 12
2022/23 | 367.25 | 118.75 | 12
2022/23 | 367.75 | 118.75 | 10
2022/23 | 368.25 | 118.75 | 12
2022/23 | 368.75 | 118.75 | 11
2022/23 | 369.25 | 118.75 | 10
2022/23 | 369.75 | 118.75 | 9
2022/23 | 370.25 | 118.75 | 12
2022/23 | 370.75 | 118.75 | 17
2022/23 | 371.25 | 118.75 | 18
2022/23 | 371.75 | 118.75 | 4
2022/23 | 372.25 | 118.75 | 12
2022/23 | 372.75 | 118.75 | 7
2022/23 | 373.25 | 118.75 | 9
2022/23 | 373.75 | 118.75 | 9
2022/23 | 374.25 | 118.75 | 11
2022/23 | 374.75 | 118.75 | 8
2022/23 | 375.25 | 118.75 | 10
2022/23 | 375.75 | 118.75 | 4
2022/23 | 376.25 | 118.75 | 10
2022/23 | 376.75 | 118.75 | 6
2022/23 | 377.25 | 118.75 | 5
2022/23 | 377.75 | 118.75 | 14
2022/23 | 378.25 | 118.75 | 9
2022/23 | 378.75 | 118.75 | 4
2022/23 | 379.25 | 118.75 | 7
2022/23 | 379.75 | 118.75 | 7
2022/23 | 380.25 | 118.75 | 4
2022/23 | 380.75 | 118.75 | 8
2022/23 | 381.25 | 118.75 | 6
2022/23 | 381.75 | 118.75 | 3
2022/23 | 382.25 | 118.75 | 8
2022/23 | 382.75 | 118.75 | 3
2022/23 | 383.25 | 118.75 | 5
2022/23 | 383.75 | 118.75 | 5
2022/23 | 384.25 | 118.75 | 8
2022/23 | 384.75 | 118.75 | 4
2022/23 | 385.25 | 118.75 | 3
2022/23 | 385.75 | 118.75 | 5
2022/23 | 386.25 | 118.75 | 3
2022/23 | 386.75 | 118.75 | 7
2022/23 | 387.25 | 118.75 | 2
2022/23 | 387.75 | 118.75 | 2
2022/23 | 388.25 | 118.75 | 3
2022/23 | 388.75 | 118.75 | 13
2022/23 | 389.25 | 118.75 | 7
2022/23 | 389.75 | 118.75 | 6
2022/23 | 390.25 | 118.75 | 4
2022/23 | 390.75 | 118.75 | 3
2022/23 | 391.25 | 118.75 | 6
2022/23 | 391.75 | 118.75 | 2
2022/23 | 392.25 | 118.75 | 4
2022/23 | 392.75 | 118.75 | 3
2022/23 | 393.25 | 118.75 | 2
2022/23 | 393.75 | 118.75 | 3
2022/23 | 394.75 | 118.75 | 4
2022/23 | 395.75 | 118.75 | 6
2022/23 | 396.25 | 118.75 | 4
2022/23 | 396.75 | 118.75 | 1
2022/23 | 397.25 | 118.75 | 3
2022/23 | 397.75 | 118.75 | 2
2022/23 | 398.25 | 118.75 | 2
2022/23 | 398.75 | 118.75 | 2
2022/23 | 399.25 | 118.75 | 1
2022/23 | 399.75 | 118.75 | 3
2022/23 | 400.25 | 118.75 | 1
2022/23 | 400.75 | 118.75 | 2
2022/23 | 401.25 | 118.75 | 1
2022/23 | 401.75 | 118.75 | 3
2022/23 | 402.25 | 118.75 | 1
2022/23 | 402.75 | 118.75 | 2
2022/23 | 403.25 | 118.75 | 5
2022/23 | 404.25 | 118.75 | 4
2022/23 | 404.75 | 118.75 | 4
2022/23 | 405.25 | 118.75 | 2
2022/23 | 406.75 | 118.75 | 1
2022/23 | 407.25 | 118.75 | 1
2022/23 | 407.75 | 118.75 | 3
2022/23 | 408.25 | 118.75 | 2
2022/23 | 409.25 | 118.75 | 1
2022/23 | 410.25 | 118.75 | 1
2022/23 | 410.75 | 118.75 | 3
2022/23 | 411.25 | 118.75 | 1
2022/23 | 411.75 | 118.75 | 5
2022/23 | 412.25 | 118.75 | 1
2022/23 | 412.75 | 118.75 | 1
2022/23 | 413.75 | 118.75 | 1
2022/23 | 414.75 | 118.75 | 1
2022/23 | 415.25 | 118.75 | 3
2022/23 | 418.75 | 118.75 | 3
2022/23 | 419.25 | 118.75 | 2
2022/23 | 422.25 | 118.75 | 1
2022/23 | 423.25 | 118.75 | 1
2022/23 | 423.75 | 118.75 | 2
2022/23 | 425.75 | 118.75 | 1
2022/23 | 427.75 | 118.75 | 1
2022/23 | 429.25 | 118.75 | 1
2022/23 | 430.75 | 118.75 | 2
2022/23 | 431.25 | 118.75 | 2
2022/23 | 431.75 | 118.75 | 1
2022/23 | 434.25 | 118.75 | 1
2022/23 | 436.75 | 118.75 | 1
2022/23 | 446.25 | 118.75 | 1
2022/23 | 447.25 | 118.75 | 1
2022/23 | 453.75 | 118.75 | 1
2022/23 | 460.75 | 118.75 | 1
2022/23 | 482.25 | 118.75 | 1
2022/23 | 484.75 | 118.75 | 1
2022/23 | 499.75 | 118.75 | 1
2022/23 | 160.75 | 119.25 | 1
2022/23 | 170.75 | 119.25 | 1
2022/23 | 171.75 | 119.25 | 2
2022/23 | 177.25 | 119.25 | 1
2022/23 | 179.75 | 119.25 | 1
2022/23 | 180.75 | 119.25 | 1
2022/23 | 185.75 | 119.25 | 1
2022/23 | 186.25 | 119.25 | 1
2022/23 | 188.25 | 119.25 | 1
2022/23 | 188.75 | 119.25 | 1
2022/23 | 190.25 | 119.25 | 1
2022/23 | 190.75 | 119.25 | 1
2022/23 | 191.25 | 119.25 | 1
2022/23 | 192.25 | 119.25 | 2
2022/23 | 192.75 | 119.25 | 2
2022/23 | 193.25 | 119.25 | 1
2022/23 | 193.75 | 119.25 | 1
2022/23 | 194.25 | 119.25 | 1
2022/23 | 194.75 | 119.25 | 5
2022/23 | 195.25 | 119.25 | 1
2022/23 | 195.75 | 119.25 | 2
2022/23 | 196.25 | 119.25 | 3
2022/23 | 196.75 | 119.25 | 3
2022/23 | 197.25 | 119.25 | 1
2022/23 | 197.75 | 119.25 | 4
2022/23 | 198.25 | 119.25 | 3
2022/23 | 198.75 | 119.25 | 6
2022/23 | 199.75 | 119.25 | 2
2022/23 | 200.25 | 119.25 | 5
2022/23 | 200.75 | 119.25 | 2
2022/23 | 201.25 | 119.25 | 3
2022/23 | 201.75 | 119.25 | 3
2022/23 | 202.25 | 119.25 | 4
2022/23 | 202.75 | 119.25 | 1
2022/23 | 203.25 | 119.25 | 1
2022/23 | 203.75 | 119.25 | 8
2022/23 | 204.25 | 119.25 | 4
2022/23 | 204.75 | 119.25 | 10
2022/23 | 205.25 | 119.25 | 6
2022/23 | 205.75 | 119.25 | 5
2022/23 | 206.25 | 119.25 | 5
2022/23 | 206.75 | 119.25 | 3
2022/23 | 207.25 | 119.25 | 8
2022/23 | 207.75 | 119.25 | 11
2022/23 | 208.25 | 119.25 | 3
2022/23 | 208.75 | 119.25 | 7
2022/23 | 209.25 | 119.25 | 10
2022/23 | 209.75 | 119.25 | 11
2022/23 | 210.25 | 119.25 | 7
2022/23 | 210.75 | 119.25 | 6
2022/23 | 211.25 | 119.25 | 5
2022/23 | 211.75 | 119.25 | 10
2022/23 | 212.25 | 119.25 | 12
2022/23 | 212.75 | 119.25 | 13
2022/23 | 213.25 | 119.25 | 6
2022/23 | 213.75 | 119.25 | 10
2022/23 | 214.25 | 119.25 | 6
2022/23 | 214.75 | 119.25 | 13
2022/23 | 215.25 | 119.25 | 8
2022/23 | 215.75 | 119.25 | 12
2022/23 | 216.25 | 119.25 | 13
2022/23 | 216.75 | 119.25 | 12
2022/23 | 217.25 | 119.25 | 8
2022/23 | 217.75 | 119.25 | 13
2022/23 | 218.25 | 119.25 | 12
2022/23 | 218.75 | 119.25 | 18
2022/23 | 219.25 | 119.25 | 9
2022/23 | 219.75 | 119.25 | 14
2022/23 | 220.25 | 119.25 | 23
2022/23 | 220.75 | 119.25 | 14
2022/23 | 221.25 | 119.25 | 23
2022/23 | 221.75 | 119.25 | 20
2022/23 | 222.25 | 119.25 | 23
2022/23 | 222.75 | 119.25 | 17
2022/23 | 223.25 | 119.25 | 22
2022/23 | 223.75 | 119.25 | 21
2022/23 | 224.25 | 119.25 | 23
2022/23 | 224.75 | 119.25 | 16
2022/23 | 225.25 | 119.25 | 22
2022/23 | 225.75 | 119.25 | 22
2022/23 | 226.25 | 119.25 | 31
2022/23 | 226.75 | 119.25 | 33
2022/23 | 227.25 | 119.25 | 37
2022/23 | 227.75 | 119.25 | 26
2022/23 | 228.25 | 119.25 | 32
2022/23 | 228.75 | 119.25 | 37
2022/23 | 229.25 | 119.25 | 26
2022/23 | 229.75 | 119.25 | 35
2022/23 | 230.25 | 119.25 | 39
2022/23 | 230.75 | 119.25 | 44
2022/23 | 231.25 | 119.25 | 43
2022/23 | 231.75 | 119.25 | 53
2022/23 | 232.25 | 119.25 | 46
2022/23 | 232.75 | 119.25 | 46
2022/23 | 233.25 | 119.25 | 43
2022/23 | 233.75 | 119.25 | 44
2022/23 | 234.25 | 119.25 | 55
2022/23 | 234.75 | 119.25 | 34
2022/23 | 235.25 | 119.25 | 42
2022/23 | 235.75 | 119.25 | 41
2022/23 | 236.25 | 119.25 | 45
2022/23 | 236.75 | 119.25 | 47
2022/23 | 237.25 | 119.25 | 51
2022/23 | 237.75 | 119.25 | 63
2022/23 | 238.25 | 119.25 | 62
2022/23 | 238.75 | 119.25 | 60
2022/23 | 239.25 | 119.25 | 46
2022/23 | 239.75 | 119.25 | 50
2022/23 | 240.25 | 119.25 | 67
2022/23 | 240.75 | 119.25 | 55
2022/23 | 241.25 | 119.25 | 71
2022/23 | 241.75 | 119.25 | 61
2022/23 | 242.25 | 119.25 | 55
2022/23 | 242.75 | 119.25 | 80
2022/23 | 243.25 | 119.25 | 59
2022/23 | 243.75 | 119.25 | 69
2022/23 | 244.25 | 119.25 | 64
2022/23 | 244.75 | 119.25 | 72
2022/23 | 245.25 | 119.25 | 62
2022/23 | 245.75 | 119.25 | 68
2022/23 | 246.25 | 119.25 | 68
2022/23 | 246.75 | 119.25 | 74
2022/23 | 247.25 | 119.25 | 72
2022/23 | 247.75 | 119.25 | 76
2022/23 | 248.25 | 119.25 | 84
2022/23 | 248.75 | 119.25 | 82
2022/23 | 249.25 | 119.25 | 72
2022/23 | 249.75 | 119.25 | 66
2022/23 | 250.25 | 119.25 | 72
2022/23 | 250.75 | 119.25 | 95
2022/23 | 251.25 | 119.25 | 101
2022/23 | 251.75 | 119.25 | 65
2022/23 | 252.25 | 119.25 | 87
2022/23 | 252.75 | 119.25 | 89
2022/23 | 253.25 | 119.25 | 88
2022/23 | 253.75 | 119.25 | 97
2022/23 | 254.25 | 119.25 | 77
2022/23 | 254.75 | 119.25 | 92
2022/23 | 255.25 | 119.25 | 85
2022/23 | 255.75 | 119.25 | 89
2022/23 | 256.25 | 119.25 | 92
2022/23 | 256.75 | 119.25 | 99
2022/23 | 257.25 | 119.25 | 86
2022/23 | 257.75 | 119.25 | 96
2022/23 | 258.25 | 119.25 | 114
2022/23 | 258.75 | 119.25 | 88
2022/23 | 259.25 | 119.25 | 84
2022/23 | 259.75 | 119.25 | 108
2022/23 | 260.25 | 119.25 | 85
2022/23 | 260.75 | 119.25 | 102
2022/23 | 261.25 | 119.25 | 101
2022/23 | 261.75 | 119.25 | 97
2022/23 | 262.25 | 119.25 | 99
2022/23 | 262.75 | 119.25 | 95
2022/23 | 263.25 | 119.25 | 103
2022/23 | 263.75 | 119.25 | 83
2022/23 | 264.25 | 119.25 | 91
2022/23 | 264.75 | 119.25 | 104
2022/23 | 265.25 | 119.25 | 95
2022/23 | 265.75 | 119.25 | 128
2022/23 | 266.25 | 119.25 | 96
2022/23 | 266.75 | 119.25 | 101
2022/23 | 267.25 | 119.25 | 107
2022/23 | 267.75 | 119.25 | 110
2022/23 | 268.25 | 119.25 | 101
2022/23 | 268.75 | 119.25 | 88
2022/23 | 269.25 | 119.25 | 90
2022/23 | 269.75 | 119.25 | 121
2022/23 | 270.25 | 119.25 | 95
2022/23 | 270.75 | 119.25 | 101
2022/23 | 271.25 | 119.25 | 124
2022/23 | 271.75 | 119.25 | 106
2022/23 | 272.25 | 119.25 | 106
2022/23 | 272.75 | 119.25 | 96
2022/23 | 273.25 | 119.25 | 105
2022/23 | 273.75 | 119.25 | 103
2022/23 | 274.25 | 119.25 | 106
2022/23 | 274.75 | 119.25 | 104
2022/23 | 275.25 | 119.25 | 107
2022/23 | 275.75 | 119.25 | 106
2022/23 | 276.25 | 119.25 | 125
2022/23 | 276.75 | 119.25 | 113
2022/23 | 277.25 | 119.25 | 110
2022/23 | 277.75 | 119.25 | 94
2022/23 | 278.25 | 119.25 | 104
2022/23 | 278.75 | 119.25 | 100
2022/23 | 279.25 | 119.25 | 118
2022/23 | 279.75 | 119.25 | 90
2022/23 | 280.25 | 119.25 | 113
2022/23 | 280.75 | 119.25 | 110
2022/23 | 281.25 | 119.25 | 109
2022/23 | 281.75 | 119.25 | 113
2022/23 | 282.25 | 119.25 | 102
2022/23 | 282.75 | 119.25 | 121
2022/23 | 283.25 | 119.25 | 139
2022/23 | 283.75 | 119.25 | 118
2022/23 | 284.25 | 119.25 | 136
2022/23 | 284.75 | 119.25 | 109
2022/23 | 285.25 | 119.25 | 117
2022/23 | 285.75 | 119.25 | 115
2022/23 | 286.25 | 119.25 | 128
2022/23 | 286.75 | 119.25 | 96
2022/23 | 287.25 | 119.25 | 128
2022/23 | 287.75 | 119.25 | 83
2022/23 | 288.25 | 119.25 | 103
2022/23 | 288.75 | 119.25 | 110
2022/23 | 289.25 | 119.25 | 135
2022/23 | 289.75 | 119.25 | 98
2022/23 | 290.25 | 119.25 | 100
2022/23 | 290.75 | 119.25 | 120
2022/23 | 291.25 | 119.25 | 102
2022/23 | 291.75 | 119.25 | 108
2022/23 | 292.25 | 119.25 | 84
2022/23 | 292.75 | 119.25 | 94
2022/23 | 293.25 | 119.25 | 106
2022/23 | 293.75 | 119.25 | 106
2022/23 | 294.25 | 119.25 | 99
2022/23 | 294.75 | 119.25 | 113
2022/23 | 295.25 | 119.25 | 97
2022/23 | 295.75 | 119.25 | 109
2022/23 | 296.25 | 119.25 | 115
2022/23 | 296.75 | 119.25 | 96
2022/23 | 297.25 | 119.25 | 103
2022/23 | 297.75 | 119.25 | 103
2022/23 | 298.25 | 119.25 | 107
2022/23 | 298.75 | 119.25 | 111
2022/23 | 299.25 | 119.25 | 102
2022/23 | 299.75 | 119.25 | 87
2022/23 | 300.25 | 119.25 | 101
2022/23 | 300.75 | 119.25 | 109
2022/23 | 301.25 | 119.25 | 101
2022/23 | 301.75 | 119.25 | 107
2022/23 | 302.25 | 119.25 | 118
2022/23 | 302.75 | 119.25 | 93
2022/23 | 303.25 | 119.25 | 88
2022/23 | 303.75 | 119.25 | 100
2022/23 | 304.25 | 119.25 | 90
2022/23 | 304.75 | 119.25 | 94
2022/23 | 305.25 | 119.25 | 92
2022/23 | 305.75 | 119.25 | 75
2022/23 | 306.25 | 119.25 | 104
2022/23 | 306.75 | 119.25 | 69
2022/23 | 307.25 | 119.25 | 93
2022/23 | 307.75 | 119.25 | 87
2022/23 | 308.25 | 119.25 | 104
2022/23 | 308.75 | 119.25 | 96
2022/23 | 309.25 | 119.25 | 88
2022/23 | 309.75 | 119.25 | 97
2022/23 | 310.25 | 119.25 | 100
2022/23 | 310.75 | 119.25 | 96
2022/23 | 311.25 | 119.25 | 83
2022/23 | 311.75 | 119.25 | 87
2022/23 | 312.25 | 119.25 | 90
2022/23 | 312.75 | 119.25 | 81
2022/23 | 313.25 | 119.25 | 83
2022/23 | 313.75 | 119.25 | 91
2022/23 | 314.25 | 119.25 | 76
2022/23 | 314.75 | 119.25 | 73
2022/23 | 315.25 | 119.25 | 68
2022/23 | 315.75 | 119.25 | 81
2022/23 | 316.25 | 119.25 | 77
2022/23 | 316.75 | 119.25 | 71
2022/23 | 317.25 | 119.25 | 90
2022/23 | 317.75 | 119.25 | 66
2022/23 | 318.25 | 119.25 | 76
2022/23 | 318.75 | 119.25 | 72
2022/23 | 319.25 | 119.25 | 77
2022/23 | 319.75 | 119.25 | 68
2022/23 | 320.25 | 119.25 | 59
2022/23 | 320.75 | 119.25 | 63
2022/23 | 321.25 | 119.25 | 63
2022/23 | 321.75 | 119.25 | 79
2022/23 | 322.25 | 119.25 | 61
2022/23 | 322.75 | 119.25 | 74
2022/23 | 323.25 | 119.25 | 72
2022/23 | 323.75 | 119.25 | 71
2022/23 | 324.25 | 119.25 | 64
2022/23 | 324.75 | 119.25 | 41
2022/23 | 325.25 | 119.25 | 54
2022/23 | 325.75 | 119.25 | 69
2022/23 | 326.25 | 119.25 | 47
2022/23 | 326.75 | 119.25 | 54
2022/23 | 327.25 | 119.25 | 48
2022/23 | 327.75 | 119.25 | 55
2022/23 | 328.25 | 119.25 | 60
2022/23 | 328.75 | 119.25 | 41
2022/23 | 329.25 | 119.25 | 66
2022/23 | 329.75 | 119.25 | 56
2022/23 | 330.25 | 119.25 | 37
2022/23 | 330.75 | 119.25 | 42
2022/23 | 331.25 | 119.25 | 53
2022/23 | 331.75 | 119.25 | 45
2022/23 | 332.25 | 119.25 | 48
2022/23 | 332.75 | 119.25 | 55
2022/23 | 333.25 | 119.25 | 60
2022/23 | 333.75 | 119.25 | 44
2022/23 | 334.25 | 119.25 | 46
2022/23 | 334.75 | 119.25 | 46
2022/23 | 335.25 | 119.25 | 55
2022/23 | 335.75 | 119.25 | 43
2022/23 | 336.25 | 119.25 | 35
2022/23 | 336.75 | 119.25 | 53
2022/23 | 337.25 | 119.25 | 39
2022/23 | 337.75 | 119.25 | 36
2022/23 | 338.25 | 119.25 | 48
2022/23 | 338.75 | 119.25 | 31
2022/23 | 339.25 | 119.25 | 43
2022/23 | 339.75 | 119.25 | 53
2022/23 | 340.25 | 119.25 | 43
2022/23 | 340.75 | 119.25 | 45
2022/23 | 341.25 | 119.25 | 35
2022/23 | 341.75 | 119.25 | 24
2022/23 | 342.25 | 119.25 | 49
2022/23 | 342.75 | 119.25 | 27
2022/23 | 343.25 | 119.25 | 42
2022/23 | 343.75 | 119.25 | 48
2022/23 | 344.25 | 119.25 | 36
2022/23 | 344.75 | 119.25 | 37
2022/23 | 345.25 | 119.25 | 40
2022/23 | 345.75 | 119.25 | 37
2022/23 | 346.25 | 119.25 | 32
2022/23 | 346.75 | 119.25 | 27
2022/23 | 347.25 | 119.25 | 29
2022/23 | 347.75 | 119.25 | 27
2022/23 | 348.25 | 119.25 | 32
2022/23 | 348.75 | 119.25 | 29
2022/23 | 349.25 | 119.25 | 34
2022/23 | 349.75 | 119.25 | 19
2022/23 | 350.25 | 119.25 | 30
2022/23 | 350.75 | 119.25 | 26
2022/23 | 351.25 | 119.25 | 26
2022/23 | 351.75 | 119.25 | 22
2022/23 | 352.25 | 119.25 | 20
2022/23 | 352.75 | 119.25 | 13
2022/23 | 353.25 | 119.25 | 22
2022/23 | 353.75 | 119.25 | 27
2022/23 | 354.25 | 119.25 | 29
2022/23 | 354.75 | 119.25 | 16
2022/23 | 355.25 | 119.25 | 21
2022/23 | 355.75 | 119.25 | 19
2022/23 | 356.25 | 119.25 | 13
2022/23 | 356.75 | 119.25 | 19
2022/23 | 357.25 | 119.25 | 26
2022/23 | 357.75 | 119.25 | 24
2022/23 | 358.25 | 119.25 | 15
2022/23 | 358.75 | 119.25 | 25
2022/23 | 359.25 | 119.25 | 16
2022/23 | 359.75 | 119.25 | 13
2022/23 | 360.25 | 119.25 | 12
2022/23 | 360.75 | 119.25 | 16
2022/23 | 361.25 | 119.25 | 19
2022/23 | 361.75 | 119.25 | 13
2022/23 | 362.25 | 119.25 | 17
2022/23 | 362.75 | 119.25 | 16
2022/23 | 363.25 | 119.25 | 20
2022/23 | 363.75 | 119.25 | 14
2022/23 | 364.25 | 119.25 | 15
2022/23 | 364.75 | 119.25 | 25
2022/23 | 365.25 | 119.25 | 12
2022/23 | 365.75 | 119.25 | 15
2022/23 | 366.25 | 119.25 | 17
2022/23 | 366.75 | 119.25 | 17
2022/23 | 367.25 | 119.25 | 11
2022/23 | 367.75 | 119.25 | 8
2022/23 | 368.25 | 119.25 | 16
2022/23 | 368.75 | 119.25 | 11
2022/23 | 369.25 | 119.25 | 11
2022/23 | 369.75 | 119.25 | 9
2022/23 | 370.25 | 119.25 | 10
2022/23 | 370.75 | 119.25 | 7
2022/23 | 371.25 | 119.25 | 13
2022/23 | 371.75 | 119.25 | 13
2022/23 | 372.25 | 119.25 | 6
2022/23 | 372.75 | 119.25 | 5
2022/23 | 373.25 | 119.25 | 10
2022/23 | 373.75 | 119.25 | 11
2022/23 | 374.25 | 119.25 | 10
2022/23 | 374.75 | 119.25 | 8
2022/23 | 375.25 | 119.25 | 11
2022/23 | 375.75 | 119.25 | 11
2022/23 | 376.25 | 119.25 | 7
2022/23 | 376.75 | 119.25 | 3
2022/23 | 377.25 | 119.25 | 5
2022/23 | 377.75 | 119.25 | 11
2022/23 | 378.25 | 119.25 | 4
2022/23 | 378.75 | 119.25 | 7
2022/23 | 379.25 | 119.25 | 10
2022/23 | 379.75 | 119.25 | 8
2022/23 | 380.25 | 119.25 | 6
2022/23 | 380.75 | 119.25 | 10
2022/23 | 381.25 | 119.25 | 5
2022/23 | 381.75 | 119.25 | 4
2022/23 | 382.25 | 119.25 | 5
2022/23 | 382.75 | 119.25 | 7
2022/23 | 383.25 | 119.25 | 4
2022/23 | 383.75 | 119.25 | 5
2022/23 | 384.25 | 119.25 | 6
2022/23 | 384.75 | 119.25 | 1
2022/23 | 385.25 | 119.25 | 12
2022/23 | 385.75 | 119.25 | 6
2022/23 | 386.25 | 119.25 | 8
2022/23 | 386.75 | 119.25 | 5
2022/23 | 387.25 | 119.25 | 5
2022/23 | 387.75 | 119.25 | 5
2022/23 | 388.25 | 119.25 | 10
2022/23 | 388.75 | 119.25 | 5
2022/23 | 389.25 | 119.25 | 3
2022/23 | 389.75 | 119.25 | 5
2022/23 | 390.25 | 119.25 | 8
2022/23 | 390.75 | 119.25 | 3
2022/23 | 391.25 | 119.25 | 2
2022/23 | 391.75 | 119.25 | 3
2022/23 | 392.25 | 119.25 | 5
2022/23 | 392.75 | 119.25 | 1
2022/23 | 393.25 | 119.25 | 7
2022/23 | 393.75 | 119.25 | 1
2022/23 | 394.25 | 119.25 | 1
2022/23 | 394.75 | 119.25 | 3
2022/23 | 395.25 | 119.25 | 6
2022/23 | 395.75 | 119.25 | 2
2022/23 | 396.25 | 119.25 | 2
2022/23 | 396.75 | 119.25 | 5
2022/23 | 397.25 | 119.25 | 8
2022/23 | 397.75 | 119.25 | 4
2022/23 | 398.25 | 119.25 | 5
2022/23 | 398.75 | 119.25 | 6
2022/23 | 399.75 | 119.25 | 4
2022/23 | 400.25 | 119.25 | 2
2022/23 | 400.75 | 119.25 | 1
2022/23 | 401.25 | 119.25 | 3
2022/23 | 401.75 | 119.25 | 1
2022/23 | 402.25 | 119.25 | 5
2022/23 | 403.25 | 119.25 | 2
2022/23 | 403.75 | 119.25 | 5
2022/23 | 404.25 | 119.25 | 4
2022/23 | 404.75 | 119.25 | 2
2022/23 | 405.25 | 119.25 | 3
2022/23 | 405.75 | 119.25 | 2
2022/23 | 406.75 | 119.25 | 3
2022/23 | 407.75 | 119.25 | 3
2022/23 | 408.25 | 119.25 | 4
2022/23 | 408.75 | 119.25 | 1
2022/23 | 409.75 | 119.25 | 1
2022/23 | 410.75 | 119.25 | 1
2022/23 | 411.25 | 119.25 | 1
2022/23 | 411.75 | 119.25 | 1
2022/23 | 412.25 | 119.25 | 1
2022/23 | 413.75 | 119.25 | 2
2022/23 | 414.25 | 119.25 | 1
2022/23 | 414.75 | 119.25 | 2
2022/23 | 415.75 | 119.25 | 2
2022/23 | 418.25 | 119.25 | 2
2022/23 | 418.75 | 119.25 | 1
2022/23 | 419.75 | 119.25 | 1
2022/23 | 420.25 | 119.25 | 1
2022/23 | 420.75 | 119.25 | 1
2022/23 | 421.75 | 119.25 | 1
2022/23 | 423.25 | 119.25 | 2
2022/23 | 423.75 | 119.25 | 1
2022/23 | 424.75 | 119.25 | 1
2022/23 | 425.75 | 119.25 | 1
2022/23 | 434.25 | 119.25 | 1
2022/23 | 435.25 | 119.25 | 1
2022/23 | 438.25 | 119.25 | 2
2022/23 | 441.25 | 119.25 | 1
2022/23 | 444.25 | 119.25 | 1
2022/23 | 447.25 | 119.25 | 1
2022/23 | 447.75 | 119.25 | 1
2022/23 | 448.25 | 119.25 | 1
2022/23 | 460.75 | 119.25 | 1
2022/23 | 475.75 | 119.25 | 1
2022/23 | 528.25 | 119.25 | 1
2022/23 | 172.25 | 119.75 | 1
2022/23 | 181.75 | 119.75 | 1
2022/23 | 183.25 | 119.75 | 1
2022/23 | 183.75 | 119.75 | 1
2022/23 | 184.75 | 119.75 | 1
2022/23 | 186.25 | 119.75 | 2
2022/23 | 187.25 | 119.75 | 1
2022/23 | 187.75 | 119.75 | 1
2022/23 | 188.25 | 119.75 | 1
2022/23 | 190.75 | 119.75 | 3
2022/23 | 191.75 | 119.75 | 2
2022/23 | 192.25 | 119.75 | 2
2022/23 | 192.75 | 119.75 | 2
2022/23 | 193.25 | 119.75 | 1
2022/23 | 193.75 | 119.75 | 4
2022/23 | 194.25 | 119.75 | 2
2022/23 | 195.75 | 119.75 | 5
2022/23 | 196.25 | 119.75 | 3
2022/23 | 196.75 | 119.75 | 1
2022/23 | 197.25 | 119.75 | 4
2022/23 | 197.75 | 119.75 | 2
2022/23 | 198.25 | 119.75 | 2
2022/23 | 198.75 | 119.75 | 2
2022/23 | 199.25 | 119.75 | 3
2022/23 | 199.75 | 119.75 | 1
2022/23 | 200.25 | 119.75 | 3
2022/23 | 201.25 | 119.75 | 3
2022/23 | 201.75 | 119.75 | 4
2022/23 | 202.25 | 119.75 | 3
2022/23 | 203.25 | 119.75 | 3
2022/23 | 203.75 | 119.75 | 2
2022/23 | 204.25 | 119.75 | 1
2022/23 | 204.75 | 119.75 | 7
2022/23 | 205.25 | 119.75 | 4
2022/23 | 205.75 | 119.75 | 7
2022/23 | 206.25 | 119.75 | 5
2022/23 | 206.75 | 119.75 | 6
2022/23 | 207.25 | 119.75 | 10
2022/23 | 207.75 | 119.75 | 1
2022/23 | 208.25 | 119.75 | 5
2022/23 | 208.75 | 119.75 | 7
2022/23 | 209.25 | 119.75 | 4
2022/23 | 209.75 | 119.75 | 6
2022/23 | 210.25 | 119.75 | 8
2022/23 | 210.75 | 119.75 | 3
2022/23 | 211.25 | 119.75 | 8
2022/23 | 211.75 | 119.75 | 5
2022/23 | 212.25 | 119.75 | 7
2022/23 | 212.75 | 119.75 | 11
2022/23 | 213.25 | 119.75 | 8
2022/23 | 213.75 | 119.75 | 7
2022/23 | 214.25 | 119.75 | 9
2022/23 | 214.75 | 119.75 | 8
2022/23 | 215.25 | 119.75 | 10
2022/23 | 215.75 | 119.75 | 11
2022/23 | 216.25 | 119.75 | 7
2022/23 | 216.75 | 119.75 | 11
2022/23 | 217.25 | 119.75 | 12
2022/23 | 217.75 | 119.75 | 11
2022/23 | 218.25 | 119.75 | 5
2022/23 | 218.75 | 119.75 | 10
2022/23 | 219.25 | 119.75 | 10
2022/23 | 219.75 | 119.75 | 16
2022/23 | 220.25 | 119.75 | 12
2022/23 | 220.75 | 119.75 | 14
2022/23 | 221.25 | 119.75 | 14
2022/23 | 221.75 | 119.75 | 22
2022/23 | 222.25 | 119.75 | 16
2022/23 | 222.75 | 119.75 | 15
2022/23 | 223.25 | 119.75 | 16
2022/23 | 223.75 | 119.75 | 19
2022/23 | 224.25 | 119.75 | 21
2022/23 | 224.75 | 119.75 | 23
2022/23 | 225.25 | 119.75 | 25
2022/23 | 225.75 | 119.75 | 21
2022/23 | 226.25 | 119.75 | 27
2022/23 | 226.75 | 119.75 | 19
2022/23 | 227.25 | 119.75 | 33
2022/23 | 227.75 | 119.75 | 24
2022/23 | 228.25 | 119.75 | 34
2022/23 | 228.75 | 119.75 | 34
2022/23 | 229.25 | 119.75 | 45
2022/23 | 229.75 | 119.75 | 46
2022/23 | 230.25 | 119.75 | 29
2022/23 | 230.75 | 119.75 | 26
2022/23 | 231.25 | 119.75 | 25
2022/23 | 231.75 | 119.75 | 33
2022/23 | 232.25 | 119.75 | 30
2022/23 | 232.75 | 119.75 | 35
2022/23 | 233.25 | 119.75 | 43
2022/23 | 233.75 | 119.75 | 42
2022/23 | 234.25 | 119.75 | 38
2022/23 | 234.75 | 119.75 | 48
2022/23 | 235.25 | 119.75 | 32
2022/23 | 235.75 | 119.75 | 43
2022/23 | 236.25 | 119.75 | 51
2022/23 | 236.75 | 119.75 | 38
2022/23 | 237.25 | 119.75 | 32
2022/23 | 237.75 | 119.75 | 44
2022/23 | 238.25 | 119.75 | 50
2022/23 | 238.75 | 119.75 | 56
2022/23 | 239.25 | 119.75 | 52
2022/23 | 239.75 | 119.75 | 60
2022/23 | 240.25 | 119.75 | 52
2022/23 | 240.75 | 119.75 | 53
2022/23 | 241.25 | 119.75 | 52
2022/23 | 241.75 | 119.75 | 59
2022/23 | 242.25 | 119.75 | 75
2022/23 | 242.75 | 119.75 | 50
2022/23 | 243.25 | 119.75 | 51
2022/23 | 243.75 | 119.75 | 77
2022/23 | 244.25 | 119.75 | 66
2022/23 | 244.75 | 119.75 | 59
2022/23 | 245.25 | 119.75 | 86
2022/23 | 245.75 | 119.75 | 52
2022/23 | 246.25 | 119.75 | 56
2022/23 | 246.75 | 119.75 | 72
2022/23 | 247.25 | 119.75 | 68
2022/23 | 247.75 | 119.75 | 65
2022/23 | 248.25 | 119.75 | 70
2022/23 | 248.75 | 119.75 | 77
2022/23 | 249.25 | 119.75 | 71
2022/23 | 249.75 | 119.75 | 83
2022/23 | 250.25 | 119.75 | 69
2022/23 | 250.75 | 119.75 | 64
2022/23 | 251.25 | 119.75 | 69
2022/23 | 251.75 | 119.75 | 80
2022/23 | 252.25 | 119.75 | 78
2022/23 | 252.75 | 119.75 | 72
2022/23 | 253.25 | 119.75 | 86
2022/23 | 253.75 | 119.75 | 99
2022/23 | 254.25 | 119.75 | 84
2022/23 | 254.75 | 119.75 | 77
2022/23 | 255.25 | 119.75 | 75
2022/23 | 255.75 | 119.75 | 85
2022/23 | 256.25 | 119.75 | 83
2022/23 | 256.75 | 119.75 | 81
2022/23 | 257.25 | 119.75 | 80
2022/23 | 257.75 | 119.75 | 83
2022/23 | 258.25 | 119.75 | 78
2022/23 | 258.75 | 119.75 | 87
2022/23 | 259.25 | 119.75 | 85
2022/23 | 259.75 | 119.75 | 103
2022/23 | 260.25 | 119.75 | 82
2022/23 | 260.75 | 119.75 | 86
2022/23 | 261.25 | 119.75 | 86
2022/23 | 261.75 | 119.75 | 87
2022/23 | 262.25 | 119.75 | 111
2022/23 | 262.75 | 119.75 | 92
2022/23 | 263.25 | 119.75 | 84
2022/23 | 263.75 | 119.75 | 81
2022/23 | 264.25 | 119.75 | 94
2022/23 | 264.75 | 119.75 | 94
2022/23 | 265.25 | 119.75 | 110
2022/23 | 265.75 | 119.75 | 101
2022/23 | 266.25 | 119.75 | 104
2022/23 | 266.75 | 119.75 | 90
2022/23 | 267.25 | 119.75 | 98
2022/23 | 267.75 | 119.75 | 93
2022/23 | 268.25 | 119.75 | 112
2022/23 | 268.75 | 119.75 | 100
2022/23 | 269.25 | 119.75 | 117
2022/23 | 269.75 | 119.75 | 94
2022/23 | 270.25 | 119.75 | 100
2022/23 | 270.75 | 119.75 | 101
2022/23 | 271.25 | 119.75 | 90
2022/23 | 271.75 | 119.75 | 94
2022/23 | 272.25 | 119.75 | 106
2022/23 | 272.75 | 119.75 | 110
2022/23 | 273.25 | 119.75 | 91
2022/23 | 273.75 | 119.75 | 113
2022/23 | 274.25 | 119.75 | 98
2022/23 | 274.75 | 119.75 | 100
2022/23 | 275.25 | 119.75 | 95
2022/23 | 275.75 | 119.75 | 96
2022/23 | 276.25 | 119.75 | 82
2022/23 | 276.75 | 119.75 | 115
2022/23 | 277.25 | 119.75 | 98
2022/23 | 277.75 | 119.75 | 105
2022/23 | 278.25 | 119.75 | 111
2022/23 | 278.75 | 119.75 | 93
2022/23 | 279.25 | 119.75 | 94
2022/23 | 279.75 | 119.75 | 111
2022/23 | 280.25 | 119.75 | 112
2022/23 | 280.75 | 119.75 | 129
2022/23 | 281.25 | 119.75 | 91
2022/23 | 281.75 | 119.75 | 96
2022/23 | 282.25 | 119.75 | 115
2022/23 | 282.75 | 119.75 | 111
2022/23 | 283.25 | 119.75 | 109
2022/23 | 283.75 | 119.75 | 120
2022/23 | 284.25 | 119.75 | 112
2022/23 | 284.75 | 119.75 | 123
2022/23 | 285.25 | 119.75 | 115
2022/23 | 285.75 | 119.75 | 110
2022/23 | 286.25 | 119.75 | 115
2022/23 | 286.75 | 119.75 | 97
2022/23 | 287.25 | 119.75 | 109
2022/23 | 287.75 | 119.75 | 123
2022/23 | 288.25 | 119.75 | 110
2022/23 | 288.75 | 119.75 | 109
2022/23 | 289.25 | 119.75 | 107
2022/23 | 289.75 | 119.75 | 108
2022/23 | 290.25 | 119.75 | 121
2022/23 | 290.75 | 119.75 | 119
2022/23 | 291.25 | 119.75 | 117
2022/23 | 291.75 | 119.75 | 105
2022/23 | 292.25 | 119.75 | 115
2022/23 | 292.75 | 119.75 | 111
2022/23 | 293.25 | 119.75 | 119
2022/23 | 293.75 | 119.75 | 92
2022/23 | 294.25 | 119.75 | 106
2022/23 | 294.75 | 119.75 | 116
2022/23 | 295.25 | 119.75 | 124
2022/23 | 295.75 | 119.75 | 105
2022/23 | 296.25 | 119.75 | 108
2022/23 | 296.75 | 119.75 | 88
2022/23 | 297.25 | 119.75 | 108
2022/23 | 297.75 | 119.75 | 108
2022/23 | 298.25 | 119.75 | 99
2022/23 | 298.75 | 119.75 | 104
2022/23 | 299.25 | 119.75 | 117
2022/23 | 299.75 | 119.75 | 94
2022/23 | 300.25 | 119.75 | 101
2022/23 | 300.75 | 119.75 | 92
2022/23 | 301.25 | 119.75 | 95
2022/23 | 301.75 | 119.75 | 92
2022/23 | 302.25 | 119.75 | 115
2022/23 | 302.75 | 119.75 | 104
2022/23 | 303.25 | 119.75 | 110
2022/23 | 303.75 | 119.75 | 91
2022/23 | 304.25 | 119.75 | 95
2022/23 | 304.75 | 119.75 | 100
2022/23 | 305.25 | 119.75 | 116
2022/23 | 305.75 | 119.75 | 100
2022/23 | 306.25 | 119.75 | 82
2022/23 | 306.75 | 119.75 | 99
2022/23 | 307.25 | 119.75 | 89
2022/23 | 307.75 | 119.75 | 100
2022/23 | 308.25 | 119.75 | 83
2022/23 | 308.75 | 119.75 | 86
2022/23 | 309.25 | 119.75 | 81
2022/23 | 309.75 | 119.75 | 84
2022/23 | 310.25 | 119.75 | 99
2022/23 | 310.75 | 119.75 | 81
2022/23 | 311.25 | 119.75 | 69
2022/23 | 311.75 | 119.75 | 95
2022/23 | 312.25 | 119.75 | 81
2022/23 | 312.75 | 119.75 | 73
2022/23 | 313.25 | 119.75 | 91
2022/23 | 313.75 | 119.75 | 86
2022/23 | 314.25 | 119.75 | 89
2022/23 | 314.75 | 119.75 | 74
2022/23 | 315.25 | 119.75 | 77
2022/23 | 315.75 | 119.75 | 64
2022/23 | 316.25 | 119.75 | 71
2022/23 | 316.75 | 119.75 | 77
2022/23 | 317.25 | 119.75 | 99
2022/23 | 317.75 | 119.75 | 90
2022/23 | 318.25 | 119.75 | 76
2022/23 | 318.75 | 119.75 | 78
2022/23 | 319.25 | 119.75 | 72
2022/23 | 319.75 | 119.75 | 67
2022/23 | 320.25 | 119.75 | 63
2022/23 | 320.75 | 119.75 | 56
2022/23 | 321.25 | 119.75 | 68
2022/23 | 321.75 | 119.75 | 66
2022/23 | 322.25 | 119.75 | 78
2022/23 | 322.75 | 119.75 | 68
2022/23 | 323.25 | 119.75 | 65
2022/23 | 323.75 | 119.75 | 70
2022/23 | 324.25 | 119.75 | 63
2022/23 | 324.75 | 119.75 | 81
2022/23 | 325.25 | 119.75 | 74
2022/23 | 325.75 | 119.75 | 56
2022/23 | 326.25 | 119.75 | 52
2022/23 | 326.75 | 119.75 | 54
2022/23 | 327.25 | 119.75 | 55
2022/23 | 327.75 | 119.75 | 69
2022/23 | 328.25 | 119.75 | 55
2022/23 | 328.75 | 119.75 | 50
2022/23 | 329.25 | 119.75 | 55
2022/23 | 329.75 | 119.75 | 53
2022/23 | 330.25 | 119.75 | 47
2022/23 | 330.75 | 119.75 | 56
2022/23 | 331.25 | 119.75 | 57
2022/23 | 331.75 | 119.75 | 54
2022/23 | 332.25 | 119.75 | 55
2022/23 | 332.75 | 119.75 | 59
2022/23 | 333.25 | 119.75 | 53
2022/23 | 333.75 | 119.75 | 51
2022/23 | 334.25 | 119.75 | 58
2022/23 | 334.75 | 119.75 | 51
2022/23 | 335.25 | 119.75 | 36
2022/23 | 335.75 | 119.75 | 47
2022/23 | 336.25 | 119.75 | 37
2022/23 | 336.75 | 119.75 | 44
2022/23 | 337.25 | 119.75 | 43
2022/23 | 337.75 | 119.75 | 41
2022/23 | 338.25 | 119.75 | 38
2022/23 | 338.75 | 119.75 | 47
2022/23 | 339.25 | 119.75 | 43
2022/23 | 339.75 | 119.75 | 50
2022/23 | 340.25 | 119.75 | 49
2022/23 | 340.75 | 119.75 | 33
2022/23 | 341.25 | 119.75 | 34
2022/23 | 341.75 | 119.75 | 33
2022/23 | 342.25 | 119.75 | 22
2022/23 | 342.75 | 119.75 | 25
2022/23 | 343.25 | 119.75 | 38
2022/23 | 343.75 | 119.75 | 33
2022/23 | 344.25 | 119.75 | 41
2022/23 | 344.75 | 119.75 | 36
2022/23 | 345.25 | 119.75 | 27
2022/23 | 345.75 | 119.75 | 36
2022/23 | 346.25 | 119.75 | 21
2022/23 | 346.75 | 119.75 | 46
2022/23 | 347.25 | 119.75 | 28
2022/23 | 347.75 | 119.75 | 37
2022/23 | 348.25 | 119.75 | 20
2022/23 | 348.75 | 119.75 | 27
2022/23 | 349.25 | 119.75 | 31
2022/23 | 349.75 | 119.75 | 32
2022/23 | 350.25 | 119.75 | 17
2022/23 | 350.75 | 119.75 | 27
2022/23 | 351.25 | 119.75 | 32
2022/23 | 351.75 | 119.75 | 18
2022/23 | 352.25 | 119.75 | 16
2022/23 | 352.75 | 119.75 | 22
2022/23 | 353.25 | 119.75 | 29
2022/23 | 353.75 | 119.75 | 21
2022/23 | 354.25 | 119.75 | 24
2022/23 | 354.75 | 119.75 | 19
2022/23 | 355.25 | 119.75 | 24
2022/23 | 355.75 | 119.75 | 24
2022/23 | 356.25 | 119.75 | 7
2022/23 | 356.75 | 119.75 | 23
2022/23 | 357.25 | 119.75 | 25
2022/23 | 357.75 | 119.75 | 12
2022/23 | 358.25 | 119.75 | 18
2022/23 | 358.75 | 119.75 | 22
2022/23 | 359.25 | 119.75 | 24
2022/23 | 359.75 | 119.75 | 17
2022/23 | 360.25 | 119.75 | 18
2022/23 | 360.75 | 119.75 | 10
2022/23 | 361.25 | 119.75 | 15
2022/23 | 361.75 | 119.75 | 21
2022/23 | 362.25 | 119.75 | 13
2022/23 | 362.75 | 119.75 | 13
2022/23 | 363.25 | 119.75 | 25
2022/23 | 363.75 | 119.75 | 15
2022/23 | 364.25 | 119.75 | 14
2022/23 | 364.75 | 119.75 | 23
2022/23 | 365.25 | 119.75 | 18
2022/23 | 365.75 | 119.75 | 20
2022/23 | 366.25 | 119.75 | 12
2022/23 | 366.75 | 119.75 | 11
2022/23 | 367.25 | 119.75 | 5
2022/23 | 367.75 | 119.75 | 16
2022/23 | 368.25 | 119.75 | 11
2022/23 | 368.75 | 119.75 | 10
2022/23 | 369.25 | 119.75 | 13
2022/23 | 369.75 | 119.75 | 10
2022/23 | 370.25 | 119.75 | 13
2022/23 | 370.75 | 119.75 | 12
2022/23 | 371.25 | 119.75 | 13
2022/23 | 371.75 | 119.75 | 13
2022/23 | 372.25 | 119.75 | 13
2022/23 | 372.75 | 119.75 | 4
2022/23 | 373.25 | 119.75 | 10
2022/23 | 373.75 | 119.75 | 14
2022/23 | 374.25 | 119.75 | 12
2022/23 | 374.75 | 119.75 | 6
2022/23 | 375.25 | 119.75 | 6
2022/23 | 375.75 | 119.75 | 6
2022/23 | 376.25 | 119.75 | 6
2022/23 | 376.75 | 119.75 | 11
2022/23 | 377.25 | 119.75 | 9
2022/23 | 377.75 | 119.75 | 7
2022/23 | 378.25 | 119.75 | 6
2022/23 | 378.75 | 119.75 | 6
2022/23 | 379.25 | 119.75 | 6
2022/23 | 379.75 | 119.75 | 4
2022/23 | 380.25 | 119.75 | 4
2022/23 | 380.75 | 119.75 | 7
2022/23 | 381.25 | 119.75 | 10
2022/23 | 381.75 | 119.75 | 5
2022/23 | 382.25 | 119.75 | 3
2022/23 | 382.75 | 119.75 | 6
2022/23 | 383.25 | 119.75 | 7
2022/23 | 383.75 | 119.75 | 2
2022/23 | 384.25 | 119.75 | 5
2022/23 | 384.75 | 119.75 | 5
2022/23 | 385.25 | 119.75 | 7
2022/23 | 385.75 | 119.75 | 7
2022/23 | 386.25 | 119.75 | 8
2022/23 | 386.75 | 119.75 | 2
2022/23 | 387.25 | 119.75 | 5
2022/23 | 387.75 | 119.75 | 4
2022/23 | 388.25 | 119.75 | 4
2022/23 | 388.75 | 119.75 | 6
2022/23 | 389.25 | 119.75 | 4
2022/23 | 389.75 | 119.75 | 6
2022/23 | 390.25 | 119.75 | 6
2022/23 | 390.75 | 119.75 | 4
2022/23 | 391.25 | 119.75 | 3
2022/23 | 391.75 | 119.75 | 4
2022/23 | 392.25 | 119.75 | 6
2022/23 | 392.75 | 119.75 | 3
2022/23 | 393.25 | 119.75 | 4
2022/23 | 393.75 | 119.75 | 1
2022/23 | 394.25 | 119.75 | 4
2022/23 | 394.75 | 119.75 | 5
2022/23 | 395.25 | 119.75 | 5
2022/23 | 395.75 | 119.75 | 4
2022/23 | 396.25 | 119.75 | 4
2022/23 | 396.75 | 119.75 | 1
2022/23 | 397.25 | 119.75 | 5
2022/23 | 397.75 | 119.75 | 4
2022/23 | 398.25 | 119.75 | 5
2022/23 | 398.75 | 119.75 | 5
2022/23 | 399.25 | 119.75 | 3
2022/23 | 399.75 | 119.75 | 1
2022/23 | 400.25 | 119.75 | 1
2022/23 | 400.75 | 119.75 | 2
2022/23 | 401.25 | 119.75 | 2
2022/23 | 401.75 | 119.75 | 3
2022/23 | 402.75 | 119.75 | 2
2022/23 | 403.25 | 119.75 | 2
2022/23 | 403.75 | 119.75 | 3
2022/23 | 404.25 | 119.75 | 1
2022/23 | 405.25 | 119.75 | 3
2022/23 | 406.25 | 119.75 | 3
2022/23 | 406.75 | 119.75 | 1
2022/23 | 407.75 | 119.75 | 3
2022/23 | 408.25 | 119.75 | 2
2022/23 | 408.75 | 119.75 | 2
2022/23 | 409.25 | 119.75 | 1
2022/23 | 409.75 | 119.75 | 1
2022/23 | 410.25 | 119.75 | 1
2022/23 | 410.75 | 119.75 | 1
2022/23 | 411.75 | 119.75 | 1
2022/23 | 413.75 | 119.75 | 1
2022/23 | 414.75 | 119.75 | 1
2022/23 | 415.25 | 119.75 | 1
2022/23 | 416.25 | 119.75 | 2
2022/23 | 416.75 | 119.75 | 1
2022/23 | 417.25 | 119.75 | 1
2022/23 | 417.75 | 119.75 | 1
2022/23 | 418.25 | 119.75 | 2
2022/23 | 418.75 | 119.75 | 2
2022/23 | 420.25 | 119.75 | 1
2022/23 | 421.75 | 119.75 | 2
2022/23 | 422.75 | 119.75 | 1
2022/23 | 423.25 | 119.75 | 1
2022/23 | 424.25 | 119.75 | 2
2022/23 | 424.75 | 119.75 | 1
2022/23 | 425.25 | 119.75 | 2
2022/23 | 427.25 | 119.75 | 1
2022/23 | 428.75 | 119.75 | 1
2022/23 | 433.25 | 119.75 | 1
2022/23 | 433.75 | 119.75 | 1
2022/23 | 434.25 | 119.75 | 1
2022/23 | 437.75 | 119.75 | 2
2022/23 | 442.75 | 119.75 | 1
2022/23 | 443.25 | 119.75 | 1
2022/23 | 446.75 | 119.75 | 1
2022/23 | 454.25 | 119.75 | 1
2022/23 | 456.25 | 119.75 | 1
2022/23 | 173.25 | 120.25 | 2
2022/23 | 174.25 | 120.25 | 1
2022/23 | 180.75 | 120.25 | 1
2022/23 | 181.75 | 120.25 | 1
2022/23 | 183.75 | 120.25 | 1
2022/23 | 184.25 | 120.25 | 3
2022/23 | 185.75 | 120.25 | 1
2022/23 | 186.75 | 120.25 | 1
2022/23 | 187.25 | 120.25 | 1
2022/23 | 191.25 | 120.25 | 1
2022/23 | 191.75 | 120.25 | 1
2022/23 | 192.75 | 120.25 | 2
2022/23 | 193.25 | 120.25 | 3
2022/23 | 194.25 | 120.25 | 2
2022/23 | 194.75 | 120.25 | 2
2022/23 | 195.25 | 120.25 | 2
2022/23 | 195.75 | 120.25 | 3
2022/23 | 196.25 | 120.25 | 1
2022/23 | 196.75 | 120.25 | 2
2022/23 | 197.25 | 120.25 | 2
2022/23 | 198.25 | 120.25 | 4
2022/23 | 198.75 | 120.25 | 2
2022/23 | 199.75 | 120.25 | 2
2022/23 | 200.25 | 120.25 | 1
2022/23 | 200.75 | 120.25 | 5
2022/23 | 201.25 | 120.25 | 2
2022/23 | 201.75 | 120.25 | 3
2022/23 | 202.25 | 120.25 | 4
2022/23 | 202.75 | 120.25 | 3
2022/23 | 203.25 | 120.25 | 1
2022/23 | 203.75 | 120.25 | 2
2022/23 | 204.25 | 120.25 | 7
2022/23 | 204.75 | 120.25 | 4
2022/23 | 205.25 | 120.25 | 2
2022/23 | 205.75 | 120.25 | 2
2022/23 | 206.25 | 120.25 | 10
2022/23 | 206.75 | 120.25 | 7
2022/23 | 207.25 | 120.25 | 3
2022/23 | 207.75 | 120.25 | 6
2022/23 | 208.25 | 120.25 | 5
2022/23 | 208.75 | 120.25 | 6
2022/23 | 209.25 | 120.25 | 2
2022/23 | 209.75 | 120.25 | 1
2022/23 | 210.25 | 120.25 | 3
2022/23 | 210.75 | 120.25 | 3
2022/23 | 211.25 | 120.25 | 5
2022/23 | 211.75 | 120.25 | 5
2022/23 | 212.25 | 120.25 | 5
2022/23 | 212.75 | 120.25 | 5
2022/23 | 213.25 | 120.25 | 9
2022/23 | 213.75 | 120.25 | 7
2022/23 | 214.25 | 120.25 | 15
2022/23 | 214.75 | 120.25 | 6
2022/23 | 215.25 | 120.25 | 4
2022/23 | 215.75 | 120.25 | 11
2022/23 | 216.25 | 120.25 | 8
2022/23 | 216.75 | 120.25 | 7
2022/23 | 217.25 | 120.25 | 10
2022/23 | 217.75 | 120.25 | 8
2022/23 | 218.25 | 120.25 | 5
2022/23 | 218.75 | 120.25 | 8
2022/23 | 219.25 | 120.25 | 8
2022/23 | 219.75 | 120.25 | 9
2022/23 | 220.25 | 120.25 | 17
2022/23 | 220.75 | 120.25 | 9
2022/23 | 221.25 | 120.25 | 16
2022/23 | 221.75 | 120.25 | 19
2022/23 | 222.25 | 120.25 | 10
2022/23 | 222.75 | 120.25 | 16
2022/23 | 223.25 | 120.25 | 25
2022/23 | 223.75 | 120.25 | 15
2022/23 | 224.25 | 120.25 | 18
2022/23 | 224.75 | 120.25 | 24
2022/23 | 225.25 | 120.25 | 16
2022/23 | 225.75 | 120.25 | 13
2022/23 | 226.25 | 120.25 | 25
2022/23 | 226.75 | 120.25 | 22
2022/23 | 227.25 | 120.25 | 31
2022/23 | 227.75 | 120.25 | 23
2022/23 | 228.25 | 120.25 | 27
2022/23 | 228.75 | 120.25 | 29
2022/23 | 229.25 | 120.25 | 20
2022/23 | 229.75 | 120.25 | 32
2022/23 | 230.25 | 120.25 | 32
2022/23 | 230.75 | 120.25 | 26
2022/23 | 231.25 | 120.25 | 25
2022/23 | 231.75 | 120.25 | 26
2022/23 | 232.25 | 120.25 | 38
2022/23 | 232.75 | 120.25 | 27
2022/23 | 233.25 | 120.25 | 32
2022/23 | 233.75 | 120.25 | 28
2022/23 | 234.25 | 120.25 | 28
2022/23 | 234.75 | 120.25 | 30
2022/23 | 235.25 | 120.25 | 50
2022/23 | 235.75 | 120.25 | 30
2022/23 | 236.25 | 120.25 | 51
2022/23 | 236.75 | 120.25 | 44
2022/23 | 237.25 | 120.25 | 31
2022/23 | 237.75 | 120.25 | 47
2022/23 | 238.25 | 120.25 | 52
2022/23 | 238.75 | 120.25 | 49
2022/23 | 239.25 | 120.25 | 44
2022/23 | 239.75 | 120.25 | 45
2022/23 | 240.25 | 120.25 | 51
2022/23 | 240.75 | 120.25 | 53
2022/23 | 241.25 | 120.25 | 55
2022/23 | 241.75 | 120.25 | 48
2022/23 | 242.25 | 120.25 | 55
2022/23 | 242.75 | 120.25 | 59
2022/23 | 243.25 | 120.25 | 53
2022/23 | 243.75 | 120.25 | 55
2022/23 | 244.25 | 120.25 | 62
2022/23 | 244.75 | 120.25 | 66
2022/23 | 245.25 | 120.25 | 66
2022/23 | 245.75 | 120.25 | 65
2022/23 | 246.25 | 120.25 | 59
2022/23 | 246.75 | 120.25 | 64
2022/23 | 247.25 | 120.25 | 78
2022/23 | 247.75 | 120.25 | 57
2022/23 | 248.25 | 120.25 | 69
2022/23 | 248.75 | 120.25 | 75
2022/23 | 249.25 | 120.25 | 65
2022/23 | 249.75 | 120.25 | 78
2022/23 | 250.25 | 120.25 | 78
2022/23 | 250.75 | 120.25 | 67
2022/23 | 251.25 | 120.25 | 61
2022/23 | 251.75 | 120.25 | 57
2022/23 | 252.25 | 120.25 | 72
2022/23 | 252.75 | 120.25 | 57
2022/23 | 253.25 | 120.25 | 84
2022/23 | 253.75 | 120.25 | 69
2022/23 | 254.25 | 120.25 | 65
2022/23 | 254.75 | 120.25 | 68
2022/23 | 255.25 | 120.25 | 76
2022/23 | 255.75 | 120.25 | 82
2022/23 | 256.25 | 120.25 | 88
2022/23 | 256.75 | 120.25 | 91
2022/23 | 257.25 | 120.25 | 78
2022/23 | 257.75 | 120.25 | 88
2022/23 | 258.25 | 120.25 | 85
2022/23 | 258.75 | 120.25 | 90
2022/23 | 259.25 | 120.25 | 80
2022/23 | 259.75 | 120.25 | 95
2022/23 | 260.25 | 120.25 | 91
2022/23 | 260.75 | 120.25 | 90
2022/23 | 261.25 | 120.25 | 78
2022/23 | 261.75 | 120.25 | 73
2022/23 | 262.25 | 120.25 | 73
2022/23 | 262.75 | 120.25 | 90
2022/23 | 263.25 | 120.25 | 78
2022/23 | 263.75 | 120.25 | 82
2022/23 | 264.25 | 120.25 | 97
2022/23 | 264.75 | 120.25 | 88
2022/23 | 265.25 | 120.25 | 90
2022/23 | 265.75 | 120.25 | 82
2022/23 | 266.25 | 120.25 | 105
2022/23 | 266.75 | 120.25 | 98
2022/23 | 267.25 | 120.25 | 96
2022/23 | 267.75 | 120.25 | 90
2022/23 | 268.25 | 120.25 | 98
2022/23 | 268.75 | 120.25 | 89
2022/23 | 269.25 | 120.25 | 84
2022/23 | 269.75 | 120.25 | 93
2022/23 | 270.25 | 120.25 | 101
2022/23 | 270.75 | 120.25 | 97
2022/23 | 271.25 | 120.25 | 101
2022/23 | 271.75 | 120.25 | 97
2022/23 | 272.25 | 120.25 | 85
2022/23 | 272.75 | 120.25 | 105
2022/23 | 273.25 | 120.25 | 98
2022/23 | 273.75 | 120.25 | 97
2022/23 | 274.25 | 120.25 | 109
2022/23 | 274.75 | 120.25 | 101
2022/23 | 275.25 | 120.25 | 88
2022/23 | 275.75 | 120.25 | 112
2022/23 | 276.25 | 120.25 | 124
2022/23 | 276.75 | 120.25 | 100
2022/23 | 277.25 | 120.25 | 89
2022/23 | 277.75 | 120.25 | 113
2022/23 | 278.25 | 120.25 | 99
2022/23 | 278.75 | 120.25 | 120
2022/23 | 279.25 | 120.25 | 108
2022/23 | 279.75 | 120.25 | 101
2022/23 | 280.25 | 120.25 | 90
2022/23 | 280.75 | 120.25 | 100
2022/23 | 281.25 | 120.25 | 93
2022/23 | 281.75 | 120.25 | 101
2022/23 | 282.25 | 120.25 | 146
2022/23 | 282.75 | 120.25 | 101
2022/23 | 283.25 | 120.25 | 100
2022/23 | 283.75 | 120.25 | 103
2022/23 | 284.25 | 120.25 | 109
2022/23 | 284.75 | 120.25 | 115
2022/23 | 285.25 | 120.25 | 117
2022/23 | 285.75 | 120.25 | 98
2022/23 | 286.25 | 120.25 | 94
2022/23 | 286.75 | 120.25 | 121
2022/23 | 287.25 | 120.25 | 98
2022/23 | 287.75 | 120.25 | 97
2022/23 | 288.25 | 120.25 | 111
2022/23 | 288.75 | 120.25 | 102
2022/23 | 289.25 | 120.25 | 104
2022/23 | 289.75 | 120.25 | 122
2022/23 | 290.25 | 120.25 | 102
2022/23 | 290.75 | 120.25 | 102
2022/23 | 291.25 | 120.25 | 115
2022/23 | 291.75 | 120.25 | 105
2022/23 | 292.25 | 120.25 | 102
2022/23 | 292.75 | 120.25 | 101
2022/23 | 293.25 | 120.25 | 114
2022/23 | 293.75 | 120.25 | 104
2022/23 | 294.25 | 120.25 | 96
2022/23 | 294.75 | 120.25 | 99
2022/23 | 295.25 | 120.25 | 97
2022/23 | 295.75 | 120.25 | 103
2022/23 | 296.25 | 120.25 | 105
2022/23 | 296.75 | 120.25 | 121
2022/23 | 297.25 | 120.25 | 80
2022/23 | 297.75 | 120.25 | 82
2022/23 | 298.25 | 120.25 | 122
2022/23 | 298.75 | 120.25 | 103
2022/23 | 299.25 | 120.25 | 102
2022/23 | 299.75 | 120.25 | 99
2022/23 | 300.25 | 120.25 | 95
2022/23 | 300.75 | 120.25 | 98
2022/23 | 301.25 | 120.25 | 96
2022/23 | 301.75 | 120.25 | 89
2022/23 | 302.25 | 120.25 | 101
2022/23 | 302.75 | 120.25 | 99
2022/23 | 303.25 | 120.25 | 118
2022/23 | 303.75 | 120.25 | 82
2022/23 | 304.25 | 120.25 | 103
2022/23 | 304.75 | 120.25 | 81
2022/23 | 305.25 | 120.25 | 82
2022/23 | 305.75 | 120.25 | 84
2022/23 | 306.25 | 120.25 | 86
2022/23 | 306.75 | 120.25 | 104
2022/23 | 307.25 | 120.25 | 113
2022/23 | 307.75 | 120.25 | 97
2022/23 | 308.25 | 120.25 | 93
2022/23 | 308.75 | 120.25 | 92
2022/23 | 309.25 | 120.25 | 89
2022/23 | 309.75 | 120.25 | 106
2022/23 | 310.25 | 120.25 | 80
2022/23 | 310.75 | 120.25 | 94
2022/23 | 311.25 | 120.25 | 87
2022/23 | 311.75 | 120.25 | 71
2022/23 | 312.25 | 120.25 | 70
2022/23 | 312.75 | 120.25 | 88
2022/23 | 313.25 | 120.25 | 83
2022/23 | 313.75 | 120.25 | 91
2022/23 | 314.25 | 120.25 | 88
2022/23 | 314.75 | 120.25 | 86
2022/23 | 315.25 | 120.25 | 73
2022/23 | 315.75 | 120.25 | 82
2022/23 | 316.25 | 120.25 | 76
2022/23 | 316.75 | 120.25 | 76
2022/23 | 317.25 | 120.25 | 71
2022/23 | 317.75 | 120.25 | 78
2022/23 | 318.25 | 120.25 | 82
2022/23 | 318.75 | 120.25 | 73
2022/23 | 319.25 | 120.25 | 78
2022/23 | 319.75 | 120.25 | 74
2022/23 | 320.25 | 120.25 | 79
2022/23 | 320.75 | 120.25 | 65
2022/23 | 321.25 | 120.25 | 70
2022/23 | 321.75 | 120.25 | 74
2022/23 | 322.25 | 120.25 | 73
2022/23 | 322.75 | 120.25 | 71
2022/23 | 323.25 | 120.25 | 69
2022/23 | 323.75 | 120.25 | 71
2022/23 | 324.25 | 120.25 | 65
2022/23 | 324.75 | 120.25 | 63
2022/23 | 325.25 | 120.25 | 74
2022/23 | 325.75 | 120.25 | 75
2022/23 | 326.25 | 120.25 | 55
2022/23 | 326.75 | 120.25 | 73
2022/23 | 327.25 | 120.25 | 61
2022/23 | 327.75 | 120.25 | 76
2022/23 | 328.25 | 120.25 | 58
2022/23 | 328.75 | 120.25 | 56
2022/23 | 329.25 | 120.25 | 60
2022/23 | 329.75 | 120.25 | 65
2022/23 | 330.25 | 120.25 | 53
2022/23 | 330.75 | 120.25 | 59
2022/23 | 331.25 | 120.25 | 66
2022/23 | 331.75 | 120.25 | 50
2022/23 | 332.25 | 120.25 | 49
2022/23 | 332.75 | 120.25 | 55
2022/23 | 333.25 | 120.25 | 45
2022/23 | 333.75 | 120.25 | 60
2022/23 | 334.25 | 120.25 | 28
2022/23 | 334.75 | 120.25 | 61
2022/23 | 335.25 | 120.25 | 39
2022/23 | 335.75 | 120.25 | 44
2022/23 | 336.25 | 120.25 | 52
2022/23 | 336.75 | 120.25 | 52
2022/23 | 337.25 | 120.25 | 43
2022/23 | 337.75 | 120.25 | 47
2022/23 | 338.25 | 120.25 | 52
2022/23 | 338.75 | 120.25 | 42
2022/23 | 339.25 | 120.25 | 46
2022/23 | 339.75 | 120.25 | 44
2022/23 | 340.25 | 120.25 | 34
2022/23 | 340.75 | 120.25 | 41
2022/23 | 341.25 | 120.25 | 45
2022/23 | 341.75 | 120.25 | 41
2022/23 | 342.25 | 120.25 | 46
2022/23 | 342.75 | 120.25 | 16
2022/23 | 343.25 | 120.25 | 36
2022/23 | 343.75 | 120.25 | 33
2022/23 | 344.25 | 120.25 | 31
2022/23 | 344.75 | 120.25 | 35
2022/23 | 345.25 | 120.25 | 29
2022/23 | 345.75 | 120.25 | 25
2022/23 | 346.25 | 120.25 | 24
2022/23 | 346.75 | 120.25 | 32
2022/23 | 347.25 | 120.25 | 34
2022/23 | 347.75 | 120.25 | 40
2022/23 | 348.25 | 120.25 | 30
2022/23 | 348.75 | 120.25 | 32
2022/23 | 349.25 | 120.25 | 31
2022/23 | 349.75 | 120.25 | 34
2022/23 | 350.25 | 120.25 | 35
2022/23 | 350.75 | 120.25 | 36
2022/23 | 351.25 | 120.25 | 28
2022/23 | 351.75 | 120.25 | 22
2022/23 | 352.25 | 120.25 | 36
2022/23 | 352.75 | 120.25 | 29
2022/23 | 353.25 | 120.25 | 15
2022/23 | 353.75 | 120.25 | 19
2022/23 | 354.25 | 120.25 | 33
2022/23 | 354.75 | 120.25 | 29
2022/23 | 355.25 | 120.25 | 22
2022/23 | 355.75 | 120.25 | 31
2022/23 | 356.25 | 120.25 | 23
2022/23 | 356.75 | 120.25 | 30
2022/23 | 357.25 | 120.25 | 13
2022/23 | 357.75 | 120.25 | 18
2022/23 | 358.25 | 120.25 | 17
2022/23 | 358.75 | 120.25 | 21
2022/23 | 359.25 | 120.25 | 24
2022/23 | 359.75 | 120.25 | 13
2022/23 | 360.25 | 120.25 | 10
2022/23 | 360.75 | 120.25 | 14
2022/23 | 361.25 | 120.25 | 12
2022/23 | 361.75 | 120.25 | 17
2022/23 | 362.25 | 120.25 | 20
2022/23 | 362.75 | 120.25 | 24
2022/23 | 363.25 | 120.25 | 16
2022/23 | 363.75 | 120.25 | 16
2022/23 | 364.25 | 120.25 | 32
2022/23 | 364.75 | 120.25 | 12
2022/23 | 365.25 | 120.25 | 9
2022/23 | 365.75 | 120.25 | 24
2022/23 | 366.25 | 120.25 | 16
2022/23 | 366.75 | 120.25 | 10
2022/23 | 367.25 | 120.25 | 14
2022/23 | 367.75 | 120.25 | 22
2022/23 | 368.25 | 120.25 | 13
2022/23 | 368.75 | 120.25 | 11
2022/23 | 369.25 | 120.25 | 7
2022/23 | 369.75 | 120.25 | 11
2022/23 | 370.25 | 120.25 | 8
2022/23 | 370.75 | 120.25 | 14
2022/23 | 371.25 | 120.25 | 10
2022/23 | 371.75 | 120.25 | 14
2022/23 | 372.25 | 120.25 | 12
2022/23 | 372.75 | 120.25 | 13
2022/23 | 373.25 | 120.25 | 7
2022/23 | 373.75 | 120.25 | 11
2022/23 | 374.25 | 120.25 | 14
2022/23 | 374.75 | 120.25 | 12
2022/23 | 375.25 | 120.25 | 7
2022/23 | 375.75 | 120.25 | 13
2022/23 | 376.25 | 120.25 | 12
2022/23 | 376.75 | 120.25 | 11
2022/23 | 377.25 | 120.25 | 15
2022/23 | 377.75 | 120.25 | 9
2022/23 | 378.25 | 120.25 | 14
2022/23 | 378.75 | 120.25 | 12
2022/23 | 379.25 | 120.25 | 11
2022/23 | 379.75 | 120.25 | 7
2022/23 | 380.25 | 120.25 | 17
2022/23 | 380.75 | 120.25 | 5
2022/23 | 381.25 | 120.25 | 6
2022/23 | 381.75 | 120.25 | 5
2022/23 | 382.25 | 120.25 | 6
2022/23 | 382.75 | 120.25 | 7
2022/23 | 383.25 | 120.25 | 9
2022/23 | 383.75 | 120.25 | 3
2022/23 | 384.25 | 120.25 | 6
2022/23 | 384.75 | 120.25 | 12
2022/23 | 385.25 | 120.25 | 6
2022/23 | 385.75 | 120.25 | 4
2022/23 | 386.25 | 120.25 | 8
2022/23 | 386.75 | 120.25 | 5
2022/23 | 387.25 | 120.25 | 5
2022/23 | 387.75 | 120.25 | 6
2022/23 | 388.25 | 120.25 | 6
2022/23 | 388.75 | 120.25 | 9
2022/23 | 389.25 | 120.25 | 4
2022/23 | 389.75 | 120.25 | 4
2022/23 | 390.25 | 120.25 | 8
2022/23 | 390.75 | 120.25 | 2
2022/23 | 391.25 | 120.25 | 5
2022/23 | 391.75 | 120.25 | 3
2022/23 | 392.25 | 120.25 | 8
2022/23 | 392.75 | 120.25 | 5
2022/23 | 393.25 | 120.25 | 5
2022/23 | 393.75 | 120.25 | 6
2022/23 | 394.25 | 120.25 | 4
2022/23 | 394.75 | 120.25 | 1
2022/23 | 395.25 | 120.25 | 4
2022/23 | 395.75 | 120.25 | 6
2022/23 | 396.25 | 120.25 | 4
2022/23 | 396.75 | 120.25 | 4
2022/23 | 397.75 | 120.25 | 3
2022/23 | 398.25 | 120.25 | 3
2022/23 | 398.75 | 120.25 | 1
2022/23 | 399.25 | 120.25 | 5
2022/23 | 399.75 | 120.25 | 2
2022/23 | 400.25 | 120.25 | 3
2022/23 | 400.75 | 120.25 | 1
2022/23 | 401.25 | 120.25 | 6
2022/23 | 401.75 | 120.25 | 4
2022/23 | 402.25 | 120.25 | 1
2022/23 | 403.25 | 120.25 | 3
2022/23 | 404.75 | 120.25 | 4
2022/23 | 405.25 | 120.25 | 1
2022/23 | 405.75 | 120.25 | 6
2022/23 | 406.25 | 120.25 | 3
2022/23 | 406.75 | 120.25 | 3
2022/23 | 407.75 | 120.25 | 2
2022/23 | 408.25 | 120.25 | 2
2022/23 | 408.75 | 120.25 | 1
2022/23 | 409.25 | 120.25 | 1
2022/23 | 409.75 | 120.25 | 2
2022/23 | 410.75 | 120.25 | 1
2022/23 | 411.75 | 120.25 | 1
2022/23 | 412.25 | 120.25 | 2
2022/23 | 412.75 | 120.25 | 3
2022/23 | 413.25 | 120.25 | 1
2022/23 | 414.25 | 120.25 | 2
2022/23 | 414.75 | 120.25 | 3
2022/23 | 415.75 | 120.25 | 1
2022/23 | 417.25 | 120.25 | 3
2022/23 | 418.25 | 120.25 | 1
2022/23 | 418.75 | 120.25 | 1
2022/23 | 420.75 | 120.25 | 1
2022/23 | 422.75 | 120.25 | 1
2022/23 | 423.25 | 120.25 | 1
2022/23 | 423.75 | 120.25 | 1
2022/23 | 424.75 | 120.25 | 1
2022/23 | 428.25 | 120.25 | 1
2022/23 | 431.75 | 120.25 | 1
2022/23 | 433.25 | 120.25 | 1
2022/23 | 433.75 | 120.25 | 1
2022/23 | 434.25 | 120.25 | 1
2022/23 | 437.25 | 120.25 | 1
2022/23 | 442.75 | 120.25 | 1
2022/23 | 444.25 | 120.25 | 1
2022/23 | 456.25 | 120.25 | 1
2022/23 | 457.25 | 120.25 | 1
2022/23 | 477.75 | 120.25 | 1
2022/23 | 499.75 | 120.25 | 1
2022/23 | 174.25 | 120.75 | 1
2022/23 | 175.25 | 120.75 | 1
2022/23 | 177.75 | 120.75 | 1
2022/23 | 179.25 | 120.75 | 1
2022/23 | 182.75 | 120.75 | 1
2022/23 | 183.75 | 120.75 | 1
2022/23 | 184.75 | 120.75 | 2
2022/23 | 185.75 | 120.75 | 1
2022/23 | 186.25 | 120.75 | 1
2022/23 | 189.25 | 120.75 | 1
2022/23 | 189.75 | 120.75 | 1
2022/23 | 192.25 | 120.75 | 1
2022/23 | 192.75 | 120.75 | 1
2022/23 | 193.75 | 120.75 | 1
2022/23 | 194.25 | 120.75 | 1
2022/23 | 194.75 | 120.75 | 1
2022/23 | 195.75 | 120.75 | 4
2022/23 | 196.75 | 120.75 | 3
2022/23 | 197.25 | 120.75 | 1
2022/23 | 197.75 | 120.75 | 1
2022/23 | 198.25 | 120.75 | 1
2022/23 | 198.75 | 120.75 | 3
2022/23 | 199.75 | 120.75 | 1
2022/23 | 200.25 | 120.75 | 1
2022/23 | 200.75 | 120.75 | 2
2022/23 | 201.75 | 120.75 | 1
2022/23 | 202.25 | 120.75 | 2
2022/23 | 202.75 | 120.75 | 3
2022/23 | 203.25 | 120.75 | 2
2022/23 | 203.75 | 120.75 | 2
2022/23 | 204.25 | 120.75 | 2
2022/23 | 204.75 | 120.75 | 1
2022/23 | 205.25 | 120.75 | 1
2022/23 | 205.75 | 120.75 | 5
2022/23 | 206.25 | 120.75 | 3
2022/23 | 206.75 | 120.75 | 3
2022/23 | 207.25 | 120.75 | 3
2022/23 | 207.75 | 120.75 | 2
2022/23 | 208.25 | 120.75 | 3
2022/23 | 208.75 | 120.75 | 4
2022/23 | 209.25 | 120.75 | 4
2022/23 | 209.75 | 120.75 | 8
2022/23 | 210.25 | 120.75 | 7
2022/23 | 210.75 | 120.75 | 11
2022/23 | 211.25 | 120.75 | 2
2022/23 | 211.75 | 120.75 | 7
2022/23 | 212.25 | 120.75 | 10
2022/23 | 212.75 | 120.75 | 8
2022/23 | 213.25 | 120.75 | 4
2022/23 | 213.75 | 120.75 | 5
2022/23 | 214.25 | 120.75 | 4
2022/23 | 214.75 | 120.75 | 8
2022/23 | 215.25 | 120.75 | 5
2022/23 | 215.75 | 120.75 | 7
2022/23 | 216.25 | 120.75 | 6
2022/23 | 216.75 | 120.75 | 3
2022/23 | 217.25 | 120.75 | 7
2022/23 | 217.75 | 120.75 | 8
2022/23 | 218.25 | 120.75 | 10
2022/23 | 218.75 | 120.75 | 6
2022/23 | 219.25 | 120.75 | 8
2022/23 | 219.75 | 120.75 | 10
2022/23 | 220.25 | 120.75 | 6
2022/23 | 220.75 | 120.75 | 12
2022/23 | 221.25 | 120.75 | 13
2022/23 | 221.75 | 120.75 | 13
2022/23 | 222.25 | 120.75 | 13
2022/23 | 222.75 | 120.75 | 8
2022/23 | 223.25 | 120.75 | 10
2022/23 | 223.75 | 120.75 | 13
2022/23 | 224.25 | 120.75 | 16
2022/23 | 224.75 | 120.75 | 13
2022/23 | 225.25 | 120.75 | 16
2022/23 | 225.75 | 120.75 | 15
2022/23 | 226.25 | 120.75 | 25
2022/23 | 226.75 | 120.75 | 21
2022/23 | 227.25 | 120.75 | 21
2022/23 | 227.75 | 120.75 | 19
2022/23 | 228.25 | 120.75 | 14
2022/23 | 228.75 | 120.75 | 21
2022/23 | 229.25 | 120.75 | 23
2022/23 | 229.75 | 120.75 | 19
2022/23 | 230.25 | 120.75 | 28
2022/23 | 230.75 | 120.75 | 18
2022/23 | 231.25 | 120.75 | 30
2022/23 | 231.75 | 120.75 | 32
2022/23 | 232.25 | 120.75 | 28
2022/23 | 232.75 | 120.75 | 25
2022/23 | 233.25 | 120.75 | 32
2022/23 | 233.75 | 120.75 | 33
2022/23 | 234.25 | 120.75 | 33
2022/23 | 234.75 | 120.75 | 24
2022/23 | 235.25 | 120.75 | 33
2022/23 | 235.75 | 120.75 | 22
2022/23 | 236.25 | 120.75 | 45
2022/23 | 236.75 | 120.75 | 37
2022/23 | 237.25 | 120.75 | 41
2022/23 | 237.75 | 120.75 | 34
2022/23 | 238.25 | 120.75 | 45
2022/23 | 238.75 | 120.75 | 42
2022/23 | 239.25 | 120.75 | 36
2022/23 | 239.75 | 120.75 | 35
2022/23 | 240.25 | 120.75 | 46
2022/23 | 240.75 | 120.75 | 37
2022/23 | 241.25 | 120.75 | 44
2022/23 | 241.75 | 120.75 | 39
2022/23 | 242.25 | 120.75 | 52
2022/23 | 242.75 | 120.75 | 48
2022/23 | 243.25 | 120.75 | 51
2022/23 | 243.75 | 120.75 | 48
2022/23 | 244.25 | 120.75 | 57
2022/23 | 244.75 | 120.75 | 57
2022/23 | 245.25 | 120.75 | 55
2022/23 | 245.75 | 120.75 | 66
2022/23 | 246.25 | 120.75 | 44
2022/23 | 246.75 | 120.75 | 55
2022/23 | 247.25 | 120.75 | 58
2022/23 | 247.75 | 120.75 | 69
2022/23 | 248.25 | 120.75 | 62
2022/23 | 248.75 | 120.75 | 52
2022/23 | 249.25 | 120.75 | 66
2022/23 | 249.75 | 120.75 | 65
2022/23 | 250.25 | 120.75 | 79
2022/23 | 250.75 | 120.75 | 69
2022/23 | 251.25 | 120.75 | 52
2022/23 | 251.75 | 120.75 | 56
2022/23 | 252.25 | 120.75 | 66
2022/23 | 252.75 | 120.75 | 58
2022/23 | 253.25 | 120.75 | 65
2022/23 | 253.75 | 120.75 | 77
2022/23 | 254.25 | 120.75 | 68
2022/23 | 254.75 | 120.75 | 71
2022/23 | 255.25 | 120.75 | 67
2022/23 | 255.75 | 120.75 | 70
2022/23 | 256.25 | 120.75 | 76
2022/23 | 256.75 | 120.75 | 81
2022/23 | 257.25 | 120.75 | 78
2022/23 | 257.75 | 120.75 | 83
2022/23 | 258.25 | 120.75 | 86
2022/23 | 258.75 | 120.75 | 82
2022/23 | 259.25 | 120.75 | 75
2022/23 | 259.75 | 120.75 | 72
2022/23 | 260.25 | 120.75 | 88
2022/23 | 260.75 | 120.75 | 64
2022/23 | 261.25 | 120.75 | 84
2022/23 | 261.75 | 120.75 | 83
2022/23 | 262.25 | 120.75 | 92
2022/23 | 262.75 | 120.75 | 80
2022/23 | 263.25 | 120.75 | 78
2022/23 | 263.75 | 120.75 | 86
2022/23 | 264.25 | 120.75 | 76
2022/23 | 264.75 | 120.75 | 98
2022/23 | 265.25 | 120.75 | 81
2022/23 | 265.75 | 120.75 | 85
2022/23 | 266.25 | 120.75 | 85
2022/23 | 266.75 | 120.75 | 75
2022/23 | 267.25 | 120.75 | 93
2022/23 | 267.75 | 120.75 | 87
2022/23 | 268.25 | 120.75 | 92
2022/23 | 268.75 | 120.75 | 88
2022/23 | 269.25 | 120.75 | 88
2022/23 | 269.75 | 120.75 | 97
2022/23 | 270.25 | 120.75 | 82
2022/23 | 270.75 | 120.75 | 93
2022/23 | 271.25 | 120.75 | 86
2022/23 | 271.75 | 120.75 | 101
2022/23 | 272.25 | 120.75 | 80
2022/23 | 272.75 | 120.75 | 103
2022/23 | 273.25 | 120.75 | 107
2022/23 | 273.75 | 120.75 | 85
2022/23 | 274.25 | 120.75 | 97
2022/23 | 274.75 | 120.75 | 99
2022/23 | 275.25 | 120.75 | 97
2022/23 | 275.75 | 120.75 | 119
2022/23 | 276.25 | 120.75 | 100
2022/23 | 276.75 | 120.75 | 94
2022/23 | 277.25 | 120.75 | 91
2022/23 | 277.75 | 120.75 | 105
2022/23 | 278.25 | 120.75 | 121
2022/23 | 278.75 | 120.75 | 104
2022/23 | 279.25 | 120.75 | 90
2022/23 | 279.75 | 120.75 | 92
2022/23 | 280.25 | 120.75 | 86
2022/23 | 280.75 | 120.75 | 112
2022/23 | 281.25 | 120.75 | 84
2022/23 | 281.75 | 120.75 | 105
2022/23 | 282.25 | 120.75 | 109
2022/23 | 282.75 | 120.75 | 117
2022/23 | 283.25 | 120.75 | 97
2022/23 | 283.75 | 120.75 | 99
2022/23 | 284.25 | 120.75 | 91
2022/23 | 284.75 | 120.75 | 102
2022/23 | 285.25 | 120.75 | 104
2022/23 | 285.75 | 120.75 | 120
2022/23 | 286.25 | 120.75 | 112
2022/23 | 286.75 | 120.75 | 111
2022/23 | 287.25 | 120.75 | 91
2022/23 | 287.75 | 120.75 | 95
2022/23 | 288.25 | 120.75 | 98
2022/23 | 288.75 | 120.75 | 102
2022/23 | 289.25 | 120.75 | 105
2022/23 | 289.75 | 120.75 | 90
2022/23 | 290.25 | 120.75 | 101
2022/23 | 290.75 | 120.75 | 94
2022/23 | 291.25 | 120.75 | 106
2022/23 | 291.75 | 120.75 | 130
2022/23 | 292.25 | 120.75 | 108
2022/23 | 292.75 | 120.75 | 98
2022/23 | 293.25 | 120.75 | 104
2022/23 | 293.75 | 120.75 | 101
2022/23 | 294.25 | 120.75 | 89
2022/23 | 294.75 | 120.75 | 107
2022/23 | 295.25 | 120.75 | 95
2022/23 | 295.75 | 120.75 | 111
2022/23 | 296.25 | 120.75 | 109
2022/23 | 296.75 | 120.75 | 89
2022/23 | 297.25 | 120.75 | 115
2022/23 | 297.75 | 120.75 | 119
2022/23 | 298.25 | 120.75 | 101
2022/23 | 298.75 | 120.75 | 122
2022/23 | 299.25 | 120.75 | 105
2022/23 | 299.75 | 120.75 | 104
2022/23 | 300.25 | 120.75 | 90
2022/23 | 300.75 | 120.75 | 89
2022/23 | 301.25 | 120.75 | 108
2022/23 | 301.75 | 120.75 | 95
2022/23 | 302.25 | 120.75 | 95
2022/23 | 302.75 | 120.75 | 118
2022/23 | 303.25 | 120.75 | 95
2022/23 | 303.75 | 120.75 | 92
2022/23 | 304.25 | 120.75 | 110
2022/23 | 304.75 | 120.75 | 82
2022/23 | 305.25 | 120.75 | 101
2022/23 | 305.75 | 120.75 | 108
2022/23 | 306.25 | 120.75 | 103
2022/23 | 306.75 | 120.75 | 96
2022/23 | 307.25 | 120.75 | 88
2022/23 | 307.75 | 120.75 | 96
2022/23 | 308.25 | 120.75 | 88
2022/23 | 308.75 | 120.75 | 80
2022/23 | 309.25 | 120.75 | 80
2022/23 | 309.75 | 120.75 | 85
2022/23 | 310.25 | 120.75 | 79
2022/23 | 310.75 | 120.75 | 89
2022/23 | 311.25 | 120.75 | 99
2022/23 | 311.75 | 120.75 | 84
2022/23 | 312.25 | 120.75 | 92
2022/23 | 312.75 | 120.75 | 101
2022/23 | 313.25 | 120.75 | 88
2022/23 | 313.75 | 120.75 | 89
2022/23 | 314.25 | 120.75 | 84
2022/23 | 314.75 | 120.75 | 92
2022/23 | 315.25 | 120.75 | 72
2022/23 | 315.75 | 120.75 | 85
2022/23 | 316.25 | 120.75 | 85
2022/23 | 316.75 | 120.75 | 75
2022/23 | 317.25 | 120.75 | 74
2022/23 | 317.75 | 120.75 | 56
2022/23 | 318.25 | 120.75 | 76
2022/23 | 318.75 | 120.75 | 84
2022/23 | 319.25 | 120.75 | 85
2022/23 | 319.75 | 120.75 | 72
2022/23 | 320.25 | 120.75 | 73
2022/23 | 320.75 | 120.75 | 69
2022/23 | 321.25 | 120.75 | 74
2022/23 | 321.75 | 120.75 | 68
2022/23 | 322.25 | 120.75 | 68
2022/23 | 322.75 | 120.75 | 71
2022/23 | 323.25 | 120.75 | 68
2022/23 | 323.75 | 120.75 | 69
2022/23 | 324.25 | 120.75 | 64
2022/23 | 324.75 | 120.75 | 63
2022/23 | 325.25 | 120.75 | 73
2022/23 | 325.75 | 120.75 | 52
2022/23 | 326.25 | 120.75 | 60
2022/23 | 326.75 | 120.75 | 82
2022/23 | 327.25 | 120.75 | 56
2022/23 | 327.75 | 120.75 | 47
2022/23 | 328.25 | 120.75 | 59
2022/23 | 328.75 | 120.75 | 63
2022/23 | 329.25 | 120.75 | 73
2022/23 | 329.75 | 120.75 | 63
2022/23 | 330.25 | 120.75 | 77
2022/23 | 330.75 | 120.75 | 48
2022/23 | 331.25 | 120.75 | 58
2022/23 | 331.75 | 120.75 | 50
2022/23 | 332.25 | 120.75 | 48
2022/23 | 332.75 | 120.75 | 52
2022/23 | 333.25 | 120.75 | 49
2022/23 | 333.75 | 120.75 | 48
2022/23 | 334.25 | 120.75 | 58
2022/23 | 334.75 | 120.75 | 45
2022/23 | 335.25 | 120.75 | 41
2022/23 | 335.75 | 120.75 | 51
2022/23 | 336.25 | 120.75 | 36
2022/23 | 336.75 | 120.75 | 51
2022/23 | 337.25 | 120.75 | 57
2022/23 | 337.75 | 120.75 | 31
2022/23 | 338.25 | 120.75 | 38
2022/23 | 338.75 | 120.75 | 48
2022/23 | 339.25 | 120.75 | 42
2022/23 | 339.75 | 120.75 | 44
2022/23 | 340.25 | 120.75 | 30
2022/23 | 340.75 | 120.75 | 39
2022/23 | 341.25 | 120.75 | 44
2022/23 | 341.75 | 120.75 | 42
2022/23 | 342.25 | 120.75 | 38
2022/23 | 342.75 | 120.75 | 30
2022/23 | 343.25 | 120.75 | 29
2022/23 | 343.75 | 120.75 | 43
2022/23 | 344.25 | 120.75 | 32
2022/23 | 344.75 | 120.75 | 53
2022/23 | 345.25 | 120.75 | 35
2022/23 | 345.75 | 120.75 | 44
2022/23 | 346.25 | 120.75 | 32
2022/23 | 346.75 | 120.75 | 33
2022/23 | 347.25 | 120.75 | 36
2022/23 | 347.75 | 120.75 | 32
2022/23 | 348.25 | 120.75 | 27
2022/23 | 348.75 | 120.75 | 28
2022/23 | 349.25 | 120.75 | 32
2022/23 | 349.75 | 120.75 | 23
2022/23 | 350.25 | 120.75 | 29
2022/23 | 350.75 | 120.75 | 28
2022/23 | 351.25 | 120.75 | 33
2022/23 | 351.75 | 120.75 | 37
2022/23 | 352.25 | 120.75 | 28
2022/23 | 352.75 | 120.75 | 28
2022/23 | 353.25 | 120.75 | 18
2022/23 | 353.75 | 120.75 | 31
2022/23 | 354.25 | 120.75 | 28
2022/23 | 354.75 | 120.75 | 26
2022/23 | 355.25 | 120.75 | 26
2022/23 | 355.75 | 120.75 | 19
2022/23 | 356.25 | 120.75 | 22
2022/23 | 356.75 | 120.75 | 30
2022/23 | 357.25 | 120.75 | 28
2022/23 | 357.75 | 120.75 | 18
2022/23 | 358.25 | 120.75 | 20
2022/23 | 358.75 | 120.75 | 22
2022/23 | 359.25 | 120.75 | 15
2022/23 | 359.75 | 120.75 | 25
2022/23 | 360.25 | 120.75 | 19
2022/23 | 360.75 | 120.75 | 16
2022/23 | 361.25 | 120.75 | 24
2022/23 | 361.75 | 120.75 | 26
2022/23 | 362.25 | 120.75 | 20
2022/23 | 362.75 | 120.75 | 13
2022/23 | 363.25 | 120.75 | 14
2022/23 | 363.75 | 120.75 | 16
2022/23 | 364.25 | 120.75 | 17
2022/23 | 364.75 | 120.75 | 20
2022/23 | 365.25 | 120.75 | 22
2022/23 | 365.75 | 120.75 | 20
2022/23 | 366.25 | 120.75 | 8
2022/23 | 366.75 | 120.75 | 17
2022/23 | 367.25 | 120.75 | 23
2022/23 | 367.75 | 120.75 | 20
2022/23 | 368.25 | 120.75 | 13
2022/23 | 368.75 | 120.75 | 24
2022/23 | 369.25 | 120.75 | 14
2022/23 | 369.75 | 120.75 | 16
2022/23 | 370.25 | 120.75 | 9
2022/23 | 370.75 | 120.75 | 13
2022/23 | 371.25 | 120.75 | 17
2022/23 | 371.75 | 120.75 | 15
2022/23 | 372.25 | 120.75 | 15
2022/23 | 372.75 | 120.75 | 11
2022/23 | 373.25 | 120.75 | 13
2022/23 | 373.75 | 120.75 | 14
2022/23 | 374.25 | 120.75 | 11
2022/23 | 374.75 | 120.75 | 7
2022/23 | 375.25 | 120.75 | 9
2022/23 | 375.75 | 120.75 | 7
2022/23 | 376.25 | 120.75 | 7
2022/23 | 376.75 | 120.75 | 9
2022/23 | 377.25 | 120.75 | 10
2022/23 | 377.75 | 120.75 | 9
2022/23 | 378.25 | 120.75 | 11
2022/23 | 378.75 | 120.75 | 7
2022/23 | 379.25 | 120.75 | 10
2022/23 | 379.75 | 120.75 | 7
2022/23 | 380.25 | 120.75 | 8
2022/23 | 380.75 | 120.75 | 6
2022/23 | 381.25 | 120.75 | 11
2022/23 | 381.75 | 120.75 | 7
2022/23 | 382.25 | 120.75 | 5
2022/23 | 382.75 | 120.75 | 11
2022/23 | 383.25 | 120.75 | 5
2022/23 | 383.75 | 120.75 | 4
2022/23 | 384.25 | 120.75 | 9
2022/23 | 384.75 | 120.75 | 12
2022/23 | 385.25 | 120.75 | 8
2022/23 | 385.75 | 120.75 | 6
2022/23 | 386.25 | 120.75 | 8
2022/23 | 386.75 | 120.75 | 4
2022/23 | 387.25 | 120.75 | 6
2022/23 | 387.75 | 120.75 | 7
2022/23 | 388.25 | 120.75 | 9
2022/23 | 388.75 | 120.75 | 4
2022/23 | 389.25 | 120.75 | 4
2022/23 | 389.75 | 120.75 | 5
2022/23 | 390.25 | 120.75 | 5
2022/23 | 390.75 | 120.75 | 5
2022/23 | 391.25 | 120.75 | 8
2022/23 | 391.75 | 120.75 | 5
2022/23 | 392.25 | 120.75 | 3
2022/23 | 392.75 | 120.75 | 3
2022/23 | 393.25 | 120.75 | 6
2022/23 | 393.75 | 120.75 | 3
2022/23 | 394.25 | 120.75 | 2
2022/23 | 394.75 | 120.75 | 3
2022/23 | 395.25 | 120.75 | 3
2022/23 | 395.75 | 120.75 | 3
2022/23 | 396.25 | 120.75 | 4
2022/23 | 396.75 | 120.75 | 3
2022/23 | 397.25 | 120.75 | 4
2022/23 | 397.75 | 120.75 | 7
2022/23 | 398.25 | 120.75 | 4
2022/23 | 398.75 | 120.75 | 2
2022/23 | 399.25 | 120.75 | 1
2022/23 | 399.75 | 120.75 | 4
2022/23 | 400.25 | 120.75 | 3
2022/23 | 400.75 | 120.75 | 2
2022/23 | 401.25 | 120.75 | 5
2022/23 | 401.75 | 120.75 | 3
2022/23 | 402.25 | 120.75 | 2
2022/23 | 402.75 | 120.75 | 1
2022/23 | 403.25 | 120.75 | 6
2022/23 | 404.25 | 120.75 | 3
2022/23 | 405.25 | 120.75 | 1
2022/23 | 405.75 | 120.75 | 1
2022/23 | 406.75 | 120.75 | 2
2022/23 | 407.75 | 120.75 | 2
2022/23 | 408.25 | 120.75 | 3
2022/23 | 409.25 | 120.75 | 1
2022/23 | 409.75 | 120.75 | 4
2022/23 | 411.25 | 120.75 | 1
2022/23 | 412.75 | 120.75 | 1
2022/23 | 413.25 | 120.75 | 2
2022/23 | 414.25 | 120.75 | 3
2022/23 | 414.75 | 120.75 | 3
2022/23 | 415.25 | 120.75 | 1
2022/23 | 415.75 | 120.75 | 1
2022/23 | 416.25 | 120.75 | 1
2022/23 | 419.75 | 120.75 | 1
2022/23 | 422.25 | 120.75 | 1
2022/23 | 423.25 | 120.75 | 1
2022/23 | 423.75 | 120.75 | 1
2022/23 | 426.25 | 120.75 | 1
2022/23 | 426.75 | 120.75 | 1
2022/23 | 429.25 | 120.75 | 1
2022/23 | 429.75 | 120.75 | 1
2022/23 | 431.25 | 120.75 | 1
2022/23 | 432.25 | 120.75 | 1
2022/23 | 434.25 | 120.75 | 1
2022/23 | 436.25 | 120.75 | 4
2022/23 | 439.25 | 120.75 | 1
2022/23 | 441.25 | 120.75 | 1
2022/23 | 445.25 | 120.75 | 1
2022/23 | 448.25 | 120.75 | 1
2022/23 | 450.25 | 120.75 | 1
2022/23 | 453.25 | 120.75 | 1
2022/23 | 459.75 | 120.75 | 1
2022/23 | 464.25 | 120.75 | 1
2022/23 | 180.25 | 121.25 | 1
2022/23 | 182.75 | 121.25 | 1
2022/23 | 185.75 | 121.25 | 1
2022/23 | 186.75 | 121.25 | 1
2022/23 | 189.25 | 121.25 | 1
2022/23 | 192.25 | 121.25 | 1
2022/23 | 192.75 | 121.25 | 1
2022/23 | 193.75 | 121.25 | 2
2022/23 | 194.75 | 121.25 | 1
2022/23 | 195.25 | 121.25 | 2
2022/23 | 195.75 | 121.25 | 1
2022/23 | 196.75 | 121.25 | 1
2022/23 | 197.25 | 121.25 | 2
2022/23 | 197.75 | 121.25 | 2
2022/23 | 198.25 | 121.25 | 1
2022/23 | 198.75 | 121.25 | 3
2022/23 | 199.25 | 121.25 | 1
2022/23 | 200.25 | 121.25 | 1
2022/23 | 200.75 | 121.25 | 3
2022/23 | 201.75 | 121.25 | 2
2022/23 | 202.25 | 121.25 | 1
2022/23 | 202.75 | 121.25 | 2
2022/23 | 203.25 | 121.25 | 2
2022/23 | 203.75 | 121.25 | 1
2022/23 | 204.75 | 121.25 | 1
2022/23 | 205.25 | 121.25 | 2
2022/23 | 205.75 | 121.25 | 3
2022/23 | 206.25 | 121.25 | 3
2022/23 | 206.75 | 121.25 | 6
2022/23 | 207.25 | 121.25 | 5
2022/23 | 207.75 | 121.25 | 1
2022/23 | 208.25 | 121.25 | 7
2022/23 | 208.75 | 121.25 | 4
2022/23 | 209.25 | 121.25 | 4
2022/23 | 209.75 | 121.25 | 5
2022/23 | 210.25 | 121.25 | 4
2022/23 | 210.75 | 121.25 | 1
2022/23 | 211.25 | 121.25 | 6
2022/23 | 211.75 | 121.25 | 3
2022/23 | 212.25 | 121.25 | 3
2022/23 | 212.75 | 121.25 | 9
2022/23 | 213.25 | 121.25 | 5
2022/23 | 213.75 | 121.25 | 7
2022/23 | 214.25 | 121.25 | 7
2022/23 | 214.75 | 121.25 | 3
2022/23 | 215.25 | 121.25 | 4
2022/23 | 215.75 | 121.25 | 6
2022/23 | 216.25 | 121.25 | 4
2022/23 | 216.75 | 121.25 | 7
2022/23 | 217.25 | 121.25 | 6
2022/23 | 217.75 | 121.25 | 7
2022/23 | 218.25 | 121.25 | 5
2022/23 | 218.75 | 121.25 | 10
2022/23 | 219.25 | 121.25 | 7
2022/23 | 219.75 | 121.25 | 5
2022/23 | 220.25 | 121.25 | 5
2022/23 | 220.75 | 121.25 | 6
2022/23 | 221.25 | 121.25 | 6
2022/23 | 221.75 | 121.25 | 10
2022/23 | 222.25 | 121.25 | 11
2022/23 | 222.75 | 121.25 | 7
2022/23 | 223.25 | 121.25 | 11
2022/23 | 223.75 | 121.25 | 8
2022/23 | 224.25 | 121.25 | 13
2022/23 | 224.75 | 121.25 | 12
2022/23 | 225.25 | 121.25 | 12
2022/23 | 225.75 | 121.25 | 16
2022/23 | 226.25 | 121.25 | 13
2022/23 | 226.75 | 121.25 | 15
2022/23 | 227.25 | 121.25 | 14
2022/23 | 227.75 | 121.25 | 15
2022/23 | 228.25 | 121.25 | 15
2022/23 | 228.75 | 121.25 | 23
2022/23 | 229.25 | 121.25 | 12
2022/23 | 229.75 | 121.25 | 19
2022/23 | 230.25 | 121.25 | 24
2022/23 | 230.75 | 121.25 | 27
2022/23 | 231.25 | 121.25 | 25
2022/23 | 231.75 | 121.25 | 20
2022/23 | 232.25 | 121.25 | 19
2022/23 | 232.75 | 121.25 | 16
2022/23 | 233.25 | 121.25 | 25
2022/23 | 233.75 | 121.25 | 24
2022/23 | 234.25 | 121.25 | 23
2022/23 | 234.75 | 121.25 | 34
2022/23 | 235.25 | 121.25 | 31
2022/23 | 235.75 | 121.25 | 38
2022/23 | 236.25 | 121.25 | 24
2022/23 | 236.75 | 121.25 | 22
2022/23 | 237.25 | 121.25 | 35
2022/23 | 237.75 | 121.25 | 37
2022/23 | 238.25 | 121.25 | 38
2022/23 | 238.75 | 121.25 | 35
2022/23 | 239.25 | 121.25 | 42
2022/23 | 239.75 | 121.25 | 25
2022/23 | 240.25 | 121.25 | 40
2022/23 | 240.75 | 121.25 | 37
2022/23 | 241.25 | 121.25 | 43
2022/23 | 241.75 | 121.25 | 44
2022/23 | 242.25 | 121.25 | 53
2022/23 | 242.75 | 121.25 | 42
2022/23 | 243.25 | 121.25 | 56
2022/23 | 243.75 | 121.25 | 48
2022/23 | 244.25 | 121.25 | 54
2022/23 | 244.75 | 121.25 | 47
2022/23 | 245.25 | 121.25 | 42
2022/23 | 245.75 | 121.25 | 55
2022/23 | 246.25 | 121.25 | 50
2022/23 | 246.75 | 121.25 | 47
2022/23 | 247.25 | 121.25 | 50
2022/23 | 247.75 | 121.25 | 53
2022/23 | 248.25 | 121.25 | 48
2022/23 | 248.75 | 121.25 | 58
2022/23 | 249.25 | 121.25 | 44
2022/23 | 249.75 | 121.25 | 59
2022/23 | 250.25 | 121.25 | 49
2022/23 | 250.75 | 121.25 | 57
2022/23 | 251.25 | 121.25 | 57
2022/23 | 251.75 | 121.25 | 63
2022/23 | 252.25 | 121.25 | 65
2022/23 | 252.75 | 121.25 | 51
2022/23 | 253.25 | 121.25 | 68
2022/23 | 253.75 | 121.25 | 61
2022/23 | 254.25 | 121.25 | 59
2022/23 | 254.75 | 121.25 | 69
2022/23 | 255.25 | 121.25 | 64
2022/23 | 255.75 | 121.25 | 61
2022/23 | 256.25 | 121.25 | 54
2022/23 | 256.75 | 121.25 | 73
2022/23 | 257.25 | 121.25 | 65
2022/23 | 257.75 | 121.25 | 72
2022/23 | 258.25 | 121.25 | 74
2022/23 | 258.75 | 121.25 | 75
2022/23 | 259.25 | 121.25 | 68
2022/23 | 259.75 | 121.25 | 68
2022/23 | 260.25 | 121.25 | 72
2022/23 | 260.75 | 121.25 | 80
2022/23 | 261.25 | 121.25 | 79
2022/23 | 261.75 | 121.25 | 89
2022/23 | 262.25 | 121.25 | 75
2022/23 | 262.75 | 121.25 | 61
2022/23 | 263.25 | 121.25 | 73
2022/23 | 263.75 | 121.25 | 82
2022/23 | 264.25 | 121.25 | 78
2022/23 | 264.75 | 121.25 | 85
2022/23 | 265.25 | 121.25 | 94
2022/23 | 265.75 | 121.25 | 77
2022/23 | 266.25 | 121.25 | 87
2022/23 | 266.75 | 121.25 | 83
2022/23 | 267.25 | 121.25 | 85
2022/23 | 267.75 | 121.25 | 84
2022/23 | 268.25 | 121.25 | 102
2022/23 | 268.75 | 121.25 | 68
2022/23 | 269.25 | 121.25 | 80
2022/23 | 269.75 | 121.25 | 80
2022/23 | 270.25 | 121.25 | 74
2022/23 | 270.75 | 121.25 | 101
2022/23 | 271.25 | 121.25 | 76
2022/23 | 271.75 | 121.25 | 85
2022/23 | 272.25 | 121.25 | 84
2022/23 | 272.75 | 121.25 | 92
2022/23 | 273.25 | 121.25 | 94
2022/23 | 273.75 | 121.25 | 87
2022/23 | 274.25 | 121.25 | 79
2022/23 | 274.75 | 121.25 | 84
2022/23 | 275.25 | 121.25 | 87
2022/23 | 275.75 | 121.25 | 89
2022/23 | 276.25 | 121.25 | 79
2022/23 | 276.75 | 121.25 | 87
2022/23 | 277.25 | 121.25 | 105
2022/23 | 277.75 | 121.25 | 101
2022/23 | 278.25 | 121.25 | 108
2022/23 | 278.75 | 121.25 | 98
2022/23 | 279.25 | 121.25 | 89
2022/23 | 279.75 | 121.25 | 97
2022/23 | 280.25 | 121.25 | 86
2022/23 | 280.75 | 121.25 | 93
2022/23 | 281.25 | 121.25 | 107
2022/23 | 281.75 | 121.25 | 86
2022/23 | 282.25 | 121.25 | 97
2022/23 | 282.75 | 121.25 | 94
2022/23 | 283.25 | 121.25 | 103
2022/23 | 283.75 | 121.25 | 96
2022/23 | 284.25 | 121.25 | 97
2022/23 | 284.75 | 121.25 | 94
2022/23 | 285.25 | 121.25 | 98
2022/23 | 285.75 | 121.25 | 89
2022/23 | 286.25 | 121.25 | 107
2022/23 | 286.75 | 121.25 | 117
2022/23 | 287.25 | 121.25 | 103
2022/23 | 287.75 | 121.25 | 119
2022/23 | 288.25 | 121.25 | 102
2022/23 | 288.75 | 121.25 | 109
2022/23 | 289.25 | 121.25 | 116
2022/23 | 289.75 | 121.25 | 88
2022/23 | 290.25 | 121.25 | 95
2022/23 | 290.75 | 121.25 | 85
2022/23 | 291.25 | 121.25 | 121
2022/23 | 291.75 | 121.25 | 102
2022/23 | 292.25 | 121.25 | 95
2022/23 | 292.75 | 121.25 | 106
2022/23 | 293.25 | 121.25 | 115
2022/23 | 293.75 | 121.25 | 105
2022/23 | 294.25 | 121.25 | 111
2022/23 | 294.75 | 121.25 | 100
2022/23 | 295.25 | 121.25 | 98
2022/23 | 295.75 | 121.25 | 120
2022/23 | 296.25 | 121.25 | 114
2022/23 | 296.75 | 121.25 | 103
2022/23 | 297.25 | 121.25 | 102
2022/23 | 297.75 | 121.25 | 109
2022/23 | 298.25 | 121.25 | 105
2022/23 | 298.75 | 121.25 | 93
2022/23 | 299.25 | 121.25 | 104
2022/23 | 299.75 | 121.25 | 86
2022/23 | 300.25 | 121.25 | 112
2022/23 | 300.75 | 121.25 | 98
2022/23 | 301.25 | 121.25 | 108
2022/23 | 301.75 | 121.25 | 106
2022/23 | 302.25 | 121.25 | 76
2022/23 | 302.75 | 121.25 | 107
2022/23 | 303.25 | 121.25 | 86
2022/23 | 303.75 | 121.25 | 106
2022/23 | 304.25 | 121.25 | 106
2022/23 | 304.75 | 121.25 | 89
2022/23 | 305.25 | 121.25 | 83
2022/23 | 305.75 | 121.25 | 86
2022/23 | 306.25 | 121.25 | 85
2022/23 | 306.75 | 121.25 | 102
2022/23 | 307.25 | 121.25 | 80
2022/23 | 307.75 | 121.25 | 81
2022/23 | 308.25 | 121.25 | 93
2022/23 | 308.75 | 121.25 | 96
2022/23 | 309.25 | 121.25 | 92
2022/23 | 309.75 | 121.25 | 94
2022/23 | 310.25 | 121.25 | 103
2022/23 | 310.75 | 121.25 | 98
2022/23 | 311.25 | 121.25 | 78
2022/23 | 311.75 | 121.25 | 86
2022/23 | 312.25 | 121.25 | 76
2022/23 | 312.75 | 121.25 | 69
2022/23 | 313.25 | 121.25 | 86
2022/23 | 313.75 | 121.25 | 105
2022/23 | 314.25 | 121.25 | 69
2022/23 | 314.75 | 121.25 | 89
2022/23 | 315.25 | 121.25 | 62
2022/23 | 315.75 | 121.25 | 75
2022/23 | 316.25 | 121.25 | 78
2022/23 | 316.75 | 121.25 | 81
2022/23 | 317.25 | 121.25 | 66
2022/23 | 317.75 | 121.25 | 65
2022/23 | 318.25 | 121.25 | 67
2022/23 | 318.75 | 121.25 | 74
2022/23 | 319.25 | 121.25 | 85
2022/23 | 319.75 | 121.25 | 76
2022/23 | 320.25 | 121.25 | 66
2022/23 | 320.75 | 121.25 | 61
2022/23 | 321.25 | 121.25 | 68
2022/23 | 321.75 | 121.25 | 75
2022/23 | 322.25 | 121.25 | 71
2022/23 | 322.75 | 121.25 | 65
2022/23 | 323.25 | 121.25 | 67
2022/23 | 323.75 | 121.25 | 69
2022/23 | 324.25 | 121.25 | 66
2022/23 | 324.75 | 121.25 | 56
2022/23 | 325.25 | 121.25 | 66
2022/23 | 325.75 | 121.25 | 56
2022/23 | 326.25 | 121.25 | 64
2022/23 | 326.75 | 121.25 | 64
2022/23 | 327.25 | 121.25 | 62
2022/23 | 327.75 | 121.25 | 60
2022/23 | 328.25 | 121.25 | 59
2022/23 | 328.75 | 121.25 | 67
2022/23 | 329.25 | 121.25 | 71
2022/23 | 329.75 | 121.25 | 66
2022/23 | 330.25 | 121.25 | 64
2022/23 | 330.75 | 121.25 | 65
2022/23 | 331.25 | 121.25 | 44
2022/23 | 331.75 | 121.25 | 67
2022/23 | 332.25 | 121.25 | 52
2022/23 | 332.75 | 121.25 | 52
2022/23 | 333.25 | 121.25 | 59
2022/23 | 333.75 | 121.25 | 52
2022/23 | 334.25 | 121.25 | 65
2022/23 | 334.75 | 121.25 | 51
2022/23 | 335.25 | 121.25 | 42
2022/23 | 335.75 | 121.25 | 46
2022/23 | 336.25 | 121.25 | 47
2022/23 | 336.75 | 121.25 | 57
2022/23 | 337.25 | 121.25 | 56
2022/23 | 337.75 | 121.25 | 53
2022/23 | 338.25 | 121.25 | 39
2022/23 | 338.75 | 121.25 | 49
2022/23 | 339.25 | 121.25 | 43
2022/23 | 339.75 | 121.25 | 49
2022/23 | 340.25 | 121.25 | 42
2022/23 | 340.75 | 121.25 | 31
2022/23 | 341.25 | 121.25 | 28
2022/23 | 341.75 | 121.25 | 45
2022/23 | 342.25 | 121.25 | 37
2022/23 | 342.75 | 121.25 | 24
2022/23 | 343.25 | 121.25 | 46
2022/23 | 343.75 | 121.25 | 42
2022/23 | 344.25 | 121.25 | 35
2022/23 | 344.75 | 121.25 | 31
2022/23 | 345.25 | 121.25 | 45
2022/23 | 345.75 | 121.25 | 40
2022/23 | 346.25 | 121.25 | 31
2022/23 | 346.75 | 121.25 | 19
2022/23 | 347.25 | 121.25 | 33
2022/23 | 347.75 | 121.25 | 35
2022/23 | 348.25 | 121.25 | 37
2022/23 | 348.75 | 121.25 | 27
2022/23 | 349.25 | 121.25 | 32
2022/23 | 349.75 | 121.25 | 38
2022/23 | 350.25 | 121.25 | 27
2022/23 | 350.75 | 121.25 | 23
2022/23 | 351.25 | 121.25 | 28
2022/23 | 351.75 | 121.25 | 25
2022/23 | 352.25 | 121.25 | 27
2022/23 | 352.75 | 121.25 | 33
2022/23 | 353.25 | 121.25 | 25
2022/23 | 353.75 | 121.25 | 23
2022/23 | 354.25 | 121.25 | 16
2022/23 | 354.75 | 121.25 | 29
2022/23 | 355.25 | 121.25 | 33
2022/23 | 355.75 | 121.25 | 26
2022/23 | 356.25 | 121.25 | 25
2022/23 | 356.75 | 121.25 | 24
2022/23 | 357.25 | 121.25 | 31
2022/23 | 357.75 | 121.25 | 34
2022/23 | 358.25 | 121.25 | 23
2022/23 | 358.75 | 121.25 | 18
2022/23 | 359.25 | 121.25 | 20
2022/23 | 359.75 | 121.25 | 15
2022/23 | 360.25 | 121.25 | 15
2022/23 | 360.75 | 121.25 | 25
2022/23 | 361.25 | 121.25 | 19
2022/23 | 361.75 | 121.25 | 22
2022/23 | 362.25 | 121.25 | 19
2022/23 | 362.75 | 121.25 | 16
2022/23 | 363.25 | 121.25 | 11
2022/23 | 363.75 | 121.25 | 16
2022/23 | 364.25 | 121.25 | 16
2022/23 | 364.75 | 121.25 | 24
2022/23 | 365.25 | 121.25 | 22
2022/23 | 365.75 | 121.25 | 22
2022/23 | 366.25 | 121.25 | 12
2022/23 | 366.75 | 121.25 | 19
2022/23 | 367.25 | 121.25 | 13
2022/23 | 367.75 | 121.25 | 23
2022/23 | 368.25 | 121.25 | 10
2022/23 | 368.75 | 121.25 | 14
2022/23 | 369.25 | 121.25 | 10
2022/23 | 369.75 | 121.25 | 20
2022/23 | 370.25 | 121.25 | 21
2022/23 | 370.75 | 121.25 | 5
2022/23 | 371.25 | 121.25 | 16
2022/23 | 371.75 | 121.25 | 22
2022/23 | 372.25 | 121.25 | 9
2022/23 | 372.75 | 121.25 | 21
2022/23 | 373.25 | 121.25 | 18
2022/23 | 373.75 | 121.25 | 4
2022/23 | 374.25 | 121.25 | 16
2022/23 | 374.75 | 121.25 | 14
2022/23 | 375.25 | 121.25 | 10
2022/23 | 375.75 | 121.25 | 14
2022/23 | 376.25 | 121.25 | 8
2022/23 | 376.75 | 121.25 | 11
2022/23 | 377.25 | 121.25 | 6
2022/23 | 377.75 | 121.25 | 12
2022/23 | 378.25 | 121.25 | 2
2022/23 | 378.75 | 121.25 | 9
2022/23 | 379.25 | 121.25 | 7
2022/23 | 379.75 | 121.25 | 5
2022/23 | 380.25 | 121.25 | 6
2022/23 | 380.75 | 121.25 | 4
2022/23 | 381.25 | 121.25 | 9
2022/23 | 381.75 | 121.25 | 6
2022/23 | 382.25 | 121.25 | 12
2022/23 | 382.75 | 121.25 | 10
2022/23 | 383.25 | 121.25 | 11
2022/23 | 383.75 | 121.25 | 10
2022/23 | 384.25 | 121.25 | 7
2022/23 | 384.75 | 121.25 | 12
2022/23 | 385.25 | 121.25 | 3
2022/23 | 385.75 | 121.25 | 8
2022/23 | 386.25 | 121.25 | 1
2022/23 | 386.75 | 121.25 | 9
2022/23 | 387.25 | 121.25 | 4
2022/23 | 387.75 | 121.25 | 5
2022/23 | 388.25 | 121.25 | 5
2022/23 | 388.75 | 121.25 | 7
2022/23 | 389.25 | 121.25 | 8
2022/23 | 389.75 | 121.25 | 7
2022/23 | 390.25 | 121.25 | 2
2022/23 | 390.75 | 121.25 | 5
2022/23 | 391.25 | 121.25 | 10
2022/23 | 391.75 | 121.25 | 6
2022/23 | 392.25 | 121.25 | 5
2022/23 | 392.75 | 121.25 | 7
2022/23 | 393.75 | 121.25 | 5
2022/23 | 394.25 | 121.25 | 4
2022/23 | 394.75 | 121.25 | 1
2022/23 | 395.25 | 121.25 | 4
2022/23 | 395.75 | 121.25 | 5
2022/23 | 396.25 | 121.25 | 1
2022/23 | 396.75 | 121.25 | 6
2022/23 | 397.25 | 121.25 | 9
2022/23 | 397.75 | 121.25 | 5
2022/23 | 398.25 | 121.25 | 9
2022/23 | 398.75 | 121.25 | 3
2022/23 | 399.25 | 121.25 | 3
2022/23 | 399.75 | 121.25 | 3
2022/23 | 400.75 | 121.25 | 3
2022/23 | 401.25 | 121.25 | 6
2022/23 | 401.75 | 121.25 | 5
2022/23 | 402.25 | 121.25 | 7
2022/23 | 402.75 | 121.25 | 2
2022/23 | 403.25 | 121.25 | 1
2022/23 | 403.75 | 121.25 | 4
2022/23 | 404.25 | 121.25 | 2
2022/23 | 404.75 | 121.25 | 4
2022/23 | 405.25 | 121.25 | 1
2022/23 | 405.75 | 121.25 | 1
2022/23 | 406.25 | 121.25 | 2
2022/23 | 406.75 | 121.25 | 3
2022/23 | 407.25 | 121.25 | 3
2022/23 | 407.75 | 121.25 | 2
2022/23 | 408.25 | 121.25 | 3
2022/23 | 408.75 | 121.25 | 1
2022/23 | 409.25 | 121.25 | 2
2022/23 | 409.75 | 121.25 | 1
2022/23 | 410.25 | 121.25 | 2
2022/23 | 410.75 | 121.25 | 2
2022/23 | 411.25 | 121.25 | 1
2022/23 | 411.75 | 121.25 | 1
2022/23 | 412.25 | 121.25 | 1
2022/23 | 412.75 | 121.25 | 1
2022/23 | 413.25 | 121.25 | 1
2022/23 | 413.75 | 121.25 | 3
2022/23 | 414.25 | 121.25 | 1
2022/23 | 414.75 | 121.25 | 2
2022/23 | 415.75 | 121.25 | 1
2022/23 | 416.25 | 121.25 | 4
2022/23 | 416.75 | 121.25 | 2
2022/23 | 417.25 | 121.25 | 1
2022/23 | 417.75 | 121.25 | 2
2022/23 | 418.25 | 121.25 | 1
2022/23 | 418.75 | 121.25 | 1
2022/23 | 419.75 | 121.25 | 2
2022/23 | 420.25 | 121.25 | 1
2022/23 | 423.75 | 121.25 | 1
2022/23 | 426.75 | 121.25 | 1
2022/23 | 427.25 | 121.25 | 2
2022/23 | 428.75 | 121.25 | 1
2022/23 | 429.25 | 121.25 | 2
2022/23 | 429.75 | 121.25 | 1
2022/23 | 430.25 | 121.25 | 1
2022/23 | 430.75 | 121.25 | 1
2022/23 | 431.75 | 121.25 | 1
2022/23 | 434.25 | 121.25 | 1
2022/23 | 434.75 | 121.25 | 1
2022/23 | 436.25 | 121.25 | 1
2022/23 | 436.75 | 121.25 | 1
2022/23 | 439.25 | 121.25 | 1
2022/23 | 440.25 | 121.25 | 1
2022/23 | 441.75 | 121.25 | 1
2022/23 | 445.75 | 121.25 | 1
2022/23 | 448.25 | 121.25 | 1
2022/23 | 452.75 | 121.25 | 1
2022/23 | 456.75 | 121.25 | 1
2022/23 | 486.75 | 121.25 | 1
2022/23 | 493.75 | 121.25 | 1
2022/23 | 507.75 | 121.25 | 1
2022/23 | 173.75 | 121.75 | 1
2022/23 | 179.25 | 121.75 | 1
2022/23 | 180.25 | 121.75 | 1
2022/23 | 180.75 | 121.75 | 1
2022/23 | 183.75 | 121.75 | 1
2022/23 | 185.25 | 121.75 | 1
2022/23 | 186.75 | 121.75 | 1
2022/23 | 187.25 | 121.75 | 2
2022/23 | 189.25 | 121.75 | 3
2022/23 | 190.25 | 121.75 | 1
2022/23 | 192.75 | 121.75 | 2
2022/23 | 193.25 | 121.75 | 1
2022/23 | 193.75 | 121.75 | 1
2022/23 | 194.25 | 121.75 | 1
2022/23 | 195.25 | 121.75 | 1
2022/23 | 195.75 | 121.75 | 1
2022/23 | 196.25 | 121.75 | 2
2022/23 | 197.25 | 121.75 | 2
2022/23 | 198.25 | 121.75 | 1
2022/23 | 199.25 | 121.75 | 2
2022/23 | 199.75 | 121.75 | 1
2022/23 | 200.25 | 121.75 | 2
2022/23 | 201.25 | 121.75 | 2
2022/23 | 201.75 | 121.75 | 1
2022/23 | 203.25 | 121.75 | 1
2022/23 | 203.75 | 121.75 | 1
2022/23 | 204.25 | 121.75 | 1
2022/23 | 204.75 | 121.75 | 1
2022/23 | 205.25 | 121.75 | 2
2022/23 | 205.75 | 121.75 | 2
2022/23 | 206.25 | 121.75 | 3
2022/23 | 206.75 | 121.75 | 3
2022/23 | 207.25 | 121.75 | 3
2022/23 | 207.75 | 121.75 | 2
2022/23 | 208.25 | 121.75 | 1
2022/23 | 209.25 | 121.75 | 4
2022/23 | 209.75 | 121.75 | 5
2022/23 | 210.25 | 121.75 | 7
2022/23 | 210.75 | 121.75 | 1
2022/23 | 211.25 | 121.75 | 6
2022/23 | 211.75 | 121.75 | 4
2022/23 | 212.25 | 121.75 | 5
2022/23 | 212.75 | 121.75 | 4
2022/23 | 213.25 | 121.75 | 4
2022/23 | 213.75 | 121.75 | 6
2022/23 | 214.25 | 121.75 | 7
2022/23 | 214.75 | 121.75 | 11
2022/23 | 215.25 | 121.75 | 3
2022/23 | 215.75 | 121.75 | 7
2022/23 | 216.25 | 121.75 | 2
2022/23 | 216.75 | 121.75 | 4
2022/23 | 217.25 | 121.75 | 5
2022/23 | 217.75 | 121.75 | 11
2022/23 | 218.25 | 121.75 | 10
2022/23 | 218.75 | 121.75 | 6
2022/23 | 219.25 | 121.75 | 5
2022/23 | 219.75 | 121.75 | 7
2022/23 | 220.25 | 121.75 | 8
2022/23 | 220.75 | 121.75 | 10
2022/23 | 221.25 | 121.75 | 9
2022/23 | 221.75 | 121.75 | 10
2022/23 | 222.25 | 121.75 | 10
2022/23 | 222.75 | 121.75 | 9
2022/23 | 223.25 | 121.75 | 7
2022/23 | 223.75 | 121.75 | 3
2022/23 | 224.25 | 121.75 | 10
2022/23 | 224.75 | 121.75 | 7
2022/23 | 225.25 | 121.75 | 9
2022/23 | 225.75 | 121.75 | 9
2022/23 | 226.25 | 121.75 | 8
2022/23 | 226.75 | 121.75 | 11
2022/23 | 227.25 | 121.75 | 17
2022/23 | 227.75 | 121.75 | 15
2022/23 | 228.25 | 121.75 | 16
2022/23 | 228.75 | 121.75 | 21
2022/23 | 229.25 | 121.75 | 17
2022/23 | 229.75 | 121.75 | 9
2022/23 | 230.25 | 121.75 | 15
2022/23 | 230.75 | 121.75 | 17
2022/23 | 231.25 | 121.75 | 11
2022/23 | 231.75 | 121.75 | 12
2022/23 | 232.25 | 121.75 | 27
2022/23 | 232.75 | 121.75 | 24
2022/23 | 233.25 | 121.75 | 27
2022/23 | 233.75 | 121.75 | 23
2022/23 | 234.25 | 121.75 | 13
2022/23 | 234.75 | 121.75 | 20
2022/23 | 235.25 | 121.75 | 19
2022/23 | 235.75 | 121.75 | 25
2022/23 | 236.25 | 121.75 | 31
2022/23 | 236.75 | 121.75 | 35
2022/23 | 237.25 | 121.75 | 31
2022/23 | 237.75 | 121.75 | 29
2022/23 | 238.25 | 121.75 | 30
2022/23 | 238.75 | 121.75 | 30
2022/23 | 239.25 | 121.75 | 25
2022/23 | 239.75 | 121.75 | 27
2022/23 | 240.25 | 121.75 | 42
2022/23 | 240.75 | 121.75 | 39
2022/23 | 241.25 | 121.75 | 38
2022/23 | 241.75 | 121.75 | 36
2022/23 | 242.25 | 121.75 | 31
2022/23 | 242.75 | 121.75 | 40
2022/23 | 243.25 | 121.75 | 36
2022/23 | 243.75 | 121.75 | 37
2022/23 | 244.25 | 121.75 | 42
2022/23 | 244.75 | 121.75 | 46
2022/23 | 245.25 | 121.75 | 45
2022/23 | 245.75 | 121.75 | 41
2022/23 | 246.25 | 121.75 | 64
2022/23 | 246.75 | 121.75 | 49
2022/23 | 247.25 | 121.75 | 52
2022/23 | 247.75 | 121.75 | 45
2022/23 | 248.25 | 121.75 | 48
2022/23 | 248.75 | 121.75 | 54
2022/23 | 249.25 | 121.75 | 49
2022/23 | 249.75 | 121.75 | 41
2022/23 | 250.25 | 121.75 | 64
2022/23 | 250.75 | 121.75 | 53
2022/23 | 251.25 | 121.75 | 62
2022/23 | 251.75 | 121.75 | 64
2022/23 | 252.25 | 121.75 | 55
2022/23 | 252.75 | 121.75 | 59
2022/23 | 253.25 | 121.75 | 59
2022/23 | 253.75 | 121.75 | 54
2022/23 | 254.25 | 121.75 | 61
2022/23 | 254.75 | 121.75 | 68
2022/23 | 255.25 | 121.75 | 51
2022/23 | 255.75 | 121.75 | 68
2022/23 | 256.25 | 121.75 | 55
2022/23 | 256.75 | 121.75 | 69
2022/23 | 257.25 | 121.75 | 54
2022/23 | 257.75 | 121.75 | 49
2022/23 | 258.25 | 121.75 | 83
2022/23 | 258.75 | 121.75 | 54
2022/23 | 259.25 | 121.75 | 66
2022/23 | 259.75 | 121.75 | 73
2022/23 | 260.25 | 121.75 | 57
2022/23 | 260.75 | 121.75 | 88
2022/23 | 261.25 | 121.75 | 79
2022/23 | 261.75 | 121.75 | 80
2022/23 | 262.25 | 121.75 | 65
2022/23 | 262.75 | 121.75 | 59
2022/23 | 263.25 | 121.75 | 66
2022/23 | 263.75 | 121.75 | 75
2022/23 | 264.25 | 121.75 | 77
2022/23 | 264.75 | 121.75 | 70
2022/23 | 265.25 | 121.75 | 75
2022/23 | 265.75 | 121.75 | 75
2022/23 | 266.25 | 121.75 | 82
2022/23 | 266.75 | 121.75 | 89
2022/23 | 267.25 | 121.75 | 68
2022/23 | 267.75 | 121.75 | 78
2022/23 | 268.25 | 121.75 | 73
2022/23 | 268.75 | 121.75 | 77
2022/23 | 269.25 | 121.75 | 80
2022/23 | 269.75 | 121.75 | 94
2022/23 | 270.25 | 121.75 | 91
2022/23 | 270.75 | 121.75 | 94
2022/23 | 271.25 | 121.75 | 88
2022/23 | 271.75 | 121.75 | 97
2022/23 | 272.25 | 121.75 | 90
2022/23 | 272.75 | 121.75 | 80
2022/23 | 273.25 | 121.75 | 78
2022/23 | 273.75 | 121.75 | 68
2022/23 | 274.25 | 121.75 | 94
2022/23 | 274.75 | 121.75 | 93
2022/23 | 275.25 | 121.75 | 96
2022/23 | 275.75 | 121.75 | 94
2022/23 | 276.25 | 121.75 | 74
2022/23 | 276.75 | 121.75 | 97
2022/23 | 277.25 | 121.75 | 77
2022/23 | 277.75 | 121.75 | 85
2022/23 | 278.25 | 121.75 | 84
2022/23 | 278.75 | 121.75 | 98
2022/23 | 279.25 | 121.75 | 96
2022/23 | 279.75 | 121.75 | 90
2022/23 | 280.25 | 121.75 | 93
2022/23 | 280.75 | 121.75 | 93
2022/23 | 281.25 | 121.75 | 89
2022/23 | 281.75 | 121.75 | 89
2022/23 | 282.25 | 121.75 | 93
2022/23 | 282.75 | 121.75 | 87
2022/23 | 283.25 | 121.75 | 108
2022/23 | 283.75 | 121.75 | 88
2022/23 | 284.25 | 121.75 | 98
2022/23 | 284.75 | 121.75 | 79
2022/23 | 285.25 | 121.75 | 88
2022/23 | 285.75 | 121.75 | 90
2022/23 | 286.25 | 121.75 | 99
2022/23 | 286.75 | 121.75 | 112
2022/23 | 287.25 | 121.75 | 105
2022/23 | 287.75 | 121.75 | 91
2022/23 | 288.25 | 121.75 | 88
2022/23 | 288.75 | 121.75 | 106
2022/23 | 289.25 | 121.75 | 104
2022/23 | 289.75 | 121.75 | 100
2022/23 | 290.25 | 121.75 | 106
2022/23 | 290.75 | 121.75 | 97
2022/23 | 291.25 | 121.75 | 90
2022/23 | 291.75 | 121.75 | 99
2022/23 | 292.25 | 121.75 | 106
2022/23 | 292.75 | 121.75 | 105
2022/23 | 293.25 | 121.75 | 118
2022/23 | 293.75 | 121.75 | 91
2022/23 | 294.25 | 121.75 | 100
2022/23 | 294.75 | 121.75 | 108
2022/23 | 295.25 | 121.75 | 101
2022/23 | 295.75 | 121.75 | 99
2022/23 | 296.25 | 121.75 | 102
2022/23 | 296.75 | 121.75 | 101
2022/23 | 297.25 | 121.75 | 99
2022/23 | 297.75 | 121.75 | 85
2022/23 | 298.25 | 121.75 | 95
2022/23 | 298.75 | 121.75 | 108
2022/23 | 299.25 | 121.75 | 100
2022/23 | 299.75 | 121.75 | 97
2022/23 | 300.25 | 121.75 | 108
2022/23 | 300.75 | 121.75 | 103
2022/23 | 301.25 | 121.75 | 111
2022/23 | 301.75 | 121.75 | 90
2022/23 | 302.25 | 121.75 | 101
2022/23 | 302.75 | 121.75 | 89
2022/23 | 303.25 | 121.75 | 96
2022/23 | 303.75 | 121.75 | 101
2022/23 | 304.25 | 121.75 | 85
2022/23 | 304.75 | 121.75 | 98
2022/23 | 305.25 | 121.75 | 87
2022/23 | 305.75 | 121.75 | 85
2022/23 | 306.25 | 121.75 | 75
2022/23 | 306.75 | 121.75 | 100
2022/23 | 307.25 | 121.75 | 97
2022/23 | 307.75 | 121.75 | 93
2022/23 | 308.25 | 121.75 | 107
2022/23 | 308.75 | 121.75 | 93
2022/23 | 309.25 | 121.75 | 93
2022/23 | 309.75 | 121.75 | 90
2022/23 | 310.25 | 121.75 | 89
2022/23 | 310.75 | 121.75 | 87
2022/23 | 311.25 | 121.75 | 101
2022/23 | 311.75 | 121.75 | 79
2022/23 | 312.25 | 121.75 | 78
2022/23 | 312.75 | 121.75 | 78
2022/23 | 313.25 | 121.75 | 85
2022/23 | 313.75 | 121.75 | 93
2022/23 | 314.25 | 121.75 | 108
2022/23 | 314.75 | 121.75 | 97
2022/23 | 315.25 | 121.75 | 93
2022/23 | 315.75 | 121.75 | 97
2022/23 | 316.25 | 121.75 | 83
2022/23 | 316.75 | 121.75 | 77
2022/23 | 317.25 | 121.75 | 66
2022/23 | 317.75 | 121.75 | 71
2022/23 | 318.25 | 121.75 | 84
2022/23 | 318.75 | 121.75 | 73
2022/23 | 319.25 | 121.75 | 75
2022/23 | 319.75 | 121.75 | 74
2022/23 | 320.25 | 121.75 | 78
2022/23 | 320.75 | 121.75 | 61
2022/23 | 321.25 | 121.75 | 63
2022/23 | 321.75 | 121.75 | 69
2022/23 | 322.25 | 121.75 | 67
2022/23 | 322.75 | 121.75 | 73
2022/23 | 323.25 | 121.75 | 71
2022/23 | 323.75 | 121.75 | 57
2022/23 | 324.25 | 121.75 | 57
2022/23 | 324.75 | 121.75 | 75
2022/23 | 325.25 | 121.75 | 61
2022/23 | 325.75 | 121.75 | 54
2022/23 | 326.25 | 121.75 | 58
2022/23 | 326.75 | 121.75 | 71
2022/23 | 327.25 | 121.75 | 67
2022/23 | 327.75 | 121.75 | 57
2022/23 | 328.25 | 121.75 | 71
2022/23 | 328.75 | 121.75 | 69
2022/23 | 329.25 | 121.75 | 65
2022/23 | 329.75 | 121.75 | 73
2022/23 | 330.25 | 121.75 | 56
2022/23 | 330.75 | 121.75 | 48
2022/23 | 331.25 | 121.75 | 52
2022/23 | 331.75 | 121.75 | 53
2022/23 | 332.25 | 121.75 | 61
2022/23 | 332.75 | 121.75 | 46
2022/23 | 333.25 | 121.75 | 48
2022/23 | 333.75 | 121.75 | 57
2022/23 | 334.25 | 121.75 | 63
2022/23 | 334.75 | 121.75 | 52
2022/23 | 335.25 | 121.75 | 38
2022/23 | 335.75 | 121.75 | 50
2022/23 | 336.25 | 121.75 | 53
2022/23 | 336.75 | 121.75 | 47
2022/23 | 337.25 | 121.75 | 37
2022/23 | 337.75 | 121.75 | 45
2022/23 | 338.25 | 121.75 | 51
2022/23 | 338.75 | 121.75 | 30
2022/23 | 339.25 | 121.75 | 49
2022/23 | 339.75 | 121.75 | 52
2022/23 | 340.25 | 121.75 | 64
2022/23 | 340.75 | 121.75 | 48
2022/23 | 341.25 | 121.75 | 32
2022/23 | 341.75 | 121.75 | 42
2022/23 | 342.25 | 121.75 | 43
2022/23 | 342.75 | 121.75 | 31
2022/23 | 343.25 | 121.75 | 33
2022/23 | 343.75 | 121.75 | 35
2022/23 | 344.25 | 121.75 | 40
2022/23 | 344.75 | 121.75 | 31
2022/23 | 345.25 | 121.75 | 40
2022/23 | 345.75 | 121.75 | 37
2022/23 | 346.25 | 121.75 | 37
2022/23 | 346.75 | 121.75 | 41
2022/23 | 347.25 | 121.75 | 37
2022/23 | 347.75 | 121.75 | 34
2022/23 | 348.25 | 121.75 | 37
2022/23 | 348.75 | 121.75 | 39
2022/23 | 349.25 | 121.75 | 28
2022/23 | 349.75 | 121.75 | 31
2022/23 | 350.25 | 121.75 | 24
2022/23 | 350.75 | 121.75 | 33
2022/23 | 351.25 | 121.75 | 32
2022/23 | 351.75 | 121.75 | 32
2022/23 | 352.25 | 121.75 | 20
2022/23 | 352.75 | 121.75 | 27
2022/23 | 353.25 | 121.75 | 24
2022/23 | 353.75 | 121.75 | 28
2022/23 | 354.25 | 121.75 | 37
2022/23 | 354.75 | 121.75 | 21
2022/23 | 355.25 | 121.75 | 22
2022/23 | 355.75 | 121.75 | 27
2022/23 | 356.25 | 121.75 | 27
2022/23 | 356.75 | 121.75 | 29
2022/23 | 357.25 | 121.75 | 32
2022/23 | 357.75 | 121.75 | 22
2022/23 | 358.25 | 121.75 | 26
2022/23 | 358.75 | 121.75 | 20
2022/23 | 359.25 | 121.75 | 21
2022/23 | 359.75 | 121.75 | 19
2022/23 | 360.25 | 121.75 | 20
2022/23 | 360.75 | 121.75 | 13
2022/23 | 361.25 | 121.75 | 22
2022/23 | 361.75 | 121.75 | 19
2022/23 | 362.25 | 121.75 | 23
2022/23 | 362.75 | 121.75 | 25
2022/23 | 363.25 | 121.75 | 18
2022/23 | 363.75 | 121.75 | 30
2022/23 | 364.25 | 121.75 | 16
2022/23 | 364.75 | 121.75 | 22
2022/23 | 365.25 | 121.75 | 20
2022/23 | 365.75 | 121.75 | 19
2022/23 | 366.25 | 121.75 | 23
2022/23 | 366.75 | 121.75 | 17
2022/23 | 367.25 | 121.75 | 14
2022/23 | 367.75 | 121.75 | 17
2022/23 | 368.25 | 121.75 | 17
2022/23 | 368.75 | 121.75 | 18
2022/23 | 369.25 | 121.75 | 20
2022/23 | 369.75 | 121.75 | 26
2022/23 | 370.25 | 121.75 | 17
2022/23 | 370.75 | 121.75 | 11
2022/23 | 371.25 | 121.75 | 10
2022/23 | 371.75 | 121.75 | 11
2022/23 | 372.25 | 121.75 | 11
2022/23 | 372.75 | 121.75 | 10
2022/23 | 373.25 | 121.75 | 19
2022/23 | 373.75 | 121.75 | 9
2022/23 | 374.25 | 121.75 | 10
2022/23 | 374.75 | 121.75 | 13
2022/23 | 375.25 | 121.75 | 11
2022/23 | 375.75 | 121.75 | 9
2022/23 | 376.25 | 121.75 | 8
2022/23 | 376.75 | 121.75 | 11
2022/23 | 377.25 | 121.75 | 13
2022/23 | 377.75 | 121.75 | 8
2022/23 | 378.25 | 121.75 | 8
2022/23 | 378.75 | 121.75 | 5
2022/23 | 379.25 | 121.75 | 8
2022/23 | 379.75 | 121.75 | 13
2022/23 | 380.25 | 121.75 | 12
2022/23 | 380.75 | 121.75 | 7
2022/23 | 381.25 | 121.75 | 14
2022/23 | 381.75 | 121.75 | 6
2022/23 | 382.25 | 121.75 | 9
2022/23 | 382.75 | 121.75 | 7
2022/23 | 383.25 | 121.75 | 7
2022/23 | 383.75 | 121.75 | 8
2022/23 | 384.25 | 121.75 | 6
2022/23 | 384.75 | 121.75 | 11
2022/23 | 385.25 | 121.75 | 5
2022/23 | 385.75 | 121.75 | 6
2022/23 | 386.25 | 121.75 | 3
2022/23 | 386.75 | 121.75 | 10
2022/23 | 387.25 | 121.75 | 4
2022/23 | 387.75 | 121.75 | 10
2022/23 | 388.25 | 121.75 | 5
2022/23 | 388.75 | 121.75 | 6
2022/23 | 389.25 | 121.75 | 8
2022/23 | 389.75 | 121.75 | 2
2022/23 | 390.25 | 121.75 | 3
2022/23 | 390.75 | 121.75 | 8
2022/23 | 391.75 | 121.75 | 6
2022/23 | 392.25 | 121.75 | 4
2022/23 | 392.75 | 121.75 | 3
2022/23 | 393.25 | 121.75 | 4
2022/23 | 393.75 | 121.75 | 6
2022/23 | 394.25 | 121.75 | 3
2022/23 | 394.75 | 121.75 | 6
2022/23 | 395.25 | 121.75 | 3
2022/23 | 395.75 | 121.75 | 8
2022/23 | 396.25 | 121.75 | 9
2022/23 | 396.75 | 121.75 | 8
2022/23 | 397.25 | 121.75 | 2
2022/23 | 397.75 | 121.75 | 3
2022/23 | 398.25 | 121.75 | 2
2022/23 | 398.75 | 121.75 | 2
2022/23 | 399.25 | 121.75 | 3
2022/23 | 399.75 | 121.75 | 2
2022/23 | 400.25 | 121.75 | 2
2022/23 | 400.75 | 121.75 | 3
2022/23 | 401.25 | 121.75 | 4
2022/23 | 401.75 | 121.75 | 1
2022/23 | 402.25 | 121.75 | 2
2022/23 | 402.75 | 121.75 | 3
2022/23 | 403.25 | 121.75 | 9
2022/23 | 403.75 | 121.75 | 5
2022/23 | 404.25 | 121.75 | 3
2022/23 | 404.75 | 121.75 | 3
2022/23 | 405.25 | 121.75 | 3
2022/23 | 405.75 | 121.75 | 1
2022/23 | 406.25 | 121.75 | 3
2022/23 | 406.75 | 121.75 | 4
2022/23 | 407.25 | 121.75 | 1
2022/23 | 408.25 | 121.75 | 6
2022/23 | 408.75 | 121.75 | 1
2022/23 | 409.25 | 121.75 | 2
2022/23 | 409.75 | 121.75 | 4
2022/23 | 411.25 | 121.75 | 2
2022/23 | 411.75 | 121.75 | 1
2022/23 | 412.25 | 121.75 | 2
2022/23 | 412.75 | 121.75 | 2
2022/23 | 413.25 | 121.75 | 2
2022/23 | 413.75 | 121.75 | 3
2022/23 | 414.25 | 121.75 | 2
2022/23 | 415.75 | 121.75 | 1
2022/23 | 416.25 | 121.75 | 3
2022/23 | 416.75 | 121.75 | 1
2022/23 | 417.25 | 121.75 | 2
2022/23 | 417.75 | 121.75 | 1
2022/23 | 418.25 | 121.75 | 1
2022/23 | 419.25 | 121.75 | 3
2022/23 | 420.75 | 121.75 | 2
2022/23 | 421.25 | 121.75 | 1
2022/23 | 422.25 | 121.75 | 1
2022/23 | 422.75 | 121.75 | 2
2022/23 | 424.25 | 121.75 | 1
2022/23 | 424.75 | 121.75 | 1
2022/23 | 425.75 | 121.75 | 1
2022/23 | 426.25 | 121.75 | 2
2022/23 | 427.25 | 121.75 | 2
2022/23 | 428.25 | 121.75 | 1
2022/23 | 428.75 | 121.75 | 1
2022/23 | 429.75 | 121.75 | 1
2022/23 | 430.25 | 121.75 | 1
2022/23 | 431.25 | 121.75 | 1
2022/23 | 431.75 | 121.75 | 1
2022/23 | 432.75 | 121.75 | 1
2022/23 | 433.25 | 121.75 | 2
2022/23 | 434.25 | 121.75 | 1
2022/23 | 434.75 | 121.75 | 1
2022/23 | 436.75 | 121.75 | 1
2022/23 | 441.75 | 121.75 | 1
2022/23 | 442.75 | 121.75 | 1
2022/23 | 443.25 | 121.75 | 1
2022/23 | 458.25 | 121.75 | 1
2022/23 | 461.25 | 121.75 | 1
2022/23 | 168.25 | 122.25 | 1
2022/23 | 180.75 | 122.25 | 1
2022/23 | 181.25 | 122.25 | 1
2022/23 | 185.75 | 122.25 | 1
2022/23 | 186.75 | 122.25 | 1
2022/23 | 188.75 | 122.25 | 1
2022/23 | 192.75 | 122.25 | 1
2022/23 | 193.75 | 122.25 | 1
2022/23 | 194.25 | 122.25 | 1
2022/23 | 194.75 | 122.25 | 1
2022/23 | 195.25 | 122.25 | 1
2022/23 | 195.75 | 122.25 | 1
2022/23 | 196.25 | 122.25 | 1
2022/23 | 196.75 | 122.25 | 2
2022/23 | 197.25 | 122.25 | 1
2022/23 | 197.75 | 122.25 | 1
2022/23 | 198.25 | 122.25 | 1
2022/23 | 198.75 | 122.25 | 2
2022/23 | 199.25 | 122.25 | 1
2022/23 | 199.75 | 122.25 | 2
2022/23 | 200.25 | 122.25 | 1
2022/23 | 200.75 | 122.25 | 1
2022/23 | 201.25 | 122.25 | 2
2022/23 | 202.25 | 122.25 | 2
2022/23 | 202.75 | 122.25 | 2
2022/23 | 203.25 | 122.25 | 1
2022/23 | 204.25 | 122.25 | 1
2022/23 | 205.75 | 122.25 | 1
2022/23 | 206.25 | 122.25 | 1
2022/23 | 206.75 | 122.25 | 4
2022/23 | 207.25 | 122.25 | 2
2022/23 | 207.75 | 122.25 | 2
2022/23 | 208.25 | 122.25 | 2
2022/23 | 208.75 | 122.25 | 3
2022/23 | 209.25 | 122.25 | 3
2022/23 | 209.75 | 122.25 | 1
2022/23 | 210.25 | 122.25 | 1
2022/23 | 210.75 | 122.25 | 1
2022/23 | 211.25 | 122.25 | 1
2022/23 | 211.75 | 122.25 | 6
2022/23 | 212.75 | 122.25 | 2
2022/23 | 213.25 | 122.25 | 1
2022/23 | 213.75 | 122.25 | 7
2022/23 | 214.25 | 122.25 | 1
2022/23 | 214.75 | 122.25 | 7
2022/23 | 215.25 | 122.25 | 3
2022/23 | 215.75 | 122.25 | 6
2022/23 | 216.25 | 122.25 | 2
2022/23 | 216.75 | 122.25 | 1
2022/23 | 217.25 | 122.25 | 8
2022/23 | 217.75 | 122.25 | 2
2022/23 | 218.25 | 122.25 | 5
2022/23 | 218.75 | 122.25 | 6
2022/23 | 219.25 | 122.25 | 2
2022/23 | 219.75 | 122.25 | 7
2022/23 | 220.25 | 122.25 | 4
2022/23 | 220.75 | 122.25 | 6
2022/23 | 221.25 | 122.25 | 6
2022/23 | 221.75 | 122.25 | 4
2022/23 | 222.25 | 122.25 | 8
2022/23 | 222.75 | 122.25 | 3
2022/23 | 223.25 | 122.25 | 7
2022/23 | 223.75 | 122.25 | 9
2022/23 | 224.25 | 122.25 | 6
2022/23 | 224.75 | 122.25 | 7
2022/23 | 225.25 | 122.25 | 10
2022/23 | 225.75 | 122.25 | 9
2022/23 | 226.25 | 122.25 | 13
2022/23 | 226.75 | 122.25 | 16
2022/23 | 227.25 | 122.25 | 13
2022/23 | 227.75 | 122.25 | 12
2022/23 | 228.25 | 122.25 | 11
2022/23 | 228.75 | 122.25 | 6
2022/23 | 229.25 | 122.25 | 12
2022/23 | 229.75 | 122.25 | 22
2022/23 | 230.25 | 122.25 | 20
2022/23 | 230.75 | 122.25 | 16
2022/23 | 231.25 | 122.25 | 16
2022/23 | 231.75 | 122.25 | 11
2022/23 | 232.25 | 122.25 | 20
2022/23 | 232.75 | 122.25 | 12
2022/23 | 233.25 | 122.25 | 19
2022/23 | 233.75 | 122.25 | 10
2022/23 | 234.25 | 122.25 | 18
2022/23 | 234.75 | 122.25 | 17
2022/23 | 235.25 | 122.25 | 17
2022/23 | 235.75 | 122.25 | 18
2022/23 | 236.25 | 122.25 | 29
2022/23 | 236.75 | 122.25 | 27
2022/23 | 237.25 | 122.25 | 32
2022/23 | 237.75 | 122.25 | 22
2022/23 | 238.25 | 122.25 | 28
2022/23 | 238.75 | 122.25 | 29
2022/23 | 239.25 | 122.25 | 39
2022/23 | 239.75 | 122.25 | 27
2022/23 | 240.25 | 122.25 | 24
2022/23 | 240.75 | 122.25 | 43
2022/23 | 241.25 | 122.25 | 29
2022/23 | 241.75 | 122.25 | 30
2022/23 | 242.25 | 122.25 | 35
2022/23 | 242.75 | 122.25 | 49
2022/23 | 243.25 | 122.25 | 44
2022/23 | 243.75 | 122.25 | 31
2022/23 | 244.25 | 122.25 | 32
2022/23 | 244.75 | 122.25 | 34
2022/23 | 245.25 | 122.25 | 52
2022/23 | 245.75 | 122.25 | 41
2022/23 | 246.25 | 122.25 | 40
2022/23 | 246.75 | 122.25 | 40
2022/23 | 247.25 | 122.25 | 35
2022/23 | 247.75 | 122.25 | 62
2022/23 | 248.25 | 122.25 | 56
2022/23 | 248.75 | 122.25 | 46
2022/23 | 249.25 | 122.25 | 41
2022/23 | 249.75 | 122.25 | 48
2022/23 | 250.25 | 122.25 | 44
2022/23 | 250.75 | 122.25 | 42
2022/23 | 251.25 | 122.25 | 39
2022/23 | 251.75 | 122.25 | 52
2022/23 | 252.25 | 122.25 | 61
2022/23 | 252.75 | 122.25 | 52
2022/23 | 253.25 | 122.25 | 54
2022/23 | 253.75 | 122.25 | 53
2022/23 | 254.25 | 122.25 | 50
2022/23 | 254.75 | 122.25 | 57
2022/23 | 255.25 | 122.25 | 42
2022/23 | 255.75 | 122.25 | 57
2022/23 | 256.25 | 122.25 | 55
2022/23 | 256.75 | 122.25 | 44
2022/23 | 257.25 | 122.25 | 72
2022/23 | 257.75 | 122.25 | 70
2022/23 | 258.25 | 122.25 | 39
2022/23 | 258.75 | 122.25 | 50
2022/23 | 259.25 | 122.25 | 67
2022/23 | 259.75 | 122.25 | 60
2022/23 | 260.25 | 122.25 | 48
2022/23 | 260.75 | 122.25 | 61
2022/23 | 261.25 | 122.25 | 65
2022/23 | 261.75 | 122.25 | 53
2022/23 | 262.25 | 122.25 | 66
2022/23 | 262.75 | 122.25 | 73
2022/23 | 263.25 | 122.25 | 69
2022/23 | 263.75 | 122.25 | 51
2022/23 | 264.25 | 122.25 | 72
2022/23 | 264.75 | 122.25 | 63
2022/23 | 265.25 | 122.25 | 68
2022/23 | 265.75 | 122.25 | 71
2022/23 | 266.25 | 122.25 | 64
2022/23 | 266.75 | 122.25 | 70
2022/23 | 267.25 | 122.25 | 78
2022/23 | 267.75 | 122.25 | 86
2022/23 | 268.25 | 122.25 | 64
2022/23 | 268.75 | 122.25 | 59
2022/23 | 269.25 | 122.25 | 66
2022/23 | 269.75 | 122.25 | 66
2022/23 | 270.25 | 122.25 | 79
2022/23 | 270.75 | 122.25 | 81
2022/23 | 271.25 | 122.25 | 96
2022/23 | 271.75 | 122.25 | 75
2022/23 | 272.25 | 122.25 | 77
2022/23 | 272.75 | 122.25 | 78
2022/23 | 273.25 | 122.25 | 79
2022/23 | 273.75 | 122.25 | 78
2022/23 | 274.25 | 122.25 | 79
2022/23 | 274.75 | 122.25 | 75
2022/23 | 275.25 | 122.25 | 90
2022/23 | 275.75 | 122.25 | 85
2022/23 | 276.25 | 122.25 | 92
2022/23 | 276.75 | 122.25 | 77
2022/23 | 277.25 | 122.25 | 101
2022/23 | 277.75 | 122.25 | 95
2022/23 | 278.25 | 122.25 | 73
2022/23 | 278.75 | 122.25 | 92
2022/23 | 279.25 | 122.25 | 83
2022/23 | 279.75 | 122.25 | 102
2022/23 | 280.25 | 122.25 | 92
2022/23 | 280.75 | 122.25 | 90
2022/23 | 281.25 | 122.25 | 91
2022/23 | 281.75 | 122.25 | 80
2022/23 | 282.25 | 122.25 | 92
2022/23 | 282.75 | 122.25 | 88
2022/23 | 283.25 | 122.25 | 88
2022/23 | 283.75 | 122.25 | 98
2022/23 | 284.25 | 122.25 | 97
2022/23 | 284.75 | 122.25 | 90
2022/23 | 285.25 | 122.25 | 97
2022/23 | 285.75 | 122.25 | 93
2022/23 | 286.25 | 122.25 | 97
2022/23 | 286.75 | 122.25 | 101
2022/23 | 287.25 | 122.25 | 95
2022/23 | 287.75 | 122.25 | 103
2022/23 | 288.25 | 122.25 | 102
2022/23 | 288.75 | 122.25 | 104
2022/23 | 289.25 | 122.25 | 93
2022/23 | 289.75 | 122.25 | 76
2022/23 | 290.25 | 122.25 | 104
2022/23 | 290.75 | 122.25 | 89
2022/23 | 291.25 | 122.25 | 82
2022/23 | 291.75 | 122.25 | 77
2022/23 | 292.25 | 122.25 | 75
2022/23 | 292.75 | 122.25 | 71
2022/23 | 293.25 | 122.25 | 97
2022/23 | 293.75 | 122.25 | 93
2022/23 | 294.25 | 122.25 | 95
2022/23 | 294.75 | 122.25 | 92
2022/23 | 295.25 | 122.25 | 87
2022/23 | 295.75 | 122.25 | 94
2022/23 | 296.25 | 122.25 | 88
2022/23 | 296.75 | 122.25 | 92
2022/23 | 297.25 | 122.25 | 97
2022/23 | 297.75 | 122.25 | 87
2022/23 | 298.25 | 122.25 | 93
2022/23 | 298.75 | 122.25 | 97
2022/23 | 299.25 | 122.25 | 105
2022/23 | 299.75 | 122.25 | 102
2022/23 | 300.25 | 122.25 | 77
2022/23 | 300.75 | 122.25 | 82
2022/23 | 301.25 | 122.25 | 100
2022/23 | 301.75 | 122.25 | 100
2022/23 | 302.25 | 122.25 | 89
2022/23 | 302.75 | 122.25 | 105
2022/23 | 303.25 | 122.25 | 94
2022/23 | 303.75 | 122.25 | 87
2022/23 | 304.25 | 122.25 | 85
2022/23 | 304.75 | 122.25 | 66
2022/23 | 305.25 | 122.25 | 75
2022/23 | 305.75 | 122.25 | 102
2022/23 | 306.25 | 122.25 | 80
2022/23 | 306.75 | 122.25 | 80
2022/23 | 307.25 | 122.25 | 110
2022/23 | 307.75 | 122.25 | 95
2022/23 | 308.25 | 122.25 | 92
2022/23 | 308.75 | 122.25 | 76
2022/23 | 309.25 | 122.25 | 81
2022/23 | 309.75 | 122.25 | 79
2022/23 | 310.25 | 122.25 | 110
2022/23 | 310.75 | 122.25 | 83
2022/23 | 311.25 | 122.25 | 76
2022/23 | 311.75 | 122.25 | 83
2022/23 | 312.25 | 122.25 | 87
2022/23 | 312.75 | 122.25 | 102
2022/23 | 313.25 | 122.25 | 100
2022/23 | 313.75 | 122.25 | 83
2022/23 | 314.25 | 122.25 | 77
2022/23 | 314.75 | 122.25 | 79
2022/23 | 315.25 | 122.25 | 83
2022/23 | 315.75 | 122.25 | 94
2022/23 | 316.25 | 122.25 | 90
2022/23 | 316.75 | 122.25 | 76
2022/23 | 317.25 | 122.25 | 78
2022/23 | 317.75 | 122.25 | 80
2022/23 | 318.25 | 122.25 | 80
2022/23 | 318.75 | 122.25 | 69
2022/23 | 319.25 | 122.25 | 68
2022/23 | 319.75 | 122.25 | 71
2022/23 | 320.25 | 122.25 | 68
2022/23 | 320.75 | 122.25 | 61
2022/23 | 321.25 | 122.25 | 88
2022/23 | 321.75 | 122.25 | 70
2022/23 | 322.25 | 122.25 | 76
2022/23 | 322.75 | 122.25 | 57
2022/23 | 323.25 | 122.25 | 66
2022/23 | 323.75 | 122.25 | 79
2022/23 | 324.25 | 122.25 | 66
2022/23 | 324.75 | 122.25 | 64
2022/23 | 325.25 | 122.25 | 72
2022/23 | 325.75 | 122.25 | 65
2022/23 | 326.25 | 122.25 | 65
2022/23 | 326.75 | 122.25 | 62
2022/23 | 327.25 | 122.25 | 51
2022/23 | 327.75 | 122.25 | 63
2022/23 | 328.25 | 122.25 | 72
2022/23 | 328.75 | 122.25 | 62
2022/23 | 329.25 | 122.25 | 60
2022/23 | 329.75 | 122.25 | 60
2022/23 | 330.25 | 122.25 | 57
2022/23 | 330.75 | 122.25 | 60
2022/23 | 331.25 | 122.25 | 54
2022/23 | 331.75 | 122.25 | 59
2022/23 | 332.25 | 122.25 | 65
2022/23 | 332.75 | 122.25 | 49
2022/23 | 333.25 | 122.25 | 69
2022/23 | 333.75 | 122.25 | 49
2022/23 | 334.25 | 122.25 | 50
2022/23 | 334.75 | 122.25 | 51
2022/23 | 335.25 | 122.25 | 64
2022/23 | 335.75 | 122.25 | 54
2022/23 | 336.25 | 122.25 | 42
2022/23 | 336.75 | 122.25 | 56
2022/23 | 337.25 | 122.25 | 39
2022/23 | 337.75 | 122.25 | 61
2022/23 | 338.25 | 122.25 | 42
2022/23 | 338.75 | 122.25 | 35
2022/23 | 339.25 | 122.25 | 35
2022/23 | 339.75 | 122.25 | 52
2022/23 | 340.25 | 122.25 | 43
2022/23 | 340.75 | 122.25 | 53
2022/23 | 341.25 | 122.25 | 30
2022/23 | 341.75 | 122.25 | 67
2022/23 | 342.25 | 122.25 | 49
2022/23 | 342.75 | 122.25 | 39
2022/23 | 343.25 | 122.25 | 44
2022/23 | 343.75 | 122.25 | 48
2022/23 | 344.25 | 122.25 | 39
2022/23 | 344.75 | 122.25 | 36
2022/23 | 345.25 | 122.25 | 35
2022/23 | 345.75 | 122.25 | 31
2022/23 | 346.25 | 122.25 | 36
2022/23 | 346.75 | 122.25 | 39
2022/23 | 347.25 | 122.25 | 44
2022/23 | 347.75 | 122.25 | 42
2022/23 | 348.25 | 122.25 | 28
2022/23 | 348.75 | 122.25 | 38
2022/23 | 349.25 | 122.25 | 32
2022/23 | 349.75 | 122.25 | 38
2022/23 | 350.25 | 122.25 | 28
2022/23 | 350.75 | 122.25 | 32
2022/23 | 351.25 | 122.25 | 27
2022/23 | 351.75 | 122.25 | 25
2022/23 | 352.25 | 122.25 | 27
2022/23 | 352.75 | 122.25 | 22
2022/23 | 353.25 | 122.25 | 22
2022/23 | 353.75 | 122.25 | 29
2022/23 | 354.25 | 122.25 | 34
2022/23 | 354.75 | 122.25 | 36
2022/23 | 355.25 | 122.25 | 19
2022/23 | 355.75 | 122.25 | 23
2022/23 | 356.25 | 122.25 | 21
2022/23 | 356.75 | 122.25 | 19
2022/23 | 357.25 | 122.25 | 31
2022/23 | 357.75 | 122.25 | 21
2022/23 | 358.25 | 122.25 | 27
2022/23 | 358.75 | 122.25 | 29
2022/23 | 359.25 | 122.25 | 26
2022/23 | 359.75 | 122.25 | 27
2022/23 | 360.25 | 122.25 | 24
2022/23 | 360.75 | 122.25 | 24
2022/23 | 361.25 | 122.25 | 24
2022/23 | 361.75 | 122.25 | 24
2022/23 | 362.25 | 122.25 | 22
2022/23 | 362.75 | 122.25 | 20
2022/23 | 363.25 | 122.25 | 27
2022/23 | 363.75 | 122.25 | 17
2022/23 | 364.25 | 122.25 | 23
2022/23 | 364.75 | 122.25 | 20
2022/23 | 365.25 | 122.25 | 20
2022/23 | 365.75 | 122.25 | 16
2022/23 | 366.25 | 122.25 | 15
2022/23 | 366.75 | 122.25 | 10
2022/23 | 367.25 | 122.25 | 12
2022/23 | 367.75 | 122.25 | 12
2022/23 | 368.25 | 122.25 | 13
2022/23 | 368.75 | 122.25 | 14
2022/23 | 369.25 | 122.25 | 14
2022/23 | 369.75 | 122.25 | 16
2022/23 | 370.25 | 122.25 | 12
2022/23 | 370.75 | 122.25 | 9
2022/23 | 371.25 | 122.25 | 13
2022/23 | 371.75 | 122.25 | 16
2022/23 | 372.25 | 122.25 | 15
2022/23 | 372.75 | 122.25 | 12
2022/23 | 373.25 | 122.25 | 10
2022/23 | 373.75 | 122.25 | 16
2022/23 | 374.25 | 122.25 | 17
2022/23 | 374.75 | 122.25 | 19
2022/23 | 375.25 | 122.25 | 10
2022/23 | 375.75 | 122.25 | 15
2022/23 | 376.25 | 122.25 | 13
2022/23 | 376.75 | 122.25 | 6
2022/23 | 377.25 | 122.25 | 5
2022/23 | 377.75 | 122.25 | 9
2022/23 | 378.25 | 122.25 | 10
2022/23 | 378.75 | 122.25 | 4
2022/23 | 379.25 | 122.25 | 6
2022/23 | 379.75 | 122.25 | 9
2022/23 | 380.25 | 122.25 | 11
2022/23 | 380.75 | 122.25 | 10
2022/23 | 381.25 | 122.25 | 7
2022/23 | 381.75 | 122.25 | 10
2022/23 | 382.25 | 122.25 | 7
2022/23 | 382.75 | 122.25 | 4
2022/23 | 383.25 | 122.25 | 8
2022/23 | 383.75 | 122.25 | 9
2022/23 | 384.25 | 122.25 | 4
2022/23 | 384.75 | 122.25 | 9
2022/23 | 385.25 | 122.25 | 4
2022/23 | 385.75 | 122.25 | 7
2022/23 | 386.25 | 122.25 | 5
2022/23 | 386.75 | 122.25 | 3
2022/23 | 387.25 | 122.25 | 10
2022/23 | 387.75 | 122.25 | 5
2022/23 | 388.25 | 122.25 | 6
2022/23 | 388.75 | 122.25 | 5
2022/23 | 389.25 | 122.25 | 7
2022/23 | 389.75 | 122.25 | 6
2022/23 | 390.25 | 122.25 | 7
2022/23 | 390.75 | 122.25 | 7
2022/23 | 391.25 | 122.25 | 2
2022/23 | 391.75 | 122.25 | 7
2022/23 | 392.25 | 122.25 | 4
2022/23 | 392.75 | 122.25 | 6
2022/23 | 393.25 | 122.25 | 3
2022/23 | 393.75 | 122.25 | 5
2022/23 | 394.25 | 122.25 | 3
2022/23 | 394.75 | 122.25 | 6
2022/23 | 395.25 | 122.25 | 3
2022/23 | 395.75 | 122.25 | 2
2022/23 | 396.25 | 122.25 | 5
2022/23 | 396.75 | 122.25 | 3
2022/23 | 397.25 | 122.25 | 4
2022/23 | 397.75 | 122.25 | 4
2022/23 | 398.25 | 122.25 | 5
2022/23 | 398.75 | 122.25 | 3
2022/23 | 399.25 | 122.25 | 4
2022/23 | 399.75 | 122.25 | 2
2022/23 | 400.25 | 122.25 | 3
2022/23 | 400.75 | 122.25 | 7
2022/23 | 401.25 | 122.25 | 4
2022/23 | 401.75 | 122.25 | 3
2022/23 | 402.25 | 122.25 | 5
2022/23 | 402.75 | 122.25 | 2
2022/23 | 403.25 | 122.25 | 3
2022/23 | 403.75 | 122.25 | 1
2022/23 | 404.25 | 122.25 | 9
2022/23 | 404.75 | 122.25 | 1
2022/23 | 405.25 | 122.25 | 2
2022/23 | 405.75 | 122.25 | 5
2022/23 | 406.25 | 122.25 | 1
2022/23 | 406.75 | 122.25 | 4
2022/23 | 407.25 | 122.25 | 1
2022/23 | 407.75 | 122.25 | 2
2022/23 | 408.25 | 122.25 | 1
2022/23 | 408.75 | 122.25 | 1
2022/23 | 409.25 | 122.25 | 2
2022/23 | 409.75 | 122.25 | 3
2022/23 | 410.25 | 122.25 | 1
2022/23 | 410.75 | 122.25 | 2
2022/23 | 411.25 | 122.25 | 4
2022/23 | 412.25 | 122.25 | 1
2022/23 | 412.75 | 122.25 | 1
2022/23 | 413.25 | 122.25 | 1
2022/23 | 413.75 | 122.25 | 1
2022/23 | 414.25 | 122.25 | 3
2022/23 | 414.75 | 122.25 | 1
2022/23 | 415.25 | 122.25 | 2
2022/23 | 415.75 | 122.25 | 2
2022/23 | 416.25 | 122.25 | 1
2022/23 | 417.75 | 122.25 | 1
2022/23 | 418.25 | 122.25 | 1
2022/23 | 418.75 | 122.25 | 4
2022/23 | 419.25 | 122.25 | 2
2022/23 | 419.75 | 122.25 | 1
2022/23 | 420.75 | 122.25 | 4
2022/23 | 421.25 | 122.25 | 2
2022/23 | 421.75 | 122.25 | 1
2022/23 | 423.25 | 122.25 | 1
2022/23 | 424.75 | 122.25 | 2
2022/23 | 425.25 | 122.25 | 3
2022/23 | 425.75 | 122.25 | 1
2022/23 | 427.25 | 122.25 | 2
2022/23 | 427.75 | 122.25 | 2
2022/23 | 428.25 | 122.25 | 1
2022/23 | 428.75 | 122.25 | 1
2022/23 | 429.25 | 122.25 | 1
2022/23 | 429.75 | 122.25 | 1
2022/23 | 431.25 | 122.25 | 2
2022/23 | 432.25 | 122.25 | 2
2022/23 | 434.25 | 122.25 | 1
2022/23 | 436.75 | 122.25 | 1
2022/23 | 438.25 | 122.25 | 1
2022/23 | 438.75 | 122.25 | 2
2022/23 | 441.25 | 122.25 | 1
2022/23 | 442.75 | 122.25 | 1
2022/23 | 443.25 | 122.25 | 1
2022/23 | 450.25 | 122.25 | 1
2022/23 | 451.25 | 122.25 | 1
2022/23 | 452.75 | 122.25 | 1
2022/23 | 458.25 | 122.25 | 1
2022/23 | 475.25 | 122.25 | 1
2022/23 | 495.25 | 122.25 | 1
2022/23 | 170.25 | 122.75 | 1
2022/23 | 178.25 | 122.75 | 1
2022/23 | 182.25 | 122.75 | 1
2022/23 | 182.75 | 122.75 | 1
2022/23 | 183.25 | 122.75 | 1
2022/23 | 186.75 | 122.75 | 1
2022/23 | 189.25 | 122.75 | 1
2022/23 | 190.25 | 122.75 | 2
2022/23 | 191.25 | 122.75 | 1
2022/23 | 191.75 | 122.75 | 1
2022/23 | 192.25 | 122.75 | 1
2022/23 | 195.75 | 122.75 | 1
2022/23 | 196.25 | 122.75 | 2
2022/23 | 197.75 | 122.75 | 1
2022/23 | 198.25 | 122.75 | 1
2022/23 | 198.75 | 122.75 | 2
2022/23 | 199.25 | 122.75 | 2
2022/23 | 199.75 | 122.75 | 2
2022/23 | 200.25 | 122.75 | 3
2022/23 | 200.75 | 122.75 | 2
2022/23 | 201.25 | 122.75 | 3
2022/23 | 201.75 | 122.75 | 2
2022/23 | 202.25 | 122.75 | 2
2022/23 | 202.75 | 122.75 | 1
2022/23 | 203.25 | 122.75 | 1
2022/23 | 204.25 | 122.75 | 2
2022/23 | 204.75 | 122.75 | 1
2022/23 | 205.75 | 122.75 | 1
2022/23 | 206.75 | 122.75 | 2
2022/23 | 207.25 | 122.75 | 1
2022/23 | 207.75 | 122.75 | 2
2022/23 | 208.25 | 122.75 | 2
2022/23 | 208.75 | 122.75 | 1
2022/23 | 209.25 | 122.75 | 2
2022/23 | 209.75 | 122.75 | 3
2022/23 | 210.25 | 122.75 | 1
2022/23 | 210.75 | 122.75 | 3
2022/23 | 211.25 | 122.75 | 2
2022/23 | 211.75 | 122.75 | 4
2022/23 | 212.25 | 122.75 | 4
2022/23 | 212.75 | 122.75 | 6
2022/23 | 213.25 | 122.75 | 4
2022/23 | 213.75 | 122.75 | 2
2022/23 | 214.25 | 122.75 | 4
2022/23 | 214.75 | 122.75 | 3
2022/23 | 215.25 | 122.75 | 3
2022/23 | 215.75 | 122.75 | 7
2022/23 | 216.25 | 122.75 | 3
2022/23 | 216.75 | 122.75 | 6
2022/23 | 217.25 | 122.75 | 8
2022/23 | 217.75 | 122.75 | 2
2022/23 | 218.25 | 122.75 | 3
2022/23 | 218.75 | 122.75 | 5
2022/23 | 219.25 | 122.75 | 1
2022/23 | 219.75 | 122.75 | 3
2022/23 | 220.25 | 122.75 | 4
2022/23 | 220.75 | 122.75 | 4
2022/23 | 221.25 | 122.75 | 6
2022/23 | 221.75 | 122.75 | 4
2022/23 | 222.25 | 122.75 | 4
2022/23 | 222.75 | 122.75 | 5
2022/23 | 223.25 | 122.75 | 4
2022/23 | 223.75 | 122.75 | 7
2022/23 | 224.25 | 122.75 | 5
2022/23 | 224.75 | 122.75 | 7
2022/23 | 225.25 | 122.75 | 4
2022/23 | 225.75 | 122.75 | 4
2022/23 | 226.25 | 122.75 | 10
2022/23 | 226.75 | 122.75 | 10
2022/23 | 227.25 | 122.75 | 8
2022/23 | 227.75 | 122.75 | 6
2022/23 | 228.25 | 122.75 | 12
2022/23 | 228.75 | 122.75 | 8
2022/23 | 229.25 | 122.75 | 16
2022/23 | 229.75 | 122.75 | 11
2022/23 | 230.25 | 122.75 | 10
2022/23 | 230.75 | 122.75 | 9
2022/23 | 231.25 | 122.75 | 16
2022/23 | 231.75 | 122.75 | 16
2022/23 | 232.25 | 122.75 | 20
2022/23 | 232.75 | 122.75 | 8
2022/23 | 233.25 | 122.75 | 11
2022/23 | 233.75 | 122.75 | 19
2022/23 | 234.25 | 122.75 | 24
2022/23 | 234.75 | 122.75 | 16
2022/23 | 235.25 | 122.75 | 25
2022/23 | 235.75 | 122.75 | 20
2022/23 | 236.25 | 122.75 | 21
2022/23 | 236.75 | 122.75 | 14
2022/23 | 237.25 | 122.75 | 22
2022/23 | 237.75 | 122.75 | 28
2022/23 | 238.25 | 122.75 | 16
2022/23 | 238.75 | 122.75 | 33
2022/23 | 239.25 | 122.75 | 24
2022/23 | 239.75 | 122.75 | 20
2022/23 | 240.25 | 122.75 | 24
2022/23 | 240.75 | 122.75 | 18
2022/23 | 241.25 | 122.75 | 26
2022/23 | 241.75 | 122.75 | 19
2022/23 | 242.25 | 122.75 | 27
2022/23 | 242.75 | 122.75 | 27
2022/23 | 243.25 | 122.75 | 36
2022/23 | 243.75 | 122.75 | 41
2022/23 | 244.25 | 122.75 | 37
2022/23 | 244.75 | 122.75 | 39
2022/23 | 245.25 | 122.75 | 34
2022/23 | 245.75 | 122.75 | 33
2022/23 | 246.25 | 122.75 | 43
2022/23 | 246.75 | 122.75 | 37
2022/23 | 247.25 | 122.75 | 41
2022/23 | 247.75 | 122.75 | 35
2022/23 | 248.25 | 122.75 | 41
2022/23 | 248.75 | 122.75 | 32
2022/23 | 249.25 | 122.75 | 47
2022/23 | 249.75 | 122.75 | 50
2022/23 | 250.25 | 122.75 | 63
2022/23 | 250.75 | 122.75 | 48
2022/23 | 251.25 | 122.75 | 60
2022/23 | 251.75 | 122.75 | 36
2022/23 | 252.25 | 122.75 | 56
2022/23 | 252.75 | 122.75 | 49
2022/23 | 253.25 | 122.75 | 51
2022/23 | 253.75 | 122.75 | 54
2022/23 | 254.25 | 122.75 | 42
2022/23 | 254.75 | 122.75 | 46
2022/23 | 255.25 | 122.75 | 48
2022/23 | 255.75 | 122.75 | 54
2022/23 | 256.25 | 122.75 | 53
2022/23 | 256.75 | 122.75 | 52
2022/23 | 257.25 | 122.75 | 57
2022/23 | 257.75 | 122.75 | 46
2022/23 | 258.25 | 122.75 | 55
2022/23 | 258.75 | 122.75 | 56
2022/23 | 259.25 | 122.75 | 63
2022/23 | 259.75 | 122.75 | 60
2022/23 | 260.25 | 122.75 | 49
2022/23 | 260.75 | 122.75 | 71
2022/23 | 261.25 | 122.75 | 61
2022/23 | 261.75 | 122.75 | 52
2022/23 | 262.25 | 122.75 | 70
2022/23 | 262.75 | 122.75 | 55
2022/23 | 263.25 | 122.75 | 61
2022/23 | 263.75 | 122.75 | 62
2022/23 | 264.25 | 122.75 | 66
2022/23 | 264.75 | 122.75 | 54
2022/23 | 265.25 | 122.75 | 68
2022/23 | 265.75 | 122.75 | 68
2022/23 | 266.25 | 122.75 | 71
2022/23 | 266.75 | 122.75 | 60
2022/23 | 267.25 | 122.75 | 75
2022/23 | 267.75 | 122.75 | 73
2022/23 | 268.25 | 122.75 | 65
2022/23 | 268.75 | 122.75 | 71
2022/23 | 269.25 | 122.75 | 66
2022/23 | 269.75 | 122.75 | 71
2022/23 | 270.25 | 122.75 | 88
2022/23 | 270.75 | 122.75 | 74
2022/23 | 271.25 | 122.75 | 82
2022/23 | 271.75 | 122.75 | 81
2022/23 | 272.25 | 122.75 | 81
2022/23 | 272.75 | 122.75 | 82
2022/23 | 273.25 | 122.75 | 73
2022/23 | 273.75 | 122.75 | 76
2022/23 | 274.25 | 122.75 | 78
2022/23 | 274.75 | 122.75 | 88
2022/23 | 275.25 | 122.75 | 82
2022/23 | 275.75 | 122.75 | 94
2022/23 | 276.25 | 122.75 | 78
2022/23 | 276.75 | 122.75 | 66
2022/23 | 277.25 | 122.75 | 86
2022/23 | 277.75 | 122.75 | 91
2022/23 | 278.25 | 122.75 | 82
2022/23 | 278.75 | 122.75 | 99
2022/23 | 279.25 | 122.75 | 100
2022/23 | 279.75 | 122.75 | 79
2022/23 | 280.25 | 122.75 | 90
2022/23 | 280.75 | 122.75 | 101
2022/23 | 281.25 | 122.75 | 100
2022/23 | 281.75 | 122.75 | 83
2022/23 | 282.25 | 122.75 | 86
2022/23 | 282.75 | 122.75 | 89
2022/23 | 283.25 | 122.75 | 96
2022/23 | 283.75 | 122.75 | 87
2022/23 | 284.25 | 122.75 | 88
2022/23 | 284.75 | 122.75 | 84
2022/23 | 285.25 | 122.75 | 77
2022/23 | 285.75 | 122.75 | 78
2022/23 | 286.25 | 122.75 | 84
2022/23 | 286.75 | 122.75 | 83
2022/23 | 287.25 | 122.75 | 83
2022/23 | 287.75 | 122.75 | 89
2022/23 | 288.25 | 122.75 | 100
2022/23 | 288.75 | 122.75 | 94
2022/23 | 289.25 | 122.75 | 83
2022/23 | 289.75 | 122.75 | 81
2022/23 | 290.25 | 122.75 | 71
2022/23 | 290.75 | 122.75 | 97
2022/23 | 291.25 | 122.75 | 88
2022/23 | 291.75 | 122.75 | 104
2022/23 | 292.25 | 122.75 | 89
2022/23 | 292.75 | 122.75 | 79
2022/23 | 293.25 | 122.75 | 89
2022/23 | 293.75 | 122.75 | 94
2022/23 | 294.25 | 122.75 | 79
2022/23 | 294.75 | 122.75 | 92
2022/23 | 295.25 | 122.75 | 96
2022/23 | 295.75 | 122.75 | 82
2022/23 | 296.25 | 122.75 | 100
2022/23 | 296.75 | 122.75 | 86
2022/23 | 297.25 | 122.75 | 111
2022/23 | 297.75 | 122.75 | 82
2022/23 | 298.25 | 122.75 | 90
2022/23 | 298.75 | 122.75 | 90
2022/23 | 299.25 | 122.75 | 90
2022/23 | 299.75 | 122.75 | 83
2022/23 | 300.25 | 122.75 | 79
2022/23 | 300.75 | 122.75 | 95
2022/23 | 301.25 | 122.75 | 97
2022/23 | 301.75 | 122.75 | 101
2022/23 | 302.25 | 122.75 | 80
2022/23 | 302.75 | 122.75 | 87
2022/23 | 303.25 | 122.75 | 98
2022/23 | 303.75 | 122.75 | 86
2022/23 | 304.25 | 122.75 | 94
2022/23 | 304.75 | 122.75 | 84
2022/23 | 305.25 | 122.75 | 85
2022/23 | 305.75 | 122.75 | 103
2022/23 | 306.25 | 122.75 | 96
2022/23 | 306.75 | 122.75 | 103
2022/23 | 307.25 | 122.75 | 76
2022/23 | 307.75 | 122.75 | 85
2022/23 | 308.25 | 122.75 | 87
2022/23 | 308.75 | 122.75 | 94
2022/23 | 309.25 | 122.75 | 67
2022/23 | 309.75 | 122.75 | 83
2022/23 | 310.25 | 122.75 | 89
2022/23 | 310.75 | 122.75 | 83
2022/23 | 311.25 | 122.75 | 80
2022/23 | 311.75 | 122.75 | 89
2022/23 | 312.25 | 122.75 | 83
2022/23 | 312.75 | 122.75 | 91
2022/23 | 313.25 | 122.75 | 76
2022/23 | 313.75 | 122.75 | 77
2022/23 | 314.25 | 122.75 | 81
2022/23 | 314.75 | 122.75 | 81
2022/23 | 315.25 | 122.75 | 76
2022/23 | 315.75 | 122.75 | 78
2022/23 | 316.25 | 122.75 | 66
2022/23 | 316.75 | 122.75 | 72
2022/23 | 317.25 | 122.75 | 68
2022/23 | 317.75 | 122.75 | 69
2022/23 | 318.25 | 122.75 | 98
2022/23 | 318.75 | 122.75 | 73
2022/23 | 319.25 | 122.75 | 85
2022/23 | 319.75 | 122.75 | 84
2022/23 | 320.25 | 122.75 | 93
2022/23 | 320.75 | 122.75 | 69
2022/23 | 321.25 | 122.75 | 68
2022/23 | 321.75 | 122.75 | 67
2022/23 | 322.25 | 122.75 | 53
2022/23 | 322.75 | 122.75 | 69
2022/23 | 323.25 | 122.75 | 83
2022/23 | 323.75 | 122.75 | 74
2022/23 | 324.25 | 122.75 | 64
2022/23 | 324.75 | 122.75 | 68
2022/23 | 325.25 | 122.75 | 65
2022/23 | 325.75 | 122.75 | 64
2022/23 | 326.25 | 122.75 | 77
2022/23 | 326.75 | 122.75 | 76
2022/23 | 327.25 | 122.75 | 71
2022/23 | 327.75 | 122.75 | 70
2022/23 | 328.25 | 122.75 | 57
2022/23 | 328.75 | 122.75 | 55
2022/23 | 329.25 | 122.75 | 62
2022/23 | 329.75 | 122.75 | 60
2022/23 | 330.25 | 122.75 | 53
2022/23 | 330.75 | 122.75 | 50
2022/23 | 331.25 | 122.75 | 82
2022/23 | 331.75 | 122.75 | 63
2022/23 | 332.25 | 122.75 | 60
2022/23 | 332.75 | 122.75 | 64
2022/23 | 333.25 | 122.75 | 54
2022/23 | 333.75 | 122.75 | 61
2022/23 | 334.25 | 122.75 | 52
2022/23 | 334.75 | 122.75 | 60
2022/23 | 335.25 | 122.75 | 60
2022/23 | 335.75 | 122.75 | 52
2022/23 | 336.25 | 122.75 | 50
2022/23 | 336.75 | 122.75 | 44
2022/23 | 337.25 | 122.75 | 60
2022/23 | 337.75 | 122.75 | 51
2022/23 | 338.25 | 122.75 | 60
2022/23 | 338.75 | 122.75 | 49
2022/23 | 339.25 | 122.75 | 46
2022/23 | 339.75 | 122.75 | 53
2022/23 | 340.25 | 122.75 | 39
2022/23 | 340.75 | 122.75 | 40
2022/23 | 341.25 | 122.75 | 50
2022/23 | 341.75 | 122.75 | 44
2022/23 | 342.25 | 122.75 | 47
2022/23 | 342.75 | 122.75 | 39
2022/23 | 343.25 | 122.75 | 53
2022/23 | 343.75 | 122.75 | 37
2022/23 | 344.25 | 122.75 | 31
2022/23 | 344.75 | 122.75 | 41
2022/23 | 345.25 | 122.75 | 50
2022/23 | 345.75 | 122.75 | 40
2022/23 | 346.25 | 122.75 | 31
2022/23 | 346.75 | 122.75 | 29
2022/23 | 347.25 | 122.75 | 37
2022/23 | 347.75 | 122.75 | 26
2022/23 | 348.25 | 122.75 | 37
2022/23 | 348.75 | 122.75 | 33
2022/23 | 349.25 | 122.75 | 33
2022/23 | 349.75 | 122.75 | 39
2022/23 | 350.25 | 122.75 | 39
2022/23 | 350.75 | 122.75 | 35
2022/23 | 351.25 | 122.75 | 23
2022/23 | 351.75 | 122.75 | 23
2022/23 | 352.25 | 122.75 | 25
2022/23 | 352.75 | 122.75 | 28
2022/23 | 353.25 | 122.75 | 29
2022/23 | 353.75 | 122.75 | 31
2022/23 | 354.25 | 122.75 | 27
2022/23 | 354.75 | 122.75 | 30
2022/23 | 355.25 | 122.75 | 29
2022/23 | 355.75 | 122.75 | 26
2022/23 | 356.25 | 122.75 | 29
2022/23 | 356.75 | 122.75 | 25
2022/23 | 357.25 | 122.75 | 26
2022/23 | 357.75 | 122.75 | 31
2022/23 | 358.25 | 122.75 | 20
2022/23 | 358.75 | 122.75 | 18
2022/23 | 359.25 | 122.75 | 27
2022/23 | 359.75 | 122.75 | 20
2022/23 | 360.25 | 122.75 | 28
2022/23 | 360.75 | 122.75 | 11
2022/23 | 361.25 | 122.75 | 19
2022/23 | 361.75 | 122.75 | 30
2022/23 | 362.25 | 122.75 | 19
2022/23 | 362.75 | 122.75 | 22
2022/23 | 363.25 | 122.75 | 16
2022/23 | 363.75 | 122.75 | 25
2022/23 | 364.25 | 122.75 | 14
2022/23 | 364.75 | 122.75 | 18
2022/23 | 365.25 | 122.75 | 22
2022/23 | 365.75 | 122.75 | 28
2022/23 | 366.25 | 122.75 | 19
2022/23 | 366.75 | 122.75 | 22
2022/23 | 367.25 | 122.75 | 9
2022/23 | 367.75 | 122.75 | 22
2022/23 | 368.25 | 122.75 | 16
2022/23 | 368.75 | 122.75 | 11
2022/23 | 369.25 | 122.75 | 12
2022/23 | 369.75 | 122.75 | 19
2022/23 | 370.25 | 122.75 | 20
2022/23 | 370.75 | 122.75 | 22
2022/23 | 371.25 | 122.75 | 16
2022/23 | 371.75 | 122.75 | 14
2022/23 | 372.25 | 122.75 | 11
2022/23 | 372.75 | 122.75 | 20
2022/23 | 373.25 | 122.75 | 15
2022/23 | 373.75 | 122.75 | 17
2022/23 | 374.25 | 122.75 | 10
2022/23 | 374.75 | 122.75 | 17
2022/23 | 375.25 | 122.75 | 14
2022/23 | 375.75 | 122.75 | 13
2022/23 | 376.25 | 122.75 | 13
2022/23 | 376.75 | 122.75 | 8
2022/23 | 377.25 | 122.75 | 15
2022/23 | 377.75 | 122.75 | 10
2022/23 | 378.25 | 122.75 | 13
2022/23 | 378.75 | 122.75 | 11
2022/23 | 379.25 | 122.75 | 11
2022/23 | 379.75 | 122.75 | 10
2022/23 | 380.25 | 122.75 | 9
2022/23 | 380.75 | 122.75 | 11
2022/23 | 381.25 | 122.75 | 5
2022/23 | 381.75 | 122.75 | 11
2022/23 | 382.25 | 122.75 | 7
2022/23 | 382.75 | 122.75 | 4
2022/23 | 383.25 | 122.75 | 7
2022/23 | 383.75 | 122.75 | 8
2022/23 | 384.25 | 122.75 | 8
2022/23 | 384.75 | 122.75 | 8
2022/23 | 385.25 | 122.75 | 7
2022/23 | 385.75 | 122.75 | 3
2022/23 | 386.25 | 122.75 | 6
2022/23 | 386.75 | 122.75 | 9
2022/23 | 387.25 | 122.75 | 7
2022/23 | 387.75 | 122.75 | 6
2022/23 | 388.25 | 122.75 | 9
2022/23 | 388.75 | 122.75 | 13
2022/23 | 389.25 | 122.75 | 14
2022/23 | 389.75 | 122.75 | 6
2022/23 | 390.25 | 122.75 | 7
2022/23 | 390.75 | 122.75 | 4
2022/23 | 391.25 | 122.75 | 4
2022/23 | 391.75 | 122.75 | 6
2022/23 | 392.25 | 122.75 | 6
2022/23 | 392.75 | 122.75 | 6
2022/23 | 393.25 | 122.75 | 5
2022/23 | 393.75 | 122.75 | 7
2022/23 | 394.25 | 122.75 | 4
2022/23 | 394.75 | 122.75 | 7
2022/23 | 395.25 | 122.75 | 4
2022/23 | 395.75 | 122.75 | 7
2022/23 | 396.25 | 122.75 | 3
2022/23 | 396.75 | 122.75 | 3
2022/23 | 397.25 | 122.75 | 6
2022/23 | 397.75 | 122.75 | 4
2022/23 | 398.25 | 122.75 | 4
2022/23 | 398.75 | 122.75 | 2
2022/23 | 399.25 | 122.75 | 4
2022/23 | 399.75 | 122.75 | 7
2022/23 | 400.25 | 122.75 | 2
2022/23 | 400.75 | 122.75 | 2
2022/23 | 401.25 | 122.75 | 6
2022/23 | 401.75 | 122.75 | 5
2022/23 | 402.25 | 122.75 | 3
2022/23 | 402.75 | 122.75 | 4
2022/23 | 403.25 | 122.75 | 2
2022/23 | 403.75 | 122.75 | 2
2022/23 | 404.25 | 122.75 | 5
2022/23 | 404.75 | 122.75 | 4
2022/23 | 405.25 | 122.75 | 6
2022/23 | 405.75 | 122.75 | 2
2022/23 | 406.25 | 122.75 | 4
2022/23 | 407.25 | 122.75 | 2
2022/23 | 407.75 | 122.75 | 3
2022/23 | 408.25 | 122.75 | 4
2022/23 | 408.75 | 122.75 | 3
2022/23 | 409.25 | 122.75 | 3
2022/23 | 409.75 | 122.75 | 1
2022/23 | 410.25 | 122.75 | 2
2022/23 | 412.25 | 122.75 | 2
2022/23 | 413.25 | 122.75 | 2
2022/23 | 413.75 | 122.75 | 4
2022/23 | 414.75 | 122.75 | 1
2022/23 | 415.25 | 122.75 | 1
2022/23 | 415.75 | 122.75 | 3
2022/23 | 416.25 | 122.75 | 3
2022/23 | 416.75 | 122.75 | 4
2022/23 | 417.25 | 122.75 | 2
2022/23 | 417.75 | 122.75 | 3
2022/23 | 418.25 | 122.75 | 1
2022/23 | 418.75 | 122.75 | 4
2022/23 | 419.75 | 122.75 | 1
2022/23 | 420.25 | 122.75 | 1
2022/23 | 420.75 | 122.75 | 2
2022/23 | 421.25 | 122.75 | 3
2022/23 | 423.25 | 122.75 | 1
2022/23 | 424.25 | 122.75 | 1
2022/23 | 424.75 | 122.75 | 1
2022/23 | 425.25 | 122.75 | 1
2022/23 | 426.25 | 122.75 | 1
2022/23 | 428.25 | 122.75 | 1
2022/23 | 428.75 | 122.75 | 3
2022/23 | 431.75 | 122.75 | 1
2022/23 | 432.25 | 122.75 | 1
2022/23 | 433.25 | 122.75 | 1
2022/23 | 433.75 | 122.75 | 1
2022/23 | 434.25 | 122.75 | 1
2022/23 | 435.25 | 122.75 | 1
2022/23 | 436.25 | 122.75 | 2
2022/23 | 441.75 | 122.75 | 1
2022/23 | 443.75 | 122.75 | 1
2022/23 | 444.25 | 122.75 | 2
2022/23 | 444.75 | 122.75 | 1
2022/23 | 448.25 | 122.75 | 1
2022/23 | 449.75 | 122.75 | 1
2022/23 | 450.25 | 122.75 | 1
2022/23 | 451.25 | 122.75 | 1
2022/23 | 458.75 | 122.75 | 1
2022/23 | 459.25 | 122.75 | 1
2022/23 | 473.25 | 122.75 | 1
2022/23 | 476.25 | 122.75 | 1
2022/23 | 488.75 | 122.75 | 1
2022/23 | 172.25 | 123.25 | 1
2022/23 | 177.25 | 123.25 | 1
2022/23 | 178.75 | 123.25 | 1
2022/23 | 187.75 | 123.25 | 1
2022/23 | 191.75 | 123.25 | 1
2022/23 | 192.25 | 123.25 | 1
2022/23 | 192.75 | 123.25 | 1
2022/23 | 193.25 | 123.25 | 1
2022/23 | 195.25 | 123.25 | 1
2022/23 | 195.75 | 123.25 | 1
2022/23 | 196.75 | 123.25 | 2
2022/23 | 197.25 | 123.25 | 2
2022/23 | 197.75 | 123.25 | 2
2022/23 | 198.75 | 123.25 | 3
2022/23 | 199.25 | 123.25 | 2
2022/23 | 199.75 | 123.25 | 1
2022/23 | 200.25 | 123.25 | 1
2022/23 | 200.75 | 123.25 | 3
2022/23 | 201.25 | 123.25 | 1
2022/23 | 201.75 | 123.25 | 2
2022/23 | 202.25 | 123.25 | 1
2022/23 | 202.75 | 123.25 | 4
2022/23 | 203.25 | 123.25 | 2
2022/23 | 203.75 | 123.25 | 2
2022/23 | 204.25 | 123.25 | 1
2022/23 | 204.75 | 123.25 | 2
2022/23 | 205.25 | 123.25 | 1
2022/23 | 205.75 | 123.25 | 1
2022/23 | 206.25 | 123.25 | 1
2022/23 | 206.75 | 123.25 | 3
2022/23 | 207.25 | 123.25 | 1
2022/23 | 208.25 | 123.25 | 1
2022/23 | 208.75 | 123.25 | 1
2022/23 | 209.25 | 123.25 | 2
2022/23 | 210.75 | 123.25 | 4
2022/23 | 211.25 | 123.25 | 4
2022/23 | 211.75 | 123.25 | 1
2022/23 | 212.25 | 123.25 | 2
2022/23 | 212.75 | 123.25 | 3
2022/23 | 213.25 | 123.25 | 4
2022/23 | 214.25 | 123.25 | 2
2022/23 | 214.75 | 123.25 | 4
2022/23 | 215.25 | 123.25 | 1
2022/23 | 215.75 | 123.25 | 6
2022/23 | 216.25 | 123.25 | 5
2022/23 | 216.75 | 123.25 | 4
2022/23 | 217.25 | 123.25 | 4
2022/23 | 217.75 | 123.25 | 8
2022/23 | 218.25 | 123.25 | 5
2022/23 | 218.75 | 123.25 | 3
2022/23 | 219.25 | 123.25 | 4
2022/23 | 219.75 | 123.25 | 2
2022/23 | 220.25 | 123.25 | 5
2022/23 | 220.75 | 123.25 | 4
2022/23 | 221.25 | 123.25 | 8
2022/23 | 221.75 | 123.25 | 3
2022/23 | 222.25 | 123.25 | 3
2022/23 | 222.75 | 123.25 | 4
2022/23 | 223.25 | 123.25 | 6
2022/23 | 223.75 | 123.25 | 6
2022/23 | 224.25 | 123.25 | 5
2022/23 | 224.75 | 123.25 | 6
2022/23 | 225.25 | 123.25 | 4
2022/23 | 225.75 | 123.25 | 2
2022/23 | 226.25 | 123.25 | 10
2022/23 | 226.75 | 123.25 | 6
2022/23 | 227.25 | 123.25 | 9
2022/23 | 227.75 | 123.25 | 8
2022/23 | 228.25 | 123.25 | 10
2022/23 | 228.75 | 123.25 | 7
2022/23 | 229.25 | 123.25 | 7
2022/23 | 229.75 | 123.25 | 10
2022/23 | 230.25 | 123.25 | 12
2022/23 | 230.75 | 123.25 | 9
2022/23 | 231.25 | 123.25 | 8
2022/23 | 231.75 | 123.25 | 15
2022/23 | 232.25 | 123.25 | 12
2022/23 | 232.75 | 123.25 | 13
2022/23 | 233.25 | 123.25 | 11
2022/23 | 233.75 | 123.25 | 16
2022/23 | 234.25 | 123.25 | 13
2022/23 | 234.75 | 123.25 | 13
2022/23 | 235.25 | 123.25 | 21
2022/23 | 235.75 | 123.25 | 19
2022/23 | 236.25 | 123.25 | 14
2022/23 | 236.75 | 123.25 | 13
2022/23 | 237.25 | 123.25 | 22
2022/23 | 237.75 | 123.25 | 17
2022/23 | 238.25 | 123.25 | 16
2022/23 | 238.75 | 123.25 | 19
2022/23 | 239.25 | 123.25 | 14
2022/23 | 239.75 | 123.25 | 19
2022/23 | 240.25 | 123.25 | 29
2022/23 | 240.75 | 123.25 | 39
2022/23 | 241.25 | 123.25 | 27
2022/23 | 241.75 | 123.25 | 31
2022/23 | 242.25 | 123.25 | 28
2022/23 | 242.75 | 123.25 | 31
2022/23 | 243.25 | 123.25 | 29
2022/23 | 243.75 | 123.25 | 21
2022/23 | 244.25 | 123.25 | 23
2022/23 | 244.75 | 123.25 | 29
2022/23 | 245.25 | 123.25 | 38
2022/23 | 245.75 | 123.25 | 24
2022/23 | 246.25 | 123.25 | 29
2022/23 | 246.75 | 123.25 | 30
2022/23 | 247.25 | 123.25 | 30
2022/23 | 247.75 | 123.25 | 41
2022/23 | 248.25 | 123.25 | 40
2022/23 | 248.75 | 123.25 | 42
2022/23 | 249.25 | 123.25 | 32
2022/23 | 249.75 | 123.25 | 38
2022/23 | 250.25 | 123.25 | 43
2022/23 | 250.75 | 123.25 | 35
2022/23 | 251.25 | 123.25 | 49
2022/23 | 251.75 | 123.25 | 42
2022/23 | 252.25 | 123.25 | 48
2022/23 | 252.75 | 123.25 | 55
2022/23 | 253.25 | 123.25 | 40
2022/23 | 253.75 | 123.25 | 37
2022/23 | 254.25 | 123.25 | 43
2022/23 | 254.75 | 123.25 | 40
2022/23 | 255.25 | 123.25 | 46
2022/23 | 255.75 | 123.25 | 57
2022/23 | 256.25 | 123.25 | 44
2022/23 | 256.75 | 123.25 | 62
2022/23 | 257.25 | 123.25 | 41
2022/23 | 257.75 | 123.25 | 48
2022/23 | 258.25 | 123.25 | 64
2022/23 | 258.75 | 123.25 | 48
2022/23 | 259.25 | 123.25 | 53
2022/23 | 259.75 | 123.25 | 68
2022/23 | 260.25 | 123.25 | 67
2022/23 | 260.75 | 123.25 | 59
2022/23 | 261.25 | 123.25 | 48
2022/23 | 261.75 | 123.25 | 52
2022/23 | 262.25 | 123.25 | 66
2022/23 | 262.75 | 123.25 | 54
2022/23 | 263.25 | 123.25 | 61
2022/23 | 263.75 | 123.25 | 54
2022/23 | 264.25 | 123.25 | 55
2022/23 | 264.75 | 123.25 | 67
2022/23 | 265.25 | 123.25 | 68
2022/23 | 265.75 | 123.25 | 69
2022/23 | 266.25 | 123.25 | 55
2022/23 | 266.75 | 123.25 | 74
2022/23 | 267.25 | 123.25 | 61
2022/23 | 267.75 | 123.25 | 58
2022/23 | 268.25 | 123.25 | 70
2022/23 | 268.75 | 123.25 | 70
2022/23 | 269.25 | 123.25 | 75
2022/23 | 269.75 | 123.25 | 82
2022/23 | 270.25 | 123.25 | 79
2022/23 | 270.75 | 123.25 | 64
2022/23 | 271.25 | 123.25 | 75
2022/23 | 271.75 | 123.25 | 64
2022/23 | 272.25 | 123.25 | 61
2022/23 | 272.75 | 123.25 | 81
2022/23 | 273.25 | 123.25 | 81
2022/23 | 273.75 | 123.25 | 76
2022/23 | 274.25 | 123.25 | 72
2022/23 | 274.75 | 123.25 | 78
2022/23 | 275.25 | 123.25 | 55
2022/23 | 275.75 | 123.25 | 68
2022/23 | 276.25 | 123.25 | 86
2022/23 | 276.75 | 123.25 | 62
2022/23 | 277.25 | 123.25 | 88
2022/23 | 277.75 | 123.25 | 68
2022/23 | 278.25 | 123.25 | 86
2022/23 | 278.75 | 123.25 | 76
2022/23 | 279.25 | 123.25 | 88
2022/23 | 279.75 | 123.25 | 73
2022/23 | 280.25 | 123.25 | 67
2022/23 | 280.75 | 123.25 | 91
2022/23 | 281.25 | 123.25 | 70
2022/23 | 281.75 | 123.25 | 96
2022/23 | 282.25 | 123.25 | 89
2022/23 | 282.75 | 123.25 | 73
2022/23 | 283.25 | 123.25 | 82
2022/23 | 283.75 | 123.25 | 79
2022/23 | 284.25 | 123.25 | 75
2022/23 | 284.75 | 123.25 | 91
2022/23 | 285.25 | 123.25 | 88
2022/23 | 285.75 | 123.25 | 85
2022/23 | 286.25 | 123.25 | 89
2022/23 | 286.75 | 123.25 | 78
2022/23 | 287.25 | 123.25 | 92
2022/23 | 287.75 | 123.25 | 85
2022/23 | 288.25 | 123.25 | 75
2022/23 | 288.75 | 123.25 | 91
2022/23 | 289.25 | 123.25 | 84
2022/23 | 289.75 | 123.25 | 95
2022/23 | 290.25 | 123.25 | 78
2022/23 | 290.75 | 123.25 | 90
2022/23 | 291.25 | 123.25 | 93
2022/23 | 291.75 | 123.25 | 100
2022/23 | 292.25 | 123.25 | 96
2022/23 | 292.75 | 123.25 | 92
2022/23 | 293.25 | 123.25 | 92
2022/23 | 293.75 | 123.25 | 100
2022/23 | 294.25 | 123.25 | 82
2022/23 | 294.75 | 123.25 | 109
2022/23 | 295.25 | 123.25 | 99
2022/23 | 295.75 | 123.25 | 95
2022/23 | 296.25 | 123.25 | 84
2022/23 | 296.75 | 123.25 | 100
2022/23 | 297.25 | 123.25 | 82
2022/23 | 297.75 | 123.25 | 93
2022/23 | 298.25 | 123.25 | 97
2022/23 | 298.75 | 123.25 | 85
2022/23 | 299.25 | 123.25 | 88
2022/23 | 299.75 | 123.25 | 74
2022/23 | 300.25 | 123.25 | 80
2022/23 | 300.75 | 123.25 | 82
2022/23 | 301.25 | 123.25 | 87
2022/23 | 301.75 | 123.25 | 96
2022/23 | 302.25 | 123.25 | 102
2022/23 | 302.75 | 123.25 | 76
2022/23 | 303.25 | 123.25 | 99
2022/23 | 303.75 | 123.25 | 94
2022/23 | 304.25 | 123.25 | 105
2022/23 | 304.75 | 123.25 | 94
2022/23 | 305.25 | 123.25 | 85
2022/23 | 305.75 | 123.25 | 91
2022/23 | 306.25 | 123.25 | 97
2022/23 | 306.75 | 123.25 | 82
2022/23 | 307.25 | 123.25 | 93
2022/23 | 307.75 | 123.25 | 102
2022/23 | 308.25 | 123.25 | 79
2022/23 | 308.75 | 123.25 | 95
2022/23 | 309.25 | 123.25 | 85
2022/23 | 309.75 | 123.25 | 87
2022/23 | 310.25 | 123.25 | 103
2022/23 | 310.75 | 123.25 | 83
2022/23 | 311.25 | 123.25 | 105
2022/23 | 311.75 | 123.25 | 86
2022/23 | 312.25 | 123.25 | 92
2022/23 | 312.75 | 123.25 | 80
2022/23 | 313.25 | 123.25 | 86
2022/23 | 313.75 | 123.25 | 72
2022/23 | 314.25 | 123.25 | 80
2022/23 | 314.75 | 123.25 | 83
2022/23 | 315.25 | 123.25 | 90
2022/23 | 315.75 | 123.25 | 100
2022/23 | 316.25 | 123.25 | 66
2022/23 | 316.75 | 123.25 | 83
2022/23 | 317.25 | 123.25 | 63
2022/23 | 317.75 | 123.25 | 77
2022/23 | 318.25 | 123.25 | 93
2022/23 | 318.75 | 123.25 | 60
2022/23 | 319.25 | 123.25 | 62
2022/23 | 319.75 | 123.25 | 71
2022/23 | 320.25 | 123.25 | 65
2022/23 | 320.75 | 123.25 | 65
2022/23 | 321.25 | 123.25 | 85
2022/23 | 321.75 | 123.25 | 76
2022/23 | 322.25 | 123.25 | 73
2022/23 | 322.75 | 123.25 | 76
2022/23 | 323.25 | 123.25 | 78
2022/23 | 323.75 | 123.25 | 77
2022/23 | 324.25 | 123.25 | 67
2022/23 | 324.75 | 123.25 | 76
2022/23 | 325.25 | 123.25 | 89
2022/23 | 325.75 | 123.25 | 67
2022/23 | 326.25 | 123.25 | 73
2022/23 | 326.75 | 123.25 | 67
2022/23 | 327.25 | 123.25 | 59
2022/23 | 327.75 | 123.25 | 70
2022/23 | 328.25 | 123.25 | 56
2022/23 | 328.75 | 123.25 | 58
2022/23 | 329.25 | 123.25 | 68
2022/23 | 329.75 | 123.25 | 54
2022/23 | 330.25 | 123.25 | 60
2022/23 | 330.75 | 123.25 | 68
2022/23 | 331.25 | 123.25 | 70
2022/23 | 331.75 | 123.25 | 63
2022/23 | 332.25 | 123.25 | 70
2022/23 | 332.75 | 123.25 | 64
2022/23 | 333.25 | 123.25 | 42
2022/23 | 333.75 | 123.25 | 66
2022/23 | 334.25 | 123.25 | 55
2022/23 | 334.75 | 123.25 | 60
2022/23 | 335.25 | 123.25 | 52
2022/23 | 335.75 | 123.25 | 55
2022/23 | 336.25 | 123.25 | 44
2022/23 | 336.75 | 123.25 | 49
2022/23 | 337.25 | 123.25 | 37
2022/23 | 337.75 | 123.25 | 43
2022/23 | 338.25 | 123.25 | 51
2022/23 | 338.75 | 123.25 | 50
2022/23 | 339.25 | 123.25 | 56
2022/23 | 339.75 | 123.25 | 55
2022/23 | 340.25 | 123.25 | 56
2022/23 | 340.75 | 123.25 | 44
2022/23 | 341.25 | 123.25 | 51
2022/23 | 341.75 | 123.25 | 48
2022/23 | 342.25 | 123.25 | 41
2022/23 | 342.75 | 123.25 | 36
2022/23 | 343.25 | 123.25 | 42
2022/23 | 343.75 | 123.25 | 37
2022/23 | 344.25 | 123.25 | 26
2022/23 | 344.75 | 123.25 | 40
2022/23 | 345.25 | 123.25 | 31
2022/23 | 345.75 | 123.25 | 28
2022/23 | 346.25 | 123.25 | 26
2022/23 | 346.75 | 123.25 | 29
2022/23 | 347.25 | 123.25 | 29
2022/23 | 347.75 | 123.25 | 49
2022/23 | 348.25 | 123.25 | 39
2022/23 | 348.75 | 123.25 | 41
2022/23 | 349.25 | 123.25 | 28
2022/23 | 349.75 | 123.25 | 33
2022/23 | 350.25 | 123.25 | 30
2022/23 | 350.75 | 123.25 | 33
2022/23 | 351.25 | 123.25 | 41
2022/23 | 351.75 | 123.25 | 27
2022/23 | 352.25 | 123.25 | 30
2022/23 | 352.75 | 123.25 | 34
2022/23 | 353.25 | 123.25 | 35
2022/23 | 353.75 | 123.25 | 28
2022/23 | 354.25 | 123.25 | 34
2022/23 | 354.75 | 123.25 | 32
2022/23 | 355.25 | 123.25 | 29
2022/23 | 355.75 | 123.25 | 34
2022/23 | 356.25 | 123.25 | 24
2022/23 | 356.75 | 123.25 | 30
2022/23 | 357.25 | 123.25 | 20
2022/23 | 357.75 | 123.25 | 16
2022/23 | 358.25 | 123.25 | 23
2022/23 | 358.75 | 123.25 | 25
2022/23 | 359.25 | 123.25 | 35
2022/23 | 359.75 | 123.25 | 24
2022/23 | 360.25 | 123.25 | 23
2022/23 | 360.75 | 123.25 | 19
2022/23 | 361.25 | 123.25 | 20
2022/23 | 361.75 | 123.25 | 24
2022/23 | 362.25 | 123.25 | 26
2022/23 | 362.75 | 123.25 | 28
2022/23 | 363.25 | 123.25 | 25
2022/23 | 363.75 | 123.25 | 32
2022/23 | 364.25 | 123.25 | 28
2022/23 | 364.75 | 123.25 | 23
2022/23 | 365.25 | 123.25 | 18
2022/23 | 365.75 | 123.25 | 19
2022/23 | 366.25 | 123.25 | 14
2022/23 | 366.75 | 123.25 | 21
2022/23 | 367.25 | 123.25 | 21
2022/23 | 367.75 | 123.25 | 10
2022/23 | 368.25 | 123.25 | 14
2022/23 | 368.75 | 123.25 | 19
2022/23 | 369.25 | 123.25 | 20
2022/23 | 369.75 | 123.25 | 15
2022/23 | 370.25 | 123.25 | 17
2022/23 | 370.75 | 123.25 | 20
2022/23 | 371.25 | 123.25 | 13
2022/23 | 371.75 | 123.25 | 19
2022/23 | 372.25 | 123.25 | 13
2022/23 | 372.75 | 123.25 | 10
2022/23 | 373.25 | 123.25 | 11
2022/23 | 373.75 | 123.25 | 11
2022/23 | 374.25 | 123.25 | 16
2022/23 | 374.75 | 123.25 | 13
2022/23 | 375.25 | 123.25 | 10
2022/23 | 375.75 | 123.25 | 14
2022/23 | 376.25 | 123.25 | 15
2022/23 | 376.75 | 123.25 | 9
2022/23 | 377.25 | 123.25 | 12
2022/23 | 377.75 | 123.25 | 8
2022/23 | 378.25 | 123.25 | 13
2022/23 | 378.75 | 123.25 | 16
2022/23 | 379.25 | 123.25 | 11
2022/23 | 379.75 | 123.25 | 8
2022/23 | 380.25 | 123.25 | 13
2022/23 | 380.75 | 123.25 | 10
2022/23 | 381.25 | 123.25 | 8
2022/23 | 381.75 | 123.25 | 8
2022/23 | 382.25 | 123.25 | 10
2022/23 | 382.75 | 123.25 | 14
2022/23 | 383.25 | 123.25 | 2
2022/23 | 383.75 | 123.25 | 10
2022/23 | 384.25 | 123.25 | 7
2022/23 | 384.75 | 123.25 | 10
2022/23 | 385.25 | 123.25 | 4
2022/23 | 385.75 | 123.25 | 8
2022/23 | 386.25 | 123.25 | 13
2022/23 | 386.75 | 123.25 | 7
2022/23 | 387.25 | 123.25 | 13
2022/23 | 387.75 | 123.25 | 6
2022/23 | 388.25 | 123.25 | 7
2022/23 | 388.75 | 123.25 | 8
2022/23 | 389.25 | 123.25 | 6
2022/23 | 389.75 | 123.25 | 6
2022/23 | 390.25 | 123.25 | 6
2022/23 | 390.75 | 123.25 | 4
2022/23 | 391.25 | 123.25 | 8
2022/23 | 391.75 | 123.25 | 9
2022/23 | 392.25 | 123.25 | 5
2022/23 | 392.75 | 123.25 | 8
2022/23 | 393.25 | 123.25 | 6
2022/23 | 393.75 | 123.25 | 5
2022/23 | 394.25 | 123.25 | 11
2022/23 | 394.75 | 123.25 | 9
2022/23 | 395.25 | 123.25 | 5
2022/23 | 395.75 | 123.25 | 2
2022/23 | 396.25 | 123.25 | 9
2022/23 | 396.75 | 123.25 | 8
2022/23 | 397.25 | 123.25 | 10
2022/23 | 397.75 | 123.25 | 6
2022/23 | 398.25 | 123.25 | 7
2022/23 | 398.75 | 123.25 | 5
2022/23 | 399.25 | 123.25 | 9
2022/23 | 399.75 | 123.25 | 4
2022/23 | 400.25 | 123.25 | 3
2022/23 | 400.75 | 123.25 | 5
2022/23 | 401.25 | 123.25 | 2
2022/23 | 401.75 | 123.25 | 6
2022/23 | 402.25 | 123.25 | 3
2022/23 | 402.75 | 123.25 | 7
2022/23 | 403.25 | 123.25 | 6
2022/23 | 403.75 | 123.25 | 2
2022/23 | 404.25 | 123.25 | 4
2022/23 | 404.75 | 123.25 | 4
2022/23 | 405.25 | 123.25 | 7
2022/23 | 405.75 | 123.25 | 2
2022/23 | 406.25 | 123.25 | 3
2022/23 | 406.75 | 123.25 | 2
2022/23 | 407.25 | 123.25 | 2
2022/23 | 407.75 | 123.25 | 4
2022/23 | 408.25 | 123.25 | 1
2022/23 | 408.75 | 123.25 | 1
2022/23 | 409.25 | 123.25 | 4
2022/23 | 410.25 | 123.25 | 1
2022/23 | 410.75 | 123.25 | 2
2022/23 | 412.75 | 123.25 | 2
2022/23 | 413.25 | 123.25 | 6
2022/23 | 413.75 | 123.25 | 2
2022/23 | 414.25 | 123.25 | 2
2022/23 | 414.75 | 123.25 | 3
2022/23 | 415.25 | 123.25 | 4
2022/23 | 415.75 | 123.25 | 2
2022/23 | 416.25 | 123.25 | 1
2022/23 | 416.75 | 123.25 | 2
2022/23 | 417.25 | 123.25 | 2
2022/23 | 417.75 | 123.25 | 1
2022/23 | 418.25 | 123.25 | 1
2022/23 | 418.75 | 123.25 | 2
2022/23 | 419.75 | 123.25 | 2
2022/23 | 421.25 | 123.25 | 1
2022/23 | 421.75 | 123.25 | 1
2022/23 | 422.25 | 123.25 | 1
2022/23 | 422.75 | 123.25 | 2
2022/23 | 423.25 | 123.25 | 1
2022/23 | 423.75 | 123.25 | 3
2022/23 | 424.25 | 123.25 | 2
2022/23 | 424.75 | 123.25 | 1
2022/23 | 426.75 | 123.25 | 1
2022/23 | 427.25 | 123.25 | 1
2022/23 | 427.75 | 123.25 | 1
2022/23 | 428.25 | 123.25 | 3
2022/23 | 429.25 | 123.25 | 1
2022/23 | 431.75 | 123.25 | 1
2022/23 | 434.25 | 123.25 | 1
2022/23 | 434.75 | 123.25 | 1
2022/23 | 436.25 | 123.25 | 2
2022/23 | 437.75 | 123.25 | 1
2022/23 | 440.25 | 123.25 | 2
2022/23 | 442.75 | 123.25 | 1
2022/23 | 443.75 | 123.25 | 1
2022/23 | 445.25 | 123.25 | 1
2022/23 | 449.75 | 123.25 | 1
2022/23 | 450.25 | 123.25 | 1
2022/23 | 454.25 | 123.25 | 1
2022/23 | 458.75 | 123.25 | 1
2022/23 | 478.75 | 123.25 | 1
2022/23 | 507.75 | 123.25 | 1
2022/23 | 190.75 | 123.75 | 1
2022/23 | 191.75 | 123.75 | 1
2022/23 | 192.25 | 123.75 | 1
2022/23 | 193.75 | 123.75 | 1
2022/23 | 199.25 | 123.75 | 1
2022/23 | 199.75 | 123.75 | 1
2022/23 | 200.25 | 123.75 | 1
2022/23 | 201.25 | 123.75 | 1
2022/23 | 202.25 | 123.75 | 2
2022/23 | 202.75 | 123.75 | 2
2022/23 | 203.75 | 123.75 | 1
2022/23 | 204.25 | 123.75 | 1
2022/23 | 204.75 | 123.75 | 2
2022/23 | 206.25 | 123.75 | 1
2022/23 | 206.75 | 123.75 | 2
2022/23 | 208.25 | 123.75 | 1
2022/23 | 208.75 | 123.75 | 1
2022/23 | 209.25 | 123.75 | 1
2022/23 | 209.75 | 123.75 | 1
2022/23 | 210.25 | 123.75 | 2
2022/23 | 210.75 | 123.75 | 1
2022/23 | 211.75 | 123.75 | 3
2022/23 | 212.75 | 123.75 | 1
2022/23 | 213.25 | 123.75 | 3
2022/23 | 213.75 | 123.75 | 1
2022/23 | 214.25 | 123.75 | 1
2022/23 | 214.75 | 123.75 | 2
2022/23 | 215.25 | 123.75 | 1
2022/23 | 215.75 | 123.75 | 3
2022/23 | 216.25 | 123.75 | 3
2022/23 | 216.75 | 123.75 | 2
2022/23 | 217.25 | 123.75 | 3
2022/23 | 217.75 | 123.75 | 2
2022/23 | 218.25 | 123.75 | 3
2022/23 | 218.75 | 123.75 | 4
2022/23 | 219.25 | 123.75 | 2
2022/23 | 219.75 | 123.75 | 4
2022/23 | 220.25 | 123.75 | 1
2022/23 | 220.75 | 123.75 | 3
2022/23 | 221.25 | 123.75 | 4
2022/23 | 221.75 | 123.75 | 2
2022/23 | 222.25 | 123.75 | 7
2022/23 | 222.75 | 123.75 | 5
2022/23 | 223.25 | 123.75 | 5
2022/23 | 223.75 | 123.75 | 3
2022/23 | 224.25 | 123.75 | 2
2022/23 | 224.75 | 123.75 | 5
2022/23 | 225.25 | 123.75 | 6
2022/23 | 225.75 | 123.75 | 5
2022/23 | 226.25 | 123.75 | 3
2022/23 | 226.75 | 123.75 | 6
2022/23 | 227.25 | 123.75 | 9
2022/23 | 227.75 | 123.75 | 10
2022/23 | 228.25 | 123.75 | 11
2022/23 | 228.75 | 123.75 | 11
2022/23 | 229.25 | 123.75 | 14
2022/23 | 229.75 | 123.75 | 2
2022/23 | 230.25 | 123.75 | 13
2022/23 | 230.75 | 123.75 | 6
2022/23 | 231.25 | 123.75 | 12
2022/23 | 231.75 | 123.75 | 3
2022/23 | 232.25 | 123.75 | 12
2022/23 | 232.75 | 123.75 | 13
2022/23 | 233.25 | 123.75 | 8
2022/23 | 233.75 | 123.75 | 13
2022/23 | 234.25 | 123.75 | 4
2022/23 | 234.75 | 123.75 | 13
2022/23 | 235.25 | 123.75 | 12
2022/23 | 235.75 | 123.75 | 14
2022/23 | 236.25 | 123.75 | 24
2022/23 | 236.75 | 123.75 | 12
2022/23 | 237.25 | 123.75 | 14
2022/23 | 237.75 | 123.75 | 16
2022/23 | 238.25 | 123.75 | 14
2022/23 | 238.75 | 123.75 | 16
2022/23 | 239.25 | 123.75 | 22
2022/23 | 239.75 | 123.75 | 21
2022/23 | 240.25 | 123.75 | 18
2022/23 | 240.75 | 123.75 | 33
2022/23 | 241.25 | 123.75 | 21
2022/23 | 241.75 | 123.75 | 17
2022/23 | 242.25 | 123.75 | 26
2022/23 | 242.75 | 123.75 | 29
2022/23 | 243.25 | 123.75 | 24
2022/23 | 243.75 | 123.75 | 25
2022/23 | 244.25 | 123.75 | 22
2022/23 | 244.75 | 123.75 | 30
2022/23 | 245.25 | 123.75 | 29
2022/23 | 245.75 | 123.75 | 31
2022/23 | 246.25 | 123.75 | 19
2022/23 | 246.75 | 123.75 | 29
2022/23 | 247.25 | 123.75 | 28
2022/23 | 247.75 | 123.75 | 35
2022/23 | 248.25 | 123.75 | 35
2022/23 | 248.75 | 123.75 | 37
2022/23 | 249.25 | 123.75 | 35
2022/23 | 249.75 | 123.75 | 28
2022/23 | 250.25 | 123.75 | 30
2022/23 | 250.75 | 123.75 | 38
2022/23 | 251.25 | 123.75 | 37
2022/23 | 251.75 | 123.75 | 37
2022/23 | 252.25 | 123.75 | 40
2022/23 | 252.75 | 123.75 | 36
2022/23 | 253.25 | 123.75 | 41
2022/23 | 253.75 | 123.75 | 51
2022/23 | 254.25 | 123.75 | 32
2022/23 | 254.75 | 123.75 | 37
2022/23 | 255.25 | 123.75 | 50
2022/23 | 255.75 | 123.75 | 42
2022/23 | 256.25 | 123.75 | 47
2022/23 | 256.75 | 123.75 | 50
2022/23 | 257.25 | 123.75 | 48
2022/23 | 257.75 | 123.75 | 55
2022/23 | 258.25 | 123.75 | 56
2022/23 | 258.75 | 123.75 | 43
2022/23 | 259.25 | 123.75 | 38
2022/23 | 259.75 | 123.75 | 46
2022/23 | 260.25 | 123.75 | 56
2022/23 | 260.75 | 123.75 | 54
2022/23 | 261.25 | 123.75 | 54
2022/23 | 261.75 | 123.75 | 54
2022/23 | 262.25 | 123.75 | 60
2022/23 | 262.75 | 123.75 | 55
2022/23 | 263.25 | 123.75 | 58
2022/23 | 263.75 | 123.75 | 47
2022/23 | 264.25 | 123.75 | 53
2022/23 | 264.75 | 123.75 | 56
2022/23 | 265.25 | 123.75 | 63
2022/23 | 265.75 | 123.75 | 55
2022/23 | 266.25 | 123.75 | 69
2022/23 | 266.75 | 123.75 | 53
2022/23 | 267.25 | 123.75 | 56
2022/23 | 267.75 | 123.75 | 50
2022/23 | 268.25 | 123.75 | 63
2022/23 | 268.75 | 123.75 | 61
2022/23 | 269.25 | 123.75 | 64
2022/23 | 269.75 | 123.75 | 65
2022/23 | 270.25 | 123.75 | 56
2022/23 | 270.75 | 123.75 | 67
2022/23 | 271.25 | 123.75 | 62
2022/23 | 271.75 | 123.75 | 53
2022/23 | 272.25 | 123.75 | 77
2022/23 | 272.75 | 123.75 | 70
2022/23 | 273.25 | 123.75 | 67
2022/23 | 273.75 | 123.75 | 73
2022/23 | 274.25 | 123.75 | 81
2022/23 | 274.75 | 123.75 | 62
2022/23 | 275.25 | 123.75 | 78
2022/23 | 275.75 | 123.75 | 75
2022/23 | 276.25 | 123.75 | 56
2022/23 | 276.75 | 123.75 | 73
2022/23 | 277.25 | 123.75 | 69
2022/23 | 277.75 | 123.75 | 79
2022/23 | 278.25 | 123.75 | 66
2022/23 | 278.75 | 123.75 | 85
2022/23 | 279.25 | 123.75 | 81
2022/23 | 279.75 | 123.75 | 71
2022/23 | 280.25 | 123.75 | 73
2022/23 | 280.75 | 123.75 | 69
2022/23 | 281.25 | 123.75 | 71
2022/23 | 281.75 | 123.75 | 73
2022/23 | 282.25 | 123.75 | 72
2022/23 | 282.75 | 123.75 | 80
2022/23 | 283.25 | 123.75 | 83
2022/23 | 283.75 | 123.75 | 82
2022/23 | 284.25 | 123.75 | 93
2022/23 | 284.75 | 123.75 | 74
2022/23 | 285.25 | 123.75 | 74
2022/23 | 285.75 | 123.75 | 76
2022/23 | 286.25 | 123.75 | 91
2022/23 | 286.75 | 123.75 | 95
2022/23 | 287.25 | 123.75 | 71
2022/23 | 287.75 | 123.75 | 79
2022/23 | 288.25 | 123.75 | 84
2022/23 | 288.75 | 123.75 | 66
2022/23 | 289.25 | 123.75 | 81
2022/23 | 289.75 | 123.75 | 95
2022/23 | 290.25 | 123.75 | 86
2022/23 | 290.75 | 123.75 | 99
2022/23 | 291.25 | 123.75 | 84
2022/23 | 291.75 | 123.75 | 100
2022/23 | 292.25 | 123.75 | 81
2022/23 | 292.75 | 123.75 | 95
2022/23 | 293.25 | 123.75 | 85
2022/23 | 293.75 | 123.75 | 73
2022/23 | 294.25 | 123.75 | 90
2022/23 | 294.75 | 123.75 | 81
2022/23 | 295.25 | 123.75 | 89
2022/23 | 295.75 | 123.75 | 78
2022/23 | 296.25 | 123.75 | 87
2022/23 | 296.75 | 123.75 | 80
2022/23 | 297.25 | 123.75 | 70
2022/23 | 297.75 | 123.75 | 87
2022/23 | 298.25 | 123.75 | 99
2022/23 | 298.75 | 123.75 | 91
2022/23 | 299.25 | 123.75 | 90
2022/23 | 299.75 | 123.75 | 80
2022/23 | 300.25 | 123.75 | 108
2022/23 | 300.75 | 123.75 | 100
2022/23 | 301.25 | 123.75 | 83
2022/23 | 301.75 | 123.75 | 98
2022/23 | 302.25 | 123.75 | 92
2022/23 | 302.75 | 123.75 | 64
2022/23 | 303.25 | 123.75 | 76
2022/23 | 303.75 | 123.75 | 74
2022/23 | 304.25 | 123.75 | 86
2022/23 | 304.75 | 123.75 | 81
2022/23 | 305.25 | 123.75 | 84
2022/23 | 305.75 | 123.75 | 98
2022/23 | 306.25 | 123.75 | 98
2022/23 | 306.75 | 123.75 | 87
2022/23 | 307.25 | 123.75 | 80
2022/23 | 307.75 | 123.75 | 108
2022/23 | 308.25 | 123.75 | 75
2022/23 | 308.75 | 123.75 | 75
2022/23 | 309.25 | 123.75 | 91
2022/23 | 309.75 | 123.75 | 75
2022/23 | 310.25 | 123.75 | 87
2022/23 | 310.75 | 123.75 | 102
2022/23 | 311.25 | 123.75 | 100
2022/23 | 311.75 | 123.75 | 87
2022/23 | 312.25 | 123.75 | 87
2022/23 | 312.75 | 123.75 | 86
2022/23 | 313.25 | 123.75 | 81
2022/23 | 313.75 | 123.75 | 83
2022/23 | 314.25 | 123.75 | 78
2022/23 | 314.75 | 123.75 | 84
2022/23 | 315.25 | 123.75 | 88
2022/23 | 315.75 | 123.75 | 56
2022/23 | 316.25 | 123.75 | 73
2022/23 | 316.75 | 123.75 | 89
2022/23 | 317.25 | 123.75 | 73
2022/23 | 317.75 | 123.75 | 79
2022/23 | 318.25 | 123.75 | 79
2022/23 | 318.75 | 123.75 | 69
2022/23 | 319.25 | 123.75 | 70
2022/23 | 319.75 | 123.75 | 84
2022/23 | 320.25 | 123.75 | 79
2022/23 | 320.75 | 123.75 | 91
2022/23 | 321.25 | 123.75 | 70
2022/23 | 321.75 | 123.75 | 74
2022/23 | 322.25 | 123.75 | 77
2022/23 | 322.75 | 123.75 | 71
2022/23 | 323.25 | 123.75 | 77
2022/23 | 323.75 | 123.75 | 60
2022/23 | 324.25 | 123.75 | 77
2022/23 | 324.75 | 123.75 | 69
2022/23 | 325.25 | 123.75 | 80
2022/23 | 325.75 | 123.75 | 65
2022/23 | 326.25 | 123.75 | 58
2022/23 | 326.75 | 123.75 | 63
2022/23 | 327.25 | 123.75 | 58
2022/23 | 327.75 | 123.75 | 49
2022/23 | 328.25 | 123.75 | 55
2022/23 | 328.75 | 123.75 | 59
2022/23 | 329.25 | 123.75 | 58
2022/23 | 329.75 | 123.75 | 69
2022/23 | 330.25 | 123.75 | 73
2022/23 | 330.75 | 123.75 | 70
2022/23 | 331.25 | 123.75 | 68
2022/23 | 331.75 | 123.75 | 59
2022/23 | 332.25 | 123.75 | 76
2022/23 | 332.75 | 123.75 | 59
2022/23 | 333.25 | 123.75 | 67
2022/23 | 333.75 | 123.75 | 46
2022/23 | 334.25 | 123.75 | 71
2022/23 | 334.75 | 123.75 | 71
2022/23 | 335.25 | 123.75 | 60
2022/23 | 335.75 | 123.75 | 50
2022/23 | 336.25 | 123.75 | 48
2022/23 | 336.75 | 123.75 | 50
2022/23 | 337.25 | 123.75 | 61
2022/23 | 337.75 | 123.75 | 45
2022/23 | 338.25 | 123.75 | 47
2022/23 | 338.75 | 123.75 | 63
2022/23 | 339.25 | 123.75 | 53
2022/23 | 339.75 | 123.75 | 40
2022/23 | 340.25 | 123.75 | 37
2022/23 | 340.75 | 123.75 | 40
2022/23 | 341.25 | 123.75 | 40
2022/23 | 341.75 | 123.75 | 40
2022/23 | 342.25 | 123.75 | 53
2022/23 | 342.75 | 123.75 | 42
2022/23 | 343.25 | 123.75 | 45
2022/23 | 343.75 | 123.75 | 36
2022/23 | 344.25 | 123.75 | 48
2022/23 | 344.75 | 123.75 | 36
2022/23 | 345.25 | 123.75 | 44
2022/23 | 345.75 | 123.75 | 41
2022/23 | 346.25 | 123.75 | 41
2022/23 | 346.75 | 123.75 | 47
2022/23 | 347.25 | 123.75 | 36
2022/23 | 347.75 | 123.75 | 30
2022/23 | 348.25 | 123.75 | 38
2022/23 | 348.75 | 123.75 | 44
2022/23 | 349.25 | 123.75 | 33
2022/23 | 349.75 | 123.75 | 36
2022/23 | 350.25 | 123.75 | 36
2022/23 | 350.75 | 123.75 | 41
2022/23 | 351.25 | 123.75 | 45
2022/23 | 351.75 | 123.75 | 42
2022/23 | 352.25 | 123.75 | 36
2022/23 | 352.75 | 123.75 | 26
2022/23 | 353.25 | 123.75 | 23
2022/23 | 353.75 | 123.75 | 38
2022/23 | 354.25 | 123.75 | 32
2022/23 | 354.75 | 123.75 | 25
2022/23 | 355.25 | 123.75 | 32
2022/23 | 355.75 | 123.75 | 30
2022/23 | 356.25 | 123.75 | 31
2022/23 | 356.75 | 123.75 | 19
2022/23 | 357.25 | 123.75 | 31
2022/23 | 357.75 | 123.75 | 29
2022/23 | 358.25 | 123.75 | 29
2022/23 | 358.75 | 123.75 | 32
2022/23 | 359.25 | 123.75 | 27
2022/23 | 359.75 | 123.75 | 26
2022/23 | 360.25 | 123.75 | 23
2022/23 | 360.75 | 123.75 | 32
2022/23 | 361.25 | 123.75 | 22
2022/23 | 361.75 | 123.75 | 30
2022/23 | 362.25 | 123.75 | 25
2022/23 | 362.75 | 123.75 | 25
2022/23 | 363.25 | 123.75 | 23
2022/23 | 363.75 | 123.75 | 23
2022/23 | 364.25 | 123.75 | 20
2022/23 | 364.75 | 123.75 | 21
2022/23 | 365.25 | 123.75 | 14
2022/23 | 365.75 | 123.75 | 24
2022/23 | 366.25 | 123.75 | 21
2022/23 | 366.75 | 123.75 | 16
2022/23 | 367.25 | 123.75 | 18
2022/23 | 367.75 | 123.75 | 18
2022/23 | 368.25 | 123.75 | 15
2022/23 | 368.75 | 123.75 | 20
2022/23 | 369.25 | 123.75 | 23
2022/23 | 369.75 | 123.75 | 20
2022/23 | 370.25 | 123.75 | 14
2022/23 | 370.75 | 123.75 | 16
2022/23 | 371.25 | 123.75 | 15
2022/23 | 371.75 | 123.75 | 19
2022/23 | 372.25 | 123.75 | 12
2022/23 | 372.75 | 123.75 | 11
2022/23 | 373.25 | 123.75 | 13
2022/23 | 373.75 | 123.75 | 16
2022/23 | 374.25 | 123.75 | 11
2022/23 | 374.75 | 123.75 | 11
2022/23 | 375.25 | 123.75 | 14
2022/23 | 375.75 | 123.75 | 12
2022/23 | 376.25 | 123.75 | 12
2022/23 | 376.75 | 123.75 | 15
2022/23 | 377.25 | 123.75 | 9
2022/23 | 377.75 | 123.75 | 7
2022/23 | 378.25 | 123.75 | 13
2022/23 | 378.75 | 123.75 | 9
2022/23 | 379.25 | 123.75 | 9
2022/23 | 379.75 | 123.75 | 8
2022/23 | 380.25 | 123.75 | 12
2022/23 | 380.75 | 123.75 | 10
2022/23 | 381.25 | 123.75 | 4
2022/23 | 381.75 | 123.75 | 9
2022/23 | 382.25 | 123.75 | 14
2022/23 | 382.75 | 123.75 | 10
2022/23 | 383.25 | 123.75 | 9
2022/23 | 383.75 | 123.75 | 14
2022/23 | 384.25 | 123.75 | 10
2022/23 | 384.75 | 123.75 | 8
2022/23 | 385.25 | 123.75 | 9
2022/23 | 385.75 | 123.75 | 6
2022/23 | 386.25 | 123.75 | 11
2022/23 | 386.75 | 123.75 | 5
2022/23 | 387.25 | 123.75 | 4
2022/23 | 387.75 | 123.75 | 12
2022/23 | 388.25 | 123.75 | 7
2022/23 | 388.75 | 123.75 | 8
2022/23 | 389.25 | 123.75 | 5
2022/23 | 389.75 | 123.75 | 7
2022/23 | 390.25 | 123.75 | 10
2022/23 | 390.75 | 123.75 | 9
2022/23 | 391.25 | 123.75 | 7
2022/23 | 391.75 | 123.75 | 7
2022/23 | 392.25 | 123.75 | 9
2022/23 | 392.75 | 123.75 | 8
2022/23 | 393.75 | 123.75 | 5
2022/23 | 394.25 | 123.75 | 4
2022/23 | 394.75 | 123.75 | 7
2022/23 | 395.25 | 123.75 | 6
2022/23 | 395.75 | 123.75 | 6
2022/23 | 396.25 | 123.75 | 6
2022/23 | 396.75 | 123.75 | 7
2022/23 | 397.25 | 123.75 | 8
2022/23 | 397.75 | 123.75 | 2
2022/23 | 398.25 | 123.75 | 4
2022/23 | 398.75 | 123.75 | 4
2022/23 | 399.25 | 123.75 | 6
2022/23 | 399.75 | 123.75 | 5
2022/23 | 400.25 | 123.75 | 2
2022/23 | 400.75 | 123.75 | 3
2022/23 | 401.25 | 123.75 | 5
2022/23 | 401.75 | 123.75 | 4
2022/23 | 402.25 | 123.75 | 3
2022/23 | 402.75 | 123.75 | 5
2022/23 | 403.25 | 123.75 | 3
2022/23 | 403.75 | 123.75 | 4
2022/23 | 404.25 | 123.75 | 5
2022/23 | 404.75 | 123.75 | 2
2022/23 | 405.25 | 123.75 | 4
2022/23 | 405.75 | 123.75 | 7
2022/23 | 406.25 | 123.75 | 3
2022/23 | 406.75 | 123.75 | 3
2022/23 | 407.25 | 123.75 | 3
2022/23 | 407.75 | 123.75 | 2
2022/23 | 408.25 | 123.75 | 4
2022/23 | 408.75 | 123.75 | 3
2022/23 | 409.25 | 123.75 | 2
2022/23 | 409.75 | 123.75 | 1
2022/23 | 410.75 | 123.75 | 4
2022/23 | 411.25 | 123.75 | 1
2022/23 | 411.75 | 123.75 | 3
2022/23 | 412.25 | 123.75 | 4
2022/23 | 413.25 | 123.75 | 2
2022/23 | 413.75 | 123.75 | 3
2022/23 | 414.25 | 123.75 | 1
2022/23 | 414.75 | 123.75 | 2
2022/23 | 415.25 | 123.75 | 3
2022/23 | 415.75 | 123.75 | 1
2022/23 | 416.25 | 123.75 | 1
2022/23 | 417.25 | 123.75 | 3
2022/23 | 417.75 | 123.75 | 1
2022/23 | 418.25 | 123.75 | 2
2022/23 | 418.75 | 123.75 | 1
2022/23 | 419.75 | 123.75 | 1
2022/23 | 420.25 | 123.75 | 1
2022/23 | 421.25 | 123.75 | 3
2022/23 | 421.75 | 123.75 | 2
2022/23 | 422.25 | 123.75 | 4
2022/23 | 422.75 | 123.75 | 2
2022/23 | 423.75 | 123.75 | 1
2022/23 | 424.75 | 123.75 | 1
2022/23 | 425.75 | 123.75 | 1
2022/23 | 426.75 | 123.75 | 2
2022/23 | 427.75 | 123.75 | 1
2022/23 | 429.25 | 123.75 | 1
2022/23 | 430.25 | 123.75 | 1
2022/23 | 432.25 | 123.75 | 1
2022/23 | 433.75 | 123.75 | 1
2022/23 | 434.25 | 123.75 | 1
2022/23 | 435.25 | 123.75 | 1
2022/23 | 435.75 | 123.75 | 2
2022/23 | 436.25 | 123.75 | 1
2022/23 | 438.25 | 123.75 | 1
2022/23 | 441.75 | 123.75 | 1
2022/23 | 442.25 | 123.75 | 1
2022/23 | 442.75 | 123.75 | 3
2022/23 | 443.75 | 123.75 | 1
2022/23 | 445.25 | 123.75 | 1
2022/23 | 456.75 | 123.75 | 1
2022/23 | 457.75 | 123.75 | 1
2022/23 | 464.75 | 123.75 | 1
2022/23 | 182.25 | 124.25 | 1
2022/23 | 183.75 | 124.25 | 1
2022/23 | 184.75 | 124.25 | 1
2022/23 | 194.75 | 124.25 | 1
2022/23 | 195.75 | 124.25 | 3
2022/23 | 196.25 | 124.25 | 1
2022/23 | 197.75 | 124.25 | 1
2022/23 | 200.25 | 124.25 | 1
2022/23 | 201.25 | 124.25 | 1
2022/23 | 201.75 | 124.25 | 1
2022/23 | 202.25 | 124.25 | 2
2022/23 | 202.75 | 124.25 | 2
2022/23 | 203.75 | 124.25 | 1
2022/23 | 205.25 | 124.25 | 2
2022/23 | 205.75 | 124.25 | 4
2022/23 | 206.25 | 124.25 | 2
2022/23 | 207.75 | 124.25 | 1
2022/23 | 209.25 | 124.25 | 4
2022/23 | 209.75 | 124.25 | 1
2022/23 | 212.25 | 124.25 | 3
2022/23 | 212.75 | 124.25 | 1
2022/23 | 213.25 | 124.25 | 2
2022/23 | 213.75 | 124.25 | 3
2022/23 | 214.25 | 124.25 | 5
2022/23 | 214.75 | 124.25 | 2
2022/23 | 215.25 | 124.25 | 2
2022/23 | 215.75 | 124.25 | 3
2022/23 | 216.25 | 124.25 | 2
2022/23 | 216.75 | 124.25 | 2
2022/23 | 217.25 | 124.25 | 1
2022/23 | 217.75 | 124.25 | 5
2022/23 | 218.75 | 124.25 | 4
2022/23 | 219.25 | 124.25 | 5
2022/23 | 219.75 | 124.25 | 5
2022/23 | 220.25 | 124.25 | 4
2022/23 | 220.75 | 124.25 | 3
2022/23 | 221.25 | 124.25 | 3
2022/23 | 221.75 | 124.25 | 3
2022/23 | 222.25 | 124.25 | 1
2022/23 | 222.75 | 124.25 | 4
2022/23 | 223.25 | 124.25 | 4
2022/23 | 223.75 | 124.25 | 8
2022/23 | 224.25 | 124.25 | 4
2022/23 | 224.75 | 124.25 | 6
2022/23 | 225.25 | 124.25 | 1
2022/23 | 225.75 | 124.25 | 4
2022/23 | 226.25 | 124.25 | 2
2022/23 | 226.75 | 124.25 | 5
2022/23 | 227.25 | 124.25 | 6
2022/23 | 227.75 | 124.25 | 5
2022/23 | 228.25 | 124.25 | 9
2022/23 | 228.75 | 124.25 | 10
2022/23 | 229.25 | 124.25 | 8
2022/23 | 229.75 | 124.25 | 4
2022/23 | 230.25 | 124.25 | 5
2022/23 | 230.75 | 124.25 | 6
2022/23 | 231.25 | 124.25 | 7
2022/23 | 231.75 | 124.25 | 7
2022/23 | 232.25 | 124.25 | 13
2022/23 | 232.75 | 124.25 | 7
2022/23 | 233.25 | 124.25 | 6
2022/23 | 233.75 | 124.25 | 4
2022/23 | 234.25 | 124.25 | 7
2022/23 | 234.75 | 124.25 | 5
2022/23 | 235.25 | 124.25 | 10
2022/23 | 235.75 | 124.25 | 9
2022/23 | 236.25 | 124.25 | 7
2022/23 | 236.75 | 124.25 | 7
2022/23 | 237.25 | 124.25 | 10
2022/23 | 237.75 | 124.25 | 11
2022/23 | 238.25 | 124.25 | 14
2022/23 | 238.75 | 124.25 | 10
2022/23 | 239.25 | 124.25 | 9
2022/23 | 239.75 | 124.25 | 9
2022/23 | 240.25 | 124.25 | 13
2022/23 | 240.75 | 124.25 | 12
2022/23 | 241.25 | 124.25 | 19
2022/23 | 241.75 | 124.25 | 26
2022/23 | 242.25 | 124.25 | 19
2022/23 | 242.75 | 124.25 | 14
2022/23 | 243.25 | 124.25 | 22
2022/23 | 243.75 | 124.25 | 27
2022/23 | 244.25 | 124.25 | 15
2022/23 | 244.75 | 124.25 | 26
2022/23 | 245.25 | 124.25 | 25
2022/23 | 245.75 | 124.25 | 24
2022/23 | 246.25 | 124.25 | 18
2022/23 | 246.75 | 124.25 | 30
2022/23 | 247.25 | 124.25 | 23
2022/23 | 247.75 | 124.25 | 30
2022/23 | 248.25 | 124.25 | 26
2022/23 | 248.75 | 124.25 | 22
2022/23 | 249.25 | 124.25 | 26
2022/23 | 249.75 | 124.25 | 23
2022/23 | 250.25 | 124.25 | 27
2022/23 | 250.75 | 124.25 | 35
2022/23 | 251.25 | 124.25 | 36
2022/23 | 251.75 | 124.25 | 31
2022/23 | 252.25 | 124.25 | 41
2022/23 | 252.75 | 124.25 | 36
2022/23 | 253.25 | 124.25 | 24
2022/23 | 253.75 | 124.25 | 37
2022/23 | 254.25 | 124.25 | 33
2022/23 | 254.75 | 124.25 | 45
2022/23 | 255.25 | 124.25 | 40
2022/23 | 255.75 | 124.25 | 44
2022/23 | 256.25 | 124.25 | 40
2022/23 | 256.75 | 124.25 | 39
2022/23 | 257.25 | 124.25 | 43
2022/23 | 257.75 | 124.25 | 31
2022/23 | 258.25 | 124.25 | 45
2022/23 | 258.75 | 124.25 | 44
2022/23 | 259.25 | 124.25 | 49
2022/23 | 259.75 | 124.25 | 45
2022/23 | 260.25 | 124.25 | 42
2022/23 | 260.75 | 124.25 | 40
2022/23 | 261.25 | 124.25 | 55
2022/23 | 261.75 | 124.25 | 49
2022/23 | 262.25 | 124.25 | 42
2022/23 | 262.75 | 124.25 | 49
2022/23 | 263.25 | 124.25 | 63
2022/23 | 263.75 | 124.25 | 37
2022/23 | 264.25 | 124.25 | 65
2022/23 | 264.75 | 124.25 | 47
2022/23 | 265.25 | 124.25 | 41
2022/23 | 265.75 | 124.25 | 35
2022/23 | 266.25 | 124.25 | 58
2022/23 | 266.75 | 124.25 | 51
2022/23 | 267.25 | 124.25 | 62
2022/23 | 267.75 | 124.25 | 50
2022/23 | 268.25 | 124.25 | 57
2022/23 | 268.75 | 124.25 | 69
2022/23 | 269.25 | 124.25 | 61
2022/23 | 269.75 | 124.25 | 64
2022/23 | 270.25 | 124.25 | 74
2022/23 | 270.75 | 124.25 | 72
2022/23 | 271.25 | 124.25 | 68
2022/23 | 271.75 | 124.25 | 58
2022/23 | 272.25 | 124.25 | 58
2022/23 | 272.75 | 124.25 | 67
2022/23 | 273.25 | 124.25 | 61
2022/23 | 273.75 | 124.25 | 76
2022/23 | 274.25 | 124.25 | 67
2022/23 | 274.75 | 124.25 | 72
2022/23 | 275.25 | 124.25 | 50
2022/23 | 275.75 | 124.25 | 62
2022/23 | 276.25 | 124.25 | 67
2022/23 | 276.75 | 124.25 | 69
2022/23 | 277.25 | 124.25 | 73
2022/23 | 277.75 | 124.25 | 64
2022/23 | 278.25 | 124.25 | 75
2022/23 | 278.75 | 124.25 | 77
2022/23 | 279.25 | 124.25 | 78
2022/23 | 279.75 | 124.25 | 71
2022/23 | 280.25 | 124.25 | 69
2022/23 | 280.75 | 124.25 | 55
2022/23 | 281.25 | 124.25 | 70
2022/23 | 281.75 | 124.25 | 73
2022/23 | 282.25 | 124.25 | 87
2022/23 | 282.75 | 124.25 | 75
2022/23 | 283.25 | 124.25 | 87
2022/23 | 283.75 | 124.25 | 59
2022/23 | 284.25 | 124.25 | 81
2022/23 | 284.75 | 124.25 | 90
2022/23 | 285.25 | 124.25 | 75
2022/23 | 285.75 | 124.25 | 78
2022/23 | 286.25 | 124.25 | 63
2022/23 | 286.75 | 124.25 | 73
2022/23 | 287.25 | 124.25 | 85
2022/23 | 287.75 | 124.25 | 64
2022/23 | 288.25 | 124.25 | 66
2022/23 | 288.75 | 124.25 | 73
2022/23 | 289.25 | 124.25 | 80
2022/23 | 289.75 | 124.25 | 71
2022/23 | 290.25 | 124.25 | 78
2022/23 | 290.75 | 124.25 | 90
2022/23 | 291.25 | 124.25 | 86
2022/23 | 291.75 | 124.25 | 86
2022/23 | 292.25 | 124.25 | 85
2022/23 | 292.75 | 124.25 | 84
2022/23 | 293.25 | 124.25 | 96
2022/23 | 293.75 | 124.25 | 86
2022/23 | 294.25 | 124.25 | 90
2022/23 | 294.75 | 124.25 | 111
2022/23 | 295.25 | 124.25 | 67
2022/23 | 295.75 | 124.25 | 109
2022/23 | 296.25 | 124.25 | 81
2022/23 | 296.75 | 124.25 | 86
2022/23 | 297.25 | 124.25 | 97
2022/23 | 297.75 | 124.25 | 80
2022/23 | 298.25 | 124.25 | 97
2022/23 | 298.75 | 124.25 | 75
2022/23 | 299.25 | 124.25 | 82
2022/23 | 299.75 | 124.25 | 76
2022/23 | 300.25 | 124.25 | 69
2022/23 | 300.75 | 124.25 | 88
2022/23 | 301.25 | 124.25 | 67
2022/23 | 301.75 | 124.25 | 80
2022/23 | 302.25 | 124.25 | 96
2022/23 | 302.75 | 124.25 | 96
2022/23 | 303.25 | 124.25 | 96
2022/23 | 303.75 | 124.25 | 83
2022/23 | 304.25 | 124.25 | 86
2022/23 | 304.75 | 124.25 | 82
2022/23 | 305.25 | 124.25 | 75
2022/23 | 305.75 | 124.25 | 74
2022/23 | 306.25 | 124.25 | 84
2022/23 | 306.75 | 124.25 | 81
2022/23 | 307.25 | 124.25 | 89
2022/23 | 307.75 | 124.25 | 90
2022/23 | 308.25 | 124.25 | 72
2022/23 | 308.75 | 124.25 | 85
2022/23 | 309.25 | 124.25 | 89
2022/23 | 309.75 | 124.25 | 87
2022/23 | 310.25 | 124.25 | 88
2022/23 | 310.75 | 124.25 | 68
2022/23 | 311.25 | 124.25 | 85
2022/23 | 311.75 | 124.25 | 90
2022/23 | 312.25 | 124.25 | 70
2022/23 | 312.75 | 124.25 | 79
2022/23 | 313.25 | 124.25 | 87
2022/23 | 313.75 | 124.25 | 74
2022/23 | 314.25 | 124.25 | 89
2022/23 | 314.75 | 124.25 | 90
2022/23 | 315.25 | 124.25 | 87
2022/23 | 315.75 | 124.25 | 83
2022/23 | 316.25 | 124.25 | 70
2022/23 | 316.75 | 124.25 | 82
2022/23 | 317.25 | 124.25 | 80
2022/23 | 317.75 | 124.25 | 69
2022/23 | 318.25 | 124.25 | 72
2022/23 | 318.75 | 124.25 | 55
2022/23 | 319.25 | 124.25 | 82
2022/23 | 319.75 | 124.25 | 64
2022/23 | 320.25 | 124.25 | 71
2022/23 | 320.75 | 124.25 | 63
2022/23 | 321.25 | 124.25 | 74
2022/23 | 321.75 | 124.25 | 65
2022/23 | 322.25 | 124.25 | 87
2022/23 | 322.75 | 124.25 | 69
2022/23 | 323.25 | 124.25 | 61
2022/23 | 323.75 | 124.25 | 64
2022/23 | 324.25 | 124.25 | 58
2022/23 | 324.75 | 124.25 | 68
2022/23 | 325.25 | 124.25 | 57
2022/23 | 325.75 | 124.25 | 67
2022/23 | 326.25 | 124.25 | 68
2022/23 | 326.75 | 124.25 | 57
2022/23 | 327.25 | 124.25 | 66
2022/23 | 327.75 | 124.25 | 53
2022/23 | 328.25 | 124.25 | 68
2022/23 | 328.75 | 124.25 | 74
2022/23 | 329.25 | 124.25 | 56
2022/23 | 329.75 | 124.25 | 65
2022/23 | 330.25 | 124.25 | 67
2022/23 | 330.75 | 124.25 | 64
2022/23 | 331.25 | 124.25 | 50
2022/23 | 331.75 | 124.25 | 57
2022/23 | 332.25 | 124.25 | 50
2022/23 | 332.75 | 124.25 | 59
2022/23 | 333.25 | 124.25 | 65
2022/23 | 333.75 | 124.25 | 58
2022/23 | 334.25 | 124.25 | 54
2022/23 | 334.75 | 124.25 | 52
2022/23 | 335.25 | 124.25 | 59
2022/23 | 335.75 | 124.25 | 61
2022/23 | 336.25 | 124.25 | 50
2022/23 | 336.75 | 124.25 | 51
2022/23 | 337.25 | 124.25 | 56
2022/23 | 337.75 | 124.25 | 45
2022/23 | 338.25 | 124.25 | 51
2022/23 | 338.75 | 124.25 | 48
2022/23 | 339.25 | 124.25 | 54
2022/23 | 339.75 | 124.25 | 38
2022/23 | 340.25 | 124.25 | 47
2022/23 | 340.75 | 124.25 | 40
2022/23 | 341.25 | 124.25 | 52
2022/23 | 341.75 | 124.25 | 32
2022/23 | 342.25 | 124.25 | 32
2022/23 | 342.75 | 124.25 | 38
2022/23 | 343.25 | 124.25 | 54
2022/23 | 343.75 | 124.25 | 54
2022/23 | 344.25 | 124.25 | 38
2022/23 | 344.75 | 124.25 | 32
2022/23 | 345.25 | 124.25 | 43
2022/23 | 345.75 | 124.25 | 34
2022/23 | 346.25 | 124.25 | 32
2022/23 | 346.75 | 124.25 | 41
2022/23 | 347.25 | 124.25 | 44
2022/23 | 347.75 | 124.25 | 29
2022/23 | 348.25 | 124.25 | 42
2022/23 | 348.75 | 124.25 | 34
2022/23 | 349.25 | 124.25 | 42
2022/23 | 349.75 | 124.25 | 31
2022/23 | 350.25 | 124.25 | 35
2022/23 | 350.75 | 124.25 | 36
2022/23 | 351.25 | 124.25 | 24
2022/23 | 351.75 | 124.25 | 45
2022/23 | 352.25 | 124.25 | 26
2022/23 | 352.75 | 124.25 | 28
2022/23 | 353.25 | 124.25 | 32
2022/23 | 353.75 | 124.25 | 29
2022/23 | 354.25 | 124.25 | 26
2022/23 | 354.75 | 124.25 | 29
2022/23 | 355.25 | 124.25 | 31
2022/23 | 355.75 | 124.25 | 24
2022/23 | 356.25 | 124.25 | 32
2022/23 | 356.75 | 124.25 | 27
2022/23 | 357.25 | 124.25 | 24
2022/23 | 357.75 | 124.25 | 30
2022/23 | 358.25 | 124.25 | 30
2022/23 | 358.75 | 124.25 | 27
2022/23 | 359.25 | 124.25 | 28
2022/23 | 359.75 | 124.25 | 16
2022/23 | 360.25 | 124.25 | 29
2022/23 | 360.75 | 124.25 | 28
2022/23 | 361.25 | 124.25 | 18
2022/23 | 361.75 | 124.25 | 30
2022/23 | 362.25 | 124.25 | 23
2022/23 | 362.75 | 124.25 | 19
2022/23 | 363.25 | 124.25 | 21
2022/23 | 363.75 | 124.25 | 14
2022/23 | 364.25 | 124.25 | 27
2022/23 | 364.75 | 124.25 | 33
2022/23 | 365.25 | 124.25 | 9
2022/23 | 365.75 | 124.25 | 32
2022/23 | 366.25 | 124.25 | 24
2022/23 | 366.75 | 124.25 | 20
2022/23 | 367.25 | 124.25 | 19
2022/23 | 367.75 | 124.25 | 22
2022/23 | 368.25 | 124.25 | 18
2022/23 | 368.75 | 124.25 | 14
2022/23 | 369.25 | 124.25 | 20
2022/23 | 369.75 | 124.25 | 17
2022/23 | 370.25 | 124.25 | 15
2022/23 | 370.75 | 124.25 | 16
2022/23 | 371.25 | 124.25 | 14
2022/23 | 371.75 | 124.25 | 13
2022/23 | 372.25 | 124.25 | 16
2022/23 | 372.75 | 124.25 | 18
2022/23 | 373.25 | 124.25 | 17
2022/23 | 373.75 | 124.25 | 16
2022/23 | 374.25 | 124.25 | 10
2022/23 | 374.75 | 124.25 | 13
2022/23 | 375.25 | 124.25 | 6
2022/23 | 375.75 | 124.25 | 8
2022/23 | 376.25 | 124.25 | 14
2022/23 | 376.75 | 124.25 | 9
2022/23 | 377.25 | 124.25 | 7
2022/23 | 377.75 | 124.25 | 18
2022/23 | 378.25 | 124.25 | 6
2022/23 | 378.75 | 124.25 | 7
2022/23 | 379.25 | 124.25 | 7
2022/23 | 379.75 | 124.25 | 13
2022/23 | 380.25 | 124.25 | 11
2022/23 | 380.75 | 124.25 | 11
2022/23 | 381.25 | 124.25 | 11
2022/23 | 381.75 | 124.25 | 9
2022/23 | 382.25 | 124.25 | 12
2022/23 | 382.75 | 124.25 | 9
2022/23 | 383.25 | 124.25 | 13
2022/23 | 383.75 | 124.25 | 13
2022/23 | 384.25 | 124.25 | 11
2022/23 | 384.75 | 124.25 | 9
2022/23 | 385.25 | 124.25 | 8
2022/23 | 385.75 | 124.25 | 10
2022/23 | 386.25 | 124.25 | 6
2022/23 | 386.75 | 124.25 | 8
2022/23 | 387.25 | 124.25 | 6
2022/23 | 387.75 | 124.25 | 7
2022/23 | 388.25 | 124.25 | 8
2022/23 | 388.75 | 124.25 | 4
2022/23 | 389.25 | 124.25 | 10
2022/23 | 389.75 | 124.25 | 7
2022/23 | 390.25 | 124.25 | 7
2022/23 | 390.75 | 124.25 | 4
2022/23 | 391.25 | 124.25 | 8
2022/23 | 391.75 | 124.25 | 7
2022/23 | 392.25 | 124.25 | 10
2022/23 | 392.75 | 124.25 | 7
2022/23 | 393.25 | 124.25 | 10
2022/23 | 393.75 | 124.25 | 5
2022/23 | 394.25 | 124.25 | 8
2022/23 | 394.75 | 124.25 | 11
2022/23 | 395.25 | 124.25 | 7
2022/23 | 395.75 | 124.25 | 3
2022/23 | 396.25 | 124.25 | 4
2022/23 | 396.75 | 124.25 | 2
2022/23 | 397.25 | 124.25 | 12
2022/23 | 397.75 | 124.25 | 4
2022/23 | 398.25 | 124.25 | 5
2022/23 | 398.75 | 124.25 | 6
2022/23 | 399.25 | 124.25 | 6
2022/23 | 399.75 | 124.25 | 5
2022/23 | 400.25 | 124.25 | 7
2022/23 | 400.75 | 124.25 | 2
2022/23 | 401.25 | 124.25 | 5
2022/23 | 401.75 | 124.25 | 2
2022/23 | 402.25 | 124.25 | 4
2022/23 | 402.75 | 124.25 | 4
2022/23 | 403.25 | 124.25 | 3
2022/23 | 403.75 | 124.25 | 5
2022/23 | 404.25 | 124.25 | 7
2022/23 | 404.75 | 124.25 | 6
2022/23 | 405.25 | 124.25 | 5
2022/23 | 405.75 | 124.25 | 1
2022/23 | 406.25 | 124.25 | 6
2022/23 | 406.75 | 124.25 | 4
2022/23 | 407.25 | 124.25 | 2
2022/23 | 407.75 | 124.25 | 3
2022/23 | 408.25 | 124.25 | 2
2022/23 | 409.25 | 124.25 | 4
2022/23 | 409.75 | 124.25 | 5
2022/23 | 410.75 | 124.25 | 1
2022/23 | 411.25 | 124.25 | 1
2022/23 | 411.75 | 124.25 | 5
2022/23 | 412.25 | 124.25 | 1
2022/23 | 412.75 | 124.25 | 5
2022/23 | 413.25 | 124.25 | 1
2022/23 | 413.75 | 124.25 | 2
2022/23 | 414.25 | 124.25 | 2
2022/23 | 414.75 | 124.25 | 2
2022/23 | 415.25 | 124.25 | 5
2022/23 | 415.75 | 124.25 | 2
2022/23 | 416.75 | 124.25 | 1
2022/23 | 417.25 | 124.25 | 1
2022/23 | 417.75 | 124.25 | 2
2022/23 | 418.25 | 124.25 | 2
2022/23 | 418.75 | 124.25 | 2
2022/23 | 419.75 | 124.25 | 2
2022/23 | 420.75 | 124.25 | 3
2022/23 | 421.25 | 124.25 | 2
2022/23 | 421.75 | 124.25 | 3
2022/23 | 424.25 | 124.25 | 1
2022/23 | 425.25 | 124.25 | 3
2022/23 | 426.25 | 124.25 | 1
2022/23 | 426.75 | 124.25 | 1
2022/23 | 427.25 | 124.25 | 5
2022/23 | 427.75 | 124.25 | 1
2022/23 | 428.75 | 124.25 | 1
2022/23 | 429.75 | 124.25 | 1
2022/23 | 431.25 | 124.25 | 1
2022/23 | 432.75 | 124.25 | 3
2022/23 | 434.75 | 124.25 | 2
2022/23 | 438.25 | 124.25 | 1
2022/23 | 440.75 | 124.25 | 1
2022/23 | 443.25 | 124.25 | 1
2022/23 | 443.75 | 124.25 | 2
2022/23 | 445.75 | 124.25 | 1
2022/23 | 446.25 | 124.25 | 1
2022/23 | 449.75 | 124.25 | 1
2022/23 | 451.25 | 124.25 | 1
2022/23 | 453.75 | 124.25 | 1
2022/23 | 454.25 | 124.25 | 1
2022/23 | 455.25 | 124.25 | 1
2022/23 | 457.25 | 124.25 | 1
2022/23 | 460.75 | 124.25 | 1
2022/23 | 497.75 | 124.25 | 1
2022/23 | 166.25 | 124.75 | 1
2022/23 | 169.75 | 124.75 | 1
2022/23 | 184.25 | 124.75 | 1
2022/23 | 186.75 | 124.75 | 1
2022/23 | 187.25 | 124.75 | 1
2022/23 | 190.75 | 124.75 | 1
2022/23 | 191.25 | 124.75 | 1
2022/23 | 192.25 | 124.75 | 1
2022/23 | 194.75 | 124.75 | 1
2022/23 | 196.25 | 124.75 | 1
2022/23 | 196.75 | 124.75 | 1
2022/23 | 197.75 | 124.75 | 2
2022/23 | 200.75 | 124.75 | 2
2022/23 | 202.25 | 124.75 | 1
2022/23 | 202.75 | 124.75 | 2
2022/23 | 203.75 | 124.75 | 2
2022/23 | 205.75 | 124.75 | 2
2022/23 | 206.25 | 124.75 | 1
2022/23 | 206.75 | 124.75 | 2
2022/23 | 207.25 | 124.75 | 2
2022/23 | 207.75 | 124.75 | 1
2022/23 | 208.25 | 124.75 | 2
2022/23 | 208.75 | 124.75 | 1
2022/23 | 209.75 | 124.75 | 2
2022/23 | 210.25 | 124.75 | 1
2022/23 | 211.25 | 124.75 | 3
2022/23 | 212.75 | 124.75 | 2
2022/23 | 213.75 | 124.75 | 2
2022/23 | 214.25 | 124.75 | 3
2022/23 | 214.75 | 124.75 | 1
2022/23 | 215.25 | 124.75 | 2
2022/23 | 215.75 | 124.75 | 5
2022/23 | 216.75 | 124.75 | 2
2022/23 | 217.25 | 124.75 | 2
2022/23 | 217.75 | 124.75 | 2
2022/23 | 218.25 | 124.75 | 2
2022/23 | 218.75 | 124.75 | 1
2022/23 | 219.25 | 124.75 | 2
2022/23 | 219.75 | 124.75 | 3
2022/23 | 220.25 | 124.75 | 4
2022/23 | 220.75 | 124.75 | 1
2022/23 | 221.25 | 124.75 | 1
2022/23 | 221.75 | 124.75 | 1
2022/23 | 222.25 | 124.75 | 3
2022/23 | 223.25 | 124.75 | 2
2022/23 | 223.75 | 124.75 | 3
2022/23 | 224.25 | 124.75 | 4
2022/23 | 224.75 | 124.75 | 5
2022/23 | 225.25 | 124.75 | 4
2022/23 | 225.75 | 124.75 | 4
2022/23 | 226.25 | 124.75 | 8
2022/23 | 226.75 | 124.75 | 4
2022/23 | 227.25 | 124.75 | 6
2022/23 | 227.75 | 124.75 | 2
2022/23 | 228.25 | 124.75 | 1
2022/23 | 228.75 | 124.75 | 6
2022/23 | 229.25 | 124.75 | 2
2022/23 | 229.75 | 124.75 | 5
2022/23 | 230.25 | 124.75 | 4
2022/23 | 230.75 | 124.75 | 4
2022/23 | 231.25 | 124.75 | 6
2022/23 | 231.75 | 124.75 | 7
2022/23 | 232.25 | 124.75 | 5
2022/23 | 232.75 | 124.75 | 10
2022/23 | 233.25 | 124.75 | 12
2022/23 | 233.75 | 124.75 | 6
2022/23 | 234.25 | 124.75 | 12
2022/23 | 234.75 | 124.75 | 7
2022/23 | 235.25 | 124.75 | 5
2022/23 | 235.75 | 124.75 | 7
2022/23 | 236.25 | 124.75 | 8
2022/23 | 236.75 | 124.75 | 12
2022/23 | 237.25 | 124.75 | 15
2022/23 | 237.75 | 124.75 | 7
2022/23 | 238.25 | 124.75 | 10
2022/23 | 238.75 | 124.75 | 13
2022/23 | 239.25 | 124.75 | 13
2022/23 | 239.75 | 124.75 | 10
2022/23 | 240.25 | 124.75 | 19
2022/23 | 240.75 | 124.75 | 17
2022/23 | 241.25 | 124.75 | 13
2022/23 | 241.75 | 124.75 | 23
2022/23 | 242.25 | 124.75 | 5
2022/23 | 242.75 | 124.75 | 18
2022/23 | 243.25 | 124.75 | 30
2022/23 | 243.75 | 124.75 | 17
2022/23 | 244.25 | 124.75 | 17
2022/23 | 244.75 | 124.75 | 20
2022/23 | 245.25 | 124.75 | 17
2022/23 | 245.75 | 124.75 | 17
2022/23 | 246.25 | 124.75 | 23
2022/23 | 246.75 | 124.75 | 16
2022/23 | 247.25 | 124.75 | 22
2022/23 | 247.75 | 124.75 | 28
2022/23 | 248.25 | 124.75 | 27
2022/23 | 248.75 | 124.75 | 25
2022/23 | 249.25 | 124.75 | 29
2022/23 | 249.75 | 124.75 | 30
2022/23 | 250.25 | 124.75 | 25
2022/23 | 250.75 | 124.75 | 28
2022/23 | 251.25 | 124.75 | 26
2022/23 | 251.75 | 124.75 | 25
2022/23 | 252.25 | 124.75 | 28
2022/23 | 252.75 | 124.75 | 28
2022/23 | 253.25 | 124.75 | 29
2022/23 | 253.75 | 124.75 | 30
2022/23 | 254.25 | 124.75 | 33
2022/23 | 254.75 | 124.75 | 31
2022/23 | 255.25 | 124.75 | 37
2022/23 | 255.75 | 124.75 | 39
2022/23 | 256.25 | 124.75 | 36
2022/23 | 256.75 | 124.75 | 49
2022/23 | 257.25 | 124.75 | 36
2022/23 | 257.75 | 124.75 | 31
2022/23 | 258.25 | 124.75 | 40
2022/23 | 258.75 | 124.75 | 40
2022/23 | 259.25 | 124.75 | 25
2022/23 | 259.75 | 124.75 | 47
2022/23 | 260.25 | 124.75 | 34
2022/23 | 260.75 | 124.75 | 39
2022/23 | 261.25 | 124.75 | 43
2022/23 | 261.75 | 124.75 | 40
2022/23 | 262.25 | 124.75 | 44
2022/23 | 262.75 | 124.75 | 42
2022/23 | 263.25 | 124.75 | 38
2022/23 | 263.75 | 124.75 | 38
2022/23 | 264.25 | 124.75 | 50
2022/23 | 264.75 | 124.75 | 47
2022/23 | 265.25 | 124.75 | 47
2022/23 | 265.75 | 124.75 | 45
2022/23 | 266.25 | 124.75 | 42
2022/23 | 266.75 | 124.75 | 59
2022/23 | 267.25 | 124.75 | 38
2022/23 | 267.75 | 124.75 | 58
2022/23 | 268.25 | 124.75 | 52
2022/23 | 268.75 | 124.75 | 56
2022/23 | 269.25 | 124.75 | 40
2022/23 | 269.75 | 124.75 | 64
2022/23 | 270.25 | 124.75 | 65
2022/23 | 270.75 | 124.75 | 60
2022/23 | 271.25 | 124.75 | 64
2022/23 | 271.75 | 124.75 | 48
2022/23 | 272.25 | 124.75 | 61
2022/23 | 272.75 | 124.75 | 50
2022/23 | 273.25 | 124.75 | 57
2022/23 | 273.75 | 124.75 | 39
2022/23 | 274.25 | 124.75 | 63
2022/23 | 274.75 | 124.75 | 50
2022/23 | 275.25 | 124.75 | 67
2022/23 | 275.75 | 124.75 | 58
2022/23 | 276.25 | 124.75 | 71
2022/23 | 276.75 | 124.75 | 63
2022/23 | 277.25 | 124.75 | 68
2022/23 | 277.75 | 124.75 | 68
2022/23 | 278.25 | 124.75 | 66
2022/23 | 278.75 | 124.75 | 62
2022/23 | 279.25 | 124.75 | 56
2022/23 | 279.75 | 124.75 | 63
2022/23 | 280.25 | 124.75 | 66
2022/23 | 280.75 | 124.75 | 72
2022/23 | 281.25 | 124.75 | 77
2022/23 | 281.75 | 124.75 | 74
2022/23 | 282.25 | 124.75 | 77
2022/23 | 282.75 | 124.75 | 63
2022/23 | 283.25 | 124.75 | 66
2022/23 | 283.75 | 124.75 | 83
2022/23 | 284.25 | 124.75 | 87
2022/23 | 284.75 | 124.75 | 61
2022/23 | 285.25 | 124.75 | 77
2022/23 | 285.75 | 124.75 | 84
2022/23 | 286.25 | 124.75 | 75
2022/23 | 286.75 | 124.75 | 69
2022/23 | 287.25 | 124.75 | 76
2022/23 | 287.75 | 124.75 | 80
2022/23 | 288.25 | 124.75 | 81
2022/23 | 288.75 | 124.75 | 66
2022/23 | 289.25 | 124.75 | 88
2022/23 | 289.75 | 124.75 | 96
2022/23 | 290.25 | 124.75 | 81
2022/23 | 290.75 | 124.75 | 75
2022/23 | 291.25 | 124.75 | 71
2022/23 | 291.75 | 124.75 | 76
2022/23 | 292.25 | 124.75 | 80
2022/23 | 292.75 | 124.75 | 77
2022/23 | 293.25 | 124.75 | 80
2022/23 | 293.75 | 124.75 | 90
2022/23 | 294.25 | 124.75 | 87
2022/23 | 294.75 | 124.75 | 76
2022/23 | 295.25 | 124.75 | 83
2022/23 | 295.75 | 124.75 | 72
2022/23 | 296.25 | 124.75 | 70
2022/23 | 296.75 | 124.75 | 94
2022/23 | 297.25 | 124.75 | 80
2022/23 | 297.75 | 124.75 | 87
2022/23 | 298.25 | 124.75 | 78
2022/23 | 298.75 | 124.75 | 71
2022/23 | 299.25 | 124.75 | 72
2022/23 | 299.75 | 124.75 | 94
2022/23 | 300.25 | 124.75 | 71
2022/23 | 300.75 | 124.75 | 75
2022/23 | 301.25 | 124.75 | 82
2022/23 | 301.75 | 124.75 | 82
2022/23 | 302.25 | 124.75 | 78
2022/23 | 302.75 | 124.75 | 87
2022/23 | 303.25 | 124.75 | 69
2022/23 | 303.75 | 124.75 | 83
2022/23 | 304.25 | 124.75 | 71
2022/23 | 304.75 | 124.75 | 80
2022/23 | 305.25 | 124.75 | 78
2022/23 | 305.75 | 124.75 | 61
2022/23 | 306.25 | 124.75 | 72
2022/23 | 306.75 | 124.75 | 75
2022/23 | 307.25 | 124.75 | 86
2022/23 | 307.75 | 124.75 | 92
2022/23 | 308.25 | 124.75 | 79
2022/23 | 308.75 | 124.75 | 98
2022/23 | 309.25 | 124.75 | 62
2022/23 | 309.75 | 124.75 | 82
2022/23 | 310.25 | 124.75 | 76
2022/23 | 310.75 | 124.75 | 75
2022/23 | 311.25 | 124.75 | 69
2022/23 | 311.75 | 124.75 | 75
2022/23 | 312.25 | 124.75 | 83
2022/23 | 312.75 | 124.75 | 94
2022/23 | 313.25 | 124.75 | 93
2022/23 | 313.75 | 124.75 | 71
2022/23 | 314.25 | 124.75 | 74
2022/23 | 314.75 | 124.75 | 73
2022/23 | 315.25 | 124.75 | 85
2022/23 | 315.75 | 124.75 | 57
2022/23 | 316.25 | 124.75 | 73
2022/23 | 316.75 | 124.75 | 63
2022/23 | 317.25 | 124.75 | 72
2022/23 | 317.75 | 124.75 | 69
2022/23 | 318.25 | 124.75 | 73
2022/23 | 318.75 | 124.75 | 85
2022/23 | 319.25 | 124.75 | 76
2022/23 | 319.75 | 124.75 | 85
2022/23 | 320.25 | 124.75 | 65
2022/23 | 320.75 | 124.75 | 81
2022/23 | 321.25 | 124.75 | 68
2022/23 | 321.75 | 124.75 | 68
2022/23 | 322.25 | 124.75 | 68
2022/23 | 322.75 | 124.75 | 57
2022/23 | 323.25 | 124.75 | 67
2022/23 | 323.75 | 124.75 | 83
2022/23 | 324.25 | 124.75 | 71
2022/23 | 324.75 | 124.75 | 63
2022/23 | 325.25 | 124.75 | 66
2022/23 | 325.75 | 124.75 | 56
2022/23 | 326.25 | 124.75 | 66
2022/23 | 326.75 | 124.75 | 61
2022/23 | 327.25 | 124.75 | 61
2022/23 | 327.75 | 124.75 | 62
2022/23 | 328.25 | 124.75 | 67
2022/23 | 328.75 | 124.75 | 65
2022/23 | 329.25 | 124.75 | 61
2022/23 | 329.75 | 124.75 | 49
2022/23 | 330.25 | 124.75 | 59
2022/23 | 330.75 | 124.75 | 62
2022/23 | 331.25 | 124.75 | 64
2022/23 | 331.75 | 124.75 | 57
2022/23 | 332.25 | 124.75 | 47
2022/23 | 332.75 | 124.75 | 61
2022/23 | 333.25 | 124.75 | 53
2022/23 | 333.75 | 124.75 | 53
2022/23 | 334.25 | 124.75 | 52
2022/23 | 334.75 | 124.75 | 60
2022/23 | 335.25 | 124.75 | 64
2022/23 | 335.75 | 124.75 | 41
2022/23 | 336.25 | 124.75 | 57
2022/23 | 336.75 | 124.75 | 60
2022/23 | 337.25 | 124.75 | 54
2022/23 | 337.75 | 124.75 | 38
2022/23 | 338.25 | 124.75 | 46
2022/23 | 338.75 | 124.75 | 51
2022/23 | 339.25 | 124.75 | 54
2022/23 | 339.75 | 124.75 | 58
2022/23 | 340.25 | 124.75 | 47
2022/23 | 340.75 | 124.75 | 37
2022/23 | 341.25 | 124.75 | 42
2022/23 | 341.75 | 124.75 | 41
2022/23 | 342.25 | 124.75 | 52
2022/23 | 342.75 | 124.75 | 41
2022/23 | 343.25 | 124.75 | 41
2022/23 | 343.75 | 124.75 | 52
2022/23 | 344.25 | 124.75 | 39
2022/23 | 344.75 | 124.75 | 45
2022/23 | 345.25 | 124.75 | 34
2022/23 | 345.75 | 124.75 | 32
2022/23 | 346.25 | 124.75 | 36
2022/23 | 346.75 | 124.75 | 29
2022/23 | 347.25 | 124.75 | 42
2022/23 | 347.75 | 124.75 | 54
2022/23 | 348.25 | 124.75 | 38
2022/23 | 348.75 | 124.75 | 39
2022/23 | 349.25 | 124.75 | 31
2022/23 | 349.75 | 124.75 | 45
2022/23 | 350.25 | 124.75 | 49
2022/23 | 350.75 | 124.75 | 39
2022/23 | 351.25 | 124.75 | 25
2022/23 | 351.75 | 124.75 | 34
2022/23 | 352.25 | 124.75 | 21
2022/23 | 352.75 | 124.75 | 28
2022/23 | 353.25 | 124.75 | 26
2022/23 | 353.75 | 124.75 | 37
2022/23 | 354.25 | 124.75 | 46
2022/23 | 354.75 | 124.75 | 33
2022/23 | 355.25 | 124.75 | 38
2022/23 | 355.75 | 124.75 | 37
2022/23 | 356.25 | 124.75 | 28
2022/23 | 356.75 | 124.75 | 21
2022/23 | 357.25 | 124.75 | 35
2022/23 | 357.75 | 124.75 | 24
2022/23 | 358.25 | 124.75 | 42
2022/23 | 358.75 | 124.75 | 30
2022/23 | 359.25 | 124.75 | 27
2022/23 | 359.75 | 124.75 | 34
2022/23 | 360.25 | 124.75 | 21
2022/23 | 360.75 | 124.75 | 12
2022/23 | 361.25 | 124.75 | 21
2022/23 | 361.75 | 124.75 | 30
2022/23 | 362.25 | 124.75 | 24
2022/23 | 362.75 | 124.75 | 20
2022/23 | 363.25 | 124.75 | 14
2022/23 | 363.75 | 124.75 | 18
2022/23 | 364.25 | 124.75 | 18
2022/23 | 364.75 | 124.75 | 19
2022/23 | 365.25 | 124.75 | 21
2022/23 | 365.75 | 124.75 | 18
2022/23 | 366.25 | 124.75 | 18
2022/23 | 366.75 | 124.75 | 16
2022/23 | 367.25 | 124.75 | 17
2022/23 | 367.75 | 124.75 | 22
2022/23 | 368.25 | 124.75 | 23
2022/23 | 368.75 | 124.75 | 19
2022/23 | 369.25 | 124.75 | 17
2022/23 | 369.75 | 124.75 | 16
2022/23 | 370.25 | 124.75 | 19
2022/23 | 370.75 | 124.75 | 7
2022/23 | 371.25 | 124.75 | 14
2022/23 | 371.75 | 124.75 | 12
2022/23 | 372.25 | 124.75 | 23
2022/23 | 372.75 | 124.75 | 9
2022/23 | 373.25 | 124.75 | 19
2022/23 | 373.75 | 124.75 | 19
2022/23 | 374.25 | 124.75 | 17
2022/23 | 374.75 | 124.75 | 13
2022/23 | 375.25 | 124.75 | 9
2022/23 | 375.75 | 124.75 | 13
2022/23 | 376.25 | 124.75 | 16
2022/23 | 376.75 | 124.75 | 12
2022/23 | 377.25 | 124.75 | 12
2022/23 | 377.75 | 124.75 | 12
2022/23 | 378.25 | 124.75 | 15
2022/23 | 378.75 | 124.75 | 11
2022/23 | 379.25 | 124.75 | 10
2022/23 | 379.75 | 124.75 | 9
2022/23 | 380.25 | 124.75 | 10
2022/23 | 380.75 | 124.75 | 9
2022/23 | 381.25 | 124.75 | 16
2022/23 | 381.75 | 124.75 | 13
2022/23 | 382.25 | 124.75 | 7
2022/23 | 382.75 | 124.75 | 7
2022/23 | 383.25 | 124.75 | 13
2022/23 | 383.75 | 124.75 | 7
2022/23 | 384.25 | 124.75 | 8
2022/23 | 384.75 | 124.75 | 8
2022/23 | 385.25 | 124.75 | 7
2022/23 | 385.75 | 124.75 | 14
2022/23 | 386.25 | 124.75 | 9
2022/23 | 386.75 | 124.75 | 3
2022/23 | 387.25 | 124.75 | 11
2022/23 | 387.75 | 124.75 | 7
2022/23 | 388.25 | 124.75 | 10
2022/23 | 388.75 | 124.75 | 9
2022/23 | 389.25 | 124.75 | 4
2022/23 | 389.75 | 124.75 | 11
2022/23 | 390.25 | 124.75 | 4
2022/23 | 390.75 | 124.75 | 8
2022/23 | 391.25 | 124.75 | 13
2022/23 | 391.75 | 124.75 | 8
2022/23 | 392.25 | 124.75 | 5
2022/23 | 392.75 | 124.75 | 9
2022/23 | 393.25 | 124.75 | 7
2022/23 | 393.75 | 124.75 | 8
2022/23 | 394.25 | 124.75 | 5
2022/23 | 394.75 | 124.75 | 6
2022/23 | 395.25 | 124.75 | 1
2022/23 | 395.75 | 124.75 | 7
2022/23 | 396.25 | 124.75 | 8
2022/23 | 396.75 | 124.75 | 6
2022/23 | 397.25 | 124.75 | 6
2022/23 | 397.75 | 124.75 | 3
2022/23 | 398.25 | 124.75 | 4
2022/23 | 398.75 | 124.75 | 4
2022/23 | 399.25 | 124.75 | 5
2022/23 | 399.75 | 124.75 | 3
2022/23 | 400.25 | 124.75 | 3
2022/23 | 400.75 | 124.75 | 6
2022/23 | 401.25 | 124.75 | 2
2022/23 | 401.75 | 124.75 | 5
2022/23 | 402.25 | 124.75 | 4
2022/23 | 402.75 | 124.75 | 3
2022/23 | 403.25 | 124.75 | 4
2022/23 | 403.75 | 124.75 | 5
2022/23 | 404.25 | 124.75 | 1
2022/23 | 404.75 | 124.75 | 4
2022/23 | 405.25 | 124.75 | 3
2022/23 | 405.75 | 124.75 | 2
2022/23 | 406.25 | 124.75 | 3
2022/23 | 406.75 | 124.75 | 4
2022/23 | 407.25 | 124.75 | 2
2022/23 | 407.75 | 124.75 | 2
2022/23 | 408.25 | 124.75 | 2
2022/23 | 408.75 | 124.75 | 3
2022/23 | 409.25 | 124.75 | 5
2022/23 | 409.75 | 124.75 | 1
2022/23 | 410.25 | 124.75 | 2
2022/23 | 410.75 | 124.75 | 1
2022/23 | 411.25 | 124.75 | 4
2022/23 | 411.75 | 124.75 | 2
2022/23 | 412.25 | 124.75 | 4
2022/23 | 412.75 | 124.75 | 2
2022/23 | 413.25 | 124.75 | 3
2022/23 | 413.75 | 124.75 | 1
2022/23 | 414.25 | 124.75 | 1
2022/23 | 414.75 | 124.75 | 4
2022/23 | 415.25 | 124.75 | 3
2022/23 | 416.25 | 124.75 | 2
2022/23 | 416.75 | 124.75 | 3
2022/23 | 417.25 | 124.75 | 1
2022/23 | 418.75 | 124.75 | 3
2022/23 | 419.25 | 124.75 | 2
2022/23 | 419.75 | 124.75 | 2
2022/23 | 420.25 | 124.75 | 1
2022/23 | 420.75 | 124.75 | 1
2022/23 | 421.75 | 124.75 | 2
2022/23 | 422.75 | 124.75 | 1
2022/23 | 423.75 | 124.75 | 3
2022/23 | 424.75 | 124.75 | 2
2022/23 | 425.75 | 124.75 | 1
2022/23 | 427.25 | 124.75 | 2
2022/23 | 427.75 | 124.75 | 1
2022/23 | 428.25 | 124.75 | 2
2022/23 | 431.25 | 124.75 | 1
2022/23 | 431.75 | 124.75 | 1
2022/23 | 433.75 | 124.75 | 2
2022/23 | 435.25 | 124.75 | 1
2022/23 | 435.75 | 124.75 | 1
2022/23 | 436.25 | 124.75 | 1
2022/23 | 436.75 | 124.75 | 2
2022/23 | 438.25 | 124.75 | 1
2022/23 | 440.25 | 124.75 | 1
2022/23 | 440.75 | 124.75 | 1
2022/23 | 441.25 | 124.75 | 1
2022/23 | 441.75 | 124.75 | 1
2022/23 | 443.75 | 124.75 | 1
2022/23 | 444.25 | 124.75 | 1
2022/23 | 445.75 | 124.75 | 1
2022/23 | 446.25 | 124.75 | 1
2022/23 | 446.75 | 124.75 | 1
2022/23 | 447.75 | 124.75 | 1
2022/23 | 448.25 | 124.75 | 1
2022/23 | 449.75 | 124.75 | 1
2022/23 | 451.25 | 124.75 | 1
2022/23 | 452.75 | 124.75 | 1
2022/23 | 455.25 | 124.75 | 1
2022/23 | 457.75 | 124.75 | 1
2022/23 | 461.75 | 124.75 | 1
2022/23 | 462.25 | 124.75 | 1
2022/23 | 466.25 | 124.75 | 1
2022/23 | 467.75 | 124.75 | 1
2022/23 | 473.25 | 124.75 | 1
2022/23 | 480.75 | 124.75 | 1
2022/23 | 483.25 | 124.75 | 1
2022/23 | 182.25 | 125.25 | 1
2022/23 | 187.75 | 125.25 | 1
2022/23 | 191.25 | 125.25 | 1
2022/23 | 196.25 | 125.25 | 1
2022/23 | 197.75 | 125.25 | 1
2022/23 | 199.75 | 125.25 | 1
2022/23 | 200.25 | 125.25 | 1
2022/23 | 203.25 | 125.25 | 3
2022/23 | 203.75 | 125.25 | 1
2022/23 | 204.25 | 125.25 | 2
2022/23 | 205.75 | 125.25 | 2
2022/23 | 206.25 | 125.25 | 2
2022/23 | 206.75 | 125.25 | 2
2022/23 | 207.75 | 125.25 | 1
2022/23 | 209.25 | 125.25 | 2
2022/23 | 210.25 | 125.25 | 2
2022/23 | 210.75 | 125.25 | 1
2022/23 | 211.25 | 125.25 | 1
2022/23 | 211.75 | 125.25 | 4
2022/23 | 212.25 | 125.25 | 1
2022/23 | 213.25 | 125.25 | 2
2022/23 | 213.75 | 125.25 | 2
2022/23 | 214.25 | 125.25 | 2
2022/23 | 214.75 | 125.25 | 2
2022/23 | 215.75 | 125.25 | 1
2022/23 | 216.25 | 125.25 | 5
2022/23 | 217.25 | 125.25 | 2
2022/23 | 217.75 | 125.25 | 2
2022/23 | 219.25 | 125.25 | 3
2022/23 | 219.75 | 125.25 | 4
2022/23 | 220.25 | 125.25 | 2
2022/23 | 220.75 | 125.25 | 3
2022/23 | 221.25 | 125.25 | 1
2022/23 | 221.75 | 125.25 | 5
2022/23 | 222.25 | 125.25 | 8
2022/23 | 222.75 | 125.25 | 3
2022/23 | 223.75 | 125.25 | 2
2022/23 | 224.25 | 125.25 | 2
2022/23 | 224.75 | 125.25 | 1
2022/23 | 225.75 | 125.25 | 4
2022/23 | 226.25 | 125.25 | 5
2022/23 | 226.75 | 125.25 | 1
2022/23 | 227.25 | 125.25 | 4
2022/23 | 227.75 | 125.25 | 3
2022/23 | 228.25 | 125.25 | 1
2022/23 | 228.75 | 125.25 | 5
2022/23 | 229.25 | 125.25 | 4
2022/23 | 229.75 | 125.25 | 4
2022/23 | 230.25 | 125.25 | 5
2022/23 | 230.75 | 125.25 | 5
2022/23 | 231.25 | 125.25 | 5
2022/23 | 231.75 | 125.25 | 10
2022/23 | 232.25 | 125.25 | 6
2022/23 | 232.75 | 125.25 | 5
2022/23 | 233.25 | 125.25 | 3
2022/23 | 233.75 | 125.25 | 4
2022/23 | 234.25 | 125.25 | 7
2022/23 | 234.75 | 125.25 | 11
2022/23 | 235.25 | 125.25 | 11
2022/23 | 235.75 | 125.25 | 3
2022/23 | 236.25 | 125.25 | 9
2022/23 | 236.75 | 125.25 | 7
2022/23 | 237.25 | 125.25 | 9
2022/23 | 237.75 | 125.25 | 6
2022/23 | 238.25 | 125.25 | 9
2022/23 | 238.75 | 125.25 | 15
2022/23 | 239.25 | 125.25 | 7
2022/23 | 239.75 | 125.25 | 15
2022/23 | 240.25 | 125.25 | 12
2022/23 | 240.75 | 125.25 | 14
2022/23 | 241.25 | 125.25 | 11
2022/23 | 241.75 | 125.25 | 12
2022/23 | 242.25 | 125.25 | 16
2022/23 | 242.75 | 125.25 | 13
2022/23 | 243.25 | 125.25 | 12
2022/23 | 243.75 | 125.25 | 16
2022/23 | 244.25 | 125.25 | 16
2022/23 | 244.75 | 125.25 | 21
2022/23 | 245.25 | 125.25 | 15
2022/23 | 245.75 | 125.25 | 16
2022/23 | 246.25 | 125.25 | 18
2022/23 | 246.75 | 125.25 | 19
2022/23 | 247.25 | 125.25 | 23
2022/23 | 247.75 | 125.25 | 24
2022/23 | 248.25 | 125.25 | 22
2022/23 | 248.75 | 125.25 | 26
2022/23 | 249.25 | 125.25 | 19
2022/23 | 249.75 | 125.25 | 24
2022/23 | 250.25 | 125.25 | 25
2022/23 | 250.75 | 125.25 | 29
2022/23 | 251.25 | 125.25 | 29
2022/23 | 251.75 | 125.25 | 21
2022/23 | 252.25 | 125.25 | 37
2022/23 | 252.75 | 125.25 | 27
2022/23 | 253.25 | 125.25 | 33
2022/23 | 253.75 | 125.25 | 26
2022/23 | 254.25 | 125.25 | 25
2022/23 | 254.75 | 125.25 | 27
2022/23 | 255.25 | 125.25 | 33
2022/23 | 255.75 | 125.25 | 31
2022/23 | 256.25 | 125.25 | 24
2022/23 | 256.75 | 125.25 | 35
2022/23 | 257.25 | 125.25 | 38
2022/23 | 257.75 | 125.25 | 34
2022/23 | 258.25 | 125.25 | 32
2022/23 | 258.75 | 125.25 | 38
2022/23 | 259.25 | 125.25 | 39
2022/23 | 259.75 | 125.25 | 34
2022/23 | 260.25 | 125.25 | 39
2022/23 | 260.75 | 125.25 | 32
2022/23 | 261.25 | 125.25 | 48
2022/23 | 261.75 | 125.25 | 59
2022/23 | 262.25 | 125.25 | 48
2022/23 | 262.75 | 125.25 | 49
2022/23 | 263.25 | 125.25 | 36
2022/23 | 263.75 | 125.25 | 38
2022/23 | 264.25 | 125.25 | 38
2022/23 | 264.75 | 125.25 | 38
2022/23 | 265.25 | 125.25 | 39
2022/23 | 265.75 | 125.25 | 41
2022/23 | 266.25 | 125.25 | 49
2022/23 | 266.75 | 125.25 | 43
2022/23 | 267.25 | 125.25 | 41
2022/23 | 267.75 | 125.25 | 47
2022/23 | 268.25 | 125.25 | 39
2022/23 | 268.75 | 125.25 | 56
2022/23 | 269.25 | 125.25 | 69
2022/23 | 269.75 | 125.25 | 51
2022/23 | 270.25 | 125.25 | 60
2022/23 | 270.75 | 125.25 | 63
2022/23 | 271.25 | 125.25 | 59
2022/23 | 271.75 | 125.25 | 56
2022/23 | 272.25 | 125.25 | 53
2022/23 | 272.75 | 125.25 | 57
2022/23 | 273.25 | 125.25 | 67
2022/23 | 273.75 | 125.25 | 51
2022/23 | 274.25 | 125.25 | 49
2022/23 | 274.75 | 125.25 | 56
2022/23 | 275.25 | 125.25 | 52
2022/23 | 275.75 | 125.25 | 61
2022/23 | 276.25 | 125.25 | 61
2022/23 | 276.75 | 125.25 | 74
2022/23 | 277.25 | 125.25 | 66
2022/23 | 277.75 | 125.25 | 66
2022/23 | 278.25 | 125.25 | 70
2022/23 | 278.75 | 125.25 | 59
2022/23 | 279.25 | 125.25 | 58
2022/23 | 279.75 | 125.25 | 70
2022/23 | 280.25 | 125.25 | 61
2022/23 | 280.75 | 125.25 | 69
2022/23 | 281.25 | 125.25 | 79
2022/23 | 281.75 | 125.25 | 71
2022/23 | 282.25 | 125.25 | 51
2022/23 | 282.75 | 125.25 | 66
2022/23 | 283.25 | 125.25 | 70
2022/23 | 283.75 | 125.25 | 67
2022/23 | 284.25 | 125.25 | 85
2022/23 | 284.75 | 125.25 | 81
2022/23 | 285.25 | 125.25 | 65
2022/23 | 285.75 | 125.25 | 76
2022/23 | 286.25 | 125.25 | 75
2022/23 | 286.75 | 125.25 | 83
2022/23 | 287.25 | 125.25 | 74
2022/23 | 287.75 | 125.25 | 77
2022/23 | 288.25 | 125.25 | 88
2022/23 | 288.75 | 125.25 | 62
2022/23 | 289.25 | 125.25 | 66
2022/23 | 289.75 | 125.25 | 66
2022/23 | 290.25 | 125.25 | 75
2022/23 | 290.75 | 125.25 | 75
2022/23 | 291.25 | 125.25 | 69
2022/23 | 291.75 | 125.25 | 70
2022/23 | 292.25 | 125.25 | 79
2022/23 | 292.75 | 125.25 | 80
2022/23 | 293.25 | 125.25 | 82
2022/23 | 293.75 | 125.25 | 71
2022/23 | 294.25 | 125.25 | 83
2022/23 | 294.75 | 125.25 | 82
2022/23 | 295.25 | 125.25 | 67
2022/23 | 295.75 | 125.25 | 102
2022/23 | 296.25 | 125.25 | 75
2022/23 | 296.75 | 125.25 | 71
2022/23 | 297.25 | 125.25 | 81
2022/23 | 297.75 | 125.25 | 69
2022/23 | 298.25 | 125.25 | 87
2022/23 | 298.75 | 125.25 | 82
2022/23 | 299.25 | 125.25 | 82
2022/23 | 299.75 | 125.25 | 73
2022/23 | 300.25 | 125.25 | 79
2022/23 | 300.75 | 125.25 | 78
2022/23 | 301.25 | 125.25 | 73
2022/23 | 301.75 | 125.25 | 85
2022/23 | 302.25 | 125.25 | 72
2022/23 | 302.75 | 125.25 | 80
2022/23 | 303.25 | 125.25 | 92
2022/23 | 303.75 | 125.25 | 82
2022/23 | 304.25 | 125.25 | 86
2022/23 | 304.75 | 125.25 | 83
2022/23 | 305.25 | 125.25 | 73
2022/23 | 305.75 | 125.25 | 78
2022/23 | 306.25 | 125.25 | 74
2022/23 | 306.75 | 125.25 | 87
2022/23 | 307.25 | 125.25 | 76
2022/23 | 307.75 | 125.25 | 78
2022/23 | 308.25 | 125.25 | 82
2022/23 | 308.75 | 125.25 | 67
2022/23 | 309.25 | 125.25 | 99
2022/23 | 309.75 | 125.25 | 79
2022/23 | 310.25 | 125.25 | 97
2022/23 | 310.75 | 125.25 | 70
2022/23 | 311.25 | 125.25 | 75
2022/23 | 311.75 | 125.25 | 65
2022/23 | 312.25 | 125.25 | 77
2022/23 | 312.75 | 125.25 | 99
2022/23 | 313.25 | 125.25 | 68
2022/23 | 313.75 | 125.25 | 65
2022/23 | 314.25 | 125.25 | 81
2022/23 | 314.75 | 125.25 | 69
2022/23 | 315.25 | 125.25 | 81
2022/23 | 315.75 | 125.25 | 61
2022/23 | 316.25 | 125.25 | 95
2022/23 | 316.75 | 125.25 | 75
2022/23 | 317.25 | 125.25 | 58
2022/23 | 317.75 | 125.25 | 58
2022/23 | 318.25 | 125.25 | 62
2022/23 | 318.75 | 125.25 | 71
2022/23 | 319.25 | 125.25 | 80
2022/23 | 319.75 | 125.25 | 62
2022/23 | 320.25 | 125.25 | 73
2022/23 | 320.75 | 125.25 | 102
2022/23 | 321.25 | 125.25 | 77
2022/23 | 321.75 | 125.25 | 62
2022/23 | 322.25 | 125.25 | 78
2022/23 | 322.75 | 125.25 | 61
2022/23 | 323.25 | 125.25 | 68
2022/23 | 323.75 | 125.25 | 59
2022/23 | 324.25 | 125.25 | 66
2022/23 | 324.75 | 125.25 | 80
2022/23 | 325.25 | 125.25 | 61
2022/23 | 325.75 | 125.25 | 70
2022/23 | 326.25 | 125.25 | 63
2022/23 | 326.75 | 125.25 | 74
2022/23 | 327.25 | 125.25 | 54
2022/23 | 327.75 | 125.25 | 63
2022/23 | 328.25 | 125.25 | 60
2022/23 | 328.75 | 125.25 | 68
2022/23 | 329.25 | 125.25 | 51
2022/23 | 329.75 | 125.25 | 63
2022/23 | 330.25 | 125.25 | 55
2022/23 | 330.75 | 125.25 | 58
2022/23 | 331.25 | 125.25 | 64
2022/23 | 331.75 | 125.25 | 62
2022/23 | 332.25 | 125.25 | 54
2022/23 | 332.75 | 125.25 | 47
2022/23 | 333.25 | 125.25 | 68
2022/23 | 333.75 | 125.25 | 59
2022/23 | 334.25 | 125.25 | 51
2022/23 | 334.75 | 125.25 | 52
2022/23 | 335.25 | 125.25 | 60
2022/23 | 335.75 | 125.25 | 51
2022/23 | 336.25 | 125.25 | 44
2022/23 | 336.75 | 125.25 | 49
2022/23 | 337.25 | 125.25 | 48
2022/23 | 337.75 | 125.25 | 51
2022/23 | 338.25 | 125.25 | 59
2022/23 | 338.75 | 125.25 | 49
2022/23 | 339.25 | 125.25 | 45
2022/23 | 339.75 | 125.25 | 44
2022/23 | 340.25 | 125.25 | 50
2022/23 | 340.75 | 125.25 | 48
2022/23 | 341.25 | 125.25 | 42
2022/23 | 341.75 | 125.25 | 57
2022/23 | 342.25 | 125.25 | 42
2022/23 | 342.75 | 125.25 | 45
2022/23 | 343.25 | 125.25 | 52
2022/23 | 343.75 | 125.25 | 36
2022/23 | 344.25 | 125.25 | 38
2022/23 | 344.75 | 125.25 | 38
2022/23 | 345.25 | 125.25 | 38
2022/23 | 345.75 | 125.25 | 43
2022/23 | 346.25 | 125.25 | 39
2022/23 | 346.75 | 125.25 | 40
2022/23 | 347.25 | 125.25 | 35
2022/23 | 347.75 | 125.25 | 32
2022/23 | 348.25 | 125.25 | 48
2022/23 | 348.75 | 125.25 | 47
2022/23 | 349.25 | 125.25 | 36
2022/23 | 349.75 | 125.25 | 37
2022/23 | 350.25 | 125.25 | 26
2022/23 | 350.75 | 125.25 | 21
2022/23 | 351.25 | 125.25 | 26
2022/23 | 351.75 | 125.25 | 33
2022/23 | 352.25 | 125.25 | 47
2022/23 | 352.75 | 125.25 | 30
2022/23 | 353.25 | 125.25 | 36
2022/23 | 353.75 | 125.25 | 36
2022/23 | 354.25 | 125.25 | 38
2022/23 | 354.75 | 125.25 | 26
2022/23 | 355.25 | 125.25 | 30
2022/23 | 355.75 | 125.25 | 25
2022/23 | 356.25 | 125.25 | 30
2022/23 | 356.75 | 125.25 | 26
2022/23 | 357.25 | 125.25 | 35
2022/23 | 357.75 | 125.25 | 22
2022/23 | 358.25 | 125.25 | 25
2022/23 | 358.75 | 125.25 | 26
2022/23 | 359.25 | 125.25 | 30
2022/23 | 359.75 | 125.25 | 30
2022/23 | 360.25 | 125.25 | 16
2022/23 | 360.75 | 125.25 | 25
2022/23 | 361.25 | 125.25 | 23
2022/23 | 361.75 | 125.25 | 27
2022/23 | 362.25 | 125.25 | 27
2022/23 | 362.75 | 125.25 | 27
2022/23 | 363.25 | 125.25 | 19
2022/23 | 363.75 | 125.25 | 32
2022/23 | 364.25 | 125.25 | 16
2022/23 | 364.75 | 125.25 | 24
2022/23 | 365.25 | 125.25 | 26
2022/23 | 365.75 | 125.25 | 28
2022/23 | 366.25 | 125.25 | 27
2022/23 | 366.75 | 125.25 | 20
2022/23 | 367.25 | 125.25 | 20
2022/23 | 367.75 | 125.25 | 28
2022/23 | 368.25 | 125.25 | 23
2022/23 | 368.75 | 125.25 | 15
2022/23 | 369.25 | 125.25 | 19
2022/23 | 369.75 | 125.25 | 16
2022/23 | 370.25 | 125.25 | 20
2022/23 | 370.75 | 125.25 | 15
2022/23 | 371.25 | 125.25 | 17
2022/23 | 371.75 | 125.25 | 19
2022/23 | 372.25 | 125.25 | 15
2022/23 | 372.75 | 125.25 | 16
2022/23 | 373.25 | 125.25 | 13
2022/23 | 373.75 | 125.25 | 8
2022/23 | 374.25 | 125.25 | 15
2022/23 | 374.75 | 125.25 | 17
2022/23 | 375.25 | 125.25 | 13
2022/23 | 375.75 | 125.25 | 17
2022/23 | 376.25 | 125.25 | 16
2022/23 | 376.75 | 125.25 | 11
2022/23 | 377.25 | 125.25 | 12
2022/23 | 377.75 | 125.25 | 23
2022/23 | 378.25 | 125.25 | 12
2022/23 | 378.75 | 125.25 | 10
2022/23 | 379.25 | 125.25 | 14
2022/23 | 379.75 | 125.25 | 17
2022/23 | 380.25 | 125.25 | 12
2022/23 | 380.75 | 125.25 | 7
2022/23 | 381.25 | 125.25 | 10
2022/23 | 381.75 | 125.25 | 12
2022/23 | 382.25 | 125.25 | 3
2022/23 | 382.75 | 125.25 | 12
2022/23 | 383.25 | 125.25 | 7
2022/23 | 383.75 | 125.25 | 13
2022/23 | 384.25 | 125.25 | 12
2022/23 | 384.75 | 125.25 | 13
2022/23 | 385.25 | 125.25 | 10
2022/23 | 385.75 | 125.25 | 11
2022/23 | 386.25 | 125.25 | 10
2022/23 | 386.75 | 125.25 | 6
2022/23 | 387.25 | 125.25 | 7
2022/23 | 387.75 | 125.25 | 6
2022/23 | 388.25 | 125.25 | 11
2022/23 | 388.75 | 125.25 | 14
2022/23 | 389.25 | 125.25 | 11
2022/23 | 389.75 | 125.25 | 5
2022/23 | 390.25 | 125.25 | 8
2022/23 | 390.75 | 125.25 | 10
2022/23 | 391.25 | 125.25 | 13
2022/23 | 391.75 | 125.25 | 7
2022/23 | 392.25 | 125.25 | 11
2022/23 | 392.75 | 125.25 | 6
2022/23 | 393.25 | 125.25 | 9
2022/23 | 393.75 | 125.25 | 7
2022/23 | 394.25 | 125.25 | 3
2022/23 | 394.75 | 125.25 | 5
2022/23 | 395.25 | 125.25 | 6
2022/23 | 395.75 | 125.25 | 8
2022/23 | 396.25 | 125.25 | 7
2022/23 | 396.75 | 125.25 | 6
2022/23 | 397.25 | 125.25 | 6
2022/23 | 397.75 | 125.25 | 7
2022/23 | 398.25 | 125.25 | 6
2022/23 | 398.75 | 125.25 | 7
2022/23 | 399.25 | 125.25 | 4
2022/23 | 399.75 | 125.25 | 4
2022/23 | 400.25 | 125.25 | 7
2022/23 | 400.75 | 125.25 | 6
2022/23 | 401.25 | 125.25 | 8
2022/23 | 401.75 | 125.25 | 9
2022/23 | 402.25 | 125.25 | 6
2022/23 | 402.75 | 125.25 | 4
2022/23 | 403.25 | 125.25 | 3
2022/23 | 403.75 | 125.25 | 5
2022/23 | 404.25 | 125.25 | 4
2022/23 | 404.75 | 125.25 | 3
2022/23 | 405.25 | 125.25 | 6
2022/23 | 406.25 | 125.25 | 3
2022/23 | 406.75 | 125.25 | 4
2022/23 | 407.25 | 125.25 | 2
2022/23 | 407.75 | 125.25 | 6
2022/23 | 408.25 | 125.25 | 6
2022/23 | 408.75 | 125.25 | 5
2022/23 | 409.25 | 125.25 | 5
2022/23 | 409.75 | 125.25 | 2
2022/23 | 410.25 | 125.25 | 6
2022/23 | 410.75 | 125.25 | 3
2022/23 | 411.25 | 125.25 | 3
2022/23 | 411.75 | 125.25 | 3
2022/23 | 412.75 | 125.25 | 3
2022/23 | 414.25 | 125.25 | 2
2022/23 | 414.75 | 125.25 | 5
2022/23 | 415.25 | 125.25 | 3
2022/23 | 415.75 | 125.25 | 4
2022/23 | 416.25 | 125.25 | 3
2022/23 | 416.75 | 125.25 | 2
2022/23 | 417.25 | 125.25 | 6
2022/23 | 417.75 | 125.25 | 4
2022/23 | 418.25 | 125.25 | 2
2022/23 | 418.75 | 125.25 | 2
2022/23 | 419.25 | 125.25 | 3
2022/23 | 419.75 | 125.25 | 4
2022/23 | 420.25 | 125.25 | 2
2022/23 | 420.75 | 125.25 | 3
2022/23 | 421.75 | 125.25 | 2
2022/23 | 422.25 | 125.25 | 2
2022/23 | 423.25 | 125.25 | 2
2022/23 | 424.25 | 125.25 | 1
2022/23 | 425.25 | 125.25 | 2
2022/23 | 425.75 | 125.25 | 2
2022/23 | 426.75 | 125.25 | 3
2022/23 | 428.25 | 125.25 | 1
2022/23 | 428.75 | 125.25 | 2
2022/23 | 429.25 | 125.25 | 2
2022/23 | 429.75 | 125.25 | 1
2022/23 | 430.25 | 125.25 | 1
2022/23 | 431.75 | 125.25 | 2
2022/23 | 435.25 | 125.25 | 1
2022/23 | 437.75 | 125.25 | 1
2022/23 | 438.75 | 125.25 | 1
2022/23 | 439.75 | 125.25 | 2
2022/23 | 443.75 | 125.25 | 1
2022/23 | 446.75 | 125.25 | 1
2022/23 | 449.25 | 125.25 | 1
2022/23 | 449.75 | 125.25 | 1
2022/23 | 453.25 | 125.25 | 1
2022/23 | 459.75 | 125.25 | 1
2022/23 | 475.25 | 125.25 | 1
2022/23 | 478.75 | 125.25 | 1
2022/23 | 491.75 | 125.25 | 1
2022/23 | 507.25 | 125.25 | 1
2022/23 | 510.25 | 125.25 | 1
2022/23 | 173.75 | 125.75 | 1
2022/23 | 184.75 | 125.75 | 1
2022/23 | 191.75 | 125.75 | 1
2022/23 | 196.75 | 125.75 | 1
2022/23 | 197.25 | 125.75 | 1
2022/23 | 199.25 | 125.75 | 1
2022/23 | 200.25 | 125.75 | 1
2022/23 | 200.75 | 125.75 | 1
2022/23 | 201.75 | 125.75 | 2
2022/23 | 202.75 | 125.75 | 1
2022/23 | 203.25 | 125.75 | 1
2022/23 | 204.25 | 125.75 | 1
2022/23 | 206.25 | 125.75 | 2
2022/23 | 207.75 | 125.75 | 3
2022/23 | 208.25 | 125.75 | 1
2022/23 | 208.75 | 125.75 | 1
2022/23 | 210.25 | 125.75 | 1
2022/23 | 210.75 | 125.75 | 2
2022/23 | 211.25 | 125.75 | 1
2022/23 | 211.75 | 125.75 | 1
2022/23 | 212.75 | 125.75 | 1
2022/23 | 213.25 | 125.75 | 3
2022/23 | 213.75 | 125.75 | 1
2022/23 | 214.25 | 125.75 | 1
2022/23 | 215.75 | 125.75 | 1
2022/23 | 216.25 | 125.75 | 2
2022/23 | 216.75 | 125.75 | 4
2022/23 | 217.25 | 125.75 | 1
2022/23 | 217.75 | 125.75 | 1
2022/23 | 218.75 | 125.75 | 1
2022/23 | 219.25 | 125.75 | 1
2022/23 | 219.75 | 125.75 | 2
2022/23 | 220.25 | 125.75 | 1
2022/23 | 220.75 | 125.75 | 1
2022/23 | 221.25 | 125.75 | 1
2022/23 | 221.75 | 125.75 | 2
2022/23 | 222.25 | 125.75 | 2
2022/23 | 222.75 | 125.75 | 2
2022/23 | 223.25 | 125.75 | 1
2022/23 | 223.75 | 125.75 | 7
2022/23 | 224.25 | 125.75 | 4
2022/23 | 224.75 | 125.75 | 3
2022/23 | 225.25 | 125.75 | 2
2022/23 | 225.75 | 125.75 | 1
2022/23 | 226.25 | 125.75 | 1
2022/23 | 226.75 | 125.75 | 2
2022/23 | 227.25 | 125.75 | 3
2022/23 | 227.75 | 125.75 | 3
2022/23 | 228.25 | 125.75 | 7
2022/23 | 228.75 | 125.75 | 2
2022/23 | 229.25 | 125.75 | 4
2022/23 | 229.75 | 125.75 | 2
2022/23 | 230.25 | 125.75 | 3
2022/23 | 230.75 | 125.75 | 6
2022/23 | 231.25 | 125.75 | 6
2022/23 | 231.75 | 125.75 | 5
2022/23 | 232.25 | 125.75 | 4
2022/23 | 232.75 | 125.75 | 3
2022/23 | 233.25 | 125.75 | 7
2022/23 | 233.75 | 125.75 | 8
2022/23 | 234.25 | 125.75 | 4
2022/23 | 234.75 | 125.75 | 10
2022/23 | 235.25 | 125.75 | 2
2022/23 | 235.75 | 125.75 | 3
2022/23 | 236.25 | 125.75 | 9
2022/23 | 236.75 | 125.75 | 7
2022/23 | 237.25 | 125.75 | 4
2022/23 | 237.75 | 125.75 | 7
2022/23 | 238.25 | 125.75 | 7
2022/23 | 238.75 | 125.75 | 7
2022/23 | 239.25 | 125.75 | 10
2022/23 | 239.75 | 125.75 | 6
2022/23 | 240.25 | 125.75 | 9
2022/23 | 240.75 | 125.75 | 7
2022/23 | 241.25 | 125.75 | 8
2022/23 | 241.75 | 125.75 | 9
2022/23 | 242.25 | 125.75 | 17
2022/23 | 242.75 | 125.75 | 14
2022/23 | 243.25 | 125.75 | 13
2022/23 | 243.75 | 125.75 | 11
2022/23 | 244.25 | 125.75 | 15
2022/23 | 244.75 | 125.75 | 11
2022/23 | 245.25 | 125.75 | 7
2022/23 | 245.75 | 125.75 | 18
2022/23 | 246.25 | 125.75 | 12
2022/23 | 246.75 | 125.75 | 18
2022/23 | 247.25 | 125.75 | 11
2022/23 | 247.75 | 125.75 | 10
2022/23 | 248.25 | 125.75 | 25
2022/23 | 248.75 | 125.75 | 21
2022/23 | 249.25 | 125.75 | 16
2022/23 | 249.75 | 125.75 | 23
2022/23 | 250.25 | 125.75 | 25
2022/23 | 250.75 | 125.75 | 27
2022/23 | 251.25 | 125.75 | 15
2022/23 | 251.75 | 125.75 | 21
2022/23 | 252.25 | 125.75 | 20
2022/23 | 252.75 | 125.75 | 27
2022/23 | 253.25 | 125.75 | 26
2022/23 | 253.75 | 125.75 | 19
2022/23 | 254.25 | 125.75 | 35
2022/23 | 254.75 | 125.75 | 28
2022/23 | 255.25 | 125.75 | 29
2022/23 | 255.75 | 125.75 | 21
2022/23 | 256.25 | 125.75 | 43
2022/23 | 256.75 | 125.75 | 28
2022/23 | 257.25 | 125.75 | 24
2022/23 | 257.75 | 125.75 | 25
2022/23 | 258.25 | 125.75 | 15
2022/23 | 258.75 | 125.75 | 32
2022/23 | 259.25 | 125.75 | 35
2022/23 | 259.75 | 125.75 | 36
2022/23 | 260.25 | 125.75 | 37
2022/23 | 260.75 | 125.75 | 37
2022/23 | 261.25 | 125.75 | 35
2022/23 | 261.75 | 125.75 | 28
2022/23 | 262.25 | 125.75 | 47
2022/23 | 262.75 | 125.75 | 43
2022/23 | 263.25 | 125.75 | 40
2022/23 | 263.75 | 125.75 | 44
2022/23 | 264.25 | 125.75 | 41
2022/23 | 264.75 | 125.75 | 45
2022/23 | 265.25 | 125.75 | 44
2022/23 | 265.75 | 125.75 | 48
2022/23 | 266.25 | 125.75 | 31
2022/23 | 266.75 | 125.75 | 36
2022/23 | 267.25 | 125.75 | 44
2022/23 | 267.75 | 125.75 | 33
2022/23 | 268.25 | 125.75 | 46
2022/23 | 268.75 | 125.75 | 46
2022/23 | 269.25 | 125.75 | 46
2022/23 | 269.75 | 125.75 | 56
2022/23 | 270.25 | 125.75 | 44
2022/23 | 270.75 | 125.75 | 43
2022/23 | 271.25 | 125.75 | 59
2022/23 | 271.75 | 125.75 | 30
2022/23 | 272.25 | 125.75 | 66
2022/23 | 272.75 | 125.75 | 50
2022/23 | 273.25 | 125.75 | 43
2022/23 | 273.75 | 125.75 | 56
2022/23 | 274.25 | 125.75 | 65
2022/23 | 274.75 | 125.75 | 61
2022/23 | 275.25 | 125.75 | 53
2022/23 | 275.75 | 125.75 | 57
2022/23 | 276.25 | 125.75 | 51
2022/23 | 276.75 | 125.75 | 43
2022/23 | 277.25 | 125.75 | 63
2022/23 | 277.75 | 125.75 | 74
2022/23 | 278.25 | 125.75 | 43
2022/23 | 278.75 | 125.75 | 69
2022/23 | 279.25 | 125.75 | 70
2022/23 | 279.75 | 125.75 | 55
2022/23 | 280.25 | 125.75 | 68
2022/23 | 280.75 | 125.75 | 69
2022/23 | 281.25 | 125.75 | 62
2022/23 | 281.75 | 125.75 | 57
2022/23 | 282.25 | 125.75 | 65
2022/23 | 282.75 | 125.75 | 62
2022/23 | 283.25 | 125.75 | 64
2022/23 | 283.75 | 125.75 | 75
2022/23 | 284.25 | 125.75 | 62
2022/23 | 284.75 | 125.75 | 69
2022/23 | 285.25 | 125.75 | 88
2022/23 | 285.75 | 125.75 | 79
2022/23 | 286.25 | 125.75 | 62
2022/23 | 286.75 | 125.75 | 60
2022/23 | 287.25 | 125.75 | 56
2022/23 | 287.75 | 125.75 | 72
2022/23 | 288.25 | 125.75 | 71
2022/23 | 288.75 | 125.75 | 77
2022/23 | 289.25 | 125.75 | 62
2022/23 | 289.75 | 125.75 | 81
2022/23 | 290.25 | 125.75 | 78
2022/23 | 290.75 | 125.75 | 70
2022/23 | 291.25 | 125.75 | 76
2022/23 | 291.75 | 125.75 | 63
2022/23 | 292.25 | 125.75 | 65
2022/23 | 292.75 | 125.75 | 66
2022/23 | 293.25 | 125.75 | 77
2022/23 | 293.75 | 125.75 | 71
2022/23 | 294.25 | 125.75 | 71
2022/23 | 294.75 | 125.75 | 86
2022/23 | 295.25 | 125.75 | 69
2022/23 | 295.75 | 125.75 | 71
2022/23 | 296.25 | 125.75 | 80
2022/23 | 296.75 | 125.75 | 78
2022/23 | 297.25 | 125.75 | 76
2022/23 | 297.75 | 125.75 | 78
2022/23 | 298.25 | 125.75 | 79
2022/23 | 298.75 | 125.75 | 73
2022/23 | 299.25 | 125.75 | 65
2022/23 | 299.75 | 125.75 | 78
2022/23 | 300.25 | 125.75 | 75
2022/23 | 300.75 | 125.75 | 83
2022/23 | 301.25 | 125.75 | 69
2022/23 | 301.75 | 125.75 | 68
2022/23 | 302.25 | 125.75 | 73
2022/23 | 302.75 | 125.75 | 75
2022/23 | 303.25 | 125.75 | 58
2022/23 | 303.75 | 125.75 | 71
2022/23 | 304.25 | 125.75 | 76
2022/23 | 304.75 | 125.75 | 76
2022/23 | 305.25 | 125.75 | 71
2022/23 | 305.75 | 125.75 | 72
2022/23 | 306.25 | 125.75 | 68
2022/23 | 306.75 | 125.75 | 80
2022/23 | 307.25 | 125.75 | 81
2022/23 | 307.75 | 125.75 | 79
2022/23 | 308.25 | 125.75 | 74
2022/23 | 308.75 | 125.75 | 58
2022/23 | 309.25 | 125.75 | 84
2022/23 | 309.75 | 125.75 | 66
2022/23 | 310.25 | 125.75 | 77
2022/23 | 310.75 | 125.75 | 61
2022/23 | 311.25 | 125.75 | 62
2022/23 | 311.75 | 125.75 | 74
2022/23 | 312.25 | 125.75 | 78
2022/23 | 312.75 | 125.75 | 77
2022/23 | 313.25 | 125.75 | 74
2022/23 | 313.75 | 125.75 | 81
2022/23 | 314.25 | 125.75 | 64
2022/23 | 314.75 | 125.75 | 63
2022/23 | 315.25 | 125.75 | 61
2022/23 | 315.75 | 125.75 | 83
2022/23 | 316.25 | 125.75 | 68
2022/23 | 316.75 | 125.75 | 85
2022/23 | 317.25 | 125.75 | 66
2022/23 | 317.75 | 125.75 | 65
2022/23 | 318.25 | 125.75 | 81
2022/23 | 318.75 | 125.75 | 79
2022/23 | 319.25 | 125.75 | 63
2022/23 | 319.75 | 125.75 | 74
2022/23 | 320.25 | 125.75 | 74
2022/23 | 320.75 | 125.75 | 72
2022/23 | 321.25 | 125.75 | 70
2022/23 | 321.75 | 125.75 | 68
2022/23 | 322.25 | 125.75 | 84
2022/23 | 322.75 | 125.75 | 79
2022/23 | 323.25 | 125.75 | 65
2022/23 | 323.75 | 125.75 | 65
2022/23 | 324.25 | 125.75 | 68
2022/23 | 324.75 | 125.75 | 71
2022/23 | 325.25 | 125.75 | 77
2022/23 | 325.75 | 125.75 | 72
2022/23 | 326.25 | 125.75 | 57
2022/23 | 326.75 | 125.75 | 72
2022/23 | 327.25 | 125.75 | 50
2022/23 | 327.75 | 125.75 | 62
2022/23 | 328.25 | 125.75 | 46
2022/23 | 328.75 | 125.75 | 67
2022/23 | 329.25 | 125.75 | 71
2022/23 | 329.75 | 125.75 | 73
2022/23 | 330.25 | 125.75 | 56
2022/23 | 330.75 | 125.75 | 71
2022/23 | 331.25 | 125.75 | 59
2022/23 | 331.75 | 125.75 | 52
2022/23 | 332.25 | 125.75 | 52
2022/23 | 332.75 | 125.75 | 68
2022/23 | 333.25 | 125.75 | 53
2022/23 | 333.75 | 125.75 | 57
2022/23 | 334.25 | 125.75 | 51
2022/23 | 334.75 | 125.75 | 52
2022/23 | 335.25 | 125.75 | 67
2022/23 | 335.75 | 125.75 | 50
2022/23 | 336.25 | 125.75 | 40
2022/23 | 336.75 | 125.75 | 46
2022/23 | 337.25 | 125.75 | 42
2022/23 | 337.75 | 125.75 | 52
2022/23 | 338.25 | 125.75 | 38
2022/23 | 338.75 | 125.75 | 52
2022/23 | 339.25 | 125.75 | 49
2022/23 | 339.75 | 125.75 | 54
2022/23 | 340.25 | 125.75 | 43
2022/23 | 340.75 | 125.75 | 51
2022/23 | 341.25 | 125.75 | 43
2022/23 | 341.75 | 125.75 | 56
2022/23 | 342.25 | 125.75 | 47
2022/23 | 342.75 | 125.75 | 44
2022/23 | 343.25 | 125.75 | 42
2022/23 | 343.75 | 125.75 | 36
2022/23 | 344.25 | 125.75 | 36
2022/23 | 344.75 | 125.75 | 39
2022/23 | 345.25 | 125.75 | 36
2022/23 | 345.75 | 125.75 | 29
2022/23 | 346.25 | 125.75 | 48
2022/23 | 346.75 | 125.75 | 46
2022/23 | 347.25 | 125.75 | 40
2022/23 | 347.75 | 125.75 | 38
2022/23 | 348.25 | 125.75 | 48
2022/23 | 348.75 | 125.75 | 39
2022/23 | 349.25 | 125.75 | 40
2022/23 | 349.75 | 125.75 | 33
2022/23 | 350.25 | 125.75 | 30
2022/23 | 350.75 | 125.75 | 36
2022/23 | 351.25 | 125.75 | 28
2022/23 | 351.75 | 125.75 | 31
2022/23 | 352.25 | 125.75 | 38
2022/23 | 352.75 | 125.75 | 38
2022/23 | 353.25 | 125.75 | 35
2022/23 | 353.75 | 125.75 | 35
2022/23 | 354.25 | 125.75 | 31
2022/23 | 354.75 | 125.75 | 28
2022/23 | 355.25 | 125.75 | 21
2022/23 | 355.75 | 125.75 | 19
2022/23 | 356.25 | 125.75 | 30
2022/23 | 356.75 | 125.75 | 27
2022/23 | 357.25 | 125.75 | 26
2022/23 | 357.75 | 125.75 | 33
2022/23 | 358.25 | 125.75 | 26
2022/23 | 358.75 | 125.75 | 24
2022/23 | 359.25 | 125.75 | 37
2022/23 | 359.75 | 125.75 | 24
2022/23 | 360.25 | 125.75 | 17
2022/23 | 360.75 | 125.75 | 24
2022/23 | 361.25 | 125.75 | 25
2022/23 | 361.75 | 125.75 | 24
2022/23 | 362.25 | 125.75 | 21
2022/23 | 362.75 | 125.75 | 29
2022/23 | 363.25 | 125.75 | 29
2022/23 | 363.75 | 125.75 | 27
2022/23 | 364.25 | 125.75 | 23
2022/23 | 364.75 | 125.75 | 14
2022/23 | 365.25 | 125.75 | 15
2022/23 | 365.75 | 125.75 | 26
2022/23 | 366.25 | 125.75 | 18
2022/23 | 366.75 | 125.75 | 27
2022/23 | 367.25 | 125.75 | 15
2022/23 | 367.75 | 125.75 | 18
2022/23 | 368.25 | 125.75 | 19
2022/23 | 368.75 | 125.75 | 19
2022/23 | 369.25 | 125.75 | 22
2022/23 | 369.75 | 125.75 | 20
2022/23 | 370.25 | 125.75 | 13
2022/23 | 370.75 | 125.75 | 21
2022/23 | 371.25 | 125.75 | 14
2022/23 | 371.75 | 125.75 | 14
2022/23 | 372.25 | 125.75 | 18
2022/23 | 372.75 | 125.75 | 14
2022/23 | 373.25 | 125.75 | 17
2022/23 | 373.75 | 125.75 | 15
2022/23 | 374.25 | 125.75 | 20
2022/23 | 374.75 | 125.75 | 14
2022/23 | 375.25 | 125.75 | 12
2022/23 | 375.75 | 125.75 | 17
2022/23 | 376.25 | 125.75 | 18
2022/23 | 376.75 | 125.75 | 10
2022/23 | 377.25 | 125.75 | 13
2022/23 | 377.75 | 125.75 | 9
2022/23 | 378.25 | 125.75 | 14
2022/23 | 378.75 | 125.75 | 10
2022/23 | 379.25 | 125.75 | 22
2022/23 | 379.75 | 125.75 | 11
2022/23 | 380.25 | 125.75 | 11
2022/23 | 380.75 | 125.75 | 9
2022/23 | 381.25 | 125.75 | 10
2022/23 | 381.75 | 125.75 | 7
2022/23 | 382.25 | 125.75 | 11
2022/23 | 382.75 | 125.75 | 4
2022/23 | 383.25 | 125.75 | 15
2022/23 | 383.75 | 125.75 | 15
2022/23 | 384.25 | 125.75 | 10
2022/23 | 384.75 | 125.75 | 6
2022/23 | 385.25 | 125.75 | 13
2022/23 | 385.75 | 125.75 | 5
2022/23 | 386.25 | 125.75 | 9
2022/23 | 386.75 | 125.75 | 6
2022/23 | 387.25 | 125.75 | 6
2022/23 | 387.75 | 125.75 | 5
2022/23 | 388.25 | 125.75 | 6
2022/23 | 388.75 | 125.75 | 8
2022/23 | 389.25 | 125.75 | 11
2022/23 | 389.75 | 125.75 | 9
2022/23 | 390.25 | 125.75 | 12
2022/23 | 390.75 | 125.75 | 10
2022/23 | 391.25 | 125.75 | 9
2022/23 | 391.75 | 125.75 | 6
2022/23 | 392.25 | 125.75 | 11
2022/23 | 392.75 | 125.75 | 12
2022/23 | 393.25 | 125.75 | 13
2022/23 | 393.75 | 125.75 | 14
2022/23 | 394.25 | 125.75 | 5
2022/23 | 394.75 | 125.75 | 11
2022/23 | 395.25 | 125.75 | 9
2022/23 | 395.75 | 125.75 | 9
2022/23 | 396.25 | 125.75 | 7
2022/23 | 396.75 | 125.75 | 10
2022/23 | 397.25 | 125.75 | 10
2022/23 | 397.75 | 125.75 | 7
2022/23 | 398.25 | 125.75 | 7
2022/23 | 398.75 | 125.75 | 6
2022/23 | 399.25 | 125.75 | 8
2022/23 | 399.75 | 125.75 | 4
2022/23 | 400.25 | 125.75 | 4
2022/23 | 400.75 | 125.75 | 3
2022/23 | 401.25 | 125.75 | 4
2022/23 | 401.75 | 125.75 | 2
2022/23 | 402.25 | 125.75 | 3
2022/23 | 402.75 | 125.75 | 1
2022/23 | 403.25 | 125.75 | 6
2022/23 | 403.75 | 125.75 | 6
2022/23 | 404.25 | 125.75 | 2
2022/23 | 404.75 | 125.75 | 3
2022/23 | 405.25 | 125.75 | 2
2022/23 | 405.75 | 125.75 | 7
2022/23 | 406.25 | 125.75 | 3
2022/23 | 406.75 | 125.75 | 3
2022/23 | 407.25 | 125.75 | 3
2022/23 | 407.75 | 125.75 | 3
2022/23 | 408.25 | 125.75 | 3
2022/23 | 408.75 | 125.75 | 4
2022/23 | 409.25 | 125.75 | 6
2022/23 | 409.75 | 125.75 | 3
2022/23 | 410.75 | 125.75 | 2
2022/23 | 411.25 | 125.75 | 1
2022/23 | 411.75 | 125.75 | 2
2022/23 | 412.75 | 125.75 | 1
2022/23 | 413.25 | 125.75 | 2
2022/23 | 413.75 | 125.75 | 2
2022/23 | 414.25 | 125.75 | 2
2022/23 | 415.25 | 125.75 | 1
2022/23 | 415.75 | 125.75 | 2
2022/23 | 416.25 | 125.75 | 2
2022/23 | 417.25 | 125.75 | 4
2022/23 | 417.75 | 125.75 | 3
2022/23 | 418.25 | 125.75 | 2
2022/23 | 418.75 | 125.75 | 4
2022/23 | 419.25 | 125.75 | 2
2022/23 | 419.75 | 125.75 | 6
2022/23 | 420.75 | 125.75 | 2
2022/23 | 421.25 | 125.75 | 3
2022/23 | 421.75 | 125.75 | 4
2022/23 | 422.25 | 125.75 | 2
2022/23 | 422.75 | 125.75 | 1
2022/23 | 423.75 | 125.75 | 1
2022/23 | 424.25 | 125.75 | 2
2022/23 | 424.75 | 125.75 | 3
2022/23 | 425.25 | 125.75 | 4
2022/23 | 425.75 | 125.75 | 3
2022/23 | 426.25 | 125.75 | 1
2022/23 | 426.75 | 125.75 | 1
2022/23 | 427.75 | 125.75 | 2
2022/23 | 428.25 | 125.75 | 1
2022/23 | 428.75 | 125.75 | 1
2022/23 | 429.25 | 125.75 | 3
2022/23 | 429.75 | 125.75 | 1
2022/23 | 430.25 | 125.75 | 2
2022/23 | 431.75 | 125.75 | 1
2022/23 | 432.25 | 125.75 | 3
2022/23 | 432.75 | 125.75 | 1
2022/23 | 433.25 | 125.75 | 3
2022/23 | 433.75 | 125.75 | 1
2022/23 | 434.25 | 125.75 | 1
2022/23 | 437.75 | 125.75 | 1
2022/23 | 439.75 | 125.75 | 1
2022/23 | 440.75 | 125.75 | 1
2022/23 | 441.25 | 125.75 | 1
2022/23 | 442.25 | 125.75 | 1
2022/23 | 443.75 | 125.75 | 1
2022/23 | 446.25 | 125.75 | 1
2022/23 | 448.25 | 125.75 | 1
2022/23 | 449.25 | 125.75 | 1
2022/23 | 452.75 | 125.75 | 1
2022/23 | 453.75 | 125.75 | 1
2022/23 | 454.25 | 125.75 | 1
2022/23 | 456.75 | 125.75 | 1
2022/23 | 466.75 | 125.75 | 1
2022/23 | 471.25 | 125.75 | 1
2022/23 | 191.25 | 126.25 | 1
2022/23 | 191.75 | 126.25 | 1
2022/23 | 193.75 | 126.25 | 1
2022/23 | 196.25 | 126.25 | 1
2022/23 | 201.25 | 126.25 | 2
2022/23 | 201.75 | 126.25 | 1
2022/23 | 203.25 | 126.25 | 1
2022/23 | 204.25 | 126.25 | 1
2022/23 | 204.75 | 126.25 | 1
2022/23 | 206.75 | 126.25 | 1
2022/23 | 207.25 | 126.25 | 1
2022/23 | 209.75 | 126.25 | 2
2022/23 | 212.25 | 126.25 | 1
2022/23 | 212.75 | 126.25 | 3
2022/23 | 213.25 | 126.25 | 1
2022/23 | 213.75 | 126.25 | 2
2022/23 | 214.25 | 126.25 | 3
2022/23 | 214.75 | 126.25 | 1
2022/23 | 215.25 | 126.25 | 1
2022/23 | 216.25 | 126.25 | 1
2022/23 | 216.75 | 126.25 | 1
2022/23 | 217.25 | 126.25 | 2
2022/23 | 218.75 | 126.25 | 2
2022/23 | 219.25 | 126.25 | 4
2022/23 | 220.25 | 126.25 | 1
2022/23 | 220.75 | 126.25 | 3
2022/23 | 221.25 | 126.25 | 1
2022/23 | 222.25 | 126.25 | 6
2022/23 | 223.25 | 126.25 | 4
2022/23 | 223.75 | 126.25 | 2
2022/23 | 224.25 | 126.25 | 2
2022/23 | 224.75 | 126.25 | 4
2022/23 | 225.25 | 126.25 | 1
2022/23 | 225.75 | 126.25 | 4
2022/23 | 226.25 | 126.25 | 4
2022/23 | 226.75 | 126.25 | 2
2022/23 | 227.25 | 126.25 | 1
2022/23 | 227.75 | 126.25 | 1
2022/23 | 228.25 | 126.25 | 3
2022/23 | 228.75 | 126.25 | 3
2022/23 | 229.25 | 126.25 | 4
2022/23 | 229.75 | 126.25 | 2
2022/23 | 230.25 | 126.25 | 4
2022/23 | 230.75 | 126.25 | 7
2022/23 | 231.25 | 126.25 | 5
2022/23 | 231.75 | 126.25 | 3
2022/23 | 232.25 | 126.25 | 5
2022/23 | 232.75 | 126.25 | 6
2022/23 | 233.25 | 126.25 | 7
2022/23 | 233.75 | 126.25 | 3
2022/23 | 234.25 | 126.25 | 2
2022/23 | 234.75 | 126.25 | 3
2022/23 | 235.25 | 126.25 | 2
2022/23 | 235.75 | 126.25 | 5
2022/23 | 236.25 | 126.25 | 3
2022/23 | 236.75 | 126.25 | 6
2022/23 | 237.25 | 126.25 | 7
2022/23 | 237.75 | 126.25 | 2
2022/23 | 238.25 | 126.25 | 6
2022/23 | 238.75 | 126.25 | 11
2022/23 | 239.25 | 126.25 | 8
2022/23 | 239.75 | 126.25 | 6
2022/23 | 240.25 | 126.25 | 7
2022/23 | 240.75 | 126.25 | 12
2022/23 | 241.25 | 126.25 | 4
2022/23 | 241.75 | 126.25 | 12
2022/23 | 242.25 | 126.25 | 9
2022/23 | 242.75 | 126.25 | 10
2022/23 | 243.25 | 126.25 | 15
2022/23 | 243.75 | 126.25 | 9
2022/23 | 244.25 | 126.25 | 10
2022/23 | 244.75 | 126.25 | 10
2022/23 | 245.25 | 126.25 | 6
2022/23 | 245.75 | 126.25 | 9
2022/23 | 246.25 | 126.25 | 11
2022/23 | 246.75 | 126.25 | 17
2022/23 | 247.25 | 126.25 | 14
2022/23 | 247.75 | 126.25 | 10
2022/23 | 248.25 | 126.25 | 12
2022/23 | 248.75 | 126.25 | 20
2022/23 | 249.25 | 126.25 | 12
2022/23 | 249.75 | 126.25 | 15
2022/23 | 250.25 | 126.25 | 25
2022/23 | 250.75 | 126.25 | 21
2022/23 | 251.25 | 126.25 | 14
2022/23 | 251.75 | 126.25 | 21
2022/23 | 252.25 | 126.25 | 18
2022/23 | 252.75 | 126.25 | 25
2022/23 | 253.25 | 126.25 | 17
2022/23 | 253.75 | 126.25 | 21
2022/23 | 254.25 | 126.25 | 27
2022/23 | 254.75 | 126.25 | 47
2022/23 | 255.25 | 126.25 | 27
2022/23 | 255.75 | 126.25 | 28
2022/23 | 256.25 | 126.25 | 26
2022/23 | 256.75 | 126.25 | 18
2022/23 | 257.25 | 126.25 | 22
2022/23 | 257.75 | 126.25 | 36
2022/23 | 258.25 | 126.25 | 20
2022/23 | 258.75 | 126.25 | 34
2022/23 | 259.25 | 126.25 | 31
2022/23 | 259.75 | 126.25 | 29
2022/23 | 260.25 | 126.25 | 36
2022/23 | 260.75 | 126.25 | 35
2022/23 | 261.25 | 126.25 | 34
2022/23 | 261.75 | 126.25 | 36
2022/23 | 262.25 | 126.25 | 32
2022/23 | 262.75 | 126.25 | 24
2022/23 | 263.25 | 126.25 | 37
2022/23 | 263.75 | 126.25 | 46
2022/23 | 264.25 | 126.25 | 46
2022/23 | 264.75 | 126.25 | 40
2022/23 | 265.25 | 126.25 | 18
2022/23 | 265.75 | 126.25 | 39
2022/23 | 266.25 | 126.25 | 40
2022/23 | 266.75 | 126.25 | 54
2022/23 | 267.25 | 126.25 | 38
2022/23 | 267.75 | 126.25 | 41
2022/23 | 268.25 | 126.25 | 49
2022/23 | 268.75 | 126.25 | 38
2022/23 | 269.25 | 126.25 | 40
2022/23 | 269.75 | 126.25 | 43
2022/23 | 270.25 | 126.25 | 46
2022/23 | 270.75 | 126.25 | 42
2022/23 | 271.25 | 126.25 | 37
2022/23 | 271.75 | 126.25 | 47
2022/23 | 272.25 | 126.25 | 37
2022/23 | 272.75 | 126.25 | 34
2022/23 | 273.25 | 126.25 | 46
2022/23 | 273.75 | 126.25 | 56
2022/23 | 274.25 | 126.25 | 47
2022/23 | 274.75 | 126.25 | 45
2022/23 | 275.25 | 126.25 | 64
2022/23 | 275.75 | 126.25 | 45
2022/23 | 276.25 | 126.25 | 42
2022/23 | 276.75 | 126.25 | 45
2022/23 | 277.25 | 126.25 | 53
2022/23 | 277.75 | 126.25 | 47
2022/23 | 278.25 | 126.25 | 66
2022/23 | 278.75 | 126.25 | 63
2022/23 | 279.25 | 126.25 | 59
2022/23 | 279.75 | 126.25 | 73
2022/23 | 280.25 | 126.25 | 64
2022/23 | 280.75 | 126.25 | 66
2022/23 | 281.25 | 126.25 | 54
2022/23 | 281.75 | 126.25 | 52
2022/23 | 282.25 | 126.25 | 75
2022/23 | 282.75 | 126.25 | 55
2022/23 | 283.25 | 126.25 | 74
2022/23 | 283.75 | 126.25 | 58
2022/23 | 284.25 | 126.25 | 66
2022/23 | 284.75 | 126.25 | 73
2022/23 | 285.25 | 126.25 | 58
2022/23 | 285.75 | 126.25 | 50
2022/23 | 286.25 | 126.25 | 67
2022/23 | 286.75 | 126.25 | 60
2022/23 | 287.25 | 126.25 | 78
2022/23 | 287.75 | 126.25 | 78
2022/23 | 288.25 | 126.25 | 65
2022/23 | 288.75 | 126.25 | 74
2022/23 | 289.25 | 126.25 | 71
2022/23 | 289.75 | 126.25 | 60
2022/23 | 290.25 | 126.25 | 80
2022/23 | 290.75 | 126.25 | 66
2022/23 | 291.25 | 126.25 | 67
2022/23 | 291.75 | 126.25 | 58
2022/23 | 292.25 | 126.25 | 81
2022/23 | 292.75 | 126.25 | 70
2022/23 | 293.25 | 126.25 | 77
2022/23 | 293.75 | 126.25 | 67
2022/23 | 294.25 | 126.25 | 78
2022/23 | 294.75 | 126.25 | 59
2022/23 | 295.25 | 126.25 | 72
2022/23 | 295.75 | 126.25 | 71
2022/23 | 296.25 | 126.25 | 62
2022/23 | 296.75 | 126.25 | 83
2022/23 | 297.25 | 126.25 | 64
2022/23 | 297.75 | 126.25 | 84
2022/23 | 298.25 | 126.25 | 84
2022/23 | 298.75 | 126.25 | 68
2022/23 | 299.25 | 126.25 | 80
2022/23 | 299.75 | 126.25 | 73
2022/23 | 300.25 | 126.25 | 66
2022/23 | 300.75 | 126.25 | 66
2022/23 | 301.25 | 126.25 | 77
2022/23 | 301.75 | 126.25 | 75
2022/23 | 302.25 | 126.25 | 82
2022/23 | 302.75 | 126.25 | 75
2022/23 | 303.25 | 126.25 | 73
2022/23 | 303.75 | 126.25 | 68
2022/23 | 304.25 | 126.25 | 81
2022/23 | 304.75 | 126.25 | 74
2022/23 | 305.25 | 126.25 | 64
2022/23 | 305.75 | 126.25 | 82
2022/23 | 306.25 | 126.25 | 84
2022/23 | 306.75 | 126.25 | 68
2022/23 | 307.25 | 126.25 | 71
2022/23 | 307.75 | 126.25 | 68
2022/23 | 308.25 | 126.25 | 78
2022/23 | 308.75 | 126.25 | 71
2022/23 | 309.25 | 126.25 | 68
2022/23 | 309.75 | 126.25 | 63
2022/23 | 310.25 | 126.25 | 68
2022/23 | 310.75 | 126.25 | 58
2022/23 | 311.25 | 126.25 | 85
2022/23 | 311.75 | 126.25 | 62
2022/23 | 312.25 | 126.25 | 82
2022/23 | 312.75 | 126.25 | 77
2022/23 | 313.25 | 126.25 | 74
2022/23 | 313.75 | 126.25 | 79
2022/23 | 314.25 | 126.25 | 95
2022/23 | 314.75 | 126.25 | 71
2022/23 | 315.25 | 126.25 | 62
2022/23 | 315.75 | 126.25 | 70
2022/23 | 316.25 | 126.25 | 65
2022/23 | 316.75 | 126.25 | 72
2022/23 | 317.25 | 126.25 | 75
2022/23 | 317.75 | 126.25 | 68
2022/23 | 318.25 | 126.25 | 66
2022/23 | 318.75 | 126.25 | 66
2022/23 | 319.25 | 126.25 | 81
2022/23 | 319.75 | 126.25 | 67
2022/23 | 320.25 | 126.25 | 67
2022/23 | 320.75 | 126.25 | 64
2022/23 | 321.25 | 126.25 | 67
2022/23 | 321.75 | 126.25 | 58
2022/23 | 322.25 | 126.25 | 73
2022/23 | 322.75 | 126.25 | 68
2022/23 | 323.25 | 126.25 | 69
2022/23 | 323.75 | 126.25 | 74
2022/23 | 324.25 | 126.25 | 74
2022/23 | 324.75 | 126.25 | 71
2022/23 | 325.25 | 126.25 | 48
2022/23 | 325.75 | 126.25 | 74
2022/23 | 326.25 | 126.25 | 54
2022/23 | 326.75 | 126.25 | 60
2022/23 | 327.25 | 126.25 | 60
2022/23 | 327.75 | 126.25 | 59
2022/23 | 328.25 | 126.25 | 62
2022/23 | 328.75 | 126.25 | 49
2022/23 | 329.25 | 126.25 | 53
2022/23 | 329.75 | 126.25 | 61
2022/23 | 330.25 | 126.25 | 64
2022/23 | 330.75 | 126.25 | 51
2022/23 | 331.25 | 126.25 | 62
2022/23 | 331.75 | 126.25 | 58
2022/23 | 332.25 | 126.25 | 52
2022/23 | 332.75 | 126.25 | 54
2022/23 | 333.25 | 126.25 | 63
2022/23 | 333.75 | 126.25 | 73
2022/23 | 334.25 | 126.25 | 53
2022/23 | 334.75 | 126.25 | 61
2022/23 | 335.25 | 126.25 | 69
2022/23 | 335.75 | 126.25 | 62
2022/23 | 336.25 | 126.25 | 55
2022/23 | 336.75 | 126.25 | 45
2022/23 | 337.25 | 126.25 | 45
2022/23 | 337.75 | 126.25 | 39
2022/23 | 338.25 | 126.25 | 47
2022/23 | 338.75 | 126.25 | 32
2022/23 | 339.25 | 126.25 | 44
2022/23 | 339.75 | 126.25 | 54
2022/23 | 340.25 | 126.25 | 63
2022/23 | 340.75 | 126.25 | 52
2022/23 | 341.25 | 126.25 | 43
2022/23 | 341.75 | 126.25 | 41
2022/23 | 342.25 | 126.25 | 34
2022/23 | 342.75 | 126.25 | 52
2022/23 | 343.25 | 126.25 | 39
2022/23 | 343.75 | 126.25 | 49
2022/23 | 344.25 | 126.25 | 32
2022/23 | 344.75 | 126.25 | 47
2022/23 | 345.25 | 126.25 | 34
2022/23 | 345.75 | 126.25 | 41
2022/23 | 346.25 | 126.25 | 41
2022/23 | 346.75 | 126.25 | 38
2022/23 | 347.25 | 126.25 | 35
2022/23 | 347.75 | 126.25 | 43
2022/23 | 348.25 | 126.25 | 30
2022/23 | 348.75 | 126.25 | 45
2022/23 | 349.25 | 126.25 | 23
2022/23 | 349.75 | 126.25 | 21
2022/23 | 350.25 | 126.25 | 25
2022/23 | 350.75 | 126.25 | 39
2022/23 | 351.25 | 126.25 | 22
2022/23 | 351.75 | 126.25 | 30
2022/23 | 352.25 | 126.25 | 29
2022/23 | 352.75 | 126.25 | 32
2022/23 | 353.25 | 126.25 | 32
2022/23 | 353.75 | 126.25 | 36
2022/23 | 354.25 | 126.25 | 40
2022/23 | 354.75 | 126.25 | 30
2022/23 | 355.25 | 126.25 | 32
2022/23 | 355.75 | 126.25 | 28
2022/23 | 356.25 | 126.25 | 30
2022/23 | 356.75 | 126.25 | 31
2022/23 | 357.25 | 126.25 | 33
2022/23 | 357.75 | 126.25 | 28
2022/23 | 358.25 | 126.25 | 29
2022/23 | 358.75 | 126.25 | 21
2022/23 | 359.25 | 126.25 | 27
2022/23 | 359.75 | 126.25 | 35
2022/23 | 360.25 | 126.25 | 23
2022/23 | 360.75 | 126.25 | 22
2022/23 | 361.25 | 126.25 | 24
2022/23 | 361.75 | 126.25 | 25
2022/23 | 362.25 | 126.25 | 21
2022/23 | 362.75 | 126.25 | 27
2022/23 | 363.25 | 126.25 | 33
2022/23 | 363.75 | 126.25 | 19
2022/23 | 364.25 | 126.25 | 21
2022/23 | 364.75 | 126.25 | 26
2022/23 | 365.25 | 126.25 | 18
2022/23 | 365.75 | 126.25 | 24
2022/23 | 366.25 | 126.25 | 15
2022/23 | 366.75 | 126.25 | 26
2022/23 | 367.25 | 126.25 | 19
2022/23 | 367.75 | 126.25 | 26
2022/23 | 368.25 | 126.25 | 20
2022/23 | 368.75 | 126.25 | 17
2022/23 | 369.25 | 126.25 | 20
2022/23 | 369.75 | 126.25 | 23
2022/23 | 370.25 | 126.25 | 15
2022/23 | 370.75 | 126.25 | 17
2022/23 | 371.25 | 126.25 | 17
2022/23 | 371.75 | 126.25 | 21
2022/23 | 372.25 | 126.25 | 13
2022/23 | 372.75 | 126.25 | 12
2022/23 | 373.25 | 126.25 | 16
2022/23 | 373.75 | 126.25 | 8
2022/23 | 374.25 | 126.25 | 17
2022/23 | 374.75 | 126.25 | 22
2022/23 | 375.25 | 126.25 | 12
2022/23 | 375.75 | 126.25 | 14
2022/23 | 376.25 | 126.25 | 13
2022/23 | 376.75 | 126.25 | 14
2022/23 | 377.25 | 126.25 | 12
2022/23 | 377.75 | 126.25 | 15
2022/23 | 378.25 | 126.25 | 17
2022/23 | 378.75 | 126.25 | 13
2022/23 | 379.25 | 126.25 | 10
2022/23 | 379.75 | 126.25 | 13
2022/23 | 380.25 | 126.25 | 10
2022/23 | 380.75 | 126.25 | 8
2022/23 | 381.25 | 126.25 | 12
2022/23 | 381.75 | 126.25 | 14
2022/23 | 382.25 | 126.25 | 11
2022/23 | 382.75 | 126.25 | 20
2022/23 | 383.25 | 126.25 | 13
2022/23 | 383.75 | 126.25 | 3
2022/23 | 384.25 | 126.25 | 13
2022/23 | 384.75 | 126.25 | 12
2022/23 | 385.25 | 126.25 | 6
2022/23 | 385.75 | 126.25 | 8
2022/23 | 386.25 | 126.25 | 19
2022/23 | 386.75 | 126.25 | 13
2022/23 | 387.25 | 126.25 | 9
2022/23 | 387.75 | 126.25 | 14
2022/23 | 388.25 | 126.25 | 8
2022/23 | 388.75 | 126.25 | 14
2022/23 | 389.25 | 126.25 | 10
2022/23 | 389.75 | 126.25 | 10
2022/23 | 390.25 | 126.25 | 7
2022/23 | 390.75 | 126.25 | 6
2022/23 | 391.25 | 126.25 | 11
2022/23 | 391.75 | 126.25 | 9
2022/23 | 392.25 | 126.25 | 10
2022/23 | 392.75 | 126.25 | 11
2022/23 | 393.25 | 126.25 | 10
2022/23 | 393.75 | 126.25 | 12
2022/23 | 394.25 | 126.25 | 5
2022/23 | 394.75 | 126.25 | 4
2022/23 | 395.25 | 126.25 | 4
2022/23 | 395.75 | 126.25 | 11
2022/23 | 396.25 | 126.25 | 12
2022/23 | 396.75 | 126.25 | 9
2022/23 | 397.25 | 126.25 | 5
2022/23 | 397.75 | 126.25 | 6
2022/23 | 398.25 | 126.25 | 6
2022/23 | 398.75 | 126.25 | 5
2022/23 | 399.25 | 126.25 | 9
2022/23 | 399.75 | 126.25 | 8
2022/23 | 400.25 | 126.25 | 3
2022/23 | 400.75 | 126.25 | 7
2022/23 | 401.25 | 126.25 | 3
2022/23 | 401.75 | 126.25 | 5
2022/23 | 402.25 | 126.25 | 4
2022/23 | 402.75 | 126.25 | 4
2022/23 | 403.25 | 126.25 | 2
2022/23 | 403.75 | 126.25 | 4
2022/23 | 404.25 | 126.25 | 4
2022/23 | 405.25 | 126.25 | 3
2022/23 | 405.75 | 126.25 | 2
2022/23 | 406.25 | 126.25 | 9
2022/23 | 406.75 | 126.25 | 2
2022/23 | 407.25 | 126.25 | 4
2022/23 | 407.75 | 126.25 | 5
2022/23 | 408.25 | 126.25 | 8
2022/23 | 408.75 | 126.25 | 1
2022/23 | 409.25 | 126.25 | 6
2022/23 | 409.75 | 126.25 | 5
2022/23 | 410.25 | 126.25 | 4
2022/23 | 410.75 | 126.25 | 2
2022/23 | 411.25 | 126.25 | 2
2022/23 | 412.25 | 126.25 | 3
2022/23 | 412.75 | 126.25 | 6
2022/23 | 413.25 | 126.25 | 2
2022/23 | 413.75 | 126.25 | 4
2022/23 | 414.25 | 126.25 | 2
2022/23 | 414.75 | 126.25 | 2
2022/23 | 415.25 | 126.25 | 2
2022/23 | 415.75 | 126.25 | 2
2022/23 | 416.25 | 126.25 | 3
2022/23 | 416.75 | 126.25 | 4
2022/23 | 417.25 | 126.25 | 4
2022/23 | 417.75 | 126.25 | 1
2022/23 | 418.25 | 126.25 | 1
2022/23 | 418.75 | 126.25 | 3
2022/23 | 419.25 | 126.25 | 5
2022/23 | 419.75 | 126.25 | 2
2022/23 | 420.25 | 126.25 | 1
2022/23 | 420.75 | 126.25 | 1
2022/23 | 421.25 | 126.25 | 2
2022/23 | 421.75 | 126.25 | 1
2022/23 | 422.25 | 126.25 | 2
2022/23 | 422.75 | 126.25 | 2
2022/23 | 423.25 | 126.25 | 2
2022/23 | 423.75 | 126.25 | 3
2022/23 | 424.25 | 126.25 | 1
2022/23 | 424.75 | 126.25 | 2
2022/23 | 425.25 | 126.25 | 2
2022/23 | 425.75 | 126.25 | 5
2022/23 | 427.25 | 126.25 | 3
2022/23 | 427.75 | 126.25 | 1
2022/23 | 428.25 | 126.25 | 1
2022/23 | 428.75 | 126.25 | 1
2022/23 | 429.75 | 126.25 | 2
2022/23 | 430.25 | 126.25 | 1
2022/23 | 431.25 | 126.25 | 1
2022/23 | 432.25 | 126.25 | 1
2022/23 | 432.75 | 126.25 | 2
2022/23 | 433.75 | 126.25 | 1
2022/23 | 434.75 | 126.25 | 5
2022/23 | 435.25 | 126.25 | 2
2022/23 | 435.75 | 126.25 | 1
2022/23 | 437.25 | 126.25 | 2
2022/23 | 438.75 | 126.25 | 1
2022/23 | 440.75 | 126.25 | 2
2022/23 | 442.25 | 126.25 | 1
2022/23 | 443.25 | 126.25 | 1
2022/23 | 444.25 | 126.25 | 1
2022/23 | 445.75 | 126.25 | 1
2022/23 | 446.75 | 126.25 | 1
2022/23 | 448.75 | 126.25 | 2
2022/23 | 452.75 | 126.25 | 1
2022/23 | 453.25 | 126.25 | 1
2022/23 | 455.75 | 126.25 | 1
2022/23 | 458.25 | 126.25 | 1
2022/23 | 459.25 | 126.25 | 1
2022/23 | 460.25 | 126.25 | 1
2022/23 | 462.25 | 126.25 | 1
2022/23 | 466.75 | 126.25 | 1
2022/23 | 518.25 | 126.25 | 1
2022/23 | 179.25 | 126.75 | 1
2022/23 | 184.75 | 126.75 | 1
2022/23 | 187.25 | 126.75 | 1
2022/23 | 193.75 | 126.75 | 1
2022/23 | 197.25 | 126.75 | 1
2022/23 | 200.25 | 126.75 | 1
2022/23 | 201.75 | 126.75 | 1
2022/23 | 203.25 | 126.75 | 1
2022/23 | 209.25 | 126.75 | 1
2022/23 | 209.75 | 126.75 | 2
2022/23 | 210.25 | 126.75 | 1
2022/23 | 210.75 | 126.75 | 2
2022/23 | 211.75 | 126.75 | 1
2022/23 | 213.25 | 126.75 | 4
2022/23 | 214.75 | 126.75 | 3
2022/23 | 216.75 | 126.75 | 1
2022/23 | 217.75 | 126.75 | 2
2022/23 | 218.25 | 126.75 | 1
2022/23 | 218.75 | 126.75 | 2
2022/23 | 219.25 | 126.75 | 2
2022/23 | 219.75 | 126.75 | 1
2022/23 | 220.75 | 126.75 | 3
2022/23 | 221.25 | 126.75 | 1
2022/23 | 221.75 | 126.75 | 2
2022/23 | 222.25 | 126.75 | 2
2022/23 | 222.75 | 126.75 | 1
2022/23 | 223.25 | 126.75 | 2
2022/23 | 223.75 | 126.75 | 6
2022/23 | 224.25 | 126.75 | 2
2022/23 | 224.75 | 126.75 | 2
2022/23 | 225.75 | 126.75 | 4
2022/23 | 226.25 | 126.75 | 2
2022/23 | 226.75 | 126.75 | 4
2022/23 | 227.25 | 126.75 | 3
2022/23 | 227.75 | 126.75 | 2
2022/23 | 228.25 | 126.75 | 1
2022/23 | 228.75 | 126.75 | 5
2022/23 | 229.25 | 126.75 | 5
2022/23 | 229.75 | 126.75 | 2
2022/23 | 230.25 | 126.75 | 4
2022/23 | 230.75 | 126.75 | 3
2022/23 | 231.25 | 126.75 | 4
2022/23 | 232.75 | 126.75 | 2
2022/23 | 233.25 | 126.75 | 6
2022/23 | 233.75 | 126.75 | 3
2022/23 | 234.25 | 126.75 | 2
2022/23 | 234.75 | 126.75 | 5
2022/23 | 235.25 | 126.75 | 6
2022/23 | 235.75 | 126.75 | 3
2022/23 | 236.25 | 126.75 | 6
2022/23 | 236.75 | 126.75 | 7
2022/23 | 237.25 | 126.75 | 4
2022/23 | 237.75 | 126.75 | 2
2022/23 | 238.25 | 126.75 | 3
2022/23 | 238.75 | 126.75 | 7
2022/23 | 239.25 | 126.75 | 6
2022/23 | 239.75 | 126.75 | 7
2022/23 | 240.25 | 126.75 | 1
2022/23 | 240.75 | 126.75 | 7
2022/23 | 241.25 | 126.75 | 4
2022/23 | 241.75 | 126.75 | 11
2022/23 | 242.25 | 126.75 | 6
2022/23 | 242.75 | 126.75 | 7
2022/23 | 243.25 | 126.75 | 6
2022/23 | 243.75 | 126.75 | 6
2022/23 | 244.25 | 126.75 | 6
2022/23 | 244.75 | 126.75 | 7
2022/23 | 245.25 | 126.75 | 3
2022/23 | 245.75 | 126.75 | 14
2022/23 | 246.25 | 126.75 | 14
2022/23 | 246.75 | 126.75 | 8
2022/23 | 247.25 | 126.75 | 12
2022/23 | 247.75 | 126.75 | 15
2022/23 | 248.25 | 126.75 | 10
2022/23 | 248.75 | 126.75 | 8
2022/23 | 249.25 | 126.75 | 15
2022/23 | 249.75 | 126.75 | 15
2022/23 | 250.25 | 126.75 | 17
2022/23 | 250.75 | 126.75 | 10
2022/23 | 251.25 | 126.75 | 18
2022/23 | 251.75 | 126.75 | 20
2022/23 | 252.25 | 126.75 | 17
2022/23 | 252.75 | 126.75 | 11
2022/23 | 253.25 | 126.75 | 16
2022/23 | 253.75 | 126.75 | 11
2022/23 | 254.25 | 126.75 | 17
2022/23 | 254.75 | 126.75 | 27
2022/23 | 255.25 | 126.75 | 17
2022/23 | 255.75 | 126.75 | 24
2022/23 | 256.25 | 126.75 | 16
2022/23 | 256.75 | 126.75 | 21
2022/23 | 257.25 | 126.75 | 25
2022/23 | 257.75 | 126.75 | 20
2022/23 | 258.25 | 126.75 | 23
2022/23 | 258.75 | 126.75 | 25
2022/23 | 259.25 | 126.75 | 41
2022/23 | 259.75 | 126.75 | 22
2022/23 | 260.25 | 126.75 | 24
2022/23 | 260.75 | 126.75 | 24
2022/23 | 261.25 | 126.75 | 28
2022/23 | 261.75 | 126.75 | 27
2022/23 | 262.25 | 126.75 | 34
2022/23 | 262.75 | 126.75 | 39
2022/23 | 263.25 | 126.75 | 40
2022/23 | 263.75 | 126.75 | 34
2022/23 | 264.25 | 126.75 | 42
2022/23 | 264.75 | 126.75 | 27
2022/23 | 265.25 | 126.75 | 49
2022/23 | 265.75 | 126.75 | 32
2022/23 | 266.25 | 126.75 | 35
2022/23 | 266.75 | 126.75 | 30
2022/23 | 267.25 | 126.75 | 41
2022/23 | 267.75 | 126.75 | 27
2022/23 | 268.25 | 126.75 | 34
2022/23 | 268.75 | 126.75 | 36
2022/23 | 269.25 | 126.75 | 43
2022/23 | 269.75 | 126.75 | 38
2022/23 | 270.25 | 126.75 | 46
2022/23 | 270.75 | 126.75 | 29
2022/23 | 271.25 | 126.75 | 44
2022/23 | 271.75 | 126.75 | 54
2022/23 | 272.25 | 126.75 | 45
2022/23 | 272.75 | 126.75 | 40
2022/23 | 273.25 | 126.75 | 43
2022/23 | 273.75 | 126.75 | 40
2022/23 | 274.25 | 126.75 | 51
2022/23 | 274.75 | 126.75 | 38
2022/23 | 275.25 | 126.75 | 58
2022/23 | 275.75 | 126.75 | 46
2022/23 | 276.25 | 126.75 | 48
2022/23 | 276.75 | 126.75 | 50
2022/23 | 277.25 | 126.75 | 52
2022/23 | 277.75 | 126.75 | 58
2022/23 | 278.25 | 126.75 | 42
2022/23 | 278.75 | 126.75 | 43
2022/23 | 279.25 | 126.75 | 58
2022/23 | 279.75 | 126.75 | 59
2022/23 | 280.25 | 126.75 | 41
2022/23 | 280.75 | 126.75 | 57
2022/23 | 281.25 | 126.75 | 64
2022/23 | 281.75 | 126.75 | 49
2022/23 | 282.25 | 126.75 | 53
2022/23 | 282.75 | 126.75 | 58
2022/23 | 283.25 | 126.75 | 48
2022/23 | 283.75 | 126.75 | 66
2022/23 | 284.25 | 126.75 | 54
2022/23 | 284.75 | 126.75 | 52
2022/23 | 285.25 | 126.75 | 56
2022/23 | 285.75 | 126.75 | 60
2022/23 | 286.25 | 126.75 | 68
2022/23 | 286.75 | 126.75 | 69
2022/23 | 287.25 | 126.75 | 63
2022/23 | 287.75 | 126.75 | 64
2022/23 | 288.25 | 126.75 | 64
2022/23 | 288.75 | 126.75 | 57
2022/23 | 289.25 | 126.75 | 51
2022/23 | 289.75 | 126.75 | 67
2022/23 | 290.25 | 126.75 | 68
2022/23 | 290.75 | 126.75 | 69
2022/23 | 291.25 | 126.75 | 73
2022/23 | 291.75 | 126.75 | 67
2022/23 | 292.25 | 126.75 | 69
2022/23 | 292.75 | 126.75 | 62
2022/23 | 293.25 | 126.75 | 67
2022/23 | 293.75 | 126.75 | 63
2022/23 | 294.25 | 126.75 | 59
2022/23 | 294.75 | 126.75 | 66
2022/23 | 295.25 | 126.75 | 85
2022/23 | 295.75 | 126.75 | 82
2022/23 | 296.25 | 126.75 | 83
2022/23 | 296.75 | 126.75 | 63
2022/23 | 297.25 | 126.75 | 79
2022/23 | 297.75 | 126.75 | 56
2022/23 | 298.25 | 126.75 | 80
2022/23 | 298.75 | 126.75 | 65
2022/23 | 299.25 | 126.75 | 87
2022/23 | 299.75 | 126.75 | 54
2022/23 | 300.25 | 126.75 | 73
2022/23 | 300.75 | 126.75 | 80
2022/23 | 301.25 | 126.75 | 79
2022/23 | 301.75 | 126.75 | 67
2022/23 | 302.25 | 126.75 | 68
2022/23 | 302.75 | 126.75 | 61
2022/23 | 303.25 | 126.75 | 67
2022/23 | 303.75 | 126.75 | 68
2022/23 | 304.25 | 126.75 | 70
2022/23 | 304.75 | 126.75 | 67
2022/23 | 305.25 | 126.75 | 73
2022/23 | 305.75 | 126.75 | 97
2022/23 | 306.25 | 126.75 | 74
2022/23 | 306.75 | 126.75 | 58
2022/23 | 307.25 | 126.75 | 89
2022/23 | 307.75 | 126.75 | 69
2022/23 | 308.25 | 126.75 | 81
2022/23 | 308.75 | 126.75 | 67
2022/23 | 309.25 | 126.75 | 77
2022/23 | 309.75 | 126.75 | 71
2022/23 | 310.25 | 126.75 | 74
2022/23 | 310.75 | 126.75 | 81
2022/23 | 311.25 | 126.75 | 71
2022/23 | 311.75 | 126.75 | 60
2022/23 | 312.25 | 126.75 | 78
2022/23 | 312.75 | 126.75 | 73
2022/23 | 313.25 | 126.75 | 70
2022/23 | 313.75 | 126.75 | 74
2022/23 | 314.25 | 126.75 | 75
2022/23 | 314.75 | 126.75 | 76
2022/23 | 315.25 | 126.75 | 59
2022/23 | 315.75 | 126.75 | 68
2022/23 | 316.25 | 126.75 | 62
2022/23 | 316.75 | 126.75 | 47
2022/23 | 317.25 | 126.75 | 76
2022/23 | 317.75 | 126.75 | 64
2022/23 | 318.25 | 126.75 | 66
2022/23 | 318.75 | 126.75 | 80
2022/23 | 319.25 | 126.75 | 67
2022/23 | 319.75 | 126.75 | 82
2022/23 | 320.25 | 126.75 | 72
2022/23 | 320.75 | 126.75 | 66
2022/23 | 321.25 | 126.75 | 76
2022/23 | 321.75 | 126.75 | 75
2022/23 | 322.25 | 126.75 | 76
2022/23 | 322.75 | 126.75 | 71
2022/23 | 323.25 | 126.75 | 72
2022/23 | 323.75 | 126.75 | 65
2022/23 | 324.25 | 126.75 | 64
2022/23 | 324.75 | 126.75 | 81
2022/23 | 325.25 | 126.75 | 50
2022/23 | 325.75 | 126.75 | 77
2022/23 | 326.25 | 126.75 | 62
2022/23 | 326.75 | 126.75 | 65
2022/23 | 327.25 | 126.75 | 75
2022/23 | 327.75 | 126.75 | 61
2022/23 | 328.25 | 126.75 | 54
2022/23 | 328.75 | 126.75 | 52
2022/23 | 329.25 | 126.75 | 52
2022/23 | 329.75 | 126.75 | 58
2022/23 | 330.25 | 126.75 | 57
2022/23 | 330.75 | 126.75 | 65
2022/23 | 331.25 | 126.75 | 59
2022/23 | 331.75 | 126.75 | 64
2022/23 | 332.25 | 126.75 | 53
2022/23 | 332.75 | 126.75 | 48
2022/23 | 333.25 | 126.75 | 46
2022/23 | 333.75 | 126.75 | 57
2022/23 | 334.25 | 126.75 | 63
2022/23 | 334.75 | 126.75 | 55
2022/23 | 335.25 | 126.75 | 60
2022/23 | 335.75 | 126.75 | 42
2022/23 | 336.25 | 126.75 | 57
2022/23 | 336.75 | 126.75 | 42
2022/23 | 337.25 | 126.75 | 55
2022/23 | 337.75 | 126.75 | 54
2022/23 | 338.25 | 126.75 | 47
2022/23 | 338.75 | 126.75 | 55
2022/23 | 339.25 | 126.75 | 51
2022/23 | 339.75 | 126.75 | 43
2022/23 | 340.25 | 126.75 | 45
2022/23 | 340.75 | 126.75 | 49
2022/23 | 341.25 | 126.75 | 46
2022/23 | 341.75 | 126.75 | 48
2022/23 | 342.25 | 126.75 | 67
2022/23 | 342.75 | 126.75 | 36
2022/23 | 343.25 | 126.75 | 49
2022/23 | 343.75 | 126.75 | 34
2022/23 | 344.25 | 126.75 | 42
2022/23 | 344.75 | 126.75 | 50
2022/23 | 345.25 | 126.75 | 33
2022/23 | 345.75 | 126.75 | 45
2022/23 | 346.25 | 126.75 | 44
2022/23 | 346.75 | 126.75 | 37
2022/23 | 347.25 | 126.75 | 28
2022/23 | 347.75 | 126.75 | 43
2022/23 | 348.25 | 126.75 | 55
2022/23 | 348.75 | 126.75 | 37
2022/23 | 349.25 | 126.75 | 37
2022/23 | 349.75 | 126.75 | 28
2022/23 | 350.25 | 126.75 | 23
2022/23 | 350.75 | 126.75 | 28
2022/23 | 351.25 | 126.75 | 30
2022/23 | 351.75 | 126.75 | 35
2022/23 | 352.25 | 126.75 | 46
2022/23 | 352.75 | 126.75 | 37
2022/23 | 353.25 | 126.75 | 20
2022/23 | 353.75 | 126.75 | 38
2022/23 | 354.25 | 126.75 | 30
2022/23 | 354.75 | 126.75 | 34
2022/23 | 355.25 | 126.75 | 35
2022/23 | 355.75 | 126.75 | 21
2022/23 | 356.25 | 126.75 | 39
2022/23 | 356.75 | 126.75 | 30
2022/23 | 357.25 | 126.75 | 22
2022/23 | 357.75 | 126.75 | 24
2022/23 | 358.25 | 126.75 | 27
2022/23 | 358.75 | 126.75 | 30
2022/23 | 359.25 | 126.75 | 26
2022/23 | 359.75 | 126.75 | 28
2022/23 | 360.25 | 126.75 | 25
2022/23 | 360.75 | 126.75 | 33
2022/23 | 361.25 | 126.75 | 22
2022/23 | 361.75 | 126.75 | 27
2022/23 | 362.25 | 126.75 | 25
2022/23 | 362.75 | 126.75 | 23
2022/23 | 363.25 | 126.75 | 28
2022/23 | 363.75 | 126.75 | 31
2022/23 | 364.25 | 126.75 | 16
2022/23 | 364.75 | 126.75 | 24
2022/23 | 365.25 | 126.75 | 13
2022/23 | 365.75 | 126.75 | 30
2022/23 | 366.25 | 126.75 | 25
2022/23 | 366.75 | 126.75 | 19
2022/23 | 367.25 | 126.75 | 14
2022/23 | 367.75 | 126.75 | 31
2022/23 | 368.25 | 126.75 | 29
2022/23 | 368.75 | 126.75 | 14
2022/23 | 369.25 | 126.75 | 20
2022/23 | 369.75 | 126.75 | 13
2022/23 | 370.25 | 126.75 | 11
2022/23 | 370.75 | 126.75 | 16
2022/23 | 371.25 | 126.75 | 22
2022/23 | 371.75 | 126.75 | 17
2022/23 | 372.25 | 126.75 | 24
2022/23 | 372.75 | 126.75 | 12
2022/23 | 373.25 | 126.75 | 19
2022/23 | 373.75 | 126.75 | 19
2022/23 | 374.25 | 126.75 | 16
2022/23 | 374.75 | 126.75 | 17
2022/23 | 375.25 | 126.75 | 7
2022/23 | 375.75 | 126.75 | 17
2022/23 | 376.25 | 126.75 | 9
2022/23 | 376.75 | 126.75 | 14
2022/23 | 377.25 | 126.75 | 16
2022/23 | 377.75 | 126.75 | 18
2022/23 | 378.25 | 126.75 | 17
2022/23 | 378.75 | 126.75 | 11
2022/23 | 379.25 | 126.75 | 15
2022/23 | 379.75 | 126.75 | 12
2022/23 | 380.25 | 126.75 | 14
2022/23 | 380.75 | 126.75 | 9
2022/23 | 381.25 | 126.75 | 12
2022/23 | 381.75 | 126.75 | 13
2022/23 | 382.25 | 126.75 | 11
2022/23 | 382.75 | 126.75 | 9
2022/23 | 383.25 | 126.75 | 9
2022/23 | 383.75 | 126.75 | 9
2022/23 | 384.25 | 126.75 | 9
2022/23 | 384.75 | 126.75 | 8
2022/23 | 385.25 | 126.75 | 6
2022/23 | 385.75 | 126.75 | 13
2022/23 | 386.25 | 126.75 | 14
2022/23 | 386.75 | 126.75 | 7
2022/23 | 387.25 | 126.75 | 7
2022/23 | 387.75 | 126.75 | 4
2022/23 | 388.25 | 126.75 | 10
2022/23 | 388.75 | 126.75 | 2
2022/23 | 389.25 | 126.75 | 7
2022/23 | 389.75 | 126.75 | 4
2022/23 | 390.25 | 126.75 | 11
2022/23 | 390.75 | 126.75 | 10
2022/23 | 391.25 | 126.75 | 11
2022/23 | 391.75 | 126.75 | 13
2022/23 | 392.25 | 126.75 | 9
2022/23 | 392.75 | 126.75 | 8
2022/23 | 393.25 | 126.75 | 9
2022/23 | 393.75 | 126.75 | 4
2022/23 | 394.25 | 126.75 | 7
2022/23 | 394.75 | 126.75 | 9
2022/23 | 395.25 | 126.75 | 3
2022/23 | 395.75 | 126.75 | 9
2022/23 | 396.25 | 126.75 | 11
2022/23 | 396.75 | 126.75 | 7
2022/23 | 397.25 | 126.75 | 5
2022/23 | 397.75 | 126.75 | 11
2022/23 | 398.25 | 126.75 | 5
2022/23 | 398.75 | 126.75 | 4
2022/23 | 399.25 | 126.75 | 5
2022/23 | 399.75 | 126.75 | 6
2022/23 | 400.25 | 126.75 | 8
2022/23 | 400.75 | 126.75 | 1
2022/23 | 401.25 | 126.75 | 6
2022/23 | 401.75 | 126.75 | 8
2022/23 | 402.25 | 126.75 | 4
2022/23 | 402.75 | 126.75 | 7
2022/23 | 403.25 | 126.75 | 10
2022/23 | 403.75 | 126.75 | 3
2022/23 | 404.25 | 126.75 | 5
2022/23 | 404.75 | 126.75 | 6
2022/23 | 405.25 | 126.75 | 4
2022/23 | 405.75 | 126.75 | 7
2022/23 | 406.25 | 126.75 | 2
2022/23 | 406.75 | 126.75 | 4
2022/23 | 407.25 | 126.75 | 1
2022/23 | 407.75 | 126.75 | 4
2022/23 | 408.25 | 126.75 | 5
2022/23 | 408.75 | 126.75 | 2
2022/23 | 409.25 | 126.75 | 4
2022/23 | 409.75 | 126.75 | 3
2022/23 | 410.25 | 126.75 | 5
2022/23 | 410.75 | 126.75 | 5
2022/23 | 411.25 | 126.75 | 3
2022/23 | 411.75 | 126.75 | 1
2022/23 | 412.25 | 126.75 | 1
2022/23 | 412.75 | 126.75 | 5
2022/23 | 413.25 | 126.75 | 3
2022/23 | 413.75 | 126.75 | 3
2022/23 | 414.25 | 126.75 | 3
2022/23 | 414.75 | 126.75 | 2
2022/23 | 415.25 | 126.75 | 1
2022/23 | 416.25 | 126.75 | 1
2022/23 | 416.75 | 126.75 | 1
2022/23 | 417.25 | 126.75 | 2
2022/23 | 417.75 | 126.75 | 4
2022/23 | 418.25 | 126.75 | 3
2022/23 | 418.75 | 126.75 | 3
2022/23 | 419.25 | 126.75 | 3
2022/23 | 419.75 | 126.75 | 3
2022/23 | 420.25 | 126.75 | 2
2022/23 | 420.75 | 126.75 | 2
2022/23 | 421.25 | 126.75 | 3
2022/23 | 421.75 | 126.75 | 2
2022/23 | 422.25 | 126.75 | 1
2022/23 | 422.75 | 126.75 | 2
2022/23 | 423.25 | 126.75 | 1
2022/23 | 423.75 | 126.75 | 1
2022/23 | 424.75 | 126.75 | 1
2022/23 | 425.25 | 126.75 | 1
2022/23 | 426.25 | 126.75 | 1
2022/23 | 426.75 | 126.75 | 5
2022/23 | 429.75 | 126.75 | 2
2022/23 | 430.25 | 126.75 | 1
2022/23 | 430.75 | 126.75 | 1
2022/23 | 431.25 | 126.75 | 2
2022/23 | 431.75 | 126.75 | 4
2022/23 | 433.75 | 126.75 | 1
2022/23 | 435.75 | 126.75 | 1
2022/23 | 436.25 | 126.75 | 2
2022/23 | 437.75 | 126.75 | 1
2022/23 | 438.25 | 126.75 | 1
2022/23 | 438.75 | 126.75 | 1
2022/23 | 439.25 | 126.75 | 1
2022/23 | 441.25 | 126.75 | 1
2022/23 | 442.25 | 126.75 | 1
2022/23 | 448.25 | 126.75 | 1
2022/23 | 449.25 | 126.75 | 1
2022/23 | 450.25 | 126.75 | 1
2022/23 | 450.75 | 126.75 | 1
2022/23 | 459.75 | 126.75 | 1
2022/23 | 460.25 | 126.75 | 1
2022/23 | 462.25 | 126.75 | 1
2022/23 | 469.25 | 126.75 | 1
2022/23 | 469.75 | 126.75 | 1
2022/23 | 487.75 | 126.75 | 1
2022/23 | 187.25 | 127.25 | 1
2022/23 | 195.25 | 127.25 | 1
2022/23 | 196.75 | 127.25 | 1
2022/23 | 198.25 | 127.25 | 1
2022/23 | 200.25 | 127.25 | 1
2022/23 | 202.25 | 127.25 | 1
2022/23 | 202.75 | 127.25 | 1
2022/23 | 203.25 | 127.25 | 1
2022/23 | 205.75 | 127.25 | 1
2022/23 | 206.25 | 127.25 | 3
2022/23 | 206.75 | 127.25 | 1
2022/23 | 208.25 | 127.25 | 2
2022/23 | 208.75 | 127.25 | 1
2022/23 | 210.25 | 127.25 | 1
2022/23 | 211.25 | 127.25 | 1
2022/23 | 212.25 | 127.25 | 1
2022/23 | 213.25 | 127.25 | 2
2022/23 | 215.25 | 127.25 | 1
2022/23 | 215.75 | 127.25 | 2
2022/23 | 217.25 | 127.25 | 1
2022/23 | 217.75 | 127.25 | 2
2022/23 | 219.75 | 127.25 | 2
2022/23 | 220.25 | 127.25 | 2
2022/23 | 221.25 | 127.25 | 2
2022/23 | 222.25 | 127.25 | 1
2022/23 | 222.75 | 127.25 | 1
2022/23 | 223.75 | 127.25 | 2
2022/23 | 224.25 | 127.25 | 2
2022/23 | 224.75 | 127.25 | 5
2022/23 | 225.25 | 127.25 | 1
2022/23 | 225.75 | 127.25 | 1
2022/23 | 226.25 | 127.25 | 1
2022/23 | 226.75 | 127.25 | 1
2022/23 | 227.25 | 127.25 | 2
2022/23 | 228.75 | 127.25 | 4
2022/23 | 229.25 | 127.25 | 3
2022/23 | 229.75 | 127.25 | 2
2022/23 | 231.25 | 127.25 | 2
2022/23 | 231.75 | 127.25 | 2
2022/23 | 232.25 | 127.25 | 2
2022/23 | 232.75 | 127.25 | 1
2022/23 | 233.25 | 127.25 | 3
2022/23 | 233.75 | 127.25 | 1
2022/23 | 234.25 | 127.25 | 3
2022/23 | 234.75 | 127.25 | 4
2022/23 | 235.25 | 127.25 | 2
2022/23 | 235.75 | 127.25 | 6
2022/23 | 236.25 | 127.25 | 8
2022/23 | 236.75 | 127.25 | 2
2022/23 | 237.25 | 127.25 | 6
2022/23 | 237.75 | 127.25 | 2
2022/23 | 238.25 | 127.25 | 2
2022/23 | 238.75 | 127.25 | 7
2022/23 | 239.25 | 127.25 | 13
2022/23 | 239.75 | 127.25 | 1
2022/23 | 240.25 | 127.25 | 8
2022/23 | 240.75 | 127.25 | 4
2022/23 | 241.25 | 127.25 | 9
2022/23 | 241.75 | 127.25 | 6
2022/23 | 242.25 | 127.25 | 3
2022/23 | 242.75 | 127.25 | 8
2022/23 | 243.25 | 127.25 | 9
2022/23 | 243.75 | 127.25 | 9
2022/23 | 244.25 | 127.25 | 9
2022/23 | 244.75 | 127.25 | 5
2022/23 | 245.25 | 127.25 | 5
2022/23 | 245.75 | 127.25 | 6
2022/23 | 246.25 | 127.25 | 10
2022/23 | 246.75 | 127.25 | 9
2022/23 | 247.25 | 127.25 | 9
2022/23 | 247.75 | 127.25 | 15
2022/23 | 248.25 | 127.25 | 9
2022/23 | 248.75 | 127.25 | 11
2022/23 | 249.25 | 127.25 | 14
2022/23 | 249.75 | 127.25 | 10
2022/23 | 250.25 | 127.25 | 8
2022/23 | 250.75 | 127.25 | 9
2022/23 | 251.25 | 127.25 | 8
2022/23 | 251.75 | 127.25 | 14
2022/23 | 252.25 | 127.25 | 20
2022/23 | 252.75 | 127.25 | 6
2022/23 | 253.25 | 127.25 | 23
2022/23 | 253.75 | 127.25 | 19
2022/23 | 254.25 | 127.25 | 23
2022/23 | 254.75 | 127.25 | 15
2022/23 | 255.25 | 127.25 | 13
2022/23 | 255.75 | 127.25 | 14
2022/23 | 256.25 | 127.25 | 15
2022/23 | 256.75 | 127.25 | 19
2022/23 | 257.25 | 127.25 | 26
2022/23 | 257.75 | 127.25 | 20
2022/23 | 258.25 | 127.25 | 26
2022/23 | 258.75 | 127.25 | 22
2022/23 | 259.25 | 127.25 | 17
2022/23 | 259.75 | 127.25 | 17
2022/23 | 260.25 | 127.25 | 19
2022/23 | 260.75 | 127.25 | 29
2022/23 | 261.25 | 127.25 | 23
2022/23 | 261.75 | 127.25 | 18
2022/23 | 262.25 | 127.25 | 24
2022/23 | 262.75 | 127.25 | 37
2022/23 | 263.25 | 127.25 | 25
2022/23 | 263.75 | 127.25 | 32
2022/23 | 264.25 | 127.25 | 30
2022/23 | 264.75 | 127.25 | 38
2022/23 | 265.25 | 127.25 | 26
2022/23 | 265.75 | 127.25 | 29
2022/23 | 266.25 | 127.25 | 29
2022/23 | 266.75 | 127.25 | 31
2022/23 | 267.25 | 127.25 | 47
2022/23 | 267.75 | 127.25 | 40
2022/23 | 268.25 | 127.25 | 43
2022/23 | 268.75 | 127.25 | 38
2022/23 | 269.25 | 127.25 | 32
2022/23 | 269.75 | 127.25 | 34
2022/23 | 270.25 | 127.25 | 41
2022/23 | 270.75 | 127.25 | 35
2022/23 | 271.25 | 127.25 | 49
2022/23 | 271.75 | 127.25 | 44
2022/23 | 272.25 | 127.25 | 42
2022/23 | 272.75 | 127.25 | 53
2022/23 | 273.25 | 127.25 | 38
2022/23 | 273.75 | 127.25 | 29
2022/23 | 274.25 | 127.25 | 50
2022/23 | 274.75 | 127.25 | 47
2022/23 | 275.25 | 127.25 | 45
2022/23 | 275.75 | 127.25 | 55
2022/23 | 276.25 | 127.25 | 33
2022/23 | 276.75 | 127.25 | 38
2022/23 | 277.25 | 127.25 | 47
2022/23 | 277.75 | 127.25 | 49
2022/23 | 278.25 | 127.25 | 51
2022/23 | 278.75 | 127.25 | 41
2022/23 | 279.25 | 127.25 | 48
2022/23 | 279.75 | 127.25 | 44
2022/23 | 280.25 | 127.25 | 65
2022/23 | 280.75 | 127.25 | 63
2022/23 | 281.25 | 127.25 | 56
2022/23 | 281.75 | 127.25 | 50
2022/23 | 282.25 | 127.25 | 57
2022/23 | 282.75 | 127.25 | 48
2022/23 | 283.25 | 127.25 | 65
2022/23 | 283.75 | 127.25 | 57
2022/23 | 284.25 | 127.25 | 59
2022/23 | 284.75 | 127.25 | 55
2022/23 | 285.25 | 127.25 | 63
2022/23 | 285.75 | 127.25 | 55
2022/23 | 286.25 | 127.25 | 62
2022/23 | 286.75 | 127.25 | 39
2022/23 | 287.25 | 127.25 | 53
2022/23 | 287.75 | 127.25 | 56
2022/23 | 288.25 | 127.25 | 77
2022/23 | 288.75 | 127.25 | 54
2022/23 | 289.25 | 127.25 | 46
2022/23 | 289.75 | 127.25 | 68
2022/23 | 290.25 | 127.25 | 73
2022/23 | 290.75 | 127.25 | 64
2022/23 | 291.25 | 127.25 | 68
2022/23 | 291.75 | 127.25 | 79
2022/23 | 292.25 | 127.25 | 77
2022/23 | 292.75 | 127.25 | 73
2022/23 | 293.25 | 127.25 | 55
2022/23 | 293.75 | 127.25 | 67
2022/23 | 294.25 | 127.25 | 69
2022/23 | 294.75 | 127.25 | 61
2022/23 | 295.25 | 127.25 | 63
2022/23 | 295.75 | 127.25 | 56
2022/23 | 296.25 | 127.25 | 74
2022/23 | 296.75 | 127.25 | 65
2022/23 | 297.25 | 127.25 | 62
2022/23 | 297.75 | 127.25 | 60
2022/23 | 298.25 | 127.25 | 74
2022/23 | 298.75 | 127.25 | 60
2022/23 | 299.25 | 127.25 | 60
2022/23 | 299.75 | 127.25 | 78
2022/23 | 300.25 | 127.25 | 77
2022/23 | 300.75 | 127.25 | 62
2022/23 | 301.25 | 127.25 | 62
2022/23 | 301.75 | 127.25 | 67
2022/23 | 302.25 | 127.25 | 72
2022/23 | 302.75 | 127.25 | 61
2022/23 | 303.25 | 127.25 | 86
2022/23 | 303.75 | 127.25 | 78
2022/23 | 304.25 | 127.25 | 55
2022/23 | 304.75 | 127.25 | 63
2022/23 | 305.25 | 127.25 | 60
2022/23 | 305.75 | 127.25 | 83
2022/23 | 306.25 | 127.25 | 74
2022/23 | 306.75 | 127.25 | 71
2022/23 | 307.25 | 127.25 | 82
2022/23 | 307.75 | 127.25 | 65
2022/23 | 308.25 | 127.25 | 58
2022/23 | 308.75 | 127.25 | 63
2022/23 | 309.25 | 127.25 | 84
2022/23 | 309.75 | 127.25 | 72
2022/23 | 310.25 | 127.25 | 71
2022/23 | 310.75 | 127.25 | 72
2022/23 | 311.25 | 127.25 | 76
2022/23 | 311.75 | 127.25 | 58
2022/23 | 312.25 | 127.25 | 66
2022/23 | 312.75 | 127.25 | 74
2022/23 | 313.25 | 127.25 | 65
2022/23 | 313.75 | 127.25 | 69
2022/23 | 314.25 | 127.25 | 73
2022/23 | 314.75 | 127.25 | 69
2022/23 | 315.25 | 127.25 | 72
2022/23 | 315.75 | 127.25 | 82
2022/23 | 316.25 | 127.25 | 81
2022/23 | 316.75 | 127.25 | 70
2022/23 | 317.25 | 127.25 | 58
2022/23 | 317.75 | 127.25 | 69
2022/23 | 318.25 | 127.25 | 74
2022/23 | 318.75 | 127.25 | 63
2022/23 | 319.25 | 127.25 | 66
2022/23 | 319.75 | 127.25 | 72
2022/23 | 320.25 | 127.25 | 77
2022/23 | 320.75 | 127.25 | 73
2022/23 | 321.25 | 127.25 | 79
2022/23 | 321.75 | 127.25 | 66
2022/23 | 322.25 | 127.25 | 71
2022/23 | 322.75 | 127.25 | 75
2022/23 | 323.25 | 127.25 | 62
2022/23 | 323.75 | 127.25 | 50
2022/23 | 324.25 | 127.25 | 60
2022/23 | 324.75 | 127.25 | 50
2022/23 | 325.25 | 127.25 | 76
2022/23 | 325.75 | 127.25 | 50
2022/23 | 326.25 | 127.25 | 63
2022/23 | 326.75 | 127.25 | 60
2022/23 | 327.25 | 127.25 | 54
2022/23 | 327.75 | 127.25 | 49
2022/23 | 328.25 | 127.25 | 63
2022/23 | 328.75 | 127.25 | 62
2022/23 | 329.25 | 127.25 | 63
2022/23 | 329.75 | 127.25 | 42
2022/23 | 330.25 | 127.25 | 59
2022/23 | 330.75 | 127.25 | 70
2022/23 | 331.25 | 127.25 | 63
2022/23 | 331.75 | 127.25 | 52
2022/23 | 332.25 | 127.25 | 59
2022/23 | 332.75 | 127.25 | 45
2022/23 | 333.25 | 127.25 | 55
2022/23 | 333.75 | 127.25 | 64
2022/23 | 334.25 | 127.25 | 53
2022/23 | 334.75 | 127.25 | 43
2022/23 | 335.25 | 127.25 | 51
2022/23 | 335.75 | 127.25 | 46
2022/23 | 336.25 | 127.25 | 43
2022/23 | 336.75 | 127.25 | 56
2022/23 | 337.25 | 127.25 | 36
2022/23 | 337.75 | 127.25 | 53
2022/23 | 338.25 | 127.25 | 42
2022/23 | 338.75 | 127.25 | 59
2022/23 | 339.25 | 127.25 | 50
2022/23 | 339.75 | 127.25 | 60
2022/23 | 340.25 | 127.25 | 37
2022/23 | 340.75 | 127.25 | 45
2022/23 | 341.25 | 127.25 | 51
2022/23 | 341.75 | 127.25 | 47
2022/23 | 342.25 | 127.25 | 49
2022/23 | 342.75 | 127.25 | 37
2022/23 | 343.25 | 127.25 | 60
2022/23 | 343.75 | 127.25 | 35
2022/23 | 344.25 | 127.25 | 50
2022/23 | 344.75 | 127.25 | 49
2022/23 | 345.25 | 127.25 | 37
2022/23 | 345.75 | 127.25 | 42
2022/23 | 346.25 | 127.25 | 50
2022/23 | 346.75 | 127.25 | 36
2022/23 | 347.25 | 127.25 | 30
2022/23 | 347.75 | 127.25 | 44
2022/23 | 348.25 | 127.25 | 40
2022/23 | 348.75 | 127.25 | 41
2022/23 | 349.25 | 127.25 | 33
2022/23 | 349.75 | 127.25 | 43
2022/23 | 350.25 | 127.25 | 31
2022/23 | 350.75 | 127.25 | 36
2022/23 | 351.25 | 127.25 | 30
2022/23 | 351.75 | 127.25 | 22
2022/23 | 352.25 | 127.25 | 29
2022/23 | 352.75 | 127.25 | 32
2022/23 | 353.25 | 127.25 | 36
2022/23 | 353.75 | 127.25 | 33
2022/23 | 354.25 | 127.25 | 35
2022/23 | 354.75 | 127.25 | 24
2022/23 | 355.25 | 127.25 | 33
2022/23 | 355.75 | 127.25 | 35
2022/23 | 356.25 | 127.25 | 28
2022/23 | 356.75 | 127.25 | 25
2022/23 | 357.25 | 127.25 | 23
2022/23 | 357.75 | 127.25 | 33
2022/23 | 358.25 | 127.25 | 28
2022/23 | 358.75 | 127.25 | 25
2022/23 | 359.25 | 127.25 | 21
2022/23 | 359.75 | 127.25 | 31
2022/23 | 360.25 | 127.25 | 22
2022/23 | 360.75 | 127.25 | 30
2022/23 | 361.25 | 127.25 | 28
2022/23 | 361.75 | 127.25 | 31
2022/23 | 362.25 | 127.25 | 29
2022/23 | 362.75 | 127.25 | 20
2022/23 | 363.25 | 127.25 | 27
2022/23 | 363.75 | 127.25 | 28
2022/23 | 364.25 | 127.25 | 21
2022/23 | 364.75 | 127.25 | 19
2022/23 | 365.25 | 127.25 | 29
2022/23 | 365.75 | 127.25 | 30
2022/23 | 366.25 | 127.25 | 20
2022/23 | 366.75 | 127.25 | 20
2022/23 | 367.25 | 127.25 | 15
2022/23 | 367.75 | 127.25 | 22
2022/23 | 368.25 | 127.25 | 22
2022/23 | 368.75 | 127.25 | 24
2022/23 | 369.25 | 127.25 | 13
2022/23 | 369.75 | 127.25 | 21
2022/23 | 370.25 | 127.25 | 26
2022/23 | 370.75 | 127.25 | 21
2022/23 | 371.25 | 127.25 | 14
2022/23 | 371.75 | 127.25 | 22
2022/23 | 372.25 | 127.25 | 17
2022/23 | 372.75 | 127.25 | 13
2022/23 | 373.25 | 127.25 | 13
2022/23 | 373.75 | 127.25 | 25
2022/23 | 374.25 | 127.25 | 13
2022/23 | 374.75 | 127.25 | 24
2022/23 | 375.25 | 127.25 | 11
2022/23 | 375.75 | 127.25 | 14
2022/23 | 376.25 | 127.25 | 12
2022/23 | 376.75 | 127.25 | 13
2022/23 | 377.25 | 127.25 | 10
2022/23 | 377.75 | 127.25 | 8
2022/23 | 378.25 | 127.25 | 18
2022/23 | 378.75 | 127.25 | 16
2022/23 | 379.25 | 127.25 | 16
2022/23 | 379.75 | 127.25 | 15
2022/23 | 380.25 | 127.25 | 12
2022/23 | 380.75 | 127.25 | 11
2022/23 | 381.25 | 127.25 | 10
2022/23 | 381.75 | 127.25 | 16
2022/23 | 382.25 | 127.25 | 9
2022/23 | 382.75 | 127.25 | 4
2022/23 | 383.25 | 127.25 | 8
2022/23 | 383.75 | 127.25 | 15
2022/23 | 384.25 | 127.25 | 12
2022/23 | 384.75 | 127.25 | 10
2022/23 | 385.25 | 127.25 | 11
2022/23 | 385.75 | 127.25 | 10
2022/23 | 386.25 | 127.25 | 8
2022/23 | 386.75 | 127.25 | 9
2022/23 | 387.25 | 127.25 | 9
2022/23 | 387.75 | 127.25 | 4
2022/23 | 388.25 | 127.25 | 16
2022/23 | 388.75 | 127.25 | 12
2022/23 | 389.25 | 127.25 | 6
2022/23 | 389.75 | 127.25 | 12
2022/23 | 390.25 | 127.25 | 9
2022/23 | 390.75 | 127.25 | 14
2022/23 | 391.25 | 127.25 | 10
2022/23 | 391.75 | 127.25 | 11
2022/23 | 392.25 | 127.25 | 11
2022/23 | 392.75 | 127.25 | 7
2022/23 | 393.25 | 127.25 | 3
2022/23 | 393.75 | 127.25 | 16
2022/23 | 394.25 | 127.25 | 10
2022/23 | 394.75 | 127.25 | 9
2022/23 | 395.25 | 127.25 | 11
2022/23 | 395.75 | 127.25 | 5
2022/23 | 396.25 | 127.25 | 8
2022/23 | 396.75 | 127.25 | 7
2022/23 | 397.25 | 127.25 | 9
2022/23 | 397.75 | 127.25 | 2
2022/23 | 398.25 | 127.25 | 5
2022/23 | 398.75 | 127.25 | 4
2022/23 | 399.25 | 127.25 | 5
2022/23 | 399.75 | 127.25 | 6
2022/23 | 400.25 | 127.25 | 7
2022/23 | 400.75 | 127.25 | 12
2022/23 | 401.25 | 127.25 | 6
2022/23 | 401.75 | 127.25 | 7
2022/23 | 402.25 | 127.25 | 6
2022/23 | 402.75 | 127.25 | 2
2022/23 | 403.25 | 127.25 | 4
2022/23 | 403.75 | 127.25 | 1
2022/23 | 404.25 | 127.25 | 7
2022/23 | 404.75 | 127.25 | 7
2022/23 | 405.25 | 127.25 | 5
2022/23 | 405.75 | 127.25 | 7
2022/23 | 406.25 | 127.25 | 8
2022/23 | 406.75 | 127.25 | 3
2022/23 | 407.25 | 127.25 | 1
2022/23 | 407.75 | 127.25 | 3
2022/23 | 408.25 | 127.25 | 3
2022/23 | 408.75 | 127.25 | 3
2022/23 | 409.25 | 127.25 | 4
2022/23 | 409.75 | 127.25 | 2
2022/23 | 410.25 | 127.25 | 5
2022/23 | 410.75 | 127.25 | 2
2022/23 | 411.25 | 127.25 | 4
2022/23 | 411.75 | 127.25 | 3
2022/23 | 412.25 | 127.25 | 7
2022/23 | 412.75 | 127.25 | 3
2022/23 | 413.25 | 127.25 | 5
2022/23 | 413.75 | 127.25 | 2
2022/23 | 414.25 | 127.25 | 4
2022/23 | 414.75 | 127.25 | 3
2022/23 | 415.25 | 127.25 | 4
2022/23 | 415.75 | 127.25 | 2
2022/23 | 416.75 | 127.25 | 4
2022/23 | 417.25 | 127.25 | 2
2022/23 | 417.75 | 127.25 | 1
2022/23 | 418.75 | 127.25 | 3
2022/23 | 419.25 | 127.25 | 1
2022/23 | 419.75 | 127.25 | 2
2022/23 | 420.25 | 127.25 | 1
2022/23 | 420.75 | 127.25 | 1
2022/23 | 421.25 | 127.25 | 3
2022/23 | 421.75 | 127.25 | 2
2022/23 | 422.75 | 127.25 | 2
2022/23 | 423.75 | 127.25 | 4
2022/23 | 424.25 | 127.25 | 2
2022/23 | 425.25 | 127.25 | 2
2022/23 | 425.75 | 127.25 | 1
2022/23 | 426.25 | 127.25 | 2
2022/23 | 427.25 | 127.25 | 1
2022/23 | 427.75 | 127.25 | 1
2022/23 | 428.25 | 127.25 | 1
2022/23 | 429.25 | 127.25 | 1
2022/23 | 429.75 | 127.25 | 2
2022/23 | 430.25 | 127.25 | 1
2022/23 | 430.75 | 127.25 | 2
2022/23 | 431.25 | 127.25 | 1
2022/23 | 431.75 | 127.25 | 2
2022/23 | 432.25 | 127.25 | 3
2022/23 | 433.25 | 127.25 | 1
2022/23 | 433.75 | 127.25 | 2
2022/23 | 434.75 | 127.25 | 1
2022/23 | 435.75 | 127.25 | 1
2022/23 | 436.25 | 127.25 | 2
2022/23 | 436.75 | 127.25 | 1
2022/23 | 437.75 | 127.25 | 1
2022/23 | 439.75 | 127.25 | 2
2022/23 | 440.25 | 127.25 | 2
2022/23 | 441.25 | 127.25 | 1
2022/23 | 441.75 | 127.25 | 1
2022/23 | 442.75 | 127.25 | 1
2022/23 | 444.25 | 127.25 | 1
2022/23 | 447.25 | 127.25 | 1
2022/23 | 448.25 | 127.25 | 1
2022/23 | 450.25 | 127.25 | 1
2022/23 | 457.25 | 127.25 | 1
2022/23 | 458.75 | 127.25 | 1
2022/23 | 459.75 | 127.25 | 1
2022/23 | 462.25 | 127.25 | 1
2022/23 | 462.75 | 127.25 | 1
2022/23 | 463.25 | 127.25 | 1
2022/23 | 463.75 | 127.25 | 1
2022/23 | 465.25 | 127.25 | 1
2022/23 | 467.75 | 127.25 | 1
2022/23 | 469.75 | 127.25 | 1
2022/23 | 471.25 | 127.25 | 1
2022/23 | 187.75 | 127.75 | 1
2022/23 | 194.75 | 127.75 | 1
2022/23 | 198.75 | 127.75 | 1
2022/23 | 199.25 | 127.75 | 1
2022/23 | 200.75 | 127.75 | 1
2022/23 | 203.75 | 127.75 | 2
2022/23 | 204.75 | 127.75 | 1
2022/23 | 205.75 | 127.75 | 2
2022/23 | 206.25 | 127.75 | 1
2022/23 | 208.25 | 127.75 | 2
2022/23 | 208.75 | 127.75 | 3
2022/23 | 209.75 | 127.75 | 1
2022/23 | 211.25 | 127.75 | 1
2022/23 | 211.75 | 127.75 | 2
2022/23 | 212.25 | 127.75 | 2
2022/23 | 212.75 | 127.75 | 1
2022/23 | 213.25 | 127.75 | 1
2022/23 | 213.75 | 127.75 | 2
2022/23 | 214.75 | 127.75 | 1
2022/23 | 215.25 | 127.75 | 2
2022/23 | 216.75 | 127.75 | 1
2022/23 | 217.75 | 127.75 | 2
2022/23 | 218.75 | 127.75 | 2
2022/23 | 219.75 | 127.75 | 2
2022/23 | 220.75 | 127.75 | 1
2022/23 | 221.25 | 127.75 | 1
2022/23 | 221.75 | 127.75 | 1
2022/23 | 222.75 | 127.75 | 2
2022/23 | 223.25 | 127.75 | 1
2022/23 | 224.25 | 127.75 | 2
2022/23 | 224.75 | 127.75 | 1
2022/23 | 225.25 | 127.75 | 3
2022/23 | 226.25 | 127.75 | 1
2022/23 | 227.25 | 127.75 | 2
2022/23 | 228.25 | 127.75 | 2
2022/23 | 228.75 | 127.75 | 2
2022/23 | 229.25 | 127.75 | 1
2022/23 | 230.25 | 127.75 | 1
2022/23 | 230.75 | 127.75 | 1
2022/23 | 231.25 | 127.75 | 2
2022/23 | 231.75 | 127.75 | 3
2022/23 | 232.75 | 127.75 | 2
2022/23 | 233.75 | 127.75 | 2
2022/23 | 234.25 | 127.75 | 1
2022/23 | 234.75 | 127.75 | 9
2022/23 | 235.25 | 127.75 | 4
2022/23 | 235.75 | 127.75 | 1
2022/23 | 236.25 | 127.75 | 3
2022/23 | 236.75 | 127.75 | 3
2022/23 | 237.25 | 127.75 | 9
2022/23 | 237.75 | 127.75 | 4
2022/23 | 238.25 | 127.75 | 2
2022/23 | 238.75 | 127.75 | 2
2022/23 | 239.25 | 127.75 | 6
2022/23 | 239.75 | 127.75 | 7
2022/23 | 240.25 | 127.75 | 6
2022/23 | 240.75 | 127.75 | 2
2022/23 | 241.25 | 127.75 | 10
2022/23 | 241.75 | 127.75 | 3
2022/23 | 242.25 | 127.75 | 2
2022/23 | 242.75 | 127.75 | 8
2022/23 | 243.25 | 127.75 | 4
2022/23 | 243.75 | 127.75 | 5
2022/23 | 244.25 | 127.75 | 9
2022/23 | 244.75 | 127.75 | 8
2022/23 | 245.25 | 127.75 | 4
2022/23 | 245.75 | 127.75 | 10
2022/23 | 246.25 | 127.75 | 5
2022/23 | 246.75 | 127.75 | 5
2022/23 | 247.25 | 127.75 | 9
2022/23 | 247.75 | 127.75 | 2
2022/23 | 248.25 | 127.75 | 7
2022/23 | 248.75 | 127.75 | 5
2022/23 | 249.25 | 127.75 | 7
2022/23 | 249.75 | 127.75 | 9
2022/23 | 250.25 | 127.75 | 9
2022/23 | 250.75 | 127.75 | 8
2022/23 | 251.25 | 127.75 | 10
2022/23 | 251.75 | 127.75 | 14
2022/23 | 252.25 | 127.75 | 8
2022/23 | 252.75 | 127.75 | 13
2022/23 | 253.25 | 127.75 | 10
2022/23 | 253.75 | 127.75 | 9
2022/23 | 254.25 | 127.75 | 13
2022/23 | 254.75 | 127.75 | 16
2022/23 | 255.25 | 127.75 | 14
2022/23 | 255.75 | 127.75 | 20
2022/23 | 256.25 | 127.75 | 8
2022/23 | 256.75 | 127.75 | 15
2022/23 | 257.25 | 127.75 | 23
2022/23 | 257.75 | 127.75 | 20
2022/23 | 258.25 | 127.75 | 21
2022/23 | 258.75 | 127.75 | 11
2022/23 | 259.25 | 127.75 | 19
2022/23 | 259.75 | 127.75 | 25
2022/23 | 260.25 | 127.75 | 24
2022/23 | 260.75 | 127.75 | 23
2022/23 | 261.25 | 127.75 | 27
2022/23 | 261.75 | 127.75 | 31
2022/23 | 262.25 | 127.75 | 23
2022/23 | 262.75 | 127.75 | 26
2022/23 | 263.25 | 127.75 | 26
2022/23 | 263.75 | 127.75 | 29
2022/23 | 264.25 | 127.75 | 27
2022/23 | 264.75 | 127.75 | 24
2022/23 | 265.25 | 127.75 | 24
2022/23 | 265.75 | 127.75 | 40
2022/23 | 266.25 | 127.75 | 31
2022/23 | 266.75 | 127.75 | 39
2022/23 | 267.25 | 127.75 | 29
2022/23 | 267.75 | 127.75 | 35
2022/23 | 268.25 | 127.75 | 35
2022/23 | 268.75 | 127.75 | 35
2022/23 | 269.25 | 127.75 | 33
2022/23 | 269.75 | 127.75 | 35
2022/23 | 270.25 | 127.75 | 36
2022/23 | 270.75 | 127.75 | 20
2022/23 | 271.25 | 127.75 | 36
2022/23 | 271.75 | 127.75 | 37
2022/23 | 272.25 | 127.75 | 35
2022/23 | 272.75 | 127.75 | 41
2022/23 | 273.25 | 127.75 | 44
2022/23 | 273.75 | 127.75 | 44
2022/23 | 274.25 | 127.75 | 41
2022/23 | 274.75 | 127.75 | 48
2022/23 | 275.25 | 127.75 | 47
2022/23 | 275.75 | 127.75 | 48
2022/23 | 276.25 | 127.75 | 44
2022/23 | 276.75 | 127.75 | 61
2022/23 | 277.25 | 127.75 | 48
2022/23 | 277.75 | 127.75 | 35
2022/23 | 278.25 | 127.75 | 44
2022/23 | 278.75 | 127.75 | 41
2022/23 | 279.25 | 127.75 | 49
2022/23 | 279.75 | 127.75 | 49
2022/23 | 280.25 | 127.75 | 67
2022/23 | 280.75 | 127.75 | 49
2022/23 | 281.25 | 127.75 | 50
2022/23 | 281.75 | 127.75 | 47
2022/23 | 282.25 | 127.75 | 55
2022/23 | 282.75 | 127.75 | 63
2022/23 | 283.25 | 127.75 | 57
2022/23 | 283.75 | 127.75 | 39
2022/23 | 284.25 | 127.75 | 50
2022/23 | 284.75 | 127.75 | 66
2022/23 | 285.25 | 127.75 | 62
2022/23 | 285.75 | 127.75 | 52
2022/23 | 286.25 | 127.75 | 62
2022/23 | 286.75 | 127.75 | 65
2022/23 | 287.25 | 127.75 | 55
2022/23 | 287.75 | 127.75 | 69
2022/23 | 288.25 | 127.75 | 63
2022/23 | 288.75 | 127.75 | 53
2022/23 | 289.25 | 127.75 | 60
2022/23 | 289.75 | 127.75 | 74
2022/23 | 290.25 | 127.75 | 59
2022/23 | 290.75 | 127.75 | 65
2022/23 | 291.25 | 127.75 | 64
2022/23 | 291.75 | 127.75 | 45
2022/23 | 292.25 | 127.75 | 51
2022/23 | 292.75 | 127.75 | 48
2022/23 | 293.25 | 127.75 | 53
2022/23 | 293.75 | 127.75 | 75
2022/23 | 294.25 | 127.75 | 61
2022/23 | 294.75 | 127.75 | 56
2022/23 | 295.25 | 127.75 | 57
2022/23 | 295.75 | 127.75 | 54
2022/23 | 296.25 | 127.75 | 68
2022/23 | 296.75 | 127.75 | 73
2022/23 | 297.25 | 127.75 | 72
2022/23 | 297.75 | 127.75 | 66
2022/23 | 298.25 | 127.75 | 54
2022/23 | 298.75 | 127.75 | 70
2022/23 | 299.25 | 127.75 | 61
2022/23 | 299.75 | 127.75 | 64
2022/23 | 300.25 | 127.75 | 64
2022/23 | 300.75 | 127.75 | 60
2022/23 | 301.25 | 127.75 | 70
2022/23 | 301.75 | 127.75 | 69
2022/23 | 302.25 | 127.75 | 63
2022/23 | 302.75 | 127.75 | 66
2022/23 | 303.25 | 127.75 | 63
2022/23 | 303.75 | 127.75 | 61
2022/23 | 304.25 | 127.75 | 78
2022/23 | 304.75 | 127.75 | 59
2022/23 | 305.25 | 127.75 | 72
2022/23 | 305.75 | 127.75 | 63
2022/23 | 306.25 | 127.75 | 72
2022/23 | 306.75 | 127.75 | 74
2022/23 | 307.25 | 127.75 | 67
2022/23 | 307.75 | 127.75 | 65
2022/23 | 308.25 | 127.75 | 65
2022/23 | 308.75 | 127.75 | 79
2022/23 | 309.25 | 127.75 | 68
2022/23 | 309.75 | 127.75 | 70
2022/23 | 310.25 | 127.75 | 77
2022/23 | 310.75 | 127.75 | 75
2022/23 | 311.25 | 127.75 | 53
2022/23 | 311.75 | 127.75 | 66
2022/23 | 312.25 | 127.75 | 78
2022/23 | 312.75 | 127.75 | 51
2022/23 | 313.25 | 127.75 | 87
2022/23 | 313.75 | 127.75 | 67
2022/23 | 314.25 | 127.75 | 63
2022/23 | 314.75 | 127.75 | 70
2022/23 | 315.25 | 127.75 | 77
2022/23 | 315.75 | 127.75 | 65
2022/23 | 316.25 | 127.75 | 68
2022/23 | 316.75 | 127.75 | 74
2022/23 | 317.25 | 127.75 | 70
2022/23 | 317.75 | 127.75 | 58
2022/23 | 318.25 | 127.75 | 57
2022/23 | 318.75 | 127.75 | 68
2022/23 | 319.25 | 127.75 | 46
2022/23 | 319.75 | 127.75 | 74
2022/23 | 320.25 | 127.75 | 65
2022/23 | 320.75 | 127.75 | 80
2022/23 | 321.25 | 127.75 | 62
2022/23 | 321.75 | 127.75 | 55
2022/23 | 322.25 | 127.75 | 74
2022/23 | 322.75 | 127.75 | 48
2022/23 | 323.25 | 127.75 | 66
2022/23 | 323.75 | 127.75 | 62
2022/23 | 324.25 | 127.75 | 58
2022/23 | 324.75 | 127.75 | 68
2022/23 | 325.25 | 127.75 | 52
2022/23 | 325.75 | 127.75 | 58
2022/23 | 326.25 | 127.75 | 50
2022/23 | 326.75 | 127.75 | 47
2022/23 | 327.25 | 127.75 | 56
2022/23 | 327.75 | 127.75 | 53
2022/23 | 328.25 | 127.75 | 74
2022/23 | 328.75 | 127.75 | 54
2022/23 | 329.25 | 127.75 | 51
2022/23 | 329.75 | 127.75 | 45
2022/23 | 330.25 | 127.75 | 55
2022/23 | 330.75 | 127.75 | 54
2022/23 | 331.25 | 127.75 | 47
2022/23 | 331.75 | 127.75 | 56
2022/23 | 332.25 | 127.75 | 49
2022/23 | 332.75 | 127.75 | 59
2022/23 | 333.25 | 127.75 | 47
2022/23 | 333.75 | 127.75 | 53
2022/23 | 334.25 | 127.75 | 45
2022/23 | 334.75 | 127.75 | 53
2022/23 | 335.25 | 127.75 | 57
2022/23 | 335.75 | 127.75 | 54
2022/23 | 336.25 | 127.75 | 45
2022/23 | 336.75 | 127.75 | 40
2022/23 | 337.25 | 127.75 | 52
2022/23 | 337.75 | 127.75 | 38
2022/23 | 338.25 | 127.75 | 34
2022/23 | 338.75 | 127.75 | 40
2022/23 | 339.25 | 127.75 | 46
2022/23 | 339.75 | 127.75 | 60
2022/23 | 340.25 | 127.75 | 49
2022/23 | 340.75 | 127.75 | 25
2022/23 | 341.25 | 127.75 | 50
2022/23 | 341.75 | 127.75 | 39
2022/23 | 342.25 | 127.75 | 46
2022/23 | 342.75 | 127.75 | 44
2022/23 | 343.25 | 127.75 | 49
2022/23 | 343.75 | 127.75 | 46
2022/23 | 344.25 | 127.75 | 40
2022/23 | 344.75 | 127.75 | 27
2022/23 | 345.25 | 127.75 | 42
2022/23 | 345.75 | 127.75 | 36
2022/23 | 346.25 | 127.75 | 34
2022/23 | 346.75 | 127.75 | 36
2022/23 | 347.25 | 127.75 | 60
2022/23 | 347.75 | 127.75 | 28
2022/23 | 348.25 | 127.75 | 37
2022/23 | 348.75 | 127.75 | 39
2022/23 | 349.25 | 127.75 | 33
2022/23 | 349.75 | 127.75 | 42
2022/23 | 350.25 | 127.75 | 34
2022/23 | 350.75 | 127.75 | 35
2022/23 | 351.25 | 127.75 | 30
2022/23 | 351.75 | 127.75 | 40
2022/23 | 352.25 | 127.75 | 34
2022/23 | 352.75 | 127.75 | 34
2022/23 | 353.25 | 127.75 | 32
2022/23 | 353.75 | 127.75 | 50
2022/23 | 354.25 | 127.75 | 31
2022/23 | 354.75 | 127.75 | 35
2022/23 | 355.25 | 127.75 | 37
2022/23 | 355.75 | 127.75 | 25
2022/23 | 356.25 | 127.75 | 34
2022/23 | 356.75 | 127.75 | 37
2022/23 | 357.25 | 127.75 | 22
2022/23 | 357.75 | 127.75 | 28
2022/23 | 358.25 | 127.75 | 17
2022/23 | 358.75 | 127.75 | 29
2022/23 | 359.25 | 127.75 | 33
2022/23 | 359.75 | 127.75 | 25
2022/23 | 360.25 | 127.75 | 30
2022/23 | 360.75 | 127.75 | 29
2022/23 | 361.25 | 127.75 | 33
2022/23 | 361.75 | 127.75 | 35
2022/23 | 362.25 | 127.75 | 29
2022/23 | 362.75 | 127.75 | 25
2022/23 | 363.25 | 127.75 | 17
2022/23 | 363.75 | 127.75 | 20
2022/23 | 364.25 | 127.75 | 23
2022/23 | 364.75 | 127.75 | 22
2022/23 | 365.25 | 127.75 | 22
2022/23 | 365.75 | 127.75 | 26
2022/23 | 366.25 | 127.75 | 19
2022/23 | 366.75 | 127.75 | 22
2022/23 | 367.25 | 127.75 | 19
2022/23 | 367.75 | 127.75 | 22
2022/23 | 368.25 | 127.75 | 21
2022/23 | 368.75 | 127.75 | 20
2022/23 | 369.25 | 127.75 | 10
2022/23 | 369.75 | 127.75 | 16
2022/23 | 370.25 | 127.75 | 14
2022/23 | 370.75 | 127.75 | 21
2022/23 | 371.25 | 127.75 | 17
2022/23 | 371.75 | 127.75 | 19
2022/23 | 372.25 | 127.75 | 13
2022/23 | 372.75 | 127.75 | 14
2022/23 | 373.25 | 127.75 | 17
2022/23 | 373.75 | 127.75 | 15
2022/23 | 374.25 | 127.75 | 18
2022/23 | 374.75 | 127.75 | 18
2022/23 | 375.25 | 127.75 | 11
2022/23 | 375.75 | 127.75 | 10
2022/23 | 376.25 | 127.75 | 10
2022/23 | 376.75 | 127.75 | 13
2022/23 | 377.25 | 127.75 | 19
2022/23 | 377.75 | 127.75 | 14
2022/23 | 378.25 | 127.75 | 11
2022/23 | 378.75 | 127.75 | 10
2022/23 | 379.25 | 127.75 | 22
2022/23 | 379.75 | 127.75 | 16
2022/23 | 380.25 | 127.75 | 13
2022/23 | 380.75 | 127.75 | 8
2022/23 | 381.25 | 127.75 | 5
2022/23 | 381.75 | 127.75 | 8
2022/23 | 382.25 | 127.75 | 14
2022/23 | 382.75 | 127.75 | 15
2022/23 | 383.25 | 127.75 | 8
2022/23 | 383.75 | 127.75 | 14
2022/23 | 384.25 | 127.75 | 12
2022/23 | 384.75 | 127.75 | 10
2022/23 | 385.25 | 127.75 | 6
2022/23 | 385.75 | 127.75 | 8
2022/23 | 386.25 | 127.75 | 15
2022/23 | 386.75 | 127.75 | 16
2022/23 | 387.25 | 127.75 | 11
2022/23 | 387.75 | 127.75 | 8
2022/23 | 388.25 | 127.75 | 8
2022/23 | 388.75 | 127.75 | 9
2022/23 | 389.25 | 127.75 | 7
2022/23 | 389.75 | 127.75 | 10
2022/23 | 390.25 | 127.75 | 6
2022/23 | 390.75 | 127.75 | 12
2022/23 | 391.25 | 127.75 | 5
2022/23 | 391.75 | 127.75 | 8
2022/23 | 392.25 | 127.75 | 11
2022/23 | 392.75 | 127.75 | 7
2022/23 | 393.25 | 127.75 | 8
2022/23 | 393.75 | 127.75 | 10
2022/23 | 394.25 | 127.75 | 4
2022/23 | 394.75 | 127.75 | 5
2022/23 | 395.25 | 127.75 | 2
2022/23 | 395.75 | 127.75 | 7
2022/23 | 396.25 | 127.75 | 9
2022/23 | 396.75 | 127.75 | 8
2022/23 | 397.25 | 127.75 | 8
2022/23 | 397.75 | 127.75 | 7
2022/23 | 398.25 | 127.75 | 5
2022/23 | 398.75 | 127.75 | 5
2022/23 | 399.25 | 127.75 | 7
2022/23 | 399.75 | 127.75 | 3
2022/23 | 400.25 | 127.75 | 7
2022/23 | 400.75 | 127.75 | 6
2022/23 | 401.25 | 127.75 | 5
2022/23 | 401.75 | 127.75 | 6
2022/23 | 402.25 | 127.75 | 5
2022/23 | 402.75 | 127.75 | 3
2022/23 | 403.25 | 127.75 | 7
2022/23 | 403.75 | 127.75 | 8
2022/23 | 404.25 | 127.75 | 8
2022/23 | 404.75 | 127.75 | 3
2022/23 | 405.25 | 127.75 | 9
2022/23 | 405.75 | 127.75 | 10
2022/23 | 406.25 | 127.75 | 4
2022/23 | 406.75 | 127.75 | 4
2022/23 | 407.75 | 127.75 | 3
2022/23 | 408.25 | 127.75 | 6
2022/23 | 408.75 | 127.75 | 7
2022/23 | 409.25 | 127.75 | 3
2022/23 | 409.75 | 127.75 | 2
2022/23 | 410.25 | 127.75 | 2
2022/23 | 410.75 | 127.75 | 1
2022/23 | 411.25 | 127.75 | 1
2022/23 | 411.75 | 127.75 | 1
2022/23 | 412.25 | 127.75 | 3
2022/23 | 412.75 | 127.75 | 3
2022/23 | 413.25 | 127.75 | 2
2022/23 | 413.75 | 127.75 | 4
2022/23 | 414.25 | 127.75 | 3
2022/23 | 414.75 | 127.75 | 2
2022/23 | 415.25 | 127.75 | 4
2022/23 | 415.75 | 127.75 | 2
2022/23 | 416.25 | 127.75 | 3
2022/23 | 416.75 | 127.75 | 1
2022/23 | 417.25 | 127.75 | 4
2022/23 | 417.75 | 127.75 | 1
2022/23 | 418.75 | 127.75 | 1
2022/23 | 419.25 | 127.75 | 4
2022/23 | 419.75 | 127.75 | 2
2022/23 | 420.25 | 127.75 | 2
2022/23 | 421.25 | 127.75 | 1
2022/23 | 421.75 | 127.75 | 2
2022/23 | 422.25 | 127.75 | 2
2022/23 | 423.25 | 127.75 | 3
2022/23 | 423.75 | 127.75 | 1
2022/23 | 424.75 | 127.75 | 5
2022/23 | 425.25 | 127.75 | 1
2022/23 | 425.75 | 127.75 | 2
2022/23 | 426.25 | 127.75 | 3
2022/23 | 426.75 | 127.75 | 3
2022/23 | 427.25 | 127.75 | 2
2022/23 | 427.75 | 127.75 | 1
2022/23 | 429.25 | 127.75 | 6
2022/23 | 430.25 | 127.75 | 2
2022/23 | 430.75 | 127.75 | 3
2022/23 | 431.75 | 127.75 | 2
2022/23 | 432.25 | 127.75 | 2
2022/23 | 432.75 | 127.75 | 1
2022/23 | 434.25 | 127.75 | 1
2022/23 | 436.25 | 127.75 | 2
2022/23 | 436.75 | 127.75 | 1
2022/23 | 437.25 | 127.75 | 2
2022/23 | 438.25 | 127.75 | 2
2022/23 | 439.75 | 127.75 | 1
2022/23 | 442.25 | 127.75 | 2
2022/23 | 442.75 | 127.75 | 1
2022/23 | 443.25 | 127.75 | 1
2022/23 | 443.75 | 127.75 | 1
2022/23 | 444.25 | 127.75 | 1
2022/23 | 445.25 | 127.75 | 1
2022/23 | 446.25 | 127.75 | 1
2022/23 | 447.75 | 127.75 | 1
2022/23 | 448.75 | 127.75 | 1
2022/23 | 450.25 | 127.75 | 2
2022/23 | 451.25 | 127.75 | 1
2022/23 | 451.75 | 127.75 | 1
2022/23 | 454.75 | 127.75 | 1
2022/23 | 458.75 | 127.75 | 1
2022/23 | 459.75 | 127.75 | 1
2022/23 | 465.25 | 127.75 | 1
2022/23 | 467.25 | 127.75 | 1
2022/23 | 477.25 | 127.75 | 1
2022/23 | 193.75 | 128.25 | 1
2022/23 | 194.75 | 128.25 | 1
2022/23 | 200.25 | 128.25 | 1
2022/23 | 203.25 | 128.25 | 1
2022/23 | 204.25 | 128.25 | 1
2022/23 | 204.75 | 128.25 | 1
2022/23 | 205.75 | 128.25 | 1
2022/23 | 207.25 | 128.25 | 1
2022/23 | 208.75 | 128.25 | 1
2022/23 | 209.25 | 128.25 | 1
2022/23 | 209.75 | 128.25 | 1
2022/23 | 210.25 | 128.25 | 1
2022/23 | 214.25 | 128.25 | 1
2022/23 | 214.75 | 128.25 | 2
2022/23 | 215.25 | 128.25 | 2
2022/23 | 215.75 | 128.25 | 1
2022/23 | 216.25 | 128.25 | 1
2022/23 | 216.75 | 128.25 | 1
2022/23 | 217.75 | 128.25 | 1
2022/23 | 218.75 | 128.25 | 1
2022/23 | 219.25 | 128.25 | 2
2022/23 | 219.75 | 128.25 | 1
2022/23 | 220.25 | 128.25 | 3
2022/23 | 220.75 | 128.25 | 2
2022/23 | 221.25 | 128.25 | 2
2022/23 | 222.25 | 128.25 | 3
2022/23 | 222.75 | 128.25 | 5
2022/23 | 223.25 | 128.25 | 3
2022/23 | 223.75 | 128.25 | 2
2022/23 | 224.25 | 128.25 | 2
2022/23 | 224.75 | 128.25 | 1
2022/23 | 225.25 | 128.25 | 2
2022/23 | 227.75 | 128.25 | 2
2022/23 | 228.25 | 128.25 | 2
2022/23 | 228.75 | 128.25 | 1
2022/23 | 229.25 | 128.25 | 2
2022/23 | 230.25 | 128.25 | 2
2022/23 | 230.75 | 128.25 | 2
2022/23 | 231.25 | 128.25 | 2
2022/23 | 231.75 | 128.25 | 3
2022/23 | 232.25 | 128.25 | 1
2022/23 | 232.75 | 128.25 | 2
2022/23 | 233.25 | 128.25 | 1
2022/23 | 234.25 | 128.25 | 4
2022/23 | 234.75 | 128.25 | 4
2022/23 | 235.25 | 128.25 | 5
2022/23 | 235.75 | 128.25 | 3
2022/23 | 236.25 | 128.25 | 1
2022/23 | 237.25 | 128.25 | 2
2022/23 | 237.75 | 128.25 | 9
2022/23 | 238.25 | 128.25 | 1
2022/23 | 238.75 | 128.25 | 3
2022/23 | 239.25 | 128.25 | 2
2022/23 | 239.75 | 128.25 | 2
2022/23 | 240.25 | 128.25 | 3
2022/23 | 240.75 | 128.25 | 4
2022/23 | 241.25 | 128.25 | 3
2022/23 | 241.75 | 128.25 | 2
2022/23 | 242.25 | 128.25 | 1
2022/23 | 242.75 | 128.25 | 4
2022/23 | 243.25 | 128.25 | 6
2022/23 | 243.75 | 128.25 | 4
2022/23 | 244.25 | 128.25 | 5
2022/23 | 244.75 | 128.25 | 3
2022/23 | 245.25 | 128.25 | 3
2022/23 | 245.75 | 128.25 | 5
2022/23 | 246.25 | 128.25 | 6
2022/23 | 246.75 | 128.25 | 3
2022/23 | 247.25 | 128.25 | 10
2022/23 | 247.75 | 128.25 | 7
2022/23 | 248.25 | 128.25 | 5
2022/23 | 248.75 | 128.25 | 8
2022/23 | 249.25 | 128.25 | 10
2022/23 | 249.75 | 128.25 | 4
2022/23 | 250.25 | 128.25 | 6
2022/23 | 250.75 | 128.25 | 14
2022/23 | 251.25 | 128.25 | 7
2022/23 | 251.75 | 128.25 | 9
2022/23 | 252.25 | 128.25 | 14
2022/23 | 252.75 | 128.25 | 10
2022/23 | 253.25 | 128.25 | 15
2022/23 | 253.75 | 128.25 | 15
2022/23 | 254.25 | 128.25 | 12
2022/23 | 254.75 | 128.25 | 16
2022/23 | 255.25 | 128.25 | 21
2022/23 | 255.75 | 128.25 | 13
2022/23 | 256.25 | 128.25 | 12
2022/23 | 256.75 | 128.25 | 15
2022/23 | 257.25 | 128.25 | 17
2022/23 | 257.75 | 128.25 | 22
2022/23 | 258.25 | 128.25 | 15
2022/23 | 258.75 | 128.25 | 14
2022/23 | 259.25 | 128.25 | 14
2022/23 | 259.75 | 128.25 | 17
2022/23 | 260.25 | 128.25 | 14
2022/23 | 260.75 | 128.25 | 16
2022/23 | 261.25 | 128.25 | 23
2022/23 | 261.75 | 128.25 | 24
2022/23 | 262.25 | 128.25 | 13
2022/23 | 262.75 | 128.25 | 22
2022/23 | 263.25 | 128.25 | 28
2022/23 | 263.75 | 128.25 | 25
2022/23 | 264.25 | 128.25 | 26
2022/23 | 264.75 | 128.25 | 23
2022/23 | 265.25 | 128.25 | 21
2022/23 | 265.75 | 128.25 | 32
2022/23 | 266.25 | 128.25 | 20
2022/23 | 266.75 | 128.25 | 29
2022/23 | 267.25 | 128.25 | 31
2022/23 | 267.75 | 128.25 | 23
2022/23 | 268.25 | 128.25 | 24
2022/23 | 268.75 | 128.25 | 31
2022/23 | 269.25 | 128.25 | 21
2022/23 | 269.75 | 128.25 | 36
2022/23 | 270.25 | 128.25 | 30
2022/23 | 270.75 | 128.25 | 26
2022/23 | 271.25 | 128.25 | 36
2022/23 | 271.75 | 128.25 | 27
2022/23 | 272.25 | 128.25 | 38
2022/23 | 272.75 | 128.25 | 25
2022/23 | 273.25 | 128.25 | 37
2022/23 | 273.75 | 128.25 | 31
2022/23 | 274.25 | 128.25 | 32
2022/23 | 274.75 | 128.25 | 45
2022/23 | 275.25 | 128.25 | 49
2022/23 | 275.75 | 128.25 | 57
2022/23 | 276.25 | 128.25 | 43
2022/23 | 276.75 | 128.25 | 41
2022/23 | 277.25 | 128.25 | 42
2022/23 | 277.75 | 128.25 | 33
2022/23 | 278.25 | 128.25 | 45
2022/23 | 278.75 | 128.25 | 43
2022/23 | 279.25 | 128.25 | 42
2022/23 | 279.75 | 128.25 | 54
2022/23 | 280.25 | 128.25 | 52
2022/23 | 280.75 | 128.25 | 38
2022/23 | 281.25 | 128.25 | 40
2022/23 | 281.75 | 128.25 | 44
2022/23 | 282.25 | 128.25 | 59
2022/23 | 282.75 | 128.25 | 39
2022/23 | 283.25 | 128.25 | 54
2022/23 | 283.75 | 128.25 | 57
2022/23 | 284.25 | 128.25 | 54
2022/23 | 284.75 | 128.25 | 58
2022/23 | 285.25 | 128.25 | 52
2022/23 | 285.75 | 128.25 | 44
2022/23 | 286.25 | 128.25 | 49
2022/23 | 286.75 | 128.25 | 53
2022/23 | 287.25 | 128.25 | 53
2022/23 | 287.75 | 128.25 | 62
2022/23 | 288.25 | 128.25 | 54
2022/23 | 288.75 | 128.25 | 57
2022/23 | 289.25 | 128.25 | 50
2022/23 | 289.75 | 128.25 | 64
2022/23 | 290.25 | 128.25 | 46
2022/23 | 290.75 | 128.25 | 69
2022/23 | 291.25 | 128.25 | 77
2022/23 | 291.75 | 128.25 | 59
2022/23 | 292.25 | 128.25 | 55
2022/23 | 292.75 | 128.25 | 53
2022/23 | 293.25 | 128.25 | 63
2022/23 | 293.75 | 128.25 | 69
2022/23 | 294.25 | 128.25 | 56
2022/23 | 294.75 | 128.25 | 64
2022/23 | 295.25 | 128.25 | 58
2022/23 | 295.75 | 128.25 | 60
2022/23 | 296.25 | 128.25 | 51
2022/23 | 296.75 | 128.25 | 56
2022/23 | 297.25 | 128.25 | 72
2022/23 | 297.75 | 128.25 | 53
2022/23 | 298.25 | 128.25 | 51
2022/23 | 298.75 | 128.25 | 49
2022/23 | 299.25 | 128.25 | 64
2022/23 | 299.75 | 128.25 | 55
2022/23 | 300.25 | 128.25 | 66
2022/23 | 300.75 | 128.25 | 57
2022/23 | 301.25 | 128.25 | 58
2022/23 | 301.75 | 128.25 | 69
2022/23 | 302.25 | 128.25 | 62
2022/23 | 302.75 | 128.25 | 55
2022/23 | 303.25 | 128.25 | 54
2022/23 | 303.75 | 128.25 | 68
2022/23 | 304.25 | 128.25 | 73
2022/23 | 304.75 | 128.25 | 62
2022/23 | 305.25 | 128.25 | 68
2022/23 | 305.75 | 128.25 | 54
2022/23 | 306.25 | 128.25 | 63
2022/23 | 306.75 | 128.25 | 71
2022/23 | 307.25 | 128.25 | 67
2022/23 | 307.75 | 128.25 | 68
2022/23 | 308.25 | 128.25 | 79
2022/23 | 308.75 | 128.25 | 56
2022/23 | 309.25 | 128.25 | 64
2022/23 | 309.75 | 128.25 | 61
2022/23 | 310.25 | 128.25 | 57
2022/23 | 310.75 | 128.25 | 70
2022/23 | 311.25 | 128.25 | 56
2022/23 | 311.75 | 128.25 | 68
2022/23 | 312.25 | 128.25 | 56
2022/23 | 312.75 | 128.25 | 68
2022/23 | 313.25 | 128.25 | 59
2022/23 | 313.75 | 128.25 | 65
2022/23 | 314.25 | 128.25 | 68
2022/23 | 314.75 | 128.25 | 55
2022/23 | 315.25 | 128.25 | 74
2022/23 | 315.75 | 128.25 | 57
2022/23 | 316.25 | 128.25 | 56
2022/23 | 316.75 | 128.25 | 57
2022/23 | 317.25 | 128.25 | 53
2022/23 | 317.75 | 128.25 | 52
2022/23 | 318.25 | 128.25 | 64
2022/23 | 318.75 | 128.25 | 55
2022/23 | 319.25 | 128.25 | 57
2022/23 | 319.75 | 128.25 | 74
2022/23 | 320.25 | 128.25 | 63
2022/23 | 320.75 | 128.25 | 69
2022/23 | 321.25 | 128.25 | 58
2022/23 | 321.75 | 128.25 | 66
2022/23 | 322.25 | 128.25 | 66
2022/23 | 322.75 | 128.25 | 60
2022/23 | 323.25 | 128.25 | 52
2022/23 | 323.75 | 128.25 | 57
2022/23 | 324.25 | 128.25 | 66
2022/23 | 324.75 | 128.25 | 67
2022/23 | 325.25 | 128.25 | 66
2022/23 | 325.75 | 128.25 | 58
2022/23 | 326.25 | 128.25 | 72
2022/23 | 326.75 | 128.25 | 68
2022/23 | 327.25 | 128.25 | 69
2022/23 | 327.75 | 128.25 | 52
2022/23 | 328.25 | 128.25 | 56
2022/23 | 328.75 | 128.25 | 51
2022/23 | 329.25 | 128.25 | 50
2022/23 | 329.75 | 128.25 | 44
2022/23 | 330.25 | 128.25 | 49
2022/23 | 330.75 | 128.25 | 43
2022/23 | 331.25 | 128.25 | 48
2022/23 | 331.75 | 128.25 | 53
2022/23 | 332.25 | 128.25 | 41
2022/23 | 332.75 | 128.25 | 64
2022/23 | 333.25 | 128.25 | 58
2022/23 | 333.75 | 128.25 | 47
2022/23 | 334.25 | 128.25 | 46
2022/23 | 334.75 | 128.25 | 50
2022/23 | 335.25 | 128.25 | 48
2022/23 | 335.75 | 128.25 | 39
2022/23 | 336.25 | 128.25 | 46
2022/23 | 336.75 | 128.25 | 39
2022/23 | 337.25 | 128.25 | 47
2022/23 | 337.75 | 128.25 | 40
2022/23 | 338.25 | 128.25 | 50
2022/23 | 338.75 | 128.25 | 51
2022/23 | 339.25 | 128.25 | 36
2022/23 | 339.75 | 128.25 | 38
2022/23 | 340.25 | 128.25 | 37
2022/23 | 340.75 | 128.25 | 33
2022/23 | 341.25 | 128.25 | 39
2022/23 | 341.75 | 128.25 | 41
2022/23 | 342.25 | 128.25 | 43
2022/23 | 342.75 | 128.25 | 33
2022/23 | 343.25 | 128.25 | 40
2022/23 | 343.75 | 128.25 | 48
2022/23 | 344.25 | 128.25 | 46
2022/23 | 344.75 | 128.25 | 32
2022/23 | 345.25 | 128.25 | 44
2022/23 | 345.75 | 128.25 | 42
2022/23 | 346.25 | 128.25 | 42
2022/23 | 346.75 | 128.25 | 40
2022/23 | 347.25 | 128.25 | 28
2022/23 | 347.75 | 128.25 | 33
2022/23 | 348.25 | 128.25 | 47
2022/23 | 348.75 | 128.25 | 34
2022/23 | 349.25 | 128.25 | 26
2022/23 | 349.75 | 128.25 | 29
2022/23 | 350.25 | 128.25 | 33
2022/23 | 350.75 | 128.25 | 30
2022/23 | 351.25 | 128.25 | 35
2022/23 | 351.75 | 128.25 | 29
2022/23 | 352.25 | 128.25 | 46
2022/23 | 352.75 | 128.25 | 37
2022/23 | 353.25 | 128.25 | 31
2022/23 | 353.75 | 128.25 | 27
2022/23 | 354.25 | 128.25 | 32
2022/23 | 354.75 | 128.25 | 40
2022/23 | 355.25 | 128.25 | 24
2022/23 | 355.75 | 128.25 | 32
2022/23 | 356.25 | 128.25 | 30
2022/23 | 356.75 | 128.25 | 30
2022/23 | 357.25 | 128.25 | 28
2022/23 | 357.75 | 128.25 | 29
2022/23 | 358.25 | 128.25 | 32
2022/23 | 358.75 | 128.25 | 27
2022/23 | 359.25 | 128.25 | 24
2022/23 | 359.75 | 128.25 | 27
2022/23 | 360.25 | 128.25 | 40
2022/23 | 360.75 | 128.25 | 22
2022/23 | 361.25 | 128.25 | 25
2022/23 | 361.75 | 128.25 | 29
2022/23 | 362.25 | 128.25 | 23
2022/23 | 362.75 | 128.25 | 19
2022/23 | 363.25 | 128.25 | 19
2022/23 | 363.75 | 128.25 | 34
2022/23 | 364.25 | 128.25 | 17
2022/23 | 364.75 | 128.25 | 23
2022/23 | 365.25 | 128.25 | 20
2022/23 | 365.75 | 128.25 | 30
2022/23 | 366.25 | 128.25 | 14
2022/23 | 366.75 | 128.25 | 24
2022/23 | 367.25 | 128.25 | 24
2022/23 | 367.75 | 128.25 | 21
2022/23 | 368.25 | 128.25 | 23
2022/23 | 368.75 | 128.25 | 18
2022/23 | 369.25 | 128.25 | 22
2022/23 | 369.75 | 128.25 | 10
2022/23 | 370.25 | 128.25 | 15
2022/23 | 370.75 | 128.25 | 18
2022/23 | 371.25 | 128.25 | 16
2022/23 | 371.75 | 128.25 | 24
2022/23 | 372.25 | 128.25 | 17
2022/23 | 372.75 | 128.25 | 17
2022/23 | 373.25 | 128.25 | 18
2022/23 | 373.75 | 128.25 | 22
2022/23 | 374.25 | 128.25 | 20
2022/23 | 374.75 | 128.25 | 11
2022/23 | 375.25 | 128.25 | 12
2022/23 | 375.75 | 128.25 | 11
2022/23 | 376.25 | 128.25 | 12
2022/23 | 376.75 | 128.25 | 8
2022/23 | 377.25 | 128.25 | 18
2022/23 | 377.75 | 128.25 | 12
2022/23 | 378.25 | 128.25 | 14
2022/23 | 378.75 | 128.25 | 11
2022/23 | 379.25 | 128.25 | 16
2022/23 | 379.75 | 128.25 | 9
2022/23 | 380.25 | 128.25 | 9
2022/23 | 380.75 | 128.25 | 9
2022/23 | 381.25 | 128.25 | 12
2022/23 | 381.75 | 128.25 | 19
2022/23 | 382.25 | 128.25 | 16
2022/23 | 382.75 | 128.25 | 12
2022/23 | 383.25 | 128.25 | 11
2022/23 | 383.75 | 128.25 | 6
2022/23 | 384.25 | 128.25 | 18
2022/23 | 384.75 | 128.25 | 14
2022/23 | 385.25 | 128.25 | 7
2022/23 | 385.75 | 128.25 | 9
2022/23 | 386.25 | 128.25 | 11
2022/23 | 386.75 | 128.25 | 14
2022/23 | 387.25 | 128.25 | 15
2022/23 | 387.75 | 128.25 | 10
2022/23 | 388.25 | 128.25 | 10
2022/23 | 388.75 | 128.25 | 14
2022/23 | 389.25 | 128.25 | 7
2022/23 | 389.75 | 128.25 | 7
2022/23 | 390.25 | 128.25 | 9
2022/23 | 390.75 | 128.25 | 6
2022/23 | 391.25 | 128.25 | 6
2022/23 | 391.75 | 128.25 | 8
2022/23 | 392.25 | 128.25 | 14
2022/23 | 392.75 | 128.25 | 11
2022/23 | 393.25 | 128.25 | 5
2022/23 | 393.75 | 128.25 | 7
2022/23 | 394.25 | 128.25 | 7
2022/23 | 394.75 | 128.25 | 10
2022/23 | 395.25 | 128.25 | 7
2022/23 | 395.75 | 128.25 | 5
2022/23 | 396.25 | 128.25 | 9
2022/23 | 396.75 | 128.25 | 10
2022/23 | 397.25 | 128.25 | 7
2022/23 | 397.75 | 128.25 | 6
2022/23 | 398.25 | 128.25 | 9
2022/23 | 398.75 | 128.25 | 6
2022/23 | 399.25 | 128.25 | 7
2022/23 | 399.75 | 128.25 | 10
2022/23 | 400.25 | 128.25 | 5
2022/23 | 400.75 | 128.25 | 5
2022/23 | 401.25 | 128.25 | 9
2022/23 | 401.75 | 128.25 | 4
2022/23 | 402.25 | 128.25 | 7
2022/23 | 402.75 | 128.25 | 2
2022/23 | 403.25 | 128.25 | 8
2022/23 | 403.75 | 128.25 | 3
2022/23 | 404.25 | 128.25 | 3
2022/23 | 404.75 | 128.25 | 5
2022/23 | 405.25 | 128.25 | 7
2022/23 | 405.75 | 128.25 | 7
2022/23 | 406.25 | 128.25 | 8
2022/23 | 406.75 | 128.25 | 6
2022/23 | 407.25 | 128.25 | 3
2022/23 | 407.75 | 128.25 | 7
2022/23 | 408.25 | 128.25 | 8
2022/23 | 408.75 | 128.25 | 6
2022/23 | 409.25 | 128.25 | 7
2022/23 | 409.75 | 128.25 | 4
2022/23 | 410.25 | 128.25 | 4
2022/23 | 410.75 | 128.25 | 7
2022/23 | 411.25 | 128.25 | 5
2022/23 | 411.75 | 128.25 | 5
2022/23 | 412.25 | 128.25 | 5
2022/23 | 412.75 | 128.25 | 1
2022/23 | 413.25 | 128.25 | 2
2022/23 | 413.75 | 128.25 | 2
2022/23 | 414.25 | 128.25 | 4
2022/23 | 414.75 | 128.25 | 5
2022/23 | 415.25 | 128.25 | 2
2022/23 | 415.75 | 128.25 | 2
2022/23 | 416.25 | 128.25 | 5
2022/23 | 417.75 | 128.25 | 5
2022/23 | 418.25 | 128.25 | 3
2022/23 | 418.75 | 128.25 | 3
2022/23 | 419.25 | 128.25 | 3
2022/23 | 419.75 | 128.25 | 3
2022/23 | 420.25 | 128.25 | 1
2022/23 | 420.75 | 128.25 | 2
2022/23 | 421.25 | 128.25 | 2
2022/23 | 422.25 | 128.25 | 3
2022/23 | 423.25 | 128.25 | 4
2022/23 | 423.75 | 128.25 | 2
2022/23 | 424.25 | 128.25 | 5
2022/23 | 424.75 | 128.25 | 5
2022/23 | 425.25 | 128.25 | 2
2022/23 | 425.75 | 128.25 | 1
2022/23 | 426.25 | 128.25 | 1
2022/23 | 426.75 | 128.25 | 5
2022/23 | 428.25 | 128.25 | 1
2022/23 | 428.75 | 128.25 | 1
2022/23 | 429.25 | 128.25 | 1
2022/23 | 429.75 | 128.25 | 1
2022/23 | 430.25 | 128.25 | 2
2022/23 | 430.75 | 128.25 | 1
2022/23 | 431.25 | 128.25 | 1
2022/23 | 431.75 | 128.25 | 2
2022/23 | 433.25 | 128.25 | 1
2022/23 | 434.25 | 128.25 | 1
2022/23 | 434.75 | 128.25 | 1
2022/23 | 435.25 | 128.25 | 2
2022/23 | 435.75 | 128.25 | 3
2022/23 | 436.25 | 128.25 | 2
2022/23 | 437.25 | 128.25 | 2
2022/23 | 437.75 | 128.25 | 1
2022/23 | 438.25 | 128.25 | 2
2022/23 | 440.25 | 128.25 | 2
2022/23 | 440.75 | 128.25 | 2
2022/23 | 441.25 | 128.25 | 1
2022/23 | 442.25 | 128.25 | 1
2022/23 | 443.25 | 128.25 | 2
2022/23 | 448.25 | 128.25 | 1
2022/23 | 448.75 | 128.25 | 2
2022/23 | 450.25 | 128.25 | 1
2022/23 | 450.75 | 128.25 | 1
2022/23 | 451.25 | 128.25 | 1
2022/23 | 451.75 | 128.25 | 1
2022/23 | 452.75 | 128.25 | 1
2022/23 | 453.25 | 128.25 | 1
2022/23 | 455.25 | 128.25 | 1
2022/23 | 456.75 | 128.25 | 1
2022/23 | 460.25 | 128.25 | 1
2022/23 | 461.75 | 128.25 | 1
2022/23 | 462.25 | 128.25 | 1
2022/23 | 468.75 | 128.25 | 1
2022/23 | 471.25 | 128.25 | 2
2022/23 | 486.25 | 128.25 | 1
2022/23 | 489.25 | 128.25 | 1
2022/23 | 531.25 | 128.25 | 1
2022/23 | 195.25 | 128.75 | 1
2022/23 | 201.75 | 128.75 | 1
2022/23 | 202.75 | 128.75 | 1
2022/23 | 206.75 | 128.75 | 1
2022/23 | 207.75 | 128.75 | 1
2022/23 | 209.25 | 128.75 | 1
2022/23 | 209.75 | 128.75 | 1
2022/23 | 212.25 | 128.75 | 1
2022/23 | 213.25 | 128.75 | 1
2022/23 | 219.25 | 128.75 | 1
2022/23 | 219.75 | 128.75 | 1
2022/23 | 220.25 | 128.75 | 1
2022/23 | 221.25 | 128.75 | 1
2022/23 | 222.75 | 128.75 | 1
2022/23 | 223.25 | 128.75 | 2
2022/23 | 224.25 | 128.75 | 1
2022/23 | 224.75 | 128.75 | 1
2022/23 | 225.75 | 128.75 | 2
2022/23 | 226.75 | 128.75 | 1
2022/23 | 227.75 | 128.75 | 2
2022/23 | 228.25 | 128.75 | 1
2022/23 | 229.25 | 128.75 | 2
2022/23 | 229.75 | 128.75 | 2
2022/23 | 230.75 | 128.75 | 2
2022/23 | 231.75 | 128.75 | 2
2022/23 | 232.25 | 128.75 | 4
2022/23 | 233.75 | 128.75 | 2
2022/23 | 234.25 | 128.75 | 2
2022/23 | 235.75 | 128.75 | 1
2022/23 | 236.25 | 128.75 | 2
2022/23 | 236.75 | 128.75 | 2
2022/23 | 237.25 | 128.75 | 4
2022/23 | 237.75 | 128.75 | 2
2022/23 | 238.25 | 128.75 | 4
2022/23 | 238.75 | 128.75 | 3
2022/23 | 239.25 | 128.75 | 5
2022/23 | 239.75 | 128.75 | 2
2022/23 | 240.25 | 128.75 | 3
2022/23 | 240.75 | 128.75 | 1
2022/23 | 241.25 | 128.75 | 2
2022/23 | 241.75 | 128.75 | 4
2022/23 | 242.25 | 128.75 | 1
2022/23 | 242.75 | 128.75 | 3
2022/23 | 243.25 | 128.75 | 1
2022/23 | 243.75 | 128.75 | 1
2022/23 | 244.25 | 128.75 | 1
2022/23 | 244.75 | 128.75 | 6
2022/23 | 245.25 | 128.75 | 4
2022/23 | 245.75 | 128.75 | 4
2022/23 | 246.25 | 128.75 | 4
2022/23 | 246.75 | 128.75 | 3
2022/23 | 247.25 | 128.75 | 4
2022/23 | 247.75 | 128.75 | 6
2022/23 | 248.25 | 128.75 | 6
2022/23 | 248.75 | 128.75 | 3
2022/23 | 249.25 | 128.75 | 7
2022/23 | 249.75 | 128.75 | 10
2022/23 | 250.25 | 128.75 | 5
2022/23 | 250.75 | 128.75 | 3
2022/23 | 251.25 | 128.75 | 8
2022/23 | 251.75 | 128.75 | 8
2022/23 | 252.25 | 128.75 | 4
2022/23 | 252.75 | 128.75 | 6
2022/23 | 253.25 | 128.75 | 7
2022/23 | 253.75 | 128.75 | 12
2022/23 | 254.25 | 128.75 | 10
2022/23 | 254.75 | 128.75 | 13
2022/23 | 255.25 | 128.75 | 14
2022/23 | 255.75 | 128.75 | 7
2022/23 | 256.25 | 128.75 | 19
2022/23 | 256.75 | 128.75 | 18
2022/23 | 257.25 | 128.75 | 15
2022/23 | 257.75 | 128.75 | 16
2022/23 | 258.25 | 128.75 | 12
2022/23 | 258.75 | 128.75 | 14
2022/23 | 259.25 | 128.75 | 23
2022/23 | 259.75 | 128.75 | 18
2022/23 | 260.25 | 128.75 | 21
2022/23 | 260.75 | 128.75 | 26
2022/23 | 261.25 | 128.75 | 18
2022/23 | 261.75 | 128.75 | 17
2022/23 | 262.25 | 128.75 | 26
2022/23 | 262.75 | 128.75 | 15
2022/23 | 263.25 | 128.75 | 23
2022/23 | 263.75 | 128.75 | 16
2022/23 | 264.25 | 128.75 | 18
2022/23 | 264.75 | 128.75 | 19
2022/23 | 265.25 | 128.75 | 20
2022/23 | 265.75 | 128.75 | 18
2022/23 | 266.25 | 128.75 | 23
2022/23 | 266.75 | 128.75 | 26
2022/23 | 267.25 | 128.75 | 28
2022/23 | 267.75 | 128.75 | 21
2022/23 | 268.25 | 128.75 | 29
2022/23 | 268.75 | 128.75 | 25
2022/23 | 269.25 | 128.75 | 25
2022/23 | 269.75 | 128.75 | 21
2022/23 | 270.25 | 128.75 | 28
2022/23 | 270.75 | 128.75 | 30
2022/23 | 271.25 | 128.75 | 28
2022/23 | 271.75 | 128.75 | 36
2022/23 | 272.25 | 128.75 | 38
2022/23 | 272.75 | 128.75 | 32
2022/23 | 273.25 | 128.75 | 30
2022/23 | 273.75 | 128.75 | 30
2022/23 | 274.25 | 128.75 | 29
2022/23 | 274.75 | 128.75 | 37
2022/23 | 275.25 | 128.75 | 38
2022/23 | 275.75 | 128.75 | 38
2022/23 | 276.25 | 128.75 | 37
2022/23 | 276.75 | 128.75 | 44
2022/23 | 277.25 | 128.75 | 27
2022/23 | 277.75 | 128.75 | 43
2022/23 | 278.25 | 128.75 | 28
2022/23 | 278.75 | 128.75 | 46
2022/23 | 279.25 | 128.75 | 44
2022/23 | 279.75 | 128.75 | 35
2022/23 | 280.25 | 128.75 | 44
2022/23 | 280.75 | 128.75 | 45
2022/23 | 281.25 | 128.75 | 50
2022/23 | 281.75 | 128.75 | 47
2022/23 | 282.25 | 128.75 | 48
2022/23 | 282.75 | 128.75 | 47
2022/23 | 283.25 | 128.75 | 46
2022/23 | 283.75 | 128.75 | 47
2022/23 | 284.25 | 128.75 | 50
2022/23 | 284.75 | 128.75 | 48
2022/23 | 285.25 | 128.75 | 53
2022/23 | 285.75 | 128.75 | 41
2022/23 | 286.25 | 128.75 | 49
2022/23 | 286.75 | 128.75 | 52
2022/23 | 287.25 | 128.75 | 65
2022/23 | 287.75 | 128.75 | 48
2022/23 | 288.25 | 128.75 | 63
2022/23 | 288.75 | 128.75 | 61
2022/23 | 289.25 | 128.75 | 50
2022/23 | 289.75 | 128.75 | 47
2022/23 | 290.25 | 128.75 | 47
2022/23 | 290.75 | 128.75 | 64
2022/23 | 291.25 | 128.75 | 51
2022/23 | 291.75 | 128.75 | 54
2022/23 | 292.25 | 128.75 | 52
2022/23 | 292.75 | 128.75 | 61
2022/23 | 293.25 | 128.75 | 53
2022/23 | 293.75 | 128.75 | 56
2022/23 | 294.25 | 128.75 | 58
2022/23 | 294.75 | 128.75 | 54
2022/23 | 295.25 | 128.75 | 48
2022/23 | 295.75 | 128.75 | 61
2022/23 | 296.25 | 128.75 | 75
2022/23 | 296.75 | 128.75 | 60
2022/23 | 297.25 | 128.75 | 46
2022/23 | 297.75 | 128.75 | 51
2022/23 | 298.25 | 128.75 | 56
2022/23 | 298.75 | 128.75 | 64
2022/23 | 299.25 | 128.75 | 62
2022/23 | 299.75 | 128.75 | 57
2022/23 | 300.25 | 128.75 | 58
2022/23 | 300.75 | 128.75 | 66
2022/23 | 301.25 | 128.75 | 70
2022/23 | 301.75 | 128.75 | 72
2022/23 | 302.25 | 128.75 | 65
2022/23 | 302.75 | 128.75 | 50
2022/23 | 303.25 | 128.75 | 61
2022/23 | 303.75 | 128.75 | 59
2022/23 | 304.25 | 128.75 | 73
2022/23 | 304.75 | 128.75 | 71
2022/23 | 305.25 | 128.75 | 76
2022/23 | 305.75 | 128.75 | 77
2022/23 | 306.25 | 128.75 | 58
2022/23 | 306.75 | 128.75 | 55
2022/23 | 307.25 | 128.75 | 71
2022/23 | 307.75 | 128.75 | 57
2022/23 | 308.25 | 128.75 | 66
2022/23 | 308.75 | 128.75 | 66
2022/23 | 309.25 | 128.75 | 61
2022/23 | 309.75 | 128.75 | 73
2022/23 | 310.25 | 128.75 | 66
2022/23 | 310.75 | 128.75 | 79
2022/23 | 311.25 | 128.75 | 79
2022/23 | 311.75 | 128.75 | 75
2022/23 | 312.25 | 128.75 | 66
2022/23 | 312.75 | 128.75 | 55
2022/23 | 313.25 | 128.75 | 60
2022/23 | 313.75 | 128.75 | 57
2022/23 | 314.25 | 128.75 | 54
2022/23 | 314.75 | 128.75 | 77
2022/23 | 315.25 | 128.75 | 54
2022/23 | 315.75 | 128.75 | 66
2022/23 | 316.25 | 128.75 | 74
2022/23 | 316.75 | 128.75 | 75
2022/23 | 317.25 | 128.75 | 47
2022/23 | 317.75 | 128.75 | 63
2022/23 | 318.25 | 128.75 | 70
2022/23 | 318.75 | 128.75 | 59
2022/23 | 319.25 | 128.75 | 62
2022/23 | 319.75 | 128.75 | 74
2022/23 | 320.25 | 128.75 | 58
2022/23 | 320.75 | 128.75 | 63
2022/23 | 321.25 | 128.75 | 47
2022/23 | 321.75 | 128.75 | 59
2022/23 | 322.25 | 128.75 | 66
2022/23 | 322.75 | 128.75 | 85
2022/23 | 323.25 | 128.75 | 56
2022/23 | 323.75 | 128.75 | 48
2022/23 | 324.25 | 128.75 | 57
2022/23 | 324.75 | 128.75 | 62
2022/23 | 325.25 | 128.75 | 65
2022/23 | 325.75 | 128.75 | 66
2022/23 | 326.25 | 128.75 | 39
2022/23 | 326.75 | 128.75 | 59
2022/23 | 327.25 | 128.75 | 51
2022/23 | 327.75 | 128.75 | 47
2022/23 | 328.25 | 128.75 | 43
2022/23 | 328.75 | 128.75 | 54
2022/23 | 329.25 | 128.75 | 66
2022/23 | 329.75 | 128.75 | 53
2022/23 | 330.25 | 128.75 | 63
2022/23 | 330.75 | 128.75 | 57
2022/23 | 331.25 | 128.75 | 44
2022/23 | 331.75 | 128.75 | 48
2022/23 | 332.25 | 128.75 | 47
2022/23 | 332.75 | 128.75 | 52
2022/23 | 333.25 | 128.75 | 40
2022/23 | 333.75 | 128.75 | 59
2022/23 | 334.25 | 128.75 | 53
2022/23 | 334.75 | 128.75 | 52
2022/23 | 335.25 | 128.75 | 45
2022/23 | 335.75 | 128.75 | 45
2022/23 | 336.25 | 128.75 | 33
2022/23 | 336.75 | 128.75 | 47
2022/23 | 337.25 | 128.75 | 45
2022/23 | 337.75 | 128.75 | 37
2022/23 | 338.25 | 128.75 | 48
2022/23 | 338.75 | 128.75 | 57
2022/23 | 339.25 | 128.75 | 50
2022/23 | 339.75 | 128.75 | 34
2022/23 | 340.25 | 128.75 | 48
2022/23 | 340.75 | 128.75 | 43
2022/23 | 341.25 | 128.75 | 39
2022/23 | 341.75 | 128.75 | 37
2022/23 | 342.25 | 128.75 | 38
2022/23 | 342.75 | 128.75 | 47
2022/23 | 343.25 | 128.75 | 45
2022/23 | 343.75 | 128.75 | 34
2022/23 | 344.25 | 128.75 | 43
2022/23 | 344.75 | 128.75 | 39
2022/23 | 345.25 | 128.75 | 31
2022/23 | 345.75 | 128.75 | 45
2022/23 | 346.25 | 128.75 | 52
2022/23 | 346.75 | 128.75 | 30
2022/23 | 347.25 | 128.75 | 29
2022/23 | 347.75 | 128.75 | 26
2022/23 | 348.25 | 128.75 | 53
2022/23 | 348.75 | 128.75 | 37
2022/23 | 349.25 | 128.75 | 37
2022/23 | 349.75 | 128.75 | 26
2022/23 | 350.25 | 128.75 | 40
2022/23 | 350.75 | 128.75 | 44
2022/23 | 351.25 | 128.75 | 29
2022/23 | 351.75 | 128.75 | 25
2022/23 | 352.25 | 128.75 | 33
2022/23 | 352.75 | 128.75 | 44
2022/23 | 353.25 | 128.75 | 32
2022/23 | 353.75 | 128.75 | 42
2022/23 | 354.25 | 128.75 | 31
2022/23 | 354.75 | 128.75 | 31
2022/23 | 355.25 | 128.75 | 34
2022/23 | 355.75 | 128.75 | 26
2022/23 | 356.25 | 128.75 | 32
2022/23 | 356.75 | 128.75 | 20
2022/23 | 357.25 | 128.75 | 24
2022/23 | 357.75 | 128.75 | 24
2022/23 | 358.25 | 128.75 | 18
2022/23 | 358.75 | 128.75 | 30
2022/23 | 359.25 | 128.75 | 22
2022/23 | 359.75 | 128.75 | 34
2022/23 | 360.25 | 128.75 | 27
2022/23 | 360.75 | 128.75 | 22
2022/23 | 361.25 | 128.75 | 34
2022/23 | 361.75 | 128.75 | 32
2022/23 | 362.25 | 128.75 | 28
2022/23 | 362.75 | 128.75 | 27
2022/23 | 363.25 | 128.75 | 29
2022/23 | 363.75 | 128.75 | 33
2022/23 | 364.25 | 128.75 | 22
2022/23 | 364.75 | 128.75 | 30
2022/23 | 365.25 | 128.75 | 23
2022/23 | 365.75 | 128.75 | 28
2022/23 | 366.25 | 128.75 | 23
2022/23 | 366.75 | 128.75 | 21
2022/23 | 367.25 | 128.75 | 22
2022/23 | 367.75 | 128.75 | 12
2022/23 | 368.25 | 128.75 | 24
2022/23 | 368.75 | 128.75 | 21
2022/23 | 369.25 | 128.75 | 19
2022/23 | 369.75 | 128.75 | 14
2022/23 | 370.25 | 128.75 | 12
2022/23 | 370.75 | 128.75 | 22
2022/23 | 371.25 | 128.75 | 19
2022/23 | 371.75 | 128.75 | 20
2022/23 | 372.25 | 128.75 | 16
2022/23 | 372.75 | 128.75 | 17
2022/23 | 373.25 | 128.75 | 23
2022/23 | 373.75 | 128.75 | 19
2022/23 | 374.25 | 128.75 | 16
2022/23 | 374.75 | 128.75 | 16
2022/23 | 375.25 | 128.75 | 14
2022/23 | 375.75 | 128.75 | 16
2022/23 | 376.25 | 128.75 | 14
2022/23 | 376.75 | 128.75 | 8
2022/23 | 377.25 | 128.75 | 16
2022/23 | 377.75 | 128.75 | 15
2022/23 | 378.25 | 128.75 | 19
2022/23 | 378.75 | 128.75 | 15
2022/23 | 379.25 | 128.75 | 8
2022/23 | 379.75 | 128.75 | 16
2022/23 | 380.25 | 128.75 | 19
2022/23 | 380.75 | 128.75 | 17
2022/23 | 381.25 | 128.75 | 7
2022/23 | 381.75 | 128.75 | 10
2022/23 | 382.25 | 128.75 | 5
2022/23 | 382.75 | 128.75 | 9
2022/23 | 383.25 | 128.75 | 16
2022/23 | 383.75 | 128.75 | 12
2022/23 | 384.25 | 128.75 | 10
2022/23 | 384.75 | 128.75 | 17
2022/23 | 385.25 | 128.75 | 10
2022/23 | 385.75 | 128.75 | 14
2022/23 | 386.25 | 128.75 | 8
2022/23 | 386.75 | 128.75 | 6
2022/23 | 387.25 | 128.75 | 14
2022/23 | 387.75 | 128.75 | 4
2022/23 | 388.25 | 128.75 | 10
2022/23 | 388.75 | 128.75 | 12
2022/23 | 389.25 | 128.75 | 6
2022/23 | 389.75 | 128.75 | 14
2022/23 | 390.25 | 128.75 | 9
2022/23 | 390.75 | 128.75 | 8
2022/23 | 391.25 | 128.75 | 6
2022/23 | 391.75 | 128.75 | 9
2022/23 | 392.25 | 128.75 | 11
2022/23 | 392.75 | 128.75 | 7
2022/23 | 393.25 | 128.75 | 9
2022/23 | 393.75 | 128.75 | 5
2022/23 | 394.25 | 128.75 | 6
2022/23 | 394.75 | 128.75 | 7
2022/23 | 395.25 | 128.75 | 5
2022/23 | 395.75 | 128.75 | 15
2022/23 | 396.25 | 128.75 | 8
2022/23 | 396.75 | 128.75 | 11
2022/23 | 397.25 | 128.75 | 8
2022/23 | 397.75 | 128.75 | 10
2022/23 | 398.25 | 128.75 | 5
2022/23 | 398.75 | 128.75 | 4
2022/23 | 399.25 | 128.75 | 5
2022/23 | 399.75 | 128.75 | 6
2022/23 | 400.25 | 128.75 | 6
2022/23 | 400.75 | 128.75 | 8
2022/23 | 401.25 | 128.75 | 12
2022/23 | 401.75 | 128.75 | 7
2022/23 | 402.25 | 128.75 | 5
2022/23 | 402.75 | 128.75 | 3
2022/23 | 403.25 | 128.75 | 1
2022/23 | 403.75 | 128.75 | 3
2022/23 | 404.25 | 128.75 | 9
2022/23 | 404.75 | 128.75 | 5
2022/23 | 405.25 | 128.75 | 5
2022/23 | 405.75 | 128.75 | 3
2022/23 | 406.25 | 128.75 | 3
2022/23 | 406.75 | 128.75 | 1
2022/23 | 407.25 | 128.75 | 3
2022/23 | 407.75 | 128.75 | 9
2022/23 | 408.25 | 128.75 | 4
2022/23 | 408.75 | 128.75 | 4
2022/23 | 409.25 | 128.75 | 4
2022/23 | 409.75 | 128.75 | 6
2022/23 | 410.25 | 128.75 | 3
2022/23 | 410.75 | 128.75 | 2
2022/23 | 411.25 | 128.75 | 4
2022/23 | 411.75 | 128.75 | 4
2022/23 | 412.25 | 128.75 | 4
2022/23 | 412.75 | 128.75 | 4
2022/23 | 413.25 | 128.75 | 4
2022/23 | 413.75 | 128.75 | 2
2022/23 | 414.25 | 128.75 | 6
2022/23 | 414.75 | 128.75 | 2
2022/23 | 415.25 | 128.75 | 2
2022/23 | 415.75 | 128.75 | 4
2022/23 | 416.25 | 128.75 | 2
2022/23 | 416.75 | 128.75 | 3
2022/23 | 417.25 | 128.75 | 4
2022/23 | 417.75 | 128.75 | 4
2022/23 | 418.25 | 128.75 | 4
2022/23 | 418.75 | 128.75 | 3
2022/23 | 419.25 | 128.75 | 4
2022/23 | 419.75 | 128.75 | 5
2022/23 | 420.25 | 128.75 | 1
2022/23 | 420.75 | 128.75 | 2
2022/23 | 421.25 | 128.75 | 3
2022/23 | 421.75 | 128.75 | 3
2022/23 | 422.25 | 128.75 | 5
2022/23 | 422.75 | 128.75 | 3
2022/23 | 423.75 | 128.75 | 1
2022/23 | 424.75 | 128.75 | 3
2022/23 | 425.25 | 128.75 | 2
2022/23 | 425.75 | 128.75 | 1
2022/23 | 426.25 | 128.75 | 1
2022/23 | 426.75 | 128.75 | 3
2022/23 | 427.25 | 128.75 | 1
2022/23 | 427.75 | 128.75 | 2
2022/23 | 428.25 | 128.75 | 3
2022/23 | 428.75 | 128.75 | 1
2022/23 | 429.25 | 128.75 | 1
2022/23 | 429.75 | 128.75 | 1
2022/23 | 430.25 | 128.75 | 2
2022/23 | 430.75 | 128.75 | 1
2022/23 | 431.25 | 128.75 | 1
2022/23 | 432.25 | 128.75 | 2
2022/23 | 433.25 | 128.75 | 1
2022/23 | 435.25 | 128.75 | 3
2022/23 | 435.75 | 128.75 | 1
2022/23 | 438.25 | 128.75 | 2
2022/23 | 438.75 | 128.75 | 2
2022/23 | 439.75 | 128.75 | 1
2022/23 | 440.25 | 128.75 | 1
2022/23 | 441.25 | 128.75 | 1
2022/23 | 441.75 | 128.75 | 1
2022/23 | 443.75 | 128.75 | 1
2022/23 | 444.25 | 128.75 | 3
2022/23 | 444.75 | 128.75 | 1
2022/23 | 447.25 | 128.75 | 1
2022/23 | 449.25 | 128.75 | 1
2022/23 | 449.75 | 128.75 | 2
2022/23 | 450.25 | 128.75 | 1
2022/23 | 451.25 | 128.75 | 1
2022/23 | 452.25 | 128.75 | 1
2022/23 | 453.25 | 128.75 | 1
2022/23 | 455.75 | 128.75 | 1
2022/23 | 457.75 | 128.75 | 1
2022/23 | 458.25 | 128.75 | 2
2022/23 | 460.75 | 128.75 | 1
2022/23 | 473.75 | 128.75 | 1
2022/23 | 510.25 | 128.75 | 1
2022/23 | 187.75 | 129.25 | 1
2022/23 | 192.25 | 129.25 | 1
2022/23 | 202.25 | 129.25 | 2
2022/23 | 209.25 | 129.25 | 1
2022/23 | 209.75 | 129.25 | 1
2022/23 | 215.75 | 129.25 | 1
2022/23 | 218.25 | 129.25 | 2
2022/23 | 220.25 | 129.25 | 1
2022/23 | 221.75 | 129.25 | 1
2022/23 | 222.25 | 129.25 | 2
2022/23 | 222.75 | 129.25 | 1
2022/23 | 224.25 | 129.25 | 1
2022/23 | 224.75 | 129.25 | 1
2022/23 | 226.75 | 129.25 | 1
2022/23 | 227.25 | 129.25 | 1
2022/23 | 229.25 | 129.25 | 1
2022/23 | 229.75 | 129.25 | 1
2022/23 | 230.75 | 129.25 | 2
2022/23 | 232.75 | 129.25 | 2
2022/23 | 234.25 | 129.25 | 1
2022/23 | 234.75 | 129.25 | 3
2022/23 | 235.25 | 129.25 | 2
2022/23 | 235.75 | 129.25 | 3
2022/23 | 236.25 | 129.25 | 3
2022/23 | 236.75 | 129.25 | 1
2022/23 | 237.25 | 129.25 | 1
2022/23 | 237.75 | 129.25 | 4
2022/23 | 238.75 | 129.25 | 1
2022/23 | 239.25 | 129.25 | 1
2022/23 | 239.75 | 129.25 | 4
2022/23 | 240.25 | 129.25 | 3
2022/23 | 240.75 | 129.25 | 3
2022/23 | 241.75 | 129.25 | 3
2022/23 | 242.25 | 129.25 | 4
2022/23 | 242.75 | 129.25 | 3
2022/23 | 243.25 | 129.25 | 1
2022/23 | 243.75 | 129.25 | 3
2022/23 | 244.25 | 129.25 | 3
2022/23 | 244.75 | 129.25 | 3
2022/23 | 245.25 | 129.25 | 2
2022/23 | 245.75 | 129.25 | 6
2022/23 | 246.25 | 129.25 | 4
2022/23 | 246.75 | 129.25 | 7
2022/23 | 247.25 | 129.25 | 4
2022/23 | 247.75 | 129.25 | 3
2022/23 | 248.25 | 129.25 | 3
2022/23 | 248.75 | 129.25 | 5
2022/23 | 249.25 | 129.25 | 6
2022/23 | 250.25 | 129.25 | 7
2022/23 | 250.75 | 129.25 | 4
2022/23 | 251.25 | 129.25 | 11
2022/23 | 251.75 | 129.25 | 5
2022/23 | 252.25 | 129.25 | 9
2022/23 | 252.75 | 129.25 | 10
2022/23 | 253.25 | 129.25 | 8
2022/23 | 253.75 | 129.25 | 5
2022/23 | 254.25 | 129.25 | 7
2022/23 | 254.75 | 129.25 | 6
2022/23 | 255.25 | 129.25 | 12
2022/23 | 255.75 | 129.25 | 13
2022/23 | 256.25 | 129.25 | 8
2022/23 | 256.75 | 129.25 | 7
2022/23 | 257.25 | 129.25 | 7
2022/23 | 257.75 | 129.25 | 12
2022/23 | 258.25 | 129.25 | 10
2022/23 | 258.75 | 129.25 | 16
2022/23 | 259.25 | 129.25 | 7
2022/23 | 259.75 | 129.25 | 8
2022/23 | 260.25 | 129.25 | 15
2022/23 | 260.75 | 129.25 | 14
2022/23 | 261.25 | 129.25 | 13
2022/23 | 261.75 | 129.25 | 14
2022/23 | 262.25 | 129.25 | 15
2022/23 | 262.75 | 129.25 | 19
2022/23 | 263.25 | 129.25 | 14
2022/23 | 263.75 | 129.25 | 18
2022/23 | 264.25 | 129.25 | 15
2022/23 | 264.75 | 129.25 | 11
2022/23 | 265.25 | 129.25 | 18
2022/23 | 265.75 | 129.25 | 19
2022/23 | 266.25 | 129.25 | 21
2022/23 | 266.75 | 129.25 | 16
2022/23 | 267.25 | 129.25 | 23
2022/23 | 267.75 | 129.25 | 19
2022/23 | 268.25 | 129.25 | 28
2022/23 | 268.75 | 129.25 | 20
2022/23 | 269.25 | 129.25 | 16
2022/23 | 269.75 | 129.25 | 26
2022/23 | 270.25 | 129.25 | 32
2022/23 | 270.75 | 129.25 | 26
2022/23 | 271.25 | 129.25 | 30
2022/23 | 271.75 | 129.25 | 29
2022/23 | 272.25 | 129.25 | 29
2022/23 | 272.75 | 129.25 | 24
2022/23 | 273.25 | 129.25 | 25
2022/23 | 273.75 | 129.25 | 26
2022/23 | 274.25 | 129.25 | 28
2022/23 | 274.75 | 129.25 | 38
2022/23 | 275.25 | 129.25 | 25
2022/23 | 275.75 | 129.25 | 28
2022/23 | 276.25 | 129.25 | 41
2022/23 | 276.75 | 129.25 | 33
2022/23 | 277.25 | 129.25 | 48
2022/23 | 277.75 | 129.25 | 36
2022/23 | 278.25 | 129.25 | 41
2022/23 | 278.75 | 129.25 | 42
2022/23 | 279.25 | 129.25 | 39
2022/23 | 279.75 | 129.25 | 46
2022/23 | 280.25 | 129.25 | 51
2022/23 | 280.75 | 129.25 | 39
2022/23 | 281.25 | 129.25 | 36
2022/23 | 281.75 | 129.25 | 41
2022/23 | 282.25 | 129.25 | 35
2022/23 | 282.75 | 129.25 | 35
2022/23 | 283.25 | 129.25 | 43
2022/23 | 283.75 | 129.25 | 49
2022/23 | 284.25 | 129.25 | 36
2022/23 | 284.75 | 129.25 | 49
2022/23 | 285.25 | 129.25 | 31
2022/23 | 285.75 | 129.25 | 46
2022/23 | 286.25 | 129.25 | 35
2022/23 | 286.75 | 129.25 | 35
2022/23 | 287.25 | 129.25 | 45
2022/23 | 287.75 | 129.25 | 49
2022/23 | 288.25 | 129.25 | 30
2022/23 | 288.75 | 129.25 | 62
2022/23 | 289.25 | 129.25 | 54
2022/23 | 289.75 | 129.25 | 39
2022/23 | 290.25 | 129.25 | 48
2022/23 | 290.75 | 129.25 | 53
2022/23 | 291.25 | 129.25 | 56
2022/23 | 291.75 | 129.25 | 58
2022/23 | 292.25 | 129.25 | 55
2022/23 | 292.75 | 129.25 | 55
2022/23 | 293.25 | 129.25 | 70
2022/23 | 293.75 | 129.25 | 55
2022/23 | 294.25 | 129.25 | 54
2022/23 | 294.75 | 129.25 | 57
2022/23 | 295.25 | 129.25 | 51
2022/23 | 295.75 | 129.25 | 53
2022/23 | 296.25 | 129.25 | 56
2022/23 | 296.75 | 129.25 | 44
2022/23 | 297.25 | 129.25 | 51
2022/23 | 297.75 | 129.25 | 50
2022/23 | 298.25 | 129.25 | 56
2022/23 | 298.75 | 129.25 | 54
2022/23 | 299.25 | 129.25 | 64
2022/23 | 299.75 | 129.25 | 57
2022/23 | 300.25 | 129.25 | 54
2022/23 | 300.75 | 129.25 | 58
2022/23 | 301.25 | 129.25 | 64
2022/23 | 301.75 | 129.25 | 54
2022/23 | 302.25 | 129.25 | 43
2022/23 | 302.75 | 129.25 | 44
2022/23 | 303.25 | 129.25 | 63
2022/23 | 303.75 | 129.25 | 54
2022/23 | 304.25 | 129.25 | 45
2022/23 | 304.75 | 129.25 | 73
2022/23 | 305.25 | 129.25 | 79
2022/23 | 305.75 | 129.25 | 56
2022/23 | 306.25 | 129.25 | 58
2022/23 | 306.75 | 129.25 | 52
2022/23 | 307.25 | 129.25 | 74
2022/23 | 307.75 | 129.25 | 58
2022/23 | 308.25 | 129.25 | 49
2022/23 | 308.75 | 129.25 | 65
2022/23 | 309.25 | 129.25 | 53
2022/23 | 309.75 | 129.25 | 57
2022/23 | 310.25 | 129.25 | 65
2022/23 | 310.75 | 129.25 | 65
2022/23 | 311.25 | 129.25 | 51
2022/23 | 311.75 | 129.25 | 58
2022/23 | 312.25 | 129.25 | 59
2022/23 | 312.75 | 129.25 | 76
2022/23 | 313.25 | 129.25 | 54
2022/23 | 313.75 | 129.25 | 61
2022/23 | 314.25 | 129.25 | 60
2022/23 | 314.75 | 129.25 | 60
2022/23 | 315.25 | 129.25 | 67
2022/23 | 315.75 | 129.25 | 66
2022/23 | 316.25 | 129.25 | 63
2022/23 | 316.75 | 129.25 | 54
2022/23 | 317.25 | 129.25 | 54
2022/23 | 317.75 | 129.25 | 51
2022/23 | 318.25 | 129.25 | 50
2022/23 | 318.75 | 129.25 | 63
2022/23 | 319.25 | 129.25 | 67
2022/23 | 319.75 | 129.25 | 60
2022/23 | 320.25 | 129.25 | 65
2022/23 | 320.75 | 129.25 | 64
2022/23 | 321.25 | 129.25 | 56
2022/23 | 321.75 | 129.25 | 62
2022/23 | 322.25 | 129.25 | 62
2022/23 | 322.75 | 129.25 | 55
2022/23 | 323.25 | 129.25 | 55
2022/23 | 323.75 | 129.25 | 48
2022/23 | 324.25 | 129.25 | 51
2022/23 | 324.75 | 129.25 | 50
2022/23 | 325.25 | 129.25 | 58
2022/23 | 325.75 | 129.25 | 51
2022/23 | 326.25 | 129.25 | 46
2022/23 | 326.75 | 129.25 | 47
2022/23 | 327.25 | 129.25 | 57
2022/23 | 327.75 | 129.25 | 60
2022/23 | 328.25 | 129.25 | 54
2022/23 | 328.75 | 129.25 | 61
2022/23 | 329.25 | 129.25 | 52
2022/23 | 329.75 | 129.25 | 53
2022/23 | 330.25 | 129.25 | 42
2022/23 | 330.75 | 129.25 | 52
2022/23 | 331.25 | 129.25 | 43
2022/23 | 331.75 | 129.25 | 51
2022/23 | 332.25 | 129.25 | 50
2022/23 | 332.75 | 129.25 | 54
2022/23 | 333.25 | 129.25 | 41
2022/23 | 333.75 | 129.25 | 42
2022/23 | 334.25 | 129.25 | 54
2022/23 | 334.75 | 129.25 | 50
2022/23 | 335.25 | 129.25 | 39
2022/23 | 335.75 | 129.25 | 39
2022/23 | 336.25 | 129.25 | 36
2022/23 | 336.75 | 129.25 | 41
2022/23 | 337.25 | 129.25 | 35
2022/23 | 337.75 | 129.25 | 24
2022/23 | 338.25 | 129.25 | 47
2022/23 | 338.75 | 129.25 | 38
2022/23 | 339.25 | 129.25 | 59
2022/23 | 339.75 | 129.25 | 55
2022/23 | 340.25 | 129.25 | 38
2022/23 | 340.75 | 129.25 | 40
2022/23 | 341.25 | 129.25 | 37
2022/23 | 341.75 | 129.25 | 38
2022/23 | 342.25 | 129.25 | 33
2022/23 | 342.75 | 129.25 | 34
2022/23 | 343.25 | 129.25 | 35
2022/23 | 343.75 | 129.25 | 51
2022/23 | 344.25 | 129.25 | 31
2022/23 | 344.75 | 129.25 | 36
2022/23 | 345.25 | 129.25 | 30
2022/23 | 345.75 | 129.25 | 40
2022/23 | 346.25 | 129.25 | 45
2022/23 | 346.75 | 129.25 | 25
2022/23 | 347.25 | 129.25 | 37
2022/23 | 347.75 | 129.25 | 42
2022/23 | 348.25 | 129.25 | 31
2022/23 | 348.75 | 129.25 | 28
2022/23 | 349.25 | 129.25 | 41
2022/23 | 349.75 | 129.25 | 46
2022/23 | 350.25 | 129.25 | 37
2022/23 | 350.75 | 129.25 | 32
2022/23 | 351.25 | 129.25 | 35
2022/23 | 351.75 | 129.25 | 38
2022/23 | 352.25 | 129.25 | 35
2022/23 | 352.75 | 129.25 | 36
2022/23 | 353.25 | 129.25 | 38
2022/23 | 353.75 | 129.25 | 33
2022/23 | 354.25 | 129.25 | 27
2022/23 | 354.75 | 129.25 | 36
2022/23 | 355.25 | 129.25 | 36
2022/23 | 355.75 | 129.25 | 31
2022/23 | 356.25 | 129.25 | 20
2022/23 | 356.75 | 129.25 | 30
2022/23 | 357.25 | 129.25 | 20
2022/23 | 357.75 | 129.25 | 11
2022/23 | 358.25 | 129.25 | 20
2022/23 | 358.75 | 129.25 | 24
2022/23 | 359.25 | 129.25 | 25
2022/23 | 359.75 | 129.25 | 26
2022/23 | 360.25 | 129.25 | 21
2022/23 | 360.75 | 129.25 | 18
2022/23 | 361.25 | 129.25 | 20
2022/23 | 361.75 | 129.25 | 18
2022/23 | 362.25 | 129.25 | 20
2022/23 | 362.75 | 129.25 | 29
2022/23 | 363.25 | 129.25 | 33
2022/23 | 363.75 | 129.25 | 17
2022/23 | 364.25 | 129.25 | 26
2022/23 | 364.75 | 129.25 | 32
2022/23 | 365.25 | 129.25 | 21
2022/23 | 365.75 | 129.25 | 28
2022/23 | 366.25 | 129.25 | 11
2022/23 | 366.75 | 129.25 | 20
2022/23 | 367.25 | 129.25 | 15
2022/23 | 367.75 | 129.25 | 25
2022/23 | 368.25 | 129.25 | 19
2022/23 | 368.75 | 129.25 | 26
2022/23 | 369.25 | 129.25 | 16
2022/23 | 369.75 | 129.25 | 21
2022/23 | 370.25 | 129.25 | 19
2022/23 | 370.75 | 129.25 | 19
2022/23 | 371.25 | 129.25 | 15
2022/23 | 371.75 | 129.25 | 16
2022/23 | 372.25 | 129.25 | 17
2022/23 | 372.75 | 129.25 | 18
2022/23 | 373.25 | 129.25 | 24
2022/23 | 373.75 | 129.25 | 17
2022/23 | 374.25 | 129.25 | 17
2022/23 | 374.75 | 129.25 | 18
2022/23 | 375.25 | 129.25 | 20
2022/23 | 375.75 | 129.25 | 6
2022/23 | 376.25 | 129.25 | 12
2022/23 | 376.75 | 129.25 | 12
2022/23 | 377.25 | 129.25 | 13
2022/23 | 377.75 | 129.25 | 13
2022/23 | 378.25 | 129.25 | 16
2022/23 | 378.75 | 129.25 | 17
2022/23 | 379.25 | 129.25 | 18
2022/23 | 379.75 | 129.25 | 20
2022/23 | 380.25 | 129.25 | 15
2022/23 | 380.75 | 129.25 | 19
2022/23 | 381.25 | 129.25 | 16
2022/23 | 381.75 | 129.25 | 10
2022/23 | 382.25 | 129.25 | 19
2022/23 | 382.75 | 129.25 | 13
2022/23 | 383.25 | 129.25 | 15
2022/23 | 383.75 | 129.25 | 7
2022/23 | 384.25 | 129.25 | 12
2022/23 | 384.75 | 129.25 | 16
2022/23 | 385.25 | 129.25 | 8
2022/23 | 385.75 | 129.25 | 9
2022/23 | 386.25 | 129.25 | 10
2022/23 | 386.75 | 129.25 | 16
2022/23 | 387.25 | 129.25 | 11
2022/23 | 387.75 | 129.25 | 10
2022/23 | 388.25 | 129.25 | 8
2022/23 | 388.75 | 129.25 | 12
2022/23 | 389.25 | 129.25 | 8
2022/23 | 389.75 | 129.25 | 6
2022/23 | 390.25 | 129.25 | 11
2022/23 | 390.75 | 129.25 | 6
2022/23 | 391.25 | 129.25 | 9
2022/23 | 391.75 | 129.25 | 8
2022/23 | 392.25 | 129.25 | 9
2022/23 | 392.75 | 129.25 | 8
2022/23 | 393.25 | 129.25 | 11
2022/23 | 393.75 | 129.25 | 3
2022/23 | 394.25 | 129.25 | 4
2022/23 | 394.75 | 129.25 | 8
2022/23 | 395.25 | 129.25 | 8
2022/23 | 395.75 | 129.25 | 5
2022/23 | 396.25 | 129.25 | 5
2022/23 | 396.75 | 129.25 | 8
2022/23 | 397.25 | 129.25 | 4
2022/23 | 397.75 | 129.25 | 8
2022/23 | 398.25 | 129.25 | 7
2022/23 | 398.75 | 129.25 | 8
2022/23 | 399.25 | 129.25 | 8
2022/23 | 399.75 | 129.25 | 3
2022/23 | 400.25 | 129.25 | 4
2022/23 | 400.75 | 129.25 | 8
2022/23 | 401.25 | 129.25 | 7
2022/23 | 401.75 | 129.25 | 2
2022/23 | 402.25 | 129.25 | 7
2022/23 | 402.75 | 129.25 | 2
2022/23 | 403.25 | 129.25 | 6
2022/23 | 403.75 | 129.25 | 1
2022/23 | 404.25 | 129.25 | 4
2022/23 | 404.75 | 129.25 | 10
2022/23 | 405.25 | 129.25 | 6
2022/23 | 405.75 | 129.25 | 6
2022/23 | 406.25 | 129.25 | 3
2022/23 | 406.75 | 129.25 | 5
2022/23 | 407.25 | 129.25 | 5
2022/23 | 407.75 | 129.25 | 4
2022/23 | 408.25 | 129.25 | 3
2022/23 | 408.75 | 129.25 | 3
2022/23 | 409.25 | 129.25 | 3
2022/23 | 409.75 | 129.25 | 4
2022/23 | 410.25 | 129.25 | 2
2022/23 | 410.75 | 129.25 | 6
2022/23 | 411.25 | 129.25 | 6
2022/23 | 411.75 | 129.25 | 1
2022/23 | 412.25 | 129.25 | 3
2022/23 | 412.75 | 129.25 | 4
2022/23 | 413.25 | 129.25 | 3
2022/23 | 413.75 | 129.25 | 4
2022/23 | 414.25 | 129.25 | 7
2022/23 | 414.75 | 129.25 | 3
2022/23 | 415.25 | 129.25 | 5
2022/23 | 415.75 | 129.25 | 4
2022/23 | 416.25 | 129.25 | 2
2022/23 | 416.75 | 129.25 | 7
2022/23 | 417.25 | 129.25 | 2
2022/23 | 417.75 | 129.25 | 4
2022/23 | 418.25 | 129.25 | 2
2022/23 | 418.75 | 129.25 | 1
2022/23 | 419.25 | 129.25 | 1
2022/23 | 419.75 | 129.25 | 1
2022/23 | 420.25 | 129.25 | 2
2022/23 | 421.25 | 129.25 | 5
2022/23 | 421.75 | 129.25 | 4
2022/23 | 422.25 | 129.25 | 3
2022/23 | 422.75 | 129.25 | 4
2022/23 | 423.25 | 129.25 | 1
2022/23 | 423.75 | 129.25 | 1
2022/23 | 424.25 | 129.25 | 1
2022/23 | 424.75 | 129.25 | 1
2022/23 | 425.25 | 129.25 | 3
2022/23 | 425.75 | 129.25 | 4
2022/23 | 426.25 | 129.25 | 1
2022/23 | 426.75 | 129.25 | 1
2022/23 | 427.25 | 129.25 | 3
2022/23 | 427.75 | 129.25 | 2
2022/23 | 428.25 | 129.25 | 1
2022/23 | 428.75 | 129.25 | 3
2022/23 | 429.25 | 129.25 | 3
2022/23 | 430.25 | 129.25 | 2
2022/23 | 430.75 | 129.25 | 1
2022/23 | 431.25 | 129.25 | 3
2022/23 | 431.75 | 129.25 | 5
2022/23 | 432.25 | 129.25 | 3
2022/23 | 433.75 | 129.25 | 2
2022/23 | 434.25 | 129.25 | 2
2022/23 | 435.25 | 129.25 | 1
2022/23 | 435.75 | 129.25 | 3
2022/23 | 436.25 | 129.25 | 2
2022/23 | 437.75 | 129.25 | 1
2022/23 | 438.75 | 129.25 | 1
2022/23 | 439.75 | 129.25 | 2
2022/23 | 441.25 | 129.25 | 2
2022/23 | 442.25 | 129.25 | 1
2022/23 | 443.75 | 129.25 | 1
2022/23 | 444.25 | 129.25 | 1
2022/23 | 445.25 | 129.25 | 1
2022/23 | 447.25 | 129.25 | 2
2022/23 | 449.25 | 129.25 | 2
2022/23 | 450.25 | 129.25 | 2
2022/23 | 451.25 | 129.25 | 1
2022/23 | 452.25 | 129.25 | 2
2022/23 | 452.75 | 129.25 | 1
2022/23 | 455.25 | 129.25 | 2
2022/23 | 457.75 | 129.25 | 1
2022/23 | 458.25 | 129.25 | 1
2022/23 | 459.25 | 129.25 | 1
2022/23 | 461.75 | 129.25 | 1
2022/23 | 463.25 | 129.25 | 1
2022/23 | 465.25 | 129.25 | 1
2022/23 | 468.75 | 129.25 | 1
2022/23 | 469.25 | 129.25 | 1
2022/23 | 470.75 | 129.25 | 1
2022/23 | 474.75 | 129.25 | 1
2022/23 | 476.25 | 129.25 | 1
2022/23 | 480.75 | 129.25 | 1
2022/23 | 483.25 | 129.25 | 1
2022/23 | 488.75 | 129.25 | 1
2022/23 | 521.75 | 129.25 | 1
2022/23 | 202.25 | 129.75 | 1
2022/23 | 204.75 | 129.75 | 1
2022/23 | 206.75 | 129.75 | 1
2022/23 | 207.75 | 129.75 | 1
2022/23 | 210.25 | 129.75 | 1
2022/23 | 212.75 | 129.75 | 1
2022/23 | 215.25 | 129.75 | 1
2022/23 | 216.75 | 129.75 | 1
2022/23 | 217.75 | 129.75 | 1
2022/23 | 218.75 | 129.75 | 1
2022/23 | 220.25 | 129.75 | 1
2022/23 | 222.25 | 129.75 | 1
2022/23 | 222.75 | 129.75 | 2
2022/23 | 223.75 | 129.75 | 1
2022/23 | 225.25 | 129.75 | 1
2022/23 | 225.75 | 129.75 | 1
2022/23 | 227.25 | 129.75 | 2
2022/23 | 228.25 | 129.75 | 1
2022/23 | 231.25 | 129.75 | 2
2022/23 | 231.75 | 129.75 | 1
2022/23 | 232.75 | 129.75 | 3
2022/23 | 233.25 | 129.75 | 2
2022/23 | 234.75 | 129.75 | 2
2022/23 | 235.25 | 129.75 | 4
2022/23 | 235.75 | 129.75 | 1
2022/23 | 237.25 | 129.75 | 2
2022/23 | 237.75 | 129.75 | 3
2022/23 | 238.25 | 129.75 | 1
2022/23 | 238.75 | 129.75 | 1
2022/23 | 239.25 | 129.75 | 2
2022/23 | 239.75 | 129.75 | 1
2022/23 | 240.25 | 129.75 | 1
2022/23 | 240.75 | 129.75 | 3
2022/23 | 241.25 | 129.75 | 2
2022/23 | 241.75 | 129.75 | 1
2022/23 | 242.75 | 129.75 | 3
2022/23 | 243.25 | 129.75 | 1
2022/23 | 244.25 | 129.75 | 5
2022/23 | 244.75 | 129.75 | 3
2022/23 | 245.25 | 129.75 | 2
2022/23 | 245.75 | 129.75 | 4
2022/23 | 246.25 | 129.75 | 3
2022/23 | 246.75 | 129.75 | 2
2022/23 | 247.75 | 129.75 | 3
2022/23 | 248.25 | 129.75 | 6
2022/23 | 248.75 | 129.75 | 3
2022/23 | 249.25 | 129.75 | 4
2022/23 | 249.75 | 129.75 | 8
2022/23 | 250.25 | 129.75 | 2
2022/23 | 250.75 | 129.75 | 3
2022/23 | 251.25 | 129.75 | 6
2022/23 | 251.75 | 129.75 | 6
2022/23 | 252.25 | 129.75 | 4
2022/23 | 252.75 | 129.75 | 6
2022/23 | 253.25 | 129.75 | 6
2022/23 | 253.75 | 129.75 | 3
2022/23 | 254.25 | 129.75 | 6
2022/23 | 254.75 | 129.75 | 7
2022/23 | 255.25 | 129.75 | 13
2022/23 | 255.75 | 129.75 | 12
2022/23 | 256.25 | 129.75 | 10
2022/23 | 256.75 | 129.75 | 8
2022/23 | 257.25 | 129.75 | 7
2022/23 | 257.75 | 129.75 | 7
2022/23 | 258.25 | 129.75 | 9
2022/23 | 258.75 | 129.75 | 13
2022/23 | 259.25 | 129.75 | 9
2022/23 | 259.75 | 129.75 | 16
2022/23 | 260.25 | 129.75 | 14
2022/23 | 260.75 | 129.75 | 4
2022/23 | 261.25 | 129.75 | 11
2022/23 | 261.75 | 129.75 | 17
2022/23 | 262.25 | 129.75 | 11
2022/23 | 262.75 | 129.75 | 17
2022/23 | 263.25 | 129.75 | 11
2022/23 | 263.75 | 129.75 | 8
2022/23 | 264.25 | 129.75 | 17
2022/23 | 264.75 | 129.75 | 22
2022/23 | 265.25 | 129.75 | 18
2022/23 | 265.75 | 129.75 | 16
2022/23 | 266.25 | 129.75 | 15
2022/23 | 266.75 | 129.75 | 22
2022/23 | 267.25 | 129.75 | 20
2022/23 | 267.75 | 129.75 | 15
2022/23 | 268.25 | 129.75 | 24
2022/23 | 268.75 | 129.75 | 20
2022/23 | 269.25 | 129.75 | 17
2022/23 | 269.75 | 129.75 | 20
2022/23 | 270.25 | 129.75 | 17
2022/23 | 270.75 | 129.75 | 17
2022/23 | 271.25 | 129.75 | 33
2022/23 | 271.75 | 129.75 | 22
2022/23 | 272.25 | 129.75 | 30
2022/23 | 272.75 | 129.75 | 22
2022/23 | 273.25 | 129.75 | 18
2022/23 | 273.75 | 129.75 | 28
2022/23 | 274.25 | 129.75 | 26
2022/23 | 274.75 | 129.75 | 34
2022/23 | 275.25 | 129.75 | 37
2022/23 | 275.75 | 129.75 | 31
2022/23 | 276.25 | 129.75 | 37
2022/23 | 276.75 | 129.75 | 47
2022/23 | 277.25 | 129.75 | 28
2022/23 | 277.75 | 129.75 | 31
2022/23 | 278.25 | 129.75 | 37
2022/23 | 278.75 | 129.75 | 27
2022/23 | 279.25 | 129.75 | 41
2022/23 | 279.75 | 129.75 | 37
2022/23 | 280.25 | 129.75 | 29
2022/23 | 280.75 | 129.75 | 42
2022/23 | 281.25 | 129.75 | 37
2022/23 | 281.75 | 129.75 | 35
2022/23 | 282.25 | 129.75 | 36
2022/23 | 282.75 | 129.75 | 38
2022/23 | 283.25 | 129.75 | 43
2022/23 | 283.75 | 129.75 | 33
2022/23 | 284.25 | 129.75 | 36
2022/23 | 284.75 | 129.75 | 43
2022/23 | 285.25 | 129.75 | 50
2022/23 | 285.75 | 129.75 | 29
2022/23 | 286.25 | 129.75 | 38
2022/23 | 286.75 | 129.75 | 54
2022/23 | 287.25 | 129.75 | 56
2022/23 | 287.75 | 129.75 | 47
2022/23 | 288.25 | 129.75 | 47
2022/23 | 288.75 | 129.75 | 44
2022/23 | 289.25 | 129.75 | 47
2022/23 | 289.75 | 129.75 | 51
2022/23 | 290.25 | 129.75 | 43
2022/23 | 290.75 | 129.75 | 46
2022/23 | 291.25 | 129.75 | 57
2022/23 | 291.75 | 129.75 | 53
2022/23 | 292.25 | 129.75 | 55
2022/23 | 292.75 | 129.75 | 47
2022/23 | 293.25 | 129.75 | 53
2022/23 | 293.75 | 129.75 | 65
2022/23 | 294.25 | 129.75 | 46
2022/23 | 294.75 | 129.75 | 52
2022/23 | 295.25 | 129.75 | 51
2022/23 | 295.75 | 129.75 | 45
2022/23 | 296.25 | 129.75 | 50
2022/23 | 296.75 | 129.75 | 53
2022/23 | 297.25 | 129.75 | 47
2022/23 | 297.75 | 129.75 | 44
2022/23 | 298.25 | 129.75 | 48
2022/23 | 298.75 | 129.75 | 61
2022/23 | 299.25 | 129.75 | 52
2022/23 | 299.75 | 129.75 | 57
2022/23 | 300.25 | 129.75 | 42
2022/23 | 300.75 | 129.75 | 61
2022/23 | 301.25 | 129.75 | 52
2022/23 | 301.75 | 129.75 | 50
2022/23 | 302.25 | 129.75 | 59
2022/23 | 302.75 | 129.75 | 56
2022/23 | 303.25 | 129.75 | 54
2022/23 | 303.75 | 129.75 | 37
2022/23 | 304.25 | 129.75 | 55
2022/23 | 304.75 | 129.75 | 59
2022/23 | 305.25 | 129.75 | 63
2022/23 | 305.75 | 129.75 | 50
2022/23 | 306.25 | 129.75 | 58
2022/23 | 306.75 | 129.75 | 62
2022/23 | 307.25 | 129.75 | 47
2022/23 | 307.75 | 129.75 | 47
2022/23 | 308.25 | 129.75 | 57
2022/23 | 308.75 | 129.75 | 45
2022/23 | 309.25 | 129.75 | 57
2022/23 | 309.75 | 129.75 | 44
2022/23 | 310.25 | 129.75 | 55
2022/23 | 310.75 | 129.75 | 50
2022/23 | 311.25 | 129.75 | 54
2022/23 | 311.75 | 129.75 | 47
2022/23 | 312.25 | 129.75 | 53
2022/23 | 312.75 | 129.75 | 47
2022/23 | 313.25 | 129.75 | 56
2022/23 | 313.75 | 129.75 | 53
2022/23 | 314.25 | 129.75 | 48
2022/23 | 314.75 | 129.75 | 55
2022/23 | 315.25 | 129.75 | 50
2022/23 | 315.75 | 129.75 | 41
2022/23 | 316.25 | 129.75 | 55
2022/23 | 316.75 | 129.75 | 60
2022/23 | 317.25 | 129.75 | 57
2022/23 | 317.75 | 129.75 | 45
2022/23 | 318.25 | 129.75 | 42
2022/23 | 318.75 | 129.75 | 47
2022/23 | 319.25 | 129.75 | 48
2022/23 | 319.75 | 129.75 | 60
2022/23 | 320.25 | 129.75 | 50
2022/23 | 320.75 | 129.75 | 46
2022/23 | 321.25 | 129.75 | 44
2022/23 | 321.75 | 129.75 | 54
2022/23 | 322.25 | 129.75 | 48
2022/23 | 322.75 | 129.75 | 49
2022/23 | 323.25 | 129.75 | 54
2022/23 | 323.75 | 129.75 | 60
2022/23 | 324.25 | 129.75 | 64
2022/23 | 324.75 | 129.75 | 50
2022/23 | 325.25 | 129.75 | 48
2022/23 | 325.75 | 129.75 | 43
2022/23 | 326.25 | 129.75 | 68
2022/23 | 326.75 | 129.75 | 40
2022/23 | 327.25 | 129.75 | 55
2022/23 | 327.75 | 129.75 | 56
2022/23 | 328.25 | 129.75 | 45
2022/23 | 328.75 | 129.75 | 52
2022/23 | 329.25 | 129.75 | 44
2022/23 | 329.75 | 129.75 | 56
2022/23 | 330.25 | 129.75 | 48
2022/23 | 330.75 | 129.75 | 45
2022/23 | 331.25 | 129.75 | 41
2022/23 | 331.75 | 129.75 | 48
2022/23 | 332.25 | 129.75 | 44
2022/23 | 332.75 | 129.75 | 38
2022/23 | 333.25 | 129.75 | 46
2022/23 | 333.75 | 129.75 | 42
2022/23 | 334.25 | 129.75 | 49
2022/23 | 334.75 | 129.75 | 42
2022/23 | 335.25 | 129.75 | 38
2022/23 | 335.75 | 129.75 | 39
2022/23 | 336.25 | 129.75 | 44
2022/23 | 336.75 | 129.75 | 31
2022/23 | 337.25 | 129.75 | 43
2022/23 | 337.75 | 129.75 | 44
2022/23 | 338.25 | 129.75 | 50
2022/23 | 338.75 | 129.75 | 49
2022/23 | 339.25 | 129.75 | 51
2022/23 | 339.75 | 129.75 | 44
2022/23 | 340.25 | 129.75 | 43
2022/23 | 340.75 | 129.75 | 37
2022/23 | 341.25 | 129.75 | 42
2022/23 | 341.75 | 129.75 | 33
2022/23 | 342.25 | 129.75 | 49
2022/23 | 342.75 | 129.75 | 31
2022/23 | 343.25 | 129.75 | 36
2022/23 | 343.75 | 129.75 | 40
2022/23 | 344.25 | 129.75 | 38
2022/23 | 344.75 | 129.75 | 31
2022/23 | 345.25 | 129.75 | 45
2022/23 | 345.75 | 129.75 | 27
2022/23 | 346.25 | 129.75 | 32
2022/23 | 346.75 | 129.75 | 48
2022/23 | 347.25 | 129.75 | 46
2022/23 | 347.75 | 129.75 | 37
2022/23 | 348.25 | 129.75 | 34
2022/23 | 348.75 | 129.75 | 24
2022/23 | 349.25 | 129.75 | 34
2022/23 | 349.75 | 129.75 | 36
2022/23 | 350.25 | 129.75 | 23
2022/23 | 350.75 | 129.75 | 37
2022/23 | 351.25 | 129.75 | 37
2022/23 | 351.75 | 129.75 | 37
2022/23 | 352.25 | 129.75 | 43
2022/23 | 352.75 | 129.75 | 32
2022/23 | 353.25 | 129.75 | 29
2022/23 | 353.75 | 129.75 | 41
2022/23 | 354.25 | 129.75 | 29
2022/23 | 354.75 | 129.75 | 32
2022/23 | 355.25 | 129.75 | 34
2022/23 | 355.75 | 129.75 | 40
2022/23 | 356.25 | 129.75 | 25
2022/23 | 356.75 | 129.75 | 21
2022/23 | 357.25 | 129.75 | 33
2022/23 | 357.75 | 129.75 | 30
2022/23 | 358.25 | 129.75 | 19
2022/23 | 358.75 | 129.75 | 24
2022/23 | 359.25 | 129.75 | 27
2022/23 | 359.75 | 129.75 | 29
2022/23 | 360.25 | 129.75 | 30
2022/23 | 360.75 | 129.75 | 27
2022/23 | 361.25 | 129.75 | 31
2022/23 | 361.75 | 129.75 | 33
2022/23 | 362.25 | 129.75 | 22
2022/23 | 362.75 | 129.75 | 26
2022/23 | 363.25 | 129.75 | 29
2022/23 | 363.75 | 129.75 | 25
2022/23 | 364.25 | 129.75 | 23
2022/23 | 364.75 | 129.75 | 18
2022/23 | 365.25 | 129.75 | 17
2022/23 | 365.75 | 129.75 | 20
2022/23 | 366.25 | 129.75 | 14
2022/23 | 366.75 | 129.75 | 27
2022/23 | 367.25 | 129.75 | 15
2022/23 | 367.75 | 129.75 | 22
2022/23 | 368.25 | 129.75 | 21
2022/23 | 368.75 | 129.75 | 14
2022/23 | 369.25 | 129.75 | 15
2022/23 | 369.75 | 129.75 | 21
2022/23 | 370.25 | 129.75 | 17
2022/23 | 370.75 | 129.75 | 18
2022/23 | 371.25 | 129.75 | 15
2022/23 | 371.75 | 129.75 | 19
2022/23 | 372.25 | 129.75 | 19
2022/23 | 372.75 | 129.75 | 20
2022/23 | 373.25 | 129.75 | 14
2022/23 | 373.75 | 129.75 | 14
2022/23 | 374.25 | 129.75 | 23
2022/23 | 374.75 | 129.75 | 18
2022/23 | 375.25 | 129.75 | 16
2022/23 | 375.75 | 129.75 | 18
2022/23 | 376.25 | 129.75 | 15
2022/23 | 376.75 | 129.75 | 17
2022/23 | 377.25 | 129.75 | 17
2022/23 | 377.75 | 129.75 | 10
2022/23 | 378.25 | 129.75 | 15
2022/23 | 378.75 | 129.75 | 16
2022/23 | 379.25 | 129.75 | 22
2022/23 | 379.75 | 129.75 | 15
2022/23 | 380.25 | 129.75 | 21
2022/23 | 380.75 | 129.75 | 15
2022/23 | 381.25 | 129.75 | 13
2022/23 | 381.75 | 129.75 | 17
2022/23 | 382.25 | 129.75 | 12
2022/23 | 382.75 | 129.75 | 11
2022/23 | 383.25 | 129.75 | 14
2022/23 | 383.75 | 129.75 | 15
2022/23 | 384.25 | 129.75 | 11
2022/23 | 384.75 | 129.75 | 9
2022/23 | 385.25 | 129.75 | 9
2022/23 | 385.75 | 129.75 | 14
2022/23 | 386.25 | 129.75 | 11
2022/23 | 386.75 | 129.75 | 10
2022/23 | 387.25 | 129.75 | 9
2022/23 | 387.75 | 129.75 | 10
2022/23 | 388.25 | 129.75 | 15
2022/23 | 388.75 | 129.75 | 17
2022/23 | 389.25 | 129.75 | 17
2022/23 | 389.75 | 129.75 | 8
2022/23 | 390.25 | 129.75 | 12
2022/23 | 390.75 | 129.75 | 11
2022/23 | 391.25 | 129.75 | 9
2022/23 | 391.75 | 129.75 | 8
2022/23 | 392.25 | 129.75 | 12
2022/23 | 392.75 | 129.75 | 9
2022/23 | 393.25 | 129.75 | 11
2022/23 | 393.75 | 129.75 | 8
2022/23 | 394.25 | 129.75 | 6
2022/23 | 394.75 | 129.75 | 11
2022/23 | 395.25 | 129.75 | 10
2022/23 | 395.75 | 129.75 | 6
2022/23 | 396.25 | 129.75 | 5
2022/23 | 396.75 | 129.75 | 9
2022/23 | 397.25 | 129.75 | 7
2022/23 | 397.75 | 129.75 | 7
2022/23 | 398.25 | 129.75 | 7
2022/23 | 398.75 | 129.75 | 6
2022/23 | 399.25 | 129.75 | 9
2022/23 | 399.75 | 129.75 | 5
2022/23 | 400.25 | 129.75 | 12
2022/23 | 400.75 | 129.75 | 10
2022/23 | 401.25 | 129.75 | 7
2022/23 | 401.75 | 129.75 | 4
2022/23 | 402.25 | 129.75 | 1
2022/23 | 402.75 | 129.75 | 10
2022/23 | 403.25 | 129.75 | 8
2022/23 | 403.75 | 129.75 | 7
2022/23 | 404.25 | 129.75 | 3
2022/23 | 404.75 | 129.75 | 1
2022/23 | 405.25 | 129.75 | 4
2022/23 | 405.75 | 129.75 | 3
2022/23 | 406.25 | 129.75 | 2
2022/23 | 406.75 | 129.75 | 10
2022/23 | 407.25 | 129.75 | 7
2022/23 | 407.75 | 129.75 | 3
2022/23 | 408.25 | 129.75 | 5
2022/23 | 408.75 | 129.75 | 1
2022/23 | 409.25 | 129.75 | 4
2022/23 | 409.75 | 129.75 | 5
2022/23 | 410.25 | 129.75 | 2
2022/23 | 410.75 | 129.75 | 4
2022/23 | 411.25 | 129.75 | 5
2022/23 | 411.75 | 129.75 | 6
2022/23 | 412.25 | 129.75 | 3
2022/23 | 412.75 | 129.75 | 4
2022/23 | 413.25 | 129.75 | 2
2022/23 | 413.75 | 129.75 | 3
2022/23 | 414.25 | 129.75 | 1
2022/23 | 414.75 | 129.75 | 1
2022/23 | 415.25 | 129.75 | 4
2022/23 | 415.75 | 129.75 | 5
2022/23 | 416.25 | 129.75 | 6
2022/23 | 416.75 | 129.75 | 3
2022/23 | 417.25 | 129.75 | 6
2022/23 | 417.75 | 129.75 | 1
2022/23 | 418.25 | 129.75 | 4
2022/23 | 418.75 | 129.75 | 2
2022/23 | 419.25 | 129.75 | 3
2022/23 | 419.75 | 129.75 | 3
2022/23 | 420.25 | 129.75 | 2
2022/23 | 420.75 | 129.75 | 2
2022/23 | 421.25 | 129.75 | 5
2022/23 | 421.75 | 129.75 | 2
2022/23 | 422.75 | 129.75 | 2
2022/23 | 423.75 | 129.75 | 1
2022/23 | 424.75 | 129.75 | 1
2022/23 | 425.25 | 129.75 | 1
2022/23 | 425.75 | 129.75 | 4
2022/23 | 426.25 | 129.75 | 3
2022/23 | 427.25 | 129.75 | 5
2022/23 | 427.75 | 129.75 | 4
2022/23 | 428.75 | 129.75 | 5
2022/23 | 429.25 | 129.75 | 1
2022/23 | 429.75 | 129.75 | 1
2022/23 | 430.75 | 129.75 | 2
2022/23 | 431.25 | 129.75 | 3
2022/23 | 431.75 | 129.75 | 2
2022/23 | 432.25 | 129.75 | 4
2022/23 | 432.75 | 129.75 | 4
2022/23 | 433.25 | 129.75 | 2
2022/23 | 433.75 | 129.75 | 3
2022/23 | 434.25 | 129.75 | 3
2022/23 | 434.75 | 129.75 | 1
2022/23 | 435.75 | 129.75 | 2
2022/23 | 436.25 | 129.75 | 3
2022/23 | 436.75 | 129.75 | 1
2022/23 | 437.75 | 129.75 | 2
2022/23 | 438.75 | 129.75 | 1
2022/23 | 439.25 | 129.75 | 1
2022/23 | 440.25 | 129.75 | 2
2022/23 | 440.75 | 129.75 | 1
2022/23 | 441.75 | 129.75 | 1
2022/23 | 442.25 | 129.75 | 2
2022/23 | 443.25 | 129.75 | 1
2022/23 | 444.75 | 129.75 | 1
2022/23 | 447.25 | 129.75 | 1
2022/23 | 448.75 | 129.75 | 1
2022/23 | 450.25 | 129.75 | 1
2022/23 | 452.75 | 129.75 | 2
2022/23 | 453.75 | 129.75 | 2
2022/23 | 454.25 | 129.75 | 1
2022/23 | 456.75 | 129.75 | 1
2022/23 | 457.25 | 129.75 | 1
2022/23 | 458.25 | 129.75 | 1
2022/23 | 460.25 | 129.75 | 1
2022/23 | 463.25 | 129.75 | 1
2022/23 | 464.25 | 129.75 | 1
2022/23 | 464.75 | 129.75 | 1
2022/23 | 465.25 | 129.75 | 2
2022/23 | 475.75 | 129.75 | 1
2022/23 | 190.75 | 130.25 | 1
2022/23 | 204.25 | 130.25 | 1
2022/23 | 208.75 | 130.25 | 1
2022/23 | 212.75 | 130.25 | 1
2022/23 | 215.75 | 130.25 | 1
2022/23 | 218.25 | 130.25 | 1
2022/23 | 219.75 | 130.25 | 1
2022/23 | 220.25 | 130.25 | 1
2022/23 | 221.75 | 130.25 | 1
2022/23 | 222.25 | 130.25 | 1
2022/23 | 223.25 | 130.25 | 1
2022/23 | 224.75 | 130.25 | 2
2022/23 | 225.25 | 130.25 | 1
2022/23 | 225.75 | 130.25 | 1
2022/23 | 227.75 | 130.25 | 1
2022/23 | 229.25 | 130.25 | 1
2022/23 | 229.75 | 130.25 | 1
2022/23 | 230.25 | 130.25 | 1
2022/23 | 230.75 | 130.25 | 2
2022/23 | 231.25 | 130.25 | 4
2022/23 | 231.75 | 130.25 | 1
2022/23 | 232.25 | 130.25 | 1
2022/23 | 232.75 | 130.25 | 1
2022/23 | 233.25 | 130.25 | 2
2022/23 | 233.75 | 130.25 | 4
2022/23 | 234.25 | 130.25 | 2
2022/23 | 235.25 | 130.25 | 3
2022/23 | 236.25 | 130.25 | 2
2022/23 | 237.25 | 130.25 | 2
2022/23 | 238.25 | 130.25 | 2
2022/23 | 239.25 | 130.25 | 1
2022/23 | 239.75 | 130.25 | 2
2022/23 | 240.25 | 130.25 | 2
2022/23 | 240.75 | 130.25 | 2
2022/23 | 241.25 | 130.25 | 1
2022/23 | 241.75 | 130.25 | 1
2022/23 | 242.75 | 130.25 | 3
2022/23 | 243.25 | 130.25 | 2
2022/23 | 243.75 | 130.25 | 4
2022/23 | 244.25 | 130.25 | 3
2022/23 | 244.75 | 130.25 | 5
2022/23 | 245.25 | 130.25 | 6
2022/23 | 245.75 | 130.25 | 3
2022/23 | 246.75 | 130.25 | 2
2022/23 | 247.25 | 130.25 | 1
2022/23 | 247.75 | 130.25 | 4
2022/23 | 248.25 | 130.25 | 3
2022/23 | 248.75 | 130.25 | 2
2022/23 | 249.25 | 130.25 | 3
2022/23 | 249.75 | 130.25 | 3
2022/23 | 250.25 | 130.25 | 3
2022/23 | 250.75 | 130.25 | 2
2022/23 | 251.25 | 130.25 | 3
2022/23 | 251.75 | 130.25 | 9
2022/23 | 252.75 | 130.25 | 10
2022/23 | 253.25 | 130.25 | 1
2022/23 | 253.75 | 130.25 | 5
2022/23 | 254.25 | 130.25 | 8
2022/23 | 254.75 | 130.25 | 3
2022/23 | 255.25 | 130.25 | 5
2022/23 | 255.75 | 130.25 | 4
2022/23 | 256.25 | 130.25 | 6
2022/23 | 256.75 | 130.25 | 9
2022/23 | 257.25 | 130.25 | 5
2022/23 | 257.75 | 130.25 | 3
2022/23 | 258.25 | 130.25 | 8
2022/23 | 258.75 | 130.25 | 10
2022/23 | 259.25 | 130.25 | 6
2022/23 | 259.75 | 130.25 | 7
2022/23 | 260.25 | 130.25 | 9
2022/23 | 260.75 | 130.25 | 9
2022/23 | 261.25 | 130.25 | 8
2022/23 | 261.75 | 130.25 | 14
2022/23 | 262.25 | 130.25 | 11
2022/23 | 262.75 | 130.25 | 3
2022/23 | 263.25 | 130.25 | 9
2022/23 | 263.75 | 130.25 | 10
2022/23 | 264.25 | 130.25 | 12
2022/23 | 264.75 | 130.25 | 13
2022/23 | 265.25 | 130.25 | 12
2022/23 | 265.75 | 130.25 | 18
2022/23 | 266.25 | 130.25 | 18
2022/23 | 266.75 | 130.25 | 20
2022/23 | 267.25 | 130.25 | 23
2022/23 | 267.75 | 130.25 | 24
2022/23 | 268.25 | 130.25 | 10
2022/23 | 268.75 | 130.25 | 21
2022/23 | 269.25 | 130.25 | 17
2022/23 | 269.75 | 130.25 | 20
2022/23 | 270.25 | 130.25 | 16
2022/23 | 270.75 | 130.25 | 28
2022/23 | 271.25 | 130.25 | 24
2022/23 | 271.75 | 130.25 | 25
2022/23 | 272.25 | 130.25 | 17
2022/23 | 272.75 | 130.25 | 27
2022/23 | 273.25 | 130.25 | 29
2022/23 | 273.75 | 130.25 | 24
2022/23 | 274.25 | 130.25 | 36
2022/23 | 274.75 | 130.25 | 27
2022/23 | 275.25 | 130.25 | 20
2022/23 | 275.75 | 130.25 | 21
2022/23 | 276.25 | 130.25 | 24
2022/23 | 276.75 | 130.25 | 30
2022/23 | 277.25 | 130.25 | 38
2022/23 | 277.75 | 130.25 | 29
2022/23 | 278.25 | 130.25 | 29
2022/23 | 278.75 | 130.25 | 37
2022/23 | 279.25 | 130.25 | 23
2022/23 | 279.75 | 130.25 | 29
2022/23 | 280.25 | 130.25 | 34
2022/23 | 280.75 | 130.25 | 29
2022/23 | 281.25 | 130.25 | 34
2022/23 | 281.75 | 130.25 | 26
2022/23 | 282.25 | 130.25 | 45
2022/23 | 282.75 | 130.25 | 25
2022/23 | 283.25 | 130.25 | 30
2022/23 | 283.75 | 130.25 | 36
2022/23 | 284.25 | 130.25 | 43
2022/23 | 284.75 | 130.25 | 42
2022/23 | 285.25 | 130.25 | 34
2022/23 | 285.75 | 130.25 | 29
2022/23 | 286.25 | 130.25 | 47
2022/23 | 286.75 | 130.25 | 49
2022/23 | 287.25 | 130.25 | 37
2022/23 | 287.75 | 130.25 | 46
2022/23 | 288.25 | 130.25 | 40
2022/23 | 288.75 | 130.25 | 35
2022/23 | 289.25 | 130.25 | 42
2022/23 | 289.75 | 130.25 | 41
2022/23 | 290.25 | 130.25 | 55
2022/23 | 290.75 | 130.25 | 49
2022/23 | 291.25 | 130.25 | 45
2022/23 | 291.75 | 130.25 | 49
2022/23 | 292.25 | 130.25 | 49
2022/23 | 292.75 | 130.25 | 44
2022/23 | 293.25 | 130.25 | 44
2022/23 | 293.75 | 130.25 | 54
2022/23 | 294.25 | 130.25 | 47
2022/23 | 294.75 | 130.25 | 45
2022/23 | 295.25 | 130.25 | 47
2022/23 | 295.75 | 130.25 | 50
2022/23 | 296.25 | 130.25 | 37
2022/23 | 296.75 | 130.25 | 54
2022/23 | 297.25 | 130.25 | 52
2022/23 | 297.75 | 130.25 | 44
2022/23 | 298.25 | 130.25 | 57
2022/23 | 298.75 | 130.25 | 37
2022/23 | 299.25 | 130.25 | 45
2022/23 | 299.75 | 130.25 | 55
2022/23 | 300.25 | 130.25 | 51
2022/23 | 300.75 | 130.25 | 41
2022/23 | 301.25 | 130.25 | 32
2022/23 | 301.75 | 130.25 | 59
2022/23 | 302.25 | 130.25 | 58
2022/23 | 302.75 | 130.25 | 48
2022/23 | 303.25 | 130.25 | 37
2022/23 | 303.75 | 130.25 | 37
2022/23 | 304.25 | 130.25 | 50
2022/23 | 304.75 | 130.25 | 48
2022/23 | 305.25 | 130.25 | 59
2022/23 | 305.75 | 130.25 | 61
2022/23 | 306.25 | 130.25 | 55
2022/23 | 306.75 | 130.25 | 58
2022/23 | 307.25 | 130.25 | 53
2022/23 | 307.75 | 130.25 | 49
2022/23 | 308.25 | 130.25 | 40
2022/23 | 308.75 | 130.25 | 46
2022/23 | 309.25 | 130.25 | 54
2022/23 | 309.75 | 130.25 | 49
2022/23 | 310.25 | 130.25 | 53
2022/23 | 310.75 | 130.25 | 55
2022/23 | 311.25 | 130.25 | 56
2022/23 | 311.75 | 130.25 | 56
2022/23 | 312.25 | 130.25 | 52
2022/23 | 312.75 | 130.25 | 48
2022/23 | 313.25 | 130.25 | 53
2022/23 | 313.75 | 130.25 | 55
2022/23 | 314.25 | 130.25 | 52
2022/23 | 314.75 | 130.25 | 60
2022/23 | 315.25 | 130.25 | 55
2022/23 | 315.75 | 130.25 | 45
2022/23 | 316.25 | 130.25 | 53
2022/23 | 316.75 | 130.25 | 40
2022/23 | 317.25 | 130.25 | 59
2022/23 | 317.75 | 130.25 | 48
2022/23 | 318.25 | 130.25 | 45
2022/23 | 318.75 | 130.25 | 51
2022/23 | 319.25 | 130.25 | 58
2022/23 | 319.75 | 130.25 | 38
2022/23 | 320.25 | 130.25 | 50
2022/23 | 320.75 | 130.25 | 59
2022/23 | 321.25 | 130.25 | 49
2022/23 | 321.75 | 130.25 | 56
2022/23 | 322.25 | 130.25 | 62
2022/23 | 322.75 | 130.25 | 52
2022/23 | 323.25 | 130.25 | 54
2022/23 | 323.75 | 130.25 | 56
2022/23 | 324.25 | 130.25 | 57
2022/23 | 324.75 | 130.25 | 49
2022/23 | 325.25 | 130.25 | 51
2022/23 | 325.75 | 130.25 | 46
2022/23 | 326.25 | 130.25 | 40
2022/23 | 326.75 | 130.25 | 44
2022/23 | 327.25 | 130.25 | 59
2022/23 | 327.75 | 130.25 | 59
2022/23 | 328.25 | 130.25 | 55
2022/23 | 328.75 | 130.25 | 43
2022/23 | 329.25 | 130.25 | 51
2022/23 | 329.75 | 130.25 | 48
2022/23 | 330.25 | 130.25 | 56
2022/23 | 330.75 | 130.25 | 40
2022/23 | 331.25 | 130.25 | 47
2022/23 | 331.75 | 130.25 | 39
2022/23 | 332.25 | 130.25 | 46
2022/23 | 332.75 | 130.25 | 49
2022/23 | 333.25 | 130.25 | 38
2022/23 | 333.75 | 130.25 | 53
2022/23 | 334.25 | 130.25 | 36
2022/23 | 334.75 | 130.25 | 32
2022/23 | 335.25 | 130.25 | 39
2022/23 | 335.75 | 130.25 | 44
2022/23 | 336.25 | 130.25 | 42
2022/23 | 336.75 | 130.25 | 42
2022/23 | 337.25 | 130.25 | 36
2022/23 | 337.75 | 130.25 | 37
2022/23 | 338.25 | 130.25 | 40
2022/23 | 338.75 | 130.25 | 38
2022/23 | 339.25 | 130.25 | 47
2022/23 | 339.75 | 130.25 | 47
2022/23 | 340.25 | 130.25 | 49
2022/23 | 340.75 | 130.25 | 29
2022/23 | 341.25 | 130.25 | 31
2022/23 | 341.75 | 130.25 | 38
2022/23 | 342.25 | 130.25 | 42
2022/23 | 342.75 | 130.25 | 27
2022/23 | 343.25 | 130.25 | 46
2022/23 | 343.75 | 130.25 | 39
2022/23 | 344.25 | 130.25 | 37
2022/23 | 344.75 | 130.25 | 34
2022/23 | 345.25 | 130.25 | 37
2022/23 | 345.75 | 130.25 | 31
2022/23 | 346.25 | 130.25 | 39
2022/23 | 346.75 | 130.25 | 33
2022/23 | 347.25 | 130.25 | 32
2022/23 | 347.75 | 130.25 | 37
2022/23 | 348.25 | 130.25 | 26
2022/23 | 348.75 | 130.25 | 34
2022/23 | 349.25 | 130.25 | 34
2022/23 | 349.75 | 130.25 | 31
2022/23 | 350.25 | 130.25 | 30
2022/23 | 350.75 | 130.25 | 38
2022/23 | 351.25 | 130.25 | 38
2022/23 | 351.75 | 130.25 | 36
2022/23 | 352.25 | 130.25 | 46
2022/23 | 352.75 | 130.25 | 34
2022/23 | 353.25 | 130.25 | 36
2022/23 | 353.75 | 130.25 | 29
2022/23 | 354.25 | 130.25 | 33
2022/23 | 354.75 | 130.25 | 32
2022/23 | 355.25 | 130.25 | 24
2022/23 | 355.75 | 130.25 | 23
2022/23 | 356.25 | 130.25 | 34
2022/23 | 356.75 | 130.25 | 24
2022/23 | 357.25 | 130.25 | 26
2022/23 | 357.75 | 130.25 | 29
2022/23 | 358.25 | 130.25 | 19
2022/23 | 358.75 | 130.25 | 24
2022/23 | 359.25 | 130.25 | 30
2022/23 | 359.75 | 130.25 | 25
2022/23 | 360.25 | 130.25 | 24
2022/23 | 360.75 | 130.25 | 21
2022/23 | 361.25 | 130.25 | 21
2022/23 | 361.75 | 130.25 | 28
2022/23 | 362.25 | 130.25 | 19
2022/23 | 362.75 | 130.25 | 22
2022/23 | 363.25 | 130.25 | 16
2022/23 | 363.75 | 130.25 | 19
2022/23 | 364.25 | 130.25 | 23
2022/23 | 364.75 | 130.25 | 14
2022/23 | 365.25 | 130.25 | 30
2022/23 | 365.75 | 130.25 | 17
2022/23 | 366.25 | 130.25 | 22
2022/23 | 366.75 | 130.25 | 20
2022/23 | 367.25 | 130.25 | 25
2022/23 | 367.75 | 130.25 | 18
2022/23 | 368.25 | 130.25 | 18
2022/23 | 368.75 | 130.25 | 21
2022/23 | 369.25 | 130.25 | 22
2022/23 | 369.75 | 130.25 | 25
2022/23 | 370.25 | 130.25 | 22
2022/23 | 370.75 | 130.25 | 13
2022/23 | 371.25 | 130.25 | 17
2022/23 | 371.75 | 130.25 | 14
2022/23 | 372.25 | 130.25 | 18
2022/23 | 372.75 | 130.25 | 17
2022/23 | 373.25 | 130.25 | 16
2022/23 | 373.75 | 130.25 | 22
2022/23 | 374.25 | 130.25 | 20
2022/23 | 374.75 | 130.25 | 18
2022/23 | 375.25 | 130.25 | 23
2022/23 | 375.75 | 130.25 | 13
2022/23 | 376.25 | 130.25 | 11
2022/23 | 376.75 | 130.25 | 19
2022/23 | 377.25 | 130.25 | 13
2022/23 | 377.75 | 130.25 | 14
2022/23 | 378.25 | 130.25 | 14
2022/23 | 378.75 | 130.25 | 12
2022/23 | 379.25 | 130.25 | 15
2022/23 | 379.75 | 130.25 | 14
2022/23 | 380.25 | 130.25 | 6
2022/23 | 380.75 | 130.25 | 16
2022/23 | 381.25 | 130.25 | 13
2022/23 | 381.75 | 130.25 | 9
2022/23 | 382.25 | 130.25 | 20
2022/23 | 382.75 | 130.25 | 15
2022/23 | 383.25 | 130.25 | 17
2022/23 | 383.75 | 130.25 | 12
2022/23 | 384.25 | 130.25 | 12
2022/23 | 384.75 | 130.25 | 8
2022/23 | 385.25 | 130.25 | 10
2022/23 | 385.75 | 130.25 | 17
2022/23 | 386.25 | 130.25 | 11
2022/23 | 386.75 | 130.25 | 8
2022/23 | 387.25 | 130.25 | 8
2022/23 | 387.75 | 130.25 | 12
2022/23 | 388.25 | 130.25 | 9
2022/23 | 388.75 | 130.25 | 5
2022/23 | 389.25 | 130.25 | 9
2022/23 | 389.75 | 130.25 | 5
2022/23 | 390.25 | 130.25 | 6
2022/23 | 390.75 | 130.25 | 13
2022/23 | 391.25 | 130.25 | 3
2022/23 | 391.75 | 130.25 | 14
2022/23 | 392.25 | 130.25 | 14
2022/23 | 392.75 | 130.25 | 7
2022/23 | 393.25 | 130.25 | 16
2022/23 | 393.75 | 130.25 | 7
2022/23 | 394.25 | 130.25 | 3
2022/23 | 394.75 | 130.25 | 15
2022/23 | 395.25 | 130.25 | 7
2022/23 | 395.75 | 130.25 | 11
2022/23 | 396.25 | 130.25 | 7
2022/23 | 396.75 | 130.25 | 5
2022/23 | 397.25 | 130.25 | 10
2022/23 | 397.75 | 130.25 | 10
2022/23 | 398.25 | 130.25 | 6
2022/23 | 398.75 | 130.25 | 7
2022/23 | 399.25 | 130.25 | 6
2022/23 | 399.75 | 130.25 | 7
2022/23 | 400.25 | 130.25 | 7
2022/23 | 400.75 | 130.25 | 6
2022/23 | 401.25 | 130.25 | 10
2022/23 | 401.75 | 130.25 | 8
2022/23 | 402.25 | 130.25 | 6
2022/23 | 402.75 | 130.25 | 6
2022/23 | 403.25 | 130.25 | 9
2022/23 | 403.75 | 130.25 | 4
2022/23 | 404.25 | 130.25 | 5
2022/23 | 404.75 | 130.25 | 4
2022/23 | 405.25 | 130.25 | 3
2022/23 | 405.75 | 130.25 | 8
2022/23 | 406.25 | 130.25 | 10
2022/23 | 406.75 | 130.25 | 2
2022/23 | 407.25 | 130.25 | 5
2022/23 | 407.75 | 130.25 | 5
2022/23 | 408.25 | 130.25 | 5
2022/23 | 408.75 | 130.25 | 7
2022/23 | 409.25 | 130.25 | 5
2022/23 | 409.75 | 130.25 | 2
2022/23 | 410.25 | 130.25 | 5
2022/23 | 410.75 | 130.25 | 3
2022/23 | 411.25 | 130.25 | 7
2022/23 | 411.75 | 130.25 | 7
2022/23 | 412.25 | 130.25 | 3
2022/23 | 412.75 | 130.25 | 4
2022/23 | 413.25 | 130.25 | 4
2022/23 | 413.75 | 130.25 | 8
2022/23 | 414.25 | 130.25 | 3
2022/23 | 414.75 | 130.25 | 1
2022/23 | 415.25 | 130.25 | 2
2022/23 | 415.75 | 130.25 | 6
2022/23 | 416.25 | 130.25 | 3
2022/23 | 416.75 | 130.25 | 4
2022/23 | 417.25 | 130.25 | 6
2022/23 | 417.75 | 130.25 | 4
2022/23 | 418.25 | 130.25 | 2
2022/23 | 418.75 | 130.25 | 3
2022/23 | 419.25 | 130.25 | 4
2022/23 | 419.75 | 130.25 | 2
2022/23 | 420.25 | 130.25 | 6
2022/23 | 420.75 | 130.25 | 2
2022/23 | 421.75 | 130.25 | 1
2022/23 | 422.25 | 130.25 | 4
2022/23 | 422.75 | 130.25 | 2
2022/23 | 423.25 | 130.25 | 3
2022/23 | 423.75 | 130.25 | 2
2022/23 | 424.25 | 130.25 | 3
2022/23 | 424.75 | 130.25 | 3
2022/23 | 425.25 | 130.25 | 4
2022/23 | 425.75 | 130.25 | 3
2022/23 | 426.25 | 130.25 | 2
2022/23 | 426.75 | 130.25 | 3
2022/23 | 427.25 | 130.25 | 2
2022/23 | 427.75 | 130.25 | 3
2022/23 | 428.25 | 130.25 | 1
2022/23 | 428.75 | 130.25 | 1
2022/23 | 429.25 | 130.25 | 1
2022/23 | 430.75 | 130.25 | 1
2022/23 | 431.25 | 130.25 | 2
2022/23 | 431.75 | 130.25 | 2
2022/23 | 432.25 | 130.25 | 1
2022/23 | 432.75 | 130.25 | 2
2022/23 | 433.25 | 130.25 | 2
2022/23 | 433.75 | 130.25 | 2
2022/23 | 434.25 | 130.25 | 1
2022/23 | 434.75 | 130.25 | 1
2022/23 | 435.75 | 130.25 | 1
2022/23 | 436.75 | 130.25 | 3
2022/23 | 437.25 | 130.25 | 3
2022/23 | 437.75 | 130.25 | 2
2022/23 | 439.25 | 130.25 | 2
2022/23 | 440.25 | 130.25 | 1
2022/23 | 441.25 | 130.25 | 1
2022/23 | 441.75 | 130.25 | 3
2022/23 | 443.25 | 130.25 | 2
2022/23 | 443.75 | 130.25 | 1
2022/23 | 445.25 | 130.25 | 2
2022/23 | 445.75 | 130.25 | 2
2022/23 | 446.25 | 130.25 | 4
2022/23 | 447.25 | 130.25 | 1
2022/23 | 449.25 | 130.25 | 1
2022/23 | 449.75 | 130.25 | 1
2022/23 | 450.25 | 130.25 | 1
2022/23 | 450.75 | 130.25 | 1
2022/23 | 451.25 | 130.25 | 1
2022/23 | 453.75 | 130.25 | 1
2022/23 | 454.25 | 130.25 | 1
2022/23 | 455.25 | 130.25 | 2
2022/23 | 458.25 | 130.25 | 3
2022/23 | 458.75 | 130.25 | 1
2022/23 | 472.25 | 130.25 | 1
2022/23 | 473.25 | 130.25 | 1
2022/23 | 476.75 | 130.25 | 1
2022/23 | 483.25 | 130.25 | 2
2022/23 | 487.75 | 130.25 | 1
2022/23 | 493.75 | 130.25 | 1
2022/23 | 192.25 | 130.75 | 1
2022/23 | 208.25 | 130.75 | 1
2022/23 | 211.75 | 130.75 | 1
2022/23 | 214.75 | 130.75 | 1
2022/23 | 221.25 | 130.75 | 1
2022/23 | 222.75 | 130.75 | 1
2022/23 | 223.75 | 130.75 | 1
2022/23 | 224.25 | 130.75 | 2
2022/23 | 225.25 | 130.75 | 1
2022/23 | 225.75 | 130.75 | 2
2022/23 | 226.25 | 130.75 | 1
2022/23 | 226.75 | 130.75 | 2
2022/23 | 227.25 | 130.75 | 1
2022/23 | 227.75 | 130.75 | 1
2022/23 | 230.25 | 130.75 | 1
2022/23 | 230.75 | 130.75 | 1
2022/23 | 232.75 | 130.75 | 2
2022/23 | 233.25 | 130.75 | 1
2022/23 | 233.75 | 130.75 | 1
2022/23 | 234.25 | 130.75 | 1
2022/23 | 234.75 | 130.75 | 1
2022/23 | 236.75 | 130.75 | 2
2022/23 | 237.25 | 130.75 | 2
2022/23 | 238.25 | 130.75 | 4
2022/23 | 238.75 | 130.75 | 2
2022/23 | 239.25 | 130.75 | 1
2022/23 | 239.75 | 130.75 | 1
2022/23 | 240.25 | 130.75 | 1
2022/23 | 240.75 | 130.75 | 2
2022/23 | 241.25 | 130.75 | 1
2022/23 | 241.75 | 130.75 | 1
2022/23 | 242.75 | 130.75 | 4
2022/23 | 243.25 | 130.75 | 3
2022/23 | 243.75 | 130.75 | 3
2022/23 | 244.25 | 130.75 | 5
2022/23 | 245.25 | 130.75 | 4
2022/23 | 245.75 | 130.75 | 2
2022/23 | 246.25 | 130.75 | 4
2022/23 | 246.75 | 130.75 | 6
2022/23 | 247.25 | 130.75 | 1
2022/23 | 247.75 | 130.75 | 1
2022/23 | 248.25 | 130.75 | 3
2022/23 | 248.75 | 130.75 | 4
2022/23 | 249.25 | 130.75 | 1
2022/23 | 249.75 | 130.75 | 4
2022/23 | 250.25 | 130.75 | 4
2022/23 | 250.75 | 130.75 | 2
2022/23 | 251.25 | 130.75 | 4
2022/23 | 251.75 | 130.75 | 5
2022/23 | 252.25 | 130.75 | 2
2022/23 | 252.75 | 130.75 | 1
2022/23 | 253.25 | 130.75 | 3
2022/23 | 253.75 | 130.75 | 1
2022/23 | 254.25 | 130.75 | 4
2022/23 | 254.75 | 130.75 | 8
2022/23 | 255.25 | 130.75 | 6
2022/23 | 255.75 | 130.75 | 8
2022/23 | 256.25 | 130.75 | 4
2022/23 | 256.75 | 130.75 | 7
2022/23 | 257.25 | 130.75 | 3
2022/23 | 257.75 | 130.75 | 8
2022/23 | 258.25 | 130.75 | 11
2022/23 | 258.75 | 130.75 | 4
2022/23 | 259.25 | 130.75 | 9
2022/23 | 259.75 | 130.75 | 3
2022/23 | 260.25 | 130.75 | 3
2022/23 | 260.75 | 130.75 | 5
2022/23 | 261.25 | 130.75 | 13
2022/23 | 261.75 | 130.75 | 5
2022/23 | 262.25 | 130.75 | 10
2022/23 | 262.75 | 130.75 | 6
2022/23 | 263.25 | 130.75 | 9
2022/23 | 263.75 | 130.75 | 9
2022/23 | 264.25 | 130.75 | 13
2022/23 | 264.75 | 130.75 | 14
2022/23 | 265.25 | 130.75 | 14
2022/23 | 265.75 | 130.75 | 8
2022/23 | 266.25 | 130.75 | 7
2022/23 | 266.75 | 130.75 | 14
2022/23 | 267.25 | 130.75 | 18
2022/23 | 267.75 | 130.75 | 14
2022/23 | 268.25 | 130.75 | 12
2022/23 | 268.75 | 130.75 | 10
2022/23 | 269.25 | 130.75 | 16
2022/23 | 269.75 | 130.75 | 15
2022/23 | 270.25 | 130.75 | 13
2022/23 | 270.75 | 130.75 | 23
2022/23 | 271.25 | 130.75 | 16
2022/23 | 271.75 | 130.75 | 20
2022/23 | 272.25 | 130.75 | 24
2022/23 | 272.75 | 130.75 | 21
2022/23 | 273.25 | 130.75 | 21
2022/23 | 273.75 | 130.75 | 21
2022/23 | 274.25 | 130.75 | 18
2022/23 | 274.75 | 130.75 | 21
2022/23 | 275.25 | 130.75 | 25
2022/23 | 275.75 | 130.75 | 24
2022/23 | 276.25 | 130.75 | 23
2022/23 | 276.75 | 130.75 | 32
2022/23 | 277.25 | 130.75 | 26
2022/23 | 277.75 | 130.75 | 28
2022/23 | 278.25 | 130.75 | 34
2022/23 | 278.75 | 130.75 | 19
2022/23 | 279.25 | 130.75 | 33
2022/23 | 279.75 | 130.75 | 34
2022/23 | 280.25 | 130.75 | 32
2022/23 | 280.75 | 130.75 | 27
2022/23 | 281.25 | 130.75 | 43
2022/23 | 281.75 | 130.75 | 30
2022/23 | 282.25 | 130.75 | 30
2022/23 | 282.75 | 130.75 | 34
2022/23 | 283.25 | 130.75 | 29
2022/23 | 283.75 | 130.75 | 42
2022/23 | 284.25 | 130.75 | 29
2022/23 | 284.75 | 130.75 | 37
2022/23 | 285.25 | 130.75 | 34
2022/23 | 285.75 | 130.75 | 30
2022/23 | 286.25 | 130.75 | 29
2022/23 | 286.75 | 130.75 | 42
2022/23 | 287.25 | 130.75 | 30
2022/23 | 287.75 | 130.75 | 48
2022/23 | 288.25 | 130.75 | 27
2022/23 | 288.75 | 130.75 | 41
2022/23 | 289.25 | 130.75 | 34
2022/23 | 289.75 | 130.75 | 34
2022/23 | 290.25 | 130.75 | 37
2022/23 | 290.75 | 130.75 | 36
2022/23 | 291.25 | 130.75 | 43
2022/23 | 291.75 | 130.75 | 38
2022/23 | 292.25 | 130.75 | 45
2022/23 | 292.75 | 130.75 | 49
2022/23 | 293.25 | 130.75 | 57
2022/23 | 293.75 | 130.75 | 34
2022/23 | 294.25 | 130.75 | 40
2022/23 | 294.75 | 130.75 | 56
2022/23 | 295.25 | 130.75 | 45
2022/23 | 295.75 | 130.75 | 55
2022/23 | 296.25 | 130.75 | 45
2022/23 | 296.75 | 130.75 | 48
2022/23 | 297.25 | 130.75 | 40
2022/23 | 297.75 | 130.75 | 44
2022/23 | 298.25 | 130.75 | 46
2022/23 | 298.75 | 130.75 | 61
2022/23 | 299.25 | 130.75 | 51
2022/23 | 299.75 | 130.75 | 41
2022/23 | 300.25 | 130.75 | 53
2022/23 | 300.75 | 130.75 | 50
2022/23 | 301.25 | 130.75 | 44
2022/23 | 301.75 | 130.75 | 48
2022/23 | 302.25 | 130.75 | 45
2022/23 | 302.75 | 130.75 | 53
2022/23 | 303.25 | 130.75 | 59
2022/23 | 303.75 | 130.75 | 49
2022/23 | 304.25 | 130.75 | 65
2022/23 | 304.75 | 130.75 | 39
2022/23 | 305.25 | 130.75 | 49
2022/23 | 305.75 | 130.75 | 48
2022/23 | 306.25 | 130.75 | 44
2022/23 | 306.75 | 130.75 | 62
2022/23 | 307.25 | 130.75 | 48
2022/23 | 307.75 | 130.75 | 47
2022/23 | 308.25 | 130.75 | 57
2022/23 | 308.75 | 130.75 | 52
2022/23 | 309.25 | 130.75 | 64
2022/23 | 309.75 | 130.75 | 63
2022/23 | 310.25 | 130.75 | 50
2022/23 | 310.75 | 130.75 | 38
2022/23 | 311.25 | 130.75 | 43
2022/23 | 311.75 | 130.75 | 64
2022/23 | 312.25 | 130.75 | 51
2022/23 | 312.75 | 130.75 | 45
2022/23 | 313.25 | 130.75 | 50
2022/23 | 313.75 | 130.75 | 49
2022/23 | 314.25 | 130.75 | 46
2022/23 | 314.75 | 130.75 | 49
2022/23 | 315.25 | 130.75 | 38
2022/23 | 315.75 | 130.75 | 45
2022/23 | 316.25 | 130.75 | 48
2022/23 | 316.75 | 130.75 | 67
2022/23 | 317.25 | 130.75 | 44
2022/23 | 317.75 | 130.75 | 53
2022/23 | 318.25 | 130.75 | 49
2022/23 | 318.75 | 130.75 | 58
2022/23 | 319.25 | 130.75 | 46
2022/23 | 319.75 | 130.75 | 41
2022/23 | 320.25 | 130.75 | 42
2022/23 | 320.75 | 130.75 | 47
2022/23 | 321.25 | 130.75 | 55
2022/23 | 321.75 | 130.75 | 40
2022/23 | 322.25 | 130.75 | 47
2022/23 | 322.75 | 130.75 | 48
2022/23 | 323.25 | 130.75 | 48
2022/23 | 323.75 | 130.75 | 43
2022/23 | 324.25 | 130.75 | 43
2022/23 | 324.75 | 130.75 | 44
2022/23 | 325.25 | 130.75 | 43
2022/23 | 325.75 | 130.75 | 47
2022/23 | 326.25 | 130.75 | 41
2022/23 | 326.75 | 130.75 | 51
2022/23 | 327.25 | 130.75 | 28
2022/23 | 327.75 | 130.75 | 38
2022/23 | 328.25 | 130.75 | 38
2022/23 | 328.75 | 130.75 | 34
2022/23 | 329.25 | 130.75 | 39
2022/23 | 329.75 | 130.75 | 51
2022/23 | 330.25 | 130.75 | 47
2022/23 | 330.75 | 130.75 | 35
2022/23 | 331.25 | 130.75 | 42
2022/23 | 331.75 | 130.75 | 53
2022/23 | 332.25 | 130.75 | 29
2022/23 | 332.75 | 130.75 | 41
2022/23 | 333.25 | 130.75 | 42
2022/23 | 333.75 | 130.75 | 35
2022/23 | 334.25 | 130.75 | 38
2022/23 | 334.75 | 130.75 | 33
2022/23 | 335.25 | 130.75 | 37
2022/23 | 335.75 | 130.75 | 32
2022/23 | 336.25 | 130.75 | 55
2022/23 | 336.75 | 130.75 | 31
2022/23 | 337.25 | 130.75 | 31
2022/23 | 337.75 | 130.75 | 52
2022/23 | 338.25 | 130.75 | 39
2022/23 | 338.75 | 130.75 | 36
2022/23 | 339.25 | 130.75 | 39
2022/23 | 339.75 | 130.75 | 43
2022/23 | 340.25 | 130.75 | 38
2022/23 | 340.75 | 130.75 | 39
2022/23 | 341.25 | 130.75 | 48
2022/23 | 341.75 | 130.75 | 32
2022/23 | 342.25 | 130.75 | 39
2022/23 | 342.75 | 130.75 | 34
2022/23 | 343.25 | 130.75 | 41
2022/23 | 343.75 | 130.75 | 34
2022/23 | 344.25 | 130.75 | 31
2022/23 | 344.75 | 130.75 | 37
2022/23 | 345.25 | 130.75 | 33
2022/23 | 345.75 | 130.75 | 32
2022/23 | 346.25 | 130.75 | 32
2022/23 | 346.75 | 130.75 | 29
2022/23 | 347.25 | 130.75 | 33
2022/23 | 347.75 | 130.75 | 37
2022/23 | 348.25 | 130.75 | 27
2022/23 | 348.75 | 130.75 | 35
2022/23 | 349.25 | 130.75 | 39
2022/23 | 349.75 | 130.75 | 49
2022/23 | 350.25 | 130.75 | 43
2022/23 | 350.75 | 130.75 | 28
2022/23 | 351.25 | 130.75 | 39
2022/23 | 351.75 | 130.75 | 33
2022/23 | 352.25 | 130.75 | 38
2022/23 | 352.75 | 130.75 | 25
2022/23 | 353.25 | 130.75 | 29
2022/23 | 353.75 | 130.75 | 27
2022/23 | 354.25 | 130.75 | 23
2022/23 | 354.75 | 130.75 | 28
2022/23 | 355.25 | 130.75 | 31
2022/23 | 355.75 | 130.75 | 21
2022/23 | 356.25 | 130.75 | 26
2022/23 | 356.75 | 130.75 | 29
2022/23 | 357.25 | 130.75 | 31
2022/23 | 357.75 | 130.75 | 32
2022/23 | 358.25 | 130.75 | 19
2022/23 | 358.75 | 130.75 | 30
2022/23 | 359.25 | 130.75 | 17
2022/23 | 359.75 | 130.75 | 33
2022/23 | 360.25 | 130.75 | 19
2022/23 | 360.75 | 130.75 | 27
2022/23 | 361.25 | 130.75 | 22
2022/23 | 361.75 | 130.75 | 28
2022/23 | 362.25 | 130.75 | 25
2022/23 | 362.75 | 130.75 | 25
2022/23 | 363.25 | 130.75 | 27
2022/23 | 363.75 | 130.75 | 19
2022/23 | 364.25 | 130.75 | 26
2022/23 | 364.75 | 130.75 | 26
2022/23 | 365.25 | 130.75 | 16
2022/23 | 365.75 | 130.75 | 24
2022/23 | 366.25 | 130.75 | 15
2022/23 | 366.75 | 130.75 | 30
2022/23 | 367.25 | 130.75 | 22
2022/23 | 367.75 | 130.75 | 27
2022/23 | 368.25 | 130.75 | 23
2022/23 | 368.75 | 130.75 | 22
2022/23 | 369.25 | 130.75 | 18
2022/23 | 369.75 | 130.75 | 23
2022/23 | 370.25 | 130.75 | 20
2022/23 | 370.75 | 130.75 | 17
2022/23 | 371.25 | 130.75 | 16
2022/23 | 371.75 | 130.75 | 25
2022/23 | 372.25 | 130.75 | 18
2022/23 | 372.75 | 130.75 | 13
2022/23 | 373.25 | 130.75 | 18
2022/23 | 373.75 | 130.75 | 15
2022/23 | 374.25 | 130.75 | 18
2022/23 | 374.75 | 130.75 | 10
2022/23 | 375.25 | 130.75 | 22
2022/23 | 375.75 | 130.75 | 8
2022/23 | 376.25 | 130.75 | 24
2022/23 | 376.75 | 130.75 | 11
2022/23 | 377.25 | 130.75 | 16
2022/23 | 377.75 | 130.75 | 14
2022/23 | 378.25 | 130.75 | 10
2022/23 | 378.75 | 130.75 | 11
2022/23 | 379.25 | 130.75 | 13
2022/23 | 379.75 | 130.75 | 25
2022/23 | 380.25 | 130.75 | 7
2022/23 | 380.75 | 130.75 | 8
2022/23 | 381.25 | 130.75 | 7
2022/23 | 381.75 | 130.75 | 10
2022/23 | 382.25 | 130.75 | 20
2022/23 | 382.75 | 130.75 | 11
2022/23 | 383.25 | 130.75 | 10
2022/23 | 383.75 | 130.75 | 12
2022/23 | 384.25 | 130.75 | 10
2022/23 | 384.75 | 130.75 | 10
2022/23 | 385.25 | 130.75 | 11
2022/23 | 385.75 | 130.75 | 11
2022/23 | 386.25 | 130.75 | 12
2022/23 | 386.75 | 130.75 | 9
2022/23 | 387.25 | 130.75 | 16
2022/23 | 387.75 | 130.75 | 10
2022/23 | 388.25 | 130.75 | 14
2022/23 | 388.75 | 130.75 | 13
2022/23 | 389.25 | 130.75 | 13
2022/23 | 389.75 | 130.75 | 5
2022/23 | 390.25 | 130.75 | 3
2022/23 | 390.75 | 130.75 | 8
2022/23 | 391.25 | 130.75 | 11
2022/23 | 391.75 | 130.75 | 8
2022/23 | 392.25 | 130.75 | 10
2022/23 | 392.75 | 130.75 | 12
2022/23 | 393.25 | 130.75 | 7
2022/23 | 393.75 | 130.75 | 5
2022/23 | 394.25 | 130.75 | 5
2022/23 | 394.75 | 130.75 | 7
2022/23 | 395.25 | 130.75 | 7
2022/23 | 395.75 | 130.75 | 8
2022/23 | 396.25 | 130.75 | 11
2022/23 | 396.75 | 130.75 | 6
2022/23 | 397.25 | 130.75 | 8
2022/23 | 398.25 | 130.75 | 6
2022/23 | 398.75 | 130.75 | 9
2022/23 | 399.25 | 130.75 | 9
2022/23 | 399.75 | 130.75 | 7
2022/23 | 400.25 | 130.75 | 7
2022/23 | 400.75 | 130.75 | 9
2022/23 | 401.25 | 130.75 | 12
2022/23 | 401.75 | 130.75 | 9
2022/23 | 402.25 | 130.75 | 4
2022/23 | 402.75 | 130.75 | 6
2022/23 | 403.25 | 130.75 | 7
2022/23 | 403.75 | 130.75 | 6
2022/23 | 404.25 | 130.75 | 6
2022/23 | 404.75 | 130.75 | 6
2022/23 | 405.25 | 130.75 | 9
2022/23 | 405.75 | 130.75 | 7
2022/23 | 406.25 | 130.75 | 5
2022/23 | 406.75 | 130.75 | 7
2022/23 | 407.25 | 130.75 | 2
2022/23 | 407.75 | 130.75 | 3
2022/23 | 408.25 | 130.75 | 5
2022/23 | 408.75 | 130.75 | 4
2022/23 | 409.25 | 130.75 | 4
2022/23 | 409.75 | 130.75 | 6
2022/23 | 410.25 | 130.75 | 6
2022/23 | 410.75 | 130.75 | 2
2022/23 | 411.25 | 130.75 | 6
2022/23 | 411.75 | 130.75 | 6
2022/23 | 412.25 | 130.75 | 5
2022/23 | 412.75 | 130.75 | 5
2022/23 | 413.25 | 130.75 | 11
2022/23 | 413.75 | 130.75 | 8
2022/23 | 414.25 | 130.75 | 3
2022/23 | 414.75 | 130.75 | 4
2022/23 | 415.25 | 130.75 | 4
2022/23 | 415.75 | 130.75 | 2
2022/23 | 416.25 | 130.75 | 4
2022/23 | 416.75 | 130.75 | 1
2022/23 | 417.25 | 130.75 | 3
2022/23 | 417.75 | 130.75 | 2
2022/23 | 418.25 | 130.75 | 2
2022/23 | 418.75 | 130.75 | 4
2022/23 | 419.25 | 130.75 | 2
2022/23 | 419.75 | 130.75 | 7
2022/23 | 420.25 | 130.75 | 3
2022/23 | 420.75 | 130.75 | 4
2022/23 | 421.25 | 130.75 | 1
2022/23 | 421.75 | 130.75 | 2
2022/23 | 422.25 | 130.75 | 3
2022/23 | 422.75 | 130.75 | 3
2022/23 | 423.25 | 130.75 | 4
2022/23 | 423.75 | 130.75 | 2
2022/23 | 424.25 | 130.75 | 3
2022/23 | 424.75 | 130.75 | 2
2022/23 | 425.25 | 130.75 | 2
2022/23 | 426.25 | 130.75 | 2
2022/23 | 426.75 | 130.75 | 1
2022/23 | 427.25 | 130.75 | 4
2022/23 | 427.75 | 130.75 | 1
2022/23 | 428.25 | 130.75 | 3
2022/23 | 429.25 | 130.75 | 4
2022/23 | 429.75 | 130.75 | 5
2022/23 | 430.25 | 130.75 | 1
2022/23 | 430.75 | 130.75 | 3
2022/23 | 431.25 | 130.75 | 1
2022/23 | 431.75 | 130.75 | 5
2022/23 | 432.25 | 130.75 | 4
2022/23 | 432.75 | 130.75 | 1
2022/23 | 433.25 | 130.75 | 1
2022/23 | 433.75 | 130.75 | 2
2022/23 | 434.25 | 130.75 | 1
2022/23 | 434.75 | 130.75 | 1
2022/23 | 435.25 | 130.75 | 1
2022/23 | 435.75 | 130.75 | 3
2022/23 | 436.25 | 130.75 | 1
2022/23 | 436.75 | 130.75 | 2
2022/23 | 437.75 | 130.75 | 1
2022/23 | 438.25 | 130.75 | 2
2022/23 | 438.75 | 130.75 | 2
2022/23 | 439.25 | 130.75 | 2
2022/23 | 440.25 | 130.75 | 1
2022/23 | 442.75 | 130.75 | 1
2022/23 | 443.25 | 130.75 | 3
2022/23 | 443.75 | 130.75 | 3
2022/23 | 445.75 | 130.75 | 1
2022/23 | 446.75 | 130.75 | 1
2022/23 | 449.25 | 130.75 | 1
2022/23 | 451.75 | 130.75 | 2
2022/23 | 453.75 | 130.75 | 1
2022/23 | 454.25 | 130.75 | 1
2022/23 | 456.25 | 130.75 | 1
2022/23 | 457.25 | 130.75 | 2
2022/23 | 458.75 | 130.75 | 1
2022/23 | 460.25 | 130.75 | 1
2022/23 | 460.75 | 130.75 | 3
2022/23 | 461.25 | 130.75 | 1
2022/23 | 464.25 | 130.75 | 1
2022/23 | 468.75 | 130.75 | 1
2022/23 | 469.25 | 130.75 | 1
2022/23 | 474.25 | 130.75 | 1
2022/23 | 474.75 | 130.75 | 1
2022/23 | 477.25 | 130.75 | 1
2022/23 | 479.75 | 130.75 | 1
2022/23 | 481.75 | 130.75 | 1
2022/23 | 482.25 | 130.75 | 1
2022/23 | 498.25 | 130.75 | 1
2022/23 | 199.75 | 131.25 | 1
2022/23 | 211.75 | 131.25 | 1
2022/23 | 215.25 | 131.25 | 1
2022/23 | 215.75 | 131.25 | 1
2022/23 | 220.75 | 131.25 | 1
2022/23 | 223.75 | 131.25 | 1
2022/23 | 224.75 | 131.25 | 1
2022/23 | 225.25 | 131.25 | 1
2022/23 | 225.75 | 131.25 | 2
2022/23 | 226.75 | 131.25 | 1
2022/23 | 227.75 | 131.25 | 1
2022/23 | 233.25 | 131.25 | 1
2022/23 | 234.75 | 131.25 | 2
2022/23 | 235.75 | 131.25 | 1
2022/23 | 236.25 | 131.25 | 1
2022/23 | 236.75 | 131.25 | 1
2022/23 | 237.25 | 131.25 | 1
2022/23 | 238.75 | 131.25 | 1
2022/23 | 239.25 | 131.25 | 1
2022/23 | 239.75 | 131.25 | 4
2022/23 | 240.25 | 131.25 | 2
2022/23 | 240.75 | 131.25 | 1
2022/23 | 241.25 | 131.25 | 2
2022/23 | 241.75 | 131.25 | 3
2022/23 | 242.25 | 131.25 | 1
2022/23 | 242.75 | 131.25 | 2
2022/23 | 243.25 | 131.25 | 1
2022/23 | 243.75 | 131.25 | 1
2022/23 | 244.25 | 131.25 | 2
2022/23 | 246.25 | 131.25 | 1
2022/23 | 247.25 | 131.25 | 2
2022/23 | 247.75 | 131.25 | 2
2022/23 | 248.25 | 131.25 | 3
2022/23 | 248.75 | 131.25 | 3
2022/23 | 249.75 | 131.25 | 1
2022/23 | 250.25 | 131.25 | 1
2022/23 | 250.75 | 131.25 | 3
2022/23 | 251.25 | 131.25 | 1
2022/23 | 251.75 | 131.25 | 2
2022/23 | 252.25 | 131.25 | 2
2022/23 | 252.75 | 131.25 | 2
2022/23 | 253.25 | 131.25 | 2
2022/23 | 253.75 | 131.25 | 4
2022/23 | 254.25 | 131.25 | 3
2022/23 | 254.75 | 131.25 | 2
2022/23 | 255.25 | 131.25 | 5
2022/23 | 255.75 | 131.25 | 4
2022/23 | 256.25 | 131.25 | 4
2022/23 | 256.75 | 131.25 | 4
2022/23 | 257.25 | 131.25 | 5
2022/23 | 257.75 | 131.25 | 6
2022/23 | 258.25 | 131.25 | 3
2022/23 | 258.75 | 131.25 | 5
2022/23 | 259.25 | 131.25 | 3
2022/23 | 259.75 | 131.25 | 4
2022/23 | 260.25 | 131.25 | 4
2022/23 | 260.75 | 131.25 | 8
2022/23 | 261.25 | 131.25 | 5
2022/23 | 261.75 | 131.25 | 7
2022/23 | 262.25 | 131.25 | 8
2022/23 | 262.75 | 131.25 | 5
2022/23 | 263.25 | 131.25 | 9
2022/23 | 263.75 | 131.25 | 6
2022/23 | 264.25 | 131.25 | 5
2022/23 | 264.75 | 131.25 | 12
2022/23 | 265.25 | 131.25 | 11
2022/23 | 265.75 | 131.25 | 12
2022/23 | 266.25 | 131.25 | 9
2022/23 | 266.75 | 131.25 | 17
2022/23 | 267.25 | 131.25 | 8
2022/23 | 267.75 | 131.25 | 16
2022/23 | 268.25 | 131.25 | 11
2022/23 | 268.75 | 131.25 | 22
2022/23 | 269.25 | 131.25 | 18
2022/23 | 269.75 | 131.25 | 14
2022/23 | 270.25 | 131.25 | 13
2022/23 | 270.75 | 131.25 | 24
2022/23 | 271.25 | 131.25 | 19
2022/23 | 271.75 | 131.25 | 21
2022/23 | 272.25 | 131.25 | 21
2022/23 | 272.75 | 131.25 | 25
2022/23 | 273.25 | 131.25 | 23
2022/23 | 273.75 | 131.25 | 21
2022/23 | 274.25 | 131.25 | 20
2022/23 | 274.75 | 131.25 | 14
2022/23 | 275.25 | 131.25 | 21
2022/23 | 275.75 | 131.25 | 23
2022/23 | 276.25 | 131.25 | 17
2022/23 | 276.75 | 131.25 | 21
2022/23 | 277.25 | 131.25 | 26
2022/23 | 277.75 | 131.25 | 29
2022/23 | 278.25 | 131.25 | 23
2022/23 | 278.75 | 131.25 | 29
2022/23 | 279.25 | 131.25 | 27
2022/23 | 279.75 | 131.25 | 29
2022/23 | 280.25 | 131.25 | 27
2022/23 | 280.75 | 131.25 | 33
2022/23 | 281.25 | 131.25 | 27
2022/23 | 281.75 | 131.25 | 34
2022/23 | 282.25 | 131.25 | 33
2022/23 | 282.75 | 131.25 | 26
2022/23 | 283.25 | 131.25 | 29
2022/23 | 283.75 | 131.25 | 31
2022/23 | 284.25 | 131.25 | 34
2022/23 | 284.75 | 131.25 | 36
2022/23 | 285.25 | 131.25 | 38
2022/23 | 285.75 | 131.25 | 38
2022/23 | 286.25 | 131.25 | 37
2022/23 | 286.75 | 131.25 | 42
2022/23 | 287.25 | 131.25 | 39
2022/23 | 287.75 | 131.25 | 42
2022/23 | 288.25 | 131.25 | 43
2022/23 | 288.75 | 131.25 | 37
2022/23 | 289.25 | 131.25 | 39
2022/23 | 289.75 | 131.25 | 25
2022/23 | 290.25 | 131.25 | 37
2022/23 | 290.75 | 131.25 | 38
2022/23 | 291.25 | 131.25 | 30
2022/23 | 291.75 | 131.25 | 46
2022/23 | 292.25 | 131.25 | 31
2022/23 | 292.75 | 131.25 | 44
2022/23 | 293.25 | 131.25 | 44
2022/23 | 293.75 | 131.25 | 48
2022/23 | 294.25 | 131.25 | 30
2022/23 | 294.75 | 131.25 | 46
2022/23 | 295.25 | 131.25 | 38
2022/23 | 295.75 | 131.25 | 53
2022/23 | 296.25 | 131.25 | 33
2022/23 | 296.75 | 131.25 | 41
2022/23 | 297.25 | 131.25 | 45
2022/23 | 297.75 | 131.25 | 39
2022/23 | 298.25 | 131.25 | 46
2022/23 | 298.75 | 131.25 | 57
2022/23 | 299.25 | 131.25 | 51
2022/23 | 299.75 | 131.25 | 46
2022/23 | 300.25 | 131.25 | 44
2022/23 | 300.75 | 131.25 | 49
2022/23 | 301.25 | 131.25 | 58
2022/23 | 301.75 | 131.25 | 49
2022/23 | 302.25 | 131.25 | 51
2022/23 | 302.75 | 131.25 | 44
2022/23 | 303.25 | 131.25 | 54
2022/23 | 303.75 | 131.25 | 54
2022/23 | 304.25 | 131.25 | 45
2022/23 | 304.75 | 131.25 | 35
2022/23 | 305.25 | 131.25 | 46
2022/23 | 305.75 | 131.25 | 37
2022/23 | 306.25 | 131.25 | 41
2022/23 | 306.75 | 131.25 | 45
2022/23 | 307.25 | 131.25 | 44
2022/23 | 307.75 | 131.25 | 50
2022/23 | 308.25 | 131.25 | 44
2022/23 | 308.75 | 131.25 | 50
2022/23 | 309.25 | 131.25 | 59
2022/23 | 309.75 | 131.25 | 50
2022/23 | 310.25 | 131.25 | 65
2022/23 | 310.75 | 131.25 | 60
2022/23 | 311.25 | 131.25 | 44
2022/23 | 311.75 | 131.25 | 59
2022/23 | 312.25 | 131.25 | 51
2022/23 | 312.75 | 131.25 | 38
2022/23 | 313.25 | 131.25 | 56
2022/23 | 313.75 | 131.25 | 53
2022/23 | 314.25 | 131.25 | 55
2022/23 | 314.75 | 131.25 | 49
2022/23 | 315.25 | 131.25 | 46
2022/23 | 315.75 | 131.25 | 58
2022/23 | 316.25 | 131.25 | 63
2022/23 | 316.75 | 131.25 | 48
2022/23 | 317.25 | 131.25 | 47
2022/23 | 317.75 | 131.25 | 43
2022/23 | 318.25 | 131.25 | 51
2022/23 | 318.75 | 131.25 | 42
2022/23 | 319.25 | 131.25 | 45
2022/23 | 319.75 | 131.25 | 43
2022/23 | 320.25 | 131.25 | 57
2022/23 | 320.75 | 131.25 | 50
2022/23 | 321.25 | 131.25 | 39
2022/23 | 321.75 | 131.25 | 64
2022/23 | 322.25 | 131.25 | 47
2022/23 | 322.75 | 131.25 | 44
2022/23 | 323.25 | 131.25 | 42
2022/23 | 323.75 | 131.25 | 44
2022/23 | 324.25 | 131.25 | 37
2022/23 | 324.75 | 131.25 | 47
2022/23 | 325.25 | 131.25 | 49
2022/23 | 325.75 | 131.25 | 35
2022/23 | 326.25 | 131.25 | 46
2022/23 | 326.75 | 131.25 | 41
2022/23 | 327.25 | 131.25 | 41
2022/23 | 327.75 | 131.25 | 44
2022/23 | 328.25 | 131.25 | 48
2022/23 | 328.75 | 131.25 | 49
2022/23 | 329.25 | 131.25 | 48
2022/23 | 329.75 | 131.25 | 31
2022/23 | 330.25 | 131.25 | 26
2022/23 | 330.75 | 131.25 | 43
2022/23 | 331.25 | 131.25 | 45
2022/23 | 331.75 | 131.25 | 28
2022/23 | 332.25 | 131.25 | 35
2022/23 | 332.75 | 131.25 | 41
2022/23 | 333.25 | 131.25 | 30
2022/23 | 333.75 | 131.25 | 25
2022/23 | 334.25 | 131.25 | 36
2022/23 | 334.75 | 131.25 | 40
2022/23 | 335.25 | 131.25 | 25
2022/23 | 335.75 | 131.25 | 36
2022/23 | 336.25 | 131.25 | 54
2022/23 | 336.75 | 131.25 | 42
2022/23 | 337.25 | 131.25 | 42
2022/23 | 337.75 | 131.25 | 35
2022/23 | 338.25 | 131.25 | 41
2022/23 | 338.75 | 131.25 | 42
2022/23 | 339.25 | 131.25 | 28
2022/23 | 339.75 | 131.25 | 35
2022/23 | 340.25 | 131.25 | 46
2022/23 | 340.75 | 131.25 | 40
2022/23 | 341.25 | 131.25 | 37
2022/23 | 341.75 | 131.25 | 30
2022/23 | 342.25 | 131.25 | 29
2022/23 | 342.75 | 131.25 | 38
2022/23 | 343.25 | 131.25 | 27
2022/23 | 343.75 | 131.25 | 35
2022/23 | 344.25 | 131.25 | 38
2022/23 | 344.75 | 131.25 | 37
2022/23 | 345.25 | 131.25 | 38
2022/23 | 345.75 | 131.25 | 32
2022/23 | 346.25 | 131.25 | 35
2022/23 | 346.75 | 131.25 | 33
2022/23 | 347.25 | 131.25 | 37
2022/23 | 347.75 | 131.25 | 27
2022/23 | 348.25 | 131.25 | 32
2022/23 | 348.75 | 131.25 | 35
2022/23 | 349.25 | 131.25 | 31
2022/23 | 349.75 | 131.25 | 35
2022/23 | 350.25 | 131.25 | 25
2022/23 | 350.75 | 131.25 | 24
2022/23 | 351.25 | 131.25 | 27
2022/23 | 351.75 | 131.25 | 25
2022/23 | 352.25 | 131.25 | 41
2022/23 | 352.75 | 131.25 | 26
2022/23 | 353.25 | 131.25 | 39
2022/23 | 353.75 | 131.25 | 25
2022/23 | 354.25 | 131.25 | 28
2022/23 | 354.75 | 131.25 | 22
2022/23 | 355.25 | 131.25 | 30
2022/23 | 355.75 | 131.25 | 34
2022/23 | 356.25 | 131.25 | 26
2022/23 | 356.75 | 131.25 | 30
2022/23 | 357.25 | 131.25 | 21
2022/23 | 357.75 | 131.25 | 23
2022/23 | 358.25 | 131.25 | 32
2022/23 | 358.75 | 131.25 | 31
2022/23 | 359.25 | 131.25 | 33
2022/23 | 359.75 | 131.25 | 32
2022/23 | 360.25 | 131.25 | 20
2022/23 | 360.75 | 131.25 | 17
2022/23 | 361.25 | 131.25 | 21
2022/23 | 361.75 | 131.25 | 16
2022/23 | 362.25 | 131.25 | 18
2022/23 | 362.75 | 131.25 | 22
2022/23 | 363.25 | 131.25 | 13
2022/23 | 363.75 | 131.25 | 25
2022/23 | 364.25 | 131.25 | 23
2022/23 | 364.75 | 131.25 | 23
2022/23 | 365.25 | 131.25 | 20
2022/23 | 365.75 | 131.25 | 15
2022/23 | 366.25 | 131.25 | 20
2022/23 | 366.75 | 131.25 | 20
2022/23 | 367.25 | 131.25 | 17
2022/23 | 367.75 | 131.25 | 17
2022/23 | 368.25 | 131.25 | 16
2022/23 | 368.75 | 131.25 | 26
2022/23 | 369.25 | 131.25 | 17
2022/23 | 369.75 | 131.25 | 17
2022/23 | 370.25 | 131.25 | 17
2022/23 | 370.75 | 131.25 | 16
2022/23 | 371.25 | 131.25 | 20
2022/23 | 371.75 | 131.25 | 23
2022/23 | 372.25 | 131.25 | 16
2022/23 | 372.75 | 131.25 | 14
2022/23 | 373.25 | 131.25 | 19
2022/23 | 373.75 | 131.25 | 22
2022/23 | 374.25 | 131.25 | 21
2022/23 | 374.75 | 131.25 | 18
2022/23 | 375.25 | 131.25 | 13
2022/23 | 375.75 | 131.25 | 10
2022/23 | 376.25 | 131.25 | 21
2022/23 | 376.75 | 131.25 | 9
2022/23 | 377.25 | 131.25 | 11
2022/23 | 377.75 | 131.25 | 14
2022/23 | 378.25 | 131.25 | 12
2022/23 | 378.75 | 131.25 | 20
2022/23 | 379.25 | 131.25 | 9
2022/23 | 379.75 | 131.25 | 11
2022/23 | 380.25 | 131.25 | 8
2022/23 | 380.75 | 131.25 | 18
2022/23 | 381.25 | 131.25 | 14
2022/23 | 381.75 | 131.25 | 12
2022/23 | 382.25 | 131.25 | 13
2022/23 | 382.75 | 131.25 | 17
2022/23 | 383.25 | 131.25 | 8
2022/23 | 383.75 | 131.25 | 11
2022/23 | 384.25 | 131.25 | 12
2022/23 | 384.75 | 131.25 | 16
2022/23 | 385.25 | 131.25 | 11
2022/23 | 385.75 | 131.25 | 8
2022/23 | 386.25 | 131.25 | 6
2022/23 | 386.75 | 131.25 | 8
2022/23 | 387.25 | 131.25 | 6
2022/23 | 387.75 | 131.25 | 11
2022/23 | 388.25 | 131.25 | 11
2022/23 | 388.75 | 131.25 | 4
2022/23 | 389.25 | 131.25 | 12
2022/23 | 389.75 | 131.25 | 9
2022/23 | 390.25 | 131.25 | 7
2022/23 | 390.75 | 131.25 | 7
2022/23 | 391.25 | 131.25 | 9
2022/23 | 391.75 | 131.25 | 10
2022/23 | 392.25 | 131.25 | 11
2022/23 | 392.75 | 131.25 | 12
2022/23 | 393.25 | 131.25 | 6
2022/23 | 393.75 | 131.25 | 10
2022/23 | 394.25 | 131.25 | 5
2022/23 | 394.75 | 131.25 | 4
2022/23 | 395.25 | 131.25 | 6
2022/23 | 395.75 | 131.25 | 6
2022/23 | 396.25 | 131.25 | 6
2022/23 | 396.75 | 131.25 | 10
2022/23 | 397.25 | 131.25 | 6
2022/23 | 397.75 | 131.25 | 4
2022/23 | 398.25 | 131.25 | 4
2022/23 | 398.75 | 131.25 | 11
2022/23 | 399.25 | 131.25 | 8
2022/23 | 399.75 | 131.25 | 11
2022/23 | 400.25 | 131.25 | 3
2022/23 | 400.75 | 131.25 | 10
2022/23 | 401.25 | 131.25 | 9
2022/23 | 401.75 | 131.25 | 6
2022/23 | 402.25 | 131.25 | 6
2022/23 | 402.75 | 131.25 | 2
2022/23 | 403.25 | 131.25 | 10
2022/23 | 403.75 | 131.25 | 7
2022/23 | 404.25 | 131.25 | 5
2022/23 | 404.75 | 131.25 | 5
2022/23 | 405.25 | 131.25 | 5
2022/23 | 405.75 | 131.25 | 5
2022/23 | 406.25 | 131.25 | 7
2022/23 | 406.75 | 131.25 | 6
2022/23 | 407.25 | 131.25 | 2
2022/23 | 407.75 | 131.25 | 4
2022/23 | 408.25 | 131.25 | 6
2022/23 | 408.75 | 131.25 | 5
2022/23 | 409.25 | 131.25 | 4
2022/23 | 409.75 | 131.25 | 6
2022/23 | 410.25 | 131.25 | 5
2022/23 | 410.75 | 131.25 | 3
2022/23 | 411.25 | 131.25 | 5
2022/23 | 411.75 | 131.25 | 4
2022/23 | 412.25 | 131.25 | 5
2022/23 | 412.75 | 131.25 | 5
2022/23 | 413.25 | 131.25 | 4
2022/23 | 414.25 | 131.25 | 2
2022/23 | 414.75 | 131.25 | 1
2022/23 | 415.25 | 131.25 | 1
2022/23 | 415.75 | 131.25 | 1
2022/23 | 416.25 | 131.25 | 3
2022/23 | 416.75 | 131.25 | 4
2022/23 | 417.25 | 131.25 | 2
2022/23 | 417.75 | 131.25 | 4
2022/23 | 418.25 | 131.25 | 1
2022/23 | 418.75 | 131.25 | 1
2022/23 | 419.25 | 131.25 | 4
2022/23 | 419.75 | 131.25 | 4
2022/23 | 420.25 | 131.25 | 2
2022/23 | 420.75 | 131.25 | 2
2022/23 | 421.25 | 131.25 | 2
2022/23 | 421.75 | 131.25 | 3
2022/23 | 422.25 | 131.25 | 2
2022/23 | 422.75 | 131.25 | 1
2022/23 | 423.25 | 131.25 | 2
2022/23 | 423.75 | 131.25 | 4
2022/23 | 424.25 | 131.25 | 3
2022/23 | 425.25 | 131.25 | 3
2022/23 | 425.75 | 131.25 | 2
2022/23 | 426.25 | 131.25 | 2
2022/23 | 426.75 | 131.25 | 3
2022/23 | 427.25 | 131.25 | 3
2022/23 | 427.75 | 131.25 | 1
2022/23 | 428.25 | 131.25 | 3
2022/23 | 429.25 | 131.25 | 1
2022/23 | 429.75 | 131.25 | 3
2022/23 | 430.25 | 131.25 | 1
2022/23 | 430.75 | 131.25 | 4
2022/23 | 431.25 | 131.25 | 2
2022/23 | 431.75 | 131.25 | 3
2022/23 | 432.25 | 131.25 | 1
2022/23 | 432.75 | 131.25 | 4
2022/23 | 433.25 | 131.25 | 1
2022/23 | 433.75 | 131.25 | 1
2022/23 | 434.25 | 131.25 | 1
2022/23 | 434.75 | 131.25 | 2
2022/23 | 435.25 | 131.25 | 1
2022/23 | 435.75 | 131.25 | 2
2022/23 | 436.25 | 131.25 | 3
2022/23 | 437.75 | 131.25 | 2
2022/23 | 438.25 | 131.25 | 2
2022/23 | 438.75 | 131.25 | 2
2022/23 | 439.75 | 131.25 | 1
2022/23 | 440.25 | 131.25 | 1
2022/23 | 440.75 | 131.25 | 2
2022/23 | 441.25 | 131.25 | 1
2022/23 | 441.75 | 131.25 | 1
2022/23 | 442.75 | 131.25 | 1
2022/23 | 443.25 | 131.25 | 1
2022/23 | 443.75 | 131.25 | 5
2022/23 | 444.25 | 131.25 | 1
2022/23 | 445.25 | 131.25 | 1
2022/23 | 445.75 | 131.25 | 3
2022/23 | 446.25 | 131.25 | 3
2022/23 | 447.25 | 131.25 | 3
2022/23 | 448.25 | 131.25 | 1
2022/23 | 449.25 | 131.25 | 1
2022/23 | 449.75 | 131.25 | 1
2022/23 | 450.75 | 131.25 | 2
2022/23 | 451.75 | 131.25 | 1
2022/23 | 452.25 | 131.25 | 2
2022/23 | 452.75 | 131.25 | 2
2022/23 | 453.25 | 131.25 | 2
2022/23 | 454.25 | 131.25 | 2
2022/23 | 455.25 | 131.25 | 1
2022/23 | 455.75 | 131.25 | 1
2022/23 | 458.75 | 131.25 | 1
2022/23 | 459.25 | 131.25 | 2
2022/23 | 461.75 | 131.25 | 1
2022/23 | 465.75 | 131.25 | 1
2022/23 | 469.75 | 131.25 | 1
2022/23 | 470.75 | 131.25 | 1
2022/23 | 471.25 | 131.25 | 1
2022/23 | 474.75 | 131.25 | 2
2022/23 | 480.75 | 131.25 | 1
2022/23 | 485.25 | 131.25 | 1
2022/23 | 486.25 | 131.25 | 1
2022/23 | 202.75 | 131.75 | 1
2022/23 | 214.75 | 131.75 | 1
2022/23 | 217.25 | 131.75 | 1
2022/23 | 217.75 | 131.75 | 1
2022/23 | 224.75 | 131.75 | 1
2022/23 | 227.25 | 131.75 | 1
2022/23 | 228.75 | 131.75 | 1
2022/23 | 229.25 | 131.75 | 1
2022/23 | 229.75 | 131.75 | 1
2022/23 | 231.25 | 131.75 | 1
2022/23 | 233.25 | 131.75 | 1
2022/23 | 234.25 | 131.75 | 3
2022/23 | 235.25 | 131.75 | 1
2022/23 | 236.75 | 131.75 | 1
2022/23 | 238.25 | 131.75 | 1
2022/23 | 239.75 | 131.75 | 1
2022/23 | 240.75 | 131.75 | 4
2022/23 | 241.25 | 131.75 | 1
2022/23 | 241.75 | 131.75 | 2
2022/23 | 242.25 | 131.75 | 1
2022/23 | 244.75 | 131.75 | 1
2022/23 | 245.25 | 131.75 | 1
2022/23 | 246.25 | 131.75 | 1
2022/23 | 246.75 | 131.75 | 3
2022/23 | 247.25 | 131.75 | 2
2022/23 | 247.75 | 131.75 | 4
2022/23 | 249.25 | 131.75 | 1
2022/23 | 249.75 | 131.75 | 2
2022/23 | 250.25 | 131.75 | 1
2022/23 | 251.25 | 131.75 | 2
2022/23 | 251.75 | 131.75 | 2
2022/23 | 252.25 | 131.75 | 1
2022/23 | 252.75 | 131.75 | 1
2022/23 | 253.75 | 131.75 | 4
2022/23 | 254.25 | 131.75 | 3
2022/23 | 255.25 | 131.75 | 3
2022/23 | 255.75 | 131.75 | 5
2022/23 | 256.25 | 131.75 | 2
2022/23 | 256.75 | 131.75 | 1
2022/23 | 257.25 | 131.75 | 6
2022/23 | 257.75 | 131.75 | 6
2022/23 | 258.25 | 131.75 | 6
2022/23 | 258.75 | 131.75 | 2
2022/23 | 259.25 | 131.75 | 4
2022/23 | 259.75 | 131.75 | 1
2022/23 | 260.25 | 131.75 | 3
2022/23 | 260.75 | 131.75 | 5
2022/23 | 261.25 | 131.75 | 2
2022/23 | 261.75 | 131.75 | 2
2022/23 | 262.25 | 131.75 | 6
2022/23 | 262.75 | 131.75 | 7
2022/23 | 263.25 | 131.75 | 2
2022/23 | 263.75 | 131.75 | 4
2022/23 | 264.25 | 131.75 | 3
2022/23 | 264.75 | 131.75 | 6
2022/23 | 265.25 | 131.75 | 12
2022/23 | 265.75 | 131.75 | 7
2022/23 | 266.25 | 131.75 | 10
2022/23 | 266.75 | 131.75 | 10
2022/23 | 267.25 | 131.75 | 7
2022/23 | 267.75 | 131.75 | 7
2022/23 | 268.25 | 131.75 | 11
2022/23 | 268.75 | 131.75 | 12
2022/23 | 269.25 | 131.75 | 8
2022/23 | 269.75 | 131.75 | 6
2022/23 | 270.25 | 131.75 | 6
2022/23 | 270.75 | 131.75 | 20
2022/23 | 271.25 | 131.75 | 16
2022/23 | 271.75 | 131.75 | 10
2022/23 | 272.25 | 131.75 | 13
2022/23 | 272.75 | 131.75 | 16
2022/23 | 273.25 | 131.75 | 11
2022/23 | 273.75 | 131.75 | 9
2022/23 | 274.25 | 131.75 | 17
2022/23 | 274.75 | 131.75 | 17
2022/23 | 275.25 | 131.75 | 14
2022/23 | 275.75 | 131.75 | 17
2022/23 | 276.25 | 131.75 | 17
2022/23 | 276.75 | 131.75 | 20
2022/23 | 277.25 | 131.75 | 19
2022/23 | 277.75 | 131.75 | 23
2022/23 | 278.25 | 131.75 | 28
2022/23 | 278.75 | 131.75 | 16
2022/23 | 279.25 | 131.75 | 20
2022/23 | 279.75 | 131.75 | 22
2022/23 | 280.25 | 131.75 | 32
2022/23 | 280.75 | 131.75 | 30
2022/23 | 281.25 | 131.75 | 36
2022/23 | 281.75 | 131.75 | 22
2022/23 | 282.25 | 131.75 | 25
2022/23 | 282.75 | 131.75 | 41
2022/23 | 283.25 | 131.75 | 26
2022/23 | 283.75 | 131.75 | 33
2022/23 | 284.25 | 131.75 | 35
2022/23 | 284.75 | 131.75 | 33
2022/23 | 285.25 | 131.75 | 38
2022/23 | 285.75 | 131.75 | 34
2022/23 | 286.25 | 131.75 | 36
2022/23 | 286.75 | 131.75 | 33
2022/23 | 287.25 | 131.75 | 29
2022/23 | 287.75 | 131.75 | 36
2022/23 | 288.25 | 131.75 | 24
2022/23 | 288.75 | 131.75 | 36
2022/23 | 289.25 | 131.75 | 29
2022/23 | 289.75 | 131.75 | 39
2022/23 | 290.25 | 131.75 | 31
2022/23 | 290.75 | 131.75 | 31
2022/23 | 291.25 | 131.75 | 33
2022/23 | 291.75 | 131.75 | 25
2022/23 | 292.25 | 131.75 | 43
2022/23 | 292.75 | 131.75 | 29
2022/23 | 293.25 | 131.75 | 42
2022/23 | 293.75 | 131.75 | 32
2022/23 | 294.25 | 131.75 | 30
2022/23 | 294.75 | 131.75 | 43
2022/23 | 295.25 | 131.75 | 37
2022/23 | 295.75 | 131.75 | 39
2022/23 | 296.25 | 131.75 | 42
2022/23 | 296.75 | 131.75 | 38
2022/23 | 297.25 | 131.75 | 46
2022/23 | 297.75 | 131.75 | 38
2022/23 | 298.25 | 131.75 | 36
2022/23 | 298.75 | 131.75 | 36
2022/23 | 299.25 | 131.75 | 39
2022/23 | 299.75 | 131.75 | 45
2022/23 | 300.25 | 131.75 | 44
2022/23 | 300.75 | 131.75 | 36
2022/23 | 301.25 | 131.75 | 42
2022/23 | 301.75 | 131.75 | 39
2022/23 | 302.25 | 131.75 | 40
2022/23 | 302.75 | 131.75 | 37
2022/23 | 303.25 | 131.75 | 53
2022/23 | 303.75 | 131.75 | 45
2022/23 | 304.25 | 131.75 | 45
2022/23 | 304.75 | 131.75 | 39
2022/23 | 305.25 | 131.75 | 46
2022/23 | 305.75 | 131.75 | 36
2022/23 | 306.25 | 131.75 | 49
2022/23 | 306.75 | 131.75 | 38
2022/23 | 307.25 | 131.75 | 60
2022/23 | 307.75 | 131.75 | 46
2022/23 | 308.25 | 131.75 | 29
2022/23 | 308.75 | 131.75 | 43
2022/23 | 309.25 | 131.75 | 51
2022/23 | 309.75 | 131.75 | 44
2022/23 | 310.25 | 131.75 | 49
2022/23 | 310.75 | 131.75 | 44
2022/23 | 311.25 | 131.75 | 34
2022/23 | 311.75 | 131.75 | 54
2022/23 | 312.25 | 131.75 | 42
2022/23 | 312.75 | 131.75 | 44
2022/23 | 313.25 | 131.75 | 39
2022/23 | 313.75 | 131.75 | 42
2022/23 | 314.25 | 131.75 | 47
2022/23 | 314.75 | 131.75 | 52
2022/23 | 315.25 | 131.75 | 54
2022/23 | 315.75 | 131.75 | 48
2022/23 | 316.25 | 131.75 | 38
2022/23 | 316.75 | 131.75 | 44
2022/23 | 317.25 | 131.75 | 38
2022/23 | 317.75 | 131.75 | 52
2022/23 | 318.25 | 131.75 | 58
2022/23 | 318.75 | 131.75 | 47
2022/23 | 319.25 | 131.75 | 51
2022/23 | 319.75 | 131.75 | 51
2022/23 | 320.25 | 131.75 | 46
2022/23 | 320.75 | 131.75 | 52
2022/23 | 321.25 | 131.75 | 42
2022/23 | 321.75 | 131.75 | 28
2022/23 | 322.25 | 131.75 | 44
2022/23 | 322.75 | 131.75 | 49
2022/23 | 323.25 | 131.75 | 43
2022/23 | 323.75 | 131.75 | 47
2022/23 | 324.25 | 131.75 | 26
2022/23 | 324.75 | 131.75 | 38
2022/23 | 325.25 | 131.75 | 54
2022/23 | 325.75 | 131.75 | 41
2022/23 | 326.25 | 131.75 | 45
2022/23 | 326.75 | 131.75 | 30
2022/23 | 327.25 | 131.75 | 59
2022/23 | 327.75 | 131.75 | 31
2022/23 | 328.25 | 131.75 | 35
2022/23 | 328.75 | 131.75 | 44
2022/23 | 329.25 | 131.75 | 30
2022/23 | 329.75 | 131.75 | 51
2022/23 | 330.25 | 131.75 | 25
2022/23 | 330.75 | 131.75 | 43
2022/23 | 331.25 | 131.75 | 33
2022/23 | 331.75 | 131.75 | 49
2022/23 | 332.25 | 131.75 | 43
2022/23 | 332.75 | 131.75 | 30
2022/23 | 333.25 | 131.75 | 27
2022/23 | 333.75 | 131.75 | 32
2022/23 | 334.25 | 131.75 | 26
2022/23 | 334.75 | 131.75 | 50
2022/23 | 335.25 | 131.75 | 28
2022/23 | 335.75 | 131.75 | 35
2022/23 | 336.25 | 131.75 | 41
2022/23 | 336.75 | 131.75 | 36
2022/23 | 337.25 | 131.75 | 38
2022/23 | 337.75 | 131.75 | 45
2022/23 | 338.25 | 131.75 | 36
2022/23 | 338.75 | 131.75 | 33
2022/23 | 339.25 | 131.75 | 31
2022/23 | 339.75 | 131.75 | 33
2022/23 | 340.25 | 131.75 | 30
2022/23 | 340.75 | 131.75 | 41
2022/23 | 341.25 | 131.75 | 35
2022/23 | 341.75 | 131.75 | 33
2022/23 | 342.25 | 131.75 | 37
2022/23 | 342.75 | 131.75 | 32
2022/23 | 343.25 | 131.75 | 31
2022/23 | 343.75 | 131.75 | 22
2022/23 | 344.25 | 131.75 | 31
2022/23 | 344.75 | 131.75 | 26
2022/23 | 345.25 | 131.75 | 31
2022/23 | 345.75 | 131.75 | 23
2022/23 | 346.25 | 131.75 | 38
2022/23 | 346.75 | 131.75 | 35
2022/23 | 347.25 | 131.75 | 26
2022/23 | 347.75 | 131.75 | 30
2022/23 | 348.25 | 131.75 | 37
2022/23 | 348.75 | 131.75 | 32
2022/23 | 349.25 | 131.75 | 29
2022/23 | 349.75 | 131.75 | 24
2022/23 | 350.25 | 131.75 | 29
2022/23 | 350.75 | 131.75 | 34
2022/23 | 351.25 | 131.75 | 34
2022/23 | 351.75 | 131.75 | 30
2022/23 | 352.25 | 131.75 | 33
2022/23 | 352.75 | 131.75 | 32
2022/23 | 353.25 | 131.75 | 42
2022/23 | 353.75 | 131.75 | 27
2022/23 | 354.25 | 131.75 | 25
2022/23 | 354.75 | 131.75 | 41
2022/23 | 355.25 | 131.75 | 20
2022/23 | 355.75 | 131.75 | 25
2022/23 | 356.25 | 131.75 | 28
2022/23 | 356.75 | 131.75 | 23
2022/23 | 357.25 | 131.75 | 27
2022/23 | 357.75 | 131.75 | 31
2022/23 | 358.25 | 131.75 | 24
2022/23 | 358.75 | 131.75 | 22
2022/23 | 359.25 | 131.75 | 26
2022/23 | 359.75 | 131.75 | 27
2022/23 | 360.25 | 131.75 | 18
2022/23 | 360.75 | 131.75 | 15
2022/23 | 361.25 | 131.75 | 18
2022/23 | 361.75 | 131.75 | 23
2022/23 | 362.25 | 131.75 | 23
2022/23 | 362.75 | 131.75 | 29
2022/23 | 363.25 | 131.75 | 22
2022/23 | 363.75 | 131.75 | 26
2022/23 | 364.25 | 131.75 | 21
2022/23 | 364.75 | 131.75 | 16
2022/23 | 365.25 | 131.75 | 16
2022/23 | 365.75 | 131.75 | 17
2022/23 | 366.25 | 131.75 | 26
2022/23 | 366.75 | 131.75 | 18
2022/23 | 367.25 | 131.75 | 14
2022/23 | 367.75 | 131.75 | 31
2022/23 | 368.25 | 131.75 | 20
2022/23 | 368.75 | 131.75 | 21
2022/23 | 369.25 | 131.75 | 21
2022/23 | 369.75 | 131.75 | 22
2022/23 | 370.25 | 131.75 | 23
2022/23 | 370.75 | 131.75 | 11
2022/23 | 371.25 | 131.75 | 19
2022/23 | 371.75 | 131.75 | 14
2022/23 | 372.25 | 131.75 | 19
2022/23 | 372.75 | 131.75 | 18
2022/23 | 373.25 | 131.75 | 17
2022/23 | 373.75 | 131.75 | 11
2022/23 | 374.25 | 131.75 | 13
2022/23 | 374.75 | 131.75 | 9
2022/23 | 375.25 | 131.75 | 16
2022/23 | 375.75 | 131.75 | 12
2022/23 | 376.25 | 131.75 | 14
2022/23 | 376.75 | 131.75 | 13
2022/23 | 377.25 | 131.75 | 12
2022/23 | 377.75 | 131.75 | 10
2022/23 | 378.25 | 131.75 | 16
2022/23 | 378.75 | 131.75 | 16
2022/23 | 379.25 | 131.75 | 13
2022/23 | 379.75 | 131.75 | 19
2022/23 | 380.25 | 131.75 | 12
2022/23 | 380.75 | 131.75 | 19
2022/23 | 381.25 | 131.75 | 9
2022/23 | 381.75 | 131.75 | 10
2022/23 | 382.25 | 131.75 | 12
2022/23 | 382.75 | 131.75 | 15
2022/23 | 383.25 | 131.75 | 14
2022/23 | 383.75 | 131.75 | 13
2022/23 | 384.25 | 131.75 | 15
2022/23 | 384.75 | 131.75 | 11
2022/23 | 385.25 | 131.75 | 10
2022/23 | 385.75 | 131.75 | 10
2022/23 | 386.25 | 131.75 | 9
2022/23 | 386.75 | 131.75 | 7
2022/23 | 387.25 | 131.75 | 10
2022/23 | 387.75 | 131.75 | 12
2022/23 | 388.25 | 131.75 | 10
2022/23 | 388.75 | 131.75 | 7
2022/23 | 389.25 | 131.75 | 9
2022/23 | 389.75 | 131.75 | 9
2022/23 | 390.25 | 131.75 | 10
2022/23 | 390.75 | 131.75 | 7
2022/23 | 391.25 | 131.75 | 11
2022/23 | 391.75 | 131.75 | 9
2022/23 | 392.25 | 131.75 | 4
2022/23 | 392.75 | 131.75 | 14
2022/23 | 393.25 | 131.75 | 4
2022/23 | 393.75 | 131.75 | 11
2022/23 | 394.25 | 131.75 | 4
2022/23 | 394.75 | 131.75 | 9
2022/23 | 395.25 | 131.75 | 5
2022/23 | 395.75 | 131.75 | 6
2022/23 | 396.25 | 131.75 | 11
2022/23 | 396.75 | 131.75 | 9
2022/23 | 397.25 | 131.75 | 9
2022/23 | 397.75 | 131.75 | 9
2022/23 | 398.25 | 131.75 | 6
2022/23 | 398.75 | 131.75 | 6
2022/23 | 399.25 | 131.75 | 10
2022/23 | 399.75 | 131.75 | 14
2022/23 | 400.25 | 131.75 | 8
2022/23 | 400.75 | 131.75 | 6
2022/23 | 401.25 | 131.75 | 10
2022/23 | 401.75 | 131.75 | 6
2022/23 | 402.25 | 131.75 | 12
2022/23 | 402.75 | 131.75 | 4
2022/23 | 403.25 | 131.75 | 3
2022/23 | 403.75 | 131.75 | 8
2022/23 | 404.25 | 131.75 | 10
2022/23 | 404.75 | 131.75 | 3
2022/23 | 405.25 | 131.75 | 6
2022/23 | 405.75 | 131.75 | 3
2022/23 | 406.25 | 131.75 | 4
2022/23 | 406.75 | 131.75 | 10
2022/23 | 407.25 | 131.75 | 3
2022/23 | 407.75 | 131.75 | 3
2022/23 | 408.25 | 131.75 | 3
2022/23 | 408.75 | 131.75 | 5
2022/23 | 409.25 | 131.75 | 3
2022/23 | 409.75 | 131.75 | 3
2022/23 | 410.25 | 131.75 | 5
2022/23 | 410.75 | 131.75 | 2
2022/23 | 411.25 | 131.75 | 2
2022/23 | 411.75 | 131.75 | 6
2022/23 | 412.25 | 131.75 | 3
2022/23 | 412.75 | 131.75 | 4
2022/23 | 413.25 | 131.75 | 8
2022/23 | 413.75 | 131.75 | 1
2022/23 | 414.25 | 131.75 | 5
2022/23 | 414.75 | 131.75 | 9
2022/23 | 415.25 | 131.75 | 4
2022/23 | 415.75 | 131.75 | 2
2022/23 | 416.25 | 131.75 | 3
2022/23 | 416.75 | 131.75 | 3
2022/23 | 417.25 | 131.75 | 5
2022/23 | 417.75 | 131.75 | 4
2022/23 | 418.25 | 131.75 | 4
2022/23 | 418.75 | 131.75 | 2
2022/23 | 419.25 | 131.75 | 3
2022/23 | 419.75 | 131.75 | 4
2022/23 | 420.25 | 131.75 | 5
2022/23 | 421.25 | 131.75 | 4
2022/23 | 421.75 | 131.75 | 2
2022/23 | 422.25 | 131.75 | 3
2022/23 | 422.75 | 131.75 | 4
2022/23 | 423.25 | 131.75 | 1
2022/23 | 423.75 | 131.75 | 1
2022/23 | 424.25 | 131.75 | 3
2022/23 | 424.75 | 131.75 | 1
2022/23 | 425.25 | 131.75 | 3
2022/23 | 426.25 | 131.75 | 3
2022/23 | 426.75 | 131.75 | 3
2022/23 | 427.25 | 131.75 | 6
2022/23 | 428.25 | 131.75 | 1
2022/23 | 428.75 | 131.75 | 1
2022/23 | 429.25 | 131.75 | 1
2022/23 | 429.75 | 131.75 | 2
2022/23 | 430.25 | 131.75 | 3
2022/23 | 430.75 | 131.75 | 2
2022/23 | 431.25 | 131.75 | 1
2022/23 | 431.75 | 131.75 | 1
2022/23 | 432.25 | 131.75 | 3
2022/23 | 432.75 | 131.75 | 1
2022/23 | 433.25 | 131.75 | 2
2022/23 | 434.25 | 131.75 | 1
2022/23 | 434.75 | 131.75 | 1
2022/23 | 435.25 | 131.75 | 4
2022/23 | 435.75 | 131.75 | 3
2022/23 | 436.25 | 131.75 | 5
2022/23 | 436.75 | 131.75 | 1
2022/23 | 437.25 | 131.75 | 1
2022/23 | 437.75 | 131.75 | 1
2022/23 | 438.25 | 131.75 | 1
2022/23 | 439.75 | 131.75 | 2
2022/23 | 440.75 | 131.75 | 1
2022/23 | 441.25 | 131.75 | 1
2022/23 | 441.75 | 131.75 | 1
2022/23 | 442.75 | 131.75 | 4
2022/23 | 443.25 | 131.75 | 1
2022/23 | 444.25 | 131.75 | 1
2022/23 | 445.25 | 131.75 | 2
2022/23 | 445.75 | 131.75 | 1
2022/23 | 446.25 | 131.75 | 2
2022/23 | 446.75 | 131.75 | 1
2022/23 | 447.25 | 131.75 | 2
2022/23 | 448.75 | 131.75 | 1
2022/23 | 450.25 | 131.75 | 1
2022/23 | 452.25 | 131.75 | 1
2022/23 | 455.25 | 131.75 | 1
2022/23 | 455.75 | 131.75 | 1
2022/23 | 456.25 | 131.75 | 1
2022/23 | 456.75 | 131.75 | 1
2022/23 | 457.25 | 131.75 | 1
2022/23 | 457.75 | 131.75 | 1
2022/23 | 458.25 | 131.75 | 1
2022/23 | 459.25 | 131.75 | 2
2022/23 | 460.25 | 131.75 | 1
2022/23 | 462.25 | 131.75 | 1
2022/23 | 462.75 | 131.75 | 1
2022/23 | 463.25 | 131.75 | 2
2022/23 | 464.75 | 131.75 | 1
2022/23 | 467.75 | 131.75 | 1
2022/23 | 469.25 | 131.75 | 2
2022/23 | 470.25 | 131.75 | 1
2022/23 | 470.75 | 131.75 | 1
2022/23 | 476.25 | 131.75 | 1
2022/23 | 479.75 | 131.75 | 1
2022/23 | 484.75 | 131.75 | 1
2022/23 | 486.25 | 131.75 | 1
2022/23 | 508.75 | 131.75 | 1
2022/23 | 196.75 | 132.25 | 1
2022/23 | 200.25 | 132.25 | 1
2022/23 | 214.25 | 132.25 | 1
2022/23 | 217.75 | 132.25 | 1
2022/23 | 219.25 | 132.25 | 1
2022/23 | 220.25 | 132.25 | 1
2022/23 | 220.75 | 132.25 | 1
2022/23 | 224.25 | 132.25 | 1
2022/23 | 224.75 | 132.25 | 1
2022/23 | 227.25 | 132.25 | 1
2022/23 | 227.75 | 132.25 | 1
2022/23 | 228.75 | 132.25 | 1
2022/23 | 229.25 | 132.25 | 1
2022/23 | 230.75 | 132.25 | 1
2022/23 | 232.25 | 132.25 | 1
2022/23 | 233.25 | 132.25 | 1
2022/23 | 234.75 | 132.25 | 1
2022/23 | 235.75 | 132.25 | 1
2022/23 | 238.75 | 132.25 | 1
2022/23 | 239.75 | 132.25 | 2
2022/23 | 240.25 | 132.25 | 2
2022/23 | 240.75 | 132.25 | 2
2022/23 | 241.25 | 132.25 | 1
2022/23 | 241.75 | 132.25 | 1
2022/23 | 244.25 | 132.25 | 1
2022/23 | 245.25 | 132.25 | 1
2022/23 | 245.75 | 132.25 | 1
2022/23 | 246.25 | 132.25 | 2
2022/23 | 246.75 | 132.25 | 2
2022/23 | 247.75 | 132.25 | 1
2022/23 | 248.75 | 132.25 | 1
2022/23 | 249.25 | 132.25 | 1
2022/23 | 249.75 | 132.25 | 2
2022/23 | 250.25 | 132.25 | 2
2022/23 | 251.75 | 132.25 | 1
2022/23 | 252.25 | 132.25 | 2
2022/23 | 252.75 | 132.25 | 2
2022/23 | 253.25 | 132.25 | 2
2022/23 | 253.75 | 132.25 | 2
2022/23 | 254.25 | 132.25 | 2
2022/23 | 255.25 | 132.25 | 2
2022/23 | 255.75 | 132.25 | 3
2022/23 | 256.25 | 132.25 | 1
2022/23 | 256.75 | 132.25 | 4
2022/23 | 257.25 | 132.25 | 2
2022/23 | 257.75 | 132.25 | 2
2022/23 | 258.25 | 132.25 | 1
2022/23 | 258.75 | 132.25 | 5
2022/23 | 259.25 | 132.25 | 7
2022/23 | 259.75 | 132.25 | 5
2022/23 | 260.25 | 132.25 | 4
2022/23 | 260.75 | 132.25 | 4
2022/23 | 261.25 | 132.25 | 5
2022/23 | 261.75 | 132.25 | 3
2022/23 | 262.25 | 132.25 | 5
2022/23 | 262.75 | 132.25 | 8
2022/23 | 263.25 | 132.25 | 4
2022/23 | 263.75 | 132.25 | 4
2022/23 | 264.25 | 132.25 | 2
2022/23 | 264.75 | 132.25 | 5
2022/23 | 265.25 | 132.25 | 9
2022/23 | 265.75 | 132.25 | 6
2022/23 | 266.25 | 132.25 | 7
2022/23 | 266.75 | 132.25 | 6
2022/23 | 267.25 | 132.25 | 8
2022/23 | 267.75 | 132.25 | 9
2022/23 | 268.25 | 132.25 | 4
2022/23 | 268.75 | 132.25 | 1
2022/23 | 269.25 | 132.25 | 11
2022/23 | 269.75 | 132.25 | 9
2022/23 | 270.25 | 132.25 | 11
2022/23 | 270.75 | 132.25 | 14
2022/23 | 271.25 | 132.25 | 9
2022/23 | 271.75 | 132.25 | 16
2022/23 | 272.25 | 132.25 | 15
2022/23 | 272.75 | 132.25 | 9
2022/23 | 273.25 | 132.25 | 13
2022/23 | 273.75 | 132.25 | 12
2022/23 | 274.25 | 132.25 | 19
2022/23 | 274.75 | 132.25 | 11
2022/23 | 275.25 | 132.25 | 10
2022/23 | 275.75 | 132.25 | 19
2022/23 | 276.25 | 132.25 | 19
2022/23 | 276.75 | 132.25 | 6
2022/23 | 277.25 | 132.25 | 22
2022/23 | 277.75 | 132.25 | 16
2022/23 | 278.25 | 132.25 | 26
2022/23 | 278.75 | 132.25 | 20
2022/23 | 279.25 | 132.25 | 15
2022/23 | 279.75 | 132.25 | 25
2022/23 | 280.25 | 132.25 | 15
2022/23 | 280.75 | 132.25 | 19
2022/23 | 281.25 | 132.25 | 23
2022/23 | 281.75 | 132.25 | 24
2022/23 | 282.25 | 132.25 | 31
2022/23 | 282.75 | 132.25 | 27
2022/23 | 283.25 | 132.25 | 25
2022/23 | 283.75 | 132.25 | 34
2022/23 | 284.25 | 132.25 | 33
2022/23 | 284.75 | 132.25 | 37
2022/23 | 285.25 | 132.25 | 28
2022/23 | 285.75 | 132.25 | 22
2022/23 | 286.25 | 132.25 | 21
2022/23 | 286.75 | 132.25 | 48
2022/23 | 287.25 | 132.25 | 29
2022/23 | 287.75 | 132.25 | 39
2022/23 | 288.25 | 132.25 | 24
2022/23 | 288.75 | 132.25 | 26
2022/23 | 289.25 | 132.25 | 32
2022/23 | 289.75 | 132.25 | 31
2022/23 | 290.25 | 132.25 | 35
2022/23 | 290.75 | 132.25 | 30
2022/23 | 291.25 | 132.25 | 23
2022/23 | 291.75 | 132.25 | 27
2022/23 | 292.25 | 132.25 | 36
2022/23 | 292.75 | 132.25 | 41
2022/23 | 293.25 | 132.25 | 36
2022/23 | 293.75 | 132.25 | 44
2022/23 | 294.25 | 132.25 | 38
2022/23 | 294.75 | 132.25 | 31
2022/23 | 295.25 | 132.25 | 33
2022/23 | 295.75 | 132.25 | 44
2022/23 | 296.25 | 132.25 | 44
2022/23 | 296.75 | 132.25 | 35
2022/23 | 297.25 | 132.25 | 46
2022/23 | 297.75 | 132.25 | 36
2022/23 | 298.25 | 132.25 | 47
2022/23 | 298.75 | 132.25 | 33
2022/23 | 299.25 | 132.25 | 34
2022/23 | 299.75 | 132.25 | 46
2022/23 | 300.25 | 132.25 | 42
2022/23 | 300.75 | 132.25 | 37
2022/23 | 301.25 | 132.25 | 39
2022/23 | 301.75 | 132.25 | 40
2022/23 | 302.25 | 132.25 | 39
2022/23 | 302.75 | 132.25 | 46
2022/23 | 303.25 | 132.25 | 42
2022/23 | 303.75 | 132.25 | 38
2022/23 | 304.25 | 132.25 | 39
2022/23 | 304.75 | 132.25 | 56
2022/23 | 305.25 | 132.25 | 51
2022/23 | 305.75 | 132.25 | 40
2022/23 | 306.25 | 132.25 | 42
2022/23 | 306.75 | 132.25 | 49
2022/23 | 307.25 | 132.25 | 38
2022/23 | 307.75 | 132.25 | 39
2022/23 | 308.25 | 132.25 | 41
2022/23 | 308.75 | 132.25 | 45
2022/23 | 309.25 | 132.25 | 57
2022/23 | 309.75 | 132.25 | 39
2022/23 | 310.25 | 132.25 | 43
2022/23 | 310.75 | 132.25 | 53
2022/23 | 311.25 | 132.25 | 49
2022/23 | 311.75 | 132.25 | 53
2022/23 | 312.25 | 132.25 | 37
2022/23 | 312.75 | 132.25 | 35
2022/23 | 313.25 | 132.25 | 46
2022/23 | 313.75 | 132.25 | 49
2022/23 | 314.25 | 132.25 | 48
2022/23 | 314.75 | 132.25 | 27
2022/23 | 315.25 | 132.25 | 40
2022/23 | 315.75 | 132.25 | 43
2022/23 | 316.25 | 132.25 | 37
2022/23 | 316.75 | 132.25 | 55
2022/23 | 317.25 | 132.25 | 44
2022/23 | 317.75 | 132.25 | 43
2022/23 | 318.25 | 132.25 | 39
2022/23 | 318.75 | 132.25 | 31
2022/23 | 319.25 | 132.25 | 54
2022/23 | 319.75 | 132.25 | 39
2022/23 | 320.25 | 132.25 | 48
2022/23 | 320.75 | 132.25 | 51
2022/23 | 321.25 | 132.25 | 36
2022/23 | 321.75 | 132.25 | 34
2022/23 | 322.25 | 132.25 | 44
2022/23 | 322.75 | 132.25 | 30
2022/23 | 323.25 | 132.25 | 42
2022/23 | 323.75 | 132.25 | 50
2022/23 | 324.25 | 132.25 | 41
2022/23 | 324.75 | 132.25 | 39
2022/23 | 325.25 | 132.25 | 42
2022/23 | 325.75 | 132.25 | 36
2022/23 | 326.25 | 132.25 | 45
2022/23 | 326.75 | 132.25 | 39
2022/23 | 327.25 | 132.25 | 42
2022/23 | 327.75 | 132.25 | 38
2022/23 | 328.25 | 132.25 | 43
2022/23 | 328.75 | 132.25 | 37
2022/23 | 329.25 | 132.25 | 32
2022/23 | 329.75 | 132.25 | 41
2022/23 | 330.25 | 132.25 | 35
2022/23 | 330.75 | 132.25 | 40
2022/23 | 331.25 | 132.25 | 36
2022/23 | 331.75 | 132.25 | 40
2022/23 | 332.25 | 132.25 | 37
2022/23 | 332.75 | 132.25 | 43
2022/23 | 333.25 | 132.25 | 38
2022/23 | 333.75 | 132.25 | 39
2022/23 | 334.25 | 132.25 | 27
2022/23 | 334.75 | 132.25 | 40
2022/23 | 335.25 | 132.25 | 30
2022/23 | 335.75 | 132.25 | 24
2022/23 | 336.25 | 132.25 | 25
2022/23 | 336.75 | 132.25 | 30
2022/23 | 337.25 | 132.25 | 30
2022/23 | 337.75 | 132.25 | 34
2022/23 | 338.25 | 132.25 | 29
2022/23 | 338.75 | 132.25 | 36
2022/23 | 339.25 | 132.25 | 28
2022/23 | 339.75 | 132.25 | 28
2022/23 | 340.25 | 132.25 | 30
2022/23 | 340.75 | 132.25 | 23
2022/23 | 341.25 | 132.25 | 37
2022/23 | 341.75 | 132.25 | 31
2022/23 | 342.25 | 132.25 | 20
2022/23 | 342.75 | 132.25 | 37
2022/23 | 343.25 | 132.25 | 35
2022/23 | 343.75 | 132.25 | 30
2022/23 | 344.25 | 132.25 | 24
2022/23 | 344.75 | 132.25 | 27
2022/23 | 345.25 | 132.25 | 31
2022/23 | 345.75 | 132.25 | 30
2022/23 | 346.25 | 132.25 | 33
2022/23 | 346.75 | 132.25 | 37
2022/23 | 347.25 | 132.25 | 28
2022/23 | 347.75 | 132.25 | 24
2022/23 | 348.25 | 132.25 | 24
2022/23 | 348.75 | 132.25 | 26
2022/23 | 349.25 | 132.25 | 32
2022/23 | 349.75 | 132.25 | 26
2022/23 | 350.25 | 132.25 | 25
2022/23 | 350.75 | 132.25 | 21
2022/23 | 351.25 | 132.25 | 32
2022/23 | 351.75 | 132.25 | 26
2022/23 | 352.25 | 132.25 | 29
2022/23 | 352.75 | 132.25 | 24
2022/23 | 353.25 | 132.25 | 29
2022/23 | 353.75 | 132.25 | 17
2022/23 | 354.25 | 132.25 | 25
2022/23 | 354.75 | 132.25 | 24
2022/23 | 355.25 | 132.25 | 25
2022/23 | 355.75 | 132.25 | 23
2022/23 | 356.25 | 132.25 | 27
2022/23 | 356.75 | 132.25 | 24
2022/23 | 357.25 | 132.25 | 20
2022/23 | 357.75 | 132.25 | 24
2022/23 | 358.25 | 132.25 | 31
2022/23 | 358.75 | 132.25 | 22
2022/23 | 359.25 | 132.25 | 16
2022/23 | 359.75 | 132.25 | 17
2022/23 | 360.25 | 132.25 | 31
2022/23 | 360.75 | 132.25 | 19
2022/23 | 361.25 | 132.25 | 29
2022/23 | 361.75 | 132.25 | 23
2022/23 | 362.25 | 132.25 | 25
2022/23 | 362.75 | 132.25 | 22
2022/23 | 363.25 | 132.25 | 30
2022/23 | 363.75 | 132.25 | 14
2022/23 | 364.25 | 132.25 | 23
2022/23 | 364.75 | 132.25 | 13
2022/23 | 365.25 | 132.25 | 20
2022/23 | 365.75 | 132.25 | 12
2022/23 | 366.25 | 132.25 | 17
2022/23 | 366.75 | 132.25 | 16
2022/23 | 367.25 | 132.25 | 16
2022/23 | 367.75 | 132.25 | 24
2022/23 | 368.25 | 132.25 | 21
2022/23 | 368.75 | 132.25 | 21
2022/23 | 369.25 | 132.25 | 14
2022/23 | 369.75 | 132.25 | 20
2022/23 | 370.25 | 132.25 | 15
2022/23 | 370.75 | 132.25 | 18
2022/23 | 371.25 | 132.25 | 18
2022/23 | 371.75 | 132.25 | 20
2022/23 | 372.25 | 132.25 | 14
2022/23 | 372.75 | 132.25 | 17
2022/23 | 373.25 | 132.25 | 16
2022/23 | 373.75 | 132.25 | 18
2022/23 | 374.25 | 132.25 | 16
2022/23 | 374.75 | 132.25 | 13
2022/23 | 375.25 | 132.25 | 15
2022/23 | 375.75 | 132.25 | 18
2022/23 | 376.25 | 132.25 | 19
2022/23 | 376.75 | 132.25 | 14
2022/23 | 377.25 | 132.25 | 14
2022/23 | 377.75 | 132.25 | 13
2022/23 | 378.25 | 132.25 | 11
2022/23 | 378.75 | 132.25 | 12
2022/23 | 379.25 | 132.25 | 13
2022/23 | 379.75 | 132.25 | 12
2022/23 | 380.25 | 132.25 | 14
2022/23 | 380.75 | 132.25 | 16
2022/23 | 381.25 | 132.25 | 12
2022/23 | 381.75 | 132.25 | 11
2022/23 | 382.25 | 132.25 | 8
2022/23 | 382.75 | 132.25 | 15
2022/23 | 383.25 | 132.25 | 11
2022/23 | 383.75 | 132.25 | 7
2022/23 | 384.25 | 132.25 | 7
2022/23 | 384.75 | 132.25 | 9
2022/23 | 385.25 | 132.25 | 9
2022/23 | 385.75 | 132.25 | 14
2022/23 | 386.25 | 132.25 | 14
2022/23 | 386.75 | 132.25 | 9
2022/23 | 387.25 | 132.25 | 8
2022/23 | 387.75 | 132.25 | 9
2022/23 | 388.25 | 132.25 | 3
2022/23 | 388.75 | 132.25 | 11
2022/23 | 389.25 | 132.25 | 12
2022/23 | 389.75 | 132.25 | 9
2022/23 | 390.25 | 132.25 | 10
2022/23 | 390.75 | 132.25 | 7
2022/23 | 391.25 | 132.25 | 6
2022/23 | 391.75 | 132.25 | 11
2022/23 | 392.25 | 132.25 | 8
2022/23 | 392.75 | 132.25 | 3
2022/23 | 393.25 | 132.25 | 9
2022/23 | 393.75 | 132.25 | 4
2022/23 | 394.25 | 132.25 | 7
2022/23 | 394.75 | 132.25 | 6
2022/23 | 395.25 | 132.25 | 8
2022/23 | 395.75 | 132.25 | 8
2022/23 | 396.25 | 132.25 | 10
2022/23 | 396.75 | 132.25 | 9
2022/23 | 397.25 | 132.25 | 9
2022/23 | 397.75 | 132.25 | 6
2022/23 | 398.25 | 132.25 | 5
2022/23 | 398.75 | 132.25 | 9
2022/23 | 399.25 | 132.25 | 6
2022/23 | 399.75 | 132.25 | 12
2022/23 | 400.25 | 132.25 | 4
2022/23 | 400.75 | 132.25 | 6
2022/23 | 401.25 | 132.25 | 5
2022/23 | 401.75 | 132.25 | 7
2022/23 | 402.25 | 132.25 | 6
2022/23 | 402.75 | 132.25 | 7
2022/23 | 403.25 | 132.25 | 4
2022/23 | 403.75 | 132.25 | 5
2022/23 | 404.25 | 132.25 | 3
2022/23 | 404.75 | 132.25 | 8
2022/23 | 405.25 | 132.25 | 4
2022/23 | 405.75 | 132.25 | 3
2022/23 | 406.25 | 132.25 | 4
2022/23 | 406.75 | 132.25 | 1
2022/23 | 407.25 | 132.25 | 3
2022/23 | 407.75 | 132.25 | 4
2022/23 | 408.25 | 132.25 | 3
2022/23 | 408.75 | 132.25 | 2
2022/23 | 409.25 | 132.25 | 7
2022/23 | 409.75 | 132.25 | 3
2022/23 | 410.25 | 132.25 | 5
2022/23 | 410.75 | 132.25 | 5
2022/23 | 411.25 | 132.25 | 4
2022/23 | 411.75 | 132.25 | 6
2022/23 | 412.25 | 132.25 | 3
2022/23 | 412.75 | 132.25 | 2
2022/23 | 413.25 | 132.25 | 1
2022/23 | 413.75 | 132.25 | 2
2022/23 | 414.25 | 132.25 | 6
2022/23 | 414.75 | 132.25 | 4
2022/23 | 415.25 | 132.25 | 1
2022/23 | 415.75 | 132.25 | 5
2022/23 | 416.25 | 132.25 | 2
2022/23 | 416.75 | 132.25 | 4
2022/23 | 417.25 | 132.25 | 8
2022/23 | 417.75 | 132.25 | 3
2022/23 | 418.25 | 132.25 | 4
2022/23 | 418.75 | 132.25 | 4
2022/23 | 419.25 | 132.25 | 2
2022/23 | 419.75 | 132.25 | 4
2022/23 | 420.25 | 132.25 | 3
2022/23 | 420.75 | 132.25 | 3
2022/23 | 421.25 | 132.25 | 1
2022/23 | 421.75 | 132.25 | 6
2022/23 | 422.25 | 132.25 | 4
2022/23 | 422.75 | 132.25 | 3
2022/23 | 423.25 | 132.25 | 3
2022/23 | 423.75 | 132.25 | 1
2022/23 | 424.25 | 132.25 | 4
2022/23 | 424.75 | 132.25 | 3
2022/23 | 425.25 | 132.25 | 3
2022/23 | 425.75 | 132.25 | 3
2022/23 | 426.25 | 132.25 | 2
2022/23 | 426.75 | 132.25 | 1
2022/23 | 427.25 | 132.25 | 4
2022/23 | 427.75 | 132.25 | 4
2022/23 | 428.25 | 132.25 | 1
2022/23 | 428.75 | 132.25 | 4
2022/23 | 429.25 | 132.25 | 2
2022/23 | 429.75 | 132.25 | 3
2022/23 | 430.25 | 132.25 | 1
2022/23 | 430.75 | 132.25 | 1
2022/23 | 431.25 | 132.25 | 2
2022/23 | 431.75 | 132.25 | 6
2022/23 | 432.25 | 132.25 | 2
2022/23 | 432.75 | 132.25 | 1
2022/23 | 433.25 | 132.25 | 2
2022/23 | 433.75 | 132.25 | 1
2022/23 | 434.75 | 132.25 | 1
2022/23 | 435.25 | 132.25 | 2
2022/23 | 435.75 | 132.25 | 1
2022/23 | 436.25 | 132.25 | 2
2022/23 | 437.25 | 132.25 | 4
2022/23 | 437.75 | 132.25 | 1
2022/23 | 438.25 | 132.25 | 1
2022/23 | 439.25 | 132.25 | 2
2022/23 | 439.75 | 132.25 | 1
2022/23 | 440.25 | 132.25 | 1
2022/23 | 441.25 | 132.25 | 1
2022/23 | 441.75 | 132.25 | 1
2022/23 | 442.75 | 132.25 | 1
2022/23 | 443.25 | 132.25 | 1
2022/23 | 443.75 | 132.25 | 1
2022/23 | 444.25 | 132.25 | 1
2022/23 | 444.75 | 132.25 | 2
2022/23 | 445.25 | 132.25 | 1
2022/23 | 445.75 | 132.25 | 1
2022/23 | 446.25 | 132.25 | 3
2022/23 | 446.75 | 132.25 | 1
2022/23 | 447.25 | 132.25 | 2
2022/23 | 447.75 | 132.25 | 2
2022/23 | 448.25 | 132.25 | 1
2022/23 | 448.75 | 132.25 | 1
2022/23 | 449.25 | 132.25 | 2
2022/23 | 450.75 | 132.25 | 3
2022/23 | 451.25 | 132.25 | 1
2022/23 | 452.75 | 132.25 | 2
2022/23 | 454.25 | 132.25 | 2
2022/23 | 455.25 | 132.25 | 1
2022/23 | 459.25 | 132.25 | 1
2022/23 | 460.25 | 132.25 | 1
2022/23 | 460.75 | 132.25 | 2
2022/23 | 462.25 | 132.25 | 1
2022/23 | 462.75 | 132.25 | 1
2022/23 | 463.25 | 132.25 | 3
2022/23 | 464.75 | 132.25 | 1
2022/23 | 471.25 | 132.25 | 1
2022/23 | 475.25 | 132.25 | 1
2022/23 | 479.75 | 132.25 | 1
2022/23 | 480.75 | 132.25 | 1
2022/23 | 483.25 | 132.25 | 1
2022/23 | 488.25 | 132.25 | 1
2022/23 | 200.75 | 132.75 | 1
2022/23 | 212.25 | 132.75 | 1
2022/23 | 213.25 | 132.75 | 2
2022/23 | 215.75 | 132.75 | 1
2022/23 | 226.25 | 132.75 | 1
2022/23 | 231.25 | 132.75 | 1
2022/23 | 232.25 | 132.75 | 1
2022/23 | 232.75 | 132.75 | 1
2022/23 | 233.75 | 132.75 | 1
2022/23 | 235.25 | 132.75 | 1
2022/23 | 235.75 | 132.75 | 1
2022/23 | 236.75 | 132.75 | 1
2022/23 | 237.25 | 132.75 | 1
2022/23 | 242.75 | 132.75 | 1
2022/23 | 243.75 | 132.75 | 1
2022/23 | 244.25 | 132.75 | 3
2022/23 | 245.25 | 132.75 | 1
2022/23 | 246.25 | 132.75 | 1
2022/23 | 246.75 | 132.75 | 3
2022/23 | 247.25 | 132.75 | 1
2022/23 | 248.75 | 132.75 | 1
2022/23 | 249.25 | 132.75 | 2
2022/23 | 250.25 | 132.75 | 1
2022/23 | 250.75 | 132.75 | 1
2022/23 | 251.25 | 132.75 | 2
2022/23 | 251.75 | 132.75 | 1
2022/23 | 252.25 | 132.75 | 1
2022/23 | 252.75 | 132.75 | 1
2022/23 | 253.25 | 132.75 | 1
2022/23 | 253.75 | 132.75 | 4
2022/23 | 254.25 | 132.75 | 1
2022/23 | 255.75 | 132.75 | 2
2022/23 | 256.25 | 132.75 | 1
2022/23 | 257.25 | 132.75 | 7
2022/23 | 258.25 | 132.75 | 2
2022/23 | 258.75 | 132.75 | 3
2022/23 | 259.25 | 132.75 | 3
2022/23 | 259.75 | 132.75 | 2
2022/23 | 260.25 | 132.75 | 2
2022/23 | 261.25 | 132.75 | 4
2022/23 | 261.75 | 132.75 | 8
2022/23 | 262.25 | 132.75 | 5
2022/23 | 262.75 | 132.75 | 6
2022/23 | 263.25 | 132.75 | 1
2022/23 | 263.75 | 132.75 | 3
2022/23 | 264.25 | 132.75 | 6
2022/23 | 264.75 | 132.75 | 4
2022/23 | 265.25 | 132.75 | 5
2022/23 | 265.75 | 132.75 | 2
2022/23 | 266.25 | 132.75 | 4
2022/23 | 266.75 | 132.75 | 6
2022/23 | 267.25 | 132.75 | 5
2022/23 | 267.75 | 132.75 | 4
2022/23 | 268.25 | 132.75 | 7
2022/23 | 268.75 | 132.75 | 8
2022/23 | 269.25 | 132.75 | 8
2022/23 | 269.75 | 132.75 | 5
2022/23 | 270.25 | 132.75 | 11
2022/23 | 270.75 | 132.75 | 9
2022/23 | 271.25 | 132.75 | 11
2022/23 | 271.75 | 132.75 | 8
2022/23 | 272.25 | 132.75 | 8
2022/23 | 272.75 | 132.75 | 8
2022/23 | 273.25 | 132.75 | 14
2022/23 | 273.75 | 132.75 | 14
2022/23 | 274.25 | 132.75 | 3
2022/23 | 274.75 | 132.75 | 13
2022/23 | 275.25 | 132.75 | 11
2022/23 | 275.75 | 132.75 | 17
2022/23 | 276.25 | 132.75 | 18
2022/23 | 276.75 | 132.75 | 16
2022/23 | 277.25 | 132.75 | 19
2022/23 | 277.75 | 132.75 | 16
2022/23 | 278.25 | 132.75 | 23
2022/23 | 278.75 | 132.75 | 13
2022/23 | 279.25 | 132.75 | 9
2022/23 | 279.75 | 132.75 | 18
2022/23 | 280.25 | 132.75 | 19
2022/23 | 280.75 | 132.75 | 18
2022/23 | 281.25 | 132.75 | 18
2022/23 | 281.75 | 132.75 | 22
2022/23 | 282.25 | 132.75 | 19
2022/23 | 282.75 | 132.75 | 19
2022/23 | 283.25 | 132.75 | 19
2022/23 | 283.75 | 132.75 | 23
2022/23 | 284.25 | 132.75 | 22
2022/23 | 284.75 | 132.75 | 17
2022/23 | 285.25 | 132.75 | 26
2022/23 | 285.75 | 132.75 | 29
2022/23 | 286.25 | 132.75 | 16
2022/23 | 286.75 | 132.75 | 27
2022/23 | 287.25 | 132.75 | 26
2022/23 | 287.75 | 132.75 | 17
2022/23 | 288.25 | 132.75 | 24
2022/23 | 288.75 | 132.75 | 33
2022/23 | 289.25 | 132.75 | 23
2022/23 | 289.75 | 132.75 | 26
2022/23 | 290.25 | 132.75 | 29
2022/23 | 290.75 | 132.75 | 26
2022/23 | 291.25 | 132.75 | 31
2022/23 | 291.75 | 132.75 | 29
2022/23 | 292.25 | 132.75 | 35
2022/23 | 292.75 | 132.75 | 23
2022/23 | 293.25 | 132.75 | 43
2022/23 | 293.75 | 132.75 | 31
2022/23 | 294.25 | 132.75 | 38
2022/23 | 294.75 | 132.75 | 40
2022/23 | 295.25 | 132.75 | 33
2022/23 | 295.75 | 132.75 | 43
2022/23 | 296.25 | 132.75 | 39
2022/23 | 296.75 | 132.75 | 33
2022/23 | 297.25 | 132.75 | 32
2022/23 | 297.75 | 132.75 | 27
2022/23 | 298.25 | 132.75 | 30
2022/23 | 298.75 | 132.75 | 37
2022/23 | 299.25 | 132.75 | 24
2022/23 | 299.75 | 132.75 | 34
2022/23 | 300.25 | 132.75 | 34
2022/23 | 300.75 | 132.75 | 31
2022/23 | 301.25 | 132.75 | 50
2022/23 | 301.75 | 132.75 | 41
2022/23 | 302.25 | 132.75 | 39
2022/23 | 302.75 | 132.75 | 39
2022/23 | 303.25 | 132.75 | 40
2022/23 | 303.75 | 132.75 | 38
2022/23 | 304.25 | 132.75 | 36
2022/23 | 304.75 | 132.75 | 33
2022/23 | 305.25 | 132.75 | 35
2022/23 | 305.75 | 132.75 | 29
2022/23 | 306.25 | 132.75 | 34
2022/23 | 306.75 | 132.75 | 35
2022/23 | 307.25 | 132.75 | 33
2022/23 | 307.75 | 132.75 | 31
2022/23 | 308.25 | 132.75 | 31
2022/23 | 308.75 | 132.75 | 26
2022/23 | 309.25 | 132.75 | 43
2022/23 | 309.75 | 132.75 | 43
2022/23 | 310.25 | 132.75 | 54
2022/23 | 310.75 | 132.75 | 34
2022/23 | 311.25 | 132.75 | 31
2022/23 | 311.75 | 132.75 | 42
2022/23 | 312.25 | 132.75 | 43
2022/23 | 312.75 | 132.75 | 49
2022/23 | 313.25 | 132.75 | 34
2022/23 | 313.75 | 132.75 | 35
2022/23 | 314.25 | 132.75 | 39
2022/23 | 314.75 | 132.75 | 48
2022/23 | 315.25 | 132.75 | 44
2022/23 | 315.75 | 132.75 | 48
2022/23 | 316.25 | 132.75 | 30
2022/23 | 316.75 | 132.75 | 41
2022/23 | 317.25 | 132.75 | 43
2022/23 | 317.75 | 132.75 | 39
2022/23 | 318.25 | 132.75 | 41
2022/23 | 318.75 | 132.75 | 51
2022/23 | 319.25 | 132.75 | 36
2022/23 | 319.75 | 132.75 | 36
2022/23 | 320.25 | 132.75 | 39
2022/23 | 320.75 | 132.75 | 51
2022/23 | 321.25 | 132.75 | 35
2022/23 | 321.75 | 132.75 | 35
2022/23 | 322.25 | 132.75 | 41
2022/23 | 322.75 | 132.75 | 38
2022/23 | 323.25 | 132.75 | 35
2022/23 | 323.75 | 132.75 | 43
2022/23 | 324.25 | 132.75 | 42
2022/23 | 324.75 | 132.75 | 47
2022/23 | 325.25 | 132.75 | 33
2022/23 | 325.75 | 132.75 | 28
2022/23 | 326.25 | 132.75 | 34
2022/23 | 326.75 | 132.75 | 47
2022/23 | 327.25 | 132.75 | 39
2022/23 | 327.75 | 132.75 | 38
2022/23 | 328.25 | 132.75 | 34
2022/23 | 328.75 | 132.75 | 32
2022/23 | 329.25 | 132.75 | 33
2022/23 | 329.75 | 132.75 | 36
2022/23 | 330.25 | 132.75 | 34
2022/23 | 330.75 | 132.75 | 35
2022/23 | 331.25 | 132.75 | 39
2022/23 | 331.75 | 132.75 | 34
2022/23 | 332.25 | 132.75 | 33
2022/23 | 332.75 | 132.75 | 26
2022/23 | 333.25 | 132.75 | 35
2022/23 | 333.75 | 132.75 | 32
2022/23 | 334.25 | 132.75 | 28
2022/23 | 334.75 | 132.75 | 32
2022/23 | 335.25 | 132.75 | 25
2022/23 | 335.75 | 132.75 | 36
2022/23 | 336.25 | 132.75 | 25
2022/23 | 336.75 | 132.75 | 38
2022/23 | 337.25 | 132.75 | 24
2022/23 | 337.75 | 132.75 | 36
2022/23 | 338.25 | 132.75 | 36
2022/23 | 338.75 | 132.75 | 27
2022/23 | 339.25 | 132.75 | 29
2022/23 | 339.75 | 132.75 | 24
2022/23 | 340.25 | 132.75 | 31
2022/23 | 340.75 | 132.75 | 34
2022/23 | 341.25 | 132.75 | 18
2022/23 | 341.75 | 132.75 | 26
2022/23 | 342.25 | 132.75 | 16
2022/23 | 342.75 | 132.75 | 22
2022/23 | 343.25 | 132.75 | 25
2022/23 | 343.75 | 132.75 | 30
2022/23 | 344.25 | 132.75 | 32
2022/23 | 344.75 | 132.75 | 27
2022/23 | 345.25 | 132.75 | 24
2022/23 | 345.75 | 132.75 | 28
2022/23 | 346.25 | 132.75 | 37
2022/23 | 346.75 | 132.75 | 33
2022/23 | 347.25 | 132.75 | 30
2022/23 | 347.75 | 132.75 | 22
2022/23 | 348.25 | 132.75 | 33
2022/23 | 348.75 | 132.75 | 37
2022/23 | 349.25 | 132.75 | 30
2022/23 | 349.75 | 132.75 | 28
2022/23 | 350.25 | 132.75 | 27
2022/23 | 350.75 | 132.75 | 32
2022/23 | 351.25 | 132.75 | 26
2022/23 | 351.75 | 132.75 | 28
2022/23 | 352.25 | 132.75 | 31
2022/23 | 352.75 | 132.75 | 24
2022/23 | 353.25 | 132.75 | 28
2022/23 | 353.75 | 132.75 | 26
2022/23 | 354.25 | 132.75 | 22
2022/23 | 354.75 | 132.75 | 17
2022/23 | 355.25 | 132.75 | 34
2022/23 | 355.75 | 132.75 | 25
2022/23 | 356.25 | 132.75 | 23
2022/23 | 356.75 | 132.75 | 27
2022/23 | 357.25 | 132.75 | 19
2022/23 | 357.75 | 132.75 | 30
2022/23 | 358.25 | 132.75 | 21
2022/23 | 358.75 | 132.75 | 17
2022/23 | 359.25 | 132.75 | 29
2022/23 | 359.75 | 132.75 | 15
2022/23 | 360.25 | 132.75 | 23
2022/23 | 360.75 | 132.75 | 25
2022/23 | 361.25 | 132.75 | 18
2022/23 | 361.75 | 132.75 | 22
2022/23 | 362.25 | 132.75 | 17
2022/23 | 362.75 | 132.75 | 16
2022/23 | 363.25 | 132.75 | 18
2022/23 | 363.75 | 132.75 | 21
2022/23 | 364.25 | 132.75 | 24
2022/23 | 364.75 | 132.75 | 15
2022/23 | 365.25 | 132.75 | 13
2022/23 | 365.75 | 132.75 | 16
2022/23 | 366.25 | 132.75 | 20
2022/23 | 366.75 | 132.75 | 27
2022/23 | 367.25 | 132.75 | 21
2022/23 | 367.75 | 132.75 | 10
2022/23 | 368.25 | 132.75 | 16
2022/23 | 368.75 | 132.75 | 19
2022/23 | 369.25 | 132.75 | 14
2022/23 | 369.75 | 132.75 | 12
2022/23 | 370.25 | 132.75 | 24
2022/23 | 370.75 | 132.75 | 17
2022/23 | 371.25 | 132.75 | 10
2022/23 | 371.75 | 132.75 | 10
2022/23 | 372.25 | 132.75 | 15
2022/23 | 372.75 | 132.75 | 16
2022/23 | 373.25 | 132.75 | 12
2022/23 | 373.75 | 132.75 | 19
2022/23 | 374.25 | 132.75 | 18
2022/23 | 374.75 | 132.75 | 11
2022/23 | 375.25 | 132.75 | 14
2022/23 | 375.75 | 132.75 | 10
2022/23 | 376.25 | 132.75 | 18
2022/23 | 376.75 | 132.75 | 9
2022/23 | 377.25 | 132.75 | 17
2022/23 | 377.75 | 132.75 | 19
2022/23 | 378.25 | 132.75 | 16
2022/23 | 378.75 | 132.75 | 9
2022/23 | 379.25 | 132.75 | 14
2022/23 | 379.75 | 132.75 | 9
2022/23 | 380.25 | 132.75 | 9
2022/23 | 380.75 | 132.75 | 14
2022/23 | 381.25 | 132.75 | 16
2022/23 | 381.75 | 132.75 | 13
2022/23 | 382.25 | 132.75 | 7
2022/23 | 382.75 | 132.75 | 15
2022/23 | 383.25 | 132.75 | 9
2022/23 | 383.75 | 132.75 | 10
2022/23 | 384.25 | 132.75 | 2
2022/23 | 384.75 | 132.75 | 14
2022/23 | 385.25 | 132.75 | 8
2022/23 | 385.75 | 132.75 | 7
2022/23 | 386.25 | 132.75 | 10
2022/23 | 386.75 | 132.75 | 8
2022/23 | 387.25 | 132.75 | 9
2022/23 | 387.75 | 132.75 | 10
2022/23 | 388.25 | 132.75 | 5
2022/23 | 388.75 | 132.75 | 12
2022/23 | 389.25 | 132.75 | 13
2022/23 | 389.75 | 132.75 | 14
2022/23 | 390.25 | 132.75 | 10
2022/23 | 390.75 | 132.75 | 10
2022/23 | 391.25 | 132.75 | 4
2022/23 | 391.75 | 132.75 | 6
2022/23 | 392.25 | 132.75 | 14
2022/23 | 392.75 | 132.75 | 4
2022/23 | 393.25 | 132.75 | 13
2022/23 | 393.75 | 132.75 | 9
2022/23 | 394.25 | 132.75 | 4
2022/23 | 394.75 | 132.75 | 6
2022/23 | 395.25 | 132.75 | 9
2022/23 | 395.75 | 132.75 | 15
2022/23 | 396.25 | 132.75 | 9
2022/23 | 396.75 | 132.75 | 14
2022/23 | 397.25 | 132.75 | 6
2022/23 | 397.75 | 132.75 | 8
2022/23 | 398.25 | 132.75 | 7
2022/23 | 398.75 | 132.75 | 3
2022/23 | 399.25 | 132.75 | 4
2022/23 | 399.75 | 132.75 | 5
2022/23 | 400.25 | 132.75 | 6
2022/23 | 400.75 | 132.75 | 8
2022/23 | 401.25 | 132.75 | 8
2022/23 | 401.75 | 132.75 | 5
2022/23 | 402.25 | 132.75 | 3
2022/23 | 402.75 | 132.75 | 4
2022/23 | 403.25 | 132.75 | 3
2022/23 | 403.75 | 132.75 | 8
2022/23 | 404.25 | 132.75 | 3
2022/23 | 404.75 | 132.75 | 3
2022/23 | 405.25 | 132.75 | 8
2022/23 | 405.75 | 132.75 | 9
2022/23 | 406.25 | 132.75 | 5
2022/23 | 406.75 | 132.75 | 9
2022/23 | 407.25 | 132.75 | 3
2022/23 | 407.75 | 132.75 | 4
2022/23 | 408.25 | 132.75 | 6
2022/23 | 408.75 | 132.75 | 4
2022/23 | 409.25 | 132.75 | 3
2022/23 | 409.75 | 132.75 | 1
2022/23 | 410.25 | 132.75 | 8
2022/23 | 410.75 | 132.75 | 3
2022/23 | 411.25 | 132.75 | 8
2022/23 | 411.75 | 132.75 | 3
2022/23 | 412.25 | 132.75 | 7
2022/23 | 412.75 | 132.75 | 2
2022/23 | 413.25 | 132.75 | 6
2022/23 | 414.25 | 132.75 | 5
2022/23 | 415.25 | 132.75 | 5
2022/23 | 415.75 | 132.75 | 2
2022/23 | 416.25 | 132.75 | 6
2022/23 | 416.75 | 132.75 | 4
2022/23 | 417.25 | 132.75 | 6
2022/23 | 417.75 | 132.75 | 2
2022/23 | 418.25 | 132.75 | 5
2022/23 | 418.75 | 132.75 | 3
2022/23 | 419.25 | 132.75 | 3
2022/23 | 419.75 | 132.75 | 6
2022/23 | 420.25 | 132.75 | 2
2022/23 | 420.75 | 132.75 | 2
2022/23 | 421.25 | 132.75 | 2
2022/23 | 421.75 | 132.75 | 5
2022/23 | 422.25 | 132.75 | 4
2022/23 | 422.75 | 132.75 | 4
2022/23 | 423.25 | 132.75 | 3
2022/23 | 423.75 | 132.75 | 1
2022/23 | 424.75 | 132.75 | 2
2022/23 | 425.25 | 132.75 | 2
2022/23 | 425.75 | 132.75 | 4
2022/23 | 426.25 | 132.75 | 1
2022/23 | 426.75 | 132.75 | 1
2022/23 | 427.25 | 132.75 | 2
2022/23 | 427.75 | 132.75 | 1
2022/23 | 428.75 | 132.75 | 2
2022/23 | 429.25 | 132.75 | 5
2022/23 | 429.75 | 132.75 | 2
2022/23 | 430.25 | 132.75 | 4
2022/23 | 430.75 | 132.75 | 3
2022/23 | 431.25 | 132.75 | 2
2022/23 | 432.25 | 132.75 | 1
2022/23 | 432.75 | 132.75 | 1
2022/23 | 433.25 | 132.75 | 2
2022/23 | 433.75 | 132.75 | 3
2022/23 | 434.25 | 132.75 | 2
2022/23 | 434.75 | 132.75 | 1
2022/23 | 435.25 | 132.75 | 2
2022/23 | 435.75 | 132.75 | 1
2022/23 | 436.25 | 132.75 | 1
2022/23 | 437.25 | 132.75 | 2
2022/23 | 437.75 | 132.75 | 1
2022/23 | 438.25 | 132.75 | 2
2022/23 | 438.75 | 132.75 | 3
2022/23 | 439.75 | 132.75 | 1
2022/23 | 440.75 | 132.75 | 1
2022/23 | 445.25 | 132.75 | 1
2022/23 | 445.75 | 132.75 | 2
2022/23 | 446.25 | 132.75 | 2
2022/23 | 446.75 | 132.75 | 1
2022/23 | 447.25 | 132.75 | 3
2022/23 | 448.25 | 132.75 | 2
2022/23 | 449.75 | 132.75 | 1
2022/23 | 450.25 | 132.75 | 1
2022/23 | 450.75 | 132.75 | 2
2022/23 | 453.25 | 132.75 | 1
2022/23 | 454.25 | 132.75 | 1
2022/23 | 454.75 | 132.75 | 1
2022/23 | 456.75 | 132.75 | 1
2022/23 | 458.25 | 132.75 | 1
2022/23 | 459.75 | 132.75 | 1
2022/23 | 460.25 | 132.75 | 2
2022/23 | 461.75 | 132.75 | 1
2022/23 | 464.25 | 132.75 | 1
2022/23 | 467.25 | 132.75 | 1
2022/23 | 468.75 | 132.75 | 1
2022/23 | 477.75 | 132.75 | 1
2022/23 | 481.25 | 132.75 | 1
2022/23 | 482.25 | 132.75 | 1
2022/23 | 484.25 | 132.75 | 1
2022/23 | 487.25 | 132.75 | 1
2022/23 | 487.75 | 132.75 | 1
2022/23 | 497.25 | 132.75 | 1
2022/23 | 502.75 | 132.75 | 1
2022/23 | 526.25 | 132.75 | 1
2022/23 | 191.25 | 133.25 | 1
2022/23 | 211.25 | 133.25 | 1
2022/23 | 216.25 | 133.25 | 1
2022/23 | 216.75 | 133.25 | 1
2022/23 | 220.75 | 133.25 | 2
2022/23 | 225.75 | 133.25 | 1
2022/23 | 226.25 | 133.25 | 1
2022/23 | 232.75 | 133.25 | 1
2022/23 | 236.25 | 133.25 | 1
2022/23 | 239.25 | 133.25 | 1
2022/23 | 240.25 | 133.25 | 1
2022/23 | 240.75 | 133.25 | 1
2022/23 | 242.75 | 133.25 | 2
2022/23 | 244.25 | 133.25 | 2
2022/23 | 245.25 | 133.25 | 2
2022/23 | 246.75 | 133.25 | 1
2022/23 | 247.75 | 133.25 | 1
2022/23 | 248.25 | 133.25 | 1
2022/23 | 249.75 | 133.25 | 1
2022/23 | 250.25 | 133.25 | 3
2022/23 | 250.75 | 133.25 | 1
2022/23 | 251.25 | 133.25 | 1
2022/23 | 251.75 | 133.25 | 1
2022/23 | 252.25 | 133.25 | 2
2022/23 | 252.75 | 133.25 | 2
2022/23 | 253.25 | 133.25 | 3
2022/23 | 253.75 | 133.25 | 1
2022/23 | 254.25 | 133.25 | 1
2022/23 | 254.75 | 133.25 | 2
2022/23 | 255.25 | 133.25 | 1
2022/23 | 255.75 | 133.25 | 2
2022/23 | 256.25 | 133.25 | 1
2022/23 | 256.75 | 133.25 | 5
2022/23 | 257.25 | 133.25 | 2
2022/23 | 257.75 | 133.25 | 1
2022/23 | 258.25 | 133.25 | 2
2022/23 | 258.75 | 133.25 | 2
2022/23 | 259.25 | 133.25 | 2
2022/23 | 259.75 | 133.25 | 3
2022/23 | 260.25 | 133.25 | 2
2022/23 | 260.75 | 133.25 | 1
2022/23 | 261.25 | 133.25 | 4
2022/23 | 261.75 | 133.25 | 2
2022/23 | 262.25 | 133.25 | 3
2022/23 | 262.75 | 133.25 | 2
2022/23 | 263.25 | 133.25 | 2
2022/23 | 263.75 | 133.25 | 2
2022/23 | 264.25 | 133.25 | 1
2022/23 | 264.75 | 133.25 | 6
2022/23 | 265.25 | 133.25 | 4
2022/23 | 265.75 | 133.25 | 2
2022/23 | 266.25 | 133.25 | 4
2022/23 | 266.75 | 133.25 | 1
2022/23 | 267.25 | 133.25 | 3
2022/23 | 267.75 | 133.25 | 5
2022/23 | 268.25 | 133.25 | 8
2022/23 | 268.75 | 133.25 | 10
2022/23 | 269.25 | 133.25 | 3
2022/23 | 269.75 | 133.25 | 10
2022/23 | 270.25 | 133.25 | 3
2022/23 | 270.75 | 133.25 | 6
2022/23 | 271.25 | 133.25 | 9
2022/23 | 271.75 | 133.25 | 7
2022/23 | 272.25 | 133.25 | 3
2022/23 | 272.75 | 133.25 | 6
2022/23 | 273.25 | 133.25 | 5
2022/23 | 273.75 | 133.25 | 10
2022/23 | 274.25 | 133.25 | 6
2022/23 | 274.75 | 133.25 | 14
2022/23 | 275.25 | 133.25 | 12
2022/23 | 275.75 | 133.25 | 6
2022/23 | 276.25 | 133.25 | 13
2022/23 | 276.75 | 133.25 | 14
2022/23 | 277.25 | 133.25 | 14
2022/23 | 277.75 | 133.25 | 16
2022/23 | 278.25 | 133.25 | 13
2022/23 | 278.75 | 133.25 | 4
2022/23 | 279.25 | 133.25 | 11
2022/23 | 279.75 | 133.25 | 15
2022/23 | 280.25 | 133.25 | 13
2022/23 | 280.75 | 133.25 | 15
2022/23 | 281.25 | 133.25 | 13
2022/23 | 281.75 | 133.25 | 23
2022/23 | 282.25 | 133.25 | 13
2022/23 | 282.75 | 133.25 | 9
2022/23 | 283.25 | 133.25 | 18
2022/23 | 283.75 | 133.25 | 24
2022/23 | 284.25 | 133.25 | 15
2022/23 | 284.75 | 133.25 | 17
2022/23 | 285.25 | 133.25 | 21
2022/23 | 285.75 | 133.25 | 20
2022/23 | 286.25 | 133.25 | 14
2022/23 | 286.75 | 133.25 | 21
2022/23 | 287.25 | 133.25 | 28
2022/23 | 287.75 | 133.25 | 17
2022/23 | 288.25 | 133.25 | 31
2022/23 | 288.75 | 133.25 | 24
2022/23 | 289.25 | 133.25 | 14
2022/23 | 289.75 | 133.25 | 18
2022/23 | 290.25 | 133.25 | 25
2022/23 | 290.75 | 133.25 | 19
2022/23 | 291.25 | 133.25 | 27
2022/23 | 291.75 | 133.25 | 23
2022/23 | 292.25 | 133.25 | 19
2022/23 | 292.75 | 133.25 | 20
2022/23 | 293.25 | 133.25 | 21
2022/23 | 293.75 | 133.25 | 17
2022/23 | 294.25 | 133.25 | 26
2022/23 | 294.75 | 133.25 | 24
2022/23 | 295.25 | 133.25 | 25
2022/23 | 295.75 | 133.25 | 35
2022/23 | 296.25 | 133.25 | 25
2022/23 | 296.75 | 133.25 | 24
2022/23 | 297.25 | 133.25 | 32
2022/23 | 297.75 | 133.25 | 37
2022/23 | 298.25 | 133.25 | 23
2022/23 | 298.75 | 133.25 | 29
2022/23 | 299.25 | 133.25 | 24
2022/23 | 299.75 | 133.25 | 35
2022/23 | 300.25 | 133.25 | 39
2022/23 | 300.75 | 133.25 | 25
2022/23 | 301.25 | 133.25 | 19
2022/23 | 301.75 | 133.25 | 42
2022/23 | 302.25 | 133.25 | 39
2022/23 | 302.75 | 133.25 | 30
2022/23 | 303.25 | 133.25 | 35
2022/23 | 303.75 | 133.25 | 25
2022/23 | 304.25 | 133.25 | 28
2022/23 | 304.75 | 133.25 | 38
2022/23 | 305.25 | 133.25 | 34
2022/23 | 305.75 | 133.25 | 33
2022/23 | 306.25 | 133.25 | 47
2022/23 | 306.75 | 133.25 | 31
2022/23 | 307.25 | 133.25 | 32
2022/23 | 307.75 | 133.25 | 34
2022/23 | 308.25 | 133.25 | 34
2022/23 | 308.75 | 133.25 | 31
2022/23 | 309.25 | 133.25 | 33
2022/23 | 309.75 | 133.25 | 39
2022/23 | 310.25 | 133.25 | 31
2022/23 | 310.75 | 133.25 | 31
2022/23 | 311.25 | 133.25 | 38
2022/23 | 311.75 | 133.25 | 24
2022/23 | 312.25 | 133.25 | 33
2022/23 | 312.75 | 133.25 | 33
2022/23 | 313.25 | 133.25 | 30
2022/23 | 313.75 | 133.25 | 47
2022/23 | 314.25 | 133.25 | 31
2022/23 | 314.75 | 133.25 | 38
2022/23 | 315.25 | 133.25 | 41
2022/23 | 315.75 | 133.25 | 40
2022/23 | 316.25 | 133.25 | 29
2022/23 | 316.75 | 133.25 | 38
2022/23 | 317.25 | 133.25 | 35
2022/23 | 317.75 | 133.25 | 31
2022/23 | 318.25 | 133.25 | 36
2022/23 | 318.75 | 133.25 | 46
2022/23 | 319.25 | 133.25 | 38
2022/23 | 319.75 | 133.25 | 36
2022/23 | 320.25 | 133.25 | 25
2022/23 | 320.75 | 133.25 | 29
2022/23 | 321.25 | 133.25 | 41
2022/23 | 321.75 | 133.25 | 39
2022/23 | 322.25 | 133.25 | 31
2022/23 | 322.75 | 133.25 | 41
2022/23 | 323.25 | 133.25 | 38
2022/23 | 323.75 | 133.25 | 34
2022/23 | 324.25 | 133.25 | 23
2022/23 | 324.75 | 133.25 | 28
2022/23 | 325.25 | 133.25 | 25
2022/23 | 325.75 | 133.25 | 51
2022/23 | 326.25 | 133.25 | 33
2022/23 | 326.75 | 133.25 | 32
2022/23 | 327.25 | 133.25 | 34
2022/23 | 327.75 | 133.25 | 37
2022/23 | 328.25 | 133.25 | 30
2022/23 | 328.75 | 133.25 | 34
2022/23 | 329.25 | 133.25 | 30
2022/23 | 329.75 | 133.25 | 32
2022/23 | 330.25 | 133.25 | 28
2022/23 | 330.75 | 133.25 | 37
2022/23 | 331.25 | 133.25 | 34
2022/23 | 331.75 | 133.25 | 32
2022/23 | 332.25 | 133.25 | 27
2022/23 | 332.75 | 133.25 | 32
2022/23 | 333.25 | 133.25 | 27
2022/23 | 333.75 | 133.25 | 34
2022/23 | 334.25 | 133.25 | 31
2022/23 | 334.75 | 133.25 | 33
2022/23 | 335.25 | 133.25 | 23
2022/23 | 335.75 | 133.25 | 27
2022/23 | 336.25 | 133.25 | 21
2022/23 | 336.75 | 133.25 | 37
2022/23 | 337.25 | 133.25 | 25
2022/23 | 337.75 | 133.25 | 33
2022/23 | 338.25 | 133.25 | 29
2022/23 | 338.75 | 133.25 | 31
2022/23 | 339.25 | 133.25 | 28
2022/23 | 339.75 | 133.25 | 35
2022/23 | 340.25 | 133.25 | 30
2022/23 | 340.75 | 133.25 | 30
2022/23 | 341.25 | 133.25 | 32
2022/23 | 341.75 | 133.25 | 29
2022/23 | 342.25 | 133.25 | 29
2022/23 | 342.75 | 133.25 | 34
2022/23 | 343.25 | 133.25 | 37
2022/23 | 343.75 | 133.25 | 28
2022/23 | 344.25 | 133.25 | 28
2022/23 | 344.75 | 133.25 | 32
2022/23 | 345.25 | 133.25 | 24
2022/23 | 345.75 | 133.25 | 27
2022/23 | 346.25 | 133.25 | 22
2022/23 | 346.75 | 133.25 | 22
2022/23 | 347.25 | 133.25 | 23
2022/23 | 347.75 | 133.25 | 17
2022/23 | 348.25 | 133.25 | 21
2022/23 | 348.75 | 133.25 | 19
2022/23 | 349.25 | 133.25 | 21
2022/23 | 349.75 | 133.25 | 31
2022/23 | 350.25 | 133.25 | 25
2022/23 | 350.75 | 133.25 | 29
2022/23 | 351.25 | 133.25 | 28
2022/23 | 351.75 | 133.25 | 29
2022/23 | 352.25 | 133.25 | 26
2022/23 | 352.75 | 133.25 | 33
2022/23 | 353.25 | 133.25 | 21
2022/23 | 353.75 | 133.25 | 28
2022/23 | 354.25 | 133.25 | 32
2022/23 | 354.75 | 133.25 | 23
2022/23 | 355.25 | 133.25 | 24
2022/23 | 355.75 | 133.25 | 23
2022/23 | 356.25 | 133.25 | 29
2022/23 | 356.75 | 133.25 | 24
2022/23 | 357.25 | 133.25 | 16
2022/23 | 357.75 | 133.25 | 16
2022/23 | 358.25 | 133.25 | 21
2022/23 | 358.75 | 133.25 | 20
2022/23 | 359.25 | 133.25 | 23
2022/23 | 359.75 | 133.25 | 17
2022/23 | 360.25 | 133.25 | 20
2022/23 | 360.75 | 133.25 | 23
2022/23 | 361.25 | 133.25 | 10
2022/23 | 361.75 | 133.25 | 28
2022/23 | 362.25 | 133.25 | 14
2022/23 | 362.75 | 133.25 | 23
2022/23 | 363.25 | 133.25 | 25
2022/23 | 363.75 | 133.25 | 22
2022/23 | 364.25 | 133.25 | 18
2022/23 | 364.75 | 133.25 | 17
2022/23 | 365.25 | 133.25 | 13
2022/23 | 365.75 | 133.25 | 15
2022/23 | 366.25 | 133.25 | 14
2022/23 | 366.75 | 133.25 | 25
2022/23 | 367.25 | 133.25 | 15
2022/23 | 367.75 | 133.25 | 17
2022/23 | 368.25 | 133.25 | 14
2022/23 | 368.75 | 133.25 | 24
2022/23 | 369.25 | 133.25 | 19
2022/23 | 369.75 | 133.25 | 11
2022/23 | 370.25 | 133.25 | 19
2022/23 | 370.75 | 133.25 | 18
2022/23 | 371.25 | 133.25 | 23
2022/23 | 371.75 | 133.25 | 20
2022/23 | 372.25 | 133.25 | 12
2022/23 | 372.75 | 133.25 | 11
2022/23 | 373.25 | 133.25 | 13
2022/23 | 373.75 | 133.25 | 17
2022/23 | 374.25 | 133.25 | 10
2022/23 | 374.75 | 133.25 | 15
2022/23 | 375.25 | 133.25 | 12
2022/23 | 375.75 | 133.25 | 17
2022/23 | 376.25 | 133.25 | 14
2022/23 | 376.75 | 133.25 | 4
2022/23 | 377.25 | 133.25 | 17
2022/23 | 377.75 | 133.25 | 13
2022/23 | 378.25 | 133.25 | 10
2022/23 | 378.75 | 133.25 | 12
2022/23 | 379.25 | 133.25 | 15
2022/23 | 379.75 | 133.25 | 6
2022/23 | 380.25 | 133.25 | 10
2022/23 | 380.75 | 133.25 | 11
2022/23 | 381.25 | 133.25 | 18
2022/23 | 381.75 | 133.25 | 10
2022/23 | 382.25 | 133.25 | 14
2022/23 | 382.75 | 133.25 | 12
2022/23 | 383.25 | 133.25 | 15
2022/23 | 383.75 | 133.25 | 5
2022/23 | 384.25 | 133.25 | 4
2022/23 | 384.75 | 133.25 | 15
2022/23 | 385.25 | 133.25 | 14
2022/23 | 385.75 | 133.25 | 10
2022/23 | 386.25 | 133.25 | 11
2022/23 | 386.75 | 133.25 | 11
2022/23 | 387.25 | 133.25 | 11
2022/23 | 387.75 | 133.25 | 13
2022/23 | 388.25 | 133.25 | 7
2022/23 | 388.75 | 133.25 | 8
2022/23 | 389.25 | 133.25 | 8
2022/23 | 389.75 | 133.25 | 9
2022/23 | 390.25 | 133.25 | 13
2022/23 | 390.75 | 133.25 | 10
2022/23 | 391.25 | 133.25 | 6
2022/23 | 391.75 | 133.25 | 7
2022/23 | 392.25 | 133.25 | 10
2022/23 | 392.75 | 133.25 | 9
2022/23 | 393.25 | 133.25 | 15
2022/23 | 393.75 | 133.25 | 11
2022/23 | 394.25 | 133.25 | 11
2022/23 | 394.75 | 133.25 | 5
2022/23 | 395.25 | 133.25 | 6
2022/23 | 395.75 | 133.25 | 5
2022/23 | 396.25 | 133.25 | 9
2022/23 | 396.75 | 133.25 | 10
2022/23 | 397.25 | 133.25 | 5
2022/23 | 397.75 | 133.25 | 15
2022/23 | 398.25 | 133.25 | 3
2022/23 | 398.75 | 133.25 | 5
2022/23 | 399.25 | 133.25 | 6
2022/23 | 399.75 | 133.25 | 6
2022/23 | 400.25 | 133.25 | 6
2022/23 | 400.75 | 133.25 | 5
2022/23 | 401.25 | 133.25 | 8
2022/23 | 401.75 | 133.25 | 7
2022/23 | 402.25 | 133.25 | 4
2022/23 | 402.75 | 133.25 | 3
2022/23 | 403.25 | 133.25 | 3
2022/23 | 403.75 | 133.25 | 7
2022/23 | 404.25 | 133.25 | 6
2022/23 | 404.75 | 133.25 | 9
2022/23 | 405.25 | 133.25 | 10
2022/23 | 405.75 | 133.25 | 6
2022/23 | 406.25 | 133.25 | 3
2022/23 | 406.75 | 133.25 | 9
2022/23 | 407.25 | 133.25 | 6
2022/23 | 407.75 | 133.25 | 4
2022/23 | 408.25 | 133.25 | 8
2022/23 | 408.75 | 133.25 | 8
2022/23 | 409.25 | 133.25 | 4
2022/23 | 409.75 | 133.25 | 5
2022/23 | 410.25 | 133.25 | 6
2022/23 | 410.75 | 133.25 | 4
2022/23 | 411.25 | 133.25 | 5
2022/23 | 411.75 | 133.25 | 3
2022/23 | 412.25 | 133.25 | 3
2022/23 | 412.75 | 133.25 | 5
2022/23 | 413.25 | 133.25 | 8
2022/23 | 413.75 | 133.25 | 4
2022/23 | 414.25 | 133.25 | 6
2022/23 | 414.75 | 133.25 | 2
2022/23 | 415.25 | 133.25 | 1
2022/23 | 416.25 | 133.25 | 7
2022/23 | 416.75 | 133.25 | 2
2022/23 | 417.25 | 133.25 | 6
2022/23 | 417.75 | 133.25 | 4
2022/23 | 418.25 | 133.25 | 1
2022/23 | 418.75 | 133.25 | 7
2022/23 | 419.25 | 133.25 | 4
2022/23 | 419.75 | 133.25 | 2
2022/23 | 420.75 | 133.25 | 2
2022/23 | 421.25 | 133.25 | 2
2022/23 | 421.75 | 133.25 | 5
2022/23 | 422.25 | 133.25 | 6
2022/23 | 422.75 | 133.25 | 1
2022/23 | 423.25 | 133.25 | 2
2022/23 | 423.75 | 133.25 | 3
2022/23 | 424.25 | 133.25 | 2
2022/23 | 424.75 | 133.25 | 5
2022/23 | 425.25 | 133.25 | 5
2022/23 | 425.75 | 133.25 | 5
2022/23 | 426.25 | 133.25 | 3
2022/23 | 426.75 | 133.25 | 2
2022/23 | 427.25 | 133.25 | 4
2022/23 | 427.75 | 133.25 | 4
2022/23 | 428.25 | 133.25 | 1
2022/23 | 428.75 | 133.25 | 2
2022/23 | 429.25 | 133.25 | 4
2022/23 | 430.25 | 133.25 | 4
2022/23 | 430.75 | 133.25 | 3
2022/23 | 431.25 | 133.25 | 2
2022/23 | 431.75 | 133.25 | 5
2022/23 | 432.25 | 133.25 | 1
2022/23 | 432.75 | 133.25 | 1
2022/23 | 433.25 | 133.25 | 3
2022/23 | 433.75 | 133.25 | 2
2022/23 | 434.25 | 133.25 | 2
2022/23 | 434.75 | 133.25 | 2
2022/23 | 435.25 | 133.25 | 3
2022/23 | 435.75 | 133.25 | 3
2022/23 | 436.75 | 133.25 | 1
2022/23 | 437.25 | 133.25 | 1
2022/23 | 439.25 | 133.25 | 1
2022/23 | 439.75 | 133.25 | 1
2022/23 | 440.25 | 133.25 | 1
2022/23 | 440.75 | 133.25 | 1
2022/23 | 442.25 | 133.25 | 2
2022/23 | 442.75 | 133.25 | 1
2022/23 | 443.25 | 133.25 | 1
2022/23 | 443.75 | 133.25 | 2
2022/23 | 444.25 | 133.25 | 1
2022/23 | 444.75 | 133.25 | 3
2022/23 | 445.25 | 133.25 | 1
2022/23 | 446.25 | 133.25 | 3
2022/23 | 446.75 | 133.25 | 1
2022/23 | 447.25 | 133.25 | 1
2022/23 | 448.75 | 133.25 | 1
2022/23 | 449.25 | 133.25 | 3
2022/23 | 450.25 | 133.25 | 1
2022/23 | 452.75 | 133.25 | 2
2022/23 | 453.25 | 133.25 | 1
2022/23 | 454.25 | 133.25 | 1
2022/23 | 454.75 | 133.25 | 1
2022/23 | 455.75 | 133.25 | 2
2022/23 | 457.25 | 133.25 | 1
2022/23 | 457.75 | 133.25 | 2
2022/23 | 458.75 | 133.25 | 1
2022/23 | 460.25 | 133.25 | 1
2022/23 | 460.75 | 133.25 | 1
2022/23 | 461.25 | 133.25 | 1
2022/23 | 465.25 | 133.25 | 1
2022/23 | 466.25 | 133.25 | 1
2022/23 | 470.75 | 133.25 | 1
2022/23 | 471.75 | 133.25 | 1
2022/23 | 472.75 | 133.25 | 1
2022/23 | 474.75 | 133.25 | 1
2022/23 | 475.75 | 133.25 | 1
2022/23 | 482.25 | 133.25 | 1
2022/23 | 482.75 | 133.25 | 1
2022/23 | 489.25 | 133.25 | 1
2022/23 | 495.75 | 133.25 | 1
2022/23 | 518.25 | 133.25 | 1
2022/23 | 203.75 | 133.75 | 1
2022/23 | 206.25 | 133.75 | 1
2022/23 | 210.75 | 133.75 | 1
2022/23 | 226.25 | 133.75 | 1
2022/23 | 228.75 | 133.75 | 2
2022/23 | 232.75 | 133.75 | 1
2022/23 | 233.25 | 133.75 | 1
2022/23 | 235.75 | 133.75 | 1
2022/23 | 237.75 | 133.75 | 1
2022/23 | 242.25 | 133.75 | 2
2022/23 | 242.75 | 133.75 | 1
2022/23 | 244.25 | 133.75 | 1
2022/23 | 245.25 | 133.75 | 1
2022/23 | 246.25 | 133.75 | 1
2022/23 | 246.75 | 133.75 | 1
2022/23 | 247.75 | 133.75 | 1
2022/23 | 248.25 | 133.75 | 1
2022/23 | 248.75 | 133.75 | 1
2022/23 | 250.75 | 133.75 | 1
2022/23 | 251.75 | 133.75 | 3
2022/23 | 252.25 | 133.75 | 1
2022/23 | 253.75 | 133.75 | 1
2022/23 | 254.75 | 133.75 | 1
2022/23 | 255.25 | 133.75 | 1
2022/23 | 255.75 | 133.75 | 2
2022/23 | 256.25 | 133.75 | 1
2022/23 | 256.75 | 133.75 | 2
2022/23 | 257.25 | 133.75 | 1
2022/23 | 257.75 | 133.75 | 2
2022/23 | 258.25 | 133.75 | 1
2022/23 | 258.75 | 133.75 | 1
2022/23 | 259.75 | 133.75 | 3
2022/23 | 260.25 | 133.75 | 2
2022/23 | 260.75 | 133.75 | 3
2022/23 | 261.25 | 133.75 | 3
2022/23 | 261.75 | 133.75 | 1
2022/23 | 262.75 | 133.75 | 4
2022/23 | 263.75 | 133.75 | 3
2022/23 | 264.25 | 133.75 | 3
2022/23 | 264.75 | 133.75 | 2
2022/23 | 265.25 | 133.75 | 1
2022/23 | 265.75 | 133.75 | 5
2022/23 | 266.25 | 133.75 | 6
2022/23 | 266.75 | 133.75 | 3
2022/23 | 267.25 | 133.75 | 5
2022/23 | 267.75 | 133.75 | 4
2022/23 | 268.25 | 133.75 | 3
2022/23 | 268.75 | 133.75 | 4
2022/23 | 269.25 | 133.75 | 2
2022/23 | 269.75 | 133.75 | 8
2022/23 | 270.25 | 133.75 | 3
2022/23 | 270.75 | 133.75 | 6
2022/23 | 271.25 | 133.75 | 4
2022/23 | 271.75 | 133.75 | 6
2022/23 | 272.75 | 133.75 | 6
2022/23 | 273.25 | 133.75 | 13
2022/23 | 273.75 | 133.75 | 7
2022/23 | 274.25 | 133.75 | 2
2022/23 | 274.75 | 133.75 | 10
2022/23 | 275.25 | 133.75 | 4
2022/23 | 275.75 | 133.75 | 5
2022/23 | 276.25 | 133.75 | 8
2022/23 | 276.75 | 133.75 | 8
2022/23 | 277.25 | 133.75 | 10
2022/23 | 277.75 | 133.75 | 12
2022/23 | 278.25 | 133.75 | 9
2022/23 | 278.75 | 133.75 | 9
2022/23 | 279.25 | 133.75 | 9
2022/23 | 279.75 | 133.75 | 6
2022/23 | 280.25 | 133.75 | 10
2022/23 | 280.75 | 133.75 | 7
2022/23 | 281.25 | 133.75 | 15
2022/23 | 281.75 | 133.75 | 18
2022/23 | 282.25 | 133.75 | 19
2022/23 | 282.75 | 133.75 | 11
2022/23 | 283.25 | 133.75 | 14
2022/23 | 283.75 | 133.75 | 13
2022/23 | 284.25 | 133.75 | 17
2022/23 | 284.75 | 133.75 | 12
2022/23 | 285.25 | 133.75 | 21
2022/23 | 285.75 | 133.75 | 17
2022/23 | 286.25 | 133.75 | 20
2022/23 | 286.75 | 133.75 | 11
2022/23 | 287.25 | 133.75 | 13
2022/23 | 287.75 | 133.75 | 14
2022/23 | 288.25 | 133.75 | 13
2022/23 | 288.75 | 133.75 | 15
2022/23 | 289.25 | 133.75 | 17
2022/23 | 289.75 | 133.75 | 20
2022/23 | 290.25 | 133.75 | 19
2022/23 | 290.75 | 133.75 | 21
2022/23 | 291.25 | 133.75 | 11
2022/23 | 291.75 | 133.75 | 17
2022/23 | 292.25 | 133.75 | 24
2022/23 | 292.75 | 133.75 | 23
2022/23 | 293.25 | 133.75 | 25
2022/23 | 293.75 | 133.75 | 16
2022/23 | 294.25 | 133.75 | 18
2022/23 | 294.75 | 133.75 | 22
2022/23 | 295.25 | 133.75 | 31
2022/23 | 295.75 | 133.75 | 29
2022/23 | 296.25 | 133.75 | 16
2022/23 | 296.75 | 133.75 | 31
2022/23 | 297.25 | 133.75 | 28
2022/23 | 297.75 | 133.75 | 36
2022/23 | 298.25 | 133.75 | 33
2022/23 | 298.75 | 133.75 | 22
2022/23 | 299.25 | 133.75 | 23
2022/23 | 299.75 | 133.75 | 28
2022/23 | 300.25 | 133.75 | 28
2022/23 | 300.75 | 133.75 | 33
2022/23 | 301.25 | 133.75 | 31
2022/23 | 301.75 | 133.75 | 21
2022/23 | 302.25 | 133.75 | 30
2022/23 | 302.75 | 133.75 | 22
2022/23 | 303.25 | 133.75 | 25
2022/23 | 303.75 | 133.75 | 34
2022/23 | 304.25 | 133.75 | 25
2022/23 | 304.75 | 133.75 | 34
2022/23 | 305.25 | 133.75 | 24
2022/23 | 305.75 | 133.75 | 23
2022/23 | 306.25 | 133.75 | 29
2022/23 | 306.75 | 133.75 | 32
2022/23 | 307.25 | 133.75 | 27
2022/23 | 307.75 | 133.75 | 22
2022/23 | 308.25 | 133.75 | 32
2022/23 | 308.75 | 133.75 | 29
2022/23 | 309.25 | 133.75 | 25
2022/23 | 309.75 | 133.75 | 26
2022/23 | 310.25 | 133.75 | 36
2022/23 | 310.75 | 133.75 | 20
2022/23 | 311.25 | 133.75 | 33
2022/23 | 311.75 | 133.75 | 32
2022/23 | 312.25 | 133.75 | 24
2022/23 | 312.75 | 133.75 | 31
2022/23 | 313.25 | 133.75 | 21
2022/23 | 313.75 | 133.75 | 34
2022/23 | 314.25 | 133.75 | 31
2022/23 | 314.75 | 133.75 | 29
2022/23 | 315.25 | 133.75 | 22
2022/23 | 315.75 | 133.75 | 33
2022/23 | 316.25 | 133.75 | 36
2022/23 | 316.75 | 133.75 | 27
2022/23 | 317.25 | 133.75 | 33
2022/23 | 317.75 | 133.75 | 40
2022/23 | 318.25 | 133.75 | 28
2022/23 | 318.75 | 133.75 | 29
2022/23 | 319.25 | 133.75 | 27
2022/23 | 319.75 | 133.75 | 28
2022/23 | 320.25 | 133.75 | 23
2022/23 | 320.75 | 133.75 | 36
2022/23 | 321.25 | 133.75 | 38
2022/23 | 321.75 | 133.75 | 33
2022/23 | 322.25 | 133.75 | 31
2022/23 | 322.75 | 133.75 | 33
2022/23 | 323.25 | 133.75 | 32
2022/23 | 323.75 | 133.75 | 35
2022/23 | 324.25 | 133.75 | 30
2022/23 | 324.75 | 133.75 | 35
2022/23 | 325.25 | 133.75 | 20
2022/23 | 325.75 | 133.75 | 32
2022/23 | 326.25 | 133.75 | 37
2022/23 | 326.75 | 133.75 | 27
2022/23 | 327.25 | 133.75 | 30
2022/23 | 327.75 | 133.75 | 22
2022/23 | 328.25 | 133.75 | 19
2022/23 | 328.75 | 133.75 | 22
2022/23 | 329.25 | 133.75 | 28
2022/23 | 329.75 | 133.75 | 27
2022/23 | 330.25 | 133.75 | 21
2022/23 | 330.75 | 133.75 | 18
2022/23 | 331.25 | 133.75 | 30
2022/23 | 331.75 | 133.75 | 27
2022/23 | 332.25 | 133.75 | 32
2022/23 | 332.75 | 133.75 | 31
2022/23 | 333.25 | 133.75 | 23
2022/23 | 333.75 | 133.75 | 31
2022/23 | 334.25 | 133.75 | 30
2022/23 | 334.75 | 133.75 | 20
2022/23 | 335.25 | 133.75 | 16
2022/23 | 335.75 | 133.75 | 29
2022/23 | 336.25 | 133.75 | 32
2022/23 | 336.75 | 133.75 | 22
2022/23 | 337.25 | 133.75 | 25
2022/23 | 337.75 | 133.75 | 22
2022/23 | 338.25 | 133.75 | 19
2022/23 | 338.75 | 133.75 | 28
2022/23 | 339.25 | 133.75 | 24
2022/23 | 339.75 | 133.75 | 23
2022/23 | 340.25 | 133.75 | 32
2022/23 | 340.75 | 133.75 | 24
2022/23 | 341.25 | 133.75 | 23
2022/23 | 341.75 | 133.75 | 16
2022/23 | 342.25 | 133.75 | 21
2022/23 | 342.75 | 133.75 | 27
2022/23 | 343.25 | 133.75 | 22
2022/23 | 343.75 | 133.75 | 26
2022/23 | 344.25 | 133.75 | 22
2022/23 | 344.75 | 133.75 | 26
2022/23 | 345.25 | 133.75 | 23
2022/23 | 345.75 | 133.75 | 26
2022/23 | 346.25 | 133.75 | 23
2022/23 | 346.75 | 133.75 | 27
2022/23 | 347.25 | 133.75 | 33
2022/23 | 347.75 | 133.75 | 26
2022/23 | 348.25 | 133.75 | 16
2022/23 | 348.75 | 133.75 | 30
2022/23 | 349.25 | 133.75 | 27
2022/23 | 349.75 | 133.75 | 24
2022/23 | 350.25 | 133.75 | 26
2022/23 | 350.75 | 133.75 | 28
2022/23 | 351.25 | 133.75 | 19
2022/23 | 351.75 | 133.75 | 27
2022/23 | 352.25 | 133.75 | 23
2022/23 | 352.75 | 133.75 | 35
2022/23 | 353.25 | 133.75 | 29
2022/23 | 353.75 | 133.75 | 23
2022/23 | 354.25 | 133.75 | 26
2022/23 | 354.75 | 133.75 | 22
2022/23 | 355.25 | 133.75 | 26
2022/23 | 355.75 | 133.75 | 25
2022/23 | 356.25 | 133.75 | 11
2022/23 | 356.75 | 133.75 | 13
2022/23 | 357.25 | 133.75 | 26
2022/23 | 357.75 | 133.75 | 29
2022/23 | 358.25 | 133.75 | 22
2022/23 | 358.75 | 133.75 | 17
2022/23 | 359.25 | 133.75 | 25
2022/23 | 359.75 | 133.75 | 22
2022/23 | 360.25 | 133.75 | 22
2022/23 | 360.75 | 133.75 | 23
2022/23 | 361.25 | 133.75 | 19
2022/23 | 361.75 | 133.75 | 28
2022/23 | 362.25 | 133.75 | 21
2022/23 | 362.75 | 133.75 | 23
2022/23 | 363.25 | 133.75 | 7
2022/23 | 363.75 | 133.75 | 15
2022/23 | 364.25 | 133.75 | 24
2022/23 | 364.75 | 133.75 | 22
2022/23 | 365.25 | 133.75 | 24
2022/23 | 365.75 | 133.75 | 12
2022/23 | 366.25 | 133.75 | 17
2022/23 | 366.75 | 133.75 | 24
2022/23 | 367.25 | 133.75 | 18
2022/23 | 367.75 | 133.75 | 19
2022/23 | 368.25 | 133.75 | 24
2022/23 | 368.75 | 133.75 | 18
2022/23 | 369.25 | 133.75 | 15
2022/23 | 369.75 | 133.75 | 11
2022/23 | 370.25 | 133.75 | 18
2022/23 | 370.75 | 133.75 | 17
2022/23 | 371.25 | 133.75 | 20
2022/23 | 371.75 | 133.75 | 11
2022/23 | 372.25 | 133.75 | 19
2022/23 | 372.75 | 133.75 | 13
2022/23 | 373.25 | 133.75 | 13
2022/23 | 373.75 | 133.75 | 12
2022/23 | 374.25 | 133.75 | 16
2022/23 | 374.75 | 133.75 | 10
2022/23 | 375.25 | 133.75 | 16
2022/23 | 375.75 | 133.75 | 10
2022/23 | 376.25 | 133.75 | 12
2022/23 | 376.75 | 133.75 | 11
2022/23 | 377.25 | 133.75 | 8
2022/23 | 377.75 | 133.75 | 16
2022/23 | 378.25 | 133.75 | 12
2022/23 | 378.75 | 133.75 | 8
2022/23 | 379.25 | 133.75 | 18
2022/23 | 379.75 | 133.75 | 11
2022/23 | 380.25 | 133.75 | 9
2022/23 | 380.75 | 133.75 | 9
2022/23 | 381.25 | 133.75 | 12
2022/23 | 381.75 | 133.75 | 10
2022/23 | 382.25 | 133.75 | 10
2022/23 | 382.75 | 133.75 | 11
2022/23 | 383.25 | 133.75 | 5
2022/23 | 383.75 | 133.75 | 10
2022/23 | 384.25 | 133.75 | 13
2022/23 | 384.75 | 133.75 | 16
2022/23 | 385.25 | 133.75 | 4
2022/23 | 385.75 | 133.75 | 6
2022/23 | 386.25 | 133.75 | 8
2022/23 | 386.75 | 133.75 | 10
2022/23 | 387.25 | 133.75 | 9
2022/23 | 387.75 | 133.75 | 4
2022/23 | 388.25 | 133.75 | 15
2022/23 | 388.75 | 133.75 | 17
2022/23 | 389.25 | 133.75 | 9
2022/23 | 389.75 | 133.75 | 9
2022/23 | 390.25 | 133.75 | 10
2022/23 | 390.75 | 133.75 | 13
2022/23 | 391.25 | 133.75 | 10
2022/23 | 391.75 | 133.75 | 5
2022/23 | 392.25 | 133.75 | 8
2022/23 | 392.75 | 133.75 | 10
2022/23 | 393.25 | 133.75 | 10
2022/23 | 393.75 | 133.75 | 9
2022/23 | 394.25 | 133.75 | 10
2022/23 | 394.75 | 133.75 | 8
2022/23 | 395.25 | 133.75 | 11
2022/23 | 395.75 | 133.75 | 16
2022/23 | 396.25 | 133.75 | 7
2022/23 | 396.75 | 133.75 | 6
2022/23 | 397.25 | 133.75 | 5
2022/23 | 397.75 | 133.75 | 4
2022/23 | 398.25 | 133.75 | 9
2022/23 | 398.75 | 133.75 | 5
2022/23 | 399.25 | 133.75 | 7
2022/23 | 399.75 | 133.75 | 4
2022/23 | 400.25 | 133.75 | 5
2022/23 | 400.75 | 133.75 | 10
2022/23 | 401.25 | 133.75 | 6
2022/23 | 401.75 | 133.75 | 9
2022/23 | 402.25 | 133.75 | 1
2022/23 | 402.75 | 133.75 | 6
2022/23 | 403.25 | 133.75 | 8
2022/23 | 403.75 | 133.75 | 8
2022/23 | 404.25 | 133.75 | 6
2022/23 | 404.75 | 133.75 | 7
2022/23 | 405.25 | 133.75 | 7
2022/23 | 405.75 | 133.75 | 7
2022/23 | 406.25 | 133.75 | 5
2022/23 | 406.75 | 133.75 | 8
2022/23 | 407.25 | 133.75 | 4
2022/23 | 407.75 | 133.75 | 3
2022/23 | 408.25 | 133.75 | 3
2022/23 | 408.75 | 133.75 | 7
2022/23 | 409.25 | 133.75 | 6
2022/23 | 409.75 | 133.75 | 6
2022/23 | 410.25 | 133.75 | 8
2022/23 | 410.75 | 133.75 | 2
2022/23 | 411.25 | 133.75 | 3
2022/23 | 411.75 | 133.75 | 4
2022/23 | 412.25 | 133.75 | 4
2022/23 | 412.75 | 133.75 | 6
2022/23 | 413.25 | 133.75 | 3
2022/23 | 413.75 | 133.75 | 2
2022/23 | 414.25 | 133.75 | 7
2022/23 | 414.75 | 133.75 | 4
2022/23 | 415.25 | 133.75 | 4
2022/23 | 415.75 | 133.75 | 4
2022/23 | 416.25 | 133.75 | 3
2022/23 | 416.75 | 133.75 | 5
2022/23 | 417.25 | 133.75 | 4
2022/23 | 417.75 | 133.75 | 2
2022/23 | 418.25 | 133.75 | 6
2022/23 | 418.75 | 133.75 | 2
2022/23 | 419.25 | 133.75 | 5
2022/23 | 419.75 | 133.75 | 2
2022/23 | 420.25 | 133.75 | 2
2022/23 | 420.75 | 133.75 | 4
2022/23 | 421.25 | 133.75 | 4
2022/23 | 421.75 | 133.75 | 2
2022/23 | 422.25 | 133.75 | 3
2022/23 | 422.75 | 133.75 | 2
2022/23 | 423.25 | 133.75 | 2
2022/23 | 423.75 | 133.75 | 3
2022/23 | 424.25 | 133.75 | 2
2022/23 | 424.75 | 133.75 | 6
2022/23 | 425.25 | 133.75 | 3
2022/23 | 425.75 | 133.75 | 1
2022/23 | 426.25 | 133.75 | 2
2022/23 | 426.75 | 133.75 | 2
2022/23 | 427.25 | 133.75 | 2
2022/23 | 428.25 | 133.75 | 1
2022/23 | 428.75 | 133.75 | 2
2022/23 | 429.25 | 133.75 | 2
2022/23 | 429.75 | 133.75 | 2
2022/23 | 430.25 | 133.75 | 3
2022/23 | 430.75 | 133.75 | 1
2022/23 | 431.25 | 133.75 | 4
2022/23 | 431.75 | 133.75 | 1
2022/23 | 432.25 | 133.75 | 1
2022/23 | 432.75 | 133.75 | 2
2022/23 | 433.75 | 133.75 | 2
2022/23 | 434.25 | 133.75 | 2
2022/23 | 434.75 | 133.75 | 3
2022/23 | 435.25 | 133.75 | 1
2022/23 | 435.75 | 133.75 | 1
2022/23 | 436.25 | 133.75 | 3
2022/23 | 436.75 | 133.75 | 1
2022/23 | 437.25 | 133.75 | 1
2022/23 | 437.75 | 133.75 | 1
2022/23 | 438.75 | 133.75 | 1
2022/23 | 439.25 | 133.75 | 3
2022/23 | 439.75 | 133.75 | 1
2022/23 | 440.25 | 133.75 | 1
2022/23 | 441.25 | 133.75 | 1
2022/23 | 441.75 | 133.75 | 1
2022/23 | 442.25 | 133.75 | 1
2022/23 | 442.75 | 133.75 | 5
2022/23 | 443.25 | 133.75 | 2
2022/23 | 444.25 | 133.75 | 2
2022/23 | 444.75 | 133.75 | 3
2022/23 | 445.25 | 133.75 | 1
2022/23 | 446.25 | 133.75 | 2
2022/23 | 447.25 | 133.75 | 1
2022/23 | 447.75 | 133.75 | 2
2022/23 | 448.75 | 133.75 | 1
2022/23 | 449.25 | 133.75 | 1
2022/23 | 450.25 | 133.75 | 1
2022/23 | 451.25 | 133.75 | 3
2022/23 | 451.75 | 133.75 | 1
2022/23 | 452.25 | 133.75 | 1
2022/23 | 452.75 | 133.75 | 1
2022/23 | 453.25 | 133.75 | 1
2022/23 | 455.25 | 133.75 | 1
2022/23 | 456.75 | 133.75 | 1
2022/23 | 457.75 | 133.75 | 1
2022/23 | 458.75 | 133.75 | 1
2022/23 | 459.25 | 133.75 | 1
2022/23 | 459.75 | 133.75 | 1
2022/23 | 460.25 | 133.75 | 1
2022/23 | 460.75 | 133.75 | 1
2022/23 | 461.75 | 133.75 | 3
2022/23 | 467.25 | 133.75 | 1
2022/23 | 467.75 | 133.75 | 2
2022/23 | 468.75 | 133.75 | 1
2022/23 | 469.25 | 133.75 | 2
2022/23 | 469.75 | 133.75 | 1
2022/23 | 471.25 | 133.75 | 1
2022/23 | 472.25 | 133.75 | 1
2022/23 | 472.75 | 133.75 | 1
2022/23 | 473.25 | 133.75 | 1
2022/23 | 478.75 | 133.75 | 1
2022/23 | 481.25 | 133.75 | 1
2022/23 | 483.75 | 133.75 | 1
2022/23 | 484.75 | 133.75 | 2
2022/23 | 486.25 | 133.75 | 1
2022/23 | 537.75 | 133.75 | 1
2022/23 | 212.75 | 134.25 | 1
2022/23 | 220.75 | 134.25 | 1
2022/23 | 226.25 | 134.25 | 1
2022/23 | 229.75 | 134.25 | 1
2022/23 | 233.25 | 134.25 | 1
2022/23 | 238.75 | 134.25 | 1
2022/23 | 242.25 | 134.25 | 1
2022/23 | 243.25 | 134.25 | 1
2022/23 | 243.75 | 134.25 | 1
2022/23 | 245.25 | 134.25 | 2
2022/23 | 245.75 | 134.25 | 1
2022/23 | 246.25 | 134.25 | 1
2022/23 | 248.25 | 134.25 | 1
2022/23 | 249.75 | 134.25 | 4
2022/23 | 251.75 | 134.25 | 1
2022/23 | 252.25 | 134.25 | 2
2022/23 | 255.75 | 134.25 | 3
2022/23 | 256.75 | 134.25 | 4
2022/23 | 257.25 | 134.25 | 4
2022/23 | 258.25 | 134.25 | 1
2022/23 | 259.75 | 134.25 | 1
2022/23 | 260.25 | 134.25 | 1
2022/23 | 260.75 | 134.25 | 1
2022/23 | 261.25 | 134.25 | 1
2022/23 | 261.75 | 134.25 | 2
2022/23 | 262.75 | 134.25 | 3
2022/23 | 263.25 | 134.25 | 2
2022/23 | 263.75 | 134.25 | 1
2022/23 | 264.25 | 134.25 | 1
2022/23 | 265.75 | 134.25 | 1
2022/23 | 266.25 | 134.25 | 3
2022/23 | 266.75 | 134.25 | 5
2022/23 | 267.25 | 134.25 | 1
2022/23 | 267.75 | 134.25 | 2
2022/23 | 268.25 | 134.25 | 2
2022/23 | 268.75 | 134.25 | 3
2022/23 | 269.25 | 134.25 | 5
2022/23 | 269.75 | 134.25 | 3
2022/23 | 270.25 | 134.25 | 6
2022/23 | 270.75 | 134.25 | 3
2022/23 | 271.25 | 134.25 | 5
2022/23 | 271.75 | 134.25 | 4
2022/23 | 272.25 | 134.25 | 10
2022/23 | 272.75 | 134.25 | 6
2022/23 | 273.25 | 134.25 | 6
2022/23 | 273.75 | 134.25 | 5
2022/23 | 274.25 | 134.25 | 4
2022/23 | 274.75 | 134.25 | 6
2022/23 | 275.25 | 134.25 | 6
2022/23 | 275.75 | 134.25 | 6
2022/23 | 276.25 | 134.25 | 2
2022/23 | 276.75 | 134.25 | 5
2022/23 | 277.25 | 134.25 | 12
2022/23 | 277.75 | 134.25 | 3
2022/23 | 278.25 | 134.25 | 6
2022/23 | 278.75 | 134.25 | 9
2022/23 | 279.25 | 134.25 | 8
2022/23 | 279.75 | 134.25 | 7
2022/23 | 280.25 | 134.25 | 5
2022/23 | 280.75 | 134.25 | 4
2022/23 | 281.25 | 134.25 | 6
2022/23 | 281.75 | 134.25 | 9
2022/23 | 282.25 | 134.25 | 4
2022/23 | 282.75 | 134.25 | 9
2022/23 | 283.25 | 134.25 | 12
2022/23 | 283.75 | 134.25 | 11
2022/23 | 284.25 | 134.25 | 15
2022/23 | 284.75 | 134.25 | 9
2022/23 | 285.25 | 134.25 | 16
2022/23 | 285.75 | 134.25 | 4
2022/23 | 286.25 | 134.25 | 13
2022/23 | 286.75 | 134.25 | 8
2022/23 | 287.25 | 134.25 | 10
2022/23 | 287.75 | 134.25 | 13
2022/23 | 288.25 | 134.25 | 15
2022/23 | 288.75 | 134.25 | 15
2022/23 | 289.25 | 134.25 | 10
2022/23 | 289.75 | 134.25 | 9
2022/23 | 290.25 | 134.25 | 20
2022/23 | 290.75 | 134.25 | 11
2022/23 | 291.25 | 134.25 | 13
2022/23 | 291.75 | 134.25 | 15
2022/23 | 292.25 | 134.25 | 18
2022/23 | 292.75 | 134.25 | 7
2022/23 | 293.25 | 134.25 | 15
2022/23 | 293.75 | 134.25 | 15
2022/23 | 294.25 | 134.25 | 20
2022/23 | 294.75 | 134.25 | 13
2022/23 | 295.25 | 134.25 | 20
2022/23 | 295.75 | 134.25 | 20
2022/23 | 296.25 | 134.25 | 12
2022/23 | 296.75 | 134.25 | 20
2022/23 | 297.25 | 134.25 | 17
2022/23 | 297.75 | 134.25 | 21
2022/23 | 298.25 | 134.25 | 16
2022/23 | 298.75 | 134.25 | 25
2022/23 | 299.25 | 134.25 | 26
2022/23 | 299.75 | 134.25 | 16
2022/23 | 300.25 | 134.25 | 16
2022/23 | 300.75 | 134.25 | 15
2022/23 | 301.25 | 134.25 | 18
2022/23 | 301.75 | 134.25 | 22
2022/23 | 302.25 | 134.25 | 17
2022/23 | 302.75 | 134.25 | 24
2022/23 | 303.25 | 134.25 | 21
2022/23 | 303.75 | 134.25 | 24
2022/23 | 304.25 | 134.25 | 15
2022/23 | 304.75 | 134.25 | 17
2022/23 | 305.25 | 134.25 | 18
2022/23 | 305.75 | 134.25 | 17
2022/23 | 306.25 | 134.25 | 17
2022/23 | 306.75 | 134.25 | 19
2022/23 | 307.25 | 134.25 | 18
2022/23 | 307.75 | 134.25 | 20
2022/23 | 308.25 | 134.25 | 23
2022/23 | 308.75 | 134.25 | 17
2022/23 | 309.25 | 134.25 | 21
2022/23 | 309.75 | 134.25 | 24
2022/23 | 310.25 | 134.25 | 20
2022/23 | 310.75 | 134.25 | 20
2022/23 | 311.25 | 134.25 | 24
2022/23 | 311.75 | 134.25 | 25
2022/23 | 312.25 | 134.25 | 31
2022/23 | 312.75 | 134.25 | 28
2022/23 | 313.25 | 134.25 | 28
2022/23 | 313.75 | 134.25 | 31
2022/23 | 314.25 | 134.25 | 32
2022/23 | 314.75 | 134.25 | 25
2022/23 | 315.25 | 134.25 | 19
2022/23 | 315.75 | 134.25 | 34
2022/23 | 316.25 | 134.25 | 22
2022/23 | 316.75 | 134.25 | 26
2022/23 | 317.25 | 134.25 | 19
2022/23 | 317.75 | 134.25 | 27
2022/23 | 318.25 | 134.25 | 24
2022/23 | 318.75 | 134.25 | 30
2022/23 | 319.25 | 134.25 | 26
2022/23 | 319.75 | 134.25 | 24
2022/23 | 320.25 | 134.25 | 25
2022/23 | 320.75 | 134.25 | 26
2022/23 | 321.25 | 134.25 | 25
2022/23 | 321.75 | 134.25 | 20
2022/23 | 322.25 | 134.25 | 28
2022/23 | 322.75 | 134.25 | 19
2022/23 | 323.25 | 134.25 | 20
2022/23 | 323.75 | 134.25 | 25
2022/23 | 324.25 | 134.25 | 23
2022/23 | 324.75 | 134.25 | 25
2022/23 | 325.25 | 134.25 | 30
2022/23 | 325.75 | 134.25 | 22
2022/23 | 326.25 | 134.25 | 24
2022/23 | 326.75 | 134.25 | 40
2022/23 | 327.25 | 134.25 | 25
2022/23 | 327.75 | 134.25 | 21
2022/23 | 328.25 | 134.25 | 22
2022/23 | 328.75 | 134.25 | 23
2022/23 | 329.25 | 134.25 | 17
2022/23 | 329.75 | 134.25 | 23
2022/23 | 330.25 | 134.25 | 27
2022/23 | 330.75 | 134.25 | 15
2022/23 | 331.25 | 134.25 | 22
2022/23 | 331.75 | 134.25 | 18
2022/23 | 332.25 | 134.25 | 21
2022/23 | 332.75 | 134.25 | 20
2022/23 | 333.25 | 134.25 | 25
2022/23 | 333.75 | 134.25 | 25
2022/23 | 334.25 | 134.25 | 20
2022/23 | 334.75 | 134.25 | 22
2022/23 | 335.25 | 134.25 | 32
2022/23 | 335.75 | 134.25 | 19
2022/23 | 336.25 | 134.25 | 34
2022/23 | 336.75 | 134.25 | 25
2022/23 | 337.25 | 134.25 | 24
2022/23 | 337.75 | 134.25 | 17
2022/23 | 338.25 | 134.25 | 27
2022/23 | 338.75 | 134.25 | 25
2022/23 | 339.25 | 134.25 | 23
2022/23 | 339.75 | 134.25 | 22
2022/23 | 340.25 | 134.25 | 23
2022/23 | 340.75 | 134.25 | 28
2022/23 | 341.25 | 134.25 | 21
2022/23 | 341.75 | 134.25 | 31
2022/23 | 342.25 | 134.25 | 22
2022/23 | 342.75 | 134.25 | 21
2022/23 | 343.25 | 134.25 | 18
2022/23 | 343.75 | 134.25 | 27
2022/23 | 344.25 | 134.25 | 13
2022/23 | 344.75 | 134.25 | 20
2022/23 | 345.25 | 134.25 | 23
2022/23 | 345.75 | 134.25 | 28
2022/23 | 346.25 | 134.25 | 15
2022/23 | 346.75 | 134.25 | 29
2022/23 | 347.25 | 134.25 | 25
2022/23 | 347.75 | 134.25 | 33
2022/23 | 348.25 | 134.25 | 16
2022/23 | 348.75 | 134.25 | 17
2022/23 | 349.25 | 134.25 | 22
2022/23 | 349.75 | 134.25 | 18
2022/23 | 350.25 | 134.25 | 17
2022/23 | 350.75 | 134.25 | 21
2022/23 | 351.25 | 134.25 | 18
2022/23 | 351.75 | 134.25 | 29
2022/23 | 352.25 | 134.25 | 22
2022/23 | 352.75 | 134.25 | 13
2022/23 | 353.25 | 134.25 | 24
2022/23 | 353.75 | 134.25 | 14
2022/23 | 354.25 | 134.25 | 21
2022/23 | 354.75 | 134.25 | 10
2022/23 | 355.25 | 134.25 | 17
2022/23 | 355.75 | 134.25 | 13
2022/23 | 356.25 | 134.25 | 16
2022/23 | 356.75 | 134.25 | 18
2022/23 | 357.25 | 134.25 | 17
2022/23 | 357.75 | 134.25 | 30
2022/23 | 358.25 | 134.25 | 21
2022/23 | 358.75 | 134.25 | 19
2022/23 | 359.25 | 134.25 | 16
2022/23 | 359.75 | 134.25 | 17
2022/23 | 360.25 | 134.25 | 18
2022/23 | 360.75 | 134.25 | 11
2022/23 | 361.25 | 134.25 | 15
2022/23 | 361.75 | 134.25 | 20
2022/23 | 362.25 | 134.25 | 15
2022/23 | 362.75 | 134.25 | 11
2022/23 | 363.25 | 134.25 | 21
2022/23 | 363.75 | 134.25 | 21
2022/23 | 364.25 | 134.25 | 22
2022/23 | 364.75 | 134.25 | 11
2022/23 | 365.25 | 134.25 | 13
2022/23 | 365.75 | 134.25 | 17
2022/23 | 366.25 | 134.25 | 14
2022/23 | 366.75 | 134.25 | 16
2022/23 | 367.25 | 134.25 | 11
2022/23 | 367.75 | 134.25 | 17
2022/23 | 368.25 | 134.25 | 11
2022/23 | 368.75 | 134.25 | 12
2022/23 | 369.25 | 134.25 | 18
2022/23 | 369.75 | 134.25 | 9
2022/23 | 370.25 | 134.25 | 4
2022/23 | 370.75 | 134.25 | 10
2022/23 | 371.25 | 134.25 | 8
2022/23 | 371.75 | 134.25 | 15
2022/23 | 372.25 | 134.25 | 14
2022/23 | 372.75 | 134.25 | 9
2022/23 | 373.25 | 134.25 | 11
2022/23 | 373.75 | 134.25 | 10
2022/23 | 374.25 | 134.25 | 13
2022/23 | 374.75 | 134.25 | 10
2022/23 | 375.25 | 134.25 | 9
2022/23 | 375.75 | 134.25 | 5
2022/23 | 376.25 | 134.25 | 16
2022/23 | 376.75 | 134.25 | 16
2022/23 | 377.25 | 134.25 | 12
2022/23 | 377.75 | 134.25 | 6
2022/23 | 378.25 | 134.25 | 14
2022/23 | 378.75 | 134.25 | 10
2022/23 | 379.25 | 134.25 | 16
2022/23 | 379.75 | 134.25 | 14
2022/23 | 380.25 | 134.25 | 13
2022/23 | 380.75 | 134.25 | 7
2022/23 | 381.25 | 134.25 | 14
2022/23 | 381.75 | 134.25 | 7
2022/23 | 382.25 | 134.25 | 9
2022/23 | 382.75 | 134.25 | 9
2022/23 | 383.25 | 134.25 | 12
2022/23 | 383.75 | 134.25 | 6
2022/23 | 384.25 | 134.25 | 10
2022/23 | 384.75 | 134.25 | 6
2022/23 | 385.25 | 134.25 | 8
2022/23 | 385.75 | 134.25 | 8
2022/23 | 386.25 | 134.25 | 12
2022/23 | 386.75 | 134.25 | 7
2022/23 | 387.25 | 134.25 | 16
2022/23 | 387.75 | 134.25 | 10
2022/23 | 388.25 | 134.25 | 6
2022/23 | 388.75 | 134.25 | 7
2022/23 | 389.25 | 134.25 | 8
2022/23 | 389.75 | 134.25 | 9
2022/23 | 390.25 | 134.25 | 9
2022/23 | 390.75 | 134.25 | 11
2022/23 | 391.25 | 134.25 | 6
2022/23 | 391.75 | 134.25 | 9
2022/23 | 392.25 | 134.25 | 5
2022/23 | 392.75 | 134.25 | 7
2022/23 | 393.25 | 134.25 | 11
2022/23 | 393.75 | 134.25 | 7
2022/23 | 394.25 | 134.25 | 4
2022/23 | 394.75 | 134.25 | 6
2022/23 | 395.25 | 134.25 | 11
2022/23 | 395.75 | 134.25 | 9
2022/23 | 396.25 | 134.25 | 5
2022/23 | 396.75 | 134.25 | 12
2022/23 | 397.25 | 134.25 | 7
2022/23 | 397.75 | 134.25 | 14
2022/23 | 398.25 | 134.25 | 3
2022/23 | 398.75 | 134.25 | 2
2022/23 | 399.25 | 134.25 | 7
2022/23 | 399.75 | 134.25 | 6
2022/23 | 400.25 | 134.25 | 6
2022/23 | 400.75 | 134.25 | 6
2022/23 | 401.25 | 134.25 | 2
2022/23 | 401.75 | 134.25 | 4
2022/23 | 402.25 | 134.25 | 7
2022/23 | 402.75 | 134.25 | 5
2022/23 | 403.25 | 134.25 | 8
2022/23 | 403.75 | 134.25 | 5
2022/23 | 404.25 | 134.25 | 3
2022/23 | 404.75 | 134.25 | 3
2022/23 | 405.25 | 134.25 | 4
2022/23 | 405.75 | 134.25 | 2
2022/23 | 406.25 | 134.25 | 3
2022/23 | 406.75 | 134.25 | 8
2022/23 | 407.25 | 134.25 | 2
2022/23 | 407.75 | 134.25 | 7
2022/23 | 408.25 | 134.25 | 4
2022/23 | 408.75 | 134.25 | 7
2022/23 | 409.25 | 134.25 | 6
2022/23 | 409.75 | 134.25 | 4
2022/23 | 410.25 | 134.25 | 4
2022/23 | 410.75 | 134.25 | 3
2022/23 | 411.25 | 134.25 | 8
2022/23 | 411.75 | 134.25 | 3
2022/23 | 412.25 | 134.25 | 4
2022/23 | 412.75 | 134.25 | 1
2022/23 | 413.25 | 134.25 | 8
2022/23 | 413.75 | 134.25 | 5
2022/23 | 414.25 | 134.25 | 4
2022/23 | 414.75 | 134.25 | 5
2022/23 | 415.25 | 134.25 | 8
2022/23 | 415.75 | 134.25 | 7
2022/23 | 416.25 | 134.25 | 3
2022/23 | 416.75 | 134.25 | 3
2022/23 | 417.25 | 134.25 | 1
2022/23 | 417.75 | 134.25 | 4
2022/23 | 418.25 | 134.25 | 4
2022/23 | 418.75 | 134.25 | 2
2022/23 | 419.25 | 134.25 | 4
2022/23 | 419.75 | 134.25 | 2
2022/23 | 420.25 | 134.25 | 6
2022/23 | 420.75 | 134.25 | 3
2022/23 | 421.25 | 134.25 | 2
2022/23 | 421.75 | 134.25 | 3
2022/23 | 422.25 | 134.25 | 4
2022/23 | 422.75 | 134.25 | 5
2022/23 | 423.25 | 134.25 | 5
2022/23 | 423.75 | 134.25 | 4
2022/23 | 424.25 | 134.25 | 7
2022/23 | 424.75 | 134.25 | 3
2022/23 | 425.75 | 134.25 | 3
2022/23 | 426.25 | 134.25 | 4
2022/23 | 426.75 | 134.25 | 4
2022/23 | 427.25 | 134.25 | 1
2022/23 | 427.75 | 134.25 | 2
2022/23 | 428.75 | 134.25 | 4
2022/23 | 429.25 | 134.25 | 5
2022/23 | 429.75 | 134.25 | 4
2022/23 | 430.25 | 134.25 | 2
2022/23 | 430.75 | 134.25 | 2
2022/23 | 431.25 | 134.25 | 3
2022/23 | 431.75 | 134.25 | 1
2022/23 | 432.25 | 134.25 | 2
2022/23 | 432.75 | 134.25 | 6
2022/23 | 433.25 | 134.25 | 3
2022/23 | 433.75 | 134.25 | 2
2022/23 | 434.75 | 134.25 | 5
2022/23 | 435.25 | 134.25 | 4
2022/23 | 435.75 | 134.25 | 1
2022/23 | 436.25 | 134.25 | 4
2022/23 | 436.75 | 134.25 | 1
2022/23 | 438.25 | 134.25 | 3
2022/23 | 438.75 | 134.25 | 1
2022/23 | 439.25 | 134.25 | 2
2022/23 | 440.25 | 134.25 | 2
2022/23 | 440.75 | 134.25 | 3
2022/23 | 441.25 | 134.25 | 2
2022/23 | 442.75 | 134.25 | 2
2022/23 | 443.25 | 134.25 | 3
2022/23 | 443.75 | 134.25 | 1
2022/23 | 444.25 | 134.25 | 2
2022/23 | 445.25 | 134.25 | 1
2022/23 | 447.75 | 134.25 | 1
2022/23 | 448.75 | 134.25 | 1
2022/23 | 449.25 | 134.25 | 1
2022/23 | 449.75 | 134.25 | 1
2022/23 | 450.25 | 134.25 | 1
2022/23 | 451.25 | 134.25 | 1
2022/23 | 452.25 | 134.25 | 2
2022/23 | 457.25 | 134.25 | 2
2022/23 | 457.75 | 134.25 | 1
2022/23 | 458.25 | 134.25 | 1
2022/23 | 459.25 | 134.25 | 1
2022/23 | 462.25 | 134.25 | 1
2022/23 | 463.25 | 134.25 | 1
2022/23 | 467.25 | 134.25 | 1
2022/23 | 468.75 | 134.25 | 1
2022/23 | 469.25 | 134.25 | 1
2022/23 | 470.25 | 134.25 | 1
2022/23 | 473.25 | 134.25 | 1
2022/23 | 477.75 | 134.25 | 2
2022/23 | 484.75 | 134.25 | 1
2022/23 | 497.75 | 134.25 | 1
2022/23 | 507.25 | 134.25 | 1
2022/23 | 513.25 | 134.25 | 1
2022/23 | 192.75 | 134.75 | 1
2022/23 | 211.25 | 134.75 | 1
2022/23 | 227.75 | 134.75 | 1
2022/23 | 232.25 | 134.75 | 1
2022/23 | 235.75 | 134.75 | 1
2022/23 | 240.75 | 134.75 | 1
2022/23 | 243.75 | 134.75 | 1
2022/23 | 244.25 | 134.75 | 1
2022/23 | 248.25 | 134.75 | 1
2022/23 | 248.75 | 134.75 | 1
2022/23 | 249.25 | 134.75 | 1
2022/23 | 249.75 | 134.75 | 1
2022/23 | 250.25 | 134.75 | 2
2022/23 | 252.75 | 134.75 | 2
2022/23 | 253.25 | 134.75 | 2
2022/23 | 254.25 | 134.75 | 1
2022/23 | 256.25 | 134.75 | 2
2022/23 | 256.75 | 134.75 | 1
2022/23 | 257.75 | 134.75 | 1
2022/23 | 258.25 | 134.75 | 2
2022/23 | 258.75 | 134.75 | 1
2022/23 | 259.75 | 134.75 | 1
2022/23 | 260.75 | 134.75 | 2
2022/23 | 261.75 | 134.75 | 1
2022/23 | 262.25 | 134.75 | 1
2022/23 | 262.75 | 134.75 | 3
2022/23 | 263.25 | 134.75 | 1
2022/23 | 263.75 | 134.75 | 1
2022/23 | 264.75 | 134.75 | 4
2022/23 | 265.25 | 134.75 | 3
2022/23 | 265.75 | 134.75 | 1
2022/23 | 266.25 | 134.75 | 1
2022/23 | 266.75 | 134.75 | 2
2022/23 | 267.75 | 134.75 | 4
2022/23 | 268.75 | 134.75 | 7
2022/23 | 269.25 | 134.75 | 2
2022/23 | 269.75 | 134.75 | 1
2022/23 | 270.25 | 134.75 | 1
2022/23 | 270.75 | 134.75 | 3
2022/23 | 271.25 | 134.75 | 1
2022/23 | 271.75 | 134.75 | 5
2022/23 | 272.25 | 134.75 | 4
2022/23 | 272.75 | 134.75 | 1
2022/23 | 273.25 | 134.75 | 2
2022/23 | 273.75 | 134.75 | 3
2022/23 | 274.25 | 134.75 | 3
2022/23 | 274.75 | 134.75 | 3
2022/23 | 275.25 | 134.75 | 2
2022/23 | 275.75 | 134.75 | 2
2022/23 | 276.25 | 134.75 | 5
2022/23 | 276.75 | 134.75 | 5
2022/23 | 277.25 | 134.75 | 1
2022/23 | 277.75 | 134.75 | 7
2022/23 | 278.25 | 134.75 | 4
2022/23 | 278.75 | 134.75 | 6
2022/23 | 279.25 | 134.75 | 9
2022/23 | 279.75 | 134.75 | 3
2022/23 | 280.25 | 134.75 | 3
2022/23 | 280.75 | 134.75 | 7
2022/23 | 281.25 | 134.75 | 7
2022/23 | 281.75 | 134.75 | 3
2022/23 | 282.25 | 134.75 | 5
2022/23 | 282.75 | 134.75 | 3
2022/23 | 283.25 | 134.75 | 3
2022/23 | 283.75 | 134.75 | 2
2022/23 | 284.25 | 134.75 | 7
2022/23 | 284.75 | 134.75 | 2
2022/23 | 285.25 | 134.75 | 5
2022/23 | 285.75 | 134.75 | 4
2022/23 | 286.25 | 134.75 | 6
2022/23 | 286.75 | 134.75 | 6
2022/23 | 287.25 | 134.75 | 5
2022/23 | 287.75 | 134.75 | 11
2022/23 | 288.25 | 134.75 | 7
2022/23 | 288.75 | 134.75 | 6
2022/23 | 289.25 | 134.75 | 8
2022/23 | 289.75 | 134.75 | 9
2022/23 | 290.25 | 134.75 | 4
2022/23 | 290.75 | 134.75 | 9
2022/23 | 291.25 | 134.75 | 10
2022/23 | 291.75 | 134.75 | 9
2022/23 | 292.25 | 134.75 | 5
2022/23 | 292.75 | 134.75 | 7
2022/23 | 293.25 | 134.75 | 19
2022/23 | 293.75 | 134.75 | 10
2022/23 | 294.25 | 134.75 | 6
2022/23 | 294.75 | 134.75 | 13
2022/23 | 295.25 | 134.75 | 9
2022/23 | 295.75 | 134.75 | 11
2022/23 | 296.25 | 134.75 | 8
2022/23 | 296.75 | 134.75 | 13
2022/23 | 297.25 | 134.75 | 9
2022/23 | 297.75 | 134.75 | 11
2022/23 | 298.25 | 134.75 | 9
2022/23 | 298.75 | 134.75 | 11
2022/23 | 299.25 | 134.75 | 7
2022/23 | 299.75 | 134.75 | 11
2022/23 | 300.25 | 134.75 | 10
2022/23 | 300.75 | 134.75 | 17
2022/23 | 301.25 | 134.75 | 13
2022/23 | 301.75 | 134.75 | 18
2022/23 | 302.25 | 134.75 | 14
2022/23 | 302.75 | 134.75 | 8
2022/23 | 303.25 | 134.75 | 18
2022/23 | 303.75 | 134.75 | 16
2022/23 | 304.25 | 134.75 | 15
2022/23 | 304.75 | 134.75 | 17
2022/23 | 305.25 | 134.75 | 17
2022/23 | 305.75 | 134.75 | 17
2022/23 | 306.25 | 134.75 | 15
2022/23 | 306.75 | 134.75 | 16
2022/23 | 307.25 | 134.75 | 11
2022/23 | 307.75 | 134.75 | 18
2022/23 | 308.25 | 134.75 | 16
2022/23 | 308.75 | 134.75 | 21
2022/23 | 309.25 | 134.75 | 14
2022/23 | 309.75 | 134.75 | 21
2022/23 | 310.25 | 134.75 | 14
2022/23 | 310.75 | 134.75 | 14
2022/23 | 311.25 | 134.75 | 17
2022/23 | 311.75 | 134.75 | 14
2022/23 | 312.25 | 134.75 | 24
2022/23 | 312.75 | 134.75 | 19
2022/23 | 313.25 | 134.75 | 21
2022/23 | 313.75 | 134.75 | 16
2022/23 | 314.25 | 134.75 | 11
2022/23 | 314.75 | 134.75 | 20
2022/23 | 315.25 | 134.75 | 26
2022/23 | 315.75 | 134.75 | 24
2022/23 | 316.25 | 134.75 | 13
2022/23 | 316.75 | 134.75 | 17
2022/23 | 317.25 | 134.75 | 17
2022/23 | 317.75 | 134.75 | 18
2022/23 | 318.25 | 134.75 | 24
2022/23 | 318.75 | 134.75 | 24
2022/23 | 319.25 | 134.75 | 15
2022/23 | 319.75 | 134.75 | 20
2022/23 | 320.25 | 134.75 | 24
2022/23 | 320.75 | 134.75 | 22
2022/23 | 321.25 | 134.75 | 22
2022/23 | 321.75 | 134.75 | 22
2022/23 | 322.25 | 134.75 | 24
2022/23 | 322.75 | 134.75 | 30
2022/23 | 323.25 | 134.75 | 17
2022/23 | 323.75 | 134.75 | 21
2022/23 | 324.25 | 134.75 | 15
2022/23 | 324.75 | 134.75 | 20
2022/23 | 325.25 | 134.75 | 20
2022/23 | 325.75 | 134.75 | 12
2022/23 | 326.25 | 134.75 | 15
2022/23 | 326.75 | 134.75 | 24
2022/23 | 327.25 | 134.75 | 17
2022/23 | 327.75 | 134.75 | 17
2022/23 | 328.25 | 134.75 | 21
2022/23 | 328.75 | 134.75 | 16
2022/23 | 329.25 | 134.75 | 19
2022/23 | 329.75 | 134.75 | 17
2022/23 | 330.25 | 134.75 | 21
2022/23 | 330.75 | 134.75 | 18
2022/23 | 331.25 | 134.75 | 20
2022/23 | 331.75 | 134.75 | 30
2022/23 | 332.25 | 134.75 | 25
2022/23 | 332.75 | 134.75 | 20
2022/23 | 333.25 | 134.75 | 20
2022/23 | 333.75 | 134.75 | 15
2022/23 | 334.25 | 134.75 | 18
2022/23 | 334.75 | 134.75 | 13
2022/23 | 335.25 | 134.75 | 20
2022/23 | 335.75 | 134.75 | 19
2022/23 | 336.25 | 134.75 | 27
2022/23 | 336.75 | 134.75 | 15
2022/23 | 337.25 | 134.75 | 17
2022/23 | 337.75 | 134.75 | 15
2022/23 | 338.25 | 134.75 | 15
2022/23 | 338.75 | 134.75 | 10
2022/23 | 339.25 | 134.75 | 13
2022/23 | 339.75 | 134.75 | 17
2022/23 | 340.25 | 134.75 | 15
2022/23 | 340.75 | 134.75 | 21
2022/23 | 341.25 | 134.75 | 17
2022/23 | 341.75 | 134.75 | 24
2022/23 | 342.25 | 134.75 | 19
2022/23 | 342.75 | 134.75 | 22
2022/23 | 343.25 | 134.75 | 18
2022/23 | 343.75 | 134.75 | 12
2022/23 | 344.25 | 134.75 | 23
2022/23 | 344.75 | 134.75 | 23
2022/23 | 345.25 | 134.75 | 20
2022/23 | 345.75 | 134.75 | 20
2022/23 | 346.25 | 134.75 | 27
2022/23 | 346.75 | 134.75 | 14
2022/23 | 347.25 | 134.75 | 23
2022/23 | 347.75 | 134.75 | 20
2022/23 | 348.25 | 134.75 | 20
2022/23 | 348.75 | 134.75 | 21
2022/23 | 349.25 | 134.75 | 21
2022/23 | 349.75 | 134.75 | 18
2022/23 | 350.25 | 134.75 | 22
2022/23 | 350.75 | 134.75 | 15
2022/23 | 351.25 | 134.75 | 17
2022/23 | 351.75 | 134.75 | 13
2022/23 | 352.25 | 134.75 | 22
2022/23 | 352.75 | 134.75 | 25
2022/23 | 353.25 | 134.75 | 9
2022/23 | 353.75 | 134.75 | 13
2022/23 | 354.25 | 134.75 | 14
2022/23 | 354.75 | 134.75 | 13
2022/23 | 355.25 | 134.75 | 23
2022/23 | 355.75 | 134.75 | 11
2022/23 | 356.25 | 134.75 | 14
2022/23 | 356.75 | 134.75 | 20
2022/23 | 357.25 | 134.75 | 9
2022/23 | 357.75 | 134.75 | 14
2022/23 | 358.25 | 134.75 | 14
2022/23 | 358.75 | 134.75 | 9
2022/23 | 359.25 | 134.75 | 19
2022/23 | 359.75 | 134.75 | 19
2022/23 | 360.25 | 134.75 | 13
2022/23 | 360.75 | 134.75 | 14
2022/23 | 361.25 | 134.75 | 14
2022/23 | 361.75 | 134.75 | 8
2022/23 | 362.25 | 134.75 | 20
2022/23 | 362.75 | 134.75 | 13
2022/23 | 363.25 | 134.75 | 13
2022/23 | 363.75 | 134.75 | 20
2022/23 | 364.25 | 134.75 | 12
2022/23 | 364.75 | 134.75 | 7
2022/23 | 365.25 | 134.75 | 16
2022/23 | 365.75 | 134.75 | 14
2022/23 | 366.25 | 134.75 | 11
2022/23 | 366.75 | 134.75 | 12
2022/23 | 367.25 | 134.75 | 10
2022/23 | 367.75 | 134.75 | 9
2022/23 | 368.25 | 134.75 | 13
2022/23 | 368.75 | 134.75 | 15
2022/23 | 369.25 | 134.75 | 13
2022/23 | 369.75 | 134.75 | 18
2022/23 | 370.25 | 134.75 | 10
2022/23 | 370.75 | 134.75 | 14
2022/23 | 371.25 | 134.75 | 7
2022/23 | 371.75 | 134.75 | 11
2022/23 | 372.25 | 134.75 | 15
2022/23 | 372.75 | 134.75 | 10
2022/23 | 373.25 | 134.75 | 17
2022/23 | 373.75 | 134.75 | 21
2022/23 | 374.25 | 134.75 | 12
2022/23 | 374.75 | 134.75 | 6
2022/23 | 375.25 | 134.75 | 10
2022/23 | 375.75 | 134.75 | 7
2022/23 | 376.25 | 134.75 | 7
2022/23 | 376.75 | 134.75 | 7
2022/23 | 377.25 | 134.75 | 8
2022/23 | 377.75 | 134.75 | 4
2022/23 | 378.25 | 134.75 | 8
2022/23 | 378.75 | 134.75 | 10
2022/23 | 379.25 | 134.75 | 17
2022/23 | 379.75 | 134.75 | 11
2022/23 | 380.25 | 134.75 | 10
2022/23 | 380.75 | 134.75 | 12
2022/23 | 381.25 | 134.75 | 7
2022/23 | 381.75 | 134.75 | 10
2022/23 | 382.25 | 134.75 | 10
2022/23 | 382.75 | 134.75 | 8
2022/23 | 383.25 | 134.75 | 6
2022/23 | 383.75 | 134.75 | 15
2022/23 | 384.25 | 134.75 | 6
2022/23 | 384.75 | 134.75 | 8
2022/23 | 385.25 | 134.75 | 7
2022/23 | 385.75 | 134.75 | 8
2022/23 | 386.25 | 134.75 | 9
2022/23 | 386.75 | 134.75 | 11
2022/23 | 387.25 | 134.75 | 8
2022/23 | 387.75 | 134.75 | 5
2022/23 | 388.25 | 134.75 | 3
2022/23 | 388.75 | 134.75 | 10
2022/23 | 389.25 | 134.75 | 9
2022/23 | 389.75 | 134.75 | 8
2022/23 | 390.25 | 134.75 | 8
2022/23 | 390.75 | 134.75 | 6
2022/23 | 391.25 | 134.75 | 11
2022/23 | 391.75 | 134.75 | 5
2022/23 | 392.25 | 134.75 | 9
2022/23 | 392.75 | 134.75 | 2
2022/23 | 393.25 | 134.75 | 6
2022/23 | 393.75 | 134.75 | 6
2022/23 | 394.25 | 134.75 | 5
2022/23 | 394.75 | 134.75 | 5
2022/23 | 395.25 | 134.75 | 7
2022/23 | 395.75 | 134.75 | 7
2022/23 | 396.25 | 134.75 | 7
2022/23 | 396.75 | 134.75 | 8
2022/23 | 397.25 | 134.75 | 8
2022/23 | 397.75 | 134.75 | 3
2022/23 | 398.25 | 134.75 | 5
2022/23 | 398.75 | 134.75 | 9
2022/23 | 399.25 | 134.75 | 7
2022/23 | 399.75 | 134.75 | 1
2022/23 | 400.25 | 134.75 | 4
2022/23 | 400.75 | 134.75 | 5
2022/23 | 401.25 | 134.75 | 5
2022/23 | 401.75 | 134.75 | 4
2022/23 | 402.25 | 134.75 | 5
2022/23 | 402.75 | 134.75 | 3
2022/23 | 403.25 | 134.75 | 4
2022/23 | 403.75 | 134.75 | 5
2022/23 | 404.25 | 134.75 | 8
2022/23 | 404.75 | 134.75 | 3
2022/23 | 405.25 | 134.75 | 5
2022/23 | 405.75 | 134.75 | 6
2022/23 | 406.25 | 134.75 | 6
2022/23 | 406.75 | 134.75 | 4
2022/23 | 407.25 | 134.75 | 3
2022/23 | 407.75 | 134.75 | 6
2022/23 | 408.75 | 134.75 | 3
2022/23 | 409.25 | 134.75 | 6
2022/23 | 409.75 | 134.75 | 2
2022/23 | 410.75 | 134.75 | 2
2022/23 | 411.25 | 134.75 | 2
2022/23 | 411.75 | 134.75 | 4
2022/23 | 412.25 | 134.75 | 1
2022/23 | 412.75 | 134.75 | 4
2022/23 | 413.25 | 134.75 | 4
2022/23 | 413.75 | 134.75 | 3
2022/23 | 414.25 | 134.75 | 5
2022/23 | 414.75 | 134.75 | 2
2022/23 | 415.25 | 134.75 | 3
2022/23 | 415.75 | 134.75 | 1
2022/23 | 416.25 | 134.75 | 3
2022/23 | 416.75 | 134.75 | 4
2022/23 | 417.25 | 134.75 | 1
2022/23 | 417.75 | 134.75 | 1
2022/23 | 418.25 | 134.75 | 3
2022/23 | 418.75 | 134.75 | 3
2022/23 | 419.25 | 134.75 | 8
2022/23 | 419.75 | 134.75 | 2
2022/23 | 420.25 | 134.75 | 4
2022/23 | 420.75 | 134.75 | 3
2022/23 | 421.25 | 134.75 | 4
2022/23 | 421.75 | 134.75 | 5
2022/23 | 422.25 | 134.75 | 2
2022/23 | 422.75 | 134.75 | 2
2022/23 | 423.25 | 134.75 | 2
2022/23 | 423.75 | 134.75 | 1
2022/23 | 424.25 | 134.75 | 2
2022/23 | 424.75 | 134.75 | 4
2022/23 | 425.25 | 134.75 | 2
2022/23 | 425.75 | 134.75 | 4
2022/23 | 426.25 | 134.75 | 4
2022/23 | 426.75 | 134.75 | 2
2022/23 | 427.25 | 134.75 | 2
2022/23 | 427.75 | 134.75 | 3
2022/23 | 428.25 | 134.75 | 1
2022/23 | 428.75 | 134.75 | 1
2022/23 | 429.25 | 134.75 | 3
2022/23 | 430.25 | 134.75 | 3
2022/23 | 430.75 | 134.75 | 3
2022/23 | 431.25 | 134.75 | 7
2022/23 | 431.75 | 134.75 | 2
2022/23 | 432.25 | 134.75 | 3
2022/23 | 432.75 | 134.75 | 2
2022/23 | 433.25 | 134.75 | 6
2022/23 | 433.75 | 134.75 | 4
2022/23 | 434.75 | 134.75 | 1
2022/23 | 435.25 | 134.75 | 3
2022/23 | 436.25 | 134.75 | 4
2022/23 | 437.25 | 134.75 | 2
2022/23 | 437.75 | 134.75 | 1
2022/23 | 438.25 | 134.75 | 1
2022/23 | 438.75 | 134.75 | 3
2022/23 | 439.75 | 134.75 | 4
2022/23 | 440.75 | 134.75 | 1
2022/23 | 441.25 | 134.75 | 2
2022/23 | 441.75 | 134.75 | 3
2022/23 | 442.75 | 134.75 | 1
2022/23 | 443.25 | 134.75 | 1
2022/23 | 443.75 | 134.75 | 4
2022/23 | 444.25 | 134.75 | 3
2022/23 | 444.75 | 134.75 | 3
2022/23 | 445.25 | 134.75 | 3
2022/23 | 446.25 | 134.75 | 1
2022/23 | 447.75 | 134.75 | 1
2022/23 | 448.25 | 134.75 | 1
2022/23 | 449.75 | 134.75 | 2
2022/23 | 450.25 | 134.75 | 2
2022/23 | 450.75 | 134.75 | 1
2022/23 | 451.75 | 134.75 | 2
2022/23 | 452.25 | 134.75 | 3
2022/23 | 453.25 | 134.75 | 3
2022/23 | 453.75 | 134.75 | 1
2022/23 | 455.25 | 134.75 | 1
2022/23 | 455.75 | 134.75 | 1
2022/23 | 456.75 | 134.75 | 1
2022/23 | 457.25 | 134.75 | 1
2022/23 | 457.75 | 134.75 | 1
2022/23 | 459.25 | 134.75 | 1
2022/23 | 460.25 | 134.75 | 2
2022/23 | 461.25 | 134.75 | 3
2022/23 | 461.75 | 134.75 | 2
2022/23 | 462.25 | 134.75 | 3
2022/23 | 462.75 | 134.75 | 1
2022/23 | 463.25 | 134.75 | 1
2022/23 | 464.75 | 134.75 | 1
2022/23 | 469.75 | 134.75 | 1
2022/23 | 471.25 | 134.75 | 1
2022/23 | 477.75 | 134.75 | 1
2022/23 | 479.75 | 134.75 | 1
2022/23 | 481.25 | 134.75 | 1
2022/23 | 482.25 | 134.75 | 1
2022/23 | 483.25 | 134.75 | 1
2022/23 | 485.25 | 134.75 | 1
2022/23 | 494.75 | 134.75 | 1
2022/23 | 224.25 | 135.25 | 1
2022/23 | 228.75 | 135.25 | 1
2022/23 | 230.75 | 135.25 | 1
2022/23 | 235.75 | 135.25 | 1
2022/23 | 237.75 | 135.25 | 1
2022/23 | 243.25 | 135.25 | 1
2022/23 | 246.75 | 135.25 | 1
2022/23 | 249.25 | 135.25 | 1
2022/23 | 251.75 | 135.25 | 1
2022/23 | 253.25 | 135.25 | 1
2022/23 | 254.25 | 135.25 | 2
2022/23 | 256.75 | 135.25 | 1
2022/23 | 257.25 | 135.25 | 2
2022/23 | 258.75 | 135.25 | 1
2022/23 | 260.75 | 135.25 | 1
2022/23 | 262.75 | 135.25 | 1
2022/23 | 263.75 | 135.25 | 1
2022/23 | 266.25 | 135.25 | 1
2022/23 | 266.75 | 135.25 | 1
2022/23 | 267.75 | 135.25 | 3
2022/23 | 268.25 | 135.25 | 2
2022/23 | 268.75 | 135.25 | 4
2022/23 | 269.25 | 135.25 | 7
2022/23 | 269.75 | 135.25 | 1
2022/23 | 270.25 | 135.25 | 1
2022/23 | 270.75 | 135.25 | 2
2022/23 | 271.75 | 135.25 | 4
2022/23 | 272.25 | 135.25 | 4
2022/23 | 272.75 | 135.25 | 3
2022/23 | 273.25 | 135.25 | 1
2022/23 | 273.75 | 135.25 | 1
2022/23 | 274.25 | 135.25 | 1
2022/23 | 274.75 | 135.25 | 1
2022/23 | 275.75 | 135.25 | 3
2022/23 | 276.25 | 135.25 | 2
2022/23 | 276.75 | 135.25 | 3
2022/23 | 277.25 | 135.25 | 2
2022/23 | 277.75 | 135.25 | 5
2022/23 | 278.25 | 135.25 | 5
2022/23 | 278.75 | 135.25 | 2
2022/23 | 279.25 | 135.25 | 2
2022/23 | 279.75 | 135.25 | 4
2022/23 | 280.25 | 135.25 | 3
2022/23 | 280.75 | 135.25 | 3
2022/23 | 281.25 | 135.25 | 4
2022/23 | 281.75 | 135.25 | 6
2022/23 | 282.25 | 135.25 | 3
2022/23 | 282.75 | 135.25 | 4
2022/23 | 283.25 | 135.25 | 2
2022/23 | 283.75 | 135.25 | 6
2022/23 | 284.25 | 135.25 | 5
2022/23 | 284.75 | 135.25 | 5
2022/23 | 285.25 | 135.25 | 2
2022/23 | 285.75 | 135.25 | 4
2022/23 | 286.25 | 135.25 | 7
2022/23 | 286.75 | 135.25 | 5
2022/23 | 287.25 | 135.25 | 7
2022/23 | 287.75 | 135.25 | 4
2022/23 | 288.25 | 135.25 | 5
2022/23 | 288.75 | 135.25 | 7
2022/23 | 289.25 | 135.25 | 6
2022/23 | 289.75 | 135.25 | 1
2022/23 | 290.25 | 135.25 | 9
2022/23 | 290.75 | 135.25 | 9
2022/23 | 291.25 | 135.25 | 6
2022/23 | 291.75 | 135.25 | 7
2022/23 | 292.25 | 135.25 | 5
2022/23 | 292.75 | 135.25 | 7
2022/23 | 293.25 | 135.25 | 4
2022/23 | 293.75 | 135.25 | 6
2022/23 | 294.25 | 135.25 | 4
2022/23 | 294.75 | 135.25 | 4
2022/23 | 295.25 | 135.25 | 7
2022/23 | 295.75 | 135.25 | 7
2022/23 | 296.25 | 135.25 | 6
2022/23 | 296.75 | 135.25 | 7
2022/23 | 297.25 | 135.25 | 8
2022/23 | 297.75 | 135.25 | 9
2022/23 | 298.25 | 135.25 | 6
2022/23 | 298.75 | 135.25 | 9
2022/23 | 299.25 | 135.25 | 9
2022/23 | 299.75 | 135.25 | 12
2022/23 | 300.25 | 135.25 | 10
2022/23 | 300.75 | 135.25 | 7
2022/23 | 301.25 | 135.25 | 9
2022/23 | 301.75 | 135.25 | 10
2022/23 | 302.25 | 135.25 | 10
2022/23 | 302.75 | 135.25 | 8
2022/23 | 303.25 | 135.25 | 16
2022/23 | 303.75 | 135.25 | 13
2022/23 | 304.25 | 135.25 | 10
2022/23 | 304.75 | 135.25 | 16
2022/23 | 305.25 | 135.25 | 10
2022/23 | 305.75 | 135.25 | 9
2022/23 | 306.25 | 135.25 | 12
2022/23 | 306.75 | 135.25 | 8
2022/23 | 307.25 | 135.25 | 16
2022/23 | 307.75 | 135.25 | 10
2022/23 | 308.25 | 135.25 | 12
2022/23 | 308.75 | 135.25 | 11
2022/23 | 309.25 | 135.25 | 13
2022/23 | 309.75 | 135.25 | 13
2022/23 | 310.25 | 135.25 | 10
2022/23 | 310.75 | 135.25 | 10
2022/23 | 311.25 | 135.25 | 16
2022/23 | 311.75 | 135.25 | 9
2022/23 | 312.25 | 135.25 | 12
2022/23 | 312.75 | 135.25 | 11
2022/23 | 313.25 | 135.25 | 11
2022/23 | 313.75 | 135.25 | 10
2022/23 | 314.25 | 135.25 | 11
2022/23 | 314.75 | 135.25 | 9
2022/23 | 315.25 | 135.25 | 7
2022/23 | 315.75 | 135.25 | 9
2022/23 | 316.25 | 135.25 | 13
2022/23 | 316.75 | 135.25 | 10
2022/23 | 317.25 | 135.25 | 12
2022/23 | 317.75 | 135.25 | 11
2022/23 | 318.25 | 135.25 | 22
2022/23 | 318.75 | 135.25 | 16
2022/23 | 319.25 | 135.25 | 14
2022/23 | 319.75 | 135.25 | 10
2022/23 | 320.25 | 135.25 | 11
2022/23 | 320.75 | 135.25 | 12
2022/23 | 321.25 | 135.25 | 10
2022/23 | 321.75 | 135.25 | 15
2022/23 | 322.25 | 135.25 | 12
2022/23 | 322.75 | 135.25 | 18
2022/23 | 323.25 | 135.25 | 17
2022/23 | 323.75 | 135.25 | 10
2022/23 | 324.25 | 135.25 | 10
2022/23 | 324.75 | 135.25 | 8
2022/23 | 325.25 | 135.25 | 16
2022/23 | 325.75 | 135.25 | 14
2022/23 | 326.25 | 135.25 | 16
2022/23 | 326.75 | 135.25 | 12
2022/23 | 327.25 | 135.25 | 10
2022/23 | 327.75 | 135.25 | 21
2022/23 | 328.25 | 135.25 | 12
2022/23 | 328.75 | 135.25 | 14
2022/23 | 329.25 | 135.25 | 14
2022/23 | 329.75 | 135.25 | 18
2022/23 | 330.25 | 135.25 | 15
2022/23 | 330.75 | 135.25 | 13
2022/23 | 331.25 | 135.25 | 10
2022/23 | 331.75 | 135.25 | 14
2022/23 | 332.25 | 135.25 | 13
2022/23 | 332.75 | 135.25 | 12
2022/23 | 333.25 | 135.25 | 14
2022/23 | 333.75 | 135.25 | 19
2022/23 | 334.25 | 135.25 | 13
2022/23 | 334.75 | 135.25 | 10
2022/23 | 335.25 | 135.25 | 17
2022/23 | 335.75 | 135.25 | 16
2022/23 | 336.25 | 135.25 | 14
2022/23 | 336.75 | 135.25 | 17
2022/23 | 337.25 | 135.25 | 18
2022/23 | 337.75 | 135.25 | 8
2022/23 | 338.25 | 135.25 | 16
2022/23 | 338.75 | 135.25 | 10
2022/23 | 339.25 | 135.25 | 17
2022/23 | 339.75 | 135.25 | 11
2022/23 | 340.25 | 135.25 | 19
2022/23 | 340.75 | 135.25 | 13
2022/23 | 341.25 | 135.25 | 13
2022/23 | 341.75 | 135.25 | 20
2022/23 | 342.25 | 135.25 | 11
2022/23 | 342.75 | 135.25 | 14
2022/23 | 343.25 | 135.25 | 11
2022/23 | 343.75 | 135.25 | 17
2022/23 | 344.25 | 135.25 | 14
2022/23 | 344.75 | 135.25 | 15
2022/23 | 345.25 | 135.25 | 10
2022/23 | 345.75 | 135.25 | 9
2022/23 | 346.25 | 135.25 | 19
2022/23 | 346.75 | 135.25 | 15
2022/23 | 347.25 | 135.25 | 18
2022/23 | 347.75 | 135.25 | 20
2022/23 | 348.25 | 135.25 | 10
2022/23 | 348.75 | 135.25 | 13
2022/23 | 349.25 | 135.25 | 12
2022/23 | 349.75 | 135.25 | 17
2022/23 | 350.25 | 135.25 | 8
2022/23 | 350.75 | 135.25 | 14
2022/23 | 351.25 | 135.25 | 12
2022/23 | 351.75 | 135.25 | 17
2022/23 | 352.25 | 135.25 | 7
2022/23 | 352.75 | 135.25 | 8
2022/23 | 353.25 | 135.25 | 19
2022/23 | 353.75 | 135.25 | 13
2022/23 | 354.25 | 135.25 | 14
2022/23 | 354.75 | 135.25 | 17
2022/23 | 355.25 | 135.25 | 12
2022/23 | 355.75 | 135.25 | 16
2022/23 | 356.25 | 135.25 | 15
2022/23 | 356.75 | 135.25 | 10
2022/23 | 357.25 | 135.25 | 7
2022/23 | 357.75 | 135.25 | 14
2022/23 | 358.25 | 135.25 | 10
2022/23 | 358.75 | 135.25 | 14
2022/23 | 359.25 | 135.25 | 12
2022/23 | 359.75 | 135.25 | 7
2022/23 | 360.25 | 135.25 | 11
2022/23 | 360.75 | 135.25 | 10
2022/23 | 361.25 | 135.25 | 13
2022/23 | 361.75 | 135.25 | 10
2022/23 | 362.25 | 135.25 | 10
2022/23 | 362.75 | 135.25 | 13
2022/23 | 363.25 | 135.25 | 6
2022/23 | 363.75 | 135.25 | 9
2022/23 | 364.25 | 135.25 | 7
2022/23 | 364.75 | 135.25 | 14
2022/23 | 365.25 | 135.25 | 11
2022/23 | 365.75 | 135.25 | 13
2022/23 | 366.25 | 135.25 | 9
2022/23 | 366.75 | 135.25 | 15
2022/23 | 367.25 | 135.25 | 14
2022/23 | 367.75 | 135.25 | 13
2022/23 | 368.25 | 135.25 | 16
2022/23 | 368.75 | 135.25 | 11
2022/23 | 369.25 | 135.25 | 10
2022/23 | 369.75 | 135.25 | 13
2022/23 | 370.25 | 135.25 | 15
2022/23 | 370.75 | 135.25 | 15
2022/23 | 371.25 | 135.25 | 9
2022/23 | 371.75 | 135.25 | 8
2022/23 | 372.25 | 135.25 | 9
2022/23 | 372.75 | 135.25 | 11
2022/23 | 373.25 | 135.25 | 10
2022/23 | 373.75 | 135.25 | 13
2022/23 | 374.25 | 135.25 | 14
2022/23 | 374.75 | 135.25 | 9
2022/23 | 375.25 | 135.25 | 8
2022/23 | 375.75 | 135.25 | 15
2022/23 | 376.25 | 135.25 | 7
2022/23 | 376.75 | 135.25 | 9
2022/23 | 377.25 | 135.25 | 10
2022/23 | 377.75 | 135.25 | 6
2022/23 | 378.25 | 135.25 | 11
2022/23 | 378.75 | 135.25 | 10
2022/23 | 379.25 | 135.25 | 10
2022/23 | 379.75 | 135.25 | 9
2022/23 | 380.25 | 135.25 | 10
2022/23 | 380.75 | 135.25 | 9
2022/23 | 381.25 | 135.25 | 7
2022/23 | 381.75 | 135.25 | 10
2022/23 | 382.25 | 135.25 | 6
2022/23 | 382.75 | 135.25 | 7
2022/23 | 383.25 | 135.25 | 6
2022/23 | 383.75 | 135.25 | 10
2022/23 | 384.25 | 135.25 | 8
2022/23 | 384.75 | 135.25 | 4
2022/23 | 385.25 | 135.25 | 7
2022/23 | 385.75 | 135.25 | 2
2022/23 | 386.25 | 135.25 | 7
2022/23 | 386.75 | 135.25 | 8
2022/23 | 387.25 | 135.25 | 7
2022/23 | 387.75 | 135.25 | 9
2022/23 | 388.25 | 135.25 | 3
2022/23 | 388.75 | 135.25 | 6
2022/23 | 389.25 | 135.25 | 6
2022/23 | 389.75 | 135.25 | 4
2022/23 | 390.25 | 135.25 | 7
2022/23 | 390.75 | 135.25 | 6
2022/23 | 391.25 | 135.25 | 8
2022/23 | 391.75 | 135.25 | 8
2022/23 | 392.25 | 135.25 | 2
2022/23 | 392.75 | 135.25 | 7
2022/23 | 393.25 | 135.25 | 8
2022/23 | 393.75 | 135.25 | 2
2022/23 | 394.25 | 135.25 | 8
2022/23 | 394.75 | 135.25 | 9
2022/23 | 395.25 | 135.25 | 11
2022/23 | 395.75 | 135.25 | 5
2022/23 | 396.25 | 135.25 | 9
2022/23 | 396.75 | 135.25 | 10
2022/23 | 397.25 | 135.25 | 5
2022/23 | 397.75 | 135.25 | 3
2022/23 | 398.25 | 135.25 | 8
2022/23 | 398.75 | 135.25 | 5
2022/23 | 399.25 | 135.25 | 4
2022/23 | 399.75 | 135.25 | 2
2022/23 | 400.25 | 135.25 | 6
2022/23 | 400.75 | 135.25 | 2
2022/23 | 401.25 | 135.25 | 5
2022/23 | 401.75 | 135.25 | 8
2022/23 | 402.25 | 135.25 | 8
2022/23 | 402.75 | 135.25 | 6
2022/23 | 403.25 | 135.25 | 3
2022/23 | 403.75 | 135.25 | 2
2022/23 | 404.25 | 135.25 | 3
2022/23 | 404.75 | 135.25 | 6
2022/23 | 405.25 | 135.25 | 4
2022/23 | 405.75 | 135.25 | 3
2022/23 | 406.25 | 135.25 | 8
2022/23 | 406.75 | 135.25 | 10
2022/23 | 407.25 | 135.25 | 4
2022/23 | 407.75 | 135.25 | 2
2022/23 | 408.25 | 135.25 | 4
2022/23 | 408.75 | 135.25 | 3
2022/23 | 409.25 | 135.25 | 3
2022/23 | 409.75 | 135.25 | 5
2022/23 | 410.25 | 135.25 | 2
2022/23 | 410.75 | 135.25 | 2
2022/23 | 411.25 | 135.25 | 4
2022/23 | 411.75 | 135.25 | 4
2022/23 | 412.25 | 135.25 | 7
2022/23 | 412.75 | 135.25 | 3
2022/23 | 413.25 | 135.25 | 3
2022/23 | 413.75 | 135.25 | 5
2022/23 | 414.25 | 135.25 | 4
2022/23 | 414.75 | 135.25 | 3
2022/23 | 415.25 | 135.25 | 2
2022/23 | 416.25 | 135.25 | 3
2022/23 | 416.75 | 135.25 | 2
2022/23 | 417.25 | 135.25 | 4
2022/23 | 417.75 | 135.25 | 6
2022/23 | 418.25 | 135.25 | 4
2022/23 | 418.75 | 135.25 | 1
2022/23 | 419.25 | 135.25 | 4
2022/23 | 419.75 | 135.25 | 1
2022/23 | 420.25 | 135.25 | 5
2022/23 | 420.75 | 135.25 | 6
2022/23 | 421.25 | 135.25 | 3
2022/23 | 421.75 | 135.25 | 3
2022/23 | 422.25 | 135.25 | 3
2022/23 | 422.75 | 135.25 | 5
2022/23 | 423.25 | 135.25 | 4
2022/23 | 423.75 | 135.25 | 5
2022/23 | 424.25 | 135.25 | 2
2022/23 | 424.75 | 135.25 | 3
2022/23 | 425.75 | 135.25 | 3
2022/23 | 426.25 | 135.25 | 2
2022/23 | 426.75 | 135.25 | 6
2022/23 | 427.25 | 135.25 | 3
2022/23 | 427.75 | 135.25 | 3
2022/23 | 428.25 | 135.25 | 2
2022/23 | 428.75 | 135.25 | 1
2022/23 | 429.25 | 135.25 | 4
2022/23 | 429.75 | 135.25 | 1
2022/23 | 430.75 | 135.25 | 2
2022/23 | 431.75 | 135.25 | 3
2022/23 | 432.25 | 135.25 | 1
2022/23 | 432.75 | 135.25 | 1
2022/23 | 433.25 | 135.25 | 3
2022/23 | 433.75 | 135.25 | 2
2022/23 | 434.75 | 135.25 | 1
2022/23 | 435.25 | 135.25 | 1
2022/23 | 435.75 | 135.25 | 3
2022/23 | 436.25 | 135.25 | 1
2022/23 | 437.25 | 135.25 | 1
2022/23 | 437.75 | 135.25 | 1
2022/23 | 438.25 | 135.25 | 4
2022/23 | 438.75 | 135.25 | 3
2022/23 | 439.75 | 135.25 | 2
2022/23 | 440.75 | 135.25 | 1
2022/23 | 441.25 | 135.25 | 1
2022/23 | 442.25 | 135.25 | 1
2022/23 | 442.75 | 135.25 | 3
2022/23 | 443.25 | 135.25 | 3
2022/23 | 443.75 | 135.25 | 2
2022/23 | 444.25 | 135.25 | 2
2022/23 | 445.75 | 135.25 | 2
2022/23 | 447.25 | 135.25 | 3
2022/23 | 448.75 | 135.25 | 2
2022/23 | 449.25 | 135.25 | 2
2022/23 | 449.75 | 135.25 | 3
2022/23 | 450.25 | 135.25 | 1
2022/23 | 451.25 | 135.25 | 1
2022/23 | 451.75 | 135.25 | 1
2022/23 | 452.25 | 135.25 | 1
2022/23 | 453.25 | 135.25 | 1
2022/23 | 453.75 | 135.25 | 1
2022/23 | 454.25 | 135.25 | 1
2022/23 | 456.25 | 135.25 | 2
2022/23 | 457.25 | 135.25 | 1
2022/23 | 458.25 | 135.25 | 3
2022/23 | 459.75 | 135.25 | 1
2022/23 | 460.25 | 135.25 | 1
2022/23 | 460.75 | 135.25 | 1
2022/23 | 461.75 | 135.25 | 2
2022/23 | 462.75 | 135.25 | 2
2022/23 | 463.25 | 135.25 | 1
2022/23 | 464.75 | 135.25 | 1
2022/23 | 471.25 | 135.25 | 1
2022/23 | 473.75 | 135.25 | 1
2022/23 | 477.75 | 135.25 | 1
2022/23 | 479.75 | 135.25 | 1
2022/23 | 484.75 | 135.25 | 2
2022/23 | 486.75 | 135.25 | 1
2022/23 | 487.75 | 135.25 | 1
2022/23 | 488.25 | 135.25 | 1
2022/23 | 494.75 | 135.25 | 1
2022/23 | 499.25 | 135.25 | 1
2022/23 | 514.75 | 135.25 | 1
2022/23 | 521.75 | 135.25 | 1
2022/23 | 210.25 | 135.75 | 1
2022/23 | 230.75 | 135.75 | 1
2022/23 | 237.75 | 135.75 | 1
2022/23 | 245.25 | 135.75 | 1
2022/23 | 248.25 | 135.75 | 1
2022/23 | 253.75 | 135.75 | 1
2022/23 | 256.25 | 135.75 | 2
2022/23 | 256.75 | 135.75 | 1
2022/23 | 257.25 | 135.75 | 4
2022/23 | 257.75 | 135.75 | 1
2022/23 | 258.25 | 135.75 | 1
2022/23 | 258.75 | 135.75 | 1
2022/23 | 259.75 | 135.75 | 1
2022/23 | 260.25 | 135.75 | 2
2022/23 | 261.25 | 135.75 | 1
2022/23 | 263.25 | 135.75 | 1
2022/23 | 263.75 | 135.75 | 1
2022/23 | 264.25 | 135.75 | 1
2022/23 | 264.75 | 135.75 | 2
2022/23 | 265.75 | 135.75 | 1
2022/23 | 266.75 | 135.75 | 1
2022/23 | 268.75 | 135.75 | 1
2022/23 | 269.25 | 135.75 | 1
2022/23 | 270.25 | 135.75 | 1
2022/23 | 270.75 | 135.75 | 3
2022/23 | 271.25 | 135.75 | 1
2022/23 | 271.75 | 135.75 | 1
2022/23 | 272.25 | 135.75 | 4
2022/23 | 273.25 | 135.75 | 1
2022/23 | 273.75 | 135.75 | 2
2022/23 | 274.25 | 135.75 | 3
2022/23 | 275.25 | 135.75 | 1
2022/23 | 275.75 | 135.75 | 1
2022/23 | 276.25 | 135.75 | 1
2022/23 | 277.25 | 135.75 | 2
2022/23 | 277.75 | 135.75 | 2
2022/23 | 278.75 | 135.75 | 1
2022/23 | 279.75 | 135.75 | 5
2022/23 | 280.25 | 135.75 | 1
2022/23 | 281.25 | 135.75 | 3
2022/23 | 281.75 | 135.75 | 2
2022/23 | 282.25 | 135.75 | 1
2022/23 | 282.75 | 135.75 | 2
2022/23 | 283.75 | 135.75 | 2
2022/23 | 284.25 | 135.75 | 4
2022/23 | 284.75 | 135.75 | 3
2022/23 | 285.25 | 135.75 | 2
2022/23 | 285.75 | 135.75 | 1
2022/23 | 286.25 | 135.75 | 3
2022/23 | 286.75 | 135.75 | 2
2022/23 | 287.25 | 135.75 | 2
2022/23 | 287.75 | 135.75 | 2
2022/23 | 288.25 | 135.75 | 2
2022/23 | 288.75 | 135.75 | 6
2022/23 | 289.75 | 135.75 | 3
2022/23 | 290.25 | 135.75 | 1
2022/23 | 290.75 | 135.75 | 6
2022/23 | 291.25 | 135.75 | 3
2022/23 | 292.75 | 135.75 | 1
2022/23 | 293.25 | 135.75 | 4
2022/23 | 293.75 | 135.75 | 3
2022/23 | 294.25 | 135.75 | 5
2022/23 | 294.75 | 135.75 | 5
2022/23 | 295.25 | 135.75 | 4
2022/23 | 295.75 | 135.75 | 6
2022/23 | 296.25 | 135.75 | 8
2022/23 | 296.75 | 135.75 | 3
2022/23 | 297.25 | 135.75 | 9
2022/23 | 297.75 | 135.75 | 3
2022/23 | 298.25 | 135.75 | 3
2022/23 | 298.75 | 135.75 | 6
2022/23 | 299.25 | 135.75 | 4
2022/23 | 299.75 | 135.75 | 9
2022/23 | 300.25 | 135.75 | 2
2022/23 | 300.75 | 135.75 | 4
2022/23 | 301.25 | 135.75 | 7
2022/23 | 301.75 | 135.75 | 8
2022/23 | 302.25 | 135.75 | 6
2022/23 | 302.75 | 135.75 | 9
2022/23 | 303.25 | 135.75 | 3
2022/23 | 303.75 | 135.75 | 3
2022/23 | 304.25 | 135.75 | 4
2022/23 | 304.75 | 135.75 | 8
2022/23 | 305.25 | 135.75 | 7
2022/23 | 305.75 | 135.75 | 8
2022/23 | 306.25 | 135.75 | 6
2022/23 | 306.75 | 135.75 | 8
2022/23 | 307.25 | 135.75 | 9
2022/23 | 307.75 | 135.75 | 11
2022/23 | 308.25 | 135.75 | 5
2022/23 | 308.75 | 135.75 | 4
2022/23 | 309.25 | 135.75 | 7
2022/23 | 309.75 | 135.75 | 9
2022/23 | 310.25 | 135.75 | 8
2022/23 | 310.75 | 135.75 | 7
2022/23 | 311.25 | 135.75 | 7
2022/23 | 311.75 | 135.75 | 7
2022/23 | 312.25 | 135.75 | 8
2022/23 | 312.75 | 135.75 | 6
2022/23 | 313.25 | 135.75 | 4
2022/23 | 313.75 | 135.75 | 8
2022/23 | 314.25 | 135.75 | 5
2022/23 | 314.75 | 135.75 | 4
2022/23 | 315.25 | 135.75 | 7
2022/23 | 315.75 | 135.75 | 7
2022/23 | 316.25 | 135.75 | 11
2022/23 | 316.75 | 135.75 | 10
2022/23 | 317.25 | 135.75 | 10
2022/23 | 317.75 | 135.75 | 8
2022/23 | 318.25 | 135.75 | 12
2022/23 | 318.75 | 135.75 | 16
2022/23 | 319.25 | 135.75 | 5
2022/23 | 319.75 | 135.75 | 12
2022/23 | 320.25 | 135.75 | 12
2022/23 | 320.75 | 135.75 | 3
2022/23 | 321.25 | 135.75 | 6
2022/23 | 321.75 | 135.75 | 14
2022/23 | 322.25 | 135.75 | 7
2022/23 | 322.75 | 135.75 | 11
2022/23 | 323.25 | 135.75 | 17
2022/23 | 323.75 | 135.75 | 14
2022/23 | 324.25 | 135.75 | 11
2022/23 | 324.75 | 135.75 | 6
2022/23 | 325.25 | 135.75 | 7
2022/23 | 325.75 | 135.75 | 12
2022/23 | 326.25 | 135.75 | 8
2022/23 | 326.75 | 135.75 | 16
2022/23 | 327.25 | 135.75 | 5
2022/23 | 327.75 | 135.75 | 10
2022/23 | 328.25 | 135.75 | 8
2022/23 | 328.75 | 135.75 | 9
2022/23 | 329.25 | 135.75 | 9
2022/23 | 329.75 | 135.75 | 10
2022/23 | 330.25 | 135.75 | 13
2022/23 | 330.75 | 135.75 | 9
2022/23 | 331.25 | 135.75 | 13
2022/23 | 331.75 | 135.75 | 16
2022/23 | 332.25 | 135.75 | 10
2022/23 | 332.75 | 135.75 | 11
2022/23 | 333.25 | 135.75 | 10
2022/23 | 333.75 | 135.75 | 13
2022/23 | 334.25 | 135.75 | 8
2022/23 | 334.75 | 135.75 | 9
2022/23 | 335.25 | 135.75 | 12
2022/23 | 335.75 | 135.75 | 16
2022/23 | 336.25 | 135.75 | 10
2022/23 | 336.75 | 135.75 | 21
2022/23 | 337.25 | 135.75 | 12
2022/23 | 337.75 | 135.75 | 13
2022/23 | 338.25 | 135.75 | 12
2022/23 | 338.75 | 135.75 | 11
2022/23 | 339.25 | 135.75 | 13
2022/23 | 339.75 | 135.75 | 11
2022/23 | 340.25 | 135.75 | 12
2022/23 | 340.75 | 135.75 | 7
2022/23 | 341.25 | 135.75 | 10
2022/23 | 341.75 | 135.75 | 12
2022/23 | 342.25 | 135.75 | 14
2022/23 | 342.75 | 135.75 | 12
2022/23 | 343.25 | 135.75 | 11
2022/23 | 343.75 | 135.75 | 11
2022/23 | 344.25 | 135.75 | 7
2022/23 | 344.75 | 135.75 | 13
2022/23 | 345.25 | 135.75 | 6
2022/23 | 345.75 | 135.75 | 9
2022/23 | 346.25 | 135.75 | 12
2022/23 | 346.75 | 135.75 | 11
2022/23 | 347.25 | 135.75 | 12
2022/23 | 347.75 | 135.75 | 13
2022/23 | 348.25 | 135.75 | 14
2022/23 | 348.75 | 135.75 | 21
2022/23 | 349.25 | 135.75 | 14
2022/23 | 349.75 | 135.75 | 10
2022/23 | 350.25 | 135.75 | 9
2022/23 | 350.75 | 135.75 | 8
2022/23 | 351.25 | 135.75 | 13
2022/23 | 351.75 | 135.75 | 11
2022/23 | 352.25 | 135.75 | 16
2022/23 | 352.75 | 135.75 | 10
2022/23 | 353.25 | 135.75 | 12
2022/23 | 353.75 | 135.75 | 7
2022/23 | 354.25 | 135.75 | 8
2022/23 | 354.75 | 135.75 | 5
2022/23 | 355.25 | 135.75 | 13
2022/23 | 355.75 | 135.75 | 16
2022/23 | 356.25 | 135.75 | 7
2022/23 | 356.75 | 135.75 | 16
2022/23 | 357.25 | 135.75 | 10
2022/23 | 357.75 | 135.75 | 10
2022/23 | 358.25 | 135.75 | 14
2022/23 | 358.75 | 135.75 | 12
2022/23 | 359.25 | 135.75 | 13
2022/23 | 359.75 | 135.75 | 14
2022/23 | 360.25 | 135.75 | 8
2022/23 | 360.75 | 135.75 | 17
2022/23 | 361.25 | 135.75 | 13
2022/23 | 361.75 | 135.75 | 17
2022/23 | 362.25 | 135.75 | 9
2022/23 | 362.75 | 135.75 | 4
2022/23 | 363.25 | 135.75 | 8
2022/23 | 363.75 | 135.75 | 7
2022/23 | 364.25 | 135.75 | 12
2022/23 | 364.75 | 135.75 | 18
2022/23 | 365.25 | 135.75 | 8
2022/23 | 365.75 | 135.75 | 9
2022/23 | 366.25 | 135.75 | 10
2022/23 | 366.75 | 135.75 | 12
2022/23 | 367.25 | 135.75 | 6
2022/23 | 367.75 | 135.75 | 9
2022/23 | 368.25 | 135.75 | 10
2022/23 | 368.75 | 135.75 | 14
2022/23 | 369.25 | 135.75 | 10
2022/23 | 369.75 | 135.75 | 8
2022/23 | 370.25 | 135.75 | 5
2022/23 | 370.75 | 135.75 | 9
2022/23 | 371.25 | 135.75 | 4
2022/23 | 371.75 | 135.75 | 14
2022/23 | 372.25 | 135.75 | 9
2022/23 | 372.75 | 135.75 | 6
2022/23 | 373.25 | 135.75 | 7
2022/23 | 373.75 | 135.75 | 10
2022/23 | 374.25 | 135.75 | 8
2022/23 | 374.75 | 135.75 | 13
2022/23 | 375.25 | 135.75 | 3
2022/23 | 375.75 | 135.75 | 8
2022/23 | 376.25 | 135.75 | 6
2022/23 | 376.75 | 135.75 | 11
2022/23 | 377.25 | 135.75 | 6
2022/23 | 377.75 | 135.75 | 6
2022/23 | 378.25 | 135.75 | 5
2022/23 | 378.75 | 135.75 | 7
2022/23 | 379.25 | 135.75 | 4
2022/23 | 379.75 | 135.75 | 16
2022/23 | 380.25 | 135.75 | 5
2022/23 | 380.75 | 135.75 | 8
2022/23 | 381.25 | 135.75 | 10
2022/23 | 381.75 | 135.75 | 10
2022/23 | 382.25 | 135.75 | 6
2022/23 | 382.75 | 135.75 | 6
2022/23 | 383.25 | 135.75 | 6
2022/23 | 383.75 | 135.75 | 7
2022/23 | 384.25 | 135.75 | 8
2022/23 | 384.75 | 135.75 | 6
2022/23 | 385.25 | 135.75 | 5
2022/23 | 385.75 | 135.75 | 2
2022/23 | 386.25 | 135.75 | 6
2022/23 | 386.75 | 135.75 | 3
2022/23 | 387.25 | 135.75 | 6
2022/23 | 387.75 | 135.75 | 6
2022/23 | 388.25 | 135.75 | 10
2022/23 | 388.75 | 135.75 | 5
2022/23 | 389.25 | 135.75 | 7
2022/23 | 389.75 | 135.75 | 5
2022/23 | 390.25 | 135.75 | 7
2022/23 | 390.75 | 135.75 | 7
2022/23 | 391.25 | 135.75 | 6
2022/23 | 391.75 | 135.75 | 4
2022/23 | 392.25 | 135.75 | 7
2022/23 | 392.75 | 135.75 | 5
2022/23 | 393.25 | 135.75 | 3
2022/23 | 393.75 | 135.75 | 9
2022/23 | 394.25 | 135.75 | 8
2022/23 | 394.75 | 135.75 | 3
2022/23 | 395.25 | 135.75 | 8
2022/23 | 395.75 | 135.75 | 5
2022/23 | 396.25 | 135.75 | 8
2022/23 | 396.75 | 135.75 | 7
2022/23 | 397.25 | 135.75 | 7
2022/23 | 397.75 | 135.75 | 8
2022/23 | 398.25 | 135.75 | 8
2022/23 | 398.75 | 135.75 | 6
2022/23 | 399.25 | 135.75 | 4
2022/23 | 399.75 | 135.75 | 6
2022/23 | 400.25 | 135.75 | 3
2022/23 | 400.75 | 135.75 | 4
2022/23 | 401.25 | 135.75 | 7
2022/23 | 401.75 | 135.75 | 6
2022/23 | 402.25 | 135.75 | 6
2022/23 | 402.75 | 135.75 | 2
2022/23 | 403.25 | 135.75 | 2
2022/23 | 403.75 | 135.75 | 7
2022/23 | 404.25 | 135.75 | 6
2022/23 | 404.75 | 135.75 | 1
2022/23 | 405.25 | 135.75 | 5
2022/23 | 405.75 | 135.75 | 3
2022/23 | 406.25 | 135.75 | 7
2022/23 | 406.75 | 135.75 | 3
2022/23 | 407.25 | 135.75 | 4
2022/23 | 407.75 | 135.75 | 5
2022/23 | 408.25 | 135.75 | 2
2022/23 | 408.75 | 135.75 | 5
2022/23 | 409.25 | 135.75 | 5
2022/23 | 409.75 | 135.75 | 3
2022/23 | 410.25 | 135.75 | 5
2022/23 | 410.75 | 135.75 | 5
2022/23 | 411.25 | 135.75 | 3
2022/23 | 411.75 | 135.75 | 5
2022/23 | 412.25 | 135.75 | 6
2022/23 | 412.75 | 135.75 | 1
2022/23 | 413.25 | 135.75 | 3
2022/23 | 413.75 | 135.75 | 3
2022/23 | 414.25 | 135.75 | 3
2022/23 | 414.75 | 135.75 | 3
2022/23 | 415.25 | 135.75 | 6
2022/23 | 415.75 | 135.75 | 4
2022/23 | 416.25 | 135.75 | 2
2022/23 | 416.75 | 135.75 | 2
2022/23 | 417.25 | 135.75 | 4
2022/23 | 417.75 | 135.75 | 4
2022/23 | 418.25 | 135.75 | 5
2022/23 | 418.75 | 135.75 | 2
2022/23 | 419.25 | 135.75 | 3
2022/23 | 419.75 | 135.75 | 4
2022/23 | 420.25 | 135.75 | 3
2022/23 | 420.75 | 135.75 | 3
2022/23 | 421.25 | 135.75 | 1
2022/23 | 421.75 | 135.75 | 3
2022/23 | 422.25 | 135.75 | 3
2022/23 | 422.75 | 135.75 | 4
2022/23 | 423.25 | 135.75 | 2
2022/23 | 423.75 | 135.75 | 3
2022/23 | 424.25 | 135.75 | 2
2022/23 | 424.75 | 135.75 | 2
2022/23 | 425.25 | 135.75 | 4
2022/23 | 425.75 | 135.75 | 4
2022/23 | 426.25 | 135.75 | 1
2022/23 | 426.75 | 135.75 | 5
2022/23 | 427.25 | 135.75 | 4
2022/23 | 427.75 | 135.75 | 1
2022/23 | 428.25 | 135.75 | 2
2022/23 | 428.75 | 135.75 | 1
2022/23 | 429.75 | 135.75 | 1
2022/23 | 430.25 | 135.75 | 1
2022/23 | 430.75 | 135.75 | 2
2022/23 | 431.25 | 135.75 | 1
2022/23 | 432.25 | 135.75 | 5
2022/23 | 432.75 | 135.75 | 4
2022/23 | 433.25 | 135.75 | 3
2022/23 | 433.75 | 135.75 | 2
2022/23 | 434.25 | 135.75 | 2
2022/23 | 434.75 | 135.75 | 4
2022/23 | 435.25 | 135.75 | 2
2022/23 | 435.75 | 135.75 | 1
2022/23 | 436.75 | 135.75 | 3
2022/23 | 437.25 | 135.75 | 3
2022/23 | 437.75 | 135.75 | 4
2022/23 | 438.75 | 135.75 | 3
2022/23 | 439.75 | 135.75 | 2
2022/23 | 440.25 | 135.75 | 1
2022/23 | 440.75 | 135.75 | 1
2022/23 | 441.75 | 135.75 | 2
2022/23 | 442.25 | 135.75 | 1
2022/23 | 442.75 | 135.75 | 3
2022/23 | 443.25 | 135.75 | 1
2022/23 | 443.75 | 135.75 | 2
2022/23 | 444.75 | 135.75 | 3
2022/23 | 445.25 | 135.75 | 2
2022/23 | 446.25 | 135.75 | 2
2022/23 | 447.25 | 135.75 | 2
2022/23 | 447.75 | 135.75 | 1
2022/23 | 449.25 | 135.75 | 2
2022/23 | 449.75 | 135.75 | 2
2022/23 | 450.25 | 135.75 | 1
2022/23 | 451.25 | 135.75 | 1
2022/23 | 452.25 | 135.75 | 1
2022/23 | 452.75 | 135.75 | 2
2022/23 | 453.25 | 135.75 | 1
2022/23 | 453.75 | 135.75 | 1
2022/23 | 454.25 | 135.75 | 1
2022/23 | 456.25 | 135.75 | 1
2022/23 | 457.25 | 135.75 | 1
2022/23 | 458.25 | 135.75 | 1
2022/23 | 460.25 | 135.75 | 1
2022/23 | 462.75 | 135.75 | 1
2022/23 | 463.75 | 135.75 | 2
2022/23 | 464.75 | 135.75 | 1
2022/23 | 465.25 | 135.75 | 2
2022/23 | 466.25 | 135.75 | 1
2022/23 | 467.25 | 135.75 | 1
2022/23 | 468.25 | 135.75 | 1
2022/23 | 469.25 | 135.75 | 1
2022/23 | 470.25 | 135.75 | 1
2022/23 | 473.75 | 135.75 | 1
2022/23 | 478.75 | 135.75 | 2
2022/23 | 483.75 | 135.75 | 1
2022/23 | 484.25 | 135.75 | 1
2022/23 | 485.25 | 135.75 | 1
2022/23 | 486.75 | 135.75 | 1
2022/23 | 497.75 | 135.75 | 1
2022/23 | 498.25 | 135.75 | 1
2022/23 | 503.75 | 135.75 | 1
2022/23 | 507.75 | 135.75 | 1
2022/23 | 208.25 | 136.25 | 1
2022/23 | 213.25 | 136.25 | 1
2022/23 | 215.25 | 136.25 | 1
2022/23 | 221.75 | 136.25 | 1
2022/23 | 229.75 | 136.25 | 1
2022/23 | 233.25 | 136.25 | 1
2022/23 | 234.25 | 136.25 | 1
2022/23 | 238.75 | 136.25 | 1
2022/23 | 251.75 | 136.25 | 1
2022/23 | 253.25 | 136.25 | 1
2022/23 | 253.75 | 136.25 | 1
2022/23 | 255.25 | 136.25 | 1
2022/23 | 256.25 | 136.25 | 1
2022/23 | 258.25 | 136.25 | 1
2022/23 | 260.75 | 136.25 | 1
2022/23 | 261.75 | 136.25 | 1
2022/23 | 263.25 | 136.25 | 1
2022/23 | 263.75 | 136.25 | 1
2022/23 | 264.25 | 136.25 | 1
2022/23 | 264.75 | 136.25 | 2
2022/23 | 265.75 | 136.25 | 1
2022/23 | 266.25 | 136.25 | 1
2022/23 | 266.75 | 136.25 | 1
2022/23 | 267.25 | 136.25 | 1
2022/23 | 267.75 | 136.25 | 1
2022/23 | 268.25 | 136.25 | 1
2022/23 | 268.75 | 136.25 | 1
2022/23 | 269.25 | 136.25 | 1
2022/23 | 269.75 | 136.25 | 1
2022/23 | 271.75 | 136.25 | 2
2022/23 | 272.25 | 136.25 | 1
2022/23 | 272.75 | 136.25 | 2
2022/23 | 273.25 | 136.25 | 1
2022/23 | 273.75 | 136.25 | 2
2022/23 | 275.25 | 136.25 | 1
2022/23 | 275.75 | 136.25 | 1
2022/23 | 276.25 | 136.25 | 2
2022/23 | 277.25 | 136.25 | 3
2022/23 | 277.75 | 136.25 | 1
2022/23 | 278.25 | 136.25 | 2
2022/23 | 279.25 | 136.25 | 1
2022/23 | 279.75 | 136.25 | 1
2022/23 | 280.75 | 136.25 | 1
2022/23 | 282.25 | 136.25 | 1
2022/23 | 282.75 | 136.25 | 2
2022/23 | 284.25 | 136.25 | 1
2022/23 | 284.75 | 136.25 | 3
2022/23 | 285.25 | 136.25 | 2
2022/23 | 285.75 | 136.25 | 2
2022/23 | 286.25 | 136.25 | 4
2022/23 | 286.75 | 136.25 | 2
2022/23 | 287.25 | 136.25 | 1
2022/23 | 287.75 | 136.25 | 3
2022/23 | 288.25 | 136.25 | 3
2022/23 | 288.75 | 136.25 | 2
2022/23 | 289.25 | 136.25 | 2
2022/23 | 290.25 | 136.25 | 3
2022/23 | 290.75 | 136.25 | 1
2022/23 | 291.25 | 136.25 | 1
2022/23 | 291.75 | 136.25 | 1
2022/23 | 292.25 | 136.25 | 1
2022/23 | 292.75 | 136.25 | 2
2022/23 | 293.25 | 136.25 | 2
2022/23 | 293.75 | 136.25 | 1
2022/23 | 294.25 | 136.25 | 1
2022/23 | 294.75 | 136.25 | 7
2022/23 | 295.25 | 136.25 | 2
2022/23 | 295.75 | 136.25 | 3
2022/23 | 296.25 | 136.25 | 2
2022/23 | 296.75 | 136.25 | 3
2022/23 | 297.25 | 136.25 | 2
2022/23 | 297.75 | 136.25 | 4
2022/23 | 298.25 | 136.25 | 2
2022/23 | 298.75 | 136.25 | 2
2022/23 | 299.25 | 136.25 | 2
2022/23 | 299.75 | 136.25 | 2
2022/23 | 300.25 | 136.25 | 5
2022/23 | 300.75 | 136.25 | 3
2022/23 | 301.25 | 136.25 | 6
2022/23 | 301.75 | 136.25 | 1
2022/23 | 302.25 | 136.25 | 5
2022/23 | 302.75 | 136.25 | 1
2022/23 | 303.25 | 136.25 | 2
2022/23 | 303.75 | 136.25 | 4
2022/23 | 304.25 | 136.25 | 8
2022/23 | 304.75 | 136.25 | 5
2022/23 | 305.25 | 136.25 | 4
2022/23 | 305.75 | 136.25 | 1
2022/23 | 306.25 | 136.25 | 6
2022/23 | 306.75 | 136.25 | 4
2022/23 | 307.25 | 136.25 | 6
2022/23 | 307.75 | 136.25 | 3
2022/23 | 308.25 | 136.25 | 2
2022/23 | 308.75 | 136.25 | 6
2022/23 | 309.25 | 136.25 | 5
2022/23 | 309.75 | 136.25 | 6
2022/23 | 310.25 | 136.25 | 7
2022/23 | 310.75 | 136.25 | 4
2022/23 | 311.25 | 136.25 | 9
2022/23 | 311.75 | 136.25 | 5
2022/23 | 312.25 | 136.25 | 4
2022/23 | 312.75 | 136.25 | 5
2022/23 | 313.25 | 136.25 | 8
2022/23 | 313.75 | 136.25 | 5
2022/23 | 314.25 | 136.25 | 2
2022/23 | 314.75 | 136.25 | 9
2022/23 | 315.25 | 136.25 | 3
2022/23 | 315.75 | 136.25 | 8
2022/23 | 316.25 | 136.25 | 10
2022/23 | 316.75 | 136.25 | 9
2022/23 | 317.25 | 136.25 | 7
2022/23 | 317.75 | 136.25 | 5
2022/23 | 318.25 | 136.25 | 5
2022/23 | 318.75 | 136.25 | 7
2022/23 | 319.25 | 136.25 | 6
2022/23 | 319.75 | 136.25 | 6
2022/23 | 320.25 | 136.25 | 6
2022/23 | 320.75 | 136.25 | 6
2022/23 | 321.25 | 136.25 | 5
2022/23 | 321.75 | 136.25 | 2
2022/23 | 322.25 | 136.25 | 3
2022/23 | 322.75 | 136.25 | 6
2022/23 | 323.25 | 136.25 | 6
2022/23 | 323.75 | 136.25 | 7
2022/23 | 324.25 | 136.25 | 6
2022/23 | 324.75 | 136.25 | 5
2022/23 | 325.25 | 136.25 | 4
2022/23 | 325.75 | 136.25 | 3
2022/23 | 326.25 | 136.25 | 7
2022/23 | 326.75 | 136.25 | 9
2022/23 | 327.25 | 136.25 | 4
2022/23 | 327.75 | 136.25 | 7
2022/23 | 328.25 | 136.25 | 10
2022/23 | 328.75 | 136.25 | 9
2022/23 | 329.25 | 136.25 | 9
2022/23 | 329.75 | 136.25 | 6
2022/23 | 330.25 | 136.25 | 7
2022/23 | 330.75 | 136.25 | 10
2022/23 | 331.25 | 136.25 | 8
2022/23 | 331.75 | 136.25 | 3
2022/23 | 332.25 | 136.25 | 4
2022/23 | 332.75 | 136.25 | 10
2022/23 | 333.25 | 136.25 | 7
2022/23 | 333.75 | 136.25 | 10
2022/23 | 334.25 | 136.25 | 12
2022/23 | 334.75 | 136.25 | 7
2022/23 | 335.25 | 136.25 | 9
2022/23 | 335.75 | 136.25 | 1
2022/23 | 336.25 | 136.25 | 6
2022/23 | 336.75 | 136.25 | 2
2022/23 | 337.25 | 136.25 | 7
2022/23 | 337.75 | 136.25 | 8
2022/23 | 338.25 | 136.25 | 9
2022/23 | 338.75 | 136.25 | 10
2022/23 | 339.25 | 136.25 | 13
2022/23 | 339.75 | 136.25 | 5
2022/23 | 340.25 | 136.25 | 10
2022/23 | 340.75 | 136.25 | 8
2022/23 | 341.25 | 136.25 | 9
2022/23 | 341.75 | 136.25 | 7
2022/23 | 342.25 | 136.25 | 8
2022/23 | 342.75 | 136.25 | 11
2022/23 | 343.25 | 136.25 | 7
2022/23 | 343.75 | 136.25 | 11
2022/23 | 344.25 | 136.25 | 6
2022/23 | 344.75 | 136.25 | 11
2022/23 | 345.25 | 136.25 | 12
2022/23 | 345.75 | 136.25 | 11
2022/23 | 346.25 | 136.25 | 16
2022/23 | 346.75 | 136.25 | 14
2022/23 | 347.25 | 136.25 | 4
2022/23 | 347.75 | 136.25 | 13
2022/23 | 348.25 | 136.25 | 10
2022/23 | 348.75 | 136.25 | 7
2022/23 | 349.25 | 136.25 | 8
2022/23 | 349.75 | 136.25 | 7
2022/23 | 350.25 | 136.25 | 7
2022/23 | 350.75 | 136.25 | 10
2022/23 | 351.25 | 136.25 | 10
2022/23 | 351.75 | 136.25 | 10
2022/23 | 352.25 | 136.25 | 3
2022/23 | 352.75 | 136.25 | 12
2022/23 | 353.25 | 136.25 | 6
2022/23 | 353.75 | 136.25 | 11
2022/23 | 354.25 | 136.25 | 8
2022/23 | 354.75 | 136.25 | 8
2022/23 | 355.25 | 136.25 | 11
2022/23 | 355.75 | 136.25 | 8
2022/23 | 356.25 | 136.25 | 9
2022/23 | 356.75 | 136.25 | 13
2022/23 | 357.25 | 136.25 | 8
2022/23 | 357.75 | 136.25 | 8
2022/23 | 358.25 | 136.25 | 7
2022/23 | 358.75 | 136.25 | 7
2022/23 | 359.25 | 136.25 | 8
2022/23 | 359.75 | 136.25 | 6
2022/23 | 360.25 | 136.25 | 7
2022/23 | 360.75 | 136.25 | 11
2022/23 | 361.25 | 136.25 | 10
2022/23 | 361.75 | 136.25 | 8
2022/23 | 362.25 | 136.25 | 8
2022/23 | 362.75 | 136.25 | 8
2022/23 | 363.25 | 136.25 | 3
2022/23 | 363.75 | 136.25 | 10
2022/23 | 364.25 | 136.25 | 7
2022/23 | 364.75 | 136.25 | 4
2022/23 | 365.25 | 136.25 | 7
2022/23 | 365.75 | 136.25 | 8
2022/23 | 366.25 | 136.25 | 3
2022/23 | 366.75 | 136.25 | 9
2022/23 | 367.25 | 136.25 | 9
2022/23 | 367.75 | 136.25 | 3
2022/23 | 368.25 | 136.25 | 8
2022/23 | 368.75 | 136.25 | 9
2022/23 | 369.25 | 136.25 | 8
2022/23 | 369.75 | 136.25 | 5
2022/23 | 370.25 | 136.25 | 4
2022/23 | 370.75 | 136.25 | 7
2022/23 | 371.25 | 136.25 | 7
2022/23 | 371.75 | 136.25 | 5
2022/23 | 372.25 | 136.25 | 8
2022/23 | 372.75 | 136.25 | 8
2022/23 | 373.25 | 136.25 | 7
2022/23 | 373.75 | 136.25 | 5
2022/23 | 374.25 | 136.25 | 11
2022/23 | 374.75 | 136.25 | 6
2022/23 | 375.25 | 136.25 | 3
2022/23 | 375.75 | 136.25 | 9
2022/23 | 376.25 | 136.25 | 8
2022/23 | 376.75 | 136.25 | 5
2022/23 | 377.25 | 136.25 | 2
2022/23 | 377.75 | 136.25 | 5
2022/23 | 378.25 | 136.25 | 6
2022/23 | 378.75 | 136.25 | 4
2022/23 | 379.25 | 136.25 | 5
2022/23 | 379.75 | 136.25 | 8
2022/23 | 380.25 | 136.25 | 3
2022/23 | 380.75 | 136.25 | 8
2022/23 | 381.25 | 136.25 | 2
2022/23 | 381.75 | 136.25 | 7
2022/23 | 382.25 | 136.25 | 9
2022/23 | 382.75 | 136.25 | 5
2022/23 | 383.25 | 136.25 | 11
2022/23 | 383.75 | 136.25 | 8
2022/23 | 384.25 | 136.25 | 6
2022/23 | 384.75 | 136.25 | 5
2022/23 | 385.25 | 136.25 | 4
2022/23 | 385.75 | 136.25 | 7
2022/23 | 386.25 | 136.25 | 4
2022/23 | 386.75 | 136.25 | 3
2022/23 | 387.25 | 136.25 | 6
2022/23 | 387.75 | 136.25 | 11
2022/23 | 388.25 | 136.25 | 4
2022/23 | 388.75 | 136.25 | 8
2022/23 | 389.25 | 136.25 | 2
2022/23 | 389.75 | 136.25 | 7
2022/23 | 390.25 | 136.25 | 6
2022/23 | 390.75 | 136.25 | 3
2022/23 | 391.25 | 136.25 | 4
2022/23 | 391.75 | 136.25 | 1
2022/23 | 392.25 | 136.25 | 5
2022/23 | 392.75 | 136.25 | 5
2022/23 | 393.25 | 136.25 | 2
2022/23 | 393.75 | 136.25 | 4
2022/23 | 394.25 | 136.25 | 3
2022/23 | 394.75 | 136.25 | 5
2022/23 | 395.25 | 136.25 | 3
2022/23 | 395.75 | 136.25 | 2
2022/23 | 396.25 | 136.25 | 3
2022/23 | 396.75 | 136.25 | 3
2022/23 | 397.25 | 136.25 | 9
2022/23 | 397.75 | 136.25 | 3
2022/23 | 398.25 | 136.25 | 4
2022/23 | 398.75 | 136.25 | 2
2022/23 | 399.25 | 136.25 | 2
2022/23 | 399.75 | 136.25 | 3
2022/23 | 400.25 | 136.25 | 1
2022/23 | 400.75 | 136.25 | 3
2022/23 | 401.25 | 136.25 | 3
2022/23 | 401.75 | 136.25 | 4
2022/23 | 402.25 | 136.25 | 8
2022/23 | 402.75 | 136.25 | 3
2022/23 | 403.25 | 136.25 | 4
2022/23 | 403.75 | 136.25 | 4
2022/23 | 404.25 | 136.25 | 5
2022/23 | 404.75 | 136.25 | 2
2022/23 | 405.25 | 136.25 | 5
2022/23 | 405.75 | 136.25 | 6
2022/23 | 406.25 | 136.25 | 4
2022/23 | 406.75 | 136.25 | 2
2022/23 | 407.25 | 136.25 | 3
2022/23 | 407.75 | 136.25 | 5
2022/23 | 408.25 | 136.25 | 4
2022/23 | 408.75 | 136.25 | 5
2022/23 | 409.25 | 136.25 | 3
2022/23 | 409.75 | 136.25 | 2
2022/23 | 410.25 | 136.25 | 4
2022/23 | 410.75 | 136.25 | 4
2022/23 | 411.25 | 136.25 | 2
2022/23 | 411.75 | 136.25 | 6
2022/23 | 412.25 | 136.25 | 6
2022/23 | 412.75 | 136.25 | 5
2022/23 | 413.25 | 136.25 | 5
2022/23 | 413.75 | 136.25 | 1
2022/23 | 414.25 | 136.25 | 2
2022/23 | 414.75 | 136.25 | 4
2022/23 | 415.25 | 136.25 | 3
2022/23 | 415.75 | 136.25 | 2
2022/23 | 416.25 | 136.25 | 2
2022/23 | 416.75 | 136.25 | 5
2022/23 | 417.25 | 136.25 | 2
2022/23 | 417.75 | 136.25 | 1
2022/23 | 418.25 | 136.25 | 3
2022/23 | 418.75 | 136.25 | 3
2022/23 | 419.25 | 136.25 | 5
2022/23 | 419.75 | 136.25 | 3
2022/23 | 420.25 | 136.25 | 6
2022/23 | 420.75 | 136.25 | 2
2022/23 | 421.25 | 136.25 | 4
2022/23 | 421.75 | 136.25 | 1
2022/23 | 422.25 | 136.25 | 1
2022/23 | 422.75 | 136.25 | 1
2022/23 | 423.25 | 136.25 | 1
2022/23 | 423.75 | 136.25 | 2
2022/23 | 424.25 | 136.25 | 7
2022/23 | 424.75 | 136.25 | 1
2022/23 | 425.25 | 136.25 | 2
2022/23 | 425.75 | 136.25 | 3
2022/23 | 426.25 | 136.25 | 2
2022/23 | 426.75 | 136.25 | 2
2022/23 | 427.25 | 136.25 | 1
2022/23 | 427.75 | 136.25 | 4
2022/23 | 428.25 | 136.25 | 3
2022/23 | 428.75 | 136.25 | 5
2022/23 | 429.25 | 136.25 | 2
2022/23 | 429.75 | 136.25 | 2
2022/23 | 430.25 | 136.25 | 1
2022/23 | 430.75 | 136.25 | 1
2022/23 | 431.25 | 136.25 | 4
2022/23 | 432.25 | 136.25 | 1
2022/23 | 432.75 | 136.25 | 2
2022/23 | 433.25 | 136.25 | 5
2022/23 | 433.75 | 136.25 | 1
2022/23 | 434.25 | 136.25 | 1
2022/23 | 434.75 | 136.25 | 4
2022/23 | 435.25 | 136.25 | 3
2022/23 | 436.25 | 136.25 | 2
2022/23 | 436.75 | 136.25 | 3
2022/23 | 437.25 | 136.25 | 1
2022/23 | 437.75 | 136.25 | 4
2022/23 | 438.25 | 136.25 | 3
2022/23 | 438.75 | 136.25 | 3
2022/23 | 439.75 | 136.25 | 1
2022/23 | 440.25 | 136.25 | 1
2022/23 | 440.75 | 136.25 | 2
2022/23 | 441.75 | 136.25 | 2
2022/23 | 442.25 | 136.25 | 1
2022/23 | 442.75 | 136.25 | 4
2022/23 | 443.25 | 136.25 | 4
2022/23 | 443.75 | 136.25 | 2
2022/23 | 444.25 | 136.25 | 1
2022/23 | 445.25 | 136.25 | 1
2022/23 | 445.75 | 136.25 | 1
2022/23 | 446.25 | 136.25 | 2
2022/23 | 446.75 | 136.25 | 1
2022/23 | 447.25 | 136.25 | 1
2022/23 | 448.25 | 136.25 | 1
2022/23 | 448.75 | 136.25 | 1
2022/23 | 449.75 | 136.25 | 1
2022/23 | 450.25 | 136.25 | 1
2022/23 | 452.75 | 136.25 | 1
2022/23 | 455.25 | 136.25 | 2
2022/23 | 456.75 | 136.25 | 1
2022/23 | 457.25 | 136.25 | 2
2022/23 | 459.75 | 136.25 | 1
2022/23 | 460.25 | 136.25 | 1
2022/23 | 460.75 | 136.25 | 2
2022/23 | 462.75 | 136.25 | 1
2022/23 | 463.25 | 136.25 | 1
2022/23 | 463.75 | 136.25 | 1
2022/23 | 465.75 | 136.25 | 1
2022/23 | 468.75 | 136.25 | 1
2022/23 | 469.25 | 136.25 | 1
2022/23 | 470.75 | 136.25 | 1
2022/23 | 471.25 | 136.25 | 1
2022/23 | 472.25 | 136.25 | 1
2022/23 | 473.25 | 136.25 | 1
2022/23 | 475.25 | 136.25 | 2
2022/23 | 475.75 | 136.25 | 1
2022/23 | 476.75 | 136.25 | 1
2022/23 | 481.75 | 136.25 | 1
2022/23 | 485.25 | 136.25 | 1
2022/23 | 489.25 | 136.25 | 2
2022/23 | 491.75 | 136.25 | 1
2022/23 | 493.75 | 136.25 | 1
2022/23 | 495.75 | 136.25 | 1
2022/23 | 498.75 | 136.25 | 1
2022/23 | 504.25 | 136.25 | 1
2022/23 | 512.75 | 136.25 | 1
2022/23 | 203.25 | 136.75 | 1
2022/23 | 206.75 | 136.75 | 1
2022/23 | 228.25 | 136.75 | 1
2022/23 | 229.25 | 136.75 | 1
2022/23 | 236.25 | 136.75 | 1
2022/23 | 243.75 | 136.75 | 1
2022/23 | 246.25 | 136.75 | 1
2022/23 | 248.25 | 136.75 | 1
2022/23 | 251.25 | 136.75 | 2
2022/23 | 254.75 | 136.75 | 1
2022/23 | 256.25 | 136.75 | 1
2022/23 | 258.25 | 136.75 | 1
2022/23 | 258.75 | 136.75 | 1
2022/23 | 259.25 | 136.75 | 1
2022/23 | 262.25 | 136.75 | 1
2022/23 | 263.25 | 136.75 | 1
2022/23 | 264.25 | 136.75 | 3
2022/23 | 265.75 | 136.75 | 1
2022/23 | 266.25 | 136.75 | 1
2022/23 | 266.75 | 136.75 | 2
2022/23 | 268.25 | 136.75 | 1
2022/23 | 268.75 | 136.75 | 1
2022/23 | 269.25 | 136.75 | 2
2022/23 | 270.75 | 136.75 | 2
2022/23 | 273.75 | 136.75 | 2
2022/23 | 275.25 | 136.75 | 2
2022/23 | 275.75 | 136.75 | 1
2022/23 | 276.25 | 136.75 | 1
2022/23 | 276.75 | 136.75 | 2
2022/23 | 277.25 | 136.75 | 3
2022/23 | 278.25 | 136.75 | 1
2022/23 | 278.75 | 136.75 | 1
2022/23 | 279.25 | 136.75 | 4
2022/23 | 279.75 | 136.75 | 2
2022/23 | 280.25 | 136.75 | 2
2022/23 | 280.75 | 136.75 | 3
2022/23 | 281.25 | 136.75 | 3
2022/23 | 281.75 | 136.75 | 1
2022/23 | 282.25 | 136.75 | 3
2022/23 | 282.75 | 136.75 | 1
2022/23 | 283.25 | 136.75 | 3
2022/23 | 283.75 | 136.75 | 2
2022/23 | 284.25 | 136.75 | 1
2022/23 | 284.75 | 136.75 | 3
2022/23 | 285.25 | 136.75 | 3
2022/23 | 285.75 | 136.75 | 5
2022/23 | 286.25 | 136.75 | 4
2022/23 | 286.75 | 136.75 | 1
2022/23 | 287.25 | 136.75 | 4
2022/23 | 287.75 | 136.75 | 1
2022/23 | 288.75 | 136.75 | 4
2022/23 | 289.25 | 136.75 | 7
2022/23 | 289.75 | 136.75 | 4
2022/23 | 290.25 | 136.75 | 3
2022/23 | 290.75 | 136.75 | 2
2022/23 | 291.25 | 136.75 | 6
2022/23 | 291.75 | 136.75 | 4
2022/23 | 292.25 | 136.75 | 1
2022/23 | 292.75 | 136.75 | 2
2022/23 | 293.25 | 136.75 | 4
2022/23 | 294.25 | 136.75 | 4
2022/23 | 294.75 | 136.75 | 3
2022/23 | 295.25 | 136.75 | 2
2022/23 | 295.75 | 136.75 | 2
2022/23 | 296.25 | 136.75 | 4
2022/23 | 296.75 | 136.75 | 2
2022/23 | 297.25 | 136.75 | 6
2022/23 | 297.75 | 136.75 | 2
2022/23 | 298.25 | 136.75 | 4
2022/23 | 298.75 | 136.75 | 2
2022/23 | 299.25 | 136.75 | 5
2022/23 | 299.75 | 136.75 | 8
2022/23 | 300.25 | 136.75 | 6
2022/23 | 300.75 | 136.75 | 4
2022/23 | 301.25 | 136.75 | 3
2022/23 | 301.75 | 136.75 | 5
2022/23 | 302.25 | 136.75 | 2
2022/23 | 302.75 | 136.75 | 5
2022/23 | 303.75 | 136.75 | 3
2022/23 | 304.25 | 136.75 | 4
2022/23 | 304.75 | 136.75 | 8
2022/23 | 305.25 | 136.75 | 7
2022/23 | 305.75 | 136.75 | 5
2022/23 | 306.25 | 136.75 | 6
2022/23 | 306.75 | 136.75 | 6
2022/23 | 307.25 | 136.75 | 9
2022/23 | 307.75 | 136.75 | 8
2022/23 | 308.25 | 136.75 | 4
2022/23 | 308.75 | 136.75 | 4
2022/23 | 309.25 | 136.75 | 3
2022/23 | 309.75 | 136.75 | 2
2022/23 | 310.25 | 136.75 | 3
2022/23 | 310.75 | 136.75 | 9
2022/23 | 311.25 | 136.75 | 5
2022/23 | 311.75 | 136.75 | 6
2022/23 | 312.25 | 136.75 | 5
2022/23 | 312.75 | 136.75 | 3
2022/23 | 313.25 | 136.75 | 6
2022/23 | 313.75 | 136.75 | 7
2022/23 | 314.25 | 136.75 | 2
2022/23 | 314.75 | 136.75 | 5
2022/23 | 315.25 | 136.75 | 6
2022/23 | 315.75 | 136.75 | 7
2022/23 | 316.25 | 136.75 | 2
2022/23 | 316.75 | 136.75 | 5
2022/23 | 317.25 | 136.75 | 7
2022/23 | 317.75 | 136.75 | 10
2022/23 | 318.25 | 136.75 | 4
2022/23 | 318.75 | 136.75 | 3
2022/23 | 319.25 | 136.75 | 9
2022/23 | 319.75 | 136.75 | 7
2022/23 | 320.25 | 136.75 | 1
2022/23 | 320.75 | 136.75 | 3
2022/23 | 321.25 | 136.75 | 8
2022/23 | 321.75 | 136.75 | 9
2022/23 | 322.25 | 136.75 | 7
2022/23 | 322.75 | 136.75 | 3
2022/23 | 323.25 | 136.75 | 8
2022/23 | 323.75 | 136.75 | 7
2022/23 | 324.25 | 136.75 | 4
2022/23 | 324.75 | 136.75 | 6
2022/23 | 325.25 | 136.75 | 7
2022/23 | 325.75 | 136.75 | 6
2022/23 | 326.25 | 136.75 | 8
2022/23 | 326.75 | 136.75 | 12
2022/23 | 327.25 | 136.75 | 11
2022/23 | 327.75 | 136.75 | 8
2022/23 | 328.25 | 136.75 | 7
2022/23 | 328.75 | 136.75 | 6
2022/23 | 329.25 | 136.75 | 5
2022/23 | 329.75 | 136.75 | 9
2022/23 | 330.25 | 136.75 | 7
2022/23 | 330.75 | 136.75 | 6
2022/23 | 331.25 | 136.75 | 5
2022/23 | 331.75 | 136.75 | 13
2022/23 | 332.25 | 136.75 | 5
2022/23 | 332.75 | 136.75 | 13
2022/23 | 333.25 | 136.75 | 15
2022/23 | 333.75 | 136.75 | 9
2022/23 | 334.25 | 136.75 | 8
2022/23 | 334.75 | 136.75 | 7
2022/23 | 335.25 | 136.75 | 9
2022/23 | 335.75 | 136.75 | 11
2022/23 | 336.25 | 136.75 | 18
2022/23 | 336.75 | 136.75 | 4
2022/23 | 337.25 | 136.75 | 11
2022/23 | 337.75 | 136.75 | 11
2022/23 | 338.25 | 136.75 | 5
2022/23 | 338.75 | 136.75 | 12
2022/23 | 339.25 | 136.75 | 14
2022/23 | 339.75 | 136.75 | 15
2022/23 | 340.25 | 136.75 | 10
2022/23 | 340.75 | 136.75 | 13
2022/23 | 341.25 | 136.75 | 7
2022/23 | 341.75 | 136.75 | 11
2022/23 | 342.25 | 136.75 | 11
2022/23 | 342.75 | 136.75 | 12
2022/23 | 343.25 | 136.75 | 16
2022/23 | 343.75 | 136.75 | 12
2022/23 | 344.25 | 136.75 | 12
2022/23 | 344.75 | 136.75 | 14
2022/23 | 345.25 | 136.75 | 15
2022/23 | 345.75 | 136.75 | 11
2022/23 | 346.25 | 136.75 | 18
2022/23 | 346.75 | 136.75 | 14
2022/23 | 347.25 | 136.75 | 8
2022/23 | 347.75 | 136.75 | 15
2022/23 | 348.25 | 136.75 | 14
2022/23 | 348.75 | 136.75 | 8
2022/23 | 349.25 | 136.75 | 11
2022/23 | 349.75 | 136.75 | 7
2022/23 | 350.25 | 136.75 | 9
2022/23 | 350.75 | 136.75 | 12
2022/23 | 351.25 | 136.75 | 12
2022/23 | 351.75 | 136.75 | 12
2022/23 | 352.25 | 136.75 | 12
2022/23 | 352.75 | 136.75 | 20
2022/23 | 353.25 | 136.75 | 12
2022/23 | 353.75 | 136.75 | 7
2022/23 | 354.25 | 136.75 | 9
2022/23 | 354.75 | 136.75 | 13
2022/23 | 355.25 | 136.75 | 20
2022/23 | 355.75 | 136.75 | 12
2022/23 | 356.25 | 136.75 | 13
2022/23 | 356.75 | 136.75 | 12
2022/23 | 357.25 | 136.75 | 12
2022/23 | 357.75 | 136.75 | 15
2022/23 | 358.25 | 136.75 | 11
2022/23 | 358.75 | 136.75 | 12
2022/23 | 359.25 | 136.75 | 8
2022/23 | 359.75 | 136.75 | 12
2022/23 | 360.25 | 136.75 | 9
2022/23 | 360.75 | 136.75 | 9
2022/23 | 361.25 | 136.75 | 12
2022/23 | 361.75 | 136.75 | 14
2022/23 | 362.25 | 136.75 | 18
2022/23 | 362.75 | 136.75 | 7
2022/23 | 363.25 | 136.75 | 15
2022/23 | 363.75 | 136.75 | 12
2022/23 | 364.25 | 136.75 | 13
2022/23 | 364.75 | 136.75 | 8
2022/23 | 365.25 | 136.75 | 5
2022/23 | 365.75 | 136.75 | 14
2022/23 | 366.25 | 136.75 | 8
2022/23 | 366.75 | 136.75 | 12
2022/23 | 367.25 | 136.75 | 8
2022/23 | 367.75 | 136.75 | 10
2022/23 | 368.25 | 136.75 | 12
2022/23 | 368.75 | 136.75 | 7
2022/23 | 369.25 | 136.75 | 9
2022/23 | 369.75 | 136.75 | 12
2022/23 | 370.25 | 136.75 | 16
2022/23 | 370.75 | 136.75 | 11
2022/23 | 371.25 | 136.75 | 5
2022/23 | 371.75 | 136.75 | 8
2022/23 | 372.25 | 136.75 | 6
2022/23 | 372.75 | 136.75 | 11
2022/23 | 373.25 | 136.75 | 9
2022/23 | 373.75 | 136.75 | 11
2022/23 | 374.25 | 136.75 | 11
2022/23 | 374.75 | 136.75 | 15
2022/23 | 375.25 | 136.75 | 10
2022/23 | 375.75 | 136.75 | 8
2022/23 | 376.25 | 136.75 | 9
2022/23 | 376.75 | 136.75 | 10
2022/23 | 377.25 | 136.75 | 12
2022/23 | 377.75 | 136.75 | 15
2022/23 | 378.25 | 136.75 | 12
2022/23 | 378.75 | 136.75 | 5
2022/23 | 379.25 | 136.75 | 3
2022/23 | 379.75 | 136.75 | 19
2022/23 | 380.25 | 136.75 | 7
2022/23 | 380.75 | 136.75 | 11
2022/23 | 381.25 | 136.75 | 8
2022/23 | 381.75 | 136.75 | 10
2022/23 | 382.25 | 136.75 | 13
2022/23 | 382.75 | 136.75 | 12
2022/23 | 383.25 | 136.75 | 10
2022/23 | 383.75 | 136.75 | 10
2022/23 | 384.25 | 136.75 | 6
2022/23 | 384.75 | 136.75 | 8
2022/23 | 385.25 | 136.75 | 11
2022/23 | 385.75 | 136.75 | 12
2022/23 | 386.25 | 136.75 | 12
2022/23 | 386.75 | 136.75 | 6
2022/23 | 387.25 | 136.75 | 7
2022/23 | 387.75 | 136.75 | 3
2022/23 | 388.25 | 136.75 | 6
2022/23 | 388.75 | 136.75 | 10
2022/23 | 389.25 | 136.75 | 9
2022/23 | 389.75 | 136.75 | 4
2022/23 | 390.25 | 136.75 | 6
2022/23 | 390.75 | 136.75 | 9
2022/23 | 391.25 | 136.75 | 8
2022/23 | 391.75 | 136.75 | 5
2022/23 | 392.25 | 136.75 | 10
2022/23 | 392.75 | 136.75 | 13
2022/23 | 393.25 | 136.75 | 7
2022/23 | 393.75 | 136.75 | 8
2022/23 | 394.25 | 136.75 | 4
2022/23 | 394.75 | 136.75 | 4
2022/23 | 395.25 | 136.75 | 8
2022/23 | 395.75 | 136.75 | 8
2022/23 | 396.25 | 136.75 | 5
2022/23 | 396.75 | 136.75 | 6
2022/23 | 397.25 | 136.75 | 6
2022/23 | 397.75 | 136.75 | 4
2022/23 | 398.25 | 136.75 | 4
2022/23 | 398.75 | 136.75 | 6
2022/23 | 399.25 | 136.75 | 7
2022/23 | 399.75 | 136.75 | 5
2022/23 | 400.25 | 136.75 | 8
2022/23 | 400.75 | 136.75 | 5
2022/23 | 401.25 | 136.75 | 5
2022/23 | 401.75 | 136.75 | 10
2022/23 | 402.25 | 136.75 | 6
2022/23 | 402.75 | 136.75 | 10
2022/23 | 403.25 | 136.75 | 4
2022/23 | 403.75 | 136.75 | 7
2022/23 | 404.25 | 136.75 | 7
2022/23 | 404.75 | 136.75 | 8
2022/23 | 405.25 | 136.75 | 7
2022/23 | 405.75 | 136.75 | 13
2022/23 | 406.25 | 136.75 | 6
2022/23 | 406.75 | 136.75 | 5
2022/23 | 407.25 | 136.75 | 4
2022/23 | 407.75 | 136.75 | 9
2022/23 | 408.25 | 136.75 | 8
2022/23 | 408.75 | 136.75 | 5
2022/23 | 409.25 | 136.75 | 7
2022/23 | 409.75 | 136.75 | 6
2022/23 | 410.25 | 136.75 | 11
2022/23 | 410.75 | 136.75 | 6
2022/23 | 411.25 | 136.75 | 6
2022/23 | 411.75 | 136.75 | 6
2022/23 | 412.25 | 136.75 | 5
2022/23 | 413.25 | 136.75 | 3
2022/23 | 413.75 | 136.75 | 5
2022/23 | 414.25 | 136.75 | 7
2022/23 | 414.75 | 136.75 | 3
2022/23 | 415.25 | 136.75 | 3
2022/23 | 415.75 | 136.75 | 5
2022/23 | 416.25 | 136.75 | 4
2022/23 | 416.75 | 136.75 | 3
2022/23 | 417.25 | 136.75 | 7
2022/23 | 417.75 | 136.75 | 5
2022/23 | 418.25 | 136.75 | 5
2022/23 | 418.75 | 136.75 | 3
2022/23 | 419.25 | 136.75 | 5
2022/23 | 419.75 | 136.75 | 10
2022/23 | 420.25 | 136.75 | 3
2022/23 | 420.75 | 136.75 | 5
2022/23 | 421.25 | 136.75 | 10
2022/23 | 421.75 | 136.75 | 4
2022/23 | 422.25 | 136.75 | 2
2022/23 | 422.75 | 136.75 | 1
2022/23 | 423.25 | 136.75 | 4
2022/23 | 423.75 | 136.75 | 4
2022/23 | 424.25 | 136.75 | 6
2022/23 | 424.75 | 136.75 | 5
2022/23 | 425.25 | 136.75 | 3
2022/23 | 425.75 | 136.75 | 2
2022/23 | 426.25 | 136.75 | 1
2022/23 | 426.75 | 136.75 | 5
2022/23 | 427.25 | 136.75 | 2
2022/23 | 427.75 | 136.75 | 3
2022/23 | 428.25 | 136.75 | 3
2022/23 | 428.75 | 136.75 | 4
2022/23 | 429.25 | 136.75 | 3
2022/23 | 429.75 | 136.75 | 3
2022/23 | 430.25 | 136.75 | 3
2022/23 | 430.75 | 136.75 | 2
2022/23 | 431.25 | 136.75 | 7
2022/23 | 431.75 | 136.75 | 1
2022/23 | 432.25 | 136.75 | 3
2022/23 | 432.75 | 136.75 | 7
2022/23 | 433.25 | 136.75 | 3
2022/23 | 433.75 | 136.75 | 4
2022/23 | 434.25 | 136.75 | 2
2022/23 | 434.75 | 136.75 | 5
2022/23 | 435.25 | 136.75 | 3
2022/23 | 435.75 | 136.75 | 2
2022/23 | 436.25 | 136.75 | 2
2022/23 | 436.75 | 136.75 | 1
2022/23 | 437.25 | 136.75 | 1
2022/23 | 437.75 | 136.75 | 3
2022/23 | 438.25 | 136.75 | 5
2022/23 | 438.75 | 136.75 | 2
2022/23 | 439.25 | 136.75 | 3
2022/23 | 439.75 | 136.75 | 1
2022/23 | 440.75 | 136.75 | 2
2022/23 | 441.75 | 136.75 | 2
2022/23 | 442.25 | 136.75 | 1
2022/23 | 442.75 | 136.75 | 3
2022/23 | 443.25 | 136.75 | 3
2022/23 | 443.75 | 136.75 | 5
2022/23 | 445.25 | 136.75 | 6
2022/23 | 446.25 | 136.75 | 2
2022/23 | 447.25 | 136.75 | 4
2022/23 | 447.75 | 136.75 | 1
2022/23 | 448.25 | 136.75 | 1
2022/23 | 448.75 | 136.75 | 3
2022/23 | 449.25 | 136.75 | 4
2022/23 | 449.75 | 136.75 | 1
2022/23 | 450.25 | 136.75 | 3
2022/23 | 450.75 | 136.75 | 1
2022/23 | 451.75 | 136.75 | 1
2022/23 | 452.25 | 136.75 | 1
2022/23 | 453.25 | 136.75 | 2
2022/23 | 453.75 | 136.75 | 1
2022/23 | 454.25 | 136.75 | 2
2022/23 | 455.25 | 136.75 | 7
2022/23 | 455.75 | 136.75 | 1
2022/23 | 456.25 | 136.75 | 2
2022/23 | 456.75 | 136.75 | 1
2022/23 | 457.25 | 136.75 | 2
2022/23 | 457.75 | 136.75 | 2
2022/23 | 458.25 | 136.75 | 1
2022/23 | 458.75 | 136.75 | 2
2022/23 | 459.25 | 136.75 | 2
2022/23 | 459.75 | 136.75 | 2
2022/23 | 460.25 | 136.75 | 4
2022/23 | 460.75 | 136.75 | 1
2022/23 | 461.75 | 136.75 | 1
2022/23 | 462.25 | 136.75 | 1
2022/23 | 462.75 | 136.75 | 2
2022/23 | 464.25 | 136.75 | 1
2022/23 | 465.25 | 136.75 | 1
2022/23 | 465.75 | 136.75 | 1
2022/23 | 466.25 | 136.75 | 3
2022/23 | 466.75 | 136.75 | 1
2022/23 | 467.25 | 136.75 | 1
2022/23 | 468.75 | 136.75 | 1
2022/23 | 470.25 | 136.75 | 1
2022/23 | 470.75 | 136.75 | 3
2022/23 | 471.75 | 136.75 | 1
2022/23 | 472.75 | 136.75 | 1
2022/23 | 475.25 | 136.75 | 3
2022/23 | 476.25 | 136.75 | 1
2022/23 | 476.75 | 136.75 | 1
2022/23 | 479.25 | 136.75 | 1
2022/23 | 480.25 | 136.75 | 2
2022/23 | 482.75 | 136.75 | 1
2022/23 | 484.75 | 136.75 | 1
2022/23 | 495.75 | 136.75 | 1
2022/23 | 497.25 | 136.75 | 1
2022/23 | 497.75 | 136.75 | 1
2022/23 | 505.25 | 136.75 | 1
2022/23 | 508.75 | 136.75 | 1
2022/23 | 514.75 | 136.75 | 1
2022/23 | 521.75 | 136.75 | 1
2022/23 | 524.25 | 136.75 | 1
2022/23 | 537.75 | 136.75 | 1
2022/23 | 232.25 | 137.25 | 1
2022/23 | 245.25 | 137.25 | 1
2022/23 | 261.75 | 137.25 | 1
2022/23 | 262.75 | 137.25 | 1
2022/23 | 268.75 | 137.25 | 1
2022/23 | 278.25 | 137.25 | 1
2022/23 | 291.25 | 137.25 | 1
2022/23 | 293.25 | 137.25 | 1
2022/23 | 294.25 | 137.25 | 2
2022/23 | 296.25 | 137.25 | 1
2022/23 | 296.75 | 137.25 | 1
2022/23 | 298.25 | 137.25 | 1
2022/23 | 298.75 | 137.25 | 1
2022/23 | 300.25 | 137.25 | 1
2022/23 | 304.25 | 137.25 | 1
2022/23 | 305.25 | 137.25 | 1
2022/23 | 305.75 | 137.25 | 1
2022/23 | 306.75 | 137.25 | 1
2022/23 | 307.25 | 137.25 | 1
2022/23 | 307.75 | 137.25 | 2
2022/23 | 308.25 | 137.25 | 1
2022/23 | 309.25 | 137.25 | 1
2022/23 | 309.75 | 137.25 | 1
2022/23 | 310.75 | 137.25 | 1
2022/23 | 311.25 | 137.25 | 1
2022/23 | 312.75 | 137.25 | 1
2022/23 | 313.75 | 137.25 | 2
2022/23 | 314.75 | 137.25 | 1
2022/23 | 316.25 | 137.25 | 2
2022/23 | 317.25 | 137.25 | 1
2022/23 | 318.25 | 137.25 | 1
2022/23 | 318.75 | 137.25 | 2
2022/23 | 320.25 | 137.25 | 2
2022/23 | 320.75 | 137.25 | 2
2022/23 | 321.75 | 137.25 | 1
2022/23 | 324.25 | 137.25 | 1
2022/23 | 325.75 | 137.25 | 1
2022/23 | 326.25 | 137.25 | 3
2022/23 | 326.75 | 137.25 | 1
2022/23 | 327.75 | 137.25 | 4
2022/23 | 329.25 | 137.25 | 7
2022/23 | 329.75 | 137.25 | 4
2022/23 | 330.25 | 137.25 | 1
2022/23 | 331.25 | 137.25 | 1
2022/23 | 331.75 | 137.25 | 2
2022/23 | 333.75 | 137.25 | 2
2022/23 | 334.25 | 137.25 | 1
2022/23 | 334.75 | 137.25 | 1
2022/23 | 335.25 | 137.25 | 1
2022/23 | 335.75 | 137.25 | 2
2022/23 | 336.25 | 137.25 | 3
2022/23 | 337.25 | 137.25 | 1
2022/23 | 337.75 | 137.25 | 1
2022/23 | 338.75 | 137.25 | 1
2022/23 | 339.25 | 137.25 | 5
2022/23 | 339.75 | 137.25 | 2
2022/23 | 340.25 | 137.25 | 3
2022/23 | 340.75 | 137.25 | 2
2022/23 | 341.75 | 137.25 | 4
2022/23 | 342.75 | 137.25 | 2
2022/23 | 343.25 | 137.25 | 1
2022/23 | 343.75 | 137.25 | 2
2022/23 | 344.25 | 137.25 | 1
2022/23 | 344.75 | 137.25 | 2
2022/23 | 345.25 | 137.25 | 2
2022/23 | 345.75 | 137.25 | 1
2022/23 | 346.25 | 137.25 | 1
2022/23 | 346.75 | 137.25 | 4
2022/23 | 347.25 | 137.25 | 3
2022/23 | 347.75 | 137.25 | 2
2022/23 | 348.25 | 137.25 | 1
2022/23 | 348.75 | 137.25 | 1
2022/23 | 349.75 | 137.25 | 3
2022/23 | 350.25 | 137.25 | 4
2022/23 | 350.75 | 137.25 | 3
2022/23 | 351.25 | 137.25 | 2
2022/23 | 351.75 | 137.25 | 2
2022/23 | 352.25 | 137.25 | 1
2022/23 | 352.75 | 137.25 | 3
2022/23 | 353.75 | 137.25 | 3
2022/23 | 354.25 | 137.25 | 1
2022/23 | 354.75 | 137.25 | 2
2022/23 | 355.25 | 137.25 | 5
2022/23 | 355.75 | 137.25 | 4
2022/23 | 356.25 | 137.25 | 3
2022/23 | 356.75 | 137.25 | 1
2022/23 | 357.25 | 137.25 | 1
2022/23 | 357.75 | 137.25 | 1
2022/23 | 358.25 | 137.25 | 2
2022/23 | 358.75 | 137.25 | 1
2022/23 | 359.25 | 137.25 | 3
2022/23 | 359.75 | 137.25 | 3
2022/23 | 360.25 | 137.25 | 1
2022/23 | 360.75 | 137.25 | 1
2022/23 | 361.25 | 137.25 | 2
2022/23 | 362.25 | 137.25 | 1
2022/23 | 362.75 | 137.25 | 1
2022/23 | 363.25 | 137.25 | 1
2022/23 | 363.75 | 137.25 | 1
2022/23 | 364.25 | 137.25 | 2
2022/23 | 365.25 | 137.25 | 3
2022/23 | 366.75 | 137.25 | 3
2022/23 | 367.25 | 137.25 | 1
2022/23 | 367.75 | 137.25 | 1
2022/23 | 368.25 | 137.25 | 4
2022/23 | 368.75 | 137.25 | 1
2022/23 | 369.25 | 137.25 | 1
2022/23 | 369.75 | 137.25 | 1
2022/23 | 372.25 | 137.25 | 5
2022/23 | 372.75 | 137.25 | 3
2022/23 | 373.25 | 137.25 | 3
2022/23 | 373.75 | 137.25 | 1
2022/23 | 374.25 | 137.25 | 1
2022/23 | 375.75 | 137.25 | 1
2022/23 | 376.25 | 137.25 | 1
2022/23 | 376.75 | 137.25 | 1
2022/23 | 377.25 | 137.25 | 3
2022/23 | 377.75 | 137.25 | 4
2022/23 | 378.25 | 137.25 | 2
2022/23 | 379.25 | 137.25 | 1
2022/23 | 379.75 | 137.25 | 3
2022/23 | 380.25 | 137.25 | 1
2022/23 | 380.75 | 137.25 | 1
2022/23 | 381.25 | 137.25 | 3
2022/23 | 381.75 | 137.25 | 2
2022/23 | 382.25 | 137.25 | 3
2022/23 | 382.75 | 137.25 | 3
2022/23 | 383.25 | 137.25 | 2
2022/23 | 383.75 | 137.25 | 1
2022/23 | 384.25 | 137.25 | 1
2022/23 | 384.75 | 137.25 | 1
2022/23 | 385.25 | 137.25 | 2
2022/23 | 385.75 | 137.25 | 1
2022/23 | 386.25 | 137.25 | 3
2022/23 | 387.25 | 137.25 | 2
2022/23 | 387.75 | 137.25 | 1
2022/23 | 388.75 | 137.25 | 3
2022/23 | 389.25 | 137.25 | 3
2022/23 | 389.75 | 137.25 | 1
2022/23 | 390.75 | 137.25 | 1
2022/23 | 391.75 | 137.25 | 3
2022/23 | 392.25 | 137.25 | 2
2022/23 | 392.75 | 137.25 | 1
2022/23 | 393.75 | 137.25 | 2
2022/23 | 394.25 | 137.25 | 1
2022/23 | 394.75 | 137.25 | 3
2022/23 | 395.25 | 137.25 | 2
2022/23 | 395.75 | 137.25 | 1
2022/23 | 396.25 | 137.25 | 1
2022/23 | 396.75 | 137.25 | 1
2022/23 | 397.25 | 137.25 | 1
2022/23 | 397.75 | 137.25 | 3
2022/23 | 398.25 | 137.25 | 3
2022/23 | 398.75 | 137.25 | 1
2022/23 | 399.25 | 137.25 | 1
2022/23 | 400.25 | 137.25 | 2
2022/23 | 400.75 | 137.25 | 2
2022/23 | 401.75 | 137.25 | 2
2022/23 | 402.75 | 137.25 | 2
2022/23 | 403.25 | 137.25 | 2
2022/23 | 403.75 | 137.25 | 3
2022/23 | 404.25 | 137.25 | 2
2022/23 | 404.75 | 137.25 | 1
2022/23 | 405.25 | 137.25 | 2
2022/23 | 405.75 | 137.25 | 1
2022/23 | 406.75 | 137.25 | 1
2022/23 | 407.25 | 137.25 | 1
2022/23 | 408.25 | 137.25 | 4
2022/23 | 409.25 | 137.25 | 2
2022/23 | 409.75 | 137.25 | 1
2022/23 | 410.25 | 137.25 | 1
2022/23 | 410.75 | 137.25 | 3
2022/23 | 411.25 | 137.25 | 1
2022/23 | 411.75 | 137.25 | 1
2022/23 | 412.75 | 137.25 | 1
2022/23 | 413.25 | 137.25 | 1
2022/23 | 414.25 | 137.25 | 1
2022/23 | 414.75 | 137.25 | 1
2022/23 | 415.25 | 137.25 | 1
2022/23 | 416.25 | 137.25 | 1
2022/23 | 416.75 | 137.25 | 2
2022/23 | 417.25 | 137.25 | 1
2022/23 | 418.75 | 137.25 | 1
2022/23 | 419.25 | 137.25 | 2
2022/23 | 420.25 | 137.25 | 1
2022/23 | 421.25 | 137.25 | 2
2022/23 | 421.75 | 137.25 | 3
2022/23 | 422.25 | 137.25 | 1
2022/23 | 422.75 | 137.25 | 1
2022/23 | 423.75 | 137.25 | 1
2022/23 | 424.25 | 137.25 | 2
2022/23 | 424.75 | 137.25 | 1
2022/23 | 425.25 | 137.25 | 1
2022/23 | 425.75 | 137.25 | 1
2022/23 | 426.25 | 137.25 | 1
2022/23 | 427.25 | 137.25 | 2
2022/23 | 427.75 | 137.25 | 2
2022/23 | 428.25 | 137.25 | 1
2022/23 | 429.25 | 137.25 | 1
2022/23 | 429.75 | 137.25 | 1
2022/23 | 432.75 | 137.25 | 1
2022/23 | 433.25 | 137.25 | 1
2022/23 | 433.75 | 137.25 | 1
2022/23 | 434.25 | 137.25 | 2
2022/23 | 434.75 | 137.25 | 1
2022/23 | 435.25 | 137.25 | 1
2022/23 | 435.75 | 137.25 | 3
2022/23 | 437.25 | 137.25 | 1
2022/23 | 439.25 | 137.25 | 1
2022/23 | 439.75 | 137.25 | 3
2022/23 | 440.75 | 137.25 | 1
2022/23 | 441.75 | 137.25 | 2
2022/23 | 442.75 | 137.25 | 6
2022/23 | 443.75 | 137.25 | 1
2022/23 | 444.75 | 137.25 | 1
2022/23 | 445.25 | 137.25 | 1
2022/23 | 446.25 | 137.25 | 1
2022/23 | 447.75 | 137.25 | 1
2022/23 | 448.75 | 137.25 | 1
2022/23 | 450.25 | 137.25 | 1
2022/23 | 450.75 | 137.25 | 1
2022/23 | 451.25 | 137.25 | 1
2022/23 | 451.75 | 137.25 | 1
2022/23 | 452.25 | 137.25 | 2
2022/23 | 452.75 | 137.25 | 4
2022/23 | 454.25 | 137.25 | 1
2022/23 | 454.75 | 137.25 | 1
2022/23 | 455.75 | 137.25 | 1
2022/23 | 456.75 | 137.25 | 1
2022/23 | 459.75 | 137.25 | 2
2022/23 | 461.25 | 137.25 | 1
2022/23 | 467.25 | 137.25 | 1
2022/23 | 468.75 | 137.25 | 1
2022/23 | 469.25 | 137.25 | 1
2022/23 | 470.25 | 137.25 | 1
2022/23 | 473.75 | 137.25 | 1
2022/23 | 476.75 | 137.25 | 1
2022/23 | 477.25 | 137.25 | 1
2022/23 | 479.25 | 137.25 | 1
2022/23 | 480.75 | 137.25 | 1
2022/23 | 483.25 | 137.25 | 2
2022/23 | 486.25 | 137.25 | 2
2022/23 | 486.75 | 137.25 | 1
2022/23 | 488.25 | 137.25 | 1
2022/23 | 489.25 | 137.25 | 1
2022/23 | 499.25 | 137.25 | 1
2022/23 | 502.75 | 137.25 | 1
2022/23 | 232.25 | 137.75 | 1
2022/23 | 236.75 | 137.75 | 1
2022/23 | 241.75 | 137.75 | 1
2022/23 | 254.25 | 137.75 | 1
2022/23 | 262.25 | 137.75 | 1
2022/23 | 264.25 | 137.75 | 1
2022/23 | 281.75 | 137.75 | 1
2022/23 | 282.25 | 137.75 | 1
2022/23 | 288.25 | 137.75 | 1
2022/23 | 290.75 | 137.75 | 1
2022/23 | 294.25 | 137.75 | 1
2022/23 | 295.75 | 137.75 | 1
2022/23 | 297.25 | 137.75 | 1
2022/23 | 299.75 | 137.75 | 2
2022/23 | 301.75 | 137.75 | 1
2022/23 | 302.25 | 137.75 | 3
2022/23 | 306.25 | 137.75 | 1
2022/23 | 306.75 | 137.75 | 2
2022/23 | 307.25 | 137.75 | 1
2022/23 | 307.75 | 137.75 | 1
2022/23 | 308.75 | 137.75 | 1
2022/23 | 309.25 | 137.75 | 1
2022/23 | 311.25 | 137.75 | 2
2022/23 | 311.75 | 137.75 | 1
2022/23 | 314.25 | 137.75 | 2
2022/23 | 314.75 | 137.75 | 1
2022/23 | 316.75 | 137.75 | 1
2022/23 | 317.25 | 137.75 | 1
2022/23 | 317.75 | 137.75 | 2
2022/23 | 318.25 | 137.75 | 1
2022/23 | 318.75 | 137.75 | 1
2022/23 | 320.25 | 137.75 | 1
2022/23 | 321.25 | 137.75 | 1
2022/23 | 321.75 | 137.75 | 1
2022/23 | 323.25 | 137.75 | 1
2022/23 | 324.25 | 137.75 | 1
2022/23 | 325.25 | 137.75 | 1
2022/23 | 325.75 | 137.75 | 2
2022/23 | 326.25 | 137.75 | 2
2022/23 | 326.75 | 137.75 | 3
2022/23 | 327.25 | 137.75 | 3
2022/23 | 327.75 | 137.75 | 1
2022/23 | 328.25 | 137.75 | 3
2022/23 | 330.25 | 137.75 | 2
2022/23 | 330.75 | 137.75 | 2
2022/23 | 331.25 | 137.75 | 1
2022/23 | 331.75 | 137.75 | 1
2022/23 | 332.25 | 137.75 | 2
2022/23 | 332.75 | 137.75 | 2
2022/23 | 333.25 | 137.75 | 2
2022/23 | 333.75 | 137.75 | 1
2022/23 | 334.25 | 137.75 | 2
2022/23 | 334.75 | 137.75 | 5
2022/23 | 335.25 | 137.75 | 1
2022/23 | 335.75 | 137.75 | 2
2022/23 | 336.25 | 137.75 | 2
2022/23 | 336.75 | 137.75 | 1
2022/23 | 337.25 | 137.75 | 1
2022/23 | 337.75 | 137.75 | 1
2022/23 | 338.25 | 137.75 | 1
2022/23 | 338.75 | 137.75 | 3
2022/23 | 339.25 | 137.75 | 1
2022/23 | 339.75 | 137.75 | 4
2022/23 | 340.25 | 137.75 | 2
2022/23 | 341.25 | 137.75 | 2
2022/23 | 341.75 | 137.75 | 2
2022/23 | 342.25 | 137.75 | 3
2022/23 | 342.75 | 137.75 | 1
2022/23 | 343.25 | 137.75 | 1
2022/23 | 343.75 | 137.75 | 5
2022/23 | 344.25 | 137.75 | 1
2022/23 | 344.75 | 137.75 | 2
2022/23 | 345.25 | 137.75 | 1
2022/23 | 345.75 | 137.75 | 2
2022/23 | 346.25 | 137.75 | 3
2022/23 | 346.75 | 137.75 | 2
2022/23 | 347.75 | 137.75 | 1
2022/23 | 348.25 | 137.75 | 3
2022/23 | 348.75 | 137.75 | 1
2022/23 | 349.25 | 137.75 | 1
2022/23 | 349.75 | 137.75 | 1
2022/23 | 350.25 | 137.75 | 2
2022/23 | 350.75 | 137.75 | 2
2022/23 | 351.25 | 137.75 | 2
2022/23 | 351.75 | 137.75 | 1
2022/23 | 352.75 | 137.75 | 3
2022/23 | 353.25 | 137.75 | 2
2022/23 | 353.75 | 137.75 | 1
2022/23 | 354.25 | 137.75 | 1
2022/23 | 354.75 | 137.75 | 2
2022/23 | 355.25 | 137.75 | 1
2022/23 | 355.75 | 137.75 | 4
2022/23 | 356.25 | 137.75 | 2
2022/23 | 356.75 | 137.75 | 1
2022/23 | 357.25 | 137.75 | 1
2022/23 | 357.75 | 137.75 | 2
2022/23 | 358.25 | 137.75 | 2
2022/23 | 358.75 | 137.75 | 2
2022/23 | 359.25 | 137.75 | 2
2022/23 | 359.75 | 137.75 | 2
2022/23 | 360.25 | 137.75 | 1
2022/23 | 360.75 | 137.75 | 2
2022/23 | 361.25 | 137.75 | 2
2022/23 | 361.75 | 137.75 | 1
2022/23 | 363.75 | 137.75 | 3
2022/23 | 364.75 | 137.75 | 6
2022/23 | 365.75 | 137.75 | 1
2022/23 | 366.75 | 137.75 | 1
2022/23 | 367.25 | 137.75 | 1
2022/23 | 368.75 | 137.75 | 1
2022/23 | 369.75 | 137.75 | 3
2022/23 | 370.25 | 137.75 | 1
2022/23 | 370.75 | 137.75 | 1
2022/23 | 371.25 | 137.75 | 2
2022/23 | 371.75 | 137.75 | 1
2022/23 | 372.25 | 137.75 | 1
2022/23 | 374.75 | 137.75 | 2
2022/23 | 375.25 | 137.75 | 2
2022/23 | 376.25 | 137.75 | 1
2022/23 | 376.75 | 137.75 | 1
2022/23 | 377.25 | 137.75 | 2
2022/23 | 377.75 | 137.75 | 2
2022/23 | 378.25 | 137.75 | 1
2022/23 | 379.25 | 137.75 | 2
2022/23 | 379.75 | 137.75 | 2
2022/23 | 380.25 | 137.75 | 1
2022/23 | 380.75 | 137.75 | 4
2022/23 | 381.25 | 137.75 | 1
2022/23 | 381.75 | 137.75 | 1
2022/23 | 382.25 | 137.75 | 1
2022/23 | 382.75 | 137.75 | 2
2022/23 | 383.25 | 137.75 | 2
2022/23 | 383.75 | 137.75 | 1
2022/23 | 384.75 | 137.75 | 2
2022/23 | 385.75 | 137.75 | 3
2022/23 | 386.25 | 137.75 | 3
2022/23 | 387.25 | 137.75 | 1
2022/23 | 387.75 | 137.75 | 3
2022/23 | 388.75 | 137.75 | 1
2022/23 | 390.25 | 137.75 | 1
2022/23 | 390.75 | 137.75 | 2
2022/23 | 391.25 | 137.75 | 2
2022/23 | 392.75 | 137.75 | 1
2022/23 | 393.25 | 137.75 | 3
2022/23 | 393.75 | 137.75 | 2
2022/23 | 394.25 | 137.75 | 2
2022/23 | 395.25 | 137.75 | 1
2022/23 | 395.75 | 137.75 | 3
2022/23 | 396.25 | 137.75 | 1
2022/23 | 396.75 | 137.75 | 2
2022/23 | 397.25 | 137.75 | 1
2022/23 | 397.75 | 137.75 | 1
2022/23 | 398.75 | 137.75 | 3
2022/23 | 399.25 | 137.75 | 4
2022/23 | 400.25 | 137.75 | 4
2022/23 | 400.75 | 137.75 | 1
2022/23 | 402.75 | 137.75 | 3
2022/23 | 403.25 | 137.75 | 2
2022/23 | 403.75 | 137.75 | 2
2022/23 | 404.25 | 137.75 | 1
2022/23 | 405.75 | 137.75 | 2
2022/23 | 406.75 | 137.75 | 1
2022/23 | 407.75 | 137.75 | 1
2022/23 | 408.25 | 137.75 | 2
2022/23 | 408.75 | 137.75 | 1
2022/23 | 409.25 | 137.75 | 1
2022/23 | 409.75 | 137.75 | 5
2022/23 | 410.25 | 137.75 | 1
2022/23 | 410.75 | 137.75 | 1
2022/23 | 411.75 | 137.75 | 3
2022/23 | 412.25 | 137.75 | 2
2022/23 | 412.75 | 137.75 | 1
2022/23 | 413.25 | 137.75 | 4
2022/23 | 413.75 | 137.75 | 1
2022/23 | 415.75 | 137.75 | 2
2022/23 | 416.25 | 137.75 | 1
2022/23 | 417.25 | 137.75 | 2
2022/23 | 418.25 | 137.75 | 1
2022/23 | 419.75 | 137.75 | 1
2022/23 | 420.25 | 137.75 | 1
2022/23 | 420.75 | 137.75 | 1
2022/23 | 421.25 | 137.75 | 1
2022/23 | 423.25 | 137.75 | 1
2022/23 | 423.75 | 137.75 | 3
2022/23 | 424.75 | 137.75 | 2
2022/23 | 425.25 | 137.75 | 1
2022/23 | 426.25 | 137.75 | 1
2022/23 | 429.75 | 137.75 | 1
2022/23 | 430.25 | 137.75 | 1
2022/23 | 431.75 | 137.75 | 1
2022/23 | 432.25 | 137.75 | 3
2022/23 | 432.75 | 137.75 | 2
2022/23 | 433.25 | 137.75 | 3
2022/23 | 433.75 | 137.75 | 2
2022/23 | 434.75 | 137.75 | 1
2022/23 | 435.25 | 137.75 | 1
2022/23 | 435.75 | 137.75 | 3
2022/23 | 436.25 | 137.75 | 2
2022/23 | 436.75 | 137.75 | 3
2022/23 | 437.75 | 137.75 | 4
2022/23 | 438.25 | 137.75 | 2
2022/23 | 438.75 | 137.75 | 1
2022/23 | 439.25 | 137.75 | 2
2022/23 | 439.75 | 137.75 | 2
2022/23 | 440.75 | 137.75 | 1
2022/23 | 441.25 | 137.75 | 2
2022/23 | 442.25 | 137.75 | 1
2022/23 | 442.75 | 137.75 | 1
2022/23 | 443.25 | 137.75 | 3
2022/23 | 443.75 | 137.75 | 4
2022/23 | 444.25 | 137.75 | 2
2022/23 | 445.25 | 137.75 | 1
2022/23 | 446.25 | 137.75 | 2
2022/23 | 446.75 | 137.75 | 2
2022/23 | 448.25 | 137.75 | 1
2022/23 | 450.25 | 137.75 | 1
2022/23 | 451.25 | 137.75 | 1
2022/23 | 451.75 | 137.75 | 1
2022/23 | 452.75 | 137.75 | 2
2022/23 | 453.25 | 137.75 | 1
2022/23 | 454.25 | 137.75 | 2
2022/23 | 454.75 | 137.75 | 1
2022/23 | 455.25 | 137.75 | 1
2022/23 | 456.25 | 137.75 | 1
2022/23 | 459.75 | 137.75 | 1
2022/23 | 460.25 | 137.75 | 2
2022/23 | 460.75 | 137.75 | 1
2022/23 | 461.25 | 137.75 | 1
2022/23 | 466.25 | 137.75 | 1
2022/23 | 466.75 | 137.75 | 1
2022/23 | 468.75 | 137.75 | 2
2022/23 | 473.75 | 137.75 | 2
2022/23 | 475.25 | 137.75 | 1
2022/23 | 475.75 | 137.75 | 1
2022/23 | 477.75 | 137.75 | 2
2022/23 | 482.75 | 137.75 | 1
2022/23 | 483.75 | 137.75 | 1
2022/23 | 485.25 | 137.75 | 1
2022/23 | 486.75 | 137.75 | 1
2022/23 | 487.25 | 137.75 | 1
2022/23 | 488.25 | 137.75 | 1
2022/23 | 495.75 | 137.75 | 2
2022/23 | 507.75 | 137.75 | 1
2022/23 | 512.75 | 137.75 | 1
2022/23 | 260.25 | 138.25 | 1
2022/23 | 269.25 | 138.25 | 1
2022/23 | 276.25 | 138.25 | 1
2022/23 | 279.25 | 138.25 | 1
2022/23 | 282.25 | 138.25 | 1
2022/23 | 286.25 | 138.25 | 1
2022/23 | 291.75 | 138.25 | 1
2022/23 | 293.25 | 138.25 | 2
2022/23 | 295.25 | 138.25 | 1
2022/23 | 297.25 | 138.25 | 2
2022/23 | 298.25 | 138.25 | 1
2022/23 | 299.25 | 138.25 | 1
2022/23 | 299.75 | 138.25 | 1
2022/23 | 300.25 | 138.25 | 1
2022/23 | 305.75 | 138.25 | 1
2022/23 | 307.25 | 138.25 | 1
2022/23 | 307.75 | 138.25 | 1
2022/23 | 308.25 | 138.25 | 1
2022/23 | 308.75 | 138.25 | 1
2022/23 | 310.25 | 138.25 | 2
2022/23 | 310.75 | 138.25 | 2
2022/23 | 311.25 | 138.25 | 1
2022/23 | 316.25 | 138.25 | 1
2022/23 | 317.25 | 138.25 | 2
2022/23 | 317.75 | 138.25 | 2
2022/23 | 318.25 | 138.25 | 1
2022/23 | 318.75 | 138.25 | 2
2022/23 | 319.25 | 138.25 | 1
2022/23 | 319.75 | 138.25 | 1
2022/23 | 320.75 | 138.25 | 1
2022/23 | 324.75 | 138.25 | 1
2022/23 | 326.75 | 138.25 | 1
2022/23 | 327.75 | 138.25 | 3
2022/23 | 328.25 | 138.25 | 2
2022/23 | 328.75 | 138.25 | 3
2022/23 | 329.75 | 138.25 | 1
2022/23 | 330.75 | 138.25 | 1
2022/23 | 331.75 | 138.25 | 1
2022/23 | 332.25 | 138.25 | 3
2022/23 | 333.25 | 138.25 | 1
2022/23 | 333.75 | 138.25 | 2
2022/23 | 335.25 | 138.25 | 1
2022/23 | 336.25 | 138.25 | 1
2022/23 | 336.75 | 138.25 | 1
2022/23 | 337.25 | 138.25 | 1
2022/23 | 338.25 | 138.25 | 1
2022/23 | 338.75 | 138.25 | 1
2022/23 | 339.25 | 138.25 | 1
2022/23 | 340.25 | 138.25 | 2
2022/23 | 341.25 | 138.25 | 2
2022/23 | 341.75 | 138.25 | 1
2022/23 | 342.75 | 138.25 | 1
2022/23 | 343.25 | 138.25 | 2
2022/23 | 343.75 | 138.25 | 1
2022/23 | 344.25 | 138.25 | 1
2022/23 | 345.25 | 138.25 | 3
2022/23 | 345.75 | 138.25 | 1
2022/23 | 346.25 | 138.25 | 3
2022/23 | 347.75 | 138.25 | 2
2022/23 | 348.25 | 138.25 | 2
2022/23 | 349.25 | 138.25 | 1
2022/23 | 349.75 | 138.25 | 1
2022/23 | 351.25 | 138.25 | 2
2022/23 | 351.75 | 138.25 | 1
2022/23 | 352.25 | 138.25 | 1
2022/23 | 352.75 | 138.25 | 1
2022/23 | 353.25 | 138.25 | 1
2022/23 | 353.75 | 138.25 | 2
2022/23 | 355.25 | 138.25 | 3
2022/23 | 355.75 | 138.25 | 1
2022/23 | 357.25 | 138.25 | 1
2022/23 | 358.75 | 138.25 | 3
2022/23 | 359.25 | 138.25 | 1
2022/23 | 360.25 | 138.25 | 1
2022/23 | 360.75 | 138.25 | 1
2022/23 | 362.25 | 138.25 | 1
2022/23 | 363.25 | 138.25 | 2
2022/23 | 363.75 | 138.25 | 1
2022/23 | 365.75 | 138.25 | 1
2022/23 | 366.75 | 138.25 | 1
2022/23 | 367.75 | 138.25 | 1
2022/23 | 369.75 | 138.25 | 2
2022/23 | 370.75 | 138.25 | 1
2022/23 | 371.75 | 138.25 | 2
2022/23 | 372.75 | 138.25 | 1
2022/23 | 373.25 | 138.25 | 2
2022/23 | 374.25 | 138.25 | 1
2022/23 | 374.75 | 138.25 | 3
2022/23 | 375.25 | 138.25 | 1
2022/23 | 375.75 | 138.25 | 1
2022/23 | 377.25 | 138.25 | 2
2022/23 | 378.25 | 138.25 | 1
2022/23 | 378.75 | 138.25 | 2
2022/23 | 379.25 | 138.25 | 1
2022/23 | 379.75 | 138.25 | 3
2022/23 | 380.25 | 138.25 | 1
2022/23 | 381.25 | 138.25 | 1
2022/23 | 381.75 | 138.25 | 1
2022/23 | 383.25 | 138.25 | 2
2022/23 | 383.75 | 138.25 | 1
2022/23 | 384.75 | 138.25 | 1
2022/23 | 385.25 | 138.25 | 2
2022/23 | 388.25 | 138.25 | 2
2022/23 | 389.25 | 138.25 | 1
2022/23 | 390.25 | 138.25 | 1
2022/23 | 391.25 | 138.25 | 1
2022/23 | 391.75 | 138.25 | 2
2022/23 | 393.25 | 138.25 | 1
2022/23 | 394.25 | 138.25 | 1
2022/23 | 396.25 | 138.25 | 2
2022/23 | 396.75 | 138.25 | 2
2022/23 | 397.25 | 138.25 | 2
2022/23 | 398.25 | 138.25 | 2
2022/23 | 398.75 | 138.25 | 1
2022/23 | 399.25 | 138.25 | 3
2022/23 | 400.75 | 138.25 | 3
2022/23 | 401.25 | 138.25 | 2
2022/23 | 402.25 | 138.25 | 1
2022/23 | 402.75 | 138.25 | 2
2022/23 | 403.25 | 138.25 | 1
2022/23 | 404.25 | 138.25 | 3
2022/23 | 405.25 | 138.25 | 2
2022/23 | 405.75 | 138.25 | 1
2022/23 | 406.25 | 138.25 | 2
2022/23 | 406.75 | 138.25 | 2
2022/23 | 407.25 | 138.25 | 1
2022/23 | 408.25 | 138.25 | 1
2022/23 | 408.75 | 138.25 | 1
2022/23 | 409.25 | 138.25 | 1
2022/23 | 409.75 | 138.25 | 2
2022/23 | 410.25 | 138.25 | 1
2022/23 | 410.75 | 138.25 | 1
2022/23 | 411.75 | 138.25 | 1
2022/23 | 412.25 | 138.25 | 1
2022/23 | 412.75 | 138.25 | 1
2022/23 | 413.25 | 138.25 | 2
2022/23 | 414.25 | 138.25 | 2
2022/23 | 415.25 | 138.25 | 1
2022/23 | 415.75 | 138.25 | 1
2022/23 | 416.75 | 138.25 | 1
2022/23 | 417.25 | 138.25 | 2
2022/23 | 417.75 | 138.25 | 4
2022/23 | 418.75 | 138.25 | 2
2022/23 | 419.25 | 138.25 | 2
2022/23 | 419.75 | 138.25 | 1
2022/23 | 420.75 | 138.25 | 3
2022/23 | 421.25 | 138.25 | 1
2022/23 | 421.75 | 138.25 | 3
2022/23 | 422.25 | 138.25 | 2
2022/23 | 422.75 | 138.25 | 2
2022/23 | 423.75 | 138.25 | 1
2022/23 | 424.25 | 138.25 | 1
2022/23 | 424.75 | 138.25 | 3
2022/23 | 425.75 | 138.25 | 2
2022/23 | 427.25 | 138.25 | 1
2022/23 | 428.25 | 138.25 | 1
2022/23 | 428.75 | 138.25 | 1
2022/23 | 430.25 | 138.25 | 1
2022/23 | 431.25 | 138.25 | 1
2022/23 | 431.75 | 138.25 | 2
2022/23 | 432.75 | 138.25 | 1
2022/23 | 433.75 | 138.25 | 3
2022/23 | 434.25 | 138.25 | 2
2022/23 | 435.25 | 138.25 | 1
2022/23 | 435.75 | 138.25 | 1
2022/23 | 436.25 | 138.25 | 1
2022/23 | 437.75 | 138.25 | 1
2022/23 | 438.25 | 138.25 | 2
2022/23 | 438.75 | 138.25 | 1
2022/23 | 439.25 | 138.25 | 1
2022/23 | 439.75 | 138.25 | 1
2022/23 | 440.25 | 138.25 | 1
2022/23 | 441.25 | 138.25 | 1
2022/23 | 441.75 | 138.25 | 1
2022/23 | 442.25 | 138.25 | 1
2022/23 | 442.75 | 138.25 | 1
2022/23 | 444.75 | 138.25 | 2
2022/23 | 445.25 | 138.25 | 1
2022/23 | 445.75 | 138.25 | 1
2022/23 | 449.25 | 138.25 | 1
2022/23 | 451.25 | 138.25 | 1
2022/23 | 453.25 | 138.25 | 1
2022/23 | 453.75 | 138.25 | 2
2022/23 | 455.25 | 138.25 | 4
2022/23 | 456.25 | 138.25 | 1
2022/23 | 457.25 | 138.25 | 1
2022/23 | 458.75 | 138.25 | 1
2022/23 | 460.25 | 138.25 | 1
2022/23 | 461.75 | 138.25 | 1
2022/23 | 466.25 | 138.25 | 2
2022/23 | 467.25 | 138.25 | 1
2022/23 | 468.75 | 138.25 | 1
2022/23 | 469.25 | 138.25 | 1
2022/23 | 470.75 | 138.25 | 1
2022/23 | 471.75 | 138.25 | 1
2022/23 | 475.75 | 138.25 | 1
2022/23 | 477.25 | 138.25 | 1
2022/23 | 479.25 | 138.25 | 1
2022/23 | 483.25 | 138.25 | 1
2022/23 | 483.75 | 138.25 | 1
2022/23 | 484.75 | 138.25 | 1
2022/23 | 497.25 | 138.25 | 1
2022/23 | 498.75 | 138.25 | 1
2022/23 | 505.25 | 138.25 | 1
2022/23 | 506.75 | 138.25 | 1
2022/23 | 526.25 | 138.25 | 1
2022/23 | 270.25 | 138.75 | 1
2022/23 | 276.75 | 138.75 | 1
2022/23 | 284.25 | 138.75 | 1
2022/23 | 296.25 | 138.75 | 1
2022/23 | 298.75 | 138.75 | 1
2022/23 | 303.75 | 138.75 | 1
2022/23 | 305.25 | 138.75 | 1
2022/23 | 309.25 | 138.75 | 2
2022/23 | 313.75 | 138.75 | 2
2022/23 | 318.75 | 138.75 | 2
2022/23 | 319.75 | 138.75 | 1
2022/23 | 320.75 | 138.75 | 1
2022/23 | 321.75 | 138.75 | 1
2022/23 | 322.25 | 138.75 | 1
2022/23 | 324.75 | 138.75 | 1
2022/23 | 326.25 | 138.75 | 3
2022/23 | 326.75 | 138.75 | 1
2022/23 | 327.75 | 138.75 | 1
2022/23 | 328.75 | 138.75 | 1
2022/23 | 329.25 | 138.75 | 1
2022/23 | 329.75 | 138.75 | 1
2022/23 | 331.25 | 138.75 | 2
2022/23 | 331.75 | 138.75 | 2
2022/23 | 332.25 | 138.75 | 2
2022/23 | 332.75 | 138.75 | 1
2022/23 | 333.25 | 138.75 | 1
2022/23 | 334.25 | 138.75 | 1
2022/23 | 334.75 | 138.75 | 2
2022/23 | 335.25 | 138.75 | 1
2022/23 | 336.75 | 138.75 | 1
2022/23 | 338.25 | 138.75 | 1
2022/23 | 338.75 | 138.75 | 1
2022/23 | 340.25 | 138.75 | 1
2022/23 | 344.25 | 138.75 | 1
2022/23 | 344.75 | 138.75 | 1
2022/23 | 345.25 | 138.75 | 1
2022/23 | 345.75 | 138.75 | 2
2022/23 | 348.25 | 138.75 | 1
2022/23 | 349.75 | 138.75 | 2
2022/23 | 350.25 | 138.75 | 3
2022/23 | 350.75 | 138.75 | 1
2022/23 | 351.25 | 138.75 | 2
2022/23 | 352.25 | 138.75 | 1
2022/23 | 353.25 | 138.75 | 1
2022/23 | 353.75 | 138.75 | 2
2022/23 | 354.25 | 138.75 | 1
2022/23 | 354.75 | 138.75 | 1
2022/23 | 355.25 | 138.75 | 1
2022/23 | 355.75 | 138.75 | 1
2022/23 | 358.25 | 138.75 | 2
2022/23 | 358.75 | 138.75 | 1
2022/23 | 359.25 | 138.75 | 1
2022/23 | 360.25 | 138.75 | 1
2022/23 | 360.75 | 138.75 | 2
2022/23 | 361.25 | 138.75 | 1
2022/23 | 362.25 | 138.75 | 3
2022/23 | 362.75 | 138.75 | 3
2022/23 | 363.25 | 138.75 | 1
2022/23 | 364.25 | 138.75 | 1
2022/23 | 365.75 | 138.75 | 1
2022/23 | 366.25 | 138.75 | 2
2022/23 | 367.25 | 138.75 | 1
2022/23 | 367.75 | 138.75 | 1
2022/23 | 368.25 | 138.75 | 3
2022/23 | 371.25 | 138.75 | 1
2022/23 | 371.75 | 138.75 | 2
2022/23 | 373.25 | 138.75 | 1
2022/23 | 373.75 | 138.75 | 2
2022/23 | 374.25 | 138.75 | 2
2022/23 | 376.25 | 138.75 | 2
2022/23 | 376.75 | 138.75 | 2
2022/23 | 377.25 | 138.75 | 1
2022/23 | 377.75 | 138.75 | 1
2022/23 | 378.25 | 138.75 | 1
2022/23 | 379.25 | 138.75 | 1
2022/23 | 380.25 | 138.75 | 2
2022/23 | 381.25 | 138.75 | 1
2022/23 | 381.75 | 138.75 | 1
2022/23 | 382.25 | 138.75 | 1
2022/23 | 382.75 | 138.75 | 1
2022/23 | 383.25 | 138.75 | 1
2022/23 | 385.25 | 138.75 | 2
2022/23 | 386.75 | 138.75 | 3
2022/23 | 388.25 | 138.75 | 1
2022/23 | 388.75 | 138.75 | 1
2022/23 | 389.25 | 138.75 | 2
2022/23 | 391.75 | 138.75 | 1
2022/23 | 393.25 | 138.75 | 2
2022/23 | 393.75 | 138.75 | 1
2022/23 | 394.25 | 138.75 | 1
2022/23 | 394.75 | 138.75 | 2
2022/23 | 395.75 | 138.75 | 2
2022/23 | 396.25 | 138.75 | 2
2022/23 | 398.25 | 138.75 | 3
2022/23 | 400.25 | 138.75 | 2
2022/23 | 401.25 | 138.75 | 1
2022/23 | 401.75 | 138.75 | 3
2022/23 | 403.25 | 138.75 | 1
2022/23 | 403.75 | 138.75 | 1
2022/23 | 404.25 | 138.75 | 1
2022/23 | 405.25 | 138.75 | 1
2022/23 | 405.75 | 138.75 | 2
2022/23 | 408.75 | 138.75 | 2
2022/23 | 410.25 | 138.75 | 1
2022/23 | 411.25 | 138.75 | 2
2022/23 | 412.25 | 138.75 | 1
2022/23 | 412.75 | 138.75 | 2
2022/23 | 415.25 | 138.75 | 2
2022/23 | 417.25 | 138.75 | 1
2022/23 | 417.75 | 138.75 | 1
2022/23 | 418.25 | 138.75 | 1
2022/23 | 419.25 | 138.75 | 1
2022/23 | 420.25 | 138.75 | 1
2022/23 | 420.75 | 138.75 | 1
2022/23 | 422.25 | 138.75 | 2
2022/23 | 423.25 | 138.75 | 1
2022/23 | 424.25 | 138.75 | 1
2022/23 | 424.75 | 138.75 | 2
2022/23 | 425.75 | 138.75 | 2
2022/23 | 426.75 | 138.75 | 3
2022/23 | 428.25 | 138.75 | 1
2022/23 | 429.25 | 138.75 | 2
2022/23 | 431.75 | 138.75 | 3
2022/23 | 432.25 | 138.75 | 1
2022/23 | 432.75 | 138.75 | 1
2022/23 | 433.25 | 138.75 | 1
2022/23 | 433.75 | 138.75 | 3
2022/23 | 434.75 | 138.75 | 1
2022/23 | 435.75 | 138.75 | 4
2022/23 | 436.25 | 138.75 | 1
2022/23 | 438.25 | 138.75 | 1
2022/23 | 439.75 | 138.75 | 1
2022/23 | 440.75 | 138.75 | 2
2022/23 | 441.25 | 138.75 | 1
2022/23 | 442.25 | 138.75 | 1
2022/23 | 444.75 | 138.75 | 1
2022/23 | 445.25 | 138.75 | 3
2022/23 | 446.75 | 138.75 | 1
2022/23 | 447.25 | 138.75 | 1
2022/23 | 448.75 | 138.75 | 1
2022/23 | 450.25 | 138.75 | 1
2022/23 | 451.25 | 138.75 | 2
2022/23 | 452.75 | 138.75 | 2
2022/23 | 454.25 | 138.75 | 1
2022/23 | 455.75 | 138.75 | 1
2022/23 | 456.25 | 138.75 | 1
2022/23 | 458.75 | 138.75 | 1
2022/23 | 460.25 | 138.75 | 2
2022/23 | 461.75 | 138.75 | 1
2022/23 | 462.25 | 138.75 | 1
2022/23 | 462.75 | 138.75 | 1
2022/23 | 463.75 | 138.75 | 1
2022/23 | 465.25 | 138.75 | 1
2022/23 | 467.25 | 138.75 | 1
2022/23 | 470.75 | 138.75 | 1
2022/23 | 471.75 | 138.75 | 1
2022/23 | 474.75 | 138.75 | 1
2022/23 | 476.75 | 138.75 | 1
2022/23 | 478.75 | 138.75 | 1
2022/23 | 482.25 | 138.75 | 2
2022/23 | 483.75 | 138.75 | 1
2022/23 | 484.25 | 138.75 | 1
2022/23 | 484.75 | 138.75 | 1
2022/23 | 487.75 | 138.75 | 1
2022/23 | 492.75 | 138.75 | 1
2022/23 | 495.75 | 138.75 | 1
2022/23 | 507.25 | 138.75 | 1
2022/23 | 513.25 | 138.75 | 1
2022/23 | 517.25 | 138.75 | 1
2022/23 | 528.25 | 138.75 | 1
2022/23 | 256.25 | 139.25 | 1
2022/23 | 276.75 | 139.25 | 1
2022/23 | 292.25 | 139.25 | 1
2022/23 | 294.25 | 139.25 | 1
2022/23 | 298.75 | 139.25 | 1
2022/23 | 301.25 | 139.25 | 1
2022/23 | 305.25 | 139.25 | 1
2022/23 | 310.75 | 139.25 | 1
2022/23 | 314.25 | 139.25 | 1
2022/23 | 316.75 | 139.25 | 2
2022/23 | 318.25 | 139.25 | 1
2022/23 | 318.75 | 139.25 | 2
2022/23 | 320.25 | 139.25 | 1
2022/23 | 323.75 | 139.25 | 1
2022/23 | 326.25 | 139.25 | 2
2022/23 | 327.75 | 139.25 | 1
2022/23 | 328.25 | 139.25 | 1
2022/23 | 330.25 | 139.25 | 1
2022/23 | 330.75 | 139.25 | 1
2022/23 | 331.25 | 139.25 | 1
2022/23 | 332.25 | 139.25 | 2
2022/23 | 332.75 | 139.25 | 1
2022/23 | 333.75 | 139.25 | 1
2022/23 | 336.25 | 139.25 | 2
2022/23 | 336.75 | 139.25 | 1
2022/23 | 338.25 | 139.25 | 2
2022/23 | 338.75 | 139.25 | 1
2022/23 | 339.25 | 139.25 | 2
2022/23 | 341.75 | 139.25 | 2
2022/23 | 342.25 | 139.25 | 2
2022/23 | 346.25 | 139.25 | 1
2022/23 | 347.25 | 139.25 | 2
2022/23 | 348.25 | 139.25 | 2
2022/23 | 348.75 | 139.25 | 1
2022/23 | 349.25 | 139.25 | 1
2022/23 | 351.25 | 139.25 | 1
2022/23 | 352.25 | 139.25 | 2
2022/23 | 352.75 | 139.25 | 1
2022/23 | 353.75 | 139.25 | 2
2022/23 | 356.25 | 139.25 | 3
2022/23 | 357.25 | 139.25 | 1
2022/23 | 357.75 | 139.25 | 1
2022/23 | 359.25 | 139.25 | 1
2022/23 | 360.25 | 139.25 | 1
2022/23 | 361.75 | 139.25 | 1
2022/23 | 362.25 | 139.25 | 1
2022/23 | 362.75 | 139.25 | 1
2022/23 | 363.75 | 139.25 | 1
2022/23 | 364.75 | 139.25 | 1
2022/23 | 365.25 | 139.25 | 1
2022/23 | 365.75 | 139.25 | 1
2022/23 | 366.25 | 139.25 | 1
2022/23 | 367.25 | 139.25 | 1
2022/23 | 369.25 | 139.25 | 1
2022/23 | 369.75 | 139.25 | 1
2022/23 | 371.25 | 139.25 | 1
2022/23 | 371.75 | 139.25 | 1
2022/23 | 372.25 | 139.25 | 1
2022/23 | 373.25 | 139.25 | 1
2022/23 | 374.25 | 139.25 | 2
2022/23 | 375.25 | 139.25 | 1
2022/23 | 375.75 | 139.25 | 1
2022/23 | 376.25 | 139.25 | 4
2022/23 | 382.25 | 139.25 | 1
2022/23 | 383.25 | 139.25 | 1
2022/23 | 383.75 | 139.25 | 2
2022/23 | 385.25 | 139.25 | 2
2022/23 | 387.75 | 139.25 | 1
2022/23 | 388.25 | 139.25 | 3
2022/23 | 388.75 | 139.25 | 1
2022/23 | 389.25 | 139.25 | 1
2022/23 | 390.25 | 139.25 | 1
2022/23 | 390.75 | 139.25 | 1
2022/23 | 391.25 | 139.25 | 1
2022/23 | 392.25 | 139.25 | 1
2022/23 | 394.75 | 139.25 | 2
2022/23 | 395.25 | 139.25 | 1
2022/23 | 398.75 | 139.25 | 1
2022/23 | 399.25 | 139.25 | 2
2022/23 | 399.75 | 139.25 | 2
2022/23 | 400.25 | 139.25 | 2
2022/23 | 401.25 | 139.25 | 2
2022/23 | 401.75 | 139.25 | 1
2022/23 | 402.75 | 139.25 | 2
2022/23 | 405.25 | 139.25 | 2
2022/23 | 407.75 | 139.25 | 2
2022/23 | 408.25 | 139.25 | 1
2022/23 | 409.25 | 139.25 | 2
2022/23 | 410.25 | 139.25 | 1
2022/23 | 411.25 | 139.25 | 2
2022/23 | 411.75 | 139.25 | 2
2022/23 | 412.75 | 139.25 | 1
2022/23 | 413.25 | 139.25 | 1
2022/23 | 413.75 | 139.25 | 1
2022/23 | 414.25 | 139.25 | 2
2022/23 | 415.75 | 139.25 | 1
2022/23 | 417.25 | 139.25 | 3
2022/23 | 420.25 | 139.25 | 1
2022/23 | 421.75 | 139.25 | 2
2022/23 | 422.25 | 139.25 | 1
2022/23 | 422.75 | 139.25 | 1
2022/23 | 424.75 | 139.25 | 1
2022/23 | 425.25 | 139.25 | 1
2022/23 | 425.75 | 139.25 | 1
2022/23 | 426.25 | 139.25 | 1
2022/23 | 426.75 | 139.25 | 1
2022/23 | 427.25 | 139.25 | 1
2022/23 | 427.75 | 139.25 | 1
2022/23 | 428.75 | 139.25 | 2
2022/23 | 429.25 | 139.25 | 2
2022/23 | 431.25 | 139.25 | 1
2022/23 | 431.75 | 139.25 | 1
2022/23 | 432.25 | 139.25 | 2
2022/23 | 432.75 | 139.25 | 2
2022/23 | 433.75 | 139.25 | 1
2022/23 | 434.25 | 139.25 | 1
2022/23 | 435.25 | 139.25 | 1
2022/23 | 436.75 | 139.25 | 1
2022/23 | 437.25 | 139.25 | 3
2022/23 | 437.75 | 139.25 | 2
2022/23 | 438.25 | 139.25 | 1
2022/23 | 439.25 | 139.25 | 1
2022/23 | 442.25 | 139.25 | 1
2022/23 | 443.75 | 139.25 | 1
2022/23 | 444.25 | 139.25 | 1
2022/23 | 445.25 | 139.25 | 2
2022/23 | 445.75 | 139.25 | 1
2022/23 | 446.25 | 139.25 | 2
2022/23 | 447.75 | 139.25 | 1
2022/23 | 448.25 | 139.25 | 1
2022/23 | 449.25 | 139.25 | 1
2022/23 | 450.75 | 139.25 | 1
2022/23 | 451.25 | 139.25 | 2
2022/23 | 451.75 | 139.25 | 1
2022/23 | 452.25 | 139.25 | 1
2022/23 | 452.75 | 139.25 | 1
2022/23 | 453.75 | 139.25 | 1
2022/23 | 454.25 | 139.25 | 3
2022/23 | 454.75 | 139.25 | 1
2022/23 | 455.25 | 139.25 | 1
2022/23 | 455.75 | 139.25 | 1
2022/23 | 458.25 | 139.25 | 2
2022/23 | 460.25 | 139.25 | 1
2022/23 | 460.75 | 139.25 | 1
2022/23 | 461.25 | 139.25 | 1
2022/23 | 463.25 | 139.25 | 1
2022/23 | 463.75 | 139.25 | 1
2022/23 | 467.75 | 139.25 | 1
2022/23 | 468.75 | 139.25 | 1
2022/23 | 470.75 | 139.25 | 1
2022/23 | 479.75 | 139.25 | 2
2022/23 | 488.25 | 139.25 | 2
2022/23 | 489.25 | 139.25 | 1
2022/23 | 490.75 | 139.25 | 1
2022/23 | 493.75 | 139.25 | 1
2022/23 | 504.25 | 139.25 | 1
2022/23 | 506.75 | 139.25 | 1
2022/23 | 507.25 | 139.25 | 1
2022/23 | 521.75 | 139.25 | 1
2022/23 | 524.25 | 139.25 | 1
2022/23 | 213.75 | 139.75 | 1
2022/23 | 286.25 | 139.75 | 1
2022/23 | 300.25 | 139.75 | 1
2022/23 | 314.25 | 139.75 | 1
2022/23 | 315.25 | 139.75 | 1
2022/23 | 319.75 | 139.75 | 1
2022/23 | 321.25 | 139.75 | 1
2022/23 | 324.25 | 139.75 | 1
2022/23 | 325.25 | 139.75 | 1
2022/23 | 326.25 | 139.75 | 1
2022/23 | 327.75 | 139.75 | 2
2022/23 | 334.75 | 139.75 | 2
2022/23 | 337.75 | 139.75 | 3
2022/23 | 338.25 | 139.75 | 1
2022/23 | 338.75 | 139.75 | 1
2022/23 | 339.25 | 139.75 | 1
2022/23 | 339.75 | 139.75 | 1
2022/23 | 340.25 | 139.75 | 1
2022/23 | 340.75 | 139.75 | 3
2022/23 | 341.75 | 139.75 | 1
2022/23 | 342.75 | 139.75 | 1
2022/23 | 343.25 | 139.75 | 1
2022/23 | 344.25 | 139.75 | 1
2022/23 | 346.25 | 139.75 | 1
2022/23 | 346.75 | 139.75 | 1
2022/23 | 348.25 | 139.75 | 1
2022/23 | 349.25 | 139.75 | 1
2022/23 | 349.75 | 139.75 | 1
2022/23 | 352.25 | 139.75 | 2
2022/23 | 353.75 | 139.75 | 1
2022/23 | 354.25 | 139.75 | 1
2022/23 | 356.25 | 139.75 | 1
2022/23 | 360.75 | 139.75 | 3
2022/23 | 361.25 | 139.75 | 1
2022/23 | 362.25 | 139.75 | 2
2022/23 | 365.25 | 139.75 | 1
2022/23 | 366.25 | 139.75 | 2
2022/23 | 367.25 | 139.75 | 1
2022/23 | 368.25 | 139.75 | 1
2022/23 | 371.25 | 139.75 | 1
2022/23 | 371.75 | 139.75 | 2
2022/23 | 372.25 | 139.75 | 2
2022/23 | 372.75 | 139.75 | 1
2022/23 | 373.75 | 139.75 | 2
2022/23 | 374.75 | 139.75 | 1
2022/23 | 375.75 | 139.75 | 2
2022/23 | 376.25 | 139.75 | 1
2022/23 | 377.75 | 139.75 | 1
2022/23 | 379.75 | 139.75 | 1
2022/23 | 381.25 | 139.75 | 1
2022/23 | 382.75 | 139.75 | 1
2022/23 | 383.25 | 139.75 | 1
2022/23 | 384.75 | 139.75 | 1
2022/23 | 387.75 | 139.75 | 1
2022/23 | 389.25 | 139.75 | 1
2022/23 | 389.75 | 139.75 | 3
2022/23 | 391.25 | 139.75 | 1
2022/23 | 394.25 | 139.75 | 1
2022/23 | 394.75 | 139.75 | 3
2022/23 | 395.25 | 139.75 | 2
2022/23 | 395.75 | 139.75 | 1
2022/23 | 397.25 | 139.75 | 1
2022/23 | 398.75 | 139.75 | 1
2022/23 | 400.75 | 139.75 | 3
2022/23 | 401.25 | 139.75 | 1
2022/23 | 402.25 | 139.75 | 1
2022/23 | 403.25 | 139.75 | 1
2022/23 | 403.75 | 139.75 | 1
2022/23 | 404.75 | 139.75 | 1
2022/23 | 405.25 | 139.75 | 1
2022/23 | 407.75 | 139.75 | 1
2022/23 | 408.75 | 139.75 | 1
2022/23 | 409.25 | 139.75 | 2
2022/23 | 411.25 | 139.75 | 1
2022/23 | 411.75 | 139.75 | 1
2022/23 | 413.25 | 139.75 | 2
2022/23 | 414.25 | 139.75 | 1
2022/23 | 415.25 | 139.75 | 1
2022/23 | 415.75 | 139.75 | 1
2022/23 | 416.75 | 139.75 | 1
2022/23 | 417.25 | 139.75 | 1
2022/23 | 419.75 | 139.75 | 2
2022/23 | 420.25 | 139.75 | 1
2022/23 | 421.25 | 139.75 | 1
2022/23 | 422.25 | 139.75 | 1
2022/23 | 424.25 | 139.75 | 1
2022/23 | 428.25 | 139.75 | 1
2022/23 | 429.25 | 139.75 | 1
2022/23 | 429.75 | 139.75 | 1
2022/23 | 430.75 | 139.75 | 1
2022/23 | 432.25 | 139.75 | 1
2022/23 | 435.25 | 139.75 | 1
2022/23 | 436.25 | 139.75 | 3
2022/23 | 438.75 | 139.75 | 1
2022/23 | 440.25 | 139.75 | 1
2022/23 | 448.75 | 139.75 | 1
2022/23 | 450.75 | 139.75 | 1
2022/23 | 451.25 | 139.75 | 1
2022/23 | 452.25 | 139.75 | 1
2022/23 | 452.75 | 139.75 | 1
2022/23 | 453.25 | 139.75 | 2
2022/23 | 455.75 | 139.75 | 1
2022/23 | 457.75 | 139.75 | 2
2022/23 | 458.25 | 139.75 | 1
2022/23 | 459.75 | 139.75 | 2
2022/23 | 460.25 | 139.75 | 2
2022/23 | 460.75 | 139.75 | 1
2022/23 | 461.75 | 139.75 | 1
2022/23 | 463.25 | 139.75 | 1
2022/23 | 463.75 | 139.75 | 2
2022/23 | 465.25 | 139.75 | 1
2022/23 | 465.75 | 139.75 | 1
2022/23 | 476.75 | 139.75 | 1
2022/23 | 477.25 | 139.75 | 3
2022/23 | 477.75 | 139.75 | 1
2022/23 | 485.25 | 139.75 | 1
2022/23 | 487.75 | 139.75 | 1
2022/23 | 489.25 | 139.75 | 1
2022/23 | 492.75 | 139.75 | 1
2022/23 | 522.75 | 139.75 | 1
2022/23 | 535.75 | 139.75 | 1
2022/23 | 274.75 | 140.25 | 1
2022/23 | 305.25 | 140.25 | 1
2022/23 | 305.75 | 140.25 | 2
2022/23 | 310.25 | 140.25 | 1
2022/23 | 319.25 | 140.25 | 1
2022/23 | 323.25 | 140.25 | 2
2022/23 | 324.25 | 140.25 | 1
2022/23 | 326.25 | 140.25 | 1
2022/23 | 326.75 | 140.25 | 1
2022/23 | 327.25 | 140.25 | 1
2022/23 | 327.75 | 140.25 | 1
2022/23 | 329.25 | 140.25 | 2
2022/23 | 331.25 | 140.25 | 1
2022/23 | 332.25 | 140.25 | 1
2022/23 | 334.75 | 140.25 | 1
2022/23 | 335.75 | 140.25 | 1
2022/23 | 336.25 | 140.25 | 1
2022/23 | 337.25 | 140.25 | 1
2022/23 | 339.75 | 140.25 | 1
2022/23 | 342.75 | 140.25 | 1
2022/23 | 344.25 | 140.25 | 1
2022/23 | 349.75 | 140.25 | 1
2022/23 | 350.25 | 140.25 | 1
2022/23 | 353.75 | 140.25 | 2
2022/23 | 354.25 | 140.25 | 1
2022/23 | 355.75 | 140.25 | 1
2022/23 | 358.75 | 140.25 | 1
2022/23 | 360.75 | 140.25 | 1
2022/23 | 362.25 | 140.25 | 1
2022/23 | 362.75 | 140.25 | 1
2022/23 | 363.75 | 140.25 | 1
2022/23 | 364.25 | 140.25 | 2
2022/23 | 364.75 | 140.25 | 2
2022/23 | 365.25 | 140.25 | 1
2022/23 | 366.75 | 140.25 | 1
2022/23 | 367.25 | 140.25 | 2
2022/23 | 367.75 | 140.25 | 1
2022/23 | 368.75 | 140.25 | 1
2022/23 | 369.75 | 140.25 | 1
2022/23 | 370.25 | 140.25 | 1
2022/23 | 375.75 | 140.25 | 1
2022/23 | 376.25 | 140.25 | 2
2022/23 | 377.25 | 140.25 | 1
2022/23 | 379.75 | 140.25 | 1
2022/23 | 381.25 | 140.25 | 1
2022/23 | 381.75 | 140.25 | 1
2022/23 | 382.75 | 140.25 | 1
2022/23 | 383.75 | 140.25 | 1
2022/23 | 384.75 | 140.25 | 2
2022/23 | 386.25 | 140.25 | 1
2022/23 | 387.25 | 140.25 | 1
2022/23 | 388.75 | 140.25 | 1
2022/23 | 389.25 | 140.25 | 1
2022/23 | 389.75 | 140.25 | 2
2022/23 | 390.25 | 140.25 | 1
2022/23 | 391.25 | 140.25 | 1
2022/23 | 392.25 | 140.25 | 1
2022/23 | 392.75 | 140.25 | 1
2022/23 | 393.75 | 140.25 | 1
2022/23 | 394.25 | 140.25 | 1
2022/23 | 395.75 | 140.25 | 2
2022/23 | 396.25 | 140.25 | 2
2022/23 | 397.25 | 140.25 | 1
2022/23 | 397.75 | 140.25 | 1
2022/23 | 398.75 | 140.25 | 1
2022/23 | 399.25 | 140.25 | 1
2022/23 | 399.75 | 140.25 | 1
2022/23 | 400.25 | 140.25 | 1
2022/23 | 400.75 | 140.25 | 4
2022/23 | 404.75 | 140.25 | 1
2022/23 | 405.75 | 140.25 | 1
2022/23 | 406.25 | 140.25 | 1
2022/23 | 407.25 | 140.25 | 1
2022/23 | 408.75 | 140.25 | 1
2022/23 | 410.25 | 140.25 | 2
2022/23 | 411.25 | 140.25 | 1
2022/23 | 413.25 | 140.25 | 2
2022/23 | 413.75 | 140.25 | 1
2022/23 | 414.25 | 140.25 | 1
2022/23 | 416.75 | 140.25 | 2
2022/23 | 418.75 | 140.25 | 1
2022/23 | 419.25 | 140.25 | 1
2022/23 | 419.75 | 140.25 | 1
2022/23 | 420.75 | 140.25 | 2
2022/23 | 421.25 | 140.25 | 1
2022/23 | 422.25 | 140.25 | 1
2022/23 | 423.25 | 140.25 | 1
2022/23 | 424.75 | 140.25 | 1
2022/23 | 425.25 | 140.25 | 1
2022/23 | 426.25 | 140.25 | 1
2022/23 | 426.75 | 140.25 | 1
2022/23 | 427.25 | 140.25 | 1
2022/23 | 428.25 | 140.25 | 1
2022/23 | 428.75 | 140.25 | 1
2022/23 | 429.25 | 140.25 | 3
2022/23 | 429.75 | 140.25 | 1
2022/23 | 431.25 | 140.25 | 1
2022/23 | 431.75 | 140.25 | 2
2022/23 | 433.25 | 140.25 | 1
2022/23 | 434.75 | 140.25 | 1
2022/23 | 436.25 | 140.25 | 1
2022/23 | 438.75 | 140.25 | 1
2022/23 | 439.25 | 140.25 | 1
2022/23 | 439.75 | 140.25 | 1
2022/23 | 443.25 | 140.25 | 1
2022/23 | 443.75 | 140.25 | 2
2022/23 | 444.25 | 140.25 | 1
2022/23 | 445.25 | 140.25 | 1
2022/23 | 447.25 | 140.25 | 2
2022/23 | 449.25 | 140.25 | 2
2022/23 | 449.75 | 140.25 | 1
2022/23 | 452.25 | 140.25 | 2
2022/23 | 452.75 | 140.25 | 1
2022/23 | 458.25 | 140.25 | 1
2022/23 | 458.75 | 140.25 | 1
2022/23 | 459.25 | 140.25 | 1
2022/23 | 460.25 | 140.25 | 2
2022/23 | 464.75 | 140.25 | 1
2022/23 | 465.25 | 140.25 | 1
2022/23 | 466.25 | 140.25 | 1
2022/23 | 468.25 | 140.25 | 1
2022/23 | 468.75 | 140.25 | 1
2022/23 | 469.75 | 140.25 | 1
2022/23 | 470.75 | 140.25 | 1
2022/23 | 471.75 | 140.25 | 1
2022/23 | 474.25 | 140.25 | 1
2022/23 | 475.75 | 140.25 | 2
2022/23 | 476.25 | 140.25 | 1
2022/23 | 477.25 | 140.25 | 2
2022/23 | 478.25 | 140.25 | 2
2022/23 | 478.75 | 140.25 | 1
2022/23 | 479.75 | 140.25 | 1
2022/23 | 480.75 | 140.25 | 1
2022/23 | 483.75 | 140.25 | 1
2022/23 | 485.25 | 140.25 | 1
2022/23 | 493.75 | 140.25 | 1
2022/23 | 496.25 | 140.25 | 1
2022/23 | 517.25 | 140.25 | 1
2022/23 | 532.75 | 140.25 | 2
2022/23 | 535.75 | 140.25 | 1
2022/23 | 286.25 | 140.75 | 1
2022/23 | 300.25 | 140.75 | 1
2022/23 | 314.75 | 140.75 | 1
2022/23 | 316.75 | 140.75 | 1
2022/23 | 323.25 | 140.75 | 1
2022/23 | 329.25 | 140.75 | 1
2022/23 | 336.25 | 140.75 | 2
2022/23 | 339.25 | 140.75 | 2
2022/23 | 342.75 | 140.75 | 1
2022/23 | 344.25 | 140.75 | 2
2022/23 | 352.75 | 140.75 | 1
2022/23 | 358.75 | 140.75 | 1
2022/23 | 361.25 | 140.75 | 1
2022/23 | 363.25 | 140.75 | 1
2022/23 | 366.75 | 140.75 | 1
2022/23 | 369.25 | 140.75 | 2
2022/23 | 375.25 | 140.75 | 1
2022/23 | 376.25 | 140.75 | 1
2022/23 | 379.25 | 140.75 | 1
2022/23 | 379.75 | 140.75 | 2
2022/23 | 380.75 | 140.75 | 1
2022/23 | 381.25 | 140.75 | 2
2022/23 | 382.25 | 140.75 | 1
2022/23 | 384.75 | 140.75 | 2
2022/23 | 390.25 | 140.75 | 1
2022/23 | 394.75 | 140.75 | 2
2022/23 | 398.25 | 140.75 | 1
2022/23 | 399.75 | 140.75 | 1
2022/23 | 401.25 | 140.75 | 1
2022/23 | 403.25 | 140.75 | 1
2022/23 | 404.25 | 140.75 | 1
2022/23 | 405.75 | 140.75 | 1
2022/23 | 407.75 | 140.75 | 1
2022/23 | 408.25 | 140.75 | 2
2022/23 | 411.25 | 140.75 | 1
2022/23 | 413.25 | 140.75 | 1
2022/23 | 414.75 | 140.75 | 1
2022/23 | 417.25 | 140.75 | 1
2022/23 | 417.75 | 140.75 | 1
2022/23 | 418.75 | 140.75 | 1
2022/23 | 419.75 | 140.75 | 1
2022/23 | 420.25 | 140.75 | 1
2022/23 | 423.75 | 140.75 | 1
2022/23 | 424.75 | 140.75 | 1
2022/23 | 425.25 | 140.75 | 1
2022/23 | 426.25 | 140.75 | 1
2022/23 | 426.75 | 140.75 | 1
2022/23 | 428.75 | 140.75 | 1
2022/23 | 433.75 | 140.75 | 2
2022/23 | 439.75 | 140.75 | 2
2022/23 | 440.75 | 140.75 | 1
2022/23 | 442.25 | 140.75 | 1
2022/23 | 443.75 | 140.75 | 1
2022/23 | 446.25 | 140.75 | 1
2022/23 | 446.75 | 140.75 | 2
2022/23 | 451.25 | 140.75 | 1
2022/23 | 458.75 | 140.75 | 1
2022/23 | 469.25 | 140.75 | 2
2022/23 | 474.25 | 140.75 | 1
2022/23 | 478.75 | 140.75 | 1
2022/23 | 517.25 | 140.75 | 1
2022/23 | 314.25 | 141.25 | 1
2022/23 | 317.25 | 141.25 | 1
2022/23 | 330.75 | 141.25 | 1
2022/23 | 331.75 | 141.25 | 1
2022/23 | 332.25 | 141.25 | 1
2022/23 | 336.75 | 141.25 | 1
2022/23 | 337.25 | 141.25 | 1
2022/23 | 338.25 | 141.25 | 1
2022/23 | 338.75 | 141.25 | 1
2022/23 | 340.25 | 141.25 | 1
2022/23 | 343.25 | 141.25 | 1
2022/23 | 356.25 | 141.25 | 1
2022/23 | 359.25 | 141.25 | 1
2022/23 | 360.75 | 141.25 | 1
2022/23 | 361.75 | 141.25 | 1
2022/23 | 363.75 | 141.25 | 1
2022/23 | 365.75 | 141.25 | 1
2022/23 | 367.25 | 141.25 | 2
2022/23 | 369.75 | 141.25 | 1
2022/23 | 371.25 | 141.25 | 1
2022/23 | 374.25 | 141.25 | 1
2022/23 | 377.25 | 141.25 | 1
2022/23 | 380.25 | 141.25 | 1
2022/23 | 385.75 | 141.25 | 2
2022/23 | 386.75 | 141.25 | 1
2022/23 | 387.25 | 141.25 | 1
2022/23 | 387.75 | 141.25 | 2
2022/23 | 388.75 | 141.25 | 1
2022/23 | 390.25 | 141.25 | 1
2022/23 | 391.75 | 141.25 | 1
2022/23 | 392.25 | 141.25 | 1
2022/23 | 393.25 | 141.25 | 1
2022/23 | 395.25 | 141.25 | 1
2022/23 | 397.25 | 141.25 | 1
2022/23 | 398.75 | 141.25 | 1
2022/23 | 400.25 | 141.25 | 1
2022/23 | 401.75 | 141.25 | 2
2022/23 | 403.25 | 141.25 | 1
2022/23 | 404.75 | 141.25 | 1
2022/23 | 407.25 | 141.25 | 1
2022/23 | 407.75 | 141.25 | 1
2022/23 | 408.25 | 141.25 | 1
2022/23 | 410.25 | 141.25 | 1
2022/23 | 411.75 | 141.25 | 1
2022/23 | 415.75 | 141.25 | 1
2022/23 | 416.25 | 141.25 | 1
2022/23 | 419.75 | 141.25 | 1
2022/23 | 420.25 | 141.25 | 1
2022/23 | 422.25 | 141.25 | 1
2022/23 | 423.75 | 141.25 | 2
2022/23 | 425.75 | 141.25 | 1
2022/23 | 426.25 | 141.25 | 1
2022/23 | 433.25 | 141.25 | 1
2022/23 | 433.75 | 141.25 | 1
2022/23 | 434.25 | 141.25 | 1
2022/23 | 434.75 | 141.25 | 1
2022/23 | 435.75 | 141.25 | 1
2022/23 | 436.25 | 141.25 | 1
2022/23 | 437.75 | 141.25 | 1
2022/23 | 438.75 | 141.25 | 1
2022/23 | 439.75 | 141.25 | 1
2022/23 | 440.75 | 141.25 | 1
2022/23 | 441.75 | 141.25 | 1
2022/23 | 443.25 | 141.25 | 1
2022/23 | 444.25 | 141.25 | 1
2022/23 | 445.25 | 141.25 | 2
2022/23 | 446.75 | 141.25 | 1
2022/23 | 450.25 | 141.25 | 2
2022/23 | 451.25 | 141.25 | 2
2022/23 | 453.25 | 141.25 | 1
2022/23 | 457.25 | 141.25 | 1
2022/23 | 457.75 | 141.25 | 1
2022/23 | 460.75 | 141.25 | 1
2022/23 | 461.25 | 141.25 | 1
2022/23 | 464.25 | 141.25 | 1
2022/23 | 466.25 | 141.25 | 1
2022/23 | 469.25 | 141.25 | 1
2022/23 | 472.25 | 141.25 | 1
2022/23 | 475.25 | 141.25 | 1
2022/23 | 476.25 | 141.25 | 1
2022/23 | 477.25 | 141.25 | 1
2022/23 | 479.25 | 141.25 | 1
2022/23 | 479.75 | 141.25 | 1
2022/23 | 482.75 | 141.25 | 1
2022/23 | 483.25 | 141.25 | 3
2022/23 | 486.75 | 141.25 | 1
2022/23 | 488.75 | 141.25 | 1
2022/23 | 489.25 | 141.25 | 1
2022/23 | 495.25 | 141.25 | 1
2022/23 | 495.75 | 141.25 | 1
2022/23 | 497.25 | 141.25 | 1
2022/23 | 522.75 | 141.25 | 1
2022/23 | 531.25 | 141.25 | 1
2022/23 | 542.75 | 141.25 | 2
2030/31 | 85.75 | 0.25 | 1
2030/31 | 87.25 | 0.25 | 1
2030/31 | 102.75 | 0.25 | 1
2030/31 | 103.25 | 0.25 | 1
2030/31 | 104.25 | 0.25 | 1
2030/31 | 105.25 | 0.25 | 1
2030/31 | 108.75 | 0.25 | 2
2030/31 | 109.25 | 0.25 | 2
2030/31 | 109.75 | 0.25 | 1
2030/31 | 111.25 | 0.25 | 2
2030/31 | 112.25 | 0.25 | 1
2030/31 | 112.75 | 0.25 | 2
2030/31 | 113.25 | 0.25 | 2
2030/31 | 113.75 | 0.25 | 2
2030/31 | 114.25 | 0.25 | 1
2030/31 | 114.75 | 0.25 | 3
2030/31 | 115.25 | 0.25 | 1
2030/31 | 115.75 | 0.25 | 4
2030/31 | 116.25 | 0.25 | 2
2030/31 | 116.75 | 0.25 | 4
2030/31 | 117.25 | 0.25 | 3
2030/31 | 117.75 | 0.25 | 4
2030/31 | 118.25 | 0.25 | 3
2030/31 | 119.25 | 0.25 | 2
2030/31 | 119.75 | 0.25 | 3
2030/31 | 120.25 | 0.25 | 2
2030/31 | 120.75 | 0.25 | 1
2030/31 | 121.25 | 0.25 | 2
2030/31 | 121.75 | 0.25 | 1
2030/31 | 122.25 | 0.25 | 1
2030/31 | 122.75 | 0.25 | 2
2030/31 | 123.25 | 0.25 | 3
2030/31 | 123.75 | 0.25 | 1
2030/31 | 124.25 | 0.25 | 3
2030/31 | 124.75 | 0.25 | 7
2030/31 | 125.25 | 0.25 | 2
2030/31 | 126.25 | 0.25 | 3
2030/31 | 126.75 | 0.25 | 2
2030/31 | 127.25 | 0.25 | 3
2030/31 | 127.75 | 0.25 | 4
2030/31 | 128.25 | 0.25 | 1
2030/31 | 128.75 | 0.25 | 2
2030/31 | 129.25 | 0.25 | 4
2030/31 | 129.75 | 0.25 | 2
2030/31 | 130.25 | 0.25 | 3
2030/31 | 130.75 | 0.25 | 2
2030/31 | 131.25 | 0.25 | 1
2030/31 | 131.75 | 0.25 | 2
2030/31 | 132.25 | 0.25 | 2
2030/31 | 132.75 | 0.25 | 4
2030/31 | 133.25 | 0.25 | 2
2030/31 | 133.75 | 0.25 | 4
2030/31 | 134.25 | 0.25 | 2
2030/31 | 134.75 | 0.25 | 4
2030/31 | 135.25 | 0.25 | 5
2030/31 | 135.75 | 0.25 | 1
2030/31 | 136.25 | 0.25 | 3
2030/31 | 136.75 | 0.25 | 4
2030/31 | 137.25 | 0.25 | 2
2030/31 | 137.75 | 0.25 | 2
2030/31 | 138.25 | 0.25 | 2
2030/31 | 138.75 | 0.25 | 2
2030/31 | 139.25 | 0.25 | 4
2030/31 | 140.25 | 0.25 | 4
2030/31 | 140.75 | 0.25 | 5
2030/31 | 141.25 | 0.25 | 3
2030/31 | 141.75 | 0.25 | 2
2030/31 | 142.25 | 0.25 | 3
2030/31 | 142.75 | 0.25 | 1
2030/31 | 143.25 | 0.25 | 3
2030/31 | 143.75 | 0.25 | 1
2030/31 | 144.25 | 0.25 | 1
2030/31 | 145.25 | 0.25 | 2
2030/31 | 146.25 | 0.25 | 1
2030/31 | 146.75 | 0.25 | 3
2030/31 | 147.75 | 0.25 | 1
2030/31 | 148.75 | 0.25 | 2
2030/31 | 149.25 | 0.25 | 1
2030/31 | 150.25 | 0.25 | 1
2030/31 | 153.25 | 0.25 | 1
2030/31 | 153.75 | 0.25 | 1
2030/31 | 155.25 | 0.25 | 1
2030/31 | 155.75 | 0.25 | 3
2030/31 | 156.25 | 0.25 | 1
2030/31 | 156.75 | 0.25 | 1
2030/31 | 163.25 | 0.25 | 2
2030/31 | 164.75 | 0.25 | 1
2030/31 | 166.75 | 0.25 | 1
2030/31 | 79.75 | 0.75 | 1
2030/31 | 104.75 | 0.75 | 1
2030/31 | 106.75 | 0.75 | 1
2030/31 | 108.25 | 0.75 | 1
2030/31 | 110.25 | 0.75 | 1
2030/31 | 110.75 | 0.75 | 1
2030/31 | 111.75 | 0.75 | 1
2030/31 | 112.25 | 0.75 | 1
2030/31 | 112.75 | 0.75 | 1
2030/31 | 117.75 | 0.75 | 1
2030/31 | 119.75 | 0.75 | 2
2030/31 | 120.25 | 0.75 | 5
2030/31 | 120.75 | 0.75 | 2
2030/31 | 121.75 | 0.75 | 1
2030/31 | 123.25 | 0.75 | 3
2030/31 | 123.75 | 0.75 | 1
2030/31 | 125.75 | 0.75 | 1
2030/31 | 126.25 | 0.75 | 2
2030/31 | 128.75 | 0.75 | 1
2030/31 | 130.25 | 0.75 | 1
2030/31 | 131.75 | 0.75 | 2
2030/31 | 133.75 | 0.75 | 1
2030/31 | 135.75 | 0.75 | 1
2030/31 | 136.25 | 0.75 | 1
2030/31 | 138.75 | 0.75 | 2
2030/31 | 139.25 | 0.75 | 3
2030/31 | 140.75 | 0.75 | 1
2030/31 | 141.75 | 0.75 | 1
2030/31 | 142.25 | 0.75 | 1
2030/31 | 143.25 | 0.75 | 2
2030/31 | 144.75 | 0.75 | 1
2030/31 | 145.75 | 0.75 | 1
2030/31 | 148.25 | 0.75 | 1
2030/31 | 148.75 | 0.75 | 2
2030/31 | 152.25 | 0.75 | 1
2030/31 | 153.75 | 0.75 | 1
2030/31 | 154.25 | 0.75 | 1
2030/31 | 162.75 | 0.75 | 1
2030/31 | 164.75 | 0.75 | 1
2030/31 | 83.25 | 1.25 | 1
2030/31 | 104.75 | 1.25 | 1
2030/31 | 110.75 | 1.25 | 1
2030/31 | 111.75 | 1.25 | 2
2030/31 | 113.25 | 1.25 | 1
2030/31 | 114.75 | 1.25 | 2
2030/31 | 115.25 | 1.25 | 2
2030/31 | 115.75 | 1.25 | 2
2030/31 | 118.25 | 1.25 | 1
2030/31 | 118.75 | 1.25 | 1
2030/31 | 119.75 | 1.25 | 1
2030/31 | 120.25 | 1.25 | 1
2030/31 | 122.75 | 1.25 | 1
2030/31 | 124.25 | 1.25 | 1
2030/31 | 125.25 | 1.25 | 1
2030/31 | 126.25 | 1.25 | 1
2030/31 | 127.75 | 1.25 | 1
2030/31 | 131.75 | 1.25 | 1
2030/31 | 132.75 | 1.25 | 1
2030/31 | 133.25 | 1.25 | 1
2030/31 | 134.25 | 1.25 | 2
2030/31 | 137.75 | 1.25 | 2
2030/31 | 138.25 | 1.25 | 1
2030/31 | 138.75 | 1.25 | 1
2030/31 | 139.75 | 1.25 | 1
2030/31 | 141.25 | 1.25 | 1
2030/31 | 143.25 | 1.25 | 1
2030/31 | 144.25 | 1.25 | 1
2030/31 | 145.25 | 1.25 | 1
2030/31 | 145.75 | 1.25 | 1
2030/31 | 150.75 | 1.25 | 1
2030/31 | 152.25 | 1.25 | 1
2030/31 | 155.25 | 1.25 | 1
2030/31 | 156.25 | 1.25 | 1
2030/31 | 157.75 | 1.25 | 1
2030/31 | 161.75 | 1.25 | 1
2030/31 | 167.25 | 1.25 | 1
2030/31 | 80.25 | 1.75 | 1
2030/31 | 82.75 | 1.75 | 1
2030/31 | 103.25 | 1.75 | 1
2030/31 | 104.75 | 1.75 | 1
2030/31 | 105.25 | 1.75 | 1
2030/31 | 110.25 | 1.75 | 1
2030/31 | 112.25 | 1.75 | 1
2030/31 | 113.25 | 1.75 | 1
2030/31 | 115.25 | 1.75 | 1
2030/31 | 117.25 | 1.75 | 1
2030/31 | 118.25 | 1.75 | 1
2030/31 | 118.75 | 1.75 | 1
2030/31 | 119.25 | 1.75 | 2
2030/31 | 119.75 | 1.75 | 1
2030/31 | 120.25 | 1.75 | 2
2030/31 | 120.75 | 1.75 | 1
2030/31 | 123.75 | 1.75 | 1
2030/31 | 124.25 | 1.75 | 1
2030/31 | 124.75 | 1.75 | 1
2030/31 | 125.25 | 1.75 | 1
2030/31 | 125.75 | 1.75 | 1
2030/31 | 128.25 | 1.75 | 1
2030/31 | 128.75 | 1.75 | 1
2030/31 | 129.25 | 1.75 | 1
2030/31 | 129.75 | 1.75 | 2
2030/31 | 130.25 | 1.75 | 1
2030/31 | 131.25 | 1.75 | 2
2030/31 | 133.25 | 1.75 | 1
2030/31 | 134.25 | 1.75 | 1
2030/31 | 135.25 | 1.75 | 2
2030/31 | 135.75 | 1.75 | 1
2030/31 | 136.75 | 1.75 | 1
2030/31 | 138.75 | 1.75 | 2
2030/31 | 139.75 | 1.75 | 1
2030/31 | 140.25 | 1.75 | 2
2030/31 | 144.25 | 1.75 | 2
2030/31 | 144.75 | 1.75 | 1
2030/31 | 146.75 | 1.75 | 2
2030/31 | 148.25 | 1.75 | 1
2030/31 | 149.25 | 1.75 | 1
2030/31 | 149.75 | 1.75 | 2
2030/31 | 150.25 | 1.75 | 1
2030/31 | 153.25 | 1.75 | 1
2030/31 | 154.75 | 1.75 | 1
2030/31 | 159.25 | 1.75 | 1
2030/31 | 179.25 | 1.75 | 1
2030/31 | 180.25 | 1.75 | 1
2030/31 | 83.75 | 2.25 | 1
2030/31 | 100.25 | 2.25 | 1
2030/31 | 102.75 | 2.25 | 1
2030/31 | 106.75 | 2.25 | 1
2030/31 | 108.25 | 2.25 | 1
2030/31 | 108.75 | 2.25 | 1
2030/31 | 109.75 | 2.25 | 2
2030/31 | 110.25 | 2.25 | 1
2030/31 | 112.25 | 2.25 | 1
2030/31 | 114.25 | 2.25 | 1
2030/31 | 114.75 | 2.25 | 1
2030/31 | 115.25 | 2.25 | 1
2030/31 | 118.25 | 2.25 | 1
2030/31 | 119.75 | 2.25 | 2
2030/31 | 121.25 | 2.25 | 1
2030/31 | 122.25 | 2.25 | 1
2030/31 | 122.75 | 2.25 | 1
2030/31 | 123.75 | 2.25 | 1
2030/31 | 124.25 | 2.25 | 1
2030/31 | 125.25 | 2.25 | 1
2030/31 | 126.25 | 2.25 | 1
2030/31 | 126.75 | 2.25 | 2
2030/31 | 128.75 | 2.25 | 1
2030/31 | 129.25 | 2.25 | 1
2030/31 | 130.25 | 2.25 | 1
2030/31 | 130.75 | 2.25 | 1
2030/31 | 131.75 | 2.25 | 2
2030/31 | 134.25 | 2.25 | 1
2030/31 | 135.25 | 2.25 | 1
2030/31 | 137.25 | 2.25 | 1
2030/31 | 137.75 | 2.25 | 1
2030/31 | 138.25 | 2.25 | 1
2030/31 | 138.75 | 2.25 | 1
2030/31 | 139.75 | 2.25 | 1
2030/31 | 141.25 | 2.25 | 2
2030/31 | 143.25 | 2.25 | 1
2030/31 | 145.25 | 2.25 | 1
2030/31 | 145.75 | 2.25 | 2
2030/31 | 146.25 | 2.25 | 1
2030/31 | 148.25 | 2.25 | 1
2030/31 | 153.75 | 2.25 | 1
2030/31 | 154.25 | 2.25 | 1
2030/31 | 157.25 | 2.25 | 1
2030/31 | 159.75 | 2.25 | 1
2030/31 | 168.75 | 2.25 | 1
2030/31 | 174.75 | 2.25 | 1
2030/31 | 67.75 | 2.75 | 1
2030/31 | 75.75 | 2.75 | 1
2030/31 | 87.25 | 2.75 | 1
2030/31 | 91.75 | 2.75 | 1
2030/31 | 102.25 | 2.75 | 1
2030/31 | 105.25 | 2.75 | 1
2030/31 | 106.25 | 2.75 | 1
2030/31 | 107.25 | 2.75 | 1
2030/31 | 108.75 | 2.75 | 2
2030/31 | 112.25 | 2.75 | 1
2030/31 | 112.75 | 2.75 | 1
2030/31 | 114.25 | 2.75 | 1
2030/31 | 115.25 | 2.75 | 1
2030/31 | 118.25 | 2.75 | 1
2030/31 | 118.75 | 2.75 | 1
2030/31 | 121.25 | 2.75 | 1
2030/31 | 121.75 | 2.75 | 1
2030/31 | 122.25 | 2.75 | 1
2030/31 | 122.75 | 2.75 | 2
2030/31 | 123.25 | 2.75 | 2
2030/31 | 126.25 | 2.75 | 1
2030/31 | 126.75 | 2.75 | 1
2030/31 | 127.25 | 2.75 | 1
2030/31 | 128.75 | 2.75 | 1
2030/31 | 129.25 | 2.75 | 2
2030/31 | 129.75 | 2.75 | 1
2030/31 | 130.25 | 2.75 | 1
2030/31 | 131.25 | 2.75 | 1
2030/31 | 132.75 | 2.75 | 1
2030/31 | 133.75 | 2.75 | 1
2030/31 | 134.25 | 2.75 | 1
2030/31 | 135.25 | 2.75 | 1
2030/31 | 135.75 | 2.75 | 1
2030/31 | 136.75 | 2.75 | 1
2030/31 | 139.75 | 2.75 | 1
2030/31 | 142.25 | 2.75 | 2
2030/31 | 142.75 | 2.75 | 1
2030/31 | 145.75 | 2.75 | 1
2030/31 | 146.25 | 2.75 | 2
2030/31 | 147.75 | 2.75 | 1
2030/31 | 150.25 | 2.75 | 1
2030/31 | 151.75 | 2.75 | 2
2030/31 | 152.25 | 2.75 | 1
2030/31 | 152.75 | 2.75 | 1
2030/31 | 155.25 | 2.75 | 1
2030/31 | 155.75 | 2.75 | 1
2030/31 | 157.25 | 2.75 | 1
2030/31 | 157.75 | 2.75 | 1
2030/31 | 162.25 | 2.75 | 1
2030/31 | 163.75 | 2.75 | 1
2030/31 | 165.75 | 2.75 | 1
2030/31 | 168.75 | 2.75 | 1
2030/31 | 169.25 | 2.75 | 1
2030/31 | 84.75 | 3.25 | 1
2030/31 | 87.75 | 3.25 | 1
2030/31 | 98.25 | 3.25 | 1
2030/31 | 101.25 | 3.25 | 1
2030/31 | 110.25 | 3.25 | 1
2030/31 | 114.25 | 3.25 | 1
2030/31 | 115.75 | 3.25 | 2
2030/31 | 117.25 | 3.25 | 2
2030/31 | 117.75 | 3.25 | 1
2030/31 | 119.25 | 3.25 | 1
2030/31 | 119.75 | 3.25 | 1
2030/31 | 120.25 | 3.25 | 1
2030/31 | 120.75 | 3.25 | 1
2030/31 | 121.25 | 3.25 | 1
2030/31 | 121.75 | 3.25 | 2
2030/31 | 122.25 | 3.25 | 1
2030/31 | 122.75 | 3.25 | 2
2030/31 | 124.25 | 3.25 | 2
2030/31 | 125.25 | 3.25 | 1
2030/31 | 126.75 | 3.25 | 1
2030/31 | 127.25 | 3.25 | 1
2030/31 | 128.25 | 3.25 | 1
2030/31 | 128.75 | 3.25 | 2
2030/31 | 129.25 | 3.25 | 1
2030/31 | 129.75 | 3.25 | 1
2030/31 | 130.25 | 3.25 | 1
2030/31 | 131.25 | 3.25 | 1
2030/31 | 132.25 | 3.25 | 1
2030/31 | 133.75 | 3.25 | 1
2030/31 | 134.25 | 3.25 | 2
2030/31 | 134.75 | 3.25 | 2
2030/31 | 135.75 | 3.25 | 1
2030/31 | 136.25 | 3.25 | 1
2030/31 | 136.75 | 3.25 | 1
2030/31 | 137.75 | 3.25 | 1
2030/31 | 138.25 | 3.25 | 1
2030/31 | 140.75 | 3.25 | 1
2030/31 | 141.25 | 3.25 | 1
2030/31 | 142.25 | 3.25 | 1
2030/31 | 142.75 | 3.25 | 1
2030/31 | 143.25 | 3.25 | 1
2030/31 | 143.75 | 3.25 | 2
2030/31 | 145.25 | 3.25 | 1
2030/31 | 148.25 | 3.25 | 1
2030/31 | 153.25 | 3.25 | 1
2030/31 | 157.25 | 3.25 | 1
2030/31 | 163.25 | 3.25 | 1
2030/31 | 163.75 | 3.25 | 1
2030/31 | 201.75 | 3.25 | 1
2030/31 | 73.25 | 3.75 | 1
2030/31 | 81.25 | 3.75 | 1
2030/31 | 94.75 | 3.75 | 1
2030/31 | 100.75 | 3.75 | 1
2030/31 | 101.25 | 3.75 | 1
2030/31 | 102.75 | 3.75 | 1
2030/31 | 106.25 | 3.75 | 1
2030/31 | 107.25 | 3.75 | 1
2030/31 | 109.25 | 3.75 | 1
2030/31 | 109.75 | 3.75 | 1
2030/31 | 110.75 | 3.75 | 1
2030/31 | 112.75 | 3.75 | 1
2030/31 | 113.75 | 3.75 | 2
2030/31 | 115.25 | 3.75 | 1
2030/31 | 116.25 | 3.75 | 1
2030/31 | 118.75 | 3.75 | 1
2030/31 | 120.25 | 3.75 | 2
2030/31 | 120.75 | 3.75 | 2
2030/31 | 121.25 | 3.75 | 1
2030/31 | 121.75 | 3.75 | 1
2030/31 | 122.25 | 3.75 | 1
2030/31 | 122.75 | 3.75 | 1
2030/31 | 123.25 | 3.75 | 1
2030/31 | 123.75 | 3.75 | 1
2030/31 | 125.75 | 3.75 | 2
2030/31 | 126.25 | 3.75 | 1
2030/31 | 126.75 | 3.75 | 1
2030/31 | 127.25 | 3.75 | 1
2030/31 | 127.75 | 3.75 | 2
2030/31 | 128.25 | 3.75 | 1
2030/31 | 128.75 | 3.75 | 2
2030/31 | 129.75 | 3.75 | 1
2030/31 | 130.25 | 3.75 | 1
2030/31 | 130.75 | 3.75 | 1
2030/31 | 131.25 | 3.75 | 2
2030/31 | 132.25 | 3.75 | 1
2030/31 | 133.25 | 3.75 | 1
2030/31 | 135.25 | 3.75 | 1
2030/31 | 137.75 | 3.75 | 1
2030/31 | 139.25 | 3.75 | 1
2030/31 | 139.75 | 3.75 | 1
2030/31 | 143.25 | 3.75 | 2
2030/31 | 143.75 | 3.75 | 1
2030/31 | 144.75 | 3.75 | 1
2030/31 | 146.25 | 3.75 | 1
2030/31 | 146.75 | 3.75 | 1
2030/31 | 148.75 | 3.75 | 2
2030/31 | 151.75 | 3.75 | 1
2030/31 | 156.25 | 3.75 | 1
2030/31 | 158.75 | 3.75 | 1
2030/31 | 159.75 | 3.75 | 1
2030/31 | 163.25 | 3.75 | 1
2030/31 | 164.75 | 3.75 | 1
2030/31 | 165.75 | 3.75 | 1
2030/31 | 176.25 | 3.75 | 1
2030/31 | 185.25 | 3.75 | 1
2030/31 | 90.75 | 4.25 | 1
2030/31 | 93.75 | 4.25 | 1
2030/31 | 97.75 | 4.25 | 1
2030/31 | 98.25 | 4.25 | 1
2030/31 | 106.75 | 4.25 | 1
2030/31 | 109.25 | 4.25 | 1
2030/31 | 111.75 | 4.25 | 1
2030/31 | 112.25 | 4.25 | 1
2030/31 | 114.25 | 4.25 | 1
2030/31 | 115.75 | 4.25 | 1
2030/31 | 116.75 | 4.25 | 2
2030/31 | 118.25 | 4.25 | 2
2030/31 | 119.25 | 4.25 | 2
2030/31 | 121.25 | 4.25 | 1
2030/31 | 122.75 | 4.25 | 1
2030/31 | 124.25 | 4.25 | 1
2030/31 | 126.25 | 4.25 | 1
2030/31 | 126.75 | 4.25 | 1
2030/31 | 127.25 | 4.25 | 1
2030/31 | 127.75 | 4.25 | 1
2030/31 | 128.25 | 4.25 | 1
2030/31 | 128.75 | 4.25 | 1
2030/31 | 129.25 | 4.25 | 1
2030/31 | 130.25 | 4.25 | 2
2030/31 | 130.75 | 4.25 | 1
2030/31 | 131.25 | 4.25 | 2
2030/31 | 131.75 | 4.25 | 1
2030/31 | 133.25 | 4.25 | 3
2030/31 | 133.75 | 4.25 | 1
2030/31 | 134.25 | 4.25 | 1
2030/31 | 134.75 | 4.25 | 1
2030/31 | 135.75 | 4.25 | 2
2030/31 | 136.75 | 4.25 | 1
2030/31 | 137.75 | 4.25 | 1
2030/31 | 138.25 | 4.25 | 1
2030/31 | 138.75 | 4.25 | 3
2030/31 | 139.25 | 4.25 | 1
2030/31 | 139.75 | 4.25 | 1
2030/31 | 141.25 | 4.25 | 2
2030/31 | 143.75 | 4.25 | 2
2030/31 | 144.25 | 4.25 | 3
2030/31 | 145.75 | 4.25 | 1
2030/31 | 148.75 | 4.25 | 1
2030/31 | 149.25 | 4.25 | 1
2030/31 | 151.25 | 4.25 | 1
2030/31 | 155.75 | 4.25 | 1
2030/31 | 156.75 | 4.25 | 1
2030/31 | 158.25 | 4.25 | 1
2030/31 | 162.75 | 4.25 | 2
2030/31 | 163.25 | 4.25 | 1
2030/31 | 171.75 | 4.25 | 1
2030/31 | 183.25 | 4.25 | 1
2030/31 | 80.75 | 4.75 | 1
2030/31 | 84.75 | 4.75 | 1
2030/31 | 85.25 | 4.75 | 1
2030/31 | 92.75 | 4.75 | 1
2030/31 | 94.75 | 4.75 | 2
2030/31 | 102.25 | 4.75 | 1
2030/31 | 103.25 | 4.75 | 1
2030/31 | 108.75 | 4.75 | 2
2030/31 | 109.25 | 4.75 | 1
2030/31 | 111.25 | 4.75 | 1
2030/31 | 112.75 | 4.75 | 1
2030/31 | 113.25 | 4.75 | 1
2030/31 | 115.25 | 4.75 | 1
2030/31 | 116.25 | 4.75 | 1
2030/31 | 116.75 | 4.75 | 1
2030/31 | 118.25 | 4.75 | 2
2030/31 | 119.75 | 4.75 | 1
2030/31 | 120.25 | 4.75 | 1
2030/31 | 120.75 | 4.75 | 1
2030/31 | 121.75 | 4.75 | 1
2030/31 | 122.25 | 4.75 | 1
2030/31 | 123.25 | 4.75 | 2
2030/31 | 123.75 | 4.75 | 2
2030/31 | 124.25 | 4.75 | 2
2030/31 | 125.25 | 4.75 | 1
2030/31 | 126.75 | 4.75 | 2
2030/31 | 127.75 | 4.75 | 1
2030/31 | 128.25 | 4.75 | 1
2030/31 | 128.75 | 4.75 | 2
2030/31 | 129.75 | 4.75 | 1
2030/31 | 130.25 | 4.75 | 1
2030/31 | 131.75 | 4.75 | 4
2030/31 | 132.25 | 4.75 | 2
2030/31 | 134.25 | 4.75 | 2
2030/31 | 135.25 | 4.75 | 3
2030/31 | 135.75 | 4.75 | 1
2030/31 | 136.75 | 4.75 | 1
2030/31 | 137.75 | 4.75 | 2
2030/31 | 138.25 | 4.75 | 1
2030/31 | 139.25 | 4.75 | 1
2030/31 | 141.25 | 4.75 | 1
2030/31 | 142.75 | 4.75 | 2
2030/31 | 144.75 | 4.75 | 1
2030/31 | 145.25 | 4.75 | 1
2030/31 | 147.75 | 4.75 | 1
2030/31 | 148.75 | 4.75 | 1
2030/31 | 150.25 | 4.75 | 1
2030/31 | 152.75 | 4.75 | 1
2030/31 | 153.75 | 4.75 | 1
2030/31 | 154.25 | 4.75 | 1
2030/31 | 155.75 | 4.75 | 1
2030/31 | 156.75 | 4.75 | 2
2030/31 | 157.25 | 4.75 | 1
2030/31 | 159.75 | 4.75 | 1
2030/31 | 160.25 | 4.75 | 1
2030/31 | 161.25 | 4.75 | 1
2030/31 | 164.25 | 4.75 | 1
2030/31 | 166.25 | 4.75 | 1
2030/31 | 169.25 | 4.75 | 1
2030/31 | 175.25 | 4.75 | 1
2030/31 | 176.25 | 4.75 | 1
2030/31 | 70.25 | 5.25 | 1
2030/31 | 72.75 | 5.25 | 1
2030/31 | 74.75 | 5.25 | 1
2030/31 | 87.25 | 5.25 | 1
2030/31 | 89.75 | 5.25 | 1
2030/31 | 91.25 | 5.25 | 1
2030/31 | 91.75 | 5.25 | 1
2030/31 | 92.25 | 5.25 | 1
2030/31 | 93.75 | 5.25 | 1
2030/31 | 94.25 | 5.25 | 1
2030/31 | 101.25 | 5.25 | 2
2030/31 | 104.25 | 5.25 | 1
2030/31 | 106.75 | 5.25 | 1
2030/31 | 108.25 | 5.25 | 1
2030/31 | 109.75 | 5.25 | 1
2030/31 | 111.25 | 5.25 | 1
2030/31 | 111.75 | 5.25 | 2
2030/31 | 113.25 | 5.25 | 1
2030/31 | 113.75 | 5.25 | 1
2030/31 | 114.25 | 5.25 | 1
2030/31 | 114.75 | 5.25 | 1
2030/31 | 115.25 | 5.25 | 2
2030/31 | 116.25 | 5.25 | 2
2030/31 | 117.25 | 5.25 | 2
2030/31 | 117.75 | 5.25 | 2
2030/31 | 118.25 | 5.25 | 1
2030/31 | 119.25 | 5.25 | 1
2030/31 | 119.75 | 5.25 | 1
2030/31 | 120.25 | 5.25 | 1
2030/31 | 121.75 | 5.25 | 2
2030/31 | 122.25 | 5.25 | 3
2030/31 | 122.75 | 5.25 | 1
2030/31 | 123.25 | 5.25 | 1
2030/31 | 123.75 | 5.25 | 1
2030/31 | 125.25 | 5.25 | 1
2030/31 | 127.25 | 5.25 | 1
2030/31 | 127.75 | 5.25 | 4
2030/31 | 128.25 | 5.25 | 2
2030/31 | 128.75 | 5.25 | 2
2030/31 | 130.25 | 5.25 | 1
2030/31 | 130.75 | 5.25 | 3
2030/31 | 131.75 | 5.25 | 1
2030/31 | 132.25 | 5.25 | 1
2030/31 | 133.25 | 5.25 | 1
2030/31 | 133.75 | 5.25 | 2
2030/31 | 134.25 | 5.25 | 1
2030/31 | 135.25 | 5.25 | 1
2030/31 | 135.75 | 5.25 | 1
2030/31 | 136.25 | 5.25 | 2
2030/31 | 136.75 | 5.25 | 1
2030/31 | 137.25 | 5.25 | 1
2030/31 | 137.75 | 5.25 | 1
2030/31 | 138.25 | 5.25 | 1
2030/31 | 138.75 | 5.25 | 2
2030/31 | 139.25 | 5.25 | 1
2030/31 | 139.75 | 5.25 | 1
2030/31 | 141.75 | 5.25 | 1
2030/31 | 142.25 | 5.25 | 1
2030/31 | 145.75 | 5.25 | 2
2030/31 | 147.25 | 5.25 | 1
2030/31 | 148.25 | 5.25 | 1
2030/31 | 148.75 | 5.25 | 2
2030/31 | 149.25 | 5.25 | 2
2030/31 | 151.25 | 5.25 | 1
2030/31 | 152.75 | 5.25 | 2
2030/31 | 153.75 | 5.25 | 1
2030/31 | 157.75 | 5.25 | 1
2030/31 | 159.25 | 5.25 | 1
2030/31 | 161.75 | 5.25 | 1
2030/31 | 163.25 | 5.25 | 1
2030/31 | 163.75 | 5.25 | 1
2030/31 | 164.25 | 5.25 | 1
2030/31 | 167.25 | 5.25 | 1
2030/31 | 200.25 | 5.25 | 1
2030/31 | 70.25 | 5.75 | 1
2030/31 | 70.75 | 5.75 | 1
2030/31 | 77.25 | 5.75 | 1
2030/31 | 79.75 | 5.75 | 1
2030/31 | 81.75 | 5.75 | 1
2030/31 | 88.75 | 5.75 | 1
2030/31 | 90.25 | 5.75 | 1
2030/31 | 98.25 | 5.75 | 1
2030/31 | 98.75 | 5.75 | 2
2030/31 | 100.25 | 5.75 | 1
2030/31 | 104.75 | 5.75 | 1
2030/31 | 105.75 | 5.75 | 1
2030/31 | 106.75 | 5.75 | 1
2030/31 | 109.25 | 5.75 | 1
2030/31 | 110.75 | 5.75 | 1
2030/31 | 112.25 | 5.75 | 1
2030/31 | 113.25 | 5.75 | 1
2030/31 | 114.25 | 5.75 | 1
2030/31 | 114.75 | 5.75 | 2
2030/31 | 116.75 | 5.75 | 2
2030/31 | 117.75 | 5.75 | 1
2030/31 | 118.75 | 5.75 | 1
2030/31 | 119.25 | 5.75 | 1
2030/31 | 119.75 | 5.75 | 1
2030/31 | 120.25 | 5.75 | 1
2030/31 | 121.25 | 5.75 | 1
2030/31 | 122.75 | 5.75 | 1
2030/31 | 123.25 | 5.75 | 1
2030/31 | 123.75 | 5.75 | 1
2030/31 | 124.25 | 5.75 | 3
2030/31 | 125.25 | 5.75 | 1
2030/31 | 126.25 | 5.75 | 1
2030/31 | 127.75 | 5.75 | 2
2030/31 | 128.25 | 5.75 | 2
2030/31 | 128.75 | 5.75 | 1
2030/31 | 129.25 | 5.75 | 1
2030/31 | 130.25 | 5.75 | 1
2030/31 | 130.75 | 5.75 | 1
2030/31 | 131.25 | 5.75 | 4
2030/31 | 131.75 | 5.75 | 2
2030/31 | 132.75 | 5.75 | 1
2030/31 | 133.25 | 5.75 | 1
2030/31 | 133.75 | 5.75 | 1
2030/31 | 134.25 | 5.75 | 1
2030/31 | 134.75 | 5.75 | 2
2030/31 | 135.25 | 5.75 | 2
2030/31 | 136.25 | 5.75 | 1
2030/31 | 136.75 | 5.75 | 2
2030/31 | 137.25 | 5.75 | 1
2030/31 | 138.25 | 5.75 | 1
2030/31 | 138.75 | 5.75 | 1
2030/31 | 139.25 | 5.75 | 1
2030/31 | 141.75 | 5.75 | 1
2030/31 | 142.75 | 5.75 | 1
2030/31 | 143.75 | 5.75 | 1
2030/31 | 144.25 | 5.75 | 1
2030/31 | 144.75 | 5.75 | 2
2030/31 | 145.75 | 5.75 | 1
2030/31 | 149.25 | 5.75 | 1
2030/31 | 149.75 | 5.75 | 1
2030/31 | 150.25 | 5.75 | 1
2030/31 | 155.75 | 5.75 | 1
2030/31 | 158.25 | 5.75 | 2
2030/31 | 159.75 | 5.75 | 1
2030/31 | 160.75 | 5.75 | 1
2030/31 | 161.25 | 5.75 | 1
2030/31 | 162.25 | 5.75 | 2
2030/31 | 163.25 | 5.75 | 1
2030/31 | 164.75 | 5.75 | 1
2030/31 | 166.25 | 5.75 | 1
2030/31 | 166.75 | 5.75 | 1
2030/31 | 171.25 | 5.75 | 1
2030/31 | 179.25 | 5.75 | 1
2030/31 | 193.75 | 5.75 | 1
2030/31 | 201.75 | 5.75 | 1
2030/31 | 57.75 | 6.25 | 1
2030/31 | 74.25 | 6.25 | 1
2030/31 | 79.75 | 6.25 | 1
2030/31 | 80.25 | 6.25 | 1
2030/31 | 84.25 | 6.25 | 1
2030/31 | 85.75 | 6.25 | 1
2030/31 | 89.25 | 6.25 | 1
2030/31 | 89.75 | 6.25 | 1
2030/31 | 91.75 | 6.25 | 1
2030/31 | 92.75 | 6.25 | 2
2030/31 | 93.25 | 6.25 | 1
2030/31 | 93.75 | 6.25 | 1
2030/31 | 96.25 | 6.25 | 1
2030/31 | 97.75 | 6.25 | 2
2030/31 | 99.25 | 6.25 | 1
2030/31 | 100.75 | 6.25 | 1
2030/31 | 101.25 | 6.25 | 1
2030/31 | 102.75 | 6.25 | 2
2030/31 | 105.25 | 6.25 | 1
2030/31 | 106.25 | 6.25 | 1
2030/31 | 108.25 | 6.25 | 3
2030/31 | 110.75 | 6.25 | 1
2030/31 | 111.25 | 6.25 | 1
2030/31 | 111.75 | 6.25 | 1
2030/31 | 113.25 | 6.25 | 1
2030/31 | 113.75 | 6.25 | 1
2030/31 | 114.25 | 6.25 | 2
2030/31 | 114.75 | 6.25 | 1
2030/31 | 115.75 | 6.25 | 1
2030/31 | 116.25 | 6.25 | 1
2030/31 | 117.25 | 6.25 | 1
2030/31 | 118.25 | 6.25 | 1
2030/31 | 119.25 | 6.25 | 1
2030/31 | 119.75 | 6.25 | 1
2030/31 | 120.75 | 6.25 | 2
2030/31 | 121.25 | 6.25 | 2
2030/31 | 122.25 | 6.25 | 1
2030/31 | 122.75 | 6.25 | 1
2030/31 | 123.25 | 6.25 | 1
2030/31 | 123.75 | 6.25 | 1
2030/31 | 124.75 | 6.25 | 2
2030/31 | 126.75 | 6.25 | 1
2030/31 | 127.25 | 6.25 | 2
2030/31 | 128.25 | 6.25 | 1
2030/31 | 130.25 | 6.25 | 4
2030/31 | 132.75 | 6.25 | 1
2030/31 | 133.75 | 6.25 | 1
2030/31 | 134.25 | 6.25 | 1
2030/31 | 134.75 | 6.25 | 1
2030/31 | 135.25 | 6.25 | 2
2030/31 | 137.75 | 6.25 | 1
2030/31 | 138.25 | 6.25 | 1
2030/31 | 139.25 | 6.25 | 1
2030/31 | 139.75 | 6.25 | 1
2030/31 | 140.25 | 6.25 | 1
2030/31 | 142.75 | 6.25 | 1
2030/31 | 143.25 | 6.25 | 1
2030/31 | 144.75 | 6.25 | 1
2030/31 | 146.25 | 6.25 | 1
2030/31 | 146.75 | 6.25 | 3
2030/31 | 147.25 | 6.25 | 1
2030/31 | 148.25 | 6.25 | 1
2030/31 | 148.75 | 6.25 | 1
2030/31 | 149.25 | 6.25 | 1
2030/31 | 149.75 | 6.25 | 2
2030/31 | 150.75 | 6.25 | 1
2030/31 | 151.75 | 6.25 | 1
2030/31 | 152.25 | 6.25 | 1
2030/31 | 152.75 | 6.25 | 1
2030/31 | 155.25 | 6.25 | 1
2030/31 | 155.75 | 6.25 | 2
2030/31 | 156.75 | 6.25 | 1
2030/31 | 158.75 | 6.25 | 1
2030/31 | 161.25 | 6.25 | 1
2030/31 | 161.75 | 6.25 | 1
2030/31 | 168.25 | 6.25 | 1
2030/31 | 172.25 | 6.25 | 1
2030/31 | 172.75 | 6.25 | 1
2030/31 | 175.75 | 6.25 | 1
2030/31 | 76.25 | 6.75 | 1
2030/31 | 77.75 | 6.75 | 2
2030/31 | 79.25 | 6.75 | 1
2030/31 | 85.75 | 6.75 | 1
2030/31 | 90.25 | 6.75 | 1
2030/31 | 92.25 | 6.75 | 1
2030/31 | 93.75 | 6.75 | 2
2030/31 | 94.75 | 6.75 | 1
2030/31 | 95.75 | 6.75 | 1
2030/31 | 99.75 | 6.75 | 1
2030/31 | 100.25 | 6.75 | 1
2030/31 | 101.75 | 6.75 | 1
2030/31 | 104.25 | 6.75 | 1
2030/31 | 110.75 | 6.75 | 1
2030/31 | 111.25 | 6.75 | 2
2030/31 | 111.75 | 6.75 | 1
2030/31 | 112.75 | 6.75 | 1
2030/31 | 114.75 | 6.75 | 1
2030/31 | 116.25 | 6.75 | 1
2030/31 | 117.25 | 6.75 | 1
2030/31 | 117.75 | 6.75 | 1
2030/31 | 120.25 | 6.75 | 1
2030/31 | 120.75 | 6.75 | 2
2030/31 | 121.25 | 6.75 | 1
2030/31 | 121.75 | 6.75 | 1
2030/31 | 122.25 | 6.75 | 1
2030/31 | 123.25 | 6.75 | 1
2030/31 | 124.75 | 6.75 | 2
2030/31 | 125.75 | 6.75 | 1
2030/31 | 126.25 | 6.75 | 1
2030/31 | 126.75 | 6.75 | 1
2030/31 | 127.75 | 6.75 | 2
2030/31 | 128.25 | 6.75 | 1
2030/31 | 129.75 | 6.75 | 1
2030/31 | 130.25 | 6.75 | 3
2030/31 | 131.25 | 6.75 | 2
2030/31 | 131.75 | 6.75 | 2
2030/31 | 132.75 | 6.75 | 1
2030/31 | 133.25 | 6.75 | 1
2030/31 | 133.75 | 6.75 | 2
2030/31 | 134.25 | 6.75 | 1
2030/31 | 135.25 | 6.75 | 1
2030/31 | 135.75 | 6.75 | 2
2030/31 | 136.25 | 6.75 | 1
2030/31 | 136.75 | 6.75 | 1
2030/31 | 138.25 | 6.75 | 1
2030/31 | 138.75 | 6.75 | 4
2030/31 | 139.75 | 6.75 | 2
2030/31 | 140.25 | 6.75 | 2
2030/31 | 141.75 | 6.75 | 2
2030/31 | 142.75 | 6.75 | 1
2030/31 | 143.25 | 6.75 | 2
2030/31 | 143.75 | 6.75 | 1
2030/31 | 144.25 | 6.75 | 3
2030/31 | 145.75 | 6.75 | 3
2030/31 | 146.25 | 6.75 | 1
2030/31 | 146.75 | 6.75 | 1
2030/31 | 147.25 | 6.75 | 2
2030/31 | 147.75 | 6.75 | 2
2030/31 | 148.25 | 6.75 | 1
2030/31 | 149.25 | 6.75 | 1
2030/31 | 150.75 | 6.75 | 2
2030/31 | 151.75 | 6.75 | 1
2030/31 | 152.75 | 6.75 | 1
2030/31 | 153.25 | 6.75 | 2
2030/31 | 155.75 | 6.75 | 1
2030/31 | 156.25 | 6.75 | 1
2030/31 | 159.75 | 6.75 | 2
2030/31 | 160.75 | 6.75 | 2
2030/31 | 161.75 | 6.75 | 1
2030/31 | 165.75 | 6.75 | 1
2030/31 | 166.75 | 6.75 | 1
2030/31 | 168.75 | 6.75 | 1
2030/31 | 173.25 | 6.75 | 1
2030/31 | 174.25 | 6.75 | 1
2030/31 | 186.25 | 6.75 | 1
2030/31 | 188.25 | 6.75 | 1
2030/31 | 67.25 | 7.25 | 1
2030/31 | 73.75 | 7.25 | 1
2030/31 | 74.75 | 7.25 | 1
2030/31 | 75.75 | 7.25 | 1
2030/31 | 82.25 | 7.25 | 1
2030/31 | 84.75 | 7.25 | 1
2030/31 | 86.25 | 7.25 | 1
2030/31 | 86.75 | 7.25 | 1
2030/31 | 88.75 | 7.25 | 1
2030/31 | 91.25 | 7.25 | 1
2030/31 | 92.25 | 7.25 | 2
2030/31 | 92.75 | 7.25 | 1
2030/31 | 94.25 | 7.25 | 1
2030/31 | 94.75 | 7.25 | 1
2030/31 | 95.25 | 7.25 | 1
2030/31 | 96.75 | 7.25 | 1
2030/31 | 100.25 | 7.25 | 1
2030/31 | 100.75 | 7.25 | 2
2030/31 | 106.25 | 7.25 | 1
2030/31 | 107.25 | 7.25 | 1
2030/31 | 108.25 | 7.25 | 1
2030/31 | 109.25 | 7.25 | 1
2030/31 | 110.75 | 7.25 | 2
2030/31 | 111.25 | 7.25 | 1
2030/31 | 112.25 | 7.25 | 2
2030/31 | 113.25 | 7.25 | 1
2030/31 | 115.75 | 7.25 | 2
2030/31 | 116.25 | 7.25 | 2
2030/31 | 117.25 | 7.25 | 2
2030/31 | 117.75 | 7.25 | 4
2030/31 | 118.25 | 7.25 | 1
2030/31 | 120.25 | 7.25 | 1
2030/31 | 120.75 | 7.25 | 1
2030/31 | 122.25 | 7.25 | 2
2030/31 | 122.75 | 7.25 | 1
2030/31 | 125.25 | 7.25 | 2
2030/31 | 125.75 | 7.25 | 1
2030/31 | 126.25 | 7.25 | 1
2030/31 | 126.75 | 7.25 | 1
2030/31 | 127.25 | 7.25 | 2
2030/31 | 128.25 | 7.25 | 1
2030/31 | 128.75 | 7.25 | 5
2030/31 | 129.75 | 7.25 | 2
2030/31 | 130.25 | 7.25 | 1
2030/31 | 130.75 | 7.25 | 1
2030/31 | 131.25 | 7.25 | 1
2030/31 | 132.75 | 7.25 | 2
2030/31 | 133.25 | 7.25 | 1
2030/31 | 134.25 | 7.25 | 1
2030/31 | 134.75 | 7.25 | 1
2030/31 | 135.25 | 7.25 | 1
2030/31 | 135.75 | 7.25 | 1
2030/31 | 136.25 | 7.25 | 2
2030/31 | 136.75 | 7.25 | 3
2030/31 | 137.25 | 7.25 | 1
2030/31 | 137.75 | 7.25 | 2
2030/31 | 138.75 | 7.25 | 1
2030/31 | 140.75 | 7.25 | 1
2030/31 | 141.25 | 7.25 | 1
2030/31 | 141.75 | 7.25 | 1
2030/31 | 142.25 | 7.25 | 2
2030/31 | 142.75 | 7.25 | 2
2030/31 | 144.75 | 7.25 | 2
2030/31 | 145.25 | 7.25 | 2
2030/31 | 145.75 | 7.25 | 1
2030/31 | 146.25 | 7.25 | 1
2030/31 | 146.75 | 7.25 | 1
2030/31 | 147.25 | 7.25 | 2
2030/31 | 147.75 | 7.25 | 1
2030/31 | 150.25 | 7.25 | 1
2030/31 | 150.75 | 7.25 | 2
2030/31 | 151.25 | 7.25 | 1
2030/31 | 151.75 | 7.25 | 1
2030/31 | 153.25 | 7.25 | 1
2030/31 | 155.25 | 7.25 | 1
2030/31 | 155.75 | 7.25 | 1
2030/31 | 157.75 | 7.25 | 1
2030/31 | 162.25 | 7.25 | 1
2030/31 | 165.75 | 7.25 | 1
2030/31 | 166.25 | 7.25 | 1
2030/31 | 174.25 | 7.25 | 1
2030/31 | 174.75 | 7.25 | 1
2030/31 | 202.75 | 7.25 | 1
2030/31 | 220.25 | 7.25 | 1
2030/31 | 75.75 | 7.75 | 1
2030/31 | 80.75 | 7.75 | 1
2030/31 | 88.25 | 7.75 | 1
2030/31 | 89.25 | 7.75 | 1
2030/31 | 89.75 | 7.75 | 1
2030/31 | 90.75 | 7.75 | 1
2030/31 | 91.75 | 7.75 | 1
2030/31 | 93.25 | 7.75 | 1
2030/31 | 94.75 | 7.75 | 2
2030/31 | 96.75 | 7.75 | 1
2030/31 | 98.25 | 7.75 | 1
2030/31 | 100.75 | 7.75 | 1
2030/31 | 101.75 | 7.75 | 1
2030/31 | 104.25 | 7.75 | 1
2030/31 | 104.75 | 7.75 | 1
2030/31 | 105.75 | 7.75 | 2
2030/31 | 106.75 | 7.75 | 4
2030/31 | 107.25 | 7.75 | 1
2030/31 | 107.75 | 7.75 | 1
2030/31 | 108.75 | 7.75 | 2
2030/31 | 109.75 | 7.75 | 1
2030/31 | 110.75 | 7.75 | 2
2030/31 | 111.75 | 7.75 | 1
2030/31 | 112.75 | 7.75 | 2
2030/31 | 113.75 | 7.75 | 1
2030/31 | 116.25 | 7.75 | 1
2030/31 | 118.75 | 7.75 | 1
2030/31 | 120.25 | 7.75 | 2
2030/31 | 122.25 | 7.75 | 3
2030/31 | 122.75 | 7.75 | 1
2030/31 | 123.25 | 7.75 | 2
2030/31 | 123.75 | 7.75 | 1
2030/31 | 124.75 | 7.75 | 2
2030/31 | 125.25 | 7.75 | 2
2030/31 | 125.75 | 7.75 | 3
2030/31 | 126.25 | 7.75 | 1
2030/31 | 126.75 | 7.75 | 4
2030/31 | 127.25 | 7.75 | 1
2030/31 | 127.75 | 7.75 | 3
2030/31 | 128.25 | 7.75 | 1
2030/31 | 128.75 | 7.75 | 1
2030/31 | 129.75 | 7.75 | 4
2030/31 | 130.25 | 7.75 | 1
2030/31 | 130.75 | 7.75 | 1
2030/31 | 131.25 | 7.75 | 3
2030/31 | 131.75 | 7.75 | 2
2030/31 | 132.25 | 7.75 | 1
2030/31 | 133.25 | 7.75 | 1
2030/31 | 133.75 | 7.75 | 1
2030/31 | 134.75 | 7.75 | 4
2030/31 | 136.75 | 7.75 | 2
2030/31 | 137.25 | 7.75 | 2
2030/31 | 138.75 | 7.75 | 1
2030/31 | 139.75 | 7.75 | 1
2030/31 | 140.25 | 7.75 | 3
2030/31 | 140.75 | 7.75 | 1
2030/31 | 141.25 | 7.75 | 1
2030/31 | 142.25 | 7.75 | 1
2030/31 | 143.25 | 7.75 | 1
2030/31 | 144.75 | 7.75 | 1
2030/31 | 145.25 | 7.75 | 2
2030/31 | 145.75 | 7.75 | 1
2030/31 | 146.25 | 7.75 | 1
2030/31 | 146.75 | 7.75 | 1
2030/31 | 148.25 | 7.75 | 2
2030/31 | 150.25 | 7.75 | 2
2030/31 | 151.25 | 7.75 | 1
2030/31 | 151.75 | 7.75 | 1
2030/31 | 156.25 | 7.75 | 1
2030/31 | 157.25 | 7.75 | 1
2030/31 | 158.75 | 7.75 | 1
2030/31 | 160.25 | 7.75 | 1
2030/31 | 161.25 | 7.75 | 1
2030/31 | 163.75 | 7.75 | 1
2030/31 | 165.25 | 7.75 | 1
2030/31 | 167.75 | 7.75 | 1
2030/31 | 168.25 | 7.75 | 1
2030/31 | 172.75 | 7.75 | 1
2030/31 | 173.75 | 7.75 | 1
2030/31 | 175.75 | 7.75 | 1
2030/31 | 184.25 | 7.75 | 1
2030/31 | 187.75 | 7.75 | 1
2030/31 | 202.25 | 7.75 | 1
2030/31 | 70.25 | 8.25 | 1
2030/31 | 76.25 | 8.25 | 1
2030/31 | 79.25 | 8.25 | 1
2030/31 | 80.75 | 8.25 | 1
2030/31 | 81.25 | 8.25 | 2
2030/31 | 82.25 | 8.25 | 1
2030/31 | 83.25 | 8.25 | 1
2030/31 | 84.75 | 8.25 | 1
2030/31 | 85.25 | 8.25 | 1
2030/31 | 87.25 | 8.25 | 1
2030/31 | 87.75 | 8.25 | 1
2030/31 | 88.75 | 8.25 | 1
2030/31 | 89.75 | 8.25 | 1
2030/31 | 91.75 | 8.25 | 1
2030/31 | 92.25 | 8.25 | 1
2030/31 | 93.75 | 8.25 | 1
2030/31 | 94.75 | 8.25 | 1
2030/31 | 96.25 | 8.25 | 3
2030/31 | 98.25 | 8.25 | 1
2030/31 | 98.75 | 8.25 | 1
2030/31 | 99.25 | 8.25 | 1
2030/31 | 99.75 | 8.25 | 1
2030/31 | 102.25 | 8.25 | 4
2030/31 | 104.75 | 8.25 | 1
2030/31 | 105.25 | 8.25 | 1
2030/31 | 105.75 | 8.25 | 2
2030/31 | 106.75 | 8.25 | 1
2030/31 | 108.75 | 8.25 | 2
2030/31 | 109.25 | 8.25 | 1
2030/31 | 109.75 | 8.25 | 2
2030/31 | 111.25 | 8.25 | 4
2030/31 | 111.75 | 8.25 | 2
2030/31 | 112.25 | 8.25 | 1
2030/31 | 112.75 | 8.25 | 1
2030/31 | 114.25 | 8.25 | 2
2030/31 | 114.75 | 8.25 | 3
2030/31 | 116.75 | 8.25 | 1
2030/31 | 117.25 | 8.25 | 2
2030/31 | 117.75 | 8.25 | 1
2030/31 | 118.25 | 8.25 | 2
2030/31 | 118.75 | 8.25 | 1
2030/31 | 119.25 | 8.25 | 1
2030/31 | 119.75 | 8.25 | 2
2030/31 | 120.25 | 8.25 | 1
2030/31 | 120.75 | 8.25 | 2
2030/31 | 121.25 | 8.25 | 5
2030/31 | 121.75 | 8.25 | 3
2030/31 | 122.25 | 8.25 | 1
2030/31 | 123.25 | 8.25 | 3
2030/31 | 123.75 | 8.25 | 1
2030/31 | 124.25 | 8.25 | 2
2030/31 | 125.75 | 8.25 | 3
2030/31 | 126.75 | 8.25 | 1
2030/31 | 127.25 | 8.25 | 2
2030/31 | 127.75 | 8.25 | 2
2030/31 | 128.25 | 8.25 | 3
2030/31 | 128.75 | 8.25 | 1
2030/31 | 129.75 | 8.25 | 2
2030/31 | 130.75 | 8.25 | 4
2030/31 | 131.75 | 8.25 | 2
2030/31 | 132.25 | 8.25 | 2
2030/31 | 133.25 | 8.25 | 3
2030/31 | 134.25 | 8.25 | 2
2030/31 | 135.25 | 8.25 | 1
2030/31 | 135.75 | 8.25 | 4
2030/31 | 136.25 | 8.25 | 1
2030/31 | 136.75 | 8.25 | 2
2030/31 | 137.25 | 8.25 | 1
2030/31 | 137.75 | 8.25 | 1
2030/31 | 138.25 | 8.25 | 2
2030/31 | 138.75 | 8.25 | 1
2030/31 | 139.25 | 8.25 | 1
2030/31 | 139.75 | 8.25 | 1
2030/31 | 141.25 | 8.25 | 2
2030/31 | 141.75 | 8.25 | 2
2030/31 | 142.25 | 8.25 | 2
2030/31 | 144.25 | 8.25 | 1
2030/31 | 144.75 | 8.25 | 1
2030/31 | 146.25 | 8.25 | 2
2030/31 | 147.75 | 8.25 | 1
2030/31 | 149.75 | 8.25 | 1
2030/31 | 150.25 | 8.25 | 1
2030/31 | 151.25 | 8.25 | 1
2030/31 | 152.75 | 8.25 | 1
2030/31 | 154.75 | 8.25 | 1
2030/31 | 157.25 | 8.25 | 1
2030/31 | 160.25 | 8.25 | 1
2030/31 | 163.75 | 8.25 | 1
2030/31 | 167.75 | 8.25 | 1
2030/31 | 168.75 | 8.25 | 1
2030/31 | 170.25 | 8.25 | 1
2030/31 | 172.75 | 8.25 | 1
2030/31 | 180.25 | 8.25 | 1
2030/31 | 181.25 | 8.25 | 1
2030/31 | 185.75 | 8.25 | 1
2030/31 | 63.75 | 8.75 | 2
2030/31 | 71.75 | 8.75 | 1
2030/31 | 73.75 | 8.75 | 1
2030/31 | 75.75 | 8.75 | 1
2030/31 | 78.75 | 8.75 | 1
2030/31 | 79.75 | 8.75 | 1
2030/31 | 80.25 | 8.75 | 1
2030/31 | 83.75 | 8.75 | 1
2030/31 | 84.75 | 8.75 | 1
2030/31 | 86.75 | 8.75 | 1
2030/31 | 89.25 | 8.75 | 1
2030/31 | 89.75 | 8.75 | 1
2030/31 | 90.25 | 8.75 | 1
2030/31 | 90.75 | 8.75 | 1
2030/31 | 91.25 | 8.75 | 2
2030/31 | 92.25 | 8.75 | 1
2030/31 | 92.75 | 8.75 | 1
2030/31 | 95.75 | 8.75 | 1
2030/31 | 96.75 | 8.75 | 1
2030/31 | 97.25 | 8.75 | 1
2030/31 | 98.25 | 8.75 | 2
2030/31 | 98.75 | 8.75 | 1
2030/31 | 100.25 | 8.75 | 1
2030/31 | 100.75 | 8.75 | 1
2030/31 | 101.75 | 8.75 | 2
2030/31 | 102.75 | 8.75 | 1
2030/31 | 103.25 | 8.75 | 1
2030/31 | 104.25 | 8.75 | 2
2030/31 | 105.25 | 8.75 | 1
2030/31 | 106.25 | 8.75 | 1
2030/31 | 106.75 | 8.75 | 4
2030/31 | 107.25 | 8.75 | 2
2030/31 | 108.25 | 8.75 | 1
2030/31 | 109.75 | 8.75 | 2
2030/31 | 110.25 | 8.75 | 3
2030/31 | 112.75 | 8.75 | 1
2030/31 | 113.75 | 8.75 | 1
2030/31 | 114.25 | 8.75 | 1
2030/31 | 114.75 | 8.75 | 2
2030/31 | 115.25 | 8.75 | 1
2030/31 | 115.75 | 8.75 | 1
2030/31 | 116.25 | 8.75 | 1
2030/31 | 116.75 | 8.75 | 1
2030/31 | 117.25 | 8.75 | 1
2030/31 | 118.25 | 8.75 | 1
2030/31 | 119.25 | 8.75 | 1
2030/31 | 120.25 | 8.75 | 2
2030/31 | 120.75 | 8.75 | 3
2030/31 | 121.25 | 8.75 | 3
2030/31 | 121.75 | 8.75 | 1
2030/31 | 122.25 | 8.75 | 1
2030/31 | 123.25 | 8.75 | 1
2030/31 | 123.75 | 8.75 | 1
2030/31 | 124.25 | 8.75 | 1
2030/31 | 124.75 | 8.75 | 3
2030/31 | 125.25 | 8.75 | 2
2030/31 | 125.75 | 8.75 | 3
2030/31 | 126.25 | 8.75 | 3
2030/31 | 126.75 | 8.75 | 1
2030/31 | 128.25 | 8.75 | 2
2030/31 | 128.75 | 8.75 | 1
2030/31 | 129.25 | 8.75 | 1
2030/31 | 129.75 | 8.75 | 2
2030/31 | 131.25 | 8.75 | 3
2030/31 | 131.75 | 8.75 | 1
2030/31 | 132.25 | 8.75 | 3
2030/31 | 132.75 | 8.75 | 1
2030/31 | 133.75 | 8.75 | 2
2030/31 | 134.25 | 8.75 | 1
2030/31 | 134.75 | 8.75 | 1
2030/31 | 135.25 | 8.75 | 1
2030/31 | 135.75 | 8.75 | 1
2030/31 | 136.25 | 8.75 | 2
2030/31 | 136.75 | 8.75 | 2
2030/31 | 137.25 | 8.75 | 3
2030/31 | 137.75 | 8.75 | 1
2030/31 | 138.25 | 8.75 | 3
2030/31 | 138.75 | 8.75 | 1
2030/31 | 139.75 | 8.75 | 1
2030/31 | 140.25 | 8.75 | 1
2030/31 | 140.75 | 8.75 | 2
2030/31 | 141.75 | 8.75 | 1
2030/31 | 142.75 | 8.75 | 1
2030/31 | 143.25 | 8.75 | 1
2030/31 | 145.75 | 8.75 | 2
2030/31 | 147.75 | 8.75 | 2
2030/31 | 148.25 | 8.75 | 1
2030/31 | 148.75 | 8.75 | 1
2030/31 | 150.75 | 8.75 | 2
2030/31 | 151.25 | 8.75 | 1
2030/31 | 152.25 | 8.75 | 1
2030/31 | 153.25 | 8.75 | 1
2030/31 | 155.25 | 8.75 | 1
2030/31 | 156.25 | 8.75 | 1
2030/31 | 158.75 | 8.75 | 1
2030/31 | 159.25 | 8.75 | 1
2030/31 | 161.25 | 8.75 | 1
2030/31 | 161.75 | 8.75 | 1
2030/31 | 162.75 | 8.75 | 1
2030/31 | 165.25 | 8.75 | 1
2030/31 | 166.75 | 8.75 | 1
2030/31 | 171.25 | 8.75 | 1
2030/31 | 171.75 | 8.75 | 1
2030/31 | 172.75 | 8.75 | 1
2030/31 | 176.75 | 8.75 | 1
2030/31 | 178.75 | 8.75 | 1
2030/31 | 181.25 | 8.75 | 1
2030/31 | 186.25 | 8.75 | 1
2030/31 | 200.25 | 8.75 | 1
2030/31 | 206.25 | 8.75 | 1
2030/31 | 65.75 | 9.25 | 1
2030/31 | 67.75 | 9.25 | 1
2030/31 | 70.25 | 9.25 | 1
2030/31 | 74.75 | 9.25 | 1
2030/31 | 83.75 | 9.25 | 1
2030/31 | 84.25 | 9.25 | 1
2030/31 | 85.25 | 9.25 | 1
2030/31 | 85.75 | 9.25 | 1
2030/31 | 86.25 | 9.25 | 1
2030/31 | 86.75 | 9.25 | 1
2030/31 | 87.25 | 9.25 | 1
2030/31 | 88.25 | 9.25 | 3
2030/31 | 88.75 | 9.25 | 2
2030/31 | 90.75 | 9.25 | 1
2030/31 | 92.25 | 9.25 | 1
2030/31 | 93.25 | 9.25 | 1
2030/31 | 98.25 | 9.25 | 1
2030/31 | 98.75 | 9.25 | 1
2030/31 | 99.25 | 9.25 | 1
2030/31 | 100.25 | 9.25 | 1
2030/31 | 100.75 | 9.25 | 6
2030/31 | 101.25 | 9.25 | 3
2030/31 | 101.75 | 9.25 | 1
2030/31 | 102.25 | 9.25 | 2
2030/31 | 103.75 | 9.25 | 1
2030/31 | 104.25 | 9.25 | 3
2030/31 | 105.25 | 9.25 | 1
2030/31 | 105.75 | 9.25 | 1
2030/31 | 106.25 | 9.25 | 1
2030/31 | 107.25 | 9.25 | 1
2030/31 | 107.75 | 9.25 | 1
2030/31 | 108.25 | 9.25 | 1
2030/31 | 108.75 | 9.25 | 3
2030/31 | 109.25 | 9.25 | 1
2030/31 | 109.75 | 9.25 | 1
2030/31 | 110.25 | 9.25 | 1
2030/31 | 110.75 | 9.25 | 1
2030/31 | 111.25 | 9.25 | 2
2030/31 | 111.75 | 9.25 | 1
2030/31 | 112.25 | 9.25 | 1
2030/31 | 113.75 | 9.25 | 1
2030/31 | 114.25 | 9.25 | 3
2030/31 | 115.75 | 9.25 | 1
2030/31 | 116.25 | 9.25 | 1
2030/31 | 116.75 | 9.25 | 1
2030/31 | 117.25 | 9.25 | 1
2030/31 | 117.75 | 9.25 | 1
2030/31 | 118.25 | 9.25 | 1
2030/31 | 118.75 | 9.25 | 2
2030/31 | 119.75 | 9.25 | 2
2030/31 | 120.25 | 9.25 | 2
2030/31 | 120.75 | 9.25 | 4
2030/31 | 121.75 | 9.25 | 1
2030/31 | 122.25 | 9.25 | 1
2030/31 | 122.75 | 9.25 | 3
2030/31 | 123.25 | 9.25 | 3
2030/31 | 123.75 | 9.25 | 1
2030/31 | 125.25 | 9.25 | 1
2030/31 | 126.25 | 9.25 | 2
2030/31 | 126.75 | 9.25 | 4
2030/31 | 127.25 | 9.25 | 1
2030/31 | 127.75 | 9.25 | 2
2030/31 | 128.25 | 9.25 | 1
2030/31 | 128.75 | 9.25 | 1
2030/31 | 129.25 | 9.25 | 2
2030/31 | 129.75 | 9.25 | 1
2030/31 | 130.25 | 9.25 | 2
2030/31 | 130.75 | 9.25 | 4
2030/31 | 131.25 | 9.25 | 1
2030/31 | 131.75 | 9.25 | 2
2030/31 | 132.75 | 9.25 | 2
2030/31 | 133.75 | 9.25 | 2
2030/31 | 134.25 | 9.25 | 2
2030/31 | 134.75 | 9.25 | 1
2030/31 | 135.25 | 9.25 | 1
2030/31 | 135.75 | 9.25 | 1
2030/31 | 136.75 | 9.25 | 2
2030/31 | 137.25 | 9.25 | 4
2030/31 | 137.75 | 9.25 | 1
2030/31 | 138.75 | 9.25 | 1
2030/31 | 139.25 | 9.25 | 1
2030/31 | 139.75 | 9.25 | 1
2030/31 | 140.25 | 9.25 | 1
2030/31 | 140.75 | 9.25 | 1
2030/31 | 142.25 | 9.25 | 1
2030/31 | 142.75 | 9.25 | 1
2030/31 | 144.75 | 9.25 | 1
2030/31 | 145.25 | 9.25 | 1
2030/31 | 145.75 | 9.25 | 1
2030/31 | 146.25 | 9.25 | 2
2030/31 | 148.25 | 9.25 | 2
2030/31 | 148.75 | 9.25 | 3
2030/31 | 149.75 | 9.25 | 1
2030/31 | 151.25 | 9.25 | 1
2030/31 | 152.75 | 9.25 | 1
2030/31 | 153.25 | 9.25 | 1
2030/31 | 155.25 | 9.25 | 2
2030/31 | 156.25 | 9.25 | 1
2030/31 | 157.25 | 9.25 | 1
2030/31 | 159.25 | 9.25 | 1
2030/31 | 160.75 | 9.25 | 1
2030/31 | 161.75 | 9.25 | 2
2030/31 | 162.25 | 9.25 | 1
2030/31 | 164.25 | 9.25 | 1
2030/31 | 164.75 | 9.25 | 1
2030/31 | 165.75 | 9.25 | 1
2030/31 | 167.25 | 9.25 | 1
2030/31 | 170.25 | 9.25 | 1
2030/31 | 170.75 | 9.25 | 1
2030/31 | 172.25 | 9.25 | 1
2030/31 | 175.25 | 9.25 | 1
2030/31 | 203.75 | 9.25 | 1
2030/31 | 215.25 | 9.25 | 1
2030/31 | 72.25 | 9.75 | 1
2030/31 | 73.75 | 9.75 | 1
2030/31 | 75.25 | 9.75 | 1
2030/31 | 80.25 | 9.75 | 1
2030/31 | 81.75 | 9.75 | 1
2030/31 | 86.25 | 9.75 | 2
2030/31 | 86.75 | 9.75 | 3
2030/31 | 87.25 | 9.75 | 1
2030/31 | 88.75 | 9.75 | 1
2030/31 | 89.25 | 9.75 | 2
2030/31 | 91.25 | 9.75 | 1
2030/31 | 92.25 | 9.75 | 1
2030/31 | 92.75 | 9.75 | 2
2030/31 | 94.25 | 9.75 | 1
2030/31 | 95.25 | 9.75 | 2
2030/31 | 96.25 | 9.75 | 1
2030/31 | 96.75 | 9.75 | 1
2030/31 | 98.25 | 9.75 | 1
2030/31 | 98.75 | 9.75 | 1
2030/31 | 99.75 | 9.75 | 1
2030/31 | 100.25 | 9.75 | 2
2030/31 | 100.75 | 9.75 | 1
2030/31 | 101.75 | 9.75 | 3
2030/31 | 102.75 | 9.75 | 1
2030/31 | 103.25 | 9.75 | 2
2030/31 | 103.75 | 9.75 | 2
2030/31 | 104.75 | 9.75 | 1
2030/31 | 105.25 | 9.75 | 1
2030/31 | 105.75 | 9.75 | 1
2030/31 | 106.75 | 9.75 | 2
2030/31 | 107.75 | 9.75 | 1
2030/31 | 110.25 | 9.75 | 3
2030/31 | 111.25 | 9.75 | 1
2030/31 | 112.75 | 9.75 | 1
2030/31 | 113.75 | 9.75 | 1
2030/31 | 114.25 | 9.75 | 2
2030/31 | 114.75 | 9.75 | 2
2030/31 | 115.75 | 9.75 | 1
2030/31 | 116.75 | 9.75 | 2
2030/31 | 117.25 | 9.75 | 2
2030/31 | 117.75 | 9.75 | 1
2030/31 | 118.25 | 9.75 | 1
2030/31 | 118.75 | 9.75 | 4
2030/31 | 119.75 | 9.75 | 2
2030/31 | 120.25 | 9.75 | 6
2030/31 | 121.25 | 9.75 | 1
2030/31 | 121.75 | 9.75 | 3
2030/31 | 124.25 | 9.75 | 3
2030/31 | 124.75 | 9.75 | 1
2030/31 | 126.75 | 9.75 | 2
2030/31 | 127.25 | 9.75 | 2
2030/31 | 127.75 | 9.75 | 3
2030/31 | 128.75 | 9.75 | 1
2030/31 | 129.25 | 9.75 | 2
2030/31 | 129.75 | 9.75 | 1
2030/31 | 130.25 | 9.75 | 3
2030/31 | 130.75 | 9.75 | 2
2030/31 | 131.75 | 9.75 | 2
2030/31 | 132.75 | 9.75 | 1
2030/31 | 133.25 | 9.75 | 2
2030/31 | 134.75 | 9.75 | 5
2030/31 | 135.25 | 9.75 | 1
2030/31 | 135.75 | 9.75 | 1
2030/31 | 137.25 | 9.75 | 1
2030/31 | 137.75 | 9.75 | 3
2030/31 | 138.25 | 9.75 | 2
2030/31 | 138.75 | 9.75 | 3
2030/31 | 139.25 | 9.75 | 1
2030/31 | 139.75 | 9.75 | 3
2030/31 | 141.25 | 9.75 | 1
2030/31 | 141.75 | 9.75 | 2
2030/31 | 142.75 | 9.75 | 2
2030/31 | 143.25 | 9.75 | 2
2030/31 | 144.25 | 9.75 | 1
2030/31 | 144.75 | 9.75 | 2
2030/31 | 145.75 | 9.75 | 1
2030/31 | 148.25 | 9.75 | 2
2030/31 | 148.75 | 9.75 | 3
2030/31 | 149.25 | 9.75 | 2
2030/31 | 149.75 | 9.75 | 2
2030/31 | 151.25 | 9.75 | 1
2030/31 | 151.75 | 9.75 | 1
2030/31 | 152.75 | 9.75 | 1
2030/31 | 153.75 | 9.75 | 1
2030/31 | 154.25 | 9.75 | 2
2030/31 | 155.25 | 9.75 | 1
2030/31 | 156.25 | 9.75 | 1
2030/31 | 157.25 | 9.75 | 2
2030/31 | 159.75 | 9.75 | 2
2030/31 | 160.25 | 9.75 | 2
2030/31 | 160.75 | 9.75 | 2
2030/31 | 161.25 | 9.75 | 1
2030/31 | 163.25 | 9.75 | 1
2030/31 | 164.75 | 9.75 | 1
2030/31 | 170.75 | 9.75 | 1
2030/31 | 172.25 | 9.75 | 1
2030/31 | 173.75 | 9.75 | 1
2030/31 | 174.25 | 9.75 | 1
2030/31 | 175.75 | 9.75 | 1
2030/31 | 176.25 | 9.75 | 1
2030/31 | 177.25 | 9.75 | 1
2030/31 | 67.75 | 10.25 | 1
2030/31 | 72.25 | 10.25 | 1
2030/31 | 75.75 | 10.25 | 1
2030/31 | 78.25 | 10.25 | 1
2030/31 | 78.75 | 10.25 | 1
2030/31 | 81.75 | 10.25 | 1
2030/31 | 83.25 | 10.25 | 1
2030/31 | 83.75 | 10.25 | 1
2030/31 | 85.75 | 10.25 | 1
2030/31 | 88.25 | 10.25 | 1
2030/31 | 89.25 | 10.25 | 1
2030/31 | 90.75 | 10.25 | 2
2030/31 | 91.25 | 10.25 | 1
2030/31 | 91.75 | 10.25 | 1
2030/31 | 93.25 | 10.25 | 1
2030/31 | 94.25 | 10.25 | 1
2030/31 | 94.75 | 10.25 | 1
2030/31 | 96.25 | 10.25 | 2
2030/31 | 97.25 | 10.25 | 2
2030/31 | 97.75 | 10.25 | 1
2030/31 | 98.25 | 10.25 | 1
2030/31 | 99.25 | 10.25 | 3
2030/31 | 100.25 | 10.25 | 1
2030/31 | 101.25 | 10.25 | 1
2030/31 | 101.75 | 10.25 | 1
2030/31 | 102.25 | 10.25 | 1
2030/31 | 102.75 | 10.25 | 2
2030/31 | 103.25 | 10.25 | 1
2030/31 | 103.75 | 10.25 | 1
2030/31 | 104.25 | 10.25 | 1
2030/31 | 104.75 | 10.25 | 2
2030/31 | 105.25 | 10.25 | 1
2030/31 | 106.25 | 10.25 | 2
2030/31 | 108.25 | 10.25 | 1
2030/31 | 109.75 | 10.25 | 1
2030/31 | 110.25 | 10.25 | 1
2030/31 | 110.75 | 10.25 | 2
2030/31 | 111.25 | 10.25 | 2
2030/31 | 111.75 | 10.25 | 2
2030/31 | 113.75 | 10.25 | 1
2030/31 | 114.25 | 10.25 | 2
2030/31 | 114.75 | 10.25 | 2
2030/31 | 115.25 | 10.25 | 1
2030/31 | 115.75 | 10.25 | 2
2030/31 | 116.25 | 10.25 | 1
2030/31 | 116.75 | 10.25 | 3
2030/31 | 117.25 | 10.25 | 4
2030/31 | 117.75 | 10.25 | 1
2030/31 | 118.25 | 10.25 | 2
2030/31 | 119.25 | 10.25 | 3
2030/31 | 119.75 | 10.25 | 2
2030/31 | 120.25 | 10.25 | 2
2030/31 | 120.75 | 10.25 | 4
2030/31 | 121.25 | 10.25 | 2
2030/31 | 121.75 | 10.25 | 4
2030/31 | 122.25 | 10.25 | 3
2030/31 | 122.75 | 10.25 | 2
2030/31 | 123.25 | 10.25 | 5
2030/31 | 123.75 | 10.25 | 1
2030/31 | 124.25 | 10.25 | 2
2030/31 | 124.75 | 10.25 | 2
2030/31 | 125.25 | 10.25 | 2
2030/31 | 126.25 | 10.25 | 6
2030/31 | 126.75 | 10.25 | 3
2030/31 | 127.25 | 10.25 | 1
2030/31 | 127.75 | 10.25 | 4
2030/31 | 129.25 | 10.25 | 2
2030/31 | 129.75 | 10.25 | 2
2030/31 | 130.25 | 10.25 | 1
2030/31 | 131.25 | 10.25 | 2
2030/31 | 132.25 | 10.25 | 2
2030/31 | 133.75 | 10.25 | 3
2030/31 | 134.25 | 10.25 | 1
2030/31 | 135.25 | 10.25 | 1
2030/31 | 135.75 | 10.25 | 3
2030/31 | 136.25 | 10.25 | 1
2030/31 | 137.25 | 10.25 | 1
2030/31 | 137.75 | 10.25 | 2
2030/31 | 138.25 | 10.25 | 1
2030/31 | 138.75 | 10.25 | 5
2030/31 | 140.25 | 10.25 | 2
2030/31 | 140.75 | 10.25 | 1
2030/31 | 141.75 | 10.25 | 1
2030/31 | 142.25 | 10.25 | 3
2030/31 | 142.75 | 10.25 | 2
2030/31 | 143.25 | 10.25 | 2
2030/31 | 143.75 | 10.25 | 2
2030/31 | 144.25 | 10.25 | 5
2030/31 | 144.75 | 10.25 | 1
2030/31 | 145.25 | 10.25 | 1
2030/31 | 146.75 | 10.25 | 2
2030/31 | 148.25 | 10.25 | 1
2030/31 | 149.25 | 10.25 | 2
2030/31 | 150.75 | 10.25 | 1
2030/31 | 154.25 | 10.25 | 1
2030/31 | 156.25 | 10.25 | 3
2030/31 | 157.25 | 10.25 | 2
2030/31 | 158.75 | 10.25 | 1
2030/31 | 159.25 | 10.25 | 1
2030/31 | 160.75 | 10.25 | 2
2030/31 | 161.25 | 10.25 | 2
2030/31 | 162.75 | 10.25 | 2
2030/31 | 164.75 | 10.25 | 1
2030/31 | 165.75 | 10.25 | 2
2030/31 | 169.25 | 10.25 | 1
2030/31 | 169.75 | 10.25 | 1
2030/31 | 175.75 | 10.25 | 1
2030/31 | 176.25 | 10.25 | 1
2030/31 | 177.75 | 10.25 | 1
2030/31 | 188.25 | 10.25 | 1
2030/31 | 191.25 | 10.25 | 1
2030/31 | 58.75 | 10.75 | 1
2030/31 | 63.25 | 10.75 | 1
2030/31 | 68.75 | 10.75 | 1
2030/31 | 71.75 | 10.75 | 1
2030/31 | 73.75 | 10.75 | 1
2030/31 | 74.75 | 10.75 | 1
2030/31 | 75.25 | 10.75 | 1
2030/31 | 75.75 | 10.75 | 1
2030/31 | 78.25 | 10.75 | 1
2030/31 | 79.25 | 10.75 | 1
2030/31 | 79.75 | 10.75 | 2
2030/31 | 80.25 | 10.75 | 1
2030/31 | 82.25 | 10.75 | 1
2030/31 | 82.75 | 10.75 | 1
2030/31 | 84.25 | 10.75 | 1
2030/31 | 85.75 | 10.75 | 1
2030/31 | 86.25 | 10.75 | 2
2030/31 | 88.25 | 10.75 | 1
2030/31 | 88.75 | 10.75 | 1
2030/31 | 89.25 | 10.75 | 1
2030/31 | 89.75 | 10.75 | 1
2030/31 | 90.25 | 10.75 | 1
2030/31 | 90.75 | 10.75 | 1
2030/31 | 92.25 | 10.75 | 1
2030/31 | 92.75 | 10.75 | 1
2030/31 | 93.25 | 10.75 | 2
2030/31 | 94.25 | 10.75 | 1
2030/31 | 94.75 | 10.75 | 1
2030/31 | 95.25 | 10.75 | 1
2030/31 | 95.75 | 10.75 | 3
2030/31 | 96.25 | 10.75 | 2
2030/31 | 97.25 | 10.75 | 2
2030/31 | 97.75 | 10.75 | 1
2030/31 | 98.25 | 10.75 | 1
2030/31 | 98.75 | 10.75 | 2
2030/31 | 99.75 | 10.75 | 2
2030/31 | 101.25 | 10.75 | 1
2030/31 | 101.75 | 10.75 | 2
2030/31 | 102.25 | 10.75 | 1
2030/31 | 102.75 | 10.75 | 2
2030/31 | 103.25 | 10.75 | 4
2030/31 | 103.75 | 10.75 | 1
2030/31 | 104.75 | 10.75 | 1
2030/31 | 105.25 | 10.75 | 1
2030/31 | 105.75 | 10.75 | 1
2030/31 | 106.25 | 10.75 | 2
2030/31 | 106.75 | 10.75 | 1
2030/31 | 107.75 | 10.75 | 1
2030/31 | 108.75 | 10.75 | 1
2030/31 | 109.25 | 10.75 | 2
2030/31 | 109.75 | 10.75 | 2
2030/31 | 110.75 | 10.75 | 3
2030/31 | 111.25 | 10.75 | 5
2030/31 | 112.75 | 10.75 | 2
2030/31 | 113.25 | 10.75 | 2
2030/31 | 114.25 | 10.75 | 2
2030/31 | 114.75 | 10.75 | 1
2030/31 | 115.25 | 10.75 | 1
2030/31 | 115.75 | 10.75 | 5
2030/31 | 116.75 | 10.75 | 1
2030/31 | 117.25 | 10.75 | 2
2030/31 | 117.75 | 10.75 | 1
2030/31 | 118.25 | 10.75 | 1
2030/31 | 118.75 | 10.75 | 3
2030/31 | 119.25 | 10.75 | 2
2030/31 | 119.75 | 10.75 | 3
2030/31 | 120.25 | 10.75 | 4
2030/31 | 120.75 | 10.75 | 4
2030/31 | 121.25 | 10.75 | 1
2030/31 | 121.75 | 10.75 | 2
2030/31 | 122.25 | 10.75 | 2
2030/31 | 122.75 | 10.75 | 5
2030/31 | 123.25 | 10.75 | 3
2030/31 | 123.75 | 10.75 | 1
2030/31 | 124.25 | 10.75 | 4
2030/31 | 125.25 | 10.75 | 4
2030/31 | 125.75 | 10.75 | 5
2030/31 | 126.25 | 10.75 | 2
2030/31 | 126.75 | 10.75 | 1
2030/31 | 127.25 | 10.75 | 1
2030/31 | 128.25 | 10.75 | 2
2030/31 | 128.75 | 10.75 | 3
2030/31 | 129.25 | 10.75 | 2
2030/31 | 129.75 | 10.75 | 5
2030/31 | 130.25 | 10.75 | 3
2030/31 | 130.75 | 10.75 | 2
2030/31 | 131.25 | 10.75 | 2
2030/31 | 131.75 | 10.75 | 2
2030/31 | 132.25 | 10.75 | 1
2030/31 | 132.75 | 10.75 | 2
2030/31 | 133.25 | 10.75 | 1
2030/31 | 133.75 | 10.75 | 1
2030/31 | 134.75 | 10.75 | 2
2030/31 | 135.25 | 10.75 | 4
2030/31 | 135.75 | 10.75 | 1
2030/31 | 136.75 | 10.75 | 1
2030/31 | 137.75 | 10.75 | 2
2030/31 | 138.25 | 10.75 | 1
2030/31 | 138.75 | 10.75 | 2
2030/31 | 140.25 | 10.75 | 2
2030/31 | 140.75 | 10.75 | 1
2030/31 | 141.25 | 10.75 | 3
2030/31 | 141.75 | 10.75 | 1
2030/31 | 142.25 | 10.75 | 1
2030/31 | 142.75 | 10.75 | 4
2030/31 | 143.25 | 10.75 | 3
2030/31 | 143.75 | 10.75 | 2
2030/31 | 145.75 | 10.75 | 1
2030/31 | 146.25 | 10.75 | 3
2030/31 | 147.25 | 10.75 | 3
2030/31 | 148.25 | 10.75 | 1
2030/31 | 148.75 | 10.75 | 1
2030/31 | 149.25 | 10.75 | 2
2030/31 | 151.75 | 10.75 | 1
2030/31 | 153.25 | 10.75 | 1
2030/31 | 154.25 | 10.75 | 1
2030/31 | 155.75 | 10.75 | 4
2030/31 | 156.25 | 10.75 | 2
2030/31 | 156.75 | 10.75 | 1
2030/31 | 158.25 | 10.75 | 2
2030/31 | 158.75 | 10.75 | 2
2030/31 | 159.75 | 10.75 | 1
2030/31 | 160.75 | 10.75 | 1
2030/31 | 164.25 | 10.75 | 2
2030/31 | 166.75 | 10.75 | 1
2030/31 | 168.25 | 10.75 | 1
2030/31 | 170.25 | 10.75 | 1
2030/31 | 171.25 | 10.75 | 2
2030/31 | 171.75 | 10.75 | 1
2030/31 | 176.25 | 10.75 | 1
2030/31 | 186.75 | 10.75 | 1
2030/31 | 191.25 | 10.75 | 1
2030/31 | 193.25 | 10.75 | 1
2030/31 | 202.75 | 10.75 | 1
2030/31 | 63.25 | 11.25 | 1
2030/31 | 65.25 | 11.25 | 1
2030/31 | 67.25 | 11.25 | 1
2030/31 | 68.25 | 11.25 | 1
2030/31 | 72.75 | 11.25 | 1
2030/31 | 73.25 | 11.25 | 1
2030/31 | 76.25 | 11.25 | 2
2030/31 | 78.75 | 11.25 | 1
2030/31 | 80.25 | 11.25 | 1
2030/31 | 81.25 | 11.25 | 1
2030/31 | 82.25 | 11.25 | 2
2030/31 | 82.75 | 11.25 | 1
2030/31 | 84.25 | 11.25 | 1
2030/31 | 84.75 | 11.25 | 1
2030/31 | 85.75 | 11.25 | 1
2030/31 | 86.75 | 11.25 | 1
2030/31 | 88.75 | 11.25 | 1
2030/31 | 90.25 | 11.25 | 3
2030/31 | 90.75 | 11.25 | 2
2030/31 | 91.25 | 11.25 | 3
2030/31 | 91.75 | 11.25 | 2
2030/31 | 92.75 | 11.25 | 2
2030/31 | 93.25 | 11.25 | 1
2030/31 | 94.25 | 11.25 | 1
2030/31 | 94.75 | 11.25 | 2
2030/31 | 95.25 | 11.25 | 3
2030/31 | 95.75 | 11.25 | 4
2030/31 | 96.25 | 11.25 | 3
2030/31 | 96.75 | 11.25 | 1
2030/31 | 98.25 | 11.25 | 1
2030/31 | 99.75 | 11.25 | 1
2030/31 | 101.25 | 11.25 | 2
2030/31 | 101.75 | 11.25 | 1
2030/31 | 102.75 | 11.25 | 1
2030/31 | 103.25 | 11.25 | 1
2030/31 | 103.75 | 11.25 | 1
2030/31 | 104.75 | 11.25 | 1
2030/31 | 105.25 | 11.25 | 3
2030/31 | 105.75 | 11.25 | 3
2030/31 | 106.25 | 11.25 | 2
2030/31 | 106.75 | 11.25 | 1
2030/31 | 107.25 | 11.25 | 1
2030/31 | 107.75 | 11.25 | 1
2030/31 | 108.75 | 11.25 | 1
2030/31 | 109.25 | 11.25 | 1
2030/31 | 109.75 | 11.25 | 3
2030/31 | 110.25 | 11.25 | 1
2030/31 | 110.75 | 11.25 | 1
2030/31 | 112.25 | 11.25 | 3
2030/31 | 112.75 | 11.25 | 5
2030/31 | 113.25 | 11.25 | 5
2030/31 | 113.75 | 11.25 | 3
2030/31 | 114.25 | 11.25 | 3
2030/31 | 114.75 | 11.25 | 1
2030/31 | 115.25 | 11.25 | 3
2030/31 | 115.75 | 11.25 | 2
2030/31 | 116.25 | 11.25 | 2
2030/31 | 116.75 | 11.25 | 1
2030/31 | 117.25 | 11.25 | 1
2030/31 | 117.75 | 11.25 | 3
2030/31 | 118.25 | 11.25 | 2
2030/31 | 118.75 | 11.25 | 4
2030/31 | 119.25 | 11.25 | 2
2030/31 | 119.75 | 11.25 | 3
2030/31 | 120.25 | 11.25 | 2
2030/31 | 120.75 | 11.25 | 1
2030/31 | 121.25 | 11.25 | 7
2030/31 | 121.75 | 11.25 | 1
2030/31 | 122.25 | 11.25 | 3
2030/31 | 122.75 | 11.25 | 2
2030/31 | 123.25 | 11.25 | 3
2030/31 | 123.75 | 11.25 | 2
2030/31 | 124.25 | 11.25 | 4
2030/31 | 124.75 | 11.25 | 2
2030/31 | 125.25 | 11.25 | 1
2030/31 | 125.75 | 11.25 | 5
2030/31 | 126.25 | 11.25 | 5
2030/31 | 126.75 | 11.25 | 1
2030/31 | 127.25 | 11.25 | 3
2030/31 | 127.75 | 11.25 | 1
2030/31 | 128.25 | 11.25 | 3
2030/31 | 128.75 | 11.25 | 1
2030/31 | 129.25 | 11.25 | 2
2030/31 | 129.75 | 11.25 | 4
2030/31 | 130.25 | 11.25 | 2
2030/31 | 131.25 | 11.25 | 1
2030/31 | 132.25 | 11.25 | 4
2030/31 | 132.75 | 11.25 | 4
2030/31 | 133.25 | 11.25 | 4
2030/31 | 133.75 | 11.25 | 2
2030/31 | 134.25 | 11.25 | 1
2030/31 | 134.75 | 11.25 | 2
2030/31 | 135.25 | 11.25 | 1
2030/31 | 135.75 | 11.25 | 3
2030/31 | 136.25 | 11.25 | 2
2030/31 | 136.75 | 11.25 | 3
2030/31 | 137.25 | 11.25 | 3
2030/31 | 138.25 | 11.25 | 2
2030/31 | 138.75 | 11.25 | 2
2030/31 | 139.25 | 11.25 | 2
2030/31 | 139.75 | 11.25 | 4
2030/31 | 140.25 | 11.25 | 3
2030/31 | 141.25 | 11.25 | 2
2030/31 | 142.25 | 11.25 | 3
2030/31 | 142.75 | 11.25 | 1
2030/31 | 143.25 | 11.25 | 3
2030/31 | 143.75 | 11.25 | 1
2030/31 | 144.25 | 11.25 | 2
2030/31 | 144.75 | 11.25 | 2
2030/31 | 145.25 | 11.25 | 2
2030/31 | 147.25 | 11.25 | 3
2030/31 | 147.75 | 11.25 | 3
2030/31 | 148.25 | 11.25 | 3
2030/31 | 148.75 | 11.25 | 2
2030/31 | 149.25 | 11.25 | 2
2030/31 | 150.75 | 11.25 | 2
2030/31 | 151.25 | 11.25 | 2
2030/31 | 151.75 | 11.25 | 2
2030/31 | 153.25 | 11.25 | 3
2030/31 | 153.75 | 11.25 | 1
2030/31 | 154.25 | 11.25 | 1
2030/31 | 154.75 | 11.25 | 1
2030/31 | 155.25 | 11.25 | 2
2030/31 | 155.75 | 11.25 | 1
2030/31 | 156.25 | 11.25 | 1
2030/31 | 157.25 | 11.25 | 2
2030/31 | 158.25 | 11.25 | 1
2030/31 | 159.25 | 11.25 | 1
2030/31 | 160.25 | 11.25 | 2
2030/31 | 160.75 | 11.25 | 1
2030/31 | 162.75 | 11.25 | 1
2030/31 | 163.25 | 11.25 | 2
2030/31 | 166.25 | 11.25 | 1
2030/31 | 167.75 | 11.25 | 1
2030/31 | 168.25 | 11.25 | 2
2030/31 | 169.75 | 11.25 | 1
2030/31 | 171.75 | 11.25 | 1
2030/31 | 173.75 | 11.25 | 1
2030/31 | 174.25 | 11.25 | 1
2030/31 | 177.75 | 11.25 | 2
2030/31 | 187.75 | 11.25 | 1
2030/31 | 188.75 | 11.25 | 1
2030/31 | 204.25 | 11.25 | 1
2030/31 | 69.75 | 11.75 | 1
2030/31 | 74.25 | 11.75 | 1
2030/31 | 76.25 | 11.75 | 1
2030/31 | 79.25 | 11.75 | 1
2030/31 | 81.75 | 11.75 | 1
2030/31 | 82.25 | 11.75 | 1
2030/31 | 82.75 | 11.75 | 1
2030/31 | 83.25 | 11.75 | 1
2030/31 | 84.25 | 11.75 | 1
2030/31 | 84.75 | 11.75 | 1
2030/31 | 85.25 | 11.75 | 1
2030/31 | 86.75 | 11.75 | 1
2030/31 | 87.75 | 11.75 | 1
2030/31 | 89.25 | 11.75 | 1
2030/31 | 89.75 | 11.75 | 1
2030/31 | 90.25 | 11.75 | 1
2030/31 | 91.75 | 11.75 | 2
2030/31 | 92.75 | 11.75 | 2
2030/31 | 93.75 | 11.75 | 1
2030/31 | 94.25 | 11.75 | 2
2030/31 | 94.75 | 11.75 | 2
2030/31 | 96.25 | 11.75 | 4
2030/31 | 96.75 | 11.75 | 2
2030/31 | 97.75 | 11.75 | 1
2030/31 | 98.25 | 11.75 | 2
2030/31 | 98.75 | 11.75 | 1
2030/31 | 99.75 | 11.75 | 2
2030/31 | 100.25 | 11.75 | 2
2030/31 | 100.75 | 11.75 | 5
2030/31 | 101.25 | 11.75 | 2
2030/31 | 101.75 | 11.75 | 1
2030/31 | 102.75 | 11.75 | 1
2030/31 | 103.25 | 11.75 | 2
2030/31 | 103.75 | 11.75 | 1
2030/31 | 104.25 | 11.75 | 1
2030/31 | 104.75 | 11.75 | 5
2030/31 | 105.25 | 11.75 | 3
2030/31 | 105.75 | 11.75 | 1
2030/31 | 106.25 | 11.75 | 3
2030/31 | 106.75 | 11.75 | 2
2030/31 | 107.75 | 11.75 | 1
2030/31 | 108.25 | 11.75 | 1
2030/31 | 109.75 | 11.75 | 2
2030/31 | 110.25 | 11.75 | 2
2030/31 | 111.25 | 11.75 | 3
2030/31 | 112.25 | 11.75 | 2
2030/31 | 112.75 | 11.75 | 1
2030/31 | 113.25 | 11.75 | 1
2030/31 | 114.25 | 11.75 | 1
2030/31 | 114.75 | 11.75 | 3
2030/31 | 115.25 | 11.75 | 3
2030/31 | 115.75 | 11.75 | 1
2030/31 | 116.25 | 11.75 | 4
2030/31 | 116.75 | 11.75 | 2
2030/31 | 117.25 | 11.75 | 2
2030/31 | 117.75 | 11.75 | 4
2030/31 | 118.25 | 11.75 | 2
2030/31 | 118.75 | 11.75 | 3
2030/31 | 119.25 | 11.75 | 1
2030/31 | 119.75 | 11.75 | 2
2030/31 | 120.25 | 11.75 | 3
2030/31 | 121.25 | 11.75 | 2
2030/31 | 121.75 | 11.75 | 3
2030/31 | 122.25 | 11.75 | 2
2030/31 | 122.75 | 11.75 | 3
2030/31 | 123.25 | 11.75 | 1
2030/31 | 125.25 | 11.75 | 1
2030/31 | 125.75 | 11.75 | 7
2030/31 | 126.25 | 11.75 | 6
2030/31 | 126.75 | 11.75 | 2
2030/31 | 127.25 | 11.75 | 1
2030/31 | 127.75 | 11.75 | 6
2030/31 | 128.25 | 11.75 | 4
2030/31 | 128.75 | 11.75 | 1
2030/31 | 129.25 | 11.75 | 4
2030/31 | 129.75 | 11.75 | 4
2030/31 | 130.25 | 11.75 | 1
2030/31 | 130.75 | 11.75 | 2
2030/31 | 131.25 | 11.75 | 4
2030/31 | 131.75 | 11.75 | 3
2030/31 | 132.25 | 11.75 | 1
2030/31 | 132.75 | 11.75 | 2
2030/31 | 133.75 | 11.75 | 3
2030/31 | 134.25 | 11.75 | 1
2030/31 | 134.75 | 11.75 | 1
2030/31 | 135.25 | 11.75 | 2
2030/31 | 135.75 | 11.75 | 1
2030/31 | 136.25 | 11.75 | 3
2030/31 | 136.75 | 11.75 | 1
2030/31 | 137.25 | 11.75 | 3
2030/31 | 137.75 | 11.75 | 2
2030/31 | 138.25 | 11.75 | 1
2030/31 | 139.75 | 11.75 | 1
2030/31 | 140.25 | 11.75 | 6
2030/31 | 140.75 | 11.75 | 2
2030/31 | 141.25 | 11.75 | 1
2030/31 | 141.75 | 11.75 | 2
2030/31 | 142.25 | 11.75 | 3
2030/31 | 142.75 | 11.75 | 2
2030/31 | 143.25 | 11.75 | 2
2030/31 | 143.75 | 11.75 | 1
2030/31 | 144.25 | 11.75 | 1
2030/31 | 144.75 | 11.75 | 3
2030/31 | 146.75 | 11.75 | 2
2030/31 | 147.25 | 11.75 | 2
2030/31 | 149.75 | 11.75 | 1
2030/31 | 150.75 | 11.75 | 2
2030/31 | 152.25 | 11.75 | 1
2030/31 | 152.75 | 11.75 | 1
2030/31 | 153.25 | 11.75 | 3
2030/31 | 155.25 | 11.75 | 1
2030/31 | 156.25 | 11.75 | 1
2030/31 | 157.25 | 11.75 | 1
2030/31 | 157.75 | 11.75 | 1
2030/31 | 158.25 | 11.75 | 1
2030/31 | 159.25 | 11.75 | 1
2030/31 | 159.75 | 11.75 | 1
2030/31 | 161.75 | 11.75 | 2
2030/31 | 162.25 | 11.75 | 2
2030/31 | 164.25 | 11.75 | 1
2030/31 | 164.75 | 11.75 | 1
2030/31 | 166.25 | 11.75 | 1
2030/31 | 166.75 | 11.75 | 1
2030/31 | 168.25 | 11.75 | 1
2030/31 | 171.75 | 11.75 | 1
2030/31 | 172.25 | 11.75 | 2
2030/31 | 181.75 | 11.75 | 1
2030/31 | 192.75 | 11.75 | 1
2030/31 | 197.25 | 11.75 | 1
2030/31 | 224.75 | 11.75 | 1
2030/31 | 69.25 | 12.25 | 1
2030/31 | 69.75 | 12.25 | 1
2030/31 | 71.25 | 12.25 | 1
2030/31 | 74.75 | 12.25 | 1
2030/31 | 78.75 | 12.25 | 2
2030/31 | 80.25 | 12.25 | 1
2030/31 | 80.75 | 12.25 | 1
2030/31 | 81.25 | 12.25 | 2
2030/31 | 83.75 | 12.25 | 3
2030/31 | 84.75 | 12.25 | 2
2030/31 | 85.25 | 12.25 | 1
2030/31 | 86.25 | 12.25 | 1
2030/31 | 86.75 | 12.25 | 1
2030/31 | 87.25 | 12.25 | 2
2030/31 | 87.75 | 12.25 | 1
2030/31 | 89.25 | 12.25 | 1
2030/31 | 89.75 | 12.25 | 1
2030/31 | 90.75 | 12.25 | 1
2030/31 | 91.25 | 12.25 | 3
2030/31 | 91.75 | 12.25 | 1
2030/31 | 93.25 | 12.25 | 4
2030/31 | 94.25 | 12.25 | 1
2030/31 | 94.75 | 12.25 | 2
2030/31 | 95.75 | 12.25 | 3
2030/31 | 96.25 | 12.25 | 1
2030/31 | 96.75 | 12.25 | 1
2030/31 | 97.25 | 12.25 | 1
2030/31 | 97.75 | 12.25 | 1
2030/31 | 98.75 | 12.25 | 4
2030/31 | 99.75 | 12.25 | 2
2030/31 | 100.25 | 12.25 | 1
2030/31 | 100.75 | 12.25 | 2
2030/31 | 101.25 | 12.25 | 1
2030/31 | 101.75 | 12.25 | 1
2030/31 | 103.25 | 12.25 | 1
2030/31 | 104.75 | 12.25 | 1
2030/31 | 105.25 | 12.25 | 2
2030/31 | 105.75 | 12.25 | 1
2030/31 | 107.25 | 12.25 | 4
2030/31 | 107.75 | 12.25 | 2
2030/31 | 108.25 | 12.25 | 4
2030/31 | 109.75 | 12.25 | 1
2030/31 | 110.25 | 12.25 | 2
2030/31 | 110.75 | 12.25 | 3
2030/31 | 111.25 | 12.25 | 2
2030/31 | 111.75 | 12.25 | 1
2030/31 | 112.25 | 12.25 | 2
2030/31 | 112.75 | 12.25 | 2
2030/31 | 113.75 | 12.25 | 2
2030/31 | 114.25 | 12.25 | 3
2030/31 | 114.75 | 12.25 | 1
2030/31 | 115.75 | 12.25 | 2
2030/31 | 116.25 | 12.25 | 3
2030/31 | 116.75 | 12.25 | 2
2030/31 | 117.25 | 12.25 | 1
2030/31 | 118.25 | 12.25 | 3
2030/31 | 118.75 | 12.25 | 3
2030/31 | 119.25 | 12.25 | 3
2030/31 | 119.75 | 12.25 | 1
2030/31 | 120.25 | 12.25 | 1
2030/31 | 120.75 | 12.25 | 2
2030/31 | 121.75 | 12.25 | 2
2030/31 | 122.25 | 12.25 | 1
2030/31 | 122.75 | 12.25 | 3
2030/31 | 123.25 | 12.25 | 2
2030/31 | 123.75 | 12.25 | 4
2030/31 | 124.25 | 12.25 | 3
2030/31 | 124.75 | 12.25 | 4
2030/31 | 125.25 | 12.25 | 5
2030/31 | 125.75 | 12.25 | 1
2030/31 | 126.75 | 12.25 | 3
2030/31 | 127.25 | 12.25 | 1
2030/31 | 127.75 | 12.25 | 2
2030/31 | 128.25 | 12.25 | 1
2030/31 | 128.75 | 12.25 | 1
2030/31 | 129.25 | 12.25 | 4
2030/31 | 129.75 | 12.25 | 2
2030/31 | 130.75 | 12.25 | 2
2030/31 | 131.25 | 12.25 | 3
2030/31 | 131.75 | 12.25 | 3
2030/31 | 132.25 | 12.25 | 3
2030/31 | 132.75 | 12.25 | 5
2030/31 | 133.25 | 12.25 | 1
2030/31 | 133.75 | 12.25 | 2
2030/31 | 134.25 | 12.25 | 1
2030/31 | 134.75 | 12.25 | 4
2030/31 | 135.25 | 12.25 | 2
2030/31 | 135.75 | 12.25 | 1
2030/31 | 136.25 | 12.25 | 2
2030/31 | 136.75 | 12.25 | 3
2030/31 | 137.25 | 12.25 | 1
2030/31 | 137.75 | 12.25 | 2
2030/31 | 138.25 | 12.25 | 3
2030/31 | 138.75 | 12.25 | 1
2030/31 | 139.25 | 12.25 | 2
2030/31 | 139.75 | 12.25 | 2
2030/31 | 140.25 | 12.25 | 1
2030/31 | 140.75 | 12.25 | 1
2030/31 | 141.25 | 12.25 | 1
2030/31 | 141.75 | 12.25 | 1
2030/31 | 142.25 | 12.25 | 4
2030/31 | 142.75 | 12.25 | 1
2030/31 | 143.25 | 12.25 | 4
2030/31 | 143.75 | 12.25 | 2
2030/31 | 144.25 | 12.25 | 1
2030/31 | 144.75 | 12.25 | 3
2030/31 | 145.25 | 12.25 | 1
2030/31 | 145.75 | 12.25 | 1
2030/31 | 146.25 | 12.25 | 2
2030/31 | 147.75 | 12.25 | 1
2030/31 | 148.25 | 12.25 | 1
2030/31 | 149.25 | 12.25 | 3
2030/31 | 150.25 | 12.25 | 1
2030/31 | 150.75 | 12.25 | 1
2030/31 | 151.75 | 12.25 | 3
2030/31 | 152.25 | 12.25 | 2
2030/31 | 153.25 | 12.25 | 1
2030/31 | 153.75 | 12.25 | 2
2030/31 | 154.75 | 12.25 | 1
2030/31 | 155.25 | 12.25 | 1
2030/31 | 155.75 | 12.25 | 1
2030/31 | 156.25 | 12.25 | 1
2030/31 | 156.75 | 12.25 | 1
2030/31 | 157.75 | 12.25 | 1
2030/31 | 158.25 | 12.25 | 1
2030/31 | 159.75 | 12.25 | 1
2030/31 | 160.75 | 12.25 | 1
2030/31 | 161.75 | 12.25 | 1
2030/31 | 163.25 | 12.25 | 1
2030/31 | 164.75 | 12.25 | 1
2030/31 | 165.25 | 12.25 | 1
2030/31 | 166.25 | 12.25 | 1
2030/31 | 166.75 | 12.25 | 1
2030/31 | 167.75 | 12.25 | 1
2030/31 | 168.25 | 12.25 | 1
2030/31 | 169.75 | 12.25 | 1
2030/31 | 170.25 | 12.25 | 2
2030/31 | 175.25 | 12.25 | 1
2030/31 | 175.75 | 12.25 | 1
2030/31 | 179.25 | 12.25 | 1
2030/31 | 180.25 | 12.25 | 1
2030/31 | 182.25 | 12.25 | 1
2030/31 | 184.25 | 12.25 | 1
2030/31 | 189.75 | 12.25 | 1
2030/31 | 193.25 | 12.25 | 1
2030/31 | 60.75 | 12.75 | 1
2030/31 | 61.25 | 12.75 | 1
2030/31 | 62.75 | 12.75 | 1
2030/31 | 68.75 | 12.75 | 1
2030/31 | 69.25 | 12.75 | 1
2030/31 | 70.25 | 12.75 | 1
2030/31 | 70.75 | 12.75 | 1
2030/31 | 75.25 | 12.75 | 1
2030/31 | 80.25 | 12.75 | 1
2030/31 | 80.75 | 12.75 | 1
2030/31 | 81.25 | 12.75 | 1
2030/31 | 81.75 | 12.75 | 1
2030/31 | 83.25 | 12.75 | 1
2030/31 | 84.25 | 12.75 | 1
2030/31 | 84.75 | 12.75 | 2
2030/31 | 85.25 | 12.75 | 1
2030/31 | 85.75 | 12.75 | 2
2030/31 | 86.25 | 12.75 | 1
2030/31 | 86.75 | 12.75 | 2
2030/31 | 87.25 | 12.75 | 2
2030/31 | 89.25 | 12.75 | 1
2030/31 | 89.75 | 12.75 | 1
2030/31 | 90.25 | 12.75 | 1
2030/31 | 90.75 | 12.75 | 3
2030/31 | 91.75 | 12.75 | 3
2030/31 | 92.75 | 12.75 | 2
2030/31 | 93.25 | 12.75 | 2
2030/31 | 93.75 | 12.75 | 2
2030/31 | 94.25 | 12.75 | 1
2030/31 | 94.75 | 12.75 | 2
2030/31 | 95.75 | 12.75 | 1
2030/31 | 96.25 | 12.75 | 2
2030/31 | 96.75 | 12.75 | 1
2030/31 | 97.75 | 12.75 | 1
2030/31 | 98.75 | 12.75 | 1
2030/31 | 99.25 | 12.75 | 2
2030/31 | 99.75 | 12.75 | 1
2030/31 | 100.25 | 12.75 | 1
2030/31 | 101.25 | 12.75 | 2
2030/31 | 101.75 | 12.75 | 3
2030/31 | 102.25 | 12.75 | 1
2030/31 | 102.75 | 12.75 | 4
2030/31 | 103.25 | 12.75 | 3
2030/31 | 103.75 | 12.75 | 3
2030/31 | 104.75 | 12.75 | 2
2030/31 | 105.25 | 12.75 | 4
2030/31 | 105.75 | 12.75 | 1
2030/31 | 106.25 | 12.75 | 1
2030/31 | 106.75 | 12.75 | 3
2030/31 | 107.25 | 12.75 | 1
2030/31 | 107.75 | 12.75 | 6
2030/31 | 108.25 | 12.75 | 1
2030/31 | 108.75 | 12.75 | 2
2030/31 | 109.25 | 12.75 | 2
2030/31 | 109.75 | 12.75 | 4
2030/31 | 110.25 | 12.75 | 1
2030/31 | 110.75 | 12.75 | 1
2030/31 | 111.25 | 12.75 | 1
2030/31 | 111.75 | 12.75 | 2
2030/31 | 112.25 | 12.75 | 2
2030/31 | 112.75 | 12.75 | 2
2030/31 | 113.75 | 12.75 | 4
2030/31 | 114.25 | 12.75 | 1
2030/31 | 114.75 | 12.75 | 2
2030/31 | 115.25 | 12.75 | 4
2030/31 | 115.75 | 12.75 | 2
2030/31 | 116.25 | 12.75 | 1
2030/31 | 116.75 | 12.75 | 7
2030/31 | 117.25 | 12.75 | 1
2030/31 | 118.25 | 12.75 | 4
2030/31 | 118.75 | 12.75 | 5
2030/31 | 119.25 | 12.75 | 1
2030/31 | 119.75 | 12.75 | 2
2030/31 | 120.25 | 12.75 | 3
2030/31 | 120.75 | 12.75 | 5
2030/31 | 121.25 | 12.75 | 2
2030/31 | 121.75 | 12.75 | 4
2030/31 | 122.25 | 12.75 | 1
2030/31 | 122.75 | 12.75 | 1
2030/31 | 123.25 | 12.75 | 3
2030/31 | 124.25 | 12.75 | 4
2030/31 | 124.75 | 12.75 | 1
2030/31 | 125.25 | 12.75 | 3
2030/31 | 125.75 | 12.75 | 4
2030/31 | 126.25 | 12.75 | 2
2030/31 | 126.75 | 12.75 | 2
2030/31 | 127.25 | 12.75 | 1
2030/31 | 127.75 | 12.75 | 3
2030/31 | 128.25 | 12.75 | 1
2030/31 | 128.75 | 12.75 | 3
2030/31 | 129.25 | 12.75 | 3
2030/31 | 129.75 | 12.75 | 4
2030/31 | 130.25 | 12.75 | 5
2030/31 | 130.75 | 12.75 | 4
2030/31 | 131.25 | 12.75 | 2
2030/31 | 131.75 | 12.75 | 3
2030/31 | 132.25 | 12.75 | 1
2030/31 | 132.75 | 12.75 | 2
2030/31 | 133.25 | 12.75 | 2
2030/31 | 133.75 | 12.75 | 5
2030/31 | 134.25 | 12.75 | 3
2030/31 | 134.75 | 12.75 | 2
2030/31 | 135.25 | 12.75 | 2
2030/31 | 135.75 | 12.75 | 2
2030/31 | 136.25 | 12.75 | 4
2030/31 | 136.75 | 12.75 | 3
2030/31 | 137.25 | 12.75 | 1
2030/31 | 137.75 | 12.75 | 3
2030/31 | 138.25 | 12.75 | 5
2030/31 | 138.75 | 12.75 | 1
2030/31 | 139.25 | 12.75 | 1
2030/31 | 139.75 | 12.75 | 3
2030/31 | 140.25 | 12.75 | 1
2030/31 | 140.75 | 12.75 | 1
2030/31 | 141.25 | 12.75 | 2
2030/31 | 141.75 | 12.75 | 1
2030/31 | 142.25 | 12.75 | 3
2030/31 | 143.25 | 12.75 | 1
2030/31 | 144.25 | 12.75 | 1
2030/31 | 144.75 | 12.75 | 2
2030/31 | 145.25 | 12.75 | 2
2030/31 | 145.75 | 12.75 | 1
2030/31 | 146.25 | 12.75 | 1
2030/31 | 146.75 | 12.75 | 2
2030/31 | 147.25 | 12.75 | 1
2030/31 | 147.75 | 12.75 | 1
2030/31 | 148.25 | 12.75 | 1
2030/31 | 148.75 | 12.75 | 1
2030/31 | 149.75 | 12.75 | 2
2030/31 | 150.25 | 12.75 | 1
2030/31 | 151.75 | 12.75 | 1
2030/31 | 152.75 | 12.75 | 1
2030/31 | 153.75 | 12.75 | 1
2030/31 | 155.75 | 12.75 | 1
2030/31 | 156.25 | 12.75 | 1
2030/31 | 156.75 | 12.75 | 1
2030/31 | 157.25 | 12.75 | 3
2030/31 | 157.75 | 12.75 | 2
2030/31 | 158.25 | 12.75 | 1
2030/31 | 158.75 | 12.75 | 1
2030/31 | 159.75 | 12.75 | 1
2030/31 | 162.25 | 12.75 | 1
2030/31 | 165.25 | 12.75 | 1
2030/31 | 165.75 | 12.75 | 1
2030/31 | 167.25 | 12.75 | 1
2030/31 | 168.25 | 12.75 | 1
2030/31 | 169.25 | 12.75 | 2
2030/31 | 170.75 | 12.75 | 2
2030/31 | 173.25 | 12.75 | 1
2030/31 | 176.25 | 12.75 | 1
2030/31 | 189.75 | 12.75 | 1
2030/31 | 193.25 | 12.75 | 1
2030/31 | 197.25 | 12.75 | 1
2030/31 | 203.25 | 12.75 | 1
2030/31 | 204.75 | 12.75 | 1
2030/31 | 62.75 | 13.25 | 1
2030/31 | 64.75 | 13.25 | 2
2030/31 | 65.25 | 13.25 | 1
2030/31 | 66.25 | 13.25 | 1
2030/31 | 67.75 | 13.25 | 1
2030/31 | 68.25 | 13.25 | 1
2030/31 | 70.75 | 13.25 | 1
2030/31 | 72.75 | 13.25 | 1
2030/31 | 73.25 | 13.25 | 1
2030/31 | 74.25 | 13.25 | 1
2030/31 | 74.75 | 13.25 | 1
2030/31 | 75.75 | 13.25 | 1
2030/31 | 76.25 | 13.25 | 2
2030/31 | 76.75 | 13.25 | 1
2030/31 | 77.25 | 13.25 | 1
2030/31 | 79.25 | 13.25 | 1
2030/31 | 80.25 | 13.25 | 1
2030/31 | 81.25 | 13.25 | 2
2030/31 | 82.75 | 13.25 | 3
2030/31 | 83.25 | 13.25 | 3
2030/31 | 84.25 | 13.25 | 1
2030/31 | 84.75 | 13.25 | 1
2030/31 | 86.25 | 13.25 | 1
2030/31 | 86.75 | 13.25 | 2
2030/31 | 87.25 | 13.25 | 2
2030/31 | 87.75 | 13.25 | 2
2030/31 | 88.75 | 13.25 | 2
2030/31 | 89.75 | 13.25 | 1
2030/31 | 90.25 | 13.25 | 3
2030/31 | 90.75 | 13.25 | 4
2030/31 | 91.25 | 13.25 | 6
2030/31 | 91.75 | 13.25 | 1
2030/31 | 92.25 | 13.25 | 1
2030/31 | 93.25 | 13.25 | 2
2030/31 | 93.75 | 13.25 | 2
2030/31 | 94.25 | 13.25 | 4
2030/31 | 94.75 | 13.25 | 1
2030/31 | 95.25 | 13.25 | 2
2030/31 | 95.75 | 13.25 | 1
2030/31 | 96.25 | 13.25 | 1
2030/31 | 96.75 | 13.25 | 2
2030/31 | 97.25 | 13.25 | 4
2030/31 | 97.75 | 13.25 | 5
2030/31 | 98.25 | 13.25 | 2
2030/31 | 98.75 | 13.25 | 2
2030/31 | 99.25 | 13.25 | 1
2030/31 | 99.75 | 13.25 | 2
2030/31 | 100.25 | 13.25 | 4
2030/31 | 100.75 | 13.25 | 3
2030/31 | 101.75 | 13.25 | 4
2030/31 | 102.25 | 13.25 | 1
2030/31 | 102.75 | 13.25 | 2
2030/31 | 103.25 | 13.25 | 3
2030/31 | 103.75 | 13.25 | 1
2030/31 | 104.25 | 13.25 | 2
2030/31 | 104.75 | 13.25 | 2
2030/31 | 105.25 | 13.25 | 4
2030/31 | 105.75 | 13.25 | 1
2030/31 | 106.25 | 13.25 | 2
2030/31 | 107.25 | 13.25 | 2
2030/31 | 107.75 | 13.25 | 2
2030/31 | 108.25 | 13.25 | 2
2030/31 | 108.75 | 13.25 | 3
2030/31 | 109.25 | 13.25 | 3
2030/31 | 110.25 | 13.25 | 3
2030/31 | 110.75 | 13.25 | 2
2030/31 | 111.25 | 13.25 | 1
2030/31 | 111.75 | 13.25 | 2
2030/31 | 112.25 | 13.25 | 3
2030/31 | 112.75 | 13.25 | 5
2030/31 | 113.25 | 13.25 | 2
2030/31 | 113.75 | 13.25 | 2
2030/31 | 114.25 | 13.25 | 3
2030/31 | 114.75 | 13.25 | 1
2030/31 | 115.25 | 13.25 | 5
2030/31 | 115.75 | 13.25 | 1
2030/31 | 116.75 | 13.25 | 2
2030/31 | 117.25 | 13.25 | 3
2030/31 | 117.75 | 13.25 | 1
2030/31 | 118.25 | 13.25 | 3
2030/31 | 118.75 | 13.25 | 1
2030/31 | 119.25 | 13.25 | 4
2030/31 | 119.75 | 13.25 | 4
2030/31 | 120.25 | 13.25 | 2
2030/31 | 120.75 | 13.25 | 4
2030/31 | 121.25 | 13.25 | 4
2030/31 | 121.75 | 13.25 | 2
2030/31 | 122.25 | 13.25 | 4
2030/31 | 122.75 | 13.25 | 4
2030/31 | 123.25 | 13.25 | 5
2030/31 | 123.75 | 13.25 | 6
2030/31 | 124.25 | 13.25 | 2
2030/31 | 125.25 | 13.25 | 2
2030/31 | 125.75 | 13.25 | 2
2030/31 | 126.25 | 13.25 | 8
2030/31 | 126.75 | 13.25 | 2
2030/31 | 127.25 | 13.25 | 3
2030/31 | 127.75 | 13.25 | 1
2030/31 | 128.25 | 13.25 | 5
2030/31 | 128.75 | 13.25 | 1
2030/31 | 129.25 | 13.25 | 4
2030/31 | 129.75 | 13.25 | 3
2030/31 | 130.75 | 13.25 | 2
2030/31 | 131.25 | 13.25 | 2
2030/31 | 131.75 | 13.25 | 5
2030/31 | 132.25 | 13.25 | 4
2030/31 | 132.75 | 13.25 | 4
2030/31 | 133.25 | 13.25 | 1
2030/31 | 133.75 | 13.25 | 2
2030/31 | 134.25 | 13.25 | 4
2030/31 | 134.75 | 13.25 | 1
2030/31 | 135.25 | 13.25 | 3
2030/31 | 135.75 | 13.25 | 3
2030/31 | 136.25 | 13.25 | 5
2030/31 | 136.75 | 13.25 | 3
2030/31 | 137.25 | 13.25 | 3
2030/31 | 137.75 | 13.25 | 2
2030/31 | 138.25 | 13.25 | 3
2030/31 | 139.25 | 13.25 | 1
2030/31 | 139.75 | 13.25 | 2
2030/31 | 140.25 | 13.25 | 4
2030/31 | 140.75 | 13.25 | 2
2030/31 | 141.25 | 13.25 | 2
2030/31 | 142.25 | 13.25 | 4
2030/31 | 142.75 | 13.25 | 4
2030/31 | 143.25 | 13.25 | 1
2030/31 | 144.25 | 13.25 | 4
2030/31 | 144.75 | 13.25 | 1
2030/31 | 145.25 | 13.25 | 1
2030/31 | 145.75 | 13.25 | 2
2030/31 | 146.25 | 13.25 | 1
2030/31 | 146.75 | 13.25 | 2
2030/31 | 147.75 | 13.25 | 2
2030/31 | 148.25 | 13.25 | 1
2030/31 | 148.75 | 13.25 | 1
2030/31 | 149.75 | 13.25 | 2
2030/31 | 150.25 | 13.25 | 1
2030/31 | 150.75 | 13.25 | 1
2030/31 | 151.25 | 13.25 | 1
2030/31 | 151.75 | 13.25 | 2
2030/31 | 152.25 | 13.25 | 1
2030/31 | 152.75 | 13.25 | 1
2030/31 | 153.25 | 13.25 | 1
2030/31 | 154.25 | 13.25 | 2
2030/31 | 155.25 | 13.25 | 2
2030/31 | 156.75 | 13.25 | 1
2030/31 | 157.75 | 13.25 | 1
2030/31 | 159.25 | 13.25 | 2
2030/31 | 160.75 | 13.25 | 1
2030/31 | 161.25 | 13.25 | 2
2030/31 | 162.75 | 13.25 | 1
2030/31 | 163.25 | 13.25 | 1
2030/31 | 165.25 | 13.25 | 1
2030/31 | 166.25 | 13.25 | 1
2030/31 | 167.75 | 13.25 | 1
2030/31 | 169.25 | 13.25 | 1
2030/31 | 170.75 | 13.25 | 1
2030/31 | 173.75 | 13.25 | 1
2030/31 | 176.75 | 13.25 | 1
2030/31 | 177.75 | 13.25 | 1
2030/31 | 183.75 | 13.25 | 1
2030/31 | 186.25 | 13.25 | 1
2030/31 | 189.25 | 13.25 | 1
2030/31 | 63.25 | 13.75 | 1
2030/31 | 64.75 | 13.75 | 1
2030/31 | 68.25 | 13.75 | 1
2030/31 | 70.25 | 13.75 | 1
2030/31 | 74.75 | 13.75 | 1
2030/31 | 75.75 | 13.75 | 1
2030/31 | 76.25 | 13.75 | 1
2030/31 | 77.75 | 13.75 | 1
2030/31 | 79.25 | 13.75 | 1
2030/31 | 79.75 | 13.75 | 3
2030/31 | 80.75 | 13.75 | 1
2030/31 | 81.25 | 13.75 | 2
2030/31 | 83.25 | 13.75 | 1
2030/31 | 84.75 | 13.75 | 1
2030/31 | 85.25 | 13.75 | 3
2030/31 | 86.75 | 13.75 | 1
2030/31 | 87.25 | 13.75 | 3
2030/31 | 87.75 | 13.75 | 3
2030/31 | 88.25 | 13.75 | 2
2030/31 | 88.75 | 13.75 | 1
2030/31 | 89.25 | 13.75 | 3
2030/31 | 90.25 | 13.75 | 4
2030/31 | 90.75 | 13.75 | 1
2030/31 | 92.75 | 13.75 | 2
2030/31 | 93.25 | 13.75 | 2
2030/31 | 93.75 | 13.75 | 3
2030/31 | 94.25 | 13.75 | 1
2030/31 | 94.75 | 13.75 | 4
2030/31 | 95.25 | 13.75 | 3
2030/31 | 95.75 | 13.75 | 1
2030/31 | 96.25 | 13.75 | 1
2030/31 | 96.75 | 13.75 | 3
2030/31 | 97.25 | 13.75 | 2
2030/31 | 97.75 | 13.75 | 2
2030/31 | 98.25 | 13.75 | 1
2030/31 | 98.75 | 13.75 | 3
2030/31 | 99.25 | 13.75 | 2
2030/31 | 99.75 | 13.75 | 1
2030/31 | 100.25 | 13.75 | 3
2030/31 | 100.75 | 13.75 | 2
2030/31 | 101.25 | 13.75 | 4
2030/31 | 101.75 | 13.75 | 2
2030/31 | 102.25 | 13.75 | 1
2030/31 | 102.75 | 13.75 | 6
2030/31 | 103.25 | 13.75 | 2
2030/31 | 104.25 | 13.75 | 4
2030/31 | 104.75 | 13.75 | 2
2030/31 | 105.25 | 13.75 | 1
2030/31 | 105.75 | 13.75 | 2
2030/31 | 106.25 | 13.75 | 4
2030/31 | 106.75 | 13.75 | 4
2030/31 | 107.25 | 13.75 | 2
2030/31 | 108.25 | 13.75 | 6
2030/31 | 108.75 | 13.75 | 2
2030/31 | 109.25 | 13.75 | 3
2030/31 | 109.75 | 13.75 | 3
2030/31 | 110.25 | 13.75 | 1
2030/31 | 110.75 | 13.75 | 3
2030/31 | 111.25 | 13.75 | 3
2030/31 | 111.75 | 13.75 | 8
2030/31 | 112.25 | 13.75 | 3
2030/31 | 112.75 | 13.75 | 2
2030/31 | 113.25 | 13.75 | 2
2030/31 | 113.75 | 13.75 | 1
2030/31 | 114.25 | 13.75 | 2
2030/31 | 114.75 | 13.75 | 1
2030/31 | 115.25 | 13.75 | 3
2030/31 | 115.75 | 13.75 | 3
2030/31 | 116.25 | 13.75 | 2
2030/31 | 116.75 | 13.75 | 5
2030/31 | 117.25 | 13.75 | 1
2030/31 | 117.75 | 13.75 | 2
2030/31 | 118.25 | 13.75 | 1
2030/31 | 118.75 | 13.75 | 1
2030/31 | 119.25 | 13.75 | 4
2030/31 | 119.75 | 13.75 | 3
2030/31 | 120.25 | 13.75 | 5
2030/31 | 120.75 | 13.75 | 1
2030/31 | 121.25 | 13.75 | 2
2030/31 | 121.75 | 13.75 | 2
2030/31 | 122.25 | 13.75 | 5
2030/31 | 122.75 | 13.75 | 2
2030/31 | 123.25 | 13.75 | 2
2030/31 | 123.75 | 13.75 | 3
2030/31 | 124.25 | 13.75 | 1
2030/31 | 124.75 | 13.75 | 1
2030/31 | 125.25 | 13.75 | 3
2030/31 | 125.75 | 13.75 | 2
2030/31 | 126.25 | 13.75 | 7
2030/31 | 126.75 | 13.75 | 6
2030/31 | 127.25 | 13.75 | 1
2030/31 | 127.75 | 13.75 | 3
2030/31 | 128.25 | 13.75 | 4
2030/31 | 128.75 | 13.75 | 2
2030/31 | 129.25 | 13.75 | 5
2030/31 | 129.75 | 13.75 | 3
2030/31 | 130.25 | 13.75 | 1
2030/31 | 130.75 | 13.75 | 7
2030/31 | 131.25 | 13.75 | 4
2030/31 | 131.75 | 13.75 | 2
2030/31 | 132.25 | 13.75 | 1
2030/31 | 132.75 | 13.75 | 5
2030/31 | 133.25 | 13.75 | 2
2030/31 | 133.75 | 13.75 | 3
2030/31 | 134.75 | 13.75 | 2
2030/31 | 135.25 | 13.75 | 4
2030/31 | 135.75 | 13.75 | 3
2030/31 | 136.25 | 13.75 | 2
2030/31 | 136.75 | 13.75 | 4
2030/31 | 137.25 | 13.75 | 4
2030/31 | 137.75 | 13.75 | 1
2030/31 | 138.75 | 13.75 | 3
2030/31 | 139.25 | 13.75 | 1
2030/31 | 139.75 | 13.75 | 8
2030/31 | 140.25 | 13.75 | 2
2030/31 | 140.75 | 13.75 | 1
2030/31 | 141.25 | 13.75 | 2
2030/31 | 141.75 | 13.75 | 4
2030/31 | 142.25 | 13.75 | 2
2030/31 | 142.75 | 13.75 | 1
2030/31 | 143.25 | 13.75 | 4
2030/31 | 143.75 | 13.75 | 3
2030/31 | 144.25 | 13.75 | 1
2030/31 | 145.25 | 13.75 | 3
2030/31 | 146.25 | 13.75 | 1
2030/31 | 146.75 | 13.75 | 2
2030/31 | 147.25 | 13.75 | 2
2030/31 | 147.75 | 13.75 | 1
2030/31 | 148.75 | 13.75 | 1
2030/31 | 149.25 | 13.75 | 2
2030/31 | 150.25 | 13.75 | 3
2030/31 | 150.75 | 13.75 | 1
2030/31 | 151.75 | 13.75 | 1
2030/31 | 152.75 | 13.75 | 1
2030/31 | 153.25 | 13.75 | 2
2030/31 | 153.75 | 13.75 | 3
2030/31 | 154.75 | 13.75 | 1
2030/31 | 155.25 | 13.75 | 1
2030/31 | 155.75 | 13.75 | 1
2030/31 | 156.75 | 13.75 | 2
2030/31 | 157.25 | 13.75 | 2
2030/31 | 158.75 | 13.75 | 2
2030/31 | 159.25 | 13.75 | 2
2030/31 | 159.75 | 13.75 | 2
2030/31 | 160.25 | 13.75 | 2
2030/31 | 160.75 | 13.75 | 1
2030/31 | 161.25 | 13.75 | 1
2030/31 | 161.75 | 13.75 | 1
2030/31 | 162.75 | 13.75 | 1
2030/31 | 163.75 | 13.75 | 1
2030/31 | 164.75 | 13.75 | 1
2030/31 | 165.25 | 13.75 | 1
2030/31 | 165.75 | 13.75 | 1
2030/31 | 166.75 | 13.75 | 2
2030/31 | 167.25 | 13.75 | 1
2030/31 | 167.75 | 13.75 | 2
2030/31 | 170.25 | 13.75 | 1
2030/31 | 171.75 | 13.75 | 1
2030/31 | 172.75 | 13.75 | 1
2030/31 | 173.25 | 13.75 | 1
2030/31 | 174.75 | 13.75 | 1
2030/31 | 179.75 | 13.75 | 1
2030/31 | 182.25 | 13.75 | 1
2030/31 | 183.75 | 13.75 | 1
2030/31 | 185.75 | 13.75 | 1
2030/31 | 186.75 | 13.75 | 1
2030/31 | 187.75 | 13.75 | 1
2030/31 | 191.25 | 13.75 | 1
2030/31 | 197.75 | 13.75 | 1
2030/31 | 209.75 | 13.75 | 1
2030/31 | 52.25 | 14.25 | 1
2030/31 | 60.25 | 14.25 | 1
2030/31 | 63.75 | 14.25 | 1
2030/31 | 64.75 | 14.25 | 1
2030/31 | 67.25 | 14.25 | 2
2030/31 | 67.75 | 14.25 | 1
2030/31 | 68.25 | 14.25 | 1
2030/31 | 69.25 | 14.25 | 1
2030/31 | 69.75 | 14.25 | 1
2030/31 | 71.75 | 14.25 | 1
2030/31 | 74.25 | 14.25 | 1
2030/31 | 74.75 | 14.25 | 1
2030/31 | 75.25 | 14.25 | 3
2030/31 | 75.75 | 14.25 | 1
2030/31 | 76.75 | 14.25 | 1
2030/31 | 77.25 | 14.25 | 3
2030/31 | 77.75 | 14.25 | 1
2030/31 | 79.75 | 14.25 | 3
2030/31 | 80.75 | 14.25 | 1
2030/31 | 81.25 | 14.25 | 1
2030/31 | 82.75 | 14.25 | 1
2030/31 | 83.25 | 14.25 | 1
2030/31 | 83.75 | 14.25 | 1
2030/31 | 84.75 | 14.25 | 1
2030/31 | 85.25 | 14.25 | 1
2030/31 | 85.75 | 14.25 | 1
2030/31 | 86.25 | 14.25 | 2
2030/31 | 86.75 | 14.25 | 1
2030/31 | 87.75 | 14.25 | 1
2030/31 | 88.25 | 14.25 | 2
2030/31 | 88.75 | 14.25 | 2
2030/31 | 89.25 | 14.25 | 3
2030/31 | 89.75 | 14.25 | 2
2030/31 | 90.25 | 14.25 | 1
2030/31 | 91.25 | 14.25 | 2
2030/31 | 91.75 | 14.25 | 2
2030/31 | 92.25 | 14.25 | 1
2030/31 | 92.75 | 14.25 | 4
2030/31 | 93.25 | 14.25 | 3
2030/31 | 93.75 | 14.25 | 2
2030/31 | 94.25 | 14.25 | 1
2030/31 | 94.75 | 14.25 | 1
2030/31 | 95.25 | 14.25 | 4
2030/31 | 95.75 | 14.25 | 2
2030/31 | 96.25 | 14.25 | 1
2030/31 | 96.75 | 14.25 | 3
2030/31 | 97.25 | 14.25 | 4
2030/31 | 97.75 | 14.25 | 1
2030/31 | 98.25 | 14.25 | 1
2030/31 | 98.75 | 14.25 | 3
2030/31 | 99.25 | 14.25 | 2
2030/31 | 99.75 | 14.25 | 1
2030/31 | 100.75 | 14.25 | 1
2030/31 | 101.25 | 14.25 | 2
2030/31 | 101.75 | 14.25 | 1
2030/31 | 102.25 | 14.25 | 2
2030/31 | 102.75 | 14.25 | 4
2030/31 | 103.25 | 14.25 | 4
2030/31 | 103.75 | 14.25 | 5
2030/31 | 104.25 | 14.25 | 1
2030/31 | 104.75 | 14.25 | 3
2030/31 | 105.25 | 14.25 | 3
2030/31 | 105.75 | 14.25 | 1
2030/31 | 106.25 | 14.25 | 3
2030/31 | 106.75 | 14.25 | 1
2030/31 | 107.25 | 14.25 | 2
2030/31 | 107.75 | 14.25 | 4
2030/31 | 108.25 | 14.25 | 3
2030/31 | 108.75 | 14.25 | 2
2030/31 | 109.25 | 14.25 | 3
2030/31 | 109.75 | 14.25 | 3
2030/31 | 110.25 | 14.25 | 2
2030/31 | 110.75 | 14.25 | 3
2030/31 | 111.25 | 14.25 | 4
2030/31 | 111.75 | 14.25 | 3
2030/31 | 112.25 | 14.25 | 1
2030/31 | 112.75 | 14.25 | 2
2030/31 | 113.25 | 14.25 | 3
2030/31 | 113.75 | 14.25 | 3
2030/31 | 114.75 | 14.25 | 4
2030/31 | 115.25 | 14.25 | 4
2030/31 | 115.75 | 14.25 | 2
2030/31 | 116.25 | 14.25 | 4
2030/31 | 116.75 | 14.25 | 7
2030/31 | 117.25 | 14.25 | 6
2030/31 | 117.75 | 14.25 | 1
2030/31 | 118.25 | 14.25 | 4
2030/31 | 118.75 | 14.25 | 2
2030/31 | 119.25 | 14.25 | 5
2030/31 | 119.75 | 14.25 | 2
2030/31 | 120.25 | 14.25 | 4
2030/31 | 120.75 | 14.25 | 1
2030/31 | 121.25 | 14.25 | 5
2030/31 | 121.75 | 14.25 | 2
2030/31 | 122.25 | 14.25 | 2
2030/31 | 123.25 | 14.25 | 1
2030/31 | 123.75 | 14.25 | 4
2030/31 | 124.25 | 14.25 | 6
2030/31 | 124.75 | 14.25 | 2
2030/31 | 125.25 | 14.25 | 1
2030/31 | 125.75 | 14.25 | 3
2030/31 | 126.25 | 14.25 | 2
2030/31 | 126.75 | 14.25 | 4
2030/31 | 127.25 | 14.25 | 2
2030/31 | 127.75 | 14.25 | 3
2030/31 | 128.25 | 14.25 | 2
2030/31 | 128.75 | 14.25 | 3
2030/31 | 129.25 | 14.25 | 6
2030/31 | 129.75 | 14.25 | 5
2030/31 | 130.25 | 14.25 | 3
2030/31 | 130.75 | 14.25 | 4
2030/31 | 131.25 | 14.25 | 4
2030/31 | 131.75 | 14.25 | 9
2030/31 | 132.25 | 14.25 | 4
2030/31 | 132.75 | 14.25 | 3
2030/31 | 133.25 | 14.25 | 5
2030/31 | 133.75 | 14.25 | 3
2030/31 | 134.25 | 14.25 | 2
2030/31 | 134.75 | 14.25 | 4
2030/31 | 135.25 | 14.25 | 4
2030/31 | 135.75 | 14.25 | 1
2030/31 | 136.75 | 14.25 | 1
2030/31 | 137.25 | 14.25 | 2
2030/31 | 137.75 | 14.25 | 4
2030/31 | 138.25 | 14.25 | 1
2030/31 | 138.75 | 14.25 | 2
2030/31 | 139.25 | 14.25 | 1
2030/31 | 140.25 | 14.25 | 3
2030/31 | 140.75 | 14.25 | 3
2030/31 | 141.25 | 14.25 | 4
2030/31 | 141.75 | 14.25 | 2
2030/31 | 142.25 | 14.25 | 1
2030/31 | 142.75 | 14.25 | 1
2030/31 | 143.25 | 14.25 | 2
2030/31 | 143.75 | 14.25 | 2
2030/31 | 144.25 | 14.25 | 1
2030/31 | 144.75 | 14.25 | 1
2030/31 | 145.25 | 14.25 | 1
2030/31 | 145.75 | 14.25 | 2
2030/31 | 146.25 | 14.25 | 2
2030/31 | 146.75 | 14.25 | 1
2030/31 | 148.25 | 14.25 | 2
2030/31 | 148.75 | 14.25 | 2
2030/31 | 149.25 | 14.25 | 2
2030/31 | 149.75 | 14.25 | 2
2030/31 | 150.25 | 14.25 | 4
2030/31 | 150.75 | 14.25 | 2
2030/31 | 151.25 | 14.25 | 1
2030/31 | 151.75 | 14.25 | 4
2030/31 | 152.25 | 14.25 | 2
2030/31 | 154.25 | 14.25 | 1
2030/31 | 155.25 | 14.25 | 1
2030/31 | 155.75 | 14.25 | 1
2030/31 | 156.25 | 14.25 | 2
2030/31 | 157.75 | 14.25 | 2
2030/31 | 158.25 | 14.25 | 1
2030/31 | 158.75 | 14.25 | 2
2030/31 | 159.25 | 14.25 | 1
2030/31 | 160.75 | 14.25 | 1
2030/31 | 162.25 | 14.25 | 2
2030/31 | 162.75 | 14.25 | 2
2030/31 | 163.75 | 14.25 | 1
2030/31 | 164.25 | 14.25 | 1
2030/31 | 164.75 | 14.25 | 2
2030/31 | 165.25 | 14.25 | 1
2030/31 | 166.25 | 14.25 | 1
2030/31 | 166.75 | 14.25 | 2
2030/31 | 167.25 | 14.25 | 3
2030/31 | 168.25 | 14.25 | 1
2030/31 | 169.75 | 14.25 | 1
2030/31 | 171.25 | 14.25 | 1
2030/31 | 172.25 | 14.25 | 2
2030/31 | 172.75 | 14.25 | 1
2030/31 | 173.25 | 14.25 | 1
2030/31 | 173.75 | 14.25 | 1
2030/31 | 174.75 | 14.25 | 1
2030/31 | 175.75 | 14.25 | 2
2030/31 | 176.25 | 14.25 | 1
2030/31 | 176.75 | 14.25 | 1
2030/31 | 177.75 | 14.25 | 1
2030/31 | 180.25 | 14.25 | 2
2030/31 | 184.75 | 14.25 | 1
2030/31 | 186.25 | 14.25 | 1
2030/31 | 187.25 | 14.25 | 1
2030/31 | 189.25 | 14.25 | 1
2030/31 | 194.25 | 14.25 | 1
2030/31 | 201.25 | 14.25 | 1
2030/31 | 201.75 | 14.25 | 1
2030/31 | 63.75 | 14.75 | 1
2030/31 | 64.25 | 14.75 | 1
2030/31 | 66.25 | 14.75 | 1
2030/31 | 69.75 | 14.75 | 1
2030/31 | 71.75 | 14.75 | 2
2030/31 | 73.25 | 14.75 | 1
2030/31 | 73.75 | 14.75 | 1
2030/31 | 74.25 | 14.75 | 1
2030/31 | 74.75 | 14.75 | 1
2030/31 | 75.25 | 14.75 | 1
2030/31 | 75.75 | 14.75 | 1
2030/31 | 76.25 | 14.75 | 2
2030/31 | 77.25 | 14.75 | 1
2030/31 | 77.75 | 14.75 | 1
2030/31 | 78.25 | 14.75 | 1
2030/31 | 78.75 | 14.75 | 3
2030/31 | 79.25 | 14.75 | 1
2030/31 | 80.25 | 14.75 | 1
2030/31 | 80.75 | 14.75 | 1
2030/31 | 81.75 | 14.75 | 1
2030/31 | 82.25 | 14.75 | 2
2030/31 | 83.25 | 14.75 | 1
2030/31 | 83.75 | 14.75 | 1
2030/31 | 84.25 | 14.75 | 1
2030/31 | 84.75 | 14.75 | 1
2030/31 | 85.75 | 14.75 | 4
2030/31 | 86.25 | 14.75 | 1
2030/31 | 86.75 | 14.75 | 1
2030/31 | 87.75 | 14.75 | 1
2030/31 | 88.25 | 14.75 | 1
2030/31 | 88.75 | 14.75 | 2
2030/31 | 89.25 | 14.75 | 1
2030/31 | 89.75 | 14.75 | 2
2030/31 | 90.25 | 14.75 | 2
2030/31 | 91.25 | 14.75 | 1
2030/31 | 91.75 | 14.75 | 4
2030/31 | 92.25 | 14.75 | 5
2030/31 | 92.75 | 14.75 | 1
2030/31 | 93.25 | 14.75 | 3
2030/31 | 93.75 | 14.75 | 1
2030/31 | 94.25 | 14.75 | 4
2030/31 | 94.75 | 14.75 | 1
2030/31 | 95.25 | 14.75 | 3
2030/31 | 95.75 | 14.75 | 2
2030/31 | 96.25 | 14.75 | 3
2030/31 | 96.75 | 14.75 | 2
2030/31 | 97.25 | 14.75 | 3
2030/31 | 97.75 | 14.75 | 1
2030/31 | 98.25 | 14.75 | 3
2030/31 | 98.75 | 14.75 | 2
2030/31 | 99.25 | 14.75 | 3
2030/31 | 99.75 | 14.75 | 1
2030/31 | 100.25 | 14.75 | 1
2030/31 | 100.75 | 14.75 | 2
2030/31 | 101.25 | 14.75 | 2
2030/31 | 101.75 | 14.75 | 1
2030/31 | 102.25 | 14.75 | 1
2030/31 | 102.75 | 14.75 | 4
2030/31 | 103.25 | 14.75 | 3
2030/31 | 103.75 | 14.75 | 2
2030/31 | 104.25 | 14.75 | 2
2030/31 | 104.75 | 14.75 | 1
2030/31 | 105.25 | 14.75 | 2
2030/31 | 105.75 | 14.75 | 3
2030/31 | 106.25 | 14.75 | 3
2030/31 | 107.25 | 14.75 | 2
2030/31 | 107.75 | 14.75 | 3
2030/31 | 108.25 | 14.75 | 1
2030/31 | 108.75 | 14.75 | 5
2030/31 | 109.25 | 14.75 | 2
2030/31 | 109.75 | 14.75 | 5
2030/31 | 110.25 | 14.75 | 1
2030/31 | 110.75 | 14.75 | 3
2030/31 | 111.25 | 14.75 | 4
2030/31 | 111.75 | 14.75 | 5
2030/31 | 112.25 | 14.75 | 6
2030/31 | 112.75 | 14.75 | 3
2030/31 | 113.25 | 14.75 | 4
2030/31 | 113.75 | 14.75 | 8
2030/31 | 114.25 | 14.75 | 3
2030/31 | 114.75 | 14.75 | 5
2030/31 | 115.25 | 14.75 | 3
2030/31 | 115.75 | 14.75 | 4
2030/31 | 116.25 | 14.75 | 3
2030/31 | 116.75 | 14.75 | 4
2030/31 | 117.25 | 14.75 | 3
2030/31 | 117.75 | 14.75 | 8
2030/31 | 118.25 | 14.75 | 2
2030/31 | 118.75 | 14.75 | 8
2030/31 | 119.25 | 14.75 | 4
2030/31 | 119.75 | 14.75 | 7
2030/31 | 120.25 | 14.75 | 2
2030/31 | 120.75 | 14.75 | 5
2030/31 | 121.25 | 14.75 | 3
2030/31 | 121.75 | 14.75 | 5
2030/31 | 122.25 | 14.75 | 4
2030/31 | 122.75 | 14.75 | 6
2030/31 | 123.25 | 14.75 | 2
2030/31 | 123.75 | 14.75 | 6
2030/31 | 124.25 | 14.75 | 6
2030/31 | 124.75 | 14.75 | 5
2030/31 | 125.25 | 14.75 | 2
2030/31 | 125.75 | 14.75 | 3
2030/31 | 126.25 | 14.75 | 2
2030/31 | 126.75 | 14.75 | 3
2030/31 | 127.25 | 14.75 | 4
2030/31 | 127.75 | 14.75 | 2
2030/31 | 128.25 | 14.75 | 3
2030/31 | 128.75 | 14.75 | 3
2030/31 | 129.25 | 14.75 | 5
2030/31 | 129.75 | 14.75 | 3
2030/31 | 130.25 | 14.75 | 5
2030/31 | 130.75 | 14.75 | 4
2030/31 | 131.25 | 14.75 | 2
2030/31 | 131.75 | 14.75 | 4
2030/31 | 132.25 | 14.75 | 3
2030/31 | 132.75 | 14.75 | 4
2030/31 | 133.25 | 14.75 | 1
2030/31 | 133.75 | 14.75 | 3
2030/31 | 134.25 | 14.75 | 1
2030/31 | 134.75 | 14.75 | 3
2030/31 | 135.25 | 14.75 | 2
2030/31 | 135.75 | 14.75 | 3
2030/31 | 136.75 | 14.75 | 1
2030/31 | 137.25 | 14.75 | 3
2030/31 | 137.75 | 14.75 | 2
2030/31 | 138.25 | 14.75 | 2
2030/31 | 138.75 | 14.75 | 3
2030/31 | 139.25 | 14.75 | 1
2030/31 | 139.75 | 14.75 | 3
2030/31 | 140.25 | 14.75 | 4
2030/31 | 140.75 | 14.75 | 2
2030/31 | 141.25 | 14.75 | 3
2030/31 | 141.75 | 14.75 | 2
2030/31 | 142.25 | 14.75 | 4
2030/31 | 143.25 | 14.75 | 2
2030/31 | 144.25 | 14.75 | 4
2030/31 | 144.75 | 14.75 | 3
2030/31 | 145.25 | 14.75 | 4
2030/31 | 146.25 | 14.75 | 1
2030/31 | 146.75 | 14.75 | 2
2030/31 | 148.25 | 14.75 | 1
2030/31 | 148.75 | 14.75 | 1
2030/31 | 149.25 | 14.75 | 2
2030/31 | 150.25 | 14.75 | 3
2030/31 | 151.25 | 14.75 | 3
2030/31 | 151.75 | 14.75 | 2
2030/31 | 152.25 | 14.75 | 3
2030/31 | 152.75 | 14.75 | 2
2030/31 | 153.25 | 14.75 | 4
2030/31 | 153.75 | 14.75 | 1
2030/31 | 154.25 | 14.75 | 2
2030/31 | 154.75 | 14.75 | 1
2030/31 | 155.75 | 14.75 | 2
2030/31 | 156.25 | 14.75 | 2
2030/31 | 158.75 | 14.75 | 1
2030/31 | 159.25 | 14.75 | 2
2030/31 | 161.25 | 14.75 | 1
2030/31 | 162.25 | 14.75 | 1
2030/31 | 163.25 | 14.75 | 1
2030/31 | 164.25 | 14.75 | 2
2030/31 | 164.75 | 14.75 | 1
2030/31 | 165.25 | 14.75 | 2
2030/31 | 166.25 | 14.75 | 1
2030/31 | 167.25 | 14.75 | 2
2030/31 | 167.75 | 14.75 | 2
2030/31 | 169.25 | 14.75 | 1
2030/31 | 170.25 | 14.75 | 1
2030/31 | 171.75 | 14.75 | 1
2030/31 | 172.25 | 14.75 | 3
2030/31 | 181.75 | 14.75 | 1
2030/31 | 184.25 | 14.75 | 1
2030/31 | 185.25 | 14.75 | 2
2030/31 | 187.75 | 14.75 | 2
2030/31 | 191.25 | 14.75 | 1
2030/31 | 64.25 | 15.25 | 1
2030/31 | 68.25 | 15.25 | 1
2030/31 | 69.75 | 15.25 | 1
2030/31 | 70.25 | 15.25 | 1
2030/31 | 71.75 | 15.25 | 1
2030/31 | 72.25 | 15.25 | 2
2030/31 | 74.25 | 15.25 | 2
2030/31 | 75.25 | 15.25 | 1
2030/31 | 75.75 | 15.25 | 3
2030/31 | 78.25 | 15.25 | 1
2030/31 | 78.75 | 15.25 | 2
2030/31 | 79.25 | 15.25 | 1
2030/31 | 80.75 | 15.25 | 2
2030/31 | 81.25 | 15.25 | 2
2030/31 | 81.75 | 15.25 | 1
2030/31 | 83.25 | 15.25 | 1
2030/31 | 84.25 | 15.25 | 1
2030/31 | 85.25 | 15.25 | 1
2030/31 | 86.25 | 15.25 | 3
2030/31 | 87.75 | 15.25 | 1
2030/31 | 88.25 | 15.25 | 3
2030/31 | 88.75 | 15.25 | 1
2030/31 | 89.25 | 15.25 | 3
2030/31 | 89.75 | 15.25 | 3
2030/31 | 90.75 | 15.25 | 1
2030/31 | 91.25 | 15.25 | 3
2030/31 | 92.25 | 15.25 | 3
2030/31 | 92.75 | 15.25 | 3
2030/31 | 93.75 | 15.25 | 1
2030/31 | 94.75 | 15.25 | 1
2030/31 | 95.25 | 15.25 | 3
2030/31 | 95.75 | 15.25 | 1
2030/31 | 96.25 | 15.25 | 1
2030/31 | 96.75 | 15.25 | 3
2030/31 | 97.25 | 15.25 | 3
2030/31 | 97.75 | 15.25 | 3
2030/31 | 98.25 | 15.25 | 1
2030/31 | 98.75 | 15.25 | 1
2030/31 | 99.25 | 15.25 | 3
2030/31 | 99.75 | 15.25 | 1
2030/31 | 100.25 | 15.25 | 4
2030/31 | 100.75 | 15.25 | 3
2030/31 | 101.25 | 15.25 | 5
2030/31 | 101.75 | 15.25 | 5
2030/31 | 102.25 | 15.25 | 2
2030/31 | 102.75 | 15.25 | 2
2030/31 | 103.25 | 15.25 | 2
2030/31 | 103.75 | 15.25 | 1
2030/31 | 104.25 | 15.25 | 3
2030/31 | 104.75 | 15.25 | 3
2030/31 | 105.25 | 15.25 | 4
2030/31 | 105.75 | 15.25 | 4
2030/31 | 106.25 | 15.25 | 5
2030/31 | 106.75 | 15.25 | 4
2030/31 | 107.25 | 15.25 | 4
2030/31 | 107.75 | 15.25 | 4
2030/31 | 108.25 | 15.25 | 3
2030/31 | 108.75 | 15.25 | 1
2030/31 | 109.25 | 15.25 | 5
2030/31 | 109.75 | 15.25 | 4
2030/31 | 110.25 | 15.25 | 1
2030/31 | 110.75 | 15.25 | 3
2030/31 | 111.75 | 15.25 | 7
2030/31 | 112.25 | 15.25 | 6
2030/31 | 112.75 | 15.25 | 1
2030/31 | 113.25 | 15.25 | 3
2030/31 | 113.75 | 15.25 | 1
2030/31 | 114.25 | 15.25 | 5
2030/31 | 114.75 | 15.25 | 2
2030/31 | 115.25 | 15.25 | 5
2030/31 | 115.75 | 15.25 | 4
2030/31 | 116.25 | 15.25 | 3
2030/31 | 116.75 | 15.25 | 4
2030/31 | 117.25 | 15.25 | 6
2030/31 | 117.75 | 15.25 | 2
2030/31 | 118.25 | 15.25 | 3
2030/31 | 118.75 | 15.25 | 4
2030/31 | 119.25 | 15.25 | 4
2030/31 | 119.75 | 15.25 | 6
2030/31 | 120.25 | 15.25 | 3
2030/31 | 120.75 | 15.25 | 6
2030/31 | 121.25 | 15.25 | 4
2030/31 | 121.75 | 15.25 | 8
2030/31 | 122.25 | 15.25 | 3
2030/31 | 122.75 | 15.25 | 1
2030/31 | 123.25 | 15.25 | 3
2030/31 | 123.75 | 15.25 | 4
2030/31 | 124.25 | 15.25 | 2
2030/31 | 124.75 | 15.25 | 3
2030/31 | 125.25 | 15.25 | 6
2030/31 | 125.75 | 15.25 | 3
2030/31 | 126.25 | 15.25 | 1
2030/31 | 126.75 | 15.25 | 1
2030/31 | 127.25 | 15.25 | 2
2030/31 | 127.75 | 15.25 | 4
2030/31 | 128.75 | 15.25 | 3
2030/31 | 129.25 | 15.25 | 3
2030/31 | 129.75 | 15.25 | 1
2030/31 | 130.25 | 15.25 | 3
2030/31 | 130.75 | 15.25 | 3
2030/31 | 131.25 | 15.25 | 4
2030/31 | 131.75 | 15.25 | 2
2030/31 | 132.25 | 15.25 | 2
2030/31 | 132.75 | 15.25 | 2
2030/31 | 133.25 | 15.25 | 2
2030/31 | 133.75 | 15.25 | 2
2030/31 | 134.25 | 15.25 | 4
2030/31 | 135.25 | 15.25 | 5
2030/31 | 135.75 | 15.25 | 2
2030/31 | 136.25 | 15.25 | 2
2030/31 | 136.75 | 15.25 | 5
2030/31 | 137.25 | 15.25 | 2
2030/31 | 137.75 | 15.25 | 6
2030/31 | 138.25 | 15.25 | 3
2030/31 | 138.75 | 15.25 | 3
2030/31 | 139.25 | 15.25 | 4
2030/31 | 139.75 | 15.25 | 3
2030/31 | 140.25 | 15.25 | 3
2030/31 | 141.75 | 15.25 | 5
2030/31 | 142.25 | 15.25 | 2
2030/31 | 142.75 | 15.25 | 2
2030/31 | 143.25 | 15.25 | 2
2030/31 | 143.75 | 15.25 | 5
2030/31 | 144.25 | 15.25 | 1
2030/31 | 144.75 | 15.25 | 2
2030/31 | 145.25 | 15.25 | 2
2030/31 | 146.25 | 15.25 | 2
2030/31 | 146.75 | 15.25 | 2
2030/31 | 147.25 | 15.25 | 2
2030/31 | 147.75 | 15.25 | 3
2030/31 | 148.25 | 15.25 | 1
2030/31 | 148.75 | 15.25 | 2
2030/31 | 149.25 | 15.25 | 2
2030/31 | 149.75 | 15.25 | 3
2030/31 | 150.75 | 15.25 | 1
2030/31 | 152.25 | 15.25 | 1
2030/31 | 152.75 | 15.25 | 1
2030/31 | 153.25 | 15.25 | 2
2030/31 | 153.75 | 15.25 | 2
2030/31 | 154.75 | 15.25 | 3
2030/31 | 155.25 | 15.25 | 1
2030/31 | 155.75 | 15.25 | 3
2030/31 | 156.25 | 15.25 | 1
2030/31 | 156.75 | 15.25 | 2
2030/31 | 157.25 | 15.25 | 1
2030/31 | 158.75 | 15.25 | 1
2030/31 | 160.25 | 15.25 | 1
2030/31 | 160.75 | 15.25 | 2
2030/31 | 161.25 | 15.25 | 1
2030/31 | 164.25 | 15.25 | 1
2030/31 | 164.75 | 15.25 | 1
2030/31 | 166.25 | 15.25 | 1
2030/31 | 166.75 | 15.25 | 2
2030/31 | 167.25 | 15.25 | 4
2030/31 | 168.75 | 15.25 | 1
2030/31 | 169.25 | 15.25 | 1
2030/31 | 170.25 | 15.25 | 1
2030/31 | 172.75 | 15.25 | 2
2030/31 | 173.25 | 15.25 | 1
2030/31 | 175.25 | 15.25 | 1
2030/31 | 177.25 | 15.25 | 1
2030/31 | 180.25 | 15.25 | 1
2030/31 | 183.25 | 15.25 | 1
2030/31 | 183.75 | 15.25 | 1
2030/31 | 184.25 | 15.25 | 1
2030/31 | 186.25 | 15.25 | 1
2030/31 | 190.25 | 15.25 | 1
2030/31 | 192.25 | 15.25 | 1
2030/31 | 197.25 | 15.25 | 1
2030/31 | 204.75 | 15.25 | 1
2030/31 | 225.75 | 15.25 | 1
2030/31 | 61.75 | 15.75 | 1
2030/31 | 70.25 | 15.75 | 1
2030/31 | 74.25 | 15.75 | 1
2030/31 | 74.75 | 15.75 | 1
2030/31 | 75.75 | 15.75 | 1
2030/31 | 76.25 | 15.75 | 1
2030/31 | 76.75 | 15.75 | 3
2030/31 | 78.25 | 15.75 | 1
2030/31 | 80.25 | 15.75 | 1
2030/31 | 80.75 | 15.75 | 1
2030/31 | 81.25 | 15.75 | 1
2030/31 | 82.25 | 15.75 | 1
2030/31 | 82.75 | 15.75 | 1
2030/31 | 83.25 | 15.75 | 1
2030/31 | 84.25 | 15.75 | 1
2030/31 | 84.75 | 15.75 | 2
2030/31 | 85.25 | 15.75 | 1
2030/31 | 86.25 | 15.75 | 1
2030/31 | 86.75 | 15.75 | 2
2030/31 | 87.25 | 15.75 | 1
2030/31 | 87.75 | 15.75 | 2
2030/31 | 88.25 | 15.75 | 1
2030/31 | 88.75 | 15.75 | 2
2030/31 | 89.25 | 15.75 | 2
2030/31 | 89.75 | 15.75 | 5
2030/31 | 90.25 | 15.75 | 2
2030/31 | 91.25 | 15.75 | 2
2030/31 | 92.25 | 15.75 | 2
2030/31 | 92.75 | 15.75 | 2
2030/31 | 93.75 | 15.75 | 1
2030/31 | 94.25 | 15.75 | 2
2030/31 | 94.75 | 15.75 | 2
2030/31 | 95.25 | 15.75 | 2
2030/31 | 95.75 | 15.75 | 6
2030/31 | 96.25 | 15.75 | 2
2030/31 | 96.75 | 15.75 | 6
2030/31 | 97.25 | 15.75 | 3
2030/31 | 97.75 | 15.75 | 2
2030/31 | 98.25 | 15.75 | 3
2030/31 | 98.75 | 15.75 | 2
2030/31 | 99.25 | 15.75 | 4
2030/31 | 99.75 | 15.75 | 5
2030/31 | 100.25 | 15.75 | 3
2030/31 | 100.75 | 15.75 | 4
2030/31 | 101.25 | 15.75 | 5
2030/31 | 101.75 | 15.75 | 7
2030/31 | 102.25 | 15.75 | 3
2030/31 | 102.75 | 15.75 | 6
2030/31 | 103.25 | 15.75 | 2
2030/31 | 103.75 | 15.75 | 1
2030/31 | 104.25 | 15.75 | 4
2030/31 | 104.75 | 15.75 | 2
2030/31 | 105.25 | 15.75 | 2
2030/31 | 105.75 | 15.75 | 5
2030/31 | 106.25 | 15.75 | 2
2030/31 | 106.75 | 15.75 | 5
2030/31 | 107.25 | 15.75 | 7
2030/31 | 107.75 | 15.75 | 5
2030/31 | 108.25 | 15.75 | 3
2030/31 | 108.75 | 15.75 | 4
2030/31 | 109.25 | 15.75 | 2
2030/31 | 109.75 | 15.75 | 5
2030/31 | 110.25 | 15.75 | 4
2030/31 | 110.75 | 15.75 | 5
2030/31 | 111.25 | 15.75 | 2
2030/31 | 111.75 | 15.75 | 6
2030/31 | 112.25 | 15.75 | 6
2030/31 | 112.75 | 15.75 | 8
2030/31 | 113.25 | 15.75 | 3
2030/31 | 113.75 | 15.75 | 4
2030/31 | 114.25 | 15.75 | 7
2030/31 | 114.75 | 15.75 | 4
2030/31 | 115.25 | 15.75 | 5
2030/31 | 115.75 | 15.75 | 2
2030/31 | 116.25 | 15.75 | 3
2030/31 | 116.75 | 15.75 | 4
2030/31 | 117.25 | 15.75 | 3
2030/31 | 117.75 | 15.75 | 4
2030/31 | 118.25 | 15.75 | 1
2030/31 | 118.75 | 15.75 | 3
2030/31 | 119.25 | 15.75 | 1
2030/31 | 119.75 | 15.75 | 5
2030/31 | 120.25 | 15.75 | 6
2030/31 | 120.75 | 15.75 | 4
2030/31 | 121.25 | 15.75 | 1
2030/31 | 121.75 | 15.75 | 3
2030/31 | 122.25 | 15.75 | 2
2030/31 | 122.75 | 15.75 | 2
2030/31 | 123.25 | 15.75 | 3
2030/31 | 123.75 | 15.75 | 4
2030/31 | 124.25 | 15.75 | 2
2030/31 | 124.75 | 15.75 | 7
2030/31 | 125.25 | 15.75 | 2
2030/31 | 125.75 | 15.75 | 5
2030/31 | 126.25 | 15.75 | 5
2030/31 | 126.75 | 15.75 | 3
2030/31 | 127.25 | 15.75 | 7
2030/31 | 128.25 | 15.75 | 8
2030/31 | 128.75 | 15.75 | 2
2030/31 | 129.25 | 15.75 | 7
2030/31 | 129.75 | 15.75 | 5
2030/31 | 130.25 | 15.75 | 3
2030/31 | 130.75 | 15.75 | 4
2030/31 | 131.25 | 15.75 | 3
2030/31 | 131.75 | 15.75 | 8
2030/31 | 132.25 | 15.75 | 4
2030/31 | 132.75 | 15.75 | 4
2030/31 | 133.25 | 15.75 | 4
2030/31 | 133.75 | 15.75 | 3
2030/31 | 134.25 | 15.75 | 3
2030/31 | 134.75 | 15.75 | 4
2030/31 | 135.25 | 15.75 | 1
2030/31 | 135.75 | 15.75 | 4
2030/31 | 136.25 | 15.75 | 4
2030/31 | 136.75 | 15.75 | 3
2030/31 | 137.25 | 15.75 | 4
2030/31 | 137.75 | 15.75 | 2
2030/31 | 138.75 | 15.75 | 6
2030/31 | 139.25 | 15.75 | 2
2030/31 | 139.75 | 15.75 | 2
2030/31 | 140.75 | 15.75 | 3
2030/31 | 141.25 | 15.75 | 4
2030/31 | 141.75 | 15.75 | 1
2030/31 | 142.25 | 15.75 | 3
2030/31 | 142.75 | 15.75 | 4
2030/31 | 143.25 | 15.75 | 1
2030/31 | 143.75 | 15.75 | 3
2030/31 | 144.25 | 15.75 | 3
2030/31 | 144.75 | 15.75 | 2
2030/31 | 145.25 | 15.75 | 1
2030/31 | 145.75 | 15.75 | 1
2030/31 | 146.25 | 15.75 | 4
2030/31 | 146.75 | 15.75 | 1
2030/31 | 147.25 | 15.75 | 1
2030/31 | 147.75 | 15.75 | 2
2030/31 | 148.25 | 15.75 | 2
2030/31 | 148.75 | 15.75 | 2
2030/31 | 149.25 | 15.75 | 4
2030/31 | 149.75 | 15.75 | 2
2030/31 | 150.25 | 15.75 | 1
2030/31 | 150.75 | 15.75 | 4
2030/31 | 151.25 | 15.75 | 2
2030/31 | 151.75 | 15.75 | 1
2030/31 | 152.25 | 15.75 | 2
2030/31 | 152.75 | 15.75 | 1
2030/31 | 153.75 | 15.75 | 4
2030/31 | 154.75 | 15.75 | 1
2030/31 | 155.75 | 15.75 | 1
2030/31 | 156.25 | 15.75 | 1
2030/31 | 157.25 | 15.75 | 1
2030/31 | 157.75 | 15.75 | 1
2030/31 | 158.25 | 15.75 | 1
2030/31 | 158.75 | 15.75 | 1
2030/31 | 159.25 | 15.75 | 2
2030/31 | 160.25 | 15.75 | 3
2030/31 | 161.25 | 15.75 | 1
2030/31 | 162.25 | 15.75 | 1
2030/31 | 162.75 | 15.75 | 3
2030/31 | 163.25 | 15.75 | 1
2030/31 | 163.75 | 15.75 | 1
2030/31 | 166.25 | 15.75 | 2
2030/31 | 166.75 | 15.75 | 1
2030/31 | 167.25 | 15.75 | 1
2030/31 | 167.75 | 15.75 | 1
2030/31 | 168.25 | 15.75 | 2
2030/31 | 169.75 | 15.75 | 2
2030/31 | 170.75 | 15.75 | 1
2030/31 | 171.75 | 15.75 | 1
2030/31 | 173.25 | 15.75 | 1
2030/31 | 174.25 | 15.75 | 1
2030/31 | 174.75 | 15.75 | 1
2030/31 | 176.75 | 15.75 | 1
2030/31 | 177.25 | 15.75 | 2
2030/31 | 177.75 | 15.75 | 1
2030/31 | 179.25 | 15.75 | 1
2030/31 | 182.75 | 15.75 | 1
2030/31 | 186.25 | 15.75 | 1
2030/31 | 193.25 | 15.75 | 1
2030/31 | 194.25 | 15.75 | 2
2030/31 | 55.25 | 16.25 | 1
2030/31 | 60.75 | 16.25 | 2
2030/31 | 66.25 | 16.25 | 1
2030/31 | 66.75 | 16.25 | 1
2030/31 | 67.25 | 16.25 | 1
2030/31 | 68.25 | 16.25 | 2
2030/31 | 69.25 | 16.25 | 1
2030/31 | 70.25 | 16.25 | 1
2030/31 | 71.25 | 16.25 | 1
2030/31 | 73.25 | 16.25 | 1
2030/31 | 73.75 | 16.25 | 2
2030/31 | 75.25 | 16.25 | 2
2030/31 | 75.75 | 16.25 | 1
2030/31 | 76.25 | 16.25 | 1
2030/31 | 76.75 | 16.25 | 3
2030/31 | 78.75 | 16.25 | 2
2030/31 | 80.25 | 16.25 | 2
2030/31 | 81.25 | 16.25 | 1
2030/31 | 82.25 | 16.25 | 1
2030/31 | 83.25 | 16.25 | 1
2030/31 | 83.75 | 16.25 | 1
2030/31 | 84.25 | 16.25 | 1
2030/31 | 84.75 | 16.25 | 1
2030/31 | 85.25 | 16.25 | 1
2030/31 | 85.75 | 16.25 | 1
2030/31 | 86.25 | 16.25 | 2
2030/31 | 86.75 | 16.25 | 1
2030/31 | 87.75 | 16.25 | 1
2030/31 | 88.25 | 16.25 | 3
2030/31 | 89.25 | 16.25 | 2
2030/31 | 89.75 | 16.25 | 1
2030/31 | 90.25 | 16.25 | 2
2030/31 | 90.75 | 16.25 | 5
2030/31 | 91.25 | 16.25 | 5
2030/31 | 91.75 | 16.25 | 2
2030/31 | 92.25 | 16.25 | 3
2030/31 | 92.75 | 16.25 | 3
2030/31 | 93.25 | 16.25 | 3
2030/31 | 93.75 | 16.25 | 2
2030/31 | 94.25 | 16.25 | 2
2030/31 | 94.75 | 16.25 | 3
2030/31 | 95.25 | 16.25 | 3
2030/31 | 95.75 | 16.25 | 3
2030/31 | 96.25 | 16.25 | 1
2030/31 | 96.75 | 16.25 | 2
2030/31 | 97.25 | 16.25 | 6
2030/31 | 97.75 | 16.25 | 3
2030/31 | 98.25 | 16.25 | 3
2030/31 | 98.75 | 16.25 | 5
2030/31 | 99.25 | 16.25 | 4
2030/31 | 99.75 | 16.25 | 4
2030/31 | 100.25 | 16.25 | 3
2030/31 | 100.75 | 16.25 | 1
2030/31 | 101.25 | 16.25 | 2
2030/31 | 101.75 | 16.25 | 2
2030/31 | 102.25 | 16.25 | 2
2030/31 | 102.75 | 16.25 | 1
2030/31 | 103.25 | 16.25 | 2
2030/31 | 103.75 | 16.25 | 2
2030/31 | 104.25 | 16.25 | 5
2030/31 | 104.75 | 16.25 | 2
2030/31 | 105.25 | 16.25 | 2
2030/31 | 105.75 | 16.25 | 4
2030/31 | 106.25 | 16.25 | 3
2030/31 | 106.75 | 16.25 | 3
2030/31 | 107.25 | 16.25 | 8
2030/31 | 107.75 | 16.25 | 4
2030/31 | 108.75 | 16.25 | 4
2030/31 | 109.25 | 16.25 | 3
2030/31 | 109.75 | 16.25 | 5
2030/31 | 110.25 | 16.25 | 3
2030/31 | 110.75 | 16.25 | 3
2030/31 | 111.25 | 16.25 | 4
2030/31 | 111.75 | 16.25 | 3
2030/31 | 112.25 | 16.25 | 7
2030/31 | 112.75 | 16.25 | 5
2030/31 | 113.25 | 16.25 | 7
2030/31 | 113.75 | 16.25 | 5
2030/31 | 114.25 | 16.25 | 2
2030/31 | 114.75 | 16.25 | 5
2030/31 | 115.25 | 16.25 | 4
2030/31 | 115.75 | 16.25 | 8
2030/31 | 116.25 | 16.25 | 3
2030/31 | 116.75 | 16.25 | 3
2030/31 | 117.25 | 16.25 | 3
2030/31 | 117.75 | 16.25 | 1
2030/31 | 118.25 | 16.25 | 4
2030/31 | 118.75 | 16.25 | 5
2030/31 | 119.25 | 16.25 | 8
2030/31 | 119.75 | 16.25 | 3
2030/31 | 120.25 | 16.25 | 3
2030/31 | 120.75 | 16.25 | 3
2030/31 | 121.25 | 16.25 | 2
2030/31 | 121.75 | 16.25 | 4
2030/31 | 122.25 | 16.25 | 7
2030/31 | 122.75 | 16.25 | 1
2030/31 | 123.25 | 16.25 | 4
2030/31 | 123.75 | 16.25 | 3
2030/31 | 124.25 | 16.25 | 4
2030/31 | 124.75 | 16.25 | 3
2030/31 | 125.25 | 16.25 | 3
2030/31 | 125.75 | 16.25 | 6
2030/31 | 126.25 | 16.25 | 4
2030/31 | 126.75 | 16.25 | 4
2030/31 | 127.25 | 16.25 | 2
2030/31 | 127.75 | 16.25 | 3
2030/31 | 128.25 | 16.25 | 7
2030/31 | 128.75 | 16.25 | 5
2030/31 | 129.25 | 16.25 | 1
2030/31 | 129.75 | 16.25 | 3
2030/31 | 130.25 | 16.25 | 1
2030/31 | 130.75 | 16.25 | 3
2030/31 | 131.25 | 16.25 | 2
2030/31 | 131.75 | 16.25 | 4
2030/31 | 132.25 | 16.25 | 2
2030/31 | 132.75 | 16.25 | 5
2030/31 | 133.25 | 16.25 | 3
2030/31 | 133.75 | 16.25 | 5
2030/31 | 134.25 | 16.25 | 4
2030/31 | 134.75 | 16.25 | 2
2030/31 | 135.25 | 16.25 | 7
2030/31 | 135.75 | 16.25 | 4
2030/31 | 136.25 | 16.25 | 5
2030/31 | 136.75 | 16.25 | 5
2030/31 | 137.25 | 16.25 | 7
2030/31 | 137.75 | 16.25 | 4
2030/31 | 138.25 | 16.25 | 3
2030/31 | 138.75 | 16.25 | 2
2030/31 | 139.25 | 16.25 | 1
2030/31 | 139.75 | 16.25 | 6
2030/31 | 140.25 | 16.25 | 9
2030/31 | 140.75 | 16.25 | 2
2030/31 | 141.25 | 16.25 | 1
2030/31 | 141.75 | 16.25 | 2
2030/31 | 142.25 | 16.25 | 3
2030/31 | 142.75 | 16.25 | 1
2030/31 | 143.25 | 16.25 | 4
2030/31 | 143.75 | 16.25 | 3
2030/31 | 144.25 | 16.25 | 2
2030/31 | 144.75 | 16.25 | 3
2030/31 | 145.25 | 16.25 | 3
2030/31 | 145.75 | 16.25 | 2
2030/31 | 146.25 | 16.25 | 2
2030/31 | 146.75 | 16.25 | 4
2030/31 | 147.25 | 16.25 | 3
2030/31 | 147.75 | 16.25 | 3
2030/31 | 148.75 | 16.25 | 2
2030/31 | 149.75 | 16.25 | 1
2030/31 | 150.75 | 16.25 | 1
2030/31 | 151.25 | 16.25 | 1
2030/31 | 152.25 | 16.25 | 2
2030/31 | 153.25 | 16.25 | 3
2030/31 | 154.25 | 16.25 | 2
2030/31 | 154.75 | 16.25 | 4
2030/31 | 155.25 | 16.25 | 4
2030/31 | 156.25 | 16.25 | 1
2030/31 | 157.25 | 16.25 | 1
2030/31 | 158.75 | 16.25 | 4
2030/31 | 159.25 | 16.25 | 1
2030/31 | 159.75 | 16.25 | 4
2030/31 | 160.25 | 16.25 | 1
2030/31 | 160.75 | 16.25 | 1
2030/31 | 162.75 | 16.25 | 4
2030/31 | 163.75 | 16.25 | 1
2030/31 | 164.25 | 16.25 | 1
2030/31 | 164.75 | 16.25 | 1
2030/31 | 165.25 | 16.25 | 1
2030/31 | 165.75 | 16.25 | 1
2030/31 | 167.25 | 16.25 | 1
2030/31 | 168.75 | 16.25 | 1
2030/31 | 169.25 | 16.25 | 2
2030/31 | 170.25 | 16.25 | 1
2030/31 | 171.25 | 16.25 | 2
2030/31 | 173.75 | 16.25 | 1
2030/31 | 174.25 | 16.25 | 2
2030/31 | 175.25 | 16.25 | 1
2030/31 | 176.25 | 16.25 | 1
2030/31 | 178.25 | 16.25 | 2
2030/31 | 178.75 | 16.25 | 1
2030/31 | 183.75 | 16.25 | 1
2030/31 | 188.25 | 16.25 | 1
2030/31 | 189.25 | 16.25 | 1
2030/31 | 189.75 | 16.25 | 1
2030/31 | 190.75 | 16.25 | 1
2030/31 | 191.25 | 16.25 | 1
2030/31 | 196.25 | 16.25 | 1
2030/31 | 198.75 | 16.25 | 1
2030/31 | 207.25 | 16.25 | 1
2030/31 | 61.25 | 16.75 | 1
2030/31 | 62.25 | 16.75 | 1
2030/31 | 64.75 | 16.75 | 1
2030/31 | 65.25 | 16.75 | 1
2030/31 | 66.75 | 16.75 | 1
2030/31 | 67.25 | 16.75 | 2
2030/31 | 67.75 | 16.75 | 1
2030/31 | 69.25 | 16.75 | 1
2030/31 | 69.75 | 16.75 | 1
2030/31 | 70.75 | 16.75 | 1
2030/31 | 71.25 | 16.75 | 1
2030/31 | 72.25 | 16.75 | 1
2030/31 | 73.25 | 16.75 | 1
2030/31 | 73.75 | 16.75 | 1
2030/31 | 74.75 | 16.75 | 2
2030/31 | 75.75 | 16.75 | 2
2030/31 | 76.25 | 16.75 | 1
2030/31 | 76.75 | 16.75 | 1
2030/31 | 77.25 | 16.75 | 1
2030/31 | 77.75 | 16.75 | 2
2030/31 | 78.25 | 16.75 | 2
2030/31 | 79.75 | 16.75 | 1
2030/31 | 81.25 | 16.75 | 1
2030/31 | 81.75 | 16.75 | 1
2030/31 | 83.75 | 16.75 | 1
2030/31 | 84.75 | 16.75 | 2
2030/31 | 85.25 | 16.75 | 1
2030/31 | 85.75 | 16.75 | 4
2030/31 | 86.25 | 16.75 | 1
2030/31 | 87.25 | 16.75 | 2
2030/31 | 87.75 | 16.75 | 3
2030/31 | 88.75 | 16.75 | 1
2030/31 | 89.25 | 16.75 | 3
2030/31 | 89.75 | 16.75 | 1
2030/31 | 90.25 | 16.75 | 1
2030/31 | 90.75 | 16.75 | 5
2030/31 | 91.25 | 16.75 | 1
2030/31 | 91.75 | 16.75 | 2
2030/31 | 92.25 | 16.75 | 3
2030/31 | 92.75 | 16.75 | 2
2030/31 | 93.25 | 16.75 | 2
2030/31 | 93.75 | 16.75 | 3
2030/31 | 94.25 | 16.75 | 5
2030/31 | 94.75 | 16.75 | 1
2030/31 | 95.25 | 16.75 | 5
2030/31 | 95.75 | 16.75 | 2
2030/31 | 96.25 | 16.75 | 4
2030/31 | 96.75 | 16.75 | 2
2030/31 | 97.25 | 16.75 | 3
2030/31 | 97.75 | 16.75 | 4
2030/31 | 98.25 | 16.75 | 4
2030/31 | 98.75 | 16.75 | 1
2030/31 | 99.25 | 16.75 | 4
2030/31 | 99.75 | 16.75 | 2
2030/31 | 100.25 | 16.75 | 4
2030/31 | 100.75 | 16.75 | 5
2030/31 | 101.25 | 16.75 | 4
2030/31 | 101.75 | 16.75 | 3
2030/31 | 102.25 | 16.75 | 4
2030/31 | 102.75 | 16.75 | 4
2030/31 | 103.25 | 16.75 | 6
2030/31 | 103.75 | 16.75 | 7
2030/31 | 104.25 | 16.75 | 6
2030/31 | 104.75 | 16.75 | 1
2030/31 | 105.25 | 16.75 | 1
2030/31 | 105.75 | 16.75 | 2
2030/31 | 106.25 | 16.75 | 8
2030/31 | 106.75 | 16.75 | 7
2030/31 | 107.25 | 16.75 | 6
2030/31 | 107.75 | 16.75 | 4
2030/31 | 108.25 | 16.75 | 6
2030/31 | 108.75 | 16.75 | 4
2030/31 | 109.25 | 16.75 | 1
2030/31 | 109.75 | 16.75 | 3
2030/31 | 110.25 | 16.75 | 8
2030/31 | 110.75 | 16.75 | 3
2030/31 | 111.25 | 16.75 | 5
2030/31 | 111.75 | 16.75 | 3
2030/31 | 112.25 | 16.75 | 2
2030/31 | 112.75 | 16.75 | 4
2030/31 | 113.25 | 16.75 | 4
2030/31 | 113.75 | 16.75 | 5
2030/31 | 114.25 | 16.75 | 5
2030/31 | 114.75 | 16.75 | 7
2030/31 | 115.25 | 16.75 | 6
2030/31 | 115.75 | 16.75 | 1
2030/31 | 116.25 | 16.75 | 5
2030/31 | 116.75 | 16.75 | 3
2030/31 | 117.25 | 16.75 | 3
2030/31 | 117.75 | 16.75 | 6
2030/31 | 118.25 | 16.75 | 4
2030/31 | 118.75 | 16.75 | 6
2030/31 | 119.25 | 16.75 | 5
2030/31 | 119.75 | 16.75 | 6
2030/31 | 120.25 | 16.75 | 6
2030/31 | 120.75 | 16.75 | 5
2030/31 | 121.25 | 16.75 | 4
2030/31 | 121.75 | 16.75 | 3
2030/31 | 122.25 | 16.75 | 1
2030/31 | 122.75 | 16.75 | 4
2030/31 | 123.25 | 16.75 | 6
2030/31 | 123.75 | 16.75 | 5
2030/31 | 124.25 | 16.75 | 5
2030/31 | 124.75 | 16.75 | 8
2030/31 | 125.25 | 16.75 | 4
2030/31 | 125.75 | 16.75 | 1
2030/31 | 126.25 | 16.75 | 8
2030/31 | 126.75 | 16.75 | 9
2030/31 | 127.25 | 16.75 | 5
2030/31 | 127.75 | 16.75 | 8
2030/31 | 128.25 | 16.75 | 7
2030/31 | 128.75 | 16.75 | 7
2030/31 | 129.25 | 16.75 | 4
2030/31 | 129.75 | 16.75 | 5
2030/31 | 130.25 | 16.75 | 4
2030/31 | 131.25 | 16.75 | 7
2030/31 | 131.75 | 16.75 | 6
2030/31 | 132.25 | 16.75 | 4
2030/31 | 132.75 | 16.75 | 6
2030/31 | 133.25 | 16.75 | 2
2030/31 | 133.75 | 16.75 | 4
2030/31 | 134.25 | 16.75 | 5
2030/31 | 134.75 | 16.75 | 1
2030/31 | 135.25 | 16.75 | 4
2030/31 | 135.75 | 16.75 | 8
2030/31 | 136.25 | 16.75 | 2
2030/31 | 136.75 | 16.75 | 11
2030/31 | 137.25 | 16.75 | 2
2030/31 | 137.75 | 16.75 | 2
2030/31 | 138.25 | 16.75 | 7
2030/31 | 138.75 | 16.75 | 5
2030/31 | 139.25 | 16.75 | 1
2030/31 | 139.75 | 16.75 | 1
2030/31 | 140.25 | 16.75 | 7
2030/31 | 140.75 | 16.75 | 6
2030/31 | 141.25 | 16.75 | 1
2030/31 | 141.75 | 16.75 | 4
2030/31 | 142.25 | 16.75 | 2
2030/31 | 142.75 | 16.75 | 2
2030/31 | 143.75 | 16.75 | 4
2030/31 | 144.25 | 16.75 | 5
2030/31 | 144.75 | 16.75 | 5
2030/31 | 145.25 | 16.75 | 3
2030/31 | 145.75 | 16.75 | 2
2030/31 | 146.25 | 16.75 | 2
2030/31 | 146.75 | 16.75 | 3
2030/31 | 147.25 | 16.75 | 1
2030/31 | 148.25 | 16.75 | 2
2030/31 | 148.75 | 16.75 | 2
2030/31 | 149.25 | 16.75 | 2
2030/31 | 149.75 | 16.75 | 3
2030/31 | 150.25 | 16.75 | 3
2030/31 | 150.75 | 16.75 | 2
2030/31 | 151.25 | 16.75 | 4
2030/31 | 152.25 | 16.75 | 2
2030/31 | 153.25 | 16.75 | 2
2030/31 | 154.25 | 16.75 | 3
2030/31 | 154.75 | 16.75 | 2
2030/31 | 155.75 | 16.75 | 4
2030/31 | 156.25 | 16.75 | 1
2030/31 | 156.75 | 16.75 | 2
2030/31 | 157.25 | 16.75 | 2
2030/31 | 157.75 | 16.75 | 1
2030/31 | 158.75 | 16.75 | 2
2030/31 | 160.75 | 16.75 | 2
2030/31 | 161.25 | 16.75 | 1
2030/31 | 162.75 | 16.75 | 4
2030/31 | 163.25 | 16.75 | 2
2030/31 | 163.75 | 16.75 | 2
2030/31 | 164.25 | 16.75 | 1
2030/31 | 165.25 | 16.75 | 2
2030/31 | 166.75 | 16.75 | 1
2030/31 | 167.75 | 16.75 | 2
2030/31 | 170.25 | 16.75 | 1
2030/31 | 171.75 | 16.75 | 2
2030/31 | 173.25 | 16.75 | 1
2030/31 | 173.75 | 16.75 | 1
2030/31 | 174.25 | 16.75 | 1
2030/31 | 174.75 | 16.75 | 2
2030/31 | 175.25 | 16.75 | 1
2030/31 | 176.25 | 16.75 | 3
2030/31 | 178.25 | 16.75 | 2
2030/31 | 178.75 | 16.75 | 1
2030/31 | 179.25 | 16.75 | 2
2030/31 | 181.75 | 16.75 | 1
2030/31 | 182.75 | 16.75 | 1
2030/31 | 183.75 | 16.75 | 1
2030/31 | 185.25 | 16.75 | 1
2030/31 | 187.25 | 16.75 | 1
2030/31 | 190.25 | 16.75 | 2
2030/31 | 192.25 | 16.75 | 1
2030/31 | 194.75 | 16.75 | 1
2030/31 | 195.25 | 16.75 | 2
2030/31 | 196.25 | 16.75 | 3
2030/31 | 197.25 | 16.75 | 1
2030/31 | 208.75 | 16.75 | 1
2030/31 | 211.25 | 16.75 | 1
2030/31 | 224.75 | 16.75 | 1
2030/31 | 60.75 | 17.25 | 1
2030/31 | 63.75 | 17.25 | 1
2030/31 | 64.75 | 17.25 | 1
2030/31 | 65.75 | 17.25 | 1
2030/31 | 66.25 | 17.25 | 1
2030/31 | 67.75 | 17.25 | 1
2030/31 | 69.75 | 17.25 | 1
2030/31 | 70.25 | 17.25 | 2
2030/31 | 71.75 | 17.25 | 1
2030/31 | 72.25 | 17.25 | 2
2030/31 | 73.75 | 17.25 | 2
2030/31 | 74.25 | 17.25 | 2
2030/31 | 76.25 | 17.25 | 2
2030/31 | 76.75 | 17.25 | 2
2030/31 | 77.25 | 17.25 | 1
2030/31 | 77.75 | 17.25 | 1
2030/31 | 78.75 | 17.25 | 1
2030/31 | 79.25 | 17.25 | 1
2030/31 | 79.75 | 17.25 | 1
2030/31 | 80.75 | 17.25 | 3
2030/31 | 81.25 | 17.25 | 2
2030/31 | 81.75 | 17.25 | 2
2030/31 | 82.25 | 17.25 | 1
2030/31 | 82.75 | 17.25 | 2
2030/31 | 83.25 | 17.25 | 1
2030/31 | 83.75 | 17.25 | 2
2030/31 | 84.25 | 17.25 | 2
2030/31 | 84.75 | 17.25 | 1
2030/31 | 85.25 | 17.25 | 2
2030/31 | 85.75 | 17.25 | 2
2030/31 | 86.25 | 17.25 | 1
2030/31 | 87.25 | 17.25 | 1
2030/31 | 87.75 | 17.25 | 5
2030/31 | 88.25 | 17.25 | 2
2030/31 | 88.75 | 17.25 | 2
2030/31 | 89.25 | 17.25 | 3
2030/31 | 89.75 | 17.25 | 2
2030/31 | 90.25 | 17.25 | 2
2030/31 | 90.75 | 17.25 | 1
2030/31 | 91.25 | 17.25 | 2
2030/31 | 91.75 | 17.25 | 3
2030/31 | 92.25 | 17.25 | 6
2030/31 | 93.25 | 17.25 | 1
2030/31 | 93.75 | 17.25 | 5
2030/31 | 94.25 | 17.25 | 4
2030/31 | 94.75 | 17.25 | 3
2030/31 | 95.25 | 17.25 | 1
2030/31 | 95.75 | 17.25 | 3
2030/31 | 96.75 | 17.25 | 2
2030/31 | 97.25 | 17.25 | 4
2030/31 | 97.75 | 17.25 | 2
2030/31 | 98.25 | 17.25 | 3
2030/31 | 98.75 | 17.25 | 2
2030/31 | 99.25 | 17.25 | 6
2030/31 | 99.75 | 17.25 | 3
2030/31 | 100.25 | 17.25 | 3
2030/31 | 100.75 | 17.25 | 8
2030/31 | 101.25 | 17.25 | 7
2030/31 | 101.75 | 17.25 | 13
2030/31 | 102.25 | 17.25 | 6
2030/31 | 102.75 | 17.25 | 4
2030/31 | 103.25 | 17.25 | 5
2030/31 | 103.75 | 17.25 | 7
2030/31 | 104.25 | 17.25 | 2
2030/31 | 104.75 | 17.25 | 4
2030/31 | 105.25 | 17.25 | 7
2030/31 | 105.75 | 17.25 | 5
2030/31 | 106.25 | 17.25 | 5
2030/31 | 106.75 | 17.25 | 4
2030/31 | 107.25 | 17.25 | 4
2030/31 | 107.75 | 17.25 | 1
2030/31 | 108.25 | 17.25 | 4
2030/31 | 108.75 | 17.25 | 9
2030/31 | 109.25 | 17.25 | 8
2030/31 | 109.75 | 17.25 | 6
2030/31 | 110.25 | 17.25 | 7
2030/31 | 110.75 | 17.25 | 6
2030/31 | 111.25 | 17.25 | 8
2030/31 | 111.75 | 17.25 | 10
2030/31 | 112.25 | 17.25 | 3
2030/31 | 112.75 | 17.25 | 5
2030/31 | 113.25 | 17.25 | 4
2030/31 | 113.75 | 17.25 | 3
2030/31 | 114.25 | 17.25 | 6
2030/31 | 114.75 | 17.25 | 6
2030/31 | 115.25 | 17.25 | 4
2030/31 | 115.75 | 17.25 | 2
2030/31 | 116.25 | 17.25 | 8
2030/31 | 116.75 | 17.25 | 8
2030/31 | 117.25 | 17.25 | 3
2030/31 | 117.75 | 17.25 | 6
2030/31 | 118.25 | 17.25 | 7
2030/31 | 118.75 | 17.25 | 3
2030/31 | 119.25 | 17.25 | 3
2030/31 | 119.75 | 17.25 | 9
2030/31 | 120.25 | 17.25 | 8
2030/31 | 120.75 | 17.25 | 3
2030/31 | 121.25 | 17.25 | 4
2030/31 | 121.75 | 17.25 | 9
2030/31 | 122.25 | 17.25 | 8
2030/31 | 122.75 | 17.25 | 6
2030/31 | 123.25 | 17.25 | 5
2030/31 | 123.75 | 17.25 | 3
2030/31 | 124.25 | 17.25 | 8
2030/31 | 124.75 | 17.25 | 7
2030/31 | 125.25 | 17.25 | 8
2030/31 | 125.75 | 17.25 | 9
2030/31 | 126.25 | 17.25 | 4
2030/31 | 126.75 | 17.25 | 4
2030/31 | 127.25 | 17.25 | 4
2030/31 | 127.75 | 17.25 | 8
2030/31 | 128.25 | 17.25 | 4
2030/31 | 128.75 | 17.25 | 7
2030/31 | 129.25 | 17.25 | 3
2030/31 | 129.75 | 17.25 | 7
2030/31 | 130.25 | 17.25 | 5
2030/31 | 130.75 | 17.25 | 4
2030/31 | 131.25 | 17.25 | 5
2030/31 | 131.75 | 17.25 | 10
2030/31 | 132.25 | 17.25 | 4
2030/31 | 132.75 | 17.25 | 2
2030/31 | 133.25 | 17.25 | 3
2030/31 | 133.75 | 17.25 | 8
2030/31 | 134.25 | 17.25 | 5
2030/31 | 134.75 | 17.25 | 1
2030/31 | 135.25 | 17.25 | 8
2030/31 | 135.75 | 17.25 | 6
2030/31 | 136.25 | 17.25 | 4
2030/31 | 136.75 | 17.25 | 7
2030/31 | 137.25 | 17.25 | 10
2030/31 | 137.75 | 17.25 | 4
2030/31 | 138.25 | 17.25 | 5
2030/31 | 138.75 | 17.25 | 5
2030/31 | 139.25 | 17.25 | 5
2030/31 | 139.75 | 17.25 | 5
2030/31 | 140.25 | 17.25 | 1
2030/31 | 140.75 | 17.25 | 1
2030/31 | 141.25 | 17.25 | 7
2030/31 | 141.75 | 17.25 | 5
2030/31 | 142.25 | 17.25 | 8
2030/31 | 143.25 | 17.25 | 6
2030/31 | 143.75 | 17.25 | 1
2030/31 | 144.25 | 17.25 | 5
2030/31 | 144.75 | 17.25 | 6
2030/31 | 145.25 | 17.25 | 4
2030/31 | 145.75 | 17.25 | 2
2030/31 | 146.25 | 17.25 | 3
2030/31 | 146.75 | 17.25 | 2
2030/31 | 147.75 | 17.25 | 4
2030/31 | 148.25 | 17.25 | 1
2030/31 | 148.75 | 17.25 | 2
2030/31 | 149.25 | 17.25 | 2
2030/31 | 149.75 | 17.25 | 3
2030/31 | 150.25 | 17.25 | 2
2030/31 | 150.75 | 17.25 | 1
2030/31 | 151.25 | 17.25 | 2
2030/31 | 151.75 | 17.25 | 2
2030/31 | 152.75 | 17.25 | 1
2030/31 | 153.25 | 17.25 | 4
2030/31 | 153.75 | 17.25 | 1
2030/31 | 154.25 | 17.25 | 1
2030/31 | 154.75 | 17.25 | 1
2030/31 | 155.25 | 17.25 | 2
2030/31 | 155.75 | 17.25 | 3
2030/31 | 156.75 | 17.25 | 1
2030/31 | 157.25 | 17.25 | 4
2030/31 | 157.75 | 17.25 | 1
2030/31 | 158.25 | 17.25 | 3
2030/31 | 158.75 | 17.25 | 4
2030/31 | 159.25 | 17.25 | 3
2030/31 | 159.75 | 17.25 | 2
2030/31 | 160.25 | 17.25 | 1
2030/31 | 160.75 | 17.25 | 2
2030/31 | 161.25 | 17.25 | 1
2030/31 | 161.75 | 17.25 | 1
2030/31 | 162.25 | 17.25 | 1
2030/31 | 163.25 | 17.25 | 2
2030/31 | 164.25 | 17.25 | 2
2030/31 | 165.75 | 17.25 | 1
2030/31 | 166.75 | 17.25 | 1
2030/31 | 167.75 | 17.25 | 2
2030/31 | 169.25 | 17.25 | 1
2030/31 | 170.25 | 17.25 | 1
2030/31 | 170.75 | 17.25 | 1
2030/31 | 171.25 | 17.25 | 2
2030/31 | 171.75 | 17.25 | 1
2030/31 | 173.75 | 17.25 | 1
2030/31 | 174.75 | 17.25 | 1
2030/31 | 176.75 | 17.25 | 1
2030/31 | 177.25 | 17.25 | 1
2030/31 | 177.75 | 17.25 | 1
2030/31 | 178.75 | 17.25 | 1
2030/31 | 180.75 | 17.25 | 1
2030/31 | 181.25 | 17.25 | 1
2030/31 | 184.25 | 17.25 | 1
2030/31 | 187.75 | 17.25 | 1
2030/31 | 188.75 | 17.25 | 1
2030/31 | 189.25 | 17.25 | 1
2030/31 | 191.25 | 17.25 | 1
2030/31 | 198.25 | 17.25 | 1
2030/31 | 198.75 | 17.25 | 1
2030/31 | 199.25 | 17.25 | 1
2030/31 | 62.25 | 17.75 | 1
2030/31 | 64.25 | 17.75 | 1
2030/31 | 65.75 | 17.75 | 1
2030/31 | 66.25 | 17.75 | 1
2030/31 | 67.25 | 17.75 | 1
2030/31 | 67.75 | 17.75 | 2
2030/31 | 68.25 | 17.75 | 1
2030/31 | 68.75 | 17.75 | 1
2030/31 | 70.25 | 17.75 | 1
2030/31 | 72.75 | 17.75 | 2
2030/31 | 73.25 | 17.75 | 3
2030/31 | 74.25 | 17.75 | 1
2030/31 | 74.75 | 17.75 | 1
2030/31 | 75.25 | 17.75 | 1
2030/31 | 77.25 | 17.75 | 1
2030/31 | 78.75 | 17.75 | 2
2030/31 | 79.25 | 17.75 | 1
2030/31 | 80.25 | 17.75 | 3
2030/31 | 80.75 | 17.75 | 1
2030/31 | 81.25 | 17.75 | 2
2030/31 | 81.75 | 17.75 | 1
2030/31 | 82.25 | 17.75 | 2
2030/31 | 82.75 | 17.75 | 3
2030/31 | 83.25 | 17.75 | 1
2030/31 | 83.75 | 17.75 | 3
2030/31 | 84.75 | 17.75 | 3
2030/31 | 85.25 | 17.75 | 1
2030/31 | 85.75 | 17.75 | 4
2030/31 | 86.75 | 17.75 | 2
2030/31 | 87.25 | 17.75 | 1
2030/31 | 87.75 | 17.75 | 3
2030/31 | 88.25 | 17.75 | 2
2030/31 | 88.75 | 17.75 | 1
2030/31 | 89.25 | 17.75 | 4
2030/31 | 90.75 | 17.75 | 3
2030/31 | 91.25 | 17.75 | 4
2030/31 | 92.25 | 17.75 | 1
2030/31 | 92.75 | 17.75 | 2
2030/31 | 93.25 | 17.75 | 3
2030/31 | 93.75 | 17.75 | 3
2030/31 | 94.25 | 17.75 | 4
2030/31 | 94.75 | 17.75 | 3
2030/31 | 95.25 | 17.75 | 2
2030/31 | 95.75 | 17.75 | 4
2030/31 | 96.25 | 17.75 | 7
2030/31 | 96.75 | 17.75 | 7
2030/31 | 97.25 | 17.75 | 1
2030/31 | 97.75 | 17.75 | 2
2030/31 | 98.25 | 17.75 | 3
2030/31 | 98.75 | 17.75 | 3
2030/31 | 99.25 | 17.75 | 5
2030/31 | 99.75 | 17.75 | 2
2030/31 | 100.25 | 17.75 | 2
2030/31 | 100.75 | 17.75 | 4
2030/31 | 101.25 | 17.75 | 3
2030/31 | 101.75 | 17.75 | 3
2030/31 | 102.25 | 17.75 | 3
2030/31 | 102.75 | 17.75 | 4
2030/31 | 103.25 | 17.75 | 5
2030/31 | 103.75 | 17.75 | 4
2030/31 | 104.25 | 17.75 | 2
2030/31 | 104.75 | 17.75 | 3
2030/31 | 105.25 | 17.75 | 6
2030/31 | 105.75 | 17.75 | 3
2030/31 | 106.25 | 17.75 | 4
2030/31 | 106.75 | 17.75 | 4
2030/31 | 107.25 | 17.75 | 8
2030/31 | 107.75 | 17.75 | 6
2030/31 | 108.25 | 17.75 | 6
2030/31 | 108.75 | 17.75 | 7
2030/31 | 109.25 | 17.75 | 5
2030/31 | 109.75 | 17.75 | 3
2030/31 | 110.25 | 17.75 | 5
2030/31 | 110.75 | 17.75 | 6
2030/31 | 111.25 | 17.75 | 4
2030/31 | 111.75 | 17.75 | 5
2030/31 | 112.25 | 17.75 | 9
2030/31 | 112.75 | 17.75 | 8
2030/31 | 113.25 | 17.75 | 9
2030/31 | 113.75 | 17.75 | 10
2030/31 | 114.25 | 17.75 | 7
2030/31 | 114.75 | 17.75 | 9
2030/31 | 115.25 | 17.75 | 6
2030/31 | 115.75 | 17.75 | 7
2030/31 | 116.25 | 17.75 | 7
2030/31 | 116.75 | 17.75 | 7
2030/31 | 117.25 | 17.75 | 7
2030/31 | 117.75 | 17.75 | 6
2030/31 | 118.25 | 17.75 | 4
2030/31 | 118.75 | 17.75 | 4
2030/31 | 119.25 | 17.75 | 1
2030/31 | 119.75 | 17.75 | 4
2030/31 | 120.25 | 17.75 | 3
2030/31 | 120.75 | 17.75 | 8
2030/31 | 121.25 | 17.75 | 11
2030/31 | 121.75 | 17.75 | 6
2030/31 | 122.25 | 17.75 | 4
2030/31 | 122.75 | 17.75 | 7
2030/31 | 123.25 | 17.75 | 8
2030/31 | 123.75 | 17.75 | 6
2030/31 | 124.25 | 17.75 | 11
2030/31 | 124.75 | 17.75 | 4
2030/31 | 125.25 | 17.75 | 2
2030/31 | 125.75 | 17.75 | 5
2030/31 | 126.25 | 17.75 | 5
2030/31 | 126.75 | 17.75 | 7
2030/31 | 127.25 | 17.75 | 5
2030/31 | 127.75 | 17.75 | 6
2030/31 | 128.25 | 17.75 | 12
2030/31 | 128.75 | 17.75 | 3
2030/31 | 129.25 | 17.75 | 3
2030/31 | 129.75 | 17.75 | 5
2030/31 | 130.25 | 17.75 | 3
2030/31 | 130.75 | 17.75 | 4
2030/31 | 131.25 | 17.75 | 9
2030/31 | 131.75 | 17.75 | 4
2030/31 | 132.25 | 17.75 | 4
2030/31 | 132.75 | 17.75 | 3
2030/31 | 133.25 | 17.75 | 7
2030/31 | 133.75 | 17.75 | 3
2030/31 | 134.25 | 17.75 | 8
2030/31 | 134.75 | 17.75 | 4
2030/31 | 135.25 | 17.75 | 4
2030/31 | 135.75 | 17.75 | 6
2030/31 | 136.25 | 17.75 | 3
2030/31 | 136.75 | 17.75 | 6
2030/31 | 137.25 | 17.75 | 6
2030/31 | 137.75 | 17.75 | 3
2030/31 | 138.25 | 17.75 | 5
2030/31 | 138.75 | 17.75 | 4
2030/31 | 139.25 | 17.75 | 3
2030/31 | 139.75 | 17.75 | 3
2030/31 | 140.25 | 17.75 | 6
2030/31 | 140.75 | 17.75 | 5
2030/31 | 141.25 | 17.75 | 6
2030/31 | 141.75 | 17.75 | 6
2030/31 | 142.25 | 17.75 | 1
2030/31 | 142.75 | 17.75 | 1
2030/31 | 143.25 | 17.75 | 4
2030/31 | 143.75 | 17.75 | 1
2030/31 | 144.25 | 17.75 | 3
2030/31 | 144.75 | 17.75 | 2
2030/31 | 145.25 | 17.75 | 1
2030/31 | 145.75 | 17.75 | 5
2030/31 | 146.25 | 17.75 | 3
2030/31 | 146.75 | 17.75 | 2
2030/31 | 147.25 | 17.75 | 6
2030/31 | 147.75 | 17.75 | 4
2030/31 | 148.25 | 17.75 | 1
2030/31 | 148.75 | 17.75 | 1
2030/31 | 149.25 | 17.75 | 4
2030/31 | 149.75 | 17.75 | 1
2030/31 | 150.25 | 17.75 | 4
2030/31 | 150.75 | 17.75 | 5
2030/31 | 151.75 | 17.75 | 2
2030/31 | 152.25 | 17.75 | 1
2030/31 | 152.75 | 17.75 | 6
2030/31 | 153.75 | 17.75 | 3
2030/31 | 154.25 | 17.75 | 4
2030/31 | 154.75 | 17.75 | 4
2030/31 | 155.25 | 17.75 | 4
2030/31 | 155.75 | 17.75 | 3
2030/31 | 156.25 | 17.75 | 1
2030/31 | 157.25 | 17.75 | 1
2030/31 | 157.75 | 17.75 | 2
2030/31 | 158.25 | 17.75 | 1
2030/31 | 159.25 | 17.75 | 2
2030/31 | 159.75 | 17.75 | 2
2030/31 | 160.25 | 17.75 | 5
2030/31 | 160.75 | 17.75 | 1
2030/31 | 161.25 | 17.75 | 4
2030/31 | 161.75 | 17.75 | 2
2030/31 | 162.25 | 17.75 | 1
2030/31 | 162.75 | 17.75 | 1
2030/31 | 163.25 | 17.75 | 2
2030/31 | 163.75 | 17.75 | 2
2030/31 | 164.25 | 17.75 | 1
2030/31 | 164.75 | 17.75 | 3
2030/31 | 165.25 | 17.75 | 1
2030/31 | 165.75 | 17.75 | 4
2030/31 | 166.25 | 17.75 | 1
2030/31 | 167.25 | 17.75 | 1
2030/31 | 168.25 | 17.75 | 2
2030/31 | 168.75 | 17.75 | 1
2030/31 | 169.25 | 17.75 | 1
2030/31 | 170.75 | 17.75 | 3
2030/31 | 171.75 | 17.75 | 1
2030/31 | 172.75 | 17.75 | 1
2030/31 | 173.25 | 17.75 | 1
2030/31 | 174.25 | 17.75 | 2
2030/31 | 174.75 | 17.75 | 1
2030/31 | 175.75 | 17.75 | 1
2030/31 | 177.25 | 17.75 | 1
2030/31 | 178.25 | 17.75 | 2
2030/31 | 178.75 | 17.75 | 2
2030/31 | 179.25 | 17.75 | 1
2030/31 | 180.25 | 17.75 | 1
2030/31 | 182.25 | 17.75 | 2
2030/31 | 185.75 | 17.75 | 1
2030/31 | 187.75 | 17.75 | 1
2030/31 | 190.75 | 17.75 | 1
2030/31 | 199.75 | 17.75 | 1
2030/31 | 216.25 | 17.75 | 1
2030/31 | 57.75 | 18.25 | 1
2030/31 | 58.25 | 18.25 | 1
2030/31 | 60.75 | 18.25 | 2
2030/31 | 63.25 | 18.25 | 1
2030/31 | 65.25 | 18.25 | 1
2030/31 | 66.75 | 18.25 | 1
2030/31 | 67.75 | 18.25 | 1
2030/31 | 69.25 | 18.25 | 1
2030/31 | 69.75 | 18.25 | 1
2030/31 | 71.25 | 18.25 | 1
2030/31 | 72.25 | 18.25 | 1
2030/31 | 73.75 | 18.25 | 1
2030/31 | 74.25 | 18.25 | 3
2030/31 | 75.25 | 18.25 | 1
2030/31 | 75.75 | 18.25 | 2
2030/31 | 76.25 | 18.25 | 2
2030/31 | 76.75 | 18.25 | 1
2030/31 | 77.25 | 18.25 | 1
2030/31 | 77.75 | 18.25 | 3
2030/31 | 78.75 | 18.25 | 2
2030/31 | 79.75 | 18.25 | 5
2030/31 | 80.25 | 18.25 | 2
2030/31 | 81.25 | 18.25 | 2
2030/31 | 81.75 | 18.25 | 2
2030/31 | 82.25 | 18.25 | 2
2030/31 | 82.75 | 18.25 | 3
2030/31 | 83.25 | 18.25 | 1
2030/31 | 83.75 | 18.25 | 1
2030/31 | 84.25 | 18.25 | 2
2030/31 | 84.75 | 18.25 | 2
2030/31 | 85.75 | 18.25 | 3
2030/31 | 86.25 | 18.25 | 4
2030/31 | 86.75 | 18.25 | 2
2030/31 | 87.25 | 18.25 | 4
2030/31 | 87.75 | 18.25 | 1
2030/31 | 88.25 | 18.25 | 1
2030/31 | 88.75 | 18.25 | 8
2030/31 | 89.25 | 18.25 | 4
2030/31 | 89.75 | 18.25 | 2
2030/31 | 90.25 | 18.25 | 7
2030/31 | 90.75 | 18.25 | 5
2030/31 | 91.25 | 18.25 | 4
2030/31 | 91.75 | 18.25 | 1
2030/31 | 92.25 | 18.25 | 4
2030/31 | 93.25 | 18.25 | 2
2030/31 | 93.75 | 18.25 | 3
2030/31 | 94.25 | 18.25 | 8
2030/31 | 94.75 | 18.25 | 3
2030/31 | 95.25 | 18.25 | 5
2030/31 | 95.75 | 18.25 | 2
2030/31 | 96.25 | 18.25 | 3
2030/31 | 96.75 | 18.25 | 4
2030/31 | 97.25 | 18.25 | 5
2030/31 | 97.75 | 18.25 | 5
2030/31 | 98.25 | 18.25 | 4
2030/31 | 98.75 | 18.25 | 4
2030/31 | 99.25 | 18.25 | 5
2030/31 | 99.75 | 18.25 | 4
2030/31 | 100.25 | 18.25 | 3
2030/31 | 100.75 | 18.25 | 4
2030/31 | 101.25 | 18.25 | 11
2030/31 | 101.75 | 18.25 | 5
2030/31 | 102.25 | 18.25 | 8
2030/31 | 102.75 | 18.25 | 7
2030/31 | 103.25 | 18.25 | 9
2030/31 | 103.75 | 18.25 | 2
2030/31 | 104.25 | 18.25 | 5
2030/31 | 104.75 | 18.25 | 7
2030/31 | 105.25 | 18.25 | 3
2030/31 | 105.75 | 18.25 | 4
2030/31 | 106.25 | 18.25 | 6
2030/31 | 106.75 | 18.25 | 7
2030/31 | 107.25 | 18.25 | 1
2030/31 | 107.75 | 18.25 | 4
2030/31 | 108.25 | 18.25 | 9
2030/31 | 108.75 | 18.25 | 10
2030/31 | 109.25 | 18.25 | 4
2030/31 | 109.75 | 18.25 | 7
2030/31 | 110.25 | 18.25 | 4
2030/31 | 110.75 | 18.25 | 4
2030/31 | 111.25 | 18.25 | 3
2030/31 | 111.75 | 18.25 | 6
2030/31 | 112.25 | 18.25 | 8
2030/31 | 112.75 | 18.25 | 7
2030/31 | 113.25 | 18.25 | 8
2030/31 | 113.75 | 18.25 | 3
2030/31 | 114.25 | 18.25 | 6
2030/31 | 114.75 | 18.25 | 6
2030/31 | 115.25 | 18.25 | 10
2030/31 | 115.75 | 18.25 | 12
2030/31 | 116.25 | 18.25 | 8
2030/31 | 116.75 | 18.25 | 8
2030/31 | 117.25 | 18.25 | 9
2030/31 | 117.75 | 18.25 | 7
2030/31 | 118.25 | 18.25 | 8
2030/31 | 118.75 | 18.25 | 10
2030/31 | 119.25 | 18.25 | 5
2030/31 | 119.75 | 18.25 | 5
2030/31 | 120.25 | 18.25 | 3
2030/31 | 120.75 | 18.25 | 4
2030/31 | 121.25 | 18.25 | 9
2030/31 | 121.75 | 18.25 | 6
2030/31 | 122.25 | 18.25 | 7
2030/31 | 122.75 | 18.25 | 6
2030/31 | 123.25 | 18.25 | 8
2030/31 | 123.75 | 18.25 | 6
2030/31 | 124.25 | 18.25 | 12
2030/31 | 124.75 | 18.25 | 9
2030/31 | 125.25 | 18.25 | 6
2030/31 | 125.75 | 18.25 | 9
2030/31 | 126.25 | 18.25 | 1
2030/31 | 126.75 | 18.25 | 6
2030/31 | 127.25 | 18.25 | 5
2030/31 | 127.75 | 18.25 | 8
2030/31 | 128.25 | 18.25 | 4
2030/31 | 128.75 | 18.25 | 7
2030/31 | 129.25 | 18.25 | 1
2030/31 | 129.75 | 18.25 | 9
2030/31 | 130.25 | 18.25 | 6
2030/31 | 130.75 | 18.25 | 3
2030/31 | 131.25 | 18.25 | 3
2030/31 | 131.75 | 18.25 | 6
2030/31 | 132.25 | 18.25 | 6
2030/31 | 132.75 | 18.25 | 6
2030/31 | 133.25 | 18.25 | 3
2030/31 | 133.75 | 18.25 | 9
2030/31 | 134.25 | 18.25 | 10
2030/31 | 134.75 | 18.25 | 4
2030/31 | 135.25 | 18.25 | 7
2030/31 | 135.75 | 18.25 | 5
2030/31 | 136.25 | 18.25 | 4
2030/31 | 136.75 | 18.25 | 2
2030/31 | 137.25 | 18.25 | 3
2030/31 | 137.75 | 18.25 | 3
2030/31 | 138.25 | 18.25 | 3
2030/31 | 138.75 | 18.25 | 3
2030/31 | 139.25 | 18.25 | 5
2030/31 | 139.75 | 18.25 | 7
2030/31 | 140.25 | 18.25 | 2
2030/31 | 140.75 | 18.25 | 5
2030/31 | 141.25 | 18.25 | 6
2030/31 | 141.75 | 18.25 | 4
2030/31 | 142.25 | 18.25 | 4
2030/31 | 142.75 | 18.25 | 5
2030/31 | 143.25 | 18.25 | 2
2030/31 | 143.75 | 18.25 | 3
2030/31 | 144.25 | 18.25 | 5
2030/31 | 144.75 | 18.25 | 5
2030/31 | 145.25 | 18.25 | 2
2030/31 | 145.75 | 18.25 | 1
2030/31 | 146.25 | 18.25 | 1
2030/31 | 146.75 | 18.25 | 1
2030/31 | 147.25 | 18.25 | 3
2030/31 | 148.75 | 18.25 | 4
2030/31 | 149.25 | 18.25 | 1
2030/31 | 149.75 | 18.25 | 3
2030/31 | 150.25 | 18.25 | 4
2030/31 | 150.75 | 18.25 | 2
2030/31 | 151.25 | 18.25 | 6
2030/31 | 152.25 | 18.25 | 1
2030/31 | 152.75 | 18.25 | 1
2030/31 | 153.25 | 18.25 | 1
2030/31 | 153.75 | 18.25 | 2
2030/31 | 154.25 | 18.25 | 1
2030/31 | 154.75 | 18.25 | 2
2030/31 | 155.25 | 18.25 | 4
2030/31 | 155.75 | 18.25 | 2
2030/31 | 156.25 | 18.25 | 4
2030/31 | 156.75 | 18.25 | 2
2030/31 | 157.25 | 18.25 | 1
2030/31 | 157.75 | 18.25 | 1
2030/31 | 158.25 | 18.25 | 2
2030/31 | 159.25 | 18.25 | 1
2030/31 | 159.75 | 18.25 | 2
2030/31 | 160.25 | 18.25 | 4
2030/31 | 160.75 | 18.25 | 1
2030/31 | 161.25 | 18.25 | 4
2030/31 | 161.75 | 18.25 | 3
2030/31 | 162.25 | 18.25 | 1
2030/31 | 162.75 | 18.25 | 2
2030/31 | 163.25 | 18.25 | 2
2030/31 | 163.75 | 18.25 | 2
2030/31 | 166.25 | 18.25 | 1
2030/31 | 166.75 | 18.25 | 1
2030/31 | 167.75 | 18.25 | 1
2030/31 | 168.25 | 18.25 | 2
2030/31 | 169.25 | 18.25 | 1
2030/31 | 169.75 | 18.25 | 1
2030/31 | 170.25 | 18.25 | 2
2030/31 | 171.25 | 18.25 | 1
2030/31 | 174.25 | 18.25 | 2
2030/31 | 176.75 | 18.25 | 2
2030/31 | 181.25 | 18.25 | 1
2030/31 | 181.75 | 18.25 | 1
2030/31 | 182.75 | 18.25 | 1
2030/31 | 184.75 | 18.25 | 1
2030/31 | 186.75 | 18.25 | 2
2030/31 | 187.25 | 18.25 | 1
2030/31 | 188.25 | 18.25 | 1
2030/31 | 189.75 | 18.25 | 1
2030/31 | 193.25 | 18.25 | 1
2030/31 | 195.75 | 18.25 | 1
2030/31 | 198.25 | 18.25 | 2
2030/31 | 200.75 | 18.25 | 1
2030/31 | 201.75 | 18.25 | 1
2030/31 | 213.25 | 18.25 | 1
2030/31 | 215.25 | 18.25 | 1
2030/31 | 63.75 | 18.75 | 1
2030/31 | 64.25 | 18.75 | 1
2030/31 | 66.25 | 18.75 | 1
2030/31 | 66.75 | 18.75 | 1
2030/31 | 68.75 | 18.75 | 1
2030/31 | 70.25 | 18.75 | 2
2030/31 | 71.25 | 18.75 | 1
2030/31 | 72.75 | 18.75 | 4
2030/31 | 73.25 | 18.75 | 3
2030/31 | 73.75 | 18.75 | 2
2030/31 | 74.25 | 18.75 | 1
2030/31 | 74.75 | 18.75 | 2
2030/31 | 75.75 | 18.75 | 2
2030/31 | 76.75 | 18.75 | 2
2030/31 | 77.75 | 18.75 | 4
2030/31 | 78.25 | 18.75 | 3
2030/31 | 79.25 | 18.75 | 1
2030/31 | 79.75 | 18.75 | 1
2030/31 | 81.25 | 18.75 | 1
2030/31 | 81.75 | 18.75 | 5
2030/31 | 82.75 | 18.75 | 3
2030/31 | 83.25 | 18.75 | 4
2030/31 | 83.75 | 18.75 | 3
2030/31 | 84.25 | 18.75 | 1
2030/31 | 84.75 | 18.75 | 3
2030/31 | 86.25 | 18.75 | 4
2030/31 | 87.25 | 18.75 | 2
2030/31 | 87.75 | 18.75 | 3
2030/31 | 88.25 | 18.75 | 4
2030/31 | 88.75 | 18.75 | 3
2030/31 | 89.25 | 18.75 | 2
2030/31 | 89.75 | 18.75 | 3
2030/31 | 90.75 | 18.75 | 4
2030/31 | 91.25 | 18.75 | 2
2030/31 | 91.75 | 18.75 | 8
2030/31 | 92.25 | 18.75 | 6
2030/31 | 92.75 | 18.75 | 2
2030/31 | 93.75 | 18.75 | 3
2030/31 | 94.25 | 18.75 | 6
2030/31 | 94.75 | 18.75 | 4
2030/31 | 95.25 | 18.75 | 4
2030/31 | 95.75 | 18.75 | 3
2030/31 | 96.25 | 18.75 | 1
2030/31 | 96.75 | 18.75 | 7
2030/31 | 97.25 | 18.75 | 5
2030/31 | 97.75 | 18.75 | 3
2030/31 | 98.25 | 18.75 | 2
2030/31 | 98.75 | 18.75 | 4
2030/31 | 99.25 | 18.75 | 4
2030/31 | 99.75 | 18.75 | 5
2030/31 | 100.25 | 18.75 | 6
2030/31 | 100.75 | 18.75 | 4
2030/31 | 101.25 | 18.75 | 8
2030/31 | 101.75 | 18.75 | 4
2030/31 | 102.25 | 18.75 | 3
2030/31 | 102.75 | 18.75 | 4
2030/31 | 103.25 | 18.75 | 8
2030/31 | 103.75 | 18.75 | 8
2030/31 | 104.25 | 18.75 | 5
2030/31 | 104.75 | 18.75 | 4
2030/31 | 105.25 | 18.75 | 3
2030/31 | 105.75 | 18.75 | 6
2030/31 | 106.25 | 18.75 | 3
2030/31 | 106.75 | 18.75 | 7
2030/31 | 107.25 | 18.75 | 10
2030/31 | 107.75 | 18.75 | 6
2030/31 | 108.25 | 18.75 | 5
2030/31 | 108.75 | 18.75 | 3
2030/31 | 109.25 | 18.75 | 9
2030/31 | 109.75 | 18.75 | 10
2030/31 | 110.25 | 18.75 | 9
2030/31 | 110.75 | 18.75 | 7
2030/31 | 111.25 | 18.75 | 6
2030/31 | 111.75 | 18.75 | 8
2030/31 | 112.25 | 18.75 | 9
2030/31 | 112.75 | 18.75 | 9
2030/31 | 113.25 | 18.75 | 3
2030/31 | 113.75 | 18.75 | 6
2030/31 | 114.25 | 18.75 | 7
2030/31 | 114.75 | 18.75 | 5
2030/31 | 115.25 | 18.75 | 10
2030/31 | 115.75 | 18.75 | 14
2030/31 | 116.25 | 18.75 | 5
2030/31 | 116.75 | 18.75 | 7
2030/31 | 117.25 | 18.75 | 5
2030/31 | 117.75 | 18.75 | 3
2030/31 | 118.25 | 18.75 | 14
2030/31 | 118.75 | 18.75 | 3
2030/31 | 119.25 | 18.75 | 6
2030/31 | 119.75 | 18.75 | 7
2030/31 | 120.25 | 18.75 | 5
2030/31 | 120.75 | 18.75 | 3
2030/31 | 121.25 | 18.75 | 5
2030/31 | 121.75 | 18.75 | 6
2030/31 | 122.25 | 18.75 | 9
2030/31 | 122.75 | 18.75 | 6
2030/31 | 123.25 | 18.75 | 6
2030/31 | 123.75 | 18.75 | 4
2030/31 | 124.25 | 18.75 | 5
2030/31 | 124.75 | 18.75 | 10
2030/31 | 125.25 | 18.75 | 5
2030/31 | 125.75 | 18.75 | 10
2030/31 | 126.25 | 18.75 | 4
2030/31 | 126.75 | 18.75 | 8
2030/31 | 127.25 | 18.75 | 4
2030/31 | 127.75 | 18.75 | 3
2030/31 | 128.25 | 18.75 | 5
2030/31 | 128.75 | 18.75 | 8
2030/31 | 129.25 | 18.75 | 8
2030/31 | 129.75 | 18.75 | 6
2030/31 | 130.25 | 18.75 | 5
2030/31 | 130.75 | 18.75 | 6
2030/31 | 131.25 | 18.75 | 8
2030/31 | 131.75 | 18.75 | 10
2030/31 | 132.25 | 18.75 | 11
2030/31 | 132.75 | 18.75 | 7
2030/31 | 133.25 | 18.75 | 3
2030/31 | 133.75 | 18.75 | 4
2030/31 | 134.25 | 18.75 | 11
2030/31 | 134.75 | 18.75 | 7
2030/31 | 135.25 | 18.75 | 6
2030/31 | 135.75 | 18.75 | 4
2030/31 | 136.25 | 18.75 | 4
2030/31 | 136.75 | 18.75 | 3
2030/31 | 137.25 | 18.75 | 4
2030/31 | 137.75 | 18.75 | 5
2030/31 | 138.25 | 18.75 | 1
2030/31 | 138.75 | 18.75 | 6
2030/31 | 139.25 | 18.75 | 7
2030/31 | 139.75 | 18.75 | 6
2030/31 | 140.25 | 18.75 | 4
2030/31 | 140.75 | 18.75 | 5
2030/31 | 141.25 | 18.75 | 5
2030/31 | 141.75 | 18.75 | 2
2030/31 | 142.25 | 18.75 | 6
2030/31 | 142.75 | 18.75 | 3
2030/31 | 143.25 | 18.75 | 4
2030/31 | 143.75 | 18.75 | 8
2030/31 | 144.25 | 18.75 | 3
2030/31 | 145.25 | 18.75 | 4
2030/31 | 145.75 | 18.75 | 3
2030/31 | 146.25 | 18.75 | 3
2030/31 | 146.75 | 18.75 | 2
2030/31 | 147.25 | 18.75 | 2
2030/31 | 147.75 | 18.75 | 3
2030/31 | 148.25 | 18.75 | 1
2030/31 | 148.75 | 18.75 | 3
2030/31 | 149.25 | 18.75 | 4
2030/31 | 149.75 | 18.75 | 1
2030/31 | 150.25 | 18.75 | 4
2030/31 | 151.25 | 18.75 | 1
2030/31 | 152.25 | 18.75 | 2
2030/31 | 152.75 | 18.75 | 2
2030/31 | 153.25 | 18.75 | 6
2030/31 | 153.75 | 18.75 | 4
2030/31 | 154.25 | 18.75 | 3
2030/31 | 154.75 | 18.75 | 2
2030/31 | 155.25 | 18.75 | 2
2030/31 | 155.75 | 18.75 | 2
2030/31 | 156.25 | 18.75 | 2
2030/31 | 156.75 | 18.75 | 1
2030/31 | 157.25 | 18.75 | 1
2030/31 | 157.75 | 18.75 | 2
2030/31 | 158.25 | 18.75 | 3
2030/31 | 158.75 | 18.75 | 1
2030/31 | 159.25 | 18.75 | 3
2030/31 | 159.75 | 18.75 | 3
2030/31 | 160.25 | 18.75 | 2
2030/31 | 160.75 | 18.75 | 2
2030/31 | 161.25 | 18.75 | 4
2030/31 | 162.25 | 18.75 | 2
2030/31 | 162.75 | 18.75 | 3
2030/31 | 163.75 | 18.75 | 1
2030/31 | 164.25 | 18.75 | 3
2030/31 | 164.75 | 18.75 | 1
2030/31 | 165.75 | 18.75 | 2
2030/31 | 166.25 | 18.75 | 5
2030/31 | 167.25 | 18.75 | 1
2030/31 | 168.25 | 18.75 | 2
2030/31 | 169.75 | 18.75 | 1
2030/31 | 170.25 | 18.75 | 1
2030/31 | 170.75 | 18.75 | 1
2030/31 | 171.75 | 18.75 | 1
2030/31 | 173.25 | 18.75 | 2
2030/31 | 174.75 | 18.75 | 3
2030/31 | 175.75 | 18.75 | 1
2030/31 | 176.75 | 18.75 | 3
2030/31 | 177.25 | 18.75 | 1
2030/31 | 181.75 | 18.75 | 1
2030/31 | 182.75 | 18.75 | 1
2030/31 | 183.75 | 18.75 | 1
2030/31 | 184.25 | 18.75 | 1
2030/31 | 184.75 | 18.75 | 1
2030/31 | 186.75 | 18.75 | 1
2030/31 | 188.25 | 18.75 | 1
2030/31 | 191.25 | 18.75 | 3
2030/31 | 195.25 | 18.75 | 1
2030/31 | 197.25 | 18.75 | 1
2030/31 | 207.25 | 18.75 | 1
2030/31 | 58.75 | 19.25 | 1
2030/31 | 61.75 | 19.25 | 1
2030/31 | 62.75 | 19.25 | 1
2030/31 | 64.25 | 19.25 | 1
2030/31 | 67.75 | 19.25 | 1
2030/31 | 68.25 | 19.25 | 1
2030/31 | 69.25 | 19.25 | 2
2030/31 | 71.25 | 19.25 | 1
2030/31 | 71.75 | 19.25 | 2
2030/31 | 72.75 | 19.25 | 1
2030/31 | 73.25 | 19.25 | 2
2030/31 | 73.75 | 19.25 | 2
2030/31 | 74.25 | 19.25 | 2
2030/31 | 74.75 | 19.25 | 2
2030/31 | 75.25 | 19.25 | 1
2030/31 | 75.75 | 19.25 | 1
2030/31 | 76.25 | 19.25 | 5
2030/31 | 76.75 | 19.25 | 1
2030/31 | 77.25 | 19.25 | 3
2030/31 | 78.25 | 19.25 | 6
2030/31 | 78.75 | 19.25 | 2
2030/31 | 79.25 | 19.25 | 2
2030/31 | 79.75 | 19.25 | 2
2030/31 | 80.25 | 19.25 | 1
2030/31 | 81.25 | 19.25 | 2
2030/31 | 81.75 | 19.25 | 2
2030/31 | 82.25 | 19.25 | 4
2030/31 | 82.75 | 19.25 | 3
2030/31 | 83.75 | 19.25 | 2
2030/31 | 84.25 | 19.25 | 2
2030/31 | 84.75 | 19.25 | 2
2030/31 | 85.25 | 19.25 | 6
2030/31 | 85.75 | 19.25 | 1
2030/31 | 86.25 | 19.25 | 1
2030/31 | 86.75 | 19.25 | 2
2030/31 | 87.25 | 19.25 | 2
2030/31 | 87.75 | 19.25 | 1
2030/31 | 88.25 | 19.25 | 4
2030/31 | 88.75 | 19.25 | 1
2030/31 | 89.25 | 19.25 | 4
2030/31 | 89.75 | 19.25 | 2
2030/31 | 90.25 | 19.25 | 3
2030/31 | 90.75 | 19.25 | 3
2030/31 | 91.25 | 19.25 | 2
2030/31 | 91.75 | 19.25 | 5
2030/31 | 92.25 | 19.25 | 2
2030/31 | 92.75 | 19.25 | 5
2030/31 | 93.25 | 19.25 | 6
2030/31 | 93.75 | 19.25 | 6
2030/31 | 94.25 | 19.25 | 5
2030/31 | 94.75 | 19.25 | 3
2030/31 | 95.25 | 19.25 | 1
2030/31 | 95.75 | 19.25 | 3
2030/31 | 96.25 | 19.25 | 4
2030/31 | 96.75 | 19.25 | 2
2030/31 | 97.25 | 19.25 | 6
2030/31 | 97.75 | 19.25 | 5
2030/31 | 98.25 | 19.25 | 5
2030/31 | 98.75 | 19.25 | 4
2030/31 | 99.25 | 19.25 | 6
2030/31 | 99.75 | 19.25 | 4
2030/31 | 100.25 | 19.25 | 3
2030/31 | 100.75 | 19.25 | 5
2030/31 | 101.25 | 19.25 | 5
2030/31 | 101.75 | 19.25 | 8
2030/31 | 102.25 | 19.25 | 6
2030/31 | 102.75 | 19.25 | 8
2030/31 | 103.25 | 19.25 | 7
2030/31 | 103.75 | 19.25 | 9
2030/31 | 104.25 | 19.25 | 6
2030/31 | 104.75 | 19.25 | 7
2030/31 | 105.25 | 19.25 | 9
2030/31 | 105.75 | 19.25 | 4
2030/31 | 106.25 | 19.25 | 5
2030/31 | 106.75 | 19.25 | 6
2030/31 | 107.25 | 19.25 | 9
2030/31 | 107.75 | 19.25 | 4
2030/31 | 108.25 | 19.25 | 6
2030/31 | 108.75 | 19.25 | 11
2030/31 | 109.25 | 19.25 | 7
2030/31 | 109.75 | 19.25 | 4
2030/31 | 110.25 | 19.25 | 6
2030/31 | 110.75 | 19.25 | 4
2030/31 | 111.25 | 19.25 | 10
2030/31 | 111.75 | 19.25 | 6
2030/31 | 112.25 | 19.25 | 8
2030/31 | 112.75 | 19.25 | 9
2030/31 | 113.25 | 19.25 | 6
2030/31 | 113.75 | 19.25 | 6
2030/31 | 114.25 | 19.25 | 8
2030/31 | 114.75 | 19.25 | 12
2030/31 | 115.25 | 19.25 | 8
2030/31 | 115.75 | 19.25 | 6
2030/31 | 116.25 | 19.25 | 8
2030/31 | 116.75 | 19.25 | 6
2030/31 | 117.25 | 19.25 | 9
2030/31 | 117.75 | 19.25 | 6
2030/31 | 118.25 | 19.25 | 8
2030/31 | 118.75 | 19.25 | 10
2030/31 | 119.25 | 19.25 | 12
2030/31 | 119.75 | 19.25 | 15
2030/31 | 120.25 | 19.25 | 11
2030/31 | 120.75 | 19.25 | 2
2030/31 | 121.25 | 19.25 | 8
2030/31 | 121.75 | 19.25 | 5
2030/31 | 122.25 | 19.25 | 10
2030/31 | 122.75 | 19.25 | 6
2030/31 | 123.25 | 19.25 | 5
2030/31 | 123.75 | 19.25 | 4
2030/31 | 124.25 | 19.25 | 6
2030/31 | 124.75 | 19.25 | 4
2030/31 | 125.25 | 19.25 | 6
2030/31 | 125.75 | 19.25 | 7
2030/31 | 126.25 | 19.25 | 6
2030/31 | 126.75 | 19.25 | 6
2030/31 | 127.25 | 19.25 | 6
2030/31 | 127.75 | 19.25 | 7
2030/31 | 128.25 | 19.25 | 11
2030/31 | 128.75 | 19.25 | 8
2030/31 | 129.25 | 19.25 | 12
2030/31 | 129.75 | 19.25 | 2
2030/31 | 130.25 | 19.25 | 7
2030/31 | 130.75 | 19.25 | 5
2030/31 | 131.25 | 19.25 | 5
2030/31 | 131.75 | 19.25 | 7
2030/31 | 132.25 | 19.25 | 7
2030/31 | 132.75 | 19.25 | 9
2030/31 | 133.25 | 19.25 | 9
2030/31 | 133.75 | 19.25 | 7
2030/31 | 134.25 | 19.25 | 3
2030/31 | 134.75 | 19.25 | 5
2030/31 | 135.25 | 19.25 | 6
2030/31 | 135.75 | 19.25 | 4
2030/31 | 136.25 | 19.25 | 9
2030/31 | 136.75 | 19.25 | 9
2030/31 | 137.25 | 19.25 | 3
2030/31 | 137.75 | 19.25 | 4
2030/31 | 138.25 | 19.25 | 10
2030/31 | 138.75 | 19.25 | 7
2030/31 | 139.25 | 19.25 | 4
2030/31 | 139.75 | 19.25 | 7
2030/31 | 140.25 | 19.25 | 4
2030/31 | 140.75 | 19.25 | 3
2030/31 | 141.25 | 19.25 | 5
2030/31 | 141.75 | 19.25 | 7
2030/31 | 142.25 | 19.25 | 5
2030/31 | 142.75 | 19.25 | 6
2030/31 | 143.25 | 19.25 | 4
2030/31 | 143.75 | 19.25 | 6
2030/31 | 144.25 | 19.25 | 4
2030/31 | 144.75 | 19.25 | 6
2030/31 | 145.25 | 19.25 | 3
2030/31 | 145.75 | 19.25 | 3
2030/31 | 146.25 | 19.25 | 5
2030/31 | 146.75 | 19.25 | 3
2030/31 | 147.25 | 19.25 | 3
2030/31 | 147.75 | 19.25 | 3
2030/31 | 148.25 | 19.25 | 2
2030/31 | 148.75 | 19.25 | 5
2030/31 | 149.25 | 19.25 | 4
2030/31 | 149.75 | 19.25 | 3
2030/31 | 150.25 | 19.25 | 4
2030/31 | 150.75 | 19.25 | 2
2030/31 | 151.25 | 19.25 | 5
2030/31 | 151.75 | 19.25 | 1
2030/31 | 152.25 | 19.25 | 2
2030/31 | 152.75 | 19.25 | 3
2030/31 | 153.25 | 19.25 | 2
2030/31 | 153.75 | 19.25 | 4
2030/31 | 154.75 | 19.25 | 5
2030/31 | 155.25 | 19.25 | 2
2030/31 | 155.75 | 19.25 | 2
2030/31 | 156.25 | 19.25 | 3
2030/31 | 156.75 | 19.25 | 3
2030/31 | 157.25 | 19.25 | 4
2030/31 | 157.75 | 19.25 | 3
2030/31 | 158.25 | 19.25 | 2
2030/31 | 158.75 | 19.25 | 3
2030/31 | 159.25 | 19.25 | 2
2030/31 | 159.75 | 19.25 | 2
2030/31 | 160.25 | 19.25 | 1
2030/31 | 160.75 | 19.25 | 3
2030/31 | 161.25 | 19.25 | 2
2030/31 | 161.75 | 19.25 | 2
2030/31 | 162.75 | 19.25 | 1
2030/31 | 163.75 | 19.25 | 1
2030/31 | 164.75 | 19.25 | 1
2030/31 | 165.75 | 19.25 | 1
2030/31 | 166.25 | 19.25 | 1
2030/31 | 166.75 | 19.25 | 1
2030/31 | 168.25 | 19.25 | 1
2030/31 | 168.75 | 19.25 | 2
2030/31 | 169.25 | 19.25 | 2
2030/31 | 169.75 | 19.25 | 1
2030/31 | 170.75 | 19.25 | 1
2030/31 | 171.25 | 19.25 | 3
2030/31 | 171.75 | 19.25 | 1
2030/31 | 172.25 | 19.25 | 1
2030/31 | 172.75 | 19.25 | 2
2030/31 | 173.25 | 19.25 | 1
2030/31 | 174.25 | 19.25 | 1
2030/31 | 174.75 | 19.25 | 1
2030/31 | 176.25 | 19.25 | 1
2030/31 | 176.75 | 19.25 | 2
2030/31 | 177.25 | 19.25 | 1
2030/31 | 178.75 | 19.25 | 2
2030/31 | 179.25 | 19.25 | 2
2030/31 | 180.75 | 19.25 | 1
2030/31 | 181.25 | 19.25 | 4
2030/31 | 183.75 | 19.25 | 1
2030/31 | 186.25 | 19.25 | 1
2030/31 | 187.25 | 19.25 | 1
2030/31 | 187.75 | 19.25 | 1
2030/31 | 190.25 | 19.25 | 1
2030/31 | 190.75 | 19.25 | 1
2030/31 | 191.25 | 19.25 | 1
2030/31 | 192.25 | 19.25 | 1
2030/31 | 195.25 | 19.25 | 1
2030/31 | 200.25 | 19.25 | 1
2030/31 | 52.25 | 19.75 | 1
2030/31 | 55.25 | 19.75 | 1
2030/31 | 57.75 | 19.75 | 2
2030/31 | 60.25 | 19.75 | 1
2030/31 | 63.75 | 19.75 | 1
2030/31 | 64.75 | 19.75 | 1
2030/31 | 65.75 | 19.75 | 4
2030/31 | 66.25 | 19.75 | 2
2030/31 | 66.75 | 19.75 | 1
2030/31 | 67.25 | 19.75 | 4
2030/31 | 67.75 | 19.75 | 1
2030/31 | 68.25 | 19.75 | 3
2030/31 | 68.75 | 19.75 | 3
2030/31 | 69.75 | 19.75 | 1
2030/31 | 70.25 | 19.75 | 2
2030/31 | 70.75 | 19.75 | 1
2030/31 | 71.25 | 19.75 | 1
2030/31 | 71.75 | 19.75 | 1
2030/31 | 72.75 | 19.75 | 1
2030/31 | 73.25 | 19.75 | 1
2030/31 | 73.75 | 19.75 | 1
2030/31 | 74.25 | 19.75 | 3
2030/31 | 74.75 | 19.75 | 1
2030/31 | 75.25 | 19.75 | 2
2030/31 | 75.75 | 19.75 | 1
2030/31 | 76.75 | 19.75 | 2
2030/31 | 77.25 | 19.75 | 1
2030/31 | 78.25 | 19.75 | 3
2030/31 | 78.75 | 19.75 | 1
2030/31 | 79.25 | 19.75 | 2
2030/31 | 80.25 | 19.75 | 4
2030/31 | 80.75 | 19.75 | 2
2030/31 | 81.25 | 19.75 | 2
2030/31 | 81.75 | 19.75 | 1
2030/31 | 82.25 | 19.75 | 1
2030/31 | 82.75 | 19.75 | 3
2030/31 | 83.25 | 19.75 | 2
2030/31 | 83.75 | 19.75 | 5
2030/31 | 84.25 | 19.75 | 4
2030/31 | 84.75 | 19.75 | 4
2030/31 | 85.25 | 19.75 | 2
2030/31 | 85.75 | 19.75 | 3
2030/31 | 86.25 | 19.75 | 6
2030/31 | 86.75 | 19.75 | 3
2030/31 | 87.25 | 19.75 | 2
2030/31 | 87.75 | 19.75 | 2
2030/31 | 88.25 | 19.75 | 3
2030/31 | 88.75 | 19.75 | 1
2030/31 | 89.25 | 19.75 | 4
2030/31 | 89.75 | 19.75 | 2
2030/31 | 90.25 | 19.75 | 4
2030/31 | 90.75 | 19.75 | 2
2030/31 | 91.25 | 19.75 | 4
2030/31 | 91.75 | 19.75 | 1
2030/31 | 92.25 | 19.75 | 2
2030/31 | 92.75 | 19.75 | 6
2030/31 | 93.25 | 19.75 | 5
2030/31 | 93.75 | 19.75 | 7
2030/31 | 94.25 | 19.75 | 5
2030/31 | 94.75 | 19.75 | 7
2030/31 | 95.25 | 19.75 | 5
2030/31 | 95.75 | 19.75 | 8
2030/31 | 96.25 | 19.75 | 5
2030/31 | 96.75 | 19.75 | 6
2030/31 | 97.25 | 19.75 | 4
2030/31 | 97.75 | 19.75 | 6
2030/31 | 98.25 | 19.75 | 6
2030/31 | 98.75 | 19.75 | 11
2030/31 | 99.25 | 19.75 | 3
2030/31 | 99.75 | 19.75 | 6
2030/31 | 100.25 | 19.75 | 2
2030/31 | 100.75 | 19.75 | 7
2030/31 | 101.25 | 19.75 | 6
2030/31 | 101.75 | 19.75 | 3
2030/31 | 102.25 | 19.75 | 4
2030/31 | 102.75 | 19.75 | 7
2030/31 | 103.25 | 19.75 | 7
2030/31 | 103.75 | 19.75 | 6
2030/31 | 104.25 | 19.75 | 3
2030/31 | 104.75 | 19.75 | 4
2030/31 | 105.25 | 19.75 | 4
2030/31 | 105.75 | 19.75 | 9
2030/31 | 106.25 | 19.75 | 10
2030/31 | 106.75 | 19.75 | 4
2030/31 | 107.25 | 19.75 | 10
2030/31 | 107.75 | 19.75 | 12
2030/31 | 108.25 | 19.75 | 11
2030/31 | 108.75 | 19.75 | 6
2030/31 | 109.25 | 19.75 | 6
2030/31 | 109.75 | 19.75 | 14
2030/31 | 110.25 | 19.75 | 7
2030/31 | 110.75 | 19.75 | 4
2030/31 | 111.25 | 19.75 | 3
2030/31 | 111.75 | 19.75 | 11
2030/31 | 112.25 | 19.75 | 5
2030/31 | 112.75 | 19.75 | 5
2030/31 | 113.25 | 19.75 | 7
2030/31 | 113.75 | 19.75 | 7
2030/31 | 114.25 | 19.75 | 8
2030/31 | 114.75 | 19.75 | 6
2030/31 | 115.25 | 19.75 | 8
2030/31 | 115.75 | 19.75 | 11
2030/31 | 116.25 | 19.75 | 9
2030/31 | 116.75 | 19.75 | 6
2030/31 | 117.25 | 19.75 | 6
2030/31 | 117.75 | 19.75 | 9
2030/31 | 118.25 | 19.75 | 6
2030/31 | 118.75 | 19.75 | 10
2030/31 | 119.25 | 19.75 | 8
2030/31 | 119.75 | 19.75 | 10
2030/31 | 120.25 | 19.75 | 5
2030/31 | 120.75 | 19.75 | 10
2030/31 | 121.25 | 19.75 | 3
2030/31 | 121.75 | 19.75 | 7
2030/31 | 122.25 | 19.75 | 7
2030/31 | 122.75 | 19.75 | 7
2030/31 | 123.25 | 19.75 | 7
2030/31 | 123.75 | 19.75 | 12
2030/31 | 124.25 | 19.75 | 12
2030/31 | 124.75 | 19.75 | 14
2030/31 | 125.25 | 19.75 | 5
2030/31 | 125.75 | 19.75 | 13
2030/31 | 126.25 | 19.75 | 7
2030/31 | 126.75 | 19.75 | 11
2030/31 | 127.25 | 19.75 | 5
2030/31 | 127.75 | 19.75 | 9
2030/31 | 128.25 | 19.75 | 5
2030/31 | 128.75 | 19.75 | 2
2030/31 | 129.25 | 19.75 | 7
2030/31 | 129.75 | 19.75 | 6
2030/31 | 130.25 | 19.75 | 7
2030/31 | 130.75 | 19.75 | 8
2030/31 | 131.25 | 19.75 | 6
2030/31 | 131.75 | 19.75 | 13
2030/31 | 132.25 | 19.75 | 6
2030/31 | 132.75 | 19.75 | 5
2030/31 | 133.25 | 19.75 | 5
2030/31 | 133.75 | 19.75 | 5
2030/31 | 134.25 | 19.75 | 3
2030/31 | 134.75 | 19.75 | 5
2030/31 | 135.25 | 19.75 | 9
2030/31 | 135.75 | 19.75 | 8
2030/31 | 136.25 | 19.75 | 7
2030/31 | 136.75 | 19.75 | 5
2030/31 | 137.25 | 19.75 | 5
2030/31 | 137.75 | 19.75 | 3
2030/31 | 138.25 | 19.75 | 5
2030/31 | 138.75 | 19.75 | 6
2030/31 | 139.25 | 19.75 | 4
2030/31 | 139.75 | 19.75 | 4
2030/31 | 140.25 | 19.75 | 4
2030/31 | 140.75 | 19.75 | 9
2030/31 | 141.25 | 19.75 | 4
2030/31 | 141.75 | 19.75 | 2
2030/31 | 142.25 | 19.75 | 11
2030/31 | 142.75 | 19.75 | 5
2030/31 | 143.25 | 19.75 | 5
2030/31 | 143.75 | 19.75 | 7
2030/31 | 144.25 | 19.75 | 3
2030/31 | 144.75 | 19.75 | 4
2030/31 | 145.25 | 19.75 | 7
2030/31 | 145.75 | 19.75 | 4
2030/31 | 146.25 | 19.75 | 3
2030/31 | 146.75 | 19.75 | 1
2030/31 | 147.25 | 19.75 | 2
2030/31 | 147.75 | 19.75 | 4
2030/31 | 148.25 | 19.75 | 1
2030/31 | 148.75 | 19.75 | 1
2030/31 | 149.25 | 19.75 | 5
2030/31 | 149.75 | 19.75 | 4
2030/31 | 150.25 | 19.75 | 3
2030/31 | 150.75 | 19.75 | 4
2030/31 | 151.25 | 19.75 | 5
2030/31 | 151.75 | 19.75 | 4
2030/31 | 152.25 | 19.75 | 4
2030/31 | 152.75 | 19.75 | 2
2030/31 | 153.25 | 19.75 | 2
2030/31 | 153.75 | 19.75 | 1
2030/31 | 154.25 | 19.75 | 3
2030/31 | 154.75 | 19.75 | 2
2030/31 | 155.75 | 19.75 | 5
2030/31 | 156.25 | 19.75 | 1
2030/31 | 157.75 | 19.75 | 2
2030/31 | 158.25 | 19.75 | 2
2030/31 | 158.75 | 19.75 | 1
2030/31 | 159.25 | 19.75 | 1
2030/31 | 159.75 | 19.75 | 5
2030/31 | 160.25 | 19.75 | 1
2030/31 | 160.75 | 19.75 | 2
2030/31 | 161.75 | 19.75 | 1
2030/31 | 162.25 | 19.75 | 2
2030/31 | 162.75 | 19.75 | 2
2030/31 | 163.25 | 19.75 | 1
2030/31 | 163.75 | 19.75 | 2
2030/31 | 164.25 | 19.75 | 1
2030/31 | 164.75 | 19.75 | 2
2030/31 | 165.75 | 19.75 | 1
2030/31 | 167.25 | 19.75 | 1
2030/31 | 167.75 | 19.75 | 1
2030/31 | 168.75 | 19.75 | 4
2030/31 | 169.75 | 19.75 | 2
2030/31 | 170.75 | 19.75 | 1
2030/31 | 172.25 | 19.75 | 1
2030/31 | 172.75 | 19.75 | 2
2030/31 | 173.75 | 19.75 | 1
2030/31 | 174.25 | 19.75 | 1
2030/31 | 176.25 | 19.75 | 1
2030/31 | 176.75 | 19.75 | 1
2030/31 | 177.25 | 19.75 | 1
2030/31 | 178.75 | 19.75 | 1
2030/31 | 179.25 | 19.75 | 1
2030/31 | 180.25 | 19.75 | 1
2030/31 | 181.75 | 19.75 | 1
2030/31 | 182.25 | 19.75 | 1
2030/31 | 182.75 | 19.75 | 2
2030/31 | 186.25 | 19.75 | 1
2030/31 | 187.25 | 19.75 | 2
2030/31 | 188.75 | 19.75 | 1
2030/31 | 189.25 | 19.75 | 2
2030/31 | 189.75 | 19.75 | 2
2030/31 | 190.75 | 19.75 | 1
2030/31 | 191.25 | 19.75 | 1
2030/31 | 192.75 | 19.75 | 1
2030/31 | 193.25 | 19.75 | 1
2030/31 | 194.25 | 19.75 | 1
2030/31 | 195.25 | 19.75 | 1
2030/31 | 198.25 | 19.75 | 1
2030/31 | 200.25 | 19.75 | 2
2030/31 | 203.25 | 19.75 | 1
2030/31 | 205.25 | 19.75 | 1
2030/31 | 207.25 | 19.75 | 1
2030/31 | 213.75 | 19.75 | 1
2030/31 | 223.25 | 19.75 | 1
2030/31 | 59.25 | 20.25 | 1
2030/31 | 61.25 | 20.25 | 1
2030/31 | 62.25 | 20.25 | 1
2030/31 | 62.75 | 20.25 | 2
2030/31 | 63.25 | 20.25 | 1
2030/31 | 63.75 | 20.25 | 1
2030/31 | 65.25 | 20.25 | 1
2030/31 | 65.75 | 20.25 | 2
2030/31 | 66.25 | 20.25 | 1
2030/31 | 66.75 | 20.25 | 1
2030/31 | 67.25 | 20.25 | 4
2030/31 | 68.75 | 20.25 | 1
2030/31 | 69.75 | 20.25 | 1
2030/31 | 70.75 | 20.25 | 3
2030/31 | 71.25 | 20.25 | 2
2030/31 | 71.75 | 20.25 | 2
2030/31 | 72.25 | 20.25 | 2
2030/31 | 73.25 | 20.25 | 2
2030/31 | 73.75 | 20.25 | 3
2030/31 | 75.25 | 20.25 | 2
2030/31 | 75.75 | 20.25 | 1
2030/31 | 76.25 | 20.25 | 1
2030/31 | 76.75 | 20.25 | 1
2030/31 | 77.25 | 20.25 | 2
2030/31 | 78.25 | 20.25 | 3
2030/31 | 78.75 | 20.25 | 2
2030/31 | 79.25 | 20.25 | 2
2030/31 | 81.25 | 20.25 | 2
2030/31 | 81.75 | 20.25 | 6
2030/31 | 82.25 | 20.25 | 3
2030/31 | 83.25 | 20.25 | 2
2030/31 | 84.25 | 20.25 | 4
2030/31 | 84.75 | 20.25 | 2
2030/31 | 85.25 | 20.25 | 4
2030/31 | 85.75 | 20.25 | 1
2030/31 | 86.25 | 20.25 | 4
2030/31 | 86.75 | 20.25 | 3
2030/31 | 87.25 | 20.25 | 5
2030/31 | 87.75 | 20.25 | 3
2030/31 | 88.25 | 20.25 | 6
2030/31 | 88.75 | 20.25 | 3
2030/31 | 89.25 | 20.25 | 3
2030/31 | 89.75 | 20.25 | 2
2030/31 | 90.25 | 20.25 | 2
2030/31 | 90.75 | 20.25 | 7
2030/31 | 91.25 | 20.25 | 7
2030/31 | 91.75 | 20.25 | 6
2030/31 | 92.25 | 20.25 | 2
2030/31 | 92.75 | 20.25 | 4
2030/31 | 93.25 | 20.25 | 5
2030/31 | 93.75 | 20.25 | 1
2030/31 | 94.25 | 20.25 | 5
2030/31 | 94.75 | 20.25 | 4
2030/31 | 95.25 | 20.25 | 6
2030/31 | 95.75 | 20.25 | 5
2030/31 | 96.25 | 20.25 | 5
2030/31 | 96.75 | 20.25 | 3
2030/31 | 97.25 | 20.25 | 4
2030/31 | 97.75 | 20.25 | 3
2030/31 | 98.25 | 20.25 | 5
2030/31 | 98.75 | 20.25 | 9
2030/31 | 99.25 | 20.25 | 7
2030/31 | 99.75 | 20.25 | 6
2030/31 | 100.25 | 20.25 | 7
2030/31 | 100.75 | 20.25 | 6
2030/31 | 101.25 | 20.25 | 9
2030/31 | 101.75 | 20.25 | 5
2030/31 | 102.25 | 20.25 | 7
2030/31 | 102.75 | 20.25 | 8
2030/31 | 103.25 | 20.25 | 8
2030/31 | 103.75 | 20.25 | 10
2030/31 | 104.25 | 20.25 | 7
2030/31 | 104.75 | 20.25 | 9
2030/31 | 105.25 | 20.25 | 9
2030/31 | 105.75 | 20.25 | 6
2030/31 | 106.25 | 20.25 | 2
2030/31 | 106.75 | 20.25 | 8
2030/31 | 107.25 | 20.25 | 8
2030/31 | 107.75 | 20.25 | 9
2030/31 | 108.25 | 20.25 | 7
2030/31 | 108.75 | 20.25 | 15
2030/31 | 109.25 | 20.25 | 9
2030/31 | 109.75 | 20.25 | 6
2030/31 | 110.25 | 20.25 | 12
2030/31 | 110.75 | 20.25 | 10
2030/31 | 111.25 | 20.25 | 10
2030/31 | 111.75 | 20.25 | 12
2030/31 | 112.25 | 20.25 | 7
2030/31 | 112.75 | 20.25 | 8
2030/31 | 113.25 | 20.25 | 11
2030/31 | 113.75 | 20.25 | 6
2030/31 | 114.25 | 20.25 | 7
2030/31 | 114.75 | 20.25 | 9
2030/31 | 115.25 | 20.25 | 9
2030/31 | 115.75 | 20.25 | 4
2030/31 | 116.25 | 20.25 | 7
2030/31 | 116.75 | 20.25 | 10
2030/31 | 117.25 | 20.25 | 10
2030/31 | 117.75 | 20.25 | 10
2030/31 | 118.25 | 20.25 | 11
2030/31 | 118.75 | 20.25 | 5
2030/31 | 119.25 | 20.25 | 7
2030/31 | 119.75 | 20.25 | 4
2030/31 | 120.25 | 20.25 | 6
2030/31 | 120.75 | 20.25 | 7
2030/31 | 121.25 | 20.25 | 3
2030/31 | 121.75 | 20.25 | 9
2030/31 | 122.25 | 20.25 | 9
2030/31 | 122.75 | 20.25 | 12
2030/31 | 123.25 | 20.25 | 8
2030/31 | 123.75 | 20.25 | 6
2030/31 | 124.25 | 20.25 | 9
2030/31 | 124.75 | 20.25 | 8
2030/31 | 125.25 | 20.25 | 8
2030/31 | 125.75 | 20.25 | 11
2030/31 | 126.25 | 20.25 | 9
2030/31 | 126.75 | 20.25 | 8
2030/31 | 127.25 | 20.25 | 7
2030/31 | 127.75 | 20.25 | 9
2030/31 | 128.25 | 20.25 | 3
2030/31 | 128.75 | 20.25 | 6
2030/31 | 129.25 | 20.25 | 10
2030/31 | 129.75 | 20.25 | 3
2030/31 | 130.25 | 20.25 | 8
2030/31 | 130.75 | 20.25 | 5
2030/31 | 131.25 | 20.25 | 8
2030/31 | 131.75 | 20.25 | 11
2030/31 | 132.25 | 20.25 | 9
2030/31 | 132.75 | 20.25 | 5
2030/31 | 133.25 | 20.25 | 7
2030/31 | 133.75 | 20.25 | 5
2030/31 | 134.25 | 20.25 | 11
2030/31 | 134.75 | 20.25 | 7
2030/31 | 135.25 | 20.25 | 3
2030/31 | 135.75 | 20.25 | 9
2030/31 | 136.25 | 20.25 | 9
2030/31 | 136.75 | 20.25 | 10
2030/31 | 137.25 | 20.25 | 6
2030/31 | 137.75 | 20.25 | 4
2030/31 | 138.25 | 20.25 | 3
2030/31 | 138.75 | 20.25 | 8
2030/31 | 139.25 | 20.25 | 5
2030/31 | 139.75 | 20.25 | 8
2030/31 | 140.25 | 20.25 | 8
2030/31 | 140.75 | 20.25 | 7
2030/31 | 141.25 | 20.25 | 10
2030/31 | 141.75 | 20.25 | 5
2030/31 | 142.25 | 20.25 | 4
2030/31 | 142.75 | 20.25 | 7
2030/31 | 143.25 | 20.25 | 3
2030/31 | 143.75 | 20.25 | 5
2030/31 | 144.25 | 20.25 | 6
2030/31 | 144.75 | 20.25 | 4
2030/31 | 145.25 | 20.25 | 7
2030/31 | 145.75 | 20.25 | 6
2030/31 | 146.25 | 20.25 | 3
2030/31 | 146.75 | 20.25 | 5
2030/31 | 147.25 | 20.25 | 1
2030/31 | 147.75 | 20.25 | 3
2030/31 | 148.25 | 20.25 | 2
2030/31 | 148.75 | 20.25 | 1
2030/31 | 149.25 | 20.25 | 5
2030/31 | 149.75 | 20.25 | 1
2030/31 | 150.25 | 20.25 | 4
2030/31 | 150.75 | 20.25 | 3
2030/31 | 151.25 | 20.25 | 7
2030/31 | 151.75 | 20.25 | 8
2030/31 | 152.25 | 20.25 | 2
2030/31 | 152.75 | 20.25 | 3
2030/31 | 153.25 | 20.25 | 2
2030/31 | 153.75 | 20.25 | 4
2030/31 | 154.25 | 20.25 | 4
2030/31 | 154.75 | 20.25 | 2
2030/31 | 155.25 | 20.25 | 6
2030/31 | 155.75 | 20.25 | 1
2030/31 | 156.25 | 20.25 | 2
2030/31 | 157.25 | 20.25 | 3
2030/31 | 157.75 | 20.25 | 2
2030/31 | 158.25 | 20.25 | 3
2030/31 | 158.75 | 20.25 | 3
2030/31 | 159.25 | 20.25 | 3
2030/31 | 160.25 | 20.25 | 2
2030/31 | 160.75 | 20.25 | 1
2030/31 | 161.25 | 20.25 | 4
2030/31 | 161.75 | 20.25 | 2
2030/31 | 162.75 | 20.25 | 2
2030/31 | 163.25 | 20.25 | 5
2030/31 | 163.75 | 20.25 | 1
2030/31 | 164.25 | 20.25 | 2
2030/31 | 164.75 | 20.25 | 1
2030/31 | 165.25 | 20.25 | 2
2030/31 | 165.75 | 20.25 | 3
2030/31 | 166.25 | 20.25 | 2
2030/31 | 166.75 | 20.25 | 1
2030/31 | 167.25 | 20.25 | 1
2030/31 | 168.75 | 20.25 | 4
2030/31 | 169.25 | 20.25 | 1
2030/31 | 170.25 | 20.25 | 3
2030/31 | 170.75 | 20.25 | 2
2030/31 | 171.75 | 20.25 | 2
2030/31 | 172.25 | 20.25 | 3
2030/31 | 172.75 | 20.25 | 1
2030/31 | 173.75 | 20.25 | 2
2030/31 | 174.75 | 20.25 | 1
2030/31 | 175.25 | 20.25 | 3
2030/31 | 175.75 | 20.25 | 1
2030/31 | 176.25 | 20.25 | 2
2030/31 | 176.75 | 20.25 | 1
2030/31 | 177.75 | 20.25 | 2
2030/31 | 178.75 | 20.25 | 2
2030/31 | 179.75 | 20.25 | 1
2030/31 | 180.25 | 20.25 | 1
2030/31 | 180.75 | 20.25 | 1
2030/31 | 183.75 | 20.25 | 2
2030/31 | 184.75 | 20.25 | 1
2030/31 | 185.25 | 20.25 | 1
2030/31 | 189.25 | 20.25 | 1
2030/31 | 190.75 | 20.25 | 2
2030/31 | 195.25 | 20.25 | 1
2030/31 | 197.25 | 20.25 | 1
2030/31 | 199.75 | 20.25 | 2
2030/31 | 202.75 | 20.25 | 1
2030/31 | 204.25 | 20.25 | 1
2030/31 | 208.25 | 20.25 | 1
2030/31 | 215.75 | 20.25 | 1
2030/31 | 230.25 | 20.25 | 1
2030/31 | 54.75 | 20.75 | 1
2030/31 | 64.25 | 20.75 | 2
2030/31 | 64.75 | 20.75 | 1
2030/31 | 65.25 | 20.75 | 1
2030/31 | 66.25 | 20.75 | 1
2030/31 | 67.75 | 20.75 | 1
2030/31 | 68.25 | 20.75 | 2
2030/31 | 69.25 | 20.75 | 2
2030/31 | 69.75 | 20.75 | 2
2030/31 | 70.25 | 20.75 | 4
2030/31 | 72.25 | 20.75 | 2
2030/31 | 72.75 | 20.75 | 1
2030/31 | 73.75 | 20.75 | 3
2030/31 | 74.25 | 20.75 | 1
2030/31 | 74.75 | 20.75 | 2
2030/31 | 75.25 | 20.75 | 4
2030/31 | 75.75 | 20.75 | 1
2030/31 | 76.25 | 20.75 | 2
2030/31 | 76.75 | 20.75 | 1
2030/31 | 77.25 | 20.75 | 3
2030/31 | 77.75 | 20.75 | 4
2030/31 | 78.25 | 20.75 | 6
2030/31 | 80.25 | 20.75 | 3
2030/31 | 80.75 | 20.75 | 2
2030/31 | 81.25 | 20.75 | 2
2030/31 | 81.75 | 20.75 | 3
2030/31 | 82.25 | 20.75 | 4
2030/31 | 82.75 | 20.75 | 5
2030/31 | 83.75 | 20.75 | 3
2030/31 | 84.25 | 20.75 | 1
2030/31 | 84.75 | 20.75 | 8
2030/31 | 85.25 | 20.75 | 5
2030/31 | 85.75 | 20.75 | 3
2030/31 | 86.25 | 20.75 | 1
2030/31 | 86.75 | 20.75 | 3
2030/31 | 87.25 | 20.75 | 3
2030/31 | 87.75 | 20.75 | 2
2030/31 | 88.25 | 20.75 | 2
2030/31 | 88.75 | 20.75 | 5
2030/31 | 89.25 | 20.75 | 3
2030/31 | 89.75 | 20.75 | 5
2030/31 | 90.25 | 20.75 | 2
2030/31 | 90.75 | 20.75 | 1
2030/31 | 91.25 | 20.75 | 6
2030/31 | 91.75 | 20.75 | 5
2030/31 | 92.25 | 20.75 | 4
2030/31 | 92.75 | 20.75 | 2
2030/31 | 93.25 | 20.75 | 8
2030/31 | 93.75 | 20.75 | 8
2030/31 | 94.25 | 20.75 | 5
2030/31 | 94.75 | 20.75 | 2
2030/31 | 95.25 | 20.75 | 5
2030/31 | 95.75 | 20.75 | 6
2030/31 | 96.25 | 20.75 | 9
2030/31 | 96.75 | 20.75 | 7
2030/31 | 97.25 | 20.75 | 6
2030/31 | 97.75 | 20.75 | 7
2030/31 | 98.25 | 20.75 | 5
2030/31 | 98.75 | 20.75 | 1
2030/31 | 99.25 | 20.75 | 6
2030/31 | 99.75 | 20.75 | 7
2030/31 | 100.25 | 20.75 | 8
2030/31 | 100.75 | 20.75 | 4
2030/31 | 101.25 | 20.75 | 6
2030/31 | 101.75 | 20.75 | 9
2030/31 | 102.25 | 20.75 | 8
2030/31 | 102.75 | 20.75 | 7
2030/31 | 103.25 | 20.75 | 8
2030/31 | 103.75 | 20.75 | 8
2030/31 | 104.25 | 20.75 | 7
2030/31 | 104.75 | 20.75 | 7
2030/31 | 105.25 | 20.75 | 7
2030/31 | 105.75 | 20.75 | 8
2030/31 | 106.25 | 20.75 | 10
2030/31 | 106.75 | 20.75 | 7
2030/31 | 107.25 | 20.75 | 8
2030/31 | 107.75 | 20.75 | 6
2030/31 | 108.25 | 20.75 | 10
2030/31 | 108.75 | 20.75 | 8
2030/31 | 109.25 | 20.75 | 11
2030/31 | 109.75 | 20.75 | 7
2030/31 | 110.25 | 20.75 | 3
2030/31 | 110.75 | 20.75 | 8
2030/31 | 111.25 | 20.75 | 11
2030/31 | 111.75 | 20.75 | 2
2030/31 | 112.25 | 20.75 | 10
2030/31 | 112.75 | 20.75 | 11
2030/31 | 113.25 | 20.75 | 12
2030/31 | 113.75 | 20.75 | 10
2030/31 | 114.25 | 20.75 | 9
2030/31 | 114.75 | 20.75 | 9
2030/31 | 115.25 | 20.75 | 9
2030/31 | 115.75 | 20.75 | 14
2030/31 | 116.25 | 20.75 | 13
2030/31 | 116.75 | 20.75 | 13
2030/31 | 117.25 | 20.75 | 9
2030/31 | 117.75 | 20.75 | 11
2030/31 | 118.25 | 20.75 | 7
2030/31 | 118.75 | 20.75 | 8
2030/31 | 119.25 | 20.75 | 12
2030/31 | 119.75 | 20.75 | 9
2030/31 | 120.25 | 20.75 | 8
2030/31 | 120.75 | 20.75 | 15
2030/31 | 121.25 | 20.75 | 8
2030/31 | 121.75 | 20.75 | 8
2030/31 | 122.25 | 20.75 | 11
2030/31 | 122.75 | 20.75 | 6
2030/31 | 123.25 | 20.75 | 10
2030/31 | 123.75 | 20.75 | 8
2030/31 | 124.25 | 20.75 | 8
2030/31 | 124.75 | 20.75 | 5
2030/31 | 125.25 | 20.75 | 9
2030/31 | 125.75 | 20.75 | 10
2030/31 | 126.25 | 20.75 | 7
2030/31 | 126.75 | 20.75 | 17
2030/31 | 127.25 | 20.75 | 7
2030/31 | 127.75 | 20.75 | 6
2030/31 | 128.25 | 20.75 | 7
2030/31 | 128.75 | 20.75 | 4
2030/31 | 129.25 | 20.75 | 12
2030/31 | 129.75 | 20.75 | 8
2030/31 | 130.25 | 20.75 | 10
2030/31 | 130.75 | 20.75 | 13
2030/31 | 131.25 | 20.75 | 14
2030/31 | 131.75 | 20.75 | 3
2030/31 | 132.25 | 20.75 | 5
2030/31 | 132.75 | 20.75 | 9
2030/31 | 133.25 | 20.75 | 6
2030/31 | 133.75 | 20.75 | 10
2030/31 | 134.25 | 20.75 | 5
2030/31 | 134.75 | 20.75 | 6
2030/31 | 135.25 | 20.75 | 8
2030/31 | 135.75 | 20.75 | 9
2030/31 | 136.25 | 20.75 | 6
2030/31 | 136.75 | 20.75 | 5
2030/31 | 137.25 | 20.75 | 4
2030/31 | 137.75 | 20.75 | 2
2030/31 | 138.25 | 20.75 | 8
2030/31 | 138.75 | 20.75 | 4
2030/31 | 139.25 | 20.75 | 6
2030/31 | 139.75 | 20.75 | 2
2030/31 | 140.25 | 20.75 | 5
2030/31 | 140.75 | 20.75 | 2
2030/31 | 141.25 | 20.75 | 10
2030/31 | 141.75 | 20.75 | 6
2030/31 | 142.25 | 20.75 | 3
2030/31 | 142.75 | 20.75 | 2
2030/31 | 143.25 | 20.75 | 6
2030/31 | 143.75 | 20.75 | 5
2030/31 | 144.25 | 20.75 | 3
2030/31 | 144.75 | 20.75 | 8
2030/31 | 145.25 | 20.75 | 4
2030/31 | 145.75 | 20.75 | 6
2030/31 | 146.25 | 20.75 | 4
2030/31 | 146.75 | 20.75 | 5
2030/31 | 147.25 | 20.75 | 3
2030/31 | 147.75 | 20.75 | 4
2030/31 | 148.25 | 20.75 | 4
2030/31 | 148.75 | 20.75 | 6
2030/31 | 149.25 | 20.75 | 4
2030/31 | 149.75 | 20.75 | 4
2030/31 | 150.25 | 20.75 | 5
2030/31 | 150.75 | 20.75 | 1
2030/31 | 151.25 | 20.75 | 3
2030/31 | 151.75 | 20.75 | 2
2030/31 | 152.25 | 20.75 | 1
2030/31 | 152.75 | 20.75 | 5
2030/31 | 153.25 | 20.75 | 5
2030/31 | 153.75 | 20.75 | 1
2030/31 | 154.25 | 20.75 | 1
2030/31 | 154.75 | 20.75 | 3
2030/31 | 155.25 | 20.75 | 3
2030/31 | 155.75 | 20.75 | 5
2030/31 | 156.25 | 20.75 | 2
2030/31 | 156.75 | 20.75 | 2
2030/31 | 157.25 | 20.75 | 1
2030/31 | 157.75 | 20.75 | 1
2030/31 | 158.25 | 20.75 | 3
2030/31 | 158.75 | 20.75 | 4
2030/31 | 159.25 | 20.75 | 4
2030/31 | 159.75 | 20.75 | 2
2030/31 | 160.25 | 20.75 | 1
2030/31 | 160.75 | 20.75 | 1
2030/31 | 161.25 | 20.75 | 3
2030/31 | 161.75 | 20.75 | 3
2030/31 | 162.25 | 20.75 | 5
2030/31 | 162.75 | 20.75 | 5
2030/31 | 163.25 | 20.75 | 3
2030/31 | 164.25 | 20.75 | 1
2030/31 | 164.75 | 20.75 | 4
2030/31 | 165.25 | 20.75 | 3
2030/31 | 166.25 | 20.75 | 3
2030/31 | 166.75 | 20.75 | 4
2030/31 | 167.25 | 20.75 | 1
2030/31 | 167.75 | 20.75 | 2
2030/31 | 168.25 | 20.75 | 1
2030/31 | 168.75 | 20.75 | 1
2030/31 | 169.25 | 20.75 | 1
2030/31 | 170.25 | 20.75 | 2
2030/31 | 171.25 | 20.75 | 2
2030/31 | 172.25 | 20.75 | 2
2030/31 | 173.75 | 20.75 | 1
2030/31 | 175.25 | 20.75 | 1
2030/31 | 176.75 | 20.75 | 1
2030/31 | 177.25 | 20.75 | 1
2030/31 | 178.75 | 20.75 | 1
2030/31 | 181.25 | 20.75 | 1
2030/31 | 183.25 | 20.75 | 1
2030/31 | 184.75 | 20.75 | 1
2030/31 | 185.25 | 20.75 | 1
2030/31 | 185.75 | 20.75 | 1
2030/31 | 186.75 | 20.75 | 1
2030/31 | 187.25 | 20.75 | 1
2030/31 | 187.75 | 20.75 | 1
2030/31 | 188.25 | 20.75 | 1
2030/31 | 191.75 | 20.75 | 1
2030/31 | 192.25 | 20.75 | 1
2030/31 | 192.75 | 20.75 | 1
2030/31 | 193.75 | 20.75 | 1
2030/31 | 204.75 | 20.75 | 1
2030/31 | 209.75 | 20.75 | 1
2030/31 | 216.75 | 20.75 | 1
2030/31 | 57.25 | 21.25 | 1
2030/31 | 60.75 | 21.25 | 1
2030/31 | 61.75 | 21.25 | 1
2030/31 | 62.25 | 21.25 | 1
2030/31 | 62.75 | 21.25 | 1
2030/31 | 63.75 | 21.25 | 2
2030/31 | 64.75 | 21.25 | 1
2030/31 | 66.25 | 21.25 | 1
2030/31 | 66.75 | 21.25 | 2
2030/31 | 67.25 | 21.25 | 1
2030/31 | 67.75 | 21.25 | 4
2030/31 | 68.25 | 21.25 | 3
2030/31 | 68.75 | 21.25 | 2
2030/31 | 69.25 | 21.25 | 1
2030/31 | 69.75 | 21.25 | 2
2030/31 | 71.25 | 21.25 | 4
2030/31 | 71.75 | 21.25 | 1
2030/31 | 72.25 | 21.25 | 1
2030/31 | 72.75 | 21.25 | 1
2030/31 | 73.25 | 21.25 | 1
2030/31 | 74.25 | 21.25 | 2
2030/31 | 75.25 | 21.25 | 1
2030/31 | 76.25 | 21.25 | 2
2030/31 | 76.75 | 21.25 | 7
2030/31 | 77.25 | 21.25 | 4
2030/31 | 77.75 | 21.25 | 2
2030/31 | 78.25 | 21.25 | 3
2030/31 | 78.75 | 21.25 | 1
2030/31 | 79.25 | 21.25 | 4
2030/31 | 79.75 | 21.25 | 1
2030/31 | 80.25 | 21.25 | 3
2030/31 | 80.75 | 21.25 | 1
2030/31 | 81.25 | 21.25 | 3
2030/31 | 81.75 | 21.25 | 1
2030/31 | 82.25 | 21.25 | 4
2030/31 | 82.75 | 21.25 | 1
2030/31 | 83.25 | 21.25 | 3
2030/31 | 83.75 | 21.25 | 2
2030/31 | 84.25 | 21.25 | 4
2030/31 | 84.75 | 21.25 | 5
2030/31 | 85.25 | 21.25 | 5
2030/31 | 85.75 | 21.25 | 1
2030/31 | 86.25 | 21.25 | 3
2030/31 | 86.75 | 21.25 | 2
2030/31 | 87.75 | 21.25 | 5
2030/31 | 88.25 | 21.25 | 3
2030/31 | 88.75 | 21.25 | 3
2030/31 | 89.25 | 21.25 | 2
2030/31 | 89.75 | 21.25 | 3
2030/31 | 90.25 | 21.25 | 4
2030/31 | 90.75 | 21.25 | 7
2030/31 | 91.25 | 21.25 | 2
2030/31 | 91.75 | 21.25 | 11
2030/31 | 92.25 | 21.25 | 6
2030/31 | 92.75 | 21.25 | 6
2030/31 | 93.25 | 21.25 | 8
2030/31 | 93.75 | 21.25 | 3
2030/31 | 94.25 | 21.25 | 10
2030/31 | 94.75 | 21.25 | 2
2030/31 | 95.25 | 21.25 | 7
2030/31 | 95.75 | 21.25 | 8
2030/31 | 96.25 | 21.25 | 5
2030/31 | 96.75 | 21.25 | 8
2030/31 | 97.25 | 21.25 | 5
2030/31 | 97.75 | 21.25 | 9
2030/31 | 98.25 | 21.25 | 7
2030/31 | 98.75 | 21.25 | 5
2030/31 | 99.25 | 21.25 | 4
2030/31 | 99.75 | 21.25 | 8
2030/31 | 100.25 | 21.25 | 6
2030/31 | 100.75 | 21.25 | 2
2030/31 | 101.25 | 21.25 | 6
2030/31 | 101.75 | 21.25 | 11
2030/31 | 102.25 | 21.25 | 4
2030/31 | 102.75 | 21.25 | 5
2030/31 | 103.25 | 21.25 | 10
2030/31 | 103.75 | 21.25 | 12
2030/31 | 104.25 | 21.25 | 7
2030/31 | 104.75 | 21.25 | 6
2030/31 | 105.25 | 21.25 | 9
2030/31 | 105.75 | 21.25 | 15
2030/31 | 106.25 | 21.25 | 8
2030/31 | 106.75 | 21.25 | 10
2030/31 | 107.25 | 21.25 | 7
2030/31 | 107.75 | 21.25 | 10
2030/31 | 108.25 | 21.25 | 12
2030/31 | 108.75 | 21.25 | 7
2030/31 | 109.25 | 21.25 | 5
2030/31 | 109.75 | 21.25 | 12
2030/31 | 110.25 | 21.25 | 9
2030/31 | 110.75 | 21.25 | 16
2030/31 | 111.25 | 21.25 | 3
2030/31 | 111.75 | 21.25 | 10
2030/31 | 112.25 | 21.25 | 14
2030/31 | 112.75 | 21.25 | 9
2030/31 | 113.25 | 21.25 | 8
2030/31 | 113.75 | 21.25 | 15
2030/31 | 114.25 | 21.25 | 9
2030/31 | 114.75 | 21.25 | 9
2030/31 | 115.25 | 21.25 | 8
2030/31 | 115.75 | 21.25 | 9
2030/31 | 116.25 | 21.25 | 9
2030/31 | 116.75 | 21.25 | 13
2030/31 | 117.25 | 21.25 | 9
2030/31 | 117.75 | 21.25 | 11
2030/31 | 118.25 | 21.25 | 9
2030/31 | 118.75 | 21.25 | 9
2030/31 | 119.25 | 21.25 | 11
2030/31 | 119.75 | 21.25 | 14
2030/31 | 120.25 | 21.25 | 10
2030/31 | 120.75 | 21.25 | 10
2030/31 | 121.25 | 21.25 | 8
2030/31 | 121.75 | 21.25 | 19
2030/31 | 122.25 | 21.25 | 13
2030/31 | 122.75 | 21.25 | 10
2030/31 | 123.25 | 21.25 | 7
2030/31 | 123.75 | 21.25 | 12
2030/31 | 124.25 | 21.25 | 7
2030/31 | 124.75 | 21.25 | 9
2030/31 | 125.25 | 21.25 | 17
2030/31 | 125.75 | 21.25 | 8
2030/31 | 126.25 | 21.25 | 9
2030/31 | 126.75 | 21.25 | 5
2030/31 | 127.25 | 21.25 | 9
2030/31 | 127.75 | 21.25 | 6
2030/31 | 128.25 | 21.25 | 10
2030/31 | 128.75 | 21.25 | 6
2030/31 | 129.25 | 21.25 | 12
2030/31 | 129.75 | 21.25 | 6
2030/31 | 130.25 | 21.25 | 6
2030/31 | 130.75 | 21.25 | 9
2030/31 | 131.25 | 21.25 | 9
2030/31 | 131.75 | 21.25 | 6
2030/31 | 132.25 | 21.25 | 10
2030/31 | 132.75 | 21.25 | 6
2030/31 | 133.25 | 21.25 | 7
2030/31 | 133.75 | 21.25 | 9
2030/31 | 134.25 | 21.25 | 3
2030/31 | 134.75 | 21.25 | 9
2030/31 | 135.25 | 21.25 | 7
2030/31 | 135.75 | 21.25 | 10
2030/31 | 136.25 | 21.25 | 7
2030/31 | 136.75 | 21.25 | 11
2030/31 | 137.25 | 21.25 | 8
2030/31 | 137.75 | 21.25 | 6
2030/31 | 138.25 | 21.25 | 8
2030/31 | 138.75 | 21.25 | 8
2030/31 | 139.25 | 21.25 | 10
2030/31 | 139.75 | 21.25 | 6
2030/31 | 140.25 | 21.25 | 7
2030/31 | 140.75 | 21.25 | 4
2030/31 | 141.25 | 21.25 | 5
2030/31 | 141.75 | 21.25 | 5
2030/31 | 142.25 | 21.25 | 8
2030/31 | 142.75 | 21.25 | 10
2030/31 | 143.25 | 21.25 | 2
2030/31 | 143.75 | 21.25 | 7
2030/31 | 144.25 | 21.25 | 4
2030/31 | 144.75 | 21.25 | 4
2030/31 | 145.25 | 21.25 | 7
2030/31 | 145.75 | 21.25 | 4
2030/31 | 146.25 | 21.25 | 6
2030/31 | 146.75 | 21.25 | 7
2030/31 | 147.25 | 21.25 | 6
2030/31 | 147.75 | 21.25 | 7
2030/31 | 148.25 | 21.25 | 5
2030/31 | 148.75 | 21.25 | 4
2030/31 | 149.25 | 21.25 | 5
2030/31 | 149.75 | 21.25 | 4
2030/31 | 150.25 | 21.25 | 3
2030/31 | 150.75 | 21.25 | 2
2030/31 | 151.25 | 21.25 | 3
2030/31 | 151.75 | 21.25 | 8
2030/31 | 152.25 | 21.25 | 4
2030/31 | 152.75 | 21.25 | 3
2030/31 | 153.25 | 21.25 | 2
2030/31 | 153.75 | 21.25 | 2
2030/31 | 154.25 | 21.25 | 4
2030/31 | 154.75 | 21.25 | 1
2030/31 | 155.25 | 21.25 | 1
2030/31 | 155.75 | 21.25 | 4
2030/31 | 156.25 | 21.25 | 4
2030/31 | 156.75 | 21.25 | 1
2030/31 | 157.25 | 21.25 | 2
2030/31 | 157.75 | 21.25 | 3
2030/31 | 158.25 | 21.25 | 1
2030/31 | 158.75 | 21.25 | 3
2030/31 | 159.25 | 21.25 | 1
2030/31 | 159.75 | 21.25 | 2
2030/31 | 160.25 | 21.25 | 2
2030/31 | 160.75 | 21.25 | 2
2030/31 | 161.25 | 21.25 | 4
2030/31 | 161.75 | 21.25 | 3
2030/31 | 162.25 | 21.25 | 1
2030/31 | 163.25 | 21.25 | 1
2030/31 | 163.75 | 21.25 | 1
2030/31 | 164.75 | 21.25 | 1
2030/31 | 165.25 | 21.25 | 2
2030/31 | 165.75 | 21.25 | 6
2030/31 | 166.25 | 21.25 | 4
2030/31 | 166.75 | 21.25 | 1
2030/31 | 168.25 | 21.25 | 1
2030/31 | 168.75 | 21.25 | 1
2030/31 | 170.25 | 21.25 | 2
2030/31 | 170.75 | 21.25 | 1
2030/31 | 171.25 | 21.25 | 3
2030/31 | 172.25 | 21.25 | 2
2030/31 | 173.75 | 21.25 | 1
2030/31 | 174.25 | 21.25 | 2
2030/31 | 174.75 | 21.25 | 1
2030/31 | 175.25 | 21.25 | 1
2030/31 | 175.75 | 21.25 | 1
2030/31 | 176.25 | 21.25 | 2
2030/31 | 176.75 | 21.25 | 1
2030/31 | 177.75 | 21.25 | 1
2030/31 | 178.25 | 21.25 | 1
2030/31 | 179.25 | 21.25 | 2
2030/31 | 180.75 | 21.25 | 1
2030/31 | 181.25 | 21.25 | 1
2030/31 | 181.75 | 21.25 | 1
2030/31 | 182.75 | 21.25 | 1
2030/31 | 183.25 | 21.25 | 2
2030/31 | 184.25 | 21.25 | 1
2030/31 | 184.75 | 21.25 | 1
2030/31 | 185.25 | 21.25 | 1
2030/31 | 185.75 | 21.25 | 1
2030/31 | 188.75 | 21.25 | 2
2030/31 | 190.25 | 21.25 | 1
2030/31 | 190.75 | 21.25 | 2
2030/31 | 195.25 | 21.25 | 1
2030/31 | 196.25 | 21.25 | 2
2030/31 | 198.75 | 21.25 | 1
2030/31 | 199.25 | 21.25 | 2
2030/31 | 201.25 | 21.25 | 1
2030/31 | 202.25 | 21.25 | 1
2030/31 | 202.75 | 21.25 | 1
2030/31 | 215.25 | 21.25 | 1
2030/31 | 220.75 | 21.25 | 2
2030/31 | 223.75 | 21.25 | 1
2030/31 | 59.75 | 21.75 | 1
2030/31 | 62.75 | 21.75 | 1
2030/31 | 64.25 | 21.75 | 2
2030/31 | 64.75 | 21.75 | 3
2030/31 | 65.25 | 21.75 | 2
2030/31 | 66.75 | 21.75 | 1
2030/31 | 67.25 | 21.75 | 4
2030/31 | 67.75 | 21.75 | 1
2030/31 | 68.25 | 21.75 | 1
2030/31 | 68.75 | 21.75 | 1
2030/31 | 69.25 | 21.75 | 1
2030/31 | 69.75 | 21.75 | 1
2030/31 | 70.25 | 21.75 | 2
2030/31 | 70.75 | 21.75 | 1
2030/31 | 71.25 | 21.75 | 1
2030/31 | 71.75 | 21.75 | 2
2030/31 | 72.25 | 21.75 | 1
2030/31 | 73.25 | 21.75 | 2
2030/31 | 73.75 | 21.75 | 2
2030/31 | 74.25 | 21.75 | 2
2030/31 | 74.75 | 21.75 | 1
2030/31 | 75.25 | 21.75 | 2
2030/31 | 75.75 | 21.75 | 4
2030/31 | 76.25 | 21.75 | 3
2030/31 | 77.25 | 21.75 | 2
2030/31 | 77.75 | 21.75 | 1
2030/31 | 78.75 | 21.75 | 2
2030/31 | 79.25 | 21.75 | 3
2030/31 | 79.75 | 21.75 | 2
2030/31 | 80.25 | 21.75 | 3
2030/31 | 80.75 | 21.75 | 9
2030/31 | 81.25 | 21.75 | 3
2030/31 | 81.75 | 21.75 | 1
2030/31 | 82.25 | 21.75 | 3
2030/31 | 82.75 | 21.75 | 3
2030/31 | 83.75 | 21.75 | 3
2030/31 | 84.25 | 21.75 | 1
2030/31 | 84.75 | 21.75 | 3
2030/31 | 85.25 | 21.75 | 1
2030/31 | 85.75 | 21.75 | 3
2030/31 | 86.25 | 21.75 | 3
2030/31 | 87.25 | 21.75 | 2
2030/31 | 87.75 | 21.75 | 4
2030/31 | 88.25 | 21.75 | 5
2030/31 | 88.75 | 21.75 | 3
2030/31 | 89.25 | 21.75 | 5
2030/31 | 89.75 | 21.75 | 4
2030/31 | 90.25 | 21.75 | 3
2030/31 | 90.75 | 21.75 | 7
2030/31 | 91.25 | 21.75 | 8
2030/31 | 91.75 | 21.75 | 4
2030/31 | 92.25 | 21.75 | 4
2030/31 | 92.75 | 21.75 | 2
2030/31 | 93.25 | 21.75 | 6
2030/31 | 93.75 | 21.75 | 7
2030/31 | 94.25 | 21.75 | 8
2030/31 | 94.75 | 21.75 | 2
2030/31 | 95.25 | 21.75 | 2
2030/31 | 95.75 | 21.75 | 12
2030/31 | 96.25 | 21.75 | 1
2030/31 | 96.75 | 21.75 | 5
2030/31 | 97.25 | 21.75 | 4
2030/31 | 97.75 | 21.75 | 5
2030/31 | 98.25 | 21.75 | 5
2030/31 | 98.75 | 21.75 | 7
2030/31 | 99.25 | 21.75 | 9
2030/31 | 99.75 | 21.75 | 4
2030/31 | 100.25 | 21.75 | 7
2030/31 | 100.75 | 21.75 | 5
2030/31 | 101.25 | 21.75 | 5
2030/31 | 101.75 | 21.75 | 12
2030/31 | 102.25 | 21.75 | 9
2030/31 | 102.75 | 21.75 | 11
2030/31 | 103.25 | 21.75 | 7
2030/31 | 103.75 | 21.75 | 5
2030/31 | 104.25 | 21.75 | 7
2030/31 | 104.75 | 21.75 | 7
2030/31 | 105.25 | 21.75 | 12
2030/31 | 105.75 | 21.75 | 10
2030/31 | 106.25 | 21.75 | 11
2030/31 | 106.75 | 21.75 | 10
2030/31 | 107.25 | 21.75 | 14
2030/31 | 107.75 | 21.75 | 15
2030/31 | 108.25 | 21.75 | 17
2030/31 | 108.75 | 21.75 | 9
2030/31 | 109.25 | 21.75 | 12
2030/31 | 109.75 | 21.75 | 7
2030/31 | 110.25 | 21.75 | 15
2030/31 | 110.75 | 21.75 | 8
2030/31 | 111.25 | 21.75 | 10
2030/31 | 111.75 | 21.75 | 8
2030/31 | 112.25 | 21.75 | 16
2030/31 | 112.75 | 21.75 | 10
2030/31 | 113.25 | 21.75 | 13
2030/31 | 113.75 | 21.75 | 12
2030/31 | 114.25 | 21.75 | 10
2030/31 | 114.75 | 21.75 | 18
2030/31 | 115.25 | 21.75 | 8
2030/31 | 115.75 | 21.75 | 10
2030/31 | 116.25 | 21.75 | 16
2030/31 | 116.75 | 21.75 | 9
2030/31 | 117.25 | 21.75 | 9
2030/31 | 117.75 | 21.75 | 11
2030/31 | 118.25 | 21.75 | 11
2030/31 | 118.75 | 21.75 | 18
2030/31 | 119.25 | 21.75 | 16
2030/31 | 119.75 | 21.75 | 16
2030/31 | 120.25 | 21.75 | 14
2030/31 | 120.75 | 21.75 | 9
2030/31 | 121.25 | 21.75 | 12
2030/31 | 121.75 | 21.75 | 11
2030/31 | 122.25 | 21.75 | 6
2030/31 | 122.75 | 21.75 | 15
2030/31 | 123.25 | 21.75 | 7
2030/31 | 123.75 | 21.75 | 7
2030/31 | 124.25 | 21.75 | 10
2030/31 | 124.75 | 21.75 | 17
2030/31 | 125.25 | 21.75 | 11
2030/31 | 125.75 | 21.75 | 12
2030/31 | 126.25 | 21.75 | 12
2030/31 | 126.75 | 21.75 | 13
2030/31 | 127.25 | 21.75 | 7
2030/31 | 127.75 | 21.75 | 15
2030/31 | 128.25 | 21.75 | 9
2030/31 | 128.75 | 21.75 | 11
2030/31 | 129.25 | 21.75 | 17
2030/31 | 129.75 | 21.75 | 6
2030/31 | 130.25 | 21.75 | 14
2030/31 | 130.75 | 21.75 | 6
2030/31 | 131.25 | 21.75 | 6
2030/31 | 131.75 | 21.75 | 11
2030/31 | 132.25 | 21.75 | 10
2030/31 | 132.75 | 21.75 | 10
2030/31 | 133.25 | 21.75 | 7
2030/31 | 133.75 | 21.75 | 8
2030/31 | 134.25 | 21.75 | 9
2030/31 | 134.75 | 21.75 | 7
2030/31 | 135.25 | 21.75 | 7
2030/31 | 135.75 | 21.75 | 6
2030/31 | 136.25 | 21.75 | 9
2030/31 | 136.75 | 21.75 | 8
2030/31 | 137.25 | 21.75 | 4
2030/31 | 137.75 | 21.75 | 14
2030/31 | 138.25 | 21.75 | 9
2030/31 | 138.75 | 21.75 | 7
2030/31 | 139.25 | 21.75 | 7
2030/31 | 139.75 | 21.75 | 7
2030/31 | 140.25 | 21.75 | 11
2030/31 | 140.75 | 21.75 | 6
2030/31 | 141.25 | 21.75 | 8
2030/31 | 141.75 | 21.75 | 5
2030/31 | 142.25 | 21.75 | 14
2030/31 | 142.75 | 21.75 | 7
2030/31 | 143.25 | 21.75 | 5
2030/31 | 143.75 | 21.75 | 4
2030/31 | 144.25 | 21.75 | 3
2030/31 | 144.75 | 21.75 | 3
2030/31 | 145.25 | 21.75 | 3
2030/31 | 145.75 | 21.75 | 4
2030/31 | 146.25 | 21.75 | 12
2030/31 | 146.75 | 21.75 | 9
2030/31 | 147.25 | 21.75 | 6
2030/31 | 147.75 | 21.75 | 8
2030/31 | 148.25 | 21.75 | 3
2030/31 | 148.75 | 21.75 | 7
2030/31 | 149.25 | 21.75 | 4
2030/31 | 149.75 | 21.75 | 2
2030/31 | 150.25 | 21.75 | 6
2030/31 | 150.75 | 21.75 | 4
2030/31 | 151.25 | 21.75 | 7
2030/31 | 151.75 | 21.75 | 5
2030/31 | 152.25 | 21.75 | 2
2030/31 | 152.75 | 21.75 | 7
2030/31 | 153.25 | 21.75 | 1
2030/31 | 153.75 | 21.75 | 3
2030/31 | 154.25 | 21.75 | 1
2030/31 | 154.75 | 21.75 | 8
2030/31 | 155.75 | 21.75 | 2
2030/31 | 156.25 | 21.75 | 2
2030/31 | 156.75 | 21.75 | 5
2030/31 | 157.25 | 21.75 | 6
2030/31 | 157.75 | 21.75 | 1
2030/31 | 158.25 | 21.75 | 1
2030/31 | 159.25 | 21.75 | 4
2030/31 | 159.75 | 21.75 | 1
2030/31 | 160.25 | 21.75 | 3
2030/31 | 160.75 | 21.75 | 2
2030/31 | 161.25 | 21.75 | 1
2030/31 | 161.75 | 21.75 | 3
2030/31 | 162.25 | 21.75 | 6
2030/31 | 162.75 | 21.75 | 3
2030/31 | 163.25 | 21.75 | 1
2030/31 | 164.25 | 21.75 | 6
2030/31 | 165.75 | 21.75 | 1
2030/31 | 166.75 | 21.75 | 1
2030/31 | 167.25 | 21.75 | 2
2030/31 | 167.75 | 21.75 | 1
2030/31 | 169.75 | 21.75 | 2
2030/31 | 172.25 | 21.75 | 2
2030/31 | 172.75 | 21.75 | 1
2030/31 | 173.25 | 21.75 | 1
2030/31 | 173.75 | 21.75 | 1
2030/31 | 174.25 | 21.75 | 2
2030/31 | 174.75 | 21.75 | 4
2030/31 | 175.75 | 21.75 | 3
2030/31 | 177.25 | 21.75 | 1
2030/31 | 179.75 | 21.75 | 2
2030/31 | 180.25 | 21.75 | 1
2030/31 | 180.75 | 21.75 | 1
2030/31 | 181.25 | 21.75 | 2
2030/31 | 181.75 | 21.75 | 1
2030/31 | 182.75 | 21.75 | 1
2030/31 | 184.25 | 21.75 | 1
2030/31 | 185.75 | 21.75 | 1
2030/31 | 186.25 | 21.75 | 1
2030/31 | 188.75 | 21.75 | 1
2030/31 | 189.25 | 21.75 | 1
2030/31 | 192.75 | 21.75 | 1
2030/31 | 195.75 | 21.75 | 2
2030/31 | 198.25 | 21.75 | 2
2030/31 | 207.75 | 21.75 | 1
2030/31 | 217.25 | 21.75 | 1
2030/31 | 228.75 | 21.75 | 1
2030/31 | 60.25 | 22.25 | 1
2030/31 | 60.75 | 22.25 | 1
2030/31 | 62.25 | 22.25 | 1
2030/31 | 64.25 | 22.25 | 1
2030/31 | 65.25 | 22.25 | 1
2030/31 | 66.25 | 22.25 | 3
2030/31 | 66.75 | 22.25 | 2
2030/31 | 67.25 | 22.25 | 1
2030/31 | 68.25 | 22.25 | 1
2030/31 | 69.75 | 22.25 | 2
2030/31 | 70.25 | 22.25 | 1
2030/31 | 70.75 | 22.25 | 1
2030/31 | 71.75 | 22.25 | 2
2030/31 | 73.25 | 22.25 | 5
2030/31 | 73.75 | 22.25 | 3
2030/31 | 74.25 | 22.25 | 3
2030/31 | 74.75 | 22.25 | 4
2030/31 | 75.25 | 22.25 | 3
2030/31 | 76.25 | 22.25 | 2
2030/31 | 76.75 | 22.25 | 3
2030/31 | 77.75 | 22.25 | 3
2030/31 | 78.25 | 22.25 | 2
2030/31 | 78.75 | 22.25 | 1
2030/31 | 79.25 | 22.25 | 4
2030/31 | 79.75 | 22.25 | 6
2030/31 | 80.25 | 22.25 | 3
2030/31 | 80.75 | 22.25 | 6
2030/31 | 81.25 | 22.25 | 2
2030/31 | 81.75 | 22.25 | 3
2030/31 | 82.25 | 22.25 | 4
2030/31 | 82.75 | 22.25 | 5
2030/31 | 83.25 | 22.25 | 4
2030/31 | 83.75 | 22.25 | 2
2030/31 | 84.25 | 22.25 | 3
2030/31 | 84.75 | 22.25 | 3
2030/31 | 85.25 | 22.25 | 4
2030/31 | 85.75 | 22.25 | 2
2030/31 | 86.25 | 22.25 | 3
2030/31 | 86.75 | 22.25 | 5
2030/31 | 87.25 | 22.25 | 4
2030/31 | 87.75 | 22.25 | 3
2030/31 | 88.25 | 22.25 | 2
2030/31 | 88.75 | 22.25 | 4
2030/31 | 89.25 | 22.25 | 4
2030/31 | 89.75 | 22.25 | 3
2030/31 | 90.25 | 22.25 | 4
2030/31 | 90.75 | 22.25 | 4
2030/31 | 91.25 | 22.25 | 2
2030/31 | 91.75 | 22.25 | 4
2030/31 | 92.25 | 22.25 | 6
2030/31 | 92.75 | 22.25 | 4
2030/31 | 93.25 | 22.25 | 11
2030/31 | 93.75 | 22.25 | 5
2030/31 | 94.25 | 22.25 | 7
2030/31 | 94.75 | 22.25 | 5
2030/31 | 95.25 | 22.25 | 7
2030/31 | 95.75 | 22.25 | 5
2030/31 | 96.25 | 22.25 | 5
2030/31 | 96.75 | 22.25 | 5
2030/31 | 97.25 | 22.25 | 7
2030/31 | 97.75 | 22.25 | 5
2030/31 | 98.25 | 22.25 | 9
2030/31 | 98.75 | 22.25 | 3
2030/31 | 99.25 | 22.25 | 16
2030/31 | 99.75 | 22.25 | 11
2030/31 | 100.25 | 22.25 | 8
2030/31 | 100.75 | 22.25 | 13
2030/31 | 101.25 | 22.25 | 9
2030/31 | 101.75 | 22.25 | 4
2030/31 | 102.25 | 22.25 | 8
2030/31 | 102.75 | 22.25 | 10
2030/31 | 103.25 | 22.25 | 8
2030/31 | 103.75 | 22.25 | 6
2030/31 | 104.25 | 22.25 | 6
2030/31 | 104.75 | 22.25 | 9
2030/31 | 105.25 | 22.25 | 16
2030/31 | 105.75 | 22.25 | 11
2030/31 | 106.25 | 22.25 | 10
2030/31 | 106.75 | 22.25 | 11
2030/31 | 107.25 | 22.25 | 14
2030/31 | 107.75 | 22.25 | 13
2030/31 | 108.25 | 22.25 | 13
2030/31 | 108.75 | 22.25 | 4
2030/31 | 109.25 | 22.25 | 8
2030/31 | 109.75 | 22.25 | 13
2030/31 | 110.25 | 22.25 | 15
2030/31 | 110.75 | 22.25 | 15
2030/31 | 111.25 | 22.25 | 12
2030/31 | 111.75 | 22.25 | 12
2030/31 | 112.25 | 22.25 | 6
2030/31 | 112.75 | 22.25 | 19
2030/31 | 113.25 | 22.25 | 11
2030/31 | 113.75 | 22.25 | 12
2030/31 | 114.25 | 22.25 | 12
2030/31 | 114.75 | 22.25 | 18
2030/31 | 115.25 | 22.25 | 12
2030/31 | 115.75 | 22.25 | 17
2030/31 | 116.25 | 22.25 | 21
2030/31 | 116.75 | 22.25 | 15
2030/31 | 117.25 | 22.25 | 10
2030/31 | 117.75 | 22.25 | 11
2030/31 | 118.25 | 22.25 | 16
2030/31 | 118.75 | 22.25 | 11
2030/31 | 119.25 | 22.25 | 13
2030/31 | 119.75 | 22.25 | 13
2030/31 | 120.25 | 22.25 | 15
2030/31 | 120.75 | 22.25 | 9
2030/31 | 121.25 | 22.25 | 5
2030/31 | 121.75 | 22.25 | 13
2030/31 | 122.25 | 22.25 | 19
2030/31 | 122.75 | 22.25 | 17
2030/31 | 123.25 | 22.25 | 15
2030/31 | 123.75 | 22.25 | 9
2030/31 | 124.25 | 22.25 | 13
2030/31 | 124.75 | 22.25 | 14
2030/31 | 125.25 | 22.25 | 13
2030/31 | 125.75 | 22.25 | 14
2030/31 | 126.25 | 22.25 | 8
2030/31 | 126.75 | 22.25 | 13
2030/31 | 127.25 | 22.25 | 19
2030/31 | 127.75 | 22.25 | 8
2030/31 | 128.25 | 22.25 | 10
2030/31 | 128.75 | 22.25 | 9
2030/31 | 129.25 | 22.25 | 11
2030/31 | 129.75 | 22.25 | 9
2030/31 | 130.25 | 22.25 | 18
2030/31 | 130.75 | 22.25 | 10
2030/31 | 131.25 | 22.25 | 10
2030/31 | 131.75 | 22.25 | 9
2030/31 | 132.25 | 22.25 | 13
2030/31 | 132.75 | 22.25 | 13
2030/31 | 133.25 | 22.25 | 8
2030/31 | 133.75 | 22.25 | 8
2030/31 | 134.25 | 22.25 | 12
2030/31 | 134.75 | 22.25 | 5
2030/31 | 135.25 | 22.25 | 8
2030/31 | 135.75 | 22.25 | 7
2030/31 | 136.25 | 22.25 | 8
2030/31 | 136.75 | 22.25 | 9
2030/31 | 137.25 | 22.25 | 9
2030/31 | 137.75 | 22.25 | 13
2030/31 | 138.25 | 22.25 | 3
2030/31 | 138.75 | 22.25 | 15
2030/31 | 139.25 | 22.25 | 13
2030/31 | 139.75 | 22.25 | 6
2030/31 | 140.25 | 22.25 | 7
2030/31 | 140.75 | 22.25 | 4
2030/31 | 141.25 | 22.25 | 8
2030/31 | 141.75 | 22.25 | 6
2030/31 | 142.25 | 22.25 | 4
2030/31 | 142.75 | 22.25 | 6
2030/31 | 143.25 | 22.25 | 7
2030/31 | 143.75 | 22.25 | 2
2030/31 | 144.25 | 22.25 | 6
2030/31 | 144.75 | 22.25 | 4
2030/31 | 145.25 | 22.25 | 4
2030/31 | 145.75 | 22.25 | 4
2030/31 | 146.25 | 22.25 | 3
2030/31 | 146.75 | 22.25 | 5
2030/31 | 147.25 | 22.25 | 6
2030/31 | 147.75 | 22.25 | 6
2030/31 | 148.25 | 22.25 | 4
2030/31 | 148.75 | 22.25 | 4
2030/31 | 149.25 | 22.25 | 2
2030/31 | 149.75 | 22.25 | 2
2030/31 | 150.25 | 22.25 | 5
2030/31 | 150.75 | 22.25 | 7
2030/31 | 151.25 | 22.25 | 8
2030/31 | 151.75 | 22.25 | 3
2030/31 | 152.25 | 22.25 | 1
2030/31 | 152.75 | 22.25 | 4
2030/31 | 153.25 | 22.25 | 8
2030/31 | 153.75 | 22.25 | 6
2030/31 | 154.25 | 22.25 | 2
2030/31 | 154.75 | 22.25 | 5
2030/31 | 155.25 | 22.25 | 6
2030/31 | 155.75 | 22.25 | 1
2030/31 | 156.25 | 22.25 | 8
2030/31 | 156.75 | 22.25 | 6
2030/31 | 157.25 | 22.25 | 5
2030/31 | 157.75 | 22.25 | 8
2030/31 | 158.25 | 22.25 | 6
2030/31 | 158.75 | 22.25 | 2
2030/31 | 159.25 | 22.25 | 4
2030/31 | 159.75 | 22.25 | 5
2030/31 | 160.25 | 22.25 | 1
2030/31 | 160.75 | 22.25 | 2
2030/31 | 161.25 | 22.25 | 2
2030/31 | 161.75 | 22.25 | 7
2030/31 | 162.25 | 22.25 | 6
2030/31 | 162.75 | 22.25 | 3
2030/31 | 163.25 | 22.25 | 2
2030/31 | 163.75 | 22.25 | 1
2030/31 | 164.75 | 22.25 | 3
2030/31 | 165.25 | 22.25 | 1
2030/31 | 165.75 | 22.25 | 1
2030/31 | 166.25 | 22.25 | 2
2030/31 | 166.75 | 22.25 | 2
2030/31 | 167.25 | 22.25 | 1
2030/31 | 167.75 | 22.25 | 6
2030/31 | 168.25 | 22.25 | 2
2030/31 | 168.75 | 22.25 | 3
2030/31 | 169.25 | 22.25 | 1
2030/31 | 169.75 | 22.25 | 1
2030/31 | 170.25 | 22.25 | 1
2030/31 | 170.75 | 22.25 | 3
2030/31 | 171.25 | 22.25 | 1
2030/31 | 171.75 | 22.25 | 2
2030/31 | 172.25 | 22.25 | 3
2030/31 | 172.75 | 22.25 | 1
2030/31 | 173.75 | 22.25 | 2
2030/31 | 174.75 | 22.25 | 2
2030/31 | 175.25 | 22.25 | 1
2030/31 | 175.75 | 22.25 | 1
2030/31 | 176.25 | 22.25 | 1
2030/31 | 177.25 | 22.25 | 2
2030/31 | 177.75 | 22.25 | 2
2030/31 | 178.25 | 22.25 | 4
2030/31 | 178.75 | 22.25 | 2
2030/31 | 179.25 | 22.25 | 6
2030/31 | 179.75 | 22.25 | 2
2030/31 | 181.25 | 22.25 | 1
2030/31 | 181.75 | 22.25 | 1
2030/31 | 182.25 | 22.25 | 1
2030/31 | 183.75 | 22.25 | 1
2030/31 | 184.25 | 22.25 | 1
2030/31 | 184.75 | 22.25 | 2
2030/31 | 185.75 | 22.25 | 1
2030/31 | 186.25 | 22.25 | 3
2030/31 | 188.25 | 22.25 | 1
2030/31 | 188.75 | 22.25 | 2
2030/31 | 189.75 | 22.25 | 1
2030/31 | 190.25 | 22.25 | 1
2030/31 | 192.75 | 22.25 | 1
2030/31 | 193.25 | 22.25 | 1
2030/31 | 194.75 | 22.25 | 1
2030/31 | 195.25 | 22.25 | 2
2030/31 | 196.75 | 22.25 | 1
2030/31 | 200.75 | 22.25 | 1
2030/31 | 202.25 | 22.25 | 1
2030/31 | 213.75 | 22.25 | 1
2030/31 | 218.75 | 22.25 | 1
2030/31 | 280.75 | 22.25 | 1
2030/31 | 61.25 | 22.75 | 1
2030/31 | 61.75 | 22.75 | 1
2030/31 | 65.25 | 22.75 | 2
2030/31 | 65.75 | 22.75 | 2
2030/31 | 66.75 | 22.75 | 1
2030/31 | 67.25 | 22.75 | 2
2030/31 | 67.75 | 22.75 | 3
2030/31 | 68.25 | 22.75 | 5
2030/31 | 68.75 | 22.75 | 3
2030/31 | 69.25 | 22.75 | 2
2030/31 | 69.75 | 22.75 | 5
2030/31 | 70.25 | 22.75 | 1
2030/31 | 71.25 | 22.75 | 2
2030/31 | 72.25 | 22.75 | 3
2030/31 | 72.75 | 22.75 | 3
2030/31 | 73.75 | 22.75 | 1
2030/31 | 74.25 | 22.75 | 3
2030/31 | 74.75 | 22.75 | 2
2030/31 | 75.25 | 22.75 | 2
2030/31 | 75.75 | 22.75 | 4
2030/31 | 76.25 | 22.75 | 1
2030/31 | 76.75 | 22.75 | 3
2030/31 | 77.25 | 22.75 | 5
2030/31 | 77.75 | 22.75 | 1
2030/31 | 78.25 | 22.75 | 2
2030/31 | 78.75 | 22.75 | 3
2030/31 | 79.25 | 22.75 | 2
2030/31 | 79.75 | 22.75 | 2
2030/31 | 80.75 | 22.75 | 1
2030/31 | 81.25 | 22.75 | 6
2030/31 | 81.75 | 22.75 | 4
2030/31 | 82.25 | 22.75 | 2
2030/31 | 82.75 | 22.75 | 3
2030/31 | 83.25 | 22.75 | 6
2030/31 | 83.75 | 22.75 | 1
2030/31 | 84.25 | 22.75 | 2
2030/31 | 84.75 | 22.75 | 5
2030/31 | 85.25 | 22.75 | 3
2030/31 | 85.75 | 22.75 | 5
2030/31 | 86.25 | 22.75 | 5
2030/31 | 86.75 | 22.75 | 6
2030/31 | 87.25 | 22.75 | 4
2030/31 | 87.75 | 22.75 | 6
2030/31 | 88.25 | 22.75 | 4
2030/31 | 88.75 | 22.75 | 8
2030/31 | 89.25 | 22.75 | 5
2030/31 | 89.75 | 22.75 | 10
2030/31 | 90.25 | 22.75 | 6
2030/31 | 90.75 | 22.75 | 5
2030/31 | 91.25 | 22.75 | 4
2030/31 | 91.75 | 22.75 | 4
2030/31 | 92.25 | 22.75 | 6
2030/31 | 92.75 | 22.75 | 3
2030/31 | 93.25 | 22.75 | 6
2030/31 | 93.75 | 22.75 | 6
2030/31 | 94.25 | 22.75 | 4
2030/31 | 94.75 | 22.75 | 4
2030/31 | 95.25 | 22.75 | 5
2030/31 | 95.75 | 22.75 | 9
2030/31 | 96.25 | 22.75 | 4
2030/31 | 96.75 | 22.75 | 10
2030/31 | 97.25 | 22.75 | 11
2030/31 | 97.75 | 22.75 | 7
2030/31 | 98.25 | 22.75 | 10
2030/31 | 98.75 | 22.75 | 3
2030/31 | 99.25 | 22.75 | 11
2030/31 | 99.75 | 22.75 | 7
2030/31 | 100.25 | 22.75 | 13
2030/31 | 100.75 | 22.75 | 4
2030/31 | 101.25 | 22.75 | 16
2030/31 | 101.75 | 22.75 | 11
2030/31 | 102.25 | 22.75 | 14
2030/31 | 102.75 | 22.75 | 5
2030/31 | 103.25 | 22.75 | 15
2030/31 | 103.75 | 22.75 | 6
2030/31 | 104.25 | 22.75 | 10
2030/31 | 104.75 | 22.75 | 10
2030/31 | 105.25 | 22.75 | 20
2030/31 | 105.75 | 22.75 | 7
2030/31 | 106.25 | 22.75 | 12
2030/31 | 106.75 | 22.75 | 14
2030/31 | 107.25 | 22.75 | 9
2030/31 | 107.75 | 22.75 | 8
2030/31 | 108.25 | 22.75 | 10
2030/31 | 108.75 | 22.75 | 11
2030/31 | 109.25 | 22.75 | 9
2030/31 | 109.75 | 22.75 | 10
2030/31 | 110.25 | 22.75 | 8
2030/31 | 110.75 | 22.75 | 8
2030/31 | 111.25 | 22.75 | 8
2030/31 | 111.75 | 22.75 | 11
2030/31 | 112.25 | 22.75 | 18
2030/31 | 112.75 | 22.75 | 25
2030/31 | 113.25 | 22.75 | 14
2030/31 | 113.75 | 22.75 | 14
2030/31 | 114.25 | 22.75 | 17
2030/31 | 114.75 | 22.75 | 7
2030/31 | 115.25 | 22.75 | 17
2030/31 | 115.75 | 22.75 | 13
2030/31 | 116.25 | 22.75 | 18
2030/31 | 116.75 | 22.75 | 21
2030/31 | 117.25 | 22.75 | 17
2030/31 | 117.75 | 22.75 | 12
2030/31 | 118.25 | 22.75 | 18
2030/31 | 118.75 | 22.75 | 14
2030/31 | 119.25 | 22.75 | 8
2030/31 | 119.75 | 22.75 | 16
2030/31 | 120.25 | 22.75 | 18
2030/31 | 120.75 | 22.75 | 12
2030/31 | 121.25 | 22.75 | 11
2030/31 | 121.75 | 22.75 | 11
2030/31 | 122.25 | 22.75 | 14
2030/31 | 122.75 | 22.75 | 16
2030/31 | 123.25 | 22.75 | 10
2030/31 | 123.75 | 22.75 | 13
2030/31 | 124.25 | 22.75 | 14
2030/31 | 124.75 | 22.75 | 11
2030/31 | 125.25 | 22.75 | 12
2030/31 | 125.75 | 22.75 | 17
2030/31 | 126.25 | 22.75 | 7
2030/31 | 126.75 | 22.75 | 23
2030/31 | 127.25 | 22.75 | 12
2030/31 | 127.75 | 22.75 | 11
2030/31 | 128.25 | 22.75 | 7
2030/31 | 128.75 | 22.75 | 9
2030/31 | 129.25 | 22.75 | 11
2030/31 | 129.75 | 22.75 | 13
2030/31 | 130.25 | 22.75 | 8
2030/31 | 130.75 | 22.75 | 14
2030/31 | 131.25 | 22.75 | 10
2030/31 | 131.75 | 22.75 | 12
2030/31 | 132.25 | 22.75 | 8
2030/31 | 132.75 | 22.75 | 6
2030/31 | 133.25 | 22.75 | 6
2030/31 | 133.75 | 22.75 | 13
2030/31 | 134.25 | 22.75 | 12
2030/31 | 134.75 | 22.75 | 5
2030/31 | 135.25 | 22.75 | 10
2030/31 | 135.75 | 22.75 | 11
2030/31 | 136.25 | 22.75 | 12
2030/31 | 136.75 | 22.75 | 7
2030/31 | 137.25 | 22.75 | 11
2030/31 | 137.75 | 22.75 | 6
2030/31 | 138.25 | 22.75 | 6
2030/31 | 138.75 | 22.75 | 4
2030/31 | 139.25 | 22.75 | 8
2030/31 | 139.75 | 22.75 | 9
2030/31 | 140.25 | 22.75 | 11
2030/31 | 140.75 | 22.75 | 12
2030/31 | 141.25 | 22.75 | 6
2030/31 | 141.75 | 22.75 | 7
2030/31 | 142.25 | 22.75 | 7
2030/31 | 142.75 | 22.75 | 7
2030/31 | 143.25 | 22.75 | 7
2030/31 | 143.75 | 22.75 | 10
2030/31 | 144.25 | 22.75 | 6
2030/31 | 144.75 | 22.75 | 5
2030/31 | 145.25 | 22.75 | 8
2030/31 | 145.75 | 22.75 | 3
2030/31 | 146.25 | 22.75 | 3
2030/31 | 146.75 | 22.75 | 5
2030/31 | 147.25 | 22.75 | 7
2030/31 | 147.75 | 22.75 | 6
2030/31 | 148.25 | 22.75 | 3
2030/31 | 148.75 | 22.75 | 4
2030/31 | 149.25 | 22.75 | 11
2030/31 | 149.75 | 22.75 | 2
2030/31 | 150.25 | 22.75 | 5
2030/31 | 150.75 | 22.75 | 8
2030/31 | 151.25 | 22.75 | 4
2030/31 | 151.75 | 22.75 | 3
2030/31 | 152.25 | 22.75 | 8
2030/31 | 152.75 | 22.75 | 4
2030/31 | 153.25 | 22.75 | 9
2030/31 | 153.75 | 22.75 | 1
2030/31 | 154.25 | 22.75 | 4
2030/31 | 154.75 | 22.75 | 3
2030/31 | 155.25 | 22.75 | 4
2030/31 | 155.75 | 22.75 | 3
2030/31 | 156.25 | 22.75 | 4
2030/31 | 156.75 | 22.75 | 3
2030/31 | 157.25 | 22.75 | 1
2030/31 | 157.75 | 22.75 | 2
2030/31 | 158.25 | 22.75 | 2
2030/31 | 158.75 | 22.75 | 5
2030/31 | 159.25 | 22.75 | 3
2030/31 | 159.75 | 22.75 | 7
2030/31 | 160.25 | 22.75 | 3
2030/31 | 160.75 | 22.75 | 4
2030/31 | 161.25 | 22.75 | 4
2030/31 | 161.75 | 22.75 | 3
2030/31 | 162.25 | 22.75 | 1
2030/31 | 162.75 | 22.75 | 4
2030/31 | 163.25 | 22.75 | 2
2030/31 | 164.25 | 22.75 | 1
2030/31 | 164.75 | 22.75 | 3
2030/31 | 165.25 | 22.75 | 1
2030/31 | 166.25 | 22.75 | 1
2030/31 | 167.25 | 22.75 | 3
2030/31 | 167.75 | 22.75 | 4
2030/31 | 168.25 | 22.75 | 3
2030/31 | 168.75 | 22.75 | 3
2030/31 | 169.25 | 22.75 | 1
2030/31 | 169.75 | 22.75 | 4
2030/31 | 170.25 | 22.75 | 4
2030/31 | 170.75 | 22.75 | 1
2030/31 | 171.25 | 22.75 | 2
2030/31 | 171.75 | 22.75 | 1
2030/31 | 172.25 | 22.75 | 1
2030/31 | 172.75 | 22.75 | 1
2030/31 | 173.25 | 22.75 | 1
2030/31 | 173.75 | 22.75 | 2
2030/31 | 174.25 | 22.75 | 1
2030/31 | 175.25 | 22.75 | 1
2030/31 | 175.75 | 22.75 | 2
2030/31 | 176.75 | 22.75 | 1
2030/31 | 178.25 | 22.75 | 1
2030/31 | 179.75 | 22.75 | 1
2030/31 | 181.75 | 22.75 | 1
2030/31 | 182.75 | 22.75 | 1
2030/31 | 183.25 | 22.75 | 1
2030/31 | 183.75 | 22.75 | 1
2030/31 | 184.25 | 22.75 | 3
2030/31 | 184.75 | 22.75 | 2
2030/31 | 186.25 | 22.75 | 1
2030/31 | 187.75 | 22.75 | 1
2030/31 | 188.75 | 22.75 | 2
2030/31 | 189.25 | 22.75 | 1
2030/31 | 189.75 | 22.75 | 1
2030/31 | 190.75 | 22.75 | 1
2030/31 | 193.75 | 22.75 | 1
2030/31 | 202.75 | 22.75 | 1
2030/31 | 203.75 | 22.75 | 1
2030/31 | 205.75 | 22.75 | 1
2030/31 | 206.75 | 22.75 | 2
2030/31 | 208.25 | 22.75 | 1
2030/31 | 216.75 | 22.75 | 1
2030/31 | 221.75 | 22.75 | 1
2030/31 | 227.25 | 22.75 | 1
2030/31 | 55.25 | 23.25 | 1
2030/31 | 61.75 | 23.25 | 1
2030/31 | 62.25 | 23.25 | 2
2030/31 | 63.25 | 23.25 | 1
2030/31 | 65.25 | 23.25 | 2
2030/31 | 66.75 | 23.25 | 1
2030/31 | 67.25 | 23.25 | 2
2030/31 | 68.25 | 23.25 | 3
2030/31 | 68.75 | 23.25 | 1
2030/31 | 69.25 | 23.25 | 1
2030/31 | 69.75 | 23.25 | 4
2030/31 | 70.25 | 23.25 | 2
2030/31 | 70.75 | 23.25 | 1
2030/31 | 71.25 | 23.25 | 4
2030/31 | 71.75 | 23.25 | 3
2030/31 | 72.25 | 23.25 | 3
2030/31 | 72.75 | 23.25 | 2
2030/31 | 73.25 | 23.25 | 4
2030/31 | 74.25 | 23.25 | 1
2030/31 | 74.75 | 23.25 | 4
2030/31 | 75.25 | 23.25 | 2
2030/31 | 75.75 | 23.25 | 2
2030/31 | 76.25 | 23.25 | 2
2030/31 | 76.75 | 23.25 | 3
2030/31 | 77.25 | 23.25 | 2
2030/31 | 78.25 | 23.25 | 3
2030/31 | 78.75 | 23.25 | 4
2030/31 | 79.25 | 23.25 | 3
2030/31 | 79.75 | 23.25 | 2
2030/31 | 80.25 | 23.25 | 2
2030/31 | 80.75 | 23.25 | 7
2030/31 | 81.25 | 23.25 | 1
2030/31 | 81.75 | 23.25 | 7
2030/31 | 82.25 | 23.25 | 3
2030/31 | 82.75 | 23.25 | 4
2030/31 | 83.25 | 23.25 | 3
2030/31 | 83.75 | 23.25 | 5
2030/31 | 84.25 | 23.25 | 3
2030/31 | 84.75 | 23.25 | 10
2030/31 | 85.25 | 23.25 | 4
2030/31 | 85.75 | 23.25 | 6
2030/31 | 86.25 | 23.25 | 4
2030/31 | 86.75 | 23.25 | 5
2030/31 | 87.25 | 23.25 | 5
2030/31 | 87.75 | 23.25 | 2
2030/31 | 88.25 | 23.25 | 7
2030/31 | 88.75 | 23.25 | 5
2030/31 | 89.25 | 23.25 | 3
2030/31 | 89.75 | 23.25 | 3
2030/31 | 90.25 | 23.25 | 7
2030/31 | 90.75 | 23.25 | 6
2030/31 | 91.25 | 23.25 | 9
2030/31 | 91.75 | 23.25 | 7
2030/31 | 92.25 | 23.25 | 8
2030/31 | 92.75 | 23.25 | 6
2030/31 | 93.25 | 23.25 | 4
2030/31 | 93.75 | 23.25 | 6
2030/31 | 94.25 | 23.25 | 10
2030/31 | 94.75 | 23.25 | 8
2030/31 | 95.25 | 23.25 | 9
2030/31 | 95.75 | 23.25 | 8
2030/31 | 96.25 | 23.25 | 14
2030/31 | 96.75 | 23.25 | 6
2030/31 | 97.25 | 23.25 | 7
2030/31 | 97.75 | 23.25 | 6
2030/31 | 98.25 | 23.25 | 2
2030/31 | 98.75 | 23.25 | 7
2030/31 | 99.25 | 23.25 | 10
2030/31 | 99.75 | 23.25 | 3
2030/31 | 100.25 | 23.25 | 12
2030/31 | 100.75 | 23.25 | 6
2030/31 | 101.25 | 23.25 | 9
2030/31 | 101.75 | 23.25 | 14
2030/31 | 102.25 | 23.25 | 11
2030/31 | 102.75 | 23.25 | 8
2030/31 | 103.25 | 23.25 | 8
2030/31 | 103.75 | 23.25 | 12
2030/31 | 104.25 | 23.25 | 11
2030/31 | 104.75 | 23.25 | 13
2030/31 | 105.25 | 23.25 | 11
2030/31 | 105.75 | 23.25 | 14
2030/31 | 106.25 | 23.25 | 9
2030/31 | 106.75 | 23.25 | 10
2030/31 | 107.25 | 23.25 | 9
2030/31 | 107.75 | 23.25 | 17
2030/31 | 108.25 | 23.25 | 14
2030/31 | 108.75 | 23.25 | 8
2030/31 | 109.25 | 23.25 | 9
2030/31 | 109.75 | 23.25 | 19
2030/31 | 110.25 | 23.25 | 9
2030/31 | 110.75 | 23.25 | 15
2030/31 | 111.25 | 23.25 | 24
2030/31 | 111.75 | 23.25 | 16
2030/31 | 112.25 | 23.25 | 15
2030/31 | 112.75 | 23.25 | 22
2030/31 | 113.25 | 23.25 | 17
2030/31 | 113.75 | 23.25 | 11
2030/31 | 114.25 | 23.25 | 16
2030/31 | 114.75 | 23.25 | 17
2030/31 | 115.25 | 23.25 | 17
2030/31 | 115.75 | 23.25 | 16
2030/31 | 116.25 | 23.25 | 17
2030/31 | 116.75 | 23.25 | 20
2030/31 | 117.25 | 23.25 | 12
2030/31 | 117.75 | 23.25 | 15
2030/31 | 118.25 | 23.25 | 12
2030/31 | 118.75 | 23.25 | 12
2030/31 | 119.25 | 23.25 | 15
2030/31 | 119.75 | 23.25 | 15
2030/31 | 120.25 | 23.25 | 11
2030/31 | 120.75 | 23.25 | 18
2030/31 | 121.25 | 23.25 | 18
2030/31 | 121.75 | 23.25 | 14
2030/31 | 122.25 | 23.25 | 14
2030/31 | 122.75 | 23.25 | 17
2030/31 | 123.25 | 23.25 | 18
2030/31 | 123.75 | 23.25 | 20
2030/31 | 124.25 | 23.25 | 15
2030/31 | 124.75 | 23.25 | 13
2030/31 | 125.25 | 23.25 | 16
2030/31 | 125.75 | 23.25 | 14
2030/31 | 126.25 | 23.25 | 18
2030/31 | 126.75 | 23.25 | 14
2030/31 | 127.25 | 23.25 | 17
2030/31 | 127.75 | 23.25 | 17
2030/31 | 128.25 | 23.25 | 11
2030/31 | 128.75 | 23.25 | 12
2030/31 | 129.25 | 23.25 | 23
2030/31 | 129.75 | 23.25 | 12
2030/31 | 130.25 | 23.25 | 10
2030/31 | 130.75 | 23.25 | 7
2030/31 | 131.25 | 23.25 | 18
2030/31 | 131.75 | 23.25 | 11
2030/31 | 132.25 | 23.25 | 12
2030/31 | 132.75 | 23.25 | 17
2030/31 | 133.25 | 23.25 | 13
2030/31 | 133.75 | 23.25 | 10
2030/31 | 134.25 | 23.25 | 12
2030/31 | 134.75 | 23.25 | 9
2030/31 | 135.25 | 23.25 | 7
2030/31 | 135.75 | 23.25 | 6
2030/31 | 136.25 | 23.25 | 14
2030/31 | 136.75 | 23.25 | 10
2030/31 | 137.25 | 23.25 | 17
2030/31 | 137.75 | 23.25 | 9
2030/31 | 138.25 | 23.25 | 8
2030/31 | 138.75 | 23.25 | 8
2030/31 | 139.25 | 23.25 | 5
2030/31 | 139.75 | 23.25 | 6
2030/31 | 140.25 | 23.25 | 17
2030/31 | 140.75 | 23.25 | 6
2030/31 | 141.25 | 23.25 | 9
2030/31 | 141.75 | 23.25 | 9
2030/31 | 142.25 | 23.25 | 4
2030/31 | 142.75 | 23.25 | 5
2030/31 | 143.25 | 23.25 | 5
2030/31 | 143.75 | 23.25 | 7
2030/31 | 144.25 | 23.25 | 7
2030/31 | 144.75 | 23.25 | 4
2030/31 | 145.25 | 23.25 | 4
2030/31 | 145.75 | 23.25 | 6
2030/31 | 146.25 | 23.25 | 9
2030/31 | 146.75 | 23.25 | 4
2030/31 | 147.25 | 23.25 | 8
2030/31 | 147.75 | 23.25 | 4
2030/31 | 148.25 | 23.25 | 4
2030/31 | 148.75 | 23.25 | 4
2030/31 | 149.25 | 23.25 | 3
2030/31 | 149.75 | 23.25 | 8
2030/31 | 150.25 | 23.25 | 6
2030/31 | 150.75 | 23.25 | 7
2030/31 | 151.25 | 23.25 | 3
2030/31 | 151.75 | 23.25 | 3
2030/31 | 152.25 | 23.25 | 7
2030/31 | 152.75 | 23.25 | 3
2030/31 | 153.25 | 23.25 | 4
2030/31 | 153.75 | 23.25 | 5
2030/31 | 154.25 | 23.25 | 4
2030/31 | 154.75 | 23.25 | 7
2030/31 | 155.25 | 23.25 | 6
2030/31 | 155.75 | 23.25 | 2
2030/31 | 156.25 | 23.25 | 1
2030/31 | 156.75 | 23.25 | 3
2030/31 | 157.25 | 23.25 | 3
2030/31 | 157.75 | 23.25 | 2
2030/31 | 158.25 | 23.25 | 1
2030/31 | 158.75 | 23.25 | 7
2030/31 | 159.25 | 23.25 | 4
2030/31 | 160.25 | 23.25 | 1
2030/31 | 160.75 | 23.25 | 2
2030/31 | 161.25 | 23.25 | 3
2030/31 | 161.75 | 23.25 | 5
2030/31 | 162.25 | 23.25 | 4
2030/31 | 162.75 | 23.25 | 4
2030/31 | 163.25 | 23.25 | 3
2030/31 | 163.75 | 23.25 | 1
2030/31 | 164.75 | 23.25 | 3
2030/31 | 165.25 | 23.25 | 4
2030/31 | 165.75 | 23.25 | 3
2030/31 | 166.75 | 23.25 | 4
2030/31 | 167.25 | 23.25 | 3
2030/31 | 167.75 | 23.25 | 3
2030/31 | 168.25 | 23.25 | 4
2030/31 | 169.25 | 23.25 | 1
2030/31 | 169.75 | 23.25 | 2
2030/31 | 170.25 | 23.25 | 2
2030/31 | 170.75 | 23.25 | 3
2030/31 | 171.25 | 23.25 | 2
2030/31 | 171.75 | 23.25 | 1
2030/31 | 172.25 | 23.25 | 2
2030/31 | 172.75 | 23.25 | 1
2030/31 | 173.25 | 23.25 | 4
2030/31 | 174.25 | 23.25 | 2
2030/31 | 175.25 | 23.25 | 1
2030/31 | 175.75 | 23.25 | 4
2030/31 | 176.75 | 23.25 | 3
2030/31 | 177.75 | 23.25 | 4
2030/31 | 178.75 | 23.25 | 2
2030/31 | 179.25 | 23.25 | 2
2030/31 | 179.75 | 23.25 | 1
2030/31 | 180.25 | 23.25 | 1
2030/31 | 181.25 | 23.25 | 1
2030/31 | 182.25 | 23.25 | 3
2030/31 | 182.75 | 23.25 | 1
2030/31 | 183.25 | 23.25 | 1
2030/31 | 183.75 | 23.25 | 3
2030/31 | 184.25 | 23.25 | 1
2030/31 | 184.75 | 23.25 | 1
2030/31 | 185.25 | 23.25 | 2
2030/31 | 185.75 | 23.25 | 1
2030/31 | 186.25 | 23.25 | 1
2030/31 | 187.25 | 23.25 | 1
2030/31 | 187.75 | 23.25 | 2
2030/31 | 188.25 | 23.25 | 2
2030/31 | 189.25 | 23.25 | 1
2030/31 | 190.25 | 23.25 | 2
2030/31 | 191.75 | 23.25 | 1
2030/31 | 192.25 | 23.25 | 1
2030/31 | 192.75 | 23.25 | 1
2030/31 | 193.25 | 23.25 | 2
2030/31 | 193.75 | 23.25 | 2
2030/31 | 194.75 | 23.25 | 1
2030/31 | 197.25 | 23.25 | 1
2030/31 | 200.75 | 23.25 | 2
2030/31 | 203.75 | 23.25 | 1
2030/31 | 204.25 | 23.25 | 1
2030/31 | 205.75 | 23.25 | 2
2030/31 | 206.25 | 23.25 | 2
2030/31 | 206.75 | 23.25 | 1
2030/31 | 211.25 | 23.25 | 1
2030/31 | 219.25 | 23.25 | 1
2030/31 | 230.75 | 23.25 | 1
2030/31 | 60.75 | 23.75 | 1
2030/31 | 61.25 | 23.75 | 1
2030/31 | 62.75 | 23.75 | 1
2030/31 | 64.25 | 23.75 | 2
2030/31 | 64.75 | 23.75 | 1
2030/31 | 65.25 | 23.75 | 2
2030/31 | 65.75 | 23.75 | 1
2030/31 | 66.25 | 23.75 | 1
2030/31 | 66.75 | 23.75 | 1
2030/31 | 67.25 | 23.75 | 3
2030/31 | 67.75 | 23.75 | 1
2030/31 | 68.75 | 23.75 | 3
2030/31 | 69.25 | 23.75 | 1
2030/31 | 70.25 | 23.75 | 4
2030/31 | 70.75 | 23.75 | 1
2030/31 | 71.25 | 23.75 | 3
2030/31 | 71.75 | 23.75 | 3
2030/31 | 72.25 | 23.75 | 1
2030/31 | 72.75 | 23.75 | 4
2030/31 | 73.25 | 23.75 | 2
2030/31 | 73.75 | 23.75 | 3
2030/31 | 74.25 | 23.75 | 1
2030/31 | 74.75 | 23.75 | 3
2030/31 | 75.25 | 23.75 | 3
2030/31 | 75.75 | 23.75 | 3
2030/31 | 76.25 | 23.75 | 2
2030/31 | 76.75 | 23.75 | 4
2030/31 | 77.25 | 23.75 | 2
2030/31 | 77.75 | 23.75 | 1
2030/31 | 78.25 | 23.75 | 2
2030/31 | 78.75 | 23.75 | 3
2030/31 | 79.25 | 23.75 | 4
2030/31 | 79.75 | 23.75 | 2
2030/31 | 80.25 | 23.75 | 7
2030/31 | 80.75 | 23.75 | 1
2030/31 | 81.25 | 23.75 | 5
2030/31 | 81.75 | 23.75 | 5
2030/31 | 82.25 | 23.75 | 2
2030/31 | 82.75 | 23.75 | 6
2030/31 | 83.25 | 23.75 | 4
2030/31 | 83.75 | 23.75 | 6
2030/31 | 84.25 | 23.75 | 4
2030/31 | 84.75 | 23.75 | 5
2030/31 | 85.25 | 23.75 | 3
2030/31 | 85.75 | 23.75 | 3
2030/31 | 86.25 | 23.75 | 3
2030/31 | 86.75 | 23.75 | 4
2030/31 | 87.25 | 23.75 | 8
2030/31 | 87.75 | 23.75 | 10
2030/31 | 88.25 | 23.75 | 6
2030/31 | 88.75 | 23.75 | 3
2030/31 | 89.25 | 23.75 | 8
2030/31 | 89.75 | 23.75 | 3
2030/31 | 90.25 | 23.75 | 9
2030/31 | 90.75 | 23.75 | 7
2030/31 | 91.25 | 23.75 | 5
2030/31 | 91.75 | 23.75 | 4
2030/31 | 92.25 | 23.75 | 6
2030/31 | 92.75 | 23.75 | 8
2030/31 | 93.25 | 23.75 | 10
2030/31 | 93.75 | 23.75 | 7
2030/31 | 94.25 | 23.75 | 5
2030/31 | 94.75 | 23.75 | 5
2030/31 | 95.25 | 23.75 | 10
2030/31 | 95.75 | 23.75 | 7
2030/31 | 96.25 | 23.75 | 6
2030/31 | 96.75 | 23.75 | 9
2030/31 | 97.25 | 23.75 | 8
2030/31 | 97.75 | 23.75 | 11
2030/31 | 98.25 | 23.75 | 9
2030/31 | 98.75 | 23.75 | 6
2030/31 | 99.25 | 23.75 | 7
2030/31 | 99.75 | 23.75 | 9
2030/31 | 100.25 | 23.75 | 7
2030/31 | 100.75 | 23.75 | 11
2030/31 | 101.25 | 23.75 | 8
2030/31 | 101.75 | 23.75 | 9
2030/31 | 102.25 | 23.75 | 10
2030/31 | 102.75 | 23.75 | 8
2030/31 | 103.25 | 23.75 | 17
2030/31 | 103.75 | 23.75 | 8
2030/31 | 104.25 | 23.75 | 14
2030/31 | 104.75 | 23.75 | 11
2030/31 | 105.25 | 23.75 | 11
2030/31 | 105.75 | 23.75 | 14
2030/31 | 106.25 | 23.75 | 6
2030/31 | 106.75 | 23.75 | 15
2030/31 | 107.25 | 23.75 | 14
2030/31 | 107.75 | 23.75 | 12
2030/31 | 108.25 | 23.75 | 21
2030/31 | 108.75 | 23.75 | 16
2030/31 | 109.25 | 23.75 | 16
2030/31 | 109.75 | 23.75 | 16
2030/31 | 110.25 | 23.75 | 12
2030/31 | 110.75 | 23.75 | 13
2030/31 | 111.25 | 23.75 | 18
2030/31 | 111.75 | 23.75 | 19
2030/31 | 112.25 | 23.75 | 15
2030/31 | 112.75 | 23.75 | 17
2030/31 | 113.25 | 23.75 | 21
2030/31 | 113.75 | 23.75 | 21
2030/31 | 114.25 | 23.75 | 13
2030/31 | 114.75 | 23.75 | 17
2030/31 | 115.25 | 23.75 | 13
2030/31 | 115.75 | 23.75 | 21
2030/31 | 116.25 | 23.75 | 15
2030/31 | 116.75 | 23.75 | 18
2030/31 | 117.25 | 23.75 | 16
2030/31 | 117.75 | 23.75 | 23
2030/31 | 118.25 | 23.75 | 16
2030/31 | 118.75 | 23.75 | 14
2030/31 | 119.25 | 23.75 | 18
2030/31 | 119.75 | 23.75 | 17
2030/31 | 120.25 | 23.75 | 17
2030/31 | 120.75 | 23.75 | 16
2030/31 | 121.25 | 23.75 | 18
2030/31 | 121.75 | 23.75 | 23
2030/31 | 122.25 | 23.75 | 9
2030/31 | 122.75 | 23.75 | 11
2030/31 | 123.25 | 23.75 | 23
2030/31 | 123.75 | 23.75 | 14
2030/31 | 124.25 | 23.75 | 17
2030/31 | 124.75 | 23.75 | 8
2030/31 | 125.25 | 23.75 | 19
2030/31 | 125.75 | 23.75 | 16
2030/31 | 126.25 | 23.75 | 16
2030/31 | 126.75 | 23.75 | 24
2030/31 | 127.25 | 23.75 | 14
2030/31 | 127.75 | 23.75 | 17
2030/31 | 128.25 | 23.75 | 13
2030/31 | 128.75 | 23.75 | 15
2030/31 | 129.25 | 23.75 | 10
2030/31 | 129.75 | 23.75 | 11
2030/31 | 130.25 | 23.75 | 11
2030/31 | 130.75 | 23.75 | 15
2030/31 | 131.25 | 23.75 | 11
2030/31 | 131.75 | 23.75 | 10
2030/31 | 132.25 | 23.75 | 11
2030/31 | 132.75 | 23.75 | 16
2030/31 | 133.25 | 23.75 | 14
2030/31 | 133.75 | 23.75 | 16
2030/31 | 134.25 | 23.75 | 6
2030/31 | 134.75 | 23.75 | 18
2030/31 | 135.25 | 23.75 | 13
2030/31 | 135.75 | 23.75 | 10
2030/31 | 136.25 | 23.75 | 12
2030/31 | 136.75 | 23.75 | 16
2030/31 | 137.25 | 23.75 | 12
2030/31 | 137.75 | 23.75 | 9
2030/31 | 138.25 | 23.75 | 11
2030/31 | 138.75 | 23.75 | 9
2030/31 | 139.25 | 23.75 | 9
2030/31 | 139.75 | 23.75 | 6
2030/31 | 140.25 | 23.75 | 8
2030/31 | 140.75 | 23.75 | 3
2030/31 | 141.25 | 23.75 | 11
2030/31 | 141.75 | 23.75 | 14
2030/31 | 142.25 | 23.75 | 13
2030/31 | 142.75 | 23.75 | 10
2030/31 | 143.25 | 23.75 | 6
2030/31 | 143.75 | 23.75 | 10
2030/31 | 144.25 | 23.75 | 13
2030/31 | 144.75 | 23.75 | 7
2030/31 | 145.25 | 23.75 | 9
2030/31 | 145.75 | 23.75 | 12
2030/31 | 146.25 | 23.75 | 7
2030/31 | 146.75 | 23.75 | 7
2030/31 | 147.25 | 23.75 | 6
2030/31 | 147.75 | 23.75 | 2
2030/31 | 148.25 | 23.75 | 8
2030/31 | 148.75 | 23.75 | 5
2030/31 | 149.25 | 23.75 | 4
2030/31 | 149.75 | 23.75 | 3
2030/31 | 150.25 | 23.75 | 6
2030/31 | 150.75 | 23.75 | 6
2030/31 | 151.25 | 23.75 | 7
2030/31 | 151.75 | 23.75 | 3
2030/31 | 152.25 | 23.75 | 3
2030/31 | 152.75 | 23.75 | 3
2030/31 | 153.25 | 23.75 | 8
2030/31 | 153.75 | 23.75 | 3
2030/31 | 154.25 | 23.75 | 7
2030/31 | 154.75 | 23.75 | 4
2030/31 | 155.25 | 23.75 | 2
2030/31 | 155.75 | 23.75 | 2
2030/31 | 156.25 | 23.75 | 5
2030/31 | 156.75 | 23.75 | 4
2030/31 | 157.25 | 23.75 | 3
2030/31 | 157.75 | 23.75 | 3
2030/31 | 158.25 | 23.75 | 4
2030/31 | 158.75 | 23.75 | 4
2030/31 | 159.25 | 23.75 | 5
2030/31 | 159.75 | 23.75 | 5
2030/31 | 160.75 | 23.75 | 1
2030/31 | 161.25 | 23.75 | 6
2030/31 | 161.75 | 23.75 | 3
2030/31 | 162.25 | 23.75 | 3
2030/31 | 162.75 | 23.75 | 4
2030/31 | 163.25 | 23.75 | 3
2030/31 | 163.75 | 23.75 | 2
2030/31 | 164.25 | 23.75 | 6
2030/31 | 164.75 | 23.75 | 3
2030/31 | 165.25 | 23.75 | 7
2030/31 | 165.75 | 23.75 | 2
2030/31 | 166.25 | 23.75 | 3
2030/31 | 166.75 | 23.75 | 2
2030/31 | 167.25 | 23.75 | 3
2030/31 | 167.75 | 23.75 | 1
2030/31 | 168.25 | 23.75 | 1
2030/31 | 168.75 | 23.75 | 3
2030/31 | 169.25 | 23.75 | 2
2030/31 | 169.75 | 23.75 | 3
2030/31 | 170.25 | 23.75 | 3
2030/31 | 170.75 | 23.75 | 3
2030/31 | 171.25 | 23.75 | 3
2030/31 | 171.75 | 23.75 | 2
2030/31 | 172.25 | 23.75 | 2
2030/31 | 172.75 | 23.75 | 1
2030/31 | 173.25 | 23.75 | 2
2030/31 | 173.75 | 23.75 | 2
2030/31 | 174.25 | 23.75 | 1
2030/31 | 175.25 | 23.75 | 1
2030/31 | 176.25 | 23.75 | 1
2030/31 | 176.75 | 23.75 | 2
2030/31 | 177.75 | 23.75 | 2
2030/31 | 178.25 | 23.75 | 2
2030/31 | 178.75 | 23.75 | 3
2030/31 | 179.25 | 23.75 | 1
2030/31 | 180.25 | 23.75 | 3
2030/31 | 181.75 | 23.75 | 1
2030/31 | 182.25 | 23.75 | 4
2030/31 | 183.25 | 23.75 | 2
2030/31 | 184.25 | 23.75 | 1
2030/31 | 184.75 | 23.75 | 1
2030/31 | 185.25 | 23.75 | 1
2030/31 | 186.25 | 23.75 | 1
2030/31 | 187.25 | 23.75 | 1
2030/31 | 190.25 | 23.75 | 3
2030/31 | 190.75 | 23.75 | 1
2030/31 | 192.25 | 23.75 | 1
2030/31 | 192.75 | 23.75 | 1
2030/31 | 193.25 | 23.75 | 2
2030/31 | 193.75 | 23.75 | 1
2030/31 | 194.75 | 23.75 | 1
2030/31 | 195.25 | 23.75 | 1
2030/31 | 197.25 | 23.75 | 2
2030/31 | 198.25 | 23.75 | 1
2030/31 | 201.75 | 23.75 | 1
2030/31 | 203.75 | 23.75 | 1
2030/31 | 204.25 | 23.75 | 1
2030/31 | 212.25 | 23.75 | 1
2030/31 | 214.75 | 23.75 | 2
2030/31 | 226.25 | 23.75 | 1
2030/31 | 59.75 | 24.25 | 1
2030/31 | 62.75 | 24.25 | 1
2030/31 | 63.75 | 24.25 | 1
2030/31 | 64.75 | 24.25 | 1
2030/31 | 65.25 | 24.25 | 1
2030/31 | 66.25 | 24.25 | 1
2030/31 | 66.75 | 24.25 | 1
2030/31 | 67.25 | 24.25 | 4
2030/31 | 67.75 | 24.25 | 2
2030/31 | 68.25 | 24.25 | 1
2030/31 | 69.25 | 24.25 | 4
2030/31 | 69.75 | 24.25 | 2
2030/31 | 70.25 | 24.25 | 2
2030/31 | 70.75 | 24.25 | 3
2030/31 | 71.25 | 24.25 | 1
2030/31 | 71.75 | 24.25 | 2
2030/31 | 72.25 | 24.25 | 1
2030/31 | 72.75 | 24.25 | 6
2030/31 | 73.25 | 24.25 | 1
2030/31 | 73.75 | 24.25 | 2
2030/31 | 74.25 | 24.25 | 2
2030/31 | 74.75 | 24.25 | 3
2030/31 | 75.25 | 24.25 | 5
2030/31 | 75.75 | 24.25 | 4
2030/31 | 76.25 | 24.25 | 6
2030/31 | 76.75 | 24.25 | 3
2030/31 | 77.25 | 24.25 | 2
2030/31 | 77.75 | 24.25 | 5
2030/31 | 78.25 | 24.25 | 9
2030/31 | 78.75 | 24.25 | 1
2030/31 | 79.25 | 24.25 | 1
2030/31 | 79.75 | 24.25 | 5
2030/31 | 80.25 | 24.25 | 6
2030/31 | 80.75 | 24.25 | 4
2030/31 | 81.25 | 24.25 | 7
2030/31 | 81.75 | 24.25 | 7
2030/31 | 82.25 | 24.25 | 8
2030/31 | 82.75 | 24.25 | 2
2030/31 | 83.25 | 24.25 | 4
2030/31 | 83.75 | 24.25 | 8
2030/31 | 84.25 | 24.25 | 3
2030/31 | 84.75 | 24.25 | 4
2030/31 | 85.25 | 24.25 | 7
2030/31 | 85.75 | 24.25 | 10
2030/31 | 86.25 | 24.25 | 7
2030/31 | 86.75 | 24.25 | 8
2030/31 | 87.25 | 24.25 | 3
2030/31 | 87.75 | 24.25 | 7
2030/31 | 88.25 | 24.25 | 6
2030/31 | 88.75 | 24.25 | 5
2030/31 | 89.25 | 24.25 | 3
2030/31 | 89.75 | 24.25 | 8
2030/31 | 90.25 | 24.25 | 11
2030/31 | 90.75 | 24.25 | 9
2030/31 | 91.25 | 24.25 | 3
2030/31 | 91.75 | 24.25 | 6
2030/31 | 92.25 | 24.25 | 7
2030/31 | 92.75 | 24.25 | 9
2030/31 | 93.25 | 24.25 | 8
2030/31 | 93.75 | 24.25 | 11
2030/31 | 94.25 | 24.25 | 4
2030/31 | 94.75 | 24.25 | 10
2030/31 | 95.25 | 24.25 | 10
2030/31 | 95.75 | 24.25 | 10
2030/31 | 96.25 | 24.25 | 11
2030/31 | 96.75 | 24.25 | 7
2030/31 | 97.25 | 24.25 | 9
2030/31 | 97.75 | 24.25 | 6
2030/31 | 98.25 | 24.25 | 9
2030/31 | 98.75 | 24.25 | 14
2030/31 | 99.25 | 24.25 | 13
2030/31 | 99.75 | 24.25 | 14
2030/31 | 100.25 | 24.25 | 11
2030/31 | 100.75 | 24.25 | 10
2030/31 | 101.25 | 24.25 | 14
2030/31 | 101.75 | 24.25 | 9
2030/31 | 102.25 | 24.25 | 12
2030/31 | 102.75 | 24.25 | 16
2030/31 | 103.25 | 24.25 | 13
2030/31 | 103.75 | 24.25 | 5
2030/31 | 104.25 | 24.25 | 13
2030/31 | 104.75 | 24.25 | 24
2030/31 | 105.25 | 24.25 | 12
2030/31 | 105.75 | 24.25 | 10
2030/31 | 106.25 | 24.25 | 7
2030/31 | 106.75 | 24.25 | 15
2030/31 | 107.25 | 24.25 | 24
2030/31 | 107.75 | 24.25 | 13
2030/31 | 108.25 | 24.25 | 16
2030/31 | 108.75 | 24.25 | 8
2030/31 | 109.25 | 24.25 | 17
2030/31 | 109.75 | 24.25 | 22
2030/31 | 110.25 | 24.25 | 13
2030/31 | 110.75 | 24.25 | 17
2030/31 | 111.25 | 24.25 | 12
2030/31 | 111.75 | 24.25 | 21
2030/31 | 112.25 | 24.25 | 15
2030/31 | 112.75 | 24.25 | 10
2030/31 | 113.25 | 24.25 | 15
2030/31 | 113.75 | 24.25 | 14
2030/31 | 114.25 | 24.25 | 16
2030/31 | 114.75 | 24.25 | 18
2030/31 | 115.25 | 24.25 | 20
2030/31 | 115.75 | 24.25 | 19
2030/31 | 116.25 | 24.25 | 15
2030/31 | 116.75 | 24.25 | 22
2030/31 | 117.25 | 24.25 | 17
2030/31 | 117.75 | 24.25 | 16
2030/31 | 118.25 | 24.25 | 21
2030/31 | 118.75 | 24.25 | 12
2030/31 | 119.25 | 24.25 | 28
2030/31 | 119.75 | 24.25 | 14
2030/31 | 120.25 | 24.25 | 13
2030/31 | 120.75 | 24.25 | 17
2030/31 | 121.25 | 24.25 | 19
2030/31 | 121.75 | 24.25 | 21
2030/31 | 122.25 | 24.25 | 17
2030/31 | 122.75 | 24.25 | 23
2030/31 | 123.25 | 24.25 | 14
2030/31 | 123.75 | 24.25 | 14
2030/31 | 124.25 | 24.25 | 18
2030/31 | 124.75 | 24.25 | 17
2030/31 | 125.25 | 24.25 | 16
2030/31 | 125.75 | 24.25 | 22
2030/31 | 126.25 | 24.25 | 18
2030/31 | 126.75 | 24.25 | 13
2030/31 | 127.25 | 24.25 | 9
2030/31 | 127.75 | 24.25 | 8
2030/31 | 128.25 | 24.25 | 10
2030/31 | 128.75 | 24.25 | 13
2030/31 | 129.25 | 24.25 | 17
2030/31 | 129.75 | 24.25 | 13
2030/31 | 130.25 | 24.25 | 21
2030/31 | 130.75 | 24.25 | 8
2030/31 | 131.25 | 24.25 | 9
2030/31 | 131.75 | 24.25 | 13
2030/31 | 132.25 | 24.25 | 12
2030/31 | 132.75 | 24.25 | 17
2030/31 | 133.25 | 24.25 | 13
2030/31 | 133.75 | 24.25 | 17
2030/31 | 134.25 | 24.25 | 16
2030/31 | 134.75 | 24.25 | 9
2030/31 | 135.25 | 24.25 | 7
2030/31 | 135.75 | 24.25 | 12
2030/31 | 136.25 | 24.25 | 19
2030/31 | 136.75 | 24.25 | 13
2030/31 | 137.25 | 24.25 | 19
2030/31 | 137.75 | 24.25 | 9
2030/31 | 138.25 | 24.25 | 14
2030/31 | 138.75 | 24.25 | 11
2030/31 | 139.25 | 24.25 | 8
2030/31 | 139.75 | 24.25 | 8
2030/31 | 140.25 | 24.25 | 5
2030/31 | 140.75 | 24.25 | 11
2030/31 | 141.25 | 24.25 | 9
2030/31 | 141.75 | 24.25 | 4
2030/31 | 142.25 | 24.25 | 4
2030/31 | 142.75 | 24.25 | 11
2030/31 | 143.25 | 24.25 | 10
2030/31 | 143.75 | 24.25 | 6
2030/31 | 144.25 | 24.25 | 9
2030/31 | 144.75 | 24.25 | 8
2030/31 | 145.25 | 24.25 | 13
2030/31 | 145.75 | 24.25 | 15
2030/31 | 146.25 | 24.25 | 6
2030/31 | 146.75 | 24.25 | 9
2030/31 | 147.25 | 24.25 | 5
2030/31 | 147.75 | 24.25 | 5
2030/31 | 148.25 | 24.25 | 7
2030/31 | 148.75 | 24.25 | 4
2030/31 | 149.25 | 24.25 | 6
2030/31 | 149.75 | 24.25 | 11
2030/31 | 150.25 | 24.25 | 5
2030/31 | 150.75 | 24.25 | 5
2030/31 | 151.25 | 24.25 | 6
2030/31 | 151.75 | 24.25 | 5
2030/31 | 152.25 | 24.25 | 4
2030/31 | 152.75 | 24.25 | 6
2030/31 | 153.25 | 24.25 | 2
2030/31 | 153.75 | 24.25 | 7
2030/31 | 154.25 | 24.25 | 7
2030/31 | 154.75 | 24.25 | 5
2030/31 | 155.25 | 24.25 | 2
2030/31 | 155.75 | 24.25 | 4
2030/31 | 156.25 | 24.25 | 1
2030/31 | 156.75 | 24.25 | 10
2030/31 | 157.25 | 24.25 | 5
2030/31 | 157.75 | 24.25 | 6
2030/31 | 158.25 | 24.25 | 4
2030/31 | 158.75 | 24.25 | 7
2030/31 | 159.25 | 24.25 | 6
2030/31 | 159.75 | 24.25 | 5
2030/31 | 160.25 | 24.25 | 3
2030/31 | 160.75 | 24.25 | 3
2030/31 | 161.25 | 24.25 | 4
2030/31 | 161.75 | 24.25 | 5
2030/31 | 162.25 | 24.25 | 2
2030/31 | 162.75 | 24.25 | 3
2030/31 | 163.25 | 24.25 | 5
2030/31 | 163.75 | 24.25 | 2
2030/31 | 164.25 | 24.25 | 1
2030/31 | 164.75 | 24.25 | 3
2030/31 | 165.25 | 24.25 | 3
2030/31 | 165.75 | 24.25 | 1
2030/31 | 166.25 | 24.25 | 2
2030/31 | 167.25 | 24.25 | 1
2030/31 | 167.75 | 24.25 | 1
2030/31 | 168.25 | 24.25 | 2
2030/31 | 168.75 | 24.25 | 2
2030/31 | 169.25 | 24.25 | 6
2030/31 | 169.75 | 24.25 | 3
2030/31 | 170.25 | 24.25 | 4
2030/31 | 170.75 | 24.25 | 2
2030/31 | 171.75 | 24.25 | 3
2030/31 | 172.75 | 24.25 | 4
2030/31 | 173.25 | 24.25 | 3
2030/31 | 173.75 | 24.25 | 1
2030/31 | 174.25 | 24.25 | 1
2030/31 | 174.75 | 24.25 | 1
2030/31 | 175.25 | 24.25 | 2
2030/31 | 175.75 | 24.25 | 2
2030/31 | 176.25 | 24.25 | 4
2030/31 | 176.75 | 24.25 | 2
2030/31 | 177.25 | 24.25 | 2
2030/31 | 177.75 | 24.25 | 2
2030/31 | 178.25 | 24.25 | 1
2030/31 | 178.75 | 24.25 | 2
2030/31 | 179.75 | 24.25 | 2
2030/31 | 180.25 | 24.25 | 1
2030/31 | 180.75 | 24.25 | 1
2030/31 | 181.25 | 24.25 | 1
2030/31 | 181.75 | 24.25 | 3
2030/31 | 182.25 | 24.25 | 1
2030/31 | 183.75 | 24.25 | 2
2030/31 | 184.75 | 24.25 | 2
2030/31 | 185.25 | 24.25 | 3
2030/31 | 185.75 | 24.25 | 3
2030/31 | 186.25 | 24.25 | 4
2030/31 | 189.75 | 24.25 | 1
2030/31 | 190.75 | 24.25 | 1
2030/31 | 191.75 | 24.25 | 3
2030/31 | 194.25 | 24.25 | 1
2030/31 | 195.25 | 24.25 | 1
2030/31 | 195.75 | 24.25 | 1
2030/31 | 198.75 | 24.25 | 2
2030/31 | 203.25 | 24.25 | 1
2030/31 | 203.75 | 24.25 | 1
2030/31 | 204.25 | 24.25 | 1
2030/31 | 206.25 | 24.25 | 1
2030/31 | 206.75 | 24.25 | 1
2030/31 | 207.75 | 24.25 | 1
2030/31 | 208.25 | 24.25 | 2
2030/31 | 211.75 | 24.25 | 1
2030/31 | 224.25 | 24.25 | 1
2030/31 | 234.75 | 24.25 | 1
2030/31 | 57.25 | 24.75 | 1
2030/31 | 60.25 | 24.75 | 1
2030/31 | 61.75 | 24.75 | 1
2030/31 | 64.75 | 24.75 | 2
2030/31 | 66.25 | 24.75 | 2
2030/31 | 66.75 | 24.75 | 3
2030/31 | 67.25 | 24.75 | 3
2030/31 | 67.75 | 24.75 | 2
2030/31 | 68.25 | 24.75 | 2
2030/31 | 68.75 | 24.75 | 1
2030/31 | 69.25 | 24.75 | 3
2030/31 | 69.75 | 24.75 | 2
2030/31 | 70.25 | 24.75 | 1
2030/31 | 70.75 | 24.75 | 1
2030/31 | 71.25 | 24.75 | 1
2030/31 | 71.75 | 24.75 | 1
2030/31 | 72.25 | 24.75 | 2
2030/31 | 72.75 | 24.75 | 2
2030/31 | 73.25 | 24.75 | 3
2030/31 | 73.75 | 24.75 | 2
2030/31 | 74.25 | 24.75 | 4
2030/31 | 74.75 | 24.75 | 6
2030/31 | 75.25 | 24.75 | 3
2030/31 | 75.75 | 24.75 | 6
2030/31 | 76.25 | 24.75 | 5
2030/31 | 76.75 | 24.75 | 1
2030/31 | 77.25 | 24.75 | 5
2030/31 | 77.75 | 24.75 | 2
2030/31 | 78.25 | 24.75 | 5
2030/31 | 78.75 | 24.75 | 3
2030/31 | 79.25 | 24.75 | 8
2030/31 | 79.75 | 24.75 | 2
2030/31 | 80.25 | 24.75 | 7
2030/31 | 80.75 | 24.75 | 7
2030/31 | 81.25 | 24.75 | 8
2030/31 | 81.75 | 24.75 | 4
2030/31 | 82.25 | 24.75 | 7
2030/31 | 82.75 | 24.75 | 5
2030/31 | 83.25 | 24.75 | 8
2030/31 | 83.75 | 24.75 | 4
2030/31 | 84.25 | 24.75 | 6
2030/31 | 84.75 | 24.75 | 3
2030/31 | 85.25 | 24.75 | 5
2030/31 | 85.75 | 24.75 | 3
2030/31 | 86.25 | 24.75 | 5
2030/31 | 86.75 | 24.75 | 5
2030/31 | 87.25 | 24.75 | 4
2030/31 | 87.75 | 24.75 | 3
2030/31 | 88.25 | 24.75 | 7
2030/31 | 88.75 | 24.75 | 11
2030/31 | 89.25 | 24.75 | 5
2030/31 | 89.75 | 24.75 | 7
2030/31 | 90.25 | 24.75 | 6
2030/31 | 90.75 | 24.75 | 6
2030/31 | 91.25 | 24.75 | 7
2030/31 | 91.75 | 24.75 | 7
2030/31 | 92.25 | 24.75 | 7
2030/31 | 92.75 | 24.75 | 8
2030/31 | 93.25 | 24.75 | 5
2030/31 | 93.75 | 24.75 | 6
2030/31 | 94.25 | 24.75 | 8
2030/31 | 94.75 | 24.75 | 5
2030/31 | 95.25 | 24.75 | 5
2030/31 | 95.75 | 24.75 | 7
2030/31 | 96.25 | 24.75 | 8
2030/31 | 96.75 | 24.75 | 9
2030/31 | 97.25 | 24.75 | 15
2030/31 | 97.75 | 24.75 | 6
2030/31 | 98.25 | 24.75 | 11
2030/31 | 98.75 | 24.75 | 8
2030/31 | 99.25 | 24.75 | 17
2030/31 | 99.75 | 24.75 | 12
2030/31 | 100.25 | 24.75 | 17
2030/31 | 100.75 | 24.75 | 8
2030/31 | 101.25 | 24.75 | 23
2030/31 | 101.75 | 24.75 | 8
2030/31 | 102.25 | 24.75 | 13
2030/31 | 102.75 | 24.75 | 14
2030/31 | 103.25 | 24.75 | 9
2030/31 | 103.75 | 24.75 | 10
2030/31 | 104.25 | 24.75 | 14
2030/31 | 104.75 | 24.75 | 6
2030/31 | 105.25 | 24.75 | 11
2030/31 | 105.75 | 24.75 | 17
2030/31 | 106.25 | 24.75 | 12
2030/31 | 106.75 | 24.75 | 14
2030/31 | 107.25 | 24.75 | 15
2030/31 | 107.75 | 24.75 | 14
2030/31 | 108.25 | 24.75 | 21
2030/31 | 108.75 | 24.75 | 23
2030/31 | 109.25 | 24.75 | 14
2030/31 | 109.75 | 24.75 | 13
2030/31 | 110.25 | 24.75 | 16
2030/31 | 110.75 | 24.75 | 15
2030/31 | 111.25 | 24.75 | 17
2030/31 | 111.75 | 24.75 | 16
2030/31 | 112.25 | 24.75 | 22
2030/31 | 112.75 | 24.75 | 21
2030/31 | 113.25 | 24.75 | 10
2030/31 | 113.75 | 24.75 | 13
2030/31 | 114.25 | 24.75 | 21
2030/31 | 114.75 | 24.75 | 23
2030/31 | 115.25 | 24.75 | 17
2030/31 | 115.75 | 24.75 | 15
2030/31 | 116.25 | 24.75 | 13
2030/31 | 116.75 | 24.75 | 20
2030/31 | 117.25 | 24.75 | 20
2030/31 | 117.75 | 24.75 | 23
2030/31 | 118.25 | 24.75 | 16
2030/31 | 118.75 | 24.75 | 17
2030/31 | 119.25 | 24.75 | 26
2030/31 | 119.75 | 24.75 | 24
2030/31 | 120.25 | 24.75 | 18
2030/31 | 120.75 | 24.75 | 21
2030/31 | 121.25 | 24.75 | 23
2030/31 | 121.75 | 24.75 | 20
2030/31 | 122.25 | 24.75 | 29
2030/31 | 122.75 | 24.75 | 25
2030/31 | 123.25 | 24.75 | 21
2030/31 | 123.75 | 24.75 | 14
2030/31 | 124.25 | 24.75 | 25
2030/31 | 124.75 | 24.75 | 18
2030/31 | 125.25 | 24.75 | 19
2030/31 | 125.75 | 24.75 | 21
2030/31 | 126.25 | 24.75 | 19
2030/31 | 126.75 | 24.75 | 20
2030/31 | 127.25 | 24.75 | 27
2030/31 | 127.75 | 24.75 | 14
2030/31 | 128.25 | 24.75 | 17
2030/31 | 128.75 | 24.75 | 15
2030/31 | 129.25 | 24.75 | 18
2030/31 | 129.75 | 24.75 | 14
2030/31 | 130.25 | 24.75 | 16
2030/31 | 130.75 | 24.75 | 18
2030/31 | 131.25 | 24.75 | 14
2030/31 | 131.75 | 24.75 | 21
2030/31 | 132.25 | 24.75 | 22
2030/31 | 132.75 | 24.75 | 11
2030/31 | 133.25 | 24.75 | 8
2030/31 | 133.75 | 24.75 | 23
2030/31 | 134.25 | 24.75 | 14
2030/31 | 134.75 | 24.75 | 16
2030/31 | 135.25 | 24.75 | 10
2030/31 | 135.75 | 24.75 | 6
2030/31 | 136.25 | 24.75 | 16
2030/31 | 136.75 | 24.75 | 10
2030/31 | 137.25 | 24.75 | 5
2030/31 | 137.75 | 24.75 | 8
2030/31 | 138.25 | 24.75 | 12
2030/31 | 138.75 | 24.75 | 8
2030/31 | 139.25 | 24.75 | 15
2030/31 | 139.75 | 24.75 | 13
2030/31 | 140.25 | 24.75 | 11
2030/31 | 140.75 | 24.75 | 13
2030/31 | 141.25 | 24.75 | 13
2030/31 | 141.75 | 24.75 | 6
2030/31 | 142.25 | 24.75 | 8
2030/31 | 142.75 | 24.75 | 9
2030/31 | 143.25 | 24.75 | 3
2030/31 | 143.75 | 24.75 | 3
2030/31 | 144.25 | 24.75 | 6
2030/31 | 144.75 | 24.75 | 9
2030/31 | 145.25 | 24.75 | 10
2030/31 | 145.75 | 24.75 | 12
2030/31 | 146.25 | 24.75 | 5
2030/31 | 146.75 | 24.75 | 5
2030/31 | 147.25 | 24.75 | 5
2030/31 | 147.75 | 24.75 | 10
2030/31 | 148.25 | 24.75 | 7
2030/31 | 148.75 | 24.75 | 7
2030/31 | 149.25 | 24.75 | 6
2030/31 | 149.75 | 24.75 | 5
2030/31 | 150.25 | 24.75 | 6
2030/31 | 150.75 | 24.75 | 9
2030/31 | 151.25 | 24.75 | 5
2030/31 | 151.75 | 24.75 | 3
2030/31 | 152.25 | 24.75 | 8
2030/31 | 152.75 | 24.75 | 3
2030/31 | 153.25 | 24.75 | 5
2030/31 | 153.75 | 24.75 | 4
2030/31 | 154.25 | 24.75 | 5
2030/31 | 154.75 | 24.75 | 7
2030/31 | 155.25 | 24.75 | 6
2030/31 | 155.75 | 24.75 | 7
2030/31 | 156.25 | 24.75 | 5
2030/31 | 156.75 | 24.75 | 5
2030/31 | 157.25 | 24.75 | 2
2030/31 | 157.75 | 24.75 | 6
2030/31 | 158.25 | 24.75 | 3
2030/31 | 158.75 | 24.75 | 1
2030/31 | 159.25 | 24.75 | 7
2030/31 | 159.75 | 24.75 | 3
2030/31 | 160.25 | 24.75 | 4
2030/31 | 160.75 | 24.75 | 6
2030/31 | 161.25 | 24.75 | 1
2030/31 | 161.75 | 24.75 | 4
2030/31 | 162.25 | 24.75 | 6
2030/31 | 162.75 | 24.75 | 3
2030/31 | 163.25 | 24.75 | 5
2030/31 | 163.75 | 24.75 | 2
2030/31 | 164.25 | 24.75 | 1
2030/31 | 164.75 | 24.75 | 3
2030/31 | 165.25 | 24.75 | 3
2030/31 | 165.75 | 24.75 | 1
2030/31 | 166.25 | 24.75 | 6
2030/31 | 166.75 | 24.75 | 6
2030/31 | 167.25 | 24.75 | 5
2030/31 | 167.75 | 24.75 | 4
2030/31 | 168.25 | 24.75 | 1
2030/31 | 168.75 | 24.75 | 1
2030/31 | 169.25 | 24.75 | 1
2030/31 | 169.75 | 24.75 | 2
2030/31 | 170.25 | 24.75 | 1
2030/31 | 170.75 | 24.75 | 2
2030/31 | 171.25 | 24.75 | 5
2030/31 | 171.75 | 24.75 | 1
2030/31 | 172.25 | 24.75 | 1
2030/31 | 173.25 | 24.75 | 1
2030/31 | 173.75 | 24.75 | 1
2030/31 | 174.25 | 24.75 | 2
2030/31 | 174.75 | 24.75 | 2
2030/31 | 175.25 | 24.75 | 3
2030/31 | 175.75 | 24.75 | 1
2030/31 | 176.25 | 24.75 | 1
2030/31 | 176.75 | 24.75 | 2
2030/31 | 177.75 | 24.75 | 2
2030/31 | 178.25 | 24.75 | 1
2030/31 | 178.75 | 24.75 | 2
2030/31 | 179.25 | 24.75 | 2
2030/31 | 179.75 | 24.75 | 2
2030/31 | 180.25 | 24.75 | 3
2030/31 | 181.25 | 24.75 | 1
2030/31 | 181.75 | 24.75 | 1
2030/31 | 182.25 | 24.75 | 3
2030/31 | 182.75 | 24.75 | 2
2030/31 | 183.75 | 24.75 | 2
2030/31 | 184.25 | 24.75 | 1
2030/31 | 184.75 | 24.75 | 1
2030/31 | 185.25 | 24.75 | 1
2030/31 | 185.75 | 24.75 | 2
2030/31 | 186.25 | 24.75 | 3
2030/31 | 187.25 | 24.75 | 1
2030/31 | 187.75 | 24.75 | 4
2030/31 | 188.75 | 24.75 | 2
2030/31 | 189.25 | 24.75 | 1
2030/31 | 189.75 | 24.75 | 1
2030/31 | 190.75 | 24.75 | 1
2030/31 | 192.25 | 24.75 | 3
2030/31 | 193.25 | 24.75 | 2
2030/31 | 194.25 | 24.75 | 1
2030/31 | 195.25 | 24.75 | 1
2030/31 | 195.75 | 24.75 | 1
2030/31 | 196.75 | 24.75 | 1
2030/31 | 197.25 | 24.75 | 3
2030/31 | 198.25 | 24.75 | 1
2030/31 | 199.25 | 24.75 | 2
2030/31 | 200.25 | 24.75 | 1
2030/31 | 202.75 | 24.75 | 1
2030/31 | 203.75 | 24.75 | 1
2030/31 | 206.75 | 24.75 | 1
2030/31 | 207.25 | 24.75 | 1
2030/31 | 210.75 | 24.75 | 1
2030/31 | 214.75 | 24.75 | 1
2030/31 | 215.25 | 24.75 | 1
2030/31 | 221.75 | 24.75 | 1
2030/31 | 228.25 | 24.75 | 1
2030/31 | 233.75 | 24.75 | 1
2030/31 | 250.75 | 24.75 | 1
2030/31 | 60.75 | 25.25 | 1
2030/31 | 61.25 | 25.25 | 1
2030/31 | 61.75 | 25.25 | 1
2030/31 | 62.25 | 25.25 | 1
2030/31 | 63.75 | 25.25 | 1
2030/31 | 64.75 | 25.25 | 2
2030/31 | 65.25 | 25.25 | 3
2030/31 | 66.25 | 25.25 | 1
2030/31 | 66.75 | 25.25 | 3
2030/31 | 67.25 | 25.25 | 1
2030/31 | 67.75 | 25.25 | 1
2030/31 | 68.25 | 25.25 | 1
2030/31 | 68.75 | 25.25 | 3
2030/31 | 69.25 | 25.25 | 2
2030/31 | 69.75 | 25.25 | 2
2030/31 | 70.25 | 25.25 | 1
2030/31 | 70.75 | 25.25 | 2
2030/31 | 71.25 | 25.25 | 1
2030/31 | 71.75 | 25.25 | 4
2030/31 | 72.25 | 25.25 | 3
2030/31 | 72.75 | 25.25 | 4
2030/31 | 73.25 | 25.25 | 4
2030/31 | 73.75 | 25.25 | 3
2030/31 | 74.25 | 25.25 | 3
2030/31 | 74.75 | 25.25 | 3
2030/31 | 75.25 | 25.25 | 7
2030/31 | 75.75 | 25.25 | 3
2030/31 | 76.25 | 25.25 | 3
2030/31 | 76.75 | 25.25 | 2
2030/31 | 77.25 | 25.25 | 9
2030/31 | 77.75 | 25.25 | 4
2030/31 | 78.25 | 25.25 | 5
2030/31 | 78.75 | 25.25 | 6
2030/31 | 79.25 | 25.25 | 2
2030/31 | 79.75 | 25.25 | 3
2030/31 | 80.25 | 25.25 | 6
2030/31 | 80.75 | 25.25 | 2
2030/31 | 81.25 | 25.25 | 4
2030/31 | 81.75 | 25.25 | 4
2030/31 | 82.25 | 25.25 | 7
2030/31 | 82.75 | 25.25 | 7
2030/31 | 83.25 | 25.25 | 10
2030/31 | 83.75 | 25.25 | 10
2030/31 | 84.25 | 25.25 | 7
2030/31 | 84.75 | 25.25 | 13
2030/31 | 85.25 | 25.25 | 10
2030/31 | 85.75 | 25.25 | 7
2030/31 | 86.25 | 25.25 | 7
2030/31 | 86.75 | 25.25 | 5
2030/31 | 87.25 | 25.25 | 8
2030/31 | 87.75 | 25.25 | 6
2030/31 | 88.25 | 25.25 | 12
2030/31 | 88.75 | 25.25 | 8
2030/31 | 89.25 | 25.25 | 8
2030/31 | 89.75 | 25.25 | 6
2030/31 | 90.25 | 25.25 | 7
2030/31 | 90.75 | 25.25 | 4
2030/31 | 91.25 | 25.25 | 11
2030/31 | 91.75 | 25.25 | 5
2030/31 | 92.25 | 25.25 | 5
2030/31 | 92.75 | 25.25 | 5
2030/31 | 93.25 | 25.25 | 10
2030/31 | 93.75 | 25.25 | 6
2030/31 | 94.25 | 25.25 | 9
2030/31 | 94.75 | 25.25 | 10
2030/31 | 95.25 | 25.25 | 8
2030/31 | 95.75 | 25.25 | 9
2030/31 | 96.25 | 25.25 | 6
2030/31 | 96.75 | 25.25 | 12
2030/31 | 97.25 | 25.25 | 7
2030/31 | 97.75 | 25.25 | 10
2030/31 | 98.25 | 25.25 | 15
2030/31 | 98.75 | 25.25 | 9
2030/31 | 99.25 | 25.25 | 16
2030/31 | 99.75 | 25.25 | 13
2030/31 | 100.25 | 25.25 | 12
2030/31 | 100.75 | 25.25 | 7
2030/31 | 101.25 | 25.25 | 9
2030/31 | 101.75 | 25.25 | 13
2030/31 | 102.25 | 25.25 | 13
2030/31 | 102.75 | 25.25 | 10
2030/31 | 103.25 | 25.25 | 13
2030/31 | 103.75 | 25.25 | 12
2030/31 | 104.25 | 25.25 | 14
2030/31 | 104.75 | 25.25 | 8
2030/31 | 105.25 | 25.25 | 13
2030/31 | 105.75 | 25.25 | 19
2030/31 | 106.25 | 25.25 | 21
2030/31 | 106.75 | 25.25 | 21
2030/31 | 107.25 | 25.25 | 14
2030/31 | 107.75 | 25.25 | 18
2030/31 | 108.25 | 25.25 | 17
2030/31 | 108.75 | 25.25 | 18
2030/31 | 109.25 | 25.25 | 21
2030/31 | 109.75 | 25.25 | 21
2030/31 | 110.25 | 25.25 | 20
2030/31 | 110.75 | 25.25 | 23
2030/31 | 111.25 | 25.25 | 16
2030/31 | 111.75 | 25.25 | 19
2030/31 | 112.25 | 25.25 | 21
2030/31 | 112.75 | 25.25 | 15
2030/31 | 113.25 | 25.25 | 14
2030/31 | 113.75 | 25.25 | 20
2030/31 | 114.25 | 25.25 | 22
2030/31 | 114.75 | 25.25 | 15
2030/31 | 115.25 | 25.25 | 16
2030/31 | 115.75 | 25.25 | 19
2030/31 | 116.25 | 25.25 | 21
2030/31 | 116.75 | 25.25 | 16
2030/31 | 117.25 | 25.25 | 24
2030/31 | 117.75 | 25.25 | 19
2030/31 | 118.25 | 25.25 | 12
2030/31 | 118.75 | 25.25 | 19
2030/31 | 119.25 | 25.25 | 19
2030/31 | 119.75 | 25.25 | 18
2030/31 | 120.25 | 25.25 | 15
2030/31 | 120.75 | 25.25 | 21
2030/31 | 121.25 | 25.25 | 21
2030/31 | 121.75 | 25.25 | 19
2030/31 | 122.25 | 25.25 | 19
2030/31 | 122.75 | 25.25 | 19
2030/31 | 123.25 | 25.25 | 16
2030/31 | 123.75 | 25.25 | 20
2030/31 | 124.25 | 25.25 | 20
2030/31 | 124.75 | 25.25 | 23
2030/31 | 125.25 | 25.25 | 19
2030/31 | 125.75 | 25.25 | 15
2030/31 | 126.25 | 25.25 | 10
2030/31 | 126.75 | 25.25 | 17
2030/31 | 127.25 | 25.25 | 22
2030/31 | 127.75 | 25.25 | 19
2030/31 | 128.25 | 25.25 | 23
2030/31 | 128.75 | 25.25 | 17
2030/31 | 129.25 | 25.25 | 11
2030/31 | 129.75 | 25.25 | 16
2030/31 | 130.25 | 25.25 | 10
2030/31 | 130.75 | 25.25 | 14
2030/31 | 131.25 | 25.25 | 16
2030/31 | 131.75 | 25.25 | 13
2030/31 | 132.25 | 25.25 | 14
2030/31 | 132.75 | 25.25 | 14
2030/31 | 133.25 | 25.25 | 14
2030/31 | 133.75 | 25.25 | 13
2030/31 | 134.25 | 25.25 | 15
2030/31 | 134.75 | 25.25 | 13
2030/31 | 135.25 | 25.25 | 15
2030/31 | 135.75 | 25.25 | 17
2030/31 | 136.25 | 25.25 | 13
2030/31 | 136.75 | 25.25 | 21
2030/31 | 137.25 | 25.25 | 9
2030/31 | 137.75 | 25.25 | 11
2030/31 | 138.25 | 25.25 | 13
2030/31 | 138.75 | 25.25 | 11
2030/31 | 139.25 | 25.25 | 14
2030/31 | 139.75 | 25.25 | 12
2030/31 | 140.25 | 25.25 | 12
2030/31 | 140.75 | 25.25 | 9
2030/31 | 141.25 | 25.25 | 10
2030/31 | 141.75 | 25.25 | 12
2030/31 | 142.25 | 25.25 | 13
2030/31 | 142.75 | 25.25 | 6
2030/31 | 143.25 | 25.25 | 5
2030/31 | 143.75 | 25.25 | 8
2030/31 | 144.25 | 25.25 | 12
2030/31 | 144.75 | 25.25 | 8
2030/31 | 145.25 | 25.25 | 12
2030/31 | 145.75 | 25.25 | 9
2030/31 | 146.25 | 25.25 | 7
2030/31 | 146.75 | 25.25 | 12
2030/31 | 147.25 | 25.25 | 6
2030/31 | 147.75 | 25.25 | 9
2030/31 | 148.25 | 25.25 | 8
2030/31 | 148.75 | 25.25 | 2
2030/31 | 149.25 | 25.25 | 7
2030/31 | 149.75 | 25.25 | 7
2030/31 | 150.25 | 25.25 | 6
2030/31 | 150.75 | 25.25 | 8
2030/31 | 151.25 | 25.25 | 10
2030/31 | 151.75 | 25.25 | 5
2030/31 | 152.25 | 25.25 | 5
2030/31 | 152.75 | 25.25 | 4
2030/31 | 153.25 | 25.25 | 5
2030/31 | 153.75 | 25.25 | 5
2030/31 | 154.25 | 25.25 | 5
2030/31 | 154.75 | 25.25 | 3
2030/31 | 155.25 | 25.25 | 7
2030/31 | 155.75 | 25.25 | 2
2030/31 | 156.25 | 25.25 | 6
2030/31 | 156.75 | 25.25 | 1
2030/31 | 157.25 | 25.25 | 8
2030/31 | 157.75 | 25.25 | 4
2030/31 | 158.25 | 25.25 | 1
2030/31 | 158.75 | 25.25 | 1
2030/31 | 159.25 | 25.25 | 5
2030/31 | 159.75 | 25.25 | 2
2030/31 | 160.25 | 25.25 | 5
2030/31 | 160.75 | 25.25 | 5
2030/31 | 161.25 | 25.25 | 1
2030/31 | 161.75 | 25.25 | 3
2030/31 | 162.25 | 25.25 | 5
2030/31 | 162.75 | 25.25 | 2
2030/31 | 163.25 | 25.25 | 2
2030/31 | 163.75 | 25.25 | 2
2030/31 | 164.25 | 25.25 | 2
2030/31 | 164.75 | 25.25 | 3
2030/31 | 165.25 | 25.25 | 3
2030/31 | 165.75 | 25.25 | 1
2030/31 | 166.25 | 25.25 | 4
2030/31 | 166.75 | 25.25 | 2
2030/31 | 167.25 | 25.25 | 3
2030/31 | 167.75 | 25.25 | 3
2030/31 | 168.25 | 25.25 | 3
2030/31 | 168.75 | 25.25 | 2
2030/31 | 169.25 | 25.25 | 3
2030/31 | 170.25 | 25.25 | 4
2030/31 | 170.75 | 25.25 | 3
2030/31 | 171.25 | 25.25 | 3
2030/31 | 171.75 | 25.25 | 2
2030/31 | 172.25 | 25.25 | 3
2030/31 | 172.75 | 25.25 | 1
2030/31 | 173.25 | 25.25 | 1
2030/31 | 173.75 | 25.25 | 2
2030/31 | 174.25 | 25.25 | 3
2030/31 | 174.75 | 25.25 | 2
2030/31 | 175.25 | 25.25 | 1
2030/31 | 175.75 | 25.25 | 1
2030/31 | 176.25 | 25.25 | 1
2030/31 | 176.75 | 25.25 | 2
2030/31 | 177.25 | 25.25 | 3
2030/31 | 177.75 | 25.25 | 2
2030/31 | 178.25 | 25.25 | 2
2030/31 | 178.75 | 25.25 | 1
2030/31 | 179.75 | 25.25 | 2
2030/31 | 180.25 | 25.25 | 4
2030/31 | 180.75 | 25.25 | 1
2030/31 | 181.25 | 25.25 | 3
2030/31 | 181.75 | 25.25 | 2
2030/31 | 182.25 | 25.25 | 2
2030/31 | 182.75 | 25.25 | 3
2030/31 | 183.25 | 25.25 | 2
2030/31 | 183.75 | 25.25 | 1
2030/31 | 184.25 | 25.25 | 2
2030/31 | 185.25 | 25.25 | 1
2030/31 | 185.75 | 25.25 | 3
2030/31 | 186.75 | 25.25 | 2
2030/31 | 187.75 | 25.25 | 2
2030/31 | 188.75 | 25.25 | 1
2030/31 | 189.25 | 25.25 | 2
2030/31 | 189.75 | 25.25 | 2
2030/31 | 190.25 | 25.25 | 1
2030/31 | 190.75 | 25.25 | 1
2030/31 | 191.25 | 25.25 | 1
2030/31 | 191.75 | 25.25 | 1
2030/31 | 193.25 | 25.25 | 2
2030/31 | 194.75 | 25.25 | 1
2030/31 | 195.25 | 25.25 | 1
2030/31 | 195.75 | 25.25 | 1
2030/31 | 196.25 | 25.25 | 1
2030/31 | 197.25 | 25.25 | 1
2030/31 | 197.75 | 25.25 | 1
2030/31 | 198.25 | 25.25 | 1
2030/31 | 198.75 | 25.25 | 1
2030/31 | 200.25 | 25.25 | 1
2030/31 | 200.75 | 25.25 | 1
2030/31 | 201.75 | 25.25 | 1
2030/31 | 202.75 | 25.25 | 1
2030/31 | 204.25 | 25.25 | 1
2030/31 | 207.25 | 25.25 | 2
2030/31 | 211.75 | 25.25 | 1
2030/31 | 219.25 | 25.25 | 1
2030/31 | 220.75 | 25.25 | 1
2030/31 | 55.75 | 25.75 | 1
2030/31 | 56.75 | 25.75 | 1
2030/31 | 60.75 | 25.75 | 1
2030/31 | 62.25 | 25.75 | 1
2030/31 | 65.25 | 25.75 | 1
2030/31 | 65.75 | 25.75 | 1
2030/31 | 66.25 | 25.75 | 5
2030/31 | 67.25 | 25.75 | 1
2030/31 | 67.75 | 25.75 | 1
2030/31 | 68.25 | 25.75 | 3
2030/31 | 68.75 | 25.75 | 4
2030/31 | 69.25 | 25.75 | 2
2030/31 | 69.75 | 25.75 | 3
2030/31 | 70.25 | 25.75 | 1
2030/31 | 70.75 | 25.75 | 3
2030/31 | 71.25 | 25.75 | 1
2030/31 | 71.75 | 25.75 | 2
2030/31 | 72.25 | 25.75 | 8
2030/31 | 72.75 | 25.75 | 2
2030/31 | 73.25 | 25.75 | 7
2030/31 | 73.75 | 25.75 | 6
2030/31 | 74.25 | 25.75 | 5
2030/31 | 74.75 | 25.75 | 2
2030/31 | 75.25 | 25.75 | 2
2030/31 | 75.75 | 25.75 | 5
2030/31 | 76.25 | 25.75 | 2
2030/31 | 76.75 | 25.75 | 4
2030/31 | 77.25 | 25.75 | 4
2030/31 | 77.75 | 25.75 | 6
2030/31 | 78.25 | 25.75 | 9
2030/31 | 78.75 | 25.75 | 7
2030/31 | 79.25 | 25.75 | 3
2030/31 | 79.75 | 25.75 | 2
2030/31 | 80.25 | 25.75 | 5
2030/31 | 80.75 | 25.75 | 10
2030/31 | 81.25 | 25.75 | 5
2030/31 | 81.75 | 25.75 | 8
2030/31 | 82.25 | 25.75 | 2
2030/31 | 82.75 | 25.75 | 5
2030/31 | 83.25 | 25.75 | 7
2030/31 | 83.75 | 25.75 | 6
2030/31 | 84.25 | 25.75 | 5
2030/31 | 84.75 | 25.75 | 8
2030/31 | 85.25 | 25.75 | 5
2030/31 | 85.75 | 25.75 | 9
2030/31 | 86.25 | 25.75 | 7
2030/31 | 86.75 | 25.75 | 11
2030/31 | 87.25 | 25.75 | 5
2030/31 | 87.75 | 25.75 | 6
2030/31 | 88.25 | 25.75 | 3
2030/31 | 88.75 | 25.75 | 6
2030/31 | 89.25 | 25.75 | 6
2030/31 | 89.75 | 25.75 | 5
2030/31 | 90.25 | 25.75 | 3
2030/31 | 90.75 | 25.75 | 5
2030/31 | 91.25 | 25.75 | 8
2030/31 | 91.75 | 25.75 | 4
2030/31 | 92.25 | 25.75 | 9
2030/31 | 92.75 | 25.75 | 6
2030/31 | 93.25 | 25.75 | 7
2030/31 | 93.75 | 25.75 | 10
2030/31 | 94.25 | 25.75 | 9
2030/31 | 94.75 | 25.75 | 5
2030/31 | 95.25 | 25.75 | 14
2030/31 | 95.75 | 25.75 | 11
2030/31 | 96.25 | 25.75 | 9
2030/31 | 96.75 | 25.75 | 7
2030/31 | 97.25 | 25.75 | 12
2030/31 | 97.75 | 25.75 | 12
2030/31 | 98.25 | 25.75 | 8
2030/31 | 98.75 | 25.75 | 9
2030/31 | 99.25 | 25.75 | 6
2030/31 | 99.75 | 25.75 | 10
2030/31 | 100.25 | 25.75 | 13
2030/31 | 100.75 | 25.75 | 13
2030/31 | 101.25 | 25.75 | 9
2030/31 | 101.75 | 25.75 | 8
2030/31 | 102.25 | 25.75 | 13
2030/31 | 102.75 | 25.75 | 12
2030/31 | 103.25 | 25.75 | 9
2030/31 | 103.75 | 25.75 | 14
2030/31 | 104.25 | 25.75 | 15
2030/31 | 104.75 | 25.75 | 10
2030/31 | 105.25 | 25.75 | 18
2030/31 | 105.75 | 25.75 | 20
2030/31 | 106.25 | 25.75 | 11
2030/31 | 106.75 | 25.75 | 13
2030/31 | 107.25 | 25.75 | 23
2030/31 | 107.75 | 25.75 | 17
2030/31 | 108.25 | 25.75 | 27
2030/31 | 108.75 | 25.75 | 14
2030/31 | 109.25 | 25.75 | 16
2030/31 | 109.75 | 25.75 | 24
2030/31 | 110.25 | 25.75 | 28
2030/31 | 110.75 | 25.75 | 18
2030/31 | 111.25 | 25.75 | 21
2030/31 | 111.75 | 25.75 | 21
2030/31 | 112.25 | 25.75 | 29
2030/31 | 112.75 | 25.75 | 13
2030/31 | 113.25 | 25.75 | 15
2030/31 | 113.75 | 25.75 | 23
2030/31 | 114.25 | 25.75 | 16
2030/31 | 114.75 | 25.75 | 28
2030/31 | 115.25 | 25.75 | 19
2030/31 | 115.75 | 25.75 | 29
2030/31 | 116.25 | 25.75 | 14
2030/31 | 116.75 | 25.75 | 26
2030/31 | 117.25 | 25.75 | 26
2030/31 | 117.75 | 25.75 | 23
2030/31 | 118.25 | 25.75 | 17
2030/31 | 118.75 | 25.75 | 25
2030/31 | 119.25 | 25.75 | 16
2030/31 | 119.75 | 25.75 | 22
2030/31 | 120.25 | 25.75 | 30
2030/31 | 120.75 | 25.75 | 25
2030/31 | 121.25 | 25.75 | 22
2030/31 | 121.75 | 25.75 | 20
2030/31 | 122.25 | 25.75 | 26
2030/31 | 122.75 | 25.75 | 20
2030/31 | 123.25 | 25.75 | 26
2030/31 | 123.75 | 25.75 | 23
2030/31 | 124.25 | 25.75 | 19
2030/31 | 124.75 | 25.75 | 24
2030/31 | 125.25 | 25.75 | 29
2030/31 | 125.75 | 25.75 | 12
2030/31 | 126.25 | 25.75 | 20
2030/31 | 126.75 | 25.75 | 21
2030/31 | 127.25 | 25.75 | 23
2030/31 | 127.75 | 25.75 | 19
2030/31 | 128.25 | 25.75 | 11
2030/31 | 128.75 | 25.75 | 21
2030/31 | 129.25 | 25.75 | 21
2030/31 | 129.75 | 25.75 | 20
2030/31 | 130.25 | 25.75 | 19
2030/31 | 130.75 | 25.75 | 26
2030/31 | 131.25 | 25.75 | 22
2030/31 | 131.75 | 25.75 | 19
2030/31 | 132.25 | 25.75 | 17
2030/31 | 132.75 | 25.75 | 20
2030/31 | 133.25 | 25.75 | 15
2030/31 | 133.75 | 25.75 | 12
2030/31 | 134.25 | 25.75 | 20
2030/31 | 134.75 | 25.75 | 18
2030/31 | 135.25 | 25.75 | 17
2030/31 | 135.75 | 25.75 | 15
2030/31 | 136.25 | 25.75 | 12
2030/31 | 136.75 | 25.75 | 15
2030/31 | 137.25 | 25.75 | 16
2030/31 | 137.75 | 25.75 | 10
2030/31 | 138.25 | 25.75 | 18
2030/31 | 138.75 | 25.75 | 10
2030/31 | 139.25 | 25.75 | 12
2030/31 | 139.75 | 25.75 | 15
2030/31 | 140.25 | 25.75 | 10
2030/31 | 140.75 | 25.75 | 10
2030/31 | 141.25 | 25.75 | 12
2030/31 | 141.75 | 25.75 | 9
2030/31 | 142.25 | 25.75 | 5
2030/31 | 142.75 | 25.75 | 8
2030/31 | 143.25 | 25.75 | 11
2030/31 | 143.75 | 25.75 | 9
2030/31 | 144.25 | 25.75 | 12
2030/31 | 144.75 | 25.75 | 6
2030/31 | 145.25 | 25.75 | 13
2030/31 | 145.75 | 25.75 | 5
2030/31 | 146.25 | 25.75 | 9
2030/31 | 146.75 | 25.75 | 10
2030/31 | 147.25 | 25.75 | 11
2030/31 | 147.75 | 25.75 | 7
2030/31 | 148.25 | 25.75 | 7
2030/31 | 148.75 | 25.75 | 6
2030/31 | 149.25 | 25.75 | 7
2030/31 | 149.75 | 25.75 | 10
2030/31 | 150.25 | 25.75 | 13
2030/31 | 150.75 | 25.75 | 7
2030/31 | 151.25 | 25.75 | 9
2030/31 | 151.75 | 25.75 | 5
2030/31 | 152.25 | 25.75 | 6
2030/31 | 152.75 | 25.75 | 10
2030/31 | 153.25 | 25.75 | 7
2030/31 | 153.75 | 25.75 | 8
2030/31 | 154.25 | 25.75 | 5
2030/31 | 154.75 | 25.75 | 6
2030/31 | 155.25 | 25.75 | 8
2030/31 | 155.75 | 25.75 | 5
2030/31 | 156.25 | 25.75 | 5
2030/31 | 156.75 | 25.75 | 4
2030/31 | 157.25 | 25.75 | 9
2030/31 | 157.75 | 25.75 | 6
2030/31 | 158.25 | 25.75 | 3
2030/31 | 158.75 | 25.75 | 6
2030/31 | 159.25 | 25.75 | 5
2030/31 | 159.75 | 25.75 | 4
2030/31 | 160.75 | 25.75 | 2
2030/31 | 161.25 | 25.75 | 2
2030/31 | 161.75 | 25.75 | 3
2030/31 | 162.25 | 25.75 | 2
2030/31 | 162.75 | 25.75 | 3
2030/31 | 163.25 | 25.75 | 3
2030/31 | 163.75 | 25.75 | 5
2030/31 | 164.25 | 25.75 | 6
2030/31 | 164.75 | 25.75 | 4
2030/31 | 165.25 | 25.75 | 5
2030/31 | 165.75 | 25.75 | 4
2030/31 | 166.25 | 25.75 | 4
2030/31 | 166.75 | 25.75 | 2
2030/31 | 167.75 | 25.75 | 4
2030/31 | 168.25 | 25.75 | 4
2030/31 | 168.75 | 25.75 | 3
2030/31 | 169.25 | 25.75 | 3
2030/31 | 169.75 | 25.75 | 4
2030/31 | 170.25 | 25.75 | 4
2030/31 | 170.75 | 25.75 | 3
2030/31 | 171.25 | 25.75 | 1
2030/31 | 171.75 | 25.75 | 4
2030/31 | 172.25 | 25.75 | 3
2030/31 | 172.75 | 25.75 | 3
2030/31 | 173.25 | 25.75 | 9
2030/31 | 173.75 | 25.75 | 2
2030/31 | 174.25 | 25.75 | 1
2030/31 | 174.75 | 25.75 | 2
2030/31 | 175.25 | 25.75 | 1
2030/31 | 175.75 | 25.75 | 1
2030/31 | 176.25 | 25.75 | 2
2030/31 | 176.75 | 25.75 | 5
2030/31 | 177.25 | 25.75 | 2
2030/31 | 177.75 | 25.75 | 2
2030/31 | 178.75 | 25.75 | 2
2030/31 | 179.75 | 25.75 | 3
2030/31 | 181.25 | 25.75 | 3
2030/31 | 181.75 | 25.75 | 1
2030/31 | 182.25 | 25.75 | 2
2030/31 | 182.75 | 25.75 | 1
2030/31 | 183.25 | 25.75 | 2
2030/31 | 184.25 | 25.75 | 2
2030/31 | 184.75 | 25.75 | 2
2030/31 | 185.25 | 25.75 | 2
2030/31 | 186.25 | 25.75 | 2
2030/31 | 187.25 | 25.75 | 2
2030/31 | 188.25 | 25.75 | 1
2030/31 | 189.75 | 25.75 | 1
2030/31 | 190.25 | 25.75 | 2
2030/31 | 192.25 | 25.75 | 1
2030/31 | 193.75 | 25.75 | 1
2030/31 | 194.75 | 25.75 | 1
2030/31 | 195.25 | 25.75 | 1
2030/31 | 196.25 | 25.75 | 1
2030/31 | 196.75 | 25.75 | 1
2030/31 | 198.25 | 25.75 | 1
2030/31 | 199.25 | 25.75 | 1
2030/31 | 199.75 | 25.75 | 2
2030/31 | 200.75 | 25.75 | 2
2030/31 | 201.25 | 25.75 | 2
2030/31 | 202.25 | 25.75 | 1
2030/31 | 203.25 | 25.75 | 1
2030/31 | 204.25 | 25.75 | 1
2030/31 | 205.25 | 25.75 | 1
2030/31 | 205.75 | 25.75 | 1
2030/31 | 207.25 | 25.75 | 1
2030/31 | 207.75 | 25.75 | 1
2030/31 | 210.25 | 25.75 | 1
2030/31 | 216.75 | 25.75 | 1
2030/31 | 217.75 | 25.75 | 1
2030/31 | 218.25 | 25.75 | 1
2030/31 | 227.25 | 25.75 | 1
2030/31 | 230.25 | 25.75 | 1
2030/31 | 248.75 | 25.75 | 1
2030/31 | 59.75 | 26.25 | 2
2030/31 | 60.75 | 26.25 | 1
2030/31 | 61.75 | 26.25 | 1
2030/31 | 62.75 | 26.25 | 1
2030/31 | 63.75 | 26.25 | 1
2030/31 | 64.25 | 26.25 | 2
2030/31 | 64.75 | 26.25 | 1
2030/31 | 65.25 | 26.25 | 3
2030/31 | 65.75 | 26.25 | 1
2030/31 | 66.25 | 26.25 | 5
2030/31 | 66.75 | 26.25 | 2
2030/31 | 67.25 | 26.25 | 3
2030/31 | 68.25 | 26.25 | 1
2030/31 | 68.75 | 26.25 | 3
2030/31 | 69.25 | 26.25 | 4
2030/31 | 69.75 | 26.25 | 6
2030/31 | 70.25 | 26.25 | 4
2030/31 | 70.75 | 26.25 | 3
2030/31 | 71.25 | 26.25 | 5
2030/31 | 71.75 | 26.25 | 3
2030/31 | 72.25 | 26.25 | 5
2030/31 | 72.75 | 26.25 | 6
2030/31 | 73.25 | 26.25 | 3
2030/31 | 73.75 | 26.25 | 4
2030/31 | 74.25 | 26.25 | 4
2030/31 | 74.75 | 26.25 | 7
2030/31 | 75.25 | 26.25 | 7
2030/31 | 75.75 | 26.25 | 6
2030/31 | 76.25 | 26.25 | 6
2030/31 | 76.75 | 26.25 | 2
2030/31 | 77.25 | 26.25 | 4
2030/31 | 77.75 | 26.25 | 9
2030/31 | 78.25 | 26.25 | 6
2030/31 | 78.75 | 26.25 | 5
2030/31 | 79.25 | 26.25 | 7
2030/31 | 79.75 | 26.25 | 5
2030/31 | 80.25 | 26.25 | 5
2030/31 | 80.75 | 26.25 | 5
2030/31 | 81.25 | 26.25 | 4
2030/31 | 81.75 | 26.25 | 5
2030/31 | 82.25 | 26.25 | 9
2030/31 | 82.75 | 26.25 | 5
2030/31 | 83.25 | 26.25 | 9
2030/31 | 83.75 | 26.25 | 5
2030/31 | 84.25 | 26.25 | 4
2030/31 | 84.75 | 26.25 | 3
2030/31 | 85.25 | 26.25 | 1
2030/31 | 85.75 | 26.25 | 3
2030/31 | 86.25 | 26.25 | 9
2030/31 | 86.75 | 26.25 | 3
2030/31 | 87.25 | 26.25 | 10
2030/31 | 87.75 | 26.25 | 6
2030/31 | 88.25 | 26.25 | 14
2030/31 | 88.75 | 26.25 | 14
2030/31 | 89.25 | 26.25 | 7
2030/31 | 89.75 | 26.25 | 8
2030/31 | 90.25 | 26.25 | 6
2030/31 | 90.75 | 26.25 | 8
2030/31 | 91.25 | 26.25 | 11
2030/31 | 91.75 | 26.25 | 11
2030/31 | 92.25 | 26.25 | 9
2030/31 | 92.75 | 26.25 | 17
2030/31 | 93.25 | 26.25 | 9
2030/31 | 93.75 | 26.25 | 10
2030/31 | 94.25 | 26.25 | 14
2030/31 | 94.75 | 26.25 | 13
2030/31 | 95.25 | 26.25 | 7
2030/31 | 95.75 | 26.25 | 11
2030/31 | 96.25 | 26.25 | 16
2030/31 | 96.75 | 26.25 | 18
2030/31 | 97.25 | 26.25 | 12
2030/31 | 97.75 | 26.25 | 5
2030/31 | 98.25 | 26.25 | 7
2030/31 | 98.75 | 26.25 | 16
2030/31 | 99.25 | 26.25 | 12
2030/31 | 99.75 | 26.25 | 13
2030/31 | 100.25 | 26.25 | 12
2030/31 | 100.75 | 26.25 | 14
2030/31 | 101.25 | 26.25 | 17
2030/31 | 101.75 | 26.25 | 13
2030/31 | 102.25 | 26.25 | 20
2030/31 | 102.75 | 26.25 | 17
2030/31 | 103.25 | 26.25 | 18
2030/31 | 103.75 | 26.25 | 10
2030/31 | 104.25 | 26.25 | 15
2030/31 | 104.75 | 26.25 | 19
2030/31 | 105.25 | 26.25 | 14
2030/31 | 105.75 | 26.25 | 14
2030/31 | 106.25 | 26.25 | 20
2030/31 | 106.75 | 26.25 | 18
2030/31 | 107.25 | 26.25 | 16
2030/31 | 107.75 | 26.25 | 21
2030/31 | 108.25 | 26.25 | 19
2030/31 | 108.75 | 26.25 | 19
2030/31 | 109.25 | 26.25 | 15
2030/31 | 109.75 | 26.25 | 17
2030/31 | 110.25 | 26.25 | 18
2030/31 | 110.75 | 26.25 | 15
2030/31 | 111.25 | 26.25 | 29
2030/31 | 111.75 | 26.25 | 20
2030/31 | 112.25 | 26.25 | 21
2030/31 | 112.75 | 26.25 | 29
2030/31 | 113.25 | 26.25 | 24
2030/31 | 113.75 | 26.25 | 17
2030/31 | 114.25 | 26.25 | 25
2030/31 | 114.75 | 26.25 | 32
2030/31 | 115.25 | 26.25 | 19
2030/31 | 115.75 | 26.25 | 28
2030/31 | 116.25 | 26.25 | 17
2030/31 | 116.75 | 26.25 | 19
2030/31 | 117.25 | 26.25 | 17
2030/31 | 117.75 | 26.25 | 25
2030/31 | 118.25 | 26.25 | 24
2030/31 | 118.75 | 26.25 | 29
2030/31 | 119.25 | 26.25 | 24
2030/31 | 119.75 | 26.25 | 32
2030/31 | 120.25 | 26.25 | 23
2030/31 | 120.75 | 26.25 | 15
2030/31 | 121.25 | 26.25 | 22
2030/31 | 121.75 | 26.25 | 22
2030/31 | 122.25 | 26.25 | 24
2030/31 | 122.75 | 26.25 | 27
2030/31 | 123.25 | 26.25 | 25
2030/31 | 123.75 | 26.25 | 21
2030/31 | 124.25 | 26.25 | 18
2030/31 | 124.75 | 26.25 | 23
2030/31 | 125.25 | 26.25 | 28
2030/31 | 125.75 | 26.25 | 20
2030/31 | 126.25 | 26.25 | 20
2030/31 | 126.75 | 26.25 | 18
2030/31 | 127.25 | 26.25 | 21
2030/31 | 127.75 | 26.25 | 19
2030/31 | 128.25 | 26.25 | 28
2030/31 | 128.75 | 26.25 | 27
2030/31 | 129.25 | 26.25 | 31
2030/31 | 129.75 | 26.25 | 15
2030/31 | 130.25 | 26.25 | 20
2030/31 | 130.75 | 26.25 | 16
2030/31 | 131.25 | 26.25 | 17
2030/31 | 131.75 | 26.25 | 15
2030/31 | 132.25 | 26.25 | 17
2030/31 | 132.75 | 26.25 | 15
2030/31 | 133.25 | 26.25 | 17
2030/31 | 133.75 | 26.25 | 20
2030/31 | 134.25 | 26.25 | 16
2030/31 | 134.75 | 26.25 | 23
2030/31 | 135.25 | 26.25 | 18
2030/31 | 135.75 | 26.25 | 10
2030/31 | 136.25 | 26.25 | 16
2030/31 | 136.75 | 26.25 | 17
2030/31 | 137.25 | 26.25 | 17
2030/31 | 137.75 | 26.25 | 12
2030/31 | 138.25 | 26.25 | 15
2030/31 | 138.75 | 26.25 | 17
2030/31 | 139.25 | 26.25 | 17
2030/31 | 139.75 | 26.25 | 11
2030/31 | 140.25 | 26.25 | 17
2030/31 | 140.75 | 26.25 | 17
2030/31 | 141.25 | 26.25 | 16
2030/31 | 141.75 | 26.25 | 12
2030/31 | 142.25 | 26.25 | 10
2030/31 | 142.75 | 26.25 | 11
2030/31 | 143.25 | 26.25 | 15
2030/31 | 143.75 | 26.25 | 9
2030/31 | 144.25 | 26.25 | 15
2030/31 | 144.75 | 26.25 | 10
2030/31 | 145.25 | 26.25 | 7
2030/31 | 145.75 | 26.25 | 6
2030/31 | 146.25 | 26.25 | 10
2030/31 | 146.75 | 26.25 | 8
2030/31 | 147.25 | 26.25 | 8
2030/31 | 147.75 | 26.25 | 8
2030/31 | 148.25 | 26.25 | 11
2030/31 | 148.75 | 26.25 | 8
2030/31 | 149.25 | 26.25 | 12
2030/31 | 149.75 | 26.25 | 5
2030/31 | 150.25 | 26.25 | 9
2030/31 | 150.75 | 26.25 | 8
2030/31 | 151.25 | 26.25 | 8
2030/31 | 151.75 | 26.25 | 7
2030/31 | 152.25 | 26.25 | 6
2030/31 | 152.75 | 26.25 | 4
2030/31 | 153.25 | 26.25 | 5
2030/31 | 153.75 | 26.25 | 3
2030/31 | 154.25 | 26.25 | 10
2030/31 | 154.75 | 26.25 | 8
2030/31 | 155.25 | 26.25 | 3
2030/31 | 155.75 | 26.25 | 8
2030/31 | 156.25 | 26.25 | 9
2030/31 | 156.75 | 26.25 | 1
2030/31 | 157.25 | 26.25 | 3
2030/31 | 157.75 | 26.25 | 8
2030/31 | 158.25 | 26.25 | 9
2030/31 | 158.75 | 26.25 | 6
2030/31 | 159.25 | 26.25 | 4
2030/31 | 159.75 | 26.25 | 2
2030/31 | 160.25 | 26.25 | 6
2030/31 | 160.75 | 26.25 | 4
2030/31 | 161.25 | 26.25 | 5
2030/31 | 161.75 | 26.25 | 1
2030/31 | 162.25 | 26.25 | 7
2030/31 | 162.75 | 26.25 | 4
2030/31 | 163.25 | 26.25 | 4
2030/31 | 163.75 | 26.25 | 4
2030/31 | 164.25 | 26.25 | 3
2030/31 | 164.75 | 26.25 | 4
2030/31 | 165.25 | 26.25 | 3
2030/31 | 165.75 | 26.25 | 3
2030/31 | 166.25 | 26.25 | 4
2030/31 | 166.75 | 26.25 | 3
2030/31 | 167.25 | 26.25 | 5
2030/31 | 167.75 | 26.25 | 2
2030/31 | 168.25 | 26.25 | 2
2030/31 | 168.75 | 26.25 | 4
2030/31 | 169.25 | 26.25 | 3
2030/31 | 169.75 | 26.25 | 6
2030/31 | 170.25 | 26.25 | 6
2030/31 | 170.75 | 26.25 | 4
2030/31 | 171.25 | 26.25 | 3
2030/31 | 171.75 | 26.25 | 2
2030/31 | 172.25 | 26.25 | 3
2030/31 | 172.75 | 26.25 | 2
2030/31 | 173.25 | 26.25 | 1
2030/31 | 173.75 | 26.25 | 6
2030/31 | 174.75 | 26.25 | 1
2030/31 | 175.25 | 26.25 | 1
2030/31 | 175.75 | 26.25 | 5
2030/31 | 176.25 | 26.25 | 1
2030/31 | 177.25 | 26.25 | 2
2030/31 | 177.75 | 26.25 | 1
2030/31 | 178.25 | 26.25 | 1
2030/31 | 178.75 | 26.25 | 2
2030/31 | 179.75 | 26.25 | 3
2030/31 | 180.25 | 26.25 | 2
2030/31 | 181.25 | 26.25 | 1
2030/31 | 181.75 | 26.25 | 7
2030/31 | 182.75 | 26.25 | 1
2030/31 | 183.25 | 26.25 | 1
2030/31 | 183.75 | 26.25 | 3
2030/31 | 185.25 | 26.25 | 1
2030/31 | 185.75 | 26.25 | 1
2030/31 | 186.75 | 26.25 | 3
2030/31 | 187.25 | 26.25 | 1
2030/31 | 188.25 | 26.25 | 1
2030/31 | 189.25 | 26.25 | 1
2030/31 | 190.25 | 26.25 | 1
2030/31 | 190.75 | 26.25 | 1
2030/31 | 191.25 | 26.25 | 1
2030/31 | 191.75 | 26.25 | 2
2030/31 | 192.25 | 26.25 | 1
2030/31 | 192.75 | 26.25 | 1
2030/31 | 193.25 | 26.25 | 1
2030/31 | 193.75 | 26.25 | 1
2030/31 | 194.25 | 26.25 | 1
2030/31 | 194.75 | 26.25 | 1
2030/31 | 196.25 | 26.25 | 1
2030/31 | 196.75 | 26.25 | 2
2030/31 | 197.25 | 26.25 | 1
2030/31 | 197.75 | 26.25 | 3
2030/31 | 198.25 | 26.25 | 1
2030/31 | 198.75 | 26.25 | 3
2030/31 | 199.25 | 26.25 | 1
2030/31 | 201.25 | 26.25 | 1
2030/31 | 202.25 | 26.25 | 1
2030/31 | 202.75 | 26.25 | 1
2030/31 | 203.25 | 26.25 | 1
2030/31 | 208.75 | 26.25 | 2
2030/31 | 209.25 | 26.25 | 1
2030/31 | 210.75 | 26.25 | 1
2030/31 | 211.75 | 26.25 | 2
2030/31 | 214.25 | 26.25 | 1
2030/31 | 218.75 | 26.25 | 1
2030/31 | 224.75 | 26.25 | 1
2030/31 | 239.25 | 26.25 | 1
2030/31 | 55.25 | 26.75 | 1
2030/31 | 59.75 | 26.75 | 1
2030/31 | 60.75 | 26.75 | 1
2030/31 | 61.25 | 26.75 | 1
2030/31 | 61.75 | 26.75 | 1
2030/31 | 62.75 | 26.75 | 1
2030/31 | 63.25 | 26.75 | 1
2030/31 | 63.75 | 26.75 | 1
2030/31 | 64.25 | 26.75 | 1
2030/31 | 66.25 | 26.75 | 4
2030/31 | 66.75 | 26.75 | 2
2030/31 | 67.25 | 26.75 | 1
2030/31 | 67.75 | 26.75 | 2
2030/31 | 68.25 | 26.75 | 1
2030/31 | 68.75 | 26.75 | 4
2030/31 | 69.25 | 26.75 | 3
2030/31 | 69.75 | 26.75 | 6
2030/31 | 70.25 | 26.75 | 3
2030/31 | 70.75 | 26.75 | 4
2030/31 | 71.25 | 26.75 | 7
2030/31 | 71.75 | 26.75 | 3
2030/31 | 72.25 | 26.75 | 2
2030/31 | 72.75 | 26.75 | 3
2030/31 | 73.25 | 26.75 | 4
2030/31 | 73.75 | 26.75 | 3
2030/31 | 74.25 | 26.75 | 1
2030/31 | 74.75 | 26.75 | 6
2030/31 | 75.25 | 26.75 | 6
2030/31 | 75.75 | 26.75 | 2
2030/31 | 76.25 | 26.75 | 5
2030/31 | 76.75 | 26.75 | 13
2030/31 | 77.25 | 26.75 | 5
2030/31 | 77.75 | 26.75 | 4
2030/31 | 78.25 | 26.75 | 7
2030/31 | 78.75 | 26.75 | 8
2030/31 | 79.25 | 26.75 | 9
2030/31 | 79.75 | 26.75 | 6
2030/31 | 80.25 | 26.75 | 1
2030/31 | 80.75 | 26.75 | 6
2030/31 | 81.25 | 26.75 | 7
2030/31 | 81.75 | 26.75 | 4
2030/31 | 82.25 | 26.75 | 6
2030/31 | 82.75 | 26.75 | 10
2030/31 | 83.25 | 26.75 | 10
2030/31 | 83.75 | 26.75 | 5
2030/31 | 84.25 | 26.75 | 8
2030/31 | 84.75 | 26.75 | 6
2030/31 | 85.25 | 26.75 | 9
2030/31 | 85.75 | 26.75 | 7
2030/31 | 86.25 | 26.75 | 8
2030/31 | 86.75 | 26.75 | 6
2030/31 | 87.25 | 26.75 | 7
2030/31 | 87.75 | 26.75 | 12
2030/31 | 88.25 | 26.75 | 9
2030/31 | 88.75 | 26.75 | 7
2030/31 | 89.25 | 26.75 | 8
2030/31 | 89.75 | 26.75 | 7
2030/31 | 90.25 | 26.75 | 8
2030/31 | 90.75 | 26.75 | 10
2030/31 | 91.25 | 26.75 | 18
2030/31 | 91.75 | 26.75 | 10
2030/31 | 92.25 | 26.75 | 10
2030/31 | 92.75 | 26.75 | 9
2030/31 | 93.25 | 26.75 | 8
2030/31 | 93.75 | 26.75 | 13
2030/31 | 94.25 | 26.75 | 14
2030/31 | 94.75 | 26.75 | 11
2030/31 | 95.25 | 26.75 | 9
2030/31 | 95.75 | 26.75 | 8
2030/31 | 96.25 | 26.75 | 6
2030/31 | 96.75 | 26.75 | 10
2030/31 | 97.25 | 26.75 | 10
2030/31 | 97.75 | 26.75 | 11
2030/31 | 98.25 | 26.75 | 7
2030/31 | 98.75 | 26.75 | 16
2030/31 | 99.25 | 26.75 | 9
2030/31 | 99.75 | 26.75 | 9
2030/31 | 100.25 | 26.75 | 13
2030/31 | 100.75 | 26.75 | 17
2030/31 | 101.25 | 26.75 | 12
2030/31 | 101.75 | 26.75 | 15
2030/31 | 102.25 | 26.75 | 7
2030/31 | 102.75 | 26.75 | 11
2030/31 | 103.25 | 26.75 | 14
2030/31 | 103.75 | 26.75 | 16
2030/31 | 104.25 | 26.75 | 18
2030/31 | 104.75 | 26.75 | 16
2030/31 | 105.25 | 26.75 | 20
2030/31 | 105.75 | 26.75 | 24
2030/31 | 106.25 | 26.75 | 15
2030/31 | 106.75 | 26.75 | 17
2030/31 | 107.25 | 26.75 | 21
2030/31 | 107.75 | 26.75 | 16
2030/31 | 108.25 | 26.75 | 25
2030/31 | 108.75 | 26.75 | 20
2030/31 | 109.25 | 26.75 | 15
2030/31 | 109.75 | 26.75 | 27
2030/31 | 110.25 | 26.75 | 27
2030/31 | 110.75 | 26.75 | 23
2030/31 | 111.25 | 26.75 | 26
2030/31 | 111.75 | 26.75 | 24
2030/31 | 112.25 | 26.75 | 22
2030/31 | 112.75 | 26.75 | 29
2030/31 | 113.25 | 26.75 | 31
2030/31 | 113.75 | 26.75 | 31
2030/31 | 114.25 | 26.75 | 23
2030/31 | 114.75 | 26.75 | 20
2030/31 | 115.25 | 26.75 | 27
2030/31 | 115.75 | 26.75 | 28
2030/31 | 116.25 | 26.75 | 30
2030/31 | 116.75 | 26.75 | 30
2030/31 | 117.25 | 26.75 | 30
2030/31 | 117.75 | 26.75 | 20
2030/31 | 118.25 | 26.75 | 25
2030/31 | 118.75 | 26.75 | 32
2030/31 | 119.25 | 26.75 | 26
2030/31 | 119.75 | 26.75 | 20
2030/31 | 120.25 | 26.75 | 38
2030/31 | 120.75 | 26.75 | 23
2030/31 | 121.25 | 26.75 | 16
2030/31 | 121.75 | 26.75 | 33
2030/31 | 122.25 | 26.75 | 37
2030/31 | 122.75 | 26.75 | 25
2030/31 | 123.25 | 26.75 | 24
2030/31 | 123.75 | 26.75 | 27
2030/31 | 124.25 | 26.75 | 26
2030/31 | 124.75 | 26.75 | 26
2030/31 | 125.25 | 26.75 | 34
2030/31 | 125.75 | 26.75 | 24
2030/31 | 126.25 | 26.75 | 27
2030/31 | 126.75 | 26.75 | 27
2030/31 | 127.25 | 26.75 | 24
2030/31 | 127.75 | 26.75 | 19
2030/31 | 128.25 | 26.75 | 25
2030/31 | 128.75 | 26.75 | 29
2030/31 | 129.25 | 26.75 | 26
2030/31 | 129.75 | 26.75 | 24
2030/31 | 130.25 | 26.75 | 25
2030/31 | 130.75 | 26.75 | 17
2030/31 | 131.25 | 26.75 | 27
2030/31 | 131.75 | 26.75 | 21
2030/31 | 132.25 | 26.75 | 14
2030/31 | 132.75 | 26.75 | 19
2030/31 | 133.25 | 26.75 | 21
2030/31 | 133.75 | 26.75 | 28
2030/31 | 134.25 | 26.75 | 18
2030/31 | 134.75 | 26.75 | 15
2030/31 | 135.25 | 26.75 | 24
2030/31 | 135.75 | 26.75 | 19
2030/31 | 136.25 | 26.75 | 19
2030/31 | 136.75 | 26.75 | 15
2030/31 | 137.25 | 26.75 | 17
2030/31 | 137.75 | 26.75 | 24
2030/31 | 138.25 | 26.75 | 18
2030/31 | 138.75 | 26.75 | 13
2030/31 | 139.25 | 26.75 | 12
2030/31 | 139.75 | 26.75 | 19
2030/31 | 140.25 | 26.75 | 12
2030/31 | 140.75 | 26.75 | 12
2030/31 | 141.25 | 26.75 | 12
2030/31 | 141.75 | 26.75 | 8
2030/31 | 142.25 | 26.75 | 13
2030/31 | 142.75 | 26.75 | 8
2030/31 | 143.25 | 26.75 | 14
2030/31 | 143.75 | 26.75 | 18
2030/31 | 144.25 | 26.75 | 8
2030/31 | 144.75 | 26.75 | 18
2030/31 | 145.25 | 26.75 | 15
2030/31 | 145.75 | 26.75 | 18
2030/31 | 146.25 | 26.75 | 9
2030/31 | 146.75 | 26.75 | 7
2030/31 | 147.25 | 26.75 | 9
2030/31 | 147.75 | 26.75 | 4
2030/31 | 148.25 | 26.75 | 9
2030/31 | 148.75 | 26.75 | 9
2030/31 | 149.25 | 26.75 | 2
2030/31 | 149.75 | 26.75 | 6
2030/31 | 150.25 | 26.75 | 7
2030/31 | 150.75 | 26.75 | 9
2030/31 | 151.25 | 26.75 | 5
2030/31 | 151.75 | 26.75 | 10
2030/31 | 152.25 | 26.75 | 4
2030/31 | 152.75 | 26.75 | 3
2030/31 | 153.25 | 26.75 | 8
2030/31 | 153.75 | 26.75 | 5
2030/31 | 154.25 | 26.75 | 4
2030/31 | 154.75 | 26.75 | 11
2030/31 | 155.25 | 26.75 | 3
2030/31 | 155.75 | 26.75 | 3
2030/31 | 156.25 | 26.75 | 10
2030/31 | 156.75 | 26.75 | 6
2030/31 | 157.25 | 26.75 | 8
2030/31 | 157.75 | 26.75 | 6
2030/31 | 158.25 | 26.75 | 5
2030/31 | 158.75 | 26.75 | 6
2030/31 | 159.25 | 26.75 | 5
2030/31 | 159.75 | 26.75 | 6
2030/31 | 160.25 | 26.75 | 6
2030/31 | 160.75 | 26.75 | 3
2030/31 | 161.25 | 26.75 | 5
2030/31 | 161.75 | 26.75 | 6
2030/31 | 162.25 | 26.75 | 2
2030/31 | 162.75 | 26.75 | 2
2030/31 | 163.25 | 26.75 | 4
2030/31 | 163.75 | 26.75 | 3
2030/31 | 164.25 | 26.75 | 3
2030/31 | 164.75 | 26.75 | 2
2030/31 | 165.25 | 26.75 | 5
2030/31 | 165.75 | 26.75 | 6
2030/31 | 166.25 | 26.75 | 8
2030/31 | 166.75 | 26.75 | 7
2030/31 | 167.25 | 26.75 | 4
2030/31 | 167.75 | 26.75 | 5
2030/31 | 168.25 | 26.75 | 5
2030/31 | 168.75 | 26.75 | 4
2030/31 | 169.25 | 26.75 | 2
2030/31 | 169.75 | 26.75 | 3
2030/31 | 170.25 | 26.75 | 1
2030/31 | 170.75 | 26.75 | 2
2030/31 | 171.75 | 26.75 | 3
2030/31 | 172.25 | 26.75 | 2
2030/31 | 173.25 | 26.75 | 2
2030/31 | 173.75 | 26.75 | 3
2030/31 | 174.25 | 26.75 | 4
2030/31 | 174.75 | 26.75 | 1
2030/31 | 175.25 | 26.75 | 2
2030/31 | 175.75 | 26.75 | 1
2030/31 | 176.25 | 26.75 | 2
2030/31 | 176.75 | 26.75 | 1
2030/31 | 177.25 | 26.75 | 2
2030/31 | 177.75 | 26.75 | 4
2030/31 | 178.25 | 26.75 | 2
2030/31 | 178.75 | 26.75 | 3
2030/31 | 179.25 | 26.75 | 1
2030/31 | 179.75 | 26.75 | 2
2030/31 | 180.25 | 26.75 | 1
2030/31 | 180.75 | 26.75 | 1
2030/31 | 181.25 | 26.75 | 2
2030/31 | 181.75 | 26.75 | 5
2030/31 | 182.75 | 26.75 | 3
2030/31 | 183.75 | 26.75 | 1
2030/31 | 184.25 | 26.75 | 1
2030/31 | 184.75 | 26.75 | 1
2030/31 | 185.25 | 26.75 | 1
2030/31 | 185.75 | 26.75 | 4
2030/31 | 186.75 | 26.75 | 1
2030/31 | 187.75 | 26.75 | 3
2030/31 | 188.25 | 26.75 | 2
2030/31 | 188.75 | 26.75 | 2
2030/31 | 189.25 | 26.75 | 2
2030/31 | 189.75 | 26.75 | 1
2030/31 | 190.25 | 26.75 | 2
2030/31 | 191.25 | 26.75 | 1
2030/31 | 192.75 | 26.75 | 1
2030/31 | 193.25 | 26.75 | 2
2030/31 | 193.75 | 26.75 | 1
2030/31 | 194.75 | 26.75 | 1
2030/31 | 195.75 | 26.75 | 1
2030/31 | 197.75 | 26.75 | 1
2030/31 | 199.75 | 26.75 | 1
2030/31 | 200.25 | 26.75 | 1
2030/31 | 201.25 | 26.75 | 1
2030/31 | 202.25 | 26.75 | 1
2030/31 | 202.75 | 26.75 | 2
2030/31 | 204.25 | 26.75 | 1
2030/31 | 204.75 | 26.75 | 1
2030/31 | 206.75 | 26.75 | 1
2030/31 | 210.25 | 26.75 | 1
2030/31 | 212.25 | 26.75 | 1
2030/31 | 213.25 | 26.75 | 1
2030/31 | 214.75 | 26.75 | 1
2030/31 | 216.75 | 26.75 | 2
2030/31 | 223.75 | 26.75 | 1
2030/31 | 228.25 | 26.75 | 1
2030/31 | 230.25 | 26.75 | 1
2030/31 | 231.25 | 26.75 | 1
2030/31 | 243.25 | 26.75 | 1
2030/31 | 61.75 | 27.25 | 1
2030/31 | 62.25 | 27.25 | 1
2030/31 | 63.75 | 27.25 | 2
2030/31 | 64.25 | 27.25 | 1
2030/31 | 64.75 | 27.25 | 1
2030/31 | 65.25 | 27.25 | 1
2030/31 | 65.75 | 27.25 | 2
2030/31 | 66.25 | 27.25 | 1
2030/31 | 66.75 | 27.25 | 2
2030/31 | 67.25 | 27.25 | 3
2030/31 | 67.75 | 27.25 | 1
2030/31 | 68.25 | 27.25 | 2
2030/31 | 68.75 | 27.25 | 3
2030/31 | 69.25 | 27.25 | 3
2030/31 | 69.75 | 27.25 | 1
2030/31 | 70.25 | 27.25 | 5
2030/31 | 70.75 | 27.25 | 5
2030/31 | 71.25 | 27.25 | 4
2030/31 | 71.75 | 27.25 | 9
2030/31 | 72.25 | 27.25 | 6
2030/31 | 72.75 | 27.25 | 7
2030/31 | 73.25 | 27.25 | 5
2030/31 | 73.75 | 27.25 | 3
2030/31 | 74.25 | 27.25 | 8
2030/31 | 74.75 | 27.25 | 8
2030/31 | 75.25 | 27.25 | 7
2030/31 | 75.75 | 27.25 | 4
2030/31 | 76.25 | 27.25 | 8
2030/31 | 76.75 | 27.25 | 7
2030/31 | 77.25 | 27.25 | 2
2030/31 | 77.75 | 27.25 | 9
2030/31 | 78.25 | 27.25 | 1
2030/31 | 78.75 | 27.25 | 6
2030/31 | 79.25 | 27.25 | 2
2030/31 | 79.75 | 27.25 | 11
2030/31 | 80.25 | 27.25 | 9
2030/31 | 80.75 | 27.25 | 8
2030/31 | 81.25 | 27.25 | 10
2030/31 | 81.75 | 27.25 | 4
2030/31 | 82.25 | 27.25 | 4
2030/31 | 82.75 | 27.25 | 7
2030/31 | 83.25 | 27.25 | 6
2030/31 | 83.75 | 27.25 | 5
2030/31 | 84.25 | 27.25 | 12
2030/31 | 84.75 | 27.25 | 11
2030/31 | 85.25 | 27.25 | 3
2030/31 | 85.75 | 27.25 | 5
2030/31 | 86.25 | 27.25 | 8
2030/31 | 86.75 | 27.25 | 10
2030/31 | 87.25 | 27.25 | 12
2030/31 | 87.75 | 27.25 | 10
2030/31 | 88.25 | 27.25 | 6
2030/31 | 88.75 | 27.25 | 11
2030/31 | 89.25 | 27.25 | 14
2030/31 | 89.75 | 27.25 | 6
2030/31 | 90.25 | 27.25 | 14
2030/31 | 90.75 | 27.25 | 10
2030/31 | 91.25 | 27.25 | 10
2030/31 | 91.75 | 27.25 | 9
2030/31 | 92.25 | 27.25 | 10
2030/31 | 92.75 | 27.25 | 10
2030/31 | 93.25 | 27.25 | 12
2030/31 | 93.75 | 27.25 | 10
2030/31 | 94.25 | 27.25 | 12
2030/31 | 94.75 | 27.25 | 13
2030/31 | 95.25 | 27.25 | 19
2030/31 | 95.75 | 27.25 | 9
2030/31 | 96.25 | 27.25 | 20
2030/31 | 96.75 | 27.25 | 13
2030/31 | 97.25 | 27.25 | 19
2030/31 | 97.75 | 27.25 | 16
2030/31 | 98.25 | 27.25 | 12
2030/31 | 98.75 | 27.25 | 13
2030/31 | 99.25 | 27.25 | 15
2030/31 | 99.75 | 27.25 | 10
2030/31 | 100.25 | 27.25 | 24
2030/31 | 100.75 | 27.25 | 14
2030/31 | 101.25 | 27.25 | 13
2030/31 | 101.75 | 27.25 | 17
2030/31 | 102.25 | 27.25 | 8
2030/31 | 102.75 | 27.25 | 15
2030/31 | 103.25 | 27.25 | 20
2030/31 | 103.75 | 27.25 | 15
2030/31 | 104.25 | 27.25 | 15
2030/31 | 104.75 | 27.25 | 18
2030/31 | 105.25 | 27.25 | 16
2030/31 | 105.75 | 27.25 | 21
2030/31 | 106.25 | 27.25 | 21
2030/31 | 106.75 | 27.25 | 7
2030/31 | 107.25 | 27.25 | 23
2030/31 | 107.75 | 27.25 | 26
2030/31 | 108.25 | 27.25 | 17
2030/31 | 108.75 | 27.25 | 19
2030/31 | 109.25 | 27.25 | 26
2030/31 | 109.75 | 27.25 | 21
2030/31 | 110.25 | 27.25 | 19
2030/31 | 110.75 | 27.25 | 24
2030/31 | 111.25 | 27.25 | 30
2030/31 | 111.75 | 27.25 | 24
2030/31 | 112.25 | 27.25 | 18
2030/31 | 112.75 | 27.25 | 23
2030/31 | 113.25 | 27.25 | 25
2030/31 | 113.75 | 27.25 | 19
2030/31 | 114.25 | 27.25 | 28
2030/31 | 114.75 | 27.25 | 21
2030/31 | 115.25 | 27.25 | 19
2030/31 | 115.75 | 27.25 | 24
2030/31 | 116.25 | 27.25 | 19
2030/31 | 116.75 | 27.25 | 26
2030/31 | 117.25 | 27.25 | 23
2030/31 | 117.75 | 27.25 | 22
2030/31 | 118.25 | 27.25 | 28
2030/31 | 118.75 | 27.25 | 27
2030/31 | 119.25 | 27.25 | 24
2030/31 | 119.75 | 27.25 | 37
2030/31 | 120.25 | 27.25 | 36
2030/31 | 120.75 | 27.25 | 30
2030/31 | 121.25 | 27.25 | 30
2030/31 | 121.75 | 27.25 | 30
2030/31 | 122.25 | 27.25 | 23
2030/31 | 122.75 | 27.25 | 23
2030/31 | 123.25 | 27.25 | 31
2030/31 | 123.75 | 27.25 | 25
2030/31 | 124.25 | 27.25 | 28
2030/31 | 124.75 | 27.25 | 28
2030/31 | 125.25 | 27.25 | 21
2030/31 | 125.75 | 27.25 | 39
2030/31 | 126.25 | 27.25 | 27
2030/31 | 126.75 | 27.25 | 23
2030/31 | 127.25 | 27.25 | 21
2030/31 | 127.75 | 27.25 | 25
2030/31 | 128.25 | 27.25 | 38
2030/31 | 128.75 | 27.25 | 22
2030/31 | 129.25 | 27.25 | 13
2030/31 | 129.75 | 27.25 | 28
2030/31 | 130.25 | 27.25 | 18
2030/31 | 130.75 | 27.25 | 31
2030/31 | 131.25 | 27.25 | 24
2030/31 | 131.75 | 27.25 | 24
2030/31 | 132.25 | 27.25 | 20
2030/31 | 132.75 | 27.25 | 20
2030/31 | 133.25 | 27.25 | 21
2030/31 | 133.75 | 27.25 | 24
2030/31 | 134.25 | 27.25 | 21
2030/31 | 134.75 | 27.25 | 19
2030/31 | 135.25 | 27.25 | 28
2030/31 | 135.75 | 27.25 | 14
2030/31 | 136.25 | 27.25 | 26
2030/31 | 136.75 | 27.25 | 22
2030/31 | 137.25 | 27.25 | 15
2030/31 | 137.75 | 27.25 | 17
2030/31 | 138.25 | 27.25 | 13
2030/31 | 138.75 | 27.25 | 20
2030/31 | 139.25 | 27.25 | 16
2030/31 | 139.75 | 27.25 | 16
2030/31 | 140.25 | 27.25 | 17
2030/31 | 140.75 | 27.25 | 12
2030/31 | 141.25 | 27.25 | 21
2030/31 | 141.75 | 27.25 | 6
2030/31 | 142.25 | 27.25 | 10
2030/31 | 142.75 | 27.25 | 12
2030/31 | 143.25 | 27.25 | 9
2030/31 | 143.75 | 27.25 | 12
2030/31 | 144.25 | 27.25 | 14
2030/31 | 144.75 | 27.25 | 16
2030/31 | 145.25 | 27.25 | 11
2030/31 | 145.75 | 27.25 | 7
2030/31 | 146.25 | 27.25 | 14
2030/31 | 146.75 | 27.25 | 7
2030/31 | 147.25 | 27.25 | 9
2030/31 | 147.75 | 27.25 | 13
2030/31 | 148.25 | 27.25 | 7
2030/31 | 148.75 | 27.25 | 11
2030/31 | 149.25 | 27.25 | 12
2030/31 | 149.75 | 27.25 | 6
2030/31 | 150.25 | 27.25 | 7
2030/31 | 150.75 | 27.25 | 7
2030/31 | 151.25 | 27.25 | 12
2030/31 | 151.75 | 27.25 | 8
2030/31 | 152.25 | 27.25 | 10
2030/31 | 152.75 | 27.25 | 6
2030/31 | 153.25 | 27.25 | 6
2030/31 | 153.75 | 27.25 | 5
2030/31 | 154.25 | 27.25 | 15
2030/31 | 154.75 | 27.25 | 6
2030/31 | 155.25 | 27.25 | 5
2030/31 | 155.75 | 27.25 | 7
2030/31 | 156.25 | 27.25 | 6
2030/31 | 156.75 | 27.25 | 8
2030/31 | 157.25 | 27.25 | 7
2030/31 | 157.75 | 27.25 | 7
2030/31 | 158.25 | 27.25 | 9
2030/31 | 158.75 | 27.25 | 6
2030/31 | 159.25 | 27.25 | 2
2030/31 | 159.75 | 27.25 | 3
2030/31 | 160.25 | 27.25 | 7
2030/31 | 160.75 | 27.25 | 3
2030/31 | 161.25 | 27.25 | 5
2030/31 | 161.75 | 27.25 | 3
2030/31 | 162.25 | 27.25 | 7
2030/31 | 162.75 | 27.25 | 8
2030/31 | 163.25 | 27.25 | 4
2030/31 | 163.75 | 27.25 | 7
2030/31 | 164.25 | 27.25 | 4
2030/31 | 164.75 | 27.25 | 6
2030/31 | 165.25 | 27.25 | 3
2030/31 | 165.75 | 27.25 | 5
2030/31 | 166.25 | 27.25 | 3
2030/31 | 166.75 | 27.25 | 2
2030/31 | 167.75 | 27.25 | 5
2030/31 | 168.75 | 27.25 | 4
2030/31 | 169.25 | 27.25 | 1
2030/31 | 169.75 | 27.25 | 1
2030/31 | 170.25 | 27.25 | 5
2030/31 | 170.75 | 27.25 | 4
2030/31 | 171.25 | 27.25 | 2
2030/31 | 171.75 | 27.25 | 3
2030/31 | 172.25 | 27.25 | 1
2030/31 | 172.75 | 27.25 | 6
2030/31 | 173.25 | 27.25 | 3
2030/31 | 173.75 | 27.25 | 3
2030/31 | 174.25 | 27.25 | 3
2030/31 | 174.75 | 27.25 | 3
2030/31 | 175.25 | 27.25 | 4
2030/31 | 175.75 | 27.25 | 2
2030/31 | 176.25 | 27.25 | 1
2030/31 | 176.75 | 27.25 | 1
2030/31 | 177.75 | 27.25 | 3
2030/31 | 178.25 | 27.25 | 3
2030/31 | 179.25 | 27.25 | 4
2030/31 | 179.75 | 27.25 | 2
2030/31 | 180.25 | 27.25 | 1
2030/31 | 180.75 | 27.25 | 5
2030/31 | 181.25 | 27.25 | 1
2030/31 | 181.75 | 27.25 | 3
2030/31 | 182.75 | 27.25 | 1
2030/31 | 183.75 | 27.25 | 1
2030/31 | 184.25 | 27.25 | 2
2030/31 | 185.25 | 27.25 | 1
2030/31 | 185.75 | 27.25 | 1
2030/31 | 186.25 | 27.25 | 1
2030/31 | 186.75 | 27.25 | 1
2030/31 | 187.25 | 27.25 | 1
2030/31 | 187.75 | 27.25 | 3
2030/31 | 189.25 | 27.25 | 2
2030/31 | 189.75 | 27.25 | 1
2030/31 | 190.25 | 27.25 | 2
2030/31 | 190.75 | 27.25 | 2
2030/31 | 192.25 | 27.25 | 1
2030/31 | 192.75 | 27.25 | 1
2030/31 | 193.25 | 27.25 | 2
2030/31 | 193.75 | 27.25 | 2
2030/31 | 194.25 | 27.25 | 1
2030/31 | 194.75 | 27.25 | 3
2030/31 | 195.75 | 27.25 | 1
2030/31 | 196.25 | 27.25 | 1
2030/31 | 196.75 | 27.25 | 1
2030/31 | 198.25 | 27.25 | 1
2030/31 | 199.25 | 27.25 | 1
2030/31 | 201.25 | 27.25 | 1
2030/31 | 201.75 | 27.25 | 2
2030/31 | 202.25 | 27.25 | 2
2030/31 | 202.75 | 27.25 | 1
2030/31 | 203.25 | 27.25 | 1
2030/31 | 205.25 | 27.25 | 1
2030/31 | 205.75 | 27.25 | 1
2030/31 | 206.75 | 27.25 | 1
2030/31 | 210.25 | 27.25 | 1
2030/31 | 212.25 | 27.25 | 2
2030/31 | 213.25 | 27.25 | 1
2030/31 | 214.25 | 27.25 | 1
2030/31 | 215.75 | 27.25 | 1
2030/31 | 217.25 | 27.25 | 2
2030/31 | 226.25 | 27.25 | 1
2030/31 | 231.75 | 27.25 | 1
2030/31 | 232.25 | 27.25 | 1
2030/31 | 251.25 | 27.25 | 1
2030/31 | 54.25 | 27.75 | 1
2030/31 | 60.25 | 27.75 | 1
2030/31 | 62.75 | 27.75 | 2
2030/31 | 64.25 | 27.75 | 1
2030/31 | 64.75 | 27.75 | 1
2030/31 | 65.75 | 27.75 | 2
2030/31 | 66.25 | 27.75 | 1
2030/31 | 66.75 | 27.75 | 1
2030/31 | 67.25 | 27.75 | 3
2030/31 | 67.75 | 27.75 | 2
2030/31 | 68.25 | 27.75 | 2
2030/31 | 68.75 | 27.75 | 2
2030/31 | 69.25 | 27.75 | 3
2030/31 | 70.25 | 27.75 | 6
2030/31 | 70.75 | 27.75 | 3
2030/31 | 71.25 | 27.75 | 7
2030/31 | 71.75 | 27.75 | 12
2030/31 | 72.25 | 27.75 | 7
2030/31 | 72.75 | 27.75 | 4
2030/31 | 73.25 | 27.75 | 7
2030/31 | 73.75 | 27.75 | 7
2030/31 | 74.25 | 27.75 | 7
2030/31 | 74.75 | 27.75 | 1
2030/31 | 75.25 | 27.75 | 3
2030/31 | 75.75 | 27.75 | 7
2030/31 | 76.25 | 27.75 | 11
2030/31 | 76.75 | 27.75 | 8
2030/31 | 77.25 | 27.75 | 5
2030/31 | 77.75 | 27.75 | 5
2030/31 | 78.25 | 27.75 | 7
2030/31 | 78.75 | 27.75 | 10
2030/31 | 79.25 | 27.75 | 6
2030/31 | 79.75 | 27.75 | 6
2030/31 | 80.25 | 27.75 | 5
2030/31 | 80.75 | 27.75 | 4
2030/31 | 81.25 | 27.75 | 4
2030/31 | 81.75 | 27.75 | 7
2030/31 | 82.25 | 27.75 | 14
2030/31 | 82.75 | 27.75 | 8
2030/31 | 83.25 | 27.75 | 10
2030/31 | 83.75 | 27.75 | 8
2030/31 | 84.25 | 27.75 | 12
2030/31 | 84.75 | 27.75 | 6
2030/31 | 85.25 | 27.75 | 7
2030/31 | 85.75 | 27.75 | 7
2030/31 | 86.25 | 27.75 | 12
2030/31 | 86.75 | 27.75 | 10
2030/31 | 87.25 | 27.75 | 13
2030/31 | 87.75 | 27.75 | 9
2030/31 | 88.25 | 27.75 | 8
2030/31 | 88.75 | 27.75 | 14
2030/31 | 89.25 | 27.75 | 16
2030/31 | 89.75 | 27.75 | 12
2030/31 | 90.25 | 27.75 | 15
2030/31 | 90.75 | 27.75 | 19
2030/31 | 91.25 | 27.75 | 11
2030/31 | 91.75 | 27.75 | 10
2030/31 | 92.25 | 27.75 | 20
2030/31 | 92.75 | 27.75 | 6
2030/31 | 93.25 | 27.75 | 13
2030/31 | 93.75 | 27.75 | 8
2030/31 | 94.25 | 27.75 | 14
2030/31 | 94.75 | 27.75 | 7
2030/31 | 95.25 | 27.75 | 13
2030/31 | 95.75 | 27.75 | 13
2030/31 | 96.25 | 27.75 | 15
2030/31 | 96.75 | 27.75 | 15
2030/31 | 97.25 | 27.75 | 17
2030/31 | 97.75 | 27.75 | 11
2030/31 | 98.25 | 27.75 | 9
2030/31 | 98.75 | 27.75 | 15
2030/31 | 99.25 | 27.75 | 19
2030/31 | 99.75 | 27.75 | 17
2030/31 | 100.25 | 27.75 | 18
2030/31 | 100.75 | 27.75 | 9
2030/31 | 101.25 | 27.75 | 10
2030/31 | 101.75 | 27.75 | 25
2030/31 | 102.25 | 27.75 | 15
2030/31 | 102.75 | 27.75 | 25
2030/31 | 103.25 | 27.75 | 25
2030/31 | 103.75 | 27.75 | 16
2030/31 | 104.25 | 27.75 | 23
2030/31 | 104.75 | 27.75 | 18
2030/31 | 105.25 | 27.75 | 19
2030/31 | 105.75 | 27.75 | 13
2030/31 | 106.25 | 27.75 | 23
2030/31 | 106.75 | 27.75 | 26
2030/31 | 107.25 | 27.75 | 19
2030/31 | 107.75 | 27.75 | 23
2030/31 | 108.25 | 27.75 | 21
2030/31 | 108.75 | 27.75 | 21
2030/31 | 109.25 | 27.75 | 34
2030/31 | 109.75 | 27.75 | 22
2030/31 | 110.25 | 27.75 | 19
2030/31 | 110.75 | 27.75 | 26
2030/31 | 111.25 | 27.75 | 26
2030/31 | 111.75 | 27.75 | 20
2030/31 | 112.25 | 27.75 | 29
2030/31 | 112.75 | 27.75 | 27
2030/31 | 113.25 | 27.75 | 19
2030/31 | 113.75 | 27.75 | 23
2030/31 | 114.25 | 27.75 | 38
2030/31 | 114.75 | 27.75 | 20
2030/31 | 115.25 | 27.75 | 24
2030/31 | 115.75 | 27.75 | 23
2030/31 | 116.25 | 27.75 | 25
2030/31 | 116.75 | 27.75 | 30
2030/31 | 117.25 | 27.75 | 25
2030/31 | 117.75 | 27.75 | 20
2030/31 | 118.25 | 27.75 | 35
2030/31 | 118.75 | 27.75 | 28
2030/31 | 119.25 | 27.75 | 32
2030/31 | 119.75 | 27.75 | 35
2030/31 | 120.25 | 27.75 | 30
2030/31 | 120.75 | 27.75 | 30
2030/31 | 121.25 | 27.75 | 26
2030/31 | 121.75 | 27.75 | 35
2030/31 | 122.25 | 27.75 | 28
2030/31 | 122.75 | 27.75 | 36
2030/31 | 123.25 | 27.75 | 32
2030/31 | 123.75 | 27.75 | 34
2030/31 | 124.25 | 27.75 | 29
2030/31 | 124.75 | 27.75 | 30
2030/31 | 125.25 | 27.75 | 30
2030/31 | 125.75 | 27.75 | 27
2030/31 | 126.25 | 27.75 | 22
2030/31 | 126.75 | 27.75 | 30
2030/31 | 127.25 | 27.75 | 36
2030/31 | 127.75 | 27.75 | 20
2030/31 | 128.25 | 27.75 | 20
2030/31 | 128.75 | 27.75 | 22
2030/31 | 129.25 | 27.75 | 33
2030/31 | 129.75 | 27.75 | 32
2030/31 | 130.25 | 27.75 | 39
2030/31 | 130.75 | 27.75 | 25
2030/31 | 131.25 | 27.75 | 29
2030/31 | 131.75 | 27.75 | 31
2030/31 | 132.25 | 27.75 | 17
2030/31 | 132.75 | 27.75 | 28
2030/31 | 133.25 | 27.75 | 23
2030/31 | 133.75 | 27.75 | 28
2030/31 | 134.25 | 27.75 | 14
2030/31 | 134.75 | 27.75 | 23
2030/31 | 135.25 | 27.75 | 18
2030/31 | 135.75 | 27.75 | 15
2030/31 | 136.25 | 27.75 | 17
2030/31 | 136.75 | 27.75 | 21
2030/31 | 137.25 | 27.75 | 17
2030/31 | 137.75 | 27.75 | 13
2030/31 | 138.25 | 27.75 | 19
2030/31 | 138.75 | 27.75 | 14
2030/31 | 139.25 | 27.75 | 19
2030/31 | 139.75 | 27.75 | 18
2030/31 | 140.25 | 27.75 | 25
2030/31 | 140.75 | 27.75 | 23
2030/31 | 141.25 | 27.75 | 14
2030/31 | 141.75 | 27.75 | 15
2030/31 | 142.25 | 27.75 | 14
2030/31 | 142.75 | 27.75 | 8
2030/31 | 143.25 | 27.75 | 7
2030/31 | 143.75 | 27.75 | 9
2030/31 | 144.25 | 27.75 | 10
2030/31 | 144.75 | 27.75 | 15
2030/31 | 145.25 | 27.75 | 14
2030/31 | 145.75 | 27.75 | 9
2030/31 | 146.25 | 27.75 | 13
2030/31 | 146.75 | 27.75 | 17
2030/31 | 147.25 | 27.75 | 14
2030/31 | 147.75 | 27.75 | 7
2030/31 | 148.25 | 27.75 | 6
2030/31 | 148.75 | 27.75 | 4
2030/31 | 149.25 | 27.75 | 16
2030/31 | 149.75 | 27.75 | 6
2030/31 | 150.25 | 27.75 | 12
2030/31 | 150.75 | 27.75 | 3
2030/31 | 151.25 | 27.75 | 8
2030/31 | 151.75 | 27.75 | 3
2030/31 | 152.25 | 27.75 | 5
2030/31 | 152.75 | 27.75 | 10
2030/31 | 153.25 | 27.75 | 10
2030/31 | 153.75 | 27.75 | 8
2030/31 | 154.25 | 27.75 | 7
2030/31 | 154.75 | 27.75 | 3
2030/31 | 155.25 | 27.75 | 11
2030/31 | 155.75 | 27.75 | 9
2030/31 | 156.25 | 27.75 | 8
2030/31 | 156.75 | 27.75 | 6
2030/31 | 157.25 | 27.75 | 7
2030/31 | 157.75 | 27.75 | 5
2030/31 | 158.25 | 27.75 | 6
2030/31 | 158.75 | 27.75 | 8
2030/31 | 159.25 | 27.75 | 3
2030/31 | 159.75 | 27.75 | 7
2030/31 | 160.25 | 27.75 | 6
2030/31 | 160.75 | 27.75 | 4
2030/31 | 161.25 | 27.75 | 4
2030/31 | 161.75 | 27.75 | 5
2030/31 | 162.25 | 27.75 | 7
2030/31 | 162.75 | 27.75 | 9
2030/31 | 163.25 | 27.75 | 3
2030/31 | 163.75 | 27.75 | 9
2030/31 | 164.25 | 27.75 | 1
2030/31 | 164.75 | 27.75 | 9
2030/31 | 165.25 | 27.75 | 5
2030/31 | 165.75 | 27.75 | 4
2030/31 | 166.25 | 27.75 | 5
2030/31 | 166.75 | 27.75 | 4
2030/31 | 167.25 | 27.75 | 4
2030/31 | 167.75 | 27.75 | 6
2030/31 | 168.25 | 27.75 | 3
2030/31 | 169.25 | 27.75 | 7
2030/31 | 169.75 | 27.75 | 6
2030/31 | 170.25 | 27.75 | 2
2030/31 | 170.75 | 27.75 | 5
2030/31 | 171.25 | 27.75 | 1
2030/31 | 171.75 | 27.75 | 1
2030/31 | 172.25 | 27.75 | 4
2030/31 | 172.75 | 27.75 | 4
2030/31 | 173.25 | 27.75 | 3
2030/31 | 173.75 | 27.75 | 1
2030/31 | 174.25 | 27.75 | 4
2030/31 | 174.75 | 27.75 | 4
2030/31 | 175.75 | 27.75 | 1
2030/31 | 176.25 | 27.75 | 1
2030/31 | 176.75 | 27.75 | 1
2030/31 | 177.25 | 27.75 | 3
2030/31 | 177.75 | 27.75 | 3
2030/31 | 178.25 | 27.75 | 5
2030/31 | 178.75 | 27.75 | 4
2030/31 | 179.25 | 27.75 | 2
2030/31 | 179.75 | 27.75 | 2
2030/31 | 180.25 | 27.75 | 3
2030/31 | 180.75 | 27.75 | 2
2030/31 | 181.25 | 27.75 | 2
2030/31 | 181.75 | 27.75 | 1
2030/31 | 182.25 | 27.75 | 3
2030/31 | 182.75 | 27.75 | 2
2030/31 | 183.25 | 27.75 | 1
2030/31 | 183.75 | 27.75 | 1
2030/31 | 184.25 | 27.75 | 1
2030/31 | 185.75 | 27.75 | 8
2030/31 | 186.25 | 27.75 | 2
2030/31 | 186.75 | 27.75 | 6
2030/31 | 187.75 | 27.75 | 1
2030/31 | 188.25 | 27.75 | 4
2030/31 | 188.75 | 27.75 | 2
2030/31 | 189.25 | 27.75 | 1
2030/31 | 189.75 | 27.75 | 2
2030/31 | 190.25 | 27.75 | 2
2030/31 | 190.75 | 27.75 | 2
2030/31 | 191.75 | 27.75 | 1
2030/31 | 192.25 | 27.75 | 2
2030/31 | 192.75 | 27.75 | 1
2030/31 | 193.25 | 27.75 | 1
2030/31 | 194.25 | 27.75 | 1
2030/31 | 194.75 | 27.75 | 1
2030/31 | 195.25 | 27.75 | 2
2030/31 | 196.75 | 27.75 | 3
2030/31 | 197.25 | 27.75 | 1
2030/31 | 197.75 | 27.75 | 1
2030/31 | 198.25 | 27.75 | 4
2030/31 | 198.75 | 27.75 | 2
2030/31 | 199.75 | 27.75 | 1
2030/31 | 202.75 | 27.75 | 1
2030/31 | 203.25 | 27.75 | 2
2030/31 | 204.25 | 27.75 | 1
2030/31 | 205.75 | 27.75 | 1
2030/31 | 207.25 | 27.75 | 2
2030/31 | 207.75 | 27.75 | 1
2030/31 | 208.25 | 27.75 | 1
2030/31 | 208.75 | 27.75 | 2
2030/31 | 209.25 | 27.75 | 1
2030/31 | 210.25 | 27.75 | 1
2030/31 | 210.75 | 27.75 | 2
2030/31 | 211.75 | 27.75 | 1
2030/31 | 212.75 | 27.75 | 1
2030/31 | 217.75 | 27.75 | 1
2030/31 | 221.75 | 27.75 | 1
2030/31 | 227.25 | 27.75 | 1
2030/31 | 229.25 | 27.75 | 1
2030/31 | 232.75 | 27.75 | 1
2030/31 | 233.25 | 27.75 | 1
2030/31 | 234.75 | 27.75 | 1
2030/31 | 317.75 | 27.75 | 1
2030/31 | 61.75 | 28.25 | 1
2030/31 | 62.75 | 28.25 | 1
2030/31 | 63.25 | 28.25 | 1
2030/31 | 63.75 | 28.25 | 1
2030/31 | 64.75 | 28.25 | 2
2030/31 | 66.25 | 28.25 | 1
2030/31 | 66.75 | 28.25 | 2
2030/31 | 67.25 | 28.25 | 4
2030/31 | 67.75 | 28.25 | 1
2030/31 | 68.25 | 28.25 | 3
2030/31 | 68.75 | 28.25 | 4
2030/31 | 69.25 | 28.25 | 1
2030/31 | 69.75 | 28.25 | 7
2030/31 | 70.25 | 28.25 | 2
2030/31 | 70.75 | 28.25 | 3
2030/31 | 71.25 | 28.25 | 4
2030/31 | 71.75 | 28.25 | 2
2030/31 | 72.25 | 28.25 | 4
2030/31 | 72.75 | 28.25 | 3
2030/31 | 73.25 | 28.25 | 4
2030/31 | 73.75 | 28.25 | 5
2030/31 | 74.25 | 28.25 | 6
2030/31 | 74.75 | 28.25 | 4
2030/31 | 75.25 | 28.25 | 3
2030/31 | 75.75 | 28.25 | 6
2030/31 | 76.25 | 28.25 | 6
2030/31 | 76.75 | 28.25 | 5
2030/31 | 77.25 | 28.25 | 8
2030/31 | 77.75 | 28.25 | 11
2030/31 | 78.25 | 28.25 | 4
2030/31 | 78.75 | 28.25 | 6
2030/31 | 79.25 | 28.25 | 13
2030/31 | 79.75 | 28.25 | 5
2030/31 | 80.25 | 28.25 | 8
2030/31 | 80.75 | 28.25 | 7
2030/31 | 81.25 | 28.25 | 9
2030/31 | 81.75 | 28.25 | 9
2030/31 | 82.25 | 28.25 | 13
2030/31 | 82.75 | 28.25 | 9
2030/31 | 83.25 | 28.25 | 11
2030/31 | 83.75 | 28.25 | 6
2030/31 | 84.25 | 28.25 | 10
2030/31 | 84.75 | 28.25 | 11
2030/31 | 85.25 | 28.25 | 10
2030/31 | 85.75 | 28.25 | 10
2030/31 | 86.25 | 28.25 | 11
2030/31 | 86.75 | 28.25 | 7
2030/31 | 87.25 | 28.25 | 9
2030/31 | 87.75 | 28.25 | 13
2030/31 | 88.25 | 28.25 | 10
2030/31 | 88.75 | 28.25 | 13
2030/31 | 89.25 | 28.25 | 11
2030/31 | 89.75 | 28.25 | 6
2030/31 | 90.25 | 28.25 | 8
2030/31 | 90.75 | 28.25 | 10
2030/31 | 91.25 | 28.25 | 12
2030/31 | 91.75 | 28.25 | 20
2030/31 | 92.25 | 28.25 | 10
2030/31 | 92.75 | 28.25 | 14
2030/31 | 93.25 | 28.25 | 14
2030/31 | 93.75 | 28.25 | 20
2030/31 | 94.25 | 28.25 | 10
2030/31 | 94.75 | 28.25 | 17
2030/31 | 95.25 | 28.25 | 18
2030/31 | 95.75 | 28.25 | 15
2030/31 | 96.25 | 28.25 | 13
2030/31 | 96.75 | 28.25 | 11
2030/31 | 97.25 | 28.25 | 15
2030/31 | 97.75 | 28.25 | 9
2030/31 | 98.25 | 28.25 | 17
2030/31 | 98.75 | 28.25 | 14
2030/31 | 99.25 | 28.25 | 20
2030/31 | 99.75 | 28.25 | 16
2030/31 | 100.25 | 28.25 | 11
2030/31 | 100.75 | 28.25 | 14
2030/31 | 101.25 | 28.25 | 15
2030/31 | 101.75 | 28.25 | 21
2030/31 | 102.25 | 28.25 | 20
2030/31 | 102.75 | 28.25 | 12
2030/31 | 103.25 | 28.25 | 26
2030/31 | 103.75 | 28.25 | 23
2030/31 | 104.25 | 28.25 | 26
2030/31 | 104.75 | 28.25 | 19
2030/31 | 105.25 | 28.25 | 22
2030/31 | 105.75 | 28.25 | 14
2030/31 | 106.25 | 28.25 | 22
2030/31 | 106.75 | 28.25 | 23
2030/31 | 107.25 | 28.25 | 13
2030/31 | 107.75 | 28.25 | 19
2030/31 | 108.25 | 28.25 | 23
2030/31 | 108.75 | 28.25 | 28
2030/31 | 109.25 | 28.25 | 28
2030/31 | 109.75 | 28.25 | 30
2030/31 | 110.25 | 28.25 | 33
2030/31 | 110.75 | 28.25 | 26
2030/31 | 111.25 | 28.25 | 24
2030/31 | 111.75 | 28.25 | 30
2030/31 | 112.25 | 28.25 | 30
2030/31 | 112.75 | 28.25 | 27
2030/31 | 113.25 | 28.25 | 33
2030/31 | 113.75 | 28.25 | 26
2030/31 | 114.25 | 28.25 | 28
2030/31 | 114.75 | 28.25 | 26
2030/31 | 115.25 | 28.25 | 40
2030/31 | 115.75 | 28.25 | 34
2030/31 | 116.25 | 28.25 | 38
2030/31 | 116.75 | 28.25 | 35
2030/31 | 117.25 | 28.25 | 32
2030/31 | 117.75 | 28.25 | 37
2030/31 | 118.25 | 28.25 | 27
2030/31 | 118.75 | 28.25 | 26
2030/31 | 119.25 | 28.25 | 32
2030/31 | 119.75 | 28.25 | 27
2030/31 | 120.25 | 28.25 | 39
2030/31 | 120.75 | 28.25 | 34
2030/31 | 121.25 | 28.25 | 34
2030/31 | 121.75 | 28.25 | 22
2030/31 | 122.25 | 28.25 | 21
2030/31 | 122.75 | 28.25 | 38
2030/31 | 123.25 | 28.25 | 34
2030/31 | 123.75 | 28.25 | 31
2030/31 | 124.25 | 28.25 | 30
2030/31 | 124.75 | 28.25 | 30
2030/31 | 125.25 | 28.25 | 39
2030/31 | 125.75 | 28.25 | 25
2030/31 | 126.25 | 28.25 | 32
2030/31 | 126.75 | 28.25 | 27
2030/31 | 127.25 | 28.25 | 28
2030/31 | 127.75 | 28.25 | 25
2030/31 | 128.25 | 28.25 | 28
2030/31 | 128.75 | 28.25 | 30
2030/31 | 129.25 | 28.25 | 30
2030/31 | 129.75 | 28.25 | 28
2030/31 | 130.25 | 28.25 | 27
2030/31 | 130.75 | 28.25 | 31
2030/31 | 131.25 | 28.25 | 25
2030/31 | 131.75 | 28.25 | 32
2030/31 | 132.25 | 28.25 | 29
2030/31 | 132.75 | 28.25 | 19
2030/31 | 133.25 | 28.25 | 20
2030/31 | 133.75 | 28.25 | 20
2030/31 | 134.25 | 28.25 | 23
2030/31 | 134.75 | 28.25 | 32
2030/31 | 135.25 | 28.25 | 21
2030/31 | 135.75 | 28.25 | 22
2030/31 | 136.25 | 28.25 | 15
2030/31 | 136.75 | 28.25 | 26
2030/31 | 137.25 | 28.25 | 19
2030/31 | 137.75 | 28.25 | 17
2030/31 | 138.25 | 28.25 | 12
2030/31 | 138.75 | 28.25 | 18
2030/31 | 139.25 | 28.25 | 18
2030/31 | 139.75 | 28.25 | 17
2030/31 | 140.25 | 28.25 | 14
2030/31 | 140.75 | 28.25 | 14
2030/31 | 141.25 | 28.25 | 12
2030/31 | 141.75 | 28.25 | 12
2030/31 | 142.25 | 28.25 | 11
2030/31 | 142.75 | 28.25 | 15
2030/31 | 143.25 | 28.25 | 17
2030/31 | 143.75 | 28.25 | 15
2030/31 | 144.25 | 28.25 | 18
2030/31 | 144.75 | 28.25 | 15
2030/31 | 145.25 | 28.25 | 6
2030/31 | 145.75 | 28.25 | 10
2030/31 | 146.25 | 28.25 | 9
2030/31 | 146.75 | 28.25 | 14
2030/31 | 147.25 | 28.25 | 9
2030/31 | 147.75 | 28.25 | 8
2030/31 | 148.25 | 28.25 | 5
2030/31 | 148.75 | 28.25 | 13
2030/31 | 149.25 | 28.25 | 7
2030/31 | 149.75 | 28.25 | 9
2030/31 | 150.25 | 28.25 | 14
2030/31 | 150.75 | 28.25 | 9
2030/31 | 151.25 | 28.25 | 14
2030/31 | 151.75 | 28.25 | 7
2030/31 | 152.25 | 28.25 | 7
2030/31 | 152.75 | 28.25 | 11
2030/31 | 153.25 | 28.25 | 5
2030/31 | 153.75 | 28.25 | 5
2030/31 | 154.25 | 28.25 | 6
2030/31 | 154.75 | 28.25 | 5
2030/31 | 155.25 | 28.25 | 7
2030/31 | 155.75 | 28.25 | 9
2030/31 | 156.25 | 28.25 | 11
2030/31 | 156.75 | 28.25 | 6
2030/31 | 157.25 | 28.25 | 7
2030/31 | 157.75 | 28.25 | 3
2030/31 | 158.25 | 28.25 | 8
2030/31 | 158.75 | 28.25 | 7
2030/31 | 159.25 | 28.25 | 10
2030/31 | 159.75 | 28.25 | 5
2030/31 | 160.25 | 28.25 | 4
2030/31 | 160.75 | 28.25 | 7
2030/31 | 161.25 | 28.25 | 6
2030/31 | 161.75 | 28.25 | 2
2030/31 | 162.25 | 28.25 | 10
2030/31 | 162.75 | 28.25 | 2
2030/31 | 163.25 | 28.25 | 10
2030/31 | 163.75 | 28.25 | 6
2030/31 | 164.25 | 28.25 | 5
2030/31 | 164.75 | 28.25 | 8
2030/31 | 165.25 | 28.25 | 5
2030/31 | 165.75 | 28.25 | 4
2030/31 | 166.25 | 28.25 | 2
2030/31 | 166.75 | 28.25 | 3
2030/31 | 167.25 | 28.25 | 3
2030/31 | 167.75 | 28.25 | 2
2030/31 | 168.25 | 28.25 | 5
2030/31 | 168.75 | 28.25 | 1
2030/31 | 169.25 | 28.25 | 2
2030/31 | 169.75 | 28.25 | 2
2030/31 | 170.25 | 28.25 | 3
2030/31 | 170.75 | 28.25 | 4
2030/31 | 171.25 | 28.25 | 2
2030/31 | 171.75 | 28.25 | 4
2030/31 | 172.25 | 28.25 | 3
2030/31 | 172.75 | 28.25 | 1
2030/31 | 173.25 | 28.25 | 1
2030/31 | 173.75 | 28.25 | 2
2030/31 | 174.25 | 28.25 | 3
2030/31 | 174.75 | 28.25 | 3
2030/31 | 175.25 | 28.25 | 1
2030/31 | 175.75 | 28.25 | 1
2030/31 | 176.25 | 28.25 | 3
2030/31 | 177.25 | 28.25 | 5
2030/31 | 177.75 | 28.25 | 5
2030/31 | 178.25 | 28.25 | 2
2030/31 | 178.75 | 28.25 | 2
2030/31 | 179.25 | 28.25 | 3
2030/31 | 179.75 | 28.25 | 3
2030/31 | 180.25 | 28.25 | 2
2030/31 | 180.75 | 28.25 | 3
2030/31 | 181.25 | 28.25 | 3
2030/31 | 181.75 | 28.25 | 1
2030/31 | 182.75 | 28.25 | 2
2030/31 | 183.25 | 28.25 | 2
2030/31 | 183.75 | 28.25 | 2
2030/31 | 184.25 | 28.25 | 2
2030/31 | 184.75 | 28.25 | 3
2030/31 | 185.25 | 28.25 | 3
2030/31 | 185.75 | 28.25 | 4
2030/31 | 186.25 | 28.25 | 1
2030/31 | 186.75 | 28.25 | 1
2030/31 | 187.25 | 28.25 | 3
2030/31 | 187.75 | 28.25 | 2
2030/31 | 188.25 | 28.25 | 2
2030/31 | 189.25 | 28.25 | 3
2030/31 | 189.75 | 28.25 | 2
2030/31 | 190.25 | 28.25 | 2
2030/31 | 190.75 | 28.25 | 2
2030/31 | 191.25 | 28.25 | 2
2030/31 | 192.75 | 28.25 | 2
2030/31 | 193.25 | 28.25 | 1
2030/31 | 193.75 | 28.25 | 2
2030/31 | 194.25 | 28.25 | 6
2030/31 | 194.75 | 28.25 | 1
2030/31 | 195.25 | 28.25 | 3
2030/31 | 195.75 | 28.25 | 1
2030/31 | 196.25 | 28.25 | 3
2030/31 | 197.25 | 28.25 | 1
2030/31 | 197.75 | 28.25 | 1
2030/31 | 198.75 | 28.25 | 1
2030/31 | 199.25 | 28.25 | 3
2030/31 | 199.75 | 28.25 | 1
2030/31 | 200.25 | 28.25 | 1
2030/31 | 200.75 | 28.25 | 2
2030/31 | 201.25 | 28.25 | 2
2030/31 | 202.25 | 28.25 | 1
2030/31 | 202.75 | 28.25 | 1
2030/31 | 203.25 | 28.25 | 1
2030/31 | 203.75 | 28.25 | 1
2030/31 | 205.75 | 28.25 | 1
2030/31 | 207.25 | 28.25 | 2
2030/31 | 208.25 | 28.25 | 1
2030/31 | 208.75 | 28.25 | 2
2030/31 | 210.75 | 28.25 | 1
2030/31 | 216.75 | 28.25 | 1
2030/31 | 217.25 | 28.25 | 1
2030/31 | 218.75 | 28.25 | 1
2030/31 | 219.75 | 28.25 | 1
2030/31 | 221.25 | 28.25 | 1
2030/31 | 224.25 | 28.25 | 1
2030/31 | 228.75 | 28.25 | 1
2030/31 | 232.25 | 28.25 | 1
2030/31 | 241.25 | 28.25 | 1
2030/31 | 263.25 | 28.25 | 1
2030/31 | 59.25 | 28.75 | 2
2030/31 | 62.25 | 28.75 | 1
2030/31 | 64.75 | 28.75 | 1
2030/31 | 65.25 | 28.75 | 1
2030/31 | 65.75 | 28.75 | 3
2030/31 | 66.25 | 28.75 | 3
2030/31 | 66.75 | 28.75 | 2
2030/31 | 67.75 | 28.75 | 8
2030/31 | 68.25 | 28.75 | 2
2030/31 | 68.75 | 28.75 | 7
2030/31 | 69.25 | 28.75 | 4
2030/31 | 69.75 | 28.75 | 9
2030/31 | 70.25 | 28.75 | 1
2030/31 | 70.75 | 28.75 | 3
2030/31 | 71.25 | 28.75 | 9
2030/31 | 71.75 | 28.75 | 7
2030/31 | 72.25 | 28.75 | 7
2030/31 | 72.75 | 28.75 | 5
2030/31 | 73.25 | 28.75 | 4
2030/31 | 73.75 | 28.75 | 6
2030/31 | 74.25 | 28.75 | 4
2030/31 | 74.75 | 28.75 | 5
2030/31 | 75.25 | 28.75 | 5
2030/31 | 75.75 | 28.75 | 9
2030/31 | 76.25 | 28.75 | 7
2030/31 | 76.75 | 28.75 | 4
2030/31 | 77.25 | 28.75 | 9
2030/31 | 77.75 | 28.75 | 8
2030/31 | 78.25 | 28.75 | 5
2030/31 | 78.75 | 28.75 | 5
2030/31 | 79.25 | 28.75 | 9
2030/31 | 79.75 | 28.75 | 11
2030/31 | 80.25 | 28.75 | 7
2030/31 | 80.75 | 28.75 | 7
2030/31 | 81.25 | 28.75 | 11
2030/31 | 81.75 | 28.75 | 4
2030/31 | 82.25 | 28.75 | 5
2030/31 | 82.75 | 28.75 | 9
2030/31 | 83.25 | 28.75 | 9
2030/31 | 83.75 | 28.75 | 8
2030/31 | 84.25 | 28.75 | 7
2030/31 | 84.75 | 28.75 | 13
2030/31 | 85.25 | 28.75 | 13
2030/31 | 85.75 | 28.75 | 8
2030/31 | 86.25 | 28.75 | 10
2030/31 | 86.75 | 28.75 | 10
2030/31 | 87.25 | 28.75 | 13
2030/31 | 87.75 | 28.75 | 13
2030/31 | 88.25 | 28.75 | 9
2030/31 | 88.75 | 28.75 | 12
2030/31 | 89.25 | 28.75 | 14
2030/31 | 89.75 | 28.75 | 13
2030/31 | 90.25 | 28.75 | 9
2030/31 | 90.75 | 28.75 | 8
2030/31 | 91.25 | 28.75 | 15
2030/31 | 91.75 | 28.75 | 23
2030/31 | 92.25 | 28.75 | 9
2030/31 | 92.75 | 28.75 | 14
2030/31 | 93.25 | 28.75 | 10
2030/31 | 93.75 | 28.75 | 11
2030/31 | 94.25 | 28.75 | 9
2030/31 | 94.75 | 28.75 | 15
2030/31 | 95.25 | 28.75 | 18
2030/31 | 95.75 | 28.75 | 11
2030/31 | 96.25 | 28.75 | 19
2030/31 | 96.75 | 28.75 | 18
2030/31 | 97.25 | 28.75 | 11
2030/31 | 97.75 | 28.75 | 18
2030/31 | 98.25 | 28.75 | 13
2030/31 | 98.75 | 28.75 | 21
2030/31 | 99.25 | 28.75 | 20
2030/31 | 99.75 | 28.75 | 23
2030/31 | 100.25 | 28.75 | 17
2030/31 | 100.75 | 28.75 | 16
2030/31 | 101.25 | 28.75 | 18
2030/31 | 101.75 | 28.75 | 25
2030/31 | 102.25 | 28.75 | 20
2030/31 | 102.75 | 28.75 | 16
2030/31 | 103.25 | 28.75 | 25
2030/31 | 103.75 | 28.75 | 10
2030/31 | 104.25 | 28.75 | 18
2030/31 | 104.75 | 28.75 | 19
2030/31 | 105.25 | 28.75 | 20
2030/31 | 105.75 | 28.75 | 17
2030/31 | 106.25 | 28.75 | 31
2030/31 | 106.75 | 28.75 | 28
2030/31 | 107.25 | 28.75 | 23
2030/31 | 107.75 | 28.75 | 25
2030/31 | 108.25 | 28.75 | 24
2030/31 | 108.75 | 28.75 | 23
2030/31 | 109.25 | 28.75 | 31
2030/31 | 109.75 | 28.75 | 28
2030/31 | 110.25 | 28.75 | 16
2030/31 | 110.75 | 28.75 | 12
2030/31 | 111.25 | 28.75 | 34
2030/31 | 111.75 | 28.75 | 26
2030/31 | 112.25 | 28.75 | 23
2030/31 | 112.75 | 28.75 | 22
2030/31 | 113.25 | 28.75 | 30
2030/31 | 113.75 | 28.75 | 29
2030/31 | 114.25 | 28.75 | 28
2030/31 | 114.75 | 28.75 | 36
2030/31 | 115.25 | 28.75 | 19
2030/31 | 115.75 | 28.75 | 40
2030/31 | 116.25 | 28.75 | 32
2030/31 | 116.75 | 28.75 | 27
2030/31 | 117.25 | 28.75 | 30
2030/31 | 117.75 | 28.75 | 34
2030/31 | 118.25 | 28.75 | 36
2030/31 | 118.75 | 28.75 | 43
2030/31 | 119.25 | 28.75 | 36
2030/31 | 119.75 | 28.75 | 41
2030/31 | 120.25 | 28.75 | 35
2030/31 | 120.75 | 28.75 | 37
2030/31 | 121.25 | 28.75 | 31
2030/31 | 121.75 | 28.75 | 26
2030/31 | 122.25 | 28.75 | 34
2030/31 | 122.75 | 28.75 | 30
2030/31 | 123.25 | 28.75 | 42
2030/31 | 123.75 | 28.75 | 28
2030/31 | 124.25 | 28.75 | 26
2030/31 | 124.75 | 28.75 | 25
2030/31 | 125.25 | 28.75 | 33
2030/31 | 125.75 | 28.75 | 27
2030/31 | 126.25 | 28.75 | 33
2030/31 | 126.75 | 28.75 | 33
2030/31 | 127.25 | 28.75 | 29
2030/31 | 127.75 | 28.75 | 26
2030/31 | 128.25 | 28.75 | 25
2030/31 | 128.75 | 28.75 | 28
2030/31 | 129.25 | 28.75 | 34
2030/31 | 129.75 | 28.75 | 35
2030/31 | 130.25 | 28.75 | 31
2030/31 | 130.75 | 28.75 | 35
2030/31 | 131.25 | 28.75 | 31
2030/31 | 131.75 | 28.75 | 26
2030/31 | 132.25 | 28.75 | 28
2030/31 | 132.75 | 28.75 | 21
2030/31 | 133.25 | 28.75 | 19
2030/31 | 133.75 | 28.75 | 25
2030/31 | 134.25 | 28.75 | 30
2030/31 | 134.75 | 28.75 | 31
2030/31 | 135.25 | 28.75 | 28
2030/31 | 135.75 | 28.75 | 21
2030/31 | 136.25 | 28.75 | 26
2030/31 | 136.75 | 28.75 | 19
2030/31 | 137.25 | 28.75 | 20
2030/31 | 137.75 | 28.75 | 29
2030/31 | 138.25 | 28.75 | 15
2030/31 | 138.75 | 28.75 | 22
2030/31 | 139.25 | 28.75 | 14
2030/31 | 139.75 | 28.75 | 15
2030/31 | 140.25 | 28.75 | 19
2030/31 | 140.75 | 28.75 | 24
2030/31 | 141.25 | 28.75 | 17
2030/31 | 141.75 | 28.75 | 20
2030/31 | 142.25 | 28.75 | 29
2030/31 | 142.75 | 28.75 | 13
2030/31 | 143.25 | 28.75 | 26
2030/31 | 143.75 | 28.75 | 15
2030/31 | 144.25 | 28.75 | 13
2030/31 | 144.75 | 28.75 | 20
2030/31 | 145.25 | 28.75 | 19
2030/31 | 145.75 | 28.75 | 9
2030/31 | 146.25 | 28.75 | 9
2030/31 | 146.75 | 28.75 | 11
2030/31 | 147.25 | 28.75 | 14
2030/31 | 147.75 | 28.75 | 8
2030/31 | 148.25 | 28.75 | 12
2030/31 | 148.75 | 28.75 | 20
2030/31 | 149.25 | 28.75 | 6
2030/31 | 149.75 | 28.75 | 9
2030/31 | 150.25 | 28.75 | 12
2030/31 | 150.75 | 28.75 | 12
2030/31 | 151.25 | 28.75 | 7
2030/31 | 151.75 | 28.75 | 10
2030/31 | 152.25 | 28.75 | 5
2030/31 | 152.75 | 28.75 | 6
2030/31 | 153.25 | 28.75 | 16
2030/31 | 153.75 | 28.75 | 12
2030/31 | 154.25 | 28.75 | 14
2030/31 | 154.75 | 28.75 | 12
2030/31 | 155.25 | 28.75 | 5
2030/31 | 155.75 | 28.75 | 5
2030/31 | 156.25 | 28.75 | 6
2030/31 | 156.75 | 28.75 | 4
2030/31 | 157.25 | 28.75 | 10
2030/31 | 157.75 | 28.75 | 4
2030/31 | 158.25 | 28.75 | 14
2030/31 | 158.75 | 28.75 | 8
2030/31 | 159.25 | 28.75 | 4
2030/31 | 159.75 | 28.75 | 8
2030/31 | 160.25 | 28.75 | 5
2030/31 | 160.75 | 28.75 | 5
2030/31 | 161.25 | 28.75 | 7
2030/31 | 161.75 | 28.75 | 6
2030/31 | 162.25 | 28.75 | 6
2030/31 | 162.75 | 28.75 | 6
2030/31 | 163.25 | 28.75 | 7
2030/31 | 163.75 | 28.75 | 9
2030/31 | 164.25 | 28.75 | 1
2030/31 | 164.75 | 28.75 | 9
2030/31 | 165.25 | 28.75 | 5
2030/31 | 165.75 | 28.75 | 7
2030/31 | 166.25 | 28.75 | 5
2030/31 | 166.75 | 28.75 | 6
2030/31 | 167.25 | 28.75 | 3
2030/31 | 167.75 | 28.75 | 8
2030/31 | 168.25 | 28.75 | 8
2030/31 | 168.75 | 28.75 | 2
2030/31 | 169.25 | 28.75 | 5
2030/31 | 169.75 | 28.75 | 3
2030/31 | 170.25 | 28.75 | 4
2030/31 | 170.75 | 28.75 | 2
2030/31 | 171.25 | 28.75 | 1
2030/31 | 171.75 | 28.75 | 4
2030/31 | 172.25 | 28.75 | 5
2030/31 | 172.75 | 28.75 | 4
2030/31 | 173.25 | 28.75 | 3
2030/31 | 173.75 | 28.75 | 3
2030/31 | 174.75 | 28.75 | 4
2030/31 | 175.25 | 28.75 | 5
2030/31 | 175.75 | 28.75 | 5
2030/31 | 176.25 | 28.75 | 2
2030/31 | 176.75 | 28.75 | 1
2030/31 | 177.25 | 28.75 | 1
2030/31 | 177.75 | 28.75 | 7
2030/31 | 178.25 | 28.75 | 2
2030/31 | 178.75 | 28.75 | 1
2030/31 | 179.25 | 28.75 | 4
2030/31 | 179.75 | 28.75 | 2
2030/31 | 180.25 | 28.75 | 1
2030/31 | 180.75 | 28.75 | 2
2030/31 | 181.25 | 28.75 | 1
2030/31 | 181.75 | 28.75 | 2
2030/31 | 182.25 | 28.75 | 1
2030/31 | 182.75 | 28.75 | 3
2030/31 | 183.25 | 28.75 | 3
2030/31 | 183.75 | 28.75 | 1
2030/31 | 184.25 | 28.75 | 5
2030/31 | 184.75 | 28.75 | 3
2030/31 | 186.25 | 28.75 | 3
2030/31 | 186.75 | 28.75 | 6
2030/31 | 187.25 | 28.75 | 1
2030/31 | 187.75 | 28.75 | 2
2030/31 | 188.25 | 28.75 | 2
2030/31 | 188.75 | 28.75 | 1
2030/31 | 189.25 | 28.75 | 2
2030/31 | 189.75 | 28.75 | 2
2030/31 | 190.25 | 28.75 | 3
2030/31 | 190.75 | 28.75 | 1
2030/31 | 191.25 | 28.75 | 4
2030/31 | 191.75 | 28.75 | 1
2030/31 | 193.25 | 28.75 | 1
2030/31 | 193.75 | 28.75 | 1
2030/31 | 194.25 | 28.75 | 2
2030/31 | 194.75 | 28.75 | 2
2030/31 | 195.25 | 28.75 | 1
2030/31 | 195.75 | 28.75 | 1
2030/31 | 197.25 | 28.75 | 2
2030/31 | 197.75 | 28.75 | 2
2030/31 | 198.25 | 28.75 | 2
2030/31 | 198.75 | 28.75 | 2
2030/31 | 199.75 | 28.75 | 2
2030/31 | 200.25 | 28.75 | 1
2030/31 | 200.75 | 28.75 | 2
2030/31 | 202.25 | 28.75 | 1
2030/31 | 202.75 | 28.75 | 2
2030/31 | 203.75 | 28.75 | 2
2030/31 | 204.25 | 28.75 | 1
2030/31 | 204.75 | 28.75 | 1
2030/31 | 205.25 | 28.75 | 1
2030/31 | 205.75 | 28.75 | 1
2030/31 | 206.75 | 28.75 | 2
2030/31 | 207.25 | 28.75 | 1
2030/31 | 207.75 | 28.75 | 1
2030/31 | 209.25 | 28.75 | 2
2030/31 | 209.75 | 28.75 | 1
2030/31 | 211.75 | 28.75 | 1
2030/31 | 212.25 | 28.75 | 1
2030/31 | 214.25 | 28.75 | 1
2030/31 | 215.75 | 28.75 | 1
2030/31 | 218.75 | 28.75 | 1
2030/31 | 221.25 | 28.75 | 1
2030/31 | 227.75 | 28.75 | 1
2030/31 | 250.25 | 28.75 | 1
2030/31 | 59.25 | 29.25 | 1
2030/31 | 60.25 | 29.25 | 1
2030/31 | 61.25 | 29.25 | 2
2030/31 | 62.75 | 29.25 | 3
2030/31 | 63.25 | 29.25 | 1
2030/31 | 63.75 | 29.25 | 1
2030/31 | 64.25 | 29.25 | 2
2030/31 | 64.75 | 29.25 | 1
2030/31 | 65.25 | 29.25 | 2
2030/31 | 66.25 | 29.25 | 3
2030/31 | 66.75 | 29.25 | 2
2030/31 | 67.25 | 29.25 | 4
2030/31 | 67.75 | 29.25 | 2
2030/31 | 68.25 | 29.25 | 4
2030/31 | 68.75 | 29.25 | 3
2030/31 | 69.25 | 29.25 | 7
2030/31 | 69.75 | 29.25 | 2
2030/31 | 70.25 | 29.25 | 4
2030/31 | 70.75 | 29.25 | 2
2030/31 | 71.25 | 29.25 | 5
2030/31 | 71.75 | 29.25 | 8
2030/31 | 72.25 | 29.25 | 4
2030/31 | 72.75 | 29.25 | 4
2030/31 | 73.25 | 29.25 | 3
2030/31 | 73.75 | 29.25 | 7
2030/31 | 74.25 | 29.25 | 5
2030/31 | 74.75 | 29.25 | 8
2030/31 | 75.25 | 29.25 | 14
2030/31 | 75.75 | 29.25 | 9
2030/31 | 76.25 | 29.25 | 11
2030/31 | 76.75 | 29.25 | 12
2030/31 | 77.25 | 29.25 | 16
2030/31 | 77.75 | 29.25 | 9
2030/31 | 78.25 | 29.25 | 10
2030/31 | 78.75 | 29.25 | 10
2030/31 | 79.25 | 29.25 | 11
2030/31 | 79.75 | 29.25 | 5
2030/31 | 80.25 | 29.25 | 4
2030/31 | 80.75 | 29.25 | 9
2030/31 | 81.25 | 29.25 | 6
2030/31 | 81.75 | 29.25 | 13
2030/31 | 82.25 | 29.25 | 11
2030/31 | 82.75 | 29.25 | 13
2030/31 | 83.25 | 29.25 | 5
2030/31 | 83.75 | 29.25 | 4
2030/31 | 84.25 | 29.25 | 12
2030/31 | 84.75 | 29.25 | 18
2030/31 | 85.25 | 29.25 | 6
2030/31 | 85.75 | 29.25 | 14
2030/31 | 86.25 | 29.25 | 16
2030/31 | 86.75 | 29.25 | 10
2030/31 | 87.25 | 29.25 | 9
2030/31 | 87.75 | 29.25 | 10
2030/31 | 88.25 | 29.25 | 15
2030/31 | 88.75 | 29.25 | 17
2030/31 | 89.25 | 29.25 | 19
2030/31 | 89.75 | 29.25 | 11
2030/31 | 90.25 | 29.25 | 20
2030/31 | 90.75 | 29.25 | 10
2030/31 | 91.25 | 29.25 | 13
2030/31 | 91.75 | 29.25 | 17
2030/31 | 92.25 | 29.25 | 18
2030/31 | 92.75 | 29.25 | 12
2030/31 | 93.25 | 29.25 | 17
2030/31 | 93.75 | 29.25 | 19
2030/31 | 94.25 | 29.25 | 14
2030/31 | 94.75 | 29.25 | 25
2030/31 | 95.25 | 29.25 | 13
2030/31 | 95.75 | 29.25 | 15
2030/31 | 96.25 | 29.25 | 16
2030/31 | 96.75 | 29.25 | 17
2030/31 | 97.25 | 29.25 | 24
2030/31 | 97.75 | 29.25 | 13
2030/31 | 98.25 | 29.25 | 15
2030/31 | 98.75 | 29.25 | 18
2030/31 | 99.25 | 29.25 | 15
2030/31 | 99.75 | 29.25 | 27
2030/31 | 100.25 | 29.25 | 18
2030/31 | 100.75 | 29.25 | 18
2030/31 | 101.25 | 29.25 | 25
2030/31 | 101.75 | 29.25 | 16
2030/31 | 102.25 | 29.25 | 23
2030/31 | 102.75 | 29.25 | 23
2030/31 | 103.25 | 29.25 | 27
2030/31 | 103.75 | 29.25 | 23
2030/31 | 104.25 | 29.25 | 24
2030/31 | 104.75 | 29.25 | 27
2030/31 | 105.25 | 29.25 | 26
2030/31 | 105.75 | 29.25 | 34
2030/31 | 106.25 | 29.25 | 37
2030/31 | 106.75 | 29.25 | 37
2030/31 | 107.25 | 29.25 | 22
2030/31 | 107.75 | 29.25 | 26
2030/31 | 108.25 | 29.25 | 27
2030/31 | 108.75 | 29.25 | 22
2030/31 | 109.25 | 29.25 | 22
2030/31 | 109.75 | 29.25 | 34
2030/31 | 110.25 | 29.25 | 23
2030/31 | 110.75 | 29.25 | 23
2030/31 | 111.25 | 29.25 | 24
2030/31 | 111.75 | 29.25 | 28
2030/31 | 112.25 | 29.25 | 25
2030/31 | 112.75 | 29.25 | 32
2030/31 | 113.25 | 29.25 | 35
2030/31 | 113.75 | 29.25 | 27
2030/31 | 114.25 | 29.25 | 32
2030/31 | 114.75 | 29.25 | 29
2030/31 | 115.25 | 29.25 | 29
2030/31 | 115.75 | 29.25 | 46
2030/31 | 116.25 | 29.25 | 28
2030/31 | 116.75 | 29.25 | 44
2030/31 | 117.25 | 29.25 | 31
2030/31 | 117.75 | 29.25 | 31
2030/31 | 118.25 | 29.25 | 39
2030/31 | 118.75 | 29.25 | 40
2030/31 | 119.25 | 29.25 | 33
2030/31 | 119.75 | 29.25 | 35
2030/31 | 120.25 | 29.25 | 43
2030/31 | 120.75 | 29.25 | 36
2030/31 | 121.25 | 29.25 | 46
2030/31 | 121.75 | 29.25 | 31
2030/31 | 122.25 | 29.25 | 25
2030/31 | 122.75 | 29.25 | 44
2030/31 | 123.25 | 29.25 | 28
2030/31 | 123.75 | 29.25 | 32
2030/31 | 124.25 | 29.25 | 34
2030/31 | 124.75 | 29.25 | 39
2030/31 | 125.25 | 29.25 | 37
2030/31 | 125.75 | 29.25 | 38
2030/31 | 126.25 | 29.25 | 26
2030/31 | 126.75 | 29.25 | 31
2030/31 | 127.25 | 29.25 | 39
2030/31 | 127.75 | 29.25 | 47
2030/31 | 128.25 | 29.25 | 32
2030/31 | 128.75 | 29.25 | 34
2030/31 | 129.25 | 29.25 | 38
2030/31 | 129.75 | 29.25 | 33
2030/31 | 130.25 | 29.25 | 27
2030/31 | 130.75 | 29.25 | 21
2030/31 | 131.25 | 29.25 | 27
2030/31 | 131.75 | 29.25 | 27
2030/31 | 132.25 | 29.25 | 24
2030/31 | 132.75 | 29.25 | 32
2030/31 | 133.25 | 29.25 | 23
2030/31 | 133.75 | 29.25 | 35
2030/31 | 134.25 | 29.25 | 35
2030/31 | 134.75 | 29.25 | 24
2030/31 | 135.25 | 29.25 | 14
2030/31 | 135.75 | 29.25 | 17
2030/31 | 136.25 | 29.25 | 24
2030/31 | 136.75 | 29.25 | 20
2030/31 | 137.25 | 29.25 | 25
2030/31 | 137.75 | 29.25 | 15
2030/31 | 138.25 | 29.25 | 17
2030/31 | 138.75 | 29.25 | 21
2030/31 | 139.25 | 29.25 | 18
2030/31 | 139.75 | 29.25 | 24
2030/31 | 140.25 | 29.25 | 33
2030/31 | 140.75 | 29.25 | 25
2030/31 | 141.25 | 29.25 | 12
2030/31 | 141.75 | 29.25 | 29
2030/31 | 142.25 | 29.25 | 22
2030/31 | 142.75 | 29.25 | 11
2030/31 | 143.25 | 29.25 | 19
2030/31 | 143.75 | 29.25 | 18
2030/31 | 144.25 | 29.25 | 12
2030/31 | 144.75 | 29.25 | 17
2030/31 | 145.25 | 29.25 | 13
2030/31 | 145.75 | 29.25 | 14
2030/31 | 146.25 | 29.25 | 15
2030/31 | 146.75 | 29.25 | 15
2030/31 | 147.25 | 29.25 | 10
2030/31 | 147.75 | 29.25 | 11
2030/31 | 148.25 | 29.25 | 17
2030/31 | 148.75 | 29.25 | 10
2030/31 | 149.25 | 29.25 | 12
2030/31 | 149.75 | 29.25 | 8
2030/31 | 150.25 | 29.25 | 11
2030/31 | 150.75 | 29.25 | 12
2030/31 | 151.25 | 29.25 | 8
2030/31 | 151.75 | 29.25 | 10
2030/31 | 152.25 | 29.25 | 10
2030/31 | 152.75 | 29.25 | 5
2030/31 | 153.25 | 29.25 | 3
2030/31 | 153.75 | 29.25 | 9
2030/31 | 154.25 | 29.25 | 9
2030/31 | 154.75 | 29.25 | 11
2030/31 | 155.25 | 29.25 | 11
2030/31 | 155.75 | 29.25 | 7
2030/31 | 156.25 | 29.25 | 10
2030/31 | 156.75 | 29.25 | 5
2030/31 | 157.25 | 29.25 | 7
2030/31 | 157.75 | 29.25 | 7
2030/31 | 158.25 | 29.25 | 5
2030/31 | 158.75 | 29.25 | 9
2030/31 | 159.25 | 29.25 | 7
2030/31 | 159.75 | 29.25 | 11
2030/31 | 160.25 | 29.25 | 5
2030/31 | 160.75 | 29.25 | 7
2030/31 | 161.25 | 29.25 | 9
2030/31 | 161.75 | 29.25 | 3
2030/31 | 162.25 | 29.25 | 10
2030/31 | 162.75 | 29.25 | 5
2030/31 | 163.25 | 29.25 | 7
2030/31 | 163.75 | 29.25 | 8
2030/31 | 164.25 | 29.25 | 7
2030/31 | 164.75 | 29.25 | 7
2030/31 | 165.25 | 29.25 | 6
2030/31 | 165.75 | 29.25 | 3
2030/31 | 166.25 | 29.25 | 5
2030/31 | 166.75 | 29.25 | 7
2030/31 | 167.25 | 29.25 | 6
2030/31 | 167.75 | 29.25 | 6
2030/31 | 168.25 | 29.25 | 5
2030/31 | 168.75 | 29.25 | 4
2030/31 | 169.25 | 29.25 | 4
2030/31 | 169.75 | 29.25 | 3
2030/31 | 170.25 | 29.25 | 2
2030/31 | 170.75 | 29.25 | 7
2030/31 | 171.25 | 29.25 | 5
2030/31 | 171.75 | 29.25 | 4
2030/31 | 172.25 | 29.25 | 4
2030/31 | 172.75 | 29.25 | 4
2030/31 | 173.25 | 29.25 | 1
2030/31 | 173.75 | 29.25 | 3
2030/31 | 174.25 | 29.25 | 2
2030/31 | 175.25 | 29.25 | 1
2030/31 | 175.75 | 29.25 | 6
2030/31 | 176.25 | 29.25 | 3
2030/31 | 176.75 | 29.25 | 5
2030/31 | 177.25 | 29.25 | 3
2030/31 | 177.75 | 29.25 | 2
2030/31 | 178.25 | 29.25 | 1
2030/31 | 178.75 | 29.25 | 3
2030/31 | 179.25 | 29.25 | 4
2030/31 | 179.75 | 29.25 | 6
2030/31 | 180.25 | 29.25 | 6
2030/31 | 180.75 | 29.25 | 3
2030/31 | 181.25 | 29.25 | 3
2030/31 | 181.75 | 29.25 | 3
2030/31 | 182.25 | 29.25 | 4
2030/31 | 182.75 | 29.25 | 2
2030/31 | 183.25 | 29.25 | 3
2030/31 | 183.75 | 29.25 | 2
2030/31 | 184.25 | 29.25 | 2
2030/31 | 185.25 | 29.25 | 2
2030/31 | 185.75 | 29.25 | 3
2030/31 | 186.25 | 29.25 | 3
2030/31 | 186.75 | 29.25 | 1
2030/31 | 187.25 | 29.25 | 1
2030/31 | 187.75 | 29.25 | 2
2030/31 | 188.75 | 29.25 | 4
2030/31 | 189.25 | 29.25 | 3
2030/31 | 190.25 | 29.25 | 2
2030/31 | 190.75 | 29.25 | 1
2030/31 | 191.25 | 29.25 | 2
2030/31 | 191.75 | 29.25 | 4
2030/31 | 192.25 | 29.25 | 1
2030/31 | 192.75 | 29.25 | 4
2030/31 | 193.25 | 29.25 | 4
2030/31 | 194.25 | 29.25 | 2
2030/31 | 194.75 | 29.25 | 1
2030/31 | 195.25 | 29.25 | 1
2030/31 | 195.75 | 29.25 | 1
2030/31 | 196.25 | 29.25 | 2
2030/31 | 196.75 | 29.25 | 4
2030/31 | 197.25 | 29.25 | 3
2030/31 | 197.75 | 29.25 | 2
2030/31 | 198.25 | 29.25 | 2
2030/31 | 198.75 | 29.25 | 1
2030/31 | 199.25 | 29.25 | 1
2030/31 | 199.75 | 29.25 | 1
2030/31 | 200.25 | 29.25 | 3
2030/31 | 200.75 | 29.25 | 2
2030/31 | 202.25 | 29.25 | 1
2030/31 | 203.75 | 29.25 | 4
2030/31 | 204.25 | 29.25 | 1
2030/31 | 207.25 | 29.25 | 1
2030/31 | 209.25 | 29.25 | 2
2030/31 | 210.75 | 29.25 | 1
2030/31 | 211.75 | 29.25 | 1
2030/31 | 212.25 | 29.25 | 1
2030/31 | 213.25 | 29.25 | 1
2030/31 | 214.75 | 29.25 | 2
2030/31 | 216.25 | 29.25 | 1
2030/31 | 218.25 | 29.25 | 1
2030/31 | 219.25 | 29.25 | 1
2030/31 | 242.75 | 29.25 | 1
2030/31 | 62.25 | 29.75 | 1
2030/31 | 63.25 | 29.75 | 1
2030/31 | 63.75 | 29.75 | 1
2030/31 | 64.75 | 29.75 | 2
2030/31 | 65.25 | 29.75 | 1
2030/31 | 65.75 | 29.75 | 3
2030/31 | 66.25 | 29.75 | 3
2030/31 | 66.75 | 29.75 | 1
2030/31 | 67.25 | 29.75 | 4
2030/31 | 67.75 | 29.75 | 1
2030/31 | 68.25 | 29.75 | 1
2030/31 | 68.75 | 29.75 | 3
2030/31 | 69.25 | 29.75 | 4
2030/31 | 69.75 | 29.75 | 6
2030/31 | 70.25 | 29.75 | 3
2030/31 | 70.75 | 29.75 | 4
2030/31 | 71.25 | 29.75 | 6
2030/31 | 71.75 | 29.75 | 7
2030/31 | 72.25 | 29.75 | 6
2030/31 | 72.75 | 29.75 | 5
2030/31 | 73.25 | 29.75 | 8
2030/31 | 73.75 | 29.75 | 7
2030/31 | 74.25 | 29.75 | 8
2030/31 | 74.75 | 29.75 | 4
2030/31 | 75.25 | 29.75 | 7
2030/31 | 75.75 | 29.75 | 4
2030/31 | 76.25 | 29.75 | 5
2030/31 | 76.75 | 29.75 | 12
2030/31 | 77.25 | 29.75 | 11
2030/31 | 77.75 | 29.75 | 8
2030/31 | 78.25 | 29.75 | 10
2030/31 | 78.75 | 29.75 | 12
2030/31 | 79.25 | 29.75 | 12
2030/31 | 79.75 | 29.75 | 10
2030/31 | 80.25 | 29.75 | 8
2030/31 | 80.75 | 29.75 | 10
2030/31 | 81.25 | 29.75 | 12
2030/31 | 81.75 | 29.75 | 9
2030/31 | 82.25 | 29.75 | 7
2030/31 | 82.75 | 29.75 | 12
2030/31 | 83.25 | 29.75 | 6
2030/31 | 83.75 | 29.75 | 15
2030/31 | 84.25 | 29.75 | 7
2030/31 | 84.75 | 29.75 | 8
2030/31 | 85.25 | 29.75 | 17
2030/31 | 85.75 | 29.75 | 24
2030/31 | 86.25 | 29.75 | 8
2030/31 | 86.75 | 29.75 | 11
2030/31 | 87.25 | 29.75 | 12
2030/31 | 87.75 | 29.75 | 18
2030/31 | 88.25 | 29.75 | 14
2030/31 | 88.75 | 29.75 | 13
2030/31 | 89.25 | 29.75 | 14
2030/31 | 89.75 | 29.75 | 15
2030/31 | 90.25 | 29.75 | 12
2030/31 | 90.75 | 29.75 | 20
2030/31 | 91.25 | 29.75 | 17
2030/31 | 91.75 | 29.75 | 18
2030/31 | 92.25 | 29.75 | 18
2030/31 | 92.75 | 29.75 | 19
2030/31 | 93.25 | 29.75 | 12
2030/31 | 93.75 | 29.75 | 12
2030/31 | 94.25 | 29.75 | 16
2030/31 | 94.75 | 29.75 | 18
2030/31 | 95.25 | 29.75 | 12
2030/31 | 95.75 | 29.75 | 25
2030/31 | 96.25 | 29.75 | 25
2030/31 | 96.75 | 29.75 | 18
2030/31 | 97.25 | 29.75 | 8
2030/31 | 97.75 | 29.75 | 17
2030/31 | 98.25 | 29.75 | 14
2030/31 | 98.75 | 29.75 | 21
2030/31 | 99.25 | 29.75 | 12
2030/31 | 99.75 | 29.75 | 20
2030/31 | 100.25 | 29.75 | 15
2030/31 | 100.75 | 29.75 | 20
2030/31 | 101.25 | 29.75 | 19
2030/31 | 101.75 | 29.75 | 24
2030/31 | 102.25 | 29.75 | 19
2030/31 | 102.75 | 29.75 | 12
2030/31 | 103.25 | 29.75 | 16
2030/31 | 103.75 | 29.75 | 24
2030/31 | 104.25 | 29.75 | 21
2030/31 | 104.75 | 29.75 | 26
2030/31 | 105.25 | 29.75 | 18
2030/31 | 105.75 | 29.75 | 19
2030/31 | 106.25 | 29.75 | 24
2030/31 | 106.75 | 29.75 | 26
2030/31 | 107.25 | 29.75 | 32
2030/31 | 107.75 | 29.75 | 21
2030/31 | 108.25 | 29.75 | 33
2030/31 | 108.75 | 29.75 | 26
2030/31 | 109.25 | 29.75 | 38
2030/31 | 109.75 | 29.75 | 34
2030/31 | 110.25 | 29.75 | 30
2030/31 | 110.75 | 29.75 | 36
2030/31 | 111.25 | 29.75 | 31
2030/31 | 111.75 | 29.75 | 25
2030/31 | 112.25 | 29.75 | 31
2030/31 | 112.75 | 29.75 | 31
2030/31 | 113.25 | 29.75 | 36
2030/31 | 113.75 | 29.75 | 35
2030/31 | 114.25 | 29.75 | 32
2030/31 | 114.75 | 29.75 | 29
2030/31 | 115.25 | 29.75 | 31
2030/31 | 115.75 | 29.75 | 28
2030/31 | 116.25 | 29.75 | 37
2030/31 | 116.75 | 29.75 | 35
2030/31 | 117.25 | 29.75 | 44
2030/31 | 117.75 | 29.75 | 28
2030/31 | 118.25 | 29.75 | 31
2030/31 | 118.75 | 29.75 | 27
2030/31 | 119.25 | 29.75 | 27
2030/31 | 119.75 | 29.75 | 31
2030/31 | 120.25 | 29.75 | 35
2030/31 | 120.75 | 29.75 | 47
2030/31 | 121.25 | 29.75 | 39
2030/31 | 121.75 | 29.75 | 38
2030/31 | 122.25 | 29.75 | 41
2030/31 | 122.75 | 29.75 | 39
2030/31 | 123.25 | 29.75 | 34
2030/31 | 123.75 | 29.75 | 36
2030/31 | 124.25 | 29.75 | 38
2030/31 | 124.75 | 29.75 | 36
2030/31 | 125.25 | 29.75 | 39
2030/31 | 125.75 | 29.75 | 34
2030/31 | 126.25 | 29.75 | 30
2030/31 | 126.75 | 29.75 | 40
2030/31 | 127.25 | 29.75 | 45
2030/31 | 127.75 | 29.75 | 30
2030/31 | 128.25 | 29.75 | 33
2030/31 | 128.75 | 29.75 | 27
2030/31 | 129.25 | 29.75 | 29
2030/31 | 129.75 | 29.75 | 42
2030/31 | 130.25 | 29.75 | 27
2030/31 | 130.75 | 29.75 | 35
2030/31 | 131.25 | 29.75 | 24
2030/31 | 131.75 | 29.75 | 32
2030/31 | 132.25 | 29.75 | 26
2030/31 | 132.75 | 29.75 | 30
2030/31 | 133.25 | 29.75 | 24
2030/31 | 133.75 | 29.75 | 27
2030/31 | 134.25 | 29.75 | 23
2030/31 | 134.75 | 29.75 | 26
2030/31 | 135.25 | 29.75 | 21
2030/31 | 135.75 | 29.75 | 20
2030/31 | 136.25 | 29.75 | 21
2030/31 | 136.75 | 29.75 | 22
2030/31 | 137.25 | 29.75 | 30
2030/31 | 137.75 | 29.75 | 27
2030/31 | 138.25 | 29.75 | 16
2030/31 | 138.75 | 29.75 | 27
2030/31 | 139.25 | 29.75 | 28
2030/31 | 139.75 | 29.75 | 27
2030/31 | 140.25 | 29.75 | 20
2030/31 | 140.75 | 29.75 | 16
2030/31 | 141.25 | 29.75 | 15
2030/31 | 141.75 | 29.75 | 15
2030/31 | 142.25 | 29.75 | 19
2030/31 | 142.75 | 29.75 | 16
2030/31 | 143.25 | 29.75 | 11
2030/31 | 143.75 | 29.75 | 20
2030/31 | 144.25 | 29.75 | 13
2030/31 | 144.75 | 29.75 | 11
2030/31 | 145.25 | 29.75 | 15
2030/31 | 145.75 | 29.75 | 14
2030/31 | 146.25 | 29.75 | 17
2030/31 | 146.75 | 29.75 | 20
2030/31 | 147.25 | 29.75 | 7
2030/31 | 147.75 | 29.75 | 14
2030/31 | 148.25 | 29.75 | 12
2030/31 | 148.75 | 29.75 | 16
2030/31 | 149.25 | 29.75 | 15
2030/31 | 149.75 | 29.75 | 12
2030/31 | 150.25 | 29.75 | 8
2030/31 | 150.75 | 29.75 | 9
2030/31 | 151.25 | 29.75 | 7
2030/31 | 151.75 | 29.75 | 22
2030/31 | 152.25 | 29.75 | 16
2030/31 | 152.75 | 29.75 | 12
2030/31 | 153.25 | 29.75 | 7
2030/31 | 153.75 | 29.75 | 15
2030/31 | 154.25 | 29.75 | 8
2030/31 | 154.75 | 29.75 | 6
2030/31 | 155.25 | 29.75 | 5
2030/31 | 155.75 | 29.75 | 5
2030/31 | 156.25 | 29.75 | 11
2030/31 | 156.75 | 29.75 | 8
2030/31 | 157.25 | 29.75 | 11
2030/31 | 157.75 | 29.75 | 7
2030/31 | 158.25 | 29.75 | 7
2030/31 | 158.75 | 29.75 | 7
2030/31 | 159.25 | 29.75 | 5
2030/31 | 159.75 | 29.75 | 5
2030/31 | 160.25 | 29.75 | 4
2030/31 | 160.75 | 29.75 | 5
2030/31 | 161.25 | 29.75 | 5
2030/31 | 161.75 | 29.75 | 7
2030/31 | 162.25 | 29.75 | 6
2030/31 | 162.75 | 29.75 | 2
2030/31 | 163.25 | 29.75 | 9
2030/31 | 163.75 | 29.75 | 9
2030/31 | 164.25 | 29.75 | 5
2030/31 | 164.75 | 29.75 | 4
2030/31 | 165.25 | 29.75 | 2
2030/31 | 165.75 | 29.75 | 10
2030/31 | 166.25 | 29.75 | 8
2030/31 | 166.75 | 29.75 | 5
2030/31 | 167.25 | 29.75 | 9
2030/31 | 167.75 | 29.75 | 9
2030/31 | 168.25 | 29.75 | 2
2030/31 | 168.75 | 29.75 | 5
2030/31 | 169.25 | 29.75 | 5
2030/31 | 169.75 | 29.75 | 3
2030/31 | 170.25 | 29.75 | 1
2030/31 | 170.75 | 29.75 | 5
2030/31 | 171.25 | 29.75 | 4
2030/31 | 171.75 | 29.75 | 7
2030/31 | 172.25 | 29.75 | 4
2030/31 | 172.75 | 29.75 | 2
2030/31 | 173.25 | 29.75 | 1
2030/31 | 173.75 | 29.75 | 4
2030/31 | 174.25 | 29.75 | 4
2030/31 | 174.75 | 29.75 | 2
2030/31 | 175.25 | 29.75 | 4
2030/31 | 175.75 | 29.75 | 3
2030/31 | 176.25 | 29.75 | 3
2030/31 | 176.75 | 29.75 | 4
2030/31 | 177.25 | 29.75 | 2
2030/31 | 178.25 | 29.75 | 1
2030/31 | 178.75 | 29.75 | 3
2030/31 | 179.25 | 29.75 | 9
2030/31 | 179.75 | 29.75 | 2
2030/31 | 180.75 | 29.75 | 2
2030/31 | 181.25 | 29.75 | 5
2030/31 | 181.75 | 29.75 | 1
2030/31 | 182.25 | 29.75 | 1
2030/31 | 182.75 | 29.75 | 1
2030/31 | 183.25 | 29.75 | 3
2030/31 | 183.75 | 29.75 | 3
2030/31 | 184.25 | 29.75 | 2
2030/31 | 184.75 | 29.75 | 2
2030/31 | 185.25 | 29.75 | 3
2030/31 | 185.75 | 29.75 | 2
2030/31 | 186.25 | 29.75 | 5
2030/31 | 186.75 | 29.75 | 2
2030/31 | 187.75 | 29.75 | 1
2030/31 | 188.25 | 29.75 | 1
2030/31 | 188.75 | 29.75 | 2
2030/31 | 189.25 | 29.75 | 4
2030/31 | 189.75 | 29.75 | 1
2030/31 | 190.25 | 29.75 | 1
2030/31 | 190.75 | 29.75 | 2
2030/31 | 191.25 | 29.75 | 4
2030/31 | 192.25 | 29.75 | 2
2030/31 | 192.75 | 29.75 | 3
2030/31 | 193.25 | 29.75 | 1
2030/31 | 193.75 | 29.75 | 2
2030/31 | 194.25 | 29.75 | 4
2030/31 | 194.75 | 29.75 | 2
2030/31 | 195.75 | 29.75 | 3
2030/31 | 196.25 | 29.75 | 1
2030/31 | 196.75 | 29.75 | 1
2030/31 | 197.25 | 29.75 | 1
2030/31 | 197.75 | 29.75 | 1
2030/31 | 198.75 | 29.75 | 2
2030/31 | 199.25 | 29.75 | 2
2030/31 | 200.75 | 29.75 | 2
2030/31 | 201.25 | 29.75 | 4
2030/31 | 202.25 | 29.75 | 2
2030/31 | 205.25 | 29.75 | 1
2030/31 | 205.75 | 29.75 | 1
2030/31 | 207.75 | 29.75 | 1
2030/31 | 208.25 | 29.75 | 1
2030/31 | 212.25 | 29.75 | 1
2030/31 | 212.75 | 29.75 | 1
2030/31 | 214.25 | 29.75 | 2
2030/31 | 215.75 | 29.75 | 1
2030/31 | 219.25 | 29.75 | 1
2030/31 | 220.75 | 29.75 | 1
2030/31 | 221.75 | 29.75 | 1
2030/31 | 222.25 | 29.75 | 1
2030/31 | 222.75 | 29.75 | 1
2030/31 | 225.25 | 29.75 | 1
2030/31 | 226.25 | 29.75 | 2
2030/31 | 231.25 | 29.75 | 1
2030/31 | 233.25 | 29.75 | 1
2030/31 | 236.75 | 29.75 | 1
2030/31 | 262.75 | 29.75 | 1
2030/31 | 286.25 | 29.75 | 1
2030/31 | 61.75 | 30.25 | 1
2030/31 | 63.25 | 30.25 | 1
2030/31 | 63.75 | 30.25 | 1
2030/31 | 64.25 | 30.25 | 1
2030/31 | 64.75 | 30.25 | 1
2030/31 | 65.25 | 30.25 | 1
2030/31 | 65.75 | 30.25 | 1
2030/31 | 66.25 | 30.25 | 2
2030/31 | 66.75 | 30.25 | 1
2030/31 | 67.25 | 30.25 | 1
2030/31 | 67.75 | 30.25 | 2
2030/31 | 68.25 | 30.25 | 6
2030/31 | 68.75 | 30.25 | 5
2030/31 | 69.25 | 30.25 | 2
2030/31 | 69.75 | 30.25 | 3
2030/31 | 70.25 | 30.25 | 6
2030/31 | 70.75 | 30.25 | 6
2030/31 | 71.25 | 30.25 | 2
2030/31 | 71.75 | 30.25 | 4
2030/31 | 72.25 | 30.25 | 7
2030/31 | 72.75 | 30.25 | 6
2030/31 | 73.25 | 30.25 | 4
2030/31 | 73.75 | 30.25 | 8
2030/31 | 74.25 | 30.25 | 4
2030/31 | 74.75 | 30.25 | 9
2030/31 | 75.25 | 30.25 | 13
2030/31 | 75.75 | 30.25 | 5
2030/31 | 76.25 | 30.25 | 6
2030/31 | 76.75 | 30.25 | 7
2030/31 | 77.25 | 30.25 | 12
2030/31 | 77.75 | 30.25 | 12
2030/31 | 78.25 | 30.25 | 6
2030/31 | 78.75 | 30.25 | 11
2030/31 | 79.25 | 30.25 | 8
2030/31 | 79.75 | 30.25 | 4
2030/31 | 80.25 | 30.25 | 14
2030/31 | 80.75 | 30.25 | 10
2030/31 | 81.25 | 30.25 | 15
2030/31 | 81.75 | 30.25 | 9
2030/31 | 82.25 | 30.25 | 13
2030/31 | 82.75 | 30.25 | 15
2030/31 | 83.25 | 30.25 | 12
2030/31 | 83.75 | 30.25 | 15
2030/31 | 84.25 | 30.25 | 17
2030/31 | 84.75 | 30.25 | 18
2030/31 | 85.25 | 30.25 | 17
2030/31 | 85.75 | 30.25 | 12
2030/31 | 86.25 | 30.25 | 10
2030/31 | 86.75 | 30.25 | 11
2030/31 | 87.25 | 30.25 | 14
2030/31 | 87.75 | 30.25 | 13
2030/31 | 88.25 | 30.25 | 16
2030/31 | 88.75 | 30.25 | 14
2030/31 | 89.25 | 30.25 | 21
2030/31 | 89.75 | 30.25 | 16
2030/31 | 90.25 | 30.25 | 15
2030/31 | 90.75 | 30.25 | 15
2030/31 | 91.25 | 30.25 | 15
2030/31 | 91.75 | 30.25 | 19
2030/31 | 92.25 | 30.25 | 22
2030/31 | 92.75 | 30.25 | 17
2030/31 | 93.25 | 30.25 | 22
2030/31 | 93.75 | 30.25 | 13
2030/31 | 94.25 | 30.25 | 23
2030/31 | 94.75 | 30.25 | 19
2030/31 | 95.25 | 30.25 | 8
2030/31 | 95.75 | 30.25 | 18
2030/31 | 96.25 | 30.25 | 27
2030/31 | 96.75 | 30.25 | 25
2030/31 | 97.25 | 30.25 | 18
2030/31 | 97.75 | 30.25 | 19
2030/31 | 98.25 | 30.25 | 15
2030/31 | 98.75 | 30.25 | 22
2030/31 | 99.25 | 30.25 | 20
2030/31 | 99.75 | 30.25 | 16
2030/31 | 100.25 | 30.25 | 26
2030/31 | 100.75 | 30.25 | 24
2030/31 | 101.25 | 30.25 | 21
2030/31 | 101.75 | 30.25 | 24
2030/31 | 102.25 | 30.25 | 13
2030/31 | 102.75 | 30.25 | 16
2030/31 | 103.25 | 30.25 | 13
2030/31 | 103.75 | 30.25 | 22
2030/31 | 104.25 | 30.25 | 19
2030/31 | 104.75 | 30.25 | 23
2030/31 | 105.25 | 30.25 | 31
2030/31 | 105.75 | 30.25 | 38
2030/31 | 106.25 | 30.25 | 28
2030/31 | 106.75 | 30.25 | 33
2030/31 | 107.25 | 30.25 | 32
2030/31 | 107.75 | 30.25 | 26
2030/31 | 108.25 | 30.25 | 36
2030/31 | 108.75 | 30.25 | 32
2030/31 | 109.25 | 30.25 | 19
2030/31 | 109.75 | 30.25 | 37
2030/31 | 110.25 | 30.25 | 22
2030/31 | 110.75 | 30.25 | 35
2030/31 | 111.25 | 30.25 | 51
2030/31 | 111.75 | 30.25 | 34
2030/31 | 112.25 | 30.25 | 30
2030/31 | 112.75 | 30.25 | 17
2030/31 | 113.25 | 30.25 | 28
2030/31 | 113.75 | 30.25 | 20
2030/31 | 114.25 | 30.25 | 32
2030/31 | 114.75 | 30.25 | 37
2030/31 | 115.25 | 30.25 | 41
2030/31 | 115.75 | 30.25 | 30
2030/31 | 116.25 | 30.25 | 42
2030/31 | 116.75 | 30.25 | 36
2030/31 | 117.25 | 30.25 | 35
2030/31 | 117.75 | 30.25 | 44
2030/31 | 118.25 | 30.25 | 31
2030/31 | 118.75 | 30.25 | 38
2030/31 | 119.25 | 30.25 | 35
2030/31 | 119.75 | 30.25 | 41
2030/31 | 120.25 | 30.25 | 38
2030/31 | 120.75 | 30.25 | 36
2030/31 | 121.25 | 30.25 | 43
2030/31 | 121.75 | 30.25 | 38
2030/31 | 122.25 | 30.25 | 37
2030/31 | 122.75 | 30.25 | 36
2030/31 | 123.25 | 30.25 | 36
2030/31 | 123.75 | 30.25 | 46
2030/31 | 124.25 | 30.25 | 43
2030/31 | 124.75 | 30.25 | 26
2030/31 | 125.25 | 30.25 | 40
2030/31 | 125.75 | 30.25 | 31
2030/31 | 126.25 | 30.25 | 35
2030/31 | 126.75 | 30.25 | 40
2030/31 | 127.25 | 30.25 | 36
2030/31 | 127.75 | 30.25 | 35
2030/31 | 128.25 | 30.25 | 35
2030/31 | 128.75 | 30.25 | 25
2030/31 | 129.25 | 30.25 | 30
2030/31 | 129.75 | 30.25 | 22
2030/31 | 130.25 | 30.25 | 36
2030/31 | 130.75 | 30.25 | 24
2030/31 | 131.25 | 30.25 | 26
2030/31 | 131.75 | 30.25 | 30
2030/31 | 132.25 | 30.25 | 18
2030/31 | 132.75 | 30.25 | 37
2030/31 | 133.25 | 30.25 | 37
2030/31 | 133.75 | 30.25 | 22
2030/31 | 134.25 | 30.25 | 31
2030/31 | 134.75 | 30.25 | 25
2030/31 | 135.25 | 30.25 | 19
2030/31 | 135.75 | 30.25 | 25
2030/31 | 136.25 | 30.25 | 24
2030/31 | 136.75 | 30.25 | 31
2030/31 | 137.25 | 30.25 | 26
2030/31 | 137.75 | 30.25 | 27
2030/31 | 138.25 | 30.25 | 28
2030/31 | 138.75 | 30.25 | 28
2030/31 | 139.25 | 30.25 | 36
2030/31 | 139.75 | 30.25 | 28
2030/31 | 140.25 | 30.25 | 21
2030/31 | 140.75 | 30.25 | 33
2030/31 | 141.25 | 30.25 | 28
2030/31 | 141.75 | 30.25 | 22
2030/31 | 142.25 | 30.25 | 16
2030/31 | 142.75 | 30.25 | 18
2030/31 | 143.25 | 30.25 | 18
2030/31 | 143.75 | 30.25 | 22
2030/31 | 144.25 | 30.25 | 20
2030/31 | 144.75 | 30.25 | 14
2030/31 | 145.25 | 30.25 | 18
2030/31 | 145.75 | 30.25 | 14
2030/31 | 146.25 | 30.25 | 16
2030/31 | 146.75 | 30.25 | 15
2030/31 | 147.25 | 30.25 | 14
2030/31 | 147.75 | 30.25 | 14
2030/31 | 148.25 | 30.25 | 11
2030/31 | 148.75 | 30.25 | 15
2030/31 | 149.25 | 30.25 | 6
2030/31 | 149.75 | 30.25 | 19
2030/31 | 150.25 | 30.25 | 16
2030/31 | 150.75 | 30.25 | 11
2030/31 | 151.25 | 30.25 | 17
2030/31 | 151.75 | 30.25 | 12
2030/31 | 152.25 | 30.25 | 11
2030/31 | 152.75 | 30.25 | 9
2030/31 | 153.25 | 30.25 | 10
2030/31 | 153.75 | 30.25 | 6
2030/31 | 154.25 | 30.25 | 15
2030/31 | 154.75 | 30.25 | 9
2030/31 | 155.25 | 30.25 | 16
2030/31 | 155.75 | 30.25 | 8
2030/31 | 156.25 | 30.25 | 12
2030/31 | 156.75 | 30.25 | 7
2030/31 | 157.25 | 30.25 | 10
2030/31 | 157.75 | 30.25 | 15
2030/31 | 158.25 | 30.25 | 9
2030/31 | 158.75 | 30.25 | 8
2030/31 | 159.25 | 30.25 | 5
2030/31 | 159.75 | 30.25 | 9
2030/31 | 160.25 | 30.25 | 6
2030/31 | 160.75 | 30.25 | 10
2030/31 | 161.25 | 30.25 | 6
2030/31 | 161.75 | 30.25 | 8
2030/31 | 162.25 | 30.25 | 7
2030/31 | 162.75 | 30.25 | 6
2030/31 | 163.25 | 30.25 | 14
2030/31 | 163.75 | 30.25 | 9
2030/31 | 164.25 | 30.25 | 10
2030/31 | 164.75 | 30.25 | 3
2030/31 | 165.25 | 30.25 | 1
2030/31 | 165.75 | 30.25 | 7
2030/31 | 166.25 | 30.25 | 9
2030/31 | 166.75 | 30.25 | 5
2030/31 | 167.25 | 30.25 | 6
2030/31 | 167.75 | 30.25 | 7
2030/31 | 168.25 | 30.25 | 4
2030/31 | 168.75 | 30.25 | 1
2030/31 | 169.25 | 30.25 | 4
2030/31 | 169.75 | 30.25 | 3
2030/31 | 170.25 | 30.25 | 7
2030/31 | 170.75 | 30.25 | 7
2030/31 | 171.25 | 30.25 | 5
2030/31 | 171.75 | 30.25 | 4
2030/31 | 172.25 | 30.25 | 4
2030/31 | 172.75 | 30.25 | 7
2030/31 | 173.25 | 30.25 | 3
2030/31 | 173.75 | 30.25 | 3
2030/31 | 174.25 | 30.25 | 2
2030/31 | 174.75 | 30.25 | 1
2030/31 | 175.25 | 30.25 | 6
2030/31 | 175.75 | 30.25 | 3
2030/31 | 176.25 | 30.25 | 5
2030/31 | 176.75 | 30.25 | 1
2030/31 | 177.25 | 30.25 | 8
2030/31 | 177.75 | 30.25 | 4
2030/31 | 178.25 | 30.25 | 7
2030/31 | 178.75 | 30.25 | 5
2030/31 | 179.25 | 30.25 | 5
2030/31 | 179.75 | 30.25 | 2
2030/31 | 180.25 | 30.25 | 5
2030/31 | 180.75 | 30.25 | 5
2030/31 | 181.25 | 30.25 | 1
2030/31 | 181.75 | 30.25 | 6
2030/31 | 182.25 | 30.25 | 3
2030/31 | 182.75 | 30.25 | 7
2030/31 | 183.25 | 30.25 | 3
2030/31 | 183.75 | 30.25 | 2
2030/31 | 184.25 | 30.25 | 5
2030/31 | 184.75 | 30.25 | 1
2030/31 | 185.25 | 30.25 | 1
2030/31 | 185.75 | 30.25 | 3
2030/31 | 186.25 | 30.25 | 1
2030/31 | 186.75 | 30.25 | 2
2030/31 | 187.25 | 30.25 | 4
2030/31 | 187.75 | 30.25 | 4
2030/31 | 188.25 | 30.25 | 1
2030/31 | 188.75 | 30.25 | 2
2030/31 | 189.25 | 30.25 | 4
2030/31 | 189.75 | 30.25 | 1
2030/31 | 190.25 | 30.25 | 1
2030/31 | 190.75 | 30.25 | 3
2030/31 | 191.75 | 30.25 | 3
2030/31 | 192.75 | 30.25 | 3
2030/31 | 193.25 | 30.25 | 1
2030/31 | 193.75 | 30.25 | 2
2030/31 | 194.75 | 30.25 | 2
2030/31 | 195.25 | 30.25 | 1
2030/31 | 195.75 | 30.25 | 3
2030/31 | 196.25 | 30.25 | 1
2030/31 | 197.25 | 30.25 | 3
2030/31 | 197.75 | 30.25 | 2
2030/31 | 198.25 | 30.25 | 1
2030/31 | 198.75 | 30.25 | 3
2030/31 | 199.25 | 30.25 | 3
2030/31 | 200.25 | 30.25 | 1
2030/31 | 200.75 | 30.25 | 1
2030/31 | 201.25 | 30.25 | 1
2030/31 | 202.75 | 30.25 | 2
2030/31 | 203.25 | 30.25 | 1
2030/31 | 205.25 | 30.25 | 2
2030/31 | 205.75 | 30.25 | 1
2030/31 | 206.75 | 30.25 | 1
2030/31 | 207.25 | 30.25 | 1
2030/31 | 207.75 | 30.25 | 1
2030/31 | 208.25 | 30.25 | 1
2030/31 | 209.25 | 30.25 | 1
2030/31 | 209.75 | 30.25 | 1
2030/31 | 210.25 | 30.25 | 1
2030/31 | 211.75 | 30.25 | 1
2030/31 | 212.75 | 30.25 | 1
2030/31 | 213.25 | 30.25 | 1
2030/31 | 215.75 | 30.25 | 2
2030/31 | 219.25 | 30.25 | 1
2030/31 | 219.75 | 30.25 | 2
2030/31 | 221.75 | 30.25 | 1
2030/31 | 225.25 | 30.25 | 1
2030/31 | 232.25 | 30.25 | 1
2030/31 | 235.25 | 30.25 | 1
2030/31 | 245.25 | 30.25 | 1
2030/31 | 258.75 | 30.25 | 1
2030/31 | 259.25 | 30.25 | 1
2030/31 | 59.25 | 30.75 | 1
2030/31 | 63.25 | 30.75 | 1
2030/31 | 64.75 | 30.75 | 1
2030/31 | 65.25 | 30.75 | 2
2030/31 | 65.75 | 30.75 | 3
2030/31 | 66.25 | 30.75 | 1
2030/31 | 66.75 | 30.75 | 6
2030/31 | 67.25 | 30.75 | 5
2030/31 | 67.75 | 30.75 | 4
2030/31 | 68.25 | 30.75 | 3
2030/31 | 68.75 | 30.75 | 2
2030/31 | 69.25 | 30.75 | 4
2030/31 | 69.75 | 30.75 | 1
2030/31 | 70.25 | 30.75 | 5
2030/31 | 70.75 | 30.75 | 5
2030/31 | 71.25 | 30.75 | 7
2030/31 | 71.75 | 30.75 | 8
2030/31 | 72.25 | 30.75 | 8
2030/31 | 72.75 | 30.75 | 16
2030/31 | 73.25 | 30.75 | 8
2030/31 | 73.75 | 30.75 | 4
2030/31 | 74.25 | 30.75 | 9
2030/31 | 74.75 | 30.75 | 6
2030/31 | 75.25 | 30.75 | 4
2030/31 | 75.75 | 30.75 | 8
2030/31 | 76.25 | 30.75 | 8
2030/31 | 76.75 | 30.75 | 3
2030/31 | 77.25 | 30.75 | 6
2030/31 | 77.75 | 30.75 | 14
2030/31 | 78.25 | 30.75 | 10
2030/31 | 78.75 | 30.75 | 10
2030/31 | 79.25 | 30.75 | 4
2030/31 | 79.75 | 30.75 | 13
2030/31 | 80.25 | 30.75 | 9
2030/31 | 80.75 | 30.75 | 10
2030/31 | 81.25 | 30.75 | 13
2030/31 | 81.75 | 30.75 | 8
2030/31 | 82.25 | 30.75 | 12
2030/31 | 82.75 | 30.75 | 17
2030/31 | 83.25 | 30.75 | 17
2030/31 | 83.75 | 30.75 | 11
2030/31 | 84.25 | 30.75 | 11
2030/31 | 84.75 | 30.75 | 13
2030/31 | 85.25 | 30.75 | 15
2030/31 | 85.75 | 30.75 | 14
2030/31 | 86.25 | 30.75 | 20
2030/31 | 86.75 | 30.75 | 16
2030/31 | 87.25 | 30.75 | 15
2030/31 | 87.75 | 30.75 | 23
2030/31 | 88.25 | 30.75 | 22
2030/31 | 88.75 | 30.75 | 14
2030/31 | 89.25 | 30.75 | 12
2030/31 | 89.75 | 30.75 | 19
2030/31 | 90.25 | 30.75 | 15
2030/31 | 90.75 | 30.75 | 18
2030/31 | 91.25 | 30.75 | 14
2030/31 | 91.75 | 30.75 | 25
2030/31 | 92.25 | 30.75 | 14
2030/31 | 92.75 | 30.75 | 16
2030/31 | 93.25 | 30.75 | 11
2030/31 | 93.75 | 30.75 | 26
2030/31 | 94.25 | 30.75 | 16
2030/31 | 94.75 | 30.75 | 16
2030/31 | 95.25 | 30.75 | 23
2030/31 | 95.75 | 30.75 | 19
2030/31 | 96.25 | 30.75 | 20
2030/31 | 96.75 | 30.75 | 15
2030/31 | 97.25 | 30.75 | 22
2030/31 | 97.75 | 30.75 | 22
2030/31 | 98.25 | 30.75 | 23
2030/31 | 98.75 | 30.75 | 18
2030/31 | 99.25 | 30.75 | 20
2030/31 | 99.75 | 30.75 | 26
2030/31 | 100.25 | 30.75 | 27
2030/31 | 100.75 | 30.75 | 18
2030/31 | 101.25 | 30.75 | 24
2030/31 | 101.75 | 30.75 | 22
2030/31 | 102.25 | 30.75 | 27
2030/31 | 102.75 | 30.75 | 19
2030/31 | 103.25 | 30.75 | 30
2030/31 | 103.75 | 30.75 | 30
2030/31 | 104.25 | 30.75 | 24
2030/31 | 104.75 | 30.75 | 24
2030/31 | 105.25 | 30.75 | 34
2030/31 | 105.75 | 30.75 | 31
2030/31 | 106.25 | 30.75 | 22
2030/31 | 106.75 | 30.75 | 30
2030/31 | 107.25 | 30.75 | 36
2030/31 | 107.75 | 30.75 | 23
2030/31 | 108.25 | 30.75 | 32
2030/31 | 108.75 | 30.75 | 25
2030/31 | 109.25 | 30.75 | 27
2030/31 | 109.75 | 30.75 | 39
2030/31 | 110.25 | 30.75 | 31
2030/31 | 110.75 | 30.75 | 33
2030/31 | 111.25 | 30.75 | 35
2030/31 | 111.75 | 30.75 | 36
2030/31 | 112.25 | 30.75 | 36
2030/31 | 112.75 | 30.75 | 42
2030/31 | 113.25 | 30.75 | 33
2030/31 | 113.75 | 30.75 | 39
2030/31 | 114.25 | 30.75 | 36
2030/31 | 114.75 | 30.75 | 40
2030/31 | 115.25 | 30.75 | 43
2030/31 | 115.75 | 30.75 | 40
2030/31 | 116.25 | 30.75 | 33
2030/31 | 116.75 | 30.75 | 37
2030/31 | 117.25 | 30.75 | 24
2030/31 | 117.75 | 30.75 | 42
2030/31 | 118.25 | 30.75 | 34
2030/31 | 118.75 | 30.75 | 45
2030/31 | 119.25 | 30.75 | 39
2030/31 | 119.75 | 30.75 | 36
2030/31 | 120.25 | 30.75 | 40
2030/31 | 120.75 | 30.75 | 42
2030/31 | 121.25 | 30.75 | 48
2030/31 | 121.75 | 30.75 | 45
2030/31 | 122.25 | 30.75 | 46
2030/31 | 122.75 | 30.75 | 33
2030/31 | 123.25 | 30.75 | 38
2030/31 | 123.75 | 30.75 | 35
2030/31 | 124.25 | 30.75 | 27
2030/31 | 124.75 | 30.75 | 36
2030/31 | 125.25 | 30.75 | 38
2030/31 | 125.75 | 30.75 | 42
2030/31 | 126.25 | 30.75 | 42
2030/31 | 126.75 | 30.75 | 46
2030/31 | 127.25 | 30.75 | 45
2030/31 | 127.75 | 30.75 | 40
2030/31 | 128.25 | 30.75 | 32
2030/31 | 128.75 | 30.75 | 42
2030/31 | 129.25 | 30.75 | 40
2030/31 | 129.75 | 30.75 | 34
2030/31 | 130.25 | 30.75 | 36
2030/31 | 130.75 | 30.75 | 42
2030/31 | 131.25 | 30.75 | 40
2030/31 | 131.75 | 30.75 | 31
2030/31 | 132.25 | 30.75 | 32
2030/31 | 132.75 | 30.75 | 24
2030/31 | 133.25 | 30.75 | 34
2030/31 | 133.75 | 30.75 | 33
2030/31 | 134.25 | 30.75 | 30
2030/31 | 134.75 | 30.75 | 32
2030/31 | 135.25 | 30.75 | 32
2030/31 | 135.75 | 30.75 | 36
2030/31 | 136.25 | 30.75 | 30
2030/31 | 136.75 | 30.75 | 26
2030/31 | 137.25 | 30.75 | 34
2030/31 | 137.75 | 30.75 | 23
2030/31 | 138.25 | 30.75 | 29
2030/31 | 138.75 | 30.75 | 30
2030/31 | 139.25 | 30.75 | 24
2030/31 | 139.75 | 30.75 | 18
2030/31 | 140.25 | 30.75 | 27
2030/31 | 140.75 | 30.75 | 22
2030/31 | 141.25 | 30.75 | 21
2030/31 | 141.75 | 30.75 | 25
2030/31 | 142.25 | 30.75 | 27
2030/31 | 142.75 | 30.75 | 23
2030/31 | 143.25 | 30.75 | 13
2030/31 | 143.75 | 30.75 | 25
2030/31 | 144.25 | 30.75 | 23
2030/31 | 144.75 | 30.75 | 22
2030/31 | 145.25 | 30.75 | 17
2030/31 | 145.75 | 30.75 | 13
2030/31 | 146.25 | 30.75 | 16
2030/31 | 146.75 | 30.75 | 17
2030/31 | 147.25 | 30.75 | 12
2030/31 | 147.75 | 30.75 | 15
2030/31 | 148.25 | 30.75 | 9
2030/31 | 148.75 | 30.75 | 15
2030/31 | 149.25 | 30.75 | 23
2030/31 | 149.75 | 30.75 | 16
2030/31 | 150.25 | 30.75 | 11
2030/31 | 150.75 | 30.75 | 13
2030/31 | 151.25 | 30.75 | 9
2030/31 | 151.75 | 30.75 | 14
2030/31 | 152.25 | 30.75 | 14
2030/31 | 152.75 | 30.75 | 15
2030/31 | 153.25 | 30.75 | 10
2030/31 | 153.75 | 30.75 | 14
2030/31 | 154.25 | 30.75 | 13
2030/31 | 154.75 | 30.75 | 13
2030/31 | 155.25 | 30.75 | 6
2030/31 | 155.75 | 30.75 | 11
2030/31 | 156.25 | 30.75 | 7
2030/31 | 156.75 | 30.75 | 8
2030/31 | 157.25 | 30.75 | 12
2030/31 | 157.75 | 30.75 | 9
2030/31 | 158.25 | 30.75 | 8
2030/31 | 158.75 | 30.75 | 5
2030/31 | 159.25 | 30.75 | 13
2030/31 | 159.75 | 30.75 | 9
2030/31 | 160.25 | 30.75 | 6
2030/31 | 160.75 | 30.75 | 4
2030/31 | 161.25 | 30.75 | 9
2030/31 | 161.75 | 30.75 | 6
2030/31 | 162.25 | 30.75 | 7
2030/31 | 162.75 | 30.75 | 6
2030/31 | 163.25 | 30.75 | 4
2030/31 | 163.75 | 30.75 | 6
2030/31 | 164.25 | 30.75 | 7
2030/31 | 164.75 | 30.75 | 7
2030/31 | 165.25 | 30.75 | 5
2030/31 | 165.75 | 30.75 | 7
2030/31 | 166.25 | 30.75 | 5
2030/31 | 166.75 | 30.75 | 6
2030/31 | 167.25 | 30.75 | 4
2030/31 | 167.75 | 30.75 | 7
2030/31 | 168.25 | 30.75 | 7
2030/31 | 168.75 | 30.75 | 7
2030/31 | 169.25 | 30.75 | 5
2030/31 | 169.75 | 30.75 | 7
2030/31 | 170.25 | 30.75 | 9
2030/31 | 170.75 | 30.75 | 5
2030/31 | 171.25 | 30.75 | 7
2030/31 | 171.75 | 30.75 | 3
2030/31 | 172.25 | 30.75 | 4
2030/31 | 172.75 | 30.75 | 2
2030/31 | 173.25 | 30.75 | 2
2030/31 | 173.75 | 30.75 | 3
2030/31 | 174.25 | 30.75 | 2
2030/31 | 174.75 | 30.75 | 9
2030/31 | 175.25 | 30.75 | 6
2030/31 | 175.75 | 30.75 | 4
2030/31 | 176.25 | 30.75 | 5
2030/31 | 176.75 | 30.75 | 5
2030/31 | 177.25 | 30.75 | 3
2030/31 | 177.75 | 30.75 | 5
2030/31 | 178.25 | 30.75 | 6
2030/31 | 178.75 | 30.75 | 6
2030/31 | 179.25 | 30.75 | 1
2030/31 | 179.75 | 30.75 | 3
2030/31 | 180.25 | 30.75 | 7
2030/31 | 180.75 | 30.75 | 2
2030/31 | 181.25 | 30.75 | 3
2030/31 | 181.75 | 30.75 | 4
2030/31 | 182.25 | 30.75 | 2
2030/31 | 182.75 | 30.75 | 2
2030/31 | 183.25 | 30.75 | 5
2030/31 | 184.25 | 30.75 | 2
2030/31 | 184.75 | 30.75 | 3
2030/31 | 185.25 | 30.75 | 1
2030/31 | 185.75 | 30.75 | 3
2030/31 | 186.25 | 30.75 | 4
2030/31 | 186.75 | 30.75 | 3
2030/31 | 187.25 | 30.75 | 1
2030/31 | 187.75 | 30.75 | 5
2030/31 | 188.25 | 30.75 | 2
2030/31 | 188.75 | 30.75 | 4
2030/31 | 189.75 | 30.75 | 1
2030/31 | 190.25 | 30.75 | 3
2030/31 | 190.75 | 30.75 | 2
2030/31 | 191.25 | 30.75 | 3
2030/31 | 191.75 | 30.75 | 1
2030/31 | 192.25 | 30.75 | 2
2030/31 | 192.75 | 30.75 | 1
2030/31 | 193.25 | 30.75 | 1
2030/31 | 194.25 | 30.75 | 1
2030/31 | 194.75 | 30.75 | 1
2030/31 | 195.75 | 30.75 | 2
2030/31 | 196.25 | 30.75 | 1
2030/31 | 196.75 | 30.75 | 2
2030/31 | 197.25 | 30.75 | 2
2030/31 | 197.75 | 30.75 | 1
2030/31 | 198.25 | 30.75 | 1
2030/31 | 198.75 | 30.75 | 1
2030/31 | 200.75 | 30.75 | 2
2030/31 | 201.25 | 30.75 | 2
2030/31 | 201.75 | 30.75 | 3
2030/31 | 202.75 | 30.75 | 1
2030/31 | 203.25 | 30.75 | 1
2030/31 | 203.75 | 30.75 | 4
2030/31 | 204.25 | 30.75 | 2
2030/31 | 204.75 | 30.75 | 2
2030/31 | 205.25 | 30.75 | 5
2030/31 | 206.25 | 30.75 | 1
2030/31 | 207.75 | 30.75 | 1
2030/31 | 208.25 | 30.75 | 2
2030/31 | 208.75 | 30.75 | 1
2030/31 | 209.25 | 30.75 | 1
2030/31 | 209.75 | 30.75 | 1
2030/31 | 210.25 | 30.75 | 1
2030/31 | 211.25 | 30.75 | 1
2030/31 | 211.75 | 30.75 | 1
2030/31 | 212.25 | 30.75 | 2
2030/31 | 213.25 | 30.75 | 2
2030/31 | 214.25 | 30.75 | 1
2030/31 | 214.75 | 30.75 | 1
2030/31 | 215.75 | 30.75 | 2
2030/31 | 216.75 | 30.75 | 1
2030/31 | 218.25 | 30.75 | 1
2030/31 | 218.75 | 30.75 | 1
2030/31 | 219.25 | 30.75 | 1
2030/31 | 219.75 | 30.75 | 1
2030/31 | 220.25 | 30.75 | 1
2030/31 | 222.75 | 30.75 | 1
2030/31 | 223.75 | 30.75 | 1
2030/31 | 228.75 | 30.75 | 2
2030/31 | 231.75 | 30.75 | 1
2030/31 | 236.25 | 30.75 | 1
2030/31 | 238.25 | 30.75 | 1
2030/31 | 248.25 | 30.75 | 1
2030/31 | 259.25 | 30.75 | 1
2030/31 | 61.25 | 31.25 | 1
2030/31 | 63.25 | 31.25 | 1
2030/31 | 64.25 | 31.25 | 1
2030/31 | 64.75 | 31.25 | 2
2030/31 | 65.25 | 31.25 | 1
2030/31 | 65.75 | 31.25 | 2
2030/31 | 66.25 | 31.25 | 1
2030/31 | 66.75 | 31.25 | 1
2030/31 | 67.25 | 31.25 | 2
2030/31 | 67.75 | 31.25 | 3
2030/31 | 68.25 | 31.25 | 5
2030/31 | 68.75 | 31.25 | 1
2030/31 | 69.25 | 31.25 | 4
2030/31 | 69.75 | 31.25 | 5
2030/31 | 70.25 | 31.25 | 9
2030/31 | 70.75 | 31.25 | 1
2030/31 | 71.25 | 31.25 | 8
2030/31 | 71.75 | 31.25 | 4
2030/31 | 72.25 | 31.25 | 5
2030/31 | 72.75 | 31.25 | 6
2030/31 | 73.25 | 31.25 | 5
2030/31 | 73.75 | 31.25 | 3
2030/31 | 74.25 | 31.25 | 9
2030/31 | 74.75 | 31.25 | 7
2030/31 | 75.25 | 31.25 | 10
2030/31 | 75.75 | 31.25 | 11
2030/31 | 76.25 | 31.25 | 9
2030/31 | 76.75 | 31.25 | 5
2030/31 | 77.25 | 31.25 | 7
2030/31 | 77.75 | 31.25 | 8
2030/31 | 78.25 | 31.25 | 7
2030/31 | 78.75 | 31.25 | 13
2030/31 | 79.25 | 31.25 | 9
2030/31 | 79.75 | 31.25 | 13
2030/31 | 80.25 | 31.25 | 7
2030/31 | 80.75 | 31.25 | 10
2030/31 | 81.25 | 31.25 | 15
2030/31 | 81.75 | 31.25 | 12
2030/31 | 82.25 | 31.25 | 7
2030/31 | 82.75 | 31.25 | 13
2030/31 | 83.25 | 31.25 | 14
2030/31 | 83.75 | 31.25 | 10
2030/31 | 84.25 | 31.25 | 19
2030/31 | 84.75 | 31.25 | 12
2030/31 | 85.25 | 31.25 | 16
2030/31 | 85.75 | 31.25 | 14
2030/31 | 86.25 | 31.25 | 17
2030/31 | 86.75 | 31.25 | 23
2030/31 | 87.25 | 31.25 | 21
2030/31 | 87.75 | 31.25 | 16
2030/31 | 88.25 | 31.25 | 13
2030/31 | 88.75 | 31.25 | 21
2030/31 | 89.25 | 31.25 | 17
2030/31 | 89.75 | 31.25 | 23
2030/31 | 90.25 | 31.25 | 26
2030/31 | 90.75 | 31.25 | 18
2030/31 | 91.25 | 31.25 | 15
2030/31 | 91.75 | 31.25 | 22
2030/31 | 92.25 | 31.25 | 16
2030/31 | 92.75 | 31.25 | 21
2030/31 | 93.25 | 31.25 | 19
2030/31 | 93.75 | 31.25 | 24
2030/31 | 94.25 | 31.25 | 19
2030/31 | 94.75 | 31.25 | 20
2030/31 | 95.25 | 31.25 | 23
2030/31 | 95.75 | 31.25 | 27
2030/31 | 96.25 | 31.25 | 28
2030/31 | 96.75 | 31.25 | 23
2030/31 | 97.25 | 31.25 | 20
2030/31 | 97.75 | 31.25 | 27
2030/31 | 98.25 | 31.25 | 22
2030/31 | 98.75 | 31.25 | 21
2030/31 | 99.25 | 31.25 | 19
2030/31 | 99.75 | 31.25 | 22
2030/31 | 100.25 | 31.25 | 33
2030/31 | 100.75 | 31.25 | 25
2030/31 | 101.25 | 31.25 | 23
2030/31 | 101.75 | 31.25 | 20
2030/31 | 102.25 | 31.25 | 27
2030/31 | 102.75 | 31.25 | 34
2030/31 | 103.25 | 31.25 | 26
2030/31 | 103.75 | 31.25 | 20
2030/31 | 104.25 | 31.25 | 36
2030/31 | 104.75 | 31.25 | 35
2030/31 | 105.25 | 31.25 | 37
2030/31 | 105.75 | 31.25 | 31
2030/31 | 106.25 | 31.25 | 36
2030/31 | 106.75 | 31.25 | 23
2030/31 | 107.25 | 31.25 | 23
2030/31 | 107.75 | 31.25 | 24
2030/31 | 108.25 | 31.25 | 31
2030/31 | 108.75 | 31.25 | 39
2030/31 | 109.25 | 31.25 | 37
2030/31 | 109.75 | 31.25 | 45
2030/31 | 110.25 | 31.25 | 30
2030/31 | 110.75 | 31.25 | 48
2030/31 | 111.25 | 31.25 | 43
2030/31 | 111.75 | 31.25 | 39
2030/31 | 112.25 | 31.25 | 28
2030/31 | 112.75 | 31.25 | 31
2030/31 | 113.25 | 31.25 | 47
2030/31 | 113.75 | 31.25 | 38
2030/31 | 114.25 | 31.25 | 54
2030/31 | 114.75 | 31.25 | 34
2030/31 | 115.25 | 31.25 | 38
2030/31 | 115.75 | 31.25 | 42
2030/31 | 116.25 | 31.25 | 35
2030/31 | 116.75 | 31.25 | 46
2030/31 | 117.25 | 31.25 | 36
2030/31 | 117.75 | 31.25 | 33
2030/31 | 118.25 | 31.25 | 28
2030/31 | 118.75 | 31.25 | 44
2030/31 | 119.25 | 31.25 | 39
2030/31 | 119.75 | 31.25 | 28
2030/31 | 120.25 | 31.25 | 45
2030/31 | 120.75 | 31.25 | 46
2030/31 | 121.25 | 31.25 | 46
2030/31 | 121.75 | 31.25 | 59
2030/31 | 122.25 | 31.25 | 33
2030/31 | 122.75 | 31.25 | 41
2030/31 | 123.25 | 31.25 | 40
2030/31 | 123.75 | 31.25 | 42
2030/31 | 124.25 | 31.25 | 37
2030/31 | 124.75 | 31.25 | 50
2030/31 | 125.25 | 31.25 | 45
2030/31 | 125.75 | 31.25 | 57
2030/31 | 126.25 | 31.25 | 38
2030/31 | 126.75 | 31.25 | 51
2030/31 | 127.25 | 31.25 | 40
2030/31 | 127.75 | 31.25 | 37
2030/31 | 128.25 | 31.25 | 36
2030/31 | 128.75 | 31.25 | 48
2030/31 | 129.25 | 31.25 | 44
2030/31 | 129.75 | 31.25 | 35
2030/31 | 130.25 | 31.25 | 33
2030/31 | 130.75 | 31.25 | 28
2030/31 | 131.25 | 31.25 | 26
2030/31 | 131.75 | 31.25 | 38
2030/31 | 132.25 | 31.25 | 37
2030/31 | 132.75 | 31.25 | 30
2030/31 | 133.25 | 31.25 | 37
2030/31 | 133.75 | 31.25 | 37
2030/31 | 134.25 | 31.25 | 34
2030/31 | 134.75 | 31.25 | 28
2030/31 | 135.25 | 31.25 | 19
2030/31 | 135.75 | 31.25 | 35
2030/31 | 136.25 | 31.25 | 23
2030/31 | 136.75 | 31.25 | 36
2030/31 | 137.25 | 31.25 | 32
2030/31 | 137.75 | 31.25 | 33
2030/31 | 138.25 | 31.25 | 28
2030/31 | 138.75 | 31.25 | 31
2030/31 | 139.25 | 31.25 | 25
2030/31 | 139.75 | 31.25 | 25
2030/31 | 140.25 | 31.25 | 23
2030/31 | 140.75 | 31.25 | 20
2030/31 | 141.25 | 31.25 | 25
2030/31 | 141.75 | 31.25 | 19
2030/31 | 142.25 | 31.25 | 22
2030/31 | 142.75 | 31.25 | 24
2030/31 | 143.25 | 31.25 | 25
2030/31 | 143.75 | 31.25 | 27
2030/31 | 144.25 | 31.25 | 24
2030/31 | 144.75 | 31.25 | 17
2030/31 | 145.25 | 31.25 | 25
2030/31 | 145.75 | 31.25 | 24
2030/31 | 146.25 | 31.25 | 16
2030/31 | 146.75 | 31.25 | 28
2030/31 | 147.25 | 31.25 | 19
2030/31 | 147.75 | 31.25 | 22
2030/31 | 148.25 | 31.25 | 12
2030/31 | 148.75 | 31.25 | 16
2030/31 | 149.25 | 31.25 | 11
2030/31 | 149.75 | 31.25 | 9
2030/31 | 150.25 | 31.25 | 16
2030/31 | 150.75 | 31.25 | 19
2030/31 | 151.25 | 31.25 | 7
2030/31 | 151.75 | 31.25 | 11
2030/31 | 152.25 | 31.25 | 7
2030/31 | 152.75 | 31.25 | 8
2030/31 | 153.25 | 31.25 | 13
2030/31 | 153.75 | 31.25 | 9
2030/31 | 154.25 | 31.25 | 8
2030/31 | 154.75 | 31.25 | 9
2030/31 | 155.25 | 31.25 | 12
2030/31 | 155.75 | 31.25 | 9
2030/31 | 156.25 | 31.25 | 10
2030/31 | 156.75 | 31.25 | 15
2030/31 | 157.25 | 31.25 | 10
2030/31 | 157.75 | 31.25 | 11
2030/31 | 158.25 | 31.25 | 8
2030/31 | 158.75 | 31.25 | 15
2030/31 | 159.25 | 31.25 | 8
2030/31 | 159.75 | 31.25 | 12
2030/31 | 160.25 | 31.25 | 5
2030/31 | 160.75 | 31.25 | 11
2030/31 | 161.25 | 31.25 | 9
2030/31 | 161.75 | 31.25 | 6
2030/31 | 162.25 | 31.25 | 6
2030/31 | 162.75 | 31.25 | 10
2030/31 | 163.25 | 31.25 | 7
2030/31 | 163.75 | 31.25 | 10
2030/31 | 164.25 | 31.25 | 8
2030/31 | 164.75 | 31.25 | 12
2030/31 | 165.25 | 31.25 | 6
2030/31 | 165.75 | 31.25 | 5
2030/31 | 166.25 | 31.25 | 6
2030/31 | 166.75 | 31.25 | 10
2030/31 | 167.25 | 31.25 | 5
2030/31 | 167.75 | 31.25 | 6
2030/31 | 168.25 | 31.25 | 5
2030/31 | 168.75 | 31.25 | 6
2030/31 | 169.25 | 31.25 | 3
2030/31 | 169.75 | 31.25 | 3
2030/31 | 170.25 | 31.25 | 4
2030/31 | 170.75 | 31.25 | 7
2030/31 | 171.25 | 31.25 | 3
2030/31 | 171.75 | 31.25 | 4
2030/31 | 172.25 | 31.25 | 4
2030/31 | 172.75 | 31.25 | 10
2030/31 | 173.25 | 31.25 | 3
2030/31 | 173.75 | 31.25 | 5
2030/31 | 174.25 | 31.25 | 1
2030/31 | 174.75 | 31.25 | 8
2030/31 | 175.25 | 31.25 | 12
2030/31 | 175.75 | 31.25 | 2
2030/31 | 176.25 | 31.25 | 5
2030/31 | 176.75 | 31.25 | 2
2030/31 | 177.25 | 31.25 | 3
2030/31 | 177.75 | 31.25 | 6
2030/31 | 178.25 | 31.25 | 5
2030/31 | 178.75 | 31.25 | 6
2030/31 | 179.25 | 31.25 | 2
2030/31 | 179.75 | 31.25 | 6
2030/31 | 180.25 | 31.25 | 5
2030/31 | 180.75 | 31.25 | 4
2030/31 | 181.25 | 31.25 | 3
2030/31 | 181.75 | 31.25 | 3
2030/31 | 182.25 | 31.25 | 3
2030/31 | 182.75 | 31.25 | 2
2030/31 | 183.25 | 31.25 | 2
2030/31 | 183.75 | 31.25 | 2
2030/31 | 184.25 | 31.25 | 5
2030/31 | 185.25 | 31.25 | 4
2030/31 | 185.75 | 31.25 | 4
2030/31 | 186.25 | 31.25 | 5
2030/31 | 186.75 | 31.25 | 3
2030/31 | 187.25 | 31.25 | 2
2030/31 | 187.75 | 31.25 | 1
2030/31 | 188.25 | 31.25 | 1
2030/31 | 188.75 | 31.25 | 3
2030/31 | 189.25 | 31.25 | 1
2030/31 | 189.75 | 31.25 | 4
2030/31 | 190.25 | 31.25 | 1
2030/31 | 190.75 | 31.25 | 1
2030/31 | 191.75 | 31.25 | 8
2030/31 | 192.25 | 31.25 | 1
2030/31 | 192.75 | 31.25 | 1
2030/31 | 193.25 | 31.25 | 1
2030/31 | 193.75 | 31.25 | 1
2030/31 | 194.25 | 31.25 | 1
2030/31 | 194.75 | 31.25 | 4
2030/31 | 195.25 | 31.25 | 1
2030/31 | 195.75 | 31.25 | 2
2030/31 | 196.25 | 31.25 | 3
2030/31 | 196.75 | 31.25 | 2
2030/31 | 197.25 | 31.25 | 2
2030/31 | 197.75 | 31.25 | 2
2030/31 | 198.25 | 31.25 | 1
2030/31 | 198.75 | 31.25 | 3
2030/31 | 199.25 | 31.25 | 1
2030/31 | 199.75 | 31.25 | 3
2030/31 | 200.25 | 31.25 | 2
2030/31 | 201.25 | 31.25 | 2
2030/31 | 201.75 | 31.25 | 2
2030/31 | 202.25 | 31.25 | 1
2030/31 | 202.75 | 31.25 | 2
2030/31 | 203.75 | 31.25 | 1
2030/31 | 204.25 | 31.25 | 1
2030/31 | 204.75 | 31.25 | 2
2030/31 | 205.25 | 31.25 | 1
2030/31 | 207.25 | 31.25 | 4
2030/31 | 207.75 | 31.25 | 1
2030/31 | 208.25 | 31.25 | 2
2030/31 | 208.75 | 31.25 | 1
2030/31 | 210.75 | 31.25 | 1
2030/31 | 211.25 | 31.25 | 1
2030/31 | 211.75 | 31.25 | 2
2030/31 | 212.25 | 31.25 | 2
2030/31 | 213.25 | 31.25 | 4
2030/31 | 213.75 | 31.25 | 4
2030/31 | 214.75 | 31.25 | 2
2030/31 | 215.25 | 31.25 | 1
2030/31 | 215.75 | 31.25 | 1
2030/31 | 216.75 | 31.25 | 1
2030/31 | 217.75 | 31.25 | 1
2030/31 | 218.75 | 31.25 | 1
2030/31 | 219.25 | 31.25 | 1
2030/31 | 220.25 | 31.25 | 1
2030/31 | 225.75 | 31.25 | 1
2030/31 | 226.75 | 31.25 | 1
2030/31 | 238.75 | 31.25 | 1
2030/31 | 240.75 | 31.25 | 1
2030/31 | 246.25 | 31.25 | 1
2030/31 | 260.25 | 31.25 | 1
2030/31 | 59.75 | 31.75 | 1
2030/31 | 60.75 | 31.75 | 1
2030/31 | 61.75 | 31.75 | 3
2030/31 | 62.25 | 31.75 | 1
2030/31 | 62.75 | 31.75 | 2
2030/31 | 63.75 | 31.75 | 1
2030/31 | 64.25 | 31.75 | 1
2030/31 | 65.25 | 31.75 | 2
2030/31 | 65.75 | 31.75 | 1
2030/31 | 66.75 | 31.75 | 1
2030/31 | 67.75 | 31.75 | 4
2030/31 | 68.25 | 31.75 | 4
2030/31 | 68.75 | 31.75 | 4
2030/31 | 69.25 | 31.75 | 2
2030/31 | 69.75 | 31.75 | 5
2030/31 | 70.25 | 31.75 | 4
2030/31 | 70.75 | 31.75 | 1
2030/31 | 71.25 | 31.75 | 11
2030/31 | 71.75 | 31.75 | 4
2030/31 | 72.25 | 31.75 | 3
2030/31 | 72.75 | 31.75 | 5
2030/31 | 73.25 | 31.75 | 10
2030/31 | 73.75 | 31.75 | 11
2030/31 | 74.25 | 31.75 | 11
2030/31 | 74.75 | 31.75 | 9
2030/31 | 75.25 | 31.75 | 9
2030/31 | 75.75 | 31.75 | 6
2030/31 | 76.25 | 31.75 | 6
2030/31 | 76.75 | 31.75 | 10
2030/31 | 77.25 | 31.75 | 6
2030/31 | 77.75 | 31.75 | 10
2030/31 | 78.25 | 31.75 | 7
2030/31 | 78.75 | 31.75 | 12
2030/31 | 79.25 | 31.75 | 12
2030/31 | 79.75 | 31.75 | 7
2030/31 | 80.25 | 31.75 | 12
2030/31 | 80.75 | 31.75 | 16
2030/31 | 81.25 | 31.75 | 5
2030/31 | 81.75 | 31.75 | 15
2030/31 | 82.25 | 31.75 | 11
2030/31 | 82.75 | 31.75 | 9
2030/31 | 83.25 | 31.75 | 10
2030/31 | 83.75 | 31.75 | 14
2030/31 | 84.25 | 31.75 | 23
2030/31 | 84.75 | 31.75 | 18
2030/31 | 85.25 | 31.75 | 15
2030/31 | 85.75 | 31.75 | 12
2030/31 | 86.25 | 31.75 | 17
2030/31 | 86.75 | 31.75 | 18
2030/31 | 87.25 | 31.75 | 21
2030/31 | 87.75 | 31.75 | 24
2030/31 | 88.25 | 31.75 | 18
2030/31 | 88.75 | 31.75 | 21
2030/31 | 89.25 | 31.75 | 23
2030/31 | 89.75 | 31.75 | 16
2030/31 | 90.25 | 31.75 | 17
2030/31 | 90.75 | 31.75 | 16
2030/31 | 91.25 | 31.75 | 19
2030/31 | 91.75 | 31.75 | 14
2030/31 | 92.25 | 31.75 | 19
2030/31 | 92.75 | 31.75 | 24
2030/31 | 93.25 | 31.75 | 27
2030/31 | 93.75 | 31.75 | 19
2030/31 | 94.25 | 31.75 | 28
2030/31 | 94.75 | 31.75 | 15
2030/31 | 95.25 | 31.75 | 14
2030/31 | 95.75 | 31.75 | 19
2030/31 | 96.25 | 31.75 | 25
2030/31 | 96.75 | 31.75 | 27
2030/31 | 97.25 | 31.75 | 22
2030/31 | 97.75 | 31.75 | 22
2030/31 | 98.25 | 31.75 | 32
2030/31 | 98.75 | 31.75 | 26
2030/31 | 99.25 | 31.75 | 23
2030/31 | 99.75 | 31.75 | 28
2030/31 | 100.25 | 31.75 | 17
2030/31 | 100.75 | 31.75 | 31
2030/31 | 101.25 | 31.75 | 19
2030/31 | 101.75 | 31.75 | 28
2030/31 | 102.25 | 31.75 | 20
2030/31 | 102.75 | 31.75 | 25
2030/31 | 103.25 | 31.75 | 37
2030/31 | 103.75 | 31.75 | 34
2030/31 | 104.25 | 31.75 | 28
2030/31 | 104.75 | 31.75 | 25
2030/31 | 105.25 | 31.75 | 24
2030/31 | 105.75 | 31.75 | 30
2030/31 | 106.25 | 31.75 | 33
2030/31 | 106.75 | 31.75 | 25
2030/31 | 107.25 | 31.75 | 30
2030/31 | 107.75 | 31.75 | 27
2030/31 | 108.25 | 31.75 | 31
2030/31 | 108.75 | 31.75 | 34
2030/31 | 109.25 | 31.75 | 43
2030/31 | 109.75 | 31.75 | 37
2030/31 | 110.25 | 31.75 | 32
2030/31 | 110.75 | 31.75 | 42
2030/31 | 111.25 | 31.75 | 41
2030/31 | 111.75 | 31.75 | 39
2030/31 | 112.25 | 31.75 | 38
2030/31 | 112.75 | 31.75 | 36
2030/31 | 113.25 | 31.75 | 47
2030/31 | 113.75 | 31.75 | 47
2030/31 | 114.25 | 31.75 | 41
2030/31 | 114.75 | 31.75 | 45
2030/31 | 115.25 | 31.75 | 36
2030/31 | 115.75 | 31.75 | 50
2030/31 | 116.25 | 31.75 | 46
2030/31 | 116.75 | 31.75 | 30
2030/31 | 117.25 | 31.75 | 50
2030/31 | 117.75 | 31.75 | 32
2030/31 | 118.25 | 31.75 | 45
2030/31 | 118.75 | 31.75 | 34
2030/31 | 119.25 | 31.75 | 48
2030/31 | 119.75 | 31.75 | 43
2030/31 | 120.25 | 31.75 | 52
2030/31 | 120.75 | 31.75 | 59
2030/31 | 121.25 | 31.75 | 42
2030/31 | 121.75 | 31.75 | 41
2030/31 | 122.25 | 31.75 | 42
2030/31 | 122.75 | 31.75 | 46
2030/31 | 123.25 | 31.75 | 52
2030/31 | 123.75 | 31.75 | 36
2030/31 | 124.25 | 31.75 | 51
2030/31 | 124.75 | 31.75 | 42
2030/31 | 125.25 | 31.75 | 47
2030/31 | 125.75 | 31.75 | 45
2030/31 | 126.25 | 31.75 | 41
2030/31 | 126.75 | 31.75 | 39
2030/31 | 127.25 | 31.75 | 51
2030/31 | 127.75 | 31.75 | 44
2030/31 | 128.25 | 31.75 | 48
2030/31 | 128.75 | 31.75 | 48
2030/31 | 129.25 | 31.75 | 37
2030/31 | 129.75 | 31.75 | 42
2030/31 | 130.25 | 31.75 | 35
2030/31 | 130.75 | 31.75 | 43
2030/31 | 131.25 | 31.75 | 49
2030/31 | 131.75 | 31.75 | 30
2030/31 | 132.25 | 31.75 | 31
2030/31 | 132.75 | 31.75 | 41
2030/31 | 133.25 | 31.75 | 36
2030/31 | 133.75 | 31.75 | 27
2030/31 | 134.25 | 31.75 | 35
2030/31 | 134.75 | 31.75 | 36
2030/31 | 135.25 | 31.75 | 33
2030/31 | 135.75 | 31.75 | 32
2030/31 | 136.25 | 31.75 | 35
2030/31 | 136.75 | 31.75 | 19
2030/31 | 137.25 | 31.75 | 27
2030/31 | 137.75 | 31.75 | 29
2030/31 | 138.25 | 31.75 | 16
2030/31 | 138.75 | 31.75 | 29
2030/31 | 139.25 | 31.75 | 20
2030/31 | 139.75 | 31.75 | 19
2030/31 | 140.25 | 31.75 | 20
2030/31 | 140.75 | 31.75 | 29
2030/31 | 141.25 | 31.75 | 32
2030/31 | 141.75 | 31.75 | 18
2030/31 | 142.25 | 31.75 | 24
2030/31 | 142.75 | 31.75 | 26
2030/31 | 143.25 | 31.75 | 16
2030/31 | 143.75 | 31.75 | 21
2030/31 | 144.25 | 31.75 | 15
2030/31 | 144.75 | 31.75 | 18
2030/31 | 145.25 | 31.75 | 17
2030/31 | 145.75 | 31.75 | 17
2030/31 | 146.25 | 31.75 | 20
2030/31 | 146.75 | 31.75 | 18
2030/31 | 147.25 | 31.75 | 16
2030/31 | 147.75 | 31.75 | 22
2030/31 | 148.25 | 31.75 | 10
2030/31 | 148.75 | 31.75 | 10
2030/31 | 149.25 | 31.75 | 24
2030/31 | 149.75 | 31.75 | 18
2030/31 | 150.25 | 31.75 | 14
2030/31 | 150.75 | 31.75 | 18
2030/31 | 151.25 | 31.75 | 19
2030/31 | 151.75 | 31.75 | 13
2030/31 | 152.25 | 31.75 | 20
2030/31 | 152.75 | 31.75 | 15
2030/31 | 153.25 | 31.75 | 16
2030/31 | 153.75 | 31.75 | 18
2030/31 | 154.25 | 31.75 | 17
2030/31 | 154.75 | 31.75 | 10
2030/31 | 155.25 | 31.75 | 14
2030/31 | 155.75 | 31.75 | 16
2030/31 | 156.25 | 31.75 | 10
2030/31 | 156.75 | 31.75 | 15
2030/31 | 157.25 | 31.75 | 12
2030/31 | 157.75 | 31.75 | 8
2030/31 | 158.25 | 31.75 | 10
2030/31 | 158.75 | 31.75 | 10
2030/31 | 159.25 | 31.75 | 9
2030/31 | 159.75 | 31.75 | 8
2030/31 | 160.25 | 31.75 | 12
2030/31 | 160.75 | 31.75 | 7
2030/31 | 161.25 | 31.75 | 13
2030/31 | 161.75 | 31.75 | 9
2030/31 | 162.25 | 31.75 | 9
2030/31 | 162.75 | 31.75 | 4
2030/31 | 163.25 | 31.75 | 7
2030/31 | 163.75 | 31.75 | 6
2030/31 | 164.25 | 31.75 | 9
2030/31 | 164.75 | 31.75 | 14
2030/31 | 165.25 | 31.75 | 8
2030/31 | 165.75 | 31.75 | 9
2030/31 | 166.25 | 31.75 | 7
2030/31 | 166.75 | 31.75 | 14
2030/31 | 167.25 | 31.75 | 9
2030/31 | 167.75 | 31.75 | 6
2030/31 | 168.25 | 31.75 | 7
2030/31 | 168.75 | 31.75 | 7
2030/31 | 169.25 | 31.75 | 5
2030/31 | 169.75 | 31.75 | 3
2030/31 | 170.25 | 31.75 | 6
2030/31 | 170.75 | 31.75 | 5
2030/31 | 171.25 | 31.75 | 5
2030/31 | 171.75 | 31.75 | 10
2030/31 | 172.25 | 31.75 | 3
2030/31 | 172.75 | 31.75 | 6
2030/31 | 173.25 | 31.75 | 2
2030/31 | 173.75 | 31.75 | 4
2030/31 | 174.25 | 31.75 | 3
2030/31 | 174.75 | 31.75 | 6
2030/31 | 175.25 | 31.75 | 3
2030/31 | 175.75 | 31.75 | 3
2030/31 | 176.25 | 31.75 | 3
2030/31 | 176.75 | 31.75 | 4
2030/31 | 177.25 | 31.75 | 5
2030/31 | 177.75 | 31.75 | 4
2030/31 | 178.25 | 31.75 | 8
2030/31 | 178.75 | 31.75 | 6
2030/31 | 179.25 | 31.75 | 5
2030/31 | 179.75 | 31.75 | 4
2030/31 | 180.25 | 31.75 | 4
2030/31 | 180.75 | 31.75 | 6
2030/31 | 181.25 | 31.75 | 5
2030/31 | 181.75 | 31.75 | 2
2030/31 | 182.25 | 31.75 | 3
2030/31 | 182.75 | 31.75 | 3
2030/31 | 183.25 | 31.75 | 1
2030/31 | 183.75 | 31.75 | 3
2030/31 | 184.25 | 31.75 | 1
2030/31 | 184.75 | 31.75 | 6
2030/31 | 185.25 | 31.75 | 5
2030/31 | 185.75 | 31.75 | 1
2030/31 | 186.25 | 31.75 | 6
2030/31 | 186.75 | 31.75 | 4
2030/31 | 187.25 | 31.75 | 1
2030/31 | 187.75 | 31.75 | 3
2030/31 | 188.25 | 31.75 | 2
2030/31 | 188.75 | 31.75 | 3
2030/31 | 189.25 | 31.75 | 3
2030/31 | 189.75 | 31.75 | 2
2030/31 | 190.25 | 31.75 | 2
2030/31 | 190.75 | 31.75 | 2
2030/31 | 192.25 | 31.75 | 6
2030/31 | 192.75 | 31.75 | 1
2030/31 | 193.25 | 31.75 | 3
2030/31 | 193.75 | 31.75 | 1
2030/31 | 194.25 | 31.75 | 3
2030/31 | 194.75 | 31.75 | 2
2030/31 | 195.25 | 31.75 | 3
2030/31 | 195.75 | 31.75 | 1
2030/31 | 196.25 | 31.75 | 1
2030/31 | 196.75 | 31.75 | 3
2030/31 | 197.75 | 31.75 | 2
2030/31 | 198.25 | 31.75 | 1
2030/31 | 198.75 | 31.75 | 1
2030/31 | 199.75 | 31.75 | 2
2030/31 | 200.25 | 31.75 | 2
2030/31 | 200.75 | 31.75 | 2
2030/31 | 201.25 | 31.75 | 1
2030/31 | 201.75 | 31.75 | 3
2030/31 | 202.75 | 31.75 | 1
2030/31 | 203.25 | 31.75 | 1
2030/31 | 203.75 | 31.75 | 1
2030/31 | 204.25 | 31.75 | 2
2030/31 | 204.75 | 31.75 | 3
2030/31 | 205.75 | 31.75 | 3
2030/31 | 206.75 | 31.75 | 1
2030/31 | 207.25 | 31.75 | 2
2030/31 | 207.75 | 31.75 | 1
2030/31 | 208.75 | 31.75 | 1
2030/31 | 209.25 | 31.75 | 2
2030/31 | 210.25 | 31.75 | 1
2030/31 | 211.25 | 31.75 | 1
2030/31 | 212.25 | 31.75 | 1
2030/31 | 213.25 | 31.75 | 1
2030/31 | 213.75 | 31.75 | 1
2030/31 | 214.75 | 31.75 | 2
2030/31 | 216.25 | 31.75 | 1
2030/31 | 219.25 | 31.75 | 3
2030/31 | 220.25 | 31.75 | 1
2030/31 | 220.75 | 31.75 | 2
2030/31 | 222.75 | 31.75 | 3
2030/31 | 223.75 | 31.75 | 1
2030/31 | 225.25 | 31.75 | 2
2030/31 | 225.75 | 31.75 | 1
2030/31 | 226.75 | 31.75 | 1
2030/31 | 231.25 | 31.75 | 1
2030/31 | 237.75 | 31.75 | 1
2030/31 | 238.75 | 31.75 | 1
2030/31 | 255.25 | 31.75 | 1
2030/31 | 58.75 | 32.25 | 1
2030/31 | 62.75 | 32.25 | 2
2030/31 | 63.75 | 32.25 | 2
2030/31 | 64.75 | 32.25 | 3
2030/31 | 65.25 | 32.25 | 1
2030/31 | 65.75 | 32.25 | 2
2030/31 | 66.75 | 32.25 | 3
2030/31 | 67.25 | 32.25 | 6
2030/31 | 67.75 | 32.25 | 2
2030/31 | 68.25 | 32.25 | 2
2030/31 | 68.75 | 32.25 | 4
2030/31 | 69.25 | 32.25 | 3
2030/31 | 69.75 | 32.25 | 1
2030/31 | 70.75 | 32.25 | 2
2030/31 | 71.25 | 32.25 | 6
2030/31 | 71.75 | 32.25 | 3
2030/31 | 72.25 | 32.25 | 7
2030/31 | 72.75 | 32.25 | 3
2030/31 | 73.25 | 32.25 | 8
2030/31 | 73.75 | 32.25 | 4
2030/31 | 74.25 | 32.25 | 5
2030/31 | 74.75 | 32.25 | 5
2030/31 | 75.25 | 32.25 | 9
2030/31 | 75.75 | 32.25 | 12
2030/31 | 76.25 | 32.25 | 11
2030/31 | 76.75 | 32.25 | 10
2030/31 | 77.25 | 32.25 | 11
2030/31 | 77.75 | 32.25 | 6
2030/31 | 78.25 | 32.25 | 13
2030/31 | 78.75 | 32.25 | 16
2030/31 | 79.25 | 32.25 | 9
2030/31 | 79.75 | 32.25 | 8
2030/31 | 80.25 | 32.25 | 22
2030/31 | 80.75 | 32.25 | 13
2030/31 | 81.25 | 32.25 | 19
2030/31 | 81.75 | 32.25 | 11
2030/31 | 82.25 | 32.25 | 14
2030/31 | 82.75 | 32.25 | 19
2030/31 | 83.25 | 32.25 | 17
2030/31 | 83.75 | 32.25 | 16
2030/31 | 84.25 | 32.25 | 25
2030/31 | 84.75 | 32.25 | 21
2030/31 | 85.25 | 32.25 | 16
2030/31 | 85.75 | 32.25 | 16
2030/31 | 86.25 | 32.25 | 15
2030/31 | 86.75 | 32.25 | 21
2030/31 | 87.25 | 32.25 | 17
2030/31 | 87.75 | 32.25 | 21
2030/31 | 88.25 | 32.25 | 25
2030/31 | 88.75 | 32.25 | 16
2030/31 | 89.25 | 32.25 | 21
2030/31 | 89.75 | 32.25 | 20
2030/31 | 90.25 | 32.25 | 26
2030/31 | 90.75 | 32.25 | 21
2030/31 | 91.25 | 32.25 | 27
2030/31 | 91.75 | 32.25 | 20
2030/31 | 92.25 | 32.25 | 21
2030/31 | 92.75 | 32.25 | 23
2030/31 | 93.25 | 32.25 | 32
2030/31 | 93.75 | 32.25 | 24
2030/31 | 94.25 | 32.25 | 20
2030/31 | 94.75 | 32.25 | 34
2030/31 | 95.25 | 32.25 | 19
2030/31 | 95.75 | 32.25 | 24
2030/31 | 96.25 | 32.25 | 30
2030/31 | 96.75 | 32.25 | 28
2030/31 | 97.25 | 32.25 | 28
2030/31 | 97.75 | 32.25 | 24
2030/31 | 98.25 | 32.25 | 22
2030/31 | 98.75 | 32.25 | 20
2030/31 | 99.25 | 32.25 | 27
2030/31 | 99.75 | 32.25 | 23
2030/31 | 100.25 | 32.25 | 24
2030/31 | 100.75 | 32.25 | 27
2030/31 | 101.25 | 32.25 | 19
2030/31 | 101.75 | 32.25 | 37
2030/31 | 102.25 | 32.25 | 29
2030/31 | 102.75 | 32.25 | 31
2030/31 | 103.25 | 32.25 | 30
2030/31 | 103.75 | 32.25 | 33
2030/31 | 104.25 | 32.25 | 35
2030/31 | 104.75 | 32.25 | 34
2030/31 | 105.25 | 32.25 | 30
2030/31 | 105.75 | 32.25 | 30
2030/31 | 106.25 | 32.25 | 26
2030/31 | 106.75 | 32.25 | 28
2030/31 | 107.25 | 32.25 | 27
2030/31 | 107.75 | 32.25 | 36
2030/31 | 108.25 | 32.25 | 24
2030/31 | 108.75 | 32.25 | 32
2030/31 | 109.25 | 32.25 | 25
2030/31 | 109.75 | 32.25 | 35
2030/31 | 110.25 | 32.25 | 39
2030/31 | 110.75 | 32.25 | 39
2030/31 | 111.25 | 32.25 | 34
2030/31 | 111.75 | 32.25 | 44
2030/31 | 112.25 | 32.25 | 44
2030/31 | 112.75 | 32.25 | 38
2030/31 | 113.25 | 32.25 | 40
2030/31 | 113.75 | 32.25 | 34
2030/31 | 114.25 | 32.25 | 47
2030/31 | 114.75 | 32.25 | 46
2030/31 | 115.25 | 32.25 | 57
2030/31 | 115.75 | 32.25 | 50
2030/31 | 116.25 | 32.25 | 55
2030/31 | 116.75 | 32.25 | 38
2030/31 | 117.25 | 32.25 | 46
2030/31 | 117.75 | 32.25 | 40
2030/31 | 118.25 | 32.25 | 46
2030/31 | 118.75 | 32.25 | 47
2030/31 | 119.25 | 32.25 | 59
2030/31 | 119.75 | 32.25 | 39
2030/31 | 120.25 | 32.25 | 47
2030/31 | 120.75 | 32.25 | 41
2030/31 | 121.25 | 32.25 | 39
2030/31 | 121.75 | 32.25 | 48
2030/31 | 122.25 | 32.25 | 36
2030/31 | 122.75 | 32.25 | 44
2030/31 | 123.25 | 32.25 | 51
2030/31 | 123.75 | 32.25 | 43
2030/31 | 124.25 | 32.25 | 46
2030/31 | 124.75 | 32.25 | 41
2030/31 | 125.25 | 32.25 | 49
2030/31 | 125.75 | 32.25 | 41
2030/31 | 126.25 | 32.25 | 50
2030/31 | 126.75 | 32.25 | 38
2030/31 | 127.25 | 32.25 | 50
2030/31 | 127.75 | 32.25 | 44
2030/31 | 128.25 | 32.25 | 43
2030/31 | 128.75 | 32.25 | 41
2030/31 | 129.25 | 32.25 | 42
2030/31 | 129.75 | 32.25 | 29
2030/31 | 130.25 | 32.25 | 33
2030/31 | 130.75 | 32.25 | 49
2030/31 | 131.25 | 32.25 | 32
2030/31 | 131.75 | 32.25 | 33
2030/31 | 132.25 | 32.25 | 36
2030/31 | 132.75 | 32.25 | 35
2030/31 | 133.25 | 32.25 | 49
2030/31 | 133.75 | 32.25 | 35
2030/31 | 134.25 | 32.25 | 40
2030/31 | 134.75 | 32.25 | 31
2030/31 | 135.25 | 32.25 | 25
2030/31 | 135.75 | 32.25 | 41
2030/31 | 136.25 | 32.25 | 46
2030/31 | 136.75 | 32.25 | 44
2030/31 | 137.25 | 32.25 | 27
2030/31 | 137.75 | 32.25 | 44
2030/31 | 138.25 | 32.25 | 20
2030/31 | 138.75 | 32.25 | 36
2030/31 | 139.25 | 32.25 | 34
2030/31 | 139.75 | 32.25 | 20
2030/31 | 140.25 | 32.25 | 44
2030/31 | 140.75 | 32.25 | 34
2030/31 | 141.25 | 32.25 | 25
2030/31 | 141.75 | 32.25 | 31
2030/31 | 142.25 | 32.25 | 29
2030/31 | 142.75 | 32.25 | 29
2030/31 | 143.25 | 32.25 | 23
2030/31 | 143.75 | 32.25 | 19
2030/31 | 144.25 | 32.25 | 19
2030/31 | 144.75 | 32.25 | 33
2030/31 | 145.25 | 32.25 | 23
2030/31 | 145.75 | 32.25 | 20
2030/31 | 146.25 | 32.25 | 20
2030/31 | 146.75 | 32.25 | 27
2030/31 | 147.25 | 32.25 | 18
2030/31 | 147.75 | 32.25 | 23
2030/31 | 148.25 | 32.25 | 23
2030/31 | 148.75 | 32.25 | 17
2030/31 | 149.25 | 32.25 | 22
2030/31 | 149.75 | 32.25 | 10
2030/31 | 150.25 | 32.25 | 16
2030/31 | 150.75 | 32.25 | 19
2030/31 | 151.25 | 32.25 | 15
2030/31 | 151.75 | 32.25 | 11
2030/31 | 152.25 | 32.25 | 14
2030/31 | 152.75 | 32.25 | 14
2030/31 | 153.25 | 32.25 | 6
2030/31 | 153.75 | 32.25 | 13
2030/31 | 154.25 | 32.25 | 18
2030/31 | 154.75 | 32.25 | 9
2030/31 | 155.25 | 32.25 | 15
2030/31 | 155.75 | 32.25 | 9
2030/31 | 156.25 | 32.25 | 16
2030/31 | 156.75 | 32.25 | 9
2030/31 | 157.25 | 32.25 | 9
2030/31 | 157.75 | 32.25 | 11
2030/31 | 158.25 | 32.25 | 7
2030/31 | 158.75 | 32.25 | 14
2030/31 | 159.25 | 32.25 | 16
2030/31 | 159.75 | 32.25 | 14
2030/31 | 160.25 | 32.25 | 11
2030/31 | 160.75 | 32.25 | 9
2030/31 | 161.25 | 32.25 | 7
2030/31 | 161.75 | 32.25 | 9
2030/31 | 162.25 | 32.25 | 9
2030/31 | 162.75 | 32.25 | 10
2030/31 | 163.25 | 32.25 | 6
2030/31 | 163.75 | 32.25 | 15
2030/31 | 164.25 | 32.25 | 8
2030/31 | 164.75 | 32.25 | 5
2030/31 | 165.25 | 32.25 | 5
2030/31 | 165.75 | 32.25 | 6
2030/31 | 166.25 | 32.25 | 4
2030/31 | 166.75 | 32.25 | 4
2030/31 | 167.25 | 32.25 | 7
2030/31 | 167.75 | 32.25 | 10
2030/31 | 168.25 | 32.25 | 10
2030/31 | 168.75 | 32.25 | 5
2030/31 | 169.25 | 32.25 | 3
2030/31 | 169.75 | 32.25 | 2
2030/31 | 170.25 | 32.25 | 5
2030/31 | 170.75 | 32.25 | 6
2030/31 | 171.25 | 32.25 | 3
2030/31 | 171.75 | 32.25 | 5
2030/31 | 172.25 | 32.25 | 8
2030/31 | 172.75 | 32.25 | 11
2030/31 | 173.25 | 32.25 | 6
2030/31 | 173.75 | 32.25 | 5
2030/31 | 174.25 | 32.25 | 6
2030/31 | 174.75 | 32.25 | 4
2030/31 | 175.25 | 32.25 | 4
2030/31 | 175.75 | 32.25 | 9
2030/31 | 176.25 | 32.25 | 2
2030/31 | 176.75 | 32.25 | 3
2030/31 | 177.25 | 32.25 | 10
2030/31 | 177.75 | 32.25 | 6
2030/31 | 178.25 | 32.25 | 1
2030/31 | 178.75 | 32.25 | 4
2030/31 | 179.25 | 32.25 | 6
2030/31 | 179.75 | 32.25 | 3
2030/31 | 180.25 | 32.25 | 2
2030/31 | 180.75 | 32.25 | 3
2030/31 | 181.25 | 32.25 | 2
2030/31 | 181.75 | 32.25 | 5
2030/31 | 182.25 | 32.25 | 7
2030/31 | 182.75 | 32.25 | 3
2030/31 | 183.25 | 32.25 | 5
2030/31 | 183.75 | 32.25 | 4
2030/31 | 184.25 | 32.25 | 3
2030/31 | 184.75 | 32.25 | 6
2030/31 | 185.25 | 32.25 | 2
2030/31 | 185.75 | 32.25 | 5
2030/31 | 186.25 | 32.25 | 4
2030/31 | 186.75 | 32.25 | 3
2030/31 | 187.25 | 32.25 | 8
2030/31 | 187.75 | 32.25 | 5
2030/31 | 188.75 | 32.25 | 4
2030/31 | 189.25 | 32.25 | 3
2030/31 | 189.75 | 32.25 | 2
2030/31 | 190.25 | 32.25 | 1
2030/31 | 190.75 | 32.25 | 4
2030/31 | 192.25 | 32.25 | 5
2030/31 | 192.75 | 32.25 | 5
2030/31 | 193.25 | 32.25 | 2
2030/31 | 193.75 | 32.25 | 4
2030/31 | 194.25 | 32.25 | 1
2030/31 | 195.25 | 32.25 | 2
2030/31 | 195.75 | 32.25 | 1
2030/31 | 196.25 | 32.25 | 2
2030/31 | 196.75 | 32.25 | 3
2030/31 | 197.75 | 32.25 | 2
2030/31 | 198.25 | 32.25 | 2
2030/31 | 198.75 | 32.25 | 4
2030/31 | 199.25 | 32.25 | 2
2030/31 | 199.75 | 32.25 | 2
2030/31 | 200.75 | 32.25 | 1
2030/31 | 201.25 | 32.25 | 1
2030/31 | 201.75 | 32.25 | 5
2030/31 | 202.25 | 32.25 | 1
2030/31 | 202.75 | 32.25 | 2
2030/31 | 203.25 | 32.25 | 2
2030/31 | 204.75 | 32.25 | 1
2030/31 | 205.25 | 32.25 | 3
2030/31 | 207.25 | 32.25 | 1
2030/31 | 208.25 | 32.25 | 3
2030/31 | 208.75 | 32.25 | 1
2030/31 | 209.25 | 32.25 | 1
2030/31 | 210.75 | 32.25 | 1
2030/31 | 211.25 | 32.25 | 1
2030/31 | 215.75 | 32.25 | 2
2030/31 | 216.75 | 32.25 | 2
2030/31 | 217.75 | 32.25 | 1
2030/31 | 218.75 | 32.25 | 1
2030/31 | 221.25 | 32.25 | 1
2030/31 | 223.25 | 32.25 | 1
2030/31 | 226.25 | 32.25 | 1
2030/31 | 229.25 | 32.25 | 1
2030/31 | 233.75 | 32.25 | 1
2030/31 | 234.75 | 32.25 | 1
2030/31 | 235.75 | 32.25 | 1
2030/31 | 236.75 | 32.25 | 2
2030/31 | 246.75 | 32.25 | 1
2030/31 | 276.75 | 32.25 | 1
2030/31 | 56.75 | 32.75 | 1
2030/31 | 59.25 | 32.75 | 1
2030/31 | 62.75 | 32.75 | 1
2030/31 | 64.25 | 32.75 | 2
2030/31 | 64.75 | 32.75 | 1
2030/31 | 65.25 | 32.75 | 2
2030/31 | 65.75 | 32.75 | 2
2030/31 | 66.25 | 32.75 | 1
2030/31 | 66.75 | 32.75 | 1
2030/31 | 67.25 | 32.75 | 3
2030/31 | 67.75 | 32.75 | 4
2030/31 | 68.25 | 32.75 | 1
2030/31 | 68.75 | 32.75 | 4
2030/31 | 69.25 | 32.75 | 1
2030/31 | 70.25 | 32.75 | 6
2030/31 | 70.75 | 32.75 | 5
2030/31 | 71.25 | 32.75 | 2
2030/31 | 71.75 | 32.75 | 5
2030/31 | 72.25 | 32.75 | 4
2030/31 | 72.75 | 32.75 | 8
2030/31 | 73.25 | 32.75 | 5
2030/31 | 73.75 | 32.75 | 14
2030/31 | 74.25 | 32.75 | 11
2030/31 | 74.75 | 32.75 | 6
2030/31 | 75.25 | 32.75 | 7
2030/31 | 75.75 | 32.75 | 13
2030/31 | 76.25 | 32.75 | 9
2030/31 | 76.75 | 32.75 | 6
2030/31 | 77.25 | 32.75 | 13
2030/31 | 77.75 | 32.75 | 12
2030/31 | 78.25 | 32.75 | 16
2030/31 | 78.75 | 32.75 | 14
2030/31 | 79.25 | 32.75 | 16
2030/31 | 79.75 | 32.75 | 14
2030/31 | 80.25 | 32.75 | 11
2030/31 | 80.75 | 32.75 | 14
2030/31 | 81.25 | 32.75 | 17
2030/31 | 81.75 | 32.75 | 12
2030/31 | 82.25 | 32.75 | 8
2030/31 | 82.75 | 32.75 | 14
2030/31 | 83.25 | 32.75 | 24
2030/31 | 83.75 | 32.75 | 17
2030/31 | 84.25 | 32.75 | 23
2030/31 | 84.75 | 32.75 | 17
2030/31 | 85.25 | 32.75 | 17
2030/31 | 85.75 | 32.75 | 15
2030/31 | 86.25 | 32.75 | 17
2030/31 | 86.75 | 32.75 | 29
2030/31 | 87.25 | 32.75 | 17
2030/31 | 87.75 | 32.75 | 25
2030/31 | 88.25 | 32.75 | 19
2030/31 | 88.75 | 32.75 | 20
2030/31 | 89.25 | 32.75 | 22
2030/31 | 89.75 | 32.75 | 22
2030/31 | 90.25 | 32.75 | 20
2030/31 | 90.75 | 32.75 | 25
2030/31 | 91.25 | 32.75 | 25
2030/31 | 91.75 | 32.75 | 23
2030/31 | 92.25 | 32.75 | 24
2030/31 | 92.75 | 32.75 | 24
2030/31 | 93.25 | 32.75 | 35
2030/31 | 93.75 | 32.75 | 25
2030/31 | 94.25 | 32.75 | 16
2030/31 | 94.75 | 32.75 | 18
2030/31 | 95.25 | 32.75 | 24
2030/31 | 95.75 | 32.75 | 23
2030/31 | 96.25 | 32.75 | 28
2030/31 | 96.75 | 32.75 | 21
2030/31 | 97.25 | 32.75 | 28
2030/31 | 97.75 | 32.75 | 27
2030/31 | 98.25 | 32.75 | 32
2030/31 | 98.75 | 32.75 | 31
2030/31 | 99.25 | 32.75 | 21
2030/31 | 99.75 | 32.75 | 27
2030/31 | 100.25 | 32.75 | 23
2030/31 | 100.75 | 32.75 | 32
2030/31 | 101.25 | 32.75 | 38
2030/31 | 101.75 | 32.75 | 38
2030/31 | 102.25 | 32.75 | 39
2030/31 | 102.75 | 32.75 | 41
2030/31 | 103.25 | 32.75 | 18
2030/31 | 103.75 | 32.75 | 37
2030/31 | 104.25 | 32.75 | 28
2030/31 | 104.75 | 32.75 | 27
2030/31 | 105.25 | 32.75 | 36
2030/31 | 105.75 | 32.75 | 29
2030/31 | 106.25 | 32.75 | 23
2030/31 | 106.75 | 32.75 | 52
2030/31 | 107.25 | 32.75 | 37
2030/31 | 107.75 | 32.75 | 46
2030/31 | 108.25 | 32.75 | 43
2030/31 | 108.75 | 32.75 | 38
2030/31 | 109.25 | 32.75 | 40
2030/31 | 109.75 | 32.75 | 44
2030/31 | 110.25 | 32.75 | 41
2030/31 | 110.75 | 32.75 | 44
2030/31 | 111.25 | 32.75 | 44
2030/31 | 111.75 | 32.75 | 34
2030/31 | 112.25 | 32.75 | 49
2030/31 | 112.75 | 32.75 | 35
2030/31 | 113.25 | 32.75 | 34
2030/31 | 113.75 | 32.75 | 49
2030/31 | 114.25 | 32.75 | 44
2030/31 | 114.75 | 32.75 | 39
2030/31 | 115.25 | 32.75 | 48
2030/31 | 115.75 | 32.75 | 52
2030/31 | 116.25 | 32.75 | 35
2030/31 | 116.75 | 32.75 | 45
2030/31 | 117.25 | 32.75 | 48
2030/31 | 117.75 | 32.75 | 36
2030/31 | 118.25 | 32.75 | 42
2030/31 | 118.75 | 32.75 | 55
2030/31 | 119.25 | 32.75 | 36
2030/31 | 119.75 | 32.75 | 46
2030/31 | 120.25 | 32.75 | 42
2030/31 | 120.75 | 32.75 | 47
2030/31 | 121.25 | 32.75 | 47
2030/31 | 121.75 | 32.75 | 58
2030/31 | 122.25 | 32.75 | 52
2030/31 | 122.75 | 32.75 | 38
2030/31 | 123.25 | 32.75 | 45
2030/31 | 123.75 | 32.75 | 47
2030/31 | 124.25 | 32.75 | 44
2030/31 | 124.75 | 32.75 | 43
2030/31 | 125.25 | 32.75 | 52
2030/31 | 125.75 | 32.75 | 42
2030/31 | 126.25 | 32.75 | 48
2030/31 | 126.75 | 32.75 | 49
2030/31 | 127.25 | 32.75 | 42
2030/31 | 127.75 | 32.75 | 36
2030/31 | 128.25 | 32.75 | 28
2030/31 | 128.75 | 32.75 | 26
2030/31 | 129.25 | 32.75 | 47
2030/31 | 129.75 | 32.75 | 43
2030/31 | 130.25 | 32.75 | 40
2030/31 | 130.75 | 32.75 | 45
2030/31 | 131.25 | 32.75 | 43
2030/31 | 131.75 | 32.75 | 41
2030/31 | 132.25 | 32.75 | 50
2030/31 | 132.75 | 32.75 | 43
2030/31 | 133.25 | 32.75 | 42
2030/31 | 133.75 | 32.75 | 34
2030/31 | 134.25 | 32.75 | 40
2030/31 | 134.75 | 32.75 | 45
2030/31 | 135.25 | 32.75 | 43
2030/31 | 135.75 | 32.75 | 37
2030/31 | 136.25 | 32.75 | 34
2030/31 | 136.75 | 32.75 | 37
2030/31 | 137.25 | 32.75 | 40
2030/31 | 137.75 | 32.75 | 26
2030/31 | 138.25 | 32.75 | 20
2030/31 | 138.75 | 32.75 | 41
2030/31 | 139.25 | 32.75 | 35
2030/31 | 139.75 | 32.75 | 19
2030/31 | 140.25 | 32.75 | 24
2030/31 | 140.75 | 32.75 | 37
2030/31 | 141.25 | 32.75 | 32
2030/31 | 141.75 | 32.75 | 24
2030/31 | 142.25 | 32.75 | 28
2030/31 | 142.75 | 32.75 | 28
2030/31 | 143.25 | 32.75 | 23
2030/31 | 143.75 | 32.75 | 24
2030/31 | 144.25 | 32.75 | 19
2030/31 | 144.75 | 32.75 | 27
2030/31 | 145.25 | 32.75 | 20
2030/31 | 145.75 | 32.75 | 36
2030/31 | 146.25 | 32.75 | 18
2030/31 | 146.75 | 32.75 | 27
2030/31 | 147.25 | 32.75 | 20
2030/31 | 147.75 | 32.75 | 10
2030/31 | 148.25 | 32.75 | 20
2030/31 | 148.75 | 32.75 | 23
2030/31 | 149.25 | 32.75 | 16
2030/31 | 149.75 | 32.75 | 16
2030/31 | 150.25 | 32.75 | 19
2030/31 | 150.75 | 32.75 | 17
2030/31 | 151.25 | 32.75 | 28
2030/31 | 151.75 | 32.75 | 17
2030/31 | 152.25 | 32.75 | 9
2030/31 | 152.75 | 32.75 | 17
2030/31 | 153.25 | 32.75 | 7
2030/31 | 153.75 | 32.75 | 17
2030/31 | 154.25 | 32.75 | 17
2030/31 | 154.75 | 32.75 | 13
2030/31 | 155.25 | 32.75 | 12
2030/31 | 155.75 | 32.75 | 7
2030/31 | 156.25 | 32.75 | 10
2030/31 | 156.75 | 32.75 | 14
2030/31 | 157.25 | 32.75 | 15
2030/31 | 157.75 | 32.75 | 7
2030/31 | 158.25 | 32.75 | 15
2030/31 | 158.75 | 32.75 | 11
2030/31 | 159.25 | 32.75 | 12
2030/31 | 159.75 | 32.75 | 11
2030/31 | 160.25 | 32.75 | 7
2030/31 | 160.75 | 32.75 | 8
2030/31 | 161.25 | 32.75 | 6
2030/31 | 161.75 | 32.75 | 10
2030/31 | 162.25 | 32.75 | 7
2030/31 | 162.75 | 32.75 | 11
2030/31 | 163.25 | 32.75 | 13
2030/31 | 163.75 | 32.75 | 5
2030/31 | 164.25 | 32.75 | 12
2030/31 | 164.75 | 32.75 | 13
2030/31 | 165.25 | 32.75 | 11
2030/31 | 165.75 | 32.75 | 12
2030/31 | 166.25 | 32.75 | 8
2030/31 | 166.75 | 32.75 | 4
2030/31 | 167.25 | 32.75 | 10
2030/31 | 167.75 | 32.75 | 1
2030/31 | 168.25 | 32.75 | 7
2030/31 | 168.75 | 32.75 | 5
2030/31 | 169.25 | 32.75 | 10
2030/31 | 169.75 | 32.75 | 5
2030/31 | 170.25 | 32.75 | 5
2030/31 | 170.75 | 32.75 | 9
2030/31 | 171.25 | 32.75 | 8
2030/31 | 171.75 | 32.75 | 4
2030/31 | 172.25 | 32.75 | 3
2030/31 | 172.75 | 32.75 | 3
2030/31 | 173.25 | 32.75 | 4
2030/31 | 173.75 | 32.75 | 8
2030/31 | 174.25 | 32.75 | 8
2030/31 | 174.75 | 32.75 | 7
2030/31 | 175.75 | 32.75 | 6
2030/31 | 176.25 | 32.75 | 2
2030/31 | 176.75 | 32.75 | 6
2030/31 | 177.25 | 32.75 | 2
2030/31 | 177.75 | 32.75 | 3
2030/31 | 178.25 | 32.75 | 7
2030/31 | 178.75 | 32.75 | 5
2030/31 | 179.25 | 32.75 | 10
2030/31 | 179.75 | 32.75 | 4
2030/31 | 180.25 | 32.75 | 2
2030/31 | 180.75 | 32.75 | 5
2030/31 | 181.25 | 32.75 | 7
2030/31 | 181.75 | 32.75 | 7
2030/31 | 182.25 | 32.75 | 1
2030/31 | 182.75 | 32.75 | 11
2030/31 | 183.25 | 32.75 | 4
2030/31 | 183.75 | 32.75 | 3
2030/31 | 184.25 | 32.75 | 4
2030/31 | 184.75 | 32.75 | 2
2030/31 | 185.25 | 32.75 | 4
2030/31 | 185.75 | 32.75 | 3
2030/31 | 186.25 | 32.75 | 2
2030/31 | 186.75 | 32.75 | 3
2030/31 | 187.25 | 32.75 | 7
2030/31 | 187.75 | 32.75 | 5
2030/31 | 188.25 | 32.75 | 3
2030/31 | 188.75 | 32.75 | 1
2030/31 | 189.25 | 32.75 | 1
2030/31 | 189.75 | 32.75 | 1
2030/31 | 190.25 | 32.75 | 3
2030/31 | 190.75 | 32.75 | 2
2030/31 | 191.25 | 32.75 | 3
2030/31 | 191.75 | 32.75 | 4
2030/31 | 192.25 | 32.75 | 2
2030/31 | 192.75 | 32.75 | 2
2030/31 | 193.25 | 32.75 | 5
2030/31 | 194.25 | 32.75 | 6
2030/31 | 194.75 | 32.75 | 1
2030/31 | 195.25 | 32.75 | 1
2030/31 | 196.25 | 32.75 | 3
2030/31 | 196.75 | 32.75 | 6
2030/31 | 197.25 | 32.75 | 1
2030/31 | 197.75 | 32.75 | 1
2030/31 | 198.25 | 32.75 | 1
2030/31 | 198.75 | 32.75 | 4
2030/31 | 199.25 | 32.75 | 2
2030/31 | 199.75 | 32.75 | 1
2030/31 | 200.25 | 32.75 | 4
2030/31 | 200.75 | 32.75 | 2
2030/31 | 201.25 | 32.75 | 4
2030/31 | 201.75 | 32.75 | 4
2030/31 | 202.25 | 32.75 | 1
2030/31 | 202.75 | 32.75 | 1
2030/31 | 203.25 | 32.75 | 4
2030/31 | 204.25 | 32.75 | 2
2030/31 | 204.75 | 32.75 | 3
2030/31 | 205.25 | 32.75 | 1
2030/31 | 205.75 | 32.75 | 2
2030/31 | 206.25 | 32.75 | 3
2030/31 | 206.75 | 32.75 | 2
2030/31 | 207.75 | 32.75 | 3
2030/31 | 208.75 | 32.75 | 2
2030/31 | 210.75 | 32.75 | 1
2030/31 | 211.25 | 32.75 | 3
2030/31 | 211.75 | 32.75 | 1
2030/31 | 213.25 | 32.75 | 1
2030/31 | 214.25 | 32.75 | 2
2030/31 | 216.75 | 32.75 | 2
2030/31 | 217.25 | 32.75 | 2
2030/31 | 217.75 | 32.75 | 2
2030/31 | 219.75 | 32.75 | 1
2030/31 | 220.25 | 32.75 | 1
2030/31 | 220.75 | 32.75 | 1
2030/31 | 222.25 | 32.75 | 1
2030/31 | 223.75 | 32.75 | 1
2030/31 | 224.75 | 32.75 | 1
2030/31 | 226.25 | 32.75 | 1
2030/31 | 226.75 | 32.75 | 1
2030/31 | 227.25 | 32.75 | 1
2030/31 | 227.75 | 32.75 | 1
2030/31 | 229.25 | 32.75 | 1
2030/31 | 232.75 | 32.75 | 1
2030/31 | 233.25 | 32.75 | 1
2030/31 | 234.25 | 32.75 | 1
2030/31 | 236.25 | 32.75 | 1
2030/31 | 237.75 | 32.75 | 1
2030/31 | 273.75 | 32.75 | 1
2030/31 | 61.75 | 33.25 | 1
2030/31 | 63.25 | 33.25 | 1
2030/31 | 64.75 | 33.25 | 1
2030/31 | 65.25 | 33.25 | 1
2030/31 | 65.75 | 33.25 | 1
2030/31 | 67.25 | 33.25 | 1
2030/31 | 67.75 | 33.25 | 2
2030/31 | 68.25 | 33.25 | 3
2030/31 | 68.75 | 33.25 | 8
2030/31 | 69.25 | 33.25 | 6
2030/31 | 69.75 | 33.25 | 4
2030/31 | 70.25 | 33.25 | 4
2030/31 | 70.75 | 33.25 | 6
2030/31 | 71.25 | 33.25 | 3
2030/31 | 71.75 | 33.25 | 5
2030/31 | 72.25 | 33.25 | 9
2030/31 | 72.75 | 33.25 | 9
2030/31 | 73.25 | 33.25 | 5
2030/31 | 73.75 | 33.25 | 4
2030/31 | 74.25 | 33.25 | 8
2030/31 | 74.75 | 33.25 | 9
2030/31 | 75.25 | 33.25 | 10
2030/31 | 75.75 | 33.25 | 13
2030/31 | 76.25 | 33.25 | 11
2030/31 | 76.75 | 33.25 | 14
2030/31 | 77.25 | 33.25 | 10
2030/31 | 77.75 | 33.25 | 9
2030/31 | 78.25 | 33.25 | 18
2030/31 | 78.75 | 33.25 | 15
2030/31 | 79.25 | 33.25 | 15
2030/31 | 79.75 | 33.25 | 18
2030/31 | 80.25 | 33.25 | 17
2030/31 | 80.75 | 33.25 | 21
2030/31 | 81.25 | 33.25 | 16
2030/31 | 81.75 | 33.25 | 26
2030/31 | 82.25 | 33.25 | 22
2030/31 | 82.75 | 33.25 | 12
2030/31 | 83.25 | 33.25 | 14
2030/31 | 83.75 | 33.25 | 21
2030/31 | 84.25 | 33.25 | 6
2030/31 | 84.75 | 33.25 | 17
2030/31 | 85.25 | 33.25 | 14
2030/31 | 85.75 | 33.25 | 18
2030/31 | 86.25 | 33.25 | 27
2030/31 | 86.75 | 33.25 | 13
2030/31 | 87.25 | 33.25 | 21
2030/31 | 87.75 | 33.25 | 21
2030/31 | 88.25 | 33.25 | 27
2030/31 | 88.75 | 33.25 | 20
2030/31 | 89.25 | 33.25 | 24
2030/31 | 89.75 | 33.25 | 37
2030/31 | 90.25 | 33.25 | 29
2030/31 | 90.75 | 33.25 | 30
2030/31 | 91.25 | 33.25 | 25
2030/31 | 91.75 | 33.25 | 27
2030/31 | 92.25 | 33.25 | 24
2030/31 | 92.75 | 33.25 | 28
2030/31 | 93.25 | 33.25 | 23
2030/31 | 93.75 | 33.25 | 25
2030/31 | 94.25 | 33.25 | 27
2030/31 | 94.75 | 33.25 | 25
2030/31 | 95.25 | 33.25 | 29
2030/31 | 95.75 | 33.25 | 29
2030/31 | 96.25 | 33.25 | 21
2030/31 | 96.75 | 33.25 | 22
2030/31 | 97.25 | 33.25 | 25
2030/31 | 97.75 | 33.25 | 21
2030/31 | 98.25 | 33.25 | 29
2030/31 | 98.75 | 33.25 | 27
2030/31 | 99.25 | 33.25 | 29
2030/31 | 99.75 | 33.25 | 41
2030/31 | 100.25 | 33.25 | 37
2030/31 | 100.75 | 33.25 | 39
2030/31 | 101.25 | 33.25 | 34
2030/31 | 101.75 | 33.25 | 26
2030/31 | 102.25 | 33.25 | 36
2030/31 | 102.75 | 33.25 | 30
2030/31 | 103.25 | 33.25 | 32
2030/31 | 103.75 | 33.25 | 27
2030/31 | 104.25 | 33.25 | 29
2030/31 | 104.75 | 33.25 | 38
2030/31 | 105.25 | 33.25 | 31
2030/31 | 105.75 | 33.25 | 30
2030/31 | 106.25 | 33.25 | 41
2030/31 | 106.75 | 33.25 | 37
2030/31 | 107.25 | 33.25 | 41
2030/31 | 107.75 | 33.25 | 50
2030/31 | 108.25 | 33.25 | 47
2030/31 | 108.75 | 33.25 | 43
2030/31 | 109.25 | 33.25 | 33
2030/31 | 109.75 | 33.25 | 34
2030/31 | 110.25 | 33.25 | 47
2030/31 | 110.75 | 33.25 | 47
2030/31 | 111.25 | 33.25 | 36
2030/31 | 111.75 | 33.25 | 47
2030/31 | 112.25 | 33.25 | 45
2030/31 | 112.75 | 33.25 | 35
2030/31 | 113.25 | 33.25 | 51
2030/31 | 113.75 | 33.25 | 39
2030/31 | 114.25 | 33.25 | 38
2030/31 | 114.75 | 33.25 | 56
2030/31 | 115.25 | 33.25 | 53
2030/31 | 115.75 | 33.25 | 37
2030/31 | 116.25 | 33.25 | 48
2030/31 | 116.75 | 33.25 | 39
2030/31 | 117.25 | 33.25 | 46
2030/31 | 117.75 | 33.25 | 48
2030/31 | 118.25 | 33.25 | 46
2030/31 | 118.75 | 33.25 | 55
2030/31 | 119.25 | 33.25 | 46
2030/31 | 119.75 | 33.25 | 49
2030/31 | 120.25 | 33.25 | 54
2030/31 | 120.75 | 33.25 | 53
2030/31 | 121.25 | 33.25 | 38
2030/31 | 121.75 | 33.25 | 53
2030/31 | 122.25 | 33.25 | 58
2030/31 | 122.75 | 33.25 | 54
2030/31 | 123.25 | 33.25 | 51
2030/31 | 123.75 | 33.25 | 50
2030/31 | 124.25 | 33.25 | 57
2030/31 | 124.75 | 33.25 | 60
2030/31 | 125.25 | 33.25 | 38
2030/31 | 125.75 | 33.25 | 53
2030/31 | 126.25 | 33.25 | 36
2030/31 | 126.75 | 33.25 | 62
2030/31 | 127.25 | 33.25 | 36
2030/31 | 127.75 | 33.25 | 37
2030/31 | 128.25 | 33.25 | 50
2030/31 | 128.75 | 33.25 | 55
2030/31 | 129.25 | 33.25 | 43
2030/31 | 129.75 | 33.25 | 47
2030/31 | 130.25 | 33.25 | 39
2030/31 | 130.75 | 33.25 | 48
2030/31 | 131.25 | 33.25 | 47
2030/31 | 131.75 | 33.25 | 37
2030/31 | 132.25 | 33.25 | 33
2030/31 | 132.75 | 33.25 | 47
2030/31 | 133.25 | 33.25 | 35
2030/31 | 133.75 | 33.25 | 39
2030/31 | 134.25 | 33.25 | 40
2030/31 | 134.75 | 33.25 | 38
2030/31 | 135.25 | 33.25 | 46
2030/31 | 135.75 | 33.25 | 32
2030/31 | 136.25 | 33.25 | 32
2030/31 | 136.75 | 33.25 | 43
2030/31 | 137.25 | 33.25 | 29
2030/31 | 137.75 | 33.25 | 36
2030/31 | 138.25 | 33.25 | 25
2030/31 | 138.75 | 33.25 | 37
2030/31 | 139.25 | 33.25 | 25
2030/31 | 139.75 | 33.25 | 33
2030/31 | 140.25 | 33.25 | 28
2030/31 | 140.75 | 33.25 | 21
2030/31 | 141.25 | 33.25 | 20
2030/31 | 141.75 | 33.25 | 24
2030/31 | 142.25 | 33.25 | 30
2030/31 | 142.75 | 33.25 | 29
2030/31 | 143.25 | 33.25 | 26
2030/31 | 143.75 | 33.25 | 20
2030/31 | 144.25 | 33.25 | 27
2030/31 | 144.75 | 33.25 | 25
2030/31 | 145.25 | 33.25 | 21
2030/31 | 145.75 | 33.25 | 26
2030/31 | 146.25 | 33.25 | 19
2030/31 | 146.75 | 33.25 | 23
2030/31 | 147.25 | 33.25 | 25
2030/31 | 147.75 | 33.25 | 24
2030/31 | 148.25 | 33.25 | 13
2030/31 | 148.75 | 33.25 | 16
2030/31 | 149.25 | 33.25 | 23
2030/31 | 149.75 | 33.25 | 17
2030/31 | 150.25 | 33.25 | 13
2030/31 | 150.75 | 33.25 | 23
2030/31 | 151.25 | 33.25 | 19
2030/31 | 151.75 | 33.25 | 15
2030/31 | 152.25 | 33.25 | 12
2030/31 | 152.75 | 33.25 | 13
2030/31 | 153.25 | 33.25 | 22
2030/31 | 153.75 | 33.25 | 11
2030/31 | 154.25 | 33.25 | 10
2030/31 | 154.75 | 33.25 | 20
2030/31 | 155.25 | 33.25 | 6
2030/31 | 155.75 | 33.25 | 13
2030/31 | 156.25 | 33.25 | 13
2030/31 | 156.75 | 33.25 | 12
2030/31 | 157.25 | 33.25 | 8
2030/31 | 157.75 | 33.25 | 17
2030/31 | 158.25 | 33.25 | 8
2030/31 | 158.75 | 33.25 | 10
2030/31 | 159.25 | 33.25 | 12
2030/31 | 159.75 | 33.25 | 11
2030/31 | 160.25 | 33.25 | 8
2030/31 | 160.75 | 33.25 | 8
2030/31 | 161.25 | 33.25 | 8
2030/31 | 161.75 | 33.25 | 13
2030/31 | 162.25 | 33.25 | 6
2030/31 | 162.75 | 33.25 | 12
2030/31 | 163.25 | 33.25 | 10
2030/31 | 163.75 | 33.25 | 13
2030/31 | 164.25 | 33.25 | 11
2030/31 | 164.75 | 33.25 | 7
2030/31 | 165.25 | 33.25 | 5
2030/31 | 165.75 | 33.25 | 6
2030/31 | 166.25 | 33.25 | 9
2030/31 | 166.75 | 33.25 | 7
2030/31 | 167.25 | 33.25 | 8
2030/31 | 167.75 | 33.25 | 8
2030/31 | 168.25 | 33.25 | 8
2030/31 | 168.75 | 33.25 | 6
2030/31 | 169.25 | 33.25 | 8
2030/31 | 169.75 | 33.25 | 7
2030/31 | 170.25 | 33.25 | 9
2030/31 | 170.75 | 33.25 | 10
2030/31 | 171.25 | 33.25 | 7
2030/31 | 171.75 | 33.25 | 5
2030/31 | 172.25 | 33.25 | 6
2030/31 | 172.75 | 33.25 | 4
2030/31 | 173.25 | 33.25 | 5
2030/31 | 173.75 | 33.25 | 5
2030/31 | 174.25 | 33.25 | 9
2030/31 | 174.75 | 33.25 | 2
2030/31 | 175.25 | 33.25 | 5
2030/31 | 175.75 | 33.25 | 2
2030/31 | 176.25 | 33.25 | 5
2030/31 | 176.75 | 33.25 | 8
2030/31 | 177.25 | 33.25 | 4
2030/31 | 177.75 | 33.25 | 6
2030/31 | 178.25 | 33.25 | 7
2030/31 | 178.75 | 33.25 | 4
2030/31 | 179.25 | 33.25 | 5
2030/31 | 179.75 | 33.25 | 4
2030/31 | 180.25 | 33.25 | 4
2030/31 | 180.75 | 33.25 | 5
2030/31 | 181.25 | 33.25 | 8
2030/31 | 181.75 | 33.25 | 3
2030/31 | 182.25 | 33.25 | 6
2030/31 | 182.75 | 33.25 | 4
2030/31 | 183.25 | 33.25 | 4
2030/31 | 183.75 | 33.25 | 3
2030/31 | 184.25 | 33.25 | 5
2030/31 | 184.75 | 33.25 | 7
2030/31 | 185.25 | 33.25 | 4
2030/31 | 185.75 | 33.25 | 1
2030/31 | 186.25 | 33.25 | 7
2030/31 | 186.75 | 33.25 | 10
2030/31 | 187.25 | 33.25 | 6
2030/31 | 187.75 | 33.25 | 3
2030/31 | 188.25 | 33.25 | 5
2030/31 | 188.75 | 33.25 | 2
2030/31 | 189.25 | 33.25 | 3
2030/31 | 190.25 | 33.25 | 2
2030/31 | 190.75 | 33.25 | 7
2030/31 | 191.25 | 33.25 | 3
2030/31 | 191.75 | 33.25 | 3
2030/31 | 192.25 | 33.25 | 3
2030/31 | 192.75 | 33.25 | 3
2030/31 | 193.25 | 33.25 | 1
2030/31 | 193.75 | 33.25 | 1
2030/31 | 194.25 | 33.25 | 4
2030/31 | 194.75 | 33.25 | 4
2030/31 | 195.25 | 33.25 | 4
2030/31 | 195.75 | 33.25 | 3
2030/31 | 196.25 | 33.25 | 2
2030/31 | 196.75 | 33.25 | 3
2030/31 | 197.25 | 33.25 | 2
2030/31 | 197.75 | 33.25 | 1
2030/31 | 198.75 | 33.25 | 1
2030/31 | 199.25 | 33.25 | 2
2030/31 | 199.75 | 33.25 | 3
2030/31 | 200.25 | 33.25 | 2
2030/31 | 200.75 | 33.25 | 4
2030/31 | 201.25 | 33.25 | 1
2030/31 | 201.75 | 33.25 | 3
2030/31 | 202.75 | 33.25 | 2
2030/31 | 203.25 | 33.25 | 3
2030/31 | 203.75 | 33.25 | 1
2030/31 | 204.25 | 33.25 | 1
2030/31 | 204.75 | 33.25 | 1
2030/31 | 205.25 | 33.25 | 2
2030/31 | 206.25 | 33.25 | 1
2030/31 | 207.75 | 33.25 | 1
2030/31 | 208.25 | 33.25 | 1
2030/31 | 209.25 | 33.25 | 1
2030/31 | 209.75 | 33.25 | 1
2030/31 | 210.25 | 33.25 | 1
2030/31 | 210.75 | 33.25 | 1
2030/31 | 211.25 | 33.25 | 2
2030/31 | 211.75 | 33.25 | 1
2030/31 | 212.25 | 33.25 | 2
2030/31 | 212.75 | 33.25 | 1
2030/31 | 213.25 | 33.25 | 2
2030/31 | 213.75 | 33.25 | 1
2030/31 | 215.25 | 33.25 | 2
2030/31 | 216.25 | 33.25 | 2
2030/31 | 216.75 | 33.25 | 1
2030/31 | 218.25 | 33.25 | 1
2030/31 | 218.75 | 33.25 | 1
2030/31 | 219.25 | 33.25 | 2
2030/31 | 222.25 | 33.25 | 2
2030/31 | 226.25 | 33.25 | 1
2030/31 | 226.75 | 33.25 | 1
2030/31 | 227.25 | 33.25 | 1
2030/31 | 230.25 | 33.25 | 1
2030/31 | 231.25 | 33.25 | 1
2030/31 | 233.75 | 33.25 | 1
2030/31 | 234.25 | 33.25 | 1
2030/31 | 237.25 | 33.25 | 1
2030/31 | 239.75 | 33.25 | 1
2030/31 | 245.75 | 33.25 | 1
2030/31 | 250.75 | 33.25 | 1
2030/31 | 251.75 | 33.25 | 1
2030/31 | 58.75 | 33.75 | 1
2030/31 | 62.25 | 33.75 | 1
2030/31 | 62.75 | 33.75 | 1
2030/31 | 63.25 | 33.75 | 1
2030/31 | 63.75 | 33.75 | 1
2030/31 | 64.75 | 33.75 | 1
2030/31 | 65.25 | 33.75 | 1
2030/31 | 65.75 | 33.75 | 2
2030/31 | 66.25 | 33.75 | 4
2030/31 | 66.75 | 33.75 | 7
2030/31 | 67.25 | 33.75 | 1
2030/31 | 67.75 | 33.75 | 2
2030/31 | 68.25 | 33.75 | 3
2030/31 | 68.75 | 33.75 | 4
2030/31 | 69.25 | 33.75 | 3
2030/31 | 69.75 | 33.75 | 7
2030/31 | 70.25 | 33.75 | 5
2030/31 | 70.75 | 33.75 | 6
2030/31 | 71.25 | 33.75 | 6
2030/31 | 71.75 | 33.75 | 6
2030/31 | 72.25 | 33.75 | 4
2030/31 | 72.75 | 33.75 | 6
2030/31 | 73.25 | 33.75 | 4
2030/31 | 73.75 | 33.75 | 5
2030/31 | 74.25 | 33.75 | 11
2030/31 | 74.75 | 33.75 | 5
2030/31 | 75.25 | 33.75 | 6
2030/31 | 75.75 | 33.75 | 5
2030/31 | 76.25 | 33.75 | 13
2030/31 | 76.75 | 33.75 | 18
2030/31 | 77.25 | 33.75 | 14
2030/31 | 77.75 | 33.75 | 4
2030/31 | 78.25 | 33.75 | 15
2030/31 | 78.75 | 33.75 | 11
2030/31 | 79.25 | 33.75 | 14
2030/31 | 79.75 | 33.75 | 14
2030/31 | 80.25 | 33.75 | 16
2030/31 | 80.75 | 33.75 | 19
2030/31 | 81.25 | 33.75 | 18
2030/31 | 81.75 | 33.75 | 18
2030/31 | 82.25 | 33.75 | 18
2030/31 | 82.75 | 33.75 | 12
2030/31 | 83.25 | 33.75 | 19
2030/31 | 83.75 | 33.75 | 25
2030/31 | 84.25 | 33.75 | 22
2030/31 | 84.75 | 33.75 | 18
2030/31 | 85.25 | 33.75 | 21
2030/31 | 85.75 | 33.75 | 20
2030/31 | 86.25 | 33.75 | 20
2030/31 | 86.75 | 33.75 | 18
2030/31 | 87.25 | 33.75 | 15
2030/31 | 87.75 | 33.75 | 19
2030/31 | 88.25 | 33.75 | 28
2030/31 | 88.75 | 33.75 | 35
2030/31 | 89.25 | 33.75 | 15
2030/31 | 89.75 | 33.75 | 24
2030/31 | 90.25 | 33.75 | 25
2030/31 | 90.75 | 33.75 | 22
2030/31 | 91.25 | 33.75 | 26
2030/31 | 91.75 | 33.75 | 35
2030/31 | 92.25 | 33.75 | 20
2030/31 | 92.75 | 33.75 | 28
2030/31 | 93.25 | 33.75 | 29
2030/31 | 93.75 | 33.75 | 28
2030/31 | 94.25 | 33.75 | 27
2030/31 | 94.75 | 33.75 | 28
2030/31 | 95.25 | 33.75 | 31
2030/31 | 95.75 | 33.75 | 33
2030/31 | 96.25 | 33.75 | 25
2030/31 | 96.75 | 33.75 | 26
2030/31 | 97.25 | 33.75 | 29
2030/31 | 97.75 | 33.75 | 39
2030/31 | 98.25 | 33.75 | 34
2030/31 | 98.75 | 33.75 | 31
2030/31 | 99.25 | 33.75 | 32
2030/31 | 99.75 | 33.75 | 43
2030/31 | 100.25 | 33.75 | 41
2030/31 | 100.75 | 33.75 | 37
2030/31 | 101.25 | 33.75 | 34
2030/31 | 101.75 | 33.75 | 37
2030/31 | 102.25 | 33.75 | 40
2030/31 | 102.75 | 33.75 | 38
2030/31 | 103.25 | 33.75 | 45
2030/31 | 103.75 | 33.75 | 37
2030/31 | 104.25 | 33.75 | 43
2030/31 | 104.75 | 33.75 | 39
2030/31 | 105.25 | 33.75 | 36
2030/31 | 105.75 | 33.75 | 36
2030/31 | 106.25 | 33.75 | 25
2030/31 | 106.75 | 33.75 | 33
2030/31 | 107.25 | 33.75 | 37
2030/31 | 107.75 | 33.75 | 41
2030/31 | 108.25 | 33.75 | 45
2030/31 | 108.75 | 33.75 | 34
2030/31 | 109.25 | 33.75 | 35
2030/31 | 109.75 | 33.75 | 44
2030/31 | 110.25 | 33.75 | 44
2030/31 | 110.75 | 33.75 | 36
2030/31 | 111.25 | 33.75 | 61
2030/31 | 111.75 | 33.75 | 45
2030/31 | 112.25 | 33.75 | 49
2030/31 | 112.75 | 33.75 | 38
2030/31 | 113.25 | 33.75 | 48
2030/31 | 113.75 | 33.75 | 39
2030/31 | 114.25 | 33.75 | 71
2030/31 | 114.75 | 33.75 | 54
2030/31 | 115.25 | 33.75 | 50
2030/31 | 115.75 | 33.75 | 42
2030/31 | 116.25 | 33.75 | 40
2030/31 | 116.75 | 33.75 | 49
2030/31 | 117.25 | 33.75 | 47
2030/31 | 117.75 | 33.75 | 48
2030/31 | 118.25 | 33.75 | 51
2030/31 | 118.75 | 33.75 | 44
2030/31 | 119.25 | 33.75 | 51
2030/31 | 119.75 | 33.75 | 51
2030/31 | 120.25 | 33.75 | 45
2030/31 | 120.75 | 33.75 | 53
2030/31 | 121.25 | 33.75 | 47
2030/31 | 121.75 | 33.75 | 59
2030/31 | 122.25 | 33.75 | 56
2030/31 | 122.75 | 33.75 | 48
2030/31 | 123.25 | 33.75 | 58
2030/31 | 123.75 | 33.75 | 45
2030/31 | 124.25 | 33.75 | 55
2030/31 | 124.75 | 33.75 | 65
2030/31 | 125.25 | 33.75 | 54
2030/31 | 125.75 | 33.75 | 47
2030/31 | 126.25 | 33.75 | 51
2030/31 | 126.75 | 33.75 | 51
2030/31 | 127.25 | 33.75 | 47
2030/31 | 127.75 | 33.75 | 49
2030/31 | 128.25 | 33.75 | 54
2030/31 | 128.75 | 33.75 | 47
2030/31 | 129.25 | 33.75 | 45
2030/31 | 129.75 | 33.75 | 50
2030/31 | 130.25 | 33.75 | 47
2030/31 | 130.75 | 33.75 | 44
2030/31 | 131.25 | 33.75 | 44
2030/31 | 131.75 | 33.75 | 44
2030/31 | 132.25 | 33.75 | 34
2030/31 | 132.75 | 33.75 | 40
2030/31 | 133.25 | 33.75 | 43
2030/31 | 133.75 | 33.75 | 40
2030/31 | 134.25 | 33.75 | 41
2030/31 | 134.75 | 33.75 | 35
2030/31 | 135.25 | 33.75 | 42
2030/31 | 135.75 | 33.75 | 36
2030/31 | 136.25 | 33.75 | 34
2030/31 | 136.75 | 33.75 | 48
2030/31 | 137.25 | 33.75 | 33
2030/31 | 137.75 | 33.75 | 35
2030/31 | 138.25 | 33.75 | 42
2030/31 | 138.75 | 33.75 | 43
2030/31 | 139.25 | 33.75 | 36
2030/31 | 139.75 | 33.75 | 39
2030/31 | 140.25 | 33.75 | 27
2030/31 | 140.75 | 33.75 | 31
2030/31 | 141.25 | 33.75 | 21
2030/31 | 141.75 | 33.75 | 33
2030/31 | 142.25 | 33.75 | 28
2030/31 | 142.75 | 33.75 | 26
2030/31 | 143.25 | 33.75 | 30
2030/31 | 143.75 | 33.75 | 30
2030/31 | 144.25 | 33.75 | 31
2030/31 | 144.75 | 33.75 | 33
2030/31 | 145.25 | 33.75 | 30
2030/31 | 145.75 | 33.75 | 31
2030/31 | 146.25 | 33.75 | 17
2030/31 | 146.75 | 33.75 | 20
2030/31 | 147.25 | 33.75 | 25
2030/31 | 147.75 | 33.75 | 29
2030/31 | 148.25 | 33.75 | 15
2030/31 | 148.75 | 33.75 | 29
2030/31 | 149.25 | 33.75 | 27
2030/31 | 149.75 | 33.75 | 22
2030/31 | 150.25 | 33.75 | 17
2030/31 | 150.75 | 33.75 | 20
2030/31 | 151.25 | 33.75 | 15
2030/31 | 151.75 | 33.75 | 14
2030/31 | 152.25 | 33.75 | 20
2030/31 | 152.75 | 33.75 | 15
2030/31 | 153.25 | 33.75 | 12
2030/31 | 153.75 | 33.75 | 16
2030/31 | 154.25 | 33.75 | 14
2030/31 | 154.75 | 33.75 | 16
2030/31 | 155.25 | 33.75 | 11
2030/31 | 155.75 | 33.75 | 16
2030/31 | 156.25 | 33.75 | 10
2030/31 | 156.75 | 33.75 | 14
2030/31 | 157.25 | 33.75 | 14
2030/31 | 157.75 | 33.75 | 17
2030/31 | 158.25 | 33.75 | 16
2030/31 | 158.75 | 33.75 | 11
2030/31 | 159.25 | 33.75 | 16
2030/31 | 159.75 | 33.75 | 16
2030/31 | 160.25 | 33.75 | 17
2030/31 | 160.75 | 33.75 | 7
2030/31 | 161.25 | 33.75 | 10
2030/31 | 161.75 | 33.75 | 11
2030/31 | 162.25 | 33.75 | 6
2030/31 | 162.75 | 33.75 | 9
2030/31 | 163.25 | 33.75 | 8
2030/31 | 163.75 | 33.75 | 14
2030/31 | 164.25 | 33.75 | 11
2030/31 | 164.75 | 33.75 | 7
2030/31 | 165.25 | 33.75 | 11
2030/31 | 165.75 | 33.75 | 13
2030/31 | 166.25 | 33.75 | 11
2030/31 | 166.75 | 33.75 | 7
2030/31 | 167.25 | 33.75 | 6
2030/31 | 167.75 | 33.75 | 12
2030/31 | 168.25 | 33.75 | 8
2030/31 | 168.75 | 33.75 | 8
2030/31 | 169.25 | 33.75 | 6
2030/31 | 169.75 | 33.75 | 9
2030/31 | 170.25 | 33.75 | 2
2030/31 | 170.75 | 33.75 | 4
2030/31 | 171.25 | 33.75 | 6
2030/31 | 171.75 | 33.75 | 6
2030/31 | 172.25 | 33.75 | 8
2030/31 | 172.75 | 33.75 | 3
2030/31 | 173.25 | 33.75 | 7
2030/31 | 173.75 | 33.75 | 6
2030/31 | 174.25 | 33.75 | 8
2030/31 | 174.75 | 33.75 | 2
2030/31 | 175.25 | 33.75 | 8
2030/31 | 175.75 | 33.75 | 6
2030/31 | 176.25 | 33.75 | 5
2030/31 | 176.75 | 33.75 | 3
2030/31 | 177.25 | 33.75 | 3
2030/31 | 177.75 | 33.75 | 6
2030/31 | 178.25 | 33.75 | 12
2030/31 | 178.75 | 33.75 | 2
2030/31 | 179.25 | 33.75 | 1
2030/31 | 179.75 | 33.75 | 6
2030/31 | 180.25 | 33.75 | 9
2030/31 | 180.75 | 33.75 | 6
2030/31 | 181.25 | 33.75 | 2
2030/31 | 181.75 | 33.75 | 3
2030/31 | 182.25 | 33.75 | 6
2030/31 | 182.75 | 33.75 | 6
2030/31 | 183.25 | 33.75 | 3
2030/31 | 183.75 | 33.75 | 2
2030/31 | 184.25 | 33.75 | 6
2030/31 | 184.75 | 33.75 | 7
2030/31 | 185.25 | 33.75 | 5
2030/31 | 185.75 | 33.75 | 1
2030/31 | 186.25 | 33.75 | 5
2030/31 | 186.75 | 33.75 | 3
2030/31 | 187.25 | 33.75 | 3
2030/31 | 187.75 | 33.75 | 2
2030/31 | 188.25 | 33.75 | 5
2030/31 | 188.75 | 33.75 | 3
2030/31 | 189.25 | 33.75 | 3
2030/31 | 189.75 | 33.75 | 4
2030/31 | 190.25 | 33.75 | 1
2030/31 | 190.75 | 33.75 | 7
2030/31 | 191.25 | 33.75 | 4
2030/31 | 191.75 | 33.75 | 7
2030/31 | 192.25 | 33.75 | 2
2030/31 | 193.25 | 33.75 | 2
2030/31 | 193.75 | 33.75 | 3
2030/31 | 194.25 | 33.75 | 1
2030/31 | 194.75 | 33.75 | 4
2030/31 | 195.25 | 33.75 | 1
2030/31 | 195.75 | 33.75 | 5
2030/31 | 196.25 | 33.75 | 3
2030/31 | 196.75 | 33.75 | 1
2030/31 | 197.25 | 33.75 | 2
2030/31 | 197.75 | 33.75 | 2
2030/31 | 198.25 | 33.75 | 2
2030/31 | 199.25 | 33.75 | 1
2030/31 | 199.75 | 33.75 | 2
2030/31 | 200.25 | 33.75 | 1
2030/31 | 200.75 | 33.75 | 1
2030/31 | 201.25 | 33.75 | 2
2030/31 | 202.25 | 33.75 | 1
2030/31 | 202.75 | 33.75 | 1
2030/31 | 203.75 | 33.75 | 2
2030/31 | 204.25 | 33.75 | 1
2030/31 | 204.75 | 33.75 | 1
2030/31 | 205.25 | 33.75 | 2
2030/31 | 205.75 | 33.75 | 1
2030/31 | 206.25 | 33.75 | 5
2030/31 | 206.75 | 33.75 | 2
2030/31 | 207.25 | 33.75 | 1
2030/31 | 207.75 | 33.75 | 1
2030/31 | 208.25 | 33.75 | 2
2030/31 | 208.75 | 33.75 | 2
2030/31 | 209.25 | 33.75 | 1
2030/31 | 209.75 | 33.75 | 2
2030/31 | 210.75 | 33.75 | 1
2030/31 | 211.25 | 33.75 | 2
2030/31 | 211.75 | 33.75 | 2
2030/31 | 212.25 | 33.75 | 1
2030/31 | 213.25 | 33.75 | 2
2030/31 | 213.75 | 33.75 | 1
2030/31 | 214.25 | 33.75 | 3
2030/31 | 214.75 | 33.75 | 1
2030/31 | 216.25 | 33.75 | 1
2030/31 | 217.75 | 33.75 | 1
2030/31 | 218.25 | 33.75 | 1
2030/31 | 218.75 | 33.75 | 1
2030/31 | 219.25 | 33.75 | 1
2030/31 | 219.75 | 33.75 | 1
2030/31 | 221.25 | 33.75 | 1
2030/31 | 221.75 | 33.75 | 3
2030/31 | 223.25 | 33.75 | 1
2030/31 | 224.25 | 33.75 | 1
2030/31 | 225.75 | 33.75 | 2
2030/31 | 226.25 | 33.75 | 1
2030/31 | 226.75 | 33.75 | 1
2030/31 | 227.25 | 33.75 | 1
2030/31 | 227.75 | 33.75 | 2
2030/31 | 228.75 | 33.75 | 1
2030/31 | 229.25 | 33.75 | 1
2030/31 | 230.75 | 33.75 | 1
2030/31 | 231.25 | 33.75 | 1
2030/31 | 236.25 | 33.75 | 1
2030/31 | 238.25 | 33.75 | 1
2030/31 | 239.25 | 33.75 | 1
2030/31 | 245.25 | 33.75 | 1
2030/31 | 250.75 | 33.75 | 1
2030/31 | 258.75 | 33.75 | 1
2030/31 | 262.25 | 33.75 | 1
2030/31 | 61.75 | 34.25 | 1
2030/31 | 63.25 | 34.25 | 3
2030/31 | 63.75 | 34.25 | 2
2030/31 | 65.25 | 34.25 | 2
2030/31 | 65.75 | 34.25 | 2
2030/31 | 66.25 | 34.25 | 1
2030/31 | 67.25 | 34.25 | 2
2030/31 | 67.75 | 34.25 | 1
2030/31 | 68.75 | 34.25 | 4
2030/31 | 69.25 | 34.25 | 3
2030/31 | 69.75 | 34.25 | 4
2030/31 | 70.25 | 34.25 | 5
2030/31 | 70.75 | 34.25 | 5
2030/31 | 71.25 | 34.25 | 4
2030/31 | 71.75 | 34.25 | 7
2030/31 | 72.25 | 34.25 | 14
2030/31 | 72.75 | 34.25 | 4
2030/31 | 73.25 | 34.25 | 4
2030/31 | 73.75 | 34.25 | 6
2030/31 | 74.25 | 34.25 | 7
2030/31 | 74.75 | 34.25 | 5
2030/31 | 75.25 | 34.25 | 7
2030/31 | 75.75 | 34.25 | 17
2030/31 | 76.25 | 34.25 | 13
2030/31 | 76.75 | 34.25 | 14
2030/31 | 77.25 | 34.25 | 7
2030/31 | 77.75 | 34.25 | 15
2030/31 | 78.25 | 34.25 | 9
2030/31 | 78.75 | 34.25 | 16
2030/31 | 79.25 | 34.25 | 12
2030/31 | 79.75 | 34.25 | 15
2030/31 | 80.25 | 34.25 | 11
2030/31 | 80.75 | 34.25 | 16
2030/31 | 81.25 | 34.25 | 20
2030/31 | 81.75 | 34.25 | 25
2030/31 | 82.25 | 34.25 | 16
2030/31 | 82.75 | 34.25 | 19
2030/31 | 83.25 | 34.25 | 20
2030/31 | 83.75 | 34.25 | 16
2030/31 | 84.25 | 34.25 | 13
2030/31 | 84.75 | 34.25 | 12
2030/31 | 85.25 | 34.25 | 24
2030/31 | 85.75 | 34.25 | 20
2030/31 | 86.25 | 34.25 | 28
2030/31 | 86.75 | 34.25 | 28
2030/31 | 87.25 | 34.25 | 24
2030/31 | 87.75 | 34.25 | 26
2030/31 | 88.25 | 34.25 | 37
2030/31 | 88.75 | 34.25 | 29
2030/31 | 89.25 | 34.25 | 13
2030/31 | 89.75 | 34.25 | 24
2030/31 | 90.25 | 34.25 | 31
2030/31 | 90.75 | 34.25 | 32
2030/31 | 91.25 | 34.25 | 29
2030/31 | 91.75 | 34.25 | 24
2030/31 | 92.25 | 34.25 | 30
2030/31 | 92.75 | 34.25 | 28
2030/31 | 93.25 | 34.25 | 26
2030/31 | 93.75 | 34.25 | 26
2030/31 | 94.25 | 34.25 | 31
2030/31 | 94.75 | 34.25 | 40
2030/31 | 95.25 | 34.25 | 35
2030/31 | 95.75 | 34.25 | 38
2030/31 | 96.25 | 34.25 | 39
2030/31 | 96.75 | 34.25 | 28
2030/31 | 97.25 | 34.25 | 44
2030/31 | 97.75 | 34.25 | 33
2030/31 | 98.25 | 34.25 | 42
2030/31 | 98.75 | 34.25 | 32
2030/31 | 99.25 | 34.25 | 35
2030/31 | 99.75 | 34.25 | 36
2030/31 | 100.25 | 34.25 | 39
2030/31 | 100.75 | 34.25 | 33
2030/31 | 101.25 | 34.25 | 32
2030/31 | 101.75 | 34.25 | 41
2030/31 | 102.25 | 34.25 | 31
2030/31 | 102.75 | 34.25 | 36
2030/31 | 103.25 | 34.25 | 39
2030/31 | 103.75 | 34.25 | 39
2030/31 | 104.25 | 34.25 | 27
2030/31 | 104.75 | 34.25 | 27
2030/31 | 105.25 | 34.25 | 48
2030/31 | 105.75 | 34.25 | 47
2030/31 | 106.25 | 34.25 | 37
2030/31 | 106.75 | 34.25 | 37
2030/31 | 107.25 | 34.25 | 38
2030/31 | 107.75 | 34.25 | 44
2030/31 | 108.25 | 34.25 | 36
2030/31 | 108.75 | 34.25 | 38
2030/31 | 109.25 | 34.25 | 35
2030/31 | 109.75 | 34.25 | 56
2030/31 | 110.25 | 34.25 | 59
2030/31 | 110.75 | 34.25 | 44
2030/31 | 111.25 | 34.25 | 39
2030/31 | 111.75 | 34.25 | 49
2030/31 | 112.25 | 34.25 | 54
2030/31 | 112.75 | 34.25 | 57
2030/31 | 113.25 | 34.25 | 38
2030/31 | 113.75 | 34.25 | 46
2030/31 | 114.25 | 34.25 | 59
2030/31 | 114.75 | 34.25 | 53
2030/31 | 115.25 | 34.25 | 60
2030/31 | 115.75 | 34.25 | 52
2030/31 | 116.25 | 34.25 | 53
2030/31 | 116.75 | 34.25 | 65
2030/31 | 117.25 | 34.25 | 47
2030/31 | 117.75 | 34.25 | 44
2030/31 | 118.25 | 34.25 | 61
2030/31 | 118.75 | 34.25 | 56
2030/31 | 119.25 | 34.25 | 59
2030/31 | 119.75 | 34.25 | 55
2030/31 | 120.25 | 34.25 | 56
2030/31 | 120.75 | 34.25 | 49
2030/31 | 121.25 | 34.25 | 54
2030/31 | 121.75 | 34.25 | 62
2030/31 | 122.25 | 34.25 | 49
2030/31 | 122.75 | 34.25 | 48
2030/31 | 123.25 | 34.25 | 47
2030/31 | 123.75 | 34.25 | 47
2030/31 | 124.25 | 34.25 | 42
2030/31 | 124.75 | 34.25 | 56
2030/31 | 125.25 | 34.25 | 52
2030/31 | 125.75 | 34.25 | 60
2030/31 | 126.25 | 34.25 | 44
2030/31 | 126.75 | 34.25 | 48
2030/31 | 127.25 | 34.25 | 48
2030/31 | 127.75 | 34.25 | 68
2030/31 | 128.25 | 34.25 | 46
2030/31 | 128.75 | 34.25 | 31
2030/31 | 129.25 | 34.25 | 57
2030/31 | 129.75 | 34.25 | 52
2030/31 | 130.25 | 34.25 | 57
2030/31 | 130.75 | 34.25 | 55
2030/31 | 131.25 | 34.25 | 48
2030/31 | 131.75 | 34.25 | 48
2030/31 | 132.25 | 34.25 | 51
2030/31 | 132.75 | 34.25 | 45
2030/31 | 133.25 | 34.25 | 48
2030/31 | 133.75 | 34.25 | 46
2030/31 | 134.25 | 34.25 | 36
2030/31 | 134.75 | 34.25 | 42
2030/31 | 135.25 | 34.25 | 42
2030/31 | 135.75 | 34.25 | 31
2030/31 | 136.25 | 34.25 | 46
2030/31 | 136.75 | 34.25 | 44
2030/31 | 137.25 | 34.25 | 35
2030/31 | 137.75 | 34.25 | 23
2030/31 | 138.25 | 34.25 | 33
2030/31 | 138.75 | 34.25 | 36
2030/31 | 139.25 | 34.25 | 38
2030/31 | 139.75 | 34.25 | 40
2030/31 | 140.25 | 34.25 | 34
2030/31 | 140.75 | 34.25 | 35
2030/31 | 141.25 | 34.25 | 32
2030/31 | 141.75 | 34.25 | 35
2030/31 | 142.25 | 34.25 | 35
2030/31 | 142.75 | 34.25 | 40
2030/31 | 143.25 | 34.25 | 23
2030/31 | 143.75 | 34.25 | 34
2030/31 | 144.25 | 34.25 | 36
2030/31 | 144.75 | 34.25 | 34
2030/31 | 145.25 | 34.25 | 37
2030/31 | 145.75 | 34.25 | 25
2030/31 | 146.25 | 34.25 | 33
2030/31 | 146.75 | 34.25 | 22
2030/31 | 147.25 | 34.25 | 21
2030/31 | 147.75 | 34.25 | 30
2030/31 | 148.25 | 34.25 | 21
2030/31 | 148.75 | 34.25 | 20
2030/31 | 149.25 | 34.25 | 17
2030/31 | 149.75 | 34.25 | 19
2030/31 | 150.25 | 34.25 | 21
2030/31 | 150.75 | 34.25 | 25
2030/31 | 151.25 | 34.25 | 19
2030/31 | 151.75 | 34.25 | 18
2030/31 | 152.25 | 34.25 | 12
2030/31 | 152.75 | 34.25 | 17
2030/31 | 153.25 | 34.25 | 12
2030/31 | 153.75 | 34.25 | 17
2030/31 | 154.25 | 34.25 | 19
2030/31 | 154.75 | 34.25 | 19
2030/31 | 155.25 | 34.25 | 9
2030/31 | 155.75 | 34.25 | 12
2030/31 | 156.25 | 34.25 | 15
2030/31 | 156.75 | 34.25 | 15
2030/31 | 157.25 | 34.25 | 13
2030/31 | 157.75 | 34.25 | 16
2030/31 | 158.25 | 34.25 | 18
2030/31 | 158.75 | 34.25 | 10
2030/31 | 159.25 | 34.25 | 14
2030/31 | 159.75 | 34.25 | 14
2030/31 | 160.25 | 34.25 | 10
2030/31 | 160.75 | 34.25 | 9
2030/31 | 161.25 | 34.25 | 13
2030/31 | 161.75 | 34.25 | 7
2030/31 | 162.25 | 34.25 | 10
2030/31 | 162.75 | 34.25 | 11
2030/31 | 163.25 | 34.25 | 12
2030/31 | 163.75 | 34.25 | 15
2030/31 | 164.25 | 34.25 | 17
2030/31 | 164.75 | 34.25 | 15
2030/31 | 165.25 | 34.25 | 12
2030/31 | 165.75 | 34.25 | 11
2030/31 | 166.25 | 34.25 | 7
2030/31 | 166.75 | 34.25 | 9
2030/31 | 167.25 | 34.25 | 8
2030/31 | 167.75 | 34.25 | 8
2030/31 | 168.25 | 34.25 | 9
2030/31 | 168.75 | 34.25 | 4
2030/31 | 169.25 | 34.25 | 14
2030/31 | 169.75 | 34.25 | 8
2030/31 | 170.25 | 34.25 | 4
2030/31 | 170.75 | 34.25 | 11
2030/31 | 171.25 | 34.25 | 11
2030/31 | 171.75 | 34.25 | 8
2030/31 | 172.25 | 34.25 | 6
2030/31 | 172.75 | 34.25 | 7
2030/31 | 173.25 | 34.25 | 6
2030/31 | 173.75 | 34.25 | 6
2030/31 | 174.25 | 34.25 | 6
2030/31 | 174.75 | 34.25 | 7
2030/31 | 175.25 | 34.25 | 4
2030/31 | 175.75 | 34.25 | 7
2030/31 | 176.25 | 34.25 | 3
2030/31 | 176.75 | 34.25 | 2
2030/31 | 177.25 | 34.25 | 10
2030/31 | 177.75 | 34.25 | 5
2030/31 | 178.25 | 34.25 | 5
2030/31 | 178.75 | 34.25 | 5
2030/31 | 179.25 | 34.25 | 7
2030/31 | 179.75 | 34.25 | 2
2030/31 | 180.25 | 34.25 | 3
2030/31 | 180.75 | 34.25 | 4
2030/31 | 181.25 | 34.25 | 3
2030/31 | 181.75 | 34.25 | 5
2030/31 | 182.25 | 34.25 | 6
2030/31 | 182.75 | 34.25 | 9
2030/31 | 183.25 | 34.25 | 7
2030/31 | 183.75 | 34.25 | 5
2030/31 | 184.25 | 34.25 | 6
2030/31 | 184.75 | 34.25 | 5
2030/31 | 185.25 | 34.25 | 12
2030/31 | 185.75 | 34.25 | 5
2030/31 | 186.25 | 34.25 | 3
2030/31 | 186.75 | 34.25 | 8
2030/31 | 187.25 | 34.25 | 5
2030/31 | 187.75 | 34.25 | 8
2030/31 | 188.25 | 34.25 | 3
2030/31 | 188.75 | 34.25 | 2
2030/31 | 189.25 | 34.25 | 1
2030/31 | 189.75 | 34.25 | 8
2030/31 | 190.25 | 34.25 | 3
2030/31 | 190.75 | 34.25 | 5
2030/31 | 191.25 | 34.25 | 1
2030/31 | 191.75 | 34.25 | 2
2030/31 | 192.25 | 34.25 | 3
2030/31 | 192.75 | 34.25 | 5
2030/31 | 193.25 | 34.25 | 3
2030/31 | 193.75 | 34.25 | 1
2030/31 | 194.25 | 34.25 | 1
2030/31 | 194.75 | 34.25 | 2
2030/31 | 195.25 | 34.25 | 1
2030/31 | 195.75 | 34.25 | 5
2030/31 | 196.25 | 34.25 | 3
2030/31 | 196.75 | 34.25 | 4
2030/31 | 197.25 | 34.25 | 3
2030/31 | 197.75 | 34.25 | 2
2030/31 | 198.25 | 34.25 | 3
2030/31 | 198.75 | 34.25 | 2
2030/31 | 199.25 | 34.25 | 1
2030/31 | 199.75 | 34.25 | 4
2030/31 | 200.25 | 34.25 | 2
2030/31 | 200.75 | 34.25 | 2
2030/31 | 201.25 | 34.25 | 5
2030/31 | 201.75 | 34.25 | 3
2030/31 | 202.25 | 34.25 | 3
2030/31 | 203.25 | 34.25 | 2
2030/31 | 203.75 | 34.25 | 1
2030/31 | 204.25 | 34.25 | 2
2030/31 | 204.75 | 34.25 | 5
2030/31 | 205.25 | 34.25 | 1
2030/31 | 205.75 | 34.25 | 3
2030/31 | 206.25 | 34.25 | 4
2030/31 | 206.75 | 34.25 | 4
2030/31 | 207.25 | 34.25 | 2
2030/31 | 207.75 | 34.25 | 2
2030/31 | 208.75 | 34.25 | 2
2030/31 | 209.75 | 34.25 | 1
2030/31 | 210.25 | 34.25 | 2
2030/31 | 211.75 | 34.25 | 1
2030/31 | 212.25 | 34.25 | 3
2030/31 | 212.75 | 34.25 | 4
2030/31 | 213.25 | 34.25 | 1
2030/31 | 214.25 | 34.25 | 1
2030/31 | 215.25 | 34.25 | 1
2030/31 | 215.75 | 34.25 | 1
2030/31 | 217.25 | 34.25 | 1
2030/31 | 217.75 | 34.25 | 1
2030/31 | 218.75 | 34.25 | 2
2030/31 | 219.25 | 34.25 | 1
2030/31 | 220.25 | 34.25 | 1
2030/31 | 220.75 | 34.25 | 1
2030/31 | 222.75 | 34.25 | 2
2030/31 | 223.25 | 34.25 | 1
2030/31 | 223.75 | 34.25 | 1
2030/31 | 225.25 | 34.25 | 1
2030/31 | 225.75 | 34.25 | 1
2030/31 | 226.25 | 34.25 | 2
2030/31 | 226.75 | 34.25 | 1
2030/31 | 227.25 | 34.25 | 1
2030/31 | 227.75 | 34.25 | 1
2030/31 | 228.75 | 34.25 | 1
2030/31 | 229.75 | 34.25 | 1
2030/31 | 230.25 | 34.25 | 1
2030/31 | 233.75 | 34.25 | 1
2030/31 | 234.75 | 34.25 | 1
2030/31 | 237.25 | 34.25 | 1
2030/31 | 237.75 | 34.25 | 1
2030/31 | 238.25 | 34.25 | 2
2030/31 | 239.75 | 34.25 | 1
2030/31 | 247.75 | 34.25 | 1
2030/31 | 250.75 | 34.25 | 1
2030/31 | 276.75 | 34.25 | 1
2030/31 | 63.25 | 34.75 | 1
2030/31 | 64.25 | 34.75 | 2
2030/31 | 64.75 | 34.75 | 2
2030/31 | 65.25 | 34.75 | 1
2030/31 | 66.25 | 34.75 | 1
2030/31 | 66.75 | 34.75 | 2
2030/31 | 67.25 | 34.75 | 3
2030/31 | 67.75 | 34.75 | 1
2030/31 | 68.25 | 34.75 | 2
2030/31 | 69.25 | 34.75 | 3
2030/31 | 70.25 | 34.75 | 1
2030/31 | 70.75 | 34.75 | 8
2030/31 | 71.25 | 34.75 | 3
2030/31 | 71.75 | 34.75 | 9
2030/31 | 72.25 | 34.75 | 1
2030/31 | 72.75 | 34.75 | 7
2030/31 | 73.25 | 34.75 | 8
2030/31 | 73.75 | 34.75 | 7
2030/31 | 74.25 | 34.75 | 6
2030/31 | 74.75 | 34.75 | 8
2030/31 | 75.25 | 34.75 | 11
2030/31 | 75.75 | 34.75 | 12
2030/31 | 76.25 | 34.75 | 12
2030/31 | 76.75 | 34.75 | 13
2030/31 | 77.25 | 34.75 | 10
2030/31 | 77.75 | 34.75 | 14
2030/31 | 78.25 | 34.75 | 13
2030/31 | 78.75 | 34.75 | 15
2030/31 | 79.25 | 34.75 | 22
2030/31 | 79.75 | 34.75 | 16
2030/31 | 80.25 | 34.75 | 18
2030/31 | 80.75 | 34.75 | 14
2030/31 | 81.25 | 34.75 | 18
2030/31 | 81.75 | 34.75 | 17
2030/31 | 82.25 | 34.75 | 18
2030/31 | 82.75 | 34.75 | 16
2030/31 | 83.25 | 34.75 | 29
2030/31 | 83.75 | 34.75 | 14
2030/31 | 84.25 | 34.75 | 23
2030/31 | 84.75 | 34.75 | 21
2030/31 | 85.25 | 34.75 | 32
2030/31 | 85.75 | 34.75 | 21
2030/31 | 86.25 | 34.75 | 26
2030/31 | 86.75 | 34.75 | 41
2030/31 | 87.25 | 34.75 | 21
2030/31 | 87.75 | 34.75 | 24
2030/31 | 88.25 | 34.75 | 38
2030/31 | 88.75 | 34.75 | 31
2030/31 | 89.25 | 34.75 | 31
2030/31 | 89.75 | 34.75 | 30
2030/31 | 90.25 | 34.75 | 29
2030/31 | 90.75 | 34.75 | 27
2030/31 | 91.25 | 34.75 | 28
2030/31 | 91.75 | 34.75 | 27
2030/31 | 92.25 | 34.75 | 31
2030/31 | 92.75 | 34.75 | 36
2030/31 | 93.25 | 34.75 | 33
2030/31 | 93.75 | 34.75 | 35
2030/31 | 94.25 | 34.75 | 45
2030/31 | 94.75 | 34.75 | 30
2030/31 | 95.25 | 34.75 | 41
2030/31 | 95.75 | 34.75 | 24
2030/31 | 96.25 | 34.75 | 37
2030/31 | 96.75 | 34.75 | 24
2030/31 | 97.25 | 34.75 | 38
2030/31 | 97.75 | 34.75 | 36
2030/31 | 98.25 | 34.75 | 32
2030/31 | 98.75 | 34.75 | 37
2030/31 | 99.25 | 34.75 | 38
2030/31 | 99.75 | 34.75 | 33
2030/31 | 100.25 | 34.75 | 44
2030/31 | 100.75 | 34.75 | 54
2030/31 | 101.25 | 34.75 | 45
2030/31 | 101.75 | 34.75 | 41
2030/31 | 102.25 | 34.75 | 45
2030/31 | 102.75 | 34.75 | 46
2030/31 | 103.25 | 34.75 | 33
2030/31 | 103.75 | 34.75 | 41
2030/31 | 104.25 | 34.75 | 47
2030/31 | 104.75 | 34.75 | 59
2030/31 | 105.25 | 34.75 | 40
2030/31 | 105.75 | 34.75 | 51
2030/31 | 106.25 | 34.75 | 36
2030/31 | 106.75 | 34.75 | 32
2030/31 | 107.25 | 34.75 | 38
2030/31 | 107.75 | 34.75 | 44
2030/31 | 108.25 | 34.75 | 41
2030/31 | 108.75 | 34.75 | 53
2030/31 | 109.25 | 34.75 | 46
2030/31 | 109.75 | 34.75 | 53
2030/31 | 110.25 | 34.75 | 50
2030/31 | 110.75 | 34.75 | 46
2030/31 | 111.25 | 34.75 | 49
2030/31 | 111.75 | 34.75 | 37
2030/31 | 112.25 | 34.75 | 46
2030/31 | 112.75 | 34.75 | 51
2030/31 | 113.25 | 34.75 | 47
2030/31 | 113.75 | 34.75 | 44
2030/31 | 114.25 | 34.75 | 57
2030/31 | 114.75 | 34.75 | 64
2030/31 | 115.25 | 34.75 | 51
2030/31 | 115.75 | 34.75 | 47
2030/31 | 116.25 | 34.75 | 42
2030/31 | 116.75 | 34.75 | 50
2030/31 | 117.25 | 34.75 | 59
2030/31 | 117.75 | 34.75 | 51
2030/31 | 118.25 | 34.75 | 56
2030/31 | 118.75 | 34.75 | 61
2030/31 | 119.25 | 34.75 | 54
2030/31 | 119.75 | 34.75 | 49
2030/31 | 120.25 | 34.75 | 46
2030/31 | 120.75 | 34.75 | 58
2030/31 | 121.25 | 34.75 | 53
2030/31 | 121.75 | 34.75 | 54
2030/31 | 122.25 | 34.75 | 52
2030/31 | 122.75 | 34.75 | 46
2030/31 | 123.25 | 34.75 | 51
2030/31 | 123.75 | 34.75 | 57
2030/31 | 124.25 | 34.75 | 59
2030/31 | 124.75 | 34.75 | 69
2030/31 | 125.25 | 34.75 | 41
2030/31 | 125.75 | 34.75 | 50
2030/31 | 126.25 | 34.75 | 39
2030/31 | 126.75 | 34.75 | 57
2030/31 | 127.25 | 34.75 | 41
2030/31 | 127.75 | 34.75 | 51
2030/31 | 128.25 | 34.75 | 70
2030/31 | 128.75 | 34.75 | 49
2030/31 | 129.25 | 34.75 | 51
2030/31 | 129.75 | 34.75 | 50
2030/31 | 130.25 | 34.75 | 57
2030/31 | 130.75 | 34.75 | 58
2030/31 | 131.25 | 34.75 | 49
2030/31 | 131.75 | 34.75 | 60
2030/31 | 132.25 | 34.75 | 48
2030/31 | 132.75 | 34.75 | 40
2030/31 | 133.25 | 34.75 | 40
2030/31 | 133.75 | 34.75 | 44
2030/31 | 134.25 | 34.75 | 35
2030/31 | 134.75 | 34.75 | 38
2030/31 | 135.25 | 34.75 | 47
2030/31 | 135.75 | 34.75 | 24
2030/31 | 136.25 | 34.75 | 53
2030/31 | 136.75 | 34.75 | 44
2030/31 | 137.25 | 34.75 | 48
2030/31 | 137.75 | 34.75 | 49
2030/31 | 138.25 | 34.75 | 36
2030/31 | 138.75 | 34.75 | 41
2030/31 | 139.25 | 34.75 | 30
2030/31 | 139.75 | 34.75 | 40
2030/31 | 140.25 | 34.75 | 45
2030/31 | 140.75 | 34.75 | 36
2030/31 | 141.25 | 34.75 | 39
2030/31 | 141.75 | 34.75 | 32
2030/31 | 142.25 | 34.75 | 34
2030/31 | 142.75 | 34.75 | 36
2030/31 | 143.25 | 34.75 | 25
2030/31 | 143.75 | 34.75 | 29
2030/31 | 144.25 | 34.75 | 39
2030/31 | 144.75 | 34.75 | 40
2030/31 | 145.25 | 34.75 | 26
2030/31 | 145.75 | 34.75 | 32
2030/31 | 146.25 | 34.75 | 33
2030/31 | 146.75 | 34.75 | 27
2030/31 | 147.25 | 34.75 | 27
2030/31 | 147.75 | 34.75 | 23
2030/31 | 148.25 | 34.75 | 22
2030/31 | 148.75 | 34.75 | 19
2030/31 | 149.25 | 34.75 | 22
2030/31 | 149.75 | 34.75 | 24
2030/31 | 150.25 | 34.75 | 19
2030/31 | 150.75 | 34.75 | 22
2030/31 | 151.25 | 34.75 | 20
2030/31 | 151.75 | 34.75 | 15
2030/31 | 152.25 | 34.75 | 20
2030/31 | 152.75 | 34.75 | 20
2030/31 | 153.25 | 34.75 | 18
2030/31 | 153.75 | 34.75 | 16
2030/31 | 154.25 | 34.75 | 14
2030/31 | 154.75 | 34.75 | 10
2030/31 | 155.25 | 34.75 | 10
2030/31 | 155.75 | 34.75 | 17
2030/31 | 156.25 | 34.75 | 16
2030/31 | 156.75 | 34.75 | 14
2030/31 | 157.25 | 34.75 | 18
2030/31 | 157.75 | 34.75 | 17
2030/31 | 158.25 | 34.75 | 10
2030/31 | 158.75 | 34.75 | 11
2030/31 | 159.25 | 34.75 | 10
2030/31 | 159.75 | 34.75 | 12
2030/31 | 160.25 | 34.75 | 11
2030/31 | 160.75 | 34.75 | 16
2030/31 | 161.25 | 34.75 | 10
2030/31 | 161.75 | 34.75 | 17
2030/31 | 162.25 | 34.75 | 11
2030/31 | 162.75 | 34.75 | 15
2030/31 | 163.25 | 34.75 | 9
2030/31 | 163.75 | 34.75 | 8
2030/31 | 164.25 | 34.75 | 13
2030/31 | 164.75 | 34.75 | 19
2030/31 | 165.25 | 34.75 | 5
2030/31 | 165.75 | 34.75 | 12
2030/31 | 166.25 | 34.75 | 8
2030/31 | 166.75 | 34.75 | 9
2030/31 | 167.25 | 34.75 | 10
2030/31 | 167.75 | 34.75 | 10
2030/31 | 168.25 | 34.75 | 11
2030/31 | 168.75 | 34.75 | 8
2030/31 | 169.25 | 34.75 | 13
2030/31 | 169.75 | 34.75 | 6
2030/31 | 170.25 | 34.75 | 7
2030/31 | 170.75 | 34.75 | 11
2030/31 | 171.25 | 34.75 | 10
2030/31 | 171.75 | 34.75 | 8
2030/31 | 172.25 | 34.75 | 7
2030/31 | 172.75 | 34.75 | 7
2030/31 | 173.25 | 34.75 | 5
2030/31 | 173.75 | 34.75 | 6
2030/31 | 174.25 | 34.75 | 9
2030/31 | 174.75 | 34.75 | 7
2030/31 | 175.25 | 34.75 | 6
2030/31 | 175.75 | 34.75 | 2
2030/31 | 176.25 | 34.75 | 4
2030/31 | 176.75 | 34.75 | 9
2030/31 | 177.25 | 34.75 | 6
2030/31 | 177.75 | 34.75 | 8
2030/31 | 178.25 | 34.75 | 17
2030/31 | 178.75 | 34.75 | 6
2030/31 | 179.25 | 34.75 | 7
2030/31 | 179.75 | 34.75 | 7
2030/31 | 180.25 | 34.75 | 5
2030/31 | 180.75 | 34.75 | 3
2030/31 | 181.25 | 34.75 | 6
2030/31 | 181.75 | 34.75 | 7
2030/31 | 182.25 | 34.75 | 3
2030/31 | 182.75 | 34.75 | 5
2030/31 | 183.25 | 34.75 | 4
2030/31 | 183.75 | 34.75 | 7
2030/31 | 184.25 | 34.75 | 3
2030/31 | 184.75 | 34.75 | 1
2030/31 | 185.25 | 34.75 | 3
2030/31 | 185.75 | 34.75 | 4
2030/31 | 186.25 | 34.75 | 4
2030/31 | 186.75 | 34.75 | 9
2030/31 | 187.25 | 34.75 | 3
2030/31 | 187.75 | 34.75 | 3
2030/31 | 188.25 | 34.75 | 4
2030/31 | 188.75 | 34.75 | 7
2030/31 | 189.25 | 34.75 | 6
2030/31 | 189.75 | 34.75 | 2
2030/31 | 190.25 | 34.75 | 5
2030/31 | 190.75 | 34.75 | 4
2030/31 | 191.25 | 34.75 | 6
2030/31 | 191.75 | 34.75 | 1
2030/31 | 192.25 | 34.75 | 2
2030/31 | 192.75 | 34.75 | 3
2030/31 | 193.25 | 34.75 | 5
2030/31 | 193.75 | 34.75 | 1
2030/31 | 194.25 | 34.75 | 3
2030/31 | 194.75 | 34.75 | 3
2030/31 | 195.25 | 34.75 | 1
2030/31 | 195.75 | 34.75 | 6
2030/31 | 196.25 | 34.75 | 1
2030/31 | 196.75 | 34.75 | 2
2030/31 | 197.25 | 34.75 | 1
2030/31 | 197.75 | 34.75 | 1
2030/31 | 198.25 | 34.75 | 5
2030/31 | 198.75 | 34.75 | 2
2030/31 | 199.25 | 34.75 | 2
2030/31 | 199.75 | 34.75 | 1
2030/31 | 200.25 | 34.75 | 4
2030/31 | 200.75 | 34.75 | 5
2030/31 | 201.25 | 34.75 | 2
2030/31 | 201.75 | 34.75 | 2
2030/31 | 202.75 | 34.75 | 5
2030/31 | 203.25 | 34.75 | 4
2030/31 | 204.75 | 34.75 | 3
2030/31 | 205.25 | 34.75 | 4
2030/31 | 206.25 | 34.75 | 2
2030/31 | 206.75 | 34.75 | 1
2030/31 | 207.25 | 34.75 | 1
2030/31 | 207.75 | 34.75 | 1
2030/31 | 208.75 | 34.75 | 1
2030/31 | 209.75 | 34.75 | 3
2030/31 | 210.75 | 34.75 | 1
2030/31 | 212.25 | 34.75 | 2
2030/31 | 213.25 | 34.75 | 2
2030/31 | 214.75 | 34.75 | 4
2030/31 | 215.25 | 34.75 | 1
2030/31 | 215.75 | 34.75 | 1
2030/31 | 216.75 | 34.75 | 2
2030/31 | 217.25 | 34.75 | 1
2030/31 | 217.75 | 34.75 | 1
2030/31 | 218.75 | 34.75 | 1
2030/31 | 219.75 | 34.75 | 1
2030/31 | 221.75 | 34.75 | 1
2030/31 | 222.75 | 34.75 | 1
2030/31 | 223.25 | 34.75 | 2
2030/31 | 223.75 | 34.75 | 1
2030/31 | 224.25 | 34.75 | 1
2030/31 | 224.75 | 34.75 | 3
2030/31 | 225.75 | 34.75 | 1
2030/31 | 228.25 | 34.75 | 2
2030/31 | 230.75 | 34.75 | 1
2030/31 | 233.25 | 34.75 | 1
2030/31 | 235.75 | 34.75 | 1
2030/31 | 249.25 | 34.75 | 1
2030/31 | 250.25 | 34.75 | 1
2030/31 | 253.75 | 34.75 | 2
2030/31 | 261.25 | 34.75 | 1
2030/31 | 269.25 | 34.75 | 1
2030/31 | 61.75 | 35.25 | 1
2030/31 | 64.25 | 35.25 | 1
2030/31 | 65.25 | 35.25 | 2
2030/31 | 66.75 | 35.25 | 2
2030/31 | 67.25 | 35.25 | 1
2030/31 | 67.75 | 35.25 | 4
2030/31 | 68.25 | 35.25 | 3
2030/31 | 69.25 | 35.25 | 7
2030/31 | 69.75 | 35.25 | 6
2030/31 | 70.25 | 35.25 | 8
2030/31 | 70.75 | 35.25 | 5
2030/31 | 71.25 | 35.25 | 3
2030/31 | 71.75 | 35.25 | 3
2030/31 | 72.25 | 35.25 | 4
2030/31 | 72.75 | 35.25 | 9
2030/31 | 73.25 | 35.25 | 5
2030/31 | 73.75 | 35.25 | 15
2030/31 | 74.25 | 35.25 | 11
2030/31 | 74.75 | 35.25 | 11
2030/31 | 75.25 | 35.25 | 6
2030/31 | 75.75 | 35.25 | 22
2030/31 | 76.25 | 35.25 | 11
2030/31 | 76.75 | 35.25 | 9
2030/31 | 77.25 | 35.25 | 10
2030/31 | 77.75 | 35.25 | 17
2030/31 | 78.25 | 35.25 | 13
2030/31 | 78.75 | 35.25 | 29
2030/31 | 79.25 | 35.25 | 13
2030/31 | 79.75 | 35.25 | 14
2030/31 | 80.25 | 35.25 | 20
2030/31 | 80.75 | 35.25 | 14
2030/31 | 81.25 | 35.25 | 16
2030/31 | 81.75 | 35.25 | 23
2030/31 | 82.25 | 35.25 | 24
2030/31 | 82.75 | 35.25 | 18
2030/31 | 83.25 | 35.25 | 24
2030/31 | 83.75 | 35.25 | 27
2030/31 | 84.25 | 35.25 | 17
2030/31 | 84.75 | 35.25 | 20
2030/31 | 85.25 | 35.25 | 28
2030/31 | 85.75 | 35.25 | 19
2030/31 | 86.25 | 35.25 | 31
2030/31 | 86.75 | 35.25 | 29
2030/31 | 87.25 | 35.25 | 32
2030/31 | 87.75 | 35.25 | 27
2030/31 | 88.25 | 35.25 | 29
2030/31 | 88.75 | 35.25 | 34
2030/31 | 89.25 | 35.25 | 33
2030/31 | 89.75 | 35.25 | 25
2030/31 | 90.25 | 35.25 | 33
2030/31 | 90.75 | 35.25 | 23
2030/31 | 91.25 | 35.25 | 32
2030/31 | 91.75 | 35.25 | 29
2030/31 | 92.25 | 35.25 | 28
2030/31 | 92.75 | 35.25 | 30
2030/31 | 93.25 | 35.25 | 34
2030/31 | 93.75 | 35.25 | 37
2030/31 | 94.25 | 35.25 | 33
2030/31 | 94.75 | 35.25 | 30
2030/31 | 95.25 | 35.25 | 46
2030/31 | 95.75 | 35.25 | 41
2030/31 | 96.25 | 35.25 | 44
2030/31 | 96.75 | 35.25 | 33
2030/31 | 97.25 | 35.25 | 37
2030/31 | 97.75 | 35.25 | 30
2030/31 | 98.25 | 35.25 | 43
2030/31 | 98.75 | 35.25 | 42
2030/31 | 99.25 | 35.25 | 30
2030/31 | 99.75 | 35.25 | 48
2030/31 | 100.25 | 35.25 | 39
2030/31 | 100.75 | 35.25 | 39
2030/31 | 101.25 | 35.25 | 43
2030/31 | 101.75 | 35.25 | 54
2030/31 | 102.25 | 35.25 | 35
2030/31 | 102.75 | 35.25 | 40
2030/31 | 103.25 | 35.25 | 44
2030/31 | 103.75 | 35.25 | 47
2030/31 | 104.25 | 35.25 | 44
2030/31 | 104.75 | 35.25 | 49
2030/31 | 105.25 | 35.25 | 44
2030/31 | 105.75 | 35.25 | 45
2030/31 | 106.25 | 35.25 | 46
2030/31 | 106.75 | 35.25 | 58
2030/31 | 107.25 | 35.25 | 44
2030/31 | 107.75 | 35.25 | 47
2030/31 | 108.25 | 35.25 | 40
2030/31 | 108.75 | 35.25 | 55
2030/31 | 109.25 | 35.25 | 47
2030/31 | 109.75 | 35.25 | 37
2030/31 | 110.25 | 35.25 | 48
2030/31 | 110.75 | 35.25 | 52
2030/31 | 111.25 | 35.25 | 51
2030/31 | 111.75 | 35.25 | 54
2030/31 | 112.25 | 35.25 | 56
2030/31 | 112.75 | 35.25 | 58
2030/31 | 113.25 | 35.25 | 60
2030/31 | 113.75 | 35.25 | 39
2030/31 | 114.25 | 35.25 | 58
2030/31 | 114.75 | 35.25 | 51
2030/31 | 115.25 | 35.25 | 58
2030/31 | 115.75 | 35.25 | 63
2030/31 | 116.25 | 35.25 | 66
2030/31 | 116.75 | 35.25 | 40
2030/31 | 117.25 | 35.25 | 63
2030/31 | 117.75 | 35.25 | 52
2030/31 | 118.25 | 35.25 | 44
2030/31 | 118.75 | 35.25 | 64
2030/31 | 119.25 | 35.25 | 58
2030/31 | 119.75 | 35.25 | 54
2030/31 | 120.25 | 35.25 | 61
2030/31 | 120.75 | 35.25 | 61
2030/31 | 121.25 | 35.25 | 46
2030/31 | 121.75 | 35.25 | 56
2030/31 | 122.25 | 35.25 | 52
2030/31 | 122.75 | 35.25 | 46
2030/31 | 123.25 | 35.25 | 58
2030/31 | 123.75 | 35.25 | 61
2030/31 | 124.25 | 35.25 | 63
2030/31 | 124.75 | 35.25 | 58
2030/31 | 125.25 | 35.25 | 55
2030/31 | 125.75 | 35.25 | 56
2030/31 | 126.25 | 35.25 | 76
2030/31 | 126.75 | 35.25 | 56
2030/31 | 127.25 | 35.25 | 52
2030/31 | 127.75 | 35.25 | 53
2030/31 | 128.25 | 35.25 | 58
2030/31 | 128.75 | 35.25 | 59
2030/31 | 129.25 | 35.25 | 40
2030/31 | 129.75 | 35.25 | 42
2030/31 | 130.25 | 35.25 | 51
2030/31 | 130.75 | 35.25 | 48
2030/31 | 131.25 | 35.25 | 38
2030/31 | 131.75 | 35.25 | 54
2030/31 | 132.25 | 35.25 | 51
2030/31 | 132.75 | 35.25 | 45
2030/31 | 133.25 | 35.25 | 48
2030/31 | 133.75 | 35.25 | 50
2030/31 | 134.25 | 35.25 | 51
2030/31 | 134.75 | 35.25 | 53
2030/31 | 135.25 | 35.25 | 47
2030/31 | 135.75 | 35.25 | 46
2030/31 | 136.25 | 35.25 | 38
2030/31 | 136.75 | 35.25 | 43
2030/31 | 137.25 | 35.25 | 30
2030/31 | 137.75 | 35.25 | 53
2030/31 | 138.25 | 35.25 | 44
2030/31 | 138.75 | 35.25 | 46
2030/31 | 139.25 | 35.25 | 33
2030/31 | 139.75 | 35.25 | 51
2030/31 | 140.25 | 35.25 | 33
2030/31 | 140.75 | 35.25 | 49
2030/31 | 141.25 | 35.25 | 41
2030/31 | 141.75 | 35.25 | 38
2030/31 | 142.25 | 35.25 | 30
2030/31 | 142.75 | 35.25 | 42
2030/31 | 143.25 | 35.25 | 40
2030/31 | 143.75 | 35.25 | 36
2030/31 | 144.25 | 35.25 | 35
2030/31 | 144.75 | 35.25 | 37
2030/31 | 145.25 | 35.25 | 28
2030/31 | 145.75 | 35.25 | 25
2030/31 | 146.25 | 35.25 | 25
2030/31 | 146.75 | 35.25 | 35
2030/31 | 147.25 | 35.25 | 15
2030/31 | 147.75 | 35.25 | 23
2030/31 | 148.25 | 35.25 | 30
2030/31 | 148.75 | 35.25 | 24
2030/31 | 149.25 | 35.25 | 24
2030/31 | 149.75 | 35.25 | 19
2030/31 | 150.25 | 35.25 | 28
2030/31 | 150.75 | 35.25 | 18
2030/31 | 151.25 | 35.25 | 18
2030/31 | 151.75 | 35.25 | 13
2030/31 | 152.25 | 35.25 | 22
2030/31 | 152.75 | 35.25 | 31
2030/31 | 153.25 | 35.25 | 23
2030/31 | 153.75 | 35.25 | 15
2030/31 | 154.25 | 35.25 | 26
2030/31 | 154.75 | 35.25 | 17
2030/31 | 155.25 | 35.25 | 23
2030/31 | 155.75 | 35.25 | 21
2030/31 | 156.25 | 35.25 | 16
2030/31 | 156.75 | 35.25 | 19
2030/31 | 157.25 | 35.25 | 17
2030/31 | 157.75 | 35.25 | 14
2030/31 | 158.25 | 35.25 | 14
2030/31 | 158.75 | 35.25 | 12
2030/31 | 159.25 | 35.25 | 14
2030/31 | 159.75 | 35.25 | 13
2030/31 | 160.25 | 35.25 | 8
2030/31 | 160.75 | 35.25 | 15
2030/31 | 161.25 | 35.25 | 16
2030/31 | 161.75 | 35.25 | 18
2030/31 | 162.25 | 35.25 | 10
2030/31 | 162.75 | 35.25 | 13
2030/31 | 163.25 | 35.25 | 6
2030/31 | 163.75 | 35.25 | 11
2030/31 | 164.25 | 35.25 | 9
2030/31 | 164.75 | 35.25 | 12
2030/31 | 165.25 | 35.25 | 12
2030/31 | 165.75 | 35.25 | 13
2030/31 | 166.25 | 35.25 | 9
2030/31 | 166.75 | 35.25 | 17
2030/31 | 167.25 | 35.25 | 14
2030/31 | 167.75 | 35.25 | 5
2030/31 | 168.25 | 35.25 | 8
2030/31 | 168.75 | 35.25 | 6
2030/31 | 169.25 | 35.25 | 4
2030/31 | 169.75 | 35.25 | 7
2030/31 | 170.25 | 35.25 | 10
2030/31 | 170.75 | 35.25 | 6
2030/31 | 171.25 | 35.25 | 8
2030/31 | 171.75 | 35.25 | 5
2030/31 | 172.25 | 35.25 | 8
2030/31 | 172.75 | 35.25 | 3
2030/31 | 173.25 | 35.25 | 13
2030/31 | 173.75 | 35.25 | 4
2030/31 | 174.25 | 35.25 | 11
2030/31 | 174.75 | 35.25 | 5
2030/31 | 175.25 | 35.25 | 11
2030/31 | 175.75 | 35.25 | 6
2030/31 | 176.25 | 35.25 | 8
2030/31 | 176.75 | 35.25 | 10
2030/31 | 177.25 | 35.25 | 7
2030/31 | 177.75 | 35.25 | 6
2030/31 | 178.25 | 35.25 | 7
2030/31 | 178.75 | 35.25 | 7
2030/31 | 179.25 | 35.25 | 10
2030/31 | 179.75 | 35.25 | 6
2030/31 | 180.25 | 35.25 | 10
2030/31 | 180.75 | 35.25 | 12
2030/31 | 181.25 | 35.25 | 7
2030/31 | 181.75 | 35.25 | 6
2030/31 | 182.25 | 35.25 | 3
2030/31 | 182.75 | 35.25 | 10
2030/31 | 183.25 | 35.25 | 5
2030/31 | 183.75 | 35.25 | 7
2030/31 | 184.25 | 35.25 | 6
2030/31 | 184.75 | 35.25 | 5
2030/31 | 185.25 | 35.25 | 4
2030/31 | 185.75 | 35.25 | 2
2030/31 | 186.25 | 35.25 | 5
2030/31 | 186.75 | 35.25 | 4
2030/31 | 187.25 | 35.25 | 3
2030/31 | 187.75 | 35.25 | 2
2030/31 | 188.25 | 35.25 | 7
2030/31 | 188.75 | 35.25 | 7
2030/31 | 189.25 | 35.25 | 6
2030/31 | 189.75 | 35.25 | 7
2030/31 | 190.25 | 35.25 | 4
2030/31 | 190.75 | 35.25 | 4
2030/31 | 191.25 | 35.25 | 2
2030/31 | 191.75 | 35.25 | 4
2030/31 | 192.25 | 35.25 | 4
2030/31 | 192.75 | 35.25 | 2
2030/31 | 193.25 | 35.25 | 4
2030/31 | 193.75 | 35.25 | 2
2030/31 | 194.25 | 35.25 | 3
2030/31 | 194.75 | 35.25 | 5
2030/31 | 195.25 | 35.25 | 3
2030/31 | 195.75 | 35.25 | 2
2030/31 | 196.25 | 35.25 | 4
2030/31 | 196.75 | 35.25 | 2
2030/31 | 197.25 | 35.25 | 7
2030/31 | 197.75 | 35.25 | 6
2030/31 | 198.25 | 35.25 | 3
2030/31 | 198.75 | 35.25 | 2
2030/31 | 199.25 | 35.25 | 4
2030/31 | 199.75 | 35.25 | 2
2030/31 | 200.25 | 35.25 | 4
2030/31 | 200.75 | 35.25 | 2
2030/31 | 201.25 | 35.25 | 3
2030/31 | 201.75 | 35.25 | 2
2030/31 | 202.25 | 35.25 | 3
2030/31 | 202.75 | 35.25 | 2
2030/31 | 203.25 | 35.25 | 2
2030/31 | 203.75 | 35.25 | 2
2030/31 | 204.25 | 35.25 | 4
2030/31 | 204.75 | 35.25 | 3
2030/31 | 205.25 | 35.25 | 3
2030/31 | 205.75 | 35.25 | 3
2030/31 | 206.25 | 35.25 | 2
2030/31 | 207.25 | 35.25 | 2
2030/31 | 208.25 | 35.25 | 4
2030/31 | 208.75 | 35.25 | 1
2030/31 | 209.25 | 35.25 | 1
2030/31 | 209.75 | 35.25 | 1
2030/31 | 210.25 | 35.25 | 3
2030/31 | 210.75 | 35.25 | 4
2030/31 | 213.25 | 35.25 | 1
2030/31 | 213.75 | 35.25 | 2
2030/31 | 214.25 | 35.25 | 2
2030/31 | 214.75 | 35.25 | 1
2030/31 | 215.75 | 35.25 | 2
2030/31 | 216.25 | 35.25 | 2
2030/31 | 216.75 | 35.25 | 2
2030/31 | 217.25 | 35.25 | 3
2030/31 | 217.75 | 35.25 | 3
2030/31 | 218.25 | 35.25 | 1
2030/31 | 218.75 | 35.25 | 1
2030/31 | 219.25 | 35.25 | 1
2030/31 | 219.75 | 35.25 | 2
2030/31 | 220.25 | 35.25 | 2
2030/31 | 221.25 | 35.25 | 1
2030/31 | 222.25 | 35.25 | 1
2030/31 | 222.75 | 35.25 | 2
2030/31 | 224.25 | 35.25 | 1
2030/31 | 225.75 | 35.25 | 1
2030/31 | 226.75 | 35.25 | 1
2030/31 | 228.25 | 35.25 | 1
2030/31 | 228.75 | 35.25 | 1
2030/31 | 231.25 | 35.25 | 2
2030/31 | 231.75 | 35.25 | 1
2030/31 | 233.25 | 35.25 | 1
2030/31 | 234.25 | 35.25 | 1
2030/31 | 236.75 | 35.25 | 1
2030/31 | 237.25 | 35.25 | 1
2030/31 | 238.25 | 35.25 | 1
2030/31 | 238.75 | 35.25 | 1
2030/31 | 239.25 | 35.25 | 1
2030/31 | 240.75 | 35.25 | 1
2030/31 | 242.75 | 35.25 | 1
2030/31 | 254.25 | 35.25 | 1
2030/31 | 58.75 | 35.75 | 1
2030/31 | 61.75 | 35.75 | 1
2030/31 | 63.25 | 35.75 | 1
2030/31 | 64.25 | 35.75 | 2
2030/31 | 65.75 | 35.75 | 1
2030/31 | 66.25 | 35.75 | 3
2030/31 | 66.75 | 35.75 | 2
2030/31 | 67.75 | 35.75 | 1
2030/31 | 68.25 | 35.75 | 1
2030/31 | 68.75 | 35.75 | 2
2030/31 | 69.25 | 35.75 | 6
2030/31 | 69.75 | 35.75 | 7
2030/31 | 70.25 | 35.75 | 9
2030/31 | 70.75 | 35.75 | 6
2030/31 | 71.25 | 35.75 | 5
2030/31 | 71.75 | 35.75 | 8
2030/31 | 72.25 | 35.75 | 4
2030/31 | 72.75 | 35.75 | 7
2030/31 | 73.25 | 35.75 | 10
2030/31 | 73.75 | 35.75 | 7
2030/31 | 74.25 | 35.75 | 15
2030/31 | 74.75 | 35.75 | 13
2030/31 | 75.25 | 35.75 | 12
2030/31 | 75.75 | 35.75 | 9
2030/31 | 76.25 | 35.75 | 19
2030/31 | 76.75 | 35.75 | 17
2030/31 | 77.25 | 35.75 | 13
2030/31 | 77.75 | 35.75 | 14
2030/31 | 78.25 | 35.75 | 7
2030/31 | 78.75 | 35.75 | 20
2030/31 | 79.25 | 35.75 | 19
2030/31 | 79.75 | 35.75 | 22
2030/31 | 80.25 | 35.75 | 19
2030/31 | 80.75 | 35.75 | 23
2030/31 | 81.25 | 35.75 | 16
2030/31 | 81.75 | 35.75 | 27
2030/31 | 82.25 | 35.75 | 34
2030/31 | 82.75 | 35.75 | 18
2030/31 | 83.25 | 35.75 | 27
2030/31 | 83.75 | 35.75 | 18
2030/31 | 84.25 | 35.75 | 23
2030/31 | 84.75 | 35.75 | 25
2030/31 | 85.25 | 35.75 | 24
2030/31 | 85.75 | 35.75 | 34
2030/31 | 86.25 | 35.75 | 33
2030/31 | 86.75 | 35.75 | 22
2030/31 | 87.25 | 35.75 | 30
2030/31 | 87.75 | 35.75 | 29
2030/31 | 88.25 | 35.75 | 39
2030/31 | 88.75 | 35.75 | 38
2030/31 | 89.25 | 35.75 | 34
2030/31 | 89.75 | 35.75 | 23
2030/31 | 90.25 | 35.75 | 40
2030/31 | 90.75 | 35.75 | 30
2030/31 | 91.25 | 35.75 | 41
2030/31 | 91.75 | 35.75 | 34
2030/31 | 92.25 | 35.75 | 37
2030/31 | 92.75 | 35.75 | 43
2030/31 | 93.25 | 35.75 | 42
2030/31 | 93.75 | 35.75 | 34
2030/31 | 94.25 | 35.75 | 41
2030/31 | 94.75 | 35.75 | 42
2030/31 | 95.25 | 35.75 | 36
2030/31 | 95.75 | 35.75 | 47
2030/31 | 96.25 | 35.75 | 34
2030/31 | 96.75 | 35.75 | 33
2030/31 | 97.25 | 35.75 | 46
2030/31 | 97.75 | 35.75 | 40
2030/31 | 98.25 | 35.75 | 29
2030/31 | 98.75 | 35.75 | 44
2030/31 | 99.25 | 35.75 | 38
2030/31 | 99.75 | 35.75 | 51
2030/31 | 100.25 | 35.75 | 47
2030/31 | 100.75 | 35.75 | 37
2030/31 | 101.25 | 35.75 | 37
2030/31 | 101.75 | 35.75 | 38
2030/31 | 102.25 | 35.75 | 50
2030/31 | 102.75 | 35.75 | 46
2030/31 | 103.25 | 35.75 | 45
2030/31 | 103.75 | 35.75 | 51
2030/31 | 104.25 | 35.75 | 48
2030/31 | 104.75 | 35.75 | 44
2030/31 | 105.25 | 35.75 | 44
2030/31 | 105.75 | 35.75 | 52
2030/31 | 106.25 | 35.75 | 50
2030/31 | 106.75 | 35.75 | 38
2030/31 | 107.25 | 35.75 | 50
2030/31 | 107.75 | 35.75 | 64
2030/31 | 108.25 | 35.75 | 36
2030/31 | 108.75 | 35.75 | 58
2030/31 | 109.25 | 35.75 | 49
2030/31 | 109.75 | 35.75 | 40
2030/31 | 110.25 | 35.75 | 46
2030/31 | 110.75 | 35.75 | 52
2030/31 | 111.25 | 35.75 | 52
2030/31 | 111.75 | 35.75 | 49
2030/31 | 112.25 | 35.75 | 52
2030/31 | 112.75 | 35.75 | 57
2030/31 | 113.25 | 35.75 | 50
2030/31 | 113.75 | 35.75 | 58
2030/31 | 114.25 | 35.75 | 49
2030/31 | 114.75 | 35.75 | 59
2030/31 | 115.25 | 35.75 | 55
2030/31 | 115.75 | 35.75 | 52
2030/31 | 116.25 | 35.75 | 60
2030/31 | 116.75 | 35.75 | 68
2030/31 | 117.25 | 35.75 | 73
2030/31 | 117.75 | 35.75 | 52
2030/31 | 118.25 | 35.75 | 51
2030/31 | 118.75 | 35.75 | 61
2030/31 | 119.25 | 35.75 | 52
2030/31 | 119.75 | 35.75 | 67
2030/31 | 120.25 | 35.75 | 56
2030/31 | 120.75 | 35.75 | 66
2030/31 | 121.25 | 35.75 | 60
2030/31 | 121.75 | 35.75 | 62
2030/31 | 122.25 | 35.75 | 61
2030/31 | 122.75 | 35.75 | 60
2030/31 | 123.25 | 35.75 | 59
2030/31 | 123.75 | 35.75 | 61
2030/31 | 124.25 | 35.75 | 55
2030/31 | 124.75 | 35.75 | 57
2030/31 | 125.25 | 35.75 | 66
2030/31 | 125.75 | 35.75 | 74
2030/31 | 126.25 | 35.75 | 59
2030/31 | 126.75 | 35.75 | 59
2030/31 | 127.25 | 35.75 | 56
2030/31 | 127.75 | 35.75 | 54
2030/31 | 128.25 | 35.75 | 56
2030/31 | 128.75 | 35.75 | 59
2030/31 | 129.25 | 35.75 | 60
2030/31 | 129.75 | 35.75 | 46
2030/31 | 130.25 | 35.75 | 71
2030/31 | 130.75 | 35.75 | 60
2030/31 | 131.25 | 35.75 | 47
2030/31 | 131.75 | 35.75 | 66
2030/31 | 132.25 | 35.75 | 49
2030/31 | 132.75 | 35.75 | 44
2030/31 | 133.25 | 35.75 | 49
2030/31 | 133.75 | 35.75 | 42
2030/31 | 134.25 | 35.75 | 43
2030/31 | 134.75 | 35.75 | 51
2030/31 | 135.25 | 35.75 | 48
2030/31 | 135.75 | 35.75 | 49
2030/31 | 136.25 | 35.75 | 51
2030/31 | 136.75 | 35.75 | 43
2030/31 | 137.25 | 35.75 | 47
2030/31 | 137.75 | 35.75 | 27
2030/31 | 138.25 | 35.75 | 36
2030/31 | 138.75 | 35.75 | 55
2030/31 | 139.25 | 35.75 | 38
2030/31 | 139.75 | 35.75 | 28
2030/31 | 140.25 | 35.75 | 42
2030/31 | 140.75 | 35.75 | 38
2030/31 | 141.25 | 35.75 | 44
2030/31 | 141.75 | 35.75 | 23
2030/31 | 142.25 | 35.75 | 33
2030/31 | 142.75 | 35.75 | 20
2030/31 | 143.25 | 35.75 | 28
2030/31 | 143.75 | 35.75 | 31
2030/31 | 144.25 | 35.75 | 35
2030/31 | 144.75 | 35.75 | 21
2030/31 | 145.25 | 35.75 | 33
2030/31 | 145.75 | 35.75 | 24
2030/31 | 146.25 | 35.75 | 33
2030/31 | 146.75 | 35.75 | 34
2030/31 | 147.25 | 35.75 | 24
2030/31 | 147.75 | 35.75 | 29
2030/31 | 148.25 | 35.75 | 32
2030/31 | 148.75 | 35.75 | 37
2030/31 | 149.25 | 35.75 | 29
2030/31 | 149.75 | 35.75 | 21
2030/31 | 150.25 | 35.75 | 23
2030/31 | 150.75 | 35.75 | 20
2030/31 | 151.25 | 35.75 | 20
2030/31 | 151.75 | 35.75 | 21
2030/31 | 152.25 | 35.75 | 16
2030/31 | 152.75 | 35.75 | 25
2030/31 | 153.25 | 35.75 | 23
2030/31 | 153.75 | 35.75 | 16
2030/31 | 154.25 | 35.75 | 11
2030/31 | 154.75 | 35.75 | 22
2030/31 | 155.25 | 35.75 | 21
2030/31 | 155.75 | 35.75 | 25
2030/31 | 156.25 | 35.75 | 14
2030/31 | 156.75 | 35.75 | 17
2030/31 | 157.25 | 35.75 | 16
2030/31 | 157.75 | 35.75 | 18
2030/31 | 158.25 | 35.75 | 14
2030/31 | 158.75 | 35.75 | 16
2030/31 | 159.25 | 35.75 | 10
2030/31 | 159.75 | 35.75 | 10
2030/31 | 160.25 | 35.75 | 15
2030/31 | 160.75 | 35.75 | 17
2030/31 | 161.25 | 35.75 | 13
2030/31 | 161.75 | 35.75 | 11
2030/31 | 162.25 | 35.75 | 12
2030/31 | 162.75 | 35.75 | 22
2030/31 | 163.25 | 35.75 | 11
2030/31 | 163.75 | 35.75 | 14
2030/31 | 164.25 | 35.75 | 13
2030/31 | 164.75 | 35.75 | 6
2030/31 | 165.25 | 35.75 | 10
2030/31 | 165.75 | 35.75 | 10
2030/31 | 166.25 | 35.75 | 11
2030/31 | 166.75 | 35.75 | 20
2030/31 | 167.25 | 35.75 | 8
2030/31 | 167.75 | 35.75 | 14
2030/31 | 168.25 | 35.75 | 9
2030/31 | 168.75 | 35.75 | 16
2030/31 | 169.25 | 35.75 | 8
2030/31 | 169.75 | 35.75 | 9
2030/31 | 170.25 | 35.75 | 7
2030/31 | 170.75 | 35.75 | 5
2030/31 | 171.25 | 35.75 | 2
2030/31 | 171.75 | 35.75 | 11
2030/31 | 172.25 | 35.75 | 6
2030/31 | 172.75 | 35.75 | 6
2030/31 | 173.25 | 35.75 | 10
2030/31 | 173.75 | 35.75 | 4
2030/31 | 174.25 | 35.75 | 5
2030/31 | 174.75 | 35.75 | 13
2030/31 | 175.25 | 35.75 | 10
2030/31 | 175.75 | 35.75 | 3
2030/31 | 176.25 | 35.75 | 7
2030/31 | 176.75 | 35.75 | 6
2030/31 | 177.25 | 35.75 | 5
2030/31 | 177.75 | 35.75 | 7
2030/31 | 178.25 | 35.75 | 7
2030/31 | 178.75 | 35.75 | 8
2030/31 | 179.25 | 35.75 | 6
2030/31 | 179.75 | 35.75 | 6
2030/31 | 180.25 | 35.75 | 11
2030/31 | 180.75 | 35.75 | 9
2030/31 | 181.25 | 35.75 | 5
2030/31 | 181.75 | 35.75 | 2
2030/31 | 182.25 | 35.75 | 6
2030/31 | 182.75 | 35.75 | 3
2030/31 | 183.25 | 35.75 | 3
2030/31 | 183.75 | 35.75 | 5
2030/31 | 184.25 | 35.75 | 10
2030/31 | 184.75 | 35.75 | 6
2030/31 | 185.25 | 35.75 | 11
2030/31 | 185.75 | 35.75 | 6
2030/31 | 186.25 | 35.75 | 7
2030/31 | 186.75 | 35.75 | 7
2030/31 | 187.25 | 35.75 | 7
2030/31 | 187.75 | 35.75 | 7
2030/31 | 188.25 | 35.75 | 5
2030/31 | 188.75 | 35.75 | 3
2030/31 | 189.25 | 35.75 | 1
2030/31 | 189.75 | 35.75 | 5
2030/31 | 190.25 | 35.75 | 4
2030/31 | 190.75 | 35.75 | 7
2030/31 | 191.25 | 35.75 | 2
2030/31 | 191.75 | 35.75 | 2
2030/31 | 192.25 | 35.75 | 9
2030/31 | 192.75 | 35.75 | 3
2030/31 | 193.25 | 35.75 | 3
2030/31 | 193.75 | 35.75 | 2
2030/31 | 194.25 | 35.75 | 2
2030/31 | 194.75 | 35.75 | 3
2030/31 | 195.25 | 35.75 | 1
2030/31 | 195.75 | 35.75 | 3
2030/31 | 196.25 | 35.75 | 3
2030/31 | 196.75 | 35.75 | 3
2030/31 | 197.25 | 35.75 | 4
2030/31 | 197.75 | 35.75 | 3
2030/31 | 198.25 | 35.75 | 2
2030/31 | 198.75 | 35.75 | 6
2030/31 | 199.25 | 35.75 | 4
2030/31 | 199.75 | 35.75 | 2
2030/31 | 200.75 | 35.75 | 1
2030/31 | 201.25 | 35.75 | 6
2030/31 | 201.75 | 35.75 | 1
2030/31 | 202.25 | 35.75 | 2
2030/31 | 202.75 | 35.75 | 1
2030/31 | 203.25 | 35.75 | 1
2030/31 | 203.75 | 35.75 | 2
2030/31 | 204.25 | 35.75 | 3
2030/31 | 204.75 | 35.75 | 1
2030/31 | 205.25 | 35.75 | 1
2030/31 | 205.75 | 35.75 | 5
2030/31 | 206.25 | 35.75 | 2
2030/31 | 206.75 | 35.75 | 1
2030/31 | 207.25 | 35.75 | 2
2030/31 | 207.75 | 35.75 | 4
2030/31 | 208.25 | 35.75 | 1
2030/31 | 208.75 | 35.75 | 3
2030/31 | 209.25 | 35.75 | 1
2030/31 | 210.25 | 35.75 | 1
2030/31 | 210.75 | 35.75 | 2
2030/31 | 211.25 | 35.75 | 2
2030/31 | 211.75 | 35.75 | 4
2030/31 | 212.25 | 35.75 | 3
2030/31 | 212.75 | 35.75 | 3
2030/31 | 213.75 | 35.75 | 3
2030/31 | 214.25 | 35.75 | 3
2030/31 | 214.75 | 35.75 | 2
2030/31 | 215.25 | 35.75 | 1
2030/31 | 215.75 | 35.75 | 1
2030/31 | 216.75 | 35.75 | 3
2030/31 | 217.75 | 35.75 | 2
2030/31 | 218.25 | 35.75 | 2
2030/31 | 218.75 | 35.75 | 3
2030/31 | 219.25 | 35.75 | 1
2030/31 | 219.75 | 35.75 | 1
2030/31 | 220.25 | 35.75 | 2
2030/31 | 220.75 | 35.75 | 1
2030/31 | 221.25 | 35.75 | 1
2030/31 | 222.25 | 35.75 | 1
2030/31 | 222.75 | 35.75 | 1
2030/31 | 223.25 | 35.75 | 1
2030/31 | 224.25 | 35.75 | 1
2030/31 | 225.75 | 35.75 | 1
2030/31 | 226.25 | 35.75 | 1
2030/31 | 226.75 | 35.75 | 1
2030/31 | 227.25 | 35.75 | 2
2030/31 | 227.75 | 35.75 | 1
2030/31 | 228.25 | 35.75 | 1
2030/31 | 228.75 | 35.75 | 1
2030/31 | 229.25 | 35.75 | 2
2030/31 | 230.25 | 35.75 | 1
2030/31 | 230.75 | 35.75 | 1
2030/31 | 232.75 | 35.75 | 1
2030/31 | 234.75 | 35.75 | 1
2030/31 | 236.75 | 35.75 | 1
2030/31 | 239.25 | 35.75 | 1
2030/31 | 239.75 | 35.75 | 1
2030/31 | 240.75 | 35.75 | 1
2030/31 | 241.75 | 35.75 | 1
2030/31 | 244.25 | 35.75 | 1
2030/31 | 262.75 | 35.75 | 1
2030/31 | 264.25 | 35.75 | 1
2030/31 | 62.75 | 36.25 | 1
2030/31 | 65.25 | 36.25 | 1
2030/31 | 66.25 | 36.25 | 1
2030/31 | 66.75 | 36.25 | 2
2030/31 | 67.25 | 36.25 | 2
2030/31 | 67.75 | 36.25 | 3
2030/31 | 68.25 | 36.25 | 3
2030/31 | 68.75 | 36.25 | 7
2030/31 | 69.25 | 36.25 | 4
2030/31 | 69.75 | 36.25 | 7
2030/31 | 70.25 | 36.25 | 4
2030/31 | 70.75 | 36.25 | 2
2030/31 | 71.25 | 36.25 | 3
2030/31 | 71.75 | 36.25 | 5
2030/31 | 72.25 | 36.25 | 5
2030/31 | 72.75 | 36.25 | 3
2030/31 | 73.25 | 36.25 | 9
2030/31 | 73.75 | 36.25 | 4
2030/31 | 74.25 | 36.25 | 9
2030/31 | 74.75 | 36.25 | 8
2030/31 | 75.25 | 36.25 | 12
2030/31 | 75.75 | 36.25 | 14
2030/31 | 76.25 | 36.25 | 12
2030/31 | 76.75 | 36.25 | 19
2030/31 | 77.25 | 36.25 | 14
2030/31 | 77.75 | 36.25 | 14
2030/31 | 78.25 | 36.25 | 15
2030/31 | 78.75 | 36.25 | 15
2030/31 | 79.25 | 36.25 | 13
2030/31 | 79.75 | 36.25 | 9
2030/31 | 80.25 | 36.25 | 16
2030/31 | 80.75 | 36.25 | 26
2030/31 | 81.25 | 36.25 | 24
2030/31 | 81.75 | 36.25 | 21
2030/31 | 82.25 | 36.25 | 20
2030/31 | 82.75 | 36.25 | 25
2030/31 | 83.25 | 36.25 | 25
2030/31 | 83.75 | 36.25 | 29
2030/31 | 84.25 | 36.25 | 29
2030/31 | 84.75 | 36.25 | 20
2030/31 | 85.25 | 36.25 | 34
2030/31 | 85.75 | 36.25 | 29
2030/31 | 86.25 | 36.25 | 22
2030/31 | 86.75 | 36.25 | 32
2030/31 | 87.25 | 36.25 | 42
2030/31 | 87.75 | 36.25 | 41
2030/31 | 88.25 | 36.25 | 42
2030/31 | 88.75 | 36.25 | 26
2030/31 | 89.25 | 36.25 | 40
2030/31 | 89.75 | 36.25 | 39
2030/31 | 90.25 | 36.25 | 35
2030/31 | 90.75 | 36.25 | 29
2030/31 | 91.25 | 36.25 | 40
2030/31 | 91.75 | 36.25 | 37
2030/31 | 92.25 | 36.25 | 39
2030/31 | 92.75 | 36.25 | 48
2030/31 | 93.25 | 36.25 | 31
2030/31 | 93.75 | 36.25 | 47
2030/31 | 94.25 | 36.25 | 43
2030/31 | 94.75 | 36.25 | 38
2030/31 | 95.25 | 36.25 | 41
2030/31 | 95.75 | 36.25 | 51
2030/31 | 96.25 | 36.25 | 57
2030/31 | 96.75 | 36.25 | 35
2030/31 | 97.25 | 36.25 | 51
2030/31 | 97.75 | 36.25 | 43
2030/31 | 98.25 | 36.25 | 40
2030/31 | 98.75 | 36.25 | 45
2030/31 | 99.25 | 36.25 | 39
2030/31 | 99.75 | 36.25 | 34
2030/31 | 100.25 | 36.25 | 46
2030/31 | 100.75 | 36.25 | 59
2030/31 | 101.25 | 36.25 | 55
2030/31 | 101.75 | 36.25 | 52
2030/31 | 102.25 | 36.25 | 55
2030/31 | 102.75 | 36.25 | 43
2030/31 | 103.25 | 36.25 | 56
2030/31 | 103.75 | 36.25 | 52
2030/31 | 104.25 | 36.25 | 46
2030/31 | 104.75 | 36.25 | 39
2030/31 | 105.25 | 36.25 | 44
2030/31 | 105.75 | 36.25 | 43
2030/31 | 106.25 | 36.25 | 47
2030/31 | 106.75 | 36.25 | 56
2030/31 | 107.25 | 36.25 | 51
2030/31 | 107.75 | 36.25 | 51
2030/31 | 108.25 | 36.25 | 52
2030/31 | 108.75 | 36.25 | 62
2030/31 | 109.25 | 36.25 | 60
2030/31 | 109.75 | 36.25 | 65
2030/31 | 110.25 | 36.25 | 56
2030/31 | 110.75 | 36.25 | 66
2030/31 | 111.25 | 36.25 | 59
2030/31 | 111.75 | 36.25 | 57
2030/31 | 112.25 | 36.25 | 65
2030/31 | 112.75 | 36.25 | 69
2030/31 | 113.25 | 36.25 | 55
2030/31 | 113.75 | 36.25 | 71
2030/31 | 114.25 | 36.25 | 61
2030/31 | 114.75 | 36.25 | 56
2030/31 | 115.25 | 36.25 | 57
2030/31 | 115.75 | 36.25 | 54
2030/31 | 116.25 | 36.25 | 49
2030/31 | 116.75 | 36.25 | 47
2030/31 | 117.25 | 36.25 | 49
2030/31 | 117.75 | 36.25 | 54
2030/31 | 118.25 | 36.25 | 75
2030/31 | 118.75 | 36.25 | 49
2030/31 | 119.25 | 36.25 | 50
2030/31 | 119.75 | 36.25 | 67
2030/31 | 120.25 | 36.25 | 51
2030/31 | 120.75 | 36.25 | 54
2030/31 | 121.25 | 36.25 | 49
2030/31 | 121.75 | 36.25 | 53
2030/31 | 122.25 | 36.25 | 53
2030/31 | 122.75 | 36.25 | 76
2030/31 | 123.25 | 36.25 | 67
2030/31 | 123.75 | 36.25 | 62
2030/31 | 124.25 | 36.25 | 60
2030/31 | 124.75 | 36.25 | 55
2030/31 | 125.25 | 36.25 | 50
2030/31 | 125.75 | 36.25 | 67
2030/31 | 126.25 | 36.25 | 50
2030/31 | 126.75 | 36.25 | 54
2030/31 | 127.25 | 36.25 | 60
2030/31 | 127.75 | 36.25 | 56
2030/31 | 128.25 | 36.25 | 46
2030/31 | 128.75 | 36.25 | 58
2030/31 | 129.25 | 36.25 | 63
2030/31 | 129.75 | 36.25 | 49
2030/31 | 130.25 | 36.25 | 59
2030/31 | 130.75 | 36.25 | 46
2030/31 | 131.25 | 36.25 | 57
2030/31 | 131.75 | 36.25 | 48
2030/31 | 132.25 | 36.25 | 53
2030/31 | 132.75 | 36.25 | 49
2030/31 | 133.25 | 36.25 | 43
2030/31 | 133.75 | 36.25 | 58
2030/31 | 134.25 | 36.25 | 57
2030/31 | 134.75 | 36.25 | 49
2030/31 | 135.25 | 36.25 | 46
2030/31 | 135.75 | 36.25 | 47
2030/31 | 136.25 | 36.25 | 54
2030/31 | 136.75 | 36.25 | 55
2030/31 | 137.25 | 36.25 | 43
2030/31 | 137.75 | 36.25 | 30
2030/31 | 138.25 | 36.25 | 52
2030/31 | 138.75 | 36.25 | 45
2030/31 | 139.25 | 36.25 | 41
2030/31 | 139.75 | 36.25 | 40
2030/31 | 140.25 | 36.25 | 60
2030/31 | 140.75 | 36.25 | 45
2030/31 | 141.25 | 36.25 | 39
2030/31 | 141.75 | 36.25 | 26
2030/31 | 142.25 | 36.25 | 42
2030/31 | 142.75 | 36.25 | 29
2030/31 | 143.25 | 36.25 | 31
2030/31 | 143.75 | 36.25 | 27
2030/31 | 144.25 | 36.25 | 32
2030/31 | 144.75 | 36.25 | 27
2030/31 | 145.25 | 36.25 | 29
2030/31 | 145.75 | 36.25 | 45
2030/31 | 146.25 | 36.25 | 30
2030/31 | 146.75 | 36.25 | 44
2030/31 | 147.25 | 36.25 | 28
2030/31 | 147.75 | 36.25 | 39
2030/31 | 148.25 | 36.25 | 32
2030/31 | 148.75 | 36.25 | 29
2030/31 | 149.25 | 36.25 | 24
2030/31 | 149.75 | 36.25 | 24
2030/31 | 150.25 | 36.25 | 29
2030/31 | 150.75 | 36.25 | 30
2030/31 | 151.25 | 36.25 | 22
2030/31 | 151.75 | 36.25 | 16
2030/31 | 152.25 | 36.25 | 18
2030/31 | 152.75 | 36.25 | 29
2030/31 | 153.25 | 36.25 | 24
2030/31 | 153.75 | 36.25 | 16
2030/31 | 154.25 | 36.25 | 32
2030/31 | 154.75 | 36.25 | 18
2030/31 | 155.25 | 36.25 | 28
2030/31 | 155.75 | 36.25 | 21
2030/31 | 156.25 | 36.25 | 16
2030/31 | 156.75 | 36.25 | 15
2030/31 | 157.25 | 36.25 | 17
2030/31 | 157.75 | 36.25 | 20
2030/31 | 158.25 | 36.25 | 18
2030/31 | 158.75 | 36.25 | 14
2030/31 | 159.25 | 36.25 | 15
2030/31 | 159.75 | 36.25 | 10
2030/31 | 160.25 | 36.25 | 11
2030/31 | 160.75 | 36.25 | 16
2030/31 | 161.25 | 36.25 | 14
2030/31 | 161.75 | 36.25 | 20
2030/31 | 162.25 | 36.25 | 16
2030/31 | 162.75 | 36.25 | 10
2030/31 | 163.25 | 36.25 | 13
2030/31 | 163.75 | 36.25 | 16
2030/31 | 164.25 | 36.25 | 4
2030/31 | 164.75 | 36.25 | 10
2030/31 | 165.25 | 36.25 | 8
2030/31 | 165.75 | 36.25 | 13
2030/31 | 166.25 | 36.25 | 8
2030/31 | 166.75 | 36.25 | 16
2030/31 | 167.25 | 36.25 | 16
2030/31 | 167.75 | 36.25 | 12
2030/31 | 168.25 | 36.25 | 8
2030/31 | 168.75 | 36.25 | 14
2030/31 | 169.25 | 36.25 | 10
2030/31 | 169.75 | 36.25 | 7
2030/31 | 170.25 | 36.25 | 11
2030/31 | 170.75 | 36.25 | 9
2030/31 | 171.25 | 36.25 | 12
2030/31 | 171.75 | 36.25 | 6
2030/31 | 172.25 | 36.25 | 14
2030/31 | 172.75 | 36.25 | 10
2030/31 | 173.25 | 36.25 | 13
2030/31 | 173.75 | 36.25 | 10
2030/31 | 174.25 | 36.25 | 10
2030/31 | 174.75 | 36.25 | 8
2030/31 | 175.25 | 36.25 | 4
2030/31 | 175.75 | 36.25 | 14
2030/31 | 176.25 | 36.25 | 10
2030/31 | 176.75 | 36.25 | 10
2030/31 | 177.25 | 36.25 | 8
2030/31 | 177.75 | 36.25 | 9
2030/31 | 178.25 | 36.25 | 3
2030/31 | 178.75 | 36.25 | 8
2030/31 | 179.25 | 36.25 | 9
2030/31 | 179.75 | 36.25 | 6
2030/31 | 180.25 | 36.25 | 10
2030/31 | 180.75 | 36.25 | 15
2030/31 | 181.25 | 36.25 | 8
2030/31 | 181.75 | 36.25 | 9
2030/31 | 182.25 | 36.25 | 6
2030/31 | 182.75 | 36.25 | 5
2030/31 | 183.25 | 36.25 | 4
2030/31 | 183.75 | 36.25 | 5
2030/31 | 184.25 | 36.25 | 5
2030/31 | 184.75 | 36.25 | 8
2030/31 | 185.25 | 36.25 | 4
2030/31 | 185.75 | 36.25 | 7
2030/31 | 186.25 | 36.25 | 9
2030/31 | 186.75 | 36.25 | 8
2030/31 | 187.25 | 36.25 | 8
2030/31 | 187.75 | 36.25 | 6
2030/31 | 188.25 | 36.25 | 4
2030/31 | 188.75 | 36.25 | 4
2030/31 | 189.25 | 36.25 | 11
2030/31 | 189.75 | 36.25 | 1
2030/31 | 190.25 | 36.25 | 4
2030/31 | 190.75 | 36.25 | 2
2030/31 | 191.25 | 36.25 | 5
2030/31 | 191.75 | 36.25 | 2
2030/31 | 192.25 | 36.25 | 7
2030/31 | 192.75 | 36.25 | 5
2030/31 | 193.25 | 36.25 | 7
2030/31 | 193.75 | 36.25 | 3
2030/31 | 194.25 | 36.25 | 3
2030/31 | 194.75 | 36.25 | 8
2030/31 | 195.25 | 36.25 | 3
2030/31 | 195.75 | 36.25 | 5
2030/31 | 196.25 | 36.25 | 2
2030/31 | 196.75 | 36.25 | 5
2030/31 | 197.25 | 36.25 | 3
2030/31 | 197.75 | 36.25 | 3
2030/31 | 198.25 | 36.25 | 5
2030/31 | 198.75 | 36.25 | 3
2030/31 | 199.25 | 36.25 | 3
2030/31 | 199.75 | 36.25 | 3
2030/31 | 200.25 | 36.25 | 2
2030/31 | 200.75 | 36.25 | 3
2030/31 | 201.25 | 36.25 | 5
2030/31 | 201.75 | 36.25 | 3
2030/31 | 202.25 | 36.25 | 2
2030/31 | 202.75 | 36.25 | 2
2030/31 | 203.25 | 36.25 | 5
2030/31 | 203.75 | 36.25 | 5
2030/31 | 204.25 | 36.25 | 3
2030/31 | 204.75 | 36.25 | 2
2030/31 | 205.25 | 36.25 | 3
2030/31 | 205.75 | 36.25 | 1
2030/31 | 206.25 | 36.25 | 1
2030/31 | 207.25 | 36.25 | 2
2030/31 | 207.75 | 36.25 | 3
2030/31 | 208.25 | 36.25 | 2
2030/31 | 208.75 | 36.25 | 1
2030/31 | 209.25 | 36.25 | 1
2030/31 | 209.75 | 36.25 | 3
2030/31 | 210.25 | 36.25 | 1
2030/31 | 210.75 | 36.25 | 2
2030/31 | 211.25 | 36.25 | 3
2030/31 | 211.75 | 36.25 | 2
2030/31 | 212.25 | 36.25 | 3
2030/31 | 212.75 | 36.25 | 2
2030/31 | 213.25 | 36.25 | 1
2030/31 | 214.25 | 36.25 | 3
2030/31 | 214.75 | 36.25 | 1
2030/31 | 215.25 | 36.25 | 1
2030/31 | 215.75 | 36.25 | 1
2030/31 | 216.25 | 36.25 | 1
2030/31 | 216.75 | 36.25 | 2
2030/31 | 217.25 | 36.25 | 1
2030/31 | 217.75 | 36.25 | 3
2030/31 | 218.25 | 36.25 | 1
2030/31 | 219.25 | 36.25 | 1
2030/31 | 219.75 | 36.25 | 1
2030/31 | 220.25 | 36.25 | 1
2030/31 | 220.75 | 36.25 | 2
2030/31 | 221.75 | 36.25 | 1
2030/31 | 222.75 | 36.25 | 2
2030/31 | 223.75 | 36.25 | 1
2030/31 | 224.25 | 36.25 | 1
2030/31 | 224.75 | 36.25 | 2
2030/31 | 225.75 | 36.25 | 2
2030/31 | 226.75 | 36.25 | 1
2030/31 | 228.75 | 36.25 | 2
2030/31 | 230.75 | 36.25 | 2
2030/31 | 231.25 | 36.25 | 1
2030/31 | 231.75 | 36.25 | 1
2030/31 | 233.25 | 36.25 | 1
2030/31 | 233.75 | 36.25 | 3
2030/31 | 234.75 | 36.25 | 1
2030/31 | 239.25 | 36.25 | 1
2030/31 | 242.25 | 36.25 | 1
2030/31 | 245.75 | 36.25 | 1
2030/31 | 250.25 | 36.25 | 1
2030/31 | 254.25 | 36.25 | 1
2030/31 | 284.25 | 36.25 | 1
2030/31 | 286.25 | 36.25 | 1
2030/31 | 289.25 | 36.25 | 1
2030/31 | 295.25 | 36.25 | 1
2030/31 | 63.75 | 36.75 | 1
2030/31 | 64.25 | 36.75 | 1
2030/31 | 64.75 | 36.75 | 1
2030/31 | 66.75 | 36.75 | 3
2030/31 | 67.25 | 36.75 | 1
2030/31 | 67.75 | 36.75 | 2
2030/31 | 68.25 | 36.75 | 2
2030/31 | 68.75 | 36.75 | 8
2030/31 | 69.25 | 36.75 | 3
2030/31 | 69.75 | 36.75 | 11
2030/31 | 70.25 | 36.75 | 6
2030/31 | 70.75 | 36.75 | 3
2030/31 | 71.25 | 36.75 | 5
2030/31 | 71.75 | 36.75 | 3
2030/31 | 72.25 | 36.75 | 4
2030/31 | 72.75 | 36.75 | 9
2030/31 | 73.25 | 36.75 | 9
2030/31 | 73.75 | 36.75 | 14
2030/31 | 74.25 | 36.75 | 6
2030/31 | 74.75 | 36.75 | 10
2030/31 | 75.25 | 36.75 | 8
2030/31 | 75.75 | 36.75 | 9
2030/31 | 76.25 | 36.75 | 17
2030/31 | 76.75 | 36.75 | 12
2030/31 | 77.25 | 36.75 | 9
2030/31 | 77.75 | 36.75 | 14
2030/31 | 78.25 | 36.75 | 15
2030/31 | 78.75 | 36.75 | 12
2030/31 | 79.25 | 36.75 | 20
2030/31 | 79.75 | 36.75 | 18
2030/31 | 80.25 | 36.75 | 17
2030/31 | 80.75 | 36.75 | 20
2030/31 | 81.25 | 36.75 | 18
2030/31 | 81.75 | 36.75 | 24
2030/31 | 82.25 | 36.75 | 34
2030/31 | 82.75 | 36.75 | 30
2030/31 | 83.25 | 36.75 | 23
2030/31 | 83.75 | 36.75 | 21
2030/31 | 84.25 | 36.75 | 24
2030/31 | 84.75 | 36.75 | 25
2030/31 | 85.25 | 36.75 | 33
2030/31 | 85.75 | 36.75 | 28
2030/31 | 86.25 | 36.75 | 32
2030/31 | 86.75 | 36.75 | 28
2030/31 | 87.25 | 36.75 | 34
2030/31 | 87.75 | 36.75 | 27
2030/31 | 88.25 | 36.75 | 27
2030/31 | 88.75 | 36.75 | 33
2030/31 | 89.25 | 36.75 | 27
2030/31 | 89.75 | 36.75 | 32
2030/31 | 90.25 | 36.75 | 47
2030/31 | 90.75 | 36.75 | 44
2030/31 | 91.25 | 36.75 | 32
2030/31 | 91.75 | 36.75 | 45
2030/31 | 92.25 | 36.75 | 47
2030/31 | 92.75 | 36.75 | 52
2030/31 | 93.25 | 36.75 | 54
2030/31 | 93.75 | 36.75 | 46
2030/31 | 94.25 | 36.75 | 46
2030/31 | 94.75 | 36.75 | 43
2030/31 | 95.25 | 36.75 | 47
2030/31 | 95.75 | 36.75 | 44
2030/31 | 96.25 | 36.75 | 52
2030/31 | 96.75 | 36.75 | 48
2030/31 | 97.25 | 36.75 | 52
2030/31 | 97.75 | 36.75 | 47
2030/31 | 98.25 | 36.75 | 39
2030/31 | 98.75 | 36.75 | 55
2030/31 | 99.25 | 36.75 | 55
2030/31 | 99.75 | 36.75 | 41
2030/31 | 100.25 | 36.75 | 47
2030/31 | 100.75 | 36.75 | 51
2030/31 | 101.25 | 36.75 | 52
2030/31 | 101.75 | 36.75 | 46
2030/31 | 102.25 | 36.75 | 54
2030/31 | 102.75 | 36.75 | 48
2030/31 | 103.25 | 36.75 | 56
2030/31 | 103.75 | 36.75 | 52
2030/31 | 104.25 | 36.75 | 42
2030/31 | 104.75 | 36.75 | 54
2030/31 | 105.25 | 36.75 | 55
2030/31 | 105.75 | 36.75 | 42
2030/31 | 106.25 | 36.75 | 43
2030/31 | 106.75 | 36.75 | 64
2030/31 | 107.25 | 36.75 | 45
2030/31 | 107.75 | 36.75 | 51
2030/31 | 108.25 | 36.75 | 56
2030/31 | 108.75 | 36.75 | 65
2030/31 | 109.25 | 36.75 | 58
2030/31 | 109.75 | 36.75 | 54
2030/31 | 110.25 | 36.75 | 55
2030/31 | 110.75 | 36.75 | 57
2030/31 | 111.25 | 36.75 | 70
2030/31 | 111.75 | 36.75 | 66
2030/31 | 112.25 | 36.75 | 57
2030/31 | 112.75 | 36.75 | 66
2030/31 | 113.25 | 36.75 | 54
2030/31 | 113.75 | 36.75 | 70
2030/31 | 114.25 | 36.75 | 58
2030/31 | 114.75 | 36.75 | 67
2030/31 | 115.25 | 36.75 | 77
2030/31 | 115.75 | 36.75 | 59
2030/31 | 116.25 | 36.75 | 53
2030/31 | 116.75 | 36.75 | 56
2030/31 | 117.25 | 36.75 | 66
2030/31 | 117.75 | 36.75 | 71
2030/31 | 118.25 | 36.75 | 64
2030/31 | 118.75 | 36.75 | 62
2030/31 | 119.25 | 36.75 | 65
2030/31 | 119.75 | 36.75 | 67
2030/31 | 120.25 | 36.75 | 69
2030/31 | 120.75 | 36.75 | 70
2030/31 | 121.25 | 36.75 | 56
2030/31 | 121.75 | 36.75 | 73
2030/31 | 122.25 | 36.75 | 52
2030/31 | 122.75 | 36.75 | 71
2030/31 | 123.25 | 36.75 | 70
2030/31 | 123.75 | 36.75 | 63
2030/31 | 124.25 | 36.75 | 57
2030/31 | 124.75 | 36.75 | 68
2030/31 | 125.25 | 36.75 | 52
2030/31 | 125.75 | 36.75 | 59
2030/31 | 126.25 | 36.75 | 60
2030/31 | 126.75 | 36.75 | 61
2030/31 | 127.25 | 36.75 | 57
2030/31 | 127.75 | 36.75 | 57
2030/31 | 128.25 | 36.75 | 73
2030/31 | 128.75 | 36.75 | 57
2030/31 | 129.25 | 36.75 | 47
2030/31 | 129.75 | 36.75 | 66
2030/31 | 130.25 | 36.75 | 69
2030/31 | 130.75 | 36.75 | 44
2030/31 | 131.25 | 36.75 | 62
2030/31 | 131.75 | 36.75 | 51
2030/31 | 132.25 | 36.75 | 62
2030/31 | 132.75 | 36.75 | 61
2030/31 | 133.25 | 36.75 | 53
2030/31 | 133.75 | 36.75 | 53
2030/31 | 134.25 | 36.75 | 54
2030/31 | 134.75 | 36.75 | 59
2030/31 | 135.25 | 36.75 | 48
2030/31 | 135.75 | 36.75 | 43
2030/31 | 136.25 | 36.75 | 53
2030/31 | 136.75 | 36.75 | 40
2030/31 | 137.25 | 36.75 | 37
2030/31 | 137.75 | 36.75 | 48
2030/31 | 138.25 | 36.75 | 44
2030/31 | 138.75 | 36.75 | 51
2030/31 | 139.25 | 36.75 | 45
2030/31 | 139.75 | 36.75 | 49
2030/31 | 140.25 | 36.75 | 38
2030/31 | 140.75 | 36.75 | 32
2030/31 | 141.25 | 36.75 | 39
2030/31 | 141.75 | 36.75 | 46
2030/31 | 142.25 | 36.75 | 38
2030/31 | 142.75 | 36.75 | 31
2030/31 | 143.25 | 36.75 | 34
2030/31 | 143.75 | 36.75 | 41
2030/31 | 144.25 | 36.75 | 36
2030/31 | 144.75 | 36.75 | 40
2030/31 | 145.25 | 36.75 | 35
2030/31 | 145.75 | 36.75 | 35
2030/31 | 146.25 | 36.75 | 31
2030/31 | 146.75 | 36.75 | 27
2030/31 | 147.25 | 36.75 | 39
2030/31 | 147.75 | 36.75 | 35
2030/31 | 148.25 | 36.75 | 38
2030/31 | 148.75 | 36.75 | 29
2030/31 | 149.25 | 36.75 | 27
2030/31 | 149.75 | 36.75 | 32
2030/31 | 150.25 | 36.75 | 30
2030/31 | 150.75 | 36.75 | 30
2030/31 | 151.25 | 36.75 | 31
2030/31 | 151.75 | 36.75 | 25
2030/31 | 152.25 | 36.75 | 24
2030/31 | 152.75 | 36.75 | 29
2030/31 | 153.25 | 36.75 | 20
2030/31 | 153.75 | 36.75 | 18
2030/31 | 154.25 | 36.75 | 34
2030/31 | 154.75 | 36.75 | 17
2030/31 | 155.25 | 36.75 | 30
2030/31 | 155.75 | 36.75 | 23
2030/31 | 156.25 | 36.75 | 18
2030/31 | 156.75 | 36.75 | 16
2030/31 | 157.25 | 36.75 | 21
2030/31 | 157.75 | 36.75 | 18
2030/31 | 158.25 | 36.75 | 27
2030/31 | 158.75 | 36.75 | 24
2030/31 | 159.25 | 36.75 | 18
2030/31 | 159.75 | 36.75 | 15
2030/31 | 160.25 | 36.75 | 13
2030/31 | 160.75 | 36.75 | 21
2030/31 | 161.25 | 36.75 | 18
2030/31 | 161.75 | 36.75 | 16
2030/31 | 162.25 | 36.75 | 9
2030/31 | 162.75 | 36.75 | 16
2030/31 | 163.25 | 36.75 | 11
2030/31 | 163.75 | 36.75 | 15
2030/31 | 164.25 | 36.75 | 19
2030/31 | 164.75 | 36.75 | 19
2030/31 | 165.25 | 36.75 | 13
2030/31 | 165.75 | 36.75 | 12
2030/31 | 166.25 | 36.75 | 13
2030/31 | 166.75 | 36.75 | 7
2030/31 | 167.25 | 36.75 | 11
2030/31 | 167.75 | 36.75 | 15
2030/31 | 168.25 | 36.75 | 13
2030/31 | 168.75 | 36.75 | 10
2030/31 | 169.25 | 36.75 | 13
2030/31 | 169.75 | 36.75 | 12
2030/31 | 170.25 | 36.75 | 10
2030/31 | 170.75 | 36.75 | 12
2030/31 | 171.25 | 36.75 | 11
2030/31 | 171.75 | 36.75 | 10
2030/31 | 172.25 | 36.75 | 13
2030/31 | 172.75 | 36.75 | 11
2030/31 | 173.25 | 36.75 | 13
2030/31 | 173.75 | 36.75 | 6
2030/31 | 174.25 | 36.75 | 6
2030/31 | 174.75 | 36.75 | 10
2030/31 | 175.25 | 36.75 | 13
2030/31 | 175.75 | 36.75 | 6
2030/31 | 176.25 | 36.75 | 5
2030/31 | 176.75 | 36.75 | 8
2030/31 | 177.25 | 36.75 | 9
2030/31 | 177.75 | 36.75 | 12
2030/31 | 178.25 | 36.75 | 11
2030/31 | 178.75 | 36.75 | 7
2030/31 | 179.25 | 36.75 | 6
2030/31 | 179.75 | 36.75 | 8
2030/31 | 180.25 | 36.75 | 7
2030/31 | 180.75 | 36.75 | 7
2030/31 | 181.25 | 36.75 | 7
2030/31 | 181.75 | 36.75 | 8
2030/31 | 182.25 | 36.75 | 10
2030/31 | 182.75 | 36.75 | 3
2030/31 | 183.25 | 36.75 | 13
2030/31 | 183.75 | 36.75 | 3
2030/31 | 184.25 | 36.75 | 9
2030/31 | 184.75 | 36.75 | 10
2030/31 | 185.25 | 36.75 | 4
2030/31 | 185.75 | 36.75 | 6
2030/31 | 186.25 | 36.75 | 5
2030/31 | 186.75 | 36.75 | 6
2030/31 | 187.25 | 36.75 | 6
2030/31 | 187.75 | 36.75 | 6
2030/31 | 188.25 | 36.75 | 6
2030/31 | 188.75 | 36.75 | 4
2030/31 | 189.25 | 36.75 | 5
2030/31 | 189.75 | 36.75 | 3
2030/31 | 190.25 | 36.75 | 2
2030/31 | 190.75 | 36.75 | 5
2030/31 | 191.25 | 36.75 | 5
2030/31 | 191.75 | 36.75 | 11
2030/31 | 192.25 | 36.75 | 6
2030/31 | 192.75 | 36.75 | 10
2030/31 | 193.25 | 36.75 | 9
2030/31 | 193.75 | 36.75 | 5
2030/31 | 194.25 | 36.75 | 5
2030/31 | 194.75 | 36.75 | 6
2030/31 | 195.25 | 36.75 | 3
2030/31 | 195.75 | 36.75 | 7
2030/31 | 196.25 | 36.75 | 4
2030/31 | 196.75 | 36.75 | 5
2030/31 | 197.25 | 36.75 | 2
2030/31 | 198.75 | 36.75 | 3
2030/31 | 199.25 | 36.75 | 3
2030/31 | 199.75 | 36.75 | 2
2030/31 | 200.25 | 36.75 | 3
2030/31 | 200.75 | 36.75 | 1
2030/31 | 201.25 | 36.75 | 1
2030/31 | 201.75 | 36.75 | 5
2030/31 | 202.25 | 36.75 | 6
2030/31 | 202.75 | 36.75 | 1
2030/31 | 203.25 | 36.75 | 2
2030/31 | 203.75 | 36.75 | 1
2030/31 | 204.25 | 36.75 | 2
2030/31 | 204.75 | 36.75 | 2
2030/31 | 205.25 | 36.75 | 1
2030/31 | 205.75 | 36.75 | 1
2030/31 | 206.25 | 36.75 | 2
2030/31 | 206.75 | 36.75 | 2
2030/31 | 207.25 | 36.75 | 2
2030/31 | 208.25 | 36.75 | 1
2030/31 | 208.75 | 36.75 | 3
2030/31 | 209.25 | 36.75 | 1
2030/31 | 209.75 | 36.75 | 2
2030/31 | 210.75 | 36.75 | 3
2030/31 | 211.25 | 36.75 | 2
2030/31 | 211.75 | 36.75 | 2
2030/31 | 212.25 | 36.75 | 2
2030/31 | 213.25 | 36.75 | 2
2030/31 | 214.25 | 36.75 | 2
2030/31 | 214.75 | 36.75 | 2
2030/31 | 215.25 | 36.75 | 1
2030/31 | 215.75 | 36.75 | 1
2030/31 | 216.25 | 36.75 | 1
2030/31 | 217.25 | 36.75 | 3
2030/31 | 218.25 | 36.75 | 1
2030/31 | 219.25 | 36.75 | 2
2030/31 | 219.75 | 36.75 | 1
2030/31 | 220.25 | 36.75 | 1
2030/31 | 221.25 | 36.75 | 1
2030/31 | 221.75 | 36.75 | 1
2030/31 | 223.25 | 36.75 | 2
2030/31 | 223.75 | 36.75 | 1
2030/31 | 224.25 | 36.75 | 3
2030/31 | 224.75 | 36.75 | 3
2030/31 | 225.75 | 36.75 | 1
2030/31 | 226.25 | 36.75 | 1
2030/31 | 227.75 | 36.75 | 4
2030/31 | 228.25 | 36.75 | 1
2030/31 | 228.75 | 36.75 | 1
2030/31 | 230.25 | 36.75 | 1
2030/31 | 230.75 | 36.75 | 1
2030/31 | 231.75 | 36.75 | 2
2030/31 | 232.25 | 36.75 | 1
2030/31 | 234.25 | 36.75 | 1
2030/31 | 234.75 | 36.75 | 1
2030/31 | 236.25 | 36.75 | 1
2030/31 | 236.75 | 36.75 | 1
2030/31 | 239.25 | 36.75 | 2
2030/31 | 239.75 | 36.75 | 1
2030/31 | 243.25 | 36.75 | 1
2030/31 | 245.25 | 36.75 | 2
2030/31 | 247.75 | 36.75 | 1
2030/31 | 250.25 | 36.75 | 1
2030/31 | 260.75 | 36.75 | 1
2030/31 | 282.25 | 36.75 | 1
2030/31 | 287.25 | 36.75 | 1
2030/31 | 60.75 | 37.25 | 1
2030/31 | 65.25 | 37.25 | 2
2030/31 | 66.75 | 37.25 | 2
2030/31 | 67.25 | 37.25 | 3
2030/31 | 67.75 | 37.25 | 1
2030/31 | 68.25 | 37.25 | 1
2030/31 | 68.75 | 37.25 | 3
2030/31 | 69.25 | 37.25 | 1
2030/31 | 69.75 | 37.25 | 4
2030/31 | 70.25 | 37.25 | 6
2030/31 | 70.75 | 37.25 | 6
2030/31 | 71.25 | 37.25 | 6
2030/31 | 71.75 | 37.25 | 6
2030/31 | 72.25 | 37.25 | 5
2030/31 | 72.75 | 37.25 | 11
2030/31 | 73.25 | 37.25 | 4
2030/31 | 73.75 | 37.25 | 6
2030/31 | 74.25 | 37.25 | 11
2030/31 | 74.75 | 37.25 | 12
2030/31 | 75.25 | 37.25 | 13
2030/31 | 75.75 | 37.25 | 13
2030/31 | 76.25 | 37.25 | 19
2030/31 | 76.75 | 37.25 | 12
2030/31 | 77.25 | 37.25 | 10
2030/31 | 77.75 | 37.25 | 15
2030/31 | 78.25 | 37.25 | 25
2030/31 | 78.75 | 37.25 | 20
2030/31 | 79.25 | 37.25 | 19
2030/31 | 79.75 | 37.25 | 15
2030/31 | 80.25 | 37.25 | 19
2030/31 | 80.75 | 37.25 | 19
2030/31 | 81.25 | 37.25 | 17
2030/31 | 81.75 | 37.25 | 23
2030/31 | 82.25 | 37.25 | 25
2030/31 | 82.75 | 37.25 | 33
2030/31 | 83.25 | 37.25 | 31
2030/31 | 83.75 | 37.25 | 29
2030/31 | 84.25 | 37.25 | 32
2030/31 | 84.75 | 37.25 | 25
2030/31 | 85.25 | 37.25 | 27
2030/31 | 85.75 | 37.25 | 30
2030/31 | 86.25 | 37.25 | 36
2030/31 | 86.75 | 37.25 | 49
2030/31 | 87.25 | 37.25 | 31
2030/31 | 87.75 | 37.25 | 37
2030/31 | 88.25 | 37.25 | 34
2030/31 | 88.75 | 37.25 | 39
2030/31 | 89.25 | 37.25 | 39
2030/31 | 89.75 | 37.25 | 41
2030/31 | 90.25 | 37.25 | 49
2030/31 | 90.75 | 37.25 | 46
2030/31 | 91.25 | 37.25 | 42
2030/31 | 91.75 | 37.25 | 38
2030/31 | 92.25 | 37.25 | 44
2030/31 | 92.75 | 37.25 | 41
2030/31 | 93.25 | 37.25 | 43
2030/31 | 93.75 | 37.25 | 35
2030/31 | 94.25 | 37.25 | 33
2030/31 | 94.75 | 37.25 | 47
2030/31 | 95.25 | 37.25 | 59
2030/31 | 95.75 | 37.25 | 40
2030/31 | 96.25 | 37.25 | 44
2030/31 | 96.75 | 37.25 | 47
2030/31 | 97.25 | 37.25 | 47
2030/31 | 97.75 | 37.25 | 51
2030/31 | 98.25 | 37.25 | 52
2030/31 | 98.75 | 37.25 | 57
2030/31 | 99.25 | 37.25 | 58
2030/31 | 99.75 | 37.25 | 53
2030/31 | 100.25 | 37.25 | 50
2030/31 | 100.75 | 37.25 | 60
2030/31 | 101.25 | 37.25 | 55
2030/31 | 101.75 | 37.25 | 50
2030/31 | 102.25 | 37.25 | 45
2030/31 | 102.75 | 37.25 | 60
2030/31 | 103.25 | 37.25 | 51
2030/31 | 103.75 | 37.25 | 49
2030/31 | 104.25 | 37.25 | 47
2030/31 | 104.75 | 37.25 | 78
2030/31 | 105.25 | 37.25 | 42
2030/31 | 105.75 | 37.25 | 63
2030/31 | 106.25 | 37.25 | 61
2030/31 | 106.75 | 37.25 | 66
2030/31 | 107.25 | 37.25 | 55
2030/31 | 107.75 | 37.25 | 61
2030/31 | 108.25 | 37.25 | 60
2030/31 | 108.75 | 37.25 | 62
2030/31 | 109.25 | 37.25 | 69
2030/31 | 109.75 | 37.25 | 57
2030/31 | 110.25 | 37.25 | 58
2030/31 | 110.75 | 37.25 | 82
2030/31 | 111.25 | 37.25 | 54
2030/31 | 111.75 | 37.25 | 67
2030/31 | 112.25 | 37.25 | 60
2030/31 | 112.75 | 37.25 | 75
2030/31 | 113.25 | 37.25 | 38
2030/31 | 113.75 | 37.25 | 58
2030/31 | 114.25 | 37.25 | 56
2030/31 | 114.75 | 37.25 | 62
2030/31 | 115.25 | 37.25 | 73
2030/31 | 115.75 | 37.25 | 68
2030/31 | 116.25 | 37.25 | 77
2030/31 | 116.75 | 37.25 | 63
2030/31 | 117.25 | 37.25 | 67
2030/31 | 117.75 | 37.25 | 67
2030/31 | 118.25 | 37.25 | 76
2030/31 | 118.75 | 37.25 | 68
2030/31 | 119.25 | 37.25 | 60
2030/31 | 119.75 | 37.25 | 67
2030/31 | 120.25 | 37.25 | 60
2030/31 | 120.75 | 37.25 | 65
2030/31 | 121.25 | 37.25 | 72
2030/31 | 121.75 | 37.25 | 84
2030/31 | 122.25 | 37.25 | 52
2030/31 | 122.75 | 37.25 | 82
2030/31 | 123.25 | 37.25 | 72
2030/31 | 123.75 | 37.25 | 61
2030/31 | 124.25 | 37.25 | 75
2030/31 | 124.75 | 37.25 | 72
2030/31 | 125.25 | 37.25 | 69
2030/31 | 125.75 | 37.25 | 60
2030/31 | 126.25 | 37.25 | 67
2030/31 | 126.75 | 37.25 | 58
2030/31 | 127.25 | 37.25 | 63
2030/31 | 127.75 | 37.25 | 56
2030/31 | 128.25 | 37.25 | 61
2030/31 | 128.75 | 37.25 | 52
2030/31 | 129.25 | 37.25 | 60
2030/31 | 129.75 | 37.25 | 54
2030/31 | 130.25 | 37.25 | 61
2030/31 | 130.75 | 37.25 | 63
2030/31 | 131.25 | 37.25 | 49
2030/31 | 131.75 | 37.25 | 58
2030/31 | 132.25 | 37.25 | 59
2030/31 | 132.75 | 37.25 | 40
2030/31 | 133.25 | 37.25 | 47
2030/31 | 133.75 | 37.25 | 57
2030/31 | 134.25 | 37.25 | 47
2030/31 | 134.75 | 37.25 | 66
2030/31 | 135.25 | 37.25 | 53
2030/31 | 135.75 | 37.25 | 55
2030/31 | 136.25 | 37.25 | 60
2030/31 | 136.75 | 37.25 | 43
2030/31 | 137.25 | 37.25 | 55
2030/31 | 137.75 | 37.25 | 53
2030/31 | 138.25 | 37.25 | 38
2030/31 | 138.75 | 37.25 | 55
2030/31 | 139.25 | 37.25 | 47
2030/31 | 139.75 | 37.25 | 36
2030/31 | 140.25 | 37.25 | 46
2030/31 | 140.75 | 37.25 | 47
2030/31 | 141.25 | 37.25 | 30
2030/31 | 141.75 | 37.25 | 43
2030/31 | 142.25 | 37.25 | 33
2030/31 | 142.75 | 37.25 | 47
2030/31 | 143.25 | 37.25 | 31
2030/31 | 143.75 | 37.25 | 34
2030/31 | 144.25 | 37.25 | 34
2030/31 | 144.75 | 37.25 | 28
2030/31 | 145.25 | 37.25 | 27
2030/31 | 145.75 | 37.25 | 36
2030/31 | 146.25 | 37.25 | 33
2030/31 | 146.75 | 37.25 | 33
2030/31 | 147.25 | 37.25 | 41
2030/31 | 147.75 | 37.25 | 23
2030/31 | 148.25 | 37.25 | 27
2030/31 | 148.75 | 37.25 | 36
2030/31 | 149.25 | 37.25 | 23
2030/31 | 149.75 | 37.25 | 23
2030/31 | 150.25 | 37.25 | 26
2030/31 | 150.75 | 37.25 | 30
2030/31 | 151.25 | 37.25 | 23
2030/31 | 151.75 | 37.25 | 26
2030/31 | 152.25 | 37.25 | 30
2030/31 | 152.75 | 37.25 | 24
2030/31 | 153.25 | 37.25 | 25
2030/31 | 153.75 | 37.25 | 23
2030/31 | 154.25 | 37.25 | 26
2030/31 | 154.75 | 37.25 | 26
2030/31 | 155.25 | 37.25 | 29
2030/31 | 155.75 | 37.25 | 24
2030/31 | 156.25 | 37.25 | 20
2030/31 | 156.75 | 37.25 | 24
2030/31 | 157.25 | 37.25 | 27
2030/31 | 157.75 | 37.25 | 23
2030/31 | 158.25 | 37.25 | 20
2030/31 | 158.75 | 37.25 | 22
2030/31 | 159.25 | 37.25 | 11
2030/31 | 159.75 | 37.25 | 21
2030/31 | 160.25 | 37.25 | 24
2030/31 | 160.75 | 37.25 | 14
2030/31 | 161.25 | 37.25 | 18
2030/31 | 161.75 | 37.25 | 19
2030/31 | 162.25 | 37.25 | 12
2030/31 | 162.75 | 37.25 | 23
2030/31 | 163.25 | 37.25 | 15
2030/31 | 163.75 | 37.25 | 15
2030/31 | 164.25 | 37.25 | 9
2030/31 | 164.75 | 37.25 | 15
2030/31 | 165.25 | 37.25 | 18
2030/31 | 165.75 | 37.25 | 12
2030/31 | 166.25 | 37.25 | 7
2030/31 | 166.75 | 37.25 | 16
2030/31 | 167.25 | 37.25 | 13
2030/31 | 167.75 | 37.25 | 5
2030/31 | 168.25 | 37.25 | 17
2030/31 | 168.75 | 37.25 | 11
2030/31 | 169.25 | 37.25 | 16
2030/31 | 169.75 | 37.25 | 9
2030/31 | 170.25 | 37.25 | 11
2030/31 | 170.75 | 37.25 | 13
2030/31 | 171.25 | 37.25 | 6
2030/31 | 171.75 | 37.25 | 18
2030/31 | 172.25 | 37.25 | 7
2030/31 | 172.75 | 37.25 | 6
2030/31 | 173.25 | 37.25 | 10
2030/31 | 173.75 | 37.25 | 8
2030/31 | 174.25 | 37.25 | 7
2030/31 | 174.75 | 37.25 | 9
2030/31 | 175.25 | 37.25 | 9
2030/31 | 175.75 | 37.25 | 9
2030/31 | 176.25 | 37.25 | 3
2030/31 | 176.75 | 37.25 | 10
2030/31 | 177.25 | 37.25 | 12
2030/31 | 177.75 | 37.25 | 10
2030/31 | 178.25 | 37.25 | 4
2030/31 | 178.75 | 37.25 | 8
2030/31 | 179.25 | 37.25 | 7
2030/31 | 179.75 | 37.25 | 6
2030/31 | 180.25 | 37.25 | 6
2030/31 | 180.75 | 37.25 | 13
2030/31 | 181.25 | 37.25 | 8
2030/31 | 181.75 | 37.25 | 11
2030/31 | 182.25 | 37.25 | 7
2030/31 | 182.75 | 37.25 | 4
2030/31 | 183.25 | 37.25 | 6
2030/31 | 183.75 | 37.25 | 6
2030/31 | 184.25 | 37.25 | 5
2030/31 | 184.75 | 37.25 | 7
2030/31 | 185.25 | 37.25 | 4
2030/31 | 185.75 | 37.25 | 6
2030/31 | 186.25 | 37.25 | 13
2030/31 | 186.75 | 37.25 | 8
2030/31 | 187.25 | 37.25 | 6
2030/31 | 187.75 | 37.25 | 9
2030/31 | 188.25 | 37.25 | 6
2030/31 | 188.75 | 37.25 | 12
2030/31 | 189.25 | 37.25 | 5
2030/31 | 189.75 | 37.25 | 12
2030/31 | 190.25 | 37.25 | 4
2030/31 | 190.75 | 37.25 | 4
2030/31 | 191.25 | 37.25 | 5
2030/31 | 191.75 | 37.25 | 7
2030/31 | 192.25 | 37.25 | 6
2030/31 | 192.75 | 37.25 | 4
2030/31 | 193.25 | 37.25 | 5
2030/31 | 193.75 | 37.25 | 2
2030/31 | 194.25 | 37.25 | 5
2030/31 | 194.75 | 37.25 | 5
2030/31 | 195.25 | 37.25 | 4
2030/31 | 195.75 | 37.25 | 8
2030/31 | 196.25 | 37.25 | 1
2030/31 | 196.75 | 37.25 | 1
2030/31 | 197.25 | 37.25 | 5
2030/31 | 197.75 | 37.25 | 3
2030/31 | 198.25 | 37.25 | 5
2030/31 | 198.75 | 37.25 | 5
2030/31 | 199.25 | 37.25 | 8
2030/31 | 199.75 | 37.25 | 4
2030/31 | 200.25 | 37.25 | 6
2030/31 | 200.75 | 37.25 | 2
2030/31 | 201.25 | 37.25 | 3
2030/31 | 201.75 | 37.25 | 4
2030/31 | 202.25 | 37.25 | 3
2030/31 | 202.75 | 37.25 | 5
2030/31 | 203.25 | 37.25 | 2
2030/31 | 203.75 | 37.25 | 3
2030/31 | 204.25 | 37.25 | 3
2030/31 | 204.75 | 37.25 | 2
2030/31 | 205.25 | 37.25 | 5
2030/31 | 205.75 | 37.25 | 1
2030/31 | 206.25 | 37.25 | 2
2030/31 | 206.75 | 37.25 | 3
2030/31 | 207.25 | 37.25 | 3
2030/31 | 207.75 | 37.25 | 1
2030/31 | 208.25 | 37.25 | 3
2030/31 | 208.75 | 37.25 | 3
2030/31 | 209.75 | 37.25 | 2
2030/31 | 210.25 | 37.25 | 4
2030/31 | 210.75 | 37.25 | 2
2030/31 | 211.75 | 37.25 | 2
2030/31 | 212.25 | 37.25 | 3
2030/31 | 212.75 | 37.25 | 2
2030/31 | 213.75 | 37.25 | 2
2030/31 | 215.25 | 37.25 | 3
2030/31 | 216.25 | 37.25 | 3
2030/31 | 216.75 | 37.25 | 1
2030/31 | 217.25 | 37.25 | 2
2030/31 | 218.25 | 37.25 | 3
2030/31 | 218.75 | 37.25 | 1
2030/31 | 219.25 | 37.25 | 5
2030/31 | 219.75 | 37.25 | 2
2030/31 | 220.25 | 37.25 | 3
2030/31 | 220.75 | 37.25 | 3
2030/31 | 221.25 | 37.25 | 4
2030/31 | 221.75 | 37.25 | 1
2030/31 | 222.25 | 37.25 | 1
2030/31 | 222.75 | 37.25 | 1
2030/31 | 224.25 | 37.25 | 1
2030/31 | 224.75 | 37.25 | 2
2030/31 | 225.75 | 37.25 | 1
2030/31 | 226.75 | 37.25 | 1
2030/31 | 228.25 | 37.25 | 1
2030/31 | 229.75 | 37.25 | 1
2030/31 | 230.75 | 37.25 | 1
2030/31 | 231.25 | 37.25 | 2
2030/31 | 231.75 | 37.25 | 1
2030/31 | 232.75 | 37.25 | 1
2030/31 | 234.75 | 37.25 | 1
2030/31 | 237.25 | 37.25 | 1
2030/31 | 239.75 | 37.25 | 2
2030/31 | 242.25 | 37.25 | 1
2030/31 | 245.75 | 37.25 | 1
2030/31 | 247.25 | 37.25 | 1
2030/31 | 248.25 | 37.25 | 1
2030/31 | 253.25 | 37.25 | 1
2030/31 | 254.25 | 37.25 | 1
2030/31 | 254.75 | 37.25 | 1
2030/31 | 257.75 | 37.25 | 1
2030/31 | 269.25 | 37.25 | 1
2030/31 | 272.75 | 37.25 | 1
2030/31 | 62.25 | 37.75 | 1
2030/31 | 63.25 | 37.75 | 1
2030/31 | 64.25 | 37.75 | 1
2030/31 | 65.25 | 37.75 | 1
2030/31 | 65.75 | 37.75 | 2
2030/31 | 66.25 | 37.75 | 1
2030/31 | 67.25 | 37.75 | 3
2030/31 | 67.75 | 37.75 | 4
2030/31 | 68.25 | 37.75 | 2
2030/31 | 68.75 | 37.75 | 1
2030/31 | 69.25 | 37.75 | 3
2030/31 | 69.75 | 37.75 | 8
2030/31 | 70.25 | 37.75 | 3
2030/31 | 70.75 | 37.75 | 5
2030/31 | 71.25 | 37.75 | 1
2030/31 | 71.75 | 37.75 | 8
2030/31 | 72.25 | 37.75 | 5
2030/31 | 72.75 | 37.75 | 3
2030/31 | 73.25 | 37.75 | 6
2030/31 | 73.75 | 37.75 | 10
2030/31 | 74.25 | 37.75 | 8
2030/31 | 74.75 | 37.75 | 7
2030/31 | 75.25 | 37.75 | 7
2030/31 | 75.75 | 37.75 | 15
2030/31 | 76.25 | 37.75 | 11
2030/31 | 76.75 | 37.75 | 13
2030/31 | 77.25 | 37.75 | 10
2030/31 | 77.75 | 37.75 | 12
2030/31 | 78.25 | 37.75 | 13
2030/31 | 78.75 | 37.75 | 24
2030/31 | 79.25 | 37.75 | 13
2030/31 | 79.75 | 37.75 | 20
2030/31 | 80.25 | 37.75 | 14
2030/31 | 80.75 | 37.75 | 20
2030/31 | 81.25 | 37.75 | 22
2030/31 | 81.75 | 37.75 | 18
2030/31 | 82.25 | 37.75 | 32
2030/31 | 82.75 | 37.75 | 34
2030/31 | 83.25 | 37.75 | 20
2030/31 | 83.75 | 37.75 | 28
2030/31 | 84.25 | 37.75 | 29
2030/31 | 84.75 | 37.75 | 23
2030/31 | 85.25 | 37.75 | 43
2030/31 | 85.75 | 37.75 | 31
2030/31 | 86.25 | 37.75 | 37
2030/31 | 86.75 | 37.75 | 52
2030/31 | 87.25 | 37.75 | 48
2030/31 | 87.75 | 37.75 | 44
2030/31 | 88.25 | 37.75 | 36
2030/31 | 88.75 | 37.75 | 42
2030/31 | 89.25 | 37.75 | 48
2030/31 | 89.75 | 37.75 | 46
2030/31 | 90.25 | 37.75 | 41
2030/31 | 90.75 | 37.75 | 33
2030/31 | 91.25 | 37.75 | 41
2030/31 | 91.75 | 37.75 | 55
2030/31 | 92.25 | 37.75 | 36
2030/31 | 92.75 | 37.75 | 46
2030/31 | 93.25 | 37.75 | 37
2030/31 | 93.75 | 37.75 | 39
2030/31 | 94.25 | 37.75 | 51
2030/31 | 94.75 | 37.75 | 51
2030/31 | 95.25 | 37.75 | 40
2030/31 | 95.75 | 37.75 | 45
2030/31 | 96.25 | 37.75 | 48
2030/31 | 96.75 | 37.75 | 58
2030/31 | 97.25 | 37.75 | 47
2030/31 | 97.75 | 37.75 | 56
2030/31 | 98.25 | 37.75 | 49
2030/31 | 98.75 | 37.75 | 61
2030/31 | 99.25 | 37.75 | 58
2030/31 | 99.75 | 37.75 | 46
2030/31 | 100.25 | 37.75 | 55
2030/31 | 100.75 | 37.75 | 57
2030/31 | 101.25 | 37.75 | 60
2030/31 | 101.75 | 37.75 | 48
2030/31 | 102.25 | 37.75 | 65
2030/31 | 102.75 | 37.75 | 59
2030/31 | 103.25 | 37.75 | 54
2030/31 | 103.75 | 37.75 | 48
2030/31 | 104.25 | 37.75 | 48
2030/31 | 104.75 | 37.75 | 63
2030/31 | 105.25 | 37.75 | 59
2030/31 | 105.75 | 37.75 | 54
2030/31 | 106.25 | 37.75 | 54
2030/31 | 106.75 | 37.75 | 51
2030/31 | 107.25 | 37.75 | 60
2030/31 | 107.75 | 37.75 | 62
2030/31 | 108.25 | 37.75 | 74
2030/31 | 108.75 | 37.75 | 65
2030/31 | 109.25 | 37.75 | 58
2030/31 | 109.75 | 37.75 | 50
2030/31 | 110.25 | 37.75 | 69
2030/31 | 110.75 | 37.75 | 60
2030/31 | 111.25 | 37.75 | 60
2030/31 | 111.75 | 37.75 | 59
2030/31 | 112.25 | 37.75 | 59
2030/31 | 112.75 | 37.75 | 60
2030/31 | 113.25 | 37.75 | 66
2030/31 | 113.75 | 37.75 | 55
2030/31 | 114.25 | 37.75 | 67
2030/31 | 114.75 | 37.75 | 71
2030/31 | 115.25 | 37.75 | 70
2030/31 | 115.75 | 37.75 | 65
2030/31 | 116.25 | 37.75 | 64
2030/31 | 116.75 | 37.75 | 66
2030/31 | 117.25 | 37.75 | 90
2030/31 | 117.75 | 37.75 | 79
2030/31 | 118.25 | 37.75 | 54
2030/31 | 118.75 | 37.75 | 70
2030/31 | 119.25 | 37.75 | 55
2030/31 | 119.75 | 37.75 | 58
2030/31 | 120.25 | 37.75 | 73
2030/31 | 120.75 | 37.75 | 71
2030/31 | 121.25 | 37.75 | 61
2030/31 | 121.75 | 37.75 | 59
2030/31 | 122.25 | 37.75 | 69
2030/31 | 122.75 | 37.75 | 64
2030/31 | 123.25 | 37.75 | 73
2030/31 | 123.75 | 37.75 | 70
2030/31 | 124.25 | 37.75 | 80
2030/31 | 124.75 | 37.75 | 60
2030/31 | 125.25 | 37.75 | 59
2030/31 | 125.75 | 37.75 | 76
2030/31 | 126.25 | 37.75 | 60
2030/31 | 126.75 | 37.75 | 82
2030/31 | 127.25 | 37.75 | 54
2030/31 | 127.75 | 37.75 | 58
2030/31 | 128.25 | 37.75 | 71
2030/31 | 128.75 | 37.75 | 76
2030/31 | 129.25 | 37.75 | 51
2030/31 | 129.75 | 37.75 | 57
2030/31 | 130.25 | 37.75 | 67
2030/31 | 130.75 | 37.75 | 63
2030/31 | 131.25 | 37.75 | 57
2030/31 | 131.75 | 37.75 | 57
2030/31 | 132.25 | 37.75 | 72
2030/31 | 132.75 | 37.75 | 65
2030/31 | 133.25 | 37.75 | 68
2030/31 | 133.75 | 37.75 | 61
2030/31 | 134.25 | 37.75 | 49
2030/31 | 134.75 | 37.75 | 46
2030/31 | 135.25 | 37.75 | 49
2030/31 | 135.75 | 37.75 | 50
2030/31 | 136.25 | 37.75 | 63
2030/31 | 136.75 | 37.75 | 61
2030/31 | 137.25 | 37.75 | 47
2030/31 | 137.75 | 37.75 | 59
2030/31 | 138.25 | 37.75 | 48
2030/31 | 138.75 | 37.75 | 40
2030/31 | 139.25 | 37.75 | 58
2030/31 | 139.75 | 37.75 | 34
2030/31 | 140.25 | 37.75 | 64
2030/31 | 140.75 | 37.75 | 34
2030/31 | 141.25 | 37.75 | 57
2030/31 | 141.75 | 37.75 | 40
2030/31 | 142.25 | 37.75 | 52
2030/31 | 142.75 | 37.75 | 49
2030/31 | 143.25 | 37.75 | 47
2030/31 | 143.75 | 37.75 | 51
2030/31 | 144.25 | 37.75 | 37
2030/31 | 144.75 | 37.75 | 44
2030/31 | 145.25 | 37.75 | 37
2030/31 | 145.75 | 37.75 | 41
2030/31 | 146.25 | 37.75 | 18
2030/31 | 146.75 | 37.75 | 34
2030/31 | 147.25 | 37.75 | 44
2030/31 | 147.75 | 37.75 | 28
2030/31 | 148.25 | 37.75 | 38
2030/31 | 148.75 | 37.75 | 34
2030/31 | 149.25 | 37.75 | 25
2030/31 | 149.75 | 37.75 | 24
2030/31 | 150.25 | 37.75 | 20
2030/31 | 150.75 | 37.75 | 31
2030/31 | 151.25 | 37.75 | 40
2030/31 | 151.75 | 37.75 | 31
2030/31 | 152.25 | 37.75 | 31
2030/31 | 152.75 | 37.75 | 25
2030/31 | 153.25 | 37.75 | 27
2030/31 | 153.75 | 37.75 | 26
2030/31 | 154.25 | 37.75 | 25
2030/31 | 154.75 | 37.75 | 24
2030/31 | 155.25 | 37.75 | 26
2030/31 | 155.75 | 37.75 | 21
2030/31 | 156.25 | 37.75 | 19
2030/31 | 156.75 | 37.75 | 19
2030/31 | 157.25 | 37.75 | 17
2030/31 | 157.75 | 37.75 | 21
2030/31 | 158.25 | 37.75 | 18
2030/31 | 158.75 | 37.75 | 25
2030/31 | 159.25 | 37.75 | 25
2030/31 | 159.75 | 37.75 | 19
2030/31 | 160.25 | 37.75 | 15
2030/31 | 160.75 | 37.75 | 28
2030/31 | 161.25 | 37.75 | 12
2030/31 | 161.75 | 37.75 | 20
2030/31 | 162.25 | 37.75 | 20
2030/31 | 162.75 | 37.75 | 12
2030/31 | 163.25 | 37.75 | 20
2030/31 | 163.75 | 37.75 | 16
2030/31 | 164.25 | 37.75 | 22
2030/31 | 164.75 | 37.75 | 18
2030/31 | 165.25 | 37.75 | 9
2030/31 | 165.75 | 37.75 | 9
2030/31 | 166.25 | 37.75 | 13
2030/31 | 166.75 | 37.75 | 18
2030/31 | 167.25 | 37.75 | 15
2030/31 | 167.75 | 37.75 | 12
2030/31 | 168.25 | 37.75 | 10
2030/31 | 168.75 | 37.75 | 13
2030/31 | 169.25 | 37.75 | 13
2030/31 | 169.75 | 37.75 | 7
2030/31 | 170.25 | 37.75 | 9
2030/31 | 170.75 | 37.75 | 12
2030/31 | 171.25 | 37.75 | 13
2030/31 | 171.75 | 37.75 | 12
2030/31 | 172.25 | 37.75 | 14
2030/31 | 172.75 | 37.75 | 7
2030/31 | 173.25 | 37.75 | 15
2030/31 | 173.75 | 37.75 | 9
2030/31 | 174.25 | 37.75 | 13
2030/31 | 174.75 | 37.75 | 14
2030/31 | 175.25 | 37.75 | 8
2030/31 | 175.75 | 37.75 | 12
2030/31 | 176.25 | 37.75 | 12
2030/31 | 176.75 | 37.75 | 6
2030/31 | 177.25 | 37.75 | 5
2030/31 | 177.75 | 37.75 | 15
2030/31 | 178.25 | 37.75 | 5
2030/31 | 178.75 | 37.75 | 12
2030/31 | 179.25 | 37.75 | 10
2030/31 | 179.75 | 37.75 | 11
2030/31 | 180.25 | 37.75 | 7
2030/31 | 180.75 | 37.75 | 10
2030/31 | 181.25 | 37.75 | 8
2030/31 | 181.75 | 37.75 | 9
2030/31 | 182.25 | 37.75 | 7
2030/31 | 182.75 | 37.75 | 4
2030/31 | 183.25 | 37.75 | 6
2030/31 | 183.75 | 37.75 | 9
2030/31 | 184.25 | 37.75 | 10
2030/31 | 184.75 | 37.75 | 8
2030/31 | 185.25 | 37.75 | 13
2030/31 | 185.75 | 37.75 | 6
2030/31 | 186.25 | 37.75 | 8
2030/31 | 186.75 | 37.75 | 6
2030/31 | 187.25 | 37.75 | 5
2030/31 | 187.75 | 37.75 | 9
2030/31 | 188.25 | 37.75 | 8
2030/31 | 188.75 | 37.75 | 5
2030/31 | 189.25 | 37.75 | 10
2030/31 | 189.75 | 37.75 | 5
2030/31 | 190.25 | 37.75 | 8
2030/31 | 190.75 | 37.75 | 7
2030/31 | 191.25 | 37.75 | 8
2030/31 | 191.75 | 37.75 | 4
2030/31 | 192.25 | 37.75 | 3
2030/31 | 192.75 | 37.75 | 8
2030/31 | 193.25 | 37.75 | 6
2030/31 | 193.75 | 37.75 | 4
2030/31 | 194.25 | 37.75 | 6
2030/31 | 194.75 | 37.75 | 3
2030/31 | 195.25 | 37.75 | 1
2030/31 | 195.75 | 37.75 | 8
2030/31 | 196.25 | 37.75 | 2
2030/31 | 196.75 | 37.75 | 6
2030/31 | 197.25 | 37.75 | 4
2030/31 | 197.75 | 37.75 | 6
2030/31 | 198.25 | 37.75 | 1
2030/31 | 198.75 | 37.75 | 2
2030/31 | 199.25 | 37.75 | 8
2030/31 | 199.75 | 37.75 | 3
2030/31 | 200.25 | 37.75 | 3
2030/31 | 200.75 | 37.75 | 2
2030/31 | 201.25 | 37.75 | 7
2030/31 | 201.75 | 37.75 | 4
2030/31 | 202.25 | 37.75 | 5
2030/31 | 202.75 | 37.75 | 3
2030/31 | 203.25 | 37.75 | 2
2030/31 | 203.75 | 37.75 | 4
2030/31 | 204.25 | 37.75 | 4
2030/31 | 204.75 | 37.75 | 2
2030/31 | 205.25 | 37.75 | 1
2030/31 | 205.75 | 37.75 | 3
2030/31 | 206.25 | 37.75 | 4
2030/31 | 206.75 | 37.75 | 1
2030/31 | 207.25 | 37.75 | 3
2030/31 | 207.75 | 37.75 | 1
2030/31 | 208.75 | 37.75 | 4
2030/31 | 209.25 | 37.75 | 6
2030/31 | 209.75 | 37.75 | 1
2030/31 | 210.25 | 37.75 | 4
2030/31 | 210.75 | 37.75 | 5
2030/31 | 211.25 | 37.75 | 3
2030/31 | 211.75 | 37.75 | 5
2030/31 | 212.25 | 37.75 | 2
2030/31 | 212.75 | 37.75 | 3
2030/31 | 213.25 | 37.75 | 2
2030/31 | 213.75 | 37.75 | 2
2030/31 | 214.25 | 37.75 | 1
2030/31 | 214.75 | 37.75 | 1
2030/31 | 215.25 | 37.75 | 3
2030/31 | 216.25 | 37.75 | 1
2030/31 | 216.75 | 37.75 | 3
2030/31 | 217.25 | 37.75 | 5
2030/31 | 217.75 | 37.75 | 3
2030/31 | 218.25 | 37.75 | 1
2030/31 | 218.75 | 37.75 | 3
2030/31 | 220.25 | 37.75 | 2
2030/31 | 220.75 | 37.75 | 1
2030/31 | 221.25 | 37.75 | 2
2030/31 | 222.75 | 37.75 | 2
2030/31 | 223.25 | 37.75 | 2
2030/31 | 223.75 | 37.75 | 1
2030/31 | 224.75 | 37.75 | 1
2030/31 | 225.25 | 37.75 | 4
2030/31 | 225.75 | 37.75 | 1
2030/31 | 226.75 | 37.75 | 1
2030/31 | 227.25 | 37.75 | 1
2030/31 | 227.75 | 37.75 | 3
2030/31 | 228.75 | 37.75 | 1
2030/31 | 229.75 | 37.75 | 2
2030/31 | 230.75 | 37.75 | 2
2030/31 | 232.25 | 37.75 | 1
2030/31 | 233.75 | 37.75 | 2
2030/31 | 234.25 | 37.75 | 1
2030/31 | 234.75 | 37.75 | 1
2030/31 | 235.25 | 37.75 | 1
2030/31 | 235.75 | 37.75 | 1
2030/31 | 236.25 | 37.75 | 1
2030/31 | 237.75 | 37.75 | 1
2030/31 | 240.75 | 37.75 | 1
2030/31 | 245.25 | 37.75 | 1
2030/31 | 246.75 | 37.75 | 1
2030/31 | 249.75 | 37.75 | 1
2030/31 | 251.75 | 37.75 | 1
2030/31 | 252.25 | 37.75 | 1
2030/31 | 258.25 | 37.75 | 1
2030/31 | 259.25 | 37.75 | 1
2030/31 | 271.25 | 37.75 | 1
2030/31 | 274.25 | 37.75 | 1
2030/31 | 275.75 | 37.75 | 1
2030/31 | 277.75 | 37.75 | 1
2030/31 | 279.75 | 37.75 | 1
2030/31 | 65.25 | 38.25 | 1
2030/31 | 65.75 | 38.25 | 1
2030/31 | 66.25 | 38.25 | 1
2030/31 | 66.75 | 38.25 | 1
2030/31 | 67.75 | 38.25 | 1
2030/31 | 68.25 | 38.25 | 3
2030/31 | 68.75 | 38.25 | 2
2030/31 | 69.25 | 38.25 | 5
2030/31 | 69.75 | 38.25 | 4
2030/31 | 70.25 | 38.25 | 3
2030/31 | 70.75 | 38.25 | 8
2030/31 | 71.25 | 38.25 | 3
2030/31 | 71.75 | 38.25 | 3
2030/31 | 72.25 | 38.25 | 2
2030/31 | 72.75 | 38.25 | 12
2030/31 | 73.25 | 38.25 | 9
2030/31 | 73.75 | 38.25 | 6
2030/31 | 74.25 | 38.25 | 6
2030/31 | 74.75 | 38.25 | 9
2030/31 | 75.25 | 38.25 | 5
2030/31 | 75.75 | 38.25 | 11
2030/31 | 76.25 | 38.25 | 10
2030/31 | 76.75 | 38.25 | 14
2030/31 | 77.25 | 38.25 | 14
2030/31 | 77.75 | 38.25 | 16
2030/31 | 78.25 | 38.25 | 15
2030/31 | 78.75 | 38.25 | 19
2030/31 | 79.25 | 38.25 | 17
2030/31 | 79.75 | 38.25 | 20
2030/31 | 80.25 | 38.25 | 27
2030/31 | 80.75 | 38.25 | 24
2030/31 | 81.25 | 38.25 | 17
2030/31 | 81.75 | 38.25 | 22
2030/31 | 82.25 | 38.25 | 19
2030/31 | 82.75 | 38.25 | 21
2030/31 | 83.25 | 38.25 | 27
2030/31 | 83.75 | 38.25 | 35
2030/31 | 84.25 | 38.25 | 24
2030/31 | 84.75 | 38.25 | 29
2030/31 | 85.25 | 38.25 | 31
2030/31 | 85.75 | 38.25 | 43
2030/31 | 86.25 | 38.25 | 49
2030/31 | 86.75 | 38.25 | 44
2030/31 | 87.25 | 38.25 | 38
2030/31 | 87.75 | 38.25 | 42
2030/31 | 88.25 | 38.25 | 49
2030/31 | 88.75 | 38.25 | 53
2030/31 | 89.25 | 38.25 | 45
2030/31 | 89.75 | 38.25 | 41
2030/31 | 90.25 | 38.25 | 41
2030/31 | 90.75 | 38.25 | 53
2030/31 | 91.25 | 38.25 | 55
2030/31 | 91.75 | 38.25 | 52
2030/31 | 92.25 | 38.25 | 47
2030/31 | 92.75 | 38.25 | 48
2030/31 | 93.25 | 38.25 | 61
2030/31 | 93.75 | 38.25 | 58
2030/31 | 94.25 | 38.25 | 49
2030/31 | 94.75 | 38.25 | 46
2030/31 | 95.25 | 38.25 | 52
2030/31 | 95.75 | 38.25 | 50
2030/31 | 96.25 | 38.25 | 43
2030/31 | 96.75 | 38.25 | 48
2030/31 | 97.25 | 38.25 | 63
2030/31 | 97.75 | 38.25 | 60
2030/31 | 98.25 | 38.25 | 55
2030/31 | 98.75 | 38.25 | 54
2030/31 | 99.25 | 38.25 | 59
2030/31 | 99.75 | 38.25 | 51
2030/31 | 100.25 | 38.25 | 54
2030/31 | 100.75 | 38.25 | 53
2030/31 | 101.25 | 38.25 | 59
2030/31 | 101.75 | 38.25 | 59
2030/31 | 102.25 | 38.25 | 62
2030/31 | 102.75 | 38.25 | 58
2030/31 | 103.25 | 38.25 | 66
2030/31 | 103.75 | 38.25 | 43
2030/31 | 104.25 | 38.25 | 58
2030/31 | 104.75 | 38.25 | 65
2030/31 | 105.25 | 38.25 | 55
2030/31 | 105.75 | 38.25 | 54
2030/31 | 106.25 | 38.25 | 62
2030/31 | 106.75 | 38.25 | 53
2030/31 | 107.25 | 38.25 | 57
2030/31 | 107.75 | 38.25 | 59
2030/31 | 108.25 | 38.25 | 63
2030/31 | 108.75 | 38.25 | 69
2030/31 | 109.25 | 38.25 | 78
2030/31 | 109.75 | 38.25 | 64
2030/31 | 110.25 | 38.25 | 82
2030/31 | 110.75 | 38.25 | 82
2030/31 | 111.25 | 38.25 | 49
2030/31 | 111.75 | 38.25 | 60
2030/31 | 112.25 | 38.25 | 54
2030/31 | 112.75 | 38.25 | 69
2030/31 | 113.25 | 38.25 | 77
2030/31 | 113.75 | 38.25 | 76
2030/31 | 114.25 | 38.25 | 71
2030/31 | 114.75 | 38.25 | 68
2030/31 | 115.25 | 38.25 | 51
2030/31 | 115.75 | 38.25 | 69
2030/31 | 116.25 | 38.25 | 86
2030/31 | 116.75 | 38.25 | 75
2030/31 | 117.25 | 38.25 | 77
2030/31 | 117.75 | 38.25 | 86
2030/31 | 118.25 | 38.25 | 60
2030/31 | 118.75 | 38.25 | 68
2030/31 | 119.25 | 38.25 | 68
2030/31 | 119.75 | 38.25 | 63
2030/31 | 120.25 | 38.25 | 58
2030/31 | 120.75 | 38.25 | 66
2030/31 | 121.25 | 38.25 | 67
2030/31 | 121.75 | 38.25 | 77
2030/31 | 122.25 | 38.25 | 89
2030/31 | 122.75 | 38.25 | 53
2030/31 | 123.25 | 38.25 | 79
2030/31 | 123.75 | 38.25 | 58
2030/31 | 124.25 | 38.25 | 76
2030/31 | 124.75 | 38.25 | 69
2030/31 | 125.25 | 38.25 | 68
2030/31 | 125.75 | 38.25 | 56
2030/31 | 126.25 | 38.25 | 69
2030/31 | 126.75 | 38.25 | 60
2030/31 | 127.25 | 38.25 | 63
2030/31 | 127.75 | 38.25 | 59
2030/31 | 128.25 | 38.25 | 75
2030/31 | 128.75 | 38.25 | 64
2030/31 | 129.25 | 38.25 | 69
2030/31 | 129.75 | 38.25 | 71
2030/31 | 130.25 | 38.25 | 61
2030/31 | 130.75 | 38.25 | 61
2030/31 | 131.25 | 38.25 | 70
2030/31 | 131.75 | 38.25 | 56
2030/31 | 132.25 | 38.25 | 52
2030/31 | 132.75 | 38.25 | 67
2030/31 | 133.25 | 38.25 | 59
2030/31 | 133.75 | 38.25 | 60
2030/31 | 134.25 | 38.25 | 59
2030/31 | 134.75 | 38.25 | 50
2030/31 | 135.25 | 38.25 | 62
2030/31 | 135.75 | 38.25 | 68
2030/31 | 136.25 | 38.25 | 46
2030/31 | 136.75 | 38.25 | 59
2030/31 | 137.25 | 38.25 | 52
2030/31 | 137.75 | 38.25 | 65
2030/31 | 138.25 | 38.25 | 50
2030/31 | 138.75 | 38.25 | 48
2030/31 | 139.25 | 38.25 | 52
2030/31 | 139.75 | 38.25 | 48
2030/31 | 140.25 | 38.25 | 47
2030/31 | 140.75 | 38.25 | 43
2030/31 | 141.25 | 38.25 | 60
2030/31 | 141.75 | 38.25 | 45
2030/31 | 142.25 | 38.25 | 56
2030/31 | 142.75 | 38.25 | 45
2030/31 | 143.25 | 38.25 | 49
2030/31 | 143.75 | 38.25 | 33
2030/31 | 144.25 | 38.25 | 36
2030/31 | 144.75 | 38.25 | 33
2030/31 | 145.25 | 38.25 | 40
2030/31 | 145.75 | 38.25 | 48
2030/31 | 146.25 | 38.25 | 37
2030/31 | 146.75 | 38.25 | 48
2030/31 | 147.25 | 38.25 | 35
2030/31 | 147.75 | 38.25 | 36
2030/31 | 148.25 | 38.25 | 40
2030/31 | 148.75 | 38.25 | 44
2030/31 | 149.25 | 38.25 | 37
2030/31 | 149.75 | 38.25 | 34
2030/31 | 150.25 | 38.25 | 22
2030/31 | 150.75 | 38.25 | 33
2030/31 | 151.25 | 38.25 | 31
2030/31 | 151.75 | 38.25 | 32
2030/31 | 152.25 | 38.25 | 26
2030/31 | 152.75 | 38.25 | 30
2030/31 | 153.25 | 38.25 | 23
2030/31 | 153.75 | 38.25 | 30
2030/31 | 154.25 | 38.25 | 20
2030/31 | 154.75 | 38.25 | 22
2030/31 | 155.25 | 38.25 | 22
2030/31 | 155.75 | 38.25 | 22
2030/31 | 156.25 | 38.25 | 24
2030/31 | 156.75 | 38.25 | 15
2030/31 | 157.25 | 38.25 | 28
2030/31 | 157.75 | 38.25 | 20
2030/31 | 158.25 | 38.25 | 25
2030/31 | 158.75 | 38.25 | 17
2030/31 | 159.25 | 38.25 | 12
2030/31 | 159.75 | 38.25 | 17
2030/31 | 160.25 | 38.25 | 7
2030/31 | 160.75 | 38.25 | 20
2030/31 | 161.25 | 38.25 | 18
2030/31 | 161.75 | 38.25 | 23
2030/31 | 162.25 | 38.25 | 17
2030/31 | 162.75 | 38.25 | 24
2030/31 | 163.25 | 38.25 | 21
2030/31 | 163.75 | 38.25 | 20
2030/31 | 164.25 | 38.25 | 12
2030/31 | 164.75 | 38.25 | 17
2030/31 | 165.25 | 38.25 | 15
2030/31 | 165.75 | 38.25 | 14
2030/31 | 166.25 | 38.25 | 20
2030/31 | 166.75 | 38.25 | 22
2030/31 | 167.25 | 38.25 | 15
2030/31 | 167.75 | 38.25 | 13
2030/31 | 168.25 | 38.25 | 17
2030/31 | 168.75 | 38.25 | 16
2030/31 | 169.25 | 38.25 | 13
2030/31 | 169.75 | 38.25 | 11
2030/31 | 170.25 | 38.25 | 14
2030/31 | 170.75 | 38.25 | 11
2030/31 | 171.25 | 38.25 | 11
2030/31 | 171.75 | 38.25 | 15
2030/31 | 172.25 | 38.25 | 9
2030/31 | 172.75 | 38.25 | 10
2030/31 | 173.25 | 38.25 | 12
2030/31 | 173.75 | 38.25 | 6
2030/31 | 174.25 | 38.25 | 7
2030/31 | 174.75 | 38.25 | 10
2030/31 | 175.25 | 38.25 | 13
2030/31 | 175.75 | 38.25 | 15
2030/31 | 176.25 | 38.25 | 14
2030/31 | 176.75 | 38.25 | 8
2030/31 | 177.25 | 38.25 | 8
2030/31 | 177.75 | 38.25 | 13
2030/31 | 178.25 | 38.25 | 8
2030/31 | 178.75 | 38.25 | 11
2030/31 | 179.25 | 38.25 | 11
2030/31 | 179.75 | 38.25 | 6
2030/31 | 180.25 | 38.25 | 13
2030/31 | 180.75 | 38.25 | 13
2030/31 | 181.25 | 38.25 | 9
2030/31 | 181.75 | 38.25 | 11
2030/31 | 182.25 | 38.25 | 5
2030/31 | 182.75 | 38.25 | 10
2030/31 | 183.25 | 38.25 | 8
2030/31 | 183.75 | 38.25 | 8
2030/31 | 184.25 | 38.25 | 10
2030/31 | 184.75 | 38.25 | 7
2030/31 | 185.25 | 38.25 | 10
2030/31 | 185.75 | 38.25 | 11
2030/31 | 186.25 | 38.25 | 10
2030/31 | 186.75 | 38.25 | 5
2030/31 | 187.25 | 38.25 | 8
2030/31 | 187.75 | 38.25 | 7
2030/31 | 188.25 | 38.25 | 8
2030/31 | 188.75 | 38.25 | 5
2030/31 | 189.25 | 38.25 | 7
2030/31 | 189.75 | 38.25 | 5
2030/31 | 190.25 | 38.25 | 10
2030/31 | 190.75 | 38.25 | 5
2030/31 | 191.25 | 38.25 | 4
2030/31 | 191.75 | 38.25 | 7
2030/31 | 192.25 | 38.25 | 6
2030/31 | 192.75 | 38.25 | 8
2030/31 | 193.25 | 38.25 | 9
2030/31 | 193.75 | 38.25 | 4
2030/31 | 194.25 | 38.25 | 8
2030/31 | 194.75 | 38.25 | 3
2030/31 | 195.25 | 38.25 | 9
2030/31 | 195.75 | 38.25 | 7
2030/31 | 196.25 | 38.25 | 5
2030/31 | 196.75 | 38.25 | 3
2030/31 | 197.75 | 38.25 | 6
2030/31 | 198.25 | 38.25 | 2
2030/31 | 198.75 | 38.25 | 5
2030/31 | 199.25 | 38.25 | 4
2030/31 | 199.75 | 38.25 | 4
2030/31 | 200.25 | 38.25 | 7
2030/31 | 200.75 | 38.25 | 1
2030/31 | 201.25 | 38.25 | 8
2030/31 | 201.75 | 38.25 | 5
2030/31 | 202.25 | 38.25 | 4
2030/31 | 202.75 | 38.25 | 5
2030/31 | 203.25 | 38.25 | 2
2030/31 | 203.75 | 38.25 | 5
2030/31 | 204.25 | 38.25 | 3
2030/31 | 204.75 | 38.25 | 1
2030/31 | 205.25 | 38.25 | 3
2030/31 | 205.75 | 38.25 | 4
2030/31 | 206.25 | 38.25 | 2
2030/31 | 206.75 | 38.25 | 1
2030/31 | 207.25 | 38.25 | 5
2030/31 | 207.75 | 38.25 | 4
2030/31 | 208.25 | 38.25 | 3
2030/31 | 209.25 | 38.25 | 4
2030/31 | 210.25 | 38.25 | 5
2030/31 | 210.75 | 38.25 | 4
2030/31 | 211.25 | 38.25 | 2
2030/31 | 211.75 | 38.25 | 3
2030/31 | 213.25 | 38.25 | 1
2030/31 | 214.25 | 38.25 | 3
2030/31 | 214.75 | 38.25 | 3
2030/31 | 215.25 | 38.25 | 2
2030/31 | 215.75 | 38.25 | 2
2030/31 | 216.75 | 38.25 | 5
2030/31 | 217.25 | 38.25 | 3
2030/31 | 217.75 | 38.25 | 1
2030/31 | 218.25 | 38.25 | 1
2030/31 | 218.75 | 38.25 | 2
2030/31 | 219.25 | 38.25 | 3
2030/31 | 219.75 | 38.25 | 1
2030/31 | 220.25 | 38.25 | 1
2030/31 | 220.75 | 38.25 | 1
2030/31 | 221.25 | 38.25 | 2
2030/31 | 221.75 | 38.25 | 2
2030/31 | 222.25 | 38.25 | 1
2030/31 | 222.75 | 38.25 | 1
2030/31 | 223.25 | 38.25 | 1
2030/31 | 224.25 | 38.25 | 4
2030/31 | 224.75 | 38.25 | 1
2030/31 | 225.25 | 38.25 | 3
2030/31 | 225.75 | 38.25 | 1
2030/31 | 226.25 | 38.25 | 1
2030/31 | 226.75 | 38.25 | 1
2030/31 | 227.25 | 38.25 | 1
2030/31 | 227.75 | 38.25 | 1
2030/31 | 228.25 | 38.25 | 1
2030/31 | 228.75 | 38.25 | 1
2030/31 | 229.75 | 38.25 | 2
2030/31 | 230.25 | 38.25 | 1
2030/31 | 230.75 | 38.25 | 2
2030/31 | 231.75 | 38.25 | 1
2030/31 | 232.75 | 38.25 | 2
2030/31 | 233.25 | 38.25 | 1
2030/31 | 233.75 | 38.25 | 4
2030/31 | 234.25 | 38.25 | 1
2030/31 | 236.25 | 38.25 | 1
2030/31 | 236.75 | 38.25 | 1
2030/31 | 239.25 | 38.25 | 1
2030/31 | 239.75 | 38.25 | 1
2030/31 | 240.75 | 38.25 | 1
2030/31 | 241.25 | 38.25 | 1
2030/31 | 242.75 | 38.25 | 1
2030/31 | 250.75 | 38.25 | 1
2030/31 | 256.25 | 38.25 | 1
2030/31 | 257.25 | 38.25 | 1
2030/31 | 268.25 | 38.25 | 1
2030/31 | 64.25 | 38.75 | 1
2030/31 | 65.25 | 38.75 | 1
2030/31 | 66.25 | 38.75 | 1
2030/31 | 66.75 | 38.75 | 1
2030/31 | 67.75 | 38.75 | 2
2030/31 | 68.25 | 38.75 | 1
2030/31 | 68.75 | 38.75 | 2
2030/31 | 69.25 | 38.75 | 1
2030/31 | 69.75 | 38.75 | 4
2030/31 | 70.25 | 38.75 | 1
2030/31 | 70.75 | 38.75 | 4
2030/31 | 71.25 | 38.75 | 5
2030/31 | 71.75 | 38.75 | 4
2030/31 | 72.25 | 38.75 | 4
2030/31 | 72.75 | 38.75 | 7
2030/31 | 73.25 | 38.75 | 8
2030/31 | 73.75 | 38.75 | 5
2030/31 | 74.25 | 38.75 | 4
2030/31 | 74.75 | 38.75 | 10
2030/31 | 75.25 | 38.75 | 13
2030/31 | 75.75 | 38.75 | 11
2030/31 | 76.25 | 38.75 | 8
2030/31 | 76.75 | 38.75 | 12
2030/31 | 77.25 | 38.75 | 12
2030/31 | 77.75 | 38.75 | 18
2030/31 | 78.25 | 38.75 | 20
2030/31 | 78.75 | 38.75 | 16
2030/31 | 79.25 | 38.75 | 16
2030/31 | 79.75 | 38.75 | 22
2030/31 | 80.25 | 38.75 | 20
2030/31 | 80.75 | 38.75 | 24
2030/31 | 81.25 | 38.75 | 24
2030/31 | 81.75 | 38.75 | 22
2030/31 | 82.25 | 38.75 | 31
2030/31 | 82.75 | 38.75 | 36
2030/31 | 83.25 | 38.75 | 30
2030/31 | 83.75 | 38.75 | 31
2030/31 | 84.25 | 38.75 | 33
2030/31 | 84.75 | 38.75 | 27
2030/31 | 85.25 | 38.75 | 32
2030/31 | 85.75 | 38.75 | 37
2030/31 | 86.25 | 38.75 | 34
2030/31 | 86.75 | 38.75 | 59
2030/31 | 87.25 | 38.75 | 44
2030/31 | 87.75 | 38.75 | 38
2030/31 | 88.25 | 38.75 | 45
2030/31 | 88.75 | 38.75 | 35
2030/31 | 89.25 | 38.75 | 55
2030/31 | 89.75 | 38.75 | 45
2030/31 | 90.25 | 38.75 | 48
2030/31 | 90.75 | 38.75 | 52
2030/31 | 91.25 | 38.75 | 52
2030/31 | 91.75 | 38.75 | 66
2030/31 | 92.25 | 38.75 | 49
2030/31 | 92.75 | 38.75 | 45
2030/31 | 93.25 | 38.75 | 52
2030/31 | 93.75 | 38.75 | 52
2030/31 | 94.25 | 38.75 | 50
2030/31 | 94.75 | 38.75 | 53
2030/31 | 95.25 | 38.75 | 45
2030/31 | 95.75 | 38.75 | 61
2030/31 | 96.25 | 38.75 | 55
2030/31 | 96.75 | 38.75 | 46
2030/31 | 97.25 | 38.75 | 64
2030/31 | 97.75 | 38.75 | 42
2030/31 | 98.25 | 38.75 | 62
2030/31 | 98.75 | 38.75 | 45
2030/31 | 99.25 | 38.75 | 72
2030/31 | 99.75 | 38.75 | 85
2030/31 | 100.25 | 38.75 | 75
2030/31 | 100.75 | 38.75 | 51
2030/31 | 101.25 | 38.75 | 59
2030/31 | 101.75 | 38.75 | 64
2030/31 | 102.25 | 38.75 | 51
2030/31 | 102.75 | 38.75 | 57
2030/31 | 103.25 | 38.75 | 70
2030/31 | 103.75 | 38.75 | 64
2030/31 | 104.25 | 38.75 | 68
2030/31 | 104.75 | 38.75 | 67
2030/31 | 105.25 | 38.75 | 55
2030/31 | 105.75 | 38.75 | 64
2030/31 | 106.25 | 38.75 | 51
2030/31 | 106.75 | 38.75 | 71
2030/31 | 107.25 | 38.75 | 59
2030/31 | 107.75 | 38.75 | 76
2030/31 | 108.25 | 38.75 | 54
2030/31 | 108.75 | 38.75 | 80
2030/31 | 109.25 | 38.75 | 74
2030/31 | 109.75 | 38.75 | 62
2030/31 | 110.25 | 38.75 | 79
2030/31 | 110.75 | 38.75 | 68
2030/31 | 111.25 | 38.75 | 76
2030/31 | 111.75 | 38.75 | 71
2030/31 | 112.25 | 38.75 | 65
2030/31 | 112.75 | 38.75 | 77
2030/31 | 113.25 | 38.75 | 85
2030/31 | 113.75 | 38.75 | 78
2030/31 | 114.25 | 38.75 | 72
2030/31 | 114.75 | 38.75 | 80
2030/31 | 115.25 | 38.75 | 78
2030/31 | 115.75 | 38.75 | 83
2030/31 | 116.25 | 38.75 | 84
2030/31 | 116.75 | 38.75 | 95
2030/31 | 117.25 | 38.75 | 71
2030/31 | 117.75 | 38.75 | 73
2030/31 | 118.25 | 38.75 | 72
2030/31 | 118.75 | 38.75 | 81
2030/31 | 119.25 | 38.75 | 84
2030/31 | 119.75 | 38.75 | 70
2030/31 | 120.25 | 38.75 | 79
2030/31 | 120.75 | 38.75 | 69
2030/31 | 121.25 | 38.75 | 68
2030/31 | 121.75 | 38.75 | 81
2030/31 | 122.25 | 38.75 | 74
2030/31 | 122.75 | 38.75 | 69
2030/31 | 123.25 | 38.75 | 74
2030/31 | 123.75 | 38.75 | 75
2030/31 | 124.25 | 38.75 | 73
2030/31 | 124.75 | 38.75 | 72
2030/31 | 125.25 | 38.75 | 94
2030/31 | 125.75 | 38.75 | 61
2030/31 | 126.25 | 38.75 | 69
2030/31 | 126.75 | 38.75 | 72
2030/31 | 127.25 | 38.75 | 64
2030/31 | 127.75 | 38.75 | 68
2030/31 | 128.25 | 38.75 | 76
2030/31 | 128.75 | 38.75 | 68
2030/31 | 129.25 | 38.75 | 63
2030/31 | 129.75 | 38.75 | 69
2030/31 | 130.25 | 38.75 | 60
2030/31 | 130.75 | 38.75 | 60
2030/31 | 131.25 | 38.75 | 56
2030/31 | 131.75 | 38.75 | 59
2030/31 | 132.25 | 38.75 | 66
2030/31 | 132.75 | 38.75 | 60
2030/31 | 133.25 | 38.75 | 61
2030/31 | 133.75 | 38.75 | 62
2030/31 | 134.25 | 38.75 | 55
2030/31 | 134.75 | 38.75 | 49
2030/31 | 135.25 | 38.75 | 48
2030/31 | 135.75 | 38.75 | 66
2030/31 | 136.25 | 38.75 | 57
2030/31 | 136.75 | 38.75 | 52
2030/31 | 137.25 | 38.75 | 53
2030/31 | 137.75 | 38.75 | 59
2030/31 | 138.25 | 38.75 | 50
2030/31 | 138.75 | 38.75 | 41
2030/31 | 139.25 | 38.75 | 50
2030/31 | 139.75 | 38.75 | 44
2030/31 | 140.25 | 38.75 | 46
2030/31 | 140.75 | 38.75 | 41
2030/31 | 141.25 | 38.75 | 46
2030/31 | 141.75 | 38.75 | 53
2030/31 | 142.25 | 38.75 | 42
2030/31 | 142.75 | 38.75 | 47
2030/31 | 143.25 | 38.75 | 45
2030/31 | 143.75 | 38.75 | 43
2030/31 | 144.25 | 38.75 | 42
2030/31 | 144.75 | 38.75 | 35
2030/31 | 145.25 | 38.75 | 49
2030/31 | 145.75 | 38.75 | 42
2030/31 | 146.25 | 38.75 | 28
2030/31 | 146.75 | 38.75 | 47
2030/31 | 147.25 | 38.75 | 56
2030/31 | 147.75 | 38.75 | 34
2030/31 | 148.25 | 38.75 | 25
2030/31 | 148.75 | 38.75 | 36
2030/31 | 149.25 | 38.75 | 38
2030/31 | 149.75 | 38.75 | 43
2030/31 | 150.25 | 38.75 | 29
2030/31 | 150.75 | 38.75 | 36
2030/31 | 151.25 | 38.75 | 33
2030/31 | 151.75 | 38.75 | 25
2030/31 | 152.25 | 38.75 | 28
2030/31 | 152.75 | 38.75 | 29
2030/31 | 153.25 | 38.75 | 32
2030/31 | 153.75 | 38.75 | 30
2030/31 | 154.25 | 38.75 | 28
2030/31 | 154.75 | 38.75 | 32
2030/31 | 155.25 | 38.75 | 28
2030/31 | 155.75 | 38.75 | 35
2030/31 | 156.25 | 38.75 | 26
2030/31 | 156.75 | 38.75 | 29
2030/31 | 157.25 | 38.75 | 13
2030/31 | 157.75 | 38.75 | 31
2030/31 | 158.25 | 38.75 | 25
2030/31 | 158.75 | 38.75 | 22
2030/31 | 159.25 | 38.75 | 19
2030/31 | 159.75 | 38.75 | 22
2030/31 | 160.25 | 38.75 | 19
2030/31 | 160.75 | 38.75 | 27
2030/31 | 161.25 | 38.75 | 16
2030/31 | 161.75 | 38.75 | 23
2030/31 | 162.25 | 38.75 | 21
2030/31 | 162.75 | 38.75 | 23
2030/31 | 163.25 | 38.75 | 24
2030/31 | 163.75 | 38.75 | 20
2030/31 | 164.25 | 38.75 | 18
2030/31 | 164.75 | 38.75 | 22
2030/31 | 165.25 | 38.75 | 18
2030/31 | 165.75 | 38.75 | 19
2030/31 | 166.25 | 38.75 | 16
2030/31 | 166.75 | 38.75 | 18
2030/31 | 167.25 | 38.75 | 9
2030/31 | 167.75 | 38.75 | 15
2030/31 | 168.25 | 38.75 | 12
2030/31 | 168.75 | 38.75 | 11
2030/31 | 169.25 | 38.75 | 12
2030/31 | 169.75 | 38.75 | 16
2030/31 | 170.25 | 38.75 | 13
2030/31 | 170.75 | 38.75 | 16
2030/31 | 171.25 | 38.75 | 11
2030/31 | 171.75 | 38.75 | 20
2030/31 | 172.25 | 38.75 | 14
2030/31 | 172.75 | 38.75 | 11
2030/31 | 173.25 | 38.75 | 16
2030/31 | 173.75 | 38.75 | 14
2030/31 | 174.25 | 38.75 | 10
2030/31 | 174.75 | 38.75 | 9
2030/31 | 175.25 | 38.75 | 17
2030/31 | 175.75 | 38.75 | 13
2030/31 | 176.25 | 38.75 | 18
2030/31 | 176.75 | 38.75 | 9
2030/31 | 177.25 | 38.75 | 10
2030/31 | 177.75 | 38.75 | 11
2030/31 | 178.25 | 38.75 | 13
2030/31 | 178.75 | 38.75 | 11
2030/31 | 179.25 | 38.75 | 4
2030/31 | 179.75 | 38.75 | 11
2030/31 | 180.25 | 38.75 | 13
2030/31 | 180.75 | 38.75 | 14
2030/31 | 181.25 | 38.75 | 14
2030/31 | 181.75 | 38.75 | 5
2030/31 | 182.25 | 38.75 | 14
2030/31 | 182.75 | 38.75 | 11
2030/31 | 183.25 | 38.75 | 13
2030/31 | 183.75 | 38.75 | 11
2030/31 | 184.25 | 38.75 | 11
2030/31 | 184.75 | 38.75 | 6
2030/31 | 185.25 | 38.75 | 9
2030/31 | 185.75 | 38.75 | 5
2030/31 | 186.25 | 38.75 | 4
2030/31 | 186.75 | 38.75 | 9
2030/31 | 187.25 | 38.75 | 8
2030/31 | 187.75 | 38.75 | 10
2030/31 | 188.25 | 38.75 | 6
2030/31 | 188.75 | 38.75 | 9
2030/31 | 189.25 | 38.75 | 5
2030/31 | 189.75 | 38.75 | 6
2030/31 | 190.25 | 38.75 | 6
2030/31 | 190.75 | 38.75 | 10
2030/31 | 191.25 | 38.75 | 8
2030/31 | 191.75 | 38.75 | 10
2030/31 | 192.25 | 38.75 | 8
2030/31 | 192.75 | 38.75 | 8
2030/31 | 193.25 | 38.75 | 6
2030/31 | 193.75 | 38.75 | 8
2030/31 | 194.25 | 38.75 | 4
2030/31 | 194.75 | 38.75 | 5
2030/31 | 195.25 | 38.75 | 6
2030/31 | 195.75 | 38.75 | 2
2030/31 | 196.25 | 38.75 | 8
2030/31 | 196.75 | 38.75 | 7
2030/31 | 197.25 | 38.75 | 4
2030/31 | 197.75 | 38.75 | 8
2030/31 | 198.25 | 38.75 | 2
2030/31 | 198.75 | 38.75 | 4
2030/31 | 199.25 | 38.75 | 4
2030/31 | 199.75 | 38.75 | 2
2030/31 | 200.25 | 38.75 | 2
2030/31 | 200.75 | 38.75 | 5
2030/31 | 201.25 | 38.75 | 5
2030/31 | 201.75 | 38.75 | 2
2030/31 | 202.25 | 38.75 | 3
2030/31 | 202.75 | 38.75 | 1
2030/31 | 203.75 | 38.75 | 7
2030/31 | 204.25 | 38.75 | 2
2030/31 | 204.75 | 38.75 | 1
2030/31 | 205.25 | 38.75 | 4
2030/31 | 205.75 | 38.75 | 2
2030/31 | 206.25 | 38.75 | 2
2030/31 | 206.75 | 38.75 | 4
2030/31 | 207.25 | 38.75 | 2
2030/31 | 207.75 | 38.75 | 3
2030/31 | 208.25 | 38.75 | 3
2030/31 | 208.75 | 38.75 | 1
2030/31 | 209.25 | 38.75 | 2
2030/31 | 209.75 | 38.75 | 1
2030/31 | 210.25 | 38.75 | 2
2030/31 | 210.75 | 38.75 | 5
2030/31 | 211.25 | 38.75 | 2
2030/31 | 211.75 | 38.75 | 1
2030/31 | 212.75 | 38.75 | 3
2030/31 | 213.25 | 38.75 | 1
2030/31 | 213.75 | 38.75 | 1
2030/31 | 214.25 | 38.75 | 1
2030/31 | 214.75 | 38.75 | 2
2030/31 | 215.25 | 38.75 | 4
2030/31 | 215.75 | 38.75 | 2
2030/31 | 216.25 | 38.75 | 3
2030/31 | 217.25 | 38.75 | 3
2030/31 | 217.75 | 38.75 | 1
2030/31 | 218.25 | 38.75 | 1
2030/31 | 218.75 | 38.75 | 1
2030/31 | 219.25 | 38.75 | 1
2030/31 | 220.25 | 38.75 | 2
2030/31 | 220.75 | 38.75 | 1
2030/31 | 221.25 | 38.75 | 3
2030/31 | 221.75 | 38.75 | 5
2030/31 | 222.25 | 38.75 | 3
2030/31 | 222.75 | 38.75 | 1
2030/31 | 223.25 | 38.75 | 4
2030/31 | 223.75 | 38.75 | 4
2030/31 | 224.25 | 38.75 | 1
2030/31 | 225.75 | 38.75 | 4
2030/31 | 226.25 | 38.75 | 2
2030/31 | 226.75 | 38.75 | 1
2030/31 | 228.25 | 38.75 | 1
2030/31 | 229.25 | 38.75 | 1
2030/31 | 229.75 | 38.75 | 1
2030/31 | 230.25 | 38.75 | 2
2030/31 | 230.75 | 38.75 | 2
2030/31 | 231.25 | 38.75 | 1
2030/31 | 232.25 | 38.75 | 1
2030/31 | 232.75 | 38.75 | 1
2030/31 | 233.25 | 38.75 | 1
2030/31 | 233.75 | 38.75 | 1
2030/31 | 235.25 | 38.75 | 1
2030/31 | 236.25 | 38.75 | 1
2030/31 | 237.25 | 38.75 | 1
2030/31 | 237.75 | 38.75 | 1
2030/31 | 238.25 | 38.75 | 2
2030/31 | 238.75 | 38.75 | 1
2030/31 | 239.75 | 38.75 | 3
2030/31 | 242.25 | 38.75 | 2
2030/31 | 242.75 | 38.75 | 1
2030/31 | 244.25 | 38.75 | 2
2030/31 | 246.75 | 38.75 | 1
2030/31 | 251.25 | 38.75 | 1
2030/31 | 254.75 | 38.75 | 1
2030/31 | 255.75 | 38.75 | 1
2030/31 | 257.25 | 38.75 | 1
2030/31 | 258.25 | 38.75 | 1
2030/31 | 260.25 | 38.75 | 1
2030/31 | 265.75 | 38.75 | 1
2030/31 | 268.25 | 38.75 | 1
2030/31 | 269.75 | 38.75 | 1
2030/31 | 275.25 | 38.75 | 1
2030/31 | 280.75 | 38.75 | 1
2030/31 | 306.75 | 38.75 | 1
2030/31 | 65.25 | 39.25 | 1
2030/31 | 65.75 | 39.25 | 1
2030/31 | 66.25 | 39.25 | 1
2030/31 | 66.75 | 39.25 | 3
2030/31 | 67.25 | 39.25 | 1
2030/31 | 68.25 | 39.25 | 3
2030/31 | 68.75 | 39.25 | 4
2030/31 | 69.25 | 39.25 | 1
2030/31 | 69.75 | 39.25 | 2
2030/31 | 70.25 | 39.25 | 6
2030/31 | 70.75 | 39.25 | 2
2030/31 | 71.25 | 39.25 | 6
2030/31 | 71.75 | 39.25 | 4
2030/31 | 72.25 | 39.25 | 4
2030/31 | 72.75 | 39.25 | 6
2030/31 | 73.25 | 39.25 | 6
2030/31 | 73.75 | 39.25 | 8
2030/31 | 74.25 | 39.25 | 6
2030/31 | 74.75 | 39.25 | 11
2030/31 | 75.25 | 39.25 | 9
2030/31 | 75.75 | 39.25 | 13
2030/31 | 76.25 | 39.25 | 16
2030/31 | 76.75 | 39.25 | 11
2030/31 | 77.25 | 39.25 | 12
2030/31 | 77.75 | 39.25 | 15
2030/31 | 78.25 | 39.25 | 21
2030/31 | 78.75 | 39.25 | 18
2030/31 | 79.25 | 39.25 | 20
2030/31 | 79.75 | 39.25 | 19
2030/31 | 80.25 | 39.25 | 27
2030/31 | 80.75 | 39.25 | 19
2030/31 | 81.25 | 39.25 | 26
2030/31 | 81.75 | 39.25 | 27
2030/31 | 82.25 | 39.25 | 27
2030/31 | 82.75 | 39.25 | 24
2030/31 | 83.25 | 39.25 | 38
2030/31 | 83.75 | 39.25 | 28
2030/31 | 84.25 | 39.25 | 37
2030/31 | 84.75 | 39.25 | 34
2030/31 | 85.25 | 39.25 | 57
2030/31 | 85.75 | 39.25 | 33
2030/31 | 86.25 | 39.25 | 36
2030/31 | 86.75 | 39.25 | 36
2030/31 | 87.25 | 39.25 | 34
2030/31 | 87.75 | 39.25 | 40
2030/31 | 88.25 | 39.25 | 42
2030/31 | 88.75 | 39.25 | 47
2030/31 | 89.25 | 39.25 | 47
2030/31 | 89.75 | 39.25 | 57
2030/31 | 90.25 | 39.25 | 48
2030/31 | 90.75 | 39.25 | 50
2030/31 | 91.25 | 39.25 | 46
2030/31 | 91.75 | 39.25 | 51
2030/31 | 92.25 | 39.25 | 53
2030/31 | 92.75 | 39.25 | 52
2030/31 | 93.25 | 39.25 | 44
2030/31 | 93.75 | 39.25 | 65
2030/31 | 94.25 | 39.25 | 64
2030/31 | 94.75 | 39.25 | 57
2030/31 | 95.25 | 39.25 | 54
2030/31 | 95.75 | 39.25 | 64
2030/31 | 96.25 | 39.25 | 66
2030/31 | 96.75 | 39.25 | 59
2030/31 | 97.25 | 39.25 | 56
2030/31 | 97.75 | 39.25 | 69
2030/31 | 98.25 | 39.25 | 62
2030/31 | 98.75 | 39.25 | 68
2030/31 | 99.25 | 39.25 | 79
2030/31 | 99.75 | 39.25 | 56
2030/31 | 100.25 | 39.25 | 78
2030/31 | 100.75 | 39.25 | 79
2030/31 | 101.25 | 39.25 | 68
2030/31 | 101.75 | 39.25 | 67
2030/31 | 102.25 | 39.25 | 70
2030/31 | 102.75 | 39.25 | 72
2030/31 | 103.25 | 39.25 | 69
2030/31 | 103.75 | 39.25 | 76
2030/31 | 104.25 | 39.25 | 72
2030/31 | 104.75 | 39.25 | 73
2030/31 | 105.25 | 39.25 | 54
2030/31 | 105.75 | 39.25 | 74
2030/31 | 106.25 | 39.25 | 68
2030/31 | 106.75 | 39.25 | 61
2030/31 | 107.25 | 39.25 | 59
2030/31 | 107.75 | 39.25 | 78
2030/31 | 108.25 | 39.25 | 59
2030/31 | 108.75 | 39.25 | 67
2030/31 | 109.25 | 39.25 | 73
2030/31 | 109.75 | 39.25 | 78
2030/31 | 110.25 | 39.25 | 83
2030/31 | 110.75 | 39.25 | 86
2030/31 | 111.25 | 39.25 | 81
2030/31 | 111.75 | 39.25 | 63
2030/31 | 112.25 | 39.25 | 68
2030/31 | 112.75 | 39.25 | 60
2030/31 | 113.25 | 39.25 | 93
2030/31 | 113.75 | 39.25 | 83
2030/31 | 114.25 | 39.25 | 82
2030/31 | 114.75 | 39.25 | 76
2030/31 | 115.25 | 39.25 | 79
2030/31 | 115.75 | 39.25 | 75
2030/31 | 116.25 | 39.25 | 69
2030/31 | 116.75 | 39.25 | 83
2030/31 | 117.25 | 39.25 | 73
2030/31 | 117.75 | 39.25 | 85
2030/31 | 118.25 | 39.25 | 59
2030/31 | 118.75 | 39.25 | 82
2030/31 | 119.25 | 39.25 | 72
2030/31 | 119.75 | 39.25 | 70
2030/31 | 120.25 | 39.25 | 97
2030/31 | 120.75 | 39.25 | 76
2030/31 | 121.25 | 39.25 | 69
2030/31 | 121.75 | 39.25 | 66
2030/31 | 122.25 | 39.25 | 76
2030/31 | 122.75 | 39.25 | 82
2030/31 | 123.25 | 39.25 | 79
2030/31 | 123.75 | 39.25 | 68
2030/31 | 124.25 | 39.25 | 77
2030/31 | 124.75 | 39.25 | 68
2030/31 | 125.25 | 39.25 | 73
2030/31 | 125.75 | 39.25 | 84
2030/31 | 126.25 | 39.25 | 70
2030/31 | 126.75 | 39.25 | 76
2030/31 | 127.25 | 39.25 | 78
2030/31 | 127.75 | 39.25 | 63
2030/31 | 128.25 | 39.25 | 66
2030/31 | 128.75 | 39.25 | 56
2030/31 | 129.25 | 39.25 | 71
2030/31 | 129.75 | 39.25 | 69
2030/31 | 130.25 | 39.25 | 65
2030/31 | 130.75 | 39.25 | 50
2030/31 | 131.25 | 39.25 | 64
2030/31 | 131.75 | 39.25 | 58
2030/31 | 132.25 | 39.25 | 75
2030/31 | 132.75 | 39.25 | 59
2030/31 | 133.25 | 39.25 | 64
2030/31 | 133.75 | 39.25 | 57
2030/31 | 134.25 | 39.25 | 53
2030/31 | 134.75 | 39.25 | 61
2030/31 | 135.25 | 39.25 | 67
2030/31 | 135.75 | 39.25 | 54
2030/31 | 136.25 | 39.25 | 54
2030/31 | 136.75 | 39.25 | 65
2030/31 | 137.25 | 39.25 | 60
2030/31 | 137.75 | 39.25 | 49
2030/31 | 138.25 | 39.25 | 51
2030/31 | 138.75 | 39.25 | 57
2030/31 | 139.25 | 39.25 | 62
2030/31 | 139.75 | 39.25 | 55
2030/31 | 140.25 | 39.25 | 44
2030/31 | 140.75 | 39.25 | 67
2030/31 | 141.25 | 39.25 | 61
2030/31 | 141.75 | 39.25 | 59
2030/31 | 142.25 | 39.25 | 45
2030/31 | 142.75 | 39.25 | 40
2030/31 | 143.25 | 39.25 | 37
2030/31 | 143.75 | 39.25 | 36
2030/31 | 144.25 | 39.25 | 43
2030/31 | 144.75 | 39.25 | 45
2030/31 | 145.25 | 39.25 | 48
2030/31 | 145.75 | 39.25 | 46
2030/31 | 146.25 | 39.25 | 41
2030/31 | 146.75 | 39.25 | 36
2030/31 | 147.25 | 39.25 | 40
2030/31 | 147.75 | 39.25 | 34
2030/31 | 148.25 | 39.25 | 37
2030/31 | 148.75 | 39.25 | 38
2030/31 | 149.25 | 39.25 | 37
2030/31 | 149.75 | 39.25 | 27
2030/31 | 150.25 | 39.25 | 42
2030/31 | 150.75 | 39.25 | 32
2030/31 | 151.25 | 39.25 | 33
2030/31 | 151.75 | 39.25 | 30
2030/31 | 152.25 | 39.25 | 27
2030/31 | 152.75 | 39.25 | 27
2030/31 | 153.25 | 39.25 | 27
2030/31 | 153.75 | 39.25 | 31
2030/31 | 154.25 | 39.25 | 32
2030/31 | 154.75 | 39.25 | 23
2030/31 | 155.25 | 39.25 | 32
2030/31 | 155.75 | 39.25 | 35
2030/31 | 156.25 | 39.25 | 28
2030/31 | 156.75 | 39.25 | 25
2030/31 | 157.25 | 39.25 | 12
2030/31 | 157.75 | 39.25 | 22
2030/31 | 158.25 | 39.25 | 16
2030/31 | 158.75 | 39.25 | 27
2030/31 | 159.25 | 39.25 | 19
2030/31 | 159.75 | 39.25 | 19
2030/31 | 160.25 | 39.25 | 13
2030/31 | 160.75 | 39.25 | 23
2030/31 | 161.25 | 39.25 | 22
2030/31 | 161.75 | 39.25 | 16
2030/31 | 162.25 | 39.25 | 21
2030/31 | 162.75 | 39.25 | 20
2030/31 | 163.25 | 39.25 | 21
2030/31 | 163.75 | 39.25 | 19
2030/31 | 164.25 | 39.25 | 28
2030/31 | 164.75 | 39.25 | 17
2030/31 | 165.25 | 39.25 | 12
2030/31 | 165.75 | 39.25 | 19
2030/31 | 166.25 | 39.25 | 14
2030/31 | 166.75 | 39.25 | 10
2030/31 | 167.25 | 39.25 | 11
2030/31 | 167.75 | 39.25 | 13
2030/31 | 168.25 | 39.25 | 11
2030/31 | 168.75 | 39.25 | 18
2030/31 | 169.25 | 39.25 | 14
2030/31 | 169.75 | 39.25 | 18
2030/31 | 170.25 | 39.25 | 15
2030/31 | 170.75 | 39.25 | 11
2030/31 | 171.25 | 39.25 | 12
2030/31 | 171.75 | 39.25 | 17
2030/31 | 172.25 | 39.25 | 17
2030/31 | 172.75 | 39.25 | 11
2030/31 | 173.25 | 39.25 | 12
2030/31 | 173.75 | 39.25 | 13
2030/31 | 174.25 | 39.25 | 10
2030/31 | 174.75 | 39.25 | 14
2030/31 | 175.25 | 39.25 | 23
2030/31 | 175.75 | 39.25 | 12
2030/31 | 176.25 | 39.25 | 12
2030/31 | 176.75 | 39.25 | 20
2030/31 | 177.25 | 39.25 | 10
2030/31 | 177.75 | 39.25 | 11
2030/31 | 178.25 | 39.25 | 20
2030/31 | 178.75 | 39.25 | 13
2030/31 | 179.25 | 39.25 | 13
2030/31 | 179.75 | 39.25 | 16
2030/31 | 180.25 | 39.25 | 8
2030/31 | 180.75 | 39.25 | 9
2030/31 | 181.25 | 39.25 | 11
2030/31 | 181.75 | 39.25 | 10
2030/31 | 182.25 | 39.25 | 14
2030/31 | 182.75 | 39.25 | 7
2030/31 | 183.25 | 39.25 | 10
2030/31 | 183.75 | 39.25 | 8
2030/31 | 184.25 | 39.25 | 8
2030/31 | 184.75 | 39.25 | 6
2030/31 | 185.25 | 39.25 | 12
2030/31 | 185.75 | 39.25 | 11
2030/31 | 186.25 | 39.25 | 10
2030/31 | 186.75 | 39.25 | 7
2030/31 | 187.25 | 39.25 | 5
2030/31 | 187.75 | 39.25 | 8
2030/31 | 188.25 | 39.25 | 10
2030/31 | 188.75 | 39.25 | 8
2030/31 | 189.25 | 39.25 | 11
2030/31 | 189.75 | 39.25 | 10
2030/31 | 190.25 | 39.25 | 12
2030/31 | 190.75 | 39.25 | 4
2030/31 | 191.25 | 39.25 | 9
2030/31 | 191.75 | 39.25 | 1
2030/31 | 192.25 | 39.25 | 12
2030/31 | 192.75 | 39.25 | 5
2030/31 | 193.25 | 39.25 | 5
2030/31 | 193.75 | 39.25 | 7
2030/31 | 194.25 | 39.25 | 9
2030/31 | 194.75 | 39.25 | 6
2030/31 | 195.25 | 39.25 | 6
2030/31 | 195.75 | 39.25 | 6
2030/31 | 196.25 | 39.25 | 4
2030/31 | 196.75 | 39.25 | 11
2030/31 | 197.25 | 39.25 | 5
2030/31 | 197.75 | 39.25 | 3
2030/31 | 198.25 | 39.25 | 7
2030/31 | 198.75 | 39.25 | 2
2030/31 | 199.25 | 39.25 | 10
2030/31 | 199.75 | 39.25 | 1
2030/31 | 200.25 | 39.25 | 5
2030/31 | 200.75 | 39.25 | 3
2030/31 | 201.25 | 39.25 | 5
2030/31 | 201.75 | 39.25 | 7
2030/31 | 202.25 | 39.25 | 6
2030/31 | 202.75 | 39.25 | 4
2030/31 | 203.25 | 39.25 | 9
2030/31 | 203.75 | 39.25 | 2
2030/31 | 204.25 | 39.25 | 4
2030/31 | 204.75 | 39.25 | 3
2030/31 | 205.25 | 39.25 | 2
2030/31 | 205.75 | 39.25 | 2
2030/31 | 206.25 | 39.25 | 6
2030/31 | 206.75 | 39.25 | 2
2030/31 | 207.25 | 39.25 | 3
2030/31 | 207.75 | 39.25 | 2
2030/31 | 208.25 | 39.25 | 4
2030/31 | 208.75 | 39.25 | 6
2030/31 | 209.25 | 39.25 | 4
2030/31 | 209.75 | 39.25 | 4
2030/31 | 210.25 | 39.25 | 4
2030/31 | 210.75 | 39.25 | 3
2030/31 | 211.25 | 39.25 | 3
2030/31 | 211.75 | 39.25 | 3
2030/31 | 212.25 | 39.25 | 1
2030/31 | 212.75 | 39.25 | 3
2030/31 | 213.25 | 39.25 | 3
2030/31 | 214.25 | 39.25 | 5
2030/31 | 215.25 | 39.25 | 1
2030/31 | 216.25 | 39.25 | 2
2030/31 | 216.75 | 39.25 | 2
2030/31 | 217.25 | 39.25 | 2
2030/31 | 217.75 | 39.25 | 2
2030/31 | 218.25 | 39.25 | 5
2030/31 | 218.75 | 39.25 | 4
2030/31 | 219.25 | 39.25 | 1
2030/31 | 219.75 | 39.25 | 2
2030/31 | 220.25 | 39.25 | 3
2030/31 | 220.75 | 39.25 | 2
2030/31 | 221.25 | 39.25 | 4
2030/31 | 221.75 | 39.25 | 3
2030/31 | 222.25 | 39.25 | 3
2030/31 | 222.75 | 39.25 | 1
2030/31 | 223.25 | 39.25 | 3
2030/31 | 225.25 | 39.25 | 1
2030/31 | 225.75 | 39.25 | 2
2030/31 | 226.25 | 39.25 | 3
2030/31 | 226.75 | 39.25 | 1
2030/31 | 227.25 | 39.25 | 1
2030/31 | 228.25 | 39.25 | 1
2030/31 | 229.75 | 39.25 | 1
2030/31 | 230.25 | 39.25 | 1
2030/31 | 231.25 | 39.25 | 1
2030/31 | 232.25 | 39.25 | 2
2030/31 | 232.75 | 39.25 | 1
2030/31 | 233.75 | 39.25 | 1
2030/31 | 234.75 | 39.25 | 2
2030/31 | 235.25 | 39.25 | 1
2030/31 | 236.25 | 39.25 | 1
2030/31 | 236.75 | 39.25 | 1
2030/31 | 237.75 | 39.25 | 1
2030/31 | 238.25 | 39.25 | 1
2030/31 | 240.25 | 39.25 | 1
2030/31 | 241.25 | 39.25 | 1
2030/31 | 242.25 | 39.25 | 1
2030/31 | 243.25 | 39.25 | 1
2030/31 | 245.75 | 39.25 | 1
2030/31 | 247.25 | 39.25 | 2
2030/31 | 248.75 | 39.25 | 1
2030/31 | 249.25 | 39.25 | 1
2030/31 | 250.25 | 39.25 | 1
2030/31 | 253.25 | 39.25 | 2
2030/31 | 255.25 | 39.25 | 1
2030/31 | 258.25 | 39.25 | 1
2030/31 | 263.75 | 39.25 | 1
2030/31 | 264.25 | 39.25 | 1
2030/31 | 266.75 | 39.25 | 1
2030/31 | 327.75 | 39.25 | 1
2030/31 | 64.25 | 39.75 | 1
2030/31 | 64.75 | 39.75 | 1
2030/31 | 66.25 | 39.75 | 1
2030/31 | 67.25 | 39.75 | 1
2030/31 | 68.25 | 39.75 | 2
2030/31 | 68.75 | 39.75 | 1
2030/31 | 69.25 | 39.75 | 2
2030/31 | 69.75 | 39.75 | 1
2030/31 | 70.25 | 39.75 | 2
2030/31 | 71.25 | 39.75 | 8
2030/31 | 71.75 | 39.75 | 4
2030/31 | 72.25 | 39.75 | 4
2030/31 | 72.75 | 39.75 | 4
2030/31 | 73.25 | 39.75 | 7
2030/31 | 73.75 | 39.75 | 8
2030/31 | 74.25 | 39.75 | 9
2030/31 | 74.75 | 39.75 | 11
2030/31 | 75.25 | 39.75 | 6
2030/31 | 75.75 | 39.75 | 15
2030/31 | 76.25 | 39.75 | 10
2030/31 | 76.75 | 39.75 | 12
2030/31 | 77.25 | 39.75 | 14
2030/31 | 77.75 | 39.75 | 10
2030/31 | 78.25 | 39.75 | 18
2030/31 | 78.75 | 39.75 | 23
2030/31 | 79.25 | 39.75 | 18
2030/31 | 79.75 | 39.75 | 21
2030/31 | 80.25 | 39.75 | 23
2030/31 | 80.75 | 39.75 | 26
2030/31 | 81.25 | 39.75 | 20
2030/31 | 81.75 | 39.75 | 28
2030/31 | 82.25 | 39.75 | 26
2030/31 | 82.75 | 39.75 | 30
2030/31 | 83.25 | 39.75 | 35
2030/31 | 83.75 | 39.75 | 38
2030/31 | 84.25 | 39.75 | 27
2030/31 | 84.75 | 39.75 | 34
2030/31 | 85.25 | 39.75 | 35
2030/31 | 85.75 | 39.75 | 33
2030/31 | 86.25 | 39.75 | 49
2030/31 | 86.75 | 39.75 | 39
2030/31 | 87.25 | 39.75 | 40
2030/31 | 87.75 | 39.75 | 39
2030/31 | 88.25 | 39.75 | 52
2030/31 | 88.75 | 39.75 | 44
2030/31 | 89.25 | 39.75 | 54
2030/31 | 89.75 | 39.75 | 57
2030/31 | 90.25 | 39.75 | 50
2030/31 | 90.75 | 39.75 | 48
2030/31 | 91.25 | 39.75 | 70
2030/31 | 91.75 | 39.75 | 66
2030/31 | 92.25 | 39.75 | 63
2030/31 | 92.75 | 39.75 | 65
2030/31 | 93.25 | 39.75 | 69
2030/31 | 93.75 | 39.75 | 59
2030/31 | 94.25 | 39.75 | 49
2030/31 | 94.75 | 39.75 | 49
2030/31 | 95.25 | 39.75 | 55
2030/31 | 95.75 | 39.75 | 67
2030/31 | 96.25 | 39.75 | 66
2030/31 | 96.75 | 39.75 | 56
2030/31 | 97.25 | 39.75 | 76
2030/31 | 97.75 | 39.75 | 61
2030/31 | 98.25 | 39.75 | 63
2030/31 | 98.75 | 39.75 | 71
2030/31 | 99.25 | 39.75 | 65
2030/31 | 99.75 | 39.75 | 77
2030/31 | 100.25 | 39.75 | 78
2030/31 | 100.75 | 39.75 | 59
2030/31 | 101.25 | 39.75 | 73
2030/31 | 101.75 | 39.75 | 72
2030/31 | 102.25 | 39.75 | 65
2030/31 | 102.75 | 39.75 | 71
2030/31 | 103.25 | 39.75 | 63
2030/31 | 103.75 | 39.75 | 72
2030/31 | 104.25 | 39.75 | 85
2030/31 | 104.75 | 39.75 | 80
2030/31 | 105.25 | 39.75 | 65
2030/31 | 105.75 | 39.75 | 84
2030/31 | 106.25 | 39.75 | 76
2030/31 | 106.75 | 39.75 | 77
2030/31 | 107.25 | 39.75 | 95
2030/31 | 107.75 | 39.75 | 81
2030/31 | 108.25 | 39.75 | 74
2030/31 | 108.75 | 39.75 | 79
2030/31 | 109.25 | 39.75 | 86
2030/31 | 109.75 | 39.75 | 82
2030/31 | 110.25 | 39.75 | 69
2030/31 | 110.75 | 39.75 | 87
2030/31 | 111.25 | 39.75 | 83
2030/31 | 111.75 | 39.75 | 84
2030/31 | 112.25 | 39.75 | 84
2030/31 | 112.75 | 39.75 | 72
2030/31 | 113.25 | 39.75 | 76
2030/31 | 113.75 | 39.75 | 93
2030/31 | 114.25 | 39.75 | 86
2030/31 | 114.75 | 39.75 | 74
2030/31 | 115.25 | 39.75 | 90
2030/31 | 115.75 | 39.75 | 74
2030/31 | 116.25 | 39.75 | 63
2030/31 | 116.75 | 39.75 | 62
2030/31 | 117.25 | 39.75 | 62
2030/31 | 117.75 | 39.75 | 75
2030/31 | 118.25 | 39.75 | 76
2030/31 | 118.75 | 39.75 | 76
2030/31 | 119.25 | 39.75 | 77
2030/31 | 119.75 | 39.75 | 80
2030/31 | 120.25 | 39.75 | 77
2030/31 | 120.75 | 39.75 | 63
2030/31 | 121.25 | 39.75 | 89
2030/31 | 121.75 | 39.75 | 72
2030/31 | 122.25 | 39.75 | 83
2030/31 | 122.75 | 39.75 | 69
2030/31 | 123.25 | 39.75 | 79
2030/31 | 123.75 | 39.75 | 65
2030/31 | 124.25 | 39.75 | 89
2030/31 | 124.75 | 39.75 | 85
2030/31 | 125.25 | 39.75 | 81
2030/31 | 125.75 | 39.75 | 76
2030/31 | 126.25 | 39.75 | 73
2030/31 | 126.75 | 39.75 | 76
2030/31 | 127.25 | 39.75 | 77
2030/31 | 127.75 | 39.75 | 77
2030/31 | 128.25 | 39.75 | 69
2030/31 | 128.75 | 39.75 | 62
2030/31 | 129.25 | 39.75 | 62
2030/31 | 129.75 | 39.75 | 62
2030/31 | 130.25 | 39.75 | 72
2030/31 | 130.75 | 39.75 | 60
2030/31 | 131.25 | 39.75 | 67
2030/31 | 131.75 | 39.75 | 68
2030/31 | 132.25 | 39.75 | 83
2030/31 | 132.75 | 39.75 | 76
2030/31 | 133.25 | 39.75 | 67
2030/31 | 133.75 | 39.75 | 69
2030/31 | 134.25 | 39.75 | 70
2030/31 | 134.75 | 39.75 | 53
2030/31 | 135.25 | 39.75 | 58
2030/31 | 135.75 | 39.75 | 63
2030/31 | 136.25 | 39.75 | 64
2030/31 | 136.75 | 39.75 | 64
2030/31 | 137.25 | 39.75 | 72
2030/31 | 137.75 | 39.75 | 63
2030/31 | 138.25 | 39.75 | 53
2030/31 | 138.75 | 39.75 | 60
2030/31 | 139.25 | 39.75 | 44
2030/31 | 139.75 | 39.75 | 51
2030/31 | 140.25 | 39.75 | 62
2030/31 | 140.75 | 39.75 | 57
2030/31 | 141.25 | 39.75 | 50
2030/31 | 141.75 | 39.75 | 50
2030/31 | 142.25 | 39.75 | 46
2030/31 | 142.75 | 39.75 | 44
2030/31 | 143.25 | 39.75 | 48
2030/31 | 143.75 | 39.75 | 46
2030/31 | 144.25 | 39.75 | 47
2030/31 | 144.75 | 39.75 | 49
2030/31 | 145.25 | 39.75 | 43
2030/31 | 145.75 | 39.75 | 40
2030/31 | 146.25 | 39.75 | 52
2030/31 | 146.75 | 39.75 | 49
2030/31 | 147.25 | 39.75 | 46
2030/31 | 147.75 | 39.75 | 41
2030/31 | 148.25 | 39.75 | 40
2030/31 | 148.75 | 39.75 | 36
2030/31 | 149.25 | 39.75 | 26
2030/31 | 149.75 | 39.75 | 36
2030/31 | 150.25 | 39.75 | 37
2030/31 | 150.75 | 39.75 | 33
2030/31 | 151.25 | 39.75 | 35
2030/31 | 151.75 | 39.75 | 26
2030/31 | 152.25 | 39.75 | 27
2030/31 | 152.75 | 39.75 | 27
2030/31 | 153.25 | 39.75 | 33
2030/31 | 153.75 | 39.75 | 37
2030/31 | 154.25 | 39.75 | 31
2030/31 | 154.75 | 39.75 | 26
2030/31 | 155.25 | 39.75 | 24
2030/31 | 155.75 | 39.75 | 22
2030/31 | 156.25 | 39.75 | 31
2030/31 | 156.75 | 39.75 | 37
2030/31 | 157.25 | 39.75 | 30
2030/31 | 157.75 | 39.75 | 29
2030/31 | 158.25 | 39.75 | 30
2030/31 | 158.75 | 39.75 | 18
2030/31 | 159.25 | 39.75 | 23
2030/31 | 159.75 | 39.75 | 20
2030/31 | 160.25 | 39.75 | 23
2030/31 | 160.75 | 39.75 | 21
2030/31 | 161.25 | 39.75 | 27
2030/31 | 161.75 | 39.75 | 27
2030/31 | 162.25 | 39.75 | 26
2030/31 | 162.75 | 39.75 | 27
2030/31 | 163.25 | 39.75 | 18
2030/31 | 163.75 | 39.75 | 18
2030/31 | 164.25 | 39.75 | 18
2030/31 | 164.75 | 39.75 | 17
2030/31 | 165.25 | 39.75 | 23
2030/31 | 165.75 | 39.75 | 23
2030/31 | 166.25 | 39.75 | 19
2030/31 | 166.75 | 39.75 | 20
2030/31 | 167.25 | 39.75 | 16
2030/31 | 167.75 | 39.75 | 15
2030/31 | 168.25 | 39.75 | 7
2030/31 | 168.75 | 39.75 | 15
2030/31 | 169.25 | 39.75 | 9
2030/31 | 169.75 | 39.75 | 19
2030/31 | 170.25 | 39.75 | 16
2030/31 | 170.75 | 39.75 | 13
2030/31 | 171.25 | 39.75 | 21
2030/31 | 171.75 | 39.75 | 14
2030/31 | 172.25 | 39.75 | 20
2030/31 | 172.75 | 39.75 | 7
2030/31 | 173.25 | 39.75 | 17
2030/31 | 173.75 | 39.75 | 13
2030/31 | 174.25 | 39.75 | 16
2030/31 | 174.75 | 39.75 | 12
2030/31 | 175.25 | 39.75 | 14
2030/31 | 175.75 | 39.75 | 11
2030/31 | 176.25 | 39.75 | 14
2030/31 | 176.75 | 39.75 | 11
2030/31 | 177.25 | 39.75 | 8
2030/31 | 177.75 | 39.75 | 10
2030/31 | 178.25 | 39.75 | 15
2030/31 | 178.75 | 39.75 | 11
2030/31 | 179.25 | 39.75 | 11
2030/31 | 179.75 | 39.75 | 8
2030/31 | 180.25 | 39.75 | 14
2030/31 | 180.75 | 39.75 | 10
2030/31 | 181.25 | 39.75 | 12
2030/31 | 181.75 | 39.75 | 7
2030/31 | 182.25 | 39.75 | 15
2030/31 | 182.75 | 39.75 | 8
2030/31 | 183.25 | 39.75 | 9
2030/31 | 183.75 | 39.75 | 11
2030/31 | 184.25 | 39.75 | 16
2030/31 | 184.75 | 39.75 | 12
2030/31 | 185.25 | 39.75 | 13
2030/31 | 185.75 | 39.75 | 13
2030/31 | 186.25 | 39.75 | 2
2030/31 | 186.75 | 39.75 | 12
2030/31 | 187.25 | 39.75 | 6
2030/31 | 187.75 | 39.75 | 10
2030/31 | 188.25 | 39.75 | 8
2030/31 | 188.75 | 39.75 | 5
2030/31 | 189.25 | 39.75 | 11
2030/31 | 189.75 | 39.75 | 8
2030/31 | 190.25 | 39.75 | 5
2030/31 | 190.75 | 39.75 | 4
2030/31 | 191.25 | 39.75 | 10
2030/31 | 191.75 | 39.75 | 6
2030/31 | 192.25 | 39.75 | 5
2030/31 | 192.75 | 39.75 | 6
2030/31 | 193.25 | 39.75 | 9
2030/31 | 193.75 | 39.75 | 7
2030/31 | 194.25 | 39.75 | 10
2030/31 | 194.75 | 39.75 | 6
2030/31 | 195.25 | 39.75 | 5
2030/31 | 195.75 | 39.75 | 8
2030/31 | 196.25 | 39.75 | 6
2030/31 | 196.75 | 39.75 | 10
2030/31 | 197.25 | 39.75 | 8
2030/31 | 197.75 | 39.75 | 7
2030/31 | 198.25 | 39.75 | 4
2030/31 | 198.75 | 39.75 | 4
2030/31 | 199.25 | 39.75 | 2
2030/31 | 199.75 | 39.75 | 4
2030/31 | 200.25 | 39.75 | 9
2030/31 | 200.75 | 39.75 | 4
2030/31 | 201.25 | 39.75 | 3
2030/31 | 201.75 | 39.75 | 4
2030/31 | 202.25 | 39.75 | 3
2030/31 | 202.75 | 39.75 | 7
2030/31 | 203.25 | 39.75 | 5
2030/31 | 203.75 | 39.75 | 11
2030/31 | 204.25 | 39.75 | 4
2030/31 | 205.25 | 39.75 | 2
2030/31 | 205.75 | 39.75 | 2
2030/31 | 206.25 | 39.75 | 5
2030/31 | 206.75 | 39.75 | 3
2030/31 | 207.25 | 39.75 | 4
2030/31 | 207.75 | 39.75 | 6
2030/31 | 208.25 | 39.75 | 4
2030/31 | 208.75 | 39.75 | 4
2030/31 | 209.25 | 39.75 | 3
2030/31 | 209.75 | 39.75 | 5
2030/31 | 210.25 | 39.75 | 3
2030/31 | 210.75 | 39.75 | 3
2030/31 | 211.25 | 39.75 | 3
2030/31 | 211.75 | 39.75 | 4
2030/31 | 212.25 | 39.75 | 3
2030/31 | 212.75 | 39.75 | 3
2030/31 | 213.25 | 39.75 | 3
2030/31 | 214.25 | 39.75 | 3
2030/31 | 214.75 | 39.75 | 3
2030/31 | 215.25 | 39.75 | 1
2030/31 | 215.75 | 39.75 | 2
2030/31 | 216.25 | 39.75 | 3
2030/31 | 216.75 | 39.75 | 3
2030/31 | 217.25 | 39.75 | 4
2030/31 | 217.75 | 39.75 | 3
2030/31 | 218.25 | 39.75 | 1
2030/31 | 218.75 | 39.75 | 4
2030/31 | 219.25 | 39.75 | 2
2030/31 | 219.75 | 39.75 | 2
2030/31 | 220.25 | 39.75 | 4
2030/31 | 220.75 | 39.75 | 1
2030/31 | 221.75 | 39.75 | 2
2030/31 | 222.25 | 39.75 | 2
2030/31 | 222.75 | 39.75 | 1
2030/31 | 223.25 | 39.75 | 4
2030/31 | 224.75 | 39.75 | 2
2030/31 | 225.75 | 39.75 | 1
2030/31 | 226.25 | 39.75 | 3
2030/31 | 226.75 | 39.75 | 2
2030/31 | 227.75 | 39.75 | 1
2030/31 | 228.25 | 39.75 | 1
2030/31 | 228.75 | 39.75 | 2
2030/31 | 229.75 | 39.75 | 2
2030/31 | 230.75 | 39.75 | 2
2030/31 | 231.25 | 39.75 | 3
2030/31 | 231.75 | 39.75 | 1
2030/31 | 232.25 | 39.75 | 3
2030/31 | 233.25 | 39.75 | 2
2030/31 | 234.25 | 39.75 | 2
2030/31 | 236.25 | 39.75 | 3
2030/31 | 237.75 | 39.75 | 2
2030/31 | 238.25 | 39.75 | 4
2030/31 | 238.75 | 39.75 | 2
2030/31 | 239.75 | 39.75 | 2
2030/31 | 240.75 | 39.75 | 2
2030/31 | 248.25 | 39.75 | 1
2030/31 | 254.25 | 39.75 | 1
2030/31 | 256.75 | 39.75 | 1
2030/31 | 257.75 | 39.75 | 1
2030/31 | 266.75 | 39.75 | 1
2030/31 | 280.75 | 39.75 | 1
2030/31 | 286.75 | 39.75 | 1
2030/31 | 293.75 | 39.75 | 1
2030/31 | 295.75 | 39.75 | 1
2030/31 | 63.25 | 40.25 | 1
2030/31 | 64.75 | 40.25 | 1
2030/31 | 65.25 | 40.25 | 1
2030/31 | 65.75 | 40.25 | 1
2030/31 | 66.25 | 40.25 | 1
2030/31 | 67.25 | 40.25 | 2
2030/31 | 67.75 | 40.25 | 1
2030/31 | 68.25 | 40.25 | 1
2030/31 | 68.75 | 40.25 | 2
2030/31 | 69.25 | 40.25 | 2
2030/31 | 69.75 | 40.25 | 4
2030/31 | 70.25 | 40.25 | 4
2030/31 | 70.75 | 40.25 | 2
2030/31 | 71.25 | 40.25 | 5
2030/31 | 71.75 | 40.25 | 7
2030/31 | 72.25 | 40.25 | 7
2030/31 | 72.75 | 40.25 | 10
2030/31 | 73.25 | 40.25 | 6
2030/31 | 73.75 | 40.25 | 6
2030/31 | 74.25 | 40.25 | 4
2030/31 | 74.75 | 40.25 | 9
2030/31 | 75.25 | 40.25 | 15
2030/31 | 75.75 | 40.25 | 12
2030/31 | 76.25 | 40.25 | 11
2030/31 | 76.75 | 40.25 | 7
2030/31 | 77.25 | 40.25 | 11
2030/31 | 77.75 | 40.25 | 16
2030/31 | 78.25 | 40.25 | 17
2030/31 | 78.75 | 40.25 | 22
2030/31 | 79.25 | 40.25 | 24
2030/31 | 79.75 | 40.25 | 23
2030/31 | 80.25 | 40.25 | 27
2030/31 | 80.75 | 40.25 | 22
2030/31 | 81.25 | 40.25 | 32
2030/31 | 81.75 | 40.25 | 22
2030/31 | 82.25 | 40.25 | 23
2030/31 | 82.75 | 40.25 | 41
2030/31 | 83.25 | 40.25 | 28
2030/31 | 83.75 | 40.25 | 31
2030/31 | 84.25 | 40.25 | 39
2030/31 | 84.75 | 40.25 | 46
2030/31 | 85.25 | 40.25 | 50
2030/31 | 85.75 | 40.25 | 40
2030/31 | 86.25 | 40.25 | 37
2030/31 | 86.75 | 40.25 | 38
2030/31 | 87.25 | 40.25 | 38
2030/31 | 87.75 | 40.25 | 66
2030/31 | 88.25 | 40.25 | 53
2030/31 | 88.75 | 40.25 | 47
2030/31 | 89.25 | 40.25 | 53
2030/31 | 89.75 | 40.25 | 55
2030/31 | 90.25 | 40.25 | 62
2030/31 | 90.75 | 40.25 | 55
2030/31 | 91.25 | 40.25 | 63
2030/31 | 91.75 | 40.25 | 70
2030/31 | 92.25 | 40.25 | 58
2030/31 | 92.75 | 40.25 | 65
2030/31 | 93.25 | 40.25 | 71
2030/31 | 93.75 | 40.25 | 74
2030/31 | 94.25 | 40.25 | 72
2030/31 | 94.75 | 40.25 | 81
2030/31 | 95.25 | 40.25 | 65
2030/31 | 95.75 | 40.25 | 60
2030/31 | 96.25 | 40.25 | 62
2030/31 | 96.75 | 40.25 | 77
2030/31 | 97.25 | 40.25 | 68
2030/31 | 97.75 | 40.25 | 68
2030/31 | 98.25 | 40.25 | 74
2030/31 | 98.75 | 40.25 | 63
2030/31 | 99.25 | 40.25 | 83
2030/31 | 99.75 | 40.25 | 89
2030/31 | 100.25 | 40.25 | 74
2030/31 | 100.75 | 40.25 | 67
2030/31 | 101.25 | 40.25 | 76
2030/31 | 101.75 | 40.25 | 66
2030/31 | 102.25 | 40.25 | 55
2030/31 | 102.75 | 40.25 | 82
2030/31 | 103.25 | 40.25 | 67
2030/31 | 103.75 | 40.25 | 81
2030/31 | 104.25 | 40.25 | 71
2030/31 | 104.75 | 40.25 | 79
2030/31 | 105.25 | 40.25 | 91
2030/31 | 105.75 | 40.25 | 87
2030/31 | 106.25 | 40.25 | 76
2030/31 | 106.75 | 40.25 | 78
2030/31 | 107.25 | 40.25 | 101
2030/31 | 107.75 | 40.25 | 71
2030/31 | 108.25 | 40.25 | 85
2030/31 | 108.75 | 40.25 | 60
2030/31 | 109.25 | 40.25 | 65
2030/31 | 109.75 | 40.25 | 95
2030/31 | 110.25 | 40.25 | 74
2030/31 | 110.75 | 40.25 | 98
2030/31 | 111.25 | 40.25 | 74
2030/31 | 111.75 | 40.25 | 75
2030/31 | 112.25 | 40.25 | 94
2030/31 | 112.75 | 40.25 | 79
2030/31 | 113.25 | 40.25 | 64
2030/31 | 113.75 | 40.25 | 84
2030/31 | 114.25 | 40.25 | 78
2030/31 | 114.75 | 40.25 | 68
2030/31 | 115.25 | 40.25 | 81
2030/31 | 115.75 | 40.25 | 79
2030/31 | 116.25 | 40.25 | 85
2030/31 | 116.75 | 40.25 | 88
2030/31 | 117.25 | 40.25 | 69
2030/31 | 117.75 | 40.25 | 77
2030/31 | 118.25 | 40.25 | 98
2030/31 | 118.75 | 40.25 | 74
2030/31 | 119.25 | 40.25 | 79
2030/31 | 119.75 | 40.25 | 71
2030/31 | 120.25 | 40.25 | 67
2030/31 | 120.75 | 40.25 | 80
2030/31 | 121.25 | 40.25 | 73
2030/31 | 121.75 | 40.25 | 96
2030/31 | 122.25 | 40.25 | 75
2030/31 | 122.75 | 40.25 | 78
2030/31 | 123.25 | 40.25 | 65
2030/31 | 123.75 | 40.25 | 63
2030/31 | 124.25 | 40.25 | 78
2030/31 | 124.75 | 40.25 | 72
2030/31 | 125.25 | 40.25 | 68
2030/31 | 125.75 | 40.25 | 74
2030/31 | 126.25 | 40.25 | 59
2030/31 | 126.75 | 40.25 | 76
2030/31 | 127.25 | 40.25 | 92
2030/31 | 127.75 | 40.25 | 75
2030/31 | 128.25 | 40.25 | 79
2030/31 | 128.75 | 40.25 | 59
2030/31 | 129.25 | 40.25 | 74
2030/31 | 129.75 | 40.25 | 90
2030/31 | 130.25 | 40.25 | 70
2030/31 | 130.75 | 40.25 | 76
2030/31 | 131.25 | 40.25 | 87
2030/31 | 131.75 | 40.25 | 65
2030/31 | 132.25 | 40.25 | 65
2030/31 | 132.75 | 40.25 | 75
2030/31 | 133.25 | 40.25 | 69
2030/31 | 133.75 | 40.25 | 59
2030/31 | 134.25 | 40.25 | 61
2030/31 | 134.75 | 40.25 | 57
2030/31 | 135.25 | 40.25 | 74
2030/31 | 135.75 | 40.25 | 57
2030/31 | 136.25 | 40.25 | 73
2030/31 | 136.75 | 40.25 | 72
2030/31 | 137.25 | 40.25 | 67
2030/31 | 137.75 | 40.25 | 70
2030/31 | 138.25 | 40.25 | 51
2030/31 | 138.75 | 40.25 | 49
2030/31 | 139.25 | 40.25 | 38
2030/31 | 139.75 | 40.25 | 59
2030/31 | 140.25 | 40.25 | 46
2030/31 | 140.75 | 40.25 | 55
2030/31 | 141.25 | 40.25 | 50
2030/31 | 141.75 | 40.25 | 65
2030/31 | 142.25 | 40.25 | 47
2030/31 | 142.75 | 40.25 | 60
2030/31 | 143.25 | 40.25 | 53
2030/31 | 143.75 | 40.25 | 46
2030/31 | 144.25 | 40.25 | 55
2030/31 | 144.75 | 40.25 | 53
2030/31 | 145.25 | 40.25 | 53
2030/31 | 145.75 | 40.25 | 44
2030/31 | 146.25 | 40.25 | 51
2030/31 | 146.75 | 40.25 | 40
2030/31 | 147.25 | 40.25 | 40
2030/31 | 147.75 | 40.25 | 44
2030/31 | 148.25 | 40.25 | 45
2030/31 | 148.75 | 40.25 | 47
2030/31 | 149.25 | 40.25 | 39
2030/31 | 149.75 | 40.25 | 38
2030/31 | 150.25 | 40.25 | 40
2030/31 | 150.75 | 40.25 | 51
2030/31 | 151.25 | 40.25 | 34
2030/31 | 151.75 | 40.25 | 39
2030/31 | 152.25 | 40.25 | 43
2030/31 | 152.75 | 40.25 | 47
2030/31 | 153.25 | 40.25 | 27
2030/31 | 153.75 | 40.25 | 33
2030/31 | 154.25 | 40.25 | 33
2030/31 | 154.75 | 40.25 | 32
2030/31 | 155.25 | 40.25 | 29
2030/31 | 155.75 | 40.25 | 37
2030/31 | 156.25 | 40.25 | 31
2030/31 | 156.75 | 40.25 | 29
2030/31 | 157.25 | 40.25 | 29
2030/31 | 157.75 | 40.25 | 14
2030/31 | 158.25 | 40.25 | 20
2030/31 | 158.75 | 40.25 | 23
2030/31 | 159.25 | 40.25 | 18
2030/31 | 159.75 | 40.25 | 18
2030/31 | 160.25 | 40.25 | 26
2030/31 | 160.75 | 40.25 | 24
2030/31 | 161.25 | 40.25 | 21
2030/31 | 161.75 | 40.25 | 19
2030/31 | 162.25 | 40.25 | 37
2030/31 | 162.75 | 40.25 | 25
2030/31 | 163.25 | 40.25 | 23
2030/31 | 163.75 | 40.25 | 23
2030/31 | 164.25 | 40.25 | 17
2030/31 | 164.75 | 40.25 | 16
2030/31 | 165.25 | 40.25 | 21
2030/31 | 165.75 | 40.25 | 20
2030/31 | 166.25 | 40.25 | 15
2030/31 | 166.75 | 40.25 | 18
2030/31 | 167.25 | 40.25 | 19
2030/31 | 167.75 | 40.25 | 22
2030/31 | 168.25 | 40.25 | 14
2030/31 | 168.75 | 40.25 | 13
2030/31 | 169.25 | 40.25 | 27
2030/31 | 169.75 | 40.25 | 16
2030/31 | 170.25 | 40.25 | 23
2030/31 | 170.75 | 40.25 | 8
2030/31 | 171.25 | 40.25 | 10
2030/31 | 171.75 | 40.25 | 20
2030/31 | 172.25 | 40.25 | 18
2030/31 | 172.75 | 40.25 | 8
2030/31 | 173.25 | 40.25 | 12
2030/31 | 173.75 | 40.25 | 21
2030/31 | 174.25 | 40.25 | 14
2030/31 | 174.75 | 40.25 | 14
2030/31 | 175.25 | 40.25 | 13
2030/31 | 175.75 | 40.25 | 10
2030/31 | 176.25 | 40.25 | 21
2030/31 | 176.75 | 40.25 | 12
2030/31 | 177.25 | 40.25 | 19
2030/31 | 177.75 | 40.25 | 16
2030/31 | 178.25 | 40.25 | 13
2030/31 | 178.75 | 40.25 | 20
2030/31 | 179.25 | 40.25 | 23
2030/31 | 179.75 | 40.25 | 9
2030/31 | 180.25 | 40.25 | 13
2030/31 | 180.75 | 40.25 | 14
2030/31 | 181.25 | 40.25 | 8
2030/31 | 181.75 | 40.25 | 10
2030/31 | 182.25 | 40.25 | 16
2030/31 | 182.75 | 40.25 | 12
2030/31 | 183.25 | 40.25 | 15
2030/31 | 183.75 | 40.25 | 12
2030/31 | 184.25 | 40.25 | 10
2030/31 | 184.75 | 40.25 | 10
2030/31 | 185.25 | 40.25 | 5
2030/31 | 185.75 | 40.25 | 13
2030/31 | 186.25 | 40.25 | 9
2030/31 | 186.75 | 40.25 | 13
2030/31 | 187.25 | 40.25 | 7
2030/31 | 187.75 | 40.25 | 11
2030/31 | 188.25 | 40.25 | 8
2030/31 | 188.75 | 40.25 | 4
2030/31 | 189.25 | 40.25 | 3
2030/31 | 189.75 | 40.25 | 6
2030/31 | 190.25 | 40.25 | 9
2030/31 | 190.75 | 40.25 | 12
2030/31 | 191.25 | 40.25 | 9
2030/31 | 191.75 | 40.25 | 8
2030/31 | 192.25 | 40.25 | 4
2030/31 | 192.75 | 40.25 | 9
2030/31 | 193.25 | 40.25 | 11
2030/31 | 193.75 | 40.25 | 6
2030/31 | 194.25 | 40.25 | 9
2030/31 | 194.75 | 40.25 | 8
2030/31 | 195.25 | 40.25 | 7
2030/31 | 195.75 | 40.25 | 5
2030/31 | 196.25 | 40.25 | 5
2030/31 | 196.75 | 40.25 | 6
2030/31 | 197.25 | 40.25 | 6
2030/31 | 197.75 | 40.25 | 3
2030/31 | 198.25 | 40.25 | 5
2030/31 | 198.75 | 40.25 | 2
2030/31 | 199.25 | 40.25 | 6
2030/31 | 199.75 | 40.25 | 5
2030/31 | 200.25 | 40.25 | 5
2030/31 | 200.75 | 40.25 | 4
2030/31 | 201.25 | 40.25 | 3
2030/31 | 201.75 | 40.25 | 7
2030/31 | 202.25 | 40.25 | 10
2030/31 | 202.75 | 40.25 | 8
2030/31 | 203.25 | 40.25 | 4
2030/31 | 203.75 | 40.25 | 7
2030/31 | 204.25 | 40.25 | 12
2030/31 | 204.75 | 40.25 | 3
2030/31 | 205.25 | 40.25 | 5
2030/31 | 205.75 | 40.25 | 3
2030/31 | 206.25 | 40.25 | 4
2030/31 | 206.75 | 40.25 | 9
2030/31 | 207.25 | 40.25 | 4
2030/31 | 207.75 | 40.25 | 7
2030/31 | 208.25 | 40.25 | 3
2030/31 | 208.75 | 40.25 | 7
2030/31 | 209.25 | 40.25 | 2
2030/31 | 209.75 | 40.25 | 4
2030/31 | 210.25 | 40.25 | 5
2030/31 | 210.75 | 40.25 | 8
2030/31 | 211.25 | 40.25 | 3
2030/31 | 211.75 | 40.25 | 4
2030/31 | 212.25 | 40.25 | 6
2030/31 | 213.25 | 40.25 | 3
2030/31 | 213.75 | 40.25 | 4
2030/31 | 214.75 | 40.25 | 2
2030/31 | 215.25 | 40.25 | 3
2030/31 | 215.75 | 40.25 | 3
2030/31 | 216.75 | 40.25 | 2
2030/31 | 217.25 | 40.25 | 3
2030/31 | 217.75 | 40.25 | 3
2030/31 | 218.25 | 40.25 | 1
2030/31 | 218.75 | 40.25 | 1
2030/31 | 219.25 | 40.25 | 4
2030/31 | 219.75 | 40.25 | 1
2030/31 | 220.75 | 40.25 | 1
2030/31 | 221.75 | 40.25 | 3
2030/31 | 222.25 | 40.25 | 1
2030/31 | 222.75 | 40.25 | 3
2030/31 | 223.25 | 40.25 | 2
2030/31 | 223.75 | 40.25 | 2
2030/31 | 224.25 | 40.25 | 2
2030/31 | 224.75 | 40.25 | 3
2030/31 | 225.25 | 40.25 | 2
2030/31 | 225.75 | 40.25 | 2
2030/31 | 226.25 | 40.25 | 2
2030/31 | 226.75 | 40.25 | 1
2030/31 | 227.25 | 40.25 | 1
2030/31 | 228.25 | 40.25 | 1
2030/31 | 228.75 | 40.25 | 1
2030/31 | 229.25 | 40.25 | 1
2030/31 | 230.25 | 40.25 | 2
2030/31 | 230.75 | 40.25 | 2
2030/31 | 231.75 | 40.25 | 1
2030/31 | 232.75 | 40.25 | 2
2030/31 | 234.75 | 40.25 | 1
2030/31 | 235.25 | 40.25 | 1
2030/31 | 236.25 | 40.25 | 1
2030/31 | 237.75 | 40.25 | 1
2030/31 | 238.75 | 40.25 | 2
2030/31 | 239.25 | 40.25 | 1
2030/31 | 240.25 | 40.25 | 1
2030/31 | 241.75 | 40.25 | 1
2030/31 | 242.25 | 40.25 | 1
2030/31 | 245.75 | 40.25 | 1
2030/31 | 247.75 | 40.25 | 2
2030/31 | 249.75 | 40.25 | 1
2030/31 | 253.25 | 40.25 | 1
2030/31 | 254.25 | 40.25 | 1
2030/31 | 255.25 | 40.25 | 1
2030/31 | 262.25 | 40.25 | 1
2030/31 | 266.75 | 40.25 | 1
2030/31 | 62.25 | 40.75 | 1
2030/31 | 64.25 | 40.75 | 1
2030/31 | 66.25 | 40.75 | 1
2030/31 | 66.75 | 40.75 | 1
2030/31 | 67.75 | 40.75 | 1
2030/31 | 68.75 | 40.75 | 2
2030/31 | 69.25 | 40.75 | 1
2030/31 | 69.75 | 40.75 | 1
2030/31 | 70.75 | 40.75 | 1
2030/31 | 71.25 | 40.75 | 1
2030/31 | 71.75 | 40.75 | 2
2030/31 | 72.25 | 40.75 | 7
2030/31 | 72.75 | 40.75 | 2
2030/31 | 73.25 | 40.75 | 6
2030/31 | 73.75 | 40.75 | 10
2030/31 | 74.25 | 40.75 | 6
2030/31 | 74.75 | 40.75 | 6
2030/31 | 75.25 | 40.75 | 7
2030/31 | 75.75 | 40.75 | 7
2030/31 | 76.25 | 40.75 | 15
2030/31 | 76.75 | 40.75 | 17
2030/31 | 77.25 | 40.75 | 15
2030/31 | 77.75 | 40.75 | 12
2030/31 | 78.25 | 40.75 | 18
2030/31 | 78.75 | 40.75 | 15
2030/31 | 79.25 | 40.75 | 22
2030/31 | 79.75 | 40.75 | 21
2030/31 | 80.25 | 40.75 | 26
2030/31 | 80.75 | 40.75 | 26
2030/31 | 81.25 | 40.75 | 24
2030/31 | 81.75 | 40.75 | 27
2030/31 | 82.25 | 40.75 | 32
2030/31 | 82.75 | 40.75 | 36
2030/31 | 83.25 | 40.75 | 43
2030/31 | 83.75 | 40.75 | 35
2030/31 | 84.25 | 40.75 | 37
2030/31 | 84.75 | 40.75 | 41
2030/31 | 85.25 | 40.75 | 33
2030/31 | 85.75 | 40.75 | 31
2030/31 | 86.25 | 40.75 | 39
2030/31 | 86.75 | 40.75 | 42
2030/31 | 87.25 | 40.75 | 39
2030/31 | 87.75 | 40.75 | 42
2030/31 | 88.25 | 40.75 | 63
2030/31 | 88.75 | 40.75 | 53
2030/31 | 89.25 | 40.75 | 46
2030/31 | 89.75 | 40.75 | 62
2030/31 | 90.25 | 40.75 | 52
2030/31 | 90.75 | 40.75 | 56
2030/31 | 91.25 | 40.75 | 52
2030/31 | 91.75 | 40.75 | 49
2030/31 | 92.25 | 40.75 | 61
2030/31 | 92.75 | 40.75 | 65
2030/31 | 93.25 | 40.75 | 57
2030/31 | 93.75 | 40.75 | 80
2030/31 | 94.25 | 40.75 | 65
2030/31 | 94.75 | 40.75 | 53
2030/31 | 95.25 | 40.75 | 71
2030/31 | 95.75 | 40.75 | 70
2030/31 | 96.25 | 40.75 | 86
2030/31 | 96.75 | 40.75 | 63
2030/31 | 97.25 | 40.75 | 84
2030/31 | 97.75 | 40.75 | 53
2030/31 | 98.25 | 40.75 | 80
2030/31 | 98.75 | 40.75 | 61
2030/31 | 99.25 | 40.75 | 69
2030/31 | 99.75 | 40.75 | 91
2030/31 | 100.25 | 40.75 | 86
2030/31 | 100.75 | 40.75 | 72
2030/31 | 101.25 | 40.75 | 76
2030/31 | 101.75 | 40.75 | 70
2030/31 | 102.25 | 40.75 | 68
2030/31 | 102.75 | 40.75 | 71
2030/31 | 103.25 | 40.75 | 80
2030/31 | 103.75 | 40.75 | 73
2030/31 | 104.25 | 40.75 | 81
2030/31 | 104.75 | 40.75 | 93
2030/31 | 105.25 | 40.75 | 91
2030/31 | 105.75 | 40.75 | 83
2030/31 | 106.25 | 40.75 | 77
2030/31 | 106.75 | 40.75 | 69
2030/31 | 107.25 | 40.75 | 93
2030/31 | 107.75 | 40.75 | 98
2030/31 | 108.25 | 40.75 | 102
2030/31 | 108.75 | 40.75 | 59
2030/31 | 109.25 | 40.75 | 88
2030/31 | 109.75 | 40.75 | 74
2030/31 | 110.25 | 40.75 | 98
2030/31 | 110.75 | 40.75 | 90
2030/31 | 111.25 | 40.75 | 104
2030/31 | 111.75 | 40.75 | 79
2030/31 | 112.25 | 40.75 | 75
2030/31 | 112.75 | 40.75 | 77
2030/31 | 113.25 | 40.75 | 77
2030/31 | 113.75 | 40.75 | 79
2030/31 | 114.25 | 40.75 | 74
2030/31 | 114.75 | 40.75 | 77
2030/31 | 115.25 | 40.75 | 95
2030/31 | 115.75 | 40.75 | 78
2030/31 | 116.25 | 40.75 | 83
2030/31 | 116.75 | 40.75 | 65
2030/31 | 117.25 | 40.75 | 84
2030/31 | 117.75 | 40.75 | 84
2030/31 | 118.25 | 40.75 | 69
2030/31 | 118.75 | 40.75 | 86
2030/31 | 119.25 | 40.75 | 86
2030/31 | 119.75 | 40.75 | 89
2030/31 | 120.25 | 40.75 | 85
2030/31 | 120.75 | 40.75 | 67
2030/31 | 121.25 | 40.75 | 90
2030/31 | 121.75 | 40.75 | 96
2030/31 | 122.25 | 40.75 | 67
2030/31 | 122.75 | 40.75 | 93
2030/31 | 123.25 | 40.75 | 79
2030/31 | 123.75 | 40.75 | 94
2030/31 | 124.25 | 40.75 | 82
2030/31 | 124.75 | 40.75 | 93
2030/31 | 125.25 | 40.75 | 85
2030/31 | 125.75 | 40.75 | 85
2030/31 | 126.25 | 40.75 | 77
2030/31 | 126.75 | 40.75 | 68
2030/31 | 127.25 | 40.75 | 71
2030/31 | 127.75 | 40.75 | 95
2030/31 | 128.25 | 40.75 | 75
2030/31 | 128.75 | 40.75 | 64
2030/31 | 129.25 | 40.75 | 71
2030/31 | 129.75 | 40.75 | 74
2030/31 | 130.25 | 40.75 | 72
2030/31 | 130.75 | 40.75 | 71
2030/31 | 131.25 | 40.75 | 65
2030/31 | 131.75 | 40.75 | 84
2030/31 | 132.25 | 40.75 | 69
2030/31 | 132.75 | 40.75 | 58
2030/31 | 133.25 | 40.75 | 65
2030/31 | 133.75 | 40.75 | 72
2030/31 | 134.25 | 40.75 | 84
2030/31 | 134.75 | 40.75 | 88
2030/31 | 135.25 | 40.75 | 80
2030/31 | 135.75 | 40.75 | 63
2030/31 | 136.25 | 40.75 | 70
2030/31 | 136.75 | 40.75 | 61
2030/31 | 137.25 | 40.75 | 67
2030/31 | 137.75 | 40.75 | 56
2030/31 | 138.25 | 40.75 | 59
2030/31 | 138.75 | 40.75 | 61
2030/31 | 139.25 | 40.75 | 45
2030/31 | 139.75 | 40.75 | 48
2030/31 | 140.25 | 40.75 | 50
2030/31 | 140.75 | 40.75 | 46
2030/31 | 141.25 | 40.75 | 63
2030/31 | 141.75 | 40.75 | 58
2030/31 | 142.25 | 40.75 | 51
2030/31 | 142.75 | 40.75 | 63
2030/31 | 143.25 | 40.75 | 53
2030/31 | 143.75 | 40.75 | 47
2030/31 | 144.25 | 40.75 | 39
2030/31 | 144.75 | 40.75 | 59
2030/31 | 145.25 | 40.75 | 40
2030/31 | 145.75 | 40.75 | 45
2030/31 | 146.25 | 40.75 | 38
2030/31 | 146.75 | 40.75 | 44
2030/31 | 147.25 | 40.75 | 39
2030/31 | 147.75 | 40.75 | 29
2030/31 | 148.25 | 40.75 | 48
2030/31 | 148.75 | 40.75 | 40
2030/31 | 149.25 | 40.75 | 42
2030/31 | 149.75 | 40.75 | 46
2030/31 | 150.25 | 40.75 | 51
2030/31 | 150.75 | 40.75 | 41
2030/31 | 151.25 | 40.75 | 40
2030/31 | 151.75 | 40.75 | 44
2030/31 | 152.25 | 40.75 | 36
2030/31 | 152.75 | 40.75 | 35
2030/31 | 153.25 | 40.75 | 32
2030/31 | 153.75 | 40.75 | 20
2030/31 | 154.25 | 40.75 | 38
2030/31 | 154.75 | 40.75 | 33
2030/31 | 155.25 | 40.75 | 33
2030/31 | 155.75 | 40.75 | 44
2030/31 | 156.25 | 40.75 | 29
2030/31 | 156.75 | 40.75 | 28
2030/31 | 157.25 | 40.75 | 25
2030/31 | 157.75 | 40.75 | 26
2030/31 | 158.25 | 40.75 | 22
2030/31 | 158.75 | 40.75 | 30
2030/31 | 159.25 | 40.75 | 35
2030/31 | 159.75 | 40.75 | 24
2030/31 | 160.25 | 40.75 | 30
2030/31 | 160.75 | 40.75 | 27
2030/31 | 161.25 | 40.75 | 24
2030/31 | 161.75 | 40.75 | 30
2030/31 | 162.25 | 40.75 | 20
2030/31 | 162.75 | 40.75 | 21
2030/31 | 163.25 | 40.75 | 16
2030/31 | 163.75 | 40.75 | 30
2030/31 | 164.25 | 40.75 | 27
2030/31 | 164.75 | 40.75 | 25
2030/31 | 165.25 | 40.75 | 23
2030/31 | 165.75 | 40.75 | 8
2030/31 | 166.25 | 40.75 | 18
2030/31 | 166.75 | 40.75 | 15
2030/31 | 167.25 | 40.75 | 24
2030/31 | 167.75 | 40.75 | 19
2030/31 | 168.25 | 40.75 | 27
2030/31 | 168.75 | 40.75 | 23
2030/31 | 169.25 | 40.75 | 19
2030/31 | 169.75 | 40.75 | 17
2030/31 | 170.25 | 40.75 | 14
2030/31 | 170.75 | 40.75 | 13
2030/31 | 171.25 | 40.75 | 21
2030/31 | 171.75 | 40.75 | 15
2030/31 | 172.25 | 40.75 | 9
2030/31 | 172.75 | 40.75 | 13
2030/31 | 173.25 | 40.75 | 8
2030/31 | 173.75 | 40.75 | 21
2030/31 | 174.25 | 40.75 | 22
2030/31 | 174.75 | 40.75 | 21
2030/31 | 175.25 | 40.75 | 11
2030/31 | 175.75 | 40.75 | 10
2030/31 | 176.25 | 40.75 | 15
2030/31 | 176.75 | 40.75 | 5
2030/31 | 177.25 | 40.75 | 16
2030/31 | 177.75 | 40.75 | 18
2030/31 | 178.25 | 40.75 | 11
2030/31 | 178.75 | 40.75 | 15
2030/31 | 179.25 | 40.75 | 15
2030/31 | 179.75 | 40.75 | 16
2030/31 | 180.25 | 40.75 | 16
2030/31 | 180.75 | 40.75 | 11
2030/31 | 181.25 | 40.75 | 9
2030/31 | 181.75 | 40.75 | 15
2030/31 | 182.25 | 40.75 | 16
2030/31 | 182.75 | 40.75 | 11
2030/31 | 183.25 | 40.75 | 17
2030/31 | 183.75 | 40.75 | 11
2030/31 | 184.25 | 40.75 | 10
2030/31 | 184.75 | 40.75 | 12
2030/31 | 185.25 | 40.75 | 6
2030/31 | 185.75 | 40.75 | 10
2030/31 | 186.25 | 40.75 | 10
2030/31 | 186.75 | 40.75 | 13
2030/31 | 187.25 | 40.75 | 13
2030/31 | 187.75 | 40.75 | 19
2030/31 | 188.25 | 40.75 | 9
2030/31 | 188.75 | 40.75 | 7
2030/31 | 189.25 | 40.75 | 13
2030/31 | 189.75 | 40.75 | 7
2030/31 | 190.25 | 40.75 | 7
2030/31 | 190.75 | 40.75 | 11
2030/31 | 191.25 | 40.75 | 13
2030/31 | 191.75 | 40.75 | 7
2030/31 | 192.25 | 40.75 | 6
2030/31 | 192.75 | 40.75 | 9
2030/31 | 193.25 | 40.75 | 11
2030/31 | 193.75 | 40.75 | 10
2030/31 | 194.25 | 40.75 | 9
2030/31 | 194.75 | 40.75 | 8
2030/31 | 195.25 | 40.75 | 4
2030/31 | 195.75 | 40.75 | 9
2030/31 | 196.25 | 40.75 | 6
2030/31 | 196.75 | 40.75 | 8
2030/31 | 197.25 | 40.75 | 4
2030/31 | 197.75 | 40.75 | 3
2030/31 | 198.25 | 40.75 | 3
2030/31 | 198.75 | 40.75 | 4
2030/31 | 199.25 | 40.75 | 7
2030/31 | 199.75 | 40.75 | 10
2030/31 | 200.25 | 40.75 | 6
2030/31 | 200.75 | 40.75 | 3
2030/31 | 201.25 | 40.75 | 5
2030/31 | 201.75 | 40.75 | 1
2030/31 | 202.25 | 40.75 | 7
2030/31 | 202.75 | 40.75 | 3
2030/31 | 203.25 | 40.75 | 8
2030/31 | 203.75 | 40.75 | 6
2030/31 | 204.25 | 40.75 | 5
2030/31 | 204.75 | 40.75 | 10
2030/31 | 205.25 | 40.75 | 3
2030/31 | 205.75 | 40.75 | 5
2030/31 | 206.25 | 40.75 | 2
2030/31 | 206.75 | 40.75 | 7
2030/31 | 207.25 | 40.75 | 6
2030/31 | 207.75 | 40.75 | 4
2030/31 | 208.25 | 40.75 | 6
2030/31 | 208.75 | 40.75 | 4
2030/31 | 209.25 | 40.75 | 3
2030/31 | 209.75 | 40.75 | 2
2030/31 | 210.25 | 40.75 | 3
2030/31 | 210.75 | 40.75 | 7
2030/31 | 211.25 | 40.75 | 5
2030/31 | 211.75 | 40.75 | 6
2030/31 | 212.25 | 40.75 | 3
2030/31 | 212.75 | 40.75 | 4
2030/31 | 213.25 | 40.75 | 2
2030/31 | 213.75 | 40.75 | 2
2030/31 | 214.25 | 40.75 | 3
2030/31 | 214.75 | 40.75 | 4
2030/31 | 215.25 | 40.75 | 2
2030/31 | 215.75 | 40.75 | 2
2030/31 | 216.25 | 40.75 | 1
2030/31 | 216.75 | 40.75 | 1
2030/31 | 217.25 | 40.75 | 4
2030/31 | 217.75 | 40.75 | 3
2030/31 | 218.25 | 40.75 | 1
2030/31 | 218.75 | 40.75 | 1
2030/31 | 219.25 | 40.75 | 6
2030/31 | 219.75 | 40.75 | 3
2030/31 | 220.25 | 40.75 | 3
2030/31 | 220.75 | 40.75 | 1
2030/31 | 221.25 | 40.75 | 5
2030/31 | 222.25 | 40.75 | 3
2030/31 | 222.75 | 40.75 | 2
2030/31 | 223.25 | 40.75 | 3
2030/31 | 223.75 | 40.75 | 1
2030/31 | 224.25 | 40.75 | 1
2030/31 | 224.75 | 40.75 | 3
2030/31 | 225.75 | 40.75 | 2
2030/31 | 226.25 | 40.75 | 1
2030/31 | 226.75 | 40.75 | 1
2030/31 | 227.25 | 40.75 | 4
2030/31 | 228.75 | 40.75 | 1
2030/31 | 229.25 | 40.75 | 3
2030/31 | 230.25 | 40.75 | 1
2030/31 | 230.75 | 40.75 | 2
2030/31 | 231.25 | 40.75 | 5
2030/31 | 232.25 | 40.75 | 2
2030/31 | 232.75 | 40.75 | 2
2030/31 | 233.25 | 40.75 | 1
2030/31 | 233.75 | 40.75 | 1
2030/31 | 234.25 | 40.75 | 1
2030/31 | 234.75 | 40.75 | 2
2030/31 | 235.75 | 40.75 | 1
2030/31 | 236.75 | 40.75 | 1
2030/31 | 237.75 | 40.75 | 1
2030/31 | 238.25 | 40.75 | 1
2030/31 | 239.25 | 40.75 | 1
2030/31 | 239.75 | 40.75 | 1
2030/31 | 241.25 | 40.75 | 1
2030/31 | 246.75 | 40.75 | 1
2030/31 | 247.25 | 40.75 | 1
2030/31 | 247.75 | 40.75 | 1
2030/31 | 250.75 | 40.75 | 1
2030/31 | 254.75 | 40.75 | 1
2030/31 | 256.25 | 40.75 | 2
2030/31 | 257.25 | 40.75 | 1
2030/31 | 259.75 | 40.75 | 1
2030/31 | 260.75 | 40.75 | 1
2030/31 | 277.25 | 40.75 | 1
2030/31 | 282.75 | 40.75 | 1
2030/31 | 289.75 | 40.75 | 1
2030/31 | 310.25 | 40.75 | 1
2030/31 | 61.25 | 41.25 | 1
2030/31 | 62.75 | 41.25 | 1
2030/31 | 66.75 | 41.25 | 1
2030/31 | 67.25 | 41.25 | 1
2030/31 | 67.75 | 41.25 | 1
2030/31 | 68.75 | 41.25 | 1
2030/31 | 69.75 | 41.25 | 6
2030/31 | 70.25 | 41.25 | 1
2030/31 | 70.75 | 41.25 | 2
2030/31 | 71.25 | 41.25 | 2
2030/31 | 71.75 | 41.25 | 6
2030/31 | 72.25 | 41.25 | 3
2030/31 | 72.75 | 41.25 | 6
2030/31 | 73.25 | 41.25 | 4
2030/31 | 73.75 | 41.25 | 7
2030/31 | 74.25 | 41.25 | 5
2030/31 | 74.75 | 41.25 | 8
2030/31 | 75.25 | 41.25 | 12
2030/31 | 75.75 | 41.25 | 9
2030/31 | 76.25 | 41.25 | 13
2030/31 | 76.75 | 41.25 | 16
2030/31 | 77.25 | 41.25 | 14
2030/31 | 77.75 | 41.25 | 14
2030/31 | 78.25 | 41.25 | 15
2030/31 | 78.75 | 41.25 | 15
2030/31 | 79.25 | 41.25 | 31
2030/31 | 79.75 | 41.25 | 17
2030/31 | 80.25 | 41.25 | 23
2030/31 | 80.75 | 41.25 | 19
2030/31 | 81.25 | 41.25 | 18
2030/31 | 81.75 | 41.25 | 28
2030/31 | 82.25 | 41.25 | 29
2030/31 | 82.75 | 41.25 | 34
2030/31 | 83.25 | 41.25 | 37
2030/31 | 83.75 | 41.25 | 34
2030/31 | 84.25 | 41.25 | 33
2030/31 | 84.75 | 41.25 | 32
2030/31 | 85.25 | 41.25 | 37
2030/31 | 85.75 | 41.25 | 40
2030/31 | 86.25 | 41.25 | 45
2030/31 | 86.75 | 41.25 | 55
2030/31 | 87.25 | 41.25 | 57
2030/31 | 87.75 | 41.25 | 49
2030/31 | 88.25 | 41.25 | 49
2030/31 | 88.75 | 41.25 | 53
2030/31 | 89.25 | 41.25 | 55
2030/31 | 89.75 | 41.25 | 64
2030/31 | 90.25 | 41.25 | 58
2030/31 | 90.75 | 41.25 | 68
2030/31 | 91.25 | 41.25 | 57
2030/31 | 91.75 | 41.25 | 58
2030/31 | 92.25 | 41.25 | 65
2030/31 | 92.75 | 41.25 | 59
2030/31 | 93.25 | 41.25 | 73
2030/31 | 93.75 | 41.25 | 55
2030/31 | 94.25 | 41.25 | 67
2030/31 | 94.75 | 41.25 | 55
2030/31 | 95.25 | 41.25 | 97
2030/31 | 95.75 | 41.25 | 80
2030/31 | 96.25 | 41.25 | 77
2030/31 | 96.75 | 41.25 | 75
2030/31 | 97.25 | 41.25 | 92
2030/31 | 97.75 | 41.25 | 80
2030/31 | 98.25 | 41.25 | 81
2030/31 | 98.75 | 41.25 | 83
2030/31 | 99.25 | 41.25 | 86
2030/31 | 99.75 | 41.25 | 72
2030/31 | 100.25 | 41.25 | 74
2030/31 | 100.75 | 41.25 | 87
2030/31 | 101.25 | 41.25 | 74
2030/31 | 101.75 | 41.25 | 87
2030/31 | 102.25 | 41.25 | 93
2030/31 | 102.75 | 41.25 | 78
2030/31 | 103.25 | 41.25 | 84
2030/31 | 103.75 | 41.25 | 82
2030/31 | 104.25 | 41.25 | 86
2030/31 | 104.75 | 41.25 | 73
2030/31 | 105.25 | 41.25 | 80
2030/31 | 105.75 | 41.25 | 94
2030/31 | 106.25 | 41.25 | 79
2030/31 | 106.75 | 41.25 | 94
2030/31 | 107.25 | 41.25 | 93
2030/31 | 107.75 | 41.25 | 74
2030/31 | 108.25 | 41.25 | 93
2030/31 | 108.75 | 41.25 | 94
2030/31 | 109.25 | 41.25 | 90
2030/31 | 109.75 | 41.25 | 78
2030/31 | 110.25 | 41.25 | 97
2030/31 | 110.75 | 41.25 | 88
2030/31 | 111.25 | 41.25 | 98
2030/31 | 111.75 | 41.25 | 105
2030/31 | 112.25 | 41.25 | 82
2030/31 | 112.75 | 41.25 | 90
2030/31 | 113.25 | 41.25 | 80
2030/31 | 113.75 | 41.25 | 87
2030/31 | 114.25 | 41.25 | 95
2030/31 | 114.75 | 41.25 | 92
2030/31 | 115.25 | 41.25 | 81
2030/31 | 115.75 | 41.25 | 83
2030/31 | 116.25 | 41.25 | 79
2030/31 | 116.75 | 41.25 | 83
2030/31 | 117.25 | 41.25 | 82
2030/31 | 117.75 | 41.25 | 81
2030/31 | 118.25 | 41.25 | 92
2030/31 | 118.75 | 41.25 | 97
2030/31 | 119.25 | 41.25 | 103
2030/31 | 119.75 | 41.25 | 85
2030/31 | 120.25 | 41.25 | 99
2030/31 | 120.75 | 41.25 | 91
2030/31 | 121.25 | 41.25 | 76
2030/31 | 121.75 | 41.25 | 82
2030/31 | 122.25 | 41.25 | 83
2030/31 | 122.75 | 41.25 | 65
2030/31 | 123.25 | 41.25 | 76
2030/31 | 123.75 | 41.25 | 84
2030/31 | 124.25 | 41.25 | 65
2030/31 | 124.75 | 41.25 | 91
2030/31 | 125.25 | 41.25 | 88
2030/31 | 125.75 | 41.25 | 80
2030/31 | 126.25 | 41.25 | 89
2030/31 | 126.75 | 41.25 | 73
2030/31 | 127.25 | 41.25 | 78
2030/31 | 127.75 | 41.25 | 78
2030/31 | 128.25 | 41.25 | 89
2030/31 | 128.75 | 41.25 | 76
2030/31 | 129.25 | 41.25 | 91
2030/31 | 129.75 | 41.25 | 74
2030/31 | 130.25 | 41.25 | 72
2030/31 | 130.75 | 41.25 | 62
2030/31 | 131.25 | 41.25 | 68
2030/31 | 131.75 | 41.25 | 74
2030/31 | 132.25 | 41.25 | 65
2030/31 | 132.75 | 41.25 | 85
2030/31 | 133.25 | 41.25 | 76
2030/31 | 133.75 | 41.25 | 71
2030/31 | 134.25 | 41.25 | 69
2030/31 | 134.75 | 41.25 | 70
2030/31 | 135.25 | 41.25 | 66
2030/31 | 135.75 | 41.25 | 66
2030/31 | 136.25 | 41.25 | 69
2030/31 | 136.75 | 41.25 | 59
2030/31 | 137.25 | 41.25 | 81
2030/31 | 137.75 | 41.25 | 69
2030/31 | 138.25 | 41.25 | 78
2030/31 | 138.75 | 41.25 | 51
2030/31 | 139.25 | 41.25 | 54
2030/31 | 139.75 | 41.25 | 49
2030/31 | 140.25 | 41.25 | 68
2030/31 | 140.75 | 41.25 | 58
2030/31 | 141.25 | 41.25 | 58
2030/31 | 141.75 | 41.25 | 63
2030/31 | 142.25 | 41.25 | 49
2030/31 | 142.75 | 41.25 | 70
2030/31 | 143.25 | 41.25 | 35
2030/31 | 143.75 | 41.25 | 62
2030/31 | 144.25 | 41.25 | 59
2030/31 | 144.75 | 41.25 | 51
2030/31 | 145.25 | 41.25 | 61
2030/31 | 145.75 | 41.25 | 49
2030/31 | 146.25 | 41.25 | 40
2030/31 | 146.75 | 41.25 | 55
2030/31 | 147.25 | 41.25 | 39
2030/31 | 147.75 | 41.25 | 48
2030/31 | 148.25 | 41.25 | 51
2030/31 | 148.75 | 41.25 | 51
2030/31 | 149.25 | 41.25 | 38
2030/31 | 149.75 | 41.25 | 41
2030/31 | 150.25 | 41.25 | 54
2030/31 | 150.75 | 41.25 | 43
2030/31 | 151.25 | 41.25 | 38
2030/31 | 151.75 | 41.25 | 40
2030/31 | 152.25 | 41.25 | 34
2030/31 | 152.75 | 41.25 | 38
2030/31 | 153.25 | 41.25 | 35
2030/31 | 153.75 | 41.25 | 36
2030/31 | 154.25 | 41.25 | 34
2030/31 | 154.75 | 41.25 | 31
2030/31 | 155.25 | 41.25 | 32
2030/31 | 155.75 | 41.25 | 36
2030/31 | 156.25 | 41.25 | 28
2030/31 | 156.75 | 41.25 | 28
2030/31 | 157.25 | 41.25 | 32
2030/31 | 157.75 | 41.25 | 31
2030/31 | 158.25 | 41.25 | 30
2030/31 | 158.75 | 41.25 | 31
2030/31 | 159.25 | 41.25 | 27
2030/31 | 159.75 | 41.25 | 39
2030/31 | 160.25 | 41.25 | 26
2030/31 | 160.75 | 41.25 | 33
2030/31 | 161.25 | 41.25 | 30
2030/31 | 161.75 | 41.25 | 28
2030/31 | 162.25 | 41.25 | 24
2030/31 | 162.75 | 41.25 | 27
2030/31 | 163.25 | 41.25 | 18
2030/31 | 163.75 | 41.25 | 34
2030/31 | 164.25 | 41.25 | 25
2030/31 | 164.75 | 41.25 | 23
2030/31 | 165.25 | 41.25 | 17
2030/31 | 165.75 | 41.25 | 21
2030/31 | 166.25 | 41.25 | 22
2030/31 | 166.75 | 41.25 | 30
2030/31 | 167.25 | 41.25 | 24
2030/31 | 167.75 | 41.25 | 18
2030/31 | 168.25 | 41.25 | 15
2030/31 | 168.75 | 41.25 | 20
2030/31 | 169.25 | 41.25 | 14
2030/31 | 169.75 | 41.25 | 15
2030/31 | 170.25 | 41.25 | 20
2030/31 | 170.75 | 41.25 | 10
2030/31 | 171.25 | 41.25 | 21
2030/31 | 171.75 | 41.25 | 19
2030/31 | 172.25 | 41.25 | 23
2030/31 | 172.75 | 41.25 | 14
2030/31 | 173.25 | 41.25 | 22
2030/31 | 173.75 | 41.25 | 20
2030/31 | 174.25 | 41.25 | 12
2030/31 | 174.75 | 41.25 | 11
2030/31 | 175.25 | 41.25 | 15
2030/31 | 175.75 | 41.25 | 10
2030/31 | 176.25 | 41.25 | 15
2030/31 | 176.75 | 41.25 | 24
2030/31 | 177.25 | 41.25 | 12
2030/31 | 177.75 | 41.25 | 16
2030/31 | 178.25 | 41.25 | 15
2030/31 | 178.75 | 41.25 | 17
2030/31 | 179.25 | 41.25 | 16
2030/31 | 179.75 | 41.25 | 15
2030/31 | 180.25 | 41.25 | 10
2030/31 | 180.75 | 41.25 | 20
2030/31 | 181.25 | 41.25 | 18
2030/31 | 181.75 | 41.25 | 9
2030/31 | 182.25 | 41.25 | 14
2030/31 | 182.75 | 41.25 | 18
2030/31 | 183.25 | 41.25 | 8
2030/31 | 183.75 | 41.25 | 11
2030/31 | 184.25 | 41.25 | 5
2030/31 | 184.75 | 41.25 | 21
2030/31 | 185.25 | 41.25 | 10
2030/31 | 185.75 | 41.25 | 8
2030/31 | 186.25 | 41.25 | 10
2030/31 | 186.75 | 41.25 | 11
2030/31 | 187.25 | 41.25 | 10
2030/31 | 187.75 | 41.25 | 10
2030/31 | 188.25 | 41.25 | 17
2030/31 | 188.75 | 41.25 | 13
2030/31 | 189.25 | 41.25 | 9
2030/31 | 189.75 | 41.25 | 7
2030/31 | 190.25 | 41.25 | 11
2030/31 | 190.75 | 41.25 | 9
2030/31 | 191.25 | 41.25 | 7
2030/31 | 191.75 | 41.25 | 8
2030/31 | 192.25 | 41.25 | 5
2030/31 | 192.75 | 41.25 | 10
2030/31 | 193.25 | 41.25 | 9
2030/31 | 193.75 | 41.25 | 9
2030/31 | 194.25 | 41.25 | 7
2030/31 | 194.75 | 41.25 | 8
2030/31 | 195.25 | 41.25 | 7
2030/31 | 195.75 | 41.25 | 8
2030/31 | 196.25 | 41.25 | 9
2030/31 | 196.75 | 41.25 | 5
2030/31 | 197.25 | 41.25 | 8
2030/31 | 197.75 | 41.25 | 7
2030/31 | 198.25 | 41.25 | 4
2030/31 | 198.75 | 41.25 | 3
2030/31 | 199.25 | 41.25 | 8
2030/31 | 199.75 | 41.25 | 7
2030/31 | 200.25 | 41.25 | 7
2030/31 | 200.75 | 41.25 | 6
2030/31 | 201.25 | 41.25 | 12
2030/31 | 201.75 | 41.25 | 10
2030/31 | 202.25 | 41.25 | 4
2030/31 | 202.75 | 41.25 | 6
2030/31 | 203.25 | 41.25 | 8
2030/31 | 203.75 | 41.25 | 7
2030/31 | 204.25 | 41.25 | 1
2030/31 | 204.75 | 41.25 | 3
2030/31 | 205.25 | 41.25 | 7
2030/31 | 205.75 | 41.25 | 8
2030/31 | 206.25 | 41.25 | 9
2030/31 | 206.75 | 41.25 | 5
2030/31 | 207.25 | 41.25 | 4
2030/31 | 207.75 | 41.25 | 5
2030/31 | 208.25 | 41.25 | 7
2030/31 | 208.75 | 41.25 | 4
2030/31 | 209.25 | 41.25 | 4
2030/31 | 209.75 | 41.25 | 3
2030/31 | 210.25 | 41.25 | 5
2030/31 | 210.75 | 41.25 | 6
2030/31 | 211.25 | 41.25 | 3
2030/31 | 211.75 | 41.25 | 3
2030/31 | 212.25 | 41.25 | 5
2030/31 | 212.75 | 41.25 | 4
2030/31 | 213.25 | 41.25 | 4
2030/31 | 213.75 | 41.25 | 4
2030/31 | 214.25 | 41.25 | 5
2030/31 | 214.75 | 41.25 | 3
2030/31 | 215.25 | 41.25 | 3
2030/31 | 215.75 | 41.25 | 3
2030/31 | 216.25 | 41.25 | 4
2030/31 | 217.25 | 41.25 | 2
2030/31 | 217.75 | 41.25 | 6
2030/31 | 218.25 | 41.25 | 4
2030/31 | 219.25 | 41.25 | 5
2030/31 | 219.75 | 41.25 | 3
2030/31 | 220.25 | 41.25 | 1
2030/31 | 220.75 | 41.25 | 4
2030/31 | 221.25 | 41.25 | 4
2030/31 | 221.75 | 41.25 | 6
2030/31 | 222.25 | 41.25 | 2
2030/31 | 222.75 | 41.25 | 1
2030/31 | 223.25 | 41.25 | 2
2030/31 | 223.75 | 41.25 | 4
2030/31 | 224.25 | 41.25 | 2
2030/31 | 224.75 | 41.25 | 2
2030/31 | 225.25 | 41.25 | 3
2030/31 | 225.75 | 41.25 | 1
2030/31 | 226.75 | 41.25 | 2
2030/31 | 227.75 | 41.25 | 3
2030/31 | 228.25 | 41.25 | 3
2030/31 | 228.75 | 41.25 | 4
2030/31 | 229.25 | 41.25 | 3
2030/31 | 230.25 | 41.25 | 7
2030/31 | 231.75 | 41.25 | 1
2030/31 | 232.25 | 41.25 | 2
2030/31 | 232.75 | 41.25 | 2
2030/31 | 233.75 | 41.25 | 3
2030/31 | 234.75 | 41.25 | 2
2030/31 | 236.25 | 41.25 | 3
2030/31 | 236.75 | 41.25 | 2
2030/31 | 237.75 | 41.25 | 3
2030/31 | 238.25 | 41.25 | 1
2030/31 | 238.75 | 41.25 | 1
2030/31 | 239.25 | 41.25 | 2
2030/31 | 239.75 | 41.25 | 1
2030/31 | 240.25 | 41.25 | 1
2030/31 | 240.75 | 41.25 | 2
2030/31 | 241.75 | 41.25 | 4
2030/31 | 244.25 | 41.25 | 1
2030/31 | 249.25 | 41.25 | 1
2030/31 | 255.75 | 41.25 | 1
2030/31 | 256.25 | 41.25 | 1
2030/31 | 256.75 | 41.25 | 1
2030/31 | 257.25 | 41.25 | 2
2030/31 | 265.25 | 41.25 | 1
2030/31 | 267.25 | 41.25 | 1
2030/31 | 271.25 | 41.25 | 1
2030/31 | 278.75 | 41.25 | 1
2030/31 | 282.25 | 41.25 | 1
2030/31 | 315.25 | 41.25 | 1
2030/31 | 63.75 | 41.75 | 1
2030/31 | 64.25 | 41.75 | 1
2030/31 | 65.25 | 41.75 | 1
2030/31 | 66.25 | 41.75 | 1
2030/31 | 67.25 | 41.75 | 2
2030/31 | 68.75 | 41.75 | 3
2030/31 | 69.25 | 41.75 | 1
2030/31 | 69.75 | 41.75 | 3
2030/31 | 70.25 | 41.75 | 2
2030/31 | 71.25 | 41.75 | 2
2030/31 | 71.75 | 41.75 | 3
2030/31 | 72.25 | 41.75 | 1
2030/31 | 72.75 | 41.75 | 4
2030/31 | 73.25 | 41.75 | 3
2030/31 | 73.75 | 41.75 | 6
2030/31 | 74.25 | 41.75 | 6
2030/31 | 74.75 | 41.75 | 7
2030/31 | 75.25 | 41.75 | 12
2030/31 | 75.75 | 41.75 | 10
2030/31 | 76.25 | 41.75 | 8
2030/31 | 76.75 | 41.75 | 18
2030/31 | 77.25 | 41.75 | 14
2030/31 | 77.75 | 41.75 | 14
2030/31 | 78.25 | 41.75 | 15
2030/31 | 78.75 | 41.75 | 12
2030/31 | 79.25 | 41.75 | 25
2030/31 | 79.75 | 41.75 | 18
2030/31 | 80.25 | 41.75 | 23
2030/31 | 80.75 | 41.75 | 22
2030/31 | 81.25 | 41.75 | 29
2030/31 | 81.75 | 41.75 | 30
2030/31 | 82.25 | 41.75 | 25
2030/31 | 82.75 | 41.75 | 30
2030/31 | 83.25 | 41.75 | 43
2030/31 | 83.75 | 41.75 | 40
2030/31 | 84.25 | 41.75 | 32
2030/31 | 84.75 | 41.75 | 34
2030/31 | 85.25 | 41.75 | 36
2030/31 | 85.75 | 41.75 | 48
2030/31 | 86.25 | 41.75 | 41
2030/31 | 86.75 | 41.75 | 39
2030/31 | 87.25 | 41.75 | 39
2030/31 | 87.75 | 41.75 | 44
2030/31 | 88.25 | 41.75 | 60
2030/31 | 88.75 | 41.75 | 48
2030/31 | 89.25 | 41.75 | 64
2030/31 | 89.75 | 41.75 | 56
2030/31 | 90.25 | 41.75 | 60
2030/31 | 90.75 | 41.75 | 73
2030/31 | 91.25 | 41.75 | 51
2030/31 | 91.75 | 41.75 | 63
2030/31 | 92.25 | 41.75 | 69
2030/31 | 92.75 | 41.75 | 64
2030/31 | 93.25 | 41.75 | 59
2030/31 | 93.75 | 41.75 | 73
2030/31 | 94.25 | 41.75 | 62
2030/31 | 94.75 | 41.75 | 91
2030/31 | 95.25 | 41.75 | 89
2030/31 | 95.75 | 41.75 | 68
2030/31 | 96.25 | 41.75 | 85
2030/31 | 96.75 | 41.75 | 83
2030/31 | 97.25 | 41.75 | 74
2030/31 | 97.75 | 41.75 | 80
2030/31 | 98.25 | 41.75 | 78
2030/31 | 98.75 | 41.75 | 87
2030/31 | 99.25 | 41.75 | 84
2030/31 | 99.75 | 41.75 | 79
2030/31 | 100.25 | 41.75 | 78
2030/31 | 100.75 | 41.75 | 90
2030/31 | 101.25 | 41.75 | 76
2030/31 | 101.75 | 41.75 | 69
2030/31 | 102.25 | 41.75 | 91
2030/31 | 102.75 | 41.75 | 77
2030/31 | 103.25 | 41.75 | 93
2030/31 | 103.75 | 41.75 | 81
2030/31 | 104.25 | 41.75 | 90
2030/31 | 104.75 | 41.75 | 96
2030/31 | 105.25 | 41.75 | 81
2030/31 | 105.75 | 41.75 | 105
2030/31 | 106.25 | 41.75 | 93
2030/31 | 106.75 | 41.75 | 87
2030/31 | 107.25 | 41.75 | 97
2030/31 | 107.75 | 41.75 | 94
2030/31 | 108.25 | 41.75 | 84
2030/31 | 108.75 | 41.75 | 77
2030/31 | 109.25 | 41.75 | 81
2030/31 | 109.75 | 41.75 | 103
2030/31 | 110.25 | 41.75 | 79
2030/31 | 110.75 | 41.75 | 93
2030/31 | 111.25 | 41.75 | 94
2030/31 | 111.75 | 41.75 | 97
2030/31 | 112.25 | 41.75 | 87
2030/31 | 112.75 | 41.75 | 95
2030/31 | 113.25 | 41.75 | 100
2030/31 | 113.75 | 41.75 | 81
2030/31 | 114.25 | 41.75 | 109
2030/31 | 114.75 | 41.75 | 108
2030/31 | 115.25 | 41.75 | 88
2030/31 | 115.75 | 41.75 | 92
2030/31 | 116.25 | 41.75 | 103
2030/31 | 116.75 | 41.75 | 97
2030/31 | 117.25 | 41.75 | 110
2030/31 | 117.75 | 41.75 | 110
2030/31 | 118.25 | 41.75 | 98
2030/31 | 118.75 | 41.75 | 96
2030/31 | 119.25 | 41.75 | 93
2030/31 | 119.75 | 41.75 | 104
2030/31 | 120.25 | 41.75 | 84
2030/31 | 120.75 | 41.75 | 87
2030/31 | 121.25 | 41.75 | 98
2030/31 | 121.75 | 41.75 | 93
2030/31 | 122.25 | 41.75 | 96
2030/31 | 122.75 | 41.75 | 80
2030/31 | 123.25 | 41.75 | 87
2030/31 | 123.75 | 41.75 | 74
2030/31 | 124.25 | 41.75 | 90
2030/31 | 124.75 | 41.75 | 87
2030/31 | 125.25 | 41.75 | 75
2030/31 | 125.75 | 41.75 | 81
2030/31 | 126.25 | 41.75 | 82
2030/31 | 126.75 | 41.75 | 96
2030/31 | 127.25 | 41.75 | 85
2030/31 | 127.75 | 41.75 | 91
2030/31 | 128.25 | 41.75 | 82
2030/31 | 128.75 | 41.75 | 80
2030/31 | 129.25 | 41.75 | 69
2030/31 | 129.75 | 41.75 | 92
2030/31 | 130.25 | 41.75 | 94
2030/31 | 130.75 | 41.75 | 74
2030/31 | 131.25 | 41.75 | 81
2030/31 | 131.75 | 41.75 | 88
2030/31 | 132.25 | 41.75 | 81
2030/31 | 132.75 | 41.75 | 68
2030/31 | 133.25 | 41.75 | 70
2030/31 | 133.75 | 41.75 | 63
2030/31 | 134.25 | 41.75 | 85
2030/31 | 134.75 | 41.75 | 82
2030/31 | 135.25 | 41.75 | 72
2030/31 | 135.75 | 41.75 | 80
2030/31 | 136.25 | 41.75 | 64
2030/31 | 136.75 | 41.75 | 65
2030/31 | 137.25 | 41.75 | 75
2030/31 | 137.75 | 41.75 | 73
2030/31 | 138.25 | 41.75 | 76
2030/31 | 138.75 | 41.75 | 61
2030/31 | 139.25 | 41.75 | 71
2030/31 | 139.75 | 41.75 | 70
2030/31 | 140.25 | 41.75 | 65
2030/31 | 140.75 | 41.75 | 55
2030/31 | 141.25 | 41.75 | 58
2030/31 | 141.75 | 41.75 | 70
2030/31 | 142.25 | 41.75 | 60
2030/31 | 142.75 | 41.75 | 51
2030/31 | 143.25 | 41.75 | 59
2030/31 | 143.75 | 41.75 | 65
2030/31 | 144.25 | 41.75 | 40
2030/31 | 144.75 | 41.75 | 42
2030/31 | 145.25 | 41.75 | 58
2030/31 | 145.75 | 41.75 | 50
2030/31 | 146.25 | 41.75 | 45
2030/31 | 146.75 | 41.75 | 48
2030/31 | 147.25 | 41.75 | 38
2030/31 | 147.75 | 41.75 | 47
2030/31 | 148.25 | 41.75 | 43
2030/31 | 148.75 | 41.75 | 40
2030/31 | 149.25 | 41.75 | 39
2030/31 | 149.75 | 41.75 | 43
2030/31 | 150.25 | 41.75 | 57
2030/31 | 150.75 | 41.75 | 35
2030/31 | 151.25 | 41.75 | 42
2030/31 | 151.75 | 41.75 | 43
2030/31 | 152.25 | 41.75 | 50
2030/31 | 152.75 | 41.75 | 27
2030/31 | 153.25 | 41.75 | 36
2030/31 | 153.75 | 41.75 | 36
2030/31 | 154.25 | 41.75 | 45
2030/31 | 154.75 | 41.75 | 34
2030/31 | 155.25 | 41.75 | 38
2030/31 | 155.75 | 41.75 | 34
2030/31 | 156.25 | 41.75 | 40
2030/31 | 156.75 | 41.75 | 36
2030/31 | 157.25 | 41.75 | 34
2030/31 | 157.75 | 41.75 | 40
2030/31 | 158.25 | 41.75 | 26
2030/31 | 158.75 | 41.75 | 35
2030/31 | 159.25 | 41.75 | 29
2030/31 | 159.75 | 41.75 | 35
2030/31 | 160.25 | 41.75 | 31
2030/31 | 160.75 | 41.75 | 36
2030/31 | 161.25 | 41.75 | 29
2030/31 | 161.75 | 41.75 | 32
2030/31 | 162.25 | 41.75 | 22
2030/31 | 162.75 | 41.75 | 27
2030/31 | 163.25 | 41.75 | 27
2030/31 | 163.75 | 41.75 | 22
2030/31 | 164.25 | 41.75 | 30
2030/31 | 164.75 | 41.75 | 25
2030/31 | 165.25 | 41.75 | 24
2030/31 | 165.75 | 41.75 | 23
2030/31 | 166.25 | 41.75 | 21
2030/31 | 166.75 | 41.75 | 20
2030/31 | 167.25 | 41.75 | 20
2030/31 | 167.75 | 41.75 | 27
2030/31 | 168.25 | 41.75 | 17
2030/31 | 168.75 | 41.75 | 24
2030/31 | 169.25 | 41.75 | 19
2030/31 | 169.75 | 41.75 | 19
2030/31 | 170.25 | 41.75 | 23
2030/31 | 170.75 | 41.75 | 24
2030/31 | 171.25 | 41.75 | 23
2030/31 | 171.75 | 41.75 | 20
2030/31 | 172.25 | 41.75 | 18
2030/31 | 172.75 | 41.75 | 23
2030/31 | 173.25 | 41.75 | 17
2030/31 | 173.75 | 41.75 | 14
2030/31 | 174.25 | 41.75 | 19
2030/31 | 174.75 | 41.75 | 10
2030/31 | 175.25 | 41.75 | 20
2030/31 | 175.75 | 41.75 | 25
2030/31 | 176.25 | 41.75 | 12
2030/31 | 176.75 | 41.75 | 17
2030/31 | 177.25 | 41.75 | 16
2030/31 | 177.75 | 41.75 | 12
2030/31 | 178.25 | 41.75 | 19
2030/31 | 178.75 | 41.75 | 12
2030/31 | 179.25 | 41.75 | 12
2030/31 | 179.75 | 41.75 | 10
2030/31 | 180.25 | 41.75 | 10
2030/31 | 180.75 | 41.75 | 14
2030/31 | 181.25 | 41.75 | 12
2030/31 | 181.75 | 41.75 | 14
2030/31 | 182.25 | 41.75 | 14
2030/31 | 182.75 | 41.75 | 14
2030/31 | 183.25 | 41.75 | 13
2030/31 | 183.75 | 41.75 | 7
2030/31 | 184.25 | 41.75 | 13
2030/31 | 184.75 | 41.75 | 13
2030/31 | 185.25 | 41.75 | 9
2030/31 | 185.75 | 41.75 | 17
2030/31 | 186.25 | 41.75 | 13
2030/31 | 186.75 | 41.75 | 11
2030/31 | 187.25 | 41.75 | 15
2030/31 | 187.75 | 41.75 | 12
2030/31 | 188.25 | 41.75 | 11
2030/31 | 188.75 | 41.75 | 17
2030/31 | 189.25 | 41.75 | 13
2030/31 | 189.75 | 41.75 | 16
2030/31 | 190.25 | 41.75 | 7
2030/31 | 190.75 | 41.75 | 6
2030/31 | 191.25 | 41.75 | 7
2030/31 | 191.75 | 41.75 | 6
2030/31 | 192.25 | 41.75 | 4
2030/31 | 192.75 | 41.75 | 10
2030/31 | 193.25 | 41.75 | 9
2030/31 | 193.75 | 41.75 | 8
2030/31 | 194.25 | 41.75 | 11
2030/31 | 194.75 | 41.75 | 12
2030/31 | 195.25 | 41.75 | 11
2030/31 | 195.75 | 41.75 | 9
2030/31 | 196.25 | 41.75 | 9
2030/31 | 196.75 | 41.75 | 3
2030/31 | 197.25 | 41.75 | 4
2030/31 | 197.75 | 41.75 | 7
2030/31 | 198.25 | 41.75 | 12
2030/31 | 198.75 | 41.75 | 16
2030/31 | 199.25 | 41.75 | 9
2030/31 | 199.75 | 41.75 | 10
2030/31 | 200.25 | 41.75 | 5
2030/31 | 200.75 | 41.75 | 6
2030/31 | 201.25 | 41.75 | 6
2030/31 | 201.75 | 41.75 | 9
2030/31 | 202.25 | 41.75 | 2
2030/31 | 202.75 | 41.75 | 5
2030/31 | 203.25 | 41.75 | 4
2030/31 | 203.75 | 41.75 | 9
2030/31 | 204.25 | 41.75 | 7
2030/31 | 204.75 | 41.75 | 13
2030/31 | 205.25 | 41.75 | 5
2030/31 | 205.75 | 41.75 | 8
2030/31 | 206.25 | 41.75 | 5
2030/31 | 206.75 | 41.75 | 7
2030/31 | 207.25 | 41.75 | 6
2030/31 | 207.75 | 41.75 | 5
2030/31 | 208.25 | 41.75 | 9
2030/31 | 208.75 | 41.75 | 6
2030/31 | 209.25 | 41.75 | 5
2030/31 | 209.75 | 41.75 | 6
2030/31 | 210.25 | 41.75 | 5
2030/31 | 210.75 | 41.75 | 8
2030/31 | 211.25 | 41.75 | 7
2030/31 | 211.75 | 41.75 | 4
2030/31 | 212.25 | 41.75 | 5
2030/31 | 212.75 | 41.75 | 5
2030/31 | 213.25 | 41.75 | 5
2030/31 | 213.75 | 41.75 | 3
2030/31 | 214.25 | 41.75 | 5
2030/31 | 214.75 | 41.75 | 6
2030/31 | 215.25 | 41.75 | 1
2030/31 | 215.75 | 41.75 | 4
2030/31 | 216.25 | 41.75 | 3
2030/31 | 216.75 | 41.75 | 4
2030/31 | 217.25 | 41.75 | 6
2030/31 | 217.75 | 41.75 | 2
2030/31 | 218.25 | 41.75 | 3
2030/31 | 218.75 | 41.75 | 2
2030/31 | 219.25 | 41.75 | 1
2030/31 | 219.75 | 41.75 | 3
2030/31 | 220.25 | 41.75 | 2
2030/31 | 220.75 | 41.75 | 5
2030/31 | 221.25 | 41.75 | 2
2030/31 | 221.75 | 41.75 | 3
2030/31 | 222.25 | 41.75 | 2
2030/31 | 222.75 | 41.75 | 1
2030/31 | 223.25 | 41.75 | 2
2030/31 | 223.75 | 41.75 | 2
2030/31 | 224.25 | 41.75 | 4
2030/31 | 224.75 | 41.75 | 2
2030/31 | 225.25 | 41.75 | 2
2030/31 | 225.75 | 41.75 | 2
2030/31 | 226.25 | 41.75 | 3
2030/31 | 226.75 | 41.75 | 1
2030/31 | 227.75 | 41.75 | 2
2030/31 | 228.75 | 41.75 | 3
2030/31 | 229.75 | 41.75 | 2
2030/31 | 230.25 | 41.75 | 3
2030/31 | 230.75 | 41.75 | 1
2030/31 | 231.25 | 41.75 | 3
2030/31 | 231.75 | 41.75 | 3
2030/31 | 232.25 | 41.75 | 1
2030/31 | 232.75 | 41.75 | 1
2030/31 | 233.75 | 41.75 | 1
2030/31 | 234.25 | 41.75 | 1
2030/31 | 234.75 | 41.75 | 1
2030/31 | 235.75 | 41.75 | 1
2030/31 | 236.25 | 41.75 | 3
2030/31 | 237.25 | 41.75 | 1
2030/31 | 237.75 | 41.75 | 1
2030/31 | 238.25 | 41.75 | 1
2030/31 | 238.75 | 41.75 | 1
2030/31 | 240.75 | 41.75 | 1
2030/31 | 241.25 | 41.75 | 1
2030/31 | 241.75 | 41.75 | 1
2030/31 | 243.25 | 41.75 | 1
2030/31 | 243.75 | 41.75 | 3
2030/31 | 245.25 | 41.75 | 1
2030/31 | 245.75 | 41.75 | 1
2030/31 | 246.25 | 41.75 | 1
2030/31 | 249.25 | 41.75 | 1
2030/31 | 253.25 | 41.75 | 1
2030/31 | 253.75 | 41.75 | 2
2030/31 | 255.75 | 41.75 | 1
2030/31 | 260.25 | 41.75 | 1
2030/31 | 270.25 | 41.75 | 1
2030/31 | 278.25 | 41.75 | 1
2030/31 | 280.25 | 41.75 | 1
2030/31 | 322.75 | 41.75 | 1
2030/31 | 65.25 | 42.25 | 1
2030/31 | 66.25 | 42.25 | 1
2030/31 | 67.25 | 42.25 | 1
2030/31 | 68.75 | 42.25 | 1
2030/31 | 69.75 | 42.25 | 6
2030/31 | 70.75 | 42.25 | 1
2030/31 | 71.25 | 42.25 | 3
2030/31 | 71.75 | 42.25 | 1
2030/31 | 72.25 | 42.25 | 4
2030/31 | 72.75 | 42.25 | 4
2030/31 | 73.25 | 42.25 | 2
2030/31 | 73.75 | 42.25 | 12
2030/31 | 74.25 | 42.25 | 7
2030/31 | 74.75 | 42.25 | 9
2030/31 | 75.25 | 42.25 | 8
2030/31 | 75.75 | 42.25 | 7
2030/31 | 76.25 | 42.25 | 7
2030/31 | 76.75 | 42.25 | 8
2030/31 | 77.25 | 42.25 | 15
2030/31 | 77.75 | 42.25 | 13
2030/31 | 78.25 | 42.25 | 15
2030/31 | 78.75 | 42.25 | 19
2030/31 | 79.25 | 42.25 | 19
2030/31 | 79.75 | 42.25 | 18
2030/31 | 80.25 | 42.25 | 21
2030/31 | 80.75 | 42.25 | 21
2030/31 | 81.25 | 42.25 | 34
2030/31 | 81.75 | 42.25 | 39
2030/31 | 82.25 | 42.25 | 28
2030/31 | 82.75 | 42.25 | 33
2030/31 | 83.25 | 42.25 | 28
2030/31 | 83.75 | 42.25 | 36
2030/31 | 84.25 | 42.25 | 38
2030/31 | 84.75 | 42.25 | 47
2030/31 | 85.25 | 42.25 | 50
2030/31 | 85.75 | 42.25 | 39
2030/31 | 86.25 | 42.25 | 43
2030/31 | 86.75 | 42.25 | 43
2030/31 | 87.25 | 42.25 | 66
2030/31 | 87.75 | 42.25 | 54
2030/31 | 88.25 | 42.25 | 44
2030/31 | 88.75 | 42.25 | 69
2030/31 | 89.25 | 42.25 | 54
2030/31 | 89.75 | 42.25 | 55
2030/31 | 90.25 | 42.25 | 68
2030/31 | 90.75 | 42.25 | 57
2030/31 | 91.25 | 42.25 | 74
2030/31 | 91.75 | 42.25 | 62
2030/31 | 92.25 | 42.25 | 73
2030/31 | 92.75 | 42.25 | 82
2030/31 | 93.25 | 42.25 | 56
2030/31 | 93.75 | 42.25 | 94
2030/31 | 94.25 | 42.25 | 81
2030/31 | 94.75 | 42.25 | 80
2030/31 | 95.25 | 42.25 | 79
2030/31 | 95.75 | 42.25 | 78
2030/31 | 96.25 | 42.25 | 84
2030/31 | 96.75 | 42.25 | 73
2030/31 | 97.25 | 42.25 | 96
2030/31 | 97.75 | 42.25 | 89
2030/31 | 98.25 | 42.25 | 82
2030/31 | 98.75 | 42.25 | 78
2030/31 | 99.25 | 42.25 | 95
2030/31 | 99.75 | 42.25 | 102
2030/31 | 100.25 | 42.25 | 73
2030/31 | 100.75 | 42.25 | 80
2030/31 | 101.25 | 42.25 | 71
2030/31 | 101.75 | 42.25 | 97
2030/31 | 102.25 | 42.25 | 93
2030/31 | 102.75 | 42.25 | 109
2030/31 | 103.25 | 42.25 | 90
2030/31 | 103.75 | 42.25 | 90
2030/31 | 104.25 | 42.25 | 85
2030/31 | 104.75 | 42.25 | 94
2030/31 | 105.25 | 42.25 | 99
2030/31 | 105.75 | 42.25 | 89
2030/31 | 106.25 | 42.25 | 110
2030/31 | 106.75 | 42.25 | 95
2030/31 | 107.25 | 42.25 | 99
2030/31 | 107.75 | 42.25 | 96
2030/31 | 108.25 | 42.25 | 99
2030/31 | 108.75 | 42.25 | 99
2030/31 | 109.25 | 42.25 | 85
2030/31 | 109.75 | 42.25 | 88
2030/31 | 110.25 | 42.25 | 108
2030/31 | 110.75 | 42.25 | 95
2030/31 | 111.25 | 42.25 | 100
2030/31 | 111.75 | 42.25 | 113
2030/31 | 112.25 | 42.25 | 103
2030/31 | 112.75 | 42.25 | 88
2030/31 | 113.25 | 42.25 | 84
2030/31 | 113.75 | 42.25 | 100
2030/31 | 114.25 | 42.25 | 101
2030/31 | 114.75 | 42.25 | 88
2030/31 | 115.25 | 42.25 | 108
2030/31 | 115.75 | 42.25 | 101
2030/31 | 116.25 | 42.25 | 89
2030/31 | 116.75 | 42.25 | 87
2030/31 | 117.25 | 42.25 | 103
2030/31 | 117.75 | 42.25 | 102
2030/31 | 118.25 | 42.25 | 88
2030/31 | 118.75 | 42.25 | 93
2030/31 | 119.25 | 42.25 | 94
2030/31 | 119.75 | 42.25 | 81
2030/31 | 120.25 | 42.25 | 100
2030/31 | 120.75 | 42.25 | 79
2030/31 | 121.25 | 42.25 | 70
2030/31 | 121.75 | 42.25 | 85
2030/31 | 122.25 | 42.25 | 94
2030/31 | 122.75 | 42.25 | 77
2030/31 | 123.25 | 42.25 | 89
2030/31 | 123.75 | 42.25 | 89
2030/31 | 124.25 | 42.25 | 74
2030/31 | 124.75 | 42.25 | 80
2030/31 | 125.25 | 42.25 | 90
2030/31 | 125.75 | 42.25 | 88
2030/31 | 126.25 | 42.25 | 84
2030/31 | 126.75 | 42.25 | 78
2030/31 | 127.25 | 42.25 | 72
2030/31 | 127.75 | 42.25 | 90
2030/31 | 128.25 | 42.25 | 96
2030/31 | 128.75 | 42.25 | 76
2030/31 | 129.25 | 42.25 | 84
2030/31 | 129.75 | 42.25 | 80
2030/31 | 130.25 | 42.25 | 59
2030/31 | 130.75 | 42.25 | 81
2030/31 | 131.25 | 42.25 | 80
2030/31 | 131.75 | 42.25 | 91
2030/31 | 132.25 | 42.25 | 88
2030/31 | 132.75 | 42.25 | 67
2030/31 | 133.25 | 42.25 | 88
2030/31 | 133.75 | 42.25 | 80
2030/31 | 134.25 | 42.25 | 83
2030/31 | 134.75 | 42.25 | 76
2030/31 | 135.25 | 42.25 | 82
2030/31 | 135.75 | 42.25 | 73
2030/31 | 136.25 | 42.25 | 88
2030/31 | 136.75 | 42.25 | 78
2030/31 | 137.25 | 42.25 | 73
2030/31 | 137.75 | 42.25 | 61
2030/31 | 138.25 | 42.25 | 59
2030/31 | 138.75 | 42.25 | 62
2030/31 | 139.25 | 42.25 | 68
2030/31 | 139.75 | 42.25 | 63
2030/31 | 140.25 | 42.25 | 61
2030/31 | 140.75 | 42.25 | 59
2030/31 | 141.25 | 42.25 | 70
2030/31 | 141.75 | 42.25 | 60
2030/31 | 142.25 | 42.25 | 58
2030/31 | 142.75 | 42.25 | 67
2030/31 | 143.25 | 42.25 | 65
2030/31 | 143.75 | 42.25 | 63
2030/31 | 144.25 | 42.25 | 48
2030/31 | 144.75 | 42.25 | 66
2030/31 | 145.25 | 42.25 | 51
2030/31 | 145.75 | 42.25 | 53
2030/31 | 146.25 | 42.25 | 44
2030/31 | 146.75 | 42.25 | 54
2030/31 | 147.25 | 42.25 | 47
2030/31 | 147.75 | 42.25 | 57
2030/31 | 148.25 | 42.25 | 48
2030/31 | 148.75 | 42.25 | 49
2030/31 | 149.25 | 42.25 | 49
2030/31 | 149.75 | 42.25 | 41
2030/31 | 150.25 | 42.25 | 44
2030/31 | 150.75 | 42.25 | 33
2030/31 | 151.25 | 42.25 | 44
2030/31 | 151.75 | 42.25 | 39
2030/31 | 152.25 | 42.25 | 53
2030/31 | 152.75 | 42.25 | 42
2030/31 | 153.25 | 42.25 | 28
2030/31 | 153.75 | 42.25 | 37
2030/31 | 154.25 | 42.25 | 36
2030/31 | 154.75 | 42.25 | 37
2030/31 | 155.25 | 42.25 | 36
2030/31 | 155.75 | 42.25 | 39
2030/31 | 156.25 | 42.25 | 25
2030/31 | 156.75 | 42.25 | 28
2030/31 | 157.25 | 42.25 | 34
2030/31 | 157.75 | 42.25 | 31
2030/31 | 158.25 | 42.25 | 34
2030/31 | 158.75 | 42.25 | 28
2030/31 | 159.25 | 42.25 | 37
2030/31 | 159.75 | 42.25 | 22
2030/31 | 160.25 | 42.25 | 30
2030/31 | 160.75 | 42.25 | 32
2030/31 | 161.25 | 42.25 | 19
2030/31 | 161.75 | 42.25 | 36
2030/31 | 162.25 | 42.25 | 34
2030/31 | 162.75 | 42.25 | 25
2030/31 | 163.25 | 42.25 | 22
2030/31 | 163.75 | 42.25 | 26
2030/31 | 164.25 | 42.25 | 19
2030/31 | 164.75 | 42.25 | 21
2030/31 | 165.25 | 42.25 | 19
2030/31 | 165.75 | 42.25 | 29
2030/31 | 166.25 | 42.25 | 20
2030/31 | 166.75 | 42.25 | 22
2030/31 | 167.25 | 42.25 | 27
2030/31 | 167.75 | 42.25 | 24
2030/31 | 168.25 | 42.25 | 20
2030/31 | 168.75 | 42.25 | 29
2030/31 | 169.25 | 42.25 | 11
2030/31 | 169.75 | 42.25 | 19
2030/31 | 170.25 | 42.25 | 17
2030/31 | 170.75 | 42.25 | 22
2030/31 | 171.25 | 42.25 | 17
2030/31 | 171.75 | 42.25 | 18
2030/31 | 172.25 | 42.25 | 13
2030/31 | 172.75 | 42.25 | 20
2030/31 | 173.25 | 42.25 | 16
2030/31 | 173.75 | 42.25 | 15
2030/31 | 174.25 | 42.25 | 21
2030/31 | 174.75 | 42.25 | 26
2030/31 | 175.25 | 42.25 | 23
2030/31 | 175.75 | 42.25 | 16
2030/31 | 176.25 | 42.25 | 16
2030/31 | 176.75 | 42.25 | 16
2030/31 | 177.25 | 42.25 | 19
2030/31 | 177.75 | 42.25 | 24
2030/31 | 178.25 | 42.25 | 18
2030/31 | 178.75 | 42.25 | 19
2030/31 | 179.25 | 42.25 | 12
2030/31 | 179.75 | 42.25 | 14
2030/31 | 180.25 | 42.25 | 14
2030/31 | 180.75 | 42.25 | 12
2030/31 | 181.25 | 42.25 | 20
2030/31 | 181.75 | 42.25 | 12
2030/31 | 182.25 | 42.25 | 15
2030/31 | 182.75 | 42.25 | 12
2030/31 | 183.25 | 42.25 | 17
2030/31 | 183.75 | 42.25 | 17
2030/31 | 184.25 | 42.25 | 16
2030/31 | 184.75 | 42.25 | 10
2030/31 | 185.25 | 42.25 | 16
2030/31 | 185.75 | 42.25 | 13
2030/31 | 186.25 | 42.25 | 18
2030/31 | 186.75 | 42.25 | 11
2030/31 | 187.25 | 42.25 | 9
2030/31 | 187.75 | 42.25 | 16
2030/31 | 188.25 | 42.25 | 14
2030/31 | 188.75 | 42.25 | 11
2030/31 | 189.25 | 42.25 | 4
2030/31 | 189.75 | 42.25 | 8
2030/31 | 190.25 | 42.25 | 12
2030/31 | 190.75 | 42.25 | 11
2030/31 | 191.25 | 42.25 | 17
2030/31 | 191.75 | 42.25 | 11
2030/31 | 192.25 | 42.25 | 15
2030/31 | 192.75 | 42.25 | 14
2030/31 | 193.25 | 42.25 | 4
2030/31 | 193.75 | 42.25 | 7
2030/31 | 194.25 | 42.25 | 12
2030/31 | 194.75 | 42.25 | 11
2030/31 | 195.25 | 42.25 | 6
2030/31 | 195.75 | 42.25 | 6
2030/31 | 196.25 | 42.25 | 11
2030/31 | 196.75 | 42.25 | 14
2030/31 | 197.25 | 42.25 | 7
2030/31 | 197.75 | 42.25 | 9
2030/31 | 198.25 | 42.25 | 5
2030/31 | 198.75 | 42.25 | 12
2030/31 | 199.25 | 42.25 | 5
2030/31 | 199.75 | 42.25 | 16
2030/31 | 200.25 | 42.25 | 8
2030/31 | 200.75 | 42.25 | 14
2030/31 | 201.25 | 42.25 | 10
2030/31 | 201.75 | 42.25 | 5
2030/31 | 202.25 | 42.25 | 7
2030/31 | 202.75 | 42.25 | 7
2030/31 | 203.25 | 42.25 | 8
2030/31 | 203.75 | 42.25 | 4
2030/31 | 204.25 | 42.25 | 4
2030/31 | 204.75 | 42.25 | 6
2030/31 | 205.25 | 42.25 | 5
2030/31 | 205.75 | 42.25 | 4
2030/31 | 206.25 | 42.25 | 7
2030/31 | 206.75 | 42.25 | 6
2030/31 | 207.25 | 42.25 | 10
2030/31 | 207.75 | 42.25 | 4
2030/31 | 208.25 | 42.25 | 9
2030/31 | 208.75 | 42.25 | 8
2030/31 | 209.25 | 42.25 | 8
2030/31 | 209.75 | 42.25 | 3
2030/31 | 210.25 | 42.25 | 10
2030/31 | 210.75 | 42.25 | 6
2030/31 | 211.25 | 42.25 | 4
2030/31 | 211.75 | 42.25 | 7
2030/31 | 212.25 | 42.25 | 7
2030/31 | 212.75 | 42.25 | 3
2030/31 | 213.75 | 42.25 | 4
2030/31 | 214.25 | 42.25 | 5
2030/31 | 214.75 | 42.25 | 1
2030/31 | 215.25 | 42.25 | 6
2030/31 | 215.75 | 42.25 | 5
2030/31 | 216.25 | 42.25 | 2
2030/31 | 216.75 | 42.25 | 3
2030/31 | 217.25 | 42.25 | 3
2030/31 | 217.75 | 42.25 | 5
2030/31 | 218.25 | 42.25 | 4
2030/31 | 218.75 | 42.25 | 6
2030/31 | 219.25 | 42.25 | 2
2030/31 | 220.25 | 42.25 | 4
2030/31 | 220.75 | 42.25 | 3
2030/31 | 221.75 | 42.25 | 4
2030/31 | 222.25 | 42.25 | 4
2030/31 | 222.75 | 42.25 | 1
2030/31 | 223.25 | 42.25 | 2
2030/31 | 223.75 | 42.25 | 2
2030/31 | 224.25 | 42.25 | 3
2030/31 | 224.75 | 42.25 | 3
2030/31 | 225.25 | 42.25 | 2
2030/31 | 225.75 | 42.25 | 5
2030/31 | 226.25 | 42.25 | 4
2030/31 | 226.75 | 42.25 | 3
2030/31 | 227.25 | 42.25 | 2
2030/31 | 227.75 | 42.25 | 3
2030/31 | 228.25 | 42.25 | 4
2030/31 | 228.75 | 42.25 | 2
2030/31 | 229.25 | 42.25 | 2
2030/31 | 229.75 | 42.25 | 3
2030/31 | 230.25 | 42.25 | 2
2030/31 | 230.75 | 42.25 | 2
2030/31 | 231.25 | 42.25 | 1
2030/31 | 231.75 | 42.25 | 4
2030/31 | 232.25 | 42.25 | 1
2030/31 | 232.75 | 42.25 | 1
2030/31 | 233.25 | 42.25 | 1
2030/31 | 233.75 | 42.25 | 2
2030/31 | 234.25 | 42.25 | 3
2030/31 | 235.75 | 42.25 | 2
2030/31 | 236.25 | 42.25 | 2
2030/31 | 237.25 | 42.25 | 3
2030/31 | 237.75 | 42.25 | 2
2030/31 | 238.25 | 42.25 | 1
2030/31 | 238.75 | 42.25 | 1
2030/31 | 239.75 | 42.25 | 2
2030/31 | 240.75 | 42.25 | 1
2030/31 | 241.75 | 42.25 | 1
2030/31 | 242.75 | 42.25 | 1
2030/31 | 243.25 | 42.25 | 2
2030/31 | 245.25 | 42.25 | 1
2030/31 | 248.75 | 42.25 | 2
2030/31 | 249.75 | 42.25 | 1
2030/31 | 250.25 | 42.25 | 1
2030/31 | 250.75 | 42.25 | 1
2030/31 | 251.75 | 42.25 | 1
2030/31 | 253.75 | 42.25 | 1
2030/31 | 264.25 | 42.25 | 1
2030/31 | 266.25 | 42.25 | 1
2030/31 | 268.75 | 42.25 | 1
2030/31 | 273.25 | 42.25 | 1
2030/31 | 275.75 | 42.25 | 1
2030/31 | 289.25 | 42.25 | 1
2030/31 | 299.25 | 42.25 | 1
2030/31 | 67.25 | 42.75 | 1
2030/31 | 68.75 | 42.75 | 3
2030/31 | 69.25 | 42.75 | 1
2030/31 | 70.25 | 42.75 | 1
2030/31 | 70.75 | 42.75 | 3
2030/31 | 71.25 | 42.75 | 4
2030/31 | 72.25 | 42.75 | 1
2030/31 | 72.75 | 42.75 | 3
2030/31 | 73.25 | 42.75 | 5
2030/31 | 73.75 | 42.75 | 4
2030/31 | 74.25 | 42.75 | 7
2030/31 | 74.75 | 42.75 | 8
2030/31 | 75.25 | 42.75 | 6
2030/31 | 75.75 | 42.75 | 6
2030/31 | 76.25 | 42.75 | 8
2030/31 | 76.75 | 42.75 | 8
2030/31 | 77.25 | 42.75 | 15
2030/31 | 77.75 | 42.75 | 15
2030/31 | 78.25 | 42.75 | 14
2030/31 | 78.75 | 42.75 | 18
2030/31 | 79.25 | 42.75 | 22
2030/31 | 79.75 | 42.75 | 12
2030/31 | 80.25 | 42.75 | 22
2030/31 | 80.75 | 42.75 | 28
2030/31 | 81.25 | 42.75 | 25
2030/31 | 81.75 | 42.75 | 27
2030/31 | 82.25 | 42.75 | 34
2030/31 | 82.75 | 42.75 | 24
2030/31 | 83.25 | 42.75 | 35
2030/31 | 83.75 | 42.75 | 40
2030/31 | 84.25 | 42.75 | 43
2030/31 | 84.75 | 42.75 | 38
2030/31 | 85.25 | 42.75 | 49
2030/31 | 85.75 | 42.75 | 39
2030/31 | 86.25 | 42.75 | 47
2030/31 | 86.75 | 42.75 | 64
2030/31 | 87.25 | 42.75 | 54
2030/31 | 87.75 | 42.75 | 52
2030/31 | 88.25 | 42.75 | 56
2030/31 | 88.75 | 42.75 | 55
2030/31 | 89.25 | 42.75 | 46
2030/31 | 89.75 | 42.75 | 83
2030/31 | 90.25 | 42.75 | 75
2030/31 | 90.75 | 42.75 | 71
2030/31 | 91.25 | 42.75 | 72
2030/31 | 91.75 | 42.75 | 60
2030/31 | 92.25 | 42.75 | 52
2030/31 | 92.75 | 42.75 | 81
2030/31 | 93.25 | 42.75 | 86
2030/31 | 93.75 | 42.75 | 76
2030/31 | 94.25 | 42.75 | 81
2030/31 | 94.75 | 42.75 | 83
2030/31 | 95.25 | 42.75 | 82
2030/31 | 95.75 | 42.75 | 72
2030/31 | 96.25 | 42.75 | 74
2030/31 | 96.75 | 42.75 | 78
2030/31 | 97.25 | 42.75 | 88
2030/31 | 97.75 | 42.75 | 80
2030/31 | 98.25 | 42.75 | 88
2030/31 | 98.75 | 42.75 | 79
2030/31 | 99.25 | 42.75 | 98
2030/31 | 99.75 | 42.75 | 90
2030/31 | 100.25 | 42.75 | 95
2030/31 | 100.75 | 42.75 | 91
2030/31 | 101.25 | 42.75 | 85
2030/31 | 101.75 | 42.75 | 100
2030/31 | 102.25 | 42.75 | 89
2030/31 | 102.75 | 42.75 | 87
2030/31 | 103.25 | 42.75 | 97
2030/31 | 103.75 | 42.75 | 95
2030/31 | 104.25 | 42.75 | 100
2030/31 | 104.75 | 42.75 | 92
2030/31 | 105.25 | 42.75 | 93
2030/31 | 105.75 | 42.75 | 105
2030/31 | 106.25 | 42.75 | 99
2030/31 | 106.75 | 42.75 | 110
2030/31 | 107.25 | 42.75 | 87
2030/31 | 107.75 | 42.75 | 88
2030/31 | 108.25 | 42.75 | 94
2030/31 | 108.75 | 42.75 | 91
2030/31 | 109.25 | 42.75 | 107
2030/31 | 109.75 | 42.75 | 83
2030/31 | 110.25 | 42.75 | 99
2030/31 | 110.75 | 42.75 | 106
2030/31 | 111.25 | 42.75 | 105
2030/31 | 111.75 | 42.75 | 108
2030/31 | 112.25 | 42.75 | 102
2030/31 | 112.75 | 42.75 | 103
2030/31 | 113.25 | 42.75 | 92
2030/31 | 113.75 | 42.75 | 97
2030/31 | 114.25 | 42.75 | 98
2030/31 | 114.75 | 42.75 | 114
2030/31 | 115.25 | 42.75 | 110
2030/31 | 115.75 | 42.75 | 98
2030/31 | 116.25 | 42.75 | 99
2030/31 | 116.75 | 42.75 | 108
2030/31 | 117.25 | 42.75 | 108
2030/31 | 117.75 | 42.75 | 92
2030/31 | 118.25 | 42.75 | 79
2030/31 | 118.75 | 42.75 | 97
2030/31 | 119.25 | 42.75 | 113
2030/31 | 119.75 | 42.75 | 104
2030/31 | 120.25 | 42.75 | 86
2030/31 | 120.75 | 42.75 | 90
2030/31 | 121.25 | 42.75 | 91
2030/31 | 121.75 | 42.75 | 92
2030/31 | 122.25 | 42.75 | 102
2030/31 | 122.75 | 42.75 | 99
2030/31 | 123.25 | 42.75 | 118
2030/31 | 123.75 | 42.75 | 107
2030/31 | 124.25 | 42.75 | 104
2030/31 | 124.75 | 42.75 | 89
2030/31 | 125.25 | 42.75 | 92
2030/31 | 125.75 | 42.75 | 86
2030/31 | 126.25 | 42.75 | 99
2030/31 | 126.75 | 42.75 | 93
2030/31 | 127.25 | 42.75 | 100
2030/31 | 127.75 | 42.75 | 84
2030/31 | 128.25 | 42.75 | 83
2030/31 | 128.75 | 42.75 | 86
2030/31 | 129.25 | 42.75 | 92
2030/31 | 129.75 | 42.75 | 97
2030/31 | 130.25 | 42.75 | 106
2030/31 | 130.75 | 42.75 | 86
2030/31 | 131.25 | 42.75 | 69
2030/31 | 131.75 | 42.75 | 77
2030/31 | 132.25 | 42.75 | 82
2030/31 | 132.75 | 42.75 | 67
2030/31 | 133.25 | 42.75 | 93
2030/31 | 133.75 | 42.75 | 95
2030/31 | 134.25 | 42.75 | 77
2030/31 | 134.75 | 42.75 | 71
2030/31 | 135.25 | 42.75 | 75
2030/31 | 135.75 | 42.75 | 81
2030/31 | 136.25 | 42.75 | 84
2030/31 | 136.75 | 42.75 | 77
2030/31 | 137.25 | 42.75 | 64
2030/31 | 137.75 | 42.75 | 73
2030/31 | 138.25 | 42.75 | 79
2030/31 | 138.75 | 42.75 | 54
2030/31 | 139.25 | 42.75 | 75
2030/31 | 139.75 | 42.75 | 76
2030/31 | 140.25 | 42.75 | 80
2030/31 | 140.75 | 42.75 | 62
2030/31 | 141.25 | 42.75 | 55
2030/31 | 141.75 | 42.75 | 69
2030/31 | 142.25 | 42.75 | 75
2030/31 | 142.75 | 42.75 | 51
2030/31 | 143.25 | 42.75 | 71
2030/31 | 143.75 | 42.75 | 49
2030/31 | 144.25 | 42.75 | 38
2030/31 | 144.75 | 42.75 | 47
2030/31 | 145.25 | 42.75 | 57
2030/31 | 145.75 | 42.75 | 64
2030/31 | 146.25 | 42.75 | 54
2030/31 | 146.75 | 42.75 | 53
2030/31 | 147.25 | 42.75 | 47
2030/31 | 147.75 | 42.75 | 49
2030/31 | 148.25 | 42.75 | 48
2030/31 | 148.75 | 42.75 | 47
2030/31 | 149.25 | 42.75 | 37
2030/31 | 149.75 | 42.75 | 51
2030/31 | 150.25 | 42.75 | 30
2030/31 | 150.75 | 42.75 | 38
2030/31 | 151.25 | 42.75 | 49
2030/31 | 151.75 | 42.75 | 42
2030/31 | 152.25 | 42.75 | 43
2030/31 | 152.75 | 42.75 | 34
2030/31 | 153.25 | 42.75 | 35
2030/31 | 153.75 | 42.75 | 51
2030/31 | 154.25 | 42.75 | 49
2030/31 | 154.75 | 42.75 | 21
2030/31 | 155.25 | 42.75 | 29
2030/31 | 155.75 | 42.75 | 41
2030/31 | 156.25 | 42.75 | 37
2030/31 | 156.75 | 42.75 | 36
2030/31 | 157.25 | 42.75 | 43
2030/31 | 157.75 | 42.75 | 30
2030/31 | 158.25 | 42.75 | 38
2030/31 | 158.75 | 42.75 | 30
2030/31 | 159.25 | 42.75 | 43
2030/31 | 159.75 | 42.75 | 35
2030/31 | 160.25 | 42.75 | 23
2030/31 | 160.75 | 42.75 | 33
2030/31 | 161.25 | 42.75 | 29
2030/31 | 161.75 | 42.75 | 37
2030/31 | 162.25 | 42.75 | 26
2030/31 | 162.75 | 42.75 | 30
2030/31 | 163.25 | 42.75 | 27
2030/31 | 163.75 | 42.75 | 29
2030/31 | 164.25 | 42.75 | 26
2030/31 | 164.75 | 42.75 | 27
2030/31 | 165.25 | 42.75 | 23
2030/31 | 165.75 | 42.75 | 26
2030/31 | 166.25 | 42.75 | 22
2030/31 | 166.75 | 42.75 | 30
2030/31 | 167.25 | 42.75 | 25
2030/31 | 167.75 | 42.75 | 32
2030/31 | 168.25 | 42.75 | 25
2030/31 | 168.75 | 42.75 | 21
2030/31 | 169.25 | 42.75 | 25
2030/31 | 169.75 | 42.75 | 12
2030/31 | 170.25 | 42.75 | 23
2030/31 | 170.75 | 42.75 | 21
2030/31 | 171.25 | 42.75 | 22
2030/31 | 171.75 | 42.75 | 21
2030/31 | 172.25 | 42.75 | 21
2030/31 | 172.75 | 42.75 | 18
2030/31 | 173.25 | 42.75 | 20
2030/31 | 173.75 | 42.75 | 17
2030/31 | 174.25 | 42.75 | 23
2030/31 | 174.75 | 42.75 | 19
2030/31 | 175.25 | 42.75 | 17
2030/31 | 175.75 | 42.75 | 19
2030/31 | 176.25 | 42.75 | 12
2030/31 | 176.75 | 42.75 | 19
2030/31 | 177.25 | 42.75 | 23
2030/31 | 177.75 | 42.75 | 21
2030/31 | 178.25 | 42.75 | 23
2030/31 | 178.75 | 42.75 | 12
2030/31 | 179.25 | 42.75 | 18
2030/31 | 179.75 | 42.75 | 19
2030/31 | 180.25 | 42.75 | 14
2030/31 | 180.75 | 42.75 | 15
2030/31 | 181.25 | 42.75 | 13
2030/31 | 181.75 | 42.75 | 17
2030/31 | 182.25 | 42.75 | 18
2030/31 | 182.75 | 42.75 | 14
2030/31 | 183.25 | 42.75 | 18
2030/31 | 183.75 | 42.75 | 12
2030/31 | 184.25 | 42.75 | 13
2030/31 | 184.75 | 42.75 | 16
2030/31 | 185.25 | 42.75 | 14
2030/31 | 185.75 | 42.75 | 18
2030/31 | 186.25 | 42.75 | 14
2030/31 | 186.75 | 42.75 | 14
2030/31 | 187.25 | 42.75 | 14
2030/31 | 187.75 | 42.75 | 19
2030/31 | 188.25 | 42.75 | 16
2030/31 | 188.75 | 42.75 | 21
2030/31 | 189.25 | 42.75 | 16
2030/31 | 189.75 | 42.75 | 11
2030/31 | 190.25 | 42.75 | 9
2030/31 | 190.75 | 42.75 | 13
2030/31 | 191.25 | 42.75 | 16
2030/31 | 191.75 | 42.75 | 9
2030/31 | 192.25 | 42.75 | 5
2030/31 | 192.75 | 42.75 | 11
2030/31 | 193.25 | 42.75 | 9
2030/31 | 193.75 | 42.75 | 10
2030/31 | 194.25 | 42.75 | 12
2030/31 | 194.75 | 42.75 | 7
2030/31 | 195.25 | 42.75 | 12
2030/31 | 195.75 | 42.75 | 11
2030/31 | 196.25 | 42.75 | 7
2030/31 | 196.75 | 42.75 | 6
2030/31 | 197.25 | 42.75 | 12
2030/31 | 197.75 | 42.75 | 9
2030/31 | 198.25 | 42.75 | 16
2030/31 | 198.75 | 42.75 | 12
2030/31 | 199.25 | 42.75 | 8
2030/31 | 199.75 | 42.75 | 8
2030/31 | 200.25 | 42.75 | 13
2030/31 | 200.75 | 42.75 | 11
2030/31 | 201.25 | 42.75 | 10
2030/31 | 201.75 | 42.75 | 10
2030/31 | 202.25 | 42.75 | 7
2030/31 | 202.75 | 42.75 | 10
2030/31 | 203.25 | 42.75 | 7
2030/31 | 203.75 | 42.75 | 8
2030/31 | 204.25 | 42.75 | 4
2030/31 | 204.75 | 42.75 | 6
2030/31 | 205.25 | 42.75 | 3
2030/31 | 205.75 | 42.75 | 6
2030/31 | 206.25 | 42.75 | 6
2030/31 | 206.75 | 42.75 | 3
2030/31 | 207.25 | 42.75 | 7
2030/31 | 207.75 | 42.75 | 6
2030/31 | 208.25 | 42.75 | 2
2030/31 | 208.75 | 42.75 | 2
2030/31 | 209.25 | 42.75 | 6
2030/31 | 209.75 | 42.75 | 2
2030/31 | 210.25 | 42.75 | 6
2030/31 | 210.75 | 42.75 | 4
2030/31 | 211.25 | 42.75 | 3
2030/31 | 211.75 | 42.75 | 5
2030/31 | 212.25 | 42.75 | 3
2030/31 | 212.75 | 42.75 | 7
2030/31 | 213.25 | 42.75 | 4
2030/31 | 213.75 | 42.75 | 8
2030/31 | 214.25 | 42.75 | 3
2030/31 | 214.75 | 42.75 | 11
2030/31 | 215.25 | 42.75 | 2
2030/31 | 215.75 | 42.75 | 3
2030/31 | 216.25 | 42.75 | 4
2030/31 | 216.75 | 42.75 | 4
2030/31 | 217.25 | 42.75 | 6
2030/31 | 217.75 | 42.75 | 7
2030/31 | 218.25 | 42.75 | 2
2030/31 | 218.75 | 42.75 | 3
2030/31 | 219.25 | 42.75 | 6
2030/31 | 219.75 | 42.75 | 2
2030/31 | 220.25 | 42.75 | 7
2030/31 | 220.75 | 42.75 | 3
2030/31 | 221.25 | 42.75 | 2
2030/31 | 221.75 | 42.75 | 7
2030/31 | 222.25 | 42.75 | 1
2030/31 | 222.75 | 42.75 | 1
2030/31 | 223.25 | 42.75 | 8
2030/31 | 223.75 | 42.75 | 5
2030/31 | 224.75 | 42.75 | 2
2030/31 | 225.25 | 42.75 | 1
2030/31 | 225.75 | 42.75 | 1
2030/31 | 226.75 | 42.75 | 5
2030/31 | 227.25 | 42.75 | 7
2030/31 | 227.75 | 42.75 | 4
2030/31 | 228.25 | 42.75 | 2
2030/31 | 228.75 | 42.75 | 4
2030/31 | 229.25 | 42.75 | 1
2030/31 | 229.75 | 42.75 | 2
2030/31 | 230.25 | 42.75 | 1
2030/31 | 230.75 | 42.75 | 3
2030/31 | 231.25 | 42.75 | 2
2030/31 | 231.75 | 42.75 | 1
2030/31 | 232.25 | 42.75 | 1
2030/31 | 232.75 | 42.75 | 2
2030/31 | 233.25 | 42.75 | 1
2030/31 | 233.75 | 42.75 | 2
2030/31 | 234.75 | 42.75 | 1
2030/31 | 235.75 | 42.75 | 2
2030/31 | 236.25 | 42.75 | 2
2030/31 | 236.75 | 42.75 | 3
2030/31 | 237.25 | 42.75 | 3
2030/31 | 239.25 | 42.75 | 2
2030/31 | 240.75 | 42.75 | 3
2030/31 | 247.75 | 42.75 | 1
2030/31 | 250.75 | 42.75 | 1
2030/31 | 251.25 | 42.75 | 1
2030/31 | 252.25 | 42.75 | 1
2030/31 | 252.75 | 42.75 | 1
2030/31 | 253.25 | 42.75 | 1
2030/31 | 255.75 | 42.75 | 2
2030/31 | 259.25 | 42.75 | 1
2030/31 | 259.75 | 42.75 | 1
2030/31 | 262.25 | 42.75 | 1
2030/31 | 266.75 | 42.75 | 2
2030/31 | 267.25 | 42.75 | 1
2030/31 | 269.75 | 42.75 | 1
2030/31 | 294.25 | 42.75 | 1
2030/31 | 304.75 | 42.75 | 1
2030/31 | 65.25 | 43.25 | 1
2030/31 | 65.75 | 43.25 | 1
2030/31 | 66.25 | 43.25 | 1
2030/31 | 68.25 | 43.25 | 1
2030/31 | 69.25 | 43.25 | 1
2030/31 | 69.75 | 43.25 | 2
2030/31 | 70.75 | 43.25 | 2
2030/31 | 71.25 | 43.25 | 2
2030/31 | 71.75 | 43.25 | 1
2030/31 | 72.25 | 43.25 | 3
2030/31 | 72.75 | 43.25 | 8
2030/31 | 73.25 | 43.25 | 2
2030/31 | 73.75 | 43.25 | 4
2030/31 | 74.25 | 43.25 | 2
2030/31 | 74.75 | 43.25 | 11
2030/31 | 75.25 | 43.25 | 4
2030/31 | 75.75 | 43.25 | 5
2030/31 | 76.25 | 43.25 | 7
2030/31 | 76.75 | 43.25 | 11
2030/31 | 77.25 | 43.25 | 15
2030/31 | 77.75 | 43.25 | 12
2030/31 | 78.25 | 43.25 | 14
2030/31 | 78.75 | 43.25 | 22
2030/31 | 79.25 | 43.25 | 21
2030/31 | 79.75 | 43.25 | 17
2030/31 | 80.25 | 43.25 | 18
2030/31 | 80.75 | 43.25 | 20
2030/31 | 81.25 | 43.25 | 23
2030/31 | 81.75 | 43.25 | 25
2030/31 | 82.25 | 43.25 | 21
2030/31 | 82.75 | 43.25 | 25
2030/31 | 83.25 | 43.25 | 35
2030/31 | 83.75 | 43.25 | 33
2030/31 | 84.25 | 43.25 | 56
2030/31 | 84.75 | 43.25 | 40
2030/31 | 85.25 | 43.25 | 56
2030/31 | 85.75 | 43.25 | 51
2030/31 | 86.25 | 43.25 | 63
2030/31 | 86.75 | 43.25 | 42
2030/31 | 87.25 | 43.25 | 56
2030/31 | 87.75 | 43.25 | 57
2030/31 | 88.25 | 43.25 | 55
2030/31 | 88.75 | 43.25 | 47
2030/31 | 89.25 | 43.25 | 72
2030/31 | 89.75 | 43.25 | 78
2030/31 | 90.25 | 43.25 | 67
2030/31 | 90.75 | 43.25 | 68
2030/31 | 91.25 | 43.25 | 72
2030/31 | 91.75 | 43.25 | 70
2030/31 | 92.25 | 43.25 | 82
2030/31 | 92.75 | 43.25 | 77
2030/31 | 93.25 | 43.25 | 77
2030/31 | 93.75 | 43.25 | 78
2030/31 | 94.25 | 43.25 | 77
2030/31 | 94.75 | 43.25 | 80
2030/31 | 95.25 | 43.25 | 83
2030/31 | 95.75 | 43.25 | 93
2030/31 | 96.25 | 43.25 | 96
2030/31 | 96.75 | 43.25 | 82
2030/31 | 97.25 | 43.25 | 85
2030/31 | 97.75 | 43.25 | 101
2030/31 | 98.25 | 43.25 | 82
2030/31 | 98.75 | 43.25 | 67
2030/31 | 99.25 | 43.25 | 107
2030/31 | 99.75 | 43.25 | 88
2030/31 | 100.25 | 43.25 | 99
2030/31 | 100.75 | 43.25 | 102
2030/31 | 101.25 | 43.25 | 93
2030/31 | 101.75 | 43.25 | 96
2030/31 | 102.25 | 43.25 | 90
2030/31 | 102.75 | 43.25 | 103
2030/31 | 103.25 | 43.25 | 88
2030/31 | 103.75 | 43.25 | 108
2030/31 | 104.25 | 43.25 | 106
2030/31 | 104.75 | 43.25 | 93
2030/31 | 105.25 | 43.25 | 100
2030/31 | 105.75 | 43.25 | 99
2030/31 | 106.25 | 43.25 | 102
2030/31 | 106.75 | 43.25 | 100
2030/31 | 107.25 | 43.25 | 103
2030/31 | 107.75 | 43.25 | 92
2030/31 | 108.25 | 43.25 | 89
2030/31 | 108.75 | 43.25 | 108
2030/31 | 109.25 | 43.25 | 90
2030/31 | 109.75 | 43.25 | 108
2030/31 | 110.25 | 43.25 | 114
2030/31 | 110.75 | 43.25 | 103
2030/31 | 111.25 | 43.25 | 111
2030/31 | 111.75 | 43.25 | 107
2030/31 | 112.25 | 43.25 | 100
2030/31 | 112.75 | 43.25 | 94
2030/31 | 113.25 | 43.25 | 102
2030/31 | 113.75 | 43.25 | 103
2030/31 | 114.25 | 43.25 | 88
2030/31 | 114.75 | 43.25 | 102
2030/31 | 115.25 | 43.25 | 98
2030/31 | 115.75 | 43.25 | 94
2030/31 | 116.25 | 43.25 | 110
2030/31 | 116.75 | 43.25 | 92
2030/31 | 117.25 | 43.25 | 112
2030/31 | 117.75 | 43.25 | 99
2030/31 | 118.25 | 43.25 | 101
2030/31 | 118.75 | 43.25 | 102
2030/31 | 119.25 | 43.25 | 93
2030/31 | 119.75 | 43.25 | 99
2030/31 | 120.25 | 43.25 | 104
2030/31 | 120.75 | 43.25 | 109
2030/31 | 121.25 | 43.25 | 111
2030/31 | 121.75 | 43.25 | 106
2030/31 | 122.25 | 43.25 | 93
2030/31 | 122.75 | 43.25 | 101
2030/31 | 123.25 | 43.25 | 101
2030/31 | 123.75 | 43.25 | 100
2030/31 | 124.25 | 43.25 | 117
2030/31 | 124.75 | 43.25 | 99
2030/31 | 125.25 | 43.25 | 98
2030/31 | 125.75 | 43.25 | 97
2030/31 | 126.25 | 43.25 | 103
2030/31 | 126.75 | 43.25 | 99
2030/31 | 127.25 | 43.25 | 82
2030/31 | 127.75 | 43.25 | 94
2030/31 | 128.25 | 43.25 | 79
2030/31 | 128.75 | 43.25 | 85
2030/31 | 129.25 | 43.25 | 78
2030/31 | 129.75 | 43.25 | 88
2030/31 | 130.25 | 43.25 | 90
2030/31 | 130.75 | 43.25 | 96
2030/31 | 131.25 | 43.25 | 67
2030/31 | 131.75 | 43.25 | 90
2030/31 | 132.25 | 43.25 | 86
2030/31 | 132.75 | 43.25 | 85
2030/31 | 133.25 | 43.25 | 85
2030/31 | 133.75 | 43.25 | 81
2030/31 | 134.25 | 43.25 | 83
2030/31 | 134.75 | 43.25 | 75
2030/31 | 135.25 | 43.25 | 74
2030/31 | 135.75 | 43.25 | 71
2030/31 | 136.25 | 43.25 | 67
2030/31 | 136.75 | 43.25 | 85
2030/31 | 137.25 | 43.25 | 65
2030/31 | 137.75 | 43.25 | 60
2030/31 | 138.25 | 43.25 | 71
2030/31 | 138.75 | 43.25 | 59
2030/31 | 139.25 | 43.25 | 83
2030/31 | 139.75 | 43.25 | 72
2030/31 | 140.25 | 43.25 | 64
2030/31 | 140.75 | 43.25 | 72
2030/31 | 141.25 | 43.25 | 66
2030/31 | 141.75 | 43.25 | 55
2030/31 | 142.25 | 43.25 | 63
2030/31 | 142.75 | 43.25 | 71
2030/31 | 143.25 | 43.25 | 53
2030/31 | 143.75 | 43.25 | 58
2030/31 | 144.25 | 43.25 | 54
2030/31 | 144.75 | 43.25 | 61
2030/31 | 145.25 | 43.25 | 61
2030/31 | 145.75 | 43.25 | 59
2030/31 | 146.25 | 43.25 | 63
2030/31 | 146.75 | 43.25 | 56
2030/31 | 147.25 | 43.25 | 54
2030/31 | 147.75 | 43.25 | 44
2030/31 | 148.25 | 43.25 | 48
2030/31 | 148.75 | 43.25 | 58
2030/31 | 149.25 | 43.25 | 40
2030/31 | 149.75 | 43.25 | 55
2030/31 | 150.25 | 43.25 | 48
2030/31 | 150.75 | 43.25 | 53
2030/31 | 151.25 | 43.25 | 44
2030/31 | 151.75 | 43.25 | 43
2030/31 | 152.25 | 43.25 | 37
2030/31 | 152.75 | 43.25 | 46
2030/31 | 153.25 | 43.25 | 46
2030/31 | 153.75 | 43.25 | 49
2030/31 | 154.25 | 43.25 | 44
2030/31 | 154.75 | 43.25 | 43
2030/31 | 155.25 | 43.25 | 45
2030/31 | 155.75 | 43.25 | 43
2030/31 | 156.25 | 43.25 | 30
2030/31 | 156.75 | 43.25 | 36
2030/31 | 157.25 | 43.25 | 48
2030/31 | 157.75 | 43.25 | 29
2030/31 | 158.25 | 43.25 | 32
2030/31 | 158.75 | 43.25 | 44
2030/31 | 159.25 | 43.25 | 32
2030/31 | 159.75 | 43.25 | 31
2030/31 | 160.25 | 43.25 | 25
2030/31 | 160.75 | 43.25 | 33
2030/31 | 161.25 | 43.25 | 23
2030/31 | 161.75 | 43.25 | 33
2030/31 | 162.25 | 43.25 | 34
2030/31 | 162.75 | 43.25 | 45
2030/31 | 163.25 | 43.25 | 39
2030/31 | 163.75 | 43.25 | 26
2030/31 | 164.25 | 43.25 | 25
2030/31 | 164.75 | 43.25 | 38
2030/31 | 165.25 | 43.25 | 25
2030/31 | 165.75 | 43.25 | 28
2030/31 | 166.25 | 43.25 | 19
2030/31 | 166.75 | 43.25 | 24
2030/31 | 167.25 | 43.25 | 24
2030/31 | 167.75 | 43.25 | 28
2030/31 | 168.25 | 43.25 | 23
2030/31 | 168.75 | 43.25 | 17
2030/31 | 169.25 | 43.25 | 17
2030/31 | 169.75 | 43.25 | 27
2030/31 | 170.25 | 43.25 | 23
2030/31 | 170.75 | 43.25 | 21
2030/31 | 171.25 | 43.25 | 20
2030/31 | 171.75 | 43.25 | 19
2030/31 | 172.25 | 43.25 | 14
2030/31 | 172.75 | 43.25 | 26
2030/31 | 173.25 | 43.25 | 15
2030/31 | 173.75 | 43.25 | 24
2030/31 | 174.25 | 43.25 | 29
2030/31 | 174.75 | 43.25 | 28
2030/31 | 175.25 | 43.25 | 16
2030/31 | 175.75 | 43.25 | 17
2030/31 | 176.25 | 43.25 | 16
2030/31 | 176.75 | 43.25 | 24
2030/31 | 177.25 | 43.25 | 17
2030/31 | 177.75 | 43.25 | 17
2030/31 | 178.25 | 43.25 | 22
2030/31 | 178.75 | 43.25 | 21
2030/31 | 179.25 | 43.25 | 14
2030/31 | 179.75 | 43.25 | 16
2030/31 | 180.25 | 43.25 | 17
2030/31 | 180.75 | 43.25 | 21
2030/31 | 181.25 | 43.25 | 12
2030/31 | 181.75 | 43.25 | 13
2030/31 | 182.25 | 43.25 | 18
2030/31 | 182.75 | 43.25 | 14
2030/31 | 183.25 | 43.25 | 8
2030/31 | 183.75 | 43.25 | 12
2030/31 | 184.25 | 43.25 | 19
2030/31 | 184.75 | 43.25 | 22
2030/31 | 185.25 | 43.25 | 22
2030/31 | 185.75 | 43.25 | 19
2030/31 | 186.25 | 43.25 | 14
2030/31 | 186.75 | 43.25 | 11
2030/31 | 187.25 | 43.25 | 8
2030/31 | 187.75 | 43.25 | 11
2030/31 | 188.25 | 43.25 | 18
2030/31 | 188.75 | 43.25 | 15
2030/31 | 189.25 | 43.25 | 16
2030/31 | 189.75 | 43.25 | 7
2030/31 | 190.25 | 43.25 | 19
2030/31 | 190.75 | 43.25 | 12
2030/31 | 191.25 | 43.25 | 12
2030/31 | 191.75 | 43.25 | 12
2030/31 | 192.25 | 43.25 | 14
2030/31 | 192.75 | 43.25 | 13
2030/31 | 193.25 | 43.25 | 9
2030/31 | 193.75 | 43.25 | 10
2030/31 | 194.25 | 43.25 | 6
2030/31 | 194.75 | 43.25 | 9
2030/31 | 195.25 | 43.25 | 8
2030/31 | 195.75 | 43.25 | 10
2030/31 | 196.25 | 43.25 | 8
2030/31 | 196.75 | 43.25 | 9
2030/31 | 197.25 | 43.25 | 8
2030/31 | 197.75 | 43.25 | 10
2030/31 | 198.25 | 43.25 | 10
2030/31 | 198.75 | 43.25 | 11
2030/31 | 199.25 | 43.25 | 9
2030/31 | 199.75 | 43.25 | 13
2030/31 | 200.25 | 43.25 | 11
2030/31 | 200.75 | 43.25 | 10
2030/31 | 201.25 | 43.25 | 11
2030/31 | 201.75 | 43.25 | 11
2030/31 | 202.25 | 43.25 | 9
2030/31 | 202.75 | 43.25 | 3
2030/31 | 203.25 | 43.25 | 14
2030/31 | 203.75 | 43.25 | 9
2030/31 | 204.25 | 43.25 | 6
2030/31 | 204.75 | 43.25 | 8
2030/31 | 205.25 | 43.25 | 1
2030/31 | 205.75 | 43.25 | 6
2030/31 | 206.25 | 43.25 | 6
2030/31 | 206.75 | 43.25 | 8
2030/31 | 207.25 | 43.25 | 5
2030/31 | 207.75 | 43.25 | 5
2030/31 | 208.25 | 43.25 | 5
2030/31 | 208.75 | 43.25 | 7
2030/31 | 209.25 | 43.25 | 8
2030/31 | 209.75 | 43.25 | 8
2030/31 | 210.25 | 43.25 | 7
2030/31 | 210.75 | 43.25 | 6
2030/31 | 211.25 | 43.25 | 2
2030/31 | 211.75 | 43.25 | 4
2030/31 | 212.25 | 43.25 | 7
2030/31 | 212.75 | 43.25 | 8
2030/31 | 213.25 | 43.25 | 4
2030/31 | 213.75 | 43.25 | 6
2030/31 | 214.25 | 43.25 | 4
2030/31 | 214.75 | 43.25 | 6
2030/31 | 215.25 | 43.25 | 3
2030/31 | 215.75 | 43.25 | 2
2030/31 | 216.25 | 43.25 | 4
2030/31 | 216.75 | 43.25 | 4
2030/31 | 217.25 | 43.25 | 5
2030/31 | 217.75 | 43.25 | 3
2030/31 | 218.25 | 43.25 | 3
2030/31 | 218.75 | 43.25 | 3
2030/31 | 219.25 | 43.25 | 2
2030/31 | 219.75 | 43.25 | 4
2030/31 | 220.25 | 43.25 | 4
2030/31 | 220.75 | 43.25 | 3
2030/31 | 221.25 | 43.25 | 4
2030/31 | 221.75 | 43.25 | 3
2030/31 | 222.25 | 43.25 | 1
2030/31 | 222.75 | 43.25 | 1
2030/31 | 223.25 | 43.25 | 3
2030/31 | 223.75 | 43.25 | 2
2030/31 | 224.25 | 43.25 | 2
2030/31 | 224.75 | 43.25 | 6
2030/31 | 225.25 | 43.25 | 1
2030/31 | 225.75 | 43.25 | 4
2030/31 | 226.25 | 43.25 | 3
2030/31 | 226.75 | 43.25 | 1
2030/31 | 227.25 | 43.25 | 3
2030/31 | 228.25 | 43.25 | 3
2030/31 | 228.75 | 43.25 | 2
2030/31 | 229.25 | 43.25 | 1
2030/31 | 229.75 | 43.25 | 5
2030/31 | 230.25 | 43.25 | 3
2030/31 | 230.75 | 43.25 | 1
2030/31 | 231.25 | 43.25 | 4
2030/31 | 232.25 | 43.25 | 2
2030/31 | 232.75 | 43.25 | 2
2030/31 | 233.25 | 43.25 | 1
2030/31 | 233.75 | 43.25 | 3
2030/31 | 234.25 | 43.25 | 1
2030/31 | 234.75 | 43.25 | 2
2030/31 | 235.25 | 43.25 | 1
2030/31 | 235.75 | 43.25 | 4
2030/31 | 236.75 | 43.25 | 1
2030/31 | 237.25 | 43.25 | 3
2030/31 | 237.75 | 43.25 | 2
2030/31 | 238.75 | 43.25 | 2
2030/31 | 239.75 | 43.25 | 1
2030/31 | 240.25 | 43.25 | 1
2030/31 | 240.75 | 43.25 | 2
2030/31 | 241.75 | 43.25 | 1
2030/31 | 242.25 | 43.25 | 1
2030/31 | 242.75 | 43.25 | 1
2030/31 | 244.25 | 43.25 | 1
2030/31 | 244.75 | 43.25 | 1
2030/31 | 245.25 | 43.25 | 2
2030/31 | 245.75 | 43.25 | 1
2030/31 | 246.75 | 43.25 | 1
2030/31 | 247.25 | 43.25 | 2
2030/31 | 247.75 | 43.25 | 1
2030/31 | 249.25 | 43.25 | 1
2030/31 | 249.75 | 43.25 | 1
2030/31 | 250.75 | 43.25 | 1
2030/31 | 251.25 | 43.25 | 1
2030/31 | 251.75 | 43.25 | 2
2030/31 | 252.25 | 43.25 | 1
2030/31 | 255.25 | 43.25 | 1
2030/31 | 255.75 | 43.25 | 2
2030/31 | 256.25 | 43.25 | 1
2030/31 | 256.75 | 43.25 | 1
2030/31 | 257.75 | 43.25 | 1
2030/31 | 258.75 | 43.25 | 1
2030/31 | 260.75 | 43.25 | 1
2030/31 | 267.75 | 43.25 | 1
2030/31 | 269.25 | 43.25 | 1
2030/31 | 304.75 | 43.25 | 1
2030/31 | 64.75 | 43.75 | 1
2030/31 | 68.25 | 43.75 | 2
2030/31 | 69.75 | 43.75 | 1
2030/31 | 70.75 | 43.75 | 2
2030/31 | 71.25 | 43.75 | 3
2030/31 | 71.75 | 43.75 | 3
2030/31 | 72.25 | 43.75 | 2
2030/31 | 72.75 | 43.75 | 5
2030/31 | 73.25 | 43.75 | 3
2030/31 | 73.75 | 43.75 | 2
2030/31 | 74.25 | 43.75 | 2
2030/31 | 74.75 | 43.75 | 4
2030/31 | 75.25 | 43.75 | 13
2030/31 | 75.75 | 43.75 | 10
2030/31 | 76.25 | 43.75 | 14
2030/31 | 76.75 | 43.75 | 16
2030/31 | 77.25 | 43.75 | 8
2030/31 | 77.75 | 43.75 | 13
2030/31 | 78.25 | 43.75 | 10
2030/31 | 78.75 | 43.75 | 9
2030/31 | 79.25 | 43.75 | 16
2030/31 | 79.75 | 43.75 | 18
2030/31 | 80.25 | 43.75 | 27
2030/31 | 80.75 | 43.75 | 25
2030/31 | 81.25 | 43.75 | 23
2030/31 | 81.75 | 43.75 | 22
2030/31 | 82.25 | 43.75 | 20
2030/31 | 82.75 | 43.75 | 32
2030/31 | 83.25 | 43.75 | 33
2030/31 | 83.75 | 43.75 | 42
2030/31 | 84.25 | 43.75 | 39
2030/31 | 84.75 | 43.75 | 39
2030/31 | 85.25 | 43.75 | 46
2030/31 | 85.75 | 43.75 | 48
2030/31 | 86.25 | 43.75 | 42
2030/31 | 86.75 | 43.75 | 59
2030/31 | 87.25 | 43.75 | 54
2030/31 | 87.75 | 43.75 | 72
2030/31 | 88.25 | 43.75 | 57
2030/31 | 88.75 | 43.75 | 56
2030/31 | 89.25 | 43.75 | 47
2030/31 | 89.75 | 43.75 | 75
2030/31 | 90.25 | 43.75 | 65
2030/31 | 90.75 | 43.75 | 65
2030/31 | 91.25 | 43.75 | 66
2030/31 | 91.75 | 43.75 | 86
2030/31 | 92.25 | 43.75 | 89
2030/31 | 92.75 | 43.75 | 87
2030/31 | 93.25 | 43.75 | 65
2030/31 | 93.75 | 43.75 | 97
2030/31 | 94.25 | 43.75 | 69
2030/31 | 94.75 | 43.75 | 88
2030/31 | 95.25 | 43.75 | 91
2030/31 | 95.75 | 43.75 | 78
2030/31 | 96.25 | 43.75 | 93
2030/31 | 96.75 | 43.75 | 86
2030/31 | 97.25 | 43.75 | 66
2030/31 | 97.75 | 43.75 | 75
2030/31 | 98.25 | 43.75 | 101
2030/31 | 98.75 | 43.75 | 91
2030/31 | 99.25 | 43.75 | 90
2030/31 | 99.75 | 43.75 | 89
2030/31 | 100.25 | 43.75 | 82
2030/31 | 100.75 | 43.75 | 105
2030/31 | 101.25 | 43.75 | 111
2030/31 | 101.75 | 43.75 | 100
2030/31 | 102.25 | 43.75 | 109
2030/31 | 102.75 | 43.75 | 110
2030/31 | 103.25 | 43.75 | 87
2030/31 | 103.75 | 43.75 | 100
2030/31 | 104.25 | 43.75 | 90
2030/31 | 104.75 | 43.75 | 97
2030/31 | 105.25 | 43.75 | 101
2030/31 | 105.75 | 43.75 | 111
2030/31 | 106.25 | 43.75 | 112
2030/31 | 106.75 | 43.75 | 89
2030/31 | 107.25 | 43.75 | 93
2030/31 | 107.75 | 43.75 | 114
2030/31 | 108.25 | 43.75 | 92
2030/31 | 108.75 | 43.75 | 118
2030/31 | 109.25 | 43.75 | 104
2030/31 | 109.75 | 43.75 | 123
2030/31 | 110.25 | 43.75 | 117
2030/31 | 110.75 | 43.75 | 131
2030/31 | 111.25 | 43.75 | 89
2030/31 | 111.75 | 43.75 | 100
2030/31 | 112.25 | 43.75 | 109
2030/31 | 112.75 | 43.75 | 105
2030/31 | 113.25 | 43.75 | 113
2030/31 | 113.75 | 43.75 | 122
2030/31 | 114.25 | 43.75 | 102
2030/31 | 114.75 | 43.75 | 103
2030/31 | 115.25 | 43.75 | 100
2030/31 | 115.75 | 43.75 | 92
2030/31 | 116.25 | 43.75 | 101
2030/31 | 116.75 | 43.75 | 113
2030/31 | 117.25 | 43.75 | 99
2030/31 | 117.75 | 43.75 | 104
2030/31 | 118.25 | 43.75 | 100
2030/31 | 118.75 | 43.75 | 99
2030/31 | 119.25 | 43.75 | 97
2030/31 | 119.75 | 43.75 | 99
2030/31 | 120.25 | 43.75 | 86
2030/31 | 120.75 | 43.75 | 100
2030/31 | 121.25 | 43.75 | 116
2030/31 | 121.75 | 43.75 | 86
2030/31 | 122.25 | 43.75 | 101
2030/31 | 122.75 | 43.75 | 102
2030/31 | 123.25 | 43.75 | 97
2030/31 | 123.75 | 43.75 | 106
2030/31 | 124.25 | 43.75 | 98
2030/31 | 124.75 | 43.75 | 97
2030/31 | 125.25 | 43.75 | 96
2030/31 | 125.75 | 43.75 | 77
2030/31 | 126.25 | 43.75 | 99
2030/31 | 126.75 | 43.75 | 88
2030/31 | 127.25 | 43.75 | 95
2030/31 | 127.75 | 43.75 | 100
2030/31 | 128.25 | 43.75 | 86
2030/31 | 128.75 | 43.75 | 105
2030/31 | 129.25 | 43.75 | 90
2030/31 | 129.75 | 43.75 | 102
2030/31 | 130.25 | 43.75 | 76
2030/31 | 130.75 | 43.75 | 87
2030/31 | 131.25 | 43.75 | 96
2030/31 | 131.75 | 43.75 | 92
2030/31 | 132.25 | 43.75 | 91
2030/31 | 132.75 | 43.75 | 83
2030/31 | 133.25 | 43.75 | 83
2030/31 | 133.75 | 43.75 | 79
2030/31 | 134.25 | 43.75 | 73
2030/31 | 134.75 | 43.75 | 75
2030/31 | 135.25 | 43.75 | 102
2030/31 | 135.75 | 43.75 | 77
2030/31 | 136.25 | 43.75 | 79
2030/31 | 136.75 | 43.75 | 83
2030/31 | 137.25 | 43.75 | 78
2030/31 | 137.75 | 43.75 | 83
2030/31 | 138.25 | 43.75 | 73
2030/31 | 138.75 | 43.75 | 77
2030/31 | 139.25 | 43.75 | 72
2030/31 | 139.75 | 43.75 | 71
2030/31 | 140.25 | 43.75 | 76
2030/31 | 140.75 | 43.75 | 80
2030/31 | 141.25 | 43.75 | 78
2030/31 | 141.75 | 43.75 | 80
2030/31 | 142.25 | 43.75 | 55
2030/31 | 142.75 | 43.75 | 74
2030/31 | 143.25 | 43.75 | 59
2030/31 | 143.75 | 43.75 | 66
2030/31 | 144.25 | 43.75 | 70
2030/31 | 144.75 | 43.75 | 51
2030/31 | 145.25 | 43.75 | 58
2030/31 | 145.75 | 43.75 | 64
2030/31 | 146.25 | 43.75 | 69
2030/31 | 146.75 | 43.75 | 45
2030/31 | 147.25 | 43.75 | 59
2030/31 | 147.75 | 43.75 | 63
2030/31 | 148.25 | 43.75 | 58
2030/31 | 148.75 | 43.75 | 58
2030/31 | 149.25 | 43.75 | 50
2030/31 | 149.75 | 43.75 | 50
2030/31 | 150.25 | 43.75 | 53
2030/31 | 150.75 | 43.75 | 44
2030/31 | 151.25 | 43.75 | 59
2030/31 | 151.75 | 43.75 | 25
2030/31 | 152.25 | 43.75 | 40
2030/31 | 152.75 | 43.75 | 42
2030/31 | 153.25 | 43.75 | 43
2030/31 | 153.75 | 43.75 | 45
2030/31 | 154.25 | 43.75 | 31
2030/31 | 154.75 | 43.75 | 41
2030/31 | 155.25 | 43.75 | 47
2030/31 | 155.75 | 43.75 | 47
2030/31 | 156.25 | 43.75 | 32
2030/31 | 156.75 | 43.75 | 36
2030/31 | 157.25 | 43.75 | 40
2030/31 | 157.75 | 43.75 | 42
2030/31 | 158.25 | 43.75 | 33
2030/31 | 158.75 | 43.75 | 31
2030/31 | 159.25 | 43.75 | 28
2030/31 | 159.75 | 43.75 | 29
2030/31 | 160.25 | 43.75 | 38
2030/31 | 160.75 | 43.75 | 28
2030/31 | 161.25 | 43.75 | 26
2030/31 | 161.75 | 43.75 | 25
2030/31 | 162.25 | 43.75 | 29
2030/31 | 162.75 | 43.75 | 43
2030/31 | 163.25 | 43.75 | 26
2030/31 | 163.75 | 43.75 | 33
2030/31 | 164.25 | 43.75 | 39
2030/31 | 164.75 | 43.75 | 24
2030/31 | 165.25 | 43.75 | 29
2030/31 | 165.75 | 43.75 | 24
2030/31 | 166.25 | 43.75 | 21
2030/31 | 166.75 | 43.75 | 25
2030/31 | 167.25 | 43.75 | 35
2030/31 | 167.75 | 43.75 | 20
2030/31 | 168.25 | 43.75 | 26
2030/31 | 168.75 | 43.75 | 24
2030/31 | 169.25 | 43.75 | 25
2030/31 | 169.75 | 43.75 | 20
2030/31 | 170.25 | 43.75 | 25
2030/31 | 170.75 | 43.75 | 27
2030/31 | 171.25 | 43.75 | 20
2030/31 | 171.75 | 43.75 | 22
2030/31 | 172.25 | 43.75 | 28
2030/31 | 172.75 | 43.75 | 31
2030/31 | 173.25 | 43.75 | 23
2030/31 | 173.75 | 43.75 | 26
2030/31 | 174.25 | 43.75 | 18
2030/31 | 174.75 | 43.75 | 25
2030/31 | 175.25 | 43.75 | 15
2030/31 | 175.75 | 43.75 | 14
2030/31 | 176.25 | 43.75 | 15
2030/31 | 176.75 | 43.75 | 24
2030/31 | 177.25 | 43.75 | 21
2030/31 | 177.75 | 43.75 | 28
2030/31 | 178.25 | 43.75 | 26
2030/31 | 178.75 | 43.75 | 27
2030/31 | 179.25 | 43.75 | 12
2030/31 | 179.75 | 43.75 | 18
2030/31 | 180.25 | 43.75 | 15
2030/31 | 180.75 | 43.75 | 10
2030/31 | 181.25 | 43.75 | 24
2030/31 | 181.75 | 43.75 | 24
2030/31 | 182.25 | 43.75 | 15
2030/31 | 182.75 | 43.75 | 18
2030/31 | 183.25 | 43.75 | 29
2030/31 | 183.75 | 43.75 | 21
2030/31 | 184.25 | 43.75 | 12
2030/31 | 184.75 | 43.75 | 17
2030/31 | 185.25 | 43.75 | 15
2030/31 | 185.75 | 43.75 | 10
2030/31 | 186.25 | 43.75 | 14
2030/31 | 186.75 | 43.75 | 7
2030/31 | 187.25 | 43.75 | 23
2030/31 | 187.75 | 43.75 | 11
2030/31 | 188.25 | 43.75 | 10
2030/31 | 188.75 | 43.75 | 14
2030/31 | 189.25 | 43.75 | 14
2030/31 | 189.75 | 43.75 | 12
2030/31 | 190.25 | 43.75 | 9
2030/31 | 190.75 | 43.75 | 16
2030/31 | 191.25 | 43.75 | 7
2030/31 | 191.75 | 43.75 | 12
2030/31 | 192.25 | 43.75 | 14
2030/31 | 192.75 | 43.75 | 14
2030/31 | 193.25 | 43.75 | 16
2030/31 | 193.75 | 43.75 | 6
2030/31 | 194.25 | 43.75 | 9
2030/31 | 194.75 | 43.75 | 12
2030/31 | 195.25 | 43.75 | 11
2030/31 | 195.75 | 43.75 | 4
2030/31 | 196.25 | 43.75 | 15
2030/31 | 196.75 | 43.75 | 7
2030/31 | 197.25 | 43.75 | 12
2030/31 | 197.75 | 43.75 | 12
2030/31 | 198.25 | 43.75 | 8
2030/31 | 198.75 | 43.75 | 9
2030/31 | 199.25 | 43.75 | 10
2030/31 | 199.75 | 43.75 | 10
2030/31 | 200.25 | 43.75 | 13
2030/31 | 200.75 | 43.75 | 8
2030/31 | 201.25 | 43.75 | 7
2030/31 | 201.75 | 43.75 | 15
2030/31 | 202.25 | 43.75 | 7
2030/31 | 202.75 | 43.75 | 11
2030/31 | 203.25 | 43.75 | 10
2030/31 | 203.75 | 43.75 | 11
2030/31 | 204.25 | 43.75 | 4
2030/31 | 204.75 | 43.75 | 11
2030/31 | 205.25 | 43.75 | 7
2030/31 | 205.75 | 43.75 | 15
2030/31 | 206.25 | 43.75 | 9
2030/31 | 206.75 | 43.75 | 9
2030/31 | 207.25 | 43.75 | 5
2030/31 | 207.75 | 43.75 | 2
2030/31 | 208.25 | 43.75 | 7
2030/31 | 208.75 | 43.75 | 9
2030/31 | 209.25 | 43.75 | 6
2030/31 | 209.75 | 43.75 | 3
2030/31 | 210.25 | 43.75 | 7
2030/31 | 210.75 | 43.75 | 10
2030/31 | 211.25 | 43.75 | 4
2030/31 | 211.75 | 43.75 | 7
2030/31 | 212.25 | 43.75 | 3
2030/31 | 212.75 | 43.75 | 3
2030/31 | 213.25 | 43.75 | 6
2030/31 | 213.75 | 43.75 | 9
2030/31 | 214.25 | 43.75 | 7
2030/31 | 214.75 | 43.75 | 9
2030/31 | 215.25 | 43.75 | 5
2030/31 | 215.75 | 43.75 | 2
2030/31 | 216.25 | 43.75 | 8
2030/31 | 216.75 | 43.75 | 2
2030/31 | 217.25 | 43.75 | 4
2030/31 | 217.75 | 43.75 | 7
2030/31 | 218.25 | 43.75 | 4
2030/31 | 218.75 | 43.75 | 6
2030/31 | 219.25 | 43.75 | 4
2030/31 | 219.75 | 43.75 | 8
2030/31 | 220.25 | 43.75 | 3
2030/31 | 220.75 | 43.75 | 5
2030/31 | 221.25 | 43.75 | 3
2030/31 | 221.75 | 43.75 | 5
2030/31 | 222.25 | 43.75 | 5
2030/31 | 222.75 | 43.75 | 2
2030/31 | 223.25 | 43.75 | 4
2030/31 | 223.75 | 43.75 | 1
2030/31 | 224.25 | 43.75 | 3
2030/31 | 224.75 | 43.75 | 2
2030/31 | 225.25 | 43.75 | 4
2030/31 | 225.75 | 43.75 | 3
2030/31 | 226.75 | 43.75 | 5
2030/31 | 227.25 | 43.75 | 8
2030/31 | 227.75 | 43.75 | 2
2030/31 | 228.25 | 43.75 | 3
2030/31 | 228.75 | 43.75 | 2
2030/31 | 229.25 | 43.75 | 2
2030/31 | 229.75 | 43.75 | 1
2030/31 | 230.25 | 43.75 | 6
2030/31 | 230.75 | 43.75 | 2
2030/31 | 231.25 | 43.75 | 2
2030/31 | 231.75 | 43.75 | 1
2030/31 | 232.25 | 43.75 | 3
2030/31 | 232.75 | 43.75 | 2
2030/31 | 233.25 | 43.75 | 3
2030/31 | 233.75 | 43.75 | 5
2030/31 | 234.75 | 43.75 | 1
2030/31 | 235.25 | 43.75 | 1
2030/31 | 235.75 | 43.75 | 2
2030/31 | 236.75 | 43.75 | 2
2030/31 | 237.25 | 43.75 | 3
2030/31 | 237.75 | 43.75 | 2
2030/31 | 238.25 | 43.75 | 1
2030/31 | 238.75 | 43.75 | 1
2030/31 | 239.75 | 43.75 | 1
2030/31 | 240.25 | 43.75 | 1
2030/31 | 240.75 | 43.75 | 4
2030/31 | 241.25 | 43.75 | 1
2030/31 | 242.25 | 43.75 | 2
2030/31 | 242.75 | 43.75 | 1
2030/31 | 243.75 | 43.75 | 1
2030/31 | 244.25 | 43.75 | 1
2030/31 | 244.75 | 43.75 | 1
2030/31 | 246.25 | 43.75 | 2
2030/31 | 247.75 | 43.75 | 1
2030/31 | 248.25 | 43.75 | 1
2030/31 | 249.75 | 43.75 | 1
2030/31 | 252.25 | 43.75 | 2
2030/31 | 252.75 | 43.75 | 2
2030/31 | 253.25 | 43.75 | 2
2030/31 | 255.25 | 43.75 | 1
2030/31 | 255.75 | 43.75 | 1
2030/31 | 257.25 | 43.75 | 1
2030/31 | 258.25 | 43.75 | 1
2030/31 | 263.25 | 43.75 | 1
2030/31 | 268.75 | 43.75 | 1
2030/31 | 273.25 | 43.75 | 1
2030/31 | 275.75 | 43.75 | 1
2030/31 | 279.25 | 43.75 | 1
2030/31 | 292.25 | 43.75 | 1
2030/31 | 297.25 | 43.75 | 1
2030/31 | 312.75 | 43.75 | 1
2030/31 | 324.25 | 43.75 | 1
2030/31 | 65.75 | 44.25 | 1
2030/31 | 68.75 | 44.25 | 1
2030/31 | 70.75 | 44.25 | 1
2030/31 | 71.25 | 44.25 | 2
2030/31 | 71.75 | 44.25 | 3
2030/31 | 72.25 | 44.25 | 3
2030/31 | 72.75 | 44.25 | 3
2030/31 | 73.25 | 44.25 | 4
2030/31 | 73.75 | 44.25 | 7
2030/31 | 74.25 | 44.25 | 6
2030/31 | 74.75 | 44.25 | 2
2030/31 | 75.25 | 44.25 | 7
2030/31 | 75.75 | 44.25 | 6
2030/31 | 76.25 | 44.25 | 6
2030/31 | 76.75 | 44.25 | 4
2030/31 | 77.25 | 44.25 | 4
2030/31 | 77.75 | 44.25 | 17
2030/31 | 78.25 | 44.25 | 11
2030/31 | 78.75 | 44.25 | 17
2030/31 | 79.25 | 44.25 | 11
2030/31 | 79.75 | 44.25 | 18
2030/31 | 80.25 | 44.25 | 11
2030/31 | 80.75 | 44.25 | 16
2030/31 | 81.25 | 44.25 | 27
2030/31 | 81.75 | 44.25 | 15
2030/31 | 82.25 | 44.25 | 26
2030/31 | 82.75 | 44.25 | 26
2030/31 | 83.25 | 44.25 | 35
2030/31 | 83.75 | 44.25 | 33
2030/31 | 84.25 | 44.25 | 49
2030/31 | 84.75 | 44.25 | 43
2030/31 | 85.25 | 44.25 | 35
2030/31 | 85.75 | 44.25 | 41
2030/31 | 86.25 | 44.25 | 42
2030/31 | 86.75 | 44.25 | 55
2030/31 | 87.25 | 44.25 | 58
2030/31 | 87.75 | 44.25 | 68
2030/31 | 88.25 | 44.25 | 56
2030/31 | 88.75 | 44.25 | 69
2030/31 | 89.25 | 44.25 | 77
2030/31 | 89.75 | 44.25 | 58
2030/31 | 90.25 | 44.25 | 71
2030/31 | 90.75 | 44.25 | 82
2030/31 | 91.25 | 44.25 | 75
2030/31 | 91.75 | 44.25 | 87
2030/31 | 92.25 | 44.25 | 66
2030/31 | 92.75 | 44.25 | 90
2030/31 | 93.25 | 44.25 | 78
2030/31 | 93.75 | 44.25 | 92
2030/31 | 94.25 | 44.25 | 93
2030/31 | 94.75 | 44.25 | 92
2030/31 | 95.25 | 44.25 | 78
2030/31 | 95.75 | 44.25 | 98
2030/31 | 96.25 | 44.25 | 118
2030/31 | 96.75 | 44.25 | 104
2030/31 | 97.25 | 44.25 | 102
2030/31 | 97.75 | 44.25 | 103
2030/31 | 98.25 | 44.25 | 95
2030/31 | 98.75 | 44.25 | 108
2030/31 | 99.25 | 44.25 | 109
2030/31 | 99.75 | 44.25 | 102
2030/31 | 100.25 | 44.25 | 112
2030/31 | 100.75 | 44.25 | 114
2030/31 | 101.25 | 44.25 | 109
2030/31 | 101.75 | 44.25 | 104
2030/31 | 102.25 | 44.25 | 106
2030/31 | 102.75 | 44.25 | 107
2030/31 | 103.25 | 44.25 | 109
2030/31 | 103.75 | 44.25 | 104
2030/31 | 104.25 | 44.25 | 96
2030/31 | 104.75 | 44.25 | 104
2030/31 | 105.25 | 44.25 | 115
2030/31 | 105.75 | 44.25 | 117
2030/31 | 106.25 | 44.25 | 128
2030/31 | 106.75 | 44.25 | 114
2030/31 | 107.25 | 44.25 | 123
2030/31 | 107.75 | 44.25 | 107
2030/31 | 108.25 | 44.25 | 124
2030/31 | 108.75 | 44.25 | 117
2030/31 | 109.25 | 44.25 | 125
2030/31 | 109.75 | 44.25 | 121
2030/31 | 110.25 | 44.25 | 96
2030/31 | 110.75 | 44.25 | 109
2030/31 | 111.25 | 44.25 | 94
2030/31 | 111.75 | 44.25 | 100
2030/31 | 112.25 | 44.25 | 92
2030/31 | 112.75 | 44.25 | 124
2030/31 | 113.25 | 44.25 | 124
2030/31 | 113.75 | 44.25 | 118
2030/31 | 114.25 | 44.25 | 108
2030/31 | 114.75 | 44.25 | 114
2030/31 | 115.25 | 44.25 | 105
2030/31 | 115.75 | 44.25 | 102
2030/31 | 116.25 | 44.25 | 98
2030/31 | 116.75 | 44.25 | 119
2030/31 | 117.25 | 44.25 | 117
2030/31 | 117.75 | 44.25 | 93
2030/31 | 118.25 | 44.25 | 110
2030/31 | 118.75 | 44.25 | 100
2030/31 | 119.25 | 44.25 | 104
2030/31 | 119.75 | 44.25 | 102
2030/31 | 120.25 | 44.25 | 106
2030/31 | 120.75 | 44.25 | 98
2030/31 | 121.25 | 44.25 | 108
2030/31 | 121.75 | 44.25 | 118
2030/31 | 122.25 | 44.25 | 95
2030/31 | 122.75 | 44.25 | 97
2030/31 | 123.25 | 44.25 | 111
2030/31 | 123.75 | 44.25 | 101
2030/31 | 124.25 | 44.25 | 91
2030/31 | 124.75 | 44.25 | 83
2030/31 | 125.25 | 44.25 | 92
2030/31 | 125.75 | 44.25 | 97
2030/31 | 126.25 | 44.25 | 108
2030/31 | 126.75 | 44.25 | 102
2030/31 | 127.25 | 44.25 | 97
2030/31 | 127.75 | 44.25 | 89
2030/31 | 128.25 | 44.25 | 83
2030/31 | 128.75 | 44.25 | 110
2030/31 | 129.25 | 44.25 | 103
2030/31 | 129.75 | 44.25 | 91
2030/31 | 130.25 | 44.25 | 88
2030/31 | 130.75 | 44.25 | 93
2030/31 | 131.25 | 44.25 | 83
2030/31 | 131.75 | 44.25 | 107
2030/31 | 132.25 | 44.25 | 90
2030/31 | 132.75 | 44.25 | 80
2030/31 | 133.25 | 44.25 | 85
2030/31 | 133.75 | 44.25 | 93
2030/31 | 134.25 | 44.25 | 89
2030/31 | 134.75 | 44.25 | 95
2030/31 | 135.25 | 44.25 | 73
2030/31 | 135.75 | 44.25 | 73
2030/31 | 136.25 | 44.25 | 80
2030/31 | 136.75 | 44.25 | 83
2030/31 | 137.25 | 44.25 | 76
2030/31 | 137.75 | 44.25 | 66
2030/31 | 138.25 | 44.25 | 78
2030/31 | 138.75 | 44.25 | 82
2030/31 | 139.25 | 44.25 | 98
2030/31 | 139.75 | 44.25 | 65
2030/31 | 140.25 | 44.25 | 71
2030/31 | 140.75 | 44.25 | 65
2030/31 | 141.25 | 44.25 | 68
2030/31 | 141.75 | 44.25 | 75
2030/31 | 142.25 | 44.25 | 65
2030/31 | 142.75 | 44.25 | 60
2030/31 | 143.25 | 44.25 | 75
2030/31 | 143.75 | 44.25 | 58
2030/31 | 144.25 | 44.25 | 55
2030/31 | 144.75 | 44.25 | 58
2030/31 | 145.25 | 44.25 | 60
2030/31 | 145.75 | 44.25 | 69
2030/31 | 146.25 | 44.25 | 61
2030/31 | 146.75 | 44.25 | 59
2030/31 | 147.25 | 44.25 | 55
2030/31 | 147.75 | 44.25 | 62
2030/31 | 148.25 | 44.25 | 62
2030/31 | 148.75 | 44.25 | 44
2030/31 | 149.25 | 44.25 | 56
2030/31 | 149.75 | 44.25 | 50
2030/31 | 150.25 | 44.25 | 54
2030/31 | 150.75 | 44.25 | 46
2030/31 | 151.25 | 44.25 | 44
2030/31 | 151.75 | 44.25 | 40
2030/31 | 152.25 | 44.25 | 40
2030/31 | 152.75 | 44.25 | 39
2030/31 | 153.25 | 44.25 | 57
2030/31 | 153.75 | 44.25 | 42
2030/31 | 154.25 | 44.25 | 40
2030/31 | 154.75 | 44.25 | 40
2030/31 | 155.25 | 44.25 | 41
2030/31 | 155.75 | 44.25 | 56
2030/31 | 156.25 | 44.25 | 50
2030/31 | 156.75 | 44.25 | 50
2030/31 | 157.25 | 44.25 | 44
2030/31 | 157.75 | 44.25 | 38
2030/31 | 158.25 | 44.25 | 38
2030/31 | 158.75 | 44.25 | 43
2030/31 | 159.25 | 44.25 | 52
2030/31 | 159.75 | 44.25 | 38
2030/31 | 160.25 | 44.25 | 36
2030/31 | 160.75 | 44.25 | 26
2030/31 | 161.25 | 44.25 | 47
2030/31 | 161.75 | 44.25 | 33
2030/31 | 162.25 | 44.25 | 32
2030/31 | 162.75 | 44.25 | 32
2030/31 | 163.25 | 44.25 | 33
2030/31 | 163.75 | 44.25 | 42
2030/31 | 164.25 | 44.25 | 49
2030/31 | 164.75 | 44.25 | 37
2030/31 | 165.25 | 44.25 | 25
2030/31 | 165.75 | 44.25 | 27
2030/31 | 166.25 | 44.25 | 25
2030/31 | 166.75 | 44.25 | 30
2030/31 | 167.25 | 44.25 | 20
2030/31 | 167.75 | 44.25 | 21
2030/31 | 168.25 | 44.25 | 23
2030/31 | 168.75 | 44.25 | 19
2030/31 | 169.25 | 44.25 | 22
2030/31 | 169.75 | 44.25 | 26
2030/31 | 170.25 | 44.25 | 23
2030/31 | 170.75 | 44.25 | 22
2030/31 | 171.25 | 44.25 | 24
2030/31 | 171.75 | 44.25 | 22
2030/31 | 172.25 | 44.25 | 24
2030/31 | 172.75 | 44.25 | 17
2030/31 | 173.25 | 44.25 | 21
2030/31 | 173.75 | 44.25 | 14
2030/31 | 174.25 | 44.25 | 16
2030/31 | 174.75 | 44.25 | 23
2030/31 | 175.25 | 44.25 | 25
2030/31 | 175.75 | 44.25 | 16
2030/31 | 176.25 | 44.25 | 15
2030/31 | 176.75 | 44.25 | 24
2030/31 | 177.25 | 44.25 | 29
2030/31 | 177.75 | 44.25 | 26
2030/31 | 178.25 | 44.25 | 23
2030/31 | 178.75 | 44.25 | 17
2030/31 | 179.25 | 44.25 | 27
2030/31 | 179.75 | 44.25 | 26
2030/31 | 180.25 | 44.25 | 24
2030/31 | 180.75 | 44.25 | 22
2030/31 | 181.25 | 44.25 | 15
2030/31 | 181.75 | 44.25 | 13
2030/31 | 182.25 | 44.25 | 20
2030/31 | 182.75 | 44.25 | 20
2030/31 | 183.25 | 44.25 | 15
2030/31 | 183.75 | 44.25 | 11
2030/31 | 184.25 | 44.25 | 18
2030/31 | 184.75 | 44.25 | 17
2030/31 | 185.25 | 44.25 | 16
2030/31 | 185.75 | 44.25 | 20
2030/31 | 186.25 | 44.25 | 9
2030/31 | 186.75 | 44.25 | 18
2030/31 | 187.25 | 44.25 | 21
2030/31 | 187.75 | 44.25 | 9
2030/31 | 188.25 | 44.25 | 13
2030/31 | 188.75 | 44.25 | 19
2030/31 | 189.25 | 44.25 | 11
2030/31 | 189.75 | 44.25 | 20
2030/31 | 190.25 | 44.25 | 13
2030/31 | 190.75 | 44.25 | 19
2030/31 | 191.25 | 44.25 | 6
2030/31 | 191.75 | 44.25 | 8
2030/31 | 192.25 | 44.25 | 13
2030/31 | 192.75 | 44.25 | 16
2030/31 | 193.25 | 44.25 | 16
2030/31 | 193.75 | 44.25 | 12
2030/31 | 194.25 | 44.25 | 14
2030/31 | 194.75 | 44.25 | 12
2030/31 | 195.25 | 44.25 | 14
2030/31 | 195.75 | 44.25 | 14
2030/31 | 196.25 | 44.25 | 11
2030/31 | 196.75 | 44.25 | 7
2030/31 | 197.25 | 44.25 | 16
2030/31 | 197.75 | 44.25 | 5
2030/31 | 198.25 | 44.25 | 9
2030/31 | 198.75 | 44.25 | 11
2030/31 | 199.25 | 44.25 | 12
2030/31 | 199.75 | 44.25 | 14
2030/31 | 200.25 | 44.25 | 4
2030/31 | 200.75 | 44.25 | 12
2030/31 | 201.25 | 44.25 | 17
2030/31 | 201.75 | 44.25 | 13
2030/31 | 202.25 | 44.25 | 7
2030/31 | 202.75 | 44.25 | 5
2030/31 | 203.25 | 44.25 | 4
2030/31 | 203.75 | 44.25 | 7
2030/31 | 204.25 | 44.25 | 6
2030/31 | 204.75 | 44.25 | 16
2030/31 | 205.25 | 44.25 | 12
2030/31 | 205.75 | 44.25 | 10
2030/31 | 206.25 | 44.25 | 8
2030/31 | 206.75 | 44.25 | 8
2030/31 | 207.25 | 44.25 | 8
2030/31 | 207.75 | 44.25 | 6
2030/31 | 208.25 | 44.25 | 5
2030/31 | 208.75 | 44.25 | 8
2030/31 | 209.25 | 44.25 | 17
2030/31 | 209.75 | 44.25 | 12
2030/31 | 210.25 | 44.25 | 8
2030/31 | 210.75 | 44.25 | 10
2030/31 | 211.25 | 44.25 | 6
2030/31 | 211.75 | 44.25 | 5
2030/31 | 212.25 | 44.25 | 5
2030/31 | 212.75 | 44.25 | 5
2030/31 | 213.25 | 44.25 | 2
2030/31 | 213.75 | 44.25 | 11
2030/31 | 214.25 | 44.25 | 8
2030/31 | 214.75 | 44.25 | 7
2030/31 | 215.25 | 44.25 | 2
2030/31 | 215.75 | 44.25 | 4
2030/31 | 216.25 | 44.25 | 7
2030/31 | 216.75 | 44.25 | 2
2030/31 | 217.25 | 44.25 | 5
2030/31 | 217.75 | 44.25 | 7
2030/31 | 218.25 | 44.25 | 6
2030/31 | 218.75 | 44.25 | 10
2030/31 | 219.25 | 44.25 | 7
2030/31 | 219.75 | 44.25 | 4
2030/31 | 220.25 | 44.25 | 5
2030/31 | 220.75 | 44.25 | 5
2030/31 | 221.25 | 44.25 | 4
2030/31 | 221.75 | 44.25 | 7
2030/31 | 222.25 | 44.25 | 4
2030/31 | 222.75 | 44.25 | 3
2030/31 | 223.25 | 44.25 | 3
2030/31 | 223.75 | 44.25 | 4
2030/31 | 224.25 | 44.25 | 3
2030/31 | 224.75 | 44.25 | 5
2030/31 | 225.25 | 44.25 | 5
2030/31 | 225.75 | 44.25 | 2
2030/31 | 226.25 | 44.25 | 2
2030/31 | 227.25 | 44.25 | 2
2030/31 | 227.75 | 44.25 | 2
2030/31 | 228.25 | 44.25 | 3
2030/31 | 228.75 | 44.25 | 4
2030/31 | 229.75 | 44.25 | 1
2030/31 | 230.25 | 44.25 | 4
2030/31 | 230.75 | 44.25 | 1
2030/31 | 231.25 | 44.25 | 1
2030/31 | 231.75 | 44.25 | 7
2030/31 | 232.25 | 44.25 | 1
2030/31 | 232.75 | 44.25 | 2
2030/31 | 233.25 | 44.25 | 4
2030/31 | 233.75 | 44.25 | 2
2030/31 | 234.25 | 44.25 | 2
2030/31 | 234.75 | 44.25 | 3
2030/31 | 235.25 | 44.25 | 2
2030/31 | 235.75 | 44.25 | 1
2030/31 | 236.25 | 44.25 | 1
2030/31 | 236.75 | 44.25 | 1
2030/31 | 237.25 | 44.25 | 5
2030/31 | 237.75 | 44.25 | 1
2030/31 | 238.25 | 44.25 | 1
2030/31 | 238.75 | 44.25 | 1
2030/31 | 239.25 | 44.25 | 1
2030/31 | 239.75 | 44.25 | 1
2030/31 | 240.25 | 44.25 | 2
2030/31 | 240.75 | 44.25 | 2
2030/31 | 241.75 | 44.25 | 1
2030/31 | 242.75 | 44.25 | 1
2030/31 | 243.25 | 44.25 | 2
2030/31 | 243.75 | 44.25 | 2
2030/31 | 244.25 | 44.25 | 1
2030/31 | 245.25 | 44.25 | 1
2030/31 | 245.75 | 44.25 | 1
2030/31 | 246.25 | 44.25 | 1
2030/31 | 246.75 | 44.25 | 1
2030/31 | 247.25 | 44.25 | 1
2030/31 | 249.25 | 44.25 | 1
2030/31 | 250.75 | 44.25 | 1
2030/31 | 252.25 | 44.25 | 1
2030/31 | 253.25 | 44.25 | 1
2030/31 | 254.25 | 44.25 | 2
2030/31 | 258.75 | 44.25 | 2
2030/31 | 260.25 | 44.25 | 1
2030/31 | 265.25 | 44.25 | 1
2030/31 | 266.25 | 44.25 | 1
2030/31 | 285.25 | 44.25 | 1
2030/31 | 67.75 | 44.75 | 2
2030/31 | 69.25 | 44.75 | 1
2030/31 | 69.75 | 44.75 | 2
2030/31 | 71.75 | 44.75 | 1
2030/31 | 72.25 | 44.75 | 5
2030/31 | 73.25 | 44.75 | 1
2030/31 | 73.75 | 44.75 | 4
2030/31 | 74.25 | 44.75 | 4
2030/31 | 74.75 | 44.75 | 3
2030/31 | 75.25 | 44.75 | 5
2030/31 | 75.75 | 44.75 | 6
2030/31 | 76.25 | 44.75 | 4
2030/31 | 76.75 | 44.75 | 8
2030/31 | 77.25 | 44.75 | 11
2030/31 | 77.75 | 44.75 | 14
2030/31 | 78.25 | 44.75 | 16
2030/31 | 78.75 | 44.75 | 10
2030/31 | 79.25 | 44.75 | 21
2030/31 | 79.75 | 44.75 | 21
2030/31 | 80.25 | 44.75 | 21
2030/31 | 80.75 | 44.75 | 24
2030/31 | 81.25 | 44.75 | 21
2030/31 | 81.75 | 44.75 | 26
2030/31 | 82.25 | 44.75 | 33
2030/31 | 82.75 | 44.75 | 18
2030/31 | 83.25 | 44.75 | 37
2030/31 | 83.75 | 44.75 | 28
2030/31 | 84.25 | 44.75 | 46
2030/31 | 84.75 | 44.75 | 32
2030/31 | 85.25 | 44.75 | 37
2030/31 | 85.75 | 44.75 | 55
2030/31 | 86.25 | 44.75 | 46
2030/31 | 86.75 | 44.75 | 56
2030/31 | 87.25 | 44.75 | 45
2030/31 | 87.75 | 44.75 | 57
2030/31 | 88.25 | 44.75 | 57
2030/31 | 88.75 | 44.75 | 62
2030/31 | 89.25 | 44.75 | 69
2030/31 | 89.75 | 44.75 | 63
2030/31 | 90.25 | 44.75 | 68
2030/31 | 90.75 | 44.75 | 71
2030/31 | 91.25 | 44.75 | 70
2030/31 | 91.75 | 44.75 | 75
2030/31 | 92.25 | 44.75 | 88
2030/31 | 92.75 | 44.75 | 83
2030/31 | 93.25 | 44.75 | 83
2030/31 | 93.75 | 44.75 | 79
2030/31 | 94.25 | 44.75 | 87
2030/31 | 94.75 | 44.75 | 76
2030/31 | 95.25 | 44.75 | 81
2030/31 | 95.75 | 44.75 | 91
2030/31 | 96.25 | 44.75 | 88
2030/31 | 96.75 | 44.75 | 105
2030/31 | 97.25 | 44.75 | 112
2030/31 | 97.75 | 44.75 | 111
2030/31 | 98.25 | 44.75 | 101
2030/31 | 98.75 | 44.75 | 105
2030/31 | 99.25 | 44.75 | 100
2030/31 | 99.75 | 44.75 | 92
2030/31 | 100.25 | 44.75 | 115
2030/31 | 100.75 | 44.75 | 118
2030/31 | 101.25 | 44.75 | 111
2030/31 | 101.75 | 44.75 | 111
2030/31 | 102.25 | 44.75 | 113
2030/31 | 102.75 | 44.75 | 113
2030/31 | 103.25 | 44.75 | 118
2030/31 | 103.75 | 44.75 | 111
2030/31 | 104.25 | 44.75 | 118
2030/31 | 104.75 | 44.75 | 112
2030/31 | 105.25 | 44.75 | 113
2030/31 | 105.75 | 44.75 | 124
2030/31 | 106.25 | 44.75 | 112
2030/31 | 106.75 | 44.75 | 120
2030/31 | 107.25 | 44.75 | 120
2030/31 | 107.75 | 44.75 | 115
2030/31 | 108.25 | 44.75 | 127
2030/31 | 108.75 | 44.75 | 122
2030/31 | 109.25 | 44.75 | 117
2030/31 | 109.75 | 44.75 | 119
2030/31 | 110.25 | 44.75 | 113
2030/31 | 110.75 | 44.75 | 103
2030/31 | 111.25 | 44.75 | 100
2030/31 | 111.75 | 44.75 | 104
2030/31 | 112.25 | 44.75 | 93
2030/31 | 112.75 | 44.75 | 118
2030/31 | 113.25 | 44.75 | 112
2030/31 | 113.75 | 44.75 | 91
2030/31 | 114.25 | 44.75 | 114
2030/31 | 114.75 | 44.75 | 112
2030/31 | 115.25 | 44.75 | 110
2030/31 | 115.75 | 44.75 | 121
2030/31 | 116.25 | 44.75 | 113
2030/31 | 116.75 | 44.75 | 113
2030/31 | 117.25 | 44.75 | 113
2030/31 | 117.75 | 44.75 | 110
2030/31 | 118.25 | 44.75 | 122
2030/31 | 118.75 | 44.75 | 123
2030/31 | 119.25 | 44.75 | 107
2030/31 | 119.75 | 44.75 | 116
2030/31 | 120.25 | 44.75 | 105
2030/31 | 120.75 | 44.75 | 103
2030/31 | 121.25 | 44.75 | 93
2030/31 | 121.75 | 44.75 | 111
2030/31 | 122.25 | 44.75 | 82
2030/31 | 122.75 | 44.75 | 104
2030/31 | 123.25 | 44.75 | 108
2030/31 | 123.75 | 44.75 | 98
2030/31 | 124.25 | 44.75 | 107
2030/31 | 124.75 | 44.75 | 88
2030/31 | 125.25 | 44.75 | 104
2030/31 | 125.75 | 44.75 | 101
2030/31 | 126.25 | 44.75 | 104
2030/31 | 126.75 | 44.75 | 104
2030/31 | 127.25 | 44.75 | 93
2030/31 | 127.75 | 44.75 | 107
2030/31 | 128.25 | 44.75 | 99
2030/31 | 128.75 | 44.75 | 96
2030/31 | 129.25 | 44.75 | 109
2030/31 | 129.75 | 44.75 | 90
2030/31 | 130.25 | 44.75 | 83
2030/31 | 130.75 | 44.75 | 96
2030/31 | 131.25 | 44.75 | 95
2030/31 | 131.75 | 44.75 | 87
2030/31 | 132.25 | 44.75 | 80
2030/31 | 132.75 | 44.75 | 96
2030/31 | 133.25 | 44.75 | 105
2030/31 | 133.75 | 44.75 | 87
2030/31 | 134.25 | 44.75 | 96
2030/31 | 134.75 | 44.75 | 80
2030/31 | 135.25 | 44.75 | 81
2030/31 | 135.75 | 44.75 | 71
2030/31 | 136.25 | 44.75 | 86
2030/31 | 136.75 | 44.75 | 86
2030/31 | 137.25 | 44.75 | 85
2030/31 | 137.75 | 44.75 | 77
2030/31 | 138.25 | 44.75 | 89
2030/31 | 138.75 | 44.75 | 80
2030/31 | 139.25 | 44.75 | 91
2030/31 | 139.75 | 44.75 | 71
2030/31 | 140.25 | 44.75 | 70
2030/31 | 140.75 | 44.75 | 71
2030/31 | 141.25 | 44.75 | 71
2030/31 | 141.75 | 44.75 | 67
2030/31 | 142.25 | 44.75 | 68
2030/31 | 142.75 | 44.75 | 68
2030/31 | 143.25 | 44.75 | 66
2030/31 | 143.75 | 44.75 | 75
2030/31 | 144.25 | 44.75 | 58
2030/31 | 144.75 | 44.75 | 57
2030/31 | 145.25 | 44.75 | 51
2030/31 | 145.75 | 44.75 | 45
2030/31 | 146.25 | 44.75 | 62
2030/31 | 146.75 | 44.75 | 55
2030/31 | 147.25 | 44.75 | 64
2030/31 | 147.75 | 44.75 | 46
2030/31 | 148.25 | 44.75 | 56
2030/31 | 148.75 | 44.75 | 50
2030/31 | 149.25 | 44.75 | 53
2030/31 | 149.75 | 44.75 | 52
2030/31 | 150.25 | 44.75 | 46
2030/31 | 150.75 | 44.75 | 42
2030/31 | 151.25 | 44.75 | 38
2030/31 | 151.75 | 44.75 | 55
2030/31 | 152.25 | 44.75 | 51
2030/31 | 152.75 | 44.75 | 45
2030/31 | 153.25 | 44.75 | 59
2030/31 | 153.75 | 44.75 | 49
2030/31 | 154.25 | 44.75 | 47
2030/31 | 154.75 | 44.75 | 39
2030/31 | 155.25 | 44.75 | 41
2030/31 | 155.75 | 44.75 | 50
2030/31 | 156.25 | 44.75 | 43
2030/31 | 156.75 | 44.75 | 56
2030/31 | 157.25 | 44.75 | 48
2030/31 | 157.75 | 44.75 | 29
2030/31 | 158.25 | 44.75 | 35
2030/31 | 158.75 | 44.75 | 47
2030/31 | 159.25 | 44.75 | 57
2030/31 | 159.75 | 44.75 | 35
2030/31 | 160.25 | 44.75 | 37
2030/31 | 160.75 | 44.75 | 29
2030/31 | 161.25 | 44.75 | 35
2030/31 | 161.75 | 44.75 | 37
2030/31 | 162.25 | 44.75 | 42
2030/31 | 162.75 | 44.75 | 35
2030/31 | 163.25 | 44.75 | 39
2030/31 | 163.75 | 44.75 | 38
2030/31 | 164.25 | 44.75 | 36
2030/31 | 164.75 | 44.75 | 40
2030/31 | 165.25 | 44.75 | 45
2030/31 | 165.75 | 44.75 | 25
2030/31 | 166.25 | 44.75 | 31
2030/31 | 166.75 | 44.75 | 38
2030/31 | 167.25 | 44.75 | 36
2030/31 | 167.75 | 44.75 | 27
2030/31 | 168.25 | 44.75 | 38
2030/31 | 168.75 | 44.75 | 25
2030/31 | 169.25 | 44.75 | 23
2030/31 | 169.75 | 44.75 | 22
2030/31 | 170.25 | 44.75 | 25
2030/31 | 170.75 | 44.75 | 35
2030/31 | 171.25 | 44.75 | 18
2030/31 | 171.75 | 44.75 | 31
2030/31 | 172.25 | 44.75 | 37
2030/31 | 172.75 | 44.75 | 26
2030/31 | 173.25 | 44.75 | 26
2030/31 | 173.75 | 44.75 | 28
2030/31 | 174.25 | 44.75 | 19
2030/31 | 174.75 | 44.75 | 31
2030/31 | 175.25 | 44.75 | 22
2030/31 | 175.75 | 44.75 | 17
2030/31 | 176.25 | 44.75 | 23
2030/31 | 176.75 | 44.75 | 33
2030/31 | 177.25 | 44.75 | 24
2030/31 | 177.75 | 44.75 | 21
2030/31 | 178.25 | 44.75 | 22
2030/31 | 178.75 | 44.75 | 24
2030/31 | 179.25 | 44.75 | 29
2030/31 | 179.75 | 44.75 | 21
2030/31 | 180.25 | 44.75 | 15
2030/31 | 180.75 | 44.75 | 26
2030/31 | 181.25 | 44.75 | 16
2030/31 | 181.75 | 44.75 | 19
2030/31 | 182.25 | 44.75 | 17
2030/31 | 182.75 | 44.75 | 25
2030/31 | 183.25 | 44.75 | 20
2030/31 | 183.75 | 44.75 | 18
2030/31 | 184.25 | 44.75 | 21
2030/31 | 184.75 | 44.75 | 25
2030/31 | 185.25 | 44.75 | 18
2030/31 | 185.75 | 44.75 | 12
2030/31 | 186.25 | 44.75 | 20
2030/31 | 186.75 | 44.75 | 12
2030/31 | 187.25 | 44.75 | 13
2030/31 | 187.75 | 44.75 | 20
2030/31 | 188.25 | 44.75 | 20
2030/31 | 188.75 | 44.75 | 11
2030/31 | 189.25 | 44.75 | 19
2030/31 | 189.75 | 44.75 | 15
2030/31 | 190.25 | 44.75 | 20
2030/31 | 190.75 | 44.75 | 15
2030/31 | 191.25 | 44.75 | 17
2030/31 | 191.75 | 44.75 | 14
2030/31 | 192.25 | 44.75 | 24
2030/31 | 192.75 | 44.75 | 12
2030/31 | 193.25 | 44.75 | 17
2030/31 | 193.75 | 44.75 | 15
2030/31 | 194.25 | 44.75 | 7
2030/31 | 194.75 | 44.75 | 15
2030/31 | 195.25 | 44.75 | 7
2030/31 | 195.75 | 44.75 | 10
2030/31 | 196.25 | 44.75 | 12
2030/31 | 196.75 | 44.75 | 16
2030/31 | 197.25 | 44.75 | 10
2030/31 | 197.75 | 44.75 | 17
2030/31 | 198.25 | 44.75 | 14
2030/31 | 198.75 | 44.75 | 11
2030/31 | 199.25 | 44.75 | 5
2030/31 | 199.75 | 44.75 | 6
2030/31 | 200.25 | 44.75 | 11
2030/31 | 200.75 | 44.75 | 14
2030/31 | 201.25 | 44.75 | 13
2030/31 | 201.75 | 44.75 | 14
2030/31 | 202.25 | 44.75 | 11
2030/31 | 202.75 | 44.75 | 11
2030/31 | 203.25 | 44.75 | 7
2030/31 | 203.75 | 44.75 | 10
2030/31 | 204.25 | 44.75 | 12
2030/31 | 204.75 | 44.75 | 10
2030/31 | 205.25 | 44.75 | 14
2030/31 | 205.75 | 44.75 | 8
2030/31 | 206.25 | 44.75 | 14
2030/31 | 206.75 | 44.75 | 13
2030/31 | 207.25 | 44.75 | 11
2030/31 | 207.75 | 44.75 | 7
2030/31 | 208.25 | 44.75 | 5
2030/31 | 208.75 | 44.75 | 5
2030/31 | 209.25 | 44.75 | 6
2030/31 | 209.75 | 44.75 | 4
2030/31 | 210.25 | 44.75 | 8
2030/31 | 210.75 | 44.75 | 6
2030/31 | 211.25 | 44.75 | 12
2030/31 | 211.75 | 44.75 | 9
2030/31 | 212.25 | 44.75 | 5
2030/31 | 212.75 | 44.75 | 12
2030/31 | 213.25 | 44.75 | 16
2030/31 | 213.75 | 44.75 | 5
2030/31 | 214.25 | 44.75 | 6
2030/31 | 214.75 | 44.75 | 3
2030/31 | 215.25 | 44.75 | 8
2030/31 | 215.75 | 44.75 | 12
2030/31 | 216.25 | 44.75 | 7
2030/31 | 216.75 | 44.75 | 8
2030/31 | 217.25 | 44.75 | 6
2030/31 | 217.75 | 44.75 | 3
2030/31 | 218.25 | 44.75 | 5
2030/31 | 218.75 | 44.75 | 8
2030/31 | 219.25 | 44.75 | 4
2030/31 | 219.75 | 44.75 | 6
2030/31 | 220.25 | 44.75 | 3
2030/31 | 220.75 | 44.75 | 2
2030/31 | 221.25 | 44.75 | 5
2030/31 | 221.75 | 44.75 | 5
2030/31 | 222.25 | 44.75 | 2
2030/31 | 222.75 | 44.75 | 2
2030/31 | 223.25 | 44.75 | 9
2030/31 | 223.75 | 44.75 | 1
2030/31 | 224.25 | 44.75 | 5
2030/31 | 224.75 | 44.75 | 3
2030/31 | 225.25 | 44.75 | 3
2030/31 | 225.75 | 44.75 | 3
2030/31 | 226.25 | 44.75 | 5
2030/31 | 226.75 | 44.75 | 2
2030/31 | 227.25 | 44.75 | 1
2030/31 | 227.75 | 44.75 | 3
2030/31 | 228.25 | 44.75 | 5
2030/31 | 228.75 | 44.75 | 4
2030/31 | 229.25 | 44.75 | 5
2030/31 | 229.75 | 44.75 | 3
2030/31 | 230.25 | 44.75 | 2
2030/31 | 230.75 | 44.75 | 3
2030/31 | 231.25 | 44.75 | 2
2030/31 | 231.75 | 44.75 | 4
2030/31 | 232.25 | 44.75 | 1
2030/31 | 232.75 | 44.75 | 4
2030/31 | 233.25 | 44.75 | 1
2030/31 | 233.75 | 44.75 | 2
2030/31 | 234.25 | 44.75 | 2
2030/31 | 234.75 | 44.75 | 5
2030/31 | 235.25 | 44.75 | 3
2030/31 | 235.75 | 44.75 | 2
2030/31 | 236.25 | 44.75 | 2
2030/31 | 236.75 | 44.75 | 1
2030/31 | 237.75 | 44.75 | 3
2030/31 | 238.25 | 44.75 | 2
2030/31 | 238.75 | 44.75 | 4
2030/31 | 239.25 | 44.75 | 1
2030/31 | 239.75 | 44.75 | 1
2030/31 | 240.75 | 44.75 | 2
2030/31 | 241.75 | 44.75 | 1
2030/31 | 242.25 | 44.75 | 1
2030/31 | 243.25 | 44.75 | 2
2030/31 | 243.75 | 44.75 | 2
2030/31 | 244.75 | 44.75 | 2
2030/31 | 245.25 | 44.75 | 2
2030/31 | 246.75 | 44.75 | 1
2030/31 | 247.75 | 44.75 | 1
2030/31 | 248.25 | 44.75 | 2
2030/31 | 250.25 | 44.75 | 2
2030/31 | 251.75 | 44.75 | 1
2030/31 | 252.75 | 44.75 | 1
2030/31 | 255.25 | 44.75 | 2
2030/31 | 255.75 | 44.75 | 1
2030/31 | 257.75 | 44.75 | 2
2030/31 | 259.25 | 44.75 | 2
2030/31 | 262.25 | 44.75 | 1
2030/31 | 264.75 | 44.75 | 1
2030/31 | 267.25 | 44.75 | 1
2030/31 | 269.25 | 44.75 | 1
2030/31 | 270.25 | 44.75 | 1
2030/31 | 271.25 | 44.75 | 1
2030/31 | 272.25 | 44.75 | 1
2030/31 | 274.75 | 44.75 | 1
2030/31 | 275.75 | 44.75 | 1
2030/31 | 276.75 | 44.75 | 1
2030/31 | 278.75 | 44.75 | 1
2030/31 | 285.75 | 44.75 | 1
2030/31 | 304.25 | 44.75 | 1
2030/31 | 67.25 | 45.25 | 1
2030/31 | 69.75 | 45.25 | 1
2030/31 | 70.25 | 45.25 | 3
2030/31 | 71.25 | 45.25 | 2
2030/31 | 71.75 | 45.25 | 4
2030/31 | 72.25 | 45.25 | 3
2030/31 | 72.75 | 45.25 | 1
2030/31 | 73.25 | 45.25 | 3
2030/31 | 73.75 | 45.25 | 2
2030/31 | 74.25 | 45.25 | 7
2030/31 | 74.75 | 45.25 | 3
2030/31 | 75.25 | 45.25 | 1
2030/31 | 75.75 | 45.25 | 6
2030/31 | 76.25 | 45.25 | 6
2030/31 | 76.75 | 45.25 | 6
2030/31 | 77.25 | 45.25 | 6
2030/31 | 77.75 | 45.25 | 11
2030/31 | 78.25 | 45.25 | 9
2030/31 | 78.75 | 45.25 | 10
2030/31 | 79.25 | 45.25 | 15
2030/31 | 79.75 | 45.25 | 17
2030/31 | 80.25 | 45.25 | 22
2030/31 | 80.75 | 45.25 | 20
2030/31 | 81.25 | 45.25 | 18
2030/31 | 81.75 | 45.25 | 28
2030/31 | 82.25 | 45.25 | 22
2030/31 | 82.75 | 45.25 | 43
2030/31 | 83.25 | 45.25 | 28
2030/31 | 83.75 | 45.25 | 29
2030/31 | 84.25 | 45.25 | 31
2030/31 | 84.75 | 45.25 | 52
2030/31 | 85.25 | 45.25 | 46
2030/31 | 85.75 | 45.25 | 55
2030/31 | 86.25 | 45.25 | 44
2030/31 | 86.75 | 45.25 | 47
2030/31 | 87.25 | 45.25 | 53
2030/31 | 87.75 | 45.25 | 60
2030/31 | 88.25 | 45.25 | 65
2030/31 | 88.75 | 45.25 | 65
2030/31 | 89.25 | 45.25 | 69
2030/31 | 89.75 | 45.25 | 70
2030/31 | 90.25 | 45.25 | 65
2030/31 | 90.75 | 45.25 | 93
2030/31 | 91.25 | 45.25 | 69
2030/31 | 91.75 | 45.25 | 88
2030/31 | 92.25 | 45.25 | 65
2030/31 | 92.75 | 45.25 | 98
2030/31 | 93.25 | 45.25 | 74
2030/31 | 93.75 | 45.25 | 84
2030/31 | 94.25 | 45.25 | 98
2030/31 | 94.75 | 45.25 | 92
2030/31 | 95.25 | 45.25 | 109
2030/31 | 95.75 | 45.25 | 88
2030/31 | 96.25 | 45.25 | 101
2030/31 | 96.75 | 45.25 | 89
2030/31 | 97.25 | 45.25 | 104
2030/31 | 97.75 | 45.25 | 105
2030/31 | 98.25 | 45.25 | 107
2030/31 | 98.75 | 45.25 | 101
2030/31 | 99.25 | 45.25 | 109
2030/31 | 99.75 | 45.25 | 100
2030/31 | 100.25 | 45.25 | 97
2030/31 | 100.75 | 45.25 | 99
2030/31 | 101.25 | 45.25 | 111
2030/31 | 101.75 | 45.25 | 119
2030/31 | 102.25 | 45.25 | 117
2030/31 | 102.75 | 45.25 | 105
2030/31 | 103.25 | 45.25 | 122
2030/31 | 103.75 | 45.25 | 86
2030/31 | 104.25 | 45.25 | 100
2030/31 | 104.75 | 45.25 | 108
2030/31 | 105.25 | 45.25 | 100
2030/31 | 105.75 | 45.25 | 112
2030/31 | 106.25 | 45.25 | 118
2030/31 | 106.75 | 45.25 | 115
2030/31 | 107.25 | 45.25 | 117
2030/31 | 107.75 | 45.25 | 127
2030/31 | 108.25 | 45.25 | 104
2030/31 | 108.75 | 45.25 | 129
2030/31 | 109.25 | 45.25 | 127
2030/31 | 109.75 | 45.25 | 126
2030/31 | 110.25 | 45.25 | 107
2030/31 | 110.75 | 45.25 | 130
2030/31 | 111.25 | 45.25 | 120
2030/31 | 111.75 | 45.25 | 123
2030/31 | 112.25 | 45.25 | 118
2030/31 | 112.75 | 45.25 | 106
2030/31 | 113.25 | 45.25 | 131
2030/31 | 113.75 | 45.25 | 113
2030/31 | 114.25 | 45.25 | 110
2030/31 | 114.75 | 45.25 | 119
2030/31 | 115.25 | 45.25 | 111
2030/31 | 115.75 | 45.25 | 115
2030/31 | 116.25 | 45.25 | 126
2030/31 | 116.75 | 45.25 | 127
2030/31 | 117.25 | 45.25 | 117
2030/31 | 117.75 | 45.25 | 118
2030/31 | 118.25 | 45.25 | 109
2030/31 | 118.75 | 45.25 | 110
2030/31 | 119.25 | 45.25 | 102
2030/31 | 119.75 | 45.25 | 99
2030/31 | 120.25 | 45.25 | 121
2030/31 | 120.75 | 45.25 | 110
2030/31 | 121.25 | 45.25 | 111
2030/31 | 121.75 | 45.25 | 104
2030/31 | 122.25 | 45.25 | 108
2030/31 | 122.75 | 45.25 | 100
2030/31 | 123.25 | 45.25 | 108
2030/31 | 123.75 | 45.25 | 112
2030/31 | 124.25 | 45.25 | 91
2030/31 | 124.75 | 45.25 | 111
2030/31 | 125.25 | 45.25 | 115
2030/31 | 125.75 | 45.25 | 98
2030/31 | 126.25 | 45.25 | 86
2030/31 | 126.75 | 45.25 | 83
2030/31 | 127.25 | 45.25 | 91
2030/31 | 127.75 | 45.25 | 101
2030/31 | 128.25 | 45.25 | 99
2030/31 | 128.75 | 45.25 | 87
2030/31 | 129.25 | 45.25 | 94
2030/31 | 129.75 | 45.25 | 107
2030/31 | 130.25 | 45.25 | 90
2030/31 | 130.75 | 45.25 | 105
2030/31 | 131.25 | 45.25 | 93
2030/31 | 131.75 | 45.25 | 93
2030/31 | 132.25 | 45.25 | 106
2030/31 | 132.75 | 45.25 | 92
2030/31 | 133.25 | 45.25 | 76
2030/31 | 133.75 | 45.25 | 91
2030/31 | 134.25 | 45.25 | 92
2030/31 | 134.75 | 45.25 | 93
2030/31 | 135.25 | 45.25 | 94
2030/31 | 135.75 | 45.25 | 93
2030/31 | 136.25 | 45.25 | 78
2030/31 | 136.75 | 45.25 | 73
2030/31 | 137.25 | 45.25 | 97
2030/31 | 137.75 | 45.25 | 107
2030/31 | 138.25 | 45.25 | 100
2030/31 | 138.75 | 45.25 | 87
2030/31 | 139.25 | 45.25 | 83
2030/31 | 139.75 | 45.25 | 86
2030/31 | 140.25 | 45.25 | 77
2030/31 | 140.75 | 45.25 | 64
2030/31 | 141.25 | 45.25 | 72
2030/31 | 141.75 | 45.25 | 70
2030/31 | 142.25 | 45.25 | 74
2030/31 | 142.75 | 45.25 | 58
2030/31 | 143.25 | 45.25 | 54
2030/31 | 143.75 | 45.25 | 59
2030/31 | 144.25 | 45.25 | 68
2030/31 | 144.75 | 45.25 | 64
2030/31 | 145.25 | 45.25 | 73
2030/31 | 145.75 | 45.25 | 53
2030/31 | 146.25 | 45.25 | 62
2030/31 | 146.75 | 45.25 | 55
2030/31 | 147.25 | 45.25 | 64
2030/31 | 147.75 | 45.25 | 52
2030/31 | 148.25 | 45.25 | 53
2030/31 | 148.75 | 45.25 | 66
2030/31 | 149.25 | 45.25 | 60
2030/31 | 149.75 | 45.25 | 67
2030/31 | 150.25 | 45.25 | 55
2030/31 | 150.75 | 45.25 | 55
2030/31 | 151.25 | 45.25 | 55
2030/31 | 151.75 | 45.25 | 54
2030/31 | 152.25 | 45.25 | 39
2030/31 | 152.75 | 45.25 | 56
2030/31 | 153.25 | 45.25 | 50
2030/31 | 153.75 | 45.25 | 36
2030/31 | 154.25 | 45.25 | 46
2030/31 | 154.75 | 45.25 | 46
2030/31 | 155.25 | 45.25 | 44
2030/31 | 155.75 | 45.25 | 54
2030/31 | 156.25 | 45.25 | 44
2030/31 | 156.75 | 45.25 | 37
2030/31 | 157.25 | 45.25 | 53
2030/31 | 157.75 | 45.25 | 46
2030/31 | 158.25 | 45.25 | 50
2030/31 | 158.75 | 45.25 | 54
2030/31 | 159.25 | 45.25 | 40
2030/31 | 159.75 | 45.25 | 49
2030/31 | 160.25 | 45.25 | 43
2030/31 | 160.75 | 45.25 | 28
2030/31 | 161.25 | 45.25 | 36
2030/31 | 161.75 | 45.25 | 44
2030/31 | 162.25 | 45.25 | 25
2030/31 | 162.75 | 45.25 | 42
2030/31 | 163.25 | 45.25 | 27
2030/31 | 163.75 | 45.25 | 30
2030/31 | 164.25 | 45.25 | 28
2030/31 | 164.75 | 45.25 | 47
2030/31 | 165.25 | 45.25 | 40
2030/31 | 165.75 | 45.25 | 40
2030/31 | 166.25 | 45.25 | 35
2030/31 | 166.75 | 45.25 | 28
2030/31 | 167.25 | 45.25 | 33
2030/31 | 167.75 | 45.25 | 29
2030/31 | 168.25 | 45.25 | 23
2030/31 | 168.75 | 45.25 | 26
2030/31 | 169.25 | 45.25 | 29
2030/31 | 169.75 | 45.25 | 32
2030/31 | 170.25 | 45.25 | 21
2030/31 | 170.75 | 45.25 | 25
2030/31 | 171.25 | 45.25 | 22
2030/31 | 171.75 | 45.25 | 27
2030/31 | 172.25 | 45.25 | 26
2030/31 | 172.75 | 45.25 | 21
2030/31 | 173.25 | 45.25 | 25
2030/31 | 173.75 | 45.25 | 17
2030/31 | 174.25 | 45.25 | 30
2030/31 | 174.75 | 45.25 | 25
2030/31 | 175.25 | 45.25 | 19
2030/31 | 175.75 | 45.25 | 22
2030/31 | 176.25 | 45.25 | 37
2030/31 | 176.75 | 45.25 | 33
2030/31 | 177.25 | 45.25 | 21
2030/31 | 177.75 | 45.25 | 27
2030/31 | 178.25 | 45.25 | 19
2030/31 | 178.75 | 45.25 | 32
2030/31 | 179.25 | 45.25 | 19
2030/31 | 179.75 | 45.25 | 32
2030/31 | 180.25 | 45.25 | 29
2030/31 | 180.75 | 45.25 | 38
2030/31 | 181.25 | 45.25 | 18
2030/31 | 181.75 | 45.25 | 24
2030/31 | 182.25 | 45.25 | 18
2030/31 | 182.75 | 45.25 | 25
2030/31 | 183.25 | 45.25 | 16
2030/31 | 183.75 | 45.25 | 15
2030/31 | 184.25 | 45.25 | 14
2030/31 | 184.75 | 45.25 | 16
2030/31 | 185.25 | 45.25 | 14
2030/31 | 185.75 | 45.25 | 13
2030/31 | 186.25 | 45.25 | 17
2030/31 | 186.75 | 45.25 | 22
2030/31 | 187.25 | 45.25 | 16
2030/31 | 187.75 | 45.25 | 17
2030/31 | 188.25 | 45.25 | 21
2030/31 | 188.75 | 45.25 | 12
2030/31 | 189.25 | 45.25 | 17
2030/31 | 189.75 | 45.25 | 14
2030/31 | 190.25 | 45.25 | 13
2030/31 | 190.75 | 45.25 | 15
2030/31 | 191.25 | 45.25 | 11
2030/31 | 191.75 | 45.25 | 15
2030/31 | 192.25 | 45.25 | 12
2030/31 | 192.75 | 45.25 | 9
2030/31 | 193.25 | 45.25 | 15
2030/31 | 193.75 | 45.25 | 16
2030/31 | 194.25 | 45.25 | 15
2030/31 | 194.75 | 45.25 | 14
2030/31 | 195.25 | 45.25 | 14
2030/31 | 195.75 | 45.25 | 15
2030/31 | 196.25 | 45.25 | 18
2030/31 | 196.75 | 45.25 | 15
2030/31 | 197.25 | 45.25 | 13
2030/31 | 197.75 | 45.25 | 14
2030/31 | 198.25 | 45.25 | 13
2030/31 | 198.75 | 45.25 | 11
2030/31 | 199.25 | 45.25 | 11
2030/31 | 199.75 | 45.25 | 8
2030/31 | 200.25 | 45.25 | 8
2030/31 | 200.75 | 45.25 | 12
2030/31 | 201.25 | 45.25 | 7
2030/31 | 201.75 | 45.25 | 14
2030/31 | 202.25 | 45.25 | 15
2030/31 | 202.75 | 45.25 | 9
2030/31 | 203.25 | 45.25 | 14
2030/31 | 203.75 | 45.25 | 10
2030/31 | 204.25 | 45.25 | 15
2030/31 | 204.75 | 45.25 | 15
2030/31 | 205.25 | 45.25 | 6
2030/31 | 205.75 | 45.25 | 9
2030/31 | 206.25 | 45.25 | 9
2030/31 | 206.75 | 45.25 | 11
2030/31 | 207.25 | 45.25 | 6
2030/31 | 207.75 | 45.25 | 14
2030/31 | 208.25 | 45.25 | 8
2030/31 | 208.75 | 45.25 | 7
2030/31 | 209.25 | 45.25 | 9
2030/31 | 209.75 | 45.25 | 6
2030/31 | 210.25 | 45.25 | 11
2030/31 | 210.75 | 45.25 | 6
2030/31 | 211.25 | 45.25 | 6
2030/31 | 211.75 | 45.25 | 7
2030/31 | 212.25 | 45.25 | 3
2030/31 | 212.75 | 45.25 | 11
2030/31 | 213.25 | 45.25 | 7
2030/31 | 213.75 | 45.25 | 13
2030/31 | 214.25 | 45.25 | 1
2030/31 | 214.75 | 45.25 | 6
2030/31 | 215.25 | 45.25 | 1
2030/31 | 215.75 | 45.25 | 7
2030/31 | 216.25 | 45.25 | 5
2030/31 | 216.75 | 45.25 | 12
2030/31 | 217.25 | 45.25 | 4
2030/31 | 217.75 | 45.25 | 5
2030/31 | 218.25 | 45.25 | 5
2030/31 | 218.75 | 45.25 | 1
2030/31 | 219.25 | 45.25 | 3
2030/31 | 219.75 | 45.25 | 2
2030/31 | 220.25 | 45.25 | 3
2030/31 | 220.75 | 45.25 | 1
2030/31 | 221.25 | 45.25 | 10
2030/31 | 221.75 | 45.25 | 3
2030/31 | 222.25 | 45.25 | 4
2030/31 | 222.75 | 45.25 | 3
2030/31 | 223.25 | 45.25 | 5
2030/31 | 223.75 | 45.25 | 2
2030/31 | 224.25 | 45.25 | 2
2030/31 | 224.75 | 45.25 | 2
2030/31 | 225.25 | 45.25 | 5
2030/31 | 225.75 | 45.25 | 3
2030/31 | 226.25 | 45.25 | 2
2030/31 | 226.75 | 45.25 | 2
2030/31 | 227.75 | 45.25 | 5
2030/31 | 228.25 | 45.25 | 2
2030/31 | 228.75 | 45.25 | 1
2030/31 | 229.25 | 45.25 | 4
2030/31 | 229.75 | 45.25 | 1
2030/31 | 230.25 | 45.25 | 5
2030/31 | 230.75 | 45.25 | 3
2030/31 | 231.25 | 45.25 | 2
2030/31 | 231.75 | 45.25 | 3
2030/31 | 232.25 | 45.25 | 1
2030/31 | 232.75 | 45.25 | 2
2030/31 | 233.25 | 45.25 | 2
2030/31 | 233.75 | 45.25 | 3
2030/31 | 234.25 | 45.25 | 6
2030/31 | 234.75 | 45.25 | 1
2030/31 | 235.75 | 45.25 | 1
2030/31 | 236.25 | 45.25 | 1
2030/31 | 236.75 | 45.25 | 1
2030/31 | 237.25 | 45.25 | 5
2030/31 | 237.75 | 45.25 | 3
2030/31 | 238.25 | 45.25 | 1
2030/31 | 239.25 | 45.25 | 1
2030/31 | 239.75 | 45.25 | 4
2030/31 | 240.25 | 45.25 | 1
2030/31 | 240.75 | 45.25 | 1
2030/31 | 241.25 | 45.25 | 1
2030/31 | 241.75 | 45.25 | 2
2030/31 | 242.25 | 45.25 | 1
2030/31 | 242.75 | 45.25 | 1
2030/31 | 243.25 | 45.25 | 1
2030/31 | 243.75 | 45.25 | 1
2030/31 | 244.75 | 45.25 | 1
2030/31 | 245.75 | 45.25 | 2
2030/31 | 246.25 | 45.25 | 3
2030/31 | 247.25 | 45.25 | 2
2030/31 | 247.75 | 45.25 | 3
2030/31 | 248.25 | 45.25 | 2
2030/31 | 249.75 | 45.25 | 1
2030/31 | 250.25 | 45.25 | 1
2030/31 | 251.25 | 45.25 | 1
2030/31 | 251.75 | 45.25 | 1
2030/31 | 254.75 | 45.25 | 1
2030/31 | 255.25 | 45.25 | 1
2030/31 | 255.75 | 45.25 | 1
2030/31 | 256.25 | 45.25 | 1
2030/31 | 258.25 | 45.25 | 2
2030/31 | 259.75 | 45.25 | 1
2030/31 | 260.25 | 45.25 | 1
2030/31 | 262.25 | 45.25 | 1
2030/31 | 262.75 | 45.25 | 1
2030/31 | 263.75 | 45.25 | 2
2030/31 | 264.25 | 45.25 | 1
2030/31 | 267.75 | 45.25 | 2
2030/31 | 270.75 | 45.25 | 1
2030/31 | 271.25 | 45.25 | 1
2030/31 | 271.75 | 45.25 | 1
2030/31 | 273.75 | 45.25 | 2
2030/31 | 287.75 | 45.25 | 1
2030/31 | 300.25 | 45.25 | 1
2030/31 | 68.25 | 45.75 | 1
2030/31 | 71.25 | 45.75 | 1
2030/31 | 71.75 | 45.75 | 2
2030/31 | 72.25 | 45.75 | 2
2030/31 | 72.75 | 45.75 | 2
2030/31 | 73.25 | 45.75 | 3
2030/31 | 73.75 | 45.75 | 2
2030/31 | 74.25 | 45.75 | 4
2030/31 | 74.75 | 45.75 | 3
2030/31 | 75.25 | 45.75 | 3
2030/31 | 75.75 | 45.75 | 3
2030/31 | 76.25 | 45.75 | 5
2030/31 | 76.75 | 45.75 | 6
2030/31 | 77.25 | 45.75 | 8
2030/31 | 77.75 | 45.75 | 4
2030/31 | 78.25 | 45.75 | 8
2030/31 | 78.75 | 45.75 | 13
2030/31 | 79.25 | 45.75 | 16
2030/31 | 79.75 | 45.75 | 19
2030/31 | 80.25 | 45.75 | 18
2030/31 | 80.75 | 45.75 | 16
2030/31 | 81.25 | 45.75 | 24
2030/31 | 81.75 | 45.75 | 16
2030/31 | 82.25 | 45.75 | 31
2030/31 | 82.75 | 45.75 | 30
2030/31 | 83.25 | 45.75 | 31
2030/31 | 83.75 | 45.75 | 33
2030/31 | 84.25 | 45.75 | 45
2030/31 | 84.75 | 45.75 | 32
2030/31 | 85.25 | 45.75 | 36
2030/31 | 85.75 | 45.75 | 67
2030/31 | 86.25 | 45.75 | 53
2030/31 | 86.75 | 45.75 | 64
2030/31 | 87.25 | 45.75 | 45
2030/31 | 87.75 | 45.75 | 63
2030/31 | 88.25 | 45.75 | 59
2030/31 | 88.75 | 45.75 | 59
2030/31 | 89.25 | 45.75 | 50
2030/31 | 89.75 | 45.75 | 78
2030/31 | 90.25 | 45.75 | 72
2030/31 | 90.75 | 45.75 | 86
2030/31 | 91.25 | 45.75 | 85
2030/31 | 91.75 | 45.75 | 74
2030/31 | 92.25 | 45.75 | 95
2030/31 | 92.75 | 45.75 | 76
2030/31 | 93.25 | 45.75 | 78
2030/31 | 93.75 | 45.75 | 73
2030/31 | 94.25 | 45.75 | 97
2030/31 | 94.75 | 45.75 | 99
2030/31 | 95.25 | 45.75 | 78
2030/31 | 95.75 | 45.75 | 98
2030/31 | 96.25 | 45.75 | 115
2030/31 | 96.75 | 45.75 | 87
2030/31 | 97.25 | 45.75 | 92
2030/31 | 97.75 | 45.75 | 108
2030/31 | 98.25 | 45.75 | 92
2030/31 | 98.75 | 45.75 | 107
2030/31 | 99.25 | 45.75 | 119
2030/31 | 99.75 | 45.75 | 139
2030/31 | 100.25 | 45.75 | 112
2030/31 | 100.75 | 45.75 | 120
2030/31 | 101.25 | 45.75 | 101
2030/31 | 101.75 | 45.75 | 106
2030/31 | 102.25 | 45.75 | 120
2030/31 | 102.75 | 45.75 | 121
2030/31 | 103.25 | 45.75 | 110
2030/31 | 103.75 | 45.75 | 116
2030/31 | 104.25 | 45.75 | 106
2030/31 | 104.75 | 45.75 | 126
2030/31 | 105.25 | 45.75 | 119
2030/31 | 105.75 | 45.75 | 142
2030/31 | 106.25 | 45.75 | 125
2030/31 | 106.75 | 45.75 | 106
2030/31 | 107.25 | 45.75 | 123
2030/31 | 107.75 | 45.75 | 122
2030/31 | 108.25 | 45.75 | 123
2030/31 | 108.75 | 45.75 | 122
2030/31 | 109.25 | 45.75 | 110
2030/31 | 109.75 | 45.75 | 136
2030/31 | 110.25 | 45.75 | 103
2030/31 | 110.75 | 45.75 | 114
2030/31 | 111.25 | 45.75 | 121
2030/31 | 111.75 | 45.75 | 133
2030/31 | 112.25 | 45.75 | 120
2030/31 | 112.75 | 45.75 | 133
2030/31 | 113.25 | 45.75 | 140
2030/31 | 113.75 | 45.75 | 130
2030/31 | 114.25 | 45.75 | 135
2030/31 | 114.75 | 45.75 | 119
2030/31 | 115.25 | 45.75 | 106
2030/31 | 115.75 | 45.75 | 120
2030/31 | 116.25 | 45.75 | 120
2030/31 | 116.75 | 45.75 | 122
2030/31 | 117.25 | 45.75 | 135
2030/31 | 117.75 | 45.75 | 108
2030/31 | 118.25 | 45.75 | 116
2030/31 | 118.75 | 45.75 | 122
2030/31 | 119.25 | 45.75 | 126
2030/31 | 119.75 | 45.75 | 113
2030/31 | 120.25 | 45.75 | 108
2030/31 | 120.75 | 45.75 | 128
2030/31 | 121.25 | 45.75 | 129
2030/31 | 121.75 | 45.75 | 121
2030/31 | 122.25 | 45.75 | 97
2030/31 | 122.75 | 45.75 | 108
2030/31 | 123.25 | 45.75 | 114
2030/31 | 123.75 | 45.75 | 135
2030/31 | 124.25 | 45.75 | 123
2030/31 | 124.75 | 45.75 | 115
2030/31 | 125.25 | 45.75 | 115
2030/31 | 125.75 | 45.75 | 89
2030/31 | 126.25 | 45.75 | 105
2030/31 | 126.75 | 45.75 | 120
2030/31 | 127.25 | 45.75 | 89
2030/31 | 127.75 | 45.75 | 109
2030/31 | 128.25 | 45.75 | 91
2030/31 | 128.75 | 45.75 | 101
2030/31 | 129.25 | 45.75 | 85
2030/31 | 129.75 | 45.75 | 89
2030/31 | 130.25 | 45.75 | 99
2030/31 | 130.75 | 45.75 | 103
2030/31 | 131.25 | 45.75 | 121
2030/31 | 131.75 | 45.75 | 99
2030/31 | 132.25 | 45.75 | 110
2030/31 | 132.75 | 45.75 | 107
2030/31 | 133.25 | 45.75 | 97
2030/31 | 133.75 | 45.75 | 95
2030/31 | 134.25 | 45.75 | 88
2030/31 | 134.75 | 45.75 | 91
2030/31 | 135.25 | 45.75 | 110
2030/31 | 135.75 | 45.75 | 106
2030/31 | 136.25 | 45.75 | 80
2030/31 | 136.75 | 45.75 | 82
2030/31 | 137.25 | 45.75 | 83
2030/31 | 137.75 | 45.75 | 81
2030/31 | 138.25 | 45.75 | 96
2030/31 | 138.75 | 45.75 | 81
2030/31 | 139.25 | 45.75 | 75
2030/31 | 139.75 | 45.75 | 75
2030/31 | 140.25 | 45.75 | 78
2030/31 | 140.75 | 45.75 | 55
2030/31 | 141.25 | 45.75 | 75
2030/31 | 141.75 | 45.75 | 85
2030/31 | 142.25 | 45.75 | 70
2030/31 | 142.75 | 45.75 | 70
2030/31 | 143.25 | 45.75 | 66
2030/31 | 143.75 | 45.75 | 72
2030/31 | 144.25 | 45.75 | 67
2030/31 | 144.75 | 45.75 | 55
2030/31 | 145.25 | 45.75 | 58
2030/31 | 145.75 | 45.75 | 58
2030/31 | 146.25 | 45.75 | 71
2030/31 | 146.75 | 45.75 | 60
2030/31 | 147.25 | 45.75 | 58
2030/31 | 147.75 | 45.75 | 51
2030/31 | 148.25 | 45.75 | 70
2030/31 | 148.75 | 45.75 | 50
2030/31 | 149.25 | 45.75 | 52
2030/31 | 149.75 | 45.75 | 55
2030/31 | 150.25 | 45.75 | 48
2030/31 | 150.75 | 45.75 | 47
2030/31 | 151.25 | 45.75 | 63
2030/31 | 151.75 | 45.75 | 50
2030/31 | 152.25 | 45.75 | 58
2030/31 | 152.75 | 45.75 | 60
2030/31 | 153.25 | 45.75 | 43
2030/31 | 153.75 | 45.75 | 55
2030/31 | 154.25 | 45.75 | 51
2030/31 | 154.75 | 45.75 | 46
2030/31 | 155.25 | 45.75 | 43
2030/31 | 155.75 | 45.75 | 32
2030/31 | 156.25 | 45.75 | 50
2030/31 | 156.75 | 45.75 | 51
2030/31 | 157.25 | 45.75 | 39
2030/31 | 157.75 | 45.75 | 55
2030/31 | 158.25 | 45.75 | 43
2030/31 | 158.75 | 45.75 | 49
2030/31 | 159.25 | 45.75 | 52
2030/31 | 159.75 | 45.75 | 47
2030/31 | 160.25 | 45.75 | 42
2030/31 | 160.75 | 45.75 | 52
2030/31 | 161.25 | 45.75 | 36
2030/31 | 161.75 | 45.75 | 46
2030/31 | 162.25 | 45.75 | 42
2030/31 | 162.75 | 45.75 | 40
2030/31 | 163.25 | 45.75 | 36
2030/31 | 163.75 | 45.75 | 49
2030/31 | 164.25 | 45.75 | 47
2030/31 | 164.75 | 45.75 | 37
2030/31 | 165.25 | 45.75 | 34
2030/31 | 165.75 | 45.75 | 27
2030/31 | 166.25 | 45.75 | 31
2030/31 | 166.75 | 45.75 | 39
2030/31 | 167.25 | 45.75 | 38
2030/31 | 167.75 | 45.75 | 37
2030/31 | 168.25 | 45.75 | 28
2030/31 | 168.75 | 45.75 | 39
2030/31 | 169.25 | 45.75 | 28
2030/31 | 169.75 | 45.75 | 19
2030/31 | 170.25 | 45.75 | 35
2030/31 | 170.75 | 45.75 | 35
2030/31 | 171.25 | 45.75 | 16
2030/31 | 171.75 | 45.75 | 34
2030/31 | 172.25 | 45.75 | 30
2030/31 | 172.75 | 45.75 | 16
2030/31 | 173.25 | 45.75 | 27
2030/31 | 173.75 | 45.75 | 31
2030/31 | 174.25 | 45.75 | 26
2030/31 | 174.75 | 45.75 | 35
2030/31 | 175.25 | 45.75 | 30
2030/31 | 175.75 | 45.75 | 19
2030/31 | 176.25 | 45.75 | 24
2030/31 | 176.75 | 45.75 | 32
2030/31 | 177.25 | 45.75 | 20
2030/31 | 177.75 | 45.75 | 21
2030/31 | 178.25 | 45.75 | 21
2030/31 | 178.75 | 45.75 | 24
2030/31 | 179.25 | 45.75 | 27
2030/31 | 179.75 | 45.75 | 20
2030/31 | 180.25 | 45.75 | 35
2030/31 | 180.75 | 45.75 | 26
2030/31 | 181.25 | 45.75 | 26
2030/31 | 181.75 | 45.75 | 33
2030/31 | 182.25 | 45.75 | 32
2030/31 | 182.75 | 45.75 | 26
2030/31 | 183.25 | 45.75 | 18
2030/31 | 183.75 | 45.75 | 23
2030/31 | 184.25 | 45.75 | 25
2030/31 | 184.75 | 45.75 | 27
2030/31 | 185.25 | 45.75 | 16
2030/31 | 185.75 | 45.75 | 22
2030/31 | 186.25 | 45.75 | 26
2030/31 | 186.75 | 45.75 | 17
2030/31 | 187.25 | 45.75 | 22
2030/31 | 187.75 | 45.75 | 21
2030/31 | 188.25 | 45.75 | 15
2030/31 | 188.75 | 45.75 | 22
2030/31 | 189.25 | 45.75 | 18
2030/31 | 189.75 | 45.75 | 10
2030/31 | 190.25 | 45.75 | 16
2030/31 | 190.75 | 45.75 | 20
2030/31 | 191.25 | 45.75 | 31
2030/31 | 191.75 | 45.75 | 23
2030/31 | 192.25 | 45.75 | 13
2030/31 | 192.75 | 45.75 | 24
2030/31 | 193.25 | 45.75 | 19
2030/31 | 193.75 | 45.75 | 14
2030/31 | 194.25 | 45.75 | 13
2030/31 | 194.75 | 45.75 | 7
2030/31 | 195.25 | 45.75 | 18
2030/31 | 195.75 | 45.75 | 16
2030/31 | 196.25 | 45.75 | 15
2030/31 | 196.75 | 45.75 | 14
2030/31 | 197.25 | 45.75 | 19
2030/31 | 197.75 | 45.75 | 14
2030/31 | 198.25 | 45.75 | 19
2030/31 | 198.75 | 45.75 | 14
2030/31 | 199.25 | 45.75 | 17
2030/31 | 199.75 | 45.75 | 10
2030/31 | 200.25 | 45.75 | 20
2030/31 | 200.75 | 45.75 | 17
2030/31 | 201.25 | 45.75 | 6
2030/31 | 201.75 | 45.75 | 6
2030/31 | 202.25 | 45.75 | 8
2030/31 | 202.75 | 45.75 | 13
2030/31 | 203.25 | 45.75 | 13
2030/31 | 203.75 | 45.75 | 13
2030/31 | 204.25 | 45.75 | 10
2030/31 | 204.75 | 45.75 | 11
2030/31 | 205.25 | 45.75 | 11
2030/31 | 205.75 | 45.75 | 12
2030/31 | 206.25 | 45.75 | 11
2030/31 | 206.75 | 45.75 | 7
2030/31 | 207.25 | 45.75 | 3
2030/31 | 207.75 | 45.75 | 12
2030/31 | 208.25 | 45.75 | 10
2030/31 | 208.75 | 45.75 | 7
2030/31 | 209.25 | 45.75 | 5
2030/31 | 209.75 | 45.75 | 10
2030/31 | 210.25 | 45.75 | 7
2030/31 | 210.75 | 45.75 | 13
2030/31 | 211.25 | 45.75 | 8
2030/31 | 211.75 | 45.75 | 10
2030/31 | 212.25 | 45.75 | 9
2030/31 | 212.75 | 45.75 | 8
2030/31 | 213.25 | 45.75 | 11
2030/31 | 213.75 | 45.75 | 5
2030/31 | 214.25 | 45.75 | 5
2030/31 | 214.75 | 45.75 | 10
2030/31 | 215.25 | 45.75 | 3
2030/31 | 215.75 | 45.75 | 6
2030/31 | 216.25 | 45.75 | 8
2030/31 | 216.75 | 45.75 | 4
2030/31 | 217.25 | 45.75 | 5
2030/31 | 217.75 | 45.75 | 9
2030/31 | 218.25 | 45.75 | 5
2030/31 | 218.75 | 45.75 | 5
2030/31 | 219.25 | 45.75 | 4
2030/31 | 219.75 | 45.75 | 5
2030/31 | 220.25 | 45.75 | 2
2030/31 | 220.75 | 45.75 | 6
2030/31 | 221.25 | 45.75 | 3
2030/31 | 221.75 | 45.75 | 4
2030/31 | 222.25 | 45.75 | 4
2030/31 | 222.75 | 45.75 | 3
2030/31 | 223.25 | 45.75 | 7
2030/31 | 223.75 | 45.75 | 6
2030/31 | 224.25 | 45.75 | 5
2030/31 | 224.75 | 45.75 | 5
2030/31 | 225.25 | 45.75 | 9
2030/31 | 225.75 | 45.75 | 2
2030/31 | 226.25 | 45.75 | 5
2030/31 | 226.75 | 45.75 | 4
2030/31 | 227.25 | 45.75 | 4
2030/31 | 227.75 | 45.75 | 3
2030/31 | 228.25 | 45.75 | 2
2030/31 | 228.75 | 45.75 | 3
2030/31 | 229.25 | 45.75 | 2
2030/31 | 229.75 | 45.75 | 4
2030/31 | 230.25 | 45.75 | 6
2030/31 | 230.75 | 45.75 | 3
2030/31 | 231.25 | 45.75 | 4
2030/31 | 231.75 | 45.75 | 1
2030/31 | 232.25 | 45.75 | 3
2030/31 | 232.75 | 45.75 | 2
2030/31 | 233.25 | 45.75 | 2
2030/31 | 233.75 | 45.75 | 3
2030/31 | 234.25 | 45.75 | 5
2030/31 | 234.75 | 45.75 | 3
2030/31 | 235.75 | 45.75 | 2
2030/31 | 236.25 | 45.75 | 2
2030/31 | 236.75 | 45.75 | 2
2030/31 | 237.25 | 45.75 | 4
2030/31 | 237.75 | 45.75 | 1
2030/31 | 238.25 | 45.75 | 1
2030/31 | 238.75 | 45.75 | 2
2030/31 | 239.25 | 45.75 | 2
2030/31 | 239.75 | 45.75 | 3
2030/31 | 240.25 | 45.75 | 2
2030/31 | 240.75 | 45.75 | 1
2030/31 | 241.25 | 45.75 | 3
2030/31 | 241.75 | 45.75 | 1
2030/31 | 243.25 | 45.75 | 1
2030/31 | 244.75 | 45.75 | 1
2030/31 | 245.25 | 45.75 | 1
2030/31 | 245.75 | 45.75 | 3
2030/31 | 246.25 | 45.75 | 1
2030/31 | 246.75 | 45.75 | 2
2030/31 | 247.25 | 45.75 | 2
2030/31 | 247.75 | 45.75 | 1
2030/31 | 248.25 | 45.75 | 1
2030/31 | 249.25 | 45.75 | 1
2030/31 | 250.25 | 45.75 | 1
2030/31 | 250.75 | 45.75 | 1
2030/31 | 251.25 | 45.75 | 1
2030/31 | 251.75 | 45.75 | 1
2030/31 | 252.75 | 45.75 | 1
2030/31 | 253.25 | 45.75 | 3
2030/31 | 253.75 | 45.75 | 1
2030/31 | 254.25 | 45.75 | 1
2030/31 | 254.75 | 45.75 | 1
2030/31 | 255.75 | 45.75 | 1
2030/31 | 256.25 | 45.75 | 1
2030/31 | 256.75 | 45.75 | 1
2030/31 | 257.25 | 45.75 | 1
2030/31 | 257.75 | 45.75 | 1
2030/31 | 260.25 | 45.75 | 2
2030/31 | 262.25 | 45.75 | 1
2030/31 | 262.75 | 45.75 | 1
2030/31 | 263.25 | 45.75 | 1
2030/31 | 264.25 | 45.75 | 1
2030/31 | 272.25 | 45.75 | 1
2030/31 | 275.25 | 45.75 | 1
2030/31 | 275.75 | 45.75 | 1
2030/31 | 277.25 | 45.75 | 1
2030/31 | 278.25 | 45.75 | 1
2030/31 | 279.25 | 45.75 | 1
2030/31 | 286.75 | 45.75 | 1
2030/31 | 288.25 | 45.75 | 1
2030/31 | 293.25 | 45.75 | 1
2030/31 | 306.25 | 45.75 | 1
2030/31 | 314.75 | 45.75 | 1
2030/31 | 69.75 | 46.25 | 1
2030/31 | 71.75 | 46.25 | 1
2030/31 | 73.25 | 46.25 | 2
2030/31 | 73.75 | 46.25 | 1
2030/31 | 74.25 | 46.25 | 5
2030/31 | 74.75 | 46.25 | 5
2030/31 | 75.25 | 46.25 | 3
2030/31 | 75.75 | 46.25 | 3
2030/31 | 76.25 | 46.25 | 6
2030/31 | 76.75 | 46.25 | 7
2030/31 | 77.25 | 46.25 | 6
2030/31 | 77.75 | 46.25 | 8
2030/31 | 78.25 | 46.25 | 9
2030/31 | 78.75 | 46.25 | 12
2030/31 | 79.25 | 46.25 | 16
2030/31 | 79.75 | 46.25 | 13
2030/31 | 80.25 | 46.25 | 19
2030/31 | 80.75 | 46.25 | 21
2030/31 | 81.25 | 46.25 | 33
2030/31 | 81.75 | 46.25 | 27
2030/31 | 82.25 | 46.25 | 23
2030/31 | 82.75 | 46.25 | 39
2030/31 | 83.25 | 46.25 | 29
2030/31 | 83.75 | 46.25 | 36
2030/31 | 84.25 | 46.25 | 40
2030/31 | 84.75 | 46.25 | 52
2030/31 | 85.25 | 46.25 | 41
2030/31 | 85.75 | 46.25 | 38
2030/31 | 86.25 | 46.25 | 40
2030/31 | 86.75 | 46.25 | 54
2030/31 | 87.25 | 46.25 | 53
2030/31 | 87.75 | 46.25 | 65
2030/31 | 88.25 | 46.25 | 56
2030/31 | 88.75 | 46.25 | 56
2030/31 | 89.25 | 46.25 | 57
2030/31 | 89.75 | 46.25 | 79
2030/31 | 90.25 | 46.25 | 63
2030/31 | 90.75 | 46.25 | 84
2030/31 | 91.25 | 46.25 | 68
2030/31 | 91.75 | 46.25 | 86
2030/31 | 92.25 | 46.25 | 90
2030/31 | 92.75 | 46.25 | 100
2030/31 | 93.25 | 46.25 | 88
2030/31 | 93.75 | 46.25 | 112
2030/31 | 94.25 | 46.25 | 122
2030/31 | 94.75 | 46.25 | 86
2030/31 | 95.25 | 46.25 | 88
2030/31 | 95.75 | 46.25 | 108
2030/31 | 96.25 | 46.25 | 87
2030/31 | 96.75 | 46.25 | 117
2030/31 | 97.25 | 46.25 | 88
2030/31 | 97.75 | 46.25 | 122
2030/31 | 98.25 | 46.25 | 111
2030/31 | 98.75 | 46.25 | 105
2030/31 | 99.25 | 46.25 | 118
2030/31 | 99.75 | 46.25 | 116
2030/31 | 100.25 | 46.25 | 107
2030/31 | 100.75 | 46.25 | 116
2030/31 | 101.25 | 46.25 | 126
2030/31 | 101.75 | 46.25 | 131
2030/31 | 102.25 | 46.25 | 121
2030/31 | 102.75 | 46.25 | 104
2030/31 | 103.25 | 46.25 | 110
2030/31 | 103.75 | 46.25 | 101
2030/31 | 104.25 | 46.25 | 123
2030/31 | 104.75 | 46.25 | 141
2030/31 | 105.25 | 46.25 | 120
2030/31 | 105.75 | 46.25 | 113
2030/31 | 106.25 | 46.25 | 133
2030/31 | 106.75 | 46.25 | 149
2030/31 | 107.25 | 46.25 | 135
2030/31 | 107.75 | 46.25 | 120
2030/31 | 108.25 | 46.25 | 139
2030/31 | 108.75 | 46.25 | 114
2030/31 | 109.25 | 46.25 | 129
2030/31 | 109.75 | 46.25 | 121
2030/31 | 110.25 | 46.25 | 126
2030/31 | 110.75 | 46.25 | 129
2030/31 | 111.25 | 46.25 | 127
2030/31 | 111.75 | 46.25 | 123
2030/31 | 112.25 | 46.25 | 134
2030/31 | 112.75 | 46.25 | 115
2030/31 | 113.25 | 46.25 | 137
2030/31 | 113.75 | 46.25 | 120
2030/31 | 114.25 | 46.25 | 116
2030/31 | 114.75 | 46.25 | 134
2030/31 | 115.25 | 46.25 | 122
2030/31 | 115.75 | 46.25 | 133
2030/31 | 116.25 | 46.25 | 127
2030/31 | 116.75 | 46.25 | 114
2030/31 | 117.25 | 46.25 | 134
2030/31 | 117.75 | 46.25 | 126
2030/31 | 118.25 | 46.25 | 113
2030/31 | 118.75 | 46.25 | 132
2030/31 | 119.25 | 46.25 | 117
2030/31 | 119.75 | 46.25 | 101
2030/31 | 120.25 | 46.25 | 108
2030/31 | 120.75 | 46.25 | 100
2030/31 | 121.25 | 46.25 | 113
2030/31 | 121.75 | 46.25 | 120
2030/31 | 122.25 | 46.25 | 134
2030/31 | 122.75 | 46.25 | 113
2030/31 | 123.25 | 46.25 | 135
2030/31 | 123.75 | 46.25 | 112
2030/31 | 124.25 | 46.25 | 103
2030/31 | 124.75 | 46.25 | 124
2030/31 | 125.25 | 46.25 | 138
2030/31 | 125.75 | 46.25 | 110
2030/31 | 126.25 | 46.25 | 102
2030/31 | 126.75 | 46.25 | 106
2030/31 | 127.25 | 46.25 | 112
2030/31 | 127.75 | 46.25 | 117
2030/31 | 128.25 | 46.25 | 82
2030/31 | 128.75 | 46.25 | 103
2030/31 | 129.25 | 46.25 | 105
2030/31 | 129.75 | 46.25 | 95
2030/31 | 130.25 | 46.25 | 114
2030/31 | 130.75 | 46.25 | 99
2030/31 | 131.25 | 46.25 | 130
2030/31 | 131.75 | 46.25 | 105
2030/31 | 132.25 | 46.25 | 104
2030/31 | 132.75 | 46.25 | 111
2030/31 | 133.25 | 46.25 | 87
2030/31 | 133.75 | 46.25 | 93
2030/31 | 134.25 | 46.25 | 93
2030/31 | 134.75 | 46.25 | 98
2030/31 | 135.25 | 46.25 | 93
2030/31 | 135.75 | 46.25 | 88
2030/31 | 136.25 | 46.25 | 89
2030/31 | 136.75 | 46.25 | 100
2030/31 | 137.25 | 46.25 | 88
2030/31 | 137.75 | 46.25 | 99
2030/31 | 138.25 | 46.25 | 110
2030/31 | 138.75 | 46.25 | 82
2030/31 | 139.25 | 46.25 | 92
2030/31 | 139.75 | 46.25 | 77
2030/31 | 140.25 | 46.25 | 79
2030/31 | 140.75 | 46.25 | 80
2030/31 | 141.25 | 46.25 | 77
2030/31 | 141.75 | 46.25 | 96
2030/31 | 142.25 | 46.25 | 67
2030/31 | 142.75 | 46.25 | 76
2030/31 | 143.25 | 46.25 | 74
2030/31 | 143.75 | 46.25 | 78
2030/31 | 144.25 | 46.25 | 76
2030/31 | 144.75 | 46.25 | 61
2030/31 | 145.25 | 46.25 | 70
2030/31 | 145.75 | 46.25 | 60
2030/31 | 146.25 | 46.25 | 62
2030/31 | 146.75 | 46.25 | 64
2030/31 | 147.25 | 46.25 | 59
2030/31 | 147.75 | 46.25 | 51
2030/31 | 148.25 | 46.25 | 59
2030/31 | 148.75 | 46.25 | 61
2030/31 | 149.25 | 46.25 | 61
2030/31 | 149.75 | 46.25 | 51
2030/31 | 150.25 | 46.25 | 52
2030/31 | 150.75 | 46.25 | 53
2030/31 | 151.25 | 46.25 | 46
2030/31 | 151.75 | 46.25 | 56
2030/31 | 152.25 | 46.25 | 58
2030/31 | 152.75 | 46.25 | 49
2030/31 | 153.25 | 46.25 | 51
2030/31 | 153.75 | 46.25 | 60
2030/31 | 154.25 | 46.25 | 59
2030/31 | 154.75 | 46.25 | 59
2030/31 | 155.25 | 46.25 | 49
2030/31 | 155.75 | 46.25 | 49
2030/31 | 156.25 | 46.25 | 46
2030/31 | 156.75 | 46.25 | 57
2030/31 | 157.25 | 46.25 | 51
2030/31 | 157.75 | 46.25 | 44
2030/31 | 158.25 | 46.25 | 56
2030/31 | 158.75 | 46.25 | 53
2030/31 | 159.25 | 46.25 | 46
2030/31 | 159.75 | 46.25 | 46
2030/31 | 160.25 | 46.25 | 46
2030/31 | 160.75 | 46.25 | 42
2030/31 | 161.25 | 46.25 | 40
2030/31 | 161.75 | 46.25 | 52
2030/31 | 162.25 | 46.25 | 40
2030/31 | 162.75 | 46.25 | 44
2030/31 | 163.25 | 46.25 | 36
2030/31 | 163.75 | 46.25 | 41
2030/31 | 164.25 | 46.25 | 42
2030/31 | 164.75 | 46.25 | 46
2030/31 | 165.25 | 46.25 | 39
2030/31 | 165.75 | 46.25 | 43
2030/31 | 166.25 | 46.25 | 32
2030/31 | 166.75 | 46.25 | 30
2030/31 | 167.25 | 46.25 | 39
2030/31 | 167.75 | 46.25 | 36
2030/31 | 168.25 | 46.25 | 27
2030/31 | 168.75 | 46.25 | 34
2030/31 | 169.25 | 46.25 | 28
2030/31 | 169.75 | 46.25 | 26
2030/31 | 170.25 | 46.25 | 34
2030/31 | 170.75 | 46.25 | 27
2030/31 | 171.25 | 46.25 | 36
2030/31 | 171.75 | 46.25 | 36
2030/31 | 172.25 | 46.25 | 31
2030/31 | 172.75 | 46.25 | 34
2030/31 | 173.25 | 46.25 | 24
2030/31 | 173.75 | 46.25 | 26
2030/31 | 174.25 | 46.25 | 27
2030/31 | 174.75 | 46.25 | 37
2030/31 | 175.25 | 46.25 | 28
2030/31 | 175.75 | 46.25 | 32
2030/31 | 176.25 | 46.25 | 31
2030/31 | 176.75 | 46.25 | 25
2030/31 | 177.25 | 46.25 | 33
2030/31 | 177.75 | 46.25 | 29
2030/31 | 178.25 | 46.25 | 27
2030/31 | 178.75 | 46.25 | 26
2030/31 | 179.25 | 46.25 | 29
2030/31 | 179.75 | 46.25 | 28
2030/31 | 180.25 | 46.25 | 25
2030/31 | 180.75 | 46.25 | 22
2030/31 | 181.25 | 46.25 | 28
2030/31 | 181.75 | 46.25 | 18
2030/31 | 182.25 | 46.25 | 25
2030/31 | 182.75 | 46.25 | 26
2030/31 | 183.25 | 46.25 | 23
2030/31 | 183.75 | 46.25 | 12
2030/31 | 184.25 | 46.25 | 14
2030/31 | 184.75 | 46.25 | 18
2030/31 | 185.25 | 46.25 | 30
2030/31 | 185.75 | 46.25 | 19
2030/31 | 186.25 | 46.25 | 25
2030/31 | 186.75 | 46.25 | 18
2030/31 | 187.25 | 46.25 | 18
2030/31 | 187.75 | 46.25 | 18
2030/31 | 188.25 | 46.25 | 21
2030/31 | 188.75 | 46.25 | 22
2030/31 | 189.25 | 46.25 | 19
2030/31 | 189.75 | 46.25 | 17
2030/31 | 190.25 | 46.25 | 18
2030/31 | 190.75 | 46.25 | 13
2030/31 | 191.25 | 46.25 | 19
2030/31 | 191.75 | 46.25 | 16
2030/31 | 192.25 | 46.25 | 11
2030/31 | 192.75 | 46.25 | 12
2030/31 | 193.25 | 46.25 | 10
2030/31 | 193.75 | 46.25 | 12
2030/31 | 194.25 | 46.25 | 19
2030/31 | 194.75 | 46.25 | 13
2030/31 | 195.25 | 46.25 | 11
2030/31 | 195.75 | 46.25 | 20
2030/31 | 196.25 | 46.25 | 12
2030/31 | 196.75 | 46.25 | 17
2030/31 | 197.25 | 46.25 | 15
2030/31 | 197.75 | 46.25 | 5
2030/31 | 198.25 | 46.25 | 11
2030/31 | 198.75 | 46.25 | 18
2030/31 | 199.25 | 46.25 | 19
2030/31 | 199.75 | 46.25 | 19
2030/31 | 200.25 | 46.25 | 14
2030/31 | 200.75 | 46.25 | 18
2030/31 | 201.25 | 46.25 | 14
2030/31 | 201.75 | 46.25 | 12
2030/31 | 202.25 | 46.25 | 15
2030/31 | 202.75 | 46.25 | 13
2030/31 | 203.25 | 46.25 | 15
2030/31 | 203.75 | 46.25 | 10
2030/31 | 204.25 | 46.25 | 11
2030/31 | 204.75 | 46.25 | 10
2030/31 | 205.25 | 46.25 | 10
2030/31 | 205.75 | 46.25 | 7
2030/31 | 206.25 | 46.25 | 11
2030/31 | 206.75 | 46.25 | 15
2030/31 | 207.25 | 46.25 | 10
2030/31 | 207.75 | 46.25 | 8
2030/31 | 208.25 | 46.25 | 14
2030/31 | 208.75 | 46.25 | 6
2030/31 | 209.25 | 46.25 | 12
2030/31 | 209.75 | 46.25 | 7
2030/31 | 210.25 | 46.25 | 8
2030/31 | 210.75 | 46.25 | 13
2030/31 | 211.25 | 46.25 | 9
2030/31 | 211.75 | 46.25 | 6
2030/31 | 212.25 | 46.25 | 13
2030/31 | 212.75 | 46.25 | 9
2030/31 | 213.25 | 46.25 | 9
2030/31 | 213.75 | 46.25 | 6
2030/31 | 214.25 | 46.25 | 11
2030/31 | 214.75 | 46.25 | 6
2030/31 | 215.25 | 46.25 | 8
2030/31 | 215.75 | 46.25 | 12
2030/31 | 216.25 | 46.25 | 4
2030/31 | 216.75 | 46.25 | 3
2030/31 | 217.25 | 46.25 | 6
2030/31 | 217.75 | 46.25 | 4
2030/31 | 218.25 | 46.25 | 3
2030/31 | 218.75 | 46.25 | 8
2030/31 | 219.25 | 46.25 | 5
2030/31 | 219.75 | 46.25 | 3
2030/31 | 220.25 | 46.25 | 5
2030/31 | 220.75 | 46.25 | 3
2030/31 | 221.25 | 46.25 | 7
2030/31 | 221.75 | 46.25 | 3
2030/31 | 222.25 | 46.25 | 4
2030/31 | 222.75 | 46.25 | 5
2030/31 | 223.25 | 46.25 | 9
2030/31 | 223.75 | 46.25 | 3
2030/31 | 224.25 | 46.25 | 3
2030/31 | 224.75 | 46.25 | 7
2030/31 | 225.25 | 46.25 | 6
2030/31 | 225.75 | 46.25 | 6
2030/31 | 226.25 | 46.25 | 8
2030/31 | 226.75 | 46.25 | 5
2030/31 | 227.25 | 46.25 | 5
2030/31 | 227.75 | 46.25 | 2
2030/31 | 228.25 | 46.25 | 3
2030/31 | 228.75 | 46.25 | 6
2030/31 | 229.25 | 46.25 | 4
2030/31 | 229.75 | 46.25 | 2
2030/31 | 230.25 | 46.25 | 1
2030/31 | 230.75 | 46.25 | 3
2030/31 | 231.25 | 46.25 | 4
2030/31 | 231.75 | 46.25 | 3
2030/31 | 232.25 | 46.25 | 1
2030/31 | 232.75 | 46.25 | 1
2030/31 | 233.25 | 46.25 | 2
2030/31 | 233.75 | 46.25 | 4
2030/31 | 234.25 | 46.25 | 1
2030/31 | 234.75 | 46.25 | 2
2030/31 | 235.25 | 46.25 | 4
2030/31 | 235.75 | 46.25 | 4
2030/31 | 236.25 | 46.25 | 2
2030/31 | 236.75 | 46.25 | 1
2030/31 | 237.75 | 46.25 | 4
2030/31 | 238.25 | 46.25 | 2
2030/31 | 238.75 | 46.25 | 5
2030/31 | 239.25 | 46.25 | 3
2030/31 | 239.75 | 46.25 | 2
2030/31 | 240.25 | 46.25 | 3
2030/31 | 240.75 | 46.25 | 4
2030/31 | 241.25 | 46.25 | 3
2030/31 | 241.75 | 46.25 | 3
2030/31 | 242.25 | 46.25 | 1
2030/31 | 242.75 | 46.25 | 1
2030/31 | 243.25 | 46.25 | 2
2030/31 | 243.75 | 46.25 | 1
2030/31 | 245.25 | 46.25 | 1
2030/31 | 245.75 | 46.25 | 1
2030/31 | 246.25 | 46.25 | 3
2030/31 | 247.25 | 46.25 | 1
2030/31 | 248.25 | 46.25 | 4
2030/31 | 248.75 | 46.25 | 2
2030/31 | 249.25 | 46.25 | 1
2030/31 | 249.75 | 46.25 | 1
2030/31 | 250.25 | 46.25 | 1
2030/31 | 250.75 | 46.25 | 1
2030/31 | 251.25 | 46.25 | 2
2030/31 | 252.25 | 46.25 | 1
2030/31 | 255.25 | 46.25 | 1
2030/31 | 256.25 | 46.25 | 1
2030/31 | 257.75 | 46.25 | 1
2030/31 | 258.75 | 46.25 | 2
2030/31 | 259.25 | 46.25 | 1
2030/31 | 259.75 | 46.25 | 2
2030/31 | 260.25 | 46.25 | 1
2030/31 | 263.75 | 46.25 | 2
2030/31 | 264.75 | 46.25 | 1
2030/31 | 266.75 | 46.25 | 1
2030/31 | 270.75 | 46.25 | 2
2030/31 | 272.25 | 46.25 | 1
2030/31 | 276.75 | 46.25 | 1
2030/31 | 278.75 | 46.25 | 2
2030/31 | 293.75 | 46.25 | 1
2030/31 | 303.75 | 46.25 | 1
2030/31 | 341.75 | 46.25 | 1
2030/31 | 67.25 | 46.75 | 1
2030/31 | 69.75 | 46.75 | 1
2030/31 | 70.25 | 46.75 | 1
2030/31 | 71.25 | 46.75 | 1
2030/31 | 71.75 | 46.75 | 1
2030/31 | 72.25 | 46.75 | 1
2030/31 | 72.75 | 46.75 | 1
2030/31 | 73.25 | 46.75 | 4
2030/31 | 73.75 | 46.75 | 2
2030/31 | 74.25 | 46.75 | 2
2030/31 | 74.75 | 46.75 | 4
2030/31 | 75.25 | 46.75 | 4
2030/31 | 75.75 | 46.75 | 11
2030/31 | 76.25 | 46.75 | 3
2030/31 | 76.75 | 46.75 | 3
2030/31 | 77.25 | 46.75 | 11
2030/31 | 77.75 | 46.75 | 4
2030/31 | 78.25 | 46.75 | 13
2030/31 | 78.75 | 46.75 | 13
2030/31 | 79.25 | 46.75 | 19
2030/31 | 79.75 | 46.75 | 16
2030/31 | 80.25 | 46.75 | 14
2030/31 | 80.75 | 46.75 | 10
2030/31 | 81.25 | 46.75 | 20
2030/31 | 81.75 | 46.75 | 14
2030/31 | 82.25 | 46.75 | 19
2030/31 | 82.75 | 46.75 | 31
2030/31 | 83.25 | 46.75 | 24
2030/31 | 83.75 | 46.75 | 25
2030/31 | 84.25 | 46.75 | 33
2030/31 | 84.75 | 46.75 | 42
2030/31 | 85.25 | 46.75 | 40
2030/31 | 85.75 | 46.75 | 39
2030/31 | 86.25 | 46.75 | 47
2030/31 | 86.75 | 46.75 | 44
2030/31 | 87.25 | 46.75 | 53
2030/31 | 87.75 | 46.75 | 57
2030/31 | 88.25 | 46.75 | 59
2030/31 | 88.75 | 46.75 | 54
2030/31 | 89.25 | 46.75 | 55
2030/31 | 89.75 | 46.75 | 67
2030/31 | 90.25 | 46.75 | 63
2030/31 | 90.75 | 46.75 | 74
2030/31 | 91.25 | 46.75 | 77
2030/31 | 91.75 | 46.75 | 94
2030/31 | 92.25 | 46.75 | 63
2030/31 | 92.75 | 46.75 | 93
2030/31 | 93.25 | 46.75 | 79
2030/31 | 93.75 | 46.75 | 90
2030/31 | 94.25 | 46.75 | 92
2030/31 | 94.75 | 46.75 | 87
2030/31 | 95.25 | 46.75 | 85
2030/31 | 95.75 | 46.75 | 95
2030/31 | 96.25 | 46.75 | 101
2030/31 | 96.75 | 46.75 | 114
2030/31 | 97.25 | 46.75 | 90
2030/31 | 97.75 | 46.75 | 86
2030/31 | 98.25 | 46.75 | 106
2030/31 | 98.75 | 46.75 | 102
2030/31 | 99.25 | 46.75 | 136
2030/31 | 99.75 | 46.75 | 109
2030/31 | 100.25 | 46.75 | 103
2030/31 | 100.75 | 46.75 | 114
2030/31 | 101.25 | 46.75 | 115
2030/31 | 101.75 | 46.75 | 117
2030/31 | 102.25 | 46.75 | 114
2030/31 | 102.75 | 46.75 | 128
2030/31 | 103.25 | 46.75 | 114
2030/31 | 103.75 | 46.75 | 126
2030/31 | 104.25 | 46.75 | 127
2030/31 | 104.75 | 46.75 | 127
2030/31 | 105.25 | 46.75 | 111
2030/31 | 105.75 | 46.75 | 110
2030/31 | 106.25 | 46.75 | 108
2030/31 | 106.75 | 46.75 | 134
2030/31 | 107.25 | 46.75 | 127
2030/31 | 107.75 | 46.75 | 130
2030/31 | 108.25 | 46.75 | 124
2030/31 | 108.75 | 46.75 | 125
2030/31 | 109.25 | 46.75 | 136
2030/31 | 109.75 | 46.75 | 126
2030/31 | 110.25 | 46.75 | 124
2030/31 | 110.75 | 46.75 | 130
2030/31 | 111.25 | 46.75 | 119
2030/31 | 111.75 | 46.75 | 132
2030/31 | 112.25 | 46.75 | 130
2030/31 | 112.75 | 46.75 | 134
2030/31 | 113.25 | 46.75 | 125
2030/31 | 113.75 | 46.75 | 137
2030/31 | 114.25 | 46.75 | 155
2030/31 | 114.75 | 46.75 | 123
2030/31 | 115.25 | 46.75 | 131
2030/31 | 115.75 | 46.75 | 118
2030/31 | 116.25 | 46.75 | 124
2030/31 | 116.75 | 46.75 | 133
2030/31 | 117.25 | 46.75 | 124
2030/31 | 117.75 | 46.75 | 139
2030/31 | 118.25 | 46.75 | 124
2030/31 | 118.75 | 46.75 | 122
2030/31 | 119.25 | 46.75 | 150
2030/31 | 119.75 | 46.75 | 114
2030/31 | 120.25 | 46.75 | 112
2030/31 | 120.75 | 46.75 | 118
2030/31 | 121.25 | 46.75 | 140
2030/31 | 121.75 | 46.75 | 127
2030/31 | 122.25 | 46.75 | 113
2030/31 | 122.75 | 46.75 | 122
2030/31 | 123.25 | 46.75 | 126
2030/31 | 123.75 | 46.75 | 108
2030/31 | 124.25 | 46.75 | 133
2030/31 | 124.75 | 46.75 | 121
2030/31 | 125.25 | 46.75 | 119
2030/31 | 125.75 | 46.75 | 113
2030/31 | 126.25 | 46.75 | 112
2030/31 | 126.75 | 46.75 | 96
2030/31 | 127.25 | 46.75 | 105
2030/31 | 127.75 | 46.75 | 105
2030/31 | 128.25 | 46.75 | 89
2030/31 | 128.75 | 46.75 | 116
2030/31 | 129.25 | 46.75 | 109
2030/31 | 129.75 | 46.75 | 107
2030/31 | 130.25 | 46.75 | 99
2030/31 | 130.75 | 46.75 | 112
2030/31 | 131.25 | 46.75 | 99
2030/31 | 131.75 | 46.75 | 116
2030/31 | 132.25 | 46.75 | 100
2030/31 | 132.75 | 46.75 | 110
2030/31 | 133.25 | 46.75 | 93
2030/31 | 133.75 | 46.75 | 104
2030/31 | 134.25 | 46.75 | 104
2030/31 | 134.75 | 46.75 | 97
2030/31 | 135.25 | 46.75 | 97
2030/31 | 135.75 | 46.75 | 89
2030/31 | 136.25 | 46.75 | 111
2030/31 | 136.75 | 46.75 | 95
2030/31 | 137.25 | 46.75 | 100
2030/31 | 137.75 | 46.75 | 85
2030/31 | 138.25 | 46.75 | 85
2030/31 | 138.75 | 46.75 | 91
2030/31 | 139.25 | 46.75 | 94
2030/31 | 139.75 | 46.75 | 70
2030/31 | 140.25 | 46.75 | 88
2030/31 | 140.75 | 46.75 | 81
2030/31 | 141.25 | 46.75 | 75
2030/31 | 141.75 | 46.75 | 68
2030/31 | 142.25 | 46.75 | 68
2030/31 | 142.75 | 46.75 | 82
2030/31 | 143.25 | 46.75 | 74
2030/31 | 143.75 | 46.75 | 75
2030/31 | 144.25 | 46.75 | 64
2030/31 | 144.75 | 46.75 | 63
2030/31 | 145.25 | 46.75 | 68
2030/31 | 145.75 | 46.75 | 70
2030/31 | 146.25 | 46.75 | 77
2030/31 | 146.75 | 46.75 | 76
2030/31 | 147.25 | 46.75 | 61
2030/31 | 147.75 | 46.75 | 69
2030/31 | 148.25 | 46.75 | 65
2030/31 | 148.75 | 46.75 | 58
2030/31 | 149.25 | 46.75 | 62
2030/31 | 149.75 | 46.75 | 68
2030/31 | 150.25 | 46.75 | 61
2030/31 | 150.75 | 46.75 | 62
2030/31 | 151.25 | 46.75 | 62
2030/31 | 151.75 | 46.75 | 51
2030/31 | 152.25 | 46.75 | 63
2030/31 | 152.75 | 46.75 | 37
2030/31 | 153.25 | 46.75 | 62
2030/31 | 153.75 | 46.75 | 44
2030/31 | 154.25 | 46.75 | 52
2030/31 | 154.75 | 46.75 | 50
2030/31 | 155.25 | 46.75 | 48
2030/31 | 155.75 | 46.75 | 45
2030/31 | 156.25 | 46.75 | 57
2030/31 | 156.75 | 46.75 | 47
2030/31 | 157.25 | 46.75 | 57
2030/31 | 157.75 | 46.75 | 52
2030/31 | 158.25 | 46.75 | 44
2030/31 | 158.75 | 46.75 | 45
2030/31 | 159.25 | 46.75 | 52
2030/31 | 159.75 | 46.75 | 46
2030/31 | 160.25 | 46.75 | 49
2030/31 | 160.75 | 46.75 | 40
2030/31 | 161.25 | 46.75 | 44
2030/31 | 161.75 | 46.75 | 39
2030/31 | 162.25 | 46.75 | 41
2030/31 | 162.75 | 46.75 | 54
2030/31 | 163.25 | 46.75 | 48
2030/31 | 163.75 | 46.75 | 36
2030/31 | 164.25 | 46.75 | 40
2030/31 | 164.75 | 46.75 | 39
2030/31 | 165.25 | 46.75 | 50
2030/31 | 165.75 | 46.75 | 25
2030/31 | 166.25 | 46.75 | 34
2030/31 | 166.75 | 46.75 | 36
2030/31 | 167.25 | 46.75 | 38
2030/31 | 167.75 | 46.75 | 31
2030/31 | 168.25 | 46.75 | 31
2030/31 | 168.75 | 46.75 | 39
2030/31 | 169.25 | 46.75 | 38
2030/31 | 169.75 | 46.75 | 28
2030/31 | 170.25 | 46.75 | 29
2030/31 | 170.75 | 46.75 | 35
2030/31 | 171.25 | 46.75 | 35
2030/31 | 171.75 | 46.75 | 31
2030/31 | 172.25 | 46.75 | 40
2030/31 | 172.75 | 46.75 | 34
2030/31 | 173.25 | 46.75 | 35
2030/31 | 173.75 | 46.75 | 27
2030/31 | 174.25 | 46.75 | 29
2030/31 | 174.75 | 46.75 | 29
2030/31 | 175.25 | 46.75 | 26
2030/31 | 175.75 | 46.75 | 29
2030/31 | 176.25 | 46.75 | 42
2030/31 | 176.75 | 46.75 | 21
2030/31 | 177.25 | 46.75 | 23
2030/31 | 177.75 | 46.75 | 27
2030/31 | 178.25 | 46.75 | 28
2030/31 | 178.75 | 46.75 | 31
2030/31 | 179.25 | 46.75 | 22
2030/31 | 179.75 | 46.75 | 28
2030/31 | 180.25 | 46.75 | 27
2030/31 | 180.75 | 46.75 | 23
2030/31 | 181.25 | 46.75 | 17
2030/31 | 181.75 | 46.75 | 29
2030/31 | 182.25 | 46.75 | 38
2030/31 | 182.75 | 46.75 | 26
2030/31 | 183.25 | 46.75 | 24
2030/31 | 183.75 | 46.75 | 33
2030/31 | 184.25 | 46.75 | 28
2030/31 | 184.75 | 46.75 | 26
2030/31 | 185.25 | 46.75 | 22
2030/31 | 185.75 | 46.75 | 18
2030/31 | 186.25 | 46.75 | 21
2030/31 | 186.75 | 46.75 | 26
2030/31 | 187.25 | 46.75 | 20
2030/31 | 187.75 | 46.75 | 22
2030/31 | 188.25 | 46.75 | 18
2030/31 | 188.75 | 46.75 | 24
2030/31 | 189.25 | 46.75 | 18
2030/31 | 189.75 | 46.75 | 17
2030/31 | 190.25 | 46.75 | 16
2030/31 | 190.75 | 46.75 | 23
2030/31 | 191.25 | 46.75 | 16
2030/31 | 191.75 | 46.75 | 20
2030/31 | 192.25 | 46.75 | 18
2030/31 | 192.75 | 46.75 | 14
2030/31 | 193.25 | 46.75 | 12
2030/31 | 193.75 | 46.75 | 18
2030/31 | 194.25 | 46.75 | 19
2030/31 | 194.75 | 46.75 | 17
2030/31 | 195.25 | 46.75 | 13
2030/31 | 195.75 | 46.75 | 21
2030/31 | 196.25 | 46.75 | 10
2030/31 | 196.75 | 46.75 | 16
2030/31 | 197.25 | 46.75 | 18
2030/31 | 197.75 | 46.75 | 17
2030/31 | 198.25 | 46.75 | 21
2030/31 | 198.75 | 46.75 | 13
2030/31 | 199.25 | 46.75 | 17
2030/31 | 199.75 | 46.75 | 17
2030/31 | 200.25 | 46.75 | 17
2030/31 | 200.75 | 46.75 | 11
2030/31 | 201.25 | 46.75 | 13
2030/31 | 201.75 | 46.75 | 16
2030/31 | 202.25 | 46.75 | 19
2030/31 | 202.75 | 46.75 | 21
2030/31 | 203.25 | 46.75 | 5
2030/31 | 203.75 | 46.75 | 11
2030/31 | 204.25 | 46.75 | 12
2030/31 | 204.75 | 46.75 | 11
2030/31 | 205.25 | 46.75 | 15
2030/31 | 205.75 | 46.75 | 8
2030/31 | 206.25 | 46.75 | 10
2030/31 | 206.75 | 46.75 | 10
2030/31 | 207.25 | 46.75 | 9
2030/31 | 207.75 | 46.75 | 9
2030/31 | 208.25 | 46.75 | 5
2030/31 | 208.75 | 46.75 | 10
2030/31 | 209.25 | 46.75 | 1
2030/31 | 209.75 | 46.75 | 8
2030/31 | 210.25 | 46.75 | 6
2030/31 | 210.75 | 46.75 | 9
2030/31 | 211.25 | 46.75 | 11
2030/31 | 211.75 | 46.75 | 10
2030/31 | 212.25 | 46.75 | 10
2030/31 | 212.75 | 46.75 | 8
2030/31 | 213.25 | 46.75 | 12
2030/31 | 213.75 | 46.75 | 10
2030/31 | 214.25 | 46.75 | 8
2030/31 | 214.75 | 46.75 | 10
2030/31 | 215.25 | 46.75 | 11
2030/31 | 215.75 | 46.75 | 9
2030/31 | 216.25 | 46.75 | 8
2030/31 | 216.75 | 46.75 | 4
2030/31 | 217.25 | 46.75 | 10
2030/31 | 217.75 | 46.75 | 10
2030/31 | 218.25 | 46.75 | 7
2030/31 | 218.75 | 46.75 | 5
2030/31 | 219.25 | 46.75 | 6
2030/31 | 219.75 | 46.75 | 6
2030/31 | 220.25 | 46.75 | 9
2030/31 | 220.75 | 46.75 | 7
2030/31 | 221.25 | 46.75 | 3
2030/31 | 221.75 | 46.75 | 7
2030/31 | 222.25 | 46.75 | 4
2030/31 | 222.75 | 46.75 | 5
2030/31 | 223.25 | 46.75 | 5
2030/31 | 223.75 | 46.75 | 7
2030/31 | 224.25 | 46.75 | 8
2030/31 | 224.75 | 46.75 | 8
2030/31 | 225.25 | 46.75 | 6
2030/31 | 225.75 | 46.75 | 5
2030/31 | 226.25 | 46.75 | 4
2030/31 | 226.75 | 46.75 | 5
2030/31 | 227.25 | 46.75 | 1
2030/31 | 227.75 | 46.75 | 4
2030/31 | 228.25 | 46.75 | 1
2030/31 | 228.75 | 46.75 | 4
2030/31 | 229.25 | 46.75 | 10
2030/31 | 229.75 | 46.75 | 3
2030/31 | 230.25 | 46.75 | 4
2030/31 | 230.75 | 46.75 | 4
2030/31 | 231.25 | 46.75 | 6
2030/31 | 231.75 | 46.75 | 4
2030/31 | 232.25 | 46.75 | 2
2030/31 | 232.75 | 46.75 | 2
2030/31 | 233.25 | 46.75 | 6
2030/31 | 233.75 | 46.75 | 3
2030/31 | 234.25 | 46.75 | 1
2030/31 | 234.75 | 46.75 | 4
2030/31 | 235.25 | 46.75 | 2
2030/31 | 235.75 | 46.75 | 2
2030/31 | 236.75 | 46.75 | 2
2030/31 | 237.25 | 46.75 | 2
2030/31 | 237.75 | 46.75 | 6
2030/31 | 238.25 | 46.75 | 3
2030/31 | 239.25 | 46.75 | 3
2030/31 | 239.75 | 46.75 | 2
2030/31 | 240.25 | 46.75 | 2
2030/31 | 240.75 | 46.75 | 3
2030/31 | 241.25 | 46.75 | 3
2030/31 | 241.75 | 46.75 | 2
2030/31 | 242.25 | 46.75 | 1
2030/31 | 242.75 | 46.75 | 1
2030/31 | 243.25 | 46.75 | 2
2030/31 | 243.75 | 46.75 | 3
2030/31 | 244.75 | 46.75 | 2
2030/31 | 245.25 | 46.75 | 2
2030/31 | 246.25 | 46.75 | 1
2030/31 | 247.25 | 46.75 | 1
2030/31 | 247.75 | 46.75 | 1
2030/31 | 248.75 | 46.75 | 1
2030/31 | 249.75 | 46.75 | 1
2030/31 | 251.75 | 46.75 | 1
2030/31 | 253.75 | 46.75 | 1
2030/31 | 254.25 | 46.75 | 1
2030/31 | 254.75 | 46.75 | 1
2030/31 | 256.25 | 46.75 | 1
2030/31 | 257.25 | 46.75 | 1
2030/31 | 257.75 | 46.75 | 1
2030/31 | 259.25 | 46.75 | 2
2030/31 | 261.25 | 46.75 | 2
2030/31 | 262.75 | 46.75 | 1
2030/31 | 263.75 | 46.75 | 2
2030/31 | 266.25 | 46.75 | 1
2030/31 | 267.75 | 46.75 | 1
2030/31 | 268.75 | 46.75 | 1
2030/31 | 271.25 | 46.75 | 1
2030/31 | 276.25 | 46.75 | 2
2030/31 | 278.75 | 46.75 | 1
2030/31 | 283.25 | 46.75 | 1
2030/31 | 283.75 | 46.75 | 1
2030/31 | 294.25 | 46.75 | 1
2030/31 | 329.75 | 46.75 | 1
2030/31 | 70.75 | 47.25 | 1
2030/31 | 72.75 | 47.25 | 1
2030/31 | 73.25 | 47.25 | 1
2030/31 | 74.25 | 47.25 | 1
2030/31 | 74.75 | 47.25 | 1
2030/31 | 75.25 | 47.25 | 4
2030/31 | 75.75 | 47.25 | 5
2030/31 | 76.25 | 47.25 | 4
2030/31 | 76.75 | 47.25 | 7
2030/31 | 77.25 | 47.25 | 5
2030/31 | 77.75 | 47.25 | 8
2030/31 | 78.25 | 47.25 | 7
2030/31 | 78.75 | 47.25 | 11
2030/31 | 79.25 | 47.25 | 10
2030/31 | 79.75 | 47.25 | 11
2030/31 | 80.25 | 47.25 | 13
2030/31 | 80.75 | 47.25 | 14
2030/31 | 81.25 | 47.25 | 23
2030/31 | 81.75 | 47.25 | 21
2030/31 | 82.25 | 47.25 | 23
2030/31 | 82.75 | 47.25 | 23
2030/31 | 83.25 | 47.25 | 34
2030/31 | 83.75 | 47.25 | 36
2030/31 | 84.25 | 47.25 | 32
2030/31 | 84.75 | 47.25 | 40
2030/31 | 85.25 | 47.25 | 48
2030/31 | 85.75 | 47.25 | 43
2030/31 | 86.25 | 47.25 | 60
2030/31 | 86.75 | 47.25 | 61
2030/31 | 87.25 | 47.25 | 52
2030/31 | 87.75 | 47.25 | 53
2030/31 | 88.25 | 47.25 | 58
2030/31 | 88.75 | 47.25 | 53
2030/31 | 89.25 | 47.25 | 64
2030/31 | 89.75 | 47.25 | 66
2030/31 | 90.25 | 47.25 | 83
2030/31 | 90.75 | 47.25 | 79
2030/31 | 91.25 | 47.25 | 81
2030/31 | 91.75 | 47.25 | 89
2030/31 | 92.25 | 47.25 | 87
2030/31 | 92.75 | 47.25 | 67
2030/31 | 93.25 | 47.25 | 102
2030/31 | 93.75 | 47.25 | 92
2030/31 | 94.25 | 47.25 | 94
2030/31 | 94.75 | 47.25 | 89
2030/31 | 95.25 | 47.25 | 116
2030/31 | 95.75 | 47.25 | 121
2030/31 | 96.25 | 47.25 | 114
2030/31 | 96.75 | 47.25 | 124
2030/31 | 97.25 | 47.25 | 113
2030/31 | 97.75 | 47.25 | 95
2030/31 | 98.25 | 47.25 | 106
2030/31 | 98.75 | 47.25 | 130
2030/31 | 99.25 | 47.25 | 104
2030/31 | 99.75 | 47.25 | 106
2030/31 | 100.25 | 47.25 | 100
2030/31 | 100.75 | 47.25 | 118
2030/31 | 101.25 | 47.25 | 125
2030/31 | 101.75 | 47.25 | 129
2030/31 | 102.25 | 47.25 | 130
2030/31 | 102.75 | 47.25 | 135
2030/31 | 103.25 | 47.25 | 120
2030/31 | 103.75 | 47.25 | 109
2030/31 | 104.25 | 47.25 | 134
2030/31 | 104.75 | 47.25 | 132
2030/31 | 105.25 | 47.25 | 110
2030/31 | 105.75 | 47.25 | 114
2030/31 | 106.25 | 47.25 | 127
2030/31 | 106.75 | 47.25 | 141
2030/31 | 107.25 | 47.25 | 139
2030/31 | 107.75 | 47.25 | 137
2030/31 | 108.25 | 47.25 | 142
2030/31 | 108.75 | 47.25 | 133
2030/31 | 109.25 | 47.25 | 124
2030/31 | 109.75 | 47.25 | 138
2030/31 | 110.25 | 47.25 | 128
2030/31 | 110.75 | 47.25 | 137
2030/31 | 111.25 | 47.25 | 115
2030/31 | 111.75 | 47.25 | 134
2030/31 | 112.25 | 47.25 | 124
2030/31 | 112.75 | 47.25 | 138
2030/31 | 113.25 | 47.25 | 136
2030/31 | 113.75 | 47.25 | 123
2030/31 | 114.25 | 47.25 | 136
2030/31 | 114.75 | 47.25 | 120
2030/31 | 115.25 | 47.25 | 128
2030/31 | 115.75 | 47.25 | 138
2030/31 | 116.25 | 47.25 | 140
2030/31 | 116.75 | 47.25 | 122
2030/31 | 117.25 | 47.25 | 137
2030/31 | 117.75 | 47.25 | 129
2030/31 | 118.25 | 47.25 | 148
2030/31 | 118.75 | 47.25 | 109
2030/31 | 119.25 | 47.25 | 121
2030/31 | 119.75 | 47.25 | 119
2030/31 | 120.25 | 47.25 | 129
2030/31 | 120.75 | 47.25 | 145
2030/31 | 121.25 | 47.25 | 133
2030/31 | 121.75 | 47.25 | 137
2030/31 | 122.25 | 47.25 | 119
2030/31 | 122.75 | 47.25 | 129
2030/31 | 123.25 | 47.25 | 129
2030/31 | 123.75 | 47.25 | 140
2030/31 | 124.25 | 47.25 | 110
2030/31 | 124.75 | 47.25 | 136
2030/31 | 125.25 | 47.25 | 120
2030/31 | 125.75 | 47.25 | 115
2030/31 | 126.25 | 47.25 | 127
2030/31 | 126.75 | 47.25 | 99
2030/31 | 127.25 | 47.25 | 121
2030/31 | 127.75 | 47.25 | 125
2030/31 | 128.25 | 47.25 | 87
2030/31 | 128.75 | 47.25 | 109
2030/31 | 129.25 | 47.25 | 106
2030/31 | 129.75 | 47.25 | 111
2030/31 | 130.25 | 47.25 | 92
2030/31 | 130.75 | 47.25 | 95
2030/31 | 131.25 | 47.25 | 111
2030/31 | 131.75 | 47.25 | 114
2030/31 | 132.25 | 47.25 | 128
2030/31 | 132.75 | 47.25 | 107
2030/31 | 133.25 | 47.25 | 106
2030/31 | 133.75 | 47.25 | 103
2030/31 | 134.25 | 47.25 | 97
2030/31 | 134.75 | 47.25 | 93
2030/31 | 135.25 | 47.25 | 110
2030/31 | 135.75 | 47.25 | 91
2030/31 | 136.25 | 47.25 | 109
2030/31 | 136.75 | 47.25 | 94
2030/31 | 137.25 | 47.25 | 91
2030/31 | 137.75 | 47.25 | 91
2030/31 | 138.25 | 47.25 | 91
2030/31 | 138.75 | 47.25 | 90
2030/31 | 139.25 | 47.25 | 94
2030/31 | 139.75 | 47.25 | 88
2030/31 | 140.25 | 47.25 | 84
2030/31 | 140.75 | 47.25 | 90
2030/31 | 141.25 | 47.25 | 89
2030/31 | 141.75 | 47.25 | 84
2030/31 | 142.25 | 47.25 | 73
2030/31 | 142.75 | 47.25 | 86
2030/31 | 143.25 | 47.25 | 73
2030/31 | 143.75 | 47.25 | 78
2030/31 | 144.25 | 47.25 | 80
2030/31 | 144.75 | 47.25 | 61
2030/31 | 145.25 | 47.25 | 87
2030/31 | 145.75 | 47.25 | 59
2030/31 | 146.25 | 47.25 | 74
2030/31 | 146.75 | 47.25 | 70
2030/31 | 147.25 | 47.25 | 83
2030/31 | 147.75 | 47.25 | 71
2030/31 | 148.25 | 47.25 | 68
2030/31 | 148.75 | 47.25 | 57
2030/31 | 149.25 | 47.25 | 71
2030/31 | 149.75 | 47.25 | 68
2030/31 | 150.25 | 47.25 | 57
2030/31 | 150.75 | 47.25 | 70
2030/31 | 151.25 | 47.25 | 68
2030/31 | 151.75 | 47.25 | 55
2030/31 | 152.25 | 47.25 | 56
2030/31 | 152.75 | 47.25 | 64
2030/31 | 153.25 | 47.25 | 52
2030/31 | 153.75 | 47.25 | 62
2030/31 | 154.25 | 47.25 | 49
2030/31 | 154.75 | 47.25 | 55
2030/31 | 155.25 | 47.25 | 63
2030/31 | 155.75 | 47.25 | 58
2030/31 | 156.25 | 47.25 | 57
2030/31 | 156.75 | 47.25 | 54
2030/31 | 157.25 | 47.25 | 44
2030/31 | 157.75 | 47.25 | 35
2030/31 | 158.25 | 47.25 | 45
2030/31 | 158.75 | 47.25 | 41
2030/31 | 159.25 | 47.25 | 43
2030/31 | 159.75 | 47.25 | 42
2030/31 | 160.25 | 47.25 | 42
2030/31 | 160.75 | 47.25 | 43
2030/31 | 161.25 | 47.25 | 54
2030/31 | 161.75 | 47.25 | 26
2030/31 | 162.25 | 47.25 | 38
2030/31 | 162.75 | 47.25 | 31
2030/31 | 163.25 | 47.25 | 40
2030/31 | 163.75 | 47.25 | 49
2030/31 | 164.25 | 47.25 | 45
2030/31 | 164.75 | 47.25 | 37
2030/31 | 165.25 | 47.25 | 45
2030/31 | 165.75 | 47.25 | 34
2030/31 | 166.25 | 47.25 | 33
2030/31 | 166.75 | 47.25 | 36
2030/31 | 167.25 | 47.25 | 48
2030/31 | 167.75 | 47.25 | 44
2030/31 | 168.25 | 47.25 | 34
2030/31 | 168.75 | 47.25 | 38
2030/31 | 169.25 | 47.25 | 40
2030/31 | 169.75 | 47.25 | 30
2030/31 | 170.25 | 47.25 | 30
2030/31 | 170.75 | 47.25 | 28
2030/31 | 171.25 | 47.25 | 42
2030/31 | 171.75 | 47.25 | 29
2030/31 | 172.25 | 47.25 | 46
2030/31 | 172.75 | 47.25 | 25
2030/31 | 173.25 | 47.25 | 33
2030/31 | 173.75 | 47.25 | 30
2030/31 | 174.25 | 47.25 | 29
2030/31 | 174.75 | 47.25 | 37
2030/31 | 175.25 | 47.25 | 36
2030/31 | 175.75 | 47.25 | 26
2030/31 | 176.25 | 47.25 | 28
2030/31 | 176.75 | 47.25 | 26
2030/31 | 177.25 | 47.25 | 30
2030/31 | 177.75 | 47.25 | 21
2030/31 | 178.25 | 47.25 | 25
2030/31 | 178.75 | 47.25 | 26
2030/31 | 179.25 | 47.25 | 33
2030/31 | 179.75 | 47.25 | 28
2030/31 | 180.25 | 47.25 | 30
2030/31 | 180.75 | 47.25 | 31
2030/31 | 181.25 | 47.25 | 39
2030/31 | 181.75 | 47.25 | 30
2030/31 | 182.25 | 47.25 | 20
2030/31 | 182.75 | 47.25 | 31
2030/31 | 183.25 | 47.25 | 29
2030/31 | 183.75 | 47.25 | 29
2030/31 | 184.25 | 47.25 | 32
2030/31 | 184.75 | 47.25 | 22
2030/31 | 185.25 | 47.25 | 20
2030/31 | 185.75 | 47.25 | 25
2030/31 | 186.25 | 47.25 | 22
2030/31 | 186.75 | 47.25 | 21
2030/31 | 187.25 | 47.25 | 20
2030/31 | 187.75 | 47.25 | 28
2030/31 | 188.25 | 47.25 | 10
2030/31 | 188.75 | 47.25 | 31
2030/31 | 189.25 | 47.25 | 18
2030/31 | 189.75 | 47.25 | 18
2030/31 | 190.25 | 47.25 | 19
2030/31 | 190.75 | 47.25 | 21
2030/31 | 191.25 | 47.25 | 17
2030/31 | 191.75 | 47.25 | 25
2030/31 | 192.25 | 47.25 | 14
2030/31 | 192.75 | 47.25 | 18
2030/31 | 193.25 | 47.25 | 22
2030/31 | 193.75 | 47.25 | 21
2030/31 | 194.25 | 47.25 | 27
2030/31 | 194.75 | 47.25 | 15
2030/31 | 195.25 | 47.25 | 18
2030/31 | 195.75 | 47.25 | 26
2030/31 | 196.25 | 47.25 | 18
2030/31 | 196.75 | 47.25 | 19
2030/31 | 197.25 | 47.25 | 23
2030/31 | 197.75 | 47.25 | 11
2030/31 | 198.25 | 47.25 | 13
2030/31 | 198.75 | 47.25 | 15
2030/31 | 199.25 | 47.25 | 12
2030/31 | 199.75 | 47.25 | 14
2030/31 | 200.25 | 47.25 | 12
2030/31 | 200.75 | 47.25 | 8
2030/31 | 201.25 | 47.25 | 18
2030/31 | 201.75 | 47.25 | 17
2030/31 | 202.25 | 47.25 | 10
2030/31 | 202.75 | 47.25 | 15
2030/31 | 203.25 | 47.25 | 12
2030/31 | 203.75 | 47.25 | 14
2030/31 | 204.25 | 47.25 | 11
2030/31 | 204.75 | 47.25 | 9
2030/31 | 205.25 | 47.25 | 12
2030/31 | 205.75 | 47.25 | 11
2030/31 | 206.25 | 47.25 | 12
2030/31 | 206.75 | 47.25 | 10
2030/31 | 207.25 | 47.25 | 13
2030/31 | 207.75 | 47.25 | 11
2030/31 | 208.25 | 47.25 | 11
2030/31 | 208.75 | 47.25 | 17
2030/31 | 209.25 | 47.25 | 9
2030/31 | 209.75 | 47.25 | 16
2030/31 | 210.25 | 47.25 | 11
2030/31 | 210.75 | 47.25 | 13
2030/31 | 211.25 | 47.25 | 7
2030/31 | 211.75 | 47.25 | 12
2030/31 | 212.25 | 47.25 | 11
2030/31 | 212.75 | 47.25 | 10
2030/31 | 213.25 | 47.25 | 7
2030/31 | 213.75 | 47.25 | 6
2030/31 | 214.25 | 47.25 | 7
2030/31 | 214.75 | 47.25 | 6
2030/31 | 215.25 | 47.25 | 9
2030/31 | 215.75 | 47.25 | 5
2030/31 | 216.25 | 47.25 | 9
2030/31 | 216.75 | 47.25 | 4
2030/31 | 217.25 | 47.25 | 4
2030/31 | 217.75 | 47.25 | 5
2030/31 | 218.25 | 47.25 | 8
2030/31 | 218.75 | 47.25 | 5
2030/31 | 219.25 | 47.25 | 7
2030/31 | 219.75 | 47.25 | 6
2030/31 | 220.25 | 47.25 | 9
2030/31 | 220.75 | 47.25 | 4
2030/31 | 221.25 | 47.25 | 4
2030/31 | 221.75 | 47.25 | 8
2030/31 | 222.25 | 47.25 | 5
2030/31 | 222.75 | 47.25 | 5
2030/31 | 223.25 | 47.25 | 7
2030/31 | 223.75 | 47.25 | 4
2030/31 | 224.25 | 47.25 | 5
2030/31 | 224.75 | 47.25 | 9
2030/31 | 225.25 | 47.25 | 7
2030/31 | 225.75 | 47.25 | 9
2030/31 | 226.25 | 47.25 | 4
2030/31 | 226.75 | 47.25 | 3
2030/31 | 227.25 | 47.25 | 3
2030/31 | 227.75 | 47.25 | 4
2030/31 | 228.25 | 47.25 | 5
2030/31 | 228.75 | 47.25 | 8
2030/31 | 229.25 | 47.25 | 2
2030/31 | 229.75 | 47.25 | 2
2030/31 | 230.25 | 47.25 | 5
2030/31 | 230.75 | 47.25 | 3
2030/31 | 231.25 | 47.25 | 3
2030/31 | 231.75 | 47.25 | 2
2030/31 | 232.25 | 47.25 | 6
2030/31 | 232.75 | 47.25 | 3
2030/31 | 233.25 | 47.25 | 3
2030/31 | 233.75 | 47.25 | 2
2030/31 | 234.25 | 47.25 | 3
2030/31 | 234.75 | 47.25 | 5
2030/31 | 235.25 | 47.25 | 4
2030/31 | 235.75 | 47.25 | 5
2030/31 | 236.25 | 47.25 | 2
2030/31 | 236.75 | 47.25 | 2
2030/31 | 237.25 | 47.25 | 5
2030/31 | 237.75 | 47.25 | 3
2030/31 | 238.25 | 47.25 | 4
2030/31 | 239.25 | 47.25 | 2
2030/31 | 239.75 | 47.25 | 4
2030/31 | 240.25 | 47.25 | 1
2030/31 | 240.75 | 47.25 | 3
2030/31 | 241.25 | 47.25 | 1
2030/31 | 242.25 | 47.25 | 2
2030/31 | 242.75 | 47.25 | 2
2030/31 | 244.25 | 47.25 | 2
2030/31 | 244.75 | 47.25 | 2
2030/31 | 245.25 | 47.25 | 2
2030/31 | 246.75 | 47.25 | 1
2030/31 | 247.75 | 47.25 | 1
2030/31 | 248.25 | 47.25 | 1
2030/31 | 248.75 | 47.25 | 1
2030/31 | 249.25 | 47.25 | 1
2030/31 | 249.75 | 47.25 | 1
2030/31 | 251.25 | 47.25 | 2
2030/31 | 252.75 | 47.25 | 5
2030/31 | 253.75 | 47.25 | 2
2030/31 | 254.25 | 47.25 | 1
2030/31 | 254.75 | 47.25 | 2
2030/31 | 255.75 | 47.25 | 2
2030/31 | 257.25 | 47.25 | 1
2030/31 | 258.25 | 47.25 | 2
2030/31 | 260.25 | 47.25 | 1
2030/31 | 260.75 | 47.25 | 1
2030/31 | 261.75 | 47.25 | 1
2030/31 | 262.75 | 47.25 | 1
2030/31 | 263.75 | 47.25 | 2
2030/31 | 265.25 | 47.25 | 2
2030/31 | 266.25 | 47.25 | 2
2030/31 | 266.75 | 47.25 | 2
2030/31 | 267.25 | 47.25 | 1
2030/31 | 268.25 | 47.25 | 1
2030/31 | 272.75 | 47.25 | 1
2030/31 | 274.25 | 47.25 | 1
2030/31 | 279.75 | 47.25 | 1
2030/31 | 281.25 | 47.25 | 1
2030/31 | 282.25 | 47.25 | 1
2030/31 | 284.25 | 47.25 | 2
2030/31 | 285.25 | 47.25 | 2
2030/31 | 289.25 | 47.25 | 1
2030/31 | 296.75 | 47.25 | 1
2030/31 | 297.25 | 47.25 | 1
2030/31 | 299.25 | 47.25 | 1
2030/31 | 343.75 | 47.25 | 1
2030/31 | 70.25 | 47.75 | 1
2030/31 | 70.75 | 47.75 | 1
2030/31 | 71.75 | 47.75 | 1
2030/31 | 72.75 | 47.75 | 1
2030/31 | 73.25 | 47.75 | 3
2030/31 | 74.25 | 47.75 | 1
2030/31 | 74.75 | 47.75 | 2
2030/31 | 75.25 | 47.75 | 3
2030/31 | 75.75 | 47.75 | 3
2030/31 | 76.25 | 47.75 | 5
2030/31 | 76.75 | 47.75 | 5
2030/31 | 77.25 | 47.75 | 6
2030/31 | 77.75 | 47.75 | 7
2030/31 | 78.25 | 47.75 | 10
2030/31 | 78.75 | 47.75 | 7
2030/31 | 79.25 | 47.75 | 13
2030/31 | 79.75 | 47.75 | 15
2030/31 | 80.25 | 47.75 | 14
2030/31 | 80.75 | 47.75 | 12
2030/31 | 81.25 | 47.75 | 17
2030/31 | 81.75 | 47.75 | 21
2030/31 | 82.25 | 47.75 | 19
2030/31 | 82.75 | 47.75 | 26
2030/31 | 83.25 | 47.75 | 31
2030/31 | 83.75 | 47.75 | 25
2030/31 | 84.25 | 47.75 | 27
2030/31 | 84.75 | 47.75 | 36
2030/31 | 85.25 | 47.75 | 44
2030/31 | 85.75 | 47.75 | 33
2030/31 | 86.25 | 47.75 | 43
2030/31 | 86.75 | 47.75 | 42
2030/31 | 87.25 | 47.75 | 58
2030/31 | 87.75 | 47.75 | 44
2030/31 | 88.25 | 47.75 | 53
2030/31 | 88.75 | 47.75 | 52
2030/31 | 89.25 | 47.75 | 45
2030/31 | 89.75 | 47.75 | 62
2030/31 | 90.25 | 47.75 | 73
2030/31 | 90.75 | 47.75 | 72
2030/31 | 91.25 | 47.75 | 82
2030/31 | 91.75 | 47.75 | 85
2030/31 | 92.25 | 47.75 | 94
2030/31 | 92.75 | 47.75 | 85
2030/31 | 93.25 | 47.75 | 90
2030/31 | 93.75 | 47.75 | 99
2030/31 | 94.25 | 47.75 | 103
2030/31 | 94.75 | 47.75 | 93
2030/31 | 95.25 | 47.75 | 100
2030/31 | 95.75 | 47.75 | 87
2030/31 | 96.25 | 47.75 | 105
2030/31 | 96.75 | 47.75 | 89
2030/31 | 97.25 | 47.75 | 100
2030/31 | 97.75 | 47.75 | 124
2030/31 | 98.25 | 47.75 | 127
2030/31 | 98.75 | 47.75 | 124
2030/31 | 99.25 | 47.75 | 106
2030/31 | 99.75 | 47.75 | 127
2030/31 | 100.25 | 47.75 | 126
2030/31 | 100.75 | 47.75 | 122
2030/31 | 101.25 | 47.75 | 132
2030/31 | 101.75 | 47.75 | 134
2030/31 | 102.25 | 47.75 | 119
2030/31 | 102.75 | 47.75 | 130
2030/31 | 103.25 | 47.75 | 118
2030/31 | 103.75 | 47.75 | 136
2030/31 | 104.25 | 47.75 | 121
2030/31 | 104.75 | 47.75 | 145
2030/31 | 105.25 | 47.75 | 126
2030/31 | 105.75 | 47.75 | 118
2030/31 | 106.25 | 47.75 | 125
2030/31 | 106.75 | 47.75 | 154
2030/31 | 107.25 | 47.75 | 134
2030/31 | 107.75 | 47.75 | 124
2030/31 | 108.25 | 47.75 | 141
2030/31 | 108.75 | 47.75 | 150
2030/31 | 109.25 | 47.75 | 129
2030/31 | 109.75 | 47.75 | 134
2030/31 | 110.25 | 47.75 | 131
2030/31 | 110.75 | 47.75 | 131
2030/31 | 111.25 | 47.75 | 147
2030/31 | 111.75 | 47.75 | 126
2030/31 | 112.25 | 47.75 | 126
2030/31 | 112.75 | 47.75 | 138
2030/31 | 113.25 | 47.75 | 163
2030/31 | 113.75 | 47.75 | 127
2030/31 | 114.25 | 47.75 | 130
2030/31 | 114.75 | 47.75 | 146
2030/31 | 115.25 | 47.75 | 130
2030/31 | 115.75 | 47.75 | 149
2030/31 | 116.25 | 47.75 | 147
2030/31 | 116.75 | 47.75 | 129
2030/31 | 117.25 | 47.75 | 127
2030/31 | 117.75 | 47.75 | 147
2030/31 | 118.25 | 47.75 | 112
2030/31 | 118.75 | 47.75 | 139
2030/31 | 119.25 | 47.75 | 129
2030/31 | 119.75 | 47.75 | 140
2030/31 | 120.25 | 47.75 | 120
2030/31 | 120.75 | 47.75 | 124
2030/31 | 121.25 | 47.75 | 133
2030/31 | 121.75 | 47.75 | 129
2030/31 | 122.25 | 47.75 | 119
2030/31 | 122.75 | 47.75 | 151
2030/31 | 123.25 | 47.75 | 116
2030/31 | 123.75 | 47.75 | 132
2030/31 | 124.25 | 47.75 | 127
2030/31 | 124.75 | 47.75 | 135
2030/31 | 125.25 | 47.75 | 143
2030/31 | 125.75 | 47.75 | 114
2030/31 | 126.25 | 47.75 | 120
2030/31 | 126.75 | 47.75 | 110
2030/31 | 127.25 | 47.75 | 127
2030/31 | 127.75 | 47.75 | 130
2030/31 | 128.25 | 47.75 | 106
2030/31 | 128.75 | 47.75 | 132
2030/31 | 129.25 | 47.75 | 125
2030/31 | 129.75 | 47.75 | 119
2030/31 | 130.25 | 47.75 | 118
2030/31 | 130.75 | 47.75 | 142
2030/31 | 131.25 | 47.75 | 107
2030/31 | 131.75 | 47.75 | 123
2030/31 | 132.25 | 47.75 | 112
2030/31 | 132.75 | 47.75 | 110
2030/31 | 133.25 | 47.75 | 128
2030/31 | 133.75 | 47.75 | 122
2030/31 | 134.25 | 47.75 | 101
2030/31 | 134.75 | 47.75 | 109
2030/31 | 135.25 | 47.75 | 110
2030/31 | 135.75 | 47.75 | 88
2030/31 | 136.25 | 47.75 | 96
2030/31 | 136.75 | 47.75 | 102
2030/31 | 137.25 | 47.75 | 111
2030/31 | 137.75 | 47.75 | 94
2030/31 | 138.25 | 47.75 | 109
2030/31 | 138.75 | 47.75 | 123
2030/31 | 139.25 | 47.75 | 97
2030/31 | 139.75 | 47.75 | 105
2030/31 | 140.25 | 47.75 | 83
2030/31 | 140.75 | 47.75 | 92
2030/31 | 141.25 | 47.75 | 95
2030/31 | 141.75 | 47.75 | 76
2030/31 | 142.25 | 47.75 | 89
2030/31 | 142.75 | 47.75 | 91
2030/31 | 143.25 | 47.75 | 78
2030/31 | 143.75 | 47.75 | 96
2030/31 | 144.25 | 47.75 | 77
2030/31 | 144.75 | 47.75 | 89
2030/31 | 145.25 | 47.75 | 65
2030/31 | 145.75 | 47.75 | 72
2030/31 | 146.25 | 47.75 | 76
2030/31 | 146.75 | 47.75 | 76
2030/31 | 147.25 | 47.75 | 59
2030/31 | 147.75 | 47.75 | 56
2030/31 | 148.25 | 47.75 | 55
2030/31 | 148.75 | 47.75 | 90
2030/31 | 149.25 | 47.75 | 60
2030/31 | 149.75 | 47.75 | 66
2030/31 | 150.25 | 47.75 | 66
2030/31 | 150.75 | 47.75 | 57
2030/31 | 151.25 | 47.75 | 67
2030/31 | 151.75 | 47.75 | 65
2030/31 | 152.25 | 47.75 | 68
2030/31 | 152.75 | 47.75 | 53
2030/31 | 153.25 | 47.75 | 45
2030/31 | 153.75 | 47.75 | 47
2030/31 | 154.25 | 47.75 | 53
2030/31 | 154.75 | 47.75 | 59
2030/31 | 155.25 | 47.75 | 61
2030/31 | 155.75 | 47.75 | 40
2030/31 | 156.25 | 47.75 | 54
2030/31 | 156.75 | 47.75 | 55
2030/31 | 157.25 | 47.75 | 46
2030/31 | 157.75 | 47.75 | 47
2030/31 | 158.25 | 47.75 | 66
2030/31 | 158.75 | 47.75 | 40
2030/31 | 159.25 | 47.75 | 43
2030/31 | 159.75 | 47.75 | 55
2030/31 | 160.25 | 47.75 | 42
2030/31 | 160.75 | 47.75 | 44
2030/31 | 161.25 | 47.75 | 42
2030/31 | 161.75 | 47.75 | 53
2030/31 | 162.25 | 47.75 | 40
2030/31 | 162.75 | 47.75 | 47
2030/31 | 163.25 | 47.75 | 41
2030/31 | 163.75 | 47.75 | 40
2030/31 | 164.25 | 47.75 | 43
2030/31 | 164.75 | 47.75 | 36
2030/31 | 165.25 | 47.75 | 43
2030/31 | 165.75 | 47.75 | 46
2030/31 | 166.25 | 47.75 | 46
2030/31 | 166.75 | 47.75 | 41
2030/31 | 167.25 | 47.75 | 41
2030/31 | 167.75 | 47.75 | 44
2030/31 | 168.25 | 47.75 | 38
2030/31 | 168.75 | 47.75 | 32
2030/31 | 169.25 | 47.75 | 32
2030/31 | 169.75 | 47.75 | 30
2030/31 | 170.25 | 47.75 | 35
2030/31 | 170.75 | 47.75 | 34
2030/31 | 171.25 | 47.75 | 30
2030/31 | 171.75 | 47.75 | 24
2030/31 | 172.25 | 47.75 | 37
2030/31 | 172.75 | 47.75 | 34
2030/31 | 173.25 | 47.75 | 22
2030/31 | 173.75 | 47.75 | 37
2030/31 | 174.25 | 47.75 | 34
2030/31 | 174.75 | 47.75 | 33
2030/31 | 175.25 | 47.75 | 28
2030/31 | 175.75 | 47.75 | 30
2030/31 | 176.25 | 47.75 | 28
2030/31 | 176.75 | 47.75 | 39
2030/31 | 177.25 | 47.75 | 26
2030/31 | 177.75 | 47.75 | 32
2030/31 | 178.25 | 47.75 | 39
2030/31 | 178.75 | 47.75 | 30
2030/31 | 179.25 | 47.75 | 27
2030/31 | 179.75 | 47.75 | 23
2030/31 | 180.25 | 47.75 | 32
2030/31 | 180.75 | 47.75 | 30
2030/31 | 181.25 | 47.75 | 35
2030/31 | 181.75 | 47.75 | 32
2030/31 | 182.25 | 47.75 | 30
2030/31 | 182.75 | 47.75 | 25
2030/31 | 183.25 | 47.75 | 41
2030/31 | 183.75 | 47.75 | 21
2030/31 | 184.25 | 47.75 | 23
2030/31 | 184.75 | 47.75 | 27
2030/31 | 185.25 | 47.75 | 25
2030/31 | 185.75 | 47.75 | 30
2030/31 | 186.25 | 47.75 | 25
2030/31 | 186.75 | 47.75 | 27
2030/31 | 187.25 | 47.75 | 23
2030/31 | 187.75 | 47.75 | 26
2030/31 | 188.25 | 47.75 | 18
2030/31 | 188.75 | 47.75 | 24
2030/31 | 189.25 | 47.75 | 27
2030/31 | 189.75 | 47.75 | 27
2030/31 | 190.25 | 47.75 | 21
2030/31 | 190.75 | 47.75 | 25
2030/31 | 191.25 | 47.75 | 24
2030/31 | 191.75 | 47.75 | 17
2030/31 | 192.25 | 47.75 | 23
2030/31 | 192.75 | 47.75 | 23
2030/31 | 193.25 | 47.75 | 23
2030/31 | 193.75 | 47.75 | 14
2030/31 | 194.25 | 47.75 | 18
2030/31 | 194.75 | 47.75 | 19
2030/31 | 195.25 | 47.75 | 21
2030/31 | 195.75 | 47.75 | 18
2030/31 | 196.25 | 47.75 | 16
2030/31 | 196.75 | 47.75 | 17
2030/31 | 197.25 | 47.75 | 15
2030/31 | 197.75 | 47.75 | 19
2030/31 | 198.25 | 47.75 | 14
2030/31 | 198.75 | 47.75 | 14
2030/31 | 199.25 | 47.75 | 12
2030/31 | 199.75 | 47.75 | 13
2030/31 | 200.25 | 47.75 | 18
2030/31 | 200.75 | 47.75 | 11
2030/31 | 201.25 | 47.75 | 17
2030/31 | 201.75 | 47.75 | 14
2030/31 | 202.25 | 47.75 | 13
2030/31 | 202.75 | 47.75 | 12
2030/31 | 203.25 | 47.75 | 15
2030/31 | 203.75 | 47.75 | 17
2030/31 | 204.25 | 47.75 | 12
2030/31 | 204.75 | 47.75 | 7
2030/31 | 205.25 | 47.75 | 10
2030/31 | 205.75 | 47.75 | 13
2030/31 | 206.25 | 47.75 | 17
2030/31 | 206.75 | 47.75 | 14
2030/31 | 207.25 | 47.75 | 15
2030/31 | 207.75 | 47.75 | 15
2030/31 | 208.25 | 47.75 | 14
2030/31 | 208.75 | 47.75 | 10
2030/31 | 209.25 | 47.75 | 4
2030/31 | 209.75 | 47.75 | 15
2030/31 | 210.25 | 47.75 | 10
2030/31 | 210.75 | 47.75 | 9
2030/31 | 211.25 | 47.75 | 6
2030/31 | 211.75 | 47.75 | 6
2030/31 | 212.25 | 47.75 | 7
2030/31 | 212.75 | 47.75 | 10
2030/31 | 213.25 | 47.75 | 8
2030/31 | 213.75 | 47.75 | 9
2030/31 | 214.25 | 47.75 | 9
2030/31 | 214.75 | 47.75 | 5
2030/31 | 215.25 | 47.75 | 11
2030/31 | 215.75 | 47.75 | 9
2030/31 | 216.25 | 47.75 | 6
2030/31 | 216.75 | 47.75 | 7
2030/31 | 217.25 | 47.75 | 10
2030/31 | 217.75 | 47.75 | 9
2030/31 | 218.25 | 47.75 | 4
2030/31 | 218.75 | 47.75 | 8
2030/31 | 219.25 | 47.75 | 10
2030/31 | 219.75 | 47.75 | 12
2030/31 | 220.25 | 47.75 | 3
2030/31 | 220.75 | 47.75 | 4
2030/31 | 221.25 | 47.75 | 6
2030/31 | 221.75 | 47.75 | 8
2030/31 | 222.25 | 47.75 | 6
2030/31 | 222.75 | 47.75 | 8
2030/31 | 223.25 | 47.75 | 2
2030/31 | 223.75 | 47.75 | 12
2030/31 | 224.25 | 47.75 | 5
2030/31 | 224.75 | 47.75 | 4
2030/31 | 225.25 | 47.75 | 4
2030/31 | 225.75 | 47.75 | 7
2030/31 | 226.25 | 47.75 | 2
2030/31 | 226.75 | 47.75 | 4
2030/31 | 227.25 | 47.75 | 4
2030/31 | 227.75 | 47.75 | 2
2030/31 | 228.25 | 47.75 | 3
2030/31 | 228.75 | 47.75 | 2
2030/31 | 229.25 | 47.75 | 4
2030/31 | 229.75 | 47.75 | 3
2030/31 | 230.25 | 47.75 | 4
2030/31 | 230.75 | 47.75 | 9
2030/31 | 231.25 | 47.75 | 3
2030/31 | 231.75 | 47.75 | 4
2030/31 | 232.25 | 47.75 | 3
2030/31 | 232.75 | 47.75 | 3
2030/31 | 233.25 | 47.75 | 1
2030/31 | 233.75 | 47.75 | 3
2030/31 | 234.25 | 47.75 | 1
2030/31 | 234.75 | 47.75 | 1
2030/31 | 235.25 | 47.75 | 4
2030/31 | 235.75 | 47.75 | 3
2030/31 | 236.25 | 47.75 | 3
2030/31 | 236.75 | 47.75 | 1
2030/31 | 237.25 | 47.75 | 5
2030/31 | 237.75 | 47.75 | 2
2030/31 | 238.25 | 47.75 | 2
2030/31 | 238.75 | 47.75 | 3
2030/31 | 239.25 | 47.75 | 3
2030/31 | 239.75 | 47.75 | 3
2030/31 | 240.25 | 47.75 | 2
2030/31 | 240.75 | 47.75 | 6
2030/31 | 241.25 | 47.75 | 1
2030/31 | 241.75 | 47.75 | 3
2030/31 | 242.25 | 47.75 | 1
2030/31 | 242.75 | 47.75 | 3
2030/31 | 243.25 | 47.75 | 2
2030/31 | 243.75 | 47.75 | 2
2030/31 | 244.25 | 47.75 | 2
2030/31 | 245.25 | 47.75 | 1
2030/31 | 246.25 | 47.75 | 2
2030/31 | 246.75 | 47.75 | 3
2030/31 | 247.75 | 47.75 | 1
2030/31 | 248.75 | 47.75 | 1
2030/31 | 249.25 | 47.75 | 2
2030/31 | 249.75 | 47.75 | 1
2030/31 | 250.25 | 47.75 | 3
2030/31 | 251.25 | 47.75 | 1
2030/31 | 252.25 | 47.75 | 1
2030/31 | 252.75 | 47.75 | 1
2030/31 | 253.75 | 47.75 | 3
2030/31 | 254.25 | 47.75 | 2
2030/31 | 256.25 | 47.75 | 1
2030/31 | 256.75 | 47.75 | 1
2030/31 | 257.25 | 47.75 | 3
2030/31 | 258.25 | 47.75 | 1
2030/31 | 258.75 | 47.75 | 1
2030/31 | 259.75 | 47.75 | 3
2030/31 | 261.75 | 47.75 | 2
2030/31 | 262.25 | 47.75 | 1
2030/31 | 263.25 | 47.75 | 2
2030/31 | 264.75 | 47.75 | 1
2030/31 | 265.75 | 47.75 | 1
2030/31 | 266.25 | 47.75 | 1
2030/31 | 266.75 | 47.75 | 1
2030/31 | 270.75 | 47.75 | 1
2030/31 | 271.75 | 47.75 | 1
2030/31 | 273.25 | 47.75 | 1
2030/31 | 276.25 | 47.75 | 1
2030/31 | 278.25 | 47.75 | 1
2030/31 | 283.25 | 47.75 | 1
2030/31 | 283.75 | 47.75 | 1
2030/31 | 292.75 | 47.75 | 1
2030/31 | 72.25 | 48.25 | 1
2030/31 | 72.75 | 48.25 | 1
2030/31 | 73.25 | 48.25 | 4
2030/31 | 73.75 | 48.25 | 1
2030/31 | 74.75 | 48.25 | 1
2030/31 | 75.25 | 48.25 | 2
2030/31 | 75.75 | 48.25 | 2
2030/31 | 76.25 | 48.25 | 1
2030/31 | 76.75 | 48.25 | 2
2030/31 | 77.25 | 48.25 | 5
2030/31 | 77.75 | 48.25 | 10
2030/31 | 78.25 | 48.25 | 6
2030/31 | 78.75 | 48.25 | 4
2030/31 | 79.25 | 48.25 | 13
2030/31 | 79.75 | 48.25 | 10
2030/31 | 80.25 | 48.25 | 14
2030/31 | 80.75 | 48.25 | 7
2030/31 | 81.25 | 48.25 | 14
2030/31 | 81.75 | 48.25 | 21
2030/31 | 82.25 | 48.25 | 18
2030/31 | 82.75 | 48.25 | 19
2030/31 | 83.25 | 48.25 | 19
2030/31 | 83.75 | 48.25 | 30
2030/31 | 84.25 | 48.25 | 27
2030/31 | 84.75 | 48.25 | 39
2030/31 | 85.25 | 48.25 | 32
2030/31 | 85.75 | 48.25 | 35
2030/31 | 86.25 | 48.25 | 39
2030/31 | 86.75 | 48.25 | 43
2030/31 | 87.25 | 48.25 | 51
2030/31 | 87.75 | 48.25 | 54
2030/31 | 88.25 | 48.25 | 55
2030/31 | 88.75 | 48.25 | 55
2030/31 | 89.25 | 48.25 | 67
2030/31 | 89.75 | 48.25 | 73
2030/31 | 90.25 | 48.25 | 56
2030/31 | 90.75 | 48.25 | 62
2030/31 | 91.25 | 48.25 | 78
2030/31 | 91.75 | 48.25 | 88
2030/31 | 92.25 | 48.25 | 86
2030/31 | 92.75 | 48.25 | 78
2030/31 | 93.25 | 48.25 | 75
2030/31 | 93.75 | 48.25 | 96
2030/31 | 94.25 | 48.25 | 94
2030/31 | 94.75 | 48.25 | 107
2030/31 | 95.25 | 48.25 | 88
2030/31 | 95.75 | 48.25 | 100
2030/31 | 96.25 | 48.25 | 106
2030/31 | 96.75 | 48.25 | 110
2030/31 | 97.25 | 48.25 | 109
2030/31 | 97.75 | 48.25 | 118
2030/31 | 98.25 | 48.25 | 90
2030/31 | 98.75 | 48.25 | 121
2030/31 | 99.25 | 48.25 | 132
2030/31 | 99.75 | 48.25 | 124
2030/31 | 100.25 | 48.25 | 106
2030/31 | 100.75 | 48.25 | 112
2030/31 | 101.25 | 48.25 | 113
2030/31 | 101.75 | 48.25 | 137
2030/31 | 102.25 | 48.25 | 123
2030/31 | 102.75 | 48.25 | 114
2030/31 | 103.25 | 48.25 | 144
2030/31 | 103.75 | 48.25 | 134
2030/31 | 104.25 | 48.25 | 122
2030/31 | 104.75 | 48.25 | 95
2030/31 | 105.25 | 48.25 | 136
2030/31 | 105.75 | 48.25 | 130
2030/31 | 106.25 | 48.25 | 121
2030/31 | 106.75 | 48.25 | 122
2030/31 | 107.25 | 48.25 | 147
2030/31 | 107.75 | 48.25 | 133
2030/31 | 108.25 | 48.25 | 147
2030/31 | 108.75 | 48.25 | 151
2030/31 | 109.25 | 48.25 | 159
2030/31 | 109.75 | 48.25 | 163
2030/31 | 110.25 | 48.25 | 160
2030/31 | 110.75 | 48.25 | 156
2030/31 | 111.25 | 48.25 | 152
2030/31 | 111.75 | 48.25 | 144
2030/31 | 112.25 | 48.25 | 132
2030/31 | 112.75 | 48.25 | 134
2030/31 | 113.25 | 48.25 | 147
2030/31 | 113.75 | 48.25 | 159
2030/31 | 114.25 | 48.25 | 144
2030/31 | 114.75 | 48.25 | 126
2030/31 | 115.25 | 48.25 | 135
2030/31 | 115.75 | 48.25 | 121
2030/31 | 116.25 | 48.25 | 157
2030/31 | 116.75 | 48.25 | 142
2030/31 | 117.25 | 48.25 | 127
2030/31 | 117.75 | 48.25 | 139
2030/31 | 118.25 | 48.25 | 152
2030/31 | 118.75 | 48.25 | 126
2030/31 | 119.25 | 48.25 | 131
2030/31 | 119.75 | 48.25 | 114
2030/31 | 120.25 | 48.25 | 133
2030/31 | 120.75 | 48.25 | 150
2030/31 | 121.25 | 48.25 | 145
2030/31 | 121.75 | 48.25 | 139
2030/31 | 122.25 | 48.25 | 121
2030/31 | 122.75 | 48.25 | 108
2030/31 | 123.25 | 48.25 | 124
2030/31 | 123.75 | 48.25 | 125
2030/31 | 124.25 | 48.25 | 131
2030/31 | 124.75 | 48.25 | 108
2030/31 | 125.25 | 48.25 | 120
2030/31 | 125.75 | 48.25 | 119
2030/31 | 126.25 | 48.25 | 127
2030/31 | 126.75 | 48.25 | 125
2030/31 | 127.25 | 48.25 | 113
2030/31 | 127.75 | 48.25 | 137
2030/31 | 128.25 | 48.25 | 112
2030/31 | 128.75 | 48.25 | 107
2030/31 | 129.25 | 48.25 | 122
2030/31 | 129.75 | 48.25 | 114
2030/31 | 130.25 | 48.25 | 141
2030/31 | 130.75 | 48.25 | 99
2030/31 | 131.25 | 48.25 | 118
2030/31 | 131.75 | 48.25 | 115
2030/31 | 132.25 | 48.25 | 113
2030/31 | 132.75 | 48.25 | 99
2030/31 | 133.25 | 48.25 | 89
2030/31 | 133.75 | 48.25 | 99
2030/31 | 134.25 | 48.25 | 116
2030/31 | 134.75 | 48.25 | 109
2030/31 | 135.25 | 48.25 | 90
2030/31 | 135.75 | 48.25 | 111
2030/31 | 136.25 | 48.25 | 106
2030/31 | 136.75 | 48.25 | 116
2030/31 | 137.25 | 48.25 | 109
2030/31 | 137.75 | 48.25 | 121
2030/31 | 138.25 | 48.25 | 73
2030/31 | 138.75 | 48.25 | 97
2030/31 | 139.25 | 48.25 | 103
2030/31 | 139.75 | 48.25 | 86
2030/31 | 140.25 | 48.25 | 105
2030/31 | 140.75 | 48.25 | 87
2030/31 | 141.25 | 48.25 | 106
2030/31 | 141.75 | 48.25 | 93
2030/31 | 142.25 | 48.25 | 90
2030/31 | 142.75 | 48.25 | 93
2030/31 | 143.25 | 48.25 | 96
2030/31 | 143.75 | 48.25 | 86
2030/31 | 144.25 | 48.25 | 88
2030/31 | 144.75 | 48.25 | 53
2030/31 | 145.25 | 48.25 | 80
2030/31 | 145.75 | 48.25 | 63
2030/31 | 146.25 | 48.25 | 77
2030/31 | 146.75 | 48.25 | 68
2030/31 | 147.25 | 48.25 | 66
2030/31 | 147.75 | 48.25 | 74
2030/31 | 148.25 | 48.25 | 70
2030/31 | 148.75 | 48.25 | 64
2030/31 | 149.25 | 48.25 | 56
2030/31 | 149.75 | 48.25 | 76
2030/31 | 150.25 | 48.25 | 76
2030/31 | 150.75 | 48.25 | 71
2030/31 | 151.25 | 48.25 | 59
2030/31 | 151.75 | 48.25 | 60
2030/31 | 152.25 | 48.25 | 66
2030/31 | 152.75 | 48.25 | 56
2030/31 | 153.25 | 48.25 | 68
2030/31 | 153.75 | 48.25 | 57
2030/31 | 154.25 | 48.25 | 69
2030/31 | 154.75 | 48.25 | 53
2030/31 | 155.25 | 48.25 | 61
2030/31 | 155.75 | 48.25 | 55
2030/31 | 156.25 | 48.25 | 63
2030/31 | 156.75 | 48.25 | 57
2030/31 | 157.25 | 48.25 | 53
2030/31 | 157.75 | 48.25 | 55
2030/31 | 158.25 | 48.25 | 43
2030/31 | 158.75 | 48.25 | 61
2030/31 | 159.25 | 48.25 | 52
2030/31 | 159.75 | 48.25 | 52
2030/31 | 160.25 | 48.25 | 54
2030/31 | 160.75 | 48.25 | 55
2030/31 | 161.25 | 48.25 | 53
2030/31 | 161.75 | 48.25 | 43
2030/31 | 162.25 | 48.25 | 52
2030/31 | 162.75 | 48.25 | 50
2030/31 | 163.25 | 48.25 | 53
2030/31 | 163.75 | 48.25 | 37
2030/31 | 164.25 | 48.25 | 37
2030/31 | 164.75 | 48.25 | 43
2030/31 | 165.25 | 48.25 | 44
2030/31 | 165.75 | 48.25 | 47
2030/31 | 166.25 | 48.25 | 30
2030/31 | 166.75 | 48.25 | 40
2030/31 | 167.25 | 48.25 | 46
2030/31 | 167.75 | 48.25 | 40
2030/31 | 168.25 | 48.25 | 29
2030/31 | 168.75 | 48.25 | 38
2030/31 | 169.25 | 48.25 | 39
2030/31 | 169.75 | 48.25 | 40
2030/31 | 170.25 | 48.25 | 44
2030/31 | 170.75 | 48.25 | 43
2030/31 | 171.25 | 48.25 | 38
2030/31 | 171.75 | 48.25 | 23
2030/31 | 172.25 | 48.25 | 32
2030/31 | 172.75 | 48.25 | 39
2030/31 | 173.25 | 48.25 | 40
2030/31 | 173.75 | 48.25 | 40
2030/31 | 174.25 | 48.25 | 40
2030/31 | 174.75 | 48.25 | 35
2030/31 | 175.25 | 48.25 | 27
2030/31 | 175.75 | 48.25 | 28
2030/31 | 176.25 | 48.25 | 30
2030/31 | 176.75 | 48.25 | 38
2030/31 | 177.25 | 48.25 | 35
2030/31 | 177.75 | 48.25 | 31
2030/31 | 178.25 | 48.25 | 43
2030/31 | 178.75 | 48.25 | 26
2030/31 | 179.25 | 48.25 | 36
2030/31 | 179.75 | 48.25 | 31
2030/31 | 180.25 | 48.25 | 31
2030/31 | 180.75 | 48.25 | 28
2030/31 | 181.25 | 48.25 | 32
2030/31 | 181.75 | 48.25 | 28
2030/31 | 182.25 | 48.25 | 25
2030/31 | 182.75 | 48.25 | 31
2030/31 | 183.25 | 48.25 | 35
2030/31 | 183.75 | 48.25 | 24
2030/31 | 184.25 | 48.25 | 36
2030/31 | 184.75 | 48.25 | 30
2030/31 | 185.25 | 48.25 | 32
2030/31 | 185.75 | 48.25 | 25
2030/31 | 186.25 | 48.25 | 24
2030/31 | 186.75 | 48.25 | 22
2030/31 | 187.25 | 48.25 | 20
2030/31 | 187.75 | 48.25 | 26
2030/31 | 188.25 | 48.25 | 22
2030/31 | 188.75 | 48.25 | 20
2030/31 | 189.25 | 48.25 | 21
2030/31 | 189.75 | 48.25 | 22
2030/31 | 190.25 | 48.25 | 17
2030/31 | 190.75 | 48.25 | 18
2030/31 | 191.25 | 48.25 | 19
2030/31 | 191.75 | 48.25 | 30
2030/31 | 192.25 | 48.25 | 23
2030/31 | 192.75 | 48.25 | 15
2030/31 | 193.25 | 48.25 | 15
2030/31 | 193.75 | 48.25 | 18
2030/31 | 194.25 | 48.25 | 25
2030/31 | 194.75 | 48.25 | 21
2030/31 | 195.25 | 48.25 | 14
2030/31 | 195.75 | 48.25 | 16
2030/31 | 196.25 | 48.25 | 17
2030/31 | 196.75 | 48.25 | 22
2030/31 | 197.25 | 48.25 | 20
2030/31 | 197.75 | 48.25 | 18
2030/31 | 198.25 | 48.25 | 18
2030/31 | 198.75 | 48.25 | 19
2030/31 | 199.25 | 48.25 | 19
2030/31 | 199.75 | 48.25 | 17
2030/31 | 200.25 | 48.25 | 18
2030/31 | 200.75 | 48.25 | 11
2030/31 | 201.25 | 48.25 | 16
2030/31 | 201.75 | 48.25 | 8
2030/31 | 202.25 | 48.25 | 21
2030/31 | 202.75 | 48.25 | 17
2030/31 | 203.25 | 48.25 | 16
2030/31 | 203.75 | 48.25 | 17
2030/31 | 204.25 | 48.25 | 13
2030/31 | 204.75 | 48.25 | 16
2030/31 | 205.25 | 48.25 | 16
2030/31 | 205.75 | 48.25 | 20
2030/31 | 206.25 | 48.25 | 14
2030/31 | 206.75 | 48.25 | 16
2030/31 | 207.25 | 48.25 | 14
2030/31 | 207.75 | 48.25 | 10
2030/31 | 208.25 | 48.25 | 10
2030/31 | 208.75 | 48.25 | 13
2030/31 | 209.25 | 48.25 | 12
2030/31 | 209.75 | 48.25 | 11
2030/31 | 210.25 | 48.25 | 10
2030/31 | 210.75 | 48.25 | 5
2030/31 | 211.25 | 48.25 | 13
2030/31 | 211.75 | 48.25 | 12
2030/31 | 212.25 | 48.25 | 11
2030/31 | 212.75 | 48.25 | 5
2030/31 | 213.25 | 48.25 | 6
2030/31 | 213.75 | 48.25 | 13
2030/31 | 214.25 | 48.25 | 3
2030/31 | 214.75 | 48.25 | 3
2030/31 | 215.25 | 48.25 | 6
2030/31 | 215.75 | 48.25 | 6
2030/31 | 216.25 | 48.25 | 12
2030/31 | 216.75 | 48.25 | 5
2030/31 | 217.25 | 48.25 | 7
2030/31 | 217.75 | 48.25 | 6
2030/31 | 218.25 | 48.25 | 5
2030/31 | 218.75 | 48.25 | 18
2030/31 | 219.25 | 48.25 | 12
2030/31 | 219.75 | 48.25 | 8
2030/31 | 220.25 | 48.25 | 8
2030/31 | 220.75 | 48.25 | 6
2030/31 | 221.25 | 48.25 | 8
2030/31 | 221.75 | 48.25 | 9
2030/31 | 222.25 | 48.25 | 4
2030/31 | 222.75 | 48.25 | 7
2030/31 | 223.25 | 48.25 | 8
2030/31 | 223.75 | 48.25 | 4
2030/31 | 224.25 | 48.25 | 6
2030/31 | 224.75 | 48.25 | 8
2030/31 | 225.25 | 48.25 | 3
2030/31 | 225.75 | 48.25 | 8
2030/31 | 226.25 | 48.25 | 4
2030/31 | 226.75 | 48.25 | 4
2030/31 | 227.25 | 48.25 | 6
2030/31 | 227.75 | 48.25 | 7
2030/31 | 228.25 | 48.25 | 2
2030/31 | 228.75 | 48.25 | 7
2030/31 | 229.25 | 48.25 | 2
2030/31 | 229.75 | 48.25 | 5
2030/31 | 230.25 | 48.25 | 5
2030/31 | 230.75 | 48.25 | 5
2030/31 | 231.25 | 48.25 | 4
2030/31 | 231.75 | 48.25 | 5
2030/31 | 232.25 | 48.25 | 8
2030/31 | 232.75 | 48.25 | 2
2030/31 | 233.25 | 48.25 | 5
2030/31 | 233.75 | 48.25 | 3
2030/31 | 234.25 | 48.25 | 7
2030/31 | 234.75 | 48.25 | 5
2030/31 | 235.25 | 48.25 | 2
2030/31 | 235.75 | 48.25 | 2
2030/31 | 236.25 | 48.25 | 6
2030/31 | 236.75 | 48.25 | 3
2030/31 | 237.25 | 48.25 | 3
2030/31 | 237.75 | 48.25 | 1
2030/31 | 238.25 | 48.25 | 4
2030/31 | 239.25 | 48.25 | 3
2030/31 | 239.75 | 48.25 | 2
2030/31 | 240.25 | 48.25 | 3
2030/31 | 241.25 | 48.25 | 2
2030/31 | 241.75 | 48.25 | 3
2030/31 | 242.25 | 48.25 | 2
2030/31 | 242.75 | 48.25 | 2
2030/31 | 243.25 | 48.25 | 2
2030/31 | 243.75 | 48.25 | 2
2030/31 | 244.25 | 48.25 | 2
2030/31 | 244.75 | 48.25 | 4
2030/31 | 245.25 | 48.25 | 2
2030/31 | 245.75 | 48.25 | 1
2030/31 | 246.25 | 48.25 | 4
2030/31 | 246.75 | 48.25 | 1
2030/31 | 247.25 | 48.25 | 2
2030/31 | 248.75 | 48.25 | 1
2030/31 | 249.25 | 48.25 | 1
2030/31 | 250.25 | 48.25 | 3
2030/31 | 250.75 | 48.25 | 2
2030/31 | 251.25 | 48.25 | 2
2030/31 | 251.75 | 48.25 | 1
2030/31 | 252.25 | 48.25 | 2
2030/31 | 253.25 | 48.25 | 2
2030/31 | 253.75 | 48.25 | 3
2030/31 | 254.25 | 48.25 | 2
2030/31 | 254.75 | 48.25 | 2
2030/31 | 255.25 | 48.25 | 2
2030/31 | 255.75 | 48.25 | 2
2030/31 | 256.75 | 48.25 | 1
2030/31 | 257.25 | 48.25 | 1
2030/31 | 260.75 | 48.25 | 3
2030/31 | 261.25 | 48.25 | 4
2030/31 | 262.75 | 48.25 | 2
2030/31 | 264.75 | 48.25 | 1
2030/31 | 266.25 | 48.25 | 1
2030/31 | 266.75 | 48.25 | 1
2030/31 | 267.25 | 48.25 | 1
2030/31 | 269.25 | 48.25 | 2
2030/31 | 273.75 | 48.25 | 1
2030/31 | 277.75 | 48.25 | 1
2030/31 | 279.25 | 48.25 | 1
2030/31 | 280.25 | 48.25 | 1
2030/31 | 288.75 | 48.25 | 1
2030/31 | 292.25 | 48.25 | 1
2030/31 | 294.75 | 48.25 | 1
2030/31 | 299.25 | 48.25 | 1
2030/31 | 301.25 | 48.25 | 1
2030/31 | 319.75 | 48.25 | 1
2030/31 | 335.75 | 48.25 | 1
2030/31 | 69.75 | 48.75 | 1
2030/31 | 71.25 | 48.75 | 1
2030/31 | 72.25 | 48.75 | 1
2030/31 | 72.75 | 48.75 | 1
2030/31 | 73.75 | 48.75 | 1
2030/31 | 74.25 | 48.75 | 2
2030/31 | 74.75 | 48.75 | 3
2030/31 | 75.25 | 48.75 | 2
2030/31 | 75.75 | 48.75 | 2
2030/31 | 76.25 | 48.75 | 1
2030/31 | 76.75 | 48.75 | 2
2030/31 | 77.25 | 48.75 | 7
2030/31 | 77.75 | 48.75 | 5
2030/31 | 78.25 | 48.75 | 4
2030/31 | 78.75 | 48.75 | 6
2030/31 | 79.25 | 48.75 | 6
2030/31 | 79.75 | 48.75 | 13
2030/31 | 80.25 | 48.75 | 13
2030/31 | 80.75 | 48.75 | 6
2030/31 | 81.25 | 48.75 | 15
2030/31 | 81.75 | 48.75 | 15
2030/31 | 82.25 | 48.75 | 11
2030/31 | 82.75 | 48.75 | 18
2030/31 | 83.25 | 48.75 | 24
2030/31 | 83.75 | 48.75 | 22
2030/31 | 84.25 | 48.75 | 29
2030/31 | 84.75 | 48.75 | 24
2030/31 | 85.25 | 48.75 | 30
2030/31 | 85.75 | 48.75 | 24
2030/31 | 86.25 | 48.75 | 42
2030/31 | 86.75 | 48.75 | 31
2030/31 | 87.25 | 48.75 | 45
2030/31 | 87.75 | 48.75 | 46
2030/31 | 88.25 | 48.75 | 50
2030/31 | 88.75 | 48.75 | 49
2030/31 | 89.25 | 48.75 | 52
2030/31 | 89.75 | 48.75 | 61
2030/31 | 90.25 | 48.75 | 63
2030/31 | 90.75 | 48.75 | 69
2030/31 | 91.25 | 48.75 | 86
2030/31 | 91.75 | 48.75 | 88
2030/31 | 92.25 | 48.75 | 61
2030/31 | 92.75 | 48.75 | 78
2030/31 | 93.25 | 48.75 | 96
2030/31 | 93.75 | 48.75 | 77
2030/31 | 94.25 | 48.75 | 94
2030/31 | 94.75 | 48.75 | 79
2030/31 | 95.25 | 48.75 | 94
2030/31 | 95.75 | 48.75 | 127
2030/31 | 96.25 | 48.75 | 106
2030/31 | 96.75 | 48.75 | 98
2030/31 | 97.25 | 48.75 | 87
2030/31 | 97.75 | 48.75 | 130
2030/31 | 98.25 | 48.75 | 129
2030/31 | 98.75 | 48.75 | 137
2030/31 | 99.25 | 48.75 | 121
2030/31 | 99.75 | 48.75 | 109
2030/31 | 100.25 | 48.75 | 122
2030/31 | 100.75 | 48.75 | 132
2030/31 | 101.25 | 48.75 | 131
2030/31 | 101.75 | 48.75 | 122
2030/31 | 102.25 | 48.75 | 144
2030/31 | 102.75 | 48.75 | 125
2030/31 | 103.25 | 48.75 | 141
2030/31 | 103.75 | 48.75 | 130
2030/31 | 104.25 | 48.75 | 126
2030/31 | 104.75 | 48.75 | 135
2030/31 | 105.25 | 48.75 | 143
2030/31 | 105.75 | 48.75 | 140
2030/31 | 106.25 | 48.75 | 154
2030/31 | 106.75 | 48.75 | 137
2030/31 | 107.25 | 48.75 | 167
2030/31 | 107.75 | 48.75 | 156
2030/31 | 108.25 | 48.75 | 148
2030/31 | 108.75 | 48.75 | 143
2030/31 | 109.25 | 48.75 | 122
2030/31 | 109.75 | 48.75 | 147
2030/31 | 110.25 | 48.75 | 141
2030/31 | 110.75 | 48.75 | 152
2030/31 | 111.25 | 48.75 | 128
2030/31 | 111.75 | 48.75 | 167
2030/31 | 112.25 | 48.75 | 152
2030/31 | 112.75 | 48.75 | 141
2030/31 | 113.25 | 48.75 | 146
2030/31 | 113.75 | 48.75 | 168
2030/31 | 114.25 | 48.75 | 148
2030/31 | 114.75 | 48.75 | 150
2030/31 | 115.25 | 48.75 | 149
2030/31 | 115.75 | 48.75 | 151
2030/31 | 116.25 | 48.75 | 159
2030/31 | 116.75 | 48.75 | 149
2030/31 | 117.25 | 48.75 | 153
2030/31 | 117.75 | 48.75 | 145
2030/31 | 118.25 | 48.75 | 119
2030/31 | 118.75 | 48.75 | 127
2030/31 | 119.25 | 48.75 | 131
2030/31 | 119.75 | 48.75 | 162
2030/31 | 120.25 | 48.75 | 136
2030/31 | 120.75 | 48.75 | 141
2030/31 | 121.25 | 48.75 | 151
2030/31 | 121.75 | 48.75 | 131
2030/31 | 122.25 | 48.75 | 125
2030/31 | 122.75 | 48.75 | 129
2030/31 | 123.25 | 48.75 | 114
2030/31 | 123.75 | 48.75 | 132
2030/31 | 124.25 | 48.75 | 131
2030/31 | 124.75 | 48.75 | 127
2030/31 | 125.25 | 48.75 | 127
2030/31 | 125.75 | 48.75 | 134
2030/31 | 126.25 | 48.75 | 134
2030/31 | 126.75 | 48.75 | 102
2030/31 | 127.25 | 48.75 | 124
2030/31 | 127.75 | 48.75 | 125
2030/31 | 128.25 | 48.75 | 108
2030/31 | 128.75 | 48.75 | 129
2030/31 | 129.25 | 48.75 | 98
2030/31 | 129.75 | 48.75 | 124
2030/31 | 130.25 | 48.75 | 124
2030/31 | 130.75 | 48.75 | 110
2030/31 | 131.25 | 48.75 | 134
2030/31 | 131.75 | 48.75 | 124
2030/31 | 132.25 | 48.75 | 141
2030/31 | 132.75 | 48.75 | 119
2030/31 | 133.25 | 48.75 | 128
2030/31 | 133.75 | 48.75 | 93
2030/31 | 134.25 | 48.75 | 126
2030/31 | 134.75 | 48.75 | 104
2030/31 | 135.25 | 48.75 | 95
2030/31 | 135.75 | 48.75 | 104
2030/31 | 136.25 | 48.75 | 114
2030/31 | 136.75 | 48.75 | 94
2030/31 | 137.25 | 48.75 | 93
2030/31 | 137.75 | 48.75 | 120
2030/31 | 138.25 | 48.75 | 92
2030/31 | 138.75 | 48.75 | 89
2030/31 | 139.25 | 48.75 | 104
2030/31 | 139.75 | 48.75 | 106
2030/31 | 140.25 | 48.75 | 97
2030/31 | 140.75 | 48.75 | 91
2030/31 | 141.25 | 48.75 | 98
2030/31 | 141.75 | 48.75 | 89
2030/31 | 142.25 | 48.75 | 83
2030/31 | 142.75 | 48.75 | 93
2030/31 | 143.25 | 48.75 | 89
2030/31 | 143.75 | 48.75 | 92
2030/31 | 144.25 | 48.75 | 77
2030/31 | 144.75 | 48.75 | 64
2030/31 | 145.25 | 48.75 | 80
2030/31 | 145.75 | 48.75 | 76
2030/31 | 146.25 | 48.75 | 82
2030/31 | 146.75 | 48.75 | 88
2030/31 | 147.25 | 48.75 | 64
2030/31 | 147.75 | 48.75 | 70
2030/31 | 148.25 | 48.75 | 74
2030/31 | 148.75 | 48.75 | 72
2030/31 | 149.25 | 48.75 | 69
2030/31 | 149.75 | 48.75 | 77
2030/31 | 150.25 | 48.75 | 81
2030/31 | 150.75 | 48.75 | 72
2030/31 | 151.25 | 48.75 | 74
2030/31 | 151.75 | 48.75 | 54
2030/31 | 152.25 | 48.75 | 64
2030/31 | 152.75 | 48.75 | 78
2030/31 | 153.25 | 48.75 | 66
2030/31 | 153.75 | 48.75 | 61
2030/31 | 154.25 | 48.75 | 73
2030/31 | 154.75 | 48.75 | 55
2030/31 | 155.25 | 48.75 | 62
2030/31 | 155.75 | 48.75 | 59
2030/31 | 156.25 | 48.75 | 55
2030/31 | 156.75 | 48.75 | 67
2030/31 | 157.25 | 48.75 | 54
2030/31 | 157.75 | 48.75 | 64
2030/31 | 158.25 | 48.75 | 57
2030/31 | 158.75 | 48.75 | 58
2030/31 | 159.25 | 48.75 | 65
2030/31 | 159.75 | 48.75 | 56
2030/31 | 160.25 | 48.75 | 49
2030/31 | 160.75 | 48.75 | 56
2030/31 | 161.25 | 48.75 | 49
2030/31 | 161.75 | 48.75 | 46
2030/31 | 162.25 | 48.75 | 49
2030/31 | 162.75 | 48.75 | 54
2030/31 | 163.25 | 48.75 | 51
2030/31 | 163.75 | 48.75 | 53
2030/31 | 164.25 | 48.75 | 47
2030/31 | 164.75 | 48.75 | 51
2030/31 | 165.25 | 48.75 | 46
2030/31 | 165.75 | 48.75 | 36
2030/31 | 166.25 | 48.75 | 46
2030/31 | 166.75 | 48.75 | 49
2030/31 | 167.25 | 48.75 | 35
2030/31 | 167.75 | 48.75 | 37
2030/31 | 168.25 | 48.75 | 37
2030/31 | 168.75 | 48.75 | 34
2030/31 | 169.25 | 48.75 | 48
2030/31 | 169.75 | 48.75 | 39
2030/31 | 170.25 | 48.75 | 45
2030/31 | 170.75 | 48.75 | 47
2030/31 | 171.25 | 48.75 | 49
2030/31 | 171.75 | 48.75 | 35
2030/31 | 172.25 | 48.75 | 32
2030/31 | 172.75 | 48.75 | 44
2030/31 | 173.25 | 48.75 | 35
2030/31 | 173.75 | 48.75 | 41
2030/31 | 174.25 | 48.75 | 41
2030/31 | 174.75 | 48.75 | 30
2030/31 | 175.25 | 48.75 | 36
2030/31 | 175.75 | 48.75 | 36
2030/31 | 176.25 | 48.75 | 40
2030/31 | 176.75 | 48.75 | 43
2030/31 | 177.25 | 48.75 | 34
2030/31 | 177.75 | 48.75 | 23
2030/31 | 178.25 | 48.75 | 39
2030/31 | 178.75 | 48.75 | 37
2030/31 | 179.25 | 48.75 | 28
2030/31 | 179.75 | 48.75 | 32
2030/31 | 180.25 | 48.75 | 25
2030/31 | 180.75 | 48.75 | 25
2030/31 | 181.25 | 48.75 | 27
2030/31 | 181.75 | 48.75 | 37
2030/31 | 182.25 | 48.75 | 26
2030/31 | 182.75 | 48.75 | 23
2030/31 | 183.25 | 48.75 | 32
2030/31 | 183.75 | 48.75 | 41
2030/31 | 184.25 | 48.75 | 43
2030/31 | 184.75 | 48.75 | 31
2030/31 | 185.25 | 48.75 | 31
2030/31 | 185.75 | 48.75 | 22
2030/31 | 186.25 | 48.75 | 26
2030/31 | 186.75 | 48.75 | 27
2030/31 | 187.25 | 48.75 | 30
2030/31 | 187.75 | 48.75 | 33
2030/31 | 188.25 | 48.75 | 24
2030/31 | 188.75 | 48.75 | 19
2030/31 | 189.25 | 48.75 | 27
2030/31 | 189.75 | 48.75 | 24
2030/31 | 190.25 | 48.75 | 24
2030/31 | 190.75 | 48.75 | 25
2030/31 | 191.25 | 48.75 | 28
2030/31 | 191.75 | 48.75 | 22
2030/31 | 192.25 | 48.75 | 26
2030/31 | 192.75 | 48.75 | 29
2030/31 | 193.25 | 48.75 | 22
2030/31 | 193.75 | 48.75 | 24
2030/31 | 194.25 | 48.75 | 14
2030/31 | 194.75 | 48.75 | 19
2030/31 | 195.25 | 48.75 | 23
2030/31 | 195.75 | 48.75 | 28
2030/31 | 196.25 | 48.75 | 15
2030/31 | 196.75 | 48.75 | 19
2030/31 | 197.25 | 48.75 | 18
2030/31 | 197.75 | 48.75 | 29
2030/31 | 198.25 | 48.75 | 15
2030/31 | 198.75 | 48.75 | 23
2030/31 | 199.25 | 48.75 | 18
2030/31 | 199.75 | 48.75 | 13
2030/31 | 200.25 | 48.75 | 19
2030/31 | 200.75 | 48.75 | 16
2030/31 | 201.25 | 48.75 | 12
2030/31 | 201.75 | 48.75 | 20
2030/31 | 202.25 | 48.75 | 16
2030/31 | 202.75 | 48.75 | 14
2030/31 | 203.25 | 48.75 | 22
2030/31 | 203.75 | 48.75 | 18
2030/31 | 204.25 | 48.75 | 15
2030/31 | 204.75 | 48.75 | 22
2030/31 | 205.25 | 48.75 | 14
2030/31 | 205.75 | 48.75 | 16
2030/31 | 206.25 | 48.75 | 15
2030/31 | 206.75 | 48.75 | 7
2030/31 | 207.25 | 48.75 | 16
2030/31 | 207.75 | 48.75 | 13
2030/31 | 208.25 | 48.75 | 17
2030/31 | 208.75 | 48.75 | 11
2030/31 | 209.25 | 48.75 | 14
2030/31 | 209.75 | 48.75 | 10
2030/31 | 210.25 | 48.75 | 16
2030/31 | 210.75 | 48.75 | 17
2030/31 | 211.25 | 48.75 | 17
2030/31 | 211.75 | 48.75 | 11
2030/31 | 212.25 | 48.75 | 7
2030/31 | 212.75 | 48.75 | 8
2030/31 | 213.25 | 48.75 | 10
2030/31 | 213.75 | 48.75 | 13
2030/31 | 214.25 | 48.75 | 14
2030/31 | 214.75 | 48.75 | 12
2030/31 | 215.25 | 48.75 | 10
2030/31 | 215.75 | 48.75 | 10
2030/31 | 216.25 | 48.75 | 12
2030/31 | 216.75 | 48.75 | 10
2030/31 | 217.25 | 48.75 | 12
2030/31 | 217.75 | 48.75 | 4
2030/31 | 218.25 | 48.75 | 12
2030/31 | 218.75 | 48.75 | 10
2030/31 | 219.25 | 48.75 | 7
2030/31 | 219.75 | 48.75 | 6
2030/31 | 220.25 | 48.75 | 7
2030/31 | 220.75 | 48.75 | 9
2030/31 | 221.25 | 48.75 | 13
2030/31 | 221.75 | 48.75 | 9
2030/31 | 222.25 | 48.75 | 5
2030/31 | 222.75 | 48.75 | 12
2030/31 | 223.25 | 48.75 | 7
2030/31 | 223.75 | 48.75 | 7
2030/31 | 224.25 | 48.75 | 5
2030/31 | 224.75 | 48.75 | 3
2030/31 | 225.25 | 48.75 | 10
2030/31 | 225.75 | 48.75 | 9
2030/31 | 226.25 | 48.75 | 9
2030/31 | 226.75 | 48.75 | 4
2030/31 | 227.25 | 48.75 | 5
2030/31 | 227.75 | 48.75 | 4
2030/31 | 228.25 | 48.75 | 5
2030/31 | 228.75 | 48.75 | 3
2030/31 | 229.25 | 48.75 | 1
2030/31 | 229.75 | 48.75 | 6
2030/31 | 230.25 | 48.75 | 5
2030/31 | 230.75 | 48.75 | 6
2030/31 | 231.25 | 48.75 | 4
2030/31 | 231.75 | 48.75 | 1
2030/31 | 232.25 | 48.75 | 4
2030/31 | 232.75 | 48.75 | 8
2030/31 | 233.25 | 48.75 | 4
2030/31 | 233.75 | 48.75 | 3
2030/31 | 234.25 | 48.75 | 4
2030/31 | 234.75 | 48.75 | 1
2030/31 | 235.25 | 48.75 | 4
2030/31 | 235.75 | 48.75 | 5
2030/31 | 236.25 | 48.75 | 3
2030/31 | 236.75 | 48.75 | 3
2030/31 | 237.25 | 48.75 | 2
2030/31 | 237.75 | 48.75 | 4
2030/31 | 238.25 | 48.75 | 1
2030/31 | 238.75 | 48.75 | 7
2030/31 | 239.25 | 48.75 | 3
2030/31 | 239.75 | 48.75 | 3
2030/31 | 240.25 | 48.75 | 1
2030/31 | 240.75 | 48.75 | 2
2030/31 | 241.25 | 48.75 | 2
2030/31 | 241.75 | 48.75 | 1
2030/31 | 242.25 | 48.75 | 1
2030/31 | 242.75 | 48.75 | 3
2030/31 | 243.25 | 48.75 | 3
2030/31 | 243.75 | 48.75 | 1
2030/31 | 244.25 | 48.75 | 1
2030/31 | 244.75 | 48.75 | 1
2030/31 | 245.25 | 48.75 | 2
2030/31 | 246.25 | 48.75 | 2
2030/31 | 246.75 | 48.75 | 2
2030/31 | 247.25 | 48.75 | 2
2030/31 | 247.75 | 48.75 | 2
2030/31 | 248.25 | 48.75 | 1
2030/31 | 248.75 | 48.75 | 4
2030/31 | 249.75 | 48.75 | 1
2030/31 | 250.25 | 48.75 | 1
2030/31 | 250.75 | 48.75 | 1
2030/31 | 252.25 | 48.75 | 2
2030/31 | 253.75 | 48.75 | 1
2030/31 | 254.25 | 48.75 | 5
2030/31 | 254.75 | 48.75 | 4
2030/31 | 255.25 | 48.75 | 1
2030/31 | 255.75 | 48.75 | 1
2030/31 | 256.75 | 48.75 | 1
2030/31 | 257.75 | 48.75 | 2
2030/31 | 259.25 | 48.75 | 1
2030/31 | 259.75 | 48.75 | 1
2030/31 | 260.25 | 48.75 | 2
2030/31 | 261.25 | 48.75 | 1
2030/31 | 261.75 | 48.75 | 1
2030/31 | 263.25 | 48.75 | 1
2030/31 | 263.75 | 48.75 | 1
2030/31 | 266.75 | 48.75 | 1
2030/31 | 267.25 | 48.75 | 1
2030/31 | 269.75 | 48.75 | 1
2030/31 | 275.25 | 48.75 | 1
2030/31 | 279.25 | 48.75 | 1
2030/31 | 281.25 | 48.75 | 1
2030/31 | 288.25 | 48.75 | 1
2030/31 | 294.25 | 48.75 | 1
2030/31 | 356.25 | 48.75 | 1
2030/31 | 71.75 | 49.25 | 2
2030/31 | 72.25 | 49.25 | 1
2030/31 | 72.75 | 49.25 | 1
2030/31 | 74.25 | 49.25 | 1
2030/31 | 74.75 | 49.25 | 2
2030/31 | 75.25 | 49.25 | 1
2030/31 | 75.75 | 49.25 | 5
2030/31 | 76.25 | 49.25 | 2
2030/31 | 76.75 | 49.25 | 3
2030/31 | 77.25 | 49.25 | 5
2030/31 | 77.75 | 49.25 | 5
2030/31 | 78.25 | 49.25 | 2
2030/31 | 78.75 | 49.25 | 5
2030/31 | 79.25 | 49.25 | 5
2030/31 | 79.75 | 49.25 | 7
2030/31 | 80.25 | 49.25 | 7
2030/31 | 80.75 | 49.25 | 10
2030/31 | 81.25 | 49.25 | 8
2030/31 | 81.75 | 49.25 | 15
2030/31 | 82.25 | 49.25 | 16
2030/31 | 82.75 | 49.25 | 19
2030/31 | 83.25 | 49.25 | 19
2030/31 | 83.75 | 49.25 | 29
2030/31 | 84.25 | 49.25 | 27
2030/31 | 84.75 | 49.25 | 22
2030/31 | 85.25 | 49.25 | 27
2030/31 | 85.75 | 49.25 | 44
2030/31 | 86.25 | 49.25 | 34
2030/31 | 86.75 | 49.25 | 47
2030/31 | 87.25 | 49.25 | 50
2030/31 | 87.75 | 49.25 | 54
2030/31 | 88.25 | 49.25 | 47
2030/31 | 88.75 | 49.25 | 48
2030/31 | 89.25 | 49.25 | 59
2030/31 | 89.75 | 49.25 | 61
2030/31 | 90.25 | 49.25 | 73
2030/31 | 90.75 | 49.25 | 62
2030/31 | 91.25 | 49.25 | 74
2030/31 | 91.75 | 49.25 | 71
2030/31 | 92.25 | 49.25 | 70
2030/31 | 92.75 | 49.25 | 98
2030/31 | 93.25 | 49.25 | 81
2030/31 | 93.75 | 49.25 | 79
2030/31 | 94.25 | 49.25 | 96
2030/31 | 94.75 | 49.25 | 103
2030/31 | 95.25 | 49.25 | 104
2030/31 | 95.75 | 49.25 | 103
2030/31 | 96.25 | 49.25 | 113
2030/31 | 96.75 | 49.25 | 112
2030/31 | 97.25 | 49.25 | 120
2030/31 | 97.75 | 49.25 | 113
2030/31 | 98.25 | 49.25 | 108
2030/31 | 98.75 | 49.25 | 121
2030/31 | 99.25 | 49.25 | 118
2030/31 | 99.75 | 49.25 | 120
2030/31 | 100.25 | 49.25 | 111
2030/31 | 100.75 | 49.25 | 132
2030/31 | 101.25 | 49.25 | 109
2030/31 | 101.75 | 49.25 | 118
2030/31 | 102.25 | 49.25 | 129
2030/31 | 102.75 | 49.25 | 130
2030/31 | 103.25 | 49.25 | 124
2030/31 | 103.75 | 49.25 | 121
2030/31 | 104.25 | 49.25 | 138
2030/31 | 104.75 | 49.25 | 144
2030/31 | 105.25 | 49.25 | 148
2030/31 | 105.75 | 49.25 | 134
2030/31 | 106.25 | 49.25 | 153
2030/31 | 106.75 | 49.25 | 135
2030/31 | 107.25 | 49.25 | 167
2030/31 | 107.75 | 49.25 | 157
2030/31 | 108.25 | 49.25 | 140
2030/31 | 108.75 | 49.25 | 152
2030/31 | 109.25 | 49.25 | 129
2030/31 | 109.75 | 49.25 | 137
2030/31 | 110.25 | 49.25 | 165
2030/31 | 110.75 | 49.25 | 148
2030/31 | 111.25 | 49.25 | 140
2030/31 | 111.75 | 49.25 | 153
2030/31 | 112.25 | 49.25 | 139
2030/31 | 112.75 | 49.25 | 146
2030/31 | 113.25 | 49.25 | 170
2030/31 | 113.75 | 49.25 | 153
2030/31 | 114.25 | 49.25 | 152
2030/31 | 114.75 | 49.25 | 133
2030/31 | 115.25 | 49.25 | 123
2030/31 | 115.75 | 49.25 | 146
2030/31 | 116.25 | 49.25 | 131
2030/31 | 116.75 | 49.25 | 148
2030/31 | 117.25 | 49.25 | 152
2030/31 | 117.75 | 49.25 | 153
2030/31 | 118.25 | 49.25 | 135
2030/31 | 118.75 | 49.25 | 157
2030/31 | 119.25 | 49.25 | 120
2030/31 | 119.75 | 49.25 | 132
2030/31 | 120.25 | 49.25 | 139
2030/31 | 120.75 | 49.25 | 140
2030/31 | 121.25 | 49.25 | 149
2030/31 | 121.75 | 49.25 | 115
2030/31 | 122.25 | 49.25 | 134
2030/31 | 122.75 | 49.25 | 149
2030/31 | 123.25 | 49.25 | 129
2030/31 | 123.75 | 49.25 | 154
2030/31 | 124.25 | 49.25 | 124
2030/31 | 124.75 | 49.25 | 126
2030/31 | 125.25 | 49.25 | 150
2030/31 | 125.75 | 49.25 | 137
2030/31 | 126.25 | 49.25 | 138
2030/31 | 126.75 | 49.25 | 125
2030/31 | 127.25 | 49.25 | 137
2030/31 | 127.75 | 49.25 | 120
2030/31 | 128.25 | 49.25 | 130
2030/31 | 128.75 | 49.25 | 120
2030/31 | 129.25 | 49.25 | 132
2030/31 | 129.75 | 49.25 | 126
2030/31 | 130.25 | 49.25 | 120
2030/31 | 130.75 | 49.25 | 97
2030/31 | 131.25 | 49.25 | 116
2030/31 | 131.75 | 49.25 | 137
2030/31 | 132.25 | 49.25 | 121
2030/31 | 132.75 | 49.25 | 98
2030/31 | 133.25 | 49.25 | 106
2030/31 | 133.75 | 49.25 | 118
2030/31 | 134.25 | 49.25 | 106
2030/31 | 134.75 | 49.25 | 112
2030/31 | 135.25 | 49.25 | 109
2030/31 | 135.75 | 49.25 | 126
2030/31 | 136.25 | 49.25 | 118
2030/31 | 136.75 | 49.25 | 107
2030/31 | 137.25 | 49.25 | 120
2030/31 | 137.75 | 49.25 | 108
2030/31 | 138.25 | 49.25 | 105
2030/31 | 138.75 | 49.25 | 118
2030/31 | 139.25 | 49.25 | 84
2030/31 | 139.75 | 49.25 | 95
2030/31 | 140.25 | 49.25 | 103
2030/31 | 140.75 | 49.25 | 96
2030/31 | 141.25 | 49.25 | 87
2030/31 | 141.75 | 49.25 | 107
2030/31 | 142.25 | 49.25 | 108
2030/31 | 142.75 | 49.25 | 99
2030/31 | 143.25 | 49.25 | 90
2030/31 | 143.75 | 49.25 | 81
2030/31 | 144.25 | 49.25 | 93
2030/31 | 144.75 | 49.25 | 79
2030/31 | 145.25 | 49.25 | 78
2030/31 | 145.75 | 49.25 | 82
2030/31 | 146.25 | 49.25 | 72
2030/31 | 146.75 | 49.25 | 96
2030/31 | 147.25 | 49.25 | 87
2030/31 | 147.75 | 49.25 | 80
2030/31 | 148.25 | 49.25 | 69
2030/31 | 148.75 | 49.25 | 92
2030/31 | 149.25 | 49.25 | 57
2030/31 | 149.75 | 49.25 | 84
2030/31 | 150.25 | 49.25 | 63
2030/31 | 150.75 | 49.25 | 78
2030/31 | 151.25 | 49.25 | 68
2030/31 | 151.75 | 49.25 | 65
2030/31 | 152.25 | 49.25 | 65
2030/31 | 152.75 | 49.25 | 55
2030/31 | 153.25 | 49.25 | 80
2030/31 | 153.75 | 49.25 | 69
2030/31 | 154.25 | 49.25 | 58
2030/31 | 154.75 | 49.25 | 57
2030/31 | 155.25 | 49.25 | 60
2030/31 | 155.75 | 49.25 | 69
2030/31 | 156.25 | 49.25 | 76
2030/31 | 156.75 | 49.25 | 74
2030/31 | 157.25 | 49.25 | 45
2030/31 | 157.75 | 49.25 | 55
2030/31 | 158.25 | 49.25 | 78
2030/31 | 158.75 | 49.25 | 51
2030/31 | 159.25 | 49.25 | 52
2030/31 | 159.75 | 49.25 | 45
2030/31 | 160.25 | 49.25 | 48
2030/31 | 160.75 | 49.25 | 61
2030/31 | 161.25 | 49.25 | 57
2030/31 | 161.75 | 49.25 | 57
2030/31 | 162.25 | 49.25 | 61
2030/31 | 162.75 | 49.25 | 50
2030/31 | 163.25 | 49.25 | 44
2030/31 | 163.75 | 49.25 | 51
2030/31 | 164.25 | 49.25 | 37
2030/31 | 164.75 | 49.25 | 44
2030/31 | 165.25 | 49.25 | 47
2030/31 | 165.75 | 49.25 | 39
2030/31 | 166.25 | 49.25 | 34
2030/31 | 166.75 | 49.25 | 48
2030/31 | 167.25 | 49.25 | 39
2030/31 | 167.75 | 49.25 | 48
2030/31 | 168.25 | 49.25 | 43
2030/31 | 168.75 | 49.25 | 45
2030/31 | 169.25 | 49.25 | 43
2030/31 | 169.75 | 49.25 | 38
2030/31 | 170.25 | 49.25 | 36
2030/31 | 170.75 | 49.25 | 35
2030/31 | 171.25 | 49.25 | 38
2030/31 | 171.75 | 49.25 | 36
2030/31 | 172.25 | 49.25 | 34
2030/31 | 172.75 | 49.25 | 37
2030/31 | 173.25 | 49.25 | 39
2030/31 | 173.75 | 49.25 | 38
2030/31 | 174.25 | 49.25 | 37
2030/31 | 174.75 | 49.25 | 45
2030/31 | 175.25 | 49.25 | 36
2030/31 | 175.75 | 49.25 | 40
2030/31 | 176.25 | 49.25 | 35
2030/31 | 176.75 | 49.25 | 42
2030/31 | 177.25 | 49.25 | 43
2030/31 | 177.75 | 49.25 | 34
2030/31 | 178.25 | 49.25 | 41
2030/31 | 178.75 | 49.25 | 40
2030/31 | 179.25 | 49.25 | 38
2030/31 | 179.75 | 49.25 | 30
2030/31 | 180.25 | 49.25 | 39
2030/31 | 180.75 | 49.25 | 39
2030/31 | 181.25 | 49.25 | 36
2030/31 | 181.75 | 49.25 | 31
2030/31 | 182.25 | 49.25 | 24
2030/31 | 182.75 | 49.25 | 28
2030/31 | 183.25 | 49.25 | 35
2030/31 | 183.75 | 49.25 | 24
2030/31 | 184.25 | 49.25 | 30
2030/31 | 184.75 | 49.25 | 38
2030/31 | 185.25 | 49.25 | 37
2030/31 | 185.75 | 49.25 | 29
2030/31 | 186.25 | 49.25 | 31
2030/31 | 186.75 | 49.25 | 36
2030/31 | 187.25 | 49.25 | 39
2030/31 | 187.75 | 49.25 | 26
2030/31 | 188.25 | 49.25 | 24
2030/31 | 188.75 | 49.25 | 33
2030/31 | 189.25 | 49.25 | 24
2030/31 | 189.75 | 49.25 | 28
2030/31 | 190.25 | 49.25 | 29
2030/31 | 190.75 | 49.25 | 31
2030/31 | 191.25 | 49.25 | 32
2030/31 | 191.75 | 49.25 | 34
2030/31 | 192.25 | 49.25 | 22
2030/31 | 192.75 | 49.25 | 17
2030/31 | 193.25 | 49.25 | 18
2030/31 | 193.75 | 49.25 | 26
2030/31 | 194.25 | 49.25 | 18
2030/31 | 194.75 | 49.25 | 23
2030/31 | 195.25 | 49.25 | 18
2030/31 | 195.75 | 49.25 | 24
2030/31 | 196.25 | 49.25 | 19
2030/31 | 196.75 | 49.25 | 20
2030/31 | 197.25 | 49.25 | 24
2030/31 | 197.75 | 49.25 | 22
2030/31 | 198.25 | 49.25 | 13
2030/31 | 198.75 | 49.25 | 17
2030/31 | 199.25 | 49.25 | 18
2030/31 | 199.75 | 49.25 | 16
2030/31 | 200.25 | 49.25 | 15
2030/31 | 200.75 | 49.25 | 21
2030/31 | 201.25 | 49.25 | 25
2030/31 | 201.75 | 49.25 | 20
2030/31 | 202.25 | 49.25 | 15
2030/31 | 202.75 | 49.25 | 19
2030/31 | 203.25 | 49.25 | 12
2030/31 | 203.75 | 49.25 | 15
2030/31 | 204.25 | 49.25 | 16
2030/31 | 204.75 | 49.25 | 12
2030/31 | 205.25 | 49.25 | 14
2030/31 | 205.75 | 49.25 | 11
2030/31 | 206.25 | 49.25 | 19
2030/31 | 206.75 | 49.25 | 18
2030/31 | 207.25 | 49.25 | 23
2030/31 | 207.75 | 49.25 | 10
2030/31 | 208.25 | 49.25 | 20
2030/31 | 208.75 | 49.25 | 13
2030/31 | 209.25 | 49.25 | 13
2030/31 | 209.75 | 49.25 | 18
2030/31 | 210.25 | 49.25 | 15
2030/31 | 210.75 | 49.25 | 22
2030/31 | 211.25 | 49.25 | 11
2030/31 | 211.75 | 49.25 | 7
2030/31 | 212.25 | 49.25 | 14
2030/31 | 212.75 | 49.25 | 17
2030/31 | 213.25 | 49.25 | 9
2030/31 | 213.75 | 49.25 | 13
2030/31 | 214.25 | 49.25 | 11
2030/31 | 214.75 | 49.25 | 10
2030/31 | 215.25 | 49.25 | 15
2030/31 | 215.75 | 49.25 | 8
2030/31 | 216.25 | 49.25 | 13
2030/31 | 216.75 | 49.25 | 8
2030/31 | 217.25 | 49.25 | 7
2030/31 | 217.75 | 49.25 | 7
2030/31 | 218.25 | 49.25 | 10
2030/31 | 218.75 | 49.25 | 10
2030/31 | 219.25 | 49.25 | 9
2030/31 | 219.75 | 49.25 | 13
2030/31 | 220.25 | 49.25 | 11
2030/31 | 220.75 | 49.25 | 9
2030/31 | 221.25 | 49.25 | 4
2030/31 | 221.75 | 49.25 | 4
2030/31 | 222.25 | 49.25 | 5
2030/31 | 222.75 | 49.25 | 7
2030/31 | 223.25 | 49.25 | 6
2030/31 | 223.75 | 49.25 | 7
2030/31 | 224.25 | 49.25 | 11
2030/31 | 224.75 | 49.25 | 8
2030/31 | 225.25 | 49.25 | 1
2030/31 | 225.75 | 49.25 | 4
2030/31 | 226.25 | 49.25 | 8
2030/31 | 226.75 | 49.25 | 8
2030/31 | 227.25 | 49.25 | 7
2030/31 | 227.75 | 49.25 | 8
2030/31 | 228.25 | 49.25 | 5
2030/31 | 228.75 | 49.25 | 6
2030/31 | 229.25 | 49.25 | 7
2030/31 | 229.75 | 49.25 | 4
2030/31 | 230.25 | 49.25 | 2
2030/31 | 230.75 | 49.25 | 3
2030/31 | 231.25 | 49.25 | 5
2030/31 | 231.75 | 49.25 | 4
2030/31 | 232.25 | 49.25 | 2
2030/31 | 232.75 | 49.25 | 2
2030/31 | 233.25 | 49.25 | 5
2030/31 | 233.75 | 49.25 | 3
2030/31 | 234.25 | 49.25 | 5
2030/31 | 234.75 | 49.25 | 3
2030/31 | 235.25 | 49.25 | 5
2030/31 | 235.75 | 49.25 | 6
2030/31 | 236.25 | 49.25 | 5
2030/31 | 236.75 | 49.25 | 3
2030/31 | 237.25 | 49.25 | 4
2030/31 | 237.75 | 49.25 | 3
2030/31 | 238.25 | 49.25 | 4
2030/31 | 238.75 | 49.25 | 2
2030/31 | 239.25 | 49.25 | 2
2030/31 | 239.75 | 49.25 | 2
2030/31 | 240.25 | 49.25 | 3
2030/31 | 241.25 | 49.25 | 5
2030/31 | 241.75 | 49.25 | 5
2030/31 | 242.25 | 49.25 | 3
2030/31 | 242.75 | 49.25 | 3
2030/31 | 243.25 | 49.25 | 1
2030/31 | 244.75 | 49.25 | 2
2030/31 | 245.25 | 49.25 | 4
2030/31 | 245.75 | 49.25 | 1
2030/31 | 246.25 | 49.25 | 4
2030/31 | 246.75 | 49.25 | 3
2030/31 | 247.75 | 49.25 | 4
2030/31 | 248.25 | 49.25 | 3
2030/31 | 248.75 | 49.25 | 1
2030/31 | 249.25 | 49.25 | 3
2030/31 | 249.75 | 49.25 | 3
2030/31 | 250.75 | 49.25 | 1
2030/31 | 251.25 | 49.25 | 1
2030/31 | 253.25 | 49.25 | 2
2030/31 | 253.75 | 49.25 | 1
2030/31 | 254.25 | 49.25 | 1
2030/31 | 255.25 | 49.25 | 2
2030/31 | 255.75 | 49.25 | 1
2030/31 | 256.25 | 49.25 | 1
2030/31 | 256.75 | 49.25 | 1
2030/31 | 257.25 | 49.25 | 1
2030/31 | 258.25 | 49.25 | 1
2030/31 | 258.75 | 49.25 | 3
2030/31 | 259.25 | 49.25 | 1
2030/31 | 259.75 | 49.25 | 3
2030/31 | 260.25 | 49.25 | 1
2030/31 | 261.25 | 49.25 | 1
2030/31 | 262.25 | 49.25 | 1
2030/31 | 263.75 | 49.25 | 1
2030/31 | 264.25 | 49.25 | 1
2030/31 | 264.75 | 49.25 | 1
2030/31 | 265.25 | 49.25 | 1
2030/31 | 265.75 | 49.25 | 2
2030/31 | 266.25 | 49.25 | 1
2030/31 | 270.25 | 49.25 | 1
2030/31 | 270.75 | 49.25 | 1
2030/31 | 271.75 | 49.25 | 1
2030/31 | 273.25 | 49.25 | 1
2030/31 | 274.25 | 49.25 | 2
2030/31 | 276.75 | 49.25 | 1
2030/31 | 278.75 | 49.25 | 2
2030/31 | 280.25 | 49.25 | 1
2030/31 | 283.25 | 49.25 | 1
2030/31 | 284.75 | 49.25 | 1
2030/31 | 288.75 | 49.25 | 1
2030/31 | 291.25 | 49.25 | 1
2030/31 | 331.75 | 49.25 | 1
2030/31 | 72.25 | 49.75 | 2
2030/31 | 72.75 | 49.75 | 1
2030/31 | 74.25 | 49.75 | 1
2030/31 | 74.75 | 49.75 | 1
2030/31 | 75.25 | 49.75 | 1
2030/31 | 75.75 | 49.75 | 2
2030/31 | 76.25 | 49.75 | 1
2030/31 | 76.75 | 49.75 | 3
2030/31 | 77.25 | 49.75 | 4
2030/31 | 77.75 | 49.75 | 4
2030/31 | 78.25 | 49.75 | 6
2030/31 | 78.75 | 49.75 | 3
2030/31 | 79.25 | 49.75 | 6
2030/31 | 79.75 | 49.75 | 8
2030/31 | 80.25 | 49.75 | 10
2030/31 | 80.75 | 49.75 | 14
2030/31 | 81.25 | 49.75 | 9
2030/31 | 81.75 | 49.75 | 15
2030/31 | 82.25 | 49.75 | 14
2030/31 | 82.75 | 49.75 | 16
2030/31 | 83.25 | 49.75 | 14
2030/31 | 83.75 | 49.75 | 22
2030/31 | 84.25 | 49.75 | 19
2030/31 | 84.75 | 49.75 | 31
2030/31 | 85.25 | 49.75 | 26
2030/31 | 85.75 | 49.75 | 30
2030/31 | 86.25 | 49.75 | 41
2030/31 | 86.75 | 49.75 | 36
2030/31 | 87.25 | 49.75 | 44
2030/31 | 87.75 | 49.75 | 55
2030/31 | 88.25 | 49.75 | 53
2030/31 | 88.75 | 49.75 | 58
2030/31 | 89.25 | 49.75 | 62
2030/31 | 89.75 | 49.75 | 57
2030/31 | 90.25 | 49.75 | 55
2030/31 | 90.75 | 49.75 | 61
2030/31 | 91.25 | 49.75 | 78
2030/31 | 91.75 | 49.75 | 73
2030/31 | 92.25 | 49.75 | 76
2030/31 | 92.75 | 49.75 | 90
2030/31 | 93.25 | 49.75 | 96
2030/31 | 93.75 | 49.75 | 94
2030/31 | 94.25 | 49.75 | 89
2030/31 | 94.75 | 49.75 | 85
2030/31 | 95.25 | 49.75 | 94
2030/31 | 95.75 | 49.75 | 98
2030/31 | 96.25 | 49.75 | 93
2030/31 | 96.75 | 49.75 | 98
2030/31 | 97.25 | 49.75 | 105
2030/31 | 97.75 | 49.75 | 120
2030/31 | 98.25 | 49.75 | 106
2030/31 | 98.75 | 49.75 | 102
2030/31 | 99.25 | 49.75 | 116
2030/31 | 99.75 | 49.75 | 114
2030/31 | 100.25 | 49.75 | 124
2030/31 | 100.75 | 49.75 | 136
2030/31 | 101.25 | 49.75 | 100
2030/31 | 101.75 | 49.75 | 142
2030/31 | 102.25 | 49.75 | 126
2030/31 | 102.75 | 49.75 | 119
2030/31 | 103.25 | 49.75 | 134
2030/31 | 103.75 | 49.75 | 157
2030/31 | 104.25 | 49.75 | 131
2030/31 | 104.75 | 49.75 | 127
2030/31 | 105.25 | 49.75 | 155
2030/31 | 105.75 | 49.75 | 150
2030/31 | 106.25 | 49.75 | 134
2030/31 | 106.75 | 49.75 | 150
2030/31 | 107.25 | 49.75 | 156
2030/31 | 107.75 | 49.75 | 154
2030/31 | 108.25 | 49.75 | 146
2030/31 | 108.75 | 49.75 | 143
2030/31 | 109.25 | 49.75 | 155
2030/31 | 109.75 | 49.75 | 157
2030/31 | 110.25 | 49.75 | 130
2030/31 | 110.75 | 49.75 | 141
2030/31 | 111.25 | 49.75 | 135
2030/31 | 111.75 | 49.75 | 136
2030/31 | 112.25 | 49.75 | 161
2030/31 | 112.75 | 49.75 | 123
2030/31 | 113.25 | 49.75 | 158
2030/31 | 113.75 | 49.75 | 139
2030/31 | 114.25 | 49.75 | 132
2030/31 | 114.75 | 49.75 | 142
2030/31 | 115.25 | 49.75 | 183
2030/31 | 115.75 | 49.75 | 135
2030/31 | 116.25 | 49.75 | 161
2030/31 | 116.75 | 49.75 | 145
2030/31 | 117.25 | 49.75 | 157
2030/31 | 117.75 | 49.75 | 139
2030/31 | 118.25 | 49.75 | 154
2030/31 | 118.75 | 49.75 | 144
2030/31 | 119.25 | 49.75 | 149
2030/31 | 119.75 | 49.75 | 156
2030/31 | 120.25 | 49.75 | 131
2030/31 | 120.75 | 49.75 | 124
2030/31 | 121.25 | 49.75 | 127
2030/31 | 121.75 | 49.75 | 125
2030/31 | 122.25 | 49.75 | 132
2030/31 | 122.75 | 49.75 | 138
2030/31 | 123.25 | 49.75 | 136
2030/31 | 123.75 | 49.75 | 126
2030/31 | 124.25 | 49.75 | 140
2030/31 | 124.75 | 49.75 | 135
2030/31 | 125.25 | 49.75 | 131
2030/31 | 125.75 | 49.75 | 132
2030/31 | 126.25 | 49.75 | 117
2030/31 | 126.75 | 49.75 | 128
2030/31 | 127.25 | 49.75 | 136
2030/31 | 127.75 | 49.75 | 132
2030/31 | 128.25 | 49.75 | 127
2030/31 | 128.75 | 49.75 | 125
2030/31 | 129.25 | 49.75 | 117
2030/31 | 129.75 | 49.75 | 123
2030/31 | 130.25 | 49.75 | 114
2030/31 | 130.75 | 49.75 | 113
2030/31 | 131.25 | 49.75 | 118
2030/31 | 131.75 | 49.75 | 132
2030/31 | 132.25 | 49.75 | 131
2030/31 | 132.75 | 49.75 | 91
2030/31 | 133.25 | 49.75 | 107
2030/31 | 133.75 | 49.75 | 117
2030/31 | 134.25 | 49.75 | 129
2030/31 | 134.75 | 49.75 | 117
2030/31 | 135.25 | 49.75 | 113
2030/31 | 135.75 | 49.75 | 97
2030/31 | 136.25 | 49.75 | 120
2030/31 | 136.75 | 49.75 | 81
2030/31 | 137.25 | 49.75 | 97
2030/31 | 137.75 | 49.75 | 113
2030/31 | 138.25 | 49.75 | 133
2030/31 | 138.75 | 49.75 | 80
2030/31 | 139.25 | 49.75 | 113
2030/31 | 139.75 | 49.75 | 111
2030/31 | 140.25 | 49.75 | 89
2030/31 | 140.75 | 49.75 | 104
2030/31 | 141.25 | 49.75 | 98
2030/31 | 141.75 | 49.75 | 100
2030/31 | 142.25 | 49.75 | 98
2030/31 | 142.75 | 49.75 | 91
2030/31 | 143.25 | 49.75 | 77
2030/31 | 143.75 | 49.75 | 84
2030/31 | 144.25 | 49.75 | 98
2030/31 | 144.75 | 49.75 | 88
2030/31 | 145.25 | 49.75 | 70
2030/31 | 145.75 | 49.75 | 85
2030/31 | 146.25 | 49.75 | 78
2030/31 | 146.75 | 49.75 | 84
2030/31 | 147.25 | 49.75 | 94
2030/31 | 147.75 | 49.75 | 80
2030/31 | 148.25 | 49.75 | 60
2030/31 | 148.75 | 49.75 | 81
2030/31 | 149.25 | 49.75 | 85
2030/31 | 149.75 | 49.75 | 77
2030/31 | 150.25 | 49.75 | 71
2030/31 | 150.75 | 49.75 | 77
2030/31 | 151.25 | 49.75 | 57
2030/31 | 151.75 | 49.75 | 75
2030/31 | 152.25 | 49.75 | 58
2030/31 | 152.75 | 49.75 | 65
2030/31 | 153.25 | 49.75 | 61
2030/31 | 153.75 | 49.75 | 76
2030/31 | 154.25 | 49.75 | 62
2030/31 | 154.75 | 49.75 | 65
2030/31 | 155.25 | 49.75 | 73
2030/31 | 155.75 | 49.75 | 70
2030/31 | 156.25 | 49.75 | 72
2030/31 | 156.75 | 49.75 | 49
2030/31 | 157.25 | 49.75 | 67
2030/31 | 157.75 | 49.75 | 63
2030/31 | 158.25 | 49.75 | 66
2030/31 | 158.75 | 49.75 | 74
2030/31 | 159.25 | 49.75 | 50
2030/31 | 159.75 | 49.75 | 68
2030/31 | 160.25 | 49.75 | 51
2030/31 | 160.75 | 49.75 | 60
2030/31 | 161.25 | 49.75 | 50
2030/31 | 161.75 | 49.75 | 45
2030/31 | 162.25 | 49.75 | 46
2030/31 | 162.75 | 49.75 | 52
2030/31 | 163.25 | 49.75 | 50
2030/31 | 163.75 | 49.75 | 49
2030/31 | 164.25 | 49.75 | 47
2030/31 | 164.75 | 49.75 | 52
2030/31 | 165.25 | 49.75 | 52
2030/31 | 165.75 | 49.75 | 53
2030/31 | 166.25 | 49.75 | 44
2030/31 | 166.75 | 49.75 | 53
2030/31 | 167.25 | 49.75 | 50
2030/31 | 167.75 | 49.75 | 54
2030/31 | 168.25 | 49.75 | 37
2030/31 | 168.75 | 49.75 | 43
2030/31 | 169.25 | 49.75 | 41
2030/31 | 169.75 | 49.75 | 43
2030/31 | 170.25 | 49.75 | 46
2030/31 | 170.75 | 49.75 | 36
2030/31 | 171.25 | 49.75 | 44
2030/31 | 171.75 | 49.75 | 42
2030/31 | 172.25 | 49.75 | 33
2030/31 | 172.75 | 49.75 | 37
2030/31 | 173.25 | 49.75 | 38
2030/31 | 173.75 | 49.75 | 51
2030/31 | 174.25 | 49.75 | 41
2030/31 | 174.75 | 49.75 | 36
2030/31 | 175.25 | 49.75 | 47
2030/31 | 175.75 | 49.75 | 43
2030/31 | 176.25 | 49.75 | 34
2030/31 | 176.75 | 49.75 | 32
2030/31 | 177.25 | 49.75 | 32
2030/31 | 177.75 | 49.75 | 41
2030/31 | 178.25 | 49.75 | 35
2030/31 | 178.75 | 49.75 | 36
2030/31 | 179.25 | 49.75 | 42
2030/31 | 179.75 | 49.75 | 41
2030/31 | 180.25 | 49.75 | 33
2030/31 | 180.75 | 49.75 | 32
2030/31 | 181.25 | 49.75 | 39
2030/31 | 181.75 | 49.75 | 36
2030/31 | 182.25 | 49.75 | 35
2030/31 | 182.75 | 49.75 | 35
2030/31 | 183.25 | 49.75 | 50
2030/31 | 183.75 | 49.75 | 31
2030/31 | 184.25 | 49.75 | 30
2030/31 | 184.75 | 49.75 | 33
2030/31 | 185.25 | 49.75 | 29
2030/31 | 185.75 | 49.75 | 33
2030/31 | 186.25 | 49.75 | 28
2030/31 | 186.75 | 49.75 | 24
2030/31 | 187.25 | 49.75 | 22
2030/31 | 187.75 | 49.75 | 24
2030/31 | 188.25 | 49.75 | 22
2030/31 | 188.75 | 49.75 | 22
2030/31 | 189.25 | 49.75 | 29
2030/31 | 189.75 | 49.75 | 22
2030/31 | 190.25 | 49.75 | 20
2030/31 | 190.75 | 49.75 | 29
2030/31 | 191.25 | 49.75 | 21
2030/31 | 191.75 | 49.75 | 22
2030/31 | 192.25 | 49.75 | 31
2030/31 | 192.75 | 49.75 | 29
2030/31 | 193.25 | 49.75 | 23
2030/31 | 193.75 | 49.75 | 17
2030/31 | 194.25 | 49.75 | 29
2030/31 | 194.75 | 49.75 | 22
2030/31 | 195.25 | 49.75 | 22
2030/31 | 195.75 | 49.75 | 25
2030/31 | 196.25 | 49.75 | 25
2030/31 | 196.75 | 49.75 | 18
2030/31 | 197.25 | 49.75 | 8
2030/31 | 197.75 | 49.75 | 18
2030/31 | 198.25 | 49.75 | 23
2030/31 | 198.75 | 49.75 | 16
2030/31 | 199.25 | 49.75 | 20
2030/31 | 199.75 | 49.75 | 15
2030/31 | 200.25 | 49.75 | 12
2030/31 | 200.75 | 49.75 | 23
2030/31 | 201.25 | 49.75 | 18
2030/31 | 201.75 | 49.75 | 19
2030/31 | 202.25 | 49.75 | 17
2030/31 | 202.75 | 49.75 | 22
2030/31 | 203.25 | 49.75 | 16
2030/31 | 203.75 | 49.75 | 22
2030/31 | 204.25 | 49.75 | 15
2030/31 | 204.75 | 49.75 | 19
2030/31 | 205.25 | 49.75 | 13
2030/31 | 205.75 | 49.75 | 13
2030/31 | 206.25 | 49.75 | 14
2030/31 | 206.75 | 49.75 | 18
2030/31 | 207.25 | 49.75 | 11
2030/31 | 207.75 | 49.75 | 19
2030/31 | 208.25 | 49.75 | 20
2030/31 | 208.75 | 49.75 | 17
2030/31 | 209.25 | 49.75 | 18
2030/31 | 209.75 | 49.75 | 13
2030/31 | 210.25 | 49.75 | 14
2030/31 | 210.75 | 49.75 | 20
2030/31 | 211.25 | 49.75 | 13
2030/31 | 211.75 | 49.75 | 13
2030/31 | 212.25 | 49.75 | 4
2030/31 | 212.75 | 49.75 | 9
2030/31 | 213.25 | 49.75 | 8
2030/31 | 213.75 | 49.75 | 9
2030/31 | 214.25 | 49.75 | 13
2030/31 | 214.75 | 49.75 | 11
2030/31 | 215.25 | 49.75 | 13
2030/31 | 215.75 | 49.75 | 10
2030/31 | 216.25 | 49.75 | 12
2030/31 | 216.75 | 49.75 | 11
2030/31 | 217.25 | 49.75 | 12
2030/31 | 217.75 | 49.75 | 13
2030/31 | 218.25 | 49.75 | 7
2030/31 | 218.75 | 49.75 | 7
2030/31 | 219.25 | 49.75 | 10
2030/31 | 219.75 | 49.75 | 4
2030/31 | 220.25 | 49.75 | 6
2030/31 | 220.75 | 49.75 | 8
2030/31 | 221.25 | 49.75 | 5
2030/31 | 221.75 | 49.75 | 7
2030/31 | 222.25 | 49.75 | 11
2030/31 | 222.75 | 49.75 | 3
2030/31 | 223.25 | 49.75 | 5
2030/31 | 223.75 | 49.75 | 9
2030/31 | 224.25 | 49.75 | 11
2030/31 | 224.75 | 49.75 | 8
2030/31 | 225.25 | 49.75 | 5
2030/31 | 225.75 | 49.75 | 3
2030/31 | 226.25 | 49.75 | 4
2030/31 | 226.75 | 49.75 | 8
2030/31 | 227.25 | 49.75 | 6
2030/31 | 227.75 | 49.75 | 6
2030/31 | 228.25 | 49.75 | 3
2030/31 | 228.75 | 49.75 | 12
2030/31 | 229.25 | 49.75 | 9
2030/31 | 229.75 | 49.75 | 5
2030/31 | 230.25 | 49.75 | 5
2030/31 | 230.75 | 49.75 | 3
2030/31 | 231.25 | 49.75 | 7
2030/31 | 231.75 | 49.75 | 7
2030/31 | 232.25 | 49.75 | 10
2030/31 | 232.75 | 49.75 | 5
2030/31 | 233.25 | 49.75 | 3
2030/31 | 233.75 | 49.75 | 1
2030/31 | 234.25 | 49.75 | 3
2030/31 | 234.75 | 49.75 | 3
2030/31 | 235.25 | 49.75 | 2
2030/31 | 235.75 | 49.75 | 4
2030/31 | 236.25 | 49.75 | 2
2030/31 | 236.75 | 49.75 | 6
2030/31 | 237.25 | 49.75 | 6
2030/31 | 237.75 | 49.75 | 6
2030/31 | 238.25 | 49.75 | 2
2030/31 | 238.75 | 49.75 | 2
2030/31 | 239.25 | 49.75 | 5
2030/31 | 239.75 | 49.75 | 2
2030/31 | 240.25 | 49.75 | 2
2030/31 | 240.75 | 49.75 | 4
2030/31 | 241.25 | 49.75 | 3
2030/31 | 241.75 | 49.75 | 4
2030/31 | 242.25 | 49.75 | 6
2030/31 | 242.75 | 49.75 | 1
2030/31 | 243.25 | 49.75 | 3
2030/31 | 243.75 | 49.75 | 1
2030/31 | 244.25 | 49.75 | 2
2030/31 | 244.75 | 49.75 | 4
2030/31 | 245.25 | 49.75 | 3
2030/31 | 245.75 | 49.75 | 4
2030/31 | 246.25 | 49.75 | 3
2030/31 | 247.25 | 49.75 | 1
2030/31 | 247.75 | 49.75 | 3
2030/31 | 248.25 | 49.75 | 2
2030/31 | 248.75 | 49.75 | 4
2030/31 | 249.25 | 49.75 | 2
2030/31 | 249.75 | 49.75 | 3
2030/31 | 250.25 | 49.75 | 1
2030/31 | 250.75 | 49.75 | 1
2030/31 | 251.25 | 49.75 | 2
2030/31 | 251.75 | 49.75 | 1
2030/31 | 252.25 | 49.75 | 4
2030/31 | 252.75 | 49.75 | 2
2030/31 | 253.75 | 49.75 | 1
2030/31 | 254.25 | 49.75 | 2
2030/31 | 254.75 | 49.75 | 3
2030/31 | 255.25 | 49.75 | 1
2030/31 | 255.75 | 49.75 | 1
2030/31 | 256.25 | 49.75 | 1
2030/31 | 256.75 | 49.75 | 2
2030/31 | 257.25 | 49.75 | 3
2030/31 | 257.75 | 49.75 | 2
2030/31 | 258.25 | 49.75 | 1
2030/31 | 259.25 | 49.75 | 2
2030/31 | 260.75 | 49.75 | 1
2030/31 | 261.25 | 49.75 | 1
2030/31 | 261.75 | 49.75 | 1
2030/31 | 262.75 | 49.75 | 4
2030/31 | 264.75 | 49.75 | 2
2030/31 | 265.75 | 49.75 | 1
2030/31 | 270.25 | 49.75 | 2
2030/31 | 272.25 | 49.75 | 1
2030/31 | 276.25 | 49.75 | 1
2030/31 | 276.75 | 49.75 | 2
2030/31 | 278.75 | 49.75 | 1
2030/31 | 279.25 | 49.75 | 1
2030/31 | 282.25 | 49.75 | 1
2030/31 | 282.75 | 49.75 | 1
2030/31 | 292.25 | 49.75 | 1
2030/31 | 292.75 | 49.75 | 1
2030/31 | 75.25 | 50.25 | 1
2030/31 | 75.75 | 50.25 | 3
2030/31 | 76.25 | 50.25 | 1
2030/31 | 76.75 | 50.25 | 3
2030/31 | 77.25 | 50.25 | 8
2030/31 | 77.75 | 50.25 | 7
2030/31 | 78.25 | 50.25 | 3
2030/31 | 78.75 | 50.25 | 10
2030/31 | 79.25 | 50.25 | 5
2030/31 | 79.75 | 50.25 | 8
2030/31 | 80.25 | 50.25 | 9
2030/31 | 80.75 | 50.25 | 9
2030/31 | 81.25 | 50.25 | 12
2030/31 | 81.75 | 50.25 | 11
2030/31 | 82.25 | 50.25 | 14
2030/31 | 82.75 | 50.25 | 15
2030/31 | 83.25 | 50.25 | 20
2030/31 | 83.75 | 50.25 | 12
2030/31 | 84.25 | 50.25 | 19
2030/31 | 84.75 | 50.25 | 28
2030/31 | 85.25 | 50.25 | 29
2030/31 | 85.75 | 50.25 | 33
2030/31 | 86.25 | 50.25 | 36
2030/31 | 86.75 | 50.25 | 44
2030/31 | 87.25 | 50.25 | 49
2030/31 | 87.75 | 50.25 | 30
2030/31 | 88.25 | 50.25 | 43
2030/31 | 88.75 | 50.25 | 55
2030/31 | 89.25 | 50.25 | 54
2030/31 | 89.75 | 50.25 | 62
2030/31 | 90.25 | 50.25 | 61
2030/31 | 90.75 | 50.25 | 66
2030/31 | 91.25 | 50.25 | 77
2030/31 | 91.75 | 50.25 | 70
2030/31 | 92.25 | 50.25 | 65
2030/31 | 92.75 | 50.25 | 87
2030/31 | 93.25 | 50.25 | 95
2030/31 | 93.75 | 50.25 | 85
2030/31 | 94.25 | 50.25 | 87
2030/31 | 94.75 | 50.25 | 96
2030/31 | 95.25 | 50.25 | 87
2030/31 | 95.75 | 50.25 | 107
2030/31 | 96.25 | 50.25 | 90
2030/31 | 96.75 | 50.25 | 106
2030/31 | 97.25 | 50.25 | 107
2030/31 | 97.75 | 50.25 | 95
2030/31 | 98.25 | 50.25 | 111
2030/31 | 98.75 | 50.25 | 122
2030/31 | 99.25 | 50.25 | 124
2030/31 | 99.75 | 50.25 | 124
2030/31 | 100.25 | 50.25 | 114
2030/31 | 100.75 | 50.25 | 113
2030/31 | 101.25 | 50.25 | 126
2030/31 | 101.75 | 50.25 | 142
2030/31 | 102.25 | 50.25 | 143
2030/31 | 102.75 | 50.25 | 169
2030/31 | 103.25 | 50.25 | 120
2030/31 | 103.75 | 50.25 | 132
2030/31 | 104.25 | 50.25 | 117
2030/31 | 104.75 | 50.25 | 153
2030/31 | 105.25 | 50.25 | 155
2030/31 | 105.75 | 50.25 | 136
2030/31 | 106.25 | 50.25 | 139
2030/31 | 106.75 | 50.25 | 155
2030/31 | 107.25 | 50.25 | 142
2030/31 | 107.75 | 50.25 | 151
2030/31 | 108.25 | 50.25 | 143
2030/31 | 108.75 | 50.25 | 144
2030/31 | 109.25 | 50.25 | 131
2030/31 | 109.75 | 50.25 | 135
2030/31 | 110.25 | 50.25 | 158
2030/31 | 110.75 | 50.25 | 130
2030/31 | 111.25 | 50.25 | 163
2030/31 | 111.75 | 50.25 | 157
2030/31 | 112.25 | 50.25 | 155
2030/31 | 112.75 | 50.25 | 166
2030/31 | 113.25 | 50.25 | 153
2030/31 | 113.75 | 50.25 | 176
2030/31 | 114.25 | 50.25 | 158
2030/31 | 114.75 | 50.25 | 152
2030/31 | 115.25 | 50.25 | 159
2030/31 | 115.75 | 50.25 | 161
2030/31 | 116.25 | 50.25 | 154
2030/31 | 116.75 | 50.25 | 142
2030/31 | 117.25 | 50.25 | 142
2030/31 | 117.75 | 50.25 | 139
2030/31 | 118.25 | 50.25 | 148
2030/31 | 118.75 | 50.25 | 146
2030/31 | 119.25 | 50.25 | 148
2030/31 | 119.75 | 50.25 | 160
2030/31 | 120.25 | 50.25 | 144
2030/31 | 120.75 | 50.25 | 149
2030/31 | 121.25 | 50.25 | 152
2030/31 | 121.75 | 50.25 | 141
2030/31 | 122.25 | 50.25 | 149
2030/31 | 122.75 | 50.25 | 131
2030/31 | 123.25 | 50.25 | 160
2030/31 | 123.75 | 50.25 | 148
2030/31 | 124.25 | 50.25 | 150
2030/31 | 124.75 | 50.25 | 148
2030/31 | 125.25 | 50.25 | 149
2030/31 | 125.75 | 50.25 | 140
2030/31 | 126.25 | 50.25 | 138
2030/31 | 126.75 | 50.25 | 143
2030/31 | 127.25 | 50.25 | 143
2030/31 | 127.75 | 50.25 | 156
2030/31 | 128.25 | 50.25 | 133
2030/31 | 128.75 | 50.25 | 120
2030/31 | 129.25 | 50.25 | 135
2030/31 | 129.75 | 50.25 | 135
2030/31 | 130.25 | 50.25 | 134
2030/31 | 130.75 | 50.25 | 122
2030/31 | 131.25 | 50.25 | 130
2030/31 | 131.75 | 50.25 | 121
2030/31 | 132.25 | 50.25 | 122
2030/31 | 132.75 | 50.25 | 116
2030/31 | 133.25 | 50.25 | 133
2030/31 | 133.75 | 50.25 | 143
2030/31 | 134.25 | 50.25 | 138
2030/31 | 134.75 | 50.25 | 126
2030/31 | 135.25 | 50.25 | 120
2030/31 | 135.75 | 50.25 | 119
2030/31 | 136.25 | 50.25 | 121
2030/31 | 136.75 | 50.25 | 116
2030/31 | 137.25 | 50.25 | 117
2030/31 | 137.75 | 50.25 | 101
2030/31 | 138.25 | 50.25 | 122
2030/31 | 138.75 | 50.25 | 110
2030/31 | 139.25 | 50.25 | 96
2030/31 | 139.75 | 50.25 | 113
2030/31 | 140.25 | 50.25 | 109
2030/31 | 140.75 | 50.25 | 114
2030/31 | 141.25 | 50.25 | 96
2030/31 | 141.75 | 50.25 | 106
2030/31 | 142.25 | 50.25 | 88
2030/31 | 142.75 | 50.25 | 83
2030/31 | 143.25 | 50.25 | 111
2030/31 | 143.75 | 50.25 | 85
2030/31 | 144.25 | 50.25 | 87
2030/31 | 144.75 | 50.25 | 92
2030/31 | 145.25 | 50.25 | 92
2030/31 | 145.75 | 50.25 | 73
2030/31 | 146.25 | 50.25 | 79
2030/31 | 146.75 | 50.25 | 96
2030/31 | 147.25 | 50.25 | 85
2030/31 | 147.75 | 50.25 | 86
2030/31 | 148.25 | 50.25 | 82
2030/31 | 148.75 | 50.25 | 69
2030/31 | 149.25 | 50.25 | 73
2030/31 | 149.75 | 50.25 | 82
2030/31 | 150.25 | 50.25 | 87
2030/31 | 150.75 | 50.25 | 72
2030/31 | 151.25 | 50.25 | 65
2030/31 | 151.75 | 50.25 | 67
2030/31 | 152.25 | 50.25 | 74
2030/31 | 152.75 | 50.25 | 65
2030/31 | 153.25 | 50.25 | 78
2030/31 | 153.75 | 50.25 | 72
2030/31 | 154.25 | 50.25 | 72
2030/31 | 154.75 | 50.25 | 84
2030/31 | 155.25 | 50.25 | 50
2030/31 | 155.75 | 50.25 | 73
2030/31 | 156.25 | 50.25 | 75
2030/31 | 156.75 | 50.25 | 74
2030/31 | 157.25 | 50.25 | 56
2030/31 | 157.75 | 50.25 | 62
2030/31 | 158.25 | 50.25 | 67
2030/31 | 158.75 | 50.25 | 60
2030/31 | 159.25 | 50.25 | 64
2030/31 | 159.75 | 50.25 | 58
2030/31 | 160.25 | 50.25 | 65
2030/31 | 160.75 | 50.25 | 72
2030/31 | 161.25 | 50.25 | 63
2030/31 | 161.75 | 50.25 | 60
2030/31 | 162.25 | 50.25 | 51
2030/31 | 162.75 | 50.25 | 54
2030/31 | 163.25 | 50.25 | 66
2030/31 | 163.75 | 50.25 | 71
2030/31 | 164.25 | 50.25 | 45
2030/31 | 164.75 | 50.25 | 48
2030/31 | 165.25 | 50.25 | 53
2030/31 | 165.75 | 50.25 | 47
2030/31 | 166.25 | 50.25 | 54
2030/31 | 166.75 | 50.25 | 53
2030/31 | 167.25 | 50.25 | 38
2030/31 | 167.75 | 50.25 | 51
2030/31 | 168.25 | 50.25 | 50
2030/31 | 168.75 | 50.25 | 55
2030/31 | 169.25 | 50.25 | 45
2030/31 | 169.75 | 50.25 | 51
2030/31 | 170.25 | 50.25 | 41
2030/31 | 170.75 | 50.25 | 42
2030/31 | 171.25 | 50.25 | 34
2030/31 | 171.75 | 50.25 | 35
2030/31 | 172.25 | 50.25 | 28
2030/31 | 172.75 | 50.25 | 40
2030/31 | 173.25 | 50.25 | 39
2030/31 | 173.75 | 50.25 | 38
2030/31 | 174.25 | 50.25 | 37
2030/31 | 174.75 | 50.25 | 40
2030/31 | 175.25 | 50.25 | 33
2030/31 | 175.75 | 50.25 | 43
2030/31 | 176.25 | 50.25 | 42
2030/31 | 176.75 | 50.25 | 39
2030/31 | 177.25 | 50.25 | 43
2030/31 | 177.75 | 50.25 | 45
2030/31 | 178.25 | 50.25 | 43
2030/31 | 178.75 | 50.25 | 31
2030/31 | 179.25 | 50.25 | 45
2030/31 | 179.75 | 50.25 | 40
2030/31 | 180.25 | 50.25 | 47
2030/31 | 180.75 | 50.25 | 38
2030/31 | 181.25 | 50.25 | 43
2030/31 | 181.75 | 50.25 | 41
2030/31 | 182.25 | 50.25 | 36
2030/31 | 182.75 | 50.25 | 28
2030/31 | 183.25 | 50.25 | 33
2030/31 | 183.75 | 50.25 | 29
2030/31 | 184.25 | 50.25 | 39
2030/31 | 184.75 | 50.25 | 34
2030/31 | 185.25 | 50.25 | 27
2030/31 | 185.75 | 50.25 | 34
2030/31 | 186.25 | 50.25 | 33
2030/31 | 186.75 | 50.25 | 21
2030/31 | 187.25 | 50.25 | 35
2030/31 | 187.75 | 50.25 | 31
2030/31 | 188.25 | 50.25 | 30
2030/31 | 188.75 | 50.25 | 29
2030/31 | 189.25 | 50.25 | 36
2030/31 | 189.75 | 50.25 | 39
2030/31 | 190.25 | 50.25 | 35
2030/31 | 190.75 | 50.25 | 28
2030/31 | 191.25 | 50.25 | 18
2030/31 | 191.75 | 50.25 | 29
2030/31 | 192.25 | 50.25 | 33
2030/31 | 192.75 | 50.25 | 24
2030/31 | 193.25 | 50.25 | 17
2030/31 | 193.75 | 50.25 | 30
2030/31 | 194.25 | 50.25 | 25
2030/31 | 194.75 | 50.25 | 20
2030/31 | 195.25 | 50.25 | 23
2030/31 | 195.75 | 50.25 | 30
2030/31 | 196.25 | 50.25 | 32
2030/31 | 196.75 | 50.25 | 27
2030/31 | 197.25 | 50.25 | 29
2030/31 | 197.75 | 50.25 | 22
2030/31 | 198.25 | 50.25 | 25
2030/31 | 198.75 | 50.25 | 22
2030/31 | 199.25 | 50.25 | 23
2030/31 | 199.75 | 50.25 | 20
2030/31 | 200.25 | 50.25 | 23
2030/31 | 200.75 | 50.25 | 27
2030/31 | 201.25 | 50.25 | 26
2030/31 | 201.75 | 50.25 | 22
2030/31 | 202.25 | 50.25 | 10
2030/31 | 202.75 | 50.25 | 19
2030/31 | 203.25 | 50.25 | 16
2030/31 | 203.75 | 50.25 | 17
2030/31 | 204.25 | 50.25 | 15
2030/31 | 204.75 | 50.25 | 19
2030/31 | 205.25 | 50.25 | 29
2030/31 | 205.75 | 50.25 | 19
2030/31 | 206.25 | 50.25 | 24
2030/31 | 206.75 | 50.25 | 27
2030/31 | 207.25 | 50.25 | 13
2030/31 | 207.75 | 50.25 | 23
2030/31 | 208.25 | 50.25 | 17
2030/31 | 208.75 | 50.25 | 17
2030/31 | 209.25 | 50.25 | 13
2030/31 | 209.75 | 50.25 | 21
2030/31 | 210.25 | 50.25 | 17
2030/31 | 210.75 | 50.25 | 12
2030/31 | 211.25 | 50.25 | 16
2030/31 | 211.75 | 50.25 | 11
2030/31 | 212.25 | 50.25 | 12
2030/31 | 212.75 | 50.25 | 21
2030/31 | 213.25 | 50.25 | 11
2030/31 | 213.75 | 50.25 | 10
2030/31 | 214.25 | 50.25 | 7
2030/31 | 214.75 | 50.25 | 6
2030/31 | 215.25 | 50.25 | 15
2030/31 | 215.75 | 50.25 | 10
2030/31 | 216.25 | 50.25 | 9
2030/31 | 216.75 | 50.25 | 13
2030/31 | 217.25 | 50.25 | 6
2030/31 | 217.75 | 50.25 | 6
2030/31 | 218.25 | 50.25 | 9
2030/31 | 218.75 | 50.25 | 7
2030/31 | 219.25 | 50.25 | 9
2030/31 | 219.75 | 50.25 | 5
2030/31 | 220.25 | 50.25 | 12
2030/31 | 220.75 | 50.25 | 6
2030/31 | 221.25 | 50.25 | 6
2030/31 | 221.75 | 50.25 | 10
2030/31 | 222.25 | 50.25 | 7
2030/31 | 222.75 | 50.25 | 6
2030/31 | 223.25 | 50.25 | 6
2030/31 | 223.75 | 50.25 | 10
2030/31 | 224.25 | 50.25 | 9
2030/31 | 224.75 | 50.25 | 2
2030/31 | 225.25 | 50.25 | 9
2030/31 | 225.75 | 50.25 | 4
2030/31 | 226.25 | 50.25 | 9
2030/31 | 226.75 | 50.25 | 8
2030/31 | 227.25 | 50.25 | 4
2030/31 | 227.75 | 50.25 | 10
2030/31 | 228.25 | 50.25 | 4
2030/31 | 228.75 | 50.25 | 8
2030/31 | 229.25 | 50.25 | 6
2030/31 | 229.75 | 50.25 | 9
2030/31 | 230.25 | 50.25 | 4
2030/31 | 230.75 | 50.25 | 6
2030/31 | 231.25 | 50.25 | 7
2030/31 | 231.75 | 50.25 | 4
2030/31 | 232.25 | 50.25 | 6
2030/31 | 232.75 | 50.25 | 4
2030/31 | 233.25 | 50.25 | 4
2030/31 | 233.75 | 50.25 | 5
2030/31 | 234.25 | 50.25 | 5
2030/31 | 234.75 | 50.25 | 3
2030/31 | 235.25 | 50.25 | 4
2030/31 | 235.75 | 50.25 | 5
2030/31 | 236.25 | 50.25 | 2
2030/31 | 236.75 | 50.25 | 2
2030/31 | 237.25 | 50.25 | 7
2030/31 | 237.75 | 50.25 | 9
2030/31 | 238.25 | 50.25 | 2
2030/31 | 238.75 | 50.25 | 5
2030/31 | 239.25 | 50.25 | 1
2030/31 | 239.75 | 50.25 | 1
2030/31 | 240.25 | 50.25 | 3
2030/31 | 241.25 | 50.25 | 2
2030/31 | 241.75 | 50.25 | 2
2030/31 | 242.75 | 50.25 | 3
2030/31 | 243.25 | 50.25 | 4
2030/31 | 243.75 | 50.25 | 2
2030/31 | 244.25 | 50.25 | 1
2030/31 | 244.75 | 50.25 | 2
2030/31 | 245.25 | 50.25 | 4
2030/31 | 245.75 | 50.25 | 2
2030/31 | 246.25 | 50.25 | 4
2030/31 | 246.75 | 50.25 | 2
2030/31 | 247.25 | 50.25 | 4
2030/31 | 247.75 | 50.25 | 2
2030/31 | 248.25 | 50.25 | 2
2030/31 | 248.75 | 50.25 | 3
2030/31 | 249.25 | 50.25 | 1
2030/31 | 249.75 | 50.25 | 1
2030/31 | 250.25 | 50.25 | 5
2030/31 | 250.75 | 50.25 | 1
2030/31 | 252.25 | 50.25 | 1
2030/31 | 252.75 | 50.25 | 3
2030/31 | 253.25 | 50.25 | 1
2030/31 | 253.75 | 50.25 | 2
2030/31 | 254.75 | 50.25 | 1
2030/31 | 255.25 | 50.25 | 2
2030/31 | 255.75 | 50.25 | 2
2030/31 | 257.25 | 50.25 | 2
2030/31 | 257.75 | 50.25 | 1
2030/31 | 258.25 | 50.25 | 1
2030/31 | 258.75 | 50.25 | 1
2030/31 | 259.75 | 50.25 | 1
2030/31 | 260.25 | 50.25 | 1
2030/31 | 261.75 | 50.25 | 1
2030/31 | 262.25 | 50.25 | 1
2030/31 | 263.25 | 50.25 | 1
2030/31 | 264.25 | 50.25 | 2
2030/31 | 265.25 | 50.25 | 1
2030/31 | 265.75 | 50.25 | 2
2030/31 | 266.25 | 50.25 | 1
2030/31 | 266.75 | 50.25 | 2
2030/31 | 268.25 | 50.25 | 1
2030/31 | 270.75 | 50.25 | 1
2030/31 | 271.75 | 50.25 | 2
2030/31 | 274.25 | 50.25 | 1
2030/31 | 276.75 | 50.25 | 1
2030/31 | 278.75 | 50.25 | 1
2030/31 | 280.25 | 50.25 | 1
2030/31 | 281.75 | 50.25 | 1
2030/31 | 284.25 | 50.25 | 1
2030/31 | 285.25 | 50.25 | 1
2030/31 | 286.75 | 50.25 | 1
2030/31 | 287.25 | 50.25 | 2
2030/31 | 287.75 | 50.25 | 1
2030/31 | 296.75 | 50.25 | 1
2030/31 | 302.75 | 50.25 | 1
2030/31 | 303.25 | 50.25 | 1
2030/31 | 305.75 | 50.25 | 1
2030/31 | 306.25 | 50.25 | 1
2030/31 | 318.25 | 50.25 | 1
2030/31 | 332.25 | 50.25 | 1
2030/31 | 351.75 | 50.25 | 1
2030/31 | 73.25 | 50.75 | 1
2030/31 | 75.25 | 50.75 | 2
2030/31 | 75.75 | 50.75 | 1
2030/31 | 76.25 | 50.75 | 1
2030/31 | 76.75 | 50.75 | 2
2030/31 | 77.25 | 50.75 | 1
2030/31 | 77.75 | 50.75 | 5
2030/31 | 78.25 | 50.75 | 3
2030/31 | 78.75 | 50.75 | 7
2030/31 | 79.25 | 50.75 | 10
2030/31 | 79.75 | 50.75 | 7
2030/31 | 80.25 | 50.75 | 6
2030/31 | 80.75 | 50.75 | 6
2030/31 | 81.25 | 50.75 | 6
2030/31 | 81.75 | 50.75 | 5
2030/31 | 82.25 | 50.75 | 14
2030/31 | 82.75 | 50.75 | 17
2030/31 | 83.25 | 50.75 | 24
2030/31 | 83.75 | 50.75 | 18
2030/31 | 84.25 | 50.75 | 33
2030/31 | 84.75 | 50.75 | 24
2030/31 | 85.25 | 50.75 | 34
2030/31 | 85.75 | 50.75 | 28
2030/31 | 86.25 | 50.75 | 27
2030/31 | 86.75 | 50.75 | 41
2030/31 | 87.25 | 50.75 | 35
2030/31 | 87.75 | 50.75 | 36
2030/31 | 88.25 | 50.75 | 46
2030/31 | 88.75 | 50.75 | 49
2030/31 | 89.25 | 50.75 | 56
2030/31 | 89.75 | 50.75 | 58
2030/31 | 90.25 | 50.75 | 53
2030/31 | 90.75 | 50.75 | 57
2030/31 | 91.25 | 50.75 | 62
2030/31 | 91.75 | 50.75 | 83
2030/31 | 92.25 | 50.75 | 63
2030/31 | 92.75 | 50.75 | 78
2030/31 | 93.25 | 50.75 | 83
2030/31 | 93.75 | 50.75 | 83
2030/31 | 94.25 | 50.75 | 80
2030/31 | 94.75 | 50.75 | 91
2030/31 | 95.25 | 50.75 | 91
2030/31 | 95.75 | 50.75 | 81
2030/31 | 96.25 | 50.75 | 99
2030/31 | 96.75 | 50.75 | 98
2030/31 | 97.25 | 50.75 | 100
2030/31 | 97.75 | 50.75 | 111
2030/31 | 98.25 | 50.75 | 104
2030/31 | 98.75 | 50.75 | 133
2030/31 | 99.25 | 50.75 | 113
2030/31 | 99.75 | 50.75 | 110
2030/31 | 100.25 | 50.75 | 112
2030/31 | 100.75 | 50.75 | 126
2030/31 | 101.25 | 50.75 | 138
2030/31 | 101.75 | 50.75 | 132
2030/31 | 102.25 | 50.75 | 139
2030/31 | 102.75 | 50.75 | 123
2030/31 | 103.25 | 50.75 | 125
2030/31 | 103.75 | 50.75 | 153
2030/31 | 104.25 | 50.75 | 134
2030/31 | 104.75 | 50.75 | 166
2030/31 | 105.25 | 50.75 | 142
2030/31 | 105.75 | 50.75 | 136
2030/31 | 106.25 | 50.75 | 158
2030/31 | 106.75 | 50.75 | 127
2030/31 | 107.25 | 50.75 | 126
2030/31 | 107.75 | 50.75 | 144
2030/31 | 108.25 | 50.75 | 161
2030/31 | 108.75 | 50.75 | 140
2030/31 | 109.25 | 50.75 | 141
2030/31 | 109.75 | 50.75 | 150
2030/31 | 110.25 | 50.75 | 156
2030/31 | 110.75 | 50.75 | 158
2030/31 | 111.25 | 50.75 | 163
2030/31 | 111.75 | 50.75 | 144
2030/31 | 112.25 | 50.75 | 152
2030/31 | 112.75 | 50.75 | 151
2030/31 | 113.25 | 50.75 | 154
2030/31 | 113.75 | 50.75 | 158
2030/31 | 114.25 | 50.75 | 156
2030/31 | 114.75 | 50.75 | 152
2030/31 | 115.25 | 50.75 | 157
2030/31 | 115.75 | 50.75 | 157
2030/31 | 116.25 | 50.75 | 157
2030/31 | 116.75 | 50.75 | 121
2030/31 | 117.25 | 50.75 | 146
2030/31 | 117.75 | 50.75 | 171
2030/31 | 118.25 | 50.75 | 145
2030/31 | 118.75 | 50.75 | 177
2030/31 | 119.25 | 50.75 | 157
2030/31 | 119.75 | 50.75 | 167
2030/31 | 120.25 | 50.75 | 142
2030/31 | 120.75 | 50.75 | 154
2030/31 | 121.25 | 50.75 | 149
2030/31 | 121.75 | 50.75 | 127
2030/31 | 122.25 | 50.75 | 128
2030/31 | 122.75 | 50.75 | 147
2030/31 | 123.25 | 50.75 | 157
2030/31 | 123.75 | 50.75 | 148
2030/31 | 124.25 | 50.75 | 163
2030/31 | 124.75 | 50.75 | 158
2030/31 | 125.25 | 50.75 | 136
2030/31 | 125.75 | 50.75 | 148
2030/31 | 126.25 | 50.75 | 139
2030/31 | 126.75 | 50.75 | 144
2030/31 | 127.25 | 50.75 | 144
2030/31 | 127.75 | 50.75 | 134
2030/31 | 128.25 | 50.75 | 139
2030/31 | 128.75 | 50.75 | 141
2030/31 | 129.25 | 50.75 | 131
2030/31 | 129.75 | 50.75 | 111
2030/31 | 130.25 | 50.75 | 125
2030/31 | 130.75 | 50.75 | 154
2030/31 | 131.25 | 50.75 | 118
2030/31 | 131.75 | 50.75 | 133
2030/31 | 132.25 | 50.75 | 142
2030/31 | 132.75 | 50.75 | 121
2030/31 | 133.25 | 50.75 | 123
2030/31 | 133.75 | 50.75 | 111
2030/31 | 134.25 | 50.75 | 121
2030/31 | 134.75 | 50.75 | 117
2030/31 | 135.25 | 50.75 | 111
2030/31 | 135.75 | 50.75 | 116
2030/31 | 136.25 | 50.75 | 122
2030/31 | 136.75 | 50.75 | 109
2030/31 | 137.25 | 50.75 | 122
2030/31 | 137.75 | 50.75 | 112
2030/31 | 138.25 | 50.75 | 127
2030/31 | 138.75 | 50.75 | 112
2030/31 | 139.25 | 50.75 | 113
2030/31 | 139.75 | 50.75 | 101
2030/31 | 140.25 | 50.75 | 95
2030/31 | 140.75 | 50.75 | 115
2030/31 | 141.25 | 50.75 | 109
2030/31 | 141.75 | 50.75 | 104
2030/31 | 142.25 | 50.75 | 108
2030/31 | 142.75 | 50.75 | 105
2030/31 | 143.25 | 50.75 | 86
2030/31 | 143.75 | 50.75 | 87
2030/31 | 144.25 | 50.75 | 93
2030/31 | 144.75 | 50.75 | 88
2030/31 | 145.25 | 50.75 | 75
2030/31 | 145.75 | 50.75 | 81
2030/31 | 146.25 | 50.75 | 89
2030/31 | 146.75 | 50.75 | 73
2030/31 | 147.25 | 50.75 | 95
2030/31 | 147.75 | 50.75 | 76
2030/31 | 148.25 | 50.75 | 81
2030/31 | 148.75 | 50.75 | 72
2030/31 | 149.25 | 50.75 | 87
2030/31 | 149.75 | 50.75 | 74
2030/31 | 150.25 | 50.75 | 77
2030/31 | 150.75 | 50.75 | 91
2030/31 | 151.25 | 50.75 | 84
2030/31 | 151.75 | 50.75 | 72
2030/31 | 152.25 | 50.75 | 85
2030/31 | 152.75 | 50.75 | 73
2030/31 | 153.25 | 50.75 | 67
2030/31 | 153.75 | 50.75 | 79
2030/31 | 154.25 | 50.75 | 75
2030/31 | 154.75 | 50.75 | 73
2030/31 | 155.25 | 50.75 | 80
2030/31 | 155.75 | 50.75 | 63
2030/31 | 156.25 | 50.75 | 69
2030/31 | 156.75 | 50.75 | 72
2030/31 | 157.25 | 50.75 | 63
2030/31 | 157.75 | 50.75 | 84
2030/31 | 158.25 | 50.75 | 79
2030/31 | 158.75 | 50.75 | 64
2030/31 | 159.25 | 50.75 | 61
2030/31 | 159.75 | 50.75 | 59
2030/31 | 160.25 | 50.75 | 68
2030/31 | 160.75 | 50.75 | 64
2030/31 | 161.25 | 50.75 | 54
2030/31 | 161.75 | 50.75 | 63
2030/31 | 162.25 | 50.75 | 68
2030/31 | 162.75 | 50.75 | 52
2030/31 | 163.25 | 50.75 | 59
2030/31 | 163.75 | 50.75 | 50
2030/31 | 164.25 | 50.75 | 63
2030/31 | 164.75 | 50.75 | 52
2030/31 | 165.25 | 50.75 | 60
2030/31 | 165.75 | 50.75 | 52
2030/31 | 166.25 | 50.75 | 53
2030/31 | 166.75 | 50.75 | 60
2030/31 | 167.25 | 50.75 | 51
2030/31 | 167.75 | 50.75 | 46
2030/31 | 168.25 | 50.75 | 45
2030/31 | 168.75 | 50.75 | 50
2030/31 | 169.25 | 50.75 | 54
2030/31 | 169.75 | 50.75 | 38
2030/31 | 170.25 | 50.75 | 53
2030/31 | 170.75 | 50.75 | 35
2030/31 | 171.25 | 50.75 | 62
2030/31 | 171.75 | 50.75 | 27
2030/31 | 172.25 | 50.75 | 51
2030/31 | 172.75 | 50.75 | 38
2030/31 | 173.25 | 50.75 | 58
2030/31 | 173.75 | 50.75 | 38
2030/31 | 174.25 | 50.75 | 45
2030/31 | 174.75 | 50.75 | 45
2030/31 | 175.25 | 50.75 | 50
2030/31 | 175.75 | 50.75 | 43
2030/31 | 176.25 | 50.75 | 60
2030/31 | 176.75 | 50.75 | 61
2030/31 | 177.25 | 50.75 | 36
2030/31 | 177.75 | 50.75 | 33
2030/31 | 178.25 | 50.75 | 39
2030/31 | 178.75 | 50.75 | 46
2030/31 | 179.25 | 50.75 | 50
2030/31 | 179.75 | 50.75 | 38
2030/31 | 180.25 | 50.75 | 50
2030/31 | 180.75 | 50.75 | 40
2030/31 | 181.25 | 50.75 | 36
2030/31 | 181.75 | 50.75 | 45
2030/31 | 182.25 | 50.75 | 41
2030/31 | 182.75 | 50.75 | 32
2030/31 | 183.25 | 50.75 | 37
2030/31 | 183.75 | 50.75 | 45
2030/31 | 184.25 | 50.75 | 37
2030/31 | 184.75 | 50.75 | 38
2030/31 | 185.25 | 50.75 | 37
2030/31 | 185.75 | 50.75 | 34
2030/31 | 186.25 | 50.75 | 37
2030/31 | 186.75 | 50.75 | 32
2030/31 | 187.25 | 50.75 | 24
2030/31 | 187.75 | 50.75 | 30
2030/31 | 188.25 | 50.75 | 34
2030/31 | 188.75 | 50.75 | 31
2030/31 | 189.25 | 50.75 | 15
2030/31 | 189.75 | 50.75 | 31
2030/31 | 190.25 | 50.75 | 41
2030/31 | 190.75 | 50.75 | 19
2030/31 | 191.25 | 50.75 | 26
2030/31 | 191.75 | 50.75 | 24
2030/31 | 192.25 | 50.75 | 21
2030/31 | 192.75 | 50.75 | 23
2030/31 | 193.25 | 50.75 | 27
2030/31 | 193.75 | 50.75 | 18
2030/31 | 194.25 | 50.75 | 21
2030/31 | 194.75 | 50.75 | 23
2030/31 | 195.25 | 50.75 | 26
2030/31 | 195.75 | 50.75 | 21
2030/31 | 196.25 | 50.75 | 18
2030/31 | 196.75 | 50.75 | 27
2030/31 | 197.25 | 50.75 | 29
2030/31 | 197.75 | 50.75 | 29
2030/31 | 198.25 | 50.75 | 15
2030/31 | 198.75 | 50.75 | 11
2030/31 | 199.25 | 50.75 | 20
2030/31 | 199.75 | 50.75 | 27
2030/31 | 200.25 | 50.75 | 19
2030/31 | 200.75 | 50.75 | 24
2030/31 | 201.25 | 50.75 | 18
2030/31 | 201.75 | 50.75 | 26
2030/31 | 202.25 | 50.75 | 20
2030/31 | 202.75 | 50.75 | 22
2030/31 | 203.25 | 50.75 | 14
2030/31 | 203.75 | 50.75 | 25
2030/31 | 204.25 | 50.75 | 23
2030/31 | 204.75 | 50.75 | 20
2030/31 | 205.25 | 50.75 | 20
2030/31 | 205.75 | 50.75 | 20
2030/31 | 206.25 | 50.75 | 21
2030/31 | 206.75 | 50.75 | 9
2030/31 | 207.25 | 50.75 | 14
2030/31 | 207.75 | 50.75 | 21
2030/31 | 208.25 | 50.75 | 18
2030/31 | 208.75 | 50.75 | 14
2030/31 | 209.25 | 50.75 | 13
2030/31 | 209.75 | 50.75 | 14
2030/31 | 210.25 | 50.75 | 9
2030/31 | 210.75 | 50.75 | 15
2030/31 | 211.25 | 50.75 | 6
2030/31 | 211.75 | 50.75 | 12
2030/31 | 212.25 | 50.75 | 16
2030/31 | 212.75 | 50.75 | 14
2030/31 | 213.25 | 50.75 | 17
2030/31 | 213.75 | 50.75 | 4
2030/31 | 214.25 | 50.75 | 17
2030/31 | 214.75 | 50.75 | 13
2030/31 | 215.25 | 50.75 | 14
2030/31 | 215.75 | 50.75 | 23
2030/31 | 216.25 | 50.75 | 12
2030/31 | 216.75 | 50.75 | 12
2030/31 | 217.25 | 50.75 | 12
2030/31 | 217.75 | 50.75 | 13
2030/31 | 218.25 | 50.75 | 17
2030/31 | 218.75 | 50.75 | 12
2030/31 | 219.25 | 50.75 | 10
2030/31 | 219.75 | 50.75 | 7
2030/31 | 220.25 | 50.75 | 5
2030/31 | 220.75 | 50.75 | 11
2030/31 | 221.25 | 50.75 | 7
2030/31 | 221.75 | 50.75 | 11
2030/31 | 222.25 | 50.75 | 15
2030/31 | 222.75 | 50.75 | 10
2030/31 | 223.25 | 50.75 | 9
2030/31 | 223.75 | 50.75 | 13
2030/31 | 224.25 | 50.75 | 7
2030/31 | 224.75 | 50.75 | 6
2030/31 | 225.25 | 50.75 | 6
2030/31 | 225.75 | 50.75 | 12
2030/31 | 226.25 | 50.75 | 6
2030/31 | 226.75 | 50.75 | 7
2030/31 | 227.25 | 50.75 | 9
2030/31 | 227.75 | 50.75 | 6
2030/31 | 228.25 | 50.75 | 5
2030/31 | 228.75 | 50.75 | 9
2030/31 | 229.25 | 50.75 | 6
2030/31 | 229.75 | 50.75 | 13
2030/31 | 230.25 | 50.75 | 8
2030/31 | 230.75 | 50.75 | 8
2030/31 | 231.25 | 50.75 | 4
2030/31 | 231.75 | 50.75 | 6
2030/31 | 232.25 | 50.75 | 13
2030/31 | 232.75 | 50.75 | 4
2030/31 | 233.25 | 50.75 | 5
2030/31 | 233.75 | 50.75 | 5
2030/31 | 234.25 | 50.75 | 6
2030/31 | 234.75 | 50.75 | 5
2030/31 | 235.25 | 50.75 | 4
2030/31 | 235.75 | 50.75 | 3
2030/31 | 236.25 | 50.75 | 6
2030/31 | 236.75 | 50.75 | 4
2030/31 | 237.25 | 50.75 | 3
2030/31 | 237.75 | 50.75 | 4
2030/31 | 238.25 | 50.75 | 2
2030/31 | 238.75 | 50.75 | 4
2030/31 | 239.25 | 50.75 | 1
2030/31 | 239.75 | 50.75 | 4
2030/31 | 240.25 | 50.75 | 4
2030/31 | 240.75 | 50.75 | 4
2030/31 | 241.25 | 50.75 | 3
2030/31 | 241.75 | 50.75 | 1
2030/31 | 242.25 | 50.75 | 2
2030/31 | 242.75 | 50.75 | 5
2030/31 | 243.25 | 50.75 | 3
2030/31 | 243.75 | 50.75 | 5
2030/31 | 244.25 | 50.75 | 5
2030/31 | 244.75 | 50.75 | 2
2030/31 | 245.25 | 50.75 | 4
2030/31 | 245.75 | 50.75 | 4
2030/31 | 246.25 | 50.75 | 4
2030/31 | 246.75 | 50.75 | 2
2030/31 | 247.25 | 50.75 | 4
2030/31 | 247.75 | 50.75 | 4
2030/31 | 248.25 | 50.75 | 3
2030/31 | 248.75 | 50.75 | 3
2030/31 | 249.25 | 50.75 | 1
2030/31 | 249.75 | 50.75 | 2
2030/31 | 250.75 | 50.75 | 2
2030/31 | 251.75 | 50.75 | 2
2030/31 | 252.75 | 50.75 | 1
2030/31 | 253.25 | 50.75 | 1
2030/31 | 253.75 | 50.75 | 3
2030/31 | 254.75 | 50.75 | 1
2030/31 | 255.25 | 50.75 | 2
2030/31 | 255.75 | 50.75 | 4
2030/31 | 256.25 | 50.75 | 1
2030/31 | 256.75 | 50.75 | 2
2030/31 | 257.75 | 50.75 | 2
2030/31 | 259.25 | 50.75 | 1
2030/31 | 259.75 | 50.75 | 2
2030/31 | 261.25 | 50.75 | 1
2030/31 | 262.25 | 50.75 | 1
2030/31 | 263.25 | 50.75 | 1
2030/31 | 263.75 | 50.75 | 2
2030/31 | 265.25 | 50.75 | 1
2030/31 | 266.25 | 50.75 | 1
2030/31 | 268.25 | 50.75 | 2
2030/31 | 270.75 | 50.75 | 1
2030/31 | 271.75 | 50.75 | 1
2030/31 | 272.25 | 50.75 | 1
2030/31 | 275.25 | 50.75 | 1
2030/31 | 276.25 | 50.75 | 1
2030/31 | 277.75 | 50.75 | 1
2030/31 | 278.25 | 50.75 | 1
2030/31 | 279.25 | 50.75 | 1
2030/31 | 281.25 | 50.75 | 1
2030/31 | 281.75 | 50.75 | 1
2030/31 | 286.75 | 50.75 | 1
2030/31 | 287.25 | 50.75 | 1
2030/31 | 300.75 | 50.75 | 1
2030/31 | 302.25 | 50.75 | 1
2030/31 | 302.75 | 50.75 | 1
2030/31 | 70.25 | 51.25 | 1
2030/31 | 73.75 | 51.25 | 2
2030/31 | 74.25 | 51.25 | 1
2030/31 | 76.25 | 51.25 | 2
2030/31 | 76.75 | 51.25 | 1
2030/31 | 77.75 | 51.25 | 1
2030/31 | 78.75 | 51.25 | 2
2030/31 | 79.25 | 51.25 | 2
2030/31 | 79.75 | 51.25 | 8
2030/31 | 80.25 | 51.25 | 6
2030/31 | 80.75 | 51.25 | 5
2030/31 | 81.25 | 51.25 | 2
2030/31 | 81.75 | 51.25 | 11
2030/31 | 82.25 | 51.25 | 13
2030/31 | 82.75 | 51.25 | 10
2030/31 | 83.25 | 51.25 | 12
2030/31 | 83.75 | 51.25 | 21
2030/31 | 84.25 | 51.25 | 13
2030/31 | 84.75 | 51.25 | 25
2030/31 | 85.25 | 51.25 | 23
2030/31 | 85.75 | 51.25 | 21
2030/31 | 86.25 | 51.25 | 29
2030/31 | 86.75 | 51.25 | 28
2030/31 | 87.25 | 51.25 | 25
2030/31 | 87.75 | 51.25 | 40
2030/31 | 88.25 | 51.25 | 46
2030/31 | 88.75 | 51.25 | 34
2030/31 | 89.25 | 51.25 | 38
2030/31 | 89.75 | 51.25 | 45
2030/31 | 90.25 | 51.25 | 56
2030/31 | 90.75 | 51.25 | 38
2030/31 | 91.25 | 51.25 | 58
2030/31 | 91.75 | 51.25 | 63
2030/31 | 92.25 | 51.25 | 69
2030/31 | 92.75 | 51.25 | 75
2030/31 | 93.25 | 51.25 | 87
2030/31 | 93.75 | 51.25 | 92
2030/31 | 94.25 | 51.25 | 82
2030/31 | 94.75 | 51.25 | 88
2030/31 | 95.25 | 51.25 | 104
2030/31 | 95.75 | 51.25 | 90
2030/31 | 96.25 | 51.25 | 98
2030/31 | 96.75 | 51.25 | 103
2030/31 | 97.25 | 51.25 | 98
2030/31 | 97.75 | 51.25 | 123
2030/31 | 98.25 | 51.25 | 109
2030/31 | 98.75 | 51.25 | 116
2030/31 | 99.25 | 51.25 | 104
2030/31 | 99.75 | 51.25 | 124
2030/31 | 100.25 | 51.25 | 112
2030/31 | 100.75 | 51.25 | 115
2030/31 | 101.25 | 51.25 | 134
2030/31 | 101.75 | 51.25 | 124
2030/31 | 102.25 | 51.25 | 113
2030/31 | 102.75 | 51.25 | 121
2030/31 | 103.25 | 51.25 | 146
2030/31 | 103.75 | 51.25 | 128
2030/31 | 104.25 | 51.25 | 128
2030/31 | 104.75 | 51.25 | 153
2030/31 | 105.25 | 51.25 | 130
2030/31 | 105.75 | 51.25 | 139
2030/31 | 106.25 | 51.25 | 132
2030/31 | 106.75 | 51.25 | 167
2030/31 | 107.25 | 51.25 | 145
2030/31 | 107.75 | 51.25 | 130
2030/31 | 108.25 | 51.25 | 149
2030/31 | 108.75 | 51.25 | 139
2030/31 | 109.25 | 51.25 | 187
2030/31 | 109.75 | 51.25 | 124
2030/31 | 110.25 | 51.25 | 150
2030/31 | 110.75 | 51.25 | 133
2030/31 | 111.25 | 51.25 | 169
2030/31 | 111.75 | 51.25 | 152
2030/31 | 112.25 | 51.25 | 136
2030/31 | 112.75 | 51.25 | 160
2030/31 | 113.25 | 51.25 | 170
2030/31 | 113.75 | 51.25 | 152
2030/31 | 114.25 | 51.25 | 160
2030/31 | 114.75 | 51.25 | 148
2030/31 | 115.25 | 51.25 | 161
2030/31 | 115.75 | 51.25 | 174
2030/31 | 116.25 | 51.25 | 143
2030/31 | 116.75 | 51.25 | 149
2030/31 | 117.25 | 51.25 | 159
2030/31 | 117.75 | 51.25 | 172
2030/31 | 118.25 | 51.25 | 161
2030/31 | 118.75 | 51.25 | 161
2030/31 | 119.25 | 51.25 | 172
2030/31 | 119.75 | 51.25 | 146
2030/31 | 120.25 | 51.25 | 149
2030/31 | 120.75 | 51.25 | 158
2030/31 | 121.25 | 51.25 | 146
2030/31 | 121.75 | 51.25 | 156
2030/31 | 122.25 | 51.25 | 133
2030/31 | 122.75 | 51.25 | 160
2030/31 | 123.25 | 51.25 | 141
2030/31 | 123.75 | 51.25 | 141
2030/31 | 124.25 | 51.25 | 136
2030/31 | 124.75 | 51.25 | 130
2030/31 | 125.25 | 51.25 | 138
2030/31 | 125.75 | 51.25 | 139
2030/31 | 126.25 | 51.25 | 147
2030/31 | 126.75 | 51.25 | 132
2030/31 | 127.25 | 51.25 | 142
2030/31 | 127.75 | 51.25 | 123
2030/31 | 128.25 | 51.25 | 134
2030/31 | 128.75 | 51.25 | 142
2030/31 | 129.25 | 51.25 | 129
2030/31 | 129.75 | 51.25 | 149
2030/31 | 130.25 | 51.25 | 132
2030/31 | 130.75 | 51.25 | 123
2030/31 | 131.25 | 51.25 | 143
2030/31 | 131.75 | 51.25 | 132
2030/31 | 132.25 | 51.25 | 135
2030/31 | 132.75 | 51.25 | 115
2030/31 | 133.25 | 51.25 | 125
2030/31 | 133.75 | 51.25 | 131
2030/31 | 134.25 | 51.25 | 126
2030/31 | 134.75 | 51.25 | 127
2030/31 | 135.25 | 51.25 | 138
2030/31 | 135.75 | 51.25 | 109
2030/31 | 136.25 | 51.25 | 131
2030/31 | 136.75 | 51.25 | 118
2030/31 | 137.25 | 51.25 | 147
2030/31 | 137.75 | 51.25 | 106
2030/31 | 138.25 | 51.25 | 112
2030/31 | 138.75 | 51.25 | 112
2030/31 | 139.25 | 51.25 | 122
2030/31 | 139.75 | 51.25 | 109
2030/31 | 140.25 | 51.25 | 126
2030/31 | 140.75 | 51.25 | 112
2030/31 | 141.25 | 51.25 | 122
2030/31 | 141.75 | 51.25 | 96
2030/31 | 142.25 | 51.25 | 95
2030/31 | 142.75 | 51.25 | 110
2030/31 | 143.25 | 51.25 | 103
2030/31 | 143.75 | 51.25 | 100
2030/31 | 144.25 | 51.25 | 108
2030/31 | 144.75 | 51.25 | 99
2030/31 | 145.25 | 51.25 | 93
2030/31 | 145.75 | 51.25 | 91
2030/31 | 146.25 | 51.25 | 87
2030/31 | 146.75 | 51.25 | 82
2030/31 | 147.25 | 51.25 | 85
2030/31 | 147.75 | 51.25 | 88
2030/31 | 148.25 | 51.25 | 84
2030/31 | 148.75 | 51.25 | 73
2030/31 | 149.25 | 51.25 | 85
2030/31 | 149.75 | 51.25 | 79
2030/31 | 150.25 | 51.25 | 94
2030/31 | 150.75 | 51.25 | 67
2030/31 | 151.25 | 51.25 | 71
2030/31 | 151.75 | 51.25 | 75
2030/31 | 152.25 | 51.25 | 80
2030/31 | 152.75 | 51.25 | 76
2030/31 | 153.25 | 51.25 | 84
2030/31 | 153.75 | 51.25 | 57
2030/31 | 154.25 | 51.25 | 79
2030/31 | 154.75 | 51.25 | 66
2030/31 | 155.25 | 51.25 | 75
2030/31 | 155.75 | 51.25 | 59
2030/31 | 156.25 | 51.25 | 63
2030/31 | 156.75 | 51.25 | 73
2030/31 | 157.25 | 51.25 | 68
2030/31 | 157.75 | 51.25 | 85
2030/31 | 158.25 | 51.25 | 70
2030/31 | 158.75 | 51.25 | 57
2030/31 | 159.25 | 51.25 | 75
2030/31 | 159.75 | 51.25 | 66
2030/31 | 160.25 | 51.25 | 70
2030/31 | 160.75 | 51.25 | 67
2030/31 | 161.25 | 51.25 | 76
2030/31 | 161.75 | 51.25 | 66
2030/31 | 162.25 | 51.25 | 65
2030/31 | 162.75 | 51.25 | 68
2030/31 | 163.25 | 51.25 | 55
2030/31 | 163.75 | 51.25 | 53
2030/31 | 164.25 | 51.25 | 58
2030/31 | 164.75 | 51.25 | 41
2030/31 | 165.25 | 51.25 | 53
2030/31 | 165.75 | 51.25 | 50
2030/31 | 166.25 | 51.25 | 51
2030/31 | 166.75 | 51.25 | 65
2030/31 | 167.25 | 51.25 | 33
2030/31 | 167.75 | 51.25 | 66
2030/31 | 168.25 | 51.25 | 54
2030/31 | 168.75 | 51.25 | 45
2030/31 | 169.25 | 51.25 | 44
2030/31 | 169.75 | 51.25 | 44
2030/31 | 170.25 | 51.25 | 55
2030/31 | 170.75 | 51.25 | 43
2030/31 | 171.25 | 51.25 | 50
2030/31 | 171.75 | 51.25 | 41
2030/31 | 172.25 | 51.25 | 52
2030/31 | 172.75 | 51.25 | 44
2030/31 | 173.25 | 51.25 | 40
2030/31 | 173.75 | 51.25 | 50
2030/31 | 174.25 | 51.25 | 38
2030/31 | 174.75 | 51.25 | 41
2030/31 | 175.25 | 51.25 | 57
2030/31 | 175.75 | 51.25 | 55
2030/31 | 176.25 | 51.25 | 46
2030/31 | 176.75 | 51.25 | 36
2030/31 | 177.25 | 51.25 | 43
2030/31 | 177.75 | 51.25 | 42
2030/31 | 178.25 | 51.25 | 45
2030/31 | 178.75 | 51.25 | 37
2030/31 | 179.25 | 51.25 | 37
2030/31 | 179.75 | 51.25 | 32
2030/31 | 180.25 | 51.25 | 34
2030/31 | 180.75 | 51.25 | 44
2030/31 | 181.25 | 51.25 | 60
2030/31 | 181.75 | 51.25 | 45
2030/31 | 182.25 | 51.25 | 42
2030/31 | 182.75 | 51.25 | 42
2030/31 | 183.25 | 51.25 | 32
2030/31 | 183.75 | 51.25 | 39
2030/31 | 184.25 | 51.25 | 26
2030/31 | 184.75 | 51.25 | 38
2030/31 | 185.25 | 51.25 | 43
2030/31 | 185.75 | 51.25 | 46
2030/31 | 186.25 | 51.25 | 35
2030/31 | 186.75 | 51.25 | 34
2030/31 | 187.25 | 51.25 | 35
2030/31 | 187.75 | 51.25 | 33
2030/31 | 188.25 | 51.25 | 21
2030/31 | 188.75 | 51.25 | 25
2030/31 | 189.25 | 51.25 | 32
2030/31 | 189.75 | 51.25 | 31
2030/31 | 190.25 | 51.25 | 33
2030/31 | 190.75 | 51.25 | 25
2030/31 | 191.25 | 51.25 | 28
2030/31 | 191.75 | 51.25 | 29
2030/31 | 192.25 | 51.25 | 24
2030/31 | 192.75 | 51.25 | 27
2030/31 | 193.25 | 51.25 | 24
2030/31 | 193.75 | 51.25 | 31
2030/31 | 194.25 | 51.25 | 39
2030/31 | 194.75 | 51.25 | 33
2030/31 | 195.25 | 51.25 | 24
2030/31 | 195.75 | 51.25 | 27
2030/31 | 196.25 | 51.25 | 16
2030/31 | 196.75 | 51.25 | 34
2030/31 | 197.25 | 51.25 | 24
2030/31 | 197.75 | 51.25 | 26
2030/31 | 198.25 | 51.25 | 24
2030/31 | 198.75 | 51.25 | 24
2030/31 | 199.25 | 51.25 | 21
2030/31 | 199.75 | 51.25 | 18
2030/31 | 200.25 | 51.25 | 28
2030/31 | 200.75 | 51.25 | 22
2030/31 | 201.25 | 51.25 | 16
2030/31 | 201.75 | 51.25 | 14
2030/31 | 202.25 | 51.25 | 18
2030/31 | 202.75 | 51.25 | 26
2030/31 | 203.25 | 51.25 | 24
2030/31 | 203.75 | 51.25 | 12
2030/31 | 204.25 | 51.25 | 13
2030/31 | 204.75 | 51.25 | 21
2030/31 | 205.25 | 51.25 | 22
2030/31 | 205.75 | 51.25 | 20
2030/31 | 206.25 | 51.25 | 13
2030/31 | 206.75 | 51.25 | 12
2030/31 | 207.25 | 51.25 | 19
2030/31 | 207.75 | 51.25 | 18
2030/31 | 208.25 | 51.25 | 14
2030/31 | 208.75 | 51.25 | 19
2030/31 | 209.25 | 51.25 | 18
2030/31 | 209.75 | 51.25 | 22
2030/31 | 210.25 | 51.25 | 18
2030/31 | 210.75 | 51.25 | 23
2030/31 | 211.25 | 51.25 | 20
2030/31 | 211.75 | 51.25 | 13
2030/31 | 212.25 | 51.25 | 17
2030/31 | 212.75 | 51.25 | 19
2030/31 | 213.25 | 51.25 | 15
2030/31 | 213.75 | 51.25 | 14
2030/31 | 214.25 | 51.25 | 14
2030/31 | 214.75 | 51.25 | 10
2030/31 | 215.25 | 51.25 | 10
2030/31 | 215.75 | 51.25 | 18
2030/31 | 216.25 | 51.25 | 11
2030/31 | 216.75 | 51.25 | 15
2030/31 | 217.25 | 51.25 | 12
2030/31 | 217.75 | 51.25 | 9
2030/31 | 218.25 | 51.25 | 8
2030/31 | 218.75 | 51.25 | 13
2030/31 | 219.25 | 51.25 | 16
2030/31 | 219.75 | 51.25 | 9
2030/31 | 220.25 | 51.25 | 16
2030/31 | 220.75 | 51.25 | 11
2030/31 | 221.25 | 51.25 | 8
2030/31 | 221.75 | 51.25 | 10
2030/31 | 222.25 | 51.25 | 6
2030/31 | 222.75 | 51.25 | 9
2030/31 | 223.25 | 51.25 | 6
2030/31 | 223.75 | 51.25 | 10
2030/31 | 224.25 | 51.25 | 10
2030/31 | 224.75 | 51.25 | 12
2030/31 | 225.25 | 51.25 | 8
2030/31 | 225.75 | 51.25 | 10
2030/31 | 226.25 | 51.25 | 5
2030/31 | 226.75 | 51.25 | 7
2030/31 | 227.25 | 51.25 | 6
2030/31 | 227.75 | 51.25 | 6
2030/31 | 228.25 | 51.25 | 11
2030/31 | 228.75 | 51.25 | 6
2030/31 | 229.25 | 51.25 | 7
2030/31 | 229.75 | 51.25 | 2
2030/31 | 230.25 | 51.25 | 7
2030/31 | 230.75 | 51.25 | 9
2030/31 | 231.25 | 51.25 | 5
2030/31 | 231.75 | 51.25 | 5
2030/31 | 232.25 | 51.25 | 5
2030/31 | 232.75 | 51.25 | 7
2030/31 | 233.25 | 51.25 | 5
2030/31 | 233.75 | 51.25 | 7
2030/31 | 234.25 | 51.25 | 6
2030/31 | 234.75 | 51.25 | 6
2030/31 | 235.25 | 51.25 | 7
2030/31 | 235.75 | 51.25 | 3
2030/31 | 236.25 | 51.25 | 5
2030/31 | 236.75 | 51.25 | 5
2030/31 | 237.25 | 51.25 | 4
2030/31 | 237.75 | 51.25 | 4
2030/31 | 238.25 | 51.25 | 6
2030/31 | 238.75 | 51.25 | 6
2030/31 | 239.25 | 51.25 | 2
2030/31 | 239.75 | 51.25 | 1
2030/31 | 240.25 | 51.25 | 1
2030/31 | 240.75 | 51.25 | 6
2030/31 | 241.25 | 51.25 | 5
2030/31 | 241.75 | 51.25 | 2
2030/31 | 242.25 | 51.25 | 4
2030/31 | 242.75 | 51.25 | 4
2030/31 | 243.25 | 51.25 | 2
2030/31 | 243.75 | 51.25 | 3
2030/31 | 244.25 | 51.25 | 2
2030/31 | 244.75 | 51.25 | 4
2030/31 | 245.25 | 51.25 | 3
2030/31 | 246.25 | 51.25 | 4
2030/31 | 246.75 | 51.25 | 4
2030/31 | 247.25 | 51.25 | 1
2030/31 | 247.75 | 51.25 | 4
2030/31 | 248.25 | 51.25 | 4
2030/31 | 248.75 | 51.25 | 5
2030/31 | 249.25 | 51.25 | 2
2030/31 | 249.75 | 51.25 | 2
2030/31 | 250.25 | 51.25 | 4
2030/31 | 250.75 | 51.25 | 2
2030/31 | 251.25 | 51.25 | 2
2030/31 | 251.75 | 51.25 | 1
2030/31 | 252.25 | 51.25 | 4
2030/31 | 252.75 | 51.25 | 4
2030/31 | 253.25 | 51.25 | 1
2030/31 | 253.75 | 51.25 | 1
2030/31 | 254.25 | 51.25 | 2
2030/31 | 254.75 | 51.25 | 2
2030/31 | 255.25 | 51.25 | 2
2030/31 | 255.75 | 51.25 | 2
2030/31 | 256.25 | 51.25 | 4
2030/31 | 256.75 | 51.25 | 2
2030/31 | 257.25 | 51.25 | 1
2030/31 | 258.25 | 51.25 | 2
2030/31 | 258.75 | 51.25 | 1
2030/31 | 259.25 | 51.25 | 1
2030/31 | 259.75 | 51.25 | 2
2030/31 | 260.25 | 51.25 | 4
2030/31 | 260.75 | 51.25 | 2
2030/31 | 261.25 | 51.25 | 3
2030/31 | 261.75 | 51.25 | 1
2030/31 | 262.25 | 51.25 | 1
2030/31 | 262.75 | 51.25 | 2
2030/31 | 263.75 | 51.25 | 1
2030/31 | 264.25 | 51.25 | 1
2030/31 | 264.75 | 51.25 | 1
2030/31 | 265.25 | 51.25 | 4
2030/31 | 265.75 | 51.25 | 2
2030/31 | 268.75 | 51.25 | 1
2030/31 | 269.25 | 51.25 | 2
2030/31 | 269.75 | 51.25 | 1
2030/31 | 270.25 | 51.25 | 1
2030/31 | 270.75 | 51.25 | 1
2030/31 | 274.25 | 51.25 | 1
2030/31 | 278.25 | 51.25 | 1
2030/31 | 285.75 | 51.25 | 1
2030/31 | 292.25 | 51.25 | 1
2030/31 | 300.75 | 51.25 | 1
2030/31 | 304.75 | 51.25 | 1
2030/31 | 327.75 | 51.25 | 1
2030/31 | 383.25 | 51.25 | 1
2030/31 | 74.25 | 51.75 | 1
2030/31 | 74.75 | 51.75 | 1
2030/31 | 75.25 | 51.75 | 2
2030/31 | 76.25 | 51.75 | 2
2030/31 | 76.75 | 51.75 | 2
2030/31 | 77.75 | 51.75 | 2
2030/31 | 78.25 | 51.75 | 5
2030/31 | 78.75 | 51.75 | 3
2030/31 | 79.25 | 51.75 | 6
2030/31 | 79.75 | 51.75 | 5
2030/31 | 80.25 | 51.75 | 4
2030/31 | 80.75 | 51.75 | 8
2030/31 | 81.25 | 51.75 | 5
2030/31 | 81.75 | 51.75 | 9
2030/31 | 82.25 | 51.75 | 11
2030/31 | 82.75 | 51.75 | 12
2030/31 | 83.25 | 51.75 | 10
2030/31 | 83.75 | 51.75 | 15
2030/31 | 84.25 | 51.75 | 16
2030/31 | 84.75 | 51.75 | 18
2030/31 | 85.25 | 51.75 | 15
2030/31 | 85.75 | 51.75 | 19
2030/31 | 86.25 | 51.75 | 30
2030/31 | 86.75 | 51.75 | 31
2030/31 | 87.25 | 51.75 | 32
2030/31 | 87.75 | 51.75 | 33
2030/31 | 88.25 | 51.75 | 38
2030/31 | 88.75 | 51.75 | 33
2030/31 | 89.25 | 51.75 | 36
2030/31 | 89.75 | 51.75 | 44
2030/31 | 90.25 | 51.75 | 56
2030/31 | 90.75 | 51.75 | 50
2030/31 | 91.25 | 51.75 | 70
2030/31 | 91.75 | 51.75 | 56
2030/31 | 92.25 | 51.75 | 58
2030/31 | 92.75 | 51.75 | 70
2030/31 | 93.25 | 51.75 | 80
2030/31 | 93.75 | 51.75 | 74
2030/31 | 94.25 | 51.75 | 76
2030/31 | 94.75 | 51.75 | 95
2030/31 | 95.25 | 51.75 | 94
2030/31 | 95.75 | 51.75 | 109
2030/31 | 96.25 | 51.75 | 101
2030/31 | 96.75 | 51.75 | 67
2030/31 | 97.25 | 51.75 | 104
2030/31 | 97.75 | 51.75 | 103
2030/31 | 98.25 | 51.75 | 108
2030/31 | 98.75 | 51.75 | 111
2030/31 | 99.25 | 51.75 | 100
2030/31 | 99.75 | 51.75 | 130
2030/31 | 100.25 | 51.75 | 127
2030/31 | 100.75 | 51.75 | 125
2030/31 | 101.25 | 51.75 | 134
2030/31 | 101.75 | 51.75 | 118
2030/31 | 102.25 | 51.75 | 138
2030/31 | 102.75 | 51.75 | 138
2030/31 | 103.25 | 51.75 | 122
2030/31 | 103.75 | 51.75 | 139
2030/31 | 104.25 | 51.75 | 152
2030/31 | 104.75 | 51.75 | 147
2030/31 | 105.25 | 51.75 | 130
2030/31 | 105.75 | 51.75 | 161
2030/31 | 106.25 | 51.75 | 148
2030/31 | 106.75 | 51.75 | 158
2030/31 | 107.25 | 51.75 | 147
2030/31 | 107.75 | 51.75 | 149
2030/31 | 108.25 | 51.75 | 157
2030/31 | 108.75 | 51.75 | 139
2030/31 | 109.25 | 51.75 | 150
2030/31 | 109.75 | 51.75 | 174
2030/31 | 110.25 | 51.75 | 148
2030/31 | 110.75 | 51.75 | 147
2030/31 | 111.25 | 51.75 | 182
2030/31 | 111.75 | 51.75 | 160
2030/31 | 112.25 | 51.75 | 161
2030/31 | 112.75 | 51.75 | 143
2030/31 | 113.25 | 51.75 | 155
2030/31 | 113.75 | 51.75 | 153
2030/31 | 114.25 | 51.75 | 167
2030/31 | 114.75 | 51.75 | 152
2030/31 | 115.25 | 51.75 | 175
2030/31 | 115.75 | 51.75 | 143
2030/31 | 116.25 | 51.75 | 146
2030/31 | 116.75 | 51.75 | 163
2030/31 | 117.25 | 51.75 | 157
2030/31 | 117.75 | 51.75 | 150
2030/31 | 118.25 | 51.75 | 152
2030/31 | 118.75 | 51.75 | 152
2030/31 | 119.25 | 51.75 | 164
2030/31 | 119.75 | 51.75 | 149
2030/31 | 120.25 | 51.75 | 169
2030/31 | 120.75 | 51.75 | 147
2030/31 | 121.25 | 51.75 | 156
2030/31 | 121.75 | 51.75 | 157
2030/31 | 122.25 | 51.75 | 162
2030/31 | 122.75 | 51.75 | 147
2030/31 | 123.25 | 51.75 | 136
2030/31 | 123.75 | 51.75 | 151
2030/31 | 124.25 | 51.75 | 159
2030/31 | 124.75 | 51.75 | 146
2030/31 | 125.25 | 51.75 | 147
2030/31 | 125.75 | 51.75 | 161
2030/31 | 126.25 | 51.75 | 131
2030/31 | 126.75 | 51.75 | 163
2030/31 | 127.25 | 51.75 | 157
2030/31 | 127.75 | 51.75 | 151
2030/31 | 128.25 | 51.75 | 127
2030/31 | 128.75 | 51.75 | 142
2030/31 | 129.25 | 51.75 | 127
2030/31 | 129.75 | 51.75 | 142
2030/31 | 130.25 | 51.75 | 140
2030/31 | 130.75 | 51.75 | 135
2030/31 | 131.25 | 51.75 | 133
2030/31 | 131.75 | 51.75 | 123
2030/31 | 132.25 | 51.75 | 122
2030/31 | 132.75 | 51.75 | 139
2030/31 | 133.25 | 51.75 | 134
2030/31 | 133.75 | 51.75 | 116
2030/31 | 134.25 | 51.75 | 110
2030/31 | 134.75 | 51.75 | 132
2030/31 | 135.25 | 51.75 | 139
2030/31 | 135.75 | 51.75 | 140
2030/31 | 136.25 | 51.75 | 109
2030/31 | 136.75 | 51.75 | 105
2030/31 | 137.25 | 51.75 | 124
2030/31 | 137.75 | 51.75 | 112
2030/31 | 138.25 | 51.75 | 120
2030/31 | 138.75 | 51.75 | 102
2030/31 | 139.25 | 51.75 | 95
2030/31 | 139.75 | 51.75 | 120
2030/31 | 140.25 | 51.75 | 92
2030/31 | 140.75 | 51.75 | 101
2030/31 | 141.25 | 51.75 | 118
2030/31 | 141.75 | 51.75 | 116
2030/31 | 142.25 | 51.75 | 97
2030/31 | 142.75 | 51.75 | 98
2030/31 | 143.25 | 51.75 | 125
2030/31 | 143.75 | 51.75 | 93
2030/31 | 144.25 | 51.75 | 99
2030/31 | 144.75 | 51.75 | 91
2030/31 | 145.25 | 51.75 | 113
2030/31 | 145.75 | 51.75 | 87
2030/31 | 146.25 | 51.75 | 103
2030/31 | 146.75 | 51.75 | 86
2030/31 | 147.25 | 51.75 | 91
2030/31 | 147.75 | 51.75 | 87
2030/31 | 148.25 | 51.75 | 77
2030/31 | 148.75 | 51.75 | 93
2030/31 | 149.25 | 51.75 | 99
2030/31 | 149.75 | 51.75 | 78
2030/31 | 150.25 | 51.75 | 92
2030/31 | 150.75 | 51.75 | 100
2030/31 | 151.25 | 51.75 | 73
2030/31 | 151.75 | 51.75 | 78
2030/31 | 152.25 | 51.75 | 71
2030/31 | 152.75 | 51.75 | 79
2030/31 | 153.25 | 51.75 | 60
2030/31 | 153.75 | 51.75 | 70
2030/31 | 154.25 | 51.75 | 78
2030/31 | 154.75 | 51.75 | 67
2030/31 | 155.25 | 51.75 | 69
2030/31 | 155.75 | 51.75 | 75
2030/31 | 156.25 | 51.75 | 76
2030/31 | 156.75 | 51.75 | 83
2030/31 | 157.25 | 51.75 | 72
2030/31 | 157.75 | 51.75 | 69
2030/31 | 158.25 | 51.75 | 79
2030/31 | 158.75 | 51.75 | 78
2030/31 | 159.25 | 51.75 | 58
2030/31 | 159.75 | 51.75 | 66
2030/31 | 160.25 | 51.75 | 58
2030/31 | 160.75 | 51.75 | 74
2030/31 | 161.25 | 51.75 | 58
2030/31 | 161.75 | 51.75 | 65
2030/31 | 162.25 | 51.75 | 53
2030/31 | 162.75 | 51.75 | 61
2030/31 | 163.25 | 51.75 | 53
2030/31 | 163.75 | 51.75 | 76
2030/31 | 164.25 | 51.75 | 56
2030/31 | 164.75 | 51.75 | 59
2030/31 | 165.25 | 51.75 | 67
2030/31 | 165.75 | 51.75 | 49
2030/31 | 166.25 | 51.75 | 45
2030/31 | 166.75 | 51.75 | 36
2030/31 | 167.25 | 51.75 | 51
2030/31 | 167.75 | 51.75 | 55
2030/31 | 168.25 | 51.75 | 53
2030/31 | 168.75 | 51.75 | 56
2030/31 | 169.25 | 51.75 | 54
2030/31 | 169.75 | 51.75 | 36
2030/31 | 170.25 | 51.75 | 55
2030/31 | 170.75 | 51.75 | 45
2030/31 | 171.25 | 51.75 | 54
2030/31 | 171.75 | 51.75 | 51
2030/31 | 172.25 | 51.75 | 45
2030/31 | 172.75 | 51.75 | 47
2030/31 | 173.25 | 51.75 | 59
2030/31 | 173.75 | 51.75 | 56
2030/31 | 174.25 | 51.75 | 59
2030/31 | 174.75 | 51.75 | 42
2030/31 | 175.25 | 51.75 | 49
2030/31 | 175.75 | 51.75 | 57
2030/31 | 176.25 | 51.75 | 54
2030/31 | 176.75 | 51.75 | 58
2030/31 | 177.25 | 51.75 | 59
2030/31 | 177.75 | 51.75 | 48
2030/31 | 178.25 | 51.75 | 42
2030/31 | 178.75 | 51.75 | 49
2030/31 | 179.25 | 51.75 | 60
2030/31 | 179.75 | 51.75 | 44
2030/31 | 180.25 | 51.75 | 44
2030/31 | 180.75 | 51.75 | 36
2030/31 | 181.25 | 51.75 | 41
2030/31 | 181.75 | 51.75 | 50
2030/31 | 182.25 | 51.75 | 43
2030/31 | 182.75 | 51.75 | 37
2030/31 | 183.25 | 51.75 | 51
2030/31 | 183.75 | 51.75 | 43
2030/31 | 184.25 | 51.75 | 39
2030/31 | 184.75 | 51.75 | 42
2030/31 | 185.25 | 51.75 | 37
2030/31 | 185.75 | 51.75 | 34
2030/31 | 186.25 | 51.75 | 29
2030/31 | 186.75 | 51.75 | 33
2030/31 | 187.25 | 51.75 | 26
2030/31 | 187.75 | 51.75 | 38
2030/31 | 188.25 | 51.75 | 36
2030/31 | 188.75 | 51.75 | 30
2030/31 | 189.25 | 51.75 | 31
2030/31 | 189.75 | 51.75 | 27
2030/31 | 190.25 | 51.75 | 37
2030/31 | 190.75 | 51.75 | 22
2030/31 | 191.25 | 51.75 | 23
2030/31 | 191.75 | 51.75 | 37
2030/31 | 192.25 | 51.75 | 20
2030/31 | 192.75 | 51.75 | 37
2030/31 | 193.25 | 51.75 | 31
2030/31 | 193.75 | 51.75 | 25
2030/31 | 194.25 | 51.75 | 30
2030/31 | 194.75 | 51.75 | 33
2030/31 | 195.25 | 51.75 | 24
2030/31 | 195.75 | 51.75 | 15
2030/31 | 196.25 | 51.75 | 19
2030/31 | 196.75 | 51.75 | 26
2030/31 | 197.25 | 51.75 | 32
2030/31 | 197.75 | 51.75 | 26
2030/31 | 198.25 | 51.75 | 25
2030/31 | 198.75 | 51.75 | 28
2030/31 | 199.25 | 51.75 | 22
2030/31 | 199.75 | 51.75 | 20
2030/31 | 200.25 | 51.75 | 22
2030/31 | 200.75 | 51.75 | 27
2030/31 | 201.25 | 51.75 | 23
2030/31 | 201.75 | 51.75 | 19
2030/31 | 202.25 | 51.75 | 26
2030/31 | 202.75 | 51.75 | 24
2030/31 | 203.25 | 51.75 | 26
2030/31 | 203.75 | 51.75 | 17
2030/31 | 204.25 | 51.75 | 31
2030/31 | 204.75 | 51.75 | 18
2030/31 | 205.25 | 51.75 | 15
2030/31 | 205.75 | 51.75 | 30
2030/31 | 206.25 | 51.75 | 20
2030/31 | 206.75 | 51.75 | 19
2030/31 | 207.25 | 51.75 | 14
2030/31 | 207.75 | 51.75 | 19
2030/31 | 208.25 | 51.75 | 21
2030/31 | 208.75 | 51.75 | 25
2030/31 | 209.25 | 51.75 | 17
2030/31 | 209.75 | 51.75 | 11
2030/31 | 210.25 | 51.75 | 16
2030/31 | 210.75 | 51.75 | 19
2030/31 | 211.25 | 51.75 | 14
2030/31 | 211.75 | 51.75 | 12
2030/31 | 212.25 | 51.75 | 16
2030/31 | 212.75 | 51.75 | 12
2030/31 | 213.25 | 51.75 | 18
2030/31 | 213.75 | 51.75 | 9
2030/31 | 214.25 | 51.75 | 27
2030/31 | 214.75 | 51.75 | 15
2030/31 | 215.25 | 51.75 | 18
2030/31 | 215.75 | 51.75 | 17
2030/31 | 216.25 | 51.75 | 13
2030/31 | 216.75 | 51.75 | 20
2030/31 | 217.25 | 51.75 | 14
2030/31 | 217.75 | 51.75 | 16
2030/31 | 218.25 | 51.75 | 11
2030/31 | 218.75 | 51.75 | 11
2030/31 | 219.25 | 51.75 | 16
2030/31 | 219.75 | 51.75 | 13
2030/31 | 220.25 | 51.75 | 13
2030/31 | 220.75 | 51.75 | 10
2030/31 | 221.25 | 51.75 | 13
2030/31 | 221.75 | 51.75 | 11
2030/31 | 222.25 | 51.75 | 11
2030/31 | 222.75 | 51.75 | 8
2030/31 | 223.25 | 51.75 | 8
2030/31 | 223.75 | 51.75 | 13
2030/31 | 224.25 | 51.75 | 10
2030/31 | 224.75 | 51.75 | 11
2030/31 | 225.25 | 51.75 | 7
2030/31 | 225.75 | 51.75 | 10
2030/31 | 226.25 | 51.75 | 7
2030/31 | 226.75 | 51.75 | 9
2030/31 | 227.25 | 51.75 | 11
2030/31 | 227.75 | 51.75 | 6
2030/31 | 228.25 | 51.75 | 8
2030/31 | 228.75 | 51.75 | 6
2030/31 | 229.25 | 51.75 | 8
2030/31 | 229.75 | 51.75 | 6
2030/31 | 230.25 | 51.75 | 4
2030/31 | 230.75 | 51.75 | 7
2030/31 | 231.25 | 51.75 | 6
2030/31 | 231.75 | 51.75 | 7
2030/31 | 232.25 | 51.75 | 6
2030/31 | 232.75 | 51.75 | 5
2030/31 | 233.25 | 51.75 | 9
2030/31 | 233.75 | 51.75 | 6
2030/31 | 234.25 | 51.75 | 8
2030/31 | 234.75 | 51.75 | 6
2030/31 | 235.25 | 51.75 | 12
2030/31 | 235.75 | 51.75 | 1
2030/31 | 236.25 | 51.75 | 4
2030/31 | 236.75 | 51.75 | 4
2030/31 | 237.25 | 51.75 | 6
2030/31 | 237.75 | 51.75 | 3
2030/31 | 238.25 | 51.75 | 5
2030/31 | 238.75 | 51.75 | 4
2030/31 | 239.25 | 51.75 | 7
2030/31 | 239.75 | 51.75 | 1
2030/31 | 240.25 | 51.75 | 6
2030/31 | 240.75 | 51.75 | 5
2030/31 | 241.25 | 51.75 | 7
2030/31 | 241.75 | 51.75 | 4
2030/31 | 242.25 | 51.75 | 3
2030/31 | 242.75 | 51.75 | 4
2030/31 | 243.25 | 51.75 | 5
2030/31 | 243.75 | 51.75 | 4
2030/31 | 244.25 | 51.75 | 3
2030/31 | 244.75 | 51.75 | 1
2030/31 | 245.25 | 51.75 | 2
2030/31 | 245.75 | 51.75 | 1
2030/31 | 246.25 | 51.75 | 3
2030/31 | 246.75 | 51.75 | 2
2030/31 | 247.25 | 51.75 | 1
2030/31 | 247.75 | 51.75 | 4
2030/31 | 249.25 | 51.75 | 3
2030/31 | 249.75 | 51.75 | 1
2030/31 | 250.25 | 51.75 | 2
2030/31 | 250.75 | 51.75 | 2
2030/31 | 251.25 | 51.75 | 3
2030/31 | 251.75 | 51.75 | 3
2030/31 | 252.25 | 51.75 | 2
2030/31 | 252.75 | 51.75 | 2
2030/31 | 253.25 | 51.75 | 2
2030/31 | 254.25 | 51.75 | 3
2030/31 | 254.75 | 51.75 | 2
2030/31 | 255.25 | 51.75 | 3
2030/31 | 255.75 | 51.75 | 3
2030/31 | 256.25 | 51.75 | 1
2030/31 | 256.75 | 51.75 | 1
2030/31 | 257.25 | 51.75 | 1
2030/31 | 257.75 | 51.75 | 2
2030/31 | 258.25 | 51.75 | 1
2030/31 | 258.75 | 51.75 | 1
2030/31 | 259.75 | 51.75 | 1
2030/31 | 260.25 | 51.75 | 3
2030/31 | 260.75 | 51.75 | 1
2030/31 | 261.25 | 51.75 | 1
2030/31 | 261.75 | 51.75 | 1
2030/31 | 262.25 | 51.75 | 3
2030/31 | 262.75 | 51.75 | 1
2030/31 | 263.25 | 51.75 | 3
2030/31 | 263.75 | 51.75 | 1
2030/31 | 265.25 | 51.75 | 3
2030/31 | 265.75 | 51.75 | 2
2030/31 | 266.25 | 51.75 | 1
2030/31 | 267.75 | 51.75 | 1
2030/31 | 268.25 | 51.75 | 1
2030/31 | 269.25 | 51.75 | 2
2030/31 | 271.75 | 51.75 | 1
2030/31 | 273.25 | 51.75 | 1
2030/31 | 273.75 | 51.75 | 1
2030/31 | 275.25 | 51.75 | 1
2030/31 | 276.75 | 51.75 | 1
2030/31 | 278.25 | 51.75 | 1
2030/31 | 296.75 | 51.75 | 1
2030/31 | 304.75 | 51.75 | 1
2030/31 | 309.75 | 51.75 | 1
2030/31 | 312.25 | 51.75 | 1
2030/31 | 324.25 | 51.75 | 1
2030/31 | 72.75 | 52.25 | 1
2030/31 | 74.25 | 52.25 | 1
2030/31 | 74.75 | 52.25 | 1
2030/31 | 76.25 | 52.25 | 1
2030/31 | 77.25 | 52.25 | 3
2030/31 | 77.75 | 52.25 | 2
2030/31 | 78.25 | 52.25 | 1
2030/31 | 78.75 | 52.25 | 3
2030/31 | 79.25 | 52.25 | 2
2030/31 | 79.75 | 52.25 | 6
2030/31 | 80.25 | 52.25 | 5
2030/31 | 80.75 | 52.25 | 2
2030/31 | 81.25 | 52.25 | 7
2030/31 | 81.75 | 52.25 | 6
2030/31 | 82.25 | 52.25 | 4
2030/31 | 82.75 | 52.25 | 7
2030/31 | 83.25 | 52.25 | 14
2030/31 | 83.75 | 52.25 | 16
2030/31 | 84.25 | 52.25 | 23
2030/31 | 84.75 | 52.25 | 15
2030/31 | 85.25 | 52.25 | 14
2030/31 | 85.75 | 52.25 | 31
2030/31 | 86.25 | 52.25 | 25
2030/31 | 86.75 | 52.25 | 33
2030/31 | 87.25 | 52.25 | 26
2030/31 | 87.75 | 52.25 | 26
2030/31 | 88.25 | 52.25 | 32
2030/31 | 88.75 | 52.25 | 35
2030/31 | 89.25 | 52.25 | 45
2030/31 | 89.75 | 52.25 | 52
2030/31 | 90.25 | 52.25 | 57
2030/31 | 90.75 | 52.25 | 58
2030/31 | 91.25 | 52.25 | 55
2030/31 | 91.75 | 52.25 | 59
2030/31 | 92.25 | 52.25 | 78
2030/31 | 92.75 | 52.25 | 63
2030/31 | 93.25 | 52.25 | 78
2030/31 | 93.75 | 52.25 | 69
2030/31 | 94.25 | 52.25 | 73
2030/31 | 94.75 | 52.25 | 79
2030/31 | 95.25 | 52.25 | 83
2030/31 | 95.75 | 52.25 | 88
2030/31 | 96.25 | 52.25 | 95
2030/31 | 96.75 | 52.25 | 100
2030/31 | 97.25 | 52.25 | 96
2030/31 | 97.75 | 52.25 | 105
2030/31 | 98.25 | 52.25 | 121
2030/31 | 98.75 | 52.25 | 112
2030/31 | 99.25 | 52.25 | 115
2030/31 | 99.75 | 52.25 | 125
2030/31 | 100.25 | 52.25 | 104
2030/31 | 100.75 | 52.25 | 125
2030/31 | 101.25 | 52.25 | 137
2030/31 | 101.75 | 52.25 | 128
2030/31 | 102.25 | 52.25 | 138
2030/31 | 102.75 | 52.25 | 153
2030/31 | 103.25 | 52.25 | 150
2030/31 | 103.75 | 52.25 | 142
2030/31 | 104.25 | 52.25 | 133
2030/31 | 104.75 | 52.25 | 135
2030/31 | 105.25 | 52.25 | 127
2030/31 | 105.75 | 52.25 | 138
2030/31 | 106.25 | 52.25 | 164
2030/31 | 106.75 | 52.25 | 151
2030/31 | 107.25 | 52.25 | 152
2030/31 | 107.75 | 52.25 | 167
2030/31 | 108.25 | 52.25 | 161
2030/31 | 108.75 | 52.25 | 145
2030/31 | 109.25 | 52.25 | 155
2030/31 | 109.75 | 52.25 | 148
2030/31 | 110.25 | 52.25 | 184
2030/31 | 110.75 | 52.25 | 141
2030/31 | 111.25 | 52.25 | 135
2030/31 | 111.75 | 52.25 | 160
2030/31 | 112.25 | 52.25 | 157
2030/31 | 112.75 | 52.25 | 145
2030/31 | 113.25 | 52.25 | 149
2030/31 | 113.75 | 52.25 | 161
2030/31 | 114.25 | 52.25 | 157
2030/31 | 114.75 | 52.25 | 146
2030/31 | 115.25 | 52.25 | 148
2030/31 | 115.75 | 52.25 | 145
2030/31 | 116.25 | 52.25 | 173
2030/31 | 116.75 | 52.25 | 161
2030/31 | 117.25 | 52.25 | 166
2030/31 | 117.75 | 52.25 | 177
2030/31 | 118.25 | 52.25 | 145
2030/31 | 118.75 | 52.25 | 139
2030/31 | 119.25 | 52.25 | 159
2030/31 | 119.75 | 52.25 | 140
2030/31 | 120.25 | 52.25 | 173
2030/31 | 120.75 | 52.25 | 190
2030/31 | 121.25 | 52.25 | 175
2030/31 | 121.75 | 52.25 | 159
2030/31 | 122.25 | 52.25 | 125
2030/31 | 122.75 | 52.25 | 165
2030/31 | 123.25 | 52.25 | 156
2030/31 | 123.75 | 52.25 | 161
2030/31 | 124.25 | 52.25 | 156
2030/31 | 124.75 | 52.25 | 172
2030/31 | 125.25 | 52.25 | 143
2030/31 | 125.75 | 52.25 | 159
2030/31 | 126.25 | 52.25 | 147
2030/31 | 126.75 | 52.25 | 135
2030/31 | 127.25 | 52.25 | 141
2030/31 | 127.75 | 52.25 | 160
2030/31 | 128.25 | 52.25 | 126
2030/31 | 128.75 | 52.25 | 124
2030/31 | 129.25 | 52.25 | 143
2030/31 | 129.75 | 52.25 | 134
2030/31 | 130.25 | 52.25 | 139
2030/31 | 130.75 | 52.25 | 123
2030/31 | 131.25 | 52.25 | 134
2030/31 | 131.75 | 52.25 | 154
2030/31 | 132.25 | 52.25 | 147
2030/31 | 132.75 | 52.25 | 108
2030/31 | 133.25 | 52.25 | 132
2030/31 | 133.75 | 52.25 | 133
2030/31 | 134.25 | 52.25 | 123
2030/31 | 134.75 | 52.25 | 128
2030/31 | 135.25 | 52.25 | 137
2030/31 | 135.75 | 52.25 | 123
2030/31 | 136.25 | 52.25 | 135
2030/31 | 136.75 | 52.25 | 123
2030/31 | 137.25 | 52.25 | 126
2030/31 | 137.75 | 52.25 | 134
2030/31 | 138.25 | 52.25 | 132
2030/31 | 138.75 | 52.25 | 127
2030/31 | 139.25 | 52.25 | 123
2030/31 | 139.75 | 52.25 | 114
2030/31 | 140.25 | 52.25 | 105
2030/31 | 140.75 | 52.25 | 120
2030/31 | 141.25 | 52.25 | 119
2030/31 | 141.75 | 52.25 | 104
2030/31 | 142.25 | 52.25 | 108
2030/31 | 142.75 | 52.25 | 107
2030/31 | 143.25 | 52.25 | 94
2030/31 | 143.75 | 52.25 | 98
2030/31 | 144.25 | 52.25 | 93
2030/31 | 144.75 | 52.25 | 102
2030/31 | 145.25 | 52.25 | 113
2030/31 | 145.75 | 52.25 | 115
2030/31 | 146.25 | 52.25 | 95
2030/31 | 146.75 | 52.25 | 102
2030/31 | 147.25 | 52.25 | 84
2030/31 | 147.75 | 52.25 | 104
2030/31 | 148.25 | 52.25 | 88
2030/31 | 148.75 | 52.25 | 77
2030/31 | 149.25 | 52.25 | 96
2030/31 | 149.75 | 52.25 | 74
2030/31 | 150.25 | 52.25 | 74
2030/31 | 150.75 | 52.25 | 77
2030/31 | 151.25 | 52.25 | 76
2030/31 | 151.75 | 52.25 | 93
2030/31 | 152.25 | 52.25 | 83
2030/31 | 152.75 | 52.25 | 71
2030/31 | 153.25 | 52.25 | 81
2030/31 | 153.75 | 52.25 | 71
2030/31 | 154.25 | 52.25 | 77
2030/31 | 154.75 | 52.25 | 58
2030/31 | 155.25 | 52.25 | 80
2030/31 | 155.75 | 52.25 | 72
2030/31 | 156.25 | 52.25 | 80
2030/31 | 156.75 | 52.25 | 80
2030/31 | 157.25 | 52.25 | 76
2030/31 | 157.75 | 52.25 | 69
2030/31 | 158.25 | 52.25 | 75
2030/31 | 158.75 | 52.25 | 75
2030/31 | 159.25 | 52.25 | 78
2030/31 | 159.75 | 52.25 | 76
2030/31 | 160.25 | 52.25 | 65
2030/31 | 160.75 | 52.25 | 81
2030/31 | 161.25 | 52.25 | 53
2030/31 | 161.75 | 52.25 | 60
2030/31 | 162.25 | 52.25 | 58
2030/31 | 162.75 | 52.25 | 56
2030/31 | 163.25 | 52.25 | 61
2030/31 | 163.75 | 52.25 | 64
2030/31 | 164.25 | 52.25 | 75
2030/31 | 164.75 | 52.25 | 58
2030/31 | 165.25 | 52.25 | 69
2030/31 | 165.75 | 52.25 | 59
2030/31 | 166.25 | 52.25 | 69
2030/31 | 166.75 | 52.25 | 77
2030/31 | 167.25 | 52.25 | 56
2030/31 | 167.75 | 52.25 | 55
2030/31 | 168.25 | 52.25 | 57
2030/31 | 168.75 | 52.25 | 66
2030/31 | 169.25 | 52.25 | 50
2030/31 | 169.75 | 52.25 | 60
2030/31 | 170.25 | 52.25 | 58
2030/31 | 170.75 | 52.25 | 49
2030/31 | 171.25 | 52.25 | 54
2030/31 | 171.75 | 52.25 | 55
2030/31 | 172.25 | 52.25 | 43
2030/31 | 172.75 | 52.25 | 49
2030/31 | 173.25 | 52.25 | 49
2030/31 | 173.75 | 52.25 | 58
2030/31 | 174.25 | 52.25 | 53
2030/31 | 174.75 | 52.25 | 45
2030/31 | 175.25 | 52.25 | 52
2030/31 | 175.75 | 52.25 | 45
2030/31 | 176.25 | 52.25 | 44
2030/31 | 176.75 | 52.25 | 64
2030/31 | 177.25 | 52.25 | 43
2030/31 | 177.75 | 52.25 | 47
2030/31 | 178.25 | 52.25 | 49
2030/31 | 178.75 | 52.25 | 38
2030/31 | 179.25 | 52.25 | 47
2030/31 | 179.75 | 52.25 | 38
2030/31 | 180.25 | 52.25 | 48
2030/31 | 180.75 | 52.25 | 56
2030/31 | 181.25 | 52.25 | 51
2030/31 | 181.75 | 52.25 | 48
2030/31 | 182.25 | 52.25 | 43
2030/31 | 182.75 | 52.25 | 38
2030/31 | 183.25 | 52.25 | 44
2030/31 | 183.75 | 52.25 | 41
2030/31 | 184.25 | 52.25 | 44
2030/31 | 184.75 | 52.25 | 43
2030/31 | 185.25 | 52.25 | 44
2030/31 | 185.75 | 52.25 | 55
2030/31 | 186.25 | 52.25 | 40
2030/31 | 186.75 | 52.25 | 40
2030/31 | 187.25 | 52.25 | 31
2030/31 | 187.75 | 52.25 | 36
2030/31 | 188.25 | 52.25 | 34
2030/31 | 188.75 | 52.25 | 38
2030/31 | 189.25 | 52.25 | 48
2030/31 | 189.75 | 52.25 | 48
2030/31 | 190.25 | 52.25 | 33
2030/31 | 190.75 | 52.25 | 32
2030/31 | 191.25 | 52.25 | 36
2030/31 | 191.75 | 52.25 | 38
2030/31 | 192.25 | 52.25 | 24
2030/31 | 192.75 | 52.25 | 27
2030/31 | 193.25 | 52.25 | 21
2030/31 | 193.75 | 52.25 | 32
2030/31 | 194.25 | 52.25 | 33
2030/31 | 194.75 | 52.25 | 38
2030/31 | 195.25 | 52.25 | 22
2030/31 | 195.75 | 52.25 | 22
2030/31 | 196.25 | 52.25 | 34
2030/31 | 196.75 | 52.25 | 21
2030/31 | 197.25 | 52.25 | 32
2030/31 | 197.75 | 52.25 | 27
2030/31 | 198.25 | 52.25 | 27
2030/31 | 198.75 | 52.25 | 26
2030/31 | 199.25 | 52.25 | 26
2030/31 | 199.75 | 52.25 | 28
2030/31 | 200.25 | 52.25 | 26
2030/31 | 200.75 | 52.25 | 28
2030/31 | 201.25 | 52.25 | 29
2030/31 | 201.75 | 52.25 | 18
2030/31 | 202.25 | 52.25 | 25
2030/31 | 202.75 | 52.25 | 18
2030/31 | 203.25 | 52.25 | 21
2030/31 | 203.75 | 52.25 | 23
2030/31 | 204.25 | 52.25 | 30
2030/31 | 204.75 | 52.25 | 22
2030/31 | 205.25 | 52.25 | 26
2030/31 | 205.75 | 52.25 | 15
2030/31 | 206.25 | 52.25 | 21
2030/31 | 206.75 | 52.25 | 18
2030/31 | 207.25 | 52.25 | 17
2030/31 | 207.75 | 52.25 | 26
2030/31 | 208.25 | 52.25 | 24
2030/31 | 208.75 | 52.25 | 24
2030/31 | 209.25 | 52.25 | 19
2030/31 | 209.75 | 52.25 | 17
2030/31 | 210.25 | 52.25 | 12
2030/31 | 210.75 | 52.25 | 16
2030/31 | 211.25 | 52.25 | 14
2030/31 | 211.75 | 52.25 | 19
2030/31 | 212.25 | 52.25 | 13
2030/31 | 212.75 | 52.25 | 18
2030/31 | 213.25 | 52.25 | 17
2030/31 | 213.75 | 52.25 | 12
2030/31 | 214.25 | 52.25 | 11
2030/31 | 214.75 | 52.25 | 19
2030/31 | 215.25 | 52.25 | 19
2030/31 | 215.75 | 52.25 | 15
2030/31 | 216.25 | 52.25 | 16
2030/31 | 216.75 | 52.25 | 18
2030/31 | 217.25 | 52.25 | 11
2030/31 | 217.75 | 52.25 | 6
2030/31 | 218.25 | 52.25 | 11
2030/31 | 218.75 | 52.25 | 9
2030/31 | 219.25 | 52.25 | 11
2030/31 | 219.75 | 52.25 | 16
2030/31 | 220.25 | 52.25 | 11
2030/31 | 220.75 | 52.25 | 13
2030/31 | 221.25 | 52.25 | 8
2030/31 | 221.75 | 52.25 | 8
2030/31 | 222.25 | 52.25 | 11
2030/31 | 222.75 | 52.25 | 12
2030/31 | 223.25 | 52.25 | 13
2030/31 | 223.75 | 52.25 | 7
2030/31 | 224.25 | 52.25 | 5
2030/31 | 224.75 | 52.25 | 12
2030/31 | 225.25 | 52.25 | 14
2030/31 | 225.75 | 52.25 | 17
2030/31 | 226.25 | 52.25 | 8
2030/31 | 226.75 | 52.25 | 5
2030/31 | 227.25 | 52.25 | 15
2030/31 | 227.75 | 52.25 | 12
2030/31 | 228.25 | 52.25 | 15
2030/31 | 228.75 | 52.25 | 12
2030/31 | 229.25 | 52.25 | 7
2030/31 | 229.75 | 52.25 | 10
2030/31 | 230.25 | 52.25 | 8
2030/31 | 230.75 | 52.25 | 7
2030/31 | 231.25 | 52.25 | 5
2030/31 | 231.75 | 52.25 | 3
2030/31 | 232.25 | 52.25 | 10
2030/31 | 232.75 | 52.25 | 8
2030/31 | 233.25 | 52.25 | 10
2030/31 | 233.75 | 52.25 | 2
2030/31 | 234.25 | 52.25 | 9
2030/31 | 234.75 | 52.25 | 6
2030/31 | 235.25 | 52.25 | 3
2030/31 | 235.75 | 52.25 | 7
2030/31 | 236.25 | 52.25 | 8
2030/31 | 236.75 | 52.25 | 4
2030/31 | 237.25 | 52.25 | 7
2030/31 | 237.75 | 52.25 | 4
2030/31 | 238.25 | 52.25 | 8
2030/31 | 238.75 | 52.25 | 8
2030/31 | 239.25 | 52.25 | 2
2030/31 | 239.75 | 52.25 | 4
2030/31 | 240.25 | 52.25 | 4
2030/31 | 240.75 | 52.25 | 7
2030/31 | 241.25 | 52.25 | 3
2030/31 | 241.75 | 52.25 | 5
2030/31 | 242.25 | 52.25 | 4
2030/31 | 242.75 | 52.25 | 3
2030/31 | 243.25 | 52.25 | 4
2030/31 | 243.75 | 52.25 | 3
2030/31 | 244.25 | 52.25 | 3
2030/31 | 244.75 | 52.25 | 3
2030/31 | 245.25 | 52.25 | 3
2030/31 | 245.75 | 52.25 | 3
2030/31 | 246.25 | 52.25 | 5
2030/31 | 246.75 | 52.25 | 2
2030/31 | 247.25 | 52.25 | 2
2030/31 | 247.75 | 52.25 | 2
2030/31 | 248.25 | 52.25 | 1
2030/31 | 248.75 | 52.25 | 3
2030/31 | 249.25 | 52.25 | 3
2030/31 | 249.75 | 52.25 | 3
2030/31 | 250.75 | 52.25 | 3
2030/31 | 251.25 | 52.25 | 6
2030/31 | 251.75 | 52.25 | 3
2030/31 | 252.25 | 52.25 | 4
2030/31 | 252.75 | 52.25 | 4
2030/31 | 253.25 | 52.25 | 2
2030/31 | 253.75 | 52.25 | 1
2030/31 | 254.25 | 52.25 | 1
2030/31 | 254.75 | 52.25 | 3
2030/31 | 255.25 | 52.25 | 2
2030/31 | 255.75 | 52.25 | 2
2030/31 | 256.25 | 52.25 | 2
2030/31 | 256.75 | 52.25 | 1
2030/31 | 257.75 | 52.25 | 1
2030/31 | 258.25 | 52.25 | 1
2030/31 | 258.75 | 52.25 | 2
2030/31 | 260.25 | 52.25 | 4
2030/31 | 260.75 | 52.25 | 3
2030/31 | 261.25 | 52.25 | 1
2030/31 | 261.75 | 52.25 | 1
2030/31 | 262.25 | 52.25 | 2
2030/31 | 262.75 | 52.25 | 1
2030/31 | 263.75 | 52.25 | 3
2030/31 | 264.25 | 52.25 | 1
2030/31 | 265.75 | 52.25 | 2
2030/31 | 266.75 | 52.25 | 3
2030/31 | 268.25 | 52.25 | 1
2030/31 | 269.25 | 52.25 | 4
2030/31 | 269.75 | 52.25 | 2
2030/31 | 271.75 | 52.25 | 2
2030/31 | 274.75 | 52.25 | 1
2030/31 | 275.25 | 52.25 | 1
2030/31 | 277.25 | 52.25 | 1
2030/31 | 278.25 | 52.25 | 1
2030/31 | 278.75 | 52.25 | 1
2030/31 | 280.25 | 52.25 | 1
2030/31 | 281.75 | 52.25 | 1
2030/31 | 284.75 | 52.25 | 1
2030/31 | 293.75 | 52.25 | 1
2030/31 | 305.25 | 52.25 | 1
2030/31 | 312.25 | 52.25 | 1
2030/31 | 351.75 | 52.25 | 1
2030/31 | 71.75 | 52.75 | 1
2030/31 | 74.75 | 52.75 | 1
2030/31 | 75.25 | 52.75 | 1
2030/31 | 76.25 | 52.75 | 1
2030/31 | 77.25 | 52.75 | 2
2030/31 | 78.25 | 52.75 | 6
2030/31 | 79.25 | 52.75 | 1
2030/31 | 79.75 | 52.75 | 3
2030/31 | 80.25 | 52.75 | 5
2030/31 | 80.75 | 52.75 | 3
2030/31 | 81.25 | 52.75 | 8
2030/31 | 81.75 | 52.75 | 10
2030/31 | 82.25 | 52.75 | 8
2030/31 | 82.75 | 52.75 | 10
2030/31 | 83.25 | 52.75 | 7
2030/31 | 83.75 | 52.75 | 11
2030/31 | 84.25 | 52.75 | 11
2030/31 | 84.75 | 52.75 | 10
2030/31 | 85.25 | 52.75 | 18
2030/31 | 85.75 | 52.75 | 26
2030/31 | 86.25 | 52.75 | 24
2030/31 | 86.75 | 52.75 | 19
2030/31 | 87.25 | 52.75 | 37
2030/31 | 87.75 | 52.75 | 24
2030/31 | 88.25 | 52.75 | 40
2030/31 | 88.75 | 52.75 | 54
2030/31 | 89.25 | 52.75 | 52
2030/31 | 89.75 | 52.75 | 37
2030/31 | 90.25 | 52.75 | 41
2030/31 | 90.75 | 52.75 | 36
2030/31 | 91.25 | 52.75 | 40
2030/31 | 91.75 | 52.75 | 65
2030/31 | 92.25 | 52.75 | 51
2030/31 | 92.75 | 52.75 | 77
2030/31 | 93.25 | 52.75 | 67
2030/31 | 93.75 | 52.75 | 72
2030/31 | 94.25 | 52.75 | 77
2030/31 | 94.75 | 52.75 | 80
2030/31 | 95.25 | 52.75 | 79
2030/31 | 95.75 | 52.75 | 99
2030/31 | 96.25 | 52.75 | 83
2030/31 | 96.75 | 52.75 | 90
2030/31 | 97.25 | 52.75 | 104
2030/31 | 97.75 | 52.75 | 102
2030/31 | 98.25 | 52.75 | 101
2030/31 | 98.75 | 52.75 | 87
2030/31 | 99.25 | 52.75 | 118
2030/31 | 99.75 | 52.75 | 102
2030/31 | 100.25 | 52.75 | 129
2030/31 | 100.75 | 52.75 | 107
2030/31 | 101.25 | 52.75 | 115
2030/31 | 101.75 | 52.75 | 107
2030/31 | 102.25 | 52.75 | 135
2030/31 | 102.75 | 52.75 | 155
2030/31 | 103.25 | 52.75 | 124
2030/31 | 103.75 | 52.75 | 135
2030/31 | 104.25 | 52.75 | 138
2030/31 | 104.75 | 52.75 | 134
2030/31 | 105.25 | 52.75 | 142
2030/31 | 105.75 | 52.75 | 156
2030/31 | 106.25 | 52.75 | 163
2030/31 | 106.75 | 52.75 | 139
2030/31 | 107.25 | 52.75 | 149
2030/31 | 107.75 | 52.75 | 150
2030/31 | 108.25 | 52.75 | 158
2030/31 | 108.75 | 52.75 | 169
2030/31 | 109.25 | 52.75 | 137
2030/31 | 109.75 | 52.75 | 153
2030/31 | 110.25 | 52.75 | 160
2030/31 | 110.75 | 52.75 | 163
2030/31 | 111.25 | 52.75 | 155
2030/31 | 111.75 | 52.75 | 165
2030/31 | 112.25 | 52.75 | 167
2030/31 | 112.75 | 52.75 | 147
2030/31 | 113.25 | 52.75 | 143
2030/31 | 113.75 | 52.75 | 163
2030/31 | 114.25 | 52.75 | 171
2030/31 | 114.75 | 52.75 | 158
2030/31 | 115.25 | 52.75 | 152
2030/31 | 115.75 | 52.75 | 155
2030/31 | 116.25 | 52.75 | 170
2030/31 | 116.75 | 52.75 | 155
2030/31 | 117.25 | 52.75 | 173
2030/31 | 117.75 | 52.75 | 177
2030/31 | 118.25 | 52.75 | 175
2030/31 | 118.75 | 52.75 | 137
2030/31 | 119.25 | 52.75 | 156
2030/31 | 119.75 | 52.75 | 158
2030/31 | 120.25 | 52.75 | 158
2030/31 | 120.75 | 52.75 | 142
2030/31 | 121.25 | 52.75 | 169
2030/31 | 121.75 | 52.75 | 156
2030/31 | 122.25 | 52.75 | 163
2030/31 | 122.75 | 52.75 | 160
2030/31 | 123.25 | 52.75 | 154
2030/31 | 123.75 | 52.75 | 140
2030/31 | 124.25 | 52.75 | 162
2030/31 | 124.75 | 52.75 | 169
2030/31 | 125.25 | 52.75 | 153
2030/31 | 125.75 | 52.75 | 169
2030/31 | 126.25 | 52.75 | 158
2030/31 | 126.75 | 52.75 | 139
2030/31 | 127.25 | 52.75 | 160
2030/31 | 127.75 | 52.75 | 125
2030/31 | 128.25 | 52.75 | 118
2030/31 | 128.75 | 52.75 | 136
2030/31 | 129.25 | 52.75 | 153
2030/31 | 129.75 | 52.75 | 152
2030/31 | 130.25 | 52.75 | 159
2030/31 | 130.75 | 52.75 | 145
2030/31 | 131.25 | 52.75 | 150
2030/31 | 131.75 | 52.75 | 131
2030/31 | 132.25 | 52.75 | 164
2030/31 | 132.75 | 52.75 | 132
2030/31 | 133.25 | 52.75 | 139
2030/31 | 133.75 | 52.75 | 123
2030/31 | 134.25 | 52.75 | 153
2030/31 | 134.75 | 52.75 | 122
2030/31 | 135.25 | 52.75 | 147
2030/31 | 135.75 | 52.75 | 147
2030/31 | 136.25 | 52.75 | 103
2030/31 | 136.75 | 52.75 | 129
2030/31 | 137.25 | 52.75 | 141
2030/31 | 137.75 | 52.75 | 132
2030/31 | 138.25 | 52.75 | 138
2030/31 | 138.75 | 52.75 | 127
2030/31 | 139.25 | 52.75 | 120
2030/31 | 139.75 | 52.75 | 122
2030/31 | 140.25 | 52.75 | 110
2030/31 | 140.75 | 52.75 | 95
2030/31 | 141.25 | 52.75 | 120
2030/31 | 141.75 | 52.75 | 118
2030/31 | 142.25 | 52.75 | 115
2030/31 | 142.75 | 52.75 | 119
2030/31 | 143.25 | 52.75 | 105
2030/31 | 143.75 | 52.75 | 110
2030/31 | 144.25 | 52.75 | 100
2030/31 | 144.75 | 52.75 | 96
2030/31 | 145.25 | 52.75 | 103
2030/31 | 145.75 | 52.75 | 111
2030/31 | 146.25 | 52.75 | 84
2030/31 | 146.75 | 52.75 | 104
2030/31 | 147.25 | 52.75 | 89
2030/31 | 147.75 | 52.75 | 92
2030/31 | 148.25 | 52.75 | 92
2030/31 | 148.75 | 52.75 | 90
2030/31 | 149.25 | 52.75 | 109
2030/31 | 149.75 | 52.75 | 80
2030/31 | 150.25 | 52.75 | 83
2030/31 | 150.75 | 52.75 | 98
2030/31 | 151.25 | 52.75 | 84
2030/31 | 151.75 | 52.75 | 79
2030/31 | 152.25 | 52.75 | 80
2030/31 | 152.75 | 52.75 | 82
2030/31 | 153.25 | 52.75 | 79
2030/31 | 153.75 | 52.75 | 84
2030/31 | 154.25 | 52.75 | 77
2030/31 | 154.75 | 52.75 | 84
2030/31 | 155.25 | 52.75 | 78
2030/31 | 155.75 | 52.75 | 90
2030/31 | 156.25 | 52.75 | 79
2030/31 | 156.75 | 52.75 | 74
2030/31 | 157.25 | 52.75 | 70
2030/31 | 157.75 | 52.75 | 81
2030/31 | 158.25 | 52.75 | 78
2030/31 | 158.75 | 52.75 | 83
2030/31 | 159.25 | 52.75 | 62
2030/31 | 159.75 | 52.75 | 54
2030/31 | 160.25 | 52.75 | 76
2030/31 | 160.75 | 52.75 | 69
2030/31 | 161.25 | 52.75 | 70
2030/31 | 161.75 | 52.75 | 46
2030/31 | 162.25 | 52.75 | 67
2030/31 | 162.75 | 52.75 | 82
2030/31 | 163.25 | 52.75 | 79
2030/31 | 163.75 | 52.75 | 71
2030/31 | 164.25 | 52.75 | 48
2030/31 | 164.75 | 52.75 | 69
2030/31 | 165.25 | 52.75 | 65
2030/31 | 165.75 | 52.75 | 73
2030/31 | 166.25 | 52.75 | 75
2030/31 | 166.75 | 52.75 | 71
2030/31 | 167.25 | 52.75 | 71
2030/31 | 167.75 | 52.75 | 60
2030/31 | 168.25 | 52.75 | 44
2030/31 | 168.75 | 52.75 | 50
2030/31 | 169.25 | 52.75 | 57
2030/31 | 169.75 | 52.75 | 52
2030/31 | 170.25 | 52.75 | 60
2030/31 | 170.75 | 52.75 | 59
2030/31 | 171.25 | 52.75 | 47
2030/31 | 171.75 | 52.75 | 51
2030/31 | 172.25 | 52.75 | 43
2030/31 | 172.75 | 52.75 | 66
2030/31 | 173.25 | 52.75 | 51
2030/31 | 173.75 | 52.75 | 57
2030/31 | 174.25 | 52.75 | 51
2030/31 | 174.75 | 52.75 | 44
2030/31 | 175.25 | 52.75 | 47
2030/31 | 175.75 | 52.75 | 56
2030/31 | 176.25 | 52.75 | 56
2030/31 | 176.75 | 52.75 | 51
2030/31 | 177.25 | 52.75 | 52
2030/31 | 177.75 | 52.75 | 44
2030/31 | 178.25 | 52.75 | 52
2030/31 | 178.75 | 52.75 | 52
2030/31 | 179.25 | 52.75 | 53
2030/31 | 179.75 | 52.75 | 49
2030/31 | 180.25 | 52.75 | 50
2030/31 | 180.75 | 52.75 | 54
2030/31 | 181.25 | 52.75 | 54
2030/31 | 181.75 | 52.75 | 50
2030/31 | 182.25 | 52.75 | 49
2030/31 | 182.75 | 52.75 | 37
2030/31 | 183.25 | 52.75 | 36
2030/31 | 183.75 | 52.75 | 33
2030/31 | 184.25 | 52.75 | 42
2030/31 | 184.75 | 52.75 | 42
2030/31 | 185.25 | 52.75 | 37
2030/31 | 185.75 | 52.75 | 39
2030/31 | 186.25 | 52.75 | 55
2030/31 | 186.75 | 52.75 | 42
2030/31 | 187.25 | 52.75 | 47
2030/31 | 187.75 | 52.75 | 45
2030/31 | 188.25 | 52.75 | 34
2030/31 | 188.75 | 52.75 | 49
2030/31 | 189.25 | 52.75 | 35
2030/31 | 189.75 | 52.75 | 58
2030/31 | 190.25 | 52.75 | 31
2030/31 | 190.75 | 52.75 | 35
2030/31 | 191.25 | 52.75 | 27
2030/31 | 191.75 | 52.75 | 25
2030/31 | 192.25 | 52.75 | 30
2030/31 | 192.75 | 52.75 | 33
2030/31 | 193.25 | 52.75 | 43
2030/31 | 193.75 | 52.75 | 28
2030/31 | 194.25 | 52.75 | 23
2030/31 | 194.75 | 52.75 | 27
2030/31 | 195.25 | 52.75 | 38
2030/31 | 195.75 | 52.75 | 30
2030/31 | 196.25 | 52.75 | 22
2030/31 | 196.75 | 52.75 | 35
2030/31 | 197.25 | 52.75 | 32
2030/31 | 197.75 | 52.75 | 32
2030/31 | 198.25 | 52.75 | 22
2030/31 | 198.75 | 52.75 | 27
2030/31 | 199.25 | 52.75 | 33
2030/31 | 199.75 | 52.75 | 32
2030/31 | 200.25 | 52.75 | 25
2030/31 | 200.75 | 52.75 | 36
2030/31 | 201.25 | 52.75 | 29
2030/31 | 201.75 | 52.75 | 23
2030/31 | 202.25 | 52.75 | 29
2030/31 | 202.75 | 52.75 | 26
2030/31 | 203.25 | 52.75 | 30
2030/31 | 203.75 | 52.75 | 23
2030/31 | 204.25 | 52.75 | 23
2030/31 | 204.75 | 52.75 | 25
2030/31 | 205.25 | 52.75 | 27
2030/31 | 205.75 | 52.75 | 24
2030/31 | 206.25 | 52.75 | 29
2030/31 | 206.75 | 52.75 | 19
2030/31 | 207.25 | 52.75 | 20
2030/31 | 207.75 | 52.75 | 19
2030/31 | 208.25 | 52.75 | 19
2030/31 | 208.75 | 52.75 | 15
2030/31 | 209.25 | 52.75 | 23
2030/31 | 209.75 | 52.75 | 19
2030/31 | 210.25 | 52.75 | 18
2030/31 | 210.75 | 52.75 | 28
2030/31 | 211.25 | 52.75 | 17
2030/31 | 211.75 | 52.75 | 20
2030/31 | 212.25 | 52.75 | 17
2030/31 | 212.75 | 52.75 | 21
2030/31 | 213.25 | 52.75 | 17
2030/31 | 213.75 | 52.75 | 17
2030/31 | 214.25 | 52.75 | 21
2030/31 | 214.75 | 52.75 | 12
2030/31 | 215.25 | 52.75 | 11
2030/31 | 215.75 | 52.75 | 14
2030/31 | 216.25 | 52.75 | 15
2030/31 | 216.75 | 52.75 | 12
2030/31 | 217.25 | 52.75 | 9
2030/31 | 217.75 | 52.75 | 9
2030/31 | 218.25 | 52.75 | 11
2030/31 | 218.75 | 52.75 | 13
2030/31 | 219.25 | 52.75 | 17
2030/31 | 219.75 | 52.75 | 15
2030/31 | 220.25 | 52.75 | 14
2030/31 | 220.75 | 52.75 | 7
2030/31 | 221.25 | 52.75 | 8
2030/31 | 221.75 | 52.75 | 9
2030/31 | 222.25 | 52.75 | 6
2030/31 | 222.75 | 52.75 | 10
2030/31 | 223.25 | 52.75 | 12
2030/31 | 223.75 | 52.75 | 7
2030/31 | 224.25 | 52.75 | 10
2030/31 | 224.75 | 52.75 | 11
2030/31 | 225.25 | 52.75 | 7
2030/31 | 225.75 | 52.75 | 11
2030/31 | 226.25 | 52.75 | 9
2030/31 | 226.75 | 52.75 | 9
2030/31 | 227.25 | 52.75 | 10
2030/31 | 227.75 | 52.75 | 16
2030/31 | 228.25 | 52.75 | 15
2030/31 | 228.75 | 52.75 | 4
2030/31 | 229.25 | 52.75 | 4
2030/31 | 229.75 | 52.75 | 5
2030/31 | 230.25 | 52.75 | 9
2030/31 | 230.75 | 52.75 | 9
2030/31 | 231.25 | 52.75 | 10
2030/31 | 231.75 | 52.75 | 6
2030/31 | 232.25 | 52.75 | 12
2030/31 | 232.75 | 52.75 | 7
2030/31 | 233.25 | 52.75 | 6
2030/31 | 233.75 | 52.75 | 11
2030/31 | 234.25 | 52.75 | 6
2030/31 | 234.75 | 52.75 | 7
2030/31 | 235.25 | 52.75 | 5
2030/31 | 235.75 | 52.75 | 5
2030/31 | 236.25 | 52.75 | 9
2030/31 | 236.75 | 52.75 | 5
2030/31 | 237.25 | 52.75 | 4
2030/31 | 237.75 | 52.75 | 7
2030/31 | 238.25 | 52.75 | 3
2030/31 | 238.75 | 52.75 | 9
2030/31 | 239.25 | 52.75 | 4
2030/31 | 239.75 | 52.75 | 11
2030/31 | 240.25 | 52.75 | 3
2030/31 | 240.75 | 52.75 | 5
2030/31 | 241.25 | 52.75 | 4
2030/31 | 241.75 | 52.75 | 6
2030/31 | 242.25 | 52.75 | 2
2030/31 | 242.75 | 52.75 | 6
2030/31 | 243.25 | 52.75 | 3
2030/31 | 243.75 | 52.75 | 6
2030/31 | 244.25 | 52.75 | 2
2030/31 | 244.75 | 52.75 | 2
2030/31 | 245.25 | 52.75 | 1
2030/31 | 245.75 | 52.75 | 4
2030/31 | 246.25 | 52.75 | 4
2030/31 | 246.75 | 52.75 | 3
2030/31 | 247.25 | 52.75 | 4
2030/31 | 247.75 | 52.75 | 2
2030/31 | 248.25 | 52.75 | 1
2030/31 | 248.75 | 52.75 | 3
2030/31 | 249.25 | 52.75 | 2
2030/31 | 249.75 | 52.75 | 2
2030/31 | 250.25 | 52.75 | 1
2030/31 | 251.25 | 52.75 | 2
2030/31 | 251.75 | 52.75 | 1
2030/31 | 252.25 | 52.75 | 4
2030/31 | 252.75 | 52.75 | 2
2030/31 | 253.25 | 52.75 | 4
2030/31 | 254.25 | 52.75 | 2
2030/31 | 254.75 | 52.75 | 5
2030/31 | 255.25 | 52.75 | 2
2030/31 | 255.75 | 52.75 | 2
2030/31 | 256.25 | 52.75 | 2
2030/31 | 257.25 | 52.75 | 1
2030/31 | 258.25 | 52.75 | 3
2030/31 | 259.25 | 52.75 | 1
2030/31 | 260.25 | 52.75 | 2
2030/31 | 260.75 | 52.75 | 1
2030/31 | 261.25 | 52.75 | 3
2030/31 | 262.75 | 52.75 | 1
2030/31 | 263.25 | 52.75 | 2
2030/31 | 264.75 | 52.75 | 1
2030/31 | 265.75 | 52.75 | 1
2030/31 | 266.25 | 52.75 | 2
2030/31 | 267.75 | 52.75 | 2
2030/31 | 268.25 | 52.75 | 2
2030/31 | 269.75 | 52.75 | 2
2030/31 | 270.25 | 52.75 | 3
2030/31 | 273.75 | 52.75 | 1
2030/31 | 274.25 | 52.75 | 2
2030/31 | 274.75 | 52.75 | 1
2030/31 | 275.25 | 52.75 | 1
2030/31 | 275.75 | 52.75 | 1
2030/31 | 277.25 | 52.75 | 1
2030/31 | 280.25 | 52.75 | 1
2030/31 | 280.75 | 52.75 | 1
2030/31 | 282.25 | 52.75 | 1
2030/31 | 283.75 | 52.75 | 1
2030/31 | 284.25 | 52.75 | 2
2030/31 | 284.75 | 52.75 | 1
2030/31 | 285.25 | 52.75 | 1
2030/31 | 293.25 | 52.75 | 1
2030/31 | 316.75 | 52.75 | 1
2030/31 | 323.25 | 52.75 | 1
2030/31 | 326.25 | 52.75 | 1
2030/31 | 75.75 | 53.25 | 1
2030/31 | 76.75 | 53.25 | 2
2030/31 | 77.75 | 53.25 | 2
2030/31 | 78.75 | 53.25 | 1
2030/31 | 79.25 | 53.25 | 2
2030/31 | 79.75 | 53.25 | 3
2030/31 | 80.25 | 53.25 | 4
2030/31 | 80.75 | 53.25 | 3
2030/31 | 81.25 | 53.25 | 2
2030/31 | 81.75 | 53.25 | 7
2030/31 | 82.25 | 53.25 | 5
2030/31 | 82.75 | 53.25 | 9
2030/31 | 83.25 | 53.25 | 9
2030/31 | 83.75 | 53.25 | 9
2030/31 | 84.25 | 53.25 | 8
2030/31 | 84.75 | 53.25 | 14
2030/31 | 85.25 | 53.25 | 15
2030/31 | 85.75 | 53.25 | 18
2030/31 | 86.25 | 53.25 | 22
2030/31 | 86.75 | 53.25 | 25
2030/31 | 87.25 | 53.25 | 29
2030/31 | 87.75 | 53.25 | 31
2030/31 | 88.25 | 53.25 | 34
2030/31 | 88.75 | 53.25 | 24
2030/31 | 89.25 | 53.25 | 42
2030/31 | 89.75 | 53.25 | 41
2030/31 | 90.25 | 53.25 | 51
2030/31 | 90.75 | 53.25 | 46
2030/31 | 91.25 | 53.25 | 46
2030/31 | 91.75 | 53.25 | 65
2030/31 | 92.25 | 53.25 | 68
2030/31 | 92.75 | 53.25 | 57
2030/31 | 93.25 | 53.25 | 73
2030/31 | 93.75 | 53.25 | 63
2030/31 | 94.25 | 53.25 | 93
2030/31 | 94.75 | 53.25 | 78
2030/31 | 95.25 | 53.25 | 67
2030/31 | 95.75 | 53.25 | 77
2030/31 | 96.25 | 53.25 | 90
2030/31 | 96.75 | 53.25 | 73
2030/31 | 97.25 | 53.25 | 107
2030/31 | 97.75 | 53.25 | 104
2030/31 | 98.25 | 53.25 | 93
2030/31 | 98.75 | 53.25 | 105
2030/31 | 99.25 | 53.25 | 104
2030/31 | 99.75 | 53.25 | 120
2030/31 | 100.25 | 53.25 | 116
2030/31 | 100.75 | 53.25 | 119
2030/31 | 101.25 | 53.25 | 112
2030/31 | 101.75 | 53.25 | 103
2030/31 | 102.25 | 53.25 | 119
2030/31 | 102.75 | 53.25 | 119
2030/31 | 103.25 | 53.25 | 122
2030/31 | 103.75 | 53.25 | 125
2030/31 | 104.25 | 53.25 | 120
2030/31 | 104.75 | 53.25 | 139
2030/31 | 105.25 | 53.25 | 143
2030/31 | 105.75 | 53.25 | 132
2030/31 | 106.25 | 53.25 | 159
2030/31 | 106.75 | 53.25 | 167
2030/31 | 107.25 | 53.25 | 150
2030/31 | 107.75 | 53.25 | 134
2030/31 | 108.25 | 53.25 | 157
2030/31 | 108.75 | 53.25 | 143
2030/31 | 109.25 | 53.25 | 157
2030/31 | 109.75 | 53.25 | 169
2030/31 | 110.25 | 53.25 | 153
2030/31 | 110.75 | 53.25 | 152
2030/31 | 111.25 | 53.25 | 148
2030/31 | 111.75 | 53.25 | 172
2030/31 | 112.25 | 53.25 | 130
2030/31 | 112.75 | 53.25 | 170
2030/31 | 113.25 | 53.25 | 125
2030/31 | 113.75 | 53.25 | 152
2030/31 | 114.25 | 53.25 | 139
2030/31 | 114.75 | 53.25 | 181
2030/31 | 115.25 | 53.25 | 184
2030/31 | 115.75 | 53.25 | 193
2030/31 | 116.25 | 53.25 | 148
2030/31 | 116.75 | 53.25 | 174
2030/31 | 117.25 | 53.25 | 152
2030/31 | 117.75 | 53.25 | 152
2030/31 | 118.25 | 53.25 | 161
2030/31 | 118.75 | 53.25 | 158
2030/31 | 119.25 | 53.25 | 156
2030/31 | 119.75 | 53.25 | 145
2030/31 | 120.25 | 53.25 | 157
2030/31 | 120.75 | 53.25 | 169
2030/31 | 121.25 | 53.25 | 172
2030/31 | 121.75 | 53.25 | 182
2030/31 | 122.25 | 53.25 | 171
2030/31 | 122.75 | 53.25 | 142
2030/31 | 123.25 | 53.25 | 145
2030/31 | 123.75 | 53.25 | 139
2030/31 | 124.25 | 53.25 | 185
2030/31 | 124.75 | 53.25 | 177
2030/31 | 125.25 | 53.25 | 155
2030/31 | 125.75 | 53.25 | 149
2030/31 | 126.25 | 53.25 | 167
2030/31 | 126.75 | 53.25 | 143
2030/31 | 127.25 | 53.25 | 172
2030/31 | 127.75 | 53.25 | 158
2030/31 | 128.25 | 53.25 | 155
2030/31 | 128.75 | 53.25 | 137
2030/31 | 129.25 | 53.25 | 162
2030/31 | 129.75 | 53.25 | 154
2030/31 | 130.25 | 53.25 | 150
2030/31 | 130.75 | 53.25 | 148
2030/31 | 131.25 | 53.25 | 156
2030/31 | 131.75 | 53.25 | 142
2030/31 | 132.25 | 53.25 | 156
2030/31 | 132.75 | 53.25 | 138
2030/31 | 133.25 | 53.25 | 130
2030/31 | 133.75 | 53.25 | 134
2030/31 | 134.25 | 53.25 | 133
2030/31 | 134.75 | 53.25 | 143
2030/31 | 135.25 | 53.25 | 131
2030/31 | 135.75 | 53.25 | 132
2030/31 | 136.25 | 53.25 | 147
2030/31 | 136.75 | 53.25 | 143
2030/31 | 137.25 | 53.25 | 124
2030/31 | 137.75 | 53.25 | 137
2030/31 | 138.25 | 53.25 | 128
2030/31 | 138.75 | 53.25 | 140
2030/31 | 139.25 | 53.25 | 105
2030/31 | 139.75 | 53.25 | 127
2030/31 | 140.25 | 53.25 | 120
2030/31 | 140.75 | 53.25 | 112
2030/31 | 141.25 | 53.25 | 142
2030/31 | 141.75 | 53.25 | 96
2030/31 | 142.25 | 53.25 | 106
2030/31 | 142.75 | 53.25 | 120
2030/31 | 143.25 | 53.25 | 128
2030/31 | 143.75 | 53.25 | 114
2030/31 | 144.25 | 53.25 | 122
2030/31 | 144.75 | 53.25 | 115
2030/31 | 145.25 | 53.25 | 109
2030/31 | 145.75 | 53.25 | 110
2030/31 | 146.25 | 53.25 | 90
2030/31 | 146.75 | 53.25 | 109
2030/31 | 147.25 | 53.25 | 95
2030/31 | 147.75 | 53.25 | 98
2030/31 | 148.25 | 53.25 | 105
2030/31 | 148.75 | 53.25 | 98
2030/31 | 149.25 | 53.25 | 97
2030/31 | 149.75 | 53.25 | 95
2030/31 | 150.25 | 53.25 | 84
2030/31 | 150.75 | 53.25 | 80
2030/31 | 151.25 | 53.25 | 91
2030/31 | 151.75 | 53.25 | 84
2030/31 | 152.25 | 53.25 | 89
2030/31 | 152.75 | 53.25 | 109
2030/31 | 153.25 | 53.25 | 74
2030/31 | 153.75 | 53.25 | 92
2030/31 | 154.25 | 53.25 | 80
2030/31 | 154.75 | 53.25 | 78
2030/31 | 155.25 | 53.25 | 89
2030/31 | 155.75 | 53.25 | 88
2030/31 | 156.25 | 53.25 | 78
2030/31 | 156.75 | 53.25 | 75
2030/31 | 157.25 | 53.25 | 86
2030/31 | 157.75 | 53.25 | 81
2030/31 | 158.25 | 53.25 | 81
2030/31 | 158.75 | 53.25 | 84
2030/31 | 159.25 | 53.25 | 73
2030/31 | 159.75 | 53.25 | 85
2030/31 | 160.25 | 53.25 | 92
2030/31 | 160.75 | 53.25 | 79
2030/31 | 161.25 | 53.25 | 79
2030/31 | 161.75 | 53.25 | 75
2030/31 | 162.25 | 53.25 | 84
2030/31 | 162.75 | 53.25 | 63
2030/31 | 163.25 | 53.25 | 83
2030/31 | 163.75 | 53.25 | 64
2030/31 | 164.25 | 53.25 | 74
2030/31 | 164.75 | 53.25 | 59
2030/31 | 165.25 | 53.25 | 66
2030/31 | 165.75 | 53.25 | 70
2030/31 | 166.25 | 53.25 | 61
2030/31 | 166.75 | 53.25 | 58
2030/31 | 167.25 | 53.25 | 60
2030/31 | 167.75 | 53.25 | 66
2030/31 | 168.25 | 53.25 | 61
2030/31 | 168.75 | 53.25 | 59
2030/31 | 169.25 | 53.25 | 53
2030/31 | 169.75 | 53.25 | 55
2030/31 | 170.25 | 53.25 | 83
2030/31 | 170.75 | 53.25 | 51
2030/31 | 171.25 | 53.25 | 68
2030/31 | 171.75 | 53.25 | 65
2030/31 | 172.25 | 53.25 | 57
2030/31 | 172.75 | 53.25 | 60
2030/31 | 173.25 | 53.25 | 65
2030/31 | 173.75 | 53.25 | 59
2030/31 | 174.25 | 53.25 | 44
2030/31 | 174.75 | 53.25 | 53
2030/31 | 175.25 | 53.25 | 67
2030/31 | 175.75 | 53.25 | 60
2030/31 | 176.25 | 53.25 | 53
2030/31 | 176.75 | 53.25 | 61
2030/31 | 177.25 | 53.25 | 62
2030/31 | 177.75 | 53.25 | 48
2030/31 | 178.25 | 53.25 | 41
2030/31 | 178.75 | 53.25 | 48
2030/31 | 179.25 | 53.25 | 60
2030/31 | 179.75 | 53.25 | 51
2030/31 | 180.25 | 53.25 | 46
2030/31 | 180.75 | 53.25 | 60
2030/31 | 181.25 | 53.25 | 39
2030/31 | 181.75 | 53.25 | 50
2030/31 | 182.25 | 53.25 | 59
2030/31 | 182.75 | 53.25 | 47
2030/31 | 183.25 | 53.25 | 47
2030/31 | 183.75 | 53.25 | 40
2030/31 | 184.25 | 53.25 | 43
2030/31 | 184.75 | 53.25 | 48
2030/31 | 185.25 | 53.25 | 37
2030/31 | 185.75 | 53.25 | 40
2030/31 | 186.25 | 53.25 | 33
2030/31 | 186.75 | 53.25 | 37
2030/31 | 187.25 | 53.25 | 32
2030/31 | 187.75 | 53.25 | 38
2030/31 | 188.25 | 53.25 | 31
2030/31 | 188.75 | 53.25 | 39
2030/31 | 189.25 | 53.25 | 35
2030/31 | 189.75 | 53.25 | 47
2030/31 | 190.25 | 53.25 | 51
2030/31 | 190.75 | 53.25 | 31
2030/31 | 191.25 | 53.25 | 29
2030/31 | 191.75 | 53.25 | 35
2030/31 | 192.25 | 53.25 | 41
2030/31 | 192.75 | 53.25 | 32
2030/31 | 193.25 | 53.25 | 37
2030/31 | 193.75 | 53.25 | 34
2030/31 | 194.25 | 53.25 | 33
2030/31 | 194.75 | 53.25 | 19
2030/31 | 195.25 | 53.25 | 23
2030/31 | 195.75 | 53.25 | 31
2030/31 | 196.25 | 53.25 | 35
2030/31 | 196.75 | 53.25 | 17
2030/31 | 197.25 | 53.25 | 35
2030/31 | 197.75 | 53.25 | 28
2030/31 | 198.25 | 53.25 | 31
2030/31 | 198.75 | 53.25 | 28
2030/31 | 199.25 | 53.25 | 29
2030/31 | 199.75 | 53.25 | 27
2030/31 | 200.25 | 53.25 | 22
2030/31 | 200.75 | 53.25 | 29
2030/31 | 201.25 | 53.25 | 18
2030/31 | 201.75 | 53.25 | 19
2030/31 | 202.25 | 53.25 | 34
2030/31 | 202.75 | 53.25 | 23
2030/31 | 203.25 | 53.25 | 23
2030/31 | 203.75 | 53.25 | 26
2030/31 | 204.25 | 53.25 | 27
2030/31 | 204.75 | 53.25 | 20
2030/31 | 205.25 | 53.25 | 28
2030/31 | 205.75 | 53.25 | 15
2030/31 | 206.25 | 53.25 | 23
2030/31 | 206.75 | 53.25 | 20
2030/31 | 207.25 | 53.25 | 18
2030/31 | 207.75 | 53.25 | 30
2030/31 | 208.25 | 53.25 | 18
2030/31 | 208.75 | 53.25 | 15
2030/31 | 209.25 | 53.25 | 24
2030/31 | 209.75 | 53.25 | 18
2030/31 | 210.25 | 53.25 | 23
2030/31 | 210.75 | 53.25 | 14
2030/31 | 211.25 | 53.25 | 15
2030/31 | 211.75 | 53.25 | 18
2030/31 | 212.25 | 53.25 | 19
2030/31 | 212.75 | 53.25 | 26
2030/31 | 213.25 | 53.25 | 19
2030/31 | 213.75 | 53.25 | 19
2030/31 | 214.25 | 53.25 | 14
2030/31 | 214.75 | 53.25 | 20
2030/31 | 215.25 | 53.25 | 17
2030/31 | 215.75 | 53.25 | 14
2030/31 | 216.25 | 53.25 | 10
2030/31 | 216.75 | 53.25 | 19
2030/31 | 217.25 | 53.25 | 20
2030/31 | 217.75 | 53.25 | 17
2030/31 | 218.25 | 53.25 | 10
2030/31 | 218.75 | 53.25 | 15
2030/31 | 219.25 | 53.25 | 20
2030/31 | 219.75 | 53.25 | 16
2030/31 | 220.25 | 53.25 | 14
2030/31 | 220.75 | 53.25 | 14
2030/31 | 221.25 | 53.25 | 14
2030/31 | 221.75 | 53.25 | 9
2030/31 | 222.25 | 53.25 | 15
2030/31 | 222.75 | 53.25 | 12
2030/31 | 223.25 | 53.25 | 12
2030/31 | 223.75 | 53.25 | 11
2030/31 | 224.25 | 53.25 | 15
2030/31 | 224.75 | 53.25 | 9
2030/31 | 225.25 | 53.25 | 9
2030/31 | 225.75 | 53.25 | 9
2030/31 | 226.25 | 53.25 | 8
2030/31 | 226.75 | 53.25 | 9
2030/31 | 227.25 | 53.25 | 7
2030/31 | 227.75 | 53.25 | 10
2030/31 | 228.25 | 53.25 | 7
2030/31 | 228.75 | 53.25 | 10
2030/31 | 229.25 | 53.25 | 7
2030/31 | 229.75 | 53.25 | 6
2030/31 | 230.25 | 53.25 | 8
2030/31 | 230.75 | 53.25 | 12
2030/31 | 231.25 | 53.25 | 12
2030/31 | 231.75 | 53.25 | 6
2030/31 | 232.25 | 53.25 | 7
2030/31 | 232.75 | 53.25 | 8
2030/31 | 233.25 | 53.25 | 6
2030/31 | 233.75 | 53.25 | 4
2030/31 | 234.25 | 53.25 | 8
2030/31 | 234.75 | 53.25 | 5
2030/31 | 235.25 | 53.25 | 4
2030/31 | 235.75 | 53.25 | 7
2030/31 | 236.25 | 53.25 | 6
2030/31 | 236.75 | 53.25 | 6
2030/31 | 237.25 | 53.25 | 5
2030/31 | 237.75 | 53.25 | 4
2030/31 | 238.25 | 53.25 | 5
2030/31 | 238.75 | 53.25 | 6
2030/31 | 239.25 | 53.25 | 4
2030/31 | 239.75 | 53.25 | 3
2030/31 | 240.25 | 53.25 | 7
2030/31 | 240.75 | 53.25 | 4
2030/31 | 241.25 | 53.25 | 7
2030/31 | 241.75 | 53.25 | 6
2030/31 | 242.25 | 53.25 | 3
2030/31 | 242.75 | 53.25 | 5
2030/31 | 243.25 | 53.25 | 5
2030/31 | 243.75 | 53.25 | 1
2030/31 | 244.25 | 53.25 | 4
2030/31 | 244.75 | 53.25 | 3
2030/31 | 245.25 | 53.25 | 5
2030/31 | 245.75 | 53.25 | 4
2030/31 | 246.25 | 53.25 | 3
2030/31 | 246.75 | 53.25 | 2
2030/31 | 247.25 | 53.25 | 4
2030/31 | 247.75 | 53.25 | 5
2030/31 | 248.25 | 53.25 | 3
2030/31 | 248.75 | 53.25 | 2
2030/31 | 249.25 | 53.25 | 2
2030/31 | 249.75 | 53.25 | 2
2030/31 | 250.25 | 53.25 | 3
2030/31 | 250.75 | 53.25 | 1
2030/31 | 251.25 | 53.25 | 2
2030/31 | 251.75 | 53.25 | 3
2030/31 | 252.25 | 53.25 | 2
2030/31 | 253.25 | 53.25 | 5
2030/31 | 253.75 | 53.25 | 2
2030/31 | 254.25 | 53.25 | 1
2030/31 | 255.25 | 53.25 | 4
2030/31 | 255.75 | 53.25 | 2
2030/31 | 256.25 | 53.25 | 5
2030/31 | 256.75 | 53.25 | 3
2030/31 | 257.75 | 53.25 | 5
2030/31 | 258.25 | 53.25 | 3
2030/31 | 259.25 | 53.25 | 1
2030/31 | 259.75 | 53.25 | 2
2030/31 | 260.75 | 53.25 | 1
2030/31 | 261.25 | 53.25 | 1
2030/31 | 261.75 | 53.25 | 3
2030/31 | 262.25 | 53.25 | 2
2030/31 | 263.75 | 53.25 | 2
2030/31 | 265.25 | 53.25 | 1
2030/31 | 265.75 | 53.25 | 2
2030/31 | 267.25 | 53.25 | 2
2030/31 | 267.75 | 53.25 | 2
2030/31 | 269.75 | 53.25 | 1
2030/31 | 270.25 | 53.25 | 2
2030/31 | 270.75 | 53.25 | 3
2030/31 | 273.75 | 53.25 | 2
2030/31 | 275.25 | 53.25 | 1
2030/31 | 275.75 | 53.25 | 1
2030/31 | 276.25 | 53.25 | 1
2030/31 | 278.25 | 53.25 | 1
2030/31 | 280.25 | 53.25 | 1
2030/31 | 280.75 | 53.25 | 1
2030/31 | 283.25 | 53.25 | 1
2030/31 | 285.25 | 53.25 | 1
2030/31 | 291.75 | 53.25 | 2
2030/31 | 293.75 | 53.25 | 1
2030/31 | 315.25 | 53.25 | 1
2030/31 | 365.75 | 53.25 | 1
2030/31 | 76.75 | 53.75 | 1
2030/31 | 77.75 | 53.75 | 2
2030/31 | 78.25 | 53.75 | 1
2030/31 | 78.75 | 53.75 | 2
2030/31 | 79.25 | 53.75 | 1
2030/31 | 79.75 | 53.75 | 5
2030/31 | 80.25 | 53.75 | 3
2030/31 | 80.75 | 53.75 | 4
2030/31 | 81.25 | 53.75 | 4
2030/31 | 81.75 | 53.75 | 2
2030/31 | 82.25 | 53.75 | 4
2030/31 | 82.75 | 53.75 | 8
2030/31 | 83.25 | 53.75 | 16
2030/31 | 83.75 | 53.75 | 12
2030/31 | 84.25 | 53.75 | 12
2030/31 | 84.75 | 53.75 | 10
2030/31 | 85.25 | 53.75 | 13
2030/31 | 85.75 | 53.75 | 10
2030/31 | 86.25 | 53.75 | 18
2030/31 | 86.75 | 53.75 | 28
2030/31 | 87.25 | 53.75 | 23
2030/31 | 87.75 | 53.75 | 26
2030/31 | 88.25 | 53.75 | 36
2030/31 | 88.75 | 53.75 | 25
2030/31 | 89.25 | 53.75 | 34
2030/31 | 89.75 | 53.75 | 39
2030/31 | 90.25 | 53.75 | 47
2030/31 | 90.75 | 53.75 | 41
2030/31 | 91.25 | 53.75 | 54
2030/31 | 91.75 | 53.75 | 46
2030/31 | 92.25 | 53.75 | 52
2030/31 | 92.75 | 53.75 | 60
2030/31 | 93.25 | 53.75 | 57
2030/31 | 93.75 | 53.75 | 56
2030/31 | 94.25 | 53.75 | 68
2030/31 | 94.75 | 53.75 | 64
2030/31 | 95.25 | 53.75 | 71
2030/31 | 95.75 | 53.75 | 84
2030/31 | 96.25 | 53.75 | 88
2030/31 | 96.75 | 53.75 | 71
2030/31 | 97.25 | 53.75 | 77
2030/31 | 97.75 | 53.75 | 91
2030/31 | 98.25 | 53.75 | 92
2030/31 | 98.75 | 53.75 | 111
2030/31 | 99.25 | 53.75 | 93
2030/31 | 99.75 | 53.75 | 102
2030/31 | 100.25 | 53.75 | 121
2030/31 | 100.75 | 53.75 | 116
2030/31 | 101.25 | 53.75 | 108
2030/31 | 101.75 | 53.75 | 152
2030/31 | 102.25 | 53.75 | 128
2030/31 | 102.75 | 53.75 | 154
2030/31 | 103.25 | 53.75 | 121
2030/31 | 103.75 | 53.75 | 142
2030/31 | 104.25 | 53.75 | 140
2030/31 | 104.75 | 53.75 | 135
2030/31 | 105.25 | 53.75 | 124
2030/31 | 105.75 | 53.75 | 132
2030/31 | 106.25 | 53.75 | 145
2030/31 | 106.75 | 53.75 | 135
2030/31 | 107.25 | 53.75 | 131
2030/31 | 107.75 | 53.75 | 146
2030/31 | 108.25 | 53.75 | 174
2030/31 | 108.75 | 53.75 | 173
2030/31 | 109.25 | 53.75 | 151
2030/31 | 109.75 | 53.75 | 143
2030/31 | 110.25 | 53.75 | 159
2030/31 | 110.75 | 53.75 | 143
2030/31 | 111.25 | 53.75 | 162
2030/31 | 111.75 | 53.75 | 141
2030/31 | 112.25 | 53.75 | 149
2030/31 | 112.75 | 53.75 | 135
2030/31 | 113.25 | 53.75 | 152
2030/31 | 113.75 | 53.75 | 154
2030/31 | 114.25 | 53.75 | 166
2030/31 | 114.75 | 53.75 | 179
2030/31 | 115.25 | 53.75 | 160
2030/31 | 115.75 | 53.75 | 171
2030/31 | 116.25 | 53.75 | 173
2030/31 | 116.75 | 53.75 | 184
2030/31 | 117.25 | 53.75 | 172
2030/31 | 117.75 | 53.75 | 180
2030/31 | 118.25 | 53.75 | 178
2030/31 | 118.75 | 53.75 | 153
2030/31 | 119.25 | 53.75 | 165
2030/31 | 119.75 | 53.75 | 160
2030/31 | 120.25 | 53.75 | 160
2030/31 | 120.75 | 53.75 | 153
2030/31 | 121.25 | 53.75 | 169
2030/31 | 121.75 | 53.75 | 168
2030/31 | 122.25 | 53.75 | 176
2030/31 | 122.75 | 53.75 | 179
2030/31 | 123.25 | 53.75 | 161
2030/31 | 123.75 | 53.75 | 165
2030/31 | 124.25 | 53.75 | 172
2030/31 | 124.75 | 53.75 | 165
2030/31 | 125.25 | 53.75 | 172
2030/31 | 125.75 | 53.75 | 162
2030/31 | 126.25 | 53.75 | 158
2030/31 | 126.75 | 53.75 | 146
2030/31 | 127.25 | 53.75 | 138
2030/31 | 127.75 | 53.75 | 151
2030/31 | 128.25 | 53.75 | 157
2030/31 | 128.75 | 53.75 | 154
2030/31 | 129.25 | 53.75 | 151
2030/31 | 129.75 | 53.75 | 158
2030/31 | 130.25 | 53.75 | 157
2030/31 | 130.75 | 53.75 | 155
2030/31 | 131.25 | 53.75 | 161
2030/31 | 131.75 | 53.75 | 133
2030/31 | 132.25 | 53.75 | 136
2030/31 | 132.75 | 53.75 | 125
2030/31 | 133.25 | 53.75 | 128
2030/31 | 133.75 | 53.75 | 139
2030/31 | 134.25 | 53.75 | 164
2030/31 | 134.75 | 53.75 | 131
2030/31 | 135.25 | 53.75 | 153
2030/31 | 135.75 | 53.75 | 139
2030/31 | 136.25 | 53.75 | 124
2030/31 | 136.75 | 53.75 | 146
2030/31 | 137.25 | 53.75 | 128
2030/31 | 137.75 | 53.75 | 142
2030/31 | 138.25 | 53.75 | 138
2030/31 | 138.75 | 53.75 | 113
2030/31 | 139.25 | 53.75 | 136
2030/31 | 139.75 | 53.75 | 111
2030/31 | 140.25 | 53.75 | 116
2030/31 | 140.75 | 53.75 | 135
2030/31 | 141.25 | 53.75 | 133
2030/31 | 141.75 | 53.75 | 125
2030/31 | 142.25 | 53.75 | 119
2030/31 | 142.75 | 53.75 | 123
2030/31 | 143.25 | 53.75 | 117
2030/31 | 143.75 | 53.75 | 109
2030/31 | 144.25 | 53.75 | 117
2030/31 | 144.75 | 53.75 | 121
2030/31 | 145.25 | 53.75 | 115
2030/31 | 145.75 | 53.75 | 108
2030/31 | 146.25 | 53.75 | 119
2030/31 | 146.75 | 53.75 | 109
2030/31 | 147.25 | 53.75 | 87
2030/31 | 147.75 | 53.75 | 102
2030/31 | 148.25 | 53.75 | 87
2030/31 | 148.75 | 53.75 | 106
2030/31 | 149.25 | 53.75 | 97
2030/31 | 149.75 | 53.75 | 77
2030/31 | 150.25 | 53.75 | 95
2030/31 | 150.75 | 53.75 | 107
2030/31 | 151.25 | 53.75 | 108
2030/31 | 151.75 | 53.75 | 94
2030/31 | 152.25 | 53.75 | 90
2030/31 | 152.75 | 53.75 | 90
2030/31 | 153.25 | 53.75 | 89
2030/31 | 153.75 | 53.75 | 82
2030/31 | 154.25 | 53.75 | 81
2030/31 | 154.75 | 53.75 | 100
2030/31 | 155.25 | 53.75 | 81
2030/31 | 155.75 | 53.75 | 100
2030/31 | 156.25 | 53.75 | 86
2030/31 | 156.75 | 53.75 | 88
2030/31 | 157.25 | 53.75 | 85
2030/31 | 157.75 | 53.75 | 101
2030/31 | 158.25 | 53.75 | 85
2030/31 | 158.75 | 53.75 | 69
2030/31 | 159.25 | 53.75 | 68
2030/31 | 159.75 | 53.75 | 87
2030/31 | 160.25 | 53.75 | 75
2030/31 | 160.75 | 53.75 | 82
2030/31 | 161.25 | 53.75 | 74
2030/31 | 161.75 | 53.75 | 73
2030/31 | 162.25 | 53.75 | 68
2030/31 | 162.75 | 53.75 | 72
2030/31 | 163.25 | 53.75 | 79
2030/31 | 163.75 | 53.75 | 86
2030/31 | 164.25 | 53.75 | 78
2030/31 | 164.75 | 53.75 | 65
2030/31 | 165.25 | 53.75 | 61
2030/31 | 165.75 | 53.75 | 74
2030/31 | 166.25 | 53.75 | 61
2030/31 | 166.75 | 53.75 | 60
2030/31 | 167.25 | 53.75 | 61
2030/31 | 167.75 | 53.75 | 64
2030/31 | 168.25 | 53.75 | 52
2030/31 | 168.75 | 53.75 | 77
2030/31 | 169.25 | 53.75 | 65
2030/31 | 169.75 | 53.75 | 67
2030/31 | 170.25 | 53.75 | 68
2030/31 | 170.75 | 53.75 | 55
2030/31 | 171.25 | 53.75 | 66
2030/31 | 171.75 | 53.75 | 57
2030/31 | 172.25 | 53.75 | 64
2030/31 | 172.75 | 53.75 | 56
2030/31 | 173.25 | 53.75 | 52
2030/31 | 173.75 | 53.75 | 50
2030/31 | 174.25 | 53.75 | 54
2030/31 | 174.75 | 53.75 | 53
2030/31 | 175.25 | 53.75 | 51
2030/31 | 175.75 | 53.75 | 58
2030/31 | 176.25 | 53.75 | 51
2030/31 | 176.75 | 53.75 | 56
2030/31 | 177.25 | 53.75 | 69
2030/31 | 177.75 | 53.75 | 57
2030/31 | 178.25 | 53.75 | 63
2030/31 | 178.75 | 53.75 | 49
2030/31 | 179.25 | 53.75 | 60
2030/31 | 179.75 | 53.75 | 49
2030/31 | 180.25 | 53.75 | 42
2030/31 | 180.75 | 53.75 | 57
2030/31 | 181.25 | 53.75 | 50
2030/31 | 181.75 | 53.75 | 52
2030/31 | 182.25 | 53.75 | 49
2030/31 | 182.75 | 53.75 | 64
2030/31 | 183.25 | 53.75 | 57
2030/31 | 183.75 | 53.75 | 43
2030/31 | 184.25 | 53.75 | 41
2030/31 | 184.75 | 53.75 | 42
2030/31 | 185.25 | 53.75 | 46
2030/31 | 185.75 | 53.75 | 47
2030/31 | 186.25 | 53.75 | 45
2030/31 | 186.75 | 53.75 | 55
2030/31 | 187.25 | 53.75 | 44
2030/31 | 187.75 | 53.75 | 44
2030/31 | 188.25 | 53.75 | 42
2030/31 | 188.75 | 53.75 | 49
2030/31 | 189.25 | 53.75 | 42
2030/31 | 189.75 | 53.75 | 37
2030/31 | 190.25 | 53.75 | 35
2030/31 | 190.75 | 53.75 | 44
2030/31 | 191.25 | 53.75 | 44
2030/31 | 191.75 | 53.75 | 39
2030/31 | 192.25 | 53.75 | 47
2030/31 | 192.75 | 53.75 | 33
2030/31 | 193.25 | 53.75 | 36
2030/31 | 193.75 | 53.75 | 40
2030/31 | 194.25 | 53.75 | 40
2030/31 | 194.75 | 53.75 | 33
2030/31 | 195.25 | 53.75 | 37
2030/31 | 195.75 | 53.75 | 26
2030/31 | 196.25 | 53.75 | 34
2030/31 | 196.75 | 53.75 | 36
2030/31 | 197.25 | 53.75 | 31
2030/31 | 197.75 | 53.75 | 40
2030/31 | 198.25 | 53.75 | 37
2030/31 | 198.75 | 53.75 | 27
2030/31 | 199.25 | 53.75 | 29
2030/31 | 199.75 | 53.75 | 29
2030/31 | 200.25 | 53.75 | 28
2030/31 | 200.75 | 53.75 | 17
2030/31 | 201.25 | 53.75 | 28
2030/31 | 201.75 | 53.75 | 27
2030/31 | 202.25 | 53.75 | 37
2030/31 | 202.75 | 53.75 | 17
2030/31 | 203.25 | 53.75 | 20
2030/31 | 203.75 | 53.75 | 30
2030/31 | 204.25 | 53.75 | 18
2030/31 | 204.75 | 53.75 | 23
2030/31 | 205.25 | 53.75 | 35
2030/31 | 205.75 | 53.75 | 18
2030/31 | 206.25 | 53.75 | 26
2030/31 | 206.75 | 53.75 | 29
2030/31 | 207.25 | 53.75 | 27
2030/31 | 207.75 | 53.75 | 24
2030/31 | 208.25 | 53.75 | 21
2030/31 | 208.75 | 53.75 | 24
2030/31 | 209.25 | 53.75 | 27
2030/31 | 209.75 | 53.75 | 30
2030/31 | 210.25 | 53.75 | 25
2030/31 | 210.75 | 53.75 | 16
2030/31 | 211.25 | 53.75 | 24
2030/31 | 211.75 | 53.75 | 26
2030/31 | 212.25 | 53.75 | 21
2030/31 | 212.75 | 53.75 | 22
2030/31 | 213.25 | 53.75 | 20
2030/31 | 213.75 | 53.75 | 25
2030/31 | 214.25 | 53.75 | 17
2030/31 | 214.75 | 53.75 | 26
2030/31 | 215.25 | 53.75 | 17
2030/31 | 215.75 | 53.75 | 16
2030/31 | 216.25 | 53.75 | 9
2030/31 | 216.75 | 53.75 | 17
2030/31 | 217.25 | 53.75 | 21
2030/31 | 217.75 | 53.75 | 15
2030/31 | 218.25 | 53.75 | 16
2030/31 | 218.75 | 53.75 | 18
2030/31 | 219.25 | 53.75 | 17
2030/31 | 219.75 | 53.75 | 12
2030/31 | 220.25 | 53.75 | 8
2030/31 | 220.75 | 53.75 | 13
2030/31 | 221.25 | 53.75 | 14
2030/31 | 221.75 | 53.75 | 13
2030/31 | 222.25 | 53.75 | 17
2030/31 | 222.75 | 53.75 | 11
2030/31 | 223.25 | 53.75 | 12
2030/31 | 223.75 | 53.75 | 12
2030/31 | 224.25 | 53.75 | 9
2030/31 | 224.75 | 53.75 | 10
2030/31 | 225.25 | 53.75 | 13
2030/31 | 225.75 | 53.75 | 14
2030/31 | 226.25 | 53.75 | 15
2030/31 | 226.75 | 53.75 | 7
2030/31 | 227.25 | 53.75 | 7
2030/31 | 227.75 | 53.75 | 12
2030/31 | 228.25 | 53.75 | 15
2030/31 | 228.75 | 53.75 | 8
2030/31 | 229.25 | 53.75 | 7
2030/31 | 229.75 | 53.75 | 16
2030/31 | 230.25 | 53.75 | 11
2030/31 | 230.75 | 53.75 | 15
2030/31 | 231.25 | 53.75 | 9
2030/31 | 231.75 | 53.75 | 12
2030/31 | 232.25 | 53.75 | 8
2030/31 | 232.75 | 53.75 | 4
2030/31 | 233.25 | 53.75 | 6
2030/31 | 233.75 | 53.75 | 11
2030/31 | 234.25 | 53.75 | 8
2030/31 | 234.75 | 53.75 | 11
2030/31 | 235.25 | 53.75 | 6
2030/31 | 235.75 | 53.75 | 8
2030/31 | 236.25 | 53.75 | 4
2030/31 | 236.75 | 53.75 | 4
2030/31 | 237.25 | 53.75 | 12
2030/31 | 237.75 | 53.75 | 6
2030/31 | 238.25 | 53.75 | 9
2030/31 | 238.75 | 53.75 | 6
2030/31 | 239.25 | 53.75 | 1
2030/31 | 239.75 | 53.75 | 4
2030/31 | 240.25 | 53.75 | 3
2030/31 | 240.75 | 53.75 | 6
2030/31 | 241.25 | 53.75 | 7
2030/31 | 241.75 | 53.75 | 4
2030/31 | 242.25 | 53.75 | 2
2030/31 | 242.75 | 53.75 | 4
2030/31 | 243.25 | 53.75 | 5
2030/31 | 243.75 | 53.75 | 1
2030/31 | 244.25 | 53.75 | 1
2030/31 | 244.75 | 53.75 | 4
2030/31 | 245.25 | 53.75 | 4
2030/31 | 245.75 | 53.75 | 4
2030/31 | 246.25 | 53.75 | 1
2030/31 | 246.75 | 53.75 | 3
2030/31 | 247.25 | 53.75 | 4
2030/31 | 248.25 | 53.75 | 5
2030/31 | 248.75 | 53.75 | 5
2030/31 | 249.25 | 53.75 | 1
2030/31 | 249.75 | 53.75 | 2
2030/31 | 250.25 | 53.75 | 2
2030/31 | 250.75 | 53.75 | 2
2030/31 | 251.25 | 53.75 | 4
2030/31 | 251.75 | 53.75 | 4
2030/31 | 252.25 | 53.75 | 2
2030/31 | 252.75 | 53.75 | 1
2030/31 | 253.25 | 53.75 | 1
2030/31 | 253.75 | 53.75 | 3
2030/31 | 254.25 | 53.75 | 2
2030/31 | 254.75 | 53.75 | 2
2030/31 | 255.25 | 53.75 | 1
2030/31 | 255.75 | 53.75 | 1
2030/31 | 256.25 | 53.75 | 2
2030/31 | 256.75 | 53.75 | 1
2030/31 | 257.25 | 53.75 | 2
2030/31 | 258.25 | 53.75 | 4
2030/31 | 258.75 | 53.75 | 4
2030/31 | 259.25 | 53.75 | 1
2030/31 | 259.75 | 53.75 | 3
2030/31 | 260.25 | 53.75 | 1
2030/31 | 260.75 | 53.75 | 2
2030/31 | 262.25 | 53.75 | 2
2030/31 | 263.25 | 53.75 | 1
2030/31 | 263.75 | 53.75 | 3
2030/31 | 264.75 | 53.75 | 1
2030/31 | 266.25 | 53.75 | 1
2030/31 | 266.75 | 53.75 | 1
2030/31 | 267.25 | 53.75 | 1
2030/31 | 267.75 | 53.75 | 2
2030/31 | 268.75 | 53.75 | 1
2030/31 | 269.75 | 53.75 | 2
2030/31 | 270.75 | 53.75 | 1
2030/31 | 272.75 | 53.75 | 1
2030/31 | 273.75 | 53.75 | 1
2030/31 | 275.75 | 53.75 | 1
2030/31 | 276.25 | 53.75 | 1
2030/31 | 276.75 | 53.75 | 1
2030/31 | 277.25 | 53.75 | 1
2030/31 | 279.75 | 53.75 | 1
2030/31 | 284.75 | 53.75 | 1
2030/31 | 286.25 | 53.75 | 1
2030/31 | 288.75 | 53.75 | 1
2030/31 | 289.25 | 53.75 | 1
2030/31 | 302.75 | 53.75 | 1
2030/31 | 313.75 | 53.75 | 1
2030/31 | 316.75 | 53.75 | 1
2030/31 | 78.25 | 54.25 | 1
2030/31 | 79.25 | 54.25 | 1
2030/31 | 79.75 | 54.25 | 3
2030/31 | 80.25 | 54.25 | 1
2030/31 | 80.75 | 54.25 | 2
2030/31 | 81.25 | 54.25 | 1
2030/31 | 81.75 | 54.25 | 1
2030/31 | 82.25 | 54.25 | 3
2030/31 | 82.75 | 54.25 | 4
2030/31 | 83.25 | 54.25 | 6
2030/31 | 83.75 | 54.25 | 12
2030/31 | 84.25 | 54.25 | 13
2030/31 | 84.75 | 54.25 | 9
2030/31 | 85.25 | 54.25 | 13
2030/31 | 85.75 | 54.25 | 9
2030/31 | 86.25 | 54.25 | 16
2030/31 | 86.75 | 54.25 | 25
2030/31 | 87.25 | 54.25 | 27
2030/31 | 87.75 | 54.25 | 24
2030/31 | 88.25 | 54.25 | 24
2030/31 | 88.75 | 54.25 | 24
2030/31 | 89.25 | 54.25 | 24
2030/31 | 89.75 | 54.25 | 25
2030/31 | 90.25 | 54.25 | 35
2030/31 | 90.75 | 54.25 | 23
2030/31 | 91.25 | 54.25 | 41
2030/31 | 91.75 | 54.25 | 45
2030/31 | 92.25 | 54.25 | 44
2030/31 | 92.75 | 54.25 | 47
2030/31 | 93.25 | 54.25 | 55
2030/31 | 93.75 | 54.25 | 63
2030/31 | 94.25 | 54.25 | 54
2030/31 | 94.75 | 54.25 | 66
2030/31 | 95.25 | 54.25 | 77
2030/31 | 95.75 | 54.25 | 76
2030/31 | 96.25 | 54.25 | 78
2030/31 | 96.75 | 54.25 | 85
2030/31 | 97.25 | 54.25 | 82
2030/31 | 97.75 | 54.25 | 88
2030/31 | 98.25 | 54.25 | 91
2030/31 | 98.75 | 54.25 | 96
2030/31 | 99.25 | 54.25 | 100
2030/31 | 99.75 | 54.25 | 115
2030/31 | 100.25 | 54.25 | 113
2030/31 | 100.75 | 54.25 | 106
2030/31 | 101.25 | 54.25 | 104
2030/31 | 101.75 | 54.25 | 125
2030/31 | 102.25 | 54.25 | 105
2030/31 | 102.75 | 54.25 | 117
2030/31 | 103.25 | 54.25 | 114
2030/31 | 103.75 | 54.25 | 138
2030/31 | 104.25 | 54.25 | 134
2030/31 | 104.75 | 54.25 | 137
2030/31 | 105.25 | 54.25 | 134
2030/31 | 105.75 | 54.25 | 128
2030/31 | 106.25 | 54.25 | 146
2030/31 | 106.75 | 54.25 | 153
2030/31 | 107.25 | 54.25 | 148
2030/31 | 107.75 | 54.25 | 132
2030/31 | 108.25 | 54.25 | 149
2030/31 | 108.75 | 54.25 | 155
2030/31 | 109.25 | 54.25 | 154
2030/31 | 109.75 | 54.25 | 175
2030/31 | 110.25 | 54.25 | 150
2030/31 | 110.75 | 54.25 | 150
2030/31 | 111.25 | 54.25 | 149
2030/31 | 111.75 | 54.25 | 167
2030/31 | 112.25 | 54.25 | 136
2030/31 | 112.75 | 54.25 | 152
2030/31 | 113.25 | 54.25 | 154
2030/31 | 113.75 | 54.25 | 175
2030/31 | 114.25 | 54.25 | 156
2030/31 | 114.75 | 54.25 | 166
2030/31 | 115.25 | 54.25 | 179
2030/31 | 115.75 | 54.25 | 176
2030/31 | 116.25 | 54.25 | 162
2030/31 | 116.75 | 54.25 | 165
2030/31 | 117.25 | 54.25 | 168
2030/31 | 117.75 | 54.25 | 165
2030/31 | 118.25 | 54.25 | 156
2030/31 | 118.75 | 54.25 | 156
2030/31 | 119.25 | 54.25 | 171
2030/31 | 119.75 | 54.25 | 195
2030/31 | 120.25 | 54.25 | 149
2030/31 | 120.75 | 54.25 | 171
2030/31 | 121.25 | 54.25 | 161
2030/31 | 121.75 | 54.25 | 149
2030/31 | 122.25 | 54.25 | 189
2030/31 | 122.75 | 54.25 | 152
2030/31 | 123.25 | 54.25 | 170
2030/31 | 123.75 | 54.25 | 159
2030/31 | 124.25 | 54.25 | 163
2030/31 | 124.75 | 54.25 | 166
2030/31 | 125.25 | 54.25 | 168
2030/31 | 125.75 | 54.25 | 140
2030/31 | 126.25 | 54.25 | 168
2030/31 | 126.75 | 54.25 | 149
2030/31 | 127.25 | 54.25 | 158
2030/31 | 127.75 | 54.25 | 157
2030/31 | 128.25 | 54.25 | 137
2030/31 | 128.75 | 54.25 | 164
2030/31 | 129.25 | 54.25 | 159
2030/31 | 129.75 | 54.25 | 165
2030/31 | 130.25 | 54.25 | 138
2030/31 | 130.75 | 54.25 | 145
2030/31 | 131.25 | 54.25 | 149
2030/31 | 131.75 | 54.25 | 140
2030/31 | 132.25 | 54.25 | 122
2030/31 | 132.75 | 54.25 | 145
2030/31 | 133.25 | 54.25 | 123
2030/31 | 133.75 | 54.25 | 146
2030/31 | 134.25 | 54.25 | 154
2030/31 | 134.75 | 54.25 | 163
2030/31 | 135.25 | 54.25 | 136
2030/31 | 135.75 | 54.25 | 143
2030/31 | 136.25 | 54.25 | 144
2030/31 | 136.75 | 54.25 | 128
2030/31 | 137.25 | 54.25 | 134
2030/31 | 137.75 | 54.25 | 115
2030/31 | 138.25 | 54.25 | 131
2030/31 | 138.75 | 54.25 | 135
2030/31 | 139.25 | 54.25 | 127
2030/31 | 139.75 | 54.25 | 124
2030/31 | 140.25 | 54.25 | 140
2030/31 | 140.75 | 54.25 | 139
2030/31 | 141.25 | 54.25 | 135
2030/31 | 141.75 | 54.25 | 131
2030/31 | 142.25 | 54.25 | 130
2030/31 | 142.75 | 54.25 | 124
2030/31 | 143.25 | 54.25 | 122
2030/31 | 143.75 | 54.25 | 135
2030/31 | 144.25 | 54.25 | 107
2030/31 | 144.75 | 54.25 | 88
2030/31 | 145.25 | 54.25 | 118
2030/31 | 145.75 | 54.25 | 114
2030/31 | 146.25 | 54.25 | 113
2030/31 | 146.75 | 54.25 | 112
2030/31 | 147.25 | 54.25 | 119
2030/31 | 147.75 | 54.25 | 97
2030/31 | 148.25 | 54.25 | 97
2030/31 | 148.75 | 54.25 | 93
2030/31 | 149.25 | 54.25 | 107
2030/31 | 149.75 | 54.25 | 95
2030/31 | 150.25 | 54.25 | 98
2030/31 | 150.75 | 54.25 | 99
2030/31 | 151.25 | 54.25 | 86
2030/31 | 151.75 | 54.25 | 84
2030/31 | 152.25 | 54.25 | 102
2030/31 | 152.75 | 54.25 | 95
2030/31 | 153.25 | 54.25 | 92
2030/31 | 153.75 | 54.25 | 86
2030/31 | 154.25 | 54.25 | 94
2030/31 | 154.75 | 54.25 | 80
2030/31 | 155.25 | 54.25 | 85
2030/31 | 155.75 | 54.25 | 95
2030/31 | 156.25 | 54.25 | 80
2030/31 | 156.75 | 54.25 | 78
2030/31 | 157.25 | 54.25 | 89
2030/31 | 157.75 | 54.25 | 70
2030/31 | 158.25 | 54.25 | 70
2030/31 | 158.75 | 54.25 | 86
2030/31 | 159.25 | 54.25 | 88
2030/31 | 159.75 | 54.25 | 83
2030/31 | 160.25 | 54.25 | 89
2030/31 | 160.75 | 54.25 | 81
2030/31 | 161.25 | 54.25 | 93
2030/31 | 161.75 | 54.25 | 63
2030/31 | 162.25 | 54.25 | 72
2030/31 | 162.75 | 54.25 | 74
2030/31 | 163.25 | 54.25 | 66
2030/31 | 163.75 | 54.25 | 73
2030/31 | 164.25 | 54.25 | 69
2030/31 | 164.75 | 54.25 | 77
2030/31 | 165.25 | 54.25 | 65
2030/31 | 165.75 | 54.25 | 75
2030/31 | 166.25 | 54.25 | 78
2030/31 | 166.75 | 54.25 | 71
2030/31 | 167.25 | 54.25 | 75
2030/31 | 167.75 | 54.25 | 67
2030/31 | 168.25 | 54.25 | 64
2030/31 | 168.75 | 54.25 | 72
2030/31 | 169.25 | 54.25 | 70
2030/31 | 169.75 | 54.25 | 79
2030/31 | 170.25 | 54.25 | 60
2030/31 | 170.75 | 54.25 | 81
2030/31 | 171.25 | 54.25 | 78
2030/31 | 171.75 | 54.25 | 54
2030/31 | 172.25 | 54.25 | 63
2030/31 | 172.75 | 54.25 | 71
2030/31 | 173.25 | 54.25 | 62
2030/31 | 173.75 | 54.25 | 52
2030/31 | 174.25 | 54.25 | 74
2030/31 | 174.75 | 54.25 | 52
2030/31 | 175.25 | 54.25 | 66
2030/31 | 175.75 | 54.25 | 54
2030/31 | 176.25 | 54.25 | 39
2030/31 | 176.75 | 54.25 | 53
2030/31 | 177.25 | 54.25 | 50
2030/31 | 177.75 | 54.25 | 74
2030/31 | 178.25 | 54.25 | 49
2030/31 | 178.75 | 54.25 | 56
2030/31 | 179.25 | 54.25 | 47
2030/31 | 179.75 | 54.25 | 40
2030/31 | 180.25 | 54.25 | 56
2030/31 | 180.75 | 54.25 | 54
2030/31 | 181.25 | 54.25 | 57
2030/31 | 181.75 | 54.25 | 54
2030/31 | 182.25 | 54.25 | 52
2030/31 | 182.75 | 54.25 | 62
2030/31 | 183.25 | 54.25 | 44
2030/31 | 183.75 | 54.25 | 46
2030/31 | 184.25 | 54.25 | 57
2030/31 | 184.75 | 54.25 | 41
2030/31 | 185.25 | 54.25 | 56
2030/31 | 185.75 | 54.25 | 56
2030/31 | 186.25 | 54.25 | 46
2030/31 | 186.75 | 54.25 | 52
2030/31 | 187.25 | 54.25 | 51
2030/31 | 187.75 | 54.25 | 50
2030/31 | 188.25 | 54.25 | 41
2030/31 | 188.75 | 54.25 | 41
2030/31 | 189.25 | 54.25 | 40
2030/31 | 189.75 | 54.25 | 42
2030/31 | 190.25 | 54.25 | 43
2030/31 | 190.75 | 54.25 | 44
2030/31 | 191.25 | 54.25 | 33
2030/31 | 191.75 | 54.25 | 36
2030/31 | 192.25 | 54.25 | 37
2030/31 | 192.75 | 54.25 | 35
2030/31 | 193.25 | 54.25 | 30
2030/31 | 193.75 | 54.25 | 37
2030/31 | 194.25 | 54.25 | 37
2030/31 | 194.75 | 54.25 | 27
2030/31 | 195.25 | 54.25 | 40
2030/31 | 195.75 | 54.25 | 32
2030/31 | 196.25 | 54.25 | 29
2030/31 | 196.75 | 54.25 | 31
2030/31 | 197.25 | 54.25 | 42
2030/31 | 197.75 | 54.25 | 29
2030/31 | 198.25 | 54.25 | 34
2030/31 | 198.75 | 54.25 | 37
2030/31 | 199.25 | 54.25 | 28
2030/31 | 199.75 | 54.25 | 34
2030/31 | 200.25 | 54.25 | 34
2030/31 | 200.75 | 54.25 | 26
2030/31 | 201.25 | 54.25 | 28
2030/31 | 201.75 | 54.25 | 21
2030/31 | 202.25 | 54.25 | 34
2030/31 | 202.75 | 54.25 | 33
2030/31 | 203.25 | 54.25 | 21
2030/31 | 203.75 | 54.25 | 32
2030/31 | 204.25 | 54.25 | 22
2030/31 | 204.75 | 54.25 | 18
2030/31 | 205.25 | 54.25 | 35
2030/31 | 205.75 | 54.25 | 25
2030/31 | 206.25 | 54.25 | 30
2030/31 | 206.75 | 54.25 | 21
2030/31 | 207.25 | 54.25 | 19
2030/31 | 207.75 | 54.25 | 32
2030/31 | 208.25 | 54.25 | 23
2030/31 | 208.75 | 54.25 | 22
2030/31 | 209.25 | 54.25 | 21
2030/31 | 209.75 | 54.25 | 35
2030/31 | 210.25 | 54.25 | 15
2030/31 | 210.75 | 54.25 | 32
2030/31 | 211.25 | 54.25 | 24
2030/31 | 211.75 | 54.25 | 27
2030/31 | 212.25 | 54.25 | 25
2030/31 | 212.75 | 54.25 | 26
2030/31 | 213.25 | 54.25 | 17
2030/31 | 213.75 | 54.25 | 20
2030/31 | 214.25 | 54.25 | 17
2030/31 | 214.75 | 54.25 | 24
2030/31 | 215.25 | 54.25 | 20
2030/31 | 215.75 | 54.25 | 22
2030/31 | 216.25 | 54.25 | 25
2030/31 | 216.75 | 54.25 | 20
2030/31 | 217.25 | 54.25 | 16
2030/31 | 217.75 | 54.25 | 22
2030/31 | 218.25 | 54.25 | 13
2030/31 | 218.75 | 54.25 | 11
2030/31 | 219.25 | 54.25 | 14
2030/31 | 219.75 | 54.25 | 13
2030/31 | 220.25 | 54.25 | 14
2030/31 | 220.75 | 54.25 | 14
2030/31 | 221.25 | 54.25 | 16
2030/31 | 221.75 | 54.25 | 13
2030/31 | 222.25 | 54.25 | 13
2030/31 | 222.75 | 54.25 | 20
2030/31 | 223.25 | 54.25 | 10
2030/31 | 223.75 | 54.25 | 9
2030/31 | 224.25 | 54.25 | 22
2030/31 | 224.75 | 54.25 | 5
2030/31 | 225.25 | 54.25 | 12
2030/31 | 225.75 | 54.25 | 18
2030/31 | 226.25 | 54.25 | 10
2030/31 | 226.75 | 54.25 | 11
2030/31 | 227.25 | 54.25 | 13
2030/31 | 227.75 | 54.25 | 11
2030/31 | 228.25 | 54.25 | 10
2030/31 | 228.75 | 54.25 | 8
2030/31 | 229.25 | 54.25 | 8
2030/31 | 229.75 | 54.25 | 18
2030/31 | 230.25 | 54.25 | 11
2030/31 | 230.75 | 54.25 | 5
2030/31 | 231.25 | 54.25 | 7
2030/31 | 231.75 | 54.25 | 11
2030/31 | 232.25 | 54.25 | 11
2030/31 | 232.75 | 54.25 | 12
2030/31 | 233.25 | 54.25 | 10
2030/31 | 233.75 | 54.25 | 13
2030/31 | 234.25 | 54.25 | 3
2030/31 | 234.75 | 54.25 | 3
2030/31 | 235.25 | 54.25 | 3
2030/31 | 235.75 | 54.25 | 7
2030/31 | 236.25 | 54.25 | 6
2030/31 | 236.75 | 54.25 | 3
2030/31 | 237.25 | 54.25 | 2
2030/31 | 237.75 | 54.25 | 7
2030/31 | 238.25 | 54.25 | 3
2030/31 | 238.75 | 54.25 | 6
2030/31 | 239.25 | 54.25 | 8
2030/31 | 239.75 | 54.25 | 7
2030/31 | 240.25 | 54.25 | 3
2030/31 | 240.75 | 54.25 | 8
2030/31 | 241.25 | 54.25 | 4
2030/31 | 241.75 | 54.25 | 4
2030/31 | 242.25 | 54.25 | 1
2030/31 | 242.75 | 54.25 | 4
2030/31 | 243.25 | 54.25 | 9
2030/31 | 243.75 | 54.25 | 4
2030/31 | 244.25 | 54.25 | 4
2030/31 | 244.75 | 54.25 | 5
2030/31 | 245.25 | 54.25 | 4
2030/31 | 245.75 | 54.25 | 1
2030/31 | 246.25 | 54.25 | 6
2030/31 | 246.75 | 54.25 | 4
2030/31 | 247.25 | 54.25 | 3
2030/31 | 247.75 | 54.25 | 2
2030/31 | 248.25 | 54.25 | 4
2030/31 | 248.75 | 54.25 | 2
2030/31 | 249.25 | 54.25 | 2
2030/31 | 249.75 | 54.25 | 4
2030/31 | 250.25 | 54.25 | 2
2030/31 | 250.75 | 54.25 | 3
2030/31 | 251.25 | 54.25 | 4
2030/31 | 251.75 | 54.25 | 4
2030/31 | 252.25 | 54.25 | 4
2030/31 | 252.75 | 54.25 | 1
2030/31 | 253.75 | 54.25 | 4
2030/31 | 254.25 | 54.25 | 2
2030/31 | 254.75 | 54.25 | 3
2030/31 | 255.25 | 54.25 | 3
2030/31 | 255.75 | 54.25 | 2
2030/31 | 256.25 | 54.25 | 3
2030/31 | 256.75 | 54.25 | 3
2030/31 | 257.25 | 54.25 | 4
2030/31 | 257.75 | 54.25 | 1
2030/31 | 258.75 | 54.25 | 4
2030/31 | 259.25 | 54.25 | 1
2030/31 | 260.25 | 54.25 | 3
2030/31 | 260.75 | 54.25 | 5
2030/31 | 261.25 | 54.25 | 1
2030/31 | 261.75 | 54.25 | 2
2030/31 | 262.25 | 54.25 | 2
2030/31 | 262.75 | 54.25 | 1
2030/31 | 263.25 | 54.25 | 2
2030/31 | 263.75 | 54.25 | 1
2030/31 | 264.25 | 54.25 | 2
2030/31 | 264.75 | 54.25 | 3
2030/31 | 265.25 | 54.25 | 1
2030/31 | 266.25 | 54.25 | 3
2030/31 | 266.75 | 54.25 | 2
2030/31 | 267.25 | 54.25 | 1
2030/31 | 267.75 | 54.25 | 4
2030/31 | 268.25 | 54.25 | 2
2030/31 | 268.75 | 54.25 | 1
2030/31 | 269.75 | 54.25 | 1
2030/31 | 270.25 | 54.25 | 2
2030/31 | 270.75 | 54.25 | 1
2030/31 | 271.25 | 54.25 | 1
2030/31 | 273.25 | 54.25 | 1
2030/31 | 274.25 | 54.25 | 1
2030/31 | 278.25 | 54.25 | 1
2030/31 | 279.25 | 54.25 | 1
2030/31 | 282.25 | 54.25 | 1
2030/31 | 282.75 | 54.25 | 1
2030/31 | 284.25 | 54.25 | 1
2030/31 | 284.75 | 54.25 | 1
2030/31 | 285.25 | 54.25 | 1
2030/31 | 286.25 | 54.25 | 1
2030/31 | 287.75 | 54.25 | 1
2030/31 | 290.25 | 54.25 | 1
2030/31 | 301.25 | 54.25 | 1
2030/31 | 318.75 | 54.25 | 1
2030/31 | 75.25 | 54.75 | 1
2030/31 | 76.75 | 54.75 | 1
2030/31 | 77.75 | 54.75 | 1
2030/31 | 78.75 | 54.75 | 2
2030/31 | 79.25 | 54.75 | 2
2030/31 | 79.75 | 54.75 | 2
2030/31 | 80.25 | 54.75 | 1
2030/31 | 80.75 | 54.75 | 5
2030/31 | 81.25 | 54.75 | 2
2030/31 | 81.75 | 54.75 | 5
2030/31 | 82.25 | 54.75 | 3
2030/31 | 82.75 | 54.75 | 9
2030/31 | 83.25 | 54.75 | 5
2030/31 | 83.75 | 54.75 | 8
2030/31 | 84.25 | 54.75 | 7
2030/31 | 84.75 | 54.75 | 9
2030/31 | 85.25 | 54.75 | 11
2030/31 | 85.75 | 54.75 | 10
2030/31 | 86.25 | 54.75 | 20
2030/31 | 86.75 | 54.75 | 10
2030/31 | 87.25 | 54.75 | 20
2030/31 | 87.75 | 54.75 | 23
2030/31 | 88.25 | 54.75 | 23
2030/31 | 88.75 | 54.75 | 23
2030/31 | 89.25 | 54.75 | 42
2030/31 | 89.75 | 54.75 | 33
2030/31 | 90.25 | 54.75 | 37
2030/31 | 90.75 | 54.75 | 35
2030/31 | 91.25 | 54.75 | 37
2030/31 | 91.75 | 54.75 | 34
2030/31 | 92.25 | 54.75 | 58
2030/31 | 92.75 | 54.75 | 46
2030/31 | 93.25 | 54.75 | 65
2030/31 | 93.75 | 54.75 | 52
2030/31 | 94.25 | 54.75 | 62
2030/31 | 94.75 | 54.75 | 64
2030/31 | 95.25 | 54.75 | 61
2030/31 | 95.75 | 54.75 | 78
2030/31 | 96.25 | 54.75 | 77
2030/31 | 96.75 | 54.75 | 71
2030/31 | 97.25 | 54.75 | 67
2030/31 | 97.75 | 54.75 | 88
2030/31 | 98.25 | 54.75 | 93
2030/31 | 98.75 | 54.75 | 99
2030/31 | 99.25 | 54.75 | 91
2030/31 | 99.75 | 54.75 | 93
2030/31 | 100.25 | 54.75 | 110
2030/31 | 100.75 | 54.75 | 107
2030/31 | 101.25 | 54.75 | 120
2030/31 | 101.75 | 54.75 | 113
2030/31 | 102.25 | 54.75 | 120
2030/31 | 102.75 | 54.75 | 128
2030/31 | 103.25 | 54.75 | 121
2030/31 | 103.75 | 54.75 | 112
2030/31 | 104.25 | 54.75 | 123
2030/31 | 104.75 | 54.75 | 126
2030/31 | 105.25 | 54.75 | 127
2030/31 | 105.75 | 54.75 | 130
2030/31 | 106.25 | 54.75 | 141
2030/31 | 106.75 | 54.75 | 140
2030/31 | 107.25 | 54.75 | 159
2030/31 | 107.75 | 54.75 | 147
2030/31 | 108.25 | 54.75 | 125
2030/31 | 108.75 | 54.75 | 144
2030/31 | 109.25 | 54.75 | 132
2030/31 | 109.75 | 54.75 | 147
2030/31 | 110.25 | 54.75 | 127
2030/31 | 110.75 | 54.75 | 129
2030/31 | 111.25 | 54.75 | 137
2030/31 | 111.75 | 54.75 | 156
2030/31 | 112.25 | 54.75 | 165
2030/31 | 112.75 | 54.75 | 162
2030/31 | 113.25 | 54.75 | 151
2030/31 | 113.75 | 54.75 | 172
2030/31 | 114.25 | 54.75 | 169
2030/31 | 114.75 | 54.75 | 173
2030/31 | 115.25 | 54.75 | 157
2030/31 | 115.75 | 54.75 | 153
2030/31 | 116.25 | 54.75 | 153
2030/31 | 116.75 | 54.75 | 172
2030/31 | 117.25 | 54.75 | 174
2030/31 | 117.75 | 54.75 | 157
2030/31 | 118.25 | 54.75 | 170
2030/31 | 118.75 | 54.75 | 182
2030/31 | 119.25 | 54.75 | 172
2030/31 | 119.75 | 54.75 | 173
2030/31 | 120.25 | 54.75 | 171
2030/31 | 120.75 | 54.75 | 176
2030/31 | 121.25 | 54.75 | 172
2030/31 | 121.75 | 54.75 | 164
2030/31 | 122.25 | 54.75 | 164
2030/31 | 122.75 | 54.75 | 177
2030/31 | 123.25 | 54.75 | 173
2030/31 | 123.75 | 54.75 | 158
2030/31 | 124.25 | 54.75 | 167
2030/31 | 124.75 | 54.75 | 151
2030/31 | 125.25 | 54.75 | 167
2030/31 | 125.75 | 54.75 | 146
2030/31 | 126.25 | 54.75 | 163
2030/31 | 126.75 | 54.75 | 150
2030/31 | 127.25 | 54.75 | 164
2030/31 | 127.75 | 54.75 | 144
2030/31 | 128.25 | 54.75 | 145
2030/31 | 128.75 | 54.75 | 161
2030/31 | 129.25 | 54.75 | 147
2030/31 | 129.75 | 54.75 | 148
2030/31 | 130.25 | 54.75 | 144
2030/31 | 130.75 | 54.75 | 159
2030/31 | 131.25 | 54.75 | 132
2030/31 | 131.75 | 54.75 | 135
2030/31 | 132.25 | 54.75 | 132
2030/31 | 132.75 | 54.75 | 154
2030/31 | 133.25 | 54.75 | 127
2030/31 | 133.75 | 54.75 | 147
2030/31 | 134.25 | 54.75 | 150
2030/31 | 134.75 | 54.75 | 157
2030/31 | 135.25 | 54.75 | 153
2030/31 | 135.75 | 54.75 | 138
2030/31 | 136.25 | 54.75 | 129
2030/31 | 136.75 | 54.75 | 158
2030/31 | 137.25 | 54.75 | 122
2030/31 | 137.75 | 54.75 | 138
2030/31 | 138.25 | 54.75 | 138
2030/31 | 138.75 | 54.75 | 131
2030/31 | 139.25 | 54.75 | 139
2030/31 | 139.75 | 54.75 | 144
2030/31 | 140.25 | 54.75 | 122
2030/31 | 140.75 | 54.75 | 111
2030/31 | 141.25 | 54.75 | 134
2030/31 | 141.75 | 54.75 | 128
2030/31 | 142.25 | 54.75 | 116
2030/31 | 142.75 | 54.75 | 141
2030/31 | 143.25 | 54.75 | 138
2030/31 | 143.75 | 54.75 | 120
2030/31 | 144.25 | 54.75 | 123
2030/31 | 144.75 | 54.75 | 105
2030/31 | 145.25 | 54.75 | 118
2030/31 | 145.75 | 54.75 | 106
2030/31 | 146.25 | 54.75 | 99
2030/31 | 146.75 | 54.75 | 129
2030/31 | 147.25 | 54.75 | 106
2030/31 | 147.75 | 54.75 | 107
2030/31 | 148.25 | 54.75 | 97
2030/31 | 148.75 | 54.75 | 114
2030/31 | 149.25 | 54.75 | 99
2030/31 | 149.75 | 54.75 | 103
2030/31 | 150.25 | 54.75 | 85
2030/31 | 150.75 | 54.75 | 98
2030/31 | 151.25 | 54.75 | 87
2030/31 | 151.75 | 54.75 | 108
2030/31 | 152.25 | 54.75 | 91
2030/31 | 152.75 | 54.75 | 98
2030/31 | 153.25 | 54.75 | 111
2030/31 | 153.75 | 54.75 | 92
2030/31 | 154.25 | 54.75 | 91
2030/31 | 154.75 | 54.75 | 91
2030/31 | 155.25 | 54.75 | 91
2030/31 | 155.75 | 54.75 | 103
2030/31 | 156.25 | 54.75 | 98
2030/31 | 156.75 | 54.75 | 92
2030/31 | 157.25 | 54.75 | 85
2030/31 | 157.75 | 54.75 | 96
2030/31 | 158.25 | 54.75 | 107
2030/31 | 158.75 | 54.75 | 84
2030/31 | 159.25 | 54.75 | 84
2030/31 | 159.75 | 54.75 | 79
2030/31 | 160.25 | 54.75 | 81
2030/31 | 160.75 | 54.75 | 83
2030/31 | 161.25 | 54.75 | 68
2030/31 | 161.75 | 54.75 | 85
2030/31 | 162.25 | 54.75 | 89
2030/31 | 162.75 | 54.75 | 79
2030/31 | 163.25 | 54.75 | 74
2030/31 | 163.75 | 54.75 | 88
2030/31 | 164.25 | 54.75 | 69
2030/31 | 164.75 | 54.75 | 76
2030/31 | 165.25 | 54.75 | 73
2030/31 | 165.75 | 54.75 | 65
2030/31 | 166.25 | 54.75 | 52
2030/31 | 166.75 | 54.75 | 65
2030/31 | 167.25 | 54.75 | 66
2030/31 | 167.75 | 54.75 | 70
2030/31 | 168.25 | 54.75 | 91
2030/31 | 168.75 | 54.75 | 60
2030/31 | 169.25 | 54.75 | 77
2030/31 | 169.75 | 54.75 | 73
2030/31 | 170.25 | 54.75 | 78
2030/31 | 170.75 | 54.75 | 55
2030/31 | 171.25 | 54.75 | 51
2030/31 | 171.75 | 54.75 | 81
2030/31 | 172.25 | 54.75 | 54
2030/31 | 172.75 | 54.75 | 65
2030/31 | 173.25 | 54.75 | 63
2030/31 | 173.75 | 54.75 | 59
2030/31 | 174.25 | 54.75 | 70
2030/31 | 174.75 | 54.75 | 64
2030/31 | 175.25 | 54.75 | 55
2030/31 | 175.75 | 54.75 | 53
2030/31 | 176.25 | 54.75 | 65
2030/31 | 176.75 | 54.75 | 61
2030/31 | 177.25 | 54.75 | 58
2030/31 | 177.75 | 54.75 | 71
2030/31 | 178.25 | 54.75 | 53
2030/31 | 178.75 | 54.75 | 63
2030/31 | 179.25 | 54.75 | 67
2030/31 | 179.75 | 54.75 | 51
2030/31 | 180.25 | 54.75 | 54
2030/31 | 180.75 | 54.75 | 66
2030/31 | 181.25 | 54.75 | 65
2030/31 | 181.75 | 54.75 | 68
2030/31 | 182.25 | 54.75 | 44
2030/31 | 182.75 | 54.75 | 48
2030/31 | 183.25 | 54.75 | 52
2030/31 | 183.75 | 54.75 | 48
2030/31 | 184.25 | 54.75 | 50
2030/31 | 184.75 | 54.75 | 54
2030/31 | 185.25 | 54.75 | 63
2030/31 | 185.75 | 54.75 | 66
2030/31 | 186.25 | 54.75 | 41
2030/31 | 186.75 | 54.75 | 29
2030/31 | 187.25 | 54.75 | 48
2030/31 | 187.75 | 54.75 | 44
2030/31 | 188.25 | 54.75 | 47
2030/31 | 188.75 | 54.75 | 39
2030/31 | 189.25 | 54.75 | 42
2030/31 | 189.75 | 54.75 | 44
2030/31 | 190.25 | 54.75 | 44
2030/31 | 190.75 | 54.75 | 30
2030/31 | 191.25 | 54.75 | 45
2030/31 | 191.75 | 54.75 | 37
2030/31 | 192.25 | 54.75 | 48
2030/31 | 192.75 | 54.75 | 42
2030/31 | 193.25 | 54.75 | 39
2030/31 | 193.75 | 54.75 | 40
2030/31 | 194.25 | 54.75 | 34
2030/31 | 194.75 | 54.75 | 43
2030/31 | 195.25 | 54.75 | 39
2030/31 | 195.75 | 54.75 | 43
2030/31 | 196.25 | 54.75 | 36
2030/31 | 196.75 | 54.75 | 43
2030/31 | 197.25 | 54.75 | 40
2030/31 | 197.75 | 54.75 | 39
2030/31 | 198.25 | 54.75 | 26
2030/31 | 198.75 | 54.75 | 43
2030/31 | 199.25 | 54.75 | 29
2030/31 | 199.75 | 54.75 | 30
2030/31 | 200.25 | 54.75 | 39
2030/31 | 200.75 | 54.75 | 23
2030/31 | 201.25 | 54.75 | 29
2030/31 | 201.75 | 54.75 | 29
2030/31 | 202.25 | 54.75 | 26
2030/31 | 202.75 | 54.75 | 27
2030/31 | 203.25 | 54.75 | 34
2030/31 | 203.75 | 54.75 | 37
2030/31 | 204.25 | 54.75 | 23
2030/31 | 204.75 | 54.75 | 28
2030/31 | 205.25 | 54.75 | 23
2030/31 | 205.75 | 54.75 | 32
2030/31 | 206.25 | 54.75 | 22
2030/31 | 206.75 | 54.75 | 26
2030/31 | 207.25 | 54.75 | 20
2030/31 | 207.75 | 54.75 | 18
2030/31 | 208.25 | 54.75 | 26
2030/31 | 208.75 | 54.75 | 21
2030/31 | 209.25 | 54.75 | 26
2030/31 | 209.75 | 54.75 | 21
2030/31 | 210.25 | 54.75 | 26
2030/31 | 210.75 | 54.75 | 31
2030/31 | 211.25 | 54.75 | 24
2030/31 | 211.75 | 54.75 | 24
2030/31 | 212.25 | 54.75 | 22
2030/31 | 212.75 | 54.75 | 17
2030/31 | 213.25 | 54.75 | 21
2030/31 | 213.75 | 54.75 | 18
2030/31 | 214.25 | 54.75 | 17
2030/31 | 214.75 | 54.75 | 14
2030/31 | 215.25 | 54.75 | 16
2030/31 | 215.75 | 54.75 | 15
2030/31 | 216.25 | 54.75 | 19
2030/31 | 216.75 | 54.75 | 12
2030/31 | 217.25 | 54.75 | 20
2030/31 | 217.75 | 54.75 | 18
2030/31 | 218.25 | 54.75 | 16
2030/31 | 218.75 | 54.75 | 14
2030/31 | 219.25 | 54.75 | 14
2030/31 | 219.75 | 54.75 | 22
2030/31 | 220.25 | 54.75 | 18
2030/31 | 220.75 | 54.75 | 15
2030/31 | 221.25 | 54.75 | 9
2030/31 | 221.75 | 54.75 | 22
2030/31 | 222.25 | 54.75 | 18
2030/31 | 222.75 | 54.75 | 11
2030/31 | 223.25 | 54.75 | 13
2030/31 | 223.75 | 54.75 | 19
2030/31 | 224.25 | 54.75 | 18
2030/31 | 224.75 | 54.75 | 12
2030/31 | 225.25 | 54.75 | 13
2030/31 | 225.75 | 54.75 | 11
2030/31 | 226.25 | 54.75 | 14
2030/31 | 226.75 | 54.75 | 11
2030/31 | 227.25 | 54.75 | 9
2030/31 | 227.75 | 54.75 | 6
2030/31 | 228.25 | 54.75 | 5
2030/31 | 228.75 | 54.75 | 14
2030/31 | 229.25 | 54.75 | 10
2030/31 | 229.75 | 54.75 | 12
2030/31 | 230.25 | 54.75 | 9
2030/31 | 230.75 | 54.75 | 9
2030/31 | 231.25 | 54.75 | 8
2030/31 | 231.75 | 54.75 | 10
2030/31 | 232.25 | 54.75 | 11
2030/31 | 232.75 | 54.75 | 6
2030/31 | 233.25 | 54.75 | 12
2030/31 | 233.75 | 54.75 | 13
2030/31 | 234.25 | 54.75 | 13
2030/31 | 234.75 | 54.75 | 12
2030/31 | 235.25 | 54.75 | 13
2030/31 | 235.75 | 54.75 | 5
2030/31 | 236.25 | 54.75 | 8
2030/31 | 236.75 | 54.75 | 8
2030/31 | 237.25 | 54.75 | 7
2030/31 | 237.75 | 54.75 | 4
2030/31 | 238.25 | 54.75 | 10
2030/31 | 238.75 | 54.75 | 4
2030/31 | 239.25 | 54.75 | 7
2030/31 | 239.75 | 54.75 | 9
2030/31 | 240.25 | 54.75 | 5
2030/31 | 240.75 | 54.75 | 7
2030/31 | 241.25 | 54.75 | 4
2030/31 | 241.75 | 54.75 | 2
2030/31 | 242.25 | 54.75 | 4
2030/31 | 242.75 | 54.75 | 2
2030/31 | 243.25 | 54.75 | 5
2030/31 | 243.75 | 54.75 | 4
2030/31 | 244.25 | 54.75 | 7
2030/31 | 244.75 | 54.75 | 4
2030/31 | 245.25 | 54.75 | 4
2030/31 | 245.75 | 54.75 | 5
2030/31 | 246.25 | 54.75 | 4
2030/31 | 246.75 | 54.75 | 3
2030/31 | 247.25 | 54.75 | 3
2030/31 | 248.25 | 54.75 | 3
2030/31 | 248.75 | 54.75 | 1
2030/31 | 249.25 | 54.75 | 3
2030/31 | 249.75 | 54.75 | 3
2030/31 | 250.25 | 54.75 | 2
2030/31 | 250.75 | 54.75 | 1
2030/31 | 251.25 | 54.75 | 1
2030/31 | 251.75 | 54.75 | 1
2030/31 | 252.25 | 54.75 | 3
2030/31 | 252.75 | 54.75 | 4
2030/31 | 253.25 | 54.75 | 5
2030/31 | 253.75 | 54.75 | 3
2030/31 | 254.25 | 54.75 | 3
2030/31 | 254.75 | 54.75 | 6
2030/31 | 255.25 | 54.75 | 7
2030/31 | 255.75 | 54.75 | 2
2030/31 | 256.25 | 54.75 | 1
2030/31 | 256.75 | 54.75 | 3
2030/31 | 257.25 | 54.75 | 3
2030/31 | 257.75 | 54.75 | 5
2030/31 | 258.25 | 54.75 | 2
2030/31 | 258.75 | 54.75 | 3
2030/31 | 259.25 | 54.75 | 1
2030/31 | 259.75 | 54.75 | 2
2030/31 | 260.25 | 54.75 | 6
2030/31 | 260.75 | 54.75 | 2
2030/31 | 261.25 | 54.75 | 3
2030/31 | 261.75 | 54.75 | 2
2030/31 | 262.75 | 54.75 | 1
2030/31 | 263.25 | 54.75 | 3
2030/31 | 263.75 | 54.75 | 1
2030/31 | 264.25 | 54.75 | 5
2030/31 | 264.75 | 54.75 | 3
2030/31 | 265.25 | 54.75 | 1
2030/31 | 266.25 | 54.75 | 1
2030/31 | 267.25 | 54.75 | 2
2030/31 | 267.75 | 54.75 | 1
2030/31 | 268.75 | 54.75 | 3
2030/31 | 269.75 | 54.75 | 1
2030/31 | 270.25 | 54.75 | 2
2030/31 | 270.75 | 54.75 | 1
2030/31 | 271.25 | 54.75 | 2
2030/31 | 271.75 | 54.75 | 1
2030/31 | 272.75 | 54.75 | 1
2030/31 | 273.25 | 54.75 | 1
2030/31 | 273.75 | 54.75 | 5
2030/31 | 274.75 | 54.75 | 2
2030/31 | 275.75 | 54.75 | 1
2030/31 | 276.75 | 54.75 | 1
2030/31 | 277.25 | 54.75 | 1
2030/31 | 279.25 | 54.75 | 2
2030/31 | 279.75 | 54.75 | 1
2030/31 | 280.75 | 54.75 | 1
2030/31 | 281.25 | 54.75 | 1
2030/31 | 288.25 | 54.75 | 1
2030/31 | 297.25 | 54.75 | 1
2030/31 | 301.25 | 54.75 | 1
2030/31 | 303.75 | 54.75 | 1
2030/31 | 304.75 | 54.75 | 1
2030/31 | 306.75 | 54.75 | 1
2030/31 | 337.25 | 54.75 | 1
2030/31 | 77.25 | 55.25 | 1
2030/31 | 77.75 | 55.25 | 1
2030/31 | 78.75 | 55.25 | 1
2030/31 | 80.75 | 55.25 | 3
2030/31 | 81.25 | 55.25 | 2
2030/31 | 81.75 | 55.25 | 1
2030/31 | 82.75 | 55.25 | 5
2030/31 | 83.25 | 55.25 | 5
2030/31 | 83.75 | 55.25 | 5
2030/31 | 84.25 | 55.25 | 4
2030/31 | 84.75 | 55.25 | 3
2030/31 | 85.25 | 55.25 | 12
2030/31 | 85.75 | 55.25 | 10
2030/31 | 86.25 | 55.25 | 16
2030/31 | 86.75 | 55.25 | 13
2030/31 | 87.25 | 55.25 | 19
2030/31 | 87.75 | 55.25 | 16
2030/31 | 88.25 | 55.25 | 21
2030/31 | 88.75 | 55.25 | 23
2030/31 | 89.25 | 55.25 | 31
2030/31 | 89.75 | 55.25 | 27
2030/31 | 90.25 | 55.25 | 26
2030/31 | 90.75 | 55.25 | 28
2030/31 | 91.25 | 55.25 | 46
2030/31 | 91.75 | 55.25 | 34
2030/31 | 92.25 | 55.25 | 46
2030/31 | 92.75 | 55.25 | 34
2030/31 | 93.25 | 55.25 | 53
2030/31 | 93.75 | 55.25 | 53
2030/31 | 94.25 | 55.25 | 74
2030/31 | 94.75 | 55.25 | 59
2030/31 | 95.25 | 55.25 | 73
2030/31 | 95.75 | 55.25 | 71
2030/31 | 96.25 | 55.25 | 68
2030/31 | 96.75 | 55.25 | 70
2030/31 | 97.25 | 55.25 | 68
2030/31 | 97.75 | 55.25 | 73
2030/31 | 98.25 | 55.25 | 80
2030/31 | 98.75 | 55.25 | 89
2030/31 | 99.25 | 55.25 | 86
2030/31 | 99.75 | 55.25 | 77
2030/31 | 100.25 | 55.25 | 106
2030/31 | 100.75 | 55.25 | 97
2030/31 | 101.25 | 55.25 | 94
2030/31 | 101.75 | 55.25 | 117
2030/31 | 102.25 | 55.25 | 107
2030/31 | 102.75 | 55.25 | 130
2030/31 | 103.25 | 55.25 | 110
2030/31 | 103.75 | 55.25 | 136
2030/31 | 104.25 | 55.25 | 130
2030/31 | 104.75 | 55.25 | 120
2030/31 | 105.25 | 55.25 | 129
2030/31 | 105.75 | 55.25 | 141
2030/31 | 106.25 | 55.25 | 133
2030/31 | 106.75 | 55.25 | 146
2030/31 | 107.25 | 55.25 | 129
2030/31 | 107.75 | 55.25 | 121
2030/31 | 108.25 | 55.25 | 139
2030/31 | 108.75 | 55.25 | 142
2030/31 | 109.25 | 55.25 | 150
2030/31 | 109.75 | 55.25 | 162
2030/31 | 110.25 | 55.25 | 154
2030/31 | 110.75 | 55.25 | 163
2030/31 | 111.25 | 55.25 | 152
2030/31 | 111.75 | 55.25 | 179
2030/31 | 112.25 | 55.25 | 170
2030/31 | 112.75 | 55.25 | 156
2030/31 | 113.25 | 55.25 | 153
2030/31 | 113.75 | 55.25 | 143
2030/31 | 114.25 | 55.25 | 175
2030/31 | 114.75 | 55.25 | 185
2030/31 | 115.25 | 55.25 | 150
2030/31 | 115.75 | 55.25 | 151
2030/31 | 116.25 | 55.25 | 169
2030/31 | 116.75 | 55.25 | 167
2030/31 | 117.25 | 55.25 | 166
2030/31 | 117.75 | 55.25 | 163
2030/31 | 118.25 | 55.25 | 176
2030/31 | 118.75 | 55.25 | 159
2030/31 | 119.25 | 55.25 | 165
2030/31 | 119.75 | 55.25 | 173
2030/31 | 120.25 | 55.25 | 164
2030/31 | 120.75 | 55.25 | 186
2030/31 | 121.25 | 55.25 | 172
2030/31 | 121.75 | 55.25 | 178
2030/31 | 122.25 | 55.25 | 175
2030/31 | 122.75 | 55.25 | 152
2030/31 | 123.25 | 55.25 | 187
2030/31 | 123.75 | 55.25 | 188
2030/31 | 124.25 | 55.25 | 157
2030/31 | 124.75 | 55.25 | 196
2030/31 | 125.25 | 55.25 | 162
2030/31 | 125.75 | 55.25 | 151
2030/31 | 126.25 | 55.25 | 164
2030/31 | 126.75 | 55.25 | 126
2030/31 | 127.25 | 55.25 | 168
2030/31 | 127.75 | 55.25 | 154
2030/31 | 128.25 | 55.25 | 169
2030/31 | 128.75 | 55.25 | 146
2030/31 | 129.25 | 55.25 | 151
2030/31 | 129.75 | 55.25 | 152
2030/31 | 130.25 | 55.25 | 143
2030/31 | 130.75 | 55.25 | 156
2030/31 | 131.25 | 55.25 | 163
2030/31 | 131.75 | 55.25 | 138
2030/31 | 132.25 | 55.25 | 133
2030/31 | 132.75 | 55.25 | 148
2030/31 | 133.25 | 55.25 | 160
2030/31 | 133.75 | 55.25 | 158
2030/31 | 134.25 | 55.25 | 159
2030/31 | 134.75 | 55.25 | 121
2030/31 | 135.25 | 55.25 | 144
2030/31 | 135.75 | 55.25 | 142
2030/31 | 136.25 | 55.25 | 159
2030/31 | 136.75 | 55.25 | 116
2030/31 | 137.25 | 55.25 | 149
2030/31 | 137.75 | 55.25 | 118
2030/31 | 138.25 | 55.25 | 142
2030/31 | 138.75 | 55.25 | 149
2030/31 | 139.25 | 55.25 | 139
2030/31 | 139.75 | 55.25 | 149
2030/31 | 140.25 | 55.25 | 132
2030/31 | 140.75 | 55.25 | 128
2030/31 | 141.25 | 55.25 | 141
2030/31 | 141.75 | 55.25 | 144
2030/31 | 142.25 | 55.25 | 117
2030/31 | 142.75 | 55.25 | 132
2030/31 | 143.25 | 55.25 | 136
2030/31 | 143.75 | 55.25 | 124
2030/31 | 144.25 | 55.25 | 138
2030/31 | 144.75 | 55.25 | 104
2030/31 | 145.25 | 55.25 | 127
2030/31 | 145.75 | 55.25 | 107
2030/31 | 146.25 | 55.25 | 105
2030/31 | 146.75 | 55.25 | 106
2030/31 | 147.25 | 55.25 | 113
2030/31 | 147.75 | 55.25 | 123
2030/31 | 148.25 | 55.25 | 104
2030/31 | 148.75 | 55.25 | 120
2030/31 | 149.25 | 55.25 | 91
2030/31 | 149.75 | 55.25 | 89
2030/31 | 150.25 | 55.25 | 120
2030/31 | 150.75 | 55.25 | 103
2030/31 | 151.25 | 55.25 | 105
2030/31 | 151.75 | 55.25 | 93
2030/31 | 152.25 | 55.25 | 117
2030/31 | 152.75 | 55.25 | 111
2030/31 | 153.25 | 55.25 | 105
2030/31 | 153.75 | 55.25 | 104
2030/31 | 154.25 | 55.25 | 110
2030/31 | 154.75 | 55.25 | 80
2030/31 | 155.25 | 55.25 | 98
2030/31 | 155.75 | 55.25 | 91
2030/31 | 156.25 | 55.25 | 85
2030/31 | 156.75 | 55.25 | 88
2030/31 | 157.25 | 55.25 | 106
2030/31 | 157.75 | 55.25 | 98
2030/31 | 158.25 | 55.25 | 98
2030/31 | 158.75 | 55.25 | 79
2030/31 | 159.25 | 55.25 | 81
2030/31 | 159.75 | 55.25 | 78
2030/31 | 160.25 | 55.25 | 87
2030/31 | 160.75 | 55.25 | 82
2030/31 | 161.25 | 55.25 | 105
2030/31 | 161.75 | 55.25 | 99
2030/31 | 162.25 | 55.25 | 90
2030/31 | 162.75 | 55.25 | 71
2030/31 | 163.25 | 55.25 | 79
2030/31 | 163.75 | 55.25 | 77
2030/31 | 164.25 | 55.25 | 92
2030/31 | 164.75 | 55.25 | 83
2030/31 | 165.25 | 55.25 | 80
2030/31 | 165.75 | 55.25 | 89
2030/31 | 166.25 | 55.25 | 75
2030/31 | 166.75 | 55.25 | 68
2030/31 | 167.25 | 55.25 | 83
2030/31 | 167.75 | 55.25 | 84
2030/31 | 168.25 | 55.25 | 75
2030/31 | 168.75 | 55.25 | 86
2030/31 | 169.25 | 55.25 | 87
2030/31 | 169.75 | 55.25 | 83
2030/31 | 170.25 | 55.25 | 73
2030/31 | 170.75 | 55.25 | 76
2030/31 | 171.25 | 55.25 | 61
2030/31 | 171.75 | 55.25 | 58
2030/31 | 172.25 | 55.25 | 63
2030/31 | 172.75 | 55.25 | 55
2030/31 | 173.25 | 55.25 | 86
2030/31 | 173.75 | 55.25 | 51
2030/31 | 174.25 | 55.25 | 65
2030/31 | 174.75 | 55.25 | 61
2030/31 | 175.25 | 55.25 | 57
2030/31 | 175.75 | 55.25 | 70
2030/31 | 176.25 | 55.25 | 57
2030/31 | 176.75 | 55.25 | 55
2030/31 | 177.25 | 55.25 | 50
2030/31 | 177.75 | 55.25 | 64
2030/31 | 178.25 | 55.25 | 50
2030/31 | 178.75 | 55.25 | 66
2030/31 | 179.25 | 55.25 | 51
2030/31 | 179.75 | 55.25 | 63
2030/31 | 180.25 | 55.25 | 53
2030/31 | 180.75 | 55.25 | 59
2030/31 | 181.25 | 55.25 | 64
2030/31 | 181.75 | 55.25 | 51
2030/31 | 182.25 | 55.25 | 60
2030/31 | 182.75 | 55.25 | 66
2030/31 | 183.25 | 55.25 | 64
2030/31 | 183.75 | 55.25 | 64
2030/31 | 184.25 | 55.25 | 57
2030/31 | 184.75 | 55.25 | 52
2030/31 | 185.25 | 55.25 | 47
2030/31 | 185.75 | 55.25 | 50
2030/31 | 186.25 | 55.25 | 61
2030/31 | 186.75 | 55.25 | 48
2030/31 | 187.25 | 55.25 | 49
2030/31 | 187.75 | 55.25 | 38
2030/31 | 188.25 | 55.25 | 36
2030/31 | 188.75 | 55.25 | 48
2030/31 | 189.25 | 55.25 | 42
2030/31 | 189.75 | 55.25 | 47
2030/31 | 190.25 | 55.25 | 34
2030/31 | 190.75 | 55.25 | 37
2030/31 | 191.25 | 55.25 | 46
2030/31 | 191.75 | 55.25 | 43
2030/31 | 192.25 | 55.25 | 46
2030/31 | 192.75 | 55.25 | 36
2030/31 | 193.25 | 55.25 | 47
2030/31 | 193.75 | 55.25 | 44
2030/31 | 194.25 | 55.25 | 37
2030/31 | 194.75 | 55.25 | 36
2030/31 | 195.25 | 55.25 | 28
2030/31 | 195.75 | 55.25 | 39
2030/31 | 196.25 | 55.25 | 35
2030/31 | 196.75 | 55.25 | 39
2030/31 | 197.25 | 55.25 | 39
2030/31 | 197.75 | 55.25 | 26
2030/31 | 198.25 | 55.25 | 45
2030/31 | 198.75 | 55.25 | 34
2030/31 | 199.25 | 55.25 | 28
2030/31 | 199.75 | 55.25 | 39
2030/31 | 200.25 | 55.25 | 30
2030/31 | 200.75 | 55.25 | 23
2030/31 | 201.25 | 55.25 | 40
2030/31 | 201.75 | 55.25 | 30
2030/31 | 202.25 | 55.25 | 31
2030/31 | 202.75 | 55.25 | 27
2030/31 | 203.25 | 55.25 | 28
2030/31 | 203.75 | 55.25 | 32
2030/31 | 204.25 | 55.25 | 31
2030/31 | 204.75 | 55.25 | 11
2030/31 | 205.25 | 55.25 | 25
2030/31 | 205.75 | 55.25 | 31
2030/31 | 206.25 | 55.25 | 34
2030/31 | 206.75 | 55.25 | 22
2030/31 | 207.25 | 55.25 | 19
2030/31 | 207.75 | 55.25 | 25
2030/31 | 208.25 | 55.25 | 36
2030/31 | 208.75 | 55.25 | 21
2030/31 | 209.25 | 55.25 | 36
2030/31 | 209.75 | 55.25 | 25
2030/31 | 210.25 | 55.25 | 29
2030/31 | 210.75 | 55.25 | 25
2030/31 | 211.25 | 55.25 | 17
2030/31 | 211.75 | 55.25 | 25
2030/31 | 212.25 | 55.25 | 24
2030/31 | 212.75 | 55.25 | 20
2030/31 | 213.25 | 55.25 | 30
2030/31 | 213.75 | 55.25 | 15
2030/31 | 214.25 | 55.25 | 23
2030/31 | 214.75 | 55.25 | 26
2030/31 | 215.25 | 55.25 | 23
2030/31 | 215.75 | 55.25 | 16
2030/31 | 216.25 | 55.25 | 23
2030/31 | 216.75 | 55.25 | 12
2030/31 | 217.25 | 55.25 | 15
2030/31 | 217.75 | 55.25 | 25
2030/31 | 218.25 | 55.25 | 21
2030/31 | 218.75 | 55.25 | 18
2030/31 | 219.25 | 55.25 | 29
2030/31 | 219.75 | 55.25 | 21
2030/31 | 220.25 | 55.25 | 16
2030/31 | 220.75 | 55.25 | 20
2030/31 | 221.25 | 55.25 | 16
2030/31 | 221.75 | 55.25 | 15
2030/31 | 222.25 | 55.25 | 18
2030/31 | 222.75 | 55.25 | 15
2030/31 | 223.25 | 55.25 | 16
2030/31 | 223.75 | 55.25 | 16
2030/31 | 224.25 | 55.25 | 16
2030/31 | 224.75 | 55.25 | 15
2030/31 | 225.25 | 55.25 | 15
2030/31 | 225.75 | 55.25 | 17
2030/31 | 226.25 | 55.25 | 11
2030/31 | 226.75 | 55.25 | 11
2030/31 | 227.25 | 55.25 | 14
2030/31 | 227.75 | 55.25 | 5
2030/31 | 228.25 | 55.25 | 14
2030/31 | 228.75 | 55.25 | 13
2030/31 | 229.25 | 55.25 | 11
2030/31 | 229.75 | 55.25 | 7
2030/31 | 230.25 | 55.25 | 8
2030/31 | 230.75 | 55.25 | 11
2030/31 | 231.25 | 55.25 | 12
2030/31 | 231.75 | 55.25 | 11
2030/31 | 232.25 | 55.25 | 8
2030/31 | 232.75 | 55.25 | 8
2030/31 | 233.25 | 55.25 | 9
2030/31 | 233.75 | 55.25 | 10
2030/31 | 234.25 | 55.25 | 7
2030/31 | 234.75 | 55.25 | 14
2030/31 | 235.25 | 55.25 | 10
2030/31 | 235.75 | 55.25 | 9
2030/31 | 236.25 | 55.25 | 7
2030/31 | 236.75 | 55.25 | 13
2030/31 | 237.25 | 55.25 | 6
2030/31 | 237.75 | 55.25 | 10
2030/31 | 238.25 | 55.25 | 5
2030/31 | 238.75 | 55.25 | 6
2030/31 | 239.25 | 55.25 | 8
2030/31 | 239.75 | 55.25 | 4
2030/31 | 240.75 | 55.25 | 3
2030/31 | 241.25 | 55.25 | 2
2030/31 | 241.75 | 55.25 | 8
2030/31 | 242.25 | 55.25 | 5
2030/31 | 242.75 | 55.25 | 5
2030/31 | 243.25 | 55.25 | 4
2030/31 | 243.75 | 55.25 | 6
2030/31 | 244.25 | 55.25 | 4
2030/31 | 244.75 | 55.25 | 9
2030/31 | 245.25 | 55.25 | 3
2030/31 | 245.75 | 55.25 | 7
2030/31 | 246.25 | 55.25 | 5
2030/31 | 246.75 | 55.25 | 4
2030/31 | 247.75 | 55.25 | 5
2030/31 | 248.25 | 55.25 | 5
2030/31 | 248.75 | 55.25 | 2
2030/31 | 249.25 | 55.25 | 3
2030/31 | 249.75 | 55.25 | 1
2030/31 | 250.25 | 55.25 | 4
2030/31 | 250.75 | 55.25 | 5
2030/31 | 251.25 | 55.25 | 2
2030/31 | 251.75 | 55.25 | 7
2030/31 | 252.75 | 55.25 | 3
2030/31 | 253.25 | 55.25 | 3
2030/31 | 253.75 | 55.25 | 2
2030/31 | 254.25 | 55.25 | 5
2030/31 | 254.75 | 55.25 | 4
2030/31 | 255.25 | 55.25 | 1
2030/31 | 255.75 | 55.25 | 2
2030/31 | 256.25 | 55.25 | 1
2030/31 | 256.75 | 55.25 | 4
2030/31 | 258.25 | 55.25 | 3
2030/31 | 258.75 | 55.25 | 2
2030/31 | 259.25 | 55.25 | 2
2030/31 | 259.75 | 55.25 | 4
2030/31 | 260.25 | 55.25 | 1
2030/31 | 260.75 | 55.25 | 1
2030/31 | 261.25 | 55.25 | 2
2030/31 | 261.75 | 55.25 | 2
2030/31 | 262.75 | 55.25 | 2
2030/31 | 263.25 | 55.25 | 1
2030/31 | 263.75 | 55.25 | 2
2030/31 | 264.75 | 55.25 | 1
2030/31 | 265.25 | 55.25 | 1
2030/31 | 266.25 | 55.25 | 1
2030/31 | 266.75 | 55.25 | 1
2030/31 | 267.25 | 55.25 | 2
2030/31 | 267.75 | 55.25 | 1
2030/31 | 268.25 | 55.25 | 2
2030/31 | 269.25 | 55.25 | 1
2030/31 | 269.75 | 55.25 | 4
2030/31 | 270.25 | 55.25 | 1
2030/31 | 270.75 | 55.25 | 2
2030/31 | 274.75 | 55.25 | 2
2030/31 | 275.25 | 55.25 | 1
2030/31 | 276.25 | 55.25 | 1
2030/31 | 276.75 | 55.25 | 1
2030/31 | 277.25 | 55.25 | 1
2030/31 | 278.75 | 55.25 | 3
2030/31 | 279.25 | 55.25 | 2
2030/31 | 281.75 | 55.25 | 1
2030/31 | 285.25 | 55.25 | 1
2030/31 | 287.25 | 55.25 | 1
2030/31 | 287.75 | 55.25 | 1
2030/31 | 288.25 | 55.25 | 1
2030/31 | 290.25 | 55.25 | 1
2030/31 | 291.25 | 55.25 | 1
2030/31 | 291.75 | 55.25 | 2
2030/31 | 292.75 | 55.25 | 1
2030/31 | 297.25 | 55.25 | 1
2030/31 | 304.75 | 55.25 | 1
2030/31 | 316.25 | 55.25 | 1
2030/31 | 349.25 | 55.25 | 1
2030/31 | 397.75 | 55.25 | 1
2030/31 | 76.25 | 55.75 | 1
2030/31 | 79.25 | 55.75 | 3
2030/31 | 80.25 | 55.75 | 1
2030/31 | 81.25 | 55.75 | 2
2030/31 | 81.75 | 55.75 | 2
2030/31 | 82.25 | 55.75 | 6
2030/31 | 82.75 | 55.75 | 3
2030/31 | 83.25 | 55.75 | 4
2030/31 | 83.75 | 55.75 | 2
2030/31 | 84.25 | 55.75 | 3
2030/31 | 84.75 | 55.75 | 6
2030/31 | 85.25 | 55.75 | 5
2030/31 | 85.75 | 55.75 | 12
2030/31 | 86.25 | 55.75 | 14
2030/31 | 86.75 | 55.75 | 15
2030/31 | 87.25 | 55.75 | 9
2030/31 | 87.75 | 55.75 | 16
2030/31 | 88.25 | 55.75 | 20
2030/31 | 88.75 | 55.75 | 22
2030/31 | 89.25 | 55.75 | 24
2030/31 | 89.75 | 55.75 | 18
2030/31 | 90.25 | 55.75 | 34
2030/31 | 90.75 | 55.75 | 36
2030/31 | 91.25 | 55.75 | 37
2030/31 | 91.75 | 55.75 | 41
2030/31 | 92.25 | 55.75 | 46
2030/31 | 92.75 | 55.75 | 45
2030/31 | 93.25 | 55.75 | 49
2030/31 | 93.75 | 55.75 | 54
2030/31 | 94.25 | 55.75 | 50
2030/31 | 94.75 | 55.75 | 66
2030/31 | 95.25 | 55.75 | 75
2030/31 | 95.75 | 55.75 | 58
2030/31 | 96.25 | 55.75 | 63
2030/31 | 96.75 | 55.75 | 62
2030/31 | 97.25 | 55.75 | 84
2030/31 | 97.75 | 55.75 | 67
2030/31 | 98.25 | 55.75 | 84
2030/31 | 98.75 | 55.75 | 84
2030/31 | 99.25 | 55.75 | 93
2030/31 | 99.75 | 55.75 | 103
2030/31 | 100.25 | 55.75 | 96
2030/31 | 100.75 | 55.75 | 115
2030/31 | 101.25 | 55.75 | 101
2030/31 | 101.75 | 55.75 | 130
2030/31 | 102.25 | 55.75 | 106
2030/31 | 102.75 | 55.75 | 111
2030/31 | 103.25 | 55.75 | 120
2030/31 | 103.75 | 55.75 | 131
2030/31 | 104.25 | 55.75 | 118
2030/31 | 104.75 | 55.75 | 132
2030/31 | 105.25 | 55.75 | 118
2030/31 | 105.75 | 55.75 | 104
2030/31 | 106.25 | 55.75 | 122
2030/31 | 106.75 | 55.75 | 125
2030/31 | 107.25 | 55.75 | 139
2030/31 | 107.75 | 55.75 | 140
2030/31 | 108.25 | 55.75 | 155
2030/31 | 108.75 | 55.75 | 157
2030/31 | 109.25 | 55.75 | 135
2030/31 | 109.75 | 55.75 | 152
2030/31 | 110.25 | 55.75 | 130
2030/31 | 110.75 | 55.75 | 150
2030/31 | 111.25 | 55.75 | 145
2030/31 | 111.75 | 55.75 | 151
2030/31 | 112.25 | 55.75 | 151
2030/31 | 112.75 | 55.75 | 147
2030/31 | 113.25 | 55.75 | 136
2030/31 | 113.75 | 55.75 | 153
2030/31 | 114.25 | 55.75 | 160
2030/31 | 114.75 | 55.75 | 139
2030/31 | 115.25 | 55.75 | 143
2030/31 | 115.75 | 55.75 | 151
2030/31 | 116.25 | 55.75 | 178
2030/31 | 116.75 | 55.75 | 163
2030/31 | 117.25 | 55.75 | 162
2030/31 | 117.75 | 55.75 | 186
2030/31 | 118.25 | 55.75 | 170
2030/31 | 118.75 | 55.75 | 188
2030/31 | 119.25 | 55.75 | 166
2030/31 | 119.75 | 55.75 | 155
2030/31 | 120.25 | 55.75 | 177
2030/31 | 120.75 | 55.75 | 149
2030/31 | 121.25 | 55.75 | 148
2030/31 | 121.75 | 55.75 | 164
2030/31 | 122.25 | 55.75 | 171
2030/31 | 122.75 | 55.75 | 161
2030/31 | 123.25 | 55.75 | 136
2030/31 | 123.75 | 55.75 | 177
2030/31 | 124.25 | 55.75 | 148
2030/31 | 124.75 | 55.75 | 177
2030/31 | 125.25 | 55.75 | 174
2030/31 | 125.75 | 55.75 | 169
2030/31 | 126.25 | 55.75 | 162
2030/31 | 126.75 | 55.75 | 170
2030/31 | 127.25 | 55.75 | 168
2030/31 | 127.75 | 55.75 | 160
2030/31 | 128.25 | 55.75 | 183
2030/31 | 128.75 | 55.75 | 128
2030/31 | 129.25 | 55.75 | 123
2030/31 | 129.75 | 55.75 | 170
2030/31 | 130.25 | 55.75 | 140
2030/31 | 130.75 | 55.75 | 167
2030/31 | 131.25 | 55.75 | 153
2030/31 | 131.75 | 55.75 | 151
2030/31 | 132.25 | 55.75 | 143
2030/31 | 132.75 | 55.75 | 155
2030/31 | 133.25 | 55.75 | 185
2030/31 | 133.75 | 55.75 | 159
2030/31 | 134.25 | 55.75 | 142
2030/31 | 134.75 | 55.75 | 164
2030/31 | 135.25 | 55.75 | 145
2030/31 | 135.75 | 55.75 | 125
2030/31 | 136.25 | 55.75 | 141
2030/31 | 136.75 | 55.75 | 164
2030/31 | 137.25 | 55.75 | 149
2030/31 | 137.75 | 55.75 | 145
2030/31 | 138.25 | 55.75 | 118
2030/31 | 138.75 | 55.75 | 134
2030/31 | 139.25 | 55.75 | 144
2030/31 | 139.75 | 55.75 | 153
2030/31 | 140.25 | 55.75 | 145
2030/31 | 140.75 | 55.75 | 139
2030/31 | 141.25 | 55.75 | 123
2030/31 | 141.75 | 55.75 | 148
2030/31 | 142.25 | 55.75 | 118
2030/31 | 142.75 | 55.75 | 128
2030/31 | 143.25 | 55.75 | 129
2030/31 | 143.75 | 55.75 | 132
2030/31 | 144.25 | 55.75 | 104
2030/31 | 144.75 | 55.75 | 114
2030/31 | 145.25 | 55.75 | 113
2030/31 | 145.75 | 55.75 | 122
2030/31 | 146.25 | 55.75 | 115
2030/31 | 146.75 | 55.75 | 115
2030/31 | 147.25 | 55.75 | 101
2030/31 | 147.75 | 55.75 | 109
2030/31 | 148.25 | 55.75 | 127
2030/31 | 148.75 | 55.75 | 108
2030/31 | 149.25 | 55.75 | 105
2030/31 | 149.75 | 55.75 | 99
2030/31 | 150.25 | 55.75 | 99
2030/31 | 150.75 | 55.75 | 101
2030/31 | 151.25 | 55.75 | 106
2030/31 | 151.75 | 55.75 | 115
2030/31 | 152.25 | 55.75 | 102
2030/31 | 152.75 | 55.75 | 117
2030/31 | 153.25 | 55.75 | 91
2030/31 | 153.75 | 55.75 | 110
2030/31 | 154.25 | 55.75 | 106
2030/31 | 154.75 | 55.75 | 101
2030/31 | 155.25 | 55.75 | 87
2030/31 | 155.75 | 55.75 | 86
2030/31 | 156.25 | 55.75 | 101
2030/31 | 156.75 | 55.75 | 84
2030/31 | 157.25 | 55.75 | 102
2030/31 | 157.75 | 55.75 | 101
2030/31 | 158.25 | 55.75 | 87
2030/31 | 158.75 | 55.75 | 105
2030/31 | 159.25 | 55.75 | 100
2030/31 | 159.75 | 55.75 | 110
2030/31 | 160.25 | 55.75 | 82
2030/31 | 160.75 | 55.75 | 99
2030/31 | 161.25 | 55.75 | 100
2030/31 | 161.75 | 55.75 | 93
2030/31 | 162.25 | 55.75 | 95
2030/31 | 162.75 | 55.75 | 90
2030/31 | 163.25 | 55.75 | 92
2030/31 | 163.75 | 55.75 | 83
2030/31 | 164.25 | 55.75 | 78
2030/31 | 164.75 | 55.75 | 81
2030/31 | 165.25 | 55.75 | 59
2030/31 | 165.75 | 55.75 | 70
2030/31 | 166.25 | 55.75 | 69
2030/31 | 166.75 | 55.75 | 67
2030/31 | 167.25 | 55.75 | 70
2030/31 | 167.75 | 55.75 | 87
2030/31 | 168.25 | 55.75 | 71
2030/31 | 168.75 | 55.75 | 60
2030/31 | 169.25 | 55.75 | 66
2030/31 | 169.75 | 55.75 | 62
2030/31 | 170.25 | 55.75 | 53
2030/31 | 170.75 | 55.75 | 75
2030/31 | 171.25 | 55.75 | 66
2030/31 | 171.75 | 55.75 | 53
2030/31 | 172.25 | 55.75 | 74
2030/31 | 172.75 | 55.75 | 69
2030/31 | 173.25 | 55.75 | 72
2030/31 | 173.75 | 55.75 | 66
2030/31 | 174.25 | 55.75 | 75
2030/31 | 174.75 | 55.75 | 62
2030/31 | 175.25 | 55.75 | 69
2030/31 | 175.75 | 55.75 | 68
2030/31 | 176.25 | 55.75 | 63
2030/31 | 176.75 | 55.75 | 65
2030/31 | 177.25 | 55.75 | 65
2030/31 | 177.75 | 55.75 | 65
2030/31 | 178.25 | 55.75 | 76
2030/31 | 178.75 | 55.75 | 61
2030/31 | 179.25 | 55.75 | 73
2030/31 | 179.75 | 55.75 | 57
2030/31 | 180.25 | 55.75 | 64
2030/31 | 180.75 | 55.75 | 47
2030/31 | 181.25 | 55.75 | 71
2030/31 | 181.75 | 55.75 | 58
2030/31 | 182.25 | 55.75 | 57
2030/31 | 182.75 | 55.75 | 57
2030/31 | 183.25 | 55.75 | 59
2030/31 | 183.75 | 55.75 | 63
2030/31 | 184.25 | 55.75 | 69
2030/31 | 184.75 | 55.75 | 43
2030/31 | 185.25 | 55.75 | 62
2030/31 | 185.75 | 55.75 | 55
2030/31 | 186.25 | 55.75 | 47
2030/31 | 186.75 | 55.75 | 56
2030/31 | 187.25 | 55.75 | 54
2030/31 | 187.75 | 55.75 | 37
2030/31 | 188.25 | 55.75 | 45
2030/31 | 188.75 | 55.75 | 57
2030/31 | 189.25 | 55.75 | 42
2030/31 | 189.75 | 55.75 | 54
2030/31 | 190.25 | 55.75 | 52
2030/31 | 190.75 | 55.75 | 39
2030/31 | 191.25 | 55.75 | 46
2030/31 | 191.75 | 55.75 | 49
2030/31 | 192.25 | 55.75 | 48
2030/31 | 192.75 | 55.75 | 38
2030/31 | 193.25 | 55.75 | 26
2030/31 | 193.75 | 55.75 | 40
2030/31 | 194.25 | 55.75 | 53
2030/31 | 194.75 | 55.75 | 37
2030/31 | 195.25 | 55.75 | 48
2030/31 | 195.75 | 55.75 | 39
2030/31 | 196.25 | 55.75 | 39
2030/31 | 196.75 | 55.75 | 36
2030/31 | 197.25 | 55.75 | 38
2030/31 | 197.75 | 55.75 | 38
2030/31 | 198.25 | 55.75 | 33
2030/31 | 198.75 | 55.75 | 42
2030/31 | 199.25 | 55.75 | 39
2030/31 | 199.75 | 55.75 | 37
2030/31 | 200.25 | 55.75 | 37
2030/31 | 200.75 | 55.75 | 39
2030/31 | 201.25 | 55.75 | 34
2030/31 | 201.75 | 55.75 | 37
2030/31 | 202.25 | 55.75 | 40
2030/31 | 202.75 | 55.75 | 37
2030/31 | 203.25 | 55.75 | 47
2030/31 | 203.75 | 55.75 | 30
2030/31 | 204.25 | 55.75 | 24
2030/31 | 204.75 | 55.75 | 36
2030/31 | 205.25 | 55.75 | 32
2030/31 | 205.75 | 55.75 | 31
2030/31 | 206.25 | 55.75 | 35
2030/31 | 206.75 | 55.75 | 25
2030/31 | 207.25 | 55.75 | 31
2030/31 | 207.75 | 55.75 | 26
2030/31 | 208.25 | 55.75 | 33
2030/31 | 208.75 | 55.75 | 38
2030/31 | 209.25 | 55.75 | 23
2030/31 | 209.75 | 55.75 | 29
2030/31 | 210.25 | 55.75 | 23
2030/31 | 210.75 | 55.75 | 23
2030/31 | 211.25 | 55.75 | 22
2030/31 | 211.75 | 55.75 | 38
2030/31 | 212.25 | 55.75 | 18
2030/31 | 212.75 | 55.75 | 23
2030/31 | 213.25 | 55.75 | 13
2030/31 | 213.75 | 55.75 | 30
2030/31 | 214.25 | 55.75 | 16
2030/31 | 214.75 | 55.75 | 26
2030/31 | 215.25 | 55.75 | 18
2030/31 | 215.75 | 55.75 | 11
2030/31 | 216.25 | 55.75 | 20
2030/31 | 216.75 | 55.75 | 20
2030/31 | 217.25 | 55.75 | 16
2030/31 | 217.75 | 55.75 | 19
2030/31 | 218.25 | 55.75 | 18
2030/31 | 218.75 | 55.75 | 25
2030/31 | 219.25 | 55.75 | 15
2030/31 | 219.75 | 55.75 | 17
2030/31 | 220.25 | 55.75 | 25
2030/31 | 220.75 | 55.75 | 27
2030/31 | 221.25 | 55.75 | 16
2030/31 | 221.75 | 55.75 | 18
2030/31 | 222.25 | 55.75 | 13
2030/31 | 222.75 | 55.75 | 14
2030/31 | 223.25 | 55.75 | 9
2030/31 | 223.75 | 55.75 | 26
2030/31 | 224.25 | 55.75 | 14
2030/31 | 224.75 | 55.75 | 14
2030/31 | 225.25 | 55.75 | 13
2030/31 | 225.75 | 55.75 | 17
2030/31 | 226.25 | 55.75 | 19
2030/31 | 226.75 | 55.75 | 18
2030/31 | 227.25 | 55.75 | 9
2030/31 | 227.75 | 55.75 | 11
2030/31 | 228.25 | 55.75 | 12
2030/31 | 228.75 | 55.75 | 11
2030/31 | 229.25 | 55.75 | 11
2030/31 | 229.75 | 55.75 | 15
2030/31 | 230.25 | 55.75 | 11
2030/31 | 230.75 | 55.75 | 16
2030/31 | 231.25 | 55.75 | 14
2030/31 | 231.75 | 55.75 | 11
2030/31 | 232.25 | 55.75 | 5
2030/31 | 232.75 | 55.75 | 9
2030/31 | 233.25 | 55.75 | 17
2030/31 | 233.75 | 55.75 | 10
2030/31 | 234.25 | 55.75 | 4
2030/31 | 234.75 | 55.75 | 11
2030/31 | 235.25 | 55.75 | 10
2030/31 | 235.75 | 55.75 | 6
2030/31 | 236.25 | 55.75 | 13
2030/31 | 236.75 | 55.75 | 7
2030/31 | 237.25 | 55.75 | 8
2030/31 | 237.75 | 55.75 | 9
2030/31 | 238.25 | 55.75 | 7
2030/31 | 238.75 | 55.75 | 3
2030/31 | 239.25 | 55.75 | 6
2030/31 | 239.75 | 55.75 | 8
2030/31 | 240.25 | 55.75 | 12
2030/31 | 240.75 | 55.75 | 7
2030/31 | 241.25 | 55.75 | 6
2030/31 | 241.75 | 55.75 | 1
2030/31 | 242.25 | 55.75 | 6
2030/31 | 242.75 | 55.75 | 7
2030/31 | 243.25 | 55.75 | 4
2030/31 | 243.75 | 55.75 | 2
2030/31 | 244.25 | 55.75 | 4
2030/31 | 244.75 | 55.75 | 6
2030/31 | 245.25 | 55.75 | 7
2030/31 | 245.75 | 55.75 | 3
2030/31 | 246.25 | 55.75 | 5
2030/31 | 246.75 | 55.75 | 5
2030/31 | 247.25 | 55.75 | 4
2030/31 | 247.75 | 55.75 | 6
2030/31 | 248.25 | 55.75 | 2
2030/31 | 248.75 | 55.75 | 4
2030/31 | 249.25 | 55.75 | 6
2030/31 | 249.75 | 55.75 | 3
2030/31 | 250.25 | 55.75 | 2
2030/31 | 250.75 | 55.75 | 4
2030/31 | 251.25 | 55.75 | 5
2030/31 | 251.75 | 55.75 | 3
2030/31 | 252.25 | 55.75 | 4
2030/31 | 252.75 | 55.75 | 4
2030/31 | 253.25 | 55.75 | 2
2030/31 | 253.75 | 55.75 | 2
2030/31 | 254.25 | 55.75 | 4
2030/31 | 254.75 | 55.75 | 5
2030/31 | 255.25 | 55.75 | 3
2030/31 | 255.75 | 55.75 | 4
2030/31 | 256.25 | 55.75 | 6
2030/31 | 256.75 | 55.75 | 1
2030/31 | 257.25 | 55.75 | 1
2030/31 | 257.75 | 55.75 | 6
2030/31 | 258.25 | 55.75 | 3
2030/31 | 258.75 | 55.75 | 5
2030/31 | 259.75 | 55.75 | 5
2030/31 | 260.25 | 55.75 | 1
2030/31 | 260.75 | 55.75 | 1
2030/31 | 261.25 | 55.75 | 2
2030/31 | 262.25 | 55.75 | 1
2030/31 | 262.75 | 55.75 | 3
2030/31 | 263.25 | 55.75 | 2
2030/31 | 263.75 | 55.75 | 1
2030/31 | 264.25 | 55.75 | 2
2030/31 | 264.75 | 55.75 | 1
2030/31 | 265.25 | 55.75 | 1
2030/31 | 266.25 | 55.75 | 2
2030/31 | 267.25 | 55.75 | 3
2030/31 | 268.25 | 55.75 | 5
2030/31 | 268.75 | 55.75 | 1
2030/31 | 269.25 | 55.75 | 1
2030/31 | 269.75 | 55.75 | 1
2030/31 | 270.75 | 55.75 | 3
2030/31 | 274.25 | 55.75 | 1
2030/31 | 275.25 | 55.75 | 1
2030/31 | 276.75 | 55.75 | 1
2030/31 | 278.25 | 55.75 | 1
2030/31 | 279.25 | 55.75 | 1
2030/31 | 280.25 | 55.75 | 1
2030/31 | 280.75 | 55.75 | 1
2030/31 | 281.75 | 55.75 | 1
2030/31 | 285.25 | 55.75 | 1
2030/31 | 285.75 | 55.75 | 1
2030/31 | 286.75 | 55.75 | 2
2030/31 | 289.25 | 55.75 | 1
2030/31 | 290.75 | 55.75 | 1
2030/31 | 300.25 | 55.75 | 1
2030/31 | 303.25 | 55.75 | 1
2030/31 | 304.75 | 55.75 | 1
2030/31 | 309.75 | 55.75 | 1
2030/31 | 310.25 | 55.75 | 1
2030/31 | 317.75 | 55.75 | 1
2030/31 | 367.25 | 55.75 | 1
2030/31 | 78.75 | 56.25 | 1
2030/31 | 79.25 | 56.25 | 1
2030/31 | 79.75 | 56.25 | 1
2030/31 | 80.25 | 56.25 | 2
2030/31 | 81.25 | 56.25 | 1
2030/31 | 81.75 | 56.25 | 1
2030/31 | 82.25 | 56.25 | 2
2030/31 | 82.75 | 56.25 | 2
2030/31 | 83.25 | 56.25 | 3
2030/31 | 83.75 | 56.25 | 6
2030/31 | 84.25 | 56.25 | 5
2030/31 | 84.75 | 56.25 | 4
2030/31 | 85.25 | 56.25 | 5
2030/31 | 85.75 | 56.25 | 7
2030/31 | 86.25 | 56.25 | 11
2030/31 | 86.75 | 56.25 | 13
2030/31 | 87.25 | 56.25 | 6
2030/31 | 87.75 | 56.25 | 10
2030/31 | 88.25 | 56.25 | 12
2030/31 | 88.75 | 56.25 | 19
2030/31 | 89.25 | 56.25 | 21
2030/31 | 89.75 | 56.25 | 20
2030/31 | 90.25 | 56.25 | 22
2030/31 | 90.75 | 56.25 | 23
2030/31 | 91.25 | 56.25 | 32
2030/31 | 91.75 | 56.25 | 38
2030/31 | 92.25 | 56.25 | 36
2030/31 | 92.75 | 56.25 | 37
2030/31 | 93.25 | 56.25 | 37
2030/31 | 93.75 | 56.25 | 44
2030/31 | 94.25 | 56.25 | 38
2030/31 | 94.75 | 56.25 | 54
2030/31 | 95.25 | 56.25 | 56
2030/31 | 95.75 | 56.25 | 49
2030/31 | 96.25 | 56.25 | 51
2030/31 | 96.75 | 56.25 | 68
2030/31 | 97.25 | 56.25 | 76
2030/31 | 97.75 | 56.25 | 87
2030/31 | 98.25 | 56.25 | 65
2030/31 | 98.75 | 56.25 | 70
2030/31 | 99.25 | 56.25 | 80
2030/31 | 99.75 | 56.25 | 81
2030/31 | 100.25 | 56.25 | 103
2030/31 | 100.75 | 56.25 | 105
2030/31 | 101.25 | 56.25 | 90
2030/31 | 101.75 | 56.25 | 120
2030/31 | 102.25 | 56.25 | 94
2030/31 | 102.75 | 56.25 | 113
2030/31 | 103.25 | 56.25 | 116
2030/31 | 103.75 | 56.25 | 109
2030/31 | 104.25 | 56.25 | 107
2030/31 | 104.75 | 56.25 | 124
2030/31 | 105.25 | 56.25 | 123
2030/31 | 105.75 | 56.25 | 130
2030/31 | 106.25 | 56.25 | 126
2030/31 | 106.75 | 56.25 | 127
2030/31 | 107.25 | 56.25 | 158
2030/31 | 107.75 | 56.25 | 142
2030/31 | 108.25 | 56.25 | 151
2030/31 | 108.75 | 56.25 | 136
2030/31 | 109.25 | 56.25 | 132
2030/31 | 109.75 | 56.25 | 137
2030/31 | 110.25 | 56.25 | 145
2030/31 | 110.75 | 56.25 | 151
2030/31 | 111.25 | 56.25 | 146
2030/31 | 111.75 | 56.25 | 163
2030/31 | 112.25 | 56.25 | 158
2030/31 | 112.75 | 56.25 | 139
2030/31 | 113.25 | 56.25 | 143
2030/31 | 113.75 | 56.25 | 136
2030/31 | 114.25 | 56.25 | 165
2030/31 | 114.75 | 56.25 | 168
2030/31 | 115.25 | 56.25 | 150
2030/31 | 115.75 | 56.25 | 133
2030/31 | 116.25 | 56.25 | 168
2030/31 | 116.75 | 56.25 | 163
2030/31 | 117.25 | 56.25 | 145
2030/31 | 117.75 | 56.25 | 182
2030/31 | 118.25 | 56.25 | 187
2030/31 | 118.75 | 56.25 | 170
2030/31 | 119.25 | 56.25 | 170
2030/31 | 119.75 | 56.25 | 160
2030/31 | 120.25 | 56.25 | 163
2030/31 | 120.75 | 56.25 | 150
2030/31 | 121.25 | 56.25 | 157
2030/31 | 121.75 | 56.25 | 166
2030/31 | 122.25 | 56.25 | 153
2030/31 | 122.75 | 56.25 | 173
2030/31 | 123.25 | 56.25 | 167
2030/31 | 123.75 | 56.25 | 177
2030/31 | 124.25 | 56.25 | 152
2030/31 | 124.75 | 56.25 | 172
2030/31 | 125.25 | 56.25 | 178
2030/31 | 125.75 | 56.25 | 164
2030/31 | 126.25 | 56.25 | 180
2030/31 | 126.75 | 56.25 | 151
2030/31 | 127.25 | 56.25 | 177
2030/31 | 127.75 | 56.25 | 142
2030/31 | 128.25 | 56.25 | 171
2030/31 | 128.75 | 56.25 | 138
2030/31 | 129.25 | 56.25 | 156
2030/31 | 129.75 | 56.25 | 175
2030/31 | 130.25 | 56.25 | 128
2030/31 | 130.75 | 56.25 | 167
2030/31 | 131.25 | 56.25 | 130
2030/31 | 131.75 | 56.25 | 129
2030/31 | 132.25 | 56.25 | 162
2030/31 | 132.75 | 56.25 | 171
2030/31 | 133.25 | 56.25 | 139
2030/31 | 133.75 | 56.25 | 149
2030/31 | 134.25 | 56.25 | 155
2030/31 | 134.75 | 56.25 | 183
2030/31 | 135.25 | 56.25 | 149
2030/31 | 135.75 | 56.25 | 167
2030/31 | 136.25 | 56.25 | 152
2030/31 | 136.75 | 56.25 | 158
2030/31 | 137.25 | 56.25 | 152
2030/31 | 137.75 | 56.25 | 146
2030/31 | 138.25 | 56.25 | 127
2030/31 | 138.75 | 56.25 | 130
2030/31 | 139.25 | 56.25 | 145
2030/31 | 139.75 | 56.25 | 185
2030/31 | 140.25 | 56.25 | 134
2030/31 | 140.75 | 56.25 | 145
2030/31 | 141.25 | 56.25 | 148
2030/31 | 141.75 | 56.25 | 140
2030/31 | 142.25 | 56.25 | 148
2030/31 | 142.75 | 56.25 | 116
2030/31 | 143.25 | 56.25 | 133
2030/31 | 143.75 | 56.25 | 110
2030/31 | 144.25 | 56.25 | 140
2030/31 | 144.75 | 56.25 | 138
2030/31 | 145.25 | 56.25 | 143
2030/31 | 145.75 | 56.25 | 108
2030/31 | 146.25 | 56.25 | 114
2030/31 | 146.75 | 56.25 | 118
2030/31 | 147.25 | 56.25 | 120
2030/31 | 147.75 | 56.25 | 118
2030/31 | 148.25 | 56.25 | 113
2030/31 | 148.75 | 56.25 | 112
2030/31 | 149.25 | 56.25 | 103
2030/31 | 149.75 | 56.25 | 110
2030/31 | 150.25 | 56.25 | 118
2030/31 | 150.75 | 56.25 | 119
2030/31 | 151.25 | 56.25 | 106
2030/31 | 151.75 | 56.25 | 102
2030/31 | 152.25 | 56.25 | 99
2030/31 | 152.75 | 56.25 | 82
2030/31 | 153.25 | 56.25 | 101
2030/31 | 153.75 | 56.25 | 87
2030/31 | 154.25 | 56.25 | 94
2030/31 | 154.75 | 56.25 | 107
2030/31 | 155.25 | 56.25 | 111
2030/31 | 155.75 | 56.25 | 94
2030/31 | 156.25 | 56.25 | 100
2030/31 | 156.75 | 56.25 | 115
2030/31 | 157.25 | 56.25 | 108
2030/31 | 157.75 | 56.25 | 97
2030/31 | 158.25 | 56.25 | 88
2030/31 | 158.75 | 56.25 | 102
2030/31 | 159.25 | 56.25 | 106
2030/31 | 159.75 | 56.25 | 108
2030/31 | 160.25 | 56.25 | 93
2030/31 | 160.75 | 56.25 | 80
2030/31 | 161.25 | 56.25 | 90
2030/31 | 161.75 | 56.25 | 87
2030/31 | 162.25 | 56.25 | 81
2030/31 | 162.75 | 56.25 | 98
2030/31 | 163.25 | 56.25 | 100
2030/31 | 163.75 | 56.25 | 103
2030/31 | 164.25 | 56.25 | 74
2030/31 | 164.75 | 56.25 | 82
2030/31 | 165.25 | 56.25 | 93
2030/31 | 165.75 | 56.25 | 59
2030/31 | 166.25 | 56.25 | 74
2030/31 | 166.75 | 56.25 | 67
2030/31 | 167.25 | 56.25 | 80
2030/31 | 167.75 | 56.25 | 66
2030/31 | 168.25 | 56.25 | 90
2030/31 | 168.75 | 56.25 | 59
2030/31 | 169.25 | 56.25 | 71
2030/31 | 169.75 | 56.25 | 66
2030/31 | 170.25 | 56.25 | 72
2030/31 | 170.75 | 56.25 | 64
2030/31 | 171.25 | 56.25 | 86
2030/31 | 171.75 | 56.25 | 60
2030/31 | 172.25 | 56.25 | 64
2030/31 | 172.75 | 56.25 | 58
2030/31 | 173.25 | 56.25 | 81
2030/31 | 173.75 | 56.25 | 59
2030/31 | 174.25 | 56.25 | 82
2030/31 | 174.75 | 56.25 | 72
2030/31 | 175.25 | 56.25 | 59
2030/31 | 175.75 | 56.25 | 63
2030/31 | 176.25 | 56.25 | 79
2030/31 | 176.75 | 56.25 | 65
2030/31 | 177.25 | 56.25 | 64
2030/31 | 177.75 | 56.25 | 76
2030/31 | 178.25 | 56.25 | 67
2030/31 | 178.75 | 56.25 | 79
2030/31 | 179.25 | 56.25 | 76
2030/31 | 179.75 | 56.25 | 69
2030/31 | 180.25 | 56.25 | 70
2030/31 | 180.75 | 56.25 | 66
2030/31 | 181.25 | 56.25 | 67
2030/31 | 181.75 | 56.25 | 64
2030/31 | 182.25 | 56.25 | 71
2030/31 | 182.75 | 56.25 | 50
2030/31 | 183.25 | 56.25 | 46
2030/31 | 183.75 | 56.25 | 47
2030/31 | 184.25 | 56.25 | 48
2030/31 | 184.75 | 56.25 | 57
2030/31 | 185.25 | 56.25 | 56
2030/31 | 185.75 | 56.25 | 48
2030/31 | 186.25 | 56.25 | 56
2030/31 | 186.75 | 56.25 | 51
2030/31 | 187.25 | 56.25 | 48
2030/31 | 187.75 | 56.25 | 68
2030/31 | 188.25 | 56.25 | 52
2030/31 | 188.75 | 56.25 | 43
2030/31 | 189.25 | 56.25 | 45
2030/31 | 189.75 | 56.25 | 49
2030/31 | 190.25 | 56.25 | 53
2030/31 | 190.75 | 56.25 | 57
2030/31 | 191.25 | 56.25 | 70
2030/31 | 191.75 | 56.25 | 42
2030/31 | 192.25 | 56.25 | 48
2030/31 | 192.75 | 56.25 | 42
2030/31 | 193.25 | 56.25 | 39
2030/31 | 193.75 | 56.25 | 32
2030/31 | 194.25 | 56.25 | 54
2030/31 | 194.75 | 56.25 | 36
2030/31 | 195.25 | 56.25 | 42
2030/31 | 195.75 | 56.25 | 42
2030/31 | 196.25 | 56.25 | 46
2030/31 | 196.75 | 56.25 | 47
2030/31 | 197.25 | 56.25 | 48
2030/31 | 197.75 | 56.25 | 42
2030/31 | 198.25 | 56.25 | 41
2030/31 | 198.75 | 56.25 | 44
2030/31 | 199.25 | 56.25 | 55
2030/31 | 199.75 | 56.25 | 45
2030/31 | 200.25 | 56.25 | 31
2030/31 | 200.75 | 56.25 | 36
2030/31 | 201.25 | 56.25 | 38
2030/31 | 201.75 | 56.25 | 40
2030/31 | 202.25 | 56.25 | 47
2030/31 | 202.75 | 56.25 | 33
2030/31 | 203.25 | 56.25 | 34
2030/31 | 203.75 | 56.25 | 30
2030/31 | 204.25 | 56.25 | 28
2030/31 | 204.75 | 56.25 | 42
2030/31 | 205.25 | 56.25 | 35
2030/31 | 205.75 | 56.25 | 36
2030/31 | 206.25 | 56.25 | 26
2030/31 | 206.75 | 56.25 | 33
2030/31 | 207.25 | 56.25 | 29
2030/31 | 207.75 | 56.25 | 31
2030/31 | 208.25 | 56.25 | 30
2030/31 | 208.75 | 56.25 | 28
2030/31 | 209.25 | 56.25 | 34
2030/31 | 209.75 | 56.25 | 32
2030/31 | 210.25 | 56.25 | 25
2030/31 | 210.75 | 56.25 | 27
2030/31 | 211.25 | 56.25 | 30
2030/31 | 211.75 | 56.25 | 28
2030/31 | 212.25 | 56.25 | 30
2030/31 | 212.75 | 56.25 | 22
2030/31 | 213.25 | 56.25 | 29
2030/31 | 213.75 | 56.25 | 21
2030/31 | 214.25 | 56.25 | 20
2030/31 | 214.75 | 56.25 | 23
2030/31 | 215.25 | 56.25 | 14
2030/31 | 215.75 | 56.25 | 18
2030/31 | 216.25 | 56.25 | 22
2030/31 | 216.75 | 56.25 | 27
2030/31 | 217.25 | 56.25 | 28
2030/31 | 217.75 | 56.25 | 23
2030/31 | 218.25 | 56.25 | 17
2030/31 | 218.75 | 56.25 | 26
2030/31 | 219.25 | 56.25 | 19
2030/31 | 219.75 | 56.25 | 17
2030/31 | 220.25 | 56.25 | 9
2030/31 | 220.75 | 56.25 | 15
2030/31 | 221.25 | 56.25 | 17
2030/31 | 221.75 | 56.25 | 17
2030/31 | 222.25 | 56.25 | 16
2030/31 | 222.75 | 56.25 | 22
2030/31 | 223.25 | 56.25 | 14
2030/31 | 223.75 | 56.25 | 15
2030/31 | 224.25 | 56.25 | 17
2030/31 | 224.75 | 56.25 | 18
2030/31 | 225.25 | 56.25 | 13
2030/31 | 225.75 | 56.25 | 12
2030/31 | 226.25 | 56.25 | 15
2030/31 | 226.75 | 56.25 | 20
2030/31 | 227.25 | 56.25 | 20
2030/31 | 227.75 | 56.25 | 14
2030/31 | 228.25 | 56.25 | 9
2030/31 | 228.75 | 56.25 | 9
2030/31 | 229.25 | 56.25 | 9
2030/31 | 229.75 | 56.25 | 12
2030/31 | 230.25 | 56.25 | 12
2030/31 | 230.75 | 56.25 | 6
2030/31 | 231.25 | 56.25 | 13
2030/31 | 231.75 | 56.25 | 6
2030/31 | 232.25 | 56.25 | 13
2030/31 | 232.75 | 56.25 | 12
2030/31 | 233.25 | 56.25 | 13
2030/31 | 233.75 | 56.25 | 10
2030/31 | 234.25 | 56.25 | 10
2030/31 | 234.75 | 56.25 | 9
2030/31 | 235.25 | 56.25 | 17
2030/31 | 235.75 | 56.25 | 11
2030/31 | 236.25 | 56.25 | 8
2030/31 | 236.75 | 56.25 | 10
2030/31 | 237.25 | 56.25 | 15
2030/31 | 237.75 | 56.25 | 7
2030/31 | 238.25 | 56.25 | 5
2030/31 | 238.75 | 56.25 | 4
2030/31 | 239.25 | 56.25 | 8
2030/31 | 239.75 | 56.25 | 8
2030/31 | 240.25 | 56.25 | 8
2030/31 | 240.75 | 56.25 | 5
2030/31 | 241.25 | 56.25 | 3
2030/31 | 241.75 | 56.25 | 7
2030/31 | 242.25 | 56.25 | 6
2030/31 | 242.75 | 56.25 | 6
2030/31 | 243.25 | 56.25 | 7
2030/31 | 243.75 | 56.25 | 4
2030/31 | 244.25 | 56.25 | 10
2030/31 | 244.75 | 56.25 | 5
2030/31 | 245.25 | 56.25 | 4
2030/31 | 245.75 | 56.25 | 5
2030/31 | 246.25 | 56.25 | 6
2030/31 | 246.75 | 56.25 | 4
2030/31 | 247.25 | 56.25 | 6
2030/31 | 247.75 | 56.25 | 6
2030/31 | 248.25 | 56.25 | 8
2030/31 | 248.75 | 56.25 | 8
2030/31 | 249.25 | 56.25 | 3
2030/31 | 249.75 | 56.25 | 3
2030/31 | 250.25 | 56.25 | 2
2030/31 | 250.75 | 56.25 | 3
2030/31 | 251.25 | 56.25 | 3
2030/31 | 251.75 | 56.25 | 1
2030/31 | 252.25 | 56.25 | 3
2030/31 | 252.75 | 56.25 | 4
2030/31 | 253.25 | 56.25 | 4
2030/31 | 253.75 | 56.25 | 6
2030/31 | 254.25 | 56.25 | 2
2030/31 | 254.75 | 56.25 | 6
2030/31 | 255.25 | 56.25 | 4
2030/31 | 255.75 | 56.25 | 1
2030/31 | 256.25 | 56.25 | 6
2030/31 | 256.75 | 56.25 | 1
2030/31 | 257.25 | 56.25 | 1
2030/31 | 257.75 | 56.25 | 5
2030/31 | 258.25 | 56.25 | 4
2030/31 | 260.25 | 56.25 | 1
2030/31 | 260.75 | 56.25 | 1
2030/31 | 261.25 | 56.25 | 2
2030/31 | 262.25 | 56.25 | 1
2030/31 | 262.75 | 56.25 | 4
2030/31 | 263.25 | 56.25 | 1
2030/31 | 263.75 | 56.25 | 3
2030/31 | 264.25 | 56.25 | 1
2030/31 | 264.75 | 56.25 | 2
2030/31 | 265.25 | 56.25 | 5
2030/31 | 266.25 | 56.25 | 2
2030/31 | 266.75 | 56.25 | 5
2030/31 | 267.25 | 56.25 | 2
2030/31 | 268.75 | 56.25 | 1
2030/31 | 269.25 | 56.25 | 2
2030/31 | 269.75 | 56.25 | 3
2030/31 | 270.25 | 56.25 | 2
2030/31 | 271.25 | 56.25 | 1
2030/31 | 271.75 | 56.25 | 1
2030/31 | 273.75 | 56.25 | 1
2030/31 | 274.25 | 56.25 | 3
2030/31 | 275.75 | 56.25 | 1
2030/31 | 276.25 | 56.25 | 2
2030/31 | 277.75 | 56.25 | 1
2030/31 | 278.25 | 56.25 | 1
2030/31 | 279.25 | 56.25 | 1
2030/31 | 279.75 | 56.25 | 1
2030/31 | 281.25 | 56.25 | 1
2030/31 | 281.75 | 56.25 | 1
2030/31 | 282.75 | 56.25 | 1
2030/31 | 283.75 | 56.25 | 1
2030/31 | 285.75 | 56.25 | 2
2030/31 | 286.25 | 56.25 | 1
2030/31 | 288.75 | 56.25 | 1
2030/31 | 290.25 | 56.25 | 1
2030/31 | 290.75 | 56.25 | 2
2030/31 | 292.25 | 56.25 | 1
2030/31 | 292.75 | 56.25 | 1
2030/31 | 293.25 | 56.25 | 1
2030/31 | 293.75 | 56.25 | 1
2030/31 | 296.75 | 56.25 | 1
2030/31 | 300.75 | 56.25 | 1
2030/31 | 303.25 | 56.25 | 1
2030/31 | 308.75 | 56.25 | 1
2030/31 | 312.75 | 56.25 | 1
2030/31 | 316.25 | 56.25 | 1
2030/31 | 319.75 | 56.25 | 1
2030/31 | 332.25 | 56.25 | 1
2030/31 | 75.75 | 56.75 | 1
2030/31 | 80.25 | 56.75 | 1
2030/31 | 80.75 | 56.75 | 1
2030/31 | 81.25 | 56.75 | 1
2030/31 | 81.75 | 56.75 | 2
2030/31 | 82.25 | 56.75 | 5
2030/31 | 82.75 | 56.75 | 3
2030/31 | 83.25 | 56.75 | 6
2030/31 | 83.75 | 56.75 | 7
2030/31 | 84.25 | 56.75 | 5
2030/31 | 84.75 | 56.75 | 7
2030/31 | 85.25 | 56.75 | 4
2030/31 | 85.75 | 56.75 | 4
2030/31 | 86.25 | 56.75 | 5
2030/31 | 86.75 | 56.75 | 7
2030/31 | 87.25 | 56.75 | 8
2030/31 | 87.75 | 56.75 | 12
2030/31 | 88.25 | 56.75 | 17
2030/31 | 88.75 | 56.75 | 13
2030/31 | 89.25 | 56.75 | 16
2030/31 | 89.75 | 56.75 | 10
2030/31 | 90.25 | 56.75 | 29
2030/31 | 90.75 | 56.75 | 23
2030/31 | 91.25 | 56.75 | 22
2030/31 | 91.75 | 56.75 | 22
2030/31 | 92.25 | 56.75 | 37
2030/31 | 92.75 | 56.75 | 24
2030/31 | 93.25 | 56.75 | 35
2030/31 | 93.75 | 56.75 | 45
2030/31 | 94.25 | 56.75 | 38
2030/31 | 94.75 | 56.75 | 48
2030/31 | 95.25 | 56.75 | 54
2030/31 | 95.75 | 56.75 | 59
2030/31 | 96.25 | 56.75 | 58
2030/31 | 96.75 | 56.75 | 53
2030/31 | 97.25 | 56.75 | 61
2030/31 | 97.75 | 56.75 | 73
2030/31 | 98.25 | 56.75 | 67
2030/31 | 98.75 | 56.75 | 74
2030/31 | 99.25 | 56.75 | 93
2030/31 | 99.75 | 56.75 | 91
2030/31 | 100.25 | 56.75 | 81
2030/31 | 100.75 | 56.75 | 99
2030/31 | 101.25 | 56.75 | 92
2030/31 | 101.75 | 56.75 | 104
2030/31 | 102.25 | 56.75 | 104
2030/31 | 102.75 | 56.75 | 106
2030/31 | 103.25 | 56.75 | 118
2030/31 | 103.75 | 56.75 | 122
2030/31 | 104.25 | 56.75 | 104
2030/31 | 104.75 | 56.75 | 109
2030/31 | 105.25 | 56.75 | 144
2030/31 | 105.75 | 56.75 | 131
2030/31 | 106.25 | 56.75 | 134
2030/31 | 106.75 | 56.75 | 130
2030/31 | 107.25 | 56.75 | 125
2030/31 | 107.75 | 56.75 | 143
2030/31 | 108.25 | 56.75 | 136
2030/31 | 108.75 | 56.75 | 145
2030/31 | 109.25 | 56.75 | 129
2030/31 | 109.75 | 56.75 | 170
2030/31 | 110.25 | 56.75 | 150
2030/31 | 110.75 | 56.75 | 172
2030/31 | 111.25 | 56.75 | 137
2030/31 | 111.75 | 56.75 | 139
2030/31 | 112.25 | 56.75 | 152
2030/31 | 112.75 | 56.75 | 173
2030/31 | 113.25 | 56.75 | 151
2030/31 | 113.75 | 56.75 | 170
2030/31 | 114.25 | 56.75 | 157
2030/31 | 114.75 | 56.75 | 161
2030/31 | 115.25 | 56.75 | 157
2030/31 | 115.75 | 56.75 | 164
2030/31 | 116.25 | 56.75 | 167
2030/31 | 116.75 | 56.75 | 200
2030/31 | 117.25 | 56.75 | 158
2030/31 | 117.75 | 56.75 | 172
2030/31 | 118.25 | 56.75 | 174
2030/31 | 118.75 | 56.75 | 183
2030/31 | 119.25 | 56.75 | 160
2030/31 | 119.75 | 56.75 | 152
2030/31 | 120.25 | 56.75 | 169
2030/31 | 120.75 | 56.75 | 160
2030/31 | 121.25 | 56.75 | 162
2030/31 | 121.75 | 56.75 | 184
2030/31 | 122.25 | 56.75 | 151
2030/31 | 122.75 | 56.75 | 165
2030/31 | 123.25 | 56.75 | 138
2030/31 | 123.75 | 56.75 | 175
2030/31 | 124.25 | 56.75 | 190
2030/31 | 124.75 | 56.75 | 186
2030/31 | 125.25 | 56.75 | 157
2030/31 | 125.75 | 56.75 | 190
2030/31 | 126.25 | 56.75 | 173
2030/31 | 126.75 | 56.75 | 168
2030/31 | 127.25 | 56.75 | 180
2030/31 | 127.75 | 56.75 | 145
2030/31 | 128.25 | 56.75 | 161
2030/31 | 128.75 | 56.75 | 144
2030/31 | 129.25 | 56.75 | 187
2030/31 | 129.75 | 56.75 | 152
2030/31 | 130.25 | 56.75 | 157
2030/31 | 130.75 | 56.75 | 156
2030/31 | 131.25 | 56.75 | 173
2030/31 | 131.75 | 56.75 | 165
2030/31 | 132.25 | 56.75 | 159
2030/31 | 132.75 | 56.75 | 149
2030/31 | 133.25 | 56.75 | 181
2030/31 | 133.75 | 56.75 | 152
2030/31 | 134.25 | 56.75 | 163
2030/31 | 134.75 | 56.75 | 142
2030/31 | 135.25 | 56.75 | 142
2030/31 | 135.75 | 56.75 | 170
2030/31 | 136.25 | 56.75 | 168
2030/31 | 136.75 | 56.75 | 178
2030/31 | 137.25 | 56.75 | 162
2030/31 | 137.75 | 56.75 | 158
2030/31 | 138.25 | 56.75 | 175
2030/31 | 138.75 | 56.75 | 155
2030/31 | 139.25 | 56.75 | 164
2030/31 | 139.75 | 56.75 | 131
2030/31 | 140.25 | 56.75 | 151
2030/31 | 140.75 | 56.75 | 151
2030/31 | 141.25 | 56.75 | 155
2030/31 | 141.75 | 56.75 | 149
2030/31 | 142.25 | 56.75 | 140
2030/31 | 142.75 | 56.75 | 130
2030/31 | 143.25 | 56.75 | 123
2030/31 | 143.75 | 56.75 | 126
2030/31 | 144.25 | 56.75 | 129
2030/31 | 144.75 | 56.75 | 132
2030/31 | 145.25 | 56.75 | 114
2030/31 | 145.75 | 56.75 | 128
2030/31 | 146.25 | 56.75 | 135
2030/31 | 146.75 | 56.75 | 117
2030/31 | 147.25 | 56.75 | 131
2030/31 | 147.75 | 56.75 | 116
2030/31 | 148.25 | 56.75 | 121
2030/31 | 148.75 | 56.75 | 123
2030/31 | 149.25 | 56.75 | 114
2030/31 | 149.75 | 56.75 | 100
2030/31 | 150.25 | 56.75 | 108
2030/31 | 150.75 | 56.75 | 111
2030/31 | 151.25 | 56.75 | 97
2030/31 | 151.75 | 56.75 | 122
2030/31 | 152.25 | 56.75 | 116
2030/31 | 152.75 | 56.75 | 94
2030/31 | 153.25 | 56.75 | 115
2030/31 | 153.75 | 56.75 | 124
2030/31 | 154.25 | 56.75 | 115
2030/31 | 154.75 | 56.75 | 99
2030/31 | 155.25 | 56.75 | 117
2030/31 | 155.75 | 56.75 | 109
2030/31 | 156.25 | 56.75 | 106
2030/31 | 156.75 | 56.75 | 79
2030/31 | 157.25 | 56.75 | 103
2030/31 | 157.75 | 56.75 | 96
2030/31 | 158.25 | 56.75 | 98
2030/31 | 158.75 | 56.75 | 96
2030/31 | 159.25 | 56.75 | 95
2030/31 | 159.75 | 56.75 | 120
2030/31 | 160.25 | 56.75 | 84
2030/31 | 160.75 | 56.75 | 85
2030/31 | 161.25 | 56.75 | 97
2030/31 | 161.75 | 56.75 | 81
2030/31 | 162.25 | 56.75 | 73
2030/31 | 162.75 | 56.75 | 82
2030/31 | 163.25 | 56.75 | 86
2030/31 | 163.75 | 56.75 | 94
2030/31 | 164.25 | 56.75 | 89
2030/31 | 164.75 | 56.75 | 81
2030/31 | 165.25 | 56.75 | 85
2030/31 | 165.75 | 56.75 | 84
2030/31 | 166.25 | 56.75 | 76
2030/31 | 166.75 | 56.75 | 84
2030/31 | 167.25 | 56.75 | 74
2030/31 | 167.75 | 56.75 | 78
2030/31 | 168.25 | 56.75 | 82
2030/31 | 168.75 | 56.75 | 71
2030/31 | 169.25 | 56.75 | 66
2030/31 | 169.75 | 56.75 | 82
2030/31 | 170.25 | 56.75 | 72
2030/31 | 170.75 | 56.75 | 70
2030/31 | 171.25 | 56.75 | 75
2030/31 | 171.75 | 56.75 | 88
2030/31 | 172.25 | 56.75 | 74
2030/31 | 172.75 | 56.75 | 62
2030/31 | 173.25 | 56.75 | 82
2030/31 | 173.75 | 56.75 | 72
2030/31 | 174.25 | 56.75 | 81
2030/31 | 174.75 | 56.75 | 87
2030/31 | 175.25 | 56.75 | 72
2030/31 | 175.75 | 56.75 | 71
2030/31 | 176.25 | 56.75 | 80
2030/31 | 176.75 | 56.75 | 65
2030/31 | 177.25 | 56.75 | 52
2030/31 | 177.75 | 56.75 | 65
2030/31 | 178.25 | 56.75 | 74
2030/31 | 178.75 | 56.75 | 78
2030/31 | 179.25 | 56.75 | 59
2030/31 | 179.75 | 56.75 | 74
2030/31 | 180.25 | 56.75 | 67
2030/31 | 180.75 | 56.75 | 67
2030/31 | 181.25 | 56.75 | 73
2030/31 | 181.75 | 56.75 | 67
2030/31 | 182.25 | 56.75 | 59
2030/31 | 182.75 | 56.75 | 64
2030/31 | 183.25 | 56.75 | 49
2030/31 | 183.75 | 56.75 | 62
2030/31 | 184.25 | 56.75 | 65
2030/31 | 184.75 | 56.75 | 75
2030/31 | 185.25 | 56.75 | 60
2030/31 | 185.75 | 56.75 | 41
2030/31 | 186.25 | 56.75 | 60
2030/31 | 186.75 | 56.75 | 52
2030/31 | 187.25 | 56.75 | 59
2030/31 | 187.75 | 56.75 | 42
2030/31 | 188.25 | 56.75 | 47
2030/31 | 188.75 | 56.75 | 52
2030/31 | 189.25 | 56.75 | 53
2030/31 | 189.75 | 56.75 | 56
2030/31 | 190.25 | 56.75 | 46
2030/31 | 190.75 | 56.75 | 59
2030/31 | 191.25 | 56.75 | 49
2030/31 | 191.75 | 56.75 | 50
2030/31 | 192.25 | 56.75 | 43
2030/31 | 192.75 | 56.75 | 64
2030/31 | 193.25 | 56.75 | 48
2030/31 | 193.75 | 56.75 | 40
2030/31 | 194.25 | 56.75 | 42
2030/31 | 194.75 | 56.75 | 53
2030/31 | 195.25 | 56.75 | 46
2030/31 | 195.75 | 56.75 | 43
2030/31 | 196.25 | 56.75 | 49
2030/31 | 196.75 | 56.75 | 33
2030/31 | 197.25 | 56.75 | 37
2030/31 | 197.75 | 56.75 | 46
2030/31 | 198.25 | 56.75 | 40
2030/31 | 198.75 | 56.75 | 37
2030/31 | 199.25 | 56.75 | 35
2030/31 | 199.75 | 56.75 | 37
2030/31 | 200.25 | 56.75 | 36
2030/31 | 200.75 | 56.75 | 41
2030/31 | 201.25 | 56.75 | 39
2030/31 | 201.75 | 56.75 | 38
2030/31 | 202.25 | 56.75 | 45
2030/31 | 202.75 | 56.75 | 25
2030/31 | 203.25 | 56.75 | 47
2030/31 | 203.75 | 56.75 | 31
2030/31 | 204.25 | 56.75 | 39
2030/31 | 204.75 | 56.75 | 32
2030/31 | 205.25 | 56.75 | 35
2030/31 | 205.75 | 56.75 | 46
2030/31 | 206.25 | 56.75 | 25
2030/31 | 206.75 | 56.75 | 31
2030/31 | 207.25 | 56.75 | 25
2030/31 | 207.75 | 56.75 | 34
2030/31 | 208.25 | 56.75 | 24
2030/31 | 208.75 | 56.75 | 38
2030/31 | 209.25 | 56.75 | 32
2030/31 | 209.75 | 56.75 | 25
2030/31 | 210.25 | 56.75 | 25
2030/31 | 210.75 | 56.75 | 39
2030/31 | 211.25 | 56.75 | 25
2030/31 | 211.75 | 56.75 | 19
2030/31 | 212.25 | 56.75 | 28
2030/31 | 212.75 | 56.75 | 29
2030/31 | 213.25 | 56.75 | 21
2030/31 | 213.75 | 56.75 | 28
2030/31 | 214.25 | 56.75 | 22
2030/31 | 214.75 | 56.75 | 22
2030/31 | 215.25 | 56.75 | 32
2030/31 | 215.75 | 56.75 | 25
2030/31 | 216.25 | 56.75 | 26
2030/31 | 216.75 | 56.75 | 31
2030/31 | 217.25 | 56.75 | 33
2030/31 | 217.75 | 56.75 | 21
2030/31 | 218.25 | 56.75 | 16
2030/31 | 218.75 | 56.75 | 17
2030/31 | 219.25 | 56.75 | 25
2030/31 | 219.75 | 56.75 | 24
2030/31 | 220.25 | 56.75 | 25
2030/31 | 220.75 | 56.75 | 14
2030/31 | 221.25 | 56.75 | 25
2030/31 | 221.75 | 56.75 | 25
2030/31 | 222.25 | 56.75 | 20
2030/31 | 222.75 | 56.75 | 24
2030/31 | 223.25 | 56.75 | 22
2030/31 | 223.75 | 56.75 | 15
2030/31 | 224.25 | 56.75 | 17
2030/31 | 224.75 | 56.75 | 22
2030/31 | 225.25 | 56.75 | 24
2030/31 | 225.75 | 56.75 | 18
2030/31 | 226.25 | 56.75 | 19
2030/31 | 226.75 | 56.75 | 13
2030/31 | 227.25 | 56.75 | 17
2030/31 | 227.75 | 56.75 | 14
2030/31 | 228.25 | 56.75 | 8
2030/31 | 228.75 | 56.75 | 15
2030/31 | 229.25 | 56.75 | 8
2030/31 | 229.75 | 56.75 | 18
2030/31 | 230.25 | 56.75 | 11
2030/31 | 230.75 | 56.75 | 15
2030/31 | 231.25 | 56.75 | 15
2030/31 | 231.75 | 56.75 | 18
2030/31 | 232.25 | 56.75 | 11
2030/31 | 232.75 | 56.75 | 13
2030/31 | 233.25 | 56.75 | 11
2030/31 | 233.75 | 56.75 | 19
2030/31 | 234.25 | 56.75 | 10
2030/31 | 234.75 | 56.75 | 13
2030/31 | 235.25 | 56.75 | 13
2030/31 | 235.75 | 56.75 | 5
2030/31 | 236.25 | 56.75 | 15
2030/31 | 236.75 | 56.75 | 14
2030/31 | 237.25 | 56.75 | 12
2030/31 | 237.75 | 56.75 | 8
2030/31 | 238.25 | 56.75 | 6
2030/31 | 238.75 | 56.75 | 7
2030/31 | 239.25 | 56.75 | 5
2030/31 | 239.75 | 56.75 | 7
2030/31 | 240.25 | 56.75 | 3
2030/31 | 240.75 | 56.75 | 6
2030/31 | 241.25 | 56.75 | 4
2030/31 | 241.75 | 56.75 | 8
2030/31 | 242.25 | 56.75 | 2
2030/31 | 242.75 | 56.75 | 7
2030/31 | 243.25 | 56.75 | 9
2030/31 | 243.75 | 56.75 | 3
2030/31 | 244.25 | 56.75 | 3
2030/31 | 244.75 | 56.75 | 3
2030/31 | 245.25 | 56.75 | 9
2030/31 | 245.75 | 56.75 | 9
2030/31 | 246.25 | 56.75 | 5
2030/31 | 246.75 | 56.75 | 5
2030/31 | 247.25 | 56.75 | 5
2030/31 | 247.75 | 56.75 | 7
2030/31 | 248.25 | 56.75 | 3
2030/31 | 248.75 | 56.75 | 2
2030/31 | 249.25 | 56.75 | 5
2030/31 | 249.75 | 56.75 | 1
2030/31 | 250.25 | 56.75 | 4
2030/31 | 250.75 | 56.75 | 1
2030/31 | 251.25 | 56.75 | 10
2030/31 | 251.75 | 56.75 | 3
2030/31 | 252.25 | 56.75 | 1
2030/31 | 252.75 | 56.75 | 3
2030/31 | 253.25 | 56.75 | 3
2030/31 | 253.75 | 56.75 | 3
2030/31 | 254.25 | 56.75 | 1
2030/31 | 254.75 | 56.75 | 3
2030/31 | 255.25 | 56.75 | 2
2030/31 | 255.75 | 56.75 | 6
2030/31 | 256.25 | 56.75 | 2
2030/31 | 256.75 | 56.75 | 2
2030/31 | 257.25 | 56.75 | 3
2030/31 | 257.75 | 56.75 | 6
2030/31 | 258.25 | 56.75 | 1
2030/31 | 258.75 | 56.75 | 3
2030/31 | 259.25 | 56.75 | 1
2030/31 | 259.75 | 56.75 | 1
2030/31 | 260.75 | 56.75 | 2
2030/31 | 261.25 | 56.75 | 3
2030/31 | 261.75 | 56.75 | 3
2030/31 | 262.25 | 56.75 | 2
2030/31 | 262.75 | 56.75 | 3
2030/31 | 263.25 | 56.75 | 1
2030/31 | 263.75 | 56.75 | 4
2030/31 | 264.25 | 56.75 | 3
2030/31 | 264.75 | 56.75 | 1
2030/31 | 265.25 | 56.75 | 3
2030/31 | 266.25 | 56.75 | 3
2030/31 | 266.75 | 56.75 | 1
2030/31 | 267.25 | 56.75 | 1
2030/31 | 267.75 | 56.75 | 1
2030/31 | 268.25 | 56.75 | 1
2030/31 | 268.75 | 56.75 | 2
2030/31 | 269.25 | 56.75 | 3
2030/31 | 269.75 | 56.75 | 3
2030/31 | 270.25 | 56.75 | 1
2030/31 | 271.75 | 56.75 | 3
2030/31 | 272.25 | 56.75 | 1
2030/31 | 273.25 | 56.75 | 1
2030/31 | 273.75 | 56.75 | 1
2030/31 | 274.75 | 56.75 | 1
2030/31 | 275.25 | 56.75 | 1
2030/31 | 278.25 | 56.75 | 2
2030/31 | 279.25 | 56.75 | 1
2030/31 | 280.75 | 56.75 | 1
2030/31 | 281.25 | 56.75 | 2
2030/31 | 282.25 | 56.75 | 2
2030/31 | 282.75 | 56.75 | 3
2030/31 | 284.25 | 56.75 | 3
2030/31 | 284.75 | 56.75 | 1
2030/31 | 287.25 | 56.75 | 1
2030/31 | 288.75 | 56.75 | 1
2030/31 | 289.25 | 56.75 | 1
2030/31 | 290.75 | 56.75 | 1
2030/31 | 291.75 | 56.75 | 1
2030/31 | 292.25 | 56.75 | 1
2030/31 | 292.75 | 56.75 | 1
2030/31 | 293.25 | 56.75 | 1
2030/31 | 295.25 | 56.75 | 1
2030/31 | 308.75 | 56.75 | 1
2030/31 | 310.25 | 56.75 | 1
2030/31 | 79.25 | 57.25 | 1
2030/31 | 80.75 | 57.25 | 1
2030/31 | 81.25 | 57.25 | 1
2030/31 | 81.75 | 57.25 | 1
2030/31 | 82.25 | 57.25 | 3
2030/31 | 82.75 | 57.25 | 2
2030/31 | 83.25 | 57.25 | 2
2030/31 | 83.75 | 57.25 | 3
2030/31 | 84.25 | 57.25 | 3
2030/31 | 84.75 | 57.25 | 4
2030/31 | 85.25 | 57.25 | 3
2030/31 | 85.75 | 57.25 | 4
2030/31 | 86.25 | 57.25 | 3
2030/31 | 86.75 | 57.25 | 5
2030/31 | 87.25 | 57.25 | 8
2030/31 | 87.75 | 57.25 | 15
2030/31 | 88.25 | 57.25 | 15
2030/31 | 88.75 | 57.25 | 11
2030/31 | 89.25 | 57.25 | 15
2030/31 | 89.75 | 57.25 | 17
2030/31 | 90.25 | 57.25 | 22
2030/31 | 90.75 | 57.25 | 26
2030/31 | 91.25 | 57.25 | 21
2030/31 | 91.75 | 57.25 | 27
2030/31 | 92.25 | 57.25 | 31
2030/31 | 92.75 | 57.25 | 30
2030/31 | 93.25 | 57.25 | 30
2030/31 | 93.75 | 57.25 | 35
2030/31 | 94.25 | 57.25 | 45
2030/31 | 94.75 | 57.25 | 54
2030/31 | 95.25 | 57.25 | 47
2030/31 | 95.75 | 57.25 | 58
2030/31 | 96.25 | 57.25 | 69
2030/31 | 96.75 | 57.25 | 64
2030/31 | 97.25 | 57.25 | 50
2030/31 | 97.75 | 57.25 | 59
2030/31 | 98.25 | 57.25 | 68
2030/31 | 98.75 | 57.25 | 64
2030/31 | 99.25 | 57.25 | 63
2030/31 | 99.75 | 57.25 | 95
2030/31 | 100.25 | 57.25 | 82
2030/31 | 100.75 | 57.25 | 88
2030/31 | 101.25 | 57.25 | 65
2030/31 | 101.75 | 57.25 | 89
2030/31 | 102.25 | 57.25 | 86
2030/31 | 102.75 | 57.25 | 83
2030/31 | 103.25 | 57.25 | 106
2030/31 | 103.75 | 57.25 | 89
2030/31 | 104.25 | 57.25 | 117
2030/31 | 104.75 | 57.25 | 118
2030/31 | 105.25 | 57.25 | 107
2030/31 | 105.75 | 57.25 | 126
2030/31 | 106.25 | 57.25 | 118
2030/31 | 106.75 | 57.25 | 124
2030/31 | 107.25 | 57.25 | 110
2030/31 | 107.75 | 57.25 | 113
2030/31 | 108.25 | 57.25 | 145
2030/31 | 108.75 | 57.25 | 130
2030/31 | 109.25 | 57.25 | 123
2030/31 | 109.75 | 57.25 | 130
2030/31 | 110.25 | 57.25 | 122
2030/31 | 110.75 | 57.25 | 156
2030/31 | 111.25 | 57.25 | 150
2030/31 | 111.75 | 57.25 | 128
2030/31 | 112.25 | 57.25 | 167
2030/31 | 112.75 | 57.25 | 172
2030/31 | 113.25 | 57.25 | 151
2030/31 | 113.75 | 57.25 | 143
2030/31 | 114.25 | 57.25 | 159
2030/31 | 114.75 | 57.25 | 164
2030/31 | 115.25 | 57.25 | 166
2030/31 | 115.75 | 57.25 | 161
2030/31 | 116.25 | 57.25 | 175
2030/31 | 116.75 | 57.25 | 170
2030/31 | 117.25 | 57.25 | 170
2030/31 | 117.75 | 57.25 | 180
2030/31 | 118.25 | 57.25 | 178
2030/31 | 118.75 | 57.25 | 155
2030/31 | 119.25 | 57.25 | 164
2030/31 | 119.75 | 57.25 | 154
2030/31 | 120.25 | 57.25 | 165
2030/31 | 120.75 | 57.25 | 142
2030/31 | 121.25 | 57.25 | 158
2030/31 | 121.75 | 57.25 | 182
2030/31 | 122.25 | 57.25 | 138
2030/31 | 122.75 | 57.25 | 160
2030/31 | 123.25 | 57.25 | 160
2030/31 | 123.75 | 57.25 | 169
2030/31 | 124.25 | 57.25 | 169
2030/31 | 124.75 | 57.25 | 145
2030/31 | 125.25 | 57.25 | 171
2030/31 | 125.75 | 57.25 | 196
2030/31 | 126.25 | 57.25 | 173
2030/31 | 126.75 | 57.25 | 193
2030/31 | 127.25 | 57.25 | 162
2030/31 | 127.75 | 57.25 | 160
2030/31 | 128.25 | 57.25 | 157
2030/31 | 128.75 | 57.25 | 170
2030/31 | 129.25 | 57.25 | 172
2030/31 | 129.75 | 57.25 | 167
2030/31 | 130.25 | 57.25 | 151
2030/31 | 130.75 | 57.25 | 196
2030/31 | 131.25 | 57.25 | 162
2030/31 | 131.75 | 57.25 | 158
2030/31 | 132.25 | 57.25 | 175
2030/31 | 132.75 | 57.25 | 163
2030/31 | 133.25 | 57.25 | 135
2030/31 | 133.75 | 57.25 | 134
2030/31 | 134.25 | 57.25 | 163
2030/31 | 134.75 | 57.25 | 142
2030/31 | 135.25 | 57.25 | 171
2030/31 | 135.75 | 57.25 | 163
2030/31 | 136.25 | 57.25 | 153
2030/31 | 136.75 | 57.25 | 151
2030/31 | 137.25 | 57.25 | 132
2030/31 | 137.75 | 57.25 | 140
2030/31 | 138.25 | 57.25 | 152
2030/31 | 138.75 | 57.25 | 149
2030/31 | 139.25 | 57.25 | 154
2030/31 | 139.75 | 57.25 | 143
2030/31 | 140.25 | 57.25 | 138
2030/31 | 140.75 | 57.25 | 150
2030/31 | 141.25 | 57.25 | 145
2030/31 | 141.75 | 57.25 | 145
2030/31 | 142.25 | 57.25 | 126
2030/31 | 142.75 | 57.25 | 129
2030/31 | 143.25 | 57.25 | 125
2030/31 | 143.75 | 57.25 | 149
2030/31 | 144.25 | 57.25 | 141
2030/31 | 144.75 | 57.25 | 128
2030/31 | 145.25 | 57.25 | 126
2030/31 | 145.75 | 57.25 | 124
2030/31 | 146.25 | 57.25 | 124
2030/31 | 146.75 | 57.25 | 107
2030/31 | 147.25 | 57.25 | 144
2030/31 | 147.75 | 57.25 | 136
2030/31 | 148.25 | 57.25 | 153
2030/31 | 148.75 | 57.25 | 117
2030/31 | 149.25 | 57.25 | 130
2030/31 | 149.75 | 57.25 | 100
2030/31 | 150.25 | 57.25 | 137
2030/31 | 150.75 | 57.25 | 108
2030/31 | 151.25 | 57.25 | 111
2030/31 | 151.75 | 57.25 | 94
2030/31 | 152.25 | 57.25 | 107
2030/31 | 152.75 | 57.25 | 122
2030/31 | 153.25 | 57.25 | 121
2030/31 | 153.75 | 57.25 | 122
2030/31 | 154.25 | 57.25 | 104
2030/31 | 154.75 | 57.25 | 109
2030/31 | 155.25 | 57.25 | 102
2030/31 | 155.75 | 57.25 | 111
2030/31 | 156.25 | 57.25 | 110
2030/31 | 156.75 | 57.25 | 113
2030/31 | 157.25 | 57.25 | 110
2030/31 | 157.75 | 57.25 | 113
2030/31 | 158.25 | 57.25 | 113
2030/31 | 158.75 | 57.25 | 91
2030/31 | 159.25 | 57.25 | 83
2030/31 | 159.75 | 57.25 | 77
2030/31 | 160.25 | 57.25 | 104
2030/31 | 160.75 | 57.25 | 91
2030/31 | 161.25 | 57.25 | 114
2030/31 | 161.75 | 57.25 | 103
2030/31 | 162.25 | 57.25 | 110
2030/31 | 162.75 | 57.25 | 93
2030/31 | 163.25 | 57.25 | 96
2030/31 | 163.75 | 57.25 | 100
2030/31 | 164.25 | 57.25 | 102
2030/31 | 164.75 | 57.25 | 99
2030/31 | 165.25 | 57.25 | 98
2030/31 | 165.75 | 57.25 | 86
2030/31 | 166.25 | 57.25 | 101
2030/31 | 166.75 | 57.25 | 83
2030/31 | 167.25 | 57.25 | 85
2030/31 | 167.75 | 57.25 | 74
2030/31 | 168.25 | 57.25 | 79
2030/31 | 168.75 | 57.25 | 84
2030/31 | 169.25 | 57.25 | 75
2030/31 | 169.75 | 57.25 | 82
2030/31 | 170.25 | 57.25 | 70
2030/31 | 170.75 | 57.25 | 88
2030/31 | 171.25 | 57.25 | 88
2030/31 | 171.75 | 57.25 | 76
2030/31 | 172.25 | 57.25 | 77
2030/31 | 172.75 | 57.25 | 64
2030/31 | 173.25 | 57.25 | 67
2030/31 | 173.75 | 57.25 | 62
2030/31 | 174.25 | 57.25 | 61
2030/31 | 174.75 | 57.25 | 68
2030/31 | 175.25 | 57.25 | 73
2030/31 | 175.75 | 57.25 | 90
2030/31 | 176.25 | 57.25 | 73
2030/31 | 176.75 | 57.25 | 69
2030/31 | 177.25 | 57.25 | 64
2030/31 | 177.75 | 57.25 | 68
2030/31 | 178.25 | 57.25 | 71
2030/31 | 178.75 | 57.25 | 73
2030/31 | 179.25 | 57.25 | 63
2030/31 | 179.75 | 57.25 | 83
2030/31 | 180.25 | 57.25 | 74
2030/31 | 180.75 | 57.25 | 69
2030/31 | 181.25 | 57.25 | 65
2030/31 | 181.75 | 57.25 | 67
2030/31 | 182.25 | 57.25 | 63
2030/31 | 182.75 | 57.25 | 52
2030/31 | 183.25 | 57.25 | 52
2030/31 | 183.75 | 57.25 | 66
2030/31 | 184.25 | 57.25 | 64
2030/31 | 184.75 | 57.25 | 66
2030/31 | 185.25 | 57.25 | 64
2030/31 | 185.75 | 57.25 | 50
2030/31 | 186.25 | 57.25 | 55
2030/31 | 186.75 | 57.25 | 57
2030/31 | 187.25 | 57.25 | 66
2030/31 | 187.75 | 57.25 | 50
2030/31 | 188.25 | 57.25 | 56
2030/31 | 188.75 | 57.25 | 57
2030/31 | 189.25 | 57.25 | 60
2030/31 | 189.75 | 57.25 | 46
2030/31 | 190.25 | 57.25 | 53
2030/31 | 190.75 | 57.25 | 44
2030/31 | 191.25 | 57.25 | 46
2030/31 | 191.75 | 57.25 | 55
2030/31 | 192.25 | 57.25 | 56
2030/31 | 192.75 | 57.25 | 43
2030/31 | 193.25 | 57.25 | 40
2030/31 | 193.75 | 57.25 | 45
2030/31 | 194.25 | 57.25 | 51
2030/31 | 194.75 | 57.25 | 37
2030/31 | 195.25 | 57.25 | 30
2030/31 | 195.75 | 57.25 | 49
2030/31 | 196.25 | 57.25 | 40
2030/31 | 196.75 | 57.25 | 59
2030/31 | 197.25 | 57.25 | 45
2030/31 | 197.75 | 57.25 | 46
2030/31 | 198.25 | 57.25 | 31
2030/31 | 198.75 | 57.25 | 52
2030/31 | 199.25 | 57.25 | 42
2030/31 | 199.75 | 57.25 | 39
2030/31 | 200.25 | 57.25 | 41
2030/31 | 200.75 | 57.25 | 48
2030/31 | 201.25 | 57.25 | 47
2030/31 | 201.75 | 57.25 | 47
2030/31 | 202.25 | 57.25 | 45
2030/31 | 202.75 | 57.25 | 39
2030/31 | 203.25 | 57.25 | 35
2030/31 | 203.75 | 57.25 | 34
2030/31 | 204.25 | 57.25 | 29
2030/31 | 204.75 | 57.25 | 40
2030/31 | 205.25 | 57.25 | 29
2030/31 | 205.75 | 57.25 | 24
2030/31 | 206.25 | 57.25 | 28
2030/31 | 206.75 | 57.25 | 41
2030/31 | 207.25 | 57.25 | 25
2030/31 | 207.75 | 57.25 | 30
2030/31 | 208.25 | 57.25 | 31
2030/31 | 208.75 | 57.25 | 34
2030/31 | 209.25 | 57.25 | 32
2030/31 | 209.75 | 57.25 | 26
2030/31 | 210.25 | 57.25 | 25
2030/31 | 210.75 | 57.25 | 27
2030/31 | 211.25 | 57.25 | 35
2030/31 | 211.75 | 57.25 | 27
2030/31 | 212.25 | 57.25 | 19
2030/31 | 212.75 | 57.25 | 25
2030/31 | 213.25 | 57.25 | 26
2030/31 | 213.75 | 57.25 | 22
2030/31 | 214.25 | 57.25 | 30
2030/31 | 214.75 | 57.25 | 26
2030/31 | 215.25 | 57.25 | 29
2030/31 | 215.75 | 57.25 | 22
2030/31 | 216.25 | 57.25 | 17
2030/31 | 216.75 | 57.25 | 20
2030/31 | 217.25 | 57.25 | 24
2030/31 | 217.75 | 57.25 | 25
2030/31 | 218.25 | 57.25 | 27
2030/31 | 218.75 | 57.25 | 21
2030/31 | 219.25 | 57.25 | 26
2030/31 | 219.75 | 57.25 | 20
2030/31 | 220.25 | 57.25 | 18
2030/31 | 220.75 | 57.25 | 28
2030/31 | 221.25 | 57.25 | 18
2030/31 | 221.75 | 57.25 | 22
2030/31 | 222.25 | 57.25 | 29
2030/31 | 222.75 | 57.25 | 29
2030/31 | 223.25 | 57.25 | 15
2030/31 | 223.75 | 57.25 | 19
2030/31 | 224.25 | 57.25 | 17
2030/31 | 224.75 | 57.25 | 20
2030/31 | 225.25 | 57.25 | 19
2030/31 | 225.75 | 57.25 | 13
2030/31 | 226.25 | 57.25 | 12
2030/31 | 226.75 | 57.25 | 16
2030/31 | 227.25 | 57.25 | 18
2030/31 | 227.75 | 57.25 | 17
2030/31 | 228.25 | 57.25 | 10
2030/31 | 228.75 | 57.25 | 12
2030/31 | 229.25 | 57.25 | 11
2030/31 | 229.75 | 57.25 | 14
2030/31 | 230.25 | 57.25 | 16
2030/31 | 230.75 | 57.25 | 10
2030/31 | 231.25 | 57.25 | 15
2030/31 | 231.75 | 57.25 | 14
2030/31 | 232.25 | 57.25 | 10
2030/31 | 232.75 | 57.25 | 11
2030/31 | 233.25 | 57.25 | 12
2030/31 | 233.75 | 57.25 | 12
2030/31 | 234.25 | 57.25 | 13
2030/31 | 234.75 | 57.25 | 12
2030/31 | 235.25 | 57.25 | 8
2030/31 | 235.75 | 57.25 | 5
2030/31 | 236.25 | 57.25 | 16
2030/31 | 236.75 | 57.25 | 7
2030/31 | 237.25 | 57.25 | 12
2030/31 | 237.75 | 57.25 | 9
2030/31 | 238.25 | 57.25 | 8
2030/31 | 238.75 | 57.25 | 8
2030/31 | 239.25 | 57.25 | 8
2030/31 | 239.75 | 57.25 | 15
2030/31 | 240.25 | 57.25 | 7
2030/31 | 240.75 | 57.25 | 9
2030/31 | 241.25 | 57.25 | 7
2030/31 | 241.75 | 57.25 | 9
2030/31 | 242.25 | 57.25 | 8
2030/31 | 242.75 | 57.25 | 7
2030/31 | 243.25 | 57.25 | 7
2030/31 | 243.75 | 57.25 | 5
2030/31 | 244.25 | 57.25 | 6
2030/31 | 244.75 | 57.25 | 4
2030/31 | 245.25 | 57.25 | 8
2030/31 | 245.75 | 57.25 | 7
2030/31 | 246.25 | 57.25 | 8
2030/31 | 246.75 | 57.25 | 7
2030/31 | 247.25 | 57.25 | 4
2030/31 | 247.75 | 57.25 | 2
2030/31 | 248.25 | 57.25 | 5
2030/31 | 248.75 | 57.25 | 5
2030/31 | 249.25 | 57.25 | 3
2030/31 | 249.75 | 57.25 | 6
2030/31 | 250.25 | 57.25 | 3
2030/31 | 250.75 | 57.25 | 7
2030/31 | 251.25 | 57.25 | 2
2030/31 | 251.75 | 57.25 | 4
2030/31 | 252.25 | 57.25 | 5
2030/31 | 252.75 | 57.25 | 7
2030/31 | 253.25 | 57.25 | 5
2030/31 | 253.75 | 57.25 | 3
2030/31 | 254.25 | 57.25 | 1
2030/31 | 254.75 | 57.25 | 6
2030/31 | 255.25 | 57.25 | 3
2030/31 | 255.75 | 57.25 | 3
2030/31 | 256.25 | 57.25 | 3
2030/31 | 257.25 | 57.25 | 2
2030/31 | 257.75 | 57.25 | 7
2030/31 | 258.25 | 57.25 | 4
2030/31 | 258.75 | 57.25 | 2
2030/31 | 259.25 | 57.25 | 3
2030/31 | 259.75 | 57.25 | 2
2030/31 | 260.25 | 57.25 | 1
2030/31 | 261.25 | 57.25 | 2
2030/31 | 261.75 | 57.25 | 1
2030/31 | 262.25 | 57.25 | 1
2030/31 | 262.75 | 57.25 | 2
2030/31 | 263.25 | 57.25 | 2
2030/31 | 263.75 | 57.25 | 4
2030/31 | 264.25 | 57.25 | 1
2030/31 | 264.75 | 57.25 | 2
2030/31 | 265.25 | 57.25 | 2
2030/31 | 265.75 | 57.25 | 2
2030/31 | 266.25 | 57.25 | 2
2030/31 | 266.75 | 57.25 | 1
2030/31 | 267.75 | 57.25 | 1
2030/31 | 268.25 | 57.25 | 1
2030/31 | 268.75 | 57.25 | 1
2030/31 | 269.25 | 57.25 | 2
2030/31 | 269.75 | 57.25 | 4
2030/31 | 270.25 | 57.25 | 3
2030/31 | 270.75 | 57.25 | 1
2030/31 | 271.25 | 57.25 | 3
2030/31 | 271.75 | 57.25 | 1
2030/31 | 272.25 | 57.25 | 1
2030/31 | 274.25 | 57.25 | 2
2030/31 | 274.75 | 57.25 | 3
2030/31 | 275.25 | 57.25 | 2
2030/31 | 275.75 | 57.25 | 1
2030/31 | 276.25 | 57.25 | 1
2030/31 | 276.75 | 57.25 | 1
2030/31 | 277.75 | 57.25 | 2
2030/31 | 278.25 | 57.25 | 1
2030/31 | 279.25 | 57.25 | 2
2030/31 | 279.75 | 57.25 | 1
2030/31 | 280.25 | 57.25 | 1
2030/31 | 280.75 | 57.25 | 1
2030/31 | 282.25 | 57.25 | 1
2030/31 | 283.75 | 57.25 | 2
2030/31 | 287.25 | 57.25 | 1
2030/31 | 289.75 | 57.25 | 1
2030/31 | 292.25 | 57.25 | 1
2030/31 | 302.25 | 57.25 | 1
2030/31 | 302.75 | 57.25 | 1
2030/31 | 303.75 | 57.25 | 1
2030/31 | 314.25 | 57.25 | 2
2030/31 | 325.75 | 57.25 | 1
2030/31 | 80.75 | 57.75 | 1
2030/31 | 81.25 | 57.75 | 1
2030/31 | 82.25 | 57.75 | 1
2030/31 | 82.75 | 57.75 | 2
2030/31 | 83.25 | 57.75 | 1
2030/31 | 83.75 | 57.75 | 3
2030/31 | 84.25 | 57.75 | 4
2030/31 | 84.75 | 57.75 | 3
2030/31 | 85.25 | 57.75 | 3
2030/31 | 85.75 | 57.75 | 5
2030/31 | 86.25 | 57.75 | 7
2030/31 | 86.75 | 57.75 | 5
2030/31 | 87.25 | 57.75 | 5
2030/31 | 87.75 | 57.75 | 6
2030/31 | 88.25 | 57.75 | 8
2030/31 | 88.75 | 57.75 | 10
2030/31 | 89.25 | 57.75 | 17
2030/31 | 89.75 | 57.75 | 16
2030/31 | 90.25 | 57.75 | 20
2030/31 | 90.75 | 57.75 | 20
2030/31 | 91.25 | 57.75 | 27
2030/31 | 91.75 | 57.75 | 33
2030/31 | 92.25 | 57.75 | 28
2030/31 | 92.75 | 57.75 | 31
2030/31 | 93.25 | 57.75 | 33
2030/31 | 93.75 | 57.75 | 40
2030/31 | 94.25 | 57.75 | 43
2030/31 | 94.75 | 57.75 | 45
2030/31 | 95.25 | 57.75 | 45
2030/31 | 95.75 | 57.75 | 54
2030/31 | 96.25 | 57.75 | 49
2030/31 | 96.75 | 57.75 | 41
2030/31 | 97.25 | 57.75 | 66
2030/31 | 97.75 | 57.75 | 56
2030/31 | 98.25 | 57.75 | 76
2030/31 | 98.75 | 57.75 | 60
2030/31 | 99.25 | 57.75 | 60
2030/31 | 99.75 | 57.75 | 71
2030/31 | 100.25 | 57.75 | 77
2030/31 | 100.75 | 57.75 | 94
2030/31 | 101.25 | 57.75 | 76
2030/31 | 101.75 | 57.75 | 97
2030/31 | 102.25 | 57.75 | 97
2030/31 | 102.75 | 57.75 | 109
2030/31 | 103.25 | 57.75 | 103
2030/31 | 103.75 | 57.75 | 97
2030/31 | 104.25 | 57.75 | 100
2030/31 | 104.75 | 57.75 | 109
2030/31 | 105.25 | 57.75 | 103
2030/31 | 105.75 | 57.75 | 115
2030/31 | 106.25 | 57.75 | 143
2030/31 | 106.75 | 57.75 | 105
2030/31 | 107.25 | 57.75 | 118
2030/31 | 107.75 | 57.75 | 120
2030/31 | 108.25 | 57.75 | 122
2030/31 | 108.75 | 57.75 | 136
2030/31 | 109.25 | 57.75 | 133
2030/31 | 109.75 | 57.75 | 120
2030/31 | 110.25 | 57.75 | 152
2030/31 | 110.75 | 57.75 | 113
2030/31 | 111.25 | 57.75 | 165
2030/31 | 111.75 | 57.75 | 170
2030/31 | 112.25 | 57.75 | 163
2030/31 | 112.75 | 57.75 | 145
2030/31 | 113.25 | 57.75 | 162
2030/31 | 113.75 | 57.75 | 162
2030/31 | 114.25 | 57.75 | 157
2030/31 | 114.75 | 57.75 | 161
2030/31 | 115.25 | 57.75 | 179
2030/31 | 115.75 | 57.75 | 195
2030/31 | 116.25 | 57.75 | 169
2030/31 | 116.75 | 57.75 | 172
2030/31 | 117.25 | 57.75 | 156
2030/31 | 117.75 | 57.75 | 146
2030/31 | 118.25 | 57.75 | 159
2030/31 | 118.75 | 57.75 | 187
2030/31 | 119.25 | 57.75 | 161
2030/31 | 119.75 | 57.75 | 173
2030/31 | 120.25 | 57.75 | 176
2030/31 | 120.75 | 57.75 | 161
2030/31 | 121.25 | 57.75 | 184
2030/31 | 121.75 | 57.75 | 166
2030/31 | 122.25 | 57.75 | 159
2030/31 | 122.75 | 57.75 | 188
2030/31 | 123.25 | 57.75 | 160
2030/31 | 123.75 | 57.75 | 174
2030/31 | 124.25 | 57.75 | 156
2030/31 | 124.75 | 57.75 | 173
2030/31 | 125.25 | 57.75 | 176
2030/31 | 125.75 | 57.75 | 168
2030/31 | 126.25 | 57.75 | 180
2030/31 | 126.75 | 57.75 | 169
2030/31 | 127.25 | 57.75 | 170
2030/31 | 127.75 | 57.75 | 152
2030/31 | 128.25 | 57.75 | 194
2030/31 | 128.75 | 57.75 | 166
2030/31 | 129.25 | 57.75 | 155
2030/31 | 129.75 | 57.75 | 191
2030/31 | 130.25 | 57.75 | 174
2030/31 | 130.75 | 57.75 | 168
2030/31 | 131.25 | 57.75 | 158
2030/31 | 131.75 | 57.75 | 172
2030/31 | 132.25 | 57.75 | 175
2030/31 | 132.75 | 57.75 | 177
2030/31 | 133.25 | 57.75 | 173
2030/31 | 133.75 | 57.75 | 159
2030/31 | 134.25 | 57.75 | 188
2030/31 | 134.75 | 57.75 | 144
2030/31 | 135.25 | 57.75 | 175
2030/31 | 135.75 | 57.75 | 169
2030/31 | 136.25 | 57.75 | 166
2030/31 | 136.75 | 57.75 | 152
2030/31 | 137.25 | 57.75 | 180
2030/31 | 137.75 | 57.75 | 166
2030/31 | 138.25 | 57.75 | 138
2030/31 | 138.75 | 57.75 | 156
2030/31 | 139.25 | 57.75 | 148
2030/31 | 139.75 | 57.75 | 156
2030/31 | 140.25 | 57.75 | 157
2030/31 | 140.75 | 57.75 | 166
2030/31 | 141.25 | 57.75 | 137
2030/31 | 141.75 | 57.75 | 142
2030/31 | 142.25 | 57.75 | 147
2030/31 | 142.75 | 57.75 | 136
2030/31 | 143.25 | 57.75 | 136
2030/31 | 143.75 | 57.75 | 139
2030/31 | 144.25 | 57.75 | 151
2030/31 | 144.75 | 57.75 | 156
2030/31 | 145.25 | 57.75 | 146
2030/31 | 145.75 | 57.75 | 138
2030/31 | 146.25 | 57.75 | 119
2030/31 | 146.75 | 57.75 | 125
2030/31 | 147.25 | 57.75 | 125
2030/31 | 147.75 | 57.75 | 122
2030/31 | 148.25 | 57.75 | 138
2030/31 | 148.75 | 57.75 | 111
2030/31 | 149.25 | 57.75 | 126
2030/31 | 149.75 | 57.75 | 126
2030/31 | 150.25 | 57.75 | 134
2030/31 | 150.75 | 57.75 | 101
2030/31 | 151.25 | 57.75 | 110
2030/31 | 151.75 | 57.75 | 118
2030/31 | 152.25 | 57.75 | 123
2030/31 | 152.75 | 57.75 | 114
2030/31 | 153.25 | 57.75 | 134
2030/31 | 153.75 | 57.75 | 141
2030/31 | 154.25 | 57.75 | 136
2030/31 | 154.75 | 57.75 | 116
2030/31 | 155.25 | 57.75 | 104
2030/31 | 155.75 | 57.75 | 102
2030/31 | 156.25 | 57.75 | 112
2030/31 | 156.75 | 57.75 | 107
2030/31 | 157.25 | 57.75 | 108
2030/31 | 157.75 | 57.75 | 112
2030/31 | 158.25 | 57.75 | 99
2030/31 | 158.75 | 57.75 | 107
2030/31 | 159.25 | 57.75 | 96
2030/31 | 159.75 | 57.75 | 125
2030/31 | 160.25 | 57.75 | 92
2030/31 | 160.75 | 57.75 | 102
2030/31 | 161.25 | 57.75 | 98
2030/31 | 161.75 | 57.75 | 118
2030/31 | 162.25 | 57.75 | 108
2030/31 | 162.75 | 57.75 | 113
2030/31 | 163.25 | 57.75 | 99
2030/31 | 163.75 | 57.75 | 120
2030/31 | 164.25 | 57.75 | 95
2030/31 | 164.75 | 57.75 | 79
2030/31 | 165.25 | 57.75 | 98
2030/31 | 165.75 | 57.75 | 84
2030/31 | 166.25 | 57.75 | 87
2030/31 | 166.75 | 57.75 | 96
2030/31 | 167.25 | 57.75 | 89
2030/31 | 167.75 | 57.75 | 77
2030/31 | 168.25 | 57.75 | 81
2030/31 | 168.75 | 57.75 | 82
2030/31 | 169.25 | 57.75 | 100
2030/31 | 169.75 | 57.75 | 85
2030/31 | 170.25 | 57.75 | 84
2030/31 | 170.75 | 57.75 | 91
2030/31 | 171.25 | 57.75 | 71
2030/31 | 171.75 | 57.75 | 80
2030/31 | 172.25 | 57.75 | 68
2030/31 | 172.75 | 57.75 | 87
2030/31 | 173.25 | 57.75 | 97
2030/31 | 173.75 | 57.75 | 90
2030/31 | 174.25 | 57.75 | 72
2030/31 | 174.75 | 57.75 | 84
2030/31 | 175.25 | 57.75 | 58
2030/31 | 175.75 | 57.75 | 68
2030/31 | 176.25 | 57.75 | 67
2030/31 | 176.75 | 57.75 | 79
2030/31 | 177.25 | 57.75 | 75
2030/31 | 177.75 | 57.75 | 88
2030/31 | 178.25 | 57.75 | 76
2030/31 | 178.75 | 57.75 | 65
2030/31 | 179.25 | 57.75 | 82
2030/31 | 179.75 | 57.75 | 66
2030/31 | 180.25 | 57.75 | 73
2030/31 | 180.75 | 57.75 | 70
2030/31 | 181.25 | 57.75 | 67
2030/31 | 181.75 | 57.75 | 70
2030/31 | 182.25 | 57.75 | 67
2030/31 | 182.75 | 57.75 | 59
2030/31 | 183.25 | 57.75 | 65
2030/31 | 183.75 | 57.75 | 73
2030/31 | 184.25 | 57.75 | 72
2030/31 | 184.75 | 57.75 | 72
2030/31 | 185.25 | 57.75 | 65
2030/31 | 185.75 | 57.75 | 72
2030/31 | 186.25 | 57.75 | 65
2030/31 | 186.75 | 57.75 | 58
2030/31 | 187.25 | 57.75 | 64
2030/31 | 187.75 | 57.75 | 52
2030/31 | 188.25 | 57.75 | 46
2030/31 | 188.75 | 57.75 | 52
2030/31 | 189.25 | 57.75 | 54
2030/31 | 189.75 | 57.75 | 52
2030/31 | 190.25 | 57.75 | 50
2030/31 | 190.75 | 57.75 | 55
2030/31 | 191.25 | 57.75 | 64
2030/31 | 191.75 | 57.75 | 54
2030/31 | 192.25 | 57.75 | 46
2030/31 | 192.75 | 57.75 | 68
2030/31 | 193.25 | 57.75 | 43
2030/31 | 193.75 | 57.75 | 46
2030/31 | 194.25 | 57.75 | 50
2030/31 | 194.75 | 57.75 | 48
2030/31 | 195.25 | 57.75 | 53
2030/31 | 195.75 | 57.75 | 53
2030/31 | 196.25 | 57.75 | 44
2030/31 | 196.75 | 57.75 | 50
2030/31 | 197.25 | 57.75 | 41
2030/31 | 197.75 | 57.75 | 44
2030/31 | 198.25 | 57.75 | 45
2030/31 | 198.75 | 57.75 | 42
2030/31 | 199.25 | 57.75 | 38
2030/31 | 199.75 | 57.75 | 46
2030/31 | 200.25 | 57.75 | 32
2030/31 | 200.75 | 57.75 | 46
2030/31 | 201.25 | 57.75 | 51
2030/31 | 201.75 | 57.75 | 47
2030/31 | 202.25 | 57.75 | 50
2030/31 | 202.75 | 57.75 | 34
2030/31 | 203.25 | 57.75 | 33
2030/31 | 203.75 | 57.75 | 45
2030/31 | 204.25 | 57.75 | 46
2030/31 | 204.75 | 57.75 | 37
2030/31 | 205.25 | 57.75 | 42
2030/31 | 205.75 | 57.75 | 32
2030/31 | 206.25 | 57.75 | 39
2030/31 | 206.75 | 57.75 | 36
2030/31 | 207.25 | 57.75 | 32
2030/31 | 207.75 | 57.75 | 31
2030/31 | 208.25 | 57.75 | 31
2030/31 | 208.75 | 57.75 | 31
2030/31 | 209.25 | 57.75 | 28
2030/31 | 209.75 | 57.75 | 41
2030/31 | 210.25 | 57.75 | 31
2030/31 | 210.75 | 57.75 | 29
2030/31 | 211.25 | 57.75 | 26
2030/31 | 211.75 | 57.75 | 33
2030/31 | 212.25 | 57.75 | 30
2030/31 | 212.75 | 57.75 | 43
2030/31 | 213.25 | 57.75 | 29
2030/31 | 213.75 | 57.75 | 30
2030/31 | 214.25 | 57.75 | 22
2030/31 | 214.75 | 57.75 | 23
2030/31 | 215.25 | 57.75 | 31
2030/31 | 215.75 | 57.75 | 28
2030/31 | 216.25 | 57.75 | 21
2030/31 | 216.75 | 57.75 | 16
2030/31 | 217.25 | 57.75 | 15
2030/31 | 217.75 | 57.75 | 25
2030/31 | 218.25 | 57.75 | 25
2030/31 | 218.75 | 57.75 | 30
2030/31 | 219.25 | 57.75 | 18
2030/31 | 219.75 | 57.75 | 13
2030/31 | 220.25 | 57.75 | 24
2030/31 | 220.75 | 57.75 | 25
2030/31 | 221.25 | 57.75 | 32
2030/31 | 221.75 | 57.75 | 21
2030/31 | 222.25 | 57.75 | 15
2030/31 | 222.75 | 57.75 | 19
2030/31 | 223.25 | 57.75 | 16
2030/31 | 223.75 | 57.75 | 19
2030/31 | 224.25 | 57.75 | 20
2030/31 | 224.75 | 57.75 | 17
2030/31 | 225.25 | 57.75 | 17
2030/31 | 225.75 | 57.75 | 21
2030/31 | 226.25 | 57.75 | 17
2030/31 | 226.75 | 57.75 | 15
2030/31 | 227.25 | 57.75 | 17
2030/31 | 227.75 | 57.75 | 15
2030/31 | 228.25 | 57.75 | 17
2030/31 | 228.75 | 57.75 | 11
2030/31 | 229.25 | 57.75 | 10
2030/31 | 229.75 | 57.75 | 13
2030/31 | 230.25 | 57.75 | 13
2030/31 | 230.75 | 57.75 | 6
2030/31 | 231.25 | 57.75 | 14
2030/31 | 231.75 | 57.75 | 9
2030/31 | 232.25 | 57.75 | 18
2030/31 | 232.75 | 57.75 | 21
2030/31 | 233.25 | 57.75 | 10
2030/31 | 233.75 | 57.75 | 15
2030/31 | 234.25 | 57.75 | 9
2030/31 | 234.75 | 57.75 | 16
2030/31 | 235.25 | 57.75 | 8
2030/31 | 235.75 | 57.75 | 18
2030/31 | 236.25 | 57.75 | 12
2030/31 | 236.75 | 57.75 | 9
2030/31 | 237.25 | 57.75 | 12
2030/31 | 237.75 | 57.75 | 9
2030/31 | 238.25 | 57.75 | 13
2030/31 | 238.75 | 57.75 | 15
2030/31 | 239.25 | 57.75 | 10
2030/31 | 239.75 | 57.75 | 14
2030/31 | 240.25 | 57.75 | 8
2030/31 | 240.75 | 57.75 | 5
2030/31 | 241.25 | 57.75 | 5
2030/31 | 241.75 | 57.75 | 4
2030/31 | 242.25 | 57.75 | 2
2030/31 | 242.75 | 57.75 | 11
2030/31 | 243.25 | 57.75 | 12
2030/31 | 243.75 | 57.75 | 8
2030/31 | 244.25 | 57.75 | 6
2030/31 | 244.75 | 57.75 | 4
2030/31 | 245.25 | 57.75 | 5
2030/31 | 245.75 | 57.75 | 7
2030/31 | 246.25 | 57.75 | 6
2030/31 | 246.75 | 57.75 | 5
2030/31 | 247.25 | 57.75 | 5
2030/31 | 247.75 | 57.75 | 7
2030/31 | 248.25 | 57.75 | 6
2030/31 | 248.75 | 57.75 | 6
2030/31 | 249.25 | 57.75 | 6
2030/31 | 249.75 | 57.75 | 6
2030/31 | 250.25 | 57.75 | 3
2030/31 | 250.75 | 57.75 | 3
2030/31 | 251.25 | 57.75 | 2
2030/31 | 251.75 | 57.75 | 5
2030/31 | 252.25 | 57.75 | 6
2030/31 | 252.75 | 57.75 | 3
2030/31 | 253.25 | 57.75 | 3
2030/31 | 253.75 | 57.75 | 3
2030/31 | 254.25 | 57.75 | 4
2030/31 | 254.75 | 57.75 | 4
2030/31 | 255.25 | 57.75 | 6
2030/31 | 255.75 | 57.75 | 2
2030/31 | 256.25 | 57.75 | 1
2030/31 | 256.75 | 57.75 | 1
2030/31 | 257.25 | 57.75 | 2
2030/31 | 257.75 | 57.75 | 3
2030/31 | 258.25 | 57.75 | 3
2030/31 | 258.75 | 57.75 | 3
2030/31 | 259.25 | 57.75 | 2
2030/31 | 259.75 | 57.75 | 2
2030/31 | 260.25 | 57.75 | 1
2030/31 | 260.75 | 57.75 | 4
2030/31 | 261.25 | 57.75 | 3
2030/31 | 261.75 | 57.75 | 4
2030/31 | 262.25 | 57.75 | 2
2030/31 | 262.75 | 57.75 | 5
2030/31 | 263.25 | 57.75 | 2
2030/31 | 263.75 | 57.75 | 3
2030/31 | 264.25 | 57.75 | 1
2030/31 | 264.75 | 57.75 | 4
2030/31 | 265.25 | 57.75 | 2
2030/31 | 265.75 | 57.75 | 4
2030/31 | 266.25 | 57.75 | 1
2030/31 | 266.75 | 57.75 | 5
2030/31 | 267.25 | 57.75 | 6
2030/31 | 268.25 | 57.75 | 1
2030/31 | 269.25 | 57.75 | 1
2030/31 | 269.75 | 57.75 | 1
2030/31 | 270.25 | 57.75 | 2
2030/31 | 270.75 | 57.75 | 1
2030/31 | 272.75 | 57.75 | 1
2030/31 | 273.25 | 57.75 | 3
2030/31 | 274.25 | 57.75 | 1
2030/31 | 274.75 | 57.75 | 1
2030/31 | 275.25 | 57.75 | 2
2030/31 | 276.75 | 57.75 | 3
2030/31 | 277.75 | 57.75 | 1
2030/31 | 278.25 | 57.75 | 2
2030/31 | 279.25 | 57.75 | 1
2030/31 | 279.75 | 57.75 | 1
2030/31 | 280.25 | 57.75 | 1
2030/31 | 281.75 | 57.75 | 1
2030/31 | 282.25 | 57.75 | 1
2030/31 | 283.25 | 57.75 | 2
2030/31 | 283.75 | 57.75 | 1
2030/31 | 284.25 | 57.75 | 1
2030/31 | 285.25 | 57.75 | 1
2030/31 | 285.75 | 57.75 | 1
2030/31 | 286.75 | 57.75 | 1
2030/31 | 287.25 | 57.75 | 2
2030/31 | 287.75 | 57.75 | 1
2030/31 | 288.75 | 57.75 | 1
2030/31 | 291.25 | 57.75 | 1
2030/31 | 292.75 | 57.75 | 2
2030/31 | 295.75 | 57.75 | 1
2030/31 | 299.25 | 57.75 | 1
2030/31 | 78.25 | 58.25 | 1
2030/31 | 79.25 | 58.25 | 1
2030/31 | 80.25 | 58.25 | 1
2030/31 | 80.75 | 58.25 | 2
2030/31 | 81.25 | 58.25 | 2
2030/31 | 82.25 | 58.25 | 2
2030/31 | 82.75 | 58.25 | 4
2030/31 | 83.25 | 58.25 | 3
2030/31 | 83.75 | 58.25 | 1
2030/31 | 84.25 | 58.25 | 1
2030/31 | 84.75 | 58.25 | 3
2030/31 | 85.25 | 58.25 | 2
2030/31 | 85.75 | 58.25 | 5
2030/31 | 86.25 | 58.25 | 5
2030/31 | 86.75 | 58.25 | 7
2030/31 | 87.25 | 58.25 | 3
2030/31 | 87.75 | 58.25 | 9
2030/31 | 88.25 | 58.25 | 10
2030/31 | 88.75 | 58.25 | 7
2030/31 | 89.25 | 58.25 | 13
2030/31 | 89.75 | 58.25 | 10
2030/31 | 90.25 | 58.25 | 18
2030/31 | 90.75 | 58.25 | 22
2030/31 | 91.25 | 58.25 | 23
2030/31 | 91.75 | 58.25 | 21
2030/31 | 92.25 | 58.25 | 24
2030/31 | 92.75 | 58.25 | 31
2030/31 | 93.25 | 58.25 | 30
2030/31 | 93.75 | 58.25 | 32
2030/31 | 94.25 | 58.25 | 31
2030/31 | 94.75 | 58.25 | 34
2030/31 | 95.25 | 58.25 | 38
2030/31 | 95.75 | 58.25 | 58
2030/31 | 96.25 | 58.25 | 41
2030/31 | 96.75 | 58.25 | 47
2030/31 | 97.25 | 58.25 | 47
2030/31 | 97.75 | 58.25 | 54
2030/31 | 98.25 | 58.25 | 64
2030/31 | 98.75 | 58.25 | 66
2030/31 | 99.25 | 58.25 | 57
2030/31 | 99.75 | 58.25 | 61
2030/31 | 100.25 | 58.25 | 59
2030/31 | 100.75 | 58.25 | 92
2030/31 | 101.25 | 58.25 | 77
2030/31 | 101.75 | 58.25 | 82
2030/31 | 102.25 | 58.25 | 74
2030/31 | 102.75 | 58.25 | 87
2030/31 | 103.25 | 58.25 | 90
2030/31 | 103.75 | 58.25 | 115
2030/31 | 104.25 | 58.25 | 86
2030/31 | 104.75 | 58.25 | 111
2030/31 | 105.25 | 58.25 | 113
2030/31 | 105.75 | 58.25 | 107
2030/31 | 106.25 | 58.25 | 110
2030/31 | 106.75 | 58.25 | 121
2030/31 | 107.25 | 58.25 | 118
2030/31 | 107.75 | 58.25 | 136
2030/31 | 108.25 | 58.25 | 109
2030/31 | 108.75 | 58.25 | 109
2030/31 | 109.25 | 58.25 | 112
2030/31 | 109.75 | 58.25 | 142
2030/31 | 110.25 | 58.25 | 141
2030/31 | 110.75 | 58.25 | 129
2030/31 | 111.25 | 58.25 | 147
2030/31 | 111.75 | 58.25 | 105
2030/31 | 112.25 | 58.25 | 141
2030/31 | 112.75 | 58.25 | 162
2030/31 | 113.25 | 58.25 | 169
2030/31 | 113.75 | 58.25 | 142
2030/31 | 114.25 | 58.25 | 153
2030/31 | 114.75 | 58.25 | 142
2030/31 | 115.25 | 58.25 | 163
2030/31 | 115.75 | 58.25 | 158
2030/31 | 116.25 | 58.25 | 166
2030/31 | 116.75 | 58.25 | 184
2030/31 | 117.25 | 58.25 | 161
2030/31 | 117.75 | 58.25 | 162
2030/31 | 118.25 | 58.25 | 174
2030/31 | 118.75 | 58.25 | 164
2030/31 | 119.25 | 58.25 | 165
2030/31 | 119.75 | 58.25 | 175
2030/31 | 120.25 | 58.25 | 179
2030/31 | 120.75 | 58.25 | 177
2030/31 | 121.25 | 58.25 | 165
2030/31 | 121.75 | 58.25 | 155
2030/31 | 122.25 | 58.25 | 157
2030/31 | 122.75 | 58.25 | 182
2030/31 | 123.25 | 58.25 | 189
2030/31 | 123.75 | 58.25 | 175
2030/31 | 124.25 | 58.25 | 159
2030/31 | 124.75 | 58.25 | 191
2030/31 | 125.25 | 58.25 | 169
2030/31 | 125.75 | 58.25 | 152
2030/31 | 126.25 | 58.25 | 157
2030/31 | 126.75 | 58.25 | 187
2030/31 | 127.25 | 58.25 | 169
2030/31 | 127.75 | 58.25 | 153
2030/31 | 128.25 | 58.25 | 164
2030/31 | 128.75 | 58.25 | 190
2030/31 | 129.25 | 58.25 | 187
2030/31 | 129.75 | 58.25 | 159
2030/31 | 130.25 | 58.25 | 164
2030/31 | 130.75 | 58.25 | 166
2030/31 | 131.25 | 58.25 | 176
2030/31 | 131.75 | 58.25 | 165
2030/31 | 132.25 | 58.25 | 189
2030/31 | 132.75 | 58.25 | 131
2030/31 | 133.25 | 58.25 | 125
2030/31 | 133.75 | 58.25 | 169
2030/31 | 134.25 | 58.25 | 165
2030/31 | 134.75 | 58.25 | 140
2030/31 | 135.25 | 58.25 | 170
2030/31 | 135.75 | 58.25 | 171
2030/31 | 136.25 | 58.25 | 137
2030/31 | 136.75 | 58.25 | 155
2030/31 | 137.25 | 58.25 | 182
2030/31 | 137.75 | 58.25 | 152
2030/31 | 138.25 | 58.25 | 157
2030/31 | 138.75 | 58.25 | 168
2030/31 | 139.25 | 58.25 | 149
2030/31 | 139.75 | 58.25 | 147
2030/31 | 140.25 | 58.25 | 127
2030/31 | 140.75 | 58.25 | 156
2030/31 | 141.25 | 58.25 | 171
2030/31 | 141.75 | 58.25 | 157
2030/31 | 142.25 | 58.25 | 156
2030/31 | 142.75 | 58.25 | 154
2030/31 | 143.25 | 58.25 | 138
2030/31 | 143.75 | 58.25 | 132
2030/31 | 144.25 | 58.25 | 138
2030/31 | 144.75 | 58.25 | 145
2030/31 | 145.25 | 58.25 | 153
2030/31 | 145.75 | 58.25 | 151
2030/31 | 146.25 | 58.25 | 144
2030/31 | 146.75 | 58.25 | 127
2030/31 | 147.25 | 58.25 | 140
2030/31 | 147.75 | 58.25 | 131
2030/31 | 148.25 | 58.25 | 129
2030/31 | 148.75 | 58.25 | 121
2030/31 | 149.25 | 58.25 | 129
2030/31 | 149.75 | 58.25 | 151
2030/31 | 150.25 | 58.25 | 124
2030/31 | 150.75 | 58.25 | 127
2030/31 | 151.25 | 58.25 | 103
2030/31 | 151.75 | 58.25 | 129
2030/31 | 152.25 | 58.25 | 133
2030/31 | 152.75 | 58.25 | 102
2030/31 | 153.25 | 58.25 | 142
2030/31 | 153.75 | 58.25 | 112
2030/31 | 154.25 | 58.25 | 123
2030/31 | 154.75 | 58.25 | 115
2030/31 | 155.25 | 58.25 | 104
2030/31 | 155.75 | 58.25 | 110
2030/31 | 156.25 | 58.25 | 108
2030/31 | 156.75 | 58.25 | 106
2030/31 | 157.25 | 58.25 | 109
2030/31 | 157.75 | 58.25 | 110
2030/31 | 158.25 | 58.25 | 102
2030/31 | 158.75 | 58.25 | 97
2030/31 | 159.25 | 58.25 | 109
2030/31 | 159.75 | 58.25 | 93
2030/31 | 160.25 | 58.25 | 97
2030/31 | 160.75 | 58.25 | 123
2030/31 | 161.25 | 58.25 | 93
2030/31 | 161.75 | 58.25 | 114
2030/31 | 162.25 | 58.25 | 108
2030/31 | 162.75 | 58.25 | 123
2030/31 | 163.25 | 58.25 | 106
2030/31 | 163.75 | 58.25 | 114
2030/31 | 164.25 | 58.25 | 112
2030/31 | 164.75 | 58.25 | 89
2030/31 | 165.25 | 58.25 | 91
2030/31 | 165.75 | 58.25 | 94
2030/31 | 166.25 | 58.25 | 97
2030/31 | 166.75 | 58.25 | 81
2030/31 | 167.25 | 58.25 | 84
2030/31 | 167.75 | 58.25 | 104
2030/31 | 168.25 | 58.25 | 88
2030/31 | 168.75 | 58.25 | 65
2030/31 | 169.25 | 58.25 | 91
2030/31 | 169.75 | 58.25 | 83
2030/31 | 170.25 | 58.25 | 93
2030/31 | 170.75 | 58.25 | 97
2030/31 | 171.25 | 58.25 | 87
2030/31 | 171.75 | 58.25 | 82
2030/31 | 172.25 | 58.25 | 84
2030/31 | 172.75 | 58.25 | 76
2030/31 | 173.25 | 58.25 | 76
2030/31 | 173.75 | 58.25 | 92
2030/31 | 174.25 | 58.25 | 92
2030/31 | 174.75 | 58.25 | 65
2030/31 | 175.25 | 58.25 | 72
2030/31 | 175.75 | 58.25 | 97
2030/31 | 176.25 | 58.25 | 89
2030/31 | 176.75 | 58.25 | 77
2030/31 | 177.25 | 58.25 | 73
2030/31 | 177.75 | 58.25 | 86
2030/31 | 178.25 | 58.25 | 67
2030/31 | 178.75 | 58.25 | 84
2030/31 | 179.25 | 58.25 | 81
2030/31 | 179.75 | 58.25 | 79
2030/31 | 180.25 | 58.25 | 76
2030/31 | 180.75 | 58.25 | 78
2030/31 | 181.25 | 58.25 | 72
2030/31 | 181.75 | 58.25 | 63
2030/31 | 182.25 | 58.25 | 63
2030/31 | 182.75 | 58.25 | 77
2030/31 | 183.25 | 58.25 | 68
2030/31 | 183.75 | 58.25 | 82
2030/31 | 184.25 | 58.25 | 76
2030/31 | 184.75 | 58.25 | 58
2030/31 | 185.25 | 58.25 | 69
2030/31 | 185.75 | 58.25 | 56
2030/31 | 186.25 | 58.25 | 61
2030/31 | 186.75 | 58.25 | 51
2030/31 | 187.25 | 58.25 | 69
2030/31 | 187.75 | 58.25 | 55
2030/31 | 188.25 | 58.25 | 66
2030/31 | 188.75 | 58.25 | 60
2030/31 | 189.25 | 58.25 | 54
2030/31 | 189.75 | 58.25 | 68
2030/31 | 190.25 | 58.25 | 51
2030/31 | 190.75 | 58.25 | 53
2030/31 | 191.25 | 58.25 | 72
2030/31 | 191.75 | 58.25 | 70
2030/31 | 192.25 | 58.25 | 51
2030/31 | 192.75 | 58.25 | 65
2030/31 | 193.25 | 58.25 | 63
2030/31 | 193.75 | 58.25 | 50
2030/31 | 194.25 | 58.25 | 53
2030/31 | 194.75 | 58.25 | 52
2030/31 | 195.25 | 58.25 | 55
2030/31 | 195.75 | 58.25 | 57
2030/31 | 196.25 | 58.25 | 52
2030/31 | 196.75 | 58.25 | 49
2030/31 | 197.25 | 58.25 | 44
2030/31 | 197.75 | 58.25 | 42
2030/31 | 198.25 | 58.25 | 53
2030/31 | 198.75 | 58.25 | 50
2030/31 | 199.25 | 58.25 | 46
2030/31 | 199.75 | 58.25 | 49
2030/31 | 200.25 | 58.25 | 34
2030/31 | 200.75 | 58.25 | 51
2030/31 | 201.25 | 58.25 | 56
2030/31 | 201.75 | 58.25 | 44
2030/31 | 202.25 | 58.25 | 45
2030/31 | 202.75 | 58.25 | 52
2030/31 | 203.25 | 58.25 | 41
2030/31 | 203.75 | 58.25 | 34
2030/31 | 204.25 | 58.25 | 32
2030/31 | 204.75 | 58.25 | 45
2030/31 | 205.25 | 58.25 | 48
2030/31 | 205.75 | 58.25 | 45
2030/31 | 206.25 | 58.25 | 43
2030/31 | 206.75 | 58.25 | 36
2030/31 | 207.25 | 58.25 | 31
2030/31 | 207.75 | 58.25 | 43
2030/31 | 208.25 | 58.25 | 40
2030/31 | 208.75 | 58.25 | 40
2030/31 | 209.25 | 58.25 | 37
2030/31 | 209.75 | 58.25 | 24
2030/31 | 210.25 | 58.25 | 30
2030/31 | 210.75 | 58.25 | 45
2030/31 | 211.25 | 58.25 | 23
2030/31 | 211.75 | 58.25 | 27
2030/31 | 212.25 | 58.25 | 25
2030/31 | 212.75 | 58.25 | 38
2030/31 | 213.25 | 58.25 | 27
2030/31 | 213.75 | 58.25 | 23
2030/31 | 214.25 | 58.25 | 31
2030/31 | 214.75 | 58.25 | 29
2030/31 | 215.25 | 58.25 | 32
2030/31 | 215.75 | 58.25 | 22
2030/31 | 216.25 | 58.25 | 21
2030/31 | 216.75 | 58.25 | 20
2030/31 | 217.25 | 58.25 | 22
2030/31 | 217.75 | 58.25 | 32
2030/31 | 218.25 | 58.25 | 28
2030/31 | 218.75 | 58.25 | 33
2030/31 | 219.25 | 58.25 | 20
2030/31 | 219.75 | 58.25 | 21
2030/31 | 220.25 | 58.25 | 27
2030/31 | 220.75 | 58.25 | 20
2030/31 | 221.25 | 58.25 | 16
2030/31 | 221.75 | 58.25 | 33
2030/31 | 222.25 | 58.25 | 20
2030/31 | 222.75 | 58.25 | 21
2030/31 | 223.25 | 58.25 | 24
2030/31 | 223.75 | 58.25 | 24
2030/31 | 224.25 | 58.25 | 20
2030/31 | 224.75 | 58.25 | 18
2030/31 | 225.25 | 58.25 | 14
2030/31 | 225.75 | 58.25 | 20
2030/31 | 226.25 | 58.25 | 24
2030/31 | 226.75 | 58.25 | 13
2030/31 | 227.25 | 58.25 | 20
2030/31 | 227.75 | 58.25 | 22
2030/31 | 228.25 | 58.25 | 13
2030/31 | 228.75 | 58.25 | 15
2030/31 | 229.25 | 58.25 | 21
2030/31 | 229.75 | 58.25 | 14
2030/31 | 230.25 | 58.25 | 14
2030/31 | 230.75 | 58.25 | 15
2030/31 | 231.25 | 58.25 | 16
2030/31 | 231.75 | 58.25 | 15
2030/31 | 232.25 | 58.25 | 15
2030/31 | 232.75 | 58.25 | 11
2030/31 | 233.25 | 58.25 | 14
2030/31 | 233.75 | 58.25 | 15
2030/31 | 234.25 | 58.25 | 16
2030/31 | 234.75 | 58.25 | 17
2030/31 | 235.25 | 58.25 | 15
2030/31 | 235.75 | 58.25 | 14
2030/31 | 236.25 | 58.25 | 15
2030/31 | 236.75 | 58.25 | 12
2030/31 | 237.25 | 58.25 | 13
2030/31 | 237.75 | 58.25 | 9
2030/31 | 238.25 | 58.25 | 10
2030/31 | 238.75 | 58.25 | 10
2030/31 | 239.25 | 58.25 | 8
2030/31 | 239.75 | 58.25 | 14
2030/31 | 240.25 | 58.25 | 9
2030/31 | 240.75 | 58.25 | 7
2030/31 | 241.25 | 58.25 | 9
2030/31 | 241.75 | 58.25 | 7
2030/31 | 242.25 | 58.25 | 5
2030/31 | 242.75 | 58.25 | 9
2030/31 | 243.25 | 58.25 | 8
2030/31 | 243.75 | 58.25 | 9
2030/31 | 244.25 | 58.25 | 7
2030/31 | 244.75 | 58.25 | 6
2030/31 | 245.25 | 58.25 | 9
2030/31 | 245.75 | 58.25 | 7
2030/31 | 246.25 | 58.25 | 7
2030/31 | 246.75 | 58.25 | 6
2030/31 | 247.25 | 58.25 | 7
2030/31 | 247.75 | 58.25 | 7
2030/31 | 248.25 | 58.25 | 4
2030/31 | 248.75 | 58.25 | 5
2030/31 | 249.25 | 58.25 | 3
2030/31 | 249.75 | 58.25 | 12
2030/31 | 250.25 | 58.25 | 8
2030/31 | 250.75 | 58.25 | 7
2030/31 | 251.25 | 58.25 | 9
2030/31 | 251.75 | 58.25 | 2
2030/31 | 252.25 | 58.25 | 11
2030/31 | 252.75 | 58.25 | 10
2030/31 | 253.25 | 58.25 | 11
2030/31 | 253.75 | 58.25 | 4
2030/31 | 254.25 | 58.25 | 5
2030/31 | 254.75 | 58.25 | 8
2030/31 | 255.25 | 58.25 | 2
2030/31 | 255.75 | 58.25 | 4
2030/31 | 256.25 | 58.25 | 3
2030/31 | 256.75 | 58.25 | 1
2030/31 | 257.25 | 58.25 | 6
2030/31 | 257.75 | 58.25 | 6
2030/31 | 258.25 | 58.25 | 3
2030/31 | 258.75 | 58.25 | 2
2030/31 | 259.25 | 58.25 | 6
2030/31 | 259.75 | 58.25 | 3
2030/31 | 260.25 | 58.25 | 4
2030/31 | 260.75 | 58.25 | 2
2030/31 | 261.25 | 58.25 | 3
2030/31 | 261.75 | 58.25 | 2
2030/31 | 262.25 | 58.25 | 5
2030/31 | 262.75 | 58.25 | 4
2030/31 | 263.25 | 58.25 | 3
2030/31 | 264.25 | 58.25 | 3
2030/31 | 264.75 | 58.25 | 1
2030/31 | 265.25 | 58.25 | 4
2030/31 | 265.75 | 58.25 | 2
2030/31 | 266.25 | 58.25 | 3
2030/31 | 266.75 | 58.25 | 1
2030/31 | 267.25 | 58.25 | 3
2030/31 | 267.75 | 58.25 | 1
2030/31 | 268.25 | 58.25 | 2
2030/31 | 268.75 | 58.25 | 2
2030/31 | 269.75 | 58.25 | 1
2030/31 | 270.25 | 58.25 | 3
2030/31 | 270.75 | 58.25 | 2
2030/31 | 271.25 | 58.25 | 2
2030/31 | 271.75 | 58.25 | 2
2030/31 | 272.25 | 58.25 | 1
2030/31 | 273.25 | 58.25 | 2
2030/31 | 274.25 | 58.25 | 2
2030/31 | 274.75 | 58.25 | 1
2030/31 | 275.25 | 58.25 | 1
2030/31 | 275.75 | 58.25 | 4
2030/31 | 276.25 | 58.25 | 1
2030/31 | 276.75 | 58.25 | 2
2030/31 | 277.75 | 58.25 | 1
2030/31 | 278.25 | 58.25 | 1
2030/31 | 278.75 | 58.25 | 1
2030/31 | 279.25 | 58.25 | 1
2030/31 | 279.75 | 58.25 | 1
2030/31 | 280.75 | 58.25 | 2
2030/31 | 282.25 | 58.25 | 1
2030/31 | 284.25 | 58.25 | 1
2030/31 | 285.25 | 58.25 | 1
2030/31 | 285.75 | 58.25 | 1
2030/31 | 286.25 | 58.25 | 3
2030/31 | 286.75 | 58.25 | 1
2030/31 | 288.25 | 58.25 | 1
2030/31 | 289.25 | 58.25 | 1
2030/31 | 289.75 | 58.25 | 1
2030/31 | 294.25 | 58.25 | 2
2030/31 | 297.25 | 58.25 | 1
2030/31 | 298.25 | 58.25 | 1
2030/31 | 298.75 | 58.25 | 1
2030/31 | 301.25 | 58.25 | 1
2030/31 | 301.75 | 58.25 | 1
2030/31 | 303.75 | 58.25 | 1
2030/31 | 308.75 | 58.25 | 1
2030/31 | 311.25 | 58.25 | 1
2030/31 | 312.75 | 58.25 | 1
2030/31 | 318.25 | 58.25 | 1
2030/31 | 323.25 | 58.25 | 1
2030/31 | 326.25 | 58.25 | 1
2030/31 | 330.25 | 58.25 | 1
2030/31 | 331.75 | 58.25 | 1
2030/31 | 338.25 | 58.25 | 1
2030/31 | 369.75 | 58.25 | 1
2030/31 | 80.25 | 58.75 | 1
2030/31 | 81.25 | 58.75 | 2
2030/31 | 82.25 | 58.75 | 1
2030/31 | 82.75 | 58.75 | 2
2030/31 | 83.25 | 58.75 | 2
2030/31 | 83.75 | 58.75 | 1
2030/31 | 84.25 | 58.75 | 7
2030/31 | 84.75 | 58.75 | 9
2030/31 | 85.25 | 58.75 | 3
2030/31 | 85.75 | 58.75 | 1
2030/31 | 86.25 | 58.75 | 5
2030/31 | 86.75 | 58.75 | 3
2030/31 | 87.25 | 58.75 | 9
2030/31 | 87.75 | 58.75 | 6
2030/31 | 88.25 | 58.75 | 6
2030/31 | 88.75 | 58.75 | 7
2030/31 | 89.25 | 58.75 | 12
2030/31 | 89.75 | 58.75 | 9
2030/31 | 90.25 | 58.75 | 13
2030/31 | 90.75 | 58.75 | 9
2030/31 | 91.25 | 58.75 | 11
2030/31 | 91.75 | 58.75 | 14
2030/31 | 92.25 | 58.75 | 23
2030/31 | 92.75 | 58.75 | 17
2030/31 | 93.25 | 58.75 | 30
2030/31 | 93.75 | 58.75 | 23
2030/31 | 94.25 | 58.75 | 39
2030/31 | 94.75 | 58.75 | 35
2030/31 | 95.25 | 58.75 | 45
2030/31 | 95.75 | 58.75 | 44
2030/31 | 96.25 | 58.75 | 28
2030/31 | 96.75 | 58.75 | 52
2030/31 | 97.25 | 58.75 | 37
2030/31 | 97.75 | 58.75 | 35
2030/31 | 98.25 | 58.75 | 43
2030/31 | 98.75 | 58.75 | 66
2030/31 | 99.25 | 58.75 | 60
2030/31 | 99.75 | 58.75 | 60
2030/31 | 100.25 | 58.75 | 62
2030/31 | 100.75 | 58.75 | 68
2030/31 | 101.25 | 58.75 | 68
2030/31 | 101.75 | 58.75 | 61
2030/31 | 102.25 | 58.75 | 85
2030/31 | 102.75 | 58.75 | 102
2030/31 | 103.25 | 58.75 | 114
2030/31 | 103.75 | 58.75 | 91
2030/31 | 104.25 | 58.75 | 106
2030/31 | 104.75 | 58.75 | 108
2030/31 | 105.25 | 58.75 | 89
2030/31 | 105.75 | 58.75 | 81
2030/31 | 106.25 | 58.75 | 114
2030/31 | 106.75 | 58.75 | 109
2030/31 | 107.25 | 58.75 | 109
2030/31 | 107.75 | 58.75 | 102
2030/31 | 108.25 | 58.75 | 135
2030/31 | 108.75 | 58.75 | 121
2030/31 | 109.25 | 58.75 | 161
2030/31 | 109.75 | 58.75 | 113
2030/31 | 110.25 | 58.75 | 162
2030/31 | 110.75 | 58.75 | 118
2030/31 | 111.25 | 58.75 | 143
2030/31 | 111.75 | 58.75 | 145
2030/31 | 112.25 | 58.75 | 151
2030/31 | 112.75 | 58.75 | 151
2030/31 | 113.25 | 58.75 | 139
2030/31 | 113.75 | 58.75 | 157
2030/31 | 114.25 | 58.75 | 149
2030/31 | 114.75 | 58.75 | 157
2030/31 | 115.25 | 58.75 | 153
2030/31 | 115.75 | 58.75 | 170
2030/31 | 116.25 | 58.75 | 149
2030/31 | 116.75 | 58.75 | 162
2030/31 | 117.25 | 58.75 | 167
2030/31 | 117.75 | 58.75 | 158
2030/31 | 118.25 | 58.75 | 162
2030/31 | 118.75 | 58.75 | 170
2030/31 | 119.25 | 58.75 | 180
2030/31 | 119.75 | 58.75 | 184
2030/31 | 120.25 | 58.75 | 188
2030/31 | 120.75 | 58.75 | 177
2030/31 | 121.25 | 58.75 | 181
2030/31 | 121.75 | 58.75 | 175
2030/31 | 122.25 | 58.75 | 161
2030/31 | 122.75 | 58.75 | 173
2030/31 | 123.25 | 58.75 | 175
2030/31 | 123.75 | 58.75 | 167
2030/31 | 124.25 | 58.75 | 136
2030/31 | 124.75 | 58.75 | 190
2030/31 | 125.25 | 58.75 | 149
2030/31 | 125.75 | 58.75 | 157
2030/31 | 126.25 | 58.75 | 175
2030/31 | 126.75 | 58.75 | 171
2030/31 | 127.25 | 58.75 | 149
2030/31 | 127.75 | 58.75 | 160
2030/31 | 128.25 | 58.75 | 149
2030/31 | 128.75 | 58.75 | 180
2030/31 | 129.25 | 58.75 | 169
2030/31 | 129.75 | 58.75 | 160
2030/31 | 130.25 | 58.75 | 155
2030/31 | 130.75 | 58.75 | 167
2030/31 | 131.25 | 58.75 | 165
2030/31 | 131.75 | 58.75 | 166
2030/31 | 132.25 | 58.75 | 151
2030/31 | 132.75 | 58.75 | 175
2030/31 | 133.25 | 58.75 | 184
2030/31 | 133.75 | 58.75 | 171
2030/31 | 134.25 | 58.75 | 154
2030/31 | 134.75 | 58.75 | 143
2030/31 | 135.25 | 58.75 | 161
2030/31 | 135.75 | 58.75 | 172
2030/31 | 136.25 | 58.75 | 163
2030/31 | 136.75 | 58.75 | 143
2030/31 | 137.25 | 58.75 | 163
2030/31 | 137.75 | 58.75 | 170
2030/31 | 138.25 | 58.75 | 143
2030/31 | 138.75 | 58.75 | 175
2030/31 | 139.25 | 58.75 | 186
2030/31 | 139.75 | 58.75 | 157
2030/31 | 140.25 | 58.75 | 158
2030/31 | 140.75 | 58.75 | 194
2030/31 | 141.25 | 58.75 | 150
2030/31 | 141.75 | 58.75 | 164
2030/31 | 142.25 | 58.75 | 145
2030/31 | 142.75 | 58.75 | 155
2030/31 | 143.25 | 58.75 | 165
2030/31 | 143.75 | 58.75 | 131
2030/31 | 144.25 | 58.75 | 156
2030/31 | 144.75 | 58.75 | 141
2030/31 | 145.25 | 58.75 | 126
2030/31 | 145.75 | 58.75 | 133
2030/31 | 146.25 | 58.75 | 160
2030/31 | 146.75 | 58.75 | 140
2030/31 | 147.25 | 58.75 | 128
2030/31 | 147.75 | 58.75 | 139
2030/31 | 148.25 | 58.75 | 140
2030/31 | 148.75 | 58.75 | 106
2030/31 | 149.25 | 58.75 | 142
2030/31 | 149.75 | 58.75 | 124
2030/31 | 150.25 | 58.75 | 133
2030/31 | 150.75 | 58.75 | 136
2030/31 | 151.25 | 58.75 | 115
2030/31 | 151.75 | 58.75 | 112
2030/31 | 152.25 | 58.75 | 120
2030/31 | 152.75 | 58.75 | 143
2030/31 | 153.25 | 58.75 | 116
2030/31 | 153.75 | 58.75 | 137
2030/31 | 154.25 | 58.75 | 125
2030/31 | 154.75 | 58.75 | 121
2030/31 | 155.25 | 58.75 | 143
2030/31 | 155.75 | 58.75 | 128
2030/31 | 156.25 | 58.75 | 108
2030/31 | 156.75 | 58.75 | 109
2030/31 | 157.25 | 58.75 | 127
2030/31 | 157.75 | 58.75 | 129
2030/31 | 158.25 | 58.75 | 109
2030/31 | 158.75 | 58.75 | 124
2030/31 | 159.25 | 58.75 | 114
2030/31 | 159.75 | 58.75 | 118
2030/31 | 160.25 | 58.75 | 116
2030/31 | 160.75 | 58.75 | 124
2030/31 | 161.25 | 58.75 | 110
2030/31 | 161.75 | 58.75 | 110
2030/31 | 162.25 | 58.75 | 113
2030/31 | 162.75 | 58.75 | 113
2030/31 | 163.25 | 58.75 | 96
2030/31 | 163.75 | 58.75 | 99
2030/31 | 164.25 | 58.75 | 99
2030/31 | 164.75 | 58.75 | 105
2030/31 | 165.25 | 58.75 | 102
2030/31 | 165.75 | 58.75 | 104
2030/31 | 166.25 | 58.75 | 95
2030/31 | 166.75 | 58.75 | 95
2030/31 | 167.25 | 58.75 | 95
2030/31 | 167.75 | 58.75 | 90
2030/31 | 168.25 | 58.75 | 103
2030/31 | 168.75 | 58.75 | 93
2030/31 | 169.25 | 58.75 | 84
2030/31 | 169.75 | 58.75 | 93
2030/31 | 170.25 | 58.75 | 109
2030/31 | 170.75 | 58.75 | 96
2030/31 | 171.25 | 58.75 | 93
2030/31 | 171.75 | 58.75 | 90
2030/31 | 172.25 | 58.75 | 80
2030/31 | 172.75 | 58.75 | 81
2030/31 | 173.25 | 58.75 | 81
2030/31 | 173.75 | 58.75 | 81
2030/31 | 174.25 | 58.75 | 72
2030/31 | 174.75 | 58.75 | 89
2030/31 | 175.25 | 58.75 | 87
2030/31 | 175.75 | 58.75 | 73
2030/31 | 176.25 | 58.75 | 82
2030/31 | 176.75 | 58.75 | 87
2030/31 | 177.25 | 58.75 | 86
2030/31 | 177.75 | 58.75 | 97
2030/31 | 178.25 | 58.75 | 82
2030/31 | 178.75 | 58.75 | 96
2030/31 | 179.25 | 58.75 | 77
2030/31 | 179.75 | 58.75 | 82
2030/31 | 180.25 | 58.75 | 97
2030/31 | 180.75 | 58.75 | 83
2030/31 | 181.25 | 58.75 | 89
2030/31 | 181.75 | 58.75 | 58
2030/31 | 182.25 | 58.75 | 88
2030/31 | 182.75 | 58.75 | 92
2030/31 | 183.25 | 58.75 | 79
2030/31 | 183.75 | 58.75 | 71
2030/31 | 184.25 | 58.75 | 63
2030/31 | 184.75 | 58.75 | 50
2030/31 | 185.25 | 58.75 | 83
2030/31 | 185.75 | 58.75 | 80
2030/31 | 186.25 | 58.75 | 58
2030/31 | 186.75 | 58.75 | 69
2030/31 | 187.25 | 58.75 | 70
2030/31 | 187.75 | 58.75 | 75
2030/31 | 188.25 | 58.75 | 53
2030/31 | 188.75 | 58.75 | 46
2030/31 | 189.25 | 58.75 | 80
2030/31 | 189.75 | 58.75 | 50
2030/31 | 190.25 | 58.75 | 61
2030/31 | 190.75 | 58.75 | 50
2030/31 | 191.25 | 58.75 | 57
2030/31 | 191.75 | 58.75 | 62
2030/31 | 192.25 | 58.75 | 49
2030/31 | 192.75 | 58.75 | 60
2030/31 | 193.25 | 58.75 | 66
2030/31 | 193.75 | 58.75 | 51
2030/31 | 194.25 | 58.75 | 50
2030/31 | 194.75 | 58.75 | 62
2030/31 | 195.25 | 58.75 | 46
2030/31 | 195.75 | 58.75 | 53
2030/31 | 196.25 | 58.75 | 42
2030/31 | 196.75 | 58.75 | 66
2030/31 | 197.25 | 58.75 | 60
2030/31 | 197.75 | 58.75 | 44
2030/31 | 198.25 | 58.75 | 60
2030/31 | 198.75 | 58.75 | 45
2030/31 | 199.25 | 58.75 | 44
2030/31 | 199.75 | 58.75 | 58
2030/31 | 200.25 | 58.75 | 51
2030/31 | 200.75 | 58.75 | 39
2030/31 | 201.25 | 58.75 | 48
2030/31 | 201.75 | 58.75 | 31
2030/31 | 202.25 | 58.75 | 42
2030/31 | 202.75 | 58.75 | 42
2030/31 | 203.25 | 58.75 | 45
2030/31 | 203.75 | 58.75 | 45
2030/31 | 204.25 | 58.75 | 53
2030/31 | 204.75 | 58.75 | 39
2030/31 | 205.25 | 58.75 | 34
2030/31 | 205.75 | 58.75 | 34
2030/31 | 206.25 | 58.75 | 50
2030/31 | 206.75 | 58.75 | 53
2030/31 | 207.25 | 58.75 | 38
2030/31 | 207.75 | 58.75 | 38
2030/31 | 208.25 | 58.75 | 44
2030/31 | 208.75 | 58.75 | 38
2030/31 | 209.25 | 58.75 | 31
2030/31 | 209.75 | 58.75 | 31
2030/31 | 210.25 | 58.75 | 42
2030/31 | 210.75 | 58.75 | 40
2030/31 | 211.25 | 58.75 | 33
2030/31 | 211.75 | 58.75 | 35
2030/31 | 212.25 | 58.75 | 33
2030/31 | 212.75 | 58.75 | 29
2030/31 | 213.25 | 58.75 | 27
2030/31 | 213.75 | 58.75 | 28
2030/31 | 214.25 | 58.75 | 37
2030/31 | 214.75 | 58.75 | 28
2030/31 | 215.25 | 58.75 | 29
2030/31 | 215.75 | 58.75 | 25
2030/31 | 216.25 | 58.75 | 21
2030/31 | 216.75 | 58.75 | 40
2030/31 | 217.25 | 58.75 | 22
2030/31 | 217.75 | 58.75 | 31
2030/31 | 218.25 | 58.75 | 25
2030/31 | 218.75 | 58.75 | 34
2030/31 | 219.25 | 58.75 | 25
2030/31 | 219.75 | 58.75 | 21
2030/31 | 220.25 | 58.75 | 16
2030/31 | 220.75 | 58.75 | 15
2030/31 | 221.25 | 58.75 | 30
2030/31 | 221.75 | 58.75 | 26
2030/31 | 222.25 | 58.75 | 29
2030/31 | 222.75 | 58.75 | 25
2030/31 | 223.25 | 58.75 | 11
2030/31 | 223.75 | 58.75 | 19
2030/31 | 224.25 | 58.75 | 14
2030/31 | 224.75 | 58.75 | 18
2030/31 | 225.25 | 58.75 | 17
2030/31 | 225.75 | 58.75 | 29
2030/31 | 226.25 | 58.75 | 18
2030/31 | 226.75 | 58.75 | 21
2030/31 | 227.25 | 58.75 | 20
2030/31 | 227.75 | 58.75 | 22
2030/31 | 228.25 | 58.75 | 15
2030/31 | 228.75 | 58.75 | 19
2030/31 | 229.25 | 58.75 | 15
2030/31 | 229.75 | 58.75 | 17
2030/31 | 230.25 | 58.75 | 16
2030/31 | 230.75 | 58.75 | 19
2030/31 | 231.25 | 58.75 | 21
2030/31 | 231.75 | 58.75 | 16
2030/31 | 232.25 | 58.75 | 16
2030/31 | 232.75 | 58.75 | 15
2030/31 | 233.25 | 58.75 | 15
2030/31 | 233.75 | 58.75 | 13
2030/31 | 234.25 | 58.75 | 17
2030/31 | 234.75 | 58.75 | 13
2030/31 | 235.25 | 58.75 | 19
2030/31 | 235.75 | 58.75 | 15
2030/31 | 236.25 | 58.75 | 9
2030/31 | 236.75 | 58.75 | 17
2030/31 | 237.25 | 58.75 | 18
2030/31 | 237.75 | 58.75 | 9
2030/31 | 238.25 | 58.75 | 15
2030/31 | 238.75 | 58.75 | 14
2030/31 | 239.25 | 58.75 | 14
2030/31 | 239.75 | 58.75 | 10
2030/31 | 240.25 | 58.75 | 8
2030/31 | 240.75 | 58.75 | 9
2030/31 | 241.25 | 58.75 | 12
2030/31 | 241.75 | 58.75 | 5
2030/31 | 242.25 | 58.75 | 11
2030/31 | 242.75 | 58.75 | 8
2030/31 | 243.25 | 58.75 | 7
2030/31 | 243.75 | 58.75 | 11
2030/31 | 244.25 | 58.75 | 13
2030/31 | 244.75 | 58.75 | 9
2030/31 | 245.25 | 58.75 | 11
2030/31 | 245.75 | 58.75 | 7
2030/31 | 246.25 | 58.75 | 5
2030/31 | 246.75 | 58.75 | 3
2030/31 | 247.25 | 58.75 | 5
2030/31 | 247.75 | 58.75 | 5
2030/31 | 248.25 | 58.75 | 9
2030/31 | 248.75 | 58.75 | 7
2030/31 | 249.25 | 58.75 | 7
2030/31 | 249.75 | 58.75 | 3
2030/31 | 250.25 | 58.75 | 4
2030/31 | 250.75 | 58.75 | 2
2030/31 | 251.25 | 58.75 | 3
2030/31 | 251.75 | 58.75 | 8
2030/31 | 252.25 | 58.75 | 5
2030/31 | 252.75 | 58.75 | 3
2030/31 | 253.25 | 58.75 | 3
2030/31 | 253.75 | 58.75 | 1
2030/31 | 254.25 | 58.75 | 4
2030/31 | 254.75 | 58.75 | 1
2030/31 | 255.25 | 58.75 | 9
2030/31 | 255.75 | 58.75 | 6
2030/31 | 256.25 | 58.75 | 4
2030/31 | 256.75 | 58.75 | 1
2030/31 | 257.25 | 58.75 | 3
2030/31 | 257.75 | 58.75 | 4
2030/31 | 258.25 | 58.75 | 2
2030/31 | 258.75 | 58.75 | 2
2030/31 | 259.25 | 58.75 | 2
2030/31 | 259.75 | 58.75 | 5
2030/31 | 260.25 | 58.75 | 4
2030/31 | 260.75 | 58.75 | 6
2030/31 | 261.25 | 58.75 | 2
2030/31 | 261.75 | 58.75 | 3
2030/31 | 262.25 | 58.75 | 1
2030/31 | 262.75 | 58.75 | 2
2030/31 | 263.25 | 58.75 | 5
2030/31 | 263.75 | 58.75 | 5
2030/31 | 264.25 | 58.75 | 1
2030/31 | 264.75 | 58.75 | 3
2030/31 | 265.25 | 58.75 | 5
2030/31 | 265.75 | 58.75 | 3
2030/31 | 266.25 | 58.75 | 2
2030/31 | 266.75 | 58.75 | 2
2030/31 | 267.25 | 58.75 | 1
2030/31 | 267.75 | 58.75 | 4
2030/31 | 268.25 | 58.75 | 2
2030/31 | 268.75 | 58.75 | 3
2030/31 | 269.25 | 58.75 | 1
2030/31 | 269.75 | 58.75 | 3
2030/31 | 270.25 | 58.75 | 1
2030/31 | 271.25 | 58.75 | 2
2030/31 | 271.75 | 58.75 | 1
2030/31 | 272.25 | 58.75 | 1
2030/31 | 273.25 | 58.75 | 3
2030/31 | 273.75 | 58.75 | 2
2030/31 | 274.25 | 58.75 | 3
2030/31 | 275.25 | 58.75 | 1
2030/31 | 275.75 | 58.75 | 2
2030/31 | 276.25 | 58.75 | 3
2030/31 | 276.75 | 58.75 | 2
2030/31 | 277.75 | 58.75 | 3
2030/31 | 278.25 | 58.75 | 1
2030/31 | 278.75 | 58.75 | 3
2030/31 | 279.25 | 58.75 | 1
2030/31 | 280.25 | 58.75 | 1
2030/31 | 281.25 | 58.75 | 3
2030/31 | 282.25 | 58.75 | 1
2030/31 | 282.75 | 58.75 | 1
2030/31 | 283.25 | 58.75 | 1
2030/31 | 283.75 | 58.75 | 2
2030/31 | 284.75 | 58.75 | 1
2030/31 | 289.25 | 58.75 | 1
2030/31 | 289.75 | 58.75 | 1
2030/31 | 291.75 | 58.75 | 1
2030/31 | 293.25 | 58.75 | 1
2030/31 | 293.75 | 58.75 | 1
2030/31 | 296.25 | 58.75 | 2
2030/31 | 297.75 | 58.75 | 1
2030/31 | 299.25 | 58.75 | 2
2030/31 | 299.75 | 58.75 | 1
2030/31 | 300.25 | 58.75 | 1
2030/31 | 301.25 | 58.75 | 1
2030/31 | 303.25 | 58.75 | 1
2030/31 | 307.75 | 58.75 | 1
2030/31 | 308.25 | 58.75 | 1
2030/31 | 310.25 | 58.75 | 1
2030/31 | 314.75 | 58.75 | 1
2030/31 | 315.25 | 58.75 | 1
2030/31 | 317.75 | 58.75 | 2
2030/31 | 318.75 | 58.75 | 1
2030/31 | 322.25 | 58.75 | 1
2030/31 | 325.75 | 58.75 | 1
2030/31 | 327.75 | 58.75 | 1
2030/31 | 335.25 | 58.75 | 1
2030/31 | 349.25 | 58.75 | 1
2030/31 | 77.25 | 59.25 | 1
2030/31 | 81.75 | 59.25 | 1
2030/31 | 82.25 | 59.25 | 1
2030/31 | 82.75 | 59.25 | 2
2030/31 | 83.75 | 59.25 | 1
2030/31 | 84.25 | 59.25 | 3
2030/31 | 84.75 | 59.25 | 3
2030/31 | 85.25 | 59.25 | 4
2030/31 | 85.75 | 59.25 | 4
2030/31 | 86.25 | 59.25 | 5
2030/31 | 86.75 | 59.25 | 2
2030/31 | 87.25 | 59.25 | 8
2030/31 | 87.75 | 59.25 | 11
2030/31 | 88.25 | 59.25 | 10
2030/31 | 88.75 | 59.25 | 6
2030/31 | 89.25 | 59.25 | 13
2030/31 | 89.75 | 59.25 | 13
2030/31 | 90.25 | 59.25 | 13
2030/31 | 90.75 | 59.25 | 15
2030/31 | 91.25 | 59.25 | 17
2030/31 | 91.75 | 59.25 | 9
2030/31 | 92.25 | 59.25 | 13
2030/31 | 92.75 | 59.25 | 18
2030/31 | 93.25 | 59.25 | 23
2030/31 | 93.75 | 59.25 | 24
2030/31 | 94.25 | 59.25 | 28
2030/31 | 94.75 | 59.25 | 28
2030/31 | 95.25 | 59.25 | 40
2030/31 | 95.75 | 59.25 | 41
2030/31 | 96.25 | 59.25 | 32
2030/31 | 96.75 | 59.25 | 32
2030/31 | 97.25 | 59.25 | 45
2030/31 | 97.75 | 59.25 | 43
2030/31 | 98.25 | 59.25 | 38
2030/31 | 98.75 | 59.25 | 47
2030/31 | 99.25 | 59.25 | 51
2030/31 | 99.75 | 59.25 | 50
2030/31 | 100.25 | 59.25 | 50
2030/31 | 100.75 | 59.25 | 75
2030/31 | 101.25 | 59.25 | 68
2030/31 | 101.75 | 59.25 | 66
2030/31 | 102.25 | 59.25 | 74
2030/31 | 102.75 | 59.25 | 82
2030/31 | 103.25 | 59.25 | 83
2030/31 | 103.75 | 59.25 | 89
2030/31 | 104.25 | 59.25 | 104
2030/31 | 104.75 | 59.25 | 105
2030/31 | 105.25 | 59.25 | 99
2030/31 | 105.75 | 59.25 | 91
2030/31 | 106.25 | 59.25 | 102
2030/31 | 106.75 | 59.25 | 104
2030/31 | 107.25 | 59.25 | 102
2030/31 | 107.75 | 59.25 | 109
2030/31 | 108.25 | 59.25 | 101
2030/31 | 108.75 | 59.25 | 111
2030/31 | 109.25 | 59.25 | 128
2030/31 | 109.75 | 59.25 | 117
2030/31 | 110.25 | 59.25 | 126
2030/31 | 110.75 | 59.25 | 121
2030/31 | 111.25 | 59.25 | 138
2030/31 | 111.75 | 59.25 | 135
2030/31 | 112.25 | 59.25 | 152
2030/31 | 112.75 | 59.25 | 133
2030/31 | 113.25 | 59.25 | 156
2030/31 | 113.75 | 59.25 | 153
2030/31 | 114.25 | 59.25 | 164
2030/31 | 114.75 | 59.25 | 146
2030/31 | 115.25 | 59.25 | 161
2030/31 | 115.75 | 59.25 | 126
2030/31 | 116.25 | 59.25 | 150
2030/31 | 116.75 | 59.25 | 149
2030/31 | 117.25 | 59.25 | 123
2030/31 | 117.75 | 59.25 | 160
2030/31 | 118.25 | 59.25 | 160
2030/31 | 118.75 | 59.25 | 168
2030/31 | 119.25 | 59.25 | 168
2030/31 | 119.75 | 59.25 | 170
2030/31 | 120.25 | 59.25 | 175
2030/31 | 120.75 | 59.25 | 172
2030/31 | 121.25 | 59.25 | 154
2030/31 | 121.75 | 59.25 | 156
2030/31 | 122.25 | 59.25 | 179
2030/31 | 122.75 | 59.25 | 167
2030/31 | 123.25 | 59.25 | 165
2030/31 | 123.75 | 59.25 | 190
2030/31 | 124.25 | 59.25 | 146
2030/31 | 124.75 | 59.25 | 150
2030/31 | 125.25 | 59.25 | 190
2030/31 | 125.75 | 59.25 | 134
2030/31 | 126.25 | 59.25 | 174
2030/31 | 126.75 | 59.25 | 176
2030/31 | 127.25 | 59.25 | 195
2030/31 | 127.75 | 59.25 | 165
2030/31 | 128.25 | 59.25 | 177
2030/31 | 128.75 | 59.25 | 165
2030/31 | 129.25 | 59.25 | 156
2030/31 | 129.75 | 59.25 | 143
2030/31 | 130.25 | 59.25 | 183
2030/31 | 130.75 | 59.25 | 176
2030/31 | 131.25 | 59.25 | 172
2030/31 | 131.75 | 59.25 | 172
2030/31 | 132.25 | 59.25 | 189
2030/31 | 132.75 | 59.25 | 152
2030/31 | 133.25 | 59.25 | 141
2030/31 | 133.75 | 59.25 | 177
2030/31 | 134.25 | 59.25 | 179
2030/31 | 134.75 | 59.25 | 169
2030/31 | 135.25 | 59.25 | 166
2030/31 | 135.75 | 59.25 | 191
2030/31 | 136.25 | 59.25 | 173
2030/31 | 136.75 | 59.25 | 144
2030/31 | 137.25 | 59.25 | 151
2030/31 | 137.75 | 59.25 | 174
2030/31 | 138.25 | 59.25 | 153
2030/31 | 138.75 | 59.25 | 159
2030/31 | 139.25 | 59.25 | 143
2030/31 | 139.75 | 59.25 | 150
2030/31 | 140.25 | 59.25 | 149
2030/31 | 140.75 | 59.25 | 189
2030/31 | 141.25 | 59.25 | 150
2030/31 | 141.75 | 59.25 | 149
2030/31 | 142.25 | 59.25 | 143
2030/31 | 142.75 | 59.25 | 141
2030/31 | 143.25 | 59.25 | 155
2030/31 | 143.75 | 59.25 | 121
2030/31 | 144.25 | 59.25 | 154
2030/31 | 144.75 | 59.25 | 149
2030/31 | 145.25 | 59.25 | 142
2030/31 | 145.75 | 59.25 | 150
2030/31 | 146.25 | 59.25 | 136
2030/31 | 146.75 | 59.25 | 127
2030/31 | 147.25 | 59.25 | 134
2030/31 | 147.75 | 59.25 | 139
2030/31 | 148.25 | 59.25 | 146
2030/31 | 148.75 | 59.25 | 137
2030/31 | 149.25 | 59.25 | 130
2030/31 | 149.75 | 59.25 | 132
2030/31 | 150.25 | 59.25 | 134
2030/31 | 150.75 | 59.25 | 128
2030/31 | 151.25 | 59.25 | 114
2030/31 | 151.75 | 59.25 | 146
2030/31 | 152.25 | 59.25 | 138
2030/31 | 152.75 | 59.25 | 138
2030/31 | 153.25 | 59.25 | 132
2030/31 | 153.75 | 59.25 | 138
2030/31 | 154.25 | 59.25 | 135
2030/31 | 154.75 | 59.25 | 128
2030/31 | 155.25 | 59.25 | 131
2030/31 | 155.75 | 59.25 | 132
2030/31 | 156.25 | 59.25 | 132
2030/31 | 156.75 | 59.25 | 115
2030/31 | 157.25 | 59.25 | 136
2030/31 | 157.75 | 59.25 | 127
2030/31 | 158.25 | 59.25 | 126
2030/31 | 158.75 | 59.25 | 119
2030/31 | 159.25 | 59.25 | 126
2030/31 | 159.75 | 59.25 | 119
2030/31 | 160.25 | 59.25 | 111
2030/31 | 160.75 | 59.25 | 111
2030/31 | 161.25 | 59.25 | 105
2030/31 | 161.75 | 59.25 | 116
2030/31 | 162.25 | 59.25 | 104
2030/31 | 162.75 | 59.25 | 101
2030/31 | 163.25 | 59.25 | 108
2030/31 | 163.75 | 59.25 | 97
2030/31 | 164.25 | 59.25 | 93
2030/31 | 164.75 | 59.25 | 91
2030/31 | 165.25 | 59.25 | 103
2030/31 | 165.75 | 59.25 | 94
2030/31 | 166.25 | 59.25 | 106
2030/31 | 166.75 | 59.25 | 88
2030/31 | 167.25 | 59.25 | 91
2030/31 | 167.75 | 59.25 | 94
2030/31 | 168.25 | 59.25 | 96
2030/31 | 168.75 | 59.25 | 89
2030/31 | 169.25 | 59.25 | 91
2030/31 | 169.75 | 59.25 | 100
2030/31 | 170.25 | 59.25 | 87
2030/31 | 170.75 | 59.25 | 84
2030/31 | 171.25 | 59.25 | 81
2030/31 | 171.75 | 59.25 | 86
2030/31 | 172.25 | 59.25 | 80
2030/31 | 172.75 | 59.25 | 75
2030/31 | 173.25 | 59.25 | 83
2030/31 | 173.75 | 59.25 | 62
2030/31 | 174.25 | 59.25 | 76
2030/31 | 174.75 | 59.25 | 87
2030/31 | 175.25 | 59.25 | 95
2030/31 | 175.75 | 59.25 | 97
2030/31 | 176.25 | 59.25 | 89
2030/31 | 176.75 | 59.25 | 78
2030/31 | 177.25 | 59.25 | 92
2030/31 | 177.75 | 59.25 | 70
2030/31 | 178.25 | 59.25 | 87
2030/31 | 178.75 | 59.25 | 92
2030/31 | 179.25 | 59.25 | 78
2030/31 | 179.75 | 59.25 | 85
2030/31 | 180.25 | 59.25 | 89
2030/31 | 180.75 | 59.25 | 89
2030/31 | 181.25 | 59.25 | 78
2030/31 | 181.75 | 59.25 | 90
2030/31 | 182.25 | 59.25 | 82
2030/31 | 182.75 | 59.25 | 83
2030/31 | 183.25 | 59.25 | 87
2030/31 | 183.75 | 59.25 | 87
2030/31 | 184.25 | 59.25 | 63
2030/31 | 184.75 | 59.25 | 77
2030/31 | 185.25 | 59.25 | 70
2030/31 | 185.75 | 59.25 | 67
2030/31 | 186.25 | 59.25 | 65
2030/31 | 186.75 | 59.25 | 63
2030/31 | 187.25 | 59.25 | 77
2030/31 | 187.75 | 59.25 | 71
2030/31 | 188.25 | 59.25 | 59
2030/31 | 188.75 | 59.25 | 66
2030/31 | 189.25 | 59.25 | 58
2030/31 | 189.75 | 59.25 | 58
2030/31 | 190.25 | 59.25 | 54
2030/31 | 190.75 | 59.25 | 58
2030/31 | 191.25 | 59.25 | 64
2030/31 | 191.75 | 59.25 | 60
2030/31 | 192.25 | 59.25 | 64
2030/31 | 192.75 | 59.25 | 57
2030/31 | 193.25 | 59.25 | 67
2030/31 | 193.75 | 59.25 | 70
2030/31 | 194.25 | 59.25 | 49
2030/31 | 194.75 | 59.25 | 50
2030/31 | 195.25 | 59.25 | 67
2030/31 | 195.75 | 59.25 | 43
2030/31 | 196.25 | 59.25 | 64
2030/31 | 196.75 | 59.25 | 50
2030/31 | 197.25 | 59.25 | 43
2030/31 | 197.75 | 59.25 | 53
2030/31 | 198.25 | 59.25 | 62
2030/31 | 198.75 | 59.25 | 56
2030/31 | 199.25 | 59.25 | 57
2030/31 | 199.75 | 59.25 | 64
2030/31 | 200.25 | 59.25 | 46
2030/31 | 200.75 | 59.25 | 47
2030/31 | 201.25 | 59.25 | 50
2030/31 | 201.75 | 59.25 | 41
2030/31 | 202.25 | 59.25 | 50
2030/31 | 202.75 | 59.25 | 37
2030/31 | 203.25 | 59.25 | 55
2030/31 | 203.75 | 59.25 | 33
2030/31 | 204.25 | 59.25 | 42
2030/31 | 204.75 | 59.25 | 48
2030/31 | 205.25 | 59.25 | 39
2030/31 | 205.75 | 59.25 | 44
2030/31 | 206.25 | 59.25 | 35
2030/31 | 206.75 | 59.25 | 47
2030/31 | 207.25 | 59.25 | 38
2030/31 | 207.75 | 59.25 | 35
2030/31 | 208.25 | 59.25 | 39
2030/31 | 208.75 | 59.25 | 37
2030/31 | 209.25 | 59.25 | 40
2030/31 | 209.75 | 59.25 | 39
2030/31 | 210.25 | 59.25 | 34
2030/31 | 210.75 | 59.25 | 37
2030/31 | 211.25 | 59.25 | 27
2030/31 | 211.75 | 59.25 | 41
2030/31 | 212.25 | 59.25 | 44
2030/31 | 212.75 | 59.25 | 43
2030/31 | 213.25 | 59.25 | 24
2030/31 | 213.75 | 59.25 | 23
2030/31 | 214.25 | 59.25 | 34
2030/31 | 214.75 | 59.25 | 34
2030/31 | 215.25 | 59.25 | 29
2030/31 | 215.75 | 59.25 | 33
2030/31 | 216.25 | 59.25 | 25
2030/31 | 216.75 | 59.25 | 38
2030/31 | 217.25 | 59.25 | 24
2030/31 | 217.75 | 59.25 | 28
2030/31 | 218.25 | 59.25 | 31
2030/31 | 218.75 | 59.25 | 29
2030/31 | 219.25 | 59.25 | 31
2030/31 | 219.75 | 59.25 | 19
2030/31 | 220.25 | 59.25 | 30
2030/31 | 220.75 | 59.25 | 29
2030/31 | 221.25 | 59.25 | 26
2030/31 | 221.75 | 59.25 | 32
2030/31 | 222.25 | 59.25 | 28
2030/31 | 222.75 | 59.25 | 28
2030/31 | 223.25 | 59.25 | 26
2030/31 | 223.75 | 59.25 | 21
2030/31 | 224.25 | 59.25 | 18
2030/31 | 224.75 | 59.25 | 28
2030/31 | 225.25 | 59.25 | 25
2030/31 | 225.75 | 59.25 | 18
2030/31 | 226.25 | 59.25 | 19
2030/31 | 226.75 | 59.25 | 18
2030/31 | 227.25 | 59.25 | 21
2030/31 | 227.75 | 59.25 | 19
2030/31 | 228.25 | 59.25 | 21
2030/31 | 228.75 | 59.25 | 15
2030/31 | 229.25 | 59.25 | 22
2030/31 | 229.75 | 59.25 | 15
2030/31 | 230.25 | 59.25 | 7
2030/31 | 230.75 | 59.25 | 15
2030/31 | 231.25 | 59.25 | 13
2030/31 | 231.75 | 59.25 | 10
2030/31 | 232.25 | 59.25 | 14
2030/31 | 232.75 | 59.25 | 11
2030/31 | 233.25 | 59.25 | 17
2030/31 | 233.75 | 59.25 | 25
2030/31 | 234.25 | 59.25 | 14
2030/31 | 234.75 | 59.25 | 21
2030/31 | 235.25 | 59.25 | 12
2030/31 | 235.75 | 59.25 | 14
2030/31 | 236.25 | 59.25 | 16
2030/31 | 236.75 | 59.25 | 8
2030/31 | 237.25 | 59.25 | 15
2030/31 | 237.75 | 59.25 | 14
2030/31 | 238.25 | 59.25 | 15
2030/31 | 238.75 | 59.25 | 12
2030/31 | 239.25 | 59.25 | 9
2030/31 | 239.75 | 59.25 | 15
2030/31 | 240.25 | 59.25 | 9
2030/31 | 240.75 | 59.25 | 11
2030/31 | 241.25 | 59.25 | 9
2030/31 | 241.75 | 59.25 | 12
2030/31 | 242.25 | 59.25 | 10
2030/31 | 242.75 | 59.25 | 10
2030/31 | 243.25 | 59.25 | 12
2030/31 | 243.75 | 59.25 | 6
2030/31 | 244.25 | 59.25 | 6
2030/31 | 244.75 | 59.25 | 3
2030/31 | 245.25 | 59.25 | 5
2030/31 | 245.75 | 59.25 | 5
2030/31 | 246.25 | 59.25 | 9
2030/31 | 246.75 | 59.25 | 4
2030/31 | 247.25 | 59.25 | 4
2030/31 | 247.75 | 59.25 | 4
2030/31 | 248.25 | 59.25 | 3
2030/31 | 248.75 | 59.25 | 4
2030/31 | 249.25 | 59.25 | 4
2030/31 | 249.75 | 59.25 | 9
2030/31 | 250.25 | 59.25 | 7
2030/31 | 250.75 | 59.25 | 5
2030/31 | 251.25 | 59.25 | 7
2030/31 | 251.75 | 59.25 | 7
2030/31 | 252.25 | 59.25 | 1
2030/31 | 252.75 | 59.25 | 5
2030/31 | 253.25 | 59.25 | 6
2030/31 | 253.75 | 59.25 | 4
2030/31 | 254.25 | 59.25 | 10
2030/31 | 254.75 | 59.25 | 8
2030/31 | 255.25 | 59.25 | 4
2030/31 | 255.75 | 59.25 | 6
2030/31 | 256.25 | 59.25 | 4
2030/31 | 256.75 | 59.25 | 5
2030/31 | 257.25 | 59.25 | 5
2030/31 | 257.75 | 59.25 | 2
2030/31 | 258.25 | 59.25 | 3
2030/31 | 258.75 | 59.25 | 2
2030/31 | 259.25 | 59.25 | 6
2030/31 | 259.75 | 59.25 | 5
2030/31 | 260.25 | 59.25 | 1
2030/31 | 260.75 | 59.25 | 4
2030/31 | 261.25 | 59.25 | 3
2030/31 | 261.75 | 59.25 | 3
2030/31 | 262.25 | 59.25 | 4
2030/31 | 262.75 | 59.25 | 3
2030/31 | 263.25 | 59.25 | 3
2030/31 | 263.75 | 59.25 | 3
2030/31 | 264.25 | 59.25 | 2
2030/31 | 264.75 | 59.25 | 4
2030/31 | 265.25 | 59.25 | 5
2030/31 | 265.75 | 59.25 | 2
2030/31 | 266.25 | 59.25 | 3
2030/31 | 266.75 | 59.25 | 2
2030/31 | 267.25 | 59.25 | 1
2030/31 | 267.75 | 59.25 | 1
2030/31 | 268.25 | 59.25 | 2
2030/31 | 268.75 | 59.25 | 1
2030/31 | 269.25 | 59.25 | 2
2030/31 | 269.75 | 59.25 | 8
2030/31 | 270.25 | 59.25 | 2
2030/31 | 270.75 | 59.25 | 1
2030/31 | 271.25 | 59.25 | 2
2030/31 | 271.75 | 59.25 | 4
2030/31 | 272.25 | 59.25 | 1
2030/31 | 272.75 | 59.25 | 1
2030/31 | 273.25 | 59.25 | 2
2030/31 | 273.75 | 59.25 | 1
2030/31 | 275.25 | 59.25 | 3
2030/31 | 275.75 | 59.25 | 3
2030/31 | 276.25 | 59.25 | 5
2030/31 | 277.25 | 59.25 | 5
2030/31 | 277.75 | 59.25 | 1
2030/31 | 278.25 | 59.25 | 2
2030/31 | 279.75 | 59.25 | 2
2030/31 | 280.75 | 59.25 | 2
2030/31 | 282.25 | 59.25 | 2
2030/31 | 283.75 | 59.25 | 1
2030/31 | 285.25 | 59.25 | 1
2030/31 | 286.75 | 59.25 | 1
2030/31 | 287.75 | 59.25 | 1
2030/31 | 288.75 | 59.25 | 1
2030/31 | 290.75 | 59.25 | 1
2030/31 | 291.75 | 59.25 | 1
2030/31 | 292.25 | 59.25 | 1
2030/31 | 293.25 | 59.25 | 1
2030/31 | 294.75 | 59.25 | 1
2030/31 | 295.25 | 59.25 | 2
2030/31 | 298.25 | 59.25 | 1
2030/31 | 298.75 | 59.25 | 1
2030/31 | 300.25 | 59.25 | 1
2030/31 | 300.75 | 59.25 | 1
2030/31 | 302.25 | 59.25 | 1
2030/31 | 303.25 | 59.25 | 1
2030/31 | 304.25 | 59.25 | 1
2030/31 | 305.25 | 59.25 | 1
2030/31 | 308.25 | 59.25 | 1
2030/31 | 315.75 | 59.25 | 1
2030/31 | 322.25 | 59.25 | 1
2030/31 | 325.25 | 59.25 | 1
2030/31 | 325.75 | 59.25 | 1
2030/31 | 328.25 | 59.25 | 1
2030/31 | 328.75 | 59.25 | 1
2030/31 | 332.25 | 59.25 | 1
2030/31 | 334.25 | 59.25 | 1
2030/31 | 349.25 | 59.25 | 1
2030/31 | 83.75 | 59.75 | 3
2030/31 | 84.75 | 59.75 | 4
2030/31 | 85.75 | 59.75 | 4
2030/31 | 86.25 | 59.75 | 6
2030/31 | 86.75 | 59.75 | 7
2030/31 | 87.25 | 59.75 | 2
2030/31 | 87.75 | 59.75 | 9
2030/31 | 88.25 | 59.75 | 10
2030/31 | 88.75 | 59.75 | 7
2030/31 | 89.25 | 59.75 | 9
2030/31 | 89.75 | 59.75 | 5
2030/31 | 90.25 | 59.75 | 8
2030/31 | 90.75 | 59.75 | 10
2030/31 | 91.25 | 59.75 | 12
2030/31 | 91.75 | 59.75 | 15
2030/31 | 92.25 | 59.75 | 14
2030/31 | 92.75 | 59.75 | 13
2030/31 | 93.25 | 59.75 | 13
2030/31 | 93.75 | 59.75 | 23
2030/31 | 94.25 | 59.75 | 24
2030/31 | 94.75 | 59.75 | 33
2030/31 | 95.25 | 59.75 | 34
2030/31 | 95.75 | 59.75 | 29
2030/31 | 96.25 | 59.75 | 31
2030/31 | 96.75 | 59.75 | 35
2030/31 | 97.25 | 59.75 | 35
2030/31 | 97.75 | 59.75 | 38
2030/31 | 98.25 | 59.75 | 55
2030/31 | 98.75 | 59.75 | 44
2030/31 | 99.25 | 59.75 | 59
2030/31 | 99.75 | 59.75 | 46
2030/31 | 100.25 | 59.75 | 61
2030/31 | 100.75 | 59.75 | 55
2030/31 | 101.25 | 59.75 | 79
2030/31 | 101.75 | 59.75 | 54
2030/31 | 102.25 | 59.75 | 84
2030/31 | 102.75 | 59.75 | 58
2030/31 | 103.25 | 59.75 | 73
2030/31 | 103.75 | 59.75 | 84
2030/31 | 104.25 | 59.75 | 83
2030/31 | 104.75 | 59.75 | 74
2030/31 | 105.25 | 59.75 | 98
2030/31 | 105.75 | 59.75 | 99
2030/31 | 106.25 | 59.75 | 113
2030/31 | 106.75 | 59.75 | 111
2030/31 | 107.25 | 59.75 | 104
2030/31 | 107.75 | 59.75 | 98
2030/31 | 108.25 | 59.75 | 91
2030/31 | 108.75 | 59.75 | 106
2030/31 | 109.25 | 59.75 | 115
2030/31 | 109.75 | 59.75 | 126
2030/31 | 110.25 | 59.75 | 130
2030/31 | 110.75 | 59.75 | 125
2030/31 | 111.25 | 59.75 | 104
2030/31 | 111.75 | 59.75 | 119
2030/31 | 112.25 | 59.75 | 145
2030/31 | 112.75 | 59.75 | 119
2030/31 | 113.25 | 59.75 | 129
2030/31 | 113.75 | 59.75 | 151
2030/31 | 114.25 | 59.75 | 166
2030/31 | 114.75 | 59.75 | 159
2030/31 | 115.25 | 59.75 | 170
2030/31 | 115.75 | 59.75 | 152
2030/31 | 116.25 | 59.75 | 139
2030/31 | 116.75 | 59.75 | 156
2030/31 | 117.25 | 59.75 | 146
2030/31 | 117.75 | 59.75 | 160
2030/31 | 118.25 | 59.75 | 152
2030/31 | 118.75 | 59.75 | 145
2030/31 | 119.25 | 59.75 | 165
2030/31 | 119.75 | 59.75 | 153
2030/31 | 120.25 | 59.75 | 180
2030/31 | 120.75 | 59.75 | 170
2030/31 | 121.25 | 59.75 | 165
2030/31 | 121.75 | 59.75 | 171
2030/31 | 122.25 | 59.75 | 191
2030/31 | 122.75 | 59.75 | 178
2030/31 | 123.25 | 59.75 | 160
2030/31 | 123.75 | 59.75 | 164
2030/31 | 124.25 | 59.75 | 144
2030/31 | 124.75 | 59.75 | 160
2030/31 | 125.25 | 59.75 | 167
2030/31 | 125.75 | 59.75 | 160
2030/31 | 126.25 | 59.75 | 176
2030/31 | 126.75 | 59.75 | 168
2030/31 | 127.25 | 59.75 | 144
2030/31 | 127.75 | 59.75 | 186
2030/31 | 128.25 | 59.75 | 177
2030/31 | 128.75 | 59.75 | 184
2030/31 | 129.25 | 59.75 | 157
2030/31 | 129.75 | 59.75 | 147
2030/31 | 130.25 | 59.75 | 160
2030/31 | 130.75 | 59.75 | 175
2030/31 | 131.25 | 59.75 | 152
2030/31 | 131.75 | 59.75 | 174
2030/31 | 132.25 | 59.75 | 183
2030/31 | 132.75 | 59.75 | 162
2030/31 | 133.25 | 59.75 | 163
2030/31 | 133.75 | 59.75 | 155
2030/31 | 134.25 | 59.75 | 166
2030/31 | 134.75 | 59.75 | 140
2030/31 | 135.25 | 59.75 | 167
2030/31 | 135.75 | 59.75 | 182
2030/31 | 136.25 | 59.75 | 160
2030/31 | 136.75 | 59.75 | 174
2030/31 | 137.25 | 59.75 | 177
2030/31 | 137.75 | 59.75 | 168
2030/31 | 138.25 | 59.75 | 159
2030/31 | 138.75 | 59.75 | 175
2030/31 | 139.25 | 59.75 | 180
2030/31 | 139.75 | 59.75 | 158
2030/31 | 140.25 | 59.75 | 179
2030/31 | 140.75 | 59.75 | 167
2030/31 | 141.25 | 59.75 | 166
2030/31 | 141.75 | 59.75 | 149
2030/31 | 142.25 | 59.75 | 154
2030/31 | 142.75 | 59.75 | 143
2030/31 | 143.25 | 59.75 | 138
2030/31 | 143.75 | 59.75 | 176
2030/31 | 144.25 | 59.75 | 149
2030/31 | 144.75 | 59.75 | 160
2030/31 | 145.25 | 59.75 | 161
2030/31 | 145.75 | 59.75 | 159
2030/31 | 146.25 | 59.75 | 145
2030/31 | 146.75 | 59.75 | 139
2030/31 | 147.25 | 59.75 | 141
2030/31 | 147.75 | 59.75 | 151
2030/31 | 148.25 | 59.75 | 128
2030/31 | 148.75 | 59.75 | 139
2030/31 | 149.25 | 59.75 | 143
2030/31 | 149.75 | 59.75 | 126
2030/31 | 150.25 | 59.75 | 133
2030/31 | 150.75 | 59.75 | 124
2030/31 | 151.25 | 59.75 | 142
2030/31 | 151.75 | 59.75 | 131
2030/31 | 152.25 | 59.75 | 134
2030/31 | 152.75 | 59.75 | 145
2030/31 | 153.25 | 59.75 | 119
2030/31 | 153.75 | 59.75 | 141
2030/31 | 154.25 | 59.75 | 104
2030/31 | 154.75 | 59.75 | 127
2030/31 | 155.25 | 59.75 | 137
2030/31 | 155.75 | 59.75 | 115
2030/31 | 156.25 | 59.75 | 132
2030/31 | 156.75 | 59.75 | 123
2030/31 | 157.25 | 59.75 | 131
2030/31 | 157.75 | 59.75 | 139
2030/31 | 158.25 | 59.75 | 122
2030/31 | 158.75 | 59.75 | 137
2030/31 | 159.25 | 59.75 | 129
2030/31 | 159.75 | 59.75 | 133
2030/31 | 160.25 | 59.75 | 115
2030/31 | 160.75 | 59.75 | 108
2030/31 | 161.25 | 59.75 | 114
2030/31 | 161.75 | 59.75 | 113
2030/31 | 162.25 | 59.75 | 125
2030/31 | 162.75 | 59.75 | 125
2030/31 | 163.25 | 59.75 | 118
2030/31 | 163.75 | 59.75 | 119
2030/31 | 164.25 | 59.75 | 120
2030/31 | 164.75 | 59.75 | 107
2030/31 | 165.25 | 59.75 | 112
2030/31 | 165.75 | 59.75 | 93
2030/31 | 166.25 | 59.75 | 108
2030/31 | 166.75 | 59.75 | 105
2030/31 | 167.25 | 59.75 | 92
2030/31 | 167.75 | 59.75 | 88
2030/31 | 168.25 | 59.75 | 89
2030/31 | 168.75 | 59.75 | 101
2030/31 | 169.25 | 59.75 | 102
2030/31 | 169.75 | 59.75 | 102
2030/31 | 170.25 | 59.75 | 96
2030/31 | 170.75 | 59.75 | 91
2030/31 | 171.25 | 59.75 | 77
2030/31 | 171.75 | 59.75 | 86
2030/31 | 172.25 | 59.75 | 95
2030/31 | 172.75 | 59.75 | 76
2030/31 | 173.25 | 59.75 | 96
2030/31 | 173.75 | 59.75 | 96
2030/31 | 174.25 | 59.75 | 91
2030/31 | 174.75 | 59.75 | 84
2030/31 | 175.25 | 59.75 | 88
2030/31 | 175.75 | 59.75 | 89
2030/31 | 176.25 | 59.75 | 80
2030/31 | 176.75 | 59.75 | 98
2030/31 | 177.25 | 59.75 | 79
2030/31 | 177.75 | 59.75 | 90
2030/31 | 178.25 | 59.75 | 92
2030/31 | 178.75 | 59.75 | 84
2030/31 | 179.25 | 59.75 | 75
2030/31 | 179.75 | 59.75 | 78
2030/31 | 180.25 | 59.75 | 74
2030/31 | 180.75 | 59.75 | 74
2030/31 | 181.25 | 59.75 | 69
2030/31 | 181.75 | 59.75 | 85
2030/31 | 182.25 | 59.75 | 89
2030/31 | 182.75 | 59.75 | 77
2030/31 | 183.25 | 59.75 | 78
2030/31 | 183.75 | 59.75 | 85
2030/31 | 184.25 | 59.75 | 85
2030/31 | 184.75 | 59.75 | 86
2030/31 | 185.25 | 59.75 | 89
2030/31 | 185.75 | 59.75 | 88
2030/31 | 186.25 | 59.75 | 75
2030/31 | 186.75 | 59.75 | 72
2030/31 | 187.25 | 59.75 | 72
2030/31 | 187.75 | 59.75 | 71
2030/31 | 188.25 | 59.75 | 80
2030/31 | 188.75 | 59.75 | 62
2030/31 | 189.25 | 59.75 | 45
2030/31 | 189.75 | 59.75 | 65
2030/31 | 190.25 | 59.75 | 60
2030/31 | 190.75 | 59.75 | 68
2030/31 | 191.25 | 59.75 | 63
2030/31 | 191.75 | 59.75 | 70
2030/31 | 192.25 | 59.75 | 64
2030/31 | 192.75 | 59.75 | 59
2030/31 | 193.25 | 59.75 | 59
2030/31 | 193.75 | 59.75 | 59
2030/31 | 194.25 | 59.75 | 63
2030/31 | 194.75 | 59.75 | 68
2030/31 | 195.25 | 59.75 | 53
2030/31 | 195.75 | 59.75 | 54
2030/31 | 196.25 | 59.75 | 62
2030/31 | 196.75 | 59.75 | 68
2030/31 | 197.25 | 59.75 | 68
2030/31 | 197.75 | 59.75 | 42
2030/31 | 198.25 | 59.75 | 50
2030/31 | 198.75 | 59.75 | 64
2030/31 | 199.25 | 59.75 | 48
2030/31 | 199.75 | 59.75 | 63
2030/31 | 200.25 | 59.75 | 50
2030/31 | 200.75 | 59.75 | 42
2030/31 | 201.25 | 59.75 | 50
2030/31 | 201.75 | 59.75 | 53
2030/31 | 202.25 | 59.75 | 44
2030/31 | 202.75 | 59.75 | 44
2030/31 | 203.25 | 59.75 | 42
2030/31 | 203.75 | 59.75 | 50
2030/31 | 204.25 | 59.75 | 48
2030/31 | 204.75 | 59.75 | 45
2030/31 | 205.25 | 59.75 | 40
2030/31 | 205.75 | 59.75 | 47
2030/31 | 206.25 | 59.75 | 44
2030/31 | 206.75 | 59.75 | 32
2030/31 | 207.25 | 59.75 | 41
2030/31 | 207.75 | 59.75 | 43
2030/31 | 208.25 | 59.75 | 42
2030/31 | 208.75 | 59.75 | 40
2030/31 | 209.25 | 59.75 | 40
2030/31 | 209.75 | 59.75 | 46
2030/31 | 210.25 | 59.75 | 41
2030/31 | 210.75 | 59.75 | 35
2030/31 | 211.25 | 59.75 | 37
2030/31 | 211.75 | 59.75 | 34
2030/31 | 212.25 | 59.75 | 34
2030/31 | 212.75 | 59.75 | 29
2030/31 | 213.25 | 59.75 | 36
2030/31 | 213.75 | 59.75 | 26
2030/31 | 214.25 | 59.75 | 36
2030/31 | 214.75 | 59.75 | 31
2030/31 | 215.25 | 59.75 | 27
2030/31 | 215.75 | 59.75 | 34
2030/31 | 216.25 | 59.75 | 22
2030/31 | 216.75 | 59.75 | 22
2030/31 | 217.25 | 59.75 | 31
2030/31 | 217.75 | 59.75 | 16
2030/31 | 218.25 | 59.75 | 20
2030/31 | 218.75 | 59.75 | 31
2030/31 | 219.25 | 59.75 | 33
2030/31 | 219.75 | 59.75 | 36
2030/31 | 220.25 | 59.75 | 32
2030/31 | 220.75 | 59.75 | 28
2030/31 | 221.25 | 59.75 | 28
2030/31 | 221.75 | 59.75 | 31
2030/31 | 222.25 | 59.75 | 23
2030/31 | 222.75 | 59.75 | 24
2030/31 | 223.25 | 59.75 | 24
2030/31 | 223.75 | 59.75 | 23
2030/31 | 224.25 | 59.75 | 24
2030/31 | 224.75 | 59.75 | 20
2030/31 | 225.25 | 59.75 | 15
2030/31 | 225.75 | 59.75 | 29
2030/31 | 226.25 | 59.75 | 17
2030/31 | 226.75 | 59.75 | 26
2030/31 | 227.25 | 59.75 | 20
2030/31 | 227.75 | 59.75 | 23
2030/31 | 228.25 | 59.75 | 19
2030/31 | 228.75 | 59.75 | 19
2030/31 | 229.25 | 59.75 | 17
2030/31 | 229.75 | 59.75 | 11
2030/31 | 230.25 | 59.75 | 24
2030/31 | 230.75 | 59.75 | 13
2030/31 | 231.25 | 59.75 | 17
2030/31 | 231.75 | 59.75 | 14
2030/31 | 232.25 | 59.75 | 22
2030/31 | 232.75 | 59.75 | 13
2030/31 | 233.25 | 59.75 | 20
2030/31 | 233.75 | 59.75 | 21
2030/31 | 234.25 | 59.75 | 8
2030/31 | 234.75 | 59.75 | 11
2030/31 | 235.25 | 59.75 | 14
2030/31 | 235.75 | 59.75 | 15
2030/31 | 236.25 | 59.75 | 12
2030/31 | 236.75 | 59.75 | 8
2030/31 | 237.25 | 59.75 | 10
2030/31 | 237.75 | 59.75 | 12
2030/31 | 238.25 | 59.75 | 8
2030/31 | 238.75 | 59.75 | 12
2030/31 | 239.25 | 59.75 | 7
2030/31 | 239.75 | 59.75 | 3
2030/31 | 240.25 | 59.75 | 9
2030/31 | 240.75 | 59.75 | 12
2030/31 | 241.25 | 59.75 | 8
2030/31 | 241.75 | 59.75 | 12
2030/31 | 242.25 | 59.75 | 13
2030/31 | 242.75 | 59.75 | 7
2030/31 | 243.25 | 59.75 | 6
2030/31 | 243.75 | 59.75 | 8
2030/31 | 244.25 | 59.75 | 7
2030/31 | 244.75 | 59.75 | 9
2030/31 | 245.25 | 59.75 | 8
2030/31 | 245.75 | 59.75 | 10
2030/31 | 246.25 | 59.75 | 8
2030/31 | 246.75 | 59.75 | 8
2030/31 | 247.25 | 59.75 | 9
2030/31 | 247.75 | 59.75 | 6
2030/31 | 248.25 | 59.75 | 11
2030/31 | 248.75 | 59.75 | 5
2030/31 | 249.25 | 59.75 | 5
2030/31 | 249.75 | 59.75 | 8
2030/31 | 250.25 | 59.75 | 7
2030/31 | 250.75 | 59.75 | 8
2030/31 | 251.25 | 59.75 | 4
2030/31 | 251.75 | 59.75 | 7
2030/31 | 252.25 | 59.75 | 7
2030/31 | 252.75 | 59.75 | 4
2030/31 | 253.25 | 59.75 | 3
2030/31 | 253.75 | 59.75 | 5
2030/31 | 254.25 | 59.75 | 5
2030/31 | 254.75 | 59.75 | 6
2030/31 | 255.25 | 59.75 | 3
2030/31 | 255.75 | 59.75 | 5
2030/31 | 256.25 | 59.75 | 7
2030/31 | 256.75 | 59.75 | 4
2030/31 | 257.25 | 59.75 | 6
2030/31 | 257.75 | 59.75 | 6
2030/31 | 258.25 | 59.75 | 5
2030/31 | 258.75 | 59.75 | 5
2030/31 | 259.25 | 59.75 | 5
2030/31 | 259.75 | 59.75 | 7
2030/31 | 260.25 | 59.75 | 3
2030/31 | 260.75 | 59.75 | 8
2030/31 | 261.25 | 59.75 | 4
2030/31 | 261.75 | 59.75 | 4
2030/31 | 262.25 | 59.75 | 4
2030/31 | 262.75 | 59.75 | 5
2030/31 | 263.25 | 59.75 | 4
2030/31 | 263.75 | 59.75 | 5
2030/31 | 264.25 | 59.75 | 3
2030/31 | 264.75 | 59.75 | 6
2030/31 | 265.25 | 59.75 | 1
2030/31 | 265.75 | 59.75 | 4
2030/31 | 266.25 | 59.75 | 1
2030/31 | 266.75 | 59.75 | 1
2030/31 | 267.25 | 59.75 | 2
2030/31 | 267.75 | 59.75 | 1
2030/31 | 268.25 | 59.75 | 2
2030/31 | 268.75 | 59.75 | 2
2030/31 | 269.25 | 59.75 | 2
2030/31 | 269.75 | 59.75 | 1
2030/31 | 270.25 | 59.75 | 4
2030/31 | 270.75 | 59.75 | 1
2030/31 | 271.25 | 59.75 | 1
2030/31 | 271.75 | 59.75 | 1
2030/31 | 272.25 | 59.75 | 2
2030/31 | 272.75 | 59.75 | 1
2030/31 | 273.25 | 59.75 | 4
2030/31 | 273.75 | 59.75 | 3
2030/31 | 274.25 | 59.75 | 1
2030/31 | 275.75 | 59.75 | 1
2030/31 | 276.25 | 59.75 | 2
2030/31 | 276.75 | 59.75 | 2
2030/31 | 277.25 | 59.75 | 6
2030/31 | 277.75 | 59.75 | 1
2030/31 | 278.25 | 59.75 | 2
2030/31 | 279.25 | 59.75 | 1
2030/31 | 279.75 | 59.75 | 3
2030/31 | 280.25 | 59.75 | 1
2030/31 | 280.75 | 59.75 | 3
2030/31 | 281.25 | 59.75 | 1
2030/31 | 282.25 | 59.75 | 1
2030/31 | 282.75 | 59.75 | 1
2030/31 | 283.75 | 59.75 | 1
2030/31 | 284.25 | 59.75 | 2
2030/31 | 284.75 | 59.75 | 1
2030/31 | 288.75 | 59.75 | 1
2030/31 | 289.75 | 59.75 | 1
2030/31 | 290.25 | 59.75 | 1
2030/31 | 292.25 | 59.75 | 3
2030/31 | 297.75 | 59.75 | 2
2030/31 | 301.75 | 59.75 | 1
2030/31 | 304.25 | 59.75 | 1
2030/31 | 305.75 | 59.75 | 1
2030/31 | 308.25 | 59.75 | 2
2030/31 | 308.75 | 59.75 | 1
2030/31 | 309.75 | 59.75 | 1
2030/31 | 311.25 | 59.75 | 2
2030/31 | 311.75 | 59.75 | 1
2030/31 | 317.25 | 59.75 | 1
2030/31 | 324.75 | 59.75 | 1
2030/31 | 337.75 | 59.75 | 1
2030/31 | 82.25 | 60.25 | 1
2030/31 | 82.75 | 60.25 | 1
2030/31 | 83.25 | 60.25 | 1
2030/31 | 83.75 | 60.25 | 1
2030/31 | 84.25 | 60.25 | 1
2030/31 | 84.75 | 60.25 | 5
2030/31 | 85.25 | 60.25 | 3
2030/31 | 85.75 | 60.25 | 1
2030/31 | 86.25 | 60.25 | 1
2030/31 | 86.75 | 60.25 | 3
2030/31 | 87.25 | 60.25 | 3
2030/31 | 87.75 | 60.25 | 3
2030/31 | 88.25 | 60.25 | 5
2030/31 | 88.75 | 60.25 | 6
2030/31 | 89.25 | 60.25 | 5
2030/31 | 89.75 | 60.25 | 8
2030/31 | 90.25 | 60.25 | 12
2030/31 | 90.75 | 60.25 | 9
2030/31 | 91.25 | 60.25 | 13
2030/31 | 91.75 | 60.25 | 14
2030/31 | 92.25 | 60.25 | 20
2030/31 | 92.75 | 60.25 | 12
2030/31 | 93.25 | 60.25 | 18
2030/31 | 93.75 | 60.25 | 23
2030/31 | 94.25 | 60.25 | 12
2030/31 | 94.75 | 60.25 | 24
2030/31 | 95.25 | 60.25 | 30
2030/31 | 95.75 | 60.25 | 28
2030/31 | 96.25 | 60.25 | 30
2030/31 | 96.75 | 60.25 | 34
2030/31 | 97.25 | 60.25 | 28
2030/31 | 97.75 | 60.25 | 44
2030/31 | 98.25 | 60.25 | 43
2030/31 | 98.75 | 60.25 | 43
2030/31 | 99.25 | 60.25 | 37
2030/31 | 99.75 | 60.25 | 47
2030/31 | 100.25 | 60.25 | 56
2030/31 | 100.75 | 60.25 | 56
2030/31 | 101.25 | 60.25 | 64
2030/31 | 101.75 | 60.25 | 80
2030/31 | 102.25 | 60.25 | 61
2030/31 | 102.75 | 60.25 | 74
2030/31 | 103.25 | 60.25 | 58
2030/31 | 103.75 | 60.25 | 70
2030/31 | 104.25 | 60.25 | 85
2030/31 | 104.75 | 60.25 | 90
2030/31 | 105.25 | 60.25 | 72
2030/31 | 105.75 | 60.25 | 77
2030/31 | 106.25 | 60.25 | 87
2030/31 | 106.75 | 60.25 | 108
2030/31 | 107.25 | 60.25 | 95
2030/31 | 107.75 | 60.25 | 96
2030/31 | 108.25 | 60.25 | 129
2030/31 | 108.75 | 60.25 | 108
2030/31 | 109.25 | 60.25 | 108
2030/31 | 109.75 | 60.25 | 126
2030/31 | 110.25 | 60.25 | 112
2030/31 | 110.75 | 60.25 | 134
2030/31 | 111.25 | 60.25 | 141
2030/31 | 111.75 | 60.25 | 127
2030/31 | 112.25 | 60.25 | 129
2030/31 | 112.75 | 60.25 | 137
2030/31 | 113.25 | 60.25 | 149
2030/31 | 113.75 | 60.25 | 139
2030/31 | 114.25 | 60.25 | 126
2030/31 | 114.75 | 60.25 | 107
2030/31 | 115.25 | 60.25 | 137
2030/31 | 115.75 | 60.25 | 150
2030/31 | 116.25 | 60.25 | 151
2030/31 | 116.75 | 60.25 | 147
2030/31 | 117.25 | 60.25 | 133
2030/31 | 117.75 | 60.25 | 158
2030/31 | 118.25 | 60.25 | 180
2030/31 | 118.75 | 60.25 | 163
2030/31 | 119.25 | 60.25 | 153
2030/31 | 119.75 | 60.25 | 169
2030/31 | 120.25 | 60.25 | 143
2030/31 | 120.75 | 60.25 | 156
2030/31 | 121.25 | 60.25 | 159
2030/31 | 121.75 | 60.25 | 196
2030/31 | 122.25 | 60.25 | 163
2030/31 | 122.75 | 60.25 | 138
2030/31 | 123.25 | 60.25 | 187
2030/31 | 123.75 | 60.25 | 162
2030/31 | 124.25 | 60.25 | 184
2030/31 | 124.75 | 60.25 | 168
2030/31 | 125.25 | 60.25 | 172
2030/31 | 125.75 | 60.25 | 157
2030/31 | 126.25 | 60.25 | 178
2030/31 | 126.75 | 60.25 | 159
2030/31 | 127.25 | 60.25 | 138
2030/31 | 127.75 | 60.25 | 169
2030/31 | 128.25 | 60.25 | 157
2030/31 | 128.75 | 60.25 | 169
2030/31 | 129.25 | 60.25 | 188
2030/31 | 129.75 | 60.25 | 157
2030/31 | 130.25 | 60.25 | 160
2030/31 | 130.75 | 60.25 | 201
2030/31 | 131.25 | 60.25 | 161
2030/31 | 131.75 | 60.25 | 148
2030/31 | 132.25 | 60.25 | 184
2030/31 | 132.75 | 60.25 | 176
2030/31 | 133.25 | 60.25 | 158
2030/31 | 133.75 | 60.25 | 181
2030/31 | 134.25 | 60.25 | 180
2030/31 | 134.75 | 60.25 | 177
2030/31 | 135.25 | 60.25 | 165
2030/31 | 135.75 | 60.25 | 170
2030/31 | 136.25 | 60.25 | 184
2030/31 | 136.75 | 60.25 | 160
2030/31 | 137.25 | 60.25 | 165
2030/31 | 137.75 | 60.25 | 159
2030/31 | 138.25 | 60.25 | 172
2030/31 | 138.75 | 60.25 | 183
2030/31 | 139.25 | 60.25 | 154
2030/31 | 139.75 | 60.25 | 147
2030/31 | 140.25 | 60.25 | 151
2030/31 | 140.75 | 60.25 | 155
2030/31 | 141.25 | 60.25 | 148
2030/31 | 141.75 | 60.25 | 158
2030/31 | 142.25 | 60.25 | 157
2030/31 | 142.75 | 60.25 | 152
2030/31 | 143.25 | 60.25 | 165
2030/31 | 143.75 | 60.25 | 161
2030/31 | 144.25 | 60.25 | 142
2030/31 | 144.75 | 60.25 | 148
2030/31 | 145.25 | 60.25 | 169
2030/31 | 145.75 | 60.25 | 144
2030/31 | 146.25 | 60.25 | 147
2030/31 | 146.75 | 60.25 | 149
2030/31 | 147.25 | 60.25 | 153
2030/31 | 147.75 | 60.25 | 158
2030/31 | 148.25 | 60.25 | 150
2030/31 | 148.75 | 60.25 | 112
2030/31 | 149.25 | 60.25 | 162
2030/31 | 149.75 | 60.25 | 156
2030/31 | 150.25 | 60.25 | 144
2030/31 | 150.75 | 60.25 | 146
2030/31 | 151.25 | 60.25 | 127
2030/31 | 151.75 | 60.25 | 135
2030/31 | 152.25 | 60.25 | 138
2030/31 | 152.75 | 60.25 | 151
2030/31 | 153.25 | 60.25 | 151
2030/31 | 153.75 | 60.25 | 137
2030/31 | 154.25 | 60.25 | 125
2030/31 | 154.75 | 60.25 | 128
2030/31 | 155.25 | 60.25 | 145
2030/31 | 155.75 | 60.25 | 127
2030/31 | 156.25 | 60.25 | 117
2030/31 | 156.75 | 60.25 | 133
2030/31 | 157.25 | 60.25 | 131
2030/31 | 157.75 | 60.25 | 135
2030/31 | 158.25 | 60.25 | 128
2030/31 | 158.75 | 60.25 | 122
2030/31 | 159.25 | 60.25 | 141
2030/31 | 159.75 | 60.25 | 115
2030/31 | 160.25 | 60.25 | 120
2030/31 | 160.75 | 60.25 | 118
2030/31 | 161.25 | 60.25 | 151
2030/31 | 161.75 | 60.25 | 131
2030/31 | 162.25 | 60.25 | 139
2030/31 | 162.75 | 60.25 | 131
2030/31 | 163.25 | 60.25 | 132
2030/31 | 163.75 | 60.25 | 111
2030/31 | 164.25 | 60.25 | 105
2030/31 | 164.75 | 60.25 | 111
2030/31 | 165.25 | 60.25 | 97
2030/31 | 165.75 | 60.25 | 108
2030/31 | 166.25 | 60.25 | 102
2030/31 | 166.75 | 60.25 | 95
2030/31 | 167.25 | 60.25 | 99
2030/31 | 167.75 | 60.25 | 103
2030/31 | 168.25 | 60.25 | 123
2030/31 | 168.75 | 60.25 | 100
2030/31 | 169.25 | 60.25 | 105
2030/31 | 169.75 | 60.25 | 90
2030/31 | 170.25 | 60.25 | 111
2030/31 | 170.75 | 60.25 | 73
2030/31 | 171.25 | 60.25 | 83
2030/31 | 171.75 | 60.25 | 83
2030/31 | 172.25 | 60.25 | 99
2030/31 | 172.75 | 60.25 | 98
2030/31 | 173.25 | 60.25 | 94
2030/31 | 173.75 | 60.25 | 107
2030/31 | 174.25 | 60.25 | 103
2030/31 | 174.75 | 60.25 | 80
2030/31 | 175.25 | 60.25 | 92
2030/31 | 175.75 | 60.25 | 93
2030/31 | 176.25 | 60.25 | 90
2030/31 | 176.75 | 60.25 | 98
2030/31 | 177.25 | 60.25 | 86
2030/31 | 177.75 | 60.25 | 104
2030/31 | 178.25 | 60.25 | 75
2030/31 | 178.75 | 60.25 | 100
2030/31 | 179.25 | 60.25 | 73
2030/31 | 179.75 | 60.25 | 75
2030/31 | 180.25 | 60.25 | 75
2030/31 | 180.75 | 60.25 | 82
2030/31 | 181.25 | 60.25 | 92
2030/31 | 181.75 | 60.25 | 88
2030/31 | 182.25 | 60.25 | 83
2030/31 | 182.75 | 60.25 | 88
2030/31 | 183.25 | 60.25 | 93
2030/31 | 183.75 | 60.25 | 69
2030/31 | 184.25 | 60.25 | 70
2030/31 | 184.75 | 60.25 | 73
2030/31 | 185.25 | 60.25 | 91
2030/31 | 185.75 | 60.25 | 73
2030/31 | 186.25 | 60.25 | 69
2030/31 | 186.75 | 60.25 | 92
2030/31 | 187.25 | 60.25 | 73
2030/31 | 187.75 | 60.25 | 76
2030/31 | 188.25 | 60.25 | 74
2030/31 | 188.75 | 60.25 | 75
2030/31 | 189.25 | 60.25 | 66
2030/31 | 189.75 | 60.25 | 65
2030/31 | 190.25 | 60.25 | 75
2030/31 | 190.75 | 60.25 | 60
2030/31 | 191.25 | 60.25 | 71
2030/31 | 191.75 | 60.25 | 70
2030/31 | 192.25 | 60.25 | 52
2030/31 | 192.75 | 60.25 | 58
2030/31 | 193.25 | 60.25 | 61
2030/31 | 193.75 | 60.25 | 68
2030/31 | 194.25 | 60.25 | 60
2030/31 | 194.75 | 60.25 | 67
2030/31 | 195.25 | 60.25 | 51
2030/31 | 195.75 | 60.25 | 56
2030/31 | 196.25 | 60.25 | 42
2030/31 | 196.75 | 60.25 | 57
2030/31 | 197.25 | 60.25 | 52
2030/31 | 197.75 | 60.25 | 52
2030/31 | 198.25 | 60.25 | 54
2030/31 | 198.75 | 60.25 | 66
2030/31 | 199.25 | 60.25 | 65
2030/31 | 199.75 | 60.25 | 42
2030/31 | 200.25 | 60.25 | 50
2030/31 | 200.75 | 60.25 | 52
2030/31 | 201.25 | 60.25 | 55
2030/31 | 201.75 | 60.25 | 57
2030/31 | 202.25 | 60.25 | 53
2030/31 | 202.75 | 60.25 | 41
2030/31 | 203.25 | 60.25 | 47
2030/31 | 203.75 | 60.25 | 44
2030/31 | 204.25 | 60.25 | 52
2030/31 | 204.75 | 60.25 | 49
2030/31 | 205.25 | 60.25 | 52
2030/31 | 205.75 | 60.25 | 44
2030/31 | 206.25 | 60.25 | 45
2030/31 | 206.75 | 60.25 | 52
2030/31 | 207.25 | 60.25 | 40
2030/31 | 207.75 | 60.25 | 53
2030/31 | 208.25 | 60.25 | 53
2030/31 | 208.75 | 60.25 | 27
2030/31 | 209.25 | 60.25 | 41
2030/31 | 209.75 | 60.25 | 36
2030/31 | 210.25 | 60.25 | 44
2030/31 | 210.75 | 60.25 | 34
2030/31 | 211.25 | 60.25 | 34
2030/31 | 211.75 | 60.25 | 47
2030/31 | 212.25 | 60.25 | 32
2030/31 | 212.75 | 60.25 | 38
2030/31 | 213.25 | 60.25 | 36
2030/31 | 213.75 | 60.25 | 37
2030/31 | 214.25 | 60.25 | 40
2030/31 | 214.75 | 60.25 | 22
2030/31 | 215.25 | 60.25 | 21
2030/31 | 215.75 | 60.25 | 19
2030/31 | 216.25 | 60.25 | 29
2030/31 | 216.75 | 60.25 | 37
2030/31 | 217.25 | 60.25 | 32
2030/31 | 217.75 | 60.25 | 23
2030/31 | 218.25 | 60.25 | 33
2030/31 | 218.75 | 60.25 | 31
2030/31 | 219.25 | 60.25 | 26
2030/31 | 219.75 | 60.25 | 24
2030/31 | 220.25 | 60.25 | 24
2030/31 | 220.75 | 60.25 | 31
2030/31 | 221.25 | 60.25 | 30
2030/31 | 221.75 | 60.25 | 21
2030/31 | 222.25 | 60.25 | 21
2030/31 | 222.75 | 60.25 | 18
2030/31 | 223.25 | 60.25 | 18
2030/31 | 223.75 | 60.25 | 23
2030/31 | 224.25 | 60.25 | 24
2030/31 | 224.75 | 60.25 | 31
2030/31 | 225.25 | 60.25 | 23
2030/31 | 225.75 | 60.25 | 19
2030/31 | 226.25 | 60.25 | 17
2030/31 | 226.75 | 60.25 | 36
2030/31 | 227.25 | 60.25 | 17
2030/31 | 227.75 | 60.25 | 19
2030/31 | 228.25 | 60.25 | 16
2030/31 | 228.75 | 60.25 | 16
2030/31 | 229.25 | 60.25 | 25
2030/31 | 229.75 | 60.25 | 22
2030/31 | 230.25 | 60.25 | 23
2030/31 | 230.75 | 60.25 | 26
2030/31 | 231.25 | 60.25 | 19
2030/31 | 231.75 | 60.25 | 15
2030/31 | 232.25 | 60.25 | 6
2030/31 | 232.75 | 60.25 | 22
2030/31 | 233.25 | 60.25 | 17
2030/31 | 233.75 | 60.25 | 19
2030/31 | 234.25 | 60.25 | 12
2030/31 | 234.75 | 60.25 | 15
2030/31 | 235.25 | 60.25 | 10
2030/31 | 235.75 | 60.25 | 11
2030/31 | 236.25 | 60.25 | 20
2030/31 | 236.75 | 60.25 | 17
2030/31 | 237.25 | 60.25 | 18
2030/31 | 237.75 | 60.25 | 10
2030/31 | 238.25 | 60.25 | 20
2030/31 | 238.75 | 60.25 | 16
2030/31 | 239.25 | 60.25 | 18
2030/31 | 239.75 | 60.25 | 9
2030/31 | 240.25 | 60.25 | 13
2030/31 | 240.75 | 60.25 | 10
2030/31 | 241.25 | 60.25 | 13
2030/31 | 241.75 | 60.25 | 16
2030/31 | 242.25 | 60.25 | 13
2030/31 | 242.75 | 60.25 | 9
2030/31 | 243.25 | 60.25 | 8
2030/31 | 243.75 | 60.25 | 5
2030/31 | 244.25 | 60.25 | 5
2030/31 | 244.75 | 60.25 | 5
2030/31 | 245.25 | 60.25 | 8
2030/31 | 245.75 | 60.25 | 8
2030/31 | 246.25 | 60.25 | 6
2030/31 | 246.75 | 60.25 | 4
2030/31 | 247.25 | 60.25 | 8
2030/31 | 247.75 | 60.25 | 13
2030/31 | 248.25 | 60.25 | 6
2030/31 | 248.75 | 60.25 | 7
2030/31 | 249.25 | 60.25 | 8
2030/31 | 249.75 | 60.25 | 6
2030/31 | 250.25 | 60.25 | 8
2030/31 | 250.75 | 60.25 | 2
2030/31 | 251.25 | 60.25 | 5
2030/31 | 251.75 | 60.25 | 5
2030/31 | 252.25 | 60.25 | 4
2030/31 | 252.75 | 60.25 | 4
2030/31 | 253.25 | 60.25 | 9
2030/31 | 253.75 | 60.25 | 5
2030/31 | 254.25 | 60.25 | 5
2030/31 | 254.75 | 60.25 | 3
2030/31 | 255.25 | 60.25 | 11
2030/31 | 255.75 | 60.25 | 3
2030/31 | 256.25 | 60.25 | 1
2030/31 | 256.75 | 60.25 | 5
2030/31 | 257.25 | 60.25 | 5
2030/31 | 257.75 | 60.25 | 5
2030/31 | 258.25 | 60.25 | 6
2030/31 | 258.75 | 60.25 | 7
2030/31 | 259.25 | 60.25 | 4
2030/31 | 259.75 | 60.25 | 1
2030/31 | 260.25 | 60.25 | 3
2030/31 | 260.75 | 60.25 | 4
2030/31 | 261.75 | 60.25 | 9
2030/31 | 262.25 | 60.25 | 3
2030/31 | 262.75 | 60.25 | 3
2030/31 | 263.25 | 60.25 | 3
2030/31 | 263.75 | 60.25 | 1
2030/31 | 264.25 | 60.25 | 4
2030/31 | 264.75 | 60.25 | 2
2030/31 | 265.25 | 60.25 | 5
2030/31 | 265.75 | 60.25 | 2
2030/31 | 266.25 | 60.25 | 3
2030/31 | 266.75 | 60.25 | 7
2030/31 | 267.25 | 60.25 | 2
2030/31 | 267.75 | 60.25 | 3
2030/31 | 268.25 | 60.25 | 4
2030/31 | 268.75 | 60.25 | 2
2030/31 | 269.25 | 60.25 | 2
2030/31 | 269.75 | 60.25 | 1
2030/31 | 270.25 | 60.25 | 1
2030/31 | 270.75 | 60.25 | 1
2030/31 | 271.25 | 60.25 | 3
2030/31 | 271.75 | 60.25 | 2
2030/31 | 272.75 | 60.25 | 2
2030/31 | 273.75 | 60.25 | 4
2030/31 | 274.25 | 60.25 | 3
2030/31 | 274.75 | 60.25 | 2
2030/31 | 275.25 | 60.25 | 2
2030/31 | 276.25 | 60.25 | 2
2030/31 | 276.75 | 60.25 | 3
2030/31 | 277.75 | 60.25 | 3
2030/31 | 279.75 | 60.25 | 2
2030/31 | 280.25 | 60.25 | 1
2030/31 | 280.75 | 60.25 | 1
2030/31 | 281.25 | 60.25 | 3
2030/31 | 281.75 | 60.25 | 2
2030/31 | 282.25 | 60.25 | 1
2030/31 | 284.25 | 60.25 | 1
2030/31 | 284.75 | 60.25 | 1
2030/31 | 285.25 | 60.25 | 2
2030/31 | 285.75 | 60.25 | 2
2030/31 | 287.75 | 60.25 | 1
2030/31 | 288.25 | 60.25 | 1
2030/31 | 288.75 | 60.25 | 1
2030/31 | 289.25 | 60.25 | 2
2030/31 | 291.75 | 60.25 | 1
2030/31 | 292.75 | 60.25 | 1
2030/31 | 294.75 | 60.25 | 2
2030/31 | 296.75 | 60.25 | 2
2030/31 | 298.25 | 60.25 | 1
2030/31 | 298.75 | 60.25 | 1
2030/31 | 300.25 | 60.25 | 1
2030/31 | 301.25 | 60.25 | 1
2030/31 | 303.25 | 60.25 | 1
2030/31 | 304.75 | 60.25 | 1
2030/31 | 310.25 | 60.25 | 1
2030/31 | 321.75 | 60.25 | 1
2030/31 | 326.75 | 60.25 | 1
2030/31 | 328.25 | 60.25 | 1
2030/31 | 336.25 | 60.25 | 1
2030/31 | 339.75 | 60.25 | 1
2030/31 | 79.75 | 60.75 | 1
2030/31 | 81.75 | 60.75 | 1
2030/31 | 83.75 | 60.75 | 1
2030/31 | 85.75 | 60.75 | 2
2030/31 | 86.25 | 60.75 | 1
2030/31 | 86.75 | 60.75 | 2
2030/31 | 87.25 | 60.75 | 3
2030/31 | 87.75 | 60.75 | 3
2030/31 | 88.25 | 60.75 | 4
2030/31 | 88.75 | 60.75 | 8
2030/31 | 89.75 | 60.75 | 12
2030/31 | 90.25 | 60.75 | 8
2030/31 | 90.75 | 60.75 | 7
2030/31 | 91.25 | 60.75 | 13
2030/31 | 91.75 | 60.75 | 6
2030/31 | 92.25 | 60.75 | 10
2030/31 | 92.75 | 60.75 | 6
2030/31 | 93.25 | 60.75 | 18
2030/31 | 93.75 | 60.75 | 21
2030/31 | 94.25 | 60.75 | 16
2030/31 | 94.75 | 60.75 | 29
2030/31 | 95.25 | 60.75 | 19
2030/31 | 95.75 | 60.75 | 18
2030/31 | 96.25 | 60.75 | 27
2030/31 | 96.75 | 60.75 | 35
2030/31 | 97.25 | 60.75 | 39
2030/31 | 97.75 | 60.75 | 33
2030/31 | 98.25 | 60.75 | 29
2030/31 | 98.75 | 60.75 | 43
2030/31 | 99.25 | 60.75 | 28
2030/31 | 99.75 | 60.75 | 39
2030/31 | 100.25 | 60.75 | 45
2030/31 | 100.75 | 60.75 | 32
2030/31 | 101.25 | 60.75 | 59
2030/31 | 101.75 | 60.75 | 45
2030/31 | 102.25 | 60.75 | 47
2030/31 | 102.75 | 60.75 | 71
2030/31 | 103.25 | 60.75 | 76
2030/31 | 103.75 | 60.75 | 72
2030/31 | 104.25 | 60.75 | 63
2030/31 | 104.75 | 60.75 | 95
2030/31 | 105.25 | 60.75 | 77
2030/31 | 105.75 | 60.75 | 80
2030/31 | 106.25 | 60.75 | 89
2030/31 | 106.75 | 60.75 | 88
2030/31 | 107.25 | 60.75 | 95
2030/31 | 107.75 | 60.75 | 92
2030/31 | 108.25 | 60.75 | 72
2030/31 | 108.75 | 60.75 | 103
2030/31 | 109.25 | 60.75 | 85
2030/31 | 109.75 | 60.75 | 90
2030/31 | 110.25 | 60.75 | 104
2030/31 | 110.75 | 60.75 | 131
2030/31 | 111.25 | 60.75 | 116
2030/31 | 111.75 | 60.75 | 107
2030/31 | 112.25 | 60.75 | 118
2030/31 | 112.75 | 60.75 | 124
2030/31 | 113.25 | 60.75 | 137
2030/31 | 113.75 | 60.75 | 107
2030/31 | 114.25 | 60.75 | 130
2030/31 | 114.75 | 60.75 | 134
2030/31 | 115.25 | 60.75 | 127
2030/31 | 115.75 | 60.75 | 131
2030/31 | 116.25 | 60.75 | 153
2030/31 | 116.75 | 60.75 | 148
2030/31 | 117.25 | 60.75 | 151
2030/31 | 117.75 | 60.75 | 144
2030/31 | 118.25 | 60.75 | 142
2030/31 | 118.75 | 60.75 | 136
2030/31 | 119.25 | 60.75 | 155
2030/31 | 119.75 | 60.75 | 142
2030/31 | 120.25 | 60.75 | 165
2030/31 | 120.75 | 60.75 | 163
2030/31 | 121.25 | 60.75 | 153
2030/31 | 121.75 | 60.75 | 156
2030/31 | 122.25 | 60.75 | 166
2030/31 | 122.75 | 60.75 | 150
2030/31 | 123.25 | 60.75 | 180
2030/31 | 123.75 | 60.75 | 166
2030/31 | 124.25 | 60.75 | 151
2030/31 | 124.75 | 60.75 | 141
2030/31 | 125.25 | 60.75 | 182
2030/31 | 125.75 | 60.75 | 182
2030/31 | 126.25 | 60.75 | 168
2030/31 | 126.75 | 60.75 | 182
2030/31 | 127.25 | 60.75 | 169
2030/31 | 127.75 | 60.75 | 171
2030/31 | 128.25 | 60.75 | 171
2030/31 | 128.75 | 60.75 | 184
2030/31 | 129.25 | 60.75 | 164
2030/31 | 129.75 | 60.75 | 171
2030/31 | 130.25 | 60.75 | 171
2030/31 | 130.75 | 60.75 | 144
2030/31 | 131.25 | 60.75 | 175
2030/31 | 131.75 | 60.75 | 175
2030/31 | 132.25 | 60.75 | 162
2030/31 | 132.75 | 60.75 | 169
2030/31 | 133.25 | 60.75 | 176
2030/31 | 133.75 | 60.75 | 167
2030/31 | 134.25 | 60.75 | 187
2030/31 | 134.75 | 60.75 | 153
2030/31 | 135.25 | 60.75 | 173
2030/31 | 135.75 | 60.75 | 168
2030/31 | 136.25 | 60.75 | 196
2030/31 | 136.75 | 60.75 | 180
2030/31 | 137.25 | 60.75 | 151
2030/31 | 137.75 | 60.75 | 198
2030/31 | 138.25 | 60.75 | 175
2030/31 | 138.75 | 60.75 | 183
2030/31 | 139.25 | 60.75 | 145
2030/31 | 139.75 | 60.75 | 184
2030/31 | 140.25 | 60.75 | 144
2030/31 | 140.75 | 60.75 | 152
2030/31 | 141.25 | 60.75 | 167
2030/31 | 141.75 | 60.75 | 157
2030/31 | 142.25 | 60.75 | 155
2030/31 | 142.75 | 60.75 | 184
2030/31 | 143.25 | 60.75 | 159
2030/31 | 143.75 | 60.75 | 156
2030/31 | 144.25 | 60.75 | 151
2030/31 | 144.75 | 60.75 | 155
2030/31 | 145.25 | 60.75 | 149
2030/31 | 145.75 | 60.75 | 133
2030/31 | 146.25 | 60.75 | 171
2030/31 | 146.75 | 60.75 | 131
2030/31 | 147.25 | 60.75 | 150
2030/31 | 147.75 | 60.75 | 131
2030/31 | 148.25 | 60.75 | 156
2030/31 | 148.75 | 60.75 | 132
2030/31 | 149.25 | 60.75 | 167
2030/31 | 149.75 | 60.75 | 148
2030/31 | 150.25 | 60.75 | 149
2030/31 | 150.75 | 60.75 | 124
2030/31 | 151.25 | 60.75 | 126
2030/31 | 151.75 | 60.75 | 168
2030/31 | 152.25 | 60.75 | 153
2030/31 | 152.75 | 60.75 | 141
2030/31 | 153.25 | 60.75 | 134
2030/31 | 153.75 | 60.75 | 107
2030/31 | 154.25 | 60.75 | 142
2030/31 | 154.75 | 60.75 | 135
2030/31 | 155.25 | 60.75 | 132
2030/31 | 155.75 | 60.75 | 136
2030/31 | 156.25 | 60.75 | 133
2030/31 | 156.75 | 60.75 | 153
2030/31 | 157.25 | 60.75 | 154
2030/31 | 157.75 | 60.75 | 128
2030/31 | 158.25 | 60.75 | 137
2030/31 | 158.75 | 60.75 | 141
2030/31 | 159.25 | 60.75 | 119
2030/31 | 159.75 | 60.75 | 119
2030/31 | 160.25 | 60.75 | 135
2030/31 | 160.75 | 60.75 | 121
2030/31 | 161.25 | 60.75 | 121
2030/31 | 161.75 | 60.75 | 118
2030/31 | 162.25 | 60.75 | 119
2030/31 | 162.75 | 60.75 | 139
2030/31 | 163.25 | 60.75 | 123
2030/31 | 163.75 | 60.75 | 102
2030/31 | 164.25 | 60.75 | 115
2030/31 | 164.75 | 60.75 | 110
2030/31 | 165.25 | 60.75 | 103
2030/31 | 165.75 | 60.75 | 106
2030/31 | 166.25 | 60.75 | 111
2030/31 | 166.75 | 60.75 | 119
2030/31 | 167.25 | 60.75 | 118
2030/31 | 167.75 | 60.75 | 86
2030/31 | 168.25 | 60.75 | 130
2030/31 | 168.75 | 60.75 | 116
2030/31 | 169.25 | 60.75 | 124
2030/31 | 169.75 | 60.75 | 111
2030/31 | 170.25 | 60.75 | 92
2030/31 | 170.75 | 60.75 | 113
2030/31 | 171.25 | 60.75 | 99
2030/31 | 171.75 | 60.75 | 87
2030/31 | 172.25 | 60.75 | 89
2030/31 | 172.75 | 60.75 | 96
2030/31 | 173.25 | 60.75 | 106
2030/31 | 173.75 | 60.75 | 97
2030/31 | 174.25 | 60.75 | 99
2030/31 | 174.75 | 60.75 | 94
2030/31 | 175.25 | 60.75 | 92
2030/31 | 175.75 | 60.75 | 119
2030/31 | 176.25 | 60.75 | 83
2030/31 | 176.75 | 60.75 | 86
2030/31 | 177.25 | 60.75 | 85
2030/31 | 177.75 | 60.75 | 89
2030/31 | 178.25 | 60.75 | 96
2030/31 | 178.75 | 60.75 | 100
2030/31 | 179.25 | 60.75 | 82
2030/31 | 179.75 | 60.75 | 73
2030/31 | 180.25 | 60.75 | 88
2030/31 | 180.75 | 60.75 | 94
2030/31 | 181.25 | 60.75 | 104
2030/31 | 181.75 | 60.75 | 82
2030/31 | 182.25 | 60.75 | 73
2030/31 | 182.75 | 60.75 | 81
2030/31 | 183.25 | 60.75 | 75
2030/31 | 183.75 | 60.75 | 97
2030/31 | 184.25 | 60.75 | 91
2030/31 | 184.75 | 60.75 | 63
2030/31 | 185.25 | 60.75 | 87
2030/31 | 185.75 | 60.75 | 82
2030/31 | 186.25 | 60.75 | 73
2030/31 | 186.75 | 60.75 | 90
2030/31 | 187.25 | 60.75 | 77
2030/31 | 187.75 | 60.75 | 79
2030/31 | 188.25 | 60.75 | 90
2030/31 | 188.75 | 60.75 | 66
2030/31 | 189.25 | 60.75 | 76
2030/31 | 189.75 | 60.75 | 62
2030/31 | 190.25 | 60.75 | 72
2030/31 | 190.75 | 60.75 | 76
2030/31 | 191.25 | 60.75 | 68
2030/31 | 191.75 | 60.75 | 62
2030/31 | 192.25 | 60.75 | 67
2030/31 | 192.75 | 60.75 | 73
2030/31 | 193.25 | 60.75 | 57
2030/31 | 193.75 | 60.75 | 80
2030/31 | 194.25 | 60.75 | 55
2030/31 | 194.75 | 60.75 | 44
2030/31 | 195.25 | 60.75 | 71
2030/31 | 195.75 | 60.75 | 54
2030/31 | 196.25 | 60.75 | 71
2030/31 | 196.75 | 60.75 | 70
2030/31 | 197.25 | 60.75 | 59
2030/31 | 197.75 | 60.75 | 56
2030/31 | 198.25 | 60.75 | 70
2030/31 | 198.75 | 60.75 | 57
2030/31 | 199.25 | 60.75 | 53
2030/31 | 199.75 | 60.75 | 53
2030/31 | 200.25 | 60.75 | 52
2030/31 | 200.75 | 60.75 | 46
2030/31 | 201.25 | 60.75 | 62
2030/31 | 201.75 | 60.75 | 61
2030/31 | 202.25 | 60.75 | 53
2030/31 | 202.75 | 60.75 | 46
2030/31 | 203.25 | 60.75 | 57
2030/31 | 203.75 | 60.75 | 48
2030/31 | 204.25 | 60.75 | 47
2030/31 | 204.75 | 60.75 | 48
2030/31 | 205.25 | 60.75 | 58
2030/31 | 205.75 | 60.75 | 47
2030/31 | 206.25 | 60.75 | 60
2030/31 | 206.75 | 60.75 | 56
2030/31 | 207.25 | 60.75 | 44
2030/31 | 207.75 | 60.75 | 52
2030/31 | 208.25 | 60.75 | 51
2030/31 | 208.75 | 60.75 | 40
2030/31 | 209.25 | 60.75 | 47
2030/31 | 209.75 | 60.75 | 33
2030/31 | 210.25 | 60.75 | 44
2030/31 | 210.75 | 60.75 | 45
2030/31 | 211.25 | 60.75 | 35
2030/31 | 211.75 | 60.75 | 51
2030/31 | 212.25 | 60.75 | 33
2030/31 | 212.75 | 60.75 | 20
2030/31 | 213.25 | 60.75 | 40
2030/31 | 213.75 | 60.75 | 33
2030/31 | 214.25 | 60.75 | 45
2030/31 | 214.75 | 60.75 | 38
2030/31 | 215.25 | 60.75 | 25
2030/31 | 215.75 | 60.75 | 37
2030/31 | 216.25 | 60.75 | 35
2030/31 | 216.75 | 60.75 | 32
2030/31 | 217.25 | 60.75 | 24
2030/31 | 217.75 | 60.75 | 43
2030/31 | 218.25 | 60.75 | 29
2030/31 | 218.75 | 60.75 | 33
2030/31 | 219.25 | 60.75 | 23
2030/31 | 219.75 | 60.75 | 27
2030/31 | 220.25 | 60.75 | 31
2030/31 | 220.75 | 60.75 | 34
2030/31 | 221.25 | 60.75 | 27
2030/31 | 221.75 | 60.75 | 29
2030/31 | 222.25 | 60.75 | 32
2030/31 | 222.75 | 60.75 | 23
2030/31 | 223.25 | 60.75 | 21
2030/31 | 223.75 | 60.75 | 22
2030/31 | 224.25 | 60.75 | 35
2030/31 | 224.75 | 60.75 | 27
2030/31 | 225.25 | 60.75 | 20
2030/31 | 225.75 | 60.75 | 20
2030/31 | 226.25 | 60.75 | 18
2030/31 | 226.75 | 60.75 | 25
2030/31 | 227.25 | 60.75 | 25
2030/31 | 227.75 | 60.75 | 18
2030/31 | 228.25 | 60.75 | 20
2030/31 | 228.75 | 60.75 | 19
2030/31 | 229.25 | 60.75 | 28
2030/31 | 229.75 | 60.75 | 32
2030/31 | 230.25 | 60.75 | 18
2030/31 | 230.75 | 60.75 | 24
2030/31 | 231.25 | 60.75 | 16
2030/31 | 231.75 | 60.75 | 20
2030/31 | 232.25 | 60.75 | 14
2030/31 | 232.75 | 60.75 | 13
2030/31 | 233.25 | 60.75 | 19
2030/31 | 233.75 | 60.75 | 15
2030/31 | 234.25 | 60.75 | 15
2030/31 | 234.75 | 60.75 | 13
2030/31 | 235.25 | 60.75 | 14
2030/31 | 235.75 | 60.75 | 20
2030/31 | 236.25 | 60.75 | 12
2030/31 | 236.75 | 60.75 | 19
2030/31 | 237.25 | 60.75 | 18
2030/31 | 237.75 | 60.75 | 11
2030/31 | 238.25 | 60.75 | 14
2030/31 | 238.75 | 60.75 | 13
2030/31 | 239.25 | 60.75 | 15
2030/31 | 239.75 | 60.75 | 19
2030/31 | 240.25 | 60.75 | 17
2030/31 | 240.75 | 60.75 | 10
2030/31 | 241.25 | 60.75 | 11
2030/31 | 241.75 | 60.75 | 17
2030/31 | 242.25 | 60.75 | 17
2030/31 | 242.75 | 60.75 | 10
2030/31 | 243.25 | 60.75 | 6
2030/31 | 243.75 | 60.75 | 6
2030/31 | 244.25 | 60.75 | 11
2030/31 | 244.75 | 60.75 | 12
2030/31 | 245.25 | 60.75 | 7
2030/31 | 245.75 | 60.75 | 10
2030/31 | 246.25 | 60.75 | 6
2030/31 | 246.75 | 60.75 | 4
2030/31 | 247.25 | 60.75 | 9
2030/31 | 247.75 | 60.75 | 6
2030/31 | 248.25 | 60.75 | 9
2030/31 | 248.75 | 60.75 | 5
2030/31 | 249.25 | 60.75 | 7
2030/31 | 249.75 | 60.75 | 9
2030/31 | 250.25 | 60.75 | 6
2030/31 | 250.75 | 60.75 | 8
2030/31 | 251.25 | 60.75 | 8
2030/31 | 251.75 | 60.75 | 10
2030/31 | 252.25 | 60.75 | 5
2030/31 | 252.75 | 60.75 | 8
2030/31 | 253.25 | 60.75 | 2
2030/31 | 253.75 | 60.75 | 3
2030/31 | 254.25 | 60.75 | 10
2030/31 | 254.75 | 60.75 | 10
2030/31 | 255.25 | 60.75 | 6
2030/31 | 255.75 | 60.75 | 7
2030/31 | 256.25 | 60.75 | 6
2030/31 | 256.75 | 60.75 | 7
2030/31 | 257.25 | 60.75 | 6
2030/31 | 257.75 | 60.75 | 5
2030/31 | 258.25 | 60.75 | 7
2030/31 | 258.75 | 60.75 | 6
2030/31 | 259.25 | 60.75 | 3
2030/31 | 259.75 | 60.75 | 5
2030/31 | 260.25 | 60.75 | 5
2030/31 | 260.75 | 60.75 | 1
2030/31 | 261.25 | 60.75 | 5
2030/31 | 261.75 | 60.75 | 6
2030/31 | 262.25 | 60.75 | 4
2030/31 | 262.75 | 60.75 | 2
2030/31 | 263.25 | 60.75 | 4
2030/31 | 263.75 | 60.75 | 4
2030/31 | 264.25 | 60.75 | 2
2030/31 | 264.75 | 60.75 | 5
2030/31 | 265.25 | 60.75 | 1
2030/31 | 265.75 | 60.75 | 1
2030/31 | 266.25 | 60.75 | 5
2030/31 | 266.75 | 60.75 | 1
2030/31 | 267.25 | 60.75 | 2
2030/31 | 268.25 | 60.75 | 2
2030/31 | 268.75 | 60.75 | 3
2030/31 | 269.25 | 60.75 | 1
2030/31 | 269.75 | 60.75 | 2
2030/31 | 270.25 | 60.75 | 5
2030/31 | 270.75 | 60.75 | 1
2030/31 | 271.25 | 60.75 | 3
2030/31 | 271.75 | 60.75 | 2
2030/31 | 272.25 | 60.75 | 1
2030/31 | 272.75 | 60.75 | 1
2030/31 | 273.75 | 60.75 | 1
2030/31 | 274.25 | 60.75 | 1
2030/31 | 275.25 | 60.75 | 2
2030/31 | 275.75 | 60.75 | 2
2030/31 | 276.25 | 60.75 | 2
2030/31 | 276.75 | 60.75 | 1
2030/31 | 278.25 | 60.75 | 2
2030/31 | 278.75 | 60.75 | 1
2030/31 | 280.75 | 60.75 | 2
2030/31 | 281.25 | 60.75 | 1
2030/31 | 281.75 | 60.75 | 1
2030/31 | 282.25 | 60.75 | 2
2030/31 | 282.75 | 60.75 | 1
2030/31 | 283.25 | 60.75 | 1
2030/31 | 283.75 | 60.75 | 2
2030/31 | 284.25 | 60.75 | 1
2030/31 | 285.25 | 60.75 | 2
2030/31 | 286.25 | 60.75 | 1
2030/31 | 286.75 | 60.75 | 1
2030/31 | 287.25 | 60.75 | 1
2030/31 | 288.25 | 60.75 | 1
2030/31 | 289.75 | 60.75 | 1
2030/31 | 290.75 | 60.75 | 1
2030/31 | 291.75 | 60.75 | 2
2030/31 | 292.25 | 60.75 | 1
2030/31 | 295.75 | 60.75 | 1
2030/31 | 296.25 | 60.75 | 1
2030/31 | 297.75 | 60.75 | 1
2030/31 | 298.25 | 60.75 | 1
2030/31 | 299.75 | 60.75 | 1
2030/31 | 302.25 | 60.75 | 1
2030/31 | 303.75 | 60.75 | 1
2030/31 | 306.75 | 60.75 | 1
2030/31 | 307.25 | 60.75 | 1
2030/31 | 309.25 | 60.75 | 1
2030/31 | 310.25 | 60.75 | 1
2030/31 | 311.25 | 60.75 | 1
2030/31 | 311.75 | 60.75 | 1
2030/31 | 317.25 | 60.75 | 1
2030/31 | 320.75 | 60.75 | 1
2030/31 | 321.75 | 60.75 | 1
2030/31 | 322.25 | 60.75 | 1
2030/31 | 323.25 | 60.75 | 1
2030/31 | 328.75 | 60.75 | 1
2030/31 | 336.75 | 60.75 | 1
2030/31 | 346.75 | 60.75 | 1
2030/31 | 81.25 | 61.25 | 1
2030/31 | 83.75 | 61.25 | 1
2030/31 | 84.25 | 61.25 | 1
2030/31 | 84.75 | 61.25 | 1
2030/31 | 86.25 | 61.25 | 1
2030/31 | 86.75 | 61.25 | 2
2030/31 | 87.25 | 61.25 | 1
2030/31 | 87.75 | 61.25 | 4
2030/31 | 88.25 | 61.25 | 1
2030/31 | 88.75 | 61.25 | 2
2030/31 | 89.25 | 61.25 | 1
2030/31 | 89.75 | 61.25 | 4
2030/31 | 90.25 | 61.25 | 2
2030/31 | 90.75 | 61.25 | 4
2030/31 | 91.25 | 61.25 | 8
2030/31 | 91.75 | 61.25 | 7
2030/31 | 92.25 | 61.25 | 11
2030/31 | 92.75 | 61.25 | 8
2030/31 | 93.25 | 61.25 | 14
2030/31 | 93.75 | 61.25 | 17
2030/31 | 94.25 | 61.25 | 14
2030/31 | 94.75 | 61.25 | 18
2030/31 | 95.25 | 61.25 | 27
2030/31 | 95.75 | 61.25 | 19
2030/31 | 96.25 | 61.25 | 23
2030/31 | 96.75 | 61.25 | 26
2030/31 | 97.25 | 61.25 | 21
2030/31 | 97.75 | 61.25 | 32
2030/31 | 98.25 | 61.25 | 28
2030/31 | 98.75 | 61.25 | 30
2030/31 | 99.25 | 61.25 | 33
2030/31 | 99.75 | 61.25 | 37
2030/31 | 100.25 | 61.25 | 39
2030/31 | 100.75 | 61.25 | 43
2030/31 | 101.25 | 61.25 | 47
2030/31 | 101.75 | 61.25 | 58
2030/31 | 102.25 | 61.25 | 66
2030/31 | 102.75 | 61.25 | 47
2030/31 | 103.25 | 61.25 | 66
2030/31 | 103.75 | 61.25 | 71
2030/31 | 104.25 | 61.25 | 77
2030/31 | 104.75 | 61.25 | 63
2030/31 | 105.25 | 61.25 | 75
2030/31 | 105.75 | 61.25 | 68
2030/31 | 106.25 | 61.25 | 73
2030/31 | 106.75 | 61.25 | 86
2030/31 | 107.25 | 61.25 | 81
2030/31 | 107.75 | 61.25 | 84
2030/31 | 108.25 | 61.25 | 98
2030/31 | 108.75 | 61.25 | 93
2030/31 | 109.25 | 61.25 | 96
2030/31 | 109.75 | 61.25 | 107
2030/31 | 110.25 | 61.25 | 112
2030/31 | 110.75 | 61.25 | 130
2030/31 | 111.25 | 61.25 | 108
2030/31 | 111.75 | 61.25 | 113
2030/31 | 112.25 | 61.25 | 109
2030/31 | 112.75 | 61.25 | 116
2030/31 | 113.25 | 61.25 | 124
2030/31 | 113.75 | 61.25 | 112
2030/31 | 114.25 | 61.25 | 125
2030/31 | 114.75 | 61.25 | 145
2030/31 | 115.25 | 61.25 | 124
2030/31 | 115.75 | 61.25 | 126
2030/31 | 116.25 | 61.25 | 134
2030/31 | 116.75 | 61.25 | 146
2030/31 | 117.25 | 61.25 | 139
2030/31 | 117.75 | 61.25 | 122
2030/31 | 118.25 | 61.25 | 139
2030/31 | 118.75 | 61.25 | 137
2030/31 | 119.25 | 61.25 | 157
2030/31 | 119.75 | 61.25 | 145
2030/31 | 120.25 | 61.25 | 152
2030/31 | 120.75 | 61.25 | 165
2030/31 | 121.25 | 61.25 | 160
2030/31 | 121.75 | 61.25 | 152
2030/31 | 122.25 | 61.25 | 148
2030/31 | 122.75 | 61.25 | 159
2030/31 | 123.25 | 61.25 | 165
2030/31 | 123.75 | 61.25 | 148
2030/31 | 124.25 | 61.25 | 154
2030/31 | 124.75 | 61.25 | 156
2030/31 | 125.25 | 61.25 | 173
2030/31 | 125.75 | 61.25 | 165
2030/31 | 126.25 | 61.25 | 164
2030/31 | 126.75 | 61.25 | 181
2030/31 | 127.25 | 61.25 | 166
2030/31 | 127.75 | 61.25 | 159
2030/31 | 128.25 | 61.25 | 180
2030/31 | 128.75 | 61.25 | 169
2030/31 | 129.25 | 61.25 | 173
2030/31 | 129.75 | 61.25 | 172
2030/31 | 130.25 | 61.25 | 180
2030/31 | 130.75 | 61.25 | 163
2030/31 | 131.25 | 61.25 | 147
2030/31 | 131.75 | 61.25 | 159
2030/31 | 132.25 | 61.25 | 168
2030/31 | 132.75 | 61.25 | 188
2030/31 | 133.25 | 61.25 | 160
2030/31 | 133.75 | 61.25 | 191
2030/31 | 134.25 | 61.25 | 194
2030/31 | 134.75 | 61.25 | 161
2030/31 | 135.25 | 61.25 | 200
2030/31 | 135.75 | 61.25 | 174
2030/31 | 136.25 | 61.25 | 200
2030/31 | 136.75 | 61.25 | 190
2030/31 | 137.25 | 61.25 | 170
2030/31 | 137.75 | 61.25 | 176
2030/31 | 138.25 | 61.25 | 184
2030/31 | 138.75 | 61.25 | 177
2030/31 | 139.25 | 61.25 | 164
2030/31 | 139.75 | 61.25 | 166
2030/31 | 140.25 | 61.25 | 156
2030/31 | 140.75 | 61.25 | 184
2030/31 | 141.25 | 61.25 | 166
2030/31 | 141.75 | 61.25 | 175
2030/31 | 142.25 | 61.25 | 161
2030/31 | 142.75 | 61.25 | 161
2030/31 | 143.25 | 61.25 | 157
2030/31 | 143.75 | 61.25 | 154
2030/31 | 144.25 | 61.25 | 147
2030/31 | 144.75 | 61.25 | 173
2030/31 | 145.25 | 61.25 | 152
2030/31 | 145.75 | 61.25 | 152
2030/31 | 146.25 | 61.25 | 166
2030/31 | 146.75 | 61.25 | 154
2030/31 | 147.25 | 61.25 | 163
2030/31 | 147.75 | 61.25 | 160
2030/31 | 148.25 | 61.25 | 161
2030/31 | 148.75 | 61.25 | 142
2030/31 | 149.25 | 61.25 | 149
2030/31 | 149.75 | 61.25 | 139
2030/31 | 150.25 | 61.25 | 152
2030/31 | 150.75 | 61.25 | 132
2030/31 | 151.25 | 61.25 | 167
2030/31 | 151.75 | 61.25 | 130
2030/31 | 152.25 | 61.25 | 166
2030/31 | 152.75 | 61.25 | 127
2030/31 | 153.25 | 61.25 | 156
2030/31 | 153.75 | 61.25 | 124
2030/31 | 154.25 | 61.25 | 155
2030/31 | 154.75 | 61.25 | 133
2030/31 | 155.25 | 61.25 | 132
2030/31 | 155.75 | 61.25 | 132
2030/31 | 156.25 | 61.25 | 145
2030/31 | 156.75 | 61.25 | 150
2030/31 | 157.25 | 61.25 | 150
2030/31 | 157.75 | 61.25 | 153
2030/31 | 158.25 | 61.25 | 148
2030/31 | 158.75 | 61.25 | 134
2030/31 | 159.25 | 61.25 | 156
2030/31 | 159.75 | 61.25 | 145
2030/31 | 160.25 | 61.25 | 124
2030/31 | 160.75 | 61.25 | 156
2030/31 | 161.25 | 61.25 | 113
2030/31 | 161.75 | 61.25 | 122
2030/31 | 162.25 | 61.25 | 129
2030/31 | 162.75 | 61.25 | 108
2030/31 | 163.25 | 61.25 | 132
2030/31 | 163.75 | 61.25 | 120
2030/31 | 164.25 | 61.25 | 102
2030/31 | 164.75 | 61.25 | 112
2030/31 | 165.25 | 61.25 | 136
2030/31 | 165.75 | 61.25 | 113
2030/31 | 166.25 | 61.25 | 128
2030/31 | 166.75 | 61.25 | 111
2030/31 | 167.25 | 61.25 | 98
2030/31 | 167.75 | 61.25 | 104
2030/31 | 168.25 | 61.25 | 102
2030/31 | 168.75 | 61.25 | 92
2030/31 | 169.25 | 61.25 | 109
2030/31 | 169.75 | 61.25 | 118
2030/31 | 170.25 | 61.25 | 99
2030/31 | 170.75 | 61.25 | 90
2030/31 | 171.25 | 61.25 | 104
2030/31 | 171.75 | 61.25 | 103
2030/31 | 172.25 | 61.25 | 106
2030/31 | 172.75 | 61.25 | 109
2030/31 | 173.25 | 61.25 | 96
2030/31 | 173.75 | 61.25 | 90
2030/31 | 174.25 | 61.25 | 104
2030/31 | 174.75 | 61.25 | 95
2030/31 | 175.25 | 61.25 | 97
2030/31 | 175.75 | 61.25 | 87
2030/31 | 176.25 | 61.25 | 96
2030/31 | 176.75 | 61.25 | 103
2030/31 | 177.25 | 61.25 | 113
2030/31 | 177.75 | 61.25 | 101
2030/31 | 178.25 | 61.25 | 94
2030/31 | 178.75 | 61.25 | 72
2030/31 | 179.25 | 61.25 | 106
2030/31 | 179.75 | 61.25 | 92
2030/31 | 180.25 | 61.25 | 107
2030/31 | 180.75 | 61.25 | 89
2030/31 | 181.25 | 61.25 | 97
2030/31 | 181.75 | 61.25 | 105
2030/31 | 182.25 | 61.25 | 84
2030/31 | 182.75 | 61.25 | 90
2030/31 | 183.25 | 61.25 | 72
2030/31 | 183.75 | 61.25 | 80
2030/31 | 184.25 | 61.25 | 92
2030/31 | 184.75 | 61.25 | 79
2030/31 | 185.25 | 61.25 | 85
2030/31 | 185.75 | 61.25 | 74
2030/31 | 186.25 | 61.25 | 78
2030/31 | 186.75 | 61.25 | 77
2030/31 | 187.25 | 61.25 | 88
2030/31 | 187.75 | 61.25 | 77
2030/31 | 188.25 | 61.25 | 81
2030/31 | 188.75 | 61.25 | 76
2030/31 | 189.25 | 61.25 | 68
2030/31 | 189.75 | 61.25 | 89
2030/31 | 190.25 | 61.25 | 82
2030/31 | 190.75 | 61.25 | 80
2030/31 | 191.25 | 61.25 | 70
2030/31 | 191.75 | 61.25 | 62
2030/31 | 192.25 | 61.25 | 82
2030/31 | 192.75 | 61.25 | 67
2030/31 | 193.25 | 61.25 | 65
2030/31 | 193.75 | 61.25 | 71
2030/31 | 194.25 | 61.25 | 83
2030/31 | 194.75 | 61.25 | 68
2030/31 | 195.25 | 61.25 | 60
2030/31 | 195.75 | 61.25 | 58
2030/31 | 196.25 | 61.25 | 66
2030/31 | 196.75 | 61.25 | 57
2030/31 | 197.25 | 61.25 | 51
2030/31 | 197.75 | 61.25 | 80
2030/31 | 198.25 | 61.25 | 43
2030/31 | 198.75 | 61.25 | 67
2030/31 | 199.25 | 61.25 | 61
2030/31 | 199.75 | 61.25 | 50
2030/31 | 200.25 | 61.25 | 63
2030/31 | 200.75 | 61.25 | 60
2030/31 | 201.25 | 61.25 | 66
2030/31 | 201.75 | 61.25 | 45
2030/31 | 202.25 | 61.25 | 57
2030/31 | 202.75 | 61.25 | 57
2030/31 | 203.25 | 61.25 | 55
2030/31 | 203.75 | 61.25 | 48
2030/31 | 204.25 | 61.25 | 49
2030/31 | 204.75 | 61.25 | 52
2030/31 | 205.25 | 61.25 | 65
2030/31 | 205.75 | 61.25 | 43
2030/31 | 206.25 | 61.25 | 42
2030/31 | 206.75 | 61.25 | 53
2030/31 | 207.25 | 61.25 | 53
2030/31 | 207.75 | 61.25 | 45
2030/31 | 208.25 | 61.25 | 50
2030/31 | 208.75 | 61.25 | 31
2030/31 | 209.25 | 61.25 | 45
2030/31 | 209.75 | 61.25 | 55
2030/31 | 210.25 | 61.25 | 35
2030/31 | 210.75 | 61.25 | 47
2030/31 | 211.25 | 61.25 | 42
2030/31 | 211.75 | 61.25 | 52
2030/31 | 212.25 | 61.25 | 39
2030/31 | 212.75 | 61.25 | 39
2030/31 | 213.25 | 61.25 | 49
2030/31 | 213.75 | 61.25 | 29
2030/31 | 214.25 | 61.25 | 37
2030/31 | 214.75 | 61.25 | 38
2030/31 | 215.25 | 61.25 | 33
2030/31 | 215.75 | 61.25 | 31
2030/31 | 216.25 | 61.25 | 40
2030/31 | 216.75 | 61.25 | 28
2030/31 | 217.25 | 61.25 | 41
2030/31 | 217.75 | 61.25 | 38
2030/31 | 218.25 | 61.25 | 30
2030/31 | 218.75 | 61.25 | 28
2030/31 | 219.25 | 61.25 | 37
2030/31 | 219.75 | 61.25 | 31
2030/31 | 220.25 | 61.25 | 30
2030/31 | 220.75 | 61.25 | 33
2030/31 | 221.25 | 61.25 | 30
2030/31 | 221.75 | 61.25 | 32
2030/31 | 222.25 | 61.25 | 24
2030/31 | 222.75 | 61.25 | 28
2030/31 | 223.25 | 61.25 | 31
2030/31 | 223.75 | 61.25 | 25
2030/31 | 224.25 | 61.25 | 27
2030/31 | 224.75 | 61.25 | 21
2030/31 | 225.25 | 61.25 | 36
2030/31 | 225.75 | 61.25 | 24
2030/31 | 226.25 | 61.25 | 28
2030/31 | 226.75 | 61.25 | 27
2030/31 | 227.25 | 61.25 | 18
2030/31 | 227.75 | 61.25 | 21
2030/31 | 228.25 | 61.25 | 23
2030/31 | 228.75 | 61.25 | 25
2030/31 | 229.25 | 61.25 | 28
2030/31 | 229.75 | 61.25 | 20
2030/31 | 230.25 | 61.25 | 24
2030/31 | 230.75 | 61.25 | 24
2030/31 | 231.25 | 61.25 | 20
2030/31 | 231.75 | 61.25 | 10
2030/31 | 232.25 | 61.25 | 20
2030/31 | 232.75 | 61.25 | 17
2030/31 | 233.25 | 61.25 | 16
2030/31 | 233.75 | 61.25 | 13
2030/31 | 234.25 | 61.25 | 9
2030/31 | 234.75 | 61.25 | 12
2030/31 | 235.25 | 61.25 | 12
2030/31 | 235.75 | 61.25 | 15
2030/31 | 236.25 | 61.25 | 12
2030/31 | 236.75 | 61.25 | 17
2030/31 | 237.25 | 61.25 | 18
2030/31 | 237.75 | 61.25 | 16
2030/31 | 238.25 | 61.25 | 17
2030/31 | 238.75 | 61.25 | 18
2030/31 | 239.25 | 61.25 | 13
2030/31 | 239.75 | 61.25 | 15
2030/31 | 240.25 | 61.25 | 18
2030/31 | 240.75 | 61.25 | 15
2030/31 | 241.25 | 61.25 | 9
2030/31 | 241.75 | 61.25 | 12
2030/31 | 242.25 | 61.25 | 8
2030/31 | 242.75 | 61.25 | 13
2030/31 | 243.25 | 61.25 | 18
2030/31 | 243.75 | 61.25 | 5
2030/31 | 244.25 | 61.25 | 8
2030/31 | 244.75 | 61.25 | 5
2030/31 | 245.25 | 61.25 | 9
2030/31 | 245.75 | 61.25 | 9
2030/31 | 246.25 | 61.25 | 10
2030/31 | 246.75 | 61.25 | 7
2030/31 | 247.25 | 61.25 | 9
2030/31 | 247.75 | 61.25 | 8
2030/31 | 248.25 | 61.25 | 15
2030/31 | 248.75 | 61.25 | 9
2030/31 | 249.25 | 61.25 | 5
2030/31 | 249.75 | 61.25 | 6
2030/31 | 250.25 | 61.25 | 11
2030/31 | 250.75 | 61.25 | 6
2030/31 | 251.25 | 61.25 | 10
2030/31 | 251.75 | 61.25 | 6
2030/31 | 252.25 | 61.25 | 8
2030/31 | 252.75 | 61.25 | 4
2030/31 | 253.25 | 61.25 | 6
2030/31 | 253.75 | 61.25 | 5
2030/31 | 254.25 | 61.25 | 6
2030/31 | 254.75 | 61.25 | 5
2030/31 | 255.25 | 61.25 | 10
2030/31 | 255.75 | 61.25 | 5
2030/31 | 256.25 | 61.25 | 8
2030/31 | 256.75 | 61.25 | 7
2030/31 | 257.25 | 61.25 | 8
2030/31 | 257.75 | 61.25 | 8
2030/31 | 258.25 | 61.25 | 5
2030/31 | 258.75 | 61.25 | 11
2030/31 | 259.25 | 61.25 | 5
2030/31 | 259.75 | 61.25 | 6
2030/31 | 260.25 | 61.25 | 5
2030/31 | 260.75 | 61.25 | 4
2030/31 | 261.25 | 61.25 | 6
2030/31 | 261.75 | 61.25 | 5
2030/31 | 262.25 | 61.25 | 5
2030/31 | 262.75 | 61.25 | 4
2030/31 | 263.25 | 61.25 | 8
2030/31 | 263.75 | 61.25 | 4
2030/31 | 264.25 | 61.25 | 5
2030/31 | 264.75 | 61.25 | 4
2030/31 | 265.25 | 61.25 | 3
2030/31 | 265.75 | 61.25 | 3
2030/31 | 266.25 | 61.25 | 5
2030/31 | 266.75 | 61.25 | 5
2030/31 | 267.25 | 61.25 | 1
2030/31 | 267.75 | 61.25 | 3
2030/31 | 268.25 | 61.25 | 1
2030/31 | 268.75 | 61.25 | 2
2030/31 | 269.25 | 61.25 | 4
2030/31 | 269.75 | 61.25 | 4
2030/31 | 270.25 | 61.25 | 1
2030/31 | 270.75 | 61.25 | 3
2030/31 | 271.75 | 61.25 | 2
2030/31 | 272.25 | 61.25 | 4
2030/31 | 272.75 | 61.25 | 1
2030/31 | 273.25 | 61.25 | 2
2030/31 | 273.75 | 61.25 | 3
2030/31 | 274.25 | 61.25 | 1
2030/31 | 274.75 | 61.25 | 3
2030/31 | 275.25 | 61.25 | 1
2030/31 | 275.75 | 61.25 | 1
2030/31 | 276.25 | 61.25 | 3
2030/31 | 276.75 | 61.25 | 5
2030/31 | 277.25 | 61.25 | 2
2030/31 | 277.75 | 61.25 | 2
2030/31 | 278.25 | 61.25 | 4
2030/31 | 278.75 | 61.25 | 3
2030/31 | 279.75 | 61.25 | 3
2030/31 | 280.25 | 61.25 | 1
2030/31 | 280.75 | 61.25 | 4
2030/31 | 282.25 | 61.25 | 2
2030/31 | 282.75 | 61.25 | 1
2030/31 | 283.25 | 61.25 | 1
2030/31 | 283.75 | 61.25 | 1
2030/31 | 284.75 | 61.25 | 1
2030/31 | 285.75 | 61.25 | 2
2030/31 | 286.75 | 61.25 | 1
2030/31 | 287.25 | 61.25 | 1
2030/31 | 288.25 | 61.25 | 2
2030/31 | 289.25 | 61.25 | 1
2030/31 | 290.75 | 61.25 | 1
2030/31 | 291.25 | 61.25 | 1
2030/31 | 291.75 | 61.25 | 1
2030/31 | 293.75 | 61.25 | 2
2030/31 | 295.75 | 61.25 | 1
2030/31 | 296.25 | 61.25 | 1
2030/31 | 300.25 | 61.25 | 2
2030/31 | 300.75 | 61.25 | 1
2030/31 | 303.75 | 61.25 | 1
2030/31 | 304.25 | 61.25 | 1
2030/31 | 306.75 | 61.25 | 1
2030/31 | 307.75 | 61.25 | 1
2030/31 | 309.25 | 61.25 | 2
2030/31 | 310.75 | 61.25 | 1
2030/31 | 312.25 | 61.25 | 1
2030/31 | 315.25 | 61.25 | 1
2030/31 | 319.75 | 61.25 | 1
2030/31 | 325.75 | 61.25 | 1
2030/31 | 327.75 | 61.25 | 1
2030/31 | 329.75 | 61.25 | 1
2030/31 | 345.75 | 61.25 | 1
2030/31 | 80.75 | 61.75 | 1
2030/31 | 81.75 | 61.75 | 1
2030/31 | 84.25 | 61.75 | 1
2030/31 | 85.75 | 61.75 | 1
2030/31 | 86.75 | 61.75 | 1
2030/31 | 87.25 | 61.75 | 2
2030/31 | 87.75 | 61.75 | 5
2030/31 | 88.25 | 61.75 | 2
2030/31 | 88.75 | 61.75 | 2
2030/31 | 89.25 | 61.75 | 8
2030/31 | 89.75 | 61.75 | 2
2030/31 | 90.25 | 61.75 | 6
2030/31 | 90.75 | 61.75 | 7
2030/31 | 91.25 | 61.75 | 4
2030/31 | 91.75 | 61.75 | 8
2030/31 | 92.25 | 61.75 | 10
2030/31 | 92.75 | 61.75 | 11
2030/31 | 93.25 | 61.75 | 10
2030/31 | 93.75 | 61.75 | 9
2030/31 | 94.25 | 61.75 | 15
2030/31 | 94.75 | 61.75 | 14
2030/31 | 95.25 | 61.75 | 13
2030/31 | 95.75 | 61.75 | 20
2030/31 | 96.25 | 61.75 | 23
2030/31 | 96.75 | 61.75 | 27
2030/31 | 97.25 | 61.75 | 28
2030/31 | 97.75 | 61.75 | 30
2030/31 | 98.25 | 61.75 | 24
2030/31 | 98.75 | 61.75 | 25
2030/31 | 99.25 | 61.75 | 29
2030/31 | 99.75 | 61.75 | 26
2030/31 | 100.25 | 61.75 | 39
2030/31 | 100.75 | 61.75 | 38
2030/31 | 101.25 | 61.75 | 49
2030/31 | 101.75 | 61.75 | 44
2030/31 | 102.25 | 61.75 | 57
2030/31 | 102.75 | 61.75 | 61
2030/31 | 103.25 | 61.75 | 54
2030/31 | 103.75 | 61.75 | 43
2030/31 | 104.25 | 61.75 | 68
2030/31 | 104.75 | 61.75 | 62
2030/31 | 105.25 | 61.75 | 58
2030/31 | 105.75 | 61.75 | 67
2030/31 | 106.25 | 61.75 | 79
2030/31 | 106.75 | 61.75 | 85
2030/31 | 107.25 | 61.75 | 79
2030/31 | 107.75 | 61.75 | 84
2030/31 | 108.25 | 61.75 | 74
2030/31 | 108.75 | 61.75 | 104
2030/31 | 109.25 | 61.75 | 105
2030/31 | 109.75 | 61.75 | 109
2030/31 | 110.25 | 61.75 | 86
2030/31 | 110.75 | 61.75 | 110
2030/31 | 111.25 | 61.75 | 119
2030/31 | 111.75 | 61.75 | 98
2030/31 | 112.25 | 61.75 | 96
2030/31 | 112.75 | 61.75 | 136
2030/31 | 113.25 | 61.75 | 120
2030/31 | 113.75 | 61.75 | 120
2030/31 | 114.25 | 61.75 | 138
2030/31 | 114.75 | 61.75 | 145
2030/31 | 115.25 | 61.75 | 113
2030/31 | 115.75 | 61.75 | 124
2030/31 | 116.25 | 61.75 | 151
2030/31 | 116.75 | 61.75 | 124
2030/31 | 117.25 | 61.75 | 137
2030/31 | 117.75 | 61.75 | 139
2030/31 | 118.25 | 61.75 | 138
2030/31 | 118.75 | 61.75 | 166
2030/31 | 119.25 | 61.75 | 148
2030/31 | 119.75 | 61.75 | 153
2030/31 | 120.25 | 61.75 | 146
2030/31 | 120.75 | 61.75 | 150
2030/31 | 121.25 | 61.75 | 160
2030/31 | 121.75 | 61.75 | 160
2030/31 | 122.25 | 61.75 | 146
2030/31 | 122.75 | 61.75 | 160
2030/31 | 123.25 | 61.75 | 166
2030/31 | 123.75 | 61.75 | 134
2030/31 | 124.25 | 61.75 | 145
2030/31 | 124.75 | 61.75 | 149
2030/31 | 125.25 | 61.75 | 165
2030/31 | 125.75 | 61.75 | 136
2030/31 | 126.25 | 61.75 | 158
2030/31 | 126.75 | 61.75 | 175
2030/31 | 127.25 | 61.75 | 167
2030/31 | 127.75 | 61.75 | 143
2030/31 | 128.25 | 61.75 | 164
2030/31 | 128.75 | 61.75 | 170
2030/31 | 129.25 | 61.75 | 168
2030/31 | 129.75 | 61.75 | 158
2030/31 | 130.25 | 61.75 | 150
2030/31 | 130.75 | 61.75 | 140
2030/31 | 131.25 | 61.75 | 151
2030/31 | 131.75 | 61.75 | 168
2030/31 | 132.25 | 61.75 | 165
2030/31 | 132.75 | 61.75 | 175
2030/31 | 133.25 | 61.75 | 148
2030/31 | 133.75 | 61.75 | 154
2030/31 | 134.25 | 61.75 | 181
2030/31 | 134.75 | 61.75 | 186
2030/31 | 135.25 | 61.75 | 186
2030/31 | 135.75 | 61.75 | 159
2030/31 | 136.25 | 61.75 | 213
2030/31 | 136.75 | 61.75 | 154
2030/31 | 137.25 | 61.75 | 161
2030/31 | 137.75 | 61.75 | 164
2030/31 | 138.25 | 61.75 | 179
2030/31 | 138.75 | 61.75 | 159
2030/31 | 139.25 | 61.75 | 180
2030/31 | 139.75 | 61.75 | 176
2030/31 | 140.25 | 61.75 | 164
2030/31 | 140.75 | 61.75 | 168
2030/31 | 141.25 | 61.75 | 157
2030/31 | 141.75 | 61.75 | 172
2030/31 | 142.25 | 61.75 | 185
2030/31 | 142.75 | 61.75 | 135
2030/31 | 143.25 | 61.75 | 158
2030/31 | 143.75 | 61.75 | 144
2030/31 | 144.25 | 61.75 | 173
2030/31 | 144.75 | 61.75 | 183
2030/31 | 145.25 | 61.75 | 166
2030/31 | 145.75 | 61.75 | 158
2030/31 | 146.25 | 61.75 | 164
2030/31 | 146.75 | 61.75 | 161
2030/31 | 147.25 | 61.75 | 180
2030/31 | 147.75 | 61.75 | 154
2030/31 | 148.25 | 61.75 | 157
2030/31 | 148.75 | 61.75 | 182
2030/31 | 149.25 | 61.75 | 159
2030/31 | 149.75 | 61.75 | 152
2030/31 | 150.25 | 61.75 | 152
2030/31 | 150.75 | 61.75 | 137
2030/31 | 151.25 | 61.75 | 157
2030/31 | 151.75 | 61.75 | 154
2030/31 | 152.25 | 61.75 | 138
2030/31 | 152.75 | 61.75 | 131
2030/31 | 153.25 | 61.75 | 142
2030/31 | 153.75 | 61.75 | 144
2030/31 | 154.25 | 61.75 | 140
2030/31 | 154.75 | 61.75 | 147
2030/31 | 155.25 | 61.75 | 145
2030/31 | 155.75 | 61.75 | 149
2030/31 | 156.25 | 61.75 | 150
2030/31 | 156.75 | 61.75 | 141
2030/31 | 157.25 | 61.75 | 140
2030/31 | 157.75 | 61.75 | 144
2030/31 | 158.25 | 61.75 | 145
2030/31 | 158.75 | 61.75 | 131
2030/31 | 159.25 | 61.75 | 156
2030/31 | 159.75 | 61.75 | 136
2030/31 | 160.25 | 61.75 | 129
2030/31 | 160.75 | 61.75 | 136
2030/31 | 161.25 | 61.75 | 139
2030/31 | 161.75 | 61.75 | 130
2030/31 | 162.25 | 61.75 | 122
2030/31 | 162.75 | 61.75 | 114
2030/31 | 163.25 | 61.75 | 130
2030/31 | 163.75 | 61.75 | 116
2030/31 | 164.25 | 61.75 | 128
2030/31 | 164.75 | 61.75 | 125
2030/31 | 165.25 | 61.75 | 121
2030/31 | 165.75 | 61.75 | 141
2030/31 | 166.25 | 61.75 | 115
2030/31 | 166.75 | 61.75 | 111
2030/31 | 167.25 | 61.75 | 116
2030/31 | 167.75 | 61.75 | 107
2030/31 | 168.25 | 61.75 | 113
2030/31 | 168.75 | 61.75 | 109
2030/31 | 169.25 | 61.75 | 109
2030/31 | 169.75 | 61.75 | 113
2030/31 | 170.25 | 61.75 | 115
2030/31 | 170.75 | 61.75 | 113
2030/31 | 171.25 | 61.75 | 119
2030/31 | 171.75 | 61.75 | 106
2030/31 | 172.25 | 61.75 | 109
2030/31 | 172.75 | 61.75 | 115
2030/31 | 173.25 | 61.75 | 95
2030/31 | 173.75 | 61.75 | 107
2030/31 | 174.25 | 61.75 | 126
2030/31 | 174.75 | 61.75 | 93
2030/31 | 175.25 | 61.75 | 98
2030/31 | 175.75 | 61.75 | 106
2030/31 | 176.25 | 61.75 | 100
2030/31 | 176.75 | 61.75 | 90
2030/31 | 177.25 | 61.75 | 112
2030/31 | 177.75 | 61.75 | 109
2030/31 | 178.25 | 61.75 | 111
2030/31 | 178.75 | 61.75 | 93
2030/31 | 179.25 | 61.75 | 110
2030/31 | 179.75 | 61.75 | 85
2030/31 | 180.25 | 61.75 | 87
2030/31 | 180.75 | 61.75 | 86
2030/31 | 181.25 | 61.75 | 90
2030/31 | 181.75 | 61.75 | 87
2030/31 | 182.25 | 61.75 | 82
2030/31 | 182.75 | 61.75 | 98
2030/31 | 183.25 | 61.75 | 83
2030/31 | 183.75 | 61.75 | 85
2030/31 | 184.25 | 61.75 | 84
2030/31 | 184.75 | 61.75 | 89
2030/31 | 185.25 | 61.75 | 86
2030/31 | 185.75 | 61.75 | 109
2030/31 | 186.25 | 61.75 | 79
2030/31 | 186.75 | 61.75 | 87
2030/31 | 187.25 | 61.75 | 72
2030/31 | 187.75 | 61.75 | 77
2030/31 | 188.25 | 61.75 | 79
2030/31 | 188.75 | 61.75 | 83
2030/31 | 189.25 | 61.75 | 81
2030/31 | 189.75 | 61.75 | 83
2030/31 | 190.25 | 61.75 | 81
2030/31 | 190.75 | 61.75 | 73
2030/31 | 191.25 | 61.75 | 78
2030/31 | 191.75 | 61.75 | 66
2030/31 | 192.25 | 61.75 | 77
2030/31 | 192.75 | 61.75 | 74
2030/31 | 193.25 | 61.75 | 81
2030/31 | 193.75 | 61.75 | 52
2030/31 | 194.25 | 61.75 | 78
2030/31 | 194.75 | 61.75 | 66
2030/31 | 195.25 | 61.75 | 75
2030/31 | 195.75 | 61.75 | 55
2030/31 | 196.25 | 61.75 | 63
2030/31 | 196.75 | 61.75 | 55
2030/31 | 197.25 | 61.75 | 63
2030/31 | 197.75 | 61.75 | 58
2030/31 | 198.25 | 61.75 | 56
2030/31 | 198.75 | 61.75 | 67
2030/31 | 199.25 | 61.75 | 59
2030/31 | 199.75 | 61.75 | 48
2030/31 | 200.25 | 61.75 | 62
2030/31 | 200.75 | 61.75 | 54
2030/31 | 201.25 | 61.75 | 61
2030/31 | 201.75 | 61.75 | 53
2030/31 | 202.25 | 61.75 | 72
2030/31 | 202.75 | 61.75 | 66
2030/31 | 203.25 | 61.75 | 61
2030/31 | 203.75 | 61.75 | 57
2030/31 | 204.25 | 61.75 | 49
2030/31 | 204.75 | 61.75 | 47
2030/31 | 205.25 | 61.75 | 45
2030/31 | 205.75 | 61.75 | 50
2030/31 | 206.25 | 61.75 | 48
2030/31 | 206.75 | 61.75 | 61
2030/31 | 207.25 | 61.75 | 42
2030/31 | 207.75 | 61.75 | 53
2030/31 | 208.25 | 61.75 | 52
2030/31 | 208.75 | 61.75 | 51
2030/31 | 209.25 | 61.75 | 45
2030/31 | 209.75 | 61.75 | 48
2030/31 | 210.25 | 61.75 | 47
2030/31 | 210.75 | 61.75 | 47
2030/31 | 211.25 | 61.75 | 42
2030/31 | 211.75 | 61.75 | 35
2030/31 | 212.25 | 61.75 | 50
2030/31 | 212.75 | 61.75 | 39
2030/31 | 213.25 | 61.75 | 41
2030/31 | 213.75 | 61.75 | 40
2030/31 | 214.25 | 61.75 | 38
2030/31 | 214.75 | 61.75 | 32
2030/31 | 215.25 | 61.75 | 21
2030/31 | 215.75 | 61.75 | 47
2030/31 | 216.25 | 61.75 | 31
2030/31 | 216.75 | 61.75 | 44
2030/31 | 217.25 | 61.75 | 35
2030/31 | 217.75 | 61.75 | 36
2030/31 | 218.25 | 61.75 | 33
2030/31 | 218.75 | 61.75 | 36
2030/31 | 219.25 | 61.75 | 36
2030/31 | 219.75 | 61.75 | 33
2030/31 | 220.25 | 61.75 | 35
2030/31 | 220.75 | 61.75 | 25
2030/31 | 221.25 | 61.75 | 31
2030/31 | 221.75 | 61.75 | 24
2030/31 | 222.25 | 61.75 | 31
2030/31 | 222.75 | 61.75 | 26
2030/31 | 223.25 | 61.75 | 24
2030/31 | 223.75 | 61.75 | 17
2030/31 | 224.25 | 61.75 | 35
2030/31 | 224.75 | 61.75 | 26
2030/31 | 225.25 | 61.75 | 28
2030/31 | 225.75 | 61.75 | 30
2030/31 | 226.25 | 61.75 | 19
2030/31 | 226.75 | 61.75 | 25
2030/31 | 227.25 | 61.75 | 15
2030/31 | 227.75 | 61.75 | 30
2030/31 | 228.25 | 61.75 | 21
2030/31 | 228.75 | 61.75 | 22
2030/31 | 229.25 | 61.75 | 28
2030/31 | 229.75 | 61.75 | 17
2030/31 | 230.25 | 61.75 | 26
2030/31 | 230.75 | 61.75 | 17
2030/31 | 231.25 | 61.75 | 23
2030/31 | 231.75 | 61.75 | 22
2030/31 | 232.25 | 61.75 | 25
2030/31 | 232.75 | 61.75 | 16
2030/31 | 233.25 | 61.75 | 20
2030/31 | 233.75 | 61.75 | 19
2030/31 | 234.25 | 61.75 | 24
2030/31 | 234.75 | 61.75 | 10
2030/31 | 235.25 | 61.75 | 15
2030/31 | 235.75 | 61.75 | 6
2030/31 | 236.25 | 61.75 | 21
2030/31 | 236.75 | 61.75 | 13
2030/31 | 237.25 | 61.75 | 17
2030/31 | 237.75 | 61.75 | 16
2030/31 | 238.25 | 61.75 | 14
2030/31 | 238.75 | 61.75 | 18
2030/31 | 239.25 | 61.75 | 15
2030/31 | 239.75 | 61.75 | 5
2030/31 | 240.25 | 61.75 | 17
2030/31 | 240.75 | 61.75 | 28
2030/31 | 241.25 | 61.75 | 13
2030/31 | 241.75 | 61.75 | 17
2030/31 | 242.25 | 61.75 | 13
2030/31 | 242.75 | 61.75 | 12
2030/31 | 243.25 | 61.75 | 6
2030/31 | 243.75 | 61.75 | 11
2030/31 | 244.25 | 61.75 | 7
2030/31 | 244.75 | 61.75 | 7
2030/31 | 245.25 | 61.75 | 11
2030/31 | 245.75 | 61.75 | 12
2030/31 | 246.25 | 61.75 | 10
2030/31 | 246.75 | 61.75 | 11
2030/31 | 247.25 | 61.75 | 11
2030/31 | 247.75 | 61.75 | 7
2030/31 | 248.25 | 61.75 | 8
2030/31 | 248.75 | 61.75 | 5
2030/31 | 249.25 | 61.75 | 3
2030/31 | 249.75 | 61.75 | 9
2030/31 | 250.25 | 61.75 | 10
2030/31 | 250.75 | 61.75 | 9
2030/31 | 251.25 | 61.75 | 9
2030/31 | 251.75 | 61.75 | 9
2030/31 | 252.25 | 61.75 | 13
2030/31 | 252.75 | 61.75 | 9
2030/31 | 253.25 | 61.75 | 9
2030/31 | 253.75 | 61.75 | 15
2030/31 | 254.25 | 61.75 | 5
2030/31 | 254.75 | 61.75 | 1
2030/31 | 255.25 | 61.75 | 6
2030/31 | 255.75 | 61.75 | 7
2030/31 | 256.25 | 61.75 | 5
2030/31 | 256.75 | 61.75 | 5
2030/31 | 257.25 | 61.75 | 8
2030/31 | 257.75 | 61.75 | 5
2030/31 | 258.25 | 61.75 | 3
2030/31 | 258.75 | 61.75 | 3
2030/31 | 259.25 | 61.75 | 1
2030/31 | 259.75 | 61.75 | 5
2030/31 | 260.25 | 61.75 | 4
2030/31 | 260.75 | 61.75 | 3
2030/31 | 261.25 | 61.75 | 6
2030/31 | 261.75 | 61.75 | 3
2030/31 | 262.25 | 61.75 | 3
2030/31 | 262.75 | 61.75 | 5
2030/31 | 263.25 | 61.75 | 5
2030/31 | 263.75 | 61.75 | 2
2030/31 | 264.75 | 61.75 | 2
2030/31 | 265.25 | 61.75 | 1
2030/31 | 265.75 | 61.75 | 3
2030/31 | 266.25 | 61.75 | 4
2030/31 | 266.75 | 61.75 | 3
2030/31 | 267.25 | 61.75 | 4
2030/31 | 267.75 | 61.75 | 3
2030/31 | 268.75 | 61.75 | 4
2030/31 | 269.25 | 61.75 | 3
2030/31 | 269.75 | 61.75 | 3
2030/31 | 270.25 | 61.75 | 5
2030/31 | 270.75 | 61.75 | 4
2030/31 | 271.25 | 61.75 | 3
2030/31 | 271.75 | 61.75 | 4
2030/31 | 272.25 | 61.75 | 2
2030/31 | 272.75 | 61.75 | 1
2030/31 | 273.25 | 61.75 | 2
2030/31 | 273.75 | 61.75 | 3
2030/31 | 274.25 | 61.75 | 2
2030/31 | 274.75 | 61.75 | 2
2030/31 | 275.25 | 61.75 | 4
2030/31 | 275.75 | 61.75 | 3
2030/31 | 276.25 | 61.75 | 3
2030/31 | 276.75 | 61.75 | 2
2030/31 | 277.25 | 61.75 | 2
2030/31 | 277.75 | 61.75 | 3
2030/31 | 278.25 | 61.75 | 3
2030/31 | 278.75 | 61.75 | 4
2030/31 | 279.25 | 61.75 | 2
2030/31 | 279.75 | 61.75 | 3
2030/31 | 280.25 | 61.75 | 2
2030/31 | 280.75 | 61.75 | 6
2030/31 | 281.75 | 61.75 | 3
2030/31 | 282.25 | 61.75 | 2
2030/31 | 282.75 | 61.75 | 1
2030/31 | 283.25 | 61.75 | 5
2030/31 | 284.25 | 61.75 | 1
2030/31 | 284.75 | 61.75 | 1
2030/31 | 285.25 | 61.75 | 2
2030/31 | 286.75 | 61.75 | 4
2030/31 | 288.25 | 61.75 | 1
2030/31 | 288.75 | 61.75 | 1
2030/31 | 289.25 | 61.75 | 1
2030/31 | 289.75 | 61.75 | 1
2030/31 | 290.75 | 61.75 | 2
2030/31 | 291.25 | 61.75 | 1
2030/31 | 292.25 | 61.75 | 1
2030/31 | 293.25 | 61.75 | 1
2030/31 | 294.75 | 61.75 | 1
2030/31 | 296.75 | 61.75 | 1
2030/31 | 297.75 | 61.75 | 1
2030/31 | 298.75 | 61.75 | 1
2030/31 | 301.25 | 61.75 | 1
2030/31 | 307.25 | 61.75 | 1
2030/31 | 314.25 | 61.75 | 3
2030/31 | 314.75 | 61.75 | 2
2030/31 | 315.25 | 61.75 | 1
2030/31 | 315.75 | 61.75 | 1
2030/31 | 316.25 | 61.75 | 1
2030/31 | 316.75 | 61.75 | 1
2030/31 | 319.75 | 61.75 | 1
2030/31 | 324.25 | 61.75 | 1
2030/31 | 325.25 | 61.75 | 1
2030/31 | 329.25 | 61.75 | 1
2030/31 | 330.25 | 61.75 | 1
2030/31 | 331.25 | 61.75 | 1
2030/31 | 336.25 | 61.75 | 1
2030/31 | 343.25 | 61.75 | 1
2030/31 | 346.25 | 61.75 | 1
2030/31 | 348.25 | 61.75 | 1
2030/31 | 82.25 | 62.25 | 1
2030/31 | 85.75 | 62.25 | 2
2030/31 | 86.25 | 62.25 | 1
2030/31 | 87.25 | 62.25 | 4
2030/31 | 87.75 | 62.25 | 1
2030/31 | 88.25 | 62.25 | 4
2030/31 | 89.25 | 62.25 | 3
2030/31 | 89.75 | 62.25 | 5
2030/31 | 90.25 | 62.25 | 1
2030/31 | 90.75 | 62.25 | 5
2030/31 | 91.25 | 62.25 | 7
2030/31 | 91.75 | 62.25 | 7
2030/31 | 92.25 | 62.25 | 4
2030/31 | 92.75 | 62.25 | 9
2030/31 | 93.25 | 62.25 | 6
2030/31 | 93.75 | 62.25 | 11
2030/31 | 94.25 | 62.25 | 10
2030/31 | 94.75 | 62.25 | 8
2030/31 | 95.25 | 62.25 | 12
2030/31 | 95.75 | 62.25 | 12
2030/31 | 96.25 | 62.25 | 13
2030/31 | 96.75 | 62.25 | 13
2030/31 | 97.25 | 62.25 | 23
2030/31 | 97.75 | 62.25 | 19
2030/31 | 98.25 | 62.25 | 18
2030/31 | 98.75 | 62.25 | 29
2030/31 | 99.25 | 62.25 | 31
2030/31 | 99.75 | 62.25 | 31
2030/31 | 100.25 | 62.25 | 40
2030/31 | 100.75 | 62.25 | 41
2030/31 | 101.25 | 62.25 | 37
2030/31 | 101.75 | 62.25 | 35
2030/31 | 102.25 | 62.25 | 37
2030/31 | 102.75 | 62.25 | 56
2030/31 | 103.25 | 62.25 | 52
2030/31 | 103.75 | 62.25 | 47
2030/31 | 104.25 | 62.25 | 62
2030/31 | 104.75 | 62.25 | 57
2030/31 | 105.25 | 62.25 | 42
2030/31 | 105.75 | 62.25 | 66
2030/31 | 106.25 | 62.25 | 88
2030/31 | 106.75 | 62.25 | 89
2030/31 | 107.25 | 62.25 | 60
2030/31 | 107.75 | 62.25 | 87
2030/31 | 108.25 | 62.25 | 86
2030/31 | 108.75 | 62.25 | 91
2030/31 | 109.25 | 62.25 | 103
2030/31 | 109.75 | 62.25 | 99
2030/31 | 110.25 | 62.25 | 90
2030/31 | 110.75 | 62.25 | 100
2030/31 | 111.25 | 62.25 | 115
2030/31 | 111.75 | 62.25 | 96
2030/31 | 112.25 | 62.25 | 106
2030/31 | 112.75 | 62.25 | 99
2030/31 | 113.25 | 62.25 | 115
2030/31 | 113.75 | 62.25 | 104
2030/31 | 114.25 | 62.25 | 123
2030/31 | 114.75 | 62.25 | 119
2030/31 | 115.25 | 62.25 | 98
2030/31 | 115.75 | 62.25 | 117
2030/31 | 116.25 | 62.25 | 124
2030/31 | 116.75 | 62.25 | 142
2030/31 | 117.25 | 62.25 | 134
2030/31 | 117.75 | 62.25 | 149
2030/31 | 118.25 | 62.25 | 133
2030/31 | 118.75 | 62.25 | 126
2030/31 | 119.25 | 62.25 | 125
2030/31 | 119.75 | 62.25 | 138
2030/31 | 120.25 | 62.25 | 136
2030/31 | 120.75 | 62.25 | 147
2030/31 | 121.25 | 62.25 | 135
2030/31 | 121.75 | 62.25 | 161
2030/31 | 122.25 | 62.25 | 167
2030/31 | 122.75 | 62.25 | 136
2030/31 | 123.25 | 62.25 | 174
2030/31 | 123.75 | 62.25 | 132
2030/31 | 124.25 | 62.25 | 156
2030/31 | 124.75 | 62.25 | 150
2030/31 | 125.25 | 62.25 | 141
2030/31 | 125.75 | 62.25 | 147
2030/31 | 126.25 | 62.25 | 159
2030/31 | 126.75 | 62.25 | 150
2030/31 | 127.25 | 62.25 | 187
2030/31 | 127.75 | 62.25 | 149
2030/31 | 128.25 | 62.25 | 167
2030/31 | 128.75 | 62.25 | 159
2030/31 | 129.25 | 62.25 | 148
2030/31 | 129.75 | 62.25 | 152
2030/31 | 130.25 | 62.25 | 175
2030/31 | 130.75 | 62.25 | 175
2030/31 | 131.25 | 62.25 | 161
2030/31 | 131.75 | 62.25 | 177
2030/31 | 132.25 | 62.25 | 168
2030/31 | 132.75 | 62.25 | 181
2030/31 | 133.25 | 62.25 | 180
2030/31 | 133.75 | 62.25 | 149
2030/31 | 134.25 | 62.25 | 177
2030/31 | 134.75 | 62.25 | 169
2030/31 | 135.25 | 62.25 | 164
2030/31 | 135.75 | 62.25 | 175
2030/31 | 136.25 | 62.25 | 177
2030/31 | 136.75 | 62.25 | 181
2030/31 | 137.25 | 62.25 | 169
2030/31 | 137.75 | 62.25 | 225
2030/31 | 138.25 | 62.25 | 176
2030/31 | 138.75 | 62.25 | 174
2030/31 | 139.25 | 62.25 | 163
2030/31 | 139.75 | 62.25 | 176
2030/31 | 140.25 | 62.25 | 180
2030/31 | 140.75 | 62.25 | 181
2030/31 | 141.25 | 62.25 | 167
2030/31 | 141.75 | 62.25 | 159
2030/31 | 142.25 | 62.25 | 168
2030/31 | 142.75 | 62.25 | 195
2030/31 | 143.25 | 62.25 | 165
2030/31 | 143.75 | 62.25 | 170
2030/31 | 144.25 | 62.25 | 175
2030/31 | 144.75 | 62.25 | 160
2030/31 | 145.25 | 62.25 | 172
2030/31 | 145.75 | 62.25 | 177
2030/31 | 146.25 | 62.25 | 173
2030/31 | 146.75 | 62.25 | 163
2030/31 | 147.25 | 62.25 | 128
2030/31 | 147.75 | 62.25 | 167
2030/31 | 148.25 | 62.25 | 158
2030/31 | 148.75 | 62.25 | 160
2030/31 | 149.25 | 62.25 | 166
2030/31 | 149.75 | 62.25 | 169
2030/31 | 150.25 | 62.25 | 147
2030/31 | 150.75 | 62.25 | 144
2030/31 | 151.25 | 62.25 | 147
2030/31 | 151.75 | 62.25 | 147
2030/31 | 152.25 | 62.25 | 147
2030/31 | 152.75 | 62.25 | 161
2030/31 | 153.25 | 62.25 | 150
2030/31 | 153.75 | 62.25 | 141
2030/31 | 154.25 | 62.25 | 158
2030/31 | 154.75 | 62.25 | 160
2030/31 | 155.25 | 62.25 | 151
2030/31 | 155.75 | 62.25 | 149
2030/31 | 156.25 | 62.25 | 157
2030/31 | 156.75 | 62.25 | 132
2030/31 | 157.25 | 62.25 | 159
2030/31 | 157.75 | 62.25 | 163
2030/31 | 158.25 | 62.25 | 149
2030/31 | 158.75 | 62.25 | 141
2030/31 | 159.25 | 62.25 | 136
2030/31 | 159.75 | 62.25 | 123
2030/31 | 160.25 | 62.25 | 139
2030/31 | 160.75 | 62.25 | 151
2030/31 | 161.25 | 62.25 | 146
2030/31 | 161.75 | 62.25 | 124
2030/31 | 162.25 | 62.25 | 142
2030/31 | 162.75 | 62.25 | 135
2030/31 | 163.25 | 62.25 | 120
2030/31 | 163.75 | 62.25 | 121
2030/31 | 164.25 | 62.25 | 107
2030/31 | 164.75 | 62.25 | 129
2030/31 | 165.25 | 62.25 | 127
2030/31 | 165.75 | 62.25 | 124
2030/31 | 166.25 | 62.25 | 121
2030/31 | 166.75 | 62.25 | 140
2030/31 | 167.25 | 62.25 | 114
2030/31 | 167.75 | 62.25 | 138
2030/31 | 168.25 | 62.25 | 122
2030/31 | 168.75 | 62.25 | 119
2030/31 | 169.25 | 62.25 | 127
2030/31 | 169.75 | 62.25 | 130
2030/31 | 170.25 | 62.25 | 122
2030/31 | 170.75 | 62.25 | 91
2030/31 | 171.25 | 62.25 | 95
2030/31 | 171.75 | 62.25 | 89
2030/31 | 172.25 | 62.25 | 98
2030/31 | 172.75 | 62.25 | 99
2030/31 | 173.25 | 62.25 | 120
2030/31 | 173.75 | 62.25 | 114
2030/31 | 174.25 | 62.25 | 108
2030/31 | 174.75 | 62.25 | 96
2030/31 | 175.25 | 62.25 | 108
2030/31 | 175.75 | 62.25 | 100
2030/31 | 176.25 | 62.25 | 121
2030/31 | 176.75 | 62.25 | 89
2030/31 | 177.25 | 62.25 | 103
2030/31 | 177.75 | 62.25 | 110
2030/31 | 178.25 | 62.25 | 96
2030/31 | 178.75 | 62.25 | 95
2030/31 | 179.25 | 62.25 | 101
2030/31 | 179.75 | 62.25 | 122
2030/31 | 180.25 | 62.25 | 88
2030/31 | 180.75 | 62.25 | 108
2030/31 | 181.25 | 62.25 | 99
2030/31 | 181.75 | 62.25 | 99
2030/31 | 182.25 | 62.25 | 94
2030/31 | 182.75 | 62.25 | 93
2030/31 | 183.25 | 62.25 | 69
2030/31 | 183.75 | 62.25 | 108
2030/31 | 184.25 | 62.25 | 89
2030/31 | 184.75 | 62.25 | 96
2030/31 | 185.25 | 62.25 | 88
2030/31 | 185.75 | 62.25 | 91
2030/31 | 186.25 | 62.25 | 102
2030/31 | 186.75 | 62.25 | 100
2030/31 | 187.25 | 62.25 | 79
2030/31 | 187.75 | 62.25 | 77
2030/31 | 188.25 | 62.25 | 92
2030/31 | 188.75 | 62.25 | 68
2030/31 | 189.25 | 62.25 | 76
2030/31 | 189.75 | 62.25 | 97
2030/31 | 190.25 | 62.25 | 88
2030/31 | 190.75 | 62.25 | 70
2030/31 | 191.25 | 62.25 | 55
2030/31 | 191.75 | 62.25 | 85
2030/31 | 192.25 | 62.25 | 75
2030/31 | 192.75 | 62.25 | 77
2030/31 | 193.25 | 62.25 | 75
2030/31 | 193.75 | 62.25 | 73
2030/31 | 194.25 | 62.25 | 75
2030/31 | 194.75 | 62.25 | 65
2030/31 | 195.25 | 62.25 | 72
2030/31 | 195.75 | 62.25 | 69
2030/31 | 196.25 | 62.25 | 71
2030/31 | 196.75 | 62.25 | 84
2030/31 | 197.25 | 62.25 | 67
2030/31 | 197.75 | 62.25 | 64
2030/31 | 198.25 | 62.25 | 81
2030/31 | 198.75 | 62.25 | 63
2030/31 | 199.25 | 62.25 | 79
2030/31 | 199.75 | 62.25 | 55
2030/31 | 200.25 | 62.25 | 76
2030/31 | 200.75 | 62.25 | 60
2030/31 | 201.25 | 62.25 | 57
2030/31 | 201.75 | 62.25 | 66
2030/31 | 202.25 | 62.25 | 61
2030/31 | 202.75 | 62.25 | 72
2030/31 | 203.25 | 62.25 | 53
2030/31 | 203.75 | 62.25 | 51
2030/31 | 204.25 | 62.25 | 67
2030/31 | 204.75 | 62.25 | 68
2030/31 | 205.25 | 62.25 | 51
2030/31 | 205.75 | 62.25 | 52
2030/31 | 206.25 | 62.25 | 43
2030/31 | 206.75 | 62.25 | 40
2030/31 | 207.25 | 62.25 | 47
2030/31 | 207.75 | 62.25 | 51
2030/31 | 208.25 | 62.25 | 47
2030/31 | 208.75 | 62.25 | 54
2030/31 | 209.25 | 62.25 | 39
2030/31 | 209.75 | 62.25 | 52
2030/31 | 210.25 | 62.25 | 47
2030/31 | 210.75 | 62.25 | 48
2030/31 | 211.25 | 62.25 | 35
2030/31 | 211.75 | 62.25 | 51
2030/31 | 212.25 | 62.25 | 38
2030/31 | 212.75 | 62.25 | 33
2030/31 | 213.25 | 62.25 | 33
2030/31 | 213.75 | 62.25 | 42
2030/31 | 214.25 | 62.25 | 53
2030/31 | 214.75 | 62.25 | 36
2030/31 | 215.25 | 62.25 | 45
2030/31 | 215.75 | 62.25 | 45
2030/31 | 216.25 | 62.25 | 44
2030/31 | 216.75 | 62.25 | 45
2030/31 | 217.25 | 62.25 | 40
2030/31 | 217.75 | 62.25 | 31
2030/31 | 218.25 | 62.25 | 28
2030/31 | 218.75 | 62.25 | 39
2030/31 | 219.25 | 62.25 | 30
2030/31 | 219.75 | 62.25 | 36
2030/31 | 220.25 | 62.25 | 36
2030/31 | 220.75 | 62.25 | 30
2030/31 | 221.25 | 62.25 | 45
2030/31 | 221.75 | 62.25 | 33
2030/31 | 222.25 | 62.25 | 31
2030/31 | 222.75 | 62.25 | 28
2030/31 | 223.25 | 62.25 | 28
2030/31 | 223.75 | 62.25 | 37
2030/31 | 224.25 | 62.25 | 32
2030/31 | 224.75 | 62.25 | 31
2030/31 | 225.25 | 62.25 | 36
2030/31 | 225.75 | 62.25 | 30
2030/31 | 226.25 | 62.25 | 27
2030/31 | 226.75 | 62.25 | 31
2030/31 | 227.25 | 62.25 | 25
2030/31 | 227.75 | 62.25 | 26
2030/31 | 228.25 | 62.25 | 18
2030/31 | 228.75 | 62.25 | 31
2030/31 | 229.25 | 62.25 | 26
2030/31 | 229.75 | 62.25 | 25
2030/31 | 230.25 | 62.25 | 19
2030/31 | 230.75 | 62.25 | 28
2030/31 | 231.25 | 62.25 | 30
2030/31 | 231.75 | 62.25 | 24
2030/31 | 232.25 | 62.25 | 15
2030/31 | 232.75 | 62.25 | 27
2030/31 | 233.25 | 62.25 | 15
2030/31 | 233.75 | 62.25 | 28
2030/31 | 234.25 | 62.25 | 27
2030/31 | 234.75 | 62.25 | 17
2030/31 | 235.25 | 62.25 | 22
2030/31 | 235.75 | 62.25 | 11
2030/31 | 236.25 | 62.25 | 15
2030/31 | 236.75 | 62.25 | 14
2030/31 | 237.25 | 62.25 | 19
2030/31 | 237.75 | 62.25 | 22
2030/31 | 238.25 | 62.25 | 16
2030/31 | 238.75 | 62.25 | 13
2030/31 | 239.25 | 62.25 | 20
2030/31 | 239.75 | 62.25 | 13
2030/31 | 240.25 | 62.25 | 19
2030/31 | 240.75 | 62.25 | 9
2030/31 | 241.25 | 62.25 | 14
2030/31 | 241.75 | 62.25 | 14
2030/31 | 242.25 | 62.25 | 14
2030/31 | 242.75 | 62.25 | 13
2030/31 | 243.25 | 62.25 | 11
2030/31 | 243.75 | 62.25 | 5
2030/31 | 244.25 | 62.25 | 12
2030/31 | 244.75 | 62.25 | 5
2030/31 | 245.25 | 62.25 | 13
2030/31 | 245.75 | 62.25 | 8
2030/31 | 246.25 | 62.25 | 17
2030/31 | 246.75 | 62.25 | 5
2030/31 | 247.25 | 62.25 | 8
2030/31 | 247.75 | 62.25 | 10
2030/31 | 248.25 | 62.25 | 8
2030/31 | 248.75 | 62.25 | 9
2030/31 | 249.25 | 62.25 | 15
2030/31 | 249.75 | 62.25 | 7
2030/31 | 250.25 | 62.25 | 5
2030/31 | 250.75 | 62.25 | 6
2030/31 | 251.25 | 62.25 | 8
2030/31 | 251.75 | 62.25 | 5
2030/31 | 252.25 | 62.25 | 7
2030/31 | 252.75 | 62.25 | 6
2030/31 | 253.25 | 62.25 | 8
2030/31 | 253.75 | 62.25 | 12
2030/31 | 254.25 | 62.25 | 7
2030/31 | 254.75 | 62.25 | 6
2030/31 | 255.25 | 62.25 | 3
2030/31 | 255.75 | 62.25 | 8
2030/31 | 256.25 | 62.25 | 8
2030/31 | 256.75 | 62.25 | 8
2030/31 | 257.25 | 62.25 | 6
2030/31 | 257.75 | 62.25 | 5
2030/31 | 258.25 | 62.25 | 2
2030/31 | 258.75 | 62.25 | 4
2030/31 | 259.25 | 62.25 | 3
2030/31 | 259.75 | 62.25 | 9
2030/31 | 260.25 | 62.25 | 7
2030/31 | 260.75 | 62.25 | 4
2030/31 | 261.25 | 62.25 | 4
2030/31 | 261.75 | 62.25 | 3
2030/31 | 262.25 | 62.25 | 7
2030/31 | 262.75 | 62.25 | 2
2030/31 | 263.25 | 62.25 | 6
2030/31 | 263.75 | 62.25 | 8
2030/31 | 264.25 | 62.25 | 3
2030/31 | 264.75 | 62.25 | 4
2030/31 | 265.25 | 62.25 | 2
2030/31 | 265.75 | 62.25 | 5
2030/31 | 266.25 | 62.25 | 3
2030/31 | 266.75 | 62.25 | 3
2030/31 | 267.25 | 62.25 | 5
2030/31 | 267.75 | 62.25 | 3
2030/31 | 268.25 | 62.25 | 2
2030/31 | 268.75 | 62.25 | 5
2030/31 | 269.75 | 62.25 | 2
2030/31 | 270.25 | 62.25 | 4
2030/31 | 270.75 | 62.25 | 5
2030/31 | 271.25 | 62.25 | 5
2030/31 | 271.75 | 62.25 | 3
2030/31 | 272.25 | 62.25 | 4
2030/31 | 272.75 | 62.25 | 2
2030/31 | 273.25 | 62.25 | 2
2030/31 | 273.75 | 62.25 | 3
2030/31 | 274.25 | 62.25 | 3
2030/31 | 274.75 | 62.25 | 1
2030/31 | 275.25 | 62.25 | 4
2030/31 | 275.75 | 62.25 | 1
2030/31 | 276.75 | 62.25 | 2
2030/31 | 277.75 | 62.25 | 3
2030/31 | 278.25 | 62.25 | 2
2030/31 | 278.75 | 62.25 | 1
2030/31 | 279.25 | 62.25 | 1
2030/31 | 279.75 | 62.25 | 4
2030/31 | 280.75 | 62.25 | 2
2030/31 | 281.25 | 62.25 | 1
2030/31 | 281.75 | 62.25 | 4
2030/31 | 282.75 | 62.25 | 2
2030/31 | 283.25 | 62.25 | 1
2030/31 | 284.25 | 62.25 | 3
2030/31 | 284.75 | 62.25 | 2
2030/31 | 285.75 | 62.25 | 1
2030/31 | 286.75 | 62.25 | 1
2030/31 | 287.25 | 62.25 | 2
2030/31 | 289.25 | 62.25 | 1
2030/31 | 289.75 | 62.25 | 1
2030/31 | 290.25 | 62.25 | 1
2030/31 | 291.25 | 62.25 | 1
2030/31 | 292.25 | 62.25 | 2
2030/31 | 292.75 | 62.25 | 1
2030/31 | 293.25 | 62.25 | 2
2030/31 | 294.25 | 62.25 | 1
2030/31 | 294.75 | 62.25 | 1
2030/31 | 296.25 | 62.25 | 1
2030/31 | 296.75 | 62.25 | 1
2030/31 | 297.75 | 62.25 | 1
2030/31 | 298.75 | 62.25 | 2
2030/31 | 300.25 | 62.25 | 1
2030/31 | 301.75 | 62.25 | 2
2030/31 | 302.25 | 62.25 | 2
2030/31 | 302.75 | 62.25 | 1
2030/31 | 303.75 | 62.25 | 1
2030/31 | 304.75 | 62.25 | 2
2030/31 | 306.25 | 62.25 | 1
2030/31 | 307.25 | 62.25 | 1
2030/31 | 310.25 | 62.25 | 1
2030/31 | 311.25 | 62.25 | 1
2030/31 | 313.25 | 62.25 | 1
2030/31 | 314.25 | 62.25 | 2
2030/31 | 314.75 | 62.25 | 1
2030/31 | 316.25 | 62.25 | 1
2030/31 | 316.75 | 62.25 | 1
2030/31 | 317.25 | 62.25 | 2
2030/31 | 318.75 | 62.25 | 1
2030/31 | 320.75 | 62.25 | 1
2030/31 | 324.75 | 62.25 | 1
2030/31 | 338.25 | 62.25 | 1
2030/31 | 363.75 | 62.25 | 1
2030/31 | 87.25 | 62.75 | 1
2030/31 | 88.25 | 62.75 | 1
2030/31 | 88.75 | 62.75 | 3
2030/31 | 89.25 | 62.75 | 2
2030/31 | 89.75 | 62.75 | 6
2030/31 | 90.25 | 62.75 | 4
2030/31 | 90.75 | 62.75 | 3
2030/31 | 91.25 | 62.75 | 4
2030/31 | 91.75 | 62.75 | 8
2030/31 | 92.25 | 62.75 | 6
2030/31 | 92.75 | 62.75 | 5
2030/31 | 93.25 | 62.75 | 12
2030/31 | 93.75 | 62.75 | 15
2030/31 | 94.25 | 62.75 | 6
2030/31 | 94.75 | 62.75 | 9
2030/31 | 95.25 | 62.75 | 13
2030/31 | 95.75 | 62.75 | 12
2030/31 | 96.25 | 62.75 | 20
2030/31 | 96.75 | 62.75 | 14
2030/31 | 97.25 | 62.75 | 19
2030/31 | 97.75 | 62.75 | 10
2030/31 | 98.25 | 62.75 | 16
2030/31 | 98.75 | 62.75 | 23
2030/31 | 99.25 | 62.75 | 26
2030/31 | 99.75 | 62.75 | 27
2030/31 | 100.25 | 62.75 | 18
2030/31 | 100.75 | 62.75 | 33
2030/31 | 101.25 | 62.75 | 37
2030/31 | 101.75 | 62.75 | 38
2030/31 | 102.25 | 62.75 | 34
2030/31 | 102.75 | 62.75 | 42
2030/31 | 103.25 | 62.75 | 34
2030/31 | 103.75 | 62.75 | 56
2030/31 | 104.25 | 62.75 | 49
2030/31 | 104.75 | 62.75 | 52
2030/31 | 105.25 | 62.75 | 60
2030/31 | 105.75 | 62.75 | 59
2030/31 | 106.25 | 62.75 | 61
2030/31 | 106.75 | 62.75 | 68
2030/31 | 107.25 | 62.75 | 74
2030/31 | 107.75 | 62.75 | 81
2030/31 | 108.25 | 62.75 | 67
2030/31 | 108.75 | 62.75 | 86
2030/31 | 109.25 | 62.75 | 91
2030/31 | 109.75 | 62.75 | 76
2030/31 | 110.25 | 62.75 | 93
2030/31 | 110.75 | 62.75 | 98
2030/31 | 111.25 | 62.75 | 110
2030/31 | 111.75 | 62.75 | 94
2030/31 | 112.25 | 62.75 | 92
2030/31 | 112.75 | 62.75 | 113
2030/31 | 113.25 | 62.75 | 99
2030/31 | 113.75 | 62.75 | 96
2030/31 | 114.25 | 62.75 | 108
2030/31 | 114.75 | 62.75 | 126
2030/31 | 115.25 | 62.75 | 129
2030/31 | 115.75 | 62.75 | 125
2030/31 | 116.25 | 62.75 | 118
2030/31 | 116.75 | 62.75 | 130
2030/31 | 117.25 | 62.75 | 122
2030/31 | 117.75 | 62.75 | 135
2030/31 | 118.25 | 62.75 | 121
2030/31 | 118.75 | 62.75 | 138
2030/31 | 119.25 | 62.75 | 121
2030/31 | 119.75 | 62.75 | 138
2030/31 | 120.25 | 62.75 | 137
2030/31 | 120.75 | 62.75 | 138
2030/31 | 121.25 | 62.75 | 149
2030/31 | 121.75 | 62.75 | 147
2030/31 | 122.25 | 62.75 | 136
2030/31 | 122.75 | 62.75 | 137
2030/31 | 123.25 | 62.75 | 132
2030/31 | 123.75 | 62.75 | 151
2030/31 | 124.25 | 62.75 | 139
2030/31 | 124.75 | 62.75 | 139
2030/31 | 125.25 | 62.75 | 141
2030/31 | 125.75 | 62.75 | 147
2030/31 | 126.25 | 62.75 | 154
2030/31 | 126.75 | 62.75 | 167
2030/31 | 127.25 | 62.75 | 160
2030/31 | 127.75 | 62.75 | 153
2030/31 | 128.25 | 62.75 | 149
2030/31 | 128.75 | 62.75 | 140
2030/31 | 129.25 | 62.75 | 169
2030/31 | 129.75 | 62.75 | 161
2030/31 | 130.25 | 62.75 | 158
2030/31 | 130.75 | 62.75 | 145
2030/31 | 131.25 | 62.75 | 176
2030/31 | 131.75 | 62.75 | 159
2030/31 | 132.25 | 62.75 | 157
2030/31 | 132.75 | 62.75 | 172
2030/31 | 133.25 | 62.75 | 176
2030/31 | 133.75 | 62.75 | 166
2030/31 | 134.25 | 62.75 | 184
2030/31 | 134.75 | 62.75 | 157
2030/31 | 135.25 | 62.75 | 175
2030/31 | 135.75 | 62.75 | 176
2030/31 | 136.25 | 62.75 | 172
2030/31 | 136.75 | 62.75 | 160
2030/31 | 137.25 | 62.75 | 154
2030/31 | 137.75 | 62.75 | 181
2030/31 | 138.25 | 62.75 | 186
2030/31 | 138.75 | 62.75 | 172
2030/31 | 139.25 | 62.75 | 180
2030/31 | 139.75 | 62.75 | 175
2030/31 | 140.25 | 62.75 | 187
2030/31 | 140.75 | 62.75 | 158
2030/31 | 141.25 | 62.75 | 193
2030/31 | 141.75 | 62.75 | 179
2030/31 | 142.25 | 62.75 | 164
2030/31 | 142.75 | 62.75 | 199
2030/31 | 143.25 | 62.75 | 160
2030/31 | 143.75 | 62.75 | 175
2030/31 | 144.25 | 62.75 | 156
2030/31 | 144.75 | 62.75 | 147
2030/31 | 145.25 | 62.75 | 180
2030/31 | 145.75 | 62.75 | 158
2030/31 | 146.25 | 62.75 | 141
2030/31 | 146.75 | 62.75 | 181
2030/31 | 147.25 | 62.75 | 181
2030/31 | 147.75 | 62.75 | 151
2030/31 | 148.25 | 62.75 | 165
2030/31 | 148.75 | 62.75 | 163
2030/31 | 149.25 | 62.75 | 151
2030/31 | 149.75 | 62.75 | 173
2030/31 | 150.25 | 62.75 | 138
2030/31 | 150.75 | 62.75 | 177
2030/31 | 151.25 | 62.75 | 167
2030/31 | 151.75 | 62.75 | 162
2030/31 | 152.25 | 62.75 | 147
2030/31 | 152.75 | 62.75 | 153
2030/31 | 153.25 | 62.75 | 148
2030/31 | 153.75 | 62.75 | 153
2030/31 | 154.25 | 62.75 | 184
2030/31 | 154.75 | 62.75 | 150
2030/31 | 155.25 | 62.75 | 146
2030/31 | 155.75 | 62.75 | 136
2030/31 | 156.25 | 62.75 | 143
2030/31 | 156.75 | 62.75 | 155
2030/31 | 157.25 | 62.75 | 153
2030/31 | 157.75 | 62.75 | 145
2030/31 | 158.25 | 62.75 | 145
2030/31 | 158.75 | 62.75 | 140
2030/31 | 159.25 | 62.75 | 140
2030/31 | 159.75 | 62.75 | 150
2030/31 | 160.25 | 62.75 | 150
2030/31 | 160.75 | 62.75 | 131
2030/31 | 161.25 | 62.75 | 121
2030/31 | 161.75 | 62.75 | 141
2030/31 | 162.25 | 62.75 | 128
2030/31 | 162.75 | 62.75 | 146
2030/31 | 163.25 | 62.75 | 121
2030/31 | 163.75 | 62.75 | 118
2030/31 | 164.25 | 62.75 | 124
2030/31 | 164.75 | 62.75 | 138
2030/31 | 165.25 | 62.75 | 117
2030/31 | 165.75 | 62.75 | 137
2030/31 | 166.25 | 62.75 | 117
2030/31 | 166.75 | 62.75 | 114
2030/31 | 167.25 | 62.75 | 124
2030/31 | 167.75 | 62.75 | 120
2030/31 | 168.25 | 62.75 | 122
2030/31 | 168.75 | 62.75 | 134
2030/31 | 169.25 | 62.75 | 101
2030/31 | 169.75 | 62.75 | 101
2030/31 | 170.25 | 62.75 | 119
2030/31 | 170.75 | 62.75 | 118
2030/31 | 171.25 | 62.75 | 137
2030/31 | 171.75 | 62.75 | 107
2030/31 | 172.25 | 62.75 | 118
2030/31 | 172.75 | 62.75 | 94
2030/31 | 173.25 | 62.75 | 110
2030/31 | 173.75 | 62.75 | 116
2030/31 | 174.25 | 62.75 | 114
2030/31 | 174.75 | 62.75 | 113
2030/31 | 175.25 | 62.75 | 104
2030/31 | 175.75 | 62.75 | 97
2030/31 | 176.25 | 62.75 | 95
2030/31 | 176.75 | 62.75 | 102
2030/31 | 177.25 | 62.75 | 90
2030/31 | 177.75 | 62.75 | 119
2030/31 | 178.25 | 62.75 | 108
2030/31 | 178.75 | 62.75 | 92
2030/31 | 179.25 | 62.75 | 112
2030/31 | 179.75 | 62.75 | 95
2030/31 | 180.25 | 62.75 | 114
2030/31 | 180.75 | 62.75 | 91
2030/31 | 181.25 | 62.75 | 87
2030/31 | 181.75 | 62.75 | 133
2030/31 | 182.25 | 62.75 | 88
2030/31 | 182.75 | 62.75 | 102
2030/31 | 183.25 | 62.75 | 87
2030/31 | 183.75 | 62.75 | 108
2030/31 | 184.25 | 62.75 | 90
2030/31 | 184.75 | 62.75 | 103
2030/31 | 185.25 | 62.75 | 87
2030/31 | 185.75 | 62.75 | 90
2030/31 | 186.25 | 62.75 | 97
2030/31 | 186.75 | 62.75 | 83
2030/31 | 187.25 | 62.75 | 84
2030/31 | 187.75 | 62.75 | 71
2030/31 | 188.25 | 62.75 | 86
2030/31 | 188.75 | 62.75 | 88
2030/31 | 189.25 | 62.75 | 83
2030/31 | 189.75 | 62.75 | 84
2030/31 | 190.25 | 62.75 | 74
2030/31 | 190.75 | 62.75 | 87
2030/31 | 191.25 | 62.75 | 69
2030/31 | 191.75 | 62.75 | 78
2030/31 | 192.25 | 62.75 | 60
2030/31 | 192.75 | 62.75 | 96
2030/31 | 193.25 | 62.75 | 84
2030/31 | 193.75 | 62.75 | 62
2030/31 | 194.25 | 62.75 | 103
2030/31 | 194.75 | 62.75 | 80
2030/31 | 195.25 | 62.75 | 79
2030/31 | 195.75 | 62.75 | 66
2030/31 | 196.25 | 62.75 | 70
2030/31 | 196.75 | 62.75 | 74
2030/31 | 197.25 | 62.75 | 66
2030/31 | 197.75 | 62.75 | 76
2030/31 | 198.25 | 62.75 | 85
2030/31 | 198.75 | 62.75 | 61
2030/31 | 199.25 | 62.75 | 77
2030/31 | 199.75 | 62.75 | 66
2030/31 | 200.25 | 62.75 | 71
2030/31 | 200.75 | 62.75 | 56
2030/31 | 201.25 | 62.75 | 67
2030/31 | 201.75 | 62.75 | 70
2030/31 | 202.25 | 62.75 | 66
2030/31 | 202.75 | 62.75 | 65
2030/31 | 203.25 | 62.75 | 70
2030/31 | 203.75 | 62.75 | 68
2030/31 | 204.25 | 62.75 | 64
2030/31 | 204.75 | 62.75 | 61
2030/31 | 205.25 | 62.75 | 50
2030/31 | 205.75 | 62.75 | 57
2030/31 | 206.25 | 62.75 | 63
2030/31 | 206.75 | 62.75 | 57
2030/31 | 207.25 | 62.75 | 64
2030/31 | 207.75 | 62.75 | 61
2030/31 | 208.25 | 62.75 | 45
2030/31 | 208.75 | 62.75 | 50
2030/31 | 209.25 | 62.75 | 47
2030/31 | 209.75 | 62.75 | 40
2030/31 | 210.25 | 62.75 | 57
2030/31 | 210.75 | 62.75 | 50
2030/31 | 211.25 | 62.75 | 40
2030/31 | 211.75 | 62.75 | 45
2030/31 | 212.25 | 62.75 | 49
2030/31 | 212.75 | 62.75 | 46
2030/31 | 213.25 | 62.75 | 44
2030/31 | 213.75 | 62.75 | 51
2030/31 | 214.25 | 62.75 | 43
2030/31 | 214.75 | 62.75 | 36
2030/31 | 215.25 | 62.75 | 42
2030/31 | 215.75 | 62.75 | 29
2030/31 | 216.25 | 62.75 | 49
2030/31 | 216.75 | 62.75 | 26
2030/31 | 217.25 | 62.75 | 50
2030/31 | 217.75 | 62.75 | 28
2030/31 | 218.25 | 62.75 | 39
2030/31 | 218.75 | 62.75 | 36
2030/31 | 219.25 | 62.75 | 28
2030/31 | 219.75 | 62.75 | 39
2030/31 | 220.25 | 62.75 | 38
2030/31 | 220.75 | 62.75 | 43
2030/31 | 221.25 | 62.75 | 41
2030/31 | 221.75 | 62.75 | 32
2030/31 | 222.25 | 62.75 | 32
2030/31 | 222.75 | 62.75 | 32
2030/31 | 223.25 | 62.75 | 32
2030/31 | 223.75 | 62.75 | 30
2030/31 | 224.25 | 62.75 | 37
2030/31 | 224.75 | 62.75 | 34
2030/31 | 225.25 | 62.75 | 32
2030/31 | 225.75 | 62.75 | 26
2030/31 | 226.25 | 62.75 | 29
2030/31 | 226.75 | 62.75 | 19
2030/31 | 227.25 | 62.75 | 29
2030/31 | 227.75 | 62.75 | 25
2030/31 | 228.25 | 62.75 | 28
2030/31 | 228.75 | 62.75 | 24
2030/31 | 229.25 | 62.75 | 29
2030/31 | 229.75 | 62.75 | 26
2030/31 | 230.25 | 62.75 | 33
2030/31 | 230.75 | 62.75 | 27
2030/31 | 231.25 | 62.75 | 27
2030/31 | 231.75 | 62.75 | 26
2030/31 | 232.25 | 62.75 | 28
2030/31 | 232.75 | 62.75 | 20
2030/31 | 233.25 | 62.75 | 18
2030/31 | 233.75 | 62.75 | 19
2030/31 | 234.25 | 62.75 | 22
2030/31 | 234.75 | 62.75 | 14
2030/31 | 235.25 | 62.75 | 15
2030/31 | 235.75 | 62.75 | 23
2030/31 | 236.25 | 62.75 | 23
2030/31 | 236.75 | 62.75 | 16
2030/31 | 237.25 | 62.75 | 19
2030/31 | 237.75 | 62.75 | 25
2030/31 | 238.25 | 62.75 | 15
2030/31 | 238.75 | 62.75 | 17
2030/31 | 239.25 | 62.75 | 18
2030/31 | 239.75 | 62.75 | 13
2030/31 | 240.25 | 62.75 | 13
2030/31 | 240.75 | 62.75 | 10
2030/31 | 241.25 | 62.75 | 27
2030/31 | 241.75 | 62.75 | 19
2030/31 | 242.25 | 62.75 | 14
2030/31 | 242.75 | 62.75 | 11
2030/31 | 243.25 | 62.75 | 10
2030/31 | 243.75 | 62.75 | 13
2030/31 | 244.25 | 62.75 | 15
2030/31 | 244.75 | 62.75 | 8
2030/31 | 245.25 | 62.75 | 5
2030/31 | 245.75 | 62.75 | 11
2030/31 | 246.25 | 62.75 | 11
2030/31 | 246.75 | 62.75 | 12
2030/31 | 247.25 | 62.75 | 11
2030/31 | 247.75 | 62.75 | 12
2030/31 | 248.25 | 62.75 | 9
2030/31 | 248.75 | 62.75 | 12
2030/31 | 249.25 | 62.75 | 10
2030/31 | 249.75 | 62.75 | 14
2030/31 | 250.25 | 62.75 | 10
2030/31 | 250.75 | 62.75 | 9
2030/31 | 251.25 | 62.75 | 13
2030/31 | 251.75 | 62.75 | 7
2030/31 | 252.25 | 62.75 | 4
2030/31 | 252.75 | 62.75 | 4
2030/31 | 253.25 | 62.75 | 7
2030/31 | 253.75 | 62.75 | 9
2030/31 | 254.25 | 62.75 | 8
2030/31 | 254.75 | 62.75 | 5
2030/31 | 255.25 | 62.75 | 12
2030/31 | 255.75 | 62.75 | 6
2030/31 | 256.25 | 62.75 | 12
2030/31 | 256.75 | 62.75 | 7
2030/31 | 257.25 | 62.75 | 7
2030/31 | 257.75 | 62.75 | 4
2030/31 | 258.25 | 62.75 | 5
2030/31 | 258.75 | 62.75 | 8
2030/31 | 259.25 | 62.75 | 5
2030/31 | 259.75 | 62.75 | 11
2030/31 | 260.25 | 62.75 | 7
2030/31 | 260.75 | 62.75 | 3
2030/31 | 261.25 | 62.75 | 7
2030/31 | 261.75 | 62.75 | 5
2030/31 | 262.25 | 62.75 | 5
2030/31 | 262.75 | 62.75 | 8
2030/31 | 263.25 | 62.75 | 7
2030/31 | 263.75 | 62.75 | 3
2030/31 | 264.25 | 62.75 | 7
2030/31 | 264.75 | 62.75 | 6
2030/31 | 265.25 | 62.75 | 2
2030/31 | 265.75 | 62.75 | 6
2030/31 | 266.25 | 62.75 | 2
2030/31 | 266.75 | 62.75 | 1
2030/31 | 267.25 | 62.75 | 3
2030/31 | 267.75 | 62.75 | 3
2030/31 | 268.75 | 62.75 | 2
2030/31 | 269.25 | 62.75 | 1
2030/31 | 269.75 | 62.75 | 2
2030/31 | 270.25 | 62.75 | 5
2030/31 | 270.75 | 62.75 | 4
2030/31 | 271.25 | 62.75 | 2
2030/31 | 271.75 | 62.75 | 2
2030/31 | 272.75 | 62.75 | 2
2030/31 | 273.25 | 62.75 | 4
2030/31 | 273.75 | 62.75 | 4
2030/31 | 274.25 | 62.75 | 8
2030/31 | 274.75 | 62.75 | 1
2030/31 | 275.25 | 62.75 | 2
2030/31 | 275.75 | 62.75 | 2
2030/31 | 276.25 | 62.75 | 4
2030/31 | 277.75 | 62.75 | 2
2030/31 | 278.25 | 62.75 | 1
2030/31 | 278.75 | 62.75 | 5
2030/31 | 279.25 | 62.75 | 1
2030/31 | 279.75 | 62.75 | 5
2030/31 | 280.25 | 62.75 | 2
2030/31 | 280.75 | 62.75 | 1
2030/31 | 281.25 | 62.75 | 2
2030/31 | 283.25 | 62.75 | 2
2030/31 | 283.75 | 62.75 | 7
2030/31 | 284.25 | 62.75 | 1
2030/31 | 284.75 | 62.75 | 3
2030/31 | 285.25 | 62.75 | 2
2030/31 | 285.75 | 62.75 | 1
2030/31 | 286.25 | 62.75 | 3
2030/31 | 286.75 | 62.75 | 1
2030/31 | 287.75 | 62.75 | 4
2030/31 | 288.25 | 62.75 | 1
2030/31 | 289.25 | 62.75 | 1
2030/31 | 290.25 | 62.75 | 1
2030/31 | 290.75 | 62.75 | 2
2030/31 | 291.25 | 62.75 | 2
2030/31 | 291.75 | 62.75 | 1
2030/31 | 292.25 | 62.75 | 1
2030/31 | 292.75 | 62.75 | 1
2030/31 | 293.25 | 62.75 | 1
2030/31 | 294.25 | 62.75 | 1
2030/31 | 294.75 | 62.75 | 1
2030/31 | 295.75 | 62.75 | 3
2030/31 | 297.25 | 62.75 | 2
2030/31 | 298.75 | 62.75 | 1
2030/31 | 300.75 | 62.75 | 1
2030/31 | 301.25 | 62.75 | 2
2030/31 | 302.25 | 62.75 | 1
2030/31 | 304.25 | 62.75 | 2
2030/31 | 305.75 | 62.75 | 1
2030/31 | 308.75 | 62.75 | 1
2030/31 | 309.25 | 62.75 | 1
2030/31 | 310.25 | 62.75 | 2
2030/31 | 314.75 | 62.75 | 2
2030/31 | 315.25 | 62.75 | 1
2030/31 | 319.75 | 62.75 | 1
2030/31 | 326.75 | 62.75 | 1
2030/31 | 328.25 | 62.75 | 1
2030/31 | 332.25 | 62.75 | 1
2030/31 | 333.75 | 62.75 | 1
2030/31 | 337.75 | 62.75 | 1
2030/31 | 338.25 | 62.75 | 1
2030/31 | 339.25 | 62.75 | 1
2030/31 | 349.25 | 62.75 | 1
2030/31 | 367.25 | 62.75 | 1
2030/31 | 79.75 | 63.25 | 1
2030/31 | 86.75 | 63.25 | 1
2030/31 | 87.25 | 63.25 | 3
2030/31 | 87.75 | 63.25 | 2
2030/31 | 88.25 | 63.25 | 3
2030/31 | 88.75 | 63.25 | 3
2030/31 | 89.25 | 63.25 | 2
2030/31 | 89.75 | 63.25 | 2
2030/31 | 90.25 | 63.25 | 6
2030/31 | 90.75 | 63.25 | 1
2030/31 | 91.25 | 63.25 | 2
2030/31 | 91.75 | 63.25 | 6
2030/31 | 92.25 | 63.25 | 5
2030/31 | 92.75 | 63.25 | 3
2030/31 | 93.25 | 63.25 | 9
2030/31 | 93.75 | 63.25 | 6
2030/31 | 94.25 | 63.25 | 5
2030/31 | 94.75 | 63.25 | 9
2030/31 | 95.25 | 63.25 | 17
2030/31 | 95.75 | 63.25 | 9
2030/31 | 96.25 | 63.25 | 12
2030/31 | 96.75 | 63.25 | 13
2030/31 | 97.25 | 63.25 | 12
2030/31 | 97.75 | 63.25 | 21
2030/31 | 98.25 | 63.25 | 16
2030/31 | 98.75 | 63.25 | 30
2030/31 | 99.25 | 63.25 | 15
2030/31 | 99.75 | 63.25 | 24
2030/31 | 100.25 | 63.25 | 30
2030/31 | 100.75 | 63.25 | 19
2030/31 | 101.25 | 63.25 | 28
2030/31 | 101.75 | 63.25 | 30
2030/31 | 102.25 | 63.25 | 25
2030/31 | 102.75 | 63.25 | 51
2030/31 | 103.25 | 63.25 | 46
2030/31 | 103.75 | 63.25 | 50
2030/31 | 104.25 | 63.25 | 49
2030/31 | 104.75 | 63.25 | 46
2030/31 | 105.25 | 63.25 | 47
2030/31 | 105.75 | 63.25 | 52
2030/31 | 106.25 | 63.25 | 61
2030/31 | 106.75 | 63.25 | 57
2030/31 | 107.25 | 63.25 | 53
2030/31 | 107.75 | 63.25 | 62
2030/31 | 108.25 | 63.25 | 73
2030/31 | 108.75 | 63.25 | 68
2030/31 | 109.25 | 63.25 | 64
2030/31 | 109.75 | 63.25 | 76
2030/31 | 110.25 | 63.25 | 94
2030/31 | 110.75 | 63.25 | 84
2030/31 | 111.25 | 63.25 | 68
2030/31 | 111.75 | 63.25 | 73
2030/31 | 112.25 | 63.25 | 102
2030/31 | 112.75 | 63.25 | 83
2030/31 | 113.25 | 63.25 | 110
2030/31 | 113.75 | 63.25 | 102
2030/31 | 114.25 | 63.25 | 97
2030/31 | 114.75 | 63.25 | 100
2030/31 | 115.25 | 63.25 | 88
2030/31 | 115.75 | 63.25 | 105
2030/31 | 116.25 | 63.25 | 110
2030/31 | 116.75 | 63.25 | 116
2030/31 | 117.25 | 63.25 | 112
2030/31 | 117.75 | 63.25 | 112
2030/31 | 118.25 | 63.25 | 115
2030/31 | 118.75 | 63.25 | 125
2030/31 | 119.25 | 63.25 | 130
2030/31 | 119.75 | 63.25 | 152
2030/31 | 120.25 | 63.25 | 120
2030/31 | 120.75 | 63.25 | 141
2030/31 | 121.25 | 63.25 | 136
2030/31 | 121.75 | 63.25 | 125
2030/31 | 122.25 | 63.25 | 164
2030/31 | 122.75 | 63.25 | 165
2030/31 | 123.25 | 63.25 | 137
2030/31 | 123.75 | 63.25 | 177
2030/31 | 124.25 | 63.25 | 161
2030/31 | 124.75 | 63.25 | 147
2030/31 | 125.25 | 63.25 | 169
2030/31 | 125.75 | 63.25 | 140
2030/31 | 126.25 | 63.25 | 144
2030/31 | 126.75 | 63.25 | 160
2030/31 | 127.25 | 63.25 | 172
2030/31 | 127.75 | 63.25 | 150
2030/31 | 128.25 | 63.25 | 164
2030/31 | 128.75 | 63.25 | 179
2030/31 | 129.25 | 63.25 | 161
2030/31 | 129.75 | 63.25 | 165
2030/31 | 130.25 | 63.25 | 160
2030/31 | 130.75 | 63.25 | 170
2030/31 | 131.25 | 63.25 | 176
2030/31 | 131.75 | 63.25 | 161
2030/31 | 132.25 | 63.25 | 150
2030/31 | 132.75 | 63.25 | 160
2030/31 | 133.25 | 63.25 | 186
2030/31 | 133.75 | 63.25 | 163
2030/31 | 134.25 | 63.25 | 187
2030/31 | 134.75 | 63.25 | 176
2030/31 | 135.25 | 63.25 | 172
2030/31 | 135.75 | 63.25 | 189
2030/31 | 136.25 | 63.25 | 168
2030/31 | 136.75 | 63.25 | 156
2030/31 | 137.25 | 63.25 | 168
2030/31 | 137.75 | 63.25 | 171
2030/31 | 138.25 | 63.25 | 156
2030/31 | 138.75 | 63.25 | 152
2030/31 | 139.25 | 63.25 | 143
2030/31 | 139.75 | 63.25 | 162
2030/31 | 140.25 | 63.25 | 169
2030/31 | 140.75 | 63.25 | 179
2030/31 | 141.25 | 63.25 | 155
2030/31 | 141.75 | 63.25 | 184
2030/31 | 142.25 | 63.25 | 149
2030/31 | 142.75 | 63.25 | 170
2030/31 | 143.25 | 63.25 | 164
2030/31 | 143.75 | 63.25 | 167
2030/31 | 144.25 | 63.25 | 157
2030/31 | 144.75 | 63.25 | 195
2030/31 | 145.25 | 63.25 | 171
2030/31 | 145.75 | 63.25 | 164
2030/31 | 146.25 | 63.25 | 149
2030/31 | 146.75 | 63.25 | 163
2030/31 | 147.25 | 63.25 | 173
2030/31 | 147.75 | 63.25 | 178
2030/31 | 148.25 | 63.25 | 175
2030/31 | 148.75 | 63.25 | 141
2030/31 | 149.25 | 63.25 | 163
2030/31 | 149.75 | 63.25 | 140
2030/31 | 150.25 | 63.25 | 169
2030/31 | 150.75 | 63.25 | 164
2030/31 | 151.25 | 63.25 | 158
2030/31 | 151.75 | 63.25 | 161
2030/31 | 152.25 | 63.25 | 159
2030/31 | 152.75 | 63.25 | 157
2030/31 | 153.25 | 63.25 | 151
2030/31 | 153.75 | 63.25 | 158
2030/31 | 154.25 | 63.25 | 159
2030/31 | 154.75 | 63.25 | 156
2030/31 | 155.25 | 63.25 | 158
2030/31 | 155.75 | 63.25 | 133
2030/31 | 156.25 | 63.25 | 145
2030/31 | 156.75 | 63.25 | 141
2030/31 | 157.25 | 63.25 | 161
2030/31 | 157.75 | 63.25 | 148
2030/31 | 158.25 | 63.25 | 142
2030/31 | 158.75 | 63.25 | 141
2030/31 | 159.25 | 63.25 | 166
2030/31 | 159.75 | 63.25 | 162
2030/31 | 160.25 | 63.25 | 155
2030/31 | 160.75 | 63.25 | 147
2030/31 | 161.25 | 63.25 | 136
2030/31 | 161.75 | 63.25 | 115
2030/31 | 162.25 | 63.25 | 164
2030/31 | 162.75 | 63.25 | 121
2030/31 | 163.25 | 63.25 | 126
2030/31 | 163.75 | 63.25 | 138
2030/31 | 164.25 | 63.25 | 142
2030/31 | 164.75 | 63.25 | 145
2030/31 | 165.25 | 63.25 | 114
2030/31 | 165.75 | 63.25 | 144
2030/31 | 166.25 | 63.25 | 128
2030/31 | 166.75 | 63.25 | 129
2030/31 | 167.25 | 63.25 | 116
2030/31 | 167.75 | 63.25 | 122
2030/31 | 168.25 | 63.25 | 136
2030/31 | 168.75 | 63.25 | 127
2030/31 | 169.25 | 63.25 | 119
2030/31 | 169.75 | 63.25 | 105
2030/31 | 170.25 | 63.25 | 108
2030/31 | 170.75 | 63.25 | 102
2030/31 | 171.25 | 63.25 | 115
2030/31 | 171.75 | 63.25 | 101
2030/31 | 172.25 | 63.25 | 109
2030/31 | 172.75 | 63.25 | 122
2030/31 | 173.25 | 63.25 | 133
2030/31 | 173.75 | 63.25 | 109
2030/31 | 174.25 | 63.25 | 127
2030/31 | 174.75 | 63.25 | 107
2030/31 | 175.25 | 63.25 | 109
2030/31 | 175.75 | 63.25 | 87
2030/31 | 176.25 | 63.25 | 105
2030/31 | 176.75 | 63.25 | 113
2030/31 | 177.25 | 63.25 | 124
2030/31 | 177.75 | 63.25 | 121
2030/31 | 178.25 | 63.25 | 114
2030/31 | 178.75 | 63.25 | 96
2030/31 | 179.25 | 63.25 | 101
2030/31 | 179.75 | 63.25 | 113
2030/31 | 180.25 | 63.25 | 94
2030/31 | 180.75 | 63.25 | 105
2030/31 | 181.25 | 63.25 | 109
2030/31 | 181.75 | 63.25 | 121
2030/31 | 182.25 | 63.25 | 80
2030/31 | 182.75 | 63.25 | 118
2030/31 | 183.25 | 63.25 | 103
2030/31 | 183.75 | 63.25 | 114
2030/31 | 184.25 | 63.25 | 103
2030/31 | 184.75 | 63.25 | 88
2030/31 | 185.25 | 63.25 | 103
2030/31 | 185.75 | 63.25 | 87
2030/31 | 186.25 | 63.25 | 96
2030/31 | 186.75 | 63.25 | 86
2030/31 | 187.25 | 63.25 | 92
2030/31 | 187.75 | 63.25 | 92
2030/31 | 188.25 | 63.25 | 82
2030/31 | 188.75 | 63.25 | 79
2030/31 | 189.25 | 63.25 | 106
2030/31 | 189.75 | 63.25 | 75
2030/31 | 190.25 | 63.25 | 78
2030/31 | 190.75 | 63.25 | 76
2030/31 | 191.25 | 63.25 | 95
2030/31 | 191.75 | 63.25 | 85
2030/31 | 192.25 | 63.25 | 76
2030/31 | 192.75 | 63.25 | 69
2030/31 | 193.25 | 63.25 | 67
2030/31 | 193.75 | 63.25 | 66
2030/31 | 194.25 | 63.25 | 78
2030/31 | 194.75 | 63.25 | 63
2030/31 | 195.25 | 63.25 | 72
2030/31 | 195.75 | 63.25 | 67
2030/31 | 196.25 | 63.25 | 71
2030/31 | 196.75 | 63.25 | 69
2030/31 | 197.25 | 63.25 | 65
2030/31 | 197.75 | 63.25 | 68
2030/31 | 198.25 | 63.25 | 73
2030/31 | 198.75 | 63.25 | 56
2030/31 | 199.25 | 63.25 | 69
2030/31 | 199.75 | 63.25 | 61
2030/31 | 200.25 | 63.25 | 62
2030/31 | 200.75 | 63.25 | 77
2030/31 | 201.25 | 63.25 | 59
2030/31 | 201.75 | 63.25 | 58
2030/31 | 202.25 | 63.25 | 58
2030/31 | 202.75 | 63.25 | 55
2030/31 | 203.25 | 63.25 | 71
2030/31 | 203.75 | 63.25 | 58
2030/31 | 204.25 | 63.25 | 70
2030/31 | 204.75 | 63.25 | 54
2030/31 | 205.25 | 63.25 | 67
2030/31 | 205.75 | 63.25 | 44
2030/31 | 206.25 | 63.25 | 52
2030/31 | 206.75 | 63.25 | 56
2030/31 | 207.25 | 63.25 | 53
2030/31 | 207.75 | 63.25 | 53
2030/31 | 208.25 | 63.25 | 62
2030/31 | 208.75 | 63.25 | 54
2030/31 | 209.25 | 63.25 | 44
2030/31 | 209.75 | 63.25 | 56
2030/31 | 210.25 | 63.25 | 54
2030/31 | 210.75 | 63.25 | 48
2030/31 | 211.25 | 63.25 | 62
2030/31 | 211.75 | 63.25 | 40
2030/31 | 212.25 | 63.25 | 61
2030/31 | 212.75 | 63.25 | 36
2030/31 | 213.25 | 63.25 | 43
2030/31 | 213.75 | 63.25 | 33
2030/31 | 214.25 | 63.25 | 42
2030/31 | 214.75 | 63.25 | 43
2030/31 | 215.25 | 63.25 | 52
2030/31 | 215.75 | 63.25 | 40
2030/31 | 216.25 | 63.25 | 38
2030/31 | 216.75 | 63.25 | 43
2030/31 | 217.25 | 63.25 | 35
2030/31 | 217.75 | 63.25 | 38
2030/31 | 218.25 | 63.25 | 42
2030/31 | 218.75 | 63.25 | 35
2030/31 | 219.25 | 63.25 | 35
2030/31 | 219.75 | 63.25 | 32
2030/31 | 220.25 | 63.25 | 42
2030/31 | 220.75 | 63.25 | 34
2030/31 | 221.25 | 63.25 | 39
2030/31 | 221.75 | 63.25 | 44
2030/31 | 222.25 | 63.25 | 25
2030/31 | 222.75 | 63.25 | 38
2030/31 | 223.25 | 63.25 | 41
2030/31 | 223.75 | 63.25 | 35
2030/31 | 224.25 | 63.25 | 42
2030/31 | 224.75 | 63.25 | 39
2030/31 | 225.25 | 63.25 | 32
2030/31 | 225.75 | 63.25 | 41
2030/31 | 226.25 | 63.25 | 37
2030/31 | 226.75 | 63.25 | 35
2030/31 | 227.25 | 63.25 | 22
2030/31 | 227.75 | 63.25 | 26
2030/31 | 228.25 | 63.25 | 21
2030/31 | 228.75 | 63.25 | 25
2030/31 | 229.25 | 63.25 | 37
2030/31 | 229.75 | 63.25 | 31
2030/31 | 230.25 | 63.25 | 29
2030/31 | 230.75 | 63.25 | 34
2030/31 | 231.25 | 63.25 | 24
2030/31 | 231.75 | 63.25 | 26
2030/31 | 232.25 | 63.25 | 29
2030/31 | 232.75 | 63.25 | 21
2030/31 | 233.25 | 63.25 | 26
2030/31 | 233.75 | 63.25 | 13
2030/31 | 234.25 | 63.25 | 13
2030/31 | 234.75 | 63.25 | 29
2030/31 | 235.25 | 63.25 | 14
2030/31 | 235.75 | 63.25 | 22
2030/31 | 236.25 | 63.25 | 20
2030/31 | 236.75 | 63.25 | 24
2030/31 | 237.25 | 63.25 | 26
2030/31 | 237.75 | 63.25 | 17
2030/31 | 238.25 | 63.25 | 20
2030/31 | 238.75 | 63.25 | 9
2030/31 | 239.25 | 63.25 | 10
2030/31 | 239.75 | 63.25 | 13
2030/31 | 240.25 | 63.25 | 13
2030/31 | 240.75 | 63.25 | 11
2030/31 | 241.25 | 63.25 | 13
2030/31 | 241.75 | 63.25 | 11
2030/31 | 242.25 | 63.25 | 15
2030/31 | 242.75 | 63.25 | 13
2030/31 | 243.25 | 63.25 | 7
2030/31 | 243.75 | 63.25 | 18
2030/31 | 244.25 | 63.25 | 12
2030/31 | 244.75 | 63.25 | 7
2030/31 | 245.25 | 63.25 | 12
2030/31 | 245.75 | 63.25 | 11
2030/31 | 246.25 | 63.25 | 10
2030/31 | 246.75 | 63.25 | 11
2030/31 | 247.25 | 63.25 | 12
2030/31 | 247.75 | 63.25 | 16
2030/31 | 248.25 | 63.25 | 13
2030/31 | 248.75 | 63.25 | 8
2030/31 | 249.25 | 63.25 | 5
2030/31 | 249.75 | 63.25 | 10
2030/31 | 250.25 | 63.25 | 9
2030/31 | 250.75 | 63.25 | 10
2030/31 | 251.25 | 63.25 | 12
2030/31 | 251.75 | 63.25 | 11
2030/31 | 252.25 | 63.25 | 13
2030/31 | 252.75 | 63.25 | 8
2030/31 | 253.25 | 63.25 | 10
2030/31 | 253.75 | 63.25 | 8
2030/31 | 254.25 | 63.25 | 12
2030/31 | 254.75 | 63.25 | 8
2030/31 | 255.25 | 63.25 | 3
2030/31 | 255.75 | 63.25 | 8
2030/31 | 256.25 | 63.25 | 11
2030/31 | 256.75 | 63.25 | 7
2030/31 | 257.25 | 63.25 | 7
2030/31 | 257.75 | 63.25 | 6
2030/31 | 258.25 | 63.25 | 6
2030/31 | 258.75 | 63.25 | 6
2030/31 | 259.25 | 63.25 | 4
2030/31 | 259.75 | 63.25 | 7
2030/31 | 260.25 | 63.25 | 7
2030/31 | 260.75 | 63.25 | 5
2030/31 | 261.25 | 63.25 | 7
2030/31 | 261.75 | 63.25 | 3
2030/31 | 262.25 | 63.25 | 7
2030/31 | 262.75 | 63.25 | 7
2030/31 | 263.25 | 63.25 | 4
2030/31 | 263.75 | 63.25 | 4
2030/31 | 264.25 | 63.25 | 7
2030/31 | 264.75 | 63.25 | 5
2030/31 | 265.25 | 63.25 | 4
2030/31 | 265.75 | 63.25 | 4
2030/31 | 266.25 | 63.25 | 2
2030/31 | 266.75 | 63.25 | 3
2030/31 | 267.25 | 63.25 | 2
2030/31 | 267.75 | 63.25 | 3
2030/31 | 268.25 | 63.25 | 3
2030/31 | 268.75 | 63.25 | 4
2030/31 | 269.25 | 63.25 | 2
2030/31 | 269.75 | 63.25 | 6
2030/31 | 270.25 | 63.25 | 5
2030/31 | 270.75 | 63.25 | 3
2030/31 | 271.25 | 63.25 | 3
2030/31 | 271.75 | 63.25 | 5
2030/31 | 272.25 | 63.25 | 4
2030/31 | 272.75 | 63.25 | 3
2030/31 | 273.25 | 63.25 | 4
2030/31 | 273.75 | 63.25 | 6
2030/31 | 274.25 | 63.25 | 4
2030/31 | 274.75 | 63.25 | 4
2030/31 | 275.25 | 63.25 | 2
2030/31 | 275.75 | 63.25 | 1
2030/31 | 276.25 | 63.25 | 3
2030/31 | 276.75 | 63.25 | 3
2030/31 | 277.25 | 63.25 | 4
2030/31 | 277.75 | 63.25 | 5
2030/31 | 278.25 | 63.25 | 2
2030/31 | 278.75 | 63.25 | 3
2030/31 | 279.25 | 63.25 | 1
2030/31 | 280.25 | 63.25 | 2
2030/31 | 281.25 | 63.25 | 3
2030/31 | 281.75 | 63.25 | 2
2030/31 | 282.25 | 63.25 | 1
2030/31 | 282.75 | 63.25 | 2
2030/31 | 283.25 | 63.25 | 1
2030/31 | 283.75 | 63.25 | 3
2030/31 | 285.25 | 63.25 | 1
2030/31 | 285.75 | 63.25 | 2
2030/31 | 286.25 | 63.25 | 1
2030/31 | 286.75 | 63.25 | 3
2030/31 | 287.25 | 63.25 | 1
2030/31 | 287.75 | 63.25 | 3
2030/31 | 288.25 | 63.25 | 1
2030/31 | 290.25 | 63.25 | 2
2030/31 | 292.25 | 63.25 | 1
2030/31 | 292.75 | 63.25 | 1
2030/31 | 293.25 | 63.25 | 2
2030/31 | 294.25 | 63.25 | 2
2030/31 | 295.25 | 63.25 | 1
2030/31 | 296.25 | 63.25 | 1
2030/31 | 296.75 | 63.25 | 1
2030/31 | 297.25 | 63.25 | 1
2030/31 | 298.75 | 63.25 | 2
2030/31 | 299.75 | 63.25 | 1
2030/31 | 300.75 | 63.25 | 1
2030/31 | 301.25 | 63.25 | 1
2030/31 | 301.75 | 63.25 | 1
2030/31 | 302.75 | 63.25 | 1
2030/31 | 303.75 | 63.25 | 1
2030/31 | 304.75 | 63.25 | 1
2030/31 | 307.25 | 63.25 | 1
2030/31 | 307.75 | 63.25 | 1
2030/31 | 310.25 | 63.25 | 1
2030/31 | 312.25 | 63.25 | 2
2030/31 | 319.25 | 63.25 | 1
2030/31 | 320.25 | 63.25 | 1
2030/31 | 324.25 | 63.25 | 1
2030/31 | 334.25 | 63.25 | 1
2030/31 | 339.75 | 63.25 | 1
2030/31 | 342.25 | 63.25 | 1
2030/31 | 353.75 | 63.25 | 1
2030/31 | 85.75 | 63.75 | 1
2030/31 | 88.25 | 63.75 | 1
2030/31 | 88.75 | 63.75 | 1
2030/31 | 89.25 | 63.75 | 2
2030/31 | 89.75 | 63.75 | 3
2030/31 | 90.25 | 63.75 | 2
2030/31 | 90.75 | 63.75 | 2
2030/31 | 91.25 | 63.75 | 4
2030/31 | 91.75 | 63.75 | 6
2030/31 | 92.25 | 63.75 | 3
2030/31 | 92.75 | 63.75 | 3
2030/31 | 93.25 | 63.75 | 7
2030/31 | 93.75 | 63.75 | 3
2030/31 | 94.25 | 63.75 | 12
2030/31 | 94.75 | 63.75 | 10
2030/31 | 95.25 | 63.75 | 7
2030/31 | 95.75 | 63.75 | 12
2030/31 | 96.25 | 63.75 | 7
2030/31 | 96.75 | 63.75 | 13
2030/31 | 97.25 | 63.75 | 25
2030/31 | 97.75 | 63.75 | 13
2030/31 | 98.25 | 63.75 | 22
2030/31 | 98.75 | 63.75 | 28
2030/31 | 99.25 | 63.75 | 19
2030/31 | 99.75 | 63.75 | 22
2030/31 | 100.25 | 63.75 | 29
2030/31 | 100.75 | 63.75 | 31
2030/31 | 101.25 | 63.75 | 26
2030/31 | 101.75 | 63.75 | 27
2030/31 | 102.25 | 63.75 | 32
2030/31 | 102.75 | 63.75 | 37
2030/31 | 103.25 | 63.75 | 28
2030/31 | 103.75 | 63.75 | 49
2030/31 | 104.25 | 63.75 | 44
2030/31 | 104.75 | 63.75 | 36
2030/31 | 105.25 | 63.75 | 45
2030/31 | 105.75 | 63.75 | 50
2030/31 | 106.25 | 63.75 | 47
2030/31 | 106.75 | 63.75 | 53
2030/31 | 107.25 | 63.75 | 41
2030/31 | 107.75 | 63.75 | 63
2030/31 | 108.25 | 63.75 | 60
2030/31 | 108.75 | 63.75 | 50
2030/31 | 109.25 | 63.75 | 80
2030/31 | 109.75 | 63.75 | 72
2030/31 | 110.25 | 63.75 | 77
2030/31 | 110.75 | 63.75 | 64
2030/31 | 111.25 | 63.75 | 85
2030/31 | 111.75 | 63.75 | 82
2030/31 | 112.25 | 63.75 | 88
2030/31 | 112.75 | 63.75 | 110
2030/31 | 113.25 | 63.75 | 98
2030/31 | 113.75 | 63.75 | 108
2030/31 | 114.25 | 63.75 | 91
2030/31 | 114.75 | 63.75 | 98
2030/31 | 115.25 | 63.75 | 103
2030/31 | 115.75 | 63.75 | 127
2030/31 | 116.25 | 63.75 | 105
2030/31 | 116.75 | 63.75 | 120
2030/31 | 117.25 | 63.75 | 111
2030/31 | 117.75 | 63.75 | 114
2030/31 | 118.25 | 63.75 | 122
2030/31 | 118.75 | 63.75 | 135
2030/31 | 119.25 | 63.75 | 112
2030/31 | 119.75 | 63.75 | 142
2030/31 | 120.25 | 63.75 | 116
2030/31 | 120.75 | 63.75 | 137
2030/31 | 121.25 | 63.75 | 139
2030/31 | 121.75 | 63.75 | 136
2030/31 | 122.25 | 63.75 | 124
2030/31 | 122.75 | 63.75 | 136
2030/31 | 123.25 | 63.75 | 137
2030/31 | 123.75 | 63.75 | 140
2030/31 | 124.25 | 63.75 | 112
2030/31 | 124.75 | 63.75 | 160
2030/31 | 125.25 | 63.75 | 153
2030/31 | 125.75 | 63.75 | 152
2030/31 | 126.25 | 63.75 | 155
2030/31 | 126.75 | 63.75 | 156
2030/31 | 127.25 | 63.75 | 158
2030/31 | 127.75 | 63.75 | 149
2030/31 | 128.25 | 63.75 | 141
2030/31 | 128.75 | 63.75 | 148
2030/31 | 129.25 | 63.75 | 173
2030/31 | 129.75 | 63.75 | 148
2030/31 | 130.25 | 63.75 | 151
2030/31 | 130.75 | 63.75 | 157
2030/31 | 131.25 | 63.75 | 151
2030/31 | 131.75 | 63.75 | 151
2030/31 | 132.25 | 63.75 | 138
2030/31 | 132.75 | 63.75 | 159
2030/31 | 133.25 | 63.75 | 173
2030/31 | 133.75 | 63.75 | 133
2030/31 | 134.25 | 63.75 | 171
2030/31 | 134.75 | 63.75 | 170
2030/31 | 135.25 | 63.75 | 185
2030/31 | 135.75 | 63.75 | 165
2030/31 | 136.25 | 63.75 | 161
2030/31 | 136.75 | 63.75 | 174
2030/31 | 137.25 | 63.75 | 158
2030/31 | 137.75 | 63.75 | 161
2030/31 | 138.25 | 63.75 | 179
2030/31 | 138.75 | 63.75 | 177
2030/31 | 139.25 | 63.75 | 162
2030/31 | 139.75 | 63.75 | 161
2030/31 | 140.25 | 63.75 | 187
2030/31 | 140.75 | 63.75 | 178
2030/31 | 141.25 | 63.75 | 167
2030/31 | 141.75 | 63.75 | 184
2030/31 | 142.25 | 63.75 | 176
2030/31 | 142.75 | 63.75 | 166
2030/31 | 143.25 | 63.75 | 166
2030/31 | 143.75 | 63.75 | 190
2030/31 | 144.25 | 63.75 | 175
2030/31 | 144.75 | 63.75 | 166
2030/31 | 145.25 | 63.75 | 179
2030/31 | 145.75 | 63.75 | 160
2030/31 | 146.25 | 63.75 | 174
2030/31 | 146.75 | 63.75 | 178
2030/31 | 147.25 | 63.75 | 185
2030/31 | 147.75 | 63.75 | 167
2030/31 | 148.25 | 63.75 | 174
2030/31 | 148.75 | 63.75 | 193
2030/31 | 149.25 | 63.75 | 162
2030/31 | 149.75 | 63.75 | 155
2030/31 | 150.25 | 63.75 | 167
2030/31 | 150.75 | 63.75 | 158
2030/31 | 151.25 | 63.75 | 159
2030/31 | 151.75 | 63.75 | 185
2030/31 | 152.25 | 63.75 | 173
2030/31 | 152.75 | 63.75 | 148
2030/31 | 153.25 | 63.75 | 159
2030/31 | 153.75 | 63.75 | 154
2030/31 | 154.25 | 63.75 | 162
2030/31 | 154.75 | 63.75 | 140
2030/31 | 155.25 | 63.75 | 160
2030/31 | 155.75 | 63.75 | 156
2030/31 | 156.25 | 63.75 | 171
2030/31 | 156.75 | 63.75 | 149
2030/31 | 157.25 | 63.75 | 149
2030/31 | 157.75 | 63.75 | 152
2030/31 | 158.25 | 63.75 | 145
2030/31 | 158.75 | 63.75 | 157
2030/31 | 159.25 | 63.75 | 143
2030/31 | 159.75 | 63.75 | 167
2030/31 | 160.25 | 63.75 | 138
2030/31 | 160.75 | 63.75 | 154
2030/31 | 161.25 | 63.75 | 158
2030/31 | 161.75 | 63.75 | 146
2030/31 | 162.25 | 63.75 | 123
2030/31 | 162.75 | 63.75 | 141
2030/31 | 163.25 | 63.75 | 149
2030/31 | 163.75 | 63.75 | 143
2030/31 | 164.25 | 63.75 | 143
2030/31 | 164.75 | 63.75 | 135
2030/31 | 165.25 | 63.75 | 121
2030/31 | 165.75 | 63.75 | 134
2030/31 | 166.25 | 63.75 | 136
2030/31 | 166.75 | 63.75 | 133
2030/31 | 167.25 | 63.75 | 133
2030/31 | 167.75 | 63.75 | 120
2030/31 | 168.25 | 63.75 | 126
2030/31 | 168.75 | 63.75 | 127
2030/31 | 169.25 | 63.75 | 123
2030/31 | 169.75 | 63.75 | 131
2030/31 | 170.25 | 63.75 | 126
2030/31 | 170.75 | 63.75 | 120
2030/31 | 171.25 | 63.75 | 120
2030/31 | 171.75 | 63.75 | 113
2030/31 | 172.25 | 63.75 | 115
2030/31 | 172.75 | 63.75 | 120
2030/31 | 173.25 | 63.75 | 121
2030/31 | 173.75 | 63.75 | 110
2030/31 | 174.25 | 63.75 | 107
2030/31 | 174.75 | 63.75 | 117
2030/31 | 175.25 | 63.75 | 128
2030/31 | 175.75 | 63.75 | 120
2030/31 | 176.25 | 63.75 | 123
2030/31 | 176.75 | 63.75 | 104
2030/31 | 177.25 | 63.75 | 100
2030/31 | 177.75 | 63.75 | 94
2030/31 | 178.25 | 63.75 | 95
2030/31 | 178.75 | 63.75 | 107
2030/31 | 179.25 | 63.75 | 99
2030/31 | 179.75 | 63.75 | 90
2030/31 | 180.25 | 63.75 | 113
2030/31 | 180.75 | 63.75 | 102
2030/31 | 181.25 | 63.75 | 98
2030/31 | 181.75 | 63.75 | 105
2030/31 | 182.25 | 63.75 | 110
2030/31 | 182.75 | 63.75 | 112
2030/31 | 183.25 | 63.75 | 115
2030/31 | 183.75 | 63.75 | 81
2030/31 | 184.25 | 63.75 | 102
2030/31 | 184.75 | 63.75 | 104
2030/31 | 185.25 | 63.75 | 104
2030/31 | 185.75 | 63.75 | 101
2030/31 | 186.25 | 63.75 | 102
2030/31 | 186.75 | 63.75 | 110
2030/31 | 187.25 | 63.75 | 97
2030/31 | 187.75 | 63.75 | 89
2030/31 | 188.25 | 63.75 | 90
2030/31 | 188.75 | 63.75 | 85
2030/31 | 189.25 | 63.75 | 87
2030/31 | 189.75 | 63.75 | 93
2030/31 | 190.25 | 63.75 | 91
2030/31 | 190.75 | 63.75 | 96
2030/31 | 191.25 | 63.75 | 85
2030/31 | 191.75 | 63.75 | 69
2030/31 | 192.25 | 63.75 | 81
2030/31 | 192.75 | 63.75 | 81
2030/31 | 193.25 | 63.75 | 76
2030/31 | 193.75 | 63.75 | 85
2030/31 | 194.25 | 63.75 | 86
2030/31 | 194.75 | 63.75 | 76
2030/31 | 195.25 | 63.75 | 89
2030/31 | 195.75 | 63.75 | 64
2030/31 | 196.25 | 63.75 | 76
2030/31 | 196.75 | 63.75 | 85
2030/31 | 197.25 | 63.75 | 77
2030/31 | 197.75 | 63.75 | 70
2030/31 | 198.25 | 63.75 | 91
2030/31 | 198.75 | 63.75 | 75
2030/31 | 199.25 | 63.75 | 71
2030/31 | 199.75 | 63.75 | 69
2030/31 | 200.25 | 63.75 | 71
2030/31 | 200.75 | 63.75 | 78
2030/31 | 201.25 | 63.75 | 60
2030/31 | 201.75 | 63.75 | 54
2030/31 | 202.25 | 63.75 | 77
2030/31 | 202.75 | 63.75 | 56
2030/31 | 203.25 | 63.75 | 66
2030/31 | 203.75 | 63.75 | 64
2030/31 | 204.25 | 63.75 | 63
2030/31 | 204.75 | 63.75 | 75
2030/31 | 205.25 | 63.75 | 52
2030/31 | 205.75 | 63.75 | 63
2030/31 | 206.25 | 63.75 | 58
2030/31 | 206.75 | 63.75 | 59
2030/31 | 207.25 | 63.75 | 52
2030/31 | 207.75 | 63.75 | 54
2030/31 | 208.25 | 63.75 | 60
2030/31 | 208.75 | 63.75 | 63
2030/31 | 209.25 | 63.75 | 64
2030/31 | 209.75 | 63.75 | 62
2030/31 | 210.25 | 63.75 | 50
2030/31 | 210.75 | 63.75 | 50
2030/31 | 211.25 | 63.75 | 48
2030/31 | 211.75 | 63.75 | 46
2030/31 | 212.25 | 63.75 | 48
2030/31 | 212.75 | 63.75 | 47
2030/31 | 213.25 | 63.75 | 48
2030/31 | 213.75 | 63.75 | 48
2030/31 | 214.25 | 63.75 | 44
2030/31 | 214.75 | 63.75 | 43
2030/31 | 215.25 | 63.75 | 45
2030/31 | 215.75 | 63.75 | 36
2030/31 | 216.25 | 63.75 | 34
2030/31 | 216.75 | 63.75 | 57
2030/31 | 217.25 | 63.75 | 35
2030/31 | 217.75 | 63.75 | 39
2030/31 | 218.25 | 63.75 | 33
2030/31 | 218.75 | 63.75 | 39
2030/31 | 219.25 | 63.75 | 39
2030/31 | 219.75 | 63.75 | 34
2030/31 | 220.25 | 63.75 | 37
2030/31 | 220.75 | 63.75 | 50
2030/31 | 221.25 | 63.75 | 23
2030/31 | 221.75 | 63.75 | 38
2030/31 | 222.25 | 63.75 | 37
2030/31 | 222.75 | 63.75 | 38
2030/31 | 223.25 | 63.75 | 31
2030/31 | 223.75 | 63.75 | 25
2030/31 | 224.25 | 63.75 | 27
2030/31 | 224.75 | 63.75 | 34
2030/31 | 225.25 | 63.75 | 41
2030/31 | 225.75 | 63.75 | 33
2030/31 | 226.25 | 63.75 | 33
2030/31 | 226.75 | 63.75 | 35
2030/31 | 227.25 | 63.75 | 31
2030/31 | 227.75 | 63.75 | 23
2030/31 | 228.25 | 63.75 | 30
2030/31 | 228.75 | 63.75 | 25
2030/31 | 229.25 | 63.75 | 31
2030/31 | 229.75 | 63.75 | 30
2030/31 | 230.25 | 63.75 | 31
2030/31 | 230.75 | 63.75 | 23
2030/31 | 231.25 | 63.75 | 25
2030/31 | 231.75 | 63.75 | 29
2030/31 | 232.25 | 63.75 | 27
2030/31 | 232.75 | 63.75 | 24
2030/31 | 233.25 | 63.75 | 24
2030/31 | 233.75 | 63.75 | 19
2030/31 | 234.25 | 63.75 | 21
2030/31 | 234.75 | 63.75 | 24
2030/31 | 235.25 | 63.75 | 20
2030/31 | 235.75 | 63.75 | 19
2030/31 | 236.25 | 63.75 | 19
2030/31 | 236.75 | 63.75 | 24
2030/31 | 237.25 | 63.75 | 16
2030/31 | 237.75 | 63.75 | 24
2030/31 | 238.25 | 63.75 | 17
2030/31 | 238.75 | 63.75 | 14
2030/31 | 239.25 | 63.75 | 14
2030/31 | 239.75 | 63.75 | 24
2030/31 | 240.25 | 63.75 | 17
2030/31 | 240.75 | 63.75 | 12
2030/31 | 241.25 | 63.75 | 20
2030/31 | 241.75 | 63.75 | 20
2030/31 | 242.25 | 63.75 | 13
2030/31 | 242.75 | 63.75 | 15
2030/31 | 243.25 | 63.75 | 12
2030/31 | 243.75 | 63.75 | 14
2030/31 | 244.25 | 63.75 | 14
2030/31 | 244.75 | 63.75 | 18
2030/31 | 245.25 | 63.75 | 13
2030/31 | 245.75 | 63.75 | 13
2030/31 | 246.25 | 63.75 | 11
2030/31 | 246.75 | 63.75 | 9
2030/31 | 247.25 | 63.75 | 11
2030/31 | 247.75 | 63.75 | 11
2030/31 | 248.25 | 63.75 | 12
2030/31 | 248.75 | 63.75 | 10
2030/31 | 249.25 | 63.75 | 14
2030/31 | 249.75 | 63.75 | 5
2030/31 | 250.25 | 63.75 | 8
2030/31 | 250.75 | 63.75 | 11
2030/31 | 251.25 | 63.75 | 9
2030/31 | 251.75 | 63.75 | 8
2030/31 | 252.25 | 63.75 | 3
2030/31 | 252.75 | 63.75 | 7
2030/31 | 253.25 | 63.75 | 5
2030/31 | 253.75 | 63.75 | 8
2030/31 | 254.25 | 63.75 | 10
2030/31 | 254.75 | 63.75 | 11
2030/31 | 255.25 | 63.75 | 11
2030/31 | 255.75 | 63.75 | 12
2030/31 | 256.25 | 63.75 | 9
2030/31 | 256.75 | 63.75 | 10
2030/31 | 257.25 | 63.75 | 6
2030/31 | 257.75 | 63.75 | 6
2030/31 | 258.25 | 63.75 | 4
2030/31 | 258.75 | 63.75 | 8
2030/31 | 259.25 | 63.75 | 10
2030/31 | 259.75 | 63.75 | 7
2030/31 | 260.25 | 63.75 | 4
2030/31 | 260.75 | 63.75 | 7
2030/31 | 261.25 | 63.75 | 4
2030/31 | 261.75 | 63.75 | 8
2030/31 | 262.25 | 63.75 | 3
2030/31 | 262.75 | 63.75 | 7
2030/31 | 263.25 | 63.75 | 6
2030/31 | 263.75 | 63.75 | 5
2030/31 | 264.25 | 63.75 | 3
2030/31 | 264.75 | 63.75 | 9
2030/31 | 265.25 | 63.75 | 1
2030/31 | 265.75 | 63.75 | 4
2030/31 | 266.25 | 63.75 | 2
2030/31 | 266.75 | 63.75 | 3
2030/31 | 267.25 | 63.75 | 7
2030/31 | 267.75 | 63.75 | 5
2030/31 | 268.25 | 63.75 | 3
2030/31 | 268.75 | 63.75 | 2
2030/31 | 269.25 | 63.75 | 4
2030/31 | 269.75 | 63.75 | 10
2030/31 | 270.25 | 63.75 | 6
2030/31 | 270.75 | 63.75 | 4
2030/31 | 271.25 | 63.75 | 5
2030/31 | 271.75 | 63.75 | 5
2030/31 | 272.25 | 63.75 | 3
2030/31 | 272.75 | 63.75 | 1
2030/31 | 273.25 | 63.75 | 3
2030/31 | 273.75 | 63.75 | 4
2030/31 | 274.75 | 63.75 | 2
2030/31 | 275.25 | 63.75 | 5
2030/31 | 275.75 | 63.75 | 4
2030/31 | 276.25 | 63.75 | 2
2030/31 | 276.75 | 63.75 | 3
2030/31 | 277.25 | 63.75 | 1
2030/31 | 277.75 | 63.75 | 3
2030/31 | 278.25 | 63.75 | 2
2030/31 | 278.75 | 63.75 | 4
2030/31 | 279.25 | 63.75 | 1
2030/31 | 279.75 | 63.75 | 3
2030/31 | 280.25 | 63.75 | 1
2030/31 | 280.75 | 63.75 | 3
2030/31 | 281.25 | 63.75 | 5
2030/31 | 281.75 | 63.75 | 2
2030/31 | 282.75 | 63.75 | 1
2030/31 | 283.25 | 63.75 | 1
2030/31 | 283.75 | 63.75 | 2
2030/31 | 284.25 | 63.75 | 1
2030/31 | 284.75 | 63.75 | 2
2030/31 | 285.25 | 63.75 | 1
2030/31 | 285.75 | 63.75 | 1
2030/31 | 286.25 | 63.75 | 1
2030/31 | 287.25 | 63.75 | 2
2030/31 | 287.75 | 63.75 | 1
2030/31 | 288.25 | 63.75 | 4
2030/31 | 288.75 | 63.75 | 1
2030/31 | 289.25 | 63.75 | 1
2030/31 | 290.25 | 63.75 | 2
2030/31 | 292.75 | 63.75 | 1
2030/31 | 293.25 | 63.75 | 3
2030/31 | 293.75 | 63.75 | 1
2030/31 | 294.25 | 63.75 | 2
2030/31 | 294.75 | 63.75 | 1
2030/31 | 295.25 | 63.75 | 1
2030/31 | 295.75 | 63.75 | 1
2030/31 | 296.25 | 63.75 | 2
2030/31 | 296.75 | 63.75 | 2
2030/31 | 297.25 | 63.75 | 1
2030/31 | 298.25 | 63.75 | 2
2030/31 | 298.75 | 63.75 | 2
2030/31 | 301.25 | 63.75 | 1
2030/31 | 301.75 | 63.75 | 2
2030/31 | 302.25 | 63.75 | 1
2030/31 | 304.75 | 63.75 | 2
2030/31 | 305.25 | 63.75 | 1
2030/31 | 306.25 | 63.75 | 1
2030/31 | 307.75 | 63.75 | 1
2030/31 | 309.75 | 63.75 | 1
2030/31 | 311.75 | 63.75 | 1
2030/31 | 312.25 | 63.75 | 1
2030/31 | 313.25 | 63.75 | 1
2030/31 | 315.25 | 63.75 | 1
2030/31 | 319.25 | 63.75 | 1
2030/31 | 320.75 | 63.75 | 1
2030/31 | 321.75 | 63.75 | 1
2030/31 | 323.25 | 63.75 | 1
2030/31 | 325.25 | 63.75 | 1
2030/31 | 326.25 | 63.75 | 1
2030/31 | 328.25 | 63.75 | 1
2030/31 | 330.25 | 63.75 | 1
2030/31 | 336.75 | 63.75 | 1
2030/31 | 82.75 | 64.25 | 1
2030/31 | 87.25 | 64.25 | 3
2030/31 | 87.75 | 64.25 | 3
2030/31 | 89.25 | 64.25 | 3
2030/31 | 89.75 | 64.25 | 6
2030/31 | 90.25 | 64.25 | 2
2030/31 | 90.75 | 64.25 | 5
2030/31 | 91.25 | 64.25 | 2
2030/31 | 91.75 | 64.25 | 3
2030/31 | 92.25 | 64.25 | 2
2030/31 | 92.75 | 64.25 | 4
2030/31 | 93.25 | 64.25 | 6
2030/31 | 93.75 | 64.25 | 7
2030/31 | 94.25 | 64.25 | 6
2030/31 | 94.75 | 64.25 | 6
2030/31 | 95.25 | 64.25 | 7
2030/31 | 95.75 | 64.25 | 14
2030/31 | 96.25 | 64.25 | 8
2030/31 | 96.75 | 64.25 | 7
2030/31 | 97.25 | 64.25 | 7
2030/31 | 97.75 | 64.25 | 7
2030/31 | 98.25 | 64.25 | 20
2030/31 | 98.75 | 64.25 | 16
2030/31 | 99.25 | 64.25 | 19
2030/31 | 99.75 | 64.25 | 23
2030/31 | 100.25 | 64.25 | 25
2030/31 | 100.75 | 64.25 | 21
2030/31 | 101.25 | 64.25 | 27
2030/31 | 101.75 | 64.25 | 28
2030/31 | 102.25 | 64.25 | 26
2030/31 | 102.75 | 64.25 | 35
2030/31 | 103.25 | 64.25 | 26
2030/31 | 103.75 | 64.25 | 27
2030/31 | 104.25 | 64.25 | 44
2030/31 | 104.75 | 64.25 | 38
2030/31 | 105.25 | 64.25 | 48
2030/31 | 105.75 | 64.25 | 52
2030/31 | 106.25 | 64.25 | 44
2030/31 | 106.75 | 64.25 | 41
2030/31 | 107.25 | 64.25 | 59
2030/31 | 107.75 | 64.25 | 61
2030/31 | 108.25 | 64.25 | 67
2030/31 | 108.75 | 64.25 | 76
2030/31 | 109.25 | 64.25 | 59
2030/31 | 109.75 | 64.25 | 71
2030/31 | 110.25 | 64.25 | 72
2030/31 | 110.75 | 64.25 | 77
2030/31 | 111.25 | 64.25 | 76
2030/31 | 111.75 | 64.25 | 74
2030/31 | 112.25 | 64.25 | 83
2030/31 | 112.75 | 64.25 | 82
2030/31 | 113.25 | 64.25 | 96
2030/31 | 113.75 | 64.25 | 81
2030/31 | 114.25 | 64.25 | 75
2030/31 | 114.75 | 64.25 | 98
2030/31 | 115.25 | 64.25 | 85
2030/31 | 115.75 | 64.25 | 100
2030/31 | 116.25 | 64.25 | 93
2030/31 | 116.75 | 64.25 | 116
2030/31 | 117.25 | 64.25 | 95
2030/31 | 117.75 | 64.25 | 115
2030/31 | 118.25 | 64.25 | 122
2030/31 | 118.75 | 64.25 | 112
2030/31 | 119.25 | 64.25 | 112
2030/31 | 119.75 | 64.25 | 104
2030/31 | 120.25 | 64.25 | 130
2030/31 | 120.75 | 64.25 | 145
2030/31 | 121.25 | 64.25 | 118
2030/31 | 121.75 | 64.25 | 114
2030/31 | 122.25 | 64.25 | 142
2030/31 | 122.75 | 64.25 | 154
2030/31 | 123.25 | 64.25 | 148
2030/31 | 123.75 | 64.25 | 149
2030/31 | 124.25 | 64.25 | 131
2030/31 | 124.75 | 64.25 | 144
2030/31 | 125.25 | 64.25 | 145
2030/31 | 125.75 | 64.25 | 153
2030/31 | 126.25 | 64.25 | 120
2030/31 | 126.75 | 64.25 | 138
2030/31 | 127.25 | 64.25 | 149
2030/31 | 127.75 | 64.25 | 151
2030/31 | 128.25 | 64.25 | 139
2030/31 | 128.75 | 64.25 | 146
2030/31 | 129.25 | 64.25 | 160
2030/31 | 129.75 | 64.25 | 160
2030/31 | 130.25 | 64.25 | 167
2030/31 | 130.75 | 64.25 | 141
2030/31 | 131.25 | 64.25 | 173
2030/31 | 131.75 | 64.25 | 167
2030/31 | 132.25 | 64.25 | 159
2030/31 | 132.75 | 64.25 | 168
2030/31 | 133.25 | 64.25 | 147
2030/31 | 133.75 | 64.25 | 183
2030/31 | 134.25 | 64.25 | 177
2030/31 | 134.75 | 64.25 | 164
2030/31 | 135.25 | 64.25 | 178
2030/31 | 135.75 | 64.25 | 179
2030/31 | 136.25 | 64.25 | 168
2030/31 | 136.75 | 64.25 | 184
2030/31 | 137.25 | 64.25 | 176
2030/31 | 137.75 | 64.25 | 155
2030/31 | 138.25 | 64.25 | 173
2030/31 | 138.75 | 64.25 | 175
2030/31 | 139.25 | 64.25 | 195
2030/31 | 139.75 | 64.25 | 207
2030/31 | 140.25 | 64.25 | 160
2030/31 | 140.75 | 64.25 | 157
2030/31 | 141.25 | 64.25 | 158
2030/31 | 141.75 | 64.25 | 171
2030/31 | 142.25 | 64.25 | 184
2030/31 | 142.75 | 64.25 | 153
2030/31 | 143.25 | 64.25 | 176
2030/31 | 143.75 | 64.25 | 178
2030/31 | 144.25 | 64.25 | 168
2030/31 | 144.75 | 64.25 | 188
2030/31 | 145.25 | 64.25 | 147
2030/31 | 145.75 | 64.25 | 178
2030/31 | 146.25 | 64.25 | 166
2030/31 | 146.75 | 64.25 | 159
2030/31 | 147.25 | 64.25 | 150
2030/31 | 147.75 | 64.25 | 176
2030/31 | 148.25 | 64.25 | 170
2030/31 | 148.75 | 64.25 | 168
2030/31 | 149.25 | 64.25 | 157
2030/31 | 149.75 | 64.25 | 180
2030/31 | 150.25 | 64.25 | 136
2030/31 | 150.75 | 64.25 | 174
2030/31 | 151.25 | 64.25 | 142
2030/31 | 151.75 | 64.25 | 167
2030/31 | 152.25 | 64.25 | 172
2030/31 | 152.75 | 64.25 | 178
2030/31 | 153.25 | 64.25 | 181
2030/31 | 153.75 | 64.25 | 175
2030/31 | 154.25 | 64.25 | 150
2030/31 | 154.75 | 64.25 | 153
2030/31 | 155.25 | 64.25 | 141
2030/31 | 155.75 | 64.25 | 176
2030/31 | 156.25 | 64.25 | 184
2030/31 | 156.75 | 64.25 | 163
2030/31 | 157.25 | 64.25 | 155
2030/31 | 157.75 | 64.25 | 129
2030/31 | 158.25 | 64.25 | 147
2030/31 | 158.75 | 64.25 | 170
2030/31 | 159.25 | 64.25 | 168
2030/31 | 159.75 | 64.25 | 175
2030/31 | 160.25 | 64.25 | 170
2030/31 | 160.75 | 64.25 | 169
2030/31 | 161.25 | 64.25 | 165
2030/31 | 161.75 | 64.25 | 129
2030/31 | 162.25 | 64.25 | 154
2030/31 | 162.75 | 64.25 | 142
2030/31 | 163.25 | 64.25 | 153
2030/31 | 163.75 | 64.25 | 158
2030/31 | 164.25 | 64.25 | 170
2030/31 | 164.75 | 64.25 | 144
2030/31 | 165.25 | 64.25 | 136
2030/31 | 165.75 | 64.25 | 123
2030/31 | 166.25 | 64.25 | 142
2030/31 | 166.75 | 64.25 | 137
2030/31 | 167.25 | 64.25 | 123
2030/31 | 167.75 | 64.25 | 132
2030/31 | 168.25 | 64.25 | 128
2030/31 | 168.75 | 64.25 | 125
2030/31 | 169.25 | 64.25 | 128
2030/31 | 169.75 | 64.25 | 132
2030/31 | 170.25 | 64.25 | 99
2030/31 | 170.75 | 64.25 | 136
2030/31 | 171.25 | 64.25 | 114
2030/31 | 171.75 | 64.25 | 95
2030/31 | 172.25 | 64.25 | 119
2030/31 | 172.75 | 64.25 | 125
2030/31 | 173.25 | 64.25 | 120
2030/31 | 173.75 | 64.25 | 116
2030/31 | 174.25 | 64.25 | 122
2030/31 | 174.75 | 64.25 | 115
2030/31 | 175.25 | 64.25 | 101
2030/31 | 175.75 | 64.25 | 125
2030/31 | 176.25 | 64.25 | 121
2030/31 | 176.75 | 64.25 | 111
2030/31 | 177.25 | 64.25 | 125
2030/31 | 177.75 | 64.25 | 101
2030/31 | 178.25 | 64.25 | 95
2030/31 | 178.75 | 64.25 | 115
2030/31 | 179.25 | 64.25 | 103
2030/31 | 179.75 | 64.25 | 132
2030/31 | 180.25 | 64.25 | 106
2030/31 | 180.75 | 64.25 | 105
2030/31 | 181.25 | 64.25 | 97
2030/31 | 181.75 | 64.25 | 95
2030/31 | 182.25 | 64.25 | 111
2030/31 | 182.75 | 64.25 | 102
2030/31 | 183.25 | 64.25 | 120
2030/31 | 183.75 | 64.25 | 88
2030/31 | 184.25 | 64.25 | 96
2030/31 | 184.75 | 64.25 | 111
2030/31 | 185.25 | 64.25 | 112
2030/31 | 185.75 | 64.25 | 104
2030/31 | 186.25 | 64.25 | 109
2030/31 | 186.75 | 64.25 | 104
2030/31 | 187.25 | 64.25 | 109
2030/31 | 187.75 | 64.25 | 100
2030/31 | 188.25 | 64.25 | 90
2030/31 | 188.75 | 64.25 | 93
2030/31 | 189.25 | 64.25 | 89
2030/31 | 189.75 | 64.25 | 88
2030/31 | 190.25 | 64.25 | 99
2030/31 | 190.75 | 64.25 | 71
2030/31 | 191.25 | 64.25 | 83
2030/31 | 191.75 | 64.25 | 81
2030/31 | 192.25 | 64.25 | 85
2030/31 | 192.75 | 64.25 | 86
2030/31 | 193.25 | 64.25 | 82
2030/31 | 193.75 | 64.25 | 75
2030/31 | 194.25 | 64.25 | 90
2030/31 | 194.75 | 64.25 | 83
2030/31 | 195.25 | 64.25 | 84
2030/31 | 195.75 | 64.25 | 80
2030/31 | 196.25 | 64.25 | 85
2030/31 | 196.75 | 64.25 | 74
2030/31 | 197.25 | 64.25 | 62
2030/31 | 197.75 | 64.25 | 78
2030/31 | 198.25 | 64.25 | 78
2030/31 | 198.75 | 64.25 | 70
2030/31 | 199.25 | 64.25 | 64
2030/31 | 199.75 | 64.25 | 77
2030/31 | 200.25 | 64.25 | 77
2030/31 | 200.75 | 64.25 | 75
2030/31 | 201.25 | 64.25 | 74
2030/31 | 201.75 | 64.25 | 61
2030/31 | 202.25 | 64.25 | 67
2030/31 | 202.75 | 64.25 | 74
2030/31 | 203.25 | 64.25 | 59
2030/31 | 203.75 | 64.25 | 57
2030/31 | 204.25 | 64.25 | 60
2030/31 | 204.75 | 64.25 | 80
2030/31 | 205.25 | 64.25 | 50
2030/31 | 205.75 | 64.25 | 70
2030/31 | 206.25 | 64.25 | 70
2030/31 | 206.75 | 64.25 | 72
2030/31 | 207.25 | 64.25 | 51
2030/31 | 207.75 | 64.25 | 53
2030/31 | 208.25 | 64.25 | 55
2030/31 | 208.75 | 64.25 | 60
2030/31 | 209.25 | 64.25 | 57
2030/31 | 209.75 | 64.25 | 54
2030/31 | 210.25 | 64.25 | 58
2030/31 | 210.75 | 64.25 | 61
2030/31 | 211.25 | 64.25 | 27
2030/31 | 211.75 | 64.25 | 59
2030/31 | 212.25 | 64.25 | 55
2030/31 | 212.75 | 64.25 | 53
2030/31 | 213.25 | 64.25 | 48
2030/31 | 213.75 | 64.25 | 54
2030/31 | 214.25 | 64.25 | 46
2030/31 | 214.75 | 64.25 | 43
2030/31 | 215.25 | 64.25 | 37
2030/31 | 215.75 | 64.25 | 38
2030/31 | 216.25 | 64.25 | 50
2030/31 | 216.75 | 64.25 | 49
2030/31 | 217.25 | 64.25 | 48
2030/31 | 217.75 | 64.25 | 46
2030/31 | 218.25 | 64.25 | 50
2030/31 | 218.75 | 64.25 | 45
2030/31 | 219.25 | 64.25 | 44
2030/31 | 219.75 | 64.25 | 35
2030/31 | 220.25 | 64.25 | 45
2030/31 | 220.75 | 64.25 | 36
2030/31 | 221.25 | 64.25 | 39
2030/31 | 221.75 | 64.25 | 38
2030/31 | 222.25 | 64.25 | 36
2030/31 | 222.75 | 64.25 | 41
2030/31 | 223.25 | 64.25 | 45
2030/31 | 223.75 | 64.25 | 53
2030/31 | 224.25 | 64.25 | 27
2030/31 | 224.75 | 64.25 | 53
2030/31 | 225.25 | 64.25 | 32
2030/31 | 225.75 | 64.25 | 30
2030/31 | 226.25 | 64.25 | 42
2030/31 | 226.75 | 64.25 | 29
2030/31 | 227.25 | 64.25 | 33
2030/31 | 227.75 | 64.25 | 20
2030/31 | 228.25 | 64.25 | 27
2030/31 | 228.75 | 64.25 | 22
2030/31 | 229.25 | 64.25 | 19
2030/31 | 229.75 | 64.25 | 36
2030/31 | 230.25 | 64.25 | 30
2030/31 | 230.75 | 64.25 | 32
2030/31 | 231.25 | 64.25 | 40
2030/31 | 231.75 | 64.25 | 26
2030/31 | 232.25 | 64.25 | 33
2030/31 | 232.75 | 64.25 | 27
2030/31 | 233.25 | 64.25 | 25
2030/31 | 233.75 | 64.25 | 35
2030/31 | 234.25 | 64.25 | 25
2030/31 | 234.75 | 64.25 | 20
2030/31 | 235.25 | 64.25 | 16
2030/31 | 235.75 | 64.25 | 23
2030/31 | 236.25 | 64.25 | 21
2030/31 | 236.75 | 64.25 | 21
2030/31 | 237.25 | 64.25 | 23
2030/31 | 237.75 | 64.25 | 24
2030/31 | 238.25 | 64.25 | 18
2030/31 | 238.75 | 64.25 | 21
2030/31 | 239.25 | 64.25 | 14
2030/31 | 239.75 | 64.25 | 20
2030/31 | 240.25 | 64.25 | 20
2030/31 | 240.75 | 64.25 | 14
2030/31 | 241.25 | 64.25 | 19
2030/31 | 241.75 | 64.25 | 15
2030/31 | 242.25 | 64.25 | 16
2030/31 | 242.75 | 64.25 | 20
2030/31 | 243.25 | 64.25 | 12
2030/31 | 243.75 | 64.25 | 9
2030/31 | 244.25 | 64.25 | 11
2030/31 | 244.75 | 64.25 | 10
2030/31 | 245.25 | 64.25 | 16
2030/31 | 245.75 | 64.25 | 13
2030/31 | 246.25 | 64.25 | 13
2030/31 | 246.75 | 64.25 | 15
2030/31 | 247.25 | 64.25 | 18
2030/31 | 247.75 | 64.25 | 9
2030/31 | 248.25 | 64.25 | 12
2030/31 | 249.25 | 64.25 | 5
2030/31 | 249.75 | 64.25 | 12
2030/31 | 250.25 | 64.25 | 6
2030/31 | 250.75 | 64.25 | 9
2030/31 | 251.25 | 64.25 | 12
2030/31 | 251.75 | 64.25 | 11
2030/31 | 252.25 | 64.25 | 12
2030/31 | 252.75 | 64.25 | 9
2030/31 | 253.25 | 64.25 | 16
2030/31 | 253.75 | 64.25 | 12
2030/31 | 254.25 | 64.25 | 8
2030/31 | 254.75 | 64.25 | 8
2030/31 | 255.25 | 64.25 | 5
2030/31 | 255.75 | 64.25 | 3
2030/31 | 256.25 | 64.25 | 17
2030/31 | 256.75 | 64.25 | 6
2030/31 | 257.25 | 64.25 | 4
2030/31 | 257.75 | 64.25 | 13
2030/31 | 258.25 | 64.25 | 4
2030/31 | 258.75 | 64.25 | 5
2030/31 | 259.25 | 64.25 | 2
2030/31 | 259.75 | 64.25 | 8
2030/31 | 260.25 | 64.25 | 8
2030/31 | 260.75 | 64.25 | 7
2030/31 | 261.25 | 64.25 | 6
2030/31 | 261.75 | 64.25 | 2
2030/31 | 262.25 | 64.25 | 9
2030/31 | 262.75 | 64.25 | 3
2030/31 | 263.25 | 64.25 | 4
2030/31 | 263.75 | 64.25 | 7
2030/31 | 264.25 | 64.25 | 5
2030/31 | 264.75 | 64.25 | 5
2030/31 | 265.25 | 64.25 | 2
2030/31 | 265.75 | 64.25 | 5
2030/31 | 266.25 | 64.25 | 3
2030/31 | 266.75 | 64.25 | 5
2030/31 | 267.25 | 64.25 | 6
2030/31 | 267.75 | 64.25 | 2
2030/31 | 268.25 | 64.25 | 3
2030/31 | 268.75 | 64.25 | 2
2030/31 | 269.25 | 64.25 | 6
2030/31 | 270.75 | 64.25 | 6
2030/31 | 271.25 | 64.25 | 5
2030/31 | 271.75 | 64.25 | 1
2030/31 | 272.25 | 64.25 | 3
2030/31 | 272.75 | 64.25 | 3
2030/31 | 273.25 | 64.25 | 3
2030/31 | 273.75 | 64.25 | 5
2030/31 | 274.25 | 64.25 | 2
2030/31 | 274.75 | 64.25 | 3
2030/31 | 275.25 | 64.25 | 3
2030/31 | 275.75 | 64.25 | 1
2030/31 | 276.25 | 64.25 | 1
2030/31 | 276.75 | 64.25 | 5
2030/31 | 277.25 | 64.25 | 2
2030/31 | 277.75 | 64.25 | 4
2030/31 | 278.75 | 64.25 | 5
2030/31 | 279.25 | 64.25 | 6
2030/31 | 279.75 | 64.25 | 4
2030/31 | 280.25 | 64.25 | 2
2030/31 | 280.75 | 64.25 | 2
2030/31 | 281.25 | 64.25 | 4
2030/31 | 281.75 | 64.25 | 2
2030/31 | 282.25 | 64.25 | 5
2030/31 | 282.75 | 64.25 | 2
2030/31 | 283.25 | 64.25 | 2
2030/31 | 283.75 | 64.25 | 1
2030/31 | 284.75 | 64.25 | 2
2030/31 | 285.75 | 64.25 | 3
2030/31 | 286.75 | 64.25 | 2
2030/31 | 287.25 | 64.25 | 2
2030/31 | 287.75 | 64.25 | 3
2030/31 | 288.25 | 64.25 | 2
2030/31 | 288.75 | 64.25 | 3
2030/31 | 289.25 | 64.25 | 2
2030/31 | 289.75 | 64.25 | 2
2030/31 | 290.25 | 64.25 | 1
2030/31 | 292.25 | 64.25 | 1
2030/31 | 292.75 | 64.25 | 4
2030/31 | 293.25 | 64.25 | 1
2030/31 | 293.75 | 64.25 | 1
2030/31 | 294.25 | 64.25 | 1
2030/31 | 294.75 | 64.25 | 1
2030/31 | 295.25 | 64.25 | 2
2030/31 | 296.75 | 64.25 | 2
2030/31 | 298.25 | 64.25 | 1
2030/31 | 298.75 | 64.25 | 1
2030/31 | 299.75 | 64.25 | 1
2030/31 | 300.25 | 64.25 | 1
2030/31 | 300.75 | 64.25 | 1
2030/31 | 301.25 | 64.25 | 1
2030/31 | 301.75 | 64.25 | 1
2030/31 | 302.25 | 64.25 | 4
2030/31 | 302.75 | 64.25 | 2
2030/31 | 303.25 | 64.25 | 1
2030/31 | 303.75 | 64.25 | 3
2030/31 | 304.25 | 64.25 | 1
2030/31 | 310.25 | 64.25 | 1
2030/31 | 310.75 | 64.25 | 1
2030/31 | 311.25 | 64.25 | 1
2030/31 | 314.25 | 64.25 | 1
2030/31 | 316.75 | 64.25 | 1
2030/31 | 319.25 | 64.25 | 1
2030/31 | 319.75 | 64.25 | 1
2030/31 | 320.75 | 64.25 | 1
2030/31 | 321.75 | 64.25 | 1
2030/31 | 322.75 | 64.25 | 1
2030/31 | 325.25 | 64.25 | 1
2030/31 | 327.25 | 64.25 | 1
2030/31 | 329.75 | 64.25 | 1
2030/31 | 331.75 | 64.25 | 1
2030/31 | 332.75 | 64.25 | 1
2030/31 | 337.75 | 64.25 | 1
2030/31 | 338.75 | 64.25 | 1
2030/31 | 342.25 | 64.25 | 1
2030/31 | 350.75 | 64.25 | 1
2030/31 | 388.75 | 64.25 | 1
2030/31 | 85.75 | 64.75 | 1
2030/31 | 86.75 | 64.75 | 2
2030/31 | 87.75 | 64.75 | 2
2030/31 | 88.75 | 64.75 | 2
2030/31 | 89.25 | 64.75 | 2
2030/31 | 89.75 | 64.75 | 1
2030/31 | 90.25 | 64.75 | 1
2030/31 | 90.75 | 64.75 | 1
2030/31 | 91.25 | 64.75 | 3
2030/31 | 91.75 | 64.75 | 4
2030/31 | 92.25 | 64.75 | 2
2030/31 | 92.75 | 64.75 | 3
2030/31 | 93.25 | 64.75 | 2
2030/31 | 93.75 | 64.75 | 2
2030/31 | 94.25 | 64.75 | 5
2030/31 | 94.75 | 64.75 | 3
2030/31 | 95.25 | 64.75 | 7
2030/31 | 95.75 | 64.75 | 5
2030/31 | 96.25 | 64.75 | 5
2030/31 | 96.75 | 64.75 | 12
2030/31 | 97.25 | 64.75 | 7
2030/31 | 97.75 | 64.75 | 15
2030/31 | 98.25 | 64.75 | 13
2030/31 | 98.75 | 64.75 | 16
2030/31 | 99.25 | 64.75 | 11
2030/31 | 99.75 | 64.75 | 15
2030/31 | 100.25 | 64.75 | 22
2030/31 | 100.75 | 64.75 | 20
2030/31 | 101.25 | 64.75 | 23
2030/31 | 101.75 | 64.75 | 30
2030/31 | 102.25 | 64.75 | 33
2030/31 | 102.75 | 64.75 | 31
2030/31 | 103.25 | 64.75 | 24
2030/31 | 103.75 | 64.75 | 30
2030/31 | 104.25 | 64.75 | 31
2030/31 | 104.75 | 64.75 | 31
2030/31 | 105.25 | 64.75 | 39
2030/31 | 105.75 | 64.75 | 35
2030/31 | 106.25 | 64.75 | 41
2030/31 | 106.75 | 64.75 | 35
2030/31 | 107.25 | 64.75 | 45
2030/31 | 107.75 | 64.75 | 38
2030/31 | 108.25 | 64.75 | 51
2030/31 | 108.75 | 64.75 | 54
2030/31 | 109.25 | 64.75 | 60
2030/31 | 109.75 | 64.75 | 61
2030/31 | 110.25 | 64.75 | 71
2030/31 | 110.75 | 64.75 | 62
2030/31 | 111.25 | 64.75 | 66
2030/31 | 111.75 | 64.75 | 71
2030/31 | 112.25 | 64.75 | 75
2030/31 | 112.75 | 64.75 | 88
2030/31 | 113.25 | 64.75 | 72
2030/31 | 113.75 | 64.75 | 61
2030/31 | 114.25 | 64.75 | 74
2030/31 | 114.75 | 64.75 | 93
2030/31 | 115.25 | 64.75 | 95
2030/31 | 115.75 | 64.75 | 102
2030/31 | 116.25 | 64.75 | 93
2030/31 | 116.75 | 64.75 | 110
2030/31 | 117.25 | 64.75 | 84
2030/31 | 117.75 | 64.75 | 102
2030/31 | 118.25 | 64.75 | 93
2030/31 | 118.75 | 64.75 | 106
2030/31 | 119.25 | 64.75 | 82
2030/31 | 119.75 | 64.75 | 141
2030/31 | 120.25 | 64.75 | 127
2030/31 | 120.75 | 64.75 | 109
2030/31 | 121.25 | 64.75 | 114
2030/31 | 121.75 | 64.75 | 103
2030/31 | 122.25 | 64.75 | 121
2030/31 | 122.75 | 64.75 | 111
2030/31 | 123.25 | 64.75 | 96
2030/31 | 123.75 | 64.75 | 125
2030/31 | 124.25 | 64.75 | 154
2030/31 | 124.75 | 64.75 | 143
2030/31 | 125.25 | 64.75 | 143
2030/31 | 125.75 | 64.75 | 144
2030/31 | 126.25 | 64.75 | 117
2030/31 | 126.75 | 64.75 | 148
2030/31 | 127.25 | 64.75 | 143
2030/31 | 127.75 | 64.75 | 144
2030/31 | 128.25 | 64.75 | 151
2030/31 | 128.75 | 64.75 | 145
2030/31 | 129.25 | 64.75 | 169
2030/31 | 129.75 | 64.75 | 147
2030/31 | 130.25 | 64.75 | 159
2030/31 | 130.75 | 64.75 | 160
2030/31 | 131.25 | 64.75 | 156
2030/31 | 131.75 | 64.75 | 144
2030/31 | 132.25 | 64.75 | 148
2030/31 | 132.75 | 64.75 | 169
2030/31 | 133.25 | 64.75 | 147
2030/31 | 133.75 | 64.75 | 148
2030/31 | 134.25 | 64.75 | 164
2030/31 | 134.75 | 64.75 | 164
2030/31 | 135.25 | 64.75 | 139
2030/31 | 135.75 | 64.75 | 153
2030/31 | 136.25 | 64.75 | 168
2030/31 | 136.75 | 64.75 | 179
2030/31 | 137.25 | 64.75 | 173
2030/31 | 137.75 | 64.75 | 175
2030/31 | 138.25 | 64.75 | 152
2030/31 | 138.75 | 64.75 | 167
2030/31 | 139.25 | 64.75 | 170
2030/31 | 139.75 | 64.75 | 165
2030/31 | 140.25 | 64.75 | 184
2030/31 | 140.75 | 64.75 | 181
2030/31 | 141.25 | 64.75 | 166
2030/31 | 141.75 | 64.75 | 175
2030/31 | 142.25 | 64.75 | 166
2030/31 | 142.75 | 64.75 | 154
2030/31 | 143.25 | 64.75 | 178
2030/31 | 143.75 | 64.75 | 179
2030/31 | 144.25 | 64.75 | 183
2030/31 | 144.75 | 64.75 | 176
2030/31 | 145.25 | 64.75 | 180
2030/31 | 145.75 | 64.75 | 144
2030/31 | 146.25 | 64.75 | 156
2030/31 | 146.75 | 64.75 | 164
2030/31 | 147.25 | 64.75 | 171
2030/31 | 147.75 | 64.75 | 175
2030/31 | 148.25 | 64.75 | 171
2030/31 | 148.75 | 64.75 | 168
2030/31 | 149.25 | 64.75 | 167
2030/31 | 149.75 | 64.75 | 164
2030/31 | 150.25 | 64.75 | 163
2030/31 | 150.75 | 64.75 | 147
2030/31 | 151.25 | 64.75 | 185
2030/31 | 151.75 | 64.75 | 142
2030/31 | 152.25 | 64.75 | 153
2030/31 | 152.75 | 64.75 | 157
2030/31 | 153.25 | 64.75 | 165
2030/31 | 153.75 | 64.75 | 180
2030/31 | 154.25 | 64.75 | 137
2030/31 | 154.75 | 64.75 | 153
2030/31 | 155.25 | 64.75 | 150
2030/31 | 155.75 | 64.75 | 167
2030/31 | 156.25 | 64.75 | 173
2030/31 | 156.75 | 64.75 | 183
2030/31 | 157.25 | 64.75 | 158
2030/31 | 157.75 | 64.75 | 152
2030/31 | 158.25 | 64.75 | 149
2030/31 | 158.75 | 64.75 | 144
2030/31 | 159.25 | 64.75 | 154
2030/31 | 159.75 | 64.75 | 136
2030/31 | 160.25 | 64.75 | 152
2030/31 | 160.75 | 64.75 | 168
2030/31 | 161.25 | 64.75 | 165
2030/31 | 161.75 | 64.75 | 134
2030/31 | 162.25 | 64.75 | 142
2030/31 | 162.75 | 64.75 | 173
2030/31 | 163.25 | 64.75 | 154
2030/31 | 163.75 | 64.75 | 144
2030/31 | 164.25 | 64.75 | 152
2030/31 | 164.75 | 64.75 | 145
2030/31 | 165.25 | 64.75 | 159
2030/31 | 165.75 | 64.75 | 144
2030/31 | 166.25 | 64.75 | 128
2030/31 | 166.75 | 64.75 | 125
2030/31 | 167.25 | 64.75 | 121
2030/31 | 167.75 | 64.75 | 133
2030/31 | 168.25 | 64.75 | 138
2030/31 | 168.75 | 64.75 | 136
2030/31 | 169.25 | 64.75 | 127
2030/31 | 169.75 | 64.75 | 124
2030/31 | 170.25 | 64.75 | 133
2030/31 | 170.75 | 64.75 | 126
2030/31 | 171.25 | 64.75 | 131
2030/31 | 171.75 | 64.75 | 124
2030/31 | 172.25 | 64.75 | 147
2030/31 | 172.75 | 64.75 | 133
2030/31 | 173.25 | 64.75 | 121
2030/31 | 173.75 | 64.75 | 110
2030/31 | 174.25 | 64.75 | 116
2030/31 | 174.75 | 64.75 | 160
2030/31 | 175.25 | 64.75 | 131
2030/31 | 175.75 | 64.75 | 113
2030/31 | 176.25 | 64.75 | 121
2030/31 | 176.75 | 64.75 | 129
2030/31 | 177.25 | 64.75 | 113
2030/31 | 177.75 | 64.75 | 138
2030/31 | 178.25 | 64.75 | 121
2030/31 | 178.75 | 64.75 | 113
2030/31 | 179.25 | 64.75 | 107
2030/31 | 179.75 | 64.75 | 107
2030/31 | 180.25 | 64.75 | 123
2030/31 | 180.75 | 64.75 | 109
2030/31 | 181.25 | 64.75 | 117
2030/31 | 181.75 | 64.75 | 133
2030/31 | 182.25 | 64.75 | 114
2030/31 | 182.75 | 64.75 | 112
2030/31 | 183.25 | 64.75 | 122
2030/31 | 183.75 | 64.75 | 110
2030/31 | 184.25 | 64.75 | 117
2030/31 | 184.75 | 64.75 | 106
2030/31 | 185.25 | 64.75 | 128
2030/31 | 185.75 | 64.75 | 117
2030/31 | 186.25 | 64.75 | 85
2030/31 | 186.75 | 64.75 | 92
2030/31 | 187.25 | 64.75 | 89
2030/31 | 187.75 | 64.75 | 86
2030/31 | 188.25 | 64.75 | 94
2030/31 | 188.75 | 64.75 | 86
2030/31 | 189.25 | 64.75 | 84
2030/31 | 189.75 | 64.75 | 102
2030/31 | 190.25 | 64.75 | 92
2030/31 | 190.75 | 64.75 | 102
2030/31 | 191.25 | 64.75 | 88
2030/31 | 191.75 | 64.75 | 98
2030/31 | 192.25 | 64.75 | 89
2030/31 | 192.75 | 64.75 | 104
2030/31 | 193.25 | 64.75 | 84
2030/31 | 193.75 | 64.75 | 74
2030/31 | 194.25 | 64.75 | 92
2030/31 | 194.75 | 64.75 | 84
2030/31 | 195.25 | 64.75 | 89
2030/31 | 195.75 | 64.75 | 83
2030/31 | 196.25 | 64.75 | 84
2030/31 | 196.75 | 64.75 | 79
2030/31 | 197.25 | 64.75 | 77
2030/31 | 197.75 | 64.75 | 88
2030/31 | 198.25 | 64.75 | 74
2030/31 | 198.75 | 64.75 | 93
2030/31 | 199.25 | 64.75 | 81
2030/31 | 199.75 | 64.75 | 73
2030/31 | 200.25 | 64.75 | 80
2030/31 | 200.75 | 64.75 | 72
2030/31 | 201.25 | 64.75 | 54
2030/31 | 201.75 | 64.75 | 76
2030/31 | 202.25 | 64.75 | 78
2030/31 | 202.75 | 64.75 | 75
2030/31 | 203.25 | 64.75 | 75
2030/31 | 203.75 | 64.75 | 68
2030/31 | 204.25 | 64.75 | 74
2030/31 | 204.75 | 64.75 | 51
2030/31 | 205.25 | 64.75 | 78
2030/31 | 205.75 | 64.75 | 72
2030/31 | 206.25 | 64.75 | 70
2030/31 | 206.75 | 64.75 | 60
2030/31 | 207.25 | 64.75 | 46
2030/31 | 207.75 | 64.75 | 59
2030/31 | 208.25 | 64.75 | 75
2030/31 | 208.75 | 64.75 | 57
2030/31 | 209.25 | 64.75 | 69
2030/31 | 209.75 | 64.75 | 57
2030/31 | 210.25 | 64.75 | 54
2030/31 | 210.75 | 64.75 | 50
2030/31 | 211.25 | 64.75 | 41
2030/31 | 211.75 | 64.75 | 58
2030/31 | 212.25 | 64.75 | 69
2030/31 | 212.75 | 64.75 | 60
2030/31 | 213.25 | 64.75 | 45
2030/31 | 213.75 | 64.75 | 52
2030/31 | 214.25 | 64.75 | 53
2030/31 | 214.75 | 64.75 | 51
2030/31 | 215.25 | 64.75 | 41
2030/31 | 215.75 | 64.75 | 58
2030/31 | 216.25 | 64.75 | 47
2030/31 | 216.75 | 64.75 | 54
2030/31 | 217.25 | 64.75 | 37
2030/31 | 217.75 | 64.75 | 50
2030/31 | 218.25 | 64.75 | 45
2030/31 | 218.75 | 64.75 | 37
2030/31 | 219.25 | 64.75 | 51
2030/31 | 219.75 | 64.75 | 37
2030/31 | 220.25 | 64.75 | 33
2030/31 | 220.75 | 64.75 | 39
2030/31 | 221.25 | 64.75 | 36
2030/31 | 221.75 | 64.75 | 32
2030/31 | 222.25 | 64.75 | 33
2030/31 | 222.75 | 64.75 | 43
2030/31 | 223.25 | 64.75 | 31
2030/31 | 223.75 | 64.75 | 31
2030/31 | 224.25 | 64.75 | 35
2030/31 | 224.75 | 64.75 | 31
2030/31 | 225.25 | 64.75 | 42
2030/31 | 225.75 | 64.75 | 39
2030/31 | 226.25 | 64.75 | 35
2030/31 | 226.75 | 64.75 | 34
2030/31 | 227.25 | 64.75 | 29
2030/31 | 227.75 | 64.75 | 31
2030/31 | 228.25 | 64.75 | 31
2030/31 | 228.75 | 64.75 | 36
2030/31 | 229.25 | 64.75 | 29
2030/31 | 229.75 | 64.75 | 27
2030/31 | 230.25 | 64.75 | 20
2030/31 | 230.75 | 64.75 | 26
2030/31 | 231.25 | 64.75 | 38
2030/31 | 231.75 | 64.75 | 28
2030/31 | 232.25 | 64.75 | 26
2030/31 | 232.75 | 64.75 | 22
2030/31 | 233.25 | 64.75 | 31
2030/31 | 233.75 | 64.75 | 20
2030/31 | 234.25 | 64.75 | 20
2030/31 | 234.75 | 64.75 | 18
2030/31 | 235.25 | 64.75 | 23
2030/31 | 235.75 | 64.75 | 16
2030/31 | 236.25 | 64.75 | 19
2030/31 | 236.75 | 64.75 | 24
2030/31 | 237.25 | 64.75 | 23
2030/31 | 237.75 | 64.75 | 15
2030/31 | 238.25 | 64.75 | 12
2030/31 | 238.75 | 64.75 | 23
2030/31 | 239.25 | 64.75 | 17
2030/31 | 239.75 | 64.75 | 21
2030/31 | 240.25 | 64.75 | 15
2030/31 | 240.75 | 64.75 | 14
2030/31 | 241.25 | 64.75 | 16
2030/31 | 241.75 | 64.75 | 19
2030/31 | 242.25 | 64.75 | 15
2030/31 | 242.75 | 64.75 | 26
2030/31 | 243.25 | 64.75 | 17
2030/31 | 243.75 | 64.75 | 11
2030/31 | 244.25 | 64.75 | 22
2030/31 | 244.75 | 64.75 | 9
2030/31 | 245.25 | 64.75 | 17
2030/31 | 245.75 | 64.75 | 16
2030/31 | 246.25 | 64.75 | 20
2030/31 | 246.75 | 64.75 | 14
2030/31 | 247.25 | 64.75 | 13
2030/31 | 247.75 | 64.75 | 11
2030/31 | 248.25 | 64.75 | 9
2030/31 | 248.75 | 64.75 | 6
2030/31 | 249.25 | 64.75 | 11
2030/31 | 249.75 | 64.75 | 9
2030/31 | 250.25 | 64.75 | 5
2030/31 | 250.75 | 64.75 | 10
2030/31 | 251.25 | 64.75 | 14
2030/31 | 251.75 | 64.75 | 9
2030/31 | 252.25 | 64.75 | 8
2030/31 | 252.75 | 64.75 | 8
2030/31 | 253.25 | 64.75 | 13
2030/31 | 253.75 | 64.75 | 10
2030/31 | 254.25 | 64.75 | 9
2030/31 | 254.75 | 64.75 | 7
2030/31 | 255.25 | 64.75 | 9
2030/31 | 255.75 | 64.75 | 6
2030/31 | 256.25 | 64.75 | 7
2030/31 | 256.75 | 64.75 | 10
2030/31 | 257.25 | 64.75 | 8
2030/31 | 257.75 | 64.75 | 6
2030/31 | 258.25 | 64.75 | 9
2030/31 | 258.75 | 64.75 | 7
2030/31 | 259.25 | 64.75 | 3
2030/31 | 259.75 | 64.75 | 8
2030/31 | 260.25 | 64.75 | 10
2030/31 | 260.75 | 64.75 | 6
2030/31 | 261.25 | 64.75 | 9
2030/31 | 261.75 | 64.75 | 4
2030/31 | 262.25 | 64.75 | 5
2030/31 | 262.75 | 64.75 | 7
2030/31 | 263.25 | 64.75 | 5
2030/31 | 263.75 | 64.75 | 4
2030/31 | 264.25 | 64.75 | 6
2030/31 | 264.75 | 64.75 | 9
2030/31 | 265.25 | 64.75 | 2
2030/31 | 265.75 | 64.75 | 4
2030/31 | 266.75 | 64.75 | 5
2030/31 | 267.25 | 64.75 | 5
2030/31 | 267.75 | 64.75 | 6
2030/31 | 268.25 | 64.75 | 3
2030/31 | 268.75 | 64.75 | 1
2030/31 | 269.25 | 64.75 | 2
2030/31 | 269.75 | 64.75 | 4
2030/31 | 270.25 | 64.75 | 4
2030/31 | 271.25 | 64.75 | 4
2030/31 | 271.75 | 64.75 | 2
2030/31 | 272.25 | 64.75 | 4
2030/31 | 272.75 | 64.75 | 4
2030/31 | 273.25 | 64.75 | 4
2030/31 | 273.75 | 64.75 | 1
2030/31 | 274.25 | 64.75 | 4
2030/31 | 274.75 | 64.75 | 2
2030/31 | 275.25 | 64.75 | 1
2030/31 | 275.75 | 64.75 | 2
2030/31 | 276.25 | 64.75 | 4
2030/31 | 276.75 | 64.75 | 2
2030/31 | 277.25 | 64.75 | 4
2030/31 | 277.75 | 64.75 | 3
2030/31 | 278.25 | 64.75 | 3
2030/31 | 278.75 | 64.75 | 1
2030/31 | 279.25 | 64.75 | 5
2030/31 | 279.75 | 64.75 | 2
2030/31 | 280.25 | 64.75 | 1
2030/31 | 280.75 | 64.75 | 4
2030/31 | 281.25 | 64.75 | 2
2030/31 | 282.25 | 64.75 | 2
2030/31 | 282.75 | 64.75 | 1
2030/31 | 283.25 | 64.75 | 4
2030/31 | 283.75 | 64.75 | 1
2030/31 | 284.75 | 64.75 | 1
2030/31 | 285.25 | 64.75 | 3
2030/31 | 285.75 | 64.75 | 1
2030/31 | 286.25 | 64.75 | 3
2030/31 | 286.75 | 64.75 | 3
2030/31 | 287.25 | 64.75 | 2
2030/31 | 287.75 | 64.75 | 1
2030/31 | 288.25 | 64.75 | 1
2030/31 | 289.75 | 64.75 | 1
2030/31 | 290.25 | 64.75 | 1
2030/31 | 291.25 | 64.75 | 1
2030/31 | 292.25 | 64.75 | 1
2030/31 | 292.75 | 64.75 | 3
2030/31 | 293.25 | 64.75 | 3
2030/31 | 293.75 | 64.75 | 1
2030/31 | 294.25 | 64.75 | 1
2030/31 | 294.75 | 64.75 | 1
2030/31 | 295.25 | 64.75 | 1
2030/31 | 295.75 | 64.75 | 2
2030/31 | 296.25 | 64.75 | 4
2030/31 | 296.75 | 64.75 | 1
2030/31 | 297.25 | 64.75 | 2
2030/31 | 297.75 | 64.75 | 2
2030/31 | 299.75 | 64.75 | 1
2030/31 | 302.25 | 64.75 | 1
2030/31 | 302.75 | 64.75 | 2
2030/31 | 303.25 | 64.75 | 1
2030/31 | 304.25 | 64.75 | 1
2030/31 | 305.25 | 64.75 | 1
2030/31 | 305.75 | 64.75 | 1
2030/31 | 306.75 | 64.75 | 1
2030/31 | 308.25 | 64.75 | 1
2030/31 | 311.75 | 64.75 | 1
2030/31 | 313.75 | 64.75 | 2
2030/31 | 314.25 | 64.75 | 1
2030/31 | 314.75 | 64.75 | 1
2030/31 | 315.75 | 64.75 | 1
2030/31 | 316.75 | 64.75 | 1
2030/31 | 317.75 | 64.75 | 1
2030/31 | 318.75 | 64.75 | 1
2030/31 | 320.25 | 64.75 | 1
2030/31 | 322.25 | 64.75 | 1
2030/31 | 323.25 | 64.75 | 1
2030/31 | 325.25 | 64.75 | 1
2030/31 | 328.75 | 64.75 | 1
2030/31 | 330.75 | 64.75 | 1
2030/31 | 342.25 | 64.75 | 1
2030/31 | 83.75 | 65.25 | 1
2030/31 | 86.75 | 65.25 | 1
2030/31 | 87.75 | 65.25 | 1
2030/31 | 88.25 | 65.25 | 2
2030/31 | 88.75 | 65.25 | 2
2030/31 | 89.25 | 65.25 | 1
2030/31 | 89.75 | 65.25 | 1
2030/31 | 90.75 | 65.25 | 1
2030/31 | 91.25 | 65.25 | 5
2030/31 | 91.75 | 65.25 | 5
2030/31 | 92.25 | 65.25 | 2
2030/31 | 92.75 | 65.25 | 3
2030/31 | 93.25 | 65.25 | 1
2030/31 | 93.75 | 65.25 | 5
2030/31 | 94.25 | 65.25 | 2
2030/31 | 94.75 | 65.25 | 5
2030/31 | 95.25 | 65.25 | 11
2030/31 | 95.75 | 65.25 | 4
2030/31 | 96.25 | 65.25 | 4
2030/31 | 96.75 | 65.25 | 6
2030/31 | 97.25 | 65.25 | 8
2030/31 | 97.75 | 65.25 | 8
2030/31 | 98.25 | 65.25 | 8
2030/31 | 98.75 | 65.25 | 10
2030/31 | 99.25 | 65.25 | 15
2030/31 | 99.75 | 65.25 | 18
2030/31 | 100.25 | 65.25 | 13
2030/31 | 100.75 | 65.25 | 18
2030/31 | 101.25 | 65.25 | 19
2030/31 | 101.75 | 65.25 | 18
2030/31 | 102.25 | 65.25 | 27
2030/31 | 102.75 | 65.25 | 23
2030/31 | 103.25 | 65.25 | 27
2030/31 | 103.75 | 65.25 | 22
2030/31 | 104.25 | 65.25 | 39
2030/31 | 104.75 | 65.25 | 29
2030/31 | 105.25 | 65.25 | 26
2030/31 | 105.75 | 65.25 | 29
2030/31 | 106.25 | 65.25 | 40
2030/31 | 106.75 | 65.25 | 40
2030/31 | 107.25 | 65.25 | 34
2030/31 | 107.75 | 65.25 | 44
2030/31 | 108.25 | 65.25 | 56
2030/31 | 108.75 | 65.25 | 51
2030/31 | 109.25 | 65.25 | 54
2030/31 | 109.75 | 65.25 | 56
2030/31 | 110.25 | 65.25 | 57
2030/31 | 110.75 | 65.25 | 57
2030/31 | 111.25 | 65.25 | 68
2030/31 | 111.75 | 65.25 | 66
2030/31 | 112.25 | 65.25 | 66
2030/31 | 112.75 | 65.25 | 71
2030/31 | 113.25 | 65.25 | 73
2030/31 | 113.75 | 65.25 | 76
2030/31 | 114.25 | 65.25 | 79
2030/31 | 114.75 | 65.25 | 87
2030/31 | 115.25 | 65.25 | 68
2030/31 | 115.75 | 65.25 | 74
2030/31 | 116.25 | 65.25 | 78
2030/31 | 116.75 | 65.25 | 97
2030/31 | 117.25 | 65.25 | 91
2030/31 | 117.75 | 65.25 | 104
2030/31 | 118.25 | 65.25 | 99
2030/31 | 118.75 | 65.25 | 98
2030/31 | 119.25 | 65.25 | 81
2030/31 | 119.75 | 65.25 | 114
2030/31 | 120.25 | 65.25 | 116
2030/31 | 120.75 | 65.25 | 103
2030/31 | 121.25 | 65.25 | 114
2030/31 | 121.75 | 65.25 | 113
2030/31 | 122.25 | 65.25 | 113
2030/31 | 122.75 | 65.25 | 113
2030/31 | 123.25 | 65.25 | 114
2030/31 | 123.75 | 65.25 | 149
2030/31 | 124.25 | 65.25 | 112
2030/31 | 124.75 | 65.25 | 129
2030/31 | 125.25 | 65.25 | 145
2030/31 | 125.75 | 65.25 | 124
2030/31 | 126.25 | 65.25 | 138
2030/31 | 126.75 | 65.25 | 113
2030/31 | 127.25 | 65.25 | 157
2030/31 | 127.75 | 65.25 | 148
2030/31 | 128.25 | 65.25 | 147
2030/31 | 128.75 | 65.25 | 128
2030/31 | 129.25 | 65.25 | 157
2030/31 | 129.75 | 65.25 | 138
2030/31 | 130.25 | 65.25 | 144
2030/31 | 130.75 | 65.25 | 153
2030/31 | 131.25 | 65.25 | 152
2030/31 | 131.75 | 65.25 | 167
2030/31 | 132.25 | 65.25 | 157
2030/31 | 132.75 | 65.25 | 147
2030/31 | 133.25 | 65.25 | 167
2030/31 | 133.75 | 65.25 | 159
2030/31 | 134.25 | 65.25 | 167
2030/31 | 134.75 | 65.25 | 159
2030/31 | 135.25 | 65.25 | 167
2030/31 | 135.75 | 65.25 | 151
2030/31 | 136.25 | 65.25 | 172
2030/31 | 136.75 | 65.25 | 153
2030/31 | 137.25 | 65.25 | 162
2030/31 | 137.75 | 65.25 | 168
2030/31 | 138.25 | 65.25 | 178
2030/31 | 138.75 | 65.25 | 180
2030/31 | 139.25 | 65.25 | 164
2030/31 | 139.75 | 65.25 | 185
2030/31 | 140.25 | 65.25 | 187
2030/31 | 140.75 | 65.25 | 146
2030/31 | 141.25 | 65.25 | 168
2030/31 | 141.75 | 65.25 | 194
2030/31 | 142.25 | 65.25 | 182
2030/31 | 142.75 | 65.25 | 145
2030/31 | 143.25 | 65.25 | 162
2030/31 | 143.75 | 65.25 | 151
2030/31 | 144.25 | 65.25 | 187
2030/31 | 144.75 | 65.25 | 142
2030/31 | 145.25 | 65.25 | 166
2030/31 | 145.75 | 65.25 | 186
2030/31 | 146.25 | 65.25 | 169
2030/31 | 146.75 | 65.25 | 176
2030/31 | 147.25 | 65.25 | 170
2030/31 | 147.75 | 65.25 | 186
2030/31 | 148.25 | 65.25 | 180
2030/31 | 148.75 | 65.25 | 155
2030/31 | 149.25 | 65.25 | 167
2030/31 | 149.75 | 65.25 | 177
2030/31 | 150.25 | 65.25 | 143
2030/31 | 150.75 | 65.25 | 150
2030/31 | 151.25 | 65.25 | 171
2030/31 | 151.75 | 65.25 | 170
2030/31 | 152.25 | 65.25 | 170
2030/31 | 152.75 | 65.25 | 177
2030/31 | 153.25 | 65.25 | 207
2030/31 | 153.75 | 65.25 | 139
2030/31 | 154.25 | 65.25 | 178
2030/31 | 154.75 | 65.25 | 167
2030/31 | 155.25 | 65.25 | 185
2030/31 | 155.75 | 65.25 | 154
2030/31 | 156.25 | 65.25 | 140
2030/31 | 156.75 | 65.25 | 139
2030/31 | 157.25 | 65.25 | 168
2030/31 | 157.75 | 65.25 | 173
2030/31 | 158.25 | 65.25 | 168
2030/31 | 158.75 | 65.25 | 156
2030/31 | 159.25 | 65.25 | 158
2030/31 | 159.75 | 65.25 | 141
2030/31 | 160.25 | 65.25 | 180
2030/31 | 160.75 | 65.25 | 163
2030/31 | 161.25 | 65.25 | 149
2030/31 | 161.75 | 65.25 | 153
2030/31 | 162.25 | 65.25 | 151
2030/31 | 162.75 | 65.25 | 143
2030/31 | 163.25 | 65.25 | 162
2030/31 | 163.75 | 65.25 | 153
2030/31 | 164.25 | 65.25 | 133
2030/31 | 164.75 | 65.25 | 139
2030/31 | 165.25 | 65.25 | 156
2030/31 | 165.75 | 65.25 | 156
2030/31 | 166.25 | 65.25 | 131
2030/31 | 166.75 | 65.25 | 157
2030/31 | 167.25 | 65.25 | 111
2030/31 | 167.75 | 65.25 | 137
2030/31 | 168.25 | 65.25 | 141
2030/31 | 168.75 | 65.25 | 130
2030/31 | 169.25 | 65.25 | 135
2030/31 | 169.75 | 65.25 | 133
2030/31 | 170.25 | 65.25 | 120
2030/31 | 170.75 | 65.25 | 132
2030/31 | 171.25 | 65.25 | 113
2030/31 | 171.75 | 65.25 | 106
2030/31 | 172.25 | 65.25 | 128
2030/31 | 172.75 | 65.25 | 138
2030/31 | 173.25 | 65.25 | 138
2030/31 | 173.75 | 65.25 | 125
2030/31 | 174.25 | 65.25 | 123
2030/31 | 174.75 | 65.25 | 106
2030/31 | 175.25 | 65.25 | 122
2030/31 | 175.75 | 65.25 | 112
2030/31 | 176.25 | 65.25 | 109
2030/31 | 176.75 | 65.25 | 110
2030/31 | 177.25 | 65.25 | 110
2030/31 | 177.75 | 65.25 | 108
2030/31 | 178.25 | 65.25 | 132
2030/31 | 178.75 | 65.25 | 122
2030/31 | 179.25 | 65.25 | 121
2030/31 | 179.75 | 65.25 | 113
2030/31 | 180.25 | 65.25 | 137
2030/31 | 180.75 | 65.25 | 141
2030/31 | 181.25 | 65.25 | 126
2030/31 | 181.75 | 65.25 | 104
2030/31 | 182.25 | 65.25 | 101
2030/31 | 182.75 | 65.25 | 103
2030/31 | 183.25 | 65.25 | 92
2030/31 | 183.75 | 65.25 | 119
2030/31 | 184.25 | 65.25 | 107
2030/31 | 184.75 | 65.25 | 103
2030/31 | 185.25 | 65.25 | 79
2030/31 | 185.75 | 65.25 | 110
2030/31 | 186.25 | 65.25 | 99
2030/31 | 186.75 | 65.25 | 113
2030/31 | 187.25 | 65.25 | 96
2030/31 | 187.75 | 65.25 | 80
2030/31 | 188.25 | 65.25 | 85
2030/31 | 188.75 | 65.25 | 106
2030/31 | 189.25 | 65.25 | 96
2030/31 | 189.75 | 65.25 | 102
2030/31 | 190.25 | 65.25 | 89
2030/31 | 190.75 | 65.25 | 92
2030/31 | 191.25 | 65.25 | 102
2030/31 | 191.75 | 65.25 | 95
2030/31 | 192.25 | 65.25 | 96
2030/31 | 192.75 | 65.25 | 85
2030/31 | 193.25 | 65.25 | 84
2030/31 | 193.75 | 65.25 | 79
2030/31 | 194.25 | 65.25 | 88
2030/31 | 194.75 | 65.25 | 74
2030/31 | 195.25 | 65.25 | 85
2030/31 | 195.75 | 65.25 | 72
2030/31 | 196.25 | 65.25 | 86
2030/31 | 196.75 | 65.25 | 66
2030/31 | 197.25 | 65.25 | 74
2030/31 | 197.75 | 65.25 | 84
2030/31 | 198.25 | 65.25 | 87
2030/31 | 198.75 | 65.25 | 79
2030/31 | 199.25 | 65.25 | 94
2030/31 | 199.75 | 65.25 | 81
2030/31 | 200.25 | 65.25 | 73
2030/31 | 200.75 | 65.25 | 65
2030/31 | 201.25 | 65.25 | 65
2030/31 | 201.75 | 65.25 | 69
2030/31 | 202.25 | 65.25 | 65
2030/31 | 202.75 | 65.25 | 57
2030/31 | 203.25 | 65.25 | 78
2030/31 | 203.75 | 65.25 | 61
2030/31 | 204.25 | 65.25 | 71
2030/31 | 204.75 | 65.25 | 71
2030/31 | 205.25 | 65.25 | 64
2030/31 | 205.75 | 65.25 | 70
2030/31 | 206.25 | 65.25 | 74
2030/31 | 206.75 | 65.25 | 71
2030/31 | 207.25 | 65.25 | 86
2030/31 | 207.75 | 65.25 | 56
2030/31 | 208.25 | 65.25 | 59
2030/31 | 208.75 | 65.25 | 62
2030/31 | 209.25 | 65.25 | 63
2030/31 | 209.75 | 65.25 | 51
2030/31 | 210.25 | 65.25 | 61
2030/31 | 210.75 | 65.25 | 56
2030/31 | 211.25 | 65.25 | 62
2030/31 | 211.75 | 65.25 | 65
2030/31 | 212.25 | 65.25 | 49
2030/31 | 212.75 | 65.25 | 50
2030/31 | 213.25 | 65.25 | 61
2030/31 | 213.75 | 65.25 | 63
2030/31 | 214.25 | 65.25 | 39
2030/31 | 214.75 | 65.25 | 36
2030/31 | 215.25 | 65.25 | 53
2030/31 | 215.75 | 65.25 | 56
2030/31 | 216.25 | 65.25 | 31
2030/31 | 216.75 | 65.25 | 47
2030/31 | 217.25 | 65.25 | 53
2030/31 | 217.75 | 65.25 | 54
2030/31 | 218.25 | 65.25 | 49
2030/31 | 218.75 | 65.25 | 45
2030/31 | 219.25 | 65.25 | 59
2030/31 | 219.75 | 65.25 | 40
2030/31 | 220.25 | 65.25 | 50
2030/31 | 220.75 | 65.25 | 36
2030/31 | 221.25 | 65.25 | 48
2030/31 | 221.75 | 65.25 | 44
2030/31 | 222.25 | 65.25 | 35
2030/31 | 222.75 | 65.25 | 36
2030/31 | 223.25 | 65.25 | 39
2030/31 | 223.75 | 65.25 | 27
2030/31 | 224.25 | 65.25 | 28
2030/31 | 224.75 | 65.25 | 39
2030/31 | 225.25 | 65.25 | 42
2030/31 | 225.75 | 65.25 | 36
2030/31 | 226.25 | 65.25 | 32
2030/31 | 226.75 | 65.25 | 38
2030/31 | 227.25 | 65.25 | 36
2030/31 | 227.75 | 65.25 | 32
2030/31 | 228.25 | 65.25 | 30
2030/31 | 228.75 | 65.25 | 42
2030/31 | 229.25 | 65.25 | 33
2030/31 | 229.75 | 65.25 | 22
2030/31 | 230.25 | 65.25 | 34
2030/31 | 230.75 | 65.25 | 28
2030/31 | 231.25 | 65.25 | 27
2030/31 | 231.75 | 65.25 | 29
2030/31 | 232.25 | 65.25 | 34
2030/31 | 232.75 | 65.25 | 33
2030/31 | 233.25 | 65.25 | 26
2030/31 | 233.75 | 65.25 | 24
2030/31 | 234.25 | 65.25 | 32
2030/31 | 234.75 | 65.25 | 27
2030/31 | 235.25 | 65.25 | 34
2030/31 | 235.75 | 65.25 | 23
2030/31 | 236.25 | 65.25 | 16
2030/31 | 236.75 | 65.25 | 28
2030/31 | 237.25 | 65.25 | 25
2030/31 | 237.75 | 65.25 | 28
2030/31 | 238.25 | 65.25 | 23
2030/31 | 238.75 | 65.25 | 27
2030/31 | 239.25 | 65.25 | 15
2030/31 | 239.75 | 65.25 | 17
2030/31 | 240.25 | 65.25 | 12
2030/31 | 240.75 | 65.25 | 14
2030/31 | 241.25 | 65.25 | 16
2030/31 | 241.75 | 65.25 | 21
2030/31 | 242.25 | 65.25 | 11
2030/31 | 242.75 | 65.25 | 25
2030/31 | 243.25 | 65.25 | 10
2030/31 | 243.75 | 65.25 | 21
2030/31 | 244.25 | 65.25 | 14
2030/31 | 244.75 | 65.25 | 14
2030/31 | 245.25 | 65.25 | 13
2030/31 | 245.75 | 65.25 | 18
2030/31 | 246.25 | 65.25 | 19
2030/31 | 246.75 | 65.25 | 17
2030/31 | 247.25 | 65.25 | 9
2030/31 | 247.75 | 65.25 | 19
2030/31 | 248.25 | 65.25 | 10
2030/31 | 248.75 | 65.25 | 8
2030/31 | 249.25 | 65.25 | 9
2030/31 | 249.75 | 65.25 | 14
2030/31 | 250.25 | 65.25 | 14
2030/31 | 250.75 | 65.25 | 9
2030/31 | 251.25 | 65.25 | 19
2030/31 | 251.75 | 65.25 | 9
2030/31 | 252.25 | 65.25 | 9
2030/31 | 252.75 | 65.25 | 17
2030/31 | 253.25 | 65.25 | 10
2030/31 | 253.75 | 65.25 | 15
2030/31 | 254.25 | 65.25 | 10
2030/31 | 254.75 | 65.25 | 11
2030/31 | 255.25 | 65.25 | 12
2030/31 | 255.75 | 65.25 | 9
2030/31 | 256.25 | 65.25 | 6
2030/31 | 256.75 | 65.25 | 5
2030/31 | 257.25 | 65.25 | 5
2030/31 | 257.75 | 65.25 | 12
2030/31 | 258.25 | 65.25 | 10
2030/31 | 258.75 | 65.25 | 10
2030/31 | 259.25 | 65.25 | 12
2030/31 | 259.75 | 65.25 | 10
2030/31 | 260.25 | 65.25 | 5
2030/31 | 260.75 | 65.25 | 7
2030/31 | 261.25 | 65.25 | 3
2030/31 | 261.75 | 65.25 | 5
2030/31 | 262.25 | 65.25 | 7
2030/31 | 262.75 | 65.25 | 5
2030/31 | 263.25 | 65.25 | 11
2030/31 | 263.75 | 65.25 | 6
2030/31 | 264.25 | 65.25 | 4
2030/31 | 264.75 | 65.25 | 6
2030/31 | 265.25 | 65.25 | 2
2030/31 | 265.75 | 65.25 | 4
2030/31 | 266.25 | 65.25 | 4
2030/31 | 266.75 | 65.25 | 2
2030/31 | 267.25 | 65.25 | 4
2030/31 | 267.75 | 65.25 | 3
2030/31 | 268.25 | 65.25 | 4
2030/31 | 268.75 | 65.25 | 8
2030/31 | 269.25 | 65.25 | 5
2030/31 | 269.75 | 65.25 | 3
2030/31 | 270.25 | 65.25 | 7
2030/31 | 271.25 | 65.25 | 4
2030/31 | 271.75 | 65.25 | 3
2030/31 | 272.25 | 65.25 | 5
2030/31 | 272.75 | 65.25 | 2
2030/31 | 273.25 | 65.25 | 2
2030/31 | 273.75 | 65.25 | 4
2030/31 | 274.25 | 65.25 | 3
2030/31 | 274.75 | 65.25 | 2
2030/31 | 275.25 | 65.25 | 3
2030/31 | 275.75 | 65.25 | 3
2030/31 | 276.25 | 65.25 | 7
2030/31 | 276.75 | 65.25 | 2
2030/31 | 277.25 | 65.25 | 2
2030/31 | 277.75 | 65.25 | 7
2030/31 | 278.25 | 65.25 | 3
2030/31 | 278.75 | 65.25 | 7
2030/31 | 279.25 | 65.25 | 3
2030/31 | 279.75 | 65.25 | 2
2030/31 | 280.25 | 65.25 | 1
2030/31 | 280.75 | 65.25 | 2
2030/31 | 281.25 | 65.25 | 2
2030/31 | 281.75 | 65.25 | 1
2030/31 | 282.25 | 65.25 | 4
2030/31 | 282.75 | 65.25 | 4
2030/31 | 283.75 | 65.25 | 3
2030/31 | 284.25 | 65.25 | 2
2030/31 | 284.75 | 65.25 | 2
2030/31 | 285.25 | 65.25 | 2
2030/31 | 285.75 | 65.25 | 1
2030/31 | 286.25 | 65.25 | 1
2030/31 | 286.75 | 65.25 | 2
2030/31 | 287.75 | 65.25 | 1
2030/31 | 288.25 | 65.25 | 1
2030/31 | 289.25 | 65.25 | 2
2030/31 | 290.75 | 65.25 | 1
2030/31 | 291.25 | 65.25 | 1
2030/31 | 292.25 | 65.25 | 1
2030/31 | 292.75 | 65.25 | 3
2030/31 | 293.25 | 65.25 | 2
2030/31 | 294.75 | 65.25 | 1
2030/31 | 295.75 | 65.25 | 1
2030/31 | 296.25 | 65.25 | 2
2030/31 | 297.75 | 65.25 | 1
2030/31 | 299.25 | 65.25 | 2
2030/31 | 299.75 | 65.25 | 1
2030/31 | 300.25 | 65.25 | 1
2030/31 | 300.75 | 65.25 | 2
2030/31 | 301.25 | 65.25 | 1
2030/31 | 301.75 | 65.25 | 1
2030/31 | 302.75 | 65.25 | 1
2030/31 | 303.25 | 65.25 | 1
2030/31 | 303.75 | 65.25 | 1
2030/31 | 304.75 | 65.25 | 1
2030/31 | 305.25 | 65.25 | 1
2030/31 | 305.75 | 65.25 | 2
2030/31 | 307.75 | 65.25 | 1
2030/31 | 308.25 | 65.25 | 1
2030/31 | 309.25 | 65.25 | 1
2030/31 | 311.25 | 65.25 | 1
2030/31 | 312.25 | 65.25 | 1
2030/31 | 315.25 | 65.25 | 1
2030/31 | 315.75 | 65.25 | 1
2030/31 | 318.25 | 65.25 | 3
2030/31 | 318.75 | 65.25 | 1
2030/31 | 320.25 | 65.25 | 2
2030/31 | 320.75 | 65.25 | 1
2030/31 | 321.75 | 65.25 | 1
2030/31 | 323.75 | 65.25 | 1
2030/31 | 324.25 | 65.25 | 1
2030/31 | 327.25 | 65.25 | 1
2030/31 | 327.75 | 65.25 | 1
2030/31 | 331.75 | 65.25 | 1
2030/31 | 335.75 | 65.25 | 1
2030/31 | 341.25 | 65.25 | 1
2030/31 | 344.75 | 65.25 | 1
2030/31 | 350.75 | 65.25 | 1
2030/31 | 361.75 | 65.25 | 1
2030/31 | 388.75 | 65.25 | 1
2030/31 | 80.75 | 65.75 | 1
2030/31 | 83.75 | 65.75 | 1
2030/31 | 88.25 | 65.75 | 1
2030/31 | 89.25 | 65.75 | 1
2030/31 | 89.75 | 65.75 | 1
2030/31 | 91.75 | 65.75 | 1
2030/31 | 92.25 | 65.75 | 3
2030/31 | 92.75 | 65.75 | 4
2030/31 | 93.25 | 65.75 | 2
2030/31 | 93.75 | 65.75 | 5
2030/31 | 94.25 | 65.75 | 3
2030/31 | 94.75 | 65.75 | 5
2030/31 | 95.25 | 65.75 | 2
2030/31 | 95.75 | 65.75 | 5
2030/31 | 96.25 | 65.75 | 5
2030/31 | 96.75 | 65.75 | 5
2030/31 | 97.25 | 65.75 | 5
2030/31 | 97.75 | 65.75 | 11
2030/31 | 98.25 | 65.75 | 10
2030/31 | 98.75 | 65.75 | 9
2030/31 | 99.25 | 65.75 | 9
2030/31 | 99.75 | 65.75 | 19
2030/31 | 100.25 | 65.75 | 20
2030/31 | 100.75 | 65.75 | 18
2030/31 | 101.25 | 65.75 | 22
2030/31 | 101.75 | 65.75 | 13
2030/31 | 102.25 | 65.75 | 17
2030/31 | 102.75 | 65.75 | 18
2030/31 | 103.25 | 65.75 | 28
2030/31 | 103.75 | 65.75 | 27
2030/31 | 104.25 | 65.75 | 25
2030/31 | 104.75 | 65.75 | 28
2030/31 | 105.25 | 65.75 | 29
2030/31 | 105.75 | 65.75 | 37
2030/31 | 106.25 | 65.75 | 36
2030/31 | 106.75 | 65.75 | 39
2030/31 | 107.25 | 65.75 | 44
2030/31 | 107.75 | 65.75 | 41
2030/31 | 108.25 | 65.75 | 41
2030/31 | 108.75 | 65.75 | 47
2030/31 | 109.25 | 65.75 | 46
2030/31 | 109.75 | 65.75 | 49
2030/31 | 110.25 | 65.75 | 48
2030/31 | 110.75 | 65.75 | 55
2030/31 | 111.25 | 65.75 | 68
2030/31 | 111.75 | 65.75 | 49
2030/31 | 112.25 | 65.75 | 62
2030/31 | 112.75 | 65.75 | 53
2030/31 | 113.25 | 65.75 | 64
2030/31 | 113.75 | 65.75 | 66
2030/31 | 114.25 | 65.75 | 68
2030/31 | 114.75 | 65.75 | 65
2030/31 | 115.25 | 65.75 | 67
2030/31 | 115.75 | 65.75 | 80
2030/31 | 116.25 | 65.75 | 73
2030/31 | 116.75 | 65.75 | 81
2030/31 | 117.25 | 65.75 | 75
2030/31 | 117.75 | 65.75 | 86
2030/31 | 118.25 | 65.75 | 94
2030/31 | 118.75 | 65.75 | 96
2030/31 | 119.25 | 65.75 | 102
2030/31 | 119.75 | 65.75 | 105
2030/31 | 120.25 | 65.75 | 100
2030/31 | 120.75 | 65.75 | 105
2030/31 | 121.25 | 65.75 | 89
2030/31 | 121.75 | 65.75 | 118
2030/31 | 122.25 | 65.75 | 113
2030/31 | 122.75 | 65.75 | 116
2030/31 | 123.25 | 65.75 | 101
2030/31 | 123.75 | 65.75 | 129
2030/31 | 124.25 | 65.75 | 116
2030/31 | 124.75 | 65.75 | 111
2030/31 | 125.25 | 65.75 | 130
2030/31 | 125.75 | 65.75 | 126
2030/31 | 126.25 | 65.75 | 142
2030/31 | 126.75 | 65.75 | 134
2030/31 | 127.25 | 65.75 | 119
2030/31 | 127.75 | 65.75 | 129
2030/31 | 128.25 | 65.75 | 137
2030/31 | 128.75 | 65.75 | 137
2030/31 | 129.25 | 65.75 | 133
2030/31 | 129.75 | 65.75 | 144
2030/31 | 130.25 | 65.75 | 141
2030/31 | 130.75 | 65.75 | 139
2030/31 | 131.25 | 65.75 | 135
2030/31 | 131.75 | 65.75 | 160
2030/31 | 132.25 | 65.75 | 142
2030/31 | 132.75 | 65.75 | 152
2030/31 | 133.25 | 65.75 | 163
2030/31 | 133.75 | 65.75 | 144
2030/31 | 134.25 | 65.75 | 167
2030/31 | 134.75 | 65.75 | 147
2030/31 | 135.25 | 65.75 | 144
2030/31 | 135.75 | 65.75 | 164
2030/31 | 136.25 | 65.75 | 153
2030/31 | 136.75 | 65.75 | 153
2030/31 | 137.25 | 65.75 | 142
2030/31 | 137.75 | 65.75 | 169
2030/31 | 138.25 | 65.75 | 172
2030/31 | 138.75 | 65.75 | 156
2030/31 | 139.25 | 65.75 | 173
2030/31 | 139.75 | 65.75 | 196
2030/31 | 140.25 | 65.75 | 165
2030/31 | 140.75 | 65.75 | 178
2030/31 | 141.25 | 65.75 | 170
2030/31 | 141.75 | 65.75 | 171
2030/31 | 142.25 | 65.75 | 202
2030/31 | 142.75 | 65.75 | 169
2030/31 | 143.25 | 65.75 | 169
2030/31 | 143.75 | 65.75 | 173
2030/31 | 144.25 | 65.75 | 166
2030/31 | 144.75 | 65.75 | 173
2030/31 | 145.25 | 65.75 | 174
2030/31 | 145.75 | 65.75 | 171
2030/31 | 146.25 | 65.75 | 179
2030/31 | 146.75 | 65.75 | 154
2030/31 | 147.25 | 65.75 | 161
2030/31 | 147.75 | 65.75 | 164
2030/31 | 148.25 | 65.75 | 197
2030/31 | 148.75 | 65.75 | 175
2030/31 | 149.25 | 65.75 | 174
2030/31 | 149.75 | 65.75 | 154
2030/31 | 150.25 | 65.75 | 146
2030/31 | 150.75 | 65.75 | 165
2030/31 | 151.25 | 65.75 | 159
2030/31 | 151.75 | 65.75 | 181
2030/31 | 152.25 | 65.75 | 185
2030/31 | 152.75 | 65.75 | 168
2030/31 | 153.25 | 65.75 | 183
2030/31 | 153.75 | 65.75 | 168
2030/31 | 154.25 | 65.75 | 166
2030/31 | 154.75 | 65.75 | 156
2030/31 | 155.25 | 65.75 | 167
2030/31 | 155.75 | 65.75 | 173
2030/31 | 156.25 | 65.75 | 160
2030/31 | 156.75 | 65.75 | 167
2030/31 | 157.25 | 65.75 | 175
2030/31 | 157.75 | 65.75 | 168
2030/31 | 158.25 | 65.75 | 165
2030/31 | 158.75 | 65.75 | 163
2030/31 | 159.25 | 65.75 | 173
2030/31 | 159.75 | 65.75 | 142
2030/31 | 160.25 | 65.75 | 152
2030/31 | 160.75 | 65.75 | 165
2030/31 | 161.25 | 65.75 | 163
2030/31 | 161.75 | 65.75 | 168
2030/31 | 162.25 | 65.75 | 145
2030/31 | 162.75 | 65.75 | 160
2030/31 | 163.25 | 65.75 | 143
2030/31 | 163.75 | 65.75 | 128
2030/31 | 164.25 | 65.75 | 158
2030/31 | 164.75 | 65.75 | 142
2030/31 | 165.25 | 65.75 | 147
2030/31 | 165.75 | 65.75 | 135
2030/31 | 166.25 | 65.75 | 159
2030/31 | 166.75 | 65.75 | 139
2030/31 | 167.25 | 65.75 | 134
2030/31 | 167.75 | 65.75 | 143
2030/31 | 168.25 | 65.75 | 155
2030/31 | 168.75 | 65.75 | 156
2030/31 | 169.25 | 65.75 | 128
2030/31 | 169.75 | 65.75 | 130
2030/31 | 170.25 | 65.75 | 134
2030/31 | 170.75 | 65.75 | 127
2030/31 | 171.25 | 65.75 | 128
2030/31 | 171.75 | 65.75 | 123
2030/31 | 172.25 | 65.75 | 114
2030/31 | 172.75 | 65.75 | 102
2030/31 | 173.25 | 65.75 | 133
2030/31 | 173.75 | 65.75 | 137
2030/31 | 174.25 | 65.75 | 125
2030/31 | 174.75 | 65.75 | 125
2030/31 | 175.25 | 65.75 | 123
2030/31 | 175.75 | 65.75 | 127
2030/31 | 176.25 | 65.75 | 132
2030/31 | 176.75 | 65.75 | 142
2030/31 | 177.25 | 65.75 | 129
2030/31 | 177.75 | 65.75 | 135
2030/31 | 178.25 | 65.75 | 115
2030/31 | 178.75 | 65.75 | 119
2030/31 | 179.25 | 65.75 | 125
2030/31 | 179.75 | 65.75 | 115
2030/31 | 180.25 | 65.75 | 100
2030/31 | 180.75 | 65.75 | 104
2030/31 | 181.25 | 65.75 | 109
2030/31 | 181.75 | 65.75 | 105
2030/31 | 182.25 | 65.75 | 112
2030/31 | 182.75 | 65.75 | 105
2030/31 | 183.25 | 65.75 | 115
2030/31 | 183.75 | 65.75 | 122
2030/31 | 184.25 | 65.75 | 116
2030/31 | 184.75 | 65.75 | 106
2030/31 | 185.25 | 65.75 | 101
2030/31 | 185.75 | 65.75 | 97
2030/31 | 186.25 | 65.75 | 110
2030/31 | 186.75 | 65.75 | 100
2030/31 | 187.25 | 65.75 | 77
2030/31 | 187.75 | 65.75 | 104
2030/31 | 188.25 | 65.75 | 103
2030/31 | 188.75 | 65.75 | 115
2030/31 | 189.25 | 65.75 | 96
2030/31 | 189.75 | 65.75 | 95
2030/31 | 190.25 | 65.75 | 93
2030/31 | 190.75 | 65.75 | 88
2030/31 | 191.25 | 65.75 | 104
2030/31 | 191.75 | 65.75 | 123
2030/31 | 192.25 | 65.75 | 82
2030/31 | 192.75 | 65.75 | 91
2030/31 | 193.25 | 65.75 | 83
2030/31 | 193.75 | 65.75 | 76
2030/31 | 194.25 | 65.75 | 81
2030/31 | 194.75 | 65.75 | 100
2030/31 | 195.25 | 65.75 | 79
2030/31 | 195.75 | 65.75 | 90
2030/31 | 196.25 | 65.75 | 94
2030/31 | 196.75 | 65.75 | 77
2030/31 | 197.25 | 65.75 | 77
2030/31 | 197.75 | 65.75 | 77
2030/31 | 198.25 | 65.75 | 75
2030/31 | 198.75 | 65.75 | 92
2030/31 | 199.25 | 65.75 | 64
2030/31 | 199.75 | 65.75 | 82
2030/31 | 200.25 | 65.75 | 72
2030/31 | 200.75 | 65.75 | 77
2030/31 | 201.25 | 65.75 | 77
2030/31 | 201.75 | 65.75 | 82
2030/31 | 202.25 | 65.75 | 87
2030/31 | 202.75 | 65.75 | 63
2030/31 | 203.25 | 65.75 | 82
2030/31 | 203.75 | 65.75 | 78
2030/31 | 204.25 | 65.75 | 75
2030/31 | 204.75 | 65.75 | 62
2030/31 | 205.25 | 65.75 | 79
2030/31 | 205.75 | 65.75 | 69
2030/31 | 206.25 | 65.75 | 74
2030/31 | 206.75 | 65.75 | 69
2030/31 | 207.25 | 65.75 | 79
2030/31 | 207.75 | 65.75 | 59
2030/31 | 208.25 | 65.75 | 52
2030/31 | 208.75 | 65.75 | 63
2030/31 | 209.25 | 65.75 | 58
2030/31 | 209.75 | 65.75 | 72
2030/31 | 210.25 | 65.75 | 70
2030/31 | 210.75 | 65.75 | 42
2030/31 | 211.25 | 65.75 | 56
2030/31 | 211.75 | 65.75 | 48
2030/31 | 212.25 | 65.75 | 60
2030/31 | 212.75 | 65.75 | 53
2030/31 | 213.25 | 65.75 | 58
2030/31 | 213.75 | 65.75 | 55
2030/31 | 214.25 | 65.75 | 45
2030/31 | 214.75 | 65.75 | 49
2030/31 | 215.25 | 65.75 | 51
2030/31 | 215.75 | 65.75 | 51
2030/31 | 216.25 | 65.75 | 51
2030/31 | 216.75 | 65.75 | 47
2030/31 | 217.25 | 65.75 | 46
2030/31 | 217.75 | 65.75 | 48
2030/31 | 218.25 | 65.75 | 46
2030/31 | 218.75 | 65.75 | 43
2030/31 | 219.25 | 65.75 | 53
2030/31 | 219.75 | 65.75 | 37
2030/31 | 220.25 | 65.75 | 49
2030/31 | 220.75 | 65.75 | 42
2030/31 | 221.25 | 65.75 | 46
2030/31 | 221.75 | 65.75 | 51
2030/31 | 222.25 | 65.75 | 45
2030/31 | 222.75 | 65.75 | 41
2030/31 | 223.25 | 65.75 | 39
2030/31 | 223.75 | 65.75 | 36
2030/31 | 224.25 | 65.75 | 46
2030/31 | 224.75 | 65.75 | 32
2030/31 | 225.25 | 65.75 | 41
2030/31 | 225.75 | 65.75 | 44
2030/31 | 226.25 | 65.75 | 36
2030/31 | 226.75 | 65.75 | 35
2030/31 | 227.25 | 65.75 | 31
2030/31 | 227.75 | 65.75 | 35
2030/31 | 228.25 | 65.75 | 36
2030/31 | 228.75 | 65.75 | 20
2030/31 | 229.25 | 65.75 | 27
2030/31 | 229.75 | 65.75 | 23
2030/31 | 230.25 | 65.75 | 35
2030/31 | 230.75 | 65.75 | 27
2030/31 | 231.25 | 65.75 | 37
2030/31 | 231.75 | 65.75 | 25
2030/31 | 232.25 | 65.75 | 23
2030/31 | 232.75 | 65.75 | 27
2030/31 | 233.25 | 65.75 | 17
2030/31 | 233.75 | 65.75 | 31
2030/31 | 234.25 | 65.75 | 27
2030/31 | 234.75 | 65.75 | 22
2030/31 | 235.25 | 65.75 | 23
2030/31 | 235.75 | 65.75 | 27
2030/31 | 236.25 | 65.75 | 27
2030/31 | 236.75 | 65.75 | 22
2030/31 | 237.25 | 65.75 | 23
2030/31 | 237.75 | 65.75 | 30
2030/31 | 238.25 | 65.75 | 23
2030/31 | 238.75 | 65.75 | 21
2030/31 | 239.25 | 65.75 | 16
2030/31 | 239.75 | 65.75 | 20
2030/31 | 240.25 | 65.75 | 19
2030/31 | 240.75 | 65.75 | 12
2030/31 | 241.25 | 65.75 | 17
2030/31 | 241.75 | 65.75 | 17
2030/31 | 242.25 | 65.75 | 17
2030/31 | 242.75 | 65.75 | 20
2030/31 | 243.25 | 65.75 | 26
2030/31 | 243.75 | 65.75 | 25
2030/31 | 244.25 | 65.75 | 12
2030/31 | 244.75 | 65.75 | 13
2030/31 | 245.25 | 65.75 | 16
2030/31 | 245.75 | 65.75 | 21
2030/31 | 246.25 | 65.75 | 15
2030/31 | 246.75 | 65.75 | 12
2030/31 | 247.25 | 65.75 | 16
2030/31 | 247.75 | 65.75 | 16
2030/31 | 248.25 | 65.75 | 12
2030/31 | 248.75 | 65.75 | 16
2030/31 | 249.25 | 65.75 | 9
2030/31 | 249.75 | 65.75 | 12
2030/31 | 250.25 | 65.75 | 13
2030/31 | 250.75 | 65.75 | 12
2030/31 | 251.25 | 65.75 | 12
2030/31 | 251.75 | 65.75 | 9
2030/31 | 252.25 | 65.75 | 14
2030/31 | 252.75 | 65.75 | 9
2030/31 | 253.25 | 65.75 | 16
2030/31 | 253.75 | 65.75 | 13
2030/31 | 254.25 | 65.75 | 13
2030/31 | 254.75 | 65.75 | 12
2030/31 | 255.25 | 65.75 | 8
2030/31 | 255.75 | 65.75 | 9
2030/31 | 256.25 | 65.75 | 11
2030/31 | 256.75 | 65.75 | 8
2030/31 | 257.25 | 65.75 | 7
2030/31 | 257.75 | 65.75 | 7
2030/31 | 258.25 | 65.75 | 7
2030/31 | 258.75 | 65.75 | 6
2030/31 | 259.25 | 65.75 | 7
2030/31 | 259.75 | 65.75 | 8
2030/31 | 260.25 | 65.75 | 9
2030/31 | 260.75 | 65.75 | 9
2030/31 | 261.25 | 65.75 | 7
2030/31 | 261.75 | 65.75 | 9
2030/31 | 262.25 | 65.75 | 5
2030/31 | 262.75 | 65.75 | 6
2030/31 | 263.25 | 65.75 | 7
2030/31 | 263.75 | 65.75 | 10
2030/31 | 264.25 | 65.75 | 10
2030/31 | 264.75 | 65.75 | 8
2030/31 | 265.25 | 65.75 | 2
2030/31 | 265.75 | 65.75 | 3
2030/31 | 266.25 | 65.75 | 4
2030/31 | 266.75 | 65.75 | 8
2030/31 | 267.25 | 65.75 | 3
2030/31 | 267.75 | 65.75 | 2
2030/31 | 268.25 | 65.75 | 5
2030/31 | 268.75 | 65.75 | 6
2030/31 | 269.25 | 65.75 | 5
2030/31 | 269.75 | 65.75 | 5
2030/31 | 270.25 | 65.75 | 3
2030/31 | 270.75 | 65.75 | 6
2030/31 | 271.25 | 65.75 | 3
2030/31 | 271.75 | 65.75 | 1
2030/31 | 272.25 | 65.75 | 1
2030/31 | 272.75 | 65.75 | 1
2030/31 | 273.25 | 65.75 | 2
2030/31 | 273.75 | 65.75 | 3
2030/31 | 274.25 | 65.75 | 2
2030/31 | 274.75 | 65.75 | 1
2030/31 | 275.25 | 65.75 | 4
2030/31 | 275.75 | 65.75 | 5
2030/31 | 276.25 | 65.75 | 4
2030/31 | 276.75 | 65.75 | 4
2030/31 | 277.25 | 65.75 | 6
2030/31 | 277.75 | 65.75 | 7
2030/31 | 278.25 | 65.75 | 3
2030/31 | 278.75 | 65.75 | 4
2030/31 | 279.25 | 65.75 | 3
2030/31 | 280.25 | 65.75 | 2
2030/31 | 280.75 | 65.75 | 1
2030/31 | 281.25 | 65.75 | 4
2030/31 | 281.75 | 65.75 | 4
2030/31 | 282.25 | 65.75 | 1
2030/31 | 282.75 | 65.75 | 1
2030/31 | 283.25 | 65.75 | 1
2030/31 | 283.75 | 65.75 | 2
2030/31 | 284.25 | 65.75 | 2
2030/31 | 284.75 | 65.75 | 1
2030/31 | 285.25 | 65.75 | 2
2030/31 | 285.75 | 65.75 | 2
2030/31 | 286.25 | 65.75 | 2
2030/31 | 286.75 | 65.75 | 4
2030/31 | 287.25 | 65.75 | 2
2030/31 | 287.75 | 65.75 | 1
2030/31 | 288.25 | 65.75 | 2
2030/31 | 288.75 | 65.75 | 4
2030/31 | 289.25 | 65.75 | 1
2030/31 | 289.75 | 65.75 | 2
2030/31 | 290.25 | 65.75 | 1
2030/31 | 290.75 | 65.75 | 1
2030/31 | 291.25 | 65.75 | 2
2030/31 | 291.75 | 65.75 | 1
2030/31 | 292.25 | 65.75 | 1
2030/31 | 292.75 | 65.75 | 2
2030/31 | 293.75 | 65.75 | 2
2030/31 | 294.75 | 65.75 | 1
2030/31 | 295.25 | 65.75 | 4
2030/31 | 296.25 | 65.75 | 2
2030/31 | 297.25 | 65.75 | 1
2030/31 | 297.75 | 65.75 | 1
2030/31 | 298.25 | 65.75 | 2
2030/31 | 299.75 | 65.75 | 1
2030/31 | 300.25 | 65.75 | 2
2030/31 | 300.75 | 65.75 | 2
2030/31 | 302.75 | 65.75 | 1
2030/31 | 303.75 | 65.75 | 2
2030/31 | 304.25 | 65.75 | 1
2030/31 | 305.75 | 65.75 | 1
2030/31 | 306.25 | 65.75 | 1
2030/31 | 307.75 | 65.75 | 3
2030/31 | 308.75 | 65.75 | 1
2030/31 | 309.25 | 65.75 | 1
2030/31 | 309.75 | 65.75 | 1
2030/31 | 314.75 | 65.75 | 1
2030/31 | 316.25 | 65.75 | 2
2030/31 | 316.75 | 65.75 | 1
2030/31 | 325.25 | 65.75 | 1
2030/31 | 334.25 | 65.75 | 1
2030/31 | 334.75 | 65.75 | 1
2030/31 | 349.75 | 65.75 | 1
2030/31 | 358.25 | 65.75 | 1
2030/31 | 371.75 | 65.75 | 1
2030/31 | 379.75 | 65.75 | 1
2030/31 | 84.25 | 66.25 | 1
2030/31 | 85.25 | 66.25 | 1
2030/31 | 86.25 | 66.25 | 1
2030/31 | 87.75 | 66.25 | 1
2030/31 | 88.25 | 66.25 | 2
2030/31 | 88.75 | 66.25 | 1
2030/31 | 89.75 | 66.25 | 1
2030/31 | 90.25 | 66.25 | 2
2030/31 | 90.75 | 66.25 | 1
2030/31 | 91.25 | 66.25 | 1
2030/31 | 91.75 | 66.25 | 3
2030/31 | 92.25 | 66.25 | 1
2030/31 | 92.75 | 66.25 | 1
2030/31 | 93.25 | 66.25 | 1
2030/31 | 93.75 | 66.25 | 2
2030/31 | 94.25 | 66.25 | 2
2030/31 | 94.75 | 66.25 | 5
2030/31 | 95.25 | 66.25 | 4
2030/31 | 95.75 | 66.25 | 5
2030/31 | 96.25 | 66.25 | 6
2030/31 | 96.75 | 66.25 | 5
2030/31 | 97.25 | 66.25 | 5
2030/31 | 97.75 | 66.25 | 7
2030/31 | 98.25 | 66.25 | 10
2030/31 | 98.75 | 66.25 | 12
2030/31 | 99.25 | 66.25 | 13
2030/31 | 99.75 | 66.25 | 7
2030/31 | 100.25 | 66.25 | 14
2030/31 | 100.75 | 66.25 | 22
2030/31 | 101.25 | 66.25 | 12
2030/31 | 101.75 | 66.25 | 19
2030/31 | 102.25 | 66.25 | 22
2030/31 | 102.75 | 66.25 | 11
2030/31 | 103.25 | 66.25 | 20
2030/31 | 103.75 | 66.25 | 20
2030/31 | 104.25 | 66.25 | 35
2030/31 | 104.75 | 66.25 | 24
2030/31 | 105.25 | 66.25 | 25
2030/31 | 105.75 | 66.25 | 33
2030/31 | 106.25 | 66.25 | 32
2030/31 | 106.75 | 66.25 | 29
2030/31 | 107.25 | 66.25 | 35
2030/31 | 107.75 | 66.25 | 34
2030/31 | 108.25 | 66.25 | 41
2030/31 | 108.75 | 66.25 | 41
2030/31 | 109.25 | 66.25 | 29
2030/31 | 109.75 | 66.25 | 50
2030/31 | 110.25 | 66.25 | 44
2030/31 | 110.75 | 66.25 | 42
2030/31 | 111.25 | 66.25 | 51
2030/31 | 111.75 | 66.25 | 54
2030/31 | 112.25 | 66.25 | 64
2030/31 | 112.75 | 66.25 | 57
2030/31 | 113.25 | 66.25 | 63
2030/31 | 113.75 | 66.25 | 63
2030/31 | 114.25 | 66.25 | 59
2030/31 | 114.75 | 66.25 | 69
2030/31 | 115.25 | 66.25 | 65
2030/31 | 115.75 | 66.25 | 67
2030/31 | 116.25 | 66.25 | 65
2030/31 | 116.75 | 66.25 | 73
2030/31 | 117.25 | 66.25 | 97
2030/31 | 117.75 | 66.25 | 74
2030/31 | 118.25 | 66.25 | 83
2030/31 | 118.75 | 66.25 | 81
2030/31 | 119.25 | 66.25 | 81
2030/31 | 119.75 | 66.25 | 102
2030/31 | 120.25 | 66.25 | 88
2030/31 | 120.75 | 66.25 | 97
2030/31 | 121.25 | 66.25 | 114
2030/31 | 121.75 | 66.25 | 98
2030/31 | 122.25 | 66.25 | 95
2030/31 | 122.75 | 66.25 | 104
2030/31 | 123.25 | 66.25 | 103
2030/31 | 123.75 | 66.25 | 122
2030/31 | 124.25 | 66.25 | 93
2030/31 | 124.75 | 66.25 | 102
2030/31 | 125.25 | 66.25 | 119
2030/31 | 125.75 | 66.25 | 98
2030/31 | 126.25 | 66.25 | 142
2030/31 | 126.75 | 66.25 | 117
2030/31 | 127.25 | 66.25 | 114
2030/31 | 127.75 | 66.25 | 129
2030/31 | 128.25 | 66.25 | 124
2030/31 | 128.75 | 66.25 | 129
2030/31 | 129.25 | 66.25 | 127
2030/31 | 129.75 | 66.25 | 117
2030/31 | 130.25 | 66.25 | 127
2030/31 | 130.75 | 66.25 | 121
2030/31 | 131.25 | 66.25 | 124
2030/31 | 131.75 | 66.25 | 130
2030/31 | 132.25 | 66.25 | 141
2030/31 | 132.75 | 66.25 | 143
2030/31 | 133.25 | 66.25 | 149
2030/31 | 133.75 | 66.25 | 174
2030/31 | 134.25 | 66.25 | 145
2030/31 | 134.75 | 66.25 | 147
2030/31 | 135.25 | 66.25 | 174
2030/31 | 135.75 | 66.25 | 143
2030/31 | 136.25 | 66.25 | 159
2030/31 | 136.75 | 66.25 | 159
2030/31 | 137.25 | 66.25 | 163
2030/31 | 137.75 | 66.25 | 189
2030/31 | 138.25 | 66.25 | 191
2030/31 | 138.75 | 66.25 | 168
2030/31 | 139.25 | 66.25 | 187
2030/31 | 139.75 | 66.25 | 169
2030/31 | 140.25 | 66.25 | 175
2030/31 | 140.75 | 66.25 | 162
2030/31 | 141.25 | 66.25 | 188
2030/31 | 141.75 | 66.25 | 167
2030/31 | 142.25 | 66.25 | 154
2030/31 | 142.75 | 66.25 | 169
2030/31 | 143.25 | 66.25 | 177
2030/31 | 143.75 | 66.25 | 164
2030/31 | 144.25 | 66.25 | 174
2030/31 | 144.75 | 66.25 | 178
2030/31 | 145.25 | 66.25 | 148
2030/31 | 145.75 | 66.25 | 172
2030/31 | 146.25 | 66.25 | 187
2030/31 | 146.75 | 66.25 | 163
2030/31 | 147.25 | 66.25 | 187
2030/31 | 147.75 | 66.25 | 177
2030/31 | 148.25 | 66.25 | 189
2030/31 | 148.75 | 66.25 | 174
2030/31 | 149.25 | 66.25 | 182
2030/31 | 149.75 | 66.25 | 161
2030/31 | 150.25 | 66.25 | 172
2030/31 | 150.75 | 66.25 | 172
2030/31 | 151.25 | 66.25 | 174
2030/31 | 151.75 | 66.25 | 171
2030/31 | 152.25 | 66.25 | 159
2030/31 | 152.75 | 66.25 | 176
2030/31 | 153.25 | 66.25 | 165
2030/31 | 153.75 | 66.25 | 180
2030/31 | 154.25 | 66.25 | 166
2030/31 | 154.75 | 66.25 | 172
2030/31 | 155.25 | 66.25 | 180
2030/31 | 155.75 | 66.25 | 170
2030/31 | 156.25 | 66.25 | 158
2030/31 | 156.75 | 66.25 | 178
2030/31 | 157.25 | 66.25 | 168
2030/31 | 157.75 | 66.25 | 172
2030/31 | 158.25 | 66.25 | 165
2030/31 | 158.75 | 66.25 | 175
2030/31 | 159.25 | 66.25 | 169
2030/31 | 159.75 | 66.25 | 172
2030/31 | 160.25 | 66.25 | 148
2030/31 | 160.75 | 66.25 | 165
2030/31 | 161.25 | 66.25 | 155
2030/31 | 161.75 | 66.25 | 158
2030/31 | 162.25 | 66.25 | 171
2030/31 | 162.75 | 66.25 | 167
2030/31 | 163.25 | 66.25 | 141
2030/31 | 163.75 | 66.25 | 157
2030/31 | 164.25 | 66.25 | 153
2030/31 | 164.75 | 66.25 | 165
2030/31 | 165.25 | 66.25 | 170
2030/31 | 165.75 | 66.25 | 164
2030/31 | 166.25 | 66.25 | 148
2030/31 | 166.75 | 66.25 | 156
2030/31 | 167.25 | 66.25 | 153
2030/31 | 167.75 | 66.25 | 159
2030/31 | 168.25 | 66.25 | 146
2030/31 | 168.75 | 66.25 | 124
2030/31 | 169.25 | 66.25 | 156
2030/31 | 169.75 | 66.25 | 143
2030/31 | 170.25 | 66.25 | 155
2030/31 | 170.75 | 66.25 | 133
2030/31 | 171.25 | 66.25 | 130
2030/31 | 171.75 | 66.25 | 126
2030/31 | 172.25 | 66.25 | 110
2030/31 | 172.75 | 66.25 | 139
2030/31 | 173.25 | 66.25 | 144
2030/31 | 173.75 | 66.25 | 133
2030/31 | 174.25 | 66.25 | 103
2030/31 | 174.75 | 66.25 | 146
2030/31 | 175.25 | 66.25 | 131
2030/31 | 175.75 | 66.25 | 136
2030/31 | 176.25 | 66.25 | 129
2030/31 | 176.75 | 66.25 | 127
2030/31 | 177.25 | 66.25 | 128
2030/31 | 177.75 | 66.25 | 116
2030/31 | 178.25 | 66.25 | 146
2030/31 | 178.75 | 66.25 | 136
2030/31 | 179.25 | 66.25 | 107
2030/31 | 179.75 | 66.25 | 104
2030/31 | 180.25 | 66.25 | 134
2030/31 | 180.75 | 66.25 | 112
2030/31 | 181.25 | 66.25 | 131
2030/31 | 181.75 | 66.25 | 130
2030/31 | 182.25 | 66.25 | 117
2030/31 | 182.75 | 66.25 | 119
2030/31 | 183.25 | 66.25 | 121
2030/31 | 183.75 | 66.25 | 124
2030/31 | 184.25 | 66.25 | 121
2030/31 | 184.75 | 66.25 | 130
2030/31 | 185.25 | 66.25 | 114
2030/31 | 185.75 | 66.25 | 97
2030/31 | 186.25 | 66.25 | 121
2030/31 | 186.75 | 66.25 | 121
2030/31 | 187.25 | 66.25 | 82
2030/31 | 187.75 | 66.25 | 104
2030/31 | 188.25 | 66.25 | 101
2030/31 | 188.75 | 66.25 | 97
2030/31 | 189.25 | 66.25 | 101
2030/31 | 189.75 | 66.25 | 87
2030/31 | 190.25 | 66.25 | 87
2030/31 | 190.75 | 66.25 | 95
2030/31 | 191.25 | 66.25 | 82
2030/31 | 191.75 | 66.25 | 111
2030/31 | 192.25 | 66.25 | 75
2030/31 | 192.75 | 66.25 | 85
2030/31 | 193.25 | 66.25 | 94
2030/31 | 193.75 | 66.25 | 88
2030/31 | 194.25 | 66.25 | 76
2030/31 | 194.75 | 66.25 | 91
2030/31 | 195.25 | 66.25 | 94
2030/31 | 195.75 | 66.25 | 88
2030/31 | 196.25 | 66.25 | 95
2030/31 | 196.75 | 66.25 | 104
2030/31 | 197.25 | 66.25 | 75
2030/31 | 197.75 | 66.25 | 86
2030/31 | 198.25 | 66.25 | 72
2030/31 | 198.75 | 66.25 | 84
2030/31 | 199.25 | 66.25 | 74
2030/31 | 199.75 | 66.25 | 78
2030/31 | 200.25 | 66.25 | 65
2030/31 | 200.75 | 66.25 | 90
2030/31 | 201.25 | 66.25 | 81
2030/31 | 201.75 | 66.25 | 73
2030/31 | 202.25 | 66.25 | 62
2030/31 | 202.75 | 66.25 | 78
2030/31 | 203.25 | 66.25 | 68
2030/31 | 203.75 | 66.25 | 74
2030/31 | 204.25 | 66.25 | 66
2030/31 | 204.75 | 66.25 | 82
2030/31 | 205.25 | 66.25 | 73
2030/31 | 205.75 | 66.25 | 69
2030/31 | 206.25 | 66.25 | 68
2030/31 | 206.75 | 66.25 | 69
2030/31 | 207.25 | 66.25 | 74
2030/31 | 207.75 | 66.25 | 72
2030/31 | 208.25 | 66.25 | 63
2030/31 | 208.75 | 66.25 | 65
2030/31 | 209.25 | 66.25 | 55
2030/31 | 209.75 | 66.25 | 57
2030/31 | 210.25 | 66.25 | 58
2030/31 | 210.75 | 66.25 | 63
2030/31 | 211.25 | 66.25 | 56
2030/31 | 211.75 | 66.25 | 61
2030/31 | 212.25 | 66.25 | 50
2030/31 | 212.75 | 66.25 | 44
2030/31 | 213.25 | 66.25 | 54
2030/31 | 213.75 | 66.25 | 63
2030/31 | 214.25 | 66.25 | 52
2030/31 | 214.75 | 66.25 | 46
2030/31 | 215.25 | 66.25 | 60
2030/31 | 215.75 | 66.25 | 56
2030/31 | 216.25 | 66.25 | 56
2030/31 | 216.75 | 66.25 | 54
2030/31 | 217.25 | 66.25 | 57
2030/31 | 217.75 | 66.25 | 46
2030/31 | 218.25 | 66.25 | 42
2030/31 | 218.75 | 66.25 | 50
2030/31 | 219.25 | 66.25 | 50
2030/31 | 219.75 | 66.25 | 48
2030/31 | 220.25 | 66.25 | 58
2030/31 | 220.75 | 66.25 | 50
2030/31 | 221.25 | 66.25 | 62
2030/31 | 221.75 | 66.25 | 48
2030/31 | 222.25 | 66.25 | 54
2030/31 | 222.75 | 66.25 | 38
2030/31 | 223.25 | 66.25 | 32
2030/31 | 223.75 | 66.25 | 49
2030/31 | 224.25 | 66.25 | 45
2030/31 | 224.75 | 66.25 | 41
2030/31 | 225.25 | 66.25 | 32
2030/31 | 225.75 | 66.25 | 35
2030/31 | 226.25 | 66.25 | 42
2030/31 | 226.75 | 66.25 | 27
2030/31 | 227.25 | 66.25 | 32
2030/31 | 227.75 | 66.25 | 36
2030/31 | 228.25 | 66.25 | 40
2030/31 | 228.75 | 66.25 | 32
2030/31 | 229.25 | 66.25 | 42
2030/31 | 229.75 | 66.25 | 37
2030/31 | 230.25 | 66.25 | 38
2030/31 | 230.75 | 66.25 | 41
2030/31 | 231.25 | 66.25 | 27
2030/31 | 231.75 | 66.25 | 29
2030/31 | 232.25 | 66.25 | 21
2030/31 | 232.75 | 66.25 | 30
2030/31 | 233.25 | 66.25 | 39
2030/31 | 233.75 | 66.25 | 32
2030/31 | 234.25 | 66.25 | 27
2030/31 | 234.75 | 66.25 | 26
2030/31 | 235.25 | 66.25 | 16
2030/31 | 235.75 | 66.25 | 27
2030/31 | 236.25 | 66.25 | 21
2030/31 | 236.75 | 66.25 | 27
2030/31 | 237.25 | 66.25 | 27
2030/31 | 237.75 | 66.25 | 30
2030/31 | 238.25 | 66.25 | 19
2030/31 | 238.75 | 66.25 | 19
2030/31 | 239.25 | 66.25 | 17
2030/31 | 239.75 | 66.25 | 21
2030/31 | 240.25 | 66.25 | 17
2030/31 | 240.75 | 66.25 | 25
2030/31 | 241.25 | 66.25 | 18
2030/31 | 241.75 | 66.25 | 12
2030/31 | 242.25 | 66.25 | 17
2030/31 | 242.75 | 66.25 | 20
2030/31 | 243.25 | 66.25 | 14
2030/31 | 243.75 | 66.25 | 11
2030/31 | 244.25 | 66.25 | 15
2030/31 | 244.75 | 66.25 | 13
2030/31 | 245.25 | 66.25 | 17
2030/31 | 245.75 | 66.25 | 12
2030/31 | 246.25 | 66.25 | 11
2030/31 | 246.75 | 66.25 | 18
2030/31 | 247.25 | 66.25 | 13
2030/31 | 247.75 | 66.25 | 18
2030/31 | 248.25 | 66.25 | 15
2030/31 | 248.75 | 66.25 | 12
2030/31 | 249.25 | 66.25 | 15
2030/31 | 249.75 | 66.25 | 8
2030/31 | 250.25 | 66.25 | 7
2030/31 | 250.75 | 66.25 | 8
2030/31 | 251.25 | 66.25 | 14
2030/31 | 251.75 | 66.25 | 15
2030/31 | 252.25 | 66.25 | 7
2030/31 | 252.75 | 66.25 | 9
2030/31 | 253.25 | 66.25 | 9
2030/31 | 253.75 | 66.25 | 11
2030/31 | 254.25 | 66.25 | 9
2030/31 | 254.75 | 66.25 | 11
2030/31 | 255.25 | 66.25 | 9
2030/31 | 255.75 | 66.25 | 9
2030/31 | 256.25 | 66.25 | 10
2030/31 | 256.75 | 66.25 | 7
2030/31 | 257.25 | 66.25 | 10
2030/31 | 257.75 | 66.25 | 15
2030/31 | 258.25 | 66.25 | 8
2030/31 | 258.75 | 66.25 | 11
2030/31 | 259.25 | 66.25 | 11
2030/31 | 259.75 | 66.25 | 10
2030/31 | 260.25 | 66.25 | 11
2030/31 | 260.75 | 66.25 | 10
2030/31 | 261.25 | 66.25 | 14
2030/31 | 261.75 | 66.25 | 6
2030/31 | 262.25 | 66.25 | 8
2030/31 | 262.75 | 66.25 | 9
2030/31 | 263.25 | 66.25 | 9
2030/31 | 263.75 | 66.25 | 11
2030/31 | 264.25 | 66.25 | 7
2030/31 | 264.75 | 66.25 | 6
2030/31 | 265.25 | 66.25 | 4
2030/31 | 265.75 | 66.25 | 4
2030/31 | 266.25 | 66.25 | 7
2030/31 | 266.75 | 66.25 | 6
2030/31 | 267.25 | 66.25 | 4
2030/31 | 267.75 | 66.25 | 4
2030/31 | 268.25 | 66.25 | 6
2030/31 | 268.75 | 66.25 | 9
2030/31 | 269.25 | 66.25 | 5
2030/31 | 269.75 | 66.25 | 9
2030/31 | 270.25 | 66.25 | 3
2030/31 | 270.75 | 66.25 | 12
2030/31 | 271.25 | 66.25 | 4
2030/31 | 271.75 | 66.25 | 1
2030/31 | 272.25 | 66.25 | 6
2030/31 | 272.75 | 66.25 | 7
2030/31 | 273.25 | 66.25 | 3
2030/31 | 273.75 | 66.25 | 6
2030/31 | 274.25 | 66.25 | 4
2030/31 | 274.75 | 66.25 | 6
2030/31 | 275.25 | 66.25 | 2
2030/31 | 275.75 | 66.25 | 1
2030/31 | 276.25 | 66.25 | 2
2030/31 | 277.25 | 66.25 | 4
2030/31 | 277.75 | 66.25 | 3
2030/31 | 278.25 | 66.25 | 6
2030/31 | 278.75 | 66.25 | 3
2030/31 | 279.25 | 66.25 | 2
2030/31 | 279.75 | 66.25 | 2
2030/31 | 280.25 | 66.25 | 3
2030/31 | 280.75 | 66.25 | 3
2030/31 | 281.25 | 66.25 | 1
2030/31 | 281.75 | 66.25 | 2
2030/31 | 282.25 | 66.25 | 1
2030/31 | 283.25 | 66.25 | 5
2030/31 | 283.75 | 66.25 | 5
2030/31 | 284.25 | 66.25 | 3
2030/31 | 284.75 | 66.25 | 2
2030/31 | 285.25 | 66.25 | 4
2030/31 | 285.75 | 66.25 | 2
2030/31 | 286.25 | 66.25 | 1
2030/31 | 286.75 | 66.25 | 1
2030/31 | 287.25 | 66.25 | 2
2030/31 | 287.75 | 66.25 | 1
2030/31 | 288.25 | 66.25 | 2
2030/31 | 288.75 | 66.25 | 2
2030/31 | 289.25 | 66.25 | 1
2030/31 | 289.75 | 66.25 | 2
2030/31 | 290.25 | 66.25 | 1
2030/31 | 290.75 | 66.25 | 3
2030/31 | 291.25 | 66.25 | 3
2030/31 | 292.25 | 66.25 | 1
2030/31 | 292.75 | 66.25 | 4
2030/31 | 293.25 | 66.25 | 1
2030/31 | 293.75 | 66.25 | 1
2030/31 | 294.25 | 66.25 | 5
2030/31 | 294.75 | 66.25 | 2
2030/31 | 295.75 | 66.25 | 2
2030/31 | 296.25 | 66.25 | 1
2030/31 | 296.75 | 66.25 | 1
2030/31 | 297.25 | 66.25 | 2
2030/31 | 297.75 | 66.25 | 1
2030/31 | 298.25 | 66.25 | 4
2030/31 | 298.75 | 66.25 | 1
2030/31 | 299.25 | 66.25 | 2
2030/31 | 299.75 | 66.25 | 1
2030/31 | 300.75 | 66.25 | 3
2030/31 | 301.25 | 66.25 | 2
2030/31 | 302.25 | 66.25 | 1
2030/31 | 302.75 | 66.25 | 2
2030/31 | 304.25 | 66.25 | 1
2030/31 | 306.25 | 66.25 | 1
2030/31 | 309.25 | 66.25 | 2
2030/31 | 309.75 | 66.25 | 1
2030/31 | 310.75 | 66.25 | 1
2030/31 | 311.25 | 66.25 | 2
2030/31 | 311.75 | 66.25 | 1
2030/31 | 313.25 | 66.25 | 1
2030/31 | 316.25 | 66.25 | 1
2030/31 | 317.25 | 66.25 | 2
2030/31 | 318.25 | 66.25 | 1
2030/31 | 320.25 | 66.25 | 2
2030/31 | 324.25 | 66.25 | 1
2030/31 | 325.75 | 66.25 | 1
2030/31 | 328.25 | 66.25 | 1
2030/31 | 329.75 | 66.25 | 1
2030/31 | 337.75 | 66.25 | 1
2030/31 | 340.75 | 66.25 | 1
2030/31 | 351.25 | 66.25 | 1
2030/31 | 353.75 | 66.25 | 1
2030/31 | 89.75 | 66.75 | 1
2030/31 | 90.25 | 66.75 | 1
2030/31 | 90.75 | 66.75 | 1
2030/31 | 92.25 | 66.75 | 2
2030/31 | 93.75 | 66.75 | 2
2030/31 | 94.25 | 66.75 | 2
2030/31 | 94.75 | 66.75 | 1
2030/31 | 95.25 | 66.75 | 3
2030/31 | 95.75 | 66.75 | 4
2030/31 | 96.25 | 66.75 | 3
2030/31 | 96.75 | 66.75 | 5
2030/31 | 97.25 | 66.75 | 8
2030/31 | 97.75 | 66.75 | 8
2030/31 | 98.25 | 66.75 | 4
2030/31 | 98.75 | 66.75 | 9
2030/31 | 99.25 | 66.75 | 6
2030/31 | 99.75 | 66.75 | 11
2030/31 | 100.25 | 66.75 | 10
2030/31 | 100.75 | 66.75 | 9
2030/31 | 101.25 | 66.75 | 11
2030/31 | 101.75 | 66.75 | 10
2030/31 | 102.25 | 66.75 | 10
2030/31 | 102.75 | 66.75 | 20
2030/31 | 103.25 | 66.75 | 13
2030/31 | 103.75 | 66.75 | 10
2030/31 | 104.25 | 66.75 | 20
2030/31 | 104.75 | 66.75 | 20
2030/31 | 105.25 | 66.75 | 27
2030/31 | 105.75 | 66.75 | 24
2030/31 | 106.25 | 66.75 | 34
2030/31 | 106.75 | 66.75 | 16
2030/31 | 107.25 | 66.75 | 33
2030/31 | 107.75 | 66.75 | 33
2030/31 | 108.25 | 66.75 | 33
2030/31 | 108.75 | 66.75 | 38
2030/31 | 109.25 | 66.75 | 40
2030/31 | 109.75 | 66.75 | 35
2030/31 | 110.25 | 66.75 | 44
2030/31 | 110.75 | 66.75 | 48
2030/31 | 111.25 | 66.75 | 39
2030/31 | 111.75 | 66.75 | 51
2030/31 | 112.25 | 66.75 | 61
2030/31 | 112.75 | 66.75 | 51
2030/31 | 113.25 | 66.75 | 58
2030/31 | 113.75 | 66.75 | 69
2030/31 | 114.25 | 66.75 | 44
2030/31 | 114.75 | 66.75 | 50
2030/31 | 115.25 | 66.75 | 57
2030/31 | 115.75 | 66.75 | 64
2030/31 | 116.25 | 66.75 | 55
2030/31 | 116.75 | 66.75 | 63
2030/31 | 117.25 | 66.75 | 74
2030/31 | 117.75 | 66.75 | 75
2030/31 | 118.25 | 66.75 | 75
2030/31 | 118.75 | 66.75 | 85
2030/31 | 119.25 | 66.75 | 85
2030/31 | 119.75 | 66.75 | 84
2030/31 | 120.25 | 66.75 | 89
2030/31 | 120.75 | 66.75 | 88
2030/31 | 121.25 | 66.75 | 108
2030/31 | 121.75 | 66.75 | 104
2030/31 | 122.25 | 66.75 | 86
2030/31 | 122.75 | 66.75 | 87
2030/31 | 123.25 | 66.75 | 114
2030/31 | 123.75 | 66.75 | 95
2030/31 | 124.25 | 66.75 | 122
2030/31 | 124.75 | 66.75 | 118
2030/31 | 125.25 | 66.75 | 121
2030/31 | 125.75 | 66.75 | 111
2030/31 | 126.25 | 66.75 | 120
2030/31 | 126.75 | 66.75 | 112
2030/31 | 127.25 | 66.75 | 116
2030/31 | 127.75 | 66.75 | 109
2030/31 | 128.25 | 66.75 | 124
2030/31 | 128.75 | 66.75 | 128
2030/31 | 129.25 | 66.75 | 124
2030/31 | 129.75 | 66.75 | 119
2030/31 | 130.25 | 66.75 | 135
2030/31 | 130.75 | 66.75 | 142
2030/31 | 131.25 | 66.75 | 147
2030/31 | 131.75 | 66.75 | 120
2030/31 | 132.25 | 66.75 | 133
2030/31 | 132.75 | 66.75 | 167
2030/31 | 133.25 | 66.75 | 132
2030/31 | 133.75 | 66.75 | 165
2030/31 | 134.25 | 66.75 | 138
2030/31 | 134.75 | 66.75 | 148
2030/31 | 135.25 | 66.75 | 164
2030/31 | 135.75 | 66.75 | 151
2030/31 | 136.25 | 66.75 | 162
2030/31 | 136.75 | 66.75 | 148
2030/31 | 137.25 | 66.75 | 158
2030/31 | 137.75 | 66.75 | 159
2030/31 | 138.25 | 66.75 | 149
2030/31 | 138.75 | 66.75 | 152
2030/31 | 139.25 | 66.75 | 155
2030/31 | 139.75 | 66.75 | 178
2030/31 | 140.25 | 66.75 | 175
2030/31 | 140.75 | 66.75 | 169
2030/31 | 141.25 | 66.75 | 182
2030/31 | 141.75 | 66.75 | 149
2030/31 | 142.25 | 66.75 | 183
2030/31 | 142.75 | 66.75 | 178
2030/31 | 143.25 | 66.75 | 178
2030/31 | 143.75 | 66.75 | 171
2030/31 | 144.25 | 66.75 | 158
2030/31 | 144.75 | 66.75 | 175
2030/31 | 145.25 | 66.75 | 182
2030/31 | 145.75 | 66.75 | 172
2030/31 | 146.25 | 66.75 | 195
2030/31 | 146.75 | 66.75 | 179
2030/31 | 147.25 | 66.75 | 174
2030/31 | 147.75 | 66.75 | 181
2030/31 | 148.25 | 66.75 | 185
2030/31 | 148.75 | 66.75 | 175
2030/31 | 149.25 | 66.75 | 142
2030/31 | 149.75 | 66.75 | 169
2030/31 | 150.25 | 66.75 | 181
2030/31 | 150.75 | 66.75 | 172
2030/31 | 151.25 | 66.75 | 178
2030/31 | 151.75 | 66.75 | 173
2030/31 | 152.25 | 66.75 | 171
2030/31 | 152.75 | 66.75 | 168
2030/31 | 153.25 | 66.75 | 158
2030/31 | 153.75 | 66.75 | 165
2030/31 | 154.25 | 66.75 | 180
2030/31 | 154.75 | 66.75 | 188
2030/31 | 155.25 | 66.75 | 162
2030/31 | 155.75 | 66.75 | 172
2030/31 | 156.25 | 66.75 | 159
2030/31 | 156.75 | 66.75 | 173
2030/31 | 157.25 | 66.75 | 174
2030/31 | 157.75 | 66.75 | 180
2030/31 | 158.25 | 66.75 | 146
2030/31 | 158.75 | 66.75 | 159
2030/31 | 159.25 | 66.75 | 166
2030/31 | 159.75 | 66.75 | 177
2030/31 | 160.25 | 66.75 | 154
2030/31 | 160.75 | 66.75 | 152
2030/31 | 161.25 | 66.75 | 176
2030/31 | 161.75 | 66.75 | 171
2030/31 | 162.25 | 66.75 | 169
2030/31 | 162.75 | 66.75 | 159
2030/31 | 163.25 | 66.75 | 177
2030/31 | 163.75 | 66.75 | 153
2030/31 | 164.25 | 66.75 | 191
2030/31 | 164.75 | 66.75 | 154
2030/31 | 165.25 | 66.75 | 148
2030/31 | 165.75 | 66.75 | 150
2030/31 | 166.25 | 66.75 | 140
2030/31 | 166.75 | 66.75 | 144
2030/31 | 167.25 | 66.75 | 170
2030/31 | 167.75 | 66.75 | 121
2030/31 | 168.25 | 66.75 | 140
2030/31 | 168.75 | 66.75 | 138
2030/31 | 169.25 | 66.75 | 154
2030/31 | 169.75 | 66.75 | 148
2030/31 | 170.25 | 66.75 | 127
2030/31 | 170.75 | 66.75 | 142
2030/31 | 171.25 | 66.75 | 120
2030/31 | 171.75 | 66.75 | 110
2030/31 | 172.25 | 66.75 | 128
2030/31 | 172.75 | 66.75 | 156
2030/31 | 173.25 | 66.75 | 146
2030/31 | 173.75 | 66.75 | 138
2030/31 | 174.25 | 66.75 | 117
2030/31 | 174.75 | 66.75 | 130
2030/31 | 175.25 | 66.75 | 134
2030/31 | 175.75 | 66.75 | 107
2030/31 | 176.25 | 66.75 | 141
2030/31 | 176.75 | 66.75 | 130
2030/31 | 177.25 | 66.75 | 136
2030/31 | 177.75 | 66.75 | 136
2030/31 | 178.25 | 66.75 | 127
2030/31 | 178.75 | 66.75 | 128
2030/31 | 179.25 | 66.75 | 111
2030/31 | 179.75 | 66.75 | 135
2030/31 | 180.25 | 66.75 | 124
2030/31 | 180.75 | 66.75 | 114
2030/31 | 181.25 | 66.75 | 120
2030/31 | 181.75 | 66.75 | 122
2030/31 | 182.25 | 66.75 | 112
2030/31 | 182.75 | 66.75 | 125
2030/31 | 183.25 | 66.75 | 103
2030/31 | 183.75 | 66.75 | 108
2030/31 | 184.25 | 66.75 | 112
2030/31 | 184.75 | 66.75 | 112
2030/31 | 185.25 | 66.75 | 113
2030/31 | 185.75 | 66.75 | 121
2030/31 | 186.25 | 66.75 | 97
2030/31 | 186.75 | 66.75 | 124
2030/31 | 187.25 | 66.75 | 100
2030/31 | 187.75 | 66.75 | 94
2030/31 | 188.25 | 66.75 | 101
2030/31 | 188.75 | 66.75 | 92
2030/31 | 189.25 | 66.75 | 105
2030/31 | 189.75 | 66.75 | 84
2030/31 | 190.25 | 66.75 | 93
2030/31 | 190.75 | 66.75 | 111
2030/31 | 191.25 | 66.75 | 117
2030/31 | 191.75 | 66.75 | 89
2030/31 | 192.25 | 66.75 | 95
2030/31 | 192.75 | 66.75 | 89
2030/31 | 193.25 | 66.75 | 98
2030/31 | 193.75 | 66.75 | 99
2030/31 | 194.25 | 66.75 | 96
2030/31 | 194.75 | 66.75 | 78
2030/31 | 195.25 | 66.75 | 122
2030/31 | 195.75 | 66.75 | 87
2030/31 | 196.25 | 66.75 | 78
2030/31 | 196.75 | 66.75 | 95
2030/31 | 197.25 | 66.75 | 98
2030/31 | 197.75 | 66.75 | 104
2030/31 | 198.25 | 66.75 | 86
2030/31 | 198.75 | 66.75 | 81
2030/31 | 199.25 | 66.75 | 90
2030/31 | 199.75 | 66.75 | 78
2030/31 | 200.25 | 66.75 | 78
2030/31 | 200.75 | 66.75 | 111
2030/31 | 201.25 | 66.75 | 71
2030/31 | 201.75 | 66.75 | 66
2030/31 | 202.25 | 66.75 | 95
2030/31 | 202.75 | 66.75 | 67
2030/31 | 203.25 | 66.75 | 81
2030/31 | 203.75 | 66.75 | 81
2030/31 | 204.25 | 66.75 | 75
2030/31 | 204.75 | 66.75 | 78
2030/31 | 205.25 | 66.75 | 81
2030/31 | 205.75 | 66.75 | 73
2030/31 | 206.25 | 66.75 | 69
2030/31 | 206.75 | 66.75 | 60
2030/31 | 207.25 | 66.75 | 60
2030/31 | 207.75 | 66.75 | 81
2030/31 | 208.25 | 66.75 | 69
2030/31 | 208.75 | 66.75 | 70
2030/31 | 209.25 | 66.75 | 57
2030/31 | 209.75 | 66.75 | 67
2030/31 | 210.25 | 66.75 | 63
2030/31 | 210.75 | 66.75 | 71
2030/31 | 211.25 | 66.75 | 71
2030/31 | 211.75 | 66.75 | 51
2030/31 | 212.25 | 66.75 | 53
2030/31 | 212.75 | 66.75 | 54
2030/31 | 213.25 | 66.75 | 59
2030/31 | 213.75 | 66.75 | 62
2030/31 | 214.25 | 66.75 | 51
2030/31 | 214.75 | 66.75 | 45
2030/31 | 215.25 | 66.75 | 65
2030/31 | 215.75 | 66.75 | 60
2030/31 | 216.25 | 66.75 | 58
2030/31 | 216.75 | 66.75 | 47
2030/31 | 217.25 | 66.75 | 49
2030/31 | 217.75 | 66.75 | 39
2030/31 | 218.25 | 66.75 | 43
2030/31 | 218.75 | 66.75 | 51
2030/31 | 219.25 | 66.75 | 54
2030/31 | 219.75 | 66.75 | 42
2030/31 | 220.25 | 66.75 | 45
2030/31 | 220.75 | 66.75 | 48
2030/31 | 221.25 | 66.75 | 50
2030/31 | 221.75 | 66.75 | 54
2030/31 | 222.25 | 66.75 | 46
2030/31 | 222.75 | 66.75 | 52
2030/31 | 223.25 | 66.75 | 40
2030/31 | 223.75 | 66.75 | 36
2030/31 | 224.25 | 66.75 | 36
2030/31 | 224.75 | 66.75 | 34
2030/31 | 225.25 | 66.75 | 37
2030/31 | 225.75 | 66.75 | 29
2030/31 | 226.25 | 66.75 | 42
2030/31 | 226.75 | 66.75 | 46
2030/31 | 227.25 | 66.75 | 45
2030/31 | 227.75 | 66.75 | 41
2030/31 | 228.25 | 66.75 | 41
2030/31 | 228.75 | 66.75 | 40
2030/31 | 229.25 | 66.75 | 36
2030/31 | 229.75 | 66.75 | 36
2030/31 | 230.25 | 66.75 | 37
2030/31 | 230.75 | 66.75 | 22
2030/31 | 231.25 | 66.75 | 30
2030/31 | 231.75 | 66.75 | 32
2030/31 | 232.25 | 66.75 | 39
2030/31 | 232.75 | 66.75 | 33
2030/31 | 233.25 | 66.75 | 23
2030/31 | 233.75 | 66.75 | 26
2030/31 | 234.25 | 66.75 | 32
2030/31 | 234.75 | 66.75 | 30
2030/31 | 235.25 | 66.75 | 24
2030/31 | 235.75 | 66.75 | 27
2030/31 | 236.25 | 66.75 | 32
2030/31 | 236.75 | 66.75 | 25
2030/31 | 237.25 | 66.75 | 26
2030/31 | 237.75 | 66.75 | 20
2030/31 | 238.25 | 66.75 | 19
2030/31 | 238.75 | 66.75 | 28
2030/31 | 239.25 | 66.75 | 21
2030/31 | 239.75 | 66.75 | 31
2030/31 | 240.25 | 66.75 | 22
2030/31 | 240.75 | 66.75 | 17
2030/31 | 241.25 | 66.75 | 14
2030/31 | 241.75 | 66.75 | 8
2030/31 | 242.25 | 66.75 | 19
2030/31 | 242.75 | 66.75 | 20
2030/31 | 243.25 | 66.75 | 20
2030/31 | 243.75 | 66.75 | 12
2030/31 | 244.25 | 66.75 | 16
2030/31 | 244.75 | 66.75 | 18
2030/31 | 245.25 | 66.75 | 19
2030/31 | 245.75 | 66.75 | 11
2030/31 | 246.25 | 66.75 | 14
2030/31 | 246.75 | 66.75 | 18
2030/31 | 247.25 | 66.75 | 10
2030/31 | 247.75 | 66.75 | 15
2030/31 | 248.25 | 66.75 | 14
2030/31 | 248.75 | 66.75 | 14
2030/31 | 249.25 | 66.75 | 13
2030/31 | 249.75 | 66.75 | 9
2030/31 | 250.25 | 66.75 | 8
2030/31 | 250.75 | 66.75 | 14
2030/31 | 251.25 | 66.75 | 7
2030/31 | 251.75 | 66.75 | 16
2030/31 | 252.25 | 66.75 | 11
2030/31 | 252.75 | 66.75 | 14
2030/31 | 253.25 | 66.75 | 17
2030/31 | 253.75 | 66.75 | 15
2030/31 | 254.25 | 66.75 | 11
2030/31 | 254.75 | 66.75 | 10
2030/31 | 255.25 | 66.75 | 11
2030/31 | 255.75 | 66.75 | 15
2030/31 | 256.25 | 66.75 | 10
2030/31 | 256.75 | 66.75 | 15
2030/31 | 257.25 | 66.75 | 7
2030/31 | 257.75 | 66.75 | 12
2030/31 | 258.25 | 66.75 | 10
2030/31 | 258.75 | 66.75 | 10
2030/31 | 259.25 | 66.75 | 12
2030/31 | 259.75 | 66.75 | 7
2030/31 | 260.25 | 66.75 | 13
2030/31 | 260.75 | 66.75 | 6
2030/31 | 261.25 | 66.75 | 8
2030/31 | 261.75 | 66.75 | 6
2030/31 | 262.25 | 66.75 | 11
2030/31 | 262.75 | 66.75 | 7
2030/31 | 263.25 | 66.75 | 8
2030/31 | 263.75 | 66.75 | 11
2030/31 | 264.25 | 66.75 | 2
2030/31 | 264.75 | 66.75 | 6
2030/31 | 265.25 | 66.75 | 7
2030/31 | 265.75 | 66.75 | 12
2030/31 | 266.25 | 66.75 | 7
2030/31 | 266.75 | 66.75 | 2
2030/31 | 267.25 | 66.75 | 3
2030/31 | 267.75 | 66.75 | 6
2030/31 | 268.25 | 66.75 | 1
2030/31 | 268.75 | 66.75 | 2
2030/31 | 269.25 | 66.75 | 4
2030/31 | 269.75 | 66.75 | 3
2030/31 | 270.25 | 66.75 | 8
2030/31 | 270.75 | 66.75 | 8
2030/31 | 271.25 | 66.75 | 4
2030/31 | 271.75 | 66.75 | 2
2030/31 | 272.25 | 66.75 | 4
2030/31 | 272.75 | 66.75 | 3
2030/31 | 273.25 | 66.75 | 3
2030/31 | 273.75 | 66.75 | 7
2030/31 | 274.25 | 66.75 | 5
2030/31 | 274.75 | 66.75 | 3
2030/31 | 275.25 | 66.75 | 4
2030/31 | 275.75 | 66.75 | 2
2030/31 | 276.25 | 66.75 | 6
2030/31 | 276.75 | 66.75 | 3
2030/31 | 277.25 | 66.75 | 4
2030/31 | 277.75 | 66.75 | 1
2030/31 | 278.25 | 66.75 | 1
2030/31 | 278.75 | 66.75 | 5
2030/31 | 279.25 | 66.75 | 5
2030/31 | 279.75 | 66.75 | 2
2030/31 | 280.25 | 66.75 | 3
2030/31 | 280.75 | 66.75 | 4
2030/31 | 281.25 | 66.75 | 4
2030/31 | 281.75 | 66.75 | 1
2030/31 | 282.25 | 66.75 | 3
2030/31 | 282.75 | 66.75 | 4
2030/31 | 283.25 | 66.75 | 1
2030/31 | 284.25 | 66.75 | 1
2030/31 | 284.75 | 66.75 | 1
2030/31 | 285.25 | 66.75 | 1
2030/31 | 285.75 | 66.75 | 2
2030/31 | 286.25 | 66.75 | 1
2030/31 | 286.75 | 66.75 | 3
2030/31 | 287.25 | 66.75 | 2
2030/31 | 287.75 | 66.75 | 4
2030/31 | 288.25 | 66.75 | 2
2030/31 | 288.75 | 66.75 | 1
2030/31 | 289.25 | 66.75 | 4
2030/31 | 289.75 | 66.75 | 1
2030/31 | 290.75 | 66.75 | 3
2030/31 | 291.25 | 66.75 | 2
2030/31 | 291.75 | 66.75 | 2
2030/31 | 292.25 | 66.75 | 2
2030/31 | 292.75 | 66.75 | 2
2030/31 | 293.25 | 66.75 | 1
2030/31 | 293.75 | 66.75 | 2
2030/31 | 294.25 | 66.75 | 3
2030/31 | 294.75 | 66.75 | 2
2030/31 | 295.25 | 66.75 | 1
2030/31 | 295.75 | 66.75 | 2
2030/31 | 296.75 | 66.75 | 4
2030/31 | 297.75 | 66.75 | 1
2030/31 | 298.25 | 66.75 | 1
2030/31 | 298.75 | 66.75 | 2
2030/31 | 299.25 | 66.75 | 1
2030/31 | 300.25 | 66.75 | 2
2030/31 | 300.75 | 66.75 | 1
2030/31 | 301.25 | 66.75 | 1
2030/31 | 302.25 | 66.75 | 1
2030/31 | 302.75 | 66.75 | 1
2030/31 | 303.25 | 66.75 | 1
2030/31 | 306.25 | 66.75 | 1
2030/31 | 306.75 | 66.75 | 1
2030/31 | 307.25 | 66.75 | 1
2030/31 | 308.25 | 66.75 | 1
2030/31 | 309.75 | 66.75 | 1
2030/31 | 310.75 | 66.75 | 1
2030/31 | 311.25 | 66.75 | 1
2030/31 | 311.75 | 66.75 | 1
2030/31 | 313.75 | 66.75 | 1
2030/31 | 314.25 | 66.75 | 1
2030/31 | 316.75 | 66.75 | 1
2030/31 | 317.25 | 66.75 | 1
2030/31 | 321.75 | 66.75 | 1
2030/31 | 323.25 | 66.75 | 1
2030/31 | 324.75 | 66.75 | 1
2030/31 | 330.75 | 66.75 | 1
2030/31 | 332.75 | 66.75 | 1
2030/31 | 333.75 | 66.75 | 1
2030/31 | 335.25 | 66.75 | 1
2030/31 | 335.75 | 66.75 | 1
2030/31 | 338.75 | 66.75 | 2
2030/31 | 343.25 | 66.75 | 1
2030/31 | 344.25 | 66.75 | 1
2030/31 | 347.25 | 66.75 | 1
2030/31 | 357.75 | 66.75 | 1
2030/31 | 362.75 | 66.75 | 1
2030/31 | 368.75 | 66.75 | 1
2030/31 | 377.25 | 66.75 | 1
2030/31 | 89.75 | 67.25 | 1
2030/31 | 91.75 | 67.25 | 1
2030/31 | 93.75 | 67.25 | 1
2030/31 | 94.25 | 67.25 | 4
2030/31 | 94.75 | 67.25 | 3
2030/31 | 95.25 | 67.25 | 2
2030/31 | 95.75 | 67.25 | 6
2030/31 | 96.25 | 67.25 | 4
2030/31 | 96.75 | 67.25 | 1
2030/31 | 97.25 | 67.25 | 7
2030/31 | 97.75 | 67.25 | 1
2030/31 | 98.25 | 67.25 | 6
2030/31 | 98.75 | 67.25 | 6
2030/31 | 99.25 | 67.25 | 6
2030/31 | 99.75 | 67.25 | 9
2030/31 | 100.25 | 67.25 | 10
2030/31 | 100.75 | 67.25 | 12
2030/31 | 101.25 | 67.25 | 5
2030/31 | 101.75 | 67.25 | 11
2030/31 | 102.25 | 67.25 | 17
2030/31 | 102.75 | 67.25 | 10
2030/31 | 103.25 | 67.25 | 18
2030/31 | 103.75 | 67.25 | 21
2030/31 | 104.25 | 67.25 | 14
2030/31 | 104.75 | 67.25 | 13
2030/31 | 105.25 | 67.25 | 24
2030/31 | 105.75 | 67.25 | 26
2030/31 | 106.25 | 67.25 | 29
2030/31 | 106.75 | 67.25 | 32
2030/31 | 107.25 | 67.25 | 23
2030/31 | 107.75 | 67.25 | 29
2030/31 | 108.25 | 67.25 | 34
2030/31 | 108.75 | 67.25 | 37
2030/31 | 109.25 | 67.25 | 30
2030/31 | 109.75 | 67.25 | 36
2030/31 | 110.25 | 67.25 | 33
2030/31 | 110.75 | 67.25 | 37
2030/31 | 111.25 | 67.25 | 35
2030/31 | 111.75 | 67.25 | 39
2030/31 | 112.25 | 67.25 | 38
2030/31 | 112.75 | 67.25 | 43
2030/31 | 113.25 | 67.25 | 45
2030/31 | 113.75 | 67.25 | 74
2030/31 | 114.25 | 67.25 | 52
2030/31 | 114.75 | 67.25 | 62
2030/31 | 115.25 | 67.25 | 53
2030/31 | 115.75 | 67.25 | 62
2030/31 | 116.25 | 67.25 | 60
2030/31 | 116.75 | 67.25 | 56
2030/31 | 117.25 | 67.25 | 81
2030/31 | 117.75 | 67.25 | 59
2030/31 | 118.25 | 67.25 | 80
2030/31 | 118.75 | 67.25 | 74
2030/31 | 119.25 | 67.25 | 71
2030/31 | 119.75 | 67.25 | 71
2030/31 | 120.25 | 67.25 | 78
2030/31 | 120.75 | 67.25 | 85
2030/31 | 121.25 | 67.25 | 96
2030/31 | 121.75 | 67.25 | 79
2030/31 | 122.25 | 67.25 | 97
2030/31 | 122.75 | 67.25 | 85
2030/31 | 123.25 | 67.25 | 106
2030/31 | 123.75 | 67.25 | 108
2030/31 | 124.25 | 67.25 | 98
2030/31 | 124.75 | 67.25 | 105
2030/31 | 125.25 | 67.25 | 91
2030/31 | 125.75 | 67.25 | 109
2030/31 | 126.25 | 67.25 | 115
2030/31 | 126.75 | 67.25 | 100
2030/31 | 127.25 | 67.25 | 126
2030/31 | 127.75 | 67.25 | 126
2030/31 | 128.25 | 67.25 | 112
2030/31 | 128.75 | 67.25 | 131
2030/31 | 129.25 | 67.25 | 130
2030/31 | 129.75 | 67.25 | 142
2030/31 | 130.25 | 67.25 | 145
2030/31 | 130.75 | 67.25 | 126
2030/31 | 131.25 | 67.25 | 142
2030/31 | 131.75 | 67.25 | 145
2030/31 | 132.25 | 67.25 | 136
2030/31 | 132.75 | 67.25 | 143
2030/31 | 133.25 | 67.25 | 155
2030/31 | 133.75 | 67.25 | 148
2030/31 | 134.25 | 67.25 | 143
2030/31 | 134.75 | 67.25 | 156
2030/31 | 135.25 | 67.25 | 137
2030/31 | 135.75 | 67.25 | 151
2030/31 | 136.25 | 67.25 | 169
2030/31 | 136.75 | 67.25 | 154
2030/31 | 137.25 | 67.25 | 172
2030/31 | 137.75 | 67.25 | 154
2030/31 | 138.25 | 67.25 | 163
2030/31 | 138.75 | 67.25 | 181
2030/31 | 139.25 | 67.25 | 138
2030/31 | 139.75 | 67.25 | 180
2030/31 | 140.25 | 67.25 | 165
2030/31 | 140.75 | 67.25 | 171
2030/31 | 141.25 | 67.25 | 178
2030/31 | 141.75 | 67.25 | 172
2030/31 | 142.25 | 67.25 | 165
2030/31 | 142.75 | 67.25 | 170
2030/31 | 143.25 | 67.25 | 192
2030/31 | 143.75 | 67.25 | 178
2030/31 | 144.25 | 67.25 | 172
2030/31 | 144.75 | 67.25 | 175
2030/31 | 145.25 | 67.25 | 154
2030/31 | 145.75 | 67.25 | 185
2030/31 | 146.25 | 67.25 | 184
2030/31 | 146.75 | 67.25 | 158
2030/31 | 147.25 | 67.25 | 169
2030/31 | 147.75 | 67.25 | 183
2030/31 | 148.25 | 67.25 | 167
2030/31 | 148.75 | 67.25 | 151
2030/31 | 149.25 | 67.25 | 162
2030/31 | 149.75 | 67.25 | 174
2030/31 | 150.25 | 67.25 | 176
2030/31 | 150.75 | 67.25 | 154
2030/31 | 151.25 | 67.25 | 166
2030/31 | 151.75 | 67.25 | 179
2030/31 | 152.25 | 67.25 | 184
2030/31 | 152.75 | 67.25 | 203
2030/31 | 153.25 | 67.25 | 180
2030/31 | 153.75 | 67.25 | 173
2030/31 | 154.25 | 67.25 | 169
2030/31 | 154.75 | 67.25 | 179
2030/31 | 155.25 | 67.25 | 157
2030/31 | 155.75 | 67.25 | 180
2030/31 | 156.25 | 67.25 | 185
2030/31 | 156.75 | 67.25 | 167
2030/31 | 157.25 | 67.25 | 167
2030/31 | 157.75 | 67.25 | 168
2030/31 | 158.25 | 67.25 | 140
2030/31 | 158.75 | 67.25 | 164
2030/31 | 159.25 | 67.25 | 169
2030/31 | 159.75 | 67.25 | 185
2030/31 | 160.25 | 67.25 | 179
2030/31 | 160.75 | 67.25 | 179
2030/31 | 161.25 | 67.25 | 173
2030/31 | 161.75 | 67.25 | 171
2030/31 | 162.25 | 67.25 | 179
2030/31 | 162.75 | 67.25 | 162
2030/31 | 163.25 | 67.25 | 170
2030/31 | 163.75 | 67.25 | 145
2030/31 | 164.25 | 67.25 | 145
2030/31 | 164.75 | 67.25 | 142
2030/31 | 165.25 | 67.25 | 150
2030/31 | 165.75 | 67.25 | 153
2030/31 | 166.25 | 67.25 | 137
2030/31 | 166.75 | 67.25 | 136
2030/31 | 167.25 | 67.25 | 140
2030/31 | 167.75 | 67.25 | 158
2030/31 | 168.25 | 67.25 | 117
2030/31 | 168.75 | 67.25 | 132
2030/31 | 169.25 | 67.25 | 160
2030/31 | 169.75 | 67.25 | 153
2030/31 | 170.25 | 67.25 | 131
2030/31 | 170.75 | 67.25 | 126
2030/31 | 171.25 | 67.25 | 122
2030/31 | 171.75 | 67.25 | 141
2030/31 | 172.25 | 67.25 | 117
2030/31 | 172.75 | 67.25 | 124
2030/31 | 173.25 | 67.25 | 151
2030/31 | 173.75 | 67.25 | 122
2030/31 | 174.25 | 67.25 | 122
2030/31 | 174.75 | 67.25 | 132
2030/31 | 175.25 | 67.25 | 138
2030/31 | 175.75 | 67.25 | 135
2030/31 | 176.25 | 67.25 | 149
2030/31 | 176.75 | 67.25 | 117
2030/31 | 177.25 | 67.25 | 122
2030/31 | 177.75 | 67.25 | 120
2030/31 | 178.25 | 67.25 | 131
2030/31 | 178.75 | 67.25 | 112
2030/31 | 179.25 | 67.25 | 131
2030/31 | 179.75 | 67.25 | 128
2030/31 | 180.25 | 67.25 | 90
2030/31 | 180.75 | 67.25 | 119
2030/31 | 181.25 | 67.25 | 111
2030/31 | 181.75 | 67.25 | 121
2030/31 | 182.25 | 67.25 | 118
2030/31 | 182.75 | 67.25 | 126
2030/31 | 183.25 | 67.25 | 104
2030/31 | 183.75 | 67.25 | 117
2030/31 | 184.25 | 67.25 | 121
2030/31 | 184.75 | 67.25 | 113
2030/31 | 185.25 | 67.25 | 131
2030/31 | 185.75 | 67.25 | 117
2030/31 | 186.25 | 67.25 | 121
2030/31 | 186.75 | 67.25 | 112
2030/31 | 187.25 | 67.25 | 117
2030/31 | 187.75 | 67.25 | 114
2030/31 | 188.25 | 67.25 | 108
2030/31 | 188.75 | 67.25 | 114
2030/31 | 189.25 | 67.25 | 92
2030/31 | 189.75 | 67.25 | 117
2030/31 | 190.25 | 67.25 | 122
2030/31 | 190.75 | 67.25 | 103
2030/31 | 191.25 | 67.25 | 103
2030/31 | 191.75 | 67.25 | 100
2030/31 | 192.25 | 67.25 | 122
2030/31 | 192.75 | 67.25 | 108
2030/31 | 193.25 | 67.25 | 86
2030/31 | 193.75 | 67.25 | 96
2030/31 | 194.25 | 67.25 | 78
2030/31 | 194.75 | 67.25 | 89
2030/31 | 195.25 | 67.25 | 100
2030/31 | 195.75 | 67.25 | 99
2030/31 | 196.25 | 67.25 | 87
2030/31 | 196.75 | 67.25 | 80
2030/31 | 197.25 | 67.25 | 70
2030/31 | 197.75 | 67.25 | 83
2030/31 | 198.25 | 67.25 | 82
2030/31 | 198.75 | 67.25 | 73
2030/31 | 199.25 | 67.25 | 84
2030/31 | 199.75 | 67.25 | 97
2030/31 | 200.25 | 67.25 | 77
2030/31 | 200.75 | 67.25 | 70
2030/31 | 201.25 | 67.25 | 65
2030/31 | 201.75 | 67.25 | 80
2030/31 | 202.25 | 67.25 | 85
2030/31 | 202.75 | 67.25 | 75
2030/31 | 203.25 | 67.25 | 59
2030/31 | 203.75 | 67.25 | 70
2030/31 | 204.25 | 67.25 | 61
2030/31 | 204.75 | 67.25 | 71
2030/31 | 205.25 | 67.25 | 56
2030/31 | 205.75 | 67.25 | 69
2030/31 | 206.25 | 67.25 | 68
2030/31 | 206.75 | 67.25 | 70
2030/31 | 207.25 | 67.25 | 60
2030/31 | 207.75 | 67.25 | 74
2030/31 | 208.25 | 67.25 | 69
2030/31 | 208.75 | 67.25 | 68
2030/31 | 209.25 | 67.25 | 61
2030/31 | 209.75 | 67.25 | 72
2030/31 | 210.25 | 67.25 | 58
2030/31 | 210.75 | 67.25 | 51
2030/31 | 211.25 | 67.25 | 71
2030/31 | 211.75 | 67.25 | 68
2030/31 | 212.25 | 67.25 | 62
2030/31 | 212.75 | 67.25 | 65
2030/31 | 213.25 | 67.25 | 67
2030/31 | 213.75 | 67.25 | 49
2030/31 | 214.25 | 67.25 | 48
2030/31 | 214.75 | 67.25 | 65
2030/31 | 215.25 | 67.25 | 47
2030/31 | 215.75 | 67.25 | 50
2030/31 | 216.25 | 67.25 | 51
2030/31 | 216.75 | 67.25 | 63
2030/31 | 217.25 | 67.25 | 47
2030/31 | 217.75 | 67.25 | 48
2030/31 | 218.25 | 67.25 | 52
2030/31 | 218.75 | 67.25 | 48
2030/31 | 219.25 | 67.25 | 41
2030/31 | 219.75 | 67.25 | 47
2030/31 | 220.25 | 67.25 | 39
2030/31 | 220.75 | 67.25 | 46
2030/31 | 221.25 | 67.25 | 44
2030/31 | 221.75 | 67.25 | 36
2030/31 | 222.25 | 67.25 | 43
2030/31 | 222.75 | 67.25 | 46
2030/31 | 223.25 | 67.25 | 41
2030/31 | 223.75 | 67.25 | 43
2030/31 | 224.25 | 67.25 | 43
2030/31 | 224.75 | 67.25 | 47
2030/31 | 225.25 | 67.25 | 41
2030/31 | 225.75 | 67.25 | 25
2030/31 | 226.25 | 67.25 | 34
2030/31 | 226.75 | 67.25 | 34
2030/31 | 227.25 | 67.25 | 44
2030/31 | 227.75 | 67.25 | 43
2030/31 | 228.25 | 67.25 | 45
2030/31 | 228.75 | 67.25 | 43
2030/31 | 229.25 | 67.25 | 29
2030/31 | 229.75 | 67.25 | 27
2030/31 | 230.25 | 67.25 | 21
2030/31 | 230.75 | 67.25 | 41
2030/31 | 231.25 | 67.25 | 43
2030/31 | 231.75 | 67.25 | 29
2030/31 | 232.25 | 67.25 | 38
2030/31 | 232.75 | 67.25 | 35
2030/31 | 233.25 | 67.25 | 30
2030/31 | 233.75 | 67.25 | 32
2030/31 | 234.25 | 67.25 | 44
2030/31 | 234.75 | 67.25 | 21
2030/31 | 235.25 | 67.25 | 33
2030/31 | 235.75 | 67.25 | 33
2030/31 | 236.25 | 67.25 | 34
2030/31 | 236.75 | 67.25 | 36
2030/31 | 237.25 | 67.25 | 16
2030/31 | 237.75 | 67.25 | 26
2030/31 | 238.25 | 67.25 | 29
2030/31 | 238.75 | 67.25 | 27
2030/31 | 239.25 | 67.25 | 18
2030/31 | 239.75 | 67.25 | 26
2030/31 | 240.25 | 67.25 | 30
2030/31 | 240.75 | 67.25 | 20
2030/31 | 241.25 | 67.25 | 18
2030/31 | 241.75 | 67.25 | 22
2030/31 | 242.25 | 67.25 | 18
2030/31 | 242.75 | 67.25 | 22
2030/31 | 243.25 | 67.25 | 20
2030/31 | 243.75 | 67.25 | 24
2030/31 | 244.25 | 67.25 | 16
2030/31 | 244.75 | 67.25 | 12
2030/31 | 245.25 | 67.25 | 18
2030/31 | 245.75 | 67.25 | 17
2030/31 | 246.25 | 67.25 | 24
2030/31 | 246.75 | 67.25 | 16
2030/31 | 247.25 | 67.25 | 13
2030/31 | 247.75 | 67.25 | 16
2030/31 | 248.25 | 67.25 | 16
2030/31 | 248.75 | 67.25 | 11
2030/31 | 249.25 | 67.25 | 13
2030/31 | 249.75 | 67.25 | 12
2030/31 | 250.25 | 67.25 | 11
2030/31 | 250.75 | 67.25 | 7
2030/31 | 251.25 | 67.25 | 12
2030/31 | 251.75 | 67.25 | 19
2030/31 | 252.25 | 67.25 | 11
2030/31 | 252.75 | 67.25 | 14
2030/31 | 253.25 | 67.25 | 13
2030/31 | 253.75 | 67.25 | 12
2030/31 | 254.25 | 67.25 | 12
2030/31 | 254.75 | 67.25 | 16
2030/31 | 255.25 | 67.25 | 13
2030/31 | 255.75 | 67.25 | 14
2030/31 | 256.25 | 67.25 | 15
2030/31 | 256.75 | 67.25 | 6
2030/31 | 257.25 | 67.25 | 13
2030/31 | 257.75 | 67.25 | 13
2030/31 | 258.25 | 67.25 | 8
2030/31 | 258.75 | 67.25 | 6
2030/31 | 259.25 | 67.25 | 5
2030/31 | 259.75 | 67.25 | 6
2030/31 | 260.25 | 67.25 | 10
2030/31 | 260.75 | 67.25 | 10
2030/31 | 261.25 | 67.25 | 5
2030/31 | 261.75 | 67.25 | 11
2030/31 | 262.25 | 67.25 | 6
2030/31 | 262.75 | 67.25 | 8
2030/31 | 263.25 | 67.25 | 11
2030/31 | 263.75 | 67.25 | 10
2030/31 | 264.25 | 67.25 | 5
2030/31 | 264.75 | 67.25 | 9
2030/31 | 265.25 | 67.25 | 11
2030/31 | 265.75 | 67.25 | 6
2030/31 | 266.25 | 67.25 | 7
2030/31 | 266.75 | 67.25 | 4
2030/31 | 267.25 | 67.25 | 6
2030/31 | 267.75 | 67.25 | 7
2030/31 | 268.25 | 67.25 | 11
2030/31 | 268.75 | 67.25 | 5
2030/31 | 269.25 | 67.25 | 9
2030/31 | 269.75 | 67.25 | 4
2030/31 | 270.25 | 67.25 | 2
2030/31 | 270.75 | 67.25 | 5
2030/31 | 271.25 | 67.25 | 6
2030/31 | 271.75 | 67.25 | 2
2030/31 | 272.25 | 67.25 | 12
2030/31 | 272.75 | 67.25 | 10
2030/31 | 273.25 | 67.25 | 3
2030/31 | 273.75 | 67.25 | 5
2030/31 | 274.25 | 67.25 | 4
2030/31 | 274.75 | 67.25 | 2
2030/31 | 275.25 | 67.25 | 5
2030/31 | 275.75 | 67.25 | 3
2030/31 | 276.25 | 67.25 | 8
2030/31 | 276.75 | 67.25 | 4
2030/31 | 277.75 | 67.25 | 9
2030/31 | 278.25 | 67.25 | 6
2030/31 | 278.75 | 67.25 | 5
2030/31 | 279.25 | 67.25 | 4
2030/31 | 279.75 | 67.25 | 3
2030/31 | 280.25 | 67.25 | 2
2030/31 | 280.75 | 67.25 | 5
2030/31 | 281.25 | 67.25 | 5
2030/31 | 281.75 | 67.25 | 2
2030/31 | 282.25 | 67.25 | 3
2030/31 | 282.75 | 67.25 | 4
2030/31 | 283.25 | 67.25 | 3
2030/31 | 283.75 | 67.25 | 3
2030/31 | 285.25 | 67.25 | 4
2030/31 | 285.75 | 67.25 | 1
2030/31 | 286.25 | 67.25 | 3
2030/31 | 286.75 | 67.25 | 2
2030/31 | 287.25 | 67.25 | 4
2030/31 | 287.75 | 67.25 | 3
2030/31 | 288.75 | 67.25 | 5
2030/31 | 289.25 | 67.25 | 2
2030/31 | 290.25 | 67.25 | 2
2030/31 | 290.75 | 67.25 | 4
2030/31 | 291.25 | 67.25 | 1
2030/31 | 291.75 | 67.25 | 1
2030/31 | 292.75 | 67.25 | 2
2030/31 | 293.25 | 67.25 | 1
2030/31 | 295.75 | 67.25 | 2
2030/31 | 296.25 | 67.25 | 2
2030/31 | 296.75 | 67.25 | 1
2030/31 | 297.75 | 67.25 | 4
2030/31 | 298.25 | 67.25 | 1
2030/31 | 299.25 | 67.25 | 3
2030/31 | 301.75 | 67.25 | 2
2030/31 | 302.25 | 67.25 | 2
2030/31 | 303.25 | 67.25 | 1
2030/31 | 303.75 | 67.25 | 1
2030/31 | 304.25 | 67.25 | 1
2030/31 | 308.25 | 67.25 | 1
2030/31 | 308.75 | 67.25 | 1
2030/31 | 311.75 | 67.25 | 1
2030/31 | 313.75 | 67.25 | 1
2030/31 | 314.25 | 67.25 | 3
2030/31 | 315.25 | 67.25 | 1
2030/31 | 315.75 | 67.25 | 1
2030/31 | 317.75 | 67.25 | 2
2030/31 | 318.75 | 67.25 | 2
2030/31 | 319.75 | 67.25 | 1
2030/31 | 320.75 | 67.25 | 2
2030/31 | 321.25 | 67.25 | 1
2030/31 | 323.25 | 67.25 | 1
2030/31 | 323.75 | 67.25 | 1
2030/31 | 325.25 | 67.25 | 1
2030/31 | 326.75 | 67.25 | 1
2030/31 | 331.25 | 67.25 | 1
2030/31 | 334.25 | 67.25 | 1
2030/31 | 338.25 | 67.25 | 1
2030/31 | 339.75 | 67.25 | 1
2030/31 | 340.75 | 67.25 | 1
2030/31 | 88.75 | 67.75 | 1
2030/31 | 90.25 | 67.75 | 1
2030/31 | 91.25 | 67.75 | 1
2030/31 | 91.75 | 67.75 | 1
2030/31 | 92.25 | 67.75 | 1
2030/31 | 92.75 | 67.75 | 1
2030/31 | 93.25 | 67.75 | 2
2030/31 | 93.75 | 67.75 | 1
2030/31 | 94.25 | 67.75 | 3
2030/31 | 94.75 | 67.75 | 3
2030/31 | 95.25 | 67.75 | 1
2030/31 | 95.75 | 67.75 | 3
2030/31 | 96.25 | 67.75 | 1
2030/31 | 96.75 | 67.75 | 2
2030/31 | 97.25 | 67.75 | 4
2030/31 | 97.75 | 67.75 | 7
2030/31 | 98.25 | 67.75 | 3
2030/31 | 98.75 | 67.75 | 7
2030/31 | 99.25 | 67.75 | 6
2030/31 | 99.75 | 67.75 | 3
2030/31 | 100.25 | 67.75 | 6
2030/31 | 100.75 | 67.75 | 13
2030/31 | 101.25 | 67.75 | 10
2030/31 | 101.75 | 67.75 | 12
2030/31 | 102.25 | 67.75 | 13
2030/31 | 102.75 | 67.75 | 13
2030/31 | 103.25 | 67.75 | 12
2030/31 | 103.75 | 67.75 | 12
2030/31 | 104.25 | 67.75 | 17
2030/31 | 104.75 | 67.75 | 13
2030/31 | 105.25 | 67.75 | 10
2030/31 | 105.75 | 67.75 | 15
2030/31 | 106.25 | 67.75 | 19
2030/31 | 106.75 | 67.75 | 32
2030/31 | 107.25 | 67.75 | 33
2030/31 | 107.75 | 67.75 | 24
2030/31 | 108.25 | 67.75 | 39
2030/31 | 108.75 | 67.75 | 37
2030/31 | 109.25 | 67.75 | 37
2030/31 | 109.75 | 67.75 | 30
2030/31 | 110.25 | 67.75 | 33
2030/31 | 110.75 | 67.75 | 29
2030/31 | 111.25 | 67.75 | 30
2030/31 | 111.75 | 67.75 | 34
2030/31 | 112.25 | 67.75 | 53
2030/31 | 112.75 | 67.75 | 56
2030/31 | 113.25 | 67.75 | 37
2030/31 | 113.75 | 67.75 | 54
2030/31 | 114.25 | 67.75 | 47
2030/31 | 114.75 | 67.75 | 52
2030/31 | 115.25 | 67.75 | 55
2030/31 | 115.75 | 67.75 | 56
2030/31 | 116.25 | 67.75 | 52
2030/31 | 116.75 | 67.75 | 66
2030/31 | 117.25 | 67.75 | 62
2030/31 | 117.75 | 67.75 | 48
2030/31 | 118.25 | 67.75 | 69
2030/31 | 118.75 | 67.75 | 66
2030/31 | 119.25 | 67.75 | 86
2030/31 | 119.75 | 67.75 | 65
2030/31 | 120.25 | 67.75 | 77
2030/31 | 120.75 | 67.75 | 96
2030/31 | 121.25 | 67.75 | 82
2030/31 | 121.75 | 67.75 | 75
2030/31 | 122.25 | 67.75 | 95
2030/31 | 122.75 | 67.75 | 91
2030/31 | 123.25 | 67.75 | 70
2030/31 | 123.75 | 67.75 | 101
2030/31 | 124.25 | 67.75 | 80
2030/31 | 124.75 | 67.75 | 89
2030/31 | 125.25 | 67.75 | 90
2030/31 | 125.75 | 67.75 | 106
2030/31 | 126.25 | 67.75 | 103
2030/31 | 126.75 | 67.75 | 124
2030/31 | 127.25 | 67.75 | 123
2030/31 | 127.75 | 67.75 | 110
2030/31 | 128.25 | 67.75 | 126
2030/31 | 128.75 | 67.75 | 128
2030/31 | 129.25 | 67.75 | 106
2030/31 | 129.75 | 67.75 | 135
2030/31 | 130.25 | 67.75 | 111
2030/31 | 130.75 | 67.75 | 130
2030/31 | 131.25 | 67.75 | 124
2030/31 | 131.75 | 67.75 | 146
2030/31 | 132.25 | 67.75 | 131
2030/31 | 132.75 | 67.75 | 136
2030/31 | 133.25 | 67.75 | 138
2030/31 | 133.75 | 67.75 | 137
2030/31 | 134.25 | 67.75 | 121
2030/31 | 134.75 | 67.75 | 133
2030/31 | 135.25 | 67.75 | 130
2030/31 | 135.75 | 67.75 | 148
2030/31 | 136.25 | 67.75 | 137
2030/31 | 136.75 | 67.75 | 140
2030/31 | 137.25 | 67.75 | 162
2030/31 | 137.75 | 67.75 | 158
2030/31 | 138.25 | 67.75 | 150
2030/31 | 138.75 | 67.75 | 167
2030/31 | 139.25 | 67.75 | 181
2030/31 | 139.75 | 67.75 | 153
2030/31 | 140.25 | 67.75 | 164
2030/31 | 140.75 | 67.75 | 153
2030/31 | 141.25 | 67.75 | 173
2030/31 | 141.75 | 67.75 | 168
2030/31 | 142.25 | 67.75 | 175
2030/31 | 142.75 | 67.75 | 172
2030/31 | 143.25 | 67.75 | 176
2030/31 | 143.75 | 67.75 | 176
2030/31 | 144.25 | 67.75 | 159
2030/31 | 144.75 | 67.75 | 166
2030/31 | 145.25 | 67.75 | 185
2030/31 | 145.75 | 67.75 | 166
2030/31 | 146.25 | 67.75 | 156
2030/31 | 146.75 | 67.75 | 164
2030/31 | 147.25 | 67.75 | 164
2030/31 | 147.75 | 67.75 | 161
2030/31 | 148.25 | 67.75 | 167
2030/31 | 148.75 | 67.75 | 163
2030/31 | 149.25 | 67.75 | 197
2030/31 | 149.75 | 67.75 | 199
2030/31 | 150.25 | 67.75 | 144
2030/31 | 150.75 | 67.75 | 174
2030/31 | 151.25 | 67.75 | 191
2030/31 | 151.75 | 67.75 | 171
2030/31 | 152.25 | 67.75 | 159
2030/31 | 152.75 | 67.75 | 190
2030/31 | 153.25 | 67.75 | 168
2030/31 | 153.75 | 67.75 | 203
2030/31 | 154.25 | 67.75 | 185
2030/31 | 154.75 | 67.75 | 170
2030/31 | 155.25 | 67.75 | 156
2030/31 | 155.75 | 67.75 | 168
2030/31 | 156.25 | 67.75 | 171
2030/31 | 156.75 | 67.75 | 190
2030/31 | 157.25 | 67.75 | 169
2030/31 | 157.75 | 67.75 | 171
2030/31 | 158.25 | 67.75 | 168
2030/31 | 158.75 | 67.75 | 177
2030/31 | 159.25 | 67.75 | 147
2030/31 | 159.75 | 67.75 | 174
2030/31 | 160.25 | 67.75 | 188
2030/31 | 160.75 | 67.75 | 176
2030/31 | 161.25 | 67.75 | 153
2030/31 | 161.75 | 67.75 | 167
2030/31 | 162.25 | 67.75 | 154
2030/31 | 162.75 | 67.75 | 144
2030/31 | 163.25 | 67.75 | 164
2030/31 | 163.75 | 67.75 | 141
2030/31 | 164.25 | 67.75 | 178
2030/31 | 164.75 | 67.75 | 143
2030/31 | 165.25 | 67.75 | 144
2030/31 | 165.75 | 67.75 | 149
2030/31 | 166.25 | 67.75 | 161
2030/31 | 166.75 | 67.75 | 168
2030/31 | 167.25 | 67.75 | 159
2030/31 | 167.75 | 67.75 | 130
2030/31 | 168.25 | 67.75 | 139
2030/31 | 168.75 | 67.75 | 146
2030/31 | 169.25 | 67.75 | 159
2030/31 | 169.75 | 67.75 | 139
2030/31 | 170.25 | 67.75 | 105
2030/31 | 170.75 | 67.75 | 145
2030/31 | 171.25 | 67.75 | 117
2030/31 | 171.75 | 67.75 | 143
2030/31 | 172.25 | 67.75 | 133
2030/31 | 172.75 | 67.75 | 151
2030/31 | 173.25 | 67.75 | 136
2030/31 | 173.75 | 67.75 | 143
2030/31 | 174.25 | 67.75 | 143
2030/31 | 174.75 | 67.75 | 145
2030/31 | 175.25 | 67.75 | 127
2030/31 | 175.75 | 67.75 | 153
2030/31 | 176.25 | 67.75 | 133
2030/31 | 176.75 | 67.75 | 129
2030/31 | 177.25 | 67.75 | 144
2030/31 | 177.75 | 67.75 | 143
2030/31 | 178.25 | 67.75 | 125
2030/31 | 178.75 | 67.75 | 112
2030/31 | 179.25 | 67.75 | 136
2030/31 | 179.75 | 67.75 | 125
2030/31 | 180.25 | 67.75 | 141
2030/31 | 180.75 | 67.75 | 125
2030/31 | 181.25 | 67.75 | 128
2030/31 | 181.75 | 67.75 | 119
2030/31 | 182.25 | 67.75 | 133
2030/31 | 182.75 | 67.75 | 101
2030/31 | 183.25 | 67.75 | 114
2030/31 | 183.75 | 67.75 | 118
2030/31 | 184.25 | 67.75 | 115
2030/31 | 184.75 | 67.75 | 100
2030/31 | 185.25 | 67.75 | 107
2030/31 | 185.75 | 67.75 | 94
2030/31 | 186.25 | 67.75 | 112
2030/31 | 186.75 | 67.75 | 121
2030/31 | 187.25 | 67.75 | 100
2030/31 | 187.75 | 67.75 | 91
2030/31 | 188.25 | 67.75 | 102
2030/31 | 188.75 | 67.75 | 100
2030/31 | 189.25 | 67.75 | 95
2030/31 | 189.75 | 67.75 | 107
2030/31 | 190.25 | 67.75 | 114
2030/31 | 190.75 | 67.75 | 96
2030/31 | 191.25 | 67.75 | 82
2030/31 | 191.75 | 67.75 | 89
2030/31 | 192.25 | 67.75 | 107
2030/31 | 192.75 | 67.75 | 92
2030/31 | 193.25 | 67.75 | 102
2030/31 | 193.75 | 67.75 | 93
2030/31 | 194.25 | 67.75 | 84
2030/31 | 194.75 | 67.75 | 106
2030/31 | 195.25 | 67.75 | 89
2030/31 | 195.75 | 67.75 | 97
2030/31 | 196.25 | 67.75 | 101
2030/31 | 196.75 | 67.75 | 98
2030/31 | 197.25 | 67.75 | 92
2030/31 | 197.75 | 67.75 | 74
2030/31 | 198.25 | 67.75 | 80
2030/31 | 198.75 | 67.75 | 82
2030/31 | 199.25 | 67.75 | 81
2030/31 | 199.75 | 67.75 | 69
2030/31 | 200.25 | 67.75 | 83
2030/31 | 200.75 | 67.75 | 69
2030/31 | 201.25 | 67.75 | 70
2030/31 | 201.75 | 67.75 | 77
2030/31 | 202.25 | 67.75 | 91
2030/31 | 202.75 | 67.75 | 100
2030/31 | 203.25 | 67.75 | 68
2030/31 | 203.75 | 67.75 | 76
2030/31 | 204.25 | 67.75 | 89
2030/31 | 204.75 | 67.75 | 77
2030/31 | 205.25 | 67.75 | 69
2030/31 | 205.75 | 67.75 | 79
2030/31 | 206.25 | 67.75 | 68
2030/31 | 206.75 | 67.75 | 59
2030/31 | 207.25 | 67.75 | 58
2030/31 | 207.75 | 67.75 | 72
2030/31 | 208.25 | 67.75 | 77
2030/31 | 208.75 | 67.75 | 74
2030/31 | 209.25 | 67.75 | 58
2030/31 | 209.75 | 67.75 | 90
2030/31 | 210.25 | 67.75 | 83
2030/31 | 210.75 | 67.75 | 74
2030/31 | 211.25 | 67.75 | 68
2030/31 | 211.75 | 67.75 | 58
2030/31 | 212.25 | 67.75 | 63
2030/31 | 212.75 | 67.75 | 58
2030/31 | 213.25 | 67.75 | 73
2030/31 | 213.75 | 67.75 | 69
2030/31 | 214.25 | 67.75 | 62
2030/31 | 214.75 | 67.75 | 57
2030/31 | 215.25 | 67.75 | 41
2030/31 | 215.75 | 67.75 | 55
2030/31 | 216.25 | 67.75 | 68
2030/31 | 216.75 | 67.75 | 50
2030/31 | 217.25 | 67.75 | 45
2030/31 | 217.75 | 67.75 | 65
2030/31 | 218.25 | 67.75 | 52
2030/31 | 218.75 | 67.75 | 43
2030/31 | 219.25 | 67.75 | 48
2030/31 | 219.75 | 67.75 | 52
2030/31 | 220.25 | 67.75 | 49
2030/31 | 220.75 | 67.75 | 62
2030/31 | 221.25 | 67.75 | 44
2030/31 | 221.75 | 67.75 | 43
2030/31 | 222.25 | 67.75 | 45
2030/31 | 222.75 | 67.75 | 37
2030/31 | 223.25 | 67.75 | 54
2030/31 | 223.75 | 67.75 | 43
2030/31 | 224.25 | 67.75 | 45
2030/31 | 224.75 | 67.75 | 34
2030/31 | 225.25 | 67.75 | 43
2030/31 | 225.75 | 67.75 | 37
2030/31 | 226.25 | 67.75 | 48
2030/31 | 226.75 | 67.75 | 44
2030/31 | 227.25 | 67.75 | 46
2030/31 | 227.75 | 67.75 | 35
2030/31 | 228.25 | 67.75 | 23
2030/31 | 228.75 | 67.75 | 37
2030/31 | 229.25 | 67.75 | 37
2030/31 | 229.75 | 67.75 | 38
2030/31 | 230.25 | 67.75 | 35
2030/31 | 230.75 | 67.75 | 35
2030/31 | 231.25 | 67.75 | 40
2030/31 | 231.75 | 67.75 | 38
2030/31 | 232.25 | 67.75 | 43
2030/31 | 232.75 | 67.75 | 33
2030/31 | 233.25 | 67.75 | 28
2030/31 | 233.75 | 67.75 | 40
2030/31 | 234.25 | 67.75 | 26
2030/31 | 234.75 | 67.75 | 27
2030/31 | 235.25 | 67.75 | 25
2030/31 | 235.75 | 67.75 | 37
2030/31 | 236.25 | 67.75 | 25
2030/31 | 236.75 | 67.75 | 23
2030/31 | 237.25 | 67.75 | 26
2030/31 | 237.75 | 67.75 | 26
2030/31 | 238.25 | 67.75 | 19
2030/31 | 238.75 | 67.75 | 35
2030/31 | 239.25 | 67.75 | 25
2030/31 | 239.75 | 67.75 | 22
2030/31 | 240.25 | 67.75 | 27
2030/31 | 240.75 | 67.75 | 26
2030/31 | 241.25 | 67.75 | 23
2030/31 | 241.75 | 67.75 | 13
2030/31 | 242.25 | 67.75 | 19
2030/31 | 242.75 | 67.75 | 28
2030/31 | 243.25 | 67.75 | 18
2030/31 | 243.75 | 67.75 | 19
2030/31 | 244.25 | 67.75 | 19
2030/31 | 244.75 | 67.75 | 12
2030/31 | 245.25 | 67.75 | 9
2030/31 | 245.75 | 67.75 | 17
2030/31 | 246.25 | 67.75 | 21
2030/31 | 246.75 | 67.75 | 16
2030/31 | 247.25 | 67.75 | 17
2030/31 | 247.75 | 67.75 | 13
2030/31 | 248.25 | 67.75 | 19
2030/31 | 248.75 | 67.75 | 13
2030/31 | 249.25 | 67.75 | 14
2030/31 | 249.75 | 67.75 | 16
2030/31 | 250.25 | 67.75 | 7
2030/31 | 250.75 | 67.75 | 15
2030/31 | 251.25 | 67.75 | 19
2030/31 | 251.75 | 67.75 | 13
2030/31 | 252.25 | 67.75 | 6
2030/31 | 252.75 | 67.75 | 15
2030/31 | 253.25 | 67.75 | 15
2030/31 | 253.75 | 67.75 | 13
2030/31 | 254.25 | 67.75 | 8
2030/31 | 254.75 | 67.75 | 14
2030/31 | 255.25 | 67.75 | 10
2030/31 | 255.75 | 67.75 | 16
2030/31 | 256.25 | 67.75 | 12
2030/31 | 256.75 | 67.75 | 7
2030/31 | 257.25 | 67.75 | 12
2030/31 | 257.75 | 67.75 | 7
2030/31 | 258.25 | 67.75 | 9
2030/31 | 258.75 | 67.75 | 9
2030/31 | 259.25 | 67.75 | 15
2030/31 | 259.75 | 67.75 | 10
2030/31 | 260.25 | 67.75 | 12
2030/31 | 260.75 | 67.75 | 10
2030/31 | 261.25 | 67.75 | 8
2030/31 | 261.75 | 67.75 | 6
2030/31 | 262.25 | 67.75 | 12
2030/31 | 262.75 | 67.75 | 6
2030/31 | 263.25 | 67.75 | 4
2030/31 | 263.75 | 67.75 | 8
2030/31 | 264.25 | 67.75 | 8
2030/31 | 264.75 | 67.75 | 9
2030/31 | 265.25 | 67.75 | 7
2030/31 | 265.75 | 67.75 | 10
2030/31 | 266.25 | 67.75 | 9
2030/31 | 266.75 | 67.75 | 3
2030/31 | 267.25 | 67.75 | 7
2030/31 | 267.75 | 67.75 | 2
2030/31 | 268.25 | 67.75 | 10
2030/31 | 268.75 | 67.75 | 4
2030/31 | 269.25 | 67.75 | 5
2030/31 | 269.75 | 67.75 | 3
2030/31 | 270.25 | 67.75 | 5
2030/31 | 270.75 | 67.75 | 5
2030/31 | 271.25 | 67.75 | 5
2030/31 | 271.75 | 67.75 | 4
2030/31 | 272.25 | 67.75 | 4
2030/31 | 272.75 | 67.75 | 3
2030/31 | 273.25 | 67.75 | 3
2030/31 | 273.75 | 67.75 | 9
2030/31 | 274.25 | 67.75 | 3
2030/31 | 274.75 | 67.75 | 2
2030/31 | 275.25 | 67.75 | 5
2030/31 | 275.75 | 67.75 | 6
2030/31 | 276.25 | 67.75 | 4
2030/31 | 276.75 | 67.75 | 4
2030/31 | 277.25 | 67.75 | 6
2030/31 | 277.75 | 67.75 | 3
2030/31 | 278.25 | 67.75 | 4
2030/31 | 278.75 | 67.75 | 8
2030/31 | 279.25 | 67.75 | 2
2030/31 | 279.75 | 67.75 | 1
2030/31 | 280.25 | 67.75 | 1
2030/31 | 280.75 | 67.75 | 5
2030/31 | 281.25 | 67.75 | 3
2030/31 | 281.75 | 67.75 | 1
2030/31 | 282.25 | 67.75 | 6
2030/31 | 282.75 | 67.75 | 3
2030/31 | 283.25 | 67.75 | 2
2030/31 | 283.75 | 67.75 | 2
2030/31 | 284.25 | 67.75 | 1
2030/31 | 284.75 | 67.75 | 1
2030/31 | 285.25 | 67.75 | 1
2030/31 | 286.25 | 67.75 | 1
2030/31 | 286.75 | 67.75 | 2
2030/31 | 287.25 | 67.75 | 4
2030/31 | 287.75 | 67.75 | 5
2030/31 | 288.25 | 67.75 | 1
2030/31 | 288.75 | 67.75 | 1
2030/31 | 289.25 | 67.75 | 1
2030/31 | 289.75 | 67.75 | 2
2030/31 | 290.25 | 67.75 | 1
2030/31 | 290.75 | 67.75 | 1
2030/31 | 291.25 | 67.75 | 3
2030/31 | 291.75 | 67.75 | 5
2030/31 | 292.25 | 67.75 | 2
2030/31 | 292.75 | 67.75 | 1
2030/31 | 293.25 | 67.75 | 2
2030/31 | 293.75 | 67.75 | 1
2030/31 | 294.75 | 67.75 | 2
2030/31 | 296.25 | 67.75 | 1
2030/31 | 297.75 | 67.75 | 1
2030/31 | 298.25 | 67.75 | 2
2030/31 | 299.25 | 67.75 | 2
2030/31 | 299.75 | 67.75 | 2
2030/31 | 300.25 | 67.75 | 1
2030/31 | 300.75 | 67.75 | 1
2030/31 | 301.25 | 67.75 | 1
2030/31 | 302.25 | 67.75 | 1
2030/31 | 302.75 | 67.75 | 1
2030/31 | 303.25 | 67.75 | 1
2030/31 | 303.75 | 67.75 | 1
2030/31 | 304.25 | 67.75 | 1
2030/31 | 304.75 | 67.75 | 1
2030/31 | 305.25 | 67.75 | 2
2030/31 | 309.25 | 67.75 | 2
2030/31 | 309.75 | 67.75 | 1
2030/31 | 310.25 | 67.75 | 2
2030/31 | 311.25 | 67.75 | 1
2030/31 | 311.75 | 67.75 | 2
2030/31 | 313.75 | 67.75 | 1
2030/31 | 315.75 | 67.75 | 2
2030/31 | 318.75 | 67.75 | 1
2030/31 | 320.25 | 67.75 | 1
2030/31 | 320.75 | 67.75 | 1
2030/31 | 323.25 | 67.75 | 1
2030/31 | 325.75 | 67.75 | 2
2030/31 | 328.25 | 67.75 | 2
2030/31 | 330.25 | 67.75 | 1
2030/31 | 330.75 | 67.75 | 1
2030/31 | 336.25 | 67.75 | 1
2030/31 | 337.75 | 67.75 | 1
2030/31 | 340.75 | 67.75 | 1
2030/31 | 342.75 | 67.75 | 1
2030/31 | 349.25 | 67.75 | 1
2030/31 | 349.75 | 67.75 | 1
2030/31 | 358.25 | 67.75 | 1
2030/31 | 86.25 | 68.25 | 1
2030/31 | 89.25 | 68.25 | 1
2030/31 | 90.75 | 68.25 | 1
2030/31 | 92.75 | 68.25 | 3
2030/31 | 93.75 | 68.25 | 2
2030/31 | 94.25 | 68.25 | 3
2030/31 | 94.75 | 68.25 | 2
2030/31 | 95.25 | 68.25 | 1
2030/31 | 95.75 | 68.25 | 1
2030/31 | 96.25 | 68.25 | 2
2030/31 | 96.75 | 68.25 | 2
2030/31 | 97.25 | 68.25 | 4
2030/31 | 97.75 | 68.25 | 3
2030/31 | 98.25 | 68.25 | 8
2030/31 | 98.75 | 68.25 | 7
2030/31 | 99.25 | 68.25 | 4
2030/31 | 99.75 | 68.25 | 4
2030/31 | 100.25 | 68.25 | 8
2030/31 | 100.75 | 68.25 | 7
2030/31 | 101.25 | 68.25 | 9
2030/31 | 101.75 | 68.25 | 6
2030/31 | 102.25 | 68.25 | 8
2030/31 | 102.75 | 68.25 | 10
2030/31 | 103.25 | 68.25 | 6
2030/31 | 103.75 | 68.25 | 9
2030/31 | 104.25 | 68.25 | 7
2030/31 | 104.75 | 68.25 | 16
2030/31 | 105.25 | 68.25 | 21
2030/31 | 105.75 | 68.25 | 18
2030/31 | 106.25 | 68.25 | 17
2030/31 | 106.75 | 68.25 | 17
2030/31 | 107.25 | 68.25 | 11
2030/31 | 107.75 | 68.25 | 21
2030/31 | 108.25 | 68.25 | 21
2030/31 | 108.75 | 68.25 | 24
2030/31 | 109.25 | 68.25 | 29
2030/31 | 109.75 | 68.25 | 22
2030/31 | 110.25 | 68.25 | 18
2030/31 | 110.75 | 68.25 | 31
2030/31 | 111.25 | 68.25 | 32
2030/31 | 111.75 | 68.25 | 33
2030/31 | 112.25 | 68.25 | 32
2030/31 | 112.75 | 68.25 | 29
2030/31 | 113.25 | 68.25 | 39
2030/31 | 113.75 | 68.25 | 52
2030/31 | 114.25 | 68.25 | 42
2030/31 | 114.75 | 68.25 | 53
2030/31 | 115.25 | 68.25 | 49
2030/31 | 115.75 | 68.25 | 43
2030/31 | 116.25 | 68.25 | 47
2030/31 | 116.75 | 68.25 | 40
2030/31 | 117.25 | 68.25 | 51
2030/31 | 117.75 | 68.25 | 61
2030/31 | 118.25 | 68.25 | 60
2030/31 | 118.75 | 68.25 | 70
2030/31 | 119.25 | 68.25 | 71
2030/31 | 119.75 | 68.25 | 78
2030/31 | 120.25 | 68.25 | 55
2030/31 | 120.75 | 68.25 | 72
2030/31 | 121.25 | 68.25 | 70
2030/31 | 121.75 | 68.25 | 69
2030/31 | 122.25 | 68.25 | 79
2030/31 | 122.75 | 68.25 | 88
2030/31 | 123.25 | 68.25 | 79
2030/31 | 123.75 | 68.25 | 74
2030/31 | 124.25 | 68.25 | 99
2030/31 | 124.75 | 68.25 | 102
2030/31 | 125.25 | 68.25 | 89
2030/31 | 125.75 | 68.25 | 113
2030/31 | 126.25 | 68.25 | 106
2030/31 | 126.75 | 68.25 | 93
2030/31 | 127.25 | 68.25 | 105
2030/31 | 127.75 | 68.25 | 94
2030/31 | 128.25 | 68.25 | 108
2030/31 | 128.75 | 68.25 | 113
2030/31 | 129.25 | 68.25 | 119
2030/31 | 129.75 | 68.25 | 115
2030/31 | 130.25 | 68.25 | 105
2030/31 | 130.75 | 68.25 | 135
2030/31 | 131.25 | 68.25 | 130
2030/31 | 131.75 | 68.25 | 132
2030/31 | 132.25 | 68.25 | 139
2030/31 | 132.75 | 68.25 | 136
2030/31 | 133.25 | 68.25 | 138
2030/31 | 133.75 | 68.25 | 142
2030/31 | 134.25 | 68.25 | 126
2030/31 | 134.75 | 68.25 | 146
2030/31 | 135.25 | 68.25 | 151
2030/31 | 135.75 | 68.25 | 152
2030/31 | 136.25 | 68.25 | 144
2030/31 | 136.75 | 68.25 | 181
2030/31 | 137.25 | 68.25 | 161
2030/31 | 137.75 | 68.25 | 148
2030/31 | 138.25 | 68.25 | 159
2030/31 | 138.75 | 68.25 | 155
2030/31 | 139.25 | 68.25 | 146
2030/31 | 139.75 | 68.25 | 148
2030/31 | 140.25 | 68.25 | 170
2030/31 | 140.75 | 68.25 | 149
2030/31 | 141.25 | 68.25 | 162
2030/31 | 141.75 | 68.25 | 140
2030/31 | 142.25 | 68.25 | 157
2030/31 | 142.75 | 68.25 | 174
2030/31 | 143.25 | 68.25 | 139
2030/31 | 143.75 | 68.25 | 181
2030/31 | 144.25 | 68.25 | 173
2030/31 | 144.75 | 68.25 | 156
2030/31 | 145.25 | 68.25 | 168
2030/31 | 145.75 | 68.25 | 170
2030/31 | 146.25 | 68.25 | 181
2030/31 | 146.75 | 68.25 | 170
2030/31 | 147.25 | 68.25 | 149
2030/31 | 147.75 | 68.25 | 176
2030/31 | 148.25 | 68.25 | 176
2030/31 | 148.75 | 68.25 | 147
2030/31 | 149.25 | 68.25 | 171
2030/31 | 149.75 | 68.25 | 150
2030/31 | 150.25 | 68.25 | 162
2030/31 | 150.75 | 68.25 | 177
2030/31 | 151.25 | 68.25 | 174
2030/31 | 151.75 | 68.25 | 180
2030/31 | 152.25 | 68.25 | 166
2030/31 | 152.75 | 68.25 | 175
2030/31 | 153.25 | 68.25 | 151
2030/31 | 153.75 | 68.25 | 164
2030/31 | 154.25 | 68.25 | 162
2030/31 | 154.75 | 68.25 | 162
2030/31 | 155.25 | 68.25 | 165
2030/31 | 155.75 | 68.25 | 182
2030/31 | 156.25 | 68.25 | 171
2030/31 | 156.75 | 68.25 | 159
2030/31 | 157.25 | 68.25 | 168
2030/31 | 157.75 | 68.25 | 175
2030/31 | 158.25 | 68.25 | 199
2030/31 | 158.75 | 68.25 | 174
2030/31 | 159.25 | 68.25 | 183
2030/31 | 159.75 | 68.25 | 167
2030/31 | 160.25 | 68.25 | 169
2030/31 | 160.75 | 68.25 | 200
2030/31 | 161.25 | 68.25 | 164
2030/31 | 161.75 | 68.25 | 177
2030/31 | 162.25 | 68.25 | 184
2030/31 | 162.75 | 68.25 | 167
2030/31 | 163.25 | 68.25 | 172
2030/31 | 163.75 | 68.25 | 149
2030/31 | 164.25 | 68.25 | 144
2030/31 | 164.75 | 68.25 | 165
2030/31 | 165.25 | 68.25 | 167
2030/31 | 165.75 | 68.25 | 154
2030/31 | 166.25 | 68.25 | 118
2030/31 | 166.75 | 68.25 | 146
2030/31 | 167.25 | 68.25 | 158
2030/31 | 167.75 | 68.25 | 143
2030/31 | 168.25 | 68.25 | 137
2030/31 | 168.75 | 68.25 | 134
2030/31 | 169.25 | 68.25 | 137
2030/31 | 169.75 | 68.25 | 147
2030/31 | 170.25 | 68.25 | 160
2030/31 | 170.75 | 68.25 | 151
2030/31 | 171.25 | 68.25 | 148
2030/31 | 171.75 | 68.25 | 156
2030/31 | 172.25 | 68.25 | 163
2030/31 | 172.75 | 68.25 | 141
2030/31 | 173.25 | 68.25 | 144
2030/31 | 173.75 | 68.25 | 150
2030/31 | 174.25 | 68.25 | 151
2030/31 | 174.75 | 68.25 | 142
2030/31 | 175.25 | 68.25 | 139
2030/31 | 175.75 | 68.25 | 127
2030/31 | 176.25 | 68.25 | 130
2030/31 | 176.75 | 68.25 | 143
2030/31 | 177.25 | 68.25 | 122
2030/31 | 177.75 | 68.25 | 146
2030/31 | 178.25 | 68.25 | 118
2030/31 | 178.75 | 68.25 | 137
2030/31 | 179.25 | 68.25 | 126
2030/31 | 179.75 | 68.25 | 136
2030/31 | 180.25 | 68.25 | 130
2030/31 | 180.75 | 68.25 | 124
2030/31 | 181.25 | 68.25 | 110
2030/31 | 181.75 | 68.25 | 128
2030/31 | 182.25 | 68.25 | 128
2030/31 | 182.75 | 68.25 | 131
2030/31 | 183.25 | 68.25 | 125
2030/31 | 183.75 | 68.25 | 119
2030/31 | 184.25 | 68.25 | 110
2030/31 | 184.75 | 68.25 | 116
2030/31 | 185.25 | 68.25 | 101
2030/31 | 185.75 | 68.25 | 104
2030/31 | 186.25 | 68.25 | 110
2030/31 | 186.75 | 68.25 | 115
2030/31 | 187.25 | 68.25 | 101
2030/31 | 187.75 | 68.25 | 105
2030/31 | 188.25 | 68.25 | 111
2030/31 | 188.75 | 68.25 | 120
2030/31 | 189.25 | 68.25 | 121
2030/31 | 189.75 | 68.25 | 115
2030/31 | 190.25 | 68.25 | 97
2030/31 | 190.75 | 68.25 | 113
2030/31 | 191.25 | 68.25 | 130
2030/31 | 191.75 | 68.25 | 104
2030/31 | 192.25 | 68.25 | 112
2030/31 | 192.75 | 68.25 | 121
2030/31 | 193.25 | 68.25 | 90
2030/31 | 193.75 | 68.25 | 103
2030/31 | 194.25 | 68.25 | 95
2030/31 | 194.75 | 68.25 | 90
2030/31 | 195.25 | 68.25 | 108
2030/31 | 195.75 | 68.25 | 107
2030/31 | 196.25 | 68.25 | 94
2030/31 | 196.75 | 68.25 | 112
2030/31 | 197.25 | 68.25 | 95
2030/31 | 197.75 | 68.25 | 82
2030/31 | 198.25 | 68.25 | 82
2030/31 | 198.75 | 68.25 | 83
2030/31 | 199.25 | 68.25 | 83
2030/31 | 199.75 | 68.25 | 96
2030/31 | 200.25 | 68.25 | 89
2030/31 | 200.75 | 68.25 | 83
2030/31 | 201.25 | 68.25 | 92
2030/31 | 201.75 | 68.25 | 82
2030/31 | 202.25 | 68.25 | 90
2030/31 | 202.75 | 68.25 | 100
2030/31 | 203.25 | 68.25 | 77
2030/31 | 203.75 | 68.25 | 83
2030/31 | 204.25 | 68.25 | 68
2030/31 | 204.75 | 68.25 | 87
2030/31 | 205.25 | 68.25 | 86
2030/31 | 205.75 | 68.25 | 76
2030/31 | 206.25 | 68.25 | 73
2030/31 | 206.75 | 68.25 | 68
2030/31 | 207.25 | 68.25 | 66
2030/31 | 207.75 | 68.25 | 78
2030/31 | 208.25 | 68.25 | 84
2030/31 | 208.75 | 68.25 | 68
2030/31 | 209.25 | 68.25 | 72
2030/31 | 209.75 | 68.25 | 79
2030/31 | 210.25 | 68.25 | 67
2030/31 | 210.75 | 68.25 | 70
2030/31 | 211.25 | 68.25 | 58
2030/31 | 211.75 | 68.25 | 66
2030/31 | 212.25 | 68.25 | 77
2030/31 | 212.75 | 68.25 | 65
2030/31 | 213.25 | 68.25 | 59
2030/31 | 213.75 | 68.25 | 63
2030/31 | 214.25 | 68.25 | 58
2030/31 | 214.75 | 68.25 | 61
2030/31 | 215.25 | 68.25 | 65
2030/31 | 215.75 | 68.25 | 54
2030/31 | 216.25 | 68.25 | 54
2030/31 | 216.75 | 68.25 | 56
2030/31 | 217.25 | 68.25 | 52
2030/31 | 217.75 | 68.25 | 58
2030/31 | 218.25 | 68.25 | 49
2030/31 | 218.75 | 68.25 | 46
2030/31 | 219.25 | 68.25 | 57
2030/31 | 219.75 | 68.25 | 53
2030/31 | 220.25 | 68.25 | 62
2030/31 | 220.75 | 68.25 | 47
2030/31 | 221.25 | 68.25 | 53
2030/31 | 221.75 | 68.25 | 49
2030/31 | 222.25 | 68.25 | 56
2030/31 | 222.75 | 68.25 | 41
2030/31 | 223.25 | 68.25 | 45
2030/31 | 223.75 | 68.25 | 42
2030/31 | 224.25 | 68.25 | 49
2030/31 | 224.75 | 68.25 | 45
2030/31 | 225.25 | 68.25 | 40
2030/31 | 225.75 | 68.25 | 37
2030/31 | 226.25 | 68.25 | 38
2030/31 | 226.75 | 68.25 | 43
2030/31 | 227.25 | 68.25 | 45
2030/31 | 227.75 | 68.25 | 38
2030/31 | 228.25 | 68.25 | 43
2030/31 | 228.75 | 68.25 | 49
2030/31 | 229.25 | 68.25 | 46
2030/31 | 229.75 | 68.25 | 32
2030/31 | 230.25 | 68.25 | 29
2030/31 | 230.75 | 68.25 | 43
2030/31 | 231.25 | 68.25 | 28
2030/31 | 231.75 | 68.25 | 29
2030/31 | 232.25 | 68.25 | 39
2030/31 | 232.75 | 68.25 | 27
2030/31 | 233.25 | 68.25 | 35
2030/31 | 233.75 | 68.25 | 29
2030/31 | 234.25 | 68.25 | 28
2030/31 | 234.75 | 68.25 | 35
2030/31 | 235.25 | 68.25 | 28
2030/31 | 235.75 | 68.25 | 33
2030/31 | 236.25 | 68.25 | 40
2030/31 | 236.75 | 68.25 | 30
2030/31 | 237.25 | 68.25 | 30
2030/31 | 237.75 | 68.25 | 26
2030/31 | 238.25 | 68.25 | 21
2030/31 | 238.75 | 68.25 | 28
2030/31 | 239.25 | 68.25 | 14
2030/31 | 239.75 | 68.25 | 28
2030/31 | 240.25 | 68.25 | 25
2030/31 | 240.75 | 68.25 | 23
2030/31 | 241.25 | 68.25 | 23
2030/31 | 241.75 | 68.25 | 26
2030/31 | 242.25 | 68.25 | 17
2030/31 | 242.75 | 68.25 | 24
2030/31 | 243.25 | 68.25 | 25
2030/31 | 243.75 | 68.25 | 23
2030/31 | 244.25 | 68.25 | 16
2030/31 | 244.75 | 68.25 | 16
2030/31 | 245.25 | 68.25 | 16
2030/31 | 245.75 | 68.25 | 20
2030/31 | 246.25 | 68.25 | 19
2030/31 | 246.75 | 68.25 | 19
2030/31 | 247.25 | 68.25 | 13
2030/31 | 247.75 | 68.25 | 11
2030/31 | 248.25 | 68.25 | 24
2030/31 | 248.75 | 68.25 | 15
2030/31 | 249.25 | 68.25 | 26
2030/31 | 249.75 | 68.25 | 14
2030/31 | 250.25 | 68.25 | 13
2030/31 | 250.75 | 68.25 | 15
2030/31 | 251.25 | 68.25 | 13
2030/31 | 251.75 | 68.25 | 13
2030/31 | 252.25 | 68.25 | 11
2030/31 | 252.75 | 68.25 | 15
2030/31 | 253.25 | 68.25 | 9
2030/31 | 253.75 | 68.25 | 12
2030/31 | 254.25 | 68.25 | 16
2030/31 | 254.75 | 68.25 | 5
2030/31 | 255.25 | 68.25 | 11
2030/31 | 255.75 | 68.25 | 9
2030/31 | 256.25 | 68.25 | 12
2030/31 | 256.75 | 68.25 | 15
2030/31 | 257.25 | 68.25 | 9
2030/31 | 257.75 | 68.25 | 9
2030/31 | 258.25 | 68.25 | 9
2030/31 | 258.75 | 68.25 | 15
2030/31 | 259.25 | 68.25 | 10
2030/31 | 259.75 | 68.25 | 15
2030/31 | 260.25 | 68.25 | 5
2030/31 | 260.75 | 68.25 | 6
2030/31 | 261.25 | 68.25 | 7
2030/31 | 261.75 | 68.25 | 13
2030/31 | 262.25 | 68.25 | 6
2030/31 | 262.75 | 68.25 | 10
2030/31 | 263.25 | 68.25 | 4
2030/31 | 263.75 | 68.25 | 10
2030/31 | 264.25 | 68.25 | 9
2030/31 | 264.75 | 68.25 | 6
2030/31 | 265.25 | 68.25 | 7
2030/31 | 265.75 | 68.25 | 6
2030/31 | 266.25 | 68.25 | 11
2030/31 | 266.75 | 68.25 | 5
2030/31 | 267.25 | 68.25 | 10
2030/31 | 267.75 | 68.25 | 7
2030/31 | 268.25 | 68.25 | 9
2030/31 | 268.75 | 68.25 | 2
2030/31 | 269.25 | 68.25 | 4
2030/31 | 269.75 | 68.25 | 5
2030/31 | 270.25 | 68.25 | 3
2030/31 | 270.75 | 68.25 | 4
2030/31 | 271.25 | 68.25 | 7
2030/31 | 271.75 | 68.25 | 1
2030/31 | 272.25 | 68.25 | 6
2030/31 | 272.75 | 68.25 | 4
2030/31 | 273.25 | 68.25 | 7
2030/31 | 273.75 | 68.25 | 3
2030/31 | 274.25 | 68.25 | 5
2030/31 | 274.75 | 68.25 | 8
2030/31 | 275.25 | 68.25 | 4
2030/31 | 275.75 | 68.25 | 8
2030/31 | 276.25 | 68.25 | 2
2030/31 | 276.75 | 68.25 | 3
2030/31 | 277.25 | 68.25 | 4
2030/31 | 278.25 | 68.25 | 4
2030/31 | 278.75 | 68.25 | 5
2030/31 | 279.25 | 68.25 | 4
2030/31 | 279.75 | 68.25 | 5
2030/31 | 280.25 | 68.25 | 3
2030/31 | 280.75 | 68.25 | 6
2030/31 | 281.25 | 68.25 | 1
2030/31 | 281.75 | 68.25 | 2
2030/31 | 282.25 | 68.25 | 1
2030/31 | 282.75 | 68.25 | 4
2030/31 | 283.25 | 68.25 | 3
2030/31 | 283.75 | 68.25 | 2
2030/31 | 284.25 | 68.25 | 4
2030/31 | 284.75 | 68.25 | 2
2030/31 | 285.25 | 68.25 | 2
2030/31 | 285.75 | 68.25 | 4
2030/31 | 286.25 | 68.25 | 5
2030/31 | 286.75 | 68.25 | 2
2030/31 | 287.25 | 68.25 | 5
2030/31 | 287.75 | 68.25 | 3
2030/31 | 288.25 | 68.25 | 1
2030/31 | 288.75 | 68.25 | 2
2030/31 | 289.25 | 68.25 | 2
2030/31 | 289.75 | 68.25 | 2
2030/31 | 290.25 | 68.25 | 6
2030/31 | 290.75 | 68.25 | 1
2030/31 | 291.25 | 68.25 | 3
2030/31 | 291.75 | 68.25 | 1
2030/31 | 292.75 | 68.25 | 2
2030/31 | 293.25 | 68.25 | 1
2030/31 | 294.25 | 68.25 | 1
2030/31 | 295.25 | 68.25 | 3
2030/31 | 295.75 | 68.25 | 3
2030/31 | 296.25 | 68.25 | 1
2030/31 | 296.75 | 68.25 | 2
2030/31 | 297.25 | 68.25 | 1
2030/31 | 298.25 | 68.25 | 1
2030/31 | 298.75 | 68.25 | 1
2030/31 | 299.25 | 68.25 | 3
2030/31 | 299.75 | 68.25 | 1
2030/31 | 300.25 | 68.25 | 1
2030/31 | 301.75 | 68.25 | 1
2030/31 | 303.75 | 68.25 | 1
2030/31 | 304.75 | 68.25 | 1
2030/31 | 305.25 | 68.25 | 2
2030/31 | 305.75 | 68.25 | 1
2030/31 | 306.25 | 68.25 | 1
2030/31 | 306.75 | 68.25 | 1
2030/31 | 308.75 | 68.25 | 1
2030/31 | 309.25 | 68.25 | 2
2030/31 | 309.75 | 68.25 | 1
2030/31 | 311.75 | 68.25 | 1
2030/31 | 312.25 | 68.25 | 1
2030/31 | 312.75 | 68.25 | 1
2030/31 | 313.25 | 68.25 | 2
2030/31 | 313.75 | 68.25 | 1
2030/31 | 314.75 | 68.25 | 2
2030/31 | 316.25 | 68.25 | 2
2030/31 | 316.75 | 68.25 | 2
2030/31 | 317.25 | 68.25 | 2
2030/31 | 317.75 | 68.25 | 1
2030/31 | 318.25 | 68.25 | 1
2030/31 | 319.75 | 68.25 | 2
2030/31 | 323.25 | 68.25 | 1
2030/31 | 324.25 | 68.25 | 3
2030/31 | 325.25 | 68.25 | 2
2030/31 | 327.75 | 68.25 | 2
2030/31 | 328.25 | 68.25 | 1
2030/31 | 328.75 | 68.25 | 1
2030/31 | 334.25 | 68.25 | 1
2030/31 | 339.25 | 68.25 | 1
2030/31 | 344.25 | 68.25 | 1
2030/31 | 345.75 | 68.25 | 1
2030/31 | 346.25 | 68.25 | 1
2030/31 | 349.25 | 68.25 | 1
2030/31 | 85.25 | 68.75 | 1
2030/31 | 93.75 | 68.75 | 2
2030/31 | 94.25 | 68.75 | 1
2030/31 | 94.75 | 68.75 | 1
2030/31 | 95.25 | 68.75 | 1
2030/31 | 95.75 | 68.75 | 1
2030/31 | 96.25 | 68.75 | 3
2030/31 | 96.75 | 68.75 | 3
2030/31 | 97.25 | 68.75 | 3
2030/31 | 97.75 | 68.75 | 3
2030/31 | 98.75 | 68.75 | 4
2030/31 | 99.25 | 68.75 | 2
2030/31 | 99.75 | 68.75 | 2
2030/31 | 100.25 | 68.75 | 5
2030/31 | 100.75 | 68.75 | 10
2030/31 | 101.25 | 68.75 | 11
2030/31 | 101.75 | 68.75 | 10
2030/31 | 102.25 | 68.75 | 11
2030/31 | 102.75 | 68.75 | 9
2030/31 | 103.25 | 68.75 | 13
2030/31 | 103.75 | 68.75 | 21
2030/31 | 104.25 | 68.75 | 9
2030/31 | 104.75 | 68.75 | 8
2030/31 | 105.25 | 68.75 | 9
2030/31 | 105.75 | 68.75 | 9
2030/31 | 106.25 | 68.75 | 13
2030/31 | 106.75 | 68.75 | 15
2030/31 | 107.25 | 68.75 | 17
2030/31 | 107.75 | 68.75 | 11
2030/31 | 108.25 | 68.75 | 21
2030/31 | 108.75 | 68.75 | 19
2030/31 | 109.25 | 68.75 | 16
2030/31 | 109.75 | 68.75 | 13
2030/31 | 110.25 | 68.75 | 29
2030/31 | 110.75 | 68.75 | 39
2030/31 | 111.25 | 68.75 | 39
2030/31 | 111.75 | 68.75 | 35
2030/31 | 112.25 | 68.75 | 35
2030/31 | 112.75 | 68.75 | 33
2030/31 | 113.25 | 68.75 | 30
2030/31 | 113.75 | 68.75 | 40
2030/31 | 114.25 | 68.75 | 40
2030/31 | 114.75 | 68.75 | 34
2030/31 | 115.25 | 68.75 | 42
2030/31 | 115.75 | 68.75 | 43
2030/31 | 116.25 | 68.75 | 53
2030/31 | 116.75 | 68.75 | 48
2030/31 | 117.25 | 68.75 | 32
2030/31 | 117.75 | 68.75 | 55
2030/31 | 118.25 | 68.75 | 51
2030/31 | 118.75 | 68.75 | 45
2030/31 | 119.25 | 68.75 | 62
2030/31 | 119.75 | 68.75 | 62
2030/31 | 120.25 | 68.75 | 48
2030/31 | 120.75 | 68.75 | 66
2030/31 | 121.25 | 68.75 | 72
2030/31 | 121.75 | 68.75 | 62
2030/31 | 122.25 | 68.75 | 82
2030/31 | 122.75 | 68.75 | 70
2030/31 | 123.25 | 68.75 | 77
2030/31 | 123.75 | 68.75 | 66
2030/31 | 124.25 | 68.75 | 80
2030/31 | 124.75 | 68.75 | 78
2030/31 | 125.25 | 68.75 | 82
2030/31 | 125.75 | 68.75 | 95
2030/31 | 126.25 | 68.75 | 86
2030/31 | 126.75 | 68.75 | 95
2030/31 | 127.25 | 68.75 | 91
2030/31 | 127.75 | 68.75 | 102
2030/31 | 128.25 | 68.75 | 107
2030/31 | 128.75 | 68.75 | 89
2030/31 | 129.25 | 68.75 | 120
2030/31 | 129.75 | 68.75 | 102
2030/31 | 130.25 | 68.75 | 122
2030/31 | 130.75 | 68.75 | 117
2030/31 | 131.25 | 68.75 | 111
2030/31 | 131.75 | 68.75 | 123
2030/31 | 132.25 | 68.75 | 128
2030/31 | 132.75 | 68.75 | 132
2030/31 | 133.25 | 68.75 | 130
2030/31 | 133.75 | 68.75 | 142
2030/31 | 134.25 | 68.75 | 123
2030/31 | 134.75 | 68.75 | 134
2030/31 | 135.25 | 68.75 | 109
2030/31 | 135.75 | 68.75 | 164
2030/31 | 136.25 | 68.75 | 151
2030/31 | 136.75 | 68.75 | 131
2030/31 | 137.25 | 68.75 | 129
2030/31 | 137.75 | 68.75 | 173
2030/31 | 138.25 | 68.75 | 148
2030/31 | 138.75 | 68.75 | 135
2030/31 | 139.25 | 68.75 | 159
2030/31 | 139.75 | 68.75 | 155
2030/31 | 140.25 | 68.75 | 162
2030/31 | 140.75 | 68.75 | 163
2030/31 | 141.25 | 68.75 | 169
2030/31 | 141.75 | 68.75 | 167
2030/31 | 142.25 | 68.75 | 150
2030/31 | 142.75 | 68.75 | 188
2030/31 | 143.25 | 68.75 | 183
2030/31 | 143.75 | 68.75 | 157
2030/31 | 144.25 | 68.75 | 171
2030/31 | 144.75 | 68.75 | 169
2030/31 | 145.25 | 68.75 | 176
2030/31 | 145.75 | 68.75 | 181
2030/31 | 146.25 | 68.75 | 156
2030/31 | 146.75 | 68.75 | 142
2030/31 | 147.25 | 68.75 | 176
2030/31 | 147.75 | 68.75 | 174
2030/31 | 148.25 | 68.75 | 178
2030/31 | 148.75 | 68.75 | 170
2030/31 | 149.25 | 68.75 | 180
2030/31 | 149.75 | 68.75 | 175
2030/31 | 150.25 | 68.75 | 148
2030/31 | 150.75 | 68.75 | 185
2030/31 | 151.25 | 68.75 | 202
2030/31 | 151.75 | 68.75 | 159
2030/31 | 152.25 | 68.75 | 142
2030/31 | 152.75 | 68.75 | 152
2030/31 | 153.25 | 68.75 | 181
2030/31 | 153.75 | 68.75 | 176
2030/31 | 154.25 | 68.75 | 181
2030/31 | 154.75 | 68.75 | 164
2030/31 | 155.25 | 68.75 | 193
2030/31 | 155.75 | 68.75 | 172
2030/31 | 156.25 | 68.75 | 165
2030/31 | 156.75 | 68.75 | 178
2030/31 | 157.25 | 68.75 | 164
2030/31 | 157.75 | 68.75 | 170
2030/31 | 158.25 | 68.75 | 150
2030/31 | 158.75 | 68.75 | 164
2030/31 | 159.25 | 68.75 | 197
2030/31 | 159.75 | 68.75 | 176
2030/31 | 160.25 | 68.75 | 142
2030/31 | 160.75 | 68.75 | 182
2030/31 | 161.25 | 68.75 | 159
2030/31 | 161.75 | 68.75 | 149
2030/31 | 162.25 | 68.75 | 162
2030/31 | 162.75 | 68.75 | 140
2030/31 | 163.25 | 68.75 | 142
2030/31 | 163.75 | 68.75 | 156
2030/31 | 164.25 | 68.75 | 161
2030/31 | 164.75 | 68.75 | 176
2030/31 | 165.25 | 68.75 | 152
2030/31 | 165.75 | 68.75 | 169
2030/31 | 166.25 | 68.75 | 144
2030/31 | 166.75 | 68.75 | 146
2030/31 | 167.25 | 68.75 | 160
2030/31 | 167.75 | 68.75 | 150
2030/31 | 168.25 | 68.75 | 141
2030/31 | 168.75 | 68.75 | 143
2030/31 | 169.25 | 68.75 | 164
2030/31 | 169.75 | 68.75 | 135
2030/31 | 170.25 | 68.75 | 155
2030/31 | 170.75 | 68.75 | 153
2030/31 | 171.25 | 68.75 | 134
2030/31 | 171.75 | 68.75 | 146
2030/31 | 172.25 | 68.75 | 147
2030/31 | 172.75 | 68.75 | 135
2030/31 | 173.25 | 68.75 | 125
2030/31 | 173.75 | 68.75 | 124
2030/31 | 174.25 | 68.75 | 143
2030/31 | 174.75 | 68.75 | 144
2030/31 | 175.25 | 68.75 | 126
2030/31 | 175.75 | 68.75 | 154
2030/31 | 176.25 | 68.75 | 137
2030/31 | 176.75 | 68.75 | 122
2030/31 | 177.25 | 68.75 | 132
2030/31 | 177.75 | 68.75 | 135
2030/31 | 178.25 | 68.75 | 142
2030/31 | 178.75 | 68.75 | 115
2030/31 | 179.25 | 68.75 | 136
2030/31 | 179.75 | 68.75 | 115
2030/31 | 180.25 | 68.75 | 130
2030/31 | 180.75 | 68.75 | 125
2030/31 | 181.25 | 68.75 | 120
2030/31 | 181.75 | 68.75 | 119
2030/31 | 182.25 | 68.75 | 116
2030/31 | 182.75 | 68.75 | 124
2030/31 | 183.25 | 68.75 | 96
2030/31 | 183.75 | 68.75 | 119
2030/31 | 184.25 | 68.75 | 121
2030/31 | 184.75 | 68.75 | 120
2030/31 | 185.25 | 68.75 | 117
2030/31 | 185.75 | 68.75 | 116
2030/31 | 186.25 | 68.75 | 116
2030/31 | 186.75 | 68.75 | 118
2030/31 | 187.25 | 68.75 | 133
2030/31 | 187.75 | 68.75 | 117
2030/31 | 188.25 | 68.75 | 95
2030/31 | 188.75 | 68.75 | 119
2030/31 | 189.25 | 68.75 | 109
2030/31 | 189.75 | 68.75 | 110
2030/31 | 190.25 | 68.75 | 101
2030/31 | 190.75 | 68.75 | 120
2030/31 | 191.25 | 68.75 | 98
2030/31 | 191.75 | 68.75 | 101
2030/31 | 192.25 | 68.75 | 92
2030/31 | 192.75 | 68.75 | 100
2030/31 | 193.25 | 68.75 | 86
2030/31 | 193.75 | 68.75 | 105
2030/31 | 194.25 | 68.75 | 108
2030/31 | 194.75 | 68.75 | 111
2030/31 | 195.25 | 68.75 | 100
2030/31 | 195.75 | 68.75 | 93
2030/31 | 196.25 | 68.75 | 117
2030/31 | 196.75 | 68.75 | 90
2030/31 | 197.25 | 68.75 | 96
2030/31 | 197.75 | 68.75 | 94
2030/31 | 198.25 | 68.75 | 83
2030/31 | 198.75 | 68.75 | 91
2030/31 | 199.25 | 68.75 | 74
2030/31 | 199.75 | 68.75 | 95
2030/31 | 200.25 | 68.75 | 90
2030/31 | 200.75 | 68.75 | 83
2030/31 | 201.25 | 68.75 | 78
2030/31 | 201.75 | 68.75 | 83
2030/31 | 202.25 | 68.75 | 74
2030/31 | 202.75 | 68.75 | 103
2030/31 | 203.25 | 68.75 | 81
2030/31 | 203.75 | 68.75 | 80
2030/31 | 204.25 | 68.75 | 72
2030/31 | 204.75 | 68.75 | 72
2030/31 | 205.25 | 68.75 | 74
2030/31 | 205.75 | 68.75 | 79
2030/31 | 206.25 | 68.75 | 93
2030/31 | 206.75 | 68.75 | 91
2030/31 | 207.25 | 68.75 | 83
2030/31 | 207.75 | 68.75 | 68
2030/31 | 208.25 | 68.75 | 69
2030/31 | 208.75 | 68.75 | 76
2030/31 | 209.25 | 68.75 | 73
2030/31 | 209.75 | 68.75 | 77
2030/31 | 210.25 | 68.75 | 67
2030/31 | 210.75 | 68.75 | 64
2030/31 | 211.25 | 68.75 | 64
2030/31 | 211.75 | 68.75 | 68
2030/31 | 212.25 | 68.75 | 80
2030/31 | 212.75 | 68.75 | 66
2030/31 | 213.25 | 68.75 | 51
2030/31 | 213.75 | 68.75 | 57
2030/31 | 214.25 | 68.75 | 60
2030/31 | 214.75 | 68.75 | 55
2030/31 | 215.25 | 68.75 | 54
2030/31 | 215.75 | 68.75 | 54
2030/31 | 216.25 | 68.75 | 55
2030/31 | 216.75 | 68.75 | 44
2030/31 | 217.25 | 68.75 | 38
2030/31 | 217.75 | 68.75 | 57
2030/31 | 218.25 | 68.75 | 58
2030/31 | 218.75 | 68.75 | 52
2030/31 | 219.25 | 68.75 | 53
2030/31 | 219.75 | 68.75 | 51
2030/31 | 220.25 | 68.75 | 48
2030/31 | 220.75 | 68.75 | 51
2030/31 | 221.25 | 68.75 | 53
2030/31 | 221.75 | 68.75 | 48
2030/31 | 222.25 | 68.75 | 58
2030/31 | 222.75 | 68.75 | 56
2030/31 | 223.25 | 68.75 | 50
2030/31 | 223.75 | 68.75 | 56
2030/31 | 224.25 | 68.75 | 43
2030/31 | 224.75 | 68.75 | 43
2030/31 | 225.25 | 68.75 | 55
2030/31 | 225.75 | 68.75 | 43
2030/31 | 226.25 | 68.75 | 53
2030/31 | 226.75 | 68.75 | 49
2030/31 | 227.25 | 68.75 | 40
2030/31 | 227.75 | 68.75 | 39
2030/31 | 228.25 | 68.75 | 39
2030/31 | 228.75 | 68.75 | 50
2030/31 | 229.25 | 68.75 | 47
2030/31 | 229.75 | 68.75 | 53
2030/31 | 230.25 | 68.75 | 35
2030/31 | 230.75 | 68.75 | 48
2030/31 | 231.25 | 68.75 | 37
2030/31 | 231.75 | 68.75 | 27
2030/31 | 232.25 | 68.75 | 32
2030/31 | 232.75 | 68.75 | 43
2030/31 | 233.25 | 68.75 | 32
2030/31 | 233.75 | 68.75 | 35
2030/31 | 234.25 | 68.75 | 34
2030/31 | 234.75 | 68.75 | 25
2030/31 | 235.25 | 68.75 | 40
2030/31 | 235.75 | 68.75 | 28
2030/31 | 236.25 | 68.75 | 38
2030/31 | 236.75 | 68.75 | 26
2030/31 | 237.25 | 68.75 | 22
2030/31 | 237.75 | 68.75 | 36
2030/31 | 238.25 | 68.75 | 26
2030/31 | 238.75 | 68.75 | 34
2030/31 | 239.25 | 68.75 | 28
2030/31 | 239.75 | 68.75 | 31
2030/31 | 240.25 | 68.75 | 27
2030/31 | 240.75 | 68.75 | 29
2030/31 | 241.25 | 68.75 | 22
2030/31 | 241.75 | 68.75 | 18
2030/31 | 242.25 | 68.75 | 26
2030/31 | 242.75 | 68.75 | 20
2030/31 | 243.25 | 68.75 | 29
2030/31 | 243.75 | 68.75 | 15
2030/31 | 244.25 | 68.75 | 17
2030/31 | 244.75 | 68.75 | 20
2030/31 | 245.25 | 68.75 | 11
2030/31 | 245.75 | 68.75 | 19
2030/31 | 246.25 | 68.75 | 18
2030/31 | 246.75 | 68.75 | 14
2030/31 | 247.25 | 68.75 | 12
2030/31 | 247.75 | 68.75 | 25
2030/31 | 248.25 | 68.75 | 14
2030/31 | 248.75 | 68.75 | 12
2030/31 | 249.25 | 68.75 | 15
2030/31 | 249.75 | 68.75 | 22
2030/31 | 250.25 | 68.75 | 21
2030/31 | 250.75 | 68.75 | 12
2030/31 | 251.25 | 68.75 | 13
2030/31 | 251.75 | 68.75 | 15
2030/31 | 252.25 | 68.75 | 13
2030/31 | 252.75 | 68.75 | 11
2030/31 | 253.25 | 68.75 | 18
2030/31 | 253.75 | 68.75 | 22
2030/31 | 254.25 | 68.75 | 17
2030/31 | 254.75 | 68.75 | 14
2030/31 | 255.25 | 68.75 | 15
2030/31 | 255.75 | 68.75 | 20
2030/31 | 256.25 | 68.75 | 8
2030/31 | 256.75 | 68.75 | 19
2030/31 | 257.25 | 68.75 | 9
2030/31 | 257.75 | 68.75 | 9
2030/31 | 258.25 | 68.75 | 11
2030/31 | 258.75 | 68.75 | 14
2030/31 | 259.25 | 68.75 | 12
2030/31 | 259.75 | 68.75 | 7
2030/31 | 260.25 | 68.75 | 8
2030/31 | 260.75 | 68.75 | 11
2030/31 | 261.25 | 68.75 | 6
2030/31 | 261.75 | 68.75 | 7
2030/31 | 262.25 | 68.75 | 5
2030/31 | 262.75 | 68.75 | 5
2030/31 | 263.25 | 68.75 | 8
2030/31 | 263.75 | 68.75 | 11
2030/31 | 264.25 | 68.75 | 8
2030/31 | 264.75 | 68.75 | 14
2030/31 | 265.25 | 68.75 | 7
2030/31 | 265.75 | 68.75 | 10
2030/31 | 266.25 | 68.75 | 9
2030/31 | 266.75 | 68.75 | 8
2030/31 | 267.25 | 68.75 | 12
2030/31 | 267.75 | 68.75 | 4
2030/31 | 268.25 | 68.75 | 4
2030/31 | 268.75 | 68.75 | 7
2030/31 | 269.25 | 68.75 | 6
2030/31 | 269.75 | 68.75 | 6
2030/31 | 270.25 | 68.75 | 6
2030/31 | 270.75 | 68.75 | 6
2030/31 | 271.25 | 68.75 | 7
2030/31 | 271.75 | 68.75 | 3
2030/31 | 272.25 | 68.75 | 6
2030/31 | 272.75 | 68.75 | 8
2030/31 | 273.25 | 68.75 | 4
2030/31 | 273.75 | 68.75 | 9
2030/31 | 274.25 | 68.75 | 4
2030/31 | 274.75 | 68.75 | 7
2030/31 | 275.25 | 68.75 | 6
2030/31 | 275.75 | 68.75 | 2
2030/31 | 276.25 | 68.75 | 11
2030/31 | 276.75 | 68.75 | 2
2030/31 | 277.25 | 68.75 | 6
2030/31 | 277.75 | 68.75 | 3
2030/31 | 278.25 | 68.75 | 3
2030/31 | 278.75 | 68.75 | 6
2030/31 | 279.25 | 68.75 | 4
2030/31 | 279.75 | 68.75 | 5
2030/31 | 280.25 | 68.75 | 5
2030/31 | 280.75 | 68.75 | 2
2030/31 | 281.25 | 68.75 | 4
2030/31 | 281.75 | 68.75 | 7
2030/31 | 282.25 | 68.75 | 10
2030/31 | 282.75 | 68.75 | 2
2030/31 | 283.25 | 68.75 | 3
2030/31 | 283.75 | 68.75 | 1
2030/31 | 284.25 | 68.75 | 2
2030/31 | 285.25 | 68.75 | 3
2030/31 | 285.75 | 68.75 | 2
2030/31 | 286.25 | 68.75 | 1
2030/31 | 286.75 | 68.75 | 2
2030/31 | 287.25 | 68.75 | 2
2030/31 | 287.75 | 68.75 | 2
2030/31 | 288.25 | 68.75 | 1
2030/31 | 288.75 | 68.75 | 4
2030/31 | 289.25 | 68.75 | 5
2030/31 | 289.75 | 68.75 | 2
2030/31 | 290.25 | 68.75 | 1
2030/31 | 290.75 | 68.75 | 2
2030/31 | 291.25 | 68.75 | 1
2030/31 | 292.25 | 68.75 | 2
2030/31 | 292.75 | 68.75 | 2
2030/31 | 293.25 | 68.75 | 2
2030/31 | 293.75 | 68.75 | 5
2030/31 | 294.25 | 68.75 | 1
2030/31 | 294.75 | 68.75 | 2
2030/31 | 295.25 | 68.75 | 3
2030/31 | 295.75 | 68.75 | 4
2030/31 | 296.25 | 68.75 | 2
2030/31 | 296.75 | 68.75 | 1
2030/31 | 297.75 | 68.75 | 2
2030/31 | 298.75 | 68.75 | 3
2030/31 | 299.75 | 68.75 | 1
2030/31 | 300.25 | 68.75 | 2
2030/31 | 301.25 | 68.75 | 2
2030/31 | 301.75 | 68.75 | 2
2030/31 | 302.75 | 68.75 | 2
2030/31 | 304.25 | 68.75 | 1
2030/31 | 304.75 | 68.75 | 2
2030/31 | 305.25 | 68.75 | 1
2030/31 | 306.25 | 68.75 | 1
2030/31 | 307.25 | 68.75 | 1
2030/31 | 307.75 | 68.75 | 2
2030/31 | 308.25 | 68.75 | 1
2030/31 | 308.75 | 68.75 | 1
2030/31 | 309.25 | 68.75 | 1
2030/31 | 309.75 | 68.75 | 1
2030/31 | 310.75 | 68.75 | 1
2030/31 | 311.25 | 68.75 | 1
2030/31 | 313.25 | 68.75 | 1
2030/31 | 313.75 | 68.75 | 1
2030/31 | 314.75 | 68.75 | 1
2030/31 | 315.25 | 68.75 | 1
2030/31 | 316.25 | 68.75 | 1
2030/31 | 316.75 | 68.75 | 2
2030/31 | 317.25 | 68.75 | 1
2030/31 | 317.75 | 68.75 | 1
2030/31 | 319.75 | 68.75 | 1
2030/31 | 321.25 | 68.75 | 1
2030/31 | 321.75 | 68.75 | 1
2030/31 | 322.25 | 68.75 | 1
2030/31 | 323.75 | 68.75 | 1
2030/31 | 324.75 | 68.75 | 1
2030/31 | 327.75 | 68.75 | 2
2030/31 | 329.25 | 68.75 | 1
2030/31 | 330.25 | 68.75 | 1
2030/31 | 331.25 | 68.75 | 1
2030/31 | 333.25 | 68.75 | 1
2030/31 | 338.75 | 68.75 | 1
2030/31 | 339.25 | 68.75 | 1
2030/31 | 339.75 | 68.75 | 1
2030/31 | 342.75 | 68.75 | 1
2030/31 | 378.75 | 68.75 | 1
2030/31 | 91.75 | 69.25 | 1
2030/31 | 92.75 | 69.25 | 1
2030/31 | 94.25 | 69.25 | 3
2030/31 | 94.75 | 69.25 | 2
2030/31 | 95.25 | 69.25 | 1
2030/31 | 95.75 | 69.25 | 1
2030/31 | 96.75 | 69.25 | 1
2030/31 | 97.25 | 69.25 | 3
2030/31 | 97.75 | 69.25 | 3
2030/31 | 98.25 | 69.25 | 2
2030/31 | 98.75 | 69.25 | 1
2030/31 | 99.25 | 69.25 | 5
2030/31 | 99.75 | 69.25 | 2
2030/31 | 100.25 | 69.25 | 3
2030/31 | 100.75 | 69.25 | 2
2030/31 | 101.25 | 69.25 | 2
2030/31 | 101.75 | 69.25 | 7
2030/31 | 102.25 | 69.25 | 12
2030/31 | 102.75 | 69.25 | 3
2030/31 | 103.25 | 69.25 | 6
2030/31 | 103.75 | 69.25 | 5
2030/31 | 104.25 | 69.25 | 7
2030/31 | 104.75 | 69.25 | 5
2030/31 | 105.25 | 69.25 | 10
2030/31 | 105.75 | 69.25 | 10
2030/31 | 106.25 | 69.25 | 8
2030/31 | 106.75 | 69.25 | 14
2030/31 | 107.25 | 69.25 | 18
2030/31 | 107.75 | 69.25 | 22
2030/31 | 108.25 | 69.25 | 14
2030/31 | 108.75 | 69.25 | 20
2030/31 | 109.25 | 69.25 | 30
2030/31 | 109.75 | 69.25 | 15
2030/31 | 110.25 | 69.25 | 21
2030/31 | 110.75 | 69.25 | 26
2030/31 | 111.25 | 69.25 | 25
2030/31 | 111.75 | 69.25 | 25
2030/31 | 112.25 | 69.25 | 23
2030/31 | 112.75 | 69.25 | 30
2030/31 | 113.25 | 69.25 | 26
2030/31 | 113.75 | 69.25 | 34
2030/31 | 114.25 | 69.25 | 32
2030/31 | 114.75 | 69.25 | 35
2030/31 | 115.25 | 69.25 | 31
2030/31 | 115.75 | 69.25 | 46
2030/31 | 116.25 | 69.25 | 34
2030/31 | 116.75 | 69.25 | 33
2030/31 | 117.25 | 69.25 | 34
2030/31 | 117.75 | 69.25 | 58
2030/31 | 118.25 | 69.25 | 50
2030/31 | 118.75 | 69.25 | 51
2030/31 | 119.25 | 69.25 | 52
2030/31 | 119.75 | 69.25 | 61
2030/31 | 120.25 | 69.25 | 56
2030/31 | 120.75 | 69.25 | 69
2030/31 | 121.25 | 69.25 | 45
2030/31 | 121.75 | 69.25 | 70
2030/31 | 122.25 | 69.25 | 65
2030/31 | 122.75 | 69.25 | 72
2030/31 | 123.25 | 69.25 | 70
2030/31 | 123.75 | 69.25 | 65
2030/31 | 124.25 | 69.25 | 62
2030/31 | 124.75 | 69.25 | 61
2030/31 | 125.25 | 69.25 | 73
2030/31 | 125.75 | 69.25 | 66
2030/31 | 126.25 | 69.25 | 95
2030/31 | 126.75 | 69.25 | 92
2030/31 | 127.25 | 69.25 | 76
2030/31 | 127.75 | 69.25 | 89
2030/31 | 128.25 | 69.25 | 92
2030/31 | 128.75 | 69.25 | 96
2030/31 | 129.25 | 69.25 | 109
2030/31 | 129.75 | 69.25 | 89
2030/31 | 130.25 | 69.25 | 113
2030/31 | 130.75 | 69.25 | 106
2030/31 | 131.25 | 69.25 | 127
2030/31 | 131.75 | 69.25 | 115
2030/31 | 132.25 | 69.25 | 94
2030/31 | 132.75 | 69.25 | 132
2030/31 | 133.25 | 69.25 | 142
2030/31 | 133.75 | 69.25 | 110
2030/31 | 134.25 | 69.25 | 115
2030/31 | 134.75 | 69.25 | 120
2030/31 | 135.25 | 69.25 | 123
2030/31 | 135.75 | 69.25 | 133
2030/31 | 136.25 | 69.25 | 135
2030/31 | 136.75 | 69.25 | 115
2030/31 | 137.25 | 69.25 | 157
2030/31 | 137.75 | 69.25 | 143
2030/31 | 138.25 | 69.25 | 156
2030/31 | 138.75 | 69.25 | 164
2030/31 | 139.25 | 69.25 | 151
2030/31 | 139.75 | 69.25 | 158
2030/31 | 140.25 | 69.25 | 149
2030/31 | 140.75 | 69.25 | 149
2030/31 | 141.25 | 69.25 | 167
2030/31 | 141.75 | 69.25 | 166
2030/31 | 142.25 | 69.25 | 171
2030/31 | 142.75 | 69.25 | 152
2030/31 | 143.25 | 69.25 | 139
2030/31 | 143.75 | 69.25 | 157
2030/31 | 144.25 | 69.25 | 162
2030/31 | 144.75 | 69.25 | 163
2030/31 | 145.25 | 69.25 | 157
2030/31 | 145.75 | 69.25 | 170
2030/31 | 146.25 | 69.25 | 165
2030/31 | 146.75 | 69.25 | 149
2030/31 | 147.25 | 69.25 | 138
2030/31 | 147.75 | 69.25 | 185
2030/31 | 148.25 | 69.25 | 170
2030/31 | 148.75 | 69.25 | 169
2030/31 | 149.25 | 69.25 | 179
2030/31 | 149.75 | 69.25 | 166
2030/31 | 150.25 | 69.25 | 149
2030/31 | 150.75 | 69.25 | 174
2030/31 | 151.25 | 69.25 | 181
2030/31 | 151.75 | 69.25 | 188
2030/31 | 152.25 | 69.25 | 153
2030/31 | 152.75 | 69.25 | 148
2030/31 | 153.25 | 69.25 | 188
2030/31 | 153.75 | 69.25 | 163
2030/31 | 154.25 | 69.25 | 153
2030/31 | 154.75 | 69.25 | 168
2030/31 | 155.25 | 69.25 | 162
2030/31 | 155.75 | 69.25 | 174
2030/31 | 156.25 | 69.25 | 177
2030/31 | 156.75 | 69.25 | 176
2030/31 | 157.25 | 69.25 | 172
2030/31 | 157.75 | 69.25 | 172
2030/31 | 158.25 | 69.25 | 160
2030/31 | 158.75 | 69.25 | 169
2030/31 | 159.25 | 69.25 | 183
2030/31 | 159.75 | 69.25 | 165
2030/31 | 160.25 | 69.25 | 158
2030/31 | 160.75 | 69.25 | 145
2030/31 | 161.25 | 69.25 | 182
2030/31 | 161.75 | 69.25 | 142
2030/31 | 162.25 | 69.25 | 146
2030/31 | 162.75 | 69.25 | 153
2030/31 | 163.25 | 69.25 | 146
2030/31 | 163.75 | 69.25 | 160
2030/31 | 164.25 | 69.25 | 151
2030/31 | 164.75 | 69.25 | 161
2030/31 | 165.25 | 69.25 | 165
2030/31 | 165.75 | 69.25 | 148
2030/31 | 166.25 | 69.25 | 145
2030/31 | 166.75 | 69.25 | 148
2030/31 | 167.25 | 69.25 | 159
2030/31 | 167.75 | 69.25 | 157
2030/31 | 168.25 | 69.25 | 143
2030/31 | 168.75 | 69.25 | 162
2030/31 | 169.25 | 69.25 | 144
2030/31 | 169.75 | 69.25 | 149
2030/31 | 170.25 | 69.25 | 143
2030/31 | 170.75 | 69.25 | 158
2030/31 | 171.25 | 69.25 | 138
2030/31 | 171.75 | 69.25 | 134
2030/31 | 172.25 | 69.25 | 150
2030/31 | 172.75 | 69.25 | 150
2030/31 | 173.25 | 69.25 | 152
2030/31 | 173.75 | 69.25 | 142
2030/31 | 174.25 | 69.25 | 149
2030/31 | 174.75 | 69.25 | 129
2030/31 | 175.25 | 69.25 | 146
2030/31 | 175.75 | 69.25 | 148
2030/31 | 176.25 | 69.25 | 127
2030/31 | 176.75 | 69.25 | 123
2030/31 | 177.25 | 69.25 | 143
2030/31 | 177.75 | 69.25 | 135
2030/31 | 178.25 | 69.25 | 142
2030/31 | 178.75 | 69.25 | 114
2030/31 | 179.25 | 69.25 | 131
2030/31 | 179.75 | 69.25 | 123
2030/31 | 180.25 | 69.25 | 137
2030/31 | 180.75 | 69.25 | 132
2030/31 | 181.25 | 69.25 | 108
2030/31 | 181.75 | 69.25 | 141
2030/31 | 182.25 | 69.25 | 124
2030/31 | 182.75 | 69.25 | 132
2030/31 | 183.25 | 69.25 | 100
2030/31 | 183.75 | 69.25 | 117
2030/31 | 184.25 | 69.25 | 117
2030/31 | 184.75 | 69.25 | 132
2030/31 | 185.25 | 69.25 | 113
2030/31 | 185.75 | 69.25 | 106
2030/31 | 186.25 | 69.25 | 96
2030/31 | 186.75 | 69.25 | 109
2030/31 | 187.25 | 69.25 | 108
2030/31 | 187.75 | 69.25 | 133
2030/31 | 188.25 | 69.25 | 116
2030/31 | 188.75 | 69.25 | 109
2030/31 | 189.25 | 69.25 | 114
2030/31 | 189.75 | 69.25 | 97
2030/31 | 190.25 | 69.25 | 113
2030/31 | 190.75 | 69.25 | 101
2030/31 | 191.25 | 69.25 | 95
2030/31 | 191.75 | 69.25 | 98
2030/31 | 192.25 | 69.25 | 120
2030/31 | 192.75 | 69.25 | 112
2030/31 | 193.25 | 69.25 | 96
2030/31 | 193.75 | 69.25 | 101
2030/31 | 194.25 | 69.25 | 93
2030/31 | 194.75 | 69.25 | 102
2030/31 | 195.25 | 69.25 | 90
2030/31 | 195.75 | 69.25 | 98
2030/31 | 196.25 | 69.25 | 110
2030/31 | 196.75 | 69.25 | 91
2030/31 | 197.25 | 69.25 | 111
2030/31 | 197.75 | 69.25 | 93
2030/31 | 198.25 | 69.25 | 93
2030/31 | 198.75 | 69.25 | 96
2030/31 | 199.25 | 69.25 | 89
2030/31 | 199.75 | 69.25 | 89
2030/31 | 200.25 | 69.25 | 75
2030/31 | 200.75 | 69.25 | 79
2030/31 | 201.25 | 69.25 | 95
2030/31 | 201.75 | 69.25 | 81
2030/31 | 202.25 | 69.25 | 89
2030/31 | 202.75 | 69.25 | 82
2030/31 | 203.25 | 69.25 | 91
2030/31 | 203.75 | 69.25 | 88
2030/31 | 204.25 | 69.25 | 81
2030/31 | 204.75 | 69.25 | 84
2030/31 | 205.25 | 69.25 | 89
2030/31 | 205.75 | 69.25 | 66
2030/31 | 206.25 | 69.25 | 67
2030/31 | 206.75 | 69.25 | 83
2030/31 | 207.25 | 69.25 | 81
2030/31 | 207.75 | 69.25 | 70
2030/31 | 208.25 | 69.25 | 56
2030/31 | 208.75 | 69.25 | 59
2030/31 | 209.25 | 69.25 | 69
2030/31 | 209.75 | 69.25 | 71
2030/31 | 210.25 | 69.25 | 68
2030/31 | 210.75 | 69.25 | 68
2030/31 | 211.25 | 69.25 | 59
2030/31 | 211.75 | 69.25 | 82
2030/31 | 212.25 | 69.25 | 86
2030/31 | 212.75 | 69.25 | 54
2030/31 | 213.25 | 69.25 | 66
2030/31 | 213.75 | 69.25 | 52
2030/31 | 214.25 | 69.25 | 65
2030/31 | 214.75 | 69.25 | 56
2030/31 | 215.25 | 69.25 | 61
2030/31 | 215.75 | 69.25 | 49
2030/31 | 216.25 | 69.25 | 59
2030/31 | 216.75 | 69.25 | 52
2030/31 | 217.25 | 69.25 | 63
2030/31 | 217.75 | 69.25 | 47
2030/31 | 218.25 | 69.25 | 44
2030/31 | 218.75 | 69.25 | 45
2030/31 | 219.25 | 69.25 | 58
2030/31 | 219.75 | 69.25 | 60
2030/31 | 220.25 | 69.25 | 54
2030/31 | 220.75 | 69.25 | 50
2030/31 | 221.25 | 69.25 | 52
2030/31 | 221.75 | 69.25 | 53
2030/31 | 222.25 | 69.25 | 51
2030/31 | 222.75 | 69.25 | 52
2030/31 | 223.25 | 69.25 | 53
2030/31 | 223.75 | 69.25 | 43
2030/31 | 224.25 | 69.25 | 58
2030/31 | 224.75 | 69.25 | 47
2030/31 | 225.25 | 69.25 | 46
2030/31 | 225.75 | 69.25 | 52
2030/31 | 226.25 | 69.25 | 43
2030/31 | 226.75 | 69.25 | 31
2030/31 | 227.25 | 69.25 | 53
2030/31 | 227.75 | 69.25 | 47
2030/31 | 228.25 | 69.25 | 46
2030/31 | 228.75 | 69.25 | 38
2030/31 | 229.25 | 69.25 | 41
2030/31 | 229.75 | 69.25 | 37
2030/31 | 230.25 | 69.25 | 33
2030/31 | 230.75 | 69.25 | 32
2030/31 | 231.25 | 69.25 | 40
2030/31 | 231.75 | 69.25 | 44
2030/31 | 232.25 | 69.25 | 39
2030/31 | 232.75 | 69.25 | 31
2030/31 | 233.25 | 69.25 | 32
2030/31 | 233.75 | 69.25 | 37
2030/31 | 234.25 | 69.25 | 40
2030/31 | 234.75 | 69.25 | 39
2030/31 | 235.25 | 69.25 | 31
2030/31 | 235.75 | 69.25 | 26
2030/31 | 236.25 | 69.25 | 36
2030/31 | 236.75 | 69.25 | 20
2030/31 | 237.25 | 69.25 | 38
2030/31 | 237.75 | 69.25 | 38
2030/31 | 238.25 | 69.25 | 25
2030/31 | 238.75 | 69.25 | 28
2030/31 | 239.25 | 69.25 | 26
2030/31 | 239.75 | 69.25 | 17
2030/31 | 240.25 | 69.25 | 25
2030/31 | 240.75 | 69.25 | 20
2030/31 | 241.25 | 69.25 | 33
2030/31 | 241.75 | 69.25 | 22
2030/31 | 242.25 | 69.25 | 23
2030/31 | 242.75 | 69.25 | 13
2030/31 | 243.25 | 69.25 | 20
2030/31 | 243.75 | 69.25 | 25
2030/31 | 244.25 | 69.25 | 17
2030/31 | 244.75 | 69.25 | 21
2030/31 | 245.25 | 69.25 | 23
2030/31 | 245.75 | 69.25 | 18
2030/31 | 246.25 | 69.25 | 16
2030/31 | 246.75 | 69.25 | 19
2030/31 | 247.25 | 69.25 | 17
2030/31 | 247.75 | 69.25 | 10
2030/31 | 248.25 | 69.25 | 18
2030/31 | 248.75 | 69.25 | 17
2030/31 | 249.25 | 69.25 | 21
2030/31 | 249.75 | 69.25 | 15
2030/31 | 250.25 | 69.25 | 15
2030/31 | 250.75 | 69.25 | 17
2030/31 | 251.25 | 69.25 | 15
2030/31 | 251.75 | 69.25 | 20
2030/31 | 252.25 | 69.25 | 13
2030/31 | 252.75 | 69.25 | 15
2030/31 | 253.25 | 69.25 | 22
2030/31 | 253.75 | 69.25 | 12
2030/31 | 254.25 | 69.25 | 19
2030/31 | 254.75 | 69.25 | 19
2030/31 | 255.25 | 69.25 | 17
2030/31 | 255.75 | 69.25 | 9
2030/31 | 256.25 | 69.25 | 15
2030/31 | 256.75 | 69.25 | 10
2030/31 | 257.25 | 69.25 | 9
2030/31 | 257.75 | 69.25 | 12
2030/31 | 258.25 | 69.25 | 11
2030/31 | 258.75 | 69.25 | 11
2030/31 | 259.25 | 69.25 | 19
2030/31 | 259.75 | 69.25 | 10
2030/31 | 260.25 | 69.25 | 10
2030/31 | 260.75 | 69.25 | 7
2030/31 | 261.25 | 69.25 | 11
2030/31 | 261.75 | 69.25 | 12
2030/31 | 262.25 | 69.25 | 16
2030/31 | 262.75 | 69.25 | 10
2030/31 | 263.25 | 69.25 | 1
2030/31 | 263.75 | 69.25 | 16
2030/31 | 264.25 | 69.25 | 9
2030/31 | 264.75 | 69.25 | 10
2030/31 | 265.25 | 69.25 | 15
2030/31 | 265.75 | 69.25 | 8
2030/31 | 266.25 | 69.25 | 9
2030/31 | 266.75 | 69.25 | 9
2030/31 | 267.25 | 69.25 | 4
2030/31 | 267.75 | 69.25 | 7
2030/31 | 268.25 | 69.25 | 6
2030/31 | 268.75 | 69.25 | 8
2030/31 | 269.25 | 69.25 | 9
2030/31 | 269.75 | 69.25 | 6
2030/31 | 270.25 | 69.25 | 7
2030/31 | 270.75 | 69.25 | 8
2030/31 | 271.25 | 69.25 | 10
2030/31 | 271.75 | 69.25 | 3
2030/31 | 272.25 | 69.25 | 7
2030/31 | 272.75 | 69.25 | 5
2030/31 | 273.25 | 69.25 | 4
2030/31 | 273.75 | 69.25 | 9
2030/31 | 274.25 | 69.25 | 3
2030/31 | 274.75 | 69.25 | 8
2030/31 | 275.25 | 69.25 | 5
2030/31 | 275.75 | 69.25 | 6
2030/31 | 276.25 | 69.25 | 3
2030/31 | 276.75 | 69.25 | 7
2030/31 | 277.25 | 69.25 | 4
2030/31 | 277.75 | 69.25 | 2
2030/31 | 278.25 | 69.25 | 2
2030/31 | 278.75 | 69.25 | 5
2030/31 | 279.25 | 69.25 | 4
2030/31 | 279.75 | 69.25 | 3
2030/31 | 280.25 | 69.25 | 6
2030/31 | 280.75 | 69.25 | 5
2030/31 | 281.25 | 69.25 | 4
2030/31 | 281.75 | 69.25 | 4
2030/31 | 282.25 | 69.25 | 2
2030/31 | 282.75 | 69.25 | 5
2030/31 | 283.25 | 69.25 | 3
2030/31 | 283.75 | 69.25 | 2
2030/31 | 284.25 | 69.25 | 2
2030/31 | 284.75 | 69.25 | 3
2030/31 | 285.25 | 69.25 | 5
2030/31 | 285.75 | 69.25 | 3
2030/31 | 286.25 | 69.25 | 7
2030/31 | 287.25 | 69.25 | 3
2030/31 | 287.75 | 69.25 | 2
2030/31 | 288.25 | 69.25 | 3
2030/31 | 288.75 | 69.25 | 3
2030/31 | 289.25 | 69.25 | 2
2030/31 | 289.75 | 69.25 | 1
2030/31 | 290.75 | 69.25 | 1
2030/31 | 291.25 | 69.25 | 4
2030/31 | 291.75 | 69.25 | 1
2030/31 | 292.75 | 69.25 | 2
2030/31 | 293.25 | 69.25 | 3
2030/31 | 293.75 | 69.25 | 3
2030/31 | 294.75 | 69.25 | 1
2030/31 | 295.25 | 69.25 | 1
2030/31 | 295.75 | 69.25 | 3
2030/31 | 296.25 | 69.25 | 1
2030/31 | 297.25 | 69.25 | 2
2030/31 | 297.75 | 69.25 | 2
2030/31 | 298.25 | 69.25 | 2
2030/31 | 298.75 | 69.25 | 1
2030/31 | 299.75 | 69.25 | 1
2030/31 | 300.75 | 69.25 | 2
2030/31 | 301.25 | 69.25 | 1
2030/31 | 301.75 | 69.25 | 3
2030/31 | 302.25 | 69.25 | 1
2030/31 | 302.75 | 69.25 | 1
2030/31 | 303.25 | 69.25 | 1
2030/31 | 303.75 | 69.25 | 1
2030/31 | 304.75 | 69.25 | 1
2030/31 | 305.25 | 69.25 | 1
2030/31 | 305.75 | 69.25 | 4
2030/31 | 306.25 | 69.25 | 1
2030/31 | 306.75 | 69.25 | 2
2030/31 | 307.25 | 69.25 | 1
2030/31 | 307.75 | 69.25 | 1
2030/31 | 308.25 | 69.25 | 1
2030/31 | 308.75 | 69.25 | 1
2030/31 | 309.25 | 69.25 | 2
2030/31 | 309.75 | 69.25 | 2
2030/31 | 310.25 | 69.25 | 1
2030/31 | 310.75 | 69.25 | 1
2030/31 | 311.75 | 69.25 | 1
2030/31 | 314.75 | 69.25 | 1
2030/31 | 315.25 | 69.25 | 1
2030/31 | 315.75 | 69.25 | 1
2030/31 | 316.25 | 69.25 | 1
2030/31 | 318.75 | 69.25 | 1
2030/31 | 319.75 | 69.25 | 1
2030/31 | 323.25 | 69.25 | 1
2030/31 | 323.75 | 69.25 | 1
2030/31 | 324.25 | 69.25 | 1
2030/31 | 324.75 | 69.25 | 3
2030/31 | 326.75 | 69.25 | 1
2030/31 | 329.25 | 69.25 | 1
2030/31 | 331.75 | 69.25 | 1
2030/31 | 333.75 | 69.25 | 1
2030/31 | 334.75 | 69.25 | 1
2030/31 | 338.75 | 69.25 | 1
2030/31 | 341.75 | 69.25 | 1
2030/31 | 345.25 | 69.25 | 1
2030/31 | 358.25 | 69.25 | 1
2030/31 | 364.25 | 69.25 | 1
2030/31 | 366.25 | 69.25 | 1
2030/31 | 92.75 | 69.75 | 1
2030/31 | 93.25 | 69.75 | 1
2030/31 | 94.75 | 69.75 | 1
2030/31 | 95.25 | 69.75 | 1
2030/31 | 96.25 | 69.75 | 1
2030/31 | 96.75 | 69.75 | 2
2030/31 | 97.75 | 69.75 | 2
2030/31 | 98.75 | 69.75 | 2
2030/31 | 99.25 | 69.75 | 4
2030/31 | 99.75 | 69.75 | 3
2030/31 | 100.25 | 69.75 | 6
2030/31 | 100.75 | 69.75 | 2
2030/31 | 101.25 | 69.75 | 2
2030/31 | 101.75 | 69.75 | 5
2030/31 | 102.25 | 69.75 | 8
2030/31 | 102.75 | 69.75 | 8
2030/31 | 103.25 | 69.75 | 4
2030/31 | 103.75 | 69.75 | 6
2030/31 | 104.25 | 69.75 | 6
2030/31 | 104.75 | 69.75 | 10
2030/31 | 105.25 | 69.75 | 4
2030/31 | 105.75 | 69.75 | 10
2030/31 | 106.25 | 69.75 | 12
2030/31 | 106.75 | 69.75 | 9
2030/31 | 107.25 | 69.75 | 8
2030/31 | 107.75 | 69.75 | 13
2030/31 | 108.25 | 69.75 | 11
2030/31 | 108.75 | 69.75 | 14
2030/31 | 109.25 | 69.75 | 11
2030/31 | 109.75 | 69.75 | 18
2030/31 | 110.25 | 69.75 | 20
2030/31 | 110.75 | 69.75 | 24
2030/31 | 111.25 | 69.75 | 26
2030/31 | 111.75 | 69.75 | 20
2030/31 | 112.25 | 69.75 | 21
2030/31 | 112.75 | 69.75 | 19
2030/31 | 113.25 | 69.75 | 33
2030/31 | 113.75 | 69.75 | 27
2030/31 | 114.25 | 69.75 | 19
2030/31 | 114.75 | 69.75 | 22
2030/31 | 115.25 | 69.75 | 34
2030/31 | 115.75 | 69.75 | 44
2030/31 | 116.25 | 69.75 | 41
2030/31 | 116.75 | 69.75 | 39
2030/31 | 117.25 | 69.75 | 31
2030/31 | 117.75 | 69.75 | 42
2030/31 | 118.25 | 69.75 | 45
2030/31 | 118.75 | 69.75 | 38
2030/31 | 119.25 | 69.75 | 47
2030/31 | 119.75 | 69.75 | 50
2030/31 | 120.25 | 69.75 | 59
2030/31 | 120.75 | 69.75 | 51
2030/31 | 121.25 | 69.75 | 49
2030/31 | 121.75 | 69.75 | 65
2030/31 | 122.25 | 69.75 | 58
2030/31 | 122.75 | 69.75 | 59
2030/31 | 123.25 | 69.75 | 73
2030/31 | 123.75 | 69.75 | 54
2030/31 | 124.25 | 69.75 | 58
2030/31 | 124.75 | 69.75 | 70
2030/31 | 125.25 | 69.75 | 65
2030/31 | 125.75 | 69.75 | 64
2030/31 | 126.25 | 69.75 | 94
2030/31 | 126.75 | 69.75 | 87
2030/31 | 127.25 | 69.75 | 85
2030/31 | 127.75 | 69.75 | 96
2030/31 | 128.25 | 69.75 | 83
2030/31 | 128.75 | 69.75 | 100
2030/31 | 129.25 | 69.75 | 108
2030/31 | 129.75 | 69.75 | 105
2030/31 | 130.25 | 69.75 | 84
2030/31 | 130.75 | 69.75 | 100
2030/31 | 131.25 | 69.75 | 108
2030/31 | 131.75 | 69.75 | 95
2030/31 | 132.25 | 69.75 | 111
2030/31 | 132.75 | 69.75 | 103
2030/31 | 133.25 | 69.75 | 132
2030/31 | 133.75 | 69.75 | 142
2030/31 | 134.25 | 69.75 | 134
2030/31 | 134.75 | 69.75 | 130
2030/31 | 135.25 | 69.75 | 108
2030/31 | 135.75 | 69.75 | 147
2030/31 | 136.25 | 69.75 | 145
2030/31 | 136.75 | 69.75 | 161
2030/31 | 137.25 | 69.75 | 131
2030/31 | 137.75 | 69.75 | 145
2030/31 | 138.25 | 69.75 | 144
2030/31 | 138.75 | 69.75 | 136
2030/31 | 139.25 | 69.75 | 166
2030/31 | 139.75 | 69.75 | 133
2030/31 | 140.25 | 69.75 | 156
2030/31 | 140.75 | 69.75 | 136
2030/31 | 141.25 | 69.75 | 150
2030/31 | 141.75 | 69.75 | 166
2030/31 | 142.25 | 69.75 | 155
2030/31 | 142.75 | 69.75 | 164
2030/31 | 143.25 | 69.75 | 168
2030/31 | 143.75 | 69.75 | 175
2030/31 | 144.25 | 69.75 | 148
2030/31 | 144.75 | 69.75 | 183
2030/31 | 145.25 | 69.75 | 168
2030/31 | 145.75 | 69.75 | 192
2030/31 | 146.25 | 69.75 | 162
2030/31 | 146.75 | 69.75 | 165
2030/31 | 147.25 | 69.75 | 178
2030/31 | 147.75 | 69.75 | 155
2030/31 | 148.25 | 69.75 | 169
2030/31 | 148.75 | 69.75 | 159
2030/31 | 149.25 | 69.75 | 193
2030/31 | 149.75 | 69.75 | 184
2030/31 | 150.25 | 69.75 | 167
2030/31 | 150.75 | 69.75 | 181
2030/31 | 151.25 | 69.75 | 177
2030/31 | 151.75 | 69.75 | 176
2030/31 | 152.25 | 69.75 | 178
2030/31 | 152.75 | 69.75 | 167
2030/31 | 153.25 | 69.75 | 156
2030/31 | 153.75 | 69.75 | 171
2030/31 | 154.25 | 69.75 | 162
2030/31 | 154.75 | 69.75 | 174
2030/31 | 155.25 | 69.75 | 167
2030/31 | 155.75 | 69.75 | 165
2030/31 | 156.25 | 69.75 | 151
2030/31 | 156.75 | 69.75 | 186
2030/31 | 157.25 | 69.75 | 174
2030/31 | 157.75 | 69.75 | 176
2030/31 | 158.25 | 69.75 | 163
2030/31 | 158.75 | 69.75 | 189
2030/31 | 159.25 | 69.75 | 133
2030/31 | 159.75 | 69.75 | 150
2030/31 | 160.25 | 69.75 | 169
2030/31 | 160.75 | 69.75 | 174
2030/31 | 161.25 | 69.75 | 155
2030/31 | 161.75 | 69.75 | 168
2030/31 | 162.25 | 69.75 | 165
2030/31 | 162.75 | 69.75 | 181
2030/31 | 163.25 | 69.75 | 136
2030/31 | 163.75 | 69.75 | 143
2030/31 | 164.25 | 69.75 | 158
2030/31 | 164.75 | 69.75 | 157
2030/31 | 165.25 | 69.75 | 157
2030/31 | 165.75 | 69.75 | 154
2030/31 | 166.25 | 69.75 | 143
2030/31 | 166.75 | 69.75 | 151
2030/31 | 167.25 | 69.75 | 133
2030/31 | 167.75 | 69.75 | 159
2030/31 | 168.25 | 69.75 | 160
2030/31 | 168.75 | 69.75 | 144
2030/31 | 169.25 | 69.75 | 124
2030/31 | 169.75 | 69.75 | 111
2030/31 | 170.25 | 69.75 | 125
2030/31 | 170.75 | 69.75 | 158
2030/31 | 171.25 | 69.75 | 114
2030/31 | 171.75 | 69.75 | 152
2030/31 | 172.25 | 69.75 | 148
2030/31 | 172.75 | 69.75 | 145
2030/31 | 173.25 | 69.75 | 156
2030/31 | 173.75 | 69.75 | 137
2030/31 | 174.25 | 69.75 | 127
2030/31 | 174.75 | 69.75 | 141
2030/31 | 175.25 | 69.75 | 139
2030/31 | 175.75 | 69.75 | 145
2030/31 | 176.25 | 69.75 | 147
2030/31 | 176.75 | 69.75 | 138
2030/31 | 177.25 | 69.75 | 139
2030/31 | 177.75 | 69.75 | 150
2030/31 | 178.25 | 69.75 | 118
2030/31 | 178.75 | 69.75 | 148
2030/31 | 179.25 | 69.75 | 123
2030/31 | 179.75 | 69.75 | 118
2030/31 | 180.25 | 69.75 | 116
2030/31 | 180.75 | 69.75 | 105
2030/31 | 181.25 | 69.75 | 139
2030/31 | 181.75 | 69.75 | 134
2030/31 | 182.25 | 69.75 | 94
2030/31 | 182.75 | 69.75 | 120
2030/31 | 183.25 | 69.75 | 125
2030/31 | 183.75 | 69.75 | 118
2030/31 | 184.25 | 69.75 | 116
2030/31 | 184.75 | 69.75 | 100
2030/31 | 185.25 | 69.75 | 102
2030/31 | 185.75 | 69.75 | 118
2030/31 | 186.25 | 69.75 | 110
2030/31 | 186.75 | 69.75 | 127
2030/31 | 187.25 | 69.75 | 132
2030/31 | 187.75 | 69.75 | 112
2030/31 | 188.25 | 69.75 | 112
2030/31 | 188.75 | 69.75 | 119
2030/31 | 189.25 | 69.75 | 102
2030/31 | 189.75 | 69.75 | 108
2030/31 | 190.25 | 69.75 | 123
2030/31 | 190.75 | 69.75 | 111
2030/31 | 191.25 | 69.75 | 110
2030/31 | 191.75 | 69.75 | 90
2030/31 | 192.25 | 69.75 | 105
2030/31 | 192.75 | 69.75 | 90
2030/31 | 193.25 | 69.75 | 107
2030/31 | 193.75 | 69.75 | 103
2030/31 | 194.25 | 69.75 | 84
2030/31 | 194.75 | 69.75 | 111
2030/31 | 195.25 | 69.75 | 102
2030/31 | 195.75 | 69.75 | 112
2030/31 | 196.25 | 69.75 | 107
2030/31 | 196.75 | 69.75 | 95
2030/31 | 197.25 | 69.75 | 95
2030/31 | 197.75 | 69.75 | 107
2030/31 | 198.25 | 69.75 | 77
2030/31 | 198.75 | 69.75 | 97
2030/31 | 199.25 | 69.75 | 95
2030/31 | 199.75 | 69.75 | 97
2030/31 | 200.25 | 69.75 | 89
2030/31 | 200.75 | 69.75 | 102
2030/31 | 201.25 | 69.75 | 92
2030/31 | 201.75 | 69.75 | 91
2030/31 | 202.25 | 69.75 | 96
2030/31 | 202.75 | 69.75 | 104
2030/31 | 203.25 | 69.75 | 83
2030/31 | 203.75 | 69.75 | 78
2030/31 | 204.25 | 69.75 | 86
2030/31 | 204.75 | 69.75 | 83
2030/31 | 205.25 | 69.75 | 68
2030/31 | 205.75 | 69.75 | 78
2030/31 | 206.25 | 69.75 | 94
2030/31 | 206.75 | 69.75 | 70
2030/31 | 207.25 | 69.75 | 76
2030/31 | 207.75 | 69.75 | 70
2030/31 | 208.25 | 69.75 | 78
2030/31 | 208.75 | 69.75 | 77
2030/31 | 209.25 | 69.75 | 78
2030/31 | 209.75 | 69.75 | 80
2030/31 | 210.25 | 69.75 | 83
2030/31 | 210.75 | 69.75 | 87
2030/31 | 211.25 | 69.75 | 80
2030/31 | 211.75 | 69.75 | 74
2030/31 | 212.25 | 69.75 | 67
2030/31 | 212.75 | 69.75 | 52
2030/31 | 213.25 | 69.75 | 64
2030/31 | 213.75 | 69.75 | 56
2030/31 | 214.25 | 69.75 | 72
2030/31 | 214.75 | 69.75 | 60
2030/31 | 215.25 | 69.75 | 69
2030/31 | 215.75 | 69.75 | 65
2030/31 | 216.25 | 69.75 | 55
2030/31 | 216.75 | 69.75 | 51
2030/31 | 217.25 | 69.75 | 59
2030/31 | 217.75 | 69.75 | 50
2030/31 | 218.25 | 69.75 | 58
2030/31 | 218.75 | 69.75 | 64
2030/31 | 219.25 | 69.75 | 55
2030/31 | 219.75 | 69.75 | 47
2030/31 | 220.25 | 69.75 | 50
2030/31 | 220.75 | 69.75 | 48
2030/31 | 221.25 | 69.75 | 47
2030/31 | 221.75 | 69.75 | 48
2030/31 | 222.25 | 69.75 | 43
2030/31 | 222.75 | 69.75 | 55
2030/31 | 223.25 | 69.75 | 53
2030/31 | 223.75 | 69.75 | 52
2030/31 | 224.25 | 69.75 | 49
2030/31 | 224.75 | 69.75 | 39
2030/31 | 225.25 | 69.75 | 71
2030/31 | 225.75 | 69.75 | 44
2030/31 | 226.25 | 69.75 | 35
2030/31 | 226.75 | 69.75 | 37
2030/31 | 227.25 | 69.75 | 41
2030/31 | 227.75 | 69.75 | 34
2030/31 | 228.25 | 69.75 | 33
2030/31 | 228.75 | 69.75 | 45
2030/31 | 229.25 | 69.75 | 36
2030/31 | 229.75 | 69.75 | 46
2030/31 | 230.25 | 69.75 | 34
2030/31 | 230.75 | 69.75 | 36
2030/31 | 231.25 | 69.75 | 40
2030/31 | 231.75 | 69.75 | 37
2030/31 | 232.25 | 69.75 | 33
2030/31 | 232.75 | 69.75 | 34
2030/31 | 233.25 | 69.75 | 46
2030/31 | 233.75 | 69.75 | 26
2030/31 | 234.25 | 69.75 | 31
2030/31 | 234.75 | 69.75 | 44
2030/31 | 235.25 | 69.75 | 34
2030/31 | 235.75 | 69.75 | 37
2030/31 | 236.25 | 69.75 | 29
2030/31 | 236.75 | 69.75 | 38
2030/31 | 237.25 | 69.75 | 40
2030/31 | 237.75 | 69.75 | 30
2030/31 | 238.25 | 69.75 | 28
2030/31 | 238.75 | 69.75 | 30
2030/31 | 239.25 | 69.75 | 23
2030/31 | 239.75 | 69.75 | 20
2030/31 | 240.25 | 69.75 | 34
2030/31 | 240.75 | 69.75 | 30
2030/31 | 241.25 | 69.75 | 23
2030/31 | 241.75 | 69.75 | 29
2030/31 | 242.25 | 69.75 | 24
2030/31 | 242.75 | 69.75 | 27
2030/31 | 243.25 | 69.75 | 21
2030/31 | 243.75 | 69.75 | 21
2030/31 | 244.25 | 69.75 | 16
2030/31 | 244.75 | 69.75 | 26
2030/31 | 245.25 | 69.75 | 20
2030/31 | 245.75 | 69.75 | 19
2030/31 | 246.25 | 69.75 | 21
2030/31 | 246.75 | 69.75 | 23
2030/31 | 247.25 | 69.75 | 21
2030/31 | 247.75 | 69.75 | 31
2030/31 | 248.25 | 69.75 | 17
2030/31 | 248.75 | 69.75 | 17
2030/31 | 249.25 | 69.75 | 15
2030/31 | 249.75 | 69.75 | 29
2030/31 | 250.25 | 69.75 | 20
2030/31 | 250.75 | 69.75 | 16
2030/31 | 251.25 | 69.75 | 13
2030/31 | 251.75 | 69.75 | 22
2030/31 | 252.25 | 69.75 | 18
2030/31 | 252.75 | 69.75 | 14
2030/31 | 253.25 | 69.75 | 15
2030/31 | 253.75 | 69.75 | 14
2030/31 | 254.25 | 69.75 | 13
2030/31 | 254.75 | 69.75 | 22
2030/31 | 255.25 | 69.75 | 15
2030/31 | 255.75 | 69.75 | 10
2030/31 | 256.25 | 69.75 | 17
2030/31 | 256.75 | 69.75 | 13
2030/31 | 257.25 | 69.75 | 12
2030/31 | 257.75 | 69.75 | 11
2030/31 | 258.25 | 69.75 | 13
2030/31 | 258.75 | 69.75 | 9
2030/31 | 259.25 | 69.75 | 11
2030/31 | 259.75 | 69.75 | 14
2030/31 | 260.25 | 69.75 | 13
2030/31 | 260.75 | 69.75 | 11
2030/31 | 261.25 | 69.75 | 12
2030/31 | 261.75 | 69.75 | 13
2030/31 | 262.25 | 69.75 | 4
2030/31 | 262.75 | 69.75 | 7
2030/31 | 263.25 | 69.75 | 8
2030/31 | 263.75 | 69.75 | 9
2030/31 | 264.25 | 69.75 | 2
2030/31 | 264.75 | 69.75 | 11
2030/31 | 265.25 | 69.75 | 6
2030/31 | 265.75 | 69.75 | 5
2030/31 | 266.25 | 69.75 | 10
2030/31 | 266.75 | 69.75 | 8
2030/31 | 267.25 | 69.75 | 7
2030/31 | 267.75 | 69.75 | 9
2030/31 | 268.25 | 69.75 | 7
2030/31 | 268.75 | 69.75 | 10
2030/31 | 269.25 | 69.75 | 3
2030/31 | 269.75 | 69.75 | 5
2030/31 | 270.25 | 69.75 | 2
2030/31 | 270.75 | 69.75 | 4
2030/31 | 271.25 | 69.75 | 2
2030/31 | 271.75 | 69.75 | 7
2030/31 | 272.25 | 69.75 | 6
2030/31 | 272.75 | 69.75 | 12
2030/31 | 273.25 | 69.75 | 2
2030/31 | 273.75 | 69.75 | 4
2030/31 | 274.25 | 69.75 | 6
2030/31 | 274.75 | 69.75 | 6
2030/31 | 275.25 | 69.75 | 7
2030/31 | 275.75 | 69.75 | 2
2030/31 | 276.25 | 69.75 | 2
2030/31 | 276.75 | 69.75 | 6
2030/31 | 277.25 | 69.75 | 8
2030/31 | 277.75 | 69.75 | 8
2030/31 | 278.25 | 69.75 | 3
2030/31 | 278.75 | 69.75 | 3
2030/31 | 279.25 | 69.75 | 5
2030/31 | 279.75 | 69.75 | 6
2030/31 | 280.25 | 69.75 | 1
2030/31 | 280.75 | 69.75 | 2
2030/31 | 281.25 | 69.75 | 2
2030/31 | 281.75 | 69.75 | 4
2030/31 | 282.25 | 69.75 | 1
2030/31 | 282.75 | 69.75 | 2
2030/31 | 283.25 | 69.75 | 4
2030/31 | 283.75 | 69.75 | 2
2030/31 | 284.25 | 69.75 | 4
2030/31 | 284.75 | 69.75 | 3
2030/31 | 285.25 | 69.75 | 2
2030/31 | 285.75 | 69.75 | 2
2030/31 | 286.75 | 69.75 | 6
2030/31 | 287.25 | 69.75 | 4
2030/31 | 287.75 | 69.75 | 4
2030/31 | 288.25 | 69.75 | 4
2030/31 | 288.75 | 69.75 | 1
2030/31 | 289.25 | 69.75 | 2
2030/31 | 290.25 | 69.75 | 1
2030/31 | 290.75 | 69.75 | 3
2030/31 | 291.25 | 69.75 | 5
2030/31 | 291.75 | 69.75 | 2
2030/31 | 292.25 | 69.75 | 5
2030/31 | 292.75 | 69.75 | 1
2030/31 | 293.25 | 69.75 | 1
2030/31 | 294.25 | 69.75 | 2
2030/31 | 294.75 | 69.75 | 3
2030/31 | 295.25 | 69.75 | 1
2030/31 | 295.75 | 69.75 | 2
2030/31 | 296.25 | 69.75 | 5
2030/31 | 296.75 | 69.75 | 3
2030/31 | 297.25 | 69.75 | 2
2030/31 | 297.75 | 69.75 | 2
2030/31 | 298.25 | 69.75 | 2
2030/31 | 298.75 | 69.75 | 1
2030/31 | 300.25 | 69.75 | 1
2030/31 | 300.75 | 69.75 | 1
2030/31 | 301.25 | 69.75 | 1
2030/31 | 301.75 | 69.75 | 1
2030/31 | 302.75 | 69.75 | 1
2030/31 | 303.25 | 69.75 | 1
2030/31 | 303.75 | 69.75 | 3
2030/31 | 304.75 | 69.75 | 3
2030/31 | 305.25 | 69.75 | 1
2030/31 | 305.75 | 69.75 | 2
2030/31 | 306.75 | 69.75 | 3
2030/31 | 307.25 | 69.75 | 2
2030/31 | 307.75 | 69.75 | 1
2030/31 | 308.25 | 69.75 | 1
2030/31 | 308.75 | 69.75 | 3
2030/31 | 309.75 | 69.75 | 2
2030/31 | 310.75 | 69.75 | 1
2030/31 | 311.75 | 69.75 | 2
2030/31 | 312.75 | 69.75 | 1
2030/31 | 313.25 | 69.75 | 1
2030/31 | 314.25 | 69.75 | 1
2030/31 | 315.75 | 69.75 | 1
2030/31 | 316.25 | 69.75 | 1
2030/31 | 317.25 | 69.75 | 1
2030/31 | 318.25 | 69.75 | 1
2030/31 | 319.75 | 69.75 | 1
2030/31 | 320.25 | 69.75 | 2
2030/31 | 321.25 | 69.75 | 1
2030/31 | 321.75 | 69.75 | 1
2030/31 | 322.25 | 69.75 | 1
2030/31 | 323.25 | 69.75 | 1
2030/31 | 323.75 | 69.75 | 1
2030/31 | 324.25 | 69.75 | 1
2030/31 | 325.25 | 69.75 | 1
2030/31 | 325.75 | 69.75 | 2
2030/31 | 326.25 | 69.75 | 1
2030/31 | 327.25 | 69.75 | 1
2030/31 | 328.75 | 69.75 | 1
2030/31 | 329.25 | 69.75 | 1
2030/31 | 329.75 | 69.75 | 1
2030/31 | 334.25 | 69.75 | 1
2030/31 | 335.75 | 69.75 | 2
2030/31 | 345.25 | 69.75 | 1
2030/31 | 348.25 | 69.75 | 1
2030/31 | 359.75 | 69.75 | 1
2030/31 | 362.75 | 69.75 | 1
2030/31 | 379.75 | 69.75 | 1
2030/31 | 88.25 | 70.25 | 1
2030/31 | 92.75 | 70.25 | 1
2030/31 | 93.75 | 70.25 | 1
2030/31 | 95.25 | 70.25 | 1
2030/31 | 95.75 | 70.25 | 2
2030/31 | 96.25 | 70.25 | 2
2030/31 | 96.75 | 70.25 | 2
2030/31 | 97.75 | 70.25 | 3
2030/31 | 98.25 | 70.25 | 1
2030/31 | 98.75 | 70.25 | 2
2030/31 | 99.75 | 70.25 | 4
2030/31 | 100.25 | 70.25 | 3
2030/31 | 100.75 | 70.25 | 3
2030/31 | 101.75 | 70.25 | 5
2030/31 | 102.25 | 70.25 | 4
2030/31 | 102.75 | 70.25 | 5
2030/31 | 103.25 | 70.25 | 4
2030/31 | 103.75 | 70.25 | 1
2030/31 | 104.25 | 70.25 | 5
2030/31 | 104.75 | 70.25 | 6
2030/31 | 105.25 | 70.25 | 5
2030/31 | 105.75 | 70.25 | 9
2030/31 | 106.25 | 70.25 | 16
2030/31 | 106.75 | 70.25 | 11
2030/31 | 107.25 | 70.25 | 13
2030/31 | 107.75 | 70.25 | 9
2030/31 | 108.25 | 70.25 | 8
2030/31 | 108.75 | 70.25 | 16
2030/31 | 109.25 | 70.25 | 7
2030/31 | 109.75 | 70.25 | 19
2030/31 | 110.25 | 70.25 | 18
2030/31 | 110.75 | 70.25 | 16
2030/31 | 111.25 | 70.25 | 12
2030/31 | 111.75 | 70.25 | 21
2030/31 | 112.25 | 70.25 | 16
2030/31 | 112.75 | 70.25 | 26
2030/31 | 113.25 | 70.25 | 21
2030/31 | 113.75 | 70.25 | 27
2030/31 | 114.25 | 70.25 | 25
2030/31 | 114.75 | 70.25 | 27
2030/31 | 115.25 | 70.25 | 23
2030/31 | 115.75 | 70.25 | 35
2030/31 | 116.25 | 70.25 | 24
2030/31 | 116.75 | 70.25 | 32
2030/31 | 117.25 | 70.25 | 28
2030/31 | 117.75 | 70.25 | 39
2030/31 | 118.25 | 70.25 | 41
2030/31 | 118.75 | 70.25 | 30
2030/31 | 119.25 | 70.25 | 36
2030/31 | 119.75 | 70.25 | 46
2030/31 | 120.25 | 70.25 | 43
2030/31 | 120.75 | 70.25 | 49
2030/31 | 121.25 | 70.25 | 55
2030/31 | 121.75 | 70.25 | 61
2030/31 | 122.25 | 70.25 | 49
2030/31 | 122.75 | 70.25 | 51
2030/31 | 123.25 | 70.25 | 56
2030/31 | 123.75 | 70.25 | 59
2030/31 | 124.25 | 70.25 | 62
2030/31 | 124.75 | 70.25 | 70
2030/31 | 125.25 | 70.25 | 61
2030/31 | 125.75 | 70.25 | 74
2030/31 | 126.25 | 70.25 | 67
2030/31 | 126.75 | 70.25 | 63
2030/31 | 127.25 | 70.25 | 77
2030/31 | 127.75 | 70.25 | 76
2030/31 | 128.25 | 70.25 | 69
2030/31 | 128.75 | 70.25 | 102
2030/31 | 129.25 | 70.25 | 103
2030/31 | 129.75 | 70.25 | 88
2030/31 | 130.25 | 70.25 | 109
2030/31 | 130.75 | 70.25 | 101
2030/31 | 131.25 | 70.25 | 118
2030/31 | 131.75 | 70.25 | 102
2030/31 | 132.25 | 70.25 | 101
2030/31 | 132.75 | 70.25 | 94
2030/31 | 133.25 | 70.25 | 105
2030/31 | 133.75 | 70.25 | 109
2030/31 | 134.25 | 70.25 | 131
2030/31 | 134.75 | 70.25 | 122
2030/31 | 135.25 | 70.25 | 129
2030/31 | 135.75 | 70.25 | 131
2030/31 | 136.25 | 70.25 | 127
2030/31 | 136.75 | 70.25 | 142
2030/31 | 137.25 | 70.25 | 131
2030/31 | 137.75 | 70.25 | 149
2030/31 | 138.25 | 70.25 | 124
2030/31 | 138.75 | 70.25 | 143
2030/31 | 139.25 | 70.25 | 144
2030/31 | 139.75 | 70.25 | 168
2030/31 | 140.25 | 70.25 | 136
2030/31 | 140.75 | 70.25 | 154
2030/31 | 141.25 | 70.25 | 149
2030/31 | 141.75 | 70.25 | 130
2030/31 | 142.25 | 70.25 | 149
2030/31 | 142.75 | 70.25 | 150
2030/31 | 143.25 | 70.25 | 141
2030/31 | 143.75 | 70.25 | 162
2030/31 | 144.25 | 70.25 | 154
2030/31 | 144.75 | 70.25 | 167
2030/31 | 145.25 | 70.25 | 166
2030/31 | 145.75 | 70.25 | 169
2030/31 | 146.25 | 70.25 | 150
2030/31 | 146.75 | 70.25 | 186
2030/31 | 147.25 | 70.25 | 168
2030/31 | 147.75 | 70.25 | 152
2030/31 | 148.25 | 70.25 | 168
2030/31 | 148.75 | 70.25 | 174
2030/31 | 149.25 | 70.25 | 176
2030/31 | 149.75 | 70.25 | 151
2030/31 | 150.25 | 70.25 | 163
2030/31 | 150.75 | 70.25 | 170
2030/31 | 151.25 | 70.25 | 172
2030/31 | 151.75 | 70.25 | 158
2030/31 | 152.25 | 70.25 | 172
2030/31 | 152.75 | 70.25 | 169
2030/31 | 153.25 | 70.25 | 169
2030/31 | 153.75 | 70.25 | 183
2030/31 | 154.25 | 70.25 | 170
2030/31 | 154.75 | 70.25 | 171
2030/31 | 155.25 | 70.25 | 170
2030/31 | 155.75 | 70.25 | 151
2030/31 | 156.25 | 70.25 | 164
2030/31 | 156.75 | 70.25 | 161
2030/31 | 157.25 | 70.25 | 177
2030/31 | 157.75 | 70.25 | 186
2030/31 | 158.25 | 70.25 | 154
2030/31 | 158.75 | 70.25 | 204
2030/31 | 159.25 | 70.25 | 181
2030/31 | 159.75 | 70.25 | 181
2030/31 | 160.25 | 70.25 | 153
2030/31 | 160.75 | 70.25 | 156
2030/31 | 161.25 | 70.25 | 162
2030/31 | 161.75 | 70.25 | 167
2030/31 | 162.25 | 70.25 | 178
2030/31 | 162.75 | 70.25 | 172
2030/31 | 163.25 | 70.25 | 154
2030/31 | 163.75 | 70.25 | 155
2030/31 | 164.25 | 70.25 | 153
2030/31 | 164.75 | 70.25 | 165
2030/31 | 165.25 | 70.25 | 161
2030/31 | 165.75 | 70.25 | 151
2030/31 | 166.25 | 70.25 | 139
2030/31 | 166.75 | 70.25 | 137
2030/31 | 167.25 | 70.25 | 131
2030/31 | 167.75 | 70.25 | 168
2030/31 | 168.25 | 70.25 | 142
2030/31 | 168.75 | 70.25 | 158
2030/31 | 169.25 | 70.25 | 151
2030/31 | 169.75 | 70.25 | 138
2030/31 | 170.25 | 70.25 | 153
2030/31 | 170.75 | 70.25 | 134
2030/31 | 171.25 | 70.25 | 138
2030/31 | 171.75 | 70.25 | 143
2030/31 | 172.25 | 70.25 | 156
2030/31 | 172.75 | 70.25 | 117
2030/31 | 173.25 | 70.25 | 147
2030/31 | 173.75 | 70.25 | 145
2030/31 | 174.25 | 70.25 | 150
2030/31 | 174.75 | 70.25 | 116
2030/31 | 175.25 | 70.25 | 148
2030/31 | 175.75 | 70.25 | 148
2030/31 | 176.25 | 70.25 | 134
2030/31 | 176.75 | 70.25 | 163
2030/31 | 177.25 | 70.25 | 128
2030/31 | 177.75 | 70.25 | 155
2030/31 | 178.25 | 70.25 | 132
2030/31 | 178.75 | 70.25 | 164
2030/31 | 179.25 | 70.25 | 140
2030/31 | 179.75 | 70.25 | 143
2030/31 | 180.25 | 70.25 | 119
2030/31 | 180.75 | 70.25 | 135
2030/31 | 181.25 | 70.25 | 125
2030/31 | 181.75 | 70.25 | 119
2030/31 | 182.25 | 70.25 | 110
2030/31 | 182.75 | 70.25 | 120
2030/31 | 183.25 | 70.25 | 128
2030/31 | 183.75 | 70.25 | 136
2030/31 | 184.25 | 70.25 | 118
2030/31 | 184.75 | 70.25 | 127
2030/31 | 185.25 | 70.25 | 115
2030/31 | 185.75 | 70.25 | 100
2030/31 | 186.25 | 70.25 | 120
2030/31 | 186.75 | 70.25 | 86
2030/31 | 187.25 | 70.25 | 116
2030/31 | 187.75 | 70.25 | 108
2030/31 | 188.25 | 70.25 | 99
2030/31 | 188.75 | 70.25 | 133
2030/31 | 189.25 | 70.25 | 111
2030/31 | 189.75 | 70.25 | 121
2030/31 | 190.25 | 70.25 | 109
2030/31 | 190.75 | 70.25 | 113
2030/31 | 191.25 | 70.25 | 99
2030/31 | 191.75 | 70.25 | 112
2030/31 | 192.25 | 70.25 | 84
2030/31 | 192.75 | 70.25 | 101
2030/31 | 193.25 | 70.25 | 107
2030/31 | 193.75 | 70.25 | 85
2030/31 | 194.25 | 70.25 | 103
2030/31 | 194.75 | 70.25 | 92
2030/31 | 195.25 | 70.25 | 98
2030/31 | 195.75 | 70.25 | 94
2030/31 | 196.25 | 70.25 | 83
2030/31 | 196.75 | 70.25 | 117
2030/31 | 197.25 | 70.25 | 92
2030/31 | 197.75 | 70.25 | 97
2030/31 | 198.25 | 70.25 | 83
2030/31 | 198.75 | 70.25 | 96
2030/31 | 199.25 | 70.25 | 76
2030/31 | 199.75 | 70.25 | 86
2030/31 | 200.25 | 70.25 | 65
2030/31 | 200.75 | 70.25 | 72
2030/31 | 201.25 | 70.25 | 87
2030/31 | 201.75 | 70.25 | 94
2030/31 | 202.25 | 70.25 | 102
2030/31 | 202.75 | 70.25 | 74
2030/31 | 203.25 | 70.25 | 101
2030/31 | 203.75 | 70.25 | 86
2030/31 | 204.25 | 70.25 | 96
2030/31 | 204.75 | 70.25 | 74
2030/31 | 205.25 | 70.25 | 85
2030/31 | 205.75 | 70.25 | 90
2030/31 | 206.25 | 70.25 | 88
2030/31 | 206.75 | 70.25 | 89
2030/31 | 207.25 | 70.25 | 81
2030/31 | 207.75 | 70.25 | 72
2030/31 | 208.25 | 70.25 | 75
2030/31 | 208.75 | 70.25 | 78
2030/31 | 209.25 | 70.25 | 75
2030/31 | 209.75 | 70.25 | 79
2030/31 | 210.25 | 70.25 | 53
2030/31 | 210.75 | 70.25 | 62
2030/31 | 211.25 | 70.25 | 74
2030/31 | 211.75 | 70.25 | 80
2030/31 | 212.25 | 70.25 | 74
2030/31 | 212.75 | 70.25 | 88
2030/31 | 213.25 | 70.25 | 58
2030/31 | 213.75 | 70.25 | 55
2030/31 | 214.25 | 70.25 | 73
2030/31 | 214.75 | 70.25 | 74
2030/31 | 215.25 | 70.25 | 55
2030/31 | 215.75 | 70.25 | 74
2030/31 | 216.25 | 70.25 | 55
2030/31 | 216.75 | 70.25 | 64
2030/31 | 217.25 | 70.25 | 46
2030/31 | 217.75 | 70.25 | 50
2030/31 | 218.25 | 70.25 | 51
2030/31 | 218.75 | 70.25 | 57
2030/31 | 219.25 | 70.25 | 57
2030/31 | 219.75 | 70.25 | 55
2030/31 | 220.25 | 70.25 | 40
2030/31 | 220.75 | 70.25 | 51
2030/31 | 221.25 | 70.25 | 37
2030/31 | 221.75 | 70.25 | 57
2030/31 | 222.25 | 70.25 | 54
2030/31 | 222.75 | 70.25 | 49
2030/31 | 223.25 | 70.25 | 55
2030/31 | 223.75 | 70.25 | 40
2030/31 | 224.25 | 70.25 | 55
2030/31 | 224.75 | 70.25 | 39
2030/31 | 225.25 | 70.25 | 61
2030/31 | 225.75 | 70.25 | 53
2030/31 | 226.25 | 70.25 | 53
2030/31 | 226.75 | 70.25 | 37
2030/31 | 227.25 | 70.25 | 47
2030/31 | 227.75 | 70.25 | 44
2030/31 | 228.25 | 70.25 | 48
2030/31 | 228.75 | 70.25 | 36
2030/31 | 229.25 | 70.25 | 49
2030/31 | 229.75 | 70.25 | 37
2030/31 | 230.25 | 70.25 | 45
2030/31 | 230.75 | 70.25 | 40
2030/31 | 231.25 | 70.25 | 44
2030/31 | 231.75 | 70.25 | 45
2030/31 | 232.25 | 70.25 | 50
2030/31 | 232.75 | 70.25 | 34
2030/31 | 233.25 | 70.25 | 45
2030/31 | 233.75 | 70.25 | 43
2030/31 | 234.25 | 70.25 | 39
2030/31 | 234.75 | 70.25 | 40
2030/31 | 235.25 | 70.25 | 29
2030/31 | 235.75 | 70.25 | 38
2030/31 | 236.25 | 70.25 | 31
2030/31 | 236.75 | 70.25 | 29
2030/31 | 237.25 | 70.25 | 32
2030/31 | 237.75 | 70.25 | 25
2030/31 | 238.25 | 70.25 | 25
2030/31 | 238.75 | 70.25 | 23
2030/31 | 239.25 | 70.25 | 30
2030/31 | 239.75 | 70.25 | 28
2030/31 | 240.25 | 70.25 | 25
2030/31 | 240.75 | 70.25 | 22
2030/31 | 241.25 | 70.25 | 32
2030/31 | 241.75 | 70.25 | 23
2030/31 | 242.25 | 70.25 | 26
2030/31 | 242.75 | 70.25 | 22
2030/31 | 243.25 | 70.25 | 33
2030/31 | 243.75 | 70.25 | 21
2030/31 | 244.25 | 70.25 | 17
2030/31 | 244.75 | 70.25 | 21
2030/31 | 245.25 | 70.25 | 23
2030/31 | 245.75 | 70.25 | 21
2030/31 | 246.25 | 70.25 | 27
2030/31 | 246.75 | 70.25 | 28
2030/31 | 247.25 | 70.25 | 22
2030/31 | 247.75 | 70.25 | 19
2030/31 | 248.25 | 70.25 | 21
2030/31 | 248.75 | 70.25 | 10
2030/31 | 249.25 | 70.25 | 17
2030/31 | 249.75 | 70.25 | 17
2030/31 | 250.25 | 70.25 | 19
2030/31 | 250.75 | 70.25 | 22
2030/31 | 251.25 | 70.25 | 18
2030/31 | 251.75 | 70.25 | 19
2030/31 | 252.25 | 70.25 | 13
2030/31 | 252.75 | 70.25 | 14
2030/31 | 253.25 | 70.25 | 7
2030/31 | 253.75 | 70.25 | 20
2030/31 | 254.25 | 70.25 | 12
2030/31 | 254.75 | 70.25 | 20
2030/31 | 255.25 | 70.25 | 17
2030/31 | 255.75 | 70.25 | 15
2030/31 | 256.25 | 70.25 | 14
2030/31 | 256.75 | 70.25 | 13
2030/31 | 257.25 | 70.25 | 22
2030/31 | 257.75 | 70.25 | 9
2030/31 | 258.25 | 70.25 | 13
2030/31 | 258.75 | 70.25 | 16
2030/31 | 259.25 | 70.25 | 13
2030/31 | 259.75 | 70.25 | 25
2030/31 | 260.25 | 70.25 | 13
2030/31 | 260.75 | 70.25 | 10
2030/31 | 261.25 | 70.25 | 10
2030/31 | 261.75 | 70.25 | 20
2030/31 | 262.25 | 70.25 | 8
2030/31 | 262.75 | 70.25 | 13
2030/31 | 263.25 | 70.25 | 11
2030/31 | 263.75 | 70.25 | 14
2030/31 | 264.25 | 70.25 | 10
2030/31 | 264.75 | 70.25 | 8
2030/31 | 265.25 | 70.25 | 11
2030/31 | 265.75 | 70.25 | 4
2030/31 | 266.25 | 70.25 | 9
2030/31 | 266.75 | 70.25 | 15
2030/31 | 267.25 | 70.25 | 8
2030/31 | 267.75 | 70.25 | 9
2030/31 | 268.25 | 70.25 | 10
2030/31 | 268.75 | 70.25 | 6
2030/31 | 269.25 | 70.25 | 4
2030/31 | 269.75 | 70.25 | 6
2030/31 | 270.25 | 70.25 | 8
2030/31 | 270.75 | 70.25 | 6
2030/31 | 271.25 | 70.25 | 6
2030/31 | 271.75 | 70.25 | 4
2030/31 | 272.25 | 70.25 | 5
2030/31 | 272.75 | 70.25 | 6
2030/31 | 273.25 | 70.25 | 3
2030/31 | 273.75 | 70.25 | 14
2030/31 | 274.25 | 70.25 | 10
2030/31 | 274.75 | 70.25 | 6
2030/31 | 275.25 | 70.25 | 7
2030/31 | 275.75 | 70.25 | 7
2030/31 | 276.25 | 70.25 | 7
2030/31 | 276.75 | 70.25 | 7
2030/31 | 277.25 | 70.25 | 7
2030/31 | 277.75 | 70.25 | 2
2030/31 | 278.25 | 70.25 | 3
2030/31 | 278.75 | 70.25 | 7
2030/31 | 279.25 | 70.25 | 3
2030/31 | 279.75 | 70.25 | 4
2030/31 | 280.25 | 70.25 | 2
2030/31 | 280.75 | 70.25 | 1
2030/31 | 281.25 | 70.25 | 6
2030/31 | 281.75 | 70.25 | 3
2030/31 | 282.25 | 70.25 | 2
2030/31 | 282.75 | 70.25 | 4
2030/31 | 283.25 | 70.25 | 5
2030/31 | 283.75 | 70.25 | 6
2030/31 | 284.25 | 70.25 | 4
2030/31 | 284.75 | 70.25 | 4
2030/31 | 285.25 | 70.25 | 1
2030/31 | 285.75 | 70.25 | 8
2030/31 | 286.25 | 70.25 | 6
2030/31 | 287.25 | 70.25 | 1
2030/31 | 287.75 | 70.25 | 3
2030/31 | 288.25 | 70.25 | 4
2030/31 | 288.75 | 70.25 | 4
2030/31 | 289.25 | 70.25 | 2
2030/31 | 289.75 | 70.25 | 2
2030/31 | 290.25 | 70.25 | 3
2030/31 | 290.75 | 70.25 | 1
2030/31 | 291.25 | 70.25 | 1
2030/31 | 291.75 | 70.25 | 2
2030/31 | 292.25 | 70.25 | 6
2030/31 | 292.75 | 70.25 | 2
2030/31 | 293.25 | 70.25 | 2
2030/31 | 293.75 | 70.25 | 3
2030/31 | 294.25 | 70.25 | 1
2030/31 | 295.25 | 70.25 | 2
2030/31 | 295.75 | 70.25 | 2
2030/31 | 296.75 | 70.25 | 3
2030/31 | 297.25 | 70.25 | 2
2030/31 | 297.75 | 70.25 | 3
2030/31 | 298.25 | 70.25 | 3
2030/31 | 299.25 | 70.25 | 2
2030/31 | 299.75 | 70.25 | 1
2030/31 | 300.25 | 70.25 | 2
2030/31 | 300.75 | 70.25 | 1
2030/31 | 301.25 | 70.25 | 3
2030/31 | 301.75 | 70.25 | 3
2030/31 | 302.75 | 70.25 | 1
2030/31 | 303.25 | 70.25 | 3
2030/31 | 304.25 | 70.25 | 2
2030/31 | 305.25 | 70.25 | 2
2030/31 | 305.75 | 70.25 | 1
2030/31 | 306.25 | 70.25 | 1
2030/31 | 307.25 | 70.25 | 1
2030/31 | 307.75 | 70.25 | 1
2030/31 | 308.25 | 70.25 | 2
2030/31 | 309.25 | 70.25 | 2
2030/31 | 310.25 | 70.25 | 2
2030/31 | 312.25 | 70.25 | 1
2030/31 | 314.25 | 70.25 | 1
2030/31 | 315.75 | 70.25 | 1
2030/31 | 317.75 | 70.25 | 1
2030/31 | 318.25 | 70.25 | 1
2030/31 | 321.75 | 70.25 | 2
2030/31 | 323.25 | 70.25 | 1
2030/31 | 325.75 | 70.25 | 1
2030/31 | 328.75 | 70.25 | 3
2030/31 | 329.75 | 70.25 | 1
2030/31 | 330.75 | 70.25 | 1
2030/31 | 331.25 | 70.25 | 1
2030/31 | 337.25 | 70.25 | 1
2030/31 | 339.75 | 70.25 | 1
2030/31 | 341.25 | 70.25 | 1
2030/31 | 341.75 | 70.25 | 1
2030/31 | 375.25 | 70.25 | 1
2030/31 | 89.25 | 70.75 | 1
2030/31 | 89.75 | 70.75 | 1
2030/31 | 96.25 | 70.75 | 1
2030/31 | 96.75 | 70.75 | 1
2030/31 | 97.25 | 70.75 | 1
2030/31 | 97.75 | 70.75 | 2
2030/31 | 98.25 | 70.75 | 1
2030/31 | 100.25 | 70.75 | 2
2030/31 | 100.75 | 70.75 | 3
2030/31 | 101.25 | 70.75 | 6
2030/31 | 101.75 | 70.75 | 2
2030/31 | 102.25 | 70.75 | 3
2030/31 | 102.75 | 70.75 | 8
2030/31 | 103.25 | 70.75 | 6
2030/31 | 103.75 | 70.75 | 9
2030/31 | 104.25 | 70.75 | 10
2030/31 | 104.75 | 70.75 | 4
2030/31 | 105.25 | 70.75 | 9
2030/31 | 105.75 | 70.75 | 6
2030/31 | 106.25 | 70.75 | 10
2030/31 | 106.75 | 70.75 | 6
2030/31 | 107.25 | 70.75 | 10
2030/31 | 107.75 | 70.75 | 13
2030/31 | 108.25 | 70.75 | 7
2030/31 | 108.75 | 70.75 | 10
2030/31 | 109.25 | 70.75 | 11
2030/31 | 109.75 | 70.75 | 13
2030/31 | 110.25 | 70.75 | 10
2030/31 | 110.75 | 70.75 | 23
2030/31 | 111.25 | 70.75 | 16
2030/31 | 111.75 | 70.75 | 11
2030/31 | 112.25 | 70.75 | 19
2030/31 | 112.75 | 70.75 | 20
2030/31 | 113.25 | 70.75 | 18
2030/31 | 113.75 | 70.75 | 18
2030/31 | 114.25 | 70.75 | 20
2030/31 | 114.75 | 70.75 | 19
2030/31 | 115.25 | 70.75 | 26
2030/31 | 115.75 | 70.75 | 29
2030/31 | 116.25 | 70.75 | 28
2030/31 | 116.75 | 70.75 | 27
2030/31 | 117.25 | 70.75 | 21
2030/31 | 117.75 | 70.75 | 27
2030/31 | 118.25 | 70.75 | 32
2030/31 | 118.75 | 70.75 | 33
2030/31 | 119.25 | 70.75 | 54
2030/31 | 119.75 | 70.75 | 45
2030/31 | 120.25 | 70.75 | 34
2030/31 | 120.75 | 70.75 | 35
2030/31 | 121.25 | 70.75 | 53
2030/31 | 121.75 | 70.75 | 28
2030/31 | 122.25 | 70.75 | 47
2030/31 | 122.75 | 70.75 | 42
2030/31 | 123.25 | 70.75 | 44
2030/31 | 123.75 | 70.75 | 43
2030/31 | 124.25 | 70.75 | 55
2030/31 | 124.75 | 70.75 | 68
2030/31 | 125.25 | 70.75 | 53
2030/31 | 125.75 | 70.75 | 61
2030/31 | 126.25 | 70.75 | 79
2030/31 | 126.75 | 70.75 | 66
2030/31 | 127.25 | 70.75 | 65
2030/31 | 127.75 | 70.75 | 82
2030/31 | 128.25 | 70.75 | 85
2030/31 | 128.75 | 70.75 | 82
2030/31 | 129.25 | 70.75 | 83
2030/31 | 129.75 | 70.75 | 84
2030/31 | 130.25 | 70.75 | 103
2030/31 | 130.75 | 70.75 | 87
2030/31 | 131.25 | 70.75 | 69
2030/31 | 131.75 | 70.75 | 105
2030/31 | 132.25 | 70.75 | 105
2030/31 | 132.75 | 70.75 | 98
2030/31 | 133.25 | 70.75 | 118
2030/31 | 133.75 | 70.75 | 109
2030/31 | 134.25 | 70.75 | 123
2030/31 | 134.75 | 70.75 | 114
2030/31 | 135.25 | 70.75 | 132
2030/31 | 135.75 | 70.75 | 134
2030/31 | 136.25 | 70.75 | 131
2030/31 | 136.75 | 70.75 | 119
2030/31 | 137.25 | 70.75 | 106
2030/31 | 137.75 | 70.75 | 130
2030/31 | 138.25 | 70.75 | 149
2030/31 | 138.75 | 70.75 | 138
2030/31 | 139.25 | 70.75 | 134
2030/31 | 139.75 | 70.75 | 121
2030/31 | 140.25 | 70.75 | 146
2030/31 | 140.75 | 70.75 | 137
2030/31 | 141.25 | 70.75 | 146
2030/31 | 141.75 | 70.75 | 145
2030/31 | 142.25 | 70.75 | 158
2030/31 | 142.75 | 70.75 | 159
2030/31 | 143.25 | 70.75 | 139
2030/31 | 143.75 | 70.75 | 149
2030/31 | 144.25 | 70.75 | 145
2030/31 | 144.75 | 70.75 | 146
2030/31 | 145.25 | 70.75 | 177
2030/31 | 145.75 | 70.75 | 187
2030/31 | 146.25 | 70.75 | 145
2030/31 | 146.75 | 70.75 | 160
2030/31 | 147.25 | 70.75 | 168
2030/31 | 147.75 | 70.75 | 147
2030/31 | 148.25 | 70.75 | 173
2030/31 | 148.75 | 70.75 | 208
2030/31 | 149.25 | 70.75 | 170
2030/31 | 149.75 | 70.75 | 172
2030/31 | 150.25 | 70.75 | 179
2030/31 | 150.75 | 70.75 | 174
2030/31 | 151.25 | 70.75 | 161
2030/31 | 151.75 | 70.75 | 167
2030/31 | 152.25 | 70.75 | 151
2030/31 | 152.75 | 70.75 | 173
2030/31 | 153.25 | 70.75 | 176
2030/31 | 153.75 | 70.75 | 154
2030/31 | 154.25 | 70.75 | 157
2030/31 | 154.75 | 70.75 | 168
2030/31 | 155.25 | 70.75 | 143
2030/31 | 155.75 | 70.75 | 177
2030/31 | 156.25 | 70.75 | 160
2030/31 | 156.75 | 70.75 | 174
2030/31 | 157.25 | 70.75 | 161
2030/31 | 157.75 | 70.75 | 181
2030/31 | 158.25 | 70.75 | 148
2030/31 | 158.75 | 70.75 | 162
2030/31 | 159.25 | 70.75 | 157
2030/31 | 159.75 | 70.75 | 151
2030/31 | 160.25 | 70.75 | 160
2030/31 | 160.75 | 70.75 | 174
2030/31 | 161.25 | 70.75 | 178
2030/31 | 161.75 | 70.75 | 171
2030/31 | 162.25 | 70.75 | 171
2030/31 | 162.75 | 70.75 | 172
2030/31 | 163.25 | 70.75 | 169
2030/31 | 163.75 | 70.75 | 166
2030/31 | 164.25 | 70.75 | 149
2030/31 | 164.75 | 70.75 | 143
2030/31 | 165.25 | 70.75 | 153
2030/31 | 165.75 | 70.75 | 139
2030/31 | 166.25 | 70.75 | 160
2030/31 | 166.75 | 70.75 | 150
2030/31 | 167.25 | 70.75 | 129
2030/31 | 167.75 | 70.75 | 151
2030/31 | 168.25 | 70.75 | 154
2030/31 | 168.75 | 70.75 | 135
2030/31 | 169.25 | 70.75 | 150
2030/31 | 169.75 | 70.75 | 151
2030/31 | 170.25 | 70.75 | 140
2030/31 | 170.75 | 70.75 | 131
2030/31 | 171.25 | 70.75 | 136
2030/31 | 171.75 | 70.75 | 128
2030/31 | 172.25 | 70.75 | 138
2030/31 | 172.75 | 70.75 | 139
2030/31 | 173.25 | 70.75 | 139
2030/31 | 173.75 | 70.75 | 146
2030/31 | 174.25 | 70.75 | 130
2030/31 | 174.75 | 70.75 | 144
2030/31 | 175.25 | 70.75 | 119
2030/31 | 175.75 | 70.75 | 153
2030/31 | 176.25 | 70.75 | 124
2030/31 | 176.75 | 70.75 | 122
2030/31 | 177.25 | 70.75 | 156
2030/31 | 177.75 | 70.75 | 122
2030/31 | 178.25 | 70.75 | 153
2030/31 | 178.75 | 70.75 | 141
2030/31 | 179.25 | 70.75 | 154
2030/31 | 179.75 | 70.75 | 130
2030/31 | 180.25 | 70.75 | 143
2030/31 | 180.75 | 70.75 | 119
2030/31 | 181.25 | 70.75 | 113
2030/31 | 181.75 | 70.75 | 134
2030/31 | 182.25 | 70.75 | 127
2030/31 | 182.75 | 70.75 | 131
2030/31 | 183.25 | 70.75 | 125
2030/31 | 183.75 | 70.75 | 121
2030/31 | 184.25 | 70.75 | 151
2030/31 | 184.75 | 70.75 | 111
2030/31 | 185.25 | 70.75 | 119
2030/31 | 185.75 | 70.75 | 145
2030/31 | 186.25 | 70.75 | 120
2030/31 | 186.75 | 70.75 | 121
2030/31 | 187.25 | 70.75 | 104
2030/31 | 187.75 | 70.75 | 111
2030/31 | 188.25 | 70.75 | 117
2030/31 | 188.75 | 70.75 | 126
2030/31 | 189.25 | 70.75 | 109
2030/31 | 189.75 | 70.75 | 120
2030/31 | 190.25 | 70.75 | 106
2030/31 | 190.75 | 70.75 | 96
2030/31 | 191.25 | 70.75 | 100
2030/31 | 191.75 | 70.75 | 103
2030/31 | 192.25 | 70.75 | 96
2030/31 | 192.75 | 70.75 | 121
2030/31 | 193.25 | 70.75 | 112
2030/31 | 193.75 | 70.75 | 83
2030/31 | 194.25 | 70.75 | 108
2030/31 | 194.75 | 70.75 | 103
2030/31 | 195.25 | 70.75 | 113
2030/31 | 195.75 | 70.75 | 105
2030/31 | 196.25 | 70.75 | 98
2030/31 | 196.75 | 70.75 | 108
2030/31 | 197.25 | 70.75 | 102
2030/31 | 197.75 | 70.75 | 96
2030/31 | 198.25 | 70.75 | 104
2030/31 | 198.75 | 70.75 | 94
2030/31 | 199.25 | 70.75 | 92
2030/31 | 199.75 | 70.75 | 95
2030/31 | 200.25 | 70.75 | 68
2030/31 | 200.75 | 70.75 | 96
2030/31 | 201.25 | 70.75 | 68
2030/31 | 201.75 | 70.75 | 98
2030/31 | 202.25 | 70.75 | 81
2030/31 | 202.75 | 70.75 | 109
2030/31 | 203.25 | 70.75 | 78
2030/31 | 203.75 | 70.75 | 92
2030/31 | 204.25 | 70.75 | 71
2030/31 | 204.75 | 70.75 | 94
2030/31 | 205.25 | 70.75 | 84
2030/31 | 205.75 | 70.75 | 84
2030/31 | 206.25 | 70.75 | 109
2030/31 | 206.75 | 70.75 | 96
2030/31 | 207.25 | 70.75 | 74
2030/31 | 207.75 | 70.75 | 79
2030/31 | 208.25 | 70.75 | 68
2030/31 | 208.75 | 70.75 | 65
2030/31 | 209.25 | 70.75 | 94
2030/31 | 209.75 | 70.75 | 58
2030/31 | 210.25 | 70.75 | 66
2030/31 | 210.75 | 70.75 | 65
2030/31 | 211.25 | 70.75 | 92
2030/31 | 211.75 | 70.75 | 69
2030/31 | 212.25 | 70.75 | 64
2030/31 | 212.75 | 70.75 | 77
2030/31 | 213.25 | 70.75 | 73
2030/31 | 213.75 | 70.75 | 67
2030/31 | 214.25 | 70.75 | 70
2030/31 | 214.75 | 70.75 | 61
2030/31 | 215.25 | 70.75 | 80
2030/31 | 215.75 | 70.75 | 61
2030/31 | 216.25 | 70.75 | 57
2030/31 | 216.75 | 70.75 | 65
2030/31 | 217.25 | 70.75 | 59
2030/31 | 217.75 | 70.75 | 70
2030/31 | 218.25 | 70.75 | 43
2030/31 | 218.75 | 70.75 | 49
2030/31 | 219.25 | 70.75 | 60
2030/31 | 219.75 | 70.75 | 45
2030/31 | 220.25 | 70.75 | 56
2030/31 | 220.75 | 70.75 | 59
2030/31 | 221.25 | 70.75 | 43
2030/31 | 221.75 | 70.75 | 47
2030/31 | 222.25 | 70.75 | 51
2030/31 | 222.75 | 70.75 | 57
2030/31 | 223.25 | 70.75 | 59
2030/31 | 223.75 | 70.75 | 63
2030/31 | 224.25 | 70.75 | 42
2030/31 | 224.75 | 70.75 | 53
2030/31 | 225.25 | 70.75 | 42
2030/31 | 225.75 | 70.75 | 66
2030/31 | 226.25 | 70.75 | 42
2030/31 | 226.75 | 70.75 | 53
2030/31 | 227.25 | 70.75 | 41
2030/31 | 227.75 | 70.75 | 54
2030/31 | 228.25 | 70.75 | 41
2030/31 | 228.75 | 70.75 | 42
2030/31 | 229.25 | 70.75 | 42
2030/31 | 229.75 | 70.75 | 34
2030/31 | 230.25 | 70.75 | 33
2030/31 | 230.75 | 70.75 | 45
2030/31 | 231.25 | 70.75 | 48
2030/31 | 231.75 | 70.75 | 41
2030/31 | 232.25 | 70.75 | 40
2030/31 | 232.75 | 70.75 | 37
2030/31 | 233.25 | 70.75 | 36
2030/31 | 233.75 | 70.75 | 37
2030/31 | 234.25 | 70.75 | 32
2030/31 | 234.75 | 70.75 | 35
2030/31 | 235.25 | 70.75 | 37
2030/31 | 235.75 | 70.75 | 36
2030/31 | 236.25 | 70.75 | 29
2030/31 | 236.75 | 70.75 | 37
2030/31 | 237.25 | 70.75 | 34
2030/31 | 237.75 | 70.75 | 32
2030/31 | 238.25 | 70.75 | 31
2030/31 | 238.75 | 70.75 | 39
2030/31 | 239.25 | 70.75 | 25
2030/31 | 239.75 | 70.75 | 31
2030/31 | 240.25 | 70.75 | 29
2030/31 | 240.75 | 70.75 | 26
2030/31 | 241.25 | 70.75 | 32
2030/31 | 241.75 | 70.75 | 26
2030/31 | 242.25 | 70.75 | 27
2030/31 | 242.75 | 70.75 | 27
2030/31 | 243.25 | 70.75 | 24
2030/31 | 243.75 | 70.75 | 29
2030/31 | 244.25 | 70.75 | 17
2030/31 | 244.75 | 70.75 | 20
2030/31 | 245.25 | 70.75 | 20
2030/31 | 245.75 | 70.75 | 18
2030/31 | 246.25 | 70.75 | 26
2030/31 | 246.75 | 70.75 | 20
2030/31 | 247.25 | 70.75 | 16
2030/31 | 247.75 | 70.75 | 26
2030/31 | 248.25 | 70.75 | 12
2030/31 | 248.75 | 70.75 | 20
2030/31 | 249.25 | 70.75 | 26
2030/31 | 249.75 | 70.75 | 21
2030/31 | 250.25 | 70.75 | 25
2030/31 | 250.75 | 70.75 | 24
2030/31 | 251.25 | 70.75 | 22
2030/31 | 251.75 | 70.75 | 23
2030/31 | 252.25 | 70.75 | 15
2030/31 | 252.75 | 70.75 | 19
2030/31 | 253.25 | 70.75 | 14
2030/31 | 253.75 | 70.75 | 16
2030/31 | 254.25 | 70.75 | 10
2030/31 | 254.75 | 70.75 | 15
2030/31 | 255.25 | 70.75 | 22
2030/31 | 255.75 | 70.75 | 13
2030/31 | 256.25 | 70.75 | 17
2030/31 | 256.75 | 70.75 | 15
2030/31 | 257.25 | 70.75 | 19
2030/31 | 257.75 | 70.75 | 7
2030/31 | 258.25 | 70.75 | 23
2030/31 | 258.75 | 70.75 | 15
2030/31 | 259.25 | 70.75 | 11
2030/31 | 259.75 | 70.75 | 14
2030/31 | 260.25 | 70.75 | 10
2030/31 | 260.75 | 70.75 | 13
2030/31 | 261.25 | 70.75 | 19
2030/31 | 261.75 | 70.75 | 17
2030/31 | 262.25 | 70.75 | 9
2030/31 | 262.75 | 70.75 | 7
2030/31 | 263.25 | 70.75 | 12
2030/31 | 263.75 | 70.75 | 11
2030/31 | 264.25 | 70.75 | 14
2030/31 | 264.75 | 70.75 | 13
2030/31 | 265.25 | 70.75 | 11
2030/31 | 265.75 | 70.75 | 9
2030/31 | 266.25 | 70.75 | 13
2030/31 | 266.75 | 70.75 | 10
2030/31 | 267.25 | 70.75 | 9
2030/31 | 267.75 | 70.75 | 8
2030/31 | 268.25 | 70.75 | 10
2030/31 | 268.75 | 70.75 | 4
2030/31 | 269.25 | 70.75 | 12
2030/31 | 269.75 | 70.75 | 9
2030/31 | 270.25 | 70.75 | 3
2030/31 | 270.75 | 70.75 | 6
2030/31 | 271.25 | 70.75 | 8
2030/31 | 271.75 | 70.75 | 6
2030/31 | 272.25 | 70.75 | 4
2030/31 | 272.75 | 70.75 | 7
2030/31 | 273.25 | 70.75 | 4
2030/31 | 273.75 | 70.75 | 4
2030/31 | 274.25 | 70.75 | 7
2030/31 | 274.75 | 70.75 | 4
2030/31 | 275.25 | 70.75 | 2
2030/31 | 275.75 | 70.75 | 4
2030/31 | 276.25 | 70.75 | 15
2030/31 | 276.75 | 70.75 | 5
2030/31 | 277.25 | 70.75 | 6
2030/31 | 277.75 | 70.75 | 3
2030/31 | 278.25 | 70.75 | 6
2030/31 | 278.75 | 70.75 | 5
2030/31 | 279.25 | 70.75 | 2
2030/31 | 279.75 | 70.75 | 3
2030/31 | 280.25 | 70.75 | 5
2030/31 | 280.75 | 70.75 | 7
2030/31 | 281.25 | 70.75 | 4
2030/31 | 281.75 | 70.75 | 4
2030/31 | 282.25 | 70.75 | 7
2030/31 | 282.75 | 70.75 | 5
2030/31 | 283.25 | 70.75 | 6
2030/31 | 283.75 | 70.75 | 6
2030/31 | 284.25 | 70.75 | 2
2030/31 | 284.75 | 70.75 | 2
2030/31 | 285.25 | 70.75 | 3
2030/31 | 285.75 | 70.75 | 6
2030/31 | 286.25 | 70.75 | 3
2030/31 | 286.75 | 70.75 | 2
2030/31 | 287.25 | 70.75 | 4
2030/31 | 287.75 | 70.75 | 5
2030/31 | 288.25 | 70.75 | 4
2030/31 | 288.75 | 70.75 | 5
2030/31 | 289.25 | 70.75 | 1
2030/31 | 289.75 | 70.75 | 4
2030/31 | 290.25 | 70.75 | 3
2030/31 | 290.75 | 70.75 | 2
2030/31 | 291.25 | 70.75 | 1
2030/31 | 291.75 | 70.75 | 1
2030/31 | 292.25 | 70.75 | 1
2030/31 | 292.75 | 70.75 | 3
2030/31 | 293.25 | 70.75 | 2
2030/31 | 293.75 | 70.75 | 2
2030/31 | 294.25 | 70.75 | 2
2030/31 | 294.75 | 70.75 | 2
2030/31 | 295.25 | 70.75 | 3
2030/31 | 295.75 | 70.75 | 1
2030/31 | 296.75 | 70.75 | 3
2030/31 | 297.25 | 70.75 | 1
2030/31 | 297.75 | 70.75 | 3
2030/31 | 298.25 | 70.75 | 1
2030/31 | 298.75 | 70.75 | 5
2030/31 | 299.25 | 70.75 | 1
2030/31 | 299.75 | 70.75 | 2
2030/31 | 300.25 | 70.75 | 1
2030/31 | 301.25 | 70.75 | 2
2030/31 | 301.75 | 70.75 | 1
2030/31 | 302.25 | 70.75 | 1
2030/31 | 303.25 | 70.75 | 2
2030/31 | 303.75 | 70.75 | 1
2030/31 | 304.75 | 70.75 | 2
2030/31 | 305.25 | 70.75 | 1
2030/31 | 305.75 | 70.75 | 1
2030/31 | 306.25 | 70.75 | 1
2030/31 | 307.25 | 70.75 | 1
2030/31 | 308.25 | 70.75 | 1
2030/31 | 308.75 | 70.75 | 1
2030/31 | 309.25 | 70.75 | 1
2030/31 | 310.25 | 70.75 | 1
2030/31 | 311.75 | 70.75 | 2
2030/31 | 312.25 | 70.75 | 2
2030/31 | 316.25 | 70.75 | 2
2030/31 | 316.75 | 70.75 | 1
2030/31 | 317.75 | 70.75 | 1
2030/31 | 318.25 | 70.75 | 1
2030/31 | 318.75 | 70.75 | 2
2030/31 | 319.75 | 70.75 | 1
2030/31 | 321.25 | 70.75 | 1
2030/31 | 321.75 | 70.75 | 3
2030/31 | 324.75 | 70.75 | 1
2030/31 | 325.75 | 70.75 | 1
2030/31 | 326.75 | 70.75 | 1
2030/31 | 327.25 | 70.75 | 1
2030/31 | 329.25 | 70.75 | 2
2030/31 | 332.25 | 70.75 | 1
2030/31 | 333.25 | 70.75 | 1
2030/31 | 335.25 | 70.75 | 1
2030/31 | 337.25 | 70.75 | 1
2030/31 | 346.75 | 70.75 | 1
2030/31 | 353.25 | 70.75 | 1
2030/31 | 368.25 | 70.75 | 1
2030/31 | 379.75 | 70.75 | 1
2030/31 | 91.25 | 71.25 | 1
2030/31 | 92.25 | 71.25 | 1
2030/31 | 93.75 | 71.25 | 1
2030/31 | 95.75 | 71.25 | 1
2030/31 | 96.25 | 71.25 | 1
2030/31 | 96.75 | 71.25 | 1
2030/31 | 97.25 | 71.25 | 2
2030/31 | 97.75 | 71.25 | 1
2030/31 | 99.25 | 71.25 | 5
2030/31 | 99.75 | 71.25 | 3
2030/31 | 100.25 | 71.25 | 7
2030/31 | 100.75 | 71.25 | 1
2030/31 | 101.25 | 71.25 | 2
2030/31 | 101.75 | 71.25 | 3
2030/31 | 102.25 | 71.25 | 3
2030/31 | 102.75 | 71.25 | 4
2030/31 | 103.25 | 71.25 | 3
2030/31 | 103.75 | 71.25 | 5
2030/31 | 104.25 | 71.25 | 1
2030/31 | 104.75 | 71.25 | 3
2030/31 | 105.25 | 71.25 | 8
2030/31 | 105.75 | 71.25 | 7
2030/31 | 106.25 | 71.25 | 9
2030/31 | 106.75 | 71.25 | 10
2030/31 | 107.25 | 71.25 | 6
2030/31 | 107.75 | 71.25 | 9
2030/31 | 108.25 | 71.25 | 9
2030/31 | 108.75 | 71.25 | 12
2030/31 | 109.25 | 71.25 | 8
2030/31 | 109.75 | 71.25 | 12
2030/31 | 110.25 | 71.25 | 10
2030/31 | 110.75 | 71.25 | 11
2030/31 | 111.25 | 71.25 | 18
2030/31 | 111.75 | 71.25 | 16
2030/31 | 112.25 | 71.25 | 22
2030/31 | 112.75 | 71.25 | 11
2030/31 | 113.25 | 71.25 | 14
2030/31 | 113.75 | 71.25 | 18
2030/31 | 114.25 | 71.25 | 25
2030/31 | 114.75 | 71.25 | 23
2030/31 | 115.25 | 71.25 | 25
2030/31 | 115.75 | 71.25 | 31
2030/31 | 116.25 | 71.25 | 29
2030/31 | 116.75 | 71.25 | 20
2030/31 | 117.25 | 71.25 | 27
2030/31 | 117.75 | 71.25 | 32
2030/31 | 118.25 | 71.25 | 40
2030/31 | 118.75 | 71.25 | 29
2030/31 | 119.25 | 71.25 | 30
2030/31 | 119.75 | 71.25 | 31
2030/31 | 120.25 | 71.25 | 41
2030/31 | 120.75 | 71.25 | 42
2030/31 | 121.25 | 71.25 | 43
2030/31 | 121.75 | 71.25 | 33
2030/31 | 122.25 | 71.25 | 42
2030/31 | 122.75 | 71.25 | 59
2030/31 | 123.25 | 71.25 | 50
2030/31 | 123.75 | 71.25 | 51
2030/31 | 124.25 | 71.25 | 56
2030/31 | 124.75 | 71.25 | 61
2030/31 | 125.25 | 71.25 | 55
2030/31 | 125.75 | 71.25 | 66
2030/31 | 126.25 | 71.25 | 61
2030/31 | 126.75 | 71.25 | 58
2030/31 | 127.25 | 71.25 | 66
2030/31 | 127.75 | 71.25 | 67
2030/31 | 128.25 | 71.25 | 72
2030/31 | 128.75 | 71.25 | 72
2030/31 | 129.25 | 71.25 | 71
2030/31 | 129.75 | 71.25 | 69
2030/31 | 130.25 | 71.25 | 88
2030/31 | 130.75 | 71.25 | 77
2030/31 | 131.25 | 71.25 | 82
2030/31 | 131.75 | 71.25 | 98
2030/31 | 132.25 | 71.25 | 104
2030/31 | 132.75 | 71.25 | 117
2030/31 | 133.25 | 71.25 | 101
2030/31 | 133.75 | 71.25 | 107
2030/31 | 134.25 | 71.25 | 97
2030/31 | 134.75 | 71.25 | 110
2030/31 | 135.25 | 71.25 | 130
2030/31 | 135.75 | 71.25 | 104
2030/31 | 136.25 | 71.25 | 122
2030/31 | 136.75 | 71.25 | 122
2030/31 | 137.25 | 71.25 | 110
2030/31 | 137.75 | 71.25 | 136
2030/31 | 138.25 | 71.25 | 157
2030/31 | 138.75 | 71.25 | 121
2030/31 | 139.25 | 71.25 | 128
2030/31 | 139.75 | 71.25 | 146
2030/31 | 140.25 | 71.25 | 147
2030/31 | 140.75 | 71.25 | 114
2030/31 | 141.25 | 71.25 | 123
2030/31 | 141.75 | 71.25 | 131
2030/31 | 142.25 | 71.25 | 139
2030/31 | 142.75 | 71.25 | 151
2030/31 | 143.25 | 71.25 | 155
2030/31 | 143.75 | 71.25 | 132
2030/31 | 144.25 | 71.25 | 145
2030/31 | 144.75 | 71.25 | 160
2030/31 | 145.25 | 71.25 | 151
2030/31 | 145.75 | 71.25 | 160
2030/31 | 146.25 | 71.25 | 145
2030/31 | 146.75 | 71.25 | 147
2030/31 | 147.25 | 71.25 | 159
2030/31 | 147.75 | 71.25 | 150
2030/31 | 148.25 | 71.25 | 147
2030/31 | 148.75 | 71.25 | 145
2030/31 | 149.25 | 71.25 | 154
2030/31 | 149.75 | 71.25 | 169
2030/31 | 150.25 | 71.25 | 177
2030/31 | 150.75 | 71.25 | 172
2030/31 | 151.25 | 71.25 | 174
2030/31 | 151.75 | 71.25 | 173
2030/31 | 152.25 | 71.25 | 153
2030/31 | 152.75 | 71.25 | 183
2030/31 | 153.25 | 71.25 | 153
2030/31 | 153.75 | 71.25 | 162
2030/31 | 154.25 | 71.25 | 168
2030/31 | 154.75 | 71.25 | 166
2030/31 | 155.25 | 71.25 | 184
2030/31 | 155.75 | 71.25 | 161
2030/31 | 156.25 | 71.25 | 161
2030/31 | 156.75 | 71.25 | 174
2030/31 | 157.25 | 71.25 | 149
2030/31 | 157.75 | 71.25 | 193
2030/31 | 158.25 | 71.25 | 181
2030/31 | 158.75 | 71.25 | 133
2030/31 | 159.25 | 71.25 | 175
2030/31 | 159.75 | 71.25 | 169
2030/31 | 160.25 | 71.25 | 174
2030/31 | 160.75 | 71.25 | 201
2030/31 | 161.25 | 71.25 | 156
2030/31 | 161.75 | 71.25 | 160
2030/31 | 162.25 | 71.25 | 166
2030/31 | 162.75 | 71.25 | 150
2030/31 | 163.25 | 71.25 | 147
2030/31 | 163.75 | 71.25 | 154
2030/31 | 164.25 | 71.25 | 144
2030/31 | 164.75 | 71.25 | 145
2030/31 | 165.25 | 71.25 | 130
2030/31 | 165.75 | 71.25 | 143
2030/31 | 166.25 | 71.25 | 132
2030/31 | 166.75 | 71.25 | 154
2030/31 | 167.25 | 71.25 | 151
2030/31 | 167.75 | 71.25 | 131
2030/31 | 168.25 | 71.25 | 142
2030/31 | 168.75 | 71.25 | 141
2030/31 | 169.25 | 71.25 | 152
2030/31 | 169.75 | 71.25 | 129
2030/31 | 170.25 | 71.25 | 156
2030/31 | 170.75 | 71.25 | 126
2030/31 | 171.25 | 71.25 | 132
2030/31 | 171.75 | 71.25 | 139
2030/31 | 172.25 | 71.25 | 160
2030/31 | 172.75 | 71.25 | 155
2030/31 | 173.25 | 71.25 | 133
2030/31 | 173.75 | 71.25 | 144
2030/31 | 174.25 | 71.25 | 159
2030/31 | 174.75 | 71.25 | 142
2030/31 | 175.25 | 71.25 | 142
2030/31 | 175.75 | 71.25 | 161
2030/31 | 176.25 | 71.25 | 120
2030/31 | 176.75 | 71.25 | 135
2030/31 | 177.25 | 71.25 | 130
2030/31 | 177.75 | 71.25 | 146
2030/31 | 178.25 | 71.25 | 137
2030/31 | 178.75 | 71.25 | 118
2030/31 | 179.25 | 71.25 | 141
2030/31 | 179.75 | 71.25 | 133
2030/31 | 180.25 | 71.25 | 121
2030/31 | 180.75 | 71.25 | 143
2030/31 | 181.25 | 71.25 | 138
2030/31 | 181.75 | 71.25 | 117
2030/31 | 182.25 | 71.25 | 113
2030/31 | 182.75 | 71.25 | 126
2030/31 | 183.25 | 71.25 | 117
2030/31 | 183.75 | 71.25 | 149
2030/31 | 184.25 | 71.25 | 137
2030/31 | 184.75 | 71.25 | 124
2030/31 | 185.25 | 71.25 | 114
2030/31 | 185.75 | 71.25 | 104
2030/31 | 186.25 | 71.25 | 137
2030/31 | 186.75 | 71.25 | 109
2030/31 | 187.25 | 71.25 | 105
2030/31 | 187.75 | 71.25 | 117
2030/31 | 188.25 | 71.25 | 107
2030/31 | 188.75 | 71.25 | 112
2030/31 | 189.25 | 71.25 | 128
2030/31 | 189.75 | 71.25 | 114
2030/31 | 190.25 | 71.25 | 113
2030/31 | 190.75 | 71.25 | 113
2030/31 | 191.25 | 71.25 | 100
2030/31 | 191.75 | 71.25 | 107
2030/31 | 192.25 | 71.25 | 84
2030/31 | 192.75 | 71.25 | 98
2030/31 | 193.25 | 71.25 | 91
2030/31 | 193.75 | 71.25 | 120
2030/31 | 194.25 | 71.25 | 106
2030/31 | 194.75 | 71.25 | 108
2030/31 | 195.25 | 71.25 | 108
2030/31 | 195.75 | 71.25 | 74
2030/31 | 196.25 | 71.25 | 117
2030/31 | 196.75 | 71.25 | 90
2030/31 | 197.25 | 71.25 | 121
2030/31 | 197.75 | 71.25 | 97
2030/31 | 198.25 | 71.25 | 94
2030/31 | 198.75 | 71.25 | 112
2030/31 | 199.25 | 71.25 | 102
2030/31 | 199.75 | 71.25 | 102
2030/31 | 200.25 | 71.25 | 101
2030/31 | 200.75 | 71.25 | 85
2030/31 | 201.25 | 71.25 | 90
2030/31 | 201.75 | 71.25 | 98
2030/31 | 202.25 | 71.25 | 83
2030/31 | 202.75 | 71.25 | 98
2030/31 | 203.25 | 71.25 | 108
2030/31 | 203.75 | 71.25 | 94
2030/31 | 204.25 | 71.25 | 82
2030/31 | 204.75 | 71.25 | 92
2030/31 | 205.25 | 71.25 | 93
2030/31 | 205.75 | 71.25 | 79
2030/31 | 206.25 | 71.25 | 93
2030/31 | 206.75 | 71.25 | 82
2030/31 | 207.25 | 71.25 | 76
2030/31 | 207.75 | 71.25 | 70
2030/31 | 208.25 | 71.25 | 61
2030/31 | 208.75 | 71.25 | 85
2030/31 | 209.25 | 71.25 | 83
2030/31 | 209.75 | 71.25 | 58
2030/31 | 210.25 | 71.25 | 71
2030/31 | 210.75 | 71.25 | 73
2030/31 | 211.25 | 71.25 | 60
2030/31 | 211.75 | 71.25 | 80
2030/31 | 212.25 | 71.25 | 63
2030/31 | 212.75 | 71.25 | 53
2030/31 | 213.25 | 71.25 | 70
2030/31 | 213.75 | 71.25 | 68
2030/31 | 214.25 | 71.25 | 78
2030/31 | 214.75 | 71.25 | 71
2030/31 | 215.25 | 71.25 | 70
2030/31 | 215.75 | 71.25 | 60
2030/31 | 216.25 | 71.25 | 67
2030/31 | 216.75 | 71.25 | 52
2030/31 | 217.25 | 71.25 | 67
2030/31 | 217.75 | 71.25 | 58
2030/31 | 218.25 | 71.25 | 51
2030/31 | 218.75 | 71.25 | 48
2030/31 | 219.25 | 71.25 | 57
2030/31 | 219.75 | 71.25 | 55
2030/31 | 220.25 | 71.25 | 63
2030/31 | 220.75 | 71.25 | 56
2030/31 | 221.25 | 71.25 | 59
2030/31 | 221.75 | 71.25 | 41
2030/31 | 222.25 | 71.25 | 47
2030/31 | 222.75 | 71.25 | 37
2030/31 | 223.25 | 71.25 | 53
2030/31 | 223.75 | 71.25 | 44
2030/31 | 224.25 | 71.25 | 54
2030/31 | 224.75 | 71.25 | 59
2030/31 | 225.25 | 71.25 | 59
2030/31 | 225.75 | 71.25 | 61
2030/31 | 226.25 | 71.25 | 60
2030/31 | 226.75 | 71.25 | 52
2030/31 | 227.25 | 71.25 | 40
2030/31 | 227.75 | 71.25 | 46
2030/31 | 228.25 | 71.25 | 50
2030/31 | 228.75 | 71.25 | 36
2030/31 | 229.25 | 71.25 | 36
2030/31 | 229.75 | 71.25 | 49
2030/31 | 230.25 | 71.25 | 44
2030/31 | 230.75 | 71.25 | 47
2030/31 | 231.25 | 71.25 | 38
2030/31 | 231.75 | 71.25 | 43
2030/31 | 232.25 | 71.25 | 41
2030/31 | 232.75 | 71.25 | 49
2030/31 | 233.25 | 71.25 | 50
2030/31 | 233.75 | 71.25 | 41
2030/31 | 234.25 | 71.25 | 34
2030/31 | 234.75 | 71.25 | 40
2030/31 | 235.25 | 71.25 | 39
2030/31 | 235.75 | 71.25 | 43
2030/31 | 236.25 | 71.25 | 49
2030/31 | 236.75 | 71.25 | 45
2030/31 | 237.25 | 71.25 | 45
2030/31 | 237.75 | 71.25 | 35
2030/31 | 238.25 | 71.25 | 27
2030/31 | 238.75 | 71.25 | 30
2030/31 | 239.25 | 71.25 | 36
2030/31 | 239.75 | 71.25 | 27
2030/31 | 240.25 | 71.25 | 32
2030/31 | 240.75 | 71.25 | 32
2030/31 | 241.25 | 71.25 | 24
2030/31 | 241.75 | 71.25 | 27
2030/31 | 242.25 | 71.25 | 23
2030/31 | 242.75 | 71.25 | 26
2030/31 | 243.25 | 71.25 | 21
2030/31 | 243.75 | 71.25 | 25
2030/31 | 244.25 | 71.25 | 23
2030/31 | 244.75 | 71.25 | 23
2030/31 | 245.25 | 71.25 | 32
2030/31 | 245.75 | 71.25 | 17
2030/31 | 246.25 | 71.25 | 15
2030/31 | 246.75 | 71.25 | 22
2030/31 | 247.25 | 71.25 | 27
2030/31 | 247.75 | 71.25 | 24
2030/31 | 248.25 | 71.25 | 16
2030/31 | 248.75 | 71.25 | 15
2030/31 | 249.25 | 71.25 | 31
2030/31 | 249.75 | 71.25 | 19
2030/31 | 250.25 | 71.25 | 22
2030/31 | 250.75 | 71.25 | 15
2030/31 | 251.25 | 71.25 | 13
2030/31 | 251.75 | 71.25 | 14
2030/31 | 252.25 | 71.25 | 18
2030/31 | 252.75 | 71.25 | 12
2030/31 | 253.25 | 71.25 | 22
2030/31 | 253.75 | 71.25 | 15
2030/31 | 254.25 | 71.25 | 21
2030/31 | 254.75 | 71.25 | 17
2030/31 | 255.25 | 71.25 | 19
2030/31 | 255.75 | 71.25 | 10
2030/31 | 256.25 | 71.25 | 12
2030/31 | 256.75 | 71.25 | 17
2030/31 | 257.25 | 71.25 | 11
2030/31 | 257.75 | 71.25 | 19
2030/31 | 258.25 | 71.25 | 12
2030/31 | 258.75 | 71.25 | 15
2030/31 | 259.25 | 71.25 | 12
2030/31 | 259.75 | 71.25 | 10
2030/31 | 260.25 | 71.25 | 18
2030/31 | 260.75 | 71.25 | 11
2030/31 | 261.25 | 71.25 | 18
2030/31 | 261.75 | 71.25 | 13
2030/31 | 262.25 | 71.25 | 13
2030/31 | 262.75 | 71.25 | 8
2030/31 | 263.25 | 71.25 | 6
2030/31 | 263.75 | 71.25 | 10
2030/31 | 264.25 | 71.25 | 11
2030/31 | 264.75 | 71.25 | 10
2030/31 | 265.25 | 71.25 | 9
2030/31 | 265.75 | 71.25 | 14
2030/31 | 266.25 | 71.25 | 13
2030/31 | 266.75 | 71.25 | 15
2030/31 | 267.25 | 71.25 | 9
2030/31 | 267.75 | 71.25 | 12
2030/31 | 268.25 | 71.25 | 8
2030/31 | 268.75 | 71.25 | 7
2030/31 | 269.25 | 71.25 | 5
2030/31 | 269.75 | 71.25 | 10
2030/31 | 270.25 | 71.25 | 10
2030/31 | 270.75 | 71.25 | 6
2030/31 | 271.25 | 71.25 | 5
2030/31 | 271.75 | 71.25 | 8
2030/31 | 272.25 | 71.25 | 6
2030/31 | 272.75 | 71.25 | 6
2030/31 | 273.25 | 71.25 | 8
2030/31 | 273.75 | 71.25 | 9
2030/31 | 274.25 | 71.25 | 6
2030/31 | 274.75 | 71.25 | 5
2030/31 | 275.25 | 71.25 | 2
2030/31 | 275.75 | 71.25 | 3
2030/31 | 276.25 | 71.25 | 7
2030/31 | 276.75 | 71.25 | 7
2030/31 | 277.25 | 71.25 | 5
2030/31 | 277.75 | 71.25 | 5
2030/31 | 278.25 | 71.25 | 9
2030/31 | 278.75 | 71.25 | 5
2030/31 | 279.25 | 71.25 | 3
2030/31 | 279.75 | 71.25 | 9
2030/31 | 280.25 | 71.25 | 5
2030/31 | 280.75 | 71.25 | 4
2030/31 | 281.25 | 71.25 | 7
2030/31 | 281.75 | 71.25 | 2
2030/31 | 282.25 | 71.25 | 4
2030/31 | 282.75 | 71.25 | 7
2030/31 | 283.25 | 71.25 | 4
2030/31 | 283.75 | 71.25 | 6
2030/31 | 284.25 | 71.25 | 2
2030/31 | 284.75 | 71.25 | 2
2030/31 | 285.25 | 71.25 | 4
2030/31 | 285.75 | 71.25 | 1
2030/31 | 286.75 | 71.25 | 3
2030/31 | 287.25 | 71.25 | 6
2030/31 | 287.75 | 71.25 | 2
2030/31 | 288.25 | 71.25 | 4
2030/31 | 288.75 | 71.25 | 3
2030/31 | 289.25 | 71.25 | 1
2030/31 | 289.75 | 71.25 | 7
2030/31 | 290.25 | 71.25 | 1
2030/31 | 290.75 | 71.25 | 4
2030/31 | 291.25 | 71.25 | 4
2030/31 | 291.75 | 71.25 | 6
2030/31 | 292.25 | 71.25 | 4
2030/31 | 292.75 | 71.25 | 5
2030/31 | 293.25 | 71.25 | 3
2030/31 | 293.75 | 71.25 | 1
2030/31 | 294.25 | 71.25 | 3
2030/31 | 294.75 | 71.25 | 5
2030/31 | 295.25 | 71.25 | 2
2030/31 | 295.75 | 71.25 | 2
2030/31 | 296.25 | 71.25 | 2
2030/31 | 296.75 | 71.25 | 1
2030/31 | 297.25 | 71.25 | 2
2030/31 | 297.75 | 71.25 | 1
2030/31 | 298.25 | 71.25 | 6
2030/31 | 298.75 | 71.25 | 2
2030/31 | 299.25 | 71.25 | 2
2030/31 | 299.75 | 71.25 | 1
2030/31 | 300.25 | 71.25 | 1
2030/31 | 300.75 | 71.25 | 2
2030/31 | 301.25 | 71.25 | 1
2030/31 | 301.75 | 71.25 | 3
2030/31 | 303.25 | 71.25 | 3
2030/31 | 303.75 | 71.25 | 1
2030/31 | 304.75 | 71.25 | 1
2030/31 | 305.25 | 71.25 | 1
2030/31 | 305.75 | 71.25 | 2
2030/31 | 306.75 | 71.25 | 1
2030/31 | 307.25 | 71.25 | 1
2030/31 | 308.25 | 71.25 | 1
2030/31 | 308.75 | 71.25 | 2
2030/31 | 310.25 | 71.25 | 1
2030/31 | 310.75 | 71.25 | 1
2030/31 | 311.25 | 71.25 | 1
2030/31 | 311.75 | 71.25 | 1
2030/31 | 312.75 | 71.25 | 1
2030/31 | 314.25 | 71.25 | 1
2030/31 | 315.25 | 71.25 | 2
2030/31 | 315.75 | 71.25 | 1
2030/31 | 316.75 | 71.25 | 3
2030/31 | 317.75 | 71.25 | 1
2030/31 | 318.25 | 71.25 | 3
2030/31 | 318.75 | 71.25 | 2
2030/31 | 319.25 | 71.25 | 1
2030/31 | 319.75 | 71.25 | 1
2030/31 | 320.25 | 71.25 | 1
2030/31 | 322.25 | 71.25 | 1
2030/31 | 322.75 | 71.25 | 2
2030/31 | 323.75 | 71.25 | 1
2030/31 | 324.25 | 71.25 | 2
2030/31 | 325.25 | 71.25 | 1
2030/31 | 333.25 | 71.25 | 1
2030/31 | 334.25 | 71.25 | 1
2030/31 | 334.75 | 71.25 | 1
2030/31 | 337.25 | 71.25 | 1
2030/31 | 338.25 | 71.25 | 1
2030/31 | 339.75 | 71.25 | 3
2030/31 | 340.25 | 71.25 | 1
2030/31 | 340.75 | 71.25 | 1
2030/31 | 343.75 | 71.25 | 1
2030/31 | 344.25 | 71.25 | 1
2030/31 | 346.25 | 71.25 | 1
2030/31 | 349.25 | 71.25 | 1
2030/31 | 357.75 | 71.25 | 1
2030/31 | 366.75 | 71.25 | 1
2030/31 | 404.25 | 71.25 | 1
2030/31 | 89.75 | 71.75 | 1
2030/31 | 95.25 | 71.75 | 1
2030/31 | 96.75 | 71.75 | 2
2030/31 | 97.25 | 71.75 | 2
2030/31 | 97.75 | 71.75 | 1
2030/31 | 99.25 | 71.75 | 2
2030/31 | 100.25 | 71.75 | 1
2030/31 | 101.25 | 71.75 | 1
2030/31 | 101.75 | 71.75 | 2
2030/31 | 102.25 | 71.75 | 1
2030/31 | 102.75 | 71.75 | 3
2030/31 | 103.25 | 71.75 | 1
2030/31 | 103.75 | 71.75 | 3
2030/31 | 104.25 | 71.75 | 8
2030/31 | 104.75 | 71.75 | 4
2030/31 | 105.25 | 71.75 | 3
2030/31 | 105.75 | 71.75 | 4
2030/31 | 106.25 | 71.75 | 7
2030/31 | 106.75 | 71.75 | 8
2030/31 | 107.25 | 71.75 | 3
2030/31 | 107.75 | 71.75 | 6
2030/31 | 108.25 | 71.75 | 12
2030/31 | 108.75 | 71.75 | 7
2030/31 | 109.25 | 71.75 | 10
2030/31 | 109.75 | 71.75 | 8
2030/31 | 110.25 | 71.75 | 11
2030/31 | 110.75 | 71.75 | 12
2030/31 | 111.25 | 71.75 | 10
2030/31 | 111.75 | 71.75 | 8
2030/31 | 112.25 | 71.75 | 8
2030/31 | 112.75 | 71.75 | 7
2030/31 | 113.25 | 71.75 | 14
2030/31 | 113.75 | 71.75 | 16
2030/31 | 114.25 | 71.75 | 15
2030/31 | 114.75 | 71.75 | 12
2030/31 | 115.25 | 71.75 | 17
2030/31 | 115.75 | 71.75 | 15
2030/31 | 116.25 | 71.75 | 24
2030/31 | 116.75 | 71.75 | 21
2030/31 | 117.25 | 71.75 | 16
2030/31 | 117.75 | 71.75 | 17
2030/31 | 118.25 | 71.75 | 20
2030/31 | 118.75 | 71.75 | 46
2030/31 | 119.25 | 71.75 | 24
2030/31 | 119.75 | 71.75 | 16
2030/31 | 120.25 | 71.75 | 28
2030/31 | 120.75 | 71.75 | 30
2030/31 | 121.25 | 71.75 | 38
2030/31 | 121.75 | 71.75 | 35
2030/31 | 122.25 | 71.75 | 27
2030/31 | 122.75 | 71.75 | 45
2030/31 | 123.25 | 71.75 | 36
2030/31 | 123.75 | 71.75 | 38
2030/31 | 124.25 | 71.75 | 51
2030/31 | 124.75 | 71.75 | 49
2030/31 | 125.25 | 71.75 | 55
2030/31 | 125.75 | 71.75 | 48
2030/31 | 126.25 | 71.75 | 58
2030/31 | 126.75 | 71.75 | 61
2030/31 | 127.25 | 71.75 | 50
2030/31 | 127.75 | 71.75 | 60
2030/31 | 128.25 | 71.75 | 63
2030/31 | 128.75 | 71.75 | 64
2030/31 | 129.25 | 71.75 | 65
2030/31 | 129.75 | 71.75 | 75
2030/31 | 130.25 | 71.75 | 85
2030/31 | 130.75 | 71.75 | 76
2030/31 | 131.25 | 71.75 | 83
2030/31 | 131.75 | 71.75 | 73
2030/31 | 132.25 | 71.75 | 89
2030/31 | 132.75 | 71.75 | 93
2030/31 | 133.25 | 71.75 | 85
2030/31 | 133.75 | 71.75 | 102
2030/31 | 134.25 | 71.75 | 96
2030/31 | 134.75 | 71.75 | 106
2030/31 | 135.25 | 71.75 | 100
2030/31 | 135.75 | 71.75 | 123
2030/31 | 136.25 | 71.75 | 111
2030/31 | 136.75 | 71.75 | 134
2030/31 | 137.25 | 71.75 | 111
2030/31 | 137.75 | 71.75 | 110
2030/31 | 138.25 | 71.75 | 103
2030/31 | 138.75 | 71.75 | 137
2030/31 | 139.25 | 71.75 | 137
2030/31 | 139.75 | 71.75 | 153
2030/31 | 140.25 | 71.75 | 138
2030/31 | 140.75 | 71.75 | 110
2030/31 | 141.25 | 71.75 | 131
2030/31 | 141.75 | 71.75 | 155
2030/31 | 142.25 | 71.75 | 141
2030/31 | 142.75 | 71.75 | 155
2030/31 | 143.25 | 71.75 | 131
2030/31 | 143.75 | 71.75 | 141
2030/31 | 144.25 | 71.75 | 156
2030/31 | 144.75 | 71.75 | 159
2030/31 | 145.25 | 71.75 | 165
2030/31 | 145.75 | 71.75 | 131
2030/31 | 146.25 | 71.75 | 144
2030/31 | 146.75 | 71.75 | 138
2030/31 | 147.25 | 71.75 | 143
2030/31 | 147.75 | 71.75 | 136
2030/31 | 148.25 | 71.75 | 163
2030/31 | 148.75 | 71.75 | 164
2030/31 | 149.25 | 71.75 | 179
2030/31 | 149.75 | 71.75 | 150
2030/31 | 150.25 | 71.75 | 150
2030/31 | 150.75 | 71.75 | 165
2030/31 | 151.25 | 71.75 | 149
2030/31 | 151.75 | 71.75 | 170
2030/31 | 152.25 | 71.75 | 156
2030/31 | 152.75 | 71.75 | 150
2030/31 | 153.25 | 71.75 | 166
2030/31 | 153.75 | 71.75 | 162
2030/31 | 154.25 | 71.75 | 164
2030/31 | 154.75 | 71.75 | 148
2030/31 | 155.25 | 71.75 | 146
2030/31 | 155.75 | 71.75 | 150
2030/31 | 156.25 | 71.75 | 190
2030/31 | 156.75 | 71.75 | 178
2030/31 | 157.25 | 71.75 | 156
2030/31 | 157.75 | 71.75 | 154
2030/31 | 158.25 | 71.75 | 159
2030/31 | 158.75 | 71.75 | 164
2030/31 | 159.25 | 71.75 | 163
2030/31 | 159.75 | 71.75 | 141
2030/31 | 160.25 | 71.75 | 178
2030/31 | 160.75 | 71.75 | 187
2030/31 | 161.25 | 71.75 | 179
2030/31 | 161.75 | 71.75 | 163
2030/31 | 162.25 | 71.75 | 144
2030/31 | 162.75 | 71.75 | 157
2030/31 | 163.25 | 71.75 | 160
2030/31 | 163.75 | 71.75 | 153
2030/31 | 164.25 | 71.75 | 161
2030/31 | 164.75 | 71.75 | 138
2030/31 | 165.25 | 71.75 | 164
2030/31 | 165.75 | 71.75 | 162
2030/31 | 166.25 | 71.75 | 155
2030/31 | 166.75 | 71.75 | 138
2030/31 | 167.25 | 71.75 | 156
2030/31 | 167.75 | 71.75 | 135
2030/31 | 168.25 | 71.75 | 144
2030/31 | 168.75 | 71.75 | 153
2030/31 | 169.25 | 71.75 | 122
2030/31 | 169.75 | 71.75 | 155
2030/31 | 170.25 | 71.75 | 131
2030/31 | 170.75 | 71.75 | 155
2030/31 | 171.25 | 71.75 | 147
2030/31 | 171.75 | 71.75 | 147
2030/31 | 172.25 | 71.75 | 151
2030/31 | 172.75 | 71.75 | 150
2030/31 | 173.25 | 71.75 | 162
2030/31 | 173.75 | 71.75 | 134
2030/31 | 174.25 | 71.75 | 122
2030/31 | 174.75 | 71.75 | 135
2030/31 | 175.25 | 71.75 | 146
2030/31 | 175.75 | 71.75 | 126
2030/31 | 176.25 | 71.75 | 151
2030/31 | 176.75 | 71.75 | 129
2030/31 | 177.25 | 71.75 | 158
2030/31 | 177.75 | 71.75 | 136
2030/31 | 178.25 | 71.75 | 127
2030/31 | 178.75 | 71.75 | 133
2030/31 | 179.25 | 71.75 | 118
2030/31 | 179.75 | 71.75 | 157
2030/31 | 180.25 | 71.75 | 136
2030/31 | 180.75 | 71.75 | 123
2030/31 | 181.25 | 71.75 | 132
2030/31 | 181.75 | 71.75 | 157
2030/31 | 182.25 | 71.75 | 106
2030/31 | 182.75 | 71.75 | 135
2030/31 | 183.25 | 71.75 | 111
2030/31 | 183.75 | 71.75 | 109
2030/31 | 184.25 | 71.75 | 137
2030/31 | 184.75 | 71.75 | 125
2030/31 | 185.25 | 71.75 | 105
2030/31 | 185.75 | 71.75 | 113
2030/31 | 186.25 | 71.75 | 117
2030/31 | 186.75 | 71.75 | 126
2030/31 | 187.25 | 71.75 | 113
2030/31 | 187.75 | 71.75 | 97
2030/31 | 188.25 | 71.75 | 134
2030/31 | 188.75 | 71.75 | 112
2030/31 | 189.25 | 71.75 | 114
2030/31 | 189.75 | 71.75 | 129
2030/31 | 190.25 | 71.75 | 118
2030/31 | 190.75 | 71.75 | 107
2030/31 | 191.25 | 71.75 | 92
2030/31 | 191.75 | 71.75 | 125
2030/31 | 192.25 | 71.75 | 116
2030/31 | 192.75 | 71.75 | 100
2030/31 | 193.25 | 71.75 | 120
2030/31 | 193.75 | 71.75 | 106
2030/31 | 194.25 | 71.75 | 106
2030/31 | 194.75 | 71.75 | 103
2030/31 | 195.25 | 71.75 | 86
2030/31 | 195.75 | 71.75 | 107
2030/31 | 196.25 | 71.75 | 95
2030/31 | 196.75 | 71.75 | 92
2030/31 | 197.25 | 71.75 | 102
2030/31 | 197.75 | 71.75 | 117
2030/31 | 198.25 | 71.75 | 100
2030/31 | 198.75 | 71.75 | 94
2030/31 | 199.25 | 71.75 | 99
2030/31 | 199.75 | 71.75 | 88
2030/31 | 200.25 | 71.75 | 101
2030/31 | 200.75 | 71.75 | 94
2030/31 | 201.25 | 71.75 | 107
2030/31 | 201.75 | 71.75 | 90
2030/31 | 202.25 | 71.75 | 80
2030/31 | 202.75 | 71.75 | 92
2030/31 | 203.25 | 71.75 | 92
2030/31 | 203.75 | 71.75 | 85
2030/31 | 204.25 | 71.75 | 79
2030/31 | 204.75 | 71.75 | 92
2030/31 | 205.25 | 71.75 | 79
2030/31 | 205.75 | 71.75 | 75
2030/31 | 206.25 | 71.75 | 88
2030/31 | 206.75 | 71.75 | 83
2030/31 | 207.25 | 71.75 | 67
2030/31 | 207.75 | 71.75 | 74
2030/31 | 208.25 | 71.75 | 79
2030/31 | 208.75 | 71.75 | 80
2030/31 | 209.25 | 71.75 | 75
2030/31 | 209.75 | 71.75 | 70
2030/31 | 210.25 | 71.75 | 84
2030/31 | 210.75 | 71.75 | 83
2030/31 | 211.25 | 71.75 | 68
2030/31 | 211.75 | 71.75 | 82
2030/31 | 212.25 | 71.75 | 59
2030/31 | 212.75 | 71.75 | 69
2030/31 | 213.25 | 71.75 | 70
2030/31 | 213.75 | 71.75 | 67
2030/31 | 214.25 | 71.75 | 69
2030/31 | 214.75 | 71.75 | 70
2030/31 | 215.25 | 71.75 | 66
2030/31 | 215.75 | 71.75 | 57
2030/31 | 216.25 | 71.75 | 57
2030/31 | 216.75 | 71.75 | 50
2030/31 | 217.25 | 71.75 | 61
2030/31 | 217.75 | 71.75 | 68
2030/31 | 218.25 | 71.75 | 57
2030/31 | 218.75 | 71.75 | 60
2030/31 | 219.25 | 71.75 | 65
2030/31 | 219.75 | 71.75 | 73
2030/31 | 220.25 | 71.75 | 61
2030/31 | 220.75 | 71.75 | 56
2030/31 | 221.25 | 71.75 | 55
2030/31 | 221.75 | 71.75 | 61
2030/31 | 222.25 | 71.75 | 53
2030/31 | 222.75 | 71.75 | 58
2030/31 | 223.25 | 71.75 | 50
2030/31 | 223.75 | 71.75 | 41
2030/31 | 224.25 | 71.75 | 60
2030/31 | 224.75 | 71.75 | 54
2030/31 | 225.25 | 71.75 | 63
2030/31 | 225.75 | 71.75 | 60
2030/31 | 226.25 | 71.75 | 35
2030/31 | 226.75 | 71.75 | 48
2030/31 | 227.25 | 71.75 | 58
2030/31 | 227.75 | 71.75 | 51
2030/31 | 228.25 | 71.75 | 48
2030/31 | 228.75 | 71.75 | 61
2030/31 | 229.25 | 71.75 | 61
2030/31 | 229.75 | 71.75 | 48
2030/31 | 230.25 | 71.75 | 40
2030/31 | 230.75 | 71.75 | 40
2030/31 | 231.25 | 71.75 | 42
2030/31 | 231.75 | 71.75 | 29
2030/31 | 232.25 | 71.75 | 45
2030/31 | 232.75 | 71.75 | 49
2030/31 | 233.25 | 71.75 | 34
2030/31 | 233.75 | 71.75 | 51
2030/31 | 234.25 | 71.75 | 37
2030/31 | 234.75 | 71.75 | 49
2030/31 | 235.25 | 71.75 | 36
2030/31 | 235.75 | 71.75 | 36
2030/31 | 236.25 | 71.75 | 40
2030/31 | 236.75 | 71.75 | 44
2030/31 | 237.25 | 71.75 | 28
2030/31 | 237.75 | 71.75 | 34
2030/31 | 238.25 | 71.75 | 37
2030/31 | 238.75 | 71.75 | 34
2030/31 | 239.25 | 71.75 | 27
2030/31 | 239.75 | 71.75 | 34
2030/31 | 240.25 | 71.75 | 34
2030/31 | 240.75 | 71.75 | 29
2030/31 | 241.25 | 71.75 | 39
2030/31 | 241.75 | 71.75 | 29
2030/31 | 242.25 | 71.75 | 22
2030/31 | 242.75 | 71.75 | 30
2030/31 | 243.25 | 71.75 | 21
2030/31 | 243.75 | 71.75 | 22
2030/31 | 244.25 | 71.75 | 32
2030/31 | 244.75 | 71.75 | 22
2030/31 | 245.25 | 71.75 | 31
2030/31 | 245.75 | 71.75 | 27
2030/31 | 246.25 | 71.75 | 26
2030/31 | 246.75 | 71.75 | 22
2030/31 | 247.25 | 71.75 | 20
2030/31 | 247.75 | 71.75 | 22
2030/31 | 248.25 | 71.75 | 21
2030/31 | 248.75 | 71.75 | 24
2030/31 | 249.25 | 71.75 | 20
2030/31 | 249.75 | 71.75 | 22
2030/31 | 250.25 | 71.75 | 9
2030/31 | 250.75 | 71.75 | 25
2030/31 | 251.25 | 71.75 | 16
2030/31 | 251.75 | 71.75 | 20
2030/31 | 252.25 | 71.75 | 25
2030/31 | 252.75 | 71.75 | 16
2030/31 | 253.25 | 71.75 | 9
2030/31 | 253.75 | 71.75 | 20
2030/31 | 254.25 | 71.75 | 25
2030/31 | 254.75 | 71.75 | 19
2030/31 | 255.25 | 71.75 | 12
2030/31 | 255.75 | 71.75 | 21
2030/31 | 256.25 | 71.75 | 32
2030/31 | 256.75 | 71.75 | 21
2030/31 | 257.25 | 71.75 | 16
2030/31 | 257.75 | 71.75 | 15
2030/31 | 258.25 | 71.75 | 16
2030/31 | 258.75 | 71.75 | 9
2030/31 | 259.25 | 71.75 | 22
2030/31 | 259.75 | 71.75 | 10
2030/31 | 260.25 | 71.75 | 18
2030/31 | 260.75 | 71.75 | 9
2030/31 | 261.25 | 71.75 | 18
2030/31 | 261.75 | 71.75 | 16
2030/31 | 262.25 | 71.75 | 15
2030/31 | 262.75 | 71.75 | 16
2030/31 | 263.25 | 71.75 | 9
2030/31 | 263.75 | 71.75 | 11
2030/31 | 264.25 | 71.75 | 4
2030/31 | 264.75 | 71.75 | 6
2030/31 | 265.25 | 71.75 | 13
2030/31 | 265.75 | 71.75 | 13
2030/31 | 266.25 | 71.75 | 7
2030/31 | 266.75 | 71.75 | 13
2030/31 | 267.25 | 71.75 | 9
2030/31 | 267.75 | 71.75 | 7
2030/31 | 268.25 | 71.75 | 2
2030/31 | 268.75 | 71.75 | 6
2030/31 | 269.25 | 71.75 | 10
2030/31 | 269.75 | 71.75 | 10
2030/31 | 270.25 | 71.75 | 9
2030/31 | 270.75 | 71.75 | 10
2030/31 | 271.25 | 71.75 | 8
2030/31 | 271.75 | 71.75 | 8
2030/31 | 272.25 | 71.75 | 7
2030/31 | 272.75 | 71.75 | 11
2030/31 | 273.25 | 71.75 | 4
2030/31 | 273.75 | 71.75 | 12
2030/31 | 274.25 | 71.75 | 5
2030/31 | 274.75 | 71.75 | 6
2030/31 | 275.25 | 71.75 | 4
2030/31 | 275.75 | 71.75 | 9
2030/31 | 276.25 | 71.75 | 5
2030/31 | 276.75 | 71.75 | 7
2030/31 | 277.25 | 71.75 | 6
2030/31 | 277.75 | 71.75 | 6
2030/31 | 278.25 | 71.75 | 7
2030/31 | 278.75 | 71.75 | 6
2030/31 | 279.25 | 71.75 | 4
2030/31 | 279.75 | 71.75 | 8
2030/31 | 280.25 | 71.75 | 4
2030/31 | 280.75 | 71.75 | 5
2030/31 | 281.25 | 71.75 | 6
2030/31 | 281.75 | 71.75 | 4
2030/31 | 282.25 | 71.75 | 6
2030/31 | 282.75 | 71.75 | 3
2030/31 | 283.25 | 71.75 | 4
2030/31 | 283.75 | 71.75 | 4
2030/31 | 284.25 | 71.75 | 3
2030/31 | 284.75 | 71.75 | 6
2030/31 | 285.25 | 71.75 | 5
2030/31 | 285.75 | 71.75 | 3
2030/31 | 286.25 | 71.75 | 2
2030/31 | 286.75 | 71.75 | 5
2030/31 | 287.25 | 71.75 | 4
2030/31 | 287.75 | 71.75 | 1
2030/31 | 288.25 | 71.75 | 1
2030/31 | 288.75 | 71.75 | 4
2030/31 | 289.25 | 71.75 | 2
2030/31 | 289.75 | 71.75 | 3
2030/31 | 290.25 | 71.75 | 1
2030/31 | 291.25 | 71.75 | 1
2030/31 | 291.75 | 71.75 | 4
2030/31 | 292.25 | 71.75 | 2
2030/31 | 292.75 | 71.75 | 2
2030/31 | 293.25 | 71.75 | 2
2030/31 | 293.75 | 71.75 | 3
2030/31 | 294.25 | 71.75 | 3
2030/31 | 294.75 | 71.75 | 2
2030/31 | 295.25 | 71.75 | 3
2030/31 | 295.75 | 71.75 | 2
2030/31 | 296.25 | 71.75 | 2
2030/31 | 296.75 | 71.75 | 4
2030/31 | 297.25 | 71.75 | 1
2030/31 | 297.75 | 71.75 | 3
2030/31 | 298.25 | 71.75 | 2
2030/31 | 298.75 | 71.75 | 1
2030/31 | 299.25 | 71.75 | 5
2030/31 | 299.75 | 71.75 | 2
2030/31 | 300.25 | 71.75 | 3
2030/31 | 301.75 | 71.75 | 3
2030/31 | 302.25 | 71.75 | 1
2030/31 | 302.75 | 71.75 | 3
2030/31 | 303.75 | 71.75 | 3
2030/31 | 304.75 | 71.75 | 3
2030/31 | 305.75 | 71.75 | 1
2030/31 | 306.25 | 71.75 | 3
2030/31 | 306.75 | 71.75 | 2
2030/31 | 307.25 | 71.75 | 4
2030/31 | 307.75 | 71.75 | 2
2030/31 | 308.75 | 71.75 | 1
2030/31 | 310.25 | 71.75 | 2
2030/31 | 311.75 | 71.75 | 1
2030/31 | 312.25 | 71.75 | 2
2030/31 | 313.25 | 71.75 | 2
2030/31 | 313.75 | 71.75 | 1
2030/31 | 314.75 | 71.75 | 2
2030/31 | 315.75 | 71.75 | 1
2030/31 | 317.75 | 71.75 | 1
2030/31 | 319.25 | 71.75 | 1
2030/31 | 321.75 | 71.75 | 1
2030/31 | 324.75 | 71.75 | 2
2030/31 | 325.75 | 71.75 | 1
2030/31 | 326.75 | 71.75 | 2
2030/31 | 328.75 | 71.75 | 1
2030/31 | 338.75 | 71.75 | 1
2030/31 | 340.25 | 71.75 | 1
2030/31 | 341.25 | 71.75 | 1
2030/31 | 345.75 | 71.75 | 2
2030/31 | 346.75 | 71.75 | 1
2030/31 | 348.75 | 71.75 | 1
2030/31 | 349.25 | 71.75 | 1
2030/31 | 351.75 | 71.75 | 1
2030/31 | 364.25 | 71.75 | 1
2030/31 | 368.25 | 71.75 | 1
2030/31 | 376.75 | 71.75 | 1
2030/31 | 93.25 | 72.25 | 1
2030/31 | 96.75 | 72.25 | 1
2030/31 | 97.25 | 72.25 | 1
2030/31 | 98.25 | 72.25 | 1
2030/31 | 98.75 | 72.25 | 1
2030/31 | 100.75 | 72.25 | 1
2030/31 | 101.25 | 72.25 | 2
2030/31 | 101.75 | 72.25 | 2
2030/31 | 102.25 | 72.25 | 1
2030/31 | 102.75 | 72.25 | 2
2030/31 | 103.25 | 72.25 | 2
2030/31 | 103.75 | 72.25 | 1
2030/31 | 104.25 | 72.25 | 5
2030/31 | 104.75 | 72.25 | 1
2030/31 | 105.25 | 72.25 | 5
2030/31 | 105.75 | 72.25 | 6
2030/31 | 106.25 | 72.25 | 11
2030/31 | 106.75 | 72.25 | 8
2030/31 | 107.25 | 72.25 | 5
2030/31 | 107.75 | 72.25 | 2
2030/31 | 108.25 | 72.25 | 7
2030/31 | 108.75 | 72.25 | 5
2030/31 | 109.25 | 72.25 | 4
2030/31 | 109.75 | 72.25 | 6
2030/31 | 110.25 | 72.25 | 10
2030/31 | 110.75 | 72.25 | 7
2030/31 | 111.25 | 72.25 | 14
2030/31 | 111.75 | 72.25 | 9
2030/31 | 112.25 | 72.25 | 12
2030/31 | 112.75 | 72.25 | 9
2030/31 | 113.25 | 72.25 | 13
2030/31 | 113.75 | 72.25 | 12
2030/31 | 114.25 | 72.25 | 9
2030/31 | 114.75 | 72.25 | 15
2030/31 | 115.25 | 72.25 | 11
2030/31 | 115.75 | 72.25 | 13
2030/31 | 116.25 | 72.25 | 21
2030/31 | 116.75 | 72.25 | 19
2030/31 | 117.25 | 72.25 | 21
2030/31 | 117.75 | 72.25 | 15
2030/31 | 118.25 | 72.25 | 29
2030/31 | 118.75 | 72.25 | 12
2030/31 | 119.25 | 72.25 | 26
2030/31 | 119.75 | 72.25 | 22
2030/31 | 120.25 | 72.25 | 28
2030/31 | 120.75 | 72.25 | 22
2030/31 | 121.25 | 72.25 | 31
2030/31 | 121.75 | 72.25 | 35
2030/31 | 122.25 | 72.25 | 35
2030/31 | 122.75 | 72.25 | 38
2030/31 | 123.25 | 72.25 | 32
2030/31 | 123.75 | 72.25 | 40
2030/31 | 124.25 | 72.25 | 38
2030/31 | 124.75 | 72.25 | 46
2030/31 | 125.25 | 72.25 | 38
2030/31 | 125.75 | 72.25 | 47
2030/31 | 126.25 | 72.25 | 43
2030/31 | 126.75 | 72.25 | 67
2030/31 | 127.25 | 72.25 | 49
2030/31 | 127.75 | 72.25 | 65
2030/31 | 128.25 | 72.25 | 75
2030/31 | 128.75 | 72.25 | 56
2030/31 | 129.25 | 72.25 | 64
2030/31 | 129.75 | 72.25 | 75
2030/31 | 130.25 | 72.25 | 59
2030/31 | 130.75 | 72.25 | 75
2030/31 | 131.25 | 72.25 | 81
2030/31 | 131.75 | 72.25 | 88
2030/31 | 132.25 | 72.25 | 82
2030/31 | 132.75 | 72.25 | 87
2030/31 | 133.25 | 72.25 | 99
2030/31 | 133.75 | 72.25 | 102
2030/31 | 134.25 | 72.25 | 105
2030/31 | 134.75 | 72.25 | 122
2030/31 | 135.25 | 72.25 | 91
2030/31 | 135.75 | 72.25 | 100
2030/31 | 136.25 | 72.25 | 94
2030/31 | 136.75 | 72.25 | 117
2030/31 | 137.25 | 72.25 | 105
2030/31 | 137.75 | 72.25 | 121
2030/31 | 138.25 | 72.25 | 117
2030/31 | 138.75 | 72.25 | 137
2030/31 | 139.25 | 72.25 | 116
2030/31 | 139.75 | 72.25 | 123
2030/31 | 140.25 | 72.25 | 115
2030/31 | 140.75 | 72.25 | 125
2030/31 | 141.25 | 72.25 | 134
2030/31 | 141.75 | 72.25 | 139
2030/31 | 142.25 | 72.25 | 146
2030/31 | 142.75 | 72.25 | 127
2030/31 | 143.25 | 72.25 | 126
2030/31 | 143.75 | 72.25 | 129
2030/31 | 144.25 | 72.25 | 135
2030/31 | 144.75 | 72.25 | 130
2030/31 | 145.25 | 72.25 | 160
2030/31 | 145.75 | 72.25 | 140
2030/31 | 146.25 | 72.25 | 142
2030/31 | 146.75 | 72.25 | 146
2030/31 | 147.25 | 72.25 | 166
2030/31 | 147.75 | 72.25 | 133
2030/31 | 148.25 | 72.25 | 144
2030/31 | 148.75 | 72.25 | 177
2030/31 | 149.25 | 72.25 | 139
2030/31 | 149.75 | 72.25 | 138
2030/31 | 150.25 | 72.25 | 141
2030/31 | 150.75 | 72.25 | 189
2030/31 | 151.25 | 72.25 | 156
2030/31 | 151.75 | 72.25 | 133
2030/31 | 152.25 | 72.25 | 141
2030/31 | 152.75 | 72.25 | 147
2030/31 | 153.25 | 72.25 | 147
2030/31 | 153.75 | 72.25 | 146
2030/31 | 154.25 | 72.25 | 160
2030/31 | 154.75 | 72.25 | 180
2030/31 | 155.25 | 72.25 | 168
2030/31 | 155.75 | 72.25 | 156
2030/31 | 156.25 | 72.25 | 154
2030/31 | 156.75 | 72.25 | 156
2030/31 | 157.25 | 72.25 | 170
2030/31 | 157.75 | 72.25 | 174
2030/31 | 158.25 | 72.25 | 171
2030/31 | 158.75 | 72.25 | 145
2030/31 | 159.25 | 72.25 | 179
2030/31 | 159.75 | 72.25 | 157
2030/31 | 160.25 | 72.25 | 164
2030/31 | 160.75 | 72.25 | 150
2030/31 | 161.25 | 72.25 | 173
2030/31 | 161.75 | 72.25 | 168
2030/31 | 162.25 | 72.25 | 147
2030/31 | 162.75 | 72.25 | 146
2030/31 | 163.25 | 72.25 | 153
2030/31 | 163.75 | 72.25 | 165
2030/31 | 164.25 | 72.25 | 154
2030/31 | 164.75 | 72.25 | 152
2030/31 | 165.25 | 72.25 | 156
2030/31 | 165.75 | 72.25 | 136
2030/31 | 166.25 | 72.25 | 147
2030/31 | 166.75 | 72.25 | 119
2030/31 | 167.25 | 72.25 | 149
2030/31 | 167.75 | 72.25 | 136
2030/31 | 168.25 | 72.25 | 125
2030/31 | 168.75 | 72.25 | 147
2030/31 | 169.25 | 72.25 | 155
2030/31 | 169.75 | 72.25 | 145
2030/31 | 170.25 | 72.25 | 144
2030/31 | 170.75 | 72.25 | 140
2030/31 | 171.25 | 72.25 | 132
2030/31 | 171.75 | 72.25 | 133
2030/31 | 172.25 | 72.25 | 130
2030/31 | 172.75 | 72.25 | 151
2030/31 | 173.25 | 72.25 | 133
2030/31 | 173.75 | 72.25 | 131
2030/31 | 174.25 | 72.25 | 163
2030/31 | 174.75 | 72.25 | 150
2030/31 | 175.25 | 72.25 | 140
2030/31 | 175.75 | 72.25 | 151
2030/31 | 176.25 | 72.25 | 158
2030/31 | 176.75 | 72.25 | 150
2030/31 | 177.25 | 72.25 | 129
2030/31 | 177.75 | 72.25 | 138
2030/31 | 178.25 | 72.25 | 126
2030/31 | 178.75 | 72.25 | 124
2030/31 | 179.25 | 72.25 | 159
2030/31 | 179.75 | 72.25 | 129
2030/31 | 180.25 | 72.25 | 118
2030/31 | 180.75 | 72.25 | 124
2030/31 | 181.25 | 72.25 | 141
2030/31 | 181.75 | 72.25 | 133
2030/31 | 182.25 | 72.25 | 114
2030/31 | 182.75 | 72.25 | 121
2030/31 | 183.25 | 72.25 | 117
2030/31 | 183.75 | 72.25 | 128
2030/31 | 184.25 | 72.25 | 111
2030/31 | 184.75 | 72.25 | 141
2030/31 | 185.25 | 72.25 | 145
2030/31 | 185.75 | 72.25 | 133
2030/31 | 186.25 | 72.25 | 99
2030/31 | 186.75 | 72.25 | 121
2030/31 | 187.25 | 72.25 | 91
2030/31 | 187.75 | 72.25 | 124
2030/31 | 188.25 | 72.25 | 102
2030/31 | 188.75 | 72.25 | 113
2030/31 | 189.25 | 72.25 | 112
2030/31 | 189.75 | 72.25 | 132
2030/31 | 190.25 | 72.25 | 135
2030/31 | 190.75 | 72.25 | 79
2030/31 | 191.25 | 72.25 | 114
2030/31 | 191.75 | 72.25 | 91
2030/31 | 192.25 | 72.25 | 110
2030/31 | 192.75 | 72.25 | 119
2030/31 | 193.25 | 72.25 | 115
2030/31 | 193.75 | 72.25 | 123
2030/31 | 194.25 | 72.25 | 113
2030/31 | 194.75 | 72.25 | 108
2030/31 | 195.25 | 72.25 | 99
2030/31 | 195.75 | 72.25 | 95
2030/31 | 196.25 | 72.25 | 96
2030/31 | 196.75 | 72.25 | 99
2030/31 | 197.25 | 72.25 | 99
2030/31 | 197.75 | 72.25 | 113
2030/31 | 198.25 | 72.25 | 101
2030/31 | 198.75 | 72.25 | 114
2030/31 | 199.25 | 72.25 | 100
2030/31 | 199.75 | 72.25 | 103
2030/31 | 200.25 | 72.25 | 105
2030/31 | 200.75 | 72.25 | 87
2030/31 | 201.25 | 72.25 | 105
2030/31 | 201.75 | 72.25 | 82
2030/31 | 202.25 | 72.25 | 90
2030/31 | 202.75 | 72.25 | 78
2030/31 | 203.25 | 72.25 | 96
2030/31 | 203.75 | 72.25 | 97
2030/31 | 204.25 | 72.25 | 109
2030/31 | 204.75 | 72.25 | 83
2030/31 | 205.25 | 72.25 | 79
2030/31 | 205.75 | 72.25 | 85
2030/31 | 206.25 | 72.25 | 87
2030/31 | 206.75 | 72.25 | 64
2030/31 | 207.25 | 72.25 | 88
2030/31 | 207.75 | 72.25 | 90
2030/31 | 208.25 | 72.25 | 61
2030/31 | 208.75 | 72.25 | 75
2030/31 | 209.25 | 72.25 | 90
2030/31 | 209.75 | 72.25 | 83
2030/31 | 210.25 | 72.25 | 70
2030/31 | 210.75 | 72.25 | 79
2030/31 | 211.25 | 72.25 | 61
2030/31 | 211.75 | 72.25 | 68
2030/31 | 212.25 | 72.25 | 66
2030/31 | 212.75 | 72.25 | 65
2030/31 | 213.25 | 72.25 | 83
2030/31 | 213.75 | 72.25 | 65
2030/31 | 214.25 | 72.25 | 66
2030/31 | 214.75 | 72.25 | 71
2030/31 | 215.25 | 72.25 | 54
2030/31 | 215.75 | 72.25 | 67
2030/31 | 216.25 | 72.25 | 65
2030/31 | 216.75 | 72.25 | 70
2030/31 | 217.25 | 72.25 | 64
2030/31 | 217.75 | 72.25 | 50
2030/31 | 218.25 | 72.25 | 53
2030/31 | 218.75 | 72.25 | 47
2030/31 | 219.25 | 72.25 | 73
2030/31 | 219.75 | 72.25 | 61
2030/31 | 220.25 | 72.25 | 65
2030/31 | 220.75 | 72.25 | 66
2030/31 | 221.25 | 72.25 | 59
2030/31 | 221.75 | 72.25 | 56
2030/31 | 222.25 | 72.25 | 63
2030/31 | 222.75 | 72.25 | 59
2030/31 | 223.25 | 72.25 | 56
2030/31 | 223.75 | 72.25 | 56
2030/31 | 224.25 | 72.25 | 54
2030/31 | 224.75 | 72.25 | 53
2030/31 | 225.25 | 72.25 | 49
2030/31 | 225.75 | 72.25 | 59
2030/31 | 226.25 | 72.25 | 60
2030/31 | 226.75 | 72.25 | 45
2030/31 | 227.25 | 72.25 | 57
2030/31 | 227.75 | 72.25 | 46
2030/31 | 228.25 | 72.25 | 43
2030/31 | 228.75 | 72.25 | 41
2030/31 | 229.25 | 72.25 | 38
2030/31 | 229.75 | 72.25 | 47
2030/31 | 230.25 | 72.25 | 49
2030/31 | 230.75 | 72.25 | 49
2030/31 | 231.25 | 72.25 | 43
2030/31 | 231.75 | 72.25 | 40
2030/31 | 232.25 | 72.25 | 35
2030/31 | 232.75 | 72.25 | 41
2030/31 | 233.25 | 72.25 | 29
2030/31 | 233.75 | 72.25 | 30
2030/31 | 234.25 | 72.25 | 40
2030/31 | 234.75 | 72.25 | 36
2030/31 | 235.25 | 72.25 | 36
2030/31 | 235.75 | 72.25 | 35
2030/31 | 236.25 | 72.25 | 42
2030/31 | 236.75 | 72.25 | 41
2030/31 | 237.25 | 72.25 | 43
2030/31 | 237.75 | 72.25 | 42
2030/31 | 238.25 | 72.25 | 36
2030/31 | 238.75 | 72.25 | 34
2030/31 | 239.25 | 72.25 | 26
2030/31 | 239.75 | 72.25 | 29
2030/31 | 240.25 | 72.25 | 30
2030/31 | 240.75 | 72.25 | 29
2030/31 | 241.25 | 72.25 | 24
2030/31 | 241.75 | 72.25 | 30
2030/31 | 242.25 | 72.25 | 32
2030/31 | 242.75 | 72.25 | 29
2030/31 | 243.25 | 72.25 | 30
2030/31 | 243.75 | 72.25 | 25
2030/31 | 244.25 | 72.25 | 18
2030/31 | 244.75 | 72.25 | 19
2030/31 | 245.25 | 72.25 | 20
2030/31 | 245.75 | 72.25 | 24
2030/31 | 246.25 | 72.25 | 30
2030/31 | 246.75 | 72.25 | 21
2030/31 | 247.25 | 72.25 | 19
2030/31 | 247.75 | 72.25 | 19
2030/31 | 248.25 | 72.25 | 34
2030/31 | 248.75 | 72.25 | 24
2030/31 | 249.25 | 72.25 | 16
2030/31 | 249.75 | 72.25 | 20
2030/31 | 250.25 | 72.25 | 26
2030/31 | 250.75 | 72.25 | 17
2030/31 | 251.25 | 72.25 | 16
2030/31 | 251.75 | 72.25 | 19
2030/31 | 252.25 | 72.25 | 29
2030/31 | 252.75 | 72.25 | 16
2030/31 | 253.25 | 72.25 | 21
2030/31 | 253.75 | 72.25 | 37
2030/31 | 254.25 | 72.25 | 25
2030/31 | 254.75 | 72.25 | 29
2030/31 | 255.25 | 72.25 | 23
2030/31 | 255.75 | 72.25 | 17
2030/31 | 256.25 | 72.25 | 13
2030/31 | 256.75 | 72.25 | 22
2030/31 | 257.25 | 72.25 | 11
2030/31 | 257.75 | 72.25 | 20
2030/31 | 258.25 | 72.25 | 12
2030/31 | 258.75 | 72.25 | 19
2030/31 | 259.25 | 72.25 | 15
2030/31 | 259.75 | 72.25 | 27
2030/31 | 260.25 | 72.25 | 19
2030/31 | 260.75 | 72.25 | 9
2030/31 | 261.25 | 72.25 | 11
2030/31 | 261.75 | 72.25 | 15
2030/31 | 262.25 | 72.25 | 15
2030/31 | 262.75 | 72.25 | 14
2030/31 | 263.25 | 72.25 | 16
2030/31 | 263.75 | 72.25 | 9
2030/31 | 264.25 | 72.25 | 8
2030/31 | 264.75 | 72.25 | 7
2030/31 | 265.25 | 72.25 | 12
2030/31 | 265.75 | 72.25 | 9
2030/31 | 266.25 | 72.25 | 14
2030/31 | 266.75 | 72.25 | 6
2030/31 | 267.25 | 72.25 | 8
2030/31 | 267.75 | 72.25 | 12
2030/31 | 268.25 | 72.25 | 15
2030/31 | 268.75 | 72.25 | 9
2030/31 | 269.25 | 72.25 | 9
2030/31 | 269.75 | 72.25 | 2
2030/31 | 270.25 | 72.25 | 15
2030/31 | 270.75 | 72.25 | 9
2030/31 | 271.25 | 72.25 | 7
2030/31 | 271.75 | 72.25 | 8
2030/31 | 272.25 | 72.25 | 8
2030/31 | 272.75 | 72.25 | 12
2030/31 | 273.25 | 72.25 | 3
2030/31 | 273.75 | 72.25 | 5
2030/31 | 274.25 | 72.25 | 11
2030/31 | 274.75 | 72.25 | 7
2030/31 | 275.25 | 72.25 | 8
2030/31 | 275.75 | 72.25 | 13
2030/31 | 276.25 | 72.25 | 6
2030/31 | 276.75 | 72.25 | 7
2030/31 | 277.25 | 72.25 | 9
2030/31 | 277.75 | 72.25 | 10
2030/31 | 278.25 | 72.25 | 5
2030/31 | 278.75 | 72.25 | 6
2030/31 | 279.25 | 72.25 | 6
2030/31 | 279.75 | 72.25 | 7
2030/31 | 280.25 | 72.25 | 5
2030/31 | 280.75 | 72.25 | 2
2030/31 | 281.25 | 72.25 | 4
2030/31 | 281.75 | 72.25 | 7
2030/31 | 282.25 | 72.25 | 2
2030/31 | 282.75 | 72.25 | 3
2030/31 | 283.25 | 72.25 | 5
2030/31 | 283.75 | 72.25 | 12
2030/31 | 284.25 | 72.25 | 6
2030/31 | 284.75 | 72.25 | 5
2030/31 | 285.25 | 72.25 | 3
2030/31 | 285.75 | 72.25 | 6
2030/31 | 286.25 | 72.25 | 5
2030/31 | 286.75 | 72.25 | 3
2030/31 | 287.25 | 72.25 | 5
2030/31 | 287.75 | 72.25 | 5
2030/31 | 288.25 | 72.25 | 6
2030/31 | 288.75 | 72.25 | 3
2030/31 | 289.25 | 72.25 | 2
2030/31 | 289.75 | 72.25 | 3
2030/31 | 290.25 | 72.25 | 2
2030/31 | 291.25 | 72.25 | 1
2030/31 | 291.75 | 72.25 | 5
2030/31 | 292.25 | 72.25 | 2
2030/31 | 292.75 | 72.25 | 2
2030/31 | 293.25 | 72.25 | 3
2030/31 | 293.75 | 72.25 | 7
2030/31 | 294.25 | 72.25 | 4
2030/31 | 294.75 | 72.25 | 3
2030/31 | 295.25 | 72.25 | 5
2030/31 | 295.75 | 72.25 | 2
2030/31 | 296.25 | 72.25 | 2
2030/31 | 296.75 | 72.25 | 1
2030/31 | 297.75 | 72.25 | 1
2030/31 | 298.25 | 72.25 | 2
2030/31 | 298.75 | 72.25 | 2
2030/31 | 299.25 | 72.25 | 5
2030/31 | 299.75 | 72.25 | 2
2030/31 | 300.25 | 72.25 | 1
2030/31 | 300.75 | 72.25 | 1
2030/31 | 301.25 | 72.25 | 2
2030/31 | 301.75 | 72.25 | 3
2030/31 | 302.25 | 72.25 | 4
2030/31 | 302.75 | 72.25 | 3
2030/31 | 303.25 | 72.25 | 3
2030/31 | 303.75 | 72.25 | 2
2030/31 | 304.25 | 72.25 | 3
2030/31 | 304.75 | 72.25 | 1
2030/31 | 305.25 | 72.25 | 2
2030/31 | 306.75 | 72.25 | 3
2030/31 | 307.75 | 72.25 | 2
2030/31 | 308.25 | 72.25 | 1
2030/31 | 309.75 | 72.25 | 2
2030/31 | 310.25 | 72.25 | 2
2030/31 | 311.25 | 72.25 | 1
2030/31 | 312.25 | 72.25 | 1
2030/31 | 315.25 | 72.25 | 1
2030/31 | 316.75 | 72.25 | 2
2030/31 | 317.25 | 72.25 | 1
2030/31 | 317.75 | 72.25 | 1
2030/31 | 318.25 | 72.25 | 1
2030/31 | 319.75 | 72.25 | 1
2030/31 | 320.75 | 72.25 | 1
2030/31 | 321.25 | 72.25 | 1
2030/31 | 323.75 | 72.25 | 1
2030/31 | 324.25 | 72.25 | 1
2030/31 | 333.25 | 72.25 | 1
2030/31 | 334.75 | 72.25 | 2
2030/31 | 336.25 | 72.25 | 2
2030/31 | 348.25 | 72.25 | 1
2030/31 | 348.75 | 72.25 | 1
2030/31 | 349.25 | 72.25 | 1
2030/31 | 354.25 | 72.25 | 1
2030/31 | 359.75 | 72.25 | 1
2030/31 | 366.75 | 72.25 | 1
2030/31 | 367.25 | 72.25 | 1
2030/31 | 92.25 | 72.75 | 1
2030/31 | 97.25 | 72.75 | 1
2030/31 | 98.25 | 72.75 | 2
2030/31 | 98.75 | 72.75 | 2
2030/31 | 100.75 | 72.75 | 1
2030/31 | 101.25 | 72.75 | 2
2030/31 | 101.75 | 72.75 | 1
2030/31 | 102.25 | 72.75 | 2
2030/31 | 102.75 | 72.75 | 4
2030/31 | 103.75 | 72.75 | 1
2030/31 | 104.25 | 72.75 | 4
2030/31 | 105.25 | 72.75 | 4
2030/31 | 105.75 | 72.75 | 3
2030/31 | 106.25 | 72.75 | 6
2030/31 | 106.75 | 72.75 | 1
2030/31 | 107.25 | 72.75 | 5
2030/31 | 107.75 | 72.75 | 7
2030/31 | 108.25 | 72.75 | 5
2030/31 | 108.75 | 72.75 | 8
2030/31 | 109.25 | 72.75 | 3
2030/31 | 109.75 | 72.75 | 8
2030/31 | 110.25 | 72.75 | 5
2030/31 | 110.75 | 72.75 | 9
2030/31 | 111.25 | 72.75 | 6
2030/31 | 111.75 | 72.75 | 6
2030/31 | 112.25 | 72.75 | 6
2030/31 | 112.75 | 72.75 | 11
2030/31 | 113.25 | 72.75 | 13
2030/31 | 113.75 | 72.75 | 9
2030/31 | 114.25 | 72.75 | 13
2030/31 | 114.75 | 72.75 | 8
2030/31 | 115.25 | 72.75 | 10
2030/31 | 115.75 | 72.75 | 23
2030/31 | 116.25 | 72.75 | 24
2030/31 | 116.75 | 72.75 | 22
2030/31 | 117.25 | 72.75 | 15
2030/31 | 117.75 | 72.75 | 20
2030/31 | 118.25 | 72.75 | 20
2030/31 | 118.75 | 72.75 | 29
2030/31 | 119.25 | 72.75 | 19
2030/31 | 119.75 | 72.75 | 20
2030/31 | 120.25 | 72.75 | 37
2030/31 | 120.75 | 72.75 | 29
2030/31 | 121.25 | 72.75 | 27
2030/31 | 121.75 | 72.75 | 32
2030/31 | 122.25 | 72.75 | 27
2030/31 | 122.75 | 72.75 | 37
2030/31 | 123.25 | 72.75 | 37
2030/31 | 123.75 | 72.75 | 32
2030/31 | 124.25 | 72.75 | 32
2030/31 | 124.75 | 72.75 | 31
2030/31 | 125.25 | 72.75 | 41
2030/31 | 125.75 | 72.75 | 45
2030/31 | 126.25 | 72.75 | 41
2030/31 | 126.75 | 72.75 | 53
2030/31 | 127.25 | 72.75 | 48
2030/31 | 127.75 | 72.75 | 57
2030/31 | 128.25 | 72.75 | 69
2030/31 | 128.75 | 72.75 | 64
2030/31 | 129.25 | 72.75 | 59
2030/31 | 129.75 | 72.75 | 57
2030/31 | 130.25 | 72.75 | 62
2030/31 | 130.75 | 72.75 | 63
2030/31 | 131.25 | 72.75 | 74
2030/31 | 131.75 | 72.75 | 67
2030/31 | 132.25 | 72.75 | 67
2030/31 | 132.75 | 72.75 | 84
2030/31 | 133.25 | 72.75 | 79
2030/31 | 133.75 | 72.75 | 100
2030/31 | 134.25 | 72.75 | 91
2030/31 | 134.75 | 72.75 | 108
2030/31 | 135.25 | 72.75 | 106
2030/31 | 135.75 | 72.75 | 80
2030/31 | 136.25 | 72.75 | 91
2030/31 | 136.75 | 72.75 | 110
2030/31 | 137.25 | 72.75 | 96
2030/31 | 137.75 | 72.75 | 109
2030/31 | 138.25 | 72.75 | 120
2030/31 | 138.75 | 72.75 | 101
2030/31 | 139.25 | 72.75 | 94
2030/31 | 139.75 | 72.75 | 111
2030/31 | 140.25 | 72.75 | 124
2030/31 | 140.75 | 72.75 | 120
2030/31 | 141.25 | 72.75 | 112
2030/31 | 141.75 | 72.75 | 126
2030/31 | 142.25 | 72.75 | 154
2030/31 | 142.75 | 72.75 | 126
2030/31 | 143.25 | 72.75 | 117
2030/31 | 143.75 | 72.75 | 142
2030/31 | 144.25 | 72.75 | 126
2030/31 | 144.75 | 72.75 | 134
2030/31 | 145.25 | 72.75 | 127
2030/31 | 145.75 | 72.75 | 169
2030/31 | 146.25 | 72.75 | 139
2030/31 | 146.75 | 72.75 | 158
2030/31 | 147.25 | 72.75 | 141
2030/31 | 147.75 | 72.75 | 152
2030/31 | 148.25 | 72.75 | 156
2030/31 | 148.75 | 72.75 | 117
2030/31 | 149.25 | 72.75 | 138
2030/31 | 149.75 | 72.75 | 147
2030/31 | 150.25 | 72.75 | 155
2030/31 | 150.75 | 72.75 | 149
2030/31 | 151.25 | 72.75 | 154
2030/31 | 151.75 | 72.75 | 151
2030/31 | 152.25 | 72.75 | 160
2030/31 | 152.75 | 72.75 | 142
2030/31 | 153.25 | 72.75 | 165
2030/31 | 153.75 | 72.75 | 163
2030/31 | 154.25 | 72.75 | 155
2030/31 | 154.75 | 72.75 | 156
2030/31 | 155.25 | 72.75 | 180
2030/31 | 155.75 | 72.75 | 157
2030/31 | 156.25 | 72.75 | 147
2030/31 | 156.75 | 72.75 | 146
2030/31 | 157.25 | 72.75 | 147
2030/31 | 157.75 | 72.75 | 146
2030/31 | 158.25 | 72.75 | 151
2030/31 | 158.75 | 72.75 | 153
2030/31 | 159.25 | 72.75 | 159
2030/31 | 159.75 | 72.75 | 158
2030/31 | 160.25 | 72.75 | 152
2030/31 | 160.75 | 72.75 | 164
2030/31 | 161.25 | 72.75 | 162
2030/31 | 161.75 | 72.75 | 151
2030/31 | 162.25 | 72.75 | 160
2030/31 | 162.75 | 72.75 | 159
2030/31 | 163.25 | 72.75 | 140
2030/31 | 163.75 | 72.75 | 142
2030/31 | 164.25 | 72.75 | 147
2030/31 | 164.75 | 72.75 | 161
2030/31 | 165.25 | 72.75 | 157
2030/31 | 165.75 | 72.75 | 136
2030/31 | 166.25 | 72.75 | 137
2030/31 | 166.75 | 72.75 | 169
2030/31 | 167.25 | 72.75 | 158
2030/31 | 167.75 | 72.75 | 139
2030/31 | 168.25 | 72.75 | 140
2030/31 | 168.75 | 72.75 | 142
2030/31 | 169.25 | 72.75 | 134
2030/31 | 169.75 | 72.75 | 112
2030/31 | 170.25 | 72.75 | 142
2030/31 | 170.75 | 72.75 | 129
2030/31 | 171.25 | 72.75 | 141
2030/31 | 171.75 | 72.75 | 137
2030/31 | 172.25 | 72.75 | 121
2030/31 | 172.75 | 72.75 | 129
2030/31 | 173.25 | 72.75 | 133
2030/31 | 173.75 | 72.75 | 145
2030/31 | 174.25 | 72.75 | 154
2030/31 | 174.75 | 72.75 | 156
2030/31 | 175.25 | 72.75 | 128
2030/31 | 175.75 | 72.75 | 123
2030/31 | 176.25 | 72.75 | 128
2030/31 | 176.75 | 72.75 | 149
2030/31 | 177.25 | 72.75 | 124
2030/31 | 177.75 | 72.75 | 146
2030/31 | 178.25 | 72.75 | 132
2030/31 | 178.75 | 72.75 | 142
2030/31 | 179.25 | 72.75 | 138
2030/31 | 179.75 | 72.75 | 124
2030/31 | 180.25 | 72.75 | 115
2030/31 | 180.75 | 72.75 | 123
2030/31 | 181.25 | 72.75 | 141
2030/31 | 181.75 | 72.75 | 147
2030/31 | 182.25 | 72.75 | 121
2030/31 | 182.75 | 72.75 | 110
2030/31 | 183.25 | 72.75 | 139
2030/31 | 183.75 | 72.75 | 119
2030/31 | 184.25 | 72.75 | 130
2030/31 | 184.75 | 72.75 | 117
2030/31 | 185.25 | 72.75 | 122
2030/31 | 185.75 | 72.75 | 105
2030/31 | 186.25 | 72.75 | 113
2030/31 | 186.75 | 72.75 | 112
2030/31 | 187.25 | 72.75 | 121
2030/31 | 187.75 | 72.75 | 129
2030/31 | 188.25 | 72.75 | 109
2030/31 | 188.75 | 72.75 | 110
2030/31 | 189.25 | 72.75 | 91
2030/31 | 189.75 | 72.75 | 110
2030/31 | 190.25 | 72.75 | 109
2030/31 | 190.75 | 72.75 | 100
2030/31 | 191.25 | 72.75 | 121
2030/31 | 191.75 | 72.75 | 94
2030/31 | 192.25 | 72.75 | 114
2030/31 | 192.75 | 72.75 | 103
2030/31 | 193.25 | 72.75 | 112
2030/31 | 193.75 | 72.75 | 116
2030/31 | 194.25 | 72.75 | 93
2030/31 | 194.75 | 72.75 | 106
2030/31 | 195.25 | 72.75 | 99
2030/31 | 195.75 | 72.75 | 102
2030/31 | 196.25 | 72.75 | 98
2030/31 | 196.75 | 72.75 | 103
2030/31 | 197.25 | 72.75 | 100
2030/31 | 197.75 | 72.75 | 101
2030/31 | 198.25 | 72.75 | 99
2030/31 | 198.75 | 72.75 | 104
2030/31 | 199.25 | 72.75 | 101
2030/31 | 199.75 | 72.75 | 79
2030/31 | 200.25 | 72.75 | 77
2030/31 | 200.75 | 72.75 | 94
2030/31 | 201.25 | 72.75 | 89
2030/31 | 201.75 | 72.75 | 107
2030/31 | 202.25 | 72.75 | 76
2030/31 | 202.75 | 72.75 | 104
2030/31 | 203.25 | 72.75 | 81
2030/31 | 203.75 | 72.75 | 91
2030/31 | 204.25 | 72.75 | 75
2030/31 | 204.75 | 72.75 | 98
2030/31 | 205.25 | 72.75 | 84
2030/31 | 205.75 | 72.75 | 90
2030/31 | 206.25 | 72.75 | 99
2030/31 | 206.75 | 72.75 | 100
2030/31 | 207.25 | 72.75 | 81
2030/31 | 207.75 | 72.75 | 82
2030/31 | 208.25 | 72.75 | 78
2030/31 | 208.75 | 72.75 | 72
2030/31 | 209.25 | 72.75 | 71
2030/31 | 209.75 | 72.75 | 84
2030/31 | 210.25 | 72.75 | 75
2030/31 | 210.75 | 72.75 | 76
2030/31 | 211.25 | 72.75 | 61
2030/31 | 211.75 | 72.75 | 56
2030/31 | 212.25 | 72.75 | 72
2030/31 | 212.75 | 72.75 | 63
2030/31 | 213.25 | 72.75 | 71
2030/31 | 213.75 | 72.75 | 63
2030/31 | 214.25 | 72.75 | 75
2030/31 | 214.75 | 72.75 | 73
2030/31 | 215.25 | 72.75 | 47
2030/31 | 215.75 | 72.75 | 68
2030/31 | 216.25 | 72.75 | 70
2030/31 | 216.75 | 72.75 | 68
2030/31 | 217.25 | 72.75 | 48
2030/31 | 217.75 | 72.75 | 63
2030/31 | 218.25 | 72.75 | 55
2030/31 | 218.75 | 72.75 | 67
2030/31 | 219.25 | 72.75 | 69
2030/31 | 219.75 | 72.75 | 53
2030/31 | 220.25 | 72.75 | 69
2030/31 | 220.75 | 72.75 | 62
2030/31 | 221.25 | 72.75 | 58
2030/31 | 221.75 | 72.75 | 56
2030/31 | 222.25 | 72.75 | 49
2030/31 | 222.75 | 72.75 | 55
2030/31 | 223.25 | 72.75 | 54
2030/31 | 223.75 | 72.75 | 55
2030/31 | 224.25 | 72.75 | 55
2030/31 | 224.75 | 72.75 | 61
2030/31 | 225.25 | 72.75 | 52
2030/31 | 225.75 | 72.75 | 37
2030/31 | 226.25 | 72.75 | 57
2030/31 | 226.75 | 72.75 | 62
2030/31 | 227.25 | 72.75 | 60
2030/31 | 227.75 | 72.75 | 61
2030/31 | 228.25 | 72.75 | 66
2030/31 | 228.75 | 72.75 | 57
2030/31 | 229.25 | 72.75 | 44
2030/31 | 229.75 | 72.75 | 43
2030/31 | 230.25 | 72.75 | 34
2030/31 | 230.75 | 72.75 | 42
2030/31 | 231.25 | 72.75 | 53
2030/31 | 231.75 | 72.75 | 47
2030/31 | 232.25 | 72.75 | 48
2030/31 | 232.75 | 72.75 | 46
2030/31 | 233.25 | 72.75 | 49
2030/31 | 233.75 | 72.75 | 49
2030/31 | 234.25 | 72.75 | 44
2030/31 | 234.75 | 72.75 | 49
2030/31 | 235.25 | 72.75 | 45
2030/31 | 235.75 | 72.75 | 49
2030/31 | 236.25 | 72.75 | 39
2030/31 | 236.75 | 72.75 | 35
2030/31 | 237.25 | 72.75 | 45
2030/31 | 237.75 | 72.75 | 44
2030/31 | 238.25 | 72.75 | 32
2030/31 | 238.75 | 72.75 | 33
2030/31 | 239.25 | 72.75 | 44
2030/31 | 239.75 | 72.75 | 27
2030/31 | 240.25 | 72.75 | 32
2030/31 | 240.75 | 72.75 | 36
2030/31 | 241.25 | 72.75 | 35
2030/31 | 241.75 | 72.75 | 29
2030/31 | 242.25 | 72.75 | 25
2030/31 | 242.75 | 72.75 | 32
2030/31 | 243.25 | 72.75 | 30
2030/31 | 243.75 | 72.75 | 34
2030/31 | 244.25 | 72.75 | 27
2030/31 | 244.75 | 72.75 | 20
2030/31 | 245.25 | 72.75 | 26
2030/31 | 245.75 | 72.75 | 32
2030/31 | 246.25 | 72.75 | 30
2030/31 | 246.75 | 72.75 | 20
2030/31 | 247.25 | 72.75 | 20
2030/31 | 247.75 | 72.75 | 21
2030/31 | 248.25 | 72.75 | 21
2030/31 | 248.75 | 72.75 | 18
2030/31 | 249.25 | 72.75 | 17
2030/31 | 249.75 | 72.75 | 17
2030/31 | 250.25 | 72.75 | 17
2030/31 | 250.75 | 72.75 | 16
2030/31 | 251.25 | 72.75 | 23
2030/31 | 251.75 | 72.75 | 14
2030/31 | 252.25 | 72.75 | 26
2030/31 | 252.75 | 72.75 | 27
2030/31 | 253.25 | 72.75 | 11
2030/31 | 253.75 | 72.75 | 21
2030/31 | 254.25 | 72.75 | 25
2030/31 | 254.75 | 72.75 | 19
2030/31 | 255.25 | 72.75 | 31
2030/31 | 255.75 | 72.75 | 11
2030/31 | 256.25 | 72.75 | 16
2030/31 | 256.75 | 72.75 | 21
2030/31 | 257.25 | 72.75 | 14
2030/31 | 257.75 | 72.75 | 22
2030/31 | 258.25 | 72.75 | 12
2030/31 | 258.75 | 72.75 | 20
2030/31 | 259.25 | 72.75 | 25
2030/31 | 259.75 | 72.75 | 15
2030/31 | 260.25 | 72.75 | 22
2030/31 | 260.75 | 72.75 | 18
2030/31 | 261.25 | 72.75 | 15
2030/31 | 261.75 | 72.75 | 19
2030/31 | 262.25 | 72.75 | 17
2030/31 | 262.75 | 72.75 | 15
2030/31 | 263.25 | 72.75 | 17
2030/31 | 263.75 | 72.75 | 14
2030/31 | 264.25 | 72.75 | 16
2030/31 | 264.75 | 72.75 | 12
2030/31 | 265.25 | 72.75 | 16
2030/31 | 265.75 | 72.75 | 10
2030/31 | 266.25 | 72.75 | 13
2030/31 | 266.75 | 72.75 | 13
2030/31 | 267.25 | 72.75 | 10
2030/31 | 267.75 | 72.75 | 9
2030/31 | 268.25 | 72.75 | 10
2030/31 | 268.75 | 72.75 | 4
2030/31 | 269.25 | 72.75 | 5
2030/31 | 269.75 | 72.75 | 11
2030/31 | 270.25 | 72.75 | 6
2030/31 | 270.75 | 72.75 | 9
2030/31 | 271.25 | 72.75 | 12
2030/31 | 271.75 | 72.75 | 17
2030/31 | 272.25 | 72.75 | 6
2030/31 | 272.75 | 72.75 | 6
2030/31 | 273.25 | 72.75 | 8
2030/31 | 273.75 | 72.75 | 15
2030/31 | 274.25 | 72.75 | 9
2030/31 | 274.75 | 72.75 | 11
2030/31 | 275.25 | 72.75 | 8
2030/31 | 275.75 | 72.75 | 11
2030/31 | 276.25 | 72.75 | 11
2030/31 | 276.75 | 72.75 | 9
2030/31 | 277.25 | 72.75 | 9
2030/31 | 277.75 | 72.75 | 5
2030/31 | 278.25 | 72.75 | 3
2030/31 | 278.75 | 72.75 | 11
2030/31 | 279.25 | 72.75 | 10
2030/31 | 279.75 | 72.75 | 4
2030/31 | 280.25 | 72.75 | 6
2030/31 | 280.75 | 72.75 | 1
2030/31 | 281.25 | 72.75 | 5
2030/31 | 281.75 | 72.75 | 3
2030/31 | 282.25 | 72.75 | 9
2030/31 | 283.25 | 72.75 | 6
2030/31 | 283.75 | 72.75 | 1
2030/31 | 284.25 | 72.75 | 6
2030/31 | 284.75 | 72.75 | 2
2030/31 | 285.25 | 72.75 | 4
2030/31 | 285.75 | 72.75 | 2
2030/31 | 286.25 | 72.75 | 3
2030/31 | 286.75 | 72.75 | 3
2030/31 | 287.25 | 72.75 | 2
2030/31 | 287.75 | 72.75 | 5
2030/31 | 288.25 | 72.75 | 4
2030/31 | 288.75 | 72.75 | 5
2030/31 | 289.25 | 72.75 | 1
2030/31 | 289.75 | 72.75 | 3
2030/31 | 290.25 | 72.75 | 5
2030/31 | 290.75 | 72.75 | 1
2030/31 | 291.25 | 72.75 | 2
2030/31 | 291.75 | 72.75 | 1
2030/31 | 292.25 | 72.75 | 3
2030/31 | 292.75 | 72.75 | 3
2030/31 | 293.25 | 72.75 | 4
2030/31 | 293.75 | 72.75 | 5
2030/31 | 294.25 | 72.75 | 1
2030/31 | 294.75 | 72.75 | 2
2030/31 | 295.25 | 72.75 | 2
2030/31 | 295.75 | 72.75 | 2
2030/31 | 296.25 | 72.75 | 2
2030/31 | 296.75 | 72.75 | 3
2030/31 | 297.25 | 72.75 | 2
2030/31 | 298.25 | 72.75 | 1
2030/31 | 298.75 | 72.75 | 2
2030/31 | 299.75 | 72.75 | 4
2030/31 | 300.25 | 72.75 | 1
2030/31 | 300.75 | 72.75 | 2
2030/31 | 301.25 | 72.75 | 4
2030/31 | 301.75 | 72.75 | 3
2030/31 | 302.75 | 72.75 | 2
2030/31 | 303.75 | 72.75 | 1
2030/31 | 304.25 | 72.75 | 1
2030/31 | 304.75 | 72.75 | 1
2030/31 | 305.25 | 72.75 | 1
2030/31 | 305.75 | 72.75 | 2
2030/31 | 306.75 | 72.75 | 1
2030/31 | 307.25 | 72.75 | 1
2030/31 | 307.75 | 72.75 | 2
2030/31 | 308.25 | 72.75 | 1
2030/31 | 308.75 | 72.75 | 2
2030/31 | 309.25 | 72.75 | 1
2030/31 | 312.25 | 72.75 | 2
2030/31 | 312.75 | 72.75 | 1
2030/31 | 313.25 | 72.75 | 2
2030/31 | 314.25 | 72.75 | 1
2030/31 | 314.75 | 72.75 | 8
2030/31 | 315.25 | 72.75 | 1
2030/31 | 316.75 | 72.75 | 1
2030/31 | 317.25 | 72.75 | 1
2030/31 | 318.75 | 72.75 | 1
2030/31 | 319.25 | 72.75 | 2
2030/31 | 320.25 | 72.75 | 1
2030/31 | 321.25 | 72.75 | 1
2030/31 | 323.25 | 72.75 | 1
2030/31 | 323.75 | 72.75 | 1
2030/31 | 325.25 | 72.75 | 1
2030/31 | 326.75 | 72.75 | 1
2030/31 | 329.25 | 72.75 | 1
2030/31 | 329.75 | 72.75 | 1
2030/31 | 332.75 | 72.75 | 2
2030/31 | 334.25 | 72.75 | 1
2030/31 | 335.75 | 72.75 | 2
2030/31 | 336.25 | 72.75 | 1
2030/31 | 340.25 | 72.75 | 1
2030/31 | 348.25 | 72.75 | 1
2030/31 | 349.75 | 72.75 | 1
2030/31 | 355.25 | 72.75 | 1
2030/31 | 357.25 | 72.75 | 1
2030/31 | 358.75 | 72.75 | 1
2030/31 | 359.75 | 72.75 | 1
2030/31 | 362.75 | 72.75 | 1
2030/31 | 373.25 | 72.75 | 1
2030/31 | 91.75 | 73.25 | 1
2030/31 | 95.75 | 73.25 | 1
2030/31 | 97.75 | 73.25 | 1
2030/31 | 98.25 | 73.25 | 2
2030/31 | 99.25 | 73.25 | 1
2030/31 | 100.75 | 73.25 | 2
2030/31 | 101.25 | 73.25 | 2
2030/31 | 101.75 | 73.25 | 1
2030/31 | 102.25 | 73.25 | 1
2030/31 | 102.75 | 73.25 | 4
2030/31 | 103.25 | 73.25 | 1
2030/31 | 103.75 | 73.25 | 2
2030/31 | 104.25 | 73.25 | 2
2030/31 | 104.75 | 73.25 | 3
2030/31 | 105.25 | 73.25 | 2
2030/31 | 106.25 | 73.25 | 1
2030/31 | 106.75 | 73.25 | 2
2030/31 | 107.25 | 73.25 | 4
2030/31 | 107.75 | 73.25 | 3
2030/31 | 108.25 | 73.25 | 3
2030/31 | 108.75 | 73.25 | 3
2030/31 | 109.25 | 73.25 | 8
2030/31 | 109.75 | 73.25 | 3
2030/31 | 110.25 | 73.25 | 9
2030/31 | 110.75 | 73.25 | 5
2030/31 | 111.25 | 73.25 | 4
2030/31 | 111.75 | 73.25 | 11
2030/31 | 112.25 | 73.25 | 6
2030/31 | 112.75 | 73.25 | 11
2030/31 | 113.25 | 73.25 | 7
2030/31 | 113.75 | 73.25 | 7
2030/31 | 114.25 | 73.25 | 15
2030/31 | 114.75 | 73.25 | 12
2030/31 | 115.25 | 73.25 | 9
2030/31 | 115.75 | 73.25 | 16
2030/31 | 116.25 | 73.25 | 8
2030/31 | 116.75 | 73.25 | 11
2030/31 | 117.25 | 73.25 | 15
2030/31 | 117.75 | 73.25 | 19
2030/31 | 118.25 | 73.25 | 24
2030/31 | 118.75 | 73.25 | 19
2030/31 | 119.25 | 73.25 | 16
2030/31 | 119.75 | 73.25 | 21
2030/31 | 120.25 | 73.25 | 19
2030/31 | 120.75 | 73.25 | 23
2030/31 | 121.25 | 73.25 | 24
2030/31 | 121.75 | 73.25 | 27
2030/31 | 122.25 | 73.25 | 26
2030/31 | 122.75 | 73.25 | 23
2030/31 | 123.25 | 73.25 | 37
2030/31 | 123.75 | 73.25 | 28
2030/31 | 124.25 | 73.25 | 31
2030/31 | 124.75 | 73.25 | 39
2030/31 | 125.25 | 73.25 | 45
2030/31 | 125.75 | 73.25 | 37
2030/31 | 126.25 | 73.25 | 38
2030/31 | 126.75 | 73.25 | 50
2030/31 | 127.25 | 73.25 | 48
2030/31 | 127.75 | 73.25 | 49
2030/31 | 128.25 | 73.25 | 56
2030/31 | 128.75 | 73.25 | 52
2030/31 | 129.25 | 73.25 | 69
2030/31 | 129.75 | 73.25 | 61
2030/31 | 130.25 | 73.25 | 60
2030/31 | 130.75 | 73.25 | 64
2030/31 | 131.25 | 73.25 | 57
2030/31 | 131.75 | 73.25 | 65
2030/31 | 132.25 | 73.25 | 57
2030/31 | 132.75 | 73.25 | 83
2030/31 | 133.25 | 73.25 | 86
2030/31 | 133.75 | 73.25 | 85
2030/31 | 134.25 | 73.25 | 87
2030/31 | 134.75 | 73.25 | 90
2030/31 | 135.25 | 73.25 | 74
2030/31 | 135.75 | 73.25 | 113
2030/31 | 136.25 | 73.25 | 102
2030/31 | 136.75 | 73.25 | 92
2030/31 | 137.25 | 73.25 | 97
2030/31 | 137.75 | 73.25 | 100
2030/31 | 138.25 | 73.25 | 97
2030/31 | 138.75 | 73.25 | 95
2030/31 | 139.25 | 73.25 | 128
2030/31 | 139.75 | 73.25 | 97
2030/31 | 140.25 | 73.25 | 126
2030/31 | 140.75 | 73.25 | 126
2030/31 | 141.25 | 73.25 | 118
2030/31 | 141.75 | 73.25 | 117
2030/31 | 142.25 | 73.25 | 135
2030/31 | 142.75 | 73.25 | 137
2030/31 | 143.25 | 73.25 | 140
2030/31 | 143.75 | 73.25 | 119
2030/31 | 144.25 | 73.25 | 135
2030/31 | 144.75 | 73.25 | 130
2030/31 | 145.25 | 73.25 | 126
2030/31 | 145.75 | 73.25 | 122
2030/31 | 146.25 | 73.25 | 129
2030/31 | 146.75 | 73.25 | 155
2030/31 | 147.25 | 73.25 | 128
2030/31 | 147.75 | 73.25 | 123
2030/31 | 148.25 | 73.25 | 126
2030/31 | 148.75 | 73.25 | 126
2030/31 | 149.25 | 73.25 | 155
2030/31 | 149.75 | 73.25 | 155
2030/31 | 150.25 | 73.25 | 136
2030/31 | 150.75 | 73.25 | 160
2030/31 | 151.25 | 73.25 | 143
2030/31 | 151.75 | 73.25 | 151
2030/31 | 152.25 | 73.25 | 183
2030/31 | 152.75 | 73.25 | 150
2030/31 | 153.25 | 73.25 | 166
2030/31 | 153.75 | 73.25 | 154
2030/31 | 154.25 | 73.25 | 160
2030/31 | 154.75 | 73.25 | 181
2030/31 | 155.25 | 73.25 | 170
2030/31 | 155.75 | 73.25 | 155
2030/31 | 156.25 | 73.25 | 140
2030/31 | 156.75 | 73.25 | 155
2030/31 | 157.25 | 73.25 | 136
2030/31 | 157.75 | 73.25 | 150
2030/31 | 158.25 | 73.25 | 172
2030/31 | 158.75 | 73.25 | 140
2030/31 | 159.25 | 73.25 | 158
2030/31 | 159.75 | 73.25 | 168
2030/31 | 160.25 | 73.25 | 148
2030/31 | 160.75 | 73.25 | 132
2030/31 | 161.25 | 73.25 | 160
2030/31 | 161.75 | 73.25 | 156
2030/31 | 162.25 | 73.25 | 141
2030/31 | 162.75 | 73.25 | 149
2030/31 | 163.25 | 73.25 | 150
2030/31 | 163.75 | 73.25 | 138
2030/31 | 164.25 | 73.25 | 148
2030/31 | 164.75 | 73.25 | 148
2030/31 | 165.25 | 73.25 | 107
2030/31 | 165.75 | 73.25 | 135
2030/31 | 166.25 | 73.25 | 145
2030/31 | 166.75 | 73.25 | 117
2030/31 | 167.25 | 73.25 | 146
2030/31 | 167.75 | 73.25 | 139
2030/31 | 168.25 | 73.25 | 146
2030/31 | 168.75 | 73.25 | 131
2030/31 | 169.25 | 73.25 | 159
2030/31 | 169.75 | 73.25 | 138
2030/31 | 170.25 | 73.25 | 151
2030/31 | 170.75 | 73.25 | 172
2030/31 | 171.25 | 73.25 | 131
2030/31 | 171.75 | 73.25 | 138
2030/31 | 172.25 | 73.25 | 134
2030/31 | 172.75 | 73.25 | 152
2030/31 | 173.25 | 73.25 | 141
2030/31 | 173.75 | 73.25 | 168
2030/31 | 174.25 | 73.25 | 145
2030/31 | 174.75 | 73.25 | 132
2030/31 | 175.25 | 73.25 | 135
2030/31 | 175.75 | 73.25 | 112
2030/31 | 176.25 | 73.25 | 126
2030/31 | 176.75 | 73.25 | 122
2030/31 | 177.25 | 73.25 | 149
2030/31 | 177.75 | 73.25 | 145
2030/31 | 178.25 | 73.25 | 149
2030/31 | 178.75 | 73.25 | 128
2030/31 | 179.25 | 73.25 | 105
2030/31 | 179.75 | 73.25 | 117
2030/31 | 180.25 | 73.25 | 138
2030/31 | 180.75 | 73.25 | 129
2030/31 | 181.25 | 73.25 | 115
2030/31 | 181.75 | 73.25 | 132
2030/31 | 182.25 | 73.25 | 117
2030/31 | 182.75 | 73.25 | 135
2030/31 | 183.25 | 73.25 | 123
2030/31 | 183.75 | 73.25 | 129
2030/31 | 184.25 | 73.25 | 124
2030/31 | 184.75 | 73.25 | 127
2030/31 | 185.25 | 73.25 | 121
2030/31 | 185.75 | 73.25 | 115
2030/31 | 186.25 | 73.25 | 120
2030/31 | 186.75 | 73.25 | 112
2030/31 | 187.25 | 73.25 | 133
2030/31 | 187.75 | 73.25 | 134
2030/31 | 188.25 | 73.25 | 110
2030/31 | 188.75 | 73.25 | 93
2030/31 | 189.25 | 73.25 | 117
2030/31 | 189.75 | 73.25 | 105
2030/31 | 190.25 | 73.25 | 111
2030/31 | 190.75 | 73.25 | 118
2030/31 | 191.25 | 73.25 | 97
2030/31 | 191.75 | 73.25 | 110
2030/31 | 192.25 | 73.25 | 115
2030/31 | 192.75 | 73.25 | 137
2030/31 | 193.25 | 73.25 | 116
2030/31 | 193.75 | 73.25 | 89
2030/31 | 194.25 | 73.25 | 103
2030/31 | 194.75 | 73.25 | 102
2030/31 | 195.25 | 73.25 | 93
2030/31 | 195.75 | 73.25 | 100
2030/31 | 196.25 | 73.25 | 101
2030/31 | 196.75 | 73.25 | 95
2030/31 | 197.25 | 73.25 | 113
2030/31 | 197.75 | 73.25 | 86
2030/31 | 198.25 | 73.25 | 106
2030/31 | 198.75 | 73.25 | 96
2030/31 | 199.25 | 73.25 | 104
2030/31 | 199.75 | 73.25 | 92
2030/31 | 200.25 | 73.25 | 104
2030/31 | 200.75 | 73.25 | 82
2030/31 | 201.25 | 73.25 | 78
2030/31 | 201.75 | 73.25 | 86
2030/31 | 202.25 | 73.25 | 80
2030/31 | 202.75 | 73.25 | 103
2030/31 | 203.25 | 73.25 | 88
2030/31 | 203.75 | 73.25 | 84
2030/31 | 204.25 | 73.25 | 76
2030/31 | 204.75 | 73.25 | 92
2030/31 | 205.25 | 73.25 | 93
2030/31 | 205.75 | 73.25 | 91
2030/31 | 206.25 | 73.25 | 64
2030/31 | 206.75 | 73.25 | 83
2030/31 | 207.25 | 73.25 | 96
2030/31 | 207.75 | 73.25 | 85
2030/31 | 208.25 | 73.25 | 98
2030/31 | 208.75 | 73.25 | 94
2030/31 | 209.25 | 73.25 | 80
2030/31 | 209.75 | 73.25 | 69
2030/31 | 210.25 | 73.25 | 89
2030/31 | 210.75 | 73.25 | 72
2030/31 | 211.25 | 73.25 | 75
2030/31 | 211.75 | 73.25 | 67
2030/31 | 212.25 | 73.25 | 74
2030/31 | 212.75 | 73.25 | 70
2030/31 | 213.25 | 73.25 | 68
2030/31 | 213.75 | 73.25 | 83
2030/31 | 214.25 | 73.25 | 70
2030/31 | 214.75 | 73.25 | 64
2030/31 | 215.25 | 73.25 | 79
2030/31 | 215.75 | 73.25 | 60
2030/31 | 216.25 | 73.25 | 68
2030/31 | 216.75 | 73.25 | 59
2030/31 | 217.25 | 73.25 | 62
2030/31 | 217.75 | 73.25 | 70
2030/31 | 218.25 | 73.25 | 62
2030/31 | 218.75 | 73.25 | 60
2030/31 | 219.25 | 73.25 | 78
2030/31 | 219.75 | 73.25 | 58
2030/31 | 220.25 | 73.25 | 59
2030/31 | 220.75 | 73.25 | 50
2030/31 | 221.25 | 73.25 | 54
2030/31 | 221.75 | 73.25 | 56
2030/31 | 222.25 | 73.25 | 58
2030/31 | 222.75 | 73.25 | 62
2030/31 | 223.25 | 73.25 | 65
2030/31 | 223.75 | 73.25 | 48
2030/31 | 224.25 | 73.25 | 69
2030/31 | 224.75 | 73.25 | 59
2030/31 | 225.25 | 73.25 | 49
2030/31 | 225.75 | 73.25 | 58
2030/31 | 226.25 | 73.25 | 52
2030/31 | 226.75 | 73.25 | 52
2030/31 | 227.25 | 73.25 | 65
2030/31 | 227.75 | 73.25 | 50
2030/31 | 228.25 | 73.25 | 55
2030/31 | 228.75 | 73.25 | 54
2030/31 | 229.25 | 73.25 | 35
2030/31 | 229.75 | 73.25 | 46
2030/31 | 230.25 | 73.25 | 51
2030/31 | 230.75 | 73.25 | 52
2030/31 | 231.25 | 73.25 | 43
2030/31 | 231.75 | 73.25 | 43
2030/31 | 232.25 | 73.25 | 37
2030/31 | 232.75 | 73.25 | 33
2030/31 | 233.25 | 73.25 | 50
2030/31 | 233.75 | 73.25 | 49
2030/31 | 234.25 | 73.25 | 51
2030/31 | 234.75 | 73.25 | 35
2030/31 | 235.25 | 73.25 | 46
2030/31 | 235.75 | 73.25 | 36
2030/31 | 236.25 | 73.25 | 36
2030/31 | 236.75 | 73.25 | 41
2030/31 | 237.25 | 73.25 | 43
2030/31 | 237.75 | 73.25 | 28
2030/31 | 238.25 | 73.25 | 29
2030/31 | 238.75 | 73.25 | 29
2030/31 | 239.25 | 73.25 | 37
2030/31 | 239.75 | 73.25 | 30
2030/31 | 240.25 | 73.25 | 30
2030/31 | 240.75 | 73.25 | 36
2030/31 | 241.25 | 73.25 | 31
2030/31 | 241.75 | 73.25 | 26
2030/31 | 242.25 | 73.25 | 39
2030/31 | 242.75 | 73.25 | 22
2030/31 | 243.25 | 73.25 | 34
2030/31 | 243.75 | 73.25 | 26
2030/31 | 244.25 | 73.25 | 30
2030/31 | 244.75 | 73.25 | 28
2030/31 | 245.25 | 73.25 | 25
2030/31 | 245.75 | 73.25 | 30
2030/31 | 246.25 | 73.25 | 25
2030/31 | 246.75 | 73.25 | 26
2030/31 | 247.25 | 73.25 | 22
2030/31 | 247.75 | 73.25 | 30
2030/31 | 248.25 | 73.25 | 20
2030/31 | 248.75 | 73.25 | 22
2030/31 | 249.25 | 73.25 | 27
2030/31 | 249.75 | 73.25 | 31
2030/31 | 250.25 | 73.25 | 26
2030/31 | 250.75 | 73.25 | 23
2030/31 | 251.25 | 73.25 | 14
2030/31 | 251.75 | 73.25 | 14
2030/31 | 252.25 | 73.25 | 21
2030/31 | 252.75 | 73.25 | 23
2030/31 | 253.25 | 73.25 | 24
2030/31 | 253.75 | 73.25 | 21
2030/31 | 254.25 | 73.25 | 18
2030/31 | 254.75 | 73.25 | 22
2030/31 | 255.25 | 73.25 | 17
2030/31 | 255.75 | 73.25 | 16
2030/31 | 256.25 | 73.25 | 22
2030/31 | 256.75 | 73.25 | 19
2030/31 | 257.25 | 73.25 | 19
2030/31 | 257.75 | 73.25 | 26
2030/31 | 258.25 | 73.25 | 15
2030/31 | 258.75 | 73.25 | 18
2030/31 | 259.25 | 73.25 | 13
2030/31 | 259.75 | 73.25 | 16
2030/31 | 260.25 | 73.25 | 19
2030/31 | 260.75 | 73.25 | 12
2030/31 | 261.25 | 73.25 | 15
2030/31 | 261.75 | 73.25 | 7
2030/31 | 262.25 | 73.25 | 17
2030/31 | 262.75 | 73.25 | 6
2030/31 | 263.25 | 73.25 | 13
2030/31 | 263.75 | 73.25 | 12
2030/31 | 264.25 | 73.25 | 5
2030/31 | 264.75 | 73.25 | 8
2030/31 | 265.25 | 73.25 | 17
2030/31 | 265.75 | 73.25 | 17
2030/31 | 266.25 | 73.25 | 7
2030/31 | 266.75 | 73.25 | 8
2030/31 | 267.25 | 73.25 | 14
2030/31 | 267.75 | 73.25 | 13
2030/31 | 268.25 | 73.25 | 10
2030/31 | 268.75 | 73.25 | 11
2030/31 | 269.25 | 73.25 | 6
2030/31 | 269.75 | 73.25 | 13
2030/31 | 270.25 | 73.25 | 12
2030/31 | 270.75 | 73.25 | 5
2030/31 | 271.25 | 73.25 | 5
2030/31 | 271.75 | 73.25 | 2
2030/31 | 272.25 | 73.25 | 5
2030/31 | 272.75 | 73.25 | 6
2030/31 | 273.25 | 73.25 | 10
2030/31 | 273.75 | 73.25 | 7
2030/31 | 274.25 | 73.25 | 9
2030/31 | 274.75 | 73.25 | 4
2030/31 | 275.25 | 73.25 | 8
2030/31 | 275.75 | 73.25 | 4
2030/31 | 276.25 | 73.25 | 9
2030/31 | 276.75 | 73.25 | 2
2030/31 | 277.25 | 73.25 | 11
2030/31 | 277.75 | 73.25 | 8
2030/31 | 278.25 | 73.25 | 10
2030/31 | 278.75 | 73.25 | 7
2030/31 | 279.25 | 73.25 | 5
2030/31 | 279.75 | 73.25 | 5
2030/31 | 280.25 | 73.25 | 5
2030/31 | 280.75 | 73.25 | 5
2030/31 | 281.25 | 73.25 | 6
2030/31 | 281.75 | 73.25 | 8
2030/31 | 282.25 | 73.25 | 1
2030/31 | 282.75 | 73.25 | 7
2030/31 | 283.25 | 73.25 | 7
2030/31 | 283.75 | 73.25 | 9
2030/31 | 284.25 | 73.25 | 4
2030/31 | 284.75 | 73.25 | 7
2030/31 | 285.25 | 73.25 | 5
2030/31 | 285.75 | 73.25 | 5
2030/31 | 286.25 | 73.25 | 3
2030/31 | 286.75 | 73.25 | 4
2030/31 | 287.25 | 73.25 | 7
2030/31 | 287.75 | 73.25 | 7
2030/31 | 288.25 | 73.25 | 3
2030/31 | 288.75 | 73.25 | 3
2030/31 | 289.25 | 73.25 | 5
2030/31 | 289.75 | 73.25 | 5
2030/31 | 290.25 | 73.25 | 3
2030/31 | 290.75 | 73.25 | 7
2030/31 | 291.25 | 73.25 | 3
2030/31 | 291.75 | 73.25 | 1
2030/31 | 292.25 | 73.25 | 2
2030/31 | 292.75 | 73.25 | 5
2030/31 | 293.25 | 73.25 | 4
2030/31 | 293.75 | 73.25 | 7
2030/31 | 294.25 | 73.25 | 1
2030/31 | 294.75 | 73.25 | 3
2030/31 | 295.25 | 73.25 | 4
2030/31 | 295.75 | 73.25 | 2
2030/31 | 296.25 | 73.25 | 1
2030/31 | 297.25 | 73.25 | 1
2030/31 | 297.75 | 73.25 | 3
2030/31 | 298.25 | 73.25 | 4
2030/31 | 298.75 | 73.25 | 2
2030/31 | 299.75 | 73.25 | 1
2030/31 | 300.25 | 73.25 | 3
2030/31 | 301.25 | 73.25 | 1
2030/31 | 301.75 | 73.25 | 2
2030/31 | 302.25 | 73.25 | 1
2030/31 | 302.75 | 73.25 | 1
2030/31 | 303.25 | 73.25 | 2
2030/31 | 303.75 | 73.25 | 1
2030/31 | 304.75 | 73.25 | 3
2030/31 | 305.25 | 73.25 | 1
2030/31 | 305.75 | 73.25 | 1
2030/31 | 306.25 | 73.25 | 1
2030/31 | 306.75 | 73.25 | 3
2030/31 | 307.25 | 73.25 | 2
2030/31 | 307.75 | 73.25 | 1
2030/31 | 308.25 | 73.25 | 3
2030/31 | 308.75 | 73.25 | 3
2030/31 | 309.25 | 73.25 | 3
2030/31 | 311.25 | 73.25 | 3
2030/31 | 311.75 | 73.25 | 2
2030/31 | 312.25 | 73.25 | 3
2030/31 | 313.25 | 73.25 | 1
2030/31 | 313.75 | 73.25 | 1
2030/31 | 314.25 | 73.25 | 2
2030/31 | 314.75 | 73.25 | 2
2030/31 | 315.75 | 73.25 | 4
2030/31 | 316.25 | 73.25 | 1
2030/31 | 316.75 | 73.25 | 1
2030/31 | 317.25 | 73.25 | 1
2030/31 | 318.25 | 73.25 | 1
2030/31 | 318.75 | 73.25 | 1
2030/31 | 320.25 | 73.25 | 1
2030/31 | 320.75 | 73.25 | 1
2030/31 | 321.75 | 73.25 | 1
2030/31 | 322.25 | 73.25 | 1
2030/31 | 322.75 | 73.25 | 1
2030/31 | 323.25 | 73.25 | 1
2030/31 | 323.75 | 73.25 | 1
2030/31 | 326.25 | 73.25 | 1
2030/31 | 327.75 | 73.25 | 1
2030/31 | 328.75 | 73.25 | 1
2030/31 | 329.25 | 73.25 | 1
2030/31 | 329.75 | 73.25 | 1
2030/31 | 330.75 | 73.25 | 1
2030/31 | 331.25 | 73.25 | 1
2030/31 | 332.75 | 73.25 | 1
2030/31 | 334.25 | 73.25 | 2
2030/31 | 336.75 | 73.25 | 1
2030/31 | 341.75 | 73.25 | 1
2030/31 | 343.25 | 73.25 | 1
2030/31 | 348.25 | 73.25 | 1
2030/31 | 350.75 | 73.25 | 1
2030/31 | 356.25 | 73.25 | 1
2030/31 | 357.75 | 73.25 | 1
2030/31 | 359.25 | 73.25 | 1
2030/31 | 363.25 | 73.25 | 1
2030/31 | 363.75 | 73.25 | 1
2030/31 | 371.25 | 73.25 | 1
2030/31 | 386.25 | 73.25 | 1
2030/31 | 386.75 | 73.25 | 1
2030/31 | 94.25 | 73.75 | 1
2030/31 | 96.75 | 73.75 | 1
2030/31 | 97.25 | 73.75 | 1
2030/31 | 100.25 | 73.75 | 1
2030/31 | 100.75 | 73.75 | 2
2030/31 | 101.75 | 73.75 | 1
2030/31 | 102.25 | 73.75 | 2
2030/31 | 103.25 | 73.75 | 1
2030/31 | 103.75 | 73.75 | 2
2030/31 | 104.75 | 73.75 | 1
2030/31 | 105.25 | 73.75 | 2
2030/31 | 106.25 | 73.75 | 4
2030/31 | 106.75 | 73.75 | 4
2030/31 | 107.25 | 73.75 | 3
2030/31 | 107.75 | 73.75 | 3
2030/31 | 108.25 | 73.75 | 2
2030/31 | 108.75 | 73.75 | 4
2030/31 | 109.25 | 73.75 | 2
2030/31 | 109.75 | 73.75 | 5
2030/31 | 110.25 | 73.75 | 5
2030/31 | 110.75 | 73.75 | 6
2030/31 | 111.25 | 73.75 | 6
2030/31 | 111.75 | 73.75 | 7
2030/31 | 112.25 | 73.75 | 5
2030/31 | 112.75 | 73.75 | 4
2030/31 | 113.25 | 73.75 | 5
2030/31 | 113.75 | 73.75 | 7
2030/31 | 114.25 | 73.75 | 11
2030/31 | 114.75 | 73.75 | 7
2030/31 | 115.25 | 73.75 | 7
2030/31 | 115.75 | 73.75 | 10
2030/31 | 116.25 | 73.75 | 10
2030/31 | 116.75 | 73.75 | 10
2030/31 | 117.25 | 73.75 | 12
2030/31 | 117.75 | 73.75 | 14
2030/31 | 118.25 | 73.75 | 14
2030/31 | 118.75 | 73.75 | 32
2030/31 | 119.25 | 73.75 | 17
2030/31 | 119.75 | 73.75 | 13
2030/31 | 120.25 | 73.75 | 16
2030/31 | 120.75 | 73.75 | 26
2030/31 | 121.25 | 73.75 | 17
2030/31 | 121.75 | 73.75 | 22
2030/31 | 122.25 | 73.75 | 23
2030/31 | 122.75 | 73.75 | 19
2030/31 | 123.25 | 73.75 | 27
2030/31 | 123.75 | 73.75 | 27
2030/31 | 124.25 | 73.75 | 31
2030/31 | 124.75 | 73.75 | 32
2030/31 | 125.25 | 73.75 | 38
2030/31 | 125.75 | 73.75 | 53
2030/31 | 126.25 | 73.75 | 30
2030/31 | 126.75 | 73.75 | 41
2030/31 | 127.25 | 73.75 | 41
2030/31 | 127.75 | 73.75 | 35
2030/31 | 128.25 | 73.75 | 47
2030/31 | 128.75 | 73.75 | 65
2030/31 | 129.25 | 73.75 | 33
2030/31 | 129.75 | 73.75 | 59
2030/31 | 130.25 | 73.75 | 52
2030/31 | 130.75 | 73.75 | 64
2030/31 | 131.25 | 73.75 | 69
2030/31 | 131.75 | 73.75 | 67
2030/31 | 132.25 | 73.75 | 69
2030/31 | 132.75 | 73.75 | 76
2030/31 | 133.25 | 73.75 | 74
2030/31 | 133.75 | 73.75 | 81
2030/31 | 134.25 | 73.75 | 69
2030/31 | 134.75 | 73.75 | 74
2030/31 | 135.25 | 73.75 | 64
2030/31 | 135.75 | 73.75 | 91
2030/31 | 136.25 | 73.75 | 103
2030/31 | 136.75 | 73.75 | 89
2030/31 | 137.25 | 73.75 | 90
2030/31 | 137.75 | 73.75 | 91
2030/31 | 138.25 | 73.75 | 110
2030/31 | 138.75 | 73.75 | 101
2030/31 | 139.25 | 73.75 | 104
2030/31 | 139.75 | 73.75 | 102
2030/31 | 140.25 | 73.75 | 110
2030/31 | 140.75 | 73.75 | 134
2030/31 | 141.25 | 73.75 | 104
2030/31 | 141.75 | 73.75 | 109
2030/31 | 142.25 | 73.75 | 136
2030/31 | 142.75 | 73.75 | 124
2030/31 | 143.25 | 73.75 | 118
2030/31 | 143.75 | 73.75 | 120
2030/31 | 144.25 | 73.75 | 160
2030/31 | 144.75 | 73.75 | 126
2030/31 | 145.25 | 73.75 | 114
2030/31 | 145.75 | 73.75 | 139
2030/31 | 146.25 | 73.75 | 120
2030/31 | 146.75 | 73.75 | 140
2030/31 | 147.25 | 73.75 | 138
2030/31 | 147.75 | 73.75 | 139
2030/31 | 148.25 | 73.75 | 157
2030/31 | 148.75 | 73.75 | 144
2030/31 | 149.25 | 73.75 | 144
2030/31 | 149.75 | 73.75 | 144
2030/31 | 150.25 | 73.75 | 131
2030/31 | 150.75 | 73.75 | 129
2030/31 | 151.25 | 73.75 | 155
2030/31 | 151.75 | 73.75 | 139
2030/31 | 152.25 | 73.75 | 156
2030/31 | 152.75 | 73.75 | 144
2030/31 | 153.25 | 73.75 | 152
2030/31 | 153.75 | 73.75 | 145
2030/31 | 154.25 | 73.75 | 149
2030/31 | 154.75 | 73.75 | 159
2030/31 | 155.25 | 73.75 | 151
2030/31 | 155.75 | 73.75 | 168
2030/31 | 156.25 | 73.75 | 150
2030/31 | 156.75 | 73.75 | 137
2030/31 | 157.25 | 73.75 | 142
2030/31 | 157.75 | 73.75 | 138
2030/31 | 158.25 | 73.75 | 151
2030/31 | 158.75 | 73.75 | 146
2030/31 | 159.25 | 73.75 | 156
2030/31 | 159.75 | 73.75 | 150
2030/31 | 160.25 | 73.75 | 160
2030/31 | 160.75 | 73.75 | 172
2030/31 | 161.25 | 73.75 | 139
2030/31 | 161.75 | 73.75 | 156
2030/31 | 162.25 | 73.75 | 132
2030/31 | 162.75 | 73.75 | 159
2030/31 | 163.25 | 73.75 | 157
2030/31 | 163.75 | 73.75 | 140
2030/31 | 164.25 | 73.75 | 136
2030/31 | 164.75 | 73.75 | 134
2030/31 | 165.25 | 73.75 | 163
2030/31 | 165.75 | 73.75 | 143
2030/31 | 166.25 | 73.75 | 151
2030/31 | 166.75 | 73.75 | 118
2030/31 | 167.25 | 73.75 | 197
2030/31 | 167.75 | 73.75 | 127
2030/31 | 168.25 | 73.75 | 143
2030/31 | 168.75 | 73.75 | 129
2030/31 | 169.25 | 73.75 | 137
2030/31 | 169.75 | 73.75 | 157
2030/31 | 170.25 | 73.75 | 137
2030/31 | 170.75 | 73.75 | 151
2030/31 | 171.25 | 73.75 | 131
2030/31 | 171.75 | 73.75 | 138
2030/31 | 172.25 | 73.75 | 158
2030/31 | 172.75 | 73.75 | 113
2030/31 | 173.25 | 73.75 | 140
2030/31 | 173.75 | 73.75 | 149
2030/31 | 174.25 | 73.75 | 146
2030/31 | 174.75 | 73.75 | 146
2030/31 | 175.25 | 73.75 | 153
2030/31 | 175.75 | 73.75 | 150
2030/31 | 176.25 | 73.75 | 134
2030/31 | 176.75 | 73.75 | 133
2030/31 | 177.25 | 73.75 | 150
2030/31 | 177.75 | 73.75 | 113
2030/31 | 178.25 | 73.75 | 150
2030/31 | 178.75 | 73.75 | 134
2030/31 | 179.25 | 73.75 | 137
2030/31 | 179.75 | 73.75 | 129
2030/31 | 180.25 | 73.75 | 129
2030/31 | 180.75 | 73.75 | 120
2030/31 | 181.25 | 73.75 | 116
2030/31 | 181.75 | 73.75 | 139
2030/31 | 182.25 | 73.75 | 123
2030/31 | 182.75 | 73.75 | 121
2030/31 | 183.25 | 73.75 | 114
2030/31 | 183.75 | 73.75 | 144
2030/31 | 184.25 | 73.75 | 105
2030/31 | 184.75 | 73.75 | 125
2030/31 | 185.25 | 73.75 | 116
2030/31 | 185.75 | 73.75 | 123
2030/31 | 186.25 | 73.75 | 101
2030/31 | 186.75 | 73.75 | 120
2030/31 | 187.25 | 73.75 | 141
2030/31 | 187.75 | 73.75 | 113
2030/31 | 188.25 | 73.75 | 120
2030/31 | 188.75 | 73.75 | 138
2030/31 | 189.25 | 73.75 | 97
2030/31 | 189.75 | 73.75 | 105
2030/31 | 190.25 | 73.75 | 93
2030/31 | 190.75 | 73.75 | 117
2030/31 | 191.25 | 73.75 | 107
2030/31 | 191.75 | 73.75 | 108
2030/31 | 192.25 | 73.75 | 103
2030/31 | 192.75 | 73.75 | 73
2030/31 | 193.25 | 73.75 | 104
2030/31 | 193.75 | 73.75 | 96
2030/31 | 194.25 | 73.75 | 109
2030/31 | 194.75 | 73.75 | 109
2030/31 | 195.25 | 73.75 | 111
2030/31 | 195.75 | 73.75 | 119
2030/31 | 196.25 | 73.75 | 97
2030/31 | 196.75 | 73.75 | 110
2030/31 | 197.25 | 73.75 | 96
2030/31 | 197.75 | 73.75 | 115
2030/31 | 198.25 | 73.75 | 98
2030/31 | 198.75 | 73.75 | 98
2030/31 | 199.25 | 73.75 | 76
2030/31 | 199.75 | 73.75 | 99
2030/31 | 200.25 | 73.75 | 96
2030/31 | 200.75 | 73.75 | 94
2030/31 | 201.25 | 73.75 | 65
2030/31 | 201.75 | 73.75 | 95
2030/31 | 202.25 | 73.75 | 74
2030/31 | 202.75 | 73.75 | 94
2030/31 | 203.25 | 73.75 | 85
2030/31 | 203.75 | 73.75 | 83
2030/31 | 204.25 | 73.75 | 73
2030/31 | 204.75 | 73.75 | 91
2030/31 | 205.25 | 73.75 | 95
2030/31 | 205.75 | 73.75 | 92
2030/31 | 206.25 | 73.75 | 91
2030/31 | 206.75 | 73.75 | 90
2030/31 | 207.25 | 73.75 | 86
2030/31 | 207.75 | 73.75 | 73
2030/31 | 208.25 | 73.75 | 81
2030/31 | 208.75 | 73.75 | 72
2030/31 | 209.25 | 73.75 | 78
2030/31 | 209.75 | 73.75 | 74
2030/31 | 210.25 | 73.75 | 70
2030/31 | 210.75 | 73.75 | 71
2030/31 | 211.25 | 73.75 | 83
2030/31 | 211.75 | 73.75 | 67
2030/31 | 212.25 | 73.75 | 87
2030/31 | 212.75 | 73.75 | 76
2030/31 | 213.25 | 73.75 | 63
2030/31 | 213.75 | 73.75 | 79
2030/31 | 214.25 | 73.75 | 68
2030/31 | 214.75 | 73.75 | 72
2030/31 | 215.25 | 73.75 | 81
2030/31 | 215.75 | 73.75 | 71
2030/31 | 216.25 | 73.75 | 68
2030/31 | 216.75 | 73.75 | 70
2030/31 | 217.25 | 73.75 | 55
2030/31 | 217.75 | 73.75 | 74
2030/31 | 218.25 | 73.75 | 67
2030/31 | 218.75 | 73.75 | 54
2030/31 | 219.25 | 73.75 | 57
2030/31 | 219.75 | 73.75 | 49
2030/31 | 220.25 | 73.75 | 54
2030/31 | 220.75 | 73.75 | 63
2030/31 | 221.25 | 73.75 | 65
2030/31 | 221.75 | 73.75 | 59
2030/31 | 222.25 | 73.75 | 62
2030/31 | 222.75 | 73.75 | 57
2030/31 | 223.25 | 73.75 | 56
2030/31 | 223.75 | 73.75 | 46
2030/31 | 224.25 | 73.75 | 61
2030/31 | 224.75 | 73.75 | 47
2030/31 | 225.25 | 73.75 | 53
2030/31 | 225.75 | 73.75 | 49
2030/31 | 226.25 | 73.75 | 56
2030/31 | 226.75 | 73.75 | 54
2030/31 | 227.25 | 73.75 | 54
2030/31 | 227.75 | 73.75 | 56
2030/31 | 228.25 | 73.75 | 43
2030/31 | 228.75 | 73.75 | 52
2030/31 | 229.25 | 73.75 | 54
2030/31 | 229.75 | 73.75 | 52
2030/31 | 230.25 | 73.75 | 58
2030/31 | 230.75 | 73.75 | 49
2030/31 | 231.25 | 73.75 | 34
2030/31 | 231.75 | 73.75 | 38
2030/31 | 232.25 | 73.75 | 43
2030/31 | 232.75 | 73.75 | 49
2030/31 | 233.25 | 73.75 | 49
2030/31 | 233.75 | 73.75 | 51
2030/31 | 234.25 | 73.75 | 41
2030/31 | 234.75 | 73.75 | 51
2030/31 | 235.25 | 73.75 | 48
2030/31 | 235.75 | 73.75 | 38
2030/31 | 236.25 | 73.75 | 48
2030/31 | 236.75 | 73.75 | 43
2030/31 | 237.25 | 73.75 | 45
2030/31 | 237.75 | 73.75 | 44
2030/31 | 238.25 | 73.75 | 29
2030/31 | 238.75 | 73.75 | 34
2030/31 | 239.25 | 73.75 | 30
2030/31 | 239.75 | 73.75 | 36
2030/31 | 240.25 | 73.75 | 33
2030/31 | 240.75 | 73.75 | 24
2030/31 | 241.25 | 73.75 | 31
2030/31 | 241.75 | 73.75 | 22
2030/31 | 242.25 | 73.75 | 41
2030/31 | 242.75 | 73.75 | 24
2030/31 | 243.25 | 73.75 | 39
2030/31 | 243.75 | 73.75 | 40
2030/31 | 244.25 | 73.75 | 42
2030/31 | 244.75 | 73.75 | 29
2030/31 | 245.25 | 73.75 | 25
2030/31 | 245.75 | 73.75 | 21
2030/31 | 246.25 | 73.75 | 21
2030/31 | 246.75 | 73.75 | 32
2030/31 | 247.25 | 73.75 | 22
2030/31 | 247.75 | 73.75 | 23
2030/31 | 248.25 | 73.75 | 23
2030/31 | 248.75 | 73.75 | 18
2030/31 | 249.25 | 73.75 | 26
2030/31 | 249.75 | 73.75 | 17
2030/31 | 250.25 | 73.75 | 26
2030/31 | 250.75 | 73.75 | 18
2030/31 | 251.25 | 73.75 | 24
2030/31 | 251.75 | 73.75 | 11
2030/31 | 252.25 | 73.75 | 19
2030/31 | 252.75 | 73.75 | 27
2030/31 | 253.25 | 73.75 | 21
2030/31 | 253.75 | 73.75 | 28
2030/31 | 254.25 | 73.75 | 19
2030/31 | 254.75 | 73.75 | 22
2030/31 | 255.25 | 73.75 | 34
2030/31 | 255.75 | 73.75 | 22
2030/31 | 256.25 | 73.75 | 18
2030/31 | 256.75 | 73.75 | 24
2030/31 | 257.25 | 73.75 | 22
2030/31 | 257.75 | 73.75 | 14
2030/31 | 258.25 | 73.75 | 10
2030/31 | 258.75 | 73.75 | 16
2030/31 | 259.25 | 73.75 | 18
2030/31 | 259.75 | 73.75 | 21
2030/31 | 260.25 | 73.75 | 9
2030/31 | 260.75 | 73.75 | 10
2030/31 | 261.25 | 73.75 | 13
2030/31 | 261.75 | 73.75 | 22
2030/31 | 262.25 | 73.75 | 11
2030/31 | 262.75 | 73.75 | 19
2030/31 | 263.25 | 73.75 | 12
2030/31 | 263.75 | 73.75 | 13
2030/31 | 264.25 | 73.75 | 6
2030/31 | 264.75 | 73.75 | 10
2030/31 | 265.25 | 73.75 | 12
2030/31 | 265.75 | 73.75 | 14
2030/31 | 266.25 | 73.75 | 11
2030/31 | 266.75 | 73.75 | 16
2030/31 | 267.25 | 73.75 | 8
2030/31 | 267.75 | 73.75 | 16
2030/31 | 268.25 | 73.75 | 18
2030/31 | 268.75 | 73.75 | 11
2030/31 | 269.25 | 73.75 | 4
2030/31 | 269.75 | 73.75 | 7
2030/31 | 270.25 | 73.75 | 8
2030/31 | 270.75 | 73.75 | 10
2030/31 | 271.25 | 73.75 | 13
2030/31 | 271.75 | 73.75 | 11
2030/31 | 272.25 | 73.75 | 10
2030/31 | 272.75 | 73.75 | 10
2030/31 | 273.25 | 73.75 | 6
2030/31 | 273.75 | 73.75 | 6
2030/31 | 274.25 | 73.75 | 8
2030/31 | 274.75 | 73.75 | 11
2030/31 | 275.25 | 73.75 | 6
2030/31 | 275.75 | 73.75 | 9
2030/31 | 276.25 | 73.75 | 8
2030/31 | 276.75 | 73.75 | 11
2030/31 | 277.25 | 73.75 | 9
2030/31 | 277.75 | 73.75 | 8
2030/31 | 278.25 | 73.75 | 8
2030/31 | 278.75 | 73.75 | 7
2030/31 | 279.25 | 73.75 | 8
2030/31 | 279.75 | 73.75 | 6
2030/31 | 280.25 | 73.75 | 3
2030/31 | 280.75 | 73.75 | 4
2030/31 | 281.25 | 73.75 | 3
2030/31 | 281.75 | 73.75 | 5
2030/31 | 282.25 | 73.75 | 7
2030/31 | 282.75 | 73.75 | 5
2030/31 | 283.25 | 73.75 | 9
2030/31 | 283.75 | 73.75 | 2
2030/31 | 284.25 | 73.75 | 5
2030/31 | 284.75 | 73.75 | 5
2030/31 | 285.25 | 73.75 | 5
2030/31 | 285.75 | 73.75 | 1
2030/31 | 286.25 | 73.75 | 1
2030/31 | 286.75 | 73.75 | 5
2030/31 | 287.25 | 73.75 | 4
2030/31 | 287.75 | 73.75 | 3
2030/31 | 288.25 | 73.75 | 7
2030/31 | 288.75 | 73.75 | 3
2030/31 | 289.25 | 73.75 | 3
2030/31 | 289.75 | 73.75 | 6
2030/31 | 290.25 | 73.75 | 2
2030/31 | 290.75 | 73.75 | 3
2030/31 | 291.25 | 73.75 | 2
2030/31 | 291.75 | 73.75 | 4
2030/31 | 292.25 | 73.75 | 1
2030/31 | 292.75 | 73.75 | 2
2030/31 | 293.25 | 73.75 | 6
2030/31 | 293.75 | 73.75 | 2
2030/31 | 294.25 | 73.75 | 6
2030/31 | 294.75 | 73.75 | 5
2030/31 | 295.25 | 73.75 | 8
2030/31 | 295.75 | 73.75 | 1
2030/31 | 296.25 | 73.75 | 2
2030/31 | 296.75 | 73.75 | 2
2030/31 | 297.25 | 73.75 | 1
2030/31 | 297.75 | 73.75 | 6
2030/31 | 298.25 | 73.75 | 1
2030/31 | 298.75 | 73.75 | 2
2030/31 | 299.25 | 73.75 | 5
2030/31 | 299.75 | 73.75 | 3
2030/31 | 300.75 | 73.75 | 1
2030/31 | 302.25 | 73.75 | 3
2030/31 | 302.75 | 73.75 | 4
2030/31 | 303.25 | 73.75 | 1
2030/31 | 303.75 | 73.75 | 2
2030/31 | 304.75 | 73.75 | 1
2030/31 | 305.25 | 73.75 | 1
2030/31 | 305.75 | 73.75 | 1
2030/31 | 306.25 | 73.75 | 1
2030/31 | 306.75 | 73.75 | 3
2030/31 | 307.75 | 73.75 | 1
2030/31 | 308.25 | 73.75 | 1
2030/31 | 308.75 | 73.75 | 1
2030/31 | 310.75 | 73.75 | 1
2030/31 | 311.25 | 73.75 | 1
2030/31 | 311.75 | 73.75 | 2
2030/31 | 312.25 | 73.75 | 1
2030/31 | 312.75 | 73.75 | 2
2030/31 | 313.25 | 73.75 | 1
2030/31 | 313.75 | 73.75 | 1
2030/31 | 314.75 | 73.75 | 1
2030/31 | 315.25 | 73.75 | 1
2030/31 | 315.75 | 73.75 | 1
2030/31 | 317.25 | 73.75 | 1
2030/31 | 317.75 | 73.75 | 1
2030/31 | 319.75 | 73.75 | 1
2030/31 | 321.75 | 73.75 | 1
2030/31 | 322.25 | 73.75 | 1
2030/31 | 323.25 | 73.75 | 2
2030/31 | 324.75 | 73.75 | 2
2030/31 | 325.25 | 73.75 | 2
2030/31 | 330.25 | 73.75 | 1
2030/31 | 330.75 | 73.75 | 1
2030/31 | 331.75 | 73.75 | 1
2030/31 | 332.25 | 73.75 | 1
2030/31 | 335.25 | 73.75 | 1
2030/31 | 336.75 | 73.75 | 2
2030/31 | 339.25 | 73.75 | 1
2030/31 | 344.25 | 73.75 | 1
2030/31 | 345.75 | 73.75 | 1
2030/31 | 346.25 | 73.75 | 1
2030/31 | 348.75 | 73.75 | 1
2030/31 | 359.75 | 73.75 | 1
2030/31 | 362.75 | 73.75 | 1
2030/31 | 372.75 | 73.75 | 1
2030/31 | 384.25 | 73.75 | 1
2030/31 | 389.75 | 73.75 | 2
2030/31 | 94.25 | 74.25 | 1
2030/31 | 96.25 | 74.25 | 1
2030/31 | 98.75 | 74.25 | 1
2030/31 | 99.25 | 74.25 | 1
2030/31 | 99.75 | 74.25 | 1
2030/31 | 100.25 | 74.25 | 3
2030/31 | 101.25 | 74.25 | 1
2030/31 | 101.75 | 74.25 | 1
2030/31 | 102.25 | 74.25 | 1
2030/31 | 102.75 | 74.25 | 1
2030/31 | 103.25 | 74.25 | 2
2030/31 | 103.75 | 74.25 | 1
2030/31 | 104.25 | 74.25 | 1
2030/31 | 104.75 | 74.25 | 3
2030/31 | 105.25 | 74.25 | 1
2030/31 | 106.25 | 74.25 | 1
2030/31 | 106.75 | 74.25 | 4
2030/31 | 107.25 | 74.25 | 1
2030/31 | 108.25 | 74.25 | 4
2030/31 | 108.75 | 74.25 | 5
2030/31 | 109.25 | 74.25 | 4
2030/31 | 109.75 | 74.25 | 3
2030/31 | 110.25 | 74.25 | 2
2030/31 | 110.75 | 74.25 | 2
2030/31 | 111.25 | 74.25 | 4
2030/31 | 111.75 | 74.25 | 3
2030/31 | 112.25 | 74.25 | 2
2030/31 | 112.75 | 74.25 | 6
2030/31 | 113.25 | 74.25 | 6
2030/31 | 113.75 | 74.25 | 7
2030/31 | 114.25 | 74.25 | 4
2030/31 | 114.75 | 74.25 | 9
2030/31 | 115.25 | 74.25 | 8
2030/31 | 115.75 | 74.25 | 10
2030/31 | 116.25 | 74.25 | 10
2030/31 | 116.75 | 74.25 | 8
2030/31 | 117.25 | 74.25 | 12
2030/31 | 117.75 | 74.25 | 15
2030/31 | 118.25 | 74.25 | 15
2030/31 | 118.75 | 74.25 | 17
2030/31 | 119.25 | 74.25 | 11
2030/31 | 119.75 | 74.25 | 11
2030/31 | 120.25 | 74.25 | 15
2030/31 | 120.75 | 74.25 | 16
2030/31 | 121.25 | 74.25 | 24
2030/31 | 121.75 | 74.25 | 19
2030/31 | 122.25 | 74.25 | 23
2030/31 | 122.75 | 74.25 | 25
2030/31 | 123.25 | 74.25 | 27
2030/31 | 123.75 | 74.25 | 28
2030/31 | 124.25 | 74.25 | 22
2030/31 | 124.75 | 74.25 | 31
2030/31 | 125.25 | 74.25 | 31
2030/31 | 125.75 | 74.25 | 28
2030/31 | 126.25 | 74.25 | 38
2030/31 | 126.75 | 74.25 | 36
2030/31 | 127.25 | 74.25 | 47
2030/31 | 127.75 | 74.25 | 31
2030/31 | 128.25 | 74.25 | 47
2030/31 | 128.75 | 74.25 | 45
2030/31 | 129.25 | 74.25 | 50
2030/31 | 129.75 | 74.25 | 43
2030/31 | 130.25 | 74.25 | 52
2030/31 | 130.75 | 74.25 | 59
2030/31 | 131.25 | 74.25 | 53
2030/31 | 131.75 | 74.25 | 78
2030/31 | 132.25 | 74.25 | 58
2030/31 | 132.75 | 74.25 | 62
2030/31 | 133.25 | 74.25 | 79
2030/31 | 133.75 | 74.25 | 72
2030/31 | 134.25 | 74.25 | 65
2030/31 | 134.75 | 74.25 | 74
2030/31 | 135.25 | 74.25 | 73
2030/31 | 135.75 | 74.25 | 76
2030/31 | 136.25 | 74.25 | 76
2030/31 | 136.75 | 74.25 | 95
2030/31 | 137.25 | 74.25 | 93
2030/31 | 137.75 | 74.25 | 82
2030/31 | 138.25 | 74.25 | 107
2030/31 | 138.75 | 74.25 | 82
2030/31 | 139.25 | 74.25 | 100
2030/31 | 139.75 | 74.25 | 115
2030/31 | 140.25 | 74.25 | 92
2030/31 | 140.75 | 74.25 | 107
2030/31 | 141.25 | 74.25 | 97
2030/31 | 141.75 | 74.25 | 122
2030/31 | 142.25 | 74.25 | 112
2030/31 | 142.75 | 74.25 | 134
2030/31 | 143.25 | 74.25 | 111
2030/31 | 143.75 | 74.25 | 132
2030/31 | 144.25 | 74.25 | 118
2030/31 | 144.75 | 74.25 | 114
2030/31 | 145.25 | 74.25 | 131
2030/31 | 145.75 | 74.25 | 149
2030/31 | 146.25 | 74.25 | 121
2030/31 | 146.75 | 74.25 | 126
2030/31 | 147.25 | 74.25 | 110
2030/31 | 147.75 | 74.25 | 137
2030/31 | 148.25 | 74.25 | 150
2030/31 | 148.75 | 74.25 | 137
2030/31 | 149.25 | 74.25 | 128
2030/31 | 149.75 | 74.25 | 142
2030/31 | 150.25 | 74.25 | 115
2030/31 | 150.75 | 74.25 | 145
2030/31 | 151.25 | 74.25 | 150
2030/31 | 151.75 | 74.25 | 114
2030/31 | 152.25 | 74.25 | 149
2030/31 | 152.75 | 74.25 | 144
2030/31 | 153.25 | 74.25 | 143
2030/31 | 153.75 | 74.25 | 135
2030/31 | 154.25 | 74.25 | 170
2030/31 | 154.75 | 74.25 | 139
2030/31 | 155.25 | 74.25 | 162
2030/31 | 155.75 | 74.25 | 138
2030/31 | 156.25 | 74.25 | 148
2030/31 | 156.75 | 74.25 | 156
2030/31 | 157.25 | 74.25 | 143
2030/31 | 157.75 | 74.25 | 147
2030/31 | 158.25 | 74.25 | 153
2030/31 | 158.75 | 74.25 | 150
2030/31 | 159.25 | 74.25 | 152
2030/31 | 159.75 | 74.25 | 135
2030/31 | 160.25 | 74.25 | 156
2030/31 | 160.75 | 74.25 | 144
2030/31 | 161.25 | 74.25 | 149
2030/31 | 161.75 | 74.25 | 144
2030/31 | 162.25 | 74.25 | 149
2030/31 | 162.75 | 74.25 | 120
2030/31 | 163.25 | 74.25 | 160
2030/31 | 163.75 | 74.25 | 139
2030/31 | 164.25 | 74.25 | 149
2030/31 | 164.75 | 74.25 | 135
2030/31 | 165.25 | 74.25 | 152
2030/31 | 165.75 | 74.25 | 144
2030/31 | 166.25 | 74.25 | 161
2030/31 | 166.75 | 74.25 | 158
2030/31 | 167.25 | 74.25 | 133
2030/31 | 167.75 | 74.25 | 143
2030/31 | 168.25 | 74.25 | 153
2030/31 | 168.75 | 74.25 | 153
2030/31 | 169.25 | 74.25 | 143
2030/31 | 169.75 | 74.25 | 150
2030/31 | 170.25 | 74.25 | 146
2030/31 | 170.75 | 74.25 | 144
2030/31 | 171.25 | 74.25 | 128
2030/31 | 171.75 | 74.25 | 143
2030/31 | 172.25 | 74.25 | 131
2030/31 | 172.75 | 74.25 | 138
2030/31 | 173.25 | 74.25 | 131
2030/31 | 173.75 | 74.25 | 121
2030/31 | 174.25 | 74.25 | 124
2030/31 | 174.75 | 74.25 | 138
2030/31 | 175.25 | 74.25 | 139
2030/31 | 175.75 | 74.25 | 147
2030/31 | 176.25 | 74.25 | 137
2030/31 | 176.75 | 74.25 | 127
2030/31 | 177.25 | 74.25 | 136
2030/31 | 177.75 | 74.25 | 135
2030/31 | 178.25 | 74.25 | 135
2030/31 | 178.75 | 74.25 | 134
2030/31 | 179.25 | 74.25 | 139
2030/31 | 179.75 | 74.25 | 121
2030/31 | 180.25 | 74.25 | 110
2030/31 | 180.75 | 74.25 | 154
2030/31 | 181.25 | 74.25 | 121
2030/31 | 181.75 | 74.25 | 118
2030/31 | 182.25 | 74.25 | 118
2030/31 | 182.75 | 74.25 | 120
2030/31 | 183.25 | 74.25 | 130
2030/31 | 183.75 | 74.25 | 132
2030/31 | 184.25 | 74.25 | 116
2030/31 | 184.75 | 74.25 | 116
2030/31 | 185.25 | 74.25 | 112
2030/31 | 185.75 | 74.25 | 124
2030/31 | 186.25 | 74.25 | 109
2030/31 | 186.75 | 74.25 | 125
2030/31 | 187.25 | 74.25 | 115
2030/31 | 187.75 | 74.25 | 122
2030/31 | 188.25 | 74.25 | 126
2030/31 | 188.75 | 74.25 | 126
2030/31 | 189.25 | 74.25 | 100
2030/31 | 189.75 | 74.25 | 107
2030/31 | 190.25 | 74.25 | 106
2030/31 | 190.75 | 74.25 | 118
2030/31 | 191.25 | 74.25 | 93
2030/31 | 191.75 | 74.25 | 121
2030/31 | 192.25 | 74.25 | 113
2030/31 | 192.75 | 74.25 | 107
2030/31 | 193.25 | 74.25 | 108
2030/31 | 193.75 | 74.25 | 111
2030/31 | 194.25 | 74.25 | 100
2030/31 | 194.75 | 74.25 | 117
2030/31 | 195.25 | 74.25 | 117
2030/31 | 195.75 | 74.25 | 112
2030/31 | 196.25 | 74.25 | 118
2030/31 | 196.75 | 74.25 | 82
2030/31 | 197.25 | 74.25 | 95
2030/31 | 197.75 | 74.25 | 96
2030/31 | 198.25 | 74.25 | 93
2030/31 | 198.75 | 74.25 | 90
2030/31 | 199.25 | 74.25 | 78
2030/31 | 199.75 | 74.25 | 95
2030/31 | 200.25 | 74.25 | 116
2030/31 | 200.75 | 74.25 | 88
2030/31 | 201.25 | 74.25 | 92
2030/31 | 201.75 | 74.25 | 77
2030/31 | 202.25 | 74.25 | 93
2030/31 | 202.75 | 74.25 | 106
2030/31 | 203.25 | 74.25 | 85
2030/31 | 203.75 | 74.25 | 89
2030/31 | 204.25 | 74.25 | 94
2030/31 | 204.75 | 74.25 | 95
2030/31 | 205.25 | 74.25 | 77
2030/31 | 205.75 | 74.25 | 80
2030/31 | 206.25 | 74.25 | 91
2030/31 | 206.75 | 74.25 | 75
2030/31 | 207.25 | 74.25 | 73
2030/31 | 207.75 | 74.25 | 75
2030/31 | 208.25 | 74.25 | 83
2030/31 | 208.75 | 74.25 | 92
2030/31 | 209.25 | 74.25 | 68
2030/31 | 209.75 | 74.25 | 72
2030/31 | 210.25 | 74.25 | 77
2030/31 | 210.75 | 74.25 | 70
2030/31 | 211.25 | 74.25 | 81
2030/31 | 211.75 | 74.25 | 65
2030/31 | 212.25 | 74.25 | 73
2030/31 | 212.75 | 74.25 | 83
2030/31 | 213.25 | 74.25 | 67
2030/31 | 213.75 | 74.25 | 68
2030/31 | 214.25 | 74.25 | 62
2030/31 | 214.75 | 74.25 | 52
2030/31 | 215.25 | 74.25 | 59
2030/31 | 215.75 | 74.25 | 52
2030/31 | 216.25 | 74.25 | 57
2030/31 | 216.75 | 74.25 | 73
2030/31 | 217.25 | 74.25 | 55
2030/31 | 217.75 | 74.25 | 59
2030/31 | 218.25 | 74.25 | 84
2030/31 | 218.75 | 74.25 | 77
2030/31 | 219.25 | 74.25 | 54
2030/31 | 219.75 | 74.25 | 56
2030/31 | 220.25 | 74.25 | 65
2030/31 | 220.75 | 74.25 | 58
2030/31 | 221.25 | 74.25 | 48
2030/31 | 221.75 | 74.25 | 57
2030/31 | 222.25 | 74.25 | 46
2030/31 | 222.75 | 74.25 | 49
2030/31 | 223.25 | 74.25 | 62
2030/31 | 223.75 | 74.25 | 61
2030/31 | 224.25 | 74.25 | 45
2030/31 | 224.75 | 74.25 | 45
2030/31 | 225.25 | 74.25 | 60
2030/31 | 225.75 | 74.25 | 61
2030/31 | 226.25 | 74.25 | 65
2030/31 | 226.75 | 74.25 | 55
2030/31 | 227.25 | 74.25 | 49
2030/31 | 227.75 | 74.25 | 44
2030/31 | 228.25 | 74.25 | 60
2030/31 | 228.75 | 74.25 | 42
2030/31 | 229.25 | 74.25 | 53
2030/31 | 229.75 | 74.25 | 36
2030/31 | 230.25 | 74.25 | 51
2030/31 | 230.75 | 74.25 | 35
2030/31 | 231.25 | 74.25 | 42
2030/31 | 231.75 | 74.25 | 55
2030/31 | 232.25 | 74.25 | 41
2030/31 | 232.75 | 74.25 | 55
2030/31 | 233.25 | 74.25 | 46
2030/31 | 233.75 | 74.25 | 55
2030/31 | 234.25 | 74.25 | 26
2030/31 | 234.75 | 74.25 | 36
2030/31 | 235.25 | 74.25 | 46
2030/31 | 235.75 | 74.25 | 36
2030/31 | 236.25 | 74.25 | 38
2030/31 | 236.75 | 74.25 | 38
2030/31 | 237.25 | 74.25 | 39
2030/31 | 237.75 | 74.25 | 40
2030/31 | 238.25 | 74.25 | 40
2030/31 | 238.75 | 74.25 | 36
2030/31 | 239.25 | 74.25 | 22
2030/31 | 239.75 | 74.25 | 50
2030/31 | 240.25 | 74.25 | 32
2030/31 | 240.75 | 74.25 | 36
2030/31 | 241.25 | 74.25 | 31
2030/31 | 241.75 | 74.25 | 26
2030/31 | 242.25 | 74.25 | 54
2030/31 | 242.75 | 74.25 | 36
2030/31 | 243.25 | 74.25 | 41
2030/31 | 243.75 | 74.25 | 27
2030/31 | 244.25 | 74.25 | 38
2030/31 | 244.75 | 74.25 | 28
2030/31 | 245.25 | 74.25 | 24
2030/31 | 245.75 | 74.25 | 29
2030/31 | 246.25 | 74.25 | 30
2030/31 | 246.75 | 74.25 | 28
2030/31 | 247.25 | 74.25 | 23
2030/31 | 247.75 | 74.25 | 26
2030/31 | 248.25 | 74.25 | 23
2030/31 | 248.75 | 74.25 | 27
2030/31 | 249.25 | 74.25 | 13
2030/31 | 249.75 | 74.25 | 16
2030/31 | 250.25 | 74.25 | 23
2030/31 | 250.75 | 74.25 | 25
2030/31 | 251.25 | 74.25 | 34
2030/31 | 251.75 | 74.25 | 35
2030/31 | 252.25 | 74.25 | 25
2030/31 | 252.75 | 74.25 | 19
2030/31 | 253.25 | 74.25 | 30
2030/31 | 253.75 | 74.25 | 31
2030/31 | 254.25 | 74.25 | 18
2030/31 | 254.75 | 74.25 | 23
2030/31 | 255.25 | 74.25 | 18
2030/31 | 255.75 | 74.25 | 24
2030/31 | 256.25 | 74.25 | 18
2030/31 | 256.75 | 74.25 | 23
2030/31 | 257.25 | 74.25 | 24
2030/31 | 257.75 | 74.25 | 22
2030/31 | 258.25 | 74.25 | 21
2030/31 | 258.75 | 74.25 | 17
2030/31 | 259.25 | 74.25 | 20
2030/31 | 259.75 | 74.25 | 13
2030/31 | 260.25 | 74.25 | 20
2030/31 | 260.75 | 74.25 | 22
2030/31 | 261.25 | 74.25 | 17
2030/31 | 261.75 | 74.25 | 16
2030/31 | 262.25 | 74.25 | 16
2030/31 | 262.75 | 74.25 | 19
2030/31 | 263.25 | 74.25 | 19
2030/31 | 263.75 | 74.25 | 14
2030/31 | 264.25 | 74.25 | 15
2030/31 | 264.75 | 74.25 | 12
2030/31 | 265.25 | 74.25 | 14
2030/31 | 265.75 | 74.25 | 12
2030/31 | 266.25 | 74.25 | 12
2030/31 | 266.75 | 74.25 | 11
2030/31 | 267.25 | 74.25 | 13
2030/31 | 267.75 | 74.25 | 15
2030/31 | 268.25 | 74.25 | 9
2030/31 | 268.75 | 74.25 | 8
2030/31 | 269.25 | 74.25 | 11
2030/31 | 269.75 | 74.25 | 13
2030/31 | 270.25 | 74.25 | 8
2030/31 | 270.75 | 74.25 | 8
2030/31 | 271.25 | 74.25 | 9
2030/31 | 271.75 | 74.25 | 13
2030/31 | 272.25 | 74.25 | 8
2030/31 | 272.75 | 74.25 | 9
2030/31 | 273.25 | 74.25 | 11
2030/31 | 273.75 | 74.25 | 13
2030/31 | 274.25 | 74.25 | 7
2030/31 | 274.75 | 74.25 | 12
2030/31 | 275.25 | 74.25 | 7
2030/31 | 275.75 | 74.25 | 8
2030/31 | 276.25 | 74.25 | 8
2030/31 | 276.75 | 74.25 | 6
2030/31 | 277.25 | 74.25 | 6
2030/31 | 277.75 | 74.25 | 3
2030/31 | 278.25 | 74.25 | 4
2030/31 | 278.75 | 74.25 | 7
2030/31 | 279.25 | 74.25 | 8
2030/31 | 279.75 | 74.25 | 7
2030/31 | 280.25 | 74.25 | 9
2030/31 | 280.75 | 74.25 | 10
2030/31 | 281.25 | 74.25 | 4
2030/31 | 281.75 | 74.25 | 8
2030/31 | 282.25 | 74.25 | 5
2030/31 | 282.75 | 74.25 | 4
2030/31 | 283.25 | 74.25 | 10
2030/31 | 283.75 | 74.25 | 4
2030/31 | 284.25 | 74.25 | 3
2030/31 | 284.75 | 74.25 | 6
2030/31 | 285.25 | 74.25 | 7
2030/31 | 285.75 | 74.25 | 4
2030/31 | 286.25 | 74.25 | 8
2030/31 | 286.75 | 74.25 | 2
2030/31 | 287.25 | 74.25 | 1
2030/31 | 287.75 | 74.25 | 3
2030/31 | 288.25 | 74.25 | 3
2030/31 | 288.75 | 74.25 | 4
2030/31 | 289.25 | 74.25 | 4
2030/31 | 289.75 | 74.25 | 3
2030/31 | 290.25 | 74.25 | 1
2030/31 | 290.75 | 74.25 | 4
2030/31 | 291.25 | 74.25 | 4
2030/31 | 291.75 | 74.25 | 4
2030/31 | 292.25 | 74.25 | 6
2030/31 | 292.75 | 74.25 | 3
2030/31 | 293.25 | 74.25 | 4
2030/31 | 293.75 | 74.25 | 3
2030/31 | 294.25 | 74.25 | 4
2030/31 | 294.75 | 74.25 | 2
2030/31 | 295.25 | 74.25 | 3
2030/31 | 295.75 | 74.25 | 4
2030/31 | 296.25 | 74.25 | 2
2030/31 | 296.75 | 74.25 | 2
2030/31 | 297.25 | 74.25 | 4
2030/31 | 297.75 | 74.25 | 3
2030/31 | 298.25 | 74.25 | 5
2030/31 | 298.75 | 74.25 | 1
2030/31 | 299.25 | 74.25 | 1
2030/31 | 299.75 | 74.25 | 2
2030/31 | 300.25 | 74.25 | 1
2030/31 | 300.75 | 74.25 | 2
2030/31 | 301.25 | 74.25 | 3
2030/31 | 301.75 | 74.25 | 1
2030/31 | 302.25 | 74.25 | 4
2030/31 | 302.75 | 74.25 | 3
2030/31 | 303.25 | 74.25 | 2
2030/31 | 303.75 | 74.25 | 1
2030/31 | 304.25 | 74.25 | 3
2030/31 | 304.75 | 74.25 | 3
2030/31 | 305.25 | 74.25 | 3
2030/31 | 305.75 | 74.25 | 1
2030/31 | 306.25 | 74.25 | 1
2030/31 | 307.75 | 74.25 | 2
2030/31 | 308.25 | 74.25 | 1
2030/31 | 308.75 | 74.25 | 2
2030/31 | 309.75 | 74.25 | 3
2030/31 | 310.25 | 74.25 | 3
2030/31 | 310.75 | 74.25 | 2
2030/31 | 311.25 | 74.25 | 2
2030/31 | 311.75 | 74.25 | 1
2030/31 | 312.25 | 74.25 | 1
2030/31 | 312.75 | 74.25 | 1
2030/31 | 313.25 | 74.25 | 4
2030/31 | 313.75 | 74.25 | 1
2030/31 | 315.25 | 74.25 | 1
2030/31 | 315.75 | 74.25 | 2
2030/31 | 316.25 | 74.25 | 2
2030/31 | 316.75 | 74.25 | 3
2030/31 | 317.25 | 74.25 | 1
2030/31 | 318.25 | 74.25 | 1
2030/31 | 318.75 | 74.25 | 1
2030/31 | 319.25 | 74.25 | 2
2030/31 | 319.75 | 74.25 | 3
2030/31 | 321.25 | 74.25 | 2
2030/31 | 321.75 | 74.25 | 1
2030/31 | 322.25 | 74.25 | 2
2030/31 | 323.25 | 74.25 | 1
2030/31 | 324.25 | 74.25 | 1
2030/31 | 324.75 | 74.25 | 1
2030/31 | 325.25 | 74.25 | 3
2030/31 | 326.25 | 74.25 | 3
2030/31 | 327.25 | 74.25 | 1
2030/31 | 330.75 | 74.25 | 2
2030/31 | 331.75 | 74.25 | 2
2030/31 | 332.25 | 74.25 | 1
2030/31 | 335.75 | 74.25 | 1
2030/31 | 336.75 | 74.25 | 1
2030/31 | 339.25 | 74.25 | 1
2030/31 | 339.75 | 74.25 | 1
2030/31 | 342.75 | 74.25 | 2
2030/31 | 344.75 | 74.25 | 1
2030/31 | 347.25 | 74.25 | 1
2030/31 | 350.75 | 74.25 | 1
2030/31 | 353.75 | 74.25 | 1
2030/31 | 354.75 | 74.25 | 1
2030/31 | 358.75 | 74.25 | 1
2030/31 | 370.75 | 74.25 | 1
2030/31 | 375.75 | 74.25 | 1
2030/31 | 411.25 | 74.25 | 1
2030/31 | 98.75 | 74.75 | 1
2030/31 | 99.75 | 74.75 | 2
2030/31 | 100.75 | 74.75 | 1
2030/31 | 101.25 | 74.75 | 1
2030/31 | 102.25 | 74.75 | 1
2030/31 | 103.25 | 74.75 | 1
2030/31 | 104.25 | 74.75 | 1
2030/31 | 104.75 | 74.75 | 1
2030/31 | 105.25 | 74.75 | 1
2030/31 | 105.75 | 74.75 | 4
2030/31 | 106.25 | 74.75 | 2
2030/31 | 106.75 | 74.75 | 3
2030/31 | 107.25 | 74.75 | 1
2030/31 | 107.75 | 74.75 | 3
2030/31 | 108.25 | 74.75 | 3
2030/31 | 109.25 | 74.75 | 1
2030/31 | 109.75 | 74.75 | 2
2030/31 | 110.25 | 74.75 | 4
2030/31 | 110.75 | 74.75 | 2
2030/31 | 111.25 | 74.75 | 5
2030/31 | 111.75 | 74.75 | 6
2030/31 | 112.25 | 74.75 | 8
2030/31 | 112.75 | 74.75 | 1
2030/31 | 113.25 | 74.75 | 7
2030/31 | 113.75 | 74.75 | 7
2030/31 | 114.25 | 74.75 | 9
2030/31 | 114.75 | 74.75 | 7
2030/31 | 115.25 | 74.75 | 7
2030/31 | 115.75 | 74.75 | 13
2030/31 | 116.25 | 74.75 | 7
2030/31 | 116.75 | 74.75 | 9
2030/31 | 117.25 | 74.75 | 8
2030/31 | 117.75 | 74.75 | 10
2030/31 | 118.25 | 74.75 | 8
2030/31 | 118.75 | 74.75 | 14
2030/31 | 119.25 | 74.75 | 9
2030/31 | 119.75 | 74.75 | 14
2030/31 | 120.25 | 74.75 | 18
2030/31 | 120.75 | 74.75 | 9
2030/31 | 121.25 | 74.75 | 16
2030/31 | 121.75 | 74.75 | 18
2030/31 | 122.25 | 74.75 | 26
2030/31 | 122.75 | 74.75 | 17
2030/31 | 123.25 | 74.75 | 25
2030/31 | 123.75 | 74.75 | 23
2030/31 | 124.25 | 74.75 | 21
2030/31 | 124.75 | 74.75 | 18
2030/31 | 125.25 | 74.75 | 34
2030/31 | 125.75 | 74.75 | 25
2030/31 | 126.25 | 74.75 | 27
2030/31 | 126.75 | 74.75 | 25
2030/31 | 127.25 | 74.75 | 26
2030/31 | 127.75 | 74.75 | 41
2030/31 | 128.25 | 74.75 | 36
2030/31 | 128.75 | 74.75 | 41
2030/31 | 129.25 | 74.75 | 60
2030/31 | 129.75 | 74.75 | 43
2030/31 | 130.25 | 74.75 | 51
2030/31 | 130.75 | 74.75 | 62
2030/31 | 131.25 | 74.75 | 62
2030/31 | 131.75 | 74.75 | 43
2030/31 | 132.25 | 74.75 | 67
2030/31 | 132.75 | 74.75 | 63
2030/31 | 133.25 | 74.75 | 55
2030/31 | 133.75 | 74.75 | 62
2030/31 | 134.25 | 74.75 | 59
2030/31 | 134.75 | 74.75 | 69
2030/31 | 135.25 | 74.75 | 75
2030/31 | 135.75 | 74.75 | 78
2030/31 | 136.25 | 74.75 | 72
2030/31 | 136.75 | 74.75 | 72
2030/31 | 137.25 | 74.75 | 93
2030/31 | 137.75 | 74.75 | 90
2030/31 | 138.25 | 74.75 | 115
2030/31 | 138.75 | 74.75 | 93
2030/31 | 139.25 | 74.75 | 87
2030/31 | 139.75 | 74.75 | 103
2030/31 | 140.25 | 74.75 | 93
2030/31 | 140.75 | 74.75 | 99
2030/31 | 141.25 | 74.75 | 85
2030/31 | 141.75 | 74.75 | 107
2030/31 | 142.25 | 74.75 | 114
2030/31 | 142.75 | 74.75 | 123
2030/31 | 143.25 | 74.75 | 109
2030/31 | 143.75 | 74.75 | 112
2030/31 | 144.25 | 74.75 | 106
2030/31 | 144.75 | 74.75 | 104
2030/31 | 145.25 | 74.75 | 109
2030/31 | 145.75 | 74.75 | 125
2030/31 | 146.25 | 74.75 | 114
2030/31 | 146.75 | 74.75 | 145
2030/31 | 147.25 | 74.75 | 117
2030/31 | 147.75 | 74.75 | 117
2030/31 | 148.25 | 74.75 | 114
2030/31 | 148.75 | 74.75 | 130
2030/31 | 149.25 | 74.75 | 143
2030/31 | 149.75 | 74.75 | 152
2030/31 | 150.25 | 74.75 | 129
2030/31 | 150.75 | 74.75 | 120
2030/31 | 151.25 | 74.75 | 123
2030/31 | 151.75 | 74.75 | 138
2030/31 | 152.25 | 74.75 | 153
2030/31 | 152.75 | 74.75 | 155
2030/31 | 153.25 | 74.75 | 120
2030/31 | 153.75 | 74.75 | 131
2030/31 | 154.25 | 74.75 | 161
2030/31 | 154.75 | 74.75 | 142
2030/31 | 155.25 | 74.75 | 152
2030/31 | 155.75 | 74.75 | 135
2030/31 | 156.25 | 74.75 | 140
2030/31 | 156.75 | 74.75 | 155
2030/31 | 157.25 | 74.75 | 140
2030/31 | 157.75 | 74.75 | 150
2030/31 | 158.25 | 74.75 | 152
2030/31 | 158.75 | 74.75 | 139
2030/31 | 159.25 | 74.75 | 152
2030/31 | 159.75 | 74.75 | 137
2030/31 | 160.25 | 74.75 | 147
2030/31 | 160.75 | 74.75 | 164
2030/31 | 161.25 | 74.75 | 162
2030/31 | 161.75 | 74.75 | 136
2030/31 | 162.25 | 74.75 | 148
2030/31 | 162.75 | 74.75 | 135
2030/31 | 163.25 | 74.75 | 151
2030/31 | 163.75 | 74.75 | 147
2030/31 | 164.25 | 74.75 | 160
2030/31 | 164.75 | 74.75 | 155
2030/31 | 165.25 | 74.75 | 130
2030/31 | 165.75 | 74.75 | 139
2030/31 | 166.25 | 74.75 | 118
2030/31 | 166.75 | 74.75 | 152
2030/31 | 167.25 | 74.75 | 131
2030/31 | 167.75 | 74.75 | 152
2030/31 | 168.25 | 74.75 | 123
2030/31 | 168.75 | 74.75 | 146
2030/31 | 169.25 | 74.75 | 134
2030/31 | 169.75 | 74.75 | 129
2030/31 | 170.25 | 74.75 | 158
2030/31 | 170.75 | 74.75 | 136
2030/31 | 171.25 | 74.75 | 138
2030/31 | 171.75 | 74.75 | 154
2030/31 | 172.25 | 74.75 | 151
2030/31 | 172.75 | 74.75 | 133
2030/31 | 173.25 | 74.75 | 147
2030/31 | 173.75 | 74.75 | 121
2030/31 | 174.25 | 74.75 | 136
2030/31 | 174.75 | 74.75 | 163
2030/31 | 175.25 | 74.75 | 158
2030/31 | 175.75 | 74.75 | 125
2030/31 | 176.25 | 74.75 | 131
2030/31 | 176.75 | 74.75 | 140
2030/31 | 177.25 | 74.75 | 151
2030/31 | 177.75 | 74.75 | 146
2030/31 | 178.25 | 74.75 | 128
2030/31 | 178.75 | 74.75 | 133
2030/31 | 179.25 | 74.75 | 119
2030/31 | 179.75 | 74.75 | 111
2030/31 | 180.25 | 74.75 | 110
2030/31 | 180.75 | 74.75 | 125
2030/31 | 181.25 | 74.75 | 133
2030/31 | 181.75 | 74.75 | 114
2030/31 | 182.25 | 74.75 | 109
2030/31 | 182.75 | 74.75 | 127
2030/31 | 183.25 | 74.75 | 126
2030/31 | 183.75 | 74.75 | 121
2030/31 | 184.25 | 74.75 | 118
2030/31 | 184.75 | 74.75 | 128
2030/31 | 185.25 | 74.75 | 112
2030/31 | 185.75 | 74.75 | 109
2030/31 | 186.25 | 74.75 | 119
2030/31 | 186.75 | 74.75 | 108
2030/31 | 187.25 | 74.75 | 124
2030/31 | 187.75 | 74.75 | 96
2030/31 | 188.25 | 74.75 | 140
2030/31 | 188.75 | 74.75 | 105
2030/31 | 189.25 | 74.75 | 114
2030/31 | 189.75 | 74.75 | 114
2030/31 | 190.25 | 74.75 | 99
2030/31 | 190.75 | 74.75 | 103
2030/31 | 191.25 | 74.75 | 106
2030/31 | 191.75 | 74.75 | 114
2030/31 | 192.25 | 74.75 | 113
2030/31 | 192.75 | 74.75 | 95
2030/31 | 193.25 | 74.75 | 96
2030/31 | 193.75 | 74.75 | 112
2030/31 | 194.25 | 74.75 | 116
2030/31 | 194.75 | 74.75 | 110
2030/31 | 195.25 | 74.75 | 114
2030/31 | 195.75 | 74.75 | 111
2030/31 | 196.25 | 74.75 | 93
2030/31 | 196.75 | 74.75 | 108
2030/31 | 197.25 | 74.75 | 94
2030/31 | 197.75 | 74.75 | 98
2030/31 | 198.25 | 74.75 | 94
2030/31 | 198.75 | 74.75 | 106
2030/31 | 199.25 | 74.75 | 97
2030/31 | 199.75 | 74.75 | 65
2030/31 | 200.25 | 74.75 | 97
2030/31 | 200.75 | 74.75 | 93
2030/31 | 201.25 | 74.75 | 95
2030/31 | 201.75 | 74.75 | 88
2030/31 | 202.25 | 74.75 | 91
2030/31 | 202.75 | 74.75 | 95
2030/31 | 203.25 | 74.75 | 96
2030/31 | 203.75 | 74.75 | 94
2030/31 | 204.25 | 74.75 | 76
2030/31 | 204.75 | 74.75 | 100
2030/31 | 205.25 | 74.75 | 90
2030/31 | 205.75 | 74.75 | 74
2030/31 | 206.25 | 74.75 | 93
2030/31 | 206.75 | 74.75 | 80
2030/31 | 207.25 | 74.75 | 88
2030/31 | 207.75 | 74.75 | 76
2030/31 | 208.25 | 74.75 | 92
2030/31 | 208.75 | 74.75 | 101
2030/31 | 209.25 | 74.75 | 89
2030/31 | 209.75 | 74.75 | 76
2030/31 | 210.25 | 74.75 | 77
2030/31 | 210.75 | 74.75 | 83
2030/31 | 211.25 | 74.75 | 82
2030/31 | 211.75 | 74.75 | 58
2030/31 | 212.25 | 74.75 | 77
2030/31 | 212.75 | 74.75 | 74
2030/31 | 213.25 | 74.75 | 70
2030/31 | 213.75 | 74.75 | 58
2030/31 | 214.25 | 74.75 | 63
2030/31 | 214.75 | 74.75 | 73
2030/31 | 215.25 | 74.75 | 75
2030/31 | 215.75 | 74.75 | 71
2030/31 | 216.25 | 74.75 | 64
2030/31 | 216.75 | 74.75 | 69
2030/31 | 217.25 | 74.75 | 54
2030/31 | 217.75 | 74.75 | 65
2030/31 | 218.25 | 74.75 | 66
2030/31 | 218.75 | 74.75 | 56
2030/31 | 219.25 | 74.75 | 56
2030/31 | 219.75 | 74.75 | 68
2030/31 | 220.25 | 74.75 | 57
2030/31 | 220.75 | 74.75 | 53
2030/31 | 221.25 | 74.75 | 58
2030/31 | 221.75 | 74.75 | 50
2030/31 | 222.25 | 74.75 | 62
2030/31 | 222.75 | 74.75 | 66
2030/31 | 223.25 | 74.75 | 48
2030/31 | 223.75 | 74.75 | 61
2030/31 | 224.25 | 74.75 | 46
2030/31 | 224.75 | 74.75 | 58
2030/31 | 225.25 | 74.75 | 45
2030/31 | 225.75 | 74.75 | 49
2030/31 | 226.25 | 74.75 | 54
2030/31 | 226.75 | 74.75 | 50
2030/31 | 227.25 | 74.75 | 40
2030/31 | 227.75 | 74.75 | 48
2030/31 | 228.25 | 74.75 | 43
2030/31 | 228.75 | 74.75 | 54
2030/31 | 229.25 | 74.75 | 40
2030/31 | 229.75 | 74.75 | 49
2030/31 | 230.25 | 74.75 | 41
2030/31 | 230.75 | 74.75 | 48
2030/31 | 231.25 | 74.75 | 50
2030/31 | 231.75 | 74.75 | 39
2030/31 | 232.25 | 74.75 | 43
2030/31 | 232.75 | 74.75 | 42
2030/31 | 233.25 | 74.75 | 45
2030/31 | 233.75 | 74.75 | 47
2030/31 | 234.25 | 74.75 | 50
2030/31 | 234.75 | 74.75 | 56
2030/31 | 235.25 | 74.75 | 40
2030/31 | 235.75 | 74.75 | 51
2030/31 | 236.25 | 74.75 | 47
2030/31 | 236.75 | 74.75 | 43
2030/31 | 237.25 | 74.75 | 46
2030/31 | 237.75 | 74.75 | 36
2030/31 | 238.25 | 74.75 | 38
2030/31 | 238.75 | 74.75 | 46
2030/31 | 239.25 | 74.75 | 39
2030/31 | 239.75 | 74.75 | 28
2030/31 | 240.25 | 74.75 | 42
2030/31 | 240.75 | 74.75 | 23
2030/31 | 241.25 | 74.75 | 36
2030/31 | 241.75 | 74.75 | 43
2030/31 | 242.25 | 74.75 | 28
2030/31 | 242.75 | 74.75 | 28
2030/31 | 243.25 | 74.75 | 30
2030/31 | 243.75 | 74.75 | 31
2030/31 | 244.25 | 74.75 | 30
2030/31 | 244.75 | 74.75 | 33
2030/31 | 245.25 | 74.75 | 30
2030/31 | 245.75 | 74.75 | 22
2030/31 | 246.25 | 74.75 | 15
2030/31 | 246.75 | 74.75 | 35
2030/31 | 247.25 | 74.75 | 32
2030/31 | 247.75 | 74.75 | 22
2030/31 | 248.25 | 74.75 | 22
2030/31 | 248.75 | 74.75 | 36
2030/31 | 249.25 | 74.75 | 27
2030/31 | 249.75 | 74.75 | 23
2030/31 | 250.25 | 74.75 | 24
2030/31 | 250.75 | 74.75 | 19
2030/31 | 251.25 | 74.75 | 22
2030/31 | 251.75 | 74.75 | 21
2030/31 | 252.25 | 74.75 | 21
2030/31 | 252.75 | 74.75 | 25
2030/31 | 253.25 | 74.75 | 21
2030/31 | 253.75 | 74.75 | 22
2030/31 | 254.25 | 74.75 | 20
2030/31 | 254.75 | 74.75 | 25
2030/31 | 255.25 | 74.75 | 23
2030/31 | 255.75 | 74.75 | 23
2030/31 | 256.25 | 74.75 | 17
2030/31 | 256.75 | 74.75 | 24
2030/31 | 257.25 | 74.75 | 20
2030/31 | 257.75 | 74.75 | 12
2030/31 | 258.25 | 74.75 | 12
2030/31 | 258.75 | 74.75 | 18
2030/31 | 259.25 | 74.75 | 12
2030/31 | 259.75 | 74.75 | 27
2030/31 | 260.25 | 74.75 | 27
2030/31 | 260.75 | 74.75 | 19
2030/31 | 261.25 | 74.75 | 13
2030/31 | 261.75 | 74.75 | 9
2030/31 | 262.25 | 74.75 | 11
2030/31 | 262.75 | 74.75 | 7
2030/31 | 263.25 | 74.75 | 12
2030/31 | 263.75 | 74.75 | 6
2030/31 | 264.25 | 74.75 | 16
2030/31 | 264.75 | 74.75 | 10
2030/31 | 265.25 | 74.75 | 10
2030/31 | 265.75 | 74.75 | 12
2030/31 | 266.25 | 74.75 | 13
2030/31 | 266.75 | 74.75 | 17
2030/31 | 267.25 | 74.75 | 14
2030/31 | 267.75 | 74.75 | 15
2030/31 | 268.25 | 74.75 | 7
2030/31 | 268.75 | 74.75 | 16
2030/31 | 269.25 | 74.75 | 15
2030/31 | 269.75 | 74.75 | 10
2030/31 | 270.25 | 74.75 | 9
2030/31 | 270.75 | 74.75 | 10
2030/31 | 271.25 | 74.75 | 9
2030/31 | 271.75 | 74.75 | 7
2030/31 | 272.25 | 74.75 | 10
2030/31 | 272.75 | 74.75 | 9
2030/31 | 273.25 | 74.75 | 10
2030/31 | 273.75 | 74.75 | 5
2030/31 | 274.25 | 74.75 | 16
2030/31 | 274.75 | 74.75 | 8
2030/31 | 275.25 | 74.75 | 2
2030/31 | 275.75 | 74.75 | 10
2030/31 | 276.25 | 74.75 | 4
2030/31 | 276.75 | 74.75 | 7
2030/31 | 277.25 | 74.75 | 10
2030/31 | 277.75 | 74.75 | 5
2030/31 | 278.25 | 74.75 | 4
2030/31 | 278.75 | 74.75 | 7
2030/31 | 279.25 | 74.75 | 7
2030/31 | 279.75 | 74.75 | 7
2030/31 | 280.25 | 74.75 | 3
2030/31 | 280.75 | 74.75 | 4
2030/31 | 281.25 | 74.75 | 6
2030/31 | 281.75 | 74.75 | 4
2030/31 | 282.25 | 74.75 | 4
2030/31 | 282.75 | 74.75 | 6
2030/31 | 283.25 | 74.75 | 3
2030/31 | 283.75 | 74.75 | 5
2030/31 | 284.25 | 74.75 | 10
2030/31 | 285.25 | 74.75 | 10
2030/31 | 285.75 | 74.75 | 6
2030/31 | 286.25 | 74.75 | 8
2030/31 | 286.75 | 74.75 | 3
2030/31 | 287.25 | 74.75 | 7
2030/31 | 287.75 | 74.75 | 3
2030/31 | 288.25 | 74.75 | 4
2030/31 | 288.75 | 74.75 | 1
2030/31 | 289.25 | 74.75 | 2
2030/31 | 289.75 | 74.75 | 4
2030/31 | 290.25 | 74.75 | 1
2030/31 | 290.75 | 74.75 | 5
2030/31 | 291.25 | 74.75 | 5
2030/31 | 291.75 | 74.75 | 5
2030/31 | 292.25 | 74.75 | 2
2030/31 | 292.75 | 74.75 | 2
2030/31 | 293.25 | 74.75 | 8
2030/31 | 293.75 | 74.75 | 2
2030/31 | 294.25 | 74.75 | 3
2030/31 | 294.75 | 74.75 | 4
2030/31 | 295.25 | 74.75 | 6
2030/31 | 295.75 | 74.75 | 1
2030/31 | 296.25 | 74.75 | 8
2030/31 | 296.75 | 74.75 | 2
2030/31 | 297.25 | 74.75 | 2
2030/31 | 297.75 | 74.75 | 3
2030/31 | 298.25 | 74.75 | 1
2030/31 | 298.75 | 74.75 | 4
2030/31 | 299.25 | 74.75 | 4
2030/31 | 300.25 | 74.75 | 3
2030/31 | 300.75 | 74.75 | 1
2030/31 | 301.25 | 74.75 | 3
2030/31 | 301.75 | 74.75 | 1
2030/31 | 302.75 | 74.75 | 4
2030/31 | 303.25 | 74.75 | 3
2030/31 | 303.75 | 74.75 | 1
2030/31 | 304.25 | 74.75 | 5
2030/31 | 304.75 | 74.75 | 1
2030/31 | 305.25 | 74.75 | 3
2030/31 | 305.75 | 74.75 | 1
2030/31 | 306.25 | 74.75 | 2
2030/31 | 307.25 | 74.75 | 3
2030/31 | 307.75 | 74.75 | 3
2030/31 | 309.25 | 74.75 | 1
2030/31 | 309.75 | 74.75 | 1
2030/31 | 310.25 | 74.75 | 1
2030/31 | 310.75 | 74.75 | 3
2030/31 | 311.25 | 74.75 | 1
2030/31 | 311.75 | 74.75 | 2
2030/31 | 313.25 | 74.75 | 1
2030/31 | 313.75 | 74.75 | 1
2030/31 | 314.25 | 74.75 | 1
2030/31 | 314.75 | 74.75 | 3
2030/31 | 315.25 | 74.75 | 1
2030/31 | 315.75 | 74.75 | 2
2030/31 | 316.25 | 74.75 | 2
2030/31 | 316.75 | 74.75 | 1
2030/31 | 317.25 | 74.75 | 2
2030/31 | 317.75 | 74.75 | 1
2030/31 | 318.25 | 74.75 | 1
2030/31 | 318.75 | 74.75 | 1
2030/31 | 320.25 | 74.75 | 2
2030/31 | 320.75 | 74.75 | 2
2030/31 | 321.25 | 74.75 | 1
2030/31 | 322.75 | 74.75 | 1
2030/31 | 323.25 | 74.75 | 1
2030/31 | 323.75 | 74.75 | 1
2030/31 | 325.25 | 74.75 | 1
2030/31 | 327.75 | 74.75 | 2
2030/31 | 328.25 | 74.75 | 1
2030/31 | 328.75 | 74.75 | 1
2030/31 | 329.25 | 74.75 | 1
2030/31 | 329.75 | 74.75 | 1
2030/31 | 331.75 | 74.75 | 1
2030/31 | 333.25 | 74.75 | 1
2030/31 | 333.75 | 74.75 | 1
2030/31 | 334.25 | 74.75 | 3
2030/31 | 334.75 | 74.75 | 1
2030/31 | 336.25 | 74.75 | 1
2030/31 | 336.75 | 74.75 | 1
2030/31 | 338.25 | 74.75 | 1
2030/31 | 341.75 | 74.75 | 1
2030/31 | 343.25 | 74.75 | 1
2030/31 | 343.75 | 74.75 | 1
2030/31 | 349.25 | 74.75 | 1
2030/31 | 364.75 | 74.75 | 1
2030/31 | 366.25 | 74.75 | 1
2030/31 | 384.25 | 74.75 | 1
2030/31 | 417.75 | 74.75 | 1
2030/31 | 95.75 | 75.25 | 1
2030/31 | 98.25 | 75.25 | 1
2030/31 | 99.25 | 75.25 | 2
2030/31 | 99.75 | 75.25 | 1
2030/31 | 102.25 | 75.25 | 1
2030/31 | 102.75 | 75.25 | 1
2030/31 | 103.75 | 75.25 | 1
2030/31 | 105.25 | 75.25 | 2
2030/31 | 106.25 | 75.25 | 1
2030/31 | 106.75 | 75.25 | 2
2030/31 | 107.25 | 75.25 | 1
2030/31 | 108.25 | 75.25 | 2
2030/31 | 108.75 | 75.25 | 3
2030/31 | 109.25 | 75.25 | 4
2030/31 | 109.75 | 75.25 | 4
2030/31 | 110.25 | 75.25 | 4
2030/31 | 110.75 | 75.25 | 3
2030/31 | 111.25 | 75.25 | 2
2030/31 | 111.75 | 75.25 | 3
2030/31 | 112.25 | 75.25 | 4
2030/31 | 112.75 | 75.25 | 5
2030/31 | 113.25 | 75.25 | 4
2030/31 | 113.75 | 75.25 | 3
2030/31 | 114.25 | 75.25 | 8
2030/31 | 114.75 | 75.25 | 11
2030/31 | 115.25 | 75.25 | 6
2030/31 | 115.75 | 75.25 | 11
2030/31 | 116.25 | 75.25 | 5
2030/31 | 116.75 | 75.25 | 15
2030/31 | 117.25 | 75.25 | 7
2030/31 | 117.75 | 75.25 | 5
2030/31 | 118.25 | 75.25 | 6
2030/31 | 118.75 | 75.25 | 9
2030/31 | 119.25 | 75.25 | 13
2030/31 | 119.75 | 75.25 | 12
2030/31 | 120.25 | 75.25 | 14
2030/31 | 120.75 | 75.25 | 17
2030/31 | 121.25 | 75.25 | 12
2030/31 | 121.75 | 75.25 | 12
2030/31 | 122.25 | 75.25 | 16
2030/31 | 122.75 | 75.25 | 15
2030/31 | 123.25 | 75.25 | 14
2030/31 | 123.75 | 75.25 | 28
2030/31 | 124.25 | 75.25 | 12
2030/31 | 124.75 | 75.25 | 22
2030/31 | 125.25 | 75.25 | 27
2030/31 | 125.75 | 75.25 | 27
2030/31 | 126.25 | 75.25 | 19
2030/31 | 126.75 | 75.25 | 37
2030/31 | 127.25 | 75.25 | 28
2030/31 | 127.75 | 75.25 | 36
2030/31 | 128.25 | 75.25 | 33
2030/31 | 128.75 | 75.25 | 42
2030/31 | 129.25 | 75.25 | 35
2030/31 | 129.75 | 75.25 | 37
2030/31 | 130.25 | 75.25 | 50
2030/31 | 130.75 | 75.25 | 32
2030/31 | 131.25 | 75.25 | 53
2030/31 | 131.75 | 75.25 | 49
2030/31 | 132.25 | 75.25 | 58
2030/31 | 132.75 | 75.25 | 63
2030/31 | 133.25 | 75.25 | 55
2030/31 | 133.75 | 75.25 | 51
2030/31 | 134.25 | 75.25 | 61
2030/31 | 134.75 | 75.25 | 59
2030/31 | 135.25 | 75.25 | 60
2030/31 | 135.75 | 75.25 | 83
2030/31 | 136.25 | 75.25 | 63
2030/31 | 136.75 | 75.25 | 73
2030/31 | 137.25 | 75.25 | 83
2030/31 | 137.75 | 75.25 | 83
2030/31 | 138.25 | 75.25 | 82
2030/31 | 138.75 | 75.25 | 75
2030/31 | 139.25 | 75.25 | 98
2030/31 | 139.75 | 75.25 | 107
2030/31 | 140.25 | 75.25 | 109
2030/31 | 140.75 | 75.25 | 107
2030/31 | 141.25 | 75.25 | 112
2030/31 | 141.75 | 75.25 | 96
2030/31 | 142.25 | 75.25 | 94
2030/31 | 142.75 | 75.25 | 124
2030/31 | 143.25 | 75.25 | 107
2030/31 | 143.75 | 75.25 | 95
2030/31 | 144.25 | 75.25 | 113
2030/31 | 144.75 | 75.25 | 108
2030/31 | 145.25 | 75.25 | 116
2030/31 | 145.75 | 75.25 | 106
2030/31 | 146.25 | 75.25 | 114
2030/31 | 146.75 | 75.25 | 119
2030/31 | 147.25 | 75.25 | 110
2030/31 | 147.75 | 75.25 | 117
2030/31 | 148.25 | 75.25 | 130
2030/31 | 148.75 | 75.25 | 120
2030/31 | 149.25 | 75.25 | 128
2030/31 | 149.75 | 75.25 | 130
2030/31 | 150.25 | 75.25 | 121
2030/31 | 150.75 | 75.25 | 134
2030/31 | 151.25 | 75.25 | 143
2030/31 | 151.75 | 75.25 | 124
2030/31 | 152.25 | 75.25 | 148
2030/31 | 152.75 | 75.25 | 138
2030/31 | 153.25 | 75.25 | 135
2030/31 | 153.75 | 75.25 | 136
2030/31 | 154.25 | 75.25 | 145
2030/31 | 154.75 | 75.25 | 126
2030/31 | 155.25 | 75.25 | 128
2030/31 | 155.75 | 75.25 | 152
2030/31 | 156.25 | 75.25 | 146
2030/31 | 156.75 | 75.25 | 132
2030/31 | 157.25 | 75.25 | 153
2030/31 | 157.75 | 75.25 | 134
2030/31 | 158.25 | 75.25 | 120
2030/31 | 158.75 | 75.25 | 154
2030/31 | 159.25 | 75.25 | 164
2030/31 | 159.75 | 75.25 | 155
2030/31 | 160.25 | 75.25 | 144
2030/31 | 160.75 | 75.25 | 136
2030/31 | 161.25 | 75.25 | 140
2030/31 | 161.75 | 75.25 | 145
2030/31 | 162.25 | 75.25 | 133
2030/31 | 162.75 | 75.25 | 157
2030/31 | 163.25 | 75.25 | 145
2030/31 | 163.75 | 75.25 | 131
2030/31 | 164.25 | 75.25 | 152
2030/31 | 164.75 | 75.25 | 147
2030/31 | 165.25 | 75.25 | 134
2030/31 | 165.75 | 75.25 | 146
2030/31 | 166.25 | 75.25 | 144
2030/31 | 166.75 | 75.25 | 141
2030/31 | 167.25 | 75.25 | 164
2030/31 | 167.75 | 75.25 | 133
2030/31 | 168.25 | 75.25 | 135
2030/31 | 168.75 | 75.25 | 132
2030/31 | 169.25 | 75.25 | 151
2030/31 | 169.75 | 75.25 | 150
2030/31 | 170.25 | 75.25 | 127
2030/31 | 170.75 | 75.25 | 133
2030/31 | 171.25 | 75.25 | 144
2030/31 | 171.75 | 75.25 | 126
2030/31 | 172.25 | 75.25 | 138
2030/31 | 172.75 | 75.25 | 144
2030/31 | 173.25 | 75.25 | 130
2030/31 | 173.75 | 75.25 | 150
2030/31 | 174.25 | 75.25 | 165
2030/31 | 174.75 | 75.25 | 131
2030/31 | 175.25 | 75.25 | 107
2030/31 | 175.75 | 75.25 | 134
2030/31 | 176.25 | 75.25 | 110
2030/31 | 176.75 | 75.25 | 133
2030/31 | 177.25 | 75.25 | 132
2030/31 | 177.75 | 75.25 | 146
2030/31 | 178.25 | 75.25 | 131
2030/31 | 178.75 | 75.25 | 125
2030/31 | 179.25 | 75.25 | 116
2030/31 | 179.75 | 75.25 | 105
2030/31 | 180.25 | 75.25 | 133
2030/31 | 180.75 | 75.25 | 140
2030/31 | 181.25 | 75.25 | 120
2030/31 | 181.75 | 75.25 | 110
2030/31 | 182.25 | 75.25 | 118
2030/31 | 182.75 | 75.25 | 113
2030/31 | 183.25 | 75.25 | 125
2030/31 | 183.75 | 75.25 | 127
2030/31 | 184.25 | 75.25 | 131
2030/31 | 184.75 | 75.25 | 132
2030/31 | 185.25 | 75.25 | 115
2030/31 | 185.75 | 75.25 | 104
2030/31 | 186.25 | 75.25 | 121
2030/31 | 186.75 | 75.25 | 98
2030/31 | 187.25 | 75.25 | 127
2030/31 | 187.75 | 75.25 | 111
2030/31 | 188.25 | 75.25 | 84
2030/31 | 188.75 | 75.25 | 100
2030/31 | 189.25 | 75.25 | 114
2030/31 | 189.75 | 75.25 | 109
2030/31 | 190.25 | 75.25 | 86
2030/31 | 190.75 | 75.25 | 92
2030/31 | 191.25 | 75.25 | 105
2030/31 | 191.75 | 75.25 | 115
2030/31 | 192.25 | 75.25 | 116
2030/31 | 192.75 | 75.25 | 92
2030/31 | 193.25 | 75.25 | 102
2030/31 | 193.75 | 75.25 | 91
2030/31 | 194.25 | 75.25 | 105
2030/31 | 194.75 | 75.25 | 104
2030/31 | 195.25 | 75.25 | 91
2030/31 | 195.75 | 75.25 | 98
2030/31 | 196.25 | 75.25 | 94
2030/31 | 196.75 | 75.25 | 101
2030/31 | 197.25 | 75.25 | 109
2030/31 | 197.75 | 75.25 | 84
2030/31 | 198.25 | 75.25 | 85
2030/31 | 198.75 | 75.25 | 96
2030/31 | 199.25 | 75.25 | 82
2030/31 | 199.75 | 75.25 | 86
2030/31 | 200.25 | 75.25 | 86
2030/31 | 200.75 | 75.25 | 78
2030/31 | 201.25 | 75.25 | 74
2030/31 | 201.75 | 75.25 | 95
2030/31 | 202.25 | 75.25 | 98
2030/31 | 202.75 | 75.25 | 90
2030/31 | 203.25 | 75.25 | 85
2030/31 | 203.75 | 75.25 | 89
2030/31 | 204.25 | 75.25 | 73
2030/31 | 204.75 | 75.25 | 88
2030/31 | 205.25 | 75.25 | 65
2030/31 | 205.75 | 75.25 | 91
2030/31 | 206.25 | 75.25 | 85
2030/31 | 206.75 | 75.25 | 79
2030/31 | 207.25 | 75.25 | 68
2030/31 | 207.75 | 75.25 | 98
2030/31 | 208.25 | 75.25 | 64
2030/31 | 208.75 | 75.25 | 78
2030/31 | 209.25 | 75.25 | 90
2030/31 | 209.75 | 75.25 | 87
2030/31 | 210.25 | 75.25 | 83
2030/31 | 210.75 | 75.25 | 82
2030/31 | 211.25 | 75.25 | 80
2030/31 | 211.75 | 75.25 | 79
2030/31 | 212.25 | 75.25 | 59
2030/31 | 212.75 | 75.25 | 76
2030/31 | 213.25 | 75.25 | 69
2030/31 | 213.75 | 75.25 | 79
2030/31 | 214.25 | 75.25 | 60
2030/31 | 214.75 | 75.25 | 86
2030/31 | 215.25 | 75.25 | 64
2030/31 | 215.75 | 75.25 | 61
2030/31 | 216.25 | 75.25 | 73
2030/31 | 216.75 | 75.25 | 72
2030/31 | 217.25 | 75.25 | 70
2030/31 | 217.75 | 75.25 | 72
2030/31 | 218.25 | 75.25 | 57
2030/31 | 218.75 | 75.25 | 63
2030/31 | 219.25 | 75.25 | 60
2030/31 | 219.75 | 75.25 | 62
2030/31 | 220.25 | 75.25 | 49
2030/31 | 220.75 | 75.25 | 62
2030/31 | 221.25 | 75.25 | 59
2030/31 | 221.75 | 75.25 | 60
2030/31 | 222.25 | 75.25 | 63
2030/31 | 222.75 | 75.25 | 56
2030/31 | 223.25 | 75.25 | 52
2030/31 | 223.75 | 75.25 | 59
2030/31 | 224.25 | 75.25 | 59
2030/31 | 224.75 | 75.25 | 46
2030/31 | 225.25 | 75.25 | 73
2030/31 | 225.75 | 75.25 | 67
2030/31 | 226.25 | 75.25 | 41
2030/31 | 226.75 | 75.25 | 55
2030/31 | 227.25 | 75.25 | 44
2030/31 | 227.75 | 75.25 | 54
2030/31 | 228.25 | 75.25 | 52
2030/31 | 228.75 | 75.25 | 46
2030/31 | 229.25 | 75.25 | 47
2030/31 | 229.75 | 75.25 | 46
2030/31 | 230.25 | 75.25 | 39
2030/31 | 230.75 | 75.25 | 51