## Contents page
Gas Ten Year Statement 2023 – Data tables and charts content
Chapter | Chapter section | Figure title | Figure number
Chapter 1: Drivers of change | Gas demand | 2021 FES and 2022 FES Annual demand comparison | Figure 4
|  | Peak natural gas demand (1-in-20 day) | Figure 5
| Gas supply | Comparison of gas supply by scenario between 2021 and 2032 | Figure 8
|  | Peak Gas supply under N-1 Conditions | Figure 9
Appendix 2: Heat maps | Network capability | Scotland and the North Entry | Figure A2.3
|  | Scotland and the North Exit | Figure A2.4
|  | North West Entry | Figure A2.5
|  | North West Exit | Figure A2.6
|  | North East Entry | Figure A2.7
|  | North East Exit | Figure A2.8
|  | South Wales Entry | Figure A2.9
|  | South Wales Exit | Figure A2.10
|  | South West Exit | Figure A2.11
|  | East Midlands Exit | Figure A2.12
|  | South East Entry | Figure A2.13
|  | South East Exit | Figure A2.14
Appendix 6: Import and storage infrastructure | Import infrastructure | Existing import infrastructure | Table A5.1
|  | Proposed import projects | Table A5.2
| Storage infrastructure | Existing storage infrastructure | Table A5.3
|  | Proposed Storage Projects | Table A5.4
Useful information | Gas Quality specifications
Offtakes by Exit zone
NTS DN exit zones
Demand | Annual and peak by load band
2023-2024 Average Load Curve
2023-2024 Severe Load Curve
2028-2029 Severe Load Curve
2033-2034 Severe Load Curve
Annual gas demand
LDZ annual demand
Supply | Annual supply patterns
Annual Supply by terminal Bacton split
Annual supply by terminal
Peak Supply by terminal Bacton Split
Peak supply by terminal
Capacity at each ASEP
Actual flows | Actual 2022 demand
Maximum day entry flows
Minimum day entry flows
Maximum day exit flows
Minimum day exit flows

## Figure 8
Figure 8 Comparison of gas supply by scenario between 2022 and 2033
|  | 2022 | 2033 CT | 2033 ST | 2033 LW | 2033 SP
| UKCS (bcm/yr) | 34.98 | 9.62 | 14.33 | 11.16 | 16.81
| Shale (bcm/yr) | 0 | 0 | 0 | 0 | 2.86
| Green Gas (bcm/yr) | 0.31 | 1.31 | 1.38 | 0.58 | 2.51
| Imports (bcm/yr) | 54.38 | 31.6 | 41.98 | 25.55 | 44.58

## Figure 9
Figure 8 Peak Gas supply under N-1 Conditions
Peak supply margin under N-1 conditions (mcm/day)
|  | 2022/23 | 2023/24 | 2024/25 | 2025/26 | 2026/27 | 2027/28 | 2028/29 | 2029/30 | 2030/31 | 2031/32 | 2032/33
| Falling Short | 29 | 42.7 | 31.1 | 6.7 | 6 | 15.7 | 22.3 | 19.3 | 17.7 | 17.6 | 18
Gas Year beginning October, finishing September

## Figure A2.3
Scotland and the North Entry
Flow Frequency data |  |  |  | Capability Data points |  |  | Baseline points
GasYear | National Demand | Local Entry Flow | Freq | Line_Type | National Demand | Network Capability | Line_Type | National Demand | Baseline
2023/24 | 89.25 | 7.75 | 1 | Network Capability | 30 | 55.1334 | Baseline | 10 | 210.9323
2023/24 | 78.75 | 8.75 | 1 | Network Capability | 36.8354 | 59.1454 | Baseline | 600 | 210.9323
2023/24 | 161.25 | 8.75 | 1 | Network Capability | 43.6709 | 63.1533
2023/24 | 72.25 | 9.75 | 1 | Network Capability | 50.5063 | 67.1529
2023/24 | 67.25 | 10.75 | 1 | Network Capability | 57.3418 | 71.1402
2023/24 | 119.25 | 11.25 | 1 | Network Capability | 64.1772 | 75.1109
2023/24 | 40.75 | 11.75 | 1 | Network Capability | 71.0127 | 79.0609
2023/24 | 77.75 | 11.75 | 1 | Network Capability | 77.8481 | 82.9862
2023/24 | 123.75 | 11.75 | 1 | Network Capability | 84.6835 | 86.8825
2023/24 | 82.25 | 12.75 | 1 | Network Capability | 91.519 | 90.7458
2023/24 | 208.75 | 12.75 | 1 | Network Capability | 98.3544 | 94.5718
2023/24 | 36.75 | 13.75 | 1 | Network Capability | 105.1899 | 98.3565
2023/24 | 79.25 | 13.75 | 1 | Network Capability | 112.0253 | 102.0958
2023/24 | 81.25 | 13.75 | 1 | Network Capability | 118.8608 | 105.7854
2023/24 | 99.25 | 13.75 | 1 | Network Capability | 125.6962 | 109.4214
2023/24 | 101.25 | 13.75 | 1 | Network Capability | 132.5316 | 112.9994
2023/24 | 65.75 | 14.25 | 1 | Network Capability | 139.3671 | 116.5155
2023/24 | 79.25 | 14.25 | 1 | Network Capability | 146.2025 | 119.9654
2023/24 | 78.25 | 14.75 | 1 | Network Capability | 153.038 | 123.3452
2023/24 | 106.75 | 14.75 | 1 | Network Capability | 159.8734 | 126.6516
2023/24 | 116.75 | 14.75 | 1 | Network Capability | 166.7089 | 129.8828
2023/24 | 98.75 | 15.25 | 1 | Network Capability | 173.5443 | 133.0371
2023/24 | 103.25 | 15.25 | 1 | Network Capability | 180.3797 | 136.1126
2023/24 | 132.75 | 15.25 | 1 | Network Capability | 187.2152 | 139.1076
2023/24 | 136.25 | 15.25 | 1 | Network Capability | 194.0506 | 142.0201
2023/24 | 46.75 | 15.75 | 1 | Network Capability | 200.8861 | 144.8485
2023/24 | 56.75 | 15.75 | 1 | Network Capability | 207.7215 | 147.5909
2023/24 | 57.75 | 15.75 | 1 | Network Capability | 214.557 | 150.2455
2023/24 | 68.25 | 15.75 | 1 | Network Capability | 221.3924 | 152.8104
2023/24 | 69.75 | 15.75 | 1 | Network Capability | 228.2278 | 155.284
2023/24 | 72.25 | 15.75 | 1 | Network Capability | 235.0633 | 157.6644
2023/24 | 76.75 | 15.75 | 1 | Network Capability | 241.8987 | 159.9498
2023/24 | 80.75 | 15.75 | 1 | Network Capability | 248.7342 | 162.1383
2023/24 | 83.25 | 15.75 | 1 | Network Capability | 255.5696 | 164.2282
2023/24 | 99.75 | 15.75 | 1 | Network Capability | 262.4051 | 166.2177
2023/24 | 118.75 | 15.75 | 1 | Network Capability | 269.2405 | 168.105
2023/24 | 59.75 | 16.25 | 1 | Network Capability | 276.0759 | 169.8882
2023/24 | 74.25 | 16.25 | 1 | Network Capability | 282.9114 | 171.5657
2023/24 | 76.75 | 16.25 | 1 | Network Capability | 289.7468 | 173.1354
2023/24 | 87.25 | 16.25 | 1 | Network Capability | 296.5823 | 174.5957
2023/24 | 90.75 | 16.25 | 1 | Network Capability | 303.4177 | 175.9449
2023/24 | 112.75 | 16.25 | 1 | Network Capability | 310.2532 | 177.1829
2023/24 | 137.75 | 16.25 | 1 | Network Capability | 317.0886 | 178.3114
2023/24 | 72.75 | 16.75 | 1 | Network Capability | 323.9241 | 179.3323
2023/24 | 74.75 | 16.75 | 1 | Network Capability | 330.7595 | 180.2473
2023/24 | 78.25 | 16.75 | 1 | Network Capability | 337.5949 | 181.0583
2023/24 | 79.25 | 16.75 | 2 | Network Capability | 344.4304 | 181.7671
2023/24 | 82.75 | 16.75 | 1 | Network Capability | 351.2658 | 182.3755
2023/24 | 100.75 | 16.75 | 1 | Network Capability | 358.1013 | 182.8852
2023/24 | 101.25 | 16.75 | 1 | Network Capability | 364.9367 | 183.2981
2023/24 | 66.25 | 17.25 | 1 | Network Capability | 371.7722 | 183.6161
2023/24 | 84.75 | 17.25 | 1 | Network Capability | 378.6076 | 183.8408
2023/24 | 86.75 | 17.25 | 1 | Network Capability | 385.443 | 183.9741
2023/24 | 58.25 | 17.75 | 1 | Network Capability | 392.2785 | 184.0178
2023/24 | 63.25 | 17.75 | 1 | Network Capability | 399.1139 | 183.9737
2023/24 | 76.75 | 17.75 | 1 | Network Capability | 405.9494 | 183.8436
2023/24 | 90.25 | 17.75 | 1 | Network Capability | 412.7848 | 183.6294
2023/24 | 96.75 | 17.75 | 1 | Network Capability | 419.6203 | 183.3327
2023/24 | 98.75 | 17.75 | 1 | Network Capability | 426.4557 | 182.9555
2023/24 | 124.25 | 17.75 | 1 | Network Capability | 433.2911 | 182.4995
2023/24 | 130.75 | 17.75 | 1 | Network Capability | 440.1266 | 181.9665
2023/24 | 62.25 | 18.25 | 1 | Network Capability | 446.962 | 181.3584
2023/24 | 70.25 | 18.25 | 1 | Network Capability | 453.7975 | 180.677
2023/24 | 73.75 | 18.25 | 1 | Network Capability | 460.6329 | 179.9254
2023/24 | 87.75 | 18.25 | 1 | Network Capability | 467.4684 | 179.1076
2023/24 | 88.25 | 18.25 | 1 | Network Capability | 474.3038 | 178.2278
2023/24 | 100.25 | 18.25 | 1 | Network Capability | 481.1392 | 177.2902
2023/24 | 105.75 | 18.25 | 1 | Network Capability | 487.9747 | 176.2988
2023/24 | 107.75 | 18.25 | 1 | Network Capability | 494.8101 | 175.2579
2023/24 | 112.25 | 18.25 | 1 | Network Capability | 501.6456 | 174.1714
2023/24 | 116.25 | 18.25 | 1 | Network Capability | 508.481 | 173.0437
2023/24 | 118.75 | 18.25 | 1 | Network Capability | 515.3165 | 171.8787
2023/24 | 71.25 | 18.75 | 1 | Network Capability | 522.1519 | 170.6807
2023/24 | 73.75 | 18.75 | 1 | Network Capability | 528.9873 | 169.4538
2023/24 | 83.25 | 18.75 | 1 | Network Capability | 535.8228 | 168.202
2023/24 | 94.75 | 18.75 | 1 | Network Capability | 542.6582 | 166.9296
2023/24 | 103.75 | 18.75 | 1 | Network Capability | 549.4937 | 165.6407
2023/24 | 106.25 | 18.75 | 1 | Network Capability | 556.3291 | 164.3393
2023/24 | 122.25 | 18.75 | 1 | Network Capability | 563.1646 | 163.0297
2023/24 | 59.25 | 19.25 | 1 | Network Capability | 570 | 161.716
2023/24 | 65.75 | 19.25 | 1 | High Resilience Capability | 30 | 40.4175
2023/24 | 68.25 | 19.25 | 1 | High Resilience Capability | 36.8354 | 44.3962
2023/24 | 70.75 | 19.25 | 1 | High Resilience Capability | 43.6709 | 48.3704
2023/24 | 75.25 | 19.25 | 1 | High Resilience Capability | 50.5063 | 52.3354
2023/24 | 77.25 | 19.25 | 2 | High Resilience Capability | 57.3418 | 56.2867
2023/24 | 82.25 | 19.25 | 1 | High Resilience Capability | 64.1772 | 60.2196
2023/24 | 97.75 | 19.25 | 1 | High Resilience Capability | 71.0127 | 64.1296
2023/24 | 106.25 | 19.25 | 1 | High Resilience Capability | 77.8481 | 68.0121
2023/24 | 108.75 | 19.25 | 1 | High Resilience Capability | 84.6835 | 71.8625
2023/24 | 61.25 | 19.75 | 1 | High Resilience Capability | 91.519 | 75.6762
2023/24 | 61.75 | 19.75 | 1 | High Resilience Capability | 98.3544 | 79.4487
2023/24 | 66.75 | 19.75 | 1 | High Resilience Capability | 105.1899 | 83.1753
2023/24 | 68.25 | 19.75 | 1 | High Resilience Capability | 112.0253 | 86.8515
2023/24 | 70.25 | 19.75 | 1 | High Resilience Capability | 118.8608 | 90.4727
2023/24 | 77.25 | 19.75 | 1 | High Resilience Capability | 125.6962 | 94.0343
2023/24 | 78.25 | 19.75 | 1 | High Resilience Capability | 132.5316 | 97.5318
2023/24 | 85.75 | 19.75 | 1 | High Resilience Capability | 139.3671 | 100.9604
2023/24 | 89.25 | 19.75 | 1 | High Resilience Capability | 146.2025 | 104.3157
2023/24 | 97.25 | 19.75 | 1 | High Resilience Capability | 153.038 | 107.5932
2023/24 | 99.75 | 19.75 | 1 | High Resilience Capability | 159.8734 | 110.7893
2023/24 | 102.25 | 19.75 | 1 | High Resilience Capability | 166.7089 | 113.9021
2023/24 | 117.75 | 19.75 | 1 | High Resilience Capability | 173.5443 | 116.9295
2023/24 | 118.75 | 19.75 | 1 | High Resilience Capability | 180.3797 | 119.8696
2023/24 | 128.25 | 19.75 | 1 | High Resilience Capability | 187.2152 | 122.7202
2023/24 | 168.75 | 19.75 | 1 | High Resilience Capability | 194.0506 | 125.4796
2023/24 | 58.75 | 20.25 | 2 | High Resilience Capability | 200.8861 | 128.1455
2023/24 | 64.75 | 20.25 | 1 | High Resilience Capability | 207.7215 | 130.7161
2023/24 | 66.75 | 20.25 | 1 | High Resilience Capability | 214.557 | 133.1892
2023/24 | 68.75 | 20.25 | 1 | High Resilience Capability | 221.3924 | 135.5631
2023/24 | 69.75 | 20.25 | 1 | High Resilience Capability | 228.2278 | 137.8355
2023/24 | 70.25 | 20.25 | 1 | High Resilience Capability | 235.0633 | 140.0046
2023/24 | 74.75 | 20.25 | 2 | High Resilience Capability | 241.8987 | 142.0682
2023/24 | 79.25 | 20.25 | 1 | High Resilience Capability | 248.7342 | 144.0245
2023/24 | 81.75 | 20.25 | 1 | High Resilience Capability | 255.5696 | 145.8715
2023/24 | 82.25 | 20.25 | 1 | High Resilience Capability | 262.4051 | 147.607
2023/24 | 86.75 | 20.25 | 1 | High Resilience Capability | 269.2405 | 149.2292
2023/24 | 88.25 | 20.25 | 1 | High Resilience Capability | 276.0759 | 150.736
2023/24 | 88.75 | 20.25 | 2 | High Resilience Capability | 282.9114 | 152.1254
2023/24 | 91.25 | 20.25 | 1 | High Resilience Capability | 289.7468 | 153.3954
2023/24 | 91.75 | 20.25 | 1 | High Resilience Capability | 296.5823 | 154.544
2023/24 | 94.75 | 20.25 | 1 | High Resilience Capability | 303.4177 | 155.5693
2023/24 | 97.75 | 20.25 | 1 | High Resilience Capability | 310.2532 | 156.4713
2023/24 | 98.75 | 20.25 | 2 | High Resilience Capability | 317.0886 | 157.2519
2023/24 | 100.75 | 20.25 | 1 | High Resilience Capability | 323.9241 | 157.9132
2023/24 | 101.75 | 20.25 | 1 | High Resilience Capability | 330.7595 | 158.457
2023/24 | 102.25 | 20.25 | 1 | High Resilience Capability | 337.5949 | 158.8855
2023/24 | 102.75 | 20.25 | 1 | High Resilience Capability | 344.4304 | 159.2006
2023/24 | 103.75 | 20.25 | 1 | High Resilience Capability | 351.2658 | 159.4043
2023/24 | 104.25 | 20.25 | 1 | High Resilience Capability | 358.1013 | 159.4986
2023/24 | 105.75 | 20.25 | 1 | High Resilience Capability | 364.9367 | 159.4856
2023/24 | 113.75 | 20.25 | 1 | High Resilience Capability | 371.7722 | 159.3671
2023/24 | 114.25 | 20.25 | 1 | High Resilience Capability | 378.6076 | 159.1453
2023/24 | 114.75 | 20.25 | 1 | High Resilience Capability | 385.443 | 158.8222
2023/24 | 130.75 | 20.25 | 1 | High Resilience Capability | 392.2785 | 158.3996
2023/24 | 148.75 | 20.25 | 1 | High Resilience Capability | 399.1139 | 157.8797
2023/24 | 59.25 | 20.75 | 1 | High Resilience Capability | 405.9494 | 157.2644
2023/24 | 61.75 | 20.75 | 1 | High Resilience Capability | 412.7848 | 156.5557
2023/24 | 66.75 | 20.75 | 1 | High Resilience Capability | 419.6203 | 155.7556
2023/24 | 70.25 | 20.75 | 1 | High Resilience Capability | 426.4557 | 154.8662
2023/24 | 70.75 | 20.75 | 1 | High Resilience Capability | 433.2911 | 153.8895
2023/24 | 75.75 | 20.75 | 1 | High Resilience Capability | 440.1266 | 152.8273
2023/24 | 77.75 | 20.75 | 1 | High Resilience Capability | 446.962 | 151.6818
2023/24 | 79.25 | 20.75 | 1 | High Resilience Capability | 453.7975 | 150.455
2023/24 | 79.75 | 20.75 | 1 | High Resilience Capability | 460.6329 | 149.1503
2023/24 | 84.75 | 20.75 | 1 | High Resilience Capability | 467.4684 | 147.7723
2023/24 | 86.25 | 20.75 | 1 | High Resilience Capability | 474.3038 | 146.3255
2023/24 | 86.75 | 20.75 | 1 | High Resilience Capability | 481.1392 | 144.8145
2023/24 | 87.75 | 20.75 | 1 | High Resilience Capability | 487.9747 | 143.2439
2023/24 | 88.75 | 20.75 | 1 | High Resilience Capability | 494.8101 | 141.6183
2023/24 | 91.75 | 20.75 | 1 | High Resilience Capability | 501.6456 | 139.9423
2023/24 | 92.75 | 20.75 | 1 | High Resilience Capability | 508.481 | 138.2205
2023/24 | 94.25 | 20.75 | 1 | High Resilience Capability | 515.3165 | 136.4574
2023/24 | 95.25 | 20.75 | 1 | High Resilience Capability | 522.1519 | 134.6576
2023/24 | 98.25 | 20.75 | 1 | High Resilience Capability | 528.9873 | 132.8258
2023/24 | 102.25 | 20.75 | 1 | High Resilience Capability | 535.8228 | 130.9664
2023/24 | 103.75 | 20.75 | 1 | High Resilience Capability | 542.6582 | 129.0841
2023/24 | 105.75 | 20.75 | 2 | High Resilience Capability | 549.4937 | 127.1835
2023/24 | 107.25 | 20.75 | 1 | High Resilience Capability | 556.3291 | 125.2691
2023/24 | 109.25 | 20.75 | 1 | High Resilience Capability | 563.1646 | 123.3456
2023/24 | 111.25 | 20.75 | 1 | High Resilience Capability | 570 | 121.4175
2023/24 | 113.75 | 20.75 | 1
2023/24 | 118.25 | 20.75 | 1
2023/24 | 123.75 | 20.75 | 1
2023/24 | 136.25 | 20.75 | 1
2023/24 | 56.75 | 21.25 | 1
2023/24 | 63.75 | 21.25 | 1
2023/24 | 72.25 | 21.25 | 1
2023/24 | 72.75 | 21.25 | 1
2023/24 | 74.75 | 21.25 | 1
2023/24 | 75.25 | 21.25 | 1
2023/24 | 76.25 | 21.25 | 2
2023/24 | 78.75 | 21.25 | 1
2023/24 | 80.25 | 21.25 | 2
2023/24 | 80.75 | 21.25 | 1
2023/24 | 83.75 | 21.25 | 1
2023/24 | 90.25 | 21.25 | 2
2023/24 | 91.25 | 21.25 | 1
2023/24 | 91.75 | 21.25 | 1
2023/24 | 93.75 | 21.25 | 1
2023/24 | 94.25 | 21.25 | 1
2023/24 | 94.75 | 21.25 | 1
2023/24 | 98.75 | 21.25 | 1
2023/24 | 99.75 | 21.25 | 1
2023/24 | 101.25 | 21.25 | 1
2023/24 | 103.25 | 21.25 | 1
2023/24 | 104.75 | 21.25 | 1
2023/24 | 111.75 | 21.25 | 1
2023/24 | 112.25 | 21.25 | 1
2023/24 | 112.75 | 21.25 | 1
2023/24 | 116.25 | 21.25 | 1
2023/24 | 123.25 | 21.25 | 1
2023/24 | 125.25 | 21.25 | 1
2023/24 | 130.75 | 21.25 | 1
2023/24 | 136.25 | 21.25 | 1
2023/24 | 151.75 | 21.25 | 1
2023/24 | 63.25 | 21.75 | 1
2023/24 | 64.75 | 21.75 | 1
2023/24 | 65.25 | 21.75 | 1
2023/24 | 65.75 | 21.75 | 1
2023/24 | 72.75 | 21.75 | 1
2023/24 | 74.75 | 21.75 | 1
2023/24 | 75.25 | 21.75 | 1
2023/24 | 75.75 | 21.75 | 1
2023/24 | 82.75 | 21.75 | 1
2023/24 | 84.25 | 21.75 | 1
2023/24 | 87.25 | 21.75 | 2
2023/24 | 87.75 | 21.75 | 1
2023/24 | 88.75 | 21.75 | 1
2023/24 | 94.75 | 21.75 | 1
2023/24 | 95.75 | 21.75 | 1
2023/24 | 99.75 | 21.75 | 1
2023/24 | 100.25 | 21.75 | 1
2023/24 | 100.75 | 21.75 | 2
2023/24 | 104.75 | 21.75 | 1
2023/24 | 105.25 | 21.75 | 1
2023/24 | 107.25 | 21.75 | 1
2023/24 | 107.75 | 21.75 | 1
2023/24 | 113.75 | 21.75 | 1
2023/24 | 118.75 | 21.75 | 1
2023/24 | 119.25 | 21.75 | 1
2023/24 | 121.25 | 21.75 | 2
2023/24 | 123.25 | 21.75 | 1
2023/24 | 124.25 | 21.75 | 2
2023/24 | 126.25 | 21.75 | 1
2023/24 | 132.25 | 21.75 | 1
2023/24 | 141.25 | 21.75 | 1
2023/24 | 62.25 | 22.25 | 1
2023/24 | 72.25 | 22.25 | 1
2023/24 | 74.75 | 22.25 | 1
2023/24 | 75.25 | 22.25 | 1
2023/24 | 78.25 | 22.25 | 2
2023/24 | 85.25 | 22.25 | 1
2023/24 | 86.75 | 22.25 | 1
2023/24 | 87.75 | 22.25 | 1
2023/24 | 88.75 | 22.25 | 1
2023/24 | 90.25 | 22.25 | 1
2023/24 | 92.25 | 22.25 | 1
2023/24 | 94.75 | 22.25 | 1
2023/24 | 95.25 | 22.25 | 1
2023/24 | 98.75 | 22.25 | 2
2023/24 | 99.75 | 22.25 | 1
2023/24 | 100.25 | 22.25 | 1
2023/24 | 101.25 | 22.25 | 1
2023/24 | 103.25 | 22.25 | 1
2023/24 | 105.75 | 22.25 | 1
2023/24 | 107.75 | 22.25 | 1
2023/24 | 108.75 | 22.25 | 2
2023/24 | 109.25 | 22.25 | 1
2023/24 | 110.25 | 22.25 | 2
2023/24 | 110.75 | 22.25 | 1
2023/24 | 111.75 | 22.25 | 1
2023/24 | 112.75 | 22.25 | 1
2023/24 | 113.75 | 22.25 | 1
2023/24 | 115.25 | 22.25 | 1
2023/24 | 118.25 | 22.25 | 1
2023/24 | 119.75 | 22.25 | 1
2023/24 | 121.75 | 22.25 | 1
2023/24 | 122.75 | 22.25 | 1
2023/24 | 126.25 | 22.25 | 1
2023/24 | 126.75 | 22.25 | 1
2023/24 | 141.25 | 22.25 | 1
2023/24 | 55.75 | 22.75 | 1
2023/24 | 63.75 | 22.75 | 2
2023/24 | 66.75 | 22.75 | 1
2023/24 | 73.25 | 22.75 | 1
2023/24 | 78.25 | 22.75 | 2
2023/24 | 79.25 | 22.75 | 1
2023/24 | 79.75 | 22.75 | 1
2023/24 | 80.25 | 22.75 | 1
2023/24 | 80.75 | 22.75 | 2
2023/24 | 81.75 | 22.75 | 1
2023/24 | 82.25 | 22.75 | 2
2023/24 | 83.25 | 22.75 | 1
2023/24 | 84.25 | 22.75 | 1
2023/24 | 89.25 | 22.75 | 1
2023/24 | 89.75 | 22.75 | 1
2023/24 | 90.75 | 22.75 | 1
2023/24 | 92.25 | 22.75 | 1
2023/24 | 93.75 | 22.75 | 1
2023/24 | 94.25 | 22.75 | 1
2023/24 | 97.25 | 22.75 | 1
2023/24 | 98.25 | 22.75 | 1
2023/24 | 99.75 | 22.75 | 1
2023/24 | 100.75 | 22.75 | 1
2023/24 | 102.75 | 22.75 | 1
2023/24 | 106.25 | 22.75 | 1
2023/24 | 106.75 | 22.75 | 1
2023/24 | 113.25 | 22.75 | 1
2023/24 | 114.75 | 22.75 | 1
2023/24 | 116.75 | 22.75 | 2
2023/24 | 117.25 | 22.75 | 1
2023/24 | 118.75 | 22.75 | 1
2023/24 | 120.75 | 22.75 | 1
2023/24 | 126.75 | 22.75 | 1
2023/24 | 127.75 | 22.75 | 1
2023/24 | 131.75 | 22.75 | 1
2023/24 | 137.75 | 22.75 | 1
2023/24 | 142.75 | 22.75 | 1
2023/24 | 143.25 | 22.75 | 1
2023/24 | 145.25 | 22.75 | 1
2023/24 | 64.75 | 23.25 | 1
2023/24 | 68.75 | 23.25 | 1
2023/24 | 72.25 | 23.25 | 1
2023/24 | 74.25 | 23.25 | 1
2023/24 | 77.25 | 23.25 | 1
2023/24 | 78.25 | 23.25 | 1
2023/24 | 78.75 | 23.25 | 1
2023/24 | 81.25 | 23.25 | 1
2023/24 | 82.75 | 23.25 | 1
2023/24 | 83.75 | 23.25 | 1
2023/24 | 84.25 | 23.25 | 1
2023/24 | 85.75 | 23.25 | 1
2023/24 | 86.75 | 23.25 | 1
2023/24 | 88.75 | 23.25 | 1
2023/24 | 89.25 | 23.25 | 1
2023/24 | 90.75 | 23.25 | 2
2023/24 | 93.25 | 23.25 | 2
2023/24 | 94.25 | 23.25 | 1
2023/24 | 94.75 | 23.25 | 1
2023/24 | 98.75 | 23.25 | 1
2023/24 | 99.25 | 23.25 | 2
2023/24 | 100.75 | 23.25 | 1
2023/24 | 101.75 | 23.25 | 1
2023/24 | 104.25 | 23.25 | 1
2023/24 | 105.25 | 23.25 | 1
2023/24 | 106.25 | 23.25 | 1
2023/24 | 107.75 | 23.25 | 1
2023/24 | 108.25 | 23.25 | 1
2023/24 | 110.75 | 23.25 | 1
2023/24 | 112.25 | 23.25 | 1
2023/24 | 114.75 | 23.25 | 1
2023/24 | 116.25 | 23.25 | 2
2023/24 | 116.75 | 23.25 | 1
2023/24 | 120.25 | 23.25 | 1
2023/24 | 120.75 | 23.25 | 1
2023/24 | 122.25 | 23.25 | 1
2023/24 | 123.25 | 23.25 | 1
2023/24 | 125.25 | 23.25 | 1
2023/24 | 126.25 | 23.25 | 1
2023/24 | 132.75 | 23.25 | 1
2023/24 | 133.75 | 23.25 | 1
2023/24 | 138.75 | 23.25 | 2
2023/24 | 139.75 | 23.25 | 1
2023/24 | 162.25 | 23.25 | 1
2023/24 | 57.75 | 23.75 | 1
2023/24 | 63.25 | 23.75 | 3
2023/24 | 67.75 | 23.75 | 1
2023/24 | 69.75 | 23.75 | 1
2023/24 | 74.25 | 23.75 | 1
2023/24 | 77.75 | 23.75 | 1
2023/24 | 78.75 | 23.75 | 1
2023/24 | 79.25 | 23.75 | 1
2023/24 | 82.25 | 23.75 | 1
2023/24 | 82.75 | 23.75 | 1
2023/24 | 83.25 | 23.75 | 1
2023/24 | 87.75 | 23.75 | 1
2023/24 | 88.75 | 23.75 | 1
2023/24 | 89.25 | 23.75 | 1
2023/24 | 90.25 | 23.75 | 2
2023/24 | 90.75 | 23.75 | 1
2023/24 | 91.25 | 23.75 | 1
2023/24 | 91.75 | 23.75 | 1
2023/24 | 92.75 | 23.75 | 2
2023/24 | 93.25 | 23.75 | 1
2023/24 | 94.25 | 23.75 | 1
2023/24 | 95.25 | 23.75 | 1
2023/24 | 96.75 | 23.75 | 1
2023/24 | 98.25 | 23.75 | 1
2023/24 | 98.75 | 23.75 | 1
2023/24 | 99.25 | 23.75 | 2
2023/24 | 99.75 | 23.75 | 1
2023/24 | 101.25 | 23.75 | 1
2023/24 | 101.75 | 23.75 | 2
2023/24 | 103.75 | 23.75 | 4
2023/24 | 106.25 | 23.75 | 1
2023/24 | 107.25 | 23.75 | 1
2023/24 | 108.75 | 23.75 | 4
2023/24 | 109.75 | 23.75 | 2
2023/24 | 112.75 | 23.75 | 2
2023/24 | 115.25 | 23.75 | 2
2023/24 | 118.25 | 23.75 | 1
2023/24 | 119.75 | 23.75 | 2
2023/24 | 120.25 | 23.75 | 1
2023/24 | 124.25 | 23.75 | 2
2023/24 | 126.25 | 23.75 | 1
2023/24 | 129.25 | 23.75 | 1
2023/24 | 130.25 | 23.75 | 2
2023/24 | 132.25 | 23.75 | 1
2023/24 | 132.75 | 23.75 | 1
2023/24 | 133.25 | 23.75 | 1
2023/24 | 134.25 | 23.75 | 1
2023/24 | 135.25 | 23.75 | 1
2023/24 | 136.25 | 23.75 | 1
2023/24 | 136.75 | 23.75 | 1
2023/24 | 151.75 | 23.75 | 1
2023/24 | 153.25 | 23.75 | 1
2023/24 | 159.75 | 23.75 | 1
2023/24 | 62.25 | 24.25 | 1
2023/24 | 66.75 | 24.25 | 3
2023/24 | 68.75 | 24.25 | 1
2023/24 | 71.25 | 24.25 | 1
2023/24 | 73.75 | 24.25 | 1
2023/24 | 75.25 | 24.25 | 1
2023/24 | 76.25 | 24.25 | 1
2023/24 | 78.25 | 24.25 | 1
2023/24 | 80.75 | 24.25 | 4
2023/24 | 87.25 | 24.25 | 1
2023/24 | 87.75 | 24.25 | 1
2023/24 | 91.25 | 24.25 | 1
2023/24 | 91.75 | 24.25 | 1
2023/24 | 92.75 | 24.25 | 1
2023/24 | 95.75 | 24.25 | 2
2023/24 | 96.75 | 24.25 | 1
2023/24 | 97.75 | 24.25 | 1
2023/24 | 100.25 | 24.25 | 1
2023/24 | 101.75 | 24.25 | 2
2023/24 | 103.75 | 24.25 | 1
2023/24 | 104.75 | 24.25 | 1
2023/24 | 107.75 | 24.25 | 1
2023/24 | 108.25 | 24.25 | 2
2023/24 | 110.75 | 24.25 | 1
2023/24 | 111.25 | 24.25 | 1
2023/24 | 112.75 | 24.25 | 1
2023/24 | 116.75 | 24.25 | 1
2023/24 | 119.25 | 24.25 | 1
2023/24 | 121.25 | 24.25 | 1
2023/24 | 124.25 | 24.25 | 1
2023/24 | 128.25 | 24.25 | 1
2023/24 | 129.25 | 24.25 | 1
2023/24 | 130.25 | 24.25 | 1
2023/24 | 134.25 | 24.25 | 1
2023/24 | 134.75 | 24.25 | 2
2023/24 | 174.25 | 24.25 | 1
2023/24 | 70.75 | 24.75 | 1
2023/24 | 72.25 | 24.75 | 1
2023/24 | 73.75 | 24.75 | 1
2023/24 | 75.75 | 24.75 | 2
2023/24 | 78.25 | 24.75 | 1
2023/24 | 78.75 | 24.75 | 3
2023/24 | 79.25 | 24.75 | 1
2023/24 | 80.75 | 24.75 | 1
2023/24 | 81.25 | 24.75 | 1
2023/24 | 82.25 | 24.75 | 2
2023/24 | 82.75 | 24.75 | 1
2023/24 | 83.25 | 24.75 | 1
2023/24 | 84.25 | 24.75 | 1
2023/24 | 84.75 | 24.75 | 1
2023/24 | 85.25 | 24.75 | 1
2023/24 | 87.25 | 24.75 | 3
2023/24 | 87.75 | 24.75 | 3
2023/24 | 88.75 | 24.75 | 3
2023/24 | 90.75 | 24.75 | 1
2023/24 | 91.75 | 24.75 | 1
2023/24 | 94.25 | 24.75 | 1
2023/24 | 95.25 | 24.75 | 2
2023/24 | 96.75 | 24.75 | 1
2023/24 | 97.75 | 24.75 | 1
2023/24 | 98.75 | 24.75 | 1
2023/24 | 99.25 | 24.75 | 1
2023/24 | 101.25 | 24.75 | 2
2023/24 | 103.25 | 24.75 | 1
2023/24 | 103.75 | 24.75 | 3
2023/24 | 105.25 | 24.75 | 2
2023/24 | 106.25 | 24.75 | 1
2023/24 | 106.75 | 24.75 | 1
2023/24 | 107.25 | 24.75 | 1
2023/24 | 108.25 | 24.75 | 1
2023/24 | 109.75 | 24.75 | 1
2023/24 | 110.25 | 24.75 | 1
2023/24 | 110.75 | 24.75 | 1
2023/24 | 111.25 | 24.75 | 1
2023/24 | 114.25 | 24.75 | 1
2023/24 | 114.75 | 24.75 | 1
2023/24 | 115.25 | 24.75 | 1
2023/24 | 115.75 | 24.75 | 1
2023/24 | 116.75 | 24.75 | 1
2023/24 | 118.25 | 24.75 | 1
2023/24 | 118.75 | 24.75 | 1
2023/24 | 124.75 | 24.75 | 1
2023/24 | 125.25 | 24.75 | 1
2023/24 | 127.75 | 24.75 | 1
2023/24 | 128.75 | 24.75 | 1
2023/24 | 129.75 | 24.75 | 2
2023/24 | 134.25 | 24.75 | 1
2023/24 | 142.75 | 24.75 | 1
2023/24 | 146.25 | 24.75 | 1
2023/24 | 149.75 | 24.75 | 1
2023/24 | 159.75 | 24.75 | 1
2023/24 | 54.25 | 25.25 | 1
2023/24 | 56.25 | 25.25 | 1
2023/24 | 57.25 | 25.25 | 1
2023/24 | 63.25 | 25.25 | 1
2023/24 | 68.75 | 25.25 | 1
2023/24 | 70.25 | 25.25 | 2
2023/24 | 70.75 | 25.25 | 1
2023/24 | 72.25 | 25.25 | 1
2023/24 | 74.25 | 25.25 | 1
2023/24 | 75.25 | 25.25 | 1
2023/24 | 75.75 | 25.25 | 1
2023/24 | 77.75 | 25.25 | 1
2023/24 | 78.25 | 25.25 | 2
2023/24 | 78.75 | 25.25 | 1
2023/24 | 79.25 | 25.25 | 1
2023/24 | 80.75 | 25.25 | 1
2023/24 | 81.25 | 25.25 | 1
2023/24 | 82.75 | 25.25 | 3
2023/24 | 83.75 | 25.25 | 1
2023/24 | 84.25 | 25.25 | 1
2023/24 | 84.75 | 25.25 | 1
2023/24 | 86.25 | 25.25 | 2
2023/24 | 86.75 | 25.25 | 1
2023/24 | 89.25 | 25.25 | 1
2023/24 | 89.75 | 25.25 | 1
2023/24 | 90.75 | 25.25 | 2
2023/24 | 91.25 | 25.25 | 1
2023/24 | 91.75 | 25.25 | 1
2023/24 | 95.25 | 25.25 | 1
2023/24 | 95.75 | 25.25 | 2
2023/24 | 96.75 | 25.25 | 1
2023/24 | 97.75 | 25.25 | 1
2023/24 | 98.25 | 25.25 | 1
2023/24 | 98.75 | 25.25 | 1
2023/24 | 99.25 | 25.25 | 1
2023/24 | 99.75 | 25.25 | 1
2023/24 | 100.25 | 25.25 | 2
2023/24 | 101.25 | 25.25 | 2
2023/24 | 101.75 | 25.25 | 2
2023/24 | 102.75 | 25.25 | 1
2023/24 | 103.25 | 25.25 | 1
2023/24 | 104.75 | 25.25 | 2
2023/24 | 105.75 | 25.25 | 2
2023/24 | 106.25 | 25.25 | 1
2023/24 | 106.75 | 25.25 | 2
2023/24 | 107.25 | 25.25 | 1
2023/24 | 109.25 | 25.25 | 1
2023/24 | 109.75 | 25.25 | 1
2023/24 | 110.25 | 25.25 | 3
2023/24 | 114.25 | 25.25 | 1
2023/24 | 116.25 | 25.25 | 1
2023/24 | 116.75 | 25.25 | 1
2023/24 | 117.25 | 25.25 | 2
2023/24 | 118.75 | 25.25 | 3
2023/24 | 119.75 | 25.25 | 2
2023/24 | 121.75 | 25.25 | 1
2023/24 | 122.25 | 25.25 | 1
2023/24 | 122.75 | 25.25 | 1
2023/24 | 123.75 | 25.25 | 1
2023/24 | 124.25 | 25.25 | 1
2023/24 | 129.75 | 25.25 | 1
2023/24 | 130.25 | 25.25 | 1
2023/24 | 130.75 | 25.25 | 1
2023/24 | 132.75 | 25.25 | 1
2023/24 | 134.25 | 25.25 | 1
2023/24 | 134.75 | 25.25 | 1
2023/24 | 135.75 | 25.25 | 1
2023/24 | 139.75 | 25.25 | 1
2023/24 | 142.25 | 25.25 | 1
2023/24 | 147.25 | 25.25 | 1
2023/24 | 157.75 | 25.25 | 1
2023/24 | 50.75 | 25.75 | 1
2023/24 | 60.75 | 25.75 | 1
2023/24 | 62.75 | 25.75 | 1
2023/24 | 63.25 | 25.75 | 2
2023/24 | 70.25 | 25.75 | 1
2023/24 | 73.25 | 25.75 | 1
2023/24 | 73.75 | 25.75 | 1
2023/24 | 74.25 | 25.75 | 1
2023/24 | 75.75 | 25.75 | 1
2023/24 | 76.25 | 25.75 | 1
2023/24 | 76.75 | 25.75 | 1
2023/24 | 80.75 | 25.75 | 1
2023/24 | 82.75 | 25.75 | 1
2023/24 | 84.25 | 25.75 | 1
2023/24 | 84.75 | 25.75 | 1
2023/24 | 87.75 | 25.75 | 1
2023/24 | 88.25 | 25.75 | 2
2023/24 | 92.75 | 25.75 | 2
2023/24 | 93.25 | 25.75 | 1
2023/24 | 93.75 | 25.75 | 3
2023/24 | 94.75 | 25.75 | 3
2023/24 | 95.25 | 25.75 | 2
2023/24 | 95.75 | 25.75 | 2
2023/24 | 96.25 | 25.75 | 1
2023/24 | 96.75 | 25.75 | 1
2023/24 | 97.25 | 25.75 | 2
2023/24 | 98.25 | 25.75 | 1
2023/24 | 98.75 | 25.75 | 1
2023/24 | 99.25 | 25.75 | 1
2023/24 | 101.25 | 25.75 | 1
2023/24 | 101.75 | 25.75 | 1
2023/24 | 102.25 | 25.75 | 1
2023/24 | 102.75 | 25.75 | 1
2023/24 | 103.25 | 25.75 | 1
2023/24 | 103.75 | 25.75 | 1
2023/24 | 104.25 | 25.75 | 3
2023/24 | 104.75 | 25.75 | 3
2023/24 | 105.25 | 25.75 | 2
2023/24 | 106.25 | 25.75 | 2
2023/24 | 107.75 | 25.75 | 1
2023/24 | 110.25 | 25.75 | 1
2023/24 | 111.25 | 25.75 | 1
2023/24 | 113.75 | 25.75 | 3
2023/24 | 114.25 | 25.75 | 1
2023/24 | 115.75 | 25.75 | 1
2023/24 | 116.25 | 25.75 | 1
2023/24 | 117.75 | 25.75 | 1
2023/24 | 118.75 | 25.75 | 1
2023/24 | 121.25 | 25.75 | 1
2023/24 | 122.25 | 25.75 | 1
2023/24 | 122.75 | 25.75 | 2
2023/24 | 124.75 | 25.75 | 1
2023/24 | 126.25 | 25.75 | 1
2023/24 | 127.25 | 25.75 | 1
2023/24 | 127.75 | 25.75 | 1
2023/24 | 128.25 | 25.75 | 1
2023/24 | 130.25 | 25.75 | 1
2023/24 | 132.25 | 25.75 | 1
2023/24 | 133.25 | 25.75 | 1
2023/24 | 134.25 | 25.75 | 1
2023/24 | 134.75 | 25.75 | 2
2023/24 | 142.75 | 25.75 | 1
2023/24 | 146.75 | 25.75 | 1
2023/24 | 247.25 | 25.75 | 1
2023/24 | 56.75 | 26.25 | 1
2023/24 | 74.25 | 26.25 | 1
2023/24 | 74.75 | 26.25 | 1
2023/24 | 75.25 | 26.25 | 1
2023/24 | 77.25 | 26.25 | 1
2023/24 | 77.75 | 26.25 | 1
2023/24 | 79.75 | 26.25 | 2
2023/24 | 81.75 | 26.25 | 2
2023/24 | 82.25 | 26.25 | 2
2023/24 | 82.75 | 26.25 | 1
2023/24 | 83.25 | 26.25 | 1
2023/24 | 84.25 | 26.25 | 1
2023/24 | 85.25 | 26.25 | 1
2023/24 | 86.25 | 26.25 | 3
2023/24 | 86.75 | 26.25 | 1
2023/24 | 87.25 | 26.25 | 1
2023/24 | 88.25 | 26.25 | 1
2023/24 | 88.75 | 26.25 | 1
2023/24 | 89.25 | 26.25 | 2
2023/24 | 89.75 | 26.25 | 1
2023/24 | 90.25 | 26.25 | 1
2023/24 | 90.75 | 26.25 | 2
2023/24 | 92.75 | 26.25 | 1
2023/24 | 93.25 | 26.25 | 1
2023/24 | 93.75 | 26.25 | 1
2023/24 | 94.25 | 26.25 | 2
2023/24 | 94.75 | 26.25 | 1
2023/24 | 95.75 | 26.25 | 3
2023/24 | 96.25 | 26.25 | 2
2023/24 | 96.75 | 26.25 | 1
2023/24 | 97.25 | 26.25 | 3
2023/24 | 97.75 | 26.25 | 1
2023/24 | 98.25 | 26.25 | 1
2023/24 | 98.75 | 26.25 | 2
2023/24 | 99.25 | 26.25 | 1
2023/24 | 99.75 | 26.25 | 1
2023/24 | 100.25 | 26.25 | 4
2023/24 | 100.75 | 26.25 | 2
2023/24 | 101.25 | 26.25 | 4
2023/24 | 102.25 | 26.25 | 3
2023/24 | 102.75 | 26.25 | 3
2023/24 | 103.25 | 26.25 | 3
2023/24 | 103.75 | 26.25 | 1
2023/24 | 104.75 | 26.25 | 1
2023/24 | 105.25 | 26.25 | 3
2023/24 | 105.75 | 26.25 | 2
2023/24 | 106.25 | 26.25 | 1
2023/24 | 108.25 | 26.25 | 1
2023/24 | 109.25 | 26.25 | 2
2023/24 | 109.75 | 26.25 | 2
2023/24 | 110.25 | 26.25 | 1
2023/24 | 110.75 | 26.25 | 2
2023/24 | 111.25 | 26.25 | 2
2023/24 | 111.75 | 26.25 | 4
2023/24 | 113.25 | 26.25 | 1
2023/24 | 113.75 | 26.25 | 2
2023/24 | 114.25 | 26.25 | 2
2023/24 | 115.25 | 26.25 | 1
2023/24 | 115.75 | 26.25 | 1
2023/24 | 117.25 | 26.25 | 1
2023/24 | 118.25 | 26.25 | 1
2023/24 | 119.75 | 26.25 | 1
2023/24 | 120.25 | 26.25 | 2
2023/24 | 121.25 | 26.25 | 1
2023/24 | 121.75 | 26.25 | 1
2023/24 | 122.75 | 26.25 | 1
2023/24 | 126.25 | 26.25 | 1
2023/24 | 126.75 | 26.25 | 1
2023/24 | 127.75 | 26.25 | 2
2023/24 | 128.25 | 26.25 | 1
2023/24 | 130.25 | 26.25 | 1
2023/24 | 130.75 | 26.25 | 1
2023/24 | 131.25 | 26.25 | 1
2023/24 | 138.25 | 26.25 | 1
2023/24 | 139.25 | 26.25 | 1
2023/24 | 143.75 | 26.25 | 1
2023/24 | 145.75 | 26.25 | 1
2023/24 | 59.75 | 26.75 | 1
2023/24 | 60.25 | 26.75 | 1
2023/24 | 62.75 | 26.75 | 1
2023/24 | 64.75 | 26.75 | 1
2023/24 | 69.25 | 26.75 | 2
2023/24 | 72.75 | 26.75 | 2
2023/24 | 74.25 | 26.75 | 2
2023/24 | 76.25 | 26.75 | 1
2023/24 | 79.25 | 26.75 | 2
2023/24 | 79.75 | 26.75 | 2
2023/24 | 80.25 | 26.75 | 1
2023/24 | 80.75 | 26.75 | 1
2023/24 | 81.75 | 26.75 | 1
2023/24 | 82.25 | 26.75 | 2
2023/24 | 83.75 | 26.75 | 3
2023/24 | 84.25 | 26.75 | 2
2023/24 | 84.75 | 26.75 | 1
2023/24 | 86.25 | 26.75 | 2
2023/24 | 87.25 | 26.75 | 1
2023/24 | 87.75 | 26.75 | 1
2023/24 | 89.25 | 26.75 | 2
2023/24 | 90.25 | 26.75 | 1
2023/24 | 90.75 | 26.75 | 1
2023/24 | 91.25 | 26.75 | 2
2023/24 | 93.75 | 26.75 | 1
2023/24 | 94.25 | 26.75 | 1
2023/24 | 94.75 | 26.75 | 2
2023/24 | 95.75 | 26.75 | 2
2023/24 | 96.75 | 26.75 | 3
2023/24 | 98.25 | 26.75 | 3
2023/24 | 98.75 | 26.75 | 1
2023/24 | 100.25 | 26.75 | 2
2023/24 | 100.75 | 26.75 | 1
2023/24 | 101.75 | 26.75 | 4
2023/24 | 102.25 | 26.75 | 4
2023/24 | 103.25 | 26.75 | 2
2023/24 | 104.75 | 26.75 | 2
2023/24 | 105.25 | 26.75 | 1
2023/24 | 106.25 | 26.75 | 1
2023/24 | 106.75 | 26.75 | 2
2023/24 | 108.25 | 26.75 | 2
2023/24 | 109.75 | 26.75 | 2
2023/24 | 110.25 | 26.75 | 1
2023/24 | 110.75 | 26.75 | 2
2023/24 | 111.25 | 26.75 | 1
2023/24 | 111.75 | 26.75 | 1
2023/24 | 112.75 | 26.75 | 1
2023/24 | 113.75 | 26.75 | 3
2023/24 | 114.25 | 26.75 | 2
2023/24 | 115.25 | 26.75 | 1
2023/24 | 116.25 | 26.75 | 1
2023/24 | 118.25 | 26.75 | 1
2023/24 | 119.25 | 26.75 | 2
2023/24 | 120.25 | 26.75 | 2
2023/24 | 120.75 | 26.75 | 1
2023/24 | 121.25 | 26.75 | 3
2023/24 | 121.75 | 26.75 | 3
2023/24 | 122.75 | 26.75 | 2
2023/24 | 123.75 | 26.75 | 1
2023/24 | 124.25 | 26.75 | 2
2023/24 | 124.75 | 26.75 | 1
2023/24 | 125.25 | 26.75 | 2
2023/24 | 126.25 | 26.75 | 2
2023/24 | 126.75 | 26.75 | 1
2023/24 | 127.25 | 26.75 | 1
2023/24 | 131.75 | 26.75 | 1
2023/24 | 132.75 | 26.75 | 2
2023/24 | 133.25 | 26.75 | 1
2023/24 | 133.75 | 26.75 | 1
2023/24 | 136.25 | 26.75 | 1
2023/24 | 137.25 | 26.75 | 1
2023/24 | 139.25 | 26.75 | 1
2023/24 | 139.75 | 26.75 | 1
2023/24 | 141.75 | 26.75 | 1
2023/24 | 144.75 | 26.75 | 1
2023/24 | 145.25 | 26.75 | 1
2023/24 | 145.75 | 26.75 | 1
2023/24 | 148.75 | 26.75 | 1
2023/24 | 149.25 | 26.75 | 1
2023/24 | 154.25 | 26.75 | 1
2023/24 | 159.25 | 26.75 | 1
2023/24 | 193.75 | 26.75 | 1
2023/24 | 64.25 | 27.25 | 1
2023/24 | 70.25 | 27.25 | 2
2023/24 | 71.75 | 27.25 | 1
2023/24 | 74.75 | 27.25 | 1
2023/24 | 75.75 | 27.25 | 1
2023/24 | 76.25 | 27.25 | 1
2023/24 | 76.75 | 27.25 | 1
2023/24 | 77.25 | 27.25 | 1
2023/24 | 78.25 | 27.25 | 1
2023/24 | 81.25 | 27.25 | 1
2023/24 | 81.75 | 27.25 | 1
2023/24 | 83.25 | 27.25 | 1
2023/24 | 85.25 | 27.25 | 1
2023/24 | 85.75 | 27.25 | 2
2023/24 | 86.75 | 27.25 | 2
2023/24 | 88.25 | 27.25 | 1
2023/24 | 89.25 | 27.25 | 2
2023/24 | 89.75 | 27.25 | 3
2023/24 | 90.25 | 27.25 | 1
2023/24 | 90.75 | 27.25 | 1
2023/24 | 91.75 | 27.25 | 2
2023/24 | 92.25 | 27.25 | 1
2023/24 | 94.25 | 27.25 | 3
2023/24 | 94.75 | 27.25 | 3
2023/24 | 95.25 | 27.25 | 1
2023/24 | 96.25 | 27.25 | 1
2023/24 | 96.75 | 27.25 | 1
2023/24 | 97.75 | 27.25 | 1
2023/24 | 98.25 | 27.25 | 1
2023/24 | 99.25 | 27.25 | 2
2023/24 | 100.25 | 27.25 | 5
2023/24 | 100.75 | 27.25 | 2
2023/24 | 101.25 | 27.25 | 3
2023/24 | 101.75 | 27.25 | 2
2023/24 | 102.25 | 27.25 | 1
2023/24 | 102.75 | 27.25 | 4
2023/24 | 103.25 | 27.25 | 1
2023/24 | 105.25 | 27.25 | 1
2023/24 | 105.75 | 27.25 | 2
2023/24 | 106.25 | 27.25 | 3
2023/24 | 106.75 | 27.25 | 2
2023/24 | 107.25 | 27.25 | 2
2023/24 | 108.25 | 27.25 | 1
2023/24 | 109.25 | 27.25 | 1
2023/24 | 109.75 | 27.25 | 2
2023/24 | 110.25 | 27.25 | 1
2023/24 | 110.75 | 27.25 | 1
2023/24 | 111.25 | 27.25 | 2
2023/24 | 111.75 | 27.25 | 2
2023/24 | 112.25 | 27.25 | 2
2023/24 | 113.75 | 27.25 | 1
2023/24 | 114.25 | 27.25 | 1
2023/24 | 114.75 | 27.25 | 1
2023/24 | 115.25 | 27.25 | 3
2023/24 | 115.75 | 27.25 | 1
2023/24 | 116.25 | 27.25 | 4
2023/24 | 116.75 | 27.25 | 3
2023/24 | 117.75 | 27.25 | 2
2023/24 | 119.25 | 27.25 | 2
2023/24 | 119.75 | 27.25 | 1
2023/24 | 120.25 | 27.25 | 1
2023/24 | 120.75 | 27.25 | 2
2023/24 | 121.25 | 27.25 | 1
2023/24 | 122.25 | 27.25 | 1
2023/24 | 122.75 | 27.25 | 1
2023/24 | 123.25 | 27.25 | 3
2023/24 | 123.75 | 27.25 | 1
2023/24 | 124.75 | 27.25 | 2
2023/24 | 125.25 | 27.25 | 1
2023/24 | 126.25 | 27.25 | 1
2023/24 | 127.75 | 27.25 | 2
2023/24 | 128.25 | 27.25 | 1
2023/24 | 128.75 | 27.25 | 2
2023/24 | 130.25 | 27.25 | 2
2023/24 | 130.75 | 27.25 | 1
2023/24 | 131.25 | 27.25 | 1
2023/24 | 132.75 | 27.25 | 1
2023/24 | 133.25 | 27.25 | 2
2023/24 | 134.75 | 27.25 | 1
2023/24 | 135.25 | 27.25 | 1
2023/24 | 136.25 | 27.25 | 1
2023/24 | 138.25 | 27.25 | 1
2023/24 | 139.25 | 27.25 | 1
2023/24 | 142.75 | 27.25 | 1
2023/24 | 146.75 | 27.25 | 1
2023/24 | 148.25 | 27.25 | 1
2023/24 | 148.75 | 27.25 | 1
2023/24 | 166.75 | 27.25 | 1
2023/24 | 60.75 | 27.75 | 1
2023/24 | 65.25 | 27.75 | 1
2023/24 | 66.75 | 27.75 | 2
2023/24 | 69.25 | 27.75 | 1
2023/24 | 70.25 | 27.75 | 1
2023/24 | 71.75 | 27.75 | 1
2023/24 | 72.25 | 27.75 | 1
2023/24 | 72.75 | 27.75 | 1
2023/24 | 73.25 | 27.75 | 1
2023/24 | 75.25 | 27.75 | 1
2023/24 | 75.75 | 27.75 | 1
2023/24 | 77.75 | 27.75 | 1
2023/24 | 79.25 | 27.75 | 1
2023/24 | 80.75 | 27.75 | 1
2023/24 | 81.25 | 27.75 | 2
2023/24 | 84.25 | 27.75 | 1
2023/24 | 84.75 | 27.75 | 1
2023/24 | 85.75 | 27.75 | 1
2023/24 | 86.25 | 27.75 | 2
2023/24 | 86.75 | 27.75 | 1
2023/24 | 87.25 | 27.75 | 1
2023/24 | 88.25 | 27.75 | 2
2023/24 | 88.75 | 27.75 | 2
2023/24 | 89.25 | 27.75 | 3
2023/24 | 90.25 | 27.75 | 1
2023/24 | 90.75 | 27.75 | 2
2023/24 | 91.25 | 27.75 | 1
2023/24 | 91.75 | 27.75 | 1
2023/24 | 93.25 | 27.75 | 3
2023/24 | 94.25 | 27.75 | 1
2023/24 | 94.75 | 27.75 | 3
2023/24 | 95.25 | 27.75 | 1
2023/24 | 95.75 | 27.75 | 2
2023/24 | 96.25 | 27.75 | 2
2023/24 | 96.75 | 27.75 | 1
2023/24 | 97.75 | 27.75 | 2
2023/24 | 98.75 | 27.75 | 1
2023/24 | 99.25 | 27.75 | 4
2023/24 | 99.75 | 27.75 | 2
2023/24 | 100.75 | 27.75 | 1
2023/24 | 101.25 | 27.75 | 1
2023/24 | 101.75 | 27.75 | 1
2023/24 | 102.25 | 27.75 | 2
2023/24 | 102.75 | 27.75 | 2
2023/24 | 103.25 | 27.75 | 1
2023/24 | 103.75 | 27.75 | 2
2023/24 | 104.25 | 27.75 | 2
2023/24 | 105.75 | 27.75 | 1
2023/24 | 106.25 | 27.75 | 1
2023/24 | 106.75 | 27.75 | 3
2023/24 | 107.25 | 27.75 | 3
2023/24 | 107.75 | 27.75 | 1
2023/24 | 108.25 | 27.75 | 4
2023/24 | 108.75 | 27.75 | 2
2023/24 | 110.25 | 27.75 | 2
2023/24 | 110.75 | 27.75 | 3
2023/24 | 111.75 | 27.75 | 1
2023/24 | 112.25 | 27.75 | 1
2023/24 | 112.75 | 27.75 | 1
2023/24 | 113.25 | 27.75 | 4
2023/24 | 113.75 | 27.75 | 2
2023/24 | 114.25 | 27.75 | 1
2023/24 | 114.75 | 27.75 | 1
2023/24 | 115.25 | 27.75 | 2
2023/24 | 115.75 | 27.75 | 3
2023/24 | 116.25 | 27.75 | 2
2023/24 | 116.75 | 27.75 | 1
2023/24 | 117.25 | 27.75 | 2
2023/24 | 117.75 | 27.75 | 1
2023/24 | 119.25 | 27.75 | 2
2023/24 | 119.75 | 27.75 | 3
2023/24 | 120.75 | 27.75 | 1
2023/24 | 122.75 | 27.75 | 2
2023/24 | 123.75 | 27.75 | 1
2023/24 | 124.25 | 27.75 | 1
2023/24 | 124.75 | 27.75 | 2
2023/24 | 125.25 | 27.75 | 1
2023/24 | 125.75 | 27.75 | 2
2023/24 | 126.25 | 27.75 | 1
2023/24 | 126.75 | 27.75 | 1
2023/24 | 127.25 | 27.75 | 1
2023/24 | 127.75 | 27.75 | 1
2023/24 | 128.75 | 27.75 | 2
2023/24 | 131.75 | 27.75 | 1
2023/24 | 132.75 | 27.75 | 3
2023/24 | 134.25 | 27.75 | 1
2023/24 | 135.75 | 27.75 | 1
2023/24 | 138.75 | 27.75 | 1
2023/24 | 140.25 | 27.75 | 1
2023/24 | 142.25 | 27.75 | 2
2023/24 | 143.25 | 27.75 | 2
2023/24 | 145.25 | 27.75 | 1
2023/24 | 147.25 | 27.75 | 1
2023/24 | 149.25 | 27.75 | 1
2023/24 | 154.25 | 27.75 | 1
2023/24 | 155.75 | 27.75 | 1
2023/24 | 157.75 | 27.75 | 1
2023/24 | 171.25 | 27.75 | 1
2023/24 | 62.25 | 28.25 | 2
2023/24 | 65.75 | 28.25 | 1
2023/24 | 67.25 | 28.25 | 1
2023/24 | 70.25 | 28.25 | 2
2023/24 | 70.75 | 28.25 | 1
2023/24 | 73.25 | 28.25 | 2
2023/24 | 74.75 | 28.25 | 2
2023/24 | 75.25 | 28.25 | 2
2023/24 | 76.75 | 28.25 | 2
2023/24 | 77.25 | 28.25 | 2
2023/24 | 78.25 | 28.25 | 1
2023/24 | 78.75 | 28.25 | 1
2023/24 | 79.75 | 28.25 | 1
2023/24 | 80.25 | 28.25 | 1
2023/24 | 83.25 | 28.25 | 2
2023/24 | 84.25 | 28.25 | 2
2023/24 | 85.25 | 28.25 | 3
2023/24 | 85.75 | 28.25 | 1
2023/24 | 86.25 | 28.25 | 1
2023/24 | 87.25 | 28.25 | 1
2023/24 | 88.25 | 28.25 | 2
2023/24 | 89.25 | 28.25 | 2
2023/24 | 89.75 | 28.25 | 3
2023/24 | 90.75 | 28.25 | 1
2023/24 | 91.75 | 28.25 | 2
2023/24 | 92.75 | 28.25 | 2
2023/24 | 93.25 | 28.25 | 1
2023/24 | 93.75 | 28.25 | 1
2023/24 | 94.25 | 28.25 | 1
2023/24 | 95.25 | 28.25 | 1
2023/24 | 95.75 | 28.25 | 1
2023/24 | 96.25 | 28.25 | 2
2023/24 | 96.75 | 28.25 | 1
2023/24 | 97.25 | 28.25 | 2
2023/24 | 98.25 | 28.25 | 3
2023/24 | 98.75 | 28.25 | 2
2023/24 | 99.25 | 28.25 | 2
2023/24 | 99.75 | 28.25 | 2
2023/24 | 100.25 | 28.25 | 6
2023/24 | 100.75 | 28.25 | 1
2023/24 | 102.75 | 28.25 | 2
2023/24 | 103.25 | 28.25 | 4
2023/24 | 104.25 | 28.25 | 2
2023/24 | 104.75 | 28.25 | 2
2023/24 | 105.25 | 28.25 | 1
2023/24 | 105.75 | 28.25 | 2
2023/24 | 106.25 | 28.25 | 2
2023/24 | 106.75 | 28.25 | 3
2023/24 | 107.25 | 28.25 | 3
2023/24 | 107.75 | 28.25 | 4
2023/24 | 108.25 | 28.25 | 1
2023/24 | 108.75 | 28.25 | 1
2023/24 | 109.25 | 28.25 | 1
2023/24 | 109.75 | 28.25 | 2
2023/24 | 110.25 | 28.25 | 2
2023/24 | 110.75 | 28.25 | 4
2023/24 | 111.25 | 28.25 | 2
2023/24 | 111.75 | 28.25 | 1
2023/24 | 112.25 | 28.25 | 2
2023/24 | 113.25 | 28.25 | 2
2023/24 | 113.75 | 28.25 | 5
2023/24 | 114.25 | 28.25 | 1
2023/24 | 114.75 | 28.25 | 1
2023/24 | 115.25 | 28.25 | 2
2023/24 | 115.75 | 28.25 | 1
2023/24 | 116.25 | 28.25 | 1
2023/24 | 116.75 | 28.25 | 1
2023/24 | 117.25 | 28.25 | 4
2023/24 | 118.25 | 28.25 | 1
2023/24 | 118.75 | 28.25 | 2
2023/24 | 119.25 | 28.25 | 2
2023/24 | 120.75 | 28.25 | 4
2023/24 | 121.25 | 28.25 | 1
2023/24 | 121.75 | 28.25 | 1
2023/24 | 122.25 | 28.25 | 1
2023/24 | 122.75 | 28.25 | 3
2023/24 | 123.25 | 28.25 | 1
2023/24 | 123.75 | 28.25 | 1
2023/24 | 124.25 | 28.25 | 2
2023/24 | 124.75 | 28.25 | 1
2023/24 | 125.25 | 28.25 | 1
2023/24 | 126.25 | 28.25 | 4
2023/24 | 127.25 | 28.25 | 1
2023/24 | 128.25 | 28.25 | 2
2023/24 | 128.75 | 28.25 | 1
2023/24 | 129.75 | 28.25 | 1
2023/24 | 130.25 | 28.25 | 1
2023/24 | 131.25 | 28.25 | 1
2023/24 | 131.75 | 28.25 | 1
2023/24 | 132.25 | 28.25 | 3
2023/24 | 132.75 | 28.25 | 1
2023/24 | 133.75 | 28.25 | 1
2023/24 | 134.75 | 28.25 | 3
2023/24 | 135.25 | 28.25 | 1
2023/24 | 136.75 | 28.25 | 1
2023/24 | 137.25 | 28.25 | 2
2023/24 | 138.25 | 28.25 | 1
2023/24 | 139.75 | 28.25 | 1
2023/24 | 140.25 | 28.25 | 2
2023/24 | 140.75 | 28.25 | 1
2023/24 | 141.25 | 28.25 | 1
2023/24 | 142.25 | 28.25 | 3
2023/24 | 142.75 | 28.25 | 1
2023/24 | 144.75 | 28.25 | 1
2023/24 | 145.25 | 28.25 | 2
2023/24 | 146.25 | 28.25 | 3
2023/24 | 146.75 | 28.25 | 1
2023/24 | 148.75 | 28.25 | 1
2023/24 | 149.75 | 28.25 | 1
2023/24 | 150.25 | 28.25 | 2
2023/24 | 150.75 | 28.25 | 1
2023/24 | 151.25 | 28.25 | 1
2023/24 | 153.25 | 28.25 | 1
2023/24 | 154.25 | 28.25 | 1
2023/24 | 154.75 | 28.25 | 1
2023/24 | 157.75 | 28.25 | 1
2023/24 | 163.25 | 28.25 | 1
2023/24 | 173.25 | 28.25 | 1
2023/24 | 179.25 | 28.25 | 1
2023/24 | 61.75 | 28.75 | 1
2023/24 | 64.75 | 28.75 | 1
2023/24 | 66.75 | 28.75 | 3
2023/24 | 68.75 | 28.75 | 2
2023/24 | 70.25 | 28.75 | 1
2023/24 | 71.25 | 28.75 | 1
2023/24 | 71.75 | 28.75 | 1
2023/24 | 72.25 | 28.75 | 1
2023/24 | 72.75 | 28.75 | 1
2023/24 | 74.25 | 28.75 | 2
2023/24 | 77.25 | 28.75 | 1
2023/24 | 78.25 | 28.75 | 2
2023/24 | 79.25 | 28.75 | 1
2023/24 | 79.75 | 28.75 | 1
2023/24 | 80.75 | 28.75 | 1
2023/24 | 81.75 | 28.75 | 2
2023/24 | 82.25 | 28.75 | 3
2023/24 | 84.25 | 28.75 | 2
2023/24 | 84.75 | 28.75 | 2
2023/24 | 85.25 | 28.75 | 1
2023/24 | 86.25 | 28.75 | 1
2023/24 | 86.75 | 28.75 | 1
2023/24 | 87.25 | 28.75 | 1
2023/24 | 87.75 | 28.75 | 1
2023/24 | 88.25 | 28.75 | 2
2023/24 | 89.25 | 28.75 | 1
2023/24 | 89.75 | 28.75 | 3
2023/24 | 90.25 | 28.75 | 1
2023/24 | 91.25 | 28.75 | 1
2023/24 | 91.75 | 28.75 | 1
2023/24 | 92.75 | 28.75 | 1
2023/24 | 93.25 | 28.75 | 1
2023/24 | 93.75 | 28.75 | 1
2023/24 | 94.25 | 28.75 | 2
2023/24 | 94.75 | 28.75 | 1
2023/24 | 95.25 | 28.75 | 1
2023/24 | 96.75 | 28.75 | 4
2023/24 | 97.75 | 28.75 | 2
2023/24 | 98.25 | 28.75 | 2
2023/24 | 98.75 | 28.75 | 1
2023/24 | 99.25 | 28.75 | 3
2023/24 | 99.75 | 28.75 | 1
2023/24 | 100.25 | 28.75 | 1
2023/24 | 100.75 | 28.75 | 3
2023/24 | 101.25 | 28.75 | 1
2023/24 | 101.75 | 28.75 | 1
2023/24 | 102.25 | 28.75 | 3
2023/24 | 102.75 | 28.75 | 1
2023/24 | 103.25 | 28.75 | 2
2023/24 | 103.75 | 28.75 | 1
2023/24 | 104.75 | 28.75 | 3
2023/24 | 105.25 | 28.75 | 3
2023/24 | 105.75 | 28.75 | 1
2023/24 | 106.75 | 28.75 | 2
2023/24 | 107.25 | 28.75 | 5
2023/24 | 107.75 | 28.75 | 1
2023/24 | 108.25 | 28.75 | 4
2023/24 | 108.75 | 28.75 | 4
2023/24 | 109.25 | 28.75 | 1
2023/24 | 109.75 | 28.75 | 1
2023/24 | 110.25 | 28.75 | 1
2023/24 | 110.75 | 28.75 | 2
2023/24 | 111.25 | 28.75 | 3
2023/24 | 111.75 | 28.75 | 2
2023/24 | 112.25 | 28.75 | 1
2023/24 | 112.75 | 28.75 | 1
2023/24 | 113.75 | 28.75 | 1
2023/24 | 114.25 | 28.75 | 2
2023/24 | 115.75 | 28.75 | 2
2023/24 | 116.75 | 28.75 | 1
2023/24 | 117.25 | 28.75 | 2
2023/24 | 117.75 | 28.75 | 3
2023/24 | 118.25 | 28.75 | 3
2023/24 | 118.75 | 28.75 | 2
2023/24 | 119.25 | 28.75 | 2
2023/24 | 119.75 | 28.75 | 1
2023/24 | 120.25 | 28.75 | 2
2023/24 | 120.75 | 28.75 | 2
2023/24 | 121.25 | 28.75 | 2
2023/24 | 121.75 | 28.75 | 6
2023/24 | 122.25 | 28.75 | 2
2023/24 | 122.75 | 28.75 | 2
2023/24 | 123.25 | 28.75 | 1
2023/24 | 123.75 | 28.75 | 2
2023/24 | 124.25 | 28.75 | 1
2023/24 | 124.75 | 28.75 | 3
2023/24 | 126.25 | 28.75 | 1
2023/24 | 126.75 | 28.75 | 2
2023/24 | 127.25 | 28.75 | 2
2023/24 | 127.75 | 28.75 | 1
2023/24 | 128.75 | 28.75 | 2
2023/24 | 129.25 | 28.75 | 1
2023/24 | 130.25 | 28.75 | 2
2023/24 | 130.75 | 28.75 | 2
2023/24 | 131.25 | 28.75 | 1
2023/24 | 131.75 | 28.75 | 2
2023/24 | 133.25 | 28.75 | 3
2023/24 | 134.75 | 28.75 | 1
2023/24 | 135.25 | 28.75 | 2
2023/24 | 135.75 | 28.75 | 1
2023/24 | 136.25 | 28.75 | 2
2023/24 | 137.25 | 28.75 | 1
2023/24 | 138.25 | 28.75 | 1
2023/24 | 138.75 | 28.75 | 1
2023/24 | 142.75 | 28.75 | 3
2023/24 | 143.75 | 28.75 | 2
2023/24 | 147.25 | 28.75 | 1
2023/24 | 161.25 | 28.75 | 1
2023/24 | 168.25 | 28.75 | 1
2023/24 | 169.75 | 28.75 | 1
2023/24 | 177.75 | 28.75 | 1
2023/24 | 56.25 | 29.25 | 1
2023/24 | 61.75 | 29.25 | 1
2023/24 | 64.25 | 29.25 | 1
2023/24 | 65.25 | 29.25 | 1
2023/24 | 70.25 | 29.25 | 1
2023/24 | 71.25 | 29.25 | 2
2023/24 | 73.75 | 29.25 | 1
2023/24 | 77.25 | 29.25 | 1
2023/24 | 78.25 | 29.25 | 1
2023/24 | 80.25 | 29.25 | 2
2023/24 | 81.25 | 29.25 | 1
2023/24 | 81.75 | 29.25 | 1
2023/24 | 82.25 | 29.25 | 1
2023/24 | 82.75 | 29.25 | 1
2023/24 | 83.75 | 29.25 | 2
2023/24 | 84.25 | 29.25 | 3
2023/24 | 85.75 | 29.25 | 1
2023/24 | 86.75 | 29.25 | 1
2023/24 | 87.25 | 29.25 | 2
2023/24 | 87.75 | 29.25 | 1
2023/24 | 88.25 | 29.25 | 2
2023/24 | 88.75 | 29.25 | 2
2023/24 | 89.25 | 29.25 | 1
2023/24 | 91.75 | 29.25 | 2
2023/24 | 92.25 | 29.25 | 1
2023/24 | 92.75 | 29.25 | 2
2023/24 | 93.25 | 29.25 | 2
2023/24 | 93.75 | 29.25 | 2
2023/24 | 94.25 | 29.25 | 2
2023/24 | 94.75 | 29.25 | 2
2023/24 | 95.25 | 29.25 | 2
2023/24 | 95.75 | 29.25 | 3
2023/24 | 96.25 | 29.25 | 1
2023/24 | 97.25 | 29.25 | 5
2023/24 | 97.75 | 29.25 | 4
2023/24 | 98.25 | 29.25 | 2
2023/24 | 98.75 | 29.25 | 4
2023/24 | 99.25 | 29.25 | 2
2023/24 | 99.75 | 29.25 | 2
2023/24 | 100.75 | 29.25 | 2
2023/24 | 101.25 | 29.25 | 1
2023/24 | 102.25 | 29.25 | 1
2023/24 | 102.75 | 29.25 | 1
2023/24 | 103.25 | 29.25 | 2
2023/24 | 103.75 | 29.25 | 1
2023/24 | 104.25 | 29.25 | 2
2023/24 | 104.75 | 29.25 | 2
2023/24 | 105.25 | 29.25 | 2
2023/24 | 106.25 | 29.25 | 2
2023/24 | 106.75 | 29.25 | 4
2023/24 | 107.25 | 29.25 | 2
2023/24 | 107.75 | 29.25 | 1
2023/24 | 108.25 | 29.25 | 2
2023/24 | 108.75 | 29.25 | 2
2023/24 | 109.25 | 29.25 | 1
2023/24 | 109.75 | 29.25 | 4
2023/24 | 110.25 | 29.25 | 1
2023/24 | 110.75 | 29.25 | 1
2023/24 | 111.25 | 29.25 | 1
2023/24 | 111.75 | 29.25 | 1
2023/24 | 112.25 | 29.25 | 2
2023/24 | 112.75 | 29.25 | 1
2023/24 | 113.25 | 29.25 | 1
2023/24 | 113.75 | 29.25 | 3
2023/24 | 114.25 | 29.25 | 1
2023/24 | 114.75 | 29.25 | 2
2023/24 | 115.25 | 29.25 | 4
2023/24 | 115.75 | 29.25 | 2
2023/24 | 116.75 | 29.25 | 3
2023/24 | 117.25 | 29.25 | 1
2023/24 | 117.75 | 29.25 | 1
2023/24 | 118.25 | 29.25 | 2
2023/24 | 118.75 | 29.25 | 1
2023/24 | 119.25 | 29.25 | 1
2023/24 | 119.75 | 29.25 | 2
2023/24 | 120.25 | 29.25 | 2
2023/24 | 120.75 | 29.25 | 1
2023/24 | 121.25 | 29.25 | 3
2023/24 | 121.75 | 29.25 | 3
2023/24 | 122.25 | 29.25 | 2
2023/24 | 122.75 | 29.25 | 2
2023/24 | 123.25 | 29.25 | 1
2023/24 | 123.75 | 29.25 | 5
2023/24 | 124.25 | 29.25 | 3
2023/24 | 124.75 | 29.25 | 3
2023/24 | 125.25 | 29.25 | 2
2023/24 | 125.75 | 29.25 | 1
2023/24 | 126.75 | 29.25 | 1
2023/24 | 127.75 | 29.25 | 2
2023/24 | 128.75 | 29.25 | 1
2023/24 | 129.75 | 29.25 | 2
2023/24 | 130.25 | 29.25 | 1
2023/24 | 130.75 | 29.25 | 2
2023/24 | 131.25 | 29.25 | 1
2023/24 | 131.75 | 29.25 | 2
2023/24 | 132.25 | 29.25 | 1
2023/24 | 132.75 | 29.25 | 1
2023/24 | 133.25 | 29.25 | 1
2023/24 | 134.25 | 29.25 | 1
2023/24 | 135.75 | 29.25 | 2
2023/24 | 136.75 | 29.25 | 1
2023/24 | 141.75 | 29.25 | 1
2023/24 | 142.25 | 29.25 | 1
2023/24 | 143.75 | 29.25 | 2
2023/24 | 145.25 | 29.25 | 1
2023/24 | 145.75 | 29.25 | 1
2023/24 | 146.25 | 29.25 | 1
2023/24 | 147.25 | 29.25 | 1
2023/24 | 149.25 | 29.25 | 1
2023/24 | 150.25 | 29.25 | 1
2023/24 | 150.75 | 29.25 | 1
2023/24 | 152.25 | 29.25 | 1
2023/24 | 152.75 | 29.25 | 1
2023/24 | 153.25 | 29.25 | 1
2023/24 | 158.25 | 29.25 | 1
2023/24 | 175.25 | 29.25 | 2
2023/24 | 176.25 | 29.25 | 1
2023/24 | 187.75 | 29.25 | 1
2023/24 | 66.75 | 29.75 | 1
2023/24 | 67.75 | 29.75 | 1
2023/24 | 68.25 | 29.75 | 1
2023/24 | 69.25 | 29.75 | 1
2023/24 | 70.25 | 29.75 | 1
2023/24 | 74.25 | 29.75 | 2
2023/24 | 76.75 | 29.75 | 1
2023/24 | 77.75 | 29.75 | 1
2023/24 | 79.25 | 29.75 | 2
2023/24 | 79.75 | 29.75 | 1
2023/24 | 80.25 | 29.75 | 1
2023/24 | 80.75 | 29.75 | 1
2023/24 | 81.25 | 29.75 | 1
2023/24 | 82.75 | 29.75 | 1
2023/24 | 83.25 | 29.75 | 1
2023/24 | 83.75 | 29.75 | 2
2023/24 | 84.25 | 29.75 | 2
2023/24 | 84.75 | 29.75 | 2
2023/24 | 85.25 | 29.75 | 4
2023/24 | 86.75 | 29.75 | 2
2023/24 | 87.25 | 29.75 | 1
2023/24 | 87.75 | 29.75 | 2
2023/24 | 88.75 | 29.75 | 3
2023/24 | 89.25 | 29.75 | 4
2023/24 | 90.25 | 29.75 | 1
2023/24 | 90.75 | 29.75 | 2
2023/24 | 91.25 | 29.75 | 1
2023/24 | 91.75 | 29.75 | 1
2023/24 | 92.25 | 29.75 | 5
2023/24 | 92.75 | 29.75 | 1
2023/24 | 93.75 | 29.75 | 2
2023/24 | 94.25 | 29.75 | 1
2023/24 | 95.25 | 29.75 | 3
2023/24 | 95.75 | 29.75 | 3
2023/24 | 96.75 | 29.75 | 1
2023/24 | 97.25 | 29.75 | 2
2023/24 | 98.25 | 29.75 | 1
2023/24 | 98.75 | 29.75 | 1
2023/24 | 99.75 | 29.75 | 2
2023/24 | 100.75 | 29.75 | 2
2023/24 | 101.25 | 29.75 | 1
2023/24 | 101.75 | 29.75 | 3
2023/24 | 102.25 | 29.75 | 2
2023/24 | 102.75 | 29.75 | 1
2023/24 | 103.25 | 29.75 | 3
2023/24 | 103.75 | 29.75 | 5
2023/24 | 104.25 | 29.75 | 3
2023/24 | 104.75 | 29.75 | 1
2023/24 | 105.75 | 29.75 | 2
2023/24 | 106.75 | 29.75 | 3
2023/24 | 107.25 | 29.75 | 1
2023/24 | 108.75 | 29.75 | 3
2023/24 | 109.25 | 29.75 | 1
2023/24 | 109.75 | 29.75 | 1
2023/24 | 110.25 | 29.75 | 2
2023/24 | 110.75 | 29.75 | 3
2023/24 | 111.25 | 29.75 | 4
2023/24 | 111.75 | 29.75 | 2
2023/24 | 112.25 | 29.75 | 3
2023/24 | 112.75 | 29.75 | 3
2023/24 | 113.25 | 29.75 | 1
2023/24 | 113.75 | 29.75 | 1
2023/24 | 114.25 | 29.75 | 3
2023/24 | 114.75 | 29.75 | 4
2023/24 | 115.25 | 29.75 | 2
2023/24 | 115.75 | 29.75 | 2
2023/24 | 116.25 | 29.75 | 1
2023/24 | 116.75 | 29.75 | 2
2023/24 | 117.75 | 29.75 | 2
2023/24 | 118.25 | 29.75 | 1
2023/24 | 118.75 | 29.75 | 1
2023/24 | 120.75 | 29.75 | 4
2023/24 | 121.25 | 29.75 | 1
2023/24 | 121.75 | 29.75 | 1
2023/24 | 122.25 | 29.75 | 1
2023/24 | 123.25 | 29.75 | 2
2023/24 | 123.75 | 29.75 | 1
2023/24 | 124.25 | 29.75 | 1
2023/24 | 124.75 | 29.75 | 2
2023/24 | 125.25 | 29.75 | 1
2023/24 | 125.75 | 29.75 | 2
2023/24 | 126.25 | 29.75 | 3
2023/24 | 126.75 | 29.75 | 4
2023/24 | 127.25 | 29.75 | 3
2023/24 | 127.75 | 29.75 | 2
2023/24 | 128.25 | 29.75 | 1
2023/24 | 128.75 | 29.75 | 2
2023/24 | 129.25 | 29.75 | 2
2023/24 | 129.75 | 29.75 | 1
2023/24 | 130.75 | 29.75 | 4
2023/24 | 131.75 | 29.75 | 2
2023/24 | 132.25 | 29.75 | 1
2023/24 | 132.75 | 29.75 | 1
2023/24 | 133.25 | 29.75 | 4
2023/24 | 133.75 | 29.75 | 2
2023/24 | 134.25 | 29.75 | 1
2023/24 | 135.25 | 29.75 | 2
2023/24 | 135.75 | 29.75 | 1
2023/24 | 136.25 | 29.75 | 1
2023/24 | 136.75 | 29.75 | 1
2023/24 | 137.25 | 29.75 | 2
2023/24 | 137.75 | 29.75 | 1
2023/24 | 139.25 | 29.75 | 1
2023/24 | 143.25 | 29.75 | 1
2023/24 | 144.75 | 29.75 | 3
2023/24 | 146.75 | 29.75 | 1
2023/24 | 147.25 | 29.75 | 1
2023/24 | 148.25 | 29.75 | 1
2023/24 | 148.75 | 29.75 | 1
2023/24 | 150.75 | 29.75 | 1
2023/24 | 152.25 | 29.75 | 3
2023/24 | 153.25 | 29.75 | 1
2023/24 | 153.75 | 29.75 | 1
2023/24 | 155.25 | 29.75 | 1
2023/24 | 157.75 | 29.75 | 1
2023/24 | 165.25 | 29.75 | 1
2023/24 | 178.25 | 29.75 | 1
2023/24 | 59.75 | 30.25 | 1
2023/24 | 60.25 | 30.25 | 1
2023/24 | 62.75 | 30.25 | 1
2023/24 | 64.75 | 30.25 | 1
2023/24 | 67.75 | 30.25 | 1
2023/24 | 68.25 | 30.25 | 1
2023/24 | 69.75 | 30.25 | 1
2023/24 | 70.25 | 30.25 | 1
2023/24 | 72.25 | 30.25 | 2
2023/24 | 74.75 | 30.25 | 1
2023/24 | 76.75 | 30.25 | 1
2023/24 | 77.75 | 30.25 | 1
2023/24 | 78.25 | 30.25 | 1
2023/24 | 79.25 | 30.25 | 4
2023/24 | 79.75 | 30.25 | 1
2023/24 | 81.75 | 30.25 | 3
2023/24 | 82.75 | 30.25 | 1
2023/24 | 83.25 | 30.25 | 1
2023/24 | 83.75 | 30.25 | 2
2023/24 | 84.25 | 30.25 | 1
2023/24 | 84.75 | 30.25 | 2
2023/24 | 85.25 | 30.25 | 3
2023/24 | 86.25 | 30.25 | 2
2023/24 | 86.75 | 30.25 | 2
2023/24 | 87.25 | 30.25 | 1
2023/24 | 88.25 | 30.25 | 1
2023/24 | 88.75 | 30.25 | 2
2023/24 | 89.25 | 30.25 | 2
2023/24 | 89.75 | 30.25 | 3
2023/24 | 90.25 | 30.25 | 3
2023/24 | 90.75 | 30.25 | 3
2023/24 | 91.25 | 30.25 | 1
2023/24 | 92.25 | 30.25 | 2
2023/24 | 92.75 | 30.25 | 2
2023/24 | 93.25 | 30.25 | 1
2023/24 | 93.75 | 30.25 | 2
2023/24 | 94.75 | 30.25 | 1
2023/24 | 95.25 | 30.25 | 2
2023/24 | 96.75 | 30.25 | 3
2023/24 | 97.25 | 30.25 | 2
2023/24 | 97.75 | 30.25 | 2
2023/24 | 98.25 | 30.25 | 2
2023/24 | 98.75 | 30.25 | 2
2023/24 | 99.25 | 30.25 | 3
2023/24 | 99.75 | 30.25 | 2
2023/24 | 100.25 | 30.25 | 2
2023/24 | 100.75 | 30.25 | 3
2023/24 | 101.25 | 30.25 | 5
2023/24 | 101.75 | 30.25 | 5
2023/24 | 102.25 | 30.25 | 2
2023/24 | 102.75 | 30.25 | 4
2023/24 | 103.25 | 30.25 | 3
2023/24 | 103.75 | 30.25 | 4
2023/24 | 104.25 | 30.25 | 3
2023/24 | 104.75 | 30.25 | 2
2023/24 | 105.25 | 30.25 | 4
2023/24 | 105.75 | 30.25 | 5
2023/24 | 106.25 | 30.25 | 3
2023/24 | 106.75 | 30.25 | 3
2023/24 | 107.25 | 30.25 | 5
2023/24 | 107.75 | 30.25 | 4
2023/24 | 108.25 | 30.25 | 5
2023/24 | 108.75 | 30.25 | 3
2023/24 | 109.25 | 30.25 | 7
2023/24 | 109.75 | 30.25 | 4
2023/24 | 110.25 | 30.25 | 5
2023/24 | 110.75 | 30.25 | 4
2023/24 | 112.25 | 30.25 | 3
2023/24 | 112.75 | 30.25 | 2
2023/24 | 113.25 | 30.25 | 3
2023/24 | 113.75 | 30.25 | 3
2023/24 | 114.25 | 30.25 | 3
2023/24 | 114.75 | 30.25 | 2
2023/24 | 115.25 | 30.25 | 3
2023/24 | 116.25 | 30.25 | 3
2023/24 | 116.75 | 30.25 | 2
2023/24 | 117.25 | 30.25 | 3
2023/24 | 117.75 | 30.25 | 7
2023/24 | 118.25 | 30.25 | 9
2023/24 | 118.75 | 30.25 | 2
2023/24 | 119.25 | 30.25 | 3
2023/24 | 120.25 | 30.25 | 2
2023/24 | 120.75 | 30.25 | 3
2023/24 | 121.25 | 30.25 | 3
2023/24 | 121.75 | 30.25 | 2
2023/24 | 122.25 | 30.25 | 5
2023/24 | 123.25 | 30.25 | 3
2023/24 | 123.75 | 30.25 | 1
2023/24 | 124.25 | 30.25 | 1
2023/24 | 124.75 | 30.25 | 4
2023/24 | 125.25 | 30.25 | 2
2023/24 | 125.75 | 30.25 | 3
2023/24 | 126.25 | 30.25 | 6
2023/24 | 126.75 | 30.25 | 2
2023/24 | 127.25 | 30.25 | 1
2023/24 | 127.75 | 30.25 | 3
2023/24 | 128.25 | 30.25 | 1
2023/24 | 128.75 | 30.25 | 2
2023/24 | 129.25 | 30.25 | 1
2023/24 | 129.75 | 30.25 | 1
2023/24 | 130.25 | 30.25 | 5
2023/24 | 131.25 | 30.25 | 1
2023/24 | 131.75 | 30.25 | 3
2023/24 | 132.25 | 30.25 | 2
2023/24 | 132.75 | 30.25 | 1
2023/24 | 133.25 | 30.25 | 1
2023/24 | 133.75 | 30.25 | 2
2023/24 | 134.75 | 30.25 | 1
2023/24 | 135.75 | 30.25 | 1
2023/24 | 136.75 | 30.25 | 2
2023/24 | 137.25 | 30.25 | 1
2023/24 | 137.75 | 30.25 | 2
2023/24 | 138.25 | 30.25 | 1
2023/24 | 139.25 | 30.25 | 1
2023/24 | 139.75 | 30.25 | 3
2023/24 | 140.75 | 30.25 | 1
2023/24 | 142.25 | 30.25 | 1
2023/24 | 145.25 | 30.25 | 2
2023/24 | 146.25 | 30.25 | 1
2023/24 | 146.75 | 30.25 | 1
2023/24 | 148.75 | 30.25 | 1
2023/24 | 149.25 | 30.25 | 1
2023/24 | 150.25 | 30.25 | 1
2023/24 | 151.25 | 30.25 | 1
2023/24 | 152.75 | 30.25 | 3
2023/24 | 153.25 | 30.25 | 1
2023/24 | 153.75 | 30.25 | 1
2023/24 | 154.25 | 30.25 | 1
2023/24 | 155.25 | 30.25 | 1
2023/24 | 156.75 | 30.25 | 1
2023/24 | 159.25 | 30.25 | 1
2023/24 | 160.25 | 30.25 | 1
2023/24 | 167.75 | 30.25 | 1
2023/24 | 211.75 | 30.25 | 1
2023/24 | 236.75 | 30.25 | 1
2023/24 | 65.25 | 30.75 | 1
2023/24 | 74.25 | 30.75 | 2
2023/24 | 74.75 | 30.75 | 1
2023/24 | 77.25 | 30.75 | 1
2023/24 | 77.75 | 30.75 | 1
2023/24 | 78.25 | 30.75 | 1
2023/24 | 78.75 | 30.75 | 1
2023/24 | 79.25 | 30.75 | 4
2023/24 | 79.75 | 30.75 | 2
2023/24 | 80.25 | 30.75 | 3
2023/24 | 81.75 | 30.75 | 2
2023/24 | 82.25 | 30.75 | 3
2023/24 | 83.25 | 30.75 | 1
2023/24 | 84.25 | 30.75 | 1
2023/24 | 85.25 | 30.75 | 4
2023/24 | 85.75 | 30.75 | 2
2023/24 | 86.75 | 30.75 | 3
2023/24 | 87.75 | 30.75 | 3
2023/24 | 88.25 | 30.75 | 3
2023/24 | 88.75 | 30.75 | 1
2023/24 | 89.75 | 30.75 | 1
2023/24 | 90.25 | 30.75 | 4
2023/24 | 90.75 | 30.75 | 1
2023/24 | 91.25 | 30.75 | 4
2023/24 | 91.75 | 30.75 | 1
2023/24 | 92.25 | 30.75 | 1
2023/24 | 92.75 | 30.75 | 2
2023/24 | 93.25 | 30.75 | 1
2023/24 | 93.75 | 30.75 | 1
2023/24 | 94.25 | 30.75 | 4
2023/24 | 94.75 | 30.75 | 3
2023/24 | 95.25 | 30.75 | 4
2023/24 | 95.75 | 30.75 | 4
2023/24 | 96.25 | 30.75 | 2
2023/24 | 97.25 | 30.75 | 5
2023/24 | 97.75 | 30.75 | 4
2023/24 | 98.25 | 30.75 | 3
2023/24 | 98.75 | 30.75 | 5
2023/24 | 99.25 | 30.75 | 1
2023/24 | 99.75 | 30.75 | 4
2023/24 | 100.25 | 30.75 | 2
2023/24 | 100.75 | 30.75 | 1
2023/24 | 101.25 | 30.75 | 1
2023/24 | 101.75 | 30.75 | 2
2023/24 | 102.25 | 30.75 | 5
2023/24 | 102.75 | 30.75 | 2
2023/24 | 103.25 | 30.75 | 3
2023/24 | 103.75 | 30.75 | 2
2023/24 | 104.75 | 30.75 | 4
2023/24 | 105.25 | 30.75 | 3
2023/24 | 105.75 | 30.75 | 1
2023/24 | 106.75 | 30.75 | 3
2023/24 | 107.25 | 30.75 | 7
2023/24 | 107.75 | 30.75 | 5
2023/24 | 108.25 | 30.75 | 4
2023/24 | 108.75 | 30.75 | 3
2023/24 | 109.25 | 30.75 | 4
2023/24 | 109.75 | 30.75 | 3
2023/24 | 110.25 | 30.75 | 3
2023/24 | 110.75 | 30.75 | 2
2023/24 | 111.25 | 30.75 | 3
2023/24 | 111.75 | 30.75 | 3
2023/24 | 112.25 | 30.75 | 5
2023/24 | 112.75 | 30.75 | 1
2023/24 | 113.25 | 30.75 | 2
2023/24 | 113.75 | 30.75 | 3
2023/24 | 114.25 | 30.75 | 4
2023/24 | 114.75 | 30.75 | 2
2023/24 | 115.25 | 30.75 | 6
2023/24 | 115.75 | 30.75 | 4
2023/24 | 116.25 | 30.75 | 3
2023/24 | 116.75 | 30.75 | 4
2023/24 | 117.25 | 30.75 | 5
2023/24 | 117.75 | 30.75 | 5
2023/24 | 118.25 | 30.75 | 3
2023/24 | 118.75 | 30.75 | 2
2023/24 | 119.25 | 30.75 | 1
2023/24 | 119.75 | 30.75 | 2
2023/24 | 120.25 | 30.75 | 2
2023/24 | 120.75 | 30.75 | 5
2023/24 | 121.25 | 30.75 | 2
2023/24 | 121.75 | 30.75 | 1
2023/24 | 122.25 | 30.75 | 4
2023/24 | 122.75 | 30.75 | 1
2023/24 | 123.25 | 30.75 | 2
2023/24 | 123.75 | 30.75 | 3
2023/24 | 124.25 | 30.75 | 2
2023/24 | 125.25 | 30.75 | 3
2023/24 | 125.75 | 30.75 | 2
2023/24 | 126.75 | 30.75 | 3
2023/24 | 127.25 | 30.75 | 1
2023/24 | 127.75 | 30.75 | 1
2023/24 | 128.25 | 30.75 | 3
2023/24 | 128.75 | 30.75 | 2
2023/24 | 129.25 | 30.75 | 2
2023/24 | 129.75 | 30.75 | 2
2023/24 | 130.25 | 30.75 | 1
2023/24 | 130.75 | 30.75 | 2
2023/24 | 131.25 | 30.75 | 2
2023/24 | 131.75 | 30.75 | 3
2023/24 | 132.25 | 30.75 | 2
2023/24 | 132.75 | 30.75 | 1
2023/24 | 133.25 | 30.75 | 1
2023/24 | 133.75 | 30.75 | 1
2023/24 | 134.25 | 30.75 | 2
2023/24 | 134.75 | 30.75 | 2
2023/24 | 135.75 | 30.75 | 1
2023/24 | 137.25 | 30.75 | 1
2023/24 | 137.75 | 30.75 | 3
2023/24 | 138.25 | 30.75 | 4
2023/24 | 138.75 | 30.75 | 1
2023/24 | 139.75 | 30.75 | 3
2023/24 | 140.75 | 30.75 | 3
2023/24 | 141.25 | 30.75 | 1
2023/24 | 142.25 | 30.75 | 1
2023/24 | 142.75 | 30.75 | 1
2023/24 | 143.25 | 30.75 | 1
2023/24 | 143.75 | 30.75 | 1
2023/24 | 144.25 | 30.75 | 1
2023/24 | 144.75 | 30.75 | 1
2023/24 | 145.25 | 30.75 | 1
2023/24 | 146.25 | 30.75 | 1
2023/24 | 146.75 | 30.75 | 1
2023/24 | 147.25 | 30.75 | 1
2023/24 | 147.75 | 30.75 | 2
2023/24 | 148.25 | 30.75 | 1
2023/24 | 148.75 | 30.75 | 3
2023/24 | 149.25 | 30.75 | 1
2023/24 | 150.25 | 30.75 | 2
2023/24 | 151.25 | 30.75 | 2
2023/24 | 152.25 | 30.75 | 1
2023/24 | 153.75 | 30.75 | 2
2023/24 | 155.25 | 30.75 | 1
2023/24 | 158.75 | 30.75 | 1
2023/24 | 165.75 | 30.75 | 1
2023/24 | 171.25 | 30.75 | 1
2023/24 | 177.25 | 30.75 | 1
2023/24 | 54.75 | 31.25 | 1
2023/24 | 60.75 | 31.25 | 1
2023/24 | 66.75 | 31.25 | 1
2023/24 | 68.75 | 31.25 | 1
2023/24 | 70.25 | 31.25 | 1
2023/24 | 71.25 | 31.25 | 1
2023/24 | 71.75 | 31.25 | 1
2023/24 | 73.25 | 31.25 | 1
2023/24 | 74.25 | 31.25 | 2
2023/24 | 74.75 | 31.25 | 1
2023/24 | 75.25 | 31.25 | 2
2023/24 | 75.75 | 31.25 | 1
2023/24 | 77.75 | 31.25 | 1
2023/24 | 78.75 | 31.25 | 1
2023/24 | 80.25 | 31.25 | 1
2023/24 | 81.25 | 31.25 | 2
2023/24 | 81.75 | 31.25 | 1
2023/24 | 82.75 | 31.25 | 1
2023/24 | 84.25 | 31.25 | 1
2023/24 | 84.75 | 31.25 | 1
2023/24 | 85.25 | 31.25 | 1
2023/24 | 85.75 | 31.25 | 3
2023/24 | 86.25 | 31.25 | 1
2023/24 | 86.75 | 31.25 | 3
2023/24 | 87.25 | 31.25 | 2
2023/24 | 87.75 | 31.25 | 1
2023/24 | 88.25 | 31.25 | 1
2023/24 | 88.75 | 31.25 | 5
2023/24 | 90.75 | 31.25 | 1
2023/24 | 91.25 | 31.25 | 2
2023/24 | 91.75 | 31.25 | 1
2023/24 | 92.25 | 31.25 | 1
2023/24 | 92.75 | 31.25 | 2
2023/24 | 93.25 | 31.25 | 2
2023/24 | 93.75 | 31.25 | 2
2023/24 | 94.25 | 31.25 | 1
2023/24 | 94.75 | 31.25 | 2
2023/24 | 95.25 | 31.25 | 4
2023/24 | 95.75 | 31.25 | 3
2023/24 | 96.25 | 31.25 | 2
2023/24 | 96.75 | 31.25 | 1
2023/24 | 97.25 | 31.25 | 6
2023/24 | 98.25 | 31.25 | 2
2023/24 | 98.75 | 31.25 | 1
2023/24 | 99.25 | 31.25 | 3
2023/24 | 99.75 | 31.25 | 3
2023/24 | 100.25 | 31.25 | 4
2023/24 | 100.75 | 31.25 | 3
2023/24 | 101.25 | 31.25 | 2
2023/24 | 101.75 | 31.25 | 2
2023/24 | 102.25 | 31.25 | 3
2023/24 | 102.75 | 31.25 | 2
2023/24 | 103.25 | 31.25 | 4
2023/24 | 103.75 | 31.25 | 3
2023/24 | 104.25 | 31.25 | 4
2023/24 | 104.75 | 31.25 | 3
2023/24 | 105.75 | 31.25 | 6
2023/24 | 106.25 | 31.25 | 1
2023/24 | 106.75 | 31.25 | 3
2023/24 | 107.25 | 31.25 | 1
2023/24 | 108.25 | 31.25 | 8
2023/24 | 108.75 | 31.25 | 4
2023/24 | 109.25 | 31.25 | 4
2023/24 | 109.75 | 31.25 | 3
2023/24 | 110.25 | 31.25 | 2
2023/24 | 110.75 | 31.25 | 1
2023/24 | 111.25 | 31.25 | 2
2023/24 | 111.75 | 31.25 | 4
2023/24 | 112.25 | 31.25 | 4
2023/24 | 112.75 | 31.25 | 1
2023/24 | 113.25 | 31.25 | 3
2023/24 | 113.75 | 31.25 | 3
2023/24 | 114.25 | 31.25 | 3
2023/24 | 114.75 | 31.25 | 1
2023/24 | 115.25 | 31.25 | 2
2023/24 | 115.75 | 31.25 | 3
2023/24 | 116.75 | 31.25 | 1
2023/24 | 117.25 | 31.25 | 5
2023/24 | 117.75 | 31.25 | 2
2023/24 | 118.25 | 31.25 | 1
2023/24 | 118.75 | 31.25 | 2
2023/24 | 119.25 | 31.25 | 1
2023/24 | 119.75 | 31.25 | 2
2023/24 | 120.25 | 31.25 | 3
2023/24 | 121.25 | 31.25 | 4
2023/24 | 121.75 | 31.25 | 1
2023/24 | 122.25 | 31.25 | 1
2023/24 | 122.75 | 31.25 | 1
2023/24 | 123.25 | 31.25 | 3
2023/24 | 123.75 | 31.25 | 4
2023/24 | 124.25 | 31.25 | 3
2023/24 | 124.75 | 31.25 | 1
2023/24 | 125.25 | 31.25 | 3
2023/24 | 125.75 | 31.25 | 3
2023/24 | 126.25 | 31.25 | 1
2023/24 | 126.75 | 31.25 | 3
2023/24 | 127.25 | 31.25 | 2
2023/24 | 129.25 | 31.25 | 5
2023/24 | 129.75 | 31.25 | 3
2023/24 | 130.25 | 31.25 | 3
2023/24 | 130.75 | 31.25 | 3
2023/24 | 131.25 | 31.25 | 1
2023/24 | 131.75 | 31.25 | 2
2023/24 | 132.25 | 31.25 | 2
2023/24 | 133.75 | 31.25 | 2
2023/24 | 134.25 | 31.25 | 1
2023/24 | 134.75 | 31.25 | 1
2023/24 | 135.75 | 31.25 | 2
2023/24 | 136.75 | 31.25 | 1
2023/24 | 137.75 | 31.25 | 1
2023/24 | 138.25 | 31.25 | 2
2023/24 | 138.75 | 31.25 | 2
2023/24 | 139.25 | 31.25 | 2
2023/24 | 141.75 | 31.25 | 4
2023/24 | 142.25 | 31.25 | 1
2023/24 | 142.75 | 31.25 | 1
2023/24 | 143.25 | 31.25 | 1
2023/24 | 144.25 | 31.25 | 1
2023/24 | 146.75 | 31.25 | 1
2023/24 | 147.75 | 31.25 | 1
2023/24 | 148.25 | 31.25 | 1
2023/24 | 149.75 | 31.25 | 1
2023/24 | 152.75 | 31.25 | 1
2023/24 | 153.25 | 31.25 | 2
2023/24 | 154.25 | 31.25 | 1
2023/24 | 155.25 | 31.25 | 1
2023/24 | 156.25 | 31.25 | 1
2023/24 | 156.75 | 31.25 | 1
2023/24 | 158.75 | 31.25 | 1
2023/24 | 159.25 | 31.25 | 1
2023/24 | 169.75 | 31.25 | 1
2023/24 | 181.25 | 31.25 | 1
2023/24 | 63.25 | 31.75 | 1
2023/24 | 67.75 | 31.75 | 1
2023/24 | 69.25 | 31.75 | 1
2023/24 | 69.75 | 31.75 | 1
2023/24 | 70.75 | 31.75 | 2
2023/24 | 71.75 | 31.75 | 1
2023/24 | 72.25 | 31.75 | 1
2023/24 | 74.25 | 31.75 | 1
2023/24 | 75.75 | 31.75 | 1
2023/24 | 76.75 | 31.75 | 1
2023/24 | 77.75 | 31.75 | 2
2023/24 | 78.25 | 31.75 | 1
2023/24 | 78.75 | 31.75 | 1
2023/24 | 79.25 | 31.75 | 4
2023/24 | 79.75 | 31.75 | 1
2023/24 | 80.25 | 31.75 | 1
2023/24 | 80.75 | 31.75 | 1
2023/24 | 81.25 | 31.75 | 1
2023/24 | 82.75 | 31.75 | 1
2023/24 | 84.25 | 31.75 | 1
2023/24 | 84.75 | 31.75 | 1
2023/24 | 85.25 | 31.75 | 2
2023/24 | 86.25 | 31.75 | 1
2023/24 | 86.75 | 31.75 | 1
2023/24 | 87.25 | 31.75 | 1
2023/24 | 88.25 | 31.75 | 4
2023/24 | 88.75 | 31.75 | 4
2023/24 | 89.25 | 31.75 | 3
2023/24 | 89.75 | 31.75 | 4
2023/24 | 90.25 | 31.75 | 1
2023/24 | 91.25 | 31.75 | 2
2023/24 | 91.75 | 31.75 | 4
2023/24 | 92.25 | 31.75 | 2
2023/24 | 92.75 | 31.75 | 2
2023/24 | 93.25 | 31.75 | 3
2023/24 | 94.25 | 31.75 | 2
2023/24 | 94.75 | 31.75 | 4
2023/24 | 95.25 | 31.75 | 8
2023/24 | 95.75 | 31.75 | 3
2023/24 | 96.25 | 31.75 | 1
2023/24 | 97.25 | 31.75 | 5
2023/24 | 97.75 | 31.75 | 2
2023/24 | 98.25 | 31.75 | 3
2023/24 | 98.75 | 31.75 | 3
2023/24 | 99.25 | 31.75 | 5
2023/24 | 99.75 | 31.75 | 2
2023/24 | 100.25 | 31.75 | 4
2023/24 | 100.75 | 31.75 | 4
2023/24 | 101.25 | 31.75 | 3
2023/24 | 101.75 | 31.75 | 5
2023/24 | 102.25 | 31.75 | 4
2023/24 | 102.75 | 31.75 | 3
2023/24 | 103.25 | 31.75 | 1
2023/24 | 103.75 | 31.75 | 3
2023/24 | 104.25 | 31.75 | 2
2023/24 | 104.75 | 31.75 | 2
2023/24 | 105.25 | 31.75 | 3
2023/24 | 105.75 | 31.75 | 6
2023/24 | 106.25 | 31.75 | 2
2023/24 | 106.75 | 31.75 | 5
2023/24 | 107.25 | 31.75 | 3
2023/24 | 107.75 | 31.75 | 2
2023/24 | 108.25 | 31.75 | 4
2023/24 | 108.75 | 31.75 | 7
2023/24 | 109.25 | 31.75 | 3
2023/24 | 109.75 | 31.75 | 3
2023/24 | 110.25 | 31.75 | 8
2023/24 | 110.75 | 31.75 | 5
2023/24 | 111.25 | 31.75 | 4
2023/24 | 111.75 | 31.75 | 3
2023/24 | 112.25 | 31.75 | 4
2023/24 | 112.75 | 31.75 | 3
2023/24 | 113.25 | 31.75 | 6
2023/24 | 113.75 | 31.75 | 4
2023/24 | 114.25 | 31.75 | 6
2023/24 | 114.75 | 31.75 | 3
2023/24 | 115.25 | 31.75 | 5
2023/24 | 115.75 | 31.75 | 5
2023/24 | 116.25 | 31.75 | 10
2023/24 | 116.75 | 31.75 | 4
2023/24 | 117.25 | 31.75 | 2
2023/24 | 117.75 | 31.75 | 4
2023/24 | 118.25 | 31.75 | 6
2023/24 | 118.75 | 31.75 | 1
2023/24 | 119.25 | 31.75 | 6
2023/24 | 119.75 | 31.75 | 5
2023/24 | 120.25 | 31.75 | 3
2023/24 | 121.25 | 31.75 | 4
2023/24 | 121.75 | 31.75 | 3
2023/24 | 122.25 | 31.75 | 6
2023/24 | 122.75 | 31.75 | 2
2023/24 | 123.25 | 31.75 | 1
2023/24 | 123.75 | 31.75 | 6
2023/24 | 124.25 | 31.75 | 3
2023/24 | 124.75 | 31.75 | 2
2023/24 | 125.25 | 31.75 | 2
2023/24 | 125.75 | 31.75 | 3
2023/24 | 126.25 | 31.75 | 1
2023/24 | 126.75 | 31.75 | 3
2023/24 | 127.25 | 31.75 | 4
2023/24 | 127.75 | 31.75 | 1
2023/24 | 128.25 | 31.75 | 2
2023/24 | 128.75 | 31.75 | 1
2023/24 | 129.25 | 31.75 | 3
2023/24 | 129.75 | 31.75 | 2
2023/24 | 130.25 | 31.75 | 2
2023/24 | 130.75 | 31.75 | 3
2023/24 | 131.25 | 31.75 | 2
2023/24 | 131.75 | 31.75 | 1
2023/24 | 132.25 | 31.75 | 2
2023/24 | 132.75 | 31.75 | 3
2023/24 | 133.25 | 31.75 | 3
2023/24 | 133.75 | 31.75 | 1
2023/24 | 134.25 | 31.75 | 3
2023/24 | 134.75 | 31.75 | 2
2023/24 | 135.25 | 31.75 | 2
2023/24 | 136.25 | 31.75 | 2
2023/24 | 136.75 | 31.75 | 4
2023/24 | 137.25 | 31.75 | 2
2023/24 | 137.75 | 31.75 | 2
2023/24 | 138.25 | 31.75 | 2
2023/24 | 138.75 | 31.75 | 2
2023/24 | 139.25 | 31.75 | 1
2023/24 | 139.75 | 31.75 | 2
2023/24 | 140.75 | 31.75 | 1
2023/24 | 142.75 | 31.75 | 1
2023/24 | 143.25 | 31.75 | 2
2023/24 | 143.75 | 31.75 | 2
2023/24 | 144.25 | 31.75 | 2
2023/24 | 145.75 | 31.75 | 1
2023/24 | 146.75 | 31.75 | 2
2023/24 | 147.75 | 31.75 | 2
2023/24 | 150.25 | 31.75 | 1
2023/24 | 150.75 | 31.75 | 2
2023/24 | 151.25 | 31.75 | 1
2023/24 | 152.25 | 31.75 | 1
2023/24 | 153.75 | 31.75 | 1
2023/24 | 154.75 | 31.75 | 1
2023/24 | 157.25 | 31.75 | 1
2023/24 | 159.75 | 31.75 | 1
2023/24 | 160.75 | 31.75 | 1
2023/24 | 161.75 | 31.75 | 1
2023/24 | 163.75 | 31.75 | 1
2023/24 | 165.75 | 31.75 | 1
2023/24 | 174.25 | 31.75 | 1
2023/24 | 178.25 | 31.75 | 1
2023/24 | 62.25 | 32.25 | 1
2023/24 | 64.75 | 32.25 | 1
2023/24 | 67.75 | 32.25 | 2
2023/24 | 69.75 | 32.25 | 1
2023/24 | 71.25 | 32.25 | 1
2023/24 | 74.75 | 32.25 | 1
2023/24 | 75.75 | 32.25 | 1
2023/24 | 76.25 | 32.25 | 1
2023/24 | 77.25 | 32.25 | 2
2023/24 | 77.75 | 32.25 | 1
2023/24 | 78.75 | 32.25 | 1
2023/24 | 79.25 | 32.25 | 2
2023/24 | 80.25 | 32.25 | 1
2023/24 | 80.75 | 32.25 | 1
2023/24 | 81.25 | 32.25 | 1
2023/24 | 81.75 | 32.25 | 1
2023/24 | 82.25 | 32.25 | 4
2023/24 | 82.75 | 32.25 | 3
2023/24 | 84.25 | 32.25 | 3
2023/24 | 84.75 | 32.25 | 4
2023/24 | 85.25 | 32.25 | 2
2023/24 | 85.75 | 32.25 | 1
2023/24 | 86.25 | 32.25 | 1
2023/24 | 87.25 | 32.25 | 1
2023/24 | 87.75 | 32.25 | 2
2023/24 | 88.25 | 32.25 | 2
2023/24 | 88.75 | 32.25 | 7
2023/24 | 89.25 | 32.25 | 2
2023/24 | 89.75 | 32.25 | 4
2023/24 | 90.25 | 32.25 | 4
2023/24 | 90.75 | 32.25 | 2
2023/24 | 91.25 | 32.25 | 3
2023/24 | 91.75 | 32.25 | 3
2023/24 | 92.25 | 32.25 | 5
2023/24 | 92.75 | 32.25 | 5
2023/24 | 93.25 | 32.25 | 3
2023/24 | 93.75 | 32.25 | 4
2023/24 | 94.25 | 32.25 | 2
2023/24 | 94.75 | 32.25 | 1
2023/24 | 95.25 | 32.25 | 1
2023/24 | 96.25 | 32.25 | 2
2023/24 | 96.75 | 32.25 | 5
2023/24 | 97.25 | 32.25 | 2
2023/24 | 97.75 | 32.25 | 8
2023/24 | 98.25 | 32.25 | 6
2023/24 | 98.75 | 32.25 | 5
2023/24 | 99.25 | 32.25 | 2
2023/24 | 99.75 | 32.25 | 2
2023/24 | 100.25 | 32.25 | 5
2023/24 | 100.75 | 32.25 | 3
2023/24 | 101.25 | 32.25 | 3
2023/24 | 101.75 | 32.25 | 2
2023/24 | 102.25 | 32.25 | 6
2023/24 | 102.75 | 32.25 | 1
2023/24 | 103.25 | 32.25 | 4
2023/24 | 103.75 | 32.25 | 5
2023/24 | 104.25 | 32.25 | 5
2023/24 | 104.75 | 32.25 | 2
2023/24 | 105.25 | 32.25 | 3
2023/24 | 105.75 | 32.25 | 3
2023/24 | 106.25 | 32.25 | 3
2023/24 | 106.75 | 32.25 | 2
2023/24 | 107.25 | 32.25 | 3
2023/24 | 107.75 | 32.25 | 6
2023/24 | 108.25 | 32.25 | 2
2023/24 | 108.75 | 32.25 | 3
2023/24 | 109.25 | 32.25 | 3
2023/24 | 109.75 | 32.25 | 8
2023/24 | 110.25 | 32.25 | 5
2023/24 | 110.75 | 32.25 | 6
2023/24 | 111.25 | 32.25 | 1
2023/24 | 111.75 | 32.25 | 2
2023/24 | 112.25 | 32.25 | 2
2023/24 | 112.75 | 32.25 | 3
2023/24 | 113.25 | 32.25 | 3
2023/24 | 113.75 | 32.25 | 2
2023/24 | 114.25 | 32.25 | 1
2023/24 | 115.25 | 32.25 | 4
2023/24 | 115.75 | 32.25 | 3
2023/24 | 116.25 | 32.25 | 2
2023/24 | 116.75 | 32.25 | 4
2023/24 | 117.25 | 32.25 | 4
2023/24 | 117.75 | 32.25 | 6
2023/24 | 118.25 | 32.25 | 2
2023/24 | 118.75 | 32.25 | 2
2023/24 | 119.25 | 32.25 | 4
2023/24 | 119.75 | 32.25 | 1
2023/24 | 120.25 | 32.25 | 2
2023/24 | 120.75 | 32.25 | 3
2023/24 | 121.25 | 32.25 | 6
2023/24 | 121.75 | 32.25 | 1
2023/24 | 122.25 | 32.25 | 2
2023/24 | 122.75 | 32.25 | 1
2023/24 | 123.25 | 32.25 | 2
2023/24 | 123.75 | 32.25 | 2
2023/24 | 124.25 | 32.25 | 4
2023/24 | 124.75 | 32.25 | 4
2023/24 | 125.25 | 32.25 | 3
2023/24 | 125.75 | 32.25 | 4
2023/24 | 126.25 | 32.25 | 7
2023/24 | 126.75 | 32.25 | 5
2023/24 | 127.25 | 32.25 | 5
2023/24 | 127.75 | 32.25 | 3
2023/24 | 128.25 | 32.25 | 5
2023/24 | 128.75 | 32.25 | 3
2023/24 | 129.25 | 32.25 | 6
2023/24 | 129.75 | 32.25 | 3
2023/24 | 130.25 | 32.25 | 5
2023/24 | 130.75 | 32.25 | 1
2023/24 | 131.25 | 32.25 | 1
2023/24 | 132.25 | 32.25 | 3
2023/24 | 132.75 | 32.25 | 4
2023/24 | 133.25 | 32.25 | 2
2023/24 | 133.75 | 32.25 | 1
2023/24 | 134.25 | 32.25 | 5
2023/24 | 134.75 | 32.25 | 2
2023/24 | 135.25 | 32.25 | 2
2023/24 | 135.75 | 32.25 | 3
2023/24 | 136.25 | 32.25 | 2
2023/24 | 136.75 | 32.25 | 3
2023/24 | 137.25 | 32.25 | 4
2023/24 | 137.75 | 32.25 | 2
2023/24 | 138.25 | 32.25 | 2
2023/24 | 138.75 | 32.25 | 3
2023/24 | 139.25 | 32.25 | 1
2023/24 | 139.75 | 32.25 | 3
2023/24 | 140.75 | 32.25 | 3
2023/24 | 141.25 | 32.25 | 1
2023/24 | 141.75 | 32.25 | 1
2023/24 | 142.25 | 32.25 | 2
2023/24 | 142.75 | 32.25 | 1
2023/24 | 144.25 | 32.25 | 2
2023/24 | 145.25 | 32.25 | 2
2023/24 | 146.25 | 32.25 | 1
2023/24 | 146.75 | 32.25 | 1
2023/24 | 148.25 | 32.25 | 1
2023/24 | 149.25 | 32.25 | 2
2023/24 | 149.75 | 32.25 | 1
2023/24 | 151.25 | 32.25 | 1
2023/24 | 151.75 | 32.25 | 1
2023/24 | 152.25 | 32.25 | 2
2023/24 | 152.75 | 32.25 | 2
2023/24 | 153.25 | 32.25 | 1
2023/24 | 154.25 | 32.25 | 1
2023/24 | 154.75 | 32.25 | 2
2023/24 | 155.75 | 32.25 | 1
2023/24 | 156.25 | 32.25 | 1
2023/24 | 156.75 | 32.25 | 1
2023/24 | 160.25 | 32.25 | 2
2023/24 | 169.25 | 32.25 | 1
2023/24 | 174.75 | 32.25 | 1
2023/24 | 176.75 | 32.25 | 1
2023/24 | 186.75 | 32.25 | 1
2023/24 | 237.25 | 32.25 | 1
2023/24 | 57.75 | 32.75 | 1
2023/24 | 64.75 | 32.75 | 1
2023/24 | 69.75 | 32.75 | 1
2023/24 | 71.25 | 32.75 | 1
2023/24 | 71.75 | 32.75 | 1
2023/24 | 72.25 | 32.75 | 1
2023/24 | 74.75 | 32.75 | 1
2023/24 | 75.25 | 32.75 | 2
2023/24 | 75.75 | 32.75 | 1
2023/24 | 77.75 | 32.75 | 1
2023/24 | 78.75 | 32.75 | 2
2023/24 | 80.25 | 32.75 | 2
2023/24 | 80.75 | 32.75 | 1
2023/24 | 81.25 | 32.75 | 1
2023/24 | 83.25 | 32.75 | 2
2023/24 | 83.75 | 32.75 | 4
2023/24 | 84.25 | 32.75 | 1
2023/24 | 84.75 | 32.75 | 1
2023/24 | 85.25 | 32.75 | 2
2023/24 | 85.75 | 32.75 | 2
2023/24 | 86.25 | 32.75 | 3
2023/24 | 87.25 | 32.75 | 1
2023/24 | 87.75 | 32.75 | 1
2023/24 | 88.75 | 32.75 | 1
2023/24 | 89.25 | 32.75 | 1
2023/24 | 89.75 | 32.75 | 8
2023/24 | 90.25 | 32.75 | 5
2023/24 | 90.75 | 32.75 | 3
2023/24 | 91.25 | 32.75 | 2
2023/24 | 91.75 | 32.75 | 3
2023/24 | 92.25 | 32.75 | 4
2023/24 | 92.75 | 32.75 | 2
2023/24 | 93.25 | 32.75 | 2
2023/24 | 93.75 | 32.75 | 2
2023/24 | 94.25 | 32.75 | 5
2023/24 | 94.75 | 32.75 | 4
2023/24 | 95.25 | 32.75 | 4
2023/24 | 95.75 | 32.75 | 4
2023/24 | 96.25 | 32.75 | 6
2023/24 | 96.75 | 32.75 | 1
2023/24 | 97.25 | 32.75 | 5
2023/24 | 97.75 | 32.75 | 4
2023/24 | 98.25 | 32.75 | 2
2023/24 | 98.75 | 32.75 | 1
2023/24 | 99.25 | 32.75 | 3
2023/24 | 99.75 | 32.75 | 4
2023/24 | 100.25 | 32.75 | 4
2023/24 | 100.75 | 32.75 | 8
2023/24 | 101.25 | 32.75 | 6
2023/24 | 101.75 | 32.75 | 5
2023/24 | 102.25 | 32.75 | 12
2023/24 | 102.75 | 32.75 | 2
2023/24 | 103.25 | 32.75 | 4
2023/24 | 103.75 | 32.75 | 4
2023/24 | 104.25 | 32.75 | 4
2023/24 | 104.75 | 32.75 | 9
2023/24 | 105.25 | 32.75 | 6
2023/24 | 105.75 | 32.75 | 2
2023/24 | 106.25 | 32.75 | 1
2023/24 | 106.75 | 32.75 | 5
2023/24 | 107.25 | 32.75 | 5
2023/24 | 107.75 | 32.75 | 2
2023/24 | 108.25 | 32.75 | 3
2023/24 | 108.75 | 32.75 | 7
2023/24 | 109.25 | 32.75 | 5
2023/24 | 109.75 | 32.75 | 3
2023/24 | 110.25 | 32.75 | 3
2023/24 | 110.75 | 32.75 | 3
2023/24 | 111.25 | 32.75 | 6
2023/24 | 111.75 | 32.75 | 4
2023/24 | 112.25 | 32.75 | 3
2023/24 | 112.75 | 32.75 | 4
2023/24 | 113.25 | 32.75 | 3
2023/24 | 113.75 | 32.75 | 7
2023/24 | 114.25 | 32.75 | 2
2023/24 | 114.75 | 32.75 | 5
2023/24 | 115.25 | 32.75 | 6
2023/24 | 115.75 | 32.75 | 6
2023/24 | 116.25 | 32.75 | 1
2023/24 | 116.75 | 32.75 | 7
2023/24 | 117.25 | 32.75 | 3
2023/24 | 117.75 | 32.75 | 3
2023/24 | 118.25 | 32.75 | 4
2023/24 | 118.75 | 32.75 | 4
2023/24 | 119.25 | 32.75 | 4
2023/24 | 119.75 | 32.75 | 7
2023/24 | 120.25 | 32.75 | 3
2023/24 | 120.75 | 32.75 | 2
2023/24 | 121.25 | 32.75 | 4
2023/24 | 121.75 | 32.75 | 9
2023/24 | 122.75 | 32.75 | 3
2023/24 | 123.25 | 32.75 | 5
2023/24 | 123.75 | 32.75 | 5
2023/24 | 124.25 | 32.75 | 8
2023/24 | 124.75 | 32.75 | 1
2023/24 | 125.25 | 32.75 | 7
2023/24 | 125.75 | 32.75 | 3
2023/24 | 126.25 | 32.75 | 5
2023/24 | 126.75 | 32.75 | 4
2023/24 | 127.25 | 32.75 | 8
2023/24 | 127.75 | 32.75 | 3
2023/24 | 128.25 | 32.75 | 2
2023/24 | 128.75 | 32.75 | 6
2023/24 | 129.25 | 32.75 | 2
2023/24 | 129.75 | 32.75 | 7
2023/24 | 130.25 | 32.75 | 2
2023/24 | 130.75 | 32.75 | 3
2023/24 | 131.25 | 32.75 | 2
2023/24 | 131.75 | 32.75 | 4
2023/24 | 132.25 | 32.75 | 4
2023/24 | 132.75 | 32.75 | 1
2023/24 | 133.25 | 32.75 | 2
2023/24 | 133.75 | 32.75 | 2
2023/24 | 134.25 | 32.75 | 5
2023/24 | 134.75 | 32.75 | 1
2023/24 | 135.25 | 32.75 | 2
2023/24 | 135.75 | 32.75 | 3
2023/24 | 136.25 | 32.75 | 5
2023/24 | 136.75 | 32.75 | 9
2023/24 | 137.75 | 32.75 | 2
2023/24 | 138.25 | 32.75 | 1
2023/24 | 138.75 | 32.75 | 2
2023/24 | 139.25 | 32.75 | 2
2023/24 | 139.75 | 32.75 | 5
2023/24 | 140.25 | 32.75 | 3
2023/24 | 140.75 | 32.75 | 2
2023/24 | 141.75 | 32.75 | 1
2023/24 | 142.25 | 32.75 | 3
2023/24 | 142.75 | 32.75 | 2
2023/24 | 143.25 | 32.75 | 1
2023/24 | 144.25 | 32.75 | 4
2023/24 | 145.25 | 32.75 | 1
2023/24 | 146.25 | 32.75 | 1
2023/24 | 146.75 | 32.75 | 3
2023/24 | 147.25 | 32.75 | 4
2023/24 | 148.25 | 32.75 | 3
2023/24 | 148.75 | 32.75 | 1
2023/24 | 149.25 | 32.75 | 1
2023/24 | 149.75 | 32.75 | 4
2023/24 | 150.25 | 32.75 | 1
2023/24 | 150.75 | 32.75 | 2
2023/24 | 152.25 | 32.75 | 1
2023/24 | 153.75 | 32.75 | 1
2023/24 | 156.75 | 32.75 | 1
2023/24 | 157.25 | 32.75 | 1
2023/24 | 161.75 | 32.75 | 1
2023/24 | 162.25 | 32.75 | 1
2023/24 | 163.25 | 32.75 | 1
2023/24 | 163.75 | 32.75 | 2
2023/24 | 164.25 | 32.75 | 1
2023/24 | 164.75 | 32.75 | 1
2023/24 | 168.25 | 32.75 | 2
2023/24 | 175.25 | 32.75 | 1
2023/24 | 175.75 | 32.75 | 1
2023/24 | 195.75 | 32.75 | 1
2023/24 | 64.75 | 33.25 | 1
2023/24 | 71.25 | 33.25 | 2
2023/24 | 71.75 | 33.25 | 1
2023/24 | 73.25 | 33.25 | 1
2023/24 | 74.25 | 33.25 | 1
2023/24 | 74.75 | 33.25 | 3
2023/24 | 75.75 | 33.25 | 1
2023/24 | 76.25 | 33.25 | 1
2023/24 | 76.75 | 33.25 | 1
2023/24 | 77.25 | 33.25 | 2
2023/24 | 77.75 | 33.25 | 1
2023/24 | 78.25 | 33.25 | 2
2023/24 | 78.75 | 33.25 | 1
2023/24 | 80.25 | 33.25 | 4
2023/24 | 81.25 | 33.25 | 1
2023/24 | 81.75 | 33.25 | 1
2023/24 | 82.25 | 33.25 | 1
2023/24 | 82.75 | 33.25 | 1
2023/24 | 83.25 | 33.25 | 1
2023/24 | 84.25 | 33.25 | 1
2023/24 | 84.75 | 33.25 | 1
2023/24 | 85.75 | 33.25 | 2
2023/24 | 86.25 | 33.25 | 1
2023/24 | 86.75 | 33.25 | 4
2023/24 | 87.25 | 33.25 | 2
2023/24 | 87.75 | 33.25 | 3
2023/24 | 88.25 | 33.25 | 3
2023/24 | 88.75 | 33.25 | 2
2023/24 | 89.25 | 33.25 | 5
2023/24 | 89.75 | 33.25 | 3
2023/24 | 90.25 | 33.25 | 1
2023/24 | 90.75 | 33.25 | 3
2023/24 | 91.25 | 33.25 | 5
2023/24 | 91.75 | 33.25 | 3
2023/24 | 92.25 | 33.25 | 4
2023/24 | 92.75 | 33.25 | 3
2023/24 | 93.25 | 33.25 | 2
2023/24 | 93.75 | 33.25 | 2
2023/24 | 94.25 | 33.25 | 7
2023/24 | 94.75 | 33.25 | 6
2023/24 | 95.25 | 33.25 | 3
2023/24 | 95.75 | 33.25 | 1
2023/24 | 96.25 | 33.25 | 1
2023/24 | 96.75 | 33.25 | 9
2023/24 | 97.25 | 33.25 | 2
2023/24 | 97.75 | 33.25 | 3
2023/24 | 98.25 | 33.25 | 8
2023/24 | 98.75 | 33.25 | 5
2023/24 | 99.25 | 33.25 | 3
2023/24 | 99.75 | 33.25 | 3
2023/24 | 100.25 | 33.25 | 2
2023/24 | 100.75 | 33.25 | 7
2023/24 | 101.25 | 33.25 | 3
2023/24 | 101.75 | 33.25 | 4
2023/24 | 102.25 | 33.25 | 3
2023/24 | 102.75 | 33.25 | 1
2023/24 | 103.25 | 33.25 | 2
2023/24 | 103.75 | 33.25 | 7
2023/24 | 104.25 | 33.25 | 7
2023/24 | 104.75 | 33.25 | 4
2023/24 | 105.25 | 33.25 | 5
2023/24 | 105.75 | 33.25 | 4
2023/24 | 106.25 | 33.25 | 5
2023/24 | 106.75 | 33.25 | 8
2023/24 | 107.25 | 33.25 | 7
2023/24 | 107.75 | 33.25 | 5
2023/24 | 108.25 | 33.25 | 2
2023/24 | 108.75 | 33.25 | 3
2023/24 | 109.25 | 33.25 | 7
2023/24 | 109.75 | 33.25 | 4
2023/24 | 110.25 | 33.25 | 11
2023/24 | 110.75 | 33.25 | 5
2023/24 | 111.25 | 33.25 | 3
2023/24 | 111.75 | 33.25 | 3
2023/24 | 112.25 | 33.25 | 2
2023/24 | 112.75 | 33.25 | 2
2023/24 | 113.25 | 33.25 | 7
2023/24 | 113.75 | 33.25 | 3
2023/24 | 114.25 | 33.25 | 10
2023/24 | 114.75 | 33.25 | 4
2023/24 | 115.25 | 33.25 | 5
2023/24 | 115.75 | 33.25 | 7
2023/24 | 116.25 | 33.25 | 4
2023/24 | 116.75 | 33.25 | 7
2023/24 | 117.25 | 33.25 | 4
2023/24 | 117.75 | 33.25 | 5
2023/24 | 118.25 | 33.25 | 10
2023/24 | 118.75 | 33.25 | 8
2023/24 | 119.25 | 33.25 | 3
2023/24 | 119.75 | 33.25 | 3
2023/24 | 120.25 | 33.25 | 1
2023/24 | 120.75 | 33.25 | 3
2023/24 | 121.25 | 33.25 | 3
2023/24 | 121.75 | 33.25 | 1
2023/24 | 122.25 | 33.25 | 9
2023/24 | 122.75 | 33.25 | 4
2023/24 | 123.25 | 33.25 | 5
2023/24 | 123.75 | 33.25 | 1
2023/24 | 124.25 | 33.25 | 1
2023/24 | 124.75 | 33.25 | 9
2023/24 | 125.25 | 33.25 | 7
2023/24 | 125.75 | 33.25 | 5
2023/24 | 126.25 | 33.25 | 4
2023/24 | 126.75 | 33.25 | 5
2023/24 | 127.25 | 33.25 | 10
2023/24 | 127.75 | 33.25 | 6
2023/24 | 128.25 | 33.25 | 2
2023/24 | 128.75 | 33.25 | 2
2023/24 | 129.25 | 33.25 | 4
2023/24 | 129.75 | 33.25 | 2
2023/24 | 130.25 | 33.25 | 5
2023/24 | 130.75 | 33.25 | 2
2023/24 | 131.25 | 33.25 | 2
2023/24 | 132.25 | 33.25 | 4
2023/24 | 133.25 | 33.25 | 3
2023/24 | 133.75 | 33.25 | 7
2023/24 | 134.25 | 33.25 | 3
2023/24 | 134.75 | 33.25 | 1
2023/24 | 135.25 | 33.25 | 1
2023/24 | 135.75 | 33.25 | 1
2023/24 | 136.25 | 33.25 | 3
2023/24 | 136.75 | 33.25 | 2
2023/24 | 137.25 | 33.25 | 5
2023/24 | 137.75 | 33.25 | 2
2023/24 | 138.75 | 33.25 | 3
2023/24 | 139.25 | 33.25 | 1
2023/24 | 139.75 | 33.25 | 1
2023/24 | 140.25 | 33.25 | 2
2023/24 | 141.25 | 33.25 | 4
2023/24 | 141.75 | 33.25 | 5
2023/24 | 142.25 | 33.25 | 1
2023/24 | 142.75 | 33.25 | 2
2023/24 | 144.75 | 33.25 | 2
2023/24 | 145.25 | 33.25 | 1
2023/24 | 145.75 | 33.25 | 1
2023/24 | 146.25 | 33.25 | 3
2023/24 | 146.75 | 33.25 | 1
2023/24 | 147.25 | 33.25 | 2
2023/24 | 148.25 | 33.25 | 2
2023/24 | 148.75 | 33.25 | 3
2023/24 | 149.25 | 33.25 | 1
2023/24 | 150.25 | 33.25 | 1
2023/24 | 151.75 | 33.25 | 1
2023/24 | 153.25 | 33.25 | 1
2023/24 | 153.75 | 33.25 | 1
2023/24 | 154.25 | 33.25 | 2
2023/24 | 156.75 | 33.25 | 1
2023/24 | 159.75 | 33.25 | 1
2023/24 | 161.25 | 33.25 | 1
2023/24 | 161.75 | 33.25 | 1
2023/24 | 162.25 | 33.25 | 1
2023/24 | 169.75 | 33.25 | 1
2023/24 | 173.25 | 33.25 | 1
2023/24 | 175.25 | 33.25 | 1
2023/24 | 183.25 | 33.25 | 1
2023/24 | 59.75 | 33.75 | 1
2023/24 | 66.75 | 33.75 | 1
2023/24 | 68.25 | 33.75 | 1
2023/24 | 70.75 | 33.75 | 2
2023/24 | 72.75 | 33.75 | 1
2023/24 | 73.75 | 33.75 | 2
2023/24 | 74.25 | 33.75 | 2
2023/24 | 75.25 | 33.75 | 1
2023/24 | 76.25 | 33.75 | 1
2023/24 | 76.75 | 33.75 | 1
2023/24 | 77.25 | 33.75 | 1
2023/24 | 77.75 | 33.75 | 1
2023/24 | 78.25 | 33.75 | 1
2023/24 | 78.75 | 33.75 | 2
2023/24 | 80.25 | 33.75 | 3
2023/24 | 80.75 | 33.75 | 1
2023/24 | 81.25 | 33.75 | 1
2023/24 | 81.75 | 33.75 | 1
2023/24 | 83.75 | 33.75 | 1
2023/24 | 84.25 | 33.75 | 2
2023/24 | 84.75 | 33.75 | 3
2023/24 | 85.25 | 33.75 | 1
2023/24 | 85.75 | 33.75 | 2
2023/24 | 86.25 | 33.75 | 1
2023/24 | 86.75 | 33.75 | 2
2023/24 | 87.25 | 33.75 | 2
2023/24 | 87.75 | 33.75 | 5
2023/24 | 88.25 | 33.75 | 2
2023/24 | 88.75 | 33.75 | 4
2023/24 | 89.25 | 33.75 | 1
2023/24 | 90.25 | 33.75 | 4
2023/24 | 91.25 | 33.75 | 3
2023/24 | 91.75 | 33.75 | 4
2023/24 | 92.25 | 33.75 | 1
2023/24 | 92.75 | 33.75 | 5
2023/24 | 93.25 | 33.75 | 7
2023/24 | 93.75 | 33.75 | 5
2023/24 | 94.25 | 33.75 | 3
2023/24 | 94.75 | 33.75 | 7
2023/24 | 95.25 | 33.75 | 4
2023/24 | 95.75 | 33.75 | 5
2023/24 | 96.75 | 33.75 | 6
2023/24 | 97.25 | 33.75 | 5
2023/24 | 97.75 | 33.75 | 4
2023/24 | 98.25 | 33.75 | 6
2023/24 | 98.75 | 33.75 | 4
2023/24 | 99.25 | 33.75 | 4
2023/24 | 99.75 | 33.75 | 6
2023/24 | 100.25 | 33.75 | 10
2023/24 | 100.75 | 33.75 | 8
2023/24 | 101.25 | 33.75 | 3
2023/24 | 101.75 | 33.75 | 4
2023/24 | 102.25 | 33.75 | 4
2023/24 | 102.75 | 33.75 | 5
2023/24 | 103.25 | 33.75 | 3
2023/24 | 103.75 | 33.75 | 5
2023/24 | 104.25 | 33.75 | 8
2023/24 | 104.75 | 33.75 | 4
2023/24 | 105.25 | 33.75 | 7
2023/24 | 105.75 | 33.75 | 4
2023/24 | 106.25 | 33.75 | 5
2023/24 | 106.75 | 33.75 | 5
2023/24 | 107.25 | 33.75 | 4
2023/24 | 107.75 | 33.75 | 4
2023/24 | 108.25 | 33.75 | 3
2023/24 | 108.75 | 33.75 | 6
2023/24 | 109.25 | 33.75 | 5
2023/24 | 109.75 | 33.75 | 4
2023/24 | 110.25 | 33.75 | 4
2023/24 | 110.75 | 33.75 | 6
2023/24 | 111.25 | 33.75 | 7
2023/24 | 111.75 | 33.75 | 7
2023/24 | 112.25 | 33.75 | 4
2023/24 | 112.75 | 33.75 | 6
2023/24 | 113.25 | 33.75 | 10
2023/24 | 113.75 | 33.75 | 10
2023/24 | 114.75 | 33.75 | 6
2023/24 | 115.25 | 33.75 | 4
2023/24 | 115.75 | 33.75 | 7
2023/24 | 116.25 | 33.75 | 3
2023/24 | 116.75 | 33.75 | 4
2023/24 | 117.25 | 33.75 | 4
2023/24 | 117.75 | 33.75 | 5
2023/24 | 118.25 | 33.75 | 5
2023/24 | 118.75 | 33.75 | 10
2023/24 | 119.25 | 33.75 | 8
2023/24 | 119.75 | 33.75 | 6
2023/24 | 120.25 | 33.75 | 6
2023/24 | 120.75 | 33.75 | 4
2023/24 | 121.25 | 33.75 | 7
2023/24 | 121.75 | 33.75 | 1
2023/24 | 122.75 | 33.75 | 9
2023/24 | 123.25 | 33.75 | 6
2023/24 | 123.75 | 33.75 | 6
2023/24 | 124.25 | 33.75 | 4
2023/24 | 124.75 | 33.75 | 6
2023/24 | 125.25 | 33.75 | 5
2023/24 | 125.75 | 33.75 | 3
2023/24 | 126.25 | 33.75 | 7
2023/24 | 126.75 | 33.75 | 4
2023/24 | 127.25 | 33.75 | 3
2023/24 | 127.75 | 33.75 | 4
2023/24 | 128.25 | 33.75 | 9
2023/24 | 128.75 | 33.75 | 6
2023/24 | 129.25 | 33.75 | 4
2023/24 | 129.75 | 33.75 | 3
2023/24 | 130.25 | 33.75 | 5
2023/24 | 130.75 | 33.75 | 3
2023/24 | 131.75 | 33.75 | 3
2023/24 | 132.25 | 33.75 | 2
2023/24 | 132.75 | 33.75 | 5
2023/24 | 133.25 | 33.75 | 3
2023/24 | 133.75 | 33.75 | 2
2023/24 | 134.25 | 33.75 | 2
2023/24 | 134.75 | 33.75 | 6
2023/24 | 135.25 | 33.75 | 2
2023/24 | 135.75 | 33.75 | 3
2023/24 | 136.25 | 33.75 | 2
2023/24 | 136.75 | 33.75 | 1
2023/24 | 137.25 | 33.75 | 8
2023/24 | 137.75 | 33.75 | 3
2023/24 | 138.25 | 33.75 | 2
2023/24 | 138.75 | 33.75 | 3
2023/24 | 139.25 | 33.75 | 6
2023/24 | 140.25 | 33.75 | 7
2023/24 | 141.25 | 33.75 | 3
2023/24 | 141.75 | 33.75 | 2
2023/24 | 142.25 | 33.75 | 1
2023/24 | 143.25 | 33.75 | 3
2023/24 | 143.75 | 33.75 | 2
2023/24 | 144.25 | 33.75 | 2
2023/24 | 144.75 | 33.75 | 1
2023/24 | 145.75 | 33.75 | 2
2023/24 | 146.25 | 33.75 | 2
2023/24 | 147.25 | 33.75 | 2
2023/24 | 148.75 | 33.75 | 2
2023/24 | 149.25 | 33.75 | 1
2023/24 | 149.75 | 33.75 | 1
2023/24 | 150.25 | 33.75 | 2
2023/24 | 151.25 | 33.75 | 1
2023/24 | 151.75 | 33.75 | 1
2023/24 | 152.25 | 33.75 | 1
2023/24 | 152.75 | 33.75 | 1
2023/24 | 153.25 | 33.75 | 1
2023/24 | 154.25 | 33.75 | 2
2023/24 | 154.75 | 33.75 | 1
2023/24 | 155.25 | 33.75 | 1
2023/24 | 155.75 | 33.75 | 1
2023/24 | 157.75 | 33.75 | 1
2023/24 | 158.25 | 33.75 | 2
2023/24 | 158.75 | 33.75 | 1
2023/24 | 160.25 | 33.75 | 3
2023/24 | 161.75 | 33.75 | 1
2023/24 | 162.25 | 33.75 | 1
2023/24 | 162.75 | 33.75 | 2
2023/24 | 165.75 | 33.75 | 1
2023/24 | 170.25 | 33.75 | 1
2023/24 | 170.75 | 33.75 | 2
2023/24 | 183.25 | 33.75 | 1
2023/24 | 69.25 | 34.25 | 1
2023/24 | 70.75 | 34.25 | 1
2023/24 | 73.25 | 34.25 | 1
2023/24 | 73.75 | 34.25 | 1
2023/24 | 77.25 | 34.25 | 1
2023/24 | 77.75 | 34.25 | 3
2023/24 | 78.25 | 34.25 | 1
2023/24 | 78.75 | 34.25 | 1
2023/24 | 80.25 | 34.25 | 1
2023/24 | 81.75 | 34.25 | 3
2023/24 | 82.75 | 34.25 | 1
2023/24 | 83.25 | 34.25 | 3
2023/24 | 83.75 | 34.25 | 1
2023/24 | 84.25 | 34.25 | 3
2023/24 | 84.75 | 34.25 | 4
2023/24 | 85.25 | 34.25 | 3
2023/24 | 85.75 | 34.25 | 3
2023/24 | 86.75 | 34.25 | 4
2023/24 | 87.25 | 34.25 | 2
2023/24 | 87.75 | 34.25 | 3
2023/24 | 88.25 | 34.25 | 3
2023/24 | 88.75 | 34.25 | 1
2023/24 | 89.25 | 34.25 | 1
2023/24 | 89.75 | 34.25 | 2
2023/24 | 90.25 | 34.25 | 2
2023/24 | 90.75 | 34.25 | 3
2023/24 | 91.25 | 34.25 | 3
2023/24 | 91.75 | 34.25 | 4
2023/24 | 92.25 | 34.25 | 2
2023/24 | 92.75 | 34.25 | 4
2023/24 | 93.25 | 34.25 | 2
2023/24 | 93.75 | 34.25 | 8
2023/24 | 94.25 | 34.25 | 2
2023/24 | 94.75 | 34.25 | 3
2023/24 | 95.25 | 34.25 | 2
2023/24 | 95.75 | 34.25 | 4
2023/24 | 96.25 | 34.25 | 2
2023/24 | 96.75 | 34.25 | 3
2023/24 | 97.25 | 34.25 | 4
2023/24 | 97.75 | 34.25 | 6
2023/24 | 98.25 | 34.25 | 6
2023/24 | 98.75 | 34.25 | 10
2023/24 | 99.25 | 34.25 | 6
2023/24 | 99.75 | 34.25 | 6
2023/24 | 100.25 | 34.25 | 3
2023/24 | 100.75 | 34.25 | 5
2023/24 | 101.25 | 34.25 | 8
2023/24 | 101.75 | 34.25 | 4
2023/24 | 102.25 | 34.25 | 2
2023/24 | 102.75 | 34.25 | 5
2023/24 | 103.25 | 34.25 | 4
2023/24 | 103.75 | 34.25 | 7
2023/24 | 104.25 | 34.25 | 5
2023/24 | 104.75 | 34.25 | 4
2023/24 | 105.25 | 34.25 | 9
2023/24 | 105.75 | 34.25 | 5
2023/24 | 106.25 | 34.25 | 8
2023/24 | 106.75 | 34.25 | 7
2023/24 | 107.25 | 34.25 | 2
2023/24 | 107.75 | 34.25 | 5
2023/24 | 108.25 | 34.25 | 2
2023/24 | 108.75 | 34.25 | 8
2023/24 | 109.25 | 34.25 | 7
2023/24 | 109.75 | 34.25 | 4
2023/24 | 110.25 | 34.25 | 7
2023/24 | 110.75 | 34.25 | 5
2023/24 | 111.25 | 34.25 | 1
2023/24 | 111.75 | 34.25 | 8
2023/24 | 112.25 | 34.25 | 4
2023/24 | 112.75 | 34.25 | 3
2023/24 | 113.25 | 34.25 | 12
2023/24 | 113.75 | 34.25 | 4
2023/24 | 114.25 | 34.25 | 6
2023/24 | 114.75 | 34.25 | 5
2023/24 | 115.25 | 34.25 | 3
2023/24 | 115.75 | 34.25 | 6
2023/24 | 116.25 | 34.25 | 8
2023/24 | 116.75 | 34.25 | 6
2023/24 | 117.25 | 34.25 | 6
2023/24 | 117.75 | 34.25 | 6
2023/24 | 118.25 | 34.25 | 7
2023/24 | 118.75 | 34.25 | 8
2023/24 | 119.25 | 34.25 | 4
2023/24 | 119.75 | 34.25 | 5
2023/24 | 120.25 | 34.25 | 5
2023/24 | 120.75 | 34.25 | 6
2023/24 | 121.25 | 34.25 | 6
2023/24 | 121.75 | 34.25 | 8
2023/24 | 122.25 | 34.25 | 4
2023/24 | 122.75 | 34.25 | 6
2023/24 | 123.25 | 34.25 | 5
2023/24 | 123.75 | 34.25 | 4
2023/24 | 124.25 | 34.25 | 4
2023/24 | 124.75 | 34.25 | 5
2023/24 | 125.25 | 34.25 | 9
2023/24 | 125.75 | 34.25 | 8
2023/24 | 126.25 | 34.25 | 2
2023/24 | 126.75 | 34.25 | 3
2023/24 | 127.25 | 34.25 | 6
2023/24 | 127.75 | 34.25 | 5
2023/24 | 128.25 | 34.25 | 5
2023/24 | 128.75 | 34.25 | 2
2023/24 | 129.25 | 34.25 | 3
2023/24 | 129.75 | 34.25 | 2
2023/24 | 130.25 | 34.25 | 4
2023/24 | 130.75 | 34.25 | 10
2023/24 | 131.25 | 34.25 | 4
2023/24 | 131.75 | 34.25 | 10
2023/24 | 132.25 | 34.25 | 3
2023/24 | 133.25 | 34.25 | 4
2023/24 | 133.75 | 34.25 | 6
2023/24 | 134.25 | 34.25 | 4
2023/24 | 134.75 | 34.25 | 10
2023/24 | 135.25 | 34.25 | 2
2023/24 | 135.75 | 34.25 | 2
2023/24 | 136.25 | 34.25 | 5
2023/24 | 136.75 | 34.25 | 2
2023/24 | 137.25 | 34.25 | 5
2023/24 | 137.75 | 34.25 | 1
2023/24 | 138.25 | 34.25 | 2
2023/24 | 138.75 | 34.25 | 3
2023/24 | 139.25 | 34.25 | 3
2023/24 | 139.75 | 34.25 | 3
2023/24 | 140.25 | 34.25 | 2
2023/24 | 140.75 | 34.25 | 5
2023/24 | 141.25 | 34.25 | 1
2023/24 | 141.75 | 34.25 | 3
2023/24 | 142.25 | 34.25 | 2
2023/24 | 142.75 | 34.25 | 2
2023/24 | 143.25 | 34.25 | 5
2023/24 | 143.75 | 34.25 | 2
2023/24 | 144.25 | 34.25 | 3
2023/24 | 145.25 | 34.25 | 2
2023/24 | 145.75 | 34.25 | 1
2023/24 | 146.25 | 34.25 | 2
2023/24 | 147.25 | 34.25 | 4
2023/24 | 148.25 | 34.25 | 2
2023/24 | 148.75 | 34.25 | 1
2023/24 | 149.25 | 34.25 | 1
2023/24 | 149.75 | 34.25 | 2
2023/24 | 150.25 | 34.25 | 1
2023/24 | 151.25 | 34.25 | 1
2023/24 | 152.25 | 34.25 | 1
2023/24 | 154.75 | 34.25 | 2
2023/24 | 155.25 | 34.25 | 1
2023/24 | 155.75 | 34.25 | 1
2023/24 | 156.25 | 34.25 | 2
2023/24 | 156.75 | 34.25 | 1
2023/24 | 157.75 | 34.25 | 1
2023/24 | 158.75 | 34.25 | 2
2023/24 | 159.25 | 34.25 | 1
2023/24 | 160.25 | 34.25 | 2
2023/24 | 162.75 | 34.25 | 1
2023/24 | 163.75 | 34.25 | 1
2023/24 | 164.75 | 34.25 | 1
2023/24 | 166.75 | 34.25 | 1
2023/24 | 168.75 | 34.25 | 1
2023/24 | 170.75 | 34.25 | 1
2023/24 | 171.75 | 34.25 | 2
2023/24 | 173.75 | 34.25 | 1
2023/24 | 174.75 | 34.25 | 1
2023/24 | 176.75 | 34.25 | 1
2023/24 | 179.25 | 34.25 | 1
2023/24 | 201.25 | 34.25 | 1
2023/24 | 236.75 | 34.25 | 1
2023/24 | 65.25 | 34.75 | 1
2023/24 | 71.75 | 34.75 | 1
2023/24 | 74.25 | 34.75 | 2
2023/24 | 76.25 | 34.75 | 1
2023/24 | 76.75 | 34.75 | 2
2023/24 | 77.25 | 34.75 | 1
2023/24 | 77.75 | 34.75 | 1
2023/24 | 78.25 | 34.75 | 1
2023/24 | 79.75 | 34.75 | 2
2023/24 | 80.75 | 34.75 | 2
2023/24 | 81.25 | 34.75 | 1
2023/24 | 81.75 | 34.75 | 2
2023/24 | 82.25 | 34.75 | 2
2023/24 | 82.75 | 34.75 | 2
2023/24 | 83.75 | 34.75 | 5
2023/24 | 84.25 | 34.75 | 2
2023/24 | 84.75 | 34.75 | 2
2023/24 | 85.25 | 34.75 | 2
2023/24 | 85.75 | 34.75 | 1
2023/24 | 86.25 | 34.75 | 1
2023/24 | 86.75 | 34.75 | 2
2023/24 | 87.25 | 34.75 | 4
2023/24 | 87.75 | 34.75 | 4
2023/24 | 88.25 | 34.75 | 4
2023/24 | 88.75 | 34.75 | 2
2023/24 | 89.25 | 34.75 | 1
2023/24 | 89.75 | 34.75 | 2
2023/24 | 90.25 | 34.75 | 1
2023/24 | 90.75 | 34.75 | 4
2023/24 | 91.25 | 34.75 | 6
2023/24 | 91.75 | 34.75 | 1
2023/24 | 92.25 | 34.75 | 3
2023/24 | 92.75 | 34.75 | 2
2023/24 | 93.25 | 34.75 | 4
2023/24 | 93.75 | 34.75 | 5
2023/24 | 94.25 | 34.75 | 6
2023/24 | 94.75 | 34.75 | 5
2023/24 | 95.25 | 34.75 | 3
2023/24 | 95.75 | 34.75 | 5
2023/24 | 96.25 | 34.75 | 6
2023/24 | 96.75 | 34.75 | 6
2023/24 | 97.25 | 34.75 | 5
2023/24 | 97.75 | 34.75 | 3
2023/24 | 98.25 | 34.75 | 7
2023/24 | 98.75 | 34.75 | 5
2023/24 | 99.25 | 34.75 | 6
2023/24 | 99.75 | 34.75 | 3
2023/24 | 100.25 | 34.75 | 7
2023/24 | 100.75 | 34.75 | 4
2023/24 | 101.25 | 34.75 | 3
2023/24 | 101.75 | 34.75 | 8
2023/24 | 102.25 | 34.75 | 4
2023/24 | 102.75 | 34.75 | 7
2023/24 | 103.25 | 34.75 | 6
2023/24 | 103.75 | 34.75 | 6
2023/24 | 104.25 | 34.75 | 10
2023/24 | 104.75 | 34.75 | 11
2023/24 | 105.25 | 34.75 | 11
2023/24 | 105.75 | 34.75 | 3
2023/24 | 106.25 | 34.75 | 5
2023/24 | 106.75 | 34.75 | 6
2023/24 | 107.25 | 34.75 | 3
2023/24 | 107.75 | 34.75 | 7
2023/24 | 108.25 | 34.75 | 4
2023/24 | 108.75 | 34.75 | 6
2023/24 | 109.25 | 34.75 | 6
2023/24 | 109.75 | 34.75 | 11
2023/24 | 110.25 | 34.75 | 14
2023/24 | 110.75 | 34.75 | 5
2023/24 | 111.25 | 34.75 | 6
2023/24 | 111.75 | 34.75 | 7
2023/24 | 112.25 | 34.75 | 6
2023/24 | 112.75 | 34.75 | 4
2023/24 | 113.25 | 34.75 | 8
2023/24 | 113.75 | 34.75 | 4
2023/24 | 114.25 | 34.75 | 3
2023/24 | 114.75 | 34.75 | 4
2023/24 | 115.25 | 34.75 | 3
2023/24 | 115.75 | 34.75 | 6
2023/24 | 116.25 | 34.75 | 9
2023/24 | 116.75 | 34.75 | 11
2023/24 | 117.25 | 34.75 | 9
2023/24 | 117.75 | 34.75 | 4
2023/24 | 118.25 | 34.75 | 6
2023/24 | 118.75 | 34.75 | 11
2023/24 | 119.25 | 34.75 | 4
2023/24 | 119.75 | 34.75 | 10
2023/24 | 120.25 | 34.75 | 9
2023/24 | 120.75 | 34.75 | 7
2023/24 | 121.25 | 34.75 | 4
2023/24 | 121.75 | 34.75 | 5
2023/24 | 122.25 | 34.75 | 5
2023/24 | 122.75 | 34.75 | 3
2023/24 | 123.25 | 34.75 | 13
2023/24 | 123.75 | 34.75 | 5
2023/24 | 124.25 | 34.75 | 4
2023/24 | 124.75 | 34.75 | 6
2023/24 | 125.25 | 34.75 | 6
2023/24 | 125.75 | 34.75 | 4
2023/24 | 126.25 | 34.75 | 6
2023/24 | 126.75 | 34.75 | 8
2023/24 | 127.25 | 34.75 | 6
2023/24 | 127.75 | 34.75 | 5
2023/24 | 128.25 | 34.75 | 3
2023/24 | 128.75 | 34.75 | 5
2023/24 | 129.25 | 34.75 | 2
2023/24 | 129.75 | 34.75 | 4
2023/24 | 130.25 | 34.75 | 5
2023/24 | 130.75 | 34.75 | 3
2023/24 | 131.25 | 34.75 | 4
2023/24 | 131.75 | 34.75 | 5
2023/24 | 132.25 | 34.75 | 2
2023/24 | 132.75 | 34.75 | 5
2023/24 | 133.25 | 34.75 | 3
2023/24 | 133.75 | 34.75 | 5
2023/24 | 134.25 | 34.75 | 2
2023/24 | 134.75 | 34.75 | 2
2023/24 | 135.25 | 34.75 | 5
2023/24 | 135.75 | 34.75 | 3
2023/24 | 136.25 | 34.75 | 5
2023/24 | 136.75 | 34.75 | 4
2023/24 | 137.25 | 34.75 | 7
2023/24 | 137.75 | 34.75 | 2
2023/24 | 138.25 | 34.75 | 3
2023/24 | 138.75 | 34.75 | 3
2023/24 | 139.25 | 34.75 | 2
2023/24 | 139.75 | 34.75 | 3
2023/24 | 140.25 | 34.75 | 1
2023/24 | 140.75 | 34.75 | 1
2023/24 | 141.25 | 34.75 | 1
2023/24 | 141.75 | 34.75 | 4
2023/24 | 142.25 | 34.75 | 2
2023/24 | 142.75 | 34.75 | 1
2023/24 | 143.25 | 34.75 | 4
2023/24 | 143.75 | 34.75 | 2
2023/24 | 144.25 | 34.75 | 5
2023/24 | 144.75 | 34.75 | 4
2023/24 | 145.25 | 34.75 | 2
2023/24 | 145.75 | 34.75 | 3
2023/24 | 146.75 | 34.75 | 2
2023/24 | 147.75 | 34.75 | 1
2023/24 | 148.75 | 34.75 | 2
2023/24 | 149.75 | 34.75 | 2
2023/24 | 150.25 | 34.75 | 1
2023/24 | 150.75 | 34.75 | 2
2023/24 | 151.25 | 34.75 | 1
2023/24 | 152.75 | 34.75 | 2
2023/24 | 153.25 | 34.75 | 2
2023/24 | 153.75 | 34.75 | 1
2023/24 | 154.25 | 34.75 | 2
2023/24 | 154.75 | 34.75 | 3
2023/24 | 155.25 | 34.75 | 1
2023/24 | 155.75 | 34.75 | 2
2023/24 | 156.25 | 34.75 | 1
2023/24 | 157.25 | 34.75 | 1
2023/24 | 159.75 | 34.75 | 1
2023/24 | 160.25 | 34.75 | 1
2023/24 | 161.25 | 34.75 | 2
2023/24 | 163.25 | 34.75 | 1
2023/24 | 163.75 | 34.75 | 1
2023/24 | 164.75 | 34.75 | 1
2023/24 | 165.25 | 34.75 | 1
2023/24 | 166.25 | 34.75 | 1
2023/24 | 169.25 | 34.75 | 1
2023/24 | 169.75 | 34.75 | 1
2023/24 | 170.75 | 34.75 | 1
2023/24 | 171.25 | 34.75 | 1
2023/24 | 172.25 | 34.75 | 1
2023/24 | 173.75 | 34.75 | 3
2023/24 | 190.25 | 34.75 | 1
2023/24 | 199.25 | 34.75 | 1
2023/24 | 199.75 | 34.75 | 1
2023/24 | 63.25 | 35.25 | 1
2023/24 | 63.75 | 35.25 | 1
2023/24 | 73.25 | 35.25 | 2
2023/24 | 75.25 | 35.25 | 1
2023/24 | 75.75 | 35.25 | 1
2023/24 | 76.25 | 35.25 | 1
2023/24 | 77.75 | 35.25 | 2
2023/24 | 78.25 | 35.25 | 1
2023/24 | 79.25 | 35.25 | 1
2023/24 | 80.75 | 35.25 | 1
2023/24 | 81.75 | 35.25 | 3
2023/24 | 82.25 | 35.25 | 3
2023/24 | 82.75 | 35.25 | 3
2023/24 | 83.25 | 35.25 | 2
2023/24 | 83.75 | 35.25 | 3
2023/24 | 84.25 | 35.25 | 2
2023/24 | 84.75 | 35.25 | 5
2023/24 | 85.25 | 35.25 | 5
2023/24 | 85.75 | 35.25 | 2
2023/24 | 86.25 | 35.25 | 5
2023/24 | 86.75 | 35.25 | 3
2023/24 | 87.25 | 35.25 | 2
2023/24 | 87.75 | 35.25 | 1
2023/24 | 88.25 | 35.25 | 2
2023/24 | 88.75 | 35.25 | 4
2023/24 | 89.25 | 35.25 | 7
2023/24 | 89.75 | 35.25 | 7
2023/24 | 90.25 | 35.25 | 4
2023/24 | 90.75 | 35.25 | 2
2023/24 | 91.25 | 35.25 | 2
2023/24 | 91.75 | 35.25 | 2
2023/24 | 92.25 | 35.25 | 9
2023/24 | 92.75 | 35.25 | 4
2023/24 | 93.25 | 35.25 | 3
2023/24 | 93.75 | 35.25 | 6
2023/24 | 94.25 | 35.25 | 1
2023/24 | 94.75 | 35.25 | 4
2023/24 | 95.25 | 35.25 | 3
2023/24 | 95.75 | 35.25 | 2
2023/24 | 96.25 | 35.25 | 4
2023/24 | 96.75 | 35.25 | 8
2023/24 | 97.25 | 35.25 | 9
2023/24 | 97.75 | 35.25 | 5
2023/24 | 98.25 | 35.25 | 5
2023/24 | 98.75 | 35.25 | 6
2023/24 | 99.25 | 35.25 | 3
2023/24 | 99.75 | 35.25 | 4
2023/24 | 100.25 | 35.25 | 4
2023/24 | 100.75 | 35.25 | 6
2023/24 | 101.25 | 35.25 | 5
2023/24 | 101.75 | 35.25 | 5
2023/24 | 102.25 | 35.25 | 8
2023/24 | 102.75 | 35.25 | 10
2023/24 | 103.25 | 35.25 | 5
2023/24 | 103.75 | 35.25 | 7
2023/24 | 104.25 | 35.25 | 8
2023/24 | 104.75 | 35.25 | 11
2023/24 | 105.25 | 35.25 | 7
2023/24 | 105.75 | 35.25 | 14
2023/24 | 106.25 | 35.25 | 5
2023/24 | 106.75 | 35.25 | 9
2023/24 | 107.25 | 35.25 | 12
2023/24 | 107.75 | 35.25 | 5
2023/24 | 108.25 | 35.25 | 11
2023/24 | 108.75 | 35.25 | 9
2023/24 | 109.25 | 35.25 | 7
2023/24 | 109.75 | 35.25 | 3
2023/24 | 110.25 | 35.25 | 10
2023/24 | 110.75 | 35.25 | 2
2023/24 | 111.25 | 35.25 | 10
2023/24 | 111.75 | 35.25 | 9
2023/24 | 112.25 | 35.25 | 6
2023/24 | 112.75 | 35.25 | 9
2023/24 | 113.25 | 35.25 | 5
2023/24 | 113.75 | 35.25 | 11
2023/24 | 114.25 | 35.25 | 6
2023/24 | 114.75 | 35.25 | 10
2023/24 | 115.25 | 35.25 | 7
2023/24 | 115.75 | 35.25 | 8
2023/24 | 116.25 | 35.25 | 6
2023/24 | 116.75 | 35.25 | 7
2023/24 | 117.25 | 35.25 | 9
2023/24 | 117.75 | 35.25 | 10
2023/24 | 118.25 | 35.25 | 10
2023/24 | 118.75 | 35.25 | 6
2023/24 | 119.25 | 35.25 | 5
2023/24 | 119.75 | 35.25 | 7
2023/24 | 120.25 | 35.25 | 5
2023/24 | 120.75 | 35.25 | 10
2023/24 | 121.25 | 35.25 | 4
2023/24 | 121.75 | 35.25 | 11
2023/24 | 122.25 | 35.25 | 11
2023/24 | 122.75 | 35.25 | 15
2023/24 | 123.25 | 35.25 | 11
2023/24 | 123.75 | 35.25 | 7
2023/24 | 124.25 | 35.25 | 11
2023/24 | 124.75 | 35.25 | 7
2023/24 | 125.25 | 35.25 | 4
2023/24 | 125.75 | 35.25 | 7
2023/24 | 126.25 | 35.25 | 11
2023/24 | 126.75 | 35.25 | 7
2023/24 | 127.25 | 35.25 | 8
2023/24 | 127.75 | 35.25 | 6
2023/24 | 128.25 | 35.25 | 6
2023/24 | 128.75 | 35.25 | 4
2023/24 | 129.25 | 35.25 | 7
2023/24 | 129.75 | 35.25 | 5
2023/24 | 130.25 | 35.25 | 7
2023/24 | 130.75 | 35.25 | 6
2023/24 | 131.25 | 35.25 | 4
2023/24 | 131.75 | 35.25 | 4
2023/24 | 132.25 | 35.25 | 7
2023/24 | 132.75 | 35.25 | 3
2023/24 | 133.25 | 35.25 | 4
2023/24 | 133.75 | 35.25 | 3
2023/24 | 134.25 | 35.25 | 8
2023/24 | 134.75 | 35.25 | 4
2023/24 | 135.25 | 35.25 | 5
2023/24 | 135.75 | 35.25 | 6
2023/24 | 136.25 | 35.25 | 4
2023/24 | 136.75 | 35.25 | 2
2023/24 | 137.25 | 35.25 | 1
2023/24 | 137.75 | 35.25 | 4
2023/24 | 138.25 | 35.25 | 3
2023/24 | 138.75 | 35.25 | 2
2023/24 | 139.25 | 35.25 | 6
2023/24 | 139.75 | 35.25 | 6
2023/24 | 140.25 | 35.25 | 2
2023/24 | 140.75 | 35.25 | 2
2023/24 | 141.25 | 35.25 | 1
2023/24 | 141.75 | 35.25 | 1
2023/24 | 142.25 | 35.25 | 2
2023/24 | 142.75 | 35.25 | 3
2023/24 | 143.25 | 35.25 | 2
2023/24 | 143.75 | 35.25 | 4
2023/24 | 144.25 | 35.25 | 2
2023/24 | 145.25 | 35.25 | 5
2023/24 | 146.25 | 35.25 | 2
2023/24 | 146.75 | 35.25 | 5
2023/24 | 147.25 | 35.25 | 1
2023/24 | 147.75 | 35.25 | 2
2023/24 | 148.25 | 35.25 | 3
2023/24 | 148.75 | 35.25 | 3
2023/24 | 149.75 | 35.25 | 2
2023/24 | 150.75 | 35.25 | 2
2023/24 | 151.25 | 35.25 | 3
2023/24 | 151.75 | 35.25 | 1
2023/24 | 152.25 | 35.25 | 1
2023/24 | 153.25 | 35.25 | 2
2023/24 | 154.75 | 35.25 | 1
2023/24 | 155.75 | 35.25 | 4
2023/24 | 156.25 | 35.25 | 3
2023/24 | 156.75 | 35.25 | 1
2023/24 | 157.25 | 35.25 | 2
2023/24 | 157.75 | 35.25 | 1
2023/24 | 159.75 | 35.25 | 1
2023/24 | 160.75 | 35.25 | 1
2023/24 | 161.25 | 35.25 | 1
2023/24 | 161.75 | 35.25 | 1
2023/24 | 162.75 | 35.25 | 1
2023/24 | 163.75 | 35.25 | 1
2023/24 | 164.25 | 35.25 | 1
2023/24 | 165.75 | 35.25 | 1
2023/24 | 167.25 | 35.25 | 1
2023/24 | 172.75 | 35.25 | 1
2023/24 | 181.75 | 35.25 | 1
2023/24 | 185.25 | 35.25 | 1
2023/24 | 199.25 | 35.25 | 1
2023/24 | 200.75 | 35.25 | 1
2023/24 | 76.25 | 35.75 | 1
2023/24 | 78.25 | 35.75 | 1
2023/24 | 79.25 | 35.75 | 1
2023/24 | 80.25 | 35.75 | 1
2023/24 | 80.75 | 35.75 | 2
2023/24 | 81.25 | 35.75 | 3
2023/24 | 81.75 | 35.75 | 1
2023/24 | 82.25 | 35.75 | 1
2023/24 | 83.25 | 35.75 | 5
2023/24 | 83.75 | 35.75 | 3
2023/24 | 84.25 | 35.75 | 1
2023/24 | 84.75 | 35.75 | 1
2023/24 | 85.25 | 35.75 | 2
2023/24 | 85.75 | 35.75 | 2
2023/24 | 86.25 | 35.75 | 3
2023/24 | 86.75 | 35.75 | 3
2023/24 | 87.25 | 35.75 | 3
2023/24 | 87.75 | 35.75 | 5
2023/24 | 88.25 | 35.75 | 3
2023/24 | 88.75 | 35.75 | 1
2023/24 | 89.25 | 35.75 | 5
2023/24 | 89.75 | 35.75 | 3
2023/24 | 90.25 | 35.75 | 5
2023/24 | 90.75 | 35.75 | 10
2023/24 | 91.25 | 35.75 | 5
2023/24 | 91.75 | 35.75 | 5
2023/24 | 92.25 | 35.75 | 4
2023/24 | 92.75 | 35.75 | 3
2023/24 | 93.25 | 35.75 | 4
2023/24 | 93.75 | 35.75 | 2
2023/24 | 94.25 | 35.75 | 3
2023/24 | 94.75 | 35.75 | 5
2023/24 | 95.25 | 35.75 | 6
2023/24 | 95.75 | 35.75 | 5
2023/24 | 96.25 | 35.75 | 5
2023/24 | 96.75 | 35.75 | 4
2023/24 | 97.25 | 35.75 | 11
2023/24 | 97.75 | 35.75 | 4
2023/24 | 98.25 | 35.75 | 7
2023/24 | 98.75 | 35.75 | 8
2023/24 | 99.25 | 35.75 | 6
2023/24 | 99.75 | 35.75 | 9
2023/24 | 100.25 | 35.75 | 8
2023/24 | 100.75 | 35.75 | 11
2023/24 | 101.25 | 35.75 | 11
2023/24 | 101.75 | 35.75 | 12
2023/24 | 102.25 | 35.75 | 5
2023/24 | 102.75 | 35.75 | 9
2023/24 | 103.25 | 35.75 | 12
2023/24 | 103.75 | 35.75 | 7
2023/24 | 104.25 | 35.75 | 10
2023/24 | 104.75 | 35.75 | 5
2023/24 | 105.25 | 35.75 | 6
2023/24 | 105.75 | 35.75 | 8
2023/24 | 106.25 | 35.75 | 9
2023/24 | 106.75 | 35.75 | 11
2023/24 | 107.25 | 35.75 | 6
2023/24 | 107.75 | 35.75 | 7
2023/24 | 108.25 | 35.75 | 8
2023/24 | 108.75 | 35.75 | 5
2023/24 | 109.25 | 35.75 | 5
2023/24 | 109.75 | 35.75 | 9
2023/24 | 110.25 | 35.75 | 10
2023/24 | 110.75 | 35.75 | 7
2023/24 | 111.25 | 35.75 | 7
2023/24 | 111.75 | 35.75 | 9
2023/24 | 112.25 | 35.75 | 9
2023/24 | 112.75 | 35.75 | 9
2023/24 | 113.25 | 35.75 | 8
2023/24 | 113.75 | 35.75 | 7
2023/24 | 114.25 | 35.75 | 4
2023/24 | 114.75 | 35.75 | 11
2023/24 | 115.25 | 35.75 | 13
2023/24 | 115.75 | 35.75 | 9
2023/24 | 116.25 | 35.75 | 7
2023/24 | 116.75 | 35.75 | 9
2023/24 | 117.25 | 35.75 | 9
2023/24 | 117.75 | 35.75 | 3
2023/24 | 118.25 | 35.75 | 10
2023/24 | 118.75 | 35.75 | 9
2023/24 | 119.25 | 35.75 | 6
2023/24 | 119.75 | 35.75 | 9
2023/24 | 120.25 | 35.75 | 7
2023/24 | 120.75 | 35.75 | 11
2023/24 | 121.25 | 35.75 | 6
2023/24 | 121.75 | 35.75 | 9
2023/24 | 122.25 | 35.75 | 6
2023/24 | 122.75 | 35.75 | 10
2023/24 | 123.25 | 35.75 | 9
2023/24 | 123.75 | 35.75 | 9
2023/24 | 124.25 | 35.75 | 13
2023/24 | 124.75 | 35.75 | 13
2023/24 | 125.25 | 35.75 | 11
2023/24 | 125.75 | 35.75 | 7
2023/24 | 126.25 | 35.75 | 9
2023/24 | 126.75 | 35.75 | 8
2023/24 | 127.25 | 35.75 | 7
2023/24 | 127.75 | 35.75 | 9
2023/24 | 128.25 | 35.75 | 7
2023/24 | 128.75 | 35.75 | 7
2023/24 | 129.25 | 35.75 | 3
2023/24 | 129.75 | 35.75 | 4
2023/24 | 130.25 | 35.75 | 13
2023/24 | 130.75 | 35.75 | 3
2023/24 | 131.25 | 35.75 | 7
2023/24 | 131.75 | 35.75 | 7
2023/24 | 132.25 | 35.75 | 3
2023/24 | 132.75 | 35.75 | 6
2023/24 | 133.25 | 35.75 | 4
2023/24 | 133.75 | 35.75 | 4
2023/24 | 134.25 | 35.75 | 2
2023/24 | 134.75 | 35.75 | 5
2023/24 | 135.25 | 35.75 | 6
2023/24 | 135.75 | 35.75 | 5
2023/24 | 136.25 | 35.75 | 3
2023/24 | 136.75 | 35.75 | 2
2023/24 | 137.25 | 35.75 | 4
2023/24 | 137.75 | 35.75 | 4
2023/24 | 138.25 | 35.75 | 5
2023/24 | 138.75 | 35.75 | 5
2023/24 | 139.25 | 35.75 | 1
2023/24 | 139.75 | 35.75 | 2
2023/24 | 140.25 | 35.75 | 3
2023/24 | 140.75 | 35.75 | 4
2023/24 | 141.25 | 35.75 | 6
2023/24 | 141.75 | 35.75 | 4
2023/24 | 142.25 | 35.75 | 2
2023/24 | 142.75 | 35.75 | 6
2023/24 | 143.25 | 35.75 | 4
2023/24 | 143.75 | 35.75 | 2
2023/24 | 144.25 | 35.75 | 3
2023/24 | 144.75 | 35.75 | 4
2023/24 | 145.75 | 35.75 | 2
2023/24 | 146.25 | 35.75 | 1
2023/24 | 146.75 | 35.75 | 1
2023/24 | 147.25 | 35.75 | 4
2023/24 | 147.75 | 35.75 | 5
2023/24 | 148.25 | 35.75 | 1
2023/24 | 149.25 | 35.75 | 4
2023/24 | 149.75 | 35.75 | 3
2023/24 | 150.75 | 35.75 | 1
2023/24 | 151.25 | 35.75 | 1
2023/24 | 151.75 | 35.75 | 3
2023/24 | 152.25 | 35.75 | 3
2023/24 | 153.75 | 35.75 | 2
2023/24 | 154.25 | 35.75 | 1
2023/24 | 154.75 | 35.75 | 1
2023/24 | 155.25 | 35.75 | 3
2023/24 | 156.75 | 35.75 | 3
2023/24 | 157.25 | 35.75 | 1
2023/24 | 159.25 | 35.75 | 1
2023/24 | 159.75 | 35.75 | 1
2023/24 | 160.75 | 35.75 | 2
2023/24 | 161.75 | 35.75 | 4
2023/24 | 162.75 | 35.75 | 1
2023/24 | 164.75 | 35.75 | 1
2023/24 | 165.75 | 35.75 | 1
2023/24 | 166.75 | 35.75 | 1
2023/24 | 167.25 | 35.75 | 1
2023/24 | 168.25 | 35.75 | 2
2023/24 | 170.75 | 35.75 | 1
2023/24 | 171.75 | 35.75 | 1
2023/24 | 182.25 | 35.75 | 1
2023/24 | 182.75 | 35.75 | 1
2023/24 | 66.75 | 36.25 | 1
2023/24 | 67.75 | 36.25 | 1
2023/24 | 68.75 | 36.25 | 1
2023/24 | 71.75 | 36.25 | 1
2023/24 | 73.75 | 36.25 | 1
2023/24 | 75.25 | 36.25 | 1
2023/24 | 75.75 | 36.25 | 1
2023/24 | 76.75 | 36.25 | 2
2023/24 | 79.25 | 36.25 | 1
2023/24 | 79.75 | 36.25 | 1
2023/24 | 80.25 | 36.25 | 2
2023/24 | 80.75 | 36.25 | 2
2023/24 | 82.25 | 36.25 | 1
2023/24 | 83.25 | 36.25 | 3
2023/24 | 84.25 | 36.25 | 2
2023/24 | 84.75 | 36.25 | 3
2023/24 | 85.25 | 36.25 | 3
2023/24 | 85.75 | 36.25 | 1
2023/24 | 86.25 | 36.25 | 1
2023/24 | 86.75 | 36.25 | 3
2023/24 | 87.25 | 36.25 | 4
2023/24 | 87.75 | 36.25 | 2
2023/24 | 88.25 | 36.25 | 3
2023/24 | 88.75 | 36.25 | 7
2023/24 | 89.25 | 36.25 | 5
2023/24 | 89.75 | 36.25 | 2
2023/24 | 90.25 | 36.25 | 3
2023/24 | 90.75 | 36.25 | 2
2023/24 | 91.25 | 36.25 | 3
2023/24 | 91.75 | 36.25 | 2
2023/24 | 92.25 | 36.25 | 3
2023/24 | 92.75 | 36.25 | 4
2023/24 | 93.25 | 36.25 | 5
2023/24 | 93.75 | 36.25 | 3
2023/24 | 94.25 | 36.25 | 7
2023/24 | 94.75 | 36.25 | 8
2023/24 | 95.25 | 36.25 | 5
2023/24 | 95.75 | 36.25 | 5
2023/24 | 96.25 | 36.25 | 4
2023/24 | 96.75 | 36.25 | 7
2023/24 | 97.25 | 36.25 | 6
2023/24 | 97.75 | 36.25 | 5
2023/24 | 98.25 | 36.25 | 6
2023/24 | 98.75 | 36.25 | 8
2023/24 | 99.25 | 36.25 | 11
2023/24 | 99.75 | 36.25 | 7
2023/24 | 100.25 | 36.25 | 6
2023/24 | 100.75 | 36.25 | 6
2023/24 | 101.25 | 36.25 | 5
2023/24 | 101.75 | 36.25 | 9
2023/24 | 102.25 | 36.25 | 6
2023/24 | 102.75 | 36.25 | 7
2023/24 | 103.25 | 36.25 | 7
2023/24 | 103.75 | 36.25 | 10
2023/24 | 104.25 | 36.25 | 14
2023/24 | 104.75 | 36.25 | 12
2023/24 | 105.25 | 36.25 | 10
2023/24 | 105.75 | 36.25 | 7
2023/24 | 106.25 | 36.25 | 12
2023/24 | 106.75 | 36.25 | 5
2023/24 | 107.25 | 36.25 | 12
2023/24 | 107.75 | 36.25 | 10
2023/24 | 108.25 | 36.25 | 12
2023/24 | 108.75 | 36.25 | 12
2023/24 | 109.25 | 36.25 | 10
2023/24 | 109.75 | 36.25 | 12
2023/24 | 110.25 | 36.25 | 9
2023/24 | 110.75 | 36.25 | 13
2023/24 | 111.25 | 36.25 | 8
2023/24 | 111.75 | 36.25 | 16
2023/24 | 112.25 | 36.25 | 14
2023/24 | 112.75 | 36.25 | 8
2023/24 | 113.25 | 36.25 | 5
2023/24 | 113.75 | 36.25 | 13
2023/24 | 114.25 | 36.25 | 10
2023/24 | 114.75 | 36.25 | 6
2023/24 | 115.25 | 36.25 | 5
2023/24 | 115.75 | 36.25 | 15
2023/24 | 116.25 | 36.25 | 14
2023/24 | 116.75 | 36.25 | 16
2023/24 | 117.25 | 36.25 | 15
2023/24 | 117.75 | 36.25 | 8
2023/24 | 118.25 | 36.25 | 7
2023/24 | 118.75 | 36.25 | 7
2023/24 | 119.25 | 36.25 | 8
2023/24 | 119.75 | 36.25 | 11
2023/24 | 120.25 | 36.25 | 12
2023/24 | 120.75 | 36.25 | 4
2023/24 | 121.25 | 36.25 | 7
2023/24 | 121.75 | 36.25 | 11
2023/24 | 122.25 | 36.25 | 12
2023/24 | 122.75 | 36.25 | 10
2023/24 | 123.25 | 36.25 | 8
2023/24 | 123.75 | 36.25 | 9
2023/24 | 124.25 | 36.25 | 8
2023/24 | 124.75 | 36.25 | 8
2023/24 | 125.25 | 36.25 | 9
2023/24 | 125.75 | 36.25 | 6
2023/24 | 126.25 | 36.25 | 7
2023/24 | 126.75 | 36.25 | 7
2023/24 | 127.25 | 36.25 | 6
2023/24 | 127.75 | 36.25 | 11
2023/24 | 128.25 | 36.25 | 9
2023/24 | 128.75 | 36.25 | 12
2023/24 | 129.25 | 36.25 | 5
2023/24 | 129.75 | 36.25 | 11
2023/24 | 130.25 | 36.25 | 6
2023/24 | 130.75 | 36.25 | 10
2023/24 | 131.25 | 36.25 | 9
2023/24 | 131.75 | 36.25 | 3
2023/24 | 132.25 | 36.25 | 2
2023/24 | 132.75 | 36.25 | 3
2023/24 | 133.25 | 36.25 | 5
2023/24 | 133.75 | 36.25 | 5
2023/24 | 134.25 | 36.25 | 9
2023/24 | 134.75 | 36.25 | 7
2023/24 | 135.25 | 36.25 | 4
2023/24 | 135.75 | 36.25 | 3
2023/24 | 136.25 | 36.25 | 6
2023/24 | 136.75 | 36.25 | 3
2023/24 | 137.25 | 36.25 | 6
2023/24 | 137.75 | 36.25 | 2
2023/24 | 138.25 | 36.25 | 3
2023/24 | 138.75 | 36.25 | 3
2023/24 | 139.25 | 36.25 | 6
2023/24 | 139.75 | 36.25 | 6
2023/24 | 140.25 | 36.25 | 1
2023/24 | 140.75 | 36.25 | 2
2023/24 | 141.25 | 36.25 | 6
2023/24 | 141.75 | 36.25 | 3
2023/24 | 142.25 | 36.25 | 3
2023/24 | 142.75 | 36.25 | 2
2023/24 | 143.25 | 36.25 | 4
2023/24 | 143.75 | 36.25 | 3
2023/24 | 144.25 | 36.25 | 8
2023/24 | 144.75 | 36.25 | 2
2023/24 | 145.25 | 36.25 | 3
2023/24 | 145.75 | 36.25 | 1
2023/24 | 146.25 | 36.25 | 2
2023/24 | 146.75 | 36.25 | 2
2023/24 | 147.25 | 36.25 | 4
2023/24 | 147.75 | 36.25 | 4
2023/24 | 148.25 | 36.25 | 2
2023/24 | 149.25 | 36.25 | 2
2023/24 | 149.75 | 36.25 | 4
2023/24 | 150.25 | 36.25 | 6
2023/24 | 151.25 | 36.25 | 1
2023/24 | 151.75 | 36.25 | 1
2023/24 | 152.25 | 36.25 | 1
2023/24 | 153.25 | 36.25 | 3
2023/24 | 154.25 | 36.25 | 2
2023/24 | 154.75 | 36.25 | 2
2023/24 | 155.25 | 36.25 | 2
2023/24 | 155.75 | 36.25 | 3
2023/24 | 156.25 | 36.25 | 1
2023/24 | 157.25 | 36.25 | 8
2023/24 | 157.75 | 36.25 | 1
2023/24 | 158.25 | 36.25 | 1
2023/24 | 159.75 | 36.25 | 1
2023/24 | 161.75 | 36.25 | 2
2023/24 | 162.25 | 36.25 | 1
2023/24 | 164.25 | 36.25 | 1
2023/24 | 164.75 | 36.25 | 2
2023/24 | 165.25 | 36.25 | 1
2023/24 | 167.75 | 36.25 | 2
2023/24 | 172.25 | 36.25 | 1
2023/24 | 178.75 | 36.25 | 1
2023/24 | 181.75 | 36.25 | 1
2023/24 | 182.75 | 36.25 | 1
2023/24 | 183.75 | 36.25 | 1
2023/24 | 184.75 | 36.25 | 1
2023/24 | 186.25 | 36.25 | 1
2023/24 | 190.75 | 36.25 | 1
2023/24 | 191.25 | 36.25 | 1
2023/24 | 225.75 | 36.25 | 1
2023/24 | 228.75 | 36.25 | 1
2023/24 | 62.75 | 36.75 | 1
2023/24 | 72.25 | 36.75 | 2
2023/24 | 73.75 | 36.75 | 1
2023/24 | 75.75 | 36.75 | 1
2023/24 | 77.75 | 36.75 | 2
2023/24 | 78.75 | 36.75 | 2
2023/24 | 79.25 | 36.75 | 1
2023/24 | 80.25 | 36.75 | 4
2023/24 | 80.75 | 36.75 | 3
2023/24 | 81.75 | 36.75 | 3
2023/24 | 82.25 | 36.75 | 2
2023/24 | 82.75 | 36.75 | 2
2023/24 | 83.25 | 36.75 | 5
2023/24 | 83.75 | 36.75 | 2
2023/24 | 84.25 | 36.75 | 2
2023/24 | 84.75 | 36.75 | 1
2023/24 | 85.25 | 36.75 | 2
2023/24 | 85.75 | 36.75 | 2
2023/24 | 86.25 | 36.75 | 3
2023/24 | 86.75 | 36.75 | 4
2023/24 | 87.25 | 36.75 | 5
2023/24 | 87.75 | 36.75 | 4
2023/24 | 88.25 | 36.75 | 2
2023/24 | 88.75 | 36.75 | 4
2023/24 | 89.25 | 36.75 | 1
2023/24 | 89.75 | 36.75 | 6
2023/24 | 90.25 | 36.75 | 2
2023/24 | 90.75 | 36.75 | 1
2023/24 | 91.25 | 36.75 | 5
2023/24 | 91.75 | 36.75 | 6
2023/24 | 92.25 | 36.75 | 5
2023/24 | 92.75 | 36.75 | 3
2023/24 | 93.25 | 36.75 | 8
2023/24 | 93.75 | 36.75 | 6
2023/24 | 94.25 | 36.75 | 6
2023/24 | 94.75 | 36.75 | 6
2023/24 | 95.25 | 36.75 | 7
2023/24 | 95.75 | 36.75 | 4
2023/24 | 96.25 | 36.75 | 7
2023/24 | 96.75 | 36.75 | 4
2023/24 | 97.25 | 36.75 | 8
2023/24 | 97.75 | 36.75 | 6
2023/24 | 98.25 | 36.75 | 8
2023/24 | 98.75 | 36.75 | 8
2023/24 | 99.25 | 36.75 | 11
2023/24 | 99.75 | 36.75 | 11
2023/24 | 100.25 | 36.75 | 14
2023/24 | 100.75 | 36.75 | 7
2023/24 | 101.25 | 36.75 | 11
2023/24 | 101.75 | 36.75 | 7
2023/24 | 102.25 | 36.75 | 9
2023/24 | 102.75 | 36.75 | 9
2023/24 | 103.25 | 36.75 | 5
2023/24 | 103.75 | 36.75 | 4
2023/24 | 104.25 | 36.75 | 12
2023/24 | 104.75 | 36.75 | 8
2023/24 | 105.25 | 36.75 | 7
2023/24 | 105.75 | 36.75 | 10
2023/24 | 106.25 | 36.75 | 10
2023/24 | 106.75 | 36.75 | 6
2023/24 | 107.25 | 36.75 | 8
2023/24 | 107.75 | 36.75 | 7
2023/24 | 108.25 | 36.75 | 7
2023/24 | 108.75 | 36.75 | 10
2023/24 | 109.25 | 36.75 | 13
2023/24 | 109.75 | 36.75 | 9
2023/24 | 110.25 | 36.75 | 11
2023/24 | 110.75 | 36.75 | 12
2023/24 | 111.25 | 36.75 | 10
2023/24 | 111.75 | 36.75 | 5
2023/24 | 112.25 | 36.75 | 11
2023/24 | 112.75 | 36.75 | 6
2023/24 | 113.25 | 36.75 | 14
2023/24 | 113.75 | 36.75 | 9
2023/24 | 114.25 | 36.75 | 11
2023/24 | 114.75 | 36.75 | 11
2023/24 | 115.25 | 36.75 | 10
2023/24 | 115.75 | 36.75 | 7
2023/24 | 116.25 | 36.75 | 9
2023/24 | 116.75 | 36.75 | 8
2023/24 | 117.25 | 36.75 | 7
2023/24 | 117.75 | 36.75 | 12
2023/24 | 118.25 | 36.75 | 6
2023/24 | 118.75 | 36.75 | 10
2023/24 | 119.25 | 36.75 | 9
2023/24 | 119.75 | 36.75 | 7
2023/24 | 120.25 | 36.75 | 15
2023/24 | 120.75 | 36.75 | 13
2023/24 | 121.25 | 36.75 | 9
2023/24 | 121.75 | 36.75 | 9
2023/24 | 122.25 | 36.75 | 4
2023/24 | 122.75 | 36.75 | 7
2023/24 | 123.25 | 36.75 | 7
2023/24 | 123.75 | 36.75 | 9
2023/24 | 124.25 | 36.75 | 8
2023/24 | 124.75 | 36.75 | 6
2023/24 | 125.25 | 36.75 | 14
2023/24 | 125.75 | 36.75 | 8
2023/24 | 126.25 | 36.75 | 11
2023/24 | 126.75 | 36.75 | 8
2023/24 | 127.25 | 36.75 | 7
2023/24 | 127.75 | 36.75 | 9
2023/24 | 128.25 | 36.75 | 10
2023/24 | 128.75 | 36.75 | 7
2023/24 | 129.25 | 36.75 | 10
2023/24 | 129.75 | 36.75 | 7
2023/24 | 130.25 | 36.75 | 4
2023/24 | 130.75 | 36.75 | 5
2023/24 | 131.25 | 36.75 | 11
2023/24 | 131.75 | 36.75 | 9
2023/24 | 132.25 | 36.75 | 7
2023/24 | 132.75 | 36.75 | 9
2023/24 | 133.25 | 36.75 | 3
2023/24 | 133.75 | 36.75 | 8
2023/24 | 134.25 | 36.75 | 3
2023/24 | 134.75 | 36.75 | 8
2023/24 | 135.25 | 36.75 | 4
2023/24 | 135.75 | 36.75 | 13
2023/24 | 136.25 | 36.75 | 7
2023/24 | 136.75 | 36.75 | 6
2023/24 | 137.25 | 36.75 | 3
2023/24 | 137.75 | 36.75 | 3
2023/24 | 138.25 | 36.75 | 4
2023/24 | 138.75 | 36.75 | 3
2023/24 | 139.25 | 36.75 | 3
2023/24 | 139.75 | 36.75 | 4
2023/24 | 140.25 | 36.75 | 4
2023/24 | 140.75 | 36.75 | 7
2023/24 | 141.25 | 36.75 | 9
2023/24 | 141.75 | 36.75 | 4
2023/24 | 142.25 | 36.75 | 4
2023/24 | 142.75 | 36.75 | 2
2023/24 | 143.25 | 36.75 | 2
2023/24 | 143.75 | 36.75 | 7
2023/24 | 144.25 | 36.75 | 5
2023/24 | 144.75 | 36.75 | 2
2023/24 | 145.25 | 36.75 | 1
2023/24 | 145.75 | 36.75 | 4
2023/24 | 146.25 | 36.75 | 6
2023/24 | 146.75 | 36.75 | 5
2023/24 | 147.25 | 36.75 | 4
2023/24 | 147.75 | 36.75 | 2
2023/24 | 148.75 | 36.75 | 1
2023/24 | 149.25 | 36.75 | 1
2023/24 | 149.75 | 36.75 | 2
2023/24 | 150.25 | 36.75 | 1
2023/24 | 150.75 | 36.75 | 5
2023/24 | 151.25 | 36.75 | 1
2023/24 | 151.75 | 36.75 | 1
2023/24 | 152.25 | 36.75 | 5
2023/24 | 152.75 | 36.75 | 3
2023/24 | 153.25 | 36.75 | 1
2023/24 | 153.75 | 36.75 | 2
2023/24 | 154.25 | 36.75 | 1
2023/24 | 154.75 | 36.75 | 2
2023/24 | 155.25 | 36.75 | 1
2023/24 | 155.75 | 36.75 | 2
2023/24 | 156.25 | 36.75 | 1
2023/24 | 157.25 | 36.75 | 2
2023/24 | 157.75 | 36.75 | 1
2023/24 | 158.25 | 36.75 | 1
2023/24 | 159.75 | 36.75 | 3
2023/24 | 160.25 | 36.75 | 1
2023/24 | 160.75 | 36.75 | 1
2023/24 | 162.25 | 36.75 | 1
2023/24 | 163.75 | 36.75 | 1
2023/24 | 164.25 | 36.75 | 3
2023/24 | 164.75 | 36.75 | 1
2023/24 | 165.25 | 36.75 | 1
2023/24 | 165.75 | 36.75 | 1
2023/24 | 166.25 | 36.75 | 1
2023/24 | 166.75 | 36.75 | 1
2023/24 | 167.25 | 36.75 | 1
2023/24 | 168.75 | 36.75 | 1
2023/24 | 169.75 | 36.75 | 1
2023/24 | 174.25 | 36.75 | 1
2023/24 | 177.25 | 36.75 | 1
2023/24 | 178.75 | 36.75 | 2
2023/24 | 179.25 | 36.75 | 1
2023/24 | 182.25 | 36.75 | 1
2023/24 | 184.25 | 36.75 | 1
2023/24 | 193.25 | 36.75 | 1
2023/24 | 195.75 | 36.75 | 1
2023/24 | 236.25 | 36.75 | 1
2023/24 | 57.25 | 37.25 | 1
2023/24 | 70.25 | 37.25 | 1
2023/24 | 71.25 | 37.25 | 1
2023/24 | 73.25 | 37.25 | 1
2023/24 | 74.25 | 37.25 | 2
2023/24 | 74.75 | 37.25 | 1
2023/24 | 75.75 | 37.25 | 1
2023/24 | 77.75 | 37.25 | 1
2023/24 | 78.25 | 37.25 | 1
2023/24 | 80.25 | 37.25 | 2
2023/24 | 80.75 | 37.25 | 2
2023/24 | 81.25 | 37.25 | 1
2023/24 | 81.75 | 37.25 | 1
2023/24 | 82.75 | 37.25 | 4
2023/24 | 83.25 | 37.25 | 2
2023/24 | 83.75 | 37.25 | 3
2023/24 | 84.25 | 37.25 | 2
2023/24 | 84.75 | 37.25 | 1
2023/24 | 85.25 | 37.25 | 2
2023/24 | 85.75 | 37.25 | 2
2023/24 | 86.25 | 37.25 | 3
2023/24 | 86.75 | 37.25 | 2
2023/24 | 87.25 | 37.25 | 5
2023/24 | 87.75 | 37.25 | 1
2023/24 | 88.25 | 37.25 | 3
2023/24 | 88.75 | 37.25 | 3
2023/24 | 89.25 | 37.25 | 2
2023/24 | 89.75 | 37.25 | 4
2023/24 | 90.25 | 37.25 | 9
2023/24 | 90.75 | 37.25 | 2
2023/24 | 91.25 | 37.25 | 5
2023/24 | 91.75 | 37.25 | 8
2023/24 | 92.25 | 37.25 | 3
2023/24 | 93.25 | 37.25 | 8
2023/24 | 93.75 | 37.25 | 6
2023/24 | 94.25 | 37.25 | 9
2023/24 | 94.75 | 37.25 | 5
2023/24 | 95.25 | 37.25 | 9
2023/24 | 95.75 | 37.25 | 6
2023/24 | 96.25 | 37.25 | 8
2023/24 | 96.75 | 37.25 | 13
2023/24 | 97.25 | 37.25 | 9
2023/24 | 97.75 | 37.25 | 7
2023/24 | 98.25 | 37.25 | 6
2023/24 | 98.75 | 37.25 | 7
2023/24 | 99.25 | 37.25 | 4
2023/24 | 99.75 | 37.25 | 6
2023/24 | 100.25 | 37.25 | 9
2023/24 | 100.75 | 37.25 | 7
2023/24 | 101.25 | 37.25 | 8
2023/24 | 101.75 | 37.25 | 6
2023/24 | 102.25 | 37.25 | 6
2023/24 | 102.75 | 37.25 | 10
2023/24 | 103.25 | 37.25 | 8
2023/24 | 103.75 | 37.25 | 11
2023/24 | 104.25 | 37.25 | 9
2023/24 | 104.75 | 37.25 | 12
2023/24 | 105.25 | 37.25 | 10
2023/24 | 105.75 | 37.25 | 15
2023/24 | 106.25 | 37.25 | 11
2023/24 | 106.75 | 37.25 | 8
2023/24 | 107.25 | 37.25 | 11
2023/24 | 107.75 | 37.25 | 11
2023/24 | 108.25 | 37.25 | 14
2023/24 | 108.75 | 37.25 | 10
2023/24 | 109.25 | 37.25 | 13
2023/24 | 109.75 | 37.25 | 12
2023/24 | 110.25 | 37.25 | 9
2023/24 | 110.75 | 37.25 | 13
2023/24 | 111.25 | 37.25 | 10
2023/24 | 111.75 | 37.25 | 10
2023/24 | 112.25 | 37.25 | 12
2023/24 | 112.75 | 37.25 | 10
2023/24 | 113.25 | 37.25 | 6
2023/24 | 113.75 | 37.25 | 15
2023/24 | 114.25 | 37.25 | 9
2023/24 | 114.75 | 37.25 | 9
2023/24 | 115.25 | 37.25 | 15
2023/24 | 115.75 | 37.25 | 20
2023/24 | 116.25 | 37.25 | 14
2023/24 | 116.75 | 37.25 | 10
2023/24 | 117.25 | 37.25 | 7
2023/24 | 117.75 | 37.25 | 16
2023/24 | 118.25 | 37.25 | 11
2023/24 | 118.75 | 37.25 | 11
2023/24 | 119.25 | 37.25 | 14
2023/24 | 119.75 | 37.25 | 13
2023/24 | 120.25 | 37.25 | 8
2023/24 | 120.75 | 37.25 | 10
2023/24 | 121.25 | 37.25 | 14
2023/24 | 121.75 | 37.25 | 8
2023/24 | 122.25 | 37.25 | 11
2023/24 | 122.75 | 37.25 | 11
2023/24 | 123.25 | 37.25 | 7
2023/24 | 123.75 | 37.25 | 15
2023/24 | 124.25 | 37.25 | 11
2023/24 | 124.75 | 37.25 | 4
2023/24 | 125.25 | 37.25 | 11
2023/24 | 125.75 | 37.25 | 10
2023/24 | 126.25 | 37.25 | 10
2023/24 | 126.75 | 37.25 | 8
2023/24 | 127.25 | 37.25 | 5
2023/24 | 127.75 | 37.25 | 8
2023/24 | 128.25 | 37.25 | 9
2023/24 | 128.75 | 37.25 | 5
2023/24 | 129.25 | 37.25 | 8
2023/24 | 129.75 | 37.25 | 8
2023/24 | 130.25 | 37.25 | 7
2023/24 | 130.75 | 37.25 | 7
2023/24 | 131.25 | 37.25 | 11
2023/24 | 131.75 | 37.25 | 5
2023/24 | 132.25 | 37.25 | 8
2023/24 | 132.75 | 37.25 | 9
2023/24 | 133.25 | 37.25 | 8
2023/24 | 133.75 | 37.25 | 6
2023/24 | 134.25 | 37.25 | 9
2023/24 | 134.75 | 37.25 | 8
2023/24 | 135.25 | 37.25 | 11
2023/24 | 135.75 | 37.25 | 11
2023/24 | 136.25 | 37.25 | 6
2023/24 | 136.75 | 37.25 | 11
2023/24 | 137.25 | 37.25 | 6
2023/24 | 137.75 | 37.25 | 5
2023/24 | 138.25 | 37.25 | 12
2023/24 | 138.75 | 37.25 | 7
2023/24 | 139.25 | 37.25 | 4
2023/24 | 139.75 | 37.25 | 5
2023/24 | 140.25 | 37.25 | 8
2023/24 | 140.75 | 37.25 | 3
2023/24 | 141.25 | 37.25 | 6
2023/24 | 141.75 | 37.25 | 8
2023/24 | 142.25 | 37.25 | 3
2023/24 | 142.75 | 37.25 | 6
2023/24 | 143.25 | 37.25 | 3
2023/24 | 143.75 | 37.25 | 5
2023/24 | 144.25 | 37.25 | 2
2023/24 | 144.75 | 37.25 | 5
2023/24 | 145.25 | 37.25 | 2
2023/24 | 145.75 | 37.25 | 1
2023/24 | 146.25 | 37.25 | 3
2023/24 | 146.75 | 37.25 | 1
2023/24 | 147.25 | 37.25 | 5
2023/24 | 147.75 | 37.25 | 2
2023/24 | 148.25 | 37.25 | 3
2023/24 | 148.75 | 37.25 | 1
2023/24 | 149.25 | 37.25 | 4
2023/24 | 150.25 | 37.25 | 5
2023/24 | 150.75 | 37.25 | 5
2023/24 | 151.25 | 37.25 | 1
2023/24 | 152.75 | 37.25 | 2
2023/24 | 153.25 | 37.25 | 1
2023/24 | 153.75 | 37.25 | 1
2023/24 | 154.75 | 37.25 | 2
2023/24 | 155.25 | 37.25 | 2
2023/24 | 155.75 | 37.25 | 1
2023/24 | 156.25 | 37.25 | 3
2023/24 | 156.75 | 37.25 | 3
2023/24 | 157.25 | 37.25 | 1
2023/24 | 157.75 | 37.25 | 1
2023/24 | 158.25 | 37.25 | 1
2023/24 | 159.25 | 37.25 | 2
2023/24 | 159.75 | 37.25 | 2
2023/24 | 160.25 | 37.25 | 1
2023/24 | 160.75 | 37.25 | 1
2023/24 | 161.25 | 37.25 | 2
2023/24 | 161.75 | 37.25 | 1
2023/24 | 162.75 | 37.25 | 1
2023/24 | 163.25 | 37.25 | 3
2023/24 | 164.75 | 37.25 | 1
2023/24 | 167.25 | 37.25 | 1
2023/24 | 167.75 | 37.25 | 1
2023/24 | 169.75 | 37.25 | 1
2023/24 | 170.25 | 37.25 | 1
2023/24 | 170.75 | 37.25 | 1
2023/24 | 171.75 | 37.25 | 1
2023/24 | 172.25 | 37.25 | 1
2023/24 | 175.25 | 37.25 | 1
2023/24 | 181.25 | 37.25 | 1
2023/24 | 181.75 | 37.25 | 1
2023/24 | 182.25 | 37.25 | 1
2023/24 | 191.75 | 37.25 | 3
2023/24 | 69.25 | 37.75 | 1
2023/24 | 71.25 | 37.75 | 1
2023/24 | 71.75 | 37.75 | 2
2023/24 | 74.75 | 37.75 | 2
2023/24 | 76.25 | 37.75 | 1
2023/24 | 77.25 | 37.75 | 2
2023/24 | 78.25 | 37.75 | 2
2023/24 | 79.25 | 37.75 | 1
2023/24 | 79.75 | 37.75 | 2
2023/24 | 80.25 | 37.75 | 1
2023/24 | 80.75 | 37.75 | 2
2023/24 | 81.25 | 37.75 | 3
2023/24 | 82.25 | 37.75 | 3
2023/24 | 82.75 | 37.75 | 3
2023/24 | 83.25 | 37.75 | 1
2023/24 | 83.75 | 37.75 | 2
2023/24 | 84.25 | 37.75 | 2
2023/24 | 85.25 | 37.75 | 1
2023/24 | 85.75 | 37.75 | 4
2023/24 | 86.25 | 37.75 | 1
2023/24 | 86.75 | 37.75 | 1
2023/24 | 87.25 | 37.75 | 1
2023/24 | 87.75 | 37.75 | 3
2023/24 | 88.25 | 37.75 | 4
2023/24 | 88.75 | 37.75 | 1
2023/24 | 89.25 | 37.75 | 6
2023/24 | 89.75 | 37.75 | 6
2023/24 | 90.25 | 37.75 | 1
2023/24 | 90.75 | 37.75 | 3
2023/24 | 91.25 | 37.75 | 4
2023/24 | 91.75 | 37.75 | 9
2023/24 | 92.25 | 37.75 | 9
2023/24 | 92.75 | 37.75 | 9
2023/24 | 93.25 | 37.75 | 3
2023/24 | 93.75 | 37.75 | 7
2023/24 | 94.25 | 37.75 | 6
2023/24 | 94.75 | 37.75 | 1
2023/24 | 95.25 | 37.75 | 5
2023/24 | 95.75 | 37.75 | 9
2023/24 | 96.25 | 37.75 | 12
2023/24 | 96.75 | 37.75 | 8
2023/24 | 97.25 | 37.75 | 10
2023/24 | 97.75 | 37.75 | 11
2023/24 | 98.25 | 37.75 | 10
2023/24 | 98.75 | 37.75 | 7
2023/24 | 99.25 | 37.75 | 2
2023/24 | 99.75 | 37.75 | 11
2023/24 | 100.25 | 37.75 | 8
2023/24 | 100.75 | 37.75 | 6
2023/24 | 101.25 | 37.75 | 5
2023/24 | 101.75 | 37.75 | 13
2023/24 | 102.25 | 37.75 | 5
2023/24 | 102.75 | 37.75 | 10
2023/24 | 103.25 | 37.75 | 12
2023/24 | 103.75 | 37.75 | 13
2023/24 | 104.25 | 37.75 | 13
2023/24 | 104.75 | 37.75 | 11
2023/24 | 105.25 | 37.75 | 15
2023/24 | 105.75 | 37.75 | 7
2023/24 | 106.25 | 37.75 | 10
2023/24 | 106.75 | 37.75 | 9
2023/24 | 107.25 | 37.75 | 11
2023/24 | 107.75 | 37.75 | 10
2023/24 | 108.25 | 37.75 | 11
2023/24 | 108.75 | 37.75 | 16
2023/24 | 109.25 | 37.75 | 8
2023/24 | 109.75 | 37.75 | 16
2023/24 | 110.25 | 37.75 | 13
2023/24 | 110.75 | 37.75 | 8
2023/24 | 111.25 | 37.75 | 8
2023/24 | 111.75 | 37.75 | 10
2023/24 | 112.25 | 37.75 | 5
2023/24 | 112.75 | 37.75 | 14
2023/24 | 113.25 | 37.75 | 24
2023/24 | 113.75 | 37.75 | 10
2023/24 | 114.25 | 37.75 | 10
2023/24 | 114.75 | 37.75 | 18
2023/24 | 115.25 | 37.75 | 8
2023/24 | 115.75 | 37.75 | 13
2023/24 | 116.25 | 37.75 | 11
2023/24 | 116.75 | 37.75 | 17
2023/24 | 117.25 | 37.75 | 7
2023/24 | 117.75 | 37.75 | 12
2023/24 | 118.25 | 37.75 | 14
2023/24 | 118.75 | 37.75 | 12
2023/24 | 119.25 | 37.75 | 11
2023/24 | 119.75 | 37.75 | 14
2023/24 | 120.25 | 37.75 | 8
2023/24 | 120.75 | 37.75 | 15
2023/24 | 121.25 | 37.75 | 14
2023/24 | 121.75 | 37.75 | 12
2023/24 | 122.25 | 37.75 | 12
2023/24 | 122.75 | 37.75 | 13
2023/24 | 123.25 | 37.75 | 13
2023/24 | 123.75 | 37.75 | 8
2023/24 | 124.25 | 37.75 | 10
2023/24 | 124.75 | 37.75 | 14
2023/24 | 125.25 | 37.75 | 13
2023/24 | 125.75 | 37.75 | 9
2023/24 | 126.25 | 37.75 | 8
2023/24 | 126.75 | 37.75 | 10
2023/24 | 127.25 | 37.75 | 16
2023/24 | 127.75 | 37.75 | 10
2023/24 | 128.25 | 37.75 | 10
2023/24 | 128.75 | 37.75 | 11
2023/24 | 129.25 | 37.75 | 16
2023/24 | 129.75 | 37.75 | 9
2023/24 | 130.25 | 37.75 | 12
2023/24 | 130.75 | 37.75 | 7
2023/24 | 131.25 | 37.75 | 12
2023/24 | 131.75 | 37.75 | 7
2023/24 | 132.25 | 37.75 | 16
2023/24 | 132.75 | 37.75 | 7
2023/24 | 133.25 | 37.75 | 10
2023/24 | 133.75 | 37.75 | 4
2023/24 | 134.25 | 37.75 | 6
2023/24 | 134.75 | 37.75 | 6
2023/24 | 135.25 | 37.75 | 5
2023/24 | 135.75 | 37.75 | 7
2023/24 | 136.25 | 37.75 | 4
2023/24 | 136.75 | 37.75 | 3
2023/24 | 137.25 | 37.75 | 6
2023/24 | 137.75 | 37.75 | 10
2023/24 | 138.25 | 37.75 | 2
2023/24 | 138.75 | 37.75 | 8
2023/24 | 139.25 | 37.75 | 8
2023/24 | 139.75 | 37.75 | 6
2023/24 | 140.25 | 37.75 | 7
2023/24 | 140.75 | 37.75 | 7
2023/24 | 141.25 | 37.75 | 7
2023/24 | 141.75 | 37.75 | 7
2023/24 | 142.25 | 37.75 | 6
2023/24 | 142.75 | 37.75 | 5
2023/24 | 143.25 | 37.75 | 4
2023/24 | 143.75 | 37.75 | 1
2023/24 | 144.25 | 37.75 | 7
2023/24 | 144.75 | 37.75 | 5
2023/24 | 145.25 | 37.75 | 4
2023/24 | 145.75 | 37.75 | 4
2023/24 | 146.25 | 37.75 | 5
2023/24 | 146.75 | 37.75 | 2
2023/24 | 147.25 | 37.75 | 2
2023/24 | 147.75 | 37.75 | 4
2023/24 | 148.25 | 37.75 | 4
2023/24 | 148.75 | 37.75 | 1
2023/24 | 149.25 | 37.75 | 2
2023/24 | 149.75 | 37.75 | 2
2023/24 | 150.25 | 37.75 | 5
2023/24 | 151.25 | 37.75 | 2
2023/24 | 151.75 | 37.75 | 2
2023/24 | 152.25 | 37.75 | 4
2023/24 | 152.75 | 37.75 | 2
2023/24 | 153.25 | 37.75 | 5
2023/24 | 153.75 | 37.75 | 4
2023/24 | 154.25 | 37.75 | 4
2023/24 | 154.75 | 37.75 | 4
2023/24 | 155.25 | 37.75 | 1
2023/24 | 156.25 | 37.75 | 1
2023/24 | 156.75 | 37.75 | 1
2023/24 | 157.25 | 37.75 | 2
2023/24 | 157.75 | 37.75 | 1
2023/24 | 158.25 | 37.75 | 1
2023/24 | 158.75 | 37.75 | 1
2023/24 | 159.25 | 37.75 | 2
2023/24 | 159.75 | 37.75 | 1
2023/24 | 160.75 | 37.75 | 2
2023/24 | 161.25 | 37.75 | 1
2023/24 | 162.25 | 37.75 | 1
2023/24 | 162.75 | 37.75 | 1
2023/24 | 163.25 | 37.75 | 1
2023/24 | 163.75 | 37.75 | 1
2023/24 | 164.25 | 37.75 | 1
2023/24 | 165.25 | 37.75 | 2
2023/24 | 165.75 | 37.75 | 1
2023/24 | 167.25 | 37.75 | 2
2023/24 | 167.75 | 37.75 | 1
2023/24 | 169.25 | 37.75 | 3
2023/24 | 170.25 | 37.75 | 1
2023/24 | 174.75 | 37.75 | 2
2023/24 | 180.75 | 37.75 | 1
2023/24 | 181.75 | 37.75 | 2
2023/24 | 191.75 | 37.75 | 2
2023/24 | 208.75 | 37.75 | 1
2023/24 | 237.75 | 37.75 | 1
2023/24 | 72.75 | 38.25 | 1
2023/24 | 73.75 | 38.25 | 1
2023/24 | 76.25 | 38.25 | 1
2023/24 | 76.75 | 38.25 | 1
2023/24 | 77.75 | 38.25 | 2
2023/24 | 78.25 | 38.25 | 1
2023/24 | 79.25 | 38.25 | 1
2023/24 | 79.75 | 38.25 | 2
2023/24 | 80.25 | 38.25 | 3
2023/24 | 80.75 | 38.25 | 4
2023/24 | 81.25 | 38.25 | 2
2023/24 | 81.75 | 38.25 | 3
2023/24 | 82.25 | 38.25 | 1
2023/24 | 82.75 | 38.25 | 3
2023/24 | 83.75 | 38.25 | 3
2023/24 | 84.25 | 38.25 | 2
2023/24 | 84.75 | 38.25 | 2
2023/24 | 85.25 | 38.25 | 1
2023/24 | 85.75 | 38.25 | 1
2023/24 | 86.25 | 38.25 | 4
2023/24 | 86.75 | 38.25 | 5
2023/24 | 87.25 | 38.25 | 1
2023/24 | 87.75 | 38.25 | 1
2023/24 | 88.25 | 38.25 | 9
2023/24 | 88.75 | 38.25 | 3
2023/24 | 89.25 | 38.25 | 4
2023/24 | 89.75 | 38.25 | 2
2023/24 | 90.25 | 38.25 | 4
2023/24 | 90.75 | 38.25 | 5
2023/24 | 91.25 | 38.25 | 2
2023/24 | 91.75 | 38.25 | 3
2023/24 | 92.25 | 38.25 | 5
2023/24 | 92.75 | 38.25 | 3
2023/24 | 93.25 | 38.25 | 8
2023/24 | 93.75 | 38.25 | 4
2023/24 | 94.25 | 38.25 | 5
2023/24 | 94.75 | 38.25 | 5
2023/24 | 95.25 | 38.25 | 5
2023/24 | 95.75 | 38.25 | 4
2023/24 | 96.25 | 38.25 | 4
2023/24 | 96.75 | 38.25 | 5
2023/24 | 97.25 | 38.25 | 11
2023/24 | 97.75 | 38.25 | 7
2023/24 | 98.25 | 38.25 | 12
2023/24 | 98.75 | 38.25 | 9
2023/24 | 99.25 | 38.25 | 8
2023/24 | 99.75 | 38.25 | 7
2023/24 | 100.25 | 38.25 | 7
2023/24 | 100.75 | 38.25 | 10
2023/24 | 101.25 | 38.25 | 8
2023/24 | 101.75 | 38.25 | 15
2023/24 | 102.25 | 38.25 | 10
2023/24 | 102.75 | 38.25 | 4
2023/24 | 103.25 | 38.25 | 11
2023/24 | 103.75 | 38.25 | 7
2023/24 | 104.25 | 38.25 | 15
2023/24 | 104.75 | 38.25 | 11
2023/24 | 105.25 | 38.25 | 6
2023/24 | 105.75 | 38.25 | 10
2023/24 | 106.25 | 38.25 | 10
2023/24 | 106.75 | 38.25 | 11
2023/24 | 107.25 | 38.25 | 14
2023/24 | 107.75 | 38.25 | 16
2023/24 | 108.25 | 38.25 | 11
2023/24 | 108.75 | 38.25 | 15
2023/24 | 109.25 | 38.25 | 18
2023/24 | 109.75 | 38.25 | 12
2023/24 | 110.25 | 38.25 | 9
2023/24 | 110.75 | 38.25 | 19
2023/24 | 111.25 | 38.25 | 14
2023/24 | 111.75 | 38.25 | 20
2023/24 | 112.25 | 38.25 | 11
2023/24 | 112.75 | 38.25 | 12
2023/24 | 113.25 | 38.25 | 11
2023/24 | 113.75 | 38.25 | 12
2023/24 | 114.25 | 38.25 | 18
2023/24 | 114.75 | 38.25 | 12
2023/24 | 115.25 | 38.25 | 10
2023/24 | 115.75 | 38.25 | 19
2023/24 | 116.25 | 38.25 | 13
2023/24 | 116.75 | 38.25 | 14
2023/24 | 117.25 | 38.25 | 18
2023/24 | 117.75 | 38.25 | 15
2023/24 | 118.25 | 38.25 | 18
2023/24 | 118.75 | 38.25 | 14
2023/24 | 119.25 | 38.25 | 14
2023/24 | 119.75 | 38.25 | 14
2023/24 | 120.25 | 38.25 | 16
2023/24 | 120.75 | 38.25 | 13
2023/24 | 121.25 | 38.25 | 14
2023/24 | 121.75 | 38.25 | 9
2023/24 | 122.25 | 38.25 | 13
2023/24 | 122.75 | 38.25 | 16
2023/24 | 123.25 | 38.25 | 6
2023/24 | 123.75 | 38.25 | 12
2023/24 | 124.25 | 38.25 | 15
2023/24 | 124.75 | 38.25 | 15
2023/24 | 125.25 | 38.25 | 14
2023/24 | 125.75 | 38.25 | 12
2023/24 | 126.25 | 38.25 | 12
2023/24 | 126.75 | 38.25 | 11
2023/24 | 127.25 | 38.25 | 8
2023/24 | 127.75 | 38.25 | 11
2023/24 | 128.25 | 38.25 | 10
2023/24 | 128.75 | 38.25 | 11
2023/24 | 129.25 | 38.25 | 11
2023/24 | 129.75 | 38.25 | 17
2023/24 | 130.25 | 38.25 | 9
2023/24 | 130.75 | 38.25 | 15
2023/24 | 131.25 | 38.25 | 10
2023/24 | 131.75 | 38.25 | 14
2023/24 | 132.25 | 38.25 | 14
2023/24 | 132.75 | 38.25 | 8
2023/24 | 133.25 | 38.25 | 8
2023/24 | 133.75 | 38.25 | 5
2023/24 | 134.25 | 38.25 | 8
2023/24 | 134.75 | 38.25 | 10
2023/24 | 135.25 | 38.25 | 10
2023/24 | 135.75 | 38.25 | 5
2023/24 | 136.25 | 38.25 | 9
2023/24 | 136.75 | 38.25 | 9
2023/24 | 137.25 | 38.25 | 4
2023/24 | 137.75 | 38.25 | 10
2023/24 | 138.25 | 38.25 | 5
2023/24 | 138.75 | 38.25 | 8
2023/24 | 139.25 | 38.25 | 6
2023/24 | 139.75 | 38.25 | 7
2023/24 | 140.25 | 38.25 | 9
2023/24 | 140.75 | 38.25 | 5
2023/24 | 141.25 | 38.25 | 4
2023/24 | 141.75 | 38.25 | 7
2023/24 | 142.25 | 38.25 | 5
2023/24 | 142.75 | 38.25 | 6
2023/24 | 143.25 | 38.25 | 8
2023/24 | 143.75 | 38.25 | 6
2023/24 | 144.25 | 38.25 | 7
2023/24 | 144.75 | 38.25 | 6
2023/24 | 145.25 | 38.25 | 3
2023/24 | 145.75 | 38.25 | 3
2023/24 | 146.25 | 38.25 | 3
2023/24 | 146.75 | 38.25 | 2
2023/24 | 147.25 | 38.25 | 2
2023/24 | 147.75 | 38.25 | 7
2023/24 | 148.25 | 38.25 | 3
2023/24 | 148.75 | 38.25 | 5
2023/24 | 149.25 | 38.25 | 2
2023/24 | 149.75 | 38.25 | 4
2023/24 | 150.25 | 38.25 | 3
2023/24 | 151.25 | 38.25 | 3
2023/24 | 152.25 | 38.25 | 3
2023/24 | 152.75 | 38.25 | 2
2023/24 | 153.75 | 38.25 | 5
2023/24 | 154.25 | 38.25 | 3
2023/24 | 154.75 | 38.25 | 2
2023/24 | 155.25 | 38.25 | 1
2023/24 | 155.75 | 38.25 | 1
2023/24 | 156.25 | 38.25 | 4
2023/24 | 156.75 | 38.25 | 2
2023/24 | 157.25 | 38.25 | 1
2023/24 | 157.75 | 38.25 | 3
2023/24 | 158.25 | 38.25 | 2
2023/24 | 158.75 | 38.25 | 1
2023/24 | 159.75 | 38.25 | 2
2023/24 | 160.75 | 38.25 | 2
2023/24 | 161.25 | 38.25 | 2
2023/24 | 161.75 | 38.25 | 1
2023/24 | 162.25 | 38.25 | 3
2023/24 | 162.75 | 38.25 | 2
2023/24 | 163.75 | 38.25 | 3
2023/24 | 165.75 | 38.25 | 2
2023/24 | 166.25 | 38.25 | 2
2023/24 | 166.75 | 38.25 | 1
2023/24 | 167.75 | 38.25 | 1
2023/24 | 168.25 | 38.25 | 1
2023/24 | 168.75 | 38.25 | 1
2023/24 | 170.75 | 38.25 | 3
2023/24 | 172.25 | 38.25 | 1
2023/24 | 172.75 | 38.25 | 1
2023/24 | 173.25 | 38.25 | 1
2023/24 | 174.25 | 38.25 | 1
2023/24 | 175.25 | 38.25 | 1
2023/24 | 175.75 | 38.25 | 1
2023/24 | 176.25 | 38.25 | 1
2023/24 | 180.25 | 38.25 | 1
2023/24 | 183.75 | 38.25 | 2
2023/24 | 187.75 | 38.25 | 1
2023/24 | 190.25 | 38.25 | 1
2023/24 | 192.75 | 38.25 | 1
2023/24 | 199.75 | 38.25 | 1
2023/24 | 209.75 | 38.25 | 1
2023/24 | 71.25 | 38.75 | 1
2023/24 | 72.25 | 38.75 | 1
2023/24 | 72.75 | 38.75 | 1
2023/24 | 73.75 | 38.75 | 1
2023/24 | 75.75 | 38.75 | 1
2023/24 | 76.25 | 38.75 | 2
2023/24 | 77.75 | 38.75 | 1
2023/24 | 78.25 | 38.75 | 1
2023/24 | 78.75 | 38.75 | 3
2023/24 | 79.25 | 38.75 | 1
2023/24 | 79.75 | 38.75 | 1
2023/24 | 80.75 | 38.75 | 1
2023/24 | 81.25 | 38.75 | 2
2023/24 | 81.75 | 38.75 | 2
2023/24 | 82.25 | 38.75 | 5
2023/24 | 82.75 | 38.75 | 3
2023/24 | 83.75 | 38.75 | 3
2023/24 | 84.25 | 38.75 | 1
2023/24 | 84.75 | 38.75 | 4
2023/24 | 85.25 | 38.75 | 2
2023/24 | 85.75 | 38.75 | 4
2023/24 | 86.25 | 38.75 | 2
2023/24 | 87.25 | 38.75 | 4
2023/24 | 87.75 | 38.75 | 1
2023/24 | 88.25 | 38.75 | 3
2023/24 | 88.75 | 38.75 | 5
2023/24 | 89.25 | 38.75 | 7
2023/24 | 89.75 | 38.75 | 7
2023/24 | 90.25 | 38.75 | 9
2023/24 | 90.75 | 38.75 | 5
2023/24 | 91.25 | 38.75 | 3
2023/24 | 91.75 | 38.75 | 5
2023/24 | 92.25 | 38.75 | 2
2023/24 | 92.75 | 38.75 | 7
2023/24 | 93.25 | 38.75 | 4
2023/24 | 93.75 | 38.75 | 7
2023/24 | 94.25 | 38.75 | 4
2023/24 | 94.75 | 38.75 | 8
2023/24 | 95.25 | 38.75 | 5
2023/24 | 95.75 | 38.75 | 7
2023/24 | 96.25 | 38.75 | 3
2023/24 | 96.75 | 38.75 | 3
2023/24 | 97.25 | 38.75 | 7
2023/24 | 97.75 | 38.75 | 7
2023/24 | 98.25 | 38.75 | 9
2023/24 | 98.75 | 38.75 | 11
2023/24 | 99.25 | 38.75 | 10
2023/24 | 99.75 | 38.75 | 11
2023/24 | 100.25 | 38.75 | 9
2023/24 | 100.75 | 38.75 | 9
2023/24 | 101.25 | 38.75 | 12
2023/24 | 101.75 | 38.75 | 7
2023/24 | 102.25 | 38.75 | 14
2023/24 | 102.75 | 38.75 | 11
2023/24 | 103.25 | 38.75 | 18
2023/24 | 103.75 | 38.75 | 8
2023/24 | 104.25 | 38.75 | 10
2023/24 | 104.75 | 38.75 | 13
2023/24 | 105.25 | 38.75 | 14
2023/24 | 105.75 | 38.75 | 20
2023/24 | 106.25 | 38.75 | 14
2023/24 | 106.75 | 38.75 | 12
2023/24 | 107.25 | 38.75 | 19
2023/24 | 107.75 | 38.75 | 15
2023/24 | 108.25 | 38.75 | 16
2023/24 | 108.75 | 38.75 | 12
2023/24 | 109.25 | 38.75 | 17
2023/24 | 109.75 | 38.75 | 10
2023/24 | 110.25 | 38.75 | 11
2023/24 | 110.75 | 38.75 | 10
2023/24 | 111.25 | 38.75 | 15
2023/24 | 111.75 | 38.75 | 11
2023/24 | 112.25 | 38.75 | 9
2023/24 | 112.75 | 38.75 | 14
2023/24 | 113.25 | 38.75 | 15
2023/24 | 113.75 | 38.75 | 16
2023/24 | 114.25 | 38.75 | 19
2023/24 | 114.75 | 38.75 | 20
2023/24 | 115.25 | 38.75 | 13
2023/24 | 115.75 | 38.75 | 15
2023/24 | 116.25 | 38.75 | 19
2023/24 | 116.75 | 38.75 | 19
2023/24 | 117.25 | 38.75 | 13
2023/24 | 117.75 | 38.75 | 11
2023/24 | 118.25 | 38.75 | 20
2023/24 | 118.75 | 38.75 | 12
2023/24 | 119.25 | 38.75 | 17
2023/24 | 119.75 | 38.75 | 17
2023/24 | 120.25 | 38.75 | 19
2023/24 | 120.75 | 38.75 | 11
2023/24 | 121.25 | 38.75 | 17
2023/24 | 121.75 | 38.75 | 13
2023/24 | 122.25 | 38.75 | 14
2023/24 | 122.75 | 38.75 | 23
2023/24 | 123.25 | 38.75 | 14
2023/24 | 123.75 | 38.75 | 18
2023/24 | 124.25 | 38.75 | 13
2023/24 | 124.75 | 38.75 | 11
2023/24 | 125.25 | 38.75 | 13
2023/24 | 125.75 | 38.75 | 10
2023/24 | 126.25 | 38.75 | 8
2023/24 | 126.75 | 38.75 | 9
2023/24 | 127.25 | 38.75 | 19
2023/24 | 127.75 | 38.75 | 13
2023/24 | 128.25 | 38.75 | 18
2023/24 | 128.75 | 38.75 | 8
2023/24 | 129.25 | 38.75 | 18
2023/24 | 129.75 | 38.75 | 8
2023/24 | 130.25 | 38.75 | 12
2023/24 | 130.75 | 38.75 | 8
2023/24 | 131.25 | 38.75 | 8
2023/24 | 131.75 | 38.75 | 10
2023/24 | 132.25 | 38.75 | 10
2023/24 | 132.75 | 38.75 | 10
2023/24 | 133.25 | 38.75 | 9
2023/24 | 133.75 | 38.75 | 11
2023/24 | 134.25 | 38.75 | 10
2023/24 | 134.75 | 38.75 | 6
2023/24 | 135.25 | 38.75 | 9
2023/24 | 135.75 | 38.75 | 9
2023/24 | 136.25 | 38.75 | 8
2023/24 | 136.75 | 38.75 | 10
2023/24 | 137.25 | 38.75 | 8
2023/24 | 137.75 | 38.75 | 6
2023/24 | 138.25 | 38.75 | 9
2023/24 | 138.75 | 38.75 | 12
2023/24 | 139.25 | 38.75 | 6
2023/24 | 139.75 | 38.75 | 7
2023/24 | 140.25 | 38.75 | 10
2023/24 | 140.75 | 38.75 | 9
2023/24 | 141.25 | 38.75 | 11
2023/24 | 141.75 | 38.75 | 6
2023/24 | 142.25 | 38.75 | 6
2023/24 | 142.75 | 38.75 | 8
2023/24 | 143.25 | 38.75 | 7
2023/24 | 143.75 | 38.75 | 6
2023/24 | 144.25 | 38.75 | 7
2023/24 | 144.75 | 38.75 | 6
2023/24 | 145.25 | 38.75 | 8
2023/24 | 145.75 | 38.75 | 7
2023/24 | 146.25 | 38.75 | 4
2023/24 | 146.75 | 38.75 | 3
2023/24 | 147.25 | 38.75 | 3
2023/24 | 147.75 | 38.75 | 3
2023/24 | 148.25 | 38.75 | 5
2023/24 | 148.75 | 38.75 | 2
2023/24 | 149.25 | 38.75 | 5
2023/24 | 149.75 | 38.75 | 3
2023/24 | 150.25 | 38.75 | 5
2023/24 | 150.75 | 38.75 | 1
2023/24 | 151.25 | 38.75 | 5
2023/24 | 151.75 | 38.75 | 5
2023/24 | 152.25 | 38.75 | 2
2023/24 | 152.75 | 38.75 | 6
2023/24 | 153.25 | 38.75 | 2
2023/24 | 153.75 | 38.75 | 2
2023/24 | 154.25 | 38.75 | 5
2023/24 | 154.75 | 38.75 | 1
2023/24 | 155.25 | 38.75 | 6
2023/24 | 155.75 | 38.75 | 2
2023/24 | 156.25 | 38.75 | 2
2023/24 | 156.75 | 38.75 | 1
2023/24 | 157.25 | 38.75 | 2
2023/24 | 157.75 | 38.75 | 3
2023/24 | 158.25 | 38.75 | 1
2023/24 | 158.75 | 38.75 | 2
2023/24 | 159.25 | 38.75 | 3
2023/24 | 159.75 | 38.75 | 2
2023/24 | 160.25 | 38.75 | 1
2023/24 | 160.75 | 38.75 | 4
2023/24 | 161.25 | 38.75 | 1
2023/24 | 161.75 | 38.75 | 1
2023/24 | 162.25 | 38.75 | 2
2023/24 | 164.25 | 38.75 | 2
2023/24 | 164.75 | 38.75 | 2
2023/24 | 165.75 | 38.75 | 1
2023/24 | 166.25 | 38.75 | 1
2023/24 | 168.25 | 38.75 | 1
2023/24 | 169.75 | 38.75 | 1
2023/24 | 171.75 | 38.75 | 2
2023/24 | 173.75 | 38.75 | 1
2023/24 | 174.25 | 38.75 | 2
2023/24 | 175.75 | 38.75 | 1
2023/24 | 179.75 | 38.75 | 1
2023/24 | 180.25 | 38.75 | 1
2023/24 | 183.75 | 38.75 | 1
2023/24 | 187.25 | 38.75 | 1
2023/24 | 190.25 | 38.75 | 1
2023/24 | 192.75 | 38.75 | 1
2023/24 | 195.25 | 38.75 | 1
2023/24 | 196.75 | 38.75 | 1
2023/24 | 205.75 | 38.75 | 1
2023/24 | 225.75 | 38.75 | 1
2023/24 | 274.25 | 38.75 | 1
2023/24 | 70.75 | 39.25 | 2
2023/24 | 72.75 | 39.25 | 1
2023/24 | 75.75 | 39.25 | 1
2023/24 | 77.75 | 39.25 | 2
2023/24 | 80.25 | 39.25 | 4
2023/24 | 80.75 | 39.25 | 1
2023/24 | 81.75 | 39.25 | 1
2023/24 | 83.25 | 39.25 | 4
2023/24 | 83.75 | 39.25 | 2
2023/24 | 84.25 | 39.25 | 2
2023/24 | 84.75 | 39.25 | 5
2023/24 | 85.25 | 39.25 | 2
2023/24 | 85.75 | 39.25 | 1
2023/24 | 86.25 | 39.25 | 2
2023/24 | 86.75 | 39.25 | 2
2023/24 | 87.25 | 39.25 | 2
2023/24 | 87.75 | 39.25 | 4
2023/24 | 88.25 | 39.25 | 3
2023/24 | 88.75 | 39.25 | 3
2023/24 | 89.25 | 39.25 | 2
2023/24 | 89.75 | 39.25 | 2
2023/24 | 90.25 | 39.25 | 4
2023/24 | 90.75 | 39.25 | 5
2023/24 | 91.25 | 39.25 | 4
2023/24 | 91.75 | 39.25 | 2
2023/24 | 92.25 | 39.25 | 3
2023/24 | 92.75 | 39.25 | 4
2023/24 | 93.25 | 39.25 | 10
2023/24 | 93.75 | 39.25 | 7
2023/24 | 94.25 | 39.25 | 4
2023/24 | 94.75 | 39.25 | 9
2023/24 | 95.25 | 39.25 | 3
2023/24 | 95.75 | 39.25 | 3
2023/24 | 96.25 | 39.25 | 7
2023/24 | 96.75 | 39.25 | 11
2023/24 | 97.25 | 39.25 | 4
2023/24 | 97.75 | 39.25 | 5
2023/24 | 98.25 | 39.25 | 7
2023/24 | 98.75 | 39.25 | 1
2023/24 | 99.25 | 39.25 | 7
2023/24 | 99.75 | 39.25 | 10
2023/24 | 100.25 | 39.25 | 10
2023/24 | 100.75 | 39.25 | 8
2023/24 | 101.25 | 39.25 | 8
2023/24 | 101.75 | 39.25 | 9
2023/24 | 102.25 | 39.25 | 12
2023/24 | 102.75 | 39.25 | 12
2023/24 | 103.25 | 39.25 | 10
2023/24 | 103.75 | 39.25 | 11
2023/24 | 104.25 | 39.25 | 13
2023/24 | 104.75 | 39.25 | 15
2023/24 | 105.25 | 39.25 | 12
2023/24 | 105.75 | 39.25 | 13
2023/24 | 106.25 | 39.25 | 21
2023/24 | 106.75 | 39.25 | 11
2023/24 | 107.25 | 39.25 | 19
2023/24 | 107.75 | 39.25 | 13
2023/24 | 108.25 | 39.25 | 8
2023/24 | 108.75 | 39.25 | 14
2023/24 | 109.25 | 39.25 | 23
2023/24 | 109.75 | 39.25 | 10
2023/24 | 110.25 | 39.25 | 16
2023/24 | 110.75 | 39.25 | 16
2023/24 | 111.25 | 39.25 | 19
2023/24 | 111.75 | 39.25 | 15
2023/24 | 112.25 | 39.25 | 11
2023/24 | 112.75 | 39.25 | 12
2023/24 | 113.25 | 39.25 | 23
2023/24 | 113.75 | 39.25 | 13
2023/24 | 114.25 | 39.25 | 19
2023/24 | 114.75 | 39.25 | 22
2023/24 | 115.25 | 39.25 | 15
2023/24 | 115.75 | 39.25 | 18
2023/24 | 116.25 | 39.25 | 22
2023/24 | 116.75 | 39.25 | 12
2023/24 | 117.25 | 39.25 | 17
2023/24 | 117.75 | 39.25 | 25
2023/24 | 118.25 | 39.25 | 18
2023/24 | 118.75 | 39.25 | 20
2023/24 | 119.25 | 39.25 | 20
2023/24 | 119.75 | 39.25 | 22
2023/24 | 120.25 | 39.25 | 22
2023/24 | 120.75 | 39.25 | 14
2023/24 | 121.25 | 39.25 | 7
2023/24 | 121.75 | 39.25 | 20
2023/24 | 122.25 | 39.25 | 15
2023/24 | 122.75 | 39.25 | 18
2023/24 | 123.25 | 39.25 | 17
2023/24 | 123.75 | 39.25 | 21
2023/24 | 124.25 | 39.25 | 14
2023/24 | 124.75 | 39.25 | 10
2023/24 | 125.25 | 39.25 | 19
2023/24 | 125.75 | 39.25 | 12
2023/24 | 126.25 | 39.25 | 16
2023/24 | 126.75 | 39.25 | 10
2023/24 | 127.25 | 39.25 | 22
2023/24 | 127.75 | 39.25 | 18
2023/24 | 128.25 | 39.25 | 17
2023/24 | 128.75 | 39.25 | 8
2023/24 | 129.25 | 39.25 | 12
2023/24 | 129.75 | 39.25 | 13
2023/24 | 130.25 | 39.25 | 17
2023/24 | 130.75 | 39.25 | 15
2023/24 | 131.25 | 39.25 | 11
2023/24 | 131.75 | 39.25 | 14
2023/24 | 132.25 | 39.25 | 11
2023/24 | 132.75 | 39.25 | 12
2023/24 | 133.25 | 39.25 | 9
2023/24 | 133.75 | 39.25 | 9
2023/24 | 134.25 | 39.25 | 11
2023/24 | 134.75 | 39.25 | 16
2023/24 | 135.25 | 39.25 | 14
2023/24 | 135.75 | 39.25 | 14
2023/24 | 136.25 | 39.25 | 9
2023/24 | 136.75 | 39.25 | 9
2023/24 | 137.25 | 39.25 | 6
2023/24 | 137.75 | 39.25 | 6
2023/24 | 138.25 | 39.25 | 12
2023/24 | 138.75 | 39.25 | 8
2023/24 | 139.25 | 39.25 | 6
2023/24 | 139.75 | 39.25 | 12
2023/24 | 140.25 | 39.25 | 7
2023/24 | 140.75 | 39.25 | 6
2023/24 | 141.25 | 39.25 | 7
2023/24 | 141.75 | 39.25 | 7
2023/24 | 142.25 | 39.25 | 10
2023/24 | 142.75 | 39.25 | 5
2023/24 | 143.25 | 39.25 | 5
2023/24 | 143.75 | 39.25 | 5
2023/24 | 144.25 | 39.25 | 7
2023/24 | 144.75 | 39.25 | 4
2023/24 | 145.25 | 39.25 | 6
2023/24 | 145.75 | 39.25 | 6
2023/24 | 146.25 | 39.25 | 7
2023/24 | 146.75 | 39.25 | 3
2023/24 | 147.25 | 39.25 | 11
2023/24 | 147.75 | 39.25 | 5
2023/24 | 148.25 | 39.25 | 3
2023/24 | 148.75 | 39.25 | 4
2023/24 | 149.25 | 39.25 | 5
2023/24 | 149.75 | 39.25 | 5
2023/24 | 150.25 | 39.25 | 2
2023/24 | 150.75 | 39.25 | 4
2023/24 | 151.25 | 39.25 | 5
2023/24 | 151.75 | 39.25 | 6
2023/24 | 152.25 | 39.25 | 3
2023/24 | 152.75 | 39.25 | 1
2023/24 | 153.25 | 39.25 | 7
2023/24 | 153.75 | 39.25 | 4
2023/24 | 154.25 | 39.25 | 2
2023/24 | 154.75 | 39.25 | 5
2023/24 | 155.25 | 39.25 | 5
2023/24 | 155.75 | 39.25 | 2
2023/24 | 156.25 | 39.25 | 1
2023/24 | 156.75 | 39.25 | 4
2023/24 | 157.25 | 39.25 | 1
2023/24 | 157.75 | 39.25 | 4
2023/24 | 158.25 | 39.25 | 2
2023/24 | 158.75 | 39.25 | 4
2023/24 | 159.25 | 39.25 | 1
2023/24 | 160.25 | 39.25 | 4
2023/24 | 160.75 | 39.25 | 1
2023/24 | 161.75 | 39.25 | 1
2023/24 | 162.25 | 39.25 | 1
2023/24 | 163.25 | 39.25 | 1
2023/24 | 163.75 | 39.25 | 2
2023/24 | 164.25 | 39.25 | 3
2023/24 | 164.75 | 39.25 | 1
2023/24 | 165.25 | 39.25 | 1
2023/24 | 165.75 | 39.25 | 2
2023/24 | 166.25 | 39.25 | 2
2023/24 | 166.75 | 39.25 | 2
2023/24 | 167.75 | 39.25 | 6
2023/24 | 168.25 | 39.25 | 2
2023/24 | 168.75 | 39.25 | 1
2023/24 | 170.25 | 39.25 | 2
2023/24 | 170.75 | 39.25 | 1
2023/24 | 172.25 | 39.25 | 1
2023/24 | 173.25 | 39.25 | 1
2023/24 | 174.25 | 39.25 | 4
2023/24 | 174.75 | 39.25 | 1
2023/24 | 175.75 | 39.25 | 3
2023/24 | 180.75 | 39.25 | 1
2023/24 | 208.75 | 39.25 | 1
2023/24 | 223.25 | 39.25 | 1
2023/24 | 58.75 | 39.75 | 1
2023/24 | 72.75 | 39.75 | 1
2023/24 | 74.75 | 39.75 | 1
2023/24 | 75.25 | 39.75 | 1
2023/24 | 77.75 | 39.75 | 2
2023/24 | 78.75 | 39.75 | 2
2023/24 | 79.25 | 39.75 | 1
2023/24 | 79.75 | 39.75 | 2
2023/24 | 80.25 | 39.75 | 1
2023/24 | 80.75 | 39.75 | 1
2023/24 | 81.25 | 39.75 | 1
2023/24 | 81.75 | 39.75 | 1
2023/24 | 82.25 | 39.75 | 1
2023/24 | 82.75 | 39.75 | 3
2023/24 | 83.25 | 39.75 | 1
2023/24 | 83.75 | 39.75 | 6
2023/24 | 84.25 | 39.75 | 1
2023/24 | 84.75 | 39.75 | 1
2023/24 | 85.25 | 39.75 | 3
2023/24 | 85.75 | 39.75 | 7
2023/24 | 86.75 | 39.75 | 4
2023/24 | 87.25 | 39.75 | 1
2023/24 | 87.75 | 39.75 | 2
2023/24 | 88.25 | 39.75 | 3
2023/24 | 88.75 | 39.75 | 3
2023/24 | 89.25 | 39.75 | 3
2023/24 | 89.75 | 39.75 | 2
2023/24 | 90.25 | 39.75 | 4
2023/24 | 90.75 | 39.75 | 7
2023/24 | 91.25 | 39.75 | 5
2023/24 | 91.75 | 39.75 | 5
2023/24 | 92.25 | 39.75 | 9
2023/24 | 92.75 | 39.75 | 1
2023/24 | 93.25 | 39.75 | 4
2023/24 | 93.75 | 39.75 | 5
2023/24 | 94.25 | 39.75 | 5
2023/24 | 94.75 | 39.75 | 7
2023/24 | 95.25 | 39.75 | 1
2023/24 | 95.75 | 39.75 | 7
2023/24 | 96.25 | 39.75 | 8
2023/24 | 96.75 | 39.75 | 4
2023/24 | 97.25 | 39.75 | 19
2023/24 | 97.75 | 39.75 | 13
2023/24 | 98.25 | 39.75 | 4
2023/24 | 98.75 | 39.75 | 10
2023/24 | 99.25 | 39.75 | 12
2023/24 | 99.75 | 39.75 | 14
2023/24 | 100.25 | 39.75 | 11
2023/24 | 100.75 | 39.75 | 7
2023/24 | 101.25 | 39.75 | 12
2023/24 | 101.75 | 39.75 | 12
2023/24 | 102.25 | 39.75 | 17
2023/24 | 102.75 | 39.75 | 11
2023/24 | 103.25 | 39.75 | 16
2023/24 | 103.75 | 39.75 | 9
2023/24 | 104.25 | 39.75 | 14
2023/24 | 104.75 | 39.75 | 15
2023/24 | 105.25 | 39.75 | 18
2023/24 | 105.75 | 39.75 | 15
2023/24 | 106.25 | 39.75 | 20
2023/24 | 106.75 | 39.75 | 14
2023/24 | 107.25 | 39.75 | 12
2023/24 | 107.75 | 39.75 | 17
2023/24 | 108.25 | 39.75 | 14
2023/24 | 108.75 | 39.75 | 17
2023/24 | 109.25 | 39.75 | 15
2023/24 | 109.75 | 39.75 | 15
2023/24 | 110.25 | 39.75 | 10
2023/24 | 110.75 | 39.75 | 19
2023/24 | 111.25 | 39.75 | 15
2023/24 | 111.75 | 39.75 | 21
2023/24 | 112.25 | 39.75 | 18
2023/24 | 112.75 | 39.75 | 30
2023/24 | 113.25 | 39.75 | 19
2023/24 | 113.75 | 39.75 | 15
2023/24 | 114.25 | 39.75 | 11
2023/24 | 114.75 | 39.75 | 29
2023/24 | 115.25 | 39.75 | 25
2023/24 | 115.75 | 39.75 | 19
2023/24 | 116.25 | 39.75 | 20
2023/24 | 116.75 | 39.75 | 13
2023/24 | 117.25 | 39.75 | 22
2023/24 | 117.75 | 39.75 | 19
2023/24 | 118.25 | 39.75 | 17
2023/24 | 118.75 | 39.75 | 9
2023/24 | 119.25 | 39.75 | 18
2023/24 | 119.75 | 39.75 | 14
2023/24 | 120.25 | 39.75 | 28
2023/24 | 120.75 | 39.75 | 25
2023/24 | 121.25 | 39.75 | 20
2023/24 | 121.75 | 39.75 | 18
2023/24 | 122.25 | 39.75 | 20
2023/24 | 122.75 | 39.75 | 21
2023/24 | 123.25 | 39.75 | 18
2023/24 | 123.75 | 39.75 | 15
2023/24 | 124.25 | 39.75 | 23
2023/24 | 124.75 | 39.75 | 25
2023/24 | 125.25 | 39.75 | 17
2023/24 | 125.75 | 39.75 | 16
2023/24 | 126.25 | 39.75 | 15
2023/24 | 126.75 | 39.75 | 12
2023/24 | 127.25 | 39.75 | 19
2023/24 | 127.75 | 39.75 | 17
2023/24 | 128.25 | 39.75 | 19
2023/24 | 128.75 | 39.75 | 21
2023/24 | 129.25 | 39.75 | 12
2023/24 | 129.75 | 39.75 | 15
2023/24 | 130.25 | 39.75 | 5
2023/24 | 130.75 | 39.75 | 13
2023/24 | 131.25 | 39.75 | 9
2023/24 | 131.75 | 39.75 | 10
2023/24 | 132.25 | 39.75 | 15
2023/24 | 132.75 | 39.75 | 15
2023/24 | 133.25 | 39.75 | 9
2023/24 | 133.75 | 39.75 | 11
2023/24 | 134.25 | 39.75 | 8
2023/24 | 134.75 | 39.75 | 17
2023/24 | 135.25 | 39.75 | 13
2023/24 | 135.75 | 39.75 | 12
2023/24 | 136.25 | 39.75 | 11
2023/24 | 136.75 | 39.75 | 13
2023/24 | 137.25 | 39.75 | 6
2023/24 | 137.75 | 39.75 | 11
2023/24 | 138.25 | 39.75 | 9
2023/24 | 138.75 | 39.75 | 13
2023/24 | 139.25 | 39.75 | 13
2023/24 | 139.75 | 39.75 | 7
2023/24 | 140.25 | 39.75 | 8
2023/24 | 140.75 | 39.75 | 11
2023/24 | 141.25 | 39.75 | 8
2023/24 | 141.75 | 39.75 | 6
2023/24 | 142.25 | 39.75 | 11
2023/24 | 142.75 | 39.75 | 4
2023/24 | 143.25 | 39.75 | 10
2023/24 | 143.75 | 39.75 | 4
2023/24 | 144.25 | 39.75 | 7
2023/24 | 144.75 | 39.75 | 8
2023/24 | 145.25 | 39.75 | 6
2023/24 | 145.75 | 39.75 | 4
2023/24 | 146.25 | 39.75 | 7
2023/24 | 146.75 | 39.75 | 2
2023/24 | 147.25 | 39.75 | 5
2023/24 | 147.75 | 39.75 | 4
2023/24 | 148.25 | 39.75 | 6
2023/24 | 148.75 | 39.75 | 5
2023/24 | 149.25 | 39.75 | 4
2023/24 | 149.75 | 39.75 | 9
2023/24 | 150.25 | 39.75 | 5
2023/24 | 150.75 | 39.75 | 8
2023/24 | 151.25 | 39.75 | 3
2023/24 | 151.75 | 39.75 | 5
2023/24 | 152.25 | 39.75 | 2
2023/24 | 152.75 | 39.75 | 3
2023/24 | 153.25 | 39.75 | 6
2023/24 | 153.75 | 39.75 | 3
2023/24 | 154.25 | 39.75 | 3
2023/24 | 154.75 | 39.75 | 5
2023/24 | 155.25 | 39.75 | 1
2023/24 | 155.75 | 39.75 | 6
2023/24 | 156.25 | 39.75 | 2
2023/24 | 156.75 | 39.75 | 2
2023/24 | 157.25 | 39.75 | 1
2023/24 | 157.75 | 39.75 | 2
2023/24 | 158.25 | 39.75 | 1
2023/24 | 158.75 | 39.75 | 1
2023/24 | 159.25 | 39.75 | 3
2023/24 | 159.75 | 39.75 | 2
2023/24 | 160.25 | 39.75 | 2
2023/24 | 160.75 | 39.75 | 4
2023/24 | 161.25 | 39.75 | 4
2023/24 | 161.75 | 39.75 | 2
2023/24 | 162.25 | 39.75 | 4
2023/24 | 162.75 | 39.75 | 2
2023/24 | 163.75 | 39.75 | 1
2023/24 | 164.25 | 39.75 | 1
2023/24 | 164.75 | 39.75 | 3
2023/24 | 165.25 | 39.75 | 2
2023/24 | 165.75 | 39.75 | 2
2023/24 | 166.25 | 39.75 | 3
2023/24 | 167.25 | 39.75 | 1
2023/24 | 167.75 | 39.75 | 1
2023/24 | 168.75 | 39.75 | 2
2023/24 | 169.25 | 39.75 | 1
2023/24 | 170.25 | 39.75 | 4
2023/24 | 171.75 | 39.75 | 1
2023/24 | 172.25 | 39.75 | 1
2023/24 | 173.25 | 39.75 | 1
2023/24 | 173.75 | 39.75 | 3
2023/24 | 175.25 | 39.75 | 1
2023/24 | 178.75 | 39.75 | 1
2023/24 | 179.75 | 39.75 | 1
2023/24 | 181.25 | 39.75 | 1
2023/24 | 189.25 | 39.75 | 1
2023/24 | 196.25 | 39.75 | 1
2023/24 | 203.75 | 39.75 | 1
2023/24 | 205.25 | 39.75 | 1
2023/24 | 206.75 | 39.75 | 1
2023/24 | 207.25 | 39.75 | 1
2023/24 | 207.75 | 39.75 | 1
2023/24 | 214.75 | 39.75 | 1
2023/24 | 68.25 | 40.25 | 1
2023/24 | 68.75 | 40.25 | 1
2023/24 | 75.25 | 40.25 | 1
2023/24 | 76.25 | 40.25 | 1
2023/24 | 77.75 | 40.25 | 1
2023/24 | 79.25 | 40.25 | 1
2023/24 | 79.75 | 40.25 | 1
2023/24 | 80.25 | 40.25 | 2
2023/24 | 81.25 | 40.25 | 1
2023/24 | 81.75 | 40.25 | 1
2023/24 | 82.25 | 40.25 | 3
2023/24 | 82.75 | 40.25 | 2
2023/24 | 83.25 | 40.25 | 1
2023/24 | 83.75 | 40.25 | 2
2023/24 | 84.75 | 40.25 | 3
2023/24 | 85.25 | 40.25 | 2
2023/24 | 85.75 | 40.25 | 6
2023/24 | 86.25 | 40.25 | 4
2023/24 | 86.75 | 40.25 | 5
2023/24 | 87.25 | 40.25 | 1
2023/24 | 87.75 | 40.25 | 1
2023/24 | 88.25 | 40.25 | 4
2023/24 | 88.75 | 40.25 | 3
2023/24 | 89.25 | 40.25 | 1
2023/24 | 89.75 | 40.25 | 2
2023/24 | 90.25 | 40.25 | 5
2023/24 | 90.75 | 40.25 | 3
2023/24 | 91.25 | 40.25 | 6
2023/24 | 91.75 | 40.25 | 4
2023/24 | 92.25 | 40.25 | 10
2023/24 | 92.75 | 40.25 | 6
2023/24 | 93.25 | 40.25 | 9
2023/24 | 93.75 | 40.25 | 6
2023/24 | 94.25 | 40.25 | 9
2023/24 | 94.75 | 40.25 | 6
2023/24 | 95.25 | 40.25 | 12
2023/24 | 95.75 | 40.25 | 11
2023/24 | 96.25 | 40.25 | 13
2023/24 | 96.75 | 40.25 | 12
2023/24 | 97.25 | 40.25 | 10
2023/24 | 97.75 | 40.25 | 12
2023/24 | 98.25 | 40.25 | 7
2023/24 | 98.75 | 40.25 | 12
2023/24 | 99.25 | 40.25 | 13
2023/24 | 99.75 | 40.25 | 8
2023/24 | 100.25 | 40.25 | 12
2023/24 | 100.75 | 40.25 | 16
2023/24 | 101.25 | 40.25 | 14
2023/24 | 101.75 | 40.25 | 8
2023/24 | 102.25 | 40.25 | 14
2023/24 | 102.75 | 40.25 | 10
2023/24 | 103.25 | 40.25 | 9
2023/24 | 103.75 | 40.25 | 16
2023/24 | 104.25 | 40.25 | 17
2023/24 | 104.75 | 40.25 | 12
2023/24 | 105.25 | 40.25 | 9
2023/24 | 105.75 | 40.25 | 21
2023/24 | 106.25 | 40.25 | 16
2023/24 | 106.75 | 40.25 | 15
2023/24 | 107.25 | 40.25 | 13
2023/24 | 107.75 | 40.25 | 16
2023/24 | 108.25 | 40.25 | 4
2023/24 | 108.75 | 40.25 | 14
2023/24 | 109.25 | 40.25 | 13
2023/24 | 109.75 | 40.25 | 19
2023/24 | 110.25 | 40.25 | 22
2023/24 | 110.75 | 40.25 | 25
2023/24 | 111.25 | 40.25 | 18
2023/24 | 111.75 | 40.25 | 15
2023/24 | 112.25 | 40.25 | 17
2023/24 | 112.75 | 40.25 | 17
2023/24 | 113.25 | 40.25 | 20
2023/24 | 113.75 | 40.25 | 25
2023/24 | 114.25 | 40.25 | 28
2023/24 | 114.75 | 40.25 | 15
2023/24 | 115.25 | 40.25 | 19
2023/24 | 115.75 | 40.25 | 19
2023/24 | 116.25 | 40.25 | 30
2023/24 | 116.75 | 40.25 | 12
2023/24 | 117.25 | 40.25 | 17
2023/24 | 117.75 | 40.25 | 22
2023/24 | 118.25 | 40.25 | 16
2023/24 | 118.75 | 40.25 | 14
2023/24 | 119.25 | 40.25 | 21
2023/24 | 119.75 | 40.25 | 13
2023/24 | 120.25 | 40.25 | 20
2023/24 | 120.75 | 40.25 | 28
2023/24 | 121.25 | 40.25 | 19
2023/24 | 121.75 | 40.25 | 17
2023/24 | 122.25 | 40.25 | 16
2023/24 | 122.75 | 40.25 | 17
2023/24 | 123.25 | 40.25 | 15
2023/24 | 123.75 | 40.25 | 21
2023/24 | 124.25 | 40.25 | 18
2023/24 | 124.75 | 40.25 | 22
2023/24 | 125.25 | 40.25 | 14
2023/24 | 125.75 | 40.25 | 20
2023/24 | 126.25 | 40.25 | 24
2023/24 | 126.75 | 40.25 | 8
2023/24 | 127.25 | 40.25 | 24
2023/24 | 127.75 | 40.25 | 13
2023/24 | 128.25 | 40.25 | 12
2023/24 | 128.75 | 40.25 | 18
2023/24 | 129.25 | 40.25 | 17
2023/24 | 129.75 | 40.25 | 9
2023/24 | 130.25 | 40.25 | 18
2023/24 | 130.75 | 40.25 | 17
2023/24 | 131.25 | 40.25 | 11
2023/24 | 131.75 | 40.25 | 21
2023/24 | 132.25 | 40.25 | 25
2023/24 | 132.75 | 40.25 | 10
2023/24 | 133.25 | 40.25 | 13
2023/24 | 133.75 | 40.25 | 20
2023/24 | 134.25 | 40.25 | 11
2023/24 | 134.75 | 40.25 | 16
2023/24 | 135.25 | 40.25 | 13
2023/24 | 135.75 | 40.25 | 18
2023/24 | 136.25 | 40.25 | 17
2023/24 | 136.75 | 40.25 | 13
2023/24 | 137.25 | 40.25 | 13
2023/24 | 137.75 | 40.25 | 12
2023/24 | 138.25 | 40.25 | 6
2023/24 | 138.75 | 40.25 | 15
2023/24 | 139.25 | 40.25 | 9
2023/24 | 139.75 | 40.25 | 9
2023/24 | 140.25 | 40.25 | 10
2023/24 | 140.75 | 40.25 | 8
2023/24 | 141.25 | 40.25 | 10
2023/24 | 141.75 | 40.25 | 7
2023/24 | 142.25 | 40.25 | 8
2023/24 | 142.75 | 40.25 | 10
2023/24 | 143.25 | 40.25 | 6
2023/24 | 143.75 | 40.25 | 9
2023/24 | 144.25 | 40.25 | 12
2023/24 | 144.75 | 40.25 | 7
2023/24 | 145.25 | 40.25 | 4
2023/24 | 145.75 | 40.25 | 4
2023/24 | 146.25 | 40.25 | 8
2023/24 | 146.75 | 40.25 | 8
2023/24 | 147.25 | 40.25 | 6
2023/24 | 147.75 | 40.25 | 6
2023/24 | 148.25 | 40.25 | 10
2023/24 | 148.75 | 40.25 | 5
2023/24 | 149.25 | 40.25 | 7
2023/24 | 149.75 | 40.25 | 2
2023/24 | 150.25 | 40.25 | 8
2023/24 | 150.75 | 40.25 | 2
2023/24 | 151.25 | 40.25 | 4
2023/24 | 151.75 | 40.25 | 4
2023/24 | 152.25 | 40.25 | 8
2023/24 | 152.75 | 40.25 | 2
2023/24 | 153.25 | 40.25 | 5
2023/24 | 153.75 | 40.25 | 5
2023/24 | 154.25 | 40.25 | 4
2023/24 | 154.75 | 40.25 | 4
2023/24 | 155.25 | 40.25 | 2
2023/24 | 155.75 | 40.25 | 4
2023/24 | 156.25 | 40.25 | 4
2023/24 | 156.75 | 40.25 | 7
2023/24 | 157.25 | 40.25 | 4
2023/24 | 157.75 | 40.25 | 6
2023/24 | 158.25 | 40.25 | 3
2023/24 | 158.75 | 40.25 | 3
2023/24 | 159.25 | 40.25 | 2
2023/24 | 160.75 | 40.25 | 4
2023/24 | 161.75 | 40.25 | 2
2023/24 | 162.25 | 40.25 | 2
2023/24 | 163.25 | 40.25 | 4
2023/24 | 163.75 | 40.25 | 1
2023/24 | 164.25 | 40.25 | 4
2023/24 | 164.75 | 40.25 | 4
2023/24 | 165.25 | 40.25 | 3
2023/24 | 165.75 | 40.25 | 1
2023/24 | 166.25 | 40.25 | 1
2023/24 | 166.75 | 40.25 | 1
2023/24 | 167.25 | 40.25 | 1
2023/24 | 167.75 | 40.25 | 1
2023/24 | 168.25 | 40.25 | 2
2023/24 | 169.25 | 40.25 | 1
2023/24 | 169.75 | 40.25 | 2
2023/24 | 170.25 | 40.25 | 1
2023/24 | 171.75 | 40.25 | 1
2023/24 | 173.25 | 40.25 | 1
2023/24 | 173.75 | 40.25 | 2
2023/24 | 174.75 | 40.25 | 1
2023/24 | 175.25 | 40.25 | 1
2023/24 | 176.25 | 40.25 | 3
2023/24 | 177.25 | 40.25 | 1
2023/24 | 177.75 | 40.25 | 1
2023/24 | 178.25 | 40.25 | 1
2023/24 | 178.75 | 40.25 | 2
2023/24 | 179.25 | 40.25 | 1
2023/24 | 180.25 | 40.25 | 1
2023/24 | 181.75 | 40.25 | 1
2023/24 | 188.25 | 40.25 | 1
2023/24 | 198.75 | 40.25 | 1
2023/24 | 199.25 | 40.25 | 1
2023/24 | 201.25 | 40.25 | 1
2023/24 | 61.25 | 40.75 | 1
2023/24 | 69.25 | 40.75 | 1
2023/24 | 70.25 | 40.75 | 1
2023/24 | 71.25 | 40.75 | 1
2023/24 | 76.25 | 40.75 | 1
2023/24 | 76.75 | 40.75 | 1
2023/24 | 80.75 | 40.75 | 1
2023/24 | 81.75 | 40.75 | 2
2023/24 | 82.25 | 40.75 | 2
2023/24 | 82.75 | 40.75 | 1
2023/24 | 83.75 | 40.75 | 1
2023/24 | 84.25 | 40.75 | 2
2023/24 | 84.75 | 40.75 | 1
2023/24 | 85.25 | 40.75 | 4
2023/24 | 85.75 | 40.75 | 2
2023/24 | 86.25 | 40.75 | 5
2023/24 | 86.75 | 40.75 | 3
2023/24 | 87.25 | 40.75 | 4
2023/24 | 87.75 | 40.75 | 6
2023/24 | 88.25 | 40.75 | 1
2023/24 | 88.75 | 40.75 | 5
2023/24 | 89.25 | 40.75 | 7
2023/24 | 89.75 | 40.75 | 6
2023/24 | 90.25 | 40.75 | 3
2023/24 | 90.75 | 40.75 | 5
2023/24 | 91.25 | 40.75 | 3
2023/24 | 91.75 | 40.75 | 3
2023/24 | 92.25 | 40.75 | 8
2023/24 | 92.75 | 40.75 | 4
2023/24 | 93.25 | 40.75 | 7
2023/24 | 93.75 | 40.75 | 3
2023/24 | 94.25 | 40.75 | 5
2023/24 | 94.75 | 40.75 | 6
2023/24 | 95.25 | 40.75 | 4
2023/24 | 95.75 | 40.75 | 4
2023/24 | 96.25 | 40.75 | 11
2023/24 | 96.75 | 40.75 | 6
2023/24 | 97.25 | 40.75 | 4
2023/24 | 97.75 | 40.75 | 12
2023/24 | 98.25 | 40.75 | 11
2023/24 | 98.75 | 40.75 | 12
2023/24 | 99.25 | 40.75 | 9
2023/24 | 99.75 | 40.75 | 15
2023/24 | 100.25 | 40.75 | 11
2023/24 | 100.75 | 40.75 | 9
2023/24 | 101.25 | 40.75 | 17
2023/24 | 101.75 | 40.75 | 6
2023/24 | 102.25 | 40.75 | 15
2023/24 | 102.75 | 40.75 | 12
2023/24 | 103.25 | 40.75 | 11
2023/24 | 103.75 | 40.75 | 25
2023/24 | 104.25 | 40.75 | 15
2023/24 | 104.75 | 40.75 | 21
2023/24 | 105.25 | 40.75 | 23
2023/24 | 105.75 | 40.75 | 12
2023/24 | 106.25 | 40.75 | 23
2023/24 | 106.75 | 40.75 | 19
2023/24 | 107.25 | 40.75 | 21
2023/24 | 107.75 | 40.75 | 22
2023/24 | 108.25 | 40.75 | 13
2023/24 | 108.75 | 40.75 | 27
2023/24 | 109.25 | 40.75 | 28
2023/24 | 109.75 | 40.75 | 12
2023/24 | 110.25 | 40.75 | 10
2023/24 | 110.75 | 40.75 | 19
2023/24 | 111.25 | 40.75 | 18
2023/24 | 111.75 | 40.75 | 33
2023/24 | 112.25 | 40.75 | 14
2023/24 | 112.75 | 40.75 | 21
2023/24 | 113.25 | 40.75 | 24
2023/24 | 113.75 | 40.75 | 24
2023/24 | 114.25 | 40.75 | 27
2023/24 | 114.75 | 40.75 | 23
2023/24 | 115.25 | 40.75 | 25
2023/24 | 115.75 | 40.75 | 24
2023/24 | 116.25 | 40.75 | 22
2023/24 | 116.75 | 40.75 | 26
2023/24 | 117.25 | 40.75 | 22
2023/24 | 117.75 | 40.75 | 25
2023/24 | 118.25 | 40.75 | 25
2023/24 | 118.75 | 40.75 | 23
2023/24 | 119.25 | 40.75 | 23
2023/24 | 119.75 | 40.75 | 20
2023/24 | 120.25 | 40.75 | 18
2023/24 | 120.75 | 40.75 | 20
2023/24 | 121.25 | 40.75 | 26
2023/24 | 121.75 | 40.75 | 24
2023/24 | 122.25 | 40.75 | 16
2023/24 | 122.75 | 40.75 | 23
2023/24 | 123.25 | 40.75 | 15
2023/24 | 123.75 | 40.75 | 26
2023/24 | 124.25 | 40.75 | 20
2023/24 | 124.75 | 40.75 | 23
2023/24 | 125.25 | 40.75 | 24
2023/24 | 125.75 | 40.75 | 18
2023/24 | 126.25 | 40.75 | 14
2023/24 | 126.75 | 40.75 | 19
2023/24 | 127.25 | 40.75 | 20
2023/24 | 127.75 | 40.75 | 23
2023/24 | 128.25 | 40.75 | 25
2023/24 | 128.75 | 40.75 | 12
2023/24 | 129.25 | 40.75 | 23
2023/24 | 129.75 | 40.75 | 12
2023/24 | 130.25 | 40.75 | 12
2023/24 | 130.75 | 40.75 | 16
2023/24 | 131.25 | 40.75 | 21
2023/24 | 131.75 | 40.75 | 25
2023/24 | 132.25 | 40.75 | 24
2023/24 | 132.75 | 40.75 | 11
2023/24 | 133.25 | 40.75 | 20
2023/24 | 133.75 | 40.75 | 16
2023/24 | 134.25 | 40.75 | 18
2023/24 | 134.75 | 40.75 | 18
2023/24 | 135.25 | 40.75 | 14
2023/24 | 135.75 | 40.75 | 9
2023/24 | 136.25 | 40.75 | 9
2023/24 | 136.75 | 40.75 | 15
2023/24 | 137.25 | 40.75 | 14
2023/24 | 137.75 | 40.75 | 12
2023/24 | 138.25 | 40.75 | 13
2023/24 | 138.75 | 40.75 | 9
2023/24 | 139.25 | 40.75 | 6
2023/24 | 139.75 | 40.75 | 9
2023/24 | 140.25 | 40.75 | 17
2023/24 | 140.75 | 40.75 | 6
2023/24 | 141.25 | 40.75 | 7
2023/24 | 141.75 | 40.75 | 12
2023/24 | 142.25 | 40.75 | 8
2023/24 | 142.75 | 40.75 | 8
2023/24 | 143.25 | 40.75 | 12
2023/24 | 143.75 | 40.75 | 8
2023/24 | 144.25 | 40.75 | 11
2023/24 | 144.75 | 40.75 | 6
2023/24 | 145.25 | 40.75 | 5
2023/24 | 145.75 | 40.75 | 12
2023/24 | 146.25 | 40.75 | 8
2023/24 | 146.75 | 40.75 | 7
2023/24 | 147.25 | 40.75 | 8
2023/24 | 147.75 | 40.75 | 6
2023/24 | 148.25 | 40.75 | 2
2023/24 | 148.75 | 40.75 | 13
2023/24 | 149.25 | 40.75 | 5
2023/24 | 149.75 | 40.75 | 6
2023/24 | 150.25 | 40.75 | 8
2023/24 | 150.75 | 40.75 | 5
2023/24 | 151.25 | 40.75 | 4
2023/24 | 151.75 | 40.75 | 7
2023/24 | 152.25 | 40.75 | 3
2023/24 | 152.75 | 40.75 | 3
2023/24 | 153.25 | 40.75 | 4
2023/24 | 153.75 | 40.75 | 6
2023/24 | 154.25 | 40.75 | 4
2023/24 | 154.75 | 40.75 | 8
2023/24 | 155.25 | 40.75 | 2
2023/24 | 155.75 | 40.75 | 5
2023/24 | 156.25 | 40.75 | 2
2023/24 | 156.75 | 40.75 | 1
2023/24 | 157.25 | 40.75 | 2
2023/24 | 157.75 | 40.75 | 2
2023/24 | 158.25 | 40.75 | 6
2023/24 | 158.75 | 40.75 | 3
2023/24 | 159.25 | 40.75 | 3
2023/24 | 159.75 | 40.75 | 6
2023/24 | 160.75 | 40.75 | 3
2023/24 | 161.25 | 40.75 | 2
2023/24 | 161.75 | 40.75 | 2
2023/24 | 162.25 | 40.75 | 4
2023/24 | 162.75 | 40.75 | 1
2023/24 | 163.25 | 40.75 | 3
2023/24 | 163.75 | 40.75 | 2
2023/24 | 164.25 | 40.75 | 2
2023/24 | 164.75 | 40.75 | 3
2023/24 | 165.25 | 40.75 | 3
2023/24 | 165.75 | 40.75 | 3
2023/24 | 166.75 | 40.75 | 1
2023/24 | 167.25 | 40.75 | 2
2023/24 | 168.25 | 40.75 | 1
2023/24 | 168.75 | 40.75 | 2
2023/24 | 169.25 | 40.75 | 1
2023/24 | 169.75 | 40.75 | 3
2023/24 | 170.25 | 40.75 | 1
2023/24 | 170.75 | 40.75 | 1
2023/24 | 171.75 | 40.75 | 1
2023/24 | 172.75 | 40.75 | 1
2023/24 | 174.25 | 40.75 | 1
2023/24 | 174.75 | 40.75 | 1
2023/24 | 175.75 | 40.75 | 1
2023/24 | 176.75 | 40.75 | 1
2023/24 | 179.25 | 40.75 | 1
2023/24 | 181.25 | 40.75 | 1
2023/24 | 181.75 | 40.75 | 1
2023/24 | 187.75 | 40.75 | 1
2023/24 | 188.25 | 40.75 | 1
2023/24 | 189.75 | 40.75 | 1
2023/24 | 193.25 | 40.75 | 1
2023/24 | 213.75 | 40.75 | 1
2023/24 | 71.25 | 41.25 | 1
2023/24 | 74.75 | 41.25 | 1
2023/24 | 75.25 | 41.25 | 1
2023/24 | 75.75 | 41.25 | 1
2023/24 | 76.25 | 41.25 | 1
2023/24 | 78.25 | 41.25 | 1
2023/24 | 78.75 | 41.25 | 2
2023/24 | 79.75 | 41.25 | 2
2023/24 | 80.25 | 41.25 | 1
2023/24 | 81.25 | 41.25 | 1
2023/24 | 81.75 | 41.25 | 2
2023/24 | 82.25 | 41.25 | 2
2023/24 | 82.75 | 41.25 | 2
2023/24 | 83.25 | 41.25 | 1
2023/24 | 83.75 | 41.25 | 3
2023/24 | 84.25 | 41.25 | 5
2023/24 | 84.75 | 41.25 | 2
2023/24 | 85.25 | 41.25 | 2
2023/24 | 85.75 | 41.25 | 3
2023/24 | 86.75 | 41.25 | 4
2023/24 | 87.25 | 41.25 | 4
2023/24 | 88.25 | 41.25 | 6
2023/24 | 88.75 | 41.25 | 4
2023/24 | 89.25 | 41.25 | 3
2023/24 | 90.25 | 41.25 | 7
2023/24 | 90.75 | 41.25 | 8
2023/24 | 91.25 | 41.25 | 3
2023/24 | 91.75 | 41.25 | 4
2023/24 | 92.25 | 41.25 | 3
2023/24 | 92.75 | 41.25 | 4
2023/24 | 93.25 | 41.25 | 8
2023/24 | 93.75 | 41.25 | 2
2023/24 | 94.25 | 41.25 | 8
2023/24 | 94.75 | 41.25 | 7
2023/24 | 95.25 | 41.25 | 4
2023/24 | 95.75 | 41.25 | 8
2023/24 | 96.25 | 41.25 | 2
2023/24 | 96.75 | 41.25 | 6
2023/24 | 97.25 | 41.25 | 6
2023/24 | 97.75 | 41.25 | 15
2023/24 | 98.25 | 41.25 | 14
2023/24 | 98.75 | 41.25 | 12
2023/24 | 99.25 | 41.25 | 10
2023/24 | 99.75 | 41.25 | 16
2023/24 | 100.25 | 41.25 | 10
2023/24 | 100.75 | 41.25 | 19
2023/24 | 101.25 | 41.25 | 15
2023/24 | 101.75 | 41.25 | 20
2023/24 | 102.25 | 41.25 | 20
2023/24 | 102.75 | 41.25 | 15
2023/24 | 103.25 | 41.25 | 15
2023/24 | 103.75 | 41.25 | 17
2023/24 | 104.25 | 41.25 | 29
2023/24 | 104.75 | 41.25 | 19
2023/24 | 105.25 | 41.25 | 17
2023/24 | 105.75 | 41.25 | 16
2023/24 | 106.25 | 41.25 | 18
2023/24 | 106.75 | 41.25 | 26
2023/24 | 107.25 | 41.25 | 12
2023/24 | 107.75 | 41.25 | 14
2023/24 | 108.25 | 41.25 | 25
2023/24 | 108.75 | 41.25 | 21
2023/24 | 109.25 | 41.25 | 23
2023/24 | 109.75 | 41.25 | 21
2023/24 | 110.25 | 41.25 | 15
2023/24 | 110.75 | 41.25 | 22
2023/24 | 111.25 | 41.25 | 13
2023/24 | 111.75 | 41.25 | 28
2023/24 | 112.25 | 41.25 | 25
2023/24 | 112.75 | 41.25 | 26
2023/24 | 113.25 | 41.25 | 14
2023/24 | 113.75 | 41.25 | 29
2023/24 | 114.25 | 41.25 | 22
2023/24 | 114.75 | 41.25 | 25
2023/24 | 115.25 | 41.25 | 22
2023/24 | 115.75 | 41.25 | 27
2023/24 | 116.25 | 41.25 | 22
2023/24 | 116.75 | 41.25 | 25
2023/24 | 117.25 | 41.25 | 25
2023/24 | 117.75 | 41.25 | 27
2023/24 | 118.25 | 41.25 | 9
2023/24 | 118.75 | 41.25 | 25
2023/24 | 119.25 | 41.25 | 20
2023/24 | 119.75 | 41.25 | 36
2023/24 | 120.25 | 41.25 | 23
2023/24 | 120.75 | 41.25 | 27
2023/24 | 121.25 | 41.25 | 25
2023/24 | 121.75 | 41.25 | 22
2023/24 | 122.25 | 41.25 | 25
2023/24 | 122.75 | 41.25 | 23
2023/24 | 123.25 | 41.25 | 32
2023/24 | 123.75 | 41.25 | 19
2023/24 | 124.25 | 41.25 | 22
2023/24 | 124.75 | 41.25 | 23
2023/24 | 125.25 | 41.25 | 28
2023/24 | 125.75 | 41.25 | 30
2023/24 | 126.25 | 41.25 | 14
2023/24 | 126.75 | 41.25 | 25
2023/24 | 127.25 | 41.25 | 28
2023/24 | 127.75 | 41.25 | 28
2023/24 | 128.25 | 41.25 | 22
2023/24 | 128.75 | 41.25 | 20
2023/24 | 129.25 | 41.25 | 20
2023/24 | 129.75 | 41.25 | 24
2023/24 | 130.25 | 41.25 | 12
2023/24 | 130.75 | 41.25 | 23
2023/24 | 131.25 | 41.25 | 24
2023/24 | 131.75 | 41.25 | 20
2023/24 | 132.25 | 41.25 | 17
2023/24 | 132.75 | 41.25 | 17
2023/24 | 133.25 | 41.25 | 10
2023/24 | 133.75 | 41.25 | 15
2023/24 | 134.25 | 41.25 | 14
2023/24 | 134.75 | 41.25 | 15
2023/24 | 135.25 | 41.25 | 15
2023/24 | 135.75 | 41.25 | 17
2023/24 | 136.25 | 41.25 | 13
2023/24 | 136.75 | 41.25 | 14
2023/24 | 137.25 | 41.25 | 13
2023/24 | 137.75 | 41.25 | 13
2023/24 | 138.25 | 41.25 | 8
2023/24 | 138.75 | 41.25 | 12
2023/24 | 139.25 | 41.25 | 11
2023/24 | 139.75 | 41.25 | 16
2023/24 | 140.25 | 41.25 | 16
2023/24 | 140.75 | 41.25 | 11
2023/24 | 141.25 | 41.25 | 11
2023/24 | 141.75 | 41.25 | 17
2023/24 | 142.25 | 41.25 | 9
2023/24 | 142.75 | 41.25 | 6
2023/24 | 143.25 | 41.25 | 8
2023/24 | 143.75 | 41.25 | 6
2023/24 | 144.25 | 41.25 | 8
2023/24 | 144.75 | 41.25 | 7
2023/24 | 145.25 | 41.25 | 5
2023/24 | 145.75 | 41.25 | 6
2023/24 | 146.25 | 41.25 | 6
2023/24 | 146.75 | 41.25 | 6
2023/24 | 147.25 | 41.25 | 11
2023/24 | 147.75 | 41.25 | 5
2023/24 | 148.25 | 41.25 | 4
2023/24 | 148.75 | 41.25 | 6
2023/24 | 149.25 | 41.25 | 7
2023/24 | 149.75 | 41.25 | 10
2023/24 | 150.25 | 41.25 | 11
2023/24 | 150.75 | 41.25 | 6
2023/24 | 151.25 | 41.25 | 8
2023/24 | 151.75 | 41.25 | 5
2023/24 | 152.25 | 41.25 | 4
2023/24 | 152.75 | 41.25 | 4
2023/24 | 153.25 | 41.25 | 4
2023/24 | 153.75 | 41.25 | 5
2023/24 | 154.25 | 41.25 | 6
2023/24 | 154.75 | 41.25 | 9
2023/24 | 155.25 | 41.25 | 5
2023/24 | 155.75 | 41.25 | 4
2023/24 | 156.25 | 41.25 | 6
2023/24 | 156.75 | 41.25 | 2
2023/24 | 157.25 | 41.25 | 1
2023/24 | 157.75 | 41.25 | 3
2023/24 | 158.25 | 41.25 | 3
2023/24 | 158.75 | 41.25 | 6
2023/24 | 159.25 | 41.25 | 4
2023/24 | 159.75 | 41.25 | 4
2023/24 | 160.25 | 41.25 | 6
2023/24 | 160.75 | 41.25 | 2
2023/24 | 161.75 | 41.25 | 2
2023/24 | 162.25 | 41.25 | 3
2023/24 | 162.75 | 41.25 | 2
2023/24 | 163.25 | 41.25 | 5
2023/24 | 163.75 | 41.25 | 1
2023/24 | 164.25 | 41.25 | 2
2023/24 | 165.25 | 41.25 | 1
2023/24 | 166.25 | 41.25 | 3
2023/24 | 166.75 | 41.25 | 1
2023/24 | 167.25 | 41.25 | 1
2023/24 | 167.75 | 41.25 | 1
2023/24 | 168.75 | 41.25 | 1
2023/24 | 169.25 | 41.25 | 1
2023/24 | 169.75 | 41.25 | 1
2023/24 | 170.25 | 41.25 | 1
2023/24 | 171.25 | 41.25 | 2
2023/24 | 171.75 | 41.25 | 3
2023/24 | 172.25 | 41.25 | 2
2023/24 | 173.25 | 41.25 | 2
2023/24 | 173.75 | 41.25 | 1
2023/24 | 174.25 | 41.25 | 1
2023/24 | 174.75 | 41.25 | 2
2023/24 | 175.75 | 41.25 | 1
2023/24 | 176.25 | 41.25 | 3
2023/24 | 177.75 | 41.25 | 1
2023/24 | 181.75 | 41.25 | 1
2023/24 | 183.75 | 41.25 | 1
2023/24 | 184.25 | 41.25 | 1
2023/24 | 185.25 | 41.25 | 1
2023/24 | 185.75 | 41.25 | 1
2023/24 | 188.25 | 41.25 | 1
2023/24 | 191.25 | 41.25 | 1
2023/24 | 192.75 | 41.25 | 1
2023/24 | 194.25 | 41.25 | 1
2023/24 | 198.75 | 41.25 | 1
2023/24 | 289.75 | 41.25 | 1
2023/24 | 70.75 | 41.75 | 1
2023/24 | 71.25 | 41.75 | 1
2023/24 | 72.75 | 41.75 | 1
2023/24 | 73.25 | 41.75 | 1
2023/24 | 74.75 | 41.75 | 1
2023/24 | 76.25 | 41.75 | 1
2023/24 | 77.75 | 41.75 | 1
2023/24 | 78.25 | 41.75 | 2
2023/24 | 79.75 | 41.75 | 1
2023/24 | 80.25 | 41.75 | 1
2023/24 | 81.25 | 41.75 | 1
2023/24 | 81.75 | 41.75 | 1
2023/24 | 82.75 | 41.75 | 1
2023/24 | 83.25 | 41.75 | 2
2023/24 | 84.25 | 41.75 | 3
2023/24 | 84.75 | 41.75 | 2
2023/24 | 85.25 | 41.75 | 2
2023/24 | 85.75 | 41.75 | 2
2023/24 | 86.25 | 41.75 | 3
2023/24 | 86.75 | 41.75 | 1
2023/24 | 87.25 | 41.75 | 4
2023/24 | 87.75 | 41.75 | 5
2023/24 | 88.25 | 41.75 | 4
2023/24 | 88.75 | 41.75 | 3
2023/24 | 89.25 | 41.75 | 2
2023/24 | 89.75 | 41.75 | 3
2023/24 | 90.25 | 41.75 | 5
2023/24 | 90.75 | 41.75 | 7
2023/24 | 91.25 | 41.75 | 7
2023/24 | 91.75 | 41.75 | 3
2023/24 | 92.25 | 41.75 | 6
2023/24 | 92.75 | 41.75 | 6
2023/24 | 93.25 | 41.75 | 4
2023/24 | 93.75 | 41.75 | 8
2023/24 | 94.25 | 41.75 | 9
2023/24 | 94.75 | 41.75 | 4
2023/24 | 95.25 | 41.75 | 10
2023/24 | 95.75 | 41.75 | 11
2023/24 | 96.25 | 41.75 | 9
2023/24 | 96.75 | 41.75 | 9
2023/24 | 97.25 | 41.75 | 11
2023/24 | 97.75 | 41.75 | 9
2023/24 | 98.25 | 41.75 | 11
2023/24 | 98.75 | 41.75 | 11
2023/24 | 99.25 | 41.75 | 13
2023/24 | 99.75 | 41.75 | 15
2023/24 | 100.25 | 41.75 | 12
2023/24 | 100.75 | 41.75 | 13
2023/24 | 101.25 | 41.75 | 18
2023/24 | 101.75 | 41.75 | 18
2023/24 | 102.25 | 41.75 | 18
2023/24 | 102.75 | 41.75 | 11
2023/24 | 103.25 | 41.75 | 21
2023/24 | 103.75 | 41.75 | 22
2023/24 | 104.25 | 41.75 | 15
2023/24 | 104.75 | 41.75 | 20
2023/24 | 105.25 | 41.75 | 20
2023/24 | 105.75 | 41.75 | 17
2023/24 | 106.25 | 41.75 | 19
2023/24 | 106.75 | 41.75 | 20
2023/24 | 107.25 | 41.75 | 17
2023/24 | 107.75 | 41.75 | 29
2023/24 | 108.25 | 41.75 | 16
2023/24 | 108.75 | 41.75 | 23
2023/24 | 109.25 | 41.75 | 27
2023/24 | 109.75 | 41.75 | 25
2023/24 | 110.25 | 41.75 | 20
2023/24 | 110.75 | 41.75 | 21
2023/24 | 111.25 | 41.75 | 30
2023/24 | 111.75 | 41.75 | 25
2023/24 | 112.25 | 41.75 | 25
2023/24 | 112.75 | 41.75 | 25
2023/24 | 113.25 | 41.75 | 22
2023/24 | 113.75 | 41.75 | 25
2023/24 | 114.25 | 41.75 | 25
2023/24 | 114.75 | 41.75 | 25
2023/24 | 115.25 | 41.75 | 35
2023/24 | 115.75 | 41.75 | 21
2023/24 | 116.25 | 41.75 | 27
2023/24 | 116.75 | 41.75 | 27
2023/24 | 117.25 | 41.75 | 20
2023/24 | 117.75 | 41.75 | 29
2023/24 | 118.25 | 41.75 | 34
2023/24 | 118.75 | 41.75 | 19
2023/24 | 119.25 | 41.75 | 27
2023/24 | 119.75 | 41.75 | 19
2023/24 | 120.25 | 41.75 | 30
2023/24 | 120.75 | 41.75 | 23
2023/24 | 121.25 | 41.75 | 29
2023/24 | 121.75 | 41.75 | 27
2023/24 | 122.25 | 41.75 | 25
2023/24 | 122.75 | 41.75 | 24
2023/24 | 123.25 | 41.75 | 24
2023/24 | 123.75 | 41.75 | 21
2023/24 | 124.25 | 41.75 | 24
2023/24 | 124.75 | 41.75 | 20
2023/24 | 125.25 | 41.75 | 25
2023/24 | 125.75 | 41.75 | 20
2023/24 | 126.25 | 41.75 | 20
2023/24 | 126.75 | 41.75 | 21
2023/24 | 127.25 | 41.75 | 19
2023/24 | 127.75 | 41.75 | 32
2023/24 | 128.25 | 41.75 | 29
2023/24 | 128.75 | 41.75 | 15
2023/24 | 129.25 | 41.75 | 25
2023/24 | 129.75 | 41.75 | 24
2023/24 | 130.25 | 41.75 | 13
2023/24 | 130.75 | 41.75 | 13
2023/24 | 131.25 | 41.75 | 14
2023/24 | 131.75 | 41.75 | 24
2023/24 | 132.25 | 41.75 | 22
2023/24 | 132.75 | 41.75 | 21
2023/24 | 133.25 | 41.75 | 15
2023/24 | 133.75 | 41.75 | 19
2023/24 | 134.25 | 41.75 | 17
2023/24 | 134.75 | 41.75 | 18
2023/24 | 135.25 | 41.75 | 19
2023/24 | 135.75 | 41.75 | 20
2023/24 | 136.25 | 41.75 | 19
2023/24 | 136.75 | 41.75 | 14
2023/24 | 137.25 | 41.75 | 14
2023/24 | 137.75 | 41.75 | 15
2023/24 | 138.25 | 41.75 | 17
2023/24 | 138.75 | 41.75 | 12
2023/24 | 139.25 | 41.75 | 14
2023/24 | 139.75 | 41.75 | 10
2023/24 | 140.25 | 41.75 | 20
2023/24 | 140.75 | 41.75 | 21
2023/24 | 141.25 | 41.75 | 9
2023/24 | 141.75 | 41.75 | 10
2023/24 | 142.25 | 41.75 | 15
2023/24 | 142.75 | 41.75 | 14
2023/24 | 143.25 | 41.75 | 12
2023/24 | 143.75 | 41.75 | 14
2023/24 | 144.25 | 41.75 | 16
2023/24 | 144.75 | 41.75 | 8
2023/24 | 145.25 | 41.75 | 5
2023/24 | 145.75 | 41.75 | 6
2023/24 | 146.25 | 41.75 | 14
2023/24 | 146.75 | 41.75 | 7
2023/24 | 147.25 | 41.75 | 11
2023/24 | 147.75 | 41.75 | 12
2023/24 | 148.25 | 41.75 | 9
2023/24 | 148.75 | 41.75 | 11
2023/24 | 149.25 | 41.75 | 6
2023/24 | 149.75 | 41.75 | 9
2023/24 | 150.25 | 41.75 | 7
2023/24 | 150.75 | 41.75 | 12
2023/24 | 151.25 | 41.75 | 6
2023/24 | 151.75 | 41.75 | 4
2023/24 | 152.25 | 41.75 | 5
2023/24 | 152.75 | 41.75 | 6
2023/24 | 153.25 | 41.75 | 8
2023/24 | 153.75 | 41.75 | 4
2023/24 | 154.25 | 41.75 | 5
2023/24 | 154.75 | 41.75 | 5
2023/24 | 155.25 | 41.75 | 2
2023/24 | 155.75 | 41.75 | 3
2023/24 | 156.25 | 41.75 | 5
2023/24 | 156.75 | 41.75 | 5
2023/24 | 157.25 | 41.75 | 5
2023/24 | 157.75 | 41.75 | 6
2023/24 | 158.25 | 41.75 | 3
2023/24 | 158.75 | 41.75 | 2
2023/24 | 159.25 | 41.75 | 4
2023/24 | 159.75 | 41.75 | 2
2023/24 | 160.25 | 41.75 | 6
2023/24 | 160.75 | 41.75 | 1
2023/24 | 161.25 | 41.75 | 4
2023/24 | 161.75 | 41.75 | 4
2023/24 | 162.25 | 41.75 | 4
2023/24 | 162.75 | 41.75 | 3
2023/24 | 163.25 | 41.75 | 1
2023/24 | 163.75 | 41.75 | 1
2023/24 | 164.25 | 41.75 | 5
2023/24 | 164.75 | 41.75 | 1
2023/24 | 165.25 | 41.75 | 2
2023/24 | 166.25 | 41.75 | 3
2023/24 | 166.75 | 41.75 | 1
2023/24 | 167.25 | 41.75 | 2
2023/24 | 168.25 | 41.75 | 2
2023/24 | 169.25 | 41.75 | 1
2023/24 | 169.75 | 41.75 | 3
2023/24 | 170.25 | 41.75 | 1
2023/24 | 171.25 | 41.75 | 1
2023/24 | 171.75 | 41.75 | 3
2023/24 | 172.25 | 41.75 | 2
2023/24 | 172.75 | 41.75 | 1
2023/24 | 173.25 | 41.75 | 1
2023/24 | 175.75 | 41.75 | 1
2023/24 | 177.25 | 41.75 | 4
2023/24 | 178.25 | 41.75 | 1
2023/24 | 179.75 | 41.75 | 2
2023/24 | 181.25 | 41.75 | 1
2023/24 | 183.25 | 41.75 | 1
2023/24 | 184.25 | 41.75 | 1
2023/24 | 186.25 | 41.75 | 1
2023/24 | 192.25 | 41.75 | 1
2023/24 | 195.25 | 41.75 | 1
2023/24 | 197.75 | 41.75 | 1
2023/24 | 198.25 | 41.75 | 2
2023/24 | 208.75 | 41.75 | 1
2023/24 | 215.25 | 41.75 | 1
2023/24 | 226.75 | 41.75 | 1
2023/24 | 262.75 | 41.75 | 1
2023/24 | 290.75 | 41.75 | 1
2023/24 | 76.25 | 42.25 | 1
2023/24 | 77.75 | 42.25 | 1
2023/24 | 79.25 | 42.25 | 1
2023/24 | 79.75 | 42.25 | 2
2023/24 | 80.75 | 42.25 | 1
2023/24 | 81.75 | 42.25 | 3
2023/24 | 82.25 | 42.25 | 2
2023/24 | 82.75 | 42.25 | 1
2023/24 | 83.25 | 42.25 | 1
2023/24 | 83.75 | 42.25 | 1
2023/24 | 84.25 | 42.25 | 1
2023/24 | 84.75 | 42.25 | 1
2023/24 | 85.25 | 42.25 | 2
2023/24 | 85.75 | 42.25 | 2
2023/24 | 86.25 | 42.25 | 4
2023/24 | 86.75 | 42.25 | 2
2023/24 | 87.25 | 42.25 | 6
2023/24 | 87.75 | 42.25 | 4
2023/24 | 88.25 | 42.25 | 4
2023/24 | 88.75 | 42.25 | 4
2023/24 | 89.25 | 42.25 | 2
2023/24 | 89.75 | 42.25 | 4
2023/24 | 90.25 | 42.25 | 6
2023/24 | 90.75 | 42.25 | 3
2023/24 | 91.25 | 42.25 | 6
2023/24 | 91.75 | 42.25 | 6
2023/24 | 92.25 | 42.25 | 6
2023/24 | 92.75 | 42.25 | 9
2023/24 | 93.25 | 42.25 | 8
2023/24 | 93.75 | 42.25 | 3
2023/24 | 94.25 | 42.25 | 8
2023/24 | 94.75 | 42.25 | 4
2023/24 | 95.25 | 42.25 | 12
2023/24 | 95.75 | 42.25 | 7
2023/24 | 96.25 | 42.25 | 8
2023/24 | 96.75 | 42.25 | 13
2023/24 | 97.25 | 42.25 | 6
2023/24 | 97.75 | 42.25 | 8
2023/24 | 98.25 | 42.25 | 12
2023/24 | 98.75 | 42.25 | 6
2023/24 | 99.25 | 42.25 | 14
2023/24 | 99.75 | 42.25 | 11
2023/24 | 100.25 | 42.25 | 16
2023/24 | 100.75 | 42.25 | 13
2023/24 | 101.25 | 42.25 | 15
2023/24 | 101.75 | 42.25 | 16
2023/24 | 102.25 | 42.25 | 16
2023/24 | 102.75 | 42.25 | 19
2023/24 | 103.25 | 42.25 | 13
2023/24 | 103.75 | 42.25 | 11
2023/24 | 104.25 | 42.25 | 14
2023/24 | 104.75 | 42.25 | 18
2023/24 | 105.25 | 42.25 | 15
2023/24 | 105.75 | 42.25 | 16
2023/24 | 106.25 | 42.25 | 25
2023/24 | 106.75 | 42.25 | 20
2023/24 | 107.25 | 42.25 | 23
2023/24 | 107.75 | 42.25 | 23
2023/24 | 108.25 | 42.25 | 22
2023/24 | 108.75 | 42.25 | 24
2023/24 | 109.25 | 42.25 | 25
2023/24 | 109.75 | 42.25 | 20
2023/24 | 110.25 | 42.25 | 34
2023/24 | 110.75 | 42.25 | 30
2023/24 | 111.25 | 42.25 | 23
2023/24 | 111.75 | 42.25 | 18
2023/24 | 112.25 | 42.25 | 32
2023/24 | 112.75 | 42.25 | 25
2023/24 | 113.25 | 42.25 | 30
2023/24 | 113.75 | 42.25 | 26
2023/24 | 114.25 | 42.25 | 29
2023/24 | 114.75 | 42.25 | 27
2023/24 | 115.25 | 42.25 | 30
2023/24 | 115.75 | 42.25 | 20
2023/24 | 116.25 | 42.25 | 29
2023/24 | 116.75 | 42.25 | 28
2023/24 | 117.25 | 42.25 | 20
2023/24 | 117.75 | 42.25 | 29
2023/24 | 118.25 | 42.25 | 30
2023/24 | 118.75 | 42.25 | 22
2023/24 | 119.25 | 42.25 | 30
2023/24 | 119.75 | 42.25 | 27
2023/24 | 120.25 | 42.25 | 29
2023/24 | 120.75 | 42.25 | 28
2023/24 | 121.25 | 42.25 | 30
2023/24 | 121.75 | 42.25 | 22
2023/24 | 122.25 | 42.25 | 24
2023/24 | 122.75 | 42.25 | 24
2023/24 | 123.25 | 42.25 | 21
2023/24 | 123.75 | 42.25 | 18
2023/24 | 124.25 | 42.25 | 14
2023/24 | 124.75 | 42.25 | 28
2023/24 | 125.25 | 42.25 | 17
2023/24 | 125.75 | 42.25 | 20
2023/24 | 126.25 | 42.25 | 27
2023/24 | 126.75 | 42.25 | 22
2023/24 | 127.25 | 42.25 | 36
2023/24 | 127.75 | 42.25 | 23
2023/24 | 128.25 | 42.25 | 24
2023/24 | 128.75 | 42.25 | 29
2023/24 | 129.25 | 42.25 | 27
2023/24 | 129.75 | 42.25 | 20
2023/24 | 130.25 | 42.25 | 30
2023/24 | 130.75 | 42.25 | 35
2023/24 | 131.25 | 42.25 | 28
2023/24 | 131.75 | 42.25 | 31
2023/24 | 132.25 | 42.25 | 15
2023/24 | 132.75 | 42.25 | 25
2023/24 | 133.25 | 42.25 | 23
2023/24 | 133.75 | 42.25 | 20
2023/24 | 134.25 | 42.25 | 21
2023/24 | 134.75 | 42.25 | 16
2023/24 | 135.25 | 42.25 | 15
2023/24 | 135.75 | 42.25 | 23
2023/24 | 136.25 | 42.25 | 16
2023/24 | 136.75 | 42.25 | 20
2023/24 | 137.25 | 42.25 | 17
2023/24 | 137.75 | 42.25 | 20
2023/24 | 138.25 | 42.25 | 13
2023/24 | 138.75 | 42.25 | 14
2023/24 | 139.25 | 42.25 | 11
2023/24 | 139.75 | 42.25 | 14
2023/24 | 140.25 | 42.25 | 19
2023/24 | 140.75 | 42.25 | 15
2023/24 | 141.25 | 42.25 | 10
2023/24 | 141.75 | 42.25 | 20
2023/24 | 142.25 | 42.25 | 11
2023/24 | 142.75 | 42.25 | 17
2023/24 | 143.25 | 42.25 | 16
2023/24 | 143.75 | 42.25 | 13
2023/24 | 144.25 | 42.25 | 13
2023/24 | 144.75 | 42.25 | 9
2023/24 | 145.25 | 42.25 | 9
2023/24 | 145.75 | 42.25 | 3
2023/24 | 146.25 | 42.25 | 11
2023/24 | 146.75 | 42.25 | 10
2023/24 | 147.25 | 42.25 | 10
2023/24 | 147.75 | 42.25 | 12
2023/24 | 148.25 | 42.25 | 5
2023/24 | 148.75 | 42.25 | 5
2023/24 | 149.25 | 42.25 | 10
2023/24 | 149.75 | 42.25 | 9
2023/24 | 150.25 | 42.25 | 8
2023/24 | 150.75 | 42.25 | 7
2023/24 | 151.25 | 42.25 | 9
2023/24 | 151.75 | 42.25 | 4
2023/24 | 152.25 | 42.25 | 14
2023/24 | 152.75 | 42.25 | 5
2023/24 | 153.25 | 42.25 | 4
2023/24 | 153.75 | 42.25 | 3
2023/24 | 154.25 | 42.25 | 10
2023/24 | 154.75 | 42.25 | 3
2023/24 | 155.25 | 42.25 | 6
2023/24 | 155.75 | 42.25 | 9
2023/24 | 156.25 | 42.25 | 4
2023/24 | 156.75 | 42.25 | 6
2023/24 | 157.25 | 42.25 | 4
2023/24 | 157.75 | 42.25 | 6
2023/24 | 158.25 | 42.25 | 3
2023/24 | 158.75 | 42.25 | 4
2023/24 | 159.25 | 42.25 | 2
2023/24 | 159.75 | 42.25 | 3
2023/24 | 160.25 | 42.25 | 4
2023/24 | 160.75 | 42.25 | 1
2023/24 | 161.25 | 42.25 | 2
2023/24 | 161.75 | 42.25 | 5
2023/24 | 162.25 | 42.25 | 3
2023/24 | 162.75 | 42.25 | 2
2023/24 | 163.25 | 42.25 | 3
2023/24 | 163.75 | 42.25 | 5
2023/24 | 164.25 | 42.25 | 7
2023/24 | 164.75 | 42.25 | 3
2023/24 | 165.25 | 42.25 | 1
2023/24 | 165.75 | 42.25 | 1
2023/24 | 166.25 | 42.25 | 2
2023/24 | 166.75 | 42.25 | 3
2023/24 | 167.25 | 42.25 | 1
2023/24 | 168.25 | 42.25 | 6
2023/24 | 168.75 | 42.25 | 2
2023/24 | 169.25 | 42.25 | 3
2023/24 | 169.75 | 42.25 | 1
2023/24 | 171.25 | 42.25 | 1
2023/24 | 171.75 | 42.25 | 1
2023/24 | 172.25 | 42.25 | 1
2023/24 | 172.75 | 42.25 | 1
2023/24 | 173.25 | 42.25 | 2
2023/24 | 173.75 | 42.25 | 2
2023/24 | 174.75 | 42.25 | 1
2023/24 | 175.25 | 42.25 | 1
2023/24 | 175.75 | 42.25 | 1
2023/24 | 176.25 | 42.25 | 2
2023/24 | 177.25 | 42.25 | 1
2023/24 | 177.75 | 42.25 | 2
2023/24 | 178.25 | 42.25 | 1
2023/24 | 178.75 | 42.25 | 2
2023/24 | 181.75 | 42.25 | 1
2023/24 | 182.25 | 42.25 | 2
2023/24 | 182.75 | 42.25 | 1
2023/24 | 186.75 | 42.25 | 1
2023/24 | 187.25 | 42.25 | 1
2023/24 | 187.75 | 42.25 | 1
2023/24 | 188.75 | 42.25 | 1
2023/24 | 191.75 | 42.25 | 1
2023/24 | 192.25 | 42.25 | 1
2023/24 | 194.25 | 42.25 | 1
2023/24 | 195.25 | 42.25 | 2
2023/24 | 196.75 | 42.25 | 1
2023/24 | 200.75 | 42.25 | 1
2023/24 | 201.75 | 42.25 | 1
2023/24 | 209.75 | 42.25 | 1
2023/24 | 213.25 | 42.25 | 1
2023/24 | 228.25 | 42.25 | 1
2023/24 | 68.75 | 42.75 | 1
2023/24 | 73.25 | 42.75 | 1
2023/24 | 73.75 | 42.75 | 1
2023/24 | 76.75 | 42.75 | 1
2023/24 | 78.25 | 42.75 | 1
2023/24 | 80.75 | 42.75 | 1
2023/24 | 81.25 | 42.75 | 2
2023/24 | 81.75 | 42.75 | 2
2023/24 | 82.25 | 42.75 | 1
2023/24 | 82.75 | 42.75 | 1
2023/24 | 83.25 | 42.75 | 1
2023/24 | 84.25 | 42.75 | 3
2023/24 | 85.25 | 42.75 | 4
2023/24 | 85.75 | 42.75 | 2
2023/24 | 86.75 | 42.75 | 2
2023/24 | 87.25 | 42.75 | 5
2023/24 | 87.75 | 42.75 | 3
2023/24 | 88.25 | 42.75 | 4
2023/24 | 88.75 | 42.75 | 1
2023/24 | 89.25 | 42.75 | 3
2023/24 | 89.75 | 42.75 | 3
2023/24 | 90.25 | 42.75 | 2
2023/24 | 90.75 | 42.75 | 2
2023/24 | 91.25 | 42.75 | 3
2023/24 | 91.75 | 42.75 | 3
2023/24 | 92.25 | 42.75 | 2
2023/24 | 92.75 | 42.75 | 6
2023/24 | 93.25 | 42.75 | 5
2023/24 | 93.75 | 42.75 | 6
2023/24 | 94.25 | 42.75 | 13
2023/24 | 94.75 | 42.75 | 13
2023/24 | 95.25 | 42.75 | 4
2023/24 | 95.75 | 42.75 | 7
2023/24 | 96.25 | 42.75 | 8
2023/24 | 96.75 | 42.75 | 9
2023/24 | 97.25 | 42.75 | 11
2023/24 | 97.75 | 42.75 | 7
2023/24 | 98.25 | 42.75 | 10
2023/24 | 98.75 | 42.75 | 11
2023/24 | 99.25 | 42.75 | 8
2023/24 | 99.75 | 42.75 | 14
2023/24 | 100.25 | 42.75 | 17
2023/24 | 100.75 | 42.75 | 15
2023/24 | 101.25 | 42.75 | 11
2023/24 | 101.75 | 42.75 | 16
2023/24 | 102.25 | 42.75 | 19
2023/24 | 102.75 | 42.75 | 9
2023/24 | 103.25 | 42.75 | 27
2023/24 | 103.75 | 42.75 | 14
2023/24 | 104.25 | 42.75 | 20
2023/24 | 104.75 | 42.75 | 30
2023/24 | 105.25 | 42.75 | 24
2023/24 | 105.75 | 42.75 | 17
2023/24 | 106.25 | 42.75 | 15
2023/24 | 106.75 | 42.75 | 19
2023/24 | 107.25 | 42.75 | 22
2023/24 | 107.75 | 42.75 | 29
2023/24 | 108.25 | 42.75 | 23
2023/24 | 108.75 | 42.75 | 23
2023/24 | 109.25 | 42.75 | 22
2023/24 | 109.75 | 42.75 | 30
2023/24 | 110.25 | 42.75 | 26
2023/24 | 110.75 | 42.75 | 32
2023/24 | 111.25 | 42.75 | 22
2023/24 | 111.75 | 42.75 | 25
2023/24 | 112.25 | 42.75 | 27
2023/24 | 112.75 | 42.75 | 32
2023/24 | 113.25 | 42.75 | 29
2023/24 | 113.75 | 42.75 | 27
2023/24 | 114.25 | 42.75 | 25
2023/24 | 114.75 | 42.75 | 25
2023/24 | 115.25 | 42.75 | 23
2023/24 | 115.75 | 42.75 | 29
2023/24 | 116.25 | 42.75 | 42
2023/24 | 116.75 | 42.75 | 35
2023/24 | 117.25 | 42.75 | 28
2023/24 | 117.75 | 42.75 | 31
2023/24 | 118.25 | 42.75 | 38
2023/24 | 118.75 | 42.75 | 33
2023/24 | 119.25 | 42.75 | 26
2023/24 | 119.75 | 42.75 | 26
2023/24 | 120.25 | 42.75 | 31
2023/24 | 120.75 | 42.75 | 28
2023/24 | 121.25 | 42.75 | 39
2023/24 | 121.75 | 42.75 | 38
2023/24 | 122.25 | 42.75 | 30
2023/24 | 122.75 | 42.75 | 35
2023/24 | 123.25 | 42.75 | 32
2023/24 | 123.75 | 42.75 | 25
2023/24 | 124.25 | 42.75 | 34
2023/24 | 124.75 | 42.75 | 22
2023/24 | 125.25 | 42.75 | 32
2023/24 | 125.75 | 42.75 | 21
2023/24 | 126.25 | 42.75 | 14
2023/24 | 126.75 | 42.75 | 35
2023/24 | 127.25 | 42.75 | 30
2023/24 | 127.75 | 42.75 | 29
2023/24 | 128.25 | 42.75 | 24
2023/24 | 128.75 | 42.75 | 33
2023/24 | 129.25 | 42.75 | 17
2023/24 | 129.75 | 42.75 | 24
2023/24 | 130.25 | 42.75 | 26
2023/24 | 130.75 | 42.75 | 20
2023/24 | 131.25 | 42.75 | 32
2023/24 | 131.75 | 42.75 | 27
2023/24 | 132.25 | 42.75 | 30
2023/24 | 132.75 | 42.75 | 24
2023/24 | 133.25 | 42.75 | 24
2023/24 | 133.75 | 42.75 | 22
2023/24 | 134.25 | 42.75 | 22
2023/24 | 134.75 | 42.75 | 25
2023/24 | 135.25 | 42.75 | 26
2023/24 | 135.75 | 42.75 | 21
2023/24 | 136.25 | 42.75 | 28
2023/24 | 136.75 | 42.75 | 18
2023/24 | 137.25 | 42.75 | 8
2023/24 | 137.75 | 42.75 | 10
2023/24 | 138.25 | 42.75 | 31
2023/24 | 138.75 | 42.75 | 20
2023/24 | 139.25 | 42.75 | 12
2023/24 | 139.75 | 42.75 | 22
2023/24 | 140.25 | 42.75 | 9
2023/24 | 140.75 | 42.75 | 18
2023/24 | 141.25 | 42.75 | 17
2023/24 | 141.75 | 42.75 | 15
2023/24 | 142.25 | 42.75 | 14
2023/24 | 142.75 | 42.75 | 14
2023/24 | 143.25 | 42.75 | 16
2023/24 | 143.75 | 42.75 | 13
2023/24 | 144.25 | 42.75 | 8
2023/24 | 144.75 | 42.75 | 14
2023/24 | 145.25 | 42.75 | 13
2023/24 | 145.75 | 42.75 | 19
2023/24 | 146.25 | 42.75 | 11
2023/24 | 146.75 | 42.75 | 5
2023/24 | 147.25 | 42.75 | 16
2023/24 | 147.75 | 42.75 | 15
2023/24 | 148.25 | 42.75 | 8
2023/24 | 148.75 | 42.75 | 8
2023/24 | 149.25 | 42.75 | 10
2023/24 | 149.75 | 42.75 | 6
2023/24 | 150.25 | 42.75 | 12
2023/24 | 150.75 | 42.75 | 7
2023/24 | 151.25 | 42.75 | 8
2023/24 | 151.75 | 42.75 | 7
2023/24 | 152.25 | 42.75 | 6
2023/24 | 152.75 | 42.75 | 8
2023/24 | 153.25 | 42.75 | 11
2023/24 | 153.75 | 42.75 | 3
2023/24 | 154.25 | 42.75 | 8
2023/24 | 154.75 | 42.75 | 6
2023/24 | 155.25 | 42.75 | 4
2023/24 | 155.75 | 42.75 | 7
2023/24 | 156.25 | 42.75 | 3
2023/24 | 156.75 | 42.75 | 2
2023/24 | 157.25 | 42.75 | 1
2023/24 | 157.75 | 42.75 | 3
2023/24 | 158.25 | 42.75 | 3
2023/24 | 158.75 | 42.75 | 4
2023/24 | 159.25 | 42.75 | 2
2023/24 | 159.75 | 42.75 | 9
2023/24 | 160.25 | 42.75 | 4
2023/24 | 160.75 | 42.75 | 2
2023/24 | 161.25 | 42.75 | 2
2023/24 | 161.75 | 42.75 | 6
2023/24 | 162.25 | 42.75 | 4
2023/24 | 163.25 | 42.75 | 4
2023/24 | 163.75 | 42.75 | 6
2023/24 | 164.25 | 42.75 | 2
2023/24 | 164.75 | 42.75 | 2
2023/24 | 165.25 | 42.75 | 2
2023/24 | 165.75 | 42.75 | 2
2023/24 | 166.25 | 42.75 | 1
2023/24 | 166.75 | 42.75 | 1
2023/24 | 167.25 | 42.75 | 3
2023/24 | 167.75 | 42.75 | 3
2023/24 | 168.25 | 42.75 | 2
2023/24 | 169.25 | 42.75 | 3
2023/24 | 169.75 | 42.75 | 2
2023/24 | 170.25 | 42.75 | 2
2023/24 | 170.75 | 42.75 | 2
2023/24 | 171.75 | 42.75 | 1
2023/24 | 172.75 | 42.75 | 2
2023/24 | 173.25 | 42.75 | 1
2023/24 | 174.25 | 42.75 | 1
2023/24 | 174.75 | 42.75 | 2
2023/24 | 175.25 | 42.75 | 1
2023/24 | 175.75 | 42.75 | 2
2023/24 | 176.25 | 42.75 | 1
2023/24 | 177.25 | 42.75 | 1
2023/24 | 177.75 | 42.75 | 1
2023/24 | 178.25 | 42.75 | 1
2023/24 | 180.75 | 42.75 | 1
2023/24 | 181.25 | 42.75 | 1
2023/24 | 182.25 | 42.75 | 1
2023/24 | 183.25 | 42.75 | 2
2023/24 | 185.75 | 42.75 | 1
2023/24 | 187.75 | 42.75 | 1
2023/24 | 188.75 | 42.75 | 2
2023/24 | 189.25 | 42.75 | 1
2023/24 | 190.25 | 42.75 | 1
2023/24 | 194.75 | 42.75 | 1
2023/24 | 196.25 | 42.75 | 1
2023/24 | 197.25 | 42.75 | 1
2023/24 | 199.25 | 42.75 | 1
2023/24 | 78.25 | 43.25 | 1
2023/24 | 81.75 | 43.25 | 1
2023/24 | 82.25 | 43.25 | 1
2023/24 | 83.25 | 43.25 | 3
2023/24 | 83.75 | 43.25 | 3
2023/24 | 84.75 | 43.25 | 1
2023/24 | 85.25 | 43.25 | 1
2023/24 | 85.75 | 43.25 | 2
2023/24 | 86.25 | 43.25 | 1
2023/24 | 86.75 | 43.25 | 1
2023/24 | 87.25 | 43.25 | 4
2023/24 | 87.75 | 43.25 | 2
2023/24 | 88.25 | 43.25 | 1
2023/24 | 88.75 | 43.25 | 5
2023/24 | 89.25 | 43.25 | 4
2023/24 | 89.75 | 43.25 | 3
2023/24 | 90.25 | 43.25 | 3
2023/24 | 90.75 | 43.25 | 4
2023/24 | 91.25 | 43.25 | 6
2023/24 | 91.75 | 43.25 | 9
2023/24 | 92.25 | 43.25 | 7
2023/24 | 92.75 | 43.25 | 5
2023/24 | 93.25 | 43.25 | 4
2023/24 | 93.75 | 43.25 | 8
2023/24 | 94.25 | 43.25 | 3
2023/24 | 94.75 | 43.25 | 13
2023/24 | 95.25 | 43.25 | 6
2023/24 | 95.75 | 43.25 | 7
2023/24 | 96.25 | 43.25 | 8
2023/24 | 96.75 | 43.25 | 7
2023/24 | 97.25 | 43.25 | 3
2023/24 | 97.75 | 43.25 | 9
2023/24 | 98.25 | 43.25 | 10
2023/24 | 98.75 | 43.25 | 7
2023/24 | 99.25 | 43.25 | 14
2023/24 | 99.75 | 43.25 | 16
2023/24 | 100.25 | 43.25 | 15
2023/24 | 100.75 | 43.25 | 21
2023/24 | 101.25 | 43.25 | 13
2023/24 | 101.75 | 43.25 | 12
2023/24 | 102.25 | 43.25 | 18
2023/24 | 102.75 | 43.25 | 21
2023/24 | 103.25 | 43.25 | 16
2023/24 | 103.75 | 43.25 | 20
2023/24 | 104.25 | 43.25 | 26
2023/24 | 104.75 | 43.25 | 23
2023/24 | 105.25 | 43.25 | 26
2023/24 | 105.75 | 43.25 | 20
2023/24 | 106.25 | 43.25 | 19
2023/24 | 106.75 | 43.25 | 25
2023/24 | 107.25 | 43.25 | 21
2023/24 | 107.75 | 43.25 | 33
2023/24 | 108.25 | 43.25 | 27
2023/24 | 108.75 | 43.25 | 23
2023/24 | 109.25 | 43.25 | 27
2023/24 | 109.75 | 43.25 | 13
2023/24 | 110.25 | 43.25 | 25
2023/24 | 110.75 | 43.25 | 32
2023/24 | 111.25 | 43.25 | 28
2023/24 | 111.75 | 43.25 | 24
2023/24 | 112.25 | 43.25 | 24
2023/24 | 112.75 | 43.25 | 22
2023/24 | 113.25 | 43.25 | 38
2023/24 | 113.75 | 43.25 | 26
2023/24 | 114.25 | 43.25 | 32
2023/24 | 114.75 | 43.25 | 46
2023/24 | 115.25 | 43.25 | 21
2023/24 | 115.75 | 43.25 | 37
2023/24 | 116.25 | 43.25 | 29
2023/24 | 116.75 | 43.25 | 33
2023/24 | 117.25 | 43.25 | 31
2023/24 | 117.75 | 43.25 | 26
2023/24 | 118.25 | 43.25 | 28
2023/24 | 118.75 | 43.25 | 25
2023/24 | 119.25 | 43.25 | 25
2023/24 | 119.75 | 43.25 | 38
2023/24 | 120.25 | 43.25 | 39
2023/24 | 120.75 | 43.25 | 27
2023/24 | 121.25 | 43.25 | 33
2023/24 | 121.75 | 43.25 | 37
2023/24 | 122.25 | 43.25 | 26
2023/24 | 122.75 | 43.25 | 32
2023/24 | 123.25 | 43.25 | 38
2023/24 | 123.75 | 43.25 | 25
2023/24 | 124.25 | 43.25 | 33
2023/24 | 124.75 | 43.25 | 29
2023/24 | 125.25 | 43.25 | 28
2023/24 | 125.75 | 43.25 | 31
2023/24 | 126.25 | 43.25 | 33
2023/24 | 126.75 | 43.25 | 24
2023/24 | 127.25 | 43.25 | 36
2023/24 | 127.75 | 43.25 | 36
2023/24 | 128.25 | 43.25 | 29
2023/24 | 128.75 | 43.25 | 21
2023/24 | 129.25 | 43.25 | 31
2023/24 | 129.75 | 43.25 | 24
2023/24 | 130.25 | 43.25 | 32
2023/24 | 130.75 | 43.25 | 37
2023/24 | 131.25 | 43.25 | 26
2023/24 | 131.75 | 43.25 | 29
2023/24 | 132.25 | 43.25 | 23
2023/24 | 132.75 | 43.25 | 32
2023/24 | 133.25 | 43.25 | 16
2023/24 | 133.75 | 43.25 | 18
2023/24 | 134.25 | 43.25 | 26
2023/24 | 134.75 | 43.25 | 30
2023/24 | 135.25 | 43.25 | 25
2023/24 | 135.75 | 43.25 | 22
2023/24 | 136.25 | 43.25 | 18
2023/24 | 136.75 | 43.25 | 9
2023/24 | 137.25 | 43.25 | 21
2023/24 | 137.75 | 43.25 | 16
2023/24 | 138.25 | 43.25 | 20
2023/24 | 138.75 | 43.25 | 15
2023/24 | 139.25 | 43.25 | 14
2023/24 | 139.75 | 43.25 | 12
2023/24 | 140.25 | 43.25 | 21
2023/24 | 140.75 | 43.25 | 26
2023/24 | 141.25 | 43.25 | 16
2023/24 | 141.75 | 43.25 | 16
2023/24 | 142.25 | 43.25 | 15
2023/24 | 142.75 | 43.25 | 17
2023/24 | 143.25 | 43.25 | 8
2023/24 | 143.75 | 43.25 | 12
2023/24 | 144.25 | 43.25 | 16
2023/24 | 144.75 | 43.25 | 15
2023/24 | 145.25 | 43.25 | 14
2023/24 | 145.75 | 43.25 | 13
2023/24 | 146.25 | 43.25 | 14
2023/24 | 146.75 | 43.25 | 12
2023/24 | 147.25 | 43.25 | 15
2023/24 | 147.75 | 43.25 | 16
2023/24 | 148.25 | 43.25 | 12
2023/24 | 148.75 | 43.25 | 15
2023/24 | 149.25 | 43.25 | 13
2023/24 | 149.75 | 43.25 | 13
2023/24 | 150.25 | 43.25 | 9
2023/24 | 150.75 | 43.25 | 13
2023/24 | 151.25 | 43.25 | 11
2023/24 | 151.75 | 43.25 | 12
2023/24 | 152.25 | 43.25 | 3
2023/24 | 152.75 | 43.25 | 7
2023/24 | 153.25 | 43.25 | 6
2023/24 | 153.75 | 43.25 | 5
2023/24 | 154.25 | 43.25 | 11
2023/24 | 154.75 | 43.25 | 10
2023/24 | 155.25 | 43.25 | 9
2023/24 | 155.75 | 43.25 | 10
2023/24 | 156.25 | 43.25 | 5
2023/24 | 156.75 | 43.25 | 7
2023/24 | 157.25 | 43.25 | 3
2023/24 | 157.75 | 43.25 | 5
2023/24 | 158.25 | 43.25 | 2
2023/24 | 158.75 | 43.25 | 2
2023/24 | 159.25 | 43.25 | 8
2023/24 | 159.75 | 43.25 | 3
2023/24 | 160.25 | 43.25 | 6
2023/24 | 160.75 | 43.25 | 2
2023/24 | 161.25 | 43.25 | 4
2023/24 | 161.75 | 43.25 | 4
2023/24 | 162.25 | 43.25 | 7
2023/24 | 162.75 | 43.25 | 3
2023/24 | 163.25 | 43.25 | 1
2023/24 | 163.75 | 43.25 | 4
2023/24 | 164.25 | 43.25 | 1
2023/24 | 164.75 | 43.25 | 6
2023/24 | 165.25 | 43.25 | 2
2023/24 | 165.75 | 43.25 | 2
2023/24 | 166.25 | 43.25 | 1
2023/24 | 167.25 | 43.25 | 2
2023/24 | 167.75 | 43.25 | 7
2023/24 | 168.25 | 43.25 | 3
2023/24 | 168.75 | 43.25 | 3
2023/24 | 169.25 | 43.25 | 1
2023/24 | 169.75 | 43.25 | 3
2023/24 | 170.25 | 43.25 | 2
2023/24 | 170.75 | 43.25 | 3
2023/24 | 171.25 | 43.25 | 1
2023/24 | 172.25 | 43.25 | 1
2023/24 | 172.75 | 43.25 | 5
2023/24 | 173.25 | 43.25 | 4
2023/24 | 173.75 | 43.25 | 2
2023/24 | 174.25 | 43.25 | 3
2023/24 | 176.25 | 43.25 | 1
2023/24 | 176.75 | 43.25 | 1
2023/24 | 177.75 | 43.25 | 1
2023/24 | 178.25 | 43.25 | 1
2023/24 | 178.75 | 43.25 | 1
2023/24 | 179.75 | 43.25 | 1
2023/24 | 181.25 | 43.25 | 1
2023/24 | 181.75 | 43.25 | 1
2023/24 | 182.25 | 43.25 | 1
2023/24 | 182.75 | 43.25 | 4
2023/24 | 183.75 | 43.25 | 1
2023/24 | 185.25 | 43.25 | 1
2023/24 | 186.75 | 43.25 | 1
2023/24 | 188.25 | 43.25 | 1
2023/24 | 188.75 | 43.25 | 1
2023/24 | 191.75 | 43.25 | 1
2023/24 | 192.25 | 43.25 | 1
2023/24 | 195.25 | 43.25 | 1
2023/24 | 196.25 | 43.25 | 1
2023/24 | 196.75 | 43.25 | 1
2023/24 | 198.75 | 43.25 | 1
2023/24 | 199.25 | 43.25 | 1
2023/24 | 213.75 | 43.25 | 1
2023/24 | 217.75 | 43.25 | 1
2023/24 | 238.25 | 43.25 | 1
2023/24 | 70.75 | 43.75 | 1
2023/24 | 80.75 | 43.75 | 1
2023/24 | 82.25 | 43.75 | 2
2023/24 | 83.75 | 43.75 | 1
2023/24 | 84.75 | 43.75 | 1
2023/24 | 85.25 | 43.75 | 1
2023/24 | 85.75 | 43.75 | 1
2023/24 | 87.25 | 43.75 | 2
2023/24 | 87.75 | 43.75 | 1
2023/24 | 88.25 | 43.75 | 4
2023/24 | 88.75 | 43.75 | 5
2023/24 | 89.25 | 43.75 | 2
2023/24 | 89.75 | 43.75 | 5
2023/24 | 90.25 | 43.75 | 3
2023/24 | 90.75 | 43.75 | 4
2023/24 | 91.25 | 43.75 | 3
2023/24 | 91.75 | 43.75 | 1
2023/24 | 92.25 | 43.75 | 5
2023/24 | 92.75 | 43.75 | 9
2023/24 | 93.25 | 43.75 | 4
2023/24 | 93.75 | 43.75 | 6
2023/24 | 94.25 | 43.75 | 7
2023/24 | 94.75 | 43.75 | 5
2023/24 | 95.25 | 43.75 | 12
2023/24 | 95.75 | 43.75 | 4
2023/24 | 96.25 | 43.75 | 6
2023/24 | 96.75 | 43.75 | 6
2023/24 | 97.25 | 43.75 | 7
2023/24 | 97.75 | 43.75 | 12
2023/24 | 98.25 | 43.75 | 14
2023/24 | 98.75 | 43.75 | 14
2023/24 | 99.25 | 43.75 | 3
2023/24 | 99.75 | 43.75 | 11
2023/24 | 100.25 | 43.75 | 19
2023/24 | 100.75 | 43.75 | 22
2023/24 | 101.25 | 43.75 | 17
2023/24 | 101.75 | 43.75 | 12
2023/24 | 102.25 | 43.75 | 16
2023/24 | 102.75 | 43.75 | 9
2023/24 | 103.25 | 43.75 | 15
2023/24 | 103.75 | 43.75 | 24
2023/24 | 104.25 | 43.75 | 21
2023/24 | 104.75 | 43.75 | 23
2023/24 | 105.25 | 43.75 | 20
2023/24 | 105.75 | 43.75 | 31
2023/24 | 106.25 | 43.75 | 23
2023/24 | 106.75 | 43.75 | 20
2023/24 | 107.25 | 43.75 | 32
2023/24 | 107.75 | 43.75 | 26
2023/24 | 108.25 | 43.75 | 25
2023/24 | 108.75 | 43.75 | 23
2023/24 | 109.25 | 43.75 | 25
2023/24 | 109.75 | 43.75 | 27
2023/24 | 110.25 | 43.75 | 28
2023/24 | 110.75 | 43.75 | 38
2023/24 | 111.25 | 43.75 | 16
2023/24 | 111.75 | 43.75 | 27
2023/24 | 112.25 | 43.75 | 22
2023/24 | 112.75 | 43.75 | 23
2023/24 | 113.25 | 43.75 | 37
2023/24 | 113.75 | 43.75 | 25
2023/24 | 114.25 | 43.75 | 30
2023/24 | 114.75 | 43.75 | 27
2023/24 | 115.25 | 43.75 | 29
2023/24 | 115.75 | 43.75 | 47
2023/24 | 116.25 | 43.75 | 34
2023/24 | 116.75 | 43.75 | 35
2023/24 | 117.25 | 43.75 | 35
2023/24 | 117.75 | 43.75 | 37
2023/24 | 118.25 | 43.75 | 26
2023/24 | 118.75 | 43.75 | 38
2023/24 | 119.25 | 43.75 | 34
2023/24 | 119.75 | 43.75 | 40
2023/24 | 120.25 | 43.75 | 29
2023/24 | 120.75 | 43.75 | 32
2023/24 | 121.25 | 43.75 | 26
2023/24 | 121.75 | 43.75 | 29
2023/24 | 122.25 | 43.75 | 31
2023/24 | 122.75 | 43.75 | 28
2023/24 | 123.25 | 43.75 | 37
2023/24 | 123.75 | 43.75 | 33
2023/24 | 124.25 | 43.75 | 46
2023/24 | 124.75 | 43.75 | 35
2023/24 | 125.25 | 43.75 | 46
2023/24 | 125.75 | 43.75 | 41
2023/24 | 126.25 | 43.75 | 40
2023/24 | 126.75 | 43.75 | 25
2023/24 | 127.25 | 43.75 | 31
2023/24 | 127.75 | 43.75 | 32
2023/24 | 128.25 | 43.75 | 33
2023/24 | 128.75 | 43.75 | 28
2023/24 | 129.25 | 43.75 | 33
2023/24 | 129.75 | 43.75 | 30
2023/24 | 130.25 | 43.75 | 38
2023/24 | 130.75 | 43.75 | 24
2023/24 | 131.25 | 43.75 | 31
2023/24 | 131.75 | 43.75 | 32
2023/24 | 132.25 | 43.75 | 27
2023/24 | 132.75 | 43.75 | 23
2023/24 | 133.25 | 43.75 | 23
2023/24 | 133.75 | 43.75 | 26
2023/24 | 134.25 | 43.75 | 20
2023/24 | 134.75 | 43.75 | 22
2023/24 | 135.25 | 43.75 | 29
2023/24 | 135.75 | 43.75 | 14
2023/24 | 136.25 | 43.75 | 32
2023/24 | 136.75 | 43.75 | 23
2023/24 | 137.25 | 43.75 | 16
2023/24 | 137.75 | 43.75 | 26
2023/24 | 138.25 | 43.75 | 21
2023/24 | 138.75 | 43.75 | 24
2023/24 | 139.25 | 43.75 | 11
2023/24 | 139.75 | 43.75 | 19
2023/24 | 140.25 | 43.75 | 20
2023/24 | 140.75 | 43.75 | 18
2023/24 | 141.25 | 43.75 | 22
2023/24 | 141.75 | 43.75 | 17
2023/24 | 142.25 | 43.75 | 19
2023/24 | 142.75 | 43.75 | 9
2023/24 | 143.25 | 43.75 | 12
2023/24 | 143.75 | 43.75 | 19
2023/24 | 144.25 | 43.75 | 14
2023/24 | 144.75 | 43.75 | 14
2023/24 | 145.25 | 43.75 | 13
2023/24 | 145.75 | 43.75 | 16
2023/24 | 146.25 | 43.75 | 14
2023/24 | 146.75 | 43.75 | 18
2023/24 | 147.25 | 43.75 | 13
2023/24 | 147.75 | 43.75 | 9
2023/24 | 148.25 | 43.75 | 12
2023/24 | 148.75 | 43.75 | 8
2023/24 | 149.25 | 43.75 | 12
2023/24 | 149.75 | 43.75 | 14
2023/24 | 150.25 | 43.75 | 11
2023/24 | 150.75 | 43.75 | 14
2023/24 | 151.25 | 43.75 | 13
2023/24 | 151.75 | 43.75 | 8
2023/24 | 152.25 | 43.75 | 10
2023/24 | 152.75 | 43.75 | 10
2023/24 | 153.25 | 43.75 | 12
2023/24 | 153.75 | 43.75 | 9
2023/24 | 154.25 | 43.75 | 6
2023/24 | 154.75 | 43.75 | 11
2023/24 | 155.25 | 43.75 | 6
2023/24 | 155.75 | 43.75 | 8
2023/24 | 156.25 | 43.75 | 9
2023/24 | 156.75 | 43.75 | 9
2023/24 | 157.25 | 43.75 | 6
2023/24 | 157.75 | 43.75 | 7
2023/24 | 158.25 | 43.75 | 5
2023/24 | 158.75 | 43.75 | 8
2023/24 | 159.25 | 43.75 | 5
2023/24 | 159.75 | 43.75 | 4
2023/24 | 160.25 | 43.75 | 4
2023/24 | 160.75 | 43.75 | 3
2023/24 | 161.25 | 43.75 | 5
2023/24 | 161.75 | 43.75 | 7
2023/24 | 162.25 | 43.75 | 3
2023/24 | 162.75 | 43.75 | 6
2023/24 | 163.25 | 43.75 | 4
2023/24 | 163.75 | 43.75 | 2
2023/24 | 164.25 | 43.75 | 3
2023/24 | 164.75 | 43.75 | 3
2023/24 | 165.25 | 43.75 | 1
2023/24 | 165.75 | 43.75 | 5
2023/24 | 166.25 | 43.75 | 2
2023/24 | 166.75 | 43.75 | 3
2023/24 | 167.25 | 43.75 | 2
2023/24 | 167.75 | 43.75 | 3
2023/24 | 168.25 | 43.75 | 2
2023/24 | 168.75 | 43.75 | 8
2023/24 | 169.25 | 43.75 | 3
2023/24 | 169.75 | 43.75 | 1
2023/24 | 170.25 | 43.75 | 4
2023/24 | 170.75 | 43.75 | 2
2023/24 | 171.25 | 43.75 | 3
2023/24 | 171.75 | 43.75 | 4
2023/24 | 172.25 | 43.75 | 2
2023/24 | 172.75 | 43.75 | 1
2023/24 | 174.25 | 43.75 | 1
2023/24 | 174.75 | 43.75 | 1
2023/24 | 175.25 | 43.75 | 1
2023/24 | 175.75 | 43.75 | 2
2023/24 | 176.75 | 43.75 | 1
2023/24 | 177.25 | 43.75 | 1
2023/24 | 177.75 | 43.75 | 1
2023/24 | 178.75 | 43.75 | 2
2023/24 | 179.75 | 43.75 | 2
2023/24 | 180.25 | 43.75 | 1
2023/24 | 181.75 | 43.75 | 2
2023/24 | 182.25 | 43.75 | 1
2023/24 | 182.75 | 43.75 | 2
2023/24 | 183.25 | 43.75 | 2
2023/24 | 184.75 | 43.75 | 1
2023/24 | 185.25 | 43.75 | 1
2023/24 | 188.25 | 43.75 | 1
2023/24 | 189.25 | 43.75 | 1
2023/24 | 190.75 | 43.75 | 3
2023/24 | 194.25 | 43.75 | 1
2023/24 | 198.75 | 43.75 | 1
2023/24 | 200.75 | 43.75 | 1
2023/24 | 203.75 | 43.75 | 1
2023/24 | 209.25 | 43.75 | 1
2023/24 | 246.75 | 43.75 | 1
2023/24 | 253.25 | 43.75 | 1
2023/24 | 70.75 | 44.25 | 1
2023/24 | 72.75 | 44.25 | 1
2023/24 | 78.75 | 44.25 | 1
2023/24 | 80.25 | 44.25 | 4
2023/24 | 80.75 | 44.25 | 2
2023/24 | 82.75 | 44.25 | 2
2023/24 | 83.75 | 44.25 | 1
2023/24 | 84.75 | 44.25 | 4
2023/24 | 85.25 | 44.25 | 2
2023/24 | 85.75 | 44.25 | 2
2023/24 | 86.25 | 44.25 | 1
2023/24 | 86.75 | 44.25 | 1
2023/24 | 87.25 | 44.25 | 4
2023/24 | 87.75 | 44.25 | 4
2023/24 | 88.25 | 44.25 | 1
2023/24 | 88.75 | 44.25 | 4
2023/24 | 89.25 | 44.25 | 4
2023/24 | 89.75 | 44.25 | 4
2023/24 | 90.25 | 44.25 | 4
2023/24 | 90.75 | 44.25 | 5
2023/24 | 91.25 | 44.25 | 3
2023/24 | 91.75 | 44.25 | 5
2023/24 | 92.25 | 44.25 | 3
2023/24 | 92.75 | 44.25 | 4
2023/24 | 93.25 | 44.25 | 7
2023/24 | 93.75 | 44.25 | 9
2023/24 | 94.25 | 44.25 | 8
2023/24 | 94.75 | 44.25 | 9
2023/24 | 95.25 | 44.25 | 6
2023/24 | 95.75 | 44.25 | 5
2023/24 | 96.25 | 44.25 | 13
2023/24 | 96.75 | 44.25 | 13
2023/24 | 97.25 | 44.25 | 12
2023/24 | 97.75 | 44.25 | 11
2023/24 | 98.25 | 44.25 | 12
2023/24 | 98.75 | 44.25 | 12
2023/24 | 99.25 | 44.25 | 10
2023/24 | 99.75 | 44.25 | 20
2023/24 | 100.25 | 44.25 | 14
2023/24 | 100.75 | 44.25 | 17
2023/24 | 101.25 | 44.25 | 9
2023/24 | 101.75 | 44.25 | 19
2023/24 | 102.25 | 44.25 | 12
2023/24 | 102.75 | 44.25 | 17
2023/24 | 103.25 | 44.25 | 21
2023/24 | 103.75 | 44.25 | 19
2023/24 | 104.25 | 44.25 | 20
2023/24 | 104.75 | 44.25 | 26
2023/24 | 105.25 | 44.25 | 19
2023/24 | 105.75 | 44.25 | 24
2023/24 | 106.25 | 44.25 | 31
2023/24 | 106.75 | 44.25 | 20
2023/24 | 107.25 | 44.25 | 16
2023/24 | 107.75 | 44.25 | 26
2023/24 | 108.25 | 44.25 | 28
2023/24 | 108.75 | 44.25 | 25
2023/24 | 109.25 | 44.25 | 42
2023/24 | 109.75 | 44.25 | 32
2023/24 | 110.25 | 44.25 | 33
2023/24 | 110.75 | 44.25 | 36
2023/24 | 111.25 | 44.25 | 25
2023/24 | 111.75 | 44.25 | 30
2023/24 | 112.25 | 44.25 | 30
2023/24 | 112.75 | 44.25 | 27
2023/24 | 113.25 | 44.25 | 38
2023/24 | 113.75 | 44.25 | 41
2023/24 | 114.25 | 44.25 | 45
2023/24 | 114.75 | 44.25 | 32
2023/24 | 115.25 | 44.25 | 40
2023/24 | 115.75 | 44.25 | 43
2023/24 | 116.25 | 44.25 | 37
2023/24 | 116.75 | 44.25 | 34
2023/24 | 117.25 | 44.25 | 30
2023/24 | 117.75 | 44.25 | 41
2023/24 | 118.25 | 44.25 | 28
2023/24 | 118.75 | 44.25 | 44
2023/24 | 119.25 | 44.25 | 41
2023/24 | 119.75 | 44.25 | 33
2023/24 | 120.25 | 44.25 | 46
2023/24 | 120.75 | 44.25 | 29
2023/24 | 121.25 | 44.25 | 27
2023/24 | 121.75 | 44.25 | 41
2023/24 | 122.25 | 44.25 | 35
2023/24 | 122.75 | 44.25 | 44
2023/24 | 123.25 | 44.25 | 42
2023/24 | 123.75 | 44.25 | 28
2023/24 | 124.25 | 44.25 | 39
2023/24 | 124.75 | 44.25 | 41
2023/24 | 125.25 | 44.25 | 32
2023/24 | 125.75 | 44.25 | 31
2023/24 | 126.25 | 44.25 | 39
2023/24 | 126.75 | 44.25 | 30
2023/24 | 127.25 | 44.25 | 37
2023/24 | 127.75 | 44.25 | 36
2023/24 | 128.25 | 44.25 | 37
2023/24 | 128.75 | 44.25 | 26
2023/24 | 129.25 | 44.25 | 35
2023/24 | 129.75 | 44.25 | 34
2023/24 | 130.25 | 44.25 | 36
2023/24 | 130.75 | 44.25 | 44
2023/24 | 131.25 | 44.25 | 29
2023/24 | 131.75 | 44.25 | 23
2023/24 | 132.25 | 44.25 | 28
2023/24 | 132.75 | 44.25 | 36
2023/24 | 133.25 | 44.25 | 26
2023/24 | 133.75 | 44.25 | 29
2023/24 | 134.25 | 44.25 | 37
2023/24 | 134.75 | 44.25 | 27
2023/24 | 135.25 | 44.25 | 28
2023/24 | 135.75 | 44.25 | 28
2023/24 | 136.25 | 44.25 | 30
2023/24 | 136.75 | 44.25 | 16
2023/24 | 137.25 | 44.25 | 24
2023/24 | 137.75 | 44.25 | 25
2023/24 | 138.25 | 44.25 | 20
2023/24 | 138.75 | 44.25 | 27
2023/24 | 139.25 | 44.25 | 34
2023/24 | 139.75 | 44.25 | 24
2023/24 | 140.25 | 44.25 | 30
2023/24 | 140.75 | 44.25 | 22
2023/24 | 141.25 | 44.25 | 24
2023/24 | 141.75 | 44.25 | 25
2023/24 | 142.25 | 44.25 | 16
2023/24 | 142.75 | 44.25 | 13
2023/24 | 143.25 | 44.25 | 16
2023/24 | 143.75 | 44.25 | 13
2023/24 | 144.25 | 44.25 | 21
2023/24 | 144.75 | 44.25 | 9
2023/24 | 145.25 | 44.25 | 17
2023/24 | 145.75 | 44.25 | 13
2023/24 | 146.25 | 44.25 | 17
2023/24 | 146.75 | 44.25 | 13
2023/24 | 147.25 | 44.25 | 17
2023/24 | 147.75 | 44.25 | 15
2023/24 | 148.25 | 44.25 | 11
2023/24 | 148.75 | 44.25 | 17
2023/24 | 149.25 | 44.25 | 12
2023/24 | 149.75 | 44.25 | 10
2023/24 | 150.25 | 44.25 | 10
2023/24 | 150.75 | 44.25 | 11
2023/24 | 151.25 | 44.25 | 7
2023/24 | 151.75 | 44.25 | 10
2023/24 | 152.25 | 44.25 | 7
2023/24 | 152.75 | 44.25 | 11
2023/24 | 153.25 | 44.25 | 14
2023/24 | 153.75 | 44.25 | 10
2023/24 | 154.25 | 44.25 | 7
2023/24 | 154.75 | 44.25 | 14
2023/24 | 155.25 | 44.25 | 4
2023/24 | 155.75 | 44.25 | 9
2023/24 | 156.25 | 44.25 | 11
2023/24 | 156.75 | 44.25 | 5
2023/24 | 157.25 | 44.25 | 3
2023/24 | 157.75 | 44.25 | 5
2023/24 | 158.25 | 44.25 | 6
2023/24 | 158.75 | 44.25 | 4
2023/24 | 159.25 | 44.25 | 7
2023/24 | 159.75 | 44.25 | 4
2023/24 | 160.25 | 44.25 | 4
2023/24 | 160.75 | 44.25 | 8
2023/24 | 161.25 | 44.25 | 7
2023/24 | 161.75 | 44.25 | 8
2023/24 | 162.25 | 44.25 | 1
2023/24 | 162.75 | 44.25 | 5
2023/24 | 163.25 | 44.25 | 3
2023/24 | 163.75 | 44.25 | 4
2023/24 | 164.25 | 44.25 | 7
2023/24 | 164.75 | 44.25 | 4
2023/24 | 165.25 | 44.25 | 5
2023/24 | 165.75 | 44.25 | 1
2023/24 | 166.25 | 44.25 | 3
2023/24 | 166.75 | 44.25 | 3
2023/24 | 167.25 | 44.25 | 1
2023/24 | 167.75 | 44.25 | 4
2023/24 | 168.25 | 44.25 | 3
2023/24 | 168.75 | 44.25 | 4
2023/24 | 169.25 | 44.25 | 6
2023/24 | 169.75 | 44.25 | 2
2023/24 | 170.25 | 44.25 | 4
2023/24 | 170.75 | 44.25 | 3
2023/24 | 171.25 | 44.25 | 1
2023/24 | 171.75 | 44.25 | 1
2023/24 | 172.25 | 44.25 | 1
2023/24 | 172.75 | 44.25 | 2
2023/24 | 173.75 | 44.25 | 1
2023/24 | 174.25 | 44.25 | 1
2023/24 | 174.75 | 44.25 | 1
2023/24 | 175.25 | 44.25 | 1
2023/24 | 175.75 | 44.25 | 1
2023/24 | 176.25 | 44.25 | 1
2023/24 | 176.75 | 44.25 | 4
2023/24 | 177.75 | 44.25 | 1
2023/24 | 178.75 | 44.25 | 1
2023/24 | 179.25 | 44.25 | 1
2023/24 | 179.75 | 44.25 | 2
2023/24 | 181.25 | 44.25 | 4
2023/24 | 182.75 | 44.25 | 2
2023/24 | 183.25 | 44.25 | 1
2023/24 | 183.75 | 44.25 | 1
2023/24 | 184.25 | 44.25 | 1
2023/24 | 184.75 | 44.25 | 1
2023/24 | 194.25 | 44.25 | 1
2023/24 | 195.25 | 44.25 | 1
2023/24 | 197.75 | 44.25 | 1
2023/24 | 203.25 | 44.25 | 1
2023/24 | 218.75 | 44.25 | 1
2023/24 | 224.75 | 44.25 | 1
2023/24 | 230.25 | 44.25 | 1
2023/24 | 242.25 | 44.25 | 1
2023/24 | 244.75 | 44.25 | 1
2023/24 | 256.75 | 44.25 | 1
2023/24 | 78.25 | 44.75 | 1
2023/24 | 80.25 | 44.75 | 1
2023/24 | 82.75 | 44.75 | 1
2023/24 | 83.75 | 44.75 | 2
2023/24 | 84.25 | 44.75 | 1
2023/24 | 84.75 | 44.75 | 2
2023/24 | 85.25 | 44.75 | 2
2023/24 | 85.75 | 44.75 | 3
2023/24 | 86.25 | 44.75 | 3
2023/24 | 86.75 | 44.75 | 3
2023/24 | 87.25 | 44.75 | 5
2023/24 | 87.75 | 44.75 | 3
2023/24 | 88.25 | 44.75 | 1
2023/24 | 88.75 | 44.75 | 6
2023/24 | 89.25 | 44.75 | 1
2023/24 | 89.75 | 44.75 | 1
2023/24 | 90.25 | 44.75 | 3
2023/24 | 90.75 | 44.75 | 2
2023/24 | 91.25 | 44.75 | 3
2023/24 | 91.75 | 44.75 | 3
2023/24 | 92.25 | 44.75 | 3
2023/24 | 92.75 | 44.75 | 3
2023/24 | 93.25 | 44.75 | 10
2023/24 | 93.75 | 44.75 | 7
2023/24 | 94.25 | 44.75 | 8
2023/24 | 94.75 | 44.75 | 4
2023/24 | 95.25 | 44.75 | 2
2023/24 | 95.75 | 44.75 | 4
2023/24 | 96.25 | 44.75 | 12
2023/24 | 96.75 | 44.75 | 7
2023/24 | 97.25 | 44.75 | 7
2023/24 | 97.75 | 44.75 | 9
2023/24 | 98.25 | 44.75 | 13
2023/24 | 98.75 | 44.75 | 14
2023/24 | 99.25 | 44.75 | 11
2023/24 | 99.75 | 44.75 | 14
2023/24 | 100.25 | 44.75 | 13
2023/24 | 100.75 | 44.75 | 10
2023/24 | 101.25 | 44.75 | 11
2023/24 | 101.75 | 44.75 | 14
2023/24 | 102.25 | 44.75 | 21
2023/24 | 102.75 | 44.75 | 19
2023/24 | 103.25 | 44.75 | 18
2023/24 | 103.75 | 44.75 | 19
2023/24 | 104.25 | 44.75 | 24
2023/24 | 104.75 | 44.75 | 16
2023/24 | 105.25 | 44.75 | 23
2023/24 | 105.75 | 44.75 | 26
2023/24 | 106.25 | 44.75 | 29
2023/24 | 106.75 | 44.75 | 20
2023/24 | 107.25 | 44.75 | 37
2023/24 | 107.75 | 44.75 | 26
2023/24 | 108.25 | 44.75 | 32
2023/24 | 108.75 | 44.75 | 20
2023/24 | 109.25 | 44.75 | 30
2023/24 | 109.75 | 44.75 | 32
2023/24 | 110.25 | 44.75 | 33
2023/24 | 110.75 | 44.75 | 34
2023/24 | 111.25 | 44.75 | 30
2023/24 | 111.75 | 44.75 | 32
2023/24 | 112.25 | 44.75 | 31
2023/24 | 112.75 | 44.75 | 35
2023/24 | 113.25 | 44.75 | 34
2023/24 | 113.75 | 44.75 | 28
2023/24 | 114.25 | 44.75 | 31
2023/24 | 114.75 | 44.75 | 30
2023/24 | 115.25 | 44.75 | 33
2023/24 | 115.75 | 44.75 | 41
2023/24 | 116.25 | 44.75 | 41
2023/24 | 116.75 | 44.75 | 36
2023/24 | 117.25 | 44.75 | 43
2023/24 | 117.75 | 44.75 | 28
2023/24 | 118.25 | 44.75 | 39
2023/24 | 118.75 | 44.75 | 39
2023/24 | 119.25 | 44.75 | 38
2023/24 | 119.75 | 44.75 | 41
2023/24 | 120.25 | 44.75 | 33
2023/24 | 120.75 | 44.75 | 37
2023/24 | 121.25 | 44.75 | 39
2023/24 | 121.75 | 44.75 | 48
2023/24 | 122.25 | 44.75 | 35
2023/24 | 122.75 | 44.75 | 37
2023/24 | 123.25 | 44.75 | 40
2023/24 | 123.75 | 44.75 | 28
2023/24 | 124.25 | 44.75 | 37
2023/24 | 124.75 | 44.75 | 39
2023/24 | 125.25 | 44.75 | 35
2023/24 | 125.75 | 44.75 | 25
2023/24 | 126.25 | 44.75 | 47
2023/24 | 126.75 | 44.75 | 37
2023/24 | 127.25 | 44.75 | 34
2023/24 | 127.75 | 44.75 | 35
2023/24 | 128.25 | 44.75 | 48
2023/24 | 128.75 | 44.75 | 25
2023/24 | 129.25 | 44.75 | 38
2023/24 | 129.75 | 44.75 | 36
2023/24 | 130.25 | 44.75 | 47
2023/24 | 130.75 | 44.75 | 33
2023/24 | 131.25 | 44.75 | 31
2023/24 | 131.75 | 44.75 | 39
2023/24 | 132.25 | 44.75 | 32
2023/24 | 132.75 | 44.75 | 29
2023/24 | 133.25 | 44.75 | 25
2023/24 | 133.75 | 44.75 | 40
2023/24 | 134.25 | 44.75 | 42
2023/24 | 134.75 | 44.75 | 27
2023/24 | 135.25 | 44.75 | 30
2023/24 | 135.75 | 44.75 | 21
2023/24 | 136.25 | 44.75 | 34
2023/24 | 136.75 | 44.75 | 34
2023/24 | 137.25 | 44.75 | 25
2023/24 | 137.75 | 44.75 | 30
2023/24 | 138.25 | 44.75 | 14
2023/24 | 138.75 | 44.75 | 24
2023/24 | 139.25 | 44.75 | 31
2023/24 | 139.75 | 44.75 | 26
2023/24 | 140.25 | 44.75 | 23
2023/24 | 140.75 | 44.75 | 20
2023/24 | 141.25 | 44.75 | 17
2023/24 | 141.75 | 44.75 | 12
2023/24 | 142.25 | 44.75 | 19
2023/24 | 142.75 | 44.75 | 18
2023/24 | 143.25 | 44.75 | 15
2023/24 | 143.75 | 44.75 | 21
2023/24 | 144.25 | 44.75 | 19
2023/24 | 144.75 | 44.75 | 27
2023/24 | 145.25 | 44.75 | 13
2023/24 | 145.75 | 44.75 | 14
2023/24 | 146.25 | 44.75 | 21
2023/24 | 146.75 | 44.75 | 15
2023/24 | 147.25 | 44.75 | 19
2023/24 | 147.75 | 44.75 | 13
2023/24 | 148.25 | 44.75 | 16
2023/24 | 148.75 | 44.75 | 19
2023/24 | 149.25 | 44.75 | 10
2023/24 | 149.75 | 44.75 | 20
2023/24 | 150.25 | 44.75 | 10
2023/24 | 150.75 | 44.75 | 14
2023/24 | 151.25 | 44.75 | 14
2023/24 | 151.75 | 44.75 | 11
2023/24 | 152.25 | 44.75 | 11
2023/24 | 152.75 | 44.75 | 11
2023/24 | 153.25 | 44.75 | 9
2023/24 | 153.75 | 44.75 | 15
2023/24 | 154.25 | 44.75 | 9
2023/24 | 154.75 | 44.75 | 13
2023/24 | 155.25 | 44.75 | 11
2023/24 | 155.75 | 44.75 | 6
2023/24 | 156.25 | 44.75 | 9
2023/24 | 156.75 | 44.75 | 12
2023/24 | 157.25 | 44.75 | 6
2023/24 | 157.75 | 44.75 | 13
2023/24 | 158.25 | 44.75 | 4
2023/24 | 158.75 | 44.75 | 6
2023/24 | 159.25 | 44.75 | 8
2023/24 | 159.75 | 44.75 | 5
2023/24 | 160.25 | 44.75 | 8
2023/24 | 160.75 | 44.75 | 7
2023/24 | 161.25 | 44.75 | 2
2023/24 | 161.75 | 44.75 | 3
2023/24 | 162.25 | 44.75 | 2
2023/24 | 162.75 | 44.75 | 6
2023/24 | 163.25 | 44.75 | 6
2023/24 | 163.75 | 44.75 | 4
2023/24 | 164.25 | 44.75 | 4
2023/24 | 164.75 | 44.75 | 2
2023/24 | 165.25 | 44.75 | 6
2023/24 | 165.75 | 44.75 | 5
2023/24 | 166.25 | 44.75 | 3
2023/24 | 166.75 | 44.75 | 3
2023/24 | 167.25 | 44.75 | 3
2023/24 | 167.75 | 44.75 | 2
2023/24 | 168.25 | 44.75 | 7
2023/24 | 168.75 | 44.75 | 2
2023/24 | 169.25 | 44.75 | 2
2023/24 | 169.75 | 44.75 | 2
2023/24 | 170.25 | 44.75 | 4
2023/24 | 170.75 | 44.75 | 2
2023/24 | 171.25 | 44.75 | 1
2023/24 | 171.75 | 44.75 | 4
2023/24 | 172.75 | 44.75 | 2
2023/24 | 173.25 | 44.75 | 2
2023/24 | 173.75 | 44.75 | 1
2023/24 | 174.25 | 44.75 | 3
2023/24 | 174.75 | 44.75 | 1
2023/24 | 175.25 | 44.75 | 1
2023/24 | 175.75 | 44.75 | 4
2023/24 | 176.25 | 44.75 | 1
2023/24 | 176.75 | 44.75 | 1
2023/24 | 177.25 | 44.75 | 2
2023/24 | 177.75 | 44.75 | 1
2023/24 | 178.25 | 44.75 | 1
2023/24 | 178.75 | 44.75 | 3
2023/24 | 180.75 | 44.75 | 1
2023/24 | 181.75 | 44.75 | 1
2023/24 | 182.25 | 44.75 | 1
2023/24 | 183.25 | 44.75 | 1
2023/24 | 183.75 | 44.75 | 1
2023/24 | 184.25 | 44.75 | 1
2023/24 | 184.75 | 44.75 | 1
2023/24 | 188.25 | 44.75 | 1
2023/24 | 189.25 | 44.75 | 1
2023/24 | 190.25 | 44.75 | 1
2023/24 | 191.25 | 44.75 | 1
2023/24 | 193.75 | 44.75 | 2
2023/24 | 196.25 | 44.75 | 1
2023/24 | 196.75 | 44.75 | 1
2023/24 | 197.75 | 44.75 | 1
2023/24 | 198.25 | 44.75 | 1
2023/24 | 202.25 | 44.75 | 1
2023/24 | 202.75 | 44.75 | 1
2023/24 | 204.75 | 44.75 | 1
2023/24 | 214.25 | 44.75 | 1
2023/24 | 231.25 | 44.75 | 1
2023/24 | 239.25 | 44.75 | 1
2023/24 | 342.75 | 44.75 | 1
2023/24 | 81.75 | 45.25 | 1
2023/24 | 82.75 | 45.25 | 2
2023/24 | 83.75 | 45.25 | 2
2023/24 | 84.75 | 45.25 | 1
2023/24 | 85.25 | 45.25 | 1
2023/24 | 86.75 | 45.25 | 2
2023/24 | 87.75 | 45.25 | 3
2023/24 | 88.25 | 45.25 | 2
2023/24 | 88.75 | 45.25 | 2
2023/24 | 89.25 | 45.25 | 1
2023/24 | 89.75 | 45.25 | 2
2023/24 | 90.25 | 45.25 | 1
2023/24 | 90.75 | 45.25 | 3
2023/24 | 91.25 | 45.25 | 4
2023/24 | 91.75 | 45.25 | 2
2023/24 | 92.25 | 45.25 | 6
2023/24 | 92.75 | 45.25 | 5
2023/24 | 93.25 | 45.25 | 5
2023/24 | 93.75 | 45.25 | 2
2023/24 | 94.25 | 45.25 | 5
2023/24 | 94.75 | 45.25 | 5
2023/24 | 95.25 | 45.25 | 3
2023/24 | 95.75 | 45.25 | 8
2023/24 | 96.25 | 45.25 | 10
2023/24 | 96.75 | 45.25 | 6
2023/24 | 97.25 | 45.25 | 13
2023/24 | 97.75 | 45.25 | 13
2023/24 | 98.25 | 45.25 | 12
2023/24 | 98.75 | 45.25 | 14
2023/24 | 99.25 | 45.25 | 5
2023/24 | 99.75 | 45.25 | 13
2023/24 | 100.25 | 45.25 | 21
2023/24 | 100.75 | 45.25 | 12
2023/24 | 101.25 | 45.25 | 14
2023/24 | 101.75 | 45.25 | 15
2023/24 | 102.25 | 45.25 | 16
2023/24 | 102.75 | 45.25 | 21
2023/24 | 103.25 | 45.25 | 20
2023/24 | 103.75 | 45.25 | 21
2023/24 | 104.25 | 45.25 | 20
2023/24 | 104.75 | 45.25 | 34
2023/24 | 105.25 | 45.25 | 21
2023/24 | 105.75 | 45.25 | 18
2023/24 | 106.25 | 45.25 | 25
2023/24 | 106.75 | 45.25 | 26
2023/24 | 107.25 | 45.25 | 28
2023/24 | 107.75 | 45.25 | 23
2023/24 | 108.25 | 45.25 | 22
2023/24 | 108.75 | 45.25 | 30
2023/24 | 109.25 | 45.25 | 32
2023/24 | 109.75 | 45.25 | 42
2023/24 | 110.25 | 45.25 | 29
2023/24 | 110.75 | 45.25 | 40
2023/24 | 111.25 | 45.25 | 31
2023/24 | 111.75 | 45.25 | 31
2023/24 | 112.25 | 45.25 | 39
2023/24 | 112.75 | 45.25 | 33
2023/24 | 113.25 | 45.25 | 27
2023/24 | 113.75 | 45.25 | 37
2023/24 | 114.25 | 45.25 | 28
2023/24 | 114.75 | 45.25 | 43
2023/24 | 115.25 | 45.25 | 45
2023/24 | 115.75 | 45.25 | 23
2023/24 | 116.25 | 45.25 | 42
2023/24 | 116.75 | 45.25 | 36
2023/24 | 117.25 | 45.25 | 31
2023/24 | 117.75 | 45.25 | 46
2023/24 | 118.25 | 45.25 | 37
2023/24 | 118.75 | 45.25 | 38
2023/24 | 119.25 | 45.25 | 40
2023/24 | 119.75 | 45.25 | 45
2023/24 | 120.25 | 45.25 | 42
2023/24 | 120.75 | 45.25 | 45
2023/24 | 121.25 | 45.25 | 49
2023/24 | 121.75 | 45.25 | 46
2023/24 | 122.25 | 45.25 | 45
2023/24 | 122.75 | 45.25 | 38
2023/24 | 123.25 | 45.25 | 41
2023/24 | 123.75 | 45.25 | 53
2023/24 | 124.25 | 45.25 | 35
2023/24 | 124.75 | 45.25 | 36
2023/24 | 125.25 | 45.25 | 46
2023/24 | 125.75 | 45.25 | 40
2023/24 | 126.25 | 45.25 | 45
2023/24 | 126.75 | 45.25 | 46
2023/24 | 127.25 | 45.25 | 44
2023/24 | 127.75 | 45.25 | 48
2023/24 | 128.25 | 45.25 | 38
2023/24 | 128.75 | 45.25 | 43
2023/24 | 129.25 | 45.25 | 42
2023/24 | 129.75 | 45.25 | 39
2023/24 | 130.25 | 45.25 | 30
2023/24 | 130.75 | 45.25 | 41
2023/24 | 131.25 | 45.25 | 35
2023/24 | 131.75 | 45.25 | 37
2023/24 | 132.25 | 45.25 | 33
2023/24 | 132.75 | 45.25 | 40
2023/24 | 133.25 | 45.25 | 32
2023/24 | 133.75 | 45.25 | 28
2023/24 | 134.25 | 45.25 | 30
2023/24 | 134.75 | 45.25 | 29
2023/24 | 135.25 | 45.25 | 32
2023/24 | 135.75 | 45.25 | 37
2023/24 | 136.25 | 45.25 | 48
2023/24 | 136.75 | 45.25 | 29
2023/24 | 137.25 | 45.25 | 32
2023/24 | 137.75 | 45.25 | 25
2023/24 | 138.25 | 45.25 | 26
2023/24 | 138.75 | 45.25 | 34
2023/24 | 139.25 | 45.25 | 20
2023/24 | 139.75 | 45.25 | 20
2023/24 | 140.25 | 45.25 | 25
2023/24 | 140.75 | 45.25 | 18
2023/24 | 141.25 | 45.25 | 19
2023/24 | 141.75 | 45.25 | 27
2023/24 | 142.25 | 45.25 | 19
2023/24 | 142.75 | 45.25 | 18
2023/24 | 143.25 | 45.25 | 36
2023/24 | 143.75 | 45.25 | 21
2023/24 | 144.25 | 45.25 | 19
2023/24 | 144.75 | 45.25 | 21
2023/24 | 145.25 | 45.25 | 13
2023/24 | 145.75 | 45.25 | 15
2023/24 | 146.25 | 45.25 | 19
2023/24 | 146.75 | 45.25 | 16
2023/24 | 147.25 | 45.25 | 23
2023/24 | 147.75 | 45.25 | 20
2023/24 | 148.25 | 45.25 | 24
2023/24 | 148.75 | 45.25 | 12
2023/24 | 149.25 | 45.25 | 18
2023/24 | 149.75 | 45.25 | 15
2023/24 | 150.25 | 45.25 | 9
2023/24 | 150.75 | 45.25 | 18
2023/24 | 151.25 | 45.25 | 15
2023/24 | 151.75 | 45.25 | 13
2023/24 | 152.25 | 45.25 | 12
2023/24 | 152.75 | 45.25 | 13
2023/24 | 153.25 | 45.25 | 9
2023/24 | 153.75 | 45.25 | 8
2023/24 | 154.25 | 45.25 | 10
2023/24 | 154.75 | 45.25 | 11
2023/24 | 155.25 | 45.25 | 15
2023/24 | 155.75 | 45.25 | 6
2023/24 | 156.25 | 45.25 | 8
2023/24 | 156.75 | 45.25 | 13
2023/24 | 157.25 | 45.25 | 7
2023/24 | 157.75 | 45.25 | 9
2023/24 | 158.25 | 45.25 | 11
2023/24 | 158.75 | 45.25 | 9
2023/24 | 159.25 | 45.25 | 13
2023/24 | 159.75 | 45.25 | 9
2023/24 | 160.25 | 45.25 | 2
2023/24 | 160.75 | 45.25 | 5
2023/24 | 161.25 | 45.25 | 12
2023/24 | 161.75 | 45.25 | 7
2023/24 | 162.25 | 45.25 | 10
2023/24 | 162.75 | 45.25 | 11
2023/24 | 163.25 | 45.25 | 10
2023/24 | 163.75 | 45.25 | 13
2023/24 | 164.25 | 45.25 | 4
2023/24 | 164.75 | 45.25 | 8
2023/24 | 165.25 | 45.25 | 3
2023/24 | 165.75 | 45.25 | 5
2023/24 | 166.25 | 45.25 | 4
2023/24 | 166.75 | 45.25 | 5
2023/24 | 167.25 | 45.25 | 2
2023/24 | 167.75 | 45.25 | 4
2023/24 | 168.25 | 45.25 | 3
2023/24 | 168.75 | 45.25 | 2
2023/24 | 169.25 | 45.25 | 5
2023/24 | 169.75 | 45.25 | 4
2023/24 | 170.25 | 45.25 | 4
2023/24 | 170.75 | 45.25 | 3
2023/24 | 171.25 | 45.25 | 4
2023/24 | 172.25 | 45.25 | 1
2023/24 | 173.25 | 45.25 | 3
2023/24 | 173.75 | 45.25 | 2
2023/24 | 174.25 | 45.25 | 5
2023/24 | 175.25 | 45.25 | 1
2023/24 | 175.75 | 45.25 | 2
2023/24 | 176.25 | 45.25 | 1
2023/24 | 177.25 | 45.25 | 1
2023/24 | 177.75 | 45.25 | 1
2023/24 | 178.25 | 45.25 | 3
2023/24 | 178.75 | 45.25 | 2
2023/24 | 179.25 | 45.25 | 2
2023/24 | 179.75 | 45.25 | 1
2023/24 | 180.25 | 45.25 | 1
2023/24 | 180.75 | 45.25 | 4
2023/24 | 182.75 | 45.25 | 1
2023/24 | 183.25 | 45.25 | 3
2023/24 | 184.25 | 45.25 | 3
2023/24 | 185.25 | 45.25 | 2
2023/24 | 185.75 | 45.25 | 1
2023/24 | 186.25 | 45.25 | 1
2023/24 | 188.25 | 45.25 | 1
2023/24 | 189.75 | 45.25 | 1
2023/24 | 190.75 | 45.25 | 1
2023/24 | 191.75 | 45.25 | 2
2023/24 | 193.25 | 45.25 | 1
2023/24 | 193.75 | 45.25 | 2
2023/24 | 195.25 | 45.25 | 2
2023/24 | 198.75 | 45.25 | 1
2023/24 | 202.75 | 45.25 | 2
2023/24 | 203.25 | 45.25 | 1
2023/24 | 213.25 | 45.25 | 1
2023/24 | 215.75 | 45.25 | 1
2023/24 | 219.25 | 45.25 | 1
2023/24 | 220.25 | 45.25 | 1
2023/24 | 262.75 | 45.25 | 1
2023/24 | 83.25 | 45.75 | 2
2023/24 | 84.25 | 45.75 | 2
2023/24 | 86.75 | 45.75 | 1
2023/24 | 87.25 | 45.75 | 1
2023/24 | 87.75 | 45.75 | 1
2023/24 | 88.25 | 45.75 | 2
2023/24 | 88.75 | 45.75 | 1
2023/24 | 89.25 | 45.75 | 4
2023/24 | 89.75 | 45.75 | 3
2023/24 | 90.25 | 45.75 | 3
2023/24 | 90.75 | 45.75 | 5
2023/24 | 91.25 | 45.75 | 3
2023/24 | 91.75 | 45.75 | 3
2023/24 | 92.25 | 45.75 | 2
2023/24 | 92.75 | 45.75 | 1
2023/24 | 93.25 | 45.75 | 5
2023/24 | 93.75 | 45.75 | 7
2023/24 | 94.25 | 45.75 | 3
2023/24 | 94.75 | 45.75 | 4
2023/24 | 95.25 | 45.75 | 6
2023/24 | 95.75 | 45.75 | 6
2023/24 | 96.25 | 45.75 | 6
2023/24 | 96.75 | 45.75 | 10
2023/24 | 97.25 | 45.75 | 7
2023/24 | 97.75 | 45.75 | 11
2023/24 | 98.25 | 45.75 | 12
2023/24 | 98.75 | 45.75 | 15
2023/24 | 99.25 | 45.75 | 18
2023/24 | 99.75 | 45.75 | 18
2023/24 | 100.25 | 45.75 | 12
2023/24 | 100.75 | 45.75 | 17
2023/24 | 101.25 | 45.75 | 14
2023/24 | 101.75 | 45.75 | 17
2023/24 | 102.25 | 45.75 | 19
2023/24 | 102.75 | 45.75 | 21
2023/24 | 103.25 | 45.75 | 14
2023/24 | 103.75 | 45.75 | 16
2023/24 | 104.25 | 45.75 | 21
2023/24 | 104.75 | 45.75 | 20
2023/24 | 105.25 | 45.75 | 26
2023/24 | 105.75 | 45.75 | 31
2023/24 | 106.25 | 45.75 | 25
2023/24 | 106.75 | 45.75 | 18
2023/24 | 107.25 | 45.75 | 28
2023/24 | 107.75 | 45.75 | 15
2023/24 | 108.25 | 45.75 | 37
2023/24 | 108.75 | 45.75 | 31
2023/24 | 109.25 | 45.75 | 31
2023/24 | 109.75 | 45.75 | 28
2023/24 | 110.25 | 45.75 | 36
2023/24 | 110.75 | 45.75 | 37
2023/24 | 111.25 | 45.75 | 45
2023/24 | 111.75 | 45.75 | 32
2023/24 | 112.25 | 45.75 | 37
2023/24 | 112.75 | 45.75 | 43
2023/24 | 113.25 | 45.75 | 37
2023/24 | 113.75 | 45.75 | 35
2023/24 | 114.25 | 45.75 | 38
2023/24 | 114.75 | 45.75 | 33
2023/24 | 115.25 | 45.75 | 40
2023/24 | 115.75 | 45.75 | 36
2023/24 | 116.25 | 45.75 | 44
2023/24 | 116.75 | 45.75 | 35
2023/24 | 117.25 | 45.75 | 44
2023/24 | 117.75 | 45.75 | 41
2023/24 | 118.25 | 45.75 | 54
2023/24 | 118.75 | 45.75 | 43
2023/24 | 119.25 | 45.75 | 47
2023/24 | 119.75 | 45.75 | 48
2023/24 | 120.25 | 45.75 | 40
2023/24 | 120.75 | 45.75 | 46
2023/24 | 121.25 | 45.75 | 43
2023/24 | 121.75 | 45.75 | 33
2023/24 | 122.25 | 45.75 | 42
2023/24 | 122.75 | 45.75 | 51
2023/24 | 123.25 | 45.75 | 48
2023/24 | 123.75 | 45.75 | 38
2023/24 | 124.25 | 45.75 | 43
2023/24 | 124.75 | 45.75 | 33
2023/24 | 125.25 | 45.75 | 50
2023/24 | 125.75 | 45.75 | 43
2023/24 | 126.25 | 45.75 | 52
2023/24 | 126.75 | 45.75 | 55
2023/24 | 127.25 | 45.75 | 45
2023/24 | 127.75 | 45.75 | 45
2023/24 | 128.25 | 45.75 | 34
2023/24 | 128.75 | 45.75 | 48
2023/24 | 129.25 | 45.75 | 38
2023/24 | 129.75 | 45.75 | 41
2023/24 | 130.25 | 45.75 | 45
2023/24 | 130.75 | 45.75 | 42
2023/24 | 131.25 | 45.75 | 36
2023/24 | 131.75 | 45.75 | 34
2023/24 | 132.25 | 45.75 | 31
2023/24 | 132.75 | 45.75 | 31
2023/24 | 133.25 | 45.75 | 41
2023/24 | 133.75 | 45.75 | 31
2023/24 | 134.25 | 45.75 | 31
2023/24 | 134.75 | 45.75 | 40
2023/24 | 135.25 | 45.75 | 34
2023/24 | 135.75 | 45.75 | 30
2023/24 | 136.25 | 45.75 | 30
2023/24 | 136.75 | 45.75 | 29
2023/24 | 137.25 | 45.75 | 28
2023/24 | 137.75 | 45.75 | 28
2023/24 | 138.25 | 45.75 | 32
2023/24 | 138.75 | 45.75 | 32
2023/24 | 139.25 | 45.75 | 27
2023/24 | 139.75 | 45.75 | 33
2023/24 | 140.25 | 45.75 | 22
2023/24 | 140.75 | 45.75 | 40
2023/24 | 141.25 | 45.75 | 27
2023/24 | 141.75 | 45.75 | 32
2023/24 | 142.25 | 45.75 | 28
2023/24 | 142.75 | 45.75 | 18
2023/24 | 143.25 | 45.75 | 28
2023/24 | 143.75 | 45.75 | 21
2023/24 | 144.25 | 45.75 | 24
2023/24 | 144.75 | 45.75 | 24
2023/24 | 145.25 | 45.75 | 21
2023/24 | 145.75 | 45.75 | 22
2023/24 | 146.25 | 45.75 | 23
2023/24 | 146.75 | 45.75 | 23
2023/24 | 147.25 | 45.75 | 23
2023/24 | 147.75 | 45.75 | 21
2023/24 | 148.25 | 45.75 | 14
2023/24 | 148.75 | 45.75 | 17
2023/24 | 149.25 | 45.75 | 16
2023/24 | 149.75 | 45.75 | 19
2023/24 | 150.25 | 45.75 | 13
2023/24 | 150.75 | 45.75 | 17
2023/24 | 151.25 | 45.75 | 16
2023/24 | 151.75 | 45.75 | 16
2023/24 | 152.25 | 45.75 | 16
2023/24 | 152.75 | 45.75 | 15
2023/24 | 153.25 | 45.75 | 13
2023/24 | 153.75 | 45.75 | 11
2023/24 | 154.25 | 45.75 | 13
2023/24 | 154.75 | 45.75 | 13
2023/24 | 155.25 | 45.75 | 7
2023/24 | 155.75 | 45.75 | 10
2023/24 | 156.25 | 45.75 | 14
2023/24 | 156.75 | 45.75 | 13
2023/24 | 157.25 | 45.75 | 12
2023/24 | 157.75 | 45.75 | 8
2023/24 | 158.25 | 45.75 | 5
2023/24 | 158.75 | 45.75 | 17
2023/24 | 159.25 | 45.75 | 12
2023/24 | 159.75 | 45.75 | 14
2023/24 | 160.25 | 45.75 | 12
2023/24 | 160.75 | 45.75 | 9
2023/24 | 161.25 | 45.75 | 7
2023/24 | 161.75 | 45.75 | 8
2023/24 | 162.25 | 45.75 | 3
2023/24 | 162.75 | 45.75 | 4
2023/24 | 163.25 | 45.75 | 7
2023/24 | 163.75 | 45.75 | 5
2023/24 | 164.25 | 45.75 | 5
2023/24 | 164.75 | 45.75 | 4
2023/24 | 165.25 | 45.75 | 4
2023/24 | 165.75 | 45.75 | 3
2023/24 | 166.25 | 45.75 | 3
2023/24 | 166.75 | 45.75 | 4
2023/24 | 167.25 | 45.75 | 4
2023/24 | 167.75 | 45.75 | 1
2023/24 | 168.25 | 45.75 | 1
2023/24 | 168.75 | 45.75 | 7
2023/24 | 169.25 | 45.75 | 6
2023/24 | 169.75 | 45.75 | 2
2023/24 | 170.25 | 45.75 | 2
2023/24 | 170.75 | 45.75 | 4
2023/24 | 171.25 | 45.75 | 5
2023/24 | 171.75 | 45.75 | 1
2023/24 | 172.25 | 45.75 | 3
2023/24 | 172.75 | 45.75 | 1
2023/24 | 173.25 | 45.75 | 4
2023/24 | 173.75 | 45.75 | 1
2023/24 | 174.25 | 45.75 | 1
2023/24 | 174.75 | 45.75 | 2
2023/24 | 175.25 | 45.75 | 2
2023/24 | 175.75 | 45.75 | 3
2023/24 | 176.25 | 45.75 | 4
2023/24 | 176.75 | 45.75 | 2
2023/24 | 177.25 | 45.75 | 1
2023/24 | 177.75 | 45.75 | 1
2023/24 | 178.75 | 45.75 | 3
2023/24 | 179.25 | 45.75 | 1
2023/24 | 179.75 | 45.75 | 2
2023/24 | 180.25 | 45.75 | 2
2023/24 | 180.75 | 45.75 | 1
2023/24 | 181.75 | 45.75 | 1
2023/24 | 182.75 | 45.75 | 1
2023/24 | 183.25 | 45.75 | 1
2023/24 | 184.25 | 45.75 | 1
2023/24 | 185.25 | 45.75 | 3
2023/24 | 186.25 | 45.75 | 2
2023/24 | 186.75 | 45.75 | 1
2023/24 | 187.25 | 45.75 | 2
2023/24 | 187.75 | 45.75 | 1
2023/24 | 188.25 | 45.75 | 1
2023/24 | 189.75 | 45.75 | 1
2023/24 | 192.25 | 45.75 | 3
2023/24 | 194.75 | 45.75 | 1
2023/24 | 197.25 | 45.75 | 1
2023/24 | 198.75 | 45.75 | 2
2023/24 | 201.25 | 45.75 | 1
2023/24 | 201.75 | 45.75 | 1
2023/24 | 203.25 | 45.75 | 1
2023/24 | 207.25 | 45.75 | 1
2023/24 | 208.75 | 45.75 | 1
2023/24 | 215.25 | 45.75 | 1
2023/24 | 216.75 | 45.75 | 1
2023/24 | 223.75 | 45.75 | 2
2023/24 | 226.25 | 45.75 | 1
2023/24 | 256.25 | 45.75 | 1
2023/24 | 66.25 | 46.25 | 1
2023/24 | 77.75 | 46.25 | 1
2023/24 | 81.75 | 46.25 | 3
2023/24 | 82.75 | 46.25 | 1
2023/24 | 83.25 | 46.25 | 1
2023/24 | 85.25 | 46.25 | 1
2023/24 | 86.75 | 46.25 | 1
2023/24 | 87.25 | 46.25 | 3
2023/24 | 87.75 | 46.25 | 2
2023/24 | 88.25 | 46.25 | 3
2023/24 | 88.75 | 46.25 | 3
2023/24 | 89.25 | 46.25 | 2
2023/24 | 89.75 | 46.25 | 5
2023/24 | 90.75 | 46.25 | 5
2023/24 | 91.25 | 46.25 | 1
2023/24 | 91.75 | 46.25 | 3
2023/24 | 92.25 | 46.25 | 1
2023/24 | 92.75 | 46.25 | 5
2023/24 | 93.25 | 46.25 | 7
2023/24 | 93.75 | 46.25 | 3
2023/24 | 94.25 | 46.25 | 2
2023/24 | 94.75 | 46.25 | 6
2023/24 | 95.25 | 46.25 | 4
2023/24 | 95.75 | 46.25 | 5
2023/24 | 96.25 | 46.25 | 11
2023/24 | 96.75 | 46.25 | 5
2023/24 | 97.25 | 46.25 | 9
2023/24 | 97.75 | 46.25 | 6
2023/24 | 98.25 | 46.25 | 11
2023/24 | 98.75 | 46.25 | 8
2023/24 | 99.25 | 46.25 | 14
2023/24 | 99.75 | 46.25 | 15
2023/24 | 100.25 | 46.25 | 16
2023/24 | 100.75 | 46.25 | 21
2023/24 | 101.25 | 46.25 | 15
2023/24 | 101.75 | 46.25 | 18
2023/24 | 102.25 | 46.25 | 17
2023/24 | 102.75 | 46.25 | 11
2023/24 | 103.25 | 46.25 | 23
2023/24 | 103.75 | 46.25 | 22
2023/24 | 104.25 | 46.25 | 25
2023/24 | 104.75 | 46.25 | 26
2023/24 | 105.25 | 46.25 | 23
2023/24 | 105.75 | 46.25 | 24
2023/24 | 106.25 | 46.25 | 27
2023/24 | 106.75 | 46.25 | 32
2023/24 | 107.25 | 46.25 | 19
2023/24 | 107.75 | 46.25 | 28
2023/24 | 108.25 | 46.25 | 26
2023/24 | 108.75 | 46.25 | 29
2023/24 | 109.25 | 46.25 | 25
2023/24 | 109.75 | 46.25 | 33
2023/24 | 110.25 | 46.25 | 30
2023/24 | 110.75 | 46.25 | 48
2023/24 | 111.25 | 46.25 | 32
2023/24 | 111.75 | 46.25 | 38
2023/24 | 112.25 | 46.25 | 46
2023/24 | 112.75 | 46.25 | 40
2023/24 | 113.25 | 46.25 | 41
2023/24 | 113.75 | 46.25 | 43
2023/24 | 114.25 | 46.25 | 38
2023/24 | 114.75 | 46.25 | 40
2023/24 | 115.25 | 46.25 | 38
2023/24 | 115.75 | 46.25 | 34
2023/24 | 116.25 | 46.25 | 46
2023/24 | 116.75 | 46.25 | 47
2023/24 | 117.25 | 46.25 | 54
2023/24 | 117.75 | 46.25 | 38
2023/24 | 118.25 | 46.25 | 39
2023/24 | 118.75 | 46.25 | 56
2023/24 | 119.25 | 46.25 | 53
2023/24 | 119.75 | 46.25 | 60
2023/24 | 120.25 | 46.25 | 56
2023/24 | 120.75 | 46.25 | 43
2023/24 | 121.25 | 46.25 | 52
2023/24 | 121.75 | 46.25 | 41
2023/24 | 122.25 | 46.25 | 54
2023/24 | 122.75 | 46.25 | 44
2023/24 | 123.25 | 46.25 | 48
2023/24 | 123.75 | 46.25 | 53
2023/24 | 124.25 | 46.25 | 39
2023/24 | 124.75 | 46.25 | 43
2023/24 | 125.25 | 46.25 | 51
2023/24 | 125.75 | 46.25 | 45
2023/24 | 126.25 | 46.25 | 44
2023/24 | 126.75 | 46.25 | 54
2023/24 | 127.25 | 46.25 | 48
2023/24 | 127.75 | 46.25 | 43
2023/24 | 128.25 | 46.25 | 46
2023/24 | 128.75 | 46.25 | 44
2023/24 | 129.25 | 46.25 | 54
2023/24 | 129.75 | 46.25 | 51
2023/24 | 130.25 | 46.25 | 53
2023/24 | 130.75 | 46.25 | 38
2023/24 | 131.25 | 46.25 | 49
2023/24 | 131.75 | 46.25 | 43
2023/24 | 132.25 | 46.25 | 30
2023/24 | 132.75 | 46.25 | 41
2023/24 | 133.25 | 46.25 | 36
2023/24 | 133.75 | 46.25 | 38
2023/24 | 134.25 | 46.25 | 47
2023/24 | 134.75 | 46.25 | 38
2023/24 | 135.25 | 46.25 | 34
2023/24 | 135.75 | 46.25 | 34
2023/24 | 136.25 | 46.25 | 41
2023/24 | 136.75 | 46.25 | 34
2023/24 | 137.25 | 46.25 | 34
2023/24 | 137.75 | 46.25 | 27
2023/24 | 138.25 | 46.25 | 34
2023/24 | 138.75 | 46.25 | 25
2023/24 | 139.25 | 46.25 | 39
2023/24 | 139.75 | 46.25 | 36
2023/24 | 140.25 | 46.25 | 32
2023/24 | 140.75 | 46.25 | 24
2023/24 | 141.25 | 46.25 | 35
2023/24 | 141.75 | 46.25 | 25
2023/24 | 142.25 | 46.25 | 23
2023/24 | 142.75 | 46.25 | 23
2023/24 | 143.25 | 46.25 | 25
2023/24 | 143.75 | 46.25 | 23
2023/24 | 144.25 | 46.25 | 40
2023/24 | 144.75 | 46.25 | 27
2023/24 | 145.25 | 46.25 | 23
2023/24 | 145.75 | 46.25 | 20
2023/24 | 146.25 | 46.25 | 23
2023/24 | 146.75 | 46.25 | 14
2023/24 | 147.25 | 46.25 | 24
2023/24 | 147.75 | 46.25 | 17
2023/24 | 148.25 | 46.25 | 15
2023/24 | 148.75 | 46.25 | 12
2023/24 | 149.25 | 46.25 | 17
2023/24 | 149.75 | 46.25 | 15
2023/24 | 150.25 | 46.25 | 17
2023/24 | 150.75 | 46.25 | 22
2023/24 | 151.25 | 46.25 | 10
2023/24 | 151.75 | 46.25 | 12
2023/24 | 152.25 | 46.25 | 6
2023/24 | 152.75 | 46.25 | 14
2023/24 | 153.25 | 46.25 | 12
2023/24 | 153.75 | 46.25 | 18
2023/24 | 154.25 | 46.25 | 11
2023/24 | 154.75 | 46.25 | 21
2023/24 | 155.25 | 46.25 | 11
2023/24 | 155.75 | 46.25 | 10
2023/24 | 156.25 | 46.25 | 16
2023/24 | 156.75 | 46.25 | 14
2023/24 | 157.25 | 46.25 | 5
2023/24 | 157.75 | 46.25 | 9
2023/24 | 158.25 | 46.25 | 7
2023/24 | 158.75 | 46.25 | 5
2023/24 | 159.25 | 46.25 | 14
2023/24 | 159.75 | 46.25 | 9
2023/24 | 160.25 | 46.25 | 6
2023/24 | 160.75 | 46.25 | 12
2023/24 | 161.25 | 46.25 | 6
2023/24 | 161.75 | 46.25 | 7
2023/24 | 162.25 | 46.25 | 9
2023/24 | 162.75 | 46.25 | 5
2023/24 | 163.25 | 46.25 | 5
2023/24 | 163.75 | 46.25 | 6
2023/24 | 164.25 | 46.25 | 6
2023/24 | 164.75 | 46.25 | 2
2023/24 | 165.25 | 46.25 | 10
2023/24 | 165.75 | 46.25 | 5
2023/24 | 166.25 | 46.25 | 4
2023/24 | 166.75 | 46.25 | 2
2023/24 | 167.25 | 46.25 | 6
2023/24 | 167.75 | 46.25 | 8
2023/24 | 168.75 | 46.25 | 7
2023/24 | 169.25 | 46.25 | 5
2023/24 | 169.75 | 46.25 | 2
2023/24 | 170.25 | 46.25 | 4
2023/24 | 170.75 | 46.25 | 4
2023/24 | 171.25 | 46.25 | 7
2023/24 | 171.75 | 46.25 | 1
2023/24 | 172.25 | 46.25 | 3
2023/24 | 172.75 | 46.25 | 3
2023/24 | 173.25 | 46.25 | 3
2023/24 | 174.25 | 46.25 | 3
2023/24 | 174.75 | 46.25 | 2
2023/24 | 175.25 | 46.25 | 2
2023/24 | 175.75 | 46.25 | 2
2023/24 | 176.25 | 46.25 | 5
2023/24 | 176.75 | 46.25 | 3
2023/24 | 177.25 | 46.25 | 4
2023/24 | 178.25 | 46.25 | 3
2023/24 | 178.75 | 46.25 | 3
2023/24 | 179.25 | 46.25 | 1
2023/24 | 179.75 | 46.25 | 2
2023/24 | 180.25 | 46.25 | 1
2023/24 | 180.75 | 46.25 | 1
2023/24 | 181.75 | 46.25 | 3
2023/24 | 182.25 | 46.25 | 1
2023/24 | 183.75 | 46.25 | 2
2023/24 | 185.25 | 46.25 | 1
2023/24 | 185.75 | 46.25 | 1
2023/24 | 186.25 | 46.25 | 1
2023/24 | 187.75 | 46.25 | 2
2023/24 | 188.75 | 46.25 | 2
2023/24 | 189.75 | 46.25 | 1
2023/24 | 190.25 | 46.25 | 3
2023/24 | 192.25 | 46.25 | 1
2023/24 | 192.75 | 46.25 | 1
2023/24 | 193.25 | 46.25 | 1
2023/24 | 193.75 | 46.25 | 1
2023/24 | 194.75 | 46.25 | 1
2023/24 | 195.25 | 46.25 | 1
2023/24 | 197.75 | 46.25 | 1
2023/24 | 200.75 | 46.25 | 1
2023/24 | 201.25 | 46.25 | 1
2023/24 | 202.25 | 46.25 | 2
2023/24 | 202.75 | 46.25 | 1
2023/24 | 203.25 | 46.25 | 1
2023/24 | 205.75 | 46.25 | 1
2023/24 | 206.25 | 46.25 | 1
2023/24 | 206.75 | 46.25 | 1
2023/24 | 207.75 | 46.25 | 1
2023/24 | 217.25 | 46.25 | 1
2023/24 | 224.75 | 46.25 | 1
2023/24 | 245.75 | 46.25 | 1
2023/24 | 76.75 | 46.75 | 1
2023/24 | 84.75 | 46.75 | 1
2023/24 | 85.25 | 46.75 | 1
2023/24 | 85.75 | 46.75 | 1
2023/24 | 86.25 | 46.75 | 1
2023/24 | 87.25 | 46.75 | 2
2023/24 | 87.75 | 46.75 | 2
2023/24 | 88.25 | 46.75 | 2
2023/24 | 88.75 | 46.75 | 2
2023/24 | 89.75 | 46.75 | 4
2023/24 | 90.25 | 46.75 | 3
2023/24 | 90.75 | 46.75 | 3
2023/24 | 91.75 | 46.75 | 4
2023/24 | 92.25 | 46.75 | 2
2023/24 | 92.75 | 46.75 | 4
2023/24 | 93.25 | 46.75 | 5
2023/24 | 93.75 | 46.75 | 8
2023/24 | 94.25 | 46.75 | 7
2023/24 | 94.75 | 46.75 | 4
2023/24 | 95.25 | 46.75 | 5
2023/24 | 95.75 | 46.75 | 7
2023/24 | 96.25 | 46.75 | 7
2023/24 | 96.75 | 46.75 | 9
2023/24 | 97.25 | 46.75 | 12
2023/24 | 97.75 | 46.75 | 10
2023/24 | 98.25 | 46.75 | 12
2023/24 | 98.75 | 46.75 | 8
2023/24 | 99.25 | 46.75 | 15
2023/24 | 99.75 | 46.75 | 14
2023/24 | 100.25 | 46.75 | 22
2023/24 | 100.75 | 46.75 | 16
2023/24 | 101.25 | 46.75 | 9
2023/24 | 101.75 | 46.75 | 16
2023/24 | 102.25 | 46.75 | 22
2023/24 | 102.75 | 46.75 | 22
2023/24 | 103.25 | 46.75 | 22
2023/24 | 103.75 | 46.75 | 19
2023/24 | 104.25 | 46.75 | 21
2023/24 | 104.75 | 46.75 | 25
2023/24 | 105.25 | 46.75 | 27
2023/24 | 105.75 | 46.75 | 20
2023/24 | 106.25 | 46.75 | 27
2023/24 | 106.75 | 46.75 | 28
2023/24 | 107.25 | 46.75 | 25
2023/24 | 107.75 | 46.75 | 32
2023/24 | 108.25 | 46.75 | 38
2023/24 | 108.75 | 46.75 | 38
2023/24 | 109.25 | 46.75 | 30
2023/24 | 109.75 | 46.75 | 33
2023/24 | 110.25 | 46.75 | 33
2023/24 | 110.75 | 46.75 | 34
2023/24 | 111.25 | 46.75 | 43
2023/24 | 111.75 | 46.75 | 34
2023/24 | 112.25 | 46.75 | 40
2023/24 | 112.75 | 46.75 | 33
2023/24 | 113.25 | 46.75 | 52
2023/24 | 113.75 | 46.75 | 45
2023/24 | 114.25 | 46.75 | 41
2023/24 | 114.75 | 46.75 | 42
2023/24 | 115.25 | 46.75 | 57
2023/24 | 115.75 | 46.75 | 49
2023/24 | 116.25 | 46.75 | 42
2023/24 | 116.75 | 46.75 | 54
2023/24 | 117.25 | 46.75 | 51
2023/24 | 117.75 | 46.75 | 60
2023/24 | 118.25 | 46.75 | 48
2023/24 | 118.75 | 46.75 | 45
2023/24 | 119.25 | 46.75 | 54
2023/24 | 119.75 | 46.75 | 33
2023/24 | 120.25 | 46.75 | 53
2023/24 | 120.75 | 46.75 | 46
2023/24 | 121.25 | 46.75 | 49
2023/24 | 121.75 | 46.75 | 47
2023/24 | 122.25 | 46.75 | 48
2023/24 | 122.75 | 46.75 | 50
2023/24 | 123.25 | 46.75 | 48
2023/24 | 123.75 | 46.75 | 52
2023/24 | 124.25 | 46.75 | 54
2023/24 | 124.75 | 46.75 | 62
2023/24 | 125.25 | 46.75 | 62
2023/24 | 125.75 | 46.75 | 44
2023/24 | 126.25 | 46.75 | 40
2023/24 | 126.75 | 46.75 | 62
2023/24 | 127.25 | 46.75 | 52
2023/24 | 127.75 | 46.75 | 46
2023/24 | 128.25 | 46.75 | 42
2023/24 | 128.75 | 46.75 | 41
2023/24 | 129.25 | 46.75 | 40
2023/24 | 129.75 | 46.75 | 52
2023/24 | 130.25 | 46.75 | 52
2023/24 | 130.75 | 46.75 | 39
2023/24 | 131.25 | 46.75 | 52
2023/24 | 131.75 | 46.75 | 45
2023/24 | 132.25 | 46.75 | 42
2023/24 | 132.75 | 46.75 | 46
2023/24 | 133.25 | 46.75 | 54
2023/24 | 133.75 | 46.75 | 49
2023/24 | 134.25 | 46.75 | 41
2023/24 | 134.75 | 46.75 | 39
2023/24 | 135.25 | 46.75 | 45
2023/24 | 135.75 | 46.75 | 40
2023/24 | 136.25 | 46.75 | 29
2023/24 | 136.75 | 46.75 | 33
2023/24 | 137.25 | 46.75 | 40
2023/24 | 137.75 | 46.75 | 32
2023/24 | 138.25 | 46.75 | 33
2023/24 | 138.75 | 46.75 | 49
2023/24 | 139.25 | 46.75 | 37
2023/24 | 139.75 | 46.75 | 30
2023/24 | 140.25 | 46.75 | 35
2023/24 | 140.75 | 46.75 | 24
2023/24 | 141.25 | 46.75 | 38
2023/24 | 141.75 | 46.75 | 29
2023/24 | 142.25 | 46.75 | 37
2023/24 | 142.75 | 46.75 | 22
2023/24 | 143.25 | 46.75 | 29
2023/24 | 143.75 | 46.75 | 36
2023/24 | 144.25 | 46.75 | 26
2023/24 | 144.75 | 46.75 | 28
2023/24 | 145.25 | 46.75 | 30
2023/24 | 145.75 | 46.75 | 35
2023/24 | 146.25 | 46.75 | 30
2023/24 | 146.75 | 46.75 | 28
2023/24 | 147.25 | 46.75 | 21
2023/24 | 147.75 | 46.75 | 17
2023/24 | 148.25 | 46.75 | 17
2023/24 | 148.75 | 46.75 | 15
2023/24 | 149.25 | 46.75 | 26
2023/24 | 149.75 | 46.75 | 22
2023/24 | 150.25 | 46.75 | 27
2023/24 | 150.75 | 46.75 | 20
2023/24 | 151.25 | 46.75 | 13
2023/24 | 151.75 | 46.75 | 19
2023/24 | 152.25 | 46.75 | 11
2023/24 | 152.75 | 46.75 | 12
2023/24 | 153.25 | 46.75 | 16
2023/24 | 153.75 | 46.75 | 14
2023/24 | 154.25 | 46.75 | 12
2023/24 | 154.75 | 46.75 | 9
2023/24 | 155.25 | 46.75 | 16
2023/24 | 155.75 | 46.75 | 13
2023/24 | 156.25 | 46.75 | 9
2023/24 | 156.75 | 46.75 | 13
2023/24 | 157.25 | 46.75 | 11
2023/24 | 157.75 | 46.75 | 7
2023/24 | 158.25 | 46.75 | 9
2023/24 | 158.75 | 46.75 | 22
2023/24 | 159.25 | 46.75 | 11
2023/24 | 159.75 | 46.75 | 5
2023/24 | 160.25 | 46.75 | 9
2023/24 | 160.75 | 46.75 | 13
2023/24 | 161.25 | 46.75 | 13
2023/24 | 161.75 | 46.75 | 6
2023/24 | 162.25 | 46.75 | 9
2023/24 | 162.75 | 46.75 | 9
2023/24 | 163.25 | 46.75 | 5
2023/24 | 163.75 | 46.75 | 7
2023/24 | 164.25 | 46.75 | 5
2023/24 | 164.75 | 46.75 | 11
2023/24 | 165.25 | 46.75 | 5
2023/24 | 165.75 | 46.75 | 5
2023/24 | 166.25 | 46.75 | 7
2023/24 | 166.75 | 46.75 | 8
2023/24 | 167.25 | 46.75 | 5
2023/24 | 167.75 | 46.75 | 3
2023/24 | 168.25 | 46.75 | 7
2023/24 | 168.75 | 46.75 | 7
2023/24 | 169.25 | 46.75 | 8
2023/24 | 169.75 | 46.75 | 7
2023/24 | 170.25 | 46.75 | 7
2023/24 | 170.75 | 46.75 | 5
2023/24 | 171.25 | 46.75 | 7
2023/24 | 171.75 | 46.75 | 6
2023/24 | 172.25 | 46.75 | 1
2023/24 | 172.75 | 46.75 | 2
2023/24 | 173.25 | 46.75 | 6
2023/24 | 173.75 | 46.75 | 3
2023/24 | 174.25 | 46.75 | 2
2023/24 | 174.75 | 46.75 | 5
2023/24 | 175.25 | 46.75 | 1
2023/24 | 175.75 | 46.75 | 5
2023/24 | 176.25 | 46.75 | 1
2023/24 | 176.75 | 46.75 | 2
2023/24 | 177.25 | 46.75 | 1
2023/24 | 177.75 | 46.75 | 2
2023/24 | 179.25 | 46.75 | 4
2023/24 | 180.25 | 46.75 | 3
2023/24 | 180.75 | 46.75 | 2
2023/24 | 181.25 | 46.75 | 3
2023/24 | 181.75 | 46.75 | 1
2023/24 | 182.25 | 46.75 | 2
2023/24 | 182.75 | 46.75 | 1
2023/24 | 183.25 | 46.75 | 1
2023/24 | 184.75 | 46.75 | 1
2023/24 | 185.25 | 46.75 | 1
2023/24 | 186.25 | 46.75 | 1
2023/24 | 186.75 | 46.75 | 1
2023/24 | 187.25 | 46.75 | 2
2023/24 | 187.75 | 46.75 | 2
2023/24 | 188.75 | 46.75 | 2
2023/24 | 189.75 | 46.75 | 2
2023/24 | 190.75 | 46.75 | 1
2023/24 | 191.25 | 46.75 | 2
2023/24 | 192.25 | 46.75 | 1
2023/24 | 194.25 | 46.75 | 1
2023/24 | 194.75 | 46.75 | 2
2023/24 | 196.75 | 46.75 | 1
2023/24 | 200.25 | 46.75 | 2
2023/24 | 201.75 | 46.75 | 1
2023/24 | 202.75 | 46.75 | 1
2023/24 | 206.25 | 46.75 | 1
2023/24 | 213.75 | 46.75 | 1
2023/24 | 215.25 | 46.75 | 2
2023/24 | 222.75 | 46.75 | 1
2023/24 | 225.25 | 46.75 | 1
2023/24 | 232.75 | 46.75 | 1
2023/24 | 242.75 | 46.75 | 1
2023/24 | 252.75 | 46.75 | 1
2023/24 | 269.75 | 46.75 | 1
2023/24 | 295.25 | 46.75 | 1
2023/24 | 75.75 | 47.25 | 1
2023/24 | 77.75 | 47.25 | 1
2023/24 | 80.75 | 47.25 | 1
2023/24 | 83.25 | 47.25 | 1
2023/24 | 83.75 | 47.25 | 1
2023/24 | 86.75 | 47.25 | 3
2023/24 | 87.25 | 47.25 | 3
2023/24 | 88.25 | 47.25 | 4
2023/24 | 88.75 | 47.25 | 1
2023/24 | 89.25 | 47.25 | 3
2023/24 | 89.75 | 47.25 | 2
2023/24 | 90.25 | 47.25 | 3
2023/24 | 90.75 | 47.25 | 2
2023/24 | 91.25 | 47.25 | 3
2023/24 | 91.75 | 47.25 | 5
2023/24 | 92.25 | 47.25 | 2
2023/24 | 92.75 | 47.25 | 4
2023/24 | 93.25 | 47.25 | 3
2023/24 | 93.75 | 47.25 | 7
2023/24 | 94.25 | 47.25 | 4
2023/24 | 94.75 | 47.25 | 4
2023/24 | 95.25 | 47.25 | 6
2023/24 | 95.75 | 47.25 | 7
2023/24 | 96.25 | 47.25 | 11
2023/24 | 96.75 | 47.25 | 9
2023/24 | 97.25 | 47.25 | 9
2023/24 | 97.75 | 47.25 | 9
2023/24 | 98.25 | 47.25 | 9
2023/24 | 98.75 | 47.25 | 3
2023/24 | 99.25 | 47.25 | 11
2023/24 | 99.75 | 47.25 | 11
2023/24 | 100.25 | 47.25 | 14
2023/24 | 100.75 | 47.25 | 9
2023/24 | 101.25 | 47.25 | 17
2023/24 | 101.75 | 47.25 | 13
2023/24 | 102.25 | 47.25 | 25
2023/24 | 102.75 | 47.25 | 20
2023/24 | 103.25 | 47.25 | 18
2023/24 | 103.75 | 47.25 | 21
2023/24 | 104.25 | 47.25 | 22
2023/24 | 104.75 | 47.25 | 19
2023/24 | 105.25 | 47.25 | 20
2023/24 | 105.75 | 47.25 | 23
2023/24 | 106.25 | 47.25 | 26
2023/24 | 106.75 | 47.25 | 36
2023/24 | 107.25 | 47.25 | 28
2023/24 | 107.75 | 47.25 | 26
2023/24 | 108.25 | 47.25 | 21
2023/24 | 108.75 | 47.25 | 37
2023/24 | 109.25 | 47.25 | 27
2023/24 | 109.75 | 47.25 | 38
2023/24 | 110.25 | 47.25 | 35
2023/24 | 110.75 | 47.25 | 33
2023/24 | 111.25 | 47.25 | 46
2023/24 | 111.75 | 47.25 | 40
2023/24 | 112.25 | 47.25 | 48
2023/24 | 112.75 | 47.25 | 36
2023/24 | 113.25 | 47.25 | 37
2023/24 | 113.75 | 47.25 | 45
2023/24 | 114.25 | 47.25 | 46
2023/24 | 114.75 | 47.25 | 40
2023/24 | 115.25 | 47.25 | 36
2023/24 | 115.75 | 47.25 | 51
2023/24 | 116.25 | 47.25 | 36
2023/24 | 116.75 | 47.25 | 53
2023/24 | 117.25 | 47.25 | 52
2023/24 | 117.75 | 47.25 | 51
2023/24 | 118.25 | 47.25 | 62
2023/24 | 118.75 | 47.25 | 44
2023/24 | 119.25 | 47.25 | 48
2023/24 | 119.75 | 47.25 | 56
2023/24 | 120.25 | 47.25 | 55
2023/24 | 120.75 | 47.25 | 51
2023/24 | 121.25 | 47.25 | 70
2023/24 | 121.75 | 47.25 | 63
2023/24 | 122.25 | 47.25 | 54
2023/24 | 122.75 | 47.25 | 70
2023/24 | 123.25 | 47.25 | 58
2023/24 | 123.75 | 47.25 | 57
2023/24 | 124.25 | 47.25 | 49
2023/24 | 124.75 | 47.25 | 55
2023/24 | 125.25 | 47.25 | 63
2023/24 | 125.75 | 47.25 | 48
2023/24 | 126.25 | 47.25 | 57
2023/24 | 126.75 | 47.25 | 65
2023/24 | 127.25 | 47.25 | 44
2023/24 | 127.75 | 47.25 | 65
2023/24 | 128.25 | 47.25 | 51
2023/24 | 128.75 | 47.25 | 48
2023/24 | 129.25 | 47.25 | 52
2023/24 | 129.75 | 47.25 | 62
2023/24 | 130.25 | 47.25 | 45
2023/24 | 130.75 | 47.25 | 47
2023/24 | 131.25 | 47.25 | 50
2023/24 | 131.75 | 47.25 | 36
2023/24 | 132.25 | 47.25 | 49
2023/24 | 132.75 | 47.25 | 47
2023/24 | 133.25 | 47.25 | 37
2023/24 | 133.75 | 47.25 | 55
2023/24 | 134.25 | 47.25 | 48
2023/24 | 134.75 | 47.25 | 52
2023/24 | 135.25 | 47.25 | 45
2023/24 | 135.75 | 47.25 | 45
2023/24 | 136.25 | 47.25 | 33
2023/24 | 136.75 | 47.25 | 53
2023/24 | 137.25 | 47.25 | 48
2023/24 | 137.75 | 47.25 | 36
2023/24 | 138.25 | 47.25 | 34
2023/24 | 138.75 | 47.25 | 27
2023/24 | 139.25 | 47.25 | 44
2023/24 | 139.75 | 47.25 | 56
2023/24 | 140.25 | 47.25 | 35
2023/24 | 140.75 | 47.25 | 27
2023/24 | 141.25 | 47.25 | 36
2023/24 | 141.75 | 47.25 | 34
2023/24 | 142.25 | 47.25 | 30
2023/24 | 142.75 | 47.25 | 34
2023/24 | 143.25 | 47.25 | 29
2023/24 | 143.75 | 47.25 | 30
2023/24 | 144.25 | 47.25 | 23
2023/24 | 144.75 | 47.25 | 23
2023/24 | 145.25 | 47.25 | 28
2023/24 | 145.75 | 47.25 | 28
2023/24 | 146.25 | 47.25 | 28
2023/24 | 146.75 | 47.25 | 19
2023/24 | 147.25 | 47.25 | 21
2023/24 | 147.75 | 47.25 | 24
2023/24 | 148.25 | 47.25 | 35
2023/24 | 148.75 | 47.25 | 23
2023/24 | 149.25 | 47.25 | 28
2023/24 | 149.75 | 47.25 | 17
2023/24 | 150.25 | 47.25 | 15
2023/24 | 150.75 | 47.25 | 21
2023/24 | 151.25 | 47.25 | 16
2023/24 | 151.75 | 47.25 | 14
2023/24 | 152.25 | 47.25 | 23
2023/24 | 152.75 | 47.25 | 14
2023/24 | 153.25 | 47.25 | 18
2023/24 | 153.75 | 47.25 | 14
2023/24 | 154.25 | 47.25 | 13
2023/24 | 154.75 | 47.25 | 17
2023/24 | 155.25 | 47.25 | 12
2023/24 | 155.75 | 47.25 | 22
2023/24 | 156.25 | 47.25 | 10
2023/24 | 156.75 | 47.25 | 14
2023/24 | 157.25 | 47.25 | 12
2023/24 | 157.75 | 47.25 | 11
2023/24 | 158.25 | 47.25 | 11
2023/24 | 158.75 | 47.25 | 9
2023/24 | 159.25 | 47.25 | 10
2023/24 | 159.75 | 47.25 | 12
2023/24 | 160.25 | 47.25 | 12
2023/24 | 160.75 | 47.25 | 12
2023/24 | 161.25 | 47.25 | 13
2023/24 | 161.75 | 47.25 | 9
2023/24 | 162.25 | 47.25 | 7
2023/24 | 162.75 | 47.25 | 6
2023/24 | 163.25 | 47.25 | 6
2023/24 | 163.75 | 47.25 | 6
2023/24 | 164.25 | 47.25 | 9
2023/24 | 164.75 | 47.25 | 10
2023/24 | 165.25 | 47.25 | 9
2023/24 | 165.75 | 47.25 | 7
2023/24 | 166.25 | 47.25 | 7
2023/24 | 166.75 | 47.25 | 12
2023/24 | 167.25 | 47.25 | 5
2023/24 | 167.75 | 47.25 | 8
2023/24 | 168.25 | 47.25 | 2
2023/24 | 168.75 | 47.25 | 4
2023/24 | 169.25 | 47.25 | 5
2023/24 | 169.75 | 47.25 | 4
2023/24 | 170.25 | 47.25 | 7
2023/24 | 170.75 | 47.25 | 7
2023/24 | 171.25 | 47.25 | 2
2023/24 | 171.75 | 47.25 | 8
2023/24 | 172.25 | 47.25 | 6
2023/24 | 172.75 | 47.25 | 3
2023/24 | 173.25 | 47.25 | 5
2023/24 | 173.75 | 47.25 | 2
2023/24 | 174.25 | 47.25 | 5
2023/24 | 174.75 | 47.25 | 3
2023/24 | 175.25 | 47.25 | 3
2023/24 | 175.75 | 47.25 | 1
2023/24 | 176.25 | 47.25 | 5
2023/24 | 176.75 | 47.25 | 3
2023/24 | 177.25 | 47.25 | 3
2023/24 | 177.75 | 47.25 | 3
2023/24 | 178.75 | 47.25 | 5
2023/24 | 179.25 | 47.25 | 2
2023/24 | 179.75 | 47.25 | 1
2023/24 | 180.25 | 47.25 | 2
2023/24 | 180.75 | 47.25 | 3
2023/24 | 181.25 | 47.25 | 2
2023/24 | 182.25 | 47.25 | 1
2023/24 | 182.75 | 47.25 | 1
2023/24 | 183.75 | 47.25 | 1
2023/24 | 184.25 | 47.25 | 1
2023/24 | 185.25 | 47.25 | 1
2023/24 | 185.75 | 47.25 | 1
2023/24 | 186.25 | 47.25 | 1
2023/24 | 186.75 | 47.25 | 1
2023/24 | 187.75 | 47.25 | 1
2023/24 | 188.25 | 47.25 | 1
2023/24 | 188.75 | 47.25 | 1
2023/24 | 191.25 | 47.25 | 2
2023/24 | 192.75 | 47.25 | 1
2023/24 | 193.75 | 47.25 | 3
2023/24 | 194.25 | 47.25 | 1
2023/24 | 194.75 | 47.25 | 2
2023/24 | 196.25 | 47.25 | 2
2023/24 | 196.75 | 47.25 | 1
2023/24 | 199.25 | 47.25 | 1
2023/24 | 199.75 | 47.25 | 1
2023/24 | 201.75 | 47.25 | 1
2023/24 | 205.75 | 47.25 | 1
2023/24 | 212.75 | 47.25 | 1
2023/24 | 213.25 | 47.25 | 1
2023/24 | 213.75 | 47.25 | 1
2023/24 | 220.75 | 47.25 | 1
2023/24 | 239.75 | 47.25 | 1
2023/24 | 249.75 | 47.25 | 1
2023/24 | 282.75 | 47.25 | 1
2023/24 | 285.25 | 47.25 | 1
2023/24 | 69.75 | 47.75 | 1
2023/24 | 84.75 | 47.75 | 1
2023/24 | 85.25 | 47.75 | 1
2023/24 | 85.75 | 47.75 | 1
2023/24 | 86.75 | 47.75 | 3
2023/24 | 87.75 | 47.75 | 1
2023/24 | 88.25 | 47.75 | 1
2023/24 | 89.25 | 47.75 | 2
2023/24 | 89.75 | 47.75 | 1
2023/24 | 90.25 | 47.75 | 1
2023/24 | 91.25 | 47.75 | 3
2023/24 | 91.75 | 47.75 | 3
2023/24 | 92.25 | 47.75 | 4
2023/24 | 92.75 | 47.75 | 1
2023/24 | 93.25 | 47.75 | 1
2023/24 | 93.75 | 47.75 | 7
2023/24 | 94.25 | 47.75 | 1
2023/24 | 94.75 | 47.75 | 5
2023/24 | 95.25 | 47.75 | 6
2023/24 | 95.75 | 47.75 | 4
2023/24 | 96.25 | 47.75 | 8
2023/24 | 96.75 | 47.75 | 6
2023/24 | 97.25 | 47.75 | 10
2023/24 | 97.75 | 47.75 | 7
2023/24 | 98.25 | 47.75 | 8
2023/24 | 98.75 | 47.75 | 10
2023/24 | 99.25 | 47.75 | 12
2023/24 | 99.75 | 47.75 | 20
2023/24 | 100.25 | 47.75 | 17
2023/24 | 100.75 | 47.75 | 14
2023/24 | 101.25 | 47.75 | 20
2023/24 | 101.75 | 47.75 | 17
2023/24 | 102.25 | 47.75 | 17
2023/24 | 102.75 | 47.75 | 23
2023/24 | 103.25 | 47.75 | 18
2023/24 | 103.75 | 47.75 | 26
2023/24 | 104.25 | 47.75 | 19
2023/24 | 104.75 | 47.75 | 24
2023/24 | 105.25 | 47.75 | 25
2023/24 | 105.75 | 47.75 | 24
2023/24 | 106.25 | 47.75 | 24
2023/24 | 106.75 | 47.75 | 30
2023/24 | 107.25 | 47.75 | 32
2023/24 | 107.75 | 47.75 | 27
2023/24 | 108.25 | 47.75 | 30
2023/24 | 108.75 | 47.75 | 26
2023/24 | 109.25 | 47.75 | 25
2023/24 | 109.75 | 47.75 | 43
2023/24 | 110.25 | 47.75 | 27
2023/24 | 110.75 | 47.75 | 30
2023/24 | 111.25 | 47.75 | 44
2023/24 | 111.75 | 47.75 | 38
2023/24 | 112.25 | 47.75 | 48
2023/24 | 112.75 | 47.75 | 39
2023/24 | 113.25 | 47.75 | 44
2023/24 | 113.75 | 47.75 | 49
2023/24 | 114.25 | 47.75 | 39
2023/24 | 114.75 | 47.75 | 47
2023/24 | 115.25 | 47.75 | 47
2023/24 | 115.75 | 47.75 | 54
2023/24 | 116.25 | 47.75 | 49
2023/24 | 116.75 | 47.75 | 40
2023/24 | 117.25 | 47.75 | 49
2023/24 | 117.75 | 47.75 | 62
2023/24 | 118.25 | 47.75 | 50
2023/24 | 118.75 | 47.75 | 50
2023/24 | 119.25 | 47.75 | 54
2023/24 | 119.75 | 47.75 | 38
2023/24 | 120.25 | 47.75 | 52
2023/24 | 120.75 | 47.75 | 64
2023/24 | 121.25 | 47.75 | 53
2023/24 | 121.75 | 47.75 | 48
2023/24 | 122.25 | 47.75 | 49
2023/24 | 122.75 | 47.75 | 53
2023/24 | 123.25 | 47.75 | 62
2023/24 | 123.75 | 47.75 | 62
2023/24 | 124.25 | 47.75 | 62
2023/24 | 124.75 | 47.75 | 68
2023/24 | 125.25 | 47.75 | 60
2023/24 | 125.75 | 47.75 | 66
2023/24 | 126.25 | 47.75 | 64
2023/24 | 126.75 | 47.75 | 62
2023/24 | 127.25 | 47.75 | 50
2023/24 | 127.75 | 47.75 | 54
2023/24 | 128.25 | 47.75 | 75
2023/24 | 128.75 | 47.75 | 47
2023/24 | 129.25 | 47.75 | 59
2023/24 | 129.75 | 47.75 | 54
2023/24 | 130.25 | 47.75 | 49
2023/24 | 130.75 | 47.75 | 45
2023/24 | 131.25 | 47.75 | 40
2023/24 | 131.75 | 47.75 | 48
2023/24 | 132.25 | 47.75 | 66
2023/24 | 132.75 | 47.75 | 50
2023/24 | 133.25 | 47.75 | 55
2023/24 | 133.75 | 47.75 | 55
2023/24 | 134.25 | 47.75 | 49
2023/24 | 134.75 | 47.75 | 48
2023/24 | 135.25 | 47.75 | 38
2023/24 | 135.75 | 47.75 | 44
2023/24 | 136.25 | 47.75 | 60
2023/24 | 136.75 | 47.75 | 45
2023/24 | 137.25 | 47.75 | 39
2023/24 | 137.75 | 47.75 | 47
2023/24 | 138.25 | 47.75 | 49
2023/24 | 138.75 | 47.75 | 52
2023/24 | 139.25 | 47.75 | 42
2023/24 | 139.75 | 47.75 | 53
2023/24 | 140.25 | 47.75 | 24
2023/24 | 140.75 | 47.75 | 39
2023/24 | 141.25 | 47.75 | 34
2023/24 | 141.75 | 47.75 | 49
2023/24 | 142.25 | 47.75 | 32
2023/24 | 142.75 | 47.75 | 38
2023/24 | 143.25 | 47.75 | 31
2023/24 | 143.75 | 47.75 | 41
2023/24 | 144.25 | 47.75 | 38
2023/24 | 144.75 | 47.75 | 28
2023/24 | 145.25 | 47.75 | 26
2023/24 | 145.75 | 47.75 | 24
2023/24 | 146.25 | 47.75 | 33
2023/24 | 146.75 | 47.75 | 28
2023/24 | 147.25 | 47.75 | 36
2023/24 | 147.75 | 47.75 | 22
2023/24 | 148.25 | 47.75 | 39
2023/24 | 148.75 | 47.75 | 23
2023/24 | 149.25 | 47.75 | 26
2023/24 | 149.75 | 47.75 | 22
2023/24 | 150.25 | 47.75 | 22
2023/24 | 150.75 | 47.75 | 25
2023/24 | 151.25 | 47.75 | 25
2023/24 | 151.75 | 47.75 | 26
2023/24 | 152.25 | 47.75 | 14
2023/24 | 152.75 | 47.75 | 21
2023/24 | 153.25 | 47.75 | 17
2023/24 | 153.75 | 47.75 | 12
2023/24 | 154.25 | 47.75 | 18
2023/24 | 154.75 | 47.75 | 16
2023/24 | 155.25 | 47.75 | 16
2023/24 | 155.75 | 47.75 | 19
2023/24 | 156.25 | 47.75 | 14
2023/24 | 156.75 | 47.75 | 8
2023/24 | 157.25 | 47.75 | 19
2023/24 | 157.75 | 47.75 | 10
2023/24 | 158.25 | 47.75 | 11
2023/24 | 158.75 | 47.75 | 14
2023/24 | 159.25 | 47.75 | 15
2023/24 | 159.75 | 47.75 | 8
2023/24 | 160.25 | 47.75 | 11
2023/24 | 160.75 | 47.75 | 10
2023/24 | 161.25 | 47.75 | 16
2023/24 | 161.75 | 47.75 | 21
2023/24 | 162.25 | 47.75 | 9
2023/24 | 162.75 | 47.75 | 8
2023/24 | 163.25 | 47.75 | 10
2023/24 | 163.75 | 47.75 | 9
2023/24 | 164.25 | 47.75 | 7
2023/24 | 164.75 | 47.75 | 4
2023/24 | 165.25 | 47.75 | 6
2023/24 | 165.75 | 47.75 | 6
2023/24 | 166.25 | 47.75 | 11
2023/24 | 166.75 | 47.75 | 7
2023/24 | 167.25 | 47.75 | 4
2023/24 | 167.75 | 47.75 | 9
2023/24 | 168.25 | 47.75 | 5
2023/24 | 168.75 | 47.75 | 4
2023/24 | 169.25 | 47.75 | 7
2023/24 | 169.75 | 47.75 | 4
2023/24 | 170.25 | 47.75 | 4
2023/24 | 170.75 | 47.75 | 8
2023/24 | 171.25 | 47.75 | 9
2023/24 | 171.75 | 47.75 | 3
2023/24 | 172.25 | 47.75 | 5
2023/24 | 172.75 | 47.75 | 6
2023/24 | 173.25 | 47.75 | 1
2023/24 | 173.75 | 47.75 | 6
2023/24 | 174.25 | 47.75 | 1
2023/24 | 174.75 | 47.75 | 4
2023/24 | 175.25 | 47.75 | 2
2023/24 | 175.75 | 47.75 | 5
2023/24 | 176.25 | 47.75 | 4
2023/24 | 176.75 | 47.75 | 3
2023/24 | 177.25 | 47.75 | 4
2023/24 | 178.25 | 47.75 | 2
2023/24 | 178.75 | 47.75 | 3
2023/24 | 179.25 | 47.75 | 4
2023/24 | 179.75 | 47.75 | 7
2023/24 | 180.25 | 47.75 | 4
2023/24 | 180.75 | 47.75 | 2
2023/24 | 181.25 | 47.75 | 2
2023/24 | 181.75 | 47.75 | 2
2023/24 | 182.25 | 47.75 | 2
2023/24 | 182.75 | 47.75 | 2
2023/24 | 183.25 | 47.75 | 3
2023/24 | 183.75 | 47.75 | 3
2023/24 | 184.25 | 47.75 | 1
2023/24 | 184.75 | 47.75 | 2
2023/24 | 185.25 | 47.75 | 2
2023/24 | 185.75 | 47.75 | 1
2023/24 | 186.25 | 47.75 | 2
2023/24 | 186.75 | 47.75 | 4
2023/24 | 187.25 | 47.75 | 1
2023/24 | 188.75 | 47.75 | 1
2023/24 | 189.25 | 47.75 | 2
2023/24 | 190.75 | 47.75 | 2
2023/24 | 191.25 | 47.75 | 1
2023/24 | 191.75 | 47.75 | 1
2023/24 | 193.25 | 47.75 | 1
2023/24 | 193.75 | 47.75 | 1
2023/24 | 196.25 | 47.75 | 2
2023/24 | 196.75 | 47.75 | 1
2023/24 | 197.75 | 47.75 | 1
2023/24 | 198.75 | 47.75 | 1
2023/24 | 200.75 | 47.75 | 2
2023/24 | 201.75 | 47.75 | 1
2023/24 | 202.25 | 47.75 | 1
2023/24 | 207.25 | 47.75 | 2
2023/24 | 208.25 | 47.75 | 2
2023/24 | 208.75 | 47.75 | 1
2023/24 | 215.25 | 47.75 | 2
2023/24 | 216.25 | 47.75 | 1
2023/24 | 217.25 | 47.75 | 1
2023/24 | 221.25 | 47.75 | 1
2023/24 | 224.75 | 47.75 | 1
2023/24 | 226.25 | 47.75 | 1
2023/24 | 240.75 | 47.75 | 1
2023/24 | 264.75 | 47.75 | 1
2023/24 | 279.25 | 47.75 | 1
2023/24 | 76.25 | 48.25 | 1
2023/24 | 77.75 | 48.25 | 2
2023/24 | 81.75 | 48.25 | 1
2023/24 | 82.25 | 48.25 | 1
2023/24 | 83.25 | 48.25 | 1
2023/24 | 85.75 | 48.25 | 1
2023/24 | 86.25 | 48.25 | 1
2023/24 | 86.75 | 48.25 | 1
2023/24 | 87.25 | 48.25 | 1
2023/24 | 87.75 | 48.25 | 1
2023/24 | 88.25 | 48.25 | 1
2023/24 | 88.75 | 48.25 | 1
2023/24 | 89.25 | 48.25 | 2
2023/24 | 89.75 | 48.25 | 1
2023/24 | 90.25 | 48.25 | 2
2023/24 | 90.75 | 48.25 | 1
2023/24 | 91.25 | 48.25 | 3
2023/24 | 91.75 | 48.25 | 4
2023/24 | 92.25 | 48.25 | 4
2023/24 | 92.75 | 48.25 | 4
2023/24 | 93.25 | 48.25 | 3
2023/24 | 93.75 | 48.25 | 6
2023/24 | 94.25 | 48.25 | 2
2023/24 | 94.75 | 48.25 | 2
2023/24 | 95.25 | 48.25 | 4
2023/24 | 95.75 | 48.25 | 6
2023/24 | 96.25 | 48.25 | 5
2023/24 | 96.75 | 48.25 | 9
2023/24 | 97.25 | 48.25 | 9
2023/24 | 97.75 | 48.25 | 8
2023/24 | 98.25 | 48.25 | 6
2023/24 | 98.75 | 48.25 | 8
2023/24 | 99.25 | 48.25 | 9
2023/24 | 99.75 | 48.25 | 12
2023/24 | 100.25 | 48.25 | 12
2023/24 | 100.75 | 48.25 | 10
2023/24 | 101.25 | 48.25 | 21
2023/24 | 101.75 | 48.25 | 17
2023/24 | 102.25 | 48.25 | 20
2023/24 | 102.75 | 48.25 | 20
2023/24 | 103.25 | 48.25 | 15
2023/24 | 103.75 | 48.25 | 31
2023/24 | 104.25 | 48.25 | 22
2023/24 | 104.75 | 48.25 | 21
2023/24 | 105.25 | 48.25 | 23
2023/24 | 105.75 | 48.25 | 23
2023/24 | 106.25 | 48.25 | 31
2023/24 | 106.75 | 48.25 | 40
2023/24 | 107.25 | 48.25 | 25
2023/24 | 107.75 | 48.25 | 29
2023/24 | 108.25 | 48.25 | 39
2023/24 | 108.75 | 48.25 | 36
2023/24 | 109.25 | 48.25 | 49
2023/24 | 109.75 | 48.25 | 35
2023/24 | 110.25 | 48.25 | 44
2023/24 | 110.75 | 48.25 | 41
2023/24 | 111.25 | 48.25 | 41
2023/24 | 111.75 | 48.25 | 41
2023/24 | 112.25 | 48.25 | 45
2023/24 | 112.75 | 48.25 | 49
2023/24 | 113.25 | 48.25 | 44
2023/24 | 113.75 | 48.25 | 41
2023/24 | 114.25 | 48.25 | 59
2023/24 | 114.75 | 48.25 | 55
2023/24 | 115.25 | 48.25 | 52
2023/24 | 115.75 | 48.25 | 41
2023/24 | 116.25 | 48.25 | 51
2023/24 | 116.75 | 48.25 | 61
2023/24 | 117.25 | 48.25 | 53
2023/24 | 117.75 | 48.25 | 57
2023/24 | 118.25 | 48.25 | 42
2023/24 | 118.75 | 48.25 | 56
2023/24 | 119.25 | 48.25 | 64
2023/24 | 119.75 | 48.25 | 53
2023/24 | 120.25 | 48.25 | 59
2023/24 | 120.75 | 48.25 | 61
2023/24 | 121.25 | 48.25 | 56
2023/24 | 121.75 | 48.25 | 62
2023/24 | 122.25 | 48.25 | 62
2023/24 | 122.75 | 48.25 | 62
2023/24 | 123.25 | 48.25 | 56
2023/24 | 123.75 | 48.25 | 57
2023/24 | 124.25 | 48.25 | 69
2023/24 | 124.75 | 48.25 | 56
2023/24 | 125.25 | 48.25 | 38
2023/24 | 125.75 | 48.25 | 65
2023/24 | 126.25 | 48.25 | 54
2023/24 | 126.75 | 48.25 | 56
2023/24 | 127.25 | 48.25 | 57
2023/24 | 127.75 | 48.25 | 62
2023/24 | 128.25 | 48.25 | 58
2023/24 | 128.75 | 48.25 | 56
2023/24 | 129.25 | 48.25 | 72
2023/24 | 129.75 | 48.25 | 46
2023/24 | 130.25 | 48.25 | 72
2023/24 | 130.75 | 48.25 | 64
2023/24 | 131.25 | 48.25 | 62
2023/24 | 131.75 | 48.25 | 46
2023/24 | 132.25 | 48.25 | 63
2023/24 | 132.75 | 48.25 | 51
2023/24 | 133.25 | 48.25 | 47
2023/24 | 133.75 | 48.25 | 57
2023/24 | 134.25 | 48.25 | 46
2023/24 | 134.75 | 48.25 | 47
2023/24 | 135.25 | 48.25 | 46
2023/24 | 135.75 | 48.25 | 61
2023/24 | 136.25 | 48.25 | 53
2023/24 | 136.75 | 48.25 | 43
2023/24 | 137.25 | 48.25 | 59
2023/24 | 137.75 | 48.25 | 44
2023/24 | 138.25 | 48.25 | 35
2023/24 | 138.75 | 48.25 | 45
2023/24 | 139.25 | 48.25 | 43
2023/24 | 139.75 | 48.25 | 49
2023/24 | 140.25 | 48.25 | 46
2023/24 | 140.75 | 48.25 | 46
2023/24 | 141.25 | 48.25 | 38
2023/24 | 141.75 | 48.25 | 44
2023/24 | 142.25 | 48.25 | 25
2023/24 | 142.75 | 48.25 | 30
2023/24 | 143.25 | 48.25 | 31
2023/24 | 143.75 | 48.25 | 31
2023/24 | 144.25 | 48.25 | 25
2023/24 | 144.75 | 48.25 | 42
2023/24 | 145.25 | 48.25 | 35
2023/24 | 145.75 | 48.25 | 32
2023/24 | 146.25 | 48.25 | 38
2023/24 | 146.75 | 48.25 | 31
2023/24 | 147.25 | 48.25 | 35
2023/24 | 147.75 | 48.25 | 36
2023/24 | 148.25 | 48.25 | 18
2023/24 | 148.75 | 48.25 | 19
2023/24 | 149.25 | 48.25 | 28
2023/24 | 149.75 | 48.25 | 22
2023/24 | 150.25 | 48.25 | 30
2023/24 | 150.75 | 48.25 | 21
2023/24 | 151.25 | 48.25 | 13
2023/24 | 151.75 | 48.25 | 23
2023/24 | 152.25 | 48.25 | 29
2023/24 | 152.75 | 48.25 | 15
2023/24 | 153.25 | 48.25 | 23
2023/24 | 153.75 | 48.25 | 23
2023/24 | 154.25 | 48.25 | 18
2023/24 | 154.75 | 48.25 | 12
2023/24 | 155.25 | 48.25 | 14
2023/24 | 155.75 | 48.25 | 27
2023/24 | 156.25 | 48.25 | 17
2023/24 | 156.75 | 48.25 | 16
2023/24 | 157.25 | 48.25 | 15
2023/24 | 157.75 | 48.25 | 12
2023/24 | 158.25 | 48.25 | 19
2023/24 | 158.75 | 48.25 | 7
2023/24 | 159.25 | 48.25 | 20
2023/24 | 159.75 | 48.25 | 15
2023/24 | 160.25 | 48.25 | 10
2023/24 | 160.75 | 48.25 | 9
2023/24 | 161.25 | 48.25 | 11
2023/24 | 161.75 | 48.25 | 13
2023/24 | 162.25 | 48.25 | 2
2023/24 | 162.75 | 48.25 | 16
2023/24 | 163.25 | 48.25 | 9
2023/24 | 163.75 | 48.25 | 7
2023/24 | 164.25 | 48.25 | 6
2023/24 | 164.75 | 48.25 | 12
2023/24 | 165.25 | 48.25 | 10
2023/24 | 165.75 | 48.25 | 9
2023/24 | 166.25 | 48.25 | 9
2023/24 | 166.75 | 48.25 | 8
2023/24 | 167.25 | 48.25 | 8
2023/24 | 167.75 | 48.25 | 7
2023/24 | 168.25 | 48.25 | 10
2023/24 | 168.75 | 48.25 | 6
2023/24 | 169.25 | 48.25 | 4
2023/24 | 169.75 | 48.25 | 10
2023/24 | 170.25 | 48.25 | 7
2023/24 | 170.75 | 48.25 | 6
2023/24 | 171.25 | 48.25 | 9
2023/24 | 171.75 | 48.25 | 6
2023/24 | 172.25 | 48.25 | 4
2023/24 | 172.75 | 48.25 | 2
2023/24 | 173.25 | 48.25 | 4
2023/24 | 173.75 | 48.25 | 14
2023/24 | 174.25 | 48.25 | 4
2023/24 | 174.75 | 48.25 | 4
2023/24 | 175.25 | 48.25 | 2
2023/24 | 175.75 | 48.25 | 4
2023/24 | 176.25 | 48.25 | 5
2023/24 | 176.75 | 48.25 | 6
2023/24 | 177.25 | 48.25 | 2
2023/24 | 177.75 | 48.25 | 3
2023/24 | 178.25 | 48.25 | 3
2023/24 | 178.75 | 48.25 | 3
2023/24 | 179.25 | 48.25 | 3
2023/24 | 179.75 | 48.25 | 1
2023/24 | 180.25 | 48.25 | 1
2023/24 | 180.75 | 48.25 | 1
2023/24 | 181.25 | 48.25 | 2
2023/24 | 181.75 | 48.25 | 2
2023/24 | 182.25 | 48.25 | 7
2023/24 | 182.75 | 48.25 | 5
2023/24 | 183.25 | 48.25 | 5
2023/24 | 183.75 | 48.25 | 1
2023/24 | 184.25 | 48.25 | 2
2023/24 | 185.25 | 48.25 | 1
2023/24 | 185.75 | 48.25 | 4
2023/24 | 186.75 | 48.25 | 2
2023/24 | 187.25 | 48.25 | 2
2023/24 | 188.25 | 48.25 | 1
2023/24 | 189.25 | 48.25 | 2
2023/24 | 189.75 | 48.25 | 1
2023/24 | 192.75 | 48.25 | 1
2023/24 | 193.25 | 48.25 | 1
2023/24 | 193.75 | 48.25 | 1
2023/24 | 194.25 | 48.25 | 3
2023/24 | 194.75 | 48.25 | 2
2023/24 | 195.25 | 48.25 | 1
2023/24 | 196.75 | 48.25 | 1
2023/24 | 197.25 | 48.25 | 1
2023/24 | 197.75 | 48.25 | 1
2023/24 | 199.25 | 48.25 | 2
2023/24 | 199.75 | 48.25 | 1
2023/24 | 201.25 | 48.25 | 1
2023/24 | 202.25 | 48.25 | 1
2023/24 | 203.25 | 48.25 | 2
2023/24 | 204.25 | 48.25 | 2
2023/24 | 204.75 | 48.25 | 1
2023/24 | 205.75 | 48.25 | 1
2023/24 | 206.75 | 48.25 | 1
2023/24 | 208.25 | 48.25 | 1
2023/24 | 209.25 | 48.25 | 1
2023/24 | 213.75 | 48.25 | 1
2023/24 | 217.25 | 48.25 | 1
2023/24 | 226.25 | 48.25 | 1
2023/24 | 228.25 | 48.25 | 1
2023/24 | 239.25 | 48.25 | 1
2023/24 | 273.25 | 48.25 | 1
2023/24 | 273.75 | 48.25 | 1
2023/24 | 80.75 | 48.75 | 1
2023/24 | 86.25 | 48.75 | 1
2023/24 | 87.25 | 48.75 | 1
2023/24 | 87.75 | 48.75 | 1
2023/24 | 88.75 | 48.75 | 1
2023/24 | 89.75 | 48.75 | 1
2023/24 | 90.25 | 48.75 | 2
2023/24 | 90.75 | 48.75 | 2
2023/24 | 91.25 | 48.75 | 1
2023/24 | 91.75 | 48.75 | 4
2023/24 | 92.25 | 48.75 | 2
2023/24 | 92.75 | 48.75 | 3
2023/24 | 93.25 | 48.75 | 6
2023/24 | 93.75 | 48.75 | 3
2023/24 | 94.25 | 48.75 | 2
2023/24 | 94.75 | 48.75 | 4
2023/24 | 95.25 | 48.75 | 5
2023/24 | 95.75 | 48.75 | 4
2023/24 | 96.25 | 48.75 | 6
2023/24 | 96.75 | 48.75 | 8
2023/24 | 97.25 | 48.75 | 7
2023/24 | 97.75 | 48.75 | 8
2023/24 | 98.25 | 48.75 | 9
2023/24 | 98.75 | 48.75 | 15
2023/24 | 99.25 | 48.75 | 10
2023/24 | 99.75 | 48.75 | 8
2023/24 | 100.25 | 48.75 | 11
2023/24 | 100.75 | 48.75 | 15
2023/24 | 101.25 | 48.75 | 12
2023/24 | 101.75 | 48.75 | 12
2023/24 | 102.25 | 48.75 | 12
2023/24 | 102.75 | 48.75 | 19
2023/24 | 103.25 | 48.75 | 11
2023/24 | 103.75 | 48.75 | 20
2023/24 | 104.25 | 48.75 | 23
2023/24 | 104.75 | 48.75 | 22
2023/24 | 105.25 | 48.75 | 23
2023/24 | 105.75 | 48.75 | 25
2023/24 | 106.25 | 48.75 | 22
2023/24 | 106.75 | 48.75 | 30
2023/24 | 107.25 | 48.75 | 32
2023/24 | 107.75 | 48.75 | 36
2023/24 | 108.25 | 48.75 | 29
2023/24 | 108.75 | 48.75 | 38
2023/24 | 109.25 | 48.75 | 26
2023/24 | 109.75 | 48.75 | 31
2023/24 | 110.25 | 48.75 | 31
2023/24 | 110.75 | 48.75 | 38
2023/24 | 111.25 | 48.75 | 37
2023/24 | 111.75 | 48.75 | 42
2023/24 | 112.25 | 48.75 | 46
2023/24 | 112.75 | 48.75 | 35
2023/24 | 113.25 | 48.75 | 34
2023/24 | 113.75 | 48.75 | 37
2023/24 | 114.25 | 48.75 | 55
2023/24 | 114.75 | 48.75 | 42
2023/24 | 115.25 | 48.75 | 59
2023/24 | 115.75 | 48.75 | 57
2023/24 | 116.25 | 48.75 | 47
2023/24 | 116.75 | 48.75 | 55
2023/24 | 117.25 | 48.75 | 40
2023/24 | 117.75 | 48.75 | 54
2023/24 | 118.25 | 48.75 | 59
2023/24 | 118.75 | 48.75 | 68
2023/24 | 119.25 | 48.75 | 55
2023/24 | 119.75 | 48.75 | 59
2023/24 | 120.25 | 48.75 | 54
2023/24 | 120.75 | 48.75 | 64
2023/24 | 121.25 | 48.75 | 52
2023/24 | 121.75 | 48.75 | 56
2023/24 | 122.25 | 48.75 | 58
2023/24 | 122.75 | 48.75 | 71
2023/24 | 123.25 | 48.75 | 59
2023/24 | 123.75 | 48.75 | 74
2023/24 | 124.25 | 48.75 | 74
2023/24 | 124.75 | 48.75 | 70
2023/24 | 125.25 | 48.75 | 65
2023/24 | 125.75 | 48.75 | 70
2023/24 | 126.25 | 48.75 | 80
2023/24 | 126.75 | 48.75 | 61
2023/24 | 127.25 | 48.75 | 71
2023/24 | 127.75 | 48.75 | 79
2023/24 | 128.25 | 48.75 | 67
2023/24 | 128.75 | 48.75 | 61
2023/24 | 129.25 | 48.75 | 59
2023/24 | 129.75 | 48.75 | 72
2023/24 | 130.25 | 48.75 | 67
2023/24 | 130.75 | 48.75 | 43
2023/24 | 131.25 | 48.75 | 71
2023/24 | 131.75 | 48.75 | 55
2023/24 | 132.25 | 48.75 | 61
2023/24 | 132.75 | 48.75 | 61
2023/24 | 133.25 | 48.75 | 63
2023/24 | 133.75 | 48.75 | 65
2023/24 | 134.25 | 48.75 | 55
2023/24 | 134.75 | 48.75 | 54
2023/24 | 135.25 | 48.75 | 49
2023/24 | 135.75 | 48.75 | 49
2023/24 | 136.25 | 48.75 | 48
2023/24 | 136.75 | 48.75 | 65
2023/24 | 137.25 | 48.75 | 45
2023/24 | 137.75 | 48.75 | 42
2023/24 | 138.25 | 48.75 | 47
2023/24 | 138.75 | 48.75 | 49
2023/24 | 139.25 | 48.75 | 54
2023/24 | 139.75 | 48.75 | 54
2023/24 | 140.25 | 48.75 | 44
2023/24 | 140.75 | 48.75 | 59
2023/24 | 141.25 | 48.75 | 41
2023/24 | 141.75 | 48.75 | 45
2023/24 | 142.25 | 48.75 | 57
2023/24 | 142.75 | 48.75 | 43
2023/24 | 143.25 | 48.75 | 29
2023/24 | 143.75 | 48.75 | 34
2023/24 | 144.25 | 48.75 | 37
2023/24 | 144.75 | 48.75 | 30
2023/24 | 145.25 | 48.75 | 36
2023/24 | 145.75 | 48.75 | 28
2023/24 | 146.25 | 48.75 | 26
2023/24 | 146.75 | 48.75 | 36
2023/24 | 147.25 | 48.75 | 26
2023/24 | 147.75 | 48.75 | 26
2023/24 | 148.25 | 48.75 | 35
2023/24 | 148.75 | 48.75 | 22
2023/24 | 149.25 | 48.75 | 19
2023/24 | 149.75 | 48.75 | 30
2023/24 | 150.25 | 48.75 | 24
2023/24 | 150.75 | 48.75 | 31
2023/24 | 151.25 | 48.75 | 26
2023/24 | 151.75 | 48.75 | 23
2023/24 | 152.25 | 48.75 | 27
2023/24 | 152.75 | 48.75 | 24
2023/24 | 153.25 | 48.75 | 25
2023/24 | 153.75 | 48.75 | 16
2023/24 | 154.25 | 48.75 | 26
2023/24 | 154.75 | 48.75 | 20
2023/24 | 155.25 | 48.75 | 27
2023/24 | 155.75 | 48.75 | 14
2023/24 | 156.25 | 48.75 | 17
2023/24 | 156.75 | 48.75 | 26
2023/24 | 157.25 | 48.75 | 22
2023/24 | 157.75 | 48.75 | 17
2023/24 | 158.25 | 48.75 | 13
2023/24 | 158.75 | 48.75 | 11
2023/24 | 159.25 | 48.75 | 14
2023/24 | 159.75 | 48.75 | 27
2023/24 | 160.25 | 48.75 | 19
2023/24 | 160.75 | 48.75 | 20
2023/24 | 161.25 | 48.75 | 22
2023/24 | 161.75 | 48.75 | 11
2023/24 | 162.25 | 48.75 | 10
2023/24 | 162.75 | 48.75 | 14
2023/24 | 163.25 | 48.75 | 12
2023/24 | 163.75 | 48.75 | 11
2023/24 | 164.25 | 48.75 | 9
2023/24 | 164.75 | 48.75 | 6
2023/24 | 165.25 | 48.75 | 7
2023/24 | 165.75 | 48.75 | 4
2023/24 | 166.25 | 48.75 | 16
2023/24 | 166.75 | 48.75 | 9
2023/24 | 167.25 | 48.75 | 6
2023/24 | 167.75 | 48.75 | 10
2023/24 | 168.25 | 48.75 | 6
2023/24 | 168.75 | 48.75 | 8
2023/24 | 169.25 | 48.75 | 5
2023/24 | 169.75 | 48.75 | 13
2023/24 | 170.25 | 48.75 | 8
2023/24 | 170.75 | 48.75 | 5
2023/24 | 171.25 | 48.75 | 7
2023/24 | 171.75 | 48.75 | 8
2023/24 | 172.25 | 48.75 | 10
2023/24 | 172.75 | 48.75 | 5
2023/24 | 173.25 | 48.75 | 3
2023/24 | 173.75 | 48.75 | 11
2023/24 | 174.25 | 48.75 | 2
2023/24 | 174.75 | 48.75 | 3
2023/24 | 175.25 | 48.75 | 1
2023/24 | 175.75 | 48.75 | 1
2023/24 | 176.25 | 48.75 | 3
2023/24 | 176.75 | 48.75 | 3
2023/24 | 177.25 | 48.75 | 4
2023/24 | 177.75 | 48.75 | 1
2023/24 | 178.25 | 48.75 | 2
2023/24 | 179.25 | 48.75 | 1
2023/24 | 179.75 | 48.75 | 5
2023/24 | 180.25 | 48.75 | 2
2023/24 | 180.75 | 48.75 | 2
2023/24 | 181.25 | 48.75 | 3
2023/24 | 181.75 | 48.75 | 1
2023/24 | 182.25 | 48.75 | 4
2023/24 | 182.75 | 48.75 | 3
2023/24 | 183.25 | 48.75 | 1
2023/24 | 183.75 | 48.75 | 4
2023/24 | 184.25 | 48.75 | 2
2023/24 | 184.75 | 48.75 | 2
2023/24 | 185.25 | 48.75 | 1
2023/24 | 185.75 | 48.75 | 2
2023/24 | 186.25 | 48.75 | 3
2023/24 | 186.75 | 48.75 | 3
2023/24 | 187.25 | 48.75 | 1
2023/24 | 188.25 | 48.75 | 1
2023/24 | 188.75 | 48.75 | 1
2023/24 | 190.25 | 48.75 | 1
2023/24 | 190.75 | 48.75 | 1
2023/24 | 191.75 | 48.75 | 2
2023/24 | 192.25 | 48.75 | 2
2023/24 | 194.25 | 48.75 | 1
2023/24 | 194.75 | 48.75 | 1
2023/24 | 195.75 | 48.75 | 1
2023/24 | 196.75 | 48.75 | 1
2023/24 | 197.25 | 48.75 | 2
2023/24 | 197.75 | 48.75 | 1
2023/24 | 198.75 | 48.75 | 1
2023/24 | 200.25 | 48.75 | 1
2023/24 | 202.75 | 48.75 | 1
2023/24 | 205.75 | 48.75 | 1
2023/24 | 207.75 | 48.75 | 1
2023/24 | 209.75 | 48.75 | 1
2023/24 | 210.75 | 48.75 | 2
2023/24 | 212.25 | 48.75 | 1
2023/24 | 214.25 | 48.75 | 1
2023/24 | 214.75 | 48.75 | 1
2023/24 | 216.25 | 48.75 | 1
2023/24 | 218.25 | 48.75 | 1
2023/24 | 220.75 | 48.75 | 1
2023/24 | 223.25 | 48.75 | 1
2023/24 | 223.75 | 48.75 | 1
2023/24 | 228.25 | 48.75 | 1
2023/24 | 236.75 | 48.75 | 1
2023/24 | 249.75 | 48.75 | 1
2023/24 | 255.25 | 48.75 | 1
2023/24 | 265.75 | 48.75 | 1
2023/24 | 286.75 | 48.75 | 1
2023/24 | 69.75 | 49.25 | 1
2023/24 | 85.25 | 49.25 | 1
2023/24 | 85.75 | 49.25 | 1
2023/24 | 87.75 | 49.25 | 1
2023/24 | 88.75 | 49.25 | 2
2023/24 | 89.25 | 49.25 | 5
2023/24 | 89.75 | 49.25 | 3
2023/24 | 90.25 | 49.25 | 2
2023/24 | 90.75 | 49.25 | 1
2023/24 | 91.25 | 49.25 | 3
2023/24 | 91.75 | 49.25 | 3
2023/24 | 92.25 | 49.25 | 1
2023/24 | 92.75 | 49.25 | 4
2023/24 | 93.25 | 49.25 | 3
2023/24 | 93.75 | 49.25 | 6
2023/24 | 94.25 | 49.25 | 5
2023/24 | 94.75 | 49.25 | 2
2023/24 | 95.25 | 49.25 | 4
2023/24 | 95.75 | 49.25 | 5
2023/24 | 96.25 | 49.25 | 7
2023/24 | 96.75 | 49.25 | 12
2023/24 | 97.25 | 49.25 | 5
2023/24 | 97.75 | 49.25 | 6
2023/24 | 98.25 | 49.25 | 9
2023/24 | 98.75 | 49.25 | 3
2023/24 | 99.25 | 49.25 | 10
2023/24 | 99.75 | 49.25 | 3
2023/24 | 100.25 | 49.25 | 10
2023/24 | 100.75 | 49.25 | 11
2023/24 | 101.25 | 49.25 | 7
2023/24 | 101.75 | 49.25 | 11
2023/24 | 102.25 | 49.25 | 12
2023/24 | 102.75 | 49.25 | 20
2023/24 | 103.25 | 49.25 | 17
2023/24 | 103.75 | 49.25 | 23
2023/24 | 104.25 | 49.25 | 25
2023/24 | 104.75 | 49.25 | 20
2023/24 | 105.25 | 49.25 | 20
2023/24 | 105.75 | 49.25 | 27
2023/24 | 106.25 | 49.25 | 32
2023/24 | 106.75 | 49.25 | 23
2023/24 | 107.25 | 49.25 | 27
2023/24 | 107.75 | 49.25 | 30
2023/24 | 108.25 | 49.25 | 35
2023/24 | 108.75 | 49.25 | 37
2023/24 | 109.25 | 49.25 | 34
2023/24 | 109.75 | 49.25 | 38
2023/24 | 110.25 | 49.25 | 38
2023/24 | 110.75 | 49.25 | 37
2023/24 | 111.25 | 49.25 | 47
2023/24 | 111.75 | 49.25 | 37
2023/24 | 112.25 | 49.25 | 41
2023/24 | 112.75 | 49.25 | 45
2023/24 | 113.25 | 49.25 | 53
2023/24 | 113.75 | 49.25 | 50
2023/24 | 114.25 | 49.25 | 42
2023/24 | 114.75 | 49.25 | 51
2023/24 | 115.25 | 49.25 | 52
2023/24 | 115.75 | 49.25 | 47
2023/24 | 116.25 | 49.25 | 56
2023/24 | 116.75 | 49.25 | 65
2023/24 | 117.25 | 49.25 | 53
2023/24 | 117.75 | 49.25 | 47
2023/24 | 118.25 | 49.25 | 64
2023/24 | 118.75 | 49.25 | 65
2023/24 | 119.25 | 49.25 | 54
2023/24 | 119.75 | 49.25 | 82
2023/24 | 120.25 | 49.25 | 58
2023/24 | 120.75 | 49.25 | 68
2023/24 | 121.25 | 49.25 | 50
2023/24 | 121.75 | 49.25 | 73
2023/24 | 122.25 | 49.25 | 64
2023/24 | 122.75 | 49.25 | 67
2023/24 | 123.25 | 49.25 | 78
2023/24 | 123.75 | 49.25 | 71
2023/24 | 124.25 | 49.25 | 76
2023/24 | 124.75 | 49.25 | 80
2023/24 | 125.25 | 49.25 | 81
2023/24 | 125.75 | 49.25 | 85
2023/24 | 126.25 | 49.25 | 74
2023/24 | 126.75 | 49.25 | 66
2023/24 | 127.25 | 49.25 | 49
2023/24 | 127.75 | 49.25 | 62
2023/24 | 128.25 | 49.25 | 79
2023/24 | 128.75 | 49.25 | 73
2023/24 | 129.25 | 49.25 | 69
2023/24 | 129.75 | 49.25 | 65
2023/24 | 130.25 | 49.25 | 72
2023/24 | 130.75 | 49.25 | 70
2023/24 | 131.25 | 49.25 | 62
2023/24 | 131.75 | 49.25 | 60
2023/24 | 132.25 | 49.25 | 56
2023/24 | 132.75 | 49.25 | 68
2023/24 | 133.25 | 49.25 | 54
2023/24 | 133.75 | 49.25 | 69
2023/24 | 134.25 | 49.25 | 52
2023/24 | 134.75 | 49.25 | 52
2023/24 | 135.25 | 49.25 | 46
2023/24 | 135.75 | 49.25 | 62
2023/24 | 136.25 | 49.25 | 54
2023/24 | 136.75 | 49.25 | 55
2023/24 | 137.25 | 49.25 | 44
2023/24 | 137.75 | 49.25 | 55
2023/24 | 138.25 | 49.25 | 51
2023/24 | 138.75 | 49.25 | 62
2023/24 | 139.25 | 49.25 | 66
2023/24 | 139.75 | 49.25 | 50
2023/24 | 140.25 | 49.25 | 52
2023/24 | 140.75 | 49.25 | 43
2023/24 | 141.25 | 49.25 | 40
2023/24 | 141.75 | 49.25 | 32
2023/24 | 142.25 | 49.25 | 45
2023/24 | 142.75 | 49.25 | 38
2023/24 | 143.25 | 49.25 | 51
2023/24 | 143.75 | 49.25 | 45
2023/24 | 144.25 | 49.25 | 36
2023/24 | 144.75 | 49.25 | 39
2023/24 | 145.25 | 49.25 | 34
2023/24 | 145.75 | 49.25 | 45
2023/24 | 146.25 | 49.25 | 32
2023/24 | 146.75 | 49.25 | 41
2023/24 | 147.25 | 49.25 | 37
2023/24 | 147.75 | 49.25 | 28
2023/24 | 148.25 | 49.25 | 41
2023/24 | 148.75 | 49.25 | 31
2023/24 | 149.25 | 49.25 | 28
2023/24 | 149.75 | 49.25 | 26
2023/24 | 150.25 | 49.25 | 35
2023/24 | 150.75 | 49.25 | 29
2023/24 | 151.25 | 49.25 | 27
2023/24 | 151.75 | 49.25 | 28
2023/24 | 152.25 | 49.25 | 20
2023/24 | 152.75 | 49.25 | 28
2023/24 | 153.25 | 49.25 | 26
2023/24 | 153.75 | 49.25 | 22
2023/24 | 154.25 | 49.25 | 25
2023/24 | 154.75 | 49.25 | 15
2023/24 | 155.25 | 49.25 | 21
2023/24 | 155.75 | 49.25 | 30
2023/24 | 156.25 | 49.25 | 15
2023/24 | 156.75 | 49.25 | 23
2023/24 | 157.25 | 49.25 | 19
2023/24 | 157.75 | 49.25 | 20
2023/24 | 158.25 | 49.25 | 20
2023/24 | 158.75 | 49.25 | 21
2023/24 | 159.25 | 49.25 | 12
2023/24 | 159.75 | 49.25 | 22
2023/24 | 160.25 | 49.25 | 14
2023/24 | 160.75 | 49.25 | 15
2023/24 | 161.25 | 49.25 | 11
2023/24 | 161.75 | 49.25 | 12
2023/24 | 162.25 | 49.25 | 11
2023/24 | 162.75 | 49.25 | 8
2023/24 | 163.25 | 49.25 | 15
2023/24 | 163.75 | 49.25 | 13
2023/24 | 164.25 | 49.25 | 15
2023/24 | 164.75 | 49.25 | 9
2023/24 | 165.25 | 49.25 | 7
2023/24 | 165.75 | 49.25 | 12
2023/24 | 166.25 | 49.25 | 6
2023/24 | 166.75 | 49.25 | 3
2023/24 | 167.25 | 49.25 | 8
2023/24 | 167.75 | 49.25 | 5
2023/24 | 168.25 | 49.25 | 14
2023/24 | 168.75 | 49.25 | 10
2023/24 | 169.25 | 49.25 | 6
2023/24 | 169.75 | 49.25 | 2
2023/24 | 170.25 | 49.25 | 3
2023/24 | 170.75 | 49.25 | 12
2023/24 | 171.25 | 49.25 | 6
2023/24 | 171.75 | 49.25 | 7
2023/24 | 172.25 | 49.25 | 4
2023/24 | 172.75 | 49.25 | 7
2023/24 | 173.25 | 49.25 | 4
2023/24 | 173.75 | 49.25 | 4
2023/24 | 174.25 | 49.25 | 12
2023/24 | 174.75 | 49.25 | 2
2023/24 | 175.25 | 49.25 | 4
2023/24 | 175.75 | 49.25 | 1
2023/24 | 176.25 | 49.25 | 7
2023/24 | 176.75 | 49.25 | 6
2023/24 | 177.25 | 49.25 | 3
2023/24 | 177.75 | 49.25 | 4
2023/24 | 178.25 | 49.25 | 3
2023/24 | 178.75 | 49.25 | 10
2023/24 | 179.25 | 49.25 | 7
2023/24 | 179.75 | 49.25 | 6
2023/24 | 180.25 | 49.25 | 3
2023/24 | 180.75 | 49.25 | 4
2023/24 | 181.25 | 49.25 | 1
2023/24 | 181.75 | 49.25 | 1
2023/24 | 182.25 | 49.25 | 2
2023/24 | 182.75 | 49.25 | 1
2023/24 | 183.25 | 49.25 | 1
2023/24 | 183.75 | 49.25 | 1
2023/24 | 184.75 | 49.25 | 1
2023/24 | 185.25 | 49.25 | 4
2023/24 | 185.75 | 49.25 | 2
2023/24 | 186.25 | 49.25 | 1
2023/24 | 186.75 | 49.25 | 2
2023/24 | 187.25 | 49.25 | 1
2023/24 | 187.75 | 49.25 | 2
2023/24 | 189.25 | 49.25 | 2
2023/24 | 189.75 | 49.25 | 3
2023/24 | 190.75 | 49.25 | 1
2023/24 | 191.25 | 49.25 | 2
2023/24 | 191.75 | 49.25 | 1
2023/24 | 192.25 | 49.25 | 2
2023/24 | 192.75 | 49.25 | 3
2023/24 | 193.75 | 49.25 | 1
2023/24 | 194.25 | 49.25 | 1
2023/24 | 195.25 | 49.25 | 3
2023/24 | 195.75 | 49.25 | 1
2023/24 | 198.25 | 49.25 | 2
2023/24 | 198.75 | 49.25 | 1
2023/24 | 200.25 | 49.25 | 2
2023/24 | 201.25 | 49.25 | 1
2023/24 | 201.75 | 49.25 | 1
2023/24 | 202.75 | 49.25 | 1
2023/24 | 203.25 | 49.25 | 2
2023/24 | 204.75 | 49.25 | 1
2023/24 | 205.25 | 49.25 | 2
2023/24 | 208.25 | 49.25 | 2
2023/24 | 210.75 | 49.25 | 1
2023/24 | 212.75 | 49.25 | 1
2023/24 | 219.75 | 49.25 | 1
2023/24 | 222.75 | 49.25 | 1
2023/24 | 224.75 | 49.25 | 1
2023/24 | 226.25 | 49.25 | 1
2023/24 | 236.75 | 49.25 | 1
2023/24 | 79.75 | 49.75 | 1
2023/24 | 85.75 | 49.75 | 1
2023/24 | 86.25 | 49.75 | 1
2023/24 | 86.75 | 49.75 | 2
2023/24 | 88.25 | 49.75 | 2
2023/24 | 88.75 | 49.75 | 1
2023/24 | 89.25 | 49.75 | 2
2023/24 | 89.75 | 49.75 | 2
2023/24 | 90.25 | 49.75 | 1
2023/24 | 90.75 | 49.75 | 1
2023/24 | 91.25 | 49.75 | 1
2023/24 | 91.75 | 49.75 | 2
2023/24 | 92.25 | 49.75 | 4
2023/24 | 92.75 | 49.75 | 2
2023/24 | 93.25 | 49.75 | 5
2023/24 | 93.75 | 49.75 | 2
2023/24 | 94.25 | 49.75 | 4
2023/24 | 94.75 | 49.75 | 5
2023/24 | 95.25 | 49.75 | 7
2023/24 | 95.75 | 49.75 | 2
2023/24 | 96.25 | 49.75 | 5
2023/24 | 96.75 | 49.75 | 3
2023/24 | 97.25 | 49.75 | 7
2023/24 | 97.75 | 49.75 | 4
2023/24 | 98.25 | 49.75 | 10
2023/24 | 98.75 | 49.75 | 4
2023/24 | 99.25 | 49.75 | 9
2023/24 | 99.75 | 49.75 | 8
2023/24 | 100.25 | 49.75 | 6
2023/24 | 100.75 | 49.75 | 12
2023/24 | 101.25 | 49.75 | 11
2023/24 | 101.75 | 49.75 | 9
2023/24 | 102.25 | 49.75 | 16
2023/24 | 102.75 | 49.75 | 14
2023/24 | 103.25 | 49.75 | 25
2023/24 | 103.75 | 49.75 | 27
2023/24 | 104.25 | 49.75 | 24
2023/24 | 104.75 | 49.75 | 17
2023/24 | 105.25 | 49.75 | 18
2023/24 | 105.75 | 49.75 | 20
2023/24 | 106.25 | 49.75 | 20
2023/24 | 106.75 | 49.75 | 28
2023/24 | 107.25 | 49.75 | 23
2023/24 | 107.75 | 49.75 | 23
2023/24 | 108.25 | 49.75 | 27
2023/24 | 108.75 | 49.75 | 31
2023/24 | 109.25 | 49.75 | 30
2023/24 | 109.75 | 49.75 | 17
2023/24 | 110.25 | 49.75 | 35
2023/24 | 110.75 | 49.75 | 27
2023/24 | 111.25 | 49.75 | 35
2023/24 | 111.75 | 49.75 | 43
2023/24 | 112.25 | 49.75 | 41
2023/24 | 112.75 | 49.75 | 49
2023/24 | 113.25 | 49.75 | 40
2023/24 | 113.75 | 49.75 | 39
2023/24 | 114.25 | 49.75 | 55
2023/24 | 114.75 | 49.75 | 51
2023/24 | 115.25 | 49.75 | 55
2023/24 | 115.75 | 49.75 | 46
2023/24 | 116.25 | 49.75 | 58
2023/24 | 116.75 | 49.75 | 48
2023/24 | 117.25 | 49.75 | 56
2023/24 | 117.75 | 49.75 | 50
2023/24 | 118.25 | 49.75 | 74
2023/24 | 118.75 | 49.75 | 59
2023/24 | 119.25 | 49.75 | 55
2023/24 | 119.75 | 49.75 | 69
2023/24 | 120.25 | 49.75 | 75
2023/24 | 120.75 | 49.75 | 66
2023/24 | 121.25 | 49.75 | 58
2023/24 | 121.75 | 49.75 | 63
2023/24 | 122.25 | 49.75 | 63
2023/24 | 122.75 | 49.75 | 69
2023/24 | 123.25 | 49.75 | 67
2023/24 | 123.75 | 49.75 | 69
2023/24 | 124.25 | 49.75 | 84
2023/24 | 124.75 | 49.75 | 84
2023/24 | 125.25 | 49.75 | 81
2023/24 | 125.75 | 49.75 | 89
2023/24 | 126.25 | 49.75 | 82
2023/24 | 126.75 | 49.75 | 71
2023/24 | 127.25 | 49.75 | 74
2023/24 | 127.75 | 49.75 | 73
2023/24 | 128.25 | 49.75 | 69
2023/24 | 128.75 | 49.75 | 66
2023/24 | 129.25 | 49.75 | 68
2023/24 | 129.75 | 49.75 | 69
2023/24 | 130.25 | 49.75 | 76
2023/24 | 130.75 | 49.75 | 78
2023/24 | 131.25 | 49.75 | 51
2023/24 | 131.75 | 49.75 | 63
2023/24 | 132.25 | 49.75 | 82
2023/24 | 132.75 | 49.75 | 54
2023/24 | 133.25 | 49.75 | 84
2023/24 | 133.75 | 49.75 | 70
2023/24 | 134.25 | 49.75 | 75
2023/24 | 134.75 | 49.75 | 79
2023/24 | 135.25 | 49.75 | 63
2023/24 | 135.75 | 49.75 | 58
2023/24 | 136.25 | 49.75 | 57
2023/24 | 136.75 | 49.75 | 68
2023/24 | 137.25 | 49.75 | 60
2023/24 | 137.75 | 49.75 | 63
2023/24 | 138.25 | 49.75 | 61
2023/24 | 138.75 | 49.75 | 62
2023/24 | 139.25 | 49.75 | 47
2023/24 | 139.75 | 49.75 | 48
2023/24 | 140.25 | 49.75 | 55
2023/24 | 140.75 | 49.75 | 46
2023/24 | 141.25 | 49.75 | 51
2023/24 | 141.75 | 49.75 | 51
2023/24 | 142.25 | 49.75 | 42
2023/24 | 142.75 | 49.75 | 42
2023/24 | 143.25 | 49.75 | 41
2023/24 | 143.75 | 49.75 | 40
2023/24 | 144.25 | 49.75 | 43
2023/24 | 144.75 | 49.75 | 38
2023/24 | 145.25 | 49.75 | 38
2023/24 | 145.75 | 49.75 | 36
2023/24 | 146.25 | 49.75 | 38
2023/24 | 146.75 | 49.75 | 46
2023/24 | 147.25 | 49.75 | 35
2023/24 | 147.75 | 49.75 | 34
2023/24 | 148.25 | 49.75 | 36
2023/24 | 148.75 | 49.75 | 27
2023/24 | 149.25 | 49.75 | 43
2023/24 | 149.75 | 49.75 | 35
2023/24 | 150.25 | 49.75 | 40
2023/24 | 150.75 | 49.75 | 39
2023/24 | 151.25 | 49.75 | 18
2023/24 | 151.75 | 49.75 | 40
2023/24 | 152.25 | 49.75 | 40
2023/24 | 152.75 | 49.75 | 34
2023/24 | 153.25 | 49.75 | 28
2023/24 | 153.75 | 49.75 | 17
2023/24 | 154.25 | 49.75 | 19
2023/24 | 154.75 | 49.75 | 30
2023/24 | 155.25 | 49.75 | 28
2023/24 | 155.75 | 49.75 | 21
2023/24 | 156.25 | 49.75 | 24
2023/24 | 156.75 | 49.75 | 18
2023/24 | 157.25 | 49.75 | 27
2023/24 | 157.75 | 49.75 | 20
2023/24 | 158.25 | 49.75 | 16
2023/24 | 158.75 | 49.75 | 20
2023/24 | 159.25 | 49.75 | 20
2023/24 | 159.75 | 49.75 | 23
2023/24 | 160.25 | 49.75 | 14
2023/24 | 160.75 | 49.75 | 21
2023/24 | 161.25 | 49.75 | 8
2023/24 | 161.75 | 49.75 | 17
2023/24 | 162.25 | 49.75 | 11
2023/24 | 162.75 | 49.75 | 9
2023/24 | 163.25 | 49.75 | 15
2023/24 | 163.75 | 49.75 | 17
2023/24 | 164.25 | 49.75 | 9
2023/24 | 164.75 | 49.75 | 18
2023/24 | 165.25 | 49.75 | 10
2023/24 | 165.75 | 49.75 | 7
2023/24 | 166.25 | 49.75 | 12
2023/24 | 166.75 | 49.75 | 10
2023/24 | 167.25 | 49.75 | 9
2023/24 | 167.75 | 49.75 | 12
2023/24 | 168.25 | 49.75 | 9
2023/24 | 168.75 | 49.75 | 9
2023/24 | 169.25 | 49.75 | 7
2023/24 | 169.75 | 49.75 | 9
2023/24 | 170.25 | 49.75 | 9
2023/24 | 170.75 | 49.75 | 6
2023/24 | 171.25 | 49.75 | 5
2023/24 | 171.75 | 49.75 | 2
2023/24 | 172.25 | 49.75 | 7
2023/24 | 172.75 | 49.75 | 11
2023/24 | 173.25 | 49.75 | 9
2023/24 | 173.75 | 49.75 | 3
2023/24 | 174.25 | 49.75 | 5
2023/24 | 174.75 | 49.75 | 4
2023/24 | 175.25 | 49.75 | 8
2023/24 | 175.75 | 49.75 | 2
2023/24 | 176.25 | 49.75 | 2
2023/24 | 176.75 | 49.75 | 3
2023/24 | 177.25 | 49.75 | 3
2023/24 | 177.75 | 49.75 | 9
2023/24 | 178.25 | 49.75 | 1
2023/24 | 178.75 | 49.75 | 5
2023/24 | 179.25 | 49.75 | 6
2023/24 | 179.75 | 49.75 | 2
2023/24 | 180.25 | 49.75 | 1
2023/24 | 180.75 | 49.75 | 6
2023/24 | 181.25 | 49.75 | 1
2023/24 | 181.75 | 49.75 | 7
2023/24 | 182.25 | 49.75 | 1
2023/24 | 182.75 | 49.75 | 3
2023/24 | 183.25 | 49.75 | 1
2023/24 | 183.75 | 49.75 | 4
2023/24 | 184.25 | 49.75 | 3
2023/24 | 184.75 | 49.75 | 3
2023/24 | 185.25 | 49.75 | 1
2023/24 | 185.75 | 49.75 | 3
2023/24 | 186.25 | 49.75 | 2
2023/24 | 187.25 | 49.75 | 3
2023/24 | 187.75 | 49.75 | 1
2023/24 | 189.25 | 49.75 | 2
2023/24 | 189.75 | 49.75 | 1
2023/24 | 190.75 | 49.75 | 5
2023/24 | 191.25 | 49.75 | 3
2023/24 | 191.75 | 49.75 | 2
2023/24 | 192.25 | 49.75 | 1
2023/24 | 192.75 | 49.75 | 1
2023/24 | 193.75 | 49.75 | 1
2023/24 | 194.25 | 49.75 | 2
2023/24 | 194.75 | 49.75 | 3
2023/24 | 195.25 | 49.75 | 1
2023/24 | 195.75 | 49.75 | 1
2023/24 | 196.25 | 49.75 | 1
2023/24 | 196.75 | 49.75 | 2
2023/24 | 198.75 | 49.75 | 1
2023/24 | 199.25 | 49.75 | 1
2023/24 | 199.75 | 49.75 | 1
2023/24 | 202.25 | 49.75 | 2
2023/24 | 202.75 | 49.75 | 1
2023/24 | 203.25 | 49.75 | 1
2023/24 | 203.75 | 49.75 | 1
2023/24 | 208.75 | 49.75 | 1
2023/24 | 209.25 | 49.75 | 1
2023/24 | 210.25 | 49.75 | 2
2023/24 | 211.25 | 49.75 | 1
2023/24 | 212.25 | 49.75 | 1
2023/24 | 212.75 | 49.75 | 1
2023/24 | 213.25 | 49.75 | 2
2023/24 | 214.25 | 49.75 | 1
2023/24 | 217.25 | 49.75 | 1
2023/24 | 217.75 | 49.75 | 1
2023/24 | 218.25 | 49.75 | 1
2023/24 | 218.75 | 49.75 | 2
2023/24 | 226.25 | 49.75 | 1
2023/24 | 229.25 | 49.75 | 1
2023/24 | 244.25 | 49.75 | 1
2023/24 | 247.75 | 49.75 | 1
2023/24 | 255.75 | 49.75 | 1
2023/24 | 291.75 | 49.75 | 1
2023/24 | 314.25 | 49.75 | 1
2023/24 | 85.25 | 50.25 | 1
2023/24 | 85.75 | 50.25 | 1
2023/24 | 87.25 | 50.25 | 1
2023/24 | 87.75 | 50.25 | 2
2023/24 | 89.75 | 50.25 | 2
2023/24 | 90.25 | 50.25 | 3
2023/24 | 91.75 | 50.25 | 2
2023/24 | 92.25 | 50.25 | 2
2023/24 | 92.75 | 50.25 | 2
2023/24 | 93.25 | 50.25 | 2
2023/24 | 93.75 | 50.25 | 1
2023/24 | 94.25 | 50.25 | 4
2023/24 | 94.75 | 50.25 | 4
2023/24 | 95.25 | 50.25 | 5
2023/24 | 95.75 | 50.25 | 10
2023/24 | 96.25 | 50.25 | 6
2023/24 | 96.75 | 50.25 | 9
2023/24 | 97.25 | 50.25 | 5
2023/24 | 97.75 | 50.25 | 7
2023/24 | 98.25 | 50.25 | 8
2023/24 | 98.75 | 50.25 | 13
2023/24 | 99.25 | 50.25 | 6
2023/24 | 99.75 | 50.25 | 14
2023/24 | 100.25 | 50.25 | 4
2023/24 | 100.75 | 50.25 | 5
2023/24 | 101.25 | 50.25 | 17
2023/24 | 101.75 | 50.25 | 16
2023/24 | 102.25 | 50.25 | 15
2023/24 | 102.75 | 50.25 | 20
2023/24 | 103.25 | 50.25 | 23
2023/24 | 103.75 | 50.25 | 18
2023/24 | 104.25 | 50.25 | 22
2023/24 | 104.75 | 50.25 | 19
2023/24 | 105.25 | 50.25 | 20
2023/24 | 105.75 | 50.25 | 26
2023/24 | 106.25 | 50.25 | 18
2023/24 | 106.75 | 50.25 | 19
2023/24 | 107.25 | 50.25 | 29
2023/24 | 107.75 | 50.25 | 36
2023/24 | 108.25 | 50.25 | 20
2023/24 | 108.75 | 50.25 | 26
2023/24 | 109.25 | 50.25 | 40
2023/24 | 109.75 | 50.25 | 21
2023/24 | 110.25 | 50.25 | 35
2023/24 | 110.75 | 50.25 | 33
2023/24 | 111.25 | 50.25 | 41
2023/24 | 111.75 | 50.25 | 45
2023/24 | 112.25 | 50.25 | 38
2023/24 | 112.75 | 50.25 | 37
2023/24 | 113.25 | 50.25 | 60
2023/24 | 113.75 | 50.25 | 48
2023/24 | 114.25 | 50.25 | 49
2023/24 | 114.75 | 50.25 | 47
2023/24 | 115.25 | 50.25 | 66
2023/24 | 115.75 | 50.25 | 55
2023/24 | 116.25 | 50.25 | 57
2023/24 | 116.75 | 50.25 | 58
2023/24 | 117.25 | 50.25 | 64
2023/24 | 117.75 | 50.25 | 57
2023/24 | 118.25 | 50.25 | 64
2023/24 | 118.75 | 50.25 | 60
2023/24 | 119.25 | 50.25 | 62
2023/24 | 119.75 | 50.25 | 70
2023/24 | 120.25 | 50.25 | 78
2023/24 | 120.75 | 50.25 | 74
2023/24 | 121.25 | 50.25 | 83
2023/24 | 121.75 | 50.25 | 73
2023/24 | 122.25 | 50.25 | 73
2023/24 | 122.75 | 50.25 | 82
2023/24 | 123.25 | 50.25 | 59
2023/24 | 123.75 | 50.25 | 74
2023/24 | 124.25 | 50.25 | 76
2023/24 | 124.75 | 50.25 | 61
2023/24 | 125.25 | 50.25 | 82
2023/24 | 125.75 | 50.25 | 79
2023/24 | 126.25 | 50.25 | 86
2023/24 | 126.75 | 50.25 | 79
2023/24 | 127.25 | 50.25 | 73
2023/24 | 127.75 | 50.25 | 69
2023/24 | 128.25 | 50.25 | 71
2023/24 | 128.75 | 50.25 | 71
2023/24 | 129.25 | 50.25 | 71
2023/24 | 129.75 | 50.25 | 74
2023/24 | 130.25 | 50.25 | 72
2023/24 | 130.75 | 50.25 | 75
2023/24 | 131.25 | 50.25 | 67
2023/24 | 131.75 | 50.25 | 77
2023/24 | 132.25 | 50.25 | 78
2023/24 | 132.75 | 50.25 | 80
2023/24 | 133.25 | 50.25 | 79
2023/24 | 133.75 | 50.25 | 67
2023/24 | 134.25 | 50.25 | 66
2023/24 | 134.75 | 50.25 | 58
2023/24 | 135.25 | 50.25 | 69
2023/24 | 135.75 | 50.25 | 55
2023/24 | 136.25 | 50.25 | 80
2023/24 | 136.75 | 50.25 | 58
2023/24 | 137.25 | 50.25 | 63
2023/24 | 137.75 | 50.25 | 62
2023/24 | 138.25 | 50.25 | 64
2023/24 | 138.75 | 50.25 | 58
2023/24 | 139.25 | 50.25 | 60
2023/24 | 139.75 | 50.25 | 59
2023/24 | 140.25 | 50.25 | 52
2023/24 | 140.75 | 50.25 | 63
2023/24 | 141.25 | 50.25 | 51
2023/24 | 141.75 | 50.25 | 53
2023/24 | 142.25 | 50.25 | 62
2023/24 | 142.75 | 50.25 | 43
2023/24 | 143.25 | 50.25 | 49
2023/24 | 143.75 | 50.25 | 44
2023/24 | 144.25 | 50.25 | 32
2023/24 | 144.75 | 50.25 | 38
2023/24 | 145.25 | 50.25 | 44
2023/24 | 145.75 | 50.25 | 42
2023/24 | 146.25 | 50.25 | 45
2023/24 | 146.75 | 50.25 | 32
2023/24 | 147.25 | 50.25 | 41
2023/24 | 147.75 | 50.25 | 46
2023/24 | 148.25 | 50.25 | 42
2023/24 | 148.75 | 50.25 | 36
2023/24 | 149.25 | 50.25 | 38
2023/24 | 149.75 | 50.25 | 33
2023/24 | 150.25 | 50.25 | 33
2023/24 | 150.75 | 50.25 | 34
2023/24 | 151.25 | 50.25 | 24
2023/24 | 151.75 | 50.25 | 30
2023/24 | 152.25 | 50.25 | 34
2023/24 | 152.75 | 50.25 | 29
2023/24 | 153.25 | 50.25 | 30
2023/24 | 153.75 | 50.25 | 29
2023/24 | 154.25 | 50.25 | 32
2023/24 | 154.75 | 50.25 | 27
2023/24 | 155.25 | 50.25 | 27
2023/24 | 155.75 | 50.25 | 25
2023/24 | 156.25 | 50.25 | 24
2023/24 | 156.75 | 50.25 | 20
2023/24 | 157.25 | 50.25 | 24
2023/24 | 157.75 | 50.25 | 21
2023/24 | 158.25 | 50.25 | 17
2023/24 | 158.75 | 50.25 | 18
2023/24 | 159.25 | 50.25 | 20
2023/24 | 159.75 | 50.25 | 19
2023/24 | 160.25 | 50.25 | 23
2023/24 | 160.75 | 50.25 | 13
2023/24 | 161.25 | 50.25 | 16
2023/24 | 161.75 | 50.25 | 24
2023/24 | 162.25 | 50.25 | 12
2023/24 | 162.75 | 50.25 | 13
2023/24 | 163.25 | 50.25 | 20
2023/24 | 163.75 | 50.25 | 14
2023/24 | 164.25 | 50.25 | 12
2023/24 | 164.75 | 50.25 | 17
2023/24 | 165.25 | 50.25 | 20
2023/24 | 165.75 | 50.25 | 8
2023/24 | 166.25 | 50.25 | 11
2023/24 | 166.75 | 50.25 | 4
2023/24 | 167.25 | 50.25 | 12
2023/24 | 167.75 | 50.25 | 15
2023/24 | 168.25 | 50.25 | 14
2023/24 | 168.75 | 50.25 | 11
2023/24 | 169.25 | 50.25 | 9
2023/24 | 169.75 | 50.25 | 15
2023/24 | 170.25 | 50.25 | 8
2023/24 | 170.75 | 50.25 | 11
2023/24 | 171.25 | 50.25 | 5
2023/24 | 171.75 | 50.25 | 7
2023/24 | 172.25 | 50.25 | 8
2023/24 | 172.75 | 50.25 | 10
2023/24 | 173.25 | 50.25 | 5
2023/24 | 173.75 | 50.25 | 7
2023/24 | 174.25 | 50.25 | 4
2023/24 | 174.75 | 50.25 | 6
2023/24 | 175.25 | 50.25 | 3
2023/24 | 175.75 | 50.25 | 2
2023/24 | 176.25 | 50.25 | 8
2023/24 | 176.75 | 50.25 | 7
2023/24 | 177.25 | 50.25 | 10
2023/24 | 177.75 | 50.25 | 3
2023/24 | 178.25 | 50.25 | 2
2023/24 | 178.75 | 50.25 | 5
2023/24 | 179.25 | 50.25 | 4
2023/24 | 179.75 | 50.25 | 7
2023/24 | 180.25 | 50.25 | 2
2023/24 | 181.25 | 50.25 | 7
2023/24 | 181.75 | 50.25 | 3
2023/24 | 182.25 | 50.25 | 2
2023/24 | 182.75 | 50.25 | 2
2023/24 | 183.25 | 50.25 | 2
2023/24 | 183.75 | 50.25 | 2
2023/24 | 184.75 | 50.25 | 5
2023/24 | 185.25 | 50.25 | 2
2023/24 | 185.75 | 50.25 | 6
2023/24 | 186.25 | 50.25 | 1
2023/24 | 186.75 | 50.25 | 4
2023/24 | 187.75 | 50.25 | 1
2023/24 | 188.25 | 50.25 | 4
2023/24 | 188.75 | 50.25 | 2
2023/24 | 189.25 | 50.25 | 3
2023/24 | 189.75 | 50.25 | 2
2023/24 | 190.25 | 50.25 | 1
2023/24 | 190.75 | 50.25 | 3
2023/24 | 191.25 | 50.25 | 2
2023/24 | 191.75 | 50.25 | 3
2023/24 | 192.25 | 50.25 | 2
2023/24 | 192.75 | 50.25 | 1
2023/24 | 193.75 | 50.25 | 4
2023/24 | 194.25 | 50.25 | 1
2023/24 | 195.25 | 50.25 | 2
2023/24 | 195.75 | 50.25 | 1
2023/24 | 196.25 | 50.25 | 1
2023/24 | 196.75 | 50.25 | 2
2023/24 | 197.75 | 50.25 | 1
2023/24 | 198.25 | 50.25 | 2
2023/24 | 198.75 | 50.25 | 1
2023/24 | 199.25 | 50.25 | 1
2023/24 | 199.75 | 50.25 | 1
2023/24 | 200.75 | 50.25 | 1
2023/24 | 201.25 | 50.25 | 1
2023/24 | 202.25 | 50.25 | 1
2023/24 | 202.75 | 50.25 | 1
2023/24 | 204.25 | 50.25 | 1
2023/24 | 204.75 | 50.25 | 1
2023/24 | 206.25 | 50.25 | 1
2023/24 | 206.75 | 50.25 | 1
2023/24 | 208.75 | 50.25 | 1
2023/24 | 210.25 | 50.25 | 1
2023/24 | 213.75 | 50.25 | 1
2023/24 | 214.25 | 50.25 | 1
2023/24 | 214.75 | 50.25 | 1
2023/24 | 219.75 | 50.25 | 1
2023/24 | 221.25 | 50.25 | 1
2023/24 | 221.75 | 50.25 | 1
2023/24 | 224.25 | 50.25 | 1
2023/24 | 225.75 | 50.25 | 2
2023/24 | 230.25 | 50.25 | 1
2023/24 | 243.25 | 50.25 | 1
2023/24 | 252.25 | 50.25 | 1
2023/24 | 304.75 | 50.25 | 1
2023/24 | 311.75 | 50.25 | 1
2023/24 | 80.25 | 50.75 | 1
2023/24 | 84.25 | 50.75 | 3
2023/24 | 85.75 | 50.75 | 1
2023/24 | 86.75 | 50.75 | 1
2023/24 | 87.75 | 50.75 | 1
2023/24 | 90.25 | 50.75 | 1
2023/24 | 91.75 | 50.75 | 1
2023/24 | 92.25 | 50.75 | 3
2023/24 | 93.25 | 50.75 | 1
2023/24 | 93.75 | 50.75 | 2
2023/24 | 94.25 | 50.75 | 2
2023/24 | 94.75 | 50.75 | 6
2023/24 | 95.25 | 50.75 | 4
2023/24 | 95.75 | 50.75 | 5
2023/24 | 96.25 | 50.75 | 2
2023/24 | 96.75 | 50.75 | 6
2023/24 | 97.25 | 50.75 | 4
2023/24 | 97.75 | 50.75 | 3
2023/24 | 98.25 | 50.75 | 8
2023/24 | 98.75 | 50.75 | 6
2023/24 | 99.25 | 50.75 | 1
2023/24 | 99.75 | 50.75 | 5
2023/24 | 100.25 | 50.75 | 16
2023/24 | 100.75 | 50.75 | 19
2023/24 | 101.25 | 50.75 | 10
2023/24 | 101.75 | 50.75 | 9
2023/24 | 102.25 | 50.75 | 12
2023/24 | 102.75 | 50.75 | 15
2023/24 | 103.25 | 50.75 | 10
2023/24 | 103.75 | 50.75 | 23
2023/24 | 104.25 | 50.75 | 16
2023/24 | 104.75 | 50.75 | 18
2023/24 | 105.25 | 50.75 | 18
2023/24 | 105.75 | 50.75 | 16
2023/24 | 106.25 | 50.75 | 23
2023/24 | 106.75 | 50.75 | 22
2023/24 | 107.25 | 50.75 | 27
2023/24 | 107.75 | 50.75 | 19
2023/24 | 108.25 | 50.75 | 34
2023/24 | 108.75 | 50.75 | 23
2023/24 | 109.25 | 50.75 | 45
2023/24 | 109.75 | 50.75 | 34
2023/24 | 110.25 | 50.75 | 30
2023/24 | 110.75 | 50.75 | 29
2023/24 | 111.25 | 50.75 | 52
2023/24 | 111.75 | 50.75 | 49
2023/24 | 112.25 | 50.75 | 42
2023/24 | 112.75 | 50.75 | 43
2023/24 | 113.25 | 50.75 | 40
2023/24 | 113.75 | 50.75 | 42
2023/24 | 114.25 | 50.75 | 35
2023/24 | 114.75 | 50.75 | 57
2023/24 | 115.25 | 50.75 | 45
2023/24 | 115.75 | 50.75 | 48
2023/24 | 116.25 | 50.75 | 55
2023/24 | 116.75 | 50.75 | 45
2023/24 | 117.25 | 50.75 | 54
2023/24 | 117.75 | 50.75 | 74
2023/24 | 118.25 | 50.75 | 61
2023/24 | 118.75 | 50.75 | 73
2023/24 | 119.25 | 50.75 | 71
2023/24 | 119.75 | 50.75 | 63
2023/24 | 120.25 | 50.75 | 63
2023/24 | 120.75 | 50.75 | 93
2023/24 | 121.25 | 50.75 | 69
2023/24 | 121.75 | 50.75 | 75
2023/24 | 122.25 | 50.75 | 66
2023/24 | 122.75 | 50.75 | 75
2023/24 | 123.25 | 50.75 | 68
2023/24 | 123.75 | 50.75 | 63
2023/24 | 124.25 | 50.75 | 82
2023/24 | 124.75 | 50.75 | 77
2023/24 | 125.25 | 50.75 | 70
2023/24 | 125.75 | 50.75 | 74
2023/24 | 126.25 | 50.75 | 84
2023/24 | 126.75 | 50.75 | 69
2023/24 | 127.25 | 50.75 | 73
2023/24 | 127.75 | 50.75 | 86
2023/24 | 128.25 | 50.75 | 80
2023/24 | 128.75 | 50.75 | 76
2023/24 | 129.25 | 50.75 | 96
2023/24 | 129.75 | 50.75 | 72
2023/24 | 130.25 | 50.75 | 78
2023/24 | 130.75 | 50.75 | 73
2023/24 | 131.25 | 50.75 | 59
2023/24 | 131.75 | 50.75 | 68
2023/24 | 132.25 | 50.75 | 64
2023/24 | 132.75 | 50.75 | 74
2023/24 | 133.25 | 50.75 | 78
2023/24 | 133.75 | 50.75 | 60
2023/24 | 134.25 | 50.75 | 82
2023/24 | 134.75 | 50.75 | 79
2023/24 | 135.25 | 50.75 | 72
2023/24 | 135.75 | 50.75 | 74
2023/24 | 136.25 | 50.75 | 73
2023/24 | 136.75 | 50.75 | 60
2023/24 | 137.25 | 50.75 | 73
2023/24 | 137.75 | 50.75 | 73
2023/24 | 138.25 | 50.75 | 54
2023/24 | 138.75 | 50.75 | 62
2023/24 | 139.25 | 50.75 | 64
2023/24 | 139.75 | 50.75 | 66
2023/24 | 140.25 | 50.75 | 60
2023/24 | 140.75 | 50.75 | 55
2023/24 | 141.25 | 50.75 | 64
2023/24 | 141.75 | 50.75 | 64
2023/24 | 142.25 | 50.75 | 65
2023/24 | 142.75 | 50.75 | 53
2023/24 | 143.25 | 50.75 | 55
2023/24 | 143.75 | 50.75 | 49
2023/24 | 144.25 | 50.75 | 59
2023/24 | 144.75 | 50.75 | 52
2023/24 | 145.25 | 50.75 | 45
2023/24 | 145.75 | 50.75 | 47
2023/24 | 146.25 | 50.75 | 32
2023/24 | 146.75 | 50.75 | 34
2023/24 | 147.25 | 50.75 | 41
2023/24 | 147.75 | 50.75 | 41
2023/24 | 148.25 | 50.75 | 38
2023/24 | 148.75 | 50.75 | 48
2023/24 | 149.25 | 50.75 | 44
2023/24 | 149.75 | 50.75 | 51
2023/24 | 150.25 | 50.75 | 42
2023/24 | 150.75 | 50.75 | 47
2023/24 | 151.25 | 50.75 | 30
2023/24 | 151.75 | 50.75 | 30
2023/24 | 152.25 | 50.75 | 43
2023/24 | 152.75 | 50.75 | 35
2023/24 | 153.25 | 50.75 | 28
2023/24 | 153.75 | 50.75 | 28
2023/24 | 154.25 | 50.75 | 29
2023/24 | 154.75 | 50.75 | 33
2023/24 | 155.25 | 50.75 | 25
2023/24 | 155.75 | 50.75 | 31
2023/24 | 156.25 | 50.75 | 28
2023/24 | 156.75 | 50.75 | 32
2023/24 | 157.25 | 50.75 | 25
2023/24 | 157.75 | 50.75 | 23
2023/24 | 158.25 | 50.75 | 19
2023/24 | 158.75 | 50.75 | 24
2023/24 | 159.25 | 50.75 | 16
2023/24 | 159.75 | 50.75 | 24
2023/24 | 160.25 | 50.75 | 18
2023/24 | 160.75 | 50.75 | 16
2023/24 | 161.25 | 50.75 | 25
2023/24 | 161.75 | 50.75 | 21
2023/24 | 162.25 | 50.75 | 20
2023/24 | 162.75 | 50.75 | 15
2023/24 | 163.25 | 50.75 | 17
2023/24 | 163.75 | 50.75 | 17
2023/24 | 164.25 | 50.75 | 21
2023/24 | 164.75 | 50.75 | 14
2023/24 | 165.25 | 50.75 | 20
2023/24 | 165.75 | 50.75 | 17
2023/24 | 166.25 | 50.75 | 11
2023/24 | 166.75 | 50.75 | 10
2023/24 | 167.25 | 50.75 | 7
2023/24 | 167.75 | 50.75 | 5
2023/24 | 168.25 | 50.75 | 16
2023/24 | 168.75 | 50.75 | 17
2023/24 | 169.25 | 50.75 | 11
2023/24 | 169.75 | 50.75 | 8
2023/24 | 170.25 | 50.75 | 7
2023/24 | 170.75 | 50.75 | 12
2023/24 | 171.25 | 50.75 | 10
2023/24 | 171.75 | 50.75 | 7
2023/24 | 172.25 | 50.75 | 6
2023/24 | 172.75 | 50.75 | 11
2023/24 | 173.25 | 50.75 | 9
2023/24 | 173.75 | 50.75 | 5
2023/24 | 174.25 | 50.75 | 8
2023/24 | 174.75 | 50.75 | 5
2023/24 | 175.25 | 50.75 | 7
2023/24 | 175.75 | 50.75 | 9
2023/24 | 176.25 | 50.75 | 4
2023/24 | 176.75 | 50.75 | 7
2023/24 | 177.25 | 50.75 | 3
2023/24 | 177.75 | 50.75 | 5
2023/24 | 178.25 | 50.75 | 3
2023/24 | 178.75 | 50.75 | 10
2023/24 | 179.25 | 50.75 | 7
2023/24 | 180.25 | 50.75 | 2
2023/24 | 180.75 | 50.75 | 6
2023/24 | 181.25 | 50.75 | 2
2023/24 | 181.75 | 50.75 | 8
2023/24 | 182.25 | 50.75 | 5
2023/24 | 182.75 | 50.75 | 4
2023/24 | 183.25 | 50.75 | 1
2023/24 | 183.75 | 50.75 | 4
2023/24 | 184.25 | 50.75 | 2
2023/24 | 184.75 | 50.75 | 6
2023/24 | 185.25 | 50.75 | 2
2023/24 | 185.75 | 50.75 | 2
2023/24 | 186.25 | 50.75 | 3
2023/24 | 186.75 | 50.75 | 2
2023/24 | 187.25 | 50.75 | 1
2023/24 | 187.75 | 50.75 | 2
2023/24 | 188.25 | 50.75 | 5
2023/24 | 188.75 | 50.75 | 2
2023/24 | 189.25 | 50.75 | 1
2023/24 | 189.75 | 50.75 | 2
2023/24 | 190.75 | 50.75 | 2
2023/24 | 191.25 | 50.75 | 1
2023/24 | 191.75 | 50.75 | 1
2023/24 | 192.25 | 50.75 | 2
2023/24 | 192.75 | 50.75 | 3
2023/24 | 193.25 | 50.75 | 2
2023/24 | 193.75 | 50.75 | 1
2023/24 | 194.25 | 50.75 | 2
2023/24 | 195.25 | 50.75 | 1
2023/24 | 195.75 | 50.75 | 2
2023/24 | 196.25 | 50.75 | 2
2023/24 | 197.25 | 50.75 | 3
2023/24 | 197.75 | 50.75 | 1
2023/24 | 199.75 | 50.75 | 2
2023/24 | 202.75 | 50.75 | 2
2023/24 | 203.75 | 50.75 | 2
2023/24 | 204.25 | 50.75 | 2
2023/24 | 205.75 | 50.75 | 2
2023/24 | 206.75 | 50.75 | 1
2023/24 | 207.25 | 50.75 | 1
2023/24 | 209.75 | 50.75 | 1
2023/24 | 213.75 | 50.75 | 2
2023/24 | 214.75 | 50.75 | 1
2023/24 | 216.25 | 50.75 | 1
2023/24 | 217.75 | 50.75 | 1
2023/24 | 219.25 | 50.75 | 1
2023/24 | 221.75 | 50.75 | 1
2023/24 | 233.75 | 50.75 | 1
2023/24 | 235.25 | 50.75 | 1
2023/24 | 235.75 | 50.75 | 1
2023/24 | 245.75 | 50.75 | 1
2023/24 | 248.25 | 50.75 | 1
2023/24 | 250.75 | 50.75 | 1
2023/24 | 251.25 | 50.75 | 1
2023/24 | 252.25 | 50.75 | 1
2023/24 | 256.25 | 50.75 | 1
2023/24 | 264.75 | 50.75 | 1
2023/24 | 275.75 | 50.75 | 1
2023/24 | 85.25 | 51.25 | 1
2023/24 | 86.25 | 51.25 | 1
2023/24 | 86.75 | 51.25 | 2
2023/24 | 87.75 | 51.25 | 2
2023/24 | 89.25 | 51.25 | 1
2023/24 | 89.75 | 51.25 | 1
2023/24 | 90.25 | 51.25 | 2
2023/24 | 90.75 | 51.25 | 1
2023/24 | 91.25 | 51.25 | 3
2023/24 | 91.75 | 51.25 | 1
2023/24 | 92.25 | 51.25 | 1
2023/24 | 92.75 | 51.25 | 1
2023/24 | 93.75 | 51.25 | 4
2023/24 | 94.25 | 51.25 | 3
2023/24 | 94.75 | 51.25 | 5
2023/24 | 95.25 | 51.25 | 2
2023/24 | 95.75 | 51.25 | 5
2023/24 | 96.25 | 51.25 | 3
2023/24 | 96.75 | 51.25 | 5
2023/24 | 97.25 | 51.25 | 5
2023/24 | 97.75 | 51.25 | 3
2023/24 | 98.25 | 51.25 | 6
2023/24 | 98.75 | 51.25 | 9
2023/24 | 99.25 | 51.25 | 6
2023/24 | 99.75 | 51.25 | 6
2023/24 | 100.25 | 51.25 | 11
2023/24 | 100.75 | 51.25 | 14
2023/24 | 101.25 | 51.25 | 11
2023/24 | 101.75 | 51.25 | 7
2023/24 | 102.25 | 51.25 | 12
2023/24 | 102.75 | 51.25 | 12
2023/24 | 103.25 | 51.25 | 19
2023/24 | 103.75 | 51.25 | 19
2023/24 | 104.25 | 51.25 | 9
2023/24 | 104.75 | 51.25 | 19
2023/24 | 105.25 | 51.25 | 15
2023/24 | 105.75 | 51.25 | 31
2023/24 | 106.25 | 51.25 | 12
2023/24 | 106.75 | 51.25 | 28
2023/24 | 107.25 | 51.25 | 24
2023/24 | 107.75 | 51.25 | 23
2023/24 | 108.25 | 51.25 | 27
2023/24 | 108.75 | 51.25 | 27
2023/24 | 109.25 | 51.25 | 19
2023/24 | 109.75 | 51.25 | 31
2023/24 | 110.25 | 51.25 | 32
2023/24 | 110.75 | 51.25 | 36
2023/24 | 111.25 | 51.25 | 42
2023/24 | 111.75 | 51.25 | 34
2023/24 | 112.25 | 51.25 | 53
2023/24 | 112.75 | 51.25 | 43
2023/24 | 113.25 | 51.25 | 49
2023/24 | 113.75 | 51.25 | 60
2023/24 | 114.25 | 51.25 | 57
2023/24 | 114.75 | 51.25 | 53
2023/24 | 115.25 | 51.25 | 52
2023/24 | 115.75 | 51.25 | 46
2023/24 | 116.25 | 51.25 | 59
2023/24 | 116.75 | 51.25 | 62
2023/24 | 117.25 | 51.25 | 58
2023/24 | 117.75 | 51.25 | 44
2023/24 | 118.25 | 51.25 | 52
2023/24 | 118.75 | 51.25 | 50
2023/24 | 119.25 | 51.25 | 50
2023/24 | 119.75 | 51.25 | 92
2023/24 | 120.25 | 51.25 | 73
2023/24 | 120.75 | 51.25 | 59
2023/24 | 121.25 | 51.25 | 80
2023/24 | 121.75 | 51.25 | 68
2023/24 | 122.25 | 51.25 | 79
2023/24 | 122.75 | 51.25 | 73
2023/24 | 123.25 | 51.25 | 72
2023/24 | 123.75 | 51.25 | 66
2023/24 | 124.25 | 51.25 | 89
2023/24 | 124.75 | 51.25 | 65
2023/24 | 125.25 | 51.25 | 71
2023/24 | 125.75 | 51.25 | 73
2023/24 | 126.25 | 51.25 | 78
2023/24 | 126.75 | 51.25 | 85
2023/24 | 127.25 | 51.25 | 85
2023/24 | 127.75 | 51.25 | 88
2023/24 | 128.25 | 51.25 | 89
2023/24 | 128.75 | 51.25 | 81
2023/24 | 129.25 | 51.25 | 80
2023/24 | 129.75 | 51.25 | 67
2023/24 | 130.25 | 51.25 | 80
2023/24 | 130.75 | 51.25 | 91
2023/24 | 131.25 | 51.25 | 73
2023/24 | 131.75 | 51.25 | 75
2023/24 | 132.25 | 51.25 | 77
2023/24 | 132.75 | 51.25 | 80
2023/24 | 133.25 | 51.25 | 70
2023/24 | 133.75 | 51.25 | 76
2023/24 | 134.25 | 51.25 | 77
2023/24 | 134.75 | 51.25 | 57
2023/24 | 135.25 | 51.25 | 84
2023/24 | 135.75 | 51.25 | 72
2023/24 | 136.25 | 51.25 | 85
2023/24 | 136.75 | 51.25 | 54
2023/24 | 137.25 | 51.25 | 75
2023/24 | 137.75 | 51.25 | 68
2023/24 | 138.25 | 51.25 | 57
2023/24 | 138.75 | 51.25 | 76
2023/24 | 139.25 | 51.25 | 70
2023/24 | 139.75 | 51.25 | 62
2023/24 | 140.25 | 51.25 | 60
2023/24 | 140.75 | 51.25 | 60
2023/24 | 141.25 | 51.25 | 64
2023/24 | 141.75 | 51.25 | 58
2023/24 | 142.25 | 51.25 | 51
2023/24 | 142.75 | 51.25 | 63
2023/24 | 143.25 | 51.25 | 54
2023/24 | 143.75 | 51.25 | 53
2023/24 | 144.25 | 51.25 | 50
2023/24 | 144.75 | 51.25 | 59
2023/24 | 145.25 | 51.25 | 50
2023/24 | 145.75 | 51.25 | 50
2023/24 | 146.25 | 51.25 | 37
2023/24 | 146.75 | 51.25 | 51
2023/24 | 147.25 | 51.25 | 61
2023/24 | 147.75 | 51.25 | 42
2023/24 | 148.25 | 51.25 | 40
2023/24 | 148.75 | 51.25 | 44
2023/24 | 149.25 | 51.25 | 42
2023/24 | 149.75 | 51.25 | 33
2023/24 | 150.25 | 51.25 | 45
2023/24 | 150.75 | 51.25 | 35
2023/24 | 151.25 | 51.25 | 34
2023/24 | 151.75 | 51.25 | 41
2023/24 | 152.25 | 51.25 | 34
2023/24 | 152.75 | 51.25 | 30
2023/24 | 153.25 | 51.25 | 29
2023/24 | 153.75 | 51.25 | 29
2023/24 | 154.25 | 51.25 | 33
2023/24 | 154.75 | 51.25 | 18
2023/24 | 155.25 | 51.25 | 34
2023/24 | 155.75 | 51.25 | 21
2023/24 | 156.25 | 51.25 | 24
2023/24 | 156.75 | 51.25 | 27
2023/24 | 157.25 | 51.25 | 30
2023/24 | 157.75 | 51.25 | 19
2023/24 | 158.25 | 51.25 | 20
2023/24 | 158.75 | 51.25 | 30
2023/24 | 159.25 | 51.25 | 18
2023/24 | 159.75 | 51.25 | 15
2023/24 | 160.25 | 51.25 | 21
2023/24 | 160.75 | 51.25 | 24
2023/24 | 161.25 | 51.25 | 16
2023/24 | 161.75 | 51.25 | 26
2023/24 | 162.25 | 51.25 | 16
2023/24 | 162.75 | 51.25 | 15
2023/24 | 163.25 | 51.25 | 20
2023/24 | 163.75 | 51.25 | 14
2023/24 | 164.25 | 51.25 | 13
2023/24 | 164.75 | 51.25 | 10
2023/24 | 165.25 | 51.25 | 8
2023/24 | 165.75 | 51.25 | 14
2023/24 | 166.25 | 51.25 | 16
2023/24 | 166.75 | 51.25 | 15
2023/24 | 167.25 | 51.25 | 9
2023/24 | 167.75 | 51.25 | 7
2023/24 | 168.25 | 51.25 | 14
2023/24 | 168.75 | 51.25 | 12
2023/24 | 169.25 | 51.25 | 7
2023/24 | 169.75 | 51.25 | 9
2023/24 | 170.25 | 51.25 | 6
2023/24 | 170.75 | 51.25 | 12
2023/24 | 171.25 | 51.25 | 7
2023/24 | 171.75 | 51.25 | 8
2023/24 | 172.25 | 51.25 | 7
2023/24 | 172.75 | 51.25 | 10
2023/24 | 173.25 | 51.25 | 2
2023/24 | 173.75 | 51.25 | 10
2023/24 | 174.25 | 51.25 | 9
2023/24 | 174.75 | 51.25 | 8
2023/24 | 175.25 | 51.25 | 4
2023/24 | 175.75 | 51.25 | 6
2023/24 | 176.25 | 51.25 | 11
2023/24 | 176.75 | 51.25 | 10
2023/24 | 177.25 | 51.25 | 6
2023/24 | 177.75 | 51.25 | 11
2023/24 | 178.25 | 51.25 | 6
2023/24 | 178.75 | 51.25 | 6
2023/24 | 179.25 | 51.25 | 3
2023/24 | 179.75 | 51.25 | 3
2023/24 | 180.25 | 51.25 | 4
2023/24 | 180.75 | 51.25 | 5
2023/24 | 181.25 | 51.25 | 3
2023/24 | 182.25 | 51.25 | 7
2023/24 | 182.75 | 51.25 | 1
2023/24 | 183.25 | 51.25 | 1
2023/24 | 183.75 | 51.25 | 5
2023/24 | 184.25 | 51.25 | 3
2023/24 | 184.75 | 51.25 | 6
2023/24 | 185.25 | 51.25 | 3
2023/24 | 185.75 | 51.25 | 1
2023/24 | 186.25 | 51.25 | 3
2023/24 | 186.75 | 51.25 | 3
2023/24 | 187.25 | 51.25 | 1
2023/24 | 187.75 | 51.25 | 1
2023/24 | 188.25 | 51.25 | 1
2023/24 | 188.75 | 51.25 | 3
2023/24 | 189.25 | 51.25 | 2
2023/24 | 189.75 | 51.25 | 4
2023/24 | 190.25 | 51.25 | 3
2023/24 | 190.75 | 51.25 | 1
2023/24 | 191.25 | 51.25 | 2
2023/24 | 191.75 | 51.25 | 1
2023/24 | 192.25 | 51.25 | 3
2023/24 | 192.75 | 51.25 | 1
2023/24 | 193.75 | 51.25 | 1
2023/24 | 194.25 | 51.25 | 1
2023/24 | 194.75 | 51.25 | 2
2023/24 | 195.25 | 51.25 | 1
2023/24 | 195.75 | 51.25 | 1
2023/24 | 196.25 | 51.25 | 2
2023/24 | 197.25 | 51.25 | 2
2023/24 | 199.25 | 51.25 | 1
2023/24 | 200.25 | 51.25 | 1
2023/24 | 201.25 | 51.25 | 2
2023/24 | 202.25 | 51.25 | 1
2023/24 | 203.25 | 51.25 | 1
2023/24 | 205.25 | 51.25 | 1
2023/24 | 207.75 | 51.25 | 1
2023/24 | 208.75 | 51.25 | 1
2023/24 | 209.25 | 51.25 | 2
2023/24 | 211.75 | 51.25 | 1
2023/24 | 214.25 | 51.25 | 1
2023/24 | 216.75 | 51.25 | 1
2023/24 | 217.25 | 51.25 | 3
2023/24 | 218.25 | 51.25 | 1
2023/24 | 219.75 | 51.25 | 1
2023/24 | 224.75 | 51.25 | 1
2023/24 | 228.25 | 51.25 | 1
2023/24 | 229.75 | 51.25 | 1
2023/24 | 230.75 | 51.25 | 2
2023/24 | 232.75 | 51.25 | 1
2023/24 | 236.25 | 51.25 | 1
2023/24 | 236.75 | 51.25 | 1
2023/24 | 248.75 | 51.25 | 1
2023/24 | 267.25 | 51.25 | 1
2023/24 | 274.25 | 51.25 | 1
2023/24 | 292.75 | 51.25 | 1
2023/24 | 76.75 | 51.75 | 1
2023/24 | 81.25 | 51.75 | 2
2023/24 | 85.75 | 51.75 | 1
2023/24 | 86.75 | 51.75 | 1
2023/24 | 88.25 | 51.75 | 1
2023/24 | 89.25 | 51.75 | 1
2023/24 | 89.75 | 51.75 | 4
2023/24 | 90.25 | 51.75 | 2
2023/24 | 91.25 | 51.75 | 1
2023/24 | 91.75 | 51.75 | 1
2023/24 | 92.25 | 51.75 | 1
2023/24 | 92.75 | 51.75 | 4
2023/24 | 93.25 | 51.75 | 1
2023/24 | 93.75 | 51.75 | 5
2023/24 | 94.25 | 51.75 | 4
2023/24 | 95.25 | 51.75 | 2
2023/24 | 95.75 | 51.75 | 5
2023/24 | 96.25 | 51.75 | 3
2023/24 | 96.75 | 51.75 | 2
2023/24 | 97.25 | 51.75 | 5
2023/24 | 97.75 | 51.75 | 2
2023/24 | 98.25 | 51.75 | 5
2023/24 | 98.75 | 51.75 | 5
2023/24 | 99.25 | 51.75 | 9
2023/24 | 99.75 | 51.75 | 7
2023/24 | 100.25 | 51.75 | 6
2023/24 | 100.75 | 51.75 | 4
2023/24 | 101.25 | 51.75 | 13
2023/24 | 101.75 | 51.75 | 13
2023/24 | 102.25 | 51.75 | 10
2023/24 | 102.75 | 51.75 | 12
2023/24 | 103.25 | 51.75 | 10
2023/24 | 103.75 | 51.75 | 19
2023/24 | 104.25 | 51.75 | 17
2023/24 | 104.75 | 51.75 | 21
2023/24 | 105.25 | 51.75 | 19
2023/24 | 105.75 | 51.75 | 27
2023/24 | 106.25 | 51.75 | 20
2023/24 | 106.75 | 51.75 | 18
2023/24 | 107.25 | 51.75 | 33
2023/24 | 107.75 | 51.75 | 18
2023/24 | 108.25 | 51.75 | 26
2023/24 | 108.75 | 51.75 | 29
2023/24 | 109.25 | 51.75 | 23
2023/24 | 109.75 | 51.75 | 29
2023/24 | 110.25 | 51.75 | 41
2023/24 | 110.75 | 51.75 | 44
2023/24 | 111.25 | 51.75 | 36
2023/24 | 111.75 | 51.75 | 29
2023/24 | 112.25 | 51.75 | 37
2023/24 | 112.75 | 51.75 | 41
2023/24 | 113.25 | 51.75 | 53
2023/24 | 113.75 | 51.75 | 43
2023/24 | 114.25 | 51.75 | 44
2023/24 | 114.75 | 51.75 | 60
2023/24 | 115.25 | 51.75 | 56
2023/24 | 115.75 | 51.75 | 70
2023/24 | 116.25 | 51.75 | 51
2023/24 | 116.75 | 51.75 | 51
2023/24 | 117.25 | 51.75 | 47
2023/24 | 117.75 | 51.75 | 61
2023/24 | 118.25 | 51.75 | 63
2023/24 | 118.75 | 51.75 | 77
2023/24 | 119.25 | 51.75 | 60
2023/24 | 119.75 | 51.75 | 65
2023/24 | 120.25 | 51.75 | 71
2023/24 | 120.75 | 51.75 | 57
2023/24 | 121.25 | 51.75 | 53
2023/24 | 121.75 | 51.75 | 73
2023/24 | 122.25 | 51.75 | 71
2023/24 | 122.75 | 51.75 | 58
2023/24 | 123.25 | 51.75 | 70
2023/24 | 123.75 | 51.75 | 70
2023/24 | 124.25 | 51.75 | 75
2023/24 | 124.75 | 51.75 | 72
2023/24 | 125.25 | 51.75 | 85
2023/24 | 125.75 | 51.75 | 72
2023/24 | 126.25 | 51.75 | 89
2023/24 | 126.75 | 51.75 | 81
2023/24 | 127.25 | 51.75 | 73
2023/24 | 127.75 | 51.75 | 81
2023/24 | 128.25 | 51.75 | 80
2023/24 | 128.75 | 51.75 | 101
2023/24 | 129.25 | 51.75 | 79
2023/24 | 129.75 | 51.75 | 79
2023/24 | 130.25 | 51.75 | 97
2023/24 | 130.75 | 51.75 | 91
2023/24 | 131.25 | 51.75 | 82
2023/24 | 131.75 | 51.75 | 83
2023/24 | 132.25 | 51.75 | 76
2023/24 | 132.75 | 51.75 | 83
2023/24 | 133.25 | 51.75 | 72
2023/24 | 133.75 | 51.75 | 69
2023/24 | 134.25 | 51.75 | 72
2023/24 | 134.75 | 51.75 | 89
2023/24 | 135.25 | 51.75 | 75
2023/24 | 135.75 | 51.75 | 77
2023/24 | 136.25 | 51.75 | 65
2023/24 | 136.75 | 51.75 | 80
2023/24 | 137.25 | 51.75 | 80
2023/24 | 137.75 | 51.75 | 88
2023/24 | 138.25 | 51.75 | 76
2023/24 | 138.75 | 51.75 | 70
2023/24 | 139.25 | 51.75 | 72
2023/24 | 139.75 | 51.75 | 88
2023/24 | 140.25 | 51.75 | 63
2023/24 | 140.75 | 51.75 | 62
2023/24 | 141.25 | 51.75 | 72
2023/24 | 141.75 | 51.75 | 80
2023/24 | 142.25 | 51.75 | 56
2023/24 | 142.75 | 51.75 | 70
2023/24 | 143.25 | 51.75 | 57
2023/24 | 143.75 | 51.75 | 56
2023/24 | 144.25 | 51.75 | 58
2023/24 | 144.75 | 51.75 | 50
2023/24 | 145.25 | 51.75 | 51
2023/24 | 145.75 | 51.75 | 42
2023/24 | 146.25 | 51.75 | 46
2023/24 | 146.75 | 51.75 | 57
2023/24 | 147.25 | 51.75 | 47
2023/24 | 147.75 | 51.75 | 44
2023/24 | 148.25 | 51.75 | 38
2023/24 | 148.75 | 51.75 | 43
2023/24 | 149.25 | 51.75 | 46
2023/24 | 149.75 | 51.75 | 50
2023/24 | 150.25 | 51.75 | 58
2023/24 | 150.75 | 51.75 | 34
2023/24 | 151.25 | 51.75 | 40
2023/24 | 151.75 | 51.75 | 39
2023/24 | 152.25 | 51.75 | 36
2023/24 | 152.75 | 51.75 | 44
2023/24 | 153.25 | 51.75 | 42
2023/24 | 153.75 | 51.75 | 28
2023/24 | 154.25 | 51.75 | 36
2023/24 | 154.75 | 51.75 | 32
2023/24 | 155.25 | 51.75 | 29
2023/24 | 155.75 | 51.75 | 25
2023/24 | 156.25 | 51.75 | 32
2023/24 | 156.75 | 51.75 | 22
2023/24 | 157.25 | 51.75 | 30
2023/24 | 157.75 | 51.75 | 25
2023/24 | 158.25 | 51.75 | 18
2023/24 | 158.75 | 51.75 | 21
2023/24 | 159.25 | 51.75 | 24
2023/24 | 159.75 | 51.75 | 23
2023/24 | 160.25 | 51.75 | 18
2023/24 | 160.75 | 51.75 | 26
2023/24 | 161.25 | 51.75 | 18
2023/24 | 161.75 | 51.75 | 24
2023/24 | 162.25 | 51.75 | 25
2023/24 | 162.75 | 51.75 | 15
2023/24 | 163.25 | 51.75 | 16
2023/24 | 163.75 | 51.75 | 19
2023/24 | 164.25 | 51.75 | 26
2023/24 | 164.75 | 51.75 | 21
2023/24 | 165.25 | 51.75 | 10
2023/24 | 165.75 | 51.75 | 13
2023/24 | 166.25 | 51.75 | 13
2023/24 | 166.75 | 51.75 | 14
2023/24 | 167.25 | 51.75 | 12
2023/24 | 167.75 | 51.75 | 16
2023/24 | 168.25 | 51.75 | 12
2023/24 | 168.75 | 51.75 | 11
2023/24 | 169.25 | 51.75 | 11
2023/24 | 169.75 | 51.75 | 9
2023/24 | 170.25 | 51.75 | 12
2023/24 | 170.75 | 51.75 | 10
2023/24 | 171.25 | 51.75 | 13
2023/24 | 171.75 | 51.75 | 7
2023/24 | 172.25 | 51.75 | 11
2023/24 | 172.75 | 51.75 | 6
2023/24 | 173.25 | 51.75 | 8
2023/24 | 173.75 | 51.75 | 6
2023/24 | 174.25 | 51.75 | 15
2023/24 | 174.75 | 51.75 | 9
2023/24 | 175.25 | 51.75 | 6
2023/24 | 175.75 | 51.75 | 6
2023/24 | 176.25 | 51.75 | 4
2023/24 | 176.75 | 51.75 | 3
2023/24 | 177.25 | 51.75 | 4
2023/24 | 177.75 | 51.75 | 7
2023/24 | 178.25 | 51.75 | 8
2023/24 | 178.75 | 51.75 | 7
2023/24 | 179.25 | 51.75 | 3
2023/24 | 179.75 | 51.75 | 4
2023/24 | 180.25 | 51.75 | 2
2023/24 | 180.75 | 51.75 | 6
2023/24 | 181.25 | 51.75 | 3
2023/24 | 181.75 | 51.75 | 7
2023/24 | 182.25 | 51.75 | 3
2023/24 | 182.75 | 51.75 | 4
2023/24 | 183.25 | 51.75 | 8
2023/24 | 183.75 | 51.75 | 4
2023/24 | 184.25 | 51.75 | 6
2023/24 | 184.75 | 51.75 | 4
2023/24 | 185.25 | 51.75 | 3
2023/24 | 185.75 | 51.75 | 4
2023/24 | 186.25 | 51.75 | 2
2023/24 | 187.25 | 51.75 | 3
2023/24 | 188.75 | 51.75 | 3
2023/24 | 189.25 | 51.75 | 6
2023/24 | 189.75 | 51.75 | 2
2023/24 | 190.75 | 51.75 | 1
2023/24 | 191.25 | 51.75 | 3
2023/24 | 191.75 | 51.75 | 3
2023/24 | 192.25 | 51.75 | 3
2023/24 | 192.75 | 51.75 | 2
2023/24 | 193.25 | 51.75 | 3
2023/24 | 193.75 | 51.75 | 2
2023/24 | 194.25 | 51.75 | 2
2023/24 | 194.75 | 51.75 | 2
2023/24 | 195.25 | 51.75 | 4
2023/24 | 195.75 | 51.75 | 4
2023/24 | 196.25 | 51.75 | 1
2023/24 | 196.75 | 51.75 | 2
2023/24 | 198.75 | 51.75 | 1
2023/24 | 199.25 | 51.75 | 1
2023/24 | 199.75 | 51.75 | 4
2023/24 | 200.25 | 51.75 | 1
2023/24 | 201.25 | 51.75 | 2
2023/24 | 201.75 | 51.75 | 3
2023/24 | 202.25 | 51.75 | 1
2023/24 | 203.25 | 51.75 | 2
2023/24 | 204.25 | 51.75 | 1
2023/24 | 204.75 | 51.75 | 1
2023/24 | 205.25 | 51.75 | 3
2023/24 | 205.75 | 51.75 | 2
2023/24 | 206.75 | 51.75 | 1
2023/24 | 207.25 | 51.75 | 1
2023/24 | 207.75 | 51.75 | 1
2023/24 | 208.25 | 51.75 | 1
2023/24 | 208.75 | 51.75 | 1
2023/24 | 209.25 | 51.75 | 2
2023/24 | 210.75 | 51.75 | 1
2023/24 | 211.75 | 51.75 | 2
2023/24 | 212.75 | 51.75 | 1
2023/24 | 213.25 | 51.75 | 1
2023/24 | 213.75 | 51.75 | 1
2023/24 | 214.25 | 51.75 | 1
2023/24 | 214.75 | 51.75 | 1
2023/24 | 216.75 | 51.75 | 1
2023/24 | 218.25 | 51.75 | 1
2023/24 | 218.75 | 51.75 | 1
2023/24 | 219.25 | 51.75 | 1
2023/24 | 219.75 | 51.75 | 1
2023/24 | 222.25 | 51.75 | 1
2023/24 | 223.25 | 51.75 | 2
2023/24 | 224.75 | 51.75 | 1
2023/24 | 226.75 | 51.75 | 1
2023/24 | 233.25 | 51.75 | 1
2023/24 | 236.75 | 51.75 | 1
2023/24 | 237.25 | 51.75 | 1
2023/24 | 238.25 | 51.75 | 1
2023/24 | 240.25 | 51.75 | 1
2023/24 | 241.75 | 51.75 | 1
2023/24 | 243.75 | 51.75 | 1
2023/24 | 248.75 | 51.75 | 1
2023/24 | 83.75 | 52.25 | 1
2023/24 | 85.75 | 52.25 | 1
2023/24 | 89.25 | 52.25 | 1
2023/24 | 89.75 | 52.25 | 1
2023/24 | 90.75 | 52.25 | 2
2023/24 | 91.75 | 52.25 | 1
2023/24 | 92.25 | 52.25 | 2
2023/24 | 92.75 | 52.25 | 2
2023/24 | 93.75 | 52.25 | 1
2023/24 | 94.25 | 52.25 | 2
2023/24 | 95.25 | 52.25 | 4
2023/24 | 95.75 | 52.25 | 4
2023/24 | 96.25 | 52.25 | 6
2023/24 | 96.75 | 52.25 | 5
2023/24 | 97.25 | 52.25 | 8
2023/24 | 97.75 | 52.25 | 10
2023/24 | 98.25 | 52.25 | 6
2023/24 | 98.75 | 52.25 | 2
2023/24 | 99.25 | 52.25 | 4
2023/24 | 99.75 | 52.25 | 7
2023/24 | 100.25 | 52.25 | 4
2023/24 | 100.75 | 52.25 | 13
2023/24 | 101.25 | 52.25 | 7
2023/24 | 101.75 | 52.25 | 12
2023/24 | 102.25 | 52.25 | 13
2023/24 | 102.75 | 52.25 | 15
2023/24 | 103.25 | 52.25 | 10
2023/24 | 103.75 | 52.25 | 19
2023/24 | 104.25 | 52.25 | 15
2023/24 | 104.75 | 52.25 | 13
2023/24 | 105.25 | 52.25 | 13
2023/24 | 105.75 | 52.25 | 23
2023/24 | 106.25 | 52.25 | 24
2023/24 | 106.75 | 52.25 | 27
2023/24 | 107.25 | 52.25 | 27
2023/24 | 107.75 | 52.25 | 26
2023/24 | 108.25 | 52.25 | 22
2023/24 | 108.75 | 52.25 | 29
2023/24 | 109.25 | 52.25 | 34
2023/24 | 109.75 | 52.25 | 24
2023/24 | 110.25 | 52.25 | 32
2023/24 | 110.75 | 52.25 | 45
2023/24 | 111.25 | 52.25 | 43
2023/24 | 111.75 | 52.25 | 23
2023/24 | 112.25 | 52.25 | 43
2023/24 | 112.75 | 52.25 | 43
2023/24 | 113.25 | 52.25 | 35
2023/24 | 113.75 | 52.25 | 42
2023/24 | 114.25 | 52.25 | 50
2023/24 | 114.75 | 52.25 | 46
2023/24 | 115.25 | 52.25 | 55
2023/24 | 115.75 | 52.25 | 59
2023/24 | 116.25 | 52.25 | 57
2023/24 | 116.75 | 52.25 | 53
2023/24 | 117.25 | 52.25 | 52
2023/24 | 117.75 | 52.25 | 48
2023/24 | 118.25 | 52.25 | 69
2023/24 | 118.75 | 52.25 | 64
2023/24 | 119.25 | 52.25 | 66
2023/24 | 119.75 | 52.25 | 61
2023/24 | 120.25 | 52.25 | 75
2023/24 | 120.75 | 52.25 | 74
2023/24 | 121.25 | 52.25 | 79
2023/24 | 121.75 | 52.25 | 87
2023/24 | 122.25 | 52.25 | 82
2023/24 | 122.75 | 52.25 | 87
2023/24 | 123.25 | 52.25 | 77
2023/24 | 123.75 | 52.25 | 77
2023/24 | 124.25 | 52.25 | 89
2023/24 | 124.75 | 52.25 | 74
2023/24 | 125.25 | 52.25 | 93
2023/24 | 125.75 | 52.25 | 84
2023/24 | 126.25 | 52.25 | 89
2023/24 | 126.75 | 52.25 | 62
2023/24 | 127.25 | 52.25 | 78
2023/24 | 127.75 | 52.25 | 89
2023/24 | 128.25 | 52.25 | 100
2023/24 | 128.75 | 52.25 | 78
2023/24 | 129.25 | 52.25 | 73
2023/24 | 129.75 | 52.25 | 83
2023/24 | 130.25 | 52.25 | 81
2023/24 | 130.75 | 52.25 | 77
2023/24 | 131.25 | 52.25 | 89
2023/24 | 131.75 | 52.25 | 72
2023/24 | 132.25 | 52.25 | 86
2023/24 | 132.75 | 52.25 | 82
2023/24 | 133.25 | 52.25 | 89
2023/24 | 133.75 | 52.25 | 68
2023/24 | 134.25 | 52.25 | 90
2023/24 | 134.75 | 52.25 | 107
2023/24 | 135.25 | 52.25 | 82
2023/24 | 135.75 | 52.25 | 96
2023/24 | 136.25 | 52.25 | 82
2023/24 | 136.75 | 52.25 | 71
2023/24 | 137.25 | 52.25 | 82
2023/24 | 137.75 | 52.25 | 66
2023/24 | 138.25 | 52.25 | 67
2023/24 | 138.75 | 52.25 | 78
2023/24 | 139.25 | 52.25 | 104
2023/24 | 139.75 | 52.25 | 71
2023/24 | 140.25 | 52.25 | 83
2023/24 | 140.75 | 52.25 | 78
2023/24 | 141.25 | 52.25 | 60
2023/24 | 141.75 | 52.25 | 73
2023/24 | 142.25 | 52.25 | 70
2023/24 | 142.75 | 52.25 | 61
2023/24 | 143.25 | 52.25 | 71
2023/24 | 143.75 | 52.25 | 58
2023/24 | 144.25 | 52.25 | 69
2023/24 | 144.75 | 52.25 | 67
2023/24 | 145.25 | 52.25 | 56
2023/24 | 145.75 | 52.25 | 52
2023/24 | 146.25 | 52.25 | 60
2023/24 | 146.75 | 52.25 | 62
2023/24 | 147.25 | 52.25 | 42
2023/24 | 147.75 | 52.25 | 64
2023/24 | 148.25 | 52.25 | 46
2023/24 | 148.75 | 52.25 | 59
2023/24 | 149.25 | 52.25 | 44
2023/24 | 149.75 | 52.25 | 42
2023/24 | 150.25 | 52.25 | 52
2023/24 | 150.75 | 52.25 | 50
2023/24 | 151.25 | 52.25 | 42
2023/24 | 151.75 | 52.25 | 35
2023/24 | 152.25 | 52.25 | 31
2023/24 | 152.75 | 52.25 | 39
2023/24 | 153.25 | 52.25 | 44
2023/24 | 153.75 | 52.25 | 40
2023/24 | 154.25 | 52.25 | 36
2023/24 | 154.75 | 52.25 | 25
2023/24 | 155.25 | 52.25 | 28
2023/24 | 155.75 | 52.25 | 30
2023/24 | 156.25 | 52.25 | 31
2023/24 | 156.75 | 52.25 | 33
2023/24 | 157.25 | 52.25 | 26
2023/24 | 157.75 | 52.25 | 29
2023/24 | 158.25 | 52.25 | 27
2023/24 | 158.75 | 52.25 | 32
2023/24 | 159.25 | 52.25 | 26
2023/24 | 159.75 | 52.25 | 14
2023/24 | 160.25 | 52.25 | 26
2023/24 | 160.75 | 52.25 | 22
2023/24 | 161.25 | 52.25 | 23
2023/24 | 161.75 | 52.25 | 23
2023/24 | 162.25 | 52.25 | 27
2023/24 | 162.75 | 52.25 | 21
2023/24 | 163.25 | 52.25 | 18
2023/24 | 163.75 | 52.25 | 24
2023/24 | 164.25 | 52.25 | 25
2023/24 | 164.75 | 52.25 | 18
2023/24 | 165.25 | 52.25 | 17
2023/24 | 165.75 | 52.25 | 15
2023/24 | 166.25 | 52.25 | 23
2023/24 | 166.75 | 52.25 | 25
2023/24 | 167.25 | 52.25 | 10
2023/24 | 167.75 | 52.25 | 10
2023/24 | 168.25 | 52.25 | 13
2023/24 | 168.75 | 52.25 | 13
2023/24 | 169.25 | 52.25 | 11
2023/24 | 169.75 | 52.25 | 12
2023/24 | 170.25 | 52.25 | 11
2023/24 | 170.75 | 52.25 | 18
2023/24 | 171.25 | 52.25 | 14
2023/24 | 171.75 | 52.25 | 11
2023/24 | 172.25 | 52.25 | 11
2023/24 | 172.75 | 52.25 | 14
2023/24 | 173.25 | 52.25 | 10
2023/24 | 173.75 | 52.25 | 14
2023/24 | 174.25 | 52.25 | 11
2023/24 | 174.75 | 52.25 | 9
2023/24 | 175.25 | 52.25 | 13
2023/24 | 175.75 | 52.25 | 4
2023/24 | 176.25 | 52.25 | 5
2023/24 | 176.75 | 52.25 | 7
2023/24 | 177.25 | 52.25 | 6
2023/24 | 177.75 | 52.25 | 6
2023/24 | 178.25 | 52.25 | 8
2023/24 | 178.75 | 52.25 | 5
2023/24 | 179.25 | 52.25 | 6
2023/24 | 179.75 | 52.25 | 7
2023/24 | 180.25 | 52.25 | 2
2023/24 | 180.75 | 52.25 | 9
2023/24 | 181.25 | 52.25 | 12
2023/24 | 181.75 | 52.25 | 7
2023/24 | 182.25 | 52.25 | 6
2023/24 | 182.75 | 52.25 | 1
2023/24 | 183.25 | 52.25 | 4
2023/24 | 183.75 | 52.25 | 7
2023/24 | 184.25 | 52.25 | 4
2023/24 | 184.75 | 52.25 | 1
2023/24 | 185.25 | 52.25 | 4
2023/24 | 185.75 | 52.25 | 8
2023/24 | 186.25 | 52.25 | 2
2023/24 | 186.75 | 52.25 | 3
2023/24 | 187.25 | 52.25 | 9
2023/24 | 187.75 | 52.25 | 4
2023/24 | 188.25 | 52.25 | 1
2023/24 | 188.75 | 52.25 | 1
2023/24 | 189.25 | 52.25 | 1
2023/24 | 189.75 | 52.25 | 3
2023/24 | 190.25 | 52.25 | 3
2023/24 | 190.75 | 52.25 | 1
2023/24 | 191.25 | 52.25 | 2
2023/24 | 191.75 | 52.25 | 3
2023/24 | 192.25 | 52.25 | 2
2023/24 | 192.75 | 52.25 | 2
2023/24 | 193.25 | 52.25 | 3
2023/24 | 193.75 | 52.25 | 1
2023/24 | 194.25 | 52.25 | 2
2023/24 | 194.75 | 52.25 | 1
2023/24 | 195.25 | 52.25 | 1
2023/24 | 195.75 | 52.25 | 1
2023/24 | 196.25 | 52.25 | 1
2023/24 | 196.75 | 52.25 | 5
2023/24 | 197.25 | 52.25 | 1
2023/24 | 197.75 | 52.25 | 2
2023/24 | 198.25 | 52.25 | 1
2023/24 | 198.75 | 52.25 | 1
2023/24 | 199.25 | 52.25 | 2
2023/24 | 199.75 | 52.25 | 2
2023/24 | 200.75 | 52.25 | 5
2023/24 | 203.25 | 52.25 | 1
2023/24 | 203.75 | 52.25 | 2
2023/24 | 205.25 | 52.25 | 2
2023/24 | 206.25 | 52.25 | 3
2023/24 | 206.75 | 52.25 | 1
2023/24 | 207.25 | 52.25 | 2
2023/24 | 207.75 | 52.25 | 1
2023/24 | 209.75 | 52.25 | 3
2023/24 | 211.75 | 52.25 | 1
2023/24 | 214.25 | 52.25 | 1
2023/24 | 214.75 | 52.25 | 1
2023/24 | 215.75 | 52.25 | 2
2023/24 | 217.75 | 52.25 | 1
2023/24 | 218.25 | 52.25 | 1
2023/24 | 218.75 | 52.25 | 1
2023/24 | 219.25 | 52.25 | 1
2023/24 | 221.25 | 52.25 | 1
2023/24 | 222.75 | 52.25 | 1
2023/24 | 223.25 | 52.25 | 1
2023/24 | 224.25 | 52.25 | 2
2023/24 | 228.25 | 52.25 | 1
2023/24 | 229.75 | 52.25 | 1
2023/24 | 232.25 | 52.25 | 1
2023/24 | 234.25 | 52.25 | 1
2023/24 | 234.75 | 52.25 | 2
2023/24 | 235.75 | 52.25 | 1
2023/24 | 239.75 | 52.25 | 1
2023/24 | 240.25 | 52.25 | 1
2023/24 | 242.75 | 52.25 | 1
2023/24 | 246.75 | 52.25 | 1
2023/24 | 261.75 | 52.25 | 1
2023/24 | 270.75 | 52.25 | 1
2023/24 | 271.75 | 52.25 | 1
2023/24 | 277.25 | 52.25 | 1
2023/24 | 278.75 | 52.25 | 1
2023/24 | 70.75 | 52.75 | 1
2023/24 | 79.75 | 52.75 | 1
2023/24 | 80.25 | 52.75 | 1
2023/24 | 81.75 | 52.75 | 1
2023/24 | 87.25 | 52.75 | 1
2023/24 | 88.25 | 52.75 | 1
2023/24 | 89.25 | 52.75 | 1
2023/24 | 90.25 | 52.75 | 1
2023/24 | 90.75 | 52.75 | 1
2023/24 | 91.75 | 52.75 | 1
2023/24 | 93.25 | 52.75 | 2
2023/24 | 93.75 | 52.75 | 1
2023/24 | 94.75 | 52.75 | 2
2023/24 | 95.25 | 52.75 | 3
2023/24 | 96.25 | 52.75 | 3
2023/24 | 96.75 | 52.75 | 2
2023/24 | 97.25 | 52.75 | 2
2023/24 | 97.75 | 52.75 | 5
2023/24 | 98.25 | 52.75 | 5
2023/24 | 98.75 | 52.75 | 7
2023/24 | 99.25 | 52.75 | 3
2023/24 | 99.75 | 52.75 | 8
2023/24 | 100.25 | 52.75 | 4
2023/24 | 100.75 | 52.75 | 7
2023/24 | 101.25 | 52.75 | 7
2023/24 | 101.75 | 52.75 | 7
2023/24 | 102.25 | 52.75 | 10
2023/24 | 102.75 | 52.75 | 18
2023/24 | 103.25 | 52.75 | 15
2023/24 | 103.75 | 52.75 | 9
2023/24 | 104.25 | 52.75 | 12
2023/24 | 104.75 | 52.75 | 9
2023/24 | 105.25 | 52.75 | 11
2023/24 | 105.75 | 52.75 | 16
2023/24 | 106.25 | 52.75 | 18
2023/24 | 106.75 | 52.75 | 24
2023/24 | 107.25 | 52.75 | 27
2023/24 | 107.75 | 52.75 | 19
2023/24 | 108.25 | 52.75 | 21
2023/24 | 108.75 | 52.75 | 22
2023/24 | 109.25 | 52.75 | 31
2023/24 | 109.75 | 52.75 | 22
2023/24 | 110.25 | 52.75 | 35
2023/24 | 110.75 | 52.75 | 35
2023/24 | 111.25 | 52.75 | 25
2023/24 | 111.75 | 52.75 | 35
2023/24 | 112.25 | 52.75 | 36
2023/24 | 112.75 | 52.75 | 41
2023/24 | 113.25 | 52.75 | 50
2023/24 | 113.75 | 52.75 | 50
2023/24 | 114.25 | 52.75 | 50
2023/24 | 114.75 | 52.75 | 45
2023/24 | 115.25 | 52.75 | 53
2023/24 | 115.75 | 52.75 | 58
2023/24 | 116.25 | 52.75 | 51
2023/24 | 116.75 | 52.75 | 67
2023/24 | 117.25 | 52.75 | 56
2023/24 | 117.75 | 52.75 | 66
2023/24 | 118.25 | 52.75 | 63
2023/24 | 118.75 | 52.75 | 64
2023/24 | 119.25 | 52.75 | 62
2023/24 | 119.75 | 52.75 | 68
2023/24 | 120.25 | 52.75 | 64
2023/24 | 120.75 | 52.75 | 67
2023/24 | 121.25 | 52.75 | 70
2023/24 | 121.75 | 52.75 | 81
2023/24 | 122.25 | 52.75 | 85
2023/24 | 122.75 | 52.75 | 94
2023/24 | 123.25 | 52.75 | 83
2023/24 | 123.75 | 52.75 | 90
2023/24 | 124.25 | 52.75 | 76
2023/24 | 124.75 | 52.75 | 87
2023/24 | 125.25 | 52.75 | 77
2023/24 | 125.75 | 52.75 | 89
2023/24 | 126.25 | 52.75 | 81
2023/24 | 126.75 | 52.75 | 67
2023/24 | 127.25 | 52.75 | 92
2023/24 | 127.75 | 52.75 | 85
2023/24 | 128.25 | 52.75 | 81
2023/24 | 128.75 | 52.75 | 80
2023/24 | 129.25 | 52.75 | 99
2023/24 | 129.75 | 52.75 | 101
2023/24 | 130.25 | 52.75 | 91
2023/24 | 130.75 | 52.75 | 70
2023/24 | 131.25 | 52.75 | 89
2023/24 | 131.75 | 52.75 | 84
2023/24 | 132.25 | 52.75 | 90
2023/24 | 132.75 | 52.75 | 72
2023/24 | 133.25 | 52.75 | 94
2023/24 | 133.75 | 52.75 | 84
2023/24 | 134.25 | 52.75 | 85
2023/24 | 134.75 | 52.75 | 95
2023/24 | 135.25 | 52.75 | 83
2023/24 | 135.75 | 52.75 | 83
2023/24 | 136.25 | 52.75 | 84
2023/24 | 136.75 | 52.75 | 68
2023/24 | 137.25 | 52.75 | 82
2023/24 | 137.75 | 52.75 | 74
2023/24 | 138.25 | 52.75 | 73
2023/24 | 138.75 | 52.75 | 78
2023/24 | 139.25 | 52.75 | 79
2023/24 | 139.75 | 52.75 | 77
2023/24 | 140.25 | 52.75 | 75
2023/24 | 140.75 | 52.75 | 68
2023/24 | 141.25 | 52.75 | 75
2023/24 | 141.75 | 52.75 | 74
2023/24 | 142.25 | 52.75 | 64
2023/24 | 142.75 | 52.75 | 68
2023/24 | 143.25 | 52.75 | 63
2023/24 | 143.75 | 52.75 | 56
2023/24 | 144.25 | 52.75 | 63
2023/24 | 144.75 | 52.75 | 56
2023/24 | 145.25 | 52.75 | 65
2023/24 | 145.75 | 52.75 | 59
2023/24 | 146.25 | 52.75 | 53
2023/24 | 146.75 | 52.75 | 76
2023/24 | 147.25 | 52.75 | 55
2023/24 | 147.75 | 52.75 | 52
2023/24 | 148.25 | 52.75 | 67
2023/24 | 148.75 | 52.75 | 57
2023/24 | 149.25 | 52.75 | 65
2023/24 | 149.75 | 52.75 | 43
2023/24 | 150.25 | 52.75 | 64
2023/24 | 150.75 | 52.75 | 38
2023/24 | 151.25 | 52.75 | 48
2023/24 | 151.75 | 52.75 | 38
2023/24 | 152.25 | 52.75 | 37
2023/24 | 152.75 | 52.75 | 49
2023/24 | 153.25 | 52.75 | 32
2023/24 | 153.75 | 52.75 | 47
2023/24 | 154.25 | 52.75 | 43
2023/24 | 154.75 | 52.75 | 35
2023/24 | 155.25 | 52.75 | 38
2023/24 | 155.75 | 52.75 | 36
2023/24 | 156.25 | 52.75 | 23
2023/24 | 156.75 | 52.75 | 35
2023/24 | 157.25 | 52.75 | 30
2023/24 | 157.75 | 52.75 | 36
2023/24 | 158.25 | 52.75 | 32
2023/24 | 158.75 | 52.75 | 34
2023/24 | 159.25 | 52.75 | 38
2023/24 | 159.75 | 52.75 | 22
2023/24 | 160.25 | 52.75 | 24
2023/24 | 160.75 | 52.75 | 30
2023/24 | 161.25 | 52.75 | 21
2023/24 | 161.75 | 52.75 | 23
2023/24 | 162.25 | 52.75 | 38
2023/24 | 162.75 | 52.75 | 20
2023/24 | 163.25 | 52.75 | 13
2023/24 | 163.75 | 52.75 | 16
2023/24 | 164.25 | 52.75 | 21
2023/24 | 164.75 | 52.75 | 19
2023/24 | 165.25 | 52.75 | 17
2023/24 | 165.75 | 52.75 | 24
2023/24 | 166.25 | 52.75 | 16
2023/24 | 166.75 | 52.75 | 16
2023/24 | 167.25 | 52.75 | 11
2023/24 | 167.75 | 52.75 | 17
2023/24 | 168.25 | 52.75 | 19
2023/24 | 168.75 | 52.75 | 15
2023/24 | 169.25 | 52.75 | 9
2023/24 | 169.75 | 52.75 | 10
2023/24 | 170.25 | 52.75 | 15
2023/24 | 170.75 | 52.75 | 16
2023/24 | 171.25 | 52.75 | 16
2023/24 | 171.75 | 52.75 | 12
2023/24 | 172.25 | 52.75 | 14
2023/24 | 172.75 | 52.75 | 12
2023/24 | 173.25 | 52.75 | 8
2023/24 | 173.75 | 52.75 | 10
2023/24 | 174.25 | 52.75 | 9
2023/24 | 174.75 | 52.75 | 13
2023/24 | 175.25 | 52.75 | 10
2023/24 | 175.75 | 52.75 | 10
2023/24 | 176.25 | 52.75 | 9
2023/24 | 176.75 | 52.75 | 10
2023/24 | 177.25 | 52.75 | 9
2023/24 | 177.75 | 52.75 | 8
2023/24 | 178.25 | 52.75 | 5
2023/24 | 178.75 | 52.75 | 8
2023/24 | 179.25 | 52.75 | 8
2023/24 | 179.75 | 52.75 | 4
2023/24 | 180.25 | 52.75 | 3
2023/24 | 180.75 | 52.75 | 6
2023/24 | 181.25 | 52.75 | 9
2023/24 | 181.75 | 52.75 | 8
2023/24 | 182.25 | 52.75 | 3
2023/24 | 182.75 | 52.75 | 5
2023/24 | 183.25 | 52.75 | 7
2023/24 | 183.75 | 52.75 | 3
2023/24 | 184.25 | 52.75 | 3
2023/24 | 184.75 | 52.75 | 1
2023/24 | 185.25 | 52.75 | 3
2023/24 | 185.75 | 52.75 | 1
2023/24 | 186.25 | 52.75 | 3
2023/24 | 186.75 | 52.75 | 6
2023/24 | 187.25 | 52.75 | 5
2023/24 | 187.75 | 52.75 | 4
2023/24 | 188.25 | 52.75 | 3
2023/24 | 188.75 | 52.75 | 3
2023/24 | 189.75 | 52.75 | 2
2023/24 | 190.25 | 52.75 | 2
2023/24 | 190.75 | 52.75 | 3
2023/24 | 191.25 | 52.75 | 2
2023/24 | 191.75 | 52.75 | 5
2023/24 | 192.25 | 52.75 | 2
2023/24 | 192.75 | 52.75 | 1
2023/24 | 193.25 | 52.75 | 2
2023/24 | 193.75 | 52.75 | 2
2023/24 | 194.25 | 52.75 | 2
2023/24 | 195.25 | 52.75 | 2
2023/24 | 195.75 | 52.75 | 1
2023/24 | 196.25 | 52.75 | 4
2023/24 | 196.75 | 52.75 | 1
2023/24 | 197.25 | 52.75 | 2
2023/24 | 197.75 | 52.75 | 1
2023/24 | 198.75 | 52.75 | 4
2023/24 | 199.25 | 52.75 | 2
2023/24 | 199.75 | 52.75 | 1
2023/24 | 200.25 | 52.75 | 2
2023/24 | 200.75 | 52.75 | 1
2023/24 | 201.25 | 52.75 | 2
2023/24 | 203.25 | 52.75 | 2
2023/24 | 203.75 | 52.75 | 1
2023/24 | 204.25 | 52.75 | 1
2023/24 | 204.75 | 52.75 | 1
2023/24 | 205.25 | 52.75 | 1
2023/24 | 205.75 | 52.75 | 1
2023/24 | 206.25 | 52.75 | 2
2023/24 | 206.75 | 52.75 | 1
2023/24 | 207.25 | 52.75 | 1
2023/24 | 208.25 | 52.75 | 1
2023/24 | 210.25 | 52.75 | 1
2023/24 | 210.75 | 52.75 | 1
2023/24 | 211.25 | 52.75 | 1
2023/24 | 212.25 | 52.75 | 1
2023/24 | 212.75 | 52.75 | 2
2023/24 | 214.25 | 52.75 | 1
2023/24 | 214.75 | 52.75 | 1
2023/24 | 219.75 | 52.75 | 1
2023/24 | 220.25 | 52.75 | 1
2023/24 | 223.75 | 52.75 | 1
2023/24 | 229.25 | 52.75 | 1
2023/24 | 230.75 | 52.75 | 1
2023/24 | 231.75 | 52.75 | 1
2023/24 | 232.25 | 52.75 | 1
2023/24 | 233.25 | 52.75 | 1
2023/24 | 235.75 | 52.75 | 1
2023/24 | 240.25 | 52.75 | 1
2023/24 | 242.25 | 52.75 | 1
2023/24 | 244.25 | 52.75 | 1
2023/24 | 251.25 | 52.75 | 1
2023/24 | 252.25 | 52.75 | 1
2023/24 | 269.25 | 52.75 | 1
2023/24 | 291.75 | 52.75 | 1
2023/24 | 334.25 | 52.75 | 1
2023/24 | 84.25 | 53.25 | 1
2023/24 | 89.75 | 53.25 | 3
2023/24 | 90.75 | 53.25 | 2
2023/24 | 92.25 | 53.25 | 1
2023/24 | 92.75 | 53.25 | 1
2023/24 | 93.25 | 53.25 | 1
2023/24 | 94.25 | 53.25 | 4
2023/24 | 94.75 | 53.25 | 1
2023/24 | 95.25 | 53.25 | 4
2023/24 | 95.75 | 53.25 | 5
2023/24 | 96.25 | 53.25 | 1
2023/24 | 96.75 | 53.25 | 3
2023/24 | 97.25 | 53.25 | 2
2023/24 | 97.75 | 53.25 | 4
2023/24 | 98.25 | 53.25 | 3
2023/24 | 98.75 | 53.25 | 2
2023/24 | 99.25 | 53.25 | 3
2023/24 | 99.75 | 53.25 | 2
2023/24 | 100.25 | 53.25 | 3
2023/24 | 100.75 | 53.25 | 6
2023/24 | 101.25 | 53.25 | 10
2023/24 | 101.75 | 53.25 | 8
2023/24 | 102.25 | 53.25 | 15
2023/24 | 102.75 | 53.25 | 7
2023/24 | 103.25 | 53.25 | 9
2023/24 | 103.75 | 53.25 | 16
2023/24 | 104.25 | 53.25 | 20
2023/24 | 104.75 | 53.25 | 9
2023/24 | 105.25 | 53.25 | 17
2023/24 | 105.75 | 53.25 | 11
2023/24 | 106.25 | 53.25 | 17
2023/24 | 106.75 | 53.25 | 17
2023/24 | 107.25 | 53.25 | 26
2023/24 | 107.75 | 53.25 | 23
2023/24 | 108.25 | 53.25 | 29
2023/24 | 108.75 | 53.25 | 22
2023/24 | 109.25 | 53.25 | 27
2023/24 | 109.75 | 53.25 | 37
2023/24 | 110.25 | 53.25 | 38
2023/24 | 110.75 | 53.25 | 37
2023/24 | 111.25 | 53.25 | 32
2023/24 | 111.75 | 53.25 | 32
2023/24 | 112.25 | 53.25 | 33
2023/24 | 112.75 | 53.25 | 52
2023/24 | 113.25 | 53.25 | 34
2023/24 | 113.75 | 53.25 | 39
2023/24 | 114.25 | 53.25 | 32
2023/24 | 114.75 | 53.25 | 49
2023/24 | 115.25 | 53.25 | 54
2023/24 | 115.75 | 53.25 | 46
2023/24 | 116.25 | 53.25 | 53
2023/24 | 116.75 | 53.25 | 49
2023/24 | 117.25 | 53.25 | 48
2023/24 | 117.75 | 53.25 | 60
2023/24 | 118.25 | 53.25 | 60
2023/24 | 118.75 | 53.25 | 70
2023/24 | 119.25 | 53.25 | 76
2023/24 | 119.75 | 53.25 | 72
2023/24 | 120.25 | 53.25 | 77
2023/24 | 120.75 | 53.25 | 69
2023/24 | 121.25 | 53.25 | 75
2023/24 | 121.75 | 53.25 | 91
2023/24 | 122.25 | 53.25 | 83
2023/24 | 122.75 | 53.25 | 89
2023/24 | 123.25 | 53.25 | 98
2023/24 | 123.75 | 53.25 | 75
2023/24 | 124.25 | 53.25 | 81
2023/24 | 124.75 | 53.25 | 99
2023/24 | 125.25 | 53.25 | 75
2023/24 | 125.75 | 53.25 | 86
2023/24 | 126.25 | 53.25 | 91
2023/24 | 126.75 | 53.25 | 85
2023/24 | 127.25 | 53.25 | 85
2023/24 | 127.75 | 53.25 | 100
2023/24 | 128.25 | 53.25 | 89
2023/24 | 128.75 | 53.25 | 95
2023/24 | 129.25 | 53.25 | 94
2023/24 | 129.75 | 53.25 | 94
2023/24 | 130.25 | 53.25 | 99
2023/24 | 130.75 | 53.25 | 96
2023/24 | 131.25 | 53.25 | 85
2023/24 | 131.75 | 53.25 | 103
2023/24 | 132.25 | 53.25 | 88
2023/24 | 132.75 | 53.25 | 75
2023/24 | 133.25 | 53.25 | 117
2023/24 | 133.75 | 53.25 | 95
2023/24 | 134.25 | 53.25 | 84
2023/24 | 134.75 | 53.25 | 94
2023/24 | 135.25 | 53.25 | 99
2023/24 | 135.75 | 53.25 | 76
2023/24 | 136.25 | 53.25 | 79
2023/24 | 136.75 | 53.25 | 89
2023/24 | 137.25 | 53.25 | 84
2023/24 | 137.75 | 53.25 | 82
2023/24 | 138.25 | 53.25 | 87
2023/24 | 138.75 | 53.25 | 98
2023/24 | 139.25 | 53.25 | 90
2023/24 | 139.75 | 53.25 | 73
2023/24 | 140.25 | 53.25 | 76
2023/24 | 140.75 | 53.25 | 78
2023/24 | 141.25 | 53.25 | 88
2023/24 | 141.75 | 53.25 | 65
2023/24 | 142.25 | 53.25 | 85
2023/24 | 142.75 | 53.25 | 62
2023/24 | 143.25 | 53.25 | 74
2023/24 | 143.75 | 53.25 | 89
2023/24 | 144.25 | 53.25 | 79
2023/24 | 144.75 | 53.25 | 62
2023/24 | 145.25 | 53.25 | 69
2023/24 | 145.75 | 53.25 | 56
2023/24 | 146.25 | 53.25 | 76
2023/24 | 146.75 | 53.25 | 62
2023/24 | 147.25 | 53.25 | 68
2023/24 | 147.75 | 53.25 | 51
2023/24 | 148.25 | 53.25 | 54
2023/24 | 148.75 | 53.25 | 54
2023/24 | 149.25 | 53.25 | 48
2023/24 | 149.75 | 53.25 | 46
2023/24 | 150.25 | 53.25 | 57
2023/24 | 150.75 | 53.25 | 46
2023/24 | 151.25 | 53.25 | 58
2023/24 | 151.75 | 53.25 | 43
2023/24 | 152.25 | 53.25 | 46
2023/24 | 152.75 | 53.25 | 38
2023/24 | 153.25 | 53.25 | 52
2023/24 | 153.75 | 53.25 | 45
2023/24 | 154.25 | 53.25 | 43
2023/24 | 154.75 | 53.25 | 41
2023/24 | 155.25 | 53.25 | 60
2023/24 | 155.75 | 53.25 | 29
2023/24 | 156.25 | 53.25 | 39
2023/24 | 156.75 | 53.25 | 41
2023/24 | 157.25 | 53.25 | 41
2023/24 | 157.75 | 53.25 | 32
2023/24 | 158.25 | 53.25 | 31
2023/24 | 158.75 | 53.25 | 28
2023/24 | 159.25 | 53.25 | 25
2023/24 | 159.75 | 53.25 | 31
2023/24 | 160.25 | 53.25 | 37
2023/24 | 160.75 | 53.25 | 25
2023/24 | 161.25 | 53.25 | 29
2023/24 | 161.75 | 53.25 | 29
2023/24 | 162.25 | 53.25 | 30
2023/24 | 162.75 | 53.25 | 33
2023/24 | 163.25 | 53.25 | 23
2023/24 | 163.75 | 53.25 | 24
2023/24 | 164.25 | 53.25 | 19
2023/24 | 164.75 | 53.25 | 29
2023/24 | 165.25 | 53.25 | 22
2023/24 | 165.75 | 53.25 | 17
2023/24 | 166.25 | 53.25 | 18
2023/24 | 166.75 | 53.25 | 21
2023/24 | 167.25 | 53.25 | 13
2023/24 | 167.75 | 53.25 | 17
2023/24 | 168.25 | 53.25 | 18
2023/24 | 168.75 | 53.25 | 16
2023/24 | 169.25 | 53.25 | 11
2023/24 | 169.75 | 53.25 | 25
2023/24 | 170.25 | 53.25 | 12
2023/24 | 170.75 | 53.25 | 8
2023/24 | 171.25 | 53.25 | 12
2023/24 | 171.75 | 53.25 | 12
2023/24 | 172.25 | 53.25 | 15
2023/24 | 172.75 | 53.25 | 6
2023/24 | 173.25 | 53.25 | 13
2023/24 | 173.75 | 53.25 | 7
2023/24 | 174.25 | 53.25 | 13
2023/24 | 174.75 | 53.25 | 13
2023/24 | 175.25 | 53.25 | 9
2023/24 | 175.75 | 53.25 | 6
2023/24 | 176.25 | 53.25 | 10
2023/24 | 176.75 | 53.25 | 10
2023/24 | 177.25 | 53.25 | 5
2023/24 | 177.75 | 53.25 | 8
2023/24 | 178.25 | 53.25 | 11
2023/24 | 178.75 | 53.25 | 5
2023/24 | 179.25 | 53.25 | 8
2023/24 | 179.75 | 53.25 | 6
2023/24 | 180.25 | 53.25 | 5
2023/24 | 180.75 | 53.25 | 5
2023/24 | 181.25 | 53.25 | 10
2023/24 | 181.75 | 53.25 | 4
2023/24 | 182.25 | 53.25 | 6
2023/24 | 182.75 | 53.25 | 9
2023/24 | 183.25 | 53.25 | 2
2023/24 | 183.75 | 53.25 | 4
2023/24 | 184.25 | 53.25 | 4
2023/24 | 184.75 | 53.25 | 4
2023/24 | 185.25 | 53.25 | 4
2023/24 | 185.75 | 53.25 | 2
2023/24 | 186.25 | 53.25 | 5
2023/24 | 186.75 | 53.25 | 5
2023/24 | 187.25 | 53.25 | 4
2023/24 | 187.75 | 53.25 | 2
2023/24 | 188.25 | 53.25 | 2
2023/24 | 188.75 | 53.25 | 1
2023/24 | 189.25 | 53.25 | 1
2023/24 | 189.75 | 53.25 | 2
2023/24 | 190.25 | 53.25 | 3
2023/24 | 190.75 | 53.25 | 1
2023/24 | 191.25 | 53.25 | 4
2023/24 | 191.75 | 53.25 | 3
2023/24 | 192.25 | 53.25 | 2
2023/24 | 192.75 | 53.25 | 1
2023/24 | 193.25 | 53.25 | 2
2023/24 | 193.75 | 53.25 | 5
2023/24 | 194.25 | 53.25 | 2
2023/24 | 195.25 | 53.25 | 1
2023/24 | 195.75 | 53.25 | 4
2023/24 | 196.25 | 53.25 | 1
2023/24 | 196.75 | 53.25 | 1
2023/24 | 197.75 | 53.25 | 3
2023/24 | 198.25 | 53.25 | 1
2023/24 | 198.75 | 53.25 | 2
2023/24 | 199.25 | 53.25 | 1
2023/24 | 200.25 | 53.25 | 1
2023/24 | 200.75 | 53.25 | 1
2023/24 | 201.25 | 53.25 | 4
2023/24 | 202.25 | 53.25 | 1
2023/24 | 202.75 | 53.25 | 1
2023/24 | 203.25 | 53.25 | 2
2023/24 | 203.75 | 53.25 | 1
2023/24 | 204.25 | 53.25 | 2
2023/24 | 204.75 | 53.25 | 1
2023/24 | 205.25 | 53.25 | 1
2023/24 | 206.75 | 53.25 | 2
2023/24 | 207.25 | 53.25 | 1
2023/24 | 208.25 | 53.25 | 1
2023/24 | 208.75 | 53.25 | 1
2023/24 | 209.75 | 53.25 | 2
2023/24 | 210.25 | 53.25 | 1
2023/24 | 210.75 | 53.25 | 2
2023/24 | 211.25 | 53.25 | 2
2023/24 | 211.75 | 53.25 | 1
2023/24 | 212.25 | 53.25 | 1
2023/24 | 214.75 | 53.25 | 1
2023/24 | 215.25 | 53.25 | 1
2023/24 | 216.25 | 53.25 | 1
2023/24 | 216.75 | 53.25 | 1
2023/24 | 217.25 | 53.25 | 2
2023/24 | 218.75 | 53.25 | 1
2023/24 | 219.75 | 53.25 | 1
2023/24 | 222.75 | 53.25 | 2
2023/24 | 223.75 | 53.25 | 1
2023/24 | 224.75 | 53.25 | 1
2023/24 | 225.25 | 53.25 | 1
2023/24 | 227.75 | 53.25 | 1
2023/24 | 234.75 | 53.25 | 1
2023/24 | 235.25 | 53.25 | 1
2023/24 | 237.25 | 53.25 | 1
2023/24 | 237.75 | 53.25 | 1
2023/24 | 244.75 | 53.25 | 1
2023/24 | 254.25 | 53.25 | 1
2023/24 | 258.75 | 53.25 | 2
2023/24 | 261.25 | 53.25 | 1
2023/24 | 263.25 | 53.25 | 1
2023/24 | 263.75 | 53.25 | 1
2023/24 | 265.75 | 53.25 | 1
2023/24 | 270.25 | 53.25 | 1
2023/24 | 83.75 | 53.75 | 1
2023/24 | 85.25 | 53.75 | 1
2023/24 | 90.25 | 53.75 | 1
2023/24 | 91.75 | 53.75 | 2
2023/24 | 92.25 | 53.75 | 1
2023/24 | 92.75 | 53.75 | 1
2023/24 | 93.25 | 53.75 | 1
2023/24 | 93.75 | 53.75 | 1
2023/24 | 94.75 | 53.75 | 2
2023/24 | 95.25 | 53.75 | 2
2023/24 | 95.75 | 53.75 | 1
2023/24 | 96.25 | 53.75 | 2
2023/24 | 96.75 | 53.75 | 3
2023/24 | 97.25 | 53.75 | 2
2023/24 | 97.75 | 53.75 | 4
2023/24 | 98.25 | 53.75 | 5
2023/24 | 98.75 | 53.75 | 4
2023/24 | 99.25 | 53.75 | 4
2023/24 | 99.75 | 53.75 | 2
2023/24 | 100.25 | 53.75 | 8
2023/24 | 100.75 | 53.75 | 7
2023/24 | 101.25 | 53.75 | 6
2023/24 | 101.75 | 53.75 | 14
2023/24 | 102.25 | 53.75 | 11
2023/24 | 102.75 | 53.75 | 11
2023/24 | 103.25 | 53.75 | 12
2023/24 | 103.75 | 53.75 | 15
2023/24 | 104.25 | 53.75 | 7
2023/24 | 104.75 | 53.75 | 9
2023/24 | 105.25 | 53.75 | 13
2023/24 | 105.75 | 53.75 | 18
2023/24 | 106.25 | 53.75 | 13
2023/24 | 106.75 | 53.75 | 15
2023/24 | 107.25 | 53.75 | 15
2023/24 | 107.75 | 53.75 | 13
2023/24 | 108.25 | 53.75 | 27
2023/24 | 108.75 | 53.75 | 27
2023/24 | 109.25 | 53.75 | 22
2023/24 | 109.75 | 53.75 | 24
2023/24 | 110.25 | 53.75 | 32
2023/24 | 110.75 | 53.75 | 33
2023/24 | 111.25 | 53.75 | 29
2023/24 | 111.75 | 53.75 | 23
2023/24 | 112.25 | 53.75 | 39
2023/24 | 112.75 | 53.75 | 40
2023/24 | 113.25 | 53.75 | 43
2023/24 | 113.75 | 53.75 | 51
2023/24 | 114.25 | 53.75 | 43
2023/24 | 114.75 | 53.75 | 56
2023/24 | 115.25 | 53.75 | 50
2023/24 | 115.75 | 53.75 | 59
2023/24 | 116.25 | 53.75 | 45
2023/24 | 116.75 | 53.75 | 57
2023/24 | 117.25 | 53.75 | 67
2023/24 | 117.75 | 53.75 | 64
2023/24 | 118.25 | 53.75 | 86
2023/24 | 118.75 | 53.75 | 66
2023/24 | 119.25 | 53.75 | 75
2023/24 | 119.75 | 53.75 | 74
2023/24 | 120.25 | 53.75 | 55
2023/24 | 120.75 | 53.75 | 74
2023/24 | 121.25 | 53.75 | 76
2023/24 | 121.75 | 53.75 | 79
2023/24 | 122.25 | 53.75 | 67
2023/24 | 122.75 | 53.75 | 90
2023/24 | 123.25 | 53.75 | 75
2023/24 | 123.75 | 53.75 | 89
2023/24 | 124.25 | 53.75 | 65
2023/24 | 124.75 | 53.75 | 72
2023/24 | 125.25 | 53.75 | 74
2023/24 | 125.75 | 53.75 | 94
2023/24 | 126.25 | 53.75 | 96
2023/24 | 126.75 | 53.75 | 86
2023/24 | 127.25 | 53.75 | 90
2023/24 | 127.75 | 53.75 | 101
2023/24 | 128.25 | 53.75 | 76
2023/24 | 128.75 | 53.75 | 98
2023/24 | 129.25 | 53.75 | 97
2023/24 | 129.75 | 53.75 | 114
2023/24 | 130.25 | 53.75 | 111
2023/24 | 130.75 | 53.75 | 100
2023/24 | 131.25 | 53.75 | 76
2023/24 | 131.75 | 53.75 | 93
2023/24 | 132.25 | 53.75 | 102
2023/24 | 132.75 | 53.75 | 88
2023/24 | 133.25 | 53.75 | 93
2023/24 | 133.75 | 53.75 | 91
2023/24 | 134.25 | 53.75 | 98
2023/24 | 134.75 | 53.75 | 95
2023/24 | 135.25 | 53.75 | 101
2023/24 | 135.75 | 53.75 | 94
2023/24 | 136.25 | 53.75 | 93
2023/24 | 136.75 | 53.75 | 88
2023/24 | 137.25 | 53.75 | 109
2023/24 | 137.75 | 53.75 | 98
2023/24 | 138.25 | 53.75 | 105
2023/24 | 138.75 | 53.75 | 91
2023/24 | 139.25 | 53.75 | 95
2023/24 | 139.75 | 53.75 | 95
2023/24 | 140.25 | 53.75 | 97
2023/24 | 140.75 | 53.75 | 86
2023/24 | 141.25 | 53.75 | 74
2023/24 | 141.75 | 53.75 | 89
2023/24 | 142.25 | 53.75 | 100
2023/24 | 142.75 | 53.75 | 73
2023/24 | 143.25 | 53.75 | 69
2023/24 | 143.75 | 53.75 | 71
2023/24 | 144.25 | 53.75 | 76
2023/24 | 144.75 | 53.75 | 80
2023/24 | 145.25 | 53.75 | 65
2023/24 | 145.75 | 53.75 | 67
2023/24 | 146.25 | 53.75 | 86
2023/24 | 146.75 | 53.75 | 54
2023/24 | 147.25 | 53.75 | 75
2023/24 | 147.75 | 53.75 | 56
2023/24 | 148.25 | 53.75 | 57
2023/24 | 148.75 | 53.75 | 62
2023/24 | 149.25 | 53.75 | 72
2023/24 | 149.75 | 53.75 | 63
2023/24 | 150.25 | 53.75 | 61
2023/24 | 150.75 | 53.75 | 50
2023/24 | 151.25 | 53.75 | 45
2023/24 | 151.75 | 53.75 | 58
2023/24 | 152.25 | 53.75 | 51
2023/24 | 152.75 | 53.75 | 49
2023/24 | 153.25 | 53.75 | 44
2023/24 | 153.75 | 53.75 | 48
2023/24 | 154.25 | 53.75 | 46
2023/24 | 154.75 | 53.75 | 42
2023/24 | 155.25 | 53.75 | 38
2023/24 | 155.75 | 53.75 | 39
2023/24 | 156.25 | 53.75 | 47
2023/24 | 156.75 | 53.75 | 40
2023/24 | 157.25 | 53.75 | 52
2023/24 | 157.75 | 53.75 | 35
2023/24 | 158.25 | 53.75 | 32
2023/24 | 158.75 | 53.75 | 42
2023/24 | 159.25 | 53.75 | 32
2023/24 | 159.75 | 53.75 | 31
2023/24 | 160.25 | 53.75 | 32
2023/24 | 160.75 | 53.75 | 34
2023/24 | 161.25 | 53.75 | 28
2023/24 | 161.75 | 53.75 | 28
2023/24 | 162.25 | 53.75 | 25
2023/24 | 162.75 | 53.75 | 28
2023/24 | 163.25 | 53.75 | 28
2023/24 | 163.75 | 53.75 | 25
2023/24 | 164.25 | 53.75 | 30
2023/24 | 164.75 | 53.75 | 25
2023/24 | 165.25 | 53.75 | 30
2023/24 | 165.75 | 53.75 | 30
2023/24 | 166.25 | 53.75 | 29
2023/24 | 166.75 | 53.75 | 16
2023/24 | 167.25 | 53.75 | 18
2023/24 | 167.75 | 53.75 | 18
2023/24 | 168.25 | 53.75 | 21
2023/24 | 168.75 | 53.75 | 15
2023/24 | 169.25 | 53.75 | 25
2023/24 | 169.75 | 53.75 | 18
2023/24 | 170.25 | 53.75 | 23
2023/24 | 170.75 | 53.75 | 18
2023/24 | 171.25 | 53.75 | 9
2023/24 | 171.75 | 53.75 | 11
2023/24 | 172.25 | 53.75 | 19
2023/24 | 172.75 | 53.75 | 18
2023/24 | 173.25 | 53.75 | 17
2023/24 | 173.75 | 53.75 | 13
2023/24 | 174.25 | 53.75 | 15
2023/24 | 174.75 | 53.75 | 8
2023/24 | 175.25 | 53.75 | 12
2023/24 | 175.75 | 53.75 | 10
2023/24 | 176.25 | 53.75 | 12
2023/24 | 176.75 | 53.75 | 8
2023/24 | 177.25 | 53.75 | 13
2023/24 | 177.75 | 53.75 | 8
2023/24 | 178.25 | 53.75 | 12
2023/24 | 178.75 | 53.75 | 8
2023/24 | 179.25 | 53.75 | 7
2023/24 | 179.75 | 53.75 | 14
2023/24 | 180.25 | 53.75 | 6
2023/24 | 180.75 | 53.75 | 6
2023/24 | 181.25 | 53.75 | 10
2023/24 | 181.75 | 53.75 | 6
2023/24 | 182.25 | 53.75 | 7
2023/24 | 182.75 | 53.75 | 6
2023/24 | 183.25 | 53.75 | 5
2023/24 | 183.75 | 53.75 | 6
2023/24 | 184.25 | 53.75 | 3
2023/24 | 184.75 | 53.75 | 2
2023/24 | 185.25 | 53.75 | 3
2023/24 | 185.75 | 53.75 | 6
2023/24 | 186.25 | 53.75 | 7
2023/24 | 186.75 | 53.75 | 4
2023/24 | 187.25 | 53.75 | 2
2023/24 | 187.75 | 53.75 | 4
2023/24 | 188.25 | 53.75 | 1
2023/24 | 188.75 | 53.75 | 6
2023/24 | 189.25 | 53.75 | 3
2023/24 | 189.75 | 53.75 | 5
2023/24 | 190.25 | 53.75 | 4
2023/24 | 190.75 | 53.75 | 3
2023/24 | 191.25 | 53.75 | 6
2023/24 | 191.75 | 53.75 | 4
2023/24 | 192.25 | 53.75 | 3
2023/24 | 192.75 | 53.75 | 3
2023/24 | 193.25 | 53.75 | 5
2023/24 | 193.75 | 53.75 | 1
2023/24 | 194.25 | 53.75 | 1
2023/24 | 194.75 | 53.75 | 2
2023/24 | 195.25 | 53.75 | 1
2023/24 | 195.75 | 53.75 | 2
2023/24 | 196.25 | 53.75 | 1
2023/24 | 196.75 | 53.75 | 1
2023/24 | 197.25 | 53.75 | 6
2023/24 | 197.75 | 53.75 | 3
2023/24 | 198.25 | 53.75 | 3
2023/24 | 198.75 | 53.75 | 2
2023/24 | 199.25 | 53.75 | 1
2023/24 | 199.75 | 53.75 | 2
2023/24 | 200.25 | 53.75 | 2
2023/24 | 200.75 | 53.75 | 2
2023/24 | 201.25 | 53.75 | 1
2023/24 | 201.75 | 53.75 | 1
2023/24 | 202.25 | 53.75 | 3
2023/24 | 202.75 | 53.75 | 1
2023/24 | 203.25 | 53.75 | 1
2023/24 | 203.75 | 53.75 | 2
2023/24 | 204.25 | 53.75 | 1
2023/24 | 205.25 | 53.75 | 1
2023/24 | 206.75 | 53.75 | 2
2023/24 | 207.25 | 53.75 | 1
2023/24 | 207.75 | 53.75 | 1
2023/24 | 208.25 | 53.75 | 2
2023/24 | 208.75 | 53.75 | 2
2023/24 | 209.75 | 53.75 | 1
2023/24 | 210.25 | 53.75 | 2
2023/24 | 214.25 | 53.75 | 1
2023/24 | 214.75 | 53.75 | 1
2023/24 | 215.75 | 53.75 | 1
2023/24 | 216.25 | 53.75 | 1
2023/24 | 218.25 | 53.75 | 2
2023/24 | 220.25 | 53.75 | 2
2023/24 | 221.75 | 53.75 | 2
2023/24 | 222.25 | 53.75 | 1
2023/24 | 223.75 | 53.75 | 1
2023/24 | 224.75 | 53.75 | 1
2023/24 | 227.25 | 53.75 | 1
2023/24 | 230.25 | 53.75 | 2
2023/24 | 231.75 | 53.75 | 1
2023/24 | 232.25 | 53.75 | 1
2023/24 | 234.25 | 53.75 | 1
2023/24 | 234.75 | 53.75 | 1
2023/24 | 237.75 | 53.75 | 1
2023/24 | 239.75 | 53.75 | 1
2023/24 | 241.25 | 53.75 | 1
2023/24 | 244.25 | 53.75 | 1
2023/24 | 246.25 | 53.75 | 1
2023/24 | 248.25 | 53.75 | 1
2023/24 | 257.75 | 53.75 | 1
2023/24 | 258.25 | 53.75 | 1
2023/24 | 260.25 | 53.75 | 1
2023/24 | 261.25 | 53.75 | 1
2023/24 | 264.75 | 53.75 | 1
2023/24 | 265.25 | 53.75 | 1
2023/24 | 268.25 | 53.75 | 1
2023/24 | 270.75 | 53.75 | 1
2023/24 | 89.25 | 54.25 | 1
2023/24 | 89.75 | 54.25 | 1
2023/24 | 90.25 | 54.25 | 1
2023/24 | 90.75 | 54.25 | 1
2023/24 | 91.25 | 54.25 | 1
2023/24 | 93.25 | 54.25 | 1
2023/24 | 93.75 | 54.25 | 2
2023/24 | 94.25 | 54.25 | 3
2023/24 | 95.25 | 54.25 | 3
2023/24 | 95.75 | 54.25 | 1
2023/24 | 96.25 | 54.25 | 1
2023/24 | 96.75 | 54.25 | 4
2023/24 | 97.25 | 54.25 | 2
2023/24 | 97.75 | 54.25 | 4
2023/24 | 98.25 | 54.25 | 3
2023/24 | 98.75 | 54.25 | 3
2023/24 | 99.25 | 54.25 | 6
2023/24 | 99.75 | 54.25 | 4
2023/24 | 100.25 | 54.25 | 2
2023/24 | 100.75 | 54.25 | 6
2023/24 | 101.25 | 54.25 | 7
2023/24 | 101.75 | 54.25 | 6
2023/24 | 102.25 | 54.25 | 10
2023/24 | 102.75 | 54.25 | 10
2023/24 | 103.25 | 54.25 | 7
2023/24 | 103.75 | 54.25 | 10
2023/24 | 104.25 | 54.25 | 11
2023/24 | 104.75 | 54.25 | 3
2023/24 | 105.25 | 54.25 | 11
2023/24 | 105.75 | 54.25 | 13
2023/24 | 106.25 | 54.25 | 15
2023/24 | 106.75 | 54.25 | 14
2023/24 | 107.25 | 54.25 | 20
2023/24 | 107.75 | 54.25 | 18
2023/24 | 108.25 | 54.25 | 20
2023/24 | 108.75 | 54.25 | 19
2023/24 | 109.25 | 54.25 | 18
2023/24 | 109.75 | 54.25 | 18
2023/24 | 110.25 | 54.25 | 31
2023/24 | 110.75 | 54.25 | 29
2023/24 | 111.25 | 54.25 | 26
2023/24 | 111.75 | 54.25 | 29
2023/24 | 112.25 | 54.25 | 32
2023/24 | 112.75 | 54.25 | 39
2023/24 | 113.25 | 54.25 | 27
2023/24 | 113.75 | 54.25 | 49
2023/24 | 114.25 | 54.25 | 52
2023/24 | 114.75 | 54.25 | 44
2023/24 | 115.25 | 54.25 | 50
2023/24 | 115.75 | 54.25 | 36
2023/24 | 116.25 | 54.25 | 40
2023/24 | 116.75 | 54.25 | 44
2023/24 | 117.25 | 54.25 | 58
2023/24 | 117.75 | 54.25 | 56
2023/24 | 118.25 | 54.25 | 53
2023/24 | 118.75 | 54.25 | 58
2023/24 | 119.25 | 54.25 | 58
2023/24 | 119.75 | 54.25 | 68
2023/24 | 120.25 | 54.25 | 84
2023/24 | 120.75 | 54.25 | 71
2023/24 | 121.25 | 54.25 | 62
2023/24 | 121.75 | 54.25 | 78
2023/24 | 122.25 | 54.25 | 68
2023/24 | 122.75 | 54.25 | 65
2023/24 | 123.25 | 54.25 | 71
2023/24 | 123.75 | 54.25 | 81
2023/24 | 124.25 | 54.25 | 72
2023/24 | 124.75 | 54.25 | 75
2023/24 | 125.25 | 54.25 | 89
2023/24 | 125.75 | 54.25 | 81
2023/24 | 126.25 | 54.25 | 116
2023/24 | 126.75 | 54.25 | 92
2023/24 | 127.25 | 54.25 | 90
2023/24 | 127.75 | 54.25 | 101
2023/24 | 128.25 | 54.25 | 97
2023/24 | 128.75 | 54.25 | 108
2023/24 | 129.25 | 54.25 | 115
2023/24 | 129.75 | 54.25 | 93
2023/24 | 130.25 | 54.25 | 96
2023/24 | 130.75 | 54.25 | 101
2023/24 | 131.25 | 54.25 | 109
2023/24 | 131.75 | 54.25 | 117
2023/24 | 132.25 | 54.25 | 106
2023/24 | 132.75 | 54.25 | 91
2023/24 | 133.25 | 54.25 | 96
2023/24 | 133.75 | 54.25 | 97
2023/24 | 134.25 | 54.25 | 95
2023/24 | 134.75 | 54.25 | 94
2023/24 | 135.25 | 54.25 | 96
2023/24 | 135.75 | 54.25 | 101
2023/24 | 136.25 | 54.25 | 103
2023/24 | 136.75 | 54.25 | 83
2023/24 | 137.25 | 54.25 | 77
2023/24 | 137.75 | 54.25 | 100
2023/24 | 138.25 | 54.25 | 88
2023/24 | 138.75 | 54.25 | 94
2023/24 | 139.25 | 54.25 | 96
2023/24 | 139.75 | 54.25 | 86
2023/24 | 140.25 | 54.25 | 80
2023/24 | 140.75 | 54.25 | 73
2023/24 | 141.25 | 54.25 | 94
2023/24 | 141.75 | 54.25 | 98
2023/24 | 142.25 | 54.25 | 73
2023/24 | 142.75 | 54.25 | 86
2023/24 | 143.25 | 54.25 | 80
2023/24 | 143.75 | 54.25 | 67
2023/24 | 144.25 | 54.25 | 71
2023/24 | 144.75 | 54.25 | 70
2023/24 | 145.25 | 54.25 | 73
2023/24 | 145.75 | 54.25 | 71
2023/24 | 146.25 | 54.25 | 62
2023/24 | 146.75 | 54.25 | 74
2023/24 | 147.25 | 54.25 | 83
2023/24 | 147.75 | 54.25 | 64
2023/24 | 148.25 | 54.25 | 67
2023/24 | 148.75 | 54.25 | 69
2023/24 | 149.25 | 54.25 | 55
2023/24 | 149.75 | 54.25 | 60
2023/24 | 150.25 | 54.25 | 53
2023/24 | 150.75 | 54.25 | 55
2023/24 | 151.25 | 54.25 | 75
2023/24 | 151.75 | 54.25 | 56
2023/24 | 152.25 | 54.25 | 63
2023/24 | 152.75 | 54.25 | 57
2023/24 | 153.25 | 54.25 | 60
2023/24 | 153.75 | 54.25 | 43
2023/24 | 154.25 | 54.25 | 54
2023/24 | 154.75 | 54.25 | 38
2023/24 | 155.25 | 54.25 | 41
2023/24 | 155.75 | 54.25 | 45
2023/24 | 156.25 | 54.25 | 52
2023/24 | 156.75 | 54.25 | 48
2023/24 | 157.25 | 54.25 | 34
2023/24 | 157.75 | 54.25 | 38
2023/24 | 158.25 | 54.25 | 36
2023/24 | 158.75 | 54.25 | 40
2023/24 | 159.25 | 54.25 | 34
2023/24 | 159.75 | 54.25 | 38
2023/24 | 160.25 | 54.25 | 33
2023/24 | 160.75 | 54.25 | 27
2023/24 | 161.25 | 54.25 | 27
2023/24 | 161.75 | 54.25 | 23
2023/24 | 162.25 | 54.25 | 30
2023/24 | 162.75 | 54.25 | 30
2023/24 | 163.25 | 54.25 | 41
2023/24 | 163.75 | 54.25 | 28
2023/24 | 164.25 | 54.25 | 21
2023/24 | 164.75 | 54.25 | 14
2023/24 | 165.25 | 54.25 | 26
2023/24 | 165.75 | 54.25 | 16
2023/24 | 166.25 | 54.25 | 23
2023/24 | 166.75 | 54.25 | 23
2023/24 | 167.25 | 54.25 | 26
2023/24 | 167.75 | 54.25 | 26
2023/24 | 168.25 | 54.25 | 29
2023/24 | 168.75 | 54.25 | 22
2023/24 | 169.25 | 54.25 | 21
2023/24 | 169.75 | 54.25 | 11
2023/24 | 170.25 | 54.25 | 23
2023/24 | 170.75 | 54.25 | 20
2023/24 | 171.25 | 54.25 | 12
2023/24 | 171.75 | 54.25 | 10
2023/24 | 172.25 | 54.25 | 14
2023/24 | 172.75 | 54.25 | 21
2023/24 | 173.25 | 54.25 | 12
2023/24 | 173.75 | 54.25 | 8
2023/24 | 174.25 | 54.25 | 6
2023/24 | 174.75 | 54.25 | 8
2023/24 | 175.25 | 54.25 | 8
2023/24 | 175.75 | 54.25 | 17
2023/24 | 176.25 | 54.25 | 6
2023/24 | 176.75 | 54.25 | 11
2023/24 | 177.25 | 54.25 | 10
2023/24 | 177.75 | 54.25 | 16
2023/24 | 178.25 | 54.25 | 7
2023/24 | 178.75 | 54.25 | 12
2023/24 | 179.25 | 54.25 | 8
2023/24 | 179.75 | 54.25 | 6
2023/24 | 180.25 | 54.25 | 5
2023/24 | 180.75 | 54.25 | 8
2023/24 | 181.25 | 54.25 | 4
2023/24 | 181.75 | 54.25 | 12
2023/24 | 182.25 | 54.25 | 7
2023/24 | 182.75 | 54.25 | 9
2023/24 | 183.25 | 54.25 | 5
2023/24 | 183.75 | 54.25 | 6
2023/24 | 184.25 | 54.25 | 7
2023/24 | 184.75 | 54.25 | 12
2023/24 | 185.25 | 54.25 | 5
2023/24 | 185.75 | 54.25 | 3
2023/24 | 186.25 | 54.25 | 4
2023/24 | 186.75 | 54.25 | 5
2023/24 | 187.25 | 54.25 | 7
2023/24 | 187.75 | 54.25 | 3
2023/24 | 188.25 | 54.25 | 5
2023/24 | 188.75 | 54.25 | 5
2023/24 | 189.25 | 54.25 | 5
2023/24 | 189.75 | 54.25 | 5
2023/24 | 190.25 | 54.25 | 2
2023/24 | 190.75 | 54.25 | 6
2023/24 | 191.25 | 54.25 | 3
2023/24 | 191.75 | 54.25 | 2
2023/24 | 192.25 | 54.25 | 4
2023/24 | 192.75 | 54.25 | 1
2023/24 | 193.25 | 54.25 | 2
2023/24 | 193.75 | 54.25 | 1
2023/24 | 194.25 | 54.25 | 2
2023/24 | 194.75 | 54.25 | 5
2023/24 | 195.25 | 54.25 | 2
2023/24 | 195.75 | 54.25 | 3
2023/24 | 196.25 | 54.25 | 3
2023/24 | 197.25 | 54.25 | 1
2023/24 | 197.75 | 54.25 | 5
2023/24 | 198.25 | 54.25 | 1
2023/24 | 198.75 | 54.25 | 2
2023/24 | 199.25 | 54.25 | 3
2023/24 | 200.25 | 54.25 | 3
2023/24 | 200.75 | 54.25 | 2
2023/24 | 201.25 | 54.25 | 1
2023/24 | 202.25 | 54.25 | 3
2023/24 | 202.75 | 54.25 | 1
2023/24 | 203.25 | 54.25 | 3
2023/24 | 204.75 | 54.25 | 1
2023/24 | 205.75 | 54.25 | 1
2023/24 | 206.25 | 54.25 | 3
2023/24 | 207.25 | 54.25 | 1
2023/24 | 207.75 | 54.25 | 1
2023/24 | 208.25 | 54.25 | 1
2023/24 | 209.25 | 54.25 | 1
2023/24 | 209.75 | 54.25 | 1
2023/24 | 210.25 | 54.25 | 1
2023/24 | 210.75 | 54.25 | 1
2023/24 | 212.25 | 54.25 | 3
2023/24 | 215.75 | 54.25 | 1
2023/24 | 216.25 | 54.25 | 2
2023/24 | 216.75 | 54.25 | 1
2023/24 | 220.25 | 54.25 | 1
2023/24 | 222.25 | 54.25 | 1
2023/24 | 222.75 | 54.25 | 1
2023/24 | 223.75 | 54.25 | 1
2023/24 | 224.25 | 54.25 | 1
2023/24 | 228.75 | 54.25 | 1
2023/24 | 230.75 | 54.25 | 1
2023/24 | 231.25 | 54.25 | 1
2023/24 | 232.25 | 54.25 | 1
2023/24 | 232.75 | 54.25 | 1
2023/24 | 233.75 | 54.25 | 1
2023/24 | 238.25 | 54.25 | 2
2023/24 | 243.25 | 54.25 | 1
2023/24 | 243.75 | 54.25 | 1
2023/24 | 246.75 | 54.25 | 1
2023/24 | 250.75 | 54.25 | 1
2023/24 | 251.25 | 54.25 | 1
2023/24 | 253.75 | 54.25 | 1
2023/24 | 254.25 | 54.25 | 2
2023/24 | 258.25 | 54.25 | 1
2023/24 | 264.75 | 54.25 | 1
2023/24 | 265.25 | 54.25 | 1
2023/24 | 270.75 | 54.25 | 1
2023/24 | 276.25 | 54.25 | 1
2023/24 | 278.75 | 54.25 | 1
2023/24 | 305.75 | 54.25 | 1
2023/24 | 82.25 | 54.75 | 1
2023/24 | 87.25 | 54.75 | 1
2023/24 | 91.75 | 54.75 | 2
2023/24 | 92.25 | 54.75 | 3
2023/24 | 93.25 | 54.75 | 1
2023/24 | 93.75 | 54.75 | 1
2023/24 | 95.25 | 54.75 | 1
2023/24 | 96.25 | 54.75 | 5
2023/24 | 96.75 | 54.75 | 2
2023/24 | 97.25 | 54.75 | 3
2023/24 | 97.75 | 54.75 | 7
2023/24 | 98.25 | 54.75 | 1
2023/24 | 98.75 | 54.75 | 2
2023/24 | 99.25 | 54.75 | 2
2023/24 | 99.75 | 54.75 | 6
2023/24 | 100.25 | 54.75 | 7
2023/24 | 100.75 | 54.75 | 12
2023/24 | 101.25 | 54.75 | 4
2023/24 | 101.75 | 54.75 | 7
2023/24 | 102.25 | 54.75 | 9
2023/24 | 102.75 | 54.75 | 10
2023/24 | 103.25 | 54.75 | 15
2023/24 | 103.75 | 54.75 | 7
2023/24 | 104.25 | 54.75 | 13
2023/24 | 104.75 | 54.75 | 13
2023/24 | 105.25 | 54.75 | 15
2023/24 | 105.75 | 54.75 | 13
2023/24 | 106.25 | 54.75 | 19
2023/24 | 106.75 | 54.75 | 13
2023/24 | 107.25 | 54.75 | 8
2023/24 | 107.75 | 54.75 | 16
2023/24 | 108.25 | 54.75 | 21
2023/24 | 108.75 | 54.75 | 27
2023/24 | 109.25 | 54.75 | 24
2023/24 | 109.75 | 54.75 | 14
2023/24 | 110.25 | 54.75 | 27
2023/24 | 110.75 | 54.75 | 31
2023/24 | 111.25 | 54.75 | 29
2023/24 | 111.75 | 54.75 | 25
2023/24 | 112.25 | 54.75 | 38
2023/24 | 112.75 | 54.75 | 29
2023/24 | 113.25 | 54.75 | 43
2023/24 | 113.75 | 54.75 | 45
2023/24 | 114.25 | 54.75 | 42
2023/24 | 114.75 | 54.75 | 51
2023/24 | 115.25 | 54.75 | 55
2023/24 | 115.75 | 54.75 | 32
2023/24 | 116.25 | 54.75 | 50
2023/24 | 116.75 | 54.75 | 52
2023/24 | 117.25 | 54.75 | 54
2023/24 | 117.75 | 54.75 | 41
2023/24 | 118.25 | 54.75 | 50
2023/24 | 118.75 | 54.75 | 65
2023/24 | 119.25 | 54.75 | 63
2023/24 | 119.75 | 54.75 | 60
2023/24 | 120.25 | 54.75 | 67
2023/24 | 120.75 | 54.75 | 66
2023/24 | 121.25 | 54.75 | 79
2023/24 | 121.75 | 54.75 | 68
2023/24 | 122.25 | 54.75 | 75
2023/24 | 122.75 | 54.75 | 67
2023/24 | 123.25 | 54.75 | 65
2023/24 | 123.75 | 54.75 | 82
2023/24 | 124.25 | 54.75 | 87
2023/24 | 124.75 | 54.75 | 95
2023/24 | 125.25 | 54.75 | 85
2023/24 | 125.75 | 54.75 | 98
2023/24 | 126.25 | 54.75 | 89
2023/24 | 126.75 | 54.75 | 102
2023/24 | 127.25 | 54.75 | 94
2023/24 | 127.75 | 54.75 | 88
2023/24 | 128.25 | 54.75 | 91
2023/24 | 128.75 | 54.75 | 111
2023/24 | 129.25 | 54.75 | 101
2023/24 | 129.75 | 54.75 | 80
2023/24 | 130.25 | 54.75 | 102
2023/24 | 130.75 | 54.75 | 116
2023/24 | 131.25 | 54.75 | 125
2023/24 | 131.75 | 54.75 | 98
2023/24 | 132.25 | 54.75 | 125
2023/24 | 132.75 | 54.75 | 134
2023/24 | 133.25 | 54.75 | 91
2023/24 | 133.75 | 54.75 | 116
2023/24 | 134.25 | 54.75 | 108
2023/24 | 134.75 | 54.75 | 102
2023/24 | 135.25 | 54.75 | 133
2023/24 | 135.75 | 54.75 | 91
2023/24 | 136.25 | 54.75 | 119
2023/24 | 136.75 | 54.75 | 95
2023/24 | 137.25 | 54.75 | 101
2023/24 | 137.75 | 54.75 | 83
2023/24 | 138.25 | 54.75 | 96
2023/24 | 138.75 | 54.75 | 98
2023/24 | 139.25 | 54.75 | 107
2023/24 | 139.75 | 54.75 | 95
2023/24 | 140.25 | 54.75 | 109
2023/24 | 140.75 | 54.75 | 122
2023/24 | 141.25 | 54.75 | 85
2023/24 | 141.75 | 54.75 | 74
2023/24 | 142.25 | 54.75 | 90
2023/24 | 142.75 | 54.75 | 87
2023/24 | 143.25 | 54.75 | 98
2023/24 | 143.75 | 54.75 | 82
2023/24 | 144.25 | 54.75 | 100
2023/24 | 144.75 | 54.75 | 79
2023/24 | 145.25 | 54.75 | 73
2023/24 | 145.75 | 54.75 | 76
2023/24 | 146.25 | 54.75 | 73
2023/24 | 146.75 | 54.75 | 76
2023/24 | 147.25 | 54.75 | 72
2023/24 | 147.75 | 54.75 | 82
2023/24 | 148.25 | 54.75 | 88
2023/24 | 148.75 | 54.75 | 74
2023/24 | 149.25 | 54.75 | 72
2023/24 | 149.75 | 54.75 | 65
2023/24 | 150.25 | 54.75 | 69
2023/24 | 150.75 | 54.75 | 62
2023/24 | 151.25 | 54.75 | 55
2023/24 | 151.75 | 54.75 | 60
2023/24 | 152.25 | 54.75 | 54
2023/24 | 152.75 | 54.75 | 55
2023/24 | 153.25 | 54.75 | 59
2023/24 | 153.75 | 54.75 | 73
2023/24 | 154.25 | 54.75 | 69
2023/24 | 154.75 | 54.75 | 51
2023/24 | 155.25 | 54.75 | 60
2023/24 | 155.75 | 54.75 | 57
2023/24 | 156.25 | 54.75 | 48
2023/24 | 156.75 | 54.75 | 50
2023/24 | 157.25 | 54.75 | 51
2023/24 | 157.75 | 54.75 | 46
2023/24 | 158.25 | 54.75 | 38
2023/24 | 158.75 | 54.75 | 31
2023/24 | 159.25 | 54.75 | 38
2023/24 | 159.75 | 54.75 | 41
2023/24 | 160.25 | 54.75 | 38
2023/24 | 160.75 | 54.75 | 38
2023/24 | 161.25 | 54.75 | 37
2023/24 | 161.75 | 54.75 | 30
2023/24 | 162.25 | 54.75 | 32
2023/24 | 162.75 | 54.75 | 23
2023/24 | 163.25 | 54.75 | 23
2023/24 | 163.75 | 54.75 | 29
2023/24 | 164.25 | 54.75 | 26
2023/24 | 164.75 | 54.75 | 26
2023/24 | 165.25 | 54.75 | 24
2023/24 | 165.75 | 54.75 | 28
2023/24 | 166.25 | 54.75 | 31
2023/24 | 166.75 | 54.75 | 18
2023/24 | 167.25 | 54.75 | 27
2023/24 | 167.75 | 54.75 | 23
2023/24 | 168.25 | 54.75 | 13
2023/24 | 168.75 | 54.75 | 23
2023/24 | 169.25 | 54.75 | 19
2023/24 | 169.75 | 54.75 | 14
2023/24 | 170.25 | 54.75 | 17
2023/24 | 170.75 | 54.75 | 14
2023/24 | 171.25 | 54.75 | 24
2023/24 | 171.75 | 54.75 | 17
2023/24 | 172.25 | 54.75 | 12
2023/24 | 172.75 | 54.75 | 10
2023/24 | 173.25 | 54.75 | 17
2023/24 | 173.75 | 54.75 | 16
2023/24 | 174.25 | 54.75 | 17
2023/24 | 174.75 | 54.75 | 17
2023/24 | 175.25 | 54.75 | 8
2023/24 | 175.75 | 54.75 | 13
2023/24 | 176.25 | 54.75 | 10
2023/24 | 176.75 | 54.75 | 12
2023/24 | 177.25 | 54.75 | 5
2023/24 | 177.75 | 54.75 | 18
2023/24 | 178.25 | 54.75 | 10
2023/24 | 178.75 | 54.75 | 5
2023/24 | 179.25 | 54.75 | 5
2023/24 | 179.75 | 54.75 | 14
2023/24 | 180.25 | 54.75 | 10
2023/24 | 180.75 | 54.75 | 10
2023/24 | 181.25 | 54.75 | 7
2023/24 | 181.75 | 54.75 | 6
2023/24 | 182.25 | 54.75 | 5
2023/24 | 182.75 | 54.75 | 3
2023/24 | 183.25 | 54.75 | 2
2023/24 | 183.75 | 54.75 | 6
2023/24 | 184.25 | 54.75 | 6
2023/24 | 184.75 | 54.75 | 5
2023/24 | 185.25 | 54.75 | 8
2023/24 | 185.75 | 54.75 | 5
2023/24 | 186.25 | 54.75 | 8
2023/24 | 186.75 | 54.75 | 4
2023/24 | 187.25 | 54.75 | 10
2023/24 | 187.75 | 54.75 | 6
2023/24 | 188.25 | 54.75 | 2
2023/24 | 188.75 | 54.75 | 5
2023/24 | 189.25 | 54.75 | 5
2023/24 | 189.75 | 54.75 | 2
2023/24 | 190.25 | 54.75 | 5
2023/24 | 190.75 | 54.75 | 4
2023/24 | 191.25 | 54.75 | 3
2023/24 | 191.75 | 54.75 | 4
2023/24 | 192.25 | 54.75 | 4
2023/24 | 192.75 | 54.75 | 5
2023/24 | 193.25 | 54.75 | 5
2023/24 | 193.75 | 54.75 | 3
2023/24 | 194.25 | 54.75 | 2
2023/24 | 194.75 | 54.75 | 2
2023/24 | 195.25 | 54.75 | 2
2023/24 | 195.75 | 54.75 | 2
2023/24 | 196.25 | 54.75 | 3
2023/24 | 196.75 | 54.75 | 4
2023/24 | 197.25 | 54.75 | 2
2023/24 | 198.25 | 54.75 | 2
2023/24 | 198.75 | 54.75 | 1
2023/24 | 199.25 | 54.75 | 1
2023/24 | 199.75 | 54.75 | 2
2023/24 | 200.25 | 54.75 | 2
2023/24 | 200.75 | 54.75 | 3
2023/24 | 201.25 | 54.75 | 2
2023/24 | 201.75 | 54.75 | 3
2023/24 | 202.25 | 54.75 | 1
2023/24 | 202.75 | 54.75 | 1
2023/24 | 203.25 | 54.75 | 4
2023/24 | 204.25 | 54.75 | 1
2023/24 | 204.75 | 54.75 | 2
2023/24 | 205.25 | 54.75 | 2
2023/24 | 205.75 | 54.75 | 1
2023/24 | 207.75 | 54.75 | 1
2023/24 | 208.25 | 54.75 | 3
2023/24 | 209.75 | 54.75 | 1
2023/24 | 210.75 | 54.75 | 1
2023/24 | 212.25 | 54.75 | 2
2023/24 | 212.75 | 54.75 | 1
2023/24 | 213.25 | 54.75 | 1
2023/24 | 213.75 | 54.75 | 1
2023/24 | 214.25 | 54.75 | 1
2023/24 | 214.75 | 54.75 | 2
2023/24 | 215.25 | 54.75 | 1
2023/24 | 215.75 | 54.75 | 1
2023/24 | 216.75 | 54.75 | 1
2023/24 | 217.25 | 54.75 | 1
2023/24 | 218.25 | 54.75 | 2
2023/24 | 218.75 | 54.75 | 1
2023/24 | 220.25 | 54.75 | 2
2023/24 | 224.75 | 54.75 | 1
2023/24 | 225.25 | 54.75 | 1
2023/24 | 226.25 | 54.75 | 1
2023/24 | 227.25 | 54.75 | 1
2023/24 | 228.75 | 54.75 | 1
2023/24 | 229.25 | 54.75 | 1
2023/24 | 230.75 | 54.75 | 2
2023/24 | 231.75 | 54.75 | 1
2023/24 | 232.25 | 54.75 | 1
2023/24 | 234.25 | 54.75 | 2
2023/24 | 234.75 | 54.75 | 1
2023/24 | 237.25 | 54.75 | 1
2023/24 | 242.25 | 54.75 | 1
2023/24 | 243.75 | 54.75 | 1
2023/24 | 248.25 | 54.75 | 1
2023/24 | 252.25 | 54.75 | 1
2023/24 | 252.75 | 54.75 | 2
2023/24 | 258.25 | 54.75 | 1
2023/24 | 260.25 | 54.75 | 1
2023/24 | 260.75 | 54.75 | 1
2023/24 | 263.25 | 54.75 | 1
2023/24 | 263.75 | 54.75 | 1
2023/24 | 264.25 | 54.75 | 1
2023/24 | 267.25 | 54.75 | 1
2023/24 | 274.25 | 54.75 | 1
2023/24 | 282.25 | 54.75 | 1
2023/24 | 293.25 | 54.75 | 1
2023/24 | 294.75 | 54.75 | 1
2023/24 | 91.75 | 55.25 | 1
2023/24 | 94.75 | 55.25 | 2
2023/24 | 95.25 | 55.25 | 1
2023/24 | 95.75 | 55.25 | 1
2023/24 | 96.25 | 55.25 | 2
2023/24 | 96.75 | 55.25 | 6
2023/24 | 97.25 | 55.25 | 3
2023/24 | 97.75 | 55.25 | 5
2023/24 | 98.25 | 55.25 | 3
2023/24 | 99.25 | 55.25 | 3
2023/24 | 99.75 | 55.25 | 3
2023/24 | 100.25 | 55.25 | 5
2023/24 | 100.75 | 55.25 | 5
2023/24 | 101.25 | 55.25 | 7
2023/24 | 101.75 | 55.25 | 5
2023/24 | 102.25 | 55.25 | 6
2023/24 | 102.75 | 55.25 | 12
2023/24 | 103.25 | 55.25 | 9
2023/24 | 103.75 | 55.25 | 9
2023/24 | 104.25 | 55.25 | 14
2023/24 | 104.75 | 55.25 | 6
2023/24 | 105.25 | 55.25 | 10
2023/24 | 105.75 | 55.25 | 14
2023/24 | 106.25 | 55.25 | 15
2023/24 | 106.75 | 55.25 | 15
2023/24 | 107.25 | 55.25 | 9
2023/24 | 107.75 | 55.25 | 19
2023/24 | 108.25 | 55.25 | 14
2023/24 | 108.75 | 55.25 | 14
2023/24 | 109.25 | 55.25 | 18
2023/24 | 109.75 | 55.25 | 21
2023/24 | 110.25 | 55.25 | 21
2023/24 | 110.75 | 55.25 | 27
2023/24 | 111.25 | 55.25 | 31
2023/24 | 111.75 | 55.25 | 28
2023/24 | 112.25 | 55.25 | 34
2023/24 | 112.75 | 55.25 | 30
2023/24 | 113.25 | 55.25 | 30
2023/24 | 113.75 | 55.25 | 39
2023/24 | 114.25 | 55.25 | 41
2023/24 | 114.75 | 55.25 | 35
2023/24 | 115.25 | 55.25 | 43
2023/24 | 115.75 | 55.25 | 42
2023/24 | 116.25 | 55.25 | 49
2023/24 | 116.75 | 55.25 | 48
2023/24 | 117.25 | 55.25 | 51
2023/24 | 117.75 | 55.25 | 46
2023/24 | 118.25 | 55.25 | 57
2023/24 | 118.75 | 55.25 | 70
2023/24 | 119.25 | 55.25 | 57
2023/24 | 119.75 | 55.25 | 62
2023/24 | 120.25 | 55.25 | 65
2023/24 | 120.75 | 55.25 | 72
2023/24 | 121.25 | 55.25 | 63
2023/24 | 121.75 | 55.25 | 67
2023/24 | 122.25 | 55.25 | 81
2023/24 | 122.75 | 55.25 | 93
2023/24 | 123.25 | 55.25 | 67
2023/24 | 123.75 | 55.25 | 86
2023/24 | 124.25 | 55.25 | 78
2023/24 | 124.75 | 55.25 | 86
2023/24 | 125.25 | 55.25 | 72
2023/24 | 125.75 | 55.25 | 108
2023/24 | 126.25 | 55.25 | 91
2023/24 | 126.75 | 55.25 | 81
2023/24 | 127.25 | 55.25 | 102
2023/24 | 127.75 | 55.25 | 100
2023/24 | 128.25 | 55.25 | 108
2023/24 | 128.75 | 55.25 | 107
2023/24 | 129.25 | 55.25 | 104
2023/24 | 129.75 | 55.25 | 84
2023/24 | 130.25 | 55.25 | 107
2023/24 | 130.75 | 55.25 | 105
2023/24 | 131.25 | 55.25 | 115
2023/24 | 131.75 | 55.25 | 100
2023/24 | 132.25 | 55.25 | 106
2023/24 | 132.75 | 55.25 | 106
2023/24 | 133.25 | 55.25 | 114
2023/24 | 133.75 | 55.25 | 110
2023/24 | 134.25 | 55.25 | 104
2023/24 | 134.75 | 55.25 | 102
2023/24 | 135.25 | 55.25 | 113
2023/24 | 135.75 | 55.25 | 123
2023/24 | 136.25 | 55.25 | 98
2023/24 | 136.75 | 55.25 | 103
2023/24 | 137.25 | 55.25 | 90
2023/24 | 137.75 | 55.25 | 101
2023/24 | 138.25 | 55.25 | 108
2023/24 | 138.75 | 55.25 | 109
2023/24 | 139.25 | 55.25 | 104
2023/24 | 139.75 | 55.25 | 104
2023/24 | 140.25 | 55.25 | 88
2023/24 | 140.75 | 55.25 | 106
2023/24 | 141.25 | 55.25 | 98
2023/24 | 141.75 | 55.25 | 108
2023/24 | 142.25 | 55.25 | 94
2023/24 | 142.75 | 55.25 | 94
2023/24 | 143.25 | 55.25 | 87
2023/24 | 143.75 | 55.25 | 90
2023/24 | 144.25 | 55.25 | 87
2023/24 | 144.75 | 55.25 | 80
2023/24 | 145.25 | 55.25 | 94
2023/24 | 145.75 | 55.25 | 80
2023/24 | 146.25 | 55.25 | 84
2023/24 | 146.75 | 55.25 | 60
2023/24 | 147.25 | 55.25 | 93
2023/24 | 147.75 | 55.25 | 78
2023/24 | 148.25 | 55.25 | 77
2023/24 | 148.75 | 55.25 | 70
2023/24 | 149.25 | 55.25 | 67
2023/24 | 149.75 | 55.25 | 66
2023/24 | 150.25 | 55.25 | 77
2023/24 | 150.75 | 55.25 | 67
2023/24 | 151.25 | 55.25 | 65
2023/24 | 151.75 | 55.25 | 54
2023/24 | 152.25 | 55.25 | 68
2023/24 | 152.75 | 55.25 | 65
2023/24 | 153.25 | 55.25 | 57
2023/24 | 153.75 | 55.25 | 59
2023/24 | 154.25 | 55.25 | 50
2023/24 | 154.75 | 55.25 | 54
2023/24 | 155.25 | 55.25 | 52
2023/24 | 155.75 | 55.25 | 56
2023/24 | 156.25 | 55.25 | 32
2023/24 | 156.75 | 55.25 | 57
2023/24 | 157.25 | 55.25 | 34
2023/24 | 157.75 | 55.25 | 57
2023/24 | 158.25 | 55.25 | 50
2023/24 | 158.75 | 55.25 | 48
2023/24 | 159.25 | 55.25 | 46
2023/24 | 159.75 | 55.25 | 41
2023/24 | 160.25 | 55.25 | 45
2023/24 | 160.75 | 55.25 | 49
2023/24 | 161.25 | 55.25 | 42
2023/24 | 161.75 | 55.25 | 31
2023/24 | 162.25 | 55.25 | 36
2023/24 | 162.75 | 55.25 | 26
2023/24 | 163.25 | 55.25 | 35
2023/24 | 163.75 | 55.25 | 17
2023/24 | 164.25 | 55.25 | 35
2023/24 | 164.75 | 55.25 | 28
2023/24 | 165.25 | 55.25 | 37
2023/24 | 165.75 | 55.25 | 31
2023/24 | 166.25 | 55.25 | 35
2023/24 | 166.75 | 55.25 | 32
2023/24 | 167.25 | 55.25 | 33
2023/24 | 167.75 | 55.25 | 18
2023/24 | 168.25 | 55.25 | 23
2023/24 | 168.75 | 55.25 | 28
2023/24 | 169.25 | 55.25 | 16
2023/24 | 169.75 | 55.25 | 21
2023/24 | 170.25 | 55.25 | 20
2023/24 | 170.75 | 55.25 | 20
2023/24 | 171.25 | 55.25 | 20
2023/24 | 171.75 | 55.25 | 18
2023/24 | 172.25 | 55.25 | 15
2023/24 | 172.75 | 55.25 | 13
2023/24 | 173.25 | 55.25 | 17
2023/24 | 173.75 | 55.25 | 16
2023/24 | 174.25 | 55.25 | 20
2023/24 | 174.75 | 55.25 | 17
2023/24 | 175.25 | 55.25 | 20
2023/24 | 175.75 | 55.25 | 17
2023/24 | 176.25 | 55.25 | 8
2023/24 | 176.75 | 55.25 | 14
2023/24 | 177.25 | 55.25 | 12
2023/24 | 177.75 | 55.25 | 11
2023/24 | 178.25 | 55.25 | 12
2023/24 | 178.75 | 55.25 | 12
2023/24 | 179.25 | 55.25 | 6
2023/24 | 179.75 | 55.25 | 11
2023/24 | 180.25 | 55.25 | 8
2023/24 | 180.75 | 55.25 | 13
2023/24 | 181.25 | 55.25 | 7
2023/24 | 181.75 | 55.25 | 7
2023/24 | 182.25 | 55.25 | 10
2023/24 | 182.75 | 55.25 | 9
2023/24 | 183.25 | 55.25 | 9
2023/24 | 183.75 | 55.25 | 12
2023/24 | 184.25 | 55.25 | 7
2023/24 | 184.75 | 55.25 | 11
2023/24 | 185.25 | 55.25 | 7
2023/24 | 185.75 | 55.25 | 4
2023/24 | 186.25 | 55.25 | 4
2023/24 | 186.75 | 55.25 | 5
2023/24 | 187.25 | 55.25 | 4
2023/24 | 187.75 | 55.25 | 9
2023/24 | 188.25 | 55.25 | 4
2023/24 | 188.75 | 55.25 | 4
2023/24 | 189.25 | 55.25 | 8
2023/24 | 189.75 | 55.25 | 1
2023/24 | 190.25 | 55.25 | 2
2023/24 | 190.75 | 55.25 | 4
2023/24 | 191.25 | 55.25 | 4
2023/24 | 191.75 | 55.25 | 2
2023/24 | 192.25 | 55.25 | 1
2023/24 | 192.75 | 55.25 | 7
2023/24 | 193.25 | 55.25 | 3
2023/24 | 193.75 | 55.25 | 3
2023/24 | 194.25 | 55.25 | 2
2023/24 | 194.75 | 55.25 | 2
2023/24 | 195.25 | 55.25 | 4
2023/24 | 195.75 | 55.25 | 2
2023/24 | 196.25 | 55.25 | 2
2023/24 | 196.75 | 55.25 | 3
2023/24 | 197.25 | 55.25 | 2
2023/24 | 197.75 | 55.25 | 3
2023/24 | 198.25 | 55.25 | 2
2023/24 | 198.75 | 55.25 | 1
2023/24 | 199.25 | 55.25 | 5
2023/24 | 199.75 | 55.25 | 1
2023/24 | 200.25 | 55.25 | 2
2023/24 | 200.75 | 55.25 | 5
2023/24 | 201.25 | 55.25 | 2
2023/24 | 201.75 | 55.25 | 4
2023/24 | 202.25 | 55.25 | 1
2023/24 | 202.75 | 55.25 | 3
2023/24 | 203.25 | 55.25 | 1
2023/24 | 203.75 | 55.25 | 3
2023/24 | 204.75 | 55.25 | 4
2023/24 | 205.25 | 55.25 | 1
2023/24 | 205.75 | 55.25 | 1
2023/24 | 206.75 | 55.25 | 3
2023/24 | 207.25 | 55.25 | 2
2023/24 | 208.75 | 55.25 | 1
2023/24 | 209.75 | 55.25 | 5
2023/24 | 210.25 | 55.25 | 3
2023/24 | 210.75 | 55.25 | 1
2023/24 | 211.75 | 55.25 | 2
2023/24 | 212.25 | 55.25 | 3
2023/24 | 212.75 | 55.25 | 3
2023/24 | 213.25 | 55.25 | 1
2023/24 | 213.75 | 55.25 | 1
2023/24 | 214.25 | 55.25 | 1
2023/24 | 214.75 | 55.25 | 2
2023/24 | 215.25 | 55.25 | 1
2023/24 | 215.75 | 55.25 | 2
2023/24 | 219.25 | 55.25 | 1
2023/24 | 219.75 | 55.25 | 1
2023/24 | 220.25 | 55.25 | 1
2023/24 | 224.25 | 55.25 | 1
2023/24 | 224.75 | 55.25 | 1
2023/24 | 226.25 | 55.25 | 1
2023/24 | 229.25 | 55.25 | 1
2023/24 | 230.25 | 55.25 | 1
2023/24 | 231.25 | 55.25 | 1
2023/24 | 232.75 | 55.25 | 1
2023/24 | 234.25 | 55.25 | 1
2023/24 | 234.75 | 55.25 | 1
2023/24 | 235.75 | 55.25 | 1
2023/24 | 237.25 | 55.25 | 2
2023/24 | 238.25 | 55.25 | 1
2023/24 | 238.75 | 55.25 | 1
2023/24 | 243.25 | 55.25 | 2
2023/24 | 244.75 | 55.25 | 1
2023/24 | 245.25 | 55.25 | 1
2023/24 | 251.75 | 55.25 | 1
2023/24 | 256.25 | 55.25 | 1
2023/24 | 256.75 | 55.25 | 1
2023/24 | 257.75 | 55.25 | 1
2023/24 | 263.75 | 55.25 | 1
2023/24 | 267.75 | 55.25 | 1
2023/24 | 287.75 | 55.25 | 1
2023/24 | 291.75 | 55.25 | 1
2023/24 | 293.25 | 55.25 | 1
2023/24 | 304.25 | 55.25 | 1
2023/24 | 311.75 | 55.25 | 1
2023/24 | 323.25 | 55.25 | 1
2023/24 | 329.25 | 55.25 | 1
2023/24 | 78.75 | 55.75 | 1
2023/24 | 88.75 | 55.75 | 2
2023/24 | 91.75 | 55.75 | 3
2023/24 | 92.25 | 55.75 | 1
2023/24 | 92.75 | 55.75 | 1
2023/24 | 93.75 | 55.75 | 1
2023/24 | 95.25 | 55.75 | 5
2023/24 | 96.25 | 55.75 | 1
2023/24 | 96.75 | 55.75 | 1
2023/24 | 97.25 | 55.75 | 4
2023/24 | 97.75 | 55.75 | 1
2023/24 | 98.25 | 55.75 | 1
2023/24 | 98.75 | 55.75 | 1
2023/24 | 99.25 | 55.75 | 3
2023/24 | 100.25 | 55.75 | 4
2023/24 | 100.75 | 55.75 | 3
2023/24 | 101.25 | 55.75 | 9
2023/24 | 101.75 | 55.75 | 5
2023/24 | 102.25 | 55.75 | 5
2023/24 | 102.75 | 55.75 | 4
2023/24 | 103.25 | 55.75 | 8
2023/24 | 103.75 | 55.75 | 6
2023/24 | 104.25 | 55.75 | 12
2023/24 | 104.75 | 55.75 | 15
2023/24 | 105.25 | 55.75 | 10
2023/24 | 105.75 | 55.75 | 15
2023/24 | 106.25 | 55.75 | 17
2023/24 | 106.75 | 55.75 | 14
2023/24 | 107.25 | 55.75 | 16
2023/24 | 107.75 | 55.75 | 17
2023/24 | 108.25 | 55.75 | 16
2023/24 | 108.75 | 55.75 | 19
2023/24 | 109.25 | 55.75 | 15
2023/24 | 109.75 | 55.75 | 17
2023/24 | 110.25 | 55.75 | 15
2023/24 | 110.75 | 55.75 | 20
2023/24 | 111.25 | 55.75 | 26
2023/24 | 111.75 | 55.75 | 26
2023/24 | 112.25 | 55.75 | 38
2023/24 | 112.75 | 55.75 | 33
2023/24 | 113.25 | 55.75 | 33
2023/24 | 113.75 | 55.75 | 26
2023/24 | 114.25 | 55.75 | 32
2023/24 | 114.75 | 55.75 | 45
2023/24 | 115.25 | 55.75 | 34
2023/24 | 115.75 | 55.75 | 41
2023/24 | 116.25 | 55.75 | 45
2023/24 | 116.75 | 55.75 | 54
2023/24 | 117.25 | 55.75 | 47
2023/24 | 117.75 | 55.75 | 57
2023/24 | 118.25 | 55.75 | 52
2023/24 | 118.75 | 55.75 | 52
2023/24 | 119.25 | 55.75 | 67
2023/24 | 119.75 | 55.75 | 58
2023/24 | 120.25 | 55.75 | 75
2023/24 | 120.75 | 55.75 | 65
2023/24 | 121.25 | 55.75 | 78
2023/24 | 121.75 | 55.75 | 74
2023/24 | 122.25 | 55.75 | 81
2023/24 | 122.75 | 55.75 | 93
2023/24 | 123.25 | 55.75 | 73
2023/24 | 123.75 | 55.75 | 87
2023/24 | 124.25 | 55.75 | 91
2023/24 | 124.75 | 55.75 | 86
2023/24 | 125.25 | 55.75 | 92
2023/24 | 125.75 | 55.75 | 106
2023/24 | 126.25 | 55.75 | 102
2023/24 | 126.75 | 55.75 | 107
2023/24 | 127.25 | 55.75 | 81
2023/24 | 127.75 | 55.75 | 87
2023/24 | 128.25 | 55.75 | 109
2023/24 | 128.75 | 55.75 | 114
2023/24 | 129.25 | 55.75 | 86
2023/24 | 129.75 | 55.75 | 113
2023/24 | 130.25 | 55.75 | 108
2023/24 | 130.75 | 55.75 | 86
2023/24 | 131.25 | 55.75 | 106
2023/24 | 131.75 | 55.75 | 94
2023/24 | 132.25 | 55.75 | 108
2023/24 | 132.75 | 55.75 | 101
2023/24 | 133.25 | 55.75 | 102
2023/24 | 133.75 | 55.75 | 91
2023/24 | 134.25 | 55.75 | 117
2023/24 | 134.75 | 55.75 | 112
2023/24 | 135.25 | 55.75 | 105
2023/24 | 135.75 | 55.75 | 108
2023/24 | 136.25 | 55.75 | 116
2023/24 | 136.75 | 55.75 | 120
2023/24 | 137.25 | 55.75 | 104
2023/24 | 137.75 | 55.75 | 87
2023/24 | 138.25 | 55.75 | 121
2023/24 | 138.75 | 55.75 | 103
2023/24 | 139.25 | 55.75 | 109
2023/24 | 139.75 | 55.75 | 104
2023/24 | 140.25 | 55.75 | 91
2023/24 | 140.75 | 55.75 | 113
2023/24 | 141.25 | 55.75 | 117
2023/24 | 141.75 | 55.75 | 97
2023/24 | 142.25 | 55.75 | 106
2023/24 | 142.75 | 55.75 | 117
2023/24 | 143.25 | 55.75 | 78
2023/24 | 143.75 | 55.75 | 95
2023/24 | 144.25 | 55.75 | 88
2023/24 | 144.75 | 55.75 | 95
2023/24 | 145.25 | 55.75 | 83
2023/24 | 145.75 | 55.75 | 91
2023/24 | 146.25 | 55.75 | 68
2023/24 | 146.75 | 55.75 | 92
2023/24 | 147.25 | 55.75 | 76
2023/24 | 147.75 | 55.75 | 85
2023/24 | 148.25 | 55.75 | 74
2023/24 | 148.75 | 55.75 | 78
2023/24 | 149.25 | 55.75 | 81
2023/24 | 149.75 | 55.75 | 79
2023/24 | 150.25 | 55.75 | 70
2023/24 | 150.75 | 55.75 | 68
2023/24 | 151.25 | 55.75 | 76
2023/24 | 151.75 | 55.75 | 66
2023/24 | 152.25 | 55.75 | 81
2023/24 | 152.75 | 55.75 | 57
2023/24 | 153.25 | 55.75 | 66
2023/24 | 153.75 | 55.75 | 62
2023/24 | 154.25 | 55.75 | 64
2023/24 | 154.75 | 55.75 | 57
2023/24 | 155.25 | 55.75 | 58
2023/24 | 155.75 | 55.75 | 67
2023/24 | 156.25 | 55.75 | 56
2023/24 | 156.75 | 55.75 | 59
2023/24 | 157.25 | 55.75 | 48
2023/24 | 157.75 | 55.75 | 40
2023/24 | 158.25 | 55.75 | 51
2023/24 | 158.75 | 55.75 | 57
2023/24 | 159.25 | 55.75 | 37
2023/24 | 159.75 | 55.75 | 57
2023/24 | 160.25 | 55.75 | 48
2023/24 | 160.75 | 55.75 | 47
2023/24 | 161.25 | 55.75 | 36
2023/24 | 161.75 | 55.75 | 44
2023/24 | 162.25 | 55.75 | 50
2023/24 | 162.75 | 55.75 | 38
2023/24 | 163.25 | 55.75 | 33
2023/24 | 163.75 | 55.75 | 32
2023/24 | 164.25 | 55.75 | 32
2023/24 | 164.75 | 55.75 | 38
2023/24 | 165.25 | 55.75 | 32
2023/24 | 165.75 | 55.75 | 27
2023/24 | 166.25 | 55.75 | 31
2023/24 | 166.75 | 55.75 | 29
2023/24 | 167.25 | 55.75 | 32
2023/24 | 167.75 | 55.75 | 24
2023/24 | 168.25 | 55.75 | 20
2023/24 | 168.75 | 55.75 | 22
2023/24 | 169.25 | 55.75 | 20
2023/24 | 169.75 | 55.75 | 21
2023/24 | 170.25 | 55.75 | 25
2023/24 | 170.75 | 55.75 | 21
2023/24 | 171.25 | 55.75 | 17
2023/24 | 171.75 | 55.75 | 22
2023/24 | 172.25 | 55.75 | 19
2023/24 | 172.75 | 55.75 | 13
2023/24 | 173.25 | 55.75 | 18
2023/24 | 173.75 | 55.75 | 17
2023/24 | 174.25 | 55.75 | 18
2023/24 | 174.75 | 55.75 | 21
2023/24 | 175.25 | 55.75 | 15
2023/24 | 175.75 | 55.75 | 13
2023/24 | 176.25 | 55.75 | 10
2023/24 | 176.75 | 55.75 | 14
2023/24 | 177.25 | 55.75 | 16
2023/24 | 177.75 | 55.75 | 12
2023/24 | 178.25 | 55.75 | 13
2023/24 | 178.75 | 55.75 | 12
2023/24 | 179.25 | 55.75 | 15
2023/24 | 179.75 | 55.75 | 12
2023/24 | 180.25 | 55.75 | 12
2023/24 | 180.75 | 55.75 | 7
2023/24 | 181.25 | 55.75 | 15
2023/24 | 181.75 | 55.75 | 9
2023/24 | 182.25 | 55.75 | 9
2023/24 | 182.75 | 55.75 | 12
2023/24 | 183.25 | 55.75 | 13
2023/24 | 183.75 | 55.75 | 5
2023/24 | 184.25 | 55.75 | 4
2023/24 | 184.75 | 55.75 | 7
2023/24 | 185.25 | 55.75 | 5
2023/24 | 185.75 | 55.75 | 8
2023/24 | 186.25 | 55.75 | 7
2023/24 | 186.75 | 55.75 | 3
2023/24 | 187.25 | 55.75 | 7
2023/24 | 187.75 | 55.75 | 3
2023/24 | 188.25 | 55.75 | 4
2023/24 | 188.75 | 55.75 | 6
2023/24 | 189.25 | 55.75 | 6
2023/24 | 189.75 | 55.75 | 4
2023/24 | 190.25 | 55.75 | 3
2023/24 | 190.75 | 55.75 | 1
2023/24 | 191.25 | 55.75 | 1
2023/24 | 191.75 | 55.75 | 6
2023/24 | 192.25 | 55.75 | 8
2023/24 | 192.75 | 55.75 | 1
2023/24 | 193.25 | 55.75 | 2
2023/24 | 193.75 | 55.75 | 3
2023/24 | 194.25 | 55.75 | 6
2023/24 | 194.75 | 55.75 | 9
2023/24 | 195.25 | 55.75 | 4
2023/24 | 195.75 | 55.75 | 3
2023/24 | 196.25 | 55.75 | 2
2023/24 | 196.75 | 55.75 | 1
2023/24 | 197.25 | 55.75 | 2
2023/24 | 197.75 | 55.75 | 3
2023/24 | 198.25 | 55.75 | 3
2023/24 | 198.75 | 55.75 | 3
2023/24 | 199.25 | 55.75 | 2
2023/24 | 199.75 | 55.75 | 3
2023/24 | 200.25 | 55.75 | 3
2023/24 | 200.75 | 55.75 | 2
2023/24 | 201.25 | 55.75 | 1
2023/24 | 201.75 | 55.75 | 3
2023/24 | 202.25 | 55.75 | 2
2023/24 | 202.75 | 55.75 | 4
2023/24 | 203.25 | 55.75 | 3
2023/24 | 203.75 | 55.75 | 1
2023/24 | 205.25 | 55.75 | 2
2023/24 | 205.75 | 55.75 | 3
2023/24 | 206.25 | 55.75 | 1
2023/24 | 206.75 | 55.75 | 2
2023/24 | 207.25 | 55.75 | 2
2023/24 | 207.75 | 55.75 | 1
2023/24 | 208.25 | 55.75 | 2
2023/24 | 208.75 | 55.75 | 3
2023/24 | 209.25 | 55.75 | 3
2023/24 | 209.75 | 55.75 | 2
2023/24 | 210.25 | 55.75 | 2
2023/24 | 210.75 | 55.75 | 1
2023/24 | 211.75 | 55.75 | 1
2023/24 | 212.75 | 55.75 | 2
2023/24 | 213.25 | 55.75 | 1
2023/24 | 214.75 | 55.75 | 1
2023/24 | 215.25 | 55.75 | 2
2023/24 | 216.25 | 55.75 | 2
2023/24 | 216.75 | 55.75 | 4
2023/24 | 217.75 | 55.75 | 2
2023/24 | 219.25 | 55.75 | 1
2023/24 | 220.75 | 55.75 | 1
2023/24 | 221.75 | 55.75 | 2
2023/24 | 222.25 | 55.75 | 2
2023/24 | 222.75 | 55.75 | 1
2023/24 | 226.75 | 55.75 | 1
2023/24 | 229.25 | 55.75 | 2
2023/24 | 229.75 | 55.75 | 1
2023/24 | 232.75 | 55.75 | 1
2023/24 | 236.75 | 55.75 | 1
2023/24 | 239.25 | 55.75 | 1
2023/24 | 240.25 | 55.75 | 1
2023/24 | 241.75 | 55.75 | 1
2023/24 | 247.75 | 55.75 | 1
2023/24 | 251.75 | 55.75 | 1
2023/24 | 255.75 | 55.75 | 1
2023/24 | 258.25 | 55.75 | 1
2023/24 | 259.25 | 55.75 | 1
2023/24 | 270.25 | 55.75 | 1
2023/24 | 271.25 | 55.75 | 1
2023/24 | 272.25 | 55.75 | 1
2023/24 | 272.75 | 55.75 | 1
2023/24 | 285.25 | 55.75 | 1
2023/24 | 303.75 | 55.75 | 1
2023/24 | 85.75 | 56.25 | 1
2023/24 | 91.25 | 56.25 | 1
2023/24 | 92.25 | 56.25 | 1
2023/24 | 92.75 | 56.25 | 1
2023/24 | 93.25 | 56.25 | 1
2023/24 | 93.75 | 56.25 | 1
2023/24 | 94.25 | 56.25 | 2
2023/24 | 94.75 | 56.25 | 1
2023/24 | 95.25 | 56.25 | 1
2023/24 | 96.25 | 56.25 | 1
2023/24 | 96.75 | 56.25 | 5
2023/24 | 97.25 | 56.25 | 1
2023/24 | 97.75 | 56.25 | 3
2023/24 | 98.25 | 56.25 | 2
2023/24 | 98.75 | 56.25 | 2
2023/24 | 99.75 | 56.25 | 3
2023/24 | 100.25 | 56.25 | 2
2023/24 | 100.75 | 56.25 | 4
2023/24 | 101.25 | 56.25 | 3
2023/24 | 101.75 | 56.25 | 4
2023/24 | 102.25 | 56.25 | 4
2023/24 | 102.75 | 56.25 | 4
2023/24 | 103.25 | 56.25 | 4
2023/24 | 103.75 | 56.25 | 7
2023/24 | 104.25 | 56.25 | 8
2023/24 | 104.75 | 56.25 | 4
2023/24 | 105.25 | 56.25 | 15
2023/24 | 105.75 | 56.25 | 12
2023/24 | 106.25 | 56.25 | 9
2023/24 | 106.75 | 56.25 | 15
2023/24 | 107.25 | 56.25 | 16
2023/24 | 107.75 | 56.25 | 11
2023/24 | 108.25 | 56.25 | 23
2023/24 | 108.75 | 56.25 | 22
2023/24 | 109.25 | 56.25 | 11
2023/24 | 109.75 | 56.25 | 19
2023/24 | 110.25 | 56.25 | 20
2023/24 | 110.75 | 56.25 | 20
2023/24 | 111.25 | 56.25 | 28
2023/24 | 111.75 | 56.25 | 28
2023/24 | 112.25 | 56.25 | 31
2023/24 | 112.75 | 56.25 | 36
2023/24 | 113.25 | 56.25 | 37
2023/24 | 113.75 | 56.25 | 33
2023/24 | 114.25 | 56.25 | 39
2023/24 | 114.75 | 56.25 | 36
2023/24 | 115.25 | 56.25 | 38
2023/24 | 115.75 | 56.25 | 45
2023/24 | 116.25 | 56.25 | 52
2023/24 | 116.75 | 56.25 | 56
2023/24 | 117.25 | 56.25 | 46
2023/24 | 117.75 | 56.25 | 45
2023/24 | 118.25 | 56.25 | 52
2023/24 | 118.75 | 56.25 | 55
2023/24 | 119.25 | 56.25 | 55
2023/24 | 119.75 | 56.25 | 58
2023/24 | 120.25 | 56.25 | 55
2023/24 | 120.75 | 56.25 | 76
2023/24 | 121.25 | 56.25 | 73
2023/24 | 121.75 | 56.25 | 58
2023/24 | 122.25 | 56.25 | 52
2023/24 | 122.75 | 56.25 | 75
2023/24 | 123.25 | 56.25 | 75
2023/24 | 123.75 | 56.25 | 95
2023/24 | 124.25 | 56.25 | 80
2023/24 | 124.75 | 56.25 | 73
2023/24 | 125.25 | 56.25 | 96
2023/24 | 125.75 | 56.25 | 92
2023/24 | 126.25 | 56.25 | 87
2023/24 | 126.75 | 56.25 | 92
2023/24 | 127.25 | 56.25 | 118
2023/24 | 127.75 | 56.25 | 92
2023/24 | 128.25 | 56.25 | 80
2023/24 | 128.75 | 56.25 | 94
2023/24 | 129.25 | 56.25 | 101
2023/24 | 129.75 | 56.25 | 110
2023/24 | 130.25 | 56.25 | 109
2023/24 | 130.75 | 56.25 | 108
2023/24 | 131.25 | 56.25 | 114
2023/24 | 131.75 | 56.25 | 121
2023/24 | 132.25 | 56.25 | 106
2023/24 | 132.75 | 56.25 | 110
2023/24 | 133.25 | 56.25 | 101
2023/24 | 133.75 | 56.25 | 127
2023/24 | 134.25 | 56.25 | 112
2023/24 | 134.75 | 56.25 | 113
2023/24 | 135.25 | 56.25 | 122
2023/24 | 135.75 | 56.25 | 119
2023/24 | 136.25 | 56.25 | 119
2023/24 | 136.75 | 56.25 | 126
2023/24 | 137.25 | 56.25 | 118
2023/24 | 137.75 | 56.25 | 112
2023/24 | 138.25 | 56.25 | 103
2023/24 | 138.75 | 56.25 | 112
2023/24 | 139.25 | 56.25 | 101
2023/24 | 139.75 | 56.25 | 92
2023/24 | 140.25 | 56.25 | 100
2023/24 | 140.75 | 56.25 | 103
2023/24 | 141.25 | 56.25 | 83
2023/24 | 141.75 | 56.25 | 106
2023/24 | 142.25 | 56.25 | 91
2023/24 | 142.75 | 56.25 | 117
2023/24 | 143.25 | 56.25 | 99
2023/24 | 143.75 | 56.25 | 95
2023/24 | 144.25 | 56.25 | 84
2023/24 | 144.75 | 56.25 | 102
2023/24 | 145.25 | 56.25 | 104
2023/24 | 145.75 | 56.25 | 88
2023/24 | 146.25 | 56.25 | 90
2023/24 | 146.75 | 56.25 | 95
2023/24 | 147.25 | 56.25 | 87
2023/24 | 147.75 | 56.25 | 91
2023/24 | 148.25 | 56.25 | 96
2023/24 | 148.75 | 56.25 | 105
2023/24 | 149.25 | 56.25 | 94
2023/24 | 149.75 | 56.25 | 88
2023/24 | 150.25 | 56.25 | 66
2023/24 | 150.75 | 56.25 | 88
2023/24 | 151.25 | 56.25 | 78
2023/24 | 151.75 | 56.25 | 82
2023/24 | 152.25 | 56.25 | 59
2023/24 | 152.75 | 56.25 | 52
2023/24 | 153.25 | 56.25 | 57
2023/24 | 153.75 | 56.25 | 73
2023/24 | 154.25 | 56.25 | 71
2023/24 | 154.75 | 56.25 | 76
2023/24 | 155.25 | 56.25 | 59
2023/24 | 155.75 | 56.25 | 55
2023/24 | 156.25 | 56.25 | 61
2023/24 | 156.75 | 56.25 | 51
2023/24 | 157.25 | 56.25 | 57
2023/24 | 157.75 | 56.25 | 67
2023/24 | 158.25 | 56.25 | 43
2023/24 | 158.75 | 56.25 | 57
2023/24 | 159.25 | 56.25 | 52
2023/24 | 159.75 | 56.25 | 49
2023/24 | 160.25 | 56.25 | 48
2023/24 | 160.75 | 56.25 | 40
2023/24 | 161.25 | 56.25 | 40
2023/24 | 161.75 | 56.25 | 42
2023/24 | 162.25 | 56.25 | 53
2023/24 | 162.75 | 56.25 | 54
2023/24 | 163.25 | 56.25 | 36
2023/24 | 163.75 | 56.25 | 40
2023/24 | 164.25 | 56.25 | 37
2023/24 | 164.75 | 56.25 | 40
2023/24 | 165.25 | 56.25 | 38
2023/24 | 165.75 | 56.25 | 33
2023/24 | 166.25 | 56.25 | 38
2023/24 | 166.75 | 56.25 | 25
2023/24 | 167.25 | 56.25 | 25
2023/24 | 167.75 | 56.25 | 33
2023/24 | 168.25 | 56.25 | 24
2023/24 | 168.75 | 56.25 | 28
2023/24 | 169.25 | 56.25 | 32
2023/24 | 169.75 | 56.25 | 23
2023/24 | 170.25 | 56.25 | 20
2023/24 | 170.75 | 56.25 | 23
2023/24 | 171.25 | 56.25 | 29
2023/24 | 171.75 | 56.25 | 20
2023/24 | 172.25 | 56.25 | 26
2023/24 | 172.75 | 56.25 | 21
2023/24 | 173.25 | 56.25 | 16
2023/24 | 173.75 | 56.25 | 18
2023/24 | 174.25 | 56.25 | 16
2023/24 | 174.75 | 56.25 | 14
2023/24 | 175.25 | 56.25 | 18
2023/24 | 175.75 | 56.25 | 13
2023/24 | 176.25 | 56.25 | 20
2023/24 | 176.75 | 56.25 | 16
2023/24 | 177.25 | 56.25 | 24
2023/24 | 177.75 | 56.25 | 8
2023/24 | 178.25 | 56.25 | 12
2023/24 | 178.75 | 56.25 | 7
2023/24 | 179.25 | 56.25 | 15
2023/24 | 179.75 | 56.25 | 14
2023/24 | 180.25 | 56.25 | 12
2023/24 | 180.75 | 56.25 | 14
2023/24 | 181.25 | 56.25 | 17
2023/24 | 181.75 | 56.25 | 9
2023/24 | 182.25 | 56.25 | 11
2023/24 | 182.75 | 56.25 | 13
2023/24 | 183.25 | 56.25 | 13
2023/24 | 183.75 | 56.25 | 9
2023/24 | 184.25 | 56.25 | 8
2023/24 | 184.75 | 56.25 | 6
2023/24 | 185.25 | 56.25 | 6
2023/24 | 185.75 | 56.25 | 10
2023/24 | 186.25 | 56.25 | 9
2023/24 | 186.75 | 56.25 | 6
2023/24 | 187.25 | 56.25 | 3
2023/24 | 187.75 | 56.25 | 8
2023/24 | 188.25 | 56.25 | 13
2023/24 | 188.75 | 56.25 | 6
2023/24 | 189.25 | 56.25 | 1
2023/24 | 189.75 | 56.25 | 8
2023/24 | 190.25 | 56.25 | 8
2023/24 | 190.75 | 56.25 | 3
2023/24 | 191.25 | 56.25 | 4
2023/24 | 191.75 | 56.25 | 8
2023/24 | 192.25 | 56.25 | 6
2023/24 | 192.75 | 56.25 | 8
2023/24 | 193.25 | 56.25 | 7
2023/24 | 193.75 | 56.25 | 6
2023/24 | 194.25 | 56.25 | 2
2023/24 | 194.75 | 56.25 | 2
2023/24 | 195.25 | 56.25 | 5
2023/24 | 195.75 | 56.25 | 4
2023/24 | 196.25 | 56.25 | 3
2023/24 | 196.75 | 56.25 | 4
2023/24 | 197.25 | 56.25 | 5
2023/24 | 197.75 | 56.25 | 1
2023/24 | 198.25 | 56.25 | 4
2023/24 | 199.25 | 56.25 | 1
2023/24 | 199.75 | 56.25 | 2
2023/24 | 200.25 | 56.25 | 6
2023/24 | 200.75 | 56.25 | 4
2023/24 | 201.25 | 56.25 | 4
2023/24 | 201.75 | 56.25 | 5
2023/24 | 202.75 | 56.25 | 4
2023/24 | 203.25 | 56.25 | 2
2023/24 | 203.75 | 56.25 | 4
2023/24 | 204.25 | 56.25 | 3
2023/24 | 204.75 | 56.25 | 2
2023/24 | 205.25 | 56.25 | 2
2023/24 | 206.25 | 56.25 | 2
2023/24 | 206.75 | 56.25 | 4
2023/24 | 207.25 | 56.25 | 3
2023/24 | 207.75 | 56.25 | 1
2023/24 | 208.25 | 56.25 | 3
2023/24 | 209.25 | 56.25 | 3
2023/24 | 209.75 | 56.25 | 3
2023/24 | 210.25 | 56.25 | 1
2023/24 | 210.75 | 56.25 | 1
2023/24 | 211.25 | 56.25 | 3
2023/24 | 211.75 | 56.25 | 2
2023/24 | 212.75 | 56.25 | 2
2023/24 | 213.25 | 56.25 | 2
2023/24 | 213.75 | 56.25 | 3
2023/24 | 214.25 | 56.25 | 3
2023/24 | 214.75 | 56.25 | 1
2023/24 | 216.25 | 56.25 | 1
2023/24 | 216.75 | 56.25 | 2
2023/24 | 217.25 | 56.25 | 1
2023/24 | 217.75 | 56.25 | 2
2023/24 | 218.25 | 56.25 | 2
2023/24 | 218.75 | 56.25 | 1
2023/24 | 219.25 | 56.25 | 1
2023/24 | 219.75 | 56.25 | 1
2023/24 | 220.75 | 56.25 | 2
2023/24 | 221.75 | 56.25 | 2
2023/24 | 222.25 | 56.25 | 1
2023/24 | 223.25 | 56.25 | 1
2023/24 | 223.75 | 56.25 | 1
2023/24 | 228.25 | 56.25 | 1
2023/24 | 228.75 | 56.25 | 2
2023/24 | 230.25 | 56.25 | 1
2023/24 | 233.25 | 56.25 | 1
2023/24 | 234.25 | 56.25 | 1
2023/24 | 237.75 | 56.25 | 1
2023/24 | 239.75 | 56.25 | 1
2023/24 | 240.25 | 56.25 | 1
2023/24 | 241.75 | 56.25 | 1
2023/24 | 249.25 | 56.25 | 2
2023/24 | 256.75 | 56.25 | 1
2023/24 | 260.75 | 56.25 | 1
2023/24 | 263.25 | 56.25 | 1
2023/24 | 265.75 | 56.25 | 1
2023/24 | 266.25 | 56.25 | 1
2023/24 | 271.75 | 56.25 | 1
2023/24 | 276.25 | 56.25 | 1
2023/24 | 289.75 | 56.25 | 1
2023/24 | 293.25 | 56.25 | 1
2023/24 | 305.25 | 56.25 | 1
2023/24 | 328.75 | 56.25 | 2
2023/24 | 86.25 | 56.75 | 1
2023/24 | 89.25 | 56.75 | 1
2023/24 | 89.75 | 56.75 | 1
2023/24 | 90.75 | 56.75 | 1
2023/24 | 91.25 | 56.75 | 1
2023/24 | 92.75 | 56.75 | 1
2023/24 | 93.75 | 56.75 | 1
2023/24 | 94.25 | 56.75 | 2
2023/24 | 94.75 | 56.75 | 1
2023/24 | 95.25 | 56.75 | 1
2023/24 | 96.25 | 56.75 | 1
2023/24 | 96.75 | 56.75 | 2
2023/24 | 97.25 | 56.75 | 2
2023/24 | 98.25 | 56.75 | 3
2023/24 | 98.75 | 56.75 | 2
2023/24 | 99.25 | 56.75 | 1
2023/24 | 99.75 | 56.75 | 5
2023/24 | 100.25 | 56.75 | 2
2023/24 | 100.75 | 56.75 | 4
2023/24 | 101.25 | 56.75 | 4
2023/24 | 101.75 | 56.75 | 6
2023/24 | 102.25 | 56.75 | 6
2023/24 | 102.75 | 56.75 | 5
2023/24 | 103.25 | 56.75 | 6
2023/24 | 103.75 | 56.75 | 2
2023/24 | 104.25 | 56.75 | 7
2023/24 | 104.75 | 56.75 | 9
2023/24 | 105.25 | 56.75 | 8
2023/24 | 105.75 | 56.75 | 14
2023/24 | 106.25 | 56.75 | 10
2023/24 | 106.75 | 56.75 | 10
2023/24 | 107.25 | 56.75 | 9
2023/24 | 107.75 | 56.75 | 16
2023/24 | 108.25 | 56.75 | 13
2023/24 | 108.75 | 56.75 | 19
2023/24 | 109.25 | 56.75 | 13
2023/24 | 109.75 | 56.75 | 16
2023/24 | 110.25 | 56.75 | 18
2023/24 | 110.75 | 56.75 | 16
2023/24 | 111.25 | 56.75 | 23
2023/24 | 111.75 | 56.75 | 16
2023/24 | 112.25 | 56.75 | 23
2023/24 | 112.75 | 56.75 | 32
2023/24 | 113.25 | 56.75 | 29
2023/24 | 113.75 | 56.75 | 27
2023/24 | 114.25 | 56.75 | 26
2023/24 | 114.75 | 56.75 | 39
2023/24 | 115.25 | 56.75 | 44
2023/24 | 115.75 | 56.75 | 47
2023/24 | 116.25 | 56.75 | 65
2023/24 | 116.75 | 56.75 | 38
2023/24 | 117.25 | 56.75 | 35
2023/24 | 117.75 | 56.75 | 57
2023/24 | 118.25 | 56.75 | 50
2023/24 | 118.75 | 56.75 | 67
2023/24 | 119.25 | 56.75 | 66
2023/24 | 119.75 | 56.75 | 56
2023/24 | 120.25 | 56.75 | 59
2023/24 | 120.75 | 56.75 | 68
2023/24 | 121.25 | 56.75 | 65
2023/24 | 121.75 | 56.75 | 64
2023/24 | 122.25 | 56.75 | 79
2023/24 | 122.75 | 56.75 | 65
2023/24 | 123.25 | 56.75 | 76
2023/24 | 123.75 | 56.75 | 83
2023/24 | 124.25 | 56.75 | 86
2023/24 | 124.75 | 56.75 | 102
2023/24 | 125.25 | 56.75 | 78
2023/24 | 125.75 | 56.75 | 87
2023/24 | 126.25 | 56.75 | 90
2023/24 | 126.75 | 56.75 | 86
2023/24 | 127.25 | 56.75 | 99
2023/24 | 127.75 | 56.75 | 103
2023/24 | 128.25 | 56.75 | 97
2023/24 | 128.75 | 56.75 | 88
2023/24 | 129.25 | 56.75 | 97
2023/24 | 129.75 | 56.75 | 90
2023/24 | 130.25 | 56.75 | 89
2023/24 | 130.75 | 56.75 | 100
2023/24 | 131.25 | 56.75 | 91
2023/24 | 131.75 | 56.75 | 119
2023/24 | 132.25 | 56.75 | 115
2023/24 | 132.75 | 56.75 | 117
2023/24 | 133.25 | 56.75 | 113
2023/24 | 133.75 | 56.75 | 118
2023/24 | 134.25 | 56.75 | 108
2023/24 | 134.75 | 56.75 | 115
2023/24 | 135.25 | 56.75 | 88
2023/24 | 135.75 | 56.75 | 116
2023/24 | 136.25 | 56.75 | 105
2023/24 | 136.75 | 56.75 | 131
2023/24 | 137.25 | 56.75 | 110
2023/24 | 137.75 | 56.75 | 129
2023/24 | 138.25 | 56.75 | 99
2023/24 | 138.75 | 56.75 | 110
2023/24 | 139.25 | 56.75 | 104
2023/24 | 139.75 | 56.75 | 108
2023/24 | 140.25 | 56.75 | 126
2023/24 | 140.75 | 56.75 | 118
2023/24 | 141.25 | 56.75 | 118
2023/24 | 141.75 | 56.75 | 112
2023/24 | 142.25 | 56.75 | 131
2023/24 | 142.75 | 56.75 | 104
2023/24 | 143.25 | 56.75 | 121
2023/24 | 143.75 | 56.75 | 103
2023/24 | 144.25 | 56.75 | 107
2023/24 | 144.75 | 56.75 | 112
2023/24 | 145.25 | 56.75 | 114
2023/24 | 145.75 | 56.75 | 104
2023/24 | 146.25 | 56.75 | 101
2023/24 | 146.75 | 56.75 | 95
2023/24 | 147.25 | 56.75 | 96
2023/24 | 147.75 | 56.75 | 106
2023/24 | 148.25 | 56.75 | 99
2023/24 | 148.75 | 56.75 | 83
2023/24 | 149.25 | 56.75 | 84
2023/24 | 149.75 | 56.75 | 89
2023/24 | 150.25 | 56.75 | 99
2023/24 | 150.75 | 56.75 | 81
2023/24 | 151.25 | 56.75 | 73
2023/24 | 151.75 | 56.75 | 58
2023/24 | 152.25 | 56.75 | 85
2023/24 | 152.75 | 56.75 | 70
2023/24 | 153.25 | 56.75 | 70
2023/24 | 153.75 | 56.75 | 93
2023/24 | 154.25 | 56.75 | 77
2023/24 | 154.75 | 56.75 | 57
2023/24 | 155.25 | 56.75 | 61
2023/24 | 155.75 | 56.75 | 60
2023/24 | 156.25 | 56.75 | 51
2023/24 | 156.75 | 56.75 | 58
2023/24 | 157.25 | 56.75 | 44
2023/24 | 157.75 | 56.75 | 51
2023/24 | 158.25 | 56.75 | 65
2023/24 | 158.75 | 56.75 | 45
2023/24 | 159.25 | 56.75 | 49
2023/24 | 159.75 | 56.75 | 47
2023/24 | 160.25 | 56.75 | 37
2023/24 | 160.75 | 56.75 | 48
2023/24 | 161.25 | 56.75 | 50
2023/24 | 161.75 | 56.75 | 45
2023/24 | 162.25 | 56.75 | 49
2023/24 | 162.75 | 56.75 | 44
2023/24 | 163.25 | 56.75 | 48
2023/24 | 163.75 | 56.75 | 44
2023/24 | 164.25 | 56.75 | 34
2023/24 | 164.75 | 56.75 | 44
2023/24 | 165.25 | 56.75 | 23
2023/24 | 165.75 | 56.75 | 37
2023/24 | 166.25 | 56.75 | 39
2023/24 | 166.75 | 56.75 | 36
2023/24 | 167.25 | 56.75 | 23
2023/24 | 167.75 | 56.75 | 33
2023/24 | 168.25 | 56.75 | 37
2023/24 | 168.75 | 56.75 | 35
2023/24 | 169.25 | 56.75 | 27
2023/24 | 169.75 | 56.75 | 20
2023/24 | 170.25 | 56.75 | 25
2023/24 | 170.75 | 56.75 | 29
2023/24 | 171.25 | 56.75 | 25
2023/24 | 171.75 | 56.75 | 25
2023/24 | 172.25 | 56.75 | 25
2023/24 | 172.75 | 56.75 | 26
2023/24 | 173.25 | 56.75 | 21
2023/24 | 173.75 | 56.75 | 14
2023/24 | 174.25 | 56.75 | 25
2023/24 | 174.75 | 56.75 | 13
2023/24 | 175.25 | 56.75 | 19
2023/24 | 175.75 | 56.75 | 22
2023/24 | 176.25 | 56.75 | 14
2023/24 | 176.75 | 56.75 | 25
2023/24 | 177.25 | 56.75 | 13
2023/24 | 177.75 | 56.75 | 13
2023/24 | 178.25 | 56.75 | 19
2023/24 | 178.75 | 56.75 | 15
2023/24 | 179.25 | 56.75 | 13
2023/24 | 179.75 | 56.75 | 17
2023/24 | 180.25 | 56.75 | 15
2023/24 | 180.75 | 56.75 | 15
2023/24 | 181.25 | 56.75 | 10
2023/24 | 181.75 | 56.75 | 15
2023/24 | 182.25 | 56.75 | 13
2023/24 | 182.75 | 56.75 | 4
2023/24 | 183.25 | 56.75 | 10
2023/24 | 183.75 | 56.75 | 7
2023/24 | 184.25 | 56.75 | 14
2023/24 | 184.75 | 56.75 | 5
2023/24 | 185.25 | 56.75 | 13
2023/24 | 185.75 | 56.75 | 9
2023/24 | 186.25 | 56.75 | 11
2023/24 | 186.75 | 56.75 | 13
2023/24 | 187.25 | 56.75 | 9
2023/24 | 187.75 | 56.75 | 3
2023/24 | 188.25 | 56.75 | 11
2023/24 | 188.75 | 56.75 | 3
2023/24 | 189.25 | 56.75 | 7
2023/24 | 189.75 | 56.75 | 5
2023/24 | 190.25 | 56.75 | 9
2023/24 | 190.75 | 56.75 | 1
2023/24 | 191.25 | 56.75 | 4
2023/24 | 191.75 | 56.75 | 6
2023/24 | 192.25 | 56.75 | 3
2023/24 | 192.75 | 56.75 | 6
2023/24 | 193.25 | 56.75 | 3
2023/24 | 193.75 | 56.75 | 8
2023/24 | 194.75 | 56.75 | 6
2023/24 | 195.25 | 56.75 | 3
2023/24 | 195.75 | 56.75 | 6
2023/24 | 196.25 | 56.75 | 4
2023/24 | 196.75 | 56.75 | 5
2023/24 | 197.25 | 56.75 | 5
2023/24 | 197.75 | 56.75 | 3
2023/24 | 198.25 | 56.75 | 3
2023/24 | 198.75 | 56.75 | 6
2023/24 | 199.25 | 56.75 | 3
2023/24 | 199.75 | 56.75 | 7
2023/24 | 200.25 | 56.75 | 1
2023/24 | 200.75 | 56.75 | 4
2023/24 | 201.25 | 56.75 | 3
2023/24 | 201.75 | 56.75 | 2
2023/24 | 202.25 | 56.75 | 2
2023/24 | 202.75 | 56.75 | 3
2023/24 | 203.25 | 56.75 | 2
2023/24 | 203.75 | 56.75 | 4
2023/24 | 204.25 | 56.75 | 2
2023/24 | 205.25 | 56.75 | 3
2023/24 | 205.75 | 56.75 | 2
2023/24 | 206.25 | 56.75 | 2
2023/24 | 206.75 | 56.75 | 1
2023/24 | 207.25 | 56.75 | 3
2023/24 | 208.25 | 56.75 | 3
2023/24 | 208.75 | 56.75 | 2
2023/24 | 209.25 | 56.75 | 4
2023/24 | 209.75 | 56.75 | 1
2023/24 | 210.25 | 56.75 | 3
2023/24 | 210.75 | 56.75 | 2
2023/24 | 211.25 | 56.75 | 3
2023/24 | 211.75 | 56.75 | 2
2023/24 | 212.25 | 56.75 | 2
2023/24 | 213.25 | 56.75 | 4
2023/24 | 213.75 | 56.75 | 2
2023/24 | 214.25 | 56.75 | 6
2023/24 | 214.75 | 56.75 | 4
2023/24 | 215.25 | 56.75 | 2
2023/24 | 215.75 | 56.75 | 2
2023/24 | 216.75 | 56.75 | 3
2023/24 | 218.25 | 56.75 | 2
2023/24 | 219.75 | 56.75 | 1
2023/24 | 222.25 | 56.75 | 1
2023/24 | 222.75 | 56.75 | 2
2023/24 | 223.25 | 56.75 | 1
2023/24 | 223.75 | 56.75 | 2
2023/24 | 227.25 | 56.75 | 1
2023/24 | 230.25 | 56.75 | 1
2023/24 | 231.25 | 56.75 | 1
2023/24 | 231.75 | 56.75 | 1
2023/24 | 234.75 | 56.75 | 1
2023/24 | 236.75 | 56.75 | 1
2023/24 | 242.25 | 56.75 | 2
2023/24 | 243.75 | 56.75 | 1
2023/24 | 244.25 | 56.75 | 1
2023/24 | 245.25 | 56.75 | 3
2023/24 | 247.75 | 56.75 | 1
2023/24 | 256.25 | 56.75 | 1
2023/24 | 263.75 | 56.75 | 1
2023/24 | 270.75 | 56.75 | 1
2023/24 | 281.75 | 56.75 | 1
2023/24 | 284.75 | 56.75 | 1
2023/24 | 285.25 | 56.75 | 1
2023/24 | 293.25 | 56.75 | 1
2023/24 | 335.25 | 56.75 | 1
2023/24 | 82.75 | 57.25 | 1
2023/24 | 84.75 | 57.25 | 1
2023/24 | 87.25 | 57.25 | 1
2023/24 | 90.75 | 57.25 | 1
2023/24 | 92.75 | 57.25 | 1
2023/24 | 94.75 | 57.25 | 1
2023/24 | 96.25 | 57.25 | 1
2023/24 | 97.25 | 57.25 | 1
2023/24 | 97.75 | 57.25 | 1
2023/24 | 98.25 | 57.25 | 1
2023/24 | 98.75 | 57.25 | 1
2023/24 | 99.75 | 57.25 | 1
2023/24 | 100.25 | 57.25 | 5
2023/24 | 100.75 | 57.25 | 2
2023/24 | 101.25 | 57.25 | 3
2023/24 | 101.75 | 57.25 | 6
2023/24 | 102.25 | 57.25 | 7
2023/24 | 102.75 | 57.25 | 7
2023/24 | 103.25 | 57.25 | 7
2023/24 | 103.75 | 57.25 | 4
2023/24 | 104.25 | 57.25 | 5
2023/24 | 104.75 | 57.25 | 3
2023/24 | 105.25 | 57.25 | 6
2023/24 | 105.75 | 57.25 | 10
2023/24 | 106.25 | 57.25 | 7
2023/24 | 106.75 | 57.25 | 11
2023/24 | 107.25 | 57.25 | 13
2023/24 | 107.75 | 57.25 | 5
2023/24 | 108.25 | 57.25 | 20
2023/24 | 108.75 | 57.25 | 16
2023/24 | 109.25 | 57.25 | 11
2023/24 | 109.75 | 57.25 | 27
2023/24 | 110.25 | 57.25 | 19
2023/24 | 110.75 | 57.25 | 22
2023/24 | 111.25 | 57.25 | 17
2023/24 | 111.75 | 57.25 | 15
2023/24 | 112.25 | 57.25 | 21
2023/24 | 112.75 | 57.25 | 27
2023/24 | 113.25 | 57.25 | 28
2023/24 | 113.75 | 57.25 | 29
2023/24 | 114.25 | 57.25 | 35
2023/24 | 114.75 | 57.25 | 27
2023/24 | 115.25 | 57.25 | 43
2023/24 | 115.75 | 57.25 | 34
2023/24 | 116.25 | 57.25 | 39
2023/24 | 116.75 | 57.25 | 39
2023/24 | 117.25 | 57.25 | 47
2023/24 | 117.75 | 57.25 | 48
2023/24 | 118.25 | 57.25 | 43
2023/24 | 118.75 | 57.25 | 58
2023/24 | 119.25 | 57.25 | 51
2023/24 | 119.75 | 57.25 | 69
2023/24 | 120.25 | 57.25 | 60
2023/24 | 120.75 | 57.25 | 57
2023/24 | 121.25 | 57.25 | 80
2023/24 | 121.75 | 57.25 | 66
2023/24 | 122.25 | 57.25 | 72
2023/24 | 122.75 | 57.25 | 64
2023/24 | 123.25 | 57.25 | 83
2023/24 | 123.75 | 57.25 | 79
2023/24 | 124.25 | 57.25 | 71
2023/24 | 124.75 | 57.25 | 71
2023/24 | 125.25 | 57.25 | 77
2023/24 | 125.75 | 57.25 | 95
2023/24 | 126.25 | 57.25 | 93
2023/24 | 126.75 | 57.25 | 82
2023/24 | 127.25 | 57.25 | 84
2023/24 | 127.75 | 57.25 | 81
2023/24 | 128.25 | 57.25 | 93
2023/24 | 128.75 | 57.25 | 106
2023/24 | 129.25 | 57.25 | 79
2023/24 | 129.75 | 57.25 | 109
2023/24 | 130.25 | 57.25 | 129
2023/24 | 130.75 | 57.25 | 110
2023/24 | 131.25 | 57.25 | 113
2023/24 | 131.75 | 57.25 | 124
2023/24 | 132.25 | 57.25 | 113
2023/24 | 132.75 | 57.25 | 105
2023/24 | 133.25 | 57.25 | 114
2023/24 | 133.75 | 57.25 | 116
2023/24 | 134.25 | 57.25 | 108
2023/24 | 134.75 | 57.25 | 124
2023/24 | 135.25 | 57.25 | 144
2023/24 | 135.75 | 57.25 | 106
2023/24 | 136.25 | 57.25 | 137
2023/24 | 136.75 | 57.25 | 113
2023/24 | 137.25 | 57.25 | 131
2023/24 | 137.75 | 57.25 | 105
2023/24 | 138.25 | 57.25 | 98
2023/24 | 138.75 | 57.25 | 109
2023/24 | 139.25 | 57.25 | 120
2023/24 | 139.75 | 57.25 | 124
2023/24 | 140.25 | 57.25 | 122
2023/24 | 140.75 | 57.25 | 123
2023/24 | 141.25 | 57.25 | 111
2023/24 | 141.75 | 57.25 | 89
2023/24 | 142.25 | 57.25 | 115
2023/24 | 142.75 | 57.25 | 126
2023/24 | 143.25 | 57.25 | 93
2023/24 | 143.75 | 57.25 | 114
2023/24 | 144.25 | 57.25 | 95
2023/24 | 144.75 | 57.25 | 105
2023/24 | 145.25 | 57.25 | 127
2023/24 | 145.75 | 57.25 | 96
2023/24 | 146.25 | 57.25 | 105
2023/24 | 146.75 | 57.25 | 89
2023/24 | 147.25 | 57.25 | 94
2023/24 | 147.75 | 57.25 | 91
2023/24 | 148.25 | 57.25 | 91
2023/24 | 148.75 | 57.25 | 91
2023/24 | 149.25 | 57.25 | 76
2023/24 | 149.75 | 57.25 | 80
2023/24 | 150.25 | 57.25 | 100
2023/24 | 150.75 | 57.25 | 74
2023/24 | 151.25 | 57.25 | 98
2023/24 | 151.75 | 57.25 | 63
2023/24 | 152.25 | 57.25 | 82
2023/24 | 152.75 | 57.25 | 87
2023/24 | 153.25 | 57.25 | 83
2023/24 | 153.75 | 57.25 | 72
2023/24 | 154.25 | 57.25 | 82
2023/24 | 154.75 | 57.25 | 81
2023/24 | 155.25 | 57.25 | 78
2023/24 | 155.75 | 57.25 | 63
2023/24 | 156.25 | 57.25 | 72
2023/24 | 156.75 | 57.25 | 68
2023/24 | 157.25 | 57.25 | 55
2023/24 | 157.75 | 57.25 | 65
2023/24 | 158.25 | 57.25 | 55
2023/24 | 158.75 | 57.25 | 64
2023/24 | 159.25 | 57.25 | 63
2023/24 | 159.75 | 57.25 | 44
2023/24 | 160.25 | 57.25 | 50
2023/24 | 160.75 | 57.25 | 49
2023/24 | 161.25 | 57.25 | 51
2023/24 | 161.75 | 57.25 | 53
2023/24 | 162.25 | 57.25 | 47
2023/24 | 162.75 | 57.25 | 43
2023/24 | 163.25 | 57.25 | 41
2023/24 | 163.75 | 57.25 | 37
2023/24 | 164.25 | 57.25 | 55
2023/24 | 164.75 | 57.25 | 51
2023/24 | 165.25 | 57.25 | 39
2023/24 | 165.75 | 57.25 | 24
2023/24 | 166.25 | 57.25 | 36
2023/24 | 166.75 | 57.25 | 41
2023/24 | 167.25 | 57.25 | 35
2023/24 | 167.75 | 57.25 | 37
2023/24 | 168.25 | 57.25 | 30
2023/24 | 168.75 | 57.25 | 24
2023/24 | 169.25 | 57.25 | 28
2023/24 | 169.75 | 57.25 | 30
2023/24 | 170.25 | 57.25 | 35
2023/24 | 170.75 | 57.25 | 22
2023/24 | 171.25 | 57.25 | 28
2023/24 | 171.75 | 57.25 | 20
2023/24 | 172.25 | 57.25 | 20
2023/24 | 172.75 | 57.25 | 26
2023/24 | 173.25 | 57.25 | 26
2023/24 | 173.75 | 57.25 | 24
2023/24 | 174.25 | 57.25 | 16
2023/24 | 174.75 | 57.25 | 31
2023/24 | 175.25 | 57.25 | 16
2023/24 | 175.75 | 57.25 | 18
2023/24 | 176.25 | 57.25 | 13
2023/24 | 176.75 | 57.25 | 20
2023/24 | 177.25 | 57.25 | 15
2023/24 | 177.75 | 57.25 | 22
2023/24 | 178.25 | 57.25 | 18
2023/24 | 178.75 | 57.25 | 20
2023/24 | 179.25 | 57.25 | 9
2023/24 | 179.75 | 57.25 | 16
2023/24 | 180.25 | 57.25 | 12
2023/24 | 180.75 | 57.25 | 12
2023/24 | 181.25 | 57.25 | 10
2023/24 | 181.75 | 57.25 | 10
2023/24 | 182.25 | 57.25 | 12
2023/24 | 182.75 | 57.25 | 12
2023/24 | 183.25 | 57.25 | 13
2023/24 | 183.75 | 57.25 | 7
2023/24 | 184.25 | 57.25 | 11
2023/24 | 184.75 | 57.25 | 12
2023/24 | 185.25 | 57.25 | 10
2023/24 | 185.75 | 57.25 | 7
2023/24 | 186.25 | 57.25 | 6
2023/24 | 186.75 | 57.25 | 8
2023/24 | 187.25 | 57.25 | 5
2023/24 | 187.75 | 57.25 | 6
2023/24 | 188.25 | 57.25 | 12
2023/24 | 188.75 | 57.25 | 9
2023/24 | 189.25 | 57.25 | 8
2023/24 | 189.75 | 57.25 | 5
2023/24 | 190.25 | 57.25 | 7
2023/24 | 190.75 | 57.25 | 5
2023/24 | 191.25 | 57.25 | 6
2023/24 | 191.75 | 57.25 | 3
2023/24 | 192.25 | 57.25 | 5
2023/24 | 192.75 | 57.25 | 6
2023/24 | 193.25 | 57.25 | 4
2023/24 | 193.75 | 57.25 | 7
2023/24 | 194.25 | 57.25 | 8
2023/24 | 194.75 | 57.25 | 3
2023/24 | 195.25 | 57.25 | 4
2023/24 | 196.25 | 57.25 | 2
2023/24 | 196.75 | 57.25 | 4
2023/24 | 197.25 | 57.25 | 6
2023/24 | 197.75 | 57.25 | 7
2023/24 | 198.25 | 57.25 | 5
2023/24 | 198.75 | 57.25 | 1
2023/24 | 199.25 | 57.25 | 4
2023/24 | 199.75 | 57.25 | 3
2023/24 | 200.25 | 57.25 | 3
2023/24 | 200.75 | 57.25 | 4
2023/24 | 201.25 | 57.25 | 2
2023/24 | 201.75 | 57.25 | 1
2023/24 | 202.25 | 57.25 | 5
2023/24 | 202.75 | 57.25 | 5
2023/24 | 203.25 | 57.25 | 1
2023/24 | 203.75 | 57.25 | 1
2023/24 | 204.25 | 57.25 | 2
2023/24 | 204.75 | 57.25 | 5
2023/24 | 205.25 | 57.25 | 1
2023/24 | 205.75 | 57.25 | 3
2023/24 | 206.25 | 57.25 | 1
2023/24 | 207.25 | 57.25 | 3
2023/24 | 207.75 | 57.25 | 4
2023/24 | 208.25 | 57.25 | 2
2023/24 | 209.75 | 57.25 | 2
2023/24 | 210.25 | 57.25 | 3
2023/24 | 210.75 | 57.25 | 2
2023/24 | 211.25 | 57.25 | 5
2023/24 | 211.75 | 57.25 | 1
2023/24 | 212.25 | 57.25 | 1
2023/24 | 212.75 | 57.25 | 3
2023/24 | 213.25 | 57.25 | 1
2023/24 | 214.25 | 57.25 | 3
2023/24 | 214.75 | 57.25 | 1
2023/24 | 215.25 | 57.25 | 3
2023/24 | 216.75 | 57.25 | 1
2023/24 | 217.75 | 57.25 | 1
2023/24 | 218.75 | 57.25 | 1
2023/24 | 219.25 | 57.25 | 1
2023/24 | 219.75 | 57.25 | 1
2023/24 | 221.25 | 57.25 | 1
2023/24 | 221.75 | 57.25 | 2
2023/24 | 222.25 | 57.25 | 1
2023/24 | 222.75 | 57.25 | 3
2023/24 | 225.75 | 57.25 | 1
2023/24 | 226.25 | 57.25 | 1
2023/24 | 226.75 | 57.25 | 1
2023/24 | 227.75 | 57.25 | 1
2023/24 | 229.75 | 57.25 | 1
2023/24 | 230.75 | 57.25 | 1
2023/24 | 231.25 | 57.25 | 1
2023/24 | 231.75 | 57.25 | 1
2023/24 | 233.75 | 57.25 | 1
2023/24 | 234.25 | 57.25 | 1
2023/24 | 235.25 | 57.25 | 1
2023/24 | 236.25 | 57.25 | 1
2023/24 | 237.25 | 57.25 | 1
2023/24 | 238.25 | 57.25 | 1
2023/24 | 239.25 | 57.25 | 3
2023/24 | 240.75 | 57.25 | 1
2023/24 | 241.25 | 57.25 | 1
2023/24 | 243.25 | 57.25 | 1
2023/24 | 248.25 | 57.25 | 1
2023/24 | 248.75 | 57.25 | 1
2023/24 | 250.75 | 57.25 | 1
2023/24 | 253.25 | 57.25 | 1
2023/24 | 256.75 | 57.25 | 2
2023/24 | 258.25 | 57.25 | 1
2023/24 | 259.75 | 57.25 | 1
2023/24 | 267.75 | 57.25 | 1
2023/24 | 270.25 | 57.25 | 1
2023/24 | 273.75 | 57.25 | 1
2023/24 | 275.25 | 57.25 | 1
2023/24 | 276.75 | 57.25 | 1
2023/24 | 289.25 | 57.25 | 1
2023/24 | 290.75 | 57.25 | 1
2023/24 | 297.25 | 57.25 | 1
2023/24 | 299.75 | 57.25 | 1
2023/24 | 301.25 | 57.25 | 1
2023/24 | 311.25 | 57.25 | 1
2023/24 | 89.25 | 57.75 | 2
2023/24 | 91.25 | 57.75 | 1
2023/24 | 92.75 | 57.75 | 2
2023/24 | 95.75 | 57.75 | 1
2023/24 | 96.25 | 57.75 | 1
2023/24 | 97.75 | 57.75 | 2
2023/24 | 99.25 | 57.75 | 1
2023/24 | 99.75 | 57.75 | 1
2023/24 | 100.25 | 57.75 | 5
2023/24 | 100.75 | 57.75 | 1
2023/24 | 101.25 | 57.75 | 2
2023/24 | 102.25 | 57.75 | 3
2023/24 | 102.75 | 57.75 | 4
2023/24 | 103.25 | 57.75 | 4
2023/24 | 103.75 | 57.75 | 3
2023/24 | 104.25 | 57.75 | 2
2023/24 | 104.75 | 57.75 | 7
2023/24 | 105.25 | 57.75 | 6
2023/24 | 105.75 | 57.75 | 8
2023/24 | 106.25 | 57.75 | 6
2023/24 | 106.75 | 57.75 | 11
2023/24 | 107.25 | 57.75 | 13
2023/24 | 107.75 | 57.75 | 13
2023/24 | 108.25 | 57.75 | 13
2023/24 | 108.75 | 57.75 | 5
2023/24 | 109.25 | 57.75 | 21
2023/24 | 109.75 | 57.75 | 12
2023/24 | 110.25 | 57.75 | 17
2023/24 | 110.75 | 57.75 | 13
2023/24 | 111.25 | 57.75 | 21
2023/24 | 111.75 | 57.75 | 13
2023/24 | 112.25 | 57.75 | 25
2023/24 | 112.75 | 57.75 | 26
2023/24 | 113.25 | 57.75 | 15
2023/24 | 113.75 | 57.75 | 34
2023/24 | 114.25 | 57.75 | 27
2023/24 | 114.75 | 57.75 | 35
2023/24 | 115.25 | 57.75 | 38
2023/24 | 115.75 | 57.75 | 31
2023/24 | 116.25 | 57.75 | 25
2023/24 | 116.75 | 57.75 | 41
2023/24 | 117.25 | 57.75 | 42
2023/24 | 117.75 | 57.75 | 68
2023/24 | 118.25 | 57.75 | 50
2023/24 | 118.75 | 57.75 | 51
2023/24 | 119.25 | 57.75 | 37
2023/24 | 119.75 | 57.75 | 48
2023/24 | 120.25 | 57.75 | 63
2023/24 | 120.75 | 57.75 | 69
2023/24 | 121.25 | 57.75 | 53
2023/24 | 121.75 | 57.75 | 58
2023/24 | 122.25 | 57.75 | 65
2023/24 | 122.75 | 57.75 | 61
2023/24 | 123.25 | 57.75 | 75
2023/24 | 123.75 | 57.75 | 77
2023/24 | 124.25 | 57.75 | 84
2023/24 | 124.75 | 57.75 | 78
2023/24 | 125.25 | 57.75 | 84
2023/24 | 125.75 | 57.75 | 97
2023/24 | 126.25 | 57.75 | 97
2023/24 | 126.75 | 57.75 | 88
2023/24 | 127.25 | 57.75 | 68
2023/24 | 127.75 | 57.75 | 96
2023/24 | 128.25 | 57.75 | 86
2023/24 | 128.75 | 57.75 | 89
2023/24 | 129.25 | 57.75 | 98
2023/24 | 129.75 | 57.75 | 93
2023/24 | 130.25 | 57.75 | 106
2023/24 | 130.75 | 57.75 | 112
2023/24 | 131.25 | 57.75 | 121
2023/24 | 131.75 | 57.75 | 122
2023/24 | 132.25 | 57.75 | 115
2023/24 | 132.75 | 57.75 | 121
2023/24 | 133.25 | 57.75 | 122
2023/24 | 133.75 | 57.75 | 141
2023/24 | 134.25 | 57.75 | 109
2023/24 | 134.75 | 57.75 | 114
2023/24 | 135.25 | 57.75 | 122
2023/24 | 135.75 | 57.75 | 138
2023/24 | 136.25 | 57.75 | 125
2023/24 | 136.75 | 57.75 | 116
2023/24 | 137.25 | 57.75 | 128
2023/24 | 137.75 | 57.75 | 128
2023/24 | 138.25 | 57.75 | 118
2023/24 | 138.75 | 57.75 | 130
2023/24 | 139.25 | 57.75 | 109
2023/24 | 139.75 | 57.75 | 106
2023/24 | 140.25 | 57.75 | 95
2023/24 | 140.75 | 57.75 | 119
2023/24 | 141.25 | 57.75 | 90
2023/24 | 141.75 | 57.75 | 122
2023/24 | 142.25 | 57.75 | 115
2023/24 | 142.75 | 57.75 | 107
2023/24 | 143.25 | 57.75 | 120
2023/24 | 143.75 | 57.75 | 103
2023/24 | 144.25 | 57.75 | 115
2023/24 | 144.75 | 57.75 | 117
2023/24 | 145.25 | 57.75 | 121
2023/24 | 145.75 | 57.75 | 107
2023/24 | 146.25 | 57.75 | 112
2023/24 | 146.75 | 57.75 | 111
2023/24 | 147.25 | 57.75 | 106
2023/24 | 147.75 | 57.75 | 96
2023/24 | 148.25 | 57.75 | 120
2023/24 | 148.75 | 57.75 | 95
2023/24 | 149.25 | 57.75 | 101
2023/24 | 149.75 | 57.75 | 94
2023/24 | 150.25 | 57.75 | 83
2023/24 | 150.75 | 57.75 | 76
2023/24 | 151.25 | 57.75 | 94
2023/24 | 151.75 | 57.75 | 79
2023/24 | 152.25 | 57.75 | 104
2023/24 | 152.75 | 57.75 | 78
2023/24 | 153.25 | 57.75 | 82
2023/24 | 153.75 | 57.75 | 85
2023/24 | 154.25 | 57.75 | 73
2023/24 | 154.75 | 57.75 | 71
2023/24 | 155.25 | 57.75 | 73
2023/24 | 155.75 | 57.75 | 76
2023/24 | 156.25 | 57.75 | 74
2023/24 | 156.75 | 57.75 | 67
2023/24 | 157.25 | 57.75 | 74
2023/24 | 157.75 | 57.75 | 71
2023/24 | 158.25 | 57.75 | 58
2023/24 | 158.75 | 57.75 | 58
2023/24 | 159.25 | 57.75 | 58
2023/24 | 159.75 | 57.75 | 67
2023/24 | 160.25 | 57.75 | 41
2023/24 | 160.75 | 57.75 | 64
2023/24 | 161.25 | 57.75 | 53
2023/24 | 161.75 | 57.75 | 61
2023/24 | 162.25 | 57.75 | 46
2023/24 | 162.75 | 57.75 | 47
2023/24 | 163.25 | 57.75 | 40
2023/24 | 163.75 | 57.75 | 36
2023/24 | 164.25 | 57.75 | 49
2023/24 | 164.75 | 57.75 | 36
2023/24 | 165.25 | 57.75 | 38
2023/24 | 165.75 | 57.75 | 41
2023/24 | 166.25 | 57.75 | 36
2023/24 | 166.75 | 57.75 | 40
2023/24 | 167.25 | 57.75 | 36
2023/24 | 167.75 | 57.75 | 32
2023/24 | 168.25 | 57.75 | 36
2023/24 | 168.75 | 57.75 | 30
2023/24 | 169.25 | 57.75 | 41
2023/24 | 169.75 | 57.75 | 31
2023/24 | 170.25 | 57.75 | 38
2023/24 | 170.75 | 57.75 | 25
2023/24 | 171.25 | 57.75 | 29
2023/24 | 171.75 | 57.75 | 27
2023/24 | 172.25 | 57.75 | 34
2023/24 | 172.75 | 57.75 | 15
2023/24 | 173.25 | 57.75 | 20
2023/24 | 173.75 | 57.75 | 20
2023/24 | 174.25 | 57.75 | 33
2023/24 | 174.75 | 57.75 | 29
2023/24 | 175.25 | 57.75 | 24
2023/24 | 175.75 | 57.75 | 17
2023/24 | 176.25 | 57.75 | 18
2023/24 | 176.75 | 57.75 | 20
2023/24 | 177.25 | 57.75 | 17
2023/24 | 177.75 | 57.75 | 23
2023/24 | 178.25 | 57.75 | 18
2023/24 | 178.75 | 57.75 | 18
2023/24 | 179.25 | 57.75 | 15
2023/24 | 179.75 | 57.75 | 14
2023/24 | 180.25 | 57.75 | 16
2023/24 | 180.75 | 57.75 | 16
2023/24 | 181.25 | 57.75 | 11
2023/24 | 181.75 | 57.75 | 14
2023/24 | 182.25 | 57.75 | 17
2023/24 | 182.75 | 57.75 | 10
2023/24 | 183.25 | 57.75 | 18
2023/24 | 183.75 | 57.75 | 7
2023/24 | 184.25 | 57.75 | 9
2023/24 | 184.75 | 57.75 | 8
2023/24 | 185.25 | 57.75 | 9
2023/24 | 185.75 | 57.75 | 10
2023/24 | 186.25 | 57.75 | 7
2023/24 | 186.75 | 57.75 | 8
2023/24 | 187.25 | 57.75 | 21
2023/24 | 187.75 | 57.75 | 11
2023/24 | 188.25 | 57.75 | 9
2023/24 | 188.75 | 57.75 | 5
2023/24 | 189.25 | 57.75 | 9
2023/24 | 189.75 | 57.75 | 8
2023/24 | 190.25 | 57.75 | 8
2023/24 | 190.75 | 57.75 | 2
2023/24 | 191.25 | 57.75 | 3
2023/24 | 191.75 | 57.75 | 8
2023/24 | 192.25 | 57.75 | 7
2023/24 | 192.75 | 57.75 | 5
2023/24 | 193.25 | 57.75 | 5
2023/24 | 193.75 | 57.75 | 7
2023/24 | 194.25 | 57.75 | 6
2023/24 | 194.75 | 57.75 | 4
2023/24 | 195.25 | 57.75 | 6
2023/24 | 195.75 | 57.75 | 5
2023/24 | 196.25 | 57.75 | 6
2023/24 | 196.75 | 57.75 | 2
2023/24 | 197.25 | 57.75 | 4
2023/24 | 197.75 | 57.75 | 5
2023/24 | 198.25 | 57.75 | 4
2023/24 | 198.75 | 57.75 | 4
2023/24 | 199.25 | 57.75 | 5
2023/24 | 199.75 | 57.75 | 7
2023/24 | 200.25 | 57.75 | 5
2023/24 | 200.75 | 57.75 | 5
2023/24 | 201.25 | 57.75 | 8
2023/24 | 201.75 | 57.75 | 5
2023/24 | 202.25 | 57.75 | 7
2023/24 | 202.75 | 57.75 | 4
2023/24 | 203.25 | 57.75 | 6
2023/24 | 203.75 | 57.75 | 5
2023/24 | 204.25 | 57.75 | 2
2023/24 | 204.75 | 57.75 | 2
2023/24 | 205.75 | 57.75 | 3
2023/24 | 206.75 | 57.75 | 2
2023/24 | 207.25 | 57.75 | 4
2023/24 | 207.75 | 57.75 | 4
2023/24 | 208.25 | 57.75 | 6
2023/24 | 208.75 | 57.75 | 2
2023/24 | 209.25 | 57.75 | 3
2023/24 | 209.75 | 57.75 | 6
2023/24 | 210.25 | 57.75 | 1
2023/24 | 210.75 | 57.75 | 5
2023/24 | 211.75 | 57.75 | 3
2023/24 | 212.25 | 57.75 | 7
2023/24 | 212.75 | 57.75 | 1
2023/24 | 213.25 | 57.75 | 5
2023/24 | 214.25 | 57.75 | 3
2023/24 | 215.25 | 57.75 | 3
2023/24 | 215.75 | 57.75 | 3
2023/24 | 216.25 | 57.75 | 2
2023/24 | 216.75 | 57.75 | 4
2023/24 | 217.25 | 57.75 | 2
2023/24 | 219.75 | 57.75 | 1
2023/24 | 220.75 | 57.75 | 1
2023/24 | 221.25 | 57.75 | 1
2023/24 | 221.75 | 57.75 | 1
2023/24 | 222.75 | 57.75 | 2
2023/24 | 223.25 | 57.75 | 2
2023/24 | 224.25 | 57.75 | 1
2023/24 | 224.75 | 57.75 | 3
2023/24 | 225.25 | 57.75 | 4
2023/24 | 225.75 | 57.75 | 1
2023/24 | 226.25 | 57.75 | 2
2023/24 | 226.75 | 57.75 | 2
2023/24 | 227.25 | 57.75 | 1
2023/24 | 227.75 | 57.75 | 2
2023/24 | 229.25 | 57.75 | 1
2023/24 | 229.75 | 57.75 | 1
2023/24 | 230.25 | 57.75 | 3
2023/24 | 230.75 | 57.75 | 1
2023/24 | 231.25 | 57.75 | 2
2023/24 | 233.25 | 57.75 | 1
2023/24 | 238.75 | 57.75 | 1
2023/24 | 245.75 | 57.75 | 1
2023/24 | 246.25 | 57.75 | 1
2023/24 | 249.25 | 57.75 | 1
2023/24 | 254.75 | 57.75 | 1
2023/24 | 259.25 | 57.75 | 1
2023/24 | 259.75 | 57.75 | 1
2023/24 | 262.25 | 57.75 | 1
2023/24 | 265.25 | 57.75 | 1
2023/24 | 266.25 | 57.75 | 1
2023/24 | 269.25 | 57.75 | 1
2023/24 | 272.25 | 57.75 | 1
2023/24 | 273.75 | 57.75 | 1
2023/24 | 276.25 | 57.75 | 1
2023/24 | 283.25 | 57.75 | 2
2023/24 | 285.25 | 57.75 | 1
2023/24 | 290.75 | 57.75 | 1
2023/24 | 292.25 | 57.75 | 1
2023/24 | 294.25 | 57.75 | 1
2023/24 | 301.25 | 57.75 | 1
2023/24 | 86.75 | 58.25 | 1
2023/24 | 91.75 | 58.25 | 1
2023/24 | 93.25 | 58.25 | 1
2023/24 | 94.25 | 58.25 | 1
2023/24 | 94.75 | 58.25 | 1
2023/24 | 97.25 | 58.25 | 1
2023/24 | 97.75 | 58.25 | 2
2023/24 | 98.25 | 58.25 | 1
2023/24 | 99.25 | 58.25 | 2
2023/24 | 99.75 | 58.25 | 2
2023/24 | 100.75 | 58.25 | 2
2023/24 | 101.25 | 58.25 | 1
2023/24 | 101.75 | 58.25 | 3
2023/24 | 102.25 | 58.25 | 5
2023/24 | 102.75 | 58.25 | 2
2023/24 | 103.25 | 58.25 | 3
2023/24 | 103.75 | 58.25 | 7
2023/24 | 104.25 | 58.25 | 5
2023/24 | 104.75 | 58.25 | 4
2023/24 | 105.25 | 58.25 | 4
2023/24 | 105.75 | 58.25 | 5
2023/24 | 106.25 | 58.25 | 7
2023/24 | 106.75 | 58.25 | 8
2023/24 | 107.25 | 58.25 | 9
2023/24 | 107.75 | 58.25 | 8
2023/24 | 108.25 | 58.25 | 9
2023/24 | 108.75 | 58.25 | 8
2023/24 | 109.25 | 58.25 | 9
2023/24 | 109.75 | 58.25 | 19
2023/24 | 110.25 | 58.25 | 12
2023/24 | 110.75 | 58.25 | 20
2023/24 | 111.25 | 58.25 | 13
2023/24 | 111.75 | 58.25 | 28
2023/24 | 112.25 | 58.25 | 18
2023/24 | 112.75 | 58.25 | 17
2023/24 | 113.25 | 58.25 | 26
2023/24 | 113.75 | 58.25 | 28
2023/24 | 114.25 | 58.25 | 23
2023/24 | 114.75 | 58.25 | 27
2023/24 | 115.25 | 58.25 | 38
2023/24 | 115.75 | 58.25 | 39
2023/24 | 116.25 | 58.25 | 29
2023/24 | 116.75 | 58.25 | 43
2023/24 | 117.25 | 58.25 | 38
2023/24 | 117.75 | 58.25 | 42
2023/24 | 118.25 | 58.25 | 41
2023/24 | 118.75 | 58.25 | 53
2023/24 | 119.25 | 58.25 | 47
2023/24 | 119.75 | 58.25 | 65
2023/24 | 120.25 | 58.25 | 42
2023/24 | 120.75 | 58.25 | 55
2023/24 | 121.25 | 58.25 | 47
2023/24 | 121.75 | 58.25 | 72
2023/24 | 122.25 | 58.25 | 63
2023/24 | 122.75 | 58.25 | 58
2023/24 | 123.25 | 58.25 | 68
2023/24 | 123.75 | 58.25 | 78
2023/24 | 124.25 | 58.25 | 76
2023/24 | 124.75 | 58.25 | 82
2023/24 | 125.25 | 58.25 | 76
2023/24 | 125.75 | 58.25 | 90
2023/24 | 126.25 | 58.25 | 82
2023/24 | 126.75 | 58.25 | 95
2023/24 | 127.25 | 58.25 | 82
2023/24 | 127.75 | 58.25 | 95
2023/24 | 128.25 | 58.25 | 89
2023/24 | 128.75 | 58.25 | 97
2023/24 | 129.25 | 58.25 | 113
2023/24 | 129.75 | 58.25 | 102
2023/24 | 130.25 | 58.25 | 88
2023/24 | 130.75 | 58.25 | 123
2023/24 | 131.25 | 58.25 | 120
2023/24 | 131.75 | 58.25 | 107
2023/24 | 132.25 | 58.25 | 105
2023/24 | 132.75 | 58.25 | 114
2023/24 | 133.25 | 58.25 | 116
2023/24 | 133.75 | 58.25 | 113
2023/24 | 134.25 | 58.25 | 121
2023/24 | 134.75 | 58.25 | 106
2023/24 | 135.25 | 58.25 | 119
2023/24 | 135.75 | 58.25 | 129
2023/24 | 136.25 | 58.25 | 102
2023/24 | 136.75 | 58.25 | 125
2023/24 | 137.25 | 58.25 | 125
2023/24 | 137.75 | 58.25 | 128
2023/24 | 138.25 | 58.25 | 119
2023/24 | 138.75 | 58.25 | 122
2023/24 | 139.25 | 58.25 | 110
2023/24 | 139.75 | 58.25 | 125
2023/24 | 140.25 | 58.25 | 133
2023/24 | 140.75 | 58.25 | 112
2023/24 | 141.25 | 58.25 | 116
2023/24 | 141.75 | 58.25 | 126
2023/24 | 142.25 | 58.25 | 118
2023/24 | 142.75 | 58.25 | 124
2023/24 | 143.25 | 58.25 | 124
2023/24 | 143.75 | 58.25 | 114
2023/24 | 144.25 | 58.25 | 111
2023/24 | 144.75 | 58.25 | 144
2023/24 | 145.25 | 58.25 | 126
2023/24 | 145.75 | 58.25 | 110
2023/24 | 146.25 | 58.25 | 114
2023/24 | 146.75 | 58.25 | 112
2023/24 | 147.25 | 58.25 | 99
2023/24 | 147.75 | 58.25 | 104
2023/24 | 148.25 | 58.25 | 99
2023/24 | 148.75 | 58.25 | 114
2023/24 | 149.25 | 58.25 | 92
2023/24 | 149.75 | 58.25 | 102
2023/24 | 150.25 | 58.25 | 101
2023/24 | 150.75 | 58.25 | 91
2023/24 | 151.25 | 58.25 | 96
2023/24 | 151.75 | 58.25 | 97
2023/24 | 152.25 | 58.25 | 101
2023/24 | 152.75 | 58.25 | 82
2023/24 | 153.25 | 58.25 | 91
2023/24 | 153.75 | 58.25 | 72
2023/24 | 154.25 | 58.25 | 99
2023/24 | 154.75 | 58.25 | 74
2023/24 | 155.25 | 58.25 | 82
2023/24 | 155.75 | 58.25 | 74
2023/24 | 156.25 | 58.25 | 73
2023/24 | 156.75 | 58.25 | 80
2023/24 | 157.25 | 58.25 | 72
2023/24 | 157.75 | 58.25 | 65
2023/24 | 158.25 | 58.25 | 65
2023/24 | 158.75 | 58.25 | 75
2023/24 | 159.25 | 58.25 | 65
2023/24 | 159.75 | 58.25 | 77
2023/24 | 160.25 | 58.25 | 65
2023/24 | 160.75 | 58.25 | 60
2023/24 | 161.25 | 58.25 | 55
2023/24 | 161.75 | 58.25 | 58
2023/24 | 162.25 | 58.25 | 58
2023/24 | 162.75 | 58.25 | 44
2023/24 | 163.25 | 58.25 | 53
2023/24 | 163.75 | 58.25 | 52
2023/24 | 164.25 | 58.25 | 54
2023/24 | 164.75 | 58.25 | 54
2023/24 | 165.25 | 58.25 | 54
2023/24 | 165.75 | 58.25 | 42
2023/24 | 166.25 | 58.25 | 31
2023/24 | 166.75 | 58.25 | 44
2023/24 | 167.25 | 58.25 | 39
2023/24 | 167.75 | 58.25 | 31
2023/24 | 168.25 | 58.25 | 33
2023/24 | 168.75 | 58.25 | 33
2023/24 | 169.25 | 58.25 | 41
2023/24 | 169.75 | 58.25 | 34
2023/24 | 170.25 | 58.25 | 45
2023/24 | 170.75 | 58.25 | 37
2023/24 | 171.25 | 58.25 | 28
2023/24 | 171.75 | 58.25 | 27
2023/24 | 172.25 | 58.25 | 41
2023/24 | 172.75 | 58.25 | 25
2023/24 | 173.25 | 58.25 | 22
2023/24 | 173.75 | 58.25 | 26
2023/24 | 174.25 | 58.25 | 22
2023/24 | 174.75 | 58.25 | 25
2023/24 | 175.25 | 58.25 | 29
2023/24 | 175.75 | 58.25 | 19
2023/24 | 176.25 | 58.25 | 21
2023/24 | 176.75 | 58.25 | 17
2023/24 | 177.25 | 58.25 | 24
2023/24 | 177.75 | 58.25 | 25
2023/24 | 178.25 | 58.25 | 18
2023/24 | 178.75 | 58.25 | 14
2023/24 | 179.25 | 58.25 | 14
2023/24 | 179.75 | 58.25 | 26
2023/24 | 180.25 | 58.25 | 15
2023/24 | 180.75 | 58.25 | 13
2023/24 | 181.25 | 58.25 | 10
2023/24 | 181.75 | 58.25 | 14
2023/24 | 182.25 | 58.25 | 20
2023/24 | 182.75 | 58.25 | 13
2023/24 | 183.25 | 58.25 | 9
2023/24 | 183.75 | 58.25 | 17
2023/24 | 184.25 | 58.25 | 13
2023/24 | 184.75 | 58.25 | 16
2023/24 | 185.25 | 58.25 | 13
2023/24 | 185.75 | 58.25 | 5
2023/24 | 186.25 | 58.25 | 11
2023/24 | 186.75 | 58.25 | 12
2023/24 | 187.25 | 58.25 | 15
2023/24 | 187.75 | 58.25 | 12
2023/24 | 188.25 | 58.25 | 4
2023/24 | 188.75 | 58.25 | 9
2023/24 | 189.25 | 58.25 | 9
2023/24 | 189.75 | 58.25 | 12
2023/24 | 190.25 | 58.25 | 8
2023/24 | 190.75 | 58.25 | 17
2023/24 | 191.25 | 58.25 | 2
2023/24 | 191.75 | 58.25 | 11
2023/24 | 192.25 | 58.25 | 4
2023/24 | 192.75 | 58.25 | 6
2023/24 | 193.25 | 58.25 | 7
2023/24 | 193.75 | 58.25 | 6
2023/24 | 194.25 | 58.25 | 6
2023/24 | 194.75 | 58.25 | 3
2023/24 | 195.25 | 58.25 | 9
2023/24 | 195.75 | 58.25 | 4
2023/24 | 196.25 | 58.25 | 1
2023/24 | 196.75 | 58.25 | 3
2023/24 | 197.25 | 58.25 | 1
2023/24 | 197.75 | 58.25 | 4
2023/24 | 198.25 | 58.25 | 4
2023/24 | 198.75 | 58.25 | 1
2023/24 | 199.25 | 58.25 | 4
2023/24 | 199.75 | 58.25 | 1
2023/24 | 200.25 | 58.25 | 5
2023/24 | 200.75 | 58.25 | 6
2023/24 | 201.25 | 58.25 | 3
2023/24 | 201.75 | 58.25 | 3
2023/24 | 202.25 | 58.25 | 3
2023/24 | 202.75 | 58.25 | 5
2023/24 | 203.25 | 58.25 | 3
2023/24 | 203.75 | 58.25 | 1
2023/24 | 204.25 | 58.25 | 3
2023/24 | 204.75 | 58.25 | 4
2023/24 | 205.25 | 58.25 | 4
2023/24 | 205.75 | 58.25 | 2
2023/24 | 206.25 | 58.25 | 3
2023/24 | 206.75 | 58.25 | 5
2023/24 | 207.25 | 58.25 | 3
2023/24 | 207.75 | 58.25 | 1
2023/24 | 208.25 | 58.25 | 4
2023/24 | 208.75 | 58.25 | 1
2023/24 | 209.75 | 58.25 | 3
2023/24 | 210.25 | 58.25 | 1
2023/24 | 210.75 | 58.25 | 1
2023/24 | 212.25 | 58.25 | 1
2023/24 | 212.75 | 58.25 | 1
2023/24 | 213.25 | 58.25 | 3
2023/24 | 214.25 | 58.25 | 1
2023/24 | 215.25 | 58.25 | 1
2023/24 | 215.75 | 58.25 | 1
2023/24 | 216.25 | 58.25 | 1
2023/24 | 217.75 | 58.25 | 1
2023/24 | 218.25 | 58.25 | 2
2023/24 | 219.25 | 58.25 | 3
2023/24 | 219.75 | 58.25 | 2
2023/24 | 221.25 | 58.25 | 1
2023/24 | 223.25 | 58.25 | 1
2023/24 | 224.25 | 58.25 | 1
2023/24 | 224.75 | 58.25 | 2
2023/24 | 225.25 | 58.25 | 1
2023/24 | 226.75 | 58.25 | 1
2023/24 | 227.25 | 58.25 | 1
2023/24 | 227.75 | 58.25 | 3
2023/24 | 229.25 | 58.25 | 1
2023/24 | 230.25 | 58.25 | 1
2023/24 | 231.25 | 58.25 | 1
2023/24 | 232.25 | 58.25 | 1
2023/24 | 233.75 | 58.25 | 1
2023/24 | 235.25 | 58.25 | 1
2023/24 | 237.25 | 58.25 | 1
2023/24 | 237.75 | 58.25 | 1
2023/24 | 240.25 | 58.25 | 2
2023/24 | 242.25 | 58.25 | 1
2023/24 | 243.75 | 58.25 | 2
2023/24 | 244.25 | 58.25 | 2
2023/24 | 245.75 | 58.25 | 1
2023/24 | 246.75 | 58.25 | 1
2023/24 | 247.75 | 58.25 | 1
2023/24 | 248.25 | 58.25 | 1
2023/24 | 248.75 | 58.25 | 1
2023/24 | 249.25 | 58.25 | 1
2023/24 | 249.75 | 58.25 | 1
2023/24 | 257.25 | 58.25 | 1
2023/24 | 257.75 | 58.25 | 1
2023/24 | 258.75 | 58.25 | 1
2023/24 | 261.25 | 58.25 | 2
2023/24 | 263.25 | 58.25 | 1
2023/24 | 265.25 | 58.25 | 1
2023/24 | 277.75 | 58.25 | 1
2023/24 | 279.25 | 58.25 | 1
2023/24 | 282.75 | 58.25 | 1
2023/24 | 286.75 | 58.25 | 1
2023/24 | 288.75 | 58.25 | 1
2023/24 | 318.75 | 58.25 | 1
2023/24 | 320.75 | 58.25 | 1
2023/24 | 92.75 | 58.75 | 1
2023/24 | 93.25 | 58.75 | 2
2023/24 | 97.75 | 58.75 | 1
2023/24 | 99.25 | 58.75 | 1
2023/24 | 99.75 | 58.75 | 2
2023/24 | 100.25 | 58.75 | 2
2023/24 | 101.25 | 58.75 | 2
2023/24 | 101.75 | 58.75 | 2
2023/24 | 102.25 | 58.75 | 3
2023/24 | 102.75 | 58.75 | 1
2023/24 | 103.25 | 58.75 | 5
2023/24 | 103.75 | 58.75 | 3
2023/24 | 104.25 | 58.75 | 7
2023/24 | 104.75 | 58.75 | 3
2023/24 | 105.25 | 58.75 | 11
2023/24 | 105.75 | 58.75 | 6
2023/24 | 106.25 | 58.75 | 3
2023/24 | 106.75 | 58.75 | 10
2023/24 | 107.25 | 58.75 | 6
2023/24 | 107.75 | 58.75 | 6
2023/24 | 108.25 | 58.75 | 10
2023/24 | 108.75 | 58.75 | 9
2023/24 | 109.25 | 58.75 | 10
2023/24 | 109.75 | 58.75 | 16
2023/24 | 110.25 | 58.75 | 16
2023/24 | 110.75 | 58.75 | 18
2023/24 | 111.25 | 58.75 | 16
2023/24 | 111.75 | 58.75 | 10
2023/24 | 112.25 | 58.75 | 17
2023/24 | 112.75 | 58.75 | 23
2023/24 | 113.25 | 58.75 | 27
2023/24 | 113.75 | 58.75 | 29
2023/24 | 114.25 | 58.75 | 22
2023/24 | 114.75 | 58.75 | 28
2023/24 | 115.25 | 58.75 | 24
2023/24 | 115.75 | 58.75 | 21
2023/24 | 116.25 | 58.75 | 34
2023/24 | 116.75 | 58.75 | 29
2023/24 | 117.25 | 58.75 | 33
2023/24 | 117.75 | 58.75 | 42
2023/24 | 118.25 | 58.75 | 36
2023/24 | 118.75 | 58.75 | 39
2023/24 | 119.25 | 58.75 | 44
2023/24 | 119.75 | 58.75 | 53
2023/24 | 120.25 | 58.75 | 56
2023/24 | 120.75 | 58.75 | 55
2023/24 | 121.25 | 58.75 | 64
2023/24 | 121.75 | 58.75 | 50
2023/24 | 122.25 | 58.75 | 55
2023/24 | 122.75 | 58.75 | 63
2023/24 | 123.25 | 58.75 | 81
2023/24 | 123.75 | 58.75 | 71
2023/24 | 124.25 | 58.75 | 64
2023/24 | 124.75 | 58.75 | 76
2023/24 | 125.25 | 58.75 | 83
2023/24 | 125.75 | 58.75 | 74
2023/24 | 126.25 | 58.75 | 74
2023/24 | 126.75 | 58.75 | 89
2023/24 | 127.25 | 58.75 | 92
2023/24 | 127.75 | 58.75 | 89
2023/24 | 128.25 | 58.75 | 102
2023/24 | 128.75 | 58.75 | 100
2023/24 | 129.25 | 58.75 | 111
2023/24 | 129.75 | 58.75 | 98
2023/24 | 130.25 | 58.75 | 125
2023/24 | 130.75 | 58.75 | 89
2023/24 | 131.25 | 58.75 | 107
2023/24 | 131.75 | 58.75 | 115
2023/24 | 132.25 | 58.75 | 118
2023/24 | 132.75 | 58.75 | 120
2023/24 | 133.25 | 58.75 | 112
2023/24 | 133.75 | 58.75 | 123
2023/24 | 134.25 | 58.75 | 110
2023/24 | 134.75 | 58.75 | 116
2023/24 | 135.25 | 58.75 | 116
2023/24 | 135.75 | 58.75 | 118
2023/24 | 136.25 | 58.75 | 126
2023/24 | 136.75 | 58.75 | 104
2023/24 | 137.25 | 58.75 | 125
2023/24 | 137.75 | 58.75 | 131
2023/24 | 138.25 | 58.75 | 146
2023/24 | 138.75 | 58.75 | 123
2023/24 | 139.25 | 58.75 | 132
2023/24 | 139.75 | 58.75 | 116
2023/24 | 140.25 | 58.75 | 106
2023/24 | 140.75 | 58.75 | 125
2023/24 | 141.25 | 58.75 | 129
2023/24 | 141.75 | 58.75 | 136
2023/24 | 142.25 | 58.75 | 121
2023/24 | 142.75 | 58.75 | 103
2023/24 | 143.25 | 58.75 | 120
2023/24 | 143.75 | 58.75 | 127
2023/24 | 144.25 | 58.75 | 118
2023/24 | 144.75 | 58.75 | 120
2023/24 | 145.25 | 58.75 | 112
2023/24 | 145.75 | 58.75 | 117
2023/24 | 146.25 | 58.75 | 127
2023/24 | 146.75 | 58.75 | 99
2023/24 | 147.25 | 58.75 | 105
2023/24 | 147.75 | 58.75 | 95
2023/24 | 148.25 | 58.75 | 102
2023/24 | 148.75 | 58.75 | 121
2023/24 | 149.25 | 58.75 | 121
2023/24 | 149.75 | 58.75 | 94
2023/24 | 150.25 | 58.75 | 98
2023/24 | 150.75 | 58.75 | 88
2023/24 | 151.25 | 58.75 | 87
2023/24 | 151.75 | 58.75 | 106
2023/24 | 152.25 | 58.75 | 97
2023/24 | 152.75 | 58.75 | 96
2023/24 | 153.25 | 58.75 | 96
2023/24 | 153.75 | 58.75 | 101
2023/24 | 154.25 | 58.75 | 91
2023/24 | 154.75 | 58.75 | 88
2023/24 | 155.25 | 58.75 | 102
2023/24 | 155.75 | 58.75 | 76
2023/24 | 156.25 | 58.75 | 74
2023/24 | 156.75 | 58.75 | 86
2023/24 | 157.25 | 58.75 | 79
2023/24 | 157.75 | 58.75 | 81
2023/24 | 158.25 | 58.75 | 80
2023/24 | 158.75 | 58.75 | 69
2023/24 | 159.25 | 58.75 | 65
2023/24 | 159.75 | 58.75 | 76
2023/24 | 160.25 | 58.75 | 57
2023/24 | 160.75 | 58.75 | 73
2023/24 | 161.25 | 58.75 | 53
2023/24 | 161.75 | 58.75 | 53
2023/24 | 162.25 | 58.75 | 50
2023/24 | 162.75 | 58.75 | 57
2023/24 | 163.25 | 58.75 | 56
2023/24 | 163.75 | 58.75 | 55
2023/24 | 164.25 | 58.75 | 54
2023/24 | 164.75 | 58.75 | 39
2023/24 | 165.25 | 58.75 | 48
2023/24 | 165.75 | 58.75 | 49
2023/24 | 166.25 | 58.75 | 50
2023/24 | 166.75 | 58.75 | 37
2023/24 | 167.25 | 58.75 | 52
2023/24 | 167.75 | 58.75 | 49
2023/24 | 168.25 | 58.75 | 43
2023/24 | 168.75 | 58.75 | 36
2023/24 | 169.25 | 58.75 | 35
2023/24 | 169.75 | 58.75 | 29
2023/24 | 170.25 | 58.75 | 30
2023/24 | 170.75 | 58.75 | 33
2023/24 | 171.25 | 58.75 | 31
2023/24 | 171.75 | 58.75 | 32
2023/24 | 172.25 | 58.75 | 23
2023/24 | 172.75 | 58.75 | 39
2023/24 | 173.25 | 58.75 | 32
2023/24 | 173.75 | 58.75 | 35
2023/24 | 174.25 | 58.75 | 21
2023/24 | 174.75 | 58.75 | 18
2023/24 | 175.25 | 58.75 | 25
2023/24 | 175.75 | 58.75 | 28
2023/24 | 176.25 | 58.75 | 22
2023/24 | 176.75 | 58.75 | 24
2023/24 | 177.25 | 58.75 | 19
2023/24 | 177.75 | 58.75 | 19
2023/24 | 178.25 | 58.75 | 20
2023/24 | 178.75 | 58.75 | 11
2023/24 | 179.25 | 58.75 | 17
2023/24 | 179.75 | 58.75 | 12
2023/24 | 180.25 | 58.75 | 19
2023/24 | 180.75 | 58.75 | 17
2023/24 | 181.25 | 58.75 | 14
2023/24 | 181.75 | 58.75 | 14
2023/24 | 182.25 | 58.75 | 7
2023/24 | 182.75 | 58.75 | 15
2023/24 | 183.25 | 58.75 | 14
2023/24 | 183.75 | 58.75 | 14
2023/24 | 184.25 | 58.75 | 15
2023/24 | 184.75 | 58.75 | 16
2023/24 | 185.25 | 58.75 | 13
2023/24 | 185.75 | 58.75 | 10
2023/24 | 186.25 | 58.75 | 11
2023/24 | 186.75 | 58.75 | 10
2023/24 | 187.25 | 58.75 | 17
2023/24 | 187.75 | 58.75 | 14
2023/24 | 188.25 | 58.75 | 12
2023/24 | 188.75 | 58.75 | 10
2023/24 | 189.25 | 58.75 | 12
2023/24 | 189.75 | 58.75 | 7
2023/24 | 190.25 | 58.75 | 10
2023/24 | 190.75 | 58.75 | 6
2023/24 | 191.25 | 58.75 | 8
2023/24 | 191.75 | 58.75 | 8
2023/24 | 192.25 | 58.75 | 6
2023/24 | 192.75 | 58.75 | 10
2023/24 | 193.25 | 58.75 | 9
2023/24 | 193.75 | 58.75 | 15
2023/24 | 194.25 | 58.75 | 6
2023/24 | 194.75 | 58.75 | 9
2023/24 | 195.25 | 58.75 | 5
2023/24 | 195.75 | 58.75 | 9
2023/24 | 196.25 | 58.75 | 7
2023/24 | 196.75 | 58.75 | 3
2023/24 | 197.25 | 58.75 | 8
2023/24 | 197.75 | 58.75 | 3
2023/24 | 198.25 | 58.75 | 4
2023/24 | 198.75 | 58.75 | 6
2023/24 | 199.25 | 58.75 | 5
2023/24 | 199.75 | 58.75 | 4
2023/24 | 200.25 | 58.75 | 5
2023/24 | 200.75 | 58.75 | 6
2023/24 | 201.25 | 58.75 | 6
2023/24 | 201.75 | 58.75 | 6
2023/24 | 202.25 | 58.75 | 4
2023/24 | 202.75 | 58.75 | 3
2023/24 | 203.25 | 58.75 | 2
2023/24 | 203.75 | 58.75 | 1
2023/24 | 204.25 | 58.75 | 3
2023/24 | 204.75 | 58.75 | 4
2023/24 | 205.25 | 58.75 | 1
2023/24 | 205.75 | 58.75 | 6
2023/24 | 206.25 | 58.75 | 2
2023/24 | 206.75 | 58.75 | 2
2023/24 | 207.75 | 58.75 | 2
2023/24 | 208.25 | 58.75 | 3
2023/24 | 209.25 | 58.75 | 5
2023/24 | 210.25 | 58.75 | 1
2023/24 | 210.75 | 58.75 | 2
2023/24 | 211.75 | 58.75 | 5
2023/24 | 212.25 | 58.75 | 3
2023/24 | 212.75 | 58.75 | 1
2023/24 | 213.25 | 58.75 | 3
2023/24 | 213.75 | 58.75 | 1
2023/24 | 215.25 | 58.75 | 2
2023/24 | 215.75 | 58.75 | 4
2023/24 | 217.25 | 58.75 | 4
2023/24 | 217.75 | 58.75 | 2
2023/24 | 218.25 | 58.75 | 1
2023/24 | 218.75 | 58.75 | 3
2023/24 | 219.25 | 58.75 | 1
2023/24 | 219.75 | 58.75 | 1
2023/24 | 220.25 | 58.75 | 1
2023/24 | 220.75 | 58.75 | 1
2023/24 | 221.25 | 58.75 | 1
2023/24 | 221.75 | 58.75 | 1
2023/24 | 223.25 | 58.75 | 3
2023/24 | 224.25 | 58.75 | 1
2023/24 | 225.75 | 58.75 | 1
2023/24 | 226.75 | 58.75 | 1
2023/24 | 227.25 | 58.75 | 1
2023/24 | 228.25 | 58.75 | 2
2023/24 | 228.75 | 58.75 | 1
2023/24 | 229.75 | 58.75 | 1
2023/24 | 230.25 | 58.75 | 1
2023/24 | 231.25 | 58.75 | 1
2023/24 | 232.25 | 58.75 | 2
2023/24 | 232.75 | 58.75 | 1
2023/24 | 233.25 | 58.75 | 1
2023/24 | 233.75 | 58.75 | 1
2023/24 | 234.25 | 58.75 | 1
2023/24 | 235.75 | 58.75 | 1
2023/24 | 236.25 | 58.75 | 1
2023/24 | 236.75 | 58.75 | 1
2023/24 | 237.75 | 58.75 | 1
2023/24 | 241.75 | 58.75 | 1
2023/24 | 244.25 | 58.75 | 1
2023/24 | 245.25 | 58.75 | 1
2023/24 | 245.75 | 58.75 | 1
2023/24 | 246.25 | 58.75 | 1
2023/24 | 246.75 | 58.75 | 3
2023/24 | 248.75 | 58.75 | 2
2023/24 | 251.75 | 58.75 | 2
2023/24 | 253.25 | 58.75 | 1
2023/24 | 254.75 | 58.75 | 1
2023/24 | 259.75 | 58.75 | 1
2023/24 | 262.25 | 58.75 | 1
2023/24 | 262.75 | 58.75 | 1
2023/24 | 263.25 | 58.75 | 1
2023/24 | 263.75 | 58.75 | 1
2023/24 | 266.75 | 58.75 | 1
2023/24 | 267.25 | 58.75 | 1
2023/24 | 267.75 | 58.75 | 1
2023/24 | 268.25 | 58.75 | 1
2023/24 | 269.75 | 58.75 | 1
2023/24 | 270.25 | 58.75 | 1
2023/24 | 271.75 | 58.75 | 2
2023/24 | 276.25 | 58.75 | 1
2023/24 | 279.25 | 58.75 | 1
2023/24 | 279.75 | 58.75 | 2
2023/24 | 282.75 | 58.75 | 1
2023/24 | 286.75 | 58.75 | 1
2023/24 | 291.25 | 58.75 | 1
2023/24 | 294.25 | 58.75 | 1
2023/24 | 294.75 | 58.75 | 1
2023/24 | 295.25 | 58.75 | 1
2023/24 | 298.25 | 58.75 | 1
2023/24 | 303.25 | 58.75 | 1
2023/24 | 343.75 | 58.75 | 1
2023/24 | 87.25 | 59.25 | 1
2023/24 | 96.75 | 59.25 | 2
2023/24 | 97.75 | 59.25 | 2
2023/24 | 98.25 | 59.25 | 2
2023/24 | 98.75 | 59.25 | 3
2023/24 | 99.25 | 59.25 | 2
2023/24 | 99.75 | 59.25 | 1
2023/24 | 100.25 | 59.25 | 1
2023/24 | 100.75 | 59.25 | 1
2023/24 | 101.25 | 59.25 | 1
2023/24 | 101.75 | 59.25 | 1
2023/24 | 102.25 | 59.25 | 2
2023/24 | 102.75 | 59.25 | 2
2023/24 | 103.25 | 59.25 | 1
2023/24 | 103.75 | 59.25 | 4
2023/24 | 104.25 | 59.25 | 3
2023/24 | 104.75 | 59.25 | 6
2023/24 | 105.25 | 59.25 | 5
2023/24 | 105.75 | 59.25 | 3
2023/24 | 106.25 | 59.25 | 11
2023/24 | 106.75 | 59.25 | 7
2023/24 | 107.25 | 59.25 | 4
2023/24 | 107.75 | 59.25 | 3
2023/24 | 108.25 | 59.25 | 16
2023/24 | 108.75 | 59.25 | 13
2023/24 | 109.25 | 59.25 | 7
2023/24 | 109.75 | 59.25 | 14
2023/24 | 110.25 | 59.25 | 9
2023/24 | 110.75 | 59.25 | 14
2023/24 | 111.25 | 59.25 | 15
2023/24 | 111.75 | 59.25 | 19
2023/24 | 112.25 | 59.25 | 14
2023/24 | 112.75 | 59.25 | 16
2023/24 | 113.25 | 59.25 | 20
2023/24 | 113.75 | 59.25 | 24
2023/24 | 114.25 | 59.25 | 22
2023/24 | 114.75 | 59.25 | 35
2023/24 | 115.25 | 59.25 | 23
2023/24 | 115.75 | 59.25 | 36
2023/24 | 116.25 | 59.25 | 29
2023/24 | 116.75 | 59.25 | 36
2023/24 | 117.25 | 59.25 | 40
2023/24 | 117.75 | 59.25 | 42
2023/24 | 118.25 | 59.25 | 28
2023/24 | 118.75 | 59.25 | 51
2023/24 | 119.25 | 59.25 | 49
2023/24 | 119.75 | 59.25 | 38
2023/24 | 120.25 | 59.25 | 54
2023/24 | 120.75 | 59.25 | 52
2023/24 | 121.25 | 59.25 | 59
2023/24 | 121.75 | 59.25 | 52
2023/24 | 122.25 | 59.25 | 51
2023/24 | 122.75 | 59.25 | 50
2023/24 | 123.25 | 59.25 | 71
2023/24 | 123.75 | 59.25 | 58
2023/24 | 124.25 | 59.25 | 61
2023/24 | 124.75 | 59.25 | 72
2023/24 | 125.25 | 59.25 | 56
2023/24 | 125.75 | 59.25 | 56
2023/24 | 126.25 | 59.25 | 109
2023/24 | 126.75 | 59.25 | 74
2023/24 | 127.25 | 59.25 | 79
2023/24 | 127.75 | 59.25 | 91
2023/24 | 128.25 | 59.25 | 94
2023/24 | 128.75 | 59.25 | 110
2023/24 | 129.25 | 59.25 | 98
2023/24 | 129.75 | 59.25 | 104
2023/24 | 130.25 | 59.25 | 103
2023/24 | 130.75 | 59.25 | 106
2023/24 | 131.25 | 59.25 | 114
2023/24 | 131.75 | 59.25 | 105
2023/24 | 132.25 | 59.25 | 110
2023/24 | 132.75 | 59.25 | 114
2023/24 | 133.25 | 59.25 | 118
2023/24 | 133.75 | 59.25 | 115
2023/24 | 134.25 | 59.25 | 110
2023/24 | 134.75 | 59.25 | 115
2023/24 | 135.25 | 59.25 | 127
2023/24 | 135.75 | 59.25 | 125
2023/24 | 136.25 | 59.25 | 108
2023/24 | 136.75 | 59.25 | 98
2023/24 | 137.25 | 59.25 | 118
2023/24 | 137.75 | 59.25 | 131
2023/24 | 138.25 | 59.25 | 132
2023/24 | 138.75 | 59.25 | 112
2023/24 | 139.25 | 59.25 | 141
2023/24 | 139.75 | 59.25 | 114
2023/24 | 140.25 | 59.25 | 111
2023/24 | 140.75 | 59.25 | 117
2023/24 | 141.25 | 59.25 | 135
2023/24 | 141.75 | 59.25 | 133
2023/24 | 142.25 | 59.25 | 121
2023/24 | 142.75 | 59.25 | 117
2023/24 | 143.25 | 59.25 | 136
2023/24 | 143.75 | 59.25 | 122
2023/24 | 144.25 | 59.25 | 119
2023/24 | 144.75 | 59.25 | 101
2023/24 | 145.25 | 59.25 | 128
2023/24 | 145.75 | 59.25 | 121
2023/24 | 146.25 | 59.25 | 111
2023/24 | 146.75 | 59.25 | 106
2023/24 | 147.25 | 59.25 | 126
2023/24 | 147.75 | 59.25 | 112
2023/24 | 148.25 | 59.25 | 109
2023/24 | 148.75 | 59.25 | 109
2023/24 | 149.25 | 59.25 | 122
2023/24 | 149.75 | 59.25 | 108
2023/24 | 150.25 | 59.25 | 113
2023/24 | 150.75 | 59.25 | 108
2023/24 | 151.25 | 59.25 | 116
2023/24 | 151.75 | 59.25 | 81
2023/24 | 152.25 | 59.25 | 98
2023/24 | 152.75 | 59.25 | 104
2023/24 | 153.25 | 59.25 | 84
2023/24 | 153.75 | 59.25 | 105
2023/24 | 154.25 | 59.25 | 92
2023/24 | 154.75 | 59.25 | 92
2023/24 | 155.25 | 59.25 | 91
2023/24 | 155.75 | 59.25 | 97
2023/24 | 156.25 | 59.25 | 87
2023/24 | 156.75 | 59.25 | 105
2023/24 | 157.25 | 59.25 | 87
2023/24 | 157.75 | 59.25 | 76
2023/24 | 158.25 | 59.25 | 73
2023/24 | 158.75 | 59.25 | 76
2023/24 | 159.25 | 59.25 | 76
2023/24 | 159.75 | 59.25 | 77
2023/24 | 160.25 | 59.25 | 59
2023/24 | 160.75 | 59.25 | 80
2023/24 | 161.25 | 59.25 | 56
2023/24 | 161.75 | 59.25 | 70
2023/24 | 162.25 | 59.25 | 62
2023/24 | 162.75 | 59.25 | 63
2023/24 | 163.25 | 59.25 | 46
2023/24 | 163.75 | 59.25 | 50
2023/24 | 164.25 | 59.25 | 49
2023/24 | 164.75 | 59.25 | 51
2023/24 | 165.25 | 59.25 | 49
2023/24 | 165.75 | 59.25 | 51
2023/24 | 166.25 | 59.25 | 46
2023/24 | 166.75 | 59.25 | 53
2023/24 | 167.25 | 59.25 | 57
2023/24 | 167.75 | 59.25 | 50
2023/24 | 168.25 | 59.25 | 32
2023/24 | 168.75 | 59.25 | 36
2023/24 | 169.25 | 59.25 | 35
2023/24 | 169.75 | 59.25 | 42
2023/24 | 170.25 | 59.25 | 42
2023/24 | 170.75 | 59.25 | 29
2023/24 | 171.25 | 59.25 | 34
2023/24 | 171.75 | 59.25 | 33
2023/24 | 172.25 | 59.25 | 29
2023/24 | 172.75 | 59.25 | 31
2023/24 | 173.25 | 59.25 | 27
2023/24 | 173.75 | 59.25 | 25
2023/24 | 174.25 | 59.25 | 40
2023/24 | 174.75 | 59.25 | 30
2023/24 | 175.25 | 59.25 | 25
2023/24 | 175.75 | 59.25 | 29
2023/24 | 176.25 | 59.25 | 32
2023/24 | 176.75 | 59.25 | 27
2023/24 | 177.25 | 59.25 | 32
2023/24 | 177.75 | 59.25 | 20
2023/24 | 178.25 | 59.25 | 14
2023/24 | 178.75 | 59.25 | 19
2023/24 | 179.25 | 59.25 | 21
2023/24 | 179.75 | 59.25 | 19
2023/24 | 180.25 | 59.25 | 16
2023/24 | 180.75 | 59.25 | 10
2023/24 | 181.25 | 59.25 | 18
2023/24 | 181.75 | 59.25 | 27
2023/24 | 182.25 | 59.25 | 13
2023/24 | 182.75 | 59.25 | 20
2023/24 | 183.25 | 59.25 | 14
2023/24 | 183.75 | 59.25 | 22
2023/24 | 184.25 | 59.25 | 17
2023/24 | 184.75 | 59.25 | 17
2023/24 | 185.25 | 59.25 | 18
2023/24 | 185.75 | 59.25 | 10
2023/24 | 186.25 | 59.25 | 10
2023/24 | 186.75 | 59.25 | 4
2023/24 | 187.25 | 59.25 | 10
2023/24 | 187.75 | 59.25 | 6
2023/24 | 188.25 | 59.25 | 15
2023/24 | 188.75 | 59.25 | 13
2023/24 | 189.25 | 59.25 | 7
2023/24 | 189.75 | 59.25 | 10
2023/24 | 190.25 | 59.25 | 3
2023/24 | 190.75 | 59.25 | 13
2023/24 | 191.25 | 59.25 | 3
2023/24 | 191.75 | 59.25 | 6
2023/24 | 192.25 | 59.25 | 9
2023/24 | 192.75 | 59.25 | 6
2023/24 | 193.25 | 59.25 | 8
2023/24 | 193.75 | 59.25 | 5
2023/24 | 194.25 | 59.25 | 10
2023/24 | 194.75 | 59.25 | 13
2023/24 | 195.25 | 59.25 | 5
2023/24 | 195.75 | 59.25 | 8
2023/24 | 196.25 | 59.25 | 2
2023/24 | 196.75 | 59.25 | 4
2023/24 | 197.25 | 59.25 | 12
2023/24 | 197.75 | 59.25 | 7
2023/24 | 198.25 | 59.25 | 10
2023/24 | 198.75 | 59.25 | 4
2023/24 | 199.25 | 59.25 | 5
2023/24 | 199.75 | 59.25 | 5
2023/24 | 200.25 | 59.25 | 4
2023/24 | 200.75 | 59.25 | 3
2023/24 | 201.25 | 59.25 | 5
2023/24 | 201.75 | 59.25 | 5
2023/24 | 202.25 | 59.25 | 5
2023/24 | 202.75 | 59.25 | 4
2023/24 | 203.25 | 59.25 | 4
2023/24 | 203.75 | 59.25 | 6
2023/24 | 204.25 | 59.25 | 5
2023/24 | 204.75 | 59.25 | 4
2023/24 | 205.25 | 59.25 | 1
2023/24 | 205.75 | 59.25 | 6
2023/24 | 206.75 | 59.25 | 3
2023/24 | 207.25 | 59.25 | 1
2023/24 | 207.75 | 59.25 | 8
2023/24 | 208.25 | 59.25 | 1
2023/24 | 208.75 | 59.25 | 1
2023/24 | 209.25 | 59.25 | 4
2023/24 | 209.75 | 59.25 | 7
2023/24 | 210.25 | 59.25 | 2
2023/24 | 211.25 | 59.25 | 1
2023/24 | 211.75 | 59.25 | 2
2023/24 | 212.25 | 59.25 | 1
2023/24 | 212.75 | 59.25 | 2
2023/24 | 213.25 | 59.25 | 1
2023/24 | 213.75 | 59.25 | 3
2023/24 | 214.75 | 59.25 | 2
2023/24 | 215.25 | 59.25 | 1
2023/24 | 216.25 | 59.25 | 1
2023/24 | 217.25 | 59.25 | 1
2023/24 | 217.75 | 59.25 | 1
2023/24 | 218.25 | 59.25 | 2
2023/24 | 219.75 | 59.25 | 2
2023/24 | 220.75 | 59.25 | 2
2023/24 | 221.25 | 59.25 | 1
2023/24 | 221.75 | 59.25 | 1
2023/24 | 222.75 | 59.25 | 2
2023/24 | 223.75 | 59.25 | 1
2023/24 | 224.25 | 59.25 | 1
2023/24 | 225.25 | 59.25 | 1
2023/24 | 226.25 | 59.25 | 1
2023/24 | 226.75 | 59.25 | 3
2023/24 | 227.25 | 59.25 | 2
2023/24 | 227.75 | 59.25 | 2
2023/24 | 228.25 | 59.25 | 2
2023/24 | 228.75 | 59.25 | 2
2023/24 | 229.25 | 59.25 | 2
2023/24 | 229.75 | 59.25 | 1
2023/24 | 232.25 | 59.25 | 1
2023/24 | 232.75 | 59.25 | 1
2023/24 | 233.25 | 59.25 | 1
2023/24 | 234.75 | 59.25 | 1
2023/24 | 236.25 | 59.25 | 1
2023/24 | 238.25 | 59.25 | 1
2023/24 | 239.25 | 59.25 | 3
2023/24 | 239.75 | 59.25 | 2
2023/24 | 240.75 | 59.25 | 2
2023/24 | 243.75 | 59.25 | 1
2023/24 | 244.25 | 59.25 | 2
2023/24 | 244.75 | 59.25 | 1
2023/24 | 245.75 | 59.25 | 1
2023/24 | 246.25 | 59.25 | 1
2023/24 | 247.75 | 59.25 | 1
2023/24 | 248.25 | 59.25 | 1
2023/24 | 249.25 | 59.25 | 1
2023/24 | 249.75 | 59.25 | 1
2023/24 | 250.75 | 59.25 | 1
2023/24 | 252.25 | 59.25 | 2
2023/24 | 252.75 | 59.25 | 2
2023/24 | 254.25 | 59.25 | 1
2023/24 | 257.25 | 59.25 | 1
2023/24 | 257.75 | 59.25 | 1
2023/24 | 260.25 | 59.25 | 1
2023/24 | 260.75 | 59.25 | 1
2023/24 | 265.25 | 59.25 | 1
2023/24 | 266.25 | 59.25 | 1
2023/24 | 268.75 | 59.25 | 1
2023/24 | 274.75 | 59.25 | 1
2023/24 | 275.25 | 59.25 | 1
2023/24 | 276.75 | 59.25 | 1
2023/24 | 278.25 | 59.25 | 1
2023/24 | 281.75 | 59.25 | 2
2023/24 | 284.75 | 59.25 | 1
2023/24 | 287.25 | 59.25 | 1
2023/24 | 287.75 | 59.25 | 1
2023/24 | 289.75 | 59.25 | 1
2023/24 | 290.75 | 59.25 | 1
2023/24 | 297.25 | 59.25 | 1
2023/24 | 303.75 | 59.25 | 1
2023/24 | 306.25 | 59.25 | 1
2023/24 | 312.75 | 59.25 | 1
2023/24 | 314.25 | 59.25 | 1
2023/24 | 342.25 | 59.25 | 1
2023/24 | 90.75 | 59.75 | 1
2023/24 | 95.75 | 59.75 | 1
2023/24 | 97.75 | 59.75 | 1
2023/24 | 98.75 | 59.75 | 2
2023/24 | 99.25 | 59.75 | 1
2023/24 | 100.25 | 59.75 | 2
2023/24 | 100.75 | 59.75 | 1
2023/24 | 101.25 | 59.75 | 2
2023/24 | 101.75 | 59.75 | 3
2023/24 | 102.25 | 59.75 | 1
2023/24 | 102.75 | 59.75 | 2
2023/24 | 103.25 | 59.75 | 1
2023/24 | 103.75 | 59.75 | 3
2023/24 | 104.25 | 59.75 | 2
2023/24 | 104.75 | 59.75 | 5
2023/24 | 105.25 | 59.75 | 4
2023/24 | 105.75 | 59.75 | 4
2023/24 | 106.25 | 59.75 | 7
2023/24 | 106.75 | 59.75 | 7
2023/24 | 107.25 | 59.75 | 4
2023/24 | 107.75 | 59.75 | 5
2023/24 | 108.25 | 59.75 | 9
2023/24 | 108.75 | 59.75 | 10
2023/24 | 109.25 | 59.75 | 7
2023/24 | 109.75 | 59.75 | 11
2023/24 | 110.25 | 59.75 | 9
2023/24 | 110.75 | 59.75 | 9
2023/24 | 111.25 | 59.75 | 13
2023/24 | 111.75 | 59.75 | 19
2023/24 | 112.25 | 59.75 | 16
2023/24 | 112.75 | 59.75 | 21
2023/24 | 113.25 | 59.75 | 24
2023/24 | 113.75 | 59.75 | 18
2023/24 | 114.25 | 59.75 | 18
2023/24 | 114.75 | 59.75 | 15
2023/24 | 115.25 | 59.75 | 24
2023/24 | 115.75 | 59.75 | 22
2023/24 | 116.25 | 59.75 | 31
2023/24 | 116.75 | 59.75 | 27
2023/24 | 117.25 | 59.75 | 25
2023/24 | 117.75 | 59.75 | 28
2023/24 | 118.25 | 59.75 | 41
2023/24 | 118.75 | 59.75 | 36
2023/24 | 119.25 | 59.75 | 51
2023/24 | 119.75 | 59.75 | 38
2023/24 | 120.25 | 59.75 | 46
2023/24 | 120.75 | 59.75 | 54
2023/24 | 121.25 | 59.75 | 64
2023/24 | 121.75 | 59.75 | 50
2023/24 | 122.25 | 59.75 | 45
2023/24 | 122.75 | 59.75 | 60
2023/24 | 123.25 | 59.75 | 67
2023/24 | 123.75 | 59.75 | 74
2023/24 | 124.25 | 59.75 | 63
2023/24 | 124.75 | 59.75 | 59
2023/24 | 125.25 | 59.75 | 77
2023/24 | 125.75 | 59.75 | 67
2023/24 | 126.25 | 59.75 | 81
2023/24 | 126.75 | 59.75 | 76
2023/24 | 127.25 | 59.75 | 77
2023/24 | 127.75 | 59.75 | 88
2023/24 | 128.25 | 59.75 | 86
2023/24 | 128.75 | 59.75 | 89
2023/24 | 129.25 | 59.75 | 67
2023/24 | 129.75 | 59.75 | 87
2023/24 | 130.25 | 59.75 | 91
2023/24 | 130.75 | 59.75 | 102
2023/24 | 131.25 | 59.75 | 85
2023/24 | 131.75 | 59.75 | 106
2023/24 | 132.25 | 59.75 | 113
2023/24 | 132.75 | 59.75 | 110
2023/24 | 133.25 | 59.75 | 112
2023/24 | 133.75 | 59.75 | 108
2023/24 | 134.25 | 59.75 | 113
2023/24 | 134.75 | 59.75 | 142
2023/24 | 135.25 | 59.75 | 115
2023/24 | 135.75 | 59.75 | 117
2023/24 | 136.25 | 59.75 | 133
2023/24 | 136.75 | 59.75 | 125
2023/24 | 137.25 | 59.75 | 116
2023/24 | 137.75 | 59.75 | 135
2023/24 | 138.25 | 59.75 | 137
2023/24 | 138.75 | 59.75 | 144
2023/24 | 139.25 | 59.75 | 126
2023/24 | 139.75 | 59.75 | 115
2023/24 | 140.25 | 59.75 | 130
2023/24 | 140.75 | 59.75 | 132
2023/24 | 141.25 | 59.75 | 89
2023/24 | 141.75 | 59.75 | 133
2023/24 | 142.25 | 59.75 | 141
2023/24 | 142.75 | 59.75 | 119
2023/24 | 143.25 | 59.75 | 126
2023/24 | 143.75 | 59.75 | 135
2023/24 | 144.25 | 59.75 | 114
2023/24 | 144.75 | 59.75 | 127
2023/24 | 145.25 | 59.75 | 126
2023/24 | 145.75 | 59.75 | 113
2023/24 | 146.25 | 59.75 | 110
2023/24 | 146.75 | 59.75 | 132
2023/24 | 147.25 | 59.75 | 99
2023/24 | 147.75 | 59.75 | 125
2023/24 | 148.25 | 59.75 | 119
2023/24 | 148.75 | 59.75 | 122
2023/24 | 149.25 | 59.75 | 125
2023/24 | 149.75 | 59.75 | 108
2023/24 | 150.25 | 59.75 | 125
2023/24 | 150.75 | 59.75 | 104
2023/24 | 151.25 | 59.75 | 99
2023/24 | 151.75 | 59.75 | 100
2023/24 | 152.25 | 59.75 | 101
2023/24 | 152.75 | 59.75 | 103
2023/24 | 153.25 | 59.75 | 112
2023/24 | 153.75 | 59.75 | 114
2023/24 | 154.25 | 59.75 | 90
2023/24 | 154.75 | 59.75 | 88
2023/24 | 155.25 | 59.75 | 100
2023/24 | 155.75 | 59.75 | 81
2023/24 | 156.25 | 59.75 | 81
2023/24 | 156.75 | 59.75 | 83
2023/24 | 157.25 | 59.75 | 99
2023/24 | 157.75 | 59.75 | 84
2023/24 | 158.25 | 59.75 | 88
2023/24 | 158.75 | 59.75 | 84
2023/24 | 159.25 | 59.75 | 76
2023/24 | 159.75 | 59.75 | 70
2023/24 | 160.25 | 59.75 | 82
2023/24 | 160.75 | 59.75 | 69
2023/24 | 161.25 | 59.75 | 63
2023/24 | 161.75 | 59.75 | 65
2023/24 | 162.25 | 59.75 | 56
2023/24 | 162.75 | 59.75 | 78
2023/24 | 163.25 | 59.75 | 54
2023/24 | 163.75 | 59.75 | 53
2023/24 | 164.25 | 59.75 | 57
2023/24 | 164.75 | 59.75 | 47
2023/24 | 165.25 | 59.75 | 62
2023/24 | 165.75 | 59.75 | 72
2023/24 | 166.25 | 59.75 | 58
2023/24 | 166.75 | 59.75 | 61
2023/24 | 167.25 | 59.75 | 48
2023/24 | 167.75 | 59.75 | 43
2023/24 | 168.25 | 59.75 | 46
2023/24 | 168.75 | 59.75 | 48
2023/24 | 169.25 | 59.75 | 46
2023/24 | 169.75 | 59.75 | 44
2023/24 | 170.25 | 59.75 | 37
2023/24 | 170.75 | 59.75 | 41
2023/24 | 171.25 | 59.75 | 30
2023/24 | 171.75 | 59.75 | 31
2023/24 | 172.25 | 59.75 | 33
2023/24 | 172.75 | 59.75 | 30
2023/24 | 173.25 | 59.75 | 39
2023/24 | 173.75 | 59.75 | 40
2023/24 | 174.25 | 59.75 | 28
2023/24 | 174.75 | 59.75 | 33
2023/24 | 175.25 | 59.75 | 28
2023/24 | 175.75 | 59.75 | 25
2023/24 | 176.25 | 59.75 | 38
2023/24 | 176.75 | 59.75 | 26
2023/24 | 177.25 | 59.75 | 33
2023/24 | 177.75 | 59.75 | 31
2023/24 | 178.25 | 59.75 | 18
2023/24 | 178.75 | 59.75 | 22
2023/24 | 179.25 | 59.75 | 27
2023/24 | 179.75 | 59.75 | 17
2023/24 | 180.25 | 59.75 | 17
2023/24 | 180.75 | 59.75 | 13
2023/24 | 181.25 | 59.75 | 16
2023/24 | 181.75 | 59.75 | 19
2023/24 | 182.25 | 59.75 | 13
2023/24 | 182.75 | 59.75 | 17
2023/24 | 183.25 | 59.75 | 25
2023/24 | 183.75 | 59.75 | 21
2023/24 | 184.25 | 59.75 | 17
2023/24 | 184.75 | 59.75 | 13
2023/24 | 185.25 | 59.75 | 27
2023/24 | 185.75 | 59.75 | 12
2023/24 | 186.25 | 59.75 | 13
2023/24 | 186.75 | 59.75 | 11
2023/24 | 187.25 | 59.75 | 18
2023/24 | 187.75 | 59.75 | 19
2023/24 | 188.25 | 59.75 | 5
2023/24 | 188.75 | 59.75 | 14
2023/24 | 189.25 | 59.75 | 12
2023/24 | 189.75 | 59.75 | 13
2023/24 | 190.25 | 59.75 | 6
2023/24 | 190.75 | 59.75 | 8
2023/24 | 191.25 | 59.75 | 7
2023/24 | 191.75 | 59.75 | 12
2023/24 | 192.25 | 59.75 | 9
2023/24 | 192.75 | 59.75 | 6
2023/24 | 193.25 | 59.75 | 12
2023/24 | 193.75 | 59.75 | 10
2023/24 | 194.25 | 59.75 | 4
2023/24 | 194.75 | 59.75 | 10
2023/24 | 195.25 | 59.75 | 5
2023/24 | 195.75 | 59.75 | 3
2023/24 | 196.25 | 59.75 | 6
2023/24 | 196.75 | 59.75 | 7
2023/24 | 197.25 | 59.75 | 4
2023/24 | 197.75 | 59.75 | 10
2023/24 | 198.25 | 59.75 | 7
2023/24 | 198.75 | 59.75 | 6
2023/24 | 199.25 | 59.75 | 7
2023/24 | 199.75 | 59.75 | 5
2023/24 | 200.25 | 59.75 | 7
2023/24 | 200.75 | 59.75 | 3
2023/24 | 201.25 | 59.75 | 5
2023/24 | 201.75 | 59.75 | 5
2023/24 | 202.25 | 59.75 | 9
2023/24 | 202.75 | 59.75 | 2
2023/24 | 203.25 | 59.75 | 5
2023/24 | 203.75 | 59.75 | 6
2023/24 | 204.25 | 59.75 | 7
2023/24 | 204.75 | 59.75 | 1
2023/24 | 205.25 | 59.75 | 6
2023/24 | 205.75 | 59.75 | 6
2023/24 | 206.25 | 59.75 | 4
2023/24 | 206.75 | 59.75 | 2
2023/24 | 207.25 | 59.75 | 5
2023/24 | 207.75 | 59.75 | 7
2023/24 | 208.75 | 59.75 | 1
2023/24 | 209.25 | 59.75 | 3
2023/24 | 209.75 | 59.75 | 6
2023/24 | 210.25 | 59.75 | 2
2023/24 | 210.75 | 59.75 | 4
2023/24 | 211.25 | 59.75 | 7
2023/24 | 211.75 | 59.75 | 3
2023/24 | 212.25 | 59.75 | 4
2023/24 | 212.75 | 59.75 | 4
2023/24 | 213.75 | 59.75 | 3
2023/24 | 214.25 | 59.75 | 2
2023/24 | 214.75 | 59.75 | 5
2023/24 | 215.75 | 59.75 | 1
2023/24 | 216.25 | 59.75 | 4
2023/24 | 216.75 | 59.75 | 4
2023/24 | 217.25 | 59.75 | 2
2023/24 | 217.75 | 59.75 | 2
2023/24 | 218.25 | 59.75 | 1
2023/24 | 220.75 | 59.75 | 3
2023/24 | 221.25 | 59.75 | 2
2023/24 | 221.75 | 59.75 | 2
2023/24 | 222.25 | 59.75 | 1
2023/24 | 222.75 | 59.75 | 2
2023/24 | 223.75 | 59.75 | 1
2023/24 | 225.25 | 59.75 | 2
2023/24 | 226.25 | 59.75 | 1
2023/24 | 226.75 | 59.75 | 2
2023/24 | 227.25 | 59.75 | 2
2023/24 | 227.75 | 59.75 | 1
2023/24 | 228.25 | 59.75 | 1
2023/24 | 228.75 | 59.75 | 2
2023/24 | 229.25 | 59.75 | 2
2023/24 | 232.25 | 59.75 | 2
2023/24 | 232.75 | 59.75 | 1
2023/24 | 234.25 | 59.75 | 2
2023/24 | 235.25 | 59.75 | 2
2023/24 | 236.25 | 59.75 | 2
2023/24 | 236.75 | 59.75 | 1
2023/24 | 237.25 | 59.75 | 1
2023/24 | 238.25 | 59.75 | 1
2023/24 | 239.75 | 59.75 | 1
2023/24 | 243.25 | 59.75 | 1
2023/24 | 244.75 | 59.75 | 1
2023/24 | 246.25 | 59.75 | 1
2023/24 | 246.75 | 59.75 | 1
2023/24 | 248.75 | 59.75 | 1
2023/24 | 249.25 | 59.75 | 2
2023/24 | 251.25 | 59.75 | 1
2023/24 | 251.75 | 59.75 | 1
2023/24 | 252.75 | 59.75 | 1
2023/24 | 253.25 | 59.75 | 1
2023/24 | 254.25 | 59.75 | 1
2023/24 | 255.25 | 59.75 | 1
2023/24 | 255.75 | 59.75 | 1
2023/24 | 257.25 | 59.75 | 1
2023/24 | 258.25 | 59.75 | 2
2023/24 | 258.75 | 59.75 | 1
2023/24 | 260.25 | 59.75 | 1
2023/24 | 265.75 | 59.75 | 1
2023/24 | 266.75 | 59.75 | 1
2023/24 | 268.25 | 59.75 | 1
2023/24 | 269.75 | 59.75 | 1
2023/24 | 278.75 | 59.75 | 1
2023/24 | 280.25 | 59.75 | 1
2023/24 | 283.25 | 59.75 | 1
2023/24 | 285.75 | 59.75 | 1
2023/24 | 288.25 | 59.75 | 2
2023/24 | 289.75 | 59.75 | 1
2023/24 | 291.25 | 59.75 | 1
2023/24 | 292.75 | 59.75 | 1
2023/24 | 309.75 | 59.75 | 1
2023/24 | 323.75 | 59.75 | 1
2023/24 | 338.25 | 59.75 | 1
2023/24 | 88.75 | 60.25 | 1
2023/24 | 90.25 | 60.25 | 1
2023/24 | 94.25 | 60.25 | 1
2023/24 | 96.25 | 60.25 | 1
2023/24 | 97.25 | 60.25 | 2
2023/24 | 98.25 | 60.25 | 1
2023/24 | 98.75 | 60.25 | 1
2023/24 | 99.75 | 60.25 | 2
2023/24 | 100.25 | 60.25 | 1
2023/24 | 100.75 | 60.25 | 3
2023/24 | 101.25 | 60.25 | 1
2023/24 | 101.75 | 60.25 | 1
2023/24 | 102.25 | 60.25 | 1
2023/24 | 102.75 | 60.25 | 3
2023/24 | 103.25 | 60.25 | 1
2023/24 | 103.75 | 60.25 | 1
2023/24 | 104.25 | 60.25 | 3
2023/24 | 104.75 | 60.25 | 8
2023/24 | 105.25 | 60.25 | 3
2023/24 | 105.75 | 60.25 | 2
2023/24 | 106.25 | 60.25 | 4
2023/24 | 106.75 | 60.25 | 2
2023/24 | 107.25 | 60.25 | 7
2023/24 | 107.75 | 60.25 | 2
2023/24 | 108.25 | 60.25 | 4
2023/24 | 108.75 | 60.25 | 9
2023/24 | 109.25 | 60.25 | 10
2023/24 | 109.75 | 60.25 | 7
2023/24 | 110.25 | 60.25 | 11
2023/24 | 110.75 | 60.25 | 10
2023/24 | 111.25 | 60.25 | 13
2023/24 | 111.75 | 60.25 | 10
2023/24 | 112.25 | 60.25 | 17
2023/24 | 112.75 | 60.25 | 10
2023/24 | 113.25 | 60.25 | 20
2023/24 | 113.75 | 60.25 | 19
2023/24 | 114.25 | 60.25 | 17
2023/24 | 114.75 | 60.25 | 25
2023/24 | 115.25 | 60.25 | 24
2023/24 | 115.75 | 60.25 | 14
2023/24 | 116.25 | 60.25 | 19
2023/24 | 116.75 | 60.25 | 32
2023/24 | 117.25 | 60.25 | 33
2023/24 | 117.75 | 60.25 | 26
2023/24 | 118.25 | 60.25 | 40
2023/24 | 118.75 | 60.25 | 36
2023/24 | 119.25 | 60.25 | 33
2023/24 | 119.75 | 60.25 | 38
2023/24 | 120.25 | 60.25 | 33
2023/24 | 120.75 | 60.25 | 47
2023/24 | 121.25 | 60.25 | 44
2023/24 | 121.75 | 60.25 | 52
2023/24 | 122.25 | 60.25 | 51
2023/24 | 122.75 | 60.25 | 49
2023/24 | 123.25 | 60.25 | 57
2023/24 | 123.75 | 60.25 | 63
2023/24 | 124.25 | 60.25 | 57
2023/24 | 124.75 | 60.25 | 68
2023/24 | 125.25 | 60.25 | 82
2023/24 | 125.75 | 60.25 | 76
2023/24 | 126.25 | 60.25 | 69
2023/24 | 126.75 | 60.25 | 70
2023/24 | 127.25 | 60.25 | 82
2023/24 | 127.75 | 60.25 | 74
2023/24 | 128.25 | 60.25 | 92
2023/24 | 128.75 | 60.25 | 79
2023/24 | 129.25 | 60.25 | 89
2023/24 | 129.75 | 60.25 | 91
2023/24 | 130.25 | 60.25 | 99
2023/24 | 130.75 | 60.25 | 99
2023/24 | 131.25 | 60.25 | 104
2023/24 | 131.75 | 60.25 | 96
2023/24 | 132.25 | 60.25 | 101
2023/24 | 132.75 | 60.25 | 115
2023/24 | 133.25 | 60.25 | 109
2023/24 | 133.75 | 60.25 | 106
2023/24 | 134.25 | 60.25 | 108
2023/24 | 134.75 | 60.25 | 98
2023/24 | 135.25 | 60.25 | 121
2023/24 | 135.75 | 60.25 | 125
2023/24 | 136.25 | 60.25 | 115
2023/24 | 136.75 | 60.25 | 115
2023/24 | 137.25 | 60.25 | 101
2023/24 | 137.75 | 60.25 | 133
2023/24 | 138.25 | 60.25 | 139
2023/24 | 138.75 | 60.25 | 124
2023/24 | 139.25 | 60.25 | 139
2023/24 | 139.75 | 60.25 | 127
2023/24 | 140.25 | 60.25 | 137
2023/24 | 140.75 | 60.25 | 138
2023/24 | 141.25 | 60.25 | 150
2023/24 | 141.75 | 60.25 | 143
2023/24 | 142.25 | 60.25 | 133
2023/24 | 142.75 | 60.25 | 118
2023/24 | 143.25 | 60.25 | 112
2023/24 | 143.75 | 60.25 | 130
2023/24 | 144.25 | 60.25 | 136
2023/24 | 144.75 | 60.25 | 135
2023/24 | 145.25 | 60.25 | 118
2023/24 | 145.75 | 60.25 | 134
2023/24 | 146.25 | 60.25 | 148
2023/24 | 146.75 | 60.25 | 119
2023/24 | 147.25 | 60.25 | 126
2023/24 | 147.75 | 60.25 | 120
2023/24 | 148.25 | 60.25 | 135
2023/24 | 148.75 | 60.25 | 121
2023/24 | 149.25 | 60.25 | 119
2023/24 | 149.75 | 60.25 | 109
2023/24 | 150.25 | 60.25 | 119
2023/24 | 150.75 | 60.25 | 115
2023/24 | 151.25 | 60.25 | 108
2023/24 | 151.75 | 60.25 | 109
2023/24 | 152.25 | 60.25 | 109
2023/24 | 152.75 | 60.25 | 97
2023/24 | 153.25 | 60.25 | 109
2023/24 | 153.75 | 60.25 | 95
2023/24 | 154.25 | 60.25 | 114
2023/24 | 154.75 | 60.25 | 110
2023/24 | 155.25 | 60.25 | 83
2023/24 | 155.75 | 60.25 | 98
2023/24 | 156.25 | 60.25 | 99
2023/24 | 156.75 | 60.25 | 90
2023/24 | 157.25 | 60.25 | 77
2023/24 | 157.75 | 60.25 | 81
2023/24 | 158.25 | 60.25 | 100
2023/24 | 158.75 | 60.25 | 70
2023/24 | 159.25 | 60.25 | 93
2023/24 | 159.75 | 60.25 | 68
2023/24 | 160.25 | 60.25 | 84
2023/24 | 160.75 | 60.25 | 91
2023/24 | 161.25 | 60.25 | 72
2023/24 | 161.75 | 60.25 | 51
2023/24 | 162.25 | 60.25 | 56
2023/24 | 162.75 | 60.25 | 78
2023/24 | 163.25 | 60.25 | 72
2023/24 | 163.75 | 60.25 | 55
2023/24 | 164.25 | 60.25 | 65
2023/24 | 164.75 | 60.25 | 56
2023/24 | 165.25 | 60.25 | 70
2023/24 | 165.75 | 60.25 | 53
2023/24 | 166.25 | 60.25 | 82
2023/24 | 166.75 | 60.25 | 62
2023/24 | 167.25 | 60.25 | 58
2023/24 | 167.75 | 60.25 | 48
2023/24 | 168.25 | 60.25 | 40
2023/24 | 168.75 | 60.25 | 49
2023/24 | 169.25 | 60.25 | 51
2023/24 | 169.75 | 60.25 | 37
2023/24 | 170.25 | 60.25 | 36
2023/24 | 170.75 | 60.25 | 40
2023/24 | 171.25 | 60.25 | 32
2023/24 | 171.75 | 60.25 | 31
2023/24 | 172.25 | 60.25 | 42
2023/24 | 172.75 | 60.25 | 44
2023/24 | 173.25 | 60.25 | 49
2023/24 | 173.75 | 60.25 | 35
2023/24 | 174.25 | 60.25 | 37
2023/24 | 174.75 | 60.25 | 32
2023/24 | 175.25 | 60.25 | 33
2023/24 | 175.75 | 60.25 | 22
2023/24 | 176.25 | 60.25 | 30
2023/24 | 176.75 | 60.25 | 30
2023/24 | 177.25 | 60.25 | 25
2023/24 | 177.75 | 60.25 | 28
2023/24 | 178.25 | 60.25 | 29
2023/24 | 178.75 | 60.25 | 27
2023/24 | 179.25 | 60.25 | 26
2023/24 | 179.75 | 60.25 | 27
2023/24 | 180.25 | 60.25 | 14
2023/24 | 180.75 | 60.25 | 21
2023/24 | 181.25 | 60.25 | 30
2023/24 | 181.75 | 60.25 | 14
2023/24 | 182.25 | 60.25 | 21
2023/24 | 182.75 | 60.25 | 21
2023/24 | 183.25 | 60.25 | 25
2023/24 | 183.75 | 60.25 | 23
2023/24 | 184.25 | 60.25 | 17
2023/24 | 184.75 | 60.25 | 15
2023/24 | 185.25 | 60.25 | 12
2023/24 | 185.75 | 60.25 | 14
2023/24 | 186.25 | 60.25 | 19
2023/24 | 186.75 | 60.25 | 18
2023/24 | 187.25 | 60.25 | 12
2023/24 | 187.75 | 60.25 | 12
2023/24 | 188.25 | 60.25 | 11
2023/24 | 188.75 | 60.25 | 17
2023/24 | 189.25 | 60.25 | 11
2023/24 | 189.75 | 60.25 | 13
2023/24 | 190.25 | 60.25 | 15
2023/24 | 190.75 | 60.25 | 13
2023/24 | 191.25 | 60.25 | 14
2023/24 | 191.75 | 60.25 | 8
2023/24 | 192.25 | 60.25 | 10
2023/24 | 192.75 | 60.25 | 16
2023/24 | 193.25 | 60.25 | 11
2023/24 | 193.75 | 60.25 | 5
2023/24 | 194.25 | 60.25 | 6
2023/24 | 194.75 | 60.25 | 6
2023/24 | 195.25 | 60.25 | 9
2023/24 | 195.75 | 60.25 | 9
2023/24 | 196.25 | 60.25 | 10
2023/24 | 196.75 | 60.25 | 7
2023/24 | 197.25 | 60.25 | 8
2023/24 | 197.75 | 60.25 | 7
2023/24 | 198.25 | 60.25 | 8
2023/24 | 198.75 | 60.25 | 8
2023/24 | 199.25 | 60.25 | 5
2023/24 | 199.75 | 60.25 | 9
2023/24 | 200.25 | 60.25 | 6
2023/24 | 200.75 | 60.25 | 6
2023/24 | 201.25 | 60.25 | 7
2023/24 | 201.75 | 60.25 | 2
2023/24 | 202.25 | 60.25 | 4
2023/24 | 202.75 | 60.25 | 6
2023/24 | 203.25 | 60.25 | 5
2023/24 | 203.75 | 60.25 | 10
2023/24 | 204.25 | 60.25 | 2
2023/24 | 204.75 | 60.25 | 3
2023/24 | 205.25 | 60.25 | 2
2023/24 | 205.75 | 60.25 | 1
2023/24 | 206.25 | 60.25 | 3
2023/24 | 206.75 | 60.25 | 3
2023/24 | 207.25 | 60.25 | 4
2023/24 | 207.75 | 60.25 | 5
2023/24 | 208.25 | 60.25 | 2
2023/24 | 208.75 | 60.25 | 5
2023/24 | 209.25 | 60.25 | 1
2023/24 | 209.75 | 60.25 | 6
2023/24 | 210.25 | 60.25 | 6
2023/24 | 210.75 | 60.25 | 4
2023/24 | 211.75 | 60.25 | 2
2023/24 | 212.25 | 60.25 | 4
2023/24 | 212.75 | 60.25 | 5
2023/24 | 213.25 | 60.25 | 1
2023/24 | 214.25 | 60.25 | 3
2023/24 | 214.75 | 60.25 | 3
2023/24 | 215.75 | 60.25 | 4
2023/24 | 216.25 | 60.25 | 2
2023/24 | 216.75 | 60.25 | 1
2023/24 | 217.25 | 60.25 | 2
2023/24 | 217.75 | 60.25 | 2
2023/24 | 218.75 | 60.25 | 3
2023/24 | 219.25 | 60.25 | 2
2023/24 | 219.75 | 60.25 | 2
2023/24 | 220.25 | 60.25 | 3
2023/24 | 221.25 | 60.25 | 2
2023/24 | 221.75 | 60.25 | 1
2023/24 | 222.25 | 60.25 | 1
2023/24 | 222.75 | 60.25 | 1
2023/24 | 223.25 | 60.25 | 3
2023/24 | 223.75 | 60.25 | 1
2023/24 | 224.25 | 60.25 | 4
2023/24 | 224.75 | 60.25 | 3
2023/24 | 225.75 | 60.25 | 1
2023/24 | 226.25 | 60.25 | 1
2023/24 | 227.25 | 60.25 | 1
2023/24 | 227.75 | 60.25 | 1
2023/24 | 228.75 | 60.25 | 1
2023/24 | 229.25 | 60.25 | 1
2023/24 | 229.75 | 60.25 | 2
2023/24 | 231.75 | 60.25 | 1
2023/24 | 232.25 | 60.25 | 1
2023/24 | 232.75 | 60.25 | 2
2023/24 | 233.25 | 60.25 | 1
2023/24 | 235.25 | 60.25 | 1
2023/24 | 236.75 | 60.25 | 1
2023/24 | 237.75 | 60.25 | 1
2023/24 | 239.75 | 60.25 | 1
2023/24 | 240.25 | 60.25 | 1
2023/24 | 240.75 | 60.25 | 1
2023/24 | 241.25 | 60.25 | 1
2023/24 | 241.75 | 60.25 | 2
2023/24 | 242.75 | 60.25 | 1
2023/24 | 243.75 | 60.25 | 1
2023/24 | 244.25 | 60.25 | 1
2023/24 | 248.25 | 60.25 | 1
2023/24 | 249.75 | 60.25 | 1
2023/24 | 250.75 | 60.25 | 2
2023/24 | 254.75 | 60.25 | 2
2023/24 | 255.25 | 60.25 | 1
2023/24 | 257.25 | 60.25 | 2
2023/24 | 257.75 | 60.25 | 1
2023/24 | 260.25 | 60.25 | 1
2023/24 | 262.25 | 60.25 | 1
2023/24 | 263.25 | 60.25 | 1
2023/24 | 266.75 | 60.25 | 1
2023/24 | 268.25 | 60.25 | 1
2023/24 | 269.75 | 60.25 | 1
2023/24 | 273.75 | 60.25 | 1
2023/24 | 274.25 | 60.25 | 1
2023/24 | 279.25 | 60.25 | 2
2023/24 | 283.25 | 60.25 | 1
2023/24 | 289.25 | 60.25 | 1
2023/24 | 293.25 | 60.25 | 1
2023/24 | 295.75 | 60.25 | 1
2023/24 | 297.25 | 60.25 | 1
2023/24 | 297.75 | 60.25 | 1
2023/24 | 306.75 | 60.25 | 1
2023/24 | 311.25 | 60.25 | 1
2023/24 | 319.75 | 60.25 | 1
2023/24 | 336.75 | 60.25 | 1
2023/24 | 339.75 | 60.25 | 1
2023/24 | 92.75 | 60.75 | 1
2023/24 | 95.75 | 60.75 | 1
2023/24 | 97.25 | 60.75 | 1
2023/24 | 97.75 | 60.75 | 1
2023/24 | 98.25 | 60.75 | 2
2023/24 | 98.75 | 60.75 | 2
2023/24 | 100.25 | 60.75 | 1
2023/24 | 101.25 | 60.75 | 2
2023/24 | 102.25 | 60.75 | 2
2023/24 | 102.75 | 60.75 | 1
2023/24 | 103.25 | 60.75 | 1
2023/24 | 103.75 | 60.75 | 6
2023/24 | 104.25 | 60.75 | 1
2023/24 | 104.75 | 60.75 | 2
2023/24 | 105.25 | 60.75 | 6
2023/24 | 105.75 | 60.75 | 4
2023/24 | 106.25 | 60.75 | 4
2023/24 | 106.75 | 60.75 | 6
2023/24 | 107.25 | 60.75 | 9
2023/24 | 107.75 | 60.75 | 6
2023/24 | 108.25 | 60.75 | 3
2023/24 | 108.75 | 60.75 | 7
2023/24 | 109.25 | 60.75 | 3
2023/24 | 109.75 | 60.75 | 13
2023/24 | 110.25 | 60.75 | 8
2023/24 | 110.75 | 60.75 | 10
2023/24 | 111.25 | 60.75 | 12
2023/24 | 111.75 | 60.75 | 10
2023/24 | 112.25 | 60.75 | 9
2023/24 | 112.75 | 60.75 | 6
2023/24 | 113.25 | 60.75 | 10
2023/24 | 113.75 | 60.75 | 14
2023/24 | 114.25 | 60.75 | 16
2023/24 | 114.75 | 60.75 | 16
2023/24 | 115.25 | 60.75 | 22
2023/24 | 115.75 | 60.75 | 21
2023/24 | 116.25 | 60.75 | 21
2023/24 | 116.75 | 60.75 | 25
2023/24 | 117.25 | 60.75 | 19
2023/24 | 117.75 | 60.75 | 31
2023/24 | 118.25 | 60.75 | 37
2023/24 | 118.75 | 60.75 | 26
2023/24 | 119.25 | 60.75 | 34
2023/24 | 119.75 | 60.75 | 43
2023/24 | 120.25 | 60.75 | 47
2023/24 | 120.75 | 60.75 | 48
2023/24 | 121.25 | 60.75 | 49
2023/24 | 121.75 | 60.75 | 42
2023/24 | 122.25 | 60.75 | 52
2023/24 | 122.75 | 60.75 | 52
2023/24 | 123.25 | 60.75 | 67
2023/24 | 123.75 | 60.75 | 41
2023/24 | 124.25 | 60.75 | 66
2023/24 | 124.75 | 60.75 | 54
2023/24 | 125.25 | 60.75 | 53
2023/24 | 125.75 | 60.75 | 61
2023/24 | 126.25 | 60.75 | 55
2023/24 | 126.75 | 60.75 | 69
2023/24 | 127.25 | 60.75 | 82
2023/24 | 127.75 | 60.75 | 84
2023/24 | 128.25 | 60.75 | 82
2023/24 | 128.75 | 60.75 | 67
2023/24 | 129.25 | 60.75 | 97
2023/24 | 129.75 | 60.75 | 88
2023/24 | 130.25 | 60.75 | 89
2023/24 | 130.75 | 60.75 | 82
2023/24 | 131.25 | 60.75 | 94
2023/24 | 131.75 | 60.75 | 99
2023/24 | 132.25 | 60.75 | 111
2023/24 | 132.75 | 60.75 | 111
2023/24 | 133.25 | 60.75 | 100
2023/24 | 133.75 | 60.75 | 101
2023/24 | 134.25 | 60.75 | 103
2023/24 | 134.75 | 60.75 | 110
2023/24 | 135.25 | 60.75 | 96
2023/24 | 135.75 | 60.75 | 132
2023/24 | 136.25 | 60.75 | 110
2023/24 | 136.75 | 60.75 | 119
2023/24 | 137.25 | 60.75 | 140
2023/24 | 137.75 | 60.75 | 119
2023/24 | 138.25 | 60.75 | 110
2023/24 | 138.75 | 60.75 | 110
2023/24 | 139.25 | 60.75 | 130
2023/24 | 139.75 | 60.75 | 149
2023/24 | 140.25 | 60.75 | 142
2023/24 | 140.75 | 60.75 | 144
2023/24 | 141.25 | 60.75 | 122
2023/24 | 141.75 | 60.75 | 121
2023/24 | 142.25 | 60.75 | 147
2023/24 | 142.75 | 60.75 | 146
2023/24 | 143.25 | 60.75 | 145
2023/24 | 143.75 | 60.75 | 132
2023/24 | 144.25 | 60.75 | 120
2023/24 | 144.75 | 60.75 | 157
2023/24 | 145.25 | 60.75 | 130
2023/24 | 145.75 | 60.75 | 126
2023/24 | 146.25 | 60.75 | 128
2023/24 | 146.75 | 60.75 | 126
2023/24 | 147.25 | 60.75 | 130
2023/24 | 147.75 | 60.75 | 119
2023/24 | 148.25 | 60.75 | 126
2023/24 | 148.75 | 60.75 | 129
2023/24 | 149.25 | 60.75 | 107
2023/24 | 149.75 | 60.75 | 120
2023/24 | 150.25 | 60.75 | 151
2023/24 | 150.75 | 60.75 | 123
2023/24 | 151.25 | 60.75 | 138
2023/24 | 151.75 | 60.75 | 122
2023/24 | 152.25 | 60.75 | 105
2023/24 | 152.75 | 60.75 | 106
2023/24 | 153.25 | 60.75 | 107
2023/24 | 153.75 | 60.75 | 121
2023/24 | 154.25 | 60.75 | 103
2023/24 | 154.75 | 60.75 | 128
2023/24 | 155.25 | 60.75 | 116
2023/24 | 155.75 | 60.75 | 106
2023/24 | 156.25 | 60.75 | 97
2023/24 | 156.75 | 60.75 | 92
2023/24 | 157.25 | 60.75 | 97
2023/24 | 157.75 | 60.75 | 109
2023/24 | 158.25 | 60.75 | 102
2023/24 | 158.75 | 60.75 | 90
2023/24 | 159.25 | 60.75 | 84
2023/24 | 159.75 | 60.75 | 83
2023/24 | 160.25 | 60.75 | 62
2023/24 | 160.75 | 60.75 | 76
2023/24 | 161.25 | 60.75 | 88
2023/24 | 161.75 | 60.75 | 77
2023/24 | 162.25 | 60.75 | 84
2023/24 | 162.75 | 60.75 | 66
2023/24 | 163.25 | 60.75 | 60
2023/24 | 163.75 | 60.75 | 70
2023/24 | 164.25 | 60.75 | 57
2023/24 | 164.75 | 60.75 | 49
2023/24 | 165.25 | 60.75 | 70
2023/24 | 165.75 | 60.75 | 54
2023/24 | 166.25 | 60.75 | 61
2023/24 | 166.75 | 60.75 | 48
2023/24 | 167.25 | 60.75 | 60
2023/24 | 167.75 | 60.75 | 49
2023/24 | 168.25 | 60.75 | 60
2023/24 | 168.75 | 60.75 | 46
2023/24 | 169.25 | 60.75 | 36
2023/24 | 169.75 | 60.75 | 49
2023/24 | 170.25 | 60.75 | 41
2023/24 | 170.75 | 60.75 | 61
2023/24 | 171.25 | 60.75 | 47
2023/24 | 171.75 | 60.75 | 37
2023/24 | 172.25 | 60.75 | 35
2023/24 | 172.75 | 60.75 | 36
2023/24 | 173.25 | 60.75 | 43
2023/24 | 173.75 | 60.75 | 35
2023/24 | 174.25 | 60.75 | 31
2023/24 | 174.75 | 60.75 | 33
2023/24 | 175.25 | 60.75 | 36
2023/24 | 175.75 | 60.75 | 30
2023/24 | 176.25 | 60.75 | 30
2023/24 | 176.75 | 60.75 | 39
2023/24 | 177.25 | 60.75 | 23
2023/24 | 177.75 | 60.75 | 36
2023/24 | 178.25 | 60.75 | 27
2023/24 | 178.75 | 60.75 | 32
2023/24 | 179.25 | 60.75 | 26
2023/24 | 179.75 | 60.75 | 31
2023/24 | 180.25 | 60.75 | 17
2023/24 | 180.75 | 60.75 | 25
2023/24 | 181.25 | 60.75 | 14
2023/24 | 181.75 | 60.75 | 18
2023/24 | 182.25 | 60.75 | 20
2023/24 | 182.75 | 60.75 | 18
2023/24 | 183.25 | 60.75 | 14
2023/24 | 183.75 | 60.75 | 24
2023/24 | 184.25 | 60.75 | 15
2023/24 | 184.75 | 60.75 | 19
2023/24 | 185.25 | 60.75 | 15
2023/24 | 185.75 | 60.75 | 15
2023/24 | 186.25 | 60.75 | 17
2023/24 | 186.75 | 60.75 | 11
2023/24 | 187.25 | 60.75 | 24
2023/24 | 187.75 | 60.75 | 19
2023/24 | 188.25 | 60.75 | 12
2023/24 | 188.75 | 60.75 | 16
2023/24 | 189.25 | 60.75 | 19
2023/24 | 189.75 | 60.75 | 22
2023/24 | 190.25 | 60.75 | 12
2023/24 | 190.75 | 60.75 | 14
2023/24 | 191.25 | 60.75 | 7
2023/24 | 191.75 | 60.75 | 6
2023/24 | 192.25 | 60.75 | 14
2023/24 | 192.75 | 60.75 | 8
2023/24 | 193.25 | 60.75 | 9
2023/24 | 193.75 | 60.75 | 5
2023/24 | 194.25 | 60.75 | 12
2023/24 | 194.75 | 60.75 | 10
2023/24 | 195.25 | 60.75 | 10
2023/24 | 195.75 | 60.75 | 12
2023/24 | 196.25 | 60.75 | 11
2023/24 | 196.75 | 60.75 | 7
2023/24 | 197.25 | 60.75 | 9
2023/24 | 197.75 | 60.75 | 12
2023/24 | 198.25 | 60.75 | 2
2023/24 | 198.75 | 60.75 | 4
2023/24 | 199.25 | 60.75 | 6
2023/24 | 199.75 | 60.75 | 5
2023/24 | 200.25 | 60.75 | 8
2023/24 | 200.75 | 60.75 | 5
2023/24 | 201.25 | 60.75 | 6
2023/24 | 201.75 | 60.75 | 13
2023/24 | 202.25 | 60.75 | 5
2023/24 | 202.75 | 60.75 | 6
2023/24 | 203.25 | 60.75 | 5
2023/24 | 203.75 | 60.75 | 5
2023/24 | 204.25 | 60.75 | 5
2023/24 | 204.75 | 60.75 | 6
2023/24 | 205.25 | 60.75 | 6
2023/24 | 205.75 | 60.75 | 6
2023/24 | 206.25 | 60.75 | 5
2023/24 | 206.75 | 60.75 | 8
2023/24 | 207.25 | 60.75 | 7
2023/24 | 207.75 | 60.75 | 2
2023/24 | 208.25 | 60.75 | 3
2023/24 | 208.75 | 60.75 | 6
2023/24 | 209.25 | 60.75 | 4
2023/24 | 209.75 | 60.75 | 4
2023/24 | 210.25 | 60.75 | 4
2023/24 | 211.25 | 60.75 | 5
2023/24 | 211.75 | 60.75 | 6
2023/24 | 212.25 | 60.75 | 1
2023/24 | 212.75 | 60.75 | 3
2023/24 | 213.25 | 60.75 | 3
2023/24 | 213.75 | 60.75 | 1
2023/24 | 214.25 | 60.75 | 2
2023/24 | 214.75 | 60.75 | 1
2023/24 | 215.25 | 60.75 | 2
2023/24 | 215.75 | 60.75 | 3
2023/24 | 216.25 | 60.75 | 2
2023/24 | 216.75 | 60.75 | 1
2023/24 | 217.25 | 60.75 | 1
2023/24 | 217.75 | 60.75 | 1
2023/24 | 218.75 | 60.75 | 1
2023/24 | 219.25 | 60.75 | 6
2023/24 | 219.75 | 60.75 | 2
2023/24 | 220.25 | 60.75 | 1
2023/24 | 220.75 | 60.75 | 2
2023/24 | 221.75 | 60.75 | 1
2023/24 | 222.25 | 60.75 | 2
2023/24 | 222.75 | 60.75 | 3
2023/24 | 223.25 | 60.75 | 2
2023/24 | 223.75 | 60.75 | 3
2023/24 | 224.25 | 60.75 | 3
2023/24 | 225.25 | 60.75 | 1
2023/24 | 225.75 | 60.75 | 2
2023/24 | 226.25 | 60.75 | 1
2023/24 | 226.75 | 60.75 | 3
2023/24 | 227.25 | 60.75 | 1
2023/24 | 228.75 | 60.75 | 3
2023/24 | 229.25 | 60.75 | 2
2023/24 | 229.75 | 60.75 | 2
2023/24 | 230.75 | 60.75 | 1
2023/24 | 231.25 | 60.75 | 2
2023/24 | 233.25 | 60.75 | 1
2023/24 | 233.75 | 60.75 | 2
2023/24 | 234.25 | 60.75 | 1
2023/24 | 235.25 | 60.75 | 1
2023/24 | 236.25 | 60.75 | 2
2023/24 | 236.75 | 60.75 | 3
2023/24 | 240.75 | 60.75 | 2
2023/24 | 241.75 | 60.75 | 2
2023/24 | 242.25 | 60.75 | 1
2023/24 | 244.25 | 60.75 | 1
2023/24 | 244.75 | 60.75 | 3
2023/24 | 245.75 | 60.75 | 1
2023/24 | 246.25 | 60.75 | 1
2023/24 | 246.75 | 60.75 | 4
2023/24 | 247.25 | 60.75 | 1
2023/24 | 249.25 | 60.75 | 1
2023/24 | 251.75 | 60.75 | 1
2023/24 | 252.25 | 60.75 | 1
2023/24 | 253.75 | 60.75 | 1
2023/24 | 254.75 | 60.75 | 2
2023/24 | 255.75 | 60.75 | 1
2023/24 | 256.75 | 60.75 | 2
2023/24 | 258.25 | 60.75 | 1
2023/24 | 260.25 | 60.75 | 1
2023/24 | 260.75 | 60.75 | 1
2023/24 | 261.75 | 60.75 | 1
2023/24 | 263.25 | 60.75 | 1
2023/24 | 264.25 | 60.75 | 1
2023/24 | 268.75 | 60.75 | 1
2023/24 | 275.25 | 60.75 | 1
2023/24 | 275.75 | 60.75 | 1
2023/24 | 277.75 | 60.75 | 1
2023/24 | 280.25 | 60.75 | 2
2023/24 | 285.25 | 60.75 | 1
2023/24 | 292.25 | 60.75 | 1
2023/24 | 294.25 | 60.75 | 1
2023/24 | 301.75 | 60.75 | 1
2023/24 | 305.25 | 60.75 | 1
2023/24 | 310.75 | 60.75 | 1
2023/24 | 316.25 | 60.75 | 1
2023/24 | 322.25 | 60.75 | 1
2023/24 | 338.75 | 60.75 | 1
2023/24 | 88.25 | 61.25 | 1
2023/24 | 90.75 | 61.25 | 2
2023/24 | 91.75 | 61.25 | 1
2023/24 | 93.25 | 61.25 | 1
2023/24 | 94.75 | 61.25 | 1
2023/24 | 98.25 | 61.25 | 2
2023/24 | 98.75 | 61.25 | 1
2023/24 | 99.25 | 61.25 | 1
2023/24 | 99.75 | 61.25 | 1
2023/24 | 101.25 | 61.25 | 1
2023/24 | 101.75 | 61.25 | 5
2023/24 | 103.25 | 61.25 | 4
2023/24 | 103.75 | 61.25 | 4
2023/24 | 104.25 | 61.25 | 3
2023/24 | 104.75 | 61.25 | 2
2023/24 | 105.25 | 61.25 | 6
2023/24 | 105.75 | 61.25 | 5
2023/24 | 106.25 | 61.25 | 2
2023/24 | 106.75 | 61.25 | 4
2023/24 | 107.25 | 61.25 | 3
2023/24 | 107.75 | 61.25 | 6
2023/24 | 108.25 | 61.25 | 7
2023/24 | 108.75 | 61.25 | 6
2023/24 | 109.25 | 61.25 | 7
2023/24 | 109.75 | 61.25 | 7
2023/24 | 110.25 | 61.25 | 10
2023/24 | 110.75 | 61.25 | 6
2023/24 | 111.25 | 61.25 | 4
2023/24 | 111.75 | 61.25 | 10
2023/24 | 112.25 | 61.25 | 14
2023/24 | 112.75 | 61.25 | 13
2023/24 | 113.25 | 61.25 | 14
2023/24 | 113.75 | 61.25 | 19
2023/24 | 114.25 | 61.25 | 17
2023/24 | 114.75 | 61.25 | 13
2023/24 | 115.25 | 61.25 | 17
2023/24 | 115.75 | 61.25 | 17
2023/24 | 116.25 | 61.25 | 18
2023/24 | 116.75 | 61.25 | 26
2023/24 | 117.25 | 61.25 | 16
2023/24 | 117.75 | 61.25 | 36
2023/24 | 118.25 | 61.25 | 25
2023/24 | 118.75 | 61.25 | 21
2023/24 | 119.25 | 61.25 | 42
2023/24 | 119.75 | 61.25 | 36
2023/24 | 120.25 | 61.25 | 43
2023/24 | 120.75 | 61.25 | 39
2023/24 | 121.25 | 61.25 | 40
2023/24 | 121.75 | 61.25 | 49
2023/24 | 122.25 | 61.25 | 48
2023/24 | 122.75 | 61.25 | 45
2023/24 | 123.25 | 61.25 | 40
2023/24 | 123.75 | 61.25 | 45
2023/24 | 124.25 | 61.25 | 57
2023/24 | 124.75 | 61.25 | 60
2023/24 | 125.25 | 61.25 | 55
2023/24 | 125.75 | 61.25 | 65
2023/24 | 126.25 | 61.25 | 64
2023/24 | 126.75 | 61.25 | 80
2023/24 | 127.25 | 61.25 | 70
2023/24 | 127.75 | 61.25 | 63
2023/24 | 128.25 | 61.25 | 83
2023/24 | 128.75 | 61.25 | 73
2023/24 | 129.25 | 61.25 | 74
2023/24 | 129.75 | 61.25 | 92
2023/24 | 130.25 | 61.25 | 80
2023/24 | 130.75 | 61.25 | 107
2023/24 | 131.25 | 61.25 | 94
2023/24 | 131.75 | 61.25 | 91
2023/24 | 132.25 | 61.25 | 108
2023/24 | 132.75 | 61.25 | 114
2023/24 | 133.25 | 61.25 | 112
2023/24 | 133.75 | 61.25 | 91
2023/24 | 134.25 | 61.25 | 87
2023/24 | 134.75 | 61.25 | 95
2023/24 | 135.25 | 61.25 | 126
2023/24 | 135.75 | 61.25 | 119
2023/24 | 136.25 | 61.25 | 102
2023/24 | 136.75 | 61.25 | 102
2023/24 | 137.25 | 61.25 | 136
2023/24 | 137.75 | 61.25 | 115
2023/24 | 138.25 | 61.25 | 135
2023/24 | 138.75 | 61.25 | 139
2023/24 | 139.25 | 61.25 | 140
2023/24 | 139.75 | 61.25 | 111
2023/24 | 140.25 | 61.25 | 131
2023/24 | 140.75 | 61.25 | 118
2023/24 | 141.25 | 61.25 | 113
2023/24 | 141.75 | 61.25 | 133
2023/24 | 142.25 | 61.25 | 141
2023/24 | 142.75 | 61.25 | 139
2023/24 | 143.25 | 61.25 | 131
2023/24 | 143.75 | 61.25 | 135
2023/24 | 144.25 | 61.25 | 118
2023/24 | 144.75 | 61.25 | 133
2023/24 | 145.25 | 61.25 | 124
2023/24 | 145.75 | 61.25 | 118
2023/24 | 146.25 | 61.25 | 127
2023/24 | 146.75 | 61.25 | 114
2023/24 | 147.25 | 61.25 | 128
2023/24 | 147.75 | 61.25 | 145
2023/24 | 148.25 | 61.25 | 125
2023/24 | 148.75 | 61.25 | 147
2023/24 | 149.25 | 61.25 | 136
2023/24 | 149.75 | 61.25 | 133
2023/24 | 150.25 | 61.25 | 128
2023/24 | 150.75 | 61.25 | 109
2023/24 | 151.25 | 61.25 | 108
2023/24 | 151.75 | 61.25 | 129
2023/24 | 152.25 | 61.25 | 117
2023/24 | 152.75 | 61.25 | 98
2023/24 | 153.25 | 61.25 | 126
2023/24 | 153.75 | 61.25 | 116
2023/24 | 154.25 | 61.25 | 101
2023/24 | 154.75 | 61.25 | 128
2023/24 | 155.25 | 61.25 | 114
2023/24 | 155.75 | 61.25 | 113
2023/24 | 156.25 | 61.25 | 121
2023/24 | 156.75 | 61.25 | 108
2023/24 | 157.25 | 61.25 | 113
2023/24 | 157.75 | 61.25 | 101
2023/24 | 158.25 | 61.25 | 119
2023/24 | 158.75 | 61.25 | 82
2023/24 | 159.25 | 61.25 | 114
2023/24 | 159.75 | 61.25 | 78
2023/24 | 160.25 | 61.25 | 90
2023/24 | 160.75 | 61.25 | 83
2023/24 | 161.25 | 61.25 | 76
2023/24 | 161.75 | 61.25 | 79
2023/24 | 162.25 | 61.25 | 92
2023/24 | 162.75 | 61.25 | 75
2023/24 | 163.25 | 61.25 | 84
2023/24 | 163.75 | 61.25 | 66
2023/24 | 164.25 | 61.25 | 65
2023/24 | 164.75 | 61.25 | 75
2023/24 | 165.25 | 61.25 | 65
2023/24 | 165.75 | 61.25 | 75
2023/24 | 166.25 | 61.25 | 69
2023/24 | 166.75 | 61.25 | 65
2023/24 | 167.25 | 61.25 | 50
2023/24 | 167.75 | 61.25 | 50
2023/24 | 168.25 | 61.25 | 54
2023/24 | 168.75 | 61.25 | 62
2023/24 | 169.25 | 61.25 | 48
2023/24 | 169.75 | 61.25 | 59
2023/24 | 170.25 | 61.25 | 51
2023/24 | 170.75 | 61.25 | 53
2023/24 | 171.25 | 61.25 | 52
2023/24 | 171.75 | 61.25 | 40
2023/24 | 172.25 | 61.25 | 45
2023/24 | 172.75 | 61.25 | 50
2023/24 | 173.25 | 61.25 | 44
2023/24 | 173.75 | 61.25 | 42
2023/24 | 174.25 | 61.25 | 44
2023/24 | 174.75 | 61.25 | 33
2023/24 | 175.25 | 61.25 | 43
2023/24 | 175.75 | 61.25 | 31
2023/24 | 176.25 | 61.25 | 38
2023/24 | 176.75 | 61.25 | 29
2023/24 | 177.25 | 61.25 | 28
2023/24 | 177.75 | 61.25 | 29
2023/24 | 178.25 | 61.25 | 36
2023/24 | 178.75 | 61.25 | 42
2023/24 | 179.25 | 61.25 | 25
2023/24 | 179.75 | 61.25 | 28
2023/24 | 180.25 | 61.25 | 34
2023/24 | 180.75 | 61.25 | 24
2023/24 | 181.25 | 61.25 | 27
2023/24 | 181.75 | 61.25 | 25
2023/24 | 182.25 | 61.25 | 31
2023/24 | 182.75 | 61.25 | 24
2023/24 | 183.25 | 61.25 | 28
2023/24 | 183.75 | 61.25 | 26
2023/24 | 184.25 | 61.25 | 26
2023/24 | 184.75 | 61.25 | 25
2023/24 | 185.25 | 61.25 | 18
2023/24 | 185.75 | 61.25 | 21
2023/24 | 186.25 | 61.25 | 21
2023/24 | 186.75 | 61.25 | 21
2023/24 | 187.25 | 61.25 | 12
2023/24 | 187.75 | 61.25 | 15
2023/24 | 188.25 | 61.25 | 21
2023/24 | 188.75 | 61.25 | 12
2023/24 | 189.25 | 61.25 | 18
2023/24 | 189.75 | 61.25 | 15
2023/24 | 190.25 | 61.25 | 13
2023/24 | 190.75 | 61.25 | 18
2023/24 | 191.25 | 61.25 | 21
2023/24 | 191.75 | 61.25 | 14
2023/24 | 192.25 | 61.25 | 13
2023/24 | 192.75 | 61.25 | 11
2023/24 | 193.25 | 61.25 | 11
2023/24 | 193.75 | 61.25 | 11
2023/24 | 194.25 | 61.25 | 15
2023/24 | 194.75 | 61.25 | 8
2023/24 | 195.25 | 61.25 | 8
2023/24 | 195.75 | 61.25 | 6
2023/24 | 196.25 | 61.25 | 15
2023/24 | 196.75 | 61.25 | 11
2023/24 | 197.25 | 61.25 | 9
2023/24 | 197.75 | 61.25 | 6
2023/24 | 198.25 | 61.25 | 5
2023/24 | 198.75 | 61.25 | 9
2023/24 | 199.25 | 61.25 | 5
2023/24 | 199.75 | 61.25 | 6
2023/24 | 200.25 | 61.25 | 8
2023/24 | 200.75 | 61.25 | 5
2023/24 | 201.25 | 61.25 | 6
2023/24 | 201.75 | 61.25 | 7
2023/24 | 202.25 | 61.25 | 4
2023/24 | 202.75 | 61.25 | 6
2023/24 | 203.25 | 61.25 | 8
2023/24 | 203.75 | 61.25 | 3
2023/24 | 204.25 | 61.25 | 3
2023/24 | 204.75 | 61.25 | 7
2023/24 | 205.25 | 61.25 | 5
2023/24 | 205.75 | 61.25 | 4
2023/24 | 206.25 | 61.25 | 5
2023/24 | 206.75 | 61.25 | 2
2023/24 | 207.25 | 61.25 | 5
2023/24 | 207.75 | 61.25 | 3
2023/24 | 208.25 | 61.25 | 1
2023/24 | 208.75 | 61.25 | 2
2023/24 | 209.25 | 61.25 | 4
2023/24 | 210.25 | 61.25 | 1
2023/24 | 210.75 | 61.25 | 4
2023/24 | 211.25 | 61.25 | 4
2023/24 | 211.75 | 61.25 | 8
2023/24 | 212.25 | 61.25 | 8
2023/24 | 212.75 | 61.25 | 1
2023/24 | 213.25 | 61.25 | 3
2023/24 | 213.75 | 61.25 | 3
2023/24 | 214.25 | 61.25 | 1
2023/24 | 214.75 | 61.25 | 2
2023/24 | 215.25 | 61.25 | 1
2023/24 | 215.75 | 61.25 | 3
2023/24 | 216.25 | 61.25 | 2
2023/24 | 216.75 | 61.25 | 1
2023/24 | 217.25 | 61.25 | 3
2023/24 | 217.75 | 61.25 | 2
2023/24 | 218.25 | 61.25 | 3
2023/24 | 219.25 | 61.25 | 2
2023/24 | 219.75 | 61.25 | 1
2023/24 | 220.25 | 61.25 | 5
2023/24 | 220.75 | 61.25 | 3
2023/24 | 221.25 | 61.25 | 2
2023/24 | 221.75 | 61.25 | 1
2023/24 | 222.25 | 61.25 | 3
2023/24 | 223.75 | 61.25 | 1
2023/24 | 224.75 | 61.25 | 1
2023/24 | 225.25 | 61.25 | 1
2023/24 | 225.75 | 61.25 | 5
2023/24 | 227.25 | 61.25 | 1
2023/24 | 227.75 | 61.25 | 2
2023/24 | 229.75 | 61.25 | 1
2023/24 | 230.25 | 61.25 | 2
2023/24 | 230.75 | 61.25 | 2
2023/24 | 231.25 | 61.25 | 2
2023/24 | 231.75 | 61.25 | 2
2023/24 | 232.25 | 61.25 | 1
2023/24 | 233.75 | 61.25 | 1
2023/24 | 234.25 | 61.25 | 1
2023/24 | 234.75 | 61.25 | 1
2023/24 | 235.25 | 61.25 | 1
2023/24 | 236.75 | 61.25 | 1
2023/24 | 237.25 | 61.25 | 1
2023/24 | 238.25 | 61.25 | 1
2023/24 | 238.75 | 61.25 | 2
2023/24 | 239.25 | 61.25 | 2
2023/24 | 239.75 | 61.25 | 1
2023/24 | 240.25 | 61.25 | 2
2023/24 | 241.25 | 61.25 | 1
2023/24 | 241.75 | 61.25 | 3
2023/24 | 242.25 | 61.25 | 2
2023/24 | 242.75 | 61.25 | 1
2023/24 | 244.25 | 61.25 | 2
2023/24 | 244.75 | 61.25 | 1
2023/24 | 245.25 | 61.25 | 1
2023/24 | 249.25 | 61.25 | 2
2023/24 | 249.75 | 61.25 | 1
2023/24 | 250.25 | 61.25 | 1
2023/24 | 250.75 | 61.25 | 1
2023/24 | 252.25 | 61.25 | 1
2023/24 | 253.25 | 61.25 | 1
2023/24 | 254.75 | 61.25 | 1
2023/24 | 255.75 | 61.25 | 1
2023/24 | 256.25 | 61.25 | 3
2023/24 | 259.75 | 61.25 | 1
2023/24 | 260.25 | 61.25 | 1
2023/24 | 260.75 | 61.25 | 3
2023/24 | 262.25 | 61.25 | 1
2023/24 | 262.75 | 61.25 | 1
2023/24 | 264.75 | 61.25 | 1
2023/24 | 265.25 | 61.25 | 1
2023/24 | 267.75 | 61.25 | 1
2023/24 | 268.75 | 61.25 | 1
2023/24 | 276.75 | 61.25 | 1
2023/24 | 279.25 | 61.25 | 1
2023/24 | 281.25 | 61.25 | 1
2023/24 | 284.25 | 61.25 | 1
2023/24 | 285.25 | 61.25 | 1
2023/24 | 287.25 | 61.25 | 1
2023/24 | 287.75 | 61.25 | 1
2023/24 | 291.75 | 61.25 | 1
2023/24 | 293.75 | 61.25 | 1
2023/24 | 300.25 | 61.25 | 1
2023/24 | 305.25 | 61.25 | 1
2023/24 | 306.75 | 61.25 | 1
2023/24 | 316.75 | 61.25 | 1
2023/24 | 92.25 | 61.75 | 1
2023/24 | 92.75 | 61.75 | 1
2023/24 | 95.25 | 61.75 | 1
2023/24 | 98.25 | 61.75 | 1
2023/24 | 99.25 | 61.75 | 2
2023/24 | 100.75 | 61.75 | 2
2023/24 | 101.25 | 61.75 | 2
2023/24 | 102.25 | 61.75 | 1
2023/24 | 102.75 | 61.75 | 2
2023/24 | 103.25 | 61.75 | 4
2023/24 | 104.25 | 61.75 | 3
2023/24 | 104.75 | 61.75 | 2
2023/24 | 105.25 | 61.75 | 2
2023/24 | 105.75 | 61.75 | 1
2023/24 | 106.25 | 61.75 | 3
2023/24 | 106.75 | 61.75 | 2
2023/24 | 107.25 | 61.75 | 5
2023/24 | 107.75 | 61.75 | 1
2023/24 | 108.25 | 61.75 | 3
2023/24 | 108.75 | 61.75 | 6
2023/24 | 109.25 | 61.75 | 12
2023/24 | 109.75 | 61.75 | 7
2023/24 | 110.25 | 61.75 | 8
2023/24 | 110.75 | 61.75 | 8
2023/24 | 111.25 | 61.75 | 7
2023/24 | 111.75 | 61.75 | 12
2023/24 | 112.25 | 61.75 | 16
2023/24 | 112.75 | 61.75 | 12
2023/24 | 113.25 | 61.75 | 10
2023/24 | 113.75 | 61.75 | 12
2023/24 | 114.25 | 61.75 | 16
2023/24 | 114.75 | 61.75 | 19
2023/24 | 115.25 | 61.75 | 15
2023/24 | 115.75 | 61.75 | 25
2023/24 | 116.25 | 61.75 | 17
2023/24 | 116.75 | 61.75 | 25
2023/24 | 117.25 | 61.75 | 30
2023/24 | 117.75 | 61.75 | 22
2023/24 | 118.25 | 61.75 | 25
2023/24 | 118.75 | 61.75 | 25
2023/24 | 119.25 | 61.75 | 30
2023/24 | 119.75 | 61.75 | 38
2023/24 | 120.25 | 61.75 | 30
2023/24 | 120.75 | 61.75 | 35
2023/24 | 121.25 | 61.75 | 38
2023/24 | 121.75 | 61.75 | 39
2023/24 | 122.25 | 61.75 | 45
2023/24 | 122.75 | 61.75 | 42
2023/24 | 123.25 | 61.75 | 50
2023/24 | 123.75 | 61.75 | 59
2023/24 | 124.25 | 61.75 | 39
2023/24 | 124.75 | 61.75 | 55
2023/24 | 125.25 | 61.75 | 67
2023/24 | 125.75 | 61.75 | 60
2023/24 | 126.25 | 61.75 | 58
2023/24 | 126.75 | 61.75 | 75
2023/24 | 127.25 | 61.75 | 67
2023/24 | 127.75 | 61.75 | 80
2023/24 | 128.25 | 61.75 | 80
2023/24 | 128.75 | 61.75 | 80
2023/24 | 129.25 | 61.75 | 74
2023/24 | 129.75 | 61.75 | 87
2023/24 | 130.25 | 61.75 | 92
2023/24 | 130.75 | 61.75 | 91
2023/24 | 131.25 | 61.75 | 94
2023/24 | 131.75 | 61.75 | 76
2023/24 | 132.25 | 61.75 | 109
2023/24 | 132.75 | 61.75 | 85
2023/24 | 133.25 | 61.75 | 101
2023/24 | 133.75 | 61.75 | 105
2023/24 | 134.25 | 61.75 | 111
2023/24 | 134.75 | 61.75 | 103
2023/24 | 135.25 | 61.75 | 91
2023/24 | 135.75 | 61.75 | 119
2023/24 | 136.25 | 61.75 | 114
2023/24 | 136.75 | 61.75 | 123
2023/24 | 137.25 | 61.75 | 137
2023/24 | 137.75 | 61.75 | 117
2023/24 | 138.25 | 61.75 | 143
2023/24 | 138.75 | 61.75 | 125
2023/24 | 139.25 | 61.75 | 126
2023/24 | 139.75 | 61.75 | 158
2023/24 | 140.25 | 61.75 | 141
2023/24 | 140.75 | 61.75 | 141
2023/24 | 141.25 | 61.75 | 139
2023/24 | 141.75 | 61.75 | 128
2023/24 | 142.25 | 61.75 | 140
2023/24 | 142.75 | 61.75 | 127
2023/24 | 143.25 | 61.75 | 115
2023/24 | 143.75 | 61.75 | 129
2023/24 | 144.25 | 61.75 | 134
2023/24 | 144.75 | 61.75 | 138
2023/24 | 145.25 | 61.75 | 120
2023/24 | 145.75 | 61.75 | 121
2023/24 | 146.25 | 61.75 | 127
2023/24 | 146.75 | 61.75 | 126
2023/24 | 147.25 | 61.75 | 146
2023/24 | 147.75 | 61.75 | 143
2023/24 | 148.25 | 61.75 | 131
2023/24 | 148.75 | 61.75 | 131
2023/24 | 149.25 | 61.75 | 132
2023/24 | 149.75 | 61.75 | 154
2023/24 | 150.25 | 61.75 | 137
2023/24 | 150.75 | 61.75 | 125
2023/24 | 151.25 | 61.75 | 115
2023/24 | 151.75 | 61.75 | 121
2023/24 | 152.25 | 61.75 | 130
2023/24 | 152.75 | 61.75 | 125
2023/24 | 153.25 | 61.75 | 106
2023/24 | 153.75 | 61.75 | 134
2023/24 | 154.25 | 61.75 | 111
2023/24 | 154.75 | 61.75 | 121
2023/24 | 155.25 | 61.75 | 110
2023/24 | 155.75 | 61.75 | 108
2023/24 | 156.25 | 61.75 | 107
2023/24 | 156.75 | 61.75 | 107
2023/24 | 157.25 | 61.75 | 103
2023/24 | 157.75 | 61.75 | 90
2023/24 | 158.25 | 61.75 | 107
2023/24 | 158.75 | 61.75 | 94
2023/24 | 159.25 | 61.75 | 89
2023/24 | 159.75 | 61.75 | 99
2023/24 | 160.25 | 61.75 | 99
2023/24 | 160.75 | 61.75 | 98
2023/24 | 161.25 | 61.75 | 88
2023/24 | 161.75 | 61.75 | 91
2023/24 | 162.25 | 61.75 | 76
2023/24 | 162.75 | 61.75 | 80
2023/24 | 163.25 | 61.75 | 92
2023/24 | 163.75 | 61.75 | 66
2023/24 | 164.25 | 61.75 | 79
2023/24 | 164.75 | 61.75 | 78
2023/24 | 165.25 | 61.75 | 85
2023/24 | 165.75 | 61.75 | 72
2023/24 | 166.25 | 61.75 | 62
2023/24 | 166.75 | 61.75 | 61
2023/24 | 167.25 | 61.75 | 64
2023/24 | 167.75 | 61.75 | 64
2023/24 | 168.25 | 61.75 | 64
2023/24 | 168.75 | 61.75 | 73
2023/24 | 169.25 | 61.75 | 66
2023/24 | 169.75 | 61.75 | 51
2023/24 | 170.25 | 61.75 | 57
2023/24 | 170.75 | 61.75 | 61
2023/24 | 171.25 | 61.75 | 45
2023/24 | 171.75 | 61.75 | 47
2023/24 | 172.25 | 61.75 | 48
2023/24 | 172.75 | 61.75 | 51
2023/24 | 173.25 | 61.75 | 65
2023/24 | 173.75 | 61.75 | 28
2023/24 | 174.25 | 61.75 | 40
2023/24 | 174.75 | 61.75 | 45
2023/24 | 175.25 | 61.75 | 34
2023/24 | 175.75 | 61.75 | 44
2023/24 | 176.25 | 61.75 | 45
2023/24 | 176.75 | 61.75 | 32
2023/24 | 177.25 | 61.75 | 34
2023/24 | 177.75 | 61.75 | 36
2023/24 | 178.25 | 61.75 | 33
2023/24 | 178.75 | 61.75 | 33
2023/24 | 179.25 | 61.75 | 18
2023/24 | 179.75 | 61.75 | 33
2023/24 | 180.25 | 61.75 | 26
2023/24 | 180.75 | 61.75 | 27
2023/24 | 181.25 | 61.75 | 33
2023/24 | 181.75 | 61.75 | 24
2023/24 | 182.25 | 61.75 | 27
2023/24 | 182.75 | 61.75 | 24
2023/24 | 183.25 | 61.75 | 17
2023/24 | 183.75 | 61.75 | 24
2023/24 | 184.25 | 61.75 | 22
2023/24 | 184.75 | 61.75 | 22
2023/24 | 185.25 | 61.75 | 23
2023/24 | 185.75 | 61.75 | 19
2023/24 | 186.25 | 61.75 | 20
2023/24 | 186.75 | 61.75 | 15
2023/24 | 187.25 | 61.75 | 23
2023/24 | 187.75 | 61.75 | 18
2023/24 | 188.25 | 61.75 | 16
2023/24 | 188.75 | 61.75 | 14
2023/24 | 189.25 | 61.75 | 14
2023/24 | 189.75 | 61.75 | 10
2023/24 | 190.25 | 61.75 | 18
2023/24 | 190.75 | 61.75 | 20
2023/24 | 191.25 | 61.75 | 15
2023/24 | 191.75 | 61.75 | 17
2023/24 | 192.25 | 61.75 | 14
2023/24 | 192.75 | 61.75 | 6
2023/24 | 193.25 | 61.75 | 10
2023/24 | 193.75 | 61.75 | 15
2023/24 | 194.25 | 61.75 | 15
2023/24 | 194.75 | 61.75 | 15
2023/24 | 195.25 | 61.75 | 7
2023/24 | 195.75 | 61.75 | 13
2023/24 | 196.25 | 61.75 | 5
2023/24 | 196.75 | 61.75 | 13
2023/24 | 197.25 | 61.75 | 15
2023/24 | 197.75 | 61.75 | 8
2023/24 | 198.25 | 61.75 | 10
2023/24 | 198.75 | 61.75 | 6
2023/24 | 199.25 | 61.75 | 12
2023/24 | 199.75 | 61.75 | 5
2023/24 | 200.25 | 61.75 | 3
2023/24 | 200.75 | 61.75 | 4
2023/24 | 201.25 | 61.75 | 5
2023/24 | 201.75 | 61.75 | 10
2023/24 | 202.25 | 61.75 | 3
2023/24 | 202.75 | 61.75 | 6
2023/24 | 203.25 | 61.75 | 7
2023/24 | 203.75 | 61.75 | 5
2023/24 | 204.25 | 61.75 | 1
2023/24 | 204.75 | 61.75 | 6
2023/24 | 205.25 | 61.75 | 5
2023/24 | 205.75 | 61.75 | 4
2023/24 | 206.25 | 61.75 | 4
2023/24 | 206.75 | 61.75 | 6
2023/24 | 207.25 | 61.75 | 5
2023/24 | 207.75 | 61.75 | 4
2023/24 | 208.25 | 61.75 | 4
2023/24 | 208.75 | 61.75 | 5
2023/24 | 209.25 | 61.75 | 3
2023/24 | 209.75 | 61.75 | 1
2023/24 | 210.25 | 61.75 | 2
2023/24 | 210.75 | 61.75 | 2
2023/24 | 211.25 | 61.75 | 2
2023/24 | 211.75 | 61.75 | 2
2023/24 | 212.25 | 61.75 | 5
2023/24 | 212.75 | 61.75 | 2
2023/24 | 213.25 | 61.75 | 1
2023/24 | 213.75 | 61.75 | 1
2023/24 | 214.25 | 61.75 | 3
2023/24 | 214.75 | 61.75 | 2
2023/24 | 215.25 | 61.75 | 1
2023/24 | 215.75 | 61.75 | 2
2023/24 | 216.25 | 61.75 | 1
2023/24 | 216.75 | 61.75 | 5
2023/24 | 217.25 | 61.75 | 4
2023/24 | 217.75 | 61.75 | 4
2023/24 | 218.25 | 61.75 | 3
2023/24 | 218.75 | 61.75 | 2
2023/24 | 219.25 | 61.75 | 6
2023/24 | 219.75 | 61.75 | 2
2023/24 | 220.25 | 61.75 | 1
2023/24 | 220.75 | 61.75 | 2
2023/24 | 221.25 | 61.75 | 3
2023/24 | 221.75 | 61.75 | 1
2023/24 | 222.25 | 61.75 | 1
2023/24 | 223.25 | 61.75 | 1
2023/24 | 223.75 | 61.75 | 2
2023/24 | 224.25 | 61.75 | 2
2023/24 | 224.75 | 61.75 | 2
2023/24 | 225.25 | 61.75 | 4
2023/24 | 225.75 | 61.75 | 1
2023/24 | 226.25 | 61.75 | 1
2023/24 | 226.75 | 61.75 | 3
2023/24 | 227.25 | 61.75 | 2
2023/24 | 227.75 | 61.75 | 1
2023/24 | 228.25 | 61.75 | 1
2023/24 | 229.25 | 61.75 | 3
2023/24 | 229.75 | 61.75 | 1
2023/24 | 230.25 | 61.75 | 1
2023/24 | 231.25 | 61.75 | 2
2023/24 | 233.25 | 61.75 | 3
2023/24 | 233.75 | 61.75 | 2
2023/24 | 234.25 | 61.75 | 1
2023/24 | 235.25 | 61.75 | 1
2023/24 | 236.75 | 61.75 | 2
2023/24 | 237.25 | 61.75 | 2
2023/24 | 238.75 | 61.75 | 1
2023/24 | 240.75 | 61.75 | 1
2023/24 | 241.75 | 61.75 | 1
2023/24 | 242.25 | 61.75 | 1
2023/24 | 243.25 | 61.75 | 1
2023/24 | 243.75 | 61.75 | 3
2023/24 | 244.25 | 61.75 | 2
2023/24 | 244.75 | 61.75 | 4
2023/24 | 245.25 | 61.75 | 2
2023/24 | 245.75 | 61.75 | 2
2023/24 | 247.25 | 61.75 | 1
2023/24 | 249.75 | 61.75 | 1
2023/24 | 251.25 | 61.75 | 1
2023/24 | 254.75 | 61.75 | 2
2023/24 | 256.25 | 61.75 | 1
2023/24 | 256.75 | 61.75 | 1
2023/24 | 259.25 | 61.75 | 1
2023/24 | 264.25 | 61.75 | 2
2023/24 | 266.25 | 61.75 | 1
2023/24 | 266.75 | 61.75 | 1
2023/24 | 267.75 | 61.75 | 1
2023/24 | 268.25 | 61.75 | 1
2023/24 | 269.25 | 61.75 | 1
2023/24 | 270.25 | 61.75 | 1
2023/24 | 270.75 | 61.75 | 1
2023/24 | 271.75 | 61.75 | 1
2023/24 | 273.75 | 61.75 | 2
2023/24 | 274.25 | 61.75 | 1
2023/24 | 275.25 | 61.75 | 1
2023/24 | 282.75 | 61.75 | 1
2023/24 | 283.25 | 61.75 | 1
2023/24 | 290.75 | 61.75 | 1
2023/24 | 293.75 | 61.75 | 1
2023/24 | 297.25 | 61.75 | 1
2023/24 | 300.25 | 61.75 | 1
2023/24 | 301.75 | 61.75 | 1
2023/24 | 307.75 | 61.75 | 1
2023/24 | 330.25 | 61.75 | 1
2023/24 | 86.75 | 62.25 | 1
2023/24 | 93.75 | 62.25 | 1
2023/24 | 94.25 | 62.25 | 1
2023/24 | 96.25 | 62.25 | 1
2023/24 | 99.25 | 62.25 | 2
2023/24 | 100.25 | 62.25 | 1
2023/24 | 101.75 | 62.25 | 1
2023/24 | 103.25 | 62.25 | 1
2023/24 | 104.25 | 62.25 | 3
2023/24 | 104.75 | 62.25 | 5
2023/24 | 105.25 | 62.25 | 3
2023/24 | 105.75 | 62.25 | 1
2023/24 | 106.25 | 62.25 | 2
2023/24 | 106.75 | 62.25 | 1
2023/24 | 107.25 | 62.25 | 5
2023/24 | 107.75 | 62.25 | 8
2023/24 | 108.25 | 62.25 | 3
2023/24 | 108.75 | 62.25 | 5
2023/24 | 109.25 | 62.25 | 5
2023/24 | 109.75 | 62.25 | 7
2023/24 | 110.25 | 62.25 | 2
2023/24 | 110.75 | 62.25 | 8
2023/24 | 111.25 | 62.25 | 9
2023/24 | 111.75 | 62.25 | 16
2023/24 | 112.25 | 62.25 | 9
2023/24 | 112.75 | 62.25 | 8
2023/24 | 113.25 | 62.25 | 7
2023/24 | 113.75 | 62.25 | 19
2023/24 | 114.25 | 62.25 | 10
2023/24 | 114.75 | 62.25 | 19
2023/24 | 115.25 | 62.25 | 15
2023/24 | 115.75 | 62.25 | 10
2023/24 | 116.25 | 62.25 | 15
2023/24 | 116.75 | 62.25 | 19
2023/24 | 117.25 | 62.25 | 22
2023/24 | 117.75 | 62.25 | 19
2023/24 | 118.25 | 62.25 | 21
2023/24 | 118.75 | 62.25 | 22
2023/24 | 119.25 | 62.25 | 24
2023/24 | 119.75 | 62.25 | 33
2023/24 | 120.25 | 62.25 | 43
2023/24 | 120.75 | 62.25 | 40
2023/24 | 121.25 | 62.25 | 36
2023/24 | 121.75 | 62.25 | 31
2023/24 | 122.25 | 62.25 | 45
2023/24 | 122.75 | 62.25 | 41
2023/24 | 123.25 | 62.25 | 43
2023/24 | 123.75 | 62.25 | 41
2023/24 | 124.25 | 62.25 | 55
2023/24 | 124.75 | 62.25 | 35
2023/24 | 125.25 | 62.25 | 51
2023/24 | 125.75 | 62.25 | 52
2023/24 | 126.25 | 62.25 | 51
2023/24 | 126.75 | 62.25 | 62
2023/24 | 127.25 | 62.25 | 66
2023/24 | 127.75 | 62.25 | 77
2023/24 | 128.25 | 62.25 | 57
2023/24 | 128.75 | 62.25 | 64
2023/24 | 129.25 | 62.25 | 73
2023/24 | 129.75 | 62.25 | 80
2023/24 | 130.25 | 62.25 | 84
2023/24 | 130.75 | 62.25 | 83
2023/24 | 131.25 | 62.25 | 89
2023/24 | 131.75 | 62.25 | 99
2023/24 | 132.25 | 62.25 | 81
2023/24 | 132.75 | 62.25 | 73
2023/24 | 133.25 | 62.25 | 103
2023/24 | 133.75 | 62.25 | 103
2023/24 | 134.25 | 62.25 | 93
2023/24 | 134.75 | 62.25 | 124
2023/24 | 135.25 | 62.25 | 113
2023/24 | 135.75 | 62.25 | 88
2023/24 | 136.25 | 62.25 | 109
2023/24 | 136.75 | 62.25 | 118
2023/24 | 137.25 | 62.25 | 133
2023/24 | 137.75 | 62.25 | 118
2023/24 | 138.25 | 62.25 | 137
2023/24 | 138.75 | 62.25 | 120
2023/24 | 139.25 | 62.25 | 136
2023/24 | 139.75 | 62.25 | 130
2023/24 | 140.25 | 62.25 | 128
2023/24 | 140.75 | 62.25 | 114
2023/24 | 141.25 | 62.25 | 115
2023/24 | 141.75 | 62.25 | 126
2023/24 | 142.25 | 62.25 | 139
2023/24 | 142.75 | 62.25 | 145
2023/24 | 143.25 | 62.25 | 137
2023/24 | 143.75 | 62.25 | 120
2023/24 | 144.25 | 62.25 | 137
2023/24 | 144.75 | 62.25 | 118
2023/24 | 145.25 | 62.25 | 151
2023/24 | 145.75 | 62.25 | 136
2023/24 | 146.25 | 62.25 | 122
2023/24 | 146.75 | 62.25 | 111
2023/24 | 147.25 | 62.25 | 124
2023/24 | 147.75 | 62.25 | 154
2023/24 | 148.25 | 62.25 | 134
2023/24 | 148.75 | 62.25 | 145
2023/24 | 149.25 | 62.25 | 136
2023/24 | 149.75 | 62.25 | 144
2023/24 | 150.25 | 62.25 | 123
2023/24 | 150.75 | 62.25 | 146
2023/24 | 151.25 | 62.25 | 132
2023/24 | 151.75 | 62.25 | 151
2023/24 | 152.25 | 62.25 | 136
2023/24 | 152.75 | 62.25 | 123
2023/24 | 153.25 | 62.25 | 121
2023/24 | 153.75 | 62.25 | 129
2023/24 | 154.25 | 62.25 | 119
2023/24 | 154.75 | 62.25 | 115
2023/24 | 155.25 | 62.25 | 119
2023/24 | 155.75 | 62.25 | 123
2023/24 | 156.25 | 62.25 | 129
2023/24 | 156.75 | 62.25 | 106
2023/24 | 157.25 | 62.25 | 101
2023/24 | 157.75 | 62.25 | 112
2023/24 | 158.25 | 62.25 | 124
2023/24 | 158.75 | 62.25 | 106
2023/24 | 159.25 | 62.25 | 101
2023/24 | 159.75 | 62.25 | 94
2023/24 | 160.25 | 62.25 | 80
2023/24 | 160.75 | 62.25 | 86
2023/24 | 161.25 | 62.25 | 99
2023/24 | 161.75 | 62.25 | 92
2023/24 | 162.25 | 62.25 | 107
2023/24 | 162.75 | 62.25 | 96
2023/24 | 163.25 | 62.25 | 84
2023/24 | 163.75 | 62.25 | 79
2023/24 | 164.25 | 62.25 | 96
2023/24 | 164.75 | 62.25 | 79
2023/24 | 165.25 | 62.25 | 74
2023/24 | 165.75 | 62.25 | 71
2023/24 | 166.25 | 62.25 | 75
2023/24 | 166.75 | 62.25 | 71
2023/24 | 167.25 | 62.25 | 57
2023/24 | 167.75 | 62.25 | 76
2023/24 | 168.25 | 62.25 | 65
2023/24 | 168.75 | 62.25 | 57
2023/24 | 169.25 | 62.25 | 76
2023/24 | 169.75 | 62.25 | 67
2023/24 | 170.25 | 62.25 | 55
2023/24 | 170.75 | 62.25 | 54
2023/24 | 171.25 | 62.25 | 53
2023/24 | 171.75 | 62.25 | 54
2023/24 | 172.25 | 62.25 | 44
2023/24 | 172.75 | 62.25 | 46
2023/24 | 173.25 | 62.25 | 52
2023/24 | 173.75 | 62.25 | 36
2023/24 | 174.25 | 62.25 | 55
2023/24 | 174.75 | 62.25 | 43
2023/24 | 175.25 | 62.25 | 43
2023/24 | 175.75 | 62.25 | 50
2023/24 | 176.25 | 62.25 | 29
2023/24 | 176.75 | 62.25 | 41
2023/24 | 177.25 | 62.25 | 36
2023/24 | 177.75 | 62.25 | 31
2023/24 | 178.25 | 62.25 | 36
2023/24 | 178.75 | 62.25 | 25
2023/24 | 179.25 | 62.25 | 51
2023/24 | 179.75 | 62.25 | 26
2023/24 | 180.25 | 62.25 | 27
2023/24 | 180.75 | 62.25 | 31
2023/24 | 181.25 | 62.25 | 24
2023/24 | 181.75 | 62.25 | 37
2023/24 | 182.25 | 62.25 | 22
2023/24 | 182.75 | 62.25 | 17
2023/24 | 183.25 | 62.25 | 38
2023/24 | 183.75 | 62.25 | 15
2023/24 | 184.25 | 62.25 | 28
2023/24 | 184.75 | 62.25 | 15
2023/24 | 185.25 | 62.25 | 19
2023/24 | 185.75 | 62.25 | 18
2023/24 | 186.25 | 62.25 | 24
2023/24 | 186.75 | 62.25 | 21
2023/24 | 187.25 | 62.25 | 20
2023/24 | 187.75 | 62.25 | 20
2023/24 | 188.25 | 62.25 | 26
2023/24 | 188.75 | 62.25 | 24
2023/24 | 189.25 | 62.25 | 21
2023/24 | 189.75 | 62.25 | 20
2023/24 | 190.25 | 62.25 | 13
2023/24 | 190.75 | 62.25 | 21
2023/24 | 191.25 | 62.25 | 21
2023/24 | 191.75 | 62.25 | 11
2023/24 | 192.25 | 62.25 | 17
2023/24 | 192.75 | 62.25 | 13
2023/24 | 193.25 | 62.25 | 20
2023/24 | 193.75 | 62.25 | 11
2023/24 | 194.25 | 62.25 | 14
2023/24 | 194.75 | 62.25 | 8
2023/24 | 195.25 | 62.25 | 10
2023/24 | 195.75 | 62.25 | 11
2023/24 | 196.25 | 62.25 | 12
2023/24 | 196.75 | 62.25 | 8
2023/24 | 197.25 | 62.25 | 13
2023/24 | 197.75 | 62.25 | 12
2023/24 | 198.25 | 62.25 | 7
2023/24 | 198.75 | 62.25 | 8
2023/24 | 199.25 | 62.25 | 6
2023/24 | 199.75 | 62.25 | 10
2023/24 | 200.25 | 62.25 | 8
2023/24 | 200.75 | 62.25 | 7
2023/24 | 201.25 | 62.25 | 3
2023/24 | 201.75 | 62.25 | 7
2023/24 | 202.25 | 62.25 | 4
2023/24 | 202.75 | 62.25 | 3
2023/24 | 203.25 | 62.25 | 4
2023/24 | 203.75 | 62.25 | 5
2023/24 | 204.25 | 62.25 | 4
2023/24 | 204.75 | 62.25 | 4
2023/24 | 205.25 | 62.25 | 3
2023/24 | 205.75 | 62.25 | 4
2023/24 | 206.25 | 62.25 | 4
2023/24 | 206.75 | 62.25 | 8
2023/24 | 207.25 | 62.25 | 4
2023/24 | 207.75 | 62.25 | 6
2023/24 | 208.25 | 62.25 | 7
2023/24 | 208.75 | 62.25 | 6
2023/24 | 209.25 | 62.25 | 1
2023/24 | 209.75 | 62.25 | 3
2023/24 | 210.25 | 62.25 | 4
2023/24 | 210.75 | 62.25 | 8
2023/24 | 211.25 | 62.25 | 6
2023/24 | 211.75 | 62.25 | 3
2023/24 | 212.25 | 62.25 | 3
2023/24 | 212.75 | 62.25 | 4
2023/24 | 213.25 | 62.25 | 4
2023/24 | 213.75 | 62.25 | 2
2023/24 | 214.25 | 62.25 | 1
2023/24 | 214.75 | 62.25 | 2
2023/24 | 215.75 | 62.25 | 2
2023/24 | 216.25 | 62.25 | 3
2023/24 | 216.75 | 62.25 | 3
2023/24 | 217.25 | 62.25 | 3
2023/24 | 217.75 | 62.25 | 4
2023/24 | 218.25 | 62.25 | 2
2023/24 | 218.75 | 62.25 | 5
2023/24 | 219.25 | 62.25 | 3
2023/24 | 219.75 | 62.25 | 1
2023/24 | 220.25 | 62.25 | 3
2023/24 | 220.75 | 62.25 | 4
2023/24 | 221.25 | 62.25 | 3
2023/24 | 221.75 | 62.25 | 1
2023/24 | 222.25 | 62.25 | 2
2023/24 | 222.75 | 62.25 | 3
2023/24 | 223.25 | 62.25 | 2
2023/24 | 223.75 | 62.25 | 1
2023/24 | 224.25 | 62.25 | 3
2023/24 | 225.75 | 62.25 | 2
2023/24 | 226.25 | 62.25 | 2
2023/24 | 226.75 | 62.25 | 2
2023/24 | 228.25 | 62.25 | 2
2023/24 | 228.75 | 62.25 | 3
2023/24 | 229.25 | 62.25 | 3
2023/24 | 230.25 | 62.25 | 2
2023/24 | 231.75 | 62.25 | 2
2023/24 | 232.25 | 62.25 | 3
2023/24 | 233.25 | 62.25 | 1
2023/24 | 233.75 | 62.25 | 1
2023/24 | 234.25 | 62.25 | 2
2023/24 | 234.75 | 62.25 | 1
2023/24 | 235.25 | 62.25 | 2
2023/24 | 238.25 | 62.25 | 2
2023/24 | 238.75 | 62.25 | 2
2023/24 | 240.25 | 62.25 | 1
2023/24 | 240.75 | 62.25 | 1
2023/24 | 242.25 | 62.25 | 1
2023/24 | 242.75 | 62.25 | 3
2023/24 | 245.25 | 62.25 | 1
2023/24 | 246.75 | 62.25 | 1
2023/24 | 248.25 | 62.25 | 1
2023/24 | 249.25 | 62.25 | 2
2023/24 | 250.75 | 62.25 | 1
2023/24 | 251.75 | 62.25 | 2
2023/24 | 253.25 | 62.25 | 4
2023/24 | 253.75 | 62.25 | 1
2023/24 | 256.75 | 62.25 | 1
2023/24 | 257.25 | 62.25 | 1
2023/24 | 258.25 | 62.25 | 1
2023/24 | 260.75 | 62.25 | 1
2023/24 | 261.25 | 62.25 | 1
2023/24 | 262.25 | 62.25 | 1
2023/24 | 263.25 | 62.25 | 1
2023/24 | 268.75 | 62.25 | 1
2023/24 | 270.25 | 62.25 | 1
2023/24 | 270.75 | 62.25 | 2
2023/24 | 272.25 | 62.25 | 1
2023/24 | 273.25 | 62.25 | 1
2023/24 | 273.75 | 62.25 | 1
2023/24 | 276.75 | 62.25 | 1
2023/24 | 280.25 | 62.25 | 1
2023/24 | 280.75 | 62.25 | 2
2023/24 | 281.75 | 62.25 | 1
2023/24 | 288.75 | 62.25 | 1
2023/24 | 290.75 | 62.25 | 1
2023/24 | 296.25 | 62.25 | 2
2023/24 | 297.25 | 62.25 | 1
2023/24 | 299.25 | 62.25 | 1
2023/24 | 301.25 | 62.25 | 1
2023/24 | 302.75 | 62.25 | 2
2023/24 | 303.75 | 62.25 | 1
2023/24 | 312.75 | 62.25 | 1
2023/24 | 314.25 | 62.25 | 1
2023/24 | 320.75 | 62.25 | 1
2023/24 | 322.25 | 62.25 | 1
2023/24 | 334.75 | 62.25 | 1
2023/24 | 342.75 | 62.25 | 1
2023/24 | 91.25 | 62.75 | 1
2023/24 | 96.75 | 62.75 | 1
2023/24 | 97.75 | 62.75 | 1
2023/24 | 98.25 | 62.75 | 1
2023/24 | 98.75 | 62.75 | 1
2023/24 | 99.25 | 62.75 | 1
2023/24 | 99.75 | 62.75 | 1
2023/24 | 100.25 | 62.75 | 1
2023/24 | 101.75 | 62.75 | 1
2023/24 | 102.25 | 62.75 | 1
2023/24 | 102.75 | 62.75 | 1
2023/24 | 103.25 | 62.75 | 2
2023/24 | 104.25 | 62.75 | 2
2023/24 | 104.75 | 62.75 | 1
2023/24 | 105.25 | 62.75 | 1
2023/24 | 105.75 | 62.75 | 3
2023/24 | 106.25 | 62.75 | 2
2023/24 | 106.75 | 62.75 | 2
2023/24 | 107.25 | 62.75 | 3
2023/24 | 107.75 | 62.75 | 4
2023/24 | 108.25 | 62.75 | 2
2023/24 | 108.75 | 62.75 | 3
2023/24 | 109.25 | 62.75 | 8
2023/24 | 109.75 | 62.75 | 8
2023/24 | 110.25 | 62.75 | 6
2023/24 | 110.75 | 62.75 | 4
2023/24 | 111.25 | 62.75 | 10
2023/24 | 111.75 | 62.75 | 5
2023/24 | 112.25 | 62.75 | 12
2023/24 | 112.75 | 62.75 | 11
2023/24 | 113.25 | 62.75 | 6
2023/24 | 113.75 | 62.75 | 12
2023/24 | 114.25 | 62.75 | 12
2023/24 | 114.75 | 62.75 | 16
2023/24 | 115.25 | 62.75 | 14
2023/24 | 115.75 | 62.75 | 21
2023/24 | 116.25 | 62.75 | 13
2023/24 | 116.75 | 62.75 | 16
2023/24 | 117.25 | 62.75 | 19
2023/24 | 117.75 | 62.75 | 18
2023/24 | 118.25 | 62.75 | 21
2023/24 | 118.75 | 62.75 | 23
2023/24 | 119.25 | 62.75 | 29
2023/24 | 119.75 | 62.75 | 18
2023/24 | 120.25 | 62.75 | 38
2023/24 | 120.75 | 62.75 | 37
2023/24 | 121.25 | 62.75 | 37
2023/24 | 121.75 | 62.75 | 34
2023/24 | 122.25 | 62.75 | 35
2023/24 | 122.75 | 62.75 | 32
2023/24 | 123.25 | 62.75 | 37
2023/24 | 123.75 | 62.75 | 58
2023/24 | 124.25 | 62.75 | 47
2023/24 | 124.75 | 62.75 | 46
2023/24 | 125.25 | 62.75 | 49
2023/24 | 125.75 | 62.75 | 49
2023/24 | 126.25 | 62.75 | 57
2023/24 | 126.75 | 62.75 | 52
2023/24 | 127.25 | 62.75 | 44
2023/24 | 127.75 | 62.75 | 60
2023/24 | 128.25 | 62.75 | 76
2023/24 | 128.75 | 62.75 | 76
2023/24 | 129.25 | 62.75 | 77
2023/24 | 129.75 | 62.75 | 69
2023/24 | 130.25 | 62.75 | 65
2023/24 | 130.75 | 62.75 | 89
2023/24 | 131.25 | 62.75 | 85
2023/24 | 131.75 | 62.75 | 75
2023/24 | 132.25 | 62.75 | 85
2023/24 | 132.75 | 62.75 | 95
2023/24 | 133.25 | 62.75 | 97
2023/24 | 133.75 | 62.75 | 97
2023/24 | 134.25 | 62.75 | 85
2023/24 | 134.75 | 62.75 | 99
2023/24 | 135.25 | 62.75 | 89
2023/24 | 135.75 | 62.75 | 115
2023/24 | 136.25 | 62.75 | 122
2023/24 | 136.75 | 62.75 | 122
2023/24 | 137.25 | 62.75 | 102
2023/24 | 137.75 | 62.75 | 94
2023/24 | 138.25 | 62.75 | 128
2023/24 | 138.75 | 62.75 | 124
2023/24 | 139.25 | 62.75 | 109
2023/24 | 139.75 | 62.75 | 115
2023/24 | 140.25 | 62.75 | 142
2023/24 | 140.75 | 62.75 | 137
2023/24 | 141.25 | 62.75 | 137
2023/24 | 141.75 | 62.75 | 156
2023/24 | 142.25 | 62.75 | 145
2023/24 | 142.75 | 62.75 | 123
2023/24 | 143.25 | 62.75 | 130
2023/24 | 143.75 | 62.75 | 145
2023/24 | 144.25 | 62.75 | 139
2023/24 | 144.75 | 62.75 | 128
2023/24 | 145.25 | 62.75 | 124
2023/24 | 145.75 | 62.75 | 127
2023/24 | 146.25 | 62.75 | 132
2023/24 | 146.75 | 62.75 | 147
2023/24 | 147.25 | 62.75 | 145
2023/24 | 147.75 | 62.75 | 141
2023/24 | 148.25 | 62.75 | 118
2023/24 | 148.75 | 62.75 | 118
2023/24 | 149.25 | 62.75 | 129
2023/24 | 149.75 | 62.75 | 167
2023/24 | 150.25 | 62.75 | 132
2023/24 | 150.75 | 62.75 | 120
2023/24 | 151.25 | 62.75 | 119
2023/24 | 151.75 | 62.75 | 120
2023/24 | 152.25 | 62.75 | 147
2023/24 | 152.75 | 62.75 | 120
2023/24 | 153.25 | 62.75 | 120
2023/24 | 153.75 | 62.75 | 122
2023/24 | 154.25 | 62.75 | 127
2023/24 | 154.75 | 62.75 | 107
2023/24 | 155.25 | 62.75 | 118
2023/24 | 155.75 | 62.75 | 108
2023/24 | 156.25 | 62.75 | 110
2023/24 | 156.75 | 62.75 | 119
2023/24 | 157.25 | 62.75 | 101
2023/24 | 157.75 | 62.75 | 100
2023/24 | 158.25 | 62.75 | 107
2023/24 | 158.75 | 62.75 | 114
2023/24 | 159.25 | 62.75 | 132
2023/24 | 159.75 | 62.75 | 104
2023/24 | 160.25 | 62.75 | 108
2023/24 | 160.75 | 62.75 | 94
2023/24 | 161.25 | 62.75 | 107
2023/24 | 161.75 | 62.75 | 93
2023/24 | 162.25 | 62.75 | 73
2023/24 | 162.75 | 62.75 | 88
2023/24 | 163.25 | 62.75 | 92
2023/24 | 163.75 | 62.75 | 90
2023/24 | 164.25 | 62.75 | 100
2023/24 | 164.75 | 62.75 | 93
2023/24 | 165.25 | 62.75 | 77
2023/24 | 165.75 | 62.75 | 68
2023/24 | 166.25 | 62.75 | 80
2023/24 | 166.75 | 62.75 | 63
2023/24 | 167.25 | 62.75 | 81
2023/24 | 167.75 | 62.75 | 61
2023/24 | 168.25 | 62.75 | 83
2023/24 | 168.75 | 62.75 | 58
2023/24 | 169.25 | 62.75 | 66
2023/24 | 169.75 | 62.75 | 79
2023/24 | 170.25 | 62.75 | 61
2023/24 | 170.75 | 62.75 | 58
2023/24 | 171.25 | 62.75 | 62
2023/24 | 171.75 | 62.75 | 54
2023/24 | 172.25 | 62.75 | 60
2023/24 | 172.75 | 62.75 | 55
2023/24 | 173.25 | 62.75 | 46
2023/24 | 173.75 | 62.75 | 49
2023/24 | 174.25 | 62.75 | 52
2023/24 | 174.75 | 62.75 | 40
2023/24 | 175.25 | 62.75 | 48
2023/24 | 175.75 | 62.75 | 46
2023/24 | 176.25 | 62.75 | 60
2023/24 | 176.75 | 62.75 | 32
2023/24 | 177.25 | 62.75 | 35
2023/24 | 177.75 | 62.75 | 43
2023/24 | 178.25 | 62.75 | 33
2023/24 | 178.75 | 62.75 | 32
2023/24 | 179.25 | 62.75 | 37
2023/24 | 179.75 | 62.75 | 38
2023/24 | 180.25 | 62.75 | 36
2023/24 | 180.75 | 62.75 | 27
2023/24 | 181.25 | 62.75 | 36
2023/24 | 181.75 | 62.75 | 34
2023/24 | 182.25 | 62.75 | 33
2023/24 | 182.75 | 62.75 | 30
2023/24 | 183.25 | 62.75 | 26
2023/24 | 183.75 | 62.75 | 28
2023/24 | 184.25 | 62.75 | 20
2023/24 | 184.75 | 62.75 | 20
2023/24 | 185.25 | 62.75 | 22
2023/24 | 185.75 | 62.75 | 30
2023/24 | 186.25 | 62.75 | 22
2023/24 | 186.75 | 62.75 | 26
2023/24 | 187.25 | 62.75 | 21
2023/24 | 187.75 | 62.75 | 25
2023/24 | 188.25 | 62.75 | 31
2023/24 | 188.75 | 62.75 | 17
2023/24 | 189.25 | 62.75 | 25
2023/24 | 189.75 | 62.75 | 23
2023/24 | 190.25 | 62.75 | 10
2023/24 | 190.75 | 62.75 | 14
2023/24 | 191.25 | 62.75 | 16
2023/24 | 191.75 | 62.75 | 10
2023/24 | 192.25 | 62.75 | 18
2023/24 | 192.75 | 62.75 | 12
2023/24 | 193.25 | 62.75 | 18
2023/24 | 193.75 | 62.75 | 10
2023/24 | 194.25 | 62.75 | 13
2023/24 | 194.75 | 62.75 | 17
2023/24 | 195.25 | 62.75 | 8
2023/24 | 195.75 | 62.75 | 11
2023/24 | 196.25 | 62.75 | 17
2023/24 | 196.75 | 62.75 | 10
2023/24 | 197.25 | 62.75 | 15
2023/24 | 197.75 | 62.75 | 9
2023/24 | 198.25 | 62.75 | 5
2023/24 | 198.75 | 62.75 | 7
2023/24 | 199.25 | 62.75 | 10
2023/24 | 199.75 | 62.75 | 7
2023/24 | 200.25 | 62.75 | 9
2023/24 | 200.75 | 62.75 | 13
2023/24 | 201.25 | 62.75 | 4
2023/24 | 201.75 | 62.75 | 7
2023/24 | 202.25 | 62.75 | 7
2023/24 | 202.75 | 62.75 | 4
2023/24 | 203.25 | 62.75 | 8
2023/24 | 203.75 | 62.75 | 10
2023/24 | 204.25 | 62.75 | 11
2023/24 | 204.75 | 62.75 | 3
2023/24 | 205.25 | 62.75 | 6
2023/24 | 205.75 | 62.75 | 7
2023/24 | 206.25 | 62.75 | 4
2023/24 | 206.75 | 62.75 | 8
2023/24 | 207.25 | 62.75 | 4
2023/24 | 207.75 | 62.75 | 7
2023/24 | 208.25 | 62.75 | 4
2023/24 | 208.75 | 62.75 | 7
2023/24 | 209.25 | 62.75 | 4
2023/24 | 209.75 | 62.75 | 6
2023/24 | 210.25 | 62.75 | 9
2023/24 | 210.75 | 62.75 | 4
2023/24 | 211.25 | 62.75 | 1
2023/24 | 211.75 | 62.75 | 3
2023/24 | 212.25 | 62.75 | 4
2023/24 | 212.75 | 62.75 | 5
2023/24 | 213.25 | 62.75 | 3
2023/24 | 213.75 | 62.75 | 3
2023/24 | 214.25 | 62.75 | 6
2023/24 | 214.75 | 62.75 | 7
2023/24 | 215.25 | 62.75 | 2
2023/24 | 215.75 | 62.75 | 4
2023/24 | 216.25 | 62.75 | 4
2023/24 | 216.75 | 62.75 | 4
2023/24 | 217.25 | 62.75 | 2
2023/24 | 217.75 | 62.75 | 1
2023/24 | 218.25 | 62.75 | 5
2023/24 | 218.75 | 62.75 | 2
2023/24 | 219.25 | 62.75 | 2
2023/24 | 219.75 | 62.75 | 6
2023/24 | 220.25 | 62.75 | 4
2023/24 | 220.75 | 62.75 | 2
2023/24 | 221.25 | 62.75 | 2
2023/24 | 221.75 | 62.75 | 2
2023/24 | 222.75 | 62.75 | 1
2023/24 | 223.25 | 62.75 | 2
2023/24 | 223.75 | 62.75 | 1
2023/24 | 224.25 | 62.75 | 1
2023/24 | 224.75 | 62.75 | 3
2023/24 | 225.25 | 62.75 | 2
2023/24 | 226.25 | 62.75 | 2
2023/24 | 226.75 | 62.75 | 3
2023/24 | 227.25 | 62.75 | 1
2023/24 | 227.75 | 62.75 | 2
2023/24 | 228.25 | 62.75 | 1
2023/24 | 228.75 | 62.75 | 1
2023/24 | 229.25 | 62.75 | 1
2023/24 | 229.75 | 62.75 | 2
2023/24 | 230.25 | 62.75 | 3
2023/24 | 230.75 | 62.75 | 4
2023/24 | 232.25 | 62.75 | 2
2023/24 | 233.25 | 62.75 | 1
2023/24 | 233.75 | 62.75 | 3
2023/24 | 234.25 | 62.75 | 1
2023/24 | 234.75 | 62.75 | 1
2023/24 | 235.25 | 62.75 | 3
2023/24 | 235.75 | 62.75 | 2
2023/24 | 236.25 | 62.75 | 1
2023/24 | 236.75 | 62.75 | 1
2023/24 | 238.25 | 62.75 | 1
2023/24 | 239.75 | 62.75 | 1
2023/24 | 241.25 | 62.75 | 1
2023/24 | 242.75 | 62.75 | 1
2023/24 | 243.25 | 62.75 | 1
2023/24 | 243.75 | 62.75 | 3
2023/24 | 245.75 | 62.75 | 3
2023/24 | 246.25 | 62.75 | 1
2023/24 | 246.75 | 62.75 | 1
2023/24 | 247.75 | 62.75 | 2
2023/24 | 248.75 | 62.75 | 1
2023/24 | 249.75 | 62.75 | 2
2023/24 | 250.25 | 62.75 | 2
2023/24 | 252.25 | 62.75 | 1
2023/24 | 252.75 | 62.75 | 1
2023/24 | 254.75 | 62.75 | 1
2023/24 | 255.25 | 62.75 | 3
2023/24 | 255.75 | 62.75 | 2
2023/24 | 256.75 | 62.75 | 1
2023/24 | 259.25 | 62.75 | 1
2023/24 | 260.25 | 62.75 | 2
2023/24 | 260.75 | 62.75 | 1
2023/24 | 261.25 | 62.75 | 1
2023/24 | 261.75 | 62.75 | 2
2023/24 | 262.75 | 62.75 | 1
2023/24 | 263.75 | 62.75 | 2
2023/24 | 264.25 | 62.75 | 1
2023/24 | 264.75 | 62.75 | 1
2023/24 | 266.75 | 62.75 | 1
2023/24 | 267.25 | 62.75 | 1
2023/24 | 267.75 | 62.75 | 1
2023/24 | 268.25 | 62.75 | 1
2023/24 | 269.25 | 62.75 | 1
2023/24 | 270.25 | 62.75 | 1
2023/24 | 271.25 | 62.75 | 2
2023/24 | 272.25 | 62.75 | 2
2023/24 | 275.25 | 62.75 | 1
2023/24 | 276.25 | 62.75 | 1
2023/24 | 278.75 | 62.75 | 1
2023/24 | 282.25 | 62.75 | 1
2023/24 | 283.75 | 62.75 | 1
2023/24 | 286.25 | 62.75 | 1
2023/24 | 286.75 | 62.75 | 1
2023/24 | 287.25 | 62.75 | 1
2023/24 | 287.75 | 62.75 | 1
2023/24 | 288.25 | 62.75 | 1
2023/24 | 293.25 | 62.75 | 1
2023/24 | 296.75 | 62.75 | 1
2023/24 | 303.25 | 62.75 | 1
2023/24 | 304.75 | 62.75 | 1
2023/24 | 315.75 | 62.75 | 1
2023/24 | 318.25 | 62.75 | 1
2023/24 | 323.75 | 62.75 | 1
2023/24 | 330.25 | 62.75 | 1
2023/24 | 342.75 | 62.75 | 1
2023/24 | 92.75 | 63.25 | 1
2023/24 | 94.75 | 63.25 | 1
2023/24 | 96.25 | 63.25 | 1
2023/24 | 98.25 | 63.25 | 1
2023/24 | 101.25 | 63.25 | 1
2023/24 | 101.75 | 63.25 | 1
2023/24 | 102.75 | 63.25 | 2
2023/24 | 103.25 | 63.25 | 1
2023/24 | 103.75 | 63.25 | 1
2023/24 | 104.25 | 63.25 | 3
2023/24 | 105.25 | 63.25 | 1
2023/24 | 105.75 | 63.25 | 1
2023/24 | 106.25 | 63.25 | 1
2023/24 | 106.75 | 63.25 | 2
2023/24 | 107.25 | 63.25 | 2
2023/24 | 107.75 | 63.25 | 5
2023/24 | 108.25 | 63.25 | 2
2023/24 | 108.75 | 63.25 | 4
2023/24 | 109.25 | 63.25 | 6
2023/24 | 109.75 | 63.25 | 5
2023/24 | 110.25 | 63.25 | 6
2023/24 | 110.75 | 63.25 | 10
2023/24 | 111.25 | 63.25 | 12
2023/24 | 111.75 | 63.25 | 9
2023/24 | 112.25 | 63.25 | 4
2023/24 | 112.75 | 63.25 | 8
2023/24 | 113.25 | 63.25 | 6
2023/24 | 113.75 | 63.25 | 5
2023/24 | 114.25 | 63.25 | 16
2023/24 | 114.75 | 63.25 | 8
2023/24 | 115.25 | 63.25 | 11
2023/24 | 115.75 | 63.25 | 19
2023/24 | 116.25 | 63.25 | 12
2023/24 | 116.75 | 63.25 | 20
2023/24 | 117.25 | 63.25 | 18
2023/24 | 117.75 | 63.25 | 16
2023/24 | 118.25 | 63.25 | 20
2023/24 | 118.75 | 63.25 | 23
2023/24 | 119.25 | 63.25 | 23
2023/24 | 119.75 | 63.25 | 29
2023/24 | 120.25 | 63.25 | 30
2023/24 | 120.75 | 63.25 | 28
2023/24 | 121.25 | 63.25 | 25
2023/24 | 121.75 | 63.25 | 25
2023/24 | 122.25 | 63.25 | 41
2023/24 | 122.75 | 63.25 | 30
2023/24 | 123.25 | 63.25 | 50
2023/24 | 123.75 | 63.25 | 39
2023/24 | 124.25 | 63.25 | 39
2023/24 | 124.75 | 63.25 | 31
2023/24 | 125.25 | 63.25 | 61
2023/24 | 125.75 | 63.25 | 53
2023/24 | 126.25 | 63.25 | 69
2023/24 | 126.75 | 63.25 | 54
2023/24 | 127.25 | 63.25 | 59
2023/24 | 127.75 | 63.25 | 55
2023/24 | 128.25 | 63.25 | 78
2023/24 | 128.75 | 63.25 | 62
2023/24 | 129.25 | 63.25 | 69
2023/24 | 129.75 | 63.25 | 67
2023/24 | 130.25 | 63.25 | 65
2023/24 | 130.75 | 63.25 | 81
2023/24 | 131.25 | 63.25 | 79
2023/24 | 131.75 | 63.25 | 78
2023/24 | 132.25 | 63.25 | 91
2023/24 | 132.75 | 63.25 | 85
2023/24 | 133.25 | 63.25 | 85
2023/24 | 133.75 | 63.25 | 95
2023/24 | 134.25 | 63.25 | 83
2023/24 | 134.75 | 63.25 | 94
2023/24 | 135.25 | 63.25 | 106
2023/24 | 135.75 | 63.25 | 94
2023/24 | 136.25 | 63.25 | 143
2023/24 | 136.75 | 63.25 | 132
2023/24 | 137.25 | 63.25 | 114
2023/24 | 137.75 | 63.25 | 109
2023/24 | 138.25 | 63.25 | 116
2023/24 | 138.75 | 63.25 | 128
2023/24 | 139.25 | 63.25 | 115
2023/24 | 139.75 | 63.25 | 119
2023/24 | 140.25 | 63.25 | 127
2023/24 | 140.75 | 63.25 | 124
2023/24 | 141.25 | 63.25 | 138
2023/24 | 141.75 | 63.25 | 123
2023/24 | 142.25 | 63.25 | 131
2023/24 | 142.75 | 63.25 | 122
2023/24 | 143.25 | 63.25 | 161
2023/24 | 143.75 | 63.25 | 128
2023/24 | 144.25 | 63.25 | 128
2023/24 | 144.75 | 63.25 | 148
2023/24 | 145.25 | 63.25 | 147
2023/24 | 145.75 | 63.25 | 143
2023/24 | 146.25 | 63.25 | 140
2023/24 | 146.75 | 63.25 | 140
2023/24 | 147.25 | 63.25 | 146
2023/24 | 147.75 | 63.25 | 146
2023/24 | 148.25 | 63.25 | 134
2023/24 | 148.75 | 63.25 | 137
2023/24 | 149.25 | 63.25 | 143
2023/24 | 149.75 | 63.25 | 128
2023/24 | 150.25 | 63.25 | 143
2023/24 | 150.75 | 63.25 | 133
2023/24 | 151.25 | 63.25 | 139
2023/24 | 151.75 | 63.25 | 142
2023/24 | 152.25 | 63.25 | 127
2023/24 | 152.75 | 63.25 | 122
2023/24 | 153.25 | 63.25 | 123
2023/24 | 153.75 | 63.25 | 126
2023/24 | 154.25 | 63.25 | 124
2023/24 | 154.75 | 63.25 | 102
2023/24 | 155.25 | 63.25 | 115
2023/24 | 155.75 | 63.25 | 133
2023/24 | 156.25 | 63.25 | 127
2023/24 | 156.75 | 63.25 | 129
2023/24 | 157.25 | 63.25 | 127
2023/24 | 157.75 | 63.25 | 138
2023/24 | 158.25 | 63.25 | 109
2023/24 | 158.75 | 63.25 | 112
2023/24 | 159.25 | 63.25 | 107
2023/24 | 159.75 | 63.25 | 100
2023/24 | 160.25 | 63.25 | 106
2023/24 | 160.75 | 63.25 | 109
2023/24 | 161.25 | 63.25 | 111
2023/24 | 161.75 | 63.25 | 102
2023/24 | 162.25 | 63.25 | 97
2023/24 | 162.75 | 63.25 | 110
2023/24 | 163.25 | 63.25 | 129
2023/24 | 163.75 | 63.25 | 97
2023/24 | 164.25 | 63.25 | 106
2023/24 | 164.75 | 63.25 | 76
2023/24 | 165.25 | 63.25 | 81
2023/24 | 165.75 | 63.25 | 103
2023/24 | 166.25 | 63.25 | 82
2023/24 | 166.75 | 63.25 | 82
2023/24 | 167.25 | 63.25 | 77
2023/24 | 167.75 | 63.25 | 87
2023/24 | 168.25 | 63.25 | 71
2023/24 | 168.75 | 63.25 | 88
2023/24 | 169.25 | 63.25 | 58
2023/24 | 169.75 | 63.25 | 81
2023/24 | 170.25 | 63.25 | 84
2023/24 | 170.75 | 63.25 | 63
2023/24 | 171.25 | 63.25 | 70
2023/24 | 171.75 | 63.25 | 66
2023/24 | 172.25 | 63.25 | 57
2023/24 | 172.75 | 63.25 | 47
2023/24 | 173.25 | 63.25 | 58
2023/24 | 173.75 | 63.25 | 60
2023/24 | 174.25 | 63.25 | 41
2023/24 | 174.75 | 63.25 | 42
2023/24 | 175.25 | 63.25 | 53
2023/24 | 175.75 | 63.25 | 40
2023/24 | 176.25 | 63.25 | 48
2023/24 | 176.75 | 63.25 | 32
2023/24 | 177.25 | 63.25 | 43
2023/24 | 177.75 | 63.25 | 41
2023/24 | 178.25 | 63.25 | 35
2023/24 | 178.75 | 63.25 | 35
2023/24 | 179.25 | 63.25 | 25
2023/24 | 179.75 | 63.25 | 40
2023/24 | 180.25 | 63.25 | 33
2023/24 | 180.75 | 63.25 | 30
2023/24 | 181.25 | 63.25 | 43
2023/24 | 181.75 | 63.25 | 34
2023/24 | 182.25 | 63.25 | 24
2023/24 | 182.75 | 63.25 | 34
2023/24 | 183.25 | 63.25 | 33
2023/24 | 183.75 | 63.25 | 22
2023/24 | 184.25 | 63.25 | 21
2023/24 | 184.75 | 63.25 | 35
2023/24 | 185.25 | 63.25 | 27
2023/24 | 185.75 | 63.25 | 25
2023/24 | 186.25 | 63.25 | 23
2023/24 | 186.75 | 63.25 | 19
2023/24 | 187.25 | 63.25 | 22
2023/24 | 187.75 | 63.25 | 31
2023/24 | 188.25 | 63.25 | 28
2023/24 | 188.75 | 63.25 | 22
2023/24 | 189.25 | 63.25 | 23
2023/24 | 189.75 | 63.25 | 18
2023/24 | 190.25 | 63.25 | 26
2023/24 | 190.75 | 63.25 | 20
2023/24 | 191.25 | 63.25 | 12
2023/24 | 191.75 | 63.25 | 13
2023/24 | 192.25 | 63.25 | 20
2023/24 | 192.75 | 63.25 | 23
2023/24 | 193.25 | 63.25 | 20
2023/24 | 193.75 | 63.25 | 17
2023/24 | 194.25 | 63.25 | 12
2023/24 | 194.75 | 63.25 | 10
2023/24 | 195.25 | 63.25 | 15
2023/24 | 195.75 | 63.25 | 13
2023/24 | 196.25 | 63.25 | 14
2023/24 | 196.75 | 63.25 | 15
2023/24 | 197.25 | 63.25 | 10
2023/24 | 197.75 | 63.25 | 15
2023/24 | 198.25 | 63.25 | 10
2023/24 | 198.75 | 63.25 | 13
2023/24 | 199.25 | 63.25 | 13
2023/24 | 199.75 | 63.25 | 9
2023/24 | 200.25 | 63.25 | 7
2023/24 | 200.75 | 63.25 | 9
2023/24 | 201.25 | 63.25 | 9
2023/24 | 201.75 | 63.25 | 3
2023/24 | 202.25 | 63.25 | 10
2023/24 | 202.75 | 63.25 | 8
2023/24 | 203.25 | 63.25 | 9
2023/24 | 203.75 | 63.25 | 7
2023/24 | 204.25 | 63.25 | 8
2023/24 | 204.75 | 63.25 | 10
2023/24 | 205.25 | 63.25 | 9
2023/24 | 205.75 | 63.25 | 5
2023/24 | 206.25 | 63.25 | 2
2023/24 | 206.75 | 63.25 | 7
2023/24 | 207.25 | 63.25 | 7
2023/24 | 207.75 | 63.25 | 5
2023/24 | 208.25 | 63.25 | 7
2023/24 | 208.75 | 63.25 | 10
2023/24 | 209.25 | 63.25 | 7
2023/24 | 209.75 | 63.25 | 4
2023/24 | 210.25 | 63.25 | 4
2023/24 | 210.75 | 63.25 | 6
2023/24 | 211.25 | 63.25 | 6
2023/24 | 211.75 | 63.25 | 5
2023/24 | 212.25 | 63.25 | 3
2023/24 | 212.75 | 63.25 | 2
2023/24 | 213.25 | 63.25 | 5
2023/24 | 213.75 | 63.25 | 4
2023/24 | 214.25 | 63.25 | 6
2023/24 | 214.75 | 63.25 | 4
2023/24 | 215.25 | 63.25 | 1
2023/24 | 215.75 | 63.25 | 2
2023/24 | 216.25 | 63.25 | 6
2023/24 | 216.75 | 63.25 | 2
2023/24 | 217.25 | 63.25 | 5
2023/24 | 217.75 | 63.25 | 2
2023/24 | 218.25 | 63.25 | 3
2023/24 | 218.75 | 63.25 | 2
2023/24 | 219.25 | 63.25 | 2
2023/24 | 219.75 | 63.25 | 3
2023/24 | 220.25 | 63.25 | 1
2023/24 | 220.75 | 63.25 | 7
2023/24 | 221.25 | 63.25 | 5
2023/24 | 221.75 | 63.25 | 2
2023/24 | 222.25 | 63.25 | 3
2023/24 | 222.75 | 63.25 | 3
2023/24 | 223.25 | 63.25 | 4
2023/24 | 223.75 | 63.25 | 1
2023/24 | 224.25 | 63.25 | 1
2023/24 | 224.75 | 63.25 | 3
2023/24 | 225.25 | 63.25 | 2
2023/24 | 225.75 | 63.25 | 3
2023/24 | 226.25 | 63.25 | 1
2023/24 | 226.75 | 63.25 | 2
2023/24 | 227.25 | 63.25 | 2
2023/24 | 227.75 | 63.25 | 2
2023/24 | 228.25 | 63.25 | 3
2023/24 | 228.75 | 63.25 | 2
2023/24 | 229.25 | 63.25 | 1
2023/24 | 229.75 | 63.25 | 1
2023/24 | 230.25 | 63.25 | 2
2023/24 | 230.75 | 63.25 | 1
2023/24 | 231.75 | 63.25 | 3
2023/24 | 232.25 | 63.25 | 2
2023/24 | 232.75 | 63.25 | 2
2023/24 | 233.25 | 63.25 | 1
2023/24 | 233.75 | 63.25 | 1
2023/24 | 234.25 | 63.25 | 3
2023/24 | 234.75 | 63.25 | 3
2023/24 | 236.25 | 63.25 | 2
2023/24 | 236.75 | 63.25 | 1
2023/24 | 237.75 | 63.25 | 1
2023/24 | 238.25 | 63.25 | 3
2023/24 | 238.75 | 63.25 | 3
2023/24 | 239.25 | 63.25 | 4
2023/24 | 239.75 | 63.25 | 2
2023/24 | 240.25 | 63.25 | 1
2023/24 | 240.75 | 63.25 | 2
2023/24 | 241.75 | 63.25 | 2
2023/24 | 242.75 | 63.25 | 2
2023/24 | 243.25 | 63.25 | 2
2023/24 | 243.75 | 63.25 | 1
2023/24 | 244.25 | 63.25 | 3
2023/24 | 244.75 | 63.25 | 3
2023/24 | 245.25 | 63.25 | 1
2023/24 | 247.75 | 63.25 | 1
2023/24 | 249.25 | 63.25 | 2
2023/24 | 250.25 | 63.25 | 1
2023/24 | 250.75 | 63.25 | 1
2023/24 | 251.25 | 63.25 | 1
2023/24 | 252.25 | 63.25 | 1
2023/24 | 253.25 | 63.25 | 2
2023/24 | 255.25 | 63.25 | 1
2023/24 | 260.75 | 63.25 | 2
2023/24 | 263.25 | 63.25 | 1
2023/24 | 265.25 | 63.25 | 4
2023/24 | 271.25 | 63.25 | 2
2023/24 | 272.25 | 63.25 | 1
2023/24 | 274.75 | 63.25 | 2
2023/24 | 275.25 | 63.25 | 1
2023/24 | 276.25 | 63.25 | 1
2023/24 | 278.25 | 63.25 | 2
2023/24 | 279.25 | 63.25 | 1
2023/24 | 279.75 | 63.25 | 2
2023/24 | 280.25 | 63.25 | 1
2023/24 | 280.75 | 63.25 | 1
2023/24 | 281.25 | 63.25 | 1
2023/24 | 286.75 | 63.25 | 1
2023/24 | 287.75 | 63.25 | 1
2023/24 | 289.25 | 63.25 | 1
2023/24 | 293.25 | 63.25 | 1
2023/24 | 294.25 | 63.25 | 1
2023/24 | 300.25 | 63.25 | 1
2023/24 | 301.75 | 63.25 | 1
2023/24 | 307.25 | 63.25 | 1
2023/24 | 309.75 | 63.25 | 1
2023/24 | 312.25 | 63.25 | 1
2023/24 | 319.75 | 63.25 | 1
2023/24 | 324.75 | 63.25 | 1
2023/24 | 342.75 | 63.25 | 1
2023/24 | 90.25 | 63.75 | 1
2023/24 | 93.25 | 63.75 | 1
2023/24 | 96.25 | 63.75 | 1
2023/24 | 99.25 | 63.75 | 1
2023/24 | 100.25 | 63.75 | 1
2023/24 | 101.25 | 63.75 | 1
2023/24 | 101.75 | 63.75 | 1
2023/24 | 103.75 | 63.75 | 2
2023/24 | 104.25 | 63.75 | 3
2023/24 | 104.75 | 63.75 | 1
2023/24 | 105.25 | 63.75 | 1
2023/24 | 105.75 | 63.75 | 2
2023/24 | 106.25 | 63.75 | 2
2023/24 | 106.75 | 63.75 | 4
2023/24 | 107.25 | 63.75 | 1
2023/24 | 107.75 | 63.75 | 2
2023/24 | 108.25 | 63.75 | 3
2023/24 | 108.75 | 63.75 | 4
2023/24 | 109.25 | 63.75 | 2
2023/24 | 109.75 | 63.75 | 2
2023/24 | 110.25 | 63.75 | 10
2023/24 | 110.75 | 63.75 | 5
2023/24 | 111.25 | 63.75 | 7
2023/24 | 111.75 | 63.75 | 6
2023/24 | 112.25 | 63.75 | 6
2023/24 | 112.75 | 63.75 | 6
2023/24 | 113.25 | 63.75 | 9
2023/24 | 113.75 | 63.75 | 8
2023/24 | 114.25 | 63.75 | 9
2023/24 | 114.75 | 63.75 | 7
2023/24 | 115.25 | 63.75 | 8
2023/24 | 115.75 | 63.75 | 20
2023/24 | 116.25 | 63.75 | 8
2023/24 | 116.75 | 63.75 | 14
2023/24 | 117.25 | 63.75 | 14
2023/24 | 117.75 | 63.75 | 15
2023/24 | 118.25 | 63.75 | 23
2023/24 | 118.75 | 63.75 | 22
2023/24 | 119.25 | 63.75 | 16
2023/24 | 119.75 | 63.75 | 20
2023/24 | 120.25 | 63.75 | 24
2023/24 | 120.75 | 63.75 | 22
2023/24 | 121.25 | 63.75 | 29
2023/24 | 121.75 | 63.75 | 33
2023/24 | 122.25 | 63.75 | 30
2023/24 | 122.75 | 63.75 | 38
2023/24 | 123.25 | 63.75 | 25
2023/24 | 123.75 | 63.75 | 30
2023/24 | 124.25 | 63.75 | 34
2023/24 | 124.75 | 63.75 | 36
2023/24 | 125.25 | 63.75 | 31
2023/24 | 125.75 | 63.75 | 41
2023/24 | 126.25 | 63.75 | 44
2023/24 | 126.75 | 63.75 | 56
2023/24 | 127.25 | 63.75 | 39
2023/24 | 127.75 | 63.75 | 66
2023/24 | 128.25 | 63.75 | 49
2023/24 | 128.75 | 63.75 | 57
2023/24 | 129.25 | 63.75 | 63
2023/24 | 129.75 | 63.75 | 54
2023/24 | 130.25 | 63.75 | 92
2023/24 | 130.75 | 63.75 | 76
2023/24 | 131.25 | 63.75 | 71
2023/24 | 131.75 | 63.75 | 83
2023/24 | 132.25 | 63.75 | 83
2023/24 | 132.75 | 63.75 | 84
2023/24 | 133.25 | 63.75 | 112
2023/24 | 133.75 | 63.75 | 69
2023/24 | 134.25 | 63.75 | 103
2023/24 | 134.75 | 63.75 | 97
2023/24 | 135.25 | 63.75 | 98
2023/24 | 135.75 | 63.75 | 113
2023/24 | 136.25 | 63.75 | 116
2023/24 | 136.75 | 63.75 | 129
2023/24 | 137.25 | 63.75 | 108
2023/24 | 137.75 | 63.75 | 125
2023/24 | 138.25 | 63.75 | 138
2023/24 | 138.75 | 63.75 | 139
2023/24 | 139.25 | 63.75 | 120
2023/24 | 139.75 | 63.75 | 103
2023/24 | 140.25 | 63.75 | 132
2023/24 | 140.75 | 63.75 | 123
2023/24 | 141.25 | 63.75 | 122
2023/24 | 141.75 | 63.75 | 123
2023/24 | 142.25 | 63.75 | 131
2023/24 | 142.75 | 63.75 | 154
2023/24 | 143.25 | 63.75 | 127
2023/24 | 143.75 | 63.75 | 139
2023/24 | 144.25 | 63.75 | 153
2023/24 | 144.75 | 63.75 | 121
2023/24 | 145.25 | 63.75 | 143
2023/24 | 145.75 | 63.75 | 119
2023/24 | 146.25 | 63.75 | 144
2023/24 | 146.75 | 63.75 | 130
2023/24 | 147.25 | 63.75 | 151
2023/24 | 147.75 | 63.75 | 134
2023/24 | 148.25 | 63.75 | 142
2023/24 | 148.75 | 63.75 | 127
2023/24 | 149.25 | 63.75 | 159
2023/24 | 149.75 | 63.75 | 131
2023/24 | 150.25 | 63.75 | 152
2023/24 | 150.75 | 63.75 | 133
2023/24 | 151.25 | 63.75 | 135
2023/24 | 151.75 | 63.75 | 122
2023/24 | 152.25 | 63.75 | 120
2023/24 | 152.75 | 63.75 | 128
2023/24 | 153.25 | 63.75 | 130
2023/24 | 153.75 | 63.75 | 110
2023/24 | 154.25 | 63.75 | 141
2023/24 | 154.75 | 63.75 | 149
2023/24 | 155.25 | 63.75 | 147
2023/24 | 155.75 | 63.75 | 115
2023/24 | 156.25 | 63.75 | 112
2023/24 | 156.75 | 63.75 | 118
2023/24 | 157.25 | 63.75 | 118
2023/24 | 157.75 | 63.75 | 112
2023/24 | 158.25 | 63.75 | 120
2023/24 | 158.75 | 63.75 | 99
2023/24 | 159.25 | 63.75 | 106
2023/24 | 159.75 | 63.75 | 102
2023/24 | 160.25 | 63.75 | 111
2023/24 | 160.75 | 63.75 | 123
2023/24 | 161.25 | 63.75 | 114
2023/24 | 161.75 | 63.75 | 98
2023/24 | 162.25 | 63.75 | 115
2023/24 | 162.75 | 63.75 | 79
2023/24 | 163.25 | 63.75 | 69
2023/24 | 163.75 | 63.75 | 90
2023/24 | 164.25 | 63.75 | 103
2023/24 | 164.75 | 63.75 | 103
2023/24 | 165.25 | 63.75 | 91
2023/24 | 165.75 | 63.75 | 98
2023/24 | 166.25 | 63.75 | 73
2023/24 | 166.75 | 63.75 | 92
2023/24 | 167.25 | 63.75 | 84
2023/24 | 167.75 | 63.75 | 82
2023/24 | 168.25 | 63.75 | 76
2023/24 | 168.75 | 63.75 | 70
2023/24 | 169.25 | 63.75 | 68
2023/24 | 169.75 | 63.75 | 76
2023/24 | 170.25 | 63.75 | 66
2023/24 | 170.75 | 63.75 | 69
2023/24 | 171.25 | 63.75 | 80
2023/24 | 171.75 | 63.75 | 60
2023/24 | 172.25 | 63.75 | 64
2023/24 | 172.75 | 63.75 | 59
2023/24 | 173.25 | 63.75 | 67
2023/24 | 173.75 | 63.75 | 64
2023/24 | 174.25 | 63.75 | 54
2023/24 | 174.75 | 63.75 | 47
2023/24 | 175.25 | 63.75 | 53
2023/24 | 175.75 | 63.75 | 41
2023/24 | 176.25 | 63.75 | 40
2023/24 | 176.75 | 63.75 | 55
2023/24 | 177.25 | 63.75 | 50
2023/24 | 177.75 | 63.75 | 35
2023/24 | 178.25 | 63.75 | 39
2023/24 | 178.75 | 63.75 | 44
2023/24 | 179.25 | 63.75 | 48
2023/24 | 179.75 | 63.75 | 55
2023/24 | 180.25 | 63.75 | 32
2023/24 | 180.75 | 63.75 | 46
2023/24 | 181.25 | 63.75 | 42
2023/24 | 181.75 | 63.75 | 32
2023/24 | 182.25 | 63.75 | 33
2023/24 | 182.75 | 63.75 | 36
2023/24 | 183.25 | 63.75 | 37
2023/24 | 183.75 | 63.75 | 22
2023/24 | 184.25 | 63.75 | 25
2023/24 | 184.75 | 63.75 | 30
2023/24 | 185.25 | 63.75 | 35
2023/24 | 185.75 | 63.75 | 27
2023/24 | 186.25 | 63.75 | 18
2023/24 | 186.75 | 63.75 | 19
2023/24 | 187.25 | 63.75 | 27
2023/24 | 187.75 | 63.75 | 21
2023/24 | 188.25 | 63.75 | 19
2023/24 | 188.75 | 63.75 | 20
2023/24 | 189.25 | 63.75 | 29
2023/24 | 189.75 | 63.75 | 28
2023/24 | 190.25 | 63.75 | 18
2023/24 | 190.75 | 63.75 | 19
2023/24 | 191.25 | 63.75 | 17
2023/24 | 191.75 | 63.75 | 23
2023/24 | 192.25 | 63.75 | 15
2023/24 | 192.75 | 63.75 | 15
2023/24 | 193.25 | 63.75 | 16
2023/24 | 193.75 | 63.75 | 17
2023/24 | 194.25 | 63.75 | 18
2023/24 | 194.75 | 63.75 | 10
2023/24 | 195.25 | 63.75 | 12
2023/24 | 195.75 | 63.75 | 17
2023/24 | 196.25 | 63.75 | 17
2023/24 | 196.75 | 63.75 | 12
2023/24 | 197.25 | 63.75 | 19
2023/24 | 197.75 | 63.75 | 10
2023/24 | 198.25 | 63.75 | 15
2023/24 | 198.75 | 63.75 | 7
2023/24 | 199.25 | 63.75 | 13
2023/24 | 199.75 | 63.75 | 9
2023/24 | 200.25 | 63.75 | 11
2023/24 | 200.75 | 63.75 | 14
2023/24 | 201.25 | 63.75 | 13
2023/24 | 201.75 | 63.75 | 11
2023/24 | 202.25 | 63.75 | 15
2023/24 | 202.75 | 63.75 | 7
2023/24 | 203.25 | 63.75 | 9
2023/24 | 203.75 | 63.75 | 9
2023/24 | 204.25 | 63.75 | 10
2023/24 | 204.75 | 63.75 | 10
2023/24 | 205.25 | 63.75 | 10
2023/24 | 205.75 | 63.75 | 12
2023/24 | 206.25 | 63.75 | 6
2023/24 | 206.75 | 63.75 | 5
2023/24 | 207.25 | 63.75 | 7
2023/24 | 207.75 | 63.75 | 10
2023/24 | 208.25 | 63.75 | 7
2023/24 | 208.75 | 63.75 | 8
2023/24 | 209.25 | 63.75 | 3
2023/24 | 209.75 | 63.75 | 6
2023/24 | 210.25 | 63.75 | 2
2023/24 | 210.75 | 63.75 | 5
2023/24 | 211.25 | 63.75 | 1
2023/24 | 211.75 | 63.75 | 7
2023/24 | 212.25 | 63.75 | 5
2023/24 | 212.75 | 63.75 | 4
2023/24 | 213.25 | 63.75 | 7
2023/24 | 213.75 | 63.75 | 5
2023/24 | 214.25 | 63.75 | 3
2023/24 | 214.75 | 63.75 | 9
2023/24 | 215.25 | 63.75 | 3
2023/24 | 215.75 | 63.75 | 4
2023/24 | 216.25 | 63.75 | 7
2023/24 | 216.75 | 63.75 | 1
2023/24 | 217.25 | 63.75 | 2
2023/24 | 218.25 | 63.75 | 2
2023/24 | 218.75 | 63.75 | 5
2023/24 | 219.25 | 63.75 | 8
2023/24 | 219.75 | 63.75 | 6
2023/24 | 220.25 | 63.75 | 3
2023/24 | 220.75 | 63.75 | 1
2023/24 | 221.25 | 63.75 | 2
2023/24 | 221.75 | 63.75 | 3
2023/24 | 222.25 | 63.75 | 3
2023/24 | 222.75 | 63.75 | 2
2023/24 | 223.25 | 63.75 | 8
2023/24 | 223.75 | 63.75 | 1
2023/24 | 224.25 | 63.75 | 1
2023/24 | 224.75 | 63.75 | 1
2023/24 | 225.25 | 63.75 | 3
2023/24 | 225.75 | 63.75 | 3
2023/24 | 226.25 | 63.75 | 2
2023/24 | 226.75 | 63.75 | 4
2023/24 | 227.25 | 63.75 | 4
2023/24 | 227.75 | 63.75 | 1
2023/24 | 228.25 | 63.75 | 2
2023/24 | 228.75 | 63.75 | 1
2023/24 | 229.75 | 63.75 | 2
2023/24 | 230.25 | 63.75 | 2
2023/24 | 230.75 | 63.75 | 3
2023/24 | 231.75 | 63.75 | 1
2023/24 | 232.75 | 63.75 | 2
2023/24 | 233.75 | 63.75 | 2
2023/24 | 234.75 | 63.75 | 2
2023/24 | 235.75 | 63.75 | 1
2023/24 | 236.25 | 63.75 | 1
2023/24 | 237.25 | 63.75 | 2
2023/24 | 238.25 | 63.75 | 1
2023/24 | 239.25 | 63.75 | 2
2023/24 | 240.75 | 63.75 | 1
2023/24 | 241.25 | 63.75 | 3
2023/24 | 241.75 | 63.75 | 2
2023/24 | 242.25 | 63.75 | 2
2023/24 | 242.75 | 63.75 | 4
2023/24 | 243.25 | 63.75 | 2
2023/24 | 243.75 | 63.75 | 1
2023/24 | 245.25 | 63.75 | 1
2023/24 | 245.75 | 63.75 | 2
2023/24 | 246.25 | 63.75 | 1
2023/24 | 246.75 | 63.75 | 2
2023/24 | 247.25 | 63.75 | 2
2023/24 | 248.25 | 63.75 | 4
2023/24 | 250.25 | 63.75 | 1
2023/24 | 250.75 | 63.75 | 1
2023/24 | 251.25 | 63.75 | 2
2023/24 | 251.75 | 63.75 | 2
2023/24 | 252.25 | 63.75 | 1
2023/24 | 254.25 | 63.75 | 2
2023/24 | 255.25 | 63.75 | 1
2023/24 | 256.25 | 63.75 | 1
2023/24 | 256.75 | 63.75 | 4
2023/24 | 257.25 | 63.75 | 1
2023/24 | 257.75 | 63.75 | 1
2023/24 | 258.25 | 63.75 | 2
2023/24 | 258.75 | 63.75 | 1
2023/24 | 259.75 | 63.75 | 1
2023/24 | 260.25 | 63.75 | 1
2023/24 | 262.25 | 63.75 | 1
2023/24 | 263.25 | 63.75 | 1
2023/24 | 263.75 | 63.75 | 1
2023/24 | 265.25 | 63.75 | 1
2023/24 | 266.75 | 63.75 | 2
2023/24 | 267.75 | 63.75 | 1
2023/24 | 268.25 | 63.75 | 1
2023/24 | 269.25 | 63.75 | 1
2023/24 | 270.25 | 63.75 | 1
2023/24 | 270.75 | 63.75 | 1
2023/24 | 271.75 | 63.75 | 1
2023/24 | 272.25 | 63.75 | 1
2023/24 | 273.75 | 63.75 | 1
2023/24 | 276.25 | 63.75 | 1
2023/24 | 276.75 | 63.75 | 1
2023/24 | 279.75 | 63.75 | 1
2023/24 | 281.75 | 63.75 | 1
2023/24 | 285.25 | 63.75 | 1
2023/24 | 287.25 | 63.75 | 1
2023/24 | 290.25 | 63.75 | 1
2023/24 | 291.75 | 63.75 | 2
2023/24 | 301.75 | 63.75 | 1
2023/24 | 305.75 | 63.75 | 2
2023/24 | 310.75 | 63.75 | 1
2023/24 | 315.25 | 63.75 | 1
2023/24 | 319.25 | 63.75 | 1
2023/24 | 325.75 | 63.75 | 1
2023/24 | 341.25 | 63.75 | 1
2023/24 | 352.75 | 63.75 | 1
2023/24 | 96.25 | 64.25 | 1
2023/24 | 98.25 | 64.25 | 1
2023/24 | 100.75 | 64.25 | 1
2023/24 | 102.75 | 64.25 | 1
2023/24 | 103.25 | 64.25 | 1
2023/24 | 105.25 | 64.25 | 1
2023/24 | 105.75 | 64.25 | 1
2023/24 | 106.75 | 64.25 | 4
2023/24 | 107.25 | 64.25 | 2
2023/24 | 107.75 | 64.25 | 5
2023/24 | 108.25 | 64.25 | 2
2023/24 | 109.25 | 64.25 | 4
2023/24 | 109.75 | 64.25 | 1
2023/24 | 110.25 | 64.25 | 5
2023/24 | 110.75 | 64.25 | 3
2023/24 | 111.25 | 64.25 | 4
2023/24 | 111.75 | 64.25 | 4
2023/24 | 112.25 | 64.25 | 3
2023/24 | 112.75 | 64.25 | 7
2023/24 | 113.25 | 64.25 | 4
2023/24 | 113.75 | 64.25 | 3
2023/24 | 114.25 | 64.25 | 8
2023/24 | 114.75 | 64.25 | 11
2023/24 | 115.25 | 64.25 | 10
2023/24 | 115.75 | 64.25 | 10
2023/24 | 116.25 | 64.25 | 17
2023/24 | 116.75 | 64.25 | 21
2023/24 | 117.25 | 64.25 | 11
2023/24 | 117.75 | 64.25 | 18
2023/24 | 118.25 | 64.25 | 21
2023/24 | 118.75 | 64.25 | 17
2023/24 | 119.25 | 64.25 | 14
2023/24 | 119.75 | 64.25 | 11
2023/24 | 120.25 | 64.25 | 29
2023/24 | 120.75 | 64.25 | 26
2023/24 | 121.25 | 64.25 | 25
2023/24 | 121.75 | 64.25 | 24
2023/24 | 122.25 | 64.25 | 32
2023/24 | 122.75 | 64.25 | 33
2023/24 | 123.25 | 64.25 | 33
2023/24 | 123.75 | 64.25 | 48
2023/24 | 124.25 | 64.25 | 33
2023/24 | 124.75 | 64.25 | 39
2023/24 | 125.25 | 64.25 | 49
2023/24 | 125.75 | 64.25 | 39
2023/24 | 126.25 | 64.25 | 47
2023/24 | 126.75 | 64.25 | 56
2023/24 | 127.25 | 64.25 | 44
2023/24 | 127.75 | 64.25 | 58
2023/24 | 128.25 | 64.25 | 54
2023/24 | 128.75 | 64.25 | 53
2023/24 | 129.25 | 64.25 | 69
2023/24 | 129.75 | 64.25 | 63
2023/24 | 130.25 | 64.25 | 60
2023/24 | 130.75 | 64.25 | 64
2023/24 | 131.25 | 64.25 | 55
2023/24 | 131.75 | 64.25 | 69
2023/24 | 132.25 | 64.25 | 99
2023/24 | 132.75 | 64.25 | 74
2023/24 | 133.25 | 64.25 | 96
2023/24 | 133.75 | 64.25 | 104
2023/24 | 134.25 | 64.25 | 102
2023/24 | 134.75 | 64.25 | 83
2023/24 | 135.25 | 64.25 | 108
2023/24 | 135.75 | 64.25 | 82
2023/24 | 136.25 | 64.25 | 89
2023/24 | 136.75 | 64.25 | 118
2023/24 | 137.25 | 64.25 | 101
2023/24 | 137.75 | 64.25 | 91
2023/24 | 138.25 | 64.25 | 142
2023/24 | 138.75 | 64.25 | 132
2023/24 | 139.25 | 64.25 | 108
2023/24 | 139.75 | 64.25 | 112
2023/24 | 140.25 | 64.25 | 105
2023/24 | 140.75 | 64.25 | 110
2023/24 | 141.25 | 64.25 | 91
2023/24 | 141.75 | 64.25 | 119
2023/24 | 142.25 | 64.25 | 131
2023/24 | 142.75 | 64.25 | 107
2023/24 | 143.25 | 64.25 | 121
2023/24 | 143.75 | 64.25 | 123
2023/24 | 144.25 | 64.25 | 138
2023/24 | 144.75 | 64.25 | 118
2023/24 | 145.25 | 64.25 | 149
2023/24 | 145.75 | 64.25 | 142
2023/24 | 146.25 | 64.25 | 155
2023/24 | 146.75 | 64.25 | 161
2023/24 | 147.25 | 64.25 | 145
2023/24 | 147.75 | 64.25 | 144
2023/24 | 148.25 | 64.25 | 155
2023/24 | 148.75 | 64.25 | 141
2023/24 | 149.25 | 64.25 | 156
2023/24 | 149.75 | 64.25 | 136
2023/24 | 150.25 | 64.25 | 159
2023/24 | 150.75 | 64.25 | 127
2023/24 | 151.25 | 64.25 | 143
2023/24 | 151.75 | 64.25 | 138
2023/24 | 152.25 | 64.25 | 125
2023/24 | 152.75 | 64.25 | 145
2023/24 | 153.25 | 64.25 | 144
2023/24 | 153.75 | 64.25 | 141
2023/24 | 154.25 | 64.25 | 124
2023/24 | 154.75 | 64.25 | 131
2023/24 | 155.25 | 64.25 | 147
2023/24 | 155.75 | 64.25 | 123
2023/24 | 156.25 | 64.25 | 156
2023/24 | 156.75 | 64.25 | 119
2023/24 | 157.25 | 64.25 | 116
2023/24 | 157.75 | 64.25 | 130
2023/24 | 158.25 | 64.25 | 130
2023/24 | 158.75 | 64.25 | 122
2023/24 | 159.25 | 64.25 | 108
2023/24 | 159.75 | 64.25 | 123
2023/24 | 160.25 | 64.25 | 113
2023/24 | 160.75 | 64.25 | 97
2023/24 | 161.25 | 64.25 | 114
2023/24 | 161.75 | 64.25 | 118
2023/24 | 162.25 | 64.25 | 103
2023/24 | 162.75 | 64.25 | 100
2023/24 | 163.25 | 64.25 | 106
2023/24 | 163.75 | 64.25 | 111
2023/24 | 164.25 | 64.25 | 107
2023/24 | 164.75 | 64.25 | 92
2023/24 | 165.25 | 64.25 | 107
2023/24 | 165.75 | 64.25 | 80
2023/24 | 166.25 | 64.25 | 95
2023/24 | 166.75 | 64.25 | 99
2023/24 | 167.25 | 64.25 | 96
2023/24 | 167.75 | 64.25 | 91
2023/24 | 168.25 | 64.25 | 93
2023/24 | 168.75 | 64.25 | 81
2023/24 | 169.25 | 64.25 | 91
2023/24 | 169.75 | 64.25 | 86
2023/24 | 170.25 | 64.25 | 86
2023/24 | 170.75 | 64.25 | 84
2023/24 | 171.25 | 64.25 | 69
2023/24 | 171.75 | 64.25 | 58
2023/24 | 172.25 | 64.25 | 70
2023/24 | 172.75 | 64.25 | 59
2023/24 | 173.25 | 64.25 | 55
2023/24 | 173.75 | 64.25 | 60
2023/24 | 174.25 | 64.25 | 46
2023/24 | 174.75 | 64.25 | 52
2023/24 | 175.25 | 64.25 | 57
2023/24 | 175.75 | 64.25 | 51
2023/24 | 176.25 | 64.25 | 42
2023/24 | 176.75 | 64.25 | 53
2023/24 | 177.25 | 64.25 | 54
2023/24 | 177.75 | 64.25 | 51
2023/24 | 178.25 | 64.25 | 55
2023/24 | 178.75 | 64.25 | 52
2023/24 | 179.25 | 64.25 | 38
2023/24 | 179.75 | 64.25 | 34
2023/24 | 180.25 | 64.25 | 38
2023/24 | 180.75 | 64.25 | 30
2023/24 | 181.25 | 64.25 | 29
2023/24 | 181.75 | 64.25 | 35
2023/24 | 182.25 | 64.25 | 31
2023/24 | 182.75 | 64.25 | 41
2023/24 | 183.25 | 64.25 | 29
2023/24 | 183.75 | 64.25 | 38
2023/24 | 184.25 | 64.25 | 29
2023/24 | 184.75 | 64.25 | 27
2023/24 | 185.25 | 64.25 | 28
2023/24 | 185.75 | 64.25 | 22
2023/24 | 186.25 | 64.25 | 27
2023/24 | 186.75 | 64.25 | 28
2023/24 | 187.25 | 64.25 | 35
2023/24 | 187.75 | 64.25 | 32
2023/24 | 188.25 | 64.25 | 22
2023/24 | 188.75 | 64.25 | 27
2023/24 | 189.25 | 64.25 | 24
2023/24 | 189.75 | 64.25 | 18
2023/24 | 190.25 | 64.25 | 27
2023/24 | 190.75 | 64.25 | 26
2023/24 | 191.25 | 64.25 | 22
2023/24 | 191.75 | 64.25 | 20
2023/24 | 192.25 | 64.25 | 25
2023/24 | 192.75 | 64.25 | 16
2023/24 | 193.25 | 64.25 | 11
2023/24 | 193.75 | 64.25 | 17
2023/24 | 194.25 | 64.25 | 11
2023/24 | 194.75 | 64.25 | 19
2023/24 | 195.25 | 64.25 | 9
2023/24 | 195.75 | 64.25 | 9
2023/24 | 196.25 | 64.25 | 13
2023/24 | 196.75 | 64.25 | 20
2023/24 | 197.25 | 64.25 | 19
2023/24 | 197.75 | 64.25 | 21
2023/24 | 198.25 | 64.25 | 14
2023/24 | 198.75 | 64.25 | 8
2023/24 | 199.25 | 64.25 | 12
2023/24 | 199.75 | 64.25 | 7
2023/24 | 200.25 | 64.25 | 17
2023/24 | 200.75 | 64.25 | 14
2023/24 | 201.25 | 64.25 | 11
2023/24 | 201.75 | 64.25 | 10
2023/24 | 202.25 | 64.25 | 10
2023/24 | 202.75 | 64.25 | 10
2023/24 | 203.25 | 64.25 | 8
2023/24 | 203.75 | 64.25 | 10
2023/24 | 204.25 | 64.25 | 10
2023/24 | 204.75 | 64.25 | 11
2023/24 | 205.25 | 64.25 | 8
2023/24 | 205.75 | 64.25 | 8
2023/24 | 206.25 | 64.25 | 8
2023/24 | 206.75 | 64.25 | 9
2023/24 | 207.25 | 64.25 | 8
2023/24 | 207.75 | 64.25 | 9
2023/24 | 208.25 | 64.25 | 9
2023/24 | 208.75 | 64.25 | 8
2023/24 | 209.25 | 64.25 | 11
2023/24 | 209.75 | 64.25 | 3
2023/24 | 210.25 | 64.25 | 5
2023/24 | 210.75 | 64.25 | 6
2023/24 | 211.25 | 64.25 | 6
2023/24 | 211.75 | 64.25 | 8
2023/24 | 212.25 | 64.25 | 8
2023/24 | 212.75 | 64.25 | 9
2023/24 | 213.25 | 64.25 | 4
2023/24 | 213.75 | 64.25 | 4
2023/24 | 214.25 | 64.25 | 5
2023/24 | 214.75 | 64.25 | 5
2023/24 | 215.25 | 64.25 | 5
2023/24 | 215.75 | 64.25 | 2
2023/24 | 216.75 | 64.25 | 1
2023/24 | 217.25 | 64.25 | 5
2023/24 | 217.75 | 64.25 | 5
2023/24 | 218.25 | 64.25 | 2
2023/24 | 218.75 | 64.25 | 3
2023/24 | 219.25 | 64.25 | 3
2023/24 | 219.75 | 64.25 | 3
2023/24 | 220.25 | 64.25 | 2
2023/24 | 221.25 | 64.25 | 2
2023/24 | 221.75 | 64.25 | 2
2023/24 | 222.25 | 64.25 | 5
2023/24 | 222.75 | 64.25 | 3
2023/24 | 223.25 | 64.25 | 2
2023/24 | 223.75 | 64.25 | 1
2023/24 | 224.25 | 64.25 | 1
2023/24 | 224.75 | 64.25 | 3
2023/24 | 225.75 | 64.25 | 4
2023/24 | 226.25 | 64.25 | 6
2023/24 | 226.75 | 64.25 | 1
2023/24 | 227.25 | 64.25 | 3
2023/24 | 228.25 | 64.25 | 2
2023/24 | 228.75 | 64.25 | 2
2023/24 | 229.25 | 64.25 | 2
2023/24 | 229.75 | 64.25 | 3
2023/24 | 230.25 | 64.25 | 1
2023/24 | 230.75 | 64.25 | 5
2023/24 | 231.25 | 64.25 | 3
2023/24 | 232.25 | 64.25 | 2
2023/24 | 232.75 | 64.25 | 3
2023/24 | 233.25 | 64.25 | 1
2023/24 | 233.75 | 64.25 | 1
2023/24 | 234.75 | 64.25 | 2
2023/24 | 236.25 | 64.25 | 2
2023/24 | 236.75 | 64.25 | 2
2023/24 | 237.75 | 64.25 | 3
2023/24 | 238.25 | 64.25 | 2
2023/24 | 238.75 | 64.25 | 4
2023/24 | 239.25 | 64.25 | 1
2023/24 | 239.75 | 64.25 | 3
2023/24 | 240.25 | 64.25 | 2
2023/24 | 240.75 | 64.25 | 4
2023/24 | 241.25 | 64.25 | 3
2023/24 | 242.25 | 64.25 | 3
2023/24 | 242.75 | 64.25 | 1
2023/24 | 243.25 | 64.25 | 3
2023/24 | 245.75 | 64.25 | 1
2023/24 | 247.25 | 64.25 | 2
2023/24 | 247.75 | 64.25 | 2
2023/24 | 248.25 | 64.25 | 1
2023/24 | 248.75 | 64.25 | 2
2023/24 | 249.25 | 64.25 | 1
2023/24 | 249.75 | 64.25 | 1
2023/24 | 250.75 | 64.25 | 2
2023/24 | 253.25 | 64.25 | 1
2023/24 | 253.75 | 64.25 | 2
2023/24 | 255.25 | 64.25 | 1
2023/24 | 256.25 | 64.25 | 1
2023/24 | 257.25 | 64.25 | 1
2023/24 | 258.75 | 64.25 | 1
2023/24 | 259.25 | 64.25 | 1
2023/24 | 259.75 | 64.25 | 1
2023/24 | 260.25 | 64.25 | 1
2023/24 | 260.75 | 64.25 | 1
2023/24 | 262.25 | 64.25 | 2
2023/24 | 262.75 | 64.25 | 1
2023/24 | 263.25 | 64.25 | 1
2023/24 | 265.25 | 64.25 | 1
2023/24 | 267.25 | 64.25 | 3
2023/24 | 267.75 | 64.25 | 1
2023/24 | 269.25 | 64.25 | 1
2023/24 | 270.75 | 64.25 | 1
2023/24 | 273.75 | 64.25 | 1
2023/24 | 274.75 | 64.25 | 1
2023/24 | 278.75 | 64.25 | 1
2023/24 | 279.25 | 64.25 | 1
2023/24 | 281.25 | 64.25 | 1
2023/24 | 286.25 | 64.25 | 1
2023/24 | 287.75 | 64.25 | 1
2023/24 | 288.75 | 64.25 | 1
2023/24 | 289.25 | 64.25 | 2
2023/24 | 290.25 | 64.25 | 1
2023/24 | 292.25 | 64.25 | 1
2023/24 | 295.25 | 64.25 | 1
2023/24 | 298.25 | 64.25 | 1
2023/24 | 307.25 | 64.25 | 1
2023/24 | 307.75 | 64.25 | 1
2023/24 | 308.25 | 64.25 | 1
2023/24 | 311.25 | 64.25 | 1
2023/24 | 320.75 | 64.25 | 1
2023/24 | 334.25 | 64.25 | 1
2023/24 | 336.25 | 64.25 | 1
2023/24 | 355.25 | 64.25 | 1
2023/24 | 96.25 | 64.75 | 1
2023/24 | 97.25 | 64.75 | 2
2023/24 | 99.75 | 64.75 | 1
2023/24 | 100.25 | 64.75 | 2
2023/24 | 103.25 | 64.75 | 2
2023/24 | 104.75 | 64.75 | 1
2023/24 | 105.25 | 64.75 | 2
2023/24 | 105.75 | 64.75 | 2
2023/24 | 106.25 | 64.75 | 1
2023/24 | 106.75 | 64.75 | 3
2023/24 | 107.25 | 64.75 | 1
2023/24 | 107.75 | 64.75 | 1
2023/24 | 108.25 | 64.75 | 3
2023/24 | 108.75 | 64.75 | 3
2023/24 | 109.25 | 64.75 | 3
2023/24 | 109.75 | 64.75 | 2
2023/24 | 110.25 | 64.75 | 3
2023/24 | 110.75 | 64.75 | 5
2023/24 | 111.25 | 64.75 | 5
2023/24 | 111.75 | 64.75 | 5
2023/24 | 112.25 | 64.75 | 7
2023/24 | 112.75 | 64.75 | 4
2023/24 | 113.25 | 64.75 | 5
2023/24 | 113.75 | 64.75 | 9
2023/24 | 114.25 | 64.75 | 6
2023/24 | 114.75 | 64.75 | 5
2023/24 | 115.25 | 64.75 | 6
2023/24 | 115.75 | 64.75 | 9
2023/24 | 116.25 | 64.75 | 8
2023/24 | 116.75 | 64.75 | 10
2023/24 | 117.25 | 64.75 | 15
2023/24 | 117.75 | 64.75 | 11
2023/24 | 118.25 | 64.75 | 20
2023/24 | 118.75 | 64.75 | 15
2023/24 | 119.25 | 64.75 | 16
2023/24 | 119.75 | 64.75 | 12
2023/24 | 120.25 | 64.75 | 21
2023/24 | 120.75 | 64.75 | 23
2023/24 | 121.25 | 64.75 | 32
2023/24 | 121.75 | 64.75 | 26
2023/24 | 122.25 | 64.75 | 26
2023/24 | 122.75 | 64.75 | 39
2023/24 | 123.25 | 64.75 | 29
2023/24 | 123.75 | 64.75 | 30
2023/24 | 124.25 | 64.75 | 34
2023/24 | 124.75 | 64.75 | 48
2023/24 | 125.25 | 64.75 | 34
2023/24 | 125.75 | 64.75 | 38
2023/24 | 126.25 | 64.75 | 44
2023/24 | 126.75 | 64.75 | 49
2023/24 | 127.25 | 64.75 | 49
2023/24 | 127.75 | 64.75 | 61
2023/24 | 128.25 | 64.75 | 66
2023/24 | 128.75 | 64.75 | 59
2023/24 | 129.25 | 64.75 | 53
2023/24 | 129.75 | 64.75 | 82
2023/24 | 130.25 | 64.75 | 64
2023/24 | 130.75 | 64.75 | 69
2023/24 | 131.25 | 64.75 | 85
2023/24 | 131.75 | 64.75 | 75
2023/24 | 132.25 | 64.75 | 55
2023/24 | 132.75 | 64.75 | 72
2023/24 | 133.25 | 64.75 | 69
2023/24 | 133.75 | 64.75 | 91
2023/24 | 134.25 | 64.75 | 94
2023/24 | 134.75 | 64.75 | 89
2023/24 | 135.25 | 64.75 | 79
2023/24 | 135.75 | 64.75 | 90
2023/24 | 136.25 | 64.75 | 101
2023/24 | 136.75 | 64.75 | 99
2023/24 | 137.25 | 64.75 | 99
2023/24 | 137.75 | 64.75 | 96
2023/24 | 138.25 | 64.75 | 116
2023/24 | 138.75 | 64.75 | 114
2023/24 | 139.25 | 64.75 | 114
2023/24 | 139.75 | 64.75 | 98
2023/24 | 140.25 | 64.75 | 146
2023/24 | 140.75 | 64.75 | 121
2023/24 | 141.25 | 64.75 | 121
2023/24 | 141.75 | 64.75 | 127
2023/24 | 142.25 | 64.75 | 115
2023/24 | 142.75 | 64.75 | 139
2023/24 | 143.25 | 64.75 | 131
2023/24 | 143.75 | 64.75 | 106
2023/24 | 144.25 | 64.75 | 133
2023/24 | 144.75 | 64.75 | 137
2023/24 | 145.25 | 64.75 | 137
2023/24 | 145.75 | 64.75 | 150
2023/24 | 146.25 | 64.75 | 149
2023/24 | 146.75 | 64.75 | 133
2023/24 | 147.25 | 64.75 | 133
2023/24 | 147.75 | 64.75 | 133
2023/24 | 148.25 | 64.75 | 133
2023/24 | 148.75 | 64.75 | 128
2023/24 | 149.25 | 64.75 | 136
2023/24 | 149.75 | 64.75 | 150
2023/24 | 150.25 | 64.75 | 163
2023/24 | 150.75 | 64.75 | 145
2023/24 | 151.25 | 64.75 | 154
2023/24 | 151.75 | 64.75 | 158
2023/24 | 152.25 | 64.75 | 153
2023/24 | 152.75 | 64.75 | 167
2023/24 | 153.25 | 64.75 | 135
2023/24 | 153.75 | 64.75 | 144
2023/24 | 154.25 | 64.75 | 152
2023/24 | 154.75 | 64.75 | 130
2023/24 | 155.25 | 64.75 | 126
2023/24 | 155.75 | 64.75 | 140
2023/24 | 156.25 | 64.75 | 128
2023/24 | 156.75 | 64.75 | 130
2023/24 | 157.25 | 64.75 | 122
2023/24 | 157.75 | 64.75 | 140
2023/24 | 158.25 | 64.75 | 123
2023/24 | 158.75 | 64.75 | 146
2023/24 | 159.25 | 64.75 | 139
2023/24 | 159.75 | 64.75 | 118
2023/24 | 160.25 | 64.75 | 121
2023/24 | 160.75 | 64.75 | 142
2023/24 | 161.25 | 64.75 | 110
2023/24 | 161.75 | 64.75 | 119
2023/24 | 162.25 | 64.75 | 112
2023/24 | 162.75 | 64.75 | 122
2023/24 | 163.25 | 64.75 | 118
2023/24 | 163.75 | 64.75 | 99
2023/24 | 164.25 | 64.75 | 96
2023/24 | 164.75 | 64.75 | 93
2023/24 | 165.25 | 64.75 | 110
2023/24 | 165.75 | 64.75 | 107
2023/24 | 166.25 | 64.75 | 89
2023/24 | 166.75 | 64.75 | 92
2023/24 | 167.25 | 64.75 | 99
2023/24 | 167.75 | 64.75 | 98
2023/24 | 168.25 | 64.75 | 89
2023/24 | 168.75 | 64.75 | 82
2023/24 | 169.25 | 64.75 | 71
2023/24 | 169.75 | 64.75 | 78
2023/24 | 170.25 | 64.75 | 75
2023/24 | 170.75 | 64.75 | 66
2023/24 | 171.25 | 64.75 | 74
2023/24 | 171.75 | 64.75 | 75
2023/24 | 172.25 | 64.75 | 75
2023/24 | 172.75 | 64.75 | 67
2023/24 | 173.25 | 64.75 | 68
2023/24 | 173.75 | 64.75 | 61
2023/24 | 174.25 | 64.75 | 69
2023/24 | 174.75 | 64.75 | 77
2023/24 | 175.25 | 64.75 | 53
2023/24 | 175.75 | 64.75 | 49
2023/24 | 176.25 | 64.75 | 51
2023/24 | 176.75 | 64.75 | 65
2023/24 | 177.25 | 64.75 | 56
2023/24 | 177.75 | 64.75 | 52
2023/24 | 178.25 | 64.75 | 58
2023/24 | 178.75 | 64.75 | 41
2023/24 | 179.25 | 64.75 | 45
2023/24 | 179.75 | 64.75 | 46
2023/24 | 180.25 | 64.75 | 58
2023/24 | 180.75 | 64.75 | 38
2023/24 | 181.25 | 64.75 | 51
2023/24 | 181.75 | 64.75 | 40
2023/24 | 182.25 | 64.75 | 33
2023/24 | 182.75 | 64.75 | 38
2023/24 | 183.25 | 64.75 | 35
2023/24 | 183.75 | 64.75 | 38
2023/24 | 184.25 | 64.75 | 38
2023/24 | 184.75 | 64.75 | 39
2023/24 | 185.25 | 64.75 | 25
2023/24 | 185.75 | 64.75 | 27
2023/24 | 186.25 | 64.75 | 41
2023/24 | 186.75 | 64.75 | 38
2023/24 | 187.25 | 64.75 | 31
2023/24 | 187.75 | 64.75 | 36
2023/24 | 188.25 | 64.75 | 22
2023/24 | 188.75 | 64.75 | 28
2023/24 | 189.25 | 64.75 | 33
2023/24 | 189.75 | 64.75 | 20
2023/24 | 190.25 | 64.75 | 24
2023/24 | 190.75 | 64.75 | 22
2023/24 | 191.25 | 64.75 | 27
2023/24 | 191.75 | 64.75 | 22
2023/24 | 192.25 | 64.75 | 15
2023/24 | 192.75 | 64.75 | 13
2023/24 | 193.25 | 64.75 | 20
2023/24 | 193.75 | 64.75 | 19
2023/24 | 194.25 | 64.75 | 10
2023/24 | 194.75 | 64.75 | 17
2023/24 | 195.25 | 64.75 | 17
2023/24 | 195.75 | 64.75 | 18
2023/24 | 196.25 | 64.75 | 15
2023/24 | 196.75 | 64.75 | 18
2023/24 | 197.25 | 64.75 | 13
2023/24 | 197.75 | 64.75 | 13
2023/24 | 198.25 | 64.75 | 11
2023/24 | 198.75 | 64.75 | 7
2023/24 | 199.25 | 64.75 | 12
2023/24 | 199.75 | 64.75 | 11
2023/24 | 200.25 | 64.75 | 12
2023/24 | 200.75 | 64.75 | 14
2023/24 | 201.25 | 64.75 | 10
2023/24 | 201.75 | 64.75 | 12
2023/24 | 202.25 | 64.75 | 7
2023/24 | 202.75 | 64.75 | 16
2023/24 | 203.25 | 64.75 | 12
2023/24 | 203.75 | 64.75 | 12
2023/24 | 204.25 | 64.75 | 10
2023/24 | 204.75 | 64.75 | 10
2023/24 | 205.25 | 64.75 | 6
2023/24 | 205.75 | 64.75 | 13
2023/24 | 206.25 | 64.75 | 7
2023/24 | 206.75 | 64.75 | 17
2023/24 | 207.25 | 64.75 | 11
2023/24 | 207.75 | 64.75 | 7
2023/24 | 208.25 | 64.75 | 8
2023/24 | 208.75 | 64.75 | 4
2023/24 | 209.25 | 64.75 | 6
2023/24 | 209.75 | 64.75 | 11
2023/24 | 210.25 | 64.75 | 5
2023/24 | 210.75 | 64.75 | 6
2023/24 | 211.25 | 64.75 | 10
2023/24 | 211.75 | 64.75 | 6
2023/24 | 212.25 | 64.75 | 3
2023/24 | 212.75 | 64.75 | 10
2023/24 | 213.25 | 64.75 | 1
2023/24 | 213.75 | 64.75 | 5
2023/24 | 214.25 | 64.75 | 7
2023/24 | 214.75 | 64.75 | 9
2023/24 | 215.25 | 64.75 | 3
2023/24 | 215.75 | 64.75 | 6
2023/24 | 216.25 | 64.75 | 7
2023/24 | 216.75 | 64.75 | 5
2023/24 | 217.25 | 64.75 | 4
2023/24 | 217.75 | 64.75 | 2
2023/24 | 218.25 | 64.75 | 7
2023/24 | 218.75 | 64.75 | 5
2023/24 | 219.25 | 64.75 | 4
2023/24 | 219.75 | 64.75 | 4
2023/24 | 220.25 | 64.75 | 4
2023/24 | 220.75 | 64.75 | 2
2023/24 | 221.25 | 64.75 | 6
2023/24 | 221.75 | 64.75 | 4
2023/24 | 222.25 | 64.75 | 1
2023/24 | 222.75 | 64.75 | 4
2023/24 | 223.25 | 64.75 | 5
2023/24 | 223.75 | 64.75 | 2
2023/24 | 224.25 | 64.75 | 2
2023/24 | 224.75 | 64.75 | 6
2023/24 | 225.25 | 64.75 | 1
2023/24 | 226.25 | 64.75 | 3
2023/24 | 226.75 | 64.75 | 1
2023/24 | 227.25 | 64.75 | 3
2023/24 | 227.75 | 64.75 | 5
2023/24 | 228.25 | 64.75 | 7
2023/24 | 228.75 | 64.75 | 2
2023/24 | 230.25 | 64.75 | 2
2023/24 | 230.75 | 64.75 | 1
2023/24 | 231.75 | 64.75 | 3
2023/24 | 232.25 | 64.75 | 3
2023/24 | 232.75 | 64.75 | 5
2023/24 | 233.25 | 64.75 | 3
2023/24 | 233.75 | 64.75 | 4
2023/24 | 234.25 | 64.75 | 2
2023/24 | 234.75 | 64.75 | 1
2023/24 | 235.25 | 64.75 | 3
2023/24 | 235.75 | 64.75 | 1
2023/24 | 236.25 | 64.75 | 2
2023/24 | 236.75 | 64.75 | 2
2023/24 | 237.25 | 64.75 | 2
2023/24 | 237.75 | 64.75 | 2
2023/24 | 238.25 | 64.75 | 2
2023/24 | 239.25 | 64.75 | 1
2023/24 | 239.75 | 64.75 | 1
2023/24 | 240.25 | 64.75 | 3
2023/24 | 240.75 | 64.75 | 1
2023/24 | 241.25 | 64.75 | 3
2023/24 | 241.75 | 64.75 | 1
2023/24 | 242.25 | 64.75 | 1
2023/24 | 243.25 | 64.75 | 2
2023/24 | 245.75 | 64.75 | 3
2023/24 | 246.25 | 64.75 | 3
2023/24 | 247.25 | 64.75 | 2
2023/24 | 248.75 | 64.75 | 1
2023/24 | 249.25 | 64.75 | 2
2023/24 | 249.75 | 64.75 | 1
2023/24 | 250.25 | 64.75 | 4
2023/24 | 250.75 | 64.75 | 2
2023/24 | 251.25 | 64.75 | 1
2023/24 | 251.75 | 64.75 | 1
2023/24 | 252.25 | 64.75 | 1
2023/24 | 252.75 | 64.75 | 2
2023/24 | 253.25 | 64.75 | 3
2023/24 | 253.75 | 64.75 | 2
2023/24 | 254.25 | 64.75 | 1
2023/24 | 254.75 | 64.75 | 1
2023/24 | 255.25 | 64.75 | 1
2023/24 | 256.75 | 64.75 | 1
2023/24 | 257.25 | 64.75 | 1
2023/24 | 257.75 | 64.75 | 2
2023/24 | 259.25 | 64.75 | 1
2023/24 | 259.75 | 64.75 | 1
2023/24 | 261.25 | 64.75 | 3
2023/24 | 262.25 | 64.75 | 1
2023/24 | 263.75 | 64.75 | 1
2023/24 | 265.75 | 64.75 | 2
2023/24 | 266.75 | 64.75 | 1
2023/24 | 267.75 | 64.75 | 1
2023/24 | 269.25 | 64.75 | 1
2023/24 | 270.25 | 64.75 | 3
2023/24 | 270.75 | 64.75 | 1
2023/24 | 274.75 | 64.75 | 2
2023/24 | 275.75 | 64.75 | 1
2023/24 | 281.75 | 64.75 | 1
2023/24 | 287.25 | 64.75 | 1
2023/24 | 287.75 | 64.75 | 1
2023/24 | 289.75 | 64.75 | 1
2023/24 | 292.25 | 64.75 | 1
2023/24 | 296.25 | 64.75 | 1
2023/24 | 297.75 | 64.75 | 1
2023/24 | 300.75 | 64.75 | 2
2023/24 | 304.25 | 64.75 | 2
2023/24 | 306.75 | 64.75 | 1
2023/24 | 307.25 | 64.75 | 1
2023/24 | 308.75 | 64.75 | 1
2023/24 | 313.25 | 64.75 | 1
2023/24 | 315.75 | 64.75 | 1
2023/24 | 316.25 | 64.75 | 1
2023/24 | 321.75 | 64.75 | 1
2023/24 | 334.75 | 64.75 | 1
2023/24 | 357.75 | 64.75 | 1
2023/24 | 361.75 | 64.75 | 1
2023/24 | 96.75 | 65.25 | 1
2023/24 | 100.25 | 65.25 | 1
2023/24 | 101.25 | 65.25 | 1
2023/24 | 102.75 | 65.25 | 1
2023/24 | 103.25 | 65.25 | 2
2023/24 | 104.25 | 65.25 | 1
2023/24 | 105.25 | 65.25 | 1
2023/24 | 107.25 | 65.25 | 2
2023/24 | 107.75 | 65.25 | 2
2023/24 | 108.25 | 65.25 | 3
2023/24 | 108.75 | 65.25 | 1
2023/24 | 109.25 | 65.25 | 4
2023/24 | 109.75 | 65.25 | 5
2023/24 | 110.25 | 65.25 | 6
2023/24 | 110.75 | 65.25 | 2
2023/24 | 111.25 | 65.25 | 3
2023/24 | 111.75 | 65.25 | 5
2023/24 | 112.25 | 65.25 | 5
2023/24 | 112.75 | 65.25 | 8
2023/24 | 113.25 | 65.25 | 8
2023/24 | 113.75 | 65.25 | 6
2023/24 | 114.25 | 65.25 | 2
2023/24 | 114.75 | 65.25 | 6
2023/24 | 115.25 | 65.25 | 10
2023/24 | 115.75 | 65.25 | 7
2023/24 | 116.25 | 65.25 | 16
2023/24 | 116.75 | 65.25 | 13
2023/24 | 117.25 | 65.25 | 10
2023/24 | 117.75 | 65.25 | 15
2023/24 | 118.25 | 65.25 | 11
2023/24 | 118.75 | 65.25 | 16
2023/24 | 119.25 | 65.25 | 15
2023/24 | 119.75 | 65.25 | 19
2023/24 | 120.25 | 65.25 | 21
2023/24 | 120.75 | 65.25 | 20
2023/24 | 121.25 | 65.25 | 28
2023/24 | 121.75 | 65.25 | 30
2023/24 | 122.25 | 65.25 | 19
2023/24 | 122.75 | 65.25 | 30
2023/24 | 123.25 | 65.25 | 26
2023/24 | 123.75 | 65.25 | 25
2023/24 | 124.25 | 65.25 | 40
2023/24 | 124.75 | 65.25 | 30
2023/24 | 125.25 | 65.25 | 40
2023/24 | 125.75 | 65.25 | 36
2023/24 | 126.25 | 65.25 | 46
2023/24 | 126.75 | 65.25 | 27
2023/24 | 127.25 | 65.25 | 41
2023/24 | 127.75 | 65.25 | 44
2023/24 | 128.25 | 65.25 | 55
2023/24 | 128.75 | 65.25 | 56
2023/24 | 129.25 | 65.25 | 49
2023/24 | 129.75 | 65.25 | 57
2023/24 | 130.25 | 65.25 | 66
2023/24 | 130.75 | 65.25 | 80
2023/24 | 131.25 | 65.25 | 52
2023/24 | 131.75 | 65.25 | 75
2023/24 | 132.25 | 65.25 | 61
2023/24 | 132.75 | 65.25 | 80
2023/24 | 133.25 | 65.25 | 84
2023/24 | 133.75 | 65.25 | 79
2023/24 | 134.25 | 65.25 | 77
2023/24 | 134.75 | 65.25 | 87
2023/24 | 135.25 | 65.25 | 84
2023/24 | 135.75 | 65.25 | 83
2023/24 | 136.25 | 65.25 | 113
2023/24 | 136.75 | 65.25 | 92
2023/24 | 137.25 | 65.25 | 102
2023/24 | 137.75 | 65.25 | 103
2023/24 | 138.25 | 65.25 | 105
2023/24 | 138.75 | 65.25 | 114
2023/24 | 139.25 | 65.25 | 96
2023/24 | 139.75 | 65.25 | 100
2023/24 | 140.25 | 65.25 | 102
2023/24 | 140.75 | 65.25 | 106
2023/24 | 141.25 | 65.25 | 126
2023/24 | 141.75 | 65.25 | 115
2023/24 | 142.25 | 65.25 | 121
2023/24 | 142.75 | 65.25 | 124
2023/24 | 143.25 | 65.25 | 127
2023/24 | 143.75 | 65.25 | 147
2023/24 | 144.25 | 65.25 | 125
2023/24 | 144.75 | 65.25 | 146
2023/24 | 145.25 | 65.25 | 129
2023/24 | 145.75 | 65.25 | 149
2023/24 | 146.25 | 65.25 | 133
2023/24 | 146.75 | 65.25 | 139
2023/24 | 147.25 | 65.25 | 121
2023/24 | 147.75 | 65.25 | 144
2023/24 | 148.25 | 65.25 | 152
2023/24 | 148.75 | 65.25 | 137
2023/24 | 149.25 | 65.25 | 140
2023/24 | 149.75 | 65.25 | 152
2023/24 | 150.25 | 65.25 | 141
2023/24 | 150.75 | 65.25 | 137
2023/24 | 151.25 | 65.25 | 168
2023/24 | 151.75 | 65.25 | 153
2023/24 | 152.25 | 65.25 | 125
2023/24 | 152.75 | 65.25 | 142
2023/24 | 153.25 | 65.25 | 146
2023/24 | 153.75 | 65.25 | 140
2023/24 | 154.25 | 65.25 | 142
2023/24 | 154.75 | 65.25 | 152
2023/24 | 155.25 | 65.25 | 124
2023/24 | 155.75 | 65.25 | 145
2023/24 | 156.25 | 65.25 | 154
2023/24 | 156.75 | 65.25 | 146
2023/24 | 157.25 | 65.25 | 117
2023/24 | 157.75 | 65.25 | 171
2023/24 | 158.25 | 65.25 | 124
2023/24 | 158.75 | 65.25 | 127
2023/24 | 159.25 | 65.25 | 139
2023/24 | 159.75 | 65.25 | 130
2023/24 | 160.25 | 65.25 | 128
2023/24 | 160.75 | 65.25 | 134
2023/24 | 161.25 | 65.25 | 109
2023/24 | 161.75 | 65.25 | 103
2023/24 | 162.25 | 65.25 | 119
2023/24 | 162.75 | 65.25 | 111
2023/24 | 163.25 | 65.25 | 132
2023/24 | 163.75 | 65.25 | 125
2023/24 | 164.25 | 65.25 | 110
2023/24 | 164.75 | 65.25 | 93
2023/24 | 165.25 | 65.25 | 119
2023/24 | 165.75 | 65.25 | 105
2023/24 | 166.25 | 65.25 | 107
2023/24 | 166.75 | 65.25 | 96
2023/24 | 167.25 | 65.25 | 92
2023/24 | 167.75 | 65.25 | 86
2023/24 | 168.25 | 65.25 | 90
2023/24 | 168.75 | 65.25 | 96
2023/24 | 169.25 | 65.25 | 76
2023/24 | 169.75 | 65.25 | 112
2023/24 | 170.25 | 65.25 | 81
2023/24 | 170.75 | 65.25 | 88
2023/24 | 171.25 | 65.25 | 81
2023/24 | 171.75 | 65.25 | 70
2023/24 | 172.25 | 65.25 | 80
2023/24 | 172.75 | 65.25 | 80
2023/24 | 173.25 | 65.25 | 71
2023/24 | 173.75 | 65.25 | 64
2023/24 | 174.25 | 65.25 | 58
2023/24 | 174.75 | 65.25 | 58
2023/24 | 175.25 | 65.25 | 59
2023/24 | 175.75 | 65.25 | 60
2023/24 | 176.25 | 65.25 | 58
2023/24 | 176.75 | 65.25 | 59
2023/24 | 177.25 | 65.25 | 53
2023/24 | 177.75 | 65.25 | 60
2023/24 | 178.25 | 65.25 | 59
2023/24 | 178.75 | 65.25 | 52
2023/24 | 179.25 | 65.25 | 57
2023/24 | 179.75 | 65.25 | 43
2023/24 | 180.25 | 65.25 | 41
2023/24 | 180.75 | 65.25 | 41
2023/24 | 181.25 | 65.25 | 46
2023/24 | 181.75 | 65.25 | 43
2023/24 | 182.25 | 65.25 | 53
2023/24 | 182.75 | 65.25 | 37
2023/24 | 183.25 | 65.25 | 34
2023/24 | 183.75 | 65.25 | 31
2023/24 | 184.25 | 65.25 | 36
2023/24 | 184.75 | 65.25 | 38
2023/24 | 185.25 | 65.25 | 36
2023/24 | 185.75 | 65.25 | 37
2023/24 | 186.25 | 65.25 | 29
2023/24 | 186.75 | 65.25 | 24
2023/24 | 187.25 | 65.25 | 33
2023/24 | 187.75 | 65.25 | 37
2023/24 | 188.25 | 65.25 | 25
2023/24 | 188.75 | 65.25 | 30
2023/24 | 189.25 | 65.25 | 30
2023/24 | 189.75 | 65.25 | 29
2023/24 | 190.25 | 65.25 | 27
2023/24 | 190.75 | 65.25 | 21
2023/24 | 191.25 | 65.25 | 25
2023/24 | 191.75 | 65.25 | 25
2023/24 | 192.25 | 65.25 | 21
2023/24 | 192.75 | 65.25 | 20
2023/24 | 193.25 | 65.25 | 24
2023/24 | 193.75 | 65.25 | 18
2023/24 | 194.25 | 65.25 | 19
2023/24 | 194.75 | 65.25 | 24
2023/24 | 195.25 | 65.25 | 9
2023/24 | 195.75 | 65.25 | 17
2023/24 | 196.25 | 65.25 | 17
2023/24 | 196.75 | 65.25 | 20
2023/24 | 197.25 | 65.25 | 18
2023/24 | 197.75 | 65.25 | 12
2023/24 | 198.25 | 65.25 | 15
2023/24 | 198.75 | 65.25 | 15
2023/24 | 199.25 | 65.25 | 16
2023/24 | 199.75 | 65.25 | 10
2023/24 | 200.25 | 65.25 | 28
2023/24 | 200.75 | 65.25 | 12
2023/24 | 201.25 | 65.25 | 17
2023/24 | 201.75 | 65.25 | 16
2023/24 | 202.25 | 65.25 | 13
2023/24 | 202.75 | 65.25 | 15
2023/24 | 203.25 | 65.25 | 9
2023/24 | 203.75 | 65.25 | 18
2023/24 | 204.25 | 65.25 | 9
2023/24 | 204.75 | 65.25 | 10
2023/24 | 205.25 | 65.25 | 4
2023/24 | 205.75 | 65.25 | 11
2023/24 | 206.25 | 65.25 | 7
2023/24 | 206.75 | 65.25 | 11
2023/24 | 207.25 | 65.25 | 6
2023/24 | 207.75 | 65.25 | 4
2023/24 | 208.25 | 65.25 | 6
2023/24 | 208.75 | 65.25 | 6
2023/24 | 209.25 | 65.25 | 3
2023/24 | 209.75 | 65.25 | 3
2023/24 | 210.25 | 65.25 | 7
2023/24 | 210.75 | 65.25 | 4
2023/24 | 211.25 | 65.25 | 6
2023/24 | 211.75 | 65.25 | 10
2023/24 | 212.25 | 65.25 | 7
2023/24 | 212.75 | 65.25 | 4
2023/24 | 213.25 | 65.25 | 4
2023/24 | 213.75 | 65.25 | 4
2023/24 | 214.25 | 65.25 | 11
2023/24 | 214.75 | 65.25 | 2
2023/24 | 215.25 | 65.25 | 5
2023/24 | 215.75 | 65.25 | 6
2023/24 | 216.25 | 65.25 | 3
2023/24 | 216.75 | 65.25 | 10
2023/24 | 217.25 | 65.25 | 2
2023/24 | 217.75 | 65.25 | 2
2023/24 | 218.25 | 65.25 | 3
2023/24 | 218.75 | 65.25 | 4
2023/24 | 219.25 | 65.25 | 4
2023/24 | 219.75 | 65.25 | 5
2023/24 | 220.25 | 65.25 | 5
2023/24 | 220.75 | 65.25 | 4
2023/24 | 221.25 | 65.25 | 4
2023/24 | 222.25 | 65.25 | 5
2023/24 | 222.75 | 65.25 | 6
2023/24 | 223.25 | 65.25 | 2
2023/24 | 223.75 | 65.25 | 5
2023/24 | 224.25 | 65.25 | 3
2023/24 | 224.75 | 65.25 | 3
2023/24 | 225.25 | 65.25 | 3
2023/24 | 225.75 | 65.25 | 5
2023/24 | 226.25 | 65.25 | 3
2023/24 | 226.75 | 65.25 | 4
2023/24 | 227.25 | 65.25 | 4
2023/24 | 227.75 | 65.25 | 5
2023/24 | 228.25 | 65.25 | 2
2023/24 | 228.75 | 65.25 | 2
2023/24 | 229.25 | 65.25 | 4
2023/24 | 229.75 | 65.25 | 1
2023/24 | 230.25 | 65.25 | 2
2023/24 | 230.75 | 65.25 | 6
2023/24 | 231.25 | 65.25 | 3
2023/24 | 231.75 | 65.25 | 2
2023/24 | 232.75 | 65.25 | 2
2023/24 | 233.25 | 65.25 | 3
2023/24 | 233.75 | 65.25 | 1
2023/24 | 234.75 | 65.25 | 6
2023/24 | 235.75 | 65.25 | 3
2023/24 | 236.25 | 65.25 | 3
2023/24 | 237.25 | 65.25 | 2
2023/24 | 237.75 | 65.25 | 1
2023/24 | 238.25 | 65.25 | 2
2023/24 | 238.75 | 65.25 | 3
2023/24 | 239.25 | 65.25 | 2
2023/24 | 239.75 | 65.25 | 4
2023/24 | 240.25 | 65.25 | 1
2023/24 | 241.25 | 65.25 | 3
2023/24 | 241.75 | 65.25 | 1
2023/24 | 242.25 | 65.25 | 2
2023/24 | 243.25 | 65.25 | 2
2023/24 | 243.75 | 65.25 | 1
2023/24 | 245.25 | 65.25 | 2
2023/24 | 245.75 | 65.25 | 1
2023/24 | 247.25 | 65.25 | 2
2023/24 | 247.75 | 65.25 | 2
2023/24 | 248.25 | 65.25 | 3
2023/24 | 248.75 | 65.25 | 1
2023/24 | 249.25 | 65.25 | 2
2023/24 | 249.75 | 65.25 | 2
2023/24 | 250.75 | 65.25 | 2
2023/24 | 252.25 | 65.25 | 2
2023/24 | 253.25 | 65.25 | 2
2023/24 | 253.75 | 65.25 | 2
2023/24 | 254.75 | 65.25 | 1
2023/24 | 256.75 | 65.25 | 2
2023/24 | 257.25 | 65.25 | 2
2023/24 | 258.75 | 65.25 | 2
2023/24 | 262.75 | 65.25 | 2
2023/24 | 263.75 | 65.25 | 2
2023/24 | 264.75 | 65.25 | 1
2023/24 | 265.25 | 65.25 | 2
2023/24 | 265.75 | 65.25 | 1
2023/24 | 267.25 | 65.25 | 1
2023/24 | 267.75 | 65.25 | 1
2023/24 | 269.75 | 65.25 | 2
2023/24 | 270.25 | 65.25 | 2
2023/24 | 270.75 | 65.25 | 1
2023/24 | 272.25 | 65.25 | 2
2023/24 | 273.75 | 65.25 | 1
2023/24 | 275.25 | 65.25 | 1
2023/24 | 275.75 | 65.25 | 1
2023/24 | 276.25 | 65.25 | 2
2023/24 | 277.75 | 65.25 | 1
2023/24 | 278.25 | 65.25 | 2
2023/24 | 279.25 | 65.25 | 1
2023/24 | 280.75 | 65.25 | 2
2023/24 | 281.75 | 65.25 | 1
2023/24 | 282.75 | 65.25 | 1
2023/24 | 284.75 | 65.25 | 1
2023/24 | 285.75 | 65.25 | 1
2023/24 | 287.75 | 65.25 | 1
2023/24 | 288.25 | 65.25 | 2
2023/24 | 290.25 | 65.25 | 2
2023/24 | 292.75 | 65.25 | 1
2023/24 | 296.25 | 65.25 | 1
2023/24 | 297.25 | 65.25 | 1
2023/24 | 303.75 | 65.25 | 1
2023/24 | 306.25 | 65.25 | 1
2023/24 | 310.25 | 65.25 | 1
2023/24 | 312.25 | 65.25 | 1
2023/24 | 316.25 | 65.25 | 1
2023/24 | 339.75 | 65.25 | 1
2023/24 | 99.25 | 65.75 | 1
2023/24 | 102.75 | 65.75 | 1
2023/24 | 106.75 | 65.75 | 2
2023/24 | 107.25 | 65.75 | 2
2023/24 | 107.75 | 65.75 | 2
2023/24 | 108.75 | 65.75 | 2
2023/24 | 109.25 | 65.75 | 2
2023/24 | 109.75 | 65.75 | 5
2023/24 | 110.25 | 65.75 | 2
2023/24 | 110.75 | 65.75 | 4
2023/24 | 111.25 | 65.75 | 3
2023/24 | 111.75 | 65.75 | 3
2023/24 | 112.25 | 65.75 | 5
2023/24 | 112.75 | 65.75 | 3
2023/24 | 113.25 | 65.75 | 5
2023/24 | 113.75 | 65.75 | 6
2023/24 | 114.25 | 65.75 | 5
2023/24 | 114.75 | 65.75 | 6
2023/24 | 115.25 | 65.75 | 6
2023/24 | 115.75 | 65.75 | 7
2023/24 | 116.25 | 65.75 | 7
2023/24 | 116.75 | 65.75 | 12
2023/24 | 117.25 | 65.75 | 7
2023/24 | 117.75 | 65.75 | 9
2023/24 | 118.25 | 65.75 | 12
2023/24 | 118.75 | 65.75 | 17
2023/24 | 119.25 | 65.75 | 16
2023/24 | 119.75 | 65.75 | 14
2023/24 | 120.25 | 65.75 | 19
2023/24 | 120.75 | 65.75 | 20
2023/24 | 121.25 | 65.75 | 20
2023/24 | 121.75 | 65.75 | 22
2023/24 | 122.25 | 65.75 | 20
2023/24 | 122.75 | 65.75 | 14
2023/24 | 123.25 | 65.75 | 24
2023/24 | 123.75 | 65.75 | 24
2023/24 | 124.25 | 65.75 | 37
2023/24 | 124.75 | 65.75 | 41
2023/24 | 125.25 | 65.75 | 33
2023/24 | 125.75 | 65.75 | 38
2023/24 | 126.25 | 65.75 | 40
2023/24 | 126.75 | 65.75 | 30
2023/24 | 127.25 | 65.75 | 58
2023/24 | 127.75 | 65.75 | 48
2023/24 | 128.25 | 65.75 | 44
2023/24 | 128.75 | 65.75 | 37
2023/24 | 129.25 | 65.75 | 58
2023/24 | 129.75 | 65.75 | 46
2023/24 | 130.25 | 65.75 | 67
2023/24 | 130.75 | 65.75 | 61
2023/24 | 131.25 | 65.75 | 65
2023/24 | 131.75 | 65.75 | 59
2023/24 | 132.25 | 65.75 | 69
2023/24 | 132.75 | 65.75 | 59
2023/24 | 133.25 | 65.75 | 63
2023/24 | 133.75 | 65.75 | 83
2023/24 | 134.25 | 65.75 | 84
2023/24 | 134.75 | 65.75 | 71
2023/24 | 135.25 | 65.75 | 95
2023/24 | 135.75 | 65.75 | 82
2023/24 | 136.25 | 65.75 | 107
2023/24 | 136.75 | 65.75 | 82
2023/24 | 137.25 | 65.75 | 84
2023/24 | 137.75 | 65.75 | 80
2023/24 | 138.25 | 65.75 | 102
2023/24 | 138.75 | 65.75 | 104
2023/24 | 139.25 | 65.75 | 118
2023/24 | 139.75 | 65.75 | 95
2023/24 | 140.25 | 65.75 | 125
2023/24 | 140.75 | 65.75 | 134
2023/24 | 141.25 | 65.75 | 103
2023/24 | 141.75 | 65.75 | 136
2023/24 | 142.25 | 65.75 | 131
2023/24 | 142.75 | 65.75 | 117
2023/24 | 143.25 | 65.75 | 123
2023/24 | 143.75 | 65.75 | 127
2023/24 | 144.25 | 65.75 | 133
2023/24 | 144.75 | 65.75 | 136
2023/24 | 145.25 | 65.75 | 143
2023/24 | 145.75 | 65.75 | 136
2023/24 | 146.25 | 65.75 | 108
2023/24 | 146.75 | 65.75 | 132
2023/24 | 147.25 | 65.75 | 128
2023/24 | 147.75 | 65.75 | 149
2023/24 | 148.25 | 65.75 | 148
2023/24 | 148.75 | 65.75 | 151
2023/24 | 149.25 | 65.75 | 159
2023/24 | 149.75 | 65.75 | 158
2023/24 | 150.25 | 65.75 | 166
2023/24 | 150.75 | 65.75 | 125
2023/24 | 151.25 | 65.75 | 155
2023/24 | 151.75 | 65.75 | 142
2023/24 | 152.25 | 65.75 | 155
2023/24 | 152.75 | 65.75 | 136
2023/24 | 153.25 | 65.75 | 135
2023/24 | 153.75 | 65.75 | 151
2023/24 | 154.25 | 65.75 | 157
2023/24 | 154.75 | 65.75 | 153
2023/24 | 155.25 | 65.75 | 153
2023/24 | 155.75 | 65.75 | 150
2023/24 | 156.25 | 65.75 | 155
2023/24 | 156.75 | 65.75 | 138
2023/24 | 157.25 | 65.75 | 159
2023/24 | 157.75 | 65.75 | 140
2023/24 | 158.25 | 65.75 | 138
2023/24 | 158.75 | 65.75 | 129
2023/24 | 159.25 | 65.75 | 138
2023/24 | 159.75 | 65.75 | 122
2023/24 | 160.25 | 65.75 | 117
2023/24 | 160.75 | 65.75 | 122
2023/24 | 161.25 | 65.75 | 127
2023/24 | 161.75 | 65.75 | 142
2023/24 | 162.25 | 65.75 | 125
2023/24 | 162.75 | 65.75 | 101
2023/24 | 163.25 | 65.75 | 111
2023/24 | 163.75 | 65.75 | 130
2023/24 | 164.25 | 65.75 | 92
2023/24 | 164.75 | 65.75 | 116
2023/24 | 165.25 | 65.75 | 113
2023/24 | 165.75 | 65.75 | 90
2023/24 | 166.25 | 65.75 | 115
2023/24 | 166.75 | 65.75 | 93
2023/24 | 167.25 | 65.75 | 116
2023/24 | 167.75 | 65.75 | 93
2023/24 | 168.25 | 65.75 | 99
2023/24 | 168.75 | 65.75 | 102
2023/24 | 169.25 | 65.75 | 105
2023/24 | 169.75 | 65.75 | 95
2023/24 | 170.25 | 65.75 | 98
2023/24 | 170.75 | 65.75 | 106
2023/24 | 171.25 | 65.75 | 79
2023/24 | 171.75 | 65.75 | 86
2023/24 | 172.25 | 65.75 | 83
2023/24 | 172.75 | 65.75 | 60
2023/24 | 173.25 | 65.75 | 79
2023/24 | 173.75 | 65.75 | 80
2023/24 | 174.25 | 65.75 | 72
2023/24 | 174.75 | 65.75 | 61
2023/24 | 175.25 | 65.75 | 69
2023/24 | 175.75 | 65.75 | 57
2023/24 | 176.25 | 65.75 | 49
2023/24 | 176.75 | 65.75 | 68
2023/24 | 177.25 | 65.75 | 66
2023/24 | 177.75 | 65.75 | 51
2023/24 | 178.25 | 65.75 | 63
2023/24 | 178.75 | 65.75 | 65
2023/24 | 179.25 | 65.75 | 51
2023/24 | 179.75 | 65.75 | 56
2023/24 | 180.25 | 65.75 | 49
2023/24 | 180.75 | 65.75 | 52
2023/24 | 181.25 | 65.75 | 49
2023/24 | 181.75 | 65.75 | 45
2023/24 | 182.25 | 65.75 | 50
2023/24 | 182.75 | 65.75 | 45
2023/24 | 183.25 | 65.75 | 49
2023/24 | 183.75 | 65.75 | 47
2023/24 | 184.25 | 65.75 | 49
2023/24 | 184.75 | 65.75 | 36
2023/24 | 185.25 | 65.75 | 38
2023/24 | 185.75 | 65.75 | 35
2023/24 | 186.25 | 65.75 | 40
2023/24 | 186.75 | 65.75 | 40
2023/24 | 187.25 | 65.75 | 34
2023/24 | 187.75 | 65.75 | 27
2023/24 | 188.25 | 65.75 | 28
2023/24 | 188.75 | 65.75 | 29
2023/24 | 189.25 | 65.75 | 32
2023/24 | 189.75 | 65.75 | 32
2023/24 | 190.25 | 65.75 | 22
2023/24 | 190.75 | 65.75 | 35
2023/24 | 191.25 | 65.75 | 23
2023/24 | 191.75 | 65.75 | 22
2023/24 | 192.25 | 65.75 | 22
2023/24 | 192.75 | 65.75 | 24
2023/24 | 193.25 | 65.75 | 16
2023/24 | 193.75 | 65.75 | 22
2023/24 | 194.25 | 65.75 | 21
2023/24 | 194.75 | 65.75 | 13
2023/24 | 195.25 | 65.75 | 25
2023/24 | 195.75 | 65.75 | 12
2023/24 | 196.25 | 65.75 | 16
2023/24 | 196.75 | 65.75 | 15
2023/24 | 197.25 | 65.75 | 16
2023/24 | 197.75 | 65.75 | 14
2023/24 | 198.25 | 65.75 | 13
2023/24 | 198.75 | 65.75 | 17
2023/24 | 199.25 | 65.75 | 16
2023/24 | 199.75 | 65.75 | 17
2023/24 | 200.25 | 65.75 | 9
2023/24 | 200.75 | 65.75 | 9
2023/24 | 201.25 | 65.75 | 18
2023/24 | 201.75 | 65.75 | 9
2023/24 | 202.25 | 65.75 | 10
2023/24 | 202.75 | 65.75 | 17
2023/24 | 203.25 | 65.75 | 12
2023/24 | 203.75 | 65.75 | 14
2023/24 | 204.25 | 65.75 | 11
2023/24 | 204.75 | 65.75 | 9
2023/24 | 205.25 | 65.75 | 6
2023/24 | 205.75 | 65.75 | 12
2023/24 | 206.25 | 65.75 | 8
2023/24 | 206.75 | 65.75 | 10
2023/24 | 207.25 | 65.75 | 9
2023/24 | 207.75 | 65.75 | 10
2023/24 | 208.25 | 65.75 | 14
2023/24 | 208.75 | 65.75 | 6
2023/24 | 209.25 | 65.75 | 9
2023/24 | 209.75 | 65.75 | 12
2023/24 | 210.25 | 65.75 | 7
2023/24 | 210.75 | 65.75 | 14
2023/24 | 211.25 | 65.75 | 9
2023/24 | 211.75 | 65.75 | 7
2023/24 | 212.25 | 65.75 | 6
2023/24 | 212.75 | 65.75 | 8
2023/24 | 213.25 | 65.75 | 4
2023/24 | 213.75 | 65.75 | 6
2023/24 | 214.25 | 65.75 | 7
2023/24 | 214.75 | 65.75 | 3
2023/24 | 215.25 | 65.75 | 5
2023/24 | 215.75 | 65.75 | 7
2023/24 | 216.25 | 65.75 | 2
2023/24 | 216.75 | 65.75 | 6
2023/24 | 217.25 | 65.75 | 2
2023/24 | 217.75 | 65.75 | 7
2023/24 | 218.25 | 65.75 | 9
2023/24 | 218.75 | 65.75 | 6
2023/24 | 219.25 | 65.75 | 5
2023/24 | 219.75 | 65.75 | 4
2023/24 | 220.25 | 65.75 | 3
2023/24 | 220.75 | 65.75 | 5
2023/24 | 221.25 | 65.75 | 7
2023/24 | 221.75 | 65.75 | 4
2023/24 | 222.25 | 65.75 | 4
2023/24 | 223.25 | 65.75 | 7
2023/24 | 223.75 | 65.75 | 2
2023/24 | 224.25 | 65.75 | 4
2023/24 | 224.75 | 65.75 | 1
2023/24 | 225.25 | 65.75 | 2
2023/24 | 225.75 | 65.75 | 4
2023/24 | 226.25 | 65.75 | 2
2023/24 | 226.75 | 65.75 | 4
2023/24 | 227.25 | 65.75 | 1
2023/24 | 227.75 | 65.75 | 2
2023/24 | 228.25 | 65.75 | 1
2023/24 | 228.75 | 65.75 | 5
2023/24 | 229.25 | 65.75 | 1
2023/24 | 229.75 | 65.75 | 2
2023/24 | 230.25 | 65.75 | 5
2023/24 | 230.75 | 65.75 | 2
2023/24 | 231.25 | 65.75 | 1
2023/24 | 231.75 | 65.75 | 3
2023/24 | 232.25 | 65.75 | 3
2023/24 | 232.75 | 65.75 | 2
2023/24 | 233.25 | 65.75 | 1
2023/24 | 233.75 | 65.75 | 2
2023/24 | 234.25 | 65.75 | 1
2023/24 | 234.75 | 65.75 | 6
2023/24 | 235.25 | 65.75 | 2
2023/24 | 235.75 | 65.75 | 2
2023/24 | 236.25 | 65.75 | 3
2023/24 | 236.75 | 65.75 | 2
2023/24 | 237.25 | 65.75 | 4
2023/24 | 237.75 | 65.75 | 1
2023/24 | 238.25 | 65.75 | 1
2023/24 | 238.75 | 65.75 | 1
2023/24 | 239.25 | 65.75 | 3
2023/24 | 239.75 | 65.75 | 1
2023/24 | 240.25 | 65.75 | 1
2023/24 | 241.25 | 65.75 | 1
2023/24 | 241.75 | 65.75 | 2
2023/24 | 243.25 | 65.75 | 1
2023/24 | 243.75 | 65.75 | 1
2023/24 | 244.25 | 65.75 | 1
2023/24 | 244.75 | 65.75 | 1
2023/24 | 245.75 | 65.75 | 4
2023/24 | 246.25 | 65.75 | 1
2023/24 | 247.25 | 65.75 | 4
2023/24 | 247.75 | 65.75 | 1
2023/24 | 248.25 | 65.75 | 1
2023/24 | 249.25 | 65.75 | 3
2023/24 | 250.75 | 65.75 | 5
2023/24 | 251.25 | 65.75 | 2
2023/24 | 251.75 | 65.75 | 1
2023/24 | 252.25 | 65.75 | 2
2023/24 | 252.75 | 65.75 | 4
2023/24 | 253.25 | 65.75 | 2
2023/24 | 253.75 | 65.75 | 1
2023/24 | 254.25 | 65.75 | 2
2023/24 | 254.75 | 65.75 | 2
2023/24 | 255.25 | 65.75 | 1
2023/24 | 259.75 | 65.75 | 2
2023/24 | 260.75 | 65.75 | 3
2023/24 | 261.75 | 65.75 | 1
2023/24 | 262.25 | 65.75 | 1
2023/24 | 263.25 | 65.75 | 2
2023/24 | 263.75 | 65.75 | 1
2023/24 | 264.25 | 65.75 | 2
2023/24 | 267.75 | 65.75 | 2
2023/24 | 268.25 | 65.75 | 2
2023/24 | 268.75 | 65.75 | 1
2023/24 | 270.75 | 65.75 | 1
2023/24 | 271.75 | 65.75 | 1
2023/24 | 273.25 | 65.75 | 1
2023/24 | 274.75 | 65.75 | 1
2023/24 | 278.25 | 65.75 | 1
2023/24 | 278.75 | 65.75 | 1
2023/24 | 283.75 | 65.75 | 1
2023/24 | 284.25 | 65.75 | 1
2023/24 | 284.75 | 65.75 | 1
2023/24 | 287.75 | 65.75 | 1
2023/24 | 288.25 | 65.75 | 1
2023/24 | 289.75 | 65.75 | 1
2023/24 | 290.75 | 65.75 | 1
2023/24 | 293.75 | 65.75 | 1
2023/24 | 296.25 | 65.75 | 1
2023/24 | 296.75 | 65.75 | 2
2023/24 | 303.75 | 65.75 | 1
2023/24 | 308.75 | 65.75 | 1
2023/24 | 310.75 | 65.75 | 1
2023/24 | 311.75 | 65.75 | 1
2023/24 | 323.75 | 65.75 | 1
2023/24 | 336.25 | 65.75 | 1
2023/24 | 338.25 | 65.75 | 1
2023/24 | 355.75 | 65.75 | 1
2023/24 | 102.25 | 66.25 | 2
2023/24 | 103.25 | 66.25 | 1
2023/24 | 103.75 | 66.25 | 1
2023/24 | 105.25 | 66.25 | 1
2023/24 | 105.75 | 66.25 | 2
2023/24 | 106.25 | 66.25 | 1
2023/24 | 106.75 | 66.25 | 1
2023/24 | 107.25 | 66.25 | 2
2023/24 | 107.75 | 66.25 | 1
2023/24 | 108.25 | 66.25 | 1
2023/24 | 108.75 | 66.25 | 2
2023/24 | 109.25 | 66.25 | 5
2023/24 | 110.25 | 66.25 | 1
2023/24 | 110.75 | 66.25 | 3
2023/24 | 111.25 | 66.25 | 4
2023/24 | 111.75 | 66.25 | 1
2023/24 | 112.25 | 66.25 | 3
2023/24 | 112.75 | 66.25 | 4
2023/24 | 113.25 | 66.25 | 3
2023/24 | 113.75 | 66.25 | 3
2023/24 | 114.25 | 66.25 | 9
2023/24 | 114.75 | 66.25 | 12
2023/24 | 115.25 | 66.25 | 5
2023/24 | 115.75 | 66.25 | 3
2023/24 | 116.25 | 66.25 | 8
2023/24 | 116.75 | 66.25 | 7
2023/24 | 117.25 | 66.25 | 6
2023/24 | 117.75 | 66.25 | 8
2023/24 | 118.25 | 66.25 | 7
2023/24 | 118.75 | 66.25 | 14
2023/24 | 119.25 | 66.25 | 16
2023/24 | 119.75 | 66.25 | 19
2023/24 | 120.25 | 66.25 | 14
2023/24 | 120.75 | 66.25 | 20
2023/24 | 121.25 | 66.25 | 15
2023/24 | 121.75 | 66.25 | 19
2023/24 | 122.25 | 66.25 | 22
2023/24 | 122.75 | 66.25 | 25
2023/24 | 123.25 | 66.25 | 24
2023/24 | 123.75 | 66.25 | 22
2023/24 | 124.25 | 66.25 | 26
2023/24 | 124.75 | 66.25 | 31
2023/24 | 125.25 | 66.25 | 37
2023/24 | 125.75 | 66.25 | 38
2023/24 | 126.25 | 66.25 | 30
2023/24 | 126.75 | 66.25 | 46
2023/24 | 127.25 | 66.25 | 44
2023/24 | 127.75 | 66.25 | 48
2023/24 | 128.25 | 66.25 | 51
2023/24 | 128.75 | 66.25 | 45
2023/24 | 129.25 | 66.25 | 49
2023/24 | 129.75 | 66.25 | 49
2023/24 | 130.25 | 66.25 | 62
2023/24 | 130.75 | 66.25 | 55
2023/24 | 131.25 | 66.25 | 62
2023/24 | 131.75 | 66.25 | 59
2023/24 | 132.25 | 66.25 | 84
2023/24 | 132.75 | 66.25 | 57
2023/24 | 133.25 | 66.25 | 70
2023/24 | 133.75 | 66.25 | 72
2023/24 | 134.25 | 66.25 | 71
2023/24 | 134.75 | 66.25 | 86
2023/24 | 135.25 | 66.25 | 71
2023/24 | 135.75 | 66.25 | 82
2023/24 | 136.25 | 66.25 | 84
2023/24 | 136.75 | 66.25 | 91
2023/24 | 137.25 | 66.25 | 90
2023/24 | 137.75 | 66.25 | 91
2023/24 | 138.25 | 66.25 | 82
2023/24 | 138.75 | 66.25 | 105
2023/24 | 139.25 | 66.25 | 92
2023/24 | 139.75 | 66.25 | 120
2023/24 | 140.25 | 66.25 | 130
2023/24 | 140.75 | 66.25 | 93
2023/24 | 141.25 | 66.25 | 111
2023/24 | 141.75 | 66.25 | 120
2023/24 | 142.25 | 66.25 | 110
2023/24 | 142.75 | 66.25 | 124
2023/24 | 143.25 | 66.25 | 135
2023/24 | 143.75 | 66.25 | 128
2023/24 | 144.25 | 66.25 | 126
2023/24 | 144.75 | 66.25 | 134
2023/24 | 145.25 | 66.25 | 141
2023/24 | 145.75 | 66.25 | 129
2023/24 | 146.25 | 66.25 | 118
2023/24 | 146.75 | 66.25 | 134
2023/24 | 147.25 | 66.25 | 162
2023/24 | 147.75 | 66.25 | 155
2023/24 | 148.25 | 66.25 | 135
2023/24 | 148.75 | 66.25 | 143
2023/24 | 149.25 | 66.25 | 144
2023/24 | 149.75 | 66.25 | 151
2023/24 | 150.25 | 66.25 | 143
2023/24 | 150.75 | 66.25 | 158
2023/24 | 151.25 | 66.25 | 127
2023/24 | 151.75 | 66.25 | 160
2023/24 | 152.25 | 66.25 | 141
2023/24 | 152.75 | 66.25 | 134
2023/24 | 153.25 | 66.25 | 145
2023/24 | 153.75 | 66.25 | 130
2023/24 | 154.25 | 66.25 | 156
2023/24 | 154.75 | 66.25 | 145
2023/24 | 155.25 | 66.25 | 135
2023/24 | 155.75 | 66.25 | 147
2023/24 | 156.25 | 66.25 | 143
2023/24 | 156.75 | 66.25 | 115
2023/24 | 157.25 | 66.25 | 161
2023/24 | 157.75 | 66.25 | 131
2023/24 | 158.25 | 66.25 | 143
2023/24 | 158.75 | 66.25 | 144
2023/24 | 159.25 | 66.25 | 126
2023/24 | 159.75 | 66.25 | 144
2023/24 | 160.25 | 66.25 | 139
2023/24 | 160.75 | 66.25 | 157
2023/24 | 161.25 | 66.25 | 135
2023/24 | 161.75 | 66.25 | 136
2023/24 | 162.25 | 66.25 | 104
2023/24 | 162.75 | 66.25 | 128
2023/24 | 163.25 | 66.25 | 133
2023/24 | 163.75 | 66.25 | 126
2023/24 | 164.25 | 66.25 | 109
2023/24 | 164.75 | 66.25 | 133
2023/24 | 165.25 | 66.25 | 131
2023/24 | 165.75 | 66.25 | 117
2023/24 | 166.25 | 66.25 | 106
2023/24 | 166.75 | 66.25 | 103
2023/24 | 167.25 | 66.25 | 101
2023/24 | 167.75 | 66.25 | 89
2023/24 | 168.25 | 66.25 | 103
2023/24 | 168.75 | 66.25 | 95
2023/24 | 169.25 | 66.25 | 106
2023/24 | 169.75 | 66.25 | 90
2023/24 | 170.25 | 66.25 | 107
2023/24 | 170.75 | 66.25 | 95
2023/24 | 171.25 | 66.25 | 94
2023/24 | 171.75 | 66.25 | 84
2023/24 | 172.25 | 66.25 | 73
2023/24 | 172.75 | 66.25 | 78
2023/24 | 173.25 | 66.25 | 74
2023/24 | 173.75 | 66.25 | 80
2023/24 | 174.25 | 66.25 | 88
2023/24 | 174.75 | 66.25 | 73
2023/24 | 175.25 | 66.25 | 60
2023/24 | 175.75 | 66.25 | 72
2023/24 | 176.25 | 66.25 | 87
2023/24 | 176.75 | 66.25 | 62
2023/24 | 177.25 | 66.25 | 63
2023/24 | 177.75 | 66.25 | 69
2023/24 | 178.25 | 66.25 | 63
2023/24 | 178.75 | 66.25 | 53
2023/24 | 179.25 | 66.25 | 53
2023/24 | 179.75 | 66.25 | 60
2023/24 | 180.25 | 66.25 | 47
2023/24 | 180.75 | 66.25 | 47
2023/24 | 181.25 | 66.25 | 55
2023/24 | 181.75 | 66.25 | 48
2023/24 | 182.25 | 66.25 | 56
2023/24 | 182.75 | 66.25 | 43
2023/24 | 183.25 | 66.25 | 49
2023/24 | 183.75 | 66.25 | 45
2023/24 | 184.25 | 66.25 | 39
2023/24 | 184.75 | 66.25 | 46
2023/24 | 185.25 | 66.25 | 35
2023/24 | 185.75 | 66.25 | 43
2023/24 | 186.25 | 66.25 | 26
2023/24 | 186.75 | 66.25 | 38
2023/24 | 187.25 | 66.25 | 36
2023/24 | 187.75 | 66.25 | 29
2023/24 | 188.25 | 66.25 | 35
2023/24 | 188.75 | 66.25 | 33
2023/24 | 189.25 | 66.25 | 36
2023/24 | 189.75 | 66.25 | 34
2023/24 | 190.25 | 66.25 | 40
2023/24 | 190.75 | 66.25 | 25
2023/24 | 191.25 | 66.25 | 23
2023/24 | 191.75 | 66.25 | 20
2023/24 | 192.25 | 66.25 | 29
2023/24 | 192.75 | 66.25 | 26
2023/24 | 193.25 | 66.25 | 28
2023/24 | 193.75 | 66.25 | 25
2023/24 | 194.25 | 66.25 | 18
2023/24 | 194.75 | 66.25 | 23
2023/24 | 195.25 | 66.25 | 20
2023/24 | 195.75 | 66.25 | 23
2023/24 | 196.25 | 66.25 | 16
2023/24 | 196.75 | 66.25 | 20
2023/24 | 197.25 | 66.25 | 24
2023/24 | 197.75 | 66.25 | 20
2023/24 | 198.25 | 66.25 | 21
2023/24 | 198.75 | 66.25 | 10
2023/24 | 199.25 | 66.25 | 19
2023/24 | 199.75 | 66.25 | 19
2023/24 | 200.25 | 66.25 | 14
2023/24 | 200.75 | 66.25 | 8
2023/24 | 201.25 | 66.25 | 20
2023/24 | 201.75 | 66.25 | 16
2023/24 | 202.25 | 66.25 | 14
2023/24 | 202.75 | 66.25 | 12
2023/24 | 203.25 | 66.25 | 16
2023/24 | 203.75 | 66.25 | 14
2023/24 | 204.25 | 66.25 | 16
2023/24 | 204.75 | 66.25 | 14
2023/24 | 205.25 | 66.25 | 12
2023/24 | 205.75 | 66.25 | 10
2023/24 | 206.25 | 66.25 | 12
2023/24 | 206.75 | 66.25 | 15
2023/24 | 207.25 | 66.25 | 15
2023/24 | 207.75 | 66.25 | 12
2023/24 | 208.25 | 66.25 | 9
2023/24 | 208.75 | 66.25 | 10
2023/24 | 209.25 | 66.25 | 9
2023/24 | 209.75 | 66.25 | 12
2023/24 | 210.25 | 66.25 | 6
2023/24 | 210.75 | 66.25 | 8
2023/24 | 211.25 | 66.25 | 6
2023/24 | 211.75 | 66.25 | 7
2023/24 | 212.25 | 66.25 | 4
2023/24 | 212.75 | 66.25 | 6
2023/24 | 213.25 | 66.25 | 10
2023/24 | 213.75 | 66.25 | 12
2023/24 | 214.25 | 66.25 | 8
2023/24 | 214.75 | 66.25 | 7
2023/24 | 215.25 | 66.25 | 5
2023/24 | 215.75 | 66.25 | 1
2023/24 | 216.25 | 66.25 | 7
2023/24 | 216.75 | 66.25 | 5
2023/24 | 217.25 | 66.25 | 2
2023/24 | 217.75 | 66.25 | 2
2023/24 | 218.25 | 66.25 | 7
2023/24 | 218.75 | 66.25 | 8
2023/24 | 219.25 | 66.25 | 6
2023/24 | 219.75 | 66.25 | 8
2023/24 | 220.25 | 66.25 | 10
2023/24 | 220.75 | 66.25 | 2
2023/24 | 221.25 | 66.25 | 3
2023/24 | 221.75 | 66.25 | 7
2023/24 | 222.25 | 66.25 | 4
2023/24 | 222.75 | 66.25 | 1
2023/24 | 223.25 | 66.25 | 5
2023/24 | 223.75 | 66.25 | 2
2023/24 | 224.25 | 66.25 | 5
2023/24 | 224.75 | 66.25 | 2
2023/24 | 225.25 | 66.25 | 5
2023/24 | 225.75 | 66.25 | 1
2023/24 | 226.25 | 66.25 | 1
2023/24 | 226.75 | 66.25 | 4
2023/24 | 227.25 | 66.25 | 3
2023/24 | 227.75 | 66.25 | 6
2023/24 | 228.25 | 66.25 | 2
2023/24 | 228.75 | 66.25 | 1
2023/24 | 229.25 | 66.25 | 1
2023/24 | 229.75 | 66.25 | 1
2023/24 | 230.25 | 66.25 | 3
2023/24 | 230.75 | 66.25 | 3
2023/24 | 231.25 | 66.25 | 3
2023/24 | 231.75 | 66.25 | 3
2023/24 | 232.25 | 66.25 | 4
2023/24 | 232.75 | 66.25 | 2
2023/24 | 233.25 | 66.25 | 1
2023/24 | 233.75 | 66.25 | 3
2023/24 | 235.25 | 66.25 | 4
2023/24 | 236.25 | 66.25 | 2
2023/24 | 236.75 | 66.25 | 2
2023/24 | 237.25 | 66.25 | 3
2023/24 | 237.75 | 66.25 | 1
2023/24 | 238.25 | 66.25 | 3
2023/24 | 238.75 | 66.25 | 1
2023/24 | 239.25 | 66.25 | 3
2023/24 | 240.25 | 66.25 | 3
2023/24 | 241.25 | 66.25 | 1
2023/24 | 241.75 | 66.25 | 5
2023/24 | 242.75 | 66.25 | 1
2023/24 | 243.25 | 66.25 | 1
2023/24 | 243.75 | 66.25 | 2
2023/24 | 244.25 | 66.25 | 2
2023/24 | 245.25 | 66.25 | 3
2023/24 | 246.25 | 66.25 | 2
2023/24 | 246.75 | 66.25 | 3
2023/24 | 247.25 | 66.25 | 2
2023/24 | 247.75 | 66.25 | 1
2023/24 | 248.25 | 66.25 | 2
2023/24 | 248.75 | 66.25 | 2
2023/24 | 249.75 | 66.25 | 1
2023/24 | 250.75 | 66.25 | 4
2023/24 | 253.25 | 66.25 | 1
2023/24 | 253.75 | 66.25 | 3
2023/24 | 254.25 | 66.25 | 2
2023/24 | 254.75 | 66.25 | 1
2023/24 | 255.75 | 66.25 | 1
2023/24 | 256.75 | 66.25 | 2
2023/24 | 257.75 | 66.25 | 1
2023/24 | 258.25 | 66.25 | 1
2023/24 | 258.75 | 66.25 | 2
2023/24 | 261.75 | 66.25 | 2
2023/24 | 263.25 | 66.25 | 1
2023/24 | 263.75 | 66.25 | 1
2023/24 | 267.75 | 66.25 | 1
2023/24 | 268.75 | 66.25 | 1
2023/24 | 270.25 | 66.25 | 1
2023/24 | 271.25 | 66.25 | 1
2023/24 | 271.75 | 66.25 | 1
2023/24 | 272.75 | 66.25 | 2
2023/24 | 274.25 | 66.25 | 2
2023/24 | 275.25 | 66.25 | 1
2023/24 | 276.25 | 66.25 | 1
2023/24 | 276.75 | 66.25 | 1
2023/24 | 277.75 | 66.25 | 2
2023/24 | 279.25 | 66.25 | 3
2023/24 | 280.25 | 66.25 | 1
2023/24 | 282.25 | 66.25 | 1
2023/24 | 284.25 | 66.25 | 2
2023/24 | 286.25 | 66.25 | 1
2023/24 | 288.25 | 66.25 | 1
2023/24 | 288.75 | 66.25 | 2
2023/24 | 292.25 | 66.25 | 1
2023/24 | 292.75 | 66.25 | 1
2023/24 | 293.25 | 66.25 | 2
2023/24 | 295.75 | 66.25 | 1
2023/24 | 297.75 | 66.25 | 1
2023/24 | 300.25 | 66.25 | 1
2023/24 | 304.75 | 66.25 | 2
2023/24 | 306.75 | 66.25 | 1
2023/24 | 312.25 | 66.25 | 1
2023/24 | 314.75 | 66.25 | 1
2023/24 | 317.75 | 66.25 | 1
2023/24 | 319.25 | 66.25 | 1
2023/24 | 320.75 | 66.25 | 1
2023/24 | 323.75 | 66.25 | 1
2023/24 | 325.25 | 66.25 | 1
2023/24 | 331.75 | 66.25 | 1
2023/24 | 363.75 | 66.25 | 1
2023/24 | 98.75 | 66.75 | 1
2023/24 | 100.75 | 66.75 | 1
2023/24 | 101.25 | 66.75 | 1
2023/24 | 102.25 | 66.75 | 3
2023/24 | 102.75 | 66.75 | 1
2023/24 | 103.75 | 66.75 | 1
2023/24 | 106.25 | 66.75 | 1
2023/24 | 106.75 | 66.75 | 2
2023/24 | 107.25 | 66.75 | 1
2023/24 | 107.75 | 66.75 | 2
2023/24 | 109.25 | 66.75 | 2
2023/24 | 109.75 | 66.75 | 4
2023/24 | 110.25 | 66.75 | 2
2023/24 | 110.75 | 66.75 | 1
2023/24 | 111.25 | 66.75 | 2
2023/24 | 111.75 | 66.75 | 2
2023/24 | 112.25 | 66.75 | 6
2023/24 | 112.75 | 66.75 | 7
2023/24 | 113.25 | 66.75 | 3
2023/24 | 113.75 | 66.75 | 6
2023/24 | 114.25 | 66.75 | 5
2023/24 | 114.75 | 66.75 | 6
2023/24 | 115.25 | 66.75 | 5
2023/24 | 115.75 | 66.75 | 8
2023/24 | 116.25 | 66.75 | 11
2023/24 | 116.75 | 66.75 | 9
2023/24 | 117.25 | 66.75 | 8
2023/24 | 117.75 | 66.75 | 4
2023/24 | 118.25 | 66.75 | 12
2023/24 | 118.75 | 66.75 | 8
2023/24 | 119.25 | 66.75 | 19
2023/24 | 119.75 | 66.75 | 9
2023/24 | 120.25 | 66.75 | 18
2023/24 | 120.75 | 66.75 | 14
2023/24 | 121.25 | 66.75 | 18
2023/24 | 121.75 | 66.75 | 23
2023/24 | 122.25 | 66.75 | 15
2023/24 | 122.75 | 66.75 | 15
2023/24 | 123.25 | 66.75 | 29
2023/24 | 123.75 | 66.75 | 21
2023/24 | 124.25 | 66.75 | 21
2023/24 | 124.75 | 66.75 | 26
2023/24 | 125.25 | 66.75 | 26
2023/24 | 125.75 | 66.75 | 26
2023/24 | 126.25 | 66.75 | 30
2023/24 | 126.75 | 66.75 | 33
2023/24 | 127.25 | 66.75 | 27
2023/24 | 127.75 | 66.75 | 37
2023/24 | 128.25 | 66.75 | 34
2023/24 | 128.75 | 66.75 | 36
2023/24 | 129.25 | 66.75 | 33
2023/24 | 129.75 | 66.75 | 43
2023/24 | 130.25 | 66.75 | 59
2023/24 | 130.75 | 66.75 | 49
2023/24 | 131.25 | 66.75 | 62
2023/24 | 131.75 | 66.75 | 65
2023/24 | 132.25 | 66.75 | 52
2023/24 | 132.75 | 66.75 | 79
2023/24 | 133.25 | 66.75 | 78
2023/24 | 133.75 | 66.75 | 72
2023/24 | 134.25 | 66.75 | 64
2023/24 | 134.75 | 66.75 | 67
2023/24 | 135.25 | 66.75 | 64
2023/24 | 135.75 | 66.75 | 77
2023/24 | 136.25 | 66.75 | 63
2023/24 | 136.75 | 66.75 | 87
2023/24 | 137.25 | 66.75 | 83
2023/24 | 137.75 | 66.75 | 98
2023/24 | 138.25 | 66.75 | 71
2023/24 | 138.75 | 66.75 | 90
2023/24 | 139.25 | 66.75 | 103
2023/24 | 139.75 | 66.75 | 106
2023/24 | 140.25 | 66.75 | 99
2023/24 | 140.75 | 66.75 | 119
2023/24 | 141.25 | 66.75 | 99
2023/24 | 141.75 | 66.75 | 124
2023/24 | 142.25 | 66.75 | 114
2023/24 | 142.75 | 66.75 | 114
2023/24 | 143.25 | 66.75 | 120
2023/24 | 143.75 | 66.75 | 139
2023/24 | 144.25 | 66.75 | 138
2023/24 | 144.75 | 66.75 | 110
2023/24 | 145.25 | 66.75 | 122
2023/24 | 145.75 | 66.75 | 131
2023/24 | 146.25 | 66.75 | 127
2023/24 | 146.75 | 66.75 | 126
2023/24 | 147.25 | 66.75 | 120
2023/24 | 147.75 | 66.75 | 151
2023/24 | 148.25 | 66.75 | 155
2023/24 | 148.75 | 66.75 | 142
2023/24 | 149.25 | 66.75 | 143
2023/24 | 149.75 | 66.75 | 146
2023/24 | 150.25 | 66.75 | 157
2023/24 | 150.75 | 66.75 | 137
2023/24 | 151.25 | 66.75 | 151
2023/24 | 151.75 | 66.75 | 171
2023/24 | 152.25 | 66.75 | 152
2023/24 | 152.75 | 66.75 | 149
2023/24 | 153.25 | 66.75 | 128
2023/24 | 153.75 | 66.75 | 134
2023/24 | 154.25 | 66.75 | 149
2023/24 | 154.75 | 66.75 | 146
2023/24 | 155.25 | 66.75 | 153
2023/24 | 155.75 | 66.75 | 174
2023/24 | 156.25 | 66.75 | 144
2023/24 | 156.75 | 66.75 | 156
2023/24 | 157.25 | 66.75 | 161
2023/24 | 157.75 | 66.75 | 133
2023/24 | 158.25 | 66.75 | 136
2023/24 | 158.75 | 66.75 | 149
2023/24 | 159.25 | 66.75 | 134
2023/24 | 159.75 | 66.75 | 143
2023/24 | 160.25 | 66.75 | 153
2023/24 | 160.75 | 66.75 | 146
2023/24 | 161.25 | 66.75 | 127
2023/24 | 161.75 | 66.75 | 140
2023/24 | 162.25 | 66.75 | 137
2023/24 | 162.75 | 66.75 | 130
2023/24 | 163.25 | 66.75 | 136
2023/24 | 163.75 | 66.75 | 135
2023/24 | 164.25 | 66.75 | 113
2023/24 | 164.75 | 66.75 | 118
2023/24 | 165.25 | 66.75 | 110
2023/24 | 165.75 | 66.75 | 123
2023/24 | 166.25 | 66.75 | 117
2023/24 | 166.75 | 66.75 | 100
2023/24 | 167.25 | 66.75 | 118
2023/24 | 167.75 | 66.75 | 111
2023/24 | 168.25 | 66.75 | 105
2023/24 | 168.75 | 66.75 | 112
2023/24 | 169.25 | 66.75 | 101
2023/24 | 169.75 | 66.75 | 109
2023/24 | 170.25 | 66.75 | 103
2023/24 | 170.75 | 66.75 | 107
2023/24 | 171.25 | 66.75 | 78
2023/24 | 171.75 | 66.75 | 71
2023/24 | 172.25 | 66.75 | 106
2023/24 | 172.75 | 66.75 | 87
2023/24 | 173.25 | 66.75 | 88
2023/24 | 173.75 | 66.75 | 97
2023/24 | 174.25 | 66.75 | 78
2023/24 | 174.75 | 66.75 | 79
2023/24 | 175.25 | 66.75 | 81
2023/24 | 175.75 | 66.75 | 57
2023/24 | 176.25 | 66.75 | 77
2023/24 | 176.75 | 66.75 | 67
2023/24 | 177.25 | 66.75 | 77
2023/24 | 177.75 | 66.75 | 62
2023/24 | 178.25 | 66.75 | 68
2023/24 | 178.75 | 66.75 | 60
2023/24 | 179.25 | 66.75 | 76
2023/24 | 179.75 | 66.75 | 59
2023/24 | 180.25 | 66.75 | 43
2023/24 | 180.75 | 66.75 | 48
2023/24 | 181.25 | 66.75 | 65
2023/24 | 181.75 | 66.75 | 54
2023/24 | 182.25 | 66.75 | 49
2023/24 | 182.75 | 66.75 | 53
2023/24 | 183.25 | 66.75 | 42
2023/24 | 183.75 | 66.75 | 40
2023/24 | 184.25 | 66.75 | 52
2023/24 | 184.75 | 66.75 | 28
2023/24 | 185.25 | 66.75 | 56
2023/24 | 185.75 | 66.75 | 45
2023/24 | 186.25 | 66.75 | 35
2023/24 | 186.75 | 66.75 | 38
2023/24 | 187.25 | 66.75 | 33
2023/24 | 187.75 | 66.75 | 35
2023/24 | 188.25 | 66.75 | 39
2023/24 | 188.75 | 66.75 | 37
2023/24 | 189.25 | 66.75 | 19
2023/24 | 189.75 | 66.75 | 41
2023/24 | 190.25 | 66.75 | 39
2023/24 | 190.75 | 66.75 | 32
2023/24 | 191.25 | 66.75 | 22
2023/24 | 191.75 | 66.75 | 31
2023/24 | 192.25 | 66.75 | 15
2023/24 | 192.75 | 66.75 | 29
2023/24 | 193.25 | 66.75 | 25
2023/24 | 193.75 | 66.75 | 33
2023/24 | 194.25 | 66.75 | 27
2023/24 | 194.75 | 66.75 | 27
2023/24 | 195.25 | 66.75 | 23
2023/24 | 195.75 | 66.75 | 25
2023/24 | 196.25 | 66.75 | 20
2023/24 | 196.75 | 66.75 | 24
2023/24 | 197.25 | 66.75 | 20
2023/24 | 197.75 | 66.75 | 23
2023/24 | 198.25 | 66.75 | 19
2023/24 | 198.75 | 66.75 | 16
2023/24 | 199.25 | 66.75 | 21
2023/24 | 199.75 | 66.75 | 15
2023/24 | 200.25 | 66.75 | 16
2023/24 | 200.75 | 66.75 | 15
2023/24 | 201.25 | 66.75 | 9
2023/24 | 201.75 | 66.75 | 18
2023/24 | 202.25 | 66.75 | 21
2023/24 | 202.75 | 66.75 | 27
2023/24 | 203.25 | 66.75 | 20
2023/24 | 203.75 | 66.75 | 16
2023/24 | 204.25 | 66.75 | 15
2023/24 | 204.75 | 66.75 | 11
2023/24 | 205.25 | 66.75 | 12
2023/24 | 205.75 | 66.75 | 12
2023/24 | 206.25 | 66.75 | 7
2023/24 | 206.75 | 66.75 | 13
2023/24 | 207.25 | 66.75 | 8
2023/24 | 207.75 | 66.75 | 10
2023/24 | 208.25 | 66.75 | 16
2023/24 | 208.75 | 66.75 | 13
2023/24 | 209.25 | 66.75 | 12
2023/24 | 209.75 | 66.75 | 9
2023/24 | 210.25 | 66.75 | 5
2023/24 | 210.75 | 66.75 | 10
2023/24 | 211.25 | 66.75 | 11
2023/24 | 211.75 | 66.75 | 3
2023/24 | 212.25 | 66.75 | 3
2023/24 | 212.75 | 66.75 | 9
2023/24 | 213.25 | 66.75 | 8
2023/24 | 213.75 | 66.75 | 9
2023/24 | 214.25 | 66.75 | 8
2023/24 | 214.75 | 66.75 | 8
2023/24 | 215.25 | 66.75 | 9
2023/24 | 215.75 | 66.75 | 9
2023/24 | 216.25 | 66.75 | 6
2023/24 | 216.75 | 66.75 | 7
2023/24 | 217.25 | 66.75 | 5
2023/24 | 217.75 | 66.75 | 6
2023/24 | 218.25 | 66.75 | 10
2023/24 | 218.75 | 66.75 | 4
2023/24 | 219.25 | 66.75 | 6
2023/24 | 219.75 | 66.75 | 3
2023/24 | 220.25 | 66.75 | 5
2023/24 | 220.75 | 66.75 | 3
2023/24 | 221.25 | 66.75 | 2
2023/24 | 221.75 | 66.75 | 9
2023/24 | 222.25 | 66.75 | 9
2023/24 | 222.75 | 66.75 | 2
2023/24 | 223.25 | 66.75 | 4
2023/24 | 223.75 | 66.75 | 6
2023/24 | 224.25 | 66.75 | 2
2023/24 | 224.75 | 66.75 | 8
2023/24 | 225.25 | 66.75 | 6
2023/24 | 225.75 | 66.75 | 4
2023/24 | 226.25 | 66.75 | 2
2023/24 | 226.75 | 66.75 | 4
2023/24 | 227.25 | 66.75 | 5
2023/24 | 227.75 | 66.75 | 4
2023/24 | 228.25 | 66.75 | 3
2023/24 | 228.75 | 66.75 | 3
2023/24 | 229.25 | 66.75 | 6
2023/24 | 229.75 | 66.75 | 4
2023/24 | 230.25 | 66.75 | 3
2023/24 | 230.75 | 66.75 | 2
2023/24 | 231.25 | 66.75 | 2
2023/24 | 231.75 | 66.75 | 1
2023/24 | 232.25 | 66.75 | 1
2023/24 | 232.75 | 66.75 | 5
2023/24 | 233.25 | 66.75 | 6
2023/24 | 233.75 | 66.75 | 5
2023/24 | 234.25 | 66.75 | 4
2023/24 | 234.75 | 66.75 | 1
2023/24 | 235.75 | 66.75 | 4
2023/24 | 236.25 | 66.75 | 1
2023/24 | 236.75 | 66.75 | 1
2023/24 | 237.25 | 66.75 | 1
2023/24 | 237.75 | 66.75 | 1
2023/24 | 238.25 | 66.75 | 4
2023/24 | 238.75 | 66.75 | 2
2023/24 | 239.25 | 66.75 | 3
2023/24 | 239.75 | 66.75 | 2
2023/24 | 240.25 | 66.75 | 1
2023/24 | 240.75 | 66.75 | 2
2023/24 | 241.25 | 66.75 | 3
2023/24 | 241.75 | 66.75 | 2
2023/24 | 242.25 | 66.75 | 1
2023/24 | 242.75 | 66.75 | 1
2023/24 | 243.25 | 66.75 | 1
2023/24 | 243.75 | 66.75 | 5
2023/24 | 244.75 | 66.75 | 2
2023/24 | 245.25 | 66.75 | 1
2023/24 | 246.25 | 66.75 | 4
2023/24 | 246.75 | 66.75 | 2
2023/24 | 247.25 | 66.75 | 4
2023/24 | 249.75 | 66.75 | 2
2023/24 | 250.25 | 66.75 | 1
2023/24 | 250.75 | 66.75 | 1
2023/24 | 252.25 | 66.75 | 1
2023/24 | 252.75 | 66.75 | 3
2023/24 | 253.25 | 66.75 | 2
2023/24 | 254.25 | 66.75 | 2
2023/24 | 255.25 | 66.75 | 1
2023/24 | 256.25 | 66.75 | 1
2023/24 | 257.25 | 66.75 | 2
2023/24 | 257.75 | 66.75 | 1
2023/24 | 258.25 | 66.75 | 1
2023/24 | 258.75 | 66.75 | 1
2023/24 | 259.25 | 66.75 | 2
2023/24 | 259.75 | 66.75 | 1
2023/24 | 260.25 | 66.75 | 3
2023/24 | 261.75 | 66.75 | 1
2023/24 | 262.25 | 66.75 | 1
2023/24 | 262.75 | 66.75 | 1
2023/24 | 263.25 | 66.75 | 1
2023/24 | 263.75 | 66.75 | 1
2023/24 | 265.75 | 66.75 | 1
2023/24 | 266.25 | 66.75 | 1
2023/24 | 266.75 | 66.75 | 2
2023/24 | 268.75 | 66.75 | 1
2023/24 | 272.25 | 66.75 | 1
2023/24 | 273.75 | 66.75 | 1
2023/24 | 274.25 | 66.75 | 1
2023/24 | 276.75 | 66.75 | 2
2023/24 | 279.25 | 66.75 | 1
2023/24 | 279.75 | 66.75 | 1
2023/24 | 280.25 | 66.75 | 1
2023/24 | 280.75 | 66.75 | 1
2023/24 | 281.75 | 66.75 | 1
2023/24 | 282.25 | 66.75 | 1
2023/24 | 283.25 | 66.75 | 1
2023/24 | 288.25 | 66.75 | 1
2023/24 | 290.25 | 66.75 | 2
2023/24 | 291.75 | 66.75 | 2
2023/24 | 296.25 | 66.75 | 1
2023/24 | 300.75 | 66.75 | 1
2023/24 | 301.25 | 66.75 | 1
2023/24 | 304.25 | 66.75 | 1
2023/24 | 313.25 | 66.75 | 1
2023/24 | 313.75 | 66.75 | 1
2023/24 | 316.75 | 66.75 | 1
2023/24 | 318.75 | 66.75 | 2
2023/24 | 329.25 | 66.75 | 1
2023/24 | 335.75 | 66.75 | 1
2023/24 | 340.75 | 66.75 | 1
2023/24 | 345.75 | 66.75 | 1
2023/24 | 346.25 | 66.75 | 1
2023/24 | 363.25 | 66.75 | 1
2023/24 | 364.75 | 66.75 | 1
2023/24 | 393.75 | 66.75 | 1
2023/24 | 98.25 | 67.25 | 1
2023/24 | 100.25 | 67.25 | 1
2023/24 | 102.75 | 67.25 | 1
2023/24 | 104.25 | 67.25 | 1
2023/24 | 104.75 | 67.25 | 1
2023/24 | 105.25 | 67.25 | 2
2023/24 | 106.75 | 67.25 | 1
2023/24 | 107.25 | 67.25 | 2
2023/24 | 107.75 | 67.25 | 1
2023/24 | 108.75 | 67.25 | 1
2023/24 | 109.25 | 67.25 | 3
2023/24 | 109.75 | 67.25 | 2
2023/24 | 110.75 | 67.25 | 1
2023/24 | 111.25 | 67.25 | 5
2023/24 | 111.75 | 67.25 | 4
2023/24 | 112.25 | 67.25 | 5
2023/24 | 112.75 | 67.25 | 6
2023/24 | 113.25 | 67.25 | 4
2023/24 | 113.75 | 67.25 | 2
2023/24 | 114.25 | 67.25 | 4
2023/24 | 114.75 | 67.25 | 8
2023/24 | 115.25 | 67.25 | 6
2023/24 | 115.75 | 67.25 | 4
2023/24 | 116.25 | 67.25 | 7
2023/24 | 116.75 | 67.25 | 11
2023/24 | 117.25 | 67.25 | 9
2023/24 | 117.75 | 67.25 | 10
2023/24 | 118.25 | 67.25 | 8
2023/24 | 118.75 | 67.25 | 9
2023/24 | 119.25 | 67.25 | 12
2023/24 | 119.75 | 67.25 | 12
2023/24 | 120.25 | 67.25 | 11
2023/24 | 120.75 | 67.25 | 18
2023/24 | 121.25 | 67.25 | 15
2023/24 | 121.75 | 67.25 | 12
2023/24 | 122.25 | 67.25 | 18
2023/24 | 122.75 | 67.25 | 17
2023/24 | 123.25 | 67.25 | 28
2023/24 | 123.75 | 67.25 | 18
2023/24 | 124.25 | 67.25 | 18
2023/24 | 124.75 | 67.25 | 22
2023/24 | 125.25 | 67.25 | 25
2023/24 | 125.75 | 67.25 | 27
2023/24 | 126.25 | 67.25 | 35
2023/24 | 126.75 | 67.25 | 27
2023/24 | 127.25 | 67.25 | 26
2023/24 | 127.75 | 67.25 | 42
2023/24 | 128.25 | 67.25 | 45
2023/24 | 128.75 | 67.25 | 34
2023/24 | 129.25 | 67.25 | 49
2023/24 | 129.75 | 67.25 | 52
2023/24 | 130.25 | 67.25 | 44
2023/24 | 130.75 | 67.25 | 36
2023/24 | 131.25 | 67.25 | 53
2023/24 | 131.75 | 67.25 | 51
2023/24 | 132.25 | 67.25 | 66
2023/24 | 132.75 | 67.25 | 47
2023/24 | 133.25 | 67.25 | 62
2023/24 | 133.75 | 67.25 | 80
2023/24 | 134.25 | 67.25 | 55
2023/24 | 134.75 | 67.25 | 55
2023/24 | 135.25 | 67.25 | 74
2023/24 | 135.75 | 67.25 | 75
2023/24 | 136.25 | 67.25 | 79
2023/24 | 136.75 | 67.25 | 86
2023/24 | 137.25 | 67.25 | 92
2023/24 | 137.75 | 67.25 | 106
2023/24 | 138.25 | 67.25 | 88
2023/24 | 138.75 | 67.25 | 84
2023/24 | 139.25 | 67.25 | 93
2023/24 | 139.75 | 67.25 | 91
2023/24 | 140.25 | 67.25 | 95
2023/24 | 140.75 | 67.25 | 99
2023/24 | 141.25 | 67.25 | 104
2023/24 | 141.75 | 67.25 | 109
2023/24 | 142.25 | 67.25 | 96
2023/24 | 142.75 | 67.25 | 110
2023/24 | 143.25 | 67.25 | 114
2023/24 | 143.75 | 67.25 | 112
2023/24 | 144.25 | 67.25 | 116
2023/24 | 144.75 | 67.25 | 123
2023/24 | 145.25 | 67.25 | 128
2023/24 | 145.75 | 67.25 | 104
2023/24 | 146.25 | 67.25 | 132
2023/24 | 146.75 | 67.25 | 134
2023/24 | 147.25 | 67.25 | 127
2023/24 | 147.75 | 67.25 | 123
2023/24 | 148.25 | 67.25 | 135
2023/24 | 148.75 | 67.25 | 135
2023/24 | 149.25 | 67.25 | 146
2023/24 | 149.75 | 67.25 | 142
2023/24 | 150.25 | 67.25 | 133
2023/24 | 150.75 | 67.25 | 160
2023/24 | 151.25 | 67.25 | 139
2023/24 | 151.75 | 67.25 | 149
2023/24 | 152.25 | 67.25 | 157
2023/24 | 152.75 | 67.25 | 138
2023/24 | 153.25 | 67.25 | 148
2023/24 | 153.75 | 67.25 | 158
2023/24 | 154.25 | 67.25 | 150
2023/24 | 154.75 | 67.25 | 168
2023/24 | 155.25 | 67.25 | 162
2023/24 | 155.75 | 67.25 | 147
2023/24 | 156.25 | 67.25 | 152
2023/24 | 156.75 | 67.25 | 151
2023/24 | 157.25 | 67.25 | 138
2023/24 | 157.75 | 67.25 | 141
2023/24 | 158.25 | 67.25 | 154
2023/24 | 158.75 | 67.25 | 156
2023/24 | 159.25 | 67.25 | 141
2023/24 | 159.75 | 67.25 | 156
2023/24 | 160.25 | 67.25 | 153
2023/24 | 160.75 | 67.25 | 143
2023/24 | 161.25 | 67.25 | 142
2023/24 | 161.75 | 67.25 | 128
2023/24 | 162.25 | 67.25 | 139
2023/24 | 162.75 | 67.25 | 136
2023/24 | 163.25 | 67.25 | 131
2023/24 | 163.75 | 67.25 | 127
2023/24 | 164.25 | 67.25 | 127
2023/24 | 164.75 | 67.25 | 128
2023/24 | 165.25 | 67.25 | 135
2023/24 | 165.75 | 67.25 | 105
2023/24 | 166.25 | 67.25 | 116
2023/24 | 166.75 | 67.25 | 113
2023/24 | 167.25 | 67.25 | 107
2023/24 | 167.75 | 67.25 | 138
2023/24 | 168.25 | 67.25 | 119
2023/24 | 168.75 | 67.25 | 97
2023/24 | 169.25 | 67.25 | 114
2023/24 | 169.75 | 67.25 | 109
2023/24 | 170.25 | 67.25 | 90
2023/24 | 170.75 | 67.25 | 119
2023/24 | 171.25 | 67.25 | 108
2023/24 | 171.75 | 67.25 | 95
2023/24 | 172.25 | 67.25 | 93
2023/24 | 172.75 | 67.25 | 79
2023/24 | 173.25 | 67.25 | 89
2023/24 | 173.75 | 67.25 | 84
2023/24 | 174.25 | 67.25 | 67
2023/24 | 174.75 | 67.25 | 81
2023/24 | 175.25 | 67.25 | 100
2023/24 | 175.75 | 67.25 | 86
2023/24 | 176.25 | 67.25 | 77
2023/24 | 176.75 | 67.25 | 74
2023/24 | 177.25 | 67.25 | 74
2023/24 | 177.75 | 67.25 | 82
2023/24 | 178.25 | 67.25 | 52
2023/24 | 178.75 | 67.25 | 68
2023/24 | 179.25 | 67.25 | 67
2023/24 | 179.75 | 67.25 | 71
2023/24 | 180.25 | 67.25 | 61
2023/24 | 180.75 | 67.25 | 55
2023/24 | 181.25 | 67.25 | 62
2023/24 | 181.75 | 67.25 | 54
2023/24 | 182.25 | 67.25 | 57
2023/24 | 182.75 | 67.25 | 45
2023/24 | 183.25 | 67.25 | 52
2023/24 | 183.75 | 67.25 | 49
2023/24 | 184.25 | 67.25 | 33
2023/24 | 184.75 | 67.25 | 57
2023/24 | 185.25 | 67.25 | 47
2023/24 | 185.75 | 67.25 | 41
2023/24 | 186.25 | 67.25 | 40
2023/24 | 186.75 | 67.25 | 44
2023/24 | 187.25 | 67.25 | 32
2023/24 | 187.75 | 67.25 | 41
2023/24 | 188.25 | 67.25 | 32
2023/24 | 188.75 | 67.25 | 36
2023/24 | 189.25 | 67.25 | 33
2023/24 | 189.75 | 67.25 | 42
2023/24 | 190.25 | 67.25 | 38
2023/24 | 190.75 | 67.25 | 28
2023/24 | 191.25 | 67.25 | 33
2023/24 | 191.75 | 67.25 | 36
2023/24 | 192.25 | 67.25 | 40
2023/24 | 192.75 | 67.25 | 36
2023/24 | 193.25 | 67.25 | 32
2023/24 | 193.75 | 67.25 | 26
2023/24 | 194.25 | 67.25 | 25
2023/24 | 194.75 | 67.25 | 19
2023/24 | 195.25 | 67.25 | 17
2023/24 | 195.75 | 67.25 | 25
2023/24 | 196.25 | 67.25 | 26
2023/24 | 196.75 | 67.25 | 27
2023/24 | 197.25 | 67.25 | 22
2023/24 | 197.75 | 67.25 | 19
2023/24 | 198.25 | 67.25 | 21
2023/24 | 198.75 | 67.25 | 21
2023/24 | 199.25 | 67.25 | 17
2023/24 | 199.75 | 67.25 | 11
2023/24 | 200.25 | 67.25 | 20
2023/24 | 200.75 | 67.25 | 21
2023/24 | 201.25 | 67.25 | 13
2023/24 | 201.75 | 67.25 | 16
2023/24 | 202.25 | 67.25 | 16
2023/24 | 202.75 | 67.25 | 15
2023/24 | 203.25 | 67.25 | 16
2023/24 | 203.75 | 67.25 | 12
2023/24 | 204.25 | 67.25 | 20
2023/24 | 204.75 | 67.25 | 14
2023/24 | 205.25 | 67.25 | 22
2023/24 | 205.75 | 67.25 | 15
2023/24 | 206.25 | 67.25 | 6
2023/24 | 206.75 | 67.25 | 12
2023/24 | 207.25 | 67.25 | 21
2023/24 | 207.75 | 67.25 | 9
2023/24 | 208.25 | 67.25 | 14
2023/24 | 208.75 | 67.25 | 12
2023/24 | 209.25 | 67.25 | 6
2023/24 | 209.75 | 67.25 | 9
2023/24 | 210.25 | 67.25 | 15
2023/24 | 210.75 | 67.25 | 14
2023/24 | 211.25 | 67.25 | 10
2023/24 | 211.75 | 67.25 | 10
2023/24 | 212.25 | 67.25 | 4
2023/24 | 212.75 | 67.25 | 5
2023/24 | 213.25 | 67.25 | 6
2023/24 | 213.75 | 67.25 | 5
2023/24 | 214.25 | 67.25 | 6
2023/24 | 214.75 | 67.25 | 12
2023/24 | 215.25 | 67.25 | 9
2023/24 | 215.75 | 67.25 | 7
2023/24 | 216.25 | 67.25 | 11
2023/24 | 216.75 | 67.25 | 7
2023/24 | 217.25 | 67.25 | 12
2023/24 | 217.75 | 67.25 | 9
2023/24 | 218.25 | 67.25 | 7
2023/24 | 218.75 | 67.25 | 4
2023/24 | 219.25 | 67.25 | 4
2023/24 | 219.75 | 67.25 | 4
2023/24 | 220.25 | 67.25 | 2
2023/24 | 220.75 | 67.25 | 10
2023/24 | 221.25 | 67.25 | 4
2023/24 | 221.75 | 67.25 | 1
2023/24 | 222.25 | 67.25 | 12
2023/24 | 222.75 | 67.25 | 6
2023/24 | 223.25 | 67.25 | 8
2023/24 | 223.75 | 67.25 | 3
2023/24 | 224.25 | 67.25 | 7
2023/24 | 224.75 | 67.25 | 6
2023/24 | 225.25 | 67.25 | 4
2023/24 | 225.75 | 67.25 | 3
2023/24 | 226.25 | 67.25 | 2
2023/24 | 226.75 | 67.25 | 1
2023/24 | 227.25 | 67.25 | 5
2023/24 | 227.75 | 67.25 | 5
2023/24 | 228.25 | 67.25 | 5
2023/24 | 228.75 | 67.25 | 9
2023/24 | 229.25 | 67.25 | 2
2023/24 | 229.75 | 67.25 | 2
2023/24 | 230.25 | 67.25 | 5
2023/24 | 230.75 | 67.25 | 2
2023/24 | 231.25 | 67.25 | 1
2023/24 | 231.75 | 67.25 | 1
2023/24 | 232.25 | 67.25 | 1
2023/24 | 232.75 | 67.25 | 5
2023/24 | 233.25 | 67.25 | 4
2023/24 | 233.75 | 67.25 | 3
2023/24 | 234.25 | 67.25 | 1
2023/24 | 234.75 | 67.25 | 4
2023/24 | 235.25 | 67.25 | 2
2023/24 | 235.75 | 67.25 | 2
2023/24 | 236.25 | 67.25 | 2
2023/24 | 236.75 | 67.25 | 2
2023/24 | 237.25 | 67.25 | 3
2023/24 | 237.75 | 67.25 | 1
2023/24 | 238.25 | 67.25 | 3
2023/24 | 239.75 | 67.25 | 3
2023/24 | 240.25 | 67.25 | 2
2023/24 | 240.75 | 67.25 | 1
2023/24 | 241.25 | 67.25 | 3
2023/24 | 241.75 | 67.25 | 1
2023/24 | 242.25 | 67.25 | 1
2023/24 | 242.75 | 67.25 | 2
2023/24 | 244.25 | 67.25 | 1
2023/24 | 244.75 | 67.25 | 1
2023/24 | 245.25 | 67.25 | 2
2023/24 | 245.75 | 67.25 | 2
2023/24 | 246.75 | 67.25 | 3
2023/24 | 247.25 | 67.25 | 2
2023/24 | 247.75 | 67.25 | 1
2023/24 | 248.25 | 67.25 | 1
2023/24 | 249.25 | 67.25 | 1
2023/24 | 249.75 | 67.25 | 2
2023/24 | 250.75 | 67.25 | 1
2023/24 | 251.25 | 67.25 | 1
2023/24 | 251.75 | 67.25 | 1
2023/24 | 252.75 | 67.25 | 1
2023/24 | 253.25 | 67.25 | 1
2023/24 | 253.75 | 67.25 | 3
2023/24 | 254.25 | 67.25 | 2
2023/24 | 254.75 | 67.25 | 1
2023/24 | 255.75 | 67.25 | 2
2023/24 | 256.25 | 67.25 | 3
2023/24 | 257.25 | 67.25 | 1
2023/24 | 257.75 | 67.25 | 1
2023/24 | 258.25 | 67.25 | 4
2023/24 | 258.75 | 67.25 | 3
2023/24 | 259.25 | 67.25 | 2
2023/24 | 261.75 | 67.25 | 1
2023/24 | 264.25 | 67.25 | 1
2023/24 | 264.75 | 67.25 | 1
2023/24 | 265.25 | 67.25 | 1
2023/24 | 266.25 | 67.25 | 1
2023/24 | 266.75 | 67.25 | 1
2023/24 | 268.25 | 67.25 | 1
2023/24 | 268.75 | 67.25 | 2
2023/24 | 269.75 | 67.25 | 2
2023/24 | 270.75 | 67.25 | 2
2023/24 | 271.25 | 67.25 | 1
2023/24 | 272.75 | 67.25 | 1
2023/24 | 274.25 | 67.25 | 4
2023/24 | 274.75 | 67.25 | 3
2023/24 | 275.25 | 67.25 | 1
2023/24 | 275.75 | 67.25 | 1
2023/24 | 276.25 | 67.25 | 1
2023/24 | 279.25 | 67.25 | 1
2023/24 | 280.75 | 67.25 | 1
2023/24 | 282.25 | 67.25 | 1
2023/24 | 283.25 | 67.25 | 1
2023/24 | 288.25 | 67.25 | 1
2023/24 | 290.25 | 67.25 | 1
2023/24 | 292.25 | 67.25 | 2
2023/24 | 292.75 | 67.25 | 2
2023/24 | 293.25 | 67.25 | 1
2023/24 | 294.25 | 67.25 | 1
2023/24 | 295.75 | 67.25 | 1
2023/24 | 297.25 | 67.25 | 1
2023/24 | 300.75 | 67.25 | 1
2023/24 | 308.75 | 67.25 | 1
2023/24 | 309.25 | 67.25 | 1
2023/24 | 312.25 | 67.25 | 1
2023/24 | 318.25 | 67.25 | 1
2023/24 | 323.75 | 67.25 | 1
2023/24 | 327.25 | 67.25 | 1
2023/24 | 328.25 | 67.25 | 1
2023/24 | 332.75 | 67.25 | 1
2023/24 | 336.75 | 67.25 | 1
2023/24 | 368.25 | 67.25 | 1
2023/24 | 375.75 | 67.25 | 1
2023/24 | 413.75 | 67.25 | 1
2023/24 | 99.25 | 67.75 | 1
2023/24 | 100.25 | 67.75 | 1
2023/24 | 102.75 | 67.75 | 2
2023/24 | 103.75 | 67.75 | 1
2023/24 | 104.25 | 67.75 | 1
2023/24 | 105.25 | 67.75 | 1
2023/24 | 106.75 | 67.75 | 3
2023/24 | 107.25 | 67.75 | 2
2023/24 | 108.25 | 67.75 | 2
2023/24 | 108.75 | 67.75 | 1
2023/24 | 109.25 | 67.75 | 1
2023/24 | 110.25 | 67.75 | 1
2023/24 | 110.75 | 67.75 | 3
2023/24 | 111.25 | 67.75 | 3
2023/24 | 111.75 | 67.75 | 2
2023/24 | 112.25 | 67.75 | 1
2023/24 | 112.75 | 67.75 | 1
2023/24 | 113.25 | 67.75 | 1
2023/24 | 113.75 | 67.75 | 5
2023/24 | 114.25 | 67.75 | 4
2023/24 | 114.75 | 67.75 | 4
2023/24 | 115.25 | 67.75 | 2
2023/24 | 115.75 | 67.75 | 9
2023/24 | 116.25 | 67.75 | 3
2023/24 | 116.75 | 67.75 | 10
2023/24 | 117.25 | 67.75 | 9
2023/24 | 117.75 | 67.75 | 3
2023/24 | 118.25 | 67.75 | 16
2023/24 | 118.75 | 67.75 | 3
2023/24 | 119.25 | 67.75 | 15
2023/24 | 119.75 | 67.75 | 5
2023/24 | 120.25 | 67.75 | 13
2023/24 | 120.75 | 67.75 | 11
2023/24 | 121.25 | 67.75 | 6
2023/24 | 121.75 | 67.75 | 14
2023/24 | 122.25 | 67.75 | 11
2023/24 | 122.75 | 67.75 | 17
2023/24 | 123.25 | 67.75 | 20
2023/24 | 123.75 | 67.75 | 12
2023/24 | 124.25 | 67.75 | 15
2023/24 | 124.75 | 67.75 | 22
2023/24 | 125.25 | 67.75 | 28
2023/24 | 125.75 | 67.75 | 25
2023/24 | 126.25 | 67.75 | 23
2023/24 | 126.75 | 67.75 | 25
2023/24 | 127.25 | 67.75 | 37
2023/24 | 127.75 | 67.75 | 35
2023/24 | 128.25 | 67.75 | 37
2023/24 | 128.75 | 67.75 | 33
2023/24 | 129.25 | 67.75 | 35
2023/24 | 129.75 | 67.75 | 37
2023/24 | 130.25 | 67.75 | 39
2023/24 | 130.75 | 67.75 | 41
2023/24 | 131.25 | 67.75 | 49
2023/24 | 131.75 | 67.75 | 62
2023/24 | 132.25 | 67.75 | 56
2023/24 | 132.75 | 67.75 | 60
2023/24 | 133.25 | 67.75 | 60
2023/24 | 133.75 | 67.75 | 76
2023/24 | 134.25 | 67.75 | 52
2023/24 | 134.75 | 67.75 | 60
2023/24 | 135.25 | 67.75 | 69
2023/24 | 135.75 | 67.75 | 61
2023/24 | 136.25 | 67.75 | 72
2023/24 | 136.75 | 67.75 | 75
2023/24 | 137.25 | 67.75 | 66
2023/24 | 137.75 | 67.75 | 71
2023/24 | 138.25 | 67.75 | 85
2023/24 | 138.75 | 67.75 | 94
2023/24 | 139.25 | 67.75 | 90
2023/24 | 139.75 | 67.75 | 83
2023/24 | 140.25 | 67.75 | 104
2023/24 | 140.75 | 67.75 | 94
2023/24 | 141.25 | 67.75 | 102
2023/24 | 141.75 | 67.75 | 119
2023/24 | 142.25 | 67.75 | 110
2023/24 | 142.75 | 67.75 | 96
2023/24 | 143.25 | 67.75 | 98
2023/24 | 143.75 | 67.75 | 103
2023/24 | 144.25 | 67.75 | 117
2023/24 | 144.75 | 67.75 | 144
2023/24 | 145.25 | 67.75 | 131
2023/24 | 145.75 | 67.75 | 113
2023/24 | 146.25 | 67.75 | 151
2023/24 | 146.75 | 67.75 | 126
2023/24 | 147.25 | 67.75 | 148
2023/24 | 147.75 | 67.75 | 161
2023/24 | 148.25 | 67.75 | 149
2023/24 | 148.75 | 67.75 | 139
2023/24 | 149.25 | 67.75 | 135
2023/24 | 149.75 | 67.75 | 134
2023/24 | 150.25 | 67.75 | 134
2023/24 | 150.75 | 67.75 | 138
2023/24 | 151.25 | 67.75 | 156
2023/24 | 151.75 | 67.75 | 159
2023/24 | 152.25 | 67.75 | 164
2023/24 | 152.75 | 67.75 | 146
2023/24 | 153.25 | 67.75 | 158
2023/24 | 153.75 | 67.75 | 146
2023/24 | 154.25 | 67.75 | 143
2023/24 | 154.75 | 67.75 | 144
2023/24 | 155.25 | 67.75 | 148
2023/24 | 155.75 | 67.75 | 156
2023/24 | 156.25 | 67.75 | 151
2023/24 | 156.75 | 67.75 | 161
2023/24 | 157.25 | 67.75 | 151
2023/24 | 157.75 | 67.75 | 145
2023/24 | 158.25 | 67.75 | 135
2023/24 | 158.75 | 67.75 | 133
2023/24 | 159.25 | 67.75 | 151
2023/24 | 159.75 | 67.75 | 140
2023/24 | 160.25 | 67.75 | 135
2023/24 | 160.75 | 67.75 | 137
2023/24 | 161.25 | 67.75 | 142
2023/24 | 161.75 | 67.75 | 124
2023/24 | 162.25 | 67.75 | 144
2023/24 | 162.75 | 67.75 | 133
2023/24 | 163.25 | 67.75 | 142
2023/24 | 163.75 | 67.75 | 150
2023/24 | 164.25 | 67.75 | 124
2023/24 | 164.75 | 67.75 | 149
2023/24 | 165.25 | 67.75 | 127
2023/24 | 165.75 | 67.75 | 130
2023/24 | 166.25 | 67.75 | 138
2023/24 | 166.75 | 67.75 | 108
2023/24 | 167.25 | 67.75 | 118
2023/24 | 167.75 | 67.75 | 114
2023/24 | 168.25 | 67.75 | 118
2023/24 | 168.75 | 67.75 | 142
2023/24 | 169.25 | 67.75 | 116
2023/24 | 169.75 | 67.75 | 97
2023/24 | 170.25 | 67.75 | 114
2023/24 | 170.75 | 67.75 | 114
2023/24 | 171.25 | 67.75 | 111
2023/24 | 171.75 | 67.75 | 97
2023/24 | 172.25 | 67.75 | 112
2023/24 | 172.75 | 67.75 | 100
2023/24 | 173.25 | 67.75 | 98
2023/24 | 173.75 | 67.75 | 92
2023/24 | 174.25 | 67.75 | 95
2023/24 | 174.75 | 67.75 | 77
2023/24 | 175.25 | 67.75 | 96
2023/24 | 175.75 | 67.75 | 84
2023/24 | 176.25 | 67.75 | 65
2023/24 | 176.75 | 67.75 | 67
2023/24 | 177.25 | 67.75 | 79
2023/24 | 177.75 | 67.75 | 81
2023/24 | 178.25 | 67.75 | 69
2023/24 | 178.75 | 67.75 | 62
2023/24 | 179.25 | 67.75 | 68
2023/24 | 179.75 | 67.75 | 78
2023/24 | 180.25 | 67.75 | 70
2023/24 | 180.75 | 67.75 | 50
2023/24 | 181.25 | 67.75 | 60
2023/24 | 181.75 | 67.75 | 69
2023/24 | 182.25 | 67.75 | 60
2023/24 | 182.75 | 67.75 | 75
2023/24 | 183.25 | 67.75 | 49
2023/24 | 183.75 | 67.75 | 52
2023/24 | 184.25 | 67.75 | 45
2023/24 | 184.75 | 67.75 | 46
2023/24 | 185.25 | 67.75 | 41
2023/24 | 185.75 | 67.75 | 48
2023/24 | 186.25 | 67.75 | 46
2023/24 | 186.75 | 67.75 | 46
2023/24 | 187.25 | 67.75 | 44
2023/24 | 187.75 | 67.75 | 50
2023/24 | 188.25 | 67.75 | 46
2023/24 | 188.75 | 67.75 | 44
2023/24 | 189.25 | 67.75 | 41
2023/24 | 189.75 | 67.75 | 32
2023/24 | 190.25 | 67.75 | 31
2023/24 | 190.75 | 67.75 | 37
2023/24 | 191.25 | 67.75 | 28
2023/24 | 191.75 | 67.75 | 34
2023/24 | 192.25 | 67.75 | 38
2023/24 | 192.75 | 67.75 | 36
2023/24 | 193.25 | 67.75 | 32
2023/24 | 193.75 | 67.75 | 34
2023/24 | 194.25 | 67.75 | 30
2023/24 | 194.75 | 67.75 | 39
2023/24 | 195.25 | 67.75 | 29
2023/24 | 195.75 | 67.75 | 26
2023/24 | 196.25 | 67.75 | 21
2023/24 | 196.75 | 67.75 | 26
2023/24 | 197.25 | 67.75 | 16
2023/24 | 197.75 | 67.75 | 24
2023/24 | 198.25 | 67.75 | 17
2023/24 | 198.75 | 67.75 | 18
2023/24 | 199.25 | 67.75 | 23
2023/24 | 199.75 | 67.75 | 22
2023/24 | 200.25 | 67.75 | 16
2023/24 | 200.75 | 67.75 | 24
2023/24 | 201.25 | 67.75 | 18
2023/24 | 201.75 | 67.75 | 11
2023/24 | 202.25 | 67.75 | 17
2023/24 | 202.75 | 67.75 | 14
2023/24 | 203.25 | 67.75 | 8
2023/24 | 203.75 | 67.75 | 17
2023/24 | 204.25 | 67.75 | 9
2023/24 | 204.75 | 67.75 | 11
2023/24 | 205.25 | 67.75 | 18
2023/24 | 205.75 | 67.75 | 18
2023/24 | 206.25 | 67.75 | 18
2023/24 | 206.75 | 67.75 | 12
2023/24 | 207.25 | 67.75 | 9
2023/24 | 207.75 | 67.75 | 16
2023/24 | 208.25 | 67.75 | 11
2023/24 | 208.75 | 67.75 | 14
2023/24 | 209.25 | 67.75 | 11
2023/24 | 209.75 | 67.75 | 14
2023/24 | 210.25 | 67.75 | 19
2023/24 | 210.75 | 67.75 | 13
2023/24 | 211.25 | 67.75 | 10
2023/24 | 211.75 | 67.75 | 12
2023/24 | 212.25 | 67.75 | 4
2023/24 | 212.75 | 67.75 | 8
2023/24 | 213.25 | 67.75 | 11
2023/24 | 213.75 | 67.75 | 9
2023/24 | 214.25 | 67.75 | 16
2023/24 | 214.75 | 67.75 | 7
2023/24 | 215.25 | 67.75 | 10
2023/24 | 215.75 | 67.75 | 6
2023/24 | 216.25 | 67.75 | 7
2023/24 | 216.75 | 67.75 | 6
2023/24 | 217.25 | 67.75 | 7
2023/24 | 217.75 | 67.75 | 8
2023/24 | 218.25 | 67.75 | 4
2023/24 | 218.75 | 67.75 | 5
2023/24 | 219.25 | 67.75 | 11
2023/24 | 219.75 | 67.75 | 8
2023/24 | 220.25 | 67.75 | 4
2023/24 | 220.75 | 67.75 | 5
2023/24 | 221.25 | 67.75 | 3
2023/24 | 221.75 | 67.75 | 5
2023/24 | 222.25 | 67.75 | 4
2023/24 | 222.75 | 67.75 | 7
2023/24 | 223.25 | 67.75 | 5
2023/24 | 223.75 | 67.75 | 3
2023/24 | 224.25 | 67.75 | 3
2023/24 | 224.75 | 67.75 | 6
2023/24 | 225.25 | 67.75 | 3
2023/24 | 225.75 | 67.75 | 4
2023/24 | 226.25 | 67.75 | 6
2023/24 | 226.75 | 67.75 | 1
2023/24 | 227.25 | 67.75 | 3
2023/24 | 227.75 | 67.75 | 4
2023/24 | 228.25 | 67.75 | 7
2023/24 | 228.75 | 67.75 | 2
2023/24 | 229.25 | 67.75 | 2
2023/24 | 229.75 | 67.75 | 5
2023/24 | 230.25 | 67.75 | 1
2023/24 | 230.75 | 67.75 | 5
2023/24 | 231.25 | 67.75 | 2
2023/24 | 231.75 | 67.75 | 1
2023/24 | 232.25 | 67.75 | 4
2023/24 | 232.75 | 67.75 | 4
2023/24 | 233.25 | 67.75 | 5
2023/24 | 233.75 | 67.75 | 1
2023/24 | 234.25 | 67.75 | 2
2023/24 | 234.75 | 67.75 | 2
2023/24 | 235.25 | 67.75 | 4
2023/24 | 235.75 | 67.75 | 2
2023/24 | 236.25 | 67.75 | 5
2023/24 | 236.75 | 67.75 | 2
2023/24 | 237.25 | 67.75 | 5
2023/24 | 237.75 | 67.75 | 1
2023/24 | 238.25 | 67.75 | 2
2023/24 | 238.75 | 67.75 | 7
2023/24 | 239.25 | 67.75 | 2
2023/24 | 239.75 | 67.75 | 1
2023/24 | 240.25 | 67.75 | 1
2023/24 | 240.75 | 67.75 | 1
2023/24 | 241.25 | 67.75 | 4
2023/24 | 241.75 | 67.75 | 2
2023/24 | 242.25 | 67.75 | 1
2023/24 | 242.75 | 67.75 | 2
2023/24 | 243.25 | 67.75 | 1
2023/24 | 243.75 | 67.75 | 6
2023/24 | 244.25 | 67.75 | 1
2023/24 | 244.75 | 67.75 | 1
2023/24 | 245.25 | 67.75 | 1
2023/24 | 245.75 | 67.75 | 1
2023/24 | 246.75 | 67.75 | 1
2023/24 | 247.25 | 67.75 | 3
2023/24 | 249.25 | 67.75 | 6
2023/24 | 249.75 | 67.75 | 1
2023/24 | 250.25 | 67.75 | 2
2023/24 | 250.75 | 67.75 | 3
2023/24 | 251.25 | 67.75 | 1
2023/24 | 251.75 | 67.75 | 1
2023/24 | 252.25 | 67.75 | 3
2023/24 | 252.75 | 67.75 | 2
2023/24 | 254.25 | 67.75 | 1
2023/24 | 255.75 | 67.75 | 1
2023/24 | 256.25 | 67.75 | 1
2023/24 | 256.75 | 67.75 | 1
2023/24 | 257.75 | 67.75 | 2
2023/24 | 258.75 | 67.75 | 1
2023/24 | 259.25 | 67.75 | 1
2023/24 | 259.75 | 67.75 | 1
2023/24 | 261.25 | 67.75 | 1
2023/24 | 262.25 | 67.75 | 1
2023/24 | 263.25 | 67.75 | 2
2023/24 | 264.25 | 67.75 | 3
2023/24 | 265.75 | 67.75 | 1
2023/24 | 266.25 | 67.75 | 1
2023/24 | 267.75 | 67.75 | 1
2023/24 | 269.25 | 67.75 | 1
2023/24 | 270.75 | 67.75 | 1
2023/24 | 271.25 | 67.75 | 2
2023/24 | 273.25 | 67.75 | 1
2023/24 | 274.25 | 67.75 | 2
2023/24 | 274.75 | 67.75 | 1
2023/24 | 275.25 | 67.75 | 1
2023/24 | 275.75 | 67.75 | 3
2023/24 | 277.75 | 67.75 | 2
2023/24 | 278.75 | 67.75 | 1
2023/24 | 280.25 | 67.75 | 2
2023/24 | 281.25 | 67.75 | 2
2023/24 | 282.75 | 67.75 | 1
2023/24 | 283.75 | 67.75 | 1
2023/24 | 284.75 | 67.75 | 2
2023/24 | 285.25 | 67.75 | 2
2023/24 | 286.75 | 67.75 | 1
2023/24 | 288.75 | 67.75 | 1
2023/24 | 289.75 | 67.75 | 1
2023/24 | 290.25 | 67.75 | 1
2023/24 | 290.75 | 67.75 | 1
2023/24 | 291.25 | 67.75 | 1
2023/24 | 291.75 | 67.75 | 1
2023/24 | 292.75 | 67.75 | 1
2023/24 | 294.25 | 67.75 | 1
2023/24 | 296.25 | 67.75 | 3
2023/24 | 297.25 | 67.75 | 1
2023/24 | 297.75 | 67.75 | 1
2023/24 | 298.75 | 67.75 | 2
2023/24 | 300.75 | 67.75 | 1
2023/24 | 303.75 | 67.75 | 1
2023/24 | 304.75 | 67.75 | 2
2023/24 | 307.75 | 67.75 | 2
2023/24 | 308.75 | 67.75 | 1
2023/24 | 315.25 | 67.75 | 1
2023/24 | 363.75 | 67.75 | 1
2023/24 | 370.75 | 67.75 | 1
2023/24 | 388.25 | 67.75 | 1
2023/24 | 99.75 | 68.25 | 1
2023/24 | 101.75 | 68.25 | 1
2023/24 | 104.75 | 68.25 | 1
2023/24 | 107.25 | 68.25 | 1
2023/24 | 108.25 | 68.25 | 1
2023/24 | 109.25 | 68.25 | 1
2023/24 | 109.75 | 68.25 | 1
2023/24 | 110.75 | 68.25 | 3
2023/24 | 111.75 | 68.25 | 1
2023/24 | 112.25 | 68.25 | 2
2023/24 | 113.25 | 68.25 | 3
2023/24 | 113.75 | 68.25 | 2
2023/24 | 114.25 | 68.25 | 8
2023/24 | 114.75 | 68.25 | 4
2023/24 | 115.25 | 68.25 | 5
2023/24 | 115.75 | 68.25 | 5
2023/24 | 116.25 | 68.25 | 3
2023/24 | 116.75 | 68.25 | 2
2023/24 | 117.25 | 68.25 | 6
2023/24 | 117.75 | 68.25 | 13
2023/24 | 118.25 | 68.25 | 6
2023/24 | 118.75 | 68.25 | 8
2023/24 | 119.25 | 68.25 | 10
2023/24 | 119.75 | 68.25 | 7
2023/24 | 120.25 | 68.25 | 14
2023/24 | 120.75 | 68.25 | 13
2023/24 | 121.25 | 68.25 | 11
2023/24 | 121.75 | 68.25 | 14
2023/24 | 122.25 | 68.25 | 21
2023/24 | 122.75 | 68.25 | 13
2023/24 | 123.25 | 68.25 | 17
2023/24 | 123.75 | 68.25 | 13
2023/24 | 124.25 | 68.25 | 23
2023/24 | 124.75 | 68.25 | 24
2023/24 | 125.25 | 68.25 | 17
2023/24 | 125.75 | 68.25 | 26
2023/24 | 126.25 | 68.25 | 22
2023/24 | 126.75 | 68.25 | 25
2023/24 | 127.25 | 68.25 | 25
2023/24 | 127.75 | 68.25 | 27
2023/24 | 128.25 | 68.25 | 31
2023/24 | 128.75 | 68.25 | 27
2023/24 | 129.25 | 68.25 | 30
2023/24 | 129.75 | 68.25 | 43
2023/24 | 130.25 | 68.25 | 44
2023/24 | 130.75 | 68.25 | 39
2023/24 | 131.25 | 68.25 | 43
2023/24 | 131.75 | 68.25 | 43
2023/24 | 132.25 | 68.25 | 47
2023/24 | 132.75 | 68.25 | 50
2023/24 | 133.25 | 68.25 | 57
2023/24 | 133.75 | 68.25 | 59
2023/24 | 134.25 | 68.25 | 67
2023/24 | 134.75 | 68.25 | 56
2023/24 | 135.25 | 68.25 | 72
2023/24 | 135.75 | 68.25 | 60
2023/24 | 136.25 | 68.25 | 76
2023/24 | 136.75 | 68.25 | 55
2023/24 | 137.25 | 68.25 | 73
2023/24 | 137.75 | 68.25 | 65
2023/24 | 138.25 | 68.25 | 81
2023/24 | 138.75 | 68.25 | 83
2023/24 | 139.25 | 68.25 | 83
2023/24 | 139.75 | 68.25 | 83
2023/24 | 140.25 | 68.25 | 99
2023/24 | 140.75 | 68.25 | 87
2023/24 | 141.25 | 68.25 | 111
2023/24 | 141.75 | 68.25 | 97
2023/24 | 142.25 | 68.25 | 98
2023/24 | 142.75 | 68.25 | 104
2023/24 | 143.25 | 68.25 | 106
2023/24 | 143.75 | 68.25 | 121
2023/24 | 144.25 | 68.25 | 126
2023/24 | 144.75 | 68.25 | 125
2023/24 | 145.25 | 68.25 | 114
2023/24 | 145.75 | 68.25 | 122
2023/24 | 146.25 | 68.25 | 115
2023/24 | 146.75 | 68.25 | 136
2023/24 | 147.25 | 68.25 | 133
2023/24 | 147.75 | 68.25 | 126
2023/24 | 148.25 | 68.25 | 145
2023/24 | 148.75 | 68.25 | 127
2023/24 | 149.25 | 68.25 | 117
2023/24 | 149.75 | 68.25 | 129
2023/24 | 150.25 | 68.25 | 142
2023/24 | 150.75 | 68.25 | 155
2023/24 | 151.25 | 68.25 | 151
2023/24 | 151.75 | 68.25 | 116
2023/24 | 152.25 | 68.25 | 160
2023/24 | 152.75 | 68.25 | 155
2023/24 | 153.25 | 68.25 | 134
2023/24 | 153.75 | 68.25 | 140
2023/24 | 154.25 | 68.25 | 156
2023/24 | 154.75 | 68.25 | 163
2023/24 | 155.25 | 68.25 | 171
2023/24 | 155.75 | 68.25 | 146
2023/24 | 156.25 | 68.25 | 146
2023/24 | 156.75 | 68.25 | 164
2023/24 | 157.25 | 68.25 | 149
2023/24 | 157.75 | 68.25 | 156
2023/24 | 158.25 | 68.25 | 124
2023/24 | 158.75 | 68.25 | 154
2023/24 | 159.25 | 68.25 | 148
2023/24 | 159.75 | 68.25 | 167
2023/24 | 160.25 | 68.25 | 172
2023/24 | 160.75 | 68.25 | 152
2023/24 | 161.25 | 68.25 | 136
2023/24 | 161.75 | 68.25 | 130
2023/24 | 162.25 | 68.25 | 159
2023/24 | 162.75 | 68.25 | 141
2023/24 | 163.25 | 68.25 | 132
2023/24 | 163.75 | 68.25 | 142
2023/24 | 164.25 | 68.25 | 153
2023/24 | 164.75 | 68.25 | 139
2023/24 | 165.25 | 68.25 | 136
2023/24 | 165.75 | 68.25 | 126
2023/24 | 166.25 | 68.25 | 132
2023/24 | 166.75 | 68.25 | 132
2023/24 | 167.25 | 68.25 | 113
2023/24 | 167.75 | 68.25 | 115
2023/24 | 168.25 | 68.25 | 126
2023/24 | 168.75 | 68.25 | 119
2023/24 | 169.25 | 68.25 | 134
2023/24 | 169.75 | 68.25 | 115
2023/24 | 170.25 | 68.25 | 103
2023/24 | 170.75 | 68.25 | 104
2023/24 | 171.25 | 68.25 | 116
2023/24 | 171.75 | 68.25 | 102
2023/24 | 172.25 | 68.25 | 112
2023/24 | 172.75 | 68.25 | 117
2023/24 | 173.25 | 68.25 | 99
2023/24 | 173.75 | 68.25 | 95
2023/24 | 174.25 | 68.25 | 92
2023/24 | 174.75 | 68.25 | 94
2023/24 | 175.25 | 68.25 | 86
2023/24 | 175.75 | 68.25 | 88
2023/24 | 176.25 | 68.25 | 78
2023/24 | 176.75 | 68.25 | 83
2023/24 | 177.25 | 68.25 | 79
2023/24 | 177.75 | 68.25 | 76
2023/24 | 178.25 | 68.25 | 71
2023/24 | 178.75 | 68.25 | 77
2023/24 | 179.25 | 68.25 | 82
2023/24 | 179.75 | 68.25 | 73
2023/24 | 180.25 | 68.25 | 81
2023/24 | 180.75 | 68.25 | 67
2023/24 | 181.25 | 68.25 | 61
2023/24 | 181.75 | 68.25 | 71
2023/24 | 182.25 | 68.25 | 71
2023/24 | 182.75 | 68.25 | 68
2023/24 | 183.25 | 68.25 | 66
2023/24 | 183.75 | 68.25 | 67
2023/24 | 184.25 | 68.25 | 53
2023/24 | 184.75 | 68.25 | 56
2023/24 | 185.25 | 68.25 | 42
2023/24 | 185.75 | 68.25 | 61
2023/24 | 186.25 | 68.25 | 56
2023/24 | 186.75 | 68.25 | 46
2023/24 | 187.25 | 68.25 | 48
2023/24 | 187.75 | 68.25 | 47
2023/24 | 188.25 | 68.25 | 50
2023/24 | 188.75 | 68.25 | 47
2023/24 | 189.25 | 68.25 | 41
2023/24 | 189.75 | 68.25 | 42
2023/24 | 190.25 | 68.25 | 37
2023/24 | 190.75 | 68.25 | 51
2023/24 | 191.25 | 68.25 | 35
2023/24 | 191.75 | 68.25 | 38
2023/24 | 192.25 | 68.25 | 26
2023/24 | 192.75 | 68.25 | 38
2023/24 | 193.25 | 68.25 | 41
2023/24 | 193.75 | 68.25 | 28
2023/24 | 194.25 | 68.25 | 24
2023/24 | 194.75 | 68.25 | 28
2023/24 | 195.25 | 68.25 | 42
2023/24 | 195.75 | 68.25 | 25
2023/24 | 196.25 | 68.25 | 26
2023/24 | 196.75 | 68.25 | 22
2023/24 | 197.25 | 68.25 | 27
2023/24 | 197.75 | 68.25 | 32
2023/24 | 198.25 | 68.25 | 19
2023/24 | 198.75 | 68.25 | 27
2023/24 | 199.25 | 68.25 | 14
2023/24 | 199.75 | 68.25 | 16
2023/24 | 200.25 | 68.25 | 25
2023/24 | 200.75 | 68.25 | 17
2023/24 | 201.25 | 68.25 | 26
2023/24 | 201.75 | 68.25 | 12
2023/24 | 202.25 | 68.25 | 20
2023/24 | 202.75 | 68.25 | 18
2023/24 | 203.25 | 68.25 | 8
2023/24 | 203.75 | 68.25 | 9
2023/24 | 204.25 | 68.25 | 18
2023/24 | 204.75 | 68.25 | 21
2023/24 | 205.25 | 68.25 | 16
2023/24 | 205.75 | 68.25 | 14
2023/24 | 206.25 | 68.25 | 15
2023/24 | 206.75 | 68.25 | 5
2023/24 | 207.25 | 68.25 | 12
2023/24 | 207.75 | 68.25 | 11
2023/24 | 208.25 | 68.25 | 11
2023/24 | 208.75 | 68.25 | 8
2023/24 | 209.25 | 68.25 | 13
2023/24 | 209.75 | 68.25 | 12
2023/24 | 210.25 | 68.25 | 14
2023/24 | 210.75 | 68.25 | 18
2023/24 | 211.25 | 68.25 | 12
2023/24 | 211.75 | 68.25 | 14
2023/24 | 212.25 | 68.25 | 11
2023/24 | 212.75 | 68.25 | 9
2023/24 | 213.25 | 68.25 | 8
2023/24 | 213.75 | 68.25 | 9
2023/24 | 214.25 | 68.25 | 9
2023/24 | 214.75 | 68.25 | 10
2023/24 | 215.25 | 68.25 | 12
2023/24 | 215.75 | 68.25 | 13
2023/24 | 216.25 | 68.25 | 7
2023/24 | 216.75 | 68.25 | 12
2023/24 | 217.25 | 68.25 | 9
2023/24 | 217.75 | 68.25 | 15
2023/24 | 218.25 | 68.25 | 2
2023/24 | 218.75 | 68.25 | 8
2023/24 | 219.25 | 68.25 | 4
2023/24 | 219.75 | 68.25 | 4
2023/24 | 220.25 | 68.25 | 6
2023/24 | 220.75 | 68.25 | 7
2023/24 | 221.25 | 68.25 | 4
2023/24 | 221.75 | 68.25 | 7
2023/24 | 222.25 | 68.25 | 9
2023/24 | 222.75 | 68.25 | 9
2023/24 | 223.25 | 68.25 | 9
2023/24 | 223.75 | 68.25 | 3
2023/24 | 224.25 | 68.25 | 6
2023/24 | 224.75 | 68.25 | 7
2023/24 | 225.25 | 68.25 | 5
2023/24 | 225.75 | 68.25 | 8
2023/24 | 226.25 | 68.25 | 3
2023/24 | 226.75 | 68.25 | 4
2023/24 | 227.25 | 68.25 | 4
2023/24 | 227.75 | 68.25 | 2
2023/24 | 228.25 | 68.25 | 5
2023/24 | 228.75 | 68.25 | 1
2023/24 | 229.25 | 68.25 | 7
2023/24 | 229.75 | 68.25 | 6
2023/24 | 230.25 | 68.25 | 6
2023/24 | 230.75 | 68.25 | 4
2023/24 | 231.25 | 68.25 | 6
2023/24 | 231.75 | 68.25 | 1
2023/24 | 232.25 | 68.25 | 5
2023/24 | 232.75 | 68.25 | 4
2023/24 | 233.25 | 68.25 | 1
2023/24 | 233.75 | 68.25 | 3
2023/24 | 234.75 | 68.25 | 2
2023/24 | 235.25 | 68.25 | 4
2023/24 | 235.75 | 68.25 | 6
2023/24 | 236.25 | 68.25 | 3
2023/24 | 236.75 | 68.25 | 1
2023/24 | 237.25 | 68.25 | 3
2023/24 | 237.75 | 68.25 | 2
2023/24 | 238.25 | 68.25 | 1
2023/24 | 238.75 | 68.25 | 4
2023/24 | 239.25 | 68.25 | 1
2023/24 | 239.75 | 68.25 | 3
2023/24 | 240.25 | 68.25 | 1
2023/24 | 240.75 | 68.25 | 3
2023/24 | 241.25 | 68.25 | 3
2023/24 | 241.75 | 68.25 | 2
2023/24 | 242.25 | 68.25 | 1
2023/24 | 243.25 | 68.25 | 1
2023/24 | 243.75 | 68.25 | 3
2023/24 | 244.25 | 68.25 | 3
2023/24 | 244.75 | 68.25 | 3
2023/24 | 245.25 | 68.25 | 1
2023/24 | 246.25 | 68.25 | 2
2023/24 | 246.75 | 68.25 | 2
2023/24 | 247.25 | 68.25 | 4
2023/24 | 247.75 | 68.25 | 1
2023/24 | 248.25 | 68.25 | 2
2023/24 | 249.25 | 68.25 | 3
2023/24 | 249.75 | 68.25 | 1
2023/24 | 250.25 | 68.25 | 1
2023/24 | 250.75 | 68.25 | 2
2023/24 | 251.25 | 68.25 | 2
2023/24 | 251.75 | 68.25 | 2
2023/24 | 252.25 | 68.25 | 1
2023/24 | 252.75 | 68.25 | 1
2023/24 | 253.25 | 68.25 | 1
2023/24 | 253.75 | 68.25 | 2
2023/24 | 254.25 | 68.25 | 3
2023/24 | 254.75 | 68.25 | 2
2023/24 | 255.75 | 68.25 | 1
2023/24 | 256.75 | 68.25 | 3
2023/24 | 257.25 | 68.25 | 1
2023/24 | 257.75 | 68.25 | 3
2023/24 | 259.25 | 68.25 | 1
2023/24 | 260.25 | 68.25 | 1
2023/24 | 261.75 | 68.25 | 1
2023/24 | 262.25 | 68.25 | 1
2023/24 | 262.75 | 68.25 | 2
2023/24 | 263.25 | 68.25 | 2
2023/24 | 263.75 | 68.25 | 3
2023/24 | 264.25 | 68.25 | 1
2023/24 | 264.75 | 68.25 | 1
2023/24 | 265.75 | 68.25 | 2
2023/24 | 266.25 | 68.25 | 1
2023/24 | 267.25 | 68.25 | 1
2023/24 | 267.75 | 68.25 | 1
2023/24 | 268.25 | 68.25 | 2
2023/24 | 269.75 | 68.25 | 2
2023/24 | 270.25 | 68.25 | 1
2023/24 | 271.75 | 68.25 | 1
2023/24 | 273.25 | 68.25 | 1
2023/24 | 274.25 | 68.25 | 2
2023/24 | 275.25 | 68.25 | 1
2023/24 | 276.25 | 68.25 | 1
2023/24 | 278.25 | 68.25 | 1
2023/24 | 278.75 | 68.25 | 1
2023/24 | 279.25 | 68.25 | 2
2023/24 | 279.75 | 68.25 | 1
2023/24 | 280.25 | 68.25 | 1
2023/24 | 280.75 | 68.25 | 1
2023/24 | 281.75 | 68.25 | 3
2023/24 | 284.25 | 68.25 | 1
2023/24 | 285.25 | 68.25 | 1
2023/24 | 285.75 | 68.25 | 1
2023/24 | 286.25 | 68.25 | 1
2023/24 | 288.25 | 68.25 | 1
2023/24 | 288.75 | 68.25 | 2
2023/24 | 289.75 | 68.25 | 3
2023/24 | 290.75 | 68.25 | 2
2023/24 | 293.25 | 68.25 | 1
2023/24 | 294.25 | 68.25 | 1
2023/24 | 299.75 | 68.25 | 1
2023/24 | 302.75 | 68.25 | 1
2023/24 | 303.75 | 68.25 | 2
2023/24 | 305.75 | 68.25 | 1
2023/24 | 306.25 | 68.25 | 1
2023/24 | 308.25 | 68.25 | 1
2023/24 | 312.25 | 68.25 | 1
2023/24 | 322.75 | 68.25 | 1
2023/24 | 324.75 | 68.25 | 1
2023/24 | 331.25 | 68.25 | 1
2023/24 | 342.75 | 68.25 | 1
2023/24 | 354.75 | 68.25 | 1
2023/24 | 366.75 | 68.25 | 1
2023/24 | 97.75 | 68.75 | 1
2023/24 | 101.25 | 68.75 | 2
2023/24 | 101.75 | 68.75 | 2
2023/24 | 104.75 | 68.75 | 1
2023/24 | 105.25 | 68.75 | 1
2023/24 | 105.75 | 68.75 | 1
2023/24 | 106.75 | 68.75 | 1
2023/24 | 107.25 | 68.75 | 2
2023/24 | 108.25 | 68.75 | 2
2023/24 | 108.75 | 68.75 | 1
2023/24 | 109.75 | 68.75 | 3
2023/24 | 110.25 | 68.75 | 1
2023/24 | 110.75 | 68.75 | 3
2023/24 | 111.25 | 68.75 | 2
2023/24 | 111.75 | 68.75 | 1
2023/24 | 112.25 | 68.75 | 4
2023/24 | 112.75 | 68.75 | 1
2023/24 | 113.25 | 68.75 | 1
2023/24 | 113.75 | 68.75 | 1
2023/24 | 114.25 | 68.75 | 7
2023/24 | 114.75 | 68.75 | 5
2023/24 | 115.25 | 68.75 | 1
2023/24 | 115.75 | 68.75 | 1
2023/24 | 116.25 | 68.75 | 1
2023/24 | 116.75 | 68.75 | 4
2023/24 | 117.25 | 68.75 | 6
2023/24 | 117.75 | 68.75 | 5
2023/24 | 118.25 | 68.75 | 4
2023/24 | 118.75 | 68.75 | 3
2023/24 | 119.25 | 68.75 | 9
2023/24 | 119.75 | 68.75 | 10
2023/24 | 120.25 | 68.75 | 12
2023/24 | 120.75 | 68.75 | 7
2023/24 | 121.25 | 68.75 | 9
2023/24 | 121.75 | 68.75 | 4
2023/24 | 122.25 | 68.75 | 16
2023/24 | 122.75 | 68.75 | 15
2023/24 | 123.25 | 68.75 | 12
2023/24 | 123.75 | 68.75 | 19
2023/24 | 124.25 | 68.75 | 17
2023/24 | 124.75 | 68.75 | 24
2023/24 | 125.25 | 68.75 | 19
2023/24 | 125.75 | 68.75 | 17
2023/24 | 126.25 | 68.75 | 25
2023/24 | 126.75 | 68.75 | 27
2023/24 | 127.25 | 68.75 | 32
2023/24 | 127.75 | 68.75 | 31
2023/24 | 128.25 | 68.75 | 32
2023/24 | 128.75 | 68.75 | 26
2023/24 | 129.25 | 68.75 | 31
2023/24 | 129.75 | 68.75 | 40
2023/24 | 130.25 | 68.75 | 26
2023/24 | 130.75 | 68.75 | 35
2023/24 | 131.25 | 68.75 | 50
2023/24 | 131.75 | 68.75 | 50
2023/24 | 132.25 | 68.75 | 45
2023/24 | 132.75 | 68.75 | 51
2023/24 | 133.25 | 68.75 | 53
2023/24 | 133.75 | 68.75 | 49
2023/24 | 134.25 | 68.75 | 57
2023/24 | 134.75 | 68.75 | 45
2023/24 | 135.25 | 68.75 | 55
2023/24 | 135.75 | 68.75 | 69
2023/24 | 136.25 | 68.75 | 63
2023/24 | 136.75 | 68.75 | 77
2023/24 | 137.25 | 68.75 | 57
2023/24 | 137.75 | 68.75 | 69
2023/24 | 138.25 | 68.75 | 65
2023/24 | 138.75 | 68.75 | 74
2023/24 | 139.25 | 68.75 | 81
2023/24 | 139.75 | 68.75 | 89
2023/24 | 140.25 | 68.75 | 89
2023/24 | 140.75 | 68.75 | 93
2023/24 | 141.25 | 68.75 | 84
2023/24 | 141.75 | 68.75 | 104
2023/24 | 142.25 | 68.75 | 108
2023/24 | 142.75 | 68.75 | 90
2023/24 | 143.25 | 68.75 | 104
2023/24 | 143.75 | 68.75 | 109
2023/24 | 144.25 | 68.75 | 119
2023/24 | 144.75 | 68.75 | 105
2023/24 | 145.25 | 68.75 | 117
2023/24 | 145.75 | 68.75 | 112
2023/24 | 146.25 | 68.75 | 121
2023/24 | 146.75 | 68.75 | 120
2023/24 | 147.25 | 68.75 | 136
2023/24 | 147.75 | 68.75 | 128
2023/24 | 148.25 | 68.75 | 161
2023/24 | 148.75 | 68.75 | 127
2023/24 | 149.25 | 68.75 | 139
2023/24 | 149.75 | 68.75 | 149
2023/24 | 150.25 | 68.75 | 133
2023/24 | 150.75 | 68.75 | 130
2023/24 | 151.25 | 68.75 | 133
2023/24 | 151.75 | 68.75 | 142
2023/24 | 152.25 | 68.75 | 148
2023/24 | 152.75 | 68.75 | 138
2023/24 | 153.25 | 68.75 | 149
2023/24 | 153.75 | 68.75 | 177
2023/24 | 154.25 | 68.75 | 144
2023/24 | 154.75 | 68.75 | 184
2023/24 | 155.25 | 68.75 | 160
2023/24 | 155.75 | 68.75 | 152
2023/24 | 156.25 | 68.75 | 142
2023/24 | 156.75 | 68.75 | 167
2023/24 | 157.25 | 68.75 | 146
2023/24 | 157.75 | 68.75 | 144
2023/24 | 158.25 | 68.75 | 151
2023/24 | 158.75 | 68.75 | 144
2023/24 | 159.25 | 68.75 | 158
2023/24 | 159.75 | 68.75 | 156
2023/24 | 160.25 | 68.75 | 157
2023/24 | 160.75 | 68.75 | 141
2023/24 | 161.25 | 68.75 | 133
2023/24 | 161.75 | 68.75 | 134
2023/24 | 162.25 | 68.75 | 139
2023/24 | 162.75 | 68.75 | 166
2023/24 | 163.25 | 68.75 | 150
2023/24 | 163.75 | 68.75 | 168
2023/24 | 164.25 | 68.75 | 142
2023/24 | 164.75 | 68.75 | 130
2023/24 | 165.25 | 68.75 | 133
2023/24 | 165.75 | 68.75 | 137
2023/24 | 166.25 | 68.75 | 154
2023/24 | 166.75 | 68.75 | 126
2023/24 | 167.25 | 68.75 | 150
2023/24 | 167.75 | 68.75 | 122
2023/24 | 168.25 | 68.75 | 131
2023/24 | 168.75 | 68.75 | 127
2023/24 | 169.25 | 68.75 | 121
2023/24 | 169.75 | 68.75 | 121
2023/24 | 170.25 | 68.75 | 115
2023/24 | 170.75 | 68.75 | 109
2023/24 | 171.25 | 68.75 | 122
2023/24 | 171.75 | 68.75 | 129
2023/24 | 172.25 | 68.75 | 127
2023/24 | 172.75 | 68.75 | 113
2023/24 | 173.25 | 68.75 | 100
2023/24 | 173.75 | 68.75 | 114
2023/24 | 174.25 | 68.75 | 99
2023/24 | 174.75 | 68.75 | 102
2023/24 | 175.25 | 68.75 | 95
2023/24 | 175.75 | 68.75 | 87
2023/24 | 176.25 | 68.75 | 98
2023/24 | 176.75 | 68.75 | 90
2023/24 | 177.25 | 68.75 | 94
2023/24 | 177.75 | 68.75 | 68
2023/24 | 178.25 | 68.75 | 77
2023/24 | 178.75 | 68.75 | 81
2023/24 | 179.25 | 68.75 | 80
2023/24 | 179.75 | 68.75 | 79
2023/24 | 180.25 | 68.75 | 65
2023/24 | 180.75 | 68.75 | 73
2023/24 | 181.25 | 68.75 | 63
2023/24 | 181.75 | 68.75 | 67
2023/24 | 182.25 | 68.75 | 71
2023/24 | 182.75 | 68.75 | 74
2023/24 | 183.25 | 68.75 | 64
2023/24 | 183.75 | 68.75 | 69
2023/24 | 184.25 | 68.75 | 63
2023/24 | 184.75 | 68.75 | 53
2023/24 | 185.25 | 68.75 | 56
2023/24 | 185.75 | 68.75 | 57
2023/24 | 186.25 | 68.75 | 50
2023/24 | 186.75 | 68.75 | 43
2023/24 | 187.25 | 68.75 | 40
2023/24 | 187.75 | 68.75 | 53
2023/24 | 188.25 | 68.75 | 46
2023/24 | 188.75 | 68.75 | 32
2023/24 | 189.25 | 68.75 | 37
2023/24 | 189.75 | 68.75 | 51
2023/24 | 190.25 | 68.75 | 47
2023/24 | 190.75 | 68.75 | 34
2023/24 | 191.25 | 68.75 | 41
2023/24 | 191.75 | 68.75 | 43
2023/24 | 192.25 | 68.75 | 23
2023/24 | 192.75 | 68.75 | 34
2023/24 | 193.25 | 68.75 | 32
2023/24 | 193.75 | 68.75 | 34
2023/24 | 194.25 | 68.75 | 44
2023/24 | 194.75 | 68.75 | 27
2023/24 | 195.25 | 68.75 | 28
2023/24 | 195.75 | 68.75 | 28
2023/24 | 196.25 | 68.75 | 28
2023/24 | 196.75 | 68.75 | 26
2023/24 | 197.25 | 68.75 | 32
2023/24 | 197.75 | 68.75 | 38
2023/24 | 198.25 | 68.75 | 32
2023/24 | 198.75 | 68.75 | 28
2023/24 | 199.25 | 68.75 | 16
2023/24 | 199.75 | 68.75 | 22
2023/24 | 200.25 | 68.75 | 23
2023/24 | 200.75 | 68.75 | 28
2023/24 | 201.25 | 68.75 | 22
2023/24 | 201.75 | 68.75 | 27
2023/24 | 202.25 | 68.75 | 21
2023/24 | 202.75 | 68.75 | 22
2023/24 | 203.25 | 68.75 | 17
2023/24 | 203.75 | 68.75 | 26
2023/24 | 204.25 | 68.75 | 15
2023/24 | 204.75 | 68.75 | 11
2023/24 | 205.25 | 68.75 | 19
2023/24 | 205.75 | 68.75 | 18
2023/24 | 206.25 | 68.75 | 17
2023/24 | 206.75 | 68.75 | 8
2023/24 | 207.25 | 68.75 | 12
2023/24 | 207.75 | 68.75 | 14
2023/24 | 208.25 | 68.75 | 12
2023/24 | 208.75 | 68.75 | 16
2023/24 | 209.25 | 68.75 | 13
2023/24 | 209.75 | 68.75 | 7
2023/24 | 210.25 | 68.75 | 12
2023/24 | 210.75 | 68.75 | 14
2023/24 | 211.25 | 68.75 | 13
2023/24 | 211.75 | 68.75 | 15
2023/24 | 212.25 | 68.75 | 12
2023/24 | 212.75 | 68.75 | 7
2023/24 | 213.25 | 68.75 | 10
2023/24 | 213.75 | 68.75 | 8
2023/24 | 214.25 | 68.75 | 6
2023/24 | 214.75 | 68.75 | 15
2023/24 | 215.25 | 68.75 | 10
2023/24 | 215.75 | 68.75 | 11
2023/24 | 216.25 | 68.75 | 13
2023/24 | 216.75 | 68.75 | 8
2023/24 | 217.25 | 68.75 | 12
2023/24 | 217.75 | 68.75 | 13
2023/24 | 218.25 | 68.75 | 9
2023/24 | 218.75 | 68.75 | 6
2023/24 | 219.25 | 68.75 | 3
2023/24 | 219.75 | 68.75 | 6
2023/24 | 220.25 | 68.75 | 7
2023/24 | 220.75 | 68.75 | 2
2023/24 | 221.25 | 68.75 | 11
2023/24 | 221.75 | 68.75 | 9
2023/24 | 222.25 | 68.75 | 9
2023/24 | 222.75 | 68.75 | 10
2023/24 | 223.25 | 68.75 | 8
2023/24 | 223.75 | 68.75 | 6
2023/24 | 224.25 | 68.75 | 7
2023/24 | 224.75 | 68.75 | 9
2023/24 | 225.25 | 68.75 | 11
2023/24 | 225.75 | 68.75 | 4
2023/24 | 226.25 | 68.75 | 4
2023/24 | 226.75 | 68.75 | 4
2023/24 | 227.25 | 68.75 | 7
2023/24 | 227.75 | 68.75 | 5
2023/24 | 228.25 | 68.75 | 1
2023/24 | 228.75 | 68.75 | 5
2023/24 | 229.25 | 68.75 | 2
2023/24 | 229.75 | 68.75 | 2
2023/24 | 230.25 | 68.75 | 7
2023/24 | 230.75 | 68.75 | 4
2023/24 | 231.25 | 68.75 | 6
2023/24 | 231.75 | 68.75 | 2
2023/24 | 232.25 | 68.75 | 3
2023/24 | 232.75 | 68.75 | 2
2023/24 | 233.25 | 68.75 | 2
2023/24 | 233.75 | 68.75 | 1
2023/24 | 234.25 | 68.75 | 2
2023/24 | 234.75 | 68.75 | 3
2023/24 | 235.25 | 68.75 | 2
2023/24 | 235.75 | 68.75 | 5
2023/24 | 236.25 | 68.75 | 2
2023/24 | 236.75 | 68.75 | 2
2023/24 | 237.75 | 68.75 | 3
2023/24 | 238.25 | 68.75 | 3
2023/24 | 238.75 | 68.75 | 3
2023/24 | 239.25 | 68.75 | 5
2023/24 | 239.75 | 68.75 | 3
2023/24 | 240.25 | 68.75 | 1
2023/24 | 240.75 | 68.75 | 6
2023/24 | 241.25 | 68.75 | 1
2023/24 | 241.75 | 68.75 | 1
2023/24 | 242.25 | 68.75 | 2
2023/24 | 243.25 | 68.75 | 3
2023/24 | 243.75 | 68.75 | 1
2023/24 | 244.75 | 68.75 | 2
2023/24 | 245.25 | 68.75 | 3
2023/24 | 245.75 | 68.75 | 2
2023/24 | 246.25 | 68.75 | 1
2023/24 | 247.25 | 68.75 | 1
2023/24 | 247.75 | 68.75 | 1
2023/24 | 248.25 | 68.75 | 3
2023/24 | 248.75 | 68.75 | 2
2023/24 | 249.25 | 68.75 | 1
2023/24 | 250.25 | 68.75 | 2
2023/24 | 251.25 | 68.75 | 1
2023/24 | 251.75 | 68.75 | 1
2023/24 | 252.25 | 68.75 | 2
2023/24 | 253.75 | 68.75 | 2
2023/24 | 254.25 | 68.75 | 1
2023/24 | 254.75 | 68.75 | 2
2023/24 | 255.25 | 68.75 | 1
2023/24 | 256.25 | 68.75 | 2
2023/24 | 257.75 | 68.75 | 1
2023/24 | 258.25 | 68.75 | 1
2023/24 | 259.25 | 68.75 | 3
2023/24 | 259.75 | 68.75 | 2
2023/24 | 260.25 | 68.75 | 1
2023/24 | 260.75 | 68.75 | 3
2023/24 | 261.75 | 68.75 | 2
2023/24 | 262.25 | 68.75 | 1
2023/24 | 263.25 | 68.75 | 1
2023/24 | 263.75 | 68.75 | 1
2023/24 | 264.75 | 68.75 | 2
2023/24 | 265.25 | 68.75 | 2
2023/24 | 265.75 | 68.75 | 1
2023/24 | 266.25 | 68.75 | 2
2023/24 | 266.75 | 68.75 | 2
2023/24 | 267.75 | 68.75 | 2
2023/24 | 268.25 | 68.75 | 2
2023/24 | 270.25 | 68.75 | 1
2023/24 | 270.75 | 68.75 | 1
2023/24 | 271.75 | 68.75 | 1
2023/24 | 272.75 | 68.75 | 2
2023/24 | 273.25 | 68.75 | 1
2023/24 | 273.75 | 68.75 | 1
2023/24 | 274.75 | 68.75 | 1
2023/24 | 275.75 | 68.75 | 1
2023/24 | 277.25 | 68.75 | 2
2023/24 | 278.25 | 68.75 | 1
2023/24 | 280.25 | 68.75 | 1
2023/24 | 283.75 | 68.75 | 1
2023/24 | 284.25 | 68.75 | 1
2023/24 | 285.25 | 68.75 | 2
2023/24 | 285.75 | 68.75 | 3
2023/24 | 287.25 | 68.75 | 1
2023/24 | 288.25 | 68.75 | 1
2023/24 | 289.25 | 68.75 | 1
2023/24 | 290.75 | 68.75 | 2
2023/24 | 291.75 | 68.75 | 1
2023/24 | 292.25 | 68.75 | 1
2023/24 | 293.75 | 68.75 | 1
2023/24 | 294.25 | 68.75 | 1
2023/24 | 296.75 | 68.75 | 2
2023/24 | 299.75 | 68.75 | 2
2023/24 | 301.25 | 68.75 | 1
2023/24 | 303.75 | 68.75 | 1
2023/24 | 304.75 | 68.75 | 1
2023/24 | 309.25 | 68.75 | 1
2023/24 | 309.75 | 68.75 | 1
2023/24 | 310.25 | 68.75 | 1
2023/24 | 313.75 | 68.75 | 3
2023/24 | 314.25 | 68.75 | 1
2023/24 | 332.75 | 68.75 | 1
2023/24 | 334.25 | 68.75 | 1
2023/24 | 334.75 | 68.75 | 1
2023/24 | 340.75 | 68.75 | 1
2023/24 | 348.75 | 68.75 | 1
2023/24 | 364.25 | 68.75 | 1
2023/24 | 391.25 | 68.75 | 1
2023/24 | 96.25 | 69.25 | 1
2023/24 | 96.75 | 69.25 | 1
2023/24 | 103.25 | 69.25 | 1
2023/24 | 105.25 | 69.25 | 1
2023/24 | 105.75 | 69.25 | 1
2023/24 | 106.75 | 69.25 | 1
2023/24 | 108.25 | 69.25 | 1
2023/24 | 108.75 | 69.25 | 1
2023/24 | 109.25 | 69.25 | 1
2023/24 | 109.75 | 69.25 | 1
2023/24 | 110.25 | 69.25 | 2
2023/24 | 110.75 | 69.25 | 2
2023/24 | 111.25 | 69.25 | 3
2023/24 | 111.75 | 69.25 | 4
2023/24 | 113.25 | 69.25 | 1
2023/24 | 114.25 | 69.25 | 2
2023/24 | 114.75 | 69.25 | 5
2023/24 | 115.25 | 69.25 | 2
2023/24 | 115.75 | 69.25 | 4
2023/24 | 116.25 | 69.25 | 6
2023/24 | 116.75 | 69.25 | 6
2023/24 | 117.25 | 69.25 | 3
2023/24 | 117.75 | 69.25 | 6
2023/24 | 118.25 | 69.25 | 4
2023/24 | 118.75 | 69.25 | 11
2023/24 | 119.25 | 69.25 | 6
2023/24 | 119.75 | 69.25 | 6
2023/24 | 120.25 | 69.25 | 8
2023/24 | 120.75 | 69.25 | 7
2023/24 | 121.25 | 69.25 | 16
2023/24 | 121.75 | 69.25 | 8
2023/24 | 122.25 | 69.25 | 15
2023/24 | 122.75 | 69.25 | 12
2023/24 | 123.25 | 69.25 | 19
2023/24 | 123.75 | 69.25 | 20
2023/24 | 124.25 | 69.25 | 19
2023/24 | 124.75 | 69.25 | 12
2023/24 | 125.25 | 69.25 | 19
2023/24 | 125.75 | 69.25 | 15
2023/24 | 126.25 | 69.25 | 22
2023/24 | 126.75 | 69.25 | 27
2023/24 | 127.25 | 69.25 | 17
2023/24 | 127.75 | 69.25 | 28
2023/24 | 128.25 | 69.25 | 31
2023/24 | 128.75 | 69.25 | 35
2023/24 | 129.25 | 69.25 | 36
2023/24 | 129.75 | 69.25 | 35
2023/24 | 130.25 | 69.25 | 29
2023/24 | 130.75 | 69.25 | 31
2023/24 | 131.25 | 69.25 | 36
2023/24 | 131.75 | 69.25 | 48
2023/24 | 132.25 | 69.25 | 39
2023/24 | 132.75 | 69.25 | 35
2023/24 | 133.25 | 69.25 | 35
2023/24 | 133.75 | 69.25 | 62
2023/24 | 134.25 | 69.25 | 43
2023/24 | 134.75 | 69.25 | 52
2023/24 | 135.25 | 69.25 | 54
2023/24 | 135.75 | 69.25 | 57
2023/24 | 136.25 | 69.25 | 68
2023/24 | 136.75 | 69.25 | 75
2023/24 | 137.25 | 69.25 | 68
2023/24 | 137.75 | 69.25 | 52
2023/24 | 138.25 | 69.25 | 68
2023/24 | 138.75 | 69.25 | 70
2023/24 | 139.25 | 69.25 | 87
2023/24 | 139.75 | 69.25 | 71
2023/24 | 140.25 | 69.25 | 84
2023/24 | 140.75 | 69.25 | 89
2023/24 | 141.25 | 69.25 | 88
2023/24 | 141.75 | 69.25 | 85
2023/24 | 142.25 | 69.25 | 77
2023/24 | 142.75 | 69.25 | 92
2023/24 | 143.25 | 69.25 | 92
2023/24 | 143.75 | 69.25 | 91
2023/24 | 144.25 | 69.25 | 120
2023/24 | 144.75 | 69.25 | 116
2023/24 | 145.25 | 69.25 | 125
2023/24 | 145.75 | 69.25 | 106
2023/24 | 146.25 | 69.25 | 118
2023/24 | 146.75 | 69.25 | 136
2023/24 | 147.25 | 69.25 | 136
2023/24 | 147.75 | 69.25 | 122
2023/24 | 148.25 | 69.25 | 125
2023/24 | 148.75 | 69.25 | 115
2023/24 | 149.25 | 69.25 | 138
2023/24 | 149.75 | 69.25 | 142
2023/24 | 150.25 | 69.25 | 153
2023/24 | 150.75 | 69.25 | 115
2023/24 | 151.25 | 69.25 | 134
2023/24 | 151.75 | 69.25 | 149
2023/24 | 152.25 | 69.25 | 139
2023/24 | 152.75 | 69.25 | 176
2023/24 | 153.25 | 69.25 | 143
2023/24 | 153.75 | 69.25 | 168
2023/24 | 154.25 | 69.25 | 140
2023/24 | 154.75 | 69.25 | 142
2023/24 | 155.25 | 69.25 | 149
2023/24 | 155.75 | 69.25 | 133
2023/24 | 156.25 | 69.25 | 139
2023/24 | 156.75 | 69.25 | 169
2023/24 | 157.25 | 69.25 | 169
2023/24 | 157.75 | 69.25 | 139
2023/24 | 158.25 | 69.25 | 143
2023/24 | 158.75 | 69.25 | 129
2023/24 | 159.25 | 69.25 | 160
2023/24 | 159.75 | 69.25 | 149
2023/24 | 160.25 | 69.25 | 144
2023/24 | 160.75 | 69.25 | 144
2023/24 | 161.25 | 69.25 | 161
2023/24 | 161.75 | 69.25 | 151
2023/24 | 162.25 | 69.25 | 134
2023/24 | 162.75 | 69.25 | 148
2023/24 | 163.25 | 69.25 | 153
2023/24 | 163.75 | 69.25 | 147
2023/24 | 164.25 | 69.25 | 130
2023/24 | 164.75 | 69.25 | 144
2023/24 | 165.25 | 69.25 | 135
2023/24 | 165.75 | 69.25 | 130
2023/24 | 166.25 | 69.25 | 128
2023/24 | 166.75 | 69.25 | 135
2023/24 | 167.25 | 69.25 | 144
2023/24 | 167.75 | 69.25 | 154
2023/24 | 168.25 | 69.25 | 140
2023/24 | 168.75 | 69.25 | 142
2023/24 | 169.25 | 69.25 | 124
2023/24 | 169.75 | 69.25 | 131
2023/24 | 170.25 | 69.25 | 113
2023/24 | 170.75 | 69.25 | 138
2023/24 | 171.25 | 69.25 | 105
2023/24 | 171.75 | 69.25 | 108
2023/24 | 172.25 | 69.25 | 117
2023/24 | 172.75 | 69.25 | 97
2023/24 | 173.25 | 69.25 | 87
2023/24 | 173.75 | 69.25 | 112
2023/24 | 174.25 | 69.25 | 109
2023/24 | 174.75 | 69.25 | 93
2023/24 | 175.25 | 69.25 | 115
2023/24 | 175.75 | 69.25 | 81
2023/24 | 176.25 | 69.25 | 94
2023/24 | 176.75 | 69.25 | 83
2023/24 | 177.25 | 69.25 | 101
2023/24 | 177.75 | 69.25 | 90
2023/24 | 178.25 | 69.25 | 84
2023/24 | 178.75 | 69.25 | 85
2023/24 | 179.25 | 69.25 | 77
2023/24 | 179.75 | 69.25 | 85
2023/24 | 180.25 | 69.25 | 74
2023/24 | 180.75 | 69.25 | 102
2023/24 | 181.25 | 69.25 | 71
2023/24 | 181.75 | 69.25 | 69
2023/24 | 182.25 | 69.25 | 64
2023/24 | 182.75 | 69.25 | 71
2023/24 | 183.25 | 69.25 | 63
2023/24 | 183.75 | 69.25 | 69
2023/24 | 184.25 | 69.25 | 65
2023/24 | 184.75 | 69.25 | 68
2023/24 | 185.25 | 69.25 | 59
2023/24 | 185.75 | 69.25 | 58
2023/24 | 186.25 | 69.25 | 55
2023/24 | 186.75 | 69.25 | 44
2023/24 | 187.25 | 69.25 | 62
2023/24 | 187.75 | 69.25 | 50
2023/24 | 188.25 | 69.25 | 54
2023/24 | 188.75 | 69.25 | 54
2023/24 | 189.25 | 69.25 | 46
2023/24 | 189.75 | 69.25 | 51
2023/24 | 190.25 | 69.25 | 49
2023/24 | 190.75 | 69.25 | 44
2023/24 | 191.25 | 69.25 | 47
2023/24 | 191.75 | 69.25 | 36
2023/24 | 192.25 | 69.25 | 37
2023/24 | 192.75 | 69.25 | 36
2023/24 | 193.25 | 69.25 | 46
2023/24 | 193.75 | 69.25 | 38
2023/24 | 194.25 | 69.25 | 36
2023/24 | 194.75 | 69.25 | 42
2023/24 | 195.25 | 69.25 | 34
2023/24 | 195.75 | 69.25 | 43
2023/24 | 196.25 | 69.25 | 38
2023/24 | 196.75 | 69.25 | 31
2023/24 | 197.25 | 69.25 | 34
2023/24 | 197.75 | 69.25 | 32
2023/24 | 198.25 | 69.25 | 26
2023/24 | 198.75 | 69.25 | 25
2023/24 | 199.25 | 69.25 | 32
2023/24 | 199.75 | 69.25 | 32
2023/24 | 200.25 | 69.25 | 22
2023/24 | 200.75 | 69.25 | 19
2023/24 | 201.25 | 69.25 | 27
2023/24 | 201.75 | 69.25 | 19
2023/24 | 202.25 | 69.25 | 21
2023/24 | 202.75 | 69.25 | 18
2023/24 | 203.25 | 69.25 | 21
2023/24 | 203.75 | 69.25 | 29
2023/24 | 204.25 | 69.25 | 22
2023/24 | 204.75 | 69.25 | 16
2023/24 | 205.25 | 69.25 | 24
2023/24 | 205.75 | 69.25 | 9
2023/24 | 206.25 | 69.25 | 19
2023/24 | 206.75 | 69.25 | 19
2023/24 | 207.25 | 69.25 | 19
2023/24 | 207.75 | 69.25 | 18
2023/24 | 208.25 | 69.25 | 16
2023/24 | 208.75 | 69.25 | 12
2023/24 | 209.25 | 69.25 | 16
2023/24 | 209.75 | 69.25 | 14
2023/24 | 210.25 | 69.25 | 13
2023/24 | 210.75 | 69.25 | 18
2023/24 | 211.25 | 69.25 | 8
2023/24 | 211.75 | 69.25 | 14
2023/24 | 212.25 | 69.25 | 6
2023/24 | 212.75 | 69.25 | 17
2023/24 | 213.25 | 69.25 | 9
2023/24 | 213.75 | 69.25 | 9
2023/24 | 214.25 | 69.25 | 10
2023/24 | 214.75 | 69.25 | 10
2023/24 | 215.25 | 69.25 | 10
2023/24 | 215.75 | 69.25 | 11
2023/24 | 216.25 | 69.25 | 10
2023/24 | 216.75 | 69.25 | 7
2023/24 | 217.25 | 69.25 | 5
2023/24 | 217.75 | 69.25 | 18
2023/24 | 218.25 | 69.25 | 9
2023/24 | 218.75 | 69.25 | 3
2023/24 | 219.25 | 69.25 | 8
2023/24 | 219.75 | 69.25 | 10
2023/24 | 220.25 | 69.25 | 13
2023/24 | 220.75 | 69.25 | 8
2023/24 | 221.25 | 69.25 | 5
2023/24 | 221.75 | 69.25 | 9
2023/24 | 222.25 | 69.25 | 6
2023/24 | 222.75 | 69.25 | 7
2023/24 | 223.25 | 69.25 | 12
2023/24 | 223.75 | 69.25 | 7
2023/24 | 224.25 | 69.25 | 11
2023/24 | 224.75 | 69.25 | 1
2023/24 | 225.25 | 69.25 | 4
2023/24 | 225.75 | 69.25 | 5
2023/24 | 226.25 | 69.25 | 8
2023/24 | 226.75 | 69.25 | 3
2023/24 | 227.25 | 69.25 | 5
2023/24 | 227.75 | 69.25 | 5
2023/24 | 228.25 | 69.25 | 5
2023/24 | 228.75 | 69.25 | 8
2023/24 | 229.25 | 69.25 | 7
2023/24 | 229.75 | 69.25 | 4
2023/24 | 230.25 | 69.25 | 5
2023/24 | 230.75 | 69.25 | 6
2023/24 | 231.25 | 69.25 | 6
2023/24 | 231.75 | 69.25 | 8
2023/24 | 232.25 | 69.25 | 6
2023/24 | 232.75 | 69.25 | 5
2023/24 | 233.25 | 69.25 | 4
2023/24 | 233.75 | 69.25 | 1
2023/24 | 234.25 | 69.25 | 4
2023/24 | 234.75 | 69.25 | 3
2023/24 | 235.25 | 69.25 | 3
2023/24 | 235.75 | 69.25 | 4
2023/24 | 236.25 | 69.25 | 5
2023/24 | 236.75 | 69.25 | 1
2023/24 | 237.25 | 69.25 | 4
2023/24 | 237.75 | 69.25 | 2
2023/24 | 238.25 | 69.25 | 2
2023/24 | 238.75 | 69.25 | 3
2023/24 | 239.25 | 69.25 | 2
2023/24 | 239.75 | 69.25 | 7
2023/24 | 240.25 | 69.25 | 2
2023/24 | 240.75 | 69.25 | 2
2023/24 | 241.25 | 69.25 | 2
2023/24 | 241.75 | 69.25 | 3
2023/24 | 242.25 | 69.25 | 1
2023/24 | 242.75 | 69.25 | 2
2023/24 | 243.25 | 69.25 | 4
2023/24 | 243.75 | 69.25 | 5
2023/24 | 244.25 | 69.25 | 1
2023/24 | 244.75 | 69.25 | 3
2023/24 | 245.75 | 69.25 | 3
2023/24 | 246.25 | 69.25 | 1
2023/24 | 246.75 | 69.25 | 2
2023/24 | 247.75 | 69.25 | 1
2023/24 | 248.25 | 69.25 | 1
2023/24 | 248.75 | 69.25 | 3
2023/24 | 249.25 | 69.25 | 1
2023/24 | 249.75 | 69.25 | 1
2023/24 | 250.25 | 69.25 | 1
2023/24 | 250.75 | 69.25 | 2
2023/24 | 251.25 | 69.25 | 1
2023/24 | 251.75 | 69.25 | 1
2023/24 | 253.25 | 69.25 | 1
2023/24 | 254.25 | 69.25 | 1
2023/24 | 254.75 | 69.25 | 2
2023/24 | 255.25 | 69.25 | 2
2023/24 | 255.75 | 69.25 | 1
2023/24 | 257.25 | 69.25 | 1
2023/24 | 257.75 | 69.25 | 1
2023/24 | 258.25 | 69.25 | 2
2023/24 | 258.75 | 69.25 | 1
2023/24 | 259.75 | 69.25 | 2
2023/24 | 260.25 | 69.25 | 1
2023/24 | 262.25 | 69.25 | 1
2023/24 | 262.75 | 69.25 | 1
2023/24 | 263.75 | 69.25 | 2
2023/24 | 264.25 | 69.25 | 2
2023/24 | 264.75 | 69.25 | 1
2023/24 | 265.25 | 69.25 | 1
2023/24 | 265.75 | 69.25 | 2
2023/24 | 266.25 | 69.25 | 1
2023/24 | 267.75 | 69.25 | 1
2023/24 | 269.25 | 69.25 | 1
2023/24 | 269.75 | 69.25 | 1
2023/24 | 270.25 | 69.25 | 2
2023/24 | 271.25 | 69.25 | 1
2023/24 | 273.25 | 69.25 | 1
2023/24 | 273.75 | 69.25 | 1
2023/24 | 274.25 | 69.25 | 2
2023/24 | 275.25 | 69.25 | 1
2023/24 | 277.75 | 69.25 | 3
2023/24 | 278.25 | 69.25 | 1
2023/24 | 279.25 | 69.25 | 1
2023/24 | 279.75 | 69.25 | 2
2023/24 | 280.25 | 69.25 | 1
2023/24 | 280.75 | 69.25 | 2
2023/24 | 281.25 | 69.25 | 1
2023/24 | 282.25 | 69.25 | 1
2023/24 | 284.25 | 69.25 | 1
2023/24 | 286.25 | 69.25 | 1
2023/24 | 287.25 | 69.25 | 2
2023/24 | 288.25 | 69.25 | 1
2023/24 | 288.75 | 69.25 | 4
2023/24 | 289.25 | 69.25 | 2
2023/24 | 292.75 | 69.25 | 1
2023/24 | 294.25 | 69.25 | 1
2023/24 | 296.25 | 69.25 | 1
2023/24 | 296.75 | 69.25 | 1
2023/24 | 304.25 | 69.25 | 1
2023/24 | 305.25 | 69.25 | 1
2023/24 | 310.25 | 69.25 | 1
2023/24 | 311.75 | 69.25 | 1
2023/24 | 318.75 | 69.25 | 1
2023/24 | 325.25 | 69.25 | 1
2023/24 | 326.25 | 69.25 | 1
2023/24 | 327.25 | 69.25 | 1
2023/24 | 327.75 | 69.25 | 1
2023/24 | 338.75 | 69.25 | 1
2023/24 | 368.75 | 69.25 | 1
2023/24 | 89.75 | 69.75 | 1
2023/24 | 102.25 | 69.75 | 2
2023/24 | 105.25 | 69.75 | 1
2023/24 | 105.75 | 69.75 | 1
2023/24 | 106.25 | 69.75 | 1
2023/24 | 106.75 | 69.75 | 1
2023/24 | 110.75 | 69.75 | 1
2023/24 | 111.75 | 69.75 | 2
2023/24 | 112.25 | 69.75 | 1
2023/24 | 112.75 | 69.75 | 1
2023/24 | 113.25 | 69.75 | 4
2023/24 | 114.25 | 69.75 | 5
2023/24 | 114.75 | 69.75 | 2
2023/24 | 115.25 | 69.75 | 2
2023/24 | 115.75 | 69.75 | 6
2023/24 | 116.25 | 69.75 | 3
2023/24 | 116.75 | 69.75 | 1
2023/24 | 117.25 | 69.75 | 1
2023/24 | 117.75 | 69.75 | 2
2023/24 | 118.25 | 69.75 | 7
2023/24 | 118.75 | 69.75 | 7
2023/24 | 119.25 | 69.75 | 8
2023/24 | 119.75 | 69.75 | 7
2023/24 | 120.25 | 69.75 | 9
2023/24 | 120.75 | 69.75 | 4
2023/24 | 121.25 | 69.75 | 8
2023/24 | 121.75 | 69.75 | 6
2023/24 | 122.25 | 69.75 | 8
2023/24 | 122.75 | 69.75 | 10
2023/24 | 123.25 | 69.75 | 7
2023/24 | 123.75 | 69.75 | 7
2023/24 | 124.25 | 69.75 | 16
2023/24 | 124.75 | 69.75 | 21
2023/24 | 125.25 | 69.75 | 14
2023/24 | 125.75 | 69.75 | 22
2023/24 | 126.25 | 69.75 | 13
2023/24 | 126.75 | 69.75 | 22
2023/24 | 127.25 | 69.75 | 26
2023/24 | 127.75 | 69.75 | 19
2023/24 | 128.25 | 69.75 | 24
2023/24 | 128.75 | 69.75 | 17
2023/24 | 129.25 | 69.75 | 24
2023/24 | 129.75 | 69.75 | 34
2023/24 | 130.25 | 69.75 | 21
2023/24 | 130.75 | 69.75 | 38
2023/24 | 131.25 | 69.75 | 50
2023/24 | 131.75 | 69.75 | 38
2023/24 | 132.25 | 69.75 | 44
2023/24 | 132.75 | 69.75 | 47
2023/24 | 133.25 | 69.75 | 42
2023/24 | 133.75 | 69.75 | 40
2023/24 | 134.25 | 69.75 | 46
2023/24 | 134.75 | 69.75 | 47
2023/24 | 135.25 | 69.75 | 60
2023/24 | 135.75 | 69.75 | 53
2023/24 | 136.25 | 69.75 | 49
2023/24 | 136.75 | 69.75 | 47
2023/24 | 137.25 | 69.75 | 63
2023/24 | 137.75 | 69.75 | 72
2023/24 | 138.25 | 69.75 | 68
2023/24 | 138.75 | 69.75 | 66
2023/24 | 139.25 | 69.75 | 73
2023/24 | 139.75 | 69.75 | 74
2023/24 | 140.25 | 69.75 | 72
2023/24 | 140.75 | 69.75 | 79
2023/24 | 141.25 | 69.75 | 76
2023/24 | 141.75 | 69.75 | 94
2023/24 | 142.25 | 69.75 | 85
2023/24 | 142.75 | 69.75 | 93
2023/24 | 143.25 | 69.75 | 100
2023/24 | 143.75 | 69.75 | 82
2023/24 | 144.25 | 69.75 | 96
2023/24 | 144.75 | 69.75 | 80
2023/24 | 145.25 | 69.75 | 114
2023/24 | 145.75 | 69.75 | 109
2023/24 | 146.25 | 69.75 | 110
2023/24 | 146.75 | 69.75 | 128
2023/24 | 147.25 | 69.75 | 127
2023/24 | 147.75 | 69.75 | 134
2023/24 | 148.25 | 69.75 | 124
2023/24 | 148.75 | 69.75 | 122
2023/24 | 149.25 | 69.75 | 125
2023/24 | 149.75 | 69.75 | 126
2023/24 | 150.25 | 69.75 | 121
2023/24 | 150.75 | 69.75 | 137
2023/24 | 151.25 | 69.75 | 137
2023/24 | 151.75 | 69.75 | 134
2023/24 | 152.25 | 69.75 | 156
2023/24 | 152.75 | 69.75 | 135
2023/24 | 153.25 | 69.75 | 124
2023/24 | 153.75 | 69.75 | 152
2023/24 | 154.25 | 69.75 | 140
2023/24 | 154.75 | 69.75 | 149
2023/24 | 155.25 | 69.75 | 144
2023/24 | 155.75 | 69.75 | 132
2023/24 | 156.25 | 69.75 | 138
2023/24 | 156.75 | 69.75 | 153
2023/24 | 157.25 | 69.75 | 142
2023/24 | 157.75 | 69.75 | 140
2023/24 | 158.25 | 69.75 | 140
2023/24 | 158.75 | 69.75 | 154
2023/24 | 159.25 | 69.75 | 147
2023/24 | 159.75 | 69.75 | 136
2023/24 | 160.25 | 69.75 | 166
2023/24 | 160.75 | 69.75 | 151
2023/24 | 161.25 | 69.75 | 158
2023/24 | 161.75 | 69.75 | 165
2023/24 | 162.25 | 69.75 | 157
2023/24 | 162.75 | 69.75 | 154
2023/24 | 163.25 | 69.75 | 159
2023/24 | 163.75 | 69.75 | 142
2023/24 | 164.25 | 69.75 | 160
2023/24 | 164.75 | 69.75 | 153
2023/24 | 165.25 | 69.75 | 144
2023/24 | 165.75 | 69.75 | 130
2023/24 | 166.25 | 69.75 | 144
2023/24 | 166.75 | 69.75 | 152
2023/24 | 167.25 | 69.75 | 129
2023/24 | 167.75 | 69.75 | 132
2023/24 | 168.25 | 69.75 | 151
2023/24 | 168.75 | 69.75 | 131
2023/24 | 169.25 | 69.75 | 140
2023/24 | 169.75 | 69.75 | 153
2023/24 | 170.25 | 69.75 | 137
2023/24 | 170.75 | 69.75 | 113
2023/24 | 171.25 | 69.75 | 121
2023/24 | 171.75 | 69.75 | 122
2023/24 | 172.25 | 69.75 | 147
2023/24 | 172.75 | 69.75 | 102
2023/24 | 173.25 | 69.75 | 114
2023/24 | 173.75 | 69.75 | 103
2023/24 | 174.25 | 69.75 | 140
2023/24 | 174.75 | 69.75 | 105
2023/24 | 175.25 | 69.75 | 115
2023/24 | 175.75 | 69.75 | 123
2023/24 | 176.25 | 69.75 | 109
2023/24 | 176.75 | 69.75 | 110
2023/24 | 177.25 | 69.75 | 89
2023/24 | 177.75 | 69.75 | 108
2023/24 | 178.25 | 69.75 | 105
2023/24 | 178.75 | 69.75 | 116
2023/24 | 179.25 | 69.75 | 82
2023/24 | 179.75 | 69.75 | 94
2023/24 | 180.25 | 69.75 | 93
2023/24 | 180.75 | 69.75 | 63
2023/24 | 181.25 | 69.75 | 78
2023/24 | 181.75 | 69.75 | 73
2023/24 | 182.25 | 69.75 | 91
2023/24 | 182.75 | 69.75 | 73
2023/24 | 183.25 | 69.75 | 61
2023/24 | 183.75 | 69.75 | 66
2023/24 | 184.25 | 69.75 | 68
2023/24 | 184.75 | 69.75 | 64
2023/24 | 185.25 | 69.75 | 48
2023/24 | 185.75 | 69.75 | 71
2023/24 | 186.25 | 69.75 | 64
2023/24 | 186.75 | 69.75 | 48
2023/24 | 187.25 | 69.75 | 62
2023/24 | 187.75 | 69.75 | 56
2023/24 | 188.25 | 69.75 | 48
2023/24 | 188.75 | 69.75 | 57
2023/24 | 189.25 | 69.75 | 61
2023/24 | 189.75 | 69.75 | 53
2023/24 | 190.25 | 69.75 | 62
2023/24 | 190.75 | 69.75 | 57
2023/24 | 191.25 | 69.75 | 56
2023/24 | 191.75 | 69.75 | 51
2023/24 | 192.25 | 69.75 | 50
2023/24 | 192.75 | 69.75 | 46
2023/24 | 193.25 | 69.75 | 50
2023/24 | 193.75 | 69.75 | 34
2023/24 | 194.25 | 69.75 | 41
2023/24 | 194.75 | 69.75 | 33
2023/24 | 195.25 | 69.75 | 27
2023/24 | 195.75 | 69.75 | 39
2023/24 | 196.25 | 69.75 | 26
2023/24 | 196.75 | 69.75 | 26
2023/24 | 197.25 | 69.75 | 28
2023/24 | 197.75 | 69.75 | 34
2023/24 | 198.25 | 69.75 | 34
2023/24 | 198.75 | 69.75 | 34
2023/24 | 199.25 | 69.75 | 15
2023/24 | 199.75 | 69.75 | 27
2023/24 | 200.25 | 69.75 | 24
2023/24 | 200.75 | 69.75 | 26
2023/24 | 201.25 | 69.75 | 25
2023/24 | 201.75 | 69.75 | 13
2023/24 | 202.25 | 69.75 | 27
2023/24 | 202.75 | 69.75 | 19
2023/24 | 203.25 | 69.75 | 24
2023/24 | 203.75 | 69.75 | 32
2023/24 | 204.25 | 69.75 | 24
2023/24 | 204.75 | 69.75 | 17
2023/24 | 205.25 | 69.75 | 15
2023/24 | 205.75 | 69.75 | 21
2023/24 | 206.25 | 69.75 | 18
2023/24 | 206.75 | 69.75 | 19
2023/24 | 207.25 | 69.75 | 20
2023/24 | 207.75 | 69.75 | 14
2023/24 | 208.25 | 69.75 | 11
2023/24 | 208.75 | 69.75 | 14
2023/24 | 209.25 | 69.75 | 15
2023/24 | 209.75 | 69.75 | 15
2023/24 | 210.25 | 69.75 | 18
2023/24 | 210.75 | 69.75 | 18
2023/24 | 211.25 | 69.75 | 12
2023/24 | 211.75 | 69.75 | 16
2023/24 | 212.25 | 69.75 | 14
2023/24 | 212.75 | 69.75 | 10
2023/24 | 213.25 | 69.75 | 9
2023/24 | 213.75 | 69.75 | 11
2023/24 | 214.25 | 69.75 | 15
2023/24 | 214.75 | 69.75 | 16
2023/24 | 215.25 | 69.75 | 9
2023/24 | 215.75 | 69.75 | 12
2023/24 | 216.25 | 69.75 | 14
2023/24 | 216.75 | 69.75 | 18
2023/24 | 217.25 | 69.75 | 13
2023/24 | 217.75 | 69.75 | 11
2023/24 | 218.25 | 69.75 | 9
2023/24 | 218.75 | 69.75 | 11
2023/24 | 219.25 | 69.75 | 9
2023/24 | 219.75 | 69.75 | 11
2023/24 | 220.25 | 69.75 | 9
2023/24 | 220.75 | 69.75 | 14
2023/24 | 221.25 | 69.75 | 6
2023/24 | 221.75 | 69.75 | 10
2023/24 | 222.25 | 69.75 | 3
2023/24 | 222.75 | 69.75 | 7
2023/24 | 223.25 | 69.75 | 5
2023/24 | 223.75 | 69.75 | 7
2023/24 | 224.25 | 69.75 | 8
2023/24 | 224.75 | 69.75 | 10
2023/24 | 225.25 | 69.75 | 7
2023/24 | 225.75 | 69.75 | 7
2023/24 | 226.25 | 69.75 | 6
2023/24 | 226.75 | 69.75 | 11
2023/24 | 227.25 | 69.75 | 8
2023/24 | 227.75 | 69.75 | 3
2023/24 | 228.25 | 69.75 | 6
2023/24 | 228.75 | 69.75 | 6
2023/24 | 229.75 | 69.75 | 4
2023/24 | 230.25 | 69.75 | 4
2023/24 | 230.75 | 69.75 | 6
2023/24 | 231.25 | 69.75 | 3
2023/24 | 231.75 | 69.75 | 2
2023/24 | 232.25 | 69.75 | 2
2023/24 | 232.75 | 69.75 | 6
2023/24 | 233.25 | 69.75 | 3
2023/24 | 233.75 | 69.75 | 4
2023/24 | 234.25 | 69.75 | 5
2023/24 | 234.75 | 69.75 | 2
2023/24 | 235.25 | 69.75 | 4
2023/24 | 235.75 | 69.75 | 2
2023/24 | 236.25 | 69.75 | 7
2023/24 | 236.75 | 69.75 | 3
2023/24 | 237.25 | 69.75 | 3
2023/24 | 237.75 | 69.75 | 7
2023/24 | 238.25 | 69.75 | 2
2023/24 | 238.75 | 69.75 | 3
2023/24 | 239.25 | 69.75 | 5
2023/24 | 239.75 | 69.75 | 4
2023/24 | 240.25 | 69.75 | 3
2023/24 | 240.75 | 69.75 | 2
2023/24 | 241.25 | 69.75 | 1
2023/24 | 241.75 | 69.75 | 6
2023/24 | 242.25 | 69.75 | 6
2023/24 | 242.75 | 69.75 | 2
2023/24 | 243.25 | 69.75 | 1
2023/24 | 243.75 | 69.75 | 6
2023/24 | 244.25 | 69.75 | 2
2023/24 | 244.75 | 69.75 | 3
2023/24 | 245.25 | 69.75 | 1
2023/24 | 245.75 | 69.75 | 3
2023/24 | 246.25 | 69.75 | 2
2023/24 | 246.75 | 69.75 | 1
2023/24 | 247.25 | 69.75 | 3
2023/24 | 247.75 | 69.75 | 1
2023/24 | 248.25 | 69.75 | 2
2023/24 | 248.75 | 69.75 | 3
2023/24 | 249.25 | 69.75 | 3
2023/24 | 249.75 | 69.75 | 1
2023/24 | 250.25 | 69.75 | 4
2023/24 | 250.75 | 69.75 | 1
2023/24 | 251.75 | 69.75 | 5
2023/24 | 252.25 | 69.75 | 1
2023/24 | 253.75 | 69.75 | 3
2023/24 | 254.25 | 69.75 | 2
2023/24 | 254.75 | 69.75 | 1
2023/24 | 255.25 | 69.75 | 1
2023/24 | 255.75 | 69.75 | 3
2023/24 | 256.25 | 69.75 | 1
2023/24 | 257.25 | 69.75 | 2
2023/24 | 257.75 | 69.75 | 1
2023/24 | 258.25 | 69.75 | 1
2023/24 | 258.75 | 69.75 | 4
2023/24 | 259.25 | 69.75 | 1
2023/24 | 259.75 | 69.75 | 1
2023/24 | 260.75 | 69.75 | 3
2023/24 | 261.75 | 69.75 | 3
2023/24 | 262.25 | 69.75 | 1
2023/24 | 262.75 | 69.75 | 3
2023/24 | 263.25 | 69.75 | 2
2023/24 | 263.75 | 69.75 | 2
2023/24 | 264.25 | 69.75 | 1
2023/24 | 264.75 | 69.75 | 2
2023/24 | 265.25 | 69.75 | 1
2023/24 | 266.25 | 69.75 | 1
2023/24 | 266.75 | 69.75 | 1
2023/24 | 267.25 | 69.75 | 1
2023/24 | 267.75 | 69.75 | 1
2023/24 | 268.75 | 69.75 | 2
2023/24 | 269.75 | 69.75 | 2
2023/24 | 270.25 | 69.75 | 1
2023/24 | 272.25 | 69.75 | 2
2023/24 | 272.75 | 69.75 | 1
2023/24 | 273.25 | 69.75 | 1
2023/24 | 273.75 | 69.75 | 1
2023/24 | 275.25 | 69.75 | 1
2023/24 | 276.25 | 69.75 | 1
2023/24 | 278.25 | 69.75 | 2
2023/24 | 279.25 | 69.75 | 1
2023/24 | 279.75 | 69.75 | 1
2023/24 | 280.75 | 69.75 | 1
2023/24 | 281.25 | 69.75 | 2
2023/24 | 281.75 | 69.75 | 1
2023/24 | 282.75 | 69.75 | 2
2023/24 | 283.75 | 69.75 | 2
2023/24 | 284.75 | 69.75 | 2
2023/24 | 287.75 | 69.75 | 1
2023/24 | 289.25 | 69.75 | 1
2023/24 | 293.25 | 69.75 | 1
2023/24 | 294.25 | 69.75 | 1
2023/24 | 295.25 | 69.75 | 1
2023/24 | 299.75 | 69.75 | 2
2023/24 | 301.75 | 69.75 | 1
2023/24 | 302.75 | 69.75 | 1
2023/24 | 309.25 | 69.75 | 2
2023/24 | 310.25 | 69.75 | 3
2023/24 | 310.75 | 69.75 | 1
2023/24 | 312.75 | 69.75 | 1
2023/24 | 314.25 | 69.75 | 1
2023/24 | 317.25 | 69.75 | 1
2023/24 | 326.25 | 69.75 | 1
2023/24 | 326.75 | 69.75 | 1
2023/24 | 329.25 | 69.75 | 1
2023/24 | 334.25 | 69.75 | 1
2023/24 | 340.25 | 69.75 | 1
2023/24 | 347.75 | 69.75 | 1
2023/24 | 360.75 | 69.75 | 1
2023/24 | 384.75 | 69.75 | 1
2023/24 | 97.75 | 70.25 | 1
2023/24 | 99.75 | 70.25 | 1
2023/24 | 105.25 | 70.25 | 1
2023/24 | 106.25 | 70.25 | 1
2023/24 | 106.75 | 70.25 | 1
2023/24 | 108.25 | 70.25 | 1
2023/24 | 109.25 | 70.25 | 2
2023/24 | 109.75 | 70.25 | 1
2023/24 | 111.25 | 70.25 | 1
2023/24 | 111.75 | 70.25 | 2
2023/24 | 112.25 | 70.25 | 1
2023/24 | 113.75 | 70.25 | 2
2023/24 | 114.25 | 70.25 | 3
2023/24 | 114.75 | 70.25 | 1
2023/24 | 115.25 | 70.25 | 1
2023/24 | 115.75 | 70.25 | 3
2023/24 | 116.75 | 70.25 | 7
2023/24 | 117.25 | 70.25 | 2
2023/24 | 117.75 | 70.25 | 2
2023/24 | 118.25 | 70.25 | 3
2023/24 | 118.75 | 70.25 | 9
2023/24 | 119.25 | 70.25 | 1
2023/24 | 119.75 | 70.25 | 10
2023/24 | 120.25 | 70.25 | 6
2023/24 | 120.75 | 70.25 | 7
2023/24 | 121.25 | 70.25 | 6
2023/24 | 121.75 | 70.25 | 9
2023/24 | 122.25 | 70.25 | 9
2023/24 | 122.75 | 70.25 | 10
2023/24 | 123.25 | 70.25 | 14
2023/24 | 123.75 | 70.25 | 10
2023/24 | 124.25 | 70.25 | 14
2023/24 | 124.75 | 70.25 | 13
2023/24 | 125.25 | 70.25 | 16
2023/24 | 125.75 | 70.25 | 13
2023/24 | 126.25 | 70.25 | 15
2023/24 | 126.75 | 70.25 | 18
2023/24 | 127.25 | 70.25 | 18
2023/24 | 127.75 | 70.25 | 28
2023/24 | 128.25 | 70.25 | 21
2023/24 | 128.75 | 70.25 | 20
2023/24 | 129.25 | 70.25 | 24
2023/24 | 129.75 | 70.25 | 32
2023/24 | 130.25 | 70.25 | 25
2023/24 | 130.75 | 70.25 | 30
2023/24 | 131.25 | 70.25 | 29
2023/24 | 131.75 | 70.25 | 29
2023/24 | 132.25 | 70.25 | 31
2023/24 | 132.75 | 70.25 | 44
2023/24 | 133.25 | 70.25 | 40
2023/24 | 133.75 | 70.25 | 49
2023/24 | 134.25 | 70.25 | 46
2023/24 | 134.75 | 70.25 | 44
2023/24 | 135.25 | 70.25 | 53
2023/24 | 135.75 | 70.25 | 54
2023/24 | 136.25 | 70.25 | 67
2023/24 | 136.75 | 70.25 | 53
2023/24 | 137.25 | 70.25 | 60
2023/24 | 137.75 | 70.25 | 64
2023/24 | 138.25 | 70.25 | 56
2023/24 | 138.75 | 70.25 | 62
2023/24 | 139.25 | 70.25 | 69
2023/24 | 139.75 | 70.25 | 72
2023/24 | 140.25 | 70.25 | 79
2023/24 | 140.75 | 70.25 | 91
2023/24 | 141.25 | 70.25 | 82
2023/24 | 141.75 | 70.25 | 81
2023/24 | 142.25 | 70.25 | 75
2023/24 | 142.75 | 70.25 | 108
2023/24 | 143.25 | 70.25 | 82
2023/24 | 143.75 | 70.25 | 82
2023/24 | 144.25 | 70.25 | 86
2023/24 | 144.75 | 70.25 | 106
2023/24 | 145.25 | 70.25 | 88
2023/24 | 145.75 | 70.25 | 123
2023/24 | 146.25 | 70.25 | 107
2023/24 | 146.75 | 70.25 | 105
2023/24 | 147.25 | 70.25 | 117
2023/24 | 147.75 | 70.25 | 115
2023/24 | 148.25 | 70.25 | 121
2023/24 | 148.75 | 70.25 | 126
2023/24 | 149.25 | 70.25 | 143
2023/24 | 149.75 | 70.25 | 124
2023/24 | 150.25 | 70.25 | 107
2023/24 | 150.75 | 70.25 | 117
2023/24 | 151.25 | 70.25 | 113
2023/24 | 151.75 | 70.25 | 154
2023/24 | 152.25 | 70.25 | 156
2023/24 | 152.75 | 70.25 | 137
2023/24 | 153.25 | 70.25 | 136
2023/24 | 153.75 | 70.25 | 119
2023/24 | 154.25 | 70.25 | 145
2023/24 | 154.75 | 70.25 | 143
2023/24 | 155.25 | 70.25 | 147
2023/24 | 155.75 | 70.25 | 148
2023/24 | 156.25 | 70.25 | 152
2023/24 | 156.75 | 70.25 | 151
2023/24 | 157.25 | 70.25 | 151
2023/24 | 157.75 | 70.25 | 175
2023/24 | 158.25 | 70.25 | 163
2023/24 | 158.75 | 70.25 | 166
2023/24 | 159.25 | 70.25 | 140
2023/24 | 159.75 | 70.25 | 144
2023/24 | 160.25 | 70.25 | 150
2023/24 | 160.75 | 70.25 | 141
2023/24 | 161.25 | 70.25 | 159
2023/24 | 161.75 | 70.25 | 148
2023/24 | 162.25 | 70.25 | 165
2023/24 | 162.75 | 70.25 | 162
2023/24 | 163.25 | 70.25 | 149
2023/24 | 163.75 | 70.25 | 161
2023/24 | 164.25 | 70.25 | 158
2023/24 | 164.75 | 70.25 | 153
2023/24 | 165.25 | 70.25 | 147
2023/24 | 165.75 | 70.25 | 145
2023/24 | 166.25 | 70.25 | 131
2023/24 | 166.75 | 70.25 | 150
2023/24 | 167.25 | 70.25 | 146
2023/24 | 167.75 | 70.25 | 150
2023/24 | 168.25 | 70.25 | 134
2023/24 | 168.75 | 70.25 | 136
2023/24 | 169.25 | 70.25 | 142
2023/24 | 169.75 | 70.25 | 113
2023/24 | 170.25 | 70.25 | 156
2023/24 | 170.75 | 70.25 | 132
2023/24 | 171.25 | 70.25 | 135
2023/24 | 171.75 | 70.25 | 114
2023/24 | 172.25 | 70.25 | 133
2023/24 | 172.75 | 70.25 | 130
2023/24 | 173.25 | 70.25 | 129
2023/24 | 173.75 | 70.25 | 137
2023/24 | 174.25 | 70.25 | 109
2023/24 | 174.75 | 70.25 | 113
2023/24 | 175.25 | 70.25 | 113
2023/24 | 175.75 | 70.25 | 102
2023/24 | 176.25 | 70.25 | 116
2023/24 | 176.75 | 70.25 | 100
2023/24 | 177.25 | 70.25 | 98
2023/24 | 177.75 | 70.25 | 101
2023/24 | 178.25 | 70.25 | 100
2023/24 | 178.75 | 70.25 | 89
2023/24 | 179.25 | 70.25 | 118
2023/24 | 179.75 | 70.25 | 89
2023/24 | 180.25 | 70.25 | 92
2023/24 | 180.75 | 70.25 | 71
2023/24 | 181.25 | 70.25 | 99
2023/24 | 181.75 | 70.25 | 83
2023/24 | 182.25 | 70.25 | 76
2023/24 | 182.75 | 70.25 | 84
2023/24 | 183.25 | 70.25 | 73
2023/24 | 183.75 | 70.25 | 73
2023/24 | 184.25 | 70.25 | 63
2023/24 | 184.75 | 70.25 | 56
2023/24 | 185.25 | 70.25 | 73
2023/24 | 185.75 | 70.25 | 57
2023/24 | 186.25 | 70.25 | 77
2023/24 | 186.75 | 70.25 | 69
2023/24 | 187.25 | 70.25 | 63
2023/24 | 187.75 | 70.25 | 39
2023/24 | 188.25 | 70.25 | 59
2023/24 | 188.75 | 70.25 | 50
2023/24 | 189.25 | 70.25 | 64
2023/24 | 189.75 | 70.25 | 58
2023/24 | 190.25 | 70.25 | 57
2023/24 | 190.75 | 70.25 | 43
2023/24 | 191.25 | 70.25 | 34
2023/24 | 191.75 | 70.25 | 37
2023/24 | 192.25 | 70.25 | 38
2023/24 | 192.75 | 70.25 | 51
2023/24 | 193.25 | 70.25 | 39
2023/24 | 193.75 | 70.25 | 33
2023/24 | 194.25 | 70.25 | 36
2023/24 | 194.75 | 70.25 | 41
2023/24 | 195.25 | 70.25 | 41
2023/24 | 195.75 | 70.25 | 33
2023/24 | 196.25 | 70.25 | 35
2023/24 | 196.75 | 70.25 | 32
2023/24 | 197.25 | 70.25 | 39
2023/24 | 197.75 | 70.25 | 31
2023/24 | 198.25 | 70.25 | 24
2023/24 | 198.75 | 70.25 | 28
2023/24 | 199.25 | 70.25 | 29
2023/24 | 199.75 | 70.25 | 36
2023/24 | 200.25 | 70.25 | 30
2023/24 | 200.75 | 70.25 | 25
2023/24 | 201.25 | 70.25 | 23
2023/24 | 201.75 | 70.25 | 28
2023/24 | 202.25 | 70.25 | 20
2023/24 | 202.75 | 70.25 | 19
2023/24 | 203.25 | 70.25 | 26
2023/24 | 203.75 | 70.25 | 21
2023/24 | 204.25 | 70.25 | 32
2023/24 | 204.75 | 70.25 | 23
2023/24 | 205.25 | 70.25 | 19
2023/24 | 205.75 | 70.25 | 20
2023/24 | 206.25 | 70.25 | 28
2023/24 | 206.75 | 70.25 | 16
2023/24 | 207.25 | 70.25 | 13
2023/24 | 207.75 | 70.25 | 12
2023/24 | 208.25 | 70.25 | 22
2023/24 | 208.75 | 70.25 | 10
2023/24 | 209.25 | 70.25 | 18
2023/24 | 209.75 | 70.25 | 14
2023/24 | 210.25 | 70.25 | 20
2023/24 | 210.75 | 70.25 | 13
2023/24 | 211.25 | 70.25 | 15
2023/24 | 211.75 | 70.25 | 13
2023/24 | 212.25 | 70.25 | 19
2023/24 | 212.75 | 70.25 | 17
2023/24 | 213.25 | 70.25 | 12
2023/24 | 213.75 | 70.25 | 14
2023/24 | 214.25 | 70.25 | 14
2023/24 | 214.75 | 70.25 | 9
2023/24 | 215.25 | 70.25 | 20
2023/24 | 215.75 | 70.25 | 8
2023/24 | 216.25 | 70.25 | 8
2023/24 | 216.75 | 70.25 | 9
2023/24 | 217.25 | 70.25 | 7
2023/24 | 217.75 | 70.25 | 9
2023/24 | 218.25 | 70.25 | 12
2023/24 | 218.75 | 70.25 | 15
2023/24 | 219.25 | 70.25 | 15
2023/24 | 219.75 | 70.25 | 7
2023/24 | 220.25 | 70.25 | 11
2023/24 | 220.75 | 70.25 | 4
2023/24 | 221.25 | 70.25 | 10
2023/24 | 221.75 | 70.25 | 8
2023/24 | 222.25 | 70.25 | 10
2023/24 | 222.75 | 70.25 | 7
2023/24 | 223.25 | 70.25 | 12
2023/24 | 223.75 | 70.25 | 4
2023/24 | 224.25 | 70.25 | 8
2023/24 | 224.75 | 70.25 | 4
2023/24 | 225.25 | 70.25 | 7
2023/24 | 225.75 | 70.25 | 8
2023/24 | 226.25 | 70.25 | 7
2023/24 | 226.75 | 70.25 | 10
2023/24 | 227.25 | 70.25 | 6
2023/24 | 227.75 | 70.25 | 6
2023/24 | 228.25 | 70.25 | 2
2023/24 | 228.75 | 70.25 | 6
2023/24 | 229.25 | 70.25 | 9
2023/24 | 229.75 | 70.25 | 9
2023/24 | 230.25 | 70.25 | 3
2023/24 | 230.75 | 70.25 | 6
2023/24 | 231.25 | 70.25 | 3
2023/24 | 231.75 | 70.25 | 7
2023/24 | 232.25 | 70.25 | 2
2023/24 | 232.75 | 70.25 | 4
2023/24 | 233.25 | 70.25 | 4
2023/24 | 233.75 | 70.25 | 4
2023/24 | 234.25 | 70.25 | 5
2023/24 | 234.75 | 70.25 | 3
2023/24 | 235.25 | 70.25 | 2
2023/24 | 235.75 | 70.25 | 2
2023/24 | 236.25 | 70.25 | 4
2023/24 | 236.75 | 70.25 | 5
2023/24 | 237.25 | 70.25 | 5
2023/24 | 238.25 | 70.25 | 5
2023/24 | 238.75 | 70.25 | 1
2023/24 | 239.25 | 70.25 | 1
2023/24 | 239.75 | 70.25 | 3
2023/24 | 240.25 | 70.25 | 5
2023/24 | 240.75 | 70.25 | 2
2023/24 | 241.25 | 70.25 | 1
2023/24 | 241.75 | 70.25 | 4
2023/24 | 242.25 | 70.25 | 4
2023/24 | 242.75 | 70.25 | 3
2023/24 | 243.25 | 70.25 | 1
2023/24 | 243.75 | 70.25 | 2
2023/24 | 244.25 | 70.25 | 5
2023/24 | 244.75 | 70.25 | 3
2023/24 | 245.25 | 70.25 | 1
2023/24 | 245.75 | 70.25 | 4
2023/24 | 246.25 | 70.25 | 2
2023/24 | 246.75 | 70.25 | 2
2023/24 | 247.25 | 70.25 | 1
2023/24 | 247.75 | 70.25 | 1
2023/24 | 248.25 | 70.25 | 3
2023/24 | 249.25 | 70.25 | 2
2023/24 | 249.75 | 70.25 | 3
2023/24 | 250.25 | 70.25 | 3
2023/24 | 250.75 | 70.25 | 3
2023/24 | 251.25 | 70.25 | 3
2023/24 | 251.75 | 70.25 | 2
2023/24 | 252.25 | 70.25 | 1
2023/24 | 252.75 | 70.25 | 1
2023/24 | 253.25 | 70.25 | 3
2023/24 | 253.75 | 70.25 | 1
2023/24 | 254.25 | 70.25 | 3
2023/24 | 254.75 | 70.25 | 1
2023/24 | 255.25 | 70.25 | 3
2023/24 | 255.75 | 70.25 | 2
2023/24 | 256.75 | 70.25 | 3
2023/24 | 257.25 | 70.25 | 1
2023/24 | 258.25 | 70.25 | 2
2023/24 | 258.75 | 70.25 | 1
2023/24 | 259.25 | 70.25 | 3
2023/24 | 259.75 | 70.25 | 1
2023/24 | 260.25 | 70.25 | 1
2023/24 | 261.75 | 70.25 | 3
2023/24 | 262.25 | 70.25 | 1
2023/24 | 262.75 | 70.25 | 3
2023/24 | 263.75 | 70.25 | 3
2023/24 | 264.25 | 70.25 | 2
2023/24 | 264.75 | 70.25 | 2
2023/24 | 265.25 | 70.25 | 1
2023/24 | 265.75 | 70.25 | 1
2023/24 | 266.25 | 70.25 | 3
2023/24 | 266.75 | 70.25 | 2
2023/24 | 267.25 | 70.25 | 1
2023/24 | 267.75 | 70.25 | 1
2023/24 | 268.25 | 70.25 | 2
2023/24 | 268.75 | 70.25 | 2
2023/24 | 269.75 | 70.25 | 3
2023/24 | 272.75 | 70.25 | 2
2023/24 | 273.25 | 70.25 | 2
2023/24 | 273.75 | 70.25 | 3
2023/24 | 274.25 | 70.25 | 1
2023/24 | 275.75 | 70.25 | 3
2023/24 | 276.75 | 70.25 | 1
2023/24 | 277.25 | 70.25 | 1
2023/24 | 277.75 | 70.25 | 5
2023/24 | 278.25 | 70.25 | 1
2023/24 | 282.25 | 70.25 | 1
2023/24 | 282.75 | 70.25 | 1
2023/24 | 283.75 | 70.25 | 1
2023/24 | 285.25 | 70.25 | 1
2023/24 | 288.75 | 70.25 | 1
2023/24 | 289.75 | 70.25 | 1
2023/24 | 291.25 | 70.25 | 1
2023/24 | 292.25 | 70.25 | 2
2023/24 | 294.75 | 70.25 | 1
2023/24 | 296.25 | 70.25 | 2
2023/24 | 296.75 | 70.25 | 1
2023/24 | 298.75 | 70.25 | 1
2023/24 | 299.75 | 70.25 | 1
2023/24 | 301.75 | 70.25 | 1
2023/24 | 302.25 | 70.25 | 1
2023/24 | 306.25 | 70.25 | 1
2023/24 | 308.75 | 70.25 | 1
2023/24 | 311.25 | 70.25 | 1
2023/24 | 312.25 | 70.25 | 1
2023/24 | 314.75 | 70.25 | 1
2023/24 | 316.75 | 70.25 | 1
2023/24 | 320.25 | 70.25 | 1
2023/24 | 327.75 | 70.25 | 1
2023/24 | 345.25 | 70.25 | 1
2023/24 | 356.75 | 70.25 | 1
2023/24 | 362.25 | 70.25 | 1
2023/24 | 398.75 | 70.25 | 1
2023/24 | 103.75 | 70.75 | 1
2023/24 | 105.25 | 70.75 | 1
2023/24 | 106.25 | 70.75 | 1
2023/24 | 108.75 | 70.75 | 1
2023/24 | 109.75 | 70.75 | 3
2023/24 | 110.25 | 70.75 | 1
2023/24 | 110.75 | 70.75 | 1
2023/24 | 111.25 | 70.75 | 1
2023/24 | 111.75 | 70.75 | 1
2023/24 | 113.25 | 70.75 | 2
2023/24 | 113.75 | 70.75 | 5
2023/24 | 114.25 | 70.75 | 3
2023/24 | 114.75 | 70.75 | 2
2023/24 | 115.25 | 70.75 | 1
2023/24 | 115.75 | 70.75 | 2
2023/24 | 116.25 | 70.75 | 2
2023/24 | 116.75 | 70.75 | 6
2023/24 | 117.25 | 70.75 | 6
2023/24 | 117.75 | 70.75 | 2
2023/24 | 118.25 | 70.75 | 6
2023/24 | 118.75 | 70.75 | 1
2023/24 | 119.25 | 70.75 | 5
2023/24 | 119.75 | 70.75 | 4
2023/24 | 120.25 | 70.75 | 2
2023/24 | 120.75 | 70.75 | 10
2023/24 | 121.25 | 70.75 | 8
2023/24 | 121.75 | 70.75 | 8
2023/24 | 122.25 | 70.75 | 14
2023/24 | 122.75 | 70.75 | 4
2023/24 | 123.25 | 70.75 | 6
2023/24 | 123.75 | 70.75 | 4
2023/24 | 124.25 | 70.75 | 12
2023/24 | 124.75 | 70.75 | 13
2023/24 | 125.25 | 70.75 | 8
2023/24 | 125.75 | 70.75 | 16
2023/24 | 126.25 | 70.75 | 22
2023/24 | 126.75 | 70.75 | 20
2023/24 | 127.25 | 70.75 | 16
2023/24 | 127.75 | 70.75 | 21
2023/24 | 128.25 | 70.75 | 28
2023/24 | 128.75 | 70.75 | 18
2023/24 | 129.25 | 70.75 | 21
2023/24 | 129.75 | 70.75 | 27
2023/24 | 130.25 | 70.75 | 23
2023/24 | 130.75 | 70.75 | 32
2023/24 | 131.25 | 70.75 | 19
2023/24 | 131.75 | 70.75 | 32
2023/24 | 132.25 | 70.75 | 23
2023/24 | 132.75 | 70.75 | 37
2023/24 | 133.25 | 70.75 | 38
2023/24 | 133.75 | 70.75 | 32
2023/24 | 134.25 | 70.75 | 40
2023/24 | 134.75 | 70.75 | 44
2023/24 | 135.25 | 70.75 | 50
2023/24 | 135.75 | 70.75 | 58
2023/24 | 136.25 | 70.75 | 56
2023/24 | 136.75 | 70.75 | 57
2023/24 | 137.25 | 70.75 | 48
2023/24 | 137.75 | 70.75 | 62
2023/24 | 138.25 | 70.75 | 47
2023/24 | 138.75 | 70.75 | 52
2023/24 | 139.25 | 70.75 | 58
2023/24 | 139.75 | 70.75 | 67
2023/24 | 140.25 | 70.75 | 73
2023/24 | 140.75 | 70.75 | 52
2023/24 | 141.25 | 70.75 | 70
2023/24 | 141.75 | 70.75 | 79
2023/24 | 142.25 | 70.75 | 83
2023/24 | 142.75 | 70.75 | 75
2023/24 | 143.25 | 70.75 | 116
2023/24 | 143.75 | 70.75 | 83
2023/24 | 144.25 | 70.75 | 85
2023/24 | 144.75 | 70.75 | 93
2023/24 | 145.25 | 70.75 | 100
2023/24 | 145.75 | 70.75 | 86
2023/24 | 146.25 | 70.75 | 112
2023/24 | 146.75 | 70.75 | 105
2023/24 | 147.25 | 70.75 | 93
2023/24 | 147.75 | 70.75 | 109
2023/24 | 148.25 | 70.75 | 124
2023/24 | 148.75 | 70.75 | 119
2023/24 | 149.25 | 70.75 | 137
2023/24 | 149.75 | 70.75 | 131
2023/24 | 150.25 | 70.75 | 109
2023/24 | 150.75 | 70.75 | 115
2023/24 | 151.25 | 70.75 | 124
2023/24 | 151.75 | 70.75 | 129
2023/24 | 152.25 | 70.75 | 158
2023/24 | 152.75 | 70.75 | 117
2023/24 | 153.25 | 70.75 | 149
2023/24 | 153.75 | 70.75 | 139
2023/24 | 154.25 | 70.75 | 147
2023/24 | 154.75 | 70.75 | 138
2023/24 | 155.25 | 70.75 | 138
2023/24 | 155.75 | 70.75 | 152
2023/24 | 156.25 | 70.75 | 162
2023/24 | 156.75 | 70.75 | 147
2023/24 | 157.25 | 70.75 | 130
2023/24 | 157.75 | 70.75 | 137
2023/24 | 158.25 | 70.75 | 138
2023/24 | 158.75 | 70.75 | 156
2023/24 | 159.25 | 70.75 | 161
2023/24 | 159.75 | 70.75 | 168
2023/24 | 160.25 | 70.75 | 150
2023/24 | 160.75 | 70.75 | 115
2023/24 | 161.25 | 70.75 | 147
2023/24 | 161.75 | 70.75 | 165
2023/24 | 162.25 | 70.75 | 149
2023/24 | 162.75 | 70.75 | 155
2023/24 | 163.25 | 70.75 | 159
2023/24 | 163.75 | 70.75 | 145
2023/24 | 164.25 | 70.75 | 142
2023/24 | 164.75 | 70.75 | 139
2023/24 | 165.25 | 70.75 | 180
2023/24 | 165.75 | 70.75 | 152
2023/24 | 166.25 | 70.75 | 156
2023/24 | 166.75 | 70.75 | 149
2023/24 | 167.25 | 70.75 | 135
2023/24 | 167.75 | 70.75 | 152
2023/24 | 168.25 | 70.75 | 157
2023/24 | 168.75 | 70.75 | 132
2023/24 | 169.25 | 70.75 | 113
2023/24 | 169.75 | 70.75 | 161
2023/24 | 170.25 | 70.75 | 132
2023/24 | 170.75 | 70.75 | 147
2023/24 | 171.25 | 70.75 | 123
2023/24 | 171.75 | 70.75 | 136
2023/24 | 172.25 | 70.75 | 127
2023/24 | 172.75 | 70.75 | 129
2023/24 | 173.25 | 70.75 | 124
2023/24 | 173.75 | 70.75 | 83
2023/24 | 174.25 | 70.75 | 121
2023/24 | 174.75 | 70.75 | 110
2023/24 | 175.25 | 70.75 | 124
2023/24 | 175.75 | 70.75 | 124
2023/24 | 176.25 | 70.75 | 123
2023/24 | 176.75 | 70.75 | 118
2023/24 | 177.25 | 70.75 | 110
2023/24 | 177.75 | 70.75 | 93
2023/24 | 178.25 | 70.75 | 105
2023/24 | 178.75 | 70.75 | 88
2023/24 | 179.25 | 70.75 | 89
2023/24 | 179.75 | 70.75 | 95
2023/24 | 180.25 | 70.75 | 104
2023/24 | 180.75 | 70.75 | 90
2023/24 | 181.25 | 70.75 | 77
2023/24 | 181.75 | 70.75 | 101
2023/24 | 182.25 | 70.75 | 83
2023/24 | 182.75 | 70.75 | 86
2023/24 | 183.25 | 70.75 | 75
2023/24 | 183.75 | 70.75 | 85
2023/24 | 184.25 | 70.75 | 76
2023/24 | 184.75 | 70.75 | 67
2023/24 | 185.25 | 70.75 | 58
2023/24 | 185.75 | 70.75 | 55
2023/24 | 186.25 | 70.75 | 65
2023/24 | 186.75 | 70.75 | 72
2023/24 | 187.25 | 70.75 | 73
2023/24 | 187.75 | 70.75 | 65
2023/24 | 188.25 | 70.75 | 52
2023/24 | 188.75 | 70.75 | 58
2023/24 | 189.25 | 70.75 | 55
2023/24 | 189.75 | 70.75 | 48
2023/24 | 190.25 | 70.75 | 55
2023/24 | 190.75 | 70.75 | 41
2023/24 | 191.25 | 70.75 | 50
2023/24 | 191.75 | 70.75 | 59
2023/24 | 192.25 | 70.75 | 50
2023/24 | 192.75 | 70.75 | 59
2023/24 | 193.25 | 70.75 | 42
2023/24 | 193.75 | 70.75 | 40
2023/24 | 194.25 | 70.75 | 42
2023/24 | 194.75 | 70.75 | 34
2023/24 | 195.25 | 70.75 | 28
2023/24 | 195.75 | 70.75 | 43
2023/24 | 196.25 | 70.75 | 40
2023/24 | 196.75 | 70.75 | 27
2023/24 | 197.25 | 70.75 | 35
2023/24 | 197.75 | 70.75 | 31
2023/24 | 198.25 | 70.75 | 34
2023/24 | 198.75 | 70.75 | 38
2023/24 | 199.25 | 70.75 | 33
2023/24 | 199.75 | 70.75 | 32
2023/24 | 200.25 | 70.75 | 37
2023/24 | 200.75 | 70.75 | 38
2023/24 | 201.25 | 70.75 | 20
2023/24 | 201.75 | 70.75 | 28
2023/24 | 202.25 | 70.75 | 32
2023/24 | 202.75 | 70.75 | 21
2023/24 | 203.25 | 70.75 | 16
2023/24 | 203.75 | 70.75 | 27
2023/24 | 204.25 | 70.75 | 35
2023/24 | 204.75 | 70.75 | 22
2023/24 | 205.25 | 70.75 | 30
2023/24 | 205.75 | 70.75 | 21
2023/24 | 206.25 | 70.75 | 18
2023/24 | 206.75 | 70.75 | 19
2023/24 | 207.25 | 70.75 | 22
2023/24 | 207.75 | 70.75 | 21
2023/24 | 208.25 | 70.75 | 18
2023/24 | 208.75 | 70.75 | 14
2023/24 | 209.25 | 70.75 | 15
2023/24 | 209.75 | 70.75 | 21
2023/24 | 210.25 | 70.75 | 12
2023/24 | 210.75 | 70.75 | 13
2023/24 | 211.25 | 70.75 | 9
2023/24 | 211.75 | 70.75 | 14
2023/24 | 212.25 | 70.75 | 21
2023/24 | 212.75 | 70.75 | 11
2023/24 | 213.25 | 70.75 | 12
2023/24 | 213.75 | 70.75 | 19
2023/24 | 214.25 | 70.75 | 18
2023/24 | 214.75 | 70.75 | 11
2023/24 | 215.25 | 70.75 | 14
2023/24 | 215.75 | 70.75 | 9
2023/24 | 216.25 | 70.75 | 17
2023/24 | 216.75 | 70.75 | 10
2023/24 | 217.25 | 70.75 | 12
2023/24 | 217.75 | 70.75 | 10
2023/24 | 218.25 | 70.75 | 15
2023/24 | 218.75 | 70.75 | 22
2023/24 | 219.25 | 70.75 | 12
2023/24 | 219.75 | 70.75 | 10
2023/24 | 220.25 | 70.75 | 16
2023/24 | 220.75 | 70.75 | 17
2023/24 | 221.25 | 70.75 | 8
2023/24 | 221.75 | 70.75 | 9
2023/24 | 222.25 | 70.75 | 13
2023/24 | 222.75 | 70.75 | 9
2023/24 | 223.25 | 70.75 | 15
2023/24 | 223.75 | 70.75 | 10
2023/24 | 224.25 | 70.75 | 6
2023/24 | 224.75 | 70.75 | 6
2023/24 | 225.25 | 70.75 | 8
2023/24 | 225.75 | 70.75 | 11
2023/24 | 226.25 | 70.75 | 14
2023/24 | 226.75 | 70.75 | 11
2023/24 | 227.25 | 70.75 | 10
2023/24 | 227.75 | 70.75 | 6
2023/24 | 228.25 | 70.75 | 2
2023/24 | 228.75 | 70.75 | 12
2023/24 | 229.25 | 70.75 | 12
2023/24 | 229.75 | 70.75 | 5
2023/24 | 230.25 | 70.75 | 4
2023/24 | 230.75 | 70.75 | 4
2023/24 | 231.25 | 70.75 | 3
2023/24 | 231.75 | 70.75 | 3
2023/24 | 232.25 | 70.75 | 4
2023/24 | 232.75 | 70.75 | 4
2023/24 | 233.25 | 70.75 | 1
2023/24 | 233.75 | 70.75 | 2
2023/24 | 234.25 | 70.75 | 5
2023/24 | 235.25 | 70.75 | 6
2023/24 | 235.75 | 70.75 | 4
2023/24 | 236.25 | 70.75 | 6
2023/24 | 236.75 | 70.75 | 3
2023/24 | 237.25 | 70.75 | 5
2023/24 | 237.75 | 70.75 | 7
2023/24 | 238.25 | 70.75 | 7
2023/24 | 238.75 | 70.75 | 7
2023/24 | 239.25 | 70.75 | 2
2023/24 | 239.75 | 70.75 | 3
2023/24 | 240.25 | 70.75 | 3
2023/24 | 240.75 | 70.75 | 3
2023/24 | 241.25 | 70.75 | 2
2023/24 | 241.75 | 70.75 | 1
2023/24 | 242.25 | 70.75 | 5
2023/24 | 242.75 | 70.75 | 1
2023/24 | 243.25 | 70.75 | 4
2023/24 | 243.75 | 70.75 | 3
2023/24 | 244.75 | 70.75 | 2
2023/24 | 245.25 | 70.75 | 7
2023/24 | 245.75 | 70.75 | 1
2023/24 | 246.25 | 70.75 | 2
2023/24 | 246.75 | 70.75 | 5
2023/24 | 247.25 | 70.75 | 3
2023/24 | 247.75 | 70.75 | 1
2023/24 | 248.25 | 70.75 | 1
2023/24 | 248.75 | 70.75 | 1
2023/24 | 249.25 | 70.75 | 1
2023/24 | 249.75 | 70.75 | 3
2023/24 | 250.25 | 70.75 | 4
2023/24 | 250.75 | 70.75 | 6
2023/24 | 251.25 | 70.75 | 2
2023/24 | 251.75 | 70.75 | 4
2023/24 | 252.25 | 70.75 | 1
2023/24 | 253.25 | 70.75 | 1
2023/24 | 253.75 | 70.75 | 1
2023/24 | 254.25 | 70.75 | 1
2023/24 | 254.75 | 70.75 | 3
2023/24 | 255.25 | 70.75 | 4
2023/24 | 255.75 | 70.75 | 1
2023/24 | 256.25 | 70.75 | 5
2023/24 | 256.75 | 70.75 | 1
2023/24 | 257.25 | 70.75 | 4
2023/24 | 257.75 | 70.75 | 1
2023/24 | 258.25 | 70.75 | 2
2023/24 | 258.75 | 70.75 | 2
2023/24 | 259.25 | 70.75 | 2
2023/24 | 259.75 | 70.75 | 2
2023/24 | 260.25 | 70.75 | 2
2023/24 | 260.75 | 70.75 | 3
2023/24 | 262.25 | 70.75 | 4
2023/24 | 262.75 | 70.75 | 1
2023/24 | 263.75 | 70.75 | 1
2023/24 | 264.25 | 70.75 | 1
2023/24 | 264.75 | 70.75 | 1
2023/24 | 265.25 | 70.75 | 4
2023/24 | 265.75 | 70.75 | 2
2023/24 | 266.25 | 70.75 | 1
2023/24 | 266.75 | 70.75 | 4
2023/24 | 267.25 | 70.75 | 2
2023/24 | 267.75 | 70.75 | 3
2023/24 | 268.25 | 70.75 | 1
2023/24 | 269.25 | 70.75 | 1
2023/24 | 269.75 | 70.75 | 2
2023/24 | 270.25 | 70.75 | 2
2023/24 | 271.25 | 70.75 | 1
2023/24 | 272.25 | 70.75 | 3
2023/24 | 272.75 | 70.75 | 1
2023/24 | 273.25 | 70.75 | 2
2023/24 | 274.25 | 70.75 | 1
2023/24 | 275.75 | 70.75 | 1
2023/24 | 276.25 | 70.75 | 2
2023/24 | 278.75 | 70.75 | 1
2023/24 | 279.25 | 70.75 | 1
2023/24 | 280.75 | 70.75 | 1
2023/24 | 281.25 | 70.75 | 1
2023/24 | 284.75 | 70.75 | 3
2023/24 | 285.25 | 70.75 | 1
2023/24 | 286.25 | 70.75 | 1
2023/24 | 287.75 | 70.75 | 1
2023/24 | 291.75 | 70.75 | 2
2023/24 | 292.25 | 70.75 | 4
2023/24 | 295.25 | 70.75 | 1
2023/24 | 296.25 | 70.75 | 1
2023/24 | 298.25 | 70.75 | 1
2023/24 | 300.75 | 70.75 | 1
2023/24 | 302.25 | 70.75 | 1
2023/24 | 303.75 | 70.75 | 1
2023/24 | 306.75 | 70.75 | 1
2023/24 | 307.25 | 70.75 | 1
2023/24 | 311.25 | 70.75 | 1
2023/24 | 315.25 | 70.75 | 1
2023/24 | 315.75 | 70.75 | 1
2023/24 | 317.25 | 70.75 | 2
2023/24 | 319.75 | 70.75 | 1
2023/24 | 320.25 | 70.75 | 1
2023/24 | 327.25 | 70.75 | 1
2023/24 | 332.25 | 70.75 | 1
2023/24 | 338.75 | 70.75 | 1
2023/24 | 339.75 | 70.75 | 1
2023/24 | 346.75 | 70.75 | 1
2023/24 | 348.75 | 70.75 | 1
2023/24 | 353.25 | 70.75 | 1
2023/24 | 355.25 | 70.75 | 1
2023/24 | 368.75 | 70.75 | 1
2023/24 | 381.75 | 70.75 | 1
2023/24 | 100.75 | 71.25 | 1
2023/24 | 107.25 | 71.25 | 1
2023/24 | 110.25 | 71.25 | 1
2023/24 | 110.75 | 71.25 | 1
2023/24 | 112.25 | 71.25 | 1
2023/24 | 112.75 | 71.25 | 2
2023/24 | 113.25 | 71.25 | 3
2023/24 | 113.75 | 71.25 | 1
2023/24 | 114.25 | 71.25 | 2
2023/24 | 114.75 | 71.25 | 1
2023/24 | 115.25 | 71.25 | 1
2023/24 | 115.75 | 71.25 | 1
2023/24 | 116.25 | 71.25 | 2
2023/24 | 116.75 | 71.25 | 1
2023/24 | 117.25 | 71.25 | 1
2023/24 | 117.75 | 71.25 | 2
2023/24 | 118.25 | 71.25 | 5
2023/24 | 118.75 | 71.25 | 1
2023/24 | 119.25 | 71.25 | 4
2023/24 | 119.75 | 71.25 | 4
2023/24 | 120.25 | 71.25 | 2
2023/24 | 120.75 | 71.25 | 5
2023/24 | 121.25 | 71.25 | 5
2023/24 | 121.75 | 71.25 | 9
2023/24 | 122.25 | 71.25 | 10
2023/24 | 122.75 | 71.25 | 15
2023/24 | 123.25 | 71.25 | 8
2023/24 | 123.75 | 71.25 | 6
2023/24 | 124.25 | 71.25 | 9
2023/24 | 124.75 | 71.25 | 6
2023/24 | 125.25 | 71.25 | 3
2023/24 | 125.75 | 71.25 | 12
2023/24 | 126.25 | 71.25 | 10
2023/24 | 126.75 | 71.25 | 16
2023/24 | 127.25 | 71.25 | 16
2023/24 | 127.75 | 71.25 | 8
2023/24 | 128.25 | 71.25 | 23
2023/24 | 128.75 | 71.25 | 16
2023/24 | 129.25 | 71.25 | 17
2023/24 | 129.75 | 71.25 | 21
2023/24 | 130.25 | 71.25 | 29
2023/24 | 130.75 | 71.25 | 27
2023/24 | 131.25 | 71.25 | 32
2023/24 | 131.75 | 71.25 | 23
2023/24 | 132.25 | 71.25 | 31
2023/24 | 132.75 | 71.25 | 27
2023/24 | 133.25 | 71.25 | 38
2023/24 | 133.75 | 71.25 | 26
2023/24 | 134.25 | 71.25 | 28
2023/24 | 134.75 | 71.25 | 42
2023/24 | 135.25 | 71.25 | 35
2023/24 | 135.75 | 71.25 | 59
2023/24 | 136.25 | 71.25 | 48
2023/24 | 136.75 | 71.25 | 38
2023/24 | 137.25 | 71.25 | 50
2023/24 | 137.75 | 71.25 | 56
2023/24 | 138.25 | 71.25 | 51
2023/24 | 138.75 | 71.25 | 70
2023/24 | 139.25 | 71.25 | 56
2023/24 | 139.75 | 71.25 | 55
2023/24 | 140.25 | 71.25 | 72
2023/24 | 140.75 | 71.25 | 46
2023/24 | 141.25 | 71.25 | 77
2023/24 | 141.75 | 71.25 | 70
2023/24 | 142.25 | 71.25 | 86
2023/24 | 142.75 | 71.25 | 74
2023/24 | 143.25 | 71.25 | 90
2023/24 | 143.75 | 71.25 | 90
2023/24 | 144.25 | 71.25 | 100
2023/24 | 144.75 | 71.25 | 73
2023/24 | 145.25 | 71.25 | 110
2023/24 | 145.75 | 71.25 | 91
2023/24 | 146.25 | 71.25 | 102
2023/24 | 146.75 | 71.25 | 94
2023/24 | 147.25 | 71.25 | 103
2023/24 | 147.75 | 71.25 | 94
2023/24 | 148.25 | 71.25 | 92
2023/24 | 148.75 | 71.25 | 116
2023/24 | 149.25 | 71.25 | 112
2023/24 | 149.75 | 71.25 | 113
2023/24 | 150.25 | 71.25 | 122
2023/24 | 150.75 | 71.25 | 114
2023/24 | 151.25 | 71.25 | 115
2023/24 | 151.75 | 71.25 | 130
2023/24 | 152.25 | 71.25 | 149
2023/24 | 152.75 | 71.25 | 133
2023/24 | 153.25 | 71.25 | 145
2023/24 | 153.75 | 71.25 | 147
2023/24 | 154.25 | 71.25 | 122
2023/24 | 154.75 | 71.25 | 144
2023/24 | 155.25 | 71.25 | 140
2023/24 | 155.75 | 71.25 | 171
2023/24 | 156.25 | 71.25 | 147
2023/24 | 156.75 | 71.25 | 160
2023/24 | 157.25 | 71.25 | 139
2023/24 | 157.75 | 71.25 | 136
2023/24 | 158.25 | 71.25 | 152
2023/24 | 158.75 | 71.25 | 166
2023/24 | 159.25 | 71.25 | 164
2023/24 | 159.75 | 71.25 | 154
2023/24 | 160.25 | 71.25 | 157
2023/24 | 160.75 | 71.25 | 140
2023/24 | 161.25 | 71.25 | 143
2023/24 | 161.75 | 71.25 | 158
2023/24 | 162.25 | 71.25 | 146
2023/24 | 162.75 | 71.25 | 162
2023/24 | 163.25 | 71.25 | 153
2023/24 | 163.75 | 71.25 | 162
2023/24 | 164.25 | 71.25 | 139
2023/24 | 164.75 | 71.25 | 160
2023/24 | 165.25 | 71.25 | 175
2023/24 | 165.75 | 71.25 | 151
2023/24 | 166.25 | 71.25 | 140
2023/24 | 166.75 | 71.25 | 156
2023/24 | 167.25 | 71.25 | 138
2023/24 | 167.75 | 71.25 | 168
2023/24 | 168.25 | 71.25 | 151
2023/24 | 168.75 | 71.25 | 138
2023/24 | 169.25 | 71.25 | 132
2023/24 | 169.75 | 71.25 | 147
2023/24 | 170.25 | 71.25 | 154
2023/24 | 170.75 | 71.25 | 124
2023/24 | 171.25 | 71.25 | 128
2023/24 | 171.75 | 71.25 | 122
2023/24 | 172.25 | 71.25 | 151
2023/24 | 172.75 | 71.25 | 105
2023/24 | 173.25 | 71.25 | 121
2023/24 | 173.75 | 71.25 | 129
2023/24 | 174.25 | 71.25 | 128
2023/24 | 174.75 | 71.25 | 129
2023/24 | 175.25 | 71.25 | 124
2023/24 | 175.75 | 71.25 | 140
2023/24 | 176.25 | 71.25 | 109
2023/24 | 176.75 | 71.25 | 117
2023/24 | 177.25 | 71.25 | 114
2023/24 | 177.75 | 71.25 | 120
2023/24 | 178.25 | 71.25 | 132
2023/24 | 178.75 | 71.25 | 121
2023/24 | 179.25 | 71.25 | 111
2023/24 | 179.75 | 71.25 | 98
2023/24 | 180.25 | 71.25 | 102
2023/24 | 180.75 | 71.25 | 85
2023/24 | 181.25 | 71.25 | 107
2023/24 | 181.75 | 71.25 | 86
2023/24 | 182.25 | 71.25 | 109
2023/24 | 182.75 | 71.25 | 104
2023/24 | 183.25 | 71.25 | 96
2023/24 | 183.75 | 71.25 | 91
2023/24 | 184.25 | 71.25 | 77
2023/24 | 184.75 | 71.25 | 90
2023/24 | 185.25 | 71.25 | 68
2023/24 | 185.75 | 71.25 | 65
2023/24 | 186.25 | 71.25 | 64
2023/24 | 186.75 | 71.25 | 62
2023/24 | 187.25 | 71.25 | 66
2023/24 | 187.75 | 71.25 | 67
2023/24 | 188.25 | 71.25 | 66
2023/24 | 188.75 | 71.25 | 54
2023/24 | 189.25 | 71.25 | 70
2023/24 | 189.75 | 71.25 | 68
2023/24 | 190.25 | 71.25 | 61
2023/24 | 190.75 | 71.25 | 65
2023/24 | 191.25 | 71.25 | 65
2023/24 | 191.75 | 71.25 | 49
2023/24 | 192.25 | 71.25 | 56
2023/24 | 192.75 | 71.25 | 47
2023/24 | 193.25 | 71.25 | 52
2023/24 | 193.75 | 71.25 | 36
2023/24 | 194.25 | 71.25 | 54
2023/24 | 194.75 | 71.25 | 36
2023/24 | 195.25 | 71.25 | 41
2023/24 | 195.75 | 71.25 | 34
2023/24 | 196.25 | 71.25 | 35
2023/24 | 196.75 | 71.25 | 32
2023/24 | 197.25 | 71.25 | 45
2023/24 | 197.75 | 71.25 | 28
2023/24 | 198.25 | 71.25 | 37
2023/24 | 198.75 | 71.25 | 39
2023/24 | 199.25 | 71.25 | 26
2023/24 | 199.75 | 71.25 | 28
2023/24 | 200.25 | 71.25 | 32
2023/24 | 200.75 | 71.25 | 32
2023/24 | 201.25 | 71.25 | 42
2023/24 | 201.75 | 71.25 | 36
2023/24 | 202.25 | 71.25 | 25
2023/24 | 202.75 | 71.25 | 37
2023/24 | 203.25 | 71.25 | 34
2023/24 | 203.75 | 71.25 | 26
2023/24 | 204.25 | 71.25 | 27
2023/24 | 204.75 | 71.25 | 27
2023/24 | 205.25 | 71.25 | 20
2023/24 | 205.75 | 71.25 | 22
2023/24 | 206.25 | 71.25 | 23
2023/24 | 206.75 | 71.25 | 24
2023/24 | 207.25 | 71.25 | 18
2023/24 | 207.75 | 71.25 | 18
2023/24 | 208.25 | 71.25 | 25
2023/24 | 208.75 | 71.25 | 26
2023/24 | 209.25 | 71.25 | 26
2023/24 | 209.75 | 71.25 | 14
2023/24 | 210.25 | 71.25 | 20
2023/24 | 210.75 | 71.25 | 17
2023/24 | 211.25 | 71.25 | 16
2023/24 | 211.75 | 71.25 | 17
2023/24 | 212.25 | 71.25 | 14
2023/24 | 212.75 | 71.25 | 13
2023/24 | 213.25 | 71.25 | 16
2023/24 | 213.75 | 71.25 | 15
2023/24 | 214.25 | 71.25 | 19
2023/24 | 214.75 | 71.25 | 18
2023/24 | 215.25 | 71.25 | 9
2023/24 | 215.75 | 71.25 | 14
2023/24 | 216.25 | 71.25 | 18
2023/24 | 216.75 | 71.25 | 6
2023/24 | 217.25 | 71.25 | 11
2023/24 | 217.75 | 71.25 | 14
2023/24 | 218.25 | 71.25 | 10
2023/24 | 218.75 | 71.25 | 8
2023/24 | 219.25 | 71.25 | 11
2023/24 | 219.75 | 71.25 | 14
2023/24 | 220.25 | 71.25 | 6
2023/24 | 220.75 | 71.25 | 10
2023/24 | 221.25 | 71.25 | 10
2023/24 | 221.75 | 71.25 | 12
2023/24 | 222.25 | 71.25 | 13
2023/24 | 222.75 | 71.25 | 15
2023/24 | 223.25 | 71.25 | 15
2023/24 | 223.75 | 71.25 | 4
2023/24 | 224.25 | 71.25 | 10
2023/24 | 224.75 | 71.25 | 10
2023/24 | 225.25 | 71.25 | 5
2023/24 | 225.75 | 71.25 | 11
2023/24 | 226.25 | 71.25 | 8
2023/24 | 226.75 | 71.25 | 4
2023/24 | 227.25 | 71.25 | 5
2023/24 | 227.75 | 71.25 | 8
2023/24 | 228.25 | 71.25 | 4
2023/24 | 228.75 | 71.25 | 8
2023/24 | 229.25 | 71.25 | 5
2023/24 | 229.75 | 71.25 | 4
2023/24 | 230.25 | 71.25 | 7
2023/24 | 230.75 | 71.25 | 6
2023/24 | 231.25 | 71.25 | 5
2023/24 | 231.75 | 71.25 | 7
2023/24 | 232.25 | 71.25 | 2
2023/24 | 232.75 | 71.25 | 5
2023/24 | 233.25 | 71.25 | 3
2023/24 | 233.75 | 71.25 | 3
2023/24 | 234.25 | 71.25 | 5
2023/24 | 234.75 | 71.25 | 6
2023/24 | 235.25 | 71.25 | 4
2023/24 | 235.75 | 71.25 | 2
2023/24 | 236.25 | 71.25 | 5
2023/24 | 236.75 | 71.25 | 5
2023/24 | 237.25 | 71.25 | 8
2023/24 | 237.75 | 71.25 | 3
2023/24 | 238.25 | 71.25 | 6
2023/24 | 238.75 | 71.25 | 5
2023/24 | 239.25 | 71.25 | 3
2023/24 | 239.75 | 71.25 | 2
2023/24 | 240.25 | 71.25 | 4
2023/24 | 240.75 | 71.25 | 5
2023/24 | 241.25 | 71.25 | 8
2023/24 | 241.75 | 71.25 | 3
2023/24 | 242.25 | 71.25 | 7
2023/24 | 242.75 | 71.25 | 4
2023/24 | 243.25 | 71.25 | 4
2023/24 | 243.75 | 71.25 | 6
2023/24 | 244.25 | 71.25 | 1
2023/24 | 244.75 | 71.25 | 2
2023/24 | 245.25 | 71.25 | 6
2023/24 | 245.75 | 71.25 | 1
2023/24 | 246.25 | 71.25 | 3
2023/24 | 246.75 | 71.25 | 4
2023/24 | 247.25 | 71.25 | 1
2023/24 | 247.75 | 71.25 | 4
2023/24 | 248.25 | 71.25 | 2
2023/24 | 248.75 | 71.25 | 3
2023/24 | 249.25 | 71.25 | 1
2023/24 | 249.75 | 71.25 | 1
2023/24 | 250.25 | 71.25 | 5
2023/24 | 250.75 | 71.25 | 6
2023/24 | 251.75 | 71.25 | 2
2023/24 | 252.25 | 71.25 | 1
2023/24 | 253.25 | 71.25 | 5
2023/24 | 253.75 | 71.25 | 1
2023/24 | 254.25 | 71.25 | 2
2023/24 | 254.75 | 71.25 | 2
2023/24 | 255.75 | 71.25 | 3
2023/24 | 256.25 | 71.25 | 2
2023/24 | 256.75 | 71.25 | 2
2023/24 | 257.75 | 71.25 | 3
2023/24 | 258.25 | 71.25 | 2
2023/24 | 258.75 | 71.25 | 1
2023/24 | 259.25 | 71.25 | 4
2023/24 | 259.75 | 71.25 | 1
2023/24 | 260.25 | 71.25 | 3
2023/24 | 260.75 | 71.25 | 2
2023/24 | 261.25 | 71.25 | 1
2023/24 | 261.75 | 71.25 | 2
2023/24 | 262.25 | 71.25 | 2
2023/24 | 262.75 | 71.25 | 1
2023/24 | 263.75 | 71.25 | 1
2023/24 | 264.25 | 71.25 | 1
2023/24 | 264.75 | 71.25 | 1
2023/24 | 265.25 | 71.25 | 1
2023/24 | 265.75 | 71.25 | 1
2023/24 | 266.25 | 71.25 | 2
2023/24 | 266.75 | 71.25 | 1
2023/24 | 267.25 | 71.25 | 1
2023/24 | 267.75 | 71.25 | 2
2023/24 | 268.25 | 71.25 | 1
2023/24 | 270.25 | 71.25 | 1
2023/24 | 270.75 | 71.25 | 2
2023/24 | 271.75 | 71.25 | 1
2023/24 | 272.25 | 71.25 | 1
2023/24 | 272.75 | 71.25 | 2
2023/24 | 273.25 | 71.25 | 1
2023/24 | 273.75 | 71.25 | 1
2023/24 | 274.25 | 71.25 | 1
2023/24 | 274.75 | 71.25 | 1
2023/24 | 275.75 | 71.25 | 2
2023/24 | 276.75 | 71.25 | 1
2023/24 | 277.75 | 71.25 | 2
2023/24 | 278.25 | 71.25 | 3
2023/24 | 278.75 | 71.25 | 1
2023/24 | 279.25 | 71.25 | 1
2023/24 | 280.25 | 71.25 | 2
2023/24 | 281.25 | 71.25 | 1
2023/24 | 282.25 | 71.25 | 1
2023/24 | 282.75 | 71.25 | 2
2023/24 | 283.75 | 71.25 | 1
2023/24 | 286.75 | 71.25 | 1
2023/24 | 287.25 | 71.25 | 1
2023/24 | 287.75 | 71.25 | 1
2023/24 | 288.25 | 71.25 | 1
2023/24 | 288.75 | 71.25 | 1
2023/24 | 289.75 | 71.25 | 1
2023/24 | 291.25 | 71.25 | 1
2023/24 | 295.25 | 71.25 | 1
2023/24 | 295.75 | 71.25 | 2
2023/24 | 297.25 | 71.25 | 1
2023/24 | 297.75 | 71.25 | 1
2023/24 | 299.75 | 71.25 | 1
2023/24 | 300.25 | 71.25 | 1
2023/24 | 301.25 | 71.25 | 2
2023/24 | 304.25 | 71.25 | 3
2023/24 | 308.25 | 71.25 | 2
2023/24 | 311.25 | 71.25 | 1
2023/24 | 312.75 | 71.25 | 1
2023/24 | 314.25 | 71.25 | 2
2023/24 | 316.25 | 71.25 | 1
2023/24 | 317.25 | 71.25 | 1
2023/24 | 318.25 | 71.25 | 1
2023/24 | 322.25 | 71.25 | 1
2023/24 | 324.25 | 71.25 | 1
2023/24 | 325.75 | 71.25 | 1
2023/24 | 330.75 | 71.25 | 1
2023/24 | 333.25 | 71.25 | 1
2023/24 | 352.75 | 71.25 | 1
2023/24 | 363.25 | 71.25 | 1
2023/24 | 95.75 | 71.75 | 1
2023/24 | 98.25 | 71.75 | 1
2023/24 | 101.25 | 71.75 | 1
2023/24 | 106.75 | 71.75 | 1
2023/24 | 108.75 | 71.75 | 1
2023/24 | 110.25 | 71.75 | 2
2023/24 | 110.75 | 71.75 | 1
2023/24 | 111.25 | 71.75 | 1
2023/24 | 112.25 | 71.75 | 1
2023/24 | 112.75 | 71.75 | 1
2023/24 | 113.75 | 71.75 | 4
2023/24 | 114.25 | 71.75 | 2
2023/24 | 114.75 | 71.75 | 1
2023/24 | 115.75 | 71.75 | 1
2023/24 | 116.25 | 71.75 | 3
2023/24 | 116.75 | 71.75 | 1
2023/24 | 117.25 | 71.75 | 3
2023/24 | 117.75 | 71.75 | 3
2023/24 | 118.25 | 71.75 | 2
2023/24 | 118.75 | 71.75 | 2
2023/24 | 119.25 | 71.75 | 5
2023/24 | 119.75 | 71.75 | 1
2023/24 | 120.25 | 71.75 | 3
2023/24 | 120.75 | 71.75 | 2
2023/24 | 121.25 | 71.75 | 4
2023/24 | 121.75 | 71.75 | 6
2023/24 | 122.25 | 71.75 | 5
2023/24 | 122.75 | 71.75 | 13
2023/24 | 123.25 | 71.75 | 6
2023/24 | 123.75 | 71.75 | 9
2023/24 | 124.25 | 71.75 | 8
2023/24 | 124.75 | 71.75 | 13
2023/24 | 125.25 | 71.75 | 7
2023/24 | 125.75 | 71.75 | 10
2023/24 | 126.25 | 71.75 | 13
2023/24 | 126.75 | 71.75 | 15
2023/24 | 127.25 | 71.75 | 17
2023/24 | 127.75 | 71.75 | 15
2023/24 | 128.25 | 71.75 | 17
2023/24 | 128.75 | 71.75 | 18
2023/24 | 129.25 | 71.75 | 15
2023/24 | 129.75 | 71.75 | 20
2023/24 | 130.25 | 71.75 | 13
2023/24 | 130.75 | 71.75 | 26
2023/24 | 131.25 | 71.75 | 22
2023/24 | 131.75 | 71.75 | 40
2023/24 | 132.25 | 71.75 | 29
2023/24 | 132.75 | 71.75 | 29
2023/24 | 133.25 | 71.75 | 38
2023/24 | 133.75 | 71.75 | 30
2023/24 | 134.25 | 71.75 | 36
2023/24 | 134.75 | 71.75 | 31
2023/24 | 135.25 | 71.75 | 50
2023/24 | 135.75 | 71.75 | 50
2023/24 | 136.25 | 71.75 | 46
2023/24 | 136.75 | 71.75 | 47
2023/24 | 137.25 | 71.75 | 46
2023/24 | 137.75 | 71.75 | 73
2023/24 | 138.25 | 71.75 | 51
2023/24 | 138.75 | 71.75 | 45
2023/24 | 139.25 | 71.75 | 58
2023/24 | 139.75 | 71.75 | 83
2023/24 | 140.25 | 71.75 | 81
2023/24 | 140.75 | 71.75 | 73
2023/24 | 141.25 | 71.75 | 70
2023/24 | 141.75 | 71.75 | 83
2023/24 | 142.25 | 71.75 | 64
2023/24 | 142.75 | 71.75 | 66
2023/24 | 143.25 | 71.75 | 65
2023/24 | 143.75 | 71.75 | 77
2023/24 | 144.25 | 71.75 | 85
2023/24 | 144.75 | 71.75 | 93
2023/24 | 145.25 | 71.75 | 82
2023/24 | 145.75 | 71.75 | 91
2023/24 | 146.25 | 71.75 | 96
2023/24 | 146.75 | 71.75 | 92
2023/24 | 147.25 | 71.75 | 99
2023/24 | 147.75 | 71.75 | 82
2023/24 | 148.25 | 71.75 | 89
2023/24 | 148.75 | 71.75 | 110
2023/24 | 149.25 | 71.75 | 117
2023/24 | 149.75 | 71.75 | 104
2023/24 | 150.25 | 71.75 | 113
2023/24 | 150.75 | 71.75 | 124
2023/24 | 151.25 | 71.75 | 116
2023/24 | 151.75 | 71.75 | 107
2023/24 | 152.25 | 71.75 | 124
2023/24 | 152.75 | 71.75 | 126
2023/24 | 153.25 | 71.75 | 130
2023/24 | 153.75 | 71.75 | 135
2023/24 | 154.25 | 71.75 | 144
2023/24 | 154.75 | 71.75 | 134
2023/24 | 155.25 | 71.75 | 149
2023/24 | 155.75 | 71.75 | 141
2023/24 | 156.25 | 71.75 | 148
2023/24 | 156.75 | 71.75 | 156
2023/24 | 157.25 | 71.75 | 142
2023/24 | 157.75 | 71.75 | 154
2023/24 | 158.25 | 71.75 | 152
2023/24 | 158.75 | 71.75 | 176
2023/24 | 159.25 | 71.75 | 138
2023/24 | 159.75 | 71.75 | 170
2023/24 | 160.25 | 71.75 | 174
2023/24 | 160.75 | 71.75 | 140
2023/24 | 161.25 | 71.75 | 160
2023/24 | 161.75 | 71.75 | 152
2023/24 | 162.25 | 71.75 | 142
2023/24 | 162.75 | 71.75 | 145
2023/24 | 163.25 | 71.75 | 153
2023/24 | 163.75 | 71.75 | 167
2023/24 | 164.25 | 71.75 | 164
2023/24 | 164.75 | 71.75 | 170
2023/24 | 165.25 | 71.75 | 146
2023/24 | 165.75 | 71.75 | 143
2023/24 | 166.25 | 71.75 | 168
2023/24 | 166.75 | 71.75 | 159
2023/24 | 167.25 | 71.75 | 155
2023/24 | 167.75 | 71.75 | 140
2023/24 | 168.25 | 71.75 | 152
2023/24 | 168.75 | 71.75 | 149
2023/24 | 169.25 | 71.75 | 142
2023/24 | 169.75 | 71.75 | 145
2023/24 | 170.25 | 71.75 | 129
2023/24 | 170.75 | 71.75 | 154
2023/24 | 171.25 | 71.75 | 151
2023/24 | 171.75 | 71.75 | 147
2023/24 | 172.25 | 71.75 | 123
2023/24 | 172.75 | 71.75 | 138
2023/24 | 173.25 | 71.75 | 141
2023/24 | 173.75 | 71.75 | 146
2023/24 | 174.25 | 71.75 | 134
2023/24 | 174.75 | 71.75 | 107
2023/24 | 175.25 | 71.75 | 121
2023/24 | 175.75 | 71.75 | 117
2023/24 | 176.25 | 71.75 | 108
2023/24 | 176.75 | 71.75 | 113
2023/24 | 177.25 | 71.75 | 120
2023/24 | 177.75 | 71.75 | 110
2023/24 | 178.25 | 71.75 | 120
2023/24 | 178.75 | 71.75 | 105
2023/24 | 179.25 | 71.75 | 112
2023/24 | 179.75 | 71.75 | 111
2023/24 | 180.25 | 71.75 | 110
2023/24 | 180.75 | 71.75 | 89
2023/24 | 181.25 | 71.75 | 105
2023/24 | 181.75 | 71.75 | 102
2023/24 | 182.25 | 71.75 | 102
2023/24 | 182.75 | 71.75 | 103
2023/24 | 183.25 | 71.75 | 100
2023/24 | 183.75 | 71.75 | 75
2023/24 | 184.25 | 71.75 | 88
2023/24 | 184.75 | 71.75 | 75
2023/24 | 185.25 | 71.75 | 67
2023/24 | 185.75 | 71.75 | 70
2023/24 | 186.25 | 71.75 | 86
2023/24 | 186.75 | 71.75 | 86
2023/24 | 187.25 | 71.75 | 65
2023/24 | 187.75 | 71.75 | 73
2023/24 | 188.25 | 71.75 | 73
2023/24 | 188.75 | 71.75 | 58
2023/24 | 189.25 | 71.75 | 69
2023/24 | 189.75 | 71.75 | 57
2023/24 | 190.25 | 71.75 | 64
2023/24 | 190.75 | 71.75 | 53
2023/24 | 191.25 | 71.75 | 63
2023/24 | 191.75 | 71.75 | 49
2023/24 | 192.25 | 71.75 | 57
2023/24 | 192.75 | 71.75 | 57
2023/24 | 193.25 | 71.75 | 54
2023/24 | 193.75 | 71.75 | 56
2023/24 | 194.25 | 71.75 | 52
2023/24 | 194.75 | 71.75 | 55
2023/24 | 195.25 | 71.75 | 50
2023/24 | 195.75 | 71.75 | 60
2023/24 | 196.25 | 71.75 | 44
2023/24 | 196.75 | 71.75 | 51
2023/24 | 197.25 | 71.75 | 41
2023/24 | 197.75 | 71.75 | 42
2023/24 | 198.25 | 71.75 | 32
2023/24 | 198.75 | 71.75 | 48
2023/24 | 199.25 | 71.75 | 41
2023/24 | 199.75 | 71.75 | 36
2023/24 | 200.25 | 71.75 | 34
2023/24 | 200.75 | 71.75 | 41
2023/24 | 201.25 | 71.75 | 38
2023/24 | 201.75 | 71.75 | 36
2023/24 | 202.25 | 71.75 | 27
2023/24 | 202.75 | 71.75 | 19
2023/24 | 203.25 | 71.75 | 29
2023/24 | 203.75 | 71.75 | 32
2023/24 | 204.25 | 71.75 | 31
2023/24 | 204.75 | 71.75 | 29
2023/24 | 205.25 | 71.75 | 19
2023/24 | 205.75 | 71.75 | 17
2023/24 | 206.25 | 71.75 | 22
2023/24 | 206.75 | 71.75 | 28
2023/24 | 207.25 | 71.75 | 25
2023/24 | 207.75 | 71.75 | 15
2023/24 | 208.25 | 71.75 | 19
2023/24 | 208.75 | 71.75 | 24
2023/24 | 209.25 | 71.75 | 18
2023/24 | 209.75 | 71.75 | 25
2023/24 | 210.25 | 71.75 | 24
2023/24 | 210.75 | 71.75 | 19
2023/24 | 211.25 | 71.75 | 23
2023/24 | 211.75 | 71.75 | 15
2023/24 | 212.25 | 71.75 | 13
2023/24 | 212.75 | 71.75 | 22
2023/24 | 213.25 | 71.75 | 17
2023/24 | 213.75 | 71.75 | 12
2023/24 | 214.25 | 71.75 | 9
2023/24 | 214.75 | 71.75 | 14
2023/24 | 215.25 | 71.75 | 11
2023/24 | 215.75 | 71.75 | 14
2023/24 | 216.25 | 71.75 | 15
2023/24 | 216.75 | 71.75 | 18
2023/24 | 217.25 | 71.75 | 15
2023/24 | 217.75 | 71.75 | 10
2023/24 | 218.25 | 71.75 | 15
2023/24 | 218.75 | 71.75 | 12
2023/24 | 219.25 | 71.75 | 10
2023/24 | 219.75 | 71.75 | 24
2023/24 | 220.25 | 71.75 | 14
2023/24 | 220.75 | 71.75 | 16
2023/24 | 221.25 | 71.75 | 6
2023/24 | 221.75 | 71.75 | 14
2023/24 | 222.25 | 71.75 | 10
2023/24 | 222.75 | 71.75 | 13
2023/24 | 223.25 | 71.75 | 15
2023/24 | 223.75 | 71.75 | 19
2023/24 | 224.25 | 71.75 | 11
2023/24 | 224.75 | 71.75 | 6
2023/24 | 225.25 | 71.75 | 12
2023/24 | 225.75 | 71.75 | 7
2023/24 | 226.25 | 71.75 | 6
2023/24 | 226.75 | 71.75 | 7
2023/24 | 227.25 | 71.75 | 5
2023/24 | 227.75 | 71.75 | 14
2023/24 | 228.25 | 71.75 | 7
2023/24 | 228.75 | 71.75 | 9
2023/24 | 229.25 | 71.75 | 7
2023/24 | 229.75 | 71.75 | 9
2023/24 | 230.25 | 71.75 | 12
2023/24 | 230.75 | 71.75 | 11
2023/24 | 231.25 | 71.75 | 9
2023/24 | 231.75 | 71.75 | 11
2023/24 | 232.25 | 71.75 | 5
2023/24 | 232.75 | 71.75 | 6
2023/24 | 233.25 | 71.75 | 8
2023/24 | 233.75 | 71.75 | 8
2023/24 | 234.25 | 71.75 | 5
2023/24 | 234.75 | 71.75 | 4
2023/24 | 235.25 | 71.75 | 2
2023/24 | 235.75 | 71.75 | 6
2023/24 | 236.25 | 71.75 | 4
2023/24 | 236.75 | 71.75 | 8
2023/24 | 237.25 | 71.75 | 3
2023/24 | 237.75 | 71.75 | 4
2023/24 | 238.25 | 71.75 | 4
2023/24 | 238.75 | 71.75 | 6
2023/24 | 239.25 | 71.75 | 4
2023/24 | 239.75 | 71.75 | 6
2023/24 | 240.25 | 71.75 | 5
2023/24 | 240.75 | 71.75 | 1
2023/24 | 241.25 | 71.75 | 4
2023/24 | 241.75 | 71.75 | 4
2023/24 | 242.25 | 71.75 | 2
2023/24 | 242.75 | 71.75 | 8
2023/24 | 243.25 | 71.75 | 5
2023/24 | 243.75 | 71.75 | 5
2023/24 | 244.25 | 71.75 | 5
2023/24 | 244.75 | 71.75 | 3
2023/24 | 245.25 | 71.75 | 5
2023/24 | 245.75 | 71.75 | 4
2023/24 | 246.25 | 71.75 | 1
2023/24 | 246.75 | 71.75 | 1
2023/24 | 247.25 | 71.75 | 2
2023/24 | 247.75 | 71.75 | 1
2023/24 | 248.25 | 71.75 | 4
2023/24 | 248.75 | 71.75 | 1
2023/24 | 249.25 | 71.75 | 1
2023/24 | 249.75 | 71.75 | 1
2023/24 | 250.25 | 71.75 | 3
2023/24 | 250.75 | 71.75 | 3
2023/24 | 251.25 | 71.75 | 2
2023/24 | 251.75 | 71.75 | 2
2023/24 | 252.25 | 71.75 | 2
2023/24 | 252.75 | 71.75 | 2
2023/24 | 254.25 | 71.75 | 5
2023/24 | 254.75 | 71.75 | 3
2023/24 | 255.25 | 71.75 | 2
2023/24 | 256.25 | 71.75 | 6
2023/24 | 256.75 | 71.75 | 3
2023/24 | 257.25 | 71.75 | 1
2023/24 | 257.75 | 71.75 | 1
2023/24 | 258.25 | 71.75 | 2
2023/24 | 258.75 | 71.75 | 2
2023/24 | 259.25 | 71.75 | 2
2023/24 | 259.75 | 71.75 | 2
2023/24 | 260.25 | 71.75 | 2
2023/24 | 260.75 | 71.75 | 1
2023/24 | 261.25 | 71.75 | 2
2023/24 | 261.75 | 71.75 | 1
2023/24 | 262.75 | 71.75 | 1
2023/24 | 263.75 | 71.75 | 1
2023/24 | 264.25 | 71.75 | 7
2023/24 | 264.75 | 71.75 | 2
2023/24 | 265.25 | 71.75 | 4
2023/24 | 266.25 | 71.75 | 3
2023/24 | 266.75 | 71.75 | 1
2023/24 | 267.25 | 71.75 | 1
2023/24 | 267.75 | 71.75 | 1
2023/24 | 268.25 | 71.75 | 1
2023/24 | 268.75 | 71.75 | 1
2023/24 | 269.75 | 71.75 | 2
2023/24 | 270.75 | 71.75 | 1
2023/24 | 271.25 | 71.75 | 2
2023/24 | 271.75 | 71.75 | 1
2023/24 | 272.75 | 71.75 | 1
2023/24 | 273.25 | 71.75 | 2
2023/24 | 273.75 | 71.75 | 1
2023/24 | 274.25 | 71.75 | 3
2023/24 | 274.75 | 71.75 | 2
2023/24 | 275.75 | 71.75 | 1
2023/24 | 276.25 | 71.75 | 1
2023/24 | 276.75 | 71.75 | 1
2023/24 | 277.25 | 71.75 | 2
2023/24 | 278.25 | 71.75 | 1
2023/24 | 279.25 | 71.75 | 1
2023/24 | 279.75 | 71.75 | 2
2023/24 | 280.75 | 71.75 | 2
2023/24 | 281.25 | 71.75 | 1
2023/24 | 282.25 | 71.75 | 2
2023/24 | 282.75 | 71.75 | 1
2023/24 | 283.25 | 71.75 | 1
2023/24 | 285.25 | 71.75 | 1
2023/24 | 285.75 | 71.75 | 1
2023/24 | 286.25 | 71.75 | 1
2023/24 | 286.75 | 71.75 | 1
2023/24 | 289.25 | 71.75 | 2
2023/24 | 289.75 | 71.75 | 1
2023/24 | 290.75 | 71.75 | 1
2023/24 | 291.25 | 71.75 | 1
2023/24 | 292.75 | 71.75 | 2
2023/24 | 293.75 | 71.75 | 1
2023/24 | 294.75 | 71.75 | 1
2023/24 | 295.75 | 71.75 | 1
2023/24 | 296.25 | 71.75 | 1
2023/24 | 299.25 | 71.75 | 1
2023/24 | 301.25 | 71.75 | 1
2023/24 | 302.25 | 71.75 | 2
2023/24 | 302.75 | 71.75 | 1
2023/24 | 303.25 | 71.75 | 1
2023/24 | 303.75 | 71.75 | 1
2023/24 | 304.25 | 71.75 | 3
2023/24 | 304.75 | 71.75 | 1
2023/24 | 306.25 | 71.75 | 1
2023/24 | 307.75 | 71.75 | 1
2023/24 | 308.25 | 71.75 | 2
2023/24 | 308.75 | 71.75 | 1
2023/24 | 309.25 | 71.75 | 1
2023/24 | 311.75 | 71.75 | 1
2023/24 | 316.25 | 71.75 | 1
2023/24 | 316.75 | 71.75 | 2
2023/24 | 320.75 | 71.75 | 1
2023/24 | 322.75 | 71.75 | 1
2023/24 | 324.75 | 71.75 | 1
2023/24 | 325.75 | 71.75 | 1
2023/24 | 333.25 | 71.75 | 1
2023/24 | 336.75 | 71.75 | 1
2023/24 | 339.25 | 71.75 | 1
2023/24 | 341.25 | 71.75 | 1
2023/24 | 344.25 | 71.75 | 1
2023/24 | 346.25 | 71.75 | 1
2023/24 | 348.25 | 71.75 | 1
2023/24 | 350.25 | 71.75 | 1
2023/24 | 355.25 | 71.75 | 1
2023/24 | 375.75 | 71.75 | 1
2023/24 | 381.25 | 71.75 | 1
2023/24 | 103.25 | 72.25 | 1
2023/24 | 107.25 | 72.25 | 1
2023/24 | 107.75 | 72.25 | 1
2023/24 | 109.25 | 72.25 | 1
2023/24 | 109.75 | 72.25 | 3
2023/24 | 110.25 | 72.25 | 1
2023/24 | 111.25 | 72.25 | 3
2023/24 | 111.75 | 72.25 | 2
2023/24 | 112.25 | 72.25 | 1
2023/24 | 113.75 | 72.25 | 4
2023/24 | 114.25 | 72.25 | 2
2023/24 | 114.75 | 72.25 | 3
2023/24 | 115.25 | 72.25 | 1
2023/24 | 115.75 | 72.25 | 1
2023/24 | 116.25 | 72.25 | 3
2023/24 | 116.75 | 72.25 | 2
2023/24 | 117.25 | 72.25 | 4
2023/24 | 117.75 | 72.25 | 1
2023/24 | 118.25 | 72.25 | 2
2023/24 | 118.75 | 72.25 | 1
2023/24 | 119.25 | 72.25 | 3
2023/24 | 119.75 | 72.25 | 2
2023/24 | 120.25 | 72.25 | 10
2023/24 | 120.75 | 72.25 | 3
2023/24 | 121.25 | 72.25 | 1
2023/24 | 122.25 | 72.25 | 9
2023/24 | 122.75 | 72.25 | 2
2023/24 | 123.25 | 72.25 | 9
2023/24 | 123.75 | 72.25 | 6
2023/24 | 124.25 | 72.25 | 4
2023/24 | 124.75 | 72.25 | 7
2023/24 | 125.25 | 72.25 | 13
2023/24 | 125.75 | 72.25 | 3
2023/24 | 126.25 | 72.25 | 10
2023/24 | 126.75 | 72.25 | 19
2023/24 | 127.25 | 72.25 | 15
2023/24 | 127.75 | 72.25 | 13
2023/24 | 128.25 | 72.25 | 12
2023/24 | 128.75 | 72.25 | 16
2023/24 | 129.25 | 72.25 | 17
2023/24 | 129.75 | 72.25 | 31
2023/24 | 130.25 | 72.25 | 27
2023/24 | 130.75 | 72.25 | 19
2023/24 | 131.25 | 72.25 | 22
2023/24 | 131.75 | 72.25 | 23
2023/24 | 132.25 | 72.25 | 26
2023/24 | 132.75 | 72.25 | 24
2023/24 | 133.25 | 72.25 | 30
2023/24 | 133.75 | 72.25 | 27
2023/24 | 134.25 | 72.25 | 24
2023/24 | 134.75 | 72.25 | 36
2023/24 | 135.25 | 72.25 | 37
2023/24 | 135.75 | 72.25 | 38
2023/24 | 136.25 | 72.25 | 35
2023/24 | 136.75 | 72.25 | 46
2023/24 | 137.25 | 72.25 | 48
2023/24 | 137.75 | 72.25 | 49
2023/24 | 138.25 | 72.25 | 51
2023/24 | 138.75 | 72.25 | 51
2023/24 | 139.25 | 72.25 | 59
2023/24 | 139.75 | 72.25 | 50
2023/24 | 140.25 | 72.25 | 48
2023/24 | 140.75 | 72.25 | 69
2023/24 | 141.25 | 72.25 | 54
2023/24 | 141.75 | 72.25 | 72
2023/24 | 142.25 | 72.25 | 60
2023/24 | 142.75 | 72.25 | 67
2023/24 | 143.25 | 72.25 | 72
2023/24 | 143.75 | 72.25 | 71
2023/24 | 144.25 | 72.25 | 82
2023/24 | 144.75 | 72.25 | 87
2023/24 | 145.25 | 72.25 | 67
2023/24 | 145.75 | 72.25 | 88
2023/24 | 146.25 | 72.25 | 76
2023/24 | 146.75 | 72.25 | 84
2023/24 | 147.25 | 72.25 | 94
2023/24 | 147.75 | 72.25 | 122
2023/24 | 148.25 | 72.25 | 97
2023/24 | 148.75 | 72.25 | 94
2023/24 | 149.25 | 72.25 | 101
2023/24 | 149.75 | 72.25 | 132
2023/24 | 150.25 | 72.25 | 89
2023/24 | 150.75 | 72.25 | 107
2023/24 | 151.25 | 72.25 | 108
2023/24 | 151.75 | 72.25 | 124
2023/24 | 152.25 | 72.25 | 124
2023/24 | 152.75 | 72.25 | 125
2023/24 | 153.25 | 72.25 | 137
2023/24 | 153.75 | 72.25 | 133
2023/24 | 154.25 | 72.25 | 119
2023/24 | 154.75 | 72.25 | 116
2023/24 | 155.25 | 72.25 | 148
2023/24 | 155.75 | 72.25 | 128
2023/24 | 156.25 | 72.25 | 128
2023/24 | 156.75 | 72.25 | 139
2023/24 | 157.25 | 72.25 | 144
2023/24 | 157.75 | 72.25 | 151
2023/24 | 158.25 | 72.25 | 161
2023/24 | 158.75 | 72.25 | 151
2023/24 | 159.25 | 72.25 | 158
2023/24 | 159.75 | 72.25 | 142
2023/24 | 160.25 | 72.25 | 164
2023/24 | 160.75 | 72.25 | 150
2023/24 | 161.25 | 72.25 | 148
2023/24 | 161.75 | 72.25 | 153
2023/24 | 162.25 | 72.25 | 132
2023/24 | 162.75 | 72.25 | 181
2023/24 | 163.25 | 72.25 | 128
2023/24 | 163.75 | 72.25 | 152
2023/24 | 164.25 | 72.25 | 135
2023/24 | 164.75 | 72.25 | 153
2023/24 | 165.25 | 72.25 | 169
2023/24 | 165.75 | 72.25 | 133
2023/24 | 166.25 | 72.25 | 158
2023/24 | 166.75 | 72.25 | 172
2023/24 | 167.25 | 72.25 | 148
2023/24 | 167.75 | 72.25 | 169
2023/24 | 168.25 | 72.25 | 126
2023/24 | 168.75 | 72.25 | 156
2023/24 | 169.25 | 72.25 | 137
2023/24 | 169.75 | 72.25 | 148
2023/24 | 170.25 | 72.25 | 137
2023/24 | 170.75 | 72.25 | 136
2023/24 | 171.25 | 72.25 | 132
2023/24 | 171.75 | 72.25 | 148
2023/24 | 172.25 | 72.25 | 130
2023/24 | 172.75 | 72.25 | 137
2023/24 | 173.25 | 72.25 | 151
2023/24 | 173.75 | 72.25 | 131
2023/24 | 174.25 | 72.25 | 110
2023/24 | 174.75 | 72.25 | 146
2023/24 | 175.25 | 72.25 | 146
2023/24 | 175.75 | 72.25 | 152
2023/24 | 176.25 | 72.25 | 122
2023/24 | 176.75 | 72.25 | 129
2023/24 | 177.25 | 72.25 | 138
2023/24 | 177.75 | 72.25 | 119
2023/24 | 178.25 | 72.25 | 115
2023/24 | 178.75 | 72.25 | 110
2023/24 | 179.25 | 72.25 | 111
2023/24 | 179.75 | 72.25 | 112
2023/24 | 180.25 | 72.25 | 99
2023/24 | 180.75 | 72.25 | 135
2023/24 | 181.25 | 72.25 | 115
2023/24 | 181.75 | 72.25 | 108
2023/24 | 182.25 | 72.25 | 91
2023/24 | 182.75 | 72.25 | 104
2023/24 | 183.25 | 72.25 | 87
2023/24 | 183.75 | 72.25 | 86
2023/24 | 184.25 | 72.25 | 90
2023/24 | 184.75 | 72.25 | 89
2023/24 | 185.25 | 72.25 | 86
2023/24 | 185.75 | 72.25 | 90
2023/24 | 186.25 | 72.25 | 78
2023/24 | 186.75 | 72.25 | 89
2023/24 | 187.25 | 72.25 | 65
2023/24 | 187.75 | 72.25 | 70
2023/24 | 188.25 | 72.25 | 66
2023/24 | 188.75 | 72.25 | 63
2023/24 | 189.25 | 72.25 | 60
2023/24 | 189.75 | 72.25 | 59
2023/24 | 190.25 | 72.25 | 55
2023/24 | 190.75 | 72.25 | 71
2023/24 | 191.25 | 72.25 | 72
2023/24 | 191.75 | 72.25 | 54
2023/24 | 192.25 | 72.25 | 62
2023/24 | 192.75 | 72.25 | 53
2023/24 | 193.25 | 72.25 | 57
2023/24 | 193.75 | 72.25 | 48
2023/24 | 194.25 | 72.25 | 45
2023/24 | 194.75 | 72.25 | 36
2023/24 | 195.25 | 72.25 | 49
2023/24 | 195.75 | 72.25 | 39
2023/24 | 196.25 | 72.25 | 49
2023/24 | 196.75 | 72.25 | 53
2023/24 | 197.25 | 72.25 | 43
2023/24 | 197.75 | 72.25 | 45
2023/24 | 198.25 | 72.25 | 43
2023/24 | 198.75 | 72.25 | 48
2023/24 | 199.25 | 72.25 | 40
2023/24 | 199.75 | 72.25 | 39
2023/24 | 200.25 | 72.25 | 37
2023/24 | 200.75 | 72.25 | 32
2023/24 | 201.25 | 72.25 | 27
2023/24 | 201.75 | 72.25 | 39
2023/24 | 202.25 | 72.25 | 33
2023/24 | 202.75 | 72.25 | 33
2023/24 | 203.25 | 72.25 | 33
2023/24 | 203.75 | 72.25 | 29
2023/24 | 204.25 | 72.25 | 21
2023/24 | 204.75 | 72.25 | 23
2023/24 | 205.25 | 72.25 | 21
2023/24 | 205.75 | 72.25 | 24
2023/24 | 206.25 | 72.25 | 33
2023/24 | 206.75 | 72.25 | 28
2023/24 | 207.25 | 72.25 | 17
2023/24 | 207.75 | 72.25 | 17
2023/24 | 208.25 | 72.25 | 33
2023/24 | 208.75 | 72.25 | 24
2023/24 | 209.25 | 72.25 | 25
2023/24 | 209.75 | 72.25 | 25
2023/24 | 210.25 | 72.25 | 21
2023/24 | 210.75 | 72.25 | 22
2023/24 | 211.25 | 72.25 | 21
2023/24 | 211.75 | 72.25 | 22
2023/24 | 212.25 | 72.25 | 12
2023/24 | 212.75 | 72.25 | 10
2023/24 | 213.25 | 72.25 | 15
2023/24 | 213.75 | 72.25 | 20
2023/24 | 214.25 | 72.25 | 12
2023/24 | 214.75 | 72.25 | 14
2023/24 | 215.25 | 72.25 | 18
2023/24 | 215.75 | 72.25 | 25
2023/24 | 216.25 | 72.25 | 16
2023/24 | 216.75 | 72.25 | 16
2023/24 | 217.25 | 72.25 | 17
2023/24 | 217.75 | 72.25 | 25
2023/24 | 218.25 | 72.25 | 18
2023/24 | 218.75 | 72.25 | 13
2023/24 | 219.25 | 72.25 | 11
2023/24 | 219.75 | 72.25 | 10
2023/24 | 220.25 | 72.25 | 10
2023/24 | 220.75 | 72.25 | 12
2023/24 | 221.25 | 72.25 | 18
2023/24 | 221.75 | 72.25 | 10
2023/24 | 222.25 | 72.25 | 7
2023/24 | 222.75 | 72.25 | 7
2023/24 | 223.25 | 72.25 | 7
2023/24 | 223.75 | 72.25 | 5
2023/24 | 224.25 | 72.25 | 8
2023/24 | 224.75 | 72.25 | 11
2023/24 | 225.25 | 72.25 | 5
2023/24 | 225.75 | 72.25 | 12
2023/24 | 226.25 | 72.25 | 6
2023/24 | 226.75 | 72.25 | 9
2023/24 | 227.25 | 72.25 | 10
2023/24 | 227.75 | 72.25 | 10
2023/24 | 228.25 | 72.25 | 8
2023/24 | 228.75 | 72.25 | 7
2023/24 | 229.25 | 72.25 | 7
2023/24 | 229.75 | 72.25 | 11
2023/24 | 230.25 | 72.25 | 8
2023/24 | 230.75 | 72.25 | 6
2023/24 | 231.25 | 72.25 | 8
2023/24 | 231.75 | 72.25 | 6
2023/24 | 232.25 | 72.25 | 5
2023/24 | 232.75 | 72.25 | 7
2023/24 | 233.25 | 72.25 | 13
2023/24 | 233.75 | 72.25 | 8
2023/24 | 234.25 | 72.25 | 3
2023/24 | 234.75 | 72.25 | 7
2023/24 | 235.25 | 72.25 | 6
2023/24 | 235.75 | 72.25 | 11
2023/24 | 236.25 | 72.25 | 6
2023/24 | 236.75 | 72.25 | 4
2023/24 | 237.25 | 72.25 | 7
2023/24 | 237.75 | 72.25 | 5
2023/24 | 238.25 | 72.25 | 7
2023/24 | 238.75 | 72.25 | 5
2023/24 | 239.25 | 72.25 | 5
2023/24 | 239.75 | 72.25 | 5
2023/24 | 240.25 | 72.25 | 4
2023/24 | 240.75 | 72.25 | 5
2023/24 | 241.75 | 72.25 | 13
2023/24 | 242.25 | 72.25 | 5
2023/24 | 242.75 | 72.25 | 1
2023/24 | 243.25 | 72.25 | 4
2023/24 | 243.75 | 72.25 | 4
2023/24 | 244.75 | 72.25 | 3
2023/24 | 245.25 | 72.25 | 3
2023/24 | 245.75 | 72.25 | 9
2023/24 | 246.25 | 72.25 | 2
2023/24 | 246.75 | 72.25 | 7
2023/24 | 247.25 | 72.25 | 2
2023/24 | 247.75 | 72.25 | 3
2023/24 | 248.25 | 72.25 | 2
2023/24 | 249.25 | 72.25 | 6
2023/24 | 249.75 | 72.25 | 4
2023/24 | 250.25 | 72.25 | 2
2023/24 | 250.75 | 72.25 | 11
2023/24 | 251.25 | 72.25 | 3
2023/24 | 251.75 | 72.25 | 4
2023/24 | 252.25 | 72.25 | 3
2023/24 | 252.75 | 72.25 | 3
2023/24 | 253.25 | 72.25 | 3
2023/24 | 253.75 | 72.25 | 3
2023/24 | 254.25 | 72.25 | 2
2023/24 | 254.75 | 72.25 | 1
2023/24 | 255.25 | 72.25 | 4
2023/24 | 255.75 | 72.25 | 4
2023/24 | 256.25 | 72.25 | 6
2023/24 | 256.75 | 72.25 | 3
2023/24 | 257.75 | 72.25 | 4
2023/24 | 258.25 | 72.25 | 1
2023/24 | 258.75 | 72.25 | 2
2023/24 | 259.25 | 72.25 | 2
2023/24 | 259.75 | 72.25 | 4
2023/24 | 260.25 | 72.25 | 5
2023/24 | 260.75 | 72.25 | 5
2023/24 | 261.25 | 72.25 | 2
2023/24 | 261.75 | 72.25 | 1
2023/24 | 262.25 | 72.25 | 6
2023/24 | 262.75 | 72.25 | 1
2023/24 | 263.25 | 72.25 | 2
2023/24 | 263.75 | 72.25 | 3
2023/24 | 264.25 | 72.25 | 1
2023/24 | 264.75 | 72.25 | 1
2023/24 | 265.25 | 72.25 | 2
2023/24 | 265.75 | 72.25 | 1
2023/24 | 266.25 | 72.25 | 1
2023/24 | 266.75 | 72.25 | 2
2023/24 | 267.25 | 72.25 | 2
2023/24 | 267.75 | 72.25 | 2
2023/24 | 268.25 | 72.25 | 3
2023/24 | 268.75 | 72.25 | 2
2023/24 | 269.25 | 72.25 | 1
2023/24 | 269.75 | 72.25 | 1
2023/24 | 270.25 | 72.25 | 1
2023/24 | 270.75 | 72.25 | 1
2023/24 | 271.25 | 72.25 | 1
2023/24 | 271.75 | 72.25 | 2
2023/24 | 272.25 | 72.25 | 1
2023/24 | 272.75 | 72.25 | 1
2023/24 | 273.75 | 72.25 | 1
2023/24 | 274.25 | 72.25 | 1
2023/24 | 274.75 | 72.25 | 2
2023/24 | 275.25 | 72.25 | 2
2023/24 | 275.75 | 72.25 | 2
2023/24 | 276.75 | 72.25 | 1
2023/24 | 277.75 | 72.25 | 1
2023/24 | 278.25 | 72.25 | 4
2023/24 | 278.75 | 72.25 | 2
2023/24 | 282.75 | 72.25 | 1
2023/24 | 284.25 | 72.25 | 1
2023/24 | 284.75 | 72.25 | 2
2023/24 | 285.25 | 72.25 | 1
2023/24 | 288.75 | 72.25 | 2
2023/24 | 291.75 | 72.25 | 1
2023/24 | 292.25 | 72.25 | 1
2023/24 | 292.75 | 72.25 | 2
2023/24 | 294.75 | 72.25 | 1
2023/24 | 295.75 | 72.25 | 1
2023/24 | 296.25 | 72.25 | 1
2023/24 | 296.75 | 72.25 | 1
2023/24 | 297.25 | 72.25 | 1
2023/24 | 298.25 | 72.25 | 2
2023/24 | 299.75 | 72.25 | 1
2023/24 | 301.25 | 72.25 | 2
2023/24 | 302.75 | 72.25 | 1
2023/24 | 303.75 | 72.25 | 1
2023/24 | 306.25 | 72.25 | 2
2023/24 | 306.75 | 72.25 | 1
2023/24 | 307.25 | 72.25 | 1
2023/24 | 308.25 | 72.25 | 1
2023/24 | 309.25 | 72.25 | 1
2023/24 | 314.25 | 72.25 | 2
2023/24 | 314.75 | 72.25 | 1
2023/24 | 316.25 | 72.25 | 1
2023/24 | 317.25 | 72.25 | 1
2023/24 | 318.25 | 72.25 | 1
2023/24 | 319.75 | 72.25 | 1
2023/24 | 321.25 | 72.25 | 1
2023/24 | 323.75 | 72.25 | 1
2023/24 | 328.75 | 72.25 | 1
2023/24 | 329.25 | 72.25 | 1
2023/24 | 338.25 | 72.25 | 1
2023/24 | 342.25 | 72.25 | 1
2023/24 | 361.75 | 72.25 | 1
2023/24 | 362.25 | 72.25 | 1
2023/24 | 373.25 | 72.25 | 1
2023/24 | 375.75 | 72.25 | 1
2023/24 | 102.25 | 72.75 | 1
2023/24 | 103.75 | 72.75 | 1
2023/24 | 106.25 | 72.75 | 1
2023/24 | 106.75 | 72.75 | 1
2023/24 | 107.75 | 72.75 | 1
2023/24 | 109.75 | 72.75 | 1
2023/24 | 110.25 | 72.75 | 1
2023/24 | 112.25 | 72.75 | 3
2023/24 | 113.25 | 72.75 | 1
2023/24 | 114.75 | 72.75 | 2
2023/24 | 115.25 | 72.75 | 2
2023/24 | 115.75 | 72.75 | 2
2023/24 | 116.25 | 72.75 | 1
2023/24 | 116.75 | 72.75 | 1
2023/24 | 117.25 | 72.75 | 2
2023/24 | 117.75 | 72.75 | 2
2023/24 | 118.25 | 72.75 | 2
2023/24 | 118.75 | 72.75 | 4
2023/24 | 119.75 | 72.75 | 2
2023/24 | 120.25 | 72.75 | 5
2023/24 | 120.75 | 72.75 | 2
2023/24 | 121.25 | 72.75 | 4
2023/24 | 121.75 | 72.75 | 6
2023/24 | 122.25 | 72.75 | 4
2023/24 | 122.75 | 72.75 | 8
2023/24 | 123.25 | 72.75 | 4
2023/24 | 123.75 | 72.75 | 9
2023/24 | 124.25 | 72.75 | 10
2023/24 | 124.75 | 72.75 | 5
2023/24 | 125.25 | 72.75 | 7
2023/24 | 125.75 | 72.75 | 4
2023/24 | 126.25 | 72.75 | 14
2023/24 | 126.75 | 72.75 | 8
2023/24 | 127.25 | 72.75 | 17
2023/24 | 127.75 | 72.75 | 13
2023/24 | 128.25 | 72.75 | 14
2023/24 | 128.75 | 72.75 | 12
2023/24 | 129.25 | 72.75 | 12
2023/24 | 129.75 | 72.75 | 19
2023/24 | 130.25 | 72.75 | 20
2023/24 | 130.75 | 72.75 | 20
2023/24 | 131.25 | 72.75 | 20
2023/24 | 131.75 | 72.75 | 17
2023/24 | 132.25 | 72.75 | 14
2023/24 | 132.75 | 72.75 | 35
2023/24 | 133.25 | 72.75 | 29
2023/24 | 133.75 | 72.75 | 25
2023/24 | 134.25 | 72.75 | 40
2023/24 | 134.75 | 72.75 | 38
2023/24 | 135.25 | 72.75 | 35
2023/24 | 135.75 | 72.75 | 39
2023/24 | 136.25 | 72.75 | 38
2023/24 | 136.75 | 72.75 | 41
2023/24 | 137.25 | 72.75 | 40
2023/24 | 137.75 | 72.75 | 50
2023/24 | 138.25 | 72.75 | 42
2023/24 | 138.75 | 72.75 | 52
2023/24 | 139.25 | 72.75 | 50
2023/24 | 139.75 | 72.75 | 58
2023/24 | 140.25 | 72.75 | 63
2023/24 | 140.75 | 72.75 | 67
2023/24 | 141.25 | 72.75 | 69
2023/24 | 141.75 | 72.75 | 59
2023/24 | 142.25 | 72.75 | 57
2023/24 | 142.75 | 72.75 | 72
2023/24 | 143.25 | 72.75 | 88
2023/24 | 143.75 | 72.75 | 58
2023/24 | 144.25 | 72.75 | 57
2023/24 | 144.75 | 72.75 | 78
2023/24 | 145.25 | 72.75 | 82
2023/24 | 145.75 | 72.75 | 82
2023/24 | 146.25 | 72.75 | 84
2023/24 | 146.75 | 72.75 | 100
2023/24 | 147.25 | 72.75 | 86
2023/24 | 147.75 | 72.75 | 87
2023/24 | 148.25 | 72.75 | 93
2023/24 | 148.75 | 72.75 | 85
2023/24 | 149.25 | 72.75 | 97
2023/24 | 149.75 | 72.75 | 93
2023/24 | 150.25 | 72.75 | 122
2023/24 | 150.75 | 72.75 | 127
2023/24 | 151.25 | 72.75 | 110
2023/24 | 151.75 | 72.75 | 107
2023/24 | 152.25 | 72.75 | 149
2023/24 | 152.75 | 72.75 | 123
2023/24 | 153.25 | 72.75 | 121
2023/24 | 153.75 | 72.75 | 124
2023/24 | 154.25 | 72.75 | 120
2023/24 | 154.75 | 72.75 | 143
2023/24 | 155.25 | 72.75 | 136
2023/24 | 155.75 | 72.75 | 122
2023/24 | 156.25 | 72.75 | 129
2023/24 | 156.75 | 72.75 | 157
2023/24 | 157.25 | 72.75 | 138
2023/24 | 157.75 | 72.75 | 140
2023/24 | 158.25 | 72.75 | 147
2023/24 | 158.75 | 72.75 | 143
2023/24 | 159.25 | 72.75 | 159
2023/24 | 159.75 | 72.75 | 156
2023/24 | 160.25 | 72.75 | 151
2023/24 | 160.75 | 72.75 | 154
2023/24 | 161.25 | 72.75 | 165
2023/24 | 161.75 | 72.75 | 130
2023/24 | 162.25 | 72.75 | 164
2023/24 | 162.75 | 72.75 | 149
2023/24 | 163.25 | 72.75 | 134
2023/24 | 163.75 | 72.75 | 146
2023/24 | 164.25 | 72.75 | 170
2023/24 | 164.75 | 72.75 | 160
2023/24 | 165.25 | 72.75 | 184
2023/24 | 165.75 | 72.75 | 143
2023/24 | 166.25 | 72.75 | 164
2023/24 | 166.75 | 72.75 | 184
2023/24 | 167.25 | 72.75 | 154
2023/24 | 167.75 | 72.75 | 157
2023/24 | 168.25 | 72.75 | 147
2023/24 | 168.75 | 72.75 | 150
2023/24 | 169.25 | 72.75 | 154
2023/24 | 169.75 | 72.75 | 183
2023/24 | 170.25 | 72.75 | 136
2023/24 | 170.75 | 72.75 | 145
2023/24 | 171.25 | 72.75 | 151
2023/24 | 171.75 | 72.75 | 132
2023/24 | 172.25 | 72.75 | 144
2023/24 | 172.75 | 72.75 | 147
2023/24 | 173.25 | 72.75 | 139
2023/24 | 173.75 | 72.75 | 136
2023/24 | 174.25 | 72.75 | 128
2023/24 | 174.75 | 72.75 | 124
2023/24 | 175.25 | 72.75 | 145
2023/24 | 175.75 | 72.75 | 122
2023/24 | 176.25 | 72.75 | 131
2023/24 | 176.75 | 72.75 | 142
2023/24 | 177.25 | 72.75 | 119
2023/24 | 177.75 | 72.75 | 132
2023/24 | 178.25 | 72.75 | 99
2023/24 | 178.75 | 72.75 | 129
2023/24 | 179.25 | 72.75 | 96
2023/24 | 179.75 | 72.75 | 88
2023/24 | 180.25 | 72.75 | 119
2023/24 | 180.75 | 72.75 | 105
2023/24 | 181.25 | 72.75 | 119
2023/24 | 181.75 | 72.75 | 78
2023/24 | 182.25 | 72.75 | 101
2023/24 | 182.75 | 72.75 | 104
2023/24 | 183.25 | 72.75 | 99
2023/24 | 183.75 | 72.75 | 98
2023/24 | 184.25 | 72.75 | 90
2023/24 | 184.75 | 72.75 | 104
2023/24 | 185.25 | 72.75 | 107
2023/24 | 185.75 | 72.75 | 91
2023/24 | 186.25 | 72.75 | 83
2023/24 | 186.75 | 72.75 | 75
2023/24 | 187.25 | 72.75 | 81
2023/24 | 187.75 | 72.75 | 80
2023/24 | 188.25 | 72.75 | 74
2023/24 | 188.75 | 72.75 | 71
2023/24 | 189.25 | 72.75 | 84
2023/24 | 189.75 | 72.75 | 78
2023/24 | 190.25 | 72.75 | 71
2023/24 | 190.75 | 72.75 | 75
2023/24 | 191.25 | 72.75 | 59
2023/24 | 191.75 | 72.75 | 65
2023/24 | 192.25 | 72.75 | 53
2023/24 | 192.75 | 72.75 | 59
2023/24 | 193.25 | 72.75 | 61
2023/24 | 193.75 | 72.75 | 54
2023/24 | 194.25 | 72.75 | 45
2023/24 | 194.75 | 72.75 | 51
2023/24 | 195.25 | 72.75 | 57
2023/24 | 195.75 | 72.75 | 56
2023/24 | 196.25 | 72.75 | 43
2023/24 | 196.75 | 72.75 | 39
2023/24 | 197.25 | 72.75 | 47
2023/24 | 197.75 | 72.75 | 45
2023/24 | 198.25 | 72.75 | 37
2023/24 | 198.75 | 72.75 | 48
2023/24 | 199.25 | 72.75 | 38
2023/24 | 199.75 | 72.75 | 43
2023/24 | 200.25 | 72.75 | 38
2023/24 | 200.75 | 72.75 | 38
2023/24 | 201.25 | 72.75 | 37
2023/24 | 201.75 | 72.75 | 39
2023/24 | 202.25 | 72.75 | 40
2023/24 | 202.75 | 72.75 | 31
2023/24 | 203.25 | 72.75 | 34
2023/24 | 203.75 | 72.75 | 33
2023/24 | 204.25 | 72.75 | 28
2023/24 | 204.75 | 72.75 | 33
2023/24 | 205.25 | 72.75 | 36
2023/24 | 205.75 | 72.75 | 32
2023/24 | 206.25 | 72.75 | 30
2023/24 | 206.75 | 72.75 | 26
2023/24 | 207.25 | 72.75 | 19
2023/24 | 207.75 | 72.75 | 21
2023/24 | 208.25 | 72.75 | 24
2023/24 | 208.75 | 72.75 | 32
2023/24 | 209.25 | 72.75 | 23
2023/24 | 209.75 | 72.75 | 19
2023/24 | 210.25 | 72.75 | 29
2023/24 | 210.75 | 72.75 | 28
2023/24 | 211.25 | 72.75 | 28
2023/24 | 211.75 | 72.75 | 21
2023/24 | 212.25 | 72.75 | 19
2023/24 | 212.75 | 72.75 | 18
2023/24 | 213.25 | 72.75 | 25
2023/24 | 213.75 | 72.75 | 17
2023/24 | 214.25 | 72.75 | 8
2023/24 | 214.75 | 72.75 | 9
2023/24 | 215.25 | 72.75 | 17
2023/24 | 215.75 | 72.75 | 13
2023/24 | 216.25 | 72.75 | 20
2023/24 | 216.75 | 72.75 | 17
2023/24 | 217.25 | 72.75 | 13
2023/24 | 217.75 | 72.75 | 17
2023/24 | 218.25 | 72.75 | 18
2023/24 | 218.75 | 72.75 | 15
2023/24 | 219.25 | 72.75 | 21
2023/24 | 219.75 | 72.75 | 13
2023/24 | 220.25 | 72.75 | 10
2023/24 | 220.75 | 72.75 | 10
2023/24 | 221.25 | 72.75 | 10
2023/24 | 221.75 | 72.75 | 11
2023/24 | 222.25 | 72.75 | 19
2023/24 | 222.75 | 72.75 | 14
2023/24 | 223.25 | 72.75 | 11
2023/24 | 223.75 | 72.75 | 16
2023/24 | 224.25 | 72.75 | 9
2023/24 | 224.75 | 72.75 | 7
2023/24 | 225.25 | 72.75 | 15
2023/24 | 225.75 | 72.75 | 9
2023/24 | 226.25 | 72.75 | 3
2023/24 | 226.75 | 72.75 | 9
2023/24 | 227.25 | 72.75 | 9
2023/24 | 227.75 | 72.75 | 8
2023/24 | 228.25 | 72.75 | 13
2023/24 | 228.75 | 72.75 | 4
2023/24 | 229.25 | 72.75 | 9
2023/24 | 229.75 | 72.75 | 5
2023/24 | 230.25 | 72.75 | 8
2023/24 | 230.75 | 72.75 | 9
2023/24 | 231.25 | 72.75 | 8
2023/24 | 231.75 | 72.75 | 11
2023/24 | 232.25 | 72.75 | 7
2023/24 | 232.75 | 72.75 | 2
2023/24 | 233.25 | 72.75 | 9
2023/24 | 233.75 | 72.75 | 7
2023/24 | 234.25 | 72.75 | 12
2023/24 | 234.75 | 72.75 | 9
2023/24 | 235.25 | 72.75 | 3
2023/24 | 235.75 | 72.75 | 5
2023/24 | 236.25 | 72.75 | 4
2023/24 | 236.75 | 72.75 | 4
2023/24 | 237.25 | 72.75 | 4
2023/24 | 237.75 | 72.75 | 9
2023/24 | 238.25 | 72.75 | 9
2023/24 | 238.75 | 72.75 | 4
2023/24 | 239.25 | 72.75 | 5
2023/24 | 239.75 | 72.75 | 6
2023/24 | 240.25 | 72.75 | 5
2023/24 | 240.75 | 72.75 | 6
2023/24 | 241.25 | 72.75 | 2
2023/24 | 241.75 | 72.75 | 1
2023/24 | 242.25 | 72.75 | 4
2023/24 | 242.75 | 72.75 | 3
2023/24 | 243.25 | 72.75 | 5
2023/24 | 243.75 | 72.75 | 4
2023/24 | 244.25 | 72.75 | 3
2023/24 | 244.75 | 72.75 | 5
2023/24 | 245.25 | 72.75 | 4
2023/24 | 245.75 | 72.75 | 2
2023/24 | 246.25 | 72.75 | 6
2023/24 | 246.75 | 72.75 | 7
2023/24 | 247.25 | 72.75 | 1
2023/24 | 247.75 | 72.75 | 3
2023/24 | 248.25 | 72.75 | 5
2023/24 | 248.75 | 72.75 | 3
2023/24 | 249.25 | 72.75 | 5
2023/24 | 249.75 | 72.75 | 1
2023/24 | 250.25 | 72.75 | 3
2023/24 | 250.75 | 72.75 | 2
2023/24 | 251.25 | 72.75 | 3
2023/24 | 251.75 | 72.75 | 2
2023/24 | 252.25 | 72.75 | 6
2023/24 | 252.75 | 72.75 | 5
2023/24 | 253.25 | 72.75 | 2
2023/24 | 253.75 | 72.75 | 1
2023/24 | 254.25 | 72.75 | 5
2023/24 | 254.75 | 72.75 | 2
2023/24 | 255.25 | 72.75 | 4
2023/24 | 255.75 | 72.75 | 4
2023/24 | 256.25 | 72.75 | 2
2023/24 | 256.75 | 72.75 | 4
2023/24 | 257.25 | 72.75 | 2
2023/24 | 257.75 | 72.75 | 1
2023/24 | 258.25 | 72.75 | 2
2023/24 | 258.75 | 72.75 | 6
2023/24 | 259.25 | 72.75 | 2
2023/24 | 259.75 | 72.75 | 3
2023/24 | 260.25 | 72.75 | 3
2023/24 | 260.75 | 72.75 | 1
2023/24 | 261.25 | 72.75 | 1
2023/24 | 261.75 | 72.75 | 1
2023/24 | 262.25 | 72.75 | 2
2023/24 | 263.25 | 72.75 | 1
2023/24 | 263.75 | 72.75 | 5
2023/24 | 265.75 | 72.75 | 1
2023/24 | 266.25 | 72.75 | 4
2023/24 | 267.25 | 72.75 | 3
2023/24 | 268.25 | 72.75 | 1
2023/24 | 268.75 | 72.75 | 1
2023/24 | 269.25 | 72.75 | 3
2023/24 | 269.75 | 72.75 | 3
2023/24 | 270.25 | 72.75 | 2
2023/24 | 270.75 | 72.75 | 1
2023/24 | 273.75 | 72.75 | 2
2023/24 | 274.25 | 72.75 | 3
2023/24 | 274.75 | 72.75 | 4
2023/24 | 275.25 | 72.75 | 1
2023/24 | 275.75 | 72.75 | 1
2023/24 | 276.25 | 72.75 | 1
2023/24 | 276.75 | 72.75 | 3
2023/24 | 277.25 | 72.75 | 1
2023/24 | 277.75 | 72.75 | 1
2023/24 | 278.25 | 72.75 | 2
2023/24 | 278.75 | 72.75 | 4
2023/24 | 279.25 | 72.75 | 2
2023/24 | 279.75 | 72.75 | 2
2023/24 | 281.25 | 72.75 | 2
2023/24 | 281.75 | 72.75 | 1
2023/24 | 282.75 | 72.75 | 1
2023/24 | 283.25 | 72.75 | 3
2023/24 | 283.75 | 72.75 | 2
2023/24 | 284.25 | 72.75 | 1
2023/24 | 284.75 | 72.75 | 1
2023/24 | 285.75 | 72.75 | 2
2023/24 | 286.75 | 72.75 | 1
2023/24 | 287.75 | 72.75 | 3
2023/24 | 288.25 | 72.75 | 1
2023/24 | 289.25 | 72.75 | 1
2023/24 | 289.75 | 72.75 | 1
2023/24 | 291.25 | 72.75 | 1
2023/24 | 293.75 | 72.75 | 1
2023/24 | 294.25 | 72.75 | 1
2023/24 | 297.25 | 72.75 | 2
2023/24 | 298.25 | 72.75 | 1
2023/24 | 298.75 | 72.75 | 2
2023/24 | 299.25 | 72.75 | 1
2023/24 | 299.75 | 72.75 | 2
2023/24 | 301.25 | 72.75 | 2
2023/24 | 301.75 | 72.75 | 1
2023/24 | 303.25 | 72.75 | 1
2023/24 | 305.25 | 72.75 | 1
2023/24 | 307.75 | 72.75 | 1
2023/24 | 308.25 | 72.75 | 1
2023/24 | 312.25 | 72.75 | 3
2023/24 | 312.75 | 72.75 | 2
2023/24 | 313.25 | 72.75 | 1
2023/24 | 314.75 | 72.75 | 1
2023/24 | 316.25 | 72.75 | 1
2023/24 | 316.75 | 72.75 | 2
2023/24 | 317.75 | 72.75 | 1
2023/24 | 320.25 | 72.75 | 3
2023/24 | 322.75 | 72.75 | 1
2023/24 | 327.25 | 72.75 | 2
2023/24 | 327.75 | 72.75 | 1
2023/24 | 328.25 | 72.75 | 1
2023/24 | 329.25 | 72.75 | 1
2023/24 | 334.25 | 72.75 | 1
2023/24 | 338.75 | 72.75 | 1
2023/24 | 343.25 | 72.75 | 1
2023/24 | 348.75 | 72.75 | 1
2023/24 | 354.75 | 72.75 | 1
2023/24 | 359.75 | 72.75 | 1
2023/24 | 360.25 | 72.75 | 1
2023/24 | 370.25 | 72.75 | 1
2023/24 | 375.75 | 72.75 | 1
2023/24 | 383.75 | 72.75 | 1
2023/24 | 416.25 | 72.75 | 1
2023/24 | 100.75 | 73.25 | 1
2023/24 | 106.25 | 73.25 | 1
2023/24 | 106.75 | 73.25 | 1
2023/24 | 107.75 | 73.25 | 1
2023/24 | 108.25 | 73.25 | 1
2023/24 | 109.25 | 73.25 | 1
2023/24 | 109.75 | 73.25 | 1
2023/24 | 111.25 | 73.25 | 1
2023/24 | 111.75 | 73.25 | 1
2023/24 | 112.25 | 73.25 | 2
2023/24 | 113.75 | 73.25 | 2
2023/24 | 114.25 | 73.25 | 2
2023/24 | 114.75 | 73.25 | 2
2023/24 | 115.75 | 73.25 | 1
2023/24 | 117.75 | 73.25 | 2
2023/24 | 118.25 | 73.25 | 2
2023/24 | 118.75 | 73.25 | 6
2023/24 | 119.25 | 73.25 | 3
2023/24 | 119.75 | 73.25 | 3
2023/24 | 120.25 | 73.25 | 1
2023/24 | 120.75 | 73.25 | 1
2023/24 | 121.25 | 73.25 | 8
2023/24 | 121.75 | 73.25 | 4
2023/24 | 122.25 | 73.25 | 4
2023/24 | 122.75 | 73.25 | 7
2023/24 | 123.25 | 73.25 | 5
2023/24 | 123.75 | 73.25 | 2
2023/24 | 124.25 | 73.25 | 8
2023/24 | 124.75 | 73.25 | 11
2023/24 | 125.25 | 73.25 | 9
2023/24 | 125.75 | 73.25 | 4
2023/24 | 126.25 | 73.25 | 11
2023/24 | 126.75 | 73.25 | 11
2023/24 | 127.25 | 73.25 | 11
2023/24 | 127.75 | 73.25 | 5
2023/24 | 128.25 | 73.25 | 13
2023/24 | 128.75 | 73.25 | 13
2023/24 | 129.25 | 73.25 | 7
2023/24 | 129.75 | 73.25 | 13
2023/24 | 130.25 | 73.25 | 17
2023/24 | 130.75 | 73.25 | 9
2023/24 | 131.25 | 73.25 | 15
2023/24 | 131.75 | 73.25 | 14
2023/24 | 132.25 | 73.25 | 17
2023/24 | 132.75 | 73.25 | 17
2023/24 | 133.25 | 73.25 | 28
2023/24 | 133.75 | 73.25 | 27
2023/24 | 134.25 | 73.25 | 18
2023/24 | 134.75 | 73.25 | 30
2023/24 | 135.25 | 73.25 | 25
2023/24 | 135.75 | 73.25 | 26
2023/24 | 136.25 | 73.25 | 32
2023/24 | 136.75 | 73.25 | 34
2023/24 | 137.25 | 73.25 | 31
2023/24 | 137.75 | 73.25 | 32
2023/24 | 138.25 | 73.25 | 53
2023/24 | 138.75 | 73.25 | 44
2023/24 | 139.25 | 73.25 | 47
2023/24 | 139.75 | 73.25 | 49
2023/24 | 140.25 | 73.25 | 37
2023/24 | 140.75 | 73.25 | 50
2023/24 | 141.25 | 73.25 | 53
2023/24 | 141.75 | 73.25 | 51
2023/24 | 142.25 | 73.25 | 63
2023/24 | 142.75 | 73.25 | 61
2023/24 | 143.25 | 73.25 | 59
2023/24 | 143.75 | 73.25 | 75
2023/24 | 144.25 | 73.25 | 80
2023/24 | 144.75 | 73.25 | 60
2023/24 | 145.25 | 73.25 | 81
2023/24 | 145.75 | 73.25 | 68
2023/24 | 146.25 | 73.25 | 80
2023/24 | 146.75 | 73.25 | 79
2023/24 | 147.25 | 73.25 | 79
2023/24 | 147.75 | 73.25 | 77
2023/24 | 148.25 | 73.25 | 108
2023/24 | 148.75 | 73.25 | 98
2023/24 | 149.25 | 73.25 | 93
2023/24 | 149.75 | 73.25 | 91
2023/24 | 150.25 | 73.25 | 86
2023/24 | 150.75 | 73.25 | 111
2023/24 | 151.25 | 73.25 | 92
2023/24 | 151.75 | 73.25 | 98
2023/24 | 152.25 | 73.25 | 115
2023/24 | 152.75 | 73.25 | 124
2023/24 | 153.25 | 73.25 | 129
2023/24 | 153.75 | 73.25 | 111
2023/24 | 154.25 | 73.25 | 119
2023/24 | 154.75 | 73.25 | 108
2023/24 | 155.25 | 73.25 | 145
2023/24 | 155.75 | 73.25 | 119
2023/24 | 156.25 | 73.25 | 163
2023/24 | 156.75 | 73.25 | 134
2023/24 | 157.25 | 73.25 | 122
2023/24 | 157.75 | 73.25 | 124
2023/24 | 158.25 | 73.25 | 134
2023/24 | 158.75 | 73.25 | 128
2023/24 | 159.25 | 73.25 | 123
2023/24 | 159.75 | 73.25 | 148
2023/24 | 160.25 | 73.25 | 150
2023/24 | 160.75 | 73.25 | 165
2023/24 | 161.25 | 73.25 | 151
2023/24 | 161.75 | 73.25 | 144
2023/24 | 162.25 | 73.25 | 155
2023/24 | 162.75 | 73.25 | 162
2023/24 | 163.25 | 73.25 | 154
2023/24 | 163.75 | 73.25 | 173
2023/24 | 164.25 | 73.25 | 148
2023/24 | 164.75 | 73.25 | 155
2023/24 | 165.25 | 73.25 | 155
2023/24 | 165.75 | 73.25 | 186
2023/24 | 166.25 | 73.25 | 147
2023/24 | 166.75 | 73.25 | 141
2023/24 | 167.25 | 73.25 | 146
2023/24 | 167.75 | 73.25 | 141
2023/24 | 168.25 | 73.25 | 167
2023/24 | 168.75 | 73.25 | 139
2023/24 | 169.25 | 73.25 | 138
2023/24 | 169.75 | 73.25 | 183
2023/24 | 170.25 | 73.25 | 143
2023/24 | 170.75 | 73.25 | 126
2023/24 | 171.25 | 73.25 | 136
2023/24 | 171.75 | 73.25 | 151
2023/24 | 172.25 | 73.25 | 140
2023/24 | 172.75 | 73.25 | 165
2023/24 | 173.25 | 73.25 | 148
2023/24 | 173.75 | 73.25 | 139
2023/24 | 174.25 | 73.25 | 139
2023/24 | 174.75 | 73.25 | 124
2023/24 | 175.25 | 73.25 | 145
2023/24 | 175.75 | 73.25 | 150
2023/24 | 176.25 | 73.25 | 135
2023/24 | 176.75 | 73.25 | 142
2023/24 | 177.25 | 73.25 | 122
2023/24 | 177.75 | 73.25 | 126
2023/24 | 178.25 | 73.25 | 118
2023/24 | 178.75 | 73.25 | 137
2023/24 | 179.25 | 73.25 | 135
2023/24 | 179.75 | 73.25 | 141
2023/24 | 180.25 | 73.25 | 111
2023/24 | 180.75 | 73.25 | 130
2023/24 | 181.25 | 73.25 | 113
2023/24 | 181.75 | 73.25 | 118
2023/24 | 182.25 | 73.25 | 121
2023/24 | 182.75 | 73.25 | 106
2023/24 | 183.25 | 73.25 | 109
2023/24 | 183.75 | 73.25 | 94
2023/24 | 184.25 | 73.25 | 90
2023/24 | 184.75 | 73.25 | 114
2023/24 | 185.25 | 73.25 | 101
2023/24 | 185.75 | 73.25 | 88
2023/24 | 186.25 | 73.25 | 91
2023/24 | 186.75 | 73.25 | 91
2023/24 | 187.25 | 73.25 | 97
2023/24 | 187.75 | 73.25 | 93
2023/24 | 188.25 | 73.25 | 78
2023/24 | 188.75 | 73.25 | 85
2023/24 | 189.25 | 73.25 | 80
2023/24 | 189.75 | 73.25 | 63
2023/24 | 190.25 | 73.25 | 86
2023/24 | 190.75 | 73.25 | 76
2023/24 | 191.25 | 73.25 | 68
2023/24 | 191.75 | 73.25 | 67
2023/24 | 192.25 | 73.25 | 63
2023/24 | 192.75 | 73.25 | 52
2023/24 | 193.25 | 73.25 | 50
2023/24 | 193.75 | 73.25 | 74
2023/24 | 194.25 | 73.25 | 68
2023/24 | 194.75 | 73.25 | 67
2023/24 | 195.25 | 73.25 | 53
2023/24 | 195.75 | 73.25 | 56
2023/24 | 196.25 | 73.25 | 67
2023/24 | 196.75 | 73.25 | 56
2023/24 | 197.25 | 73.25 | 61
2023/24 | 197.75 | 73.25 | 46
2023/24 | 198.25 | 73.25 | 65
2023/24 | 198.75 | 73.25 | 49
2023/24 | 199.25 | 73.25 | 42
2023/24 | 199.75 | 73.25 | 46
2023/24 | 200.25 | 73.25 | 52
2023/24 | 200.75 | 73.25 | 44
2023/24 | 201.25 | 73.25 | 52
2023/24 | 201.75 | 73.25 | 39
2023/24 | 202.25 | 73.25 | 38
2023/24 | 202.75 | 73.25 | 33
2023/24 | 203.25 | 73.25 | 37
2023/24 | 203.75 | 73.25 | 27
2023/24 | 204.25 | 73.25 | 46
2023/24 | 204.75 | 73.25 | 44
2023/24 | 205.25 | 73.25 | 31
2023/24 | 205.75 | 73.25 | 43
2023/24 | 206.25 | 73.25 | 22
2023/24 | 206.75 | 73.25 | 30
2023/24 | 207.25 | 73.25 | 34
2023/24 | 207.75 | 73.25 | 33
2023/24 | 208.25 | 73.25 | 26
2023/24 | 208.75 | 73.25 | 32
2023/24 | 209.25 | 73.25 | 29
2023/24 | 209.75 | 73.25 | 21
2023/24 | 210.25 | 73.25 | 23
2023/24 | 210.75 | 73.25 | 22
2023/24 | 211.25 | 73.25 | 26
2023/24 | 211.75 | 73.25 | 18
2023/24 | 212.25 | 73.25 | 22
2023/24 | 212.75 | 73.25 | 19
2023/24 | 213.25 | 73.25 | 19
2023/24 | 213.75 | 73.25 | 9
2023/24 | 214.25 | 73.25 | 25
2023/24 | 214.75 | 73.25 | 23
2023/24 | 215.25 | 73.25 | 22
2023/24 | 215.75 | 73.25 | 11
2023/24 | 216.25 | 73.25 | 18
2023/24 | 216.75 | 73.25 | 13
2023/24 | 217.25 | 73.25 | 12
2023/24 | 217.75 | 73.25 | 18
2023/24 | 218.25 | 73.25 | 16
2023/24 | 218.75 | 73.25 | 18
2023/24 | 219.25 | 73.25 | 13
2023/24 | 219.75 | 73.25 | 16
2023/24 | 220.25 | 73.25 | 11
2023/24 | 220.75 | 73.25 | 17
2023/24 | 221.25 | 73.25 | 12
2023/24 | 221.75 | 73.25 | 22
2023/24 | 222.25 | 73.25 | 13
2023/24 | 222.75 | 73.25 | 12
2023/24 | 223.25 | 73.25 | 12
2023/24 | 223.75 | 73.25 | 13
2023/24 | 224.25 | 73.25 | 8
2023/24 | 224.75 | 73.25 | 19
2023/24 | 225.25 | 73.25 | 12
2023/24 | 225.75 | 73.25 | 7
2023/24 | 226.25 | 73.25 | 12
2023/24 | 226.75 | 73.25 | 6
2023/24 | 227.25 | 73.25 | 8
2023/24 | 227.75 | 73.25 | 13
2023/24 | 228.25 | 73.25 | 14
2023/24 | 228.75 | 73.25 | 15
2023/24 | 229.25 | 73.25 | 10
2023/24 | 229.75 | 73.25 | 21
2023/24 | 230.25 | 73.25 | 13
2023/24 | 230.75 | 73.25 | 10
2023/24 | 231.25 | 73.25 | 15
2023/24 | 231.75 | 73.25 | 5
2023/24 | 232.25 | 73.25 | 5
2023/24 | 232.75 | 73.25 | 7
2023/24 | 233.25 | 73.25 | 9
2023/24 | 233.75 | 73.25 | 9
2023/24 | 234.25 | 73.25 | 10
2023/24 | 234.75 | 73.25 | 4
2023/24 | 235.25 | 73.25 | 10
2023/24 | 235.75 | 73.25 | 7
2023/24 | 236.25 | 73.25 | 7
2023/24 | 236.75 | 73.25 | 8
2023/24 | 237.25 | 73.25 | 8
2023/24 | 237.75 | 73.25 | 5
2023/24 | 238.25 | 73.25 | 7
2023/24 | 238.75 | 73.25 | 8
2023/24 | 239.25 | 73.25 | 8
2023/24 | 239.75 | 73.25 | 9
2023/24 | 240.25 | 73.25 | 9
2023/24 | 240.75 | 73.25 | 2
2023/24 | 241.25 | 73.25 | 5
2023/24 | 241.75 | 73.25 | 5
2023/24 | 242.25 | 73.25 | 8
2023/24 | 242.75 | 73.25 | 4
2023/24 | 243.25 | 73.25 | 3
2023/24 | 243.75 | 73.25 | 2
2023/24 | 244.25 | 73.25 | 5
2023/24 | 244.75 | 73.25 | 6
2023/24 | 245.25 | 73.25 | 3
2023/24 | 245.75 | 73.25 | 6
2023/24 | 246.25 | 73.25 | 5
2023/24 | 246.75 | 73.25 | 6
2023/24 | 247.25 | 73.25 | 5
2023/24 | 247.75 | 73.25 | 7
2023/24 | 248.25 | 73.25 | 3
2023/24 | 248.75 | 73.25 | 4
2023/24 | 249.25 | 73.25 | 5
2023/24 | 249.75 | 73.25 | 3
2023/24 | 250.25 | 73.25 | 2
2023/24 | 250.75 | 73.25 | 6
2023/24 | 251.25 | 73.25 | 3
2023/24 | 251.75 | 73.25 | 3
2023/24 | 252.25 | 73.25 | 2
2023/24 | 252.75 | 73.25 | 2
2023/24 | 253.25 | 73.25 | 2
2023/24 | 253.75 | 73.25 | 4
2023/24 | 254.25 | 73.25 | 6
2023/24 | 254.75 | 73.25 | 2
2023/24 | 255.25 | 73.25 | 5
2023/24 | 255.75 | 73.25 | 1
2023/24 | 256.25 | 73.25 | 2
2023/24 | 256.75 | 73.25 | 2
2023/24 | 257.25 | 73.25 | 1
2023/24 | 257.75 | 73.25 | 2
2023/24 | 258.25 | 73.25 | 4
2023/24 | 258.75 | 73.25 | 2
2023/24 | 259.25 | 73.25 | 3
2023/24 | 259.75 | 73.25 | 4
2023/24 | 260.25 | 73.25 | 5
2023/24 | 260.75 | 73.25 | 3
2023/24 | 261.25 | 73.25 | 3
2023/24 | 261.75 | 73.25 | 1
2023/24 | 262.25 | 73.25 | 1
2023/24 | 262.75 | 73.25 | 2
2023/24 | 263.25 | 73.25 | 1
2023/24 | 263.75 | 73.25 | 5
2023/24 | 264.25 | 73.25 | 1
2023/24 | 264.75 | 73.25 | 1
2023/24 | 265.25 | 73.25 | 1
2023/24 | 265.75 | 73.25 | 1
2023/24 | 266.75 | 73.25 | 2
2023/24 | 267.25 | 73.25 | 2
2023/24 | 267.75 | 73.25 | 5
2023/24 | 268.25 | 73.25 | 2
2023/24 | 268.75 | 73.25 | 1
2023/24 | 269.25 | 73.25 | 2
2023/24 | 270.25 | 73.25 | 1
2023/24 | 270.75 | 73.25 | 3
2023/24 | 271.25 | 73.25 | 3
2023/24 | 271.75 | 73.25 | 2
2023/24 | 272.25 | 73.25 | 1
2023/24 | 273.25 | 73.25 | 2
2023/24 | 273.75 | 73.25 | 1
2023/24 | 274.25 | 73.25 | 2
2023/24 | 274.75 | 73.25 | 1
2023/24 | 275.75 | 73.25 | 2
2023/24 | 276.25 | 73.25 | 2
2023/24 | 276.75 | 73.25 | 3
2023/24 | 277.75 | 73.25 | 1
2023/24 | 278.25 | 73.25 | 1
2023/24 | 278.75 | 73.25 | 3
2023/24 | 279.25 | 73.25 | 1
2023/24 | 279.75 | 73.25 | 7
2023/24 | 280.25 | 73.25 | 6
2023/24 | 280.75 | 73.25 | 1
2023/24 | 281.25 | 73.25 | 2
2023/24 | 281.75 | 73.25 | 1
2023/24 | 282.75 | 73.25 | 3
2023/24 | 284.75 | 73.25 | 3
2023/24 | 285.25 | 73.25 | 2
2023/24 | 286.25 | 73.25 | 1
2023/24 | 286.75 | 73.25 | 1
2023/24 | 287.75 | 73.25 | 2
2023/24 | 288.75 | 73.25 | 1
2023/24 | 289.25 | 73.25 | 3
2023/24 | 290.25 | 73.25 | 1
2023/24 | 291.25 | 73.25 | 3
2023/24 | 291.75 | 73.25 | 2
2023/24 | 292.25 | 73.25 | 1
2023/24 | 292.75 | 73.25 | 2
2023/24 | 293.25 | 73.25 | 2
2023/24 | 293.75 | 73.25 | 1
2023/24 | 294.25 | 73.25 | 1
2023/24 | 295.75 | 73.25 | 2
2023/24 | 297.75 | 73.25 | 2
2023/24 | 298.75 | 73.25 | 1
2023/24 | 299.25 | 73.25 | 1
2023/24 | 302.25 | 73.25 | 1
2023/24 | 303.25 | 73.25 | 1
2023/24 | 304.75 | 73.25 | 1
2023/24 | 306.75 | 73.25 | 3
2023/24 | 309.25 | 73.25 | 1
2023/24 | 310.25 | 73.25 | 2
2023/24 | 311.25 | 73.25 | 1
2023/24 | 311.75 | 73.25 | 1
2023/24 | 312.75 | 73.25 | 1
2023/24 | 314.25 | 73.25 | 1
2023/24 | 317.25 | 73.25 | 1
2023/24 | 323.75 | 73.25 | 1
2023/24 | 324.75 | 73.25 | 1
2023/24 | 325.25 | 73.25 | 1
2023/24 | 325.75 | 73.25 | 1
2023/24 | 326.75 | 73.25 | 1
2023/24 | 329.25 | 73.25 | 1
2023/24 | 331.25 | 73.25 | 1
2023/24 | 333.75 | 73.25 | 1
2023/24 | 335.75 | 73.25 | 1
2023/24 | 336.25 | 73.25 | 1
2023/24 | 341.75 | 73.25 | 1
2023/24 | 342.25 | 73.25 | 1
2023/24 | 344.25 | 73.25 | 1
2023/24 | 344.75 | 73.25 | 1
2023/24 | 350.25 | 73.25 | 1
2023/24 | 360.75 | 73.25 | 1
2023/24 | 365.25 | 73.25 | 1
2023/24 | 388.25 | 73.25 | 1
2023/24 | 99.25 | 73.75 | 1
2023/24 | 103.75 | 73.75 | 1
2023/24 | 108.25 | 73.75 | 1
2023/24 | 108.75 | 73.75 | 2
2023/24 | 109.75 | 73.75 | 1
2023/24 | 110.25 | 73.75 | 3
2023/24 | 110.75 | 73.75 | 1
2023/24 | 112.25 | 73.75 | 1
2023/24 | 114.25 | 73.75 | 2
2023/24 | 114.75 | 73.75 | 1
2023/24 | 116.25 | 73.75 | 1
2023/24 | 116.75 | 73.75 | 2
2023/24 | 117.25 | 73.75 | 4
2023/24 | 117.75 | 73.75 | 2
2023/24 | 118.25 | 73.75 | 2
2023/24 | 118.75 | 73.75 | 1
2023/24 | 120.25 | 73.75 | 1
2023/24 | 120.75 | 73.75 | 2
2023/24 | 121.25 | 73.75 | 6
2023/24 | 121.75 | 73.75 | 2
2023/24 | 122.25 | 73.75 | 5
2023/24 | 122.75 | 73.75 | 1
2023/24 | 123.25 | 73.75 | 4
2023/24 | 123.75 | 73.75 | 3
2023/24 | 124.25 | 73.75 | 8
2023/24 | 124.75 | 73.75 | 5
2023/24 | 125.25 | 73.75 | 3
2023/24 | 125.75 | 73.75 | 9
2023/24 | 126.25 | 73.75 | 11
2023/24 | 126.75 | 73.75 | 4
2023/24 | 127.25 | 73.75 | 3
2023/24 | 127.75 | 73.75 | 7
2023/24 | 128.25 | 73.75 | 11
2023/24 | 128.75 | 73.75 | 9
2023/24 | 129.25 | 73.75 | 12
2023/24 | 129.75 | 73.75 | 15
2023/24 | 130.25 | 73.75 | 12
2023/24 | 130.75 | 73.75 | 11
2023/24 | 131.25 | 73.75 | 13
2023/24 | 131.75 | 73.75 | 15
2023/24 | 132.25 | 73.75 | 17
2023/24 | 132.75 | 73.75 | 12
2023/24 | 133.25 | 73.75 | 24
2023/24 | 133.75 | 73.75 | 32
2023/24 | 134.25 | 73.75 | 28
2023/24 | 134.75 | 73.75 | 31
2023/24 | 135.25 | 73.75 | 31
2023/24 | 135.75 | 73.75 | 26
2023/24 | 136.25 | 73.75 | 26
2023/24 | 136.75 | 73.75 | 33
2023/24 | 137.25 | 73.75 | 31
2023/24 | 137.75 | 73.75 | 31
2023/24 | 138.25 | 73.75 | 44
2023/24 | 138.75 | 73.75 | 50
2023/24 | 139.25 | 73.75 | 51
2023/24 | 139.75 | 73.75 | 39
2023/24 | 140.25 | 73.75 | 63
2023/24 | 140.75 | 73.75 | 51
2023/24 | 141.25 | 73.75 | 63
2023/24 | 141.75 | 73.75 | 70
2023/24 | 142.25 | 73.75 | 51
2023/24 | 142.75 | 73.75 | 49
2023/24 | 143.25 | 73.75 | 72
2023/24 | 143.75 | 73.75 | 50
2023/24 | 144.25 | 73.75 | 58
2023/24 | 144.75 | 73.75 | 71
2023/24 | 145.25 | 73.75 | 70
2023/24 | 145.75 | 73.75 | 82
2023/24 | 146.25 | 73.75 | 94
2023/24 | 146.75 | 73.75 | 93
2023/24 | 147.25 | 73.75 | 94
2023/24 | 147.75 | 73.75 | 92
2023/24 | 148.25 | 73.75 | 86
2023/24 | 148.75 | 73.75 | 89
2023/24 | 149.25 | 73.75 | 101
2023/24 | 149.75 | 73.75 | 92
2023/24 | 150.25 | 73.75 | 97
2023/24 | 150.75 | 73.75 | 106
2023/24 | 151.25 | 73.75 | 112
2023/24 | 151.75 | 73.75 | 100
2023/24 | 152.25 | 73.75 | 119
2023/24 | 152.75 | 73.75 | 111
2023/24 | 153.25 | 73.75 | 112
2023/24 | 153.75 | 73.75 | 116
2023/24 | 154.25 | 73.75 | 114
2023/24 | 154.75 | 73.75 | 105
2023/24 | 155.25 | 73.75 | 141
2023/24 | 155.75 | 73.75 | 126
2023/24 | 156.25 | 73.75 | 131
2023/24 | 156.75 | 73.75 | 129
2023/24 | 157.25 | 73.75 | 134
2023/24 | 157.75 | 73.75 | 120
2023/24 | 158.25 | 73.75 | 131
2023/24 | 158.75 | 73.75 | 148
2023/24 | 159.25 | 73.75 | 156
2023/24 | 159.75 | 73.75 | 136
2023/24 | 160.25 | 73.75 | 150
2023/24 | 160.75 | 73.75 | 142
2023/24 | 161.25 | 73.75 | 118
2023/24 | 161.75 | 73.75 | 152
2023/24 | 162.25 | 73.75 | 137
2023/24 | 162.75 | 73.75 | 141
2023/24 | 163.25 | 73.75 | 164
2023/24 | 163.75 | 73.75 | 184
2023/24 | 164.25 | 73.75 | 159
2023/24 | 164.75 | 73.75 | 161
2023/24 | 165.25 | 73.75 | 163
2023/24 | 165.75 | 73.75 | 166
2023/24 | 166.25 | 73.75 | 152
2023/24 | 166.75 | 73.75 | 157
2023/24 | 167.25 | 73.75 | 166
2023/24 | 167.75 | 73.75 | 156
2023/24 | 168.25 | 73.75 | 150
2023/24 | 168.75 | 73.75 | 160
2023/24 | 169.25 | 73.75 | 185
2023/24 | 169.75 | 73.75 | 140
2023/24 | 170.25 | 73.75 | 163
2023/24 | 170.75 | 73.75 | 150
2023/24 | 171.25 | 73.75 | 161
2023/24 | 171.75 | 73.75 | 134
2023/24 | 172.25 | 73.75 | 156
2023/24 | 172.75 | 73.75 | 143
2023/24 | 173.25 | 73.75 | 143
2023/24 | 173.75 | 73.75 | 143
2023/24 | 174.25 | 73.75 | 156
2023/24 | 174.75 | 73.75 | 135
2023/24 | 175.25 | 73.75 | 140
2023/24 | 175.75 | 73.75 | 139
2023/24 | 176.25 | 73.75 | 135
2023/24 | 176.75 | 73.75 | 139
2023/24 | 177.25 | 73.75 | 148
2023/24 | 177.75 | 73.75 | 144
2023/24 | 178.25 | 73.75 | 137
2023/24 | 178.75 | 73.75 | 118
2023/24 | 179.25 | 73.75 | 134
2023/24 | 179.75 | 73.75 | 130
2023/24 | 180.25 | 73.75 | 142
2023/24 | 180.75 | 73.75 | 142
2023/24 | 181.25 | 73.75 | 119
2023/24 | 181.75 | 73.75 | 127
2023/24 | 182.25 | 73.75 | 120
2023/24 | 182.75 | 73.75 | 110
2023/24 | 183.25 | 73.75 | 98
2023/24 | 183.75 | 73.75 | 103
2023/24 | 184.25 | 73.75 | 107
2023/24 | 184.75 | 73.75 | 98
2023/24 | 185.25 | 73.75 | 97
2023/24 | 185.75 | 73.75 | 102
2023/24 | 186.25 | 73.75 | 93
2023/24 | 186.75 | 73.75 | 95
2023/24 | 187.25 | 73.75 | 73
2023/24 | 187.75 | 73.75 | 87
2023/24 | 188.25 | 73.75 | 93
2023/24 | 188.75 | 73.75 | 69
2023/24 | 189.25 | 73.75 | 87
2023/24 | 189.75 | 73.75 | 100
2023/24 | 190.25 | 73.75 | 68
2023/24 | 190.75 | 73.75 | 64
2023/24 | 191.25 | 73.75 | 62
2023/24 | 191.75 | 73.75 | 70
2023/24 | 192.25 | 73.75 | 78
2023/24 | 192.75 | 73.75 | 60
2023/24 | 193.25 | 73.75 | 70
2023/24 | 193.75 | 73.75 | 71
2023/24 | 194.25 | 73.75 | 55
2023/24 | 194.75 | 73.75 | 66
2023/24 | 195.25 | 73.75 | 66
2023/24 | 195.75 | 73.75 | 52
2023/24 | 196.25 | 73.75 | 57
2023/24 | 196.75 | 73.75 | 52
2023/24 | 197.25 | 73.75 | 61
2023/24 | 197.75 | 73.75 | 55
2023/24 | 198.25 | 73.75 | 53
2023/24 | 198.75 | 73.75 | 68
2023/24 | 199.25 | 73.75 | 35
2023/24 | 199.75 | 73.75 | 46
2023/24 | 200.25 | 73.75 | 47
2023/24 | 200.75 | 73.75 | 45
2023/24 | 201.25 | 73.75 | 44
2023/24 | 201.75 | 73.75 | 29
2023/24 | 202.25 | 73.75 | 39
2023/24 | 202.75 | 73.75 | 37
2023/24 | 203.25 | 73.75 | 41
2023/24 | 203.75 | 73.75 | 41
2023/24 | 204.25 | 73.75 | 43
2023/24 | 204.75 | 73.75 | 37
2023/24 | 205.25 | 73.75 | 32
2023/24 | 205.75 | 73.75 | 28
2023/24 | 206.25 | 73.75 | 35
2023/24 | 206.75 | 73.75 | 43
2023/24 | 207.25 | 73.75 | 28
2023/24 | 207.75 | 73.75 | 23
2023/24 | 208.25 | 73.75 | 37
2023/24 | 208.75 | 73.75 | 25
2023/24 | 209.25 | 73.75 | 27
2023/24 | 209.75 | 73.75 | 19
2023/24 | 210.25 | 73.75 | 27
2023/24 | 210.75 | 73.75 | 24
2023/24 | 211.25 | 73.75 | 23
2023/24 | 211.75 | 73.75 | 25
2023/24 | 212.25 | 73.75 | 25
2023/24 | 212.75 | 73.75 | 27
2023/24 | 213.25 | 73.75 | 22
2023/24 | 213.75 | 73.75 | 23
2023/24 | 214.25 | 73.75 | 22
2023/24 | 214.75 | 73.75 | 18
2023/24 | 215.25 | 73.75 | 28
2023/24 | 215.75 | 73.75 | 23
2023/24 | 216.25 | 73.75 | 17
2023/24 | 216.75 | 73.75 | 21
2023/24 | 217.25 | 73.75 | 21
2023/24 | 217.75 | 73.75 | 18
2023/24 | 218.25 | 73.75 | 22
2023/24 | 218.75 | 73.75 | 16
2023/24 | 219.25 | 73.75 | 17
2023/24 | 219.75 | 73.75 | 18
2023/24 | 220.25 | 73.75 | 15
2023/24 | 220.75 | 73.75 | 19
2023/24 | 221.25 | 73.75 | 15
2023/24 | 221.75 | 73.75 | 13
2023/24 | 222.25 | 73.75 | 12
2023/24 | 222.75 | 73.75 | 13
2023/24 | 223.25 | 73.75 | 22
2023/24 | 223.75 | 73.75 | 16
2023/24 | 224.25 | 73.75 | 16
2023/24 | 224.75 | 73.75 | 11
2023/24 | 225.25 | 73.75 | 7
2023/24 | 225.75 | 73.75 | 9
2023/24 | 226.25 | 73.75 | 14
2023/24 | 226.75 | 73.75 | 13
2023/24 | 227.25 | 73.75 | 8
2023/24 | 227.75 | 73.75 | 15
2023/24 | 228.25 | 73.75 | 11
2023/24 | 228.75 | 73.75 | 4
2023/24 | 229.25 | 73.75 | 12
2023/24 | 229.75 | 73.75 | 7
2023/24 | 230.25 | 73.75 | 8
2023/24 | 230.75 | 73.75 | 7
2023/24 | 231.25 | 73.75 | 14
2023/24 | 231.75 | 73.75 | 7
2023/24 | 232.25 | 73.75 | 5
2023/24 | 232.75 | 73.75 | 7
2023/24 | 233.25 | 73.75 | 11
2023/24 | 233.75 | 73.75 | 7
2023/24 | 234.25 | 73.75 | 6
2023/24 | 234.75 | 73.75 | 11
2023/24 | 235.25 | 73.75 | 4
2023/24 | 235.75 | 73.75 | 8
2023/24 | 236.25 | 73.75 | 6
2023/24 | 236.75 | 73.75 | 7
2023/24 | 237.25 | 73.75 | 6
2023/24 | 237.75 | 73.75 | 4
2023/24 | 238.25 | 73.75 | 8
2023/24 | 238.75 | 73.75 | 4
2023/24 | 239.25 | 73.75 | 13
2023/24 | 239.75 | 73.75 | 6
2023/24 | 240.25 | 73.75 | 5
2023/24 | 240.75 | 73.75 | 12
2023/24 | 241.25 | 73.75 | 9
2023/24 | 241.75 | 73.75 | 4
2023/24 | 242.25 | 73.75 | 1
2023/24 | 242.75 | 73.75 | 7
2023/24 | 243.25 | 73.75 | 6
2023/24 | 243.75 | 73.75 | 4
2023/24 | 244.25 | 73.75 | 2
2023/24 | 244.75 | 73.75 | 2
2023/24 | 245.25 | 73.75 | 8
2023/24 | 245.75 | 73.75 | 7
2023/24 | 246.25 | 73.75 | 2
2023/24 | 246.75 | 73.75 | 5
2023/24 | 247.25 | 73.75 | 2
2023/24 | 247.75 | 73.75 | 4
2023/24 | 248.25 | 73.75 | 4
2023/24 | 248.75 | 73.75 | 4
2023/24 | 249.25 | 73.75 | 2
2023/24 | 249.75 | 73.75 | 2
2023/24 | 250.25 | 73.75 | 4
2023/24 | 250.75 | 73.75 | 5
2023/24 | 251.25 | 73.75 | 4
2023/24 | 252.25 | 73.75 | 3
2023/24 | 252.75 | 73.75 | 4
2023/24 | 253.25 | 73.75 | 3
2023/24 | 253.75 | 73.75 | 4
2023/24 | 254.25 | 73.75 | 7
2023/24 | 254.75 | 73.75 | 2
2023/24 | 255.25 | 73.75 | 2
2023/24 | 255.75 | 73.75 | 1
2023/24 | 256.25 | 73.75 | 10
2023/24 | 256.75 | 73.75 | 1
2023/24 | 257.25 | 73.75 | 2
2023/24 | 257.75 | 73.75 | 1
2023/24 | 258.25 | 73.75 | 1
2023/24 | 258.75 | 73.75 | 1
2023/24 | 259.25 | 73.75 | 1
2023/24 | 259.75 | 73.75 | 7
2023/24 | 260.25 | 73.75 | 2
2023/24 | 260.75 | 73.75 | 5
2023/24 | 261.25 | 73.75 | 2
2023/24 | 261.75 | 73.75 | 2
2023/24 | 262.25 | 73.75 | 1
2023/24 | 262.75 | 73.75 | 2
2023/24 | 264.25 | 73.75 | 1
2023/24 | 264.75 | 73.75 | 1
2023/24 | 265.25 | 73.75 | 3
2023/24 | 265.75 | 73.75 | 4
2023/24 | 266.25 | 73.75 | 1
2023/24 | 266.75 | 73.75 | 1
2023/24 | 267.25 | 73.75 | 4
2023/24 | 267.75 | 73.75 | 1
2023/24 | 268.25 | 73.75 | 1
2023/24 | 268.75 | 73.75 | 3
2023/24 | 269.25 | 73.75 | 4
2023/24 | 270.75 | 73.75 | 2
2023/24 | 271.25 | 73.75 | 4
2023/24 | 271.75 | 73.75 | 2
2023/24 | 272.75 | 73.75 | 2
2023/24 | 273.25 | 73.75 | 1
2023/24 | 273.75 | 73.75 | 1
2023/24 | 274.25 | 73.75 | 3
2023/24 | 274.75 | 73.75 | 1
2023/24 | 275.25 | 73.75 | 2
2023/24 | 275.75 | 73.75 | 2
2023/24 | 276.25 | 73.75 | 3
2023/24 | 276.75 | 73.75 | 4
2023/24 | 277.75 | 73.75 | 1
2023/24 | 278.25 | 73.75 | 1
2023/24 | 278.75 | 73.75 | 1
2023/24 | 279.75 | 73.75 | 4
2023/24 | 280.75 | 73.75 | 2
2023/24 | 281.25 | 73.75 | 2
2023/24 | 281.75 | 73.75 | 2
2023/24 | 282.25 | 73.75 | 3
2023/24 | 282.75 | 73.75 | 1
2023/24 | 283.25 | 73.75 | 2
2023/24 | 284.75 | 73.75 | 2
2023/24 | 285.75 | 73.75 | 2
2023/24 | 286.25 | 73.75 | 2
2023/24 | 287.75 | 73.75 | 1
2023/24 | 288.25 | 73.75 | 1
2023/24 | 288.75 | 73.75 | 1
2023/24 | 289.25 | 73.75 | 1
2023/24 | 289.75 | 73.75 | 3
2023/24 | 290.25 | 73.75 | 1
2023/24 | 291.25 | 73.75 | 1
2023/24 | 292.25 | 73.75 | 1
2023/24 | 293.25 | 73.75 | 1
2023/24 | 294.25 | 73.75 | 1
2023/24 | 295.25 | 73.75 | 1
2023/24 | 295.75 | 73.75 | 3
2023/24 | 296.25 | 73.75 | 1
2023/24 | 297.25 | 73.75 | 1
2023/24 | 297.75 | 73.75 | 1
2023/24 | 299.25 | 73.75 | 1
2023/24 | 300.75 | 73.75 | 1
2023/24 | 301.25 | 73.75 | 1
2023/24 | 302.75 | 73.75 | 2
2023/24 | 303.25 | 73.75 | 1
2023/24 | 303.75 | 73.75 | 1
2023/24 | 305.25 | 73.75 | 1
2023/24 | 305.75 | 73.75 | 1
2023/24 | 306.25 | 73.75 | 1
2023/24 | 306.75 | 73.75 | 1
2023/24 | 307.75 | 73.75 | 4
2023/24 | 308.75 | 73.75 | 1
2023/24 | 309.25 | 73.75 | 1
2023/24 | 313.75 | 73.75 | 1
2023/24 | 314.25 | 73.75 | 1
2023/24 | 315.25 | 73.75 | 1
2023/24 | 320.75 | 73.75 | 1
2023/24 | 321.25 | 73.75 | 1
2023/24 | 321.75 | 73.75 | 2
2023/24 | 323.25 | 73.75 | 1
2023/24 | 324.25 | 73.75 | 1
2023/24 | 328.25 | 73.75 | 1
2023/24 | 329.75 | 73.75 | 1
2023/24 | 344.25 | 73.75 | 1
2023/24 | 345.25 | 73.75 | 1
2023/24 | 348.25 | 73.75 | 1
2023/24 | 354.25 | 73.75 | 1
2023/24 | 114.25 | 74.25 | 2
2023/24 | 115.75 | 74.25 | 2
2023/24 | 117.75 | 74.25 | 2
2023/24 | 118.25 | 74.25 | 1
2023/24 | 118.75 | 74.25 | 2
2023/24 | 119.25 | 74.25 | 1
2023/24 | 119.75 | 74.25 | 4
2023/24 | 120.25 | 74.25 | 6
2023/24 | 120.75 | 74.25 | 7
2023/24 | 121.25 | 74.25 | 2
2023/24 | 121.75 | 74.25 | 3
2023/24 | 122.25 | 74.25 | 3
2023/24 | 122.75 | 74.25 | 3
2023/24 | 123.25 | 74.25 | 9
2023/24 | 123.75 | 74.25 | 2
2023/24 | 124.25 | 74.25 | 8
2023/24 | 124.75 | 74.25 | 8
2023/24 | 125.25 | 74.25 | 6
2023/24 | 125.75 | 74.25 | 8
2023/24 | 126.25 | 74.25 | 5
2023/24 | 126.75 | 74.25 | 11
2023/24 | 127.25 | 74.25 | 6
2023/24 | 127.75 | 74.25 | 7
2023/24 | 128.25 | 74.25 | 9
2023/24 | 128.75 | 74.25 | 3
2023/24 | 129.25 | 74.25 | 11
2023/24 | 129.75 | 74.25 | 13
2023/24 | 130.25 | 74.25 | 15
2023/24 | 130.75 | 74.25 | 9
2023/24 | 131.25 | 74.25 | 10
2023/24 | 131.75 | 74.25 | 12
2023/24 | 132.25 | 74.25 | 15
2023/24 | 132.75 | 74.25 | 25
2023/24 | 133.25 | 74.25 | 15
2023/24 | 133.75 | 74.25 | 30
2023/24 | 134.25 | 74.25 | 25
2023/24 | 134.75 | 74.25 | 28
2023/24 | 135.25 | 74.25 | 24
2023/24 | 135.75 | 74.25 | 27
2023/24 | 136.25 | 74.25 | 25
2023/24 | 136.75 | 74.25 | 23
2023/24 | 137.25 | 74.25 | 23
2023/24 | 137.75 | 74.25 | 35
2023/24 | 138.25 | 74.25 | 34
2023/24 | 138.75 | 74.25 | 37
2023/24 | 139.25 | 74.25 | 47
2023/24 | 139.75 | 74.25 | 42
2023/24 | 140.25 | 74.25 | 47
2023/24 | 140.75 | 74.25 | 46
2023/24 | 141.25 | 74.25 | 44
2023/24 | 141.75 | 74.25 | 48
2023/24 | 142.25 | 74.25 | 46
2023/24 | 142.75 | 74.25 | 52
2023/24 | 143.25 | 74.25 | 39
2023/24 | 143.75 | 74.25 | 68
2023/24 | 144.25 | 74.25 | 59
2023/24 | 144.75 | 74.25 | 71
2023/24 | 145.25 | 74.25 | 59
2023/24 | 145.75 | 74.25 | 77
2023/24 | 146.25 | 74.25 | 70
2023/24 | 146.75 | 74.25 | 71
2023/24 | 147.25 | 74.25 | 58
2023/24 | 147.75 | 74.25 | 86
2023/24 | 148.25 | 74.25 | 68
2023/24 | 148.75 | 74.25 | 83
2023/24 | 149.25 | 74.25 | 85
2023/24 | 149.75 | 74.25 | 94
2023/24 | 150.25 | 74.25 | 85
2023/24 | 150.75 | 74.25 | 94
2023/24 | 151.25 | 74.25 | 89
2023/24 | 151.75 | 74.25 | 82
2023/24 | 152.25 | 74.25 | 109
2023/24 | 152.75 | 74.25 | 100
2023/24 | 153.25 | 74.25 | 123
2023/24 | 153.75 | 74.25 | 126
2023/24 | 154.25 | 74.25 | 142
2023/24 | 154.75 | 74.25 | 120
2023/24 | 155.25 | 74.25 | 126
2023/24 | 155.75 | 74.25 | 118
2023/24 | 156.25 | 74.25 | 114
2023/24 | 156.75 | 74.25 | 110
2023/24 | 157.25 | 74.25 | 127
2023/24 | 157.75 | 74.25 | 118
2023/24 | 158.25 | 74.25 | 131
2023/24 | 158.75 | 74.25 | 151
2023/24 | 159.25 | 74.25 | 155
2023/24 | 159.75 | 74.25 | 157
2023/24 | 160.25 | 74.25 | 136
2023/24 | 160.75 | 74.25 | 158
2023/24 | 161.25 | 74.25 | 116
2023/24 | 161.75 | 74.25 | 143
2023/24 | 162.25 | 74.25 | 152
2023/24 | 162.75 | 74.25 | 135
2023/24 | 163.25 | 74.25 | 173
2023/24 | 163.75 | 74.25 | 136
2023/24 | 164.25 | 74.25 | 160
2023/24 | 164.75 | 74.25 | 170
2023/24 | 165.25 | 74.25 | 147
2023/24 | 165.75 | 74.25 | 155
2023/24 | 166.25 | 74.25 | 122
2023/24 | 166.75 | 74.25 | 146
2023/24 | 167.25 | 74.25 | 158
2023/24 | 167.75 | 74.25 | 154
2023/24 | 168.25 | 74.25 | 174
2023/24 | 168.75 | 74.25 | 180
2023/24 | 169.25 | 74.25 | 150
2023/24 | 169.75 | 74.25 | 170
2023/24 | 170.25 | 74.25 | 168
2023/24 | 170.75 | 74.25 | 139
2023/24 | 171.25 | 74.25 | 176
2023/24 | 171.75 | 74.25 | 157
2023/24 | 172.25 | 74.25 | 153
2023/24 | 172.75 | 74.25 | 178
2023/24 | 173.25 | 74.25 | 158
2023/24 | 173.75 | 74.25 | 150
2023/24 | 174.25 | 74.25 | 149
2023/24 | 174.75 | 74.25 | 139
2023/24 | 175.25 | 74.25 | 147
2023/24 | 175.75 | 74.25 | 142
2023/24 | 176.25 | 74.25 | 162
2023/24 | 176.75 | 74.25 | 148
2023/24 | 177.25 | 74.25 | 144
2023/24 | 177.75 | 74.25 | 152
2023/24 | 178.25 | 74.25 | 128
2023/24 | 178.75 | 74.25 | 150
2023/24 | 179.25 | 74.25 | 123
2023/24 | 179.75 | 74.25 | 123
2023/24 | 180.25 | 74.25 | 144
2023/24 | 180.75 | 74.25 | 137
2023/24 | 181.25 | 74.25 | 112
2023/24 | 181.75 | 74.25 | 105
2023/24 | 182.25 | 74.25 | 104
2023/24 | 182.75 | 74.25 | 107
2023/24 | 183.25 | 74.25 | 110
2023/24 | 183.75 | 74.25 | 114
2023/24 | 184.25 | 74.25 | 101
2023/24 | 184.75 | 74.25 | 110
2023/24 | 185.25 | 74.25 | 103
2023/24 | 185.75 | 74.25 | 112
2023/24 | 186.25 | 74.25 | 74
2023/24 | 186.75 | 74.25 | 99
2023/24 | 187.25 | 74.25 | 103
2023/24 | 187.75 | 74.25 | 100
2023/24 | 188.25 | 74.25 | 101
2023/24 | 188.75 | 74.25 | 80
2023/24 | 189.25 | 74.25 | 100
2023/24 | 189.75 | 74.25 | 86
2023/24 | 190.25 | 74.25 | 93
2023/24 | 190.75 | 74.25 | 108
2023/24 | 191.25 | 74.25 | 79
2023/24 | 191.75 | 74.25 | 73
2023/24 | 192.25 | 74.25 | 83
2023/24 | 192.75 | 74.25 | 94
2023/24 | 193.25 | 74.25 | 71
2023/24 | 193.75 | 74.25 | 74
2023/24 | 194.25 | 74.25 | 76
2023/24 | 194.75 | 74.25 | 72
2023/24 | 195.25 | 74.25 | 72
2023/24 | 195.75 | 74.25 | 71
2023/24 | 196.25 | 74.25 | 71
2023/24 | 196.75 | 74.25 | 62
2023/24 | 197.25 | 74.25 | 69
2023/24 | 197.75 | 74.25 | 42
2023/24 | 198.25 | 74.25 | 52
2023/24 | 198.75 | 74.25 | 60
2023/24 | 199.25 | 74.25 | 52
2023/24 | 199.75 | 74.25 | 52
2023/24 | 200.25 | 74.25 | 43
2023/24 | 200.75 | 74.25 | 59
2023/24 | 201.25 | 74.25 | 46
2023/24 | 201.75 | 74.25 | 48
2023/24 | 202.25 | 74.25 | 35
2023/24 | 202.75 | 74.25 | 59
2023/24 | 203.25 | 74.25 | 44
2023/24 | 203.75 | 74.25 | 29
2023/24 | 204.25 | 74.25 | 37
2023/24 | 204.75 | 74.25 | 35
2023/24 | 205.25 | 74.25 | 31
2023/24 | 205.75 | 74.25 | 38
2023/24 | 206.25 | 74.25 | 30
2023/24 | 206.75 | 74.25 | 27
2023/24 | 207.25 | 74.25 | 33
2023/24 | 207.75 | 74.25 | 27
2023/24 | 208.25 | 74.25 | 24
2023/24 | 208.75 | 74.25 | 31
2023/24 | 209.25 | 74.25 | 34
2023/24 | 209.75 | 74.25 | 28
2023/24 | 210.25 | 74.25 | 32
2023/24 | 210.75 | 74.25 | 29
2023/24 | 211.25 | 74.25 | 25
2023/24 | 211.75 | 74.25 | 31
2023/24 | 212.25 | 74.25 | 25
2023/24 | 212.75 | 74.25 | 29
2023/24 | 213.25 | 74.25 | 29
2023/24 | 213.75 | 74.25 | 25
2023/24 | 214.25 | 74.25 | 20
2023/24 | 214.75 | 74.25 | 14
2023/24 | 215.25 | 74.25 | 26
2023/24 | 215.75 | 74.25 | 11
2023/24 | 216.25 | 74.25 | 23
2023/24 | 216.75 | 74.25 | 16
2023/24 | 217.25 | 74.25 | 21
2023/24 | 217.75 | 74.25 | 16
2023/24 | 218.25 | 74.25 | 23
2023/24 | 218.75 | 74.25 | 19
2023/24 | 219.25 | 74.25 | 16
2023/24 | 219.75 | 74.25 | 22
2023/24 | 220.25 | 74.25 | 18
2023/24 | 220.75 | 74.25 | 19
2023/24 | 221.25 | 74.25 | 15
2023/24 | 221.75 | 74.25 | 21
2023/24 | 222.25 | 74.25 | 15
2023/24 | 222.75 | 74.25 | 19
2023/24 | 223.25 | 74.25 | 11
2023/24 | 223.75 | 74.25 | 9
2023/24 | 224.25 | 74.25 | 18
2023/24 | 224.75 | 74.25 | 9
2023/24 | 225.25 | 74.25 | 24
2023/24 | 225.75 | 74.25 | 8
2023/24 | 226.25 | 74.25 | 13
2023/24 | 226.75 | 74.25 | 11
2023/24 | 227.25 | 74.25 | 11
2023/24 | 227.75 | 74.25 | 6
2023/24 | 228.25 | 74.25 | 12
2023/24 | 228.75 | 74.25 | 8
2023/24 | 229.25 | 74.25 | 8
2023/24 | 229.75 | 74.25 | 10
2023/24 | 230.25 | 74.25 | 7
2023/24 | 230.75 | 74.25 | 14
2023/24 | 231.25 | 74.25 | 8
2023/24 | 231.75 | 74.25 | 18
2023/24 | 232.25 | 74.25 | 10
2023/24 | 232.75 | 74.25 | 10
2023/24 | 233.25 | 74.25 | 3
2023/24 | 233.75 | 74.25 | 9
2023/24 | 234.25 | 74.25 | 6
2023/24 | 234.75 | 74.25 | 16
2023/24 | 235.25 | 74.25 | 4
2023/24 | 235.75 | 74.25 | 7
2023/24 | 236.25 | 74.25 | 7
2023/24 | 236.75 | 74.25 | 6
2023/24 | 237.25 | 74.25 | 6
2023/24 | 237.75 | 74.25 | 7
2023/24 | 238.25 | 74.25 | 11
2023/24 | 238.75 | 74.25 | 10
2023/24 | 239.25 | 74.25 | 5
2023/24 | 239.75 | 74.25 | 8
2023/24 | 240.25 | 74.25 | 8
2023/24 | 240.75 | 74.25 | 4
2023/24 | 241.25 | 74.25 | 7
2023/24 | 241.75 | 74.25 | 5
2023/24 | 242.25 | 74.25 | 8
2023/24 | 242.75 | 74.25 | 9
2023/24 | 243.25 | 74.25 | 5
2023/24 | 243.75 | 74.25 | 7
2023/24 | 244.25 | 74.25 | 12
2023/24 | 244.75 | 74.25 | 5
2023/24 | 245.25 | 74.25 | 3
2023/24 | 245.75 | 74.25 | 2
2023/24 | 246.25 | 74.25 | 4
2023/24 | 246.75 | 74.25 | 3
2023/24 | 247.25 | 74.25 | 4
2023/24 | 247.75 | 74.25 | 5
2023/24 | 248.25 | 74.25 | 7
2023/24 | 248.75 | 74.25 | 4
2023/24 | 249.25 | 74.25 | 6
2023/24 | 249.75 | 74.25 | 4
2023/24 | 250.25 | 74.25 | 3
2023/24 | 250.75 | 74.25 | 6
2023/24 | 251.25 | 74.25 | 5
2023/24 | 251.75 | 74.25 | 3
2023/24 | 252.25 | 74.25 | 5
2023/24 | 252.75 | 74.25 | 2
2023/24 | 253.25 | 74.25 | 4
2023/24 | 253.75 | 74.25 | 6
2023/24 | 254.25 | 74.25 | 5
2023/24 | 254.75 | 74.25 | 3
2023/24 | 255.25 | 74.25 | 2
2023/24 | 255.75 | 74.25 | 6
2023/24 | 256.25 | 74.25 | 3
2023/24 | 256.75 | 74.25 | 4
2023/24 | 257.25 | 74.25 | 3
2023/24 | 257.75 | 74.25 | 3
2023/24 | 258.25 | 74.25 | 1
2023/24 | 258.75 | 74.25 | 1
2023/24 | 259.25 | 74.25 | 7
2023/24 | 259.75 | 74.25 | 4
2023/24 | 260.25 | 74.25 | 1
2023/24 | 260.75 | 74.25 | 4
2023/24 | 261.25 | 74.25 | 4
2023/24 | 261.75 | 74.25 | 2
2023/24 | 262.25 | 74.25 | 4
2023/24 | 262.75 | 74.25 | 1
2023/24 | 263.25 | 74.25 | 7
2023/24 | 263.75 | 74.25 | 3
2023/24 | 264.25 | 74.25 | 2
2023/24 | 264.75 | 74.25 | 5
2023/24 | 265.25 | 74.25 | 1
2023/24 | 266.25 | 74.25 | 2
2023/24 | 266.75 | 74.25 | 2
2023/24 | 267.25 | 74.25 | 2
2023/24 | 267.75 | 74.25 | 2
2023/24 | 268.25 | 74.25 | 5
2023/24 | 268.75 | 74.25 | 1
2023/24 | 269.25 | 74.25 | 2
2023/24 | 269.75 | 74.25 | 2
2023/24 | 270.75 | 74.25 | 1
2023/24 | 271.25 | 74.25 | 1
2023/24 | 272.25 | 74.25 | 4
2023/24 | 272.75 | 74.25 | 1
2023/24 | 273.25 | 74.25 | 4
2023/24 | 273.75 | 74.25 | 2
2023/24 | 274.25 | 74.25 | 2
2023/24 | 274.75 | 74.25 | 2
2023/24 | 275.25 | 74.25 | 1
2023/24 | 276.25 | 74.25 | 1
2023/24 | 276.75 | 74.25 | 2
2023/24 | 277.25 | 74.25 | 2
2023/24 | 278.25 | 74.25 | 2
2023/24 | 278.75 | 74.25 | 2
2023/24 | 279.25 | 74.25 | 1
2023/24 | 281.25 | 74.25 | 1
2023/24 | 283.75 | 74.25 | 2
2023/24 | 284.25 | 74.25 | 2
2023/24 | 285.25 | 74.25 | 3
2023/24 | 285.75 | 74.25 | 2
2023/24 | 286.25 | 74.25 | 2
2023/24 | 288.25 | 74.25 | 2
2023/24 | 288.75 | 74.25 | 1
2023/24 | 289.25 | 74.25 | 1
2023/24 | 289.75 | 74.25 | 1
2023/24 | 290.75 | 74.25 | 1
2023/24 | 291.75 | 74.25 | 1
2023/24 | 292.25 | 74.25 | 1
2023/24 | 292.75 | 74.25 | 2
2023/24 | 293.25 | 74.25 | 2
2023/24 | 294.25 | 74.25 | 2
2023/24 | 294.75 | 74.25 | 1
2023/24 | 296.25 | 74.25 | 1
2023/24 | 297.25 | 74.25 | 1
2023/24 | 298.25 | 74.25 | 1
2023/24 | 299.25 | 74.25 | 1
2023/24 | 299.75 | 74.25 | 1
2023/24 | 300.75 | 74.25 | 1
2023/24 | 302.25 | 74.25 | 1
2023/24 | 303.25 | 74.25 | 1
2023/24 | 305.25 | 74.25 | 1
2023/24 | 305.75 | 74.25 | 1
2023/24 | 306.75 | 74.25 | 1
2023/24 | 307.75 | 74.25 | 2
2023/24 | 310.25 | 74.25 | 1
2023/24 | 312.75 | 74.25 | 1
2023/24 | 314.25 | 74.25 | 1
2023/24 | 316.25 | 74.25 | 2
2023/24 | 317.25 | 74.25 | 1
2023/24 | 319.25 | 74.25 | 1
2023/24 | 320.75 | 74.25 | 1
2023/24 | 322.25 | 74.25 | 1
2023/24 | 327.75 | 74.25 | 1
2023/24 | 328.75 | 74.25 | 2
2023/24 | 332.25 | 74.25 | 1
2023/24 | 334.25 | 74.25 | 1
2023/24 | 336.75 | 74.25 | 1
2023/24 | 338.25 | 74.25 | 1
2023/24 | 341.25 | 74.25 | 1
2023/24 | 353.25 | 74.25 | 1
2023/24 | 353.75 | 74.25 | 2
2023/24 | 357.75 | 74.25 | 1
2023/24 | 105.25 | 74.75 | 1
2023/24 | 110.25 | 74.75 | 1
2023/24 | 111.75 | 74.75 | 1
2023/24 | 115.25 | 74.75 | 2
2023/24 | 115.75 | 74.75 | 1
2023/24 | 116.75 | 74.75 | 1
2023/24 | 117.25 | 74.75 | 1
2023/24 | 118.25 | 74.75 | 1
2023/24 | 118.75 | 74.75 | 2
2023/24 | 119.25 | 74.75 | 6
2023/24 | 119.75 | 74.75 | 2
2023/24 | 120.25 | 74.75 | 1
2023/24 | 120.75 | 74.75 | 2
2023/24 | 121.25 | 74.75 | 3
2023/24 | 121.75 | 74.75 | 1
2023/24 | 122.25 | 74.75 | 7
2023/24 | 122.75 | 74.75 | 3
2023/24 | 123.25 | 74.75 | 2
2023/24 | 123.75 | 74.75 | 2
2023/24 | 124.25 | 74.75 | 4
2023/24 | 124.75 | 74.75 | 4
2023/24 | 125.25 | 74.75 | 10
2023/24 | 125.75 | 74.75 | 3
2023/24 | 126.25 | 74.75 | 7
2023/24 | 126.75 | 74.75 | 11
2023/24 | 127.25 | 74.75 | 7
2023/24 | 127.75 | 74.75 | 11
2023/24 | 128.25 | 74.75 | 8
2023/24 | 128.75 | 74.75 | 5
2023/24 | 129.25 | 74.75 | 10
2023/24 | 129.75 | 74.75 | 11
2023/24 | 130.25 | 74.75 | 9
2023/24 | 130.75 | 74.75 | 12
2023/24 | 131.25 | 74.75 | 10
2023/24 | 131.75 | 74.75 | 15
2023/24 | 132.25 | 74.75 | 15
2023/24 | 132.75 | 74.75 | 9
2023/24 | 133.25 | 74.75 | 25
2023/24 | 133.75 | 74.75 | 14
2023/24 | 134.25 | 74.75 | 13
2023/24 | 134.75 | 74.75 | 13
2023/24 | 135.25 | 74.75 | 27
2023/24 | 135.75 | 74.75 | 16
2023/24 | 136.25 | 74.75 | 23
2023/24 | 136.75 | 74.75 | 30
2023/24 | 137.25 | 74.75 | 34
2023/24 | 137.75 | 74.75 | 39
2023/24 | 138.25 | 74.75 | 27
2023/24 | 138.75 | 74.75 | 32
2023/24 | 139.25 | 74.75 | 44
2023/24 | 139.75 | 74.75 | 50
2023/24 | 140.25 | 74.75 | 38
2023/24 | 140.75 | 74.75 | 40
2023/24 | 141.25 | 74.75 | 42
2023/24 | 141.75 | 74.75 | 41
2023/24 | 142.25 | 74.75 | 50
2023/24 | 142.75 | 74.75 | 65
2023/24 | 143.25 | 74.75 | 60
2023/24 | 143.75 | 74.75 | 60
2023/24 | 144.25 | 74.75 | 52
2023/24 | 144.75 | 74.75 | 73
2023/24 | 145.25 | 74.75 | 69
2023/24 | 145.75 | 74.75 | 67
2023/24 | 146.25 | 74.75 | 73
2023/24 | 146.75 | 74.75 | 67
2023/24 | 147.25 | 74.75 | 81
2023/24 | 147.75 | 74.75 | 76
2023/24 | 148.25 | 74.75 | 77
2023/24 | 148.75 | 74.75 | 68
2023/24 | 149.25 | 74.75 | 82
2023/24 | 149.75 | 74.75 | 86
2023/24 | 150.25 | 74.75 | 100
2023/24 | 150.75 | 74.75 | 96
2023/24 | 151.25 | 74.75 | 112
2023/24 | 151.75 | 74.75 | 87
2023/24 | 152.25 | 74.75 | 87
2023/24 | 152.75 | 74.75 | 101
2023/24 | 153.25 | 74.75 | 111
2023/24 | 153.75 | 74.75 | 99
2023/24 | 154.25 | 74.75 | 125
2023/24 | 154.75 | 74.75 | 104
2023/24 | 155.25 | 74.75 | 128
2023/24 | 155.75 | 74.75 | 118
2023/24 | 156.25 | 74.75 | 119
2023/24 | 156.75 | 74.75 | 114
2023/24 | 157.25 | 74.75 | 124
2023/24 | 157.75 | 74.75 | 122
2023/24 | 158.25 | 74.75 | 147
2023/24 | 158.75 | 74.75 | 113
2023/24 | 159.25 | 74.75 | 123
2023/24 | 159.75 | 74.75 | 131
2023/24 | 160.25 | 74.75 | 127
2023/24 | 160.75 | 74.75 | 131
2023/24 | 161.25 | 74.75 | 154
2023/24 | 161.75 | 74.75 | 137
2023/24 | 162.25 | 74.75 | 148
2023/24 | 162.75 | 74.75 | 139
2023/24 | 163.25 | 74.75 | 142
2023/24 | 163.75 | 74.75 | 136
2023/24 | 164.25 | 74.75 | 159
2023/24 | 164.75 | 74.75 | 164
2023/24 | 165.25 | 74.75 | 147
2023/24 | 165.75 | 74.75 | 163
2023/24 | 166.25 | 74.75 | 167
2023/24 | 166.75 | 74.75 | 156
2023/24 | 167.25 | 74.75 | 171
2023/24 | 167.75 | 74.75 | 153
2023/24 | 168.25 | 74.75 | 164
2023/24 | 168.75 | 74.75 | 145
2023/24 | 169.25 | 74.75 | 149
2023/24 | 169.75 | 74.75 | 153
2023/24 | 170.25 | 74.75 | 164
2023/24 | 170.75 | 74.75 | 162
2023/24 | 171.25 | 74.75 | 158
2023/24 | 171.75 | 74.75 | 160
2023/24 | 172.25 | 74.75 | 136
2023/24 | 172.75 | 74.75 | 120
2023/24 | 173.25 | 74.75 | 159
2023/24 | 173.75 | 74.75 | 146
2023/24 | 174.25 | 74.75 | 163
2023/24 | 174.75 | 74.75 | 137
2023/24 | 175.25 | 74.75 | 158
2023/24 | 175.75 | 74.75 | 171
2023/24 | 176.25 | 74.75 | 152
2023/24 | 176.75 | 74.75 | 115
2023/24 | 177.25 | 74.75 | 135
2023/24 | 177.75 | 74.75 | 146
2023/24 | 178.25 | 74.75 | 137
2023/24 | 178.75 | 74.75 | 127
2023/24 | 179.25 | 74.75 | 131
2023/24 | 179.75 | 74.75 | 127
2023/24 | 180.25 | 74.75 | 144
2023/24 | 180.75 | 74.75 | 123
2023/24 | 181.25 | 74.75 | 125
2023/24 | 181.75 | 74.75 | 110
2023/24 | 182.25 | 74.75 | 134
2023/24 | 182.75 | 74.75 | 125
2023/24 | 183.25 | 74.75 | 109
2023/24 | 183.75 | 74.75 | 137
2023/24 | 184.25 | 74.75 | 110
2023/24 | 184.75 | 74.75 | 109
2023/24 | 185.25 | 74.75 | 104
2023/24 | 185.75 | 74.75 | 99
2023/24 | 186.25 | 74.75 | 109
2023/24 | 186.75 | 74.75 | 114
2023/24 | 187.25 | 74.75 | 102
2023/24 | 187.75 | 74.75 | 105
2023/24 | 188.25 | 74.75 | 95
2023/24 | 188.75 | 74.75 | 83
2023/24 | 189.25 | 74.75 | 93
2023/24 | 189.75 | 74.75 | 82
2023/24 | 190.25 | 74.75 | 81
2023/24 | 190.75 | 74.75 | 79
2023/24 | 191.25 | 74.75 | 83
2023/24 | 191.75 | 74.75 | 91
2023/24 | 192.25 | 74.75 | 74
2023/24 | 192.75 | 74.75 | 83
2023/24 | 193.25 | 74.75 | 68
2023/24 | 193.75 | 74.75 | 60
2023/24 | 194.25 | 74.75 | 87
2023/24 | 194.75 | 74.75 | 73
2023/24 | 195.25 | 74.75 | 70
2023/24 | 195.75 | 74.75 | 68
2023/24 | 196.25 | 74.75 | 61
2023/24 | 196.75 | 74.75 | 54
2023/24 | 197.25 | 74.75 | 54
2023/24 | 197.75 | 74.75 | 56
2023/24 | 198.25 | 74.75 | 66
2023/24 | 198.75 | 74.75 | 55
2023/24 | 199.25 | 74.75 | 54
2023/24 | 199.75 | 74.75 | 57
2023/24 | 200.25 | 74.75 | 44
2023/24 | 200.75 | 74.75 | 55
2023/24 | 201.25 | 74.75 | 39
2023/24 | 201.75 | 74.75 | 49
2023/24 | 202.25 | 74.75 | 47
2023/24 | 202.75 | 74.75 | 44
2023/24 | 203.25 | 74.75 | 42
2023/24 | 203.75 | 74.75 | 38
2023/24 | 204.25 | 74.75 | 42
2023/24 | 204.75 | 74.75 | 31
2023/24 | 205.25 | 74.75 | 30
2023/24 | 205.75 | 74.75 | 34
2023/24 | 206.25 | 74.75 | 40
2023/24 | 206.75 | 74.75 | 45
2023/24 | 207.25 | 74.75 | 24
2023/24 | 207.75 | 74.75 | 30
2023/24 | 208.25 | 74.75 | 26
2023/24 | 208.75 | 74.75 | 36
2023/24 | 209.25 | 74.75 | 31
2023/24 | 209.75 | 74.75 | 33
2023/24 | 210.25 | 74.75 | 27
2023/24 | 210.75 | 74.75 | 32
2023/24 | 211.25 | 74.75 | 31
2023/24 | 211.75 | 74.75 | 26
2023/24 | 212.25 | 74.75 | 26
2023/24 | 212.75 | 74.75 | 25
2023/24 | 213.25 | 74.75 | 23
2023/24 | 213.75 | 74.75 | 21
2023/24 | 214.25 | 74.75 | 23
2023/24 | 214.75 | 74.75 | 22
2023/24 | 215.25 | 74.75 | 16
2023/24 | 215.75 | 74.75 | 21
2023/24 | 216.25 | 74.75 | 29
2023/24 | 216.75 | 74.75 | 17
2023/24 | 217.25 | 74.75 | 28
2023/24 | 217.75 | 74.75 | 16
2023/24 | 218.25 | 74.75 | 20
2023/24 | 218.75 | 74.75 | 17
2023/24 | 219.25 | 74.75 | 24
2023/24 | 219.75 | 74.75 | 18
2023/24 | 220.25 | 74.75 | 13
2023/24 | 220.75 | 74.75 | 15
2023/24 | 221.25 | 74.75 | 17
2023/24 | 221.75 | 74.75 | 15
2023/24 | 222.25 | 74.75 | 16
2023/24 | 222.75 | 74.75 | 17
2023/24 | 223.25 | 74.75 | 16
2023/24 | 223.75 | 74.75 | 13
2023/24 | 224.25 | 74.75 | 13
2023/24 | 224.75 | 74.75 | 19
2023/24 | 225.25 | 74.75 | 20
2023/24 | 225.75 | 74.75 | 19
2023/24 | 226.25 | 74.75 | 12
2023/24 | 226.75 | 74.75 | 13
2023/24 | 227.25 | 74.75 | 17
2023/24 | 227.75 | 74.75 | 14
2023/24 | 228.25 | 74.75 | 10
2023/24 | 228.75 | 74.75 | 9
2023/24 | 229.25 | 74.75 | 13
2023/24 | 229.75 | 74.75 | 15
2023/24 | 230.25 | 74.75 | 11
2023/24 | 230.75 | 74.75 | 12
2023/24 | 231.25 | 74.75 | 8
2023/24 | 231.75 | 74.75 | 9
2023/24 | 232.25 | 74.75 | 3
2023/24 | 232.75 | 74.75 | 5
2023/24 | 233.25 | 74.75 | 8
2023/24 | 233.75 | 74.75 | 11
2023/24 | 234.25 | 74.75 | 6
2023/24 | 234.75 | 74.75 | 8
2023/24 | 235.25 | 74.75 | 6
2023/24 | 235.75 | 74.75 | 11
2023/24 | 236.25 | 74.75 | 11
2023/24 | 236.75 | 74.75 | 10
2023/24 | 237.25 | 74.75 | 1
2023/24 | 237.75 | 74.75 | 8
2023/24 | 238.25 | 74.75 | 7
2023/24 | 238.75 | 74.75 | 6
2023/24 | 239.25 | 74.75 | 8
2023/24 | 239.75 | 74.75 | 8
2023/24 | 240.25 | 74.75 | 9
2023/24 | 240.75 | 74.75 | 6
2023/24 | 241.25 | 74.75 | 17
2023/24 | 241.75 | 74.75 | 7
2023/24 | 242.25 | 74.75 | 13
2023/24 | 242.75 | 74.75 | 4
2023/24 | 243.25 | 74.75 | 9
2023/24 | 243.75 | 74.75 | 8
2023/24 | 244.25 | 74.75 | 4
2023/24 | 244.75 | 74.75 | 10
2023/24 | 245.25 | 74.75 | 3
2023/24 | 245.75 | 74.75 | 4
2023/24 | 246.25 | 74.75 | 2
2023/24 | 246.75 | 74.75 | 4
2023/24 | 247.25 | 74.75 | 5
2023/24 | 247.75 | 74.75 | 8
2023/24 | 248.25 | 74.75 | 6
2023/24 | 248.75 | 74.75 | 4
2023/24 | 249.25 | 74.75 | 6
2023/24 | 249.75 | 74.75 | 3
2023/24 | 250.25 | 74.75 | 3
2023/24 | 250.75 | 74.75 | 4
2023/24 | 251.25 | 74.75 | 3
2023/24 | 251.75 | 74.75 | 7
2023/24 | 252.25 | 74.75 | 2
2023/24 | 252.75 | 74.75 | 2
2023/24 | 253.25 | 74.75 | 6
2023/24 | 253.75 | 74.75 | 6
2023/24 | 254.25 | 74.75 | 4
2023/24 | 254.75 | 74.75 | 2
2023/24 | 255.25 | 74.75 | 2
2023/24 | 255.75 | 74.75 | 6
2023/24 | 256.25 | 74.75 | 5
2023/24 | 256.75 | 74.75 | 3
2023/24 | 257.25 | 74.75 | 3
2023/24 | 257.75 | 74.75 | 3
2023/24 | 258.25 | 74.75 | 3
2023/24 | 258.75 | 74.75 | 3
2023/24 | 259.25 | 74.75 | 1
2023/24 | 259.75 | 74.75 | 3
2023/24 | 260.25 | 74.75 | 4
2023/24 | 260.75 | 74.75 | 1
2023/24 | 261.25 | 74.75 | 3
2023/24 | 261.75 | 74.75 | 3
2023/24 | 262.25 | 74.75 | 2
2023/24 | 262.75 | 74.75 | 6
2023/24 | 263.25 | 74.75 | 5
2023/24 | 263.75 | 74.75 | 4
2023/24 | 264.25 | 74.75 | 3
2023/24 | 264.75 | 74.75 | 2
2023/24 | 265.25 | 74.75 | 2
2023/24 | 265.75 | 74.75 | 1
2023/24 | 266.25 | 74.75 | 1
2023/24 | 266.75 | 74.75 | 4
2023/24 | 267.25 | 74.75 | 1
2023/24 | 267.75 | 74.75 | 1
2023/24 | 268.25 | 74.75 | 1
2023/24 | 268.75 | 74.75 | 6
2023/24 | 269.25 | 74.75 | 5
2023/24 | 270.25 | 74.75 | 5
2023/24 | 271.25 | 74.75 | 4
2023/24 | 271.75 | 74.75 | 2
2023/24 | 272.25 | 74.75 | 3
2023/24 | 272.75 | 74.75 | 1
2023/24 | 273.25 | 74.75 | 1
2023/24 | 273.75 | 74.75 | 4
2023/24 | 274.25 | 74.75 | 2
2023/24 | 274.75 | 74.75 | 2
2023/24 | 275.75 | 74.75 | 1
2023/24 | 276.75 | 74.75 | 1
2023/24 | 277.25 | 74.75 | 4
2023/24 | 277.75 | 74.75 | 1
2023/24 | 278.25 | 74.75 | 4
2023/24 | 278.75 | 74.75 | 1
2023/24 | 279.25 | 74.75 | 1
2023/24 | 279.75 | 74.75 | 2
2023/24 | 280.25 | 74.75 | 1
2023/24 | 280.75 | 74.75 | 1
2023/24 | 281.25 | 74.75 | 2
2023/24 | 281.75 | 74.75 | 1
2023/24 | 282.25 | 74.75 | 1
2023/24 | 282.75 | 74.75 | 1
2023/24 | 283.75 | 74.75 | 1
2023/24 | 284.25 | 74.75 | 4
2023/24 | 285.25 | 74.75 | 1
2023/24 | 285.75 | 74.75 | 1
2023/24 | 286.25 | 74.75 | 2
2023/24 | 286.75 | 74.75 | 2
2023/24 | 287.25 | 74.75 | 1
2023/24 | 288.75 | 74.75 | 1
2023/24 | 289.25 | 74.75 | 1
2023/24 | 290.75 | 74.75 | 2
2023/24 | 291.25 | 74.75 | 1
2023/24 | 291.75 | 74.75 | 1
2023/24 | 292.25 | 74.75 | 3
2023/24 | 292.75 | 74.75 | 1
2023/24 | 293.25 | 74.75 | 1
2023/24 | 293.75 | 74.75 | 3
2023/24 | 294.25 | 74.75 | 1
2023/24 | 295.75 | 74.75 | 3
2023/24 | 296.25 | 74.75 | 1
2023/24 | 296.75 | 74.75 | 1
2023/24 | 297.75 | 74.75 | 2
2023/24 | 298.25 | 74.75 | 1
2023/24 | 298.75 | 74.75 | 1
2023/24 | 299.25 | 74.75 | 1
2023/24 | 299.75 | 74.75 | 2
2023/24 | 300.25 | 74.75 | 1
2023/24 | 301.25 | 74.75 | 1
2023/24 | 301.75 | 74.75 | 1
2023/24 | 302.25 | 74.75 | 1
2023/24 | 303.75 | 74.75 | 1
2023/24 | 304.25 | 74.75 | 1
2023/24 | 304.75 | 74.75 | 1
2023/24 | 306.25 | 74.75 | 1
2023/24 | 307.75 | 74.75 | 2
2023/24 | 308.25 | 74.75 | 3
2023/24 | 309.25 | 74.75 | 1
2023/24 | 309.75 | 74.75 | 1
2023/24 | 310.25 | 74.75 | 1
2023/24 | 310.75 | 74.75 | 1
2023/24 | 311.25 | 74.75 | 1
2023/24 | 311.75 | 74.75 | 1
2023/24 | 312.25 | 74.75 | 2
2023/24 | 312.75 | 74.75 | 1
2023/24 | 313.25 | 74.75 | 1
2023/24 | 315.25 | 74.75 | 1
2023/24 | 317.25 | 74.75 | 1
2023/24 | 317.75 | 74.75 | 1
2023/24 | 318.75 | 74.75 | 1
2023/24 | 319.25 | 74.75 | 1
2023/24 | 320.75 | 74.75 | 1
2023/24 | 321.25 | 74.75 | 2
2023/24 | 322.75 | 74.75 | 1
2023/24 | 326.75 | 74.75 | 1
2023/24 | 328.25 | 74.75 | 1
2023/24 | 331.25 | 74.75 | 1
2023/24 | 333.25 | 74.75 | 1
2023/24 | 333.75 | 74.75 | 1
2023/24 | 336.25 | 74.75 | 1
2023/24 | 341.25 | 74.75 | 1
2023/24 | 347.25 | 74.75 | 1
2023/24 | 353.25 | 74.75 | 1
2023/24 | 366.75 | 74.75 | 1
2023/24 | 368.75 | 74.75 | 1
2023/24 | 373.25 | 74.75 | 1
2023/24 | 374.25 | 74.75 | 1
2023/24 | 399.25 | 74.75 | 1
2023/24 | 111.75 | 75.25 | 2
2023/24 | 112.25 | 75.25 | 1
2023/24 | 112.75 | 75.25 | 1
2023/24 | 115.25 | 75.25 | 1
2023/24 | 115.75 | 75.25 | 2
2023/24 | 116.25 | 75.25 | 1
2023/24 | 116.75 | 75.25 | 4
2023/24 | 117.75 | 75.25 | 2
2023/24 | 118.25 | 75.25 | 1
2023/24 | 118.75 | 75.25 | 1
2023/24 | 119.25 | 75.25 | 1
2023/24 | 120.25 | 75.25 | 3
2023/24 | 120.75 | 75.25 | 4
2023/24 | 121.75 | 75.25 | 2
2023/24 | 122.25 | 75.25 | 1
2023/24 | 122.75 | 75.25 | 3
2023/24 | 123.25 | 75.25 | 3
2023/24 | 123.75 | 75.25 | 2
2023/24 | 124.25 | 75.25 | 4
2023/24 | 124.75 | 75.25 | 4
2023/24 | 125.25 | 75.25 | 3
2023/24 | 125.75 | 75.25 | 4
2023/24 | 126.25 | 75.25 | 9
2023/24 | 126.75 | 75.25 | 9
2023/24 | 127.25 | 75.25 | 6
2023/24 | 127.75 | 75.25 | 4
2023/24 | 128.25 | 75.25 | 7
2023/24 | 128.75 | 75.25 | 8
2023/24 | 129.25 | 75.25 | 13
2023/24 | 129.75 | 75.25 | 7
2023/24 | 130.25 | 75.25 | 9
2023/24 | 130.75 | 75.25 | 11
2023/24 | 131.25 | 75.25 | 8
2023/24 | 131.75 | 75.25 | 13
2023/24 | 132.25 | 75.25 | 10
2023/24 | 132.75 | 75.25 | 17
2023/24 | 133.25 | 75.25 | 17
2023/24 | 133.75 | 75.25 | 18
2023/24 | 134.25 | 75.25 | 13
2023/24 | 134.75 | 75.25 | 20
2023/24 | 135.25 | 75.25 | 29
2023/24 | 135.75 | 75.25 | 18
2023/24 | 136.25 | 75.25 | 27
2023/24 | 136.75 | 75.25 | 27
2023/24 | 137.25 | 75.25 | 24
2023/24 | 137.75 | 75.25 | 24
2023/24 | 138.25 | 75.25 | 27
2023/24 | 138.75 | 75.25 | 21
2023/24 | 139.25 | 75.25 | 24
2023/24 | 139.75 | 75.25 | 32
2023/24 | 140.25 | 75.25 | 34
2023/24 | 140.75 | 75.25 | 41
2023/24 | 141.25 | 75.25 | 48
2023/24 | 141.75 | 75.25 | 48
2023/24 | 142.25 | 75.25 | 57
2023/24 | 142.75 | 75.25 | 37
2023/24 | 143.25 | 75.25 | 43
2023/24 | 143.75 | 75.25 | 55
2023/24 | 144.25 | 75.25 | 47
2023/24 | 144.75 | 75.25 | 62
2023/24 | 145.25 | 75.25 | 57
2023/24 | 145.75 | 75.25 | 69
2023/24 | 146.25 | 75.25 | 70
2023/24 | 146.75 | 75.25 | 70
2023/24 | 147.25 | 75.25 | 69
2023/24 | 147.75 | 75.25 | 84
2023/24 | 148.25 | 75.25 | 70
2023/24 | 148.75 | 75.25 | 69
2023/24 | 149.25 | 75.25 | 75
2023/24 | 149.75 | 75.25 | 61
2023/24 | 150.25 | 75.25 | 82
2023/24 | 150.75 | 75.25 | 100
2023/24 | 151.25 | 75.25 | 93
2023/24 | 151.75 | 75.25 | 97
2023/24 | 152.25 | 75.25 | 110
2023/24 | 152.75 | 75.25 | 95
2023/24 | 153.25 | 75.25 | 101
2023/24 | 153.75 | 75.25 | 89
2023/24 | 154.25 | 75.25 | 127
2023/24 | 154.75 | 75.25 | 123
2023/24 | 155.25 | 75.25 | 112
2023/24 | 155.75 | 75.25 | 117
2023/24 | 156.25 | 75.25 | 112
2023/24 | 156.75 | 75.25 | 109
2023/24 | 157.25 | 75.25 | 111
2023/24 | 157.75 | 75.25 | 117
2023/24 | 158.25 | 75.25 | 96
2023/24 | 158.75 | 75.25 | 113
2023/24 | 159.25 | 75.25 | 113
2023/24 | 159.75 | 75.25 | 129
2023/24 | 160.25 | 75.25 | 115
2023/24 | 160.75 | 75.25 | 132
2023/24 | 161.25 | 75.25 | 136
2023/24 | 161.75 | 75.25 | 138
2023/24 | 162.25 | 75.25 | 148
2023/24 | 162.75 | 75.25 | 129
2023/24 | 163.25 | 75.25 | 155
2023/24 | 163.75 | 75.25 | 144
2023/24 | 164.25 | 75.25 | 149
2023/24 | 164.75 | 75.25 | 161
2023/24 | 165.25 | 75.25 | 147
2023/24 | 165.75 | 75.25 | 160
2023/24 | 166.25 | 75.25 | 141
2023/24 | 166.75 | 75.25 | 149
2023/24 | 167.25 | 75.25 | 150
2023/24 | 167.75 | 75.25 | 142
2023/24 | 168.25 | 75.25 | 165
2023/24 | 168.75 | 75.25 | 176
2023/24 | 169.25 | 75.25 | 158
2023/24 | 169.75 | 75.25 | 126
2023/24 | 170.25 | 75.25 | 182
2023/24 | 170.75 | 75.25 | 153
2023/24 | 171.25 | 75.25 | 172
2023/24 | 171.75 | 75.25 | 137
2023/24 | 172.25 | 75.25 | 154
2023/24 | 172.75 | 75.25 | 151
2023/24 | 173.25 | 75.25 | 145
2023/24 | 173.75 | 75.25 | 160
2023/24 | 174.25 | 75.25 | 152
2023/24 | 174.75 | 75.25 | 156
2023/24 | 175.25 | 75.25 | 138
2023/24 | 175.75 | 75.25 | 165
2023/24 | 176.25 | 75.25 | 143
2023/24 | 176.75 | 75.25 | 169
2023/24 | 177.25 | 75.25 | 134
2023/24 | 177.75 | 75.25 | 141
2023/24 | 178.25 | 75.25 | 127
2023/24 | 178.75 | 75.25 | 138
2023/24 | 179.25 | 75.25 | 146
2023/24 | 179.75 | 75.25 | 123
2023/24 | 180.25 | 75.25 | 155
2023/24 | 180.75 | 75.25 | 139
2023/24 | 181.25 | 75.25 | 134
2023/24 | 181.75 | 75.25 | 135
2023/24 | 182.25 | 75.25 | 128
2023/24 | 182.75 | 75.25 | 132
2023/24 | 183.25 | 75.25 | 138
2023/24 | 183.75 | 75.25 | 122
2023/24 | 184.25 | 75.25 | 112
2023/24 | 184.75 | 75.25 | 117
2023/24 | 185.25 | 75.25 | 115
2023/24 | 185.75 | 75.25 | 106
2023/24 | 186.25 | 75.25 | 125
2023/24 | 186.75 | 75.25 | 101
2023/24 | 187.25 | 75.25 | 99
2023/24 | 187.75 | 75.25 | 116
2023/24 | 188.25 | 75.25 | 120
2023/24 | 188.75 | 75.25 | 117
2023/24 | 189.25 | 75.25 | 97
2023/24 | 189.75 | 75.25 | 111
2023/24 | 190.25 | 75.25 | 90
2023/24 | 190.75 | 75.25 | 93
2023/24 | 191.25 | 75.25 | 85
2023/24 | 191.75 | 75.25 | 78
2023/24 | 192.25 | 75.25 | 92
2023/24 | 192.75 | 75.25 | 78
2023/24 | 193.25 | 75.25 | 94
2023/24 | 193.75 | 75.25 | 82
2023/24 | 194.25 | 75.25 | 88
2023/24 | 194.75 | 75.25 | 69
2023/24 | 195.25 | 75.25 | 63
2023/24 | 195.75 | 75.25 | 60
2023/24 | 196.25 | 75.25 | 70
2023/24 | 196.75 | 75.25 | 67
2023/24 | 197.25 | 75.25 | 57
2023/24 | 197.75 | 75.25 | 51
2023/24 | 198.25 | 75.25 | 61
2023/24 | 198.75 | 75.25 | 54
2023/24 | 199.25 | 75.25 | 47
2023/24 | 199.75 | 75.25 | 60
2023/24 | 200.25 | 75.25 | 67
2023/24 | 200.75 | 75.25 | 57
2023/24 | 201.25 | 75.25 | 61
2023/24 | 201.75 | 75.25 | 52
2023/24 | 202.25 | 75.25 | 45
2023/24 | 202.75 | 75.25 | 55
2023/24 | 203.25 | 75.25 | 44
2023/24 | 203.75 | 75.25 | 44
2023/24 | 204.25 | 75.25 | 32
2023/24 | 204.75 | 75.25 | 36
2023/24 | 205.25 | 75.25 | 31
2023/24 | 205.75 | 75.25 | 38
2023/24 | 206.25 | 75.25 | 37
2023/24 | 206.75 | 75.25 | 37
2023/24 | 207.25 | 75.25 | 35
2023/24 | 207.75 | 75.25 | 32
2023/24 | 208.25 | 75.25 | 28
2023/24 | 208.75 | 75.25 | 34
2023/24 | 209.25 | 75.25 | 44
2023/24 | 209.75 | 75.25 | 34
2023/24 | 210.25 | 75.25 | 32
2023/24 | 210.75 | 75.25 | 29
2023/24 | 211.25 | 75.25 | 28
2023/24 | 211.75 | 75.25 | 24
2023/24 | 212.25 | 75.25 | 36
2023/24 | 212.75 | 75.25 | 35
2023/24 | 213.25 | 75.25 | 32
2023/24 | 213.75 | 75.25 | 21
2023/24 | 214.25 | 75.25 | 30
2023/24 | 214.75 | 75.25 | 24
2023/24 | 215.25 | 75.25 | 15
2023/24 | 215.75 | 75.25 | 25
2023/24 | 216.25 | 75.25 | 32
2023/24 | 216.75 | 75.25 | 16
2023/24 | 217.25 | 75.25 | 30
2023/24 | 217.75 | 75.25 | 19
2023/24 | 218.25 | 75.25 | 18
2023/24 | 218.75 | 75.25 | 14
2023/24 | 219.25 | 75.25 | 23
2023/24 | 219.75 | 75.25 | 21
2023/24 | 220.25 | 75.25 | 27
2023/24 | 220.75 | 75.25 | 19
2023/24 | 221.25 | 75.25 | 24
2023/24 | 221.75 | 75.25 | 16
2023/24 | 222.25 | 75.25 | 23
2023/24 | 222.75 | 75.25 | 9
2023/24 | 223.25 | 75.25 | 18
2023/24 | 223.75 | 75.25 | 17
2023/24 | 224.25 | 75.25 | 16
2023/24 | 224.75 | 75.25 | 23
2023/24 | 225.25 | 75.25 | 14
2023/24 | 225.75 | 75.25 | 16
2023/24 | 226.25 | 75.25 | 14
2023/24 | 226.75 | 75.25 | 6
2023/24 | 227.25 | 75.25 | 16
2023/24 | 227.75 | 75.25 | 10
2023/24 | 228.25 | 75.25 | 13
2023/24 | 228.75 | 75.25 | 14
2023/24 | 229.25 | 75.25 | 10
2023/24 | 229.75 | 75.25 | 10
2023/24 | 230.25 | 75.25 | 15
2023/24 | 230.75 | 75.25 | 11
2023/24 | 231.25 | 75.25 | 10
2023/24 | 231.75 | 75.25 | 7
2023/24 | 232.25 | 75.25 | 9
2023/24 | 232.75 | 75.25 | 17
2023/24 | 233.25 | 75.25 | 9
2023/24 | 233.75 | 75.25 | 10
2023/24 | 234.25 | 75.25 | 8
2023/24 | 234.75 | 75.25 | 6
2023/24 | 235.25 | 75.25 | 6
2023/24 | 235.75 | 75.25 | 5
2023/24 | 236.25 | 75.25 | 10
2023/24 | 236.75 | 75.25 | 12
2023/24 | 237.25 | 75.25 | 8
2023/24 | 237.75 | 75.25 | 7
2023/24 | 238.25 | 75.25 | 10
2023/24 | 238.75 | 75.25 | 7
2023/24 | 239.25 | 75.25 | 11
2023/24 | 239.75 | 75.25 | 5
2023/24 | 240.25 | 75.25 | 7
2023/24 | 240.75 | 75.25 | 8
2023/24 | 241.25 | 75.25 | 7
2023/24 | 241.75 | 75.25 | 10
2023/24 | 242.25 | 75.25 | 11
2023/24 | 242.75 | 75.25 | 11
2023/24 | 243.25 | 75.25 | 4
2023/24 | 243.75 | 75.25 | 8
2023/24 | 244.25 | 75.25 | 8
2023/24 | 244.75 | 75.25 | 4
2023/24 | 245.25 | 75.25 | 2
2023/24 | 245.75 | 75.25 | 8
2023/24 | 246.25 | 75.25 | 6
2023/24 | 246.75 | 75.25 | 5
2023/24 | 247.25 | 75.25 | 6
2023/24 | 247.75 | 75.25 | 7
2023/24 | 248.25 | 75.25 | 6
2023/24 | 248.75 | 75.25 | 4
2023/24 | 249.25 | 75.25 | 14
2023/24 | 249.75 | 75.25 | 3
2023/24 | 250.25 | 75.25 | 5
2023/24 | 250.75 | 75.25 | 7
2023/24 | 251.25 | 75.25 | 6
2023/24 | 251.75 | 75.25 | 5
2023/24 | 252.25 | 75.25 | 5
2023/24 | 252.75 | 75.25 | 5
2023/24 | 253.25 | 75.25 | 1
2023/24 | 253.75 | 75.25 | 4
2023/24 | 254.25 | 75.25 | 5
2023/24 | 254.75 | 75.25 | 5
2023/24 | 255.25 | 75.25 | 7
2023/24 | 255.75 | 75.25 | 7
2023/24 | 256.25 | 75.25 | 5
2023/24 | 256.75 | 75.25 | 8
2023/24 | 257.25 | 75.25 | 4
2023/24 | 257.75 | 75.25 | 4
2023/24 | 258.25 | 75.25 | 4
2023/24 | 258.75 | 75.25 | 4
2023/24 | 259.25 | 75.25 | 2
2023/24 | 259.75 | 75.25 | 1
2023/24 | 260.25 | 75.25 | 3
2023/24 | 260.75 | 75.25 | 3
2023/24 | 261.25 | 75.25 | 2
2023/24 | 261.75 | 75.25 | 3
2023/24 | 262.25 | 75.25 | 1
2023/24 | 262.75 | 75.25 | 4
2023/24 | 263.75 | 75.25 | 3
2023/24 | 264.25 | 75.25 | 4
2023/24 | 265.25 | 75.25 | 7
2023/24 | 265.75 | 75.25 | 2
2023/24 | 266.25 | 75.25 | 1
2023/24 | 266.75 | 75.25 | 4
2023/24 | 267.25 | 75.25 | 1
2023/24 | 267.75 | 75.25 | 4
2023/24 | 268.75 | 75.25 | 1
2023/24 | 269.75 | 75.25 | 1
2023/24 | 270.25 | 75.25 | 3
2023/24 | 270.75 | 75.25 | 2
2023/24 | 271.25 | 75.25 | 4
2023/24 | 271.75 | 75.25 | 1
2023/24 | 272.25 | 75.25 | 2
2023/24 | 272.75 | 75.25 | 2
2023/24 | 273.25 | 75.25 | 2
2023/24 | 274.25 | 75.25 | 1
2023/24 | 274.75 | 75.25 | 1
2023/24 | 275.25 | 75.25 | 1
2023/24 | 276.75 | 75.25 | 2
2023/24 | 277.25 | 75.25 | 2
2023/24 | 277.75 | 75.25 | 3
2023/24 | 278.25 | 75.25 | 1
2023/24 | 278.75 | 75.25 | 1
2023/24 | 279.75 | 75.25 | 3
2023/24 | 280.25 | 75.25 | 2
2023/24 | 280.75 | 75.25 | 2
2023/24 | 281.25 | 75.25 | 1
2023/24 | 281.75 | 75.25 | 2
2023/24 | 282.25 | 75.25 | 4
2023/24 | 282.75 | 75.25 | 1
2023/24 | 283.25 | 75.25 | 2
2023/24 | 283.75 | 75.25 | 3
2023/24 | 284.25 | 75.25 | 2
2023/24 | 285.25 | 75.25 | 2
2023/24 | 285.75 | 75.25 | 2
2023/24 | 286.75 | 75.25 | 3
2023/24 | 287.25 | 75.25 | 2
2023/24 | 287.75 | 75.25 | 3
2023/24 | 288.25 | 75.25 | 1
2023/24 | 288.75 | 75.25 | 3
2023/24 | 289.25 | 75.25 | 1
2023/24 | 289.75 | 75.25 | 3
2023/24 | 290.25 | 75.25 | 2
2023/24 | 291.25 | 75.25 | 1
2023/24 | 291.75 | 75.25 | 1
2023/24 | 293.25 | 75.25 | 2
2023/24 | 293.75 | 75.25 | 2
2023/24 | 294.25 | 75.25 | 1
2023/24 | 295.75 | 75.25 | 1
2023/24 | 296.25 | 75.25 | 1
2023/24 | 296.75 | 75.25 | 1
2023/24 | 298.25 | 75.25 | 2
2023/24 | 298.75 | 75.25 | 1
2023/24 | 299.25 | 75.25 | 1
2023/24 | 299.75 | 75.25 | 1
2023/24 | 300.25 | 75.25 | 1
2023/24 | 301.25 | 75.25 | 1
2023/24 | 302.25 | 75.25 | 1
2023/24 | 302.75 | 75.25 | 1
2023/24 | 303.25 | 75.25 | 1
2023/24 | 303.75 | 75.25 | 1
2023/24 | 304.25 | 75.25 | 1
2023/24 | 306.75 | 75.25 | 2
2023/24 | 307.75 | 75.25 | 1
2023/24 | 308.25 | 75.25 | 2
2023/24 | 308.75 | 75.25 | 2
2023/24 | 310.75 | 75.25 | 1
2023/24 | 311.25 | 75.25 | 2
2023/24 | 311.75 | 75.25 | 1
2023/24 | 312.25 | 75.25 | 1
2023/24 | 313.25 | 75.25 | 1
2023/24 | 313.75 | 75.25 | 2
2023/24 | 314.75 | 75.25 | 1
2023/24 | 316.25 | 75.25 | 1
2023/24 | 316.75 | 75.25 | 1
2023/24 | 319.25 | 75.25 | 1
2023/24 | 320.75 | 75.25 | 1
2023/24 | 321.75 | 75.25 | 2
2023/24 | 322.25 | 75.25 | 1
2023/24 | 324.75 | 75.25 | 3
2023/24 | 327.25 | 75.25 | 2
2023/24 | 329.75 | 75.25 | 1
2023/24 | 330.25 | 75.25 | 1
2023/24 | 330.75 | 75.25 | 1
2023/24 | 332.25 | 75.25 | 1
2023/24 | 334.25 | 75.25 | 1
2023/24 | 338.25 | 75.25 | 1
2023/24 | 339.25 | 75.25 | 1
2023/24 | 362.25 | 75.25 | 1
2023/24 | 362.75 | 75.25 | 1
2023/24 | 382.25 | 75.25 | 1
2023/24 | 389.25 | 75.25 | 1
2023/24 | 416.75 | 75.25 | 1
2023/24 | 99.75 | 75.75 | 1
2023/24 | 110.25 | 75.75 | 1
2023/24 | 111.25 | 75.75 | 1
2023/24 | 111.75 | 75.75 | 1
2023/24 | 112.25 | 75.75 | 1
2023/24 | 113.75 | 75.75 | 1
2023/24 | 115.25 | 75.75 | 2
2023/24 | 116.25 | 75.75 | 1
2023/24 | 116.75 | 75.75 | 1
2023/24 | 117.25 | 75.75 | 2
2023/24 | 118.25 | 75.75 | 1
2023/24 | 118.75 | 75.75 | 1
2023/24 | 119.25 | 75.75 | 1
2023/24 | 119.75 | 75.75 | 1
2023/24 | 120.25 | 75.75 | 3
2023/24 | 120.75 | 75.75 | 2
2023/24 | 121.25 | 75.75 | 2
2023/24 | 121.75 | 75.75 | 1
2023/24 | 122.25 | 75.75 | 1
2023/24 | 122.75 | 75.75 | 3
2023/24 | 123.25 | 75.75 | 5
2023/24 | 123.75 | 75.75 | 5
2023/24 | 124.25 | 75.75 | 3
2023/24 | 124.75 | 75.75 | 3
2023/24 | 125.25 | 75.75 | 5
2023/24 | 125.75 | 75.75 | 1
2023/24 | 126.25 | 75.75 | 3
2023/24 | 126.75 | 75.75 | 3
2023/24 | 127.25 | 75.75 | 6
2023/24 | 127.75 | 75.75 | 10
2023/24 | 128.25 | 75.75 | 6
2023/24 | 128.75 | 75.75 | 6
2023/24 | 129.25 | 75.75 | 10
2023/24 | 129.75 | 75.75 | 4
2023/24 | 130.25 | 75.75 | 8
2023/24 | 130.75 | 75.75 | 8
2023/24 | 131.25 | 75.75 | 11
2023/24 | 131.75 | 75.75 | 10
2023/24 | 132.25 | 75.75 | 10
2023/24 | 132.75 | 75.75 | 10
2023/24 | 133.25 | 75.75 | 12
2023/24 | 133.75 | 75.75 | 16
2023/24 | 134.25 | 75.75 | 15
2023/24 | 134.75 | 75.75 | 13
2023/24 | 135.25 | 75.75 | 18
2023/24 | 135.75 | 75.75 | 21
2023/24 | 136.25 | 75.75 | 23
2023/24 | 136.75 | 75.75 | 18
2023/24 | 137.25 | 75.75 | 25
2023/24 | 137.75 | 75.75 | 19
2023/24 | 138.25 | 75.75 | 31
2023/24 | 138.75 | 75.75 | 27
2023/24 | 139.25 | 75.75 | 45
2023/24 | 139.75 | 75.75 | 30
2023/24 | 140.25 | 75.75 | 29
2023/24 | 140.75 | 75.75 | 26
2023/24 | 141.25 | 75.75 | 32
2023/24 | 141.75 | 75.75 | 30
2023/24 | 142.25 | 75.75 | 36
2023/24 | 142.75 | 75.75 | 37
2023/24 | 143.25 | 75.75 | 41
2023/24 | 143.75 | 75.75 | 44
2023/24 | 144.25 | 75.75 | 65
2023/24 | 144.75 | 75.75 | 58
2023/24 | 145.25 | 75.75 | 55
2023/24 | 145.75 | 75.75 | 54
2023/24 | 146.25 | 75.75 | 68
2023/24 | 146.75 | 75.75 | 69
2023/24 | 147.25 | 75.75 | 64
2023/24 | 147.75 | 75.75 | 64
2023/24 | 148.25 | 75.75 | 63
2023/24 | 148.75 | 75.75 | 67
2023/24 | 149.25 | 75.75 | 77
2023/24 | 149.75 | 75.75 | 91
2023/24 | 150.25 | 75.75 | 87
2023/24 | 150.75 | 75.75 | 91
2023/24 | 151.25 | 75.75 | 96
2023/24 | 151.75 | 75.75 | 88
2023/24 | 152.25 | 75.75 | 90
2023/24 | 152.75 | 75.75 | 88
2023/24 | 153.25 | 75.75 | 94
2023/24 | 153.75 | 75.75 | 83
2023/24 | 154.25 | 75.75 | 113
2023/24 | 154.75 | 75.75 | 101
2023/24 | 155.25 | 75.75 | 115
2023/24 | 155.75 | 75.75 | 113
2023/24 | 156.25 | 75.75 | 114
2023/24 | 156.75 | 75.75 | 110
2023/24 | 157.25 | 75.75 | 102
2023/24 | 157.75 | 75.75 | 118
2023/24 | 158.25 | 75.75 | 128
2023/24 | 158.75 | 75.75 | 131
2023/24 | 159.25 | 75.75 | 128
2023/24 | 159.75 | 75.75 | 155
2023/24 | 160.25 | 75.75 | 120
2023/24 | 160.75 | 75.75 | 151
2023/24 | 161.25 | 75.75 | 122
2023/24 | 161.75 | 75.75 | 132
2023/24 | 162.25 | 75.75 | 142
2023/24 | 162.75 | 75.75 | 144
2023/24 | 163.25 | 75.75 | 127
2023/24 | 163.75 | 75.75 | 153
2023/24 | 164.25 | 75.75 | 171
2023/24 | 164.75 | 75.75 | 138
2023/24 | 165.25 | 75.75 | 139
2023/24 | 165.75 | 75.75 | 132
2023/24 | 166.25 | 75.75 | 156
2023/24 | 166.75 | 75.75 | 149
2023/24 | 167.25 | 75.75 | 159
2023/24 | 167.75 | 75.75 | 144
2023/24 | 168.25 | 75.75 | 150
2023/24 | 168.75 | 75.75 | 151
2023/24 | 169.25 | 75.75 | 127
2023/24 | 169.75 | 75.75 | 152
2023/24 | 170.25 | 75.75 | 157
2023/24 | 170.75 | 75.75 | 158
2023/24 | 171.25 | 75.75 | 157
2023/24 | 171.75 | 75.75 | 164
2023/24 | 172.25 | 75.75 | 146
2023/24 | 172.75 | 75.75 | 140
2023/24 | 173.25 | 75.75 | 132
2023/24 | 173.75 | 75.75 | 141
2023/24 | 174.25 | 75.75 | 154
2023/24 | 174.75 | 75.75 | 154
2023/24 | 175.25 | 75.75 | 145
2023/24 | 175.75 | 75.75 | 148
2023/24 | 176.25 | 75.75 | 163
2023/24 | 176.75 | 75.75 | 143
2023/24 | 177.25 | 75.75 | 148
2023/24 | 177.75 | 75.75 | 171
2023/24 | 178.25 | 75.75 | 134
2023/24 | 178.75 | 75.75 | 161
2023/24 | 179.25 | 75.75 | 145
2023/24 | 179.75 | 75.75 | 153
2023/24 | 180.25 | 75.75 | 134
2023/24 | 180.75 | 75.75 | 139
2023/24 | 181.25 | 75.75 | 128
2023/24 | 181.75 | 75.75 | 121
2023/24 | 182.25 | 75.75 | 114
2023/24 | 182.75 | 75.75 | 118
2023/24 | 183.25 | 75.75 | 104
2023/24 | 183.75 | 75.75 | 126
2023/24 | 184.25 | 75.75 | 130
2023/24 | 184.75 | 75.75 | 95
2023/24 | 185.25 | 75.75 | 119
2023/24 | 185.75 | 75.75 | 120
2023/24 | 186.25 | 75.75 | 87
2023/24 | 186.75 | 75.75 | 98
2023/24 | 187.25 | 75.75 | 114
2023/24 | 187.75 | 75.75 | 92
2023/24 | 188.25 | 75.75 | 108
2023/24 | 188.75 | 75.75 | 92
2023/24 | 189.25 | 75.75 | 99
2023/24 | 189.75 | 75.75 | 106
2023/24 | 190.25 | 75.75 | 108
2023/24 | 190.75 | 75.75 | 95
2023/24 | 191.25 | 75.75 | 103
2023/24 | 191.75 | 75.75 | 100
2023/24 | 192.25 | 75.75 | 81
2023/24 | 192.75 | 75.75 | 81
2023/24 | 193.25 | 75.75 | 68
2023/24 | 193.75 | 75.75 | 79
2023/24 | 194.25 | 75.75 | 74
2023/24 | 194.75 | 75.75 | 84
2023/24 | 195.25 | 75.75 | 76
2023/24 | 195.75 | 75.75 | 81
2023/24 | 196.25 | 75.75 | 70
2023/24 | 196.75 | 75.75 | 71
2023/24 | 197.25 | 75.75 | 68
2023/24 | 197.75 | 75.75 | 62
2023/24 | 198.25 | 75.75 | 65
2023/24 | 198.75 | 75.75 | 59
2023/24 | 199.25 | 75.75 | 70
2023/24 | 199.75 | 75.75 | 63
2023/24 | 200.25 | 75.75 | 55
2023/24 | 200.75 | 75.75 | 68
2023/24 | 201.25 | 75.75 | 60
2023/24 | 201.75 | 75.75 | 53
2023/24 | 202.25 | 75.75 | 47
2023/24 | 202.75 | 75.75 | 50
2023/24 | 203.25 | 75.75 | 53
2023/24 | 203.75 | 75.75 | 48
2023/24 | 204.25 | 75.75 | 47
2023/24 | 204.75 | 75.75 | 39
2023/24 | 205.25 | 75.75 | 48
2023/24 | 205.75 | 75.75 | 46
2023/24 | 206.25 | 75.75 | 51
2023/24 | 206.75 | 75.75 | 33
2023/24 | 207.25 | 75.75 | 40
2023/24 | 207.75 | 75.75 | 39
2023/24 | 208.25 | 75.75 | 43
2023/24 | 208.75 | 75.75 | 47
2023/24 | 209.25 | 75.75 | 36
2023/24 | 209.75 | 75.75 | 37
2023/24 | 210.25 | 75.75 | 25
2023/24 | 210.75 | 75.75 | 32
2023/24 | 211.25 | 75.75 | 42
2023/24 | 211.75 | 75.75 | 23
2023/24 | 212.25 | 75.75 | 28
2023/24 | 212.75 | 75.75 | 27
2023/24 | 213.25 | 75.75 | 34
2023/24 | 213.75 | 75.75 | 32
2023/24 | 214.25 | 75.75 | 28
2023/24 | 214.75 | 75.75 | 22
2023/24 | 215.25 | 75.75 | 29
2023/24 | 215.75 | 75.75 | 27
2023/24 | 216.25 | 75.75 | 24
2023/24 | 216.75 | 75.75 | 28
2023/24 | 217.25 | 75.75 | 15
2023/24 | 217.75 | 75.75 | 17
2023/24 | 218.25 | 75.75 | 25
2023/24 | 218.75 | 75.75 | 30
2023/24 | 219.25 | 75.75 | 29
2023/24 | 219.75 | 75.75 | 20
2023/24 | 220.25 | 75.75 | 22
2023/24 | 220.75 | 75.75 | 13
2023/24 | 221.25 | 75.75 | 30
2023/24 | 221.75 | 75.75 | 23
2023/24 | 222.25 | 75.75 | 20
2023/24 | 222.75 | 75.75 | 18
2023/24 | 223.25 | 75.75 | 12
2023/24 | 223.75 | 75.75 | 21
2023/24 | 224.25 | 75.75 | 13
2023/24 | 224.75 | 75.75 | 19
2023/24 | 225.25 | 75.75 | 17
2023/24 | 225.75 | 75.75 | 12
2023/24 | 226.25 | 75.75 | 19
2023/24 | 226.75 | 75.75 | 10
2023/24 | 227.25 | 75.75 | 11
2023/24 | 227.75 | 75.75 | 15
2023/24 | 228.25 | 75.75 | 12
2023/24 | 228.75 | 75.75 | 14
2023/24 | 229.25 | 75.75 | 15
2023/24 | 229.75 | 75.75 | 17
2023/24 | 230.25 | 75.75 | 10
2023/24 | 230.75 | 75.75 | 18
2023/24 | 231.25 | 75.75 | 6
2023/24 | 231.75 | 75.75 | 7
2023/24 | 232.25 | 75.75 | 11
2023/24 | 232.75 | 75.75 | 11
2023/24 | 233.25 | 75.75 | 14
2023/24 | 233.75 | 75.75 | 18
2023/24 | 234.25 | 75.75 | 16
2023/24 | 234.75 | 75.75 | 10
2023/24 | 235.25 | 75.75 | 7
2023/24 | 235.75 | 75.75 | 5
2023/24 | 236.25 | 75.75 | 11
2023/24 | 236.75 | 75.75 | 12
2023/24 | 237.25 | 75.75 | 6
2023/24 | 237.75 | 75.75 | 8
2023/24 | 238.25 | 75.75 | 5
2023/24 | 238.75 | 75.75 | 7
2023/24 | 239.25 | 75.75 | 12
2023/24 | 239.75 | 75.75 | 7
2023/24 | 240.25 | 75.75 | 8
2023/24 | 240.75 | 75.75 | 6
2023/24 | 241.25 | 75.75 | 6
2023/24 | 241.75 | 75.75 | 9
2023/24 | 242.25 | 75.75 | 6
2023/24 | 242.75 | 75.75 | 8
2023/24 | 243.25 | 75.75 | 11
2023/24 | 243.75 | 75.75 | 8
2023/24 | 244.25 | 75.75 | 6
2023/24 | 244.75 | 75.75 | 10
2023/24 | 245.25 | 75.75 | 7
2023/24 | 245.75 | 75.75 | 2
2023/24 | 246.25 | 75.75 | 5
2023/24 | 246.75 | 75.75 | 3
2023/24 | 247.25 | 75.75 | 9
2023/24 | 247.75 | 75.75 | 7
2023/24 | 248.25 | 75.75 | 3
2023/24 | 248.75 | 75.75 | 9
2023/24 | 249.25 | 75.75 | 4
2023/24 | 249.75 | 75.75 | 5
2023/24 | 250.25 | 75.75 | 6
2023/24 | 250.75 | 75.75 | 10
2023/24 | 251.25 | 75.75 | 4
2023/24 | 251.75 | 75.75 | 3
2023/24 | 252.25 | 75.75 | 3
2023/24 | 252.75 | 75.75 | 8
2023/24 | 253.25 | 75.75 | 5
2023/24 | 253.75 | 75.75 | 5
2023/24 | 254.25 | 75.75 | 10
2023/24 | 254.75 | 75.75 | 4
2023/24 | 255.25 | 75.75 | 3
2023/24 | 255.75 | 75.75 | 6
2023/24 | 256.25 | 75.75 | 3
2023/24 | 256.75 | 75.75 | 4
2023/24 | 257.75 | 75.75 | 2
2023/24 | 258.25 | 75.75 | 4
2023/24 | 258.75 | 75.75 | 4
2023/24 | 259.75 | 75.75 | 2
2023/24 | 260.25 | 75.75 | 4
2023/24 | 260.75 | 75.75 | 3
2023/24 | 261.25 | 75.75 | 4
2023/24 | 261.75 | 75.75 | 3
2023/24 | 262.25 | 75.75 | 2
2023/24 | 262.75 | 75.75 | 3
2023/24 | 263.25 | 75.75 | 4
2023/24 | 263.75 | 75.75 | 2
2023/24 | 264.25 | 75.75 | 4
2023/24 | 264.75 | 75.75 | 3
2023/24 | 265.25 | 75.75 | 4
2023/24 | 266.75 | 75.75 | 3
2023/24 | 267.25 | 75.75 | 2
2023/24 | 268.25 | 75.75 | 1
2023/24 | 268.75 | 75.75 | 3
2023/24 | 269.25 | 75.75 | 1
2023/24 | 269.75 | 75.75 | 3
2023/24 | 270.25 | 75.75 | 3
2023/24 | 270.75 | 75.75 | 3
2023/24 | 271.25 | 75.75 | 2
2023/24 | 271.75 | 75.75 | 5
2023/24 | 272.25 | 75.75 | 1
2023/24 | 273.25 | 75.75 | 4
2023/24 | 273.75 | 75.75 | 1
2023/24 | 274.25 | 75.75 | 3
2023/24 | 274.75 | 75.75 | 5
2023/24 | 275.25 | 75.75 | 6
2023/24 | 275.75 | 75.75 | 1
2023/24 | 276.25 | 75.75 | 1
2023/24 | 276.75 | 75.75 | 1
2023/24 | 277.25 | 75.75 | 1
2023/24 | 277.75 | 75.75 | 2
2023/24 | 278.25 | 75.75 | 1
2023/24 | 278.75 | 75.75 | 3
2023/24 | 279.25 | 75.75 | 1
2023/24 | 279.75 | 75.75 | 5
2023/24 | 280.75 | 75.75 | 1
2023/24 | 281.25 | 75.75 | 2
2023/24 | 281.75 | 75.75 | 2
2023/24 | 282.25 | 75.75 | 2
2023/24 | 282.75 | 75.75 | 3
2023/24 | 283.25 | 75.75 | 3
2023/24 | 283.75 | 75.75 | 1
2023/24 | 284.25 | 75.75 | 1
2023/24 | 284.75 | 75.75 | 1
2023/24 | 285.25 | 75.75 | 2
2023/24 | 285.75 | 75.75 | 2
2023/24 | 286.25 | 75.75 | 1
2023/24 | 286.75 | 75.75 | 2
2023/24 | 287.25 | 75.75 | 4
2023/24 | 287.75 | 75.75 | 1
2023/24 | 288.25 | 75.75 | 2
2023/24 | 289.25 | 75.75 | 1
2023/24 | 289.75 | 75.75 | 1
2023/24 | 290.25 | 75.75 | 1
2023/24 | 290.75 | 75.75 | 2
2023/24 | 291.25 | 75.75 | 1
2023/24 | 292.25 | 75.75 | 1
2023/24 | 293.25 | 75.75 | 2
2023/24 | 294.75 | 75.75 | 1
2023/24 | 295.25 | 75.75 | 4
2023/24 | 295.75 | 75.75 | 1
2023/24 | 297.25 | 75.75 | 1
2023/24 | 298.25 | 75.75 | 2
2023/24 | 298.75 | 75.75 | 1
2023/24 | 299.25 | 75.75 | 4
2023/24 | 300.25 | 75.75 | 1
2023/24 | 300.75 | 75.75 | 1
2023/24 | 301.75 | 75.75 | 1
2023/24 | 303.25 | 75.75 | 2
2023/24 | 303.75 | 75.75 | 1
2023/24 | 304.25 | 75.75 | 1
2023/24 | 305.75 | 75.75 | 3
2023/24 | 307.75 | 75.75 | 2
2023/24 | 308.25 | 75.75 | 1
2023/24 | 310.75 | 75.75 | 3
2023/24 | 311.25 | 75.75 | 1
2023/24 | 312.75 | 75.75 | 1
2023/24 | 313.75 | 75.75 | 1
2023/24 | 315.25 | 75.75 | 1
2023/24 | 315.75 | 75.75 | 1
2023/24 | 316.75 | 75.75 | 1
2023/24 | 317.25 | 75.75 | 2
2023/24 | 317.75 | 75.75 | 1
2023/24 | 322.75 | 75.75 | 1
2023/24 | 323.25 | 75.75 | 1
2023/24 | 324.75 | 75.75 | 1
2023/24 | 326.75 | 75.75 | 1
2023/24 | 328.25 | 75.75 | 1
2023/24 | 329.75 | 75.75 | 1
2023/24 | 331.25 | 75.75 | 1
2023/24 | 331.75 | 75.75 | 1
2023/24 | 334.75 | 75.75 | 1
2023/24 | 335.75 | 75.75 | 1
2023/24 | 337.75 | 75.75 | 1
2023/24 | 338.25 | 75.75 | 1
2023/24 | 339.25 | 75.75 | 1
2023/24 | 343.75 | 75.75 | 1
2023/24 | 347.25 | 75.75 | 1
2023/24 | 350.25 | 75.75 | 1
2023/24 | 358.25 | 75.75 | 1
2023/24 | 359.25 | 75.75 | 1
2023/24 | 365.25 | 75.75 | 1
2023/24 | 367.25 | 75.75 | 1
2023/24 | 110.75 | 76.25 | 1
2023/24 | 113.25 | 76.25 | 1
2023/24 | 114.75 | 76.25 | 1
2023/24 | 115.75 | 76.25 | 1
2023/24 | 116.25 | 76.25 | 1
2023/24 | 116.75 | 76.25 | 4
2023/24 | 117.75 | 76.25 | 1
2023/24 | 118.25 | 76.25 | 1
2023/24 | 118.75 | 76.25 | 3
2023/24 | 119.75 | 76.25 | 1
2023/24 | 120.25 | 76.25 | 3
2023/24 | 120.75 | 76.25 | 5
2023/24 | 121.25 | 76.25 | 1
2023/24 | 121.75 | 76.25 | 4
2023/24 | 122.25 | 76.25 | 1
2023/24 | 122.75 | 76.25 | 3
2023/24 | 123.25 | 76.25 | 1
2023/24 | 123.75 | 76.25 | 2
2023/24 | 124.25 | 76.25 | 3
2023/24 | 124.75 | 76.25 | 1
2023/24 | 125.25 | 76.25 | 7
2023/24 | 125.75 | 76.25 | 4
2023/24 | 126.25 | 76.25 | 5
2023/24 | 126.75 | 76.25 | 5
2023/24 | 127.25 | 76.25 | 2
2023/24 | 127.75 | 76.25 | 5
2023/24 | 128.25 | 76.25 | 6
2023/24 | 128.75 | 76.25 | 9
2023/24 | 129.25 | 76.25 | 10
2023/24 | 129.75 | 76.25 | 12
2023/24 | 130.25 | 76.25 | 7
2023/24 | 130.75 | 76.25 | 9
2023/24 | 131.25 | 76.25 | 10
2023/24 | 131.75 | 76.25 | 6
2023/24 | 132.25 | 76.25 | 12
2023/24 | 132.75 | 76.25 | 13
2023/24 | 133.25 | 76.25 | 17
2023/24 | 133.75 | 76.25 | 11
2023/24 | 134.25 | 76.25 | 16
2023/24 | 134.75 | 76.25 | 21
2023/24 | 135.25 | 76.25 | 16
2023/24 | 135.75 | 76.25 | 22
2023/24 | 136.25 | 76.25 | 26
2023/24 | 136.75 | 76.25 | 24
2023/24 | 137.25 | 76.25 | 20
2023/24 | 137.75 | 76.25 | 17
2023/24 | 138.25 | 76.25 | 23
2023/24 | 138.75 | 76.25 | 31
2023/24 | 139.25 | 76.25 | 28
2023/24 | 139.75 | 76.25 | 29
2023/24 | 140.25 | 76.25 | 30
2023/24 | 140.75 | 76.25 | 34
2023/24 | 141.25 | 76.25 | 42
2023/24 | 141.75 | 76.25 | 35
2023/24 | 142.25 | 76.25 | 35
2023/24 | 142.75 | 76.25 | 39
2023/24 | 143.25 | 76.25 | 34
2023/24 | 143.75 | 76.25 | 41
2023/24 | 144.25 | 76.25 | 56
2023/24 | 144.75 | 76.25 | 50
2023/24 | 145.25 | 76.25 | 51
2023/24 | 145.75 | 76.25 | 65
2023/24 | 146.25 | 76.25 | 50
2023/24 | 146.75 | 76.25 | 58
2023/24 | 147.25 | 76.25 | 49
2023/24 | 147.75 | 76.25 | 56
2023/24 | 148.25 | 76.25 | 64
2023/24 | 148.75 | 76.25 | 77
2023/24 | 149.25 | 76.25 | 78
2023/24 | 149.75 | 76.25 | 77
2023/24 | 150.25 | 76.25 | 74
2023/24 | 150.75 | 76.25 | 79
2023/24 | 151.25 | 76.25 | 97
2023/24 | 151.75 | 76.25 | 76
2023/24 | 152.25 | 76.25 | 91
2023/24 | 152.75 | 76.25 | 89
2023/24 | 153.25 | 76.25 | 90
2023/24 | 153.75 | 76.25 | 82
2023/24 | 154.25 | 76.25 | 105
2023/24 | 154.75 | 76.25 | 98
2023/24 | 155.25 | 76.25 | 90
2023/24 | 155.75 | 76.25 | 97
2023/24 | 156.25 | 76.25 | 105
2023/24 | 156.75 | 76.25 | 98
2023/24 | 157.25 | 76.25 | 115
2023/24 | 157.75 | 76.25 | 97
2023/24 | 158.25 | 76.25 | 120
2023/24 | 158.75 | 76.25 | 122
2023/24 | 159.25 | 76.25 | 135
2023/24 | 159.75 | 76.25 | 113
2023/24 | 160.25 | 76.25 | 122
2023/24 | 160.75 | 76.25 | 148
2023/24 | 161.25 | 76.25 | 118
2023/24 | 161.75 | 76.25 | 133
2023/24 | 162.25 | 76.25 | 145
2023/24 | 162.75 | 76.25 | 125
2023/24 | 163.25 | 76.25 | 132
2023/24 | 163.75 | 76.25 | 137
2023/24 | 164.25 | 76.25 | 146
2023/24 | 164.75 | 76.25 | 164
2023/24 | 165.25 | 76.25 | 152
2023/24 | 165.75 | 76.25 | 147
2023/24 | 166.25 | 76.25 | 151
2023/24 | 166.75 | 76.25 | 148
2023/24 | 167.25 | 76.25 | 167
2023/24 | 167.75 | 76.25 | 159
2023/24 | 168.25 | 76.25 | 146
2023/24 | 168.75 | 76.25 | 135
2023/24 | 169.25 | 76.25 | 155
2023/24 | 169.75 | 76.25 | 139
2023/24 | 170.25 | 76.25 | 149
2023/24 | 170.75 | 76.25 | 146
2023/24 | 171.25 | 76.25 | 141
2023/24 | 171.75 | 76.25 | 163
2023/24 | 172.25 | 76.25 | 161
2023/24 | 172.75 | 76.25 | 168
2023/24 | 173.25 | 76.25 | 173
2023/24 | 173.75 | 76.25 | 153
2023/24 | 174.25 | 76.25 | 155
2023/24 | 174.75 | 76.25 | 157
2023/24 | 175.25 | 76.25 | 178
2023/24 | 175.75 | 76.25 | 162
2023/24 | 176.25 | 76.25 | 160
2023/24 | 176.75 | 76.25 | 154
2023/24 | 177.25 | 76.25 | 152
2023/24 | 177.75 | 76.25 | 149
2023/24 | 178.25 | 76.25 | 132
2023/24 | 178.75 | 76.25 | 158
2023/24 | 179.25 | 76.25 | 138
2023/24 | 179.75 | 76.25 | 140
2023/24 | 180.25 | 76.25 | 132
2023/24 | 180.75 | 76.25 | 137
2023/24 | 181.25 | 76.25 | 137
2023/24 | 181.75 | 76.25 | 140
2023/24 | 182.25 | 76.25 | 135
2023/24 | 182.75 | 76.25 | 127
2023/24 | 183.25 | 76.25 | 141
2023/24 | 183.75 | 76.25 | 120
2023/24 | 184.25 | 76.25 | 141
2023/24 | 184.75 | 76.25 | 118
2023/24 | 185.25 | 76.25 | 141
2023/24 | 185.75 | 76.25 | 113
2023/24 | 186.25 | 76.25 | 100
2023/24 | 186.75 | 76.25 | 121
2023/24 | 187.25 | 76.25 | 128
2023/24 | 187.75 | 76.25 | 127
2023/24 | 188.25 | 76.25 | 109
2023/24 | 188.75 | 76.25 | 106
2023/24 | 189.25 | 76.25 | 109
2023/24 | 189.75 | 76.25 | 100
2023/24 | 190.25 | 76.25 | 115
2023/24 | 190.75 | 76.25 | 112
2023/24 | 191.25 | 76.25 | 105
2023/24 | 191.75 | 76.25 | 87
2023/24 | 192.25 | 76.25 | 90
2023/24 | 192.75 | 76.25 | 71
2023/24 | 193.25 | 76.25 | 105
2023/24 | 193.75 | 76.25 | 92
2023/24 | 194.25 | 76.25 | 99
2023/24 | 194.75 | 76.25 | 81
2023/24 | 195.25 | 76.25 | 94
2023/24 | 195.75 | 76.25 | 83
2023/24 | 196.25 | 76.25 | 81
2023/24 | 196.75 | 76.25 | 75
2023/24 | 197.25 | 76.25 | 57
2023/24 | 197.75 | 76.25 | 80
2023/24 | 198.25 | 76.25 | 57
2023/24 | 198.75 | 76.25 | 61
2023/24 | 199.25 | 76.25 | 71
2023/24 | 199.75 | 76.25 | 65
2023/24 | 200.25 | 76.25 | 70
2023/24 | 200.75 | 76.25 | 59
2023/24 | 201.25 | 76.25 | 60
2023/24 | 201.75 | 76.25 | 56
2023/24 | 202.25 | 76.25 | 45
2023/24 | 202.75 | 76.25 | 51
2023/24 | 203.25 | 76.25 | 50
2023/24 | 203.75 | 76.25 | 57
2023/24 | 204.25 | 76.25 | 47
2023/24 | 204.75 | 76.25 | 57
2023/24 | 205.25 | 76.25 | 38
2023/24 | 205.75 | 76.25 | 57
2023/24 | 206.25 | 76.25 | 46
2023/24 | 206.75 | 76.25 | 39
2023/24 | 207.25 | 76.25 | 41
2023/24 | 207.75 | 76.25 | 48
2023/24 | 208.25 | 76.25 | 43
2023/24 | 208.75 | 76.25 | 33
2023/24 | 209.25 | 76.25 | 43
2023/24 | 209.75 | 76.25 | 35
2023/24 | 210.25 | 76.25 | 40
2023/24 | 210.75 | 76.25 | 42
2023/24 | 211.25 | 76.25 | 42
2023/24 | 211.75 | 76.25 | 28
2023/24 | 212.25 | 76.25 | 39
2023/24 | 212.75 | 76.25 | 28
2023/24 | 213.25 | 76.25 | 31
2023/24 | 213.75 | 76.25 | 47
2023/24 | 214.25 | 76.25 | 31
2023/24 | 214.75 | 76.25 | 21
2023/24 | 215.25 | 76.25 | 29
2023/24 | 215.75 | 76.25 | 30
2023/24 | 216.25 | 76.25 | 33
2023/24 | 216.75 | 76.25 | 28
2023/24 | 217.25 | 76.25 | 27
2023/24 | 217.75 | 76.25 | 22
2023/24 | 218.25 | 76.25 | 26
2023/24 | 218.75 | 76.25 | 38
2023/24 | 219.25 | 76.25 | 24
2023/24 | 219.75 | 76.25 | 20
2023/24 | 220.25 | 76.25 | 34
2023/24 | 220.75 | 76.25 | 22
2023/24 | 221.25 | 76.25 | 23
2023/24 | 221.75 | 76.25 | 21
2023/24 | 222.25 | 76.25 | 16
2023/24 | 222.75 | 76.25 | 28
2023/24 | 223.25 | 76.25 | 15
2023/24 | 223.75 | 76.25 | 15
2023/24 | 224.25 | 76.25 | 16
2023/24 | 224.75 | 76.25 | 19
2023/24 | 225.25 | 76.25 | 13
2023/24 | 225.75 | 76.25 | 13
2023/24 | 226.25 | 76.25 | 17
2023/24 | 226.75 | 76.25 | 12
2023/24 | 227.25 | 76.25 | 16
2023/24 | 227.75 | 76.25 | 13
2023/24 | 228.25 | 76.25 | 11
2023/24 | 228.75 | 76.25 | 13
2023/24 | 229.25 | 76.25 | 22
2023/24 | 229.75 | 76.25 | 16
2023/24 | 230.25 | 76.25 | 12
2023/24 | 230.75 | 76.25 | 15
2023/24 | 231.25 | 76.25 | 6
2023/24 | 231.75 | 76.25 | 13
2023/24 | 232.25 | 76.25 | 16
2023/24 | 232.75 | 76.25 | 11
2023/24 | 233.25 | 76.25 | 15
2023/24 | 233.75 | 76.25 | 14
2023/24 | 234.25 | 76.25 | 14
2023/24 | 234.75 | 76.25 | 12
2023/24 | 235.25 | 76.25 | 11
2023/24 | 235.75 | 76.25 | 11
2023/24 | 236.25 | 76.25 | 10
2023/24 | 236.75 | 76.25 | 14
2023/24 | 237.25 | 76.25 | 18
2023/24 | 237.75 | 76.25 | 5
2023/24 | 238.25 | 76.25 | 13
2023/24 | 238.75 | 76.25 | 10
2023/24 | 239.25 | 76.25 | 11
2023/24 | 239.75 | 76.25 | 12
2023/24 | 240.25 | 76.25 | 8
2023/24 | 240.75 | 76.25 | 7
2023/24 | 241.25 | 76.25 | 11
2023/24 | 241.75 | 76.25 | 11
2023/24 | 242.25 | 76.25 | 8
2023/24 | 242.75 | 76.25 | 10
2023/24 | 243.25 | 76.25 | 8
2023/24 | 243.75 | 76.25 | 7
2023/24 | 244.25 | 76.25 | 8
2023/24 | 244.75 | 76.25 | 6
2023/24 | 245.25 | 76.25 | 9
2023/24 | 245.75 | 76.25 | 7
2023/24 | 246.25 | 76.25 | 6
2023/24 | 246.75 | 76.25 | 3
2023/24 | 247.25 | 76.25 | 5
2023/24 | 247.75 | 76.25 | 7
2023/24 | 248.25 | 76.25 | 4
2023/24 | 248.75 | 76.25 | 9
2023/24 | 249.25 | 76.25 | 5
2023/24 | 249.75 | 76.25 | 4
2023/24 | 250.25 | 76.25 | 6
2023/24 | 250.75 | 76.25 | 3
2023/24 | 251.25 | 76.25 | 3
2023/24 | 251.75 | 76.25 | 3
2023/24 | 252.25 | 76.25 | 8
2023/24 | 252.75 | 76.25 | 9
2023/24 | 253.25 | 76.25 | 4
2023/24 | 253.75 | 76.25 | 7
2023/24 | 254.25 | 76.25 | 6
2023/24 | 254.75 | 76.25 | 2
2023/24 | 255.25 | 76.25 | 4
2023/24 | 255.75 | 76.25 | 6
2023/24 | 256.25 | 76.25 | 2
2023/24 | 256.75 | 76.25 | 6
2023/24 | 257.25 | 76.25 | 8
2023/24 | 257.75 | 76.25 | 2
2023/24 | 258.25 | 76.25 | 4
2023/24 | 258.75 | 76.25 | 5
2023/24 | 259.25 | 76.25 | 1
2023/24 | 259.75 | 76.25 | 3
2023/24 | 260.25 | 76.25 | 1
2023/24 | 260.75 | 76.25 | 8
2023/24 | 261.25 | 76.25 | 2
2023/24 | 261.75 | 76.25 | 4
2023/24 | 262.25 | 76.25 | 4
2023/24 | 262.75 | 76.25 | 3
2023/24 | 263.25 | 76.25 | 4
2023/24 | 263.75 | 76.25 | 2
2023/24 | 264.75 | 76.25 | 4
2023/24 | 265.25 | 76.25 | 3
2023/24 | 265.75 | 76.25 | 4
2023/24 | 266.25 | 76.25 | 4
2023/24 | 266.75 | 76.25 | 7
2023/24 | 267.75 | 76.25 | 3
2023/24 | 268.25 | 76.25 | 4
2023/24 | 268.75 | 76.25 | 1
2023/24 | 269.25 | 76.25 | 5
2023/24 | 269.75 | 76.25 | 7
2023/24 | 270.25 | 76.25 | 4
2023/24 | 270.75 | 76.25 | 2
2023/24 | 271.25 | 76.25 | 2
2023/24 | 271.75 | 76.25 | 3
2023/24 | 272.25 | 76.25 | 1
2023/24 | 272.75 | 76.25 | 4
2023/24 | 273.25 | 76.25 | 3
2023/24 | 273.75 | 76.25 | 3
2023/24 | 274.25 | 76.25 | 3
2023/24 | 274.75 | 76.25 | 5
2023/24 | 275.25 | 76.25 | 2
2023/24 | 275.75 | 76.25 | 4
2023/24 | 276.25 | 76.25 | 6
2023/24 | 276.75 | 76.25 | 2
2023/24 | 277.25 | 76.25 | 1
2023/24 | 277.75 | 76.25 | 2
2023/24 | 278.25 | 76.25 | 3
2023/24 | 278.75 | 76.25 | 1
2023/24 | 279.25 | 76.25 | 1
2023/24 | 280.25 | 76.25 | 1
2023/24 | 280.75 | 76.25 | 2
2023/24 | 281.25 | 76.25 | 2
2023/24 | 281.75 | 76.25 | 2
2023/24 | 282.25 | 76.25 | 4
2023/24 | 282.75 | 76.25 | 3
2023/24 | 283.25 | 76.25 | 3
2023/24 | 283.75 | 76.25 | 1
2023/24 | 284.25 | 76.25 | 2
2023/24 | 284.75 | 76.25 | 1
2023/24 | 285.25 | 76.25 | 2
2023/24 | 285.75 | 76.25 | 2
2023/24 | 286.25 | 76.25 | 4
2023/24 | 286.75 | 76.25 | 1
2023/24 | 287.25 | 76.25 | 3
2023/24 | 287.75 | 76.25 | 2
2023/24 | 288.25 | 76.25 | 2
2023/24 | 289.25 | 76.25 | 1
2023/24 | 289.75 | 76.25 | 3
2023/24 | 290.25 | 76.25 | 2
2023/24 | 290.75 | 76.25 | 3
2023/24 | 291.75 | 76.25 | 1
2023/24 | 292.25 | 76.25 | 1
2023/24 | 293.25 | 76.25 | 3
2023/24 | 293.75 | 76.25 | 1
2023/24 | 294.75 | 76.25 | 2
2023/24 | 295.25 | 76.25 | 1
2023/24 | 298.25 | 76.25 | 1
2023/24 | 299.25 | 76.25 | 5
2023/24 | 299.75 | 76.25 | 1
2023/24 | 300.25 | 76.25 | 1
2023/24 | 300.75 | 76.25 | 1
2023/24 | 301.25 | 76.25 | 2
2023/24 | 302.25 | 76.25 | 1
2023/24 | 302.75 | 76.25 | 2
2023/24 | 303.25 | 76.25 | 1
2023/24 | 303.75 | 76.25 | 1
2023/24 | 304.25 | 76.25 | 2
2023/24 | 305.25 | 76.25 | 1
2023/24 | 306.25 | 76.25 | 1
2023/24 | 308.25 | 76.25 | 1
2023/24 | 308.75 | 76.25 | 2
2023/24 | 309.25 | 76.25 | 1
2023/24 | 310.25 | 76.25 | 1
2023/24 | 310.75 | 76.25 | 1
2023/24 | 311.25 | 76.25 | 2
2023/24 | 311.75 | 76.25 | 1
2023/24 | 312.25 | 76.25 | 1
2023/24 | 312.75 | 76.25 | 1
2023/24 | 313.75 | 76.25 | 1
2023/24 | 316.25 | 76.25 | 1
2023/24 | 317.25 | 76.25 | 3
2023/24 | 317.75 | 76.25 | 1
2023/24 | 318.25 | 76.25 | 1
2023/24 | 318.75 | 76.25 | 2
2023/24 | 319.75 | 76.25 | 1
2023/24 | 320.25 | 76.25 | 1
2023/24 | 320.75 | 76.25 | 1
2023/24 | 322.25 | 76.25 | 1
2023/24 | 322.75 | 76.25 | 1
2023/24 | 327.75 | 76.25 | 1
2023/24 | 329.75 | 76.25 | 1
2023/24 | 330.75 | 76.25 | 1
2023/24 | 332.75 | 76.25 | 1
2023/24 | 342.25 | 76.25 | 1
2023/24 | 343.75 | 76.25 | 1
2023/24 | 351.75 | 76.25 | 1
2023/24 | 358.25 | 76.25 | 1
2023/24 | 364.25 | 76.25 | 1
2023/24 | 113.75 | 76.75 | 1
2023/24 | 114.25 | 76.75 | 2
2023/24 | 115.75 | 76.75 | 1
2023/24 | 116.25 | 76.75 | 1
2023/24 | 117.25 | 76.75 | 1
2023/24 | 117.75 | 76.75 | 1
2023/24 | 118.25 | 76.75 | 2
2023/24 | 119.25 | 76.75 | 3
2023/24 | 119.75 | 76.75 | 1
2023/24 | 120.75 | 76.75 | 4
2023/24 | 121.25 | 76.75 | 2
2023/24 | 121.75 | 76.75 | 1
2023/24 | 122.25 | 76.75 | 1
2023/24 | 122.75 | 76.75 | 5
2023/24 | 123.25 | 76.75 | 1
2023/24 | 123.75 | 76.75 | 2
2023/24 | 125.25 | 76.75 | 3
2023/24 | 125.75 | 76.75 | 5
2023/24 | 126.25 | 76.75 | 4
2023/24 | 126.75 | 76.75 | 7
2023/24 | 127.25 | 76.75 | 3
2023/24 | 127.75 | 76.75 | 6
2023/24 | 128.25 | 76.75 | 4
2023/24 | 128.75 | 76.75 | 9
2023/24 | 129.25 | 76.75 | 5
2023/24 | 129.75 | 76.75 | 7
2023/24 | 130.25 | 76.75 | 8
2023/24 | 130.75 | 76.75 | 7
2023/24 | 131.25 | 76.75 | 6
2023/24 | 131.75 | 76.75 | 8
2023/24 | 132.25 | 76.75 | 8
2023/24 | 132.75 | 76.75 | 12
2023/24 | 133.25 | 76.75 | 12
2023/24 | 133.75 | 76.75 | 12
2023/24 | 134.25 | 76.75 | 8
2023/24 | 134.75 | 76.75 | 21
2023/24 | 135.25 | 76.75 | 13
2023/24 | 135.75 | 76.75 | 11
2023/24 | 136.25 | 76.75 | 10
2023/24 | 136.75 | 76.75 | 19
2023/24 | 137.25 | 76.75 | 22
2023/24 | 137.75 | 76.75 | 18
2023/24 | 138.25 | 76.75 | 19
2023/24 | 138.75 | 76.75 | 23
2023/24 | 139.25 | 76.75 | 22
2023/24 | 139.75 | 76.75 | 24
2023/24 | 140.25 | 76.75 | 27
2023/24 | 140.75 | 76.75 | 26
2023/24 | 141.25 | 76.75 | 27
2023/24 | 141.75 | 76.75 | 20
2023/24 | 142.25 | 76.75 | 34
2023/24 | 142.75 | 76.75 | 43
2023/24 | 143.25 | 76.75 | 34
2023/24 | 143.75 | 76.75 | 33
2023/24 | 144.25 | 76.75 | 34
2023/24 | 144.75 | 76.75 | 47
2023/24 | 145.25 | 76.75 | 53
2023/24 | 145.75 | 76.75 | 39
2023/24 | 146.25 | 76.75 | 48
2023/24 | 146.75 | 76.75 | 56
2023/24 | 147.25 | 76.75 | 53
2023/24 | 147.75 | 76.75 | 50
2023/24 | 148.25 | 76.75 | 77
2023/24 | 148.75 | 76.75 | 58
2023/24 | 149.25 | 76.75 | 70
2023/24 | 149.75 | 76.75 | 59
2023/24 | 150.25 | 76.75 | 74
2023/24 | 150.75 | 76.75 | 63
2023/24 | 151.25 | 76.75 | 76
2023/24 | 151.75 | 76.75 | 82
2023/24 | 152.25 | 76.75 | 78
2023/24 | 152.75 | 76.75 | 81
2023/24 | 153.25 | 76.75 | 73
2023/24 | 153.75 | 76.75 | 90
2023/24 | 154.25 | 76.75 | 98
2023/24 | 154.75 | 76.75 | 96
2023/24 | 155.25 | 76.75 | 98
2023/24 | 155.75 | 76.75 | 113
2023/24 | 156.25 | 76.75 | 110
2023/24 | 156.75 | 76.75 | 107
2023/24 | 157.25 | 76.75 | 105
2023/24 | 157.75 | 76.75 | 99
2023/24 | 158.25 | 76.75 | 97
2023/24 | 158.75 | 76.75 | 106
2023/24 | 159.25 | 76.75 | 118
2023/24 | 159.75 | 76.75 | 114
2023/24 | 160.25 | 76.75 | 126
2023/24 | 160.75 | 76.75 | 122
2023/24 | 161.25 | 76.75 | 106
2023/24 | 161.75 | 76.75 | 125
2023/24 | 162.25 | 76.75 | 139
2023/24 | 162.75 | 76.75 | 130
2023/24 | 163.25 | 76.75 | 150
2023/24 | 163.75 | 76.75 | 112
2023/24 | 164.25 | 76.75 | 149
2023/24 | 164.75 | 76.75 | 140
2023/24 | 165.25 | 76.75 | 149
2023/24 | 165.75 | 76.75 | 146
2023/24 | 166.25 | 76.75 | 129
2023/24 | 166.75 | 76.75 | 157
2023/24 | 167.25 | 76.75 | 133
2023/24 | 167.75 | 76.75 | 141
2023/24 | 168.25 | 76.75 | 160
2023/24 | 168.75 | 76.75 | 147
2023/24 | 169.25 | 76.75 | 164
2023/24 | 169.75 | 76.75 | 132
2023/24 | 170.25 | 76.75 | 149
2023/24 | 170.75 | 76.75 | 145
2023/24 | 171.25 | 76.75 | 153
2023/24 | 171.75 | 76.75 | 134
2023/24 | 172.25 | 76.75 | 147
2023/24 | 172.75 | 76.75 | 161
2023/24 | 173.25 | 76.75 | 170
2023/24 | 173.75 | 76.75 | 140
2023/24 | 174.25 | 76.75 | 130
2023/24 | 174.75 | 76.75 | 153
2023/24 | 175.25 | 76.75 | 132
2023/24 | 175.75 | 76.75 | 145
2023/24 | 176.25 | 76.75 | 150
2023/24 | 176.75 | 76.75 | 149
2023/24 | 177.25 | 76.75 | 147
2023/24 | 177.75 | 76.75 | 144
2023/24 | 178.25 | 76.75 | 129
2023/24 | 178.75 | 76.75 | 145
2023/24 | 179.25 | 76.75 | 146
2023/24 | 179.75 | 76.75 | 146
2023/24 | 180.25 | 76.75 | 149
2023/24 | 180.75 | 76.75 | 134
2023/24 | 181.25 | 76.75 | 148
2023/24 | 181.75 | 76.75 | 132
2023/24 | 182.25 | 76.75 | 138
2023/24 | 182.75 | 76.75 | 130
2023/24 | 183.25 | 76.75 | 142
2023/24 | 183.75 | 76.75 | 136
2023/24 | 184.25 | 76.75 | 127
2023/24 | 184.75 | 76.75 | 150
2023/24 | 185.25 | 76.75 | 138
2023/24 | 185.75 | 76.75 | 140
2023/24 | 186.25 | 76.75 | 128
2023/24 | 186.75 | 76.75 | 125
2023/24 | 187.25 | 76.75 | 126
2023/24 | 187.75 | 76.75 | 108
2023/24 | 188.25 | 76.75 | 118
2023/24 | 188.75 | 76.75 | 108
2023/24 | 189.25 | 76.75 | 118
2023/24 | 189.75 | 76.75 | 111
2023/24 | 190.25 | 76.75 | 98
2023/24 | 190.75 | 76.75 | 83
2023/24 | 191.25 | 76.75 | 98
2023/24 | 191.75 | 76.75 | 97
2023/24 | 192.25 | 76.75 | 111
2023/24 | 192.75 | 76.75 | 110
2023/24 | 193.25 | 76.75 | 100
2023/24 | 193.75 | 76.75 | 84
2023/24 | 194.25 | 76.75 | 86
2023/24 | 194.75 | 76.75 | 82
2023/24 | 195.25 | 76.75 | 68
2023/24 | 195.75 | 76.75 | 96
2023/24 | 196.25 | 76.75 | 88
2023/24 | 196.75 | 76.75 | 73
2023/24 | 197.25 | 76.75 | 67
2023/24 | 197.75 | 76.75 | 59
2023/24 | 198.25 | 76.75 | 63
2023/24 | 198.75 | 76.75 | 69
2023/24 | 199.25 | 76.75 | 72
2023/24 | 199.75 | 76.75 | 65
2023/24 | 200.25 | 76.75 | 67
2023/24 | 200.75 | 76.75 | 58
2023/24 | 201.25 | 76.75 | 73
2023/24 | 201.75 | 76.75 | 59
2023/24 | 202.25 | 76.75 | 50
2023/24 | 202.75 | 76.75 | 50
2023/24 | 203.25 | 76.75 | 56
2023/24 | 203.75 | 76.75 | 66
2023/24 | 204.25 | 76.75 | 63
2023/24 | 204.75 | 76.75 | 53
2023/24 | 205.25 | 76.75 | 38
2023/24 | 205.75 | 76.75 | 48
2023/24 | 206.25 | 76.75 | 50
2023/24 | 206.75 | 76.75 | 52
2023/24 | 207.25 | 76.75 | 54
2023/24 | 207.75 | 76.75 | 54
2023/24 | 208.25 | 76.75 | 36
2023/24 | 208.75 | 76.75 | 44
2023/24 | 209.25 | 76.75 | 51
2023/24 | 209.75 | 76.75 | 32
2023/24 | 210.25 | 76.75 | 38
2023/24 | 210.75 | 76.75 | 38
2023/24 | 211.25 | 76.75 | 42
2023/24 | 211.75 | 76.75 | 42
2023/24 | 212.25 | 76.75 | 26
2023/24 | 212.75 | 76.75 | 35
2023/24 | 213.25 | 76.75 | 27
2023/24 | 213.75 | 76.75 | 25
2023/24 | 214.25 | 76.75 | 32
2023/24 | 214.75 | 76.75 | 25
2023/24 | 215.25 | 76.75 | 31
2023/24 | 215.75 | 76.75 | 27
2023/24 | 216.25 | 76.75 | 39
2023/24 | 216.75 | 76.75 | 27
2023/24 | 217.25 | 76.75 | 33
2023/24 | 217.75 | 76.75 | 32
2023/24 | 218.25 | 76.75 | 33
2023/24 | 218.75 | 76.75 | 20
2023/24 | 219.25 | 76.75 | 26
2023/24 | 219.75 | 76.75 | 26
2023/24 | 220.25 | 76.75 | 21
2023/24 | 220.75 | 76.75 | 18
2023/24 | 221.25 | 76.75 | 32
2023/24 | 221.75 | 76.75 | 25
2023/24 | 222.25 | 76.75 | 20
2023/24 | 222.75 | 76.75 | 22
2023/24 | 223.25 | 76.75 | 16
2023/24 | 223.75 | 76.75 | 24
2023/24 | 224.25 | 76.75 | 20
2023/24 | 224.75 | 76.75 | 15
2023/24 | 225.25 | 76.75 | 15
2023/24 | 225.75 | 76.75 | 21
2023/24 | 226.25 | 76.75 | 20
2023/24 | 226.75 | 76.75 | 18
2023/24 | 227.25 | 76.75 | 17
2023/24 | 227.75 | 76.75 | 16
2023/24 | 228.25 | 76.75 | 14
2023/24 | 228.75 | 76.75 | 16
2023/24 | 229.25 | 76.75 | 17
2023/24 | 229.75 | 76.75 | 15
2023/24 | 230.25 | 76.75 | 11
2023/24 | 230.75 | 76.75 | 16
2023/24 | 231.25 | 76.75 | 11
2023/24 | 231.75 | 76.75 | 17
2023/24 | 232.25 | 76.75 | 13
2023/24 | 232.75 | 76.75 | 16
2023/24 | 233.25 | 76.75 | 18
2023/24 | 233.75 | 76.75 | 18
2023/24 | 234.25 | 76.75 | 12
2023/24 | 234.75 | 76.75 | 16
2023/24 | 235.25 | 76.75 | 13
2023/24 | 235.75 | 76.75 | 9
2023/24 | 236.25 | 76.75 | 8
2023/24 | 236.75 | 76.75 | 11
2023/24 | 237.25 | 76.75 | 12
2023/24 | 237.75 | 76.75 | 11
2023/24 | 238.25 | 76.75 | 15
2023/24 | 238.75 | 76.75 | 5
2023/24 | 239.25 | 76.75 | 7
2023/24 | 239.75 | 76.75 | 9
2023/24 | 240.25 | 76.75 | 13
2023/24 | 240.75 | 76.75 | 8
2023/24 | 241.25 | 76.75 | 11
2023/24 | 241.75 | 76.75 | 9
2023/24 | 242.25 | 76.75 | 5
2023/24 | 242.75 | 76.75 | 10
2023/24 | 243.25 | 76.75 | 8
2023/24 | 243.75 | 76.75 | 6
2023/24 | 244.25 | 76.75 | 9
2023/24 | 244.75 | 76.75 | 12
2023/24 | 245.25 | 76.75 | 9
2023/24 | 245.75 | 76.75 | 5
2023/24 | 246.25 | 76.75 | 11
2023/24 | 246.75 | 76.75 | 8
2023/24 | 247.25 | 76.75 | 4
2023/24 | 247.75 | 76.75 | 5
2023/24 | 248.25 | 76.75 | 3
2023/24 | 248.75 | 76.75 | 7
2023/24 | 249.25 | 76.75 | 4
2023/24 | 249.75 | 76.75 | 7
2023/24 | 250.25 | 76.75 | 4
2023/24 | 250.75 | 76.75 | 5
2023/24 | 251.25 | 76.75 | 11
2023/24 | 251.75 | 76.75 | 7
2023/24 | 252.25 | 76.75 | 5
2023/24 | 252.75 | 76.75 | 11
2023/24 | 253.25 | 76.75 | 4
2023/24 | 253.75 | 76.75 | 1
2023/24 | 254.25 | 76.75 | 3
2023/24 | 254.75 | 76.75 | 7
2023/24 | 255.25 | 76.75 | 4
2023/24 | 255.75 | 76.75 | 7
2023/24 | 256.25 | 76.75 | 4
2023/24 | 256.75 | 76.75 | 6
2023/24 | 257.25 | 76.75 | 8
2023/24 | 257.75 | 76.75 | 5
2023/24 | 258.25 | 76.75 | 8
2023/24 | 258.75 | 76.75 | 3
2023/24 | 259.25 | 76.75 | 2
2023/24 | 259.75 | 76.75 | 2
2023/24 | 260.25 | 76.75 | 5
2023/24 | 260.75 | 76.75 | 3
2023/24 | 261.25 | 76.75 | 7
2023/24 | 261.75 | 76.75 | 2
2023/24 | 262.25 | 76.75 | 3
2023/24 | 262.75 | 76.75 | 4
2023/24 | 263.25 | 76.75 | 3
2023/24 | 263.75 | 76.75 | 3
2023/24 | 264.25 | 76.75 | 3
2023/24 | 264.75 | 76.75 | 3
2023/24 | 265.25 | 76.75 | 2
2023/24 | 265.75 | 76.75 | 4
2023/24 | 266.25 | 76.75 | 2
2023/24 | 266.75 | 76.75 | 1
2023/24 | 267.25 | 76.75 | 8
2023/24 | 267.75 | 76.75 | 3
2023/24 | 268.25 | 76.75 | 4
2023/24 | 268.75 | 76.75 | 2
2023/24 | 269.25 | 76.75 | 4
2023/24 | 269.75 | 76.75 | 5
2023/24 | 270.25 | 76.75 | 3
2023/24 | 270.75 | 76.75 | 3
2023/24 | 271.25 | 76.75 | 3
2023/24 | 272.25 | 76.75 | 6
2023/24 | 272.75 | 76.75 | 1
2023/24 | 273.75 | 76.75 | 4
2023/24 | 274.25 | 76.75 | 2
2023/24 | 274.75 | 76.75 | 3
2023/24 | 275.25 | 76.75 | 2
2023/24 | 275.75 | 76.75 | 1
2023/24 | 276.25 | 76.75 | 2
2023/24 | 276.75 | 76.75 | 2
2023/24 | 277.25 | 76.75 | 1
2023/24 | 277.75 | 76.75 | 3
2023/24 | 278.25 | 76.75 | 2
2023/24 | 278.75 | 76.75 | 2
2023/24 | 279.75 | 76.75 | 2
2023/24 | 280.25 | 76.75 | 1
2023/24 | 280.75 | 76.75 | 2
2023/24 | 281.25 | 76.75 | 1
2023/24 | 281.75 | 76.75 | 1
2023/24 | 282.25 | 76.75 | 4
2023/24 | 282.75 | 76.75 | 1
2023/24 | 283.25 | 76.75 | 1
2023/24 | 283.75 | 76.75 | 2
2023/24 | 284.25 | 76.75 | 3
2023/24 | 284.75 | 76.75 | 2
2023/24 | 286.25 | 76.75 | 7
2023/24 | 286.75 | 76.75 | 2
2023/24 | 287.25 | 76.75 | 2
2023/24 | 287.75 | 76.75 | 4
2023/24 | 288.75 | 76.75 | 2
2023/24 | 289.25 | 76.75 | 1
2023/24 | 289.75 | 76.75 | 2
2023/24 | 290.25 | 76.75 | 4
2023/24 | 290.75 | 76.75 | 2
2023/24 | 291.25 | 76.75 | 3
2023/24 | 292.25 | 76.75 | 1
2023/24 | 292.75 | 76.75 | 1
2023/24 | 293.25 | 76.75 | 1
2023/24 | 294.25 | 76.75 | 3
2023/24 | 295.25 | 76.75 | 2
2023/24 | 295.75 | 76.75 | 1
2023/24 | 297.25 | 76.75 | 4
2023/24 | 297.75 | 76.75 | 1
2023/24 | 298.25 | 76.75 | 2
2023/24 | 298.75 | 76.75 | 1
2023/24 | 299.75 | 76.75 | 3
2023/24 | 300.25 | 76.75 | 1
2023/24 | 300.75 | 76.75 | 2
2023/24 | 302.25 | 76.75 | 1
2023/24 | 302.75 | 76.75 | 2
2023/24 | 303.75 | 76.75 | 1
2023/24 | 306.25 | 76.75 | 1
2023/24 | 307.75 | 76.75 | 1
2023/24 | 309.25 | 76.75 | 1
2023/24 | 310.25 | 76.75 | 1
2023/24 | 312.25 | 76.75 | 3
2023/24 | 312.75 | 76.75 | 2
2023/24 | 313.25 | 76.75 | 2
2023/24 | 314.75 | 76.75 | 1
2023/24 | 315.25 | 76.75 | 2
2023/24 | 316.75 | 76.75 | 1
2023/24 | 317.25 | 76.75 | 1
2023/24 | 317.75 | 76.75 | 1
2023/24 | 318.25 | 76.75 | 1
2023/24 | 319.25 | 76.75 | 1
2023/24 | 320.25 | 76.75 | 1
2023/24 | 320.75 | 76.75 | 2
2023/24 | 321.75 | 76.75 | 1
2023/24 | 322.25 | 76.75 | 1
2023/24 | 324.25 | 76.75 | 2
2023/24 | 327.25 | 76.75 | 1
2023/24 | 328.75 | 76.75 | 1
2023/24 | 329.75 | 76.75 | 1
2023/24 | 335.25 | 76.75 | 1
2023/24 | 337.75 | 76.75 | 1
2023/24 | 341.25 | 76.75 | 1
2023/24 | 348.75 | 76.75 | 1
2023/24 | 349.25 | 76.75 | 1
2023/24 | 353.25 | 76.75 | 1
2023/24 | 358.25 | 76.75 | 1
2023/24 | 364.75 | 76.75 | 1
2023/24 | 375.25 | 76.75 | 1
2023/24 | 377.25 | 76.75 | 1
2023/24 | 377.75 | 76.75 | 1
2023/24 | 387.25 | 76.75 | 1
2023/24 | 402.75 | 76.75 | 1
2023/24 | 419.25 | 76.75 | 1
2023/24 | 108.75 | 77.25 | 1
2023/24 | 111.75 | 77.25 | 1
2023/24 | 112.25 | 77.25 | 1
2023/24 | 114.75 | 77.25 | 1
2023/24 | 115.75 | 77.25 | 1
2023/24 | 116.25 | 77.25 | 2
2023/24 | 117.25 | 77.25 | 1
2023/24 | 119.25 | 77.25 | 1
2023/24 | 119.75 | 77.25 | 2
2023/24 | 120.25 | 77.25 | 1
2023/24 | 120.75 | 77.25 | 1
2023/24 | 121.25 | 77.25 | 1
2023/24 | 122.25 | 77.25 | 3
2023/24 | 122.75 | 77.25 | 3
2023/24 | 124.25 | 77.25 | 3
2023/24 | 124.75 | 77.25 | 1
2023/24 | 125.25 | 77.25 | 1
2023/24 | 125.75 | 77.25 | 2
2023/24 | 126.25 | 77.25 | 5
2023/24 | 126.75 | 77.25 | 4
2023/24 | 127.25 | 77.25 | 3
2023/24 | 127.75 | 77.25 | 2
2023/24 | 128.25 | 77.25 | 6
2023/24 | 128.75 | 77.25 | 3
2023/24 | 129.25 | 77.25 | 4
2023/24 | 129.75 | 77.25 | 6
2023/24 | 130.25 | 77.25 | 7
2023/24 | 130.75 | 77.25 | 7
2023/24 | 131.25 | 77.25 | 7
2023/24 | 131.75 | 77.25 | 6
2023/24 | 132.25 | 77.25 | 7
2023/24 | 132.75 | 77.25 | 3
2023/24 | 133.25 | 77.25 | 13
2023/24 | 133.75 | 77.25 | 15
2023/24 | 134.25 | 77.25 | 9
2023/24 | 134.75 | 77.25 | 17
2023/24 | 135.25 | 77.25 | 14
2023/24 | 135.75 | 77.25 | 20
2023/24 | 136.25 | 77.25 | 16
2023/24 | 136.75 | 77.25 | 16
2023/24 | 137.25 | 77.25 | 21
2023/24 | 137.75 | 77.25 | 26
2023/24 | 138.25 | 77.25 | 17
2023/24 | 138.75 | 77.25 | 22
2023/24 | 139.25 | 77.25 | 18
2023/24 | 139.75 | 77.25 | 25
2023/24 | 140.25 | 77.25 | 22
2023/24 | 140.75 | 77.25 | 28
2023/24 | 141.25 | 77.25 | 27
2023/24 | 141.75 | 77.25 | 23
2023/24 | 142.25 | 77.25 | 31
2023/24 | 142.75 | 77.25 | 41
2023/24 | 143.25 | 77.25 | 31
2023/24 | 143.75 | 77.25 | 32
2023/24 | 144.25 | 77.25 | 40
2023/24 | 144.75 | 77.25 | 31
2023/24 | 145.25 | 77.25 | 42
2023/24 | 145.75 | 77.25 | 45
2023/24 | 146.25 | 77.25 | 51
2023/24 | 146.75 | 77.25 | 42
2023/24 | 147.25 | 77.25 | 39
2023/24 | 147.75 | 77.25 | 66
2023/24 | 148.25 | 77.25 | 54
2023/24 | 148.75 | 77.25 | 61
2023/24 | 149.25 | 77.25 | 59
2023/24 | 149.75 | 77.25 | 62
2023/24 | 150.25 | 77.25 | 61
2023/24 | 150.75 | 77.25 | 56
2023/24 | 151.25 | 77.25 | 64
2023/24 | 151.75 | 77.25 | 69
2023/24 | 152.25 | 77.25 | 75
2023/24 | 152.75 | 77.25 | 83
2023/24 | 153.25 | 77.25 | 71
2023/24 | 153.75 | 77.25 | 75
2023/24 | 154.25 | 77.25 | 84
2023/24 | 154.75 | 77.25 | 90
2023/24 | 155.25 | 77.25 | 111
2023/24 | 155.75 | 77.25 | 88
2023/24 | 156.25 | 77.25 | 101
2023/24 | 156.75 | 77.25 | 113
2023/24 | 157.25 | 77.25 | 120
2023/24 | 157.75 | 77.25 | 88
2023/24 | 158.25 | 77.25 | 113
2023/24 | 158.75 | 77.25 | 113
2023/24 | 159.25 | 77.25 | 125
2023/24 | 159.75 | 77.25 | 103
2023/24 | 160.25 | 77.25 | 112
2023/24 | 160.75 | 77.25 | 113
2023/24 | 161.25 | 77.25 | 114
2023/24 | 161.75 | 77.25 | 133
2023/24 | 162.25 | 77.25 | 143
2023/24 | 162.75 | 77.25 | 132
2023/24 | 163.25 | 77.25 | 126
2023/24 | 163.75 | 77.25 | 111
2023/24 | 164.25 | 77.25 | 150
2023/24 | 164.75 | 77.25 | 143
2023/24 | 165.25 | 77.25 | 145
2023/24 | 165.75 | 77.25 | 151
2023/24 | 166.25 | 77.25 | 112
2023/24 | 166.75 | 77.25 | 144
2023/24 | 167.25 | 77.25 | 166
2023/24 | 167.75 | 77.25 | 141
2023/24 | 168.25 | 77.25 | 135
2023/24 | 168.75 | 77.25 | 150
2023/24 | 169.25 | 77.25 | 173
2023/24 | 169.75 | 77.25 | 145
2023/24 | 170.25 | 77.25 | 132
2023/24 | 170.75 | 77.25 | 169
2023/24 | 171.25 | 77.25 | 161
2023/24 | 171.75 | 77.25 | 154
2023/24 | 172.25 | 77.25 | 151
2023/24 | 172.75 | 77.25 | 178
2023/24 | 173.25 | 77.25 | 162
2023/24 | 173.75 | 77.25 | 168
2023/24 | 174.25 | 77.25 | 174
2023/24 | 174.75 | 77.25 | 164
2023/24 | 175.25 | 77.25 | 156
2023/24 | 175.75 | 77.25 | 138
2023/24 | 176.25 | 77.25 | 167
2023/24 | 176.75 | 77.25 | 149
2023/24 | 177.25 | 77.25 | 159
2023/24 | 177.75 | 77.25 | 163
2023/24 | 178.25 | 77.25 | 142
2023/24 | 178.75 | 77.25 | 139
2023/24 | 179.25 | 77.25 | 134
2023/24 | 179.75 | 77.25 | 162
2023/24 | 180.25 | 77.25 | 135
2023/24 | 180.75 | 77.25 | 148
2023/24 | 181.25 | 77.25 | 147
2023/24 | 181.75 | 77.25 | 152
2023/24 | 182.25 | 77.25 | 130
2023/24 | 182.75 | 77.25 | 129
2023/24 | 183.25 | 77.25 | 139
2023/24 | 183.75 | 77.25 | 143
2023/24 | 184.25 | 77.25 | 124
2023/24 | 184.75 | 77.25 | 134
2023/24 | 185.25 | 77.25 | 115
2023/24 | 185.75 | 77.25 | 134
2023/24 | 186.25 | 77.25 | 136
2023/24 | 186.75 | 77.25 | 143
2023/24 | 187.25 | 77.25 | 141
2023/24 | 187.75 | 77.25 | 123
2023/24 | 188.25 | 77.25 | 130
2023/24 | 188.75 | 77.25 | 117
2023/24 | 189.25 | 77.25 | 116
2023/24 | 189.75 | 77.25 | 117
2023/24 | 190.25 | 77.25 | 127
2023/24 | 190.75 | 77.25 | 111
2023/24 | 191.25 | 77.25 | 98
2023/24 | 191.75 | 77.25 | 90
2023/24 | 192.25 | 77.25 | 103
2023/24 | 192.75 | 77.25 | 87
2023/24 | 193.25 | 77.25 | 97
2023/24 | 193.75 | 77.25 | 104
2023/24 | 194.25 | 77.25 | 91
2023/24 | 194.75 | 77.25 | 76
2023/24 | 195.25 | 77.25 | 77
2023/24 | 195.75 | 77.25 | 88
2023/24 | 196.25 | 77.25 | 61
2023/24 | 196.75 | 77.25 | 74
2023/24 | 197.25 | 77.25 | 79
2023/24 | 197.75 | 77.25 | 66
2023/24 | 198.25 | 77.25 | 91
2023/24 | 198.75 | 77.25 | 65
2023/24 | 199.25 | 77.25 | 69
2023/24 | 199.75 | 77.25 | 71
2023/24 | 200.25 | 77.25 | 71
2023/24 | 200.75 | 77.25 | 71
2023/24 | 201.25 | 77.25 | 70
2023/24 | 201.75 | 77.25 | 53
2023/24 | 202.25 | 77.25 | 56
2023/24 | 202.75 | 77.25 | 53
2023/24 | 203.25 | 77.25 | 57
2023/24 | 203.75 | 77.25 | 56
2023/24 | 204.25 | 77.25 | 50
2023/24 | 204.75 | 77.25 | 57
2023/24 | 205.25 | 77.25 | 67
2023/24 | 205.75 | 77.25 | 59
2023/24 | 206.25 | 77.25 | 54
2023/24 | 206.75 | 77.25 | 55
2023/24 | 207.25 | 77.25 | 63
2023/24 | 207.75 | 77.25 | 46
2023/24 | 208.25 | 77.25 | 40
2023/24 | 208.75 | 77.25 | 37
2023/24 | 209.25 | 77.25 | 38
2023/24 | 209.75 | 77.25 | 41
2023/24 | 210.25 | 77.25 | 54
2023/24 | 210.75 | 77.25 | 39
2023/24 | 211.25 | 77.25 | 27
2023/24 | 211.75 | 77.25 | 35
2023/24 | 212.25 | 77.25 | 31
2023/24 | 212.75 | 77.25 | 40
2023/24 | 213.25 | 77.25 | 33
2023/24 | 213.75 | 77.25 | 30
2023/24 | 214.25 | 77.25 | 29
2023/24 | 214.75 | 77.25 | 27
2023/24 | 215.25 | 77.25 | 34
2023/24 | 215.75 | 77.25 | 32
2023/24 | 216.25 | 77.25 | 28
2023/24 | 216.75 | 77.25 | 20
2023/24 | 217.25 | 77.25 | 31
2023/24 | 217.75 | 77.25 | 35
2023/24 | 218.25 | 77.25 | 22
2023/24 | 218.75 | 77.25 | 25
2023/24 | 219.25 | 77.25 | 29
2023/24 | 219.75 | 77.25 | 38
2023/24 | 220.25 | 77.25 | 28
2023/24 | 220.75 | 77.25 | 23
2023/24 | 221.25 | 77.25 | 38
2023/24 | 221.75 | 77.25 | 18
2023/24 | 222.25 | 77.25 | 23
2023/24 | 222.75 | 77.25 | 26
2023/24 | 223.25 | 77.25 | 12
2023/24 | 223.75 | 77.25 | 17
2023/24 | 224.25 | 77.25 | 24
2023/24 | 224.75 | 77.25 | 22
2023/24 | 225.25 | 77.25 | 18
2023/24 | 225.75 | 77.25 | 23
2023/24 | 226.25 | 77.25 | 18
2023/24 | 226.75 | 77.25 | 14
2023/24 | 227.25 | 77.25 | 24
2023/24 | 227.75 | 77.25 | 19
2023/24 | 228.25 | 77.25 | 15
2023/24 | 228.75 | 77.25 | 17
2023/24 | 229.25 | 77.25 | 14
2023/24 | 229.75 | 77.25 | 20
2023/24 | 230.25 | 77.25 | 17
2023/24 | 230.75 | 77.25 | 11
2023/24 | 231.25 | 77.25 | 18
2023/24 | 231.75 | 77.25 | 24
2023/24 | 232.25 | 77.25 | 14
2023/24 | 232.75 | 77.25 | 19
2023/24 | 233.25 | 77.25 | 21
2023/24 | 233.75 | 77.25 | 14
2023/24 | 234.25 | 77.25 | 13
2023/24 | 234.75 | 77.25 | 12
2023/24 | 235.25 | 77.25 | 15
2023/24 | 235.75 | 77.25 | 18
2023/24 | 236.25 | 77.25 | 13
2023/24 | 236.75 | 77.25 | 17
2023/24 | 237.25 | 77.25 | 16
2023/24 | 237.75 | 77.25 | 10
2023/24 | 238.25 | 77.25 | 14
2023/24 | 238.75 | 77.25 | 12
2023/24 | 239.25 | 77.25 | 9
2023/24 | 239.75 | 77.25 | 11
2023/24 | 240.25 | 77.25 | 12
2023/24 | 240.75 | 77.25 | 5
2023/24 | 241.25 | 77.25 | 13
2023/24 | 241.75 | 77.25 | 14
2023/24 | 242.25 | 77.25 | 18
2023/24 | 242.75 | 77.25 | 8
2023/24 | 243.25 | 77.25 | 9
2023/24 | 243.75 | 77.25 | 8
2023/24 | 244.25 | 77.25 | 8
2023/24 | 244.75 | 77.25 | 9
2023/24 | 245.25 | 77.25 | 8
2023/24 | 245.75 | 77.25 | 4
2023/24 | 246.25 | 77.25 | 8
2023/24 | 246.75 | 77.25 | 6
2023/24 | 247.25 | 77.25 | 9
2023/24 | 247.75 | 77.25 | 6
2023/24 | 248.25 | 77.25 | 7
2023/24 | 248.75 | 77.25 | 13
2023/24 | 249.25 | 77.25 | 6
2023/24 | 249.75 | 77.25 | 7
2023/24 | 250.25 | 77.25 | 9
2023/24 | 250.75 | 77.25 | 8
2023/24 | 251.25 | 77.25 | 5
2023/24 | 251.75 | 77.25 | 7
2023/24 | 252.25 | 77.25 | 6
2023/24 | 252.75 | 77.25 | 4
2023/24 | 253.25 | 77.25 | 8
2023/24 | 253.75 | 77.25 | 10
2023/24 | 254.25 | 77.25 | 8
2023/24 | 254.75 | 77.25 | 9
2023/24 | 255.25 | 77.25 | 8
2023/24 | 255.75 | 77.25 | 8
2023/24 | 256.25 | 77.25 | 4
2023/24 | 256.75 | 77.25 | 3
2023/24 | 257.25 | 77.25 | 6
2023/24 | 257.75 | 77.25 | 3
2023/24 | 258.25 | 77.25 | 10
2023/24 | 258.75 | 77.25 | 6
2023/24 | 259.25 | 77.25 | 7
2023/24 | 259.75 | 77.25 | 6
2023/24 | 260.25 | 77.25 | 3
2023/24 | 260.75 | 77.25 | 6
2023/24 | 261.25 | 77.25 | 2
2023/24 | 261.75 | 77.25 | 5
2023/24 | 262.25 | 77.25 | 2
2023/24 | 262.75 | 77.25 | 1
2023/24 | 263.25 | 77.25 | 2
2023/24 | 263.75 | 77.25 | 8
2023/24 | 264.25 | 77.25 | 4
2023/24 | 264.75 | 77.25 | 10
2023/24 | 265.25 | 77.25 | 5
2023/24 | 265.75 | 77.25 | 8
2023/24 | 266.25 | 77.25 | 8
2023/24 | 266.75 | 77.25 | 3
2023/24 | 267.25 | 77.25 | 7
2023/24 | 267.75 | 77.25 | 5
2023/24 | 268.25 | 77.25 | 6
2023/24 | 268.75 | 77.25 | 4
2023/24 | 269.25 | 77.25 | 1
2023/24 | 269.75 | 77.25 | 3
2023/24 | 270.25 | 77.25 | 4
2023/24 | 270.75 | 77.25 | 3
2023/24 | 271.25 | 77.25 | 2
2023/24 | 271.75 | 77.25 | 4
2023/24 | 272.25 | 77.25 | 4
2023/24 | 272.75 | 77.25 | 3
2023/24 | 273.25 | 77.25 | 4
2023/24 | 273.75 | 77.25 | 2
2023/24 | 274.25 | 77.25 | 4
2023/24 | 275.25 | 77.25 | 1
2023/24 | 275.75 | 77.25 | 2
2023/24 | 276.25 | 77.25 | 1
2023/24 | 277.25 | 77.25 | 5
2023/24 | 277.75 | 77.25 | 6
2023/24 | 278.25 | 77.25 | 4
2023/24 | 278.75 | 77.25 | 4
2023/24 | 279.25 | 77.25 | 1
2023/24 | 279.75 | 77.25 | 1
2023/24 | 280.25 | 77.25 | 3
2023/24 | 280.75 | 77.25 | 5
2023/24 | 281.25 | 77.25 | 3
2023/24 | 281.75 | 77.25 | 3
2023/24 | 282.25 | 77.25 | 1
2023/24 | 282.75 | 77.25 | 3
2023/24 | 283.25 | 77.25 | 3
2023/24 | 283.75 | 77.25 | 3
2023/24 | 284.25 | 77.25 | 3
2023/24 | 284.75 | 77.25 | 4
2023/24 | 285.25 | 77.25 | 2
2023/24 | 285.75 | 77.25 | 4
2023/24 | 286.25 | 77.25 | 2
2023/24 | 286.75 | 77.25 | 1
2023/24 | 287.25 | 77.25 | 4
2023/24 | 287.75 | 77.25 | 2
2023/24 | 288.25 | 77.25 | 2
2023/24 | 288.75 | 77.25 | 1
2023/24 | 289.75 | 77.25 | 2
2023/24 | 290.25 | 77.25 | 2
2023/24 | 290.75 | 77.25 | 4
2023/24 | 291.25 | 77.25 | 3
2023/24 | 291.75 | 77.25 | 1
2023/24 | 292.75 | 77.25 | 3
2023/24 | 293.25 | 77.25 | 3
2023/24 | 293.75 | 77.25 | 2
2023/24 | 294.25 | 77.25 | 1
2023/24 | 294.75 | 77.25 | 1
2023/24 | 295.25 | 77.25 | 1
2023/24 | 295.75 | 77.25 | 1
2023/24 | 296.25 | 77.25 | 2
2023/24 | 296.75 | 77.25 | 1
2023/24 | 297.25 | 77.25 | 3
2023/24 | 297.75 | 77.25 | 2
2023/24 | 298.75 | 77.25 | 1
2023/24 | 299.25 | 77.25 | 2
2023/24 | 299.75 | 77.25 | 3
2023/24 | 300.25 | 77.25 | 4
2023/24 | 304.75 | 77.25 | 1
2023/24 | 308.25 | 77.25 | 1
2023/24 | 308.75 | 77.25 | 1
2023/24 | 309.25 | 77.25 | 2
2023/24 | 309.75 | 77.25 | 1
2023/24 | 311.25 | 77.25 | 2
2023/24 | 312.25 | 77.25 | 2
2023/24 | 314.25 | 77.25 | 2
2023/24 | 314.75 | 77.25 | 1
2023/24 | 315.75 | 77.25 | 2
2023/24 | 317.25 | 77.25 | 1
2023/24 | 320.25 | 77.25 | 1
2023/24 | 322.25 | 77.25 | 2
2023/24 | 322.75 | 77.25 | 1
2023/24 | 324.25 | 77.25 | 1
2023/24 | 325.75 | 77.25 | 1
2023/24 | 326.25 | 77.25 | 1
2023/24 | 327.25 | 77.25 | 1
2023/24 | 330.25 | 77.25 | 1
2023/24 | 330.75 | 77.25 | 1
2023/24 | 334.25 | 77.25 | 2
2023/24 | 335.25 | 77.25 | 1
2023/24 | 337.75 | 77.25 | 1
2023/24 | 341.75 | 77.25 | 1
2023/24 | 351.75 | 77.25 | 1
2023/24 | 353.75 | 77.25 | 1
2023/24 | 354.75 | 77.25 | 1
2023/24 | 357.25 | 77.25 | 1
2023/24 | 359.25 | 77.25 | 1
2023/24 | 360.75 | 77.25 | 1
2023/24 | 361.75 | 77.25 | 1
2023/24 | 363.75 | 77.25 | 1
2023/24 | 399.75 | 77.25 | 1
2023/24 | 437.25 | 77.25 | 1
2023/24 | 105.75 | 77.75 | 1
2023/24 | 108.25 | 77.75 | 1
2023/24 | 111.25 | 77.75 | 1
2023/24 | 113.25 | 77.75 | 1
2023/24 | 113.75 | 77.75 | 1
2023/24 | 116.25 | 77.75 | 1
2023/24 | 116.75 | 77.75 | 1
2023/24 | 117.75 | 77.75 | 1
2023/24 | 118.25 | 77.75 | 1
2023/24 | 118.75 | 77.75 | 2
2023/24 | 119.75 | 77.75 | 2
2023/24 | 120.75 | 77.75 | 2
2023/24 | 122.25 | 77.75 | 3
2023/24 | 122.75 | 77.75 | 1
2023/24 | 123.75 | 77.75 | 1
2023/24 | 124.25 | 77.75 | 3
2023/24 | 124.75 | 77.75 | 1
2023/24 | 125.75 | 77.75 | 4
2023/24 | 126.25 | 77.75 | 3
2023/24 | 126.75 | 77.75 | 6
2023/24 | 127.25 | 77.75 | 4
2023/24 | 127.75 | 77.75 | 4
2023/24 | 128.25 | 77.75 | 1
2023/24 | 128.75 | 77.75 | 2
2023/24 | 129.25 | 77.75 | 6
2023/24 | 129.75 | 77.75 | 6
2023/24 | 130.25 | 77.75 | 5
2023/24 | 130.75 | 77.75 | 9
2023/24 | 131.25 | 77.75 | 9
2023/24 | 131.75 | 77.75 | 10
2023/24 | 132.25 | 77.75 | 11
2023/24 | 132.75 | 77.75 | 12
2023/24 | 133.25 | 77.75 | 5
2023/24 | 133.75 | 77.75 | 16
2023/24 | 134.25 | 77.75 | 12
2023/24 | 134.75 | 77.75 | 13
2023/24 | 135.25 | 77.75 | 13
2023/24 | 135.75 | 77.75 | 12
2023/24 | 136.25 | 77.75 | 15
2023/24 | 136.75 | 77.75 | 12
2023/24 | 137.25 | 77.75 | 21
2023/24 | 137.75 | 77.75 | 14
2023/24 | 138.25 | 77.75 | 20
2023/24 | 138.75 | 77.75 | 15
2023/24 | 139.25 | 77.75 | 15
2023/24 | 139.75 | 77.75 | 20
2023/24 | 140.25 | 77.75 | 21
2023/24 | 140.75 | 77.75 | 23
2023/24 | 141.25 | 77.75 | 24
2023/24 | 141.75 | 77.75 | 20
2023/24 | 142.25 | 77.75 | 11
2023/24 | 142.75 | 77.75 | 30
2023/24 | 143.25 | 77.75 | 30
2023/24 | 143.75 | 77.75 | 35
2023/24 | 144.25 | 77.75 | 39
2023/24 | 144.75 | 77.75 | 38
2023/24 | 145.25 | 77.75 | 38
2023/24 | 145.75 | 77.75 | 37
2023/24 | 146.25 | 77.75 | 48
2023/24 | 146.75 | 77.75 | 48
2023/24 | 147.25 | 77.75 | 62
2023/24 | 147.75 | 77.75 | 53
2023/24 | 148.25 | 77.75 | 51
2023/24 | 148.75 | 77.75 | 48
2023/24 | 149.25 | 77.75 | 64
2023/24 | 149.75 | 77.75 | 63
2023/24 | 150.25 | 77.75 | 64
2023/24 | 150.75 | 77.75 | 64
2023/24 | 151.25 | 77.75 | 66
2023/24 | 151.75 | 77.75 | 70
2023/24 | 152.25 | 77.75 | 67
2023/24 | 152.75 | 77.75 | 74
2023/24 | 153.25 | 77.75 | 72
2023/24 | 153.75 | 77.75 | 79
2023/24 | 154.25 | 77.75 | 101
2023/24 | 154.75 | 77.75 | 82
2023/24 | 155.25 | 77.75 | 91
2023/24 | 155.75 | 77.75 | 96
2023/24 | 156.25 | 77.75 | 93
2023/24 | 156.75 | 77.75 | 98
2023/24 | 157.25 | 77.75 | 101
2023/24 | 157.75 | 77.75 | 86
2023/24 | 158.25 | 77.75 | 99
2023/24 | 158.75 | 77.75 | 102
2023/24 | 159.25 | 77.75 | 98
2023/24 | 159.75 | 77.75 | 98
2023/24 | 160.25 | 77.75 | 105
2023/24 | 160.75 | 77.75 | 113
2023/24 | 161.25 | 77.75 | 132
2023/24 | 161.75 | 77.75 | 97
2023/24 | 162.25 | 77.75 | 132
2023/24 | 162.75 | 77.75 | 115
2023/24 | 163.25 | 77.75 | 98
2023/24 | 163.75 | 77.75 | 144
2023/24 | 164.25 | 77.75 | 123
2023/24 | 164.75 | 77.75 | 147
2023/24 | 165.25 | 77.75 | 159
2023/24 | 165.75 | 77.75 | 147
2023/24 | 166.25 | 77.75 | 122
2023/24 | 166.75 | 77.75 | 124
2023/24 | 167.25 | 77.75 | 144
2023/24 | 167.75 | 77.75 | 147
2023/24 | 168.25 | 77.75 | 113
2023/24 | 168.75 | 77.75 | 185
2023/24 | 169.25 | 77.75 | 156
2023/24 | 169.75 | 77.75 | 156
2023/24 | 170.25 | 77.75 | 136
2023/24 | 170.75 | 77.75 | 135
2023/24 | 171.25 | 77.75 | 184
2023/24 | 171.75 | 77.75 | 170
2023/24 | 172.25 | 77.75 | 140
2023/24 | 172.75 | 77.75 | 152
2023/24 | 173.25 | 77.75 | 145
2023/24 | 173.75 | 77.75 | 154
2023/24 | 174.25 | 77.75 | 179
2023/24 | 174.75 | 77.75 | 184
2023/24 | 175.25 | 77.75 | 167
2023/24 | 175.75 | 77.75 | 130
2023/24 | 176.25 | 77.75 | 148
2023/24 | 176.75 | 77.75 | 155
2023/24 | 177.25 | 77.75 | 160
2023/24 | 177.75 | 77.75 | 149
2023/24 | 178.25 | 77.75 | 164
2023/24 | 178.75 | 77.75 | 132
2023/24 | 179.25 | 77.75 | 140
2023/24 | 179.75 | 77.75 | 157
2023/24 | 180.25 | 77.75 | 142
2023/24 | 180.75 | 77.75 | 171
2023/24 | 181.25 | 77.75 | 148
2023/24 | 181.75 | 77.75 | 142
2023/24 | 182.25 | 77.75 | 133
2023/24 | 182.75 | 77.75 | 142
2023/24 | 183.25 | 77.75 | 175
2023/24 | 183.75 | 77.75 | 129
2023/24 | 184.25 | 77.75 | 134
2023/24 | 184.75 | 77.75 | 117
2023/24 | 185.25 | 77.75 | 138
2023/24 | 185.75 | 77.75 | 132
2023/24 | 186.25 | 77.75 | 142
2023/24 | 186.75 | 77.75 | 134
2023/24 | 187.25 | 77.75 | 127
2023/24 | 187.75 | 77.75 | 119
2023/24 | 188.25 | 77.75 | 121
2023/24 | 188.75 | 77.75 | 139
2023/24 | 189.25 | 77.75 | 113
2023/24 | 189.75 | 77.75 | 114
2023/24 | 190.25 | 77.75 | 109
2023/24 | 190.75 | 77.75 | 118
2023/24 | 191.25 | 77.75 | 104
2023/24 | 191.75 | 77.75 | 96
2023/24 | 192.25 | 77.75 | 115
2023/24 | 192.75 | 77.75 | 105
2023/24 | 193.25 | 77.75 | 106
2023/24 | 193.75 | 77.75 | 102
2023/24 | 194.25 | 77.75 | 90
2023/24 | 194.75 | 77.75 | 103
2023/24 | 195.25 | 77.75 | 92
2023/24 | 195.75 | 77.75 | 89
2023/24 | 196.25 | 77.75 | 99
2023/24 | 196.75 | 77.75 | 78
2023/24 | 197.25 | 77.75 | 77
2023/24 | 197.75 | 77.75 | 85
2023/24 | 198.25 | 77.75 | 95
2023/24 | 198.75 | 77.75 | 92
2023/24 | 199.25 | 77.75 | 78
2023/24 | 199.75 | 77.75 | 80
2023/24 | 200.25 | 77.75 | 75
2023/24 | 200.75 | 77.75 | 67
2023/24 | 201.25 | 77.75 | 82
2023/24 | 201.75 | 77.75 | 83
2023/24 | 202.25 | 77.75 | 59
2023/24 | 202.75 | 77.75 | 66
2023/24 | 203.25 | 77.75 | 55
2023/24 | 203.75 | 77.75 | 55
2023/24 | 204.25 | 77.75 | 71
2023/24 | 204.75 | 77.75 | 69
2023/24 | 205.25 | 77.75 | 54
2023/24 | 205.75 | 77.75 | 59
2023/24 | 206.25 | 77.75 | 56
2023/24 | 206.75 | 77.75 | 58
2023/24 | 207.25 | 77.75 | 35
2023/24 | 207.75 | 77.75 | 46
2023/24 | 208.25 | 77.75 | 60
2023/24 | 208.75 | 77.75 | 55
2023/24 | 209.25 | 77.75 | 44
2023/24 | 209.75 | 77.75 | 29
2023/24 | 210.25 | 77.75 | 54
2023/24 | 210.75 | 77.75 | 43
2023/24 | 211.25 | 77.75 | 44
2023/24 | 211.75 | 77.75 | 56
2023/24 | 212.25 | 77.75 | 29
2023/24 | 212.75 | 77.75 | 44
2023/24 | 213.25 | 77.75 | 42
2023/24 | 213.75 | 77.75 | 28
2023/24 | 214.25 | 77.75 | 32
2023/24 | 214.75 | 77.75 | 40
2023/24 | 215.25 | 77.75 | 24
2023/24 | 215.75 | 77.75 | 35
2023/24 | 216.25 | 77.75 | 31
2023/24 | 216.75 | 77.75 | 28
2023/24 | 217.25 | 77.75 | 35
2023/24 | 217.75 | 77.75 | 37
2023/24 | 218.25 | 77.75 | 21
2023/24 | 218.75 | 77.75 | 27
2023/24 | 219.25 | 77.75 | 30
2023/24 | 219.75 | 77.75 | 27
2023/24 | 220.25 | 77.75 | 27
2023/24 | 220.75 | 77.75 | 24
2023/24 | 221.25 | 77.75 | 27
2023/24 | 221.75 | 77.75 | 25
2023/24 | 222.25 | 77.75 | 28
2023/24 | 222.75 | 77.75 | 30
2023/24 | 223.25 | 77.75 | 35
2023/24 | 223.75 | 77.75 | 30
2023/24 | 224.25 | 77.75 | 23
2023/24 | 224.75 | 77.75 | 29
2023/24 | 225.25 | 77.75 | 23
2023/24 | 225.75 | 77.75 | 19
2023/24 | 226.25 | 77.75 | 15
2023/24 | 226.75 | 77.75 | 21
2023/24 | 227.25 | 77.75 | 35
2023/24 | 227.75 | 77.75 | 19
2023/24 | 228.25 | 77.75 | 29
2023/24 | 228.75 | 77.75 | 21
2023/24 | 229.25 | 77.75 | 19
2023/24 | 229.75 | 77.75 | 28
2023/24 | 230.25 | 77.75 | 19
2023/24 | 230.75 | 77.75 | 20
2023/24 | 231.25 | 77.75 | 13
2023/24 | 231.75 | 77.75 | 13
2023/24 | 232.25 | 77.75 | 14
2023/24 | 232.75 | 77.75 | 18
2023/24 | 233.25 | 77.75 | 16
2023/24 | 233.75 | 77.75 | 21
2023/24 | 234.25 | 77.75 | 9
2023/24 | 234.75 | 77.75 | 15
2023/24 | 235.25 | 77.75 | 15
2023/24 | 235.75 | 77.75 | 15
2023/24 | 236.25 | 77.75 | 17
2023/24 | 236.75 | 77.75 | 13
2023/24 | 237.25 | 77.75 | 17
2023/24 | 237.75 | 77.75 | 13
2023/24 | 238.25 | 77.75 | 8
2023/24 | 238.75 | 77.75 | 15
2023/24 | 239.25 | 77.75 | 13
2023/24 | 239.75 | 77.75 | 11
2023/24 | 240.25 | 77.75 | 11
2023/24 | 240.75 | 77.75 | 15
2023/24 | 241.25 | 77.75 | 14
2023/24 | 241.75 | 77.75 | 14
2023/24 | 242.25 | 77.75 | 6
2023/24 | 242.75 | 77.75 | 7
2023/24 | 243.25 | 77.75 | 9
2023/24 | 243.75 | 77.75 | 11
2023/24 | 244.25 | 77.75 | 7
2023/24 | 244.75 | 77.75 | 4
2023/24 | 245.25 | 77.75 | 9
2023/24 | 245.75 | 77.75 | 7
2023/24 | 246.25 | 77.75 | 12
2023/24 | 246.75 | 77.75 | 9
2023/24 | 247.25 | 77.75 | 6
2023/24 | 247.75 | 77.75 | 10
2023/24 | 248.25 | 77.75 | 7
2023/24 | 248.75 | 77.75 | 5
2023/24 | 249.25 | 77.75 | 4
2023/24 | 249.75 | 77.75 | 10
2023/24 | 250.25 | 77.75 | 8
2023/24 | 250.75 | 77.75 | 6
2023/24 | 251.25 | 77.75 | 4
2023/24 | 251.75 | 77.75 | 15
2023/24 | 252.25 | 77.75 | 8
2023/24 | 252.75 | 77.75 | 7
2023/24 | 253.25 | 77.75 | 3
2023/24 | 253.75 | 77.75 | 11
2023/24 | 254.25 | 77.75 | 10
2023/24 | 254.75 | 77.75 | 4
2023/24 | 255.25 | 77.75 | 11
2023/24 | 255.75 | 77.75 | 12
2023/24 | 256.25 | 77.75 | 7
2023/24 | 256.75 | 77.75 | 2
2023/24 | 257.25 | 77.75 | 4
2023/24 | 257.75 | 77.75 | 4
2023/24 | 258.25 | 77.75 | 6
2023/24 | 258.75 | 77.75 | 6
2023/24 | 259.25 | 77.75 | 7
2023/24 | 259.75 | 77.75 | 9
2023/24 | 260.25 | 77.75 | 6
2023/24 | 260.75 | 77.75 | 1
2023/24 | 261.25 | 77.75 | 6
2023/24 | 261.75 | 77.75 | 4
2023/24 | 262.25 | 77.75 | 6
2023/24 | 262.75 | 77.75 | 8
2023/24 | 263.25 | 77.75 | 3
2023/24 | 263.75 | 77.75 | 6
2023/24 | 264.25 | 77.75 | 4
2023/24 | 264.75 | 77.75 | 5
2023/24 | 265.25 | 77.75 | 8
2023/24 | 265.75 | 77.75 | 5
2023/24 | 266.25 | 77.75 | 2
2023/24 | 266.75 | 77.75 | 2
2023/24 | 267.25 | 77.75 | 6
2023/24 | 267.75 | 77.75 | 1
2023/24 | 268.25 | 77.75 | 6
2023/24 | 268.75 | 77.75 | 6
2023/24 | 269.25 | 77.75 | 4
2023/24 | 269.75 | 77.75 | 4
2023/24 | 270.25 | 77.75 | 8
2023/24 | 270.75 | 77.75 | 3
2023/24 | 271.25 | 77.75 | 3
2023/24 | 271.75 | 77.75 | 3
2023/24 | 272.25 | 77.75 | 2
2023/24 | 272.75 | 77.75 | 5
2023/24 | 273.25 | 77.75 | 3
2023/24 | 273.75 | 77.75 | 4
2023/24 | 274.25 | 77.75 | 1
2023/24 | 274.75 | 77.75 | 7
2023/24 | 275.25 | 77.75 | 5
2023/24 | 275.75 | 77.75 | 2
2023/24 | 276.25 | 77.75 | 2
2023/24 | 276.75 | 77.75 | 5
2023/24 | 277.25 | 77.75 | 3
2023/24 | 277.75 | 77.75 | 2
2023/24 | 278.25 | 77.75 | 1
2023/24 | 278.75 | 77.75 | 1
2023/24 | 279.25 | 77.75 | 1
2023/24 | 279.75 | 77.75 | 3
2023/24 | 280.25 | 77.75 | 2
2023/24 | 280.75 | 77.75 | 1
2023/24 | 281.25 | 77.75 | 5
2023/24 | 281.75 | 77.75 | 2
2023/24 | 282.25 | 77.75 | 4
2023/24 | 282.75 | 77.75 | 5
2023/24 | 283.25 | 77.75 | 2
2023/24 | 283.75 | 77.75 | 5
2023/24 | 284.25 | 77.75 | 4
2023/24 | 284.75 | 77.75 | 1
2023/24 | 285.25 | 77.75 | 2
2023/24 | 285.75 | 77.75 | 3
2023/24 | 286.25 | 77.75 | 1
2023/24 | 286.75 | 77.75 | 3
2023/24 | 287.25 | 77.75 | 2
2023/24 | 287.75 | 77.75 | 5
2023/24 | 288.25 | 77.75 | 1
2023/24 | 288.75 | 77.75 | 2
2023/24 | 289.25 | 77.75 | 4
2023/24 | 289.75 | 77.75 | 1
2023/24 | 290.25 | 77.75 | 2
2023/24 | 290.75 | 77.75 | 3
2023/24 | 291.25 | 77.75 | 2
2023/24 | 292.25 | 77.75 | 1
2023/24 | 292.75 | 77.75 | 3
2023/24 | 293.25 | 77.75 | 5
2023/24 | 293.75 | 77.75 | 2
2023/24 | 294.25 | 77.75 | 2
2023/24 | 294.75 | 77.75 | 4
2023/24 | 295.25 | 77.75 | 1
2023/24 | 295.75 | 77.75 | 3
2023/24 | 296.75 | 77.75 | 2
2023/24 | 297.75 | 77.75 | 1
2023/24 | 298.25 | 77.75 | 2
2023/24 | 298.75 | 77.75 | 1
2023/24 | 300.25 | 77.75 | 1
2023/24 | 301.75 | 77.75 | 2
2023/24 | 303.25 | 77.75 | 1
2023/24 | 303.75 | 77.75 | 2
2023/24 | 304.25 | 77.75 | 2
2023/24 | 304.75 | 77.75 | 1
2023/24 | 305.25 | 77.75 | 1
2023/24 | 305.75 | 77.75 | 1
2023/24 | 306.25 | 77.75 | 1
2023/24 | 306.75 | 77.75 | 3
2023/24 | 308.25 | 77.75 | 2
2023/24 | 308.75 | 77.75 | 3
2023/24 | 309.25 | 77.75 | 1
2023/24 | 309.75 | 77.75 | 3
2023/24 | 311.25 | 77.75 | 1
2023/24 | 311.75 | 77.75 | 3
2023/24 | 312.25 | 77.75 | 1
2023/24 | 313.25 | 77.75 | 1
2023/24 | 314.75 | 77.75 | 2
2023/24 | 315.75 | 77.75 | 1
2023/24 | 316.25 | 77.75 | 2
2023/24 | 317.75 | 77.75 | 1
2023/24 | 318.25 | 77.75 | 2
2023/24 | 319.25 | 77.75 | 1
2023/24 | 319.75 | 77.75 | 1
2023/24 | 323.25 | 77.75 | 1
2023/24 | 324.25 | 77.75 | 1
2023/24 | 325.75 | 77.75 | 1
2023/24 | 327.75 | 77.75 | 1
2023/24 | 328.25 | 77.75 | 1
2023/24 | 330.25 | 77.75 | 1
2023/24 | 332.75 | 77.75 | 1
2023/24 | 333.25 | 77.75 | 2
2023/24 | 333.75 | 77.75 | 1
2023/24 | 337.75 | 77.75 | 1
2023/24 | 346.75 | 77.75 | 1
2023/24 | 348.75 | 77.75 | 1
2023/24 | 357.75 | 77.75 | 1
2023/24 | 361.75 | 77.75 | 1
2023/24 | 378.25 | 77.75 | 1
2023/24 | 381.75 | 77.75 | 1
2023/24 | 420.25 | 77.75 | 1
2023/24 | 102.25 | 78.25 | 1
2023/24 | 108.25 | 78.25 | 1
2023/24 | 113.25 | 78.25 | 2
2023/24 | 114.75 | 78.25 | 1
2023/24 | 116.25 | 78.25 | 2
2023/24 | 116.75 | 78.25 | 2
2023/24 | 117.25 | 78.25 | 1
2023/24 | 117.75 | 78.25 | 1
2023/24 | 118.75 | 78.25 | 1
2023/24 | 119.25 | 78.25 | 1
2023/24 | 120.25 | 78.25 | 1
2023/24 | 120.75 | 78.25 | 1
2023/24 | 121.25 | 78.25 | 1
2023/24 | 122.25 | 78.25 | 2
2023/24 | 123.25 | 78.25 | 2
2023/24 | 123.75 | 78.25 | 2
2023/24 | 124.25 | 78.25 | 1
2023/24 | 124.75 | 78.25 | 1
2023/24 | 125.25 | 78.25 | 2
2023/24 | 125.75 | 78.25 | 2
2023/24 | 126.25 | 78.25 | 4
2023/24 | 126.75 | 78.25 | 2
2023/24 | 127.25 | 78.25 | 2
2023/24 | 127.75 | 78.25 | 3
2023/24 | 128.25 | 78.25 | 4
2023/24 | 128.75 | 78.25 | 7
2023/24 | 129.25 | 78.25 | 4
2023/24 | 129.75 | 78.25 | 6
2023/24 | 130.25 | 78.25 | 4
2023/24 | 130.75 | 78.25 | 2
2023/24 | 131.25 | 78.25 | 9
2023/24 | 131.75 | 78.25 | 3
2023/24 | 132.25 | 78.25 | 4
2023/24 | 132.75 | 78.25 | 5
2023/24 | 133.25 | 78.25 | 9
2023/24 | 133.75 | 78.25 | 6
2023/24 | 134.25 | 78.25 | 7
2023/24 | 134.75 | 78.25 | 5
2023/24 | 135.25 | 78.25 | 9
2023/24 | 135.75 | 78.25 | 10
2023/24 | 136.25 | 78.25 | 11
2023/24 | 136.75 | 78.25 | 19
2023/24 | 137.25 | 78.25 | 13
2023/24 | 137.75 | 78.25 | 8
2023/24 | 138.25 | 78.25 | 16
2023/24 | 138.75 | 78.25 | 21
2023/24 | 139.25 | 78.25 | 17
2023/24 | 139.75 | 78.25 | 31
2023/24 | 140.25 | 78.25 | 15
2023/24 | 140.75 | 78.25 | 20
2023/24 | 141.25 | 78.25 | 31
2023/24 | 141.75 | 78.25 | 30
2023/24 | 142.25 | 78.25 | 32
2023/24 | 142.75 | 78.25 | 28
2023/24 | 143.25 | 78.25 | 23
2023/24 | 143.75 | 78.25 | 34
2023/24 | 144.25 | 78.25 | 30
2023/24 | 144.75 | 78.25 | 25
2023/24 | 145.25 | 78.25 | 28
2023/24 | 145.75 | 78.25 | 39
2023/24 | 146.25 | 78.25 | 47
2023/24 | 146.75 | 78.25 | 39
2023/24 | 147.25 | 78.25 | 39
2023/24 | 147.75 | 78.25 | 38
2023/24 | 148.25 | 78.25 | 52
2023/24 | 148.75 | 78.25 | 57
2023/24 | 149.25 | 78.25 | 68
2023/24 | 149.75 | 78.25 | 45
2023/24 | 150.25 | 78.25 | 65
2023/24 | 150.75 | 78.25 | 58
2023/24 | 151.25 | 78.25 | 62
2023/24 | 151.75 | 78.25 | 59
2023/24 | 152.25 | 78.25 | 57
2023/24 | 152.75 | 78.25 | 60
2023/24 | 153.25 | 78.25 | 91
2023/24 | 153.75 | 78.25 | 58
2023/24 | 154.25 | 78.25 | 87
2023/24 | 154.75 | 78.25 | 70
2023/24 | 155.25 | 78.25 | 71
2023/24 | 155.75 | 78.25 | 95
2023/24 | 156.25 | 78.25 | 96
2023/24 | 156.75 | 78.25 | 86
2023/24 | 157.25 | 78.25 | 85
2023/24 | 157.75 | 78.25 | 95
2023/24 | 158.25 | 78.25 | 103
2023/24 | 158.75 | 78.25 | 105
2023/24 | 159.25 | 78.25 | 105
2023/24 | 159.75 | 78.25 | 104
2023/24 | 160.25 | 78.25 | 115
2023/24 | 160.75 | 78.25 | 107
2023/24 | 161.25 | 78.25 | 105
2023/24 | 161.75 | 78.25 | 116
2023/24 | 162.25 | 78.25 | 121
2023/24 | 162.75 | 78.25 | 130
2023/24 | 163.25 | 78.25 | 122
2023/24 | 163.75 | 78.25 | 119
2023/24 | 164.25 | 78.25 | 120
2023/24 | 164.75 | 78.25 | 125
2023/24 | 165.25 | 78.25 | 140
2023/24 | 165.75 | 78.25 | 133
2023/24 | 166.25 | 78.25 | 145
2023/24 | 166.75 | 78.25 | 159
2023/24 | 167.25 | 78.25 | 144
2023/24 | 167.75 | 78.25 | 154
2023/24 | 168.25 | 78.25 | 157
2023/24 | 168.75 | 78.25 | 132
2023/24 | 169.25 | 78.25 | 148
2023/24 | 169.75 | 78.25 | 152
2023/24 | 170.25 | 78.25 | 144
2023/24 | 170.75 | 78.25 | 166
2023/24 | 171.25 | 78.25 | 166
2023/24 | 171.75 | 78.25 | 151
2023/24 | 172.25 | 78.25 | 162
2023/24 | 172.75 | 78.25 | 168
2023/24 | 173.25 | 78.25 | 141
2023/24 | 173.75 | 78.25 | 147
2023/24 | 174.25 | 78.25 | 162
2023/24 | 174.75 | 78.25 | 146
2023/24 | 175.25 | 78.25 | 170
2023/24 | 175.75 | 78.25 | 201
2023/24 | 176.25 | 78.25 | 160
2023/24 | 176.75 | 78.25 | 165
2023/24 | 177.25 | 78.25 | 183
2023/24 | 177.75 | 78.25 | 182
2023/24 | 178.25 | 78.25 | 148
2023/24 | 178.75 | 78.25 | 145
2023/24 | 179.25 | 78.25 | 155
2023/24 | 179.75 | 78.25 | 135
2023/24 | 180.25 | 78.25 | 151
2023/24 | 180.75 | 78.25 | 153
2023/24 | 181.25 | 78.25 | 142
2023/24 | 181.75 | 78.25 | 113
2023/24 | 182.25 | 78.25 | 176
2023/24 | 182.75 | 78.25 | 153
2023/24 | 183.25 | 78.25 | 154
2023/24 | 183.75 | 78.25 | 130
2023/24 | 184.25 | 78.25 | 159
2023/24 | 184.75 | 78.25 | 162
2023/24 | 185.25 | 78.25 | 152
2023/24 | 185.75 | 78.25 | 121
2023/24 | 186.25 | 78.25 | 155
2023/24 | 186.75 | 78.25 | 143
2023/24 | 187.25 | 78.25 | 145
2023/24 | 187.75 | 78.25 | 125
2023/24 | 188.25 | 78.25 | 131
2023/24 | 188.75 | 78.25 | 128
2023/24 | 189.25 | 78.25 | 133
2023/24 | 189.75 | 78.25 | 142
2023/24 | 190.25 | 78.25 | 113
2023/24 | 190.75 | 78.25 | 120
2023/24 | 191.25 | 78.25 | 106
2023/24 | 191.75 | 78.25 | 119
2023/24 | 192.25 | 78.25 | 100
2023/24 | 192.75 | 78.25 | 103
2023/24 | 193.25 | 78.25 | 107
2023/24 | 193.75 | 78.25 | 101
2023/24 | 194.25 | 78.25 | 111
2023/24 | 194.75 | 78.25 | 106
2023/24 | 195.25 | 78.25 | 112
2023/24 | 195.75 | 78.25 | 88
2023/24 | 196.25 | 78.25 | 93
2023/24 | 196.75 | 78.25 | 100
2023/24 | 197.25 | 78.25 | 111
2023/24 | 197.75 | 78.25 | 89
2023/24 | 198.25 | 78.25 | 97
2023/24 | 198.75 | 78.25 | 91
2023/24 | 199.25 | 78.25 | 72
2023/24 | 199.75 | 78.25 | 81
2023/24 | 200.25 | 78.25 | 78
2023/24 | 200.75 | 78.25 | 59
2023/24 | 201.25 | 78.25 | 74
2023/24 | 201.75 | 78.25 | 70
2023/24 | 202.25 | 78.25 | 69
2023/24 | 202.75 | 78.25 | 73
2023/24 | 203.25 | 78.25 | 74
2023/24 | 203.75 | 78.25 | 83
2023/24 | 204.25 | 78.25 | 73
2023/24 | 204.75 | 78.25 | 55
2023/24 | 205.25 | 78.25 | 67
2023/24 | 205.75 | 78.25 | 60
2023/24 | 206.25 | 78.25 | 54
2023/24 | 206.75 | 78.25 | 66
2023/24 | 207.25 | 78.25 | 52
2023/24 | 207.75 | 78.25 | 54
2023/24 | 208.25 | 78.25 | 57
2023/24 | 208.75 | 78.25 | 46
2023/24 | 209.25 | 78.25 | 52
2023/24 | 209.75 | 78.25 | 38
2023/24 | 210.25 | 78.25 | 61
2023/24 | 210.75 | 78.25 | 43
2023/24 | 211.25 | 78.25 | 44
2023/24 | 211.75 | 78.25 | 55
2023/24 | 212.25 | 78.25 | 41
2023/24 | 212.75 | 78.25 | 36
2023/24 | 213.25 | 78.25 | 38
2023/24 | 213.75 | 78.25 | 50
2023/24 | 214.25 | 78.25 | 44
2023/24 | 214.75 | 78.25 | 29
2023/24 | 215.25 | 78.25 | 28
2023/24 | 215.75 | 78.25 | 26
2023/24 | 216.25 | 78.25 | 32
2023/24 | 216.75 | 78.25 | 36
2023/24 | 217.25 | 78.25 | 39
2023/24 | 217.75 | 78.25 | 34
2023/24 | 218.25 | 78.25 | 30
2023/24 | 218.75 | 78.25 | 33
2023/24 | 219.25 | 78.25 | 28
2023/24 | 219.75 | 78.25 | 34
2023/24 | 220.25 | 78.25 | 34
2023/24 | 220.75 | 78.25 | 29
2023/24 | 221.25 | 78.25 | 25
2023/24 | 221.75 | 78.25 | 32
2023/24 | 222.25 | 78.25 | 28
2023/24 | 222.75 | 78.25 | 27
2023/24 | 223.25 | 78.25 | 24
2023/24 | 223.75 | 78.25 | 20
2023/24 | 224.25 | 78.25 | 29
2023/24 | 224.75 | 78.25 | 23
2023/24 | 225.25 | 78.25 | 22
2023/24 | 225.75 | 78.25 | 21
2023/24 | 226.25 | 78.25 | 24
2023/24 | 226.75 | 78.25 | 14
2023/24 | 227.25 | 78.25 | 28
2023/24 | 227.75 | 78.25 | 17
2023/24 | 228.25 | 78.25 | 11
2023/24 | 228.75 | 78.25 | 14
2023/24 | 229.25 | 78.25 | 18
2023/24 | 229.75 | 78.25 | 17
2023/24 | 230.25 | 78.25 | 22
2023/24 | 230.75 | 78.25 | 21
2023/24 | 231.25 | 78.25 | 14
2023/24 | 231.75 | 78.25 | 20
2023/24 | 232.25 | 78.25 | 15
2023/24 | 232.75 | 78.25 | 22
2023/24 | 233.25 | 78.25 | 14
2023/24 | 233.75 | 78.25 | 15
2023/24 | 234.25 | 78.25 | 24
2023/24 | 234.75 | 78.25 | 17
2023/24 | 235.25 | 78.25 | 17
2023/24 | 235.75 | 78.25 | 16
2023/24 | 236.25 | 78.25 | 15
2023/24 | 236.75 | 78.25 | 11
2023/24 | 237.25 | 78.25 | 15
2023/24 | 237.75 | 78.25 | 15
2023/24 | 238.25 | 78.25 | 18
2023/24 | 238.75 | 78.25 | 18
2023/24 | 239.25 | 78.25 | 16
2023/24 | 239.75 | 78.25 | 12
2023/24 | 240.25 | 78.25 | 12
2023/24 | 240.75 | 78.25 | 12
2023/24 | 241.25 | 78.25 | 14
2023/24 | 241.75 | 78.25 | 16
2023/24 | 242.25 | 78.25 | 11
2023/24 | 242.75 | 78.25 | 12
2023/24 | 243.25 | 78.25 | 8
2023/24 | 243.75 | 78.25 | 11
2023/24 | 244.25 | 78.25 | 10
2023/24 | 244.75 | 78.25 | 16
2023/24 | 245.25 | 78.25 | 10
2023/24 | 245.75 | 78.25 | 8
2023/24 | 246.25 | 78.25 | 3
2023/24 | 246.75 | 78.25 | 11
2023/24 | 247.25 | 78.25 | 11
2023/24 | 247.75 | 78.25 | 8
2023/24 | 248.25 | 78.25 | 5
2023/24 | 248.75 | 78.25 | 13
2023/24 | 249.25 | 78.25 | 6
2023/24 | 249.75 | 78.25 | 13
2023/24 | 250.25 | 78.25 | 6
2023/24 | 250.75 | 78.25 | 7
2023/24 | 251.25 | 78.25 | 6
2023/24 | 251.75 | 78.25 | 4
2023/24 | 252.25 | 78.25 | 11
2023/24 | 252.75 | 78.25 | 4
2023/24 | 253.25 | 78.25 | 12
2023/24 | 253.75 | 78.25 | 10
2023/24 | 254.25 | 78.25 | 2
2023/24 | 254.75 | 78.25 | 7
2023/24 | 255.25 | 78.25 | 2
2023/24 | 255.75 | 78.25 | 8
2023/24 | 256.25 | 78.25 | 4
2023/24 | 256.75 | 78.25 | 6
2023/24 | 257.25 | 78.25 | 5
2023/24 | 257.75 | 78.25 | 11
2023/24 | 258.25 | 78.25 | 9
2023/24 | 258.75 | 78.25 | 4
2023/24 | 259.25 | 78.25 | 2
2023/24 | 259.75 | 78.25 | 6
2023/24 | 260.25 | 78.25 | 5
2023/24 | 260.75 | 78.25 | 2
2023/24 | 261.25 | 78.25 | 6
2023/24 | 261.75 | 78.25 | 8
2023/24 | 262.25 | 78.25 | 10
2023/24 | 262.75 | 78.25 | 6
2023/24 | 263.25 | 78.25 | 4
2023/24 | 263.75 | 78.25 | 7
2023/24 | 264.25 | 78.25 | 1
2023/24 | 264.75 | 78.25 | 5
2023/24 | 265.25 | 78.25 | 2
2023/24 | 265.75 | 78.25 | 6
2023/24 | 266.25 | 78.25 | 10
2023/24 | 266.75 | 78.25 | 4
2023/24 | 267.25 | 78.25 | 9
2023/24 | 267.75 | 78.25 | 8
2023/24 | 268.25 | 78.25 | 7
2023/24 | 268.75 | 78.25 | 2
2023/24 | 269.25 | 78.25 | 2
2023/24 | 269.75 | 78.25 | 7
2023/24 | 270.25 | 78.25 | 4
2023/24 | 270.75 | 78.25 | 2
2023/24 | 271.25 | 78.25 | 3
2023/24 | 271.75 | 78.25 | 2
2023/24 | 272.25 | 78.25 | 4
2023/24 | 272.75 | 78.25 | 3
2023/24 | 273.25 | 78.25 | 4
2023/24 | 273.75 | 78.25 | 6
2023/24 | 274.25 | 78.25 | 5
2023/24 | 274.75 | 78.25 | 4
2023/24 | 275.25 | 78.25 | 5
2023/24 | 275.75 | 78.25 | 4
2023/24 | 276.25 | 78.25 | 5
2023/24 | 276.75 | 78.25 | 2
2023/24 | 277.25 | 78.25 | 1
2023/24 | 277.75 | 78.25 | 2
2023/24 | 278.25 | 78.25 | 2
2023/24 | 278.75 | 78.25 | 4
2023/24 | 279.25 | 78.25 | 4
2023/24 | 279.75 | 78.25 | 4
2023/24 | 280.25 | 78.25 | 5
2023/24 | 280.75 | 78.25 | 2
2023/24 | 281.25 | 78.25 | 6
2023/24 | 281.75 | 78.25 | 3
2023/24 | 282.25 | 78.25 | 4
2023/24 | 282.75 | 78.25 | 2
2023/24 | 283.25 | 78.25 | 5
2023/24 | 283.75 | 78.25 | 3
2023/24 | 284.25 | 78.25 | 3
2023/24 | 284.75 | 78.25 | 2
2023/24 | 285.25 | 78.25 | 4
2023/24 | 285.75 | 78.25 | 1
2023/24 | 286.25 | 78.25 | 3
2023/24 | 286.75 | 78.25 | 4
2023/24 | 287.25 | 78.25 | 5
2023/24 | 287.75 | 78.25 | 1
2023/24 | 288.25 | 78.25 | 2
2023/24 | 288.75 | 78.25 | 3
2023/24 | 289.25 | 78.25 | 3
2023/24 | 289.75 | 78.25 | 1
2023/24 | 290.25 | 78.25 | 1
2023/24 | 290.75 | 78.25 | 1
2023/24 | 291.25 | 78.25 | 2
2023/24 | 291.75 | 78.25 | 2
2023/24 | 292.25 | 78.25 | 1
2023/24 | 292.75 | 78.25 | 3
2023/24 | 293.25 | 78.25 | 2
2023/24 | 293.75 | 78.25 | 2
2023/24 | 294.25 | 78.25 | 3
2023/24 | 294.75 | 78.25 | 2
2023/24 | 295.25 | 78.25 | 1
2023/24 | 295.75 | 78.25 | 1
2023/24 | 296.25 | 78.25 | 2
2023/24 | 296.75 | 78.25 | 1
2023/24 | 297.25 | 78.25 | 1
2023/24 | 298.25 | 78.25 | 3
2023/24 | 298.75 | 78.25 | 2
2023/24 | 299.25 | 78.25 | 3
2023/24 | 299.75 | 78.25 | 2
2023/24 | 300.25 | 78.25 | 2
2023/24 | 300.75 | 78.25 | 1
2023/24 | 301.25 | 78.25 | 2
2023/24 | 301.75 | 78.25 | 1
2023/24 | 302.25 | 78.25 | 1
2023/24 | 302.75 | 78.25 | 1
2023/24 | 303.75 | 78.25 | 3
2023/24 | 304.25 | 78.25 | 2
2023/24 | 304.75 | 78.25 | 1
2023/24 | 305.25 | 78.25 | 3
2023/24 | 305.75 | 78.25 | 2
2023/24 | 306.25 | 78.25 | 1
2023/24 | 307.25 | 78.25 | 4
2023/24 | 308.75 | 78.25 | 1
2023/24 | 309.25 | 78.25 | 2
2023/24 | 309.75 | 78.25 | 3
2023/24 | 310.25 | 78.25 | 1
2023/24 | 310.75 | 78.25 | 1
2023/24 | 312.75 | 78.25 | 3
2023/24 | 313.25 | 78.25 | 1
2023/24 | 313.75 | 78.25 | 1
2023/24 | 314.75 | 78.25 | 1
2023/24 | 316.25 | 78.25 | 2
2023/24 | 317.25 | 78.25 | 2
2023/24 | 318.25 | 78.25 | 2
2023/24 | 318.75 | 78.25 | 2
2023/24 | 319.75 | 78.25 | 1
2023/24 | 320.25 | 78.25 | 1
2023/24 | 322.75 | 78.25 | 1
2023/24 | 324.25 | 78.25 | 1
2023/24 | 325.25 | 78.25 | 1
2023/24 | 326.75 | 78.25 | 1
2023/24 | 328.75 | 78.25 | 1
2023/24 | 329.25 | 78.25 | 1
2023/24 | 329.75 | 78.25 | 1
2023/24 | 330.25 | 78.25 | 1
2023/24 | 331.25 | 78.25 | 1
2023/24 | 333.75 | 78.25 | 1
2023/24 | 335.75 | 78.25 | 1
2023/24 | 338.25 | 78.25 | 2
2023/24 | 339.25 | 78.25 | 1
2023/24 | 340.25 | 78.25 | 1
2023/24 | 341.75 | 78.25 | 1
2023/24 | 343.25 | 78.25 | 1
2023/24 | 343.75 | 78.25 | 2
2023/24 | 352.75 | 78.25 | 1
2023/24 | 355.25 | 78.25 | 1
2023/24 | 358.75 | 78.25 | 1
2023/24 | 360.75 | 78.25 | 1
2023/24 | 363.75 | 78.25 | 1
2023/24 | 367.75 | 78.25 | 1
2023/24 | 370.25 | 78.25 | 1
2023/24 | 376.25 | 78.25 | 1
2023/24 | 113.25 | 78.75 | 1
2023/24 | 114.25 | 78.75 | 1
2023/24 | 114.75 | 78.75 | 2
2023/24 | 115.25 | 78.75 | 3
2023/24 | 117.25 | 78.75 | 2
2023/24 | 117.75 | 78.75 | 1
2023/24 | 119.75 | 78.75 | 1
2023/24 | 121.75 | 78.75 | 1
2023/24 | 122.25 | 78.75 | 1
2023/24 | 122.75 | 78.75 | 3
2023/24 | 123.25 | 78.75 | 1
2023/24 | 123.75 | 78.75 | 1
2023/24 | 124.25 | 78.75 | 1
2023/24 | 124.75 | 78.75 | 3
2023/24 | 125.25 | 78.75 | 2
2023/24 | 125.75 | 78.75 | 5
2023/24 | 126.25 | 78.75 | 3
2023/24 | 126.75 | 78.75 | 4
2023/24 | 127.75 | 78.75 | 1
2023/24 | 128.25 | 78.75 | 2
2023/24 | 128.75 | 78.75 | 4
2023/24 | 129.25 | 78.75 | 2
2023/24 | 129.75 | 78.75 | 1
2023/24 | 130.25 | 78.75 | 5
2023/24 | 130.75 | 78.75 | 6
2023/24 | 131.25 | 78.75 | 5
2023/24 | 131.75 | 78.75 | 7
2023/24 | 132.25 | 78.75 | 6
2023/24 | 132.75 | 78.75 | 6
2023/24 | 133.25 | 78.75 | 6
2023/24 | 133.75 | 78.75 | 7
2023/24 | 134.25 | 78.75 | 11
2023/24 | 134.75 | 78.75 | 8
2023/24 | 135.25 | 78.75 | 8
2023/24 | 135.75 | 78.75 | 11
2023/24 | 136.25 | 78.75 | 12
2023/24 | 136.75 | 78.75 | 11
2023/24 | 137.25 | 78.75 | 13
2023/24 | 137.75 | 78.75 | 10
2023/24 | 138.25 | 78.75 | 19
2023/24 | 138.75 | 78.75 | 14
2023/24 | 139.25 | 78.75 | 10
2023/24 | 139.75 | 78.75 | 20
2023/24 | 140.25 | 78.75 | 13
2023/24 | 140.75 | 78.75 | 26
2023/24 | 141.25 | 78.75 | 12
2023/24 | 141.75 | 78.75 | 24
2023/24 | 142.25 | 78.75 | 23
2023/24 | 142.75 | 78.75 | 31
2023/24 | 143.25 | 78.75 | 20
2023/24 | 143.75 | 78.75 | 31
2023/24 | 144.25 | 78.75 | 27
2023/24 | 144.75 | 78.75 | 37
2023/24 | 145.25 | 78.75 | 30
2023/24 | 145.75 | 78.75 | 32
2023/24 | 146.25 | 78.75 | 35
2023/24 | 146.75 | 78.75 | 35
2023/24 | 147.25 | 78.75 | 50
2023/24 | 147.75 | 78.75 | 54
2023/24 | 148.25 | 78.75 | 58
2023/24 | 148.75 | 78.75 | 45
2023/24 | 149.25 | 78.75 | 49
2023/24 | 149.75 | 78.75 | 49
2023/24 | 150.25 | 78.75 | 61
2023/24 | 150.75 | 78.75 | 63
2023/24 | 151.25 | 78.75 | 44
2023/24 | 151.75 | 78.75 | 64
2023/24 | 152.25 | 78.75 | 80
2023/24 | 152.75 | 78.75 | 70
2023/24 | 153.25 | 78.75 | 63
2023/24 | 153.75 | 78.75 | 68
2023/24 | 154.25 | 78.75 | 72
2023/24 | 154.75 | 78.75 | 76
2023/24 | 155.25 | 78.75 | 94
2023/24 | 155.75 | 78.75 | 88
2023/24 | 156.25 | 78.75 | 73
2023/24 | 156.75 | 78.75 | 89
2023/24 | 157.25 | 78.75 | 85
2023/24 | 157.75 | 78.75 | 88
2023/24 | 158.25 | 78.75 | 96
2023/24 | 158.75 | 78.75 | 91
2023/24 | 159.25 | 78.75 | 82
2023/24 | 159.75 | 78.75 | 93
2023/24 | 160.25 | 78.75 | 91
2023/24 | 160.75 | 78.75 | 104
2023/24 | 161.25 | 78.75 | 84
2023/24 | 161.75 | 78.75 | 95
2023/24 | 162.25 | 78.75 | 95
2023/24 | 162.75 | 78.75 | 121
2023/24 | 163.25 | 78.75 | 113
2023/24 | 163.75 | 78.75 | 127
2023/24 | 164.25 | 78.75 | 128
2023/24 | 164.75 | 78.75 | 125
2023/24 | 165.25 | 78.75 | 133
2023/24 | 165.75 | 78.75 | 132
2023/24 | 166.25 | 78.75 | 141
2023/24 | 166.75 | 78.75 | 129
2023/24 | 167.25 | 78.75 | 149
2023/24 | 167.75 | 78.75 | 143
2023/24 | 168.25 | 78.75 | 142
2023/24 | 168.75 | 78.75 | 135
2023/24 | 169.25 | 78.75 | 141
2023/24 | 169.75 | 78.75 | 140
2023/24 | 170.25 | 78.75 | 118
2023/24 | 170.75 | 78.75 | 140
2023/24 | 171.25 | 78.75 | 157
2023/24 | 171.75 | 78.75 | 142
2023/24 | 172.25 | 78.75 | 144
2023/24 | 172.75 | 78.75 | 143
2023/24 | 173.25 | 78.75 | 137
2023/24 | 173.75 | 78.75 | 145
2023/24 | 174.25 | 78.75 | 161
2023/24 | 174.75 | 78.75 | 152
2023/24 | 175.25 | 78.75 | 151
2023/24 | 175.75 | 78.75 | 166
2023/24 | 176.25 | 78.75 | 171
2023/24 | 176.75 | 78.75 | 126
2023/24 | 177.25 | 78.75 | 175
2023/24 | 177.75 | 78.75 | 152
2023/24 | 178.25 | 78.75 | 142
2023/24 | 178.75 | 78.75 | 134
2023/24 | 179.25 | 78.75 | 157
2023/24 | 179.75 | 78.75 | 165
2023/24 | 180.25 | 78.75 | 132
2023/24 | 180.75 | 78.75 | 151
2023/24 | 181.25 | 78.75 | 144
2023/24 | 181.75 | 78.75 | 160
2023/24 | 182.25 | 78.75 | 145
2023/24 | 182.75 | 78.75 | 159
2023/24 | 183.25 | 78.75 | 134
2023/24 | 183.75 | 78.75 | 153
2023/24 | 184.25 | 78.75 | 139
2023/24 | 184.75 | 78.75 | 137
2023/24 | 185.25 | 78.75 | 142
2023/24 | 185.75 | 78.75 | 126
2023/24 | 186.25 | 78.75 | 121
2023/24 | 186.75 | 78.75 | 151
2023/24 | 187.25 | 78.75 | 146
2023/24 | 187.75 | 78.75 | 159
2023/24 | 188.25 | 78.75 | 154
2023/24 | 188.75 | 78.75 | 137
2023/24 | 189.25 | 78.75 | 150
2023/24 | 189.75 | 78.75 | 125
2023/24 | 190.25 | 78.75 | 121
2023/24 | 190.75 | 78.75 | 125
2023/24 | 191.25 | 78.75 | 125
2023/24 | 191.75 | 78.75 | 113
2023/24 | 192.25 | 78.75 | 112
2023/24 | 192.75 | 78.75 | 113
2023/24 | 193.25 | 78.75 | 99
2023/24 | 193.75 | 78.75 | 117
2023/24 | 194.25 | 78.75 | 116
2023/24 | 194.75 | 78.75 | 102
2023/24 | 195.25 | 78.75 | 102
2023/24 | 195.75 | 78.75 | 114
2023/24 | 196.25 | 78.75 | 99
2023/24 | 196.75 | 78.75 | 87
2023/24 | 197.25 | 78.75 | 106
2023/24 | 197.75 | 78.75 | 83
2023/24 | 198.25 | 78.75 | 80
2023/24 | 198.75 | 78.75 | 74
2023/24 | 199.25 | 78.75 | 90
2023/24 | 199.75 | 78.75 | 96
2023/24 | 200.25 | 78.75 | 79
2023/24 | 200.75 | 78.75 | 77
2023/24 | 201.25 | 78.75 | 83
2023/24 | 201.75 | 78.75 | 69
2023/24 | 202.25 | 78.75 | 77
2023/24 | 202.75 | 78.75 | 79
2023/24 | 203.25 | 78.75 | 70
2023/24 | 203.75 | 78.75 | 46
2023/24 | 204.25 | 78.75 | 65
2023/24 | 204.75 | 78.75 | 83
2023/24 | 205.25 | 78.75 | 65
2023/24 | 205.75 | 78.75 | 62
2023/24 | 206.25 | 78.75 | 40
2023/24 | 206.75 | 78.75 | 61
2023/24 | 207.25 | 78.75 | 55
2023/24 | 207.75 | 78.75 | 56
2023/24 | 208.25 | 78.75 | 53
2023/24 | 208.75 | 78.75 | 53
2023/24 | 209.25 | 78.75 | 53
2023/24 | 209.75 | 78.75 | 64
2023/24 | 210.25 | 78.75 | 54
2023/24 | 210.75 | 78.75 | 44
2023/24 | 211.25 | 78.75 | 49
2023/24 | 211.75 | 78.75 | 58
2023/24 | 212.25 | 78.75 | 55
2023/24 | 212.75 | 78.75 | 41
2023/24 | 213.25 | 78.75 | 46
2023/24 | 213.75 | 78.75 | 38
2023/24 | 214.25 | 78.75 | 39
2023/24 | 214.75 | 78.75 | 33
2023/24 | 215.25 | 78.75 | 32
2023/24 | 215.75 | 78.75 | 44
2023/24 | 216.25 | 78.75 | 59
2023/24 | 216.75 | 78.75 | 40
2023/24 | 217.25 | 78.75 | 35
2023/24 | 217.75 | 78.75 | 29
2023/24 | 218.25 | 78.75 | 29
2023/24 | 218.75 | 78.75 | 33
2023/24 | 219.25 | 78.75 | 37
2023/24 | 219.75 | 78.75 | 22
2023/24 | 220.25 | 78.75 | 32
2023/24 | 220.75 | 78.75 | 25
2023/24 | 221.25 | 78.75 | 28
2023/24 | 221.75 | 78.75 | 27
2023/24 | 222.25 | 78.75 | 24
2023/24 | 222.75 | 78.75 | 31
2023/24 | 223.25 | 78.75 | 36
2023/24 | 223.75 | 78.75 | 23
2023/24 | 224.25 | 78.75 | 35
2023/24 | 224.75 | 78.75 | 26
2023/24 | 225.25 | 78.75 | 24
2023/24 | 225.75 | 78.75 | 21
2023/24 | 226.25 | 78.75 | 26
2023/24 | 226.75 | 78.75 | 20
2023/24 | 227.25 | 78.75 | 20
2023/24 | 227.75 | 78.75 | 32
2023/24 | 228.25 | 78.75 | 19
2023/24 | 228.75 | 78.75 | 14
2023/24 | 229.25 | 78.75 | 21
2023/24 | 229.75 | 78.75 | 22
2023/24 | 230.25 | 78.75 | 13
2023/24 | 230.75 | 78.75 | 23
2023/24 | 231.25 | 78.75 | 25
2023/24 | 231.75 | 78.75 | 17
2023/24 | 232.25 | 78.75 | 19
2023/24 | 232.75 | 78.75 | 18
2023/24 | 233.25 | 78.75 | 25
2023/24 | 233.75 | 78.75 | 13
2023/24 | 234.25 | 78.75 | 13
2023/24 | 234.75 | 78.75 | 17
2023/24 | 235.25 | 78.75 | 15
2023/24 | 235.75 | 78.75 | 13
2023/24 | 236.25 | 78.75 | 19
2023/24 | 236.75 | 78.75 | 20
2023/24 | 237.25 | 78.75 | 15
2023/24 | 237.75 | 78.75 | 14
2023/24 | 238.25 | 78.75 | 13
2023/24 | 238.75 | 78.75 | 14
2023/24 | 239.25 | 78.75 | 21
2023/24 | 239.75 | 78.75 | 15
2023/24 | 240.25 | 78.75 | 14
2023/24 | 240.75 | 78.75 | 11
2023/24 | 241.25 | 78.75 | 12
2023/24 | 241.75 | 78.75 | 9
2023/24 | 242.25 | 78.75 | 11
2023/24 | 242.75 | 78.75 | 9
2023/24 | 243.25 | 78.75 | 11
2023/24 | 243.75 | 78.75 | 13
2023/24 | 244.25 | 78.75 | 11
2023/24 | 244.75 | 78.75 | 16
2023/24 | 245.25 | 78.75 | 7
2023/24 | 245.75 | 78.75 | 13
2023/24 | 246.25 | 78.75 | 15
2023/24 | 246.75 | 78.75 | 9
2023/24 | 247.25 | 78.75 | 11
2023/24 | 247.75 | 78.75 | 8
2023/24 | 248.25 | 78.75 | 10
2023/24 | 248.75 | 78.75 | 9
2023/24 | 249.25 | 78.75 | 7
2023/24 | 249.75 | 78.75 | 7
2023/24 | 250.25 | 78.75 | 5
2023/24 | 250.75 | 78.75 | 13
2023/24 | 251.25 | 78.75 | 7
2023/24 | 251.75 | 78.75 | 2
2023/24 | 252.25 | 78.75 | 12
2023/24 | 252.75 | 78.75 | 6
2023/24 | 253.25 | 78.75 | 7
2023/24 | 253.75 | 78.75 | 11
2023/24 | 254.25 | 78.75 | 9
2023/24 | 254.75 | 78.75 | 11
2023/24 | 255.25 | 78.75 | 15
2023/24 | 255.75 | 78.75 | 10
2023/24 | 256.25 | 78.75 | 10
2023/24 | 256.75 | 78.75 | 7
2023/24 | 257.25 | 78.75 | 10
2023/24 | 257.75 | 78.75 | 11
2023/24 | 258.25 | 78.75 | 7
2023/24 | 258.75 | 78.75 | 5
2023/24 | 259.25 | 78.75 | 4
2023/24 | 259.75 | 78.75 | 8
2023/24 | 260.25 | 78.75 | 6
2023/24 | 260.75 | 78.75 | 4
2023/24 | 261.25 | 78.75 | 10
2023/24 | 261.75 | 78.75 | 5
2023/24 | 262.25 | 78.75 | 6
2023/24 | 262.75 | 78.75 | 7
2023/24 | 263.25 | 78.75 | 6
2023/24 | 263.75 | 78.75 | 5
2023/24 | 264.25 | 78.75 | 3
2023/24 | 264.75 | 78.75 | 7
2023/24 | 265.25 | 78.75 | 2
2023/24 | 265.75 | 78.75 | 4
2023/24 | 266.25 | 78.75 | 8
2023/24 | 266.75 | 78.75 | 9
2023/24 | 267.25 | 78.75 | 9
2023/24 | 267.75 | 78.75 | 10
2023/24 | 268.25 | 78.75 | 4
2023/24 | 268.75 | 78.75 | 3
2023/24 | 269.25 | 78.75 | 4
2023/24 | 269.75 | 78.75 | 3
2023/24 | 270.25 | 78.75 | 1
2023/24 | 270.75 | 78.75 | 5
2023/24 | 271.25 | 78.75 | 2
2023/24 | 271.75 | 78.75 | 4
2023/24 | 272.25 | 78.75 | 5
2023/24 | 272.75 | 78.75 | 6
2023/24 | 273.25 | 78.75 | 3
2023/24 | 273.75 | 78.75 | 1
2023/24 | 274.25 | 78.75 | 4
2023/24 | 274.75 | 78.75 | 4
2023/24 | 275.25 | 78.75 | 10
2023/24 | 275.75 | 78.75 | 4
2023/24 | 276.25 | 78.75 | 7
2023/24 | 276.75 | 78.75 | 2
2023/24 | 277.25 | 78.75 | 6
2023/24 | 277.75 | 78.75 | 5
2023/24 | 278.25 | 78.75 | 7
2023/24 | 278.75 | 78.75 | 3
2023/24 | 279.25 | 78.75 | 4
2023/24 | 279.75 | 78.75 | 5
2023/24 | 280.25 | 78.75 | 2
2023/24 | 280.75 | 78.75 | 3
2023/24 | 281.25 | 78.75 | 3
2023/24 | 281.75 | 78.75 | 3
2023/24 | 282.25 | 78.75 | 2
2023/24 | 282.75 | 78.75 | 6
2023/24 | 283.25 | 78.75 | 1
2023/24 | 283.75 | 78.75 | 3
2023/24 | 284.25 | 78.75 | 4
2023/24 | 284.75 | 78.75 | 4
2023/24 | 285.25 | 78.75 | 3
2023/24 | 285.75 | 78.75 | 5
2023/24 | 286.25 | 78.75 | 2
2023/24 | 286.75 | 78.75 | 2
2023/24 | 287.25 | 78.75 | 1
2023/24 | 287.75 | 78.75 | 1
2023/24 | 288.25 | 78.75 | 2
2023/24 | 288.75 | 78.75 | 4
2023/24 | 289.25 | 78.75 | 4
2023/24 | 289.75 | 78.75 | 2
2023/24 | 290.25 | 78.75 | 1
2023/24 | 290.75 | 78.75 | 4
2023/24 | 291.25 | 78.75 | 3
2023/24 | 291.75 | 78.75 | 3
2023/24 | 292.25 | 78.75 | 4
2023/24 | 292.75 | 78.75 | 5
2023/24 | 293.75 | 78.75 | 3
2023/24 | 294.25 | 78.75 | 2
2023/24 | 294.75 | 78.75 | 2
2023/24 | 295.25 | 78.75 | 2
2023/24 | 295.75 | 78.75 | 4
2023/24 | 296.25 | 78.75 | 1
2023/24 | 296.75 | 78.75 | 1
2023/24 | 297.25 | 78.75 | 2
2023/24 | 297.75 | 78.75 | 2
2023/24 | 298.75 | 78.75 | 6
2023/24 | 299.25 | 78.75 | 3
2023/24 | 299.75 | 78.75 | 2
2023/24 | 300.25 | 78.75 | 1
2023/24 | 302.75 | 78.75 | 2
2023/24 | 304.75 | 78.75 | 2
2023/24 | 305.25 | 78.75 | 2
2023/24 | 306.75 | 78.75 | 1
2023/24 | 307.25 | 78.75 | 1
2023/24 | 307.75 | 78.75 | 3
2023/24 | 308.25 | 78.75 | 2
2023/24 | 308.75 | 78.75 | 1
2023/24 | 309.75 | 78.75 | 1
2023/24 | 310.25 | 78.75 | 3
2023/24 | 310.75 | 78.75 | 1
2023/24 | 311.25 | 78.75 | 2
2023/24 | 311.75 | 78.75 | 1
2023/24 | 312.75 | 78.75 | 1
2023/24 | 313.25 | 78.75 | 1
2023/24 | 313.75 | 78.75 | 2
2023/24 | 314.25 | 78.75 | 1
2023/24 | 317.25 | 78.75 | 1
2023/24 | 317.75 | 78.75 | 2
2023/24 | 318.75 | 78.75 | 1
2023/24 | 319.25 | 78.75 | 2
2023/24 | 319.75 | 78.75 | 2
2023/24 | 320.25 | 78.75 | 1
2023/24 | 321.25 | 78.75 | 1
2023/24 | 321.75 | 78.75 | 1
2023/24 | 322.25 | 78.75 | 1
2023/24 | 323.25 | 78.75 | 1
2023/24 | 323.75 | 78.75 | 1
2023/24 | 324.25 | 78.75 | 2
2023/24 | 325.25 | 78.75 | 1
2023/24 | 325.75 | 78.75 | 2
2023/24 | 327.25 | 78.75 | 1
2023/24 | 329.75 | 78.75 | 1
2023/24 | 333.25 | 78.75 | 1
2023/24 | 334.25 | 78.75 | 1
2023/24 | 337.25 | 78.75 | 1
2023/24 | 338.75 | 78.75 | 1
2023/24 | 343.75 | 78.75 | 1
2023/24 | 347.75 | 78.75 | 2
2023/24 | 348.25 | 78.75 | 1
2023/24 | 349.75 | 78.75 | 1
2023/24 | 357.75 | 78.75 | 1
2023/24 | 359.25 | 78.75 | 1
2023/24 | 361.75 | 78.75 | 1
2023/24 | 391.25 | 78.75 | 1
2023/24 | 109.75 | 79.25 | 1
2023/24 | 113.75 | 79.25 | 1
2023/24 | 114.25 | 79.25 | 1
2023/24 | 115.25 | 79.25 | 1
2023/24 | 116.25 | 79.25 | 1
2023/24 | 117.25 | 79.25 | 1
2023/24 | 118.25 | 79.25 | 1
2023/24 | 119.25 | 79.25 | 3
2023/24 | 119.75 | 79.25 | 2
2023/24 | 120.25 | 79.25 | 1
2023/24 | 121.25 | 79.25 | 3
2023/24 | 121.75 | 79.25 | 1
2023/24 | 122.25 | 79.25 | 2
2023/24 | 124.25 | 79.25 | 2
2023/24 | 124.75 | 79.25 | 2
2023/24 | 125.25 | 79.25 | 2
2023/24 | 125.75 | 79.25 | 3
2023/24 | 126.25 | 79.25 | 2
2023/24 | 126.75 | 79.25 | 1
2023/24 | 127.25 | 79.25 | 2
2023/24 | 128.75 | 79.25 | 4
2023/24 | 129.25 | 79.25 | 3
2023/24 | 129.75 | 79.25 | 8
2023/24 | 130.25 | 79.25 | 2
2023/24 | 130.75 | 79.25 | 7
2023/24 | 131.25 | 79.25 | 6
2023/24 | 131.75 | 79.25 | 5
2023/24 | 132.25 | 79.25 | 5
2023/24 | 132.75 | 79.25 | 6
2023/24 | 133.25 | 79.25 | 6
2023/24 | 133.75 | 79.25 | 4
2023/24 | 134.25 | 79.25 | 6
2023/24 | 134.75 | 79.25 | 3
2023/24 | 135.25 | 79.25 | 4
2023/24 | 135.75 | 79.25 | 8
2023/24 | 136.25 | 79.25 | 6
2023/24 | 136.75 | 79.25 | 13
2023/24 | 137.25 | 79.25 | 15
2023/24 | 137.75 | 79.25 | 15
2023/24 | 138.25 | 79.25 | 7
2023/24 | 138.75 | 79.25 | 23
2023/24 | 139.25 | 79.25 | 17
2023/24 | 139.75 | 79.25 | 11
2023/24 | 140.25 | 79.25 | 18
2023/24 | 140.75 | 79.25 | 15
2023/24 | 141.25 | 79.25 | 14
2023/24 | 141.75 | 79.25 | 22
2023/24 | 142.25 | 79.25 | 22
2023/24 | 142.75 | 79.25 | 17
2023/24 | 143.25 | 79.25 | 24
2023/24 | 143.75 | 79.25 | 22
2023/24 | 144.25 | 79.25 | 30
2023/24 | 144.75 | 79.25 | 20
2023/24 | 145.25 | 79.25 | 32
2023/24 | 145.75 | 79.25 | 28
2023/24 | 146.25 | 79.25 | 38
2023/24 | 146.75 | 79.25 | 45
2023/24 | 147.25 | 79.25 | 44
2023/24 | 147.75 | 79.25 | 51
2023/24 | 148.25 | 79.25 | 34
2023/24 | 148.75 | 79.25 | 39
2023/24 | 149.25 | 79.25 | 48
2023/24 | 149.75 | 79.25 | 36
2023/24 | 150.25 | 79.25 | 64
2023/24 | 150.75 | 79.25 | 50
2023/24 | 151.25 | 79.25 | 54
2023/24 | 151.75 | 79.25 | 56
2023/24 | 152.25 | 79.25 | 67
2023/24 | 152.75 | 79.25 | 54
2023/24 | 153.25 | 79.25 | 76
2023/24 | 153.75 | 79.25 | 55
2023/24 | 154.25 | 79.25 | 85
2023/24 | 154.75 | 79.25 | 65
2023/24 | 155.25 | 79.25 | 57
2023/24 | 155.75 | 79.25 | 83
2023/24 | 156.25 | 79.25 | 80
2023/24 | 156.75 | 79.25 | 68
2023/24 | 157.25 | 79.25 | 83
2023/24 | 157.75 | 79.25 | 97
2023/24 | 158.25 | 79.25 | 90
2023/24 | 158.75 | 79.25 | 74
2023/24 | 159.25 | 79.25 | 86
2023/24 | 159.75 | 79.25 | 100
2023/24 | 160.25 | 79.25 | 90
2023/24 | 160.75 | 79.25 | 108
2023/24 | 161.25 | 79.25 | 95
2023/24 | 161.75 | 79.25 | 104
2023/24 | 162.25 | 79.25 | 114
2023/24 | 162.75 | 79.25 | 105
2023/24 | 163.25 | 79.25 | 124
2023/24 | 163.75 | 79.25 | 117
2023/24 | 164.25 | 79.25 | 117
2023/24 | 164.75 | 79.25 | 130
2023/24 | 165.25 | 79.25 | 151
2023/24 | 165.75 | 79.25 | 121
2023/24 | 166.25 | 79.25 | 109
2023/24 | 166.75 | 79.25 | 127
2023/24 | 167.25 | 79.25 | 124
2023/24 | 167.75 | 79.25 | 143
2023/24 | 168.25 | 79.25 | 144
2023/24 | 168.75 | 79.25 | 134
2023/24 | 169.25 | 79.25 | 136
2023/24 | 169.75 | 79.25 | 138
2023/24 | 170.25 | 79.25 | 134
2023/24 | 170.75 | 79.25 | 155
2023/24 | 171.25 | 79.25 | 155
2023/24 | 171.75 | 79.25 | 134
2023/24 | 172.25 | 79.25 | 130
2023/24 | 172.75 | 79.25 | 154
2023/24 | 173.25 | 79.25 | 130
2023/24 | 173.75 | 79.25 | 145
2023/24 | 174.25 | 79.25 | 147
2023/24 | 174.75 | 79.25 | 134
2023/24 | 175.25 | 79.25 | 157
2023/24 | 175.75 | 79.25 | 151
2023/24 | 176.25 | 79.25 | 169
2023/24 | 176.75 | 79.25 | 147
2023/24 | 177.25 | 79.25 | 151
2023/24 | 177.75 | 79.25 | 174
2023/24 | 178.25 | 79.25 | 164
2023/24 | 178.75 | 79.25 | 160
2023/24 | 179.25 | 79.25 | 155
2023/24 | 179.75 | 79.25 | 163
2023/24 | 180.25 | 79.25 | 149
2023/24 | 180.75 | 79.25 | 141
2023/24 | 181.25 | 79.25 | 147
2023/24 | 181.75 | 79.25 | 152
2023/24 | 182.25 | 79.25 | 163
2023/24 | 182.75 | 79.25 | 137
2023/24 | 183.25 | 79.25 | 172
2023/24 | 183.75 | 79.25 | 141
2023/24 | 184.25 | 79.25 | 152
2023/24 | 184.75 | 79.25 | 173
2023/24 | 185.25 | 79.25 | 136
2023/24 | 185.75 | 79.25 | 130
2023/24 | 186.25 | 79.25 | 128
2023/24 | 186.75 | 79.25 | 133
2023/24 | 187.25 | 79.25 | 124
2023/24 | 187.75 | 79.25 | 142
2023/24 | 188.25 | 79.25 | 110
2023/24 | 188.75 | 79.25 | 119
2023/24 | 189.25 | 79.25 | 119
2023/24 | 189.75 | 79.25 | 131
2023/24 | 190.25 | 79.25 | 124
2023/24 | 190.75 | 79.25 | 136
2023/24 | 191.25 | 79.25 | 120
2023/24 | 191.75 | 79.25 | 131
2023/24 | 192.25 | 79.25 | 132
2023/24 | 192.75 | 79.25 | 112
2023/24 | 193.25 | 79.25 | 135
2023/24 | 193.75 | 79.25 | 124
2023/24 | 194.25 | 79.25 | 122
2023/24 | 194.75 | 79.25 | 131
2023/24 | 195.25 | 79.25 | 96
2023/24 | 195.75 | 79.25 | 116
2023/24 | 196.25 | 79.25 | 93
2023/24 | 196.75 | 79.25 | 104
2023/24 | 197.25 | 79.25 | 96
2023/24 | 197.75 | 79.25 | 85
2023/24 | 198.25 | 79.25 | 97
2023/24 | 198.75 | 79.25 | 80
2023/24 | 199.25 | 79.25 | 79
2023/24 | 199.75 | 79.25 | 92
2023/24 | 200.25 | 79.25 | 94
2023/24 | 200.75 | 79.25 | 69
2023/24 | 201.25 | 79.25 | 83
2023/24 | 201.75 | 79.25 | 95
2023/24 | 202.25 | 79.25 | 81
2023/24 | 202.75 | 79.25 | 87
2023/24 | 203.25 | 79.25 | 60
2023/24 | 203.75 | 79.25 | 69
2023/24 | 204.25 | 79.25 | 61
2023/24 | 204.75 | 79.25 | 77
2023/24 | 205.25 | 79.25 | 84
2023/24 | 205.75 | 79.25 | 57
2023/24 | 206.25 | 79.25 | 61
2023/24 | 206.75 | 79.25 | 67
2023/24 | 207.25 | 79.25 | 55
2023/24 | 207.75 | 79.25 | 68
2023/24 | 208.25 | 79.25 | 57
2023/24 | 208.75 | 79.25 | 46
2023/24 | 209.25 | 79.25 | 43
2023/24 | 209.75 | 79.25 | 57
2023/24 | 210.25 | 79.25 | 56
2023/24 | 210.75 | 79.25 | 54
2023/24 | 211.25 | 79.25 | 46
2023/24 | 211.75 | 79.25 | 53
2023/24 | 212.25 | 79.25 | 49
2023/24 | 212.75 | 79.25 | 56
2023/24 | 213.25 | 79.25 | 60
2023/24 | 213.75 | 79.25 | 48
2023/24 | 214.25 | 79.25 | 49
2023/24 | 214.75 | 79.25 | 46
2023/24 | 215.25 | 79.25 | 25
2023/24 | 215.75 | 79.25 | 30
2023/24 | 216.25 | 79.25 | 29
2023/24 | 216.75 | 79.25 | 38
2023/24 | 217.25 | 79.25 | 45
2023/24 | 217.75 | 79.25 | 33
2023/24 | 218.25 | 79.25 | 34
2023/24 | 218.75 | 79.25 | 38
2023/24 | 219.25 | 79.25 | 26
2023/24 | 219.75 | 79.25 | 33
2023/24 | 220.25 | 79.25 | 31
2023/24 | 220.75 | 79.25 | 31
2023/24 | 221.25 | 79.25 | 30
2023/24 | 221.75 | 79.25 | 18
2023/24 | 222.25 | 79.25 | 29
2023/24 | 222.75 | 79.25 | 29
2023/24 | 223.25 | 79.25 | 22
2023/24 | 223.75 | 79.25 | 28
2023/24 | 224.25 | 79.25 | 28
2023/24 | 224.75 | 79.25 | 22
2023/24 | 225.25 | 79.25 | 21
2023/24 | 225.75 | 79.25 | 29
2023/24 | 226.25 | 79.25 | 30
2023/24 | 226.75 | 79.25 | 31
2023/24 | 227.25 | 79.25 | 17
2023/24 | 227.75 | 79.25 | 20
2023/24 | 228.25 | 79.25 | 22
2023/24 | 228.75 | 79.25 | 27
2023/24 | 229.25 | 79.25 | 37
2023/24 | 229.75 | 79.25 | 18
2023/24 | 230.25 | 79.25 | 10
2023/24 | 230.75 | 79.25 | 22
2023/24 | 231.25 | 79.25 | 14
2023/24 | 231.75 | 79.25 | 26
2023/24 | 232.25 | 79.25 | 20
2023/24 | 232.75 | 79.25 | 20
2023/24 | 233.25 | 79.25 | 17
2023/24 | 233.75 | 79.25 | 16
2023/24 | 234.25 | 79.25 | 19
2023/24 | 234.75 | 79.25 | 11
2023/24 | 235.25 | 79.25 | 20
2023/24 | 235.75 | 79.25 | 15
2023/24 | 236.25 | 79.25 | 10
2023/24 | 236.75 | 79.25 | 21
2023/24 | 237.25 | 79.25 | 11
2023/24 | 237.75 | 79.25 | 17
2023/24 | 238.25 | 79.25 | 16
2023/24 | 238.75 | 79.25 | 21
2023/24 | 239.25 | 79.25 | 14
2023/24 | 239.75 | 79.25 | 11
2023/24 | 240.25 | 79.25 | 17
2023/24 | 240.75 | 79.25 | 13
2023/24 | 241.25 | 79.25 | 12
2023/24 | 241.75 | 79.25 | 15
2023/24 | 242.25 | 79.25 | 12
2023/24 | 242.75 | 79.25 | 14
2023/24 | 243.25 | 79.25 | 13
2023/24 | 243.75 | 79.25 | 9
2023/24 | 244.25 | 79.25 | 15
2023/24 | 244.75 | 79.25 | 12
2023/24 | 245.25 | 79.25 | 12
2023/24 | 245.75 | 79.25 | 11
2023/24 | 246.25 | 79.25 | 9
2023/24 | 246.75 | 79.25 | 9
2023/24 | 247.25 | 79.25 | 8
2023/24 | 247.75 | 79.25 | 8
2023/24 | 248.25 | 79.25 | 12
2023/24 | 248.75 | 79.25 | 12
2023/24 | 249.25 | 79.25 | 7
2023/24 | 249.75 | 79.25 | 15
2023/24 | 250.25 | 79.25 | 13
2023/24 | 250.75 | 79.25 | 9
2023/24 | 251.25 | 79.25 | 10
2023/24 | 251.75 | 79.25 | 7
2023/24 | 252.25 | 79.25 | 11
2023/24 | 252.75 | 79.25 | 10
2023/24 | 253.25 | 79.25 | 3
2023/24 | 253.75 | 79.25 | 13
2023/24 | 254.25 | 79.25 | 3
2023/24 | 254.75 | 79.25 | 11
2023/24 | 255.25 | 79.25 | 4
2023/24 | 255.75 | 79.25 | 8
2023/24 | 256.25 | 79.25 | 4
2023/24 | 256.75 | 79.25 | 5
2023/24 | 257.25 | 79.25 | 12
2023/24 | 257.75 | 79.25 | 8
2023/24 | 258.25 | 79.25 | 3
2023/24 | 258.75 | 79.25 | 10
2023/24 | 259.25 | 79.25 | 8
2023/24 | 259.75 | 79.25 | 7
2023/24 | 260.25 | 79.25 | 9
2023/24 | 260.75 | 79.25 | 8
2023/24 | 261.25 | 79.25 | 2
2023/24 | 261.75 | 79.25 | 3
2023/24 | 262.25 | 79.25 | 9
2023/24 | 262.75 | 79.25 | 5
2023/24 | 263.25 | 79.25 | 5
2023/24 | 263.75 | 79.25 | 7
2023/24 | 264.25 | 79.25 | 3
2023/24 | 264.75 | 79.25 | 11
2023/24 | 265.25 | 79.25 | 7
2023/24 | 265.75 | 79.25 | 3
2023/24 | 266.25 | 79.25 | 10
2023/24 | 266.75 | 79.25 | 5
2023/24 | 267.25 | 79.25 | 4
2023/24 | 267.75 | 79.25 | 3
2023/24 | 268.25 | 79.25 | 5
2023/24 | 268.75 | 79.25 | 5
2023/24 | 269.25 | 79.25 | 7
2023/24 | 269.75 | 79.25 | 6
2023/24 | 270.25 | 79.25 | 7
2023/24 | 270.75 | 79.25 | 5
2023/24 | 271.25 | 79.25 | 4
2023/24 | 271.75 | 79.25 | 3
2023/24 | 272.25 | 79.25 | 4
2023/24 | 272.75 | 79.25 | 7
2023/24 | 273.25 | 79.25 | 6
2023/24 | 273.75 | 79.25 | 4
2023/24 | 274.25 | 79.25 | 8
2023/24 | 274.75 | 79.25 | 6
2023/24 | 275.25 | 79.25 | 4
2023/24 | 275.75 | 79.25 | 4
2023/24 | 276.25 | 79.25 | 4
2023/24 | 276.75 | 79.25 | 4
2023/24 | 277.25 | 79.25 | 1
2023/24 | 277.75 | 79.25 | 2
2023/24 | 278.25 | 79.25 | 5
2023/24 | 278.75 | 79.25 | 8
2023/24 | 279.25 | 79.25 | 4
2023/24 | 279.75 | 79.25 | 2
2023/24 | 280.25 | 79.25 | 4
2023/24 | 280.75 | 79.25 | 3
2023/24 | 281.25 | 79.25 | 3
2023/24 | 281.75 | 79.25 | 5
2023/24 | 282.25 | 79.25 | 3
2023/24 | 282.75 | 79.25 | 4
2023/24 | 283.25 | 79.25 | 6
2023/24 | 283.75 | 79.25 | 5
2023/24 | 284.25 | 79.25 | 2
2023/24 | 284.75 | 79.25 | 1
2023/24 | 285.25 | 79.25 | 4
2023/24 | 285.75 | 79.25 | 5
2023/24 | 286.75 | 79.25 | 3
2023/24 | 287.25 | 79.25 | 4
2023/24 | 287.75 | 79.25 | 6
2023/24 | 288.25 | 79.25 | 4
2023/24 | 289.25 | 79.25 | 3
2023/24 | 289.75 | 79.25 | 1
2023/24 | 290.25 | 79.25 | 3
2023/24 | 290.75 | 79.25 | 5
2023/24 | 291.25 | 79.25 | 5
2023/24 | 291.75 | 79.25 | 1
2023/24 | 292.75 | 79.25 | 2
2023/24 | 293.25 | 79.25 | 1
2023/24 | 293.75 | 79.25 | 4
2023/24 | 294.25 | 79.25 | 4
2023/24 | 295.25 | 79.25 | 3
2023/24 | 295.75 | 79.25 | 3
2023/24 | 296.25 | 79.25 | 2
2023/24 | 296.75 | 79.25 | 1
2023/24 | 297.25 | 79.25 | 1
2023/24 | 297.75 | 79.25 | 2
2023/24 | 298.25 | 79.25 | 2
2023/24 | 298.75 | 79.25 | 3
2023/24 | 299.75 | 79.25 | 3
2023/24 | 300.25 | 79.25 | 1
2023/24 | 301.25 | 79.25 | 2
2023/24 | 301.75 | 79.25 | 1
2023/24 | 303.25 | 79.25 | 4
2023/24 | 303.75 | 79.25 | 2
2023/24 | 304.25 | 79.25 | 3
2023/24 | 304.75 | 79.25 | 1
2023/24 | 305.25 | 79.25 | 1
2023/24 | 305.75 | 79.25 | 3
2023/24 | 306.25 | 79.25 | 1
2023/24 | 306.75 | 79.25 | 3
2023/24 | 307.75 | 79.25 | 4
2023/24 | 308.25 | 79.25 | 1
2023/24 | 309.25 | 79.25 | 1
2023/24 | 310.75 | 79.25 | 2
2023/24 | 311.25 | 79.25 | 1
2023/24 | 311.75 | 79.25 | 1
2023/24 | 313.75 | 79.25 | 3
2023/24 | 315.25 | 79.25 | 1
2023/24 | 316.25 | 79.25 | 2
2023/24 | 316.75 | 79.25 | 3
2023/24 | 317.25 | 79.25 | 1
2023/24 | 317.75 | 79.25 | 3
2023/24 | 318.25 | 79.25 | 4
2023/24 | 319.75 | 79.25 | 1
2023/24 | 320.25 | 79.25 | 2
2023/24 | 321.25 | 79.25 | 1
2023/24 | 321.75 | 79.25 | 3
2023/24 | 324.75 | 79.25 | 1
2023/24 | 326.75 | 79.25 | 1
2023/24 | 327.25 | 79.25 | 1
2023/24 | 328.25 | 79.25 | 1
2023/24 | 328.75 | 79.25 | 1
2023/24 | 329.75 | 79.25 | 1
2023/24 | 330.75 | 79.25 | 1
2023/24 | 331.25 | 79.25 | 3
2023/24 | 331.75 | 79.25 | 1
2023/24 | 334.25 | 79.25 | 2
2023/24 | 335.25 | 79.25 | 1
2023/24 | 335.75 | 79.25 | 1
2023/24 | 338.25 | 79.25 | 1
2023/24 | 339.75 | 79.25 | 2
2023/24 | 345.75 | 79.25 | 1
2023/24 | 348.25 | 79.25 | 1
2023/24 | 355.25 | 79.25 | 1
2023/24 | 358.75 | 79.25 | 1
2023/24 | 363.25 | 79.25 | 1
2023/24 | 364.75 | 79.25 | 1
2023/24 | 371.25 | 79.25 | 1
2023/24 | 112.25 | 79.75 | 1
2023/24 | 114.25 | 79.75 | 1
2023/24 | 117.25 | 79.75 | 1
2023/24 | 118.25 | 79.75 | 2
2023/24 | 118.75 | 79.75 | 1
2023/24 | 119.25 | 79.75 | 1
2023/24 | 119.75 | 79.75 | 1
2023/24 | 121.25 | 79.75 | 1
2023/24 | 122.25 | 79.75 | 1
2023/24 | 123.25 | 79.75 | 1
2023/24 | 123.75 | 79.75 | 1
2023/24 | 124.75 | 79.75 | 1
2023/24 | 125.25 | 79.75 | 1
2023/24 | 126.25 | 79.75 | 1
2023/24 | 126.75 | 79.75 | 2
2023/24 | 127.25 | 79.75 | 3
2023/24 | 127.75 | 79.75 | 2
2023/24 | 128.75 | 79.75 | 2
2023/24 | 129.25 | 79.75 | 4
2023/24 | 129.75 | 79.75 | 4
2023/24 | 130.25 | 79.75 | 5
2023/24 | 130.75 | 79.75 | 5
2023/24 | 131.25 | 79.75 | 6
2023/24 | 131.75 | 79.75 | 7
2023/24 | 132.25 | 79.75 | 6
2023/24 | 132.75 | 79.75 | 5
2023/24 | 133.25 | 79.75 | 6
2023/24 | 133.75 | 79.75 | 11
2023/24 | 134.25 | 79.75 | 7
2023/24 | 134.75 | 79.75 | 4
2023/24 | 135.25 | 79.75 | 10
2023/24 | 135.75 | 79.75 | 8
2023/24 | 136.25 | 79.75 | 9
2023/24 | 136.75 | 79.75 | 10
2023/24 | 137.25 | 79.75 | 9
2023/24 | 137.75 | 79.75 | 14
2023/24 | 138.25 | 79.75 | 10
2023/24 | 138.75 | 79.75 | 10
2023/24 | 139.25 | 79.75 | 20
2023/24 | 139.75 | 79.75 | 15
2023/24 | 140.25 | 79.75 | 11
2023/24 | 140.75 | 79.75 | 15
2023/24 | 141.25 | 79.75 | 12
2023/24 | 141.75 | 79.75 | 26
2023/24 | 142.25 | 79.75 | 17
2023/24 | 142.75 | 79.75 | 14
2023/24 | 143.25 | 79.75 | 19
2023/24 | 143.75 | 79.75 | 13
2023/24 | 144.25 | 79.75 | 19
2023/24 | 144.75 | 79.75 | 21
2023/24 | 145.25 | 79.75 | 21
2023/24 | 145.75 | 79.75 | 22
2023/24 | 146.25 | 79.75 | 25
2023/24 | 146.75 | 79.75 | 31
2023/24 | 147.25 | 79.75 | 36
2023/24 | 147.75 | 79.75 | 36
2023/24 | 148.25 | 79.75 | 40
2023/24 | 148.75 | 79.75 | 54
2023/24 | 149.25 | 79.75 | 50
2023/24 | 149.75 | 79.75 | 39
2023/24 | 150.25 | 79.75 | 41
2023/24 | 150.75 | 79.75 | 53
2023/24 | 151.25 | 79.75 | 50
2023/24 | 151.75 | 79.75 | 56
2023/24 | 152.25 | 79.75 | 48
2023/24 | 152.75 | 79.75 | 57
2023/24 | 153.25 | 79.75 | 58
2023/24 | 153.75 | 79.75 | 58
2023/24 | 154.25 | 79.75 | 47
2023/24 | 154.75 | 79.75 | 54
2023/24 | 155.25 | 79.75 | 65
2023/24 | 155.75 | 79.75 | 87
2023/24 | 156.25 | 79.75 | 71
2023/24 | 156.75 | 79.75 | 66
2023/24 | 157.25 | 79.75 | 91
2023/24 | 157.75 | 79.75 | 83
2023/24 | 158.25 | 79.75 | 85
2023/24 | 158.75 | 79.75 | 91
2023/24 | 159.25 | 79.75 | 110
2023/24 | 159.75 | 79.75 | 93
2023/24 | 160.25 | 79.75 | 86
2023/24 | 160.75 | 79.75 | 117
2023/24 | 161.25 | 79.75 | 102
2023/24 | 161.75 | 79.75 | 106
2023/24 | 162.25 | 79.75 | 88
2023/24 | 162.75 | 79.75 | 119
2023/24 | 163.25 | 79.75 | 102
2023/24 | 163.75 | 79.75 | 123
2023/24 | 164.25 | 79.75 | 108
2023/24 | 164.75 | 79.75 | 123
2023/24 | 165.25 | 79.75 | 123
2023/24 | 165.75 | 79.75 | 150
2023/24 | 166.25 | 79.75 | 123
2023/24 | 166.75 | 79.75 | 119
2023/24 | 167.25 | 79.75 | 126
2023/24 | 167.75 | 79.75 | 111
2023/24 | 168.25 | 79.75 | 144
2023/24 | 168.75 | 79.75 | 134
2023/24 | 169.25 | 79.75 | 143
2023/24 | 169.75 | 79.75 | 128
2023/24 | 170.25 | 79.75 | 135
2023/24 | 170.75 | 79.75 | 150
2023/24 | 171.25 | 79.75 | 139
2023/24 | 171.75 | 79.75 | 135
2023/24 | 172.25 | 79.75 | 141
2023/24 | 172.75 | 79.75 | 175
2023/24 | 173.25 | 79.75 | 131
2023/24 | 173.75 | 79.75 | 134
2023/24 | 174.25 | 79.75 | 140
2023/24 | 174.75 | 79.75 | 134
2023/24 | 175.25 | 79.75 | 158
2023/24 | 175.75 | 79.75 | 156
2023/24 | 176.25 | 79.75 | 172
2023/24 | 176.75 | 79.75 | 172
2023/24 | 177.25 | 79.75 | 176
2023/24 | 177.75 | 79.75 | 160
2023/24 | 178.25 | 79.75 | 155
2023/24 | 178.75 | 79.75 | 154
2023/24 | 179.25 | 79.75 | 153
2023/24 | 179.75 | 79.75 | 163
2023/24 | 180.25 | 79.75 | 150
2023/24 | 180.75 | 79.75 | 157
2023/24 | 181.25 | 79.75 | 138
2023/24 | 181.75 | 79.75 | 158
2023/24 | 182.25 | 79.75 | 167
2023/24 | 182.75 | 79.75 | 146
2023/24 | 183.25 | 79.75 | 161
2023/24 | 183.75 | 79.75 | 145
2023/24 | 184.25 | 79.75 | 148
2023/24 | 184.75 | 79.75 | 142
2023/24 | 185.25 | 79.75 | 150
2023/24 | 185.75 | 79.75 | 128
2023/24 | 186.25 | 79.75 | 128
2023/24 | 186.75 | 79.75 | 137
2023/24 | 187.25 | 79.75 | 140
2023/24 | 187.75 | 79.75 | 142
2023/24 | 188.25 | 79.75 | 141
2023/24 | 188.75 | 79.75 | 122
2023/24 | 189.25 | 79.75 | 126
2023/24 | 189.75 | 79.75 | 106
2023/24 | 190.25 | 79.75 | 151
2023/24 | 190.75 | 79.75 | 129
2023/24 | 191.25 | 79.75 | 146
2023/24 | 191.75 | 79.75 | 133
2023/24 | 192.25 | 79.75 | 136
2023/24 | 192.75 | 79.75 | 128
2023/24 | 193.25 | 79.75 | 111
2023/24 | 193.75 | 79.75 | 133
2023/24 | 194.25 | 79.75 | 143
2023/24 | 194.75 | 79.75 | 129
2023/24 | 195.25 | 79.75 | 110
2023/24 | 195.75 | 79.75 | 94
2023/24 | 196.25 | 79.75 | 98
2023/24 | 196.75 | 79.75 | 102
2023/24 | 197.25 | 79.75 | 122
2023/24 | 197.75 | 79.75 | 107
2023/24 | 198.25 | 79.75 | 96
2023/24 | 198.75 | 79.75 | 106
2023/24 | 199.25 | 79.75 | 89
2023/24 | 199.75 | 79.75 | 97
2023/24 | 200.25 | 79.75 | 75
2023/24 | 200.75 | 79.75 | 96
2023/24 | 201.25 | 79.75 | 99
2023/24 | 201.75 | 79.75 | 95
2023/24 | 202.25 | 79.75 | 82
2023/24 | 202.75 | 79.75 | 89
2023/24 | 203.25 | 79.75 | 86
2023/24 | 203.75 | 79.75 | 64
2023/24 | 204.25 | 79.75 | 63
2023/24 | 204.75 | 79.75 | 76
2023/24 | 205.25 | 79.75 | 73
2023/24 | 205.75 | 79.75 | 105
2023/24 | 206.25 | 79.75 | 76
2023/24 | 206.75 | 79.75 | 65
2023/24 | 207.25 | 79.75 | 70
2023/24 | 207.75 | 79.75 | 75
2023/24 | 208.25 | 79.75 | 67
2023/24 | 208.75 | 79.75 | 64
2023/24 | 209.25 | 79.75 | 56
2023/24 | 209.75 | 79.75 | 67
2023/24 | 210.25 | 79.75 | 52
2023/24 | 210.75 | 79.75 | 54
2023/24 | 211.25 | 79.75 | 52
2023/24 | 211.75 | 79.75 | 40
2023/24 | 212.25 | 79.75 | 55
2023/24 | 212.75 | 79.75 | 56
2023/24 | 213.25 | 79.75 | 43
2023/24 | 213.75 | 79.75 | 53
2023/24 | 214.25 | 79.75 | 52
2023/24 | 214.75 | 79.75 | 53
2023/24 | 215.25 | 79.75 | 42
2023/24 | 215.75 | 79.75 | 40
2023/24 | 216.25 | 79.75 | 62
2023/24 | 216.75 | 79.75 | 35
2023/24 | 217.25 | 79.75 | 38
2023/24 | 217.75 | 79.75 | 44
2023/24 | 218.25 | 79.75 | 32
2023/24 | 218.75 | 79.75 | 36
2023/24 | 219.25 | 79.75 | 38
2023/24 | 219.75 | 79.75 | 32
2023/24 | 220.25 | 79.75 | 32
2023/24 | 220.75 | 79.75 | 37
2023/24 | 221.25 | 79.75 | 33
2023/24 | 221.75 | 79.75 | 27
2023/24 | 222.25 | 79.75 | 36
2023/24 | 222.75 | 79.75 | 39
2023/24 | 223.25 | 79.75 | 39
2023/24 | 223.75 | 79.75 | 28
2023/24 | 224.25 | 79.75 | 31
2023/24 | 224.75 | 79.75 | 31
2023/24 | 225.25 | 79.75 | 34
2023/24 | 225.75 | 79.75 | 31
2023/24 | 226.25 | 79.75 | 27
2023/24 | 226.75 | 79.75 | 26
2023/24 | 227.25 | 79.75 | 30
2023/24 | 227.75 | 79.75 | 33
2023/24 | 228.25 | 79.75 | 29
2023/24 | 228.75 | 79.75 | 24
2023/24 | 229.25 | 79.75 | 25
2023/24 | 229.75 | 79.75 | 26
2023/24 | 230.25 | 79.75 | 14
2023/24 | 230.75 | 79.75 | 19
2023/24 | 231.25 | 79.75 | 19
2023/24 | 231.75 | 79.75 | 23
2023/24 | 232.25 | 79.75 | 18
2023/24 | 232.75 | 79.75 | 20
2023/24 | 233.25 | 79.75 | 19
2023/24 | 233.75 | 79.75 | 22
2023/24 | 234.25 | 79.75 | 23
2023/24 | 234.75 | 79.75 | 22
2023/24 | 235.25 | 79.75 | 22
2023/24 | 235.75 | 79.75 | 18
2023/24 | 236.25 | 79.75 | 21
2023/24 | 236.75 | 79.75 | 17
2023/24 | 237.25 | 79.75 | 10
2023/24 | 237.75 | 79.75 | 13
2023/24 | 238.25 | 79.75 | 21
2023/24 | 238.75 | 79.75 | 10
2023/24 | 239.25 | 79.75 | 8
2023/24 | 239.75 | 79.75 | 17
2023/24 | 240.25 | 79.75 | 14
2023/24 | 240.75 | 79.75 | 14
2023/24 | 241.25 | 79.75 | 13
2023/24 | 241.75 | 79.75 | 11
2023/24 | 242.25 | 79.75 | 17
2023/24 | 242.75 | 79.75 | 13
2023/24 | 243.25 | 79.75 | 15
2023/24 | 243.75 | 79.75 | 13
2023/24 | 244.25 | 79.75 | 12
2023/24 | 244.75 | 79.75 | 9
2023/24 | 245.25 | 79.75 | 15
2023/24 | 245.75 | 79.75 | 11
2023/24 | 246.25 | 79.75 | 14
2023/24 | 246.75 | 79.75 | 13
2023/24 | 247.25 | 79.75 | 9
2023/24 | 247.75 | 79.75 | 18
2023/24 | 248.25 | 79.75 | 12
2023/24 | 248.75 | 79.75 | 8
2023/24 | 249.25 | 79.75 | 16
2023/24 | 249.75 | 79.75 | 12
2023/24 | 250.25 | 79.75 | 10
2023/24 | 250.75 | 79.75 | 13
2023/24 | 251.25 | 79.75 | 7
2023/24 | 251.75 | 79.75 | 8
2023/24 | 252.25 | 79.75 | 8
2023/24 | 252.75 | 79.75 | 5
2023/24 | 253.25 | 79.75 | 7
2023/24 | 253.75 | 79.75 | 10
2023/24 | 254.25 | 79.75 | 5
2023/24 | 254.75 | 79.75 | 13
2023/24 | 255.25 | 79.75 | 11
2023/24 | 255.75 | 79.75 | 7
2023/24 | 256.25 | 79.75 | 6
2023/24 | 256.75 | 79.75 | 9
2023/24 | 257.25 | 79.75 | 7
2023/24 | 257.75 | 79.75 | 8
2023/24 | 258.25 | 79.75 | 7
2023/24 | 258.75 | 79.75 | 5
2023/24 | 259.25 | 79.75 | 9
2023/24 | 259.75 | 79.75 | 7
2023/24 | 260.25 | 79.75 | 5
2023/24 | 260.75 | 79.75 | 9
2023/24 | 261.25 | 79.75 | 13
2023/24 | 261.75 | 79.75 | 8
2023/24 | 262.25 | 79.75 | 12
2023/24 | 262.75 | 79.75 | 1
2023/24 | 263.25 | 79.75 | 5
2023/24 | 263.75 | 79.75 | 5
2023/24 | 264.25 | 79.75 | 7
2023/24 | 264.75 | 79.75 | 8
2023/24 | 265.25 | 79.75 | 6
2023/24 | 265.75 | 79.75 | 4
2023/24 | 266.25 | 79.75 | 10
2023/24 | 266.75 | 79.75 | 9
2023/24 | 267.25 | 79.75 | 10
2023/24 | 267.75 | 79.75 | 7
2023/24 | 268.25 | 79.75 | 7
2023/24 | 268.75 | 79.75 | 5
2023/24 | 269.25 | 79.75 | 5
2023/24 | 269.75 | 79.75 | 2
2023/24 | 270.25 | 79.75 | 6
2023/24 | 270.75 | 79.75 | 7
2023/24 | 271.25 | 79.75 | 6
2023/24 | 271.75 | 79.75 | 6
2023/24 | 272.25 | 79.75 | 7
2023/24 | 273.25 | 79.75 | 2
2023/24 | 273.75 | 79.75 | 5
2023/24 | 274.25 | 79.75 | 4
2023/24 | 274.75 | 79.75 | 5
2023/24 | 275.25 | 79.75 | 2
2023/24 | 275.75 | 79.75 | 3
2023/24 | 276.25 | 79.75 | 3
2023/24 | 276.75 | 79.75 | 7
2023/24 | 277.25 | 79.75 | 4
2023/24 | 277.75 | 79.75 | 5
2023/24 | 278.25 | 79.75 | 5
2023/24 | 278.75 | 79.75 | 7
2023/24 | 279.25 | 79.75 | 4
2023/24 | 279.75 | 79.75 | 3
2023/24 | 280.25 | 79.75 | 3
2023/24 | 280.75 | 79.75 | 3
2023/24 | 281.25 | 79.75 | 4
2023/24 | 281.75 | 79.75 | 5
2023/24 | 282.25 | 79.75 | 5
2023/24 | 282.75 | 79.75 | 2
2023/24 | 283.25 | 79.75 | 4
2023/24 | 283.75 | 79.75 | 5
2023/24 | 284.25 | 79.75 | 1
2023/24 | 284.75 | 79.75 | 3
2023/24 | 285.25 | 79.75 | 10
2023/24 | 285.75 | 79.75 | 5
2023/24 | 286.25 | 79.75 | 2
2023/24 | 286.75 | 79.75 | 2
2023/24 | 287.25 | 79.75 | 2
2023/24 | 287.75 | 79.75 | 6
2023/24 | 288.25 | 79.75 | 4
2023/24 | 288.75 | 79.75 | 2
2023/24 | 289.75 | 79.75 | 2
2023/24 | 290.25 | 79.75 | 6
2023/24 | 290.75 | 79.75 | 8
2023/24 | 291.25 | 79.75 | 1
2023/24 | 291.75 | 79.75 | 2
2023/24 | 292.25 | 79.75 | 5
2023/24 | 292.75 | 79.75 | 2
2023/24 | 293.25 | 79.75 | 1
2023/24 | 293.75 | 79.75 | 2
2023/24 | 294.75 | 79.75 | 2
2023/24 | 295.25 | 79.75 | 4
2023/24 | 295.75 | 79.75 | 2
2023/24 | 296.25 | 79.75 | 1
2023/24 | 297.25 | 79.75 | 3
2023/24 | 298.25 | 79.75 | 3
2023/24 | 298.75 | 79.75 | 2
2023/24 | 299.25 | 79.75 | 1
2023/24 | 300.25 | 79.75 | 4
2023/24 | 301.25 | 79.75 | 1
2023/24 | 301.75 | 79.75 | 1
2023/24 | 302.25 | 79.75 | 4
2023/24 | 302.75 | 79.75 | 2
2023/24 | 303.25 | 79.75 | 1
2023/24 | 303.75 | 79.75 | 2
2023/24 | 304.25 | 79.75 | 2
2023/24 | 305.25 | 79.75 | 1
2023/24 | 305.75 | 79.75 | 1
2023/24 | 306.25 | 79.75 | 2
2023/24 | 306.75 | 79.75 | 3
2023/24 | 307.25 | 79.75 | 2
2023/24 | 307.75 | 79.75 | 2
2023/24 | 308.25 | 79.75 | 1
2023/24 | 308.75 | 79.75 | 2
2023/24 | 309.75 | 79.75 | 5
2023/24 | 310.25 | 79.75 | 2
2023/24 | 311.25 | 79.75 | 3
2023/24 | 311.75 | 79.75 | 1
2023/24 | 312.25 | 79.75 | 3
2023/24 | 313.75 | 79.75 | 2
2023/24 | 314.25 | 79.75 | 1
2023/24 | 315.75 | 79.75 | 1
2023/24 | 317.75 | 79.75 | 1
2023/24 | 320.25 | 79.75 | 2
2023/24 | 320.75 | 79.75 | 1
2023/24 | 321.25 | 79.75 | 4
2023/24 | 321.75 | 79.75 | 1
2023/24 | 323.75 | 79.75 | 1
2023/24 | 325.25 | 79.75 | 1
2023/24 | 328.25 | 79.75 | 1
2023/24 | 329.25 | 79.75 | 2
2023/24 | 334.75 | 79.75 | 2
2023/24 | 335.75 | 79.75 | 1
2023/24 | 337.25 | 79.75 | 1
2023/24 | 338.75 | 79.75 | 1
2023/24 | 343.75 | 79.75 | 1
2023/24 | 344.25 | 79.75 | 2
2023/24 | 346.25 | 79.75 | 1
2023/24 | 346.75 | 79.75 | 1
2023/24 | 348.25 | 79.75 | 1
2023/24 | 358.25 | 79.75 | 1
2023/24 | 358.75 | 79.75 | 1
2023/24 | 359.75 | 79.75 | 2
2023/24 | 360.25 | 79.75 | 1
2023/24 | 361.75 | 79.75 | 1
2023/24 | 363.25 | 79.75 | 1
2023/24 | 375.25 | 79.75 | 1
2023/24 | 378.25 | 79.75 | 1
2023/24 | 379.25 | 79.75 | 1
2023/24 | 387.25 | 79.75 | 1
2023/24 | 432.75 | 79.75 | 1
2023/24 | 103.25 | 80.25 | 1
2023/24 | 111.75 | 80.25 | 1
2023/24 | 113.25 | 80.25 | 1
2023/24 | 114.25 | 80.25 | 1
2023/24 | 115.75 | 80.25 | 1
2023/24 | 117.75 | 80.25 | 1
2023/24 | 119.75 | 80.25 | 2
2023/24 | 121.75 | 80.25 | 1
2023/24 | 122.25 | 80.25 | 1
2023/24 | 123.75 | 80.25 | 1
2023/24 | 124.25 | 80.25 | 2
2023/24 | 124.75 | 80.25 | 1
2023/24 | 125.75 | 80.25 | 2
2023/24 | 126.25 | 80.25 | 3
2023/24 | 126.75 | 80.25 | 2
2023/24 | 127.25 | 80.25 | 4
2023/24 | 127.75 | 80.25 | 3
2023/24 | 128.25 | 80.25 | 2
2023/24 | 128.75 | 80.25 | 3
2023/24 | 129.25 | 80.25 | 3
2023/24 | 129.75 | 80.25 | 2
2023/24 | 130.25 | 80.25 | 3
2023/24 | 130.75 | 80.25 | 3
2023/24 | 131.25 | 80.25 | 4
2023/24 | 131.75 | 80.25 | 4
2023/24 | 132.25 | 80.25 | 1
2023/24 | 132.75 | 80.25 | 6
2023/24 | 133.25 | 80.25 | 5
2023/24 | 133.75 | 80.25 | 5
2023/24 | 134.25 | 80.25 | 6
2023/24 | 134.75 | 80.25 | 7
2023/24 | 135.25 | 80.25 | 2
2023/24 | 135.75 | 80.25 | 8
2023/24 | 136.25 | 80.25 | 6
2023/24 | 136.75 | 80.25 | 7
2023/24 | 137.25 | 80.25 | 7
2023/24 | 137.75 | 80.25 | 9
2023/24 | 138.25 | 80.25 | 10
2023/24 | 138.75 | 80.25 | 7
2023/24 | 139.25 | 80.25 | 15
2023/24 | 139.75 | 80.25 | 12
2023/24 | 140.25 | 80.25 | 15
2023/24 | 140.75 | 80.25 | 11
2023/24 | 141.25 | 80.25 | 17
2023/24 | 141.75 | 80.25 | 20
2023/24 | 142.25 | 80.25 | 9
2023/24 | 142.75 | 80.25 | 18
2023/24 | 143.25 | 80.25 | 11
2023/24 | 143.75 | 80.25 | 12
2023/24 | 144.25 | 80.25 | 15
2023/24 | 144.75 | 80.25 | 32
2023/24 | 145.25 | 80.25 | 29
2023/24 | 145.75 | 80.25 | 17
2023/24 | 146.25 | 80.25 | 35
2023/24 | 146.75 | 80.25 | 35
2023/24 | 147.25 | 80.25 | 34
2023/24 | 147.75 | 80.25 | 32
2023/24 | 148.25 | 80.25 | 31
2023/24 | 148.75 | 80.25 | 40
2023/24 | 149.25 | 80.25 | 44
2023/24 | 149.75 | 80.25 | 40
2023/24 | 150.25 | 80.25 | 38
2023/24 | 150.75 | 80.25 | 55
2023/24 | 151.25 | 80.25 | 36
2023/24 | 151.75 | 80.25 | 54
2023/24 | 152.25 | 80.25 | 51
2023/24 | 152.75 | 80.25 | 50
2023/24 | 153.25 | 80.25 | 42
2023/24 | 153.75 | 80.25 | 71
2023/24 | 154.25 | 80.25 | 58
2023/24 | 154.75 | 80.25 | 67
2023/24 | 155.25 | 80.25 | 56
2023/24 | 155.75 | 80.25 | 54
2023/24 | 156.25 | 80.25 | 63
2023/24 | 156.75 | 80.25 | 55
2023/24 | 157.25 | 80.25 | 84
2023/24 | 157.75 | 80.25 | 82
2023/24 | 158.25 | 80.25 | 74
2023/24 | 158.75 | 80.25 | 65
2023/24 | 159.25 | 80.25 | 84
2023/24 | 159.75 | 80.25 | 72
2023/24 | 160.25 | 80.25 | 92
2023/24 | 160.75 | 80.25 | 97
2023/24 | 161.25 | 80.25 | 82
2023/24 | 161.75 | 80.25 | 97
2023/24 | 162.25 | 80.25 | 91
2023/24 | 162.75 | 80.25 | 89
2023/24 | 163.25 | 80.25 | 104
2023/24 | 163.75 | 80.25 | 107
2023/24 | 164.25 | 80.25 | 106
2023/24 | 164.75 | 80.25 | 104
2023/24 | 165.25 | 80.25 | 110
2023/24 | 165.75 | 80.25 | 120
2023/24 | 166.25 | 80.25 | 128
2023/24 | 166.75 | 80.25 | 123
2023/24 | 167.25 | 80.25 | 142
2023/24 | 167.75 | 80.25 | 118
2023/24 | 168.25 | 80.25 | 150
2023/24 | 168.75 | 80.25 | 110
2023/24 | 169.25 | 80.25 | 116
2023/24 | 169.75 | 80.25 | 128
2023/24 | 170.25 | 80.25 | 133
2023/24 | 170.75 | 80.25 | 138
2023/24 | 171.25 | 80.25 | 129
2023/24 | 171.75 | 80.25 | 142
2023/24 | 172.25 | 80.25 | 120
2023/24 | 172.75 | 80.25 | 154
2023/24 | 173.25 | 80.25 | 139
2023/24 | 173.75 | 80.25 | 134
2023/24 | 174.25 | 80.25 | 128
2023/24 | 174.75 | 80.25 | 158
2023/24 | 175.25 | 80.25 | 176
2023/24 | 175.75 | 80.25 | 144
2023/24 | 176.25 | 80.25 | 141
2023/24 | 176.75 | 80.25 | 148
2023/24 | 177.25 | 80.25 | 159
2023/24 | 177.75 | 80.25 | 155
2023/24 | 178.25 | 80.25 | 154
2023/24 | 178.75 | 80.25 | 149
2023/24 | 179.25 | 80.25 | 141
2023/24 | 179.75 | 80.25 | 136
2023/24 | 180.25 | 80.25 | 139
2023/24 | 180.75 | 80.25 | 165
2023/24 | 181.25 | 80.25 | 137
2023/24 | 181.75 | 80.25 | 145
2023/24 | 182.25 | 80.25 | 139
2023/24 | 182.75 | 80.25 | 154
2023/24 | 183.25 | 80.25 | 165
2023/24 | 183.75 | 80.25 | 137
2023/24 | 184.25 | 80.25 | 148
2023/24 | 184.75 | 80.25 | 154
2023/24 | 185.25 | 80.25 | 171
2023/24 | 185.75 | 80.25 | 136
2023/24 | 186.25 | 80.25 | 153
2023/24 | 186.75 | 80.25 | 147
2023/24 | 187.25 | 80.25 | 113
2023/24 | 187.75 | 80.25 | 139
2023/24 | 188.25 | 80.25 | 126
2023/24 | 188.75 | 80.25 | 159
2023/24 | 189.25 | 80.25 | 150
2023/24 | 189.75 | 80.25 | 120
2023/24 | 190.25 | 80.25 | 135
2023/24 | 190.75 | 80.25 | 123
2023/24 | 191.25 | 80.25 | 111
2023/24 | 191.75 | 80.25 | 150
2023/24 | 192.25 | 80.25 | 123
2023/24 | 192.75 | 80.25 | 117
2023/24 | 193.25 | 80.25 | 134
2023/24 | 193.75 | 80.25 | 131
2023/24 | 194.25 | 80.25 | 106
2023/24 | 194.75 | 80.25 | 125
2023/24 | 195.25 | 80.25 | 133
2023/24 | 195.75 | 80.25 | 122
2023/24 | 196.25 | 80.25 | 119
2023/24 | 196.75 | 80.25 | 122
2023/24 | 197.25 | 80.25 | 115
2023/24 | 197.75 | 80.25 | 123
2023/24 | 198.25 | 80.25 | 127
2023/24 | 198.75 | 80.25 | 109
2023/24 | 199.25 | 80.25 | 105
2023/24 | 199.75 | 80.25 | 92
2023/24 | 200.25 | 80.25 | 91
2023/24 | 200.75 | 80.25 | 96
2023/24 | 201.25 | 80.25 | 93
2023/24 | 201.75 | 80.25 | 96
2023/24 | 202.25 | 80.25 | 85
2023/24 | 202.75 | 80.25 | 86
2023/24 | 203.25 | 80.25 | 73
2023/24 | 203.75 | 80.25 | 83
2023/24 | 204.25 | 80.25 | 68
2023/24 | 204.75 | 80.25 | 84
2023/24 | 205.25 | 80.25 | 86
2023/24 | 205.75 | 80.25 | 76
2023/24 | 206.25 | 80.25 | 87
2023/24 | 206.75 | 80.25 | 70
2023/24 | 207.25 | 80.25 | 79
2023/24 | 207.75 | 80.25 | 55
2023/24 | 208.25 | 80.25 | 59
2023/24 | 208.75 | 80.25 | 64
2023/24 | 209.25 | 80.25 | 66
2023/24 | 209.75 | 80.25 | 56
2023/24 | 210.25 | 80.25 | 52
2023/24 | 210.75 | 80.25 | 50
2023/24 | 211.25 | 80.25 | 55
2023/24 | 211.75 | 80.25 | 54
2023/24 | 212.25 | 80.25 | 69
2023/24 | 212.75 | 80.25 | 54
2023/24 | 213.25 | 80.25 | 46
2023/24 | 213.75 | 80.25 | 53
2023/24 | 214.25 | 80.25 | 42
2023/24 | 214.75 | 80.25 | 57
2023/24 | 215.25 | 80.25 | 39
2023/24 | 215.75 | 80.25 | 44
2023/24 | 216.25 | 80.25 | 41
2023/24 | 216.75 | 80.25 | 38
2023/24 | 217.25 | 80.25 | 52
2023/24 | 217.75 | 80.25 | 40
2023/24 | 218.25 | 80.25 | 32
2023/24 | 218.75 | 80.25 | 47
2023/24 | 219.25 | 80.25 | 43
2023/24 | 219.75 | 80.25 | 39
2023/24 | 220.25 | 80.25 | 32
2023/24 | 220.75 | 80.25 | 42
2023/24 | 221.25 | 80.25 | 34
2023/24 | 221.75 | 80.25 | 19
2023/24 | 222.25 | 80.25 | 30
2023/24 | 222.75 | 80.25 | 32
2023/24 | 223.25 | 80.25 | 30
2023/24 | 223.75 | 80.25 | 35
2023/24 | 224.25 | 80.25 | 28
2023/24 | 224.75 | 80.25 | 25
2023/24 | 225.25 | 80.25 | 38
2023/24 | 225.75 | 80.25 | 34
2023/24 | 226.25 | 80.25 | 20
2023/24 | 226.75 | 80.25 | 37
2023/24 | 227.25 | 80.25 | 23
2023/24 | 227.75 | 80.25 | 28
2023/24 | 228.25 | 80.25 | 21
2023/24 | 228.75 | 80.25 | 14
2023/24 | 229.25 | 80.25 | 33
2023/24 | 229.75 | 80.25 | 28
2023/24 | 230.25 | 80.25 | 22
2023/24 | 230.75 | 80.25 | 19
2023/24 | 231.25 | 80.25 | 23
2023/24 | 231.75 | 80.25 | 19
2023/24 | 232.25 | 80.25 | 23
2023/24 | 232.75 | 80.25 | 24
2023/24 | 233.25 | 80.25 | 17
2023/24 | 233.75 | 80.25 | 21
2023/24 | 234.25 | 80.25 | 25
2023/24 | 234.75 | 80.25 | 29
2023/24 | 235.25 | 80.25 | 21
2023/24 | 235.75 | 80.25 | 20
2023/24 | 236.25 | 80.25 | 20
2023/24 | 236.75 | 80.25 | 22
2023/24 | 237.25 | 80.25 | 17
2023/24 | 237.75 | 80.25 | 19
2023/24 | 238.25 | 80.25 | 22
2023/24 | 238.75 | 80.25 | 21
2023/24 | 239.25 | 80.25 | 13
2023/24 | 239.75 | 80.25 | 19
2023/24 | 240.25 | 80.25 | 17
2023/24 | 240.75 | 80.25 | 18
2023/24 | 241.25 | 80.25 | 13
2023/24 | 241.75 | 80.25 | 15
2023/24 | 242.25 | 80.25 | 16
2023/24 | 242.75 | 80.25 | 14
2023/24 | 243.25 | 80.25 | 21
2023/24 | 243.75 | 80.25 | 10
2023/24 | 244.25 | 80.25 | 13
2023/24 | 244.75 | 80.25 | 15
2023/24 | 245.25 | 80.25 | 10
2023/24 | 245.75 | 80.25 | 11
2023/24 | 246.25 | 80.25 | 8
2023/24 | 246.75 | 80.25 | 14
2023/24 | 247.25 | 80.25 | 20
2023/24 | 247.75 | 80.25 | 15
2023/24 | 248.25 | 80.25 | 19
2023/24 | 248.75 | 80.25 | 8
2023/24 | 249.25 | 80.25 | 12
2023/24 | 249.75 | 80.25 | 15
2023/24 | 250.25 | 80.25 | 14
2023/24 | 250.75 | 80.25 | 9
2023/24 | 251.25 | 80.25 | 9
2023/24 | 251.75 | 80.25 | 9
2023/24 | 252.25 | 80.25 | 14
2023/24 | 252.75 | 80.25 | 6
2023/24 | 253.25 | 80.25 | 9
2023/24 | 253.75 | 80.25 | 10
2023/24 | 254.25 | 80.25 | 10
2023/24 | 254.75 | 80.25 | 15
2023/24 | 255.25 | 80.25 | 7
2023/24 | 255.75 | 80.25 | 13
2023/24 | 256.25 | 80.25 | 14
2023/24 | 256.75 | 80.25 | 13
2023/24 | 257.25 | 80.25 | 9
2023/24 | 257.75 | 80.25 | 7
2023/24 | 258.25 | 80.25 | 10
2023/24 | 258.75 | 80.25 | 8
2023/24 | 259.25 | 80.25 | 12
2023/24 | 259.75 | 80.25 | 7
2023/24 | 260.25 | 80.25 | 10
2023/24 | 260.75 | 80.25 | 9
2023/24 | 261.25 | 80.25 | 13
2023/24 | 261.75 | 80.25 | 19
2023/24 | 262.25 | 80.25 | 10
2023/24 | 262.75 | 80.25 | 7
2023/24 | 263.25 | 80.25 | 8
2023/24 | 263.75 | 80.25 | 7
2023/24 | 264.25 | 80.25 | 6
2023/24 | 264.75 | 80.25 | 8
2023/24 | 265.25 | 80.25 | 4
2023/24 | 265.75 | 80.25 | 4
2023/24 | 266.25 | 80.25 | 9
2023/24 | 266.75 | 80.25 | 4
2023/24 | 267.25 | 80.25 | 3
2023/24 | 267.75 | 80.25 | 6
2023/24 | 268.25 | 80.25 | 6
2023/24 | 268.75 | 80.25 | 3
2023/24 | 269.25 | 80.25 | 5
2023/24 | 269.75 | 80.25 | 3
2023/24 | 270.25 | 80.25 | 1
2023/24 | 270.75 | 80.25 | 6
2023/24 | 271.25 | 80.25 | 7
2023/24 | 271.75 | 80.25 | 9
2023/24 | 272.25 | 80.25 | 4
2023/24 | 272.75 | 80.25 | 1
2023/24 | 273.25 | 80.25 | 8
2023/24 | 273.75 | 80.25 | 2
2023/24 | 274.25 | 80.25 | 4
2023/24 | 274.75 | 80.25 | 5
2023/24 | 275.25 | 80.25 | 5
2023/24 | 275.75 | 80.25 | 6
2023/24 | 276.25 | 80.25 | 6
2023/24 | 276.75 | 80.25 | 1
2023/24 | 277.25 | 80.25 | 6
2023/24 | 277.75 | 80.25 | 6
2023/24 | 278.25 | 80.25 | 3
2023/24 | 278.75 | 80.25 | 1
2023/24 | 279.25 | 80.25 | 7
2023/24 | 279.75 | 80.25 | 5
2023/24 | 280.25 | 80.25 | 3
2023/24 | 280.75 | 80.25 | 4
2023/24 | 281.25 | 80.25 | 3
2023/24 | 281.75 | 80.25 | 2
2023/24 | 282.25 | 80.25 | 1
2023/24 | 282.75 | 80.25 | 3
2023/24 | 283.25 | 80.25 | 9
2023/24 | 283.75 | 80.25 | 3
2023/24 | 284.25 | 80.25 | 3
2023/24 | 284.75 | 80.25 | 2
2023/24 | 285.25 | 80.25 | 4
2023/24 | 285.75 | 80.25 | 2
2023/24 | 286.25 | 80.25 | 8
2023/24 | 286.75 | 80.25 | 3
2023/24 | 287.25 | 80.25 | 5
2023/24 | 287.75 | 80.25 | 4
2023/24 | 288.25 | 80.25 | 1
2023/24 | 288.75 | 80.25 | 5
2023/24 | 289.25 | 80.25 | 2
2023/24 | 289.75 | 80.25 | 4
2023/24 | 290.25 | 80.25 | 2
2023/24 | 290.75 | 80.25 | 4
2023/24 | 291.25 | 80.25 | 3
2023/24 | 291.75 | 80.25 | 4
2023/24 | 292.25 | 80.25 | 2
2023/24 | 292.75 | 80.25 | 2
2023/24 | 293.25 | 80.25 | 3
2023/24 | 293.75 | 80.25 | 2
2023/24 | 294.25 | 80.25 | 5
2023/24 | 294.75 | 80.25 | 4
2023/24 | 295.25 | 80.25 | 2
2023/24 | 295.75 | 80.25 | 1
2023/24 | 296.25 | 80.25 | 1
2023/24 | 296.75 | 80.25 | 3
2023/24 | 297.25 | 80.25 | 2
2023/24 | 297.75 | 80.25 | 6
2023/24 | 298.25 | 80.25 | 2
2023/24 | 298.75 | 80.25 | 1
2023/24 | 300.25 | 80.25 | 1
2023/24 | 300.75 | 80.25 | 3
2023/24 | 301.25 | 80.25 | 3
2023/24 | 301.75 | 80.25 | 2
2023/24 | 302.25 | 80.25 | 1
2023/24 | 302.75 | 80.25 | 2
2023/24 | 303.25 | 80.25 | 2
2023/24 | 305.25 | 80.25 | 2
2023/24 | 305.75 | 80.25 | 2
2023/24 | 306.25 | 80.25 | 1
2023/24 | 306.75 | 80.25 | 1
2023/24 | 307.75 | 80.25 | 1
2023/24 | 308.25 | 80.25 | 1
2023/24 | 308.75 | 80.25 | 1
2023/24 | 309.25 | 80.25 | 1
2023/24 | 309.75 | 80.25 | 3
2023/24 | 310.25 | 80.25 | 1
2023/24 | 310.75 | 80.25 | 1
2023/24 | 311.25 | 80.25 | 1
2023/24 | 312.25 | 80.25 | 3
2023/24 | 312.75 | 80.25 | 1
2023/24 | 313.25 | 80.25 | 3
2023/24 | 313.75 | 80.25 | 2
2023/24 | 314.75 | 80.25 | 1
2023/24 | 315.75 | 80.25 | 1
2023/24 | 316.25 | 80.25 | 2
2023/24 | 317.25 | 80.25 | 2
2023/24 | 317.75 | 80.25 | 2
2023/24 | 318.75 | 80.25 | 2
2023/24 | 319.25 | 80.25 | 2
2023/24 | 319.75 | 80.25 | 1
2023/24 | 320.25 | 80.25 | 1
2023/24 | 320.75 | 80.25 | 1
2023/24 | 321.25 | 80.25 | 1
2023/24 | 322.75 | 80.25 | 2
2023/24 | 323.75 | 80.25 | 1
2023/24 | 324.25 | 80.25 | 1
2023/24 | 324.75 | 80.25 | 1
2023/24 | 325.25 | 80.25 | 2
2023/24 | 325.75 | 80.25 | 1
2023/24 | 326.75 | 80.25 | 1
2023/24 | 327.75 | 80.25 | 1
2023/24 | 328.75 | 80.25 | 2
2023/24 | 329.25 | 80.25 | 3
2023/24 | 329.75 | 80.25 | 1
2023/24 | 333.25 | 80.25 | 1
2023/24 | 335.25 | 80.25 | 2
2023/24 | 336.25 | 80.25 | 1
2023/24 | 337.75 | 80.25 | 2
2023/24 | 340.75 | 80.25 | 1
2023/24 | 341.75 | 80.25 | 2
2023/24 | 342.75 | 80.25 | 1
2023/24 | 343.75 | 80.25 | 1
2023/24 | 345.25 | 80.25 | 1
2023/24 | 346.75 | 80.25 | 2
2023/24 | 354.25 | 80.25 | 1
2023/24 | 356.25 | 80.25 | 1
2023/24 | 358.75 | 80.25 | 2
2023/24 | 362.75 | 80.25 | 1
2023/24 | 364.25 | 80.25 | 1
2023/24 | 364.75 | 80.25 | 1
2023/24 | 370.75 | 80.25 | 1
2023/24 | 386.25 | 80.25 | 1
2023/24 | 399.75 | 80.25 | 1
2023/24 | 112.75 | 80.75 | 1
2023/24 | 119.25 | 80.75 | 1
2023/24 | 119.75 | 80.75 | 3
2023/24 | 120.75 | 80.75 | 1
2023/24 | 121.25 | 80.75 | 1
2023/24 | 121.75 | 80.75 | 1
2023/24 | 123.75 | 80.75 | 1
2023/24 | 124.25 | 80.75 | 2
2023/24 | 124.75 | 80.75 | 1
2023/24 | 125.25 | 80.75 | 2
2023/24 | 125.75 | 80.75 | 3
2023/24 | 126.25 | 80.75 | 3
2023/24 | 127.75 | 80.75 | 3
2023/24 | 128.25 | 80.75 | 1
2023/24 | 129.25 | 80.75 | 2
2023/24 | 129.75 | 80.75 | 1
2023/24 | 130.25 | 80.75 | 4
2023/24 | 130.75 | 80.75 | 6
2023/24 | 131.25 | 80.75 | 2
2023/24 | 132.25 | 80.75 | 5
2023/24 | 132.75 | 80.75 | 1
2023/24 | 133.25 | 80.75 | 2
2023/24 | 133.75 | 80.75 | 4
2023/24 | 134.25 | 80.75 | 4
2023/24 | 134.75 | 80.75 | 4
2023/24 | 135.25 | 80.75 | 5
2023/24 | 135.75 | 80.75 | 5
2023/24 | 136.25 | 80.75 | 6
2023/24 | 136.75 | 80.75 | 9
2023/24 | 137.25 | 80.75 | 10
2023/24 | 137.75 | 80.75 | 7
2023/24 | 138.25 | 80.75 | 12
2023/24 | 138.75 | 80.75 | 8
2023/24 | 139.25 | 80.75 | 1
2023/24 | 139.75 | 80.75 | 12
2023/24 | 140.25 | 80.75 | 10
2023/24 | 140.75 | 80.75 | 7
2023/24 | 141.25 | 80.75 | 9
2023/24 | 141.75 | 80.75 | 12
2023/24 | 142.25 | 80.75 | 10
2023/24 | 142.75 | 80.75 | 9
2023/24 | 143.25 | 80.75 | 20
2023/24 | 143.75 | 80.75 | 19
2023/24 | 144.25 | 80.75 | 13
2023/24 | 144.75 | 80.75 | 23
2023/24 | 145.25 | 80.75 | 15
2023/24 | 145.75 | 80.75 | 25
2023/24 | 146.25 | 80.75 | 32
2023/24 | 146.75 | 80.75 | 23
2023/24 | 147.25 | 80.75 | 24
2023/24 | 147.75 | 80.75 | 28
2023/24 | 148.25 | 80.75 | 20
2023/24 | 148.75 | 80.75 | 34
2023/24 | 149.25 | 80.75 | 23
2023/24 | 149.75 | 80.75 | 43
2023/24 | 150.25 | 80.75 | 39
2023/24 | 150.75 | 80.75 | 33
2023/24 | 151.25 | 80.75 | 36
2023/24 | 151.75 | 80.75 | 40
2023/24 | 152.25 | 80.75 | 58
2023/24 | 152.75 | 80.75 | 46
2023/24 | 153.25 | 80.75 | 57
2023/24 | 153.75 | 80.75 | 52
2023/24 | 154.25 | 80.75 | 59
2023/24 | 154.75 | 80.75 | 44
2023/24 | 155.25 | 80.75 | 50
2023/24 | 155.75 | 80.75 | 59
2023/24 | 156.25 | 80.75 | 77
2023/24 | 156.75 | 80.75 | 63
2023/24 | 157.25 | 80.75 | 73
2023/24 | 157.75 | 80.75 | 61
2023/24 | 158.25 | 80.75 | 71
2023/24 | 158.75 | 80.75 | 64
2023/24 | 159.25 | 80.75 | 79
2023/24 | 159.75 | 80.75 | 64
2023/24 | 160.25 | 80.75 | 75
2023/24 | 160.75 | 80.75 | 87
2023/24 | 161.25 | 80.75 | 97
2023/24 | 161.75 | 80.75 | 81
2023/24 | 162.25 | 80.75 | 99
2023/24 | 162.75 | 80.75 | 86
2023/24 | 163.25 | 80.75 | 98
2023/24 | 163.75 | 80.75 | 109
2023/24 | 164.25 | 80.75 | 90
2023/24 | 164.75 | 80.75 | 123
2023/24 | 165.25 | 80.75 | 99
2023/24 | 165.75 | 80.75 | 107
2023/24 | 166.25 | 80.75 | 124
2023/24 | 166.75 | 80.75 | 110
2023/24 | 167.25 | 80.75 | 133
2023/24 | 167.75 | 80.75 | 116
2023/24 | 168.25 | 80.75 | 119
2023/24 | 168.75 | 80.75 | 126
2023/24 | 169.25 | 80.75 | 126
2023/24 | 169.75 | 80.75 | 112
2023/24 | 170.25 | 80.75 | 122
2023/24 | 170.75 | 80.75 | 137
2023/24 | 171.25 | 80.75 | 131
2023/24 | 171.75 | 80.75 | 159
2023/24 | 172.25 | 80.75 | 118
2023/24 | 172.75 | 80.75 | 125
2023/24 | 173.25 | 80.75 | 143
2023/24 | 173.75 | 80.75 | 135
2023/24 | 174.25 | 80.75 | 124
2023/24 | 174.75 | 80.75 | 165
2023/24 | 175.25 | 80.75 | 165
2023/24 | 175.75 | 80.75 | 126
2023/24 | 176.25 | 80.75 | 135
2023/24 | 176.75 | 80.75 | 149
2023/24 | 177.25 | 80.75 | 152
2023/24 | 177.75 | 80.75 | 156
2023/24 | 178.25 | 80.75 | 146
2023/24 | 178.75 | 80.75 | 151
2023/24 | 179.25 | 80.75 | 153
2023/24 | 179.75 | 80.75 | 145
2023/24 | 180.25 | 80.75 | 157
2023/24 | 180.75 | 80.75 | 137
2023/24 | 181.25 | 80.75 | 156
2023/24 | 181.75 | 80.75 | 165
2023/24 | 182.25 | 80.75 | 159
2023/24 | 182.75 | 80.75 | 139
2023/24 | 183.25 | 80.75 | 144
2023/24 | 183.75 | 80.75 | 156
2023/24 | 184.25 | 80.75 | 166
2023/24 | 184.75 | 80.75 | 136
2023/24 | 185.25 | 80.75 | 155
2023/24 | 185.75 | 80.75 | 152
2023/24 | 186.25 | 80.75 | 148
2023/24 | 186.75 | 80.75 | 140
2023/24 | 187.25 | 80.75 | 148
2023/24 | 187.75 | 80.75 | 147
2023/24 | 188.25 | 80.75 | 152
2023/24 | 188.75 | 80.75 | 153
2023/24 | 189.25 | 80.75 | 134
2023/24 | 189.75 | 80.75 | 117
2023/24 | 190.25 | 80.75 | 134
2023/24 | 190.75 | 80.75 | 139
2023/24 | 191.25 | 80.75 | 148
2023/24 | 191.75 | 80.75 | 116
2023/24 | 192.25 | 80.75 | 141
2023/24 | 192.75 | 80.75 | 130
2023/24 | 193.25 | 80.75 | 145
2023/24 | 193.75 | 80.75 | 140
2023/24 | 194.25 | 80.75 | 132
2023/24 | 194.75 | 80.75 | 108
2023/24 | 195.25 | 80.75 | 109
2023/24 | 195.75 | 80.75 | 132
2023/24 | 196.25 | 80.75 | 140
2023/24 | 196.75 | 80.75 | 130
2023/24 | 197.25 | 80.75 | 102
2023/24 | 197.75 | 80.75 | 133
2023/24 | 198.25 | 80.75 | 102
2023/24 | 198.75 | 80.75 | 113
2023/24 | 199.25 | 80.75 | 102
2023/24 | 199.75 | 80.75 | 92
2023/24 | 200.25 | 80.75 | 128
2023/24 | 200.75 | 80.75 | 100
2023/24 | 201.25 | 80.75 | 106
2023/24 | 201.75 | 80.75 | 84
2023/24 | 202.25 | 80.75 | 116
2023/24 | 202.75 | 80.75 | 87
2023/24 | 203.25 | 80.75 | 85
2023/24 | 203.75 | 80.75 | 80
2023/24 | 204.25 | 80.75 | 85
2023/24 | 204.75 | 80.75 | 70
2023/24 | 205.25 | 80.75 | 83
2023/24 | 205.75 | 80.75 | 85
2023/24 | 206.25 | 80.75 | 81
2023/24 | 206.75 | 80.75 | 83
2023/24 | 207.25 | 80.75 | 94
2023/24 | 207.75 | 80.75 | 49
2023/24 | 208.25 | 80.75 | 72
2023/24 | 208.75 | 80.75 | 78
2023/24 | 209.25 | 80.75 | 62
2023/24 | 209.75 | 80.75 | 55
2023/24 | 210.25 | 80.75 | 61
2023/24 | 210.75 | 80.75 | 62
2023/24 | 211.25 | 80.75 | 70
2023/24 | 211.75 | 80.75 | 47
2023/24 | 212.25 | 80.75 | 67
2023/24 | 212.75 | 80.75 | 54
2023/24 | 213.25 | 80.75 | 47
2023/24 | 213.75 | 80.75 | 58
2023/24 | 214.25 | 80.75 | 35
2023/24 | 214.75 | 80.75 | 53
2023/24 | 215.25 | 80.75 | 41
2023/24 | 215.75 | 80.75 | 46
2023/24 | 216.25 | 80.75 | 50
2023/24 | 216.75 | 80.75 | 36
2023/24 | 217.25 | 80.75 | 67
2023/24 | 217.75 | 80.75 | 36
2023/24 | 218.25 | 80.75 | 40
2023/24 | 218.75 | 80.75 | 47
2023/24 | 219.25 | 80.75 | 38
2023/24 | 219.75 | 80.75 | 30
2023/24 | 220.25 | 80.75 | 45
2023/24 | 220.75 | 80.75 | 31
2023/24 | 221.25 | 80.75 | 33
2023/24 | 221.75 | 80.75 | 31
2023/24 | 222.25 | 80.75 | 41
2023/24 | 222.75 | 80.75 | 36
2023/24 | 223.25 | 80.75 | 43
2023/24 | 223.75 | 80.75 | 28
2023/24 | 224.25 | 80.75 | 23
2023/24 | 224.75 | 80.75 | 25
2023/24 | 225.25 | 80.75 | 35
2023/24 | 225.75 | 80.75 | 25
2023/24 | 226.25 | 80.75 | 33
2023/24 | 226.75 | 80.75 | 26
2023/24 | 227.25 | 80.75 | 39
2023/24 | 227.75 | 80.75 | 40
2023/24 | 228.25 | 80.75 | 25
2023/24 | 228.75 | 80.75 | 29
2023/24 | 229.25 | 80.75 | 21
2023/24 | 229.75 | 80.75 | 33
2023/24 | 230.25 | 80.75 | 26
2023/24 | 230.75 | 80.75 | 30
2023/24 | 231.25 | 80.75 | 23
2023/24 | 231.75 | 80.75 | 27
2023/24 | 232.25 | 80.75 | 26
2023/24 | 232.75 | 80.75 | 19
2023/24 | 233.25 | 80.75 | 28
2023/24 | 233.75 | 80.75 | 27
2023/24 | 234.25 | 80.75 | 20
2023/24 | 234.75 | 80.75 | 18
2023/24 | 235.25 | 80.75 | 6
2023/24 | 235.75 | 80.75 | 31
2023/24 | 236.25 | 80.75 | 18
2023/24 | 236.75 | 80.75 | 17
2023/24 | 237.25 | 80.75 | 13
2023/24 | 237.75 | 80.75 | 22
2023/24 | 238.25 | 80.75 | 13
2023/24 | 238.75 | 80.75 | 18
2023/24 | 239.25 | 80.75 | 15
2023/24 | 239.75 | 80.75 | 16
2023/24 | 240.25 | 80.75 | 14
2023/24 | 240.75 | 80.75 | 17
2023/24 | 241.25 | 80.75 | 14
2023/24 | 241.75 | 80.75 | 15
2023/24 | 242.25 | 80.75 | 14
2023/24 | 242.75 | 80.75 | 15
2023/24 | 243.25 | 80.75 | 17
2023/24 | 243.75 | 80.75 | 18
2023/24 | 244.25 | 80.75 | 20
2023/24 | 244.75 | 80.75 | 19
2023/24 | 245.25 | 80.75 | 14
2023/24 | 245.75 | 80.75 | 9
2023/24 | 246.25 | 80.75 | 20
2023/24 | 246.75 | 80.75 | 21
2023/24 | 247.25 | 80.75 | 16
2023/24 | 247.75 | 80.75 | 17
2023/24 | 248.25 | 80.75 | 12
2023/24 | 248.75 | 80.75 | 11
2023/24 | 249.25 | 80.75 | 6
2023/24 | 249.75 | 80.75 | 14
2023/24 | 250.25 | 80.75 | 20
2023/24 | 250.75 | 80.75 | 9
2023/24 | 251.25 | 80.75 | 8
2023/24 | 251.75 | 80.75 | 10
2023/24 | 252.25 | 80.75 | 6
2023/24 | 252.75 | 80.75 | 8
2023/24 | 253.25 | 80.75 | 19
2023/24 | 253.75 | 80.75 | 14
2023/24 | 254.25 | 80.75 | 13
2023/24 | 254.75 | 80.75 | 6
2023/24 | 255.25 | 80.75 | 10
2023/24 | 255.75 | 80.75 | 14
2023/24 | 256.25 | 80.75 | 9
2023/24 | 256.75 | 80.75 | 8
2023/24 | 257.25 | 80.75 | 10
2023/24 | 257.75 | 80.75 | 11
2023/24 | 258.25 | 80.75 | 10
2023/24 | 258.75 | 80.75 | 12
2023/24 | 259.25 | 80.75 | 14
2023/24 | 259.75 | 80.75 | 14
2023/24 | 260.25 | 80.75 | 6
2023/24 | 260.75 | 80.75 | 13
2023/24 | 261.25 | 80.75 | 9
2023/24 | 261.75 | 80.75 | 10
2023/24 | 262.25 | 80.75 | 15
2023/24 | 262.75 | 80.75 | 8
2023/24 | 263.25 | 80.75 | 8
2023/24 | 263.75 | 80.75 | 9
2023/24 | 264.25 | 80.75 | 12
2023/24 | 264.75 | 80.75 | 12
2023/24 | 265.25 | 80.75 | 4
2023/24 | 265.75 | 80.75 | 4
2023/24 | 266.25 | 80.75 | 9
2023/24 | 266.75 | 80.75 | 8
2023/24 | 267.25 | 80.75 | 6
2023/24 | 267.75 | 80.75 | 9
2023/24 | 268.25 | 80.75 | 6
2023/24 | 268.75 | 80.75 | 4
2023/24 | 269.25 | 80.75 | 5
2023/24 | 269.75 | 80.75 | 6
2023/24 | 270.25 | 80.75 | 10
2023/24 | 270.75 | 80.75 | 10
2023/24 | 271.25 | 80.75 | 8
2023/24 | 271.75 | 80.75 | 7
2023/24 | 272.25 | 80.75 | 5
2023/24 | 272.75 | 80.75 | 4
2023/24 | 273.25 | 80.75 | 4
2023/24 | 273.75 | 80.75 | 4
2023/24 | 274.25 | 80.75 | 5
2023/24 | 274.75 | 80.75 | 1
2023/24 | 275.25 | 80.75 | 5
2023/24 | 275.75 | 80.75 | 7
2023/24 | 276.25 | 80.75 | 4
2023/24 | 276.75 | 80.75 | 9
2023/24 | 277.25 | 80.75 | 11
2023/24 | 277.75 | 80.75 | 3
2023/24 | 278.25 | 80.75 | 7
2023/24 | 278.75 | 80.75 | 5
2023/24 | 279.25 | 80.75 | 6
2023/24 | 279.75 | 80.75 | 1
2023/24 | 280.25 | 80.75 | 5
2023/24 | 280.75 | 80.75 | 2
2023/24 | 281.25 | 80.75 | 3
2023/24 | 281.75 | 80.75 | 3
2023/24 | 282.25 | 80.75 | 2
2023/24 | 282.75 | 80.75 | 14
2023/24 | 283.25 | 80.75 | 5
2023/24 | 283.75 | 80.75 | 6
2023/24 | 284.25 | 80.75 | 4
2023/24 | 284.75 | 80.75 | 5
2023/24 | 285.25 | 80.75 | 3
2023/24 | 285.75 | 80.75 | 5
2023/24 | 286.25 | 80.75 | 4
2023/24 | 286.75 | 80.75 | 4
2023/24 | 287.25 | 80.75 | 5
2023/24 | 287.75 | 80.75 | 1
2023/24 | 288.25 | 80.75 | 5
2023/24 | 288.75 | 80.75 | 6
2023/24 | 289.25 | 80.75 | 2
2023/24 | 289.75 | 80.75 | 8
2023/24 | 290.25 | 80.75 | 5
2023/24 | 290.75 | 80.75 | 2
2023/24 | 291.25 | 80.75 | 2
2023/24 | 292.25 | 80.75 | 6
2023/24 | 292.75 | 80.75 | 3
2023/24 | 293.25 | 80.75 | 2
2023/24 | 293.75 | 80.75 | 2
2023/24 | 294.25 | 80.75 | 4
2023/24 | 294.75 | 80.75 | 1
2023/24 | 295.25 | 80.75 | 6
2023/24 | 295.75 | 80.75 | 6
2023/24 | 296.25 | 80.75 | 2
2023/24 | 297.25 | 80.75 | 4
2023/24 | 297.75 | 80.75 | 3
2023/24 | 298.75 | 80.75 | 3
2023/24 | 299.25 | 80.75 | 2
2023/24 | 299.75 | 80.75 | 4
2023/24 | 300.25 | 80.75 | 2
2023/24 | 300.75 | 80.75 | 3
2023/24 | 301.25 | 80.75 | 4
2023/24 | 301.75 | 80.75 | 2
2023/24 | 302.75 | 80.75 | 1
2023/24 | 303.25 | 80.75 | 2
2023/24 | 304.25 | 80.75 | 2
2023/24 | 304.75 | 80.75 | 3
2023/24 | 305.25 | 80.75 | 3
2023/24 | 305.75 | 80.75 | 1
2023/24 | 307.25 | 80.75 | 1
2023/24 | 307.75 | 80.75 | 4
2023/24 | 308.25 | 80.75 | 2
2023/24 | 309.75 | 80.75 | 3
2023/24 | 310.25 | 80.75 | 2
2023/24 | 310.75 | 80.75 | 2
2023/24 | 311.25 | 80.75 | 2
2023/24 | 311.75 | 80.75 | 1
2023/24 | 312.25 | 80.75 | 1
2023/24 | 312.75 | 80.75 | 1
2023/24 | 313.25 | 80.75 | 1
2023/24 | 313.75 | 80.75 | 3
2023/24 | 314.75 | 80.75 | 1
2023/24 | 315.25 | 80.75 | 1
2023/24 | 315.75 | 80.75 | 1
2023/24 | 316.25 | 80.75 | 2
2023/24 | 316.75 | 80.75 | 1
2023/24 | 317.25 | 80.75 | 1
2023/24 | 317.75 | 80.75 | 3
2023/24 | 318.25 | 80.75 | 1
2023/24 | 319.25 | 80.75 | 1
2023/24 | 319.75 | 80.75 | 1
2023/24 | 320.25 | 80.75 | 1
2023/24 | 320.75 | 80.75 | 3
2023/24 | 321.25 | 80.75 | 1
2023/24 | 322.75 | 80.75 | 1
2023/24 | 323.25 | 80.75 | 2
2023/24 | 324.25 | 80.75 | 1
2023/24 | 324.75 | 80.75 | 1
2023/24 | 325.25 | 80.75 | 1
2023/24 | 325.75 | 80.75 | 1
2023/24 | 326.25 | 80.75 | 3
2023/24 | 326.75 | 80.75 | 1
2023/24 | 328.25 | 80.75 | 1
2023/24 | 330.25 | 80.75 | 1
2023/24 | 331.25 | 80.75 | 1
2023/24 | 332.25 | 80.75 | 1
2023/24 | 333.75 | 80.75 | 3
2023/24 | 334.75 | 80.75 | 1
2023/24 | 335.75 | 80.75 | 1
2023/24 | 337.75 | 80.75 | 3
2023/24 | 341.25 | 80.75 | 2
2023/24 | 341.75 | 80.75 | 2
2023/24 | 342.25 | 80.75 | 1
2023/24 | 343.75 | 80.75 | 2
2023/24 | 344.25 | 80.75 | 1
2023/24 | 347.25 | 80.75 | 1
2023/24 | 347.75 | 80.75 | 1
2023/24 | 348.25 | 80.75 | 1
2023/24 | 350.25 | 80.75 | 1
2023/24 | 353.25 | 80.75 | 1
2023/24 | 358.25 | 80.75 | 1
2023/24 | 365.25 | 80.75 | 1
2023/24 | 375.75 | 80.75 | 1
2023/24 | 379.75 | 80.75 | 1
2023/24 | 111.25 | 81.25 | 1
2023/24 | 114.75 | 81.25 | 1
2023/24 | 115.25 | 81.25 | 1
2023/24 | 122.25 | 81.25 | 1
2023/24 | 123.25 | 81.25 | 2
2023/24 | 124.75 | 81.25 | 1
2023/24 | 125.25 | 81.25 | 1
2023/24 | 126.75 | 81.25 | 2
2023/24 | 127.25 | 81.25 | 1
2023/24 | 127.75 | 81.25 | 1
2023/24 | 128.25 | 81.25 | 1
2023/24 | 128.75 | 81.25 | 1
2023/24 | 129.25 | 81.25 | 1
2023/24 | 129.75 | 81.25 | 4
2023/24 | 130.25 | 81.25 | 4
2023/24 | 130.75 | 81.25 | 2
2023/24 | 131.25 | 81.25 | 6
2023/24 | 131.75 | 81.25 | 2
2023/24 | 132.25 | 81.25 | 5
2023/24 | 132.75 | 81.25 | 7
2023/24 | 133.25 | 81.25 | 1
2023/24 | 133.75 | 81.25 | 1
2023/24 | 134.25 | 81.25 | 4
2023/24 | 134.75 | 81.25 | 4
2023/24 | 135.25 | 81.25 | 7
2023/24 | 135.75 | 81.25 | 2
2023/24 | 136.25 | 81.25 | 6
2023/24 | 136.75 | 81.25 | 5
2023/24 | 137.25 | 81.25 | 3
2023/24 | 137.75 | 81.25 | 6
2023/24 | 138.25 | 81.25 | 7
2023/24 | 138.75 | 81.25 | 4
2023/24 | 139.25 | 81.25 | 10
2023/24 | 139.75 | 81.25 | 12
2023/24 | 140.25 | 81.25 | 7
2023/24 | 140.75 | 81.25 | 10
2023/24 | 141.25 | 81.25 | 14
2023/24 | 141.75 | 81.25 | 16
2023/24 | 142.25 | 81.25 | 19
2023/24 | 142.75 | 81.25 | 17
2023/24 | 143.25 | 81.25 | 8
2023/24 | 143.75 | 81.25 | 16
2023/24 | 144.25 | 81.25 | 14
2023/24 | 144.75 | 81.25 | 21
2023/24 | 145.25 | 81.25 | 22
2023/24 | 145.75 | 81.25 | 18
2023/24 | 146.25 | 81.25 | 13
2023/24 | 146.75 | 81.25 | 15
2023/24 | 147.25 | 81.25 | 25
2023/24 | 147.75 | 81.25 | 22
2023/24 | 148.25 | 81.25 | 32
2023/24 | 148.75 | 81.25 | 32
2023/24 | 149.25 | 81.25 | 27
2023/24 | 149.75 | 81.25 | 38
2023/24 | 150.25 | 81.25 | 32
2023/24 | 150.75 | 81.25 | 37
2023/24 | 151.25 | 81.25 | 37
2023/24 | 151.75 | 81.25 | 48
2023/24 | 152.25 | 81.25 | 45
2023/24 | 152.75 | 81.25 | 38
2023/24 | 153.25 | 81.25 | 47
2023/24 | 153.75 | 81.25 | 48
2023/24 | 154.25 | 81.25 | 56
2023/24 | 154.75 | 81.25 | 53
2023/24 | 155.25 | 81.25 | 36
2023/24 | 155.75 | 81.25 | 52
2023/24 | 156.25 | 81.25 | 55
2023/24 | 156.75 | 81.25 | 72
2023/24 | 157.25 | 81.25 | 60
2023/24 | 157.75 | 81.25 | 69
2023/24 | 158.25 | 81.25 | 72
2023/24 | 158.75 | 81.25 | 66
2023/24 | 159.25 | 81.25 | 77
2023/24 | 159.75 | 81.25 | 85
2023/24 | 160.25 | 81.25 | 83
2023/24 | 160.75 | 81.25 | 70
2023/24 | 161.25 | 81.25 | 89
2023/24 | 161.75 | 81.25 | 85
2023/24 | 162.25 | 81.25 | 101
2023/24 | 162.75 | 81.25 | 100
2023/24 | 163.25 | 81.25 | 82
2023/24 | 163.75 | 81.25 | 111
2023/24 | 164.25 | 81.25 | 73
2023/24 | 164.75 | 81.25 | 99
2023/24 | 165.25 | 81.25 | 110
2023/24 | 165.75 | 81.25 | 95
2023/24 | 166.25 | 81.25 | 105
2023/24 | 166.75 | 81.25 | 109
2023/24 | 167.25 | 81.25 | 102
2023/24 | 167.75 | 81.25 | 121
2023/24 | 168.25 | 81.25 | 123
2023/24 | 168.75 | 81.25 | 126
2023/24 | 169.25 | 81.25 | 129
2023/24 | 169.75 | 81.25 | 125
2023/24 | 170.25 | 81.25 | 136
2023/24 | 170.75 | 81.25 | 123
2023/24 | 171.25 | 81.25 | 122
2023/24 | 171.75 | 81.25 | 125
2023/24 | 172.25 | 81.25 | 149
2023/24 | 172.75 | 81.25 | 145
2023/24 | 173.25 | 81.25 | 141
2023/24 | 173.75 | 81.25 | 139
2023/24 | 174.25 | 81.25 | 142
2023/24 | 174.75 | 81.25 | 110
2023/24 | 175.25 | 81.25 | 139
2023/24 | 175.75 | 81.25 | 142
2023/24 | 176.25 | 81.25 | 153
2023/24 | 176.75 | 81.25 | 153
2023/24 | 177.25 | 81.25 | 146
2023/24 | 177.75 | 81.25 | 160
2023/24 | 178.25 | 81.25 | 161
2023/24 | 178.75 | 81.25 | 157
2023/24 | 179.25 | 81.25 | 143
2023/24 | 179.75 | 81.25 | 134
2023/24 | 180.25 | 81.25 | 169
2023/24 | 180.75 | 81.25 | 171
2023/24 | 181.25 | 81.25 | 160
2023/24 | 181.75 | 81.25 | 152
2023/24 | 182.25 | 81.25 | 137
2023/24 | 182.75 | 81.25 | 158
2023/24 | 183.25 | 81.25 | 162
2023/24 | 183.75 | 81.25 | 142
2023/24 | 184.25 | 81.25 | 152
2023/24 | 184.75 | 81.25 | 158
2023/24 | 185.25 | 81.25 | 149
2023/24 | 185.75 | 81.25 | 149
2023/24 | 186.25 | 81.25 | 143
2023/24 | 186.75 | 81.25 | 142
2023/24 | 187.25 | 81.25 | 151
2023/24 | 187.75 | 81.25 | 152
2023/24 | 188.25 | 81.25 | 161
2023/24 | 188.75 | 81.25 | 141
2023/24 | 189.25 | 81.25 | 158
2023/24 | 189.75 | 81.25 | 124
2023/24 | 190.25 | 81.25 | 152
2023/24 | 190.75 | 81.25 | 131
2023/24 | 191.25 | 81.25 | 136
2023/24 | 191.75 | 81.25 | 135
2023/24 | 192.25 | 81.25 | 126
2023/24 | 192.75 | 81.25 | 136
2023/24 | 193.25 | 81.25 | 127
2023/24 | 193.75 | 81.25 | 134
2023/24 | 194.25 | 81.25 | 120
2023/24 | 194.75 | 81.25 | 118
2023/24 | 195.25 | 81.25 | 144
2023/24 | 195.75 | 81.25 | 150
2023/24 | 196.25 | 81.25 | 105
2023/24 | 196.75 | 81.25 | 114
2023/24 | 197.25 | 81.25 | 132
2023/24 | 197.75 | 81.25 | 119
2023/24 | 198.25 | 81.25 | 114
2023/24 | 198.75 | 81.25 | 119
2023/24 | 199.25 | 81.25 | 114
2023/24 | 199.75 | 81.25 | 124
2023/24 | 200.25 | 81.25 | 107
2023/24 | 200.75 | 81.25 | 92
2023/24 | 201.25 | 81.25 | 110
2023/24 | 201.75 | 81.25 | 102
2023/24 | 202.25 | 81.25 | 93
2023/24 | 202.75 | 81.25 | 86
2023/24 | 203.25 | 81.25 | 89
2023/24 | 203.75 | 81.25 | 94
2023/24 | 204.25 | 81.25 | 78
2023/24 | 204.75 | 81.25 | 102
2023/24 | 205.25 | 81.25 | 73
2023/24 | 205.75 | 81.25 | 68
2023/24 | 206.25 | 81.25 | 81
2023/24 | 206.75 | 81.25 | 73
2023/24 | 207.25 | 81.25 | 70
2023/24 | 207.75 | 81.25 | 82
2023/24 | 208.25 | 81.25 | 59
2023/24 | 208.75 | 81.25 | 86
2023/24 | 209.25 | 81.25 | 84
2023/24 | 209.75 | 81.25 | 79
2023/24 | 210.25 | 81.25 | 78
2023/24 | 210.75 | 81.25 | 64
2023/24 | 211.25 | 81.25 | 58
2023/24 | 211.75 | 81.25 | 59
2023/24 | 212.25 | 81.25 | 44
2023/24 | 212.75 | 81.25 | 55
2023/24 | 213.25 | 81.25 | 55
2023/24 | 213.75 | 81.25 | 58
2023/24 | 214.25 | 81.25 | 63
2023/24 | 214.75 | 81.25 | 44
2023/24 | 215.25 | 81.25 | 65
2023/24 | 215.75 | 81.25 | 49
2023/24 | 216.25 | 81.25 | 57
2023/24 | 216.75 | 81.25 | 49
2023/24 | 217.25 | 81.25 | 45
2023/24 | 217.75 | 81.25 | 47
2023/24 | 218.25 | 81.25 | 59
2023/24 | 218.75 | 81.25 | 54
2023/24 | 219.25 | 81.25 | 42
2023/24 | 219.75 | 81.25 | 54
2023/24 | 220.25 | 81.25 | 34
2023/24 | 220.75 | 81.25 | 45
2023/24 | 221.25 | 81.25 | 45
2023/24 | 221.75 | 81.25 | 47
2023/24 | 222.25 | 81.25 | 43
2023/24 | 222.75 | 81.25 | 42
2023/24 | 223.25 | 81.25 | 32
2023/24 | 223.75 | 81.25 | 37
2023/24 | 224.25 | 81.25 | 31
2023/24 | 224.75 | 81.25 | 23
2023/24 | 225.25 | 81.25 | 41
2023/24 | 225.75 | 81.25 | 40
2023/24 | 226.25 | 81.25 | 32
2023/24 | 226.75 | 81.25 | 28
2023/24 | 227.25 | 81.25 | 21
2023/24 | 227.75 | 81.25 | 32
2023/24 | 228.25 | 81.25 | 31
2023/24 | 228.75 | 81.25 | 27
2023/24 | 229.25 | 81.25 | 26
2023/24 | 229.75 | 81.25 | 36
2023/24 | 230.25 | 81.25 | 21
2023/24 | 230.75 | 81.25 | 27
2023/24 | 231.25 | 81.25 | 25
2023/24 | 231.75 | 81.25 | 24
2023/24 | 232.25 | 81.25 | 25
2023/24 | 232.75 | 81.25 | 29
2023/24 | 233.25 | 81.25 | 19
2023/24 | 233.75 | 81.25 | 14
2023/24 | 234.25 | 81.25 | 27
2023/24 | 234.75 | 81.25 | 24
2023/24 | 235.25 | 81.25 | 31
2023/24 | 235.75 | 81.25 | 17
2023/24 | 236.25 | 81.25 | 21
2023/24 | 236.75 | 81.25 | 24
2023/24 | 237.25 | 81.25 | 20
2023/24 | 237.75 | 81.25 | 14
2023/24 | 238.25 | 81.25 | 19
2023/24 | 238.75 | 81.25 | 20
2023/24 | 239.25 | 81.25 | 18
2023/24 | 239.75 | 81.25 | 27
2023/24 | 240.25 | 81.25 | 14
2023/24 | 240.75 | 81.25 | 17
2023/24 | 241.25 | 81.25 | 11
2023/24 | 241.75 | 81.25 | 16
2023/24 | 242.25 | 81.25 | 24
2023/24 | 242.75 | 81.25 | 13
2023/24 | 243.25 | 81.25 | 28
2023/24 | 243.75 | 81.25 | 21
2023/24 | 244.25 | 81.25 | 14
2023/24 | 244.75 | 81.25 | 12
2023/24 | 245.25 | 81.25 | 14
2023/24 | 245.75 | 81.25 | 20
2023/24 | 246.25 | 81.25 | 8
2023/24 | 246.75 | 81.25 | 9
2023/24 | 247.25 | 81.25 | 20
2023/24 | 247.75 | 81.25 | 11
2023/24 | 248.25 | 81.25 | 16
2023/24 | 248.75 | 81.25 | 12
2023/24 | 249.25 | 81.25 | 9
2023/24 | 249.75 | 81.25 | 14
2023/24 | 250.25 | 81.25 | 18
2023/24 | 250.75 | 81.25 | 14
2023/24 | 251.25 | 81.25 | 6
2023/24 | 251.75 | 81.25 | 17
2023/24 | 252.25 | 81.25 | 13
2023/24 | 252.75 | 81.25 | 10
2023/24 | 253.25 | 81.25 | 8
2023/24 | 253.75 | 81.25 | 10
2023/24 | 254.25 | 81.25 | 9
2023/24 | 254.75 | 81.25 | 14
2023/24 | 255.25 | 81.25 | 8
2023/24 | 255.75 | 81.25 | 12
2023/24 | 256.25 | 81.25 | 16
2023/24 | 256.75 | 81.25 | 14
2023/24 | 257.25 | 81.25 | 7
2023/24 | 257.75 | 81.25 | 9
2023/24 | 258.25 | 81.25 | 7
2023/24 | 258.75 | 81.25 | 10
2023/24 | 259.25 | 81.25 | 10
2023/24 | 259.75 | 81.25 | 6
2023/24 | 260.25 | 81.25 | 16
2023/24 | 260.75 | 81.25 | 7
2023/24 | 261.25 | 81.25 | 10
2023/24 | 261.75 | 81.25 | 16
2023/24 | 262.25 | 81.25 | 7
2023/24 | 262.75 | 81.25 | 10
2023/24 | 263.25 | 81.25 | 11
2023/24 | 263.75 | 81.25 | 13
2023/24 | 264.25 | 81.25 | 11
2023/24 | 264.75 | 81.25 | 9
2023/24 | 265.25 | 81.25 | 9
2023/24 | 265.75 | 81.25 | 8
2023/24 | 266.25 | 81.25 | 5
2023/24 | 266.75 | 81.25 | 5
2023/24 | 267.25 | 81.25 | 11
2023/24 | 267.75 | 81.25 | 6
2023/24 | 268.25 | 81.25 | 5
2023/24 | 268.75 | 81.25 | 6
2023/24 | 269.25 | 81.25 | 7
2023/24 | 269.75 | 81.25 | 12
2023/24 | 270.25 | 81.25 | 7
2023/24 | 270.75 | 81.25 | 8
2023/24 | 271.25 | 81.25 | 7
2023/24 | 271.75 | 81.25 | 7
2023/24 | 272.25 | 81.25 | 4
2023/24 | 272.75 | 81.25 | 4
2023/24 | 273.25 | 81.25 | 4
2023/24 | 273.75 | 81.25 | 2
2023/24 | 274.25 | 81.25 | 5
2023/24 | 274.75 | 81.25 | 5
2023/24 | 275.25 | 81.25 | 7
2023/24 | 275.75 | 81.25 | 7
2023/24 | 276.25 | 81.25 | 6
2023/24 | 276.75 | 81.25 | 8
2023/24 | 277.25 | 81.25 | 6
2023/24 | 277.75 | 81.25 | 4
2023/24 | 278.25 | 81.25 | 2
2023/24 | 278.75 | 81.25 | 6
2023/24 | 279.25 | 81.25 | 4
2023/24 | 279.75 | 81.25 | 5
2023/24 | 280.25 | 81.25 | 6
2023/24 | 280.75 | 81.25 | 2
2023/24 | 281.25 | 81.25 | 4
2023/24 | 281.75 | 81.25 | 3
2023/24 | 282.25 | 81.25 | 6
2023/24 | 282.75 | 81.25 | 9
2023/24 | 283.25 | 81.25 | 5
2023/24 | 283.75 | 81.25 | 3
2023/24 | 284.25 | 81.25 | 4
2023/24 | 284.75 | 81.25 | 4
2023/24 | 285.25 | 81.25 | 7
2023/24 | 285.75 | 81.25 | 5
2023/24 | 286.25 | 81.25 | 5
2023/24 | 286.75 | 81.25 | 4
2023/24 | 287.25 | 81.25 | 3
2023/24 | 287.75 | 81.25 | 3
2023/24 | 288.25 | 81.25 | 4
2023/24 | 288.75 | 81.25 | 4
2023/24 | 289.25 | 81.25 | 2
2023/24 | 289.75 | 81.25 | 2
2023/24 | 290.25 | 81.25 | 3
2023/24 | 290.75 | 81.25 | 4
2023/24 | 291.25 | 81.25 | 1
2023/24 | 291.75 | 81.25 | 5
2023/24 | 292.25 | 81.25 | 1
2023/24 | 292.75 | 81.25 | 3
2023/24 | 293.25 | 81.25 | 2
2023/24 | 293.75 | 81.25 | 5
2023/24 | 294.25 | 81.25 | 6
2023/24 | 294.75 | 81.25 | 3
2023/24 | 295.25 | 81.25 | 6
2023/24 | 295.75 | 81.25 | 5
2023/24 | 296.25 | 81.25 | 4
2023/24 | 296.75 | 81.25 | 2
2023/24 | 297.25 | 81.25 | 2
2023/24 | 297.75 | 81.25 | 6
2023/24 | 298.25 | 81.25 | 4
2023/24 | 298.75 | 81.25 | 2
2023/24 | 299.25 | 81.25 | 2
2023/24 | 299.75 | 81.25 | 2
2023/24 | 300.25 | 81.25 | 5
2023/24 | 301.75 | 81.25 | 1
2023/24 | 302.25 | 81.25 | 1
2023/24 | 302.75 | 81.25 | 3
2023/24 | 303.25 | 81.25 | 3
2023/24 | 303.75 | 81.25 | 2
2023/24 | 304.25 | 81.25 | 1
2023/24 | 304.75 | 81.25 | 4
2023/24 | 305.25 | 81.25 | 1
2023/24 | 305.75 | 81.25 | 2
2023/24 | 306.25 | 81.25 | 1
2023/24 | 306.75 | 81.25 | 1
2023/24 | 307.25 | 81.25 | 1
2023/24 | 307.75 | 81.25 | 3
2023/24 | 308.25 | 81.25 | 2
2023/24 | 309.75 | 81.25 | 3
2023/24 | 310.75 | 81.25 | 1
2023/24 | 311.25 | 81.25 | 2
2023/24 | 312.25 | 81.25 | 3
2023/24 | 312.75 | 81.25 | 1
2023/24 | 313.25 | 81.25 | 1
2023/24 | 313.75 | 81.25 | 3
2023/24 | 314.25 | 81.25 | 4
2023/24 | 315.25 | 81.25 | 1
2023/24 | 315.75 | 81.25 | 2
2023/24 | 316.25 | 81.25 | 3
2023/24 | 317.25 | 81.25 | 2
2023/24 | 317.75 | 81.25 | 1
2023/24 | 318.25 | 81.25 | 4
2023/24 | 318.75 | 81.25 | 1
2023/24 | 319.75 | 81.25 | 3
2023/24 | 320.25 | 81.25 | 1
2023/24 | 320.75 | 81.25 | 1
2023/24 | 321.25 | 81.25 | 2
2023/24 | 321.75 | 81.25 | 1
2023/24 | 322.25 | 81.25 | 1
2023/24 | 322.75 | 81.25 | 1
2023/24 | 323.25 | 81.25 | 2
2023/24 | 323.75 | 81.25 | 1
2023/24 | 324.25 | 81.25 | 1
2023/24 | 324.75 | 81.25 | 1
2023/24 | 326.75 | 81.25 | 1
2023/24 | 327.25 | 81.25 | 1
2023/24 | 327.75 | 81.25 | 1
2023/24 | 328.25 | 81.25 | 1
2023/24 | 330.25 | 81.25 | 2
2023/24 | 330.75 | 81.25 | 1
2023/24 | 331.25 | 81.25 | 2
2023/24 | 332.75 | 81.25 | 1
2023/24 | 333.25 | 81.25 | 1
2023/24 | 333.75 | 81.25 | 1
2023/24 | 334.25 | 81.25 | 1
2023/24 | 334.75 | 81.25 | 1
2023/24 | 336.75 | 81.25 | 3
2023/24 | 337.75 | 81.25 | 1
2023/24 | 338.25 | 81.25 | 1
2023/24 | 338.75 | 81.25 | 1
2023/24 | 340.75 | 81.25 | 1
2023/24 | 342.25 | 81.25 | 1
2023/24 | 343.75 | 81.25 | 1
2023/24 | 344.25 | 81.25 | 1
2023/24 | 344.75 | 81.25 | 1
2023/24 | 347.25 | 81.25 | 1
2023/24 | 348.25 | 81.25 | 1
2023/24 | 350.25 | 81.25 | 1
2023/24 | 353.25 | 81.25 | 1
2023/24 | 354.75 | 81.25 | 1
2023/24 | 357.25 | 81.25 | 1
2023/24 | 385.25 | 81.25 | 1
2023/24 | 390.25 | 81.25 | 1
2023/24 | 438.75 | 81.25 | 1
2023/24 | 109.75 | 81.75 | 1
2023/24 | 116.75 | 81.75 | 1
2023/24 | 119.25 | 81.75 | 1
2023/24 | 119.75 | 81.75 | 2
2023/24 | 120.25 | 81.75 | 1
2023/24 | 120.75 | 81.75 | 1
2023/24 | 121.25 | 81.75 | 2
2023/24 | 123.75 | 81.75 | 1
2023/24 | 124.25 | 81.75 | 2
2023/24 | 125.25 | 81.75 | 1
2023/24 | 125.75 | 81.75 | 2
2023/24 | 126.75 | 81.75 | 1
2023/24 | 127.25 | 81.75 | 5
2023/24 | 129.25 | 81.75 | 2
2023/24 | 129.75 | 81.75 | 1
2023/24 | 130.25 | 81.75 | 2
2023/24 | 130.75 | 81.75 | 6
2023/24 | 131.25 | 81.75 | 4
2023/24 | 131.75 | 81.75 | 3
2023/24 | 132.25 | 81.75 | 2
2023/24 | 132.75 | 81.75 | 3
2023/24 | 133.25 | 81.75 | 4
2023/24 | 133.75 | 81.75 | 5
2023/24 | 134.25 | 81.75 | 2
2023/24 | 134.75 | 81.75 | 3
2023/24 | 135.25 | 81.75 | 5
2023/24 | 135.75 | 81.75 | 7
2023/24 | 136.25 | 81.75 | 4
2023/24 | 136.75 | 81.75 | 6
2023/24 | 137.25 | 81.75 | 6
2023/24 | 137.75 | 81.75 | 6
2023/24 | 138.25 | 81.75 | 6
2023/24 | 138.75 | 81.75 | 6
2023/24 | 139.25 | 81.75 | 4
2023/24 | 139.75 | 81.75 | 9
2023/24 | 140.25 | 81.75 | 11
2023/24 | 140.75 | 81.75 | 8
2023/24 | 141.25 | 81.75 | 8
2023/24 | 141.75 | 81.75 | 5
2023/24 | 142.25 | 81.75 | 8
2023/24 | 142.75 | 81.75 | 13
2023/24 | 143.25 | 81.75 | 16
2023/24 | 143.75 | 81.75 | 12
2023/24 | 144.25 | 81.75 | 12
2023/24 | 144.75 | 81.75 | 14
2023/24 | 145.25 | 81.75 | 15
2023/24 | 145.75 | 81.75 | 20
2023/24 | 146.25 | 81.75 | 26
2023/24 | 146.75 | 81.75 | 20
2023/24 | 147.25 | 81.75 | 27
2023/24 | 147.75 | 81.75 | 31
2023/24 | 148.25 | 81.75 | 27
2023/24 | 148.75 | 81.75 | 27
2023/24 | 149.25 | 81.75 | 22
2023/24 | 149.75 | 81.75 | 19
2023/24 | 150.25 | 81.75 | 24
2023/24 | 150.75 | 81.75 | 25
2023/24 | 151.25 | 81.75 | 35
2023/24 | 151.75 | 81.75 | 43
2023/24 | 152.25 | 81.75 | 44
2023/24 | 152.75 | 81.75 | 37
2023/24 | 153.25 | 81.75 | 56
2023/24 | 153.75 | 81.75 | 42
2023/24 | 154.25 | 81.75 | 51
2023/24 | 154.75 | 81.75 | 46
2023/24 | 155.25 | 81.75 | 55
2023/24 | 155.75 | 81.75 | 42
2023/24 | 156.25 | 81.75 | 51
2023/24 | 156.75 | 81.75 | 50
2023/24 | 157.25 | 81.75 | 70
2023/24 | 157.75 | 81.75 | 49
2023/24 | 158.25 | 81.75 | 62
2023/24 | 158.75 | 81.75 | 58
2023/24 | 159.25 | 81.75 | 61
2023/24 | 159.75 | 81.75 | 76
2023/24 | 160.25 | 81.75 | 70
2023/24 | 160.75 | 81.75 | 68
2023/24 | 161.25 | 81.75 | 96
2023/24 | 161.75 | 81.75 | 76
2023/24 | 162.25 | 81.75 | 77
2023/24 | 162.75 | 81.75 | 94
2023/24 | 163.25 | 81.75 | 96
2023/24 | 163.75 | 81.75 | 105
2023/24 | 164.25 | 81.75 | 83
2023/24 | 164.75 | 81.75 | 98
2023/24 | 165.25 | 81.75 | 90
2023/24 | 165.75 | 81.75 | 95
2023/24 | 166.25 | 81.75 | 101
2023/24 | 166.75 | 81.75 | 124
2023/24 | 167.25 | 81.75 | 86
2023/24 | 167.75 | 81.75 | 104
2023/24 | 168.25 | 81.75 | 105
2023/24 | 168.75 | 81.75 | 98
2023/24 | 169.25 | 81.75 | 120
2023/24 | 169.75 | 81.75 | 104
2023/24 | 170.25 | 81.75 | 110
2023/24 | 170.75 | 81.75 | 127
2023/24 | 171.25 | 81.75 | 135
2023/24 | 171.75 | 81.75 | 157
2023/24 | 172.25 | 81.75 | 133
2023/24 | 172.75 | 81.75 | 141
2023/24 | 173.25 | 81.75 | 140
2023/24 | 173.75 | 81.75 | 142
2023/24 | 174.25 | 81.75 | 146
2023/24 | 174.75 | 81.75 | 162
2023/24 | 175.25 | 81.75 | 148
2023/24 | 175.75 | 81.75 | 148
2023/24 | 176.25 | 81.75 | 148
2023/24 | 176.75 | 81.75 | 129
2023/24 | 177.25 | 81.75 | 119
2023/24 | 177.75 | 81.75 | 151
2023/24 | 178.25 | 81.75 | 120
2023/24 | 178.75 | 81.75 | 168
2023/24 | 179.25 | 81.75 | 171
2023/24 | 179.75 | 81.75 | 165
2023/24 | 180.25 | 81.75 | 154
2023/24 | 180.75 | 81.75 | 175
2023/24 | 181.25 | 81.75 | 128
2023/24 | 181.75 | 81.75 | 168
2023/24 | 182.25 | 81.75 | 132
2023/24 | 182.75 | 81.75 | 160
2023/24 | 183.25 | 81.75 | 145
2023/24 | 183.75 | 81.75 | 165
2023/24 | 184.25 | 81.75 | 180
2023/24 | 184.75 | 81.75 | 140
2023/24 | 185.25 | 81.75 | 158
2023/24 | 185.75 | 81.75 | 152
2023/24 | 186.25 | 81.75 | 140
2023/24 | 186.75 | 81.75 | 138
2023/24 | 187.25 | 81.75 | 146
2023/24 | 187.75 | 81.75 | 173
2023/24 | 188.25 | 81.75 | 175
2023/24 | 188.75 | 81.75 | 153
2023/24 | 189.25 | 81.75 | 157
2023/24 | 189.75 | 81.75 | 127
2023/24 | 190.25 | 81.75 | 139
2023/24 | 190.75 | 81.75 | 140
2023/24 | 191.25 | 81.75 | 117
2023/24 | 191.75 | 81.75 | 146
2023/24 | 192.25 | 81.75 | 145
2023/24 | 192.75 | 81.75 | 137
2023/24 | 193.25 | 81.75 | 123
2023/24 | 193.75 | 81.75 | 131
2023/24 | 194.25 | 81.75 | 142
2023/24 | 194.75 | 81.75 | 154
2023/24 | 195.25 | 81.75 | 124
2023/24 | 195.75 | 81.75 | 116
2023/24 | 196.25 | 81.75 | 107
2023/24 | 196.75 | 81.75 | 142
2023/24 | 197.25 | 81.75 | 130
2023/24 | 197.75 | 81.75 | 102
2023/24 | 198.25 | 81.75 | 101
2023/24 | 198.75 | 81.75 | 131
2023/24 | 199.25 | 81.75 | 128
2023/24 | 199.75 | 81.75 | 108
2023/24 | 200.25 | 81.75 | 122
2023/24 | 200.75 | 81.75 | 109
2023/24 | 201.25 | 81.75 | 107
2023/24 | 201.75 | 81.75 | 95
2023/24 | 202.25 | 81.75 | 90
2023/24 | 202.75 | 81.75 | 104
2023/24 | 203.25 | 81.75 | 102
2023/24 | 203.75 | 81.75 | 106
2023/24 | 204.25 | 81.75 | 102
2023/24 | 204.75 | 81.75 | 98
2023/24 | 205.25 | 81.75 | 85
2023/24 | 205.75 | 81.75 | 69
2023/24 | 206.25 | 81.75 | 88
2023/24 | 206.75 | 81.75 | 76
2023/24 | 207.25 | 81.75 | 92
2023/24 | 207.75 | 81.75 | 96
2023/24 | 208.25 | 81.75 | 80
2023/24 | 208.75 | 81.75 | 79
2023/24 | 209.25 | 81.75 | 75
2023/24 | 209.75 | 81.75 | 82
2023/24 | 210.25 | 81.75 | 65
2023/24 | 210.75 | 81.75 | 64
2023/24 | 211.25 | 81.75 | 63
2023/24 | 211.75 | 81.75 | 67
2023/24 | 212.25 | 81.75 | 80
2023/24 | 212.75 | 81.75 | 66
2023/24 | 213.25 | 81.75 | 54
2023/24 | 213.75 | 81.75 | 61
2023/24 | 214.25 | 81.75 | 59
2023/24 | 214.75 | 81.75 | 54
2023/24 | 215.25 | 81.75 | 44
2023/24 | 215.75 | 81.75 | 53
2023/24 | 216.25 | 81.75 | 46
2023/24 | 216.75 | 81.75 | 58
2023/24 | 217.25 | 81.75 | 60
2023/24 | 217.75 | 81.75 | 52
2023/24 | 218.25 | 81.75 | 50
2023/24 | 218.75 | 81.75 | 37
2023/24 | 219.25 | 81.75 | 49
2023/24 | 219.75 | 81.75 | 43
2023/24 | 220.25 | 81.75 | 43
2023/24 | 220.75 | 81.75 | 44
2023/24 | 221.25 | 81.75 | 48
2023/24 | 221.75 | 81.75 | 42
2023/24 | 222.25 | 81.75 | 49
2023/24 | 222.75 | 81.75 | 46
2023/24 | 223.25 | 81.75 | 38
2023/24 | 223.75 | 81.75 | 46
2023/24 | 224.25 | 81.75 | 40
2023/24 | 224.75 | 81.75 | 42
2023/24 | 225.25 | 81.75 | 31
2023/24 | 225.75 | 81.75 | 28
2023/24 | 226.25 | 81.75 | 39
2023/24 | 226.75 | 81.75 | 36
2023/24 | 227.25 | 81.75 | 29
2023/24 | 227.75 | 81.75 | 46
2023/24 | 228.25 | 81.75 | 40
2023/24 | 228.75 | 81.75 | 26
2023/24 | 229.25 | 81.75 | 37
2023/24 | 229.75 | 81.75 | 31
2023/24 | 230.25 | 81.75 | 25
2023/24 | 230.75 | 81.75 | 27
2023/24 | 231.25 | 81.75 | 27
2023/24 | 231.75 | 81.75 | 18
2023/24 | 232.25 | 81.75 | 33
2023/24 | 232.75 | 81.75 | 24
2023/24 | 233.25 | 81.75 | 32
2023/24 | 233.75 | 81.75 | 25
2023/24 | 234.25 | 81.75 | 21
2023/24 | 234.75 | 81.75 | 25
2023/24 | 235.25 | 81.75 | 31
2023/24 | 235.75 | 81.75 | 26
2023/24 | 236.25 | 81.75 | 16
2023/24 | 236.75 | 81.75 | 22
2023/24 | 237.25 | 81.75 | 18
2023/24 | 237.75 | 81.75 | 26
2023/24 | 238.25 | 81.75 | 21
2023/24 | 238.75 | 81.75 | 19
2023/24 | 239.25 | 81.75 | 23
2023/24 | 239.75 | 81.75 | 18
2023/24 | 240.25 | 81.75 | 28
2023/24 | 240.75 | 81.75 | 18
2023/24 | 241.25 | 81.75 | 22
2023/24 | 241.75 | 81.75 | 23
2023/24 | 242.25 | 81.75 | 18
2023/24 | 242.75 | 81.75 | 16
2023/24 | 243.25 | 81.75 | 17
2023/24 | 243.75 | 81.75 | 16
2023/24 | 244.25 | 81.75 | 10
2023/24 | 244.75 | 81.75 | 21
2023/24 | 245.25 | 81.75 | 14
2023/24 | 245.75 | 81.75 | 16
2023/24 | 246.25 | 81.75 | 20
2023/24 | 246.75 | 81.75 | 8
2023/24 | 247.25 | 81.75 | 13
2023/24 | 247.75 | 81.75 | 15
2023/24 | 248.25 | 81.75 | 15
2023/24 | 248.75 | 81.75 | 13
2023/24 | 249.25 | 81.75 | 21
2023/24 | 249.75 | 81.75 | 7
2023/24 | 250.25 | 81.75 | 11
2023/24 | 250.75 | 81.75 | 16
2023/24 | 251.25 | 81.75 | 17
2023/24 | 251.75 | 81.75 | 18
2023/24 | 252.25 | 81.75 | 17
2023/24 | 252.75 | 81.75 | 9
2023/24 | 253.25 | 81.75 | 12
2023/24 | 253.75 | 81.75 | 9
2023/24 | 254.25 | 81.75 | 12
2023/24 | 254.75 | 81.75 | 9
2023/24 | 255.25 | 81.75 | 16
2023/24 | 255.75 | 81.75 | 7
2023/24 | 256.25 | 81.75 | 11
2023/24 | 256.75 | 81.75 | 12
2023/24 | 257.25 | 81.75 | 7
2023/24 | 257.75 | 81.75 | 15
2023/24 | 258.25 | 81.75 | 5
2023/24 | 258.75 | 81.75 | 8
2023/24 | 259.25 | 81.75 | 11
2023/24 | 259.75 | 81.75 | 3
2023/24 | 260.25 | 81.75 | 12
2023/24 | 260.75 | 81.75 | 9
2023/24 | 261.25 | 81.75 | 10
2023/24 | 261.75 | 81.75 | 9
2023/24 | 262.25 | 81.75 | 12
2023/24 | 262.75 | 81.75 | 15
2023/24 | 263.25 | 81.75 | 10
2023/24 | 263.75 | 81.75 | 7
2023/24 | 264.25 | 81.75 | 14
2023/24 | 264.75 | 81.75 | 8
2023/24 | 265.25 | 81.75 | 10
2023/24 | 265.75 | 81.75 | 11
2023/24 | 266.25 | 81.75 | 10
2023/24 | 266.75 | 81.75 | 8
2023/24 | 267.25 | 81.75 | 4
2023/24 | 267.75 | 81.75 | 10
2023/24 | 268.25 | 81.75 | 9
2023/24 | 268.75 | 81.75 | 6
2023/24 | 269.25 | 81.75 | 10
2023/24 | 269.75 | 81.75 | 7
2023/24 | 270.25 | 81.75 | 9
2023/24 | 270.75 | 81.75 | 9
2023/24 | 271.25 | 81.75 | 5
2023/24 | 271.75 | 81.75 | 2
2023/24 | 272.25 | 81.75 | 2
2023/24 | 272.75 | 81.75 | 6
2023/24 | 273.25 | 81.75 | 11
2023/24 | 273.75 | 81.75 | 8
2023/24 | 274.25 | 81.75 | 3
2023/24 | 274.75 | 81.75 | 6
2023/24 | 275.25 | 81.75 | 7
2023/24 | 275.75 | 81.75 | 10
2023/24 | 276.25 | 81.75 | 7
2023/24 | 276.75 | 81.75 | 2
2023/24 | 277.25 | 81.75 | 2
2023/24 | 277.75 | 81.75 | 10
2023/24 | 278.25 | 81.75 | 4
2023/24 | 278.75 | 81.75 | 7
2023/24 | 279.25 | 81.75 | 8
2023/24 | 279.75 | 81.75 | 7
2023/24 | 280.25 | 81.75 | 4
2023/24 | 280.75 | 81.75 | 4
2023/24 | 281.25 | 81.75 | 6
2023/24 | 281.75 | 81.75 | 6
2023/24 | 282.25 | 81.75 | 3
2023/24 | 282.75 | 81.75 | 6
2023/24 | 283.25 | 81.75 | 7
2023/24 | 283.75 | 81.75 | 4
2023/24 | 284.25 | 81.75 | 4
2023/24 | 284.75 | 81.75 | 3
2023/24 | 285.25 | 81.75 | 5
2023/24 | 285.75 | 81.75 | 4
2023/24 | 286.25 | 81.75 | 4
2023/24 | 286.75 | 81.75 | 2
2023/24 | 287.25 | 81.75 | 6
2023/24 | 287.75 | 81.75 | 5
2023/24 | 288.25 | 81.75 | 2
2023/24 | 288.75 | 81.75 | 4
2023/24 | 289.25 | 81.75 | 3
2023/24 | 289.75 | 81.75 | 2
2023/24 | 290.25 | 81.75 | 4
2023/24 | 290.75 | 81.75 | 3
2023/24 | 291.25 | 81.75 | 5
2023/24 | 291.75 | 81.75 | 5
2023/24 | 292.25 | 81.75 | 5
2023/24 | 292.75 | 81.75 | 5
2023/24 | 293.25 | 81.75 | 2
2023/24 | 293.75 | 81.75 | 4
2023/24 | 294.75 | 81.75 | 2
2023/24 | 295.25 | 81.75 | 8
2023/24 | 295.75 | 81.75 | 4
2023/24 | 296.25 | 81.75 | 7
2023/24 | 297.25 | 81.75 | 3
2023/24 | 297.75 | 81.75 | 5
2023/24 | 298.25 | 81.75 | 7
2023/24 | 298.75 | 81.75 | 2
2023/24 | 299.25 | 81.75 | 8
2023/24 | 299.75 | 81.75 | 3
2023/24 | 300.25 | 81.75 | 1
2023/24 | 300.75 | 81.75 | 4
2023/24 | 301.25 | 81.75 | 2
2023/24 | 301.75 | 81.75 | 1
2023/24 | 302.25 | 81.75 | 4
2023/24 | 302.75 | 81.75 | 4
2023/24 | 303.25 | 81.75 | 1
2023/24 | 303.75 | 81.75 | 1
2023/24 | 304.25 | 81.75 | 1
2023/24 | 304.75 | 81.75 | 4
2023/24 | 305.25 | 81.75 | 5
2023/24 | 305.75 | 81.75 | 4
2023/24 | 306.25 | 81.75 | 5
2023/24 | 307.25 | 81.75 | 1
2023/24 | 307.75 | 81.75 | 1
2023/24 | 308.25 | 81.75 | 2
2023/24 | 308.75 | 81.75 | 2
2023/24 | 309.25 | 81.75 | 1
2023/24 | 310.25 | 81.75 | 3
2023/24 | 310.75 | 81.75 | 3
2023/24 | 311.75 | 81.75 | 4
2023/24 | 312.25 | 81.75 | 1
2023/24 | 312.75 | 81.75 | 4
2023/24 | 313.25 | 81.75 | 3
2023/24 | 313.75 | 81.75 | 2
2023/24 | 314.25 | 81.75 | 2
2023/24 | 314.75 | 81.75 | 2
2023/24 | 315.75 | 81.75 | 3
2023/24 | 316.25 | 81.75 | 4
2023/24 | 316.75 | 81.75 | 1
2023/24 | 317.25 | 81.75 | 1
2023/24 | 317.75 | 81.75 | 1
2023/24 | 318.25 | 81.75 | 1
2023/24 | 318.75 | 81.75 | 1
2023/24 | 319.25 | 81.75 | 1
2023/24 | 319.75 | 81.75 | 1
2023/24 | 320.25 | 81.75 | 2
2023/24 | 321.25 | 81.75 | 1
2023/24 | 322.25 | 81.75 | 2
2023/24 | 323.25 | 81.75 | 1
2023/24 | 323.75 | 81.75 | 1
2023/24 | 326.25 | 81.75 | 2
2023/24 | 328.25 | 81.75 | 1
2023/24 | 328.75 | 81.75 | 1
2023/24 | 330.25 | 81.75 | 1
2023/24 | 330.75 | 81.75 | 1
2023/24 | 331.25 | 81.75 | 1
2023/24 | 333.25 | 81.75 | 1
2023/24 | 333.75 | 81.75 | 1
2023/24 | 334.25 | 81.75 | 1
2023/24 | 336.75 | 81.75 | 2
2023/24 | 339.25 | 81.75 | 1
2023/24 | 339.75 | 81.75 | 1
2023/24 | 340.25 | 81.75 | 2
2023/24 | 340.75 | 81.75 | 2
2023/24 | 341.75 | 81.75 | 1
2023/24 | 343.75 | 81.75 | 1
2023/24 | 348.75 | 81.75 | 1
2023/24 | 351.25 | 81.75 | 1
2023/24 | 351.75 | 81.75 | 1
2023/24 | 355.25 | 81.75 | 1
2023/24 | 356.75 | 81.75 | 1
2023/24 | 360.75 | 81.75 | 1
2023/24 | 362.25 | 81.75 | 1
2023/24 | 365.75 | 81.75 | 1
2023/24 | 366.25 | 81.75 | 1
2023/24 | 371.25 | 81.75 | 1
2023/24 | 371.75 | 81.75 | 1
2023/24 | 377.75 | 81.75 | 1
2023/24 | 379.75 | 81.75 | 1
2023/24 | 380.25 | 81.75 | 1
2023/24 | 385.25 | 81.75 | 1
2023/24 | 391.25 | 81.75 | 1
2023/24 | 425.25 | 81.75 | 1
2023/24 | 101.75 | 82.25 | 1
2023/24 | 115.25 | 82.25 | 1
2023/24 | 116.25 | 82.25 | 1
2023/24 | 118.25 | 82.25 | 1
2023/24 | 120.75 | 82.25 | 2
2023/24 | 122.75 | 82.25 | 1
2023/24 | 125.25 | 82.25 | 1
2023/24 | 126.25 | 82.25 | 1
2023/24 | 127.25 | 82.25 | 1
2023/24 | 127.75 | 82.25 | 1
2023/24 | 128.25 | 82.25 | 1
2023/24 | 128.75 | 82.25 | 2
2023/24 | 129.75 | 82.25 | 2
2023/24 | 130.25 | 82.25 | 1
2023/24 | 130.75 | 82.25 | 1
2023/24 | 131.25 | 82.25 | 2
2023/24 | 131.75 | 82.25 | 5
2023/24 | 132.25 | 82.25 | 5
2023/24 | 132.75 | 82.25 | 2
2023/24 | 133.25 | 82.25 | 1
2023/24 | 133.75 | 82.25 | 2
2023/24 | 134.25 | 82.25 | 4
2023/24 | 134.75 | 82.25 | 3
2023/24 | 135.25 | 82.25 | 5
2023/24 | 135.75 | 82.25 | 3
2023/24 | 136.25 | 82.25 | 2
2023/24 | 136.75 | 82.25 | 3
2023/24 | 137.25 | 82.25 | 3
2023/24 | 137.75 | 82.25 | 5
2023/24 | 138.25 | 82.25 | 10
2023/24 | 138.75 | 82.25 | 10
2023/24 | 139.25 | 82.25 | 8
2023/24 | 139.75 | 82.25 | 6
2023/24 | 140.25 | 82.25 | 6
2023/24 | 140.75 | 82.25 | 9
2023/24 | 141.25 | 82.25 | 5
2023/24 | 141.75 | 82.25 | 14
2023/24 | 142.25 | 82.25 | 13
2023/24 | 142.75 | 82.25 | 10
2023/24 | 143.25 | 82.25 | 13
2023/24 | 143.75 | 82.25 | 8
2023/24 | 144.25 | 82.25 | 13
2023/24 | 144.75 | 82.25 | 17
2023/24 | 145.25 | 82.25 | 18
2023/24 | 145.75 | 82.25 | 16
2023/24 | 146.25 | 82.25 | 17
2023/24 | 146.75 | 82.25 | 17
2023/24 | 147.25 | 82.25 | 23
2023/24 | 147.75 | 82.25 | 25
2023/24 | 148.25 | 82.25 | 22
2023/24 | 148.75 | 82.25 | 32
2023/24 | 149.25 | 82.25 | 25
2023/24 | 149.75 | 82.25 | 31
2023/24 | 150.25 | 82.25 | 26
2023/24 | 150.75 | 82.25 | 46
2023/24 | 151.25 | 82.25 | 35
2023/24 | 151.75 | 82.25 | 32
2023/24 | 152.25 | 82.25 | 29
2023/24 | 152.75 | 82.25 | 38
2023/24 | 153.25 | 82.25 | 47
2023/24 | 153.75 | 82.25 | 42
2023/24 | 154.25 | 82.25 | 47
2023/24 | 154.75 | 82.25 | 36
2023/24 | 155.25 | 82.25 | 40
2023/24 | 155.75 | 82.25 | 55
2023/24 | 156.25 | 82.25 | 53
2023/24 | 156.75 | 82.25 | 52
2023/24 | 157.25 | 82.25 | 58
2023/24 | 157.75 | 82.25 | 52
2023/24 | 158.25 | 82.25 | 64
2023/24 | 158.75 | 82.25 | 57
2023/24 | 159.25 | 82.25 | 76
2023/24 | 159.75 | 82.25 | 64
2023/24 | 160.25 | 82.25 | 70
2023/24 | 160.75 | 82.25 | 72
2023/24 | 161.25 | 82.25 | 81
2023/24 | 161.75 | 82.25 | 64
2023/24 | 162.25 | 82.25 | 69
2023/24 | 162.75 | 82.25 | 76
2023/24 | 163.25 | 82.25 | 98
2023/24 | 163.75 | 82.25 | 117
2023/24 | 164.25 | 82.25 | 83
2023/24 | 164.75 | 82.25 | 97
2023/24 | 165.25 | 82.25 | 112
2023/24 | 165.75 | 82.25 | 88
2023/24 | 166.25 | 82.25 | 82
2023/24 | 166.75 | 82.25 | 110
2023/24 | 167.25 | 82.25 | 104
2023/24 | 167.75 | 82.25 | 102
2023/24 | 168.25 | 82.25 | 89
2023/24 | 168.75 | 82.25 | 103
2023/24 | 169.25 | 82.25 | 106
2023/24 | 169.75 | 82.25 | 128
2023/24 | 170.25 | 82.25 | 125
2023/24 | 170.75 | 82.25 | 107
2023/24 | 171.25 | 82.25 | 129
2023/24 | 171.75 | 82.25 | 120
2023/24 | 172.25 | 82.25 | 97
2023/24 | 172.75 | 82.25 | 117
2023/24 | 173.25 | 82.25 | 125
2023/24 | 173.75 | 82.25 | 134
2023/24 | 174.25 | 82.25 | 137
2023/24 | 174.75 | 82.25 | 146
2023/24 | 175.25 | 82.25 | 123
2023/24 | 175.75 | 82.25 | 125
2023/24 | 176.25 | 82.25 | 124
2023/24 | 176.75 | 82.25 | 132
2023/24 | 177.25 | 82.25 | 163
2023/24 | 177.75 | 82.25 | 150
2023/24 | 178.25 | 82.25 | 159
2023/24 | 178.75 | 82.25 | 161
2023/24 | 179.25 | 82.25 | 171
2023/24 | 179.75 | 82.25 | 151
2023/24 | 180.25 | 82.25 | 145
2023/24 | 180.75 | 82.25 | 156
2023/24 | 181.25 | 82.25 | 161
2023/24 | 181.75 | 82.25 | 146
2023/24 | 182.25 | 82.25 | 134
2023/24 | 182.75 | 82.25 | 157
2023/24 | 183.25 | 82.25 | 145
2023/24 | 183.75 | 82.25 | 163
2023/24 | 184.25 | 82.25 | 150
2023/24 | 184.75 | 82.25 | 161
2023/24 | 185.25 | 82.25 | 151
2023/24 | 185.75 | 82.25 | 133
2023/24 | 186.25 | 82.25 | 143
2023/24 | 186.75 | 82.25 | 143
2023/24 | 187.25 | 82.25 | 157
2023/24 | 187.75 | 82.25 | 145
2023/24 | 188.25 | 82.25 | 134
2023/24 | 188.75 | 82.25 | 140
2023/24 | 189.25 | 82.25 | 138
2023/24 | 189.75 | 82.25 | 150
2023/24 | 190.25 | 82.25 | 134
2023/24 | 190.75 | 82.25 | 152
2023/24 | 191.25 | 82.25 | 142
2023/24 | 191.75 | 82.25 | 146
2023/24 | 192.25 | 82.25 | 162
2023/24 | 192.75 | 82.25 | 130
2023/24 | 193.25 | 82.25 | 143
2023/24 | 193.75 | 82.25 | 148
2023/24 | 194.25 | 82.25 | 125
2023/24 | 194.75 | 82.25 | 154
2023/24 | 195.25 | 82.25 | 144
2023/24 | 195.75 | 82.25 | 125
2023/24 | 196.25 | 82.25 | 117
2023/24 | 196.75 | 82.25 | 139
2023/24 | 197.25 | 82.25 | 123
2023/24 | 197.75 | 82.25 | 118
2023/24 | 198.25 | 82.25 | 109
2023/24 | 198.75 | 82.25 | 109
2023/24 | 199.25 | 82.25 | 127
2023/24 | 199.75 | 82.25 | 103
2023/24 | 200.25 | 82.25 | 103
2023/24 | 200.75 | 82.25 | 81
2023/24 | 201.25 | 82.25 | 109
2023/24 | 201.75 | 82.25 | 106
2023/24 | 202.25 | 82.25 | 107
2023/24 | 202.75 | 82.25 | 100
2023/24 | 203.25 | 82.25 | 98
2023/24 | 203.75 | 82.25 | 111
2023/24 | 204.25 | 82.25 | 92
2023/24 | 204.75 | 82.25 | 95
2023/24 | 205.25 | 82.25 | 98
2023/24 | 205.75 | 82.25 | 88
2023/24 | 206.25 | 82.25 | 83
2023/24 | 206.75 | 82.25 | 86
2023/24 | 207.25 | 82.25 | 89
2023/24 | 207.75 | 82.25 | 86
2023/24 | 208.25 | 82.25 | 74
2023/24 | 208.75 | 82.25 | 84
2023/24 | 209.25 | 82.25 | 77
2023/24 | 209.75 | 82.25 | 72
2023/24 | 210.25 | 82.25 | 78
2023/24 | 210.75 | 82.25 | 74
2023/24 | 211.25 | 82.25 | 82
2023/24 | 211.75 | 82.25 | 72
2023/24 | 212.25 | 82.25 | 60
2023/24 | 212.75 | 82.25 | 63
2023/24 | 213.25 | 82.25 | 67
2023/24 | 213.75 | 82.25 | 76
2023/24 | 214.25 | 82.25 | 62
2023/24 | 214.75 | 82.25 | 52
2023/24 | 215.25 | 82.25 | 61
2023/24 | 215.75 | 82.25 | 58
2023/24 | 216.25 | 82.25 | 56
2023/24 | 216.75 | 82.25 | 54
2023/24 | 217.25 | 82.25 | 50
2023/24 | 217.75 | 82.25 | 42
2023/24 | 218.25 | 82.25 | 43
2023/24 | 218.75 | 82.25 | 51
2023/24 | 219.25 | 82.25 | 59
2023/24 | 219.75 | 82.25 | 44
2023/24 | 220.25 | 82.25 | 59
2023/24 | 220.75 | 82.25 | 47
2023/24 | 221.25 | 82.25 | 40
2023/24 | 221.75 | 82.25 | 50
2023/24 | 222.25 | 82.25 | 47
2023/24 | 222.75 | 82.25 | 42
2023/24 | 223.25 | 82.25 | 48
2023/24 | 223.75 | 82.25 | 38
2023/24 | 224.25 | 82.25 | 38
2023/24 | 224.75 | 82.25 | 38
2023/24 | 225.25 | 82.25 | 47
2023/24 | 225.75 | 82.25 | 31
2023/24 | 226.25 | 82.25 | 32
2023/24 | 226.75 | 82.25 | 29
2023/24 | 227.25 | 82.25 | 44
2023/24 | 227.75 | 82.25 | 53
2023/24 | 228.25 | 82.25 | 27
2023/24 | 228.75 | 82.25 | 37
2023/24 | 229.25 | 82.25 | 23
2023/24 | 229.75 | 82.25 | 24
2023/24 | 230.25 | 82.25 | 24
2023/24 | 230.75 | 82.25 | 24
2023/24 | 231.25 | 82.25 | 21
2023/24 | 231.75 | 82.25 | 27
2023/24 | 232.25 | 82.25 | 31
2023/24 | 232.75 | 82.25 | 28
2023/24 | 233.25 | 82.25 | 27
2023/24 | 233.75 | 82.25 | 29
2023/24 | 234.25 | 82.25 | 35
2023/24 | 234.75 | 82.25 | 37
2023/24 | 235.25 | 82.25 | 26
2023/24 | 235.75 | 82.25 | 28
2023/24 | 236.25 | 82.25 | 31
2023/24 | 236.75 | 82.25 | 26
2023/24 | 237.25 | 82.25 | 24
2023/24 | 237.75 | 82.25 | 20
2023/24 | 238.25 | 82.25 | 22
2023/24 | 238.75 | 82.25 | 16
2023/24 | 239.25 | 82.25 | 21
2023/24 | 239.75 | 82.25 | 23
2023/24 | 240.25 | 82.25 | 24
2023/24 | 240.75 | 82.25 | 23
2023/24 | 241.25 | 82.25 | 21
2023/24 | 241.75 | 82.25 | 23
2023/24 | 242.25 | 82.25 | 15
2023/24 | 242.75 | 82.25 | 13
2023/24 | 243.25 | 82.25 | 23
2023/24 | 243.75 | 82.25 | 23
2023/24 | 244.25 | 82.25 | 21
2023/24 | 244.75 | 82.25 | 20
2023/24 | 245.25 | 82.25 | 27
2023/24 | 245.75 | 82.25 | 17
2023/24 | 246.25 | 82.25 | 20
2023/24 | 246.75 | 82.25 | 7
2023/24 | 247.25 | 82.25 | 14
2023/24 | 247.75 | 82.25 | 15
2023/24 | 248.25 | 82.25 | 17
2023/24 | 248.75 | 82.25 | 12
2023/24 | 249.25 | 82.25 | 21
2023/24 | 249.75 | 82.25 | 8
2023/24 | 250.25 | 82.25 | 13
2023/24 | 250.75 | 82.25 | 16
2023/24 | 251.25 | 82.25 | 19
2023/24 | 251.75 | 82.25 | 15
2023/24 | 252.25 | 82.25 | 11
2023/24 | 252.75 | 82.25 | 9
2023/24 | 253.25 | 82.25 | 15
2023/24 | 253.75 | 82.25 | 16
2023/24 | 254.25 | 82.25 | 16
2023/24 | 254.75 | 82.25 | 11
2023/24 | 255.25 | 82.25 | 12
2023/24 | 255.75 | 82.25 | 8
2023/24 | 256.25 | 82.25 | 13
2023/24 | 256.75 | 82.25 | 9
2023/24 | 257.25 | 82.25 | 14
2023/24 | 257.75 | 82.25 | 12
2023/24 | 258.25 | 82.25 | 11
2023/24 | 258.75 | 82.25 | 10
2023/24 | 259.25 | 82.25 | 13
2023/24 | 259.75 | 82.25 | 15
2023/24 | 260.25 | 82.25 | 11
2023/24 | 260.75 | 82.25 | 11
2023/24 | 261.25 | 82.25 | 10
2023/24 | 261.75 | 82.25 | 6
2023/24 | 262.25 | 82.25 | 9
2023/24 | 262.75 | 82.25 | 14
2023/24 | 263.25 | 82.25 | 15
2023/24 | 263.75 | 82.25 | 8
2023/24 | 264.25 | 82.25 | 11
2023/24 | 264.75 | 82.25 | 10
2023/24 | 265.25 | 82.25 | 7
2023/24 | 265.75 | 82.25 | 12
2023/24 | 266.25 | 82.25 | 8
2023/24 | 266.75 | 82.25 | 5
2023/24 | 267.25 | 82.25 | 9
2023/24 | 267.75 | 82.25 | 7
2023/24 | 268.25 | 82.25 | 9
2023/24 | 268.75 | 82.25 | 10
2023/24 | 269.25 | 82.25 | 8
2023/24 | 269.75 | 82.25 | 7
2023/24 | 270.25 | 82.25 | 11
2023/24 | 270.75 | 82.25 | 9
2023/24 | 271.25 | 82.25 | 12
2023/24 | 271.75 | 82.25 | 6
2023/24 | 272.25 | 82.25 | 7
2023/24 | 272.75 | 82.25 | 7
2023/24 | 273.25 | 82.25 | 4
2023/24 | 273.75 | 82.25 | 5
2023/24 | 274.25 | 82.25 | 13
2023/24 | 274.75 | 82.25 | 7
2023/24 | 275.25 | 82.25 | 6
2023/24 | 275.75 | 82.25 | 6
2023/24 | 276.25 | 82.25 | 10
2023/24 | 276.75 | 82.25 | 6
2023/24 | 277.25 | 82.25 | 4
2023/24 | 277.75 | 82.25 | 4
2023/24 | 278.25 | 82.25 | 6
2023/24 | 278.75 | 82.25 | 5
2023/24 | 279.25 | 82.25 | 7
2023/24 | 279.75 | 82.25 | 5
2023/24 | 280.25 | 82.25 | 10
2023/24 | 280.75 | 82.25 | 7
2023/24 | 281.25 | 82.25 | 6
2023/24 | 281.75 | 82.25 | 7
2023/24 | 282.25 | 82.25 | 4
2023/24 | 282.75 | 82.25 | 7
2023/24 | 283.25 | 82.25 | 6
2023/24 | 283.75 | 82.25 | 9
2023/24 | 284.25 | 82.25 | 5
2023/24 | 284.75 | 82.25 | 6
2023/24 | 285.25 | 82.25 | 5
2023/24 | 285.75 | 82.25 | 8
2023/24 | 286.25 | 82.25 | 9
2023/24 | 286.75 | 82.25 | 6
2023/24 | 287.25 | 82.25 | 2
2023/24 | 287.75 | 82.25 | 3
2023/24 | 288.25 | 82.25 | 4
2023/24 | 288.75 | 82.25 | 5
2023/24 | 289.25 | 82.25 | 7
2023/24 | 289.75 | 82.25 | 3
2023/24 | 290.25 | 82.25 | 4
2023/24 | 290.75 | 82.25 | 5
2023/24 | 291.25 | 82.25 | 4
2023/24 | 291.75 | 82.25 | 4
2023/24 | 292.25 | 82.25 | 5
2023/24 | 292.75 | 82.25 | 5
2023/24 | 293.25 | 82.25 | 5
2023/24 | 293.75 | 82.25 | 4
2023/24 | 294.25 | 82.25 | 7
2023/24 | 294.75 | 82.25 | 3
2023/24 | 295.25 | 82.25 | 3
2023/24 | 295.75 | 82.25 | 2
2023/24 | 296.75 | 82.25 | 14
2023/24 | 297.25 | 82.25 | 2
2023/24 | 297.75 | 82.25 | 2
2023/24 | 298.25 | 82.25 | 2
2023/24 | 298.75 | 82.25 | 2
2023/24 | 299.25 | 82.25 | 4
2023/24 | 299.75 | 82.25 | 5
2023/24 | 300.25 | 82.25 | 2
2023/24 | 300.75 | 82.25 | 5
2023/24 | 301.25 | 82.25 | 2
2023/24 | 301.75 | 82.25 | 3
2023/24 | 302.25 | 82.25 | 5
2023/24 | 302.75 | 82.25 | 3
2023/24 | 303.25 | 82.25 | 2
2023/24 | 303.75 | 82.25 | 3
2023/24 | 304.25 | 82.25 | 2
2023/24 | 304.75 | 82.25 | 3
2023/24 | 305.25 | 82.25 | 2
2023/24 | 305.75 | 82.25 | 1
2023/24 | 306.25 | 82.25 | 2
2023/24 | 306.75 | 82.25 | 3
2023/24 | 307.25 | 82.25 | 1
2023/24 | 307.75 | 82.25 | 1
2023/24 | 308.25 | 82.25 | 2
2023/24 | 308.75 | 82.25 | 3
2023/24 | 309.25 | 82.25 | 3
2023/24 | 309.75 | 82.25 | 5
2023/24 | 310.25 | 82.25 | 3
2023/24 | 310.75 | 82.25 | 1
2023/24 | 311.25 | 82.25 | 2
2023/24 | 311.75 | 82.25 | 2
2023/24 | 312.75 | 82.25 | 4
2023/24 | 313.25 | 82.25 | 1
2023/24 | 313.75 | 82.25 | 2
2023/24 | 314.25 | 82.25 | 1
2023/24 | 314.75 | 82.25 | 2
2023/24 | 315.25 | 82.25 | 1
2023/24 | 315.75 | 82.25 | 1
2023/24 | 316.75 | 82.25 | 3
2023/24 | 317.25 | 82.25 | 3
2023/24 | 317.75 | 82.25 | 3
2023/24 | 318.25 | 82.25 | 2
2023/24 | 319.75 | 82.25 | 1
2023/24 | 320.25 | 82.25 | 1
2023/24 | 320.75 | 82.25 | 1
2023/24 | 321.25 | 82.25 | 1
2023/24 | 321.75 | 82.25 | 1
2023/24 | 322.25 | 82.25 | 1
2023/24 | 322.75 | 82.25 | 4
2023/24 | 323.25 | 82.25 | 2
2023/24 | 323.75 | 82.25 | 3
2023/24 | 324.25 | 82.25 | 1
2023/24 | 325.25 | 82.25 | 3
2023/24 | 325.75 | 82.25 | 1
2023/24 | 326.25 | 82.25 | 1
2023/24 | 326.75 | 82.25 | 1
2023/24 | 327.75 | 82.25 | 1
2023/24 | 329.75 | 82.25 | 2
2023/24 | 330.25 | 82.25 | 2
2023/24 | 331.75 | 82.25 | 2
2023/24 | 332.25 | 82.25 | 2
2023/24 | 333.25 | 82.25 | 1
2023/24 | 334.25 | 82.25 | 3
2023/24 | 334.75 | 82.25 | 3
2023/24 | 335.25 | 82.25 | 2
2023/24 | 335.75 | 82.25 | 1
2023/24 | 336.25 | 82.25 | 1
2023/24 | 336.75 | 82.25 | 1
2023/24 | 337.75 | 82.25 | 1
2023/24 | 338.25 | 82.25 | 1
2023/24 | 340.75 | 82.25 | 3
2023/24 | 343.75 | 82.25 | 1
2023/24 | 344.25 | 82.25 | 1
2023/24 | 345.75 | 82.25 | 1
2023/24 | 346.75 | 82.25 | 1
2023/24 | 350.25 | 82.25 | 1
2023/24 | 350.75 | 82.25 | 1
2023/24 | 356.25 | 82.25 | 1
2023/24 | 358.25 | 82.25 | 1
2023/24 | 360.75 | 82.25 | 1
2023/24 | 362.25 | 82.25 | 1
2023/24 | 364.75 | 82.25 | 1
2023/24 | 366.75 | 82.25 | 1
2023/24 | 374.75 | 82.25 | 1
2023/24 | 375.75 | 82.25 | 1
2023/24 | 376.25 | 82.25 | 1
2023/24 | 382.25 | 82.25 | 1
2023/24 | 390.25 | 82.25 | 1
2023/24 | 119.25 | 82.75 | 1
2023/24 | 120.75 | 82.75 | 1
2023/24 | 121.25 | 82.75 | 1
2023/24 | 122.75 | 82.75 | 2
2023/24 | 123.25 | 82.75 | 1
2023/24 | 123.75 | 82.75 | 1
2023/24 | 125.25 | 82.75 | 2
2023/24 | 125.75 | 82.75 | 1
2023/24 | 126.25 | 82.75 | 1
2023/24 | 127.75 | 82.75 | 2
2023/24 | 128.75 | 82.75 | 2
2023/24 | 129.75 | 82.75 | 1
2023/24 | 130.25 | 82.75 | 2
2023/24 | 130.75 | 82.75 | 5
2023/24 | 131.25 | 82.75 | 1
2023/24 | 131.75 | 82.75 | 5
2023/24 | 132.25 | 82.75 | 1
2023/24 | 132.75 | 82.75 | 3
2023/24 | 134.25 | 82.75 | 3
2023/24 | 134.75 | 82.75 | 2
2023/24 | 135.25 | 82.75 | 3
2023/24 | 135.75 | 82.75 | 3
2023/24 | 136.25 | 82.75 | 1
2023/24 | 136.75 | 82.75 | 5
2023/24 | 137.25 | 82.75 | 3
2023/24 | 137.75 | 82.75 | 6
2023/24 | 138.25 | 82.75 | 9
2023/24 | 138.75 | 82.75 | 3
2023/24 | 139.25 | 82.75 | 4
2023/24 | 139.75 | 82.75 | 9
2023/24 | 140.25 | 82.75 | 3
2023/24 | 140.75 | 82.75 | 2
2023/24 | 141.25 | 82.75 | 13
2023/24 | 141.75 | 82.75 | 10
2023/24 | 142.25 | 82.75 | 12
2023/24 | 142.75 | 82.75 | 9
2023/24 | 143.25 | 82.75 | 14
2023/24 | 143.75 | 82.75 | 10
2023/24 | 144.25 | 82.75 | 11
2023/24 | 144.75 | 82.75 | 11
2023/24 | 145.25 | 82.75 | 12
2023/24 | 145.75 | 82.75 | 6
2023/24 | 146.25 | 82.75 | 11
2023/24 | 146.75 | 82.75 | 17
2023/24 | 147.25 | 82.75 | 17
2023/24 | 147.75 | 82.75 | 7
2023/24 | 148.25 | 82.75 | 17
2023/24 | 148.75 | 82.75 | 18
2023/24 | 149.25 | 82.75 | 25
2023/24 | 149.75 | 82.75 | 25
2023/24 | 150.25 | 82.75 | 21
2023/24 | 150.75 | 82.75 | 28
2023/24 | 151.25 | 82.75 | 24
2023/24 | 151.75 | 82.75 | 27
2023/24 | 152.25 | 82.75 | 29
2023/24 | 152.75 | 82.75 | 31
2023/24 | 153.25 | 82.75 | 26
2023/24 | 153.75 | 82.75 | 42
2023/24 | 154.25 | 82.75 | 26
2023/24 | 154.75 | 82.75 | 37
2023/24 | 155.25 | 82.75 | 45
2023/24 | 155.75 | 82.75 | 47
2023/24 | 156.25 | 82.75 | 53
2023/24 | 156.75 | 82.75 | 52
2023/24 | 157.25 | 82.75 | 59
2023/24 | 157.75 | 82.75 | 55
2023/24 | 158.25 | 82.75 | 49
2023/24 | 158.75 | 82.75 | 50
2023/24 | 159.25 | 82.75 | 69
2023/24 | 159.75 | 82.75 | 69
2023/24 | 160.25 | 82.75 | 64
2023/24 | 160.75 | 82.75 | 59
2023/24 | 161.25 | 82.75 | 64
2023/24 | 161.75 | 82.75 | 74
2023/24 | 162.25 | 82.75 | 68
2023/24 | 162.75 | 82.75 | 68
2023/24 | 163.25 | 82.75 | 67
2023/24 | 163.75 | 82.75 | 95
2023/24 | 164.25 | 82.75 | 98
2023/24 | 164.75 | 82.75 | 86
2023/24 | 165.25 | 82.75 | 98
2023/24 | 165.75 | 82.75 | 82
2023/24 | 166.25 | 82.75 | 88
2023/24 | 166.75 | 82.75 | 98
2023/24 | 167.25 | 82.75 | 85
2023/24 | 167.75 | 82.75 | 92
2023/24 | 168.25 | 82.75 | 102
2023/24 | 168.75 | 82.75 | 108
2023/24 | 169.25 | 82.75 | 91
2023/24 | 169.75 | 82.75 | 125
2023/24 | 170.25 | 82.75 | 121
2023/24 | 170.75 | 82.75 | 101
2023/24 | 171.25 | 82.75 | 112
2023/24 | 171.75 | 82.75 | 136
2023/24 | 172.25 | 82.75 | 123
2023/24 | 172.75 | 82.75 | 123
2023/24 | 173.25 | 82.75 | 146
2023/24 | 173.75 | 82.75 | 119
2023/24 | 174.25 | 82.75 | 134
2023/24 | 174.75 | 82.75 | 141
2023/24 | 175.25 | 82.75 | 121
2023/24 | 175.75 | 82.75 | 156
2023/24 | 176.25 | 82.75 | 137
2023/24 | 176.75 | 82.75 | 138
2023/24 | 177.25 | 82.75 | 130
2023/24 | 177.75 | 82.75 | 133
2023/24 | 178.25 | 82.75 | 125
2023/24 | 178.75 | 82.75 | 146
2023/24 | 179.25 | 82.75 | 138
2023/24 | 179.75 | 82.75 | 128
2023/24 | 180.25 | 82.75 | 169
2023/24 | 180.75 | 82.75 | 146
2023/24 | 181.25 | 82.75 | 157
2023/24 | 181.75 | 82.75 | 159
2023/24 | 182.25 | 82.75 | 145
2023/24 | 182.75 | 82.75 | 171
2023/24 | 183.25 | 82.75 | 160
2023/24 | 183.75 | 82.75 | 151
2023/24 | 184.25 | 82.75 | 157
2023/24 | 184.75 | 82.75 | 153
2023/24 | 185.25 | 82.75 | 150
2023/24 | 185.75 | 82.75 | 152
2023/24 | 186.25 | 82.75 | 158
2023/24 | 186.75 | 82.75 | 175
2023/24 | 187.25 | 82.75 | 169
2023/24 | 187.75 | 82.75 | 158
2023/24 | 188.25 | 82.75 | 160
2023/24 | 188.75 | 82.75 | 158
2023/24 | 189.25 | 82.75 | 157
2023/24 | 189.75 | 82.75 | 167
2023/24 | 190.25 | 82.75 | 138
2023/24 | 190.75 | 82.75 | 143
2023/24 | 191.25 | 82.75 | 134
2023/24 | 191.75 | 82.75 | 139
2023/24 | 192.25 | 82.75 | 129
2023/24 | 192.75 | 82.75 | 135
2023/24 | 193.25 | 82.75 | 157
2023/24 | 193.75 | 82.75 | 130
2023/24 | 194.25 | 82.75 | 128
2023/24 | 194.75 | 82.75 | 136
2023/24 | 195.25 | 82.75 | 143
2023/24 | 195.75 | 82.75 | 151
2023/24 | 196.25 | 82.75 | 126
2023/24 | 196.75 | 82.75 | 153
2023/24 | 197.25 | 82.75 | 122
2023/24 | 197.75 | 82.75 | 114
2023/24 | 198.25 | 82.75 | 142
2023/24 | 198.75 | 82.75 | 122
2023/24 | 199.25 | 82.75 | 109
2023/24 | 199.75 | 82.75 | 107
2023/24 | 200.25 | 82.75 | 114
2023/24 | 200.75 | 82.75 | 125
2023/24 | 201.25 | 82.75 | 108
2023/24 | 201.75 | 82.75 | 91
2023/24 | 202.25 | 82.75 | 90
2023/24 | 202.75 | 82.75 | 109
2023/24 | 203.25 | 82.75 | 101
2023/24 | 203.75 | 82.75 | 86
2023/24 | 204.25 | 82.75 | 92
2023/24 | 204.75 | 82.75 | 99
2023/24 | 205.25 | 82.75 | 104
2023/24 | 205.75 | 82.75 | 100
2023/24 | 206.25 | 82.75 | 103
2023/24 | 206.75 | 82.75 | 78
2023/24 | 207.25 | 82.75 | 95
2023/24 | 207.75 | 82.75 | 90
2023/24 | 208.25 | 82.75 | 82
2023/24 | 208.75 | 82.75 | 102
2023/24 | 209.25 | 82.75 | 77
2023/24 | 209.75 | 82.75 | 101
2023/24 | 210.25 | 82.75 | 72
2023/24 | 210.75 | 82.75 | 76
2023/24 | 211.25 | 82.75 | 66
2023/24 | 211.75 | 82.75 | 79
2023/24 | 212.25 | 82.75 | 82
2023/24 | 212.75 | 82.75 | 69
2023/24 | 213.25 | 82.75 | 65
2023/24 | 213.75 | 82.75 | 81
2023/24 | 214.25 | 82.75 | 66
2023/24 | 214.75 | 82.75 | 64
2023/24 | 215.25 | 82.75 | 78
2023/24 | 215.75 | 82.75 | 75
2023/24 | 216.25 | 82.75 | 63
2023/24 | 216.75 | 82.75 | 59
2023/24 | 217.25 | 82.75 | 51
2023/24 | 217.75 | 82.75 | 55
2023/24 | 218.25 | 82.75 | 51
2023/24 | 218.75 | 82.75 | 53
2023/24 | 219.25 | 82.75 | 43
2023/24 | 219.75 | 82.75 | 63
2023/24 | 220.25 | 82.75 | 53
2023/24 | 220.75 | 82.75 | 49
2023/24 | 221.25 | 82.75 | 51
2023/24 | 221.75 | 82.75 | 52
2023/24 | 222.25 | 82.75 | 41
2023/24 | 222.75 | 82.75 | 41
2023/24 | 223.25 | 82.75 | 34
2023/24 | 223.75 | 82.75 | 46
2023/24 | 224.25 | 82.75 | 44
2023/24 | 224.75 | 82.75 | 42
2023/24 | 225.25 | 82.75 | 40
2023/24 | 225.75 | 82.75 | 44
2023/24 | 226.25 | 82.75 | 35
2023/24 | 226.75 | 82.75 | 35
2023/24 | 227.25 | 82.75 | 38
2023/24 | 227.75 | 82.75 | 43
2023/24 | 228.25 | 82.75 | 37
2023/24 | 228.75 | 82.75 | 31
2023/24 | 229.25 | 82.75 | 40
2023/24 | 229.75 | 82.75 | 29
2023/24 | 230.25 | 82.75 | 47
2023/24 | 230.75 | 82.75 | 24
2023/24 | 231.25 | 82.75 | 30
2023/24 | 231.75 | 82.75 | 28
2023/24 | 232.25 | 82.75 | 29
2023/24 | 232.75 | 82.75 | 25
2023/24 | 233.25 | 82.75 | 30
2023/24 | 233.75 | 82.75 | 33
2023/24 | 234.25 | 82.75 | 30
2023/24 | 234.75 | 82.75 | 25
2023/24 | 235.25 | 82.75 | 24
2023/24 | 235.75 | 82.75 | 32
2023/24 | 236.25 | 82.75 | 29
2023/24 | 236.75 | 82.75 | 29
2023/24 | 237.25 | 82.75 | 27
2023/24 | 237.75 | 82.75 | 25
2023/24 | 238.25 | 82.75 | 26
2023/24 | 238.75 | 82.75 | 14
2023/24 | 239.25 | 82.75 | 22
2023/24 | 239.75 | 82.75 | 21
2023/24 | 240.25 | 82.75 | 24
2023/24 | 240.75 | 82.75 | 22
2023/24 | 241.25 | 82.75 | 28
2023/24 | 241.75 | 82.75 | 27
2023/24 | 242.25 | 82.75 | 27
2023/24 | 242.75 | 82.75 | 25
2023/24 | 243.25 | 82.75 | 27
2023/24 | 243.75 | 82.75 | 18
2023/24 | 244.25 | 82.75 | 22
2023/24 | 244.75 | 82.75 | 26
2023/24 | 245.25 | 82.75 | 12
2023/24 | 245.75 | 82.75 | 23
2023/24 | 246.25 | 82.75 | 20
2023/24 | 246.75 | 82.75 | 19
2023/24 | 247.25 | 82.75 | 17
2023/24 | 247.75 | 82.75 | 14
2023/24 | 248.25 | 82.75 | 11
2023/24 | 248.75 | 82.75 | 20
2023/24 | 249.25 | 82.75 | 16
2023/24 | 249.75 | 82.75 | 11
2023/24 | 250.25 | 82.75 | 14
2023/24 | 250.75 | 82.75 | 17
2023/24 | 251.25 | 82.75 | 13
2023/24 | 251.75 | 82.75 | 17
2023/24 | 252.25 | 82.75 | 14
2023/24 | 252.75 | 82.75 | 14
2023/24 | 253.25 | 82.75 | 14
2023/24 | 253.75 | 82.75 | 9
2023/24 | 254.25 | 82.75 | 20
2023/24 | 254.75 | 82.75 | 14
2023/24 | 255.25 | 82.75 | 13
2023/24 | 255.75 | 82.75 | 11
2023/24 | 256.25 | 82.75 | 13
2023/24 | 256.75 | 82.75 | 12
2023/24 | 257.25 | 82.75 | 9
2023/24 | 257.75 | 82.75 | 10
2023/24 | 258.25 | 82.75 | 8
2023/24 | 258.75 | 82.75 | 14
2023/24 | 259.25 | 82.75 | 7
2023/24 | 259.75 | 82.75 | 9
2023/24 | 260.25 | 82.75 | 7
2023/24 | 260.75 | 82.75 | 8
2023/24 | 261.25 | 82.75 | 6
2023/24 | 261.75 | 82.75 | 8
2023/24 | 262.25 | 82.75 | 13
2023/24 | 262.75 | 82.75 | 7
2023/24 | 263.25 | 82.75 | 9
2023/24 | 263.75 | 82.75 | 15
2023/24 | 264.25 | 82.75 | 12
2023/24 | 264.75 | 82.75 | 14
2023/24 | 265.25 | 82.75 | 17
2023/24 | 265.75 | 82.75 | 12
2023/24 | 266.25 | 82.75 | 13
2023/24 | 266.75 | 82.75 | 8
2023/24 | 267.25 | 82.75 | 10
2023/24 | 267.75 | 82.75 | 10
2023/24 | 268.25 | 82.75 | 11
2023/24 | 268.75 | 82.75 | 8
2023/24 | 269.25 | 82.75 | 11
2023/24 | 269.75 | 82.75 | 9
2023/24 | 270.25 | 82.75 | 6
2023/24 | 270.75 | 82.75 | 12
2023/24 | 271.25 | 82.75 | 10
2023/24 | 271.75 | 82.75 | 4
2023/24 | 272.25 | 82.75 | 7
2023/24 | 272.75 | 82.75 | 12
2023/24 | 273.25 | 82.75 | 6
2023/24 | 273.75 | 82.75 | 13
2023/24 | 274.25 | 82.75 | 10
2023/24 | 274.75 | 82.75 | 7
2023/24 | 275.25 | 82.75 | 8
2023/24 | 275.75 | 82.75 | 8
2023/24 | 276.25 | 82.75 | 4
2023/24 | 276.75 | 82.75 | 7
2023/24 | 277.25 | 82.75 | 4
2023/24 | 277.75 | 82.75 | 4
2023/24 | 278.25 | 82.75 | 5
2023/24 | 278.75 | 82.75 | 5
2023/24 | 279.25 | 82.75 | 4
2023/24 | 279.75 | 82.75 | 6
2023/24 | 280.25 | 82.75 | 4
2023/24 | 280.75 | 82.75 | 4
2023/24 | 281.25 | 82.75 | 8
2023/24 | 281.75 | 82.75 | 5
2023/24 | 282.25 | 82.75 | 12
2023/24 | 282.75 | 82.75 | 11
2023/24 | 283.25 | 82.75 | 3
2023/24 | 283.75 | 82.75 | 5
2023/24 | 284.25 | 82.75 | 3
2023/24 | 284.75 | 82.75 | 3
2023/24 | 285.25 | 82.75 | 6
2023/24 | 285.75 | 82.75 | 6
2023/24 | 286.25 | 82.75 | 7
2023/24 | 286.75 | 82.75 | 3
2023/24 | 287.25 | 82.75 | 7
2023/24 | 287.75 | 82.75 | 4
2023/24 | 288.25 | 82.75 | 6
2023/24 | 288.75 | 82.75 | 3
2023/24 | 289.25 | 82.75 | 7
2023/24 | 289.75 | 82.75 | 6
2023/24 | 290.25 | 82.75 | 5
2023/24 | 290.75 | 82.75 | 4
2023/24 | 291.25 | 82.75 | 4
2023/24 | 291.75 | 82.75 | 7
2023/24 | 292.25 | 82.75 | 3
2023/24 | 292.75 | 82.75 | 3
2023/24 | 293.25 | 82.75 | 5
2023/24 | 293.75 | 82.75 | 6
2023/24 | 294.25 | 82.75 | 2
2023/24 | 294.75 | 82.75 | 5
2023/24 | 295.25 | 82.75 | 2
2023/24 | 295.75 | 82.75 | 9
2023/24 | 296.25 | 82.75 | 2
2023/24 | 296.75 | 82.75 | 5
2023/24 | 297.25 | 82.75 | 2
2023/24 | 297.75 | 82.75 | 1
2023/24 | 298.25 | 82.75 | 3
2023/24 | 298.75 | 82.75 | 2
2023/24 | 299.25 | 82.75 | 3
2023/24 | 299.75 | 82.75 | 2
2023/24 | 300.25 | 82.75 | 3
2023/24 | 300.75 | 82.75 | 2
2023/24 | 301.25 | 82.75 | 2
2023/24 | 301.75 | 82.75 | 6
2023/24 | 302.25 | 82.75 | 2
2023/24 | 302.75 | 82.75 | 6
2023/24 | 303.25 | 82.75 | 3
2023/24 | 303.75 | 82.75 | 3
2023/24 | 304.25 | 82.75 | 4
2023/24 | 304.75 | 82.75 | 2
2023/24 | 305.25 | 82.75 | 2
2023/24 | 305.75 | 82.75 | 2
2023/24 | 306.25 | 82.75 | 4
2023/24 | 306.75 | 82.75 | 1
2023/24 | 307.25 | 82.75 | 1
2023/24 | 307.75 | 82.75 | 6
2023/24 | 308.25 | 82.75 | 2
2023/24 | 308.75 | 82.75 | 1
2023/24 | 309.25 | 82.75 | 2
2023/24 | 309.75 | 82.75 | 2
2023/24 | 310.25 | 82.75 | 1
2023/24 | 310.75 | 82.75 | 2
2023/24 | 311.25 | 82.75 | 3
2023/24 | 311.75 | 82.75 | 1
2023/24 | 312.25 | 82.75 | 1
2023/24 | 312.75 | 82.75 | 2
2023/24 | 313.25 | 82.75 | 1
2023/24 | 313.75 | 82.75 | 2
2023/24 | 314.75 | 82.75 | 2
2023/24 | 315.25 | 82.75 | 3
2023/24 | 316.25 | 82.75 | 1
2023/24 | 316.75 | 82.75 | 1
2023/24 | 317.25 | 82.75 | 3
2023/24 | 317.75 | 82.75 | 1
2023/24 | 318.25 | 82.75 | 2
2023/24 | 319.25 | 82.75 | 2
2023/24 | 319.75 | 82.75 | 1
2023/24 | 320.25 | 82.75 | 1
2023/24 | 320.75 | 82.75 | 1
2023/24 | 321.25 | 82.75 | 1
2023/24 | 321.75 | 82.75 | 2
2023/24 | 322.25 | 82.75 | 3
2023/24 | 322.75 | 82.75 | 2
2023/24 | 323.75 | 82.75 | 3
2023/24 | 324.25 | 82.75 | 4
2023/24 | 325.75 | 82.75 | 1
2023/24 | 327.75 | 82.75 | 2
2023/24 | 328.25 | 82.75 | 1
2023/24 | 328.75 | 82.75 | 3
2023/24 | 329.75 | 82.75 | 1
2023/24 | 330.25 | 82.75 | 2
2023/24 | 331.25 | 82.75 | 2
2023/24 | 331.75 | 82.75 | 1
2023/24 | 332.25 | 82.75 | 2
2023/24 | 333.25 | 82.75 | 1
2023/24 | 334.25 | 82.75 | 1
2023/24 | 334.75 | 82.75 | 1
2023/24 | 335.75 | 82.75 | 1
2023/24 | 336.75 | 82.75 | 1
2023/24 | 337.75 | 82.75 | 1
2023/24 | 339.75 | 82.75 | 1
2023/24 | 340.25 | 82.75 | 1
2023/24 | 341.75 | 82.75 | 2
2023/24 | 342.75 | 82.75 | 1
2023/24 | 344.75 | 82.75 | 1
2023/24 | 346.75 | 82.75 | 1
2023/24 | 349.25 | 82.75 | 1
2023/24 | 351.25 | 82.75 | 1
2023/24 | 352.75 | 82.75 | 1
2023/24 | 353.75 | 82.75 | 1
2023/24 | 354.25 | 82.75 | 1
2023/24 | 356.25 | 82.75 | 1
2023/24 | 357.25 | 82.75 | 1
2023/24 | 358.75 | 82.75 | 1
2023/24 | 359.75 | 82.75 | 1
2023/24 | 361.75 | 82.75 | 1
2023/24 | 367.75 | 82.75 | 1
2023/24 | 377.25 | 82.75 | 1
2023/24 | 382.25 | 82.75 | 1
2023/24 | 387.75 | 82.75 | 1
2023/24 | 391.75 | 82.75 | 1
2023/24 | 404.25 | 82.75 | 1
2023/24 | 448.75 | 82.75 | 1
2023/24 | 113.75 | 83.25 | 1
2023/24 | 118.75 | 83.25 | 3
2023/24 | 121.75 | 83.25 | 1
2023/24 | 123.25 | 83.25 | 1
2023/24 | 124.25 | 83.25 | 1
2023/24 | 125.25 | 83.25 | 2
2023/24 | 126.25 | 83.25 | 1
2023/24 | 126.75 | 83.25 | 1
2023/24 | 127.25 | 83.25 | 3
2023/24 | 127.75 | 83.25 | 4
2023/24 | 128.25 | 83.25 | 1
2023/24 | 128.75 | 83.25 | 3
2023/24 | 130.25 | 83.25 | 4
2023/24 | 131.75 | 83.25 | 2
2023/24 | 132.25 | 83.25 | 2
2023/24 | 132.75 | 83.25 | 2
2023/24 | 133.25 | 83.25 | 1
2023/24 | 133.75 | 83.25 | 5
2023/24 | 134.25 | 83.25 | 2
2023/24 | 134.75 | 83.25 | 2
2023/24 | 135.25 | 83.25 | 3
2023/24 | 135.75 | 83.25 | 2
2023/24 | 136.25 | 83.25 | 2
2023/24 | 136.75 | 83.25 | 6
2023/24 | 137.25 | 83.25 | 4
2023/24 | 137.75 | 83.25 | 2
2023/24 | 138.25 | 83.25 | 4
2023/24 | 138.75 | 83.25 | 3
2023/24 | 139.25 | 83.25 | 1
2023/24 | 139.75 | 83.25 | 4
2023/24 | 140.25 | 83.25 | 3
2023/24 | 140.75 | 83.25 | 5
2023/24 | 141.25 | 83.25 | 2
2023/24 | 141.75 | 83.25 | 5
2023/24 | 142.25 | 83.25 | 7
2023/24 | 142.75 | 83.25 | 8
2023/24 | 143.25 | 83.25 | 3
2023/24 | 143.75 | 83.25 | 7
2023/24 | 144.25 | 83.25 | 7
2023/24 | 144.75 | 83.25 | 7
2023/24 | 145.25 | 83.25 | 10
2023/24 | 145.75 | 83.25 | 14
2023/24 | 146.25 | 83.25 | 13
2023/24 | 146.75 | 83.25 | 14
2023/24 | 147.25 | 83.25 | 16
2023/24 | 147.75 | 83.25 | 17
2023/24 | 148.25 | 83.25 | 21
2023/24 | 148.75 | 83.25 | 13
2023/24 | 149.25 | 83.25 | 26
2023/24 | 149.75 | 83.25 | 12
2023/24 | 150.25 | 83.25 | 23
2023/24 | 150.75 | 83.25 | 19
2023/24 | 151.25 | 83.25 | 15
2023/24 | 151.75 | 83.25 | 27
2023/24 | 152.25 | 83.25 | 23
2023/24 | 152.75 | 83.25 | 38
2023/24 | 153.25 | 83.25 | 35
2023/24 | 153.75 | 83.25 | 39
2023/24 | 154.25 | 83.25 | 37
2023/24 | 154.75 | 83.25 | 44
2023/24 | 155.25 | 83.25 | 42
2023/24 | 155.75 | 83.25 | 32
2023/24 | 156.25 | 83.25 | 52
2023/24 | 156.75 | 83.25 | 45
2023/24 | 157.25 | 83.25 | 29
2023/24 | 157.75 | 83.25 | 41
2023/24 | 158.25 | 83.25 | 39
2023/24 | 158.75 | 83.25 | 46
2023/24 | 159.25 | 83.25 | 59
2023/24 | 159.75 | 83.25 | 55
2023/24 | 160.25 | 83.25 | 55
2023/24 | 160.75 | 83.25 | 62
2023/24 | 161.25 | 83.25 | 73
2023/24 | 161.75 | 83.25 | 54
2023/24 | 162.25 | 83.25 | 78
2023/24 | 162.75 | 83.25 | 63
2023/24 | 163.25 | 83.25 | 65
2023/24 | 163.75 | 83.25 | 85
2023/24 | 164.25 | 83.25 | 66
2023/24 | 164.75 | 83.25 | 69
2023/24 | 165.25 | 83.25 | 78
2023/24 | 165.75 | 83.25 | 76
2023/24 | 166.25 | 83.25 | 109
2023/24 | 166.75 | 83.25 | 105
2023/24 | 167.25 | 83.25 | 89
2023/24 | 167.75 | 83.25 | 113
2023/24 | 168.25 | 83.25 | 95
2023/24 | 168.75 | 83.25 | 104
2023/24 | 169.25 | 83.25 | 91
2023/24 | 169.75 | 83.25 | 108
2023/24 | 170.25 | 83.25 | 95
2023/24 | 170.75 | 83.25 | 105
2023/24 | 171.25 | 83.25 | 98
2023/24 | 171.75 | 83.25 | 122
2023/24 | 172.25 | 83.25 | 128
2023/24 | 172.75 | 83.25 | 115
2023/24 | 173.25 | 83.25 | 116
2023/24 | 173.75 | 83.25 | 131
2023/24 | 174.25 | 83.25 | 110
2023/24 | 174.75 | 83.25 | 128
2023/24 | 175.25 | 83.25 | 157
2023/24 | 175.75 | 83.25 | 135
2023/24 | 176.25 | 83.25 | 142
2023/24 | 176.75 | 83.25 | 142
2023/24 | 177.25 | 83.25 | 121
2023/24 | 177.75 | 83.25 | 139
2023/24 | 178.25 | 83.25 | 133
2023/24 | 178.75 | 83.25 | 123
2023/24 | 179.25 | 83.25 | 119
2023/24 | 179.75 | 83.25 | 132
2023/24 | 180.25 | 83.25 | 140
2023/24 | 180.75 | 83.25 | 149
2023/24 | 181.25 | 83.25 | 149
2023/24 | 181.75 | 83.25 | 147
2023/24 | 182.25 | 83.25 | 173
2023/24 | 182.75 | 83.25 | 143
2023/24 | 183.25 | 83.25 | 149
2023/24 | 183.75 | 83.25 | 174
2023/24 | 184.25 | 83.25 | 148
2023/24 | 184.75 | 83.25 | 164
2023/24 | 185.25 | 83.25 | 139
2023/24 | 185.75 | 83.25 | 160
2023/24 | 186.25 | 83.25 | 158
2023/24 | 186.75 | 83.25 | 147
2023/24 | 187.25 | 83.25 | 129
2023/24 | 187.75 | 83.25 | 140
2023/24 | 188.25 | 83.25 | 141
2023/24 | 188.75 | 83.25 | 140
2023/24 | 189.25 | 83.25 | 167
2023/24 | 189.75 | 83.25 | 144
2023/24 | 190.25 | 83.25 | 131
2023/24 | 190.75 | 83.25 | 150
2023/24 | 191.25 | 83.25 | 134
2023/24 | 191.75 | 83.25 | 146
2023/24 | 192.25 | 83.25 | 143
2023/24 | 192.75 | 83.25 | 123
2023/24 | 193.25 | 83.25 | 154
2023/24 | 193.75 | 83.25 | 161
2023/24 | 194.25 | 83.25 | 127
2023/24 | 194.75 | 83.25 | 141
2023/24 | 195.25 | 83.25 | 144
2023/24 | 195.75 | 83.25 | 144
2023/24 | 196.25 | 83.25 | 128
2023/24 | 196.75 | 83.25 | 124
2023/24 | 197.25 | 83.25 | 125
2023/24 | 197.75 | 83.25 | 122
2023/24 | 198.25 | 83.25 | 137
2023/24 | 198.75 | 83.25 | 128
2023/24 | 199.25 | 83.25 | 123
2023/24 | 199.75 | 83.25 | 130
2023/24 | 200.25 | 83.25 | 121
2023/24 | 200.75 | 83.25 | 123
2023/24 | 201.25 | 83.25 | 106
2023/24 | 201.75 | 83.25 | 112
2023/24 | 202.25 | 83.25 | 131
2023/24 | 202.75 | 83.25 | 108
2023/24 | 203.25 | 83.25 | 94
2023/24 | 203.75 | 83.25 | 131
2023/24 | 204.25 | 83.25 | 118
2023/24 | 204.75 | 83.25 | 126
2023/24 | 205.25 | 83.25 | 116
2023/24 | 205.75 | 83.25 | 116
2023/24 | 206.25 | 83.25 | 112
2023/24 | 206.75 | 83.25 | 114
2023/24 | 207.25 | 83.25 | 93
2023/24 | 207.75 | 83.25 | 93
2023/24 | 208.25 | 83.25 | 84
2023/24 | 208.75 | 83.25 | 80
2023/24 | 209.25 | 83.25 | 98
2023/24 | 209.75 | 83.25 | 72
2023/24 | 210.25 | 83.25 | 74
2023/24 | 210.75 | 83.25 | 90
2023/24 | 211.25 | 83.25 | 86
2023/24 | 211.75 | 83.25 | 101
2023/24 | 212.25 | 83.25 | 54
2023/24 | 212.75 | 83.25 | 65
2023/24 | 213.25 | 83.25 | 83
2023/24 | 213.75 | 83.25 | 78
2023/24 | 214.25 | 83.25 | 59
2023/24 | 214.75 | 83.25 | 66
2023/24 | 215.25 | 83.25 | 82
2023/24 | 215.75 | 83.25 | 59
2023/24 | 216.25 | 83.25 | 62
2023/24 | 216.75 | 83.25 | 65
2023/24 | 217.25 | 83.25 | 53
2023/24 | 217.75 | 83.25 | 57
2023/24 | 218.25 | 83.25 | 67
2023/24 | 218.75 | 83.25 | 61
2023/24 | 219.25 | 83.25 | 54
2023/24 | 219.75 | 83.25 | 57
2023/24 | 220.25 | 83.25 | 51
2023/24 | 220.75 | 83.25 | 42
2023/24 | 221.25 | 83.25 | 56
2023/24 | 221.75 | 83.25 | 49
2023/24 | 222.25 | 83.25 | 50
2023/24 | 222.75 | 83.25 | 49
2023/24 | 223.25 | 83.25 | 54
2023/24 | 223.75 | 83.25 | 40
2023/24 | 224.25 | 83.25 | 42
2023/24 | 224.75 | 83.25 | 44
2023/24 | 225.25 | 83.25 | 47
2023/24 | 225.75 | 83.25 | 50
2023/24 | 226.25 | 83.25 | 31
2023/24 | 226.75 | 83.25 | 49
2023/24 | 227.25 | 83.25 | 40
2023/24 | 227.75 | 83.25 | 37
2023/24 | 228.25 | 83.25 | 34
2023/24 | 228.75 | 83.25 | 38
2023/24 | 229.25 | 83.25 | 28
2023/24 | 229.75 | 83.25 | 41
2023/24 | 230.25 | 83.25 | 36
2023/24 | 230.75 | 83.25 | 40
2023/24 | 231.25 | 83.25 | 33
2023/24 | 231.75 | 83.25 | 34
2023/24 | 232.25 | 83.25 | 19
2023/24 | 232.75 | 83.25 | 35
2023/24 | 233.25 | 83.25 | 29
2023/24 | 233.75 | 83.25 | 46
2023/24 | 234.25 | 83.25 | 34
2023/24 | 234.75 | 83.25 | 30
2023/24 | 235.25 | 83.25 | 29
2023/24 | 235.75 | 83.25 | 24
2023/24 | 236.25 | 83.25 | 21
2023/24 | 236.75 | 83.25 | 24
2023/24 | 237.25 | 83.25 | 30
2023/24 | 237.75 | 83.25 | 33
2023/24 | 238.25 | 83.25 | 25
2023/24 | 238.75 | 83.25 | 23
2023/24 | 239.25 | 83.25 | 22
2023/24 | 239.75 | 83.25 | 38
2023/24 | 240.25 | 83.25 | 22
2023/24 | 240.75 | 83.25 | 25
2023/24 | 241.25 | 83.25 | 16
2023/24 | 241.75 | 83.25 | 23
2023/24 | 242.25 | 83.25 | 17
2023/24 | 242.75 | 83.25 | 25
2023/24 | 243.25 | 83.25 | 16
2023/24 | 243.75 | 83.25 | 20
2023/24 | 244.25 | 83.25 | 20
2023/24 | 244.75 | 83.25 | 17
2023/24 | 245.25 | 83.25 | 22
2023/24 | 245.75 | 83.25 | 24
2023/24 | 246.25 | 83.25 | 21
2023/24 | 246.75 | 83.25 | 14
2023/24 | 247.25 | 83.25 | 27
2023/24 | 247.75 | 83.25 | 16
2023/24 | 248.25 | 83.25 | 23
2023/24 | 248.75 | 83.25 | 13
2023/24 | 249.25 | 83.25 | 19
2023/24 | 249.75 | 83.25 | 13
2023/24 | 250.25 | 83.25 | 14
2023/24 | 250.75 | 83.25 | 18
2023/24 | 251.25 | 83.25 | 21
2023/24 | 251.75 | 83.25 | 16
2023/24 | 252.25 | 83.25 | 12
2023/24 | 252.75 | 83.25 | 16
2023/24 | 253.25 | 83.25 | 19
2023/24 | 253.75 | 83.25 | 23
2023/24 | 254.25 | 83.25 | 14
2023/24 | 254.75 | 83.25 | 16
2023/24 | 255.25 | 83.25 | 9
2023/24 | 255.75 | 83.25 | 24
2023/24 | 256.25 | 83.25 | 12
2023/24 | 256.75 | 83.25 | 16
2023/24 | 257.25 | 83.25 | 19
2023/24 | 257.75 | 83.25 | 16
2023/24 | 258.25 | 83.25 | 13
2023/24 | 258.75 | 83.25 | 20
2023/24 | 259.25 | 83.25 | 9
2023/24 | 259.75 | 83.25 | 12
2023/24 | 260.25 | 83.25 | 10
2023/24 | 260.75 | 83.25 | 6
2023/24 | 261.25 | 83.25 | 10
2023/24 | 261.75 | 83.25 | 5
2023/24 | 262.25 | 83.25 | 8
2023/24 | 262.75 | 83.25 | 12
2023/24 | 263.25 | 83.25 | 10
2023/24 | 263.75 | 83.25 | 16
2023/24 | 264.25 | 83.25 | 9
2023/24 | 264.75 | 83.25 | 11
2023/24 | 265.25 | 83.25 | 14
2023/24 | 265.75 | 83.25 | 8
2023/24 | 266.25 | 83.25 | 8
2023/24 | 266.75 | 83.25 | 9
2023/24 | 267.25 | 83.25 | 9
2023/24 | 267.75 | 83.25 | 10
2023/24 | 268.25 | 83.25 | 8
2023/24 | 268.75 | 83.25 | 12
2023/24 | 269.25 | 83.25 | 8
2023/24 | 269.75 | 83.25 | 10
2023/24 | 270.25 | 83.25 | 13
2023/24 | 270.75 | 83.25 | 7
2023/24 | 271.25 | 83.25 | 8
2023/24 | 271.75 | 83.25 | 3
2023/24 | 272.25 | 83.25 | 6
2023/24 | 272.75 | 83.25 | 13
2023/24 | 273.25 | 83.25 | 9
2023/24 | 273.75 | 83.25 | 4
2023/24 | 274.25 | 83.25 | 9
2023/24 | 274.75 | 83.25 | 14
2023/24 | 275.25 | 83.25 | 9
2023/24 | 275.75 | 83.25 | 9
2023/24 | 276.25 | 83.25 | 6
2023/24 | 276.75 | 83.25 | 4
2023/24 | 277.25 | 83.25 | 3
2023/24 | 277.75 | 83.25 | 5
2023/24 | 278.25 | 83.25 | 6
2023/24 | 278.75 | 83.25 | 8
2023/24 | 279.25 | 83.25 | 9
2023/24 | 279.75 | 83.25 | 9
2023/24 | 280.25 | 83.25 | 8
2023/24 | 280.75 | 83.25 | 10
2023/24 | 281.25 | 83.25 | 5
2023/24 | 281.75 | 83.25 | 4
2023/24 | 282.25 | 83.25 | 9
2023/24 | 282.75 | 83.25 | 7
2023/24 | 283.25 | 83.25 | 7
2023/24 | 283.75 | 83.25 | 5
2023/24 | 284.25 | 83.25 | 3
2023/24 | 284.75 | 83.25 | 7
2023/24 | 285.25 | 83.25 | 10
2023/24 | 285.75 | 83.25 | 9
2023/24 | 286.25 | 83.25 | 3
2023/24 | 286.75 | 83.25 | 6
2023/24 | 287.25 | 83.25 | 6
2023/24 | 287.75 | 83.25 | 5
2023/24 | 288.25 | 83.25 | 3
2023/24 | 288.75 | 83.25 | 3
2023/24 | 289.25 | 83.25 | 5
2023/24 | 289.75 | 83.25 | 6
2023/24 | 290.25 | 83.25 | 7
2023/24 | 290.75 | 83.25 | 1
2023/24 | 291.25 | 83.25 | 5
2023/24 | 291.75 | 83.25 | 3
2023/24 | 292.25 | 83.25 | 5
2023/24 | 292.75 | 83.25 | 4
2023/24 | 293.75 | 83.25 | 5
2023/24 | 294.25 | 83.25 | 4
2023/24 | 294.75 | 83.25 | 4
2023/24 | 295.25 | 83.25 | 3
2023/24 | 295.75 | 83.25 | 3
2023/24 | 296.25 | 83.25 | 5
2023/24 | 296.75 | 83.25 | 3
2023/24 | 297.25 | 83.25 | 1
2023/24 | 297.75 | 83.25 | 3
2023/24 | 298.25 | 83.25 | 3
2023/24 | 298.75 | 83.25 | 4
2023/24 | 299.25 | 83.25 | 5
2023/24 | 299.75 | 83.25 | 5
2023/24 | 300.25 | 83.25 | 3
2023/24 | 300.75 | 83.25 | 1
2023/24 | 301.25 | 83.25 | 6
2023/24 | 301.75 | 83.25 | 4
2023/24 | 302.25 | 83.25 | 6
2023/24 | 302.75 | 83.25 | 1
2023/24 | 303.25 | 83.25 | 1
2023/24 | 303.75 | 83.25 | 1
2023/24 | 304.25 | 83.25 | 5
2023/24 | 304.75 | 83.25 | 5
2023/24 | 305.25 | 83.25 | 1
2023/24 | 305.75 | 83.25 | 4
2023/24 | 306.25 | 83.25 | 3
2023/24 | 306.75 | 83.25 | 2
2023/24 | 307.25 | 83.25 | 2
2023/24 | 307.75 | 83.25 | 1
2023/24 | 308.75 | 83.25 | 1
2023/24 | 309.25 | 83.25 | 1
2023/24 | 309.75 | 83.25 | 7
2023/24 | 310.25 | 83.25 | 2
2023/24 | 310.75 | 83.25 | 4
2023/24 | 311.75 | 83.25 | 5
2023/24 | 312.25 | 83.25 | 2
2023/24 | 312.75 | 83.25 | 1
2023/24 | 313.25 | 83.25 | 2
2023/24 | 313.75 | 83.25 | 2
2023/24 | 314.25 | 83.25 | 3
2023/24 | 314.75 | 83.25 | 1
2023/24 | 315.75 | 83.25 | 3
2023/24 | 316.25 | 83.25 | 1
2023/24 | 316.75 | 83.25 | 1
2023/24 | 317.25 | 83.25 | 1
2023/24 | 318.25 | 83.25 | 2
2023/24 | 318.75 | 83.25 | 1
2023/24 | 319.75 | 83.25 | 1
2023/24 | 320.75 | 83.25 | 3
2023/24 | 321.25 | 83.25 | 1
2023/24 | 321.75 | 83.25 | 1
2023/24 | 322.25 | 83.25 | 2
2023/24 | 322.75 | 83.25 | 3
2023/24 | 323.25 | 83.25 | 1
2023/24 | 324.25 | 83.25 | 1
2023/24 | 325.25 | 83.25 | 2
2023/24 | 326.25 | 83.25 | 1
2023/24 | 326.75 | 83.25 | 2
2023/24 | 327.25 | 83.25 | 2
2023/24 | 327.75 | 83.25 | 1
2023/24 | 328.25 | 83.25 | 2
2023/24 | 328.75 | 83.25 | 1
2023/24 | 331.75 | 83.25 | 1
2023/24 | 332.25 | 83.25 | 2
2023/24 | 333.75 | 83.25 | 1
2023/24 | 334.25 | 83.25 | 2
2023/24 | 335.75 | 83.25 | 3
2023/24 | 336.75 | 83.25 | 1
2023/24 | 337.75 | 83.25 | 1
2023/24 | 338.75 | 83.25 | 1
2023/24 | 339.25 | 83.25 | 1
2023/24 | 339.75 | 83.25 | 1
2023/24 | 340.75 | 83.25 | 1
2023/24 | 342.75 | 83.25 | 1
2023/24 | 343.75 | 83.25 | 1
2023/24 | 344.25 | 83.25 | 2
2023/24 | 345.75 | 83.25 | 1
2023/24 | 349.25 | 83.25 | 1
2023/24 | 351.75 | 83.25 | 1
2023/24 | 352.75 | 83.25 | 3
2023/24 | 354.25 | 83.25 | 1
2023/24 | 354.75 | 83.25 | 1
2023/24 | 356.25 | 83.25 | 1
2023/24 | 358.25 | 83.25 | 1
2023/24 | 360.25 | 83.25 | 2
2023/24 | 362.25 | 83.25 | 1
2023/24 | 364.75 | 83.25 | 1
2023/24 | 365.75 | 83.25 | 1
2023/24 | 367.25 | 83.25 | 1
2023/24 | 369.75 | 83.25 | 1
2023/24 | 371.25 | 83.25 | 1
2023/24 | 381.25 | 83.25 | 1
2023/24 | 383.75 | 83.25 | 1
2023/24 | 403.75 | 83.25 | 1
2023/24 | 112.25 | 83.75 | 1
2023/24 | 114.75 | 83.75 | 1
2023/24 | 125.75 | 83.75 | 1
2023/24 | 126.75 | 83.75 | 1
2023/24 | 127.75 | 83.75 | 1
2023/24 | 129.75 | 83.75 | 1
2023/24 | 130.25 | 83.75 | 1
2023/24 | 130.75 | 83.75 | 1
2023/24 | 132.25 | 83.75 | 1
2023/24 | 133.25 | 83.75 | 1
2023/24 | 133.75 | 83.75 | 5
2023/24 | 134.75 | 83.75 | 2
2023/24 | 135.75 | 83.75 | 3
2023/24 | 136.25 | 83.75 | 6
2023/24 | 136.75 | 83.75 | 2
2023/24 | 137.25 | 83.75 | 3
2023/24 | 137.75 | 83.75 | 4
2023/24 | 138.25 | 83.75 | 4
2023/24 | 138.75 | 83.75 | 3
2023/24 | 139.25 | 83.75 | 5
2023/24 | 139.75 | 83.75 | 4
2023/24 | 140.25 | 83.75 | 4
2023/24 | 140.75 | 83.75 | 6
2023/24 | 141.25 | 83.75 | 10
2023/24 | 141.75 | 83.75 | 5
2023/24 | 142.25 | 83.75 | 6
2023/24 | 142.75 | 83.75 | 9
2023/24 | 143.25 | 83.75 | 8
2023/24 | 143.75 | 83.75 | 7
2023/24 | 144.25 | 83.75 | 10
2023/24 | 144.75 | 83.75 | 12
2023/24 | 145.25 | 83.75 | 12
2023/24 | 145.75 | 83.75 | 11
2023/24 | 146.25 | 83.75 | 12
2023/24 | 146.75 | 83.75 | 16
2023/24 | 147.25 | 83.75 | 13
2023/24 | 147.75 | 83.75 | 16
2023/24 | 148.25 | 83.75 | 17
2023/24 | 148.75 | 83.75 | 20
2023/24 | 149.25 | 83.75 | 15
2023/24 | 149.75 | 83.75 | 21
2023/24 | 150.25 | 83.75 | 23
2023/24 | 150.75 | 83.75 | 17
2023/24 | 151.25 | 83.75 | 25
2023/24 | 151.75 | 83.75 | 29
2023/24 | 152.25 | 83.75 | 21
2023/24 | 152.75 | 83.75 | 27
2023/24 | 153.25 | 83.75 | 35
2023/24 | 153.75 | 83.75 | 36
2023/24 | 154.25 | 83.75 | 26
2023/24 | 154.75 | 83.75 | 35
2023/24 | 155.25 | 83.75 | 35
2023/24 | 155.75 | 83.75 | 26
2023/24 | 156.25 | 83.75 | 36
2023/24 | 156.75 | 83.75 | 37
2023/24 | 157.25 | 83.75 | 42
2023/24 | 157.75 | 83.75 | 43
2023/24 | 158.25 | 83.75 | 41
2023/24 | 158.75 | 83.75 | 39
2023/24 | 159.25 | 83.75 | 49
2023/24 | 159.75 | 83.75 | 47
2023/24 | 160.25 | 83.75 | 54
2023/24 | 160.75 | 83.75 | 60
2023/24 | 161.25 | 83.75 | 72
2023/24 | 161.75 | 83.75 | 57
2023/24 | 162.25 | 83.75 | 60
2023/24 | 162.75 | 83.75 | 74
2023/24 | 163.25 | 83.75 | 63
2023/24 | 163.75 | 83.75 | 61
2023/24 | 164.25 | 83.75 | 82
2023/24 | 164.75 | 83.75 | 61
2023/24 | 165.25 | 83.75 | 74
2023/24 | 165.75 | 83.75 | 95
2023/24 | 166.25 | 83.75 | 87
2023/24 | 166.75 | 83.75 | 96
2023/24 | 167.25 | 83.75 | 80
2023/24 | 167.75 | 83.75 | 90
2023/24 | 168.25 | 83.75 | 90
2023/24 | 168.75 | 83.75 | 100
2023/24 | 169.25 | 83.75 | 96
2023/24 | 169.75 | 83.75 | 106
2023/24 | 170.25 | 83.75 | 99
2023/24 | 170.75 | 83.75 | 110
2023/24 | 171.25 | 83.75 | 112
2023/24 | 171.75 | 83.75 | 119
2023/24 | 172.25 | 83.75 | 122
2023/24 | 172.75 | 83.75 | 122
2023/24 | 173.25 | 83.75 | 124
2023/24 | 173.75 | 83.75 | 111
2023/24 | 174.25 | 83.75 | 118
2023/24 | 174.75 | 83.75 | 117
2023/24 | 175.25 | 83.75 | 135
2023/24 | 175.75 | 83.75 | 121
2023/24 | 176.25 | 83.75 | 131
2023/24 | 176.75 | 83.75 | 151
2023/24 | 177.25 | 83.75 | 151
2023/24 | 177.75 | 83.75 | 139
2023/24 | 178.25 | 83.75 | 136
2023/24 | 178.75 | 83.75 | 147
2023/24 | 179.25 | 83.75 | 150
2023/24 | 179.75 | 83.75 | 146
2023/24 | 180.25 | 83.75 | 138
2023/24 | 180.75 | 83.75 | 133
2023/24 | 181.25 | 83.75 | 136
2023/24 | 181.75 | 83.75 | 146
2023/24 | 182.25 | 83.75 | 170
2023/24 | 182.75 | 83.75 | 163
2023/24 | 183.25 | 83.75 | 137
2023/24 | 183.75 | 83.75 | 150
2023/24 | 184.25 | 83.75 | 164
2023/24 | 184.75 | 83.75 | 143
2023/24 | 185.25 | 83.75 | 139
2023/24 | 185.75 | 83.75 | 141
2023/24 | 186.25 | 83.75 | 176
2023/24 | 186.75 | 83.75 | 164
2023/24 | 187.25 | 83.75 | 150
2023/24 | 187.75 | 83.75 | 165
2023/24 | 188.25 | 83.75 | 144
2023/24 | 188.75 | 83.75 | 144
2023/24 | 189.25 | 83.75 | 132
2023/24 | 189.75 | 83.75 | 152
2023/24 | 190.25 | 83.75 | 146
2023/24 | 190.75 | 83.75 | 159
2023/24 | 191.25 | 83.75 | 155
2023/24 | 191.75 | 83.75 | 154
2023/24 | 192.25 | 83.75 | 146
2023/24 | 192.75 | 83.75 | 136
2023/24 | 193.25 | 83.75 | 153
2023/24 | 193.75 | 83.75 | 146
2023/24 | 194.25 | 83.75 | 142
2023/24 | 194.75 | 83.75 | 137
2023/24 | 195.25 | 83.75 | 148
2023/24 | 195.75 | 83.75 | 159
2023/24 | 196.25 | 83.75 | 156
2023/24 | 196.75 | 83.75 | 108
2023/24 | 197.25 | 83.75 | 114
2023/24 | 197.75 | 83.75 | 134
2023/24 | 198.25 | 83.75 | 137
2023/24 | 198.75 | 83.75 | 139
2023/24 | 199.25 | 83.75 | 150
2023/24 | 199.75 | 83.75 | 109
2023/24 | 200.25 | 83.75 | 116
2023/24 | 200.75 | 83.75 | 132
2023/24 | 201.25 | 83.75 | 127
2023/24 | 201.75 | 83.75 | 94
2023/24 | 202.25 | 83.75 | 120
2023/24 | 202.75 | 83.75 | 105
2023/24 | 203.25 | 83.75 | 118
2023/24 | 203.75 | 83.75 | 117
2023/24 | 204.25 | 83.75 | 126
2023/24 | 204.75 | 83.75 | 103
2023/24 | 205.25 | 83.75 | 107
2023/24 | 205.75 | 83.75 | 115
2023/24 | 206.25 | 83.75 | 91
2023/24 | 206.75 | 83.75 | 84
2023/24 | 207.25 | 83.75 | 96
2023/24 | 207.75 | 83.75 | 89
2023/24 | 208.25 | 83.75 | 103
2023/24 | 208.75 | 83.75 | 81
2023/24 | 209.25 | 83.75 | 103
2023/24 | 209.75 | 83.75 | 80
2023/24 | 210.25 | 83.75 | 93
2023/24 | 210.75 | 83.75 | 75
2023/24 | 211.25 | 83.75 | 83
2023/24 | 211.75 | 83.75 | 65
2023/24 | 212.25 | 83.75 | 76
2023/24 | 212.75 | 83.75 | 78
2023/24 | 213.25 | 83.75 | 79
2023/24 | 213.75 | 83.75 | 78
2023/24 | 214.25 | 83.75 | 78
2023/24 | 214.75 | 83.75 | 66
2023/24 | 215.25 | 83.75 | 55
2023/24 | 215.75 | 83.75 | 62
2023/24 | 216.25 | 83.75 | 63
2023/24 | 216.75 | 83.75 | 59
2023/24 | 217.25 | 83.75 | 65
2023/24 | 217.75 | 83.75 | 45
2023/24 | 218.25 | 83.75 | 67
2023/24 | 218.75 | 83.75 | 64
2023/24 | 219.25 | 83.75 | 67
2023/24 | 219.75 | 83.75 | 64
2023/24 | 220.25 | 83.75 | 62
2023/24 | 220.75 | 83.75 | 54
2023/24 | 221.25 | 83.75 | 61
2023/24 | 221.75 | 83.75 | 51
2023/24 | 222.25 | 83.75 | 46
2023/24 | 222.75 | 83.75 | 41
2023/24 | 223.25 | 83.75 | 48
2023/24 | 223.75 | 83.75 | 55
2023/24 | 224.25 | 83.75 | 33
2023/24 | 224.75 | 83.75 | 40
2023/24 | 225.25 | 83.75 | 51
2023/24 | 225.75 | 83.75 | 46
2023/24 | 226.25 | 83.75 | 49
2023/24 | 226.75 | 83.75 | 40
2023/24 | 227.25 | 83.75 | 37
2023/24 | 227.75 | 83.75 | 52
2023/24 | 228.25 | 83.75 | 31
2023/24 | 228.75 | 83.75 | 33
2023/24 | 229.25 | 83.75 | 32
2023/24 | 229.75 | 83.75 | 49
2023/24 | 230.25 | 83.75 | 40
2023/24 | 230.75 | 83.75 | 35
2023/24 | 231.25 | 83.75 | 37
2023/24 | 231.75 | 83.75 | 37
2023/24 | 232.25 | 83.75 | 24
2023/24 | 232.75 | 83.75 | 39
2023/24 | 233.25 | 83.75 | 36
2023/24 | 233.75 | 83.75 | 36
2023/24 | 234.25 | 83.75 | 20
2023/24 | 234.75 | 83.75 | 34
2023/24 | 235.25 | 83.75 | 28
2023/24 | 235.75 | 83.75 | 24
2023/24 | 236.25 | 83.75 | 30
2023/24 | 236.75 | 83.75 | 27
2023/24 | 237.25 | 83.75 | 34
2023/24 | 237.75 | 83.75 | 19
2023/24 | 238.25 | 83.75 | 21
2023/24 | 238.75 | 83.75 | 24
2023/24 | 239.25 | 83.75 | 29
2023/24 | 239.75 | 83.75 | 26
2023/24 | 240.25 | 83.75 | 32
2023/24 | 240.75 | 83.75 | 22
2023/24 | 241.25 | 83.75 | 19
2023/24 | 241.75 | 83.75 | 17
2023/24 | 242.25 | 83.75 | 21
2023/24 | 242.75 | 83.75 | 19
2023/24 | 243.25 | 83.75 | 19
2023/24 | 243.75 | 83.75 | 24
2023/24 | 244.25 | 83.75 | 27
2023/24 | 244.75 | 83.75 | 21
2023/24 | 245.25 | 83.75 | 19
2023/24 | 245.75 | 83.75 | 27
2023/24 | 246.25 | 83.75 | 24
2023/24 | 246.75 | 83.75 | 13
2023/24 | 247.25 | 83.75 | 17
2023/24 | 247.75 | 83.75 | 19
2023/24 | 248.25 | 83.75 | 19
2023/24 | 248.75 | 83.75 | 16
2023/24 | 249.25 | 83.75 | 16
2023/24 | 249.75 | 83.75 | 20
2023/24 | 250.25 | 83.75 | 17
2023/24 | 250.75 | 83.75 | 29
2023/24 | 251.25 | 83.75 | 17
2023/24 | 251.75 | 83.75 | 21
2023/24 | 252.25 | 83.75 | 12
2023/24 | 252.75 | 83.75 | 10
2023/24 | 253.25 | 83.75 | 15
2023/24 | 253.75 | 83.75 | 12
2023/24 | 254.25 | 83.75 | 13
2023/24 | 254.75 | 83.75 | 16
2023/24 | 255.25 | 83.75 | 23
2023/24 | 255.75 | 83.75 | 15
2023/24 | 256.25 | 83.75 | 16
2023/24 | 256.75 | 83.75 | 18
2023/24 | 257.25 | 83.75 | 12
2023/24 | 257.75 | 83.75 | 10
2023/24 | 258.25 | 83.75 | 19
2023/24 | 258.75 | 83.75 | 18
2023/24 | 259.25 | 83.75 | 11
2023/24 | 259.75 | 83.75 | 15
2023/24 | 260.25 | 83.75 | 17
2023/24 | 260.75 | 83.75 | 7
2023/24 | 261.25 | 83.75 | 14
2023/24 | 261.75 | 83.75 | 11
2023/24 | 262.25 | 83.75 | 10
2023/24 | 262.75 | 83.75 | 14
2023/24 | 263.25 | 83.75 | 12
2023/24 | 263.75 | 83.75 | 12
2023/24 | 264.25 | 83.75 | 13
2023/24 | 264.75 | 83.75 | 18
2023/24 | 265.25 | 83.75 | 8
2023/24 | 265.75 | 83.75 | 6
2023/24 | 266.25 | 83.75 | 6
2023/24 | 266.75 | 83.75 | 13
2023/24 | 267.25 | 83.75 | 5
2023/24 | 267.75 | 83.75 | 11
2023/24 | 268.25 | 83.75 | 6
2023/24 | 268.75 | 83.75 | 10
2023/24 | 269.25 | 83.75 | 6
2023/24 | 269.75 | 83.75 | 8
2023/24 | 270.25 | 83.75 | 14
2023/24 | 270.75 | 83.75 | 12
2023/24 | 271.25 | 83.75 | 6
2023/24 | 271.75 | 83.75 | 5
2023/24 | 272.25 | 83.75 | 7
2023/24 | 272.75 | 83.75 | 8
2023/24 | 273.25 | 83.75 | 6
2023/24 | 273.75 | 83.75 | 15
2023/24 | 274.25 | 83.75 | 8
2023/24 | 274.75 | 83.75 | 6
2023/24 | 275.25 | 83.75 | 11
2023/24 | 275.75 | 83.75 | 9
2023/24 | 276.25 | 83.75 | 5
2023/24 | 276.75 | 83.75 | 6
2023/24 | 277.25 | 83.75 | 6
2023/24 | 277.75 | 83.75 | 6
2023/24 | 278.25 | 83.75 | 6
2023/24 | 278.75 | 83.75 | 7
2023/24 | 279.25 | 83.75 | 9
2023/24 | 279.75 | 83.75 | 5
2023/24 | 280.25 | 83.75 | 10
2023/24 | 280.75 | 83.75 | 6
2023/24 | 281.25 | 83.75 | 5
2023/24 | 281.75 | 83.75 | 12
2023/24 | 282.25 | 83.75 | 1
2023/24 | 282.75 | 83.75 | 9
2023/24 | 283.25 | 83.75 | 4
2023/24 | 283.75 | 83.75 | 4
2023/24 | 284.25 | 83.75 | 7
2023/24 | 284.75 | 83.75 | 5
2023/24 | 285.25 | 83.75 | 8
2023/24 | 285.75 | 83.75 | 6
2023/24 | 286.25 | 83.75 | 3
2023/24 | 286.75 | 83.75 | 7
2023/24 | 287.25 | 83.75 | 5
2023/24 | 287.75 | 83.75 | 3
2023/24 | 288.25 | 83.75 | 3
2023/24 | 288.75 | 83.75 | 8
2023/24 | 289.25 | 83.75 | 4
2023/24 | 289.75 | 83.75 | 4
2023/24 | 290.25 | 83.75 | 4
2023/24 | 290.75 | 83.75 | 2
2023/24 | 291.25 | 83.75 | 3
2023/24 | 291.75 | 83.75 | 2
2023/24 | 292.25 | 83.75 | 9
2023/24 | 292.75 | 83.75 | 1
2023/24 | 293.25 | 83.75 | 7
2023/24 | 293.75 | 83.75 | 4
2023/24 | 294.25 | 83.75 | 7
2023/24 | 294.75 | 83.75 | 4
2023/24 | 295.25 | 83.75 | 3
2023/24 | 295.75 | 83.75 | 4
2023/24 | 296.25 | 83.75 | 3
2023/24 | 296.75 | 83.75 | 5
2023/24 | 297.25 | 83.75 | 3
2023/24 | 297.75 | 83.75 | 4
2023/24 | 298.25 | 83.75 | 3
2023/24 | 298.75 | 83.75 | 4
2023/24 | 299.25 | 83.75 | 3
2023/24 | 299.75 | 83.75 | 6
2023/24 | 300.25 | 83.75 | 4
2023/24 | 300.75 | 83.75 | 5
2023/24 | 301.25 | 83.75 | 2
2023/24 | 301.75 | 83.75 | 2
2023/24 | 302.25 | 83.75 | 3
2023/24 | 302.75 | 83.75 | 4
2023/24 | 303.25 | 83.75 | 3
2023/24 | 303.75 | 83.75 | 3
2023/24 | 304.25 | 83.75 | 1
2023/24 | 304.75 | 83.75 | 2
2023/24 | 305.25 | 83.75 | 1
2023/24 | 305.75 | 83.75 | 3
2023/24 | 306.25 | 83.75 | 3
2023/24 | 306.75 | 83.75 | 2
2023/24 | 307.75 | 83.75 | 8
2023/24 | 308.25 | 83.75 | 2
2023/24 | 309.25 | 83.75 | 3
2023/24 | 309.75 | 83.75 | 3
2023/24 | 310.25 | 83.75 | 1
2023/24 | 310.75 | 83.75 | 1
2023/24 | 311.75 | 83.75 | 2
2023/24 | 312.25 | 83.75 | 2
2023/24 | 312.75 | 83.75 | 3
2023/24 | 313.25 | 83.75 | 3
2023/24 | 313.75 | 83.75 | 2
2023/24 | 314.25 | 83.75 | 2
2023/24 | 314.75 | 83.75 | 4
2023/24 | 315.25 | 83.75 | 2
2023/24 | 316.25 | 83.75 | 4
2023/24 | 316.75 | 83.75 | 1
2023/24 | 317.75 | 83.75 | 4
2023/24 | 318.25 | 83.75 | 2
2023/24 | 318.75 | 83.75 | 4
2023/24 | 319.25 | 83.75 | 1
2023/24 | 319.75 | 83.75 | 6
2023/24 | 320.25 | 83.75 | 1
2023/24 | 320.75 | 83.75 | 1
2023/24 | 321.75 | 83.75 | 2
2023/24 | 322.25 | 83.75 | 3
2023/24 | 323.75 | 83.75 | 1
2023/24 | 324.25 | 83.75 | 2
2023/24 | 324.75 | 83.75 | 2
2023/24 | 325.25 | 83.75 | 1
2023/24 | 325.75 | 83.75 | 1
2023/24 | 326.25 | 83.75 | 2
2023/24 | 327.25 | 83.75 | 2
2023/24 | 327.75 | 83.75 | 2
2023/24 | 328.25 | 83.75 | 1
2023/24 | 328.75 | 83.75 | 1
2023/24 | 329.25 | 83.75 | 2
2023/24 | 329.75 | 83.75 | 2
2023/24 | 331.25 | 83.75 | 1
2023/24 | 331.75 | 83.75 | 1
2023/24 | 332.25 | 83.75 | 1
2023/24 | 333.25 | 83.75 | 1
2023/24 | 334.75 | 83.75 | 1
2023/24 | 337.25 | 83.75 | 2
2023/24 | 340.25 | 83.75 | 1
2023/24 | 341.25 | 83.75 | 2
2023/24 | 342.25 | 83.75 | 5
2023/24 | 342.75 | 83.75 | 2
2023/24 | 343.25 | 83.75 | 1
2023/24 | 343.75 | 83.75 | 1
2023/24 | 344.25 | 83.75 | 1
2023/24 | 345.75 | 83.75 | 2
2023/24 | 346.75 | 83.75 | 1
2023/24 | 347.75 | 83.75 | 1
2023/24 | 349.75 | 83.75 | 1
2023/24 | 350.25 | 83.75 | 1
2023/24 | 350.75 | 83.75 | 1
2023/24 | 351.25 | 83.75 | 1
2023/24 | 352.25 | 83.75 | 1
2023/24 | 354.75 | 83.75 | 1
2023/24 | 357.75 | 83.75 | 1
2023/24 | 361.75 | 83.75 | 1
2023/24 | 368.25 | 83.75 | 1
2023/24 | 372.25 | 83.75 | 1
2023/24 | 379.25 | 83.75 | 1
2023/24 | 379.75 | 83.75 | 1
2023/24 | 386.25 | 83.75 | 1
2023/24 | 390.75 | 83.75 | 1
2023/24 | 405.25 | 83.75 | 1
2023/24 | 112.75 | 84.25 | 1
2023/24 | 115.75 | 84.25 | 1
2023/24 | 117.75 | 84.25 | 2
2023/24 | 119.25 | 84.25 | 1
2023/24 | 122.25 | 84.25 | 1
2023/24 | 123.75 | 84.25 | 1
2023/24 | 125.25 | 84.25 | 1
2023/24 | 126.25 | 84.25 | 1
2023/24 | 127.75 | 84.25 | 2
2023/24 | 128.75 | 84.25 | 2
2023/24 | 129.75 | 84.25 | 2
2023/24 | 130.25 | 84.25 | 1
2023/24 | 131.75 | 84.25 | 1
2023/24 | 132.75 | 84.25 | 3
2023/24 | 133.25 | 84.25 | 1
2023/24 | 133.75 | 84.25 | 2
2023/24 | 134.25 | 84.25 | 1
2023/24 | 134.75 | 84.25 | 2
2023/24 | 135.25 | 84.25 | 1
2023/24 | 135.75 | 84.25 | 3
2023/24 | 136.25 | 84.25 | 2
2023/24 | 136.75 | 84.25 | 1
2023/24 | 137.25 | 84.25 | 3
2023/24 | 138.25 | 84.25 | 2
2023/24 | 138.75 | 84.25 | 4
2023/24 | 139.25 | 84.25 | 3
2023/24 | 139.75 | 84.25 | 3
2023/24 | 140.25 | 84.25 | 5
2023/24 | 140.75 | 84.25 | 1
2023/24 | 141.25 | 84.25 | 7
2023/24 | 141.75 | 84.25 | 4
2023/24 | 142.25 | 84.25 | 8
2023/24 | 142.75 | 84.25 | 5
2023/24 | 143.25 | 84.25 | 6
2023/24 | 143.75 | 84.25 | 8
2023/24 | 144.25 | 84.25 | 2
2023/24 | 144.75 | 84.25 | 6
2023/24 | 145.25 | 84.25 | 8
2023/24 | 145.75 | 84.25 | 9
2023/24 | 146.25 | 84.25 | 8
2023/24 | 146.75 | 84.25 | 16
2023/24 | 147.25 | 84.25 | 11
2023/24 | 147.75 | 84.25 | 14
2023/24 | 148.25 | 84.25 | 17
2023/24 | 148.75 | 84.25 | 11
2023/24 | 149.25 | 84.25 | 13
2023/24 | 149.75 | 84.25 | 19
2023/24 | 150.25 | 84.25 | 14
2023/24 | 150.75 | 84.25 | 17
2023/24 | 151.25 | 84.25 | 16
2023/24 | 151.75 | 84.25 | 28
2023/24 | 152.25 | 84.25 | 17
2023/24 | 152.75 | 84.25 | 28
2023/24 | 153.25 | 84.25 | 24
2023/24 | 153.75 | 84.25 | 24
2023/24 | 154.25 | 84.25 | 20
2023/24 | 154.75 | 84.25 | 27
2023/24 | 155.25 | 84.25 | 38
2023/24 | 155.75 | 84.25 | 28
2023/24 | 156.25 | 84.25 | 40
2023/24 | 156.75 | 84.25 | 36
2023/24 | 157.25 | 84.25 | 37
2023/24 | 157.75 | 84.25 | 33
2023/24 | 158.25 | 84.25 | 45
2023/24 | 158.75 | 84.25 | 44
2023/24 | 159.25 | 84.25 | 58
2023/24 | 159.75 | 84.25 | 48
2023/24 | 160.25 | 84.25 | 60
2023/24 | 160.75 | 84.25 | 57
2023/24 | 161.25 | 84.25 | 63
2023/24 | 161.75 | 84.25 | 48
2023/24 | 162.25 | 84.25 | 53
2023/24 | 162.75 | 84.25 | 54
2023/24 | 163.25 | 84.25 | 70
2023/24 | 163.75 | 84.25 | 64
2023/24 | 164.25 | 84.25 | 68
2023/24 | 164.75 | 84.25 | 70
2023/24 | 165.25 | 84.25 | 79
2023/24 | 165.75 | 84.25 | 66
2023/24 | 166.25 | 84.25 | 77
2023/24 | 166.75 | 84.25 | 69
2023/24 | 167.25 | 84.25 | 100
2023/24 | 167.75 | 84.25 | 95
2023/24 | 168.25 | 84.25 | 94
2023/24 | 168.75 | 84.25 | 110
2023/24 | 169.25 | 84.25 | 74
2023/24 | 169.75 | 84.25 | 95
2023/24 | 170.25 | 84.25 | 100
2023/24 | 170.75 | 84.25 | 99
2023/24 | 171.25 | 84.25 | 108
2023/24 | 171.75 | 84.25 | 117
2023/24 | 172.25 | 84.25 | 109
2023/24 | 172.75 | 84.25 | 112
2023/24 | 173.25 | 84.25 | 98
2023/24 | 173.75 | 84.25 | 109
2023/24 | 174.25 | 84.25 | 132
2023/24 | 174.75 | 84.25 | 117
2023/24 | 175.25 | 84.25 | 139
2023/24 | 175.75 | 84.25 | 134
2023/24 | 176.25 | 84.25 | 111
2023/24 | 176.75 | 84.25 | 122
2023/24 | 177.25 | 84.25 | 146
2023/24 | 177.75 | 84.25 | 137
2023/24 | 178.25 | 84.25 | 133
2023/24 | 178.75 | 84.25 | 143
2023/24 | 179.25 | 84.25 | 139
2023/24 | 179.75 | 84.25 | 141
2023/24 | 180.25 | 84.25 | 132
2023/24 | 180.75 | 84.25 | 152
2023/24 | 181.25 | 84.25 | 149
2023/24 | 181.75 | 84.25 | 146
2023/24 | 182.25 | 84.25 | 151
2023/24 | 182.75 | 84.25 | 158
2023/24 | 183.25 | 84.25 | 135
2023/24 | 183.75 | 84.25 | 160
2023/24 | 184.25 | 84.25 | 137
2023/24 | 184.75 | 84.25 | 156
2023/24 | 185.25 | 84.25 | 153
2023/24 | 185.75 | 84.25 | 146
2023/24 | 186.25 | 84.25 | 146
2023/24 | 186.75 | 84.25 | 155
2023/24 | 187.25 | 84.25 | 155
2023/24 | 187.75 | 84.25 | 153
2023/24 | 188.25 | 84.25 | 147
2023/24 | 188.75 | 84.25 | 150
2023/24 | 189.25 | 84.25 | 181
2023/24 | 189.75 | 84.25 | 162
2023/24 | 190.25 | 84.25 | 154
2023/24 | 190.75 | 84.25 | 135
2023/24 | 191.25 | 84.25 | 180
2023/24 | 191.75 | 84.25 | 156
2023/24 | 192.25 | 84.25 | 177
2023/24 | 192.75 | 84.25 | 151
2023/24 | 193.25 | 84.25 | 158
2023/24 | 193.75 | 84.25 | 129
2023/24 | 194.25 | 84.25 | 139
2023/24 | 194.75 | 84.25 | 137
2023/24 | 195.25 | 84.25 | 127
2023/24 | 195.75 | 84.25 | 140
2023/24 | 196.25 | 84.25 | 149
2023/24 | 196.75 | 84.25 | 152
2023/24 | 197.25 | 84.25 | 133
2023/24 | 197.75 | 84.25 | 155
2023/24 | 198.25 | 84.25 | 121
2023/24 | 198.75 | 84.25 | 137
2023/24 | 199.25 | 84.25 | 148
2023/24 | 199.75 | 84.25 | 125
2023/24 | 200.25 | 84.25 | 119
2023/24 | 200.75 | 84.25 | 141
2023/24 | 201.25 | 84.25 | 129
2023/24 | 201.75 | 84.25 | 105
2023/24 | 202.25 | 84.25 | 99
2023/24 | 202.75 | 84.25 | 122
2023/24 | 203.25 | 84.25 | 114
2023/24 | 203.75 | 84.25 | 118
2023/24 | 204.25 | 84.25 | 112
2023/24 | 204.75 | 84.25 | 137
2023/24 | 205.25 | 84.25 | 121
2023/24 | 205.75 | 84.25 | 95
2023/24 | 206.25 | 84.25 | 102
2023/24 | 206.75 | 84.25 | 117
2023/24 | 207.25 | 84.25 | 96
2023/24 | 207.75 | 84.25 | 108
2023/24 | 208.25 | 84.25 | 104
2023/24 | 208.75 | 84.25 | 98
2023/24 | 209.25 | 84.25 | 106
2023/24 | 209.75 | 84.25 | 87
2023/24 | 210.25 | 84.25 | 78
2023/24 | 210.75 | 84.25 | 86
2023/24 | 211.25 | 84.25 | 88
2023/24 | 211.75 | 84.25 | 88
2023/24 | 212.25 | 84.25 | 77
2023/24 | 212.75 | 84.25 | 84
2023/24 | 213.25 | 84.25 | 102
2023/24 | 213.75 | 84.25 | 68
2023/24 | 214.25 | 84.25 | 75
2023/24 | 214.75 | 84.25 | 71
2023/24 | 215.25 | 84.25 | 65
2023/24 | 215.75 | 84.25 | 74
2023/24 | 216.25 | 84.25 | 79
2023/24 | 216.75 | 84.25 | 74
2023/24 | 217.25 | 84.25 | 71
2023/24 | 217.75 | 84.25 | 71
2023/24 | 218.25 | 84.25 | 62
2023/24 | 218.75 | 84.25 | 73
2023/24 | 219.25 | 84.25 | 73
2023/24 | 219.75 | 84.25 | 70
2023/24 | 220.25 | 84.25 | 55
2023/24 | 220.75 | 84.25 | 59
2023/24 | 221.25 | 84.25 | 58
2023/24 | 221.75 | 84.25 | 66
2023/24 | 222.25 | 84.25 | 76
2023/24 | 222.75 | 84.25 | 66
2023/24 | 223.25 | 84.25 | 41
2023/24 | 223.75 | 84.25 | 49
2023/24 | 224.25 | 84.25 | 37
2023/24 | 224.75 | 84.25 | 61
2023/24 | 225.25 | 84.25 | 48
2023/24 | 225.75 | 84.25 | 37
2023/24 | 226.25 | 84.25 | 50
2023/24 | 226.75 | 84.25 | 43
2023/24 | 227.25 | 84.25 | 41
2023/24 | 227.75 | 84.25 | 43
2023/24 | 228.25 | 84.25 | 50
2023/24 | 228.75 | 84.25 | 38
2023/24 | 229.25 | 84.25 | 35
2023/24 | 229.75 | 84.25 | 50
2023/24 | 230.25 | 84.25 | 41
2023/24 | 230.75 | 84.25 | 36
2023/24 | 231.25 | 84.25 | 27
2023/24 | 231.75 | 84.25 | 32
2023/24 | 232.25 | 84.25 | 32
2023/24 | 232.75 | 84.25 | 41
2023/24 | 233.25 | 84.25 | 40
2023/24 | 233.75 | 84.25 | 40
2023/24 | 234.25 | 84.25 | 37
2023/24 | 234.75 | 84.25 | 26
2023/24 | 235.25 | 84.25 | 27
2023/24 | 235.75 | 84.25 | 33
2023/24 | 236.25 | 84.25 | 33
2023/24 | 236.75 | 84.25 | 36
2023/24 | 237.25 | 84.25 | 28
2023/24 | 237.75 | 84.25 | 31
2023/24 | 238.25 | 84.25 | 33
2023/24 | 238.75 | 84.25 | 29
2023/24 | 239.25 | 84.25 | 26
2023/24 | 239.75 | 84.25 | 38
2023/24 | 240.25 | 84.25 | 32
2023/24 | 240.75 | 84.25 | 30
2023/24 | 241.25 | 84.25 | 27
2023/24 | 241.75 | 84.25 | 30
2023/24 | 242.25 | 84.25 | 31
2023/24 | 242.75 | 84.25 | 19
2023/24 | 243.25 | 84.25 | 25
2023/24 | 243.75 | 84.25 | 39
2023/24 | 244.25 | 84.25 | 19
2023/24 | 244.75 | 84.25 | 26
2023/24 | 245.25 | 84.25 | 22
2023/24 | 245.75 | 84.25 | 26
2023/24 | 246.25 | 84.25 | 24
2023/24 | 246.75 | 84.25 | 14
2023/24 | 247.25 | 84.25 | 18
2023/24 | 247.75 | 84.25 | 26
2023/24 | 248.25 | 84.25 | 17
2023/24 | 248.75 | 84.25 | 21
2023/24 | 249.25 | 84.25 | 18
2023/24 | 249.75 | 84.25 | 16
2023/24 | 250.25 | 84.25 | 18
2023/24 | 250.75 | 84.25 | 17
2023/24 | 251.25 | 84.25 | 12
2023/24 | 251.75 | 84.25 | 22
2023/24 | 252.25 | 84.25 | 18
2023/24 | 252.75 | 84.25 | 21
2023/24 | 253.25 | 84.25 | 12
2023/24 | 253.75 | 84.25 | 23
2023/24 | 254.25 | 84.25 | 25
2023/24 | 254.75 | 84.25 | 13
2023/24 | 255.25 | 84.25 | 22
2023/24 | 255.75 | 84.25 | 17
2023/24 | 256.25 | 84.25 | 12
2023/24 | 256.75 | 84.25 | 17
2023/24 | 257.25 | 84.25 | 18
2023/24 | 257.75 | 84.25 | 11
2023/24 | 258.25 | 84.25 | 11
2023/24 | 258.75 | 84.25 | 12
2023/24 | 259.25 | 84.25 | 16
2023/24 | 259.75 | 84.25 | 19
2023/24 | 260.25 | 84.25 | 21
2023/24 | 260.75 | 84.25 | 15
2023/24 | 261.25 | 84.25 | 17
2023/24 | 261.75 | 84.25 | 12
2023/24 | 262.25 | 84.25 | 12
2023/24 | 262.75 | 84.25 | 11
2023/24 | 263.25 | 84.25 | 12
2023/24 | 263.75 | 84.25 | 11
2023/24 | 264.25 | 84.25 | 9
2023/24 | 264.75 | 84.25 | 14
2023/24 | 265.25 | 84.25 | 13
2023/24 | 265.75 | 84.25 | 12
2023/24 | 266.25 | 84.25 | 12
2023/24 | 266.75 | 84.25 | 9
2023/24 | 267.25 | 84.25 | 11
2023/24 | 267.75 | 84.25 | 14
2023/24 | 268.25 | 84.25 | 11
2023/24 | 268.75 | 84.25 | 8
2023/24 | 269.25 | 84.25 | 14
2023/24 | 269.75 | 84.25 | 11
2023/24 | 270.25 | 84.25 | 13
2023/24 | 270.75 | 84.25 | 11
2023/24 | 271.25 | 84.25 | 12
2023/24 | 271.75 | 84.25 | 9
2023/24 | 272.25 | 84.25 | 10
2023/24 | 272.75 | 84.25 | 9
2023/24 | 273.25 | 84.25 | 10
2023/24 | 273.75 | 84.25 | 7
2023/24 | 274.25 | 84.25 | 9
2023/24 | 274.75 | 84.25 | 9
2023/24 | 275.25 | 84.25 | 13
2023/24 | 275.75 | 84.25 | 10
2023/24 | 276.25 | 84.25 | 7
2023/24 | 276.75 | 84.25 | 6
2023/24 | 277.25 | 84.25 | 10
2023/24 | 277.75 | 84.25 | 6
2023/24 | 278.25 | 84.25 | 9
2023/24 | 278.75 | 84.25 | 5
2023/24 | 279.25 | 84.25 | 12
2023/24 | 279.75 | 84.25 | 8
2023/24 | 280.25 | 84.25 | 8
2023/24 | 280.75 | 84.25 | 9
2023/24 | 281.25 | 84.25 | 10
2023/24 | 281.75 | 84.25 | 9
2023/24 | 282.25 | 84.25 | 10
2023/24 | 282.75 | 84.25 | 3
2023/24 | 283.25 | 84.25 | 12
2023/24 | 283.75 | 84.25 | 7
2023/24 | 284.25 | 84.25 | 8
2023/24 | 284.75 | 84.25 | 10
2023/24 | 285.25 | 84.25 | 15
2023/24 | 285.75 | 84.25 | 4
2023/24 | 286.25 | 84.25 | 8
2023/24 | 286.75 | 84.25 | 9
2023/24 | 287.25 | 84.25 | 5
2023/24 | 287.75 | 84.25 | 6
2023/24 | 288.25 | 84.25 | 6
2023/24 | 288.75 | 84.25 | 4
2023/24 | 289.25 | 84.25 | 5
2023/24 | 289.75 | 84.25 | 5
2023/24 | 290.25 | 84.25 | 3
2023/24 | 290.75 | 84.25 | 5
2023/24 | 291.25 | 84.25 | 4
2023/24 | 291.75 | 84.25 | 7
2023/24 | 292.25 | 84.25 | 5
2023/24 | 292.75 | 84.25 | 5
2023/24 | 293.25 | 84.25 | 11
2023/24 | 293.75 | 84.25 | 4
2023/24 | 294.25 | 84.25 | 3
2023/24 | 294.75 | 84.25 | 10
2023/24 | 295.25 | 84.25 | 6
2023/24 | 295.75 | 84.25 | 4
2023/24 | 296.25 | 84.25 | 5
2023/24 | 296.75 | 84.25 | 5
2023/24 | 297.25 | 84.25 | 6
2023/24 | 297.75 | 84.25 | 4
2023/24 | 298.25 | 84.25 | 4
2023/24 | 298.75 | 84.25 | 3
2023/24 | 299.25 | 84.25 | 2
2023/24 | 299.75 | 84.25 | 4
2023/24 | 300.25 | 84.25 | 6
2023/24 | 300.75 | 84.25 | 2
2023/24 | 301.25 | 84.25 | 4
2023/24 | 301.75 | 84.25 | 5
2023/24 | 302.25 | 84.25 | 6
2023/24 | 302.75 | 84.25 | 4
2023/24 | 303.25 | 84.25 | 1
2023/24 | 303.75 | 84.25 | 2
2023/24 | 304.25 | 84.25 | 2
2023/24 | 304.75 | 84.25 | 3
2023/24 | 305.25 | 84.25 | 2
2023/24 | 305.75 | 84.25 | 1
2023/24 | 306.25 | 84.25 | 2
2023/24 | 306.75 | 84.25 | 7
2023/24 | 307.25 | 84.25 | 5
2023/24 | 307.75 | 84.25 | 3
2023/24 | 308.25 | 84.25 | 3
2023/24 | 308.75 | 84.25 | 1
2023/24 | 309.25 | 84.25 | 3
2023/24 | 309.75 | 84.25 | 2
2023/24 | 310.25 | 84.25 | 3
2023/24 | 310.75 | 84.25 | 1
2023/24 | 311.25 | 84.25 | 3
2023/24 | 311.75 | 84.25 | 3
2023/24 | 312.25 | 84.25 | 4
2023/24 | 312.75 | 84.25 | 2
2023/24 | 313.25 | 84.25 | 2
2023/24 | 313.75 | 84.25 | 1
2023/24 | 314.75 | 84.25 | 2
2023/24 | 315.25 | 84.25 | 3
2023/24 | 315.75 | 84.25 | 5
2023/24 | 316.25 | 84.25 | 2
2023/24 | 316.75 | 84.25 | 2
2023/24 | 317.25 | 84.25 | 1
2023/24 | 317.75 | 84.25 | 4
2023/24 | 318.25 | 84.25 | 2
2023/24 | 318.75 | 84.25 | 1
2023/24 | 319.25 | 84.25 | 1
2023/24 | 319.75 | 84.25 | 4
2023/24 | 320.25 | 84.25 | 2
2023/24 | 320.75 | 84.25 | 5
2023/24 | 321.25 | 84.25 | 3
2023/24 | 321.75 | 84.25 | 2
2023/24 | 322.25 | 84.25 | 2
2023/24 | 322.75 | 84.25 | 2
2023/24 | 323.25 | 84.25 | 1
2023/24 | 324.25 | 84.25 | 1
2023/24 | 324.75 | 84.25 | 1
2023/24 | 325.25 | 84.25 | 2
2023/24 | 325.75 | 84.25 | 3
2023/24 | 326.25 | 84.25 | 1
2023/24 | 326.75 | 84.25 | 2
2023/24 | 327.75 | 84.25 | 1
2023/24 | 328.75 | 84.25 | 1
2023/24 | 329.25 | 84.25 | 1
2023/24 | 329.75 | 84.25 | 2
2023/24 | 330.25 | 84.25 | 1
2023/24 | 332.25 | 84.25 | 1
2023/24 | 332.75 | 84.25 | 1
2023/24 | 333.25 | 84.25 | 4
2023/24 | 333.75 | 84.25 | 2
2023/24 | 334.75 | 84.25 | 3
2023/24 | 335.75 | 84.25 | 1
2023/24 | 336.75 | 84.25 | 1
2023/24 | 337.75 | 84.25 | 2
2023/24 | 338.25 | 84.25 | 1
2023/24 | 338.75 | 84.25 | 1
2023/24 | 339.25 | 84.25 | 1
2023/24 | 340.75 | 84.25 | 3
2023/24 | 341.75 | 84.25 | 2
2023/24 | 342.75 | 84.25 | 1
2023/24 | 343.25 | 84.25 | 2
2023/24 | 345.25 | 84.25 | 1
2023/24 | 346.25 | 84.25 | 1
2023/24 | 346.75 | 84.25 | 1
2023/24 | 347.25 | 84.25 | 4
2023/24 | 348.75 | 84.25 | 1
2023/24 | 350.25 | 84.25 | 1
2023/24 | 350.75 | 84.25 | 2
2023/24 | 353.25 | 84.25 | 2
2023/24 | 356.25 | 84.25 | 1
2023/24 | 357.75 | 84.25 | 1
2023/24 | 358.75 | 84.25 | 1
2023/24 | 359.75 | 84.25 | 1
2023/24 | 363.25 | 84.25 | 1
2023/24 | 364.75 | 84.25 | 1
2023/24 | 367.75 | 84.25 | 2
2023/24 | 368.25 | 84.25 | 1
2023/24 | 368.75 | 84.25 | 1
2023/24 | 369.75 | 84.25 | 2
2023/24 | 372.75 | 84.25 | 1
2023/24 | 382.75 | 84.25 | 1
2023/24 | 457.75 | 84.25 | 1
2023/24 | 113.25 | 84.75 | 1
2023/24 | 120.75 | 84.75 | 1
2023/24 | 123.75 | 84.75 | 1
2023/24 | 124.25 | 84.75 | 1
2023/24 | 127.75 | 84.75 | 2
2023/24 | 128.25 | 84.75 | 1
2023/24 | 128.75 | 84.75 | 2
2023/24 | 129.75 | 84.75 | 1
2023/24 | 130.75 | 84.75 | 4
2023/24 | 131.25 | 84.75 | 1
2023/24 | 131.75 | 84.75 | 1
2023/24 | 132.25 | 84.75 | 1
2023/24 | 133.25 | 84.75 | 3
2023/24 | 134.25 | 84.75 | 3
2023/24 | 134.75 | 84.75 | 1
2023/24 | 135.25 | 84.75 | 3
2023/24 | 135.75 | 84.75 | 2
2023/24 | 136.75 | 84.75 | 5
2023/24 | 137.25 | 84.75 | 3
2023/24 | 137.75 | 84.75 | 3
2023/24 | 138.25 | 84.75 | 2
2023/24 | 138.75 | 84.75 | 2
2023/24 | 139.25 | 84.75 | 2
2023/24 | 139.75 | 84.75 | 2
2023/24 | 140.25 | 84.75 | 4
2023/24 | 140.75 | 84.75 | 6
2023/24 | 141.75 | 84.75 | 1
2023/24 | 142.25 | 84.75 | 5
2023/24 | 142.75 | 84.75 | 2
2023/24 | 143.25 | 84.75 | 6
2023/24 | 143.75 | 84.75 | 6
2023/24 | 144.25 | 84.75 | 7
2023/24 | 144.75 | 84.75 | 5
2023/24 | 145.25 | 84.75 | 6
2023/24 | 145.75 | 84.75 | 10
2023/24 | 146.25 | 84.75 | 4
2023/24 | 146.75 | 84.75 | 7
2023/24 | 147.25 | 84.75 | 7
2023/24 | 147.75 | 84.75 | 8
2023/24 | 148.25 | 84.75 | 11
2023/24 | 148.75 | 84.75 | 23
2023/24 | 149.25 | 84.75 | 7
2023/24 | 149.75 | 84.75 | 23
2023/24 | 150.25 | 84.75 | 12
2023/24 | 150.75 | 84.75 | 15
2023/24 | 151.25 | 84.75 | 19
2023/24 | 151.75 | 84.75 | 8
2023/24 | 152.25 | 84.75 | 17
2023/24 | 152.75 | 84.75 | 16
2023/24 | 153.25 | 84.75 | 22
2023/24 | 153.75 | 84.75 | 22
2023/24 | 154.25 | 84.75 | 24
2023/24 | 154.75 | 84.75 | 19
2023/24 | 155.25 | 84.75 | 31
2023/24 | 155.75 | 84.75 | 27
2023/24 | 156.25 | 84.75 | 28
2023/24 | 156.75 | 84.75 | 36
2023/24 | 157.25 | 84.75 | 37
2023/24 | 157.75 | 84.75 | 52
2023/24 | 158.25 | 84.75 | 34
2023/24 | 158.75 | 84.75 | 33
2023/24 | 159.25 | 84.75 | 44
2023/24 | 159.75 | 84.75 | 38
2023/24 | 160.25 | 84.75 | 38
2023/24 | 160.75 | 84.75 | 53
2023/24 | 161.25 | 84.75 | 48
2023/24 | 161.75 | 84.75 | 53
2023/24 | 162.25 | 84.75 | 42
2023/24 | 162.75 | 84.75 | 49
2023/24 | 163.25 | 84.75 | 51
2023/24 | 163.75 | 84.75 | 62
2023/24 | 164.25 | 84.75 | 50
2023/24 | 164.75 | 84.75 | 52
2023/24 | 165.25 | 84.75 | 64
2023/24 | 165.75 | 84.75 | 62
2023/24 | 166.25 | 84.75 | 72
2023/24 | 166.75 | 84.75 | 70
2023/24 | 167.25 | 84.75 | 78
2023/24 | 167.75 | 84.75 | 90
2023/24 | 168.25 | 84.75 | 78
2023/24 | 168.75 | 84.75 | 100
2023/24 | 169.25 | 84.75 | 95
2023/24 | 169.75 | 84.75 | 85
2023/24 | 170.25 | 84.75 | 95
2023/24 | 170.75 | 84.75 | 106
2023/24 | 171.25 | 84.75 | 117
2023/24 | 171.75 | 84.75 | 77
2023/24 | 172.25 | 84.75 | 94
2023/24 | 172.75 | 84.75 | 107
2023/24 | 173.25 | 84.75 | 102
2023/24 | 173.75 | 84.75 | 105
2023/24 | 174.25 | 84.75 | 109
2023/24 | 174.75 | 84.75 | 143
2023/24 | 175.25 | 84.75 | 118
2023/24 | 175.75 | 84.75 | 123
2023/24 | 176.25 | 84.75 | 125
2023/24 | 176.75 | 84.75 | 124
2023/24 | 177.25 | 84.75 | 103
2023/24 | 177.75 | 84.75 | 141
2023/24 | 178.25 | 84.75 | 122
2023/24 | 178.75 | 84.75 | 143
2023/24 | 179.25 | 84.75 | 123
2023/24 | 179.75 | 84.75 | 128
2023/24 | 180.25 | 84.75 | 123
2023/24 | 180.75 | 84.75 | 132
2023/24 | 181.25 | 84.75 | 138
2023/24 | 181.75 | 84.75 | 135
2023/24 | 182.25 | 84.75 | 132
2023/24 | 182.75 | 84.75 | 130
2023/24 | 183.25 | 84.75 | 147
2023/24 | 183.75 | 84.75 | 152
2023/24 | 184.25 | 84.75 | 128
2023/24 | 184.75 | 84.75 | 150
2023/24 | 185.25 | 84.75 | 137
2023/24 | 185.75 | 84.75 | 165
2023/24 | 186.25 | 84.75 | 149
2023/24 | 186.75 | 84.75 | 145
2023/24 | 187.25 | 84.75 | 167
2023/24 | 187.75 | 84.75 | 172
2023/24 | 188.25 | 84.75 | 166
2023/24 | 188.75 | 84.75 | 131
2023/24 | 189.25 | 84.75 | 160
2023/24 | 189.75 | 84.75 | 141
2023/24 | 190.25 | 84.75 | 160
2023/24 | 190.75 | 84.75 | 153
2023/24 | 191.25 | 84.75 | 151
2023/24 | 191.75 | 84.75 | 129
2023/24 | 192.25 | 84.75 | 145
2023/24 | 192.75 | 84.75 | 132
2023/24 | 193.25 | 84.75 | 143
2023/24 | 193.75 | 84.75 | 142
2023/24 | 194.25 | 84.75 | 147
2023/24 | 194.75 | 84.75 | 124
2023/24 | 195.25 | 84.75 | 167
2023/24 | 195.75 | 84.75 | 127
2023/24 | 196.25 | 84.75 | 147
2023/24 | 196.75 | 84.75 | 141
2023/24 | 197.25 | 84.75 | 129
2023/24 | 197.75 | 84.75 | 149
2023/24 | 198.25 | 84.75 | 164
2023/24 | 198.75 | 84.75 | 129
2023/24 | 199.25 | 84.75 | 142
2023/24 | 199.75 | 84.75 | 133
2023/24 | 200.25 | 84.75 | 151
2023/24 | 200.75 | 84.75 | 141
2023/24 | 201.25 | 84.75 | 145
2023/24 | 201.75 | 84.75 | 129
2023/24 | 202.25 | 84.75 | 135
2023/24 | 202.75 | 84.75 | 124
2023/24 | 203.25 | 84.75 | 123
2023/24 | 203.75 | 84.75 | 114
2023/24 | 204.25 | 84.75 | 131
2023/24 | 204.75 | 84.75 | 128
2023/24 | 205.25 | 84.75 | 113
2023/24 | 205.75 | 84.75 | 113
2023/24 | 206.25 | 84.75 | 99
2023/24 | 206.75 | 84.75 | 98
2023/24 | 207.25 | 84.75 | 123
2023/24 | 207.75 | 84.75 | 115
2023/24 | 208.25 | 84.75 | 116
2023/24 | 208.75 | 84.75 | 95
2023/24 | 209.25 | 84.75 | 93
2023/24 | 209.75 | 84.75 | 96
2023/24 | 210.25 | 84.75 | 108
2023/24 | 210.75 | 84.75 | 91
2023/24 | 211.25 | 84.75 | 101
2023/24 | 211.75 | 84.75 | 96
2023/24 | 212.25 | 84.75 | 96
2023/24 | 212.75 | 84.75 | 90
2023/24 | 213.25 | 84.75 | 104
2023/24 | 213.75 | 84.75 | 91
2023/24 | 214.25 | 84.75 | 76
2023/24 | 214.75 | 84.75 | 88
2023/24 | 215.25 | 84.75 | 71
2023/24 | 215.75 | 84.75 | 86
2023/24 | 216.25 | 84.75 | 77
2023/24 | 216.75 | 84.75 | 63
2023/24 | 217.25 | 84.75 | 58
2023/24 | 217.75 | 84.75 | 75
2023/24 | 218.25 | 84.75 | 87
2023/24 | 218.75 | 84.75 | 55
2023/24 | 219.25 | 84.75 | 66
2023/24 | 219.75 | 84.75 | 74
2023/24 | 220.25 | 84.75 | 72
2023/24 | 220.75 | 84.75 | 68
2023/24 | 221.25 | 84.75 | 46
2023/24 | 221.75 | 84.75 | 64
2023/24 | 222.25 | 84.75 | 41
2023/24 | 222.75 | 84.75 | 72
2023/24 | 223.25 | 84.75 | 58
2023/24 | 223.75 | 84.75 | 60
2023/24 | 224.25 | 84.75 | 60
2023/24 | 224.75 | 84.75 | 52
2023/24 | 225.25 | 84.75 | 47
2023/24 | 225.75 | 84.75 | 62
2023/24 | 226.25 | 84.75 | 51
2023/24 | 226.75 | 84.75 | 50
2023/24 | 227.25 | 84.75 | 59
2023/24 | 227.75 | 84.75 | 56
2023/24 | 228.25 | 84.75 | 45
2023/24 | 228.75 | 84.75 | 46
2023/24 | 229.25 | 84.75 | 47
2023/24 | 229.75 | 84.75 | 40
2023/24 | 230.25 | 84.75 | 38
2023/24 | 230.75 | 84.75 | 31
2023/24 | 231.25 | 84.75 | 46
2023/24 | 231.75 | 84.75 | 46
2023/24 | 232.25 | 84.75 | 31
2023/24 | 232.75 | 84.75 | 40
2023/24 | 233.25 | 84.75 | 43
2023/24 | 233.75 | 84.75 | 28
2023/24 | 234.25 | 84.75 | 42
2023/24 | 234.75 | 84.75 | 32
2023/24 | 235.25 | 84.75 | 52
2023/24 | 235.75 | 84.75 | 32
2023/24 | 236.25 | 84.75 | 36
2023/24 | 236.75 | 84.75 | 28
2023/24 | 237.25 | 84.75 | 38
2023/24 | 237.75 | 84.75 | 35
2023/24 | 238.25 | 84.75 | 23
2023/24 | 238.75 | 84.75 | 31
2023/24 | 239.25 | 84.75 | 29
2023/24 | 239.75 | 84.75 | 35
2023/24 | 240.25 | 84.75 | 35
2023/24 | 240.75 | 84.75 | 21
2023/24 | 241.25 | 84.75 | 33
2023/24 | 241.75 | 84.75 | 25
2023/24 | 242.25 | 84.75 | 16
2023/24 | 242.75 | 84.75 | 28
2023/24 | 243.25 | 84.75 | 23
2023/24 | 243.75 | 84.75 | 24
2023/24 | 244.25 | 84.75 | 20
2023/24 | 244.75 | 84.75 | 19
2023/24 | 245.25 | 84.75 | 27
2023/24 | 245.75 | 84.75 | 25
2023/24 | 246.25 | 84.75 | 24
2023/24 | 246.75 | 84.75 | 23
2023/24 | 247.25 | 84.75 | 31
2023/24 | 247.75 | 84.75 | 20
2023/24 | 248.25 | 84.75 | 20
2023/24 | 248.75 | 84.75 | 20
2023/24 | 249.25 | 84.75 | 29
2023/24 | 249.75 | 84.75 | 15
2023/24 | 250.25 | 84.75 | 12
2023/24 | 250.75 | 84.75 | 22
2023/24 | 251.25 | 84.75 | 23
2023/24 | 251.75 | 84.75 | 23
2023/24 | 252.25 | 84.75 | 18
2023/24 | 252.75 | 84.75 | 22
2023/24 | 253.25 | 84.75 | 24
2023/24 | 253.75 | 84.75 | 22
2023/24 | 254.25 | 84.75 | 14
2023/24 | 254.75 | 84.75 | 29
2023/24 | 255.25 | 84.75 | 15
2023/24 | 255.75 | 84.75 | 16
2023/24 | 256.25 | 84.75 | 16
2023/24 | 256.75 | 84.75 | 16
2023/24 | 257.25 | 84.75 | 14
2023/24 | 257.75 | 84.75 | 10
2023/24 | 258.25 | 84.75 | 13
2023/24 | 258.75 | 84.75 | 18
2023/24 | 259.25 | 84.75 | 18
2023/24 | 259.75 | 84.75 | 10
2023/24 | 260.25 | 84.75 | 19
2023/24 | 260.75 | 84.75 | 14
2023/24 | 261.25 | 84.75 | 11
2023/24 | 261.75 | 84.75 | 18
2023/24 | 262.25 | 84.75 | 14
2023/24 | 262.75 | 84.75 | 10
2023/24 | 263.25 | 84.75 | 16
2023/24 | 263.75 | 84.75 | 16
2023/24 | 264.25 | 84.75 | 14
2023/24 | 264.75 | 84.75 | 13
2023/24 | 265.25 | 84.75 | 12
2023/24 | 265.75 | 84.75 | 12
2023/24 | 266.25 | 84.75 | 11
2023/24 | 266.75 | 84.75 | 15
2023/24 | 267.25 | 84.75 | 18
2023/24 | 267.75 | 84.75 | 12
2023/24 | 268.25 | 84.75 | 15
2023/24 | 268.75 | 84.75 | 9
2023/24 | 269.25 | 84.75 | 13
2023/24 | 269.75 | 84.75 | 12
2023/24 | 270.25 | 84.75 | 18
2023/24 | 270.75 | 84.75 | 12
2023/24 | 271.25 | 84.75 | 12
2023/24 | 271.75 | 84.75 | 14
2023/24 | 272.25 | 84.75 | 17
2023/24 | 272.75 | 84.75 | 6
2023/24 | 273.25 | 84.75 | 14
2023/24 | 273.75 | 84.75 | 15
2023/24 | 274.25 | 84.75 | 9
2023/24 | 274.75 | 84.75 | 9
2023/24 | 275.25 | 84.75 | 9
2023/24 | 275.75 | 84.75 | 5
2023/24 | 276.25 | 84.75 | 6
2023/24 | 276.75 | 84.75 | 8
2023/24 | 277.25 | 84.75 | 9
2023/24 | 277.75 | 84.75 | 7
2023/24 | 278.25 | 84.75 | 6
2023/24 | 278.75 | 84.75 | 11
2023/24 | 279.25 | 84.75 | 6
2023/24 | 279.75 | 84.75 | 10
2023/24 | 280.25 | 84.75 | 13
2023/24 | 280.75 | 84.75 | 5
2023/24 | 281.25 | 84.75 | 8
2023/24 | 281.75 | 84.75 | 13
2023/24 | 282.25 | 84.75 | 5
2023/24 | 282.75 | 84.75 | 9
2023/24 | 283.25 | 84.75 | 8
2023/24 | 283.75 | 84.75 | 14
2023/24 | 284.25 | 84.75 | 7
2023/24 | 284.75 | 84.75 | 7
2023/24 | 285.25 | 84.75 | 7
2023/24 | 285.75 | 84.75 | 8
2023/24 | 286.25 | 84.75 | 8
2023/24 | 286.75 | 84.75 | 8
2023/24 | 287.25 | 84.75 | 3
2023/24 | 287.75 | 84.75 | 6
2023/24 | 288.25 | 84.75 | 3
2023/24 | 288.75 | 84.75 | 7
2023/24 | 289.25 | 84.75 | 6
2023/24 | 289.75 | 84.75 | 7
2023/24 | 290.25 | 84.75 | 6
2023/24 | 290.75 | 84.75 | 12
2023/24 | 291.25 | 84.75 | 12
2023/24 | 291.75 | 84.75 | 5
2023/24 | 292.25 | 84.75 | 4
2023/24 | 292.75 | 84.75 | 7
2023/24 | 293.25 | 84.75 | 7
2023/24 | 293.75 | 84.75 | 4
2023/24 | 294.25 | 84.75 | 5
2023/24 | 294.75 | 84.75 | 8
2023/24 | 295.75 | 84.75 | 6
2023/24 | 296.25 | 84.75 | 3
2023/24 | 296.75 | 84.75 | 4
2023/24 | 297.25 | 84.75 | 4
2023/24 | 297.75 | 84.75 | 5
2023/24 | 298.25 | 84.75 | 3
2023/24 | 298.75 | 84.75 | 4
2023/24 | 299.75 | 84.75 | 7
2023/24 | 300.25 | 84.75 | 4
2023/24 | 300.75 | 84.75 | 2
2023/24 | 301.25 | 84.75 | 5
2023/24 | 301.75 | 84.75 | 5
2023/24 | 302.25 | 84.75 | 2
2023/24 | 302.75 | 84.75 | 2
2023/24 | 303.25 | 84.75 | 6
2023/24 | 303.75 | 84.75 | 4
2023/24 | 304.25 | 84.75 | 2
2023/24 | 304.75 | 84.75 | 3
2023/24 | 305.25 | 84.75 | 2
2023/24 | 305.75 | 84.75 | 2
2023/24 | 306.25 | 84.75 | 2
2023/24 | 306.75 | 84.75 | 6
2023/24 | 307.25 | 84.75 | 3
2023/24 | 307.75 | 84.75 | 3
2023/24 | 308.25 | 84.75 | 2
2023/24 | 309.25 | 84.75 | 3
2023/24 | 309.75 | 84.75 | 4
2023/24 | 310.25 | 84.75 | 1
2023/24 | 310.75 | 84.75 | 1
2023/24 | 311.25 | 84.75 | 3
2023/24 | 311.75 | 84.75 | 3
2023/24 | 312.25 | 84.75 | 3
2023/24 | 313.25 | 84.75 | 3
2023/24 | 314.25 | 84.75 | 2
2023/24 | 314.75 | 84.75 | 1
2023/24 | 315.25 | 84.75 | 2
2023/24 | 316.25 | 84.75 | 4
2023/24 | 316.75 | 84.75 | 3
2023/24 | 317.25 | 84.75 | 4
2023/24 | 317.75 | 84.75 | 1
2023/24 | 318.25 | 84.75 | 1
2023/24 | 318.75 | 84.75 | 1
2023/24 | 319.25 | 84.75 | 4
2023/24 | 319.75 | 84.75 | 2
2023/24 | 320.25 | 84.75 | 3
2023/24 | 320.75 | 84.75 | 4
2023/24 | 321.25 | 84.75 | 2
2023/24 | 321.75 | 84.75 | 2
2023/24 | 322.25 | 84.75 | 3
2023/24 | 322.75 | 84.75 | 4
2023/24 | 323.25 | 84.75 | 2
2023/24 | 323.75 | 84.75 | 2
2023/24 | 324.75 | 84.75 | 2
2023/24 | 325.25 | 84.75 | 2
2023/24 | 327.25 | 84.75 | 2
2023/24 | 328.25 | 84.75 | 2
2023/24 | 328.75 | 84.75 | 2
2023/24 | 329.25 | 84.75 | 2
2023/24 | 329.75 | 84.75 | 2
2023/24 | 330.75 | 84.75 | 2
2023/24 | 331.75 | 84.75 | 2
2023/24 | 332.25 | 84.75 | 1
2023/24 | 332.75 | 84.75 | 2
2023/24 | 333.25 | 84.75 | 2
2023/24 | 333.75 | 84.75 | 1
2023/24 | 334.25 | 84.75 | 1
2023/24 | 337.75 | 84.75 | 1
2023/24 | 338.25 | 84.75 | 2
2023/24 | 338.75 | 84.75 | 1
2023/24 | 339.25 | 84.75 | 3
2023/24 | 340.25 | 84.75 | 2
2023/24 | 340.75 | 84.75 | 3
2023/24 | 341.75 | 84.75 | 1
2023/24 | 342.25 | 84.75 | 2
2023/24 | 343.25 | 84.75 | 2
2023/24 | 343.75 | 84.75 | 1
2023/24 | 345.25 | 84.75 | 1
2023/24 | 345.75 | 84.75 | 1
2023/24 | 346.75 | 84.75 | 1
2023/24 | 347.25 | 84.75 | 1
2023/24 | 347.75 | 84.75 | 1
2023/24 | 349.25 | 84.75 | 1
2023/24 | 349.75 | 84.75 | 1
2023/24 | 350.75 | 84.75 | 3
2023/24 | 353.25 | 84.75 | 1
2023/24 | 353.75 | 84.75 | 1
2023/24 | 355.75 | 84.75 | 1
2023/24 | 356.25 | 84.75 | 1
2023/24 | 358.25 | 84.75 | 1
2023/24 | 358.75 | 84.75 | 1
2023/24 | 361.25 | 84.75 | 1
2023/24 | 363.25 | 84.75 | 1
2023/24 | 363.75 | 84.75 | 1
2023/24 | 366.75 | 84.75 | 1
2023/24 | 367.25 | 84.75 | 1
2023/24 | 372.75 | 84.75 | 1
2023/24 | 374.75 | 84.75 | 1
2023/24 | 376.25 | 84.75 | 1
2023/24 | 377.25 | 84.75 | 1
2023/24 | 387.75 | 84.75 | 1
2023/24 | 400.25 | 84.75 | 2
2023/24 | 457.25 | 84.75 | 1
2023/24 | 109.25 | 85.25 | 1
2023/24 | 115.25 | 85.25 | 1
2023/24 | 118.25 | 85.25 | 1
2023/24 | 121.75 | 85.25 | 1
2023/24 | 123.25 | 85.25 | 3
2023/24 | 125.25 | 85.25 | 1
2023/24 | 126.75 | 85.25 | 1
2023/24 | 129.25 | 85.25 | 1
2023/24 | 130.75 | 85.25 | 2
2023/24 | 131.25 | 85.25 | 1
2023/24 | 131.75 | 85.25 | 1
2023/24 | 133.75 | 85.25 | 2
2023/24 | 134.25 | 85.25 | 2
2023/24 | 134.75 | 85.25 | 1
2023/24 | 135.75 | 85.25 | 3
2023/24 | 136.75 | 85.25 | 1
2023/24 | 137.25 | 85.25 | 1
2023/24 | 137.75 | 85.25 | 2
2023/24 | 138.25 | 85.25 | 2
2023/24 | 138.75 | 85.25 | 1
2023/24 | 139.25 | 85.25 | 4
2023/24 | 139.75 | 85.25 | 4
2023/24 | 140.25 | 85.25 | 2
2023/24 | 140.75 | 85.25 | 4
2023/24 | 141.75 | 85.25 | 8
2023/24 | 142.25 | 85.25 | 2
2023/24 | 142.75 | 85.25 | 5
2023/24 | 143.25 | 85.25 | 5
2023/24 | 143.75 | 85.25 | 2
2023/24 | 144.25 | 85.25 | 8
2023/24 | 144.75 | 85.25 | 5
2023/24 | 145.25 | 85.25 | 3
2023/24 | 145.75 | 85.25 | 6
2023/24 | 146.25 | 85.25 | 7
2023/24 | 146.75 | 85.25 | 6
2023/24 | 147.25 | 85.25 | 6
2023/24 | 147.75 | 85.25 | 8
2023/24 | 148.25 | 85.25 | 11
2023/24 | 148.75 | 85.25 | 13
2023/24 | 149.25 | 85.25 | 9
2023/24 | 149.75 | 85.25 | 12
2023/24 | 150.25 | 85.25 | 12
2023/24 | 150.75 | 85.25 | 15
2023/24 | 151.25 | 85.25 | 16
2023/24 | 151.75 | 85.25 | 16
2023/24 | 152.25 | 85.25 | 17
2023/24 | 152.75 | 85.25 | 16
2023/24 | 153.25 | 85.25 | 13
2023/24 | 153.75 | 85.25 | 21
2023/24 | 154.25 | 85.25 | 21
2023/24 | 154.75 | 85.25 | 16
2023/24 | 155.25 | 85.25 | 15
2023/24 | 155.75 | 85.25 | 26
2023/24 | 156.25 | 85.25 | 28
2023/24 | 156.75 | 85.25 | 24
2023/24 | 157.25 | 85.25 | 33
2023/24 | 157.75 | 85.25 | 31
2023/24 | 158.25 | 85.25 | 29
2023/24 | 158.75 | 85.25 | 46
2023/24 | 159.25 | 85.25 | 43
2023/24 | 159.75 | 85.25 | 41
2023/24 | 160.25 | 85.25 | 39
2023/24 | 160.75 | 85.25 | 61
2023/24 | 161.25 | 85.25 | 59
2023/24 | 161.75 | 85.25 | 48
2023/24 | 162.25 | 85.25 | 43
2023/24 | 162.75 | 85.25 | 55
2023/24 | 163.25 | 85.25 | 40
2023/24 | 163.75 | 85.25 | 45
2023/24 | 164.25 | 85.25 | 58
2023/24 | 164.75 | 85.25 | 65
2023/24 | 165.25 | 85.25 | 74
2023/24 | 165.75 | 85.25 | 69
2023/24 | 166.25 | 85.25 | 76
2023/24 | 166.75 | 85.25 | 56
2023/24 | 167.25 | 85.25 | 67
2023/24 | 167.75 | 85.25 | 80
2023/24 | 168.25 | 85.25 | 85
2023/24 | 168.75 | 85.25 | 88
2023/24 | 169.25 | 85.25 | 97
2023/24 | 169.75 | 85.25 | 82
2023/24 | 170.25 | 85.25 | 80
2023/24 | 170.75 | 85.25 | 88
2023/24 | 171.25 | 85.25 | 84
2023/24 | 171.75 | 85.25 | 109
2023/24 | 172.25 | 85.25 | 92
2023/24 | 172.75 | 85.25 | 80
2023/24 | 173.25 | 85.25 | 96
2023/24 | 173.75 | 85.25 | 103
2023/24 | 174.25 | 85.25 | 99
2023/24 | 174.75 | 85.25 | 132
2023/24 | 175.25 | 85.25 | 97
2023/24 | 175.75 | 85.25 | 118
2023/24 | 176.25 | 85.25 | 137
2023/24 | 176.75 | 85.25 | 105
2023/24 | 177.25 | 85.25 | 132
2023/24 | 177.75 | 85.25 | 124
2023/24 | 178.25 | 85.25 | 118
2023/24 | 178.75 | 85.25 | 118
2023/24 | 179.25 | 85.25 | 139
2023/24 | 179.75 | 85.25 | 134
2023/24 | 180.25 | 85.25 | 117
2023/24 | 180.75 | 85.25 | 142
2023/24 | 181.25 | 85.25 | 130
2023/24 | 181.75 | 85.25 | 146
2023/24 | 182.25 | 85.25 | 130
2023/24 | 182.75 | 85.25 | 143
2023/24 | 183.25 | 85.25 | 149
2023/24 | 183.75 | 85.25 | 137
2023/24 | 184.25 | 85.25 | 162
2023/24 | 184.75 | 85.25 | 162
2023/24 | 185.25 | 85.25 | 154
2023/24 | 185.75 | 85.25 | 163
2023/24 | 186.25 | 85.25 | 143
2023/24 | 186.75 | 85.25 | 145
2023/24 | 187.25 | 85.25 | 160
2023/24 | 187.75 | 85.25 | 155
2023/24 | 188.25 | 85.25 | 146
2023/24 | 188.75 | 85.25 | 147
2023/24 | 189.25 | 85.25 | 155
2023/24 | 189.75 | 85.25 | 147
2023/24 | 190.25 | 85.25 | 165
2023/24 | 190.75 | 85.25 | 133
2023/24 | 191.25 | 85.25 | 145
2023/24 | 191.75 | 85.25 | 157
2023/24 | 192.25 | 85.25 | 143
2023/24 | 192.75 | 85.25 | 129
2023/24 | 193.25 | 85.25 | 150
2023/24 | 193.75 | 85.25 | 161
2023/24 | 194.25 | 85.25 | 167
2023/24 | 194.75 | 85.25 | 168
2023/24 | 195.25 | 85.25 | 138
2023/24 | 195.75 | 85.25 | 141
2023/24 | 196.25 | 85.25 | 136
2023/24 | 196.75 | 85.25 | 133
2023/24 | 197.25 | 85.25 | 141
2023/24 | 197.75 | 85.25 | 156
2023/24 | 198.25 | 85.25 | 126
2023/24 | 198.75 | 85.25 | 128
2023/24 | 199.25 | 85.25 | 126
2023/24 | 199.75 | 85.25 | 132
2023/24 | 200.25 | 85.25 | 150
2023/24 | 200.75 | 85.25 | 147
2023/24 | 201.25 | 85.25 | 147
2023/24 | 201.75 | 85.25 | 157
2023/24 | 202.25 | 85.25 | 135
2023/24 | 202.75 | 85.25 | 127
2023/24 | 203.25 | 85.25 | 122
2023/24 | 203.75 | 85.25 | 113
2023/24 | 204.25 | 85.25 | 123
2023/24 | 204.75 | 85.25 | 114
2023/24 | 205.25 | 85.25 | 113
2023/24 | 205.75 | 85.25 | 126
2023/24 | 206.25 | 85.25 | 140
2023/24 | 206.75 | 85.25 | 93
2023/24 | 207.25 | 85.25 | 117
2023/24 | 207.75 | 85.25 | 98
2023/24 | 208.25 | 85.25 | 100
2023/24 | 208.75 | 85.25 | 115
2023/24 | 209.25 | 85.25 | 97
2023/24 | 209.75 | 85.25 | 102
2023/24 | 210.25 | 85.25 | 99
2023/24 | 210.75 | 85.25 | 88
2023/24 | 211.25 | 85.25 | 95
2023/24 | 211.75 | 85.25 | 87
2023/24 | 212.25 | 85.25 | 91
2023/24 | 212.75 | 85.25 | 99
2023/24 | 213.25 | 85.25 | 83
2023/24 | 213.75 | 85.25 | 91
2023/24 | 214.25 | 85.25 | 77
2023/24 | 214.75 | 85.25 | 84
2023/24 | 215.25 | 85.25 | 77
2023/24 | 215.75 | 85.25 | 91
2023/24 | 216.25 | 85.25 | 83
2023/24 | 216.75 | 85.25 | 69
2023/24 | 217.25 | 85.25 | 78
2023/24 | 217.75 | 85.25 | 94
2023/24 | 218.25 | 85.25 | 75
2023/24 | 218.75 | 85.25 | 77
2023/24 | 219.25 | 85.25 | 74
2023/24 | 219.75 | 85.25 | 71
2023/24 | 220.25 | 85.25 | 62
2023/24 | 220.75 | 85.25 | 69
2023/24 | 221.25 | 85.25 | 65
2023/24 | 221.75 | 85.25 | 51
2023/24 | 222.25 | 85.25 | 61
2023/24 | 222.75 | 85.25 | 57
2023/24 | 223.25 | 85.25 | 58
2023/24 | 223.75 | 85.25 | 79
2023/24 | 224.25 | 85.25 | 49
2023/24 | 224.75 | 85.25 | 55
2023/24 | 225.25 | 85.25 | 43
2023/24 | 225.75 | 85.25 | 40
2023/24 | 226.25 | 85.25 | 48
2023/24 | 226.75 | 85.25 | 49
2023/24 | 227.25 | 85.25 | 39
2023/24 | 227.75 | 85.25 | 53
2023/24 | 228.25 | 85.25 | 48
2023/24 | 228.75 | 85.25 | 57
2023/24 | 229.25 | 85.25 | 41
2023/24 | 229.75 | 85.25 | 46
2023/24 | 230.25 | 85.25 | 39
2023/24 | 230.75 | 85.25 | 32
2023/24 | 231.25 | 85.25 | 50
2023/24 | 231.75 | 85.25 | 32
2023/24 | 232.25 | 85.25 | 51
2023/24 | 232.75 | 85.25 | 43
2023/24 | 233.25 | 85.25 | 50
2023/24 | 233.75 | 85.25 | 44
2023/24 | 234.25 | 85.25 | 34
2023/24 | 234.75 | 85.25 | 42
2023/24 | 235.25 | 85.25 | 36
2023/24 | 235.75 | 85.25 | 30
2023/24 | 236.25 | 85.25 | 47
2023/24 | 236.75 | 85.25 | 34
2023/24 | 237.25 | 85.25 | 34
2023/24 | 237.75 | 85.25 | 34
2023/24 | 238.25 | 85.25 | 32
2023/24 | 238.75 | 85.25 | 33
2023/24 | 239.25 | 85.25 | 29
2023/24 | 239.75 | 85.25 | 32
2023/24 | 240.25 | 85.25 | 33
2023/24 | 240.75 | 85.25 | 26
2023/24 | 241.25 | 85.25 | 25
2023/24 | 241.75 | 85.25 | 30
2023/24 | 242.25 | 85.25 | 17
2023/24 | 242.75 | 85.25 | 42
2023/24 | 243.25 | 85.25 | 28
2023/24 | 243.75 | 85.25 | 22
2023/24 | 244.25 | 85.25 | 27
2023/24 | 244.75 | 85.25 | 26
2023/24 | 245.25 | 85.25 | 19
2023/24 | 245.75 | 85.25 | 21
2023/24 | 246.25 | 85.25 | 14
2023/24 | 246.75 | 85.25 | 14
2023/24 | 247.25 | 85.25 | 15
2023/24 | 247.75 | 85.25 | 15
2023/24 | 248.25 | 85.25 | 21
2023/24 | 248.75 | 85.25 | 22
2023/24 | 249.25 | 85.25 | 24
2023/24 | 249.75 | 85.25 | 17
2023/24 | 250.25 | 85.25 | 28
2023/24 | 250.75 | 85.25 | 19
2023/24 | 251.25 | 85.25 | 20
2023/24 | 251.75 | 85.25 | 23
2023/24 | 252.25 | 85.25 | 16
2023/24 | 252.75 | 85.25 | 24
2023/24 | 253.25 | 85.25 | 19
2023/24 | 253.75 | 85.25 | 16
2023/24 | 254.25 | 85.25 | 18
2023/24 | 254.75 | 85.25 | 15
2023/24 | 255.25 | 85.25 | 28
2023/24 | 255.75 | 85.25 | 13
2023/24 | 256.25 | 85.25 | 24
2023/24 | 256.75 | 85.25 | 17
2023/24 | 257.25 | 85.25 | 14
2023/24 | 257.75 | 85.25 | 17
2023/24 | 258.25 | 85.25 | 21
2023/24 | 258.75 | 85.25 | 11
2023/24 | 259.25 | 85.25 | 15
2023/24 | 259.75 | 85.25 | 14
2023/24 | 260.25 | 85.25 | 15
2023/24 | 260.75 | 85.25 | 17
2023/24 | 261.25 | 85.25 | 16
2023/24 | 261.75 | 85.25 | 13
2023/24 | 262.25 | 85.25 | 16
2023/24 | 262.75 | 85.25 | 12
2023/24 | 263.25 | 85.25 | 14
2023/24 | 263.75 | 85.25 | 16
2023/24 | 264.25 | 85.25 | 14
2023/24 | 264.75 | 85.25 | 13
2023/24 | 265.25 | 85.25 | 17
2023/24 | 265.75 | 85.25 | 14
2023/24 | 266.25 | 85.25 | 9
2023/24 | 266.75 | 85.25 | 20
2023/24 | 267.25 | 85.25 | 11
2023/24 | 267.75 | 85.25 | 12
2023/24 | 268.25 | 85.25 | 11
2023/24 | 268.75 | 85.25 | 8
2023/24 | 269.25 | 85.25 | 11
2023/24 | 269.75 | 85.25 | 22
2023/24 | 270.25 | 85.25 | 10
2023/24 | 270.75 | 85.25 | 10
2023/24 | 271.25 | 85.25 | 6
2023/24 | 271.75 | 85.25 | 12
2023/24 | 272.25 | 85.25 | 7
2023/24 | 272.75 | 85.25 | 13
2023/24 | 273.25 | 85.25 | 8
2023/24 | 273.75 | 85.25 | 16
2023/24 | 274.25 | 85.25 | 8
2023/24 | 274.75 | 85.25 | 7
2023/24 | 275.25 | 85.25 | 12
2023/24 | 275.75 | 85.25 | 9
2023/24 | 276.25 | 85.25 | 3
2023/24 | 276.75 | 85.25 | 11
2023/24 | 277.25 | 85.25 | 9
2023/24 | 277.75 | 85.25 | 9
2023/24 | 278.25 | 85.25 | 9
2023/24 | 278.75 | 85.25 | 7
2023/24 | 279.25 | 85.25 | 14
2023/24 | 279.75 | 85.25 | 12
2023/24 | 280.25 | 85.25 | 7
2023/24 | 280.75 | 85.25 | 8
2023/24 | 281.25 | 85.25 | 10
2023/24 | 281.75 | 85.25 | 7
2023/24 | 282.25 | 85.25 | 6
2023/24 | 282.75 | 85.25 | 5
2023/24 | 283.25 | 85.25 | 5
2023/24 | 283.75 | 85.25 | 7
2023/24 | 284.25 | 85.25 | 8
2023/24 | 284.75 | 85.25 | 9
2023/24 | 285.25 | 85.25 | 10
2023/24 | 285.75 | 85.25 | 7
2023/24 | 286.25 | 85.25 | 6
2023/24 | 286.75 | 85.25 | 7
2023/24 | 287.25 | 85.25 | 9
2023/24 | 287.75 | 85.25 | 7
2023/24 | 288.25 | 85.25 | 10
2023/24 | 288.75 | 85.25 | 10
2023/24 | 289.25 | 85.25 | 6
2023/24 | 289.75 | 85.25 | 5
2023/24 | 290.25 | 85.25 | 5
2023/24 | 290.75 | 85.25 | 6
2023/24 | 291.25 | 85.25 | 3
2023/24 | 291.75 | 85.25 | 4
2023/24 | 292.25 | 85.25 | 5
2023/24 | 292.75 | 85.25 | 6
2023/24 | 293.25 | 85.25 | 3
2023/24 | 293.75 | 85.25 | 3
2023/24 | 294.25 | 85.25 | 2
2023/24 | 294.75 | 85.25 | 5
2023/24 | 295.25 | 85.25 | 8
2023/24 | 295.75 | 85.25 | 7
2023/24 | 296.25 | 85.25 | 5
2023/24 | 296.75 | 85.25 | 4
2023/24 | 297.25 | 85.25 | 3
2023/24 | 297.75 | 85.25 | 7
2023/24 | 298.25 | 85.25 | 3
2023/24 | 298.75 | 85.25 | 8
2023/24 | 299.25 | 85.25 | 3
2023/24 | 299.75 | 85.25 | 6
2023/24 | 300.25 | 85.25 | 4
2023/24 | 300.75 | 85.25 | 4
2023/24 | 301.25 | 85.25 | 5
2023/24 | 301.75 | 85.25 | 2
2023/24 | 302.25 | 85.25 | 12
2023/24 | 302.75 | 85.25 | 5
2023/24 | 303.25 | 85.25 | 6
2023/24 | 303.75 | 85.25 | 6
2023/24 | 304.25 | 85.25 | 1
2023/24 | 304.75 | 85.25 | 4
2023/24 | 305.25 | 85.25 | 4
2023/24 | 305.75 | 85.25 | 4
2023/24 | 306.25 | 85.25 | 1
2023/24 | 306.75 | 85.25 | 2
2023/24 | 307.75 | 85.25 | 5
2023/24 | 308.25 | 85.25 | 1
2023/24 | 308.75 | 85.25 | 6
2023/24 | 309.25 | 85.25 | 2
2023/24 | 309.75 | 85.25 | 3
2023/24 | 310.25 | 85.25 | 4
2023/24 | 310.75 | 85.25 | 4
2023/24 | 311.25 | 85.25 | 3
2023/24 | 311.75 | 85.25 | 2
2023/24 | 312.25 | 85.25 | 4
2023/24 | 312.75 | 85.25 | 3
2023/24 | 313.25 | 85.25 | 4
2023/24 | 313.75 | 85.25 | 2
2023/24 | 314.25 | 85.25 | 1
2023/24 | 314.75 | 85.25 | 4
2023/24 | 315.25 | 85.25 | 2
2023/24 | 315.75 | 85.25 | 3
2023/24 | 316.25 | 85.25 | 4
2023/24 | 316.75 | 85.25 | 1
2023/24 | 317.25 | 85.25 | 1
2023/24 | 317.75 | 85.25 | 1
2023/24 | 318.25 | 85.25 | 2
2023/24 | 318.75 | 85.25 | 1
2023/24 | 319.25 | 85.25 | 2
2023/24 | 319.75 | 85.25 | 2
2023/24 | 320.25 | 85.25 | 3
2023/24 | 320.75 | 85.25 | 2
2023/24 | 321.25 | 85.25 | 1
2023/24 | 322.25 | 85.25 | 1
2023/24 | 323.25 | 85.25 | 2
2023/24 | 323.75 | 85.25 | 2
2023/24 | 324.25 | 85.25 | 1
2023/24 | 324.75 | 85.25 | 1
2023/24 | 325.75 | 85.25 | 2
2023/24 | 326.25 | 85.25 | 2
2023/24 | 326.75 | 85.25 | 2
2023/24 | 327.75 | 85.25 | 3
2023/24 | 328.25 | 85.25 | 2
2023/24 | 328.75 | 85.25 | 1
2023/24 | 329.25 | 85.25 | 1
2023/24 | 329.75 | 85.25 | 1
2023/24 | 330.25 | 85.25 | 2
2023/24 | 330.75 | 85.25 | 2
2023/24 | 331.25 | 85.25 | 1
2023/24 | 331.75 | 85.25 | 3
2023/24 | 332.75 | 85.25 | 1
2023/24 | 333.25 | 85.25 | 1
2023/24 | 334.25 | 85.25 | 1
2023/24 | 334.75 | 85.25 | 1
2023/24 | 335.25 | 85.25 | 1
2023/24 | 335.75 | 85.25 | 1
2023/24 | 336.25 | 85.25 | 3
2023/24 | 336.75 | 85.25 | 2
2023/24 | 337.75 | 85.25 | 1
2023/24 | 338.25 | 85.25 | 2
2023/24 | 339.75 | 85.25 | 2
2023/24 | 340.75 | 85.25 | 1
2023/24 | 341.75 | 85.25 | 1
2023/24 | 342.75 | 85.25 | 1
2023/24 | 343.75 | 85.25 | 2
2023/24 | 345.25 | 85.25 | 1
2023/24 | 346.25 | 85.25 | 3
2023/24 | 346.75 | 85.25 | 3
2023/24 | 348.75 | 85.25 | 2
2023/24 | 350.25 | 85.25 | 1
2023/24 | 351.25 | 85.25 | 2
2023/24 | 352.25 | 85.25 | 1
2023/24 | 353.75 | 85.25 | 1
2023/24 | 354.75 | 85.25 | 2
2023/24 | 356.25 | 85.25 | 1
2023/24 | 357.75 | 85.25 | 1
2023/24 | 359.75 | 85.25 | 1
2023/24 | 361.25 | 85.25 | 1
2023/24 | 371.25 | 85.25 | 1
2023/24 | 383.25 | 85.25 | 1
2023/24 | 391.25 | 85.25 | 1
2023/24 | 126.25 | 85.75 | 1
2023/24 | 127.25 | 85.75 | 2
2023/24 | 127.75 | 85.75 | 2
2023/24 | 129.25 | 85.75 | 1
2023/24 | 130.25 | 85.75 | 1
2023/24 | 130.75 | 85.75 | 1
2023/24 | 132.25 | 85.75 | 1
2023/24 | 132.75 | 85.75 | 1
2023/24 | 133.25 | 85.75 | 1
2023/24 | 133.75 | 85.75 | 1
2023/24 | 134.25 | 85.75 | 3
2023/24 | 134.75 | 85.75 | 1
2023/24 | 135.25 | 85.75 | 1
2023/24 | 135.75 | 85.75 | 1
2023/24 | 136.25 | 85.75 | 1
2023/24 | 136.75 | 85.75 | 1
2023/24 | 137.25 | 85.75 | 1
2023/24 | 137.75 | 85.75 | 2
2023/24 | 138.25 | 85.75 | 3
2023/24 | 138.75 | 85.75 | 3
2023/24 | 139.75 | 85.75 | 3
2023/24 | 140.25 | 85.75 | 2
2023/24 | 140.75 | 85.75 | 3
2023/24 | 141.25 | 85.75 | 1
2023/24 | 141.75 | 85.75 | 2
2023/24 | 142.25 | 85.75 | 5
2023/24 | 142.75 | 85.75 | 8
2023/24 | 143.25 | 85.75 | 5
2023/24 | 143.75 | 85.75 | 1
2023/24 | 144.25 | 85.75 | 2
2023/24 | 144.75 | 85.75 | 6
2023/24 | 145.25 | 85.75 | 8
2023/24 | 145.75 | 85.75 | 8
2023/24 | 146.25 | 85.75 | 9
2023/24 | 146.75 | 85.75 | 10
2023/24 | 147.25 | 85.75 | 8
2023/24 | 147.75 | 85.75 | 10
2023/24 | 148.25 | 85.75 | 9
2023/24 | 148.75 | 85.75 | 5
2023/24 | 149.25 | 85.75 | 9
2023/24 | 149.75 | 85.75 | 7
2023/24 | 150.25 | 85.75 | 6
2023/24 | 150.75 | 85.75 | 15
2023/24 | 151.25 | 85.75 | 10
2023/24 | 151.75 | 85.75 | 12
2023/24 | 152.25 | 85.75 | 20
2023/24 | 152.75 | 85.75 | 28
2023/24 | 153.25 | 85.75 | 22
2023/24 | 153.75 | 85.75 | 12
2023/24 | 154.25 | 85.75 | 29
2023/24 | 154.75 | 85.75 | 28
2023/24 | 155.25 | 85.75 | 33
2023/24 | 155.75 | 85.75 | 21
2023/24 | 156.25 | 85.75 | 28
2023/24 | 156.75 | 85.75 | 41
2023/24 | 157.25 | 85.75 | 35
2023/24 | 157.75 | 85.75 | 30
2023/24 | 158.25 | 85.75 | 31
2023/24 | 158.75 | 85.75 | 32
2023/24 | 159.25 | 85.75 | 34
2023/24 | 159.75 | 85.75 | 41
2023/24 | 160.25 | 85.75 | 47
2023/24 | 160.75 | 85.75 | 38
2023/24 | 161.25 | 85.75 | 43
2023/24 | 161.75 | 85.75 | 38
2023/24 | 162.25 | 85.75 | 51
2023/24 | 162.75 | 85.75 | 45
2023/24 | 163.25 | 85.75 | 49
2023/24 | 163.75 | 85.75 | 48
2023/24 | 164.25 | 85.75 | 39
2023/24 | 164.75 | 85.75 | 50
2023/24 | 165.25 | 85.75 | 63
2023/24 | 165.75 | 85.75 | 65
2023/24 | 166.25 | 85.75 | 86
2023/24 | 166.75 | 85.75 | 63
2023/24 | 167.25 | 85.75 | 64
2023/24 | 167.75 | 85.75 | 81
2023/24 | 168.25 | 85.75 | 83
2023/24 | 168.75 | 85.75 | 71
2023/24 | 169.25 | 85.75 | 77
2023/24 | 169.75 | 85.75 | 76
2023/24 | 170.25 | 85.75 | 71
2023/24 | 170.75 | 85.75 | 81
2023/24 | 171.25 | 85.75 | 92
2023/24 | 171.75 | 85.75 | 92
2023/24 | 172.25 | 85.75 | 77
2023/24 | 172.75 | 85.75 | 90
2023/24 | 173.25 | 85.75 | 109
2023/24 | 173.75 | 85.75 | 86
2023/24 | 174.25 | 85.75 | 107
2023/24 | 174.75 | 85.75 | 90
2023/24 | 175.25 | 85.75 | 117
2023/24 | 175.75 | 85.75 | 111
2023/24 | 176.25 | 85.75 | 117
2023/24 | 176.75 | 85.75 | 113
2023/24 | 177.25 | 85.75 | 117
2023/24 | 177.75 | 85.75 | 118
2023/24 | 178.25 | 85.75 | 119
2023/24 | 178.75 | 85.75 | 125
2023/24 | 179.25 | 85.75 | 135
2023/24 | 179.75 | 85.75 | 116
2023/24 | 180.25 | 85.75 | 138
2023/24 | 180.75 | 85.75 | 137
2023/24 | 181.25 | 85.75 | 142
2023/24 | 181.75 | 85.75 | 150
2023/24 | 182.25 | 85.75 | 122
2023/24 | 182.75 | 85.75 | 133
2023/24 | 183.25 | 85.75 | 139
2023/24 | 183.75 | 85.75 | 142
2023/24 | 184.25 | 85.75 | 135
2023/24 | 184.75 | 85.75 | 129
2023/24 | 185.25 | 85.75 | 146
2023/24 | 185.75 | 85.75 | 154
2023/24 | 186.25 | 85.75 | 126
2023/24 | 186.75 | 85.75 | 126
2023/24 | 187.25 | 85.75 | 161
2023/24 | 187.75 | 85.75 | 136
2023/24 | 188.25 | 85.75 | 158
2023/24 | 188.75 | 85.75 | 153
2023/24 | 189.25 | 85.75 | 153
2023/24 | 189.75 | 85.75 | 151
2023/24 | 190.25 | 85.75 | 184
2023/24 | 190.75 | 85.75 | 143
2023/24 | 191.25 | 85.75 | 168
2023/24 | 191.75 | 85.75 | 123
2023/24 | 192.25 | 85.75 | 150
2023/24 | 192.75 | 85.75 | 166
2023/24 | 193.25 | 85.75 | 146
2023/24 | 193.75 | 85.75 | 140
2023/24 | 194.25 | 85.75 | 140
2023/24 | 194.75 | 85.75 | 140
2023/24 | 195.25 | 85.75 | 159
2023/24 | 195.75 | 85.75 | 158
2023/24 | 196.25 | 85.75 | 135
2023/24 | 196.75 | 85.75 | 123
2023/24 | 197.25 | 85.75 | 156
2023/24 | 197.75 | 85.75 | 140
2023/24 | 198.25 | 85.75 | 128
2023/24 | 198.75 | 85.75 | 141
2023/24 | 199.25 | 85.75 | 130
2023/24 | 199.75 | 85.75 | 143
2023/24 | 200.25 | 85.75 | 118
2023/24 | 200.75 | 85.75 | 131
2023/24 | 201.25 | 85.75 | 136
2023/24 | 201.75 | 85.75 | 100
2023/24 | 202.25 | 85.75 | 124
2023/24 | 202.75 | 85.75 | 137
2023/24 | 203.25 | 85.75 | 110
2023/24 | 203.75 | 85.75 | 141
2023/24 | 204.25 | 85.75 | 123
2023/24 | 204.75 | 85.75 | 143
2023/24 | 205.25 | 85.75 | 114
2023/24 | 205.75 | 85.75 | 123
2023/24 | 206.25 | 85.75 | 128
2023/24 | 206.75 | 85.75 | 112
2023/24 | 207.25 | 85.75 | 113
2023/24 | 207.75 | 85.75 | 116
2023/24 | 208.25 | 85.75 | 123
2023/24 | 208.75 | 85.75 | 99
2023/24 | 209.25 | 85.75 | 114
2023/24 | 209.75 | 85.75 | 122
2023/24 | 210.25 | 85.75 | 102
2023/24 | 210.75 | 85.75 | 103
2023/24 | 211.25 | 85.75 | 102
2023/24 | 211.75 | 85.75 | 88
2023/24 | 212.25 | 85.75 | 115
2023/24 | 212.75 | 85.75 | 92
2023/24 | 213.25 | 85.75 | 79
2023/24 | 213.75 | 85.75 | 70
2023/24 | 214.25 | 85.75 | 86
2023/24 | 214.75 | 85.75 | 91
2023/24 | 215.25 | 85.75 | 84
2023/24 | 215.75 | 85.75 | 82
2023/24 | 216.25 | 85.75 | 83
2023/24 | 216.75 | 85.75 | 77
2023/24 | 217.25 | 85.75 | 70
2023/24 | 217.75 | 85.75 | 68
2023/24 | 218.25 | 85.75 | 68
2023/24 | 218.75 | 85.75 | 93
2023/24 | 219.25 | 85.75 | 64
2023/24 | 219.75 | 85.75 | 71
2023/24 | 220.25 | 85.75 | 73
2023/24 | 220.75 | 85.75 | 61
2023/24 | 221.25 | 85.75 | 64
2023/24 | 221.75 | 85.75 | 56
2023/24 | 222.25 | 85.75 | 69
2023/24 | 222.75 | 85.75 | 76
2023/24 | 223.25 | 85.75 | 61
2023/24 | 223.75 | 85.75 | 55
2023/24 | 224.25 | 85.75 | 59
2023/24 | 224.75 | 85.75 | 58
2023/24 | 225.25 | 85.75 | 50
2023/24 | 225.75 | 85.75 | 53
2023/24 | 226.25 | 85.75 | 51
2023/24 | 226.75 | 85.75 | 45
2023/24 | 227.25 | 85.75 | 50
2023/24 | 227.75 | 85.75 | 48
2023/24 | 228.25 | 85.75 | 54
2023/24 | 228.75 | 85.75 | 61
2023/24 | 229.25 | 85.75 | 48
2023/24 | 229.75 | 85.75 | 47
2023/24 | 230.25 | 85.75 | 51
2023/24 | 230.75 | 85.75 | 42
2023/24 | 231.25 | 85.75 | 55
2023/24 | 231.75 | 85.75 | 47
2023/24 | 232.25 | 85.75 | 42
2023/24 | 232.75 | 85.75 | 43
2023/24 | 233.25 | 85.75 | 48
2023/24 | 233.75 | 85.75 | 47
2023/24 | 234.25 | 85.75 | 47
2023/24 | 234.75 | 85.75 | 38
2023/24 | 235.25 | 85.75 | 52
2023/24 | 235.75 | 85.75 | 43
2023/24 | 236.25 | 85.75 | 31
2023/24 | 236.75 | 85.75 | 34
2023/24 | 237.25 | 85.75 | 37
2023/24 | 237.75 | 85.75 | 43
2023/24 | 238.25 | 85.75 | 31
2023/24 | 238.75 | 85.75 | 42
2023/24 | 239.25 | 85.75 | 25
2023/24 | 239.75 | 85.75 | 38
2023/24 | 240.25 | 85.75 | 43
2023/24 | 240.75 | 85.75 | 27
2023/24 | 241.25 | 85.75 | 32
2023/24 | 241.75 | 85.75 | 22
2023/24 | 242.25 | 85.75 | 41
2023/24 | 242.75 | 85.75 | 36
2023/24 | 243.25 | 85.75 | 29
2023/24 | 243.75 | 85.75 | 34
2023/24 | 244.25 | 85.75 | 28
2023/24 | 244.75 | 85.75 | 32
2023/24 | 245.25 | 85.75 | 18
2023/24 | 245.75 | 85.75 | 23
2023/24 | 246.25 | 85.75 | 29
2023/24 | 246.75 | 85.75 | 32
2023/24 | 247.25 | 85.75 | 28
2023/24 | 247.75 | 85.75 | 24
2023/24 | 248.25 | 85.75 | 30
2023/24 | 248.75 | 85.75 | 22
2023/24 | 249.25 | 85.75 | 29
2023/24 | 249.75 | 85.75 | 25
2023/24 | 250.25 | 85.75 | 22
2023/24 | 250.75 | 85.75 | 21
2023/24 | 251.25 | 85.75 | 25
2023/24 | 251.75 | 85.75 | 20
2023/24 | 252.25 | 85.75 | 16
2023/24 | 252.75 | 85.75 | 25
2023/24 | 253.25 | 85.75 | 31
2023/24 | 253.75 | 85.75 | 18
2023/24 | 254.25 | 85.75 | 21
2023/24 | 254.75 | 85.75 | 22
2023/24 | 255.25 | 85.75 | 13
2023/24 | 255.75 | 85.75 | 28
2023/24 | 256.25 | 85.75 | 26
2023/24 | 256.75 | 85.75 | 15
2023/24 | 257.25 | 85.75 | 19
2023/24 | 257.75 | 85.75 | 22
2023/24 | 258.25 | 85.75 | 23
2023/24 | 258.75 | 85.75 | 24
2023/24 | 259.25 | 85.75 | 17
2023/24 | 259.75 | 85.75 | 11
2023/24 | 260.25 | 85.75 | 13
2023/24 | 260.75 | 85.75 | 22
2023/24 | 261.25 | 85.75 | 19
2023/24 | 261.75 | 85.75 | 9
2023/24 | 262.25 | 85.75 | 19
2023/24 | 262.75 | 85.75 | 10
2023/24 | 263.25 | 85.75 | 15
2023/24 | 263.75 | 85.75 | 14
2023/24 | 264.25 | 85.75 | 15
2023/24 | 264.75 | 85.75 | 15
2023/24 | 265.25 | 85.75 | 11
2023/24 | 265.75 | 85.75 | 12
2023/24 | 266.25 | 85.75 | 14
2023/24 | 266.75 | 85.75 | 17
2023/24 | 267.25 | 85.75 | 13
2023/24 | 267.75 | 85.75 | 19
2023/24 | 268.25 | 85.75 | 5
2023/24 | 268.75 | 85.75 | 13
2023/24 | 269.25 | 85.75 | 9
2023/24 | 269.75 | 85.75 | 12
2023/24 | 270.25 | 85.75 | 18
2023/24 | 270.75 | 85.75 | 12
2023/24 | 271.25 | 85.75 | 17
2023/24 | 271.75 | 85.75 | 12
2023/24 | 272.25 | 85.75 | 12
2023/24 | 272.75 | 85.75 | 12
2023/24 | 273.25 | 85.75 | 14
2023/24 | 273.75 | 85.75 | 12
2023/24 | 274.25 | 85.75 | 9
2023/24 | 274.75 | 85.75 | 9
2023/24 | 275.25 | 85.75 | 13
2023/24 | 275.75 | 85.75 | 9
2023/24 | 276.25 | 85.75 | 12
2023/24 | 276.75 | 85.75 | 4
2023/24 | 277.25 | 85.75 | 17
2023/24 | 277.75 | 85.75 | 8
2023/24 | 278.25 | 85.75 | 5
2023/24 | 278.75 | 85.75 | 9
2023/24 | 279.25 | 85.75 | 3
2023/24 | 279.75 | 85.75 | 13
2023/24 | 280.25 | 85.75 | 7
2023/24 | 280.75 | 85.75 | 11
2023/24 | 281.25 | 85.75 | 8
2023/24 | 281.75 | 85.75 | 7
2023/24 | 282.25 | 85.75 | 16
2023/24 | 282.75 | 85.75 | 11
2023/24 | 283.25 | 85.75 | 7
2023/24 | 283.75 | 85.75 | 8
2023/24 | 284.25 | 85.75 | 11
2023/24 | 284.75 | 85.75 | 9
2023/24 | 285.25 | 85.75 | 5
2023/24 | 285.75 | 85.75 | 6
2023/24 | 286.25 | 85.75 | 11
2023/24 | 286.75 | 85.75 | 9
2023/24 | 287.25 | 85.75 | 7
2023/24 | 287.75 | 85.75 | 2
2023/24 | 288.25 | 85.75 | 11
2023/24 | 288.75 | 85.75 | 10
2023/24 | 289.25 | 85.75 | 6
2023/24 | 289.75 | 85.75 | 8
2023/24 | 290.25 | 85.75 | 7
2023/24 | 290.75 | 85.75 | 14
2023/24 | 291.25 | 85.75 | 9
2023/24 | 292.25 | 85.75 | 4
2023/24 | 292.75 | 85.75 | 9
2023/24 | 293.25 | 85.75 | 7
2023/24 | 293.75 | 85.75 | 5
2023/24 | 294.25 | 85.75 | 4
2023/24 | 294.75 | 85.75 | 5
2023/24 | 295.25 | 85.75 | 6
2023/24 | 295.75 | 85.75 | 7
2023/24 | 296.25 | 85.75 | 7
2023/24 | 296.75 | 85.75 | 3
2023/24 | 297.25 | 85.75 | 8
2023/24 | 297.75 | 85.75 | 7
2023/24 | 298.25 | 85.75 | 6
2023/24 | 298.75 | 85.75 | 3
2023/24 | 299.25 | 85.75 | 8
2023/24 | 299.75 | 85.75 | 6
2023/24 | 300.75 | 85.75 | 7
2023/24 | 301.25 | 85.75 | 4
2023/24 | 301.75 | 85.75 | 2
2023/24 | 302.25 | 85.75 | 1
2023/24 | 302.75 | 85.75 | 5
2023/24 | 303.75 | 85.75 | 5
2023/24 | 304.25 | 85.75 | 6
2023/24 | 304.75 | 85.75 | 7
2023/24 | 305.25 | 85.75 | 3
2023/24 | 305.75 | 85.75 | 1
2023/24 | 306.25 | 85.75 | 1
2023/24 | 306.75 | 85.75 | 3
2023/24 | 307.25 | 85.75 | 3
2023/24 | 307.75 | 85.75 | 3
2023/24 | 308.25 | 85.75 | 1
2023/24 | 308.75 | 85.75 | 4
2023/24 | 309.25 | 85.75 | 5
2023/24 | 309.75 | 85.75 | 5
2023/24 | 310.25 | 85.75 | 2
2023/24 | 310.75 | 85.75 | 4
2023/24 | 311.25 | 85.75 | 2
2023/24 | 311.75 | 85.75 | 1
2023/24 | 312.25 | 85.75 | 3
2023/24 | 312.75 | 85.75 | 2
2023/24 | 313.25 | 85.75 | 3
2023/24 | 313.75 | 85.75 | 2
2023/24 | 314.25 | 85.75 | 3
2023/24 | 314.75 | 85.75 | 6
2023/24 | 315.25 | 85.75 | 6
2023/24 | 315.75 | 85.75 | 4
2023/24 | 316.25 | 85.75 | 3
2023/24 | 316.75 | 85.75 | 5
2023/24 | 317.25 | 85.75 | 2
2023/24 | 317.75 | 85.75 | 4
2023/24 | 318.25 | 85.75 | 8
2023/24 | 318.75 | 85.75 | 4
2023/24 | 319.25 | 85.75 | 2
2023/24 | 319.75 | 85.75 | 4
2023/24 | 320.25 | 85.75 | 3
2023/24 | 320.75 | 85.75 | 1
2023/24 | 321.25 | 85.75 | 3
2023/24 | 321.75 | 85.75 | 1
2023/24 | 322.25 | 85.75 | 1
2023/24 | 322.75 | 85.75 | 3
2023/24 | 323.25 | 85.75 | 4
2023/24 | 323.75 | 85.75 | 4
2023/24 | 324.25 | 85.75 | 6
2023/24 | 324.75 | 85.75 | 2
2023/24 | 325.25 | 85.75 | 1
2023/24 | 325.75 | 85.75 | 3
2023/24 | 326.25 | 85.75 | 2
2023/24 | 327.25 | 85.75 | 2
2023/24 | 327.75 | 85.75 | 3
2023/24 | 328.25 | 85.75 | 3
2023/24 | 328.75 | 85.75 | 1
2023/24 | 329.25 | 85.75 | 1
2023/24 | 329.75 | 85.75 | 2
2023/24 | 330.25 | 85.75 | 1
2023/24 | 331.25 | 85.75 | 2
2023/24 | 332.25 | 85.75 | 3
2023/24 | 332.75 | 85.75 | 1
2023/24 | 333.25 | 85.75 | 1
2023/24 | 333.75 | 85.75 | 1
2023/24 | 334.25 | 85.75 | 1
2023/24 | 334.75 | 85.75 | 1
2023/24 | 335.25 | 85.75 | 1
2023/24 | 335.75 | 85.75 | 1
2023/24 | 336.25 | 85.75 | 2
2023/24 | 336.75 | 85.75 | 1
2023/24 | 337.25 | 85.75 | 1
2023/24 | 337.75 | 85.75 | 2
2023/24 | 338.25 | 85.75 | 2
2023/24 | 338.75 | 85.75 | 1
2023/24 | 339.25 | 85.75 | 2
2023/24 | 339.75 | 85.75 | 1
2023/24 | 340.25 | 85.75 | 2
2023/24 | 340.75 | 85.75 | 1
2023/24 | 341.25 | 85.75 | 1
2023/24 | 341.75 | 85.75 | 3
2023/24 | 343.25 | 85.75 | 1
2023/24 | 343.75 | 85.75 | 1
2023/24 | 344.25 | 85.75 | 2
2023/24 | 345.25 | 85.75 | 3
2023/24 | 346.25 | 85.75 | 3
2023/24 | 346.75 | 85.75 | 1
2023/24 | 347.25 | 85.75 | 2
2023/24 | 348.75 | 85.75 | 1
2023/24 | 349.25 | 85.75 | 2
2023/24 | 352.25 | 85.75 | 2
2023/24 | 352.75 | 85.75 | 1
2023/24 | 353.25 | 85.75 | 2
2023/24 | 354.75 | 85.75 | 2
2023/24 | 355.25 | 85.75 | 1
2023/24 | 357.25 | 85.75 | 1
2023/24 | 357.75 | 85.75 | 1
2023/24 | 359.75 | 85.75 | 2
2023/24 | 361.25 | 85.75 | 1
2023/24 | 361.75 | 85.75 | 1
2023/24 | 362.25 | 85.75 | 1
2023/24 | 362.75 | 85.75 | 2
2023/24 | 366.25 | 85.75 | 1
2023/24 | 366.75 | 85.75 | 2
2023/24 | 367.25 | 85.75 | 1
2023/24 | 368.75 | 85.75 | 1
2023/24 | 369.25 | 85.75 | 1
2023/24 | 373.25 | 85.75 | 2
2023/24 | 379.25 | 85.75 | 1
2023/24 | 382.25 | 85.75 | 1
2023/24 | 385.25 | 85.75 | 1
2023/24 | 387.75 | 85.75 | 1
2023/24 | 388.75 | 85.75 | 1
2023/24 | 389.25 | 85.75 | 1
2023/24 | 390.75 | 85.75 | 1
2023/24 | 402.25 | 85.75 | 1
2023/24 | 404.25 | 85.75 | 1
2023/24 | 415.75 | 85.75 | 1
2023/24 | 424.75 | 85.75 | 1
2023/24 | 125.25 | 86.25 | 1
2023/24 | 127.75 | 86.25 | 1
2023/24 | 128.25 | 86.25 | 2
2023/24 | 129.25 | 86.25 | 1
2023/24 | 129.75 | 86.25 | 1
2023/24 | 131.25 | 86.25 | 2
2023/24 | 131.75 | 86.25 | 1
2023/24 | 132.25 | 86.25 | 1
2023/24 | 132.75 | 86.25 | 1
2023/24 | 134.25 | 86.25 | 1
2023/24 | 134.75 | 86.25 | 1
2023/24 | 135.75 | 86.25 | 4
2023/24 | 136.25 | 86.25 | 3
2023/24 | 136.75 | 86.25 | 1
2023/24 | 137.75 | 86.25 | 2
2023/24 | 138.25 | 86.25 | 1
2023/24 | 138.75 | 86.25 | 3
2023/24 | 139.25 | 86.25 | 2
2023/24 | 139.75 | 86.25 | 4
2023/24 | 140.25 | 86.25 | 4
2023/24 | 140.75 | 86.25 | 3
2023/24 | 141.25 | 86.25 | 2
2023/24 | 141.75 | 86.25 | 2
2023/24 | 142.25 | 86.25 | 1
2023/24 | 143.25 | 86.25 | 3
2023/24 | 143.75 | 86.25 | 4
2023/24 | 144.25 | 86.25 | 4
2023/24 | 144.75 | 86.25 | 7
2023/24 | 145.25 | 86.25 | 4
2023/24 | 145.75 | 86.25 | 11
2023/24 | 146.25 | 86.25 | 7
2023/24 | 146.75 | 86.25 | 10
2023/24 | 147.25 | 86.25 | 4
2023/24 | 147.75 | 86.25 | 5
2023/24 | 148.25 | 86.25 | 6
2023/24 | 148.75 | 86.25 | 9
2023/24 | 149.25 | 86.25 | 9
2023/24 | 149.75 | 86.25 | 9
2023/24 | 150.25 | 86.25 | 10
2023/24 | 150.75 | 86.25 | 13
2023/24 | 151.25 | 86.25 | 14
2023/24 | 151.75 | 86.25 | 15
2023/24 | 152.25 | 86.25 | 12
2023/24 | 152.75 | 86.25 | 18
2023/24 | 153.25 | 86.25 | 21
2023/24 | 153.75 | 86.25 | 19
2023/24 | 154.25 | 86.25 | 15
2023/24 | 154.75 | 86.25 | 20
2023/24 | 155.25 | 86.25 | 15
2023/24 | 155.75 | 86.25 | 19
2023/24 | 156.25 | 86.25 | 16
2023/24 | 156.75 | 86.25 | 21
2023/24 | 157.25 | 86.25 | 31
2023/24 | 157.75 | 86.25 | 27
2023/24 | 158.25 | 86.25 | 30
2023/24 | 158.75 | 86.25 | 29
2023/24 | 159.25 | 86.25 | 37
2023/24 | 159.75 | 86.25 | 26
2023/24 | 160.25 | 86.25 | 40
2023/24 | 160.75 | 86.25 | 30
2023/24 | 161.25 | 86.25 | 36
2023/24 | 161.75 | 86.25 | 43
2023/24 | 162.25 | 86.25 | 40
2023/24 | 162.75 | 86.25 | 48
2023/24 | 163.25 | 86.25 | 44
2023/24 | 163.75 | 86.25 | 58
2023/24 | 164.25 | 86.25 | 58
2023/24 | 164.75 | 86.25 | 51
2023/24 | 165.25 | 86.25 | 53
2023/24 | 165.75 | 86.25 | 47
2023/24 | 166.25 | 86.25 | 55
2023/24 | 166.75 | 86.25 | 43
2023/24 | 167.25 | 86.25 | 67
2023/24 | 167.75 | 86.25 | 61
2023/24 | 168.25 | 86.25 | 76
2023/24 | 168.75 | 86.25 | 68
2023/24 | 169.25 | 86.25 | 73
2023/24 | 169.75 | 86.25 | 90
2023/24 | 170.25 | 86.25 | 79
2023/24 | 170.75 | 86.25 | 87
2023/24 | 171.25 | 86.25 | 77
2023/24 | 171.75 | 86.25 | 81
2023/24 | 172.25 | 86.25 | 66
2023/24 | 172.75 | 86.25 | 81
2023/24 | 173.25 | 86.25 | 105
2023/24 | 173.75 | 86.25 | 111
2023/24 | 174.25 | 86.25 | 101
2023/24 | 174.75 | 86.25 | 124
2023/24 | 175.25 | 86.25 | 89
2023/24 | 175.75 | 86.25 | 107
2023/24 | 176.25 | 86.25 | 96
2023/24 | 176.75 | 86.25 | 117
2023/24 | 177.25 | 86.25 | 112
2023/24 | 177.75 | 86.25 | 105
2023/24 | 178.25 | 86.25 | 112
2023/24 | 178.75 | 86.25 | 107
2023/24 | 179.25 | 86.25 | 108
2023/24 | 179.75 | 86.25 | 130
2023/24 | 180.25 | 86.25 | 125
2023/24 | 180.75 | 86.25 | 119
2023/24 | 181.25 | 86.25 | 123
2023/24 | 181.75 | 86.25 | 134
2023/24 | 182.25 | 86.25 | 131
2023/24 | 182.75 | 86.25 | 145
2023/24 | 183.25 | 86.25 | 124
2023/24 | 183.75 | 86.25 | 130
2023/24 | 184.25 | 86.25 | 141
2023/24 | 184.75 | 86.25 | 148
2023/24 | 185.25 | 86.25 | 154
2023/24 | 185.75 | 86.25 | 144
2023/24 | 186.25 | 86.25 | 139
2023/24 | 186.75 | 86.25 | 158
2023/24 | 187.25 | 86.25 | 143
2023/24 | 187.75 | 86.25 | 151
2023/24 | 188.25 | 86.25 | 139
2023/24 | 188.75 | 86.25 | 141
2023/24 | 189.25 | 86.25 | 149
2023/24 | 189.75 | 86.25 | 161
2023/24 | 190.25 | 86.25 | 141
2023/24 | 190.75 | 86.25 | 159
2023/24 | 191.25 | 86.25 | 152
2023/24 | 191.75 | 86.25 | 154
2023/24 | 192.25 | 86.25 | 150
2023/24 | 192.75 | 86.25 | 171
2023/24 | 193.25 | 86.25 | 132
2023/24 | 193.75 | 86.25 | 160
2023/24 | 194.25 | 86.25 | 170
2023/24 | 194.75 | 86.25 | 144
2023/24 | 195.25 | 86.25 | 140
2023/24 | 195.75 | 86.25 | 123
2023/24 | 196.25 | 86.25 | 147
2023/24 | 196.75 | 86.25 | 145
2023/24 | 197.25 | 86.25 | 135
2023/24 | 197.75 | 86.25 | 149
2023/24 | 198.25 | 86.25 | 141
2023/24 | 198.75 | 86.25 | 146
2023/24 | 199.25 | 86.25 | 131
2023/24 | 199.75 | 86.25 | 159
2023/24 | 200.25 | 86.25 | 155
2023/24 | 200.75 | 86.25 | 156
2023/24 | 201.25 | 86.25 | 141
2023/24 | 201.75 | 86.25 | 127
2023/24 | 202.25 | 86.25 | 147
2023/24 | 202.75 | 86.25 | 141
2023/24 | 203.25 | 86.25 | 135
2023/24 | 203.75 | 86.25 | 125
2023/24 | 204.25 | 86.25 | 113
2023/24 | 204.75 | 86.25 | 121
2023/24 | 205.25 | 86.25 | 133
2023/24 | 205.75 | 86.25 | 113
2023/24 | 206.25 | 86.25 | 126
2023/24 | 206.75 | 86.25 | 132
2023/24 | 207.25 | 86.25 | 110
2023/24 | 207.75 | 86.25 | 111
2023/24 | 208.25 | 86.25 | 121
2023/24 | 208.75 | 86.25 | 99
2023/24 | 209.25 | 86.25 | 110
2023/24 | 209.75 | 86.25 | 101
2023/24 | 210.25 | 86.25 | 115
2023/24 | 210.75 | 86.25 | 105
2023/24 | 211.25 | 86.25 | 94
2023/24 | 211.75 | 86.25 | 119
2023/24 | 212.25 | 86.25 | 116
2023/24 | 212.75 | 86.25 | 96
2023/24 | 213.25 | 86.25 | 105
2023/24 | 213.75 | 86.25 | 104
2023/24 | 214.25 | 86.25 | 95
2023/24 | 214.75 | 86.25 | 70
2023/24 | 215.25 | 86.25 | 89
2023/24 | 215.75 | 86.25 | 103
2023/24 | 216.25 | 86.25 | 79
2023/24 | 216.75 | 86.25 | 95
2023/24 | 217.25 | 86.25 | 78
2023/24 | 217.75 | 86.25 | 89
2023/24 | 218.25 | 86.25 | 69
2023/24 | 218.75 | 86.25 | 67
2023/24 | 219.25 | 86.25 | 83
2023/24 | 219.75 | 86.25 | 75
2023/24 | 220.25 | 86.25 | 87
2023/24 | 220.75 | 86.25 | 73
2023/24 | 221.25 | 86.25 | 58
2023/24 | 221.75 | 86.25 | 70
2023/24 | 222.25 | 86.25 | 71
2023/24 | 222.75 | 86.25 | 85
2023/24 | 223.25 | 86.25 | 63
2023/24 | 223.75 | 86.25 | 63
2023/24 | 224.25 | 86.25 | 45
2023/24 | 224.75 | 86.25 | 66
2023/24 | 225.25 | 86.25 | 77
2023/24 | 225.75 | 86.25 | 59
2023/24 | 226.25 | 86.25 | 66
2023/24 | 226.75 | 86.25 | 42
2023/24 | 227.25 | 86.25 | 55
2023/24 | 227.75 | 86.25 | 55
2023/24 | 228.25 | 86.25 | 51
2023/24 | 228.75 | 86.25 | 46
2023/24 | 229.25 | 86.25 | 56
2023/24 | 229.75 | 86.25 | 50
2023/24 | 230.25 | 86.25 | 38
2023/24 | 230.75 | 86.25 | 43
2023/24 | 231.25 | 86.25 | 43
2023/24 | 231.75 | 86.25 | 52
2023/24 | 232.25 | 86.25 | 52
2023/24 | 232.75 | 86.25 | 45
2023/24 | 233.25 | 86.25 | 56
2023/24 | 233.75 | 86.25 | 38
2023/24 | 234.25 | 86.25 | 39
2023/24 | 234.75 | 86.25 | 53
2023/24 | 235.25 | 86.25 | 39
2023/24 | 235.75 | 86.25 | 43
2023/24 | 236.25 | 86.25 | 41
2023/24 | 236.75 | 86.25 | 39
2023/24 | 237.25 | 86.25 | 36
2023/24 | 237.75 | 86.25 | 46
2023/24 | 238.25 | 86.25 | 26
2023/24 | 238.75 | 86.25 | 31
2023/24 | 239.25 | 86.25 | 44
2023/24 | 239.75 | 86.25 | 36
2023/24 | 240.25 | 86.25 | 29
2023/24 | 240.75 | 86.25 | 28
2023/24 | 241.25 | 86.25 | 33
2023/24 | 241.75 | 86.25 | 33
2023/24 | 242.25 | 86.25 | 33
2023/24 | 242.75 | 86.25 | 37
2023/24 | 243.25 | 86.25 | 26
2023/24 | 243.75 | 86.25 | 32
2023/24 | 244.25 | 86.25 | 33
2023/24 | 244.75 | 86.25 | 30
2023/24 | 245.25 | 86.25 | 31
2023/24 | 245.75 | 86.25 | 22
2023/24 | 246.25 | 86.25 | 34
2023/24 | 246.75 | 86.25 | 31
2023/24 | 247.25 | 86.25 | 24
2023/24 | 247.75 | 86.25 | 23
2023/24 | 248.25 | 86.25 | 26
2023/24 | 248.75 | 86.25 | 14
2023/24 | 249.25 | 86.25 | 29
2023/24 | 249.75 | 86.25 | 20
2023/24 | 250.25 | 86.25 | 19
2023/24 | 250.75 | 86.25 | 35
2023/24 | 251.25 | 86.25 | 16
2023/24 | 251.75 | 86.25 | 26
2023/24 | 252.25 | 86.25 | 25
2023/24 | 252.75 | 86.25 | 24
2023/24 | 253.25 | 86.25 | 24
2023/24 | 253.75 | 86.25 | 32
2023/24 | 254.25 | 86.25 | 19
2023/24 | 254.75 | 86.25 | 28
2023/24 | 255.25 | 86.25 | 25
2023/24 | 255.75 | 86.25 | 21
2023/24 | 256.25 | 86.25 | 15
2023/24 | 256.75 | 86.25 | 13
2023/24 | 257.25 | 86.25 | 19
2023/24 | 257.75 | 86.25 | 17
2023/24 | 258.25 | 86.25 | 16
2023/24 | 258.75 | 86.25 | 12
2023/24 | 259.25 | 86.25 | 26
2023/24 | 259.75 | 86.25 | 13
2023/24 | 260.25 | 86.25 | 22
2023/24 | 260.75 | 86.25 | 25
2023/24 | 261.25 | 86.25 | 18
2023/24 | 261.75 | 86.25 | 11
2023/24 | 262.25 | 86.25 | 13
2023/24 | 262.75 | 86.25 | 15
2023/24 | 263.25 | 86.25 | 20
2023/24 | 263.75 | 86.25 | 19
2023/24 | 264.25 | 86.25 | 17
2023/24 | 264.75 | 86.25 | 15
2023/24 | 265.25 | 86.25 | 12
2023/24 | 265.75 | 86.25 | 21
2023/24 | 266.25 | 86.25 | 13
2023/24 | 266.75 | 86.25 | 18
2023/24 | 267.25 | 86.25 | 17
2023/24 | 267.75 | 86.25 | 10
2023/24 | 268.25 | 86.25 | 21
2023/24 | 268.75 | 86.25 | 13
2023/24 | 269.25 | 86.25 | 13
2023/24 | 269.75 | 86.25 | 16
2023/24 | 270.25 | 86.25 | 14
2023/24 | 270.75 | 86.25 | 14
2023/24 | 271.25 | 86.25 | 13
2023/24 | 271.75 | 86.25 | 17
2023/24 | 272.25 | 86.25 | 8
2023/24 | 272.75 | 86.25 | 17
2023/24 | 273.25 | 86.25 | 15
2023/24 | 273.75 | 86.25 | 9
2023/24 | 274.25 | 86.25 | 11
2023/24 | 274.75 | 86.25 | 9
2023/24 | 275.25 | 86.25 | 15
2023/24 | 275.75 | 86.25 | 13
2023/24 | 276.25 | 86.25 | 6
2023/24 | 276.75 | 86.25 | 13
2023/24 | 277.25 | 86.25 | 8
2023/24 | 277.75 | 86.25 | 15
2023/24 | 278.25 | 86.25 | 11
2023/24 | 278.75 | 86.25 | 14
2023/24 | 279.25 | 86.25 | 8
2023/24 | 279.75 | 86.25 | 11
2023/24 | 280.25 | 86.25 | 12
2023/24 | 280.75 | 86.25 | 11
2023/24 | 281.25 | 86.25 | 11
2023/24 | 281.75 | 86.25 | 4
2023/24 | 282.25 | 86.25 | 8
2023/24 | 282.75 | 86.25 | 12
2023/24 | 283.25 | 86.25 | 8
2023/24 | 283.75 | 86.25 | 7
2023/24 | 284.25 | 86.25 | 11
2023/24 | 284.75 | 86.25 | 15
2023/24 | 285.25 | 86.25 | 12
2023/24 | 285.75 | 86.25 | 10
2023/24 | 286.25 | 86.25 | 12
2023/24 | 286.75 | 86.25 | 4
2023/24 | 287.25 | 86.25 | 4
2023/24 | 287.75 | 86.25 | 9
2023/24 | 288.25 | 86.25 | 5
2023/24 | 288.75 | 86.25 | 14
2023/24 | 289.25 | 86.25 | 10
2023/24 | 289.75 | 86.25 | 7
2023/24 | 290.25 | 86.25 | 4
2023/24 | 290.75 | 86.25 | 7
2023/24 | 291.25 | 86.25 | 3
2023/24 | 291.75 | 86.25 | 5
2023/24 | 292.25 | 86.25 | 2
2023/24 | 292.75 | 86.25 | 9
2023/24 | 293.25 | 86.25 | 11
2023/24 | 293.75 | 86.25 | 3
2023/24 | 294.25 | 86.25 | 8
2023/24 | 294.75 | 86.25 | 6
2023/24 | 295.25 | 86.25 | 1
2023/24 | 295.75 | 86.25 | 7
2023/24 | 296.25 | 86.25 | 6
2023/24 | 296.75 | 86.25 | 8
2023/24 | 297.25 | 86.25 | 9
2023/24 | 297.75 | 86.25 | 3
2023/24 | 298.25 | 86.25 | 1
2023/24 | 298.75 | 86.25 | 9
2023/24 | 299.25 | 86.25 | 3
2023/24 | 299.75 | 86.25 | 3
2023/24 | 300.25 | 86.25 | 5
2023/24 | 300.75 | 86.25 | 5
2023/24 | 301.25 | 86.25 | 2
2023/24 | 301.75 | 86.25 | 5
2023/24 | 302.25 | 86.25 | 2
2023/24 | 302.75 | 86.25 | 5
2023/24 | 303.25 | 86.25 | 2
2023/24 | 304.25 | 86.25 | 3
2023/24 | 304.75 | 86.25 | 6
2023/24 | 305.25 | 86.25 | 7
2023/24 | 305.75 | 86.25 | 3
2023/24 | 306.25 | 86.25 | 8
2023/24 | 306.75 | 86.25 | 3
2023/24 | 307.25 | 86.25 | 4
2023/24 | 307.75 | 86.25 | 6
2023/24 | 308.25 | 86.25 | 2
2023/24 | 308.75 | 86.25 | 4
2023/24 | 309.25 | 86.25 | 6
2023/24 | 309.75 | 86.25 | 5
2023/24 | 310.25 | 86.25 | 4
2023/24 | 310.75 | 86.25 | 5
2023/24 | 312.25 | 86.25 | 3
2023/24 | 312.75 | 86.25 | 4
2023/24 | 313.25 | 86.25 | 1
2023/24 | 313.75 | 86.25 | 2
2023/24 | 314.25 | 86.25 | 3
2023/24 | 314.75 | 86.25 | 6
2023/24 | 315.25 | 86.25 | 1
2023/24 | 315.75 | 86.25 | 4
2023/24 | 316.25 | 86.25 | 3
2023/24 | 316.75 | 86.25 | 4
2023/24 | 317.25 | 86.25 | 3
2023/24 | 317.75 | 86.25 | 1
2023/24 | 318.25 | 86.25 | 1
2023/24 | 318.75 | 86.25 | 5
2023/24 | 319.25 | 86.25 | 6
2023/24 | 319.75 | 86.25 | 1
2023/24 | 320.25 | 86.25 | 1
2023/24 | 320.75 | 86.25 | 2
2023/24 | 321.25 | 86.25 | 4
2023/24 | 321.75 | 86.25 | 3
2023/24 | 322.75 | 86.25 | 1
2023/24 | 323.25 | 86.25 | 1
2023/24 | 323.75 | 86.25 | 1
2023/24 | 324.25 | 86.25 | 1
2023/24 | 324.75 | 86.25 | 3
2023/24 | 325.25 | 86.25 | 2
2023/24 | 325.75 | 86.25 | 2
2023/24 | 326.25 | 86.25 | 4
2023/24 | 327.25 | 86.25 | 2
2023/24 | 327.75 | 86.25 | 1
2023/24 | 328.25 | 86.25 | 2
2023/24 | 328.75 | 86.25 | 1
2023/24 | 329.25 | 86.25 | 3
2023/24 | 330.25 | 86.25 | 4
2023/24 | 330.75 | 86.25 | 1
2023/24 | 331.75 | 86.25 | 1
2023/24 | 332.75 | 86.25 | 1
2023/24 | 333.25 | 86.25 | 2
2023/24 | 333.75 | 86.25 | 3
2023/24 | 335.25 | 86.25 | 1
2023/24 | 335.75 | 86.25 | 5
2023/24 | 336.25 | 86.25 | 4
2023/24 | 338.25 | 86.25 | 3
2023/24 | 338.75 | 86.25 | 1
2023/24 | 339.25 | 86.25 | 1
2023/24 | 340.75 | 86.25 | 2
2023/24 | 343.25 | 86.25 | 6
2023/24 | 344.25 | 86.25 | 1
2023/24 | 344.75 | 86.25 | 1
2023/24 | 345.75 | 86.25 | 1
2023/24 | 346.75 | 86.25 | 2
2023/24 | 347.25 | 86.25 | 1
2023/24 | 348.25 | 86.25 | 1
2023/24 | 351.25 | 86.25 | 1
2023/24 | 352.75 | 86.25 | 1
2023/24 | 353.25 | 86.25 | 2
2023/24 | 353.75 | 86.25 | 1
2023/24 | 354.25 | 86.25 | 1
2023/24 | 356.75 | 86.25 | 1
2023/24 | 357.75 | 86.25 | 1
2023/24 | 359.75 | 86.25 | 1
2023/24 | 360.75 | 86.25 | 1
2023/24 | 361.25 | 86.25 | 1
2023/24 | 362.25 | 86.25 | 2
2023/24 | 365.75 | 86.25 | 1
2023/24 | 366.25 | 86.25 | 1
2023/24 | 367.25 | 86.25 | 1
2023/24 | 367.75 | 86.25 | 1
2023/24 | 368.75 | 86.25 | 2
2023/24 | 369.25 | 86.25 | 1
2023/24 | 371.25 | 86.25 | 1
2023/24 | 372.25 | 86.25 | 2
2023/24 | 375.25 | 86.25 | 1
2023/24 | 376.75 | 86.25 | 1
2023/24 | 378.75 | 86.25 | 1
2023/24 | 379.25 | 86.25 | 1
2023/24 | 381.25 | 86.25 | 1
2023/24 | 383.25 | 86.25 | 1
2023/24 | 384.25 | 86.25 | 1
2023/24 | 385.75 | 86.25 | 2
2023/24 | 386.75 | 86.25 | 1
2023/24 | 388.25 | 86.25 | 1
2023/24 | 389.75 | 86.25 | 1
2023/24 | 400.75 | 86.25 | 1
2023/24 | 403.25 | 86.25 | 1
2023/24 | 444.75 | 86.25 | 1
2023/24 | 125.25 | 86.75 | 1
2023/24 | 125.75 | 86.75 | 1
2023/24 | 126.25 | 86.75 | 1
2023/24 | 128.25 | 86.75 | 1
2023/24 | 130.25 | 86.75 | 1
2023/24 | 132.75 | 86.75 | 1
2023/24 | 133.75 | 86.75 | 2
2023/24 | 134.25 | 86.75 | 1
2023/24 | 135.25 | 86.75 | 1
2023/24 | 136.25 | 86.75 | 4
2023/24 | 136.75 | 86.75 | 3
2023/24 | 137.25 | 86.75 | 2
2023/24 | 138.75 | 86.75 | 2
2023/24 | 139.25 | 86.75 | 2
2023/24 | 140.25 | 86.75 | 2
2023/24 | 141.25 | 86.75 | 4
2023/24 | 141.75 | 86.75 | 1
2023/24 | 142.25 | 86.75 | 4
2023/24 | 142.75 | 86.75 | 4
2023/24 | 143.25 | 86.75 | 4
2023/24 | 143.75 | 86.75 | 4
2023/24 | 144.25 | 86.75 | 4
2023/24 | 144.75 | 86.75 | 3
2023/24 | 145.25 | 86.75 | 2
2023/24 | 145.75 | 86.75 | 4
2023/24 | 146.25 | 86.75 | 7
2023/24 | 146.75 | 86.75 | 3
2023/24 | 147.25 | 86.75 | 7
2023/24 | 147.75 | 86.75 | 8
2023/24 | 148.25 | 86.75 | 9
2023/24 | 148.75 | 86.75 | 5
2023/24 | 149.25 | 86.75 | 7
2023/24 | 149.75 | 86.75 | 7
2023/24 | 150.25 | 86.75 | 5
2023/24 | 150.75 | 86.75 | 12
2023/24 | 151.25 | 86.75 | 11
2023/24 | 151.75 | 86.75 | 14
2023/24 | 152.25 | 86.75 | 10
2023/24 | 152.75 | 86.75 | 9
2023/24 | 153.25 | 86.75 | 10
2023/24 | 153.75 | 86.75 | 17
2023/24 | 154.25 | 86.75 | 20
2023/24 | 154.75 | 86.75 | 17
2023/24 | 155.25 | 86.75 | 19
2023/24 | 155.75 | 86.75 | 15
2023/24 | 156.25 | 86.75 | 18
2023/24 | 156.75 | 86.75 | 22
2023/24 | 157.25 | 86.75 | 30
2023/24 | 157.75 | 86.75 | 24
2023/24 | 158.25 | 86.75 | 33
2023/24 | 158.75 | 86.75 | 24
2023/24 | 159.25 | 86.75 | 27
2023/24 | 159.75 | 86.75 | 37
2023/24 | 160.25 | 86.75 | 34
2023/24 | 160.75 | 86.75 | 38
2023/24 | 161.25 | 86.75 | 32
2023/24 | 161.75 | 86.75 | 35
2023/24 | 162.25 | 86.75 | 25
2023/24 | 162.75 | 86.75 | 50
2023/24 | 163.25 | 86.75 | 36
2023/24 | 163.75 | 86.75 | 42
2023/24 | 164.25 | 86.75 | 39
2023/24 | 164.75 | 86.75 | 40
2023/24 | 165.25 | 86.75 | 47
2023/24 | 165.75 | 86.75 | 54
2023/24 | 166.25 | 86.75 | 51
2023/24 | 166.75 | 86.75 | 58
2023/24 | 167.25 | 86.75 | 66
2023/24 | 167.75 | 86.75 | 60
2023/24 | 168.25 | 86.75 | 62
2023/24 | 168.75 | 86.75 | 66
2023/24 | 169.25 | 86.75 | 83
2023/24 | 169.75 | 86.75 | 81
2023/24 | 170.25 | 86.75 | 76
2023/24 | 170.75 | 86.75 | 76
2023/24 | 171.25 | 86.75 | 78
2023/24 | 171.75 | 86.75 | 79
2023/24 | 172.25 | 86.75 | 84
2023/24 | 172.75 | 86.75 | 89
2023/24 | 173.25 | 86.75 | 86
2023/24 | 173.75 | 86.75 | 95
2023/24 | 174.25 | 86.75 | 85
2023/24 | 174.75 | 86.75 | 106
2023/24 | 175.25 | 86.75 | 100
2023/24 | 175.75 | 86.75 | 107
2023/24 | 176.25 | 86.75 | 88
2023/24 | 176.75 | 86.75 | 96
2023/24 | 177.25 | 86.75 | 114
2023/24 | 177.75 | 86.75 | 111
2023/24 | 178.25 | 86.75 | 108
2023/24 | 178.75 | 86.75 | 116
2023/24 | 179.25 | 86.75 | 120
2023/24 | 179.75 | 86.75 | 110
2023/24 | 180.25 | 86.75 | 107
2023/24 | 180.75 | 86.75 | 109
2023/24 | 181.25 | 86.75 | 127
2023/24 | 181.75 | 86.75 | 125
2023/24 | 182.25 | 86.75 | 104
2023/24 | 182.75 | 86.75 | 121
2023/24 | 183.25 | 86.75 | 146
2023/24 | 183.75 | 86.75 | 137
2023/24 | 184.25 | 86.75 | 129
2023/24 | 184.75 | 86.75 | 139
2023/24 | 185.25 | 86.75 | 120
2023/24 | 185.75 | 86.75 | 147
2023/24 | 186.25 | 86.75 | 135
2023/24 | 186.75 | 86.75 | 142
2023/24 | 187.25 | 86.75 | 162
2023/24 | 187.75 | 86.75 | 161
2023/24 | 188.25 | 86.75 | 129
2023/24 | 188.75 | 86.75 | 150
2023/24 | 189.25 | 86.75 | 153
2023/24 | 189.75 | 86.75 | 146
2023/24 | 190.25 | 86.75 | 151
2023/24 | 190.75 | 86.75 | 166
2023/24 | 191.25 | 86.75 | 154
2023/24 | 191.75 | 86.75 | 144
2023/24 | 192.25 | 86.75 | 151
2023/24 | 192.75 | 86.75 | 140
2023/24 | 193.25 | 86.75 | 165
2023/24 | 193.75 | 86.75 | 152
2023/24 | 194.25 | 86.75 | 141
2023/24 | 194.75 | 86.75 | 137
2023/24 | 195.25 | 86.75 | 142
2023/24 | 195.75 | 86.75 | 128
2023/24 | 196.25 | 86.75 | 174
2023/24 | 196.75 | 86.75 | 145
2023/24 | 197.25 | 86.75 | 155
2023/24 | 197.75 | 86.75 | 134
2023/24 | 198.25 | 86.75 | 171
2023/24 | 198.75 | 86.75 | 133
2023/24 | 199.25 | 86.75 | 169
2023/24 | 199.75 | 86.75 | 150
2023/24 | 200.25 | 86.75 | 124
2023/24 | 200.75 | 86.75 | 144
2023/24 | 201.25 | 86.75 | 140
2023/24 | 201.75 | 86.75 | 133
2023/24 | 202.25 | 86.75 | 137
2023/24 | 202.75 | 86.75 | 133
2023/24 | 203.25 | 86.75 | 130
2023/24 | 203.75 | 86.75 | 127
2023/24 | 204.25 | 86.75 | 134
2023/24 | 204.75 | 86.75 | 120
2023/24 | 205.25 | 86.75 | 121
2023/24 | 205.75 | 86.75 | 143
2023/24 | 206.25 | 86.75 | 113
2023/24 | 206.75 | 86.75 | 115
2023/24 | 207.25 | 86.75 | 115
2023/24 | 207.75 | 86.75 | 116
2023/24 | 208.25 | 86.75 | 129
2023/24 | 208.75 | 86.75 | 113
2023/24 | 209.25 | 86.75 | 100
2023/24 | 209.75 | 86.75 | 106
2023/24 | 210.25 | 86.75 | 116
2023/24 | 210.75 | 86.75 | 133
2023/24 | 211.25 | 86.75 | 121
2023/24 | 211.75 | 86.75 | 125
2023/24 | 212.25 | 86.75 | 107
2023/24 | 212.75 | 86.75 | 110
2023/24 | 213.25 | 86.75 | 84
2023/24 | 213.75 | 86.75 | 88
2023/24 | 214.25 | 86.75 | 93
2023/24 | 214.75 | 86.75 | 101
2023/24 | 215.25 | 86.75 | 99
2023/24 | 215.75 | 86.75 | 93
2023/24 | 216.25 | 86.75 | 93
2023/24 | 216.75 | 86.75 | 87
2023/24 | 217.25 | 86.75 | 102
2023/24 | 217.75 | 86.75 | 87
2023/24 | 218.25 | 86.75 | 85
2023/24 | 218.75 | 86.75 | 95
2023/24 | 219.25 | 86.75 | 62
2023/24 | 219.75 | 86.75 | 59
2023/24 | 220.25 | 86.75 | 71
2023/24 | 220.75 | 86.75 | 102
2023/24 | 221.25 | 86.75 | 74
2023/24 | 221.75 | 86.75 | 63
2023/24 | 222.25 | 86.75 | 66
2023/24 | 222.75 | 86.75 | 65
2023/24 | 223.25 | 86.75 | 85
2023/24 | 223.75 | 86.75 | 61
2023/24 | 224.25 | 86.75 | 66
2023/24 | 224.75 | 86.75 | 52
2023/24 | 225.25 | 86.75 | 54
2023/24 | 225.75 | 86.75 | 72
2023/24 | 226.25 | 86.75 | 56
2023/24 | 226.75 | 86.75 | 52
2023/24 | 227.25 | 86.75 | 57
2023/24 | 227.75 | 86.75 | 63
2023/24 | 228.25 | 86.75 | 56
2023/24 | 228.75 | 86.75 | 56
2023/24 | 229.25 | 86.75 | 54
2023/24 | 229.75 | 86.75 | 57
2023/24 | 230.25 | 86.75 | 50
2023/24 | 230.75 | 86.75 | 45
2023/24 | 231.25 | 86.75 | 64
2023/24 | 231.75 | 86.75 | 47
2023/24 | 232.25 | 86.75 | 47
2023/24 | 232.75 | 86.75 | 39
2023/24 | 233.25 | 86.75 | 54
2023/24 | 233.75 | 86.75 | 46
2023/24 | 234.25 | 86.75 | 43
2023/24 | 234.75 | 86.75 | 42
2023/24 | 235.25 | 86.75 | 43
2023/24 | 235.75 | 86.75 | 45
2023/24 | 236.25 | 86.75 | 35
2023/24 | 236.75 | 86.75 | 42
2023/24 | 237.25 | 86.75 | 46
2023/24 | 237.75 | 86.75 | 42
2023/24 | 238.25 | 86.75 | 45
2023/24 | 238.75 | 86.75 | 39
2023/24 | 239.25 | 86.75 | 46
2023/24 | 239.75 | 86.75 | 36
2023/24 | 240.25 | 86.75 | 31
2023/24 | 240.75 | 86.75 | 28
2023/24 | 241.25 | 86.75 | 27
2023/24 | 241.75 | 86.75 | 39
2023/24 | 242.25 | 86.75 | 32
2023/24 | 242.75 | 86.75 | 30
2023/24 | 243.25 | 86.75 | 36
2023/24 | 243.75 | 86.75 | 34
2023/24 | 244.25 | 86.75 | 31
2023/24 | 244.75 | 86.75 | 34
2023/24 | 245.25 | 86.75 | 26
2023/24 | 245.75 | 86.75 | 33
2023/24 | 246.25 | 86.75 | 21
2023/24 | 246.75 | 86.75 | 23
2023/24 | 247.25 | 86.75 | 32
2023/24 | 247.75 | 86.75 | 27
2023/24 | 248.25 | 86.75 | 35
2023/24 | 248.75 | 86.75 | 32
2023/24 | 249.25 | 86.75 | 29
2023/24 | 249.75 | 86.75 | 35
2023/24 | 250.25 | 86.75 | 28
2023/24 | 250.75 | 86.75 | 22
2023/24 | 251.25 | 86.75 | 21
2023/24 | 251.75 | 86.75 | 32
2023/24 | 252.25 | 86.75 | 13
2023/24 | 252.75 | 86.75 | 21
2023/24 | 253.25 | 86.75 | 20
2023/24 | 253.75 | 86.75 | 25
2023/24 | 254.25 | 86.75 | 16
2023/24 | 254.75 | 86.75 | 22
2023/24 | 255.25 | 86.75 | 29
2023/24 | 255.75 | 86.75 | 23
2023/24 | 256.25 | 86.75 | 26
2023/24 | 256.75 | 86.75 | 21
2023/24 | 257.25 | 86.75 | 18
2023/24 | 257.75 | 86.75 | 34
2023/24 | 258.25 | 86.75 | 18
2023/24 | 258.75 | 86.75 | 26
2023/24 | 259.25 | 86.75 | 18
2023/24 | 259.75 | 86.75 | 19
2023/24 | 260.25 | 86.75 | 9
2023/24 | 260.75 | 86.75 | 20
2023/24 | 261.25 | 86.75 | 10
2023/24 | 261.75 | 86.75 | 20
2023/24 | 262.25 | 86.75 | 15
2023/24 | 262.75 | 86.75 | 27
2023/24 | 263.25 | 86.75 | 23
2023/24 | 263.75 | 86.75 | 19
2023/24 | 264.25 | 86.75 | 16
2023/24 | 264.75 | 86.75 | 16
2023/24 | 265.25 | 86.75 | 16
2023/24 | 265.75 | 86.75 | 14
2023/24 | 266.25 | 86.75 | 22
2023/24 | 266.75 | 86.75 | 12
2023/24 | 267.25 | 86.75 | 13
2023/24 | 267.75 | 86.75 | 17
2023/24 | 268.25 | 86.75 | 17
2023/24 | 268.75 | 86.75 | 16
2023/24 | 269.25 | 86.75 | 19
2023/24 | 269.75 | 86.75 | 15
2023/24 | 270.25 | 86.75 | 13
2023/24 | 270.75 | 86.75 | 14
2023/24 | 271.25 | 86.75 | 13
2023/24 | 271.75 | 86.75 | 16
2023/24 | 272.25 | 86.75 | 11
2023/24 | 272.75 | 86.75 | 9
2023/24 | 273.25 | 86.75 | 13
2023/24 | 273.75 | 86.75 | 12
2023/24 | 274.25 | 86.75 | 17
2023/24 | 274.75 | 86.75 | 21
2023/24 | 275.25 | 86.75 | 13
2023/24 | 275.75 | 86.75 | 15
2023/24 | 276.25 | 86.75 | 13
2023/24 | 276.75 | 86.75 | 14
2023/24 | 277.25 | 86.75 | 10
2023/24 | 277.75 | 86.75 | 14
2023/24 | 278.25 | 86.75 | 13
2023/24 | 278.75 | 86.75 | 17
2023/24 | 279.25 | 86.75 | 9
2023/24 | 279.75 | 86.75 | 10
2023/24 | 280.25 | 86.75 | 10
2023/24 | 280.75 | 86.75 | 9
2023/24 | 281.25 | 86.75 | 9
2023/24 | 281.75 | 86.75 | 18
2023/24 | 282.25 | 86.75 | 5
2023/24 | 282.75 | 86.75 | 6
2023/24 | 283.25 | 86.75 | 7
2023/24 | 283.75 | 86.75 | 8
2023/24 | 284.25 | 86.75 | 8
2023/24 | 284.75 | 86.75 | 14
2023/24 | 285.25 | 86.75 | 10
2023/24 | 285.75 | 86.75 | 3
2023/24 | 286.25 | 86.75 | 12
2023/24 | 286.75 | 86.75 | 16
2023/24 | 287.25 | 86.75 | 9
2023/24 | 287.75 | 86.75 | 9
2023/24 | 288.25 | 86.75 | 7
2023/24 | 288.75 | 86.75 | 8
2023/24 | 289.25 | 86.75 | 7
2023/24 | 289.75 | 86.75 | 9
2023/24 | 290.25 | 86.75 | 14
2023/24 | 290.75 | 86.75 | 5
2023/24 | 291.25 | 86.75 | 2
2023/24 | 291.75 | 86.75 | 12
2023/24 | 292.25 | 86.75 | 9
2023/24 | 292.75 | 86.75 | 3
2023/24 | 293.25 | 86.75 | 4
2023/24 | 293.75 | 86.75 | 8
2023/24 | 294.25 | 86.75 | 9
2023/24 | 294.75 | 86.75 | 5
2023/24 | 295.25 | 86.75 | 6
2023/24 | 295.75 | 86.75 | 11
2023/24 | 296.25 | 86.75 | 2
2023/24 | 296.75 | 86.75 | 10
2023/24 | 297.25 | 86.75 | 4
2023/24 | 297.75 | 86.75 | 2
2023/24 | 298.25 | 86.75 | 7
2023/24 | 298.75 | 86.75 | 5
2023/24 | 299.25 | 86.75 | 5
2023/24 | 299.75 | 86.75 | 8
2023/24 | 300.25 | 86.75 | 6
2023/24 | 300.75 | 86.75 | 4
2023/24 | 301.25 | 86.75 | 5
2023/24 | 301.75 | 86.75 | 5
2023/24 | 302.25 | 86.75 | 6
2023/24 | 302.75 | 86.75 | 10
2023/24 | 303.25 | 86.75 | 5
2023/24 | 303.75 | 86.75 | 3
2023/24 | 304.25 | 86.75 | 5
2023/24 | 304.75 | 86.75 | 5
2023/24 | 305.75 | 86.75 | 4
2023/24 | 306.25 | 86.75 | 3
2023/24 | 306.75 | 86.75 | 7
2023/24 | 307.25 | 86.75 | 4
2023/24 | 307.75 | 86.75 | 4
2023/24 | 308.25 | 86.75 | 4
2023/24 | 308.75 | 86.75 | 2
2023/24 | 309.25 | 86.75 | 1
2023/24 | 309.75 | 86.75 | 5
2023/24 | 310.25 | 86.75 | 6
2023/24 | 310.75 | 86.75 | 6
2023/24 | 311.25 | 86.75 | 3
2023/24 | 311.75 | 86.75 | 4
2023/24 | 312.25 | 86.75 | 2
2023/24 | 312.75 | 86.75 | 4
2023/24 | 313.25 | 86.75 | 2
2023/24 | 313.75 | 86.75 | 5
2023/24 | 314.25 | 86.75 | 5
2023/24 | 314.75 | 86.75 | 3
2023/24 | 315.25 | 86.75 | 4
2023/24 | 315.75 | 86.75 | 4
2023/24 | 316.25 | 86.75 | 1
2023/24 | 316.75 | 86.75 | 5
2023/24 | 317.25 | 86.75 | 3
2023/24 | 317.75 | 86.75 | 2
2023/24 | 318.25 | 86.75 | 4
2023/24 | 318.75 | 86.75 | 5
2023/24 | 319.25 | 86.75 | 2
2023/24 | 319.75 | 86.75 | 2
2023/24 | 320.25 | 86.75 | 1
2023/24 | 320.75 | 86.75 | 7
2023/24 | 321.25 | 86.75 | 1
2023/24 | 321.75 | 86.75 | 3
2023/24 | 322.25 | 86.75 | 4
2023/24 | 322.75 | 86.75 | 2
2023/24 | 323.25 | 86.75 | 2
2023/24 | 323.75 | 86.75 | 1
2023/24 | 324.25 | 86.75 | 4
2023/24 | 324.75 | 86.75 | 3
2023/24 | 325.25 | 86.75 | 3
2023/24 | 325.75 | 86.75 | 3
2023/24 | 326.25 | 86.75 | 2
2023/24 | 326.75 | 86.75 | 2
2023/24 | 327.25 | 86.75 | 1
2023/24 | 327.75 | 86.75 | 4
2023/24 | 328.25 | 86.75 | 2
2023/24 | 328.75 | 86.75 | 1
2023/24 | 329.25 | 86.75 | 4
2023/24 | 329.75 | 86.75 | 1
2023/24 | 330.75 | 86.75 | 2
2023/24 | 331.25 | 86.75 | 2
2023/24 | 331.75 | 86.75 | 2
2023/24 | 332.25 | 86.75 | 2
2023/24 | 332.75 | 86.75 | 1
2023/24 | 333.25 | 86.75 | 1
2023/24 | 334.75 | 86.75 | 3
2023/24 | 335.25 | 86.75 | 3
2023/24 | 335.75 | 86.75 | 1
2023/24 | 336.75 | 86.75 | 2
2023/24 | 337.25 | 86.75 | 2
2023/24 | 337.75 | 86.75 | 1
2023/24 | 338.25 | 86.75 | 1
2023/24 | 338.75 | 86.75 | 1
2023/24 | 339.75 | 86.75 | 1
2023/24 | 340.25 | 86.75 | 1
2023/24 | 341.25 | 86.75 | 1
2023/24 | 341.75 | 86.75 | 2
2023/24 | 343.25 | 86.75 | 1
2023/24 | 344.25 | 86.75 | 1
2023/24 | 345.25 | 86.75 | 1
2023/24 | 346.25 | 86.75 | 1
2023/24 | 347.25 | 86.75 | 1
2023/24 | 348.25 | 86.75 | 1
2023/24 | 348.75 | 86.75 | 2
2023/24 | 350.25 | 86.75 | 1
2023/24 | 351.75 | 86.75 | 1
2023/24 | 352.75 | 86.75 | 2
2023/24 | 353.25 | 86.75 | 2
2023/24 | 354.75 | 86.75 | 1
2023/24 | 355.25 | 86.75 | 2
2023/24 | 355.75 | 86.75 | 3
2023/24 | 356.25 | 86.75 | 1
2023/24 | 356.75 | 86.75 | 1
2023/24 | 358.75 | 86.75 | 1
2023/24 | 359.25 | 86.75 | 1
2023/24 | 359.75 | 86.75 | 1
2023/24 | 360.75 | 86.75 | 1
2023/24 | 361.75 | 86.75 | 1
2023/24 | 362.75 | 86.75 | 3
2023/24 | 366.25 | 86.75 | 1
2023/24 | 367.25 | 86.75 | 1
2023/24 | 368.25 | 86.75 | 3
2023/24 | 369.25 | 86.75 | 1
2023/24 | 370.75 | 86.75 | 1
2023/24 | 371.75 | 86.75 | 1
2023/24 | 372.75 | 86.75 | 1
2023/24 | 373.75 | 86.75 | 1
2023/24 | 374.25 | 86.75 | 2
2023/24 | 376.75 | 86.75 | 1
2023/24 | 377.25 | 86.75 | 1
2023/24 | 377.75 | 86.75 | 1
2023/24 | 378.75 | 86.75 | 1
2023/24 | 380.25 | 86.75 | 1
2023/24 | 383.25 | 86.75 | 1
2023/24 | 386.25 | 86.75 | 1
2023/24 | 396.75 | 86.75 | 2
2023/24 | 398.25 | 86.75 | 1
2023/24 | 404.75 | 86.75 | 1
2023/24 | 413.25 | 86.75 | 1
2023/24 | 432.75 | 86.75 | 1
2023/24 | 124.25 | 87.25 | 1
2023/24 | 124.75 | 87.25 | 1
2023/24 | 125.25 | 87.25 | 1
2023/24 | 125.75 | 87.25 | 1
2023/24 | 126.75 | 87.25 | 2
2023/24 | 128.25 | 87.25 | 2
2023/24 | 130.75 | 87.25 | 2
2023/24 | 132.25 | 87.25 | 1
2023/24 | 132.75 | 87.25 | 1
2023/24 | 133.25 | 87.25 | 1
2023/24 | 133.75 | 87.25 | 2
2023/24 | 134.25 | 87.25 | 1
2023/24 | 135.25 | 87.25 | 1
2023/24 | 135.75 | 87.25 | 2
2023/24 | 136.25 | 87.25 | 1
2023/24 | 136.75 | 87.25 | 2
2023/24 | 137.25 | 87.25 | 1
2023/24 | 137.75 | 87.25 | 1
2023/24 | 138.75 | 87.25 | 1
2023/24 | 139.25 | 87.25 | 2
2023/24 | 139.75 | 87.25 | 2
2023/24 | 140.25 | 87.25 | 1
2023/24 | 140.75 | 87.25 | 1
2023/24 | 141.25 | 87.25 | 1
2023/24 | 141.75 | 87.25 | 2
2023/24 | 142.25 | 87.25 | 1
2023/24 | 143.25 | 87.25 | 2
2023/24 | 143.75 | 87.25 | 3
2023/24 | 144.25 | 87.25 | 1
2023/24 | 144.75 | 87.25 | 3
2023/24 | 145.25 | 87.25 | 6
2023/24 | 145.75 | 87.25 | 2
2023/24 | 146.25 | 87.25 | 4
2023/24 | 146.75 | 87.25 | 8
2023/24 | 147.25 | 87.25 | 3
2023/24 | 147.75 | 87.25 | 3
2023/24 | 148.25 | 87.25 | 8
2023/24 | 148.75 | 87.25 | 6
2023/24 | 149.25 | 87.25 | 11
2023/24 | 149.75 | 87.25 | 7
2023/24 | 150.25 | 87.25 | 9
2023/24 | 150.75 | 87.25 | 6
2023/24 | 151.25 | 87.25 | 6
2023/24 | 151.75 | 87.25 | 8
2023/24 | 152.25 | 87.25 | 12
2023/24 | 152.75 | 87.25 | 11
2023/24 | 153.25 | 87.25 | 13
2023/24 | 153.75 | 87.25 | 15
2023/24 | 154.25 | 87.25 | 12
2023/24 | 154.75 | 87.25 | 11
2023/24 | 155.25 | 87.25 | 16
2023/24 | 155.75 | 87.25 | 15
2023/24 | 156.25 | 87.25 | 21
2023/24 | 156.75 | 87.25 | 21
2023/24 | 157.25 | 87.25 | 27
2023/24 | 157.75 | 87.25 | 17
2023/24 | 158.25 | 87.25 | 17
2023/24 | 158.75 | 87.25 | 33
2023/24 | 159.25 | 87.25 | 21
2023/24 | 159.75 | 87.25 | 31
2023/24 | 160.25 | 87.25 | 32
2023/24 | 160.75 | 87.25 | 25
2023/24 | 161.25 | 87.25 | 27
2023/24 | 161.75 | 87.25 | 33
2023/24 | 162.25 | 87.25 | 31
2023/24 | 162.75 | 87.25 | 26
2023/24 | 163.25 | 87.25 | 44
2023/24 | 163.75 | 87.25 | 33
2023/24 | 164.25 | 87.25 | 44
2023/24 | 164.75 | 87.25 | 35
2023/24 | 165.25 | 87.25 | 51
2023/24 | 165.75 | 87.25 | 44
2023/24 | 166.25 | 87.25 | 56
2023/24 | 166.75 | 87.25 | 57
2023/24 | 167.25 | 87.25 | 55
2023/24 | 167.75 | 87.25 | 66
2023/24 | 168.25 | 87.25 | 54
2023/24 | 168.75 | 87.25 | 55
2023/24 | 169.25 | 87.25 | 54
2023/24 | 169.75 | 87.25 | 58
2023/24 | 170.25 | 87.25 | 61
2023/24 | 170.75 | 87.25 | 57
2023/24 | 171.25 | 87.25 | 70
2023/24 | 171.75 | 87.25 | 87
2023/24 | 172.25 | 87.25 | 82
2023/24 | 172.75 | 87.25 | 76
2023/24 | 173.25 | 87.25 | 81
2023/24 | 173.75 | 87.25 | 94
2023/24 | 174.25 | 87.25 | 79
2023/24 | 174.75 | 87.25 | 92
2023/24 | 175.25 | 87.25 | 97
2023/24 | 175.75 | 87.25 | 90
2023/24 | 176.25 | 87.25 | 94
2023/24 | 176.75 | 87.25 | 91
2023/24 | 177.25 | 87.25 | 95
2023/24 | 177.75 | 87.25 | 99
2023/24 | 178.25 | 87.25 | 106
2023/24 | 178.75 | 87.25 | 110
2023/24 | 179.25 | 87.25 | 102
2023/24 | 179.75 | 87.25 | 100
2023/24 | 180.25 | 87.25 | 114
2023/24 | 180.75 | 87.25 | 125
2023/24 | 181.25 | 87.25 | 132
2023/24 | 181.75 | 87.25 | 125
2023/24 | 182.25 | 87.25 | 130
2023/24 | 182.75 | 87.25 | 129
2023/24 | 183.25 | 87.25 | 134
2023/24 | 183.75 | 87.25 | 123
2023/24 | 184.25 | 87.25 | 124
2023/24 | 184.75 | 87.25 | 146
2023/24 | 185.25 | 87.25 | 136
2023/24 | 185.75 | 87.25 | 143
2023/24 | 186.25 | 87.25 | 128
2023/24 | 186.75 | 87.25 | 137
2023/24 | 187.25 | 87.25 | 148
2023/24 | 187.75 | 87.25 | 159
2023/24 | 188.25 | 87.25 | 146
2023/24 | 188.75 | 87.25 | 138
2023/24 | 189.25 | 87.25 | 150
2023/24 | 189.75 | 87.25 | 149
2023/24 | 190.25 | 87.25 | 146
2023/24 | 190.75 | 87.25 | 127
2023/24 | 191.25 | 87.25 | 144
2023/24 | 191.75 | 87.25 | 132
2023/24 | 192.25 | 87.25 | 137
2023/24 | 192.75 | 87.25 | 140
2023/24 | 193.25 | 87.25 | 153
2023/24 | 193.75 | 87.25 | 160
2023/24 | 194.25 | 87.25 | 159
2023/24 | 194.75 | 87.25 | 146
2023/24 | 195.25 | 87.25 | 156
2023/24 | 195.75 | 87.25 | 155
2023/24 | 196.25 | 87.25 | 141
2023/24 | 196.75 | 87.25 | 148
2023/24 | 197.25 | 87.25 | 141
2023/24 | 197.75 | 87.25 | 150
2023/24 | 198.25 | 87.25 | 145
2023/24 | 198.75 | 87.25 | 141
2023/24 | 199.25 | 87.25 | 151
2023/24 | 199.75 | 87.25 | 129
2023/24 | 200.25 | 87.25 | 139
2023/24 | 200.75 | 87.25 | 156
2023/24 | 201.25 | 87.25 | 151
2023/24 | 201.75 | 87.25 | 134
2023/24 | 202.25 | 87.25 | 160
2023/24 | 202.75 | 87.25 | 155
2023/24 | 203.25 | 87.25 | 147
2023/24 | 203.75 | 87.25 | 148
2023/24 | 204.25 | 87.25 | 132
2023/24 | 204.75 | 87.25 | 128
2023/24 | 205.25 | 87.25 | 126
2023/24 | 205.75 | 87.25 | 122
2023/24 | 206.25 | 87.25 | 126
2023/24 | 206.75 | 87.25 | 157
2023/24 | 207.25 | 87.25 | 142
2023/24 | 207.75 | 87.25 | 136
2023/24 | 208.25 | 87.25 | 124
2023/24 | 208.75 | 87.25 | 122
2023/24 | 209.25 | 87.25 | 123
2023/24 | 209.75 | 87.25 | 110
2023/24 | 210.25 | 87.25 | 109
2023/24 | 210.75 | 87.25 | 114
2023/24 | 211.25 | 87.25 | 124
2023/24 | 211.75 | 87.25 | 112
2023/24 | 212.25 | 87.25 | 119
2023/24 | 212.75 | 87.25 | 106
2023/24 | 213.25 | 87.25 | 105
2023/24 | 213.75 | 87.25 | 111
2023/24 | 214.25 | 87.25 | 96
2023/24 | 214.75 | 87.25 | 111
2023/24 | 215.25 | 87.25 | 83
2023/24 | 215.75 | 87.25 | 83
2023/24 | 216.25 | 87.25 | 91
2023/24 | 216.75 | 87.25 | 90
2023/24 | 217.25 | 87.25 | 84
2023/24 | 217.75 | 87.25 | 77
2023/24 | 218.25 | 87.25 | 84
2023/24 | 218.75 | 87.25 | 90
2023/24 | 219.25 | 87.25 | 96
2023/24 | 219.75 | 87.25 | 104
2023/24 | 220.25 | 87.25 | 78
2023/24 | 220.75 | 87.25 | 83
2023/24 | 221.25 | 87.25 | 90
2023/24 | 221.75 | 87.25 | 76
2023/24 | 222.25 | 87.25 | 71
2023/24 | 222.75 | 87.25 | 83
2023/24 | 223.25 | 87.25 | 76
2023/24 | 223.75 | 87.25 | 69
2023/24 | 224.25 | 87.25 | 74
2023/24 | 224.75 | 87.25 | 67
2023/24 | 225.25 | 87.25 | 55
2023/24 | 225.75 | 87.25 | 69
2023/24 | 226.25 | 87.25 | 72
2023/24 | 226.75 | 87.25 | 53
2023/24 | 227.25 | 87.25 | 76
2023/24 | 227.75 | 87.25 | 50
2023/24 | 228.25 | 87.25 | 47
2023/24 | 228.75 | 87.25 | 51
2023/24 | 229.25 | 87.25 | 46
2023/24 | 229.75 | 87.25 | 49
2023/24 | 230.25 | 87.25 | 55
2023/24 | 230.75 | 87.25 | 53
2023/24 | 231.25 | 87.25 | 62
2023/24 | 231.75 | 87.25 | 63
2023/24 | 232.25 | 87.25 | 43
2023/24 | 232.75 | 87.25 | 57
2023/24 | 233.25 | 87.25 | 42
2023/24 | 233.75 | 87.25 | 43
2023/24 | 234.25 | 87.25 | 37
2023/24 | 234.75 | 87.25 | 50
2023/24 | 235.25 | 87.25 | 51
2023/24 | 235.75 | 87.25 | 44
2023/24 | 236.25 | 87.25 | 38
2023/24 | 236.75 | 87.25 | 47
2023/24 | 237.25 | 87.25 | 40
2023/24 | 237.75 | 87.25 | 42
2023/24 | 238.25 | 87.25 | 39
2023/24 | 238.75 | 87.25 | 37
2023/24 | 239.25 | 87.25 | 36
2023/24 | 239.75 | 87.25 | 34
2023/24 | 240.25 | 87.25 | 36
2023/24 | 240.75 | 87.25 | 25
2023/24 | 241.25 | 87.25 | 34
2023/24 | 241.75 | 87.25 | 37
2023/24 | 242.25 | 87.25 | 26
2023/24 | 242.75 | 87.25 | 34
2023/24 | 243.25 | 87.25 | 37
2023/24 | 243.75 | 87.25 | 42
2023/24 | 244.25 | 87.25 | 33
2023/24 | 244.75 | 87.25 | 25
2023/24 | 245.25 | 87.25 | 28
2023/24 | 245.75 | 87.25 | 26
2023/24 | 246.25 | 87.25 | 28
2023/24 | 246.75 | 87.25 | 32
2023/24 | 247.25 | 87.25 | 26
2023/24 | 247.75 | 87.25 | 26
2023/24 | 248.25 | 87.25 | 31
2023/24 | 248.75 | 87.25 | 28
2023/24 | 249.25 | 87.25 | 30
2023/24 | 249.75 | 87.25 | 29
2023/24 | 250.25 | 87.25 | 24
2023/24 | 250.75 | 87.25 | 31
2023/24 | 251.25 | 87.25 | 20
2023/24 | 251.75 | 87.25 | 20
2023/24 | 252.25 | 87.25 | 32
2023/24 | 252.75 | 87.25 | 24
2023/24 | 253.25 | 87.25 | 18
2023/24 | 253.75 | 87.25 | 23
2023/24 | 254.25 | 87.25 | 29
2023/24 | 254.75 | 87.25 | 24
2023/24 | 255.25 | 87.25 | 23
2023/24 | 255.75 | 87.25 | 25
2023/24 | 256.25 | 87.25 | 25
2023/24 | 256.75 | 87.25 | 22
2023/24 | 257.25 | 87.25 | 19
2023/24 | 257.75 | 87.25 | 30
2023/24 | 258.25 | 87.25 | 19
2023/24 | 258.75 | 87.25 | 19
2023/24 | 259.25 | 87.25 | 14
2023/24 | 259.75 | 87.25 | 16
2023/24 | 260.25 | 87.25 | 26
2023/24 | 260.75 | 87.25 | 20
2023/24 | 261.25 | 87.25 | 18
2023/24 | 261.75 | 87.25 | 20
2023/24 | 262.25 | 87.25 | 9
2023/24 | 262.75 | 87.25 | 21
2023/24 | 263.25 | 87.25 | 19
2023/24 | 263.75 | 87.25 | 21
2023/24 | 264.25 | 87.25 | 22
2023/24 | 264.75 | 87.25 | 24
2023/24 | 265.25 | 87.25 | 25
2023/24 | 265.75 | 87.25 | 13
2023/24 | 266.25 | 87.25 | 12
2023/24 | 266.75 | 87.25 | 16
2023/24 | 267.25 | 87.25 | 11
2023/24 | 267.75 | 87.25 | 22
2023/24 | 268.25 | 87.25 | 16
2023/24 | 268.75 | 87.25 | 14
2023/24 | 269.25 | 87.25 | 11
2023/24 | 269.75 | 87.25 | 16
2023/24 | 270.25 | 87.25 | 12
2023/24 | 270.75 | 87.25 | 10
2023/24 | 271.25 | 87.25 | 17
2023/24 | 271.75 | 87.25 | 17
2023/24 | 272.25 | 87.25 | 17
2023/24 | 272.75 | 87.25 | 11
2023/24 | 273.25 | 87.25 | 9
2023/24 | 273.75 | 87.25 | 16
2023/24 | 274.25 | 87.25 | 12
2023/24 | 274.75 | 87.25 | 16
2023/24 | 275.25 | 87.25 | 16
2023/24 | 275.75 | 87.25 | 11
2023/24 | 276.25 | 87.25 | 8
2023/24 | 276.75 | 87.25 | 10
2023/24 | 277.25 | 87.25 | 8
2023/24 | 277.75 | 87.25 | 8
2023/24 | 278.25 | 87.25 | 12
2023/24 | 278.75 | 87.25 | 14
2023/24 | 279.25 | 87.25 | 12
2023/24 | 279.75 | 87.25 | 8
2023/24 | 280.25 | 87.25 | 10
2023/24 | 280.75 | 87.25 | 12
2023/24 | 281.25 | 87.25 | 12
2023/24 | 281.75 | 87.25 | 13
2023/24 | 282.25 | 87.25 | 14
2023/24 | 282.75 | 87.25 | 12
2023/24 | 283.25 | 87.25 | 14
2023/24 | 283.75 | 87.25 | 9
2023/24 | 284.25 | 87.25 | 9
2023/24 | 284.75 | 87.25 | 14
2023/24 | 285.25 | 87.25 | 11
2023/24 | 285.75 | 87.25 | 13
2023/24 | 286.25 | 87.25 | 7
2023/24 | 286.75 | 87.25 | 11
2023/24 | 287.25 | 87.25 | 8
2023/24 | 287.75 | 87.25 | 9
2023/24 | 288.25 | 87.25 | 8
2023/24 | 288.75 | 87.25 | 4
2023/24 | 289.25 | 87.25 | 11
2023/24 | 289.75 | 87.25 | 10
2023/24 | 290.25 | 87.25 | 5
2023/24 | 290.75 | 87.25 | 4
2023/24 | 291.25 | 87.25 | 6
2023/24 | 291.75 | 87.25 | 7
2023/24 | 292.25 | 87.25 | 14
2023/24 | 292.75 | 87.25 | 11
2023/24 | 293.25 | 87.25 | 10
2023/24 | 293.75 | 87.25 | 10
2023/24 | 294.25 | 87.25 | 8
2023/24 | 294.75 | 87.25 | 10
2023/24 | 295.25 | 87.25 | 10
2023/24 | 295.75 | 87.25 | 6
2023/24 | 296.25 | 87.25 | 6
2023/24 | 296.75 | 87.25 | 6
2023/24 | 297.25 | 87.25 | 9
2023/24 | 297.75 | 87.25 | 6
2023/24 | 298.25 | 87.25 | 6
2023/24 | 298.75 | 87.25 | 3
2023/24 | 299.25 | 87.25 | 8
2023/24 | 299.75 | 87.25 | 5
2023/24 | 300.25 | 87.25 | 11
2023/24 | 300.75 | 87.25 | 14
2023/24 | 301.25 | 87.25 | 4
2023/24 | 301.75 | 87.25 | 5
2023/24 | 302.25 | 87.25 | 6
2023/24 | 302.75 | 87.25 | 4
2023/24 | 303.25 | 87.25 | 9
2023/24 | 303.75 | 87.25 | 10
2023/24 | 304.25 | 87.25 | 5
2023/24 | 304.75 | 87.25 | 2
2023/24 | 305.25 | 87.25 | 8
2023/24 | 305.75 | 87.25 | 5
2023/24 | 306.25 | 87.25 | 8
2023/24 | 306.75 | 87.25 | 4
2023/24 | 307.25 | 87.25 | 7
2023/24 | 307.75 | 87.25 | 4
2023/24 | 308.25 | 87.25 | 5
2023/24 | 308.75 | 87.25 | 5
2023/24 | 309.25 | 87.25 | 7
2023/24 | 309.75 | 87.25 | 7
2023/24 | 310.25 | 87.25 | 3
2023/24 | 310.75 | 87.25 | 5
2023/24 | 311.25 | 87.25 | 3
2023/24 | 311.75 | 87.25 | 7
2023/24 | 312.25 | 87.25 | 2
2023/24 | 312.75 | 87.25 | 3
2023/24 | 313.25 | 87.25 | 3
2023/24 | 313.75 | 87.25 | 5
2023/24 | 314.25 | 87.25 | 3
2023/24 | 314.75 | 87.25 | 2
2023/24 | 315.25 | 87.25 | 4
2023/24 | 315.75 | 87.25 | 8
2023/24 | 316.25 | 87.25 | 10
2023/24 | 316.75 | 87.25 | 3
2023/24 | 317.25 | 87.25 | 1
2023/24 | 317.75 | 87.25 | 3
2023/24 | 318.25 | 87.25 | 4
2023/24 | 318.75 | 87.25 | 3
2023/24 | 319.25 | 87.25 | 2
2023/24 | 319.75 | 87.25 | 1
2023/24 | 320.25 | 87.25 | 4
2023/24 | 320.75 | 87.25 | 5
2023/24 | 321.75 | 87.25 | 3
2023/24 | 322.25 | 87.25 | 6
2023/24 | 322.75 | 87.25 | 1
2023/24 | 323.25 | 87.25 | 1
2023/24 | 323.75 | 87.25 | 2
2023/24 | 324.25 | 87.25 | 3
2023/24 | 324.75 | 87.25 | 3
2023/24 | 325.25 | 87.25 | 2
2023/24 | 325.75 | 87.25 | 3
2023/24 | 326.25 | 87.25 | 1
2023/24 | 326.75 | 87.25 | 1
2023/24 | 327.75 | 87.25 | 1
2023/24 | 328.25 | 87.25 | 2
2023/24 | 328.75 | 87.25 | 2
2023/24 | 329.75 | 87.25 | 2
2023/24 | 330.25 | 87.25 | 4
2023/24 | 330.75 | 87.25 | 1
2023/24 | 331.75 | 87.25 | 4
2023/24 | 332.25 | 87.25 | 1
2023/24 | 332.75 | 87.25 | 1
2023/24 | 333.25 | 87.25 | 2
2023/24 | 333.75 | 87.25 | 1
2023/24 | 334.25 | 87.25 | 1
2023/24 | 334.75 | 87.25 | 2
2023/24 | 335.75 | 87.25 | 2
2023/24 | 336.25 | 87.25 | 2
2023/24 | 336.75 | 87.25 | 1
2023/24 | 337.25 | 87.25 | 2
2023/24 | 337.75 | 87.25 | 3
2023/24 | 338.25 | 87.25 | 5
2023/24 | 338.75 | 87.25 | 1
2023/24 | 339.25 | 87.25 | 1
2023/24 | 339.75 | 87.25 | 2
2023/24 | 340.25 | 87.25 | 1
2023/24 | 342.25 | 87.25 | 2
2023/24 | 342.75 | 87.25 | 1
2023/24 | 343.25 | 87.25 | 3
2023/24 | 344.25 | 87.25 | 1
2023/24 | 344.75 | 87.25 | 2
2023/24 | 345.25 | 87.25 | 1
2023/24 | 345.75 | 87.25 | 1
2023/24 | 346.75 | 87.25 | 1
2023/24 | 347.25 | 87.25 | 3
2023/24 | 347.75 | 87.25 | 1
2023/24 | 348.25 | 87.25 | 2
2023/24 | 348.75 | 87.25 | 2
2023/24 | 349.25 | 87.25 | 1
2023/24 | 350.75 | 87.25 | 1
2023/24 | 351.75 | 87.25 | 1
2023/24 | 354.25 | 87.25 | 2
2023/24 | 356.25 | 87.25 | 1
2023/24 | 360.25 | 87.25 | 1
2023/24 | 360.75 | 87.25 | 4
2023/24 | 361.75 | 87.25 | 1
2023/24 | 362.25 | 87.25 | 1
2023/24 | 363.75 | 87.25 | 2
2023/24 | 364.75 | 87.25 | 1
2023/24 | 367.25 | 87.25 | 1
2023/24 | 367.75 | 87.25 | 1
2023/24 | 370.75 | 87.25 | 1
2023/24 | 371.25 | 87.25 | 1
2023/24 | 371.75 | 87.25 | 2
2023/24 | 372.75 | 87.25 | 1
2023/24 | 374.25 | 87.25 | 2
2023/24 | 377.75 | 87.25 | 1
2023/24 | 380.25 | 87.25 | 1
2023/24 | 380.75 | 87.25 | 1
2023/24 | 381.75 | 87.25 | 1
2023/24 | 386.75 | 87.25 | 1
2023/24 | 396.75 | 87.25 | 1
2023/24 | 412.25 | 87.25 | 1
2023/24 | 432.75 | 87.25 | 1
2023/24 | 129.25 | 87.75 | 1
2023/24 | 130.25 | 87.75 | 1
2023/24 | 131.25 | 87.75 | 1
2023/24 | 132.25 | 87.75 | 2
2023/24 | 132.75 | 87.75 | 2
2023/24 | 134.75 | 87.75 | 2
2023/24 | 135.75 | 87.75 | 2
2023/24 | 136.25 | 87.75 | 2
2023/24 | 137.25 | 87.75 | 1
2023/24 | 137.75 | 87.75 | 4
2023/24 | 138.25 | 87.75 | 1
2023/24 | 138.75 | 87.75 | 3
2023/24 | 139.75 | 87.75 | 3
2023/24 | 140.25 | 87.75 | 1
2023/24 | 141.25 | 87.75 | 2
2023/24 | 141.75 | 87.75 | 1
2023/24 | 142.25 | 87.75 | 1
2023/24 | 142.75 | 87.75 | 2
2023/24 | 143.25 | 87.75 | 2
2023/24 | 144.25 | 87.75 | 3
2023/24 | 144.75 | 87.75 | 3
2023/24 | 145.25 | 87.75 | 2
2023/24 | 145.75 | 87.75 | 5
2023/24 | 146.25 | 87.75 | 2
2023/24 | 146.75 | 87.75 | 5
2023/24 | 147.25 | 87.75 | 4
2023/24 | 147.75 | 87.75 | 2
2023/24 | 148.25 | 87.75 | 2
2023/24 | 148.75 | 87.75 | 7
2023/24 | 149.25 | 87.75 | 7
2023/24 | 149.75 | 87.75 | 7
2023/24 | 150.25 | 87.75 | 9
2023/24 | 150.75 | 87.75 | 11
2023/24 | 151.25 | 87.75 | 11
2023/24 | 151.75 | 87.75 | 10
2023/24 | 152.25 | 87.75 | 6
2023/24 | 152.75 | 87.75 | 12
2023/24 | 153.25 | 87.75 | 13
2023/24 | 153.75 | 87.75 | 8
2023/24 | 154.25 | 87.75 | 16
2023/24 | 154.75 | 87.75 | 9
2023/24 | 155.25 | 87.75 | 13
2023/24 | 155.75 | 87.75 | 20
2023/24 | 156.25 | 87.75 | 16
2023/24 | 156.75 | 87.75 | 28
2023/24 | 157.25 | 87.75 | 17
2023/24 | 157.75 | 87.75 | 24
2023/24 | 158.25 | 87.75 | 22
2023/24 | 158.75 | 87.75 | 26
2023/24 | 159.25 | 87.75 | 30
2023/24 | 159.75 | 87.75 | 22
2023/24 | 160.25 | 87.75 | 23
2023/24 | 160.75 | 87.75 | 35
2023/24 | 161.25 | 87.75 | 24
2023/24 | 161.75 | 87.75 | 41
2023/24 | 162.25 | 87.75 | 30
2023/24 | 162.75 | 87.75 | 42
2023/24 | 163.25 | 87.75 | 32
2023/24 | 163.75 | 87.75 | 32
2023/24 | 164.25 | 87.75 | 38
2023/24 | 164.75 | 87.75 | 32
2023/24 | 165.25 | 87.75 | 40
2023/24 | 165.75 | 87.75 | 43
2023/24 | 166.25 | 87.75 | 52
2023/24 | 166.75 | 87.75 | 44
2023/24 | 167.25 | 87.75 | 58
2023/24 | 167.75 | 87.75 | 52
2023/24 | 168.25 | 87.75 | 56
2023/24 | 168.75 | 87.75 | 58
2023/24 | 169.25 | 87.75 | 67
2023/24 | 169.75 | 87.75 | 75
2023/24 | 170.25 | 87.75 | 60
2023/24 | 170.75 | 87.75 | 60
2023/24 | 171.25 | 87.75 | 59
2023/24 | 171.75 | 87.75 | 72
2023/24 | 172.25 | 87.75 | 67
2023/24 | 172.75 | 87.75 | 72
2023/24 | 173.25 | 87.75 | 80
2023/24 | 173.75 | 87.75 | 89
2023/24 | 174.25 | 87.75 | 103
2023/24 | 174.75 | 87.75 | 85
2023/24 | 175.25 | 87.75 | 97
2023/24 | 175.75 | 87.75 | 85
2023/24 | 176.25 | 87.75 | 105
2023/24 | 176.75 | 87.75 | 96
2023/24 | 177.25 | 87.75 | 119
2023/24 | 177.75 | 87.75 | 85
2023/24 | 178.25 | 87.75 | 111
2023/24 | 178.75 | 87.75 | 117
2023/24 | 179.25 | 87.75 | 118
2023/24 | 179.75 | 87.75 | 100
2023/24 | 180.25 | 87.75 | 116
2023/24 | 180.75 | 87.75 | 129
2023/24 | 181.25 | 87.75 | 117
2023/24 | 181.75 | 87.75 | 110
2023/24 | 182.25 | 87.75 | 117
2023/24 | 182.75 | 87.75 | 119
2023/24 | 183.25 | 87.75 | 140
2023/24 | 183.75 | 87.75 | 116
2023/24 | 184.25 | 87.75 | 107
2023/24 | 184.75 | 87.75 | 115
2023/24 | 185.25 | 87.75 | 155
2023/24 | 185.75 | 87.75 | 149
2023/24 | 186.25 | 87.75 | 131
2023/24 | 186.75 | 87.75 | 143
2023/24 | 187.25 | 87.75 | 123
2023/24 | 187.75 | 87.75 | 149
2023/24 | 188.25 | 87.75 | 159
2023/24 | 188.75 | 87.75 | 133
2023/24 | 189.25 | 87.75 | 153
2023/24 | 189.75 | 87.75 | 138
2023/24 | 190.25 | 87.75 | 149
2023/24 | 190.75 | 87.75 | 143
2023/24 | 191.25 | 87.75 | 143
2023/24 | 191.75 | 87.75 | 142
2023/24 | 192.25 | 87.75 | 149
2023/24 | 192.75 | 87.75 | 142
2023/24 | 193.25 | 87.75 | 143
2023/24 | 193.75 | 87.75 | 139
2023/24 | 194.25 | 87.75 | 148
2023/24 | 194.75 | 87.75 | 138
2023/24 | 195.25 | 87.75 | 143
2023/24 | 195.75 | 87.75 | 136
2023/24 | 196.25 | 87.75 | 143
2023/24 | 196.75 | 87.75 | 136
2023/24 | 197.25 | 87.75 | 155
2023/24 | 197.75 | 87.75 | 149
2023/24 | 198.25 | 87.75 | 151
2023/24 | 198.75 | 87.75 | 143
2023/24 | 199.25 | 87.75 | 148
2023/24 | 199.75 | 87.75 | 145
2023/24 | 200.25 | 87.75 | 148
2023/24 | 200.75 | 87.75 | 140
2023/24 | 201.25 | 87.75 | 143
2023/24 | 201.75 | 87.75 | 116
2023/24 | 202.25 | 87.75 | 128
2023/24 | 202.75 | 87.75 | 138
2023/24 | 203.25 | 87.75 | 143
2023/24 | 203.75 | 87.75 | 150
2023/24 | 204.25 | 87.75 | 138
2023/24 | 204.75 | 87.75 | 128
2023/24 | 205.25 | 87.75 | 139
2023/24 | 205.75 | 87.75 | 126
2023/24 | 206.25 | 87.75 | 140
2023/24 | 206.75 | 87.75 | 115
2023/24 | 207.25 | 87.75 | 121
2023/24 | 207.75 | 87.75 | 115
2023/24 | 208.25 | 87.75 | 121
2023/24 | 208.75 | 87.75 | 119
2023/24 | 209.25 | 87.75 | 104
2023/24 | 209.75 | 87.75 | 115
2023/24 | 210.25 | 87.75 | 105
2023/24 | 210.75 | 87.75 | 108
2023/24 | 211.25 | 87.75 | 116
2023/24 | 211.75 | 87.75 | 112
2023/24 | 212.25 | 87.75 | 107
2023/24 | 212.75 | 87.75 | 124
2023/24 | 213.25 | 87.75 | 113
2023/24 | 213.75 | 87.75 | 118
2023/24 | 214.25 | 87.75 | 116
2023/24 | 214.75 | 87.75 | 87
2023/24 | 215.25 | 87.75 | 119
2023/24 | 215.75 | 87.75 | 112
2023/24 | 216.25 | 87.75 | 121
2023/24 | 216.75 | 87.75 | 104
2023/24 | 217.25 | 87.75 | 97
2023/24 | 217.75 | 87.75 | 103
2023/24 | 218.25 | 87.75 | 89
2023/24 | 218.75 | 87.75 | 95
2023/24 | 219.25 | 87.75 | 87
2023/24 | 219.75 | 87.75 | 83
2023/24 | 220.25 | 87.75 | 75
2023/24 | 220.75 | 87.75 | 75
2023/24 | 221.25 | 87.75 | 74
2023/24 | 221.75 | 87.75 | 92
2023/24 | 222.25 | 87.75 | 80
2023/24 | 222.75 | 87.75 | 77
2023/24 | 223.25 | 87.75 | 68
2023/24 | 223.75 | 87.75 | 70
2023/24 | 224.25 | 87.75 | 79
2023/24 | 224.75 | 87.75 | 53
2023/24 | 225.25 | 87.75 | 60
2023/24 | 225.75 | 87.75 | 66
2023/24 | 226.25 | 87.75 | 80
2023/24 | 226.75 | 87.75 | 62
2023/24 | 227.25 | 87.75 | 64
2023/24 | 227.75 | 87.75 | 64
2023/24 | 228.25 | 87.75 | 66
2023/24 | 228.75 | 87.75 | 65
2023/24 | 229.25 | 87.75 | 63
2023/24 | 229.75 | 87.75 | 53
2023/24 | 230.25 | 87.75 | 51
2023/24 | 230.75 | 87.75 | 60
2023/24 | 231.25 | 87.75 | 61
2023/24 | 231.75 | 87.75 | 53
2023/24 | 232.25 | 87.75 | 61
2023/24 | 232.75 | 87.75 | 52
2023/24 | 233.25 | 87.75 | 37
2023/24 | 233.75 | 87.75 | 43
2023/24 | 234.25 | 87.75 | 43
2023/24 | 234.75 | 87.75 | 46
2023/24 | 235.25 | 87.75 | 46
2023/24 | 235.75 | 87.75 | 50
2023/24 | 236.25 | 87.75 | 30
2023/24 | 236.75 | 87.75 | 44
2023/24 | 237.25 | 87.75 | 39
2023/24 | 237.75 | 87.75 | 47
2023/24 | 238.25 | 87.75 | 41
2023/24 | 238.75 | 87.75 | 31
2023/24 | 239.25 | 87.75 | 47
2023/24 | 239.75 | 87.75 | 39
2023/24 | 240.25 | 87.75 | 47
2023/24 | 240.75 | 87.75 | 41
2023/24 | 241.25 | 87.75 | 37
2023/24 | 241.75 | 87.75 | 35
2023/24 | 242.25 | 87.75 | 28
2023/24 | 242.75 | 87.75 | 41
2023/24 | 243.25 | 87.75 | 33
2023/24 | 243.75 | 87.75 | 32
2023/24 | 244.25 | 87.75 | 39
2023/24 | 244.75 | 87.75 | 26
2023/24 | 245.25 | 87.75 | 27
2023/24 | 245.75 | 87.75 | 32
2023/24 | 246.25 | 87.75 | 29
2023/24 | 246.75 | 87.75 | 31
2023/24 | 247.25 | 87.75 | 27
2023/24 | 247.75 | 87.75 | 33
2023/24 | 248.25 | 87.75 | 33
2023/24 | 248.75 | 87.75 | 29
2023/24 | 249.25 | 87.75 | 37
2023/24 | 249.75 | 87.75 | 28
2023/24 | 250.25 | 87.75 | 31
2023/24 | 250.75 | 87.75 | 29
2023/24 | 251.25 | 87.75 | 25
2023/24 | 251.75 | 87.75 | 38
2023/24 | 252.25 | 87.75 | 26
2023/24 | 252.75 | 87.75 | 26
2023/24 | 253.25 | 87.75 | 22
2023/24 | 253.75 | 87.75 | 25
2023/24 | 254.25 | 87.75 | 27
2023/24 | 254.75 | 87.75 | 30
2023/24 | 255.25 | 87.75 | 29
2023/24 | 255.75 | 87.75 | 24
2023/24 | 256.25 | 87.75 | 24
2023/24 | 256.75 | 87.75 | 20
2023/24 | 257.25 | 87.75 | 18
2023/24 | 257.75 | 87.75 | 23
2023/24 | 258.25 | 87.75 | 20
2023/24 | 258.75 | 87.75 | 31
2023/24 | 259.25 | 87.75 | 21
2023/24 | 259.75 | 87.75 | 17
2023/24 | 260.25 | 87.75 | 15
2023/24 | 260.75 | 87.75 | 17
2023/24 | 261.25 | 87.75 | 21
2023/24 | 261.75 | 87.75 | 17
2023/24 | 262.25 | 87.75 | 18
2023/24 | 262.75 | 87.75 | 24
2023/24 | 263.25 | 87.75 | 16
2023/24 | 263.75 | 87.75 | 20
2023/24 | 264.25 | 87.75 | 21
2023/24 | 264.75 | 87.75 | 26
2023/24 | 265.25 | 87.75 | 22
2023/24 | 265.75 | 87.75 | 19
2023/24 | 266.25 | 87.75 | 19
2023/24 | 266.75 | 87.75 | 22
2023/24 | 267.25 | 87.75 | 18
2023/24 | 267.75 | 87.75 | 15
2023/24 | 268.25 | 87.75 | 13
2023/24 | 268.75 | 87.75 | 14
2023/24 | 269.25 | 87.75 | 19
2023/24 | 269.75 | 87.75 | 28
2023/24 | 270.25 | 87.75 | 18
2023/24 | 270.75 | 87.75 | 27
2023/24 | 271.25 | 87.75 | 12
2023/24 | 271.75 | 87.75 | 12
2023/24 | 272.25 | 87.75 | 21
2023/24 | 272.75 | 87.75 | 9
2023/24 | 273.25 | 87.75 | 16
2023/24 | 273.75 | 87.75 | 14
2023/24 | 274.25 | 87.75 | 14
2023/24 | 274.75 | 87.75 | 10
2023/24 | 275.25 | 87.75 | 11
2023/24 | 275.75 | 87.75 | 11
2023/24 | 276.25 | 87.75 | 11
2023/24 | 276.75 | 87.75 | 11
2023/24 | 277.25 | 87.75 | 14
2023/24 | 277.75 | 87.75 | 14
2023/24 | 278.25 | 87.75 | 12
2023/24 | 278.75 | 87.75 | 11
2023/24 | 279.25 | 87.75 | 16
2023/24 | 279.75 | 87.75 | 12
2023/24 | 280.25 | 87.75 | 12
2023/24 | 280.75 | 87.75 | 17
2023/24 | 281.25 | 87.75 | 12
2023/24 | 281.75 | 87.75 | 10
2023/24 | 282.25 | 87.75 | 14
2023/24 | 282.75 | 87.75 | 8
2023/24 | 283.25 | 87.75 | 11
2023/24 | 283.75 | 87.75 | 11
2023/24 | 284.25 | 87.75 | 10
2023/24 | 284.75 | 87.75 | 12
2023/24 | 285.25 | 87.75 | 11
2023/24 | 285.75 | 87.75 | 8
2023/24 | 286.25 | 87.75 | 10
2023/24 | 286.75 | 87.75 | 3
2023/24 | 287.25 | 87.75 | 13
2023/24 | 287.75 | 87.75 | 13
2023/24 | 288.25 | 87.75 | 10
2023/24 | 288.75 | 87.75 | 9
2023/24 | 289.25 | 87.75 | 8
2023/24 | 289.75 | 87.75 | 10
2023/24 | 290.25 | 87.75 | 7
2023/24 | 290.75 | 87.75 | 3
2023/24 | 291.25 | 87.75 | 9
2023/24 | 291.75 | 87.75 | 11
2023/24 | 292.25 | 87.75 | 12
2023/24 | 292.75 | 87.75 | 10
2023/24 | 293.25 | 87.75 | 11
2023/24 | 293.75 | 87.75 | 10
2023/24 | 294.25 | 87.75 | 8
2023/24 | 294.75 | 87.75 | 7
2023/24 | 295.25 | 87.75 | 4
2023/24 | 295.75 | 87.75 | 6
2023/24 | 296.25 | 87.75 | 5
2023/24 | 296.75 | 87.75 | 10
2023/24 | 297.25 | 87.75 | 8
2023/24 | 297.75 | 87.75 | 9
2023/24 | 298.25 | 87.75 | 3
2023/24 | 298.75 | 87.75 | 9
2023/24 | 299.25 | 87.75 | 8
2023/24 | 299.75 | 87.75 | 8
2023/24 | 300.25 | 87.75 | 5
2023/24 | 300.75 | 87.75 | 7
2023/24 | 301.25 | 87.75 | 4
2023/24 | 301.75 | 87.75 | 6
2023/24 | 302.25 | 87.75 | 7
2023/24 | 302.75 | 87.75 | 5
2023/24 | 303.25 | 87.75 | 5
2023/24 | 303.75 | 87.75 | 2
2023/24 | 304.25 | 87.75 | 9
2023/24 | 304.75 | 87.75 | 1
2023/24 | 305.25 | 87.75 | 7
2023/24 | 305.75 | 87.75 | 4
2023/24 | 306.25 | 87.75 | 4
2023/24 | 306.75 | 87.75 | 3
2023/24 | 307.25 | 87.75 | 6
2023/24 | 307.75 | 87.75 | 1
2023/24 | 308.25 | 87.75 | 3
2023/24 | 308.75 | 87.75 | 4
2023/24 | 309.25 | 87.75 | 3
2023/24 | 309.75 | 87.75 | 8
2023/24 | 310.25 | 87.75 | 3
2023/24 | 310.75 | 87.75 | 4
2023/24 | 311.25 | 87.75 | 3
2023/24 | 311.75 | 87.75 | 2
2023/24 | 312.25 | 87.75 | 1
2023/24 | 312.75 | 87.75 | 8
2023/24 | 313.25 | 87.75 | 3
2023/24 | 313.75 | 87.75 | 1
2023/24 | 314.25 | 87.75 | 6
2023/24 | 314.75 | 87.75 | 3
2023/24 | 315.25 | 87.75 | 6
2023/24 | 315.75 | 87.75 | 3
2023/24 | 316.25 | 87.75 | 5
2023/24 | 316.75 | 87.75 | 1
2023/24 | 317.25 | 87.75 | 4
2023/24 | 317.75 | 87.75 | 7
2023/24 | 318.25 | 87.75 | 4
2023/24 | 318.75 | 87.75 | 2
2023/24 | 319.25 | 87.75 | 5
2023/24 | 319.75 | 87.75 | 3
2023/24 | 320.25 | 87.75 | 2
2023/24 | 320.75 | 87.75 | 1
2023/24 | 321.25 | 87.75 | 2
2023/24 | 321.75 | 87.75 | 1
2023/24 | 322.25 | 87.75 | 1
2023/24 | 322.75 | 87.75 | 3
2023/24 | 323.25 | 87.75 | 2
2023/24 | 323.75 | 87.75 | 3
2023/24 | 324.25 | 87.75 | 2
2023/24 | 324.75 | 87.75 | 1
2023/24 | 325.25 | 87.75 | 3
2023/24 | 325.75 | 87.75 | 1
2023/24 | 326.25 | 87.75 | 1
2023/24 | 326.75 | 87.75 | 2
2023/24 | 327.25 | 87.75 | 4
2023/24 | 327.75 | 87.75 | 2
2023/24 | 328.25 | 87.75 | 3
2023/24 | 328.75 | 87.75 | 2
2023/24 | 329.25 | 87.75 | 1
2023/24 | 329.75 | 87.75 | 1
2023/24 | 330.25 | 87.75 | 1
2023/24 | 330.75 | 87.75 | 2
2023/24 | 331.25 | 87.75 | 3
2023/24 | 331.75 | 87.75 | 3
2023/24 | 332.25 | 87.75 | 2
2023/24 | 332.75 | 87.75 | 3
2023/24 | 333.25 | 87.75 | 2
2023/24 | 334.25 | 87.75 | 1
2023/24 | 335.25 | 87.75 | 2
2023/24 | 335.75 | 87.75 | 1
2023/24 | 336.25 | 87.75 | 3
2023/24 | 336.75 | 87.75 | 2
2023/24 | 337.25 | 87.75 | 2
2023/24 | 337.75 | 87.75 | 2
2023/24 | 338.25 | 87.75 | 1
2023/24 | 339.25 | 87.75 | 3
2023/24 | 339.75 | 87.75 | 1
2023/24 | 340.25 | 87.75 | 1
2023/24 | 341.25 | 87.75 | 2
2023/24 | 341.75 | 87.75 | 1
2023/24 | 343.25 | 87.75 | 2
2023/24 | 343.75 | 87.75 | 3
2023/24 | 344.25 | 87.75 | 1
2023/24 | 345.25 | 87.75 | 1
2023/24 | 345.75 | 87.75 | 1
2023/24 | 346.25 | 87.75 | 2
2023/24 | 346.75 | 87.75 | 2
2023/24 | 348.25 | 87.75 | 2
2023/24 | 349.75 | 87.75 | 2
2023/24 | 350.25 | 87.75 | 1
2023/24 | 351.25 | 87.75 | 2
2023/24 | 351.75 | 87.75 | 2
2023/24 | 352.25 | 87.75 | 1
2023/24 | 353.75 | 87.75 | 2
2023/24 | 355.25 | 87.75 | 1
2023/24 | 356.75 | 87.75 | 1
2023/24 | 357.25 | 87.75 | 1
2023/24 | 358.25 | 87.75 | 3
2023/24 | 358.75 | 87.75 | 1
2023/24 | 359.25 | 87.75 | 1
2023/24 | 360.75 | 87.75 | 1
2023/24 | 361.25 | 87.75 | 1
2023/24 | 361.75 | 87.75 | 1
2023/24 | 362.25 | 87.75 | 1
2023/24 | 362.75 | 87.75 | 1
2023/24 | 364.25 | 87.75 | 1
2023/24 | 365.25 | 87.75 | 1
2023/24 | 366.25 | 87.75 | 1
2023/24 | 366.75 | 87.75 | 1
2023/24 | 369.25 | 87.75 | 1
2023/24 | 369.75 | 87.75 | 1
2023/24 | 372.25 | 87.75 | 1
2023/24 | 373.75 | 87.75 | 1
2023/24 | 375.25 | 87.75 | 1
2023/24 | 376.75 | 87.75 | 1
2023/24 | 378.25 | 87.75 | 1
2023/24 | 380.75 | 87.75 | 1
2023/24 | 386.25 | 87.75 | 1
2023/24 | 397.75 | 87.75 | 1
2023/24 | 402.75 | 87.75 | 1
2023/24 | 408.75 | 87.75 | 1
2023/24 | 122.25 | 88.25 | 1
2023/24 | 124.75 | 88.25 | 1
2023/24 | 127.75 | 88.25 | 1
2023/24 | 128.75 | 88.25 | 1
2023/24 | 129.25 | 88.25 | 1
2023/24 | 131.25 | 88.25 | 1
2023/24 | 133.75 | 88.25 | 1
2023/24 | 135.75 | 88.25 | 1
2023/24 | 136.25 | 88.25 | 1
2023/24 | 136.75 | 88.25 | 1
2023/24 | 137.25 | 88.25 | 2
2023/24 | 138.25 | 88.25 | 2
2023/24 | 139.25 | 88.25 | 1
2023/24 | 139.75 | 88.25 | 2
2023/24 | 140.75 | 88.25 | 1
2023/24 | 141.25 | 88.25 | 2
2023/24 | 143.25 | 88.25 | 1
2023/24 | 143.75 | 88.25 | 4
2023/24 | 144.25 | 88.25 | 2
2023/24 | 144.75 | 88.25 | 4
2023/24 | 145.25 | 88.25 | 3
2023/24 | 145.75 | 88.25 | 3
2023/24 | 146.25 | 88.25 | 1
2023/24 | 146.75 | 88.25 | 5
2023/24 | 147.25 | 88.25 | 3
2023/24 | 147.75 | 88.25 | 2
2023/24 | 148.25 | 88.25 | 1
2023/24 | 148.75 | 88.25 | 6
2023/24 | 149.25 | 88.25 | 4
2023/24 | 149.75 | 88.25 | 2
2023/24 | 150.25 | 88.25 | 10
2023/24 | 150.75 | 88.25 | 6
2023/24 | 151.25 | 88.25 | 8
2023/24 | 151.75 | 88.25 | 4
2023/24 | 152.25 | 88.25 | 7
2023/24 | 152.75 | 88.25 | 10
2023/24 | 153.25 | 88.25 | 5
2023/24 | 153.75 | 88.25 | 8
2023/24 | 154.25 | 88.25 | 16
2023/24 | 154.75 | 88.25 | 11
2023/24 | 155.25 | 88.25 | 16
2023/24 | 155.75 | 88.25 | 5
2023/24 | 156.25 | 88.25 | 13
2023/24 | 156.75 | 88.25 | 12
2023/24 | 157.25 | 88.25 | 16
2023/24 | 157.75 | 88.25 | 11
2023/24 | 158.25 | 88.25 | 10
2023/24 | 158.75 | 88.25 | 18
2023/24 | 159.25 | 88.25 | 21
2023/24 | 159.75 | 88.25 | 22
2023/24 | 160.25 | 88.25 | 26
2023/24 | 160.75 | 88.25 | 25
2023/24 | 161.25 | 88.25 | 28
2023/24 | 161.75 | 88.25 | 29
2023/24 | 162.25 | 88.25 | 25
2023/24 | 162.75 | 88.25 | 25
2023/24 | 163.25 | 88.25 | 27
2023/24 | 163.75 | 88.25 | 34
2023/24 | 164.25 | 88.25 | 23
2023/24 | 164.75 | 88.25 | 24
2023/24 | 165.25 | 88.25 | 30
2023/24 | 165.75 | 88.25 | 43
2023/24 | 166.25 | 88.25 | 36
2023/24 | 166.75 | 88.25 | 49
2023/24 | 167.25 | 88.25 | 43
2023/24 | 167.75 | 88.25 | 42
2023/24 | 168.25 | 88.25 | 52
2023/24 | 168.75 | 88.25 | 41
2023/24 | 169.25 | 88.25 | 44
2023/24 | 169.75 | 88.25 | 55
2023/24 | 170.25 | 88.25 | 69
2023/24 | 170.75 | 88.25 | 71
2023/24 | 171.25 | 88.25 | 58
2023/24 | 171.75 | 88.25 | 76
2023/24 | 172.25 | 88.25 | 70
2023/24 | 172.75 | 88.25 | 77
2023/24 | 173.25 | 88.25 | 75
2023/24 | 173.75 | 88.25 | 85
2023/24 | 174.25 | 88.25 | 92
2023/24 | 174.75 | 88.25 | 86
2023/24 | 175.25 | 88.25 | 76
2023/24 | 175.75 | 88.25 | 86
2023/24 | 176.25 | 88.25 | 95
2023/24 | 176.75 | 88.25 | 107
2023/24 | 177.25 | 88.25 | 89
2023/24 | 177.75 | 88.25 | 85
2023/24 | 178.25 | 88.25 | 103
2023/24 | 178.75 | 88.25 | 87
2023/24 | 179.25 | 88.25 | 102
2023/24 | 179.75 | 88.25 | 100
2023/24 | 180.25 | 88.25 | 99
2023/24 | 180.75 | 88.25 | 111
2023/24 | 181.25 | 88.25 | 106
2023/24 | 181.75 | 88.25 | 132
2023/24 | 182.25 | 88.25 | 107
2023/24 | 182.75 | 88.25 | 117
2023/24 | 183.25 | 88.25 | 111
2023/24 | 183.75 | 88.25 | 107
2023/24 | 184.25 | 88.25 | 121
2023/24 | 184.75 | 88.25 | 135
2023/24 | 185.25 | 88.25 | 133
2023/24 | 185.75 | 88.25 | 113
2023/24 | 186.25 | 88.25 | 119
2023/24 | 186.75 | 88.25 | 133
2023/24 | 187.25 | 88.25 | 131
2023/24 | 187.75 | 88.25 | 141
2023/24 | 188.25 | 88.25 | 139
2023/24 | 188.75 | 88.25 | 135
2023/24 | 189.25 | 88.25 | 131
2023/24 | 189.75 | 88.25 | 144
2023/24 | 190.25 | 88.25 | 178
2023/24 | 190.75 | 88.25 | 131
2023/24 | 191.25 | 88.25 | 139
2023/24 | 191.75 | 88.25 | 142
2023/24 | 192.25 | 88.25 | 126
2023/24 | 192.75 | 88.25 | 137
2023/24 | 193.25 | 88.25 | 138
2023/24 | 193.75 | 88.25 | 142
2023/24 | 194.25 | 88.25 | 154
2023/24 | 194.75 | 88.25 | 148
2023/24 | 195.25 | 88.25 | 181
2023/24 | 195.75 | 88.25 | 149
2023/24 | 196.25 | 88.25 | 160
2023/24 | 196.75 | 88.25 | 147
2023/24 | 197.25 | 88.25 | 164
2023/24 | 197.75 | 88.25 | 149
2023/24 | 198.25 | 88.25 | 123
2023/24 | 198.75 | 88.25 | 145
2023/24 | 199.25 | 88.25 | 129
2023/24 | 199.75 | 88.25 | 124
2023/24 | 200.25 | 88.25 | 131
2023/24 | 200.75 | 88.25 | 160
2023/24 | 201.25 | 88.25 | 167
2023/24 | 201.75 | 88.25 | 137
2023/24 | 202.25 | 88.25 | 153
2023/24 | 202.75 | 88.25 | 143
2023/24 | 203.25 | 88.25 | 133
2023/24 | 203.75 | 88.25 | 154
2023/24 | 204.25 | 88.25 | 131
2023/24 | 204.75 | 88.25 | 140
2023/24 | 205.25 | 88.25 | 126
2023/24 | 205.75 | 88.25 | 137
2023/24 | 206.25 | 88.25 | 148
2023/24 | 206.75 | 88.25 | 134
2023/24 | 207.25 | 88.25 | 155
2023/24 | 207.75 | 88.25 | 130
2023/24 | 208.25 | 88.25 | 121
2023/24 | 208.75 | 88.25 | 139
2023/24 | 209.25 | 88.25 | 125
2023/24 | 209.75 | 88.25 | 136
2023/24 | 210.25 | 88.25 | 124
2023/24 | 210.75 | 88.25 | 121
2023/24 | 211.25 | 88.25 | 127
2023/24 | 211.75 | 88.25 | 124
2023/24 | 212.25 | 88.25 | 135
2023/24 | 212.75 | 88.25 | 106
2023/24 | 213.25 | 88.25 | 112
2023/24 | 213.75 | 88.25 | 102
2023/24 | 214.25 | 88.25 | 99
2023/24 | 214.75 | 88.25 | 101
2023/24 | 215.25 | 88.25 | 112
2023/24 | 215.75 | 88.25 | 116
2023/24 | 216.25 | 88.25 | 101
2023/24 | 216.75 | 88.25 | 95
2023/24 | 217.25 | 88.25 | 92
2023/24 | 217.75 | 88.25 | 87
2023/24 | 218.25 | 88.25 | 90
2023/24 | 218.75 | 88.25 | 99
2023/24 | 219.25 | 88.25 | 77
2023/24 | 219.75 | 88.25 | 103
2023/24 | 220.25 | 88.25 | 84
2023/24 | 220.75 | 88.25 | 100
2023/24 | 221.25 | 88.25 | 80
2023/24 | 221.75 | 88.25 | 81
2023/24 | 222.25 | 88.25 | 77
2023/24 | 222.75 | 88.25 | 71
2023/24 | 223.25 | 88.25 | 78
2023/24 | 223.75 | 88.25 | 87
2023/24 | 224.25 | 88.25 | 72
2023/24 | 224.75 | 88.25 | 75
2023/24 | 225.25 | 88.25 | 63
2023/24 | 225.75 | 88.25 | 67
2023/24 | 226.25 | 88.25 | 73
2023/24 | 226.75 | 88.25 | 66
2023/24 | 227.25 | 88.25 | 63
2023/24 | 227.75 | 88.25 | 74
2023/24 | 228.25 | 88.25 | 68
2023/24 | 228.75 | 88.25 | 62
2023/24 | 229.25 | 88.25 | 62
2023/24 | 229.75 | 88.25 | 43
2023/24 | 230.25 | 88.25 | 72
2023/24 | 230.75 | 88.25 | 52
2023/24 | 231.25 | 88.25 | 47
2023/24 | 231.75 | 88.25 | 47
2023/24 | 232.25 | 88.25 | 53
2023/24 | 232.75 | 88.25 | 54
2023/24 | 233.25 | 88.25 | 53
2023/24 | 233.75 | 88.25 | 68
2023/24 | 234.25 | 88.25 | 50
2023/24 | 234.75 | 88.25 | 68
2023/24 | 235.25 | 88.25 | 47
2023/24 | 235.75 | 88.25 | 45
2023/24 | 236.25 | 88.25 | 44
2023/24 | 236.75 | 88.25 | 45
2023/24 | 237.25 | 88.25 | 50
2023/24 | 237.75 | 88.25 | 49
2023/24 | 238.25 | 88.25 | 43
2023/24 | 238.75 | 88.25 | 41
2023/24 | 239.25 | 88.25 | 47
2023/24 | 239.75 | 88.25 | 52
2023/24 | 240.25 | 88.25 | 35
2023/24 | 240.75 | 88.25 | 34
2023/24 | 241.25 | 88.25 | 54
2023/24 | 241.75 | 88.25 | 54
2023/24 | 242.25 | 88.25 | 31
2023/24 | 242.75 | 88.25 | 46
2023/24 | 243.25 | 88.25 | 31
2023/24 | 243.75 | 88.25 | 47
2023/24 | 244.25 | 88.25 | 32
2023/24 | 244.75 | 88.25 | 29
2023/24 | 245.25 | 88.25 | 41
2023/24 | 245.75 | 88.25 | 40
2023/24 | 246.25 | 88.25 | 36
2023/24 | 246.75 | 88.25 | 33
2023/24 | 247.25 | 88.25 | 45
2023/24 | 247.75 | 88.25 | 28
2023/24 | 248.25 | 88.25 | 30
2023/24 | 248.75 | 88.25 | 35
2023/24 | 249.25 | 88.25 | 32
2023/24 | 249.75 | 88.25 | 29
2023/24 | 250.25 | 88.25 | 25
2023/24 | 250.75 | 88.25 | 30
2023/24 | 251.25 | 88.25 | 30
2023/24 | 251.75 | 88.25 | 33
2023/24 | 252.25 | 88.25 | 32
2023/24 | 252.75 | 88.25 | 27
2023/24 | 253.25 | 88.25 | 21
2023/24 | 253.75 | 88.25 | 24
2023/24 | 254.25 | 88.25 | 24
2023/24 | 254.75 | 88.25 | 20
2023/24 | 255.25 | 88.25 | 22
2023/24 | 255.75 | 88.25 | 35
2023/24 | 256.25 | 88.25 | 21
2023/24 | 256.75 | 88.25 | 24
2023/24 | 257.25 | 88.25 | 18
2023/24 | 257.75 | 88.25 | 24
2023/24 | 258.25 | 88.25 | 30
2023/24 | 258.75 | 88.25 | 19
2023/24 | 259.25 | 88.25 | 18
2023/24 | 259.75 | 88.25 | 18
2023/24 | 260.25 | 88.25 | 17
2023/24 | 260.75 | 88.25 | 18
2023/24 | 261.25 | 88.25 | 23
2023/24 | 261.75 | 88.25 | 23
2023/24 | 262.25 | 88.25 | 32
2023/24 | 262.75 | 88.25 | 18
2023/24 | 263.25 | 88.25 | 17
2023/24 | 263.75 | 88.25 | 11
2023/24 | 264.25 | 88.25 | 27
2023/24 | 264.75 | 88.25 | 15
2023/24 | 265.25 | 88.25 | 26
2023/24 | 265.75 | 88.25 | 18
2023/24 | 266.25 | 88.25 | 21
2023/24 | 266.75 | 88.25 | 22
2023/24 | 267.25 | 88.25 | 16
2023/24 | 267.75 | 88.25 | 17
2023/24 | 268.25 | 88.25 | 21
2023/24 | 268.75 | 88.25 | 14
2023/24 | 269.25 | 88.25 | 21
2023/24 | 269.75 | 88.25 | 12
2023/24 | 270.25 | 88.25 | 19
2023/24 | 270.75 | 88.25 | 17
2023/24 | 271.25 | 88.25 | 19
2023/24 | 271.75 | 88.25 | 23
2023/24 | 272.25 | 88.25 | 11
2023/24 | 272.75 | 88.25 | 25
2023/24 | 273.25 | 88.25 | 15
2023/24 | 273.75 | 88.25 | 20
2023/24 | 274.25 | 88.25 | 19
2023/24 | 274.75 | 88.25 | 25
2023/24 | 275.25 | 88.25 | 21
2023/24 | 275.75 | 88.25 | 13
2023/24 | 276.25 | 88.25 | 16
2023/24 | 276.75 | 88.25 | 17
2023/24 | 277.25 | 88.25 | 12
2023/24 | 277.75 | 88.25 | 9
2023/24 | 278.25 | 88.25 | 11
2023/24 | 278.75 | 88.25 | 13
2023/24 | 279.25 | 88.25 | 10
2023/24 | 279.75 | 88.25 | 9
2023/24 | 280.25 | 88.25 | 11
2023/24 | 280.75 | 88.25 | 17
2023/24 | 281.25 | 88.25 | 14
2023/24 | 281.75 | 88.25 | 10
2023/24 | 282.25 | 88.25 | 13
2023/24 | 282.75 | 88.25 | 16
2023/24 | 283.25 | 88.25 | 8
2023/24 | 283.75 | 88.25 | 11
2023/24 | 284.25 | 88.25 | 14
2023/24 | 284.75 | 88.25 | 10
2023/24 | 285.25 | 88.25 | 9
2023/24 | 285.75 | 88.25 | 9
2023/24 | 286.25 | 88.25 | 14
2023/24 | 286.75 | 88.25 | 7
2023/24 | 287.25 | 88.25 | 13
2023/24 | 287.75 | 88.25 | 12
2023/24 | 288.25 | 88.25 | 10
2023/24 | 288.75 | 88.25 | 12
2023/24 | 289.25 | 88.25 | 13
2023/24 | 289.75 | 88.25 | 9
2023/24 | 290.25 | 88.25 | 9
2023/24 | 290.75 | 88.25 | 4
2023/24 | 291.25 | 88.25 | 13
2023/24 | 291.75 | 88.25 | 12
2023/24 | 292.25 | 88.25 | 11
2023/24 | 292.75 | 88.25 | 11
2023/24 | 293.25 | 88.25 | 10
2023/24 | 293.75 | 88.25 | 5
2023/24 | 294.25 | 88.25 | 11
2023/24 | 294.75 | 88.25 | 7
2023/24 | 295.25 | 88.25 | 12
2023/24 | 295.75 | 88.25 | 7
2023/24 | 296.25 | 88.25 | 12
2023/24 | 296.75 | 88.25 | 5
2023/24 | 297.25 | 88.25 | 10
2023/24 | 297.75 | 88.25 | 4
2023/24 | 298.25 | 88.25 | 5
2023/24 | 298.75 | 88.25 | 6
2023/24 | 299.25 | 88.25 | 3
2023/24 | 299.75 | 88.25 | 8
2023/24 | 300.25 | 88.25 | 4
2023/24 | 300.75 | 88.25 | 7
2023/24 | 301.25 | 88.25 | 3
2023/24 | 301.75 | 88.25 | 4
2023/24 | 302.25 | 88.25 | 10
2023/24 | 302.75 | 88.25 | 7
2023/24 | 303.25 | 88.25 | 9
2023/24 | 303.75 | 88.25 | 7
2023/24 | 304.25 | 88.25 | 11
2023/24 | 304.75 | 88.25 | 5
2023/24 | 305.25 | 88.25 | 9
2023/24 | 305.75 | 88.25 | 6
2023/24 | 306.25 | 88.25 | 7
2023/24 | 306.75 | 88.25 | 4
2023/24 | 307.25 | 88.25 | 4
2023/24 | 307.75 | 88.25 | 9
2023/24 | 308.25 | 88.25 | 4
2023/24 | 308.75 | 88.25 | 9
2023/24 | 309.25 | 88.25 | 2
2023/24 | 309.75 | 88.25 | 4
2023/24 | 310.25 | 88.25 | 5
2023/24 | 310.75 | 88.25 | 3
2023/24 | 311.25 | 88.25 | 4
2023/24 | 311.75 | 88.25 | 5
2023/24 | 312.25 | 88.25 | 3
2023/24 | 312.75 | 88.25 | 4
2023/24 | 313.25 | 88.25 | 3
2023/24 | 314.25 | 88.25 | 4
2023/24 | 314.75 | 88.25 | 3
2023/24 | 315.25 | 88.25 | 3
2023/24 | 315.75 | 88.25 | 3
2023/24 | 316.25 | 88.25 | 2
2023/24 | 316.75 | 88.25 | 5
2023/24 | 317.25 | 88.25 | 2
2023/24 | 317.75 | 88.25 | 6
2023/24 | 318.25 | 88.25 | 5
2023/24 | 318.75 | 88.25 | 3
2023/24 | 319.25 | 88.25 | 1
2023/24 | 319.75 | 88.25 | 2
2023/24 | 320.25 | 88.25 | 4
2023/24 | 320.75 | 88.25 | 3
2023/24 | 321.25 | 88.25 | 3
2023/24 | 321.75 | 88.25 | 3
2023/24 | 322.25 | 88.25 | 2
2023/24 | 322.75 | 88.25 | 3
2023/24 | 323.25 | 88.25 | 2
2023/24 | 323.75 | 88.25 | 3
2023/24 | 324.25 | 88.25 | 2
2023/24 | 324.75 | 88.25 | 3
2023/24 | 325.25 | 88.25 | 3
2023/24 | 326.25 | 88.25 | 4
2023/24 | 326.75 | 88.25 | 2
2023/24 | 327.25 | 88.25 | 6
2023/24 | 327.75 | 88.25 | 1
2023/24 | 328.25 | 88.25 | 5
2023/24 | 328.75 | 88.25 | 3
2023/24 | 329.25 | 88.25 | 2
2023/24 | 329.75 | 88.25 | 3
2023/24 | 330.25 | 88.25 | 1
2023/24 | 330.75 | 88.25 | 2
2023/24 | 331.25 | 88.25 | 2
2023/24 | 331.75 | 88.25 | 1
2023/24 | 332.25 | 88.25 | 4
2023/24 | 332.75 | 88.25 | 2
2023/24 | 334.25 | 88.25 | 4
2023/24 | 335.25 | 88.25 | 2
2023/24 | 336.75 | 88.25 | 2
2023/24 | 337.75 | 88.25 | 1
2023/24 | 338.25 | 88.25 | 1
2023/24 | 338.75 | 88.25 | 1
2023/24 | 339.25 | 88.25 | 1
2023/24 | 339.75 | 88.25 | 2
2023/24 | 340.25 | 88.25 | 5
2023/24 | 340.75 | 88.25 | 2
2023/24 | 341.25 | 88.25 | 2
2023/24 | 342.25 | 88.25 | 1
2023/24 | 343.75 | 88.25 | 1
2023/24 | 344.25 | 88.25 | 3
2023/24 | 344.75 | 88.25 | 3
2023/24 | 345.75 | 88.25 | 2
2023/24 | 346.25 | 88.25 | 1
2023/24 | 346.75 | 88.25 | 2
2023/24 | 347.25 | 88.25 | 3
2023/24 | 348.25 | 88.25 | 1
2023/24 | 348.75 | 88.25 | 1
2023/24 | 349.75 | 88.25 | 2
2023/24 | 351.25 | 88.25 | 3
2023/24 | 352.75 | 88.25 | 1
2023/24 | 353.25 | 88.25 | 1
2023/24 | 353.75 | 88.25 | 2
2023/24 | 354.25 | 88.25 | 3
2023/24 | 354.75 | 88.25 | 1
2023/24 | 359.25 | 88.25 | 1
2023/24 | 360.25 | 88.25 | 2
2023/24 | 360.75 | 88.25 | 1
2023/24 | 361.25 | 88.25 | 1
2023/24 | 362.25 | 88.25 | 2
2023/24 | 362.75 | 88.25 | 3
2023/24 | 363.75 | 88.25 | 1
2023/24 | 365.25 | 88.25 | 1
2023/24 | 365.75 | 88.25 | 1
2023/24 | 366.25 | 88.25 | 1
2023/24 | 368.25 | 88.25 | 1
2023/24 | 369.25 | 88.25 | 2
2023/24 | 372.25 | 88.25 | 1
2023/24 | 375.75 | 88.25 | 1
2023/24 | 376.25 | 88.25 | 1
2023/24 | 379.75 | 88.25 | 1
2023/24 | 380.75 | 88.25 | 1
2023/24 | 381.25 | 88.25 | 1
2023/24 | 385.25 | 88.25 | 1
2023/24 | 386.25 | 88.25 | 1
2023/24 | 388.25 | 88.25 | 1
2023/24 | 391.25 | 88.25 | 1
2023/24 | 404.75 | 88.25 | 1
2023/24 | 408.25 | 88.25 | 1
2023/24 | 414.25 | 88.25 | 1
2023/24 | 416.25 | 88.25 | 1
2023/24 | 128.25 | 88.75 | 1
2023/24 | 129.25 | 88.75 | 1
2023/24 | 129.75 | 88.75 | 2
2023/24 | 132.25 | 88.75 | 1
2023/24 | 132.75 | 88.75 | 1
2023/24 | 133.75 | 88.75 | 1
2023/24 | 134.25 | 88.75 | 1
2023/24 | 134.75 | 88.75 | 1
2023/24 | 136.25 | 88.75 | 1
2023/24 | 136.75 | 88.75 | 1
2023/24 | 137.25 | 88.75 | 1
2023/24 | 137.75 | 88.75 | 2
2023/24 | 140.25 | 88.75 | 1
2023/24 | 140.75 | 88.75 | 1
2023/24 | 141.25 | 88.75 | 1
2023/24 | 141.75 | 88.75 | 3
2023/24 | 142.25 | 88.75 | 1
2023/24 | 142.75 | 88.75 | 1
2023/24 | 143.75 | 88.75 | 2
2023/24 | 144.25 | 88.75 | 3
2023/24 | 144.75 | 88.75 | 6
2023/24 | 145.25 | 88.75 | 3
2023/24 | 146.25 | 88.75 | 3
2023/24 | 146.75 | 88.75 | 4
2023/24 | 147.25 | 88.75 | 5
2023/24 | 147.75 | 88.75 | 7
2023/24 | 148.25 | 88.75 | 2
2023/24 | 148.75 | 88.75 | 5
2023/24 | 149.25 | 88.75 | 3
2023/24 | 149.75 | 88.75 | 4
2023/24 | 150.25 | 88.75 | 6
2023/24 | 150.75 | 88.75 | 7
2023/24 | 151.25 | 88.75 | 5
2023/24 | 151.75 | 88.75 | 7
2023/24 | 152.25 | 88.75 | 9
2023/24 | 152.75 | 88.75 | 6
2023/24 | 153.25 | 88.75 | 10
2023/24 | 153.75 | 88.75 | 11
2023/24 | 154.25 | 88.75 | 10
2023/24 | 154.75 | 88.75 | 11
2023/24 | 155.25 | 88.75 | 7
2023/24 | 155.75 | 88.75 | 12
2023/24 | 156.25 | 88.75 | 12
2023/24 | 156.75 | 88.75 | 14
2023/24 | 157.25 | 88.75 | 13
2023/24 | 157.75 | 88.75 | 15
2023/24 | 158.25 | 88.75 | 16
2023/24 | 158.75 | 88.75 | 14
2023/24 | 159.25 | 88.75 | 12
2023/24 | 159.75 | 88.75 | 26
2023/24 | 160.25 | 88.75 | 21
2023/24 | 160.75 | 88.75 | 27
2023/24 | 161.25 | 88.75 | 17
2023/24 | 161.75 | 88.75 | 28
2023/24 | 162.25 | 88.75 | 19
2023/24 | 162.75 | 88.75 | 18
2023/24 | 163.25 | 88.75 | 26
2023/24 | 163.75 | 88.75 | 29
2023/24 | 164.25 | 88.75 | 31
2023/24 | 164.75 | 88.75 | 37
2023/24 | 165.25 | 88.75 | 43
2023/24 | 165.75 | 88.75 | 35
2023/24 | 166.25 | 88.75 | 37
2023/24 | 166.75 | 88.75 | 31
2023/24 | 167.25 | 88.75 | 45
2023/24 | 167.75 | 88.75 | 50
2023/24 | 168.25 | 88.75 | 51
2023/24 | 168.75 | 88.75 | 56
2023/24 | 169.25 | 88.75 | 49
2023/24 | 169.75 | 88.75 | 55
2023/24 | 170.25 | 88.75 | 53
2023/24 | 170.75 | 88.75 | 58
2023/24 | 171.25 | 88.75 | 66
2023/24 | 171.75 | 88.75 | 76
2023/24 | 172.25 | 88.75 | 56
2023/24 | 172.75 | 88.75 | 65
2023/24 | 173.25 | 88.75 | 63
2023/24 | 173.75 | 88.75 | 75
2023/24 | 174.25 | 88.75 | 68
2023/24 | 174.75 | 88.75 | 79
2023/24 | 175.25 | 88.75 | 75
2023/24 | 175.75 | 88.75 | 80
2023/24 | 176.25 | 88.75 | 72
2023/24 | 176.75 | 88.75 | 92
2023/24 | 177.25 | 88.75 | 90
2023/24 | 177.75 | 88.75 | 80
2023/24 | 178.25 | 88.75 | 106
2023/24 | 178.75 | 88.75 | 88
2023/24 | 179.25 | 88.75 | 91
2023/24 | 179.75 | 88.75 | 105
2023/24 | 180.25 | 88.75 | 102
2023/24 | 180.75 | 88.75 | 112
2023/24 | 181.25 | 88.75 | 119
2023/24 | 181.75 | 88.75 | 123
2023/24 | 182.25 | 88.75 | 120
2023/24 | 182.75 | 88.75 | 109
2023/24 | 183.25 | 88.75 | 116
2023/24 | 183.75 | 88.75 | 136
2023/24 | 184.25 | 88.75 | 125
2023/24 | 184.75 | 88.75 | 121
2023/24 | 185.25 | 88.75 | 137
2023/24 | 185.75 | 88.75 | 147
2023/24 | 186.25 | 88.75 | 132
2023/24 | 186.75 | 88.75 | 130
2023/24 | 187.25 | 88.75 | 144
2023/24 | 187.75 | 88.75 | 130
2023/24 | 188.25 | 88.75 | 147
2023/24 | 188.75 | 88.75 | 157
2023/24 | 189.25 | 88.75 | 133
2023/24 | 189.75 | 88.75 | 135
2023/24 | 190.25 | 88.75 | 127
2023/24 | 190.75 | 88.75 | 139
2023/24 | 191.25 | 88.75 | 149
2023/24 | 191.75 | 88.75 | 121
2023/24 | 192.25 | 88.75 | 122
2023/24 | 192.75 | 88.75 | 185
2023/24 | 193.25 | 88.75 | 169
2023/24 | 193.75 | 88.75 | 147
2023/24 | 194.25 | 88.75 | 151
2023/24 | 194.75 | 88.75 | 156
2023/24 | 195.25 | 88.75 | 141
2023/24 | 195.75 | 88.75 | 149
2023/24 | 196.25 | 88.75 | 152
2023/24 | 196.75 | 88.75 | 145
2023/24 | 197.25 | 88.75 | 144
2023/24 | 197.75 | 88.75 | 156
2023/24 | 198.25 | 88.75 | 147
2023/24 | 198.75 | 88.75 | 154
2023/24 | 199.25 | 88.75 | 134
2023/24 | 199.75 | 88.75 | 162
2023/24 | 200.25 | 88.75 | 155
2023/24 | 200.75 | 88.75 | 155
2023/24 | 201.25 | 88.75 | 155
2023/24 | 201.75 | 88.75 | 143
2023/24 | 202.25 | 88.75 | 169
2023/24 | 202.75 | 88.75 | 130
2023/24 | 203.25 | 88.75 | 151
2023/24 | 203.75 | 88.75 | 150
2023/24 | 204.25 | 88.75 | 139
2023/24 | 204.75 | 88.75 | 122
2023/24 | 205.25 | 88.75 | 120
2023/24 | 205.75 | 88.75 | 139
2023/24 | 206.25 | 88.75 | 121
2023/24 | 206.75 | 88.75 | 141
2023/24 | 207.25 | 88.75 | 139
2023/24 | 207.75 | 88.75 | 125
2023/24 | 208.25 | 88.75 | 132
2023/24 | 208.75 | 88.75 | 113
2023/24 | 209.25 | 88.75 | 142
2023/24 | 209.75 | 88.75 | 140
2023/24 | 210.25 | 88.75 | 125
2023/24 | 210.75 | 88.75 | 128
2023/24 | 211.25 | 88.75 | 112
2023/24 | 211.75 | 88.75 | 147
2023/24 | 212.25 | 88.75 | 106
2023/24 | 212.75 | 88.75 | 114
2023/24 | 213.25 | 88.75 | 122
2023/24 | 213.75 | 88.75 | 107
2023/24 | 214.25 | 88.75 | 103
2023/24 | 214.75 | 88.75 | 98
2023/24 | 215.25 | 88.75 | 122
2023/24 | 215.75 | 88.75 | 114
2023/24 | 216.25 | 88.75 | 109
2023/24 | 216.75 | 88.75 | 94
2023/24 | 217.25 | 88.75 | 90
2023/24 | 217.75 | 88.75 | 77
2023/24 | 218.25 | 88.75 | 91
2023/24 | 218.75 | 88.75 | 89
2023/24 | 219.25 | 88.75 | 76
2023/24 | 219.75 | 88.75 | 96
2023/24 | 220.25 | 88.75 | 95
2023/24 | 220.75 | 88.75 | 82
2023/24 | 221.25 | 88.75 | 86
2023/24 | 221.75 | 88.75 | 85
2023/24 | 222.25 | 88.75 | 81
2023/24 | 222.75 | 88.75 | 66
2023/24 | 223.25 | 88.75 | 91
2023/24 | 223.75 | 88.75 | 83
2023/24 | 224.25 | 88.75 | 83
2023/24 | 224.75 | 88.75 | 82
2023/24 | 225.25 | 88.75 | 73
2023/24 | 225.75 | 88.75 | 67
2023/24 | 226.25 | 88.75 | 81
2023/24 | 226.75 | 88.75 | 51
2023/24 | 227.25 | 88.75 | 72
2023/24 | 227.75 | 88.75 | 75
2023/24 | 228.25 | 88.75 | 67
2023/24 | 228.75 | 88.75 | 77
2023/24 | 229.25 | 88.75 | 71
2023/24 | 229.75 | 88.75 | 55
2023/24 | 230.25 | 88.75 | 56
2023/24 | 230.75 | 88.75 | 48
2023/24 | 231.25 | 88.75 | 64
2023/24 | 231.75 | 88.75 | 67
2023/24 | 232.25 | 88.75 | 48
2023/24 | 232.75 | 88.75 | 55
2023/24 | 233.25 | 88.75 | 57
2023/24 | 233.75 | 88.75 | 53
2023/24 | 234.25 | 88.75 | 60
2023/24 | 234.75 | 88.75 | 50
2023/24 | 235.25 | 88.75 | 51
2023/24 | 235.75 | 88.75 | 46
2023/24 | 236.25 | 88.75 | 48
2023/24 | 236.75 | 88.75 | 52
2023/24 | 237.25 | 88.75 | 37
2023/24 | 237.75 | 88.75 | 48
2023/24 | 238.25 | 88.75 | 47
2023/24 | 238.75 | 88.75 | 33
2023/24 | 239.25 | 88.75 | 57
2023/24 | 239.75 | 88.75 | 42
2023/24 | 240.25 | 88.75 | 35
2023/24 | 240.75 | 88.75 | 44
2023/24 | 241.25 | 88.75 | 37
2023/24 | 241.75 | 88.75 | 48
2023/24 | 242.25 | 88.75 | 42
2023/24 | 242.75 | 88.75 | 32
2023/24 | 243.25 | 88.75 | 33
2023/24 | 243.75 | 88.75 | 35
2023/24 | 244.25 | 88.75 | 31
2023/24 | 244.75 | 88.75 | 42
2023/24 | 245.25 | 88.75 | 39
2023/24 | 245.75 | 88.75 | 41
2023/24 | 246.25 | 88.75 | 45
2023/24 | 246.75 | 88.75 | 37
2023/24 | 247.25 | 88.75 | 38
2023/24 | 247.75 | 88.75 | 35
2023/24 | 248.25 | 88.75 | 34
2023/24 | 248.75 | 88.75 | 34
2023/24 | 249.25 | 88.75 | 33
2023/24 | 249.75 | 88.75 | 48
2023/24 | 250.25 | 88.75 | 32
2023/24 | 250.75 | 88.75 | 28
2023/24 | 251.25 | 88.75 | 31
2023/24 | 251.75 | 88.75 | 24
2023/24 | 252.25 | 88.75 | 34
2023/24 | 252.75 | 88.75 | 42
2023/24 | 253.25 | 88.75 | 36
2023/24 | 253.75 | 88.75 | 25
2023/24 | 254.25 | 88.75 | 27
2023/24 | 254.75 | 88.75 | 24
2023/24 | 255.25 | 88.75 | 21
2023/24 | 255.75 | 88.75 | 21
2023/24 | 256.25 | 88.75 | 23
2023/24 | 256.75 | 88.75 | 40
2023/24 | 257.25 | 88.75 | 27
2023/24 | 257.75 | 88.75 | 27
2023/24 | 258.25 | 88.75 | 25
2023/24 | 258.75 | 88.75 | 23
2023/24 | 259.25 | 88.75 | 16
2023/24 | 259.75 | 88.75 | 17
2023/24 | 260.25 | 88.75 | 21
2023/24 | 260.75 | 88.75 | 25
2023/24 | 261.25 | 88.75 | 23
2023/24 | 261.75 | 88.75 | 21
2023/24 | 262.25 | 88.75 | 22
2023/24 | 262.75 | 88.75 | 22
2023/24 | 263.25 | 88.75 | 20
2023/24 | 263.75 | 88.75 | 13
2023/24 | 264.25 | 88.75 | 18
2023/24 | 264.75 | 88.75 | 14
2023/24 | 265.25 | 88.75 | 22
2023/24 | 265.75 | 88.75 | 20
2023/24 | 266.25 | 88.75 | 24
2023/24 | 266.75 | 88.75 | 15
2023/24 | 267.25 | 88.75 | 23
2023/24 | 267.75 | 88.75 | 17
2023/24 | 268.25 | 88.75 | 22
2023/24 | 268.75 | 88.75 | 17
2023/24 | 269.25 | 88.75 | 19
2023/24 | 269.75 | 88.75 | 17
2023/24 | 270.25 | 88.75 | 14
2023/24 | 270.75 | 88.75 | 16
2023/24 | 271.25 | 88.75 | 17
2023/24 | 271.75 | 88.75 | 14
2023/24 | 272.25 | 88.75 | 21
2023/24 | 272.75 | 88.75 | 22
2023/24 | 273.25 | 88.75 | 13
2023/24 | 273.75 | 88.75 | 10
2023/24 | 274.25 | 88.75 | 14
2023/24 | 274.75 | 88.75 | 13
2023/24 | 275.25 | 88.75 | 21
2023/24 | 275.75 | 88.75 | 19
2023/24 | 276.25 | 88.75 | 30
2023/24 | 276.75 | 88.75 | 22
2023/24 | 277.25 | 88.75 | 20
2023/24 | 277.75 | 88.75 | 24
2023/24 | 278.25 | 88.75 | 8
2023/24 | 278.75 | 88.75 | 21
2023/24 | 279.25 | 88.75 | 13
2023/24 | 279.75 | 88.75 | 12
2023/24 | 280.25 | 88.75 | 19
2023/24 | 280.75 | 88.75 | 12
2023/24 | 281.25 | 88.75 | 10
2023/24 | 281.75 | 88.75 | 20
2023/24 | 282.25 | 88.75 | 14
2023/24 | 282.75 | 88.75 | 15
2023/24 | 283.25 | 88.75 | 12
2023/24 | 283.75 | 88.75 | 10
2023/24 | 284.25 | 88.75 | 14
2023/24 | 284.75 | 88.75 | 8
2023/24 | 285.25 | 88.75 | 11
2023/24 | 285.75 | 88.75 | 12
2023/24 | 286.25 | 88.75 | 14
2023/24 | 286.75 | 88.75 | 13
2023/24 | 287.25 | 88.75 | 14
2023/24 | 287.75 | 88.75 | 16
2023/24 | 288.25 | 88.75 | 8
2023/24 | 288.75 | 88.75 | 17
2023/24 | 289.25 | 88.75 | 5
2023/24 | 289.75 | 88.75 | 18
2023/24 | 290.25 | 88.75 | 11
2023/24 | 290.75 | 88.75 | 9
2023/24 | 291.25 | 88.75 | 7
2023/24 | 291.75 | 88.75 | 12
2023/24 | 292.25 | 88.75 | 15
2023/24 | 292.75 | 88.75 | 11
2023/24 | 293.25 | 88.75 | 10
2023/24 | 293.75 | 88.75 | 5
2023/24 | 294.25 | 88.75 | 12
2023/24 | 294.75 | 88.75 | 11
2023/24 | 295.25 | 88.75 | 8
2023/24 | 295.75 | 88.75 | 13
2023/24 | 296.25 | 88.75 | 8
2023/24 | 296.75 | 88.75 | 10
2023/24 | 297.25 | 88.75 | 10
2023/24 | 297.75 | 88.75 | 13
2023/24 | 298.25 | 88.75 | 15
2023/24 | 298.75 | 88.75 | 7
2023/24 | 299.25 | 88.75 | 9
2023/24 | 299.75 | 88.75 | 6
2023/24 | 300.25 | 88.75 | 2
2023/24 | 300.75 | 88.75 | 6
2023/24 | 301.25 | 88.75 | 7
2023/24 | 301.75 | 88.75 | 2
2023/24 | 302.25 | 88.75 | 9
2023/24 | 302.75 | 88.75 | 7
2023/24 | 303.25 | 88.75 | 2
2023/24 | 303.75 | 88.75 | 8
2023/24 | 304.25 | 88.75 | 6
2023/24 | 304.75 | 88.75 | 7
2023/24 | 305.25 | 88.75 | 3
2023/24 | 305.75 | 88.75 | 5
2023/24 | 306.25 | 88.75 | 6
2023/24 | 306.75 | 88.75 | 3
2023/24 | 307.25 | 88.75 | 6
2023/24 | 307.75 | 88.75 | 3
2023/24 | 308.25 | 88.75 | 2
2023/24 | 309.25 | 88.75 | 4
2023/24 | 309.75 | 88.75 | 5
2023/24 | 310.25 | 88.75 | 4
2023/24 | 310.75 | 88.75 | 6
2023/24 | 311.25 | 88.75 | 7
2023/24 | 311.75 | 88.75 | 3
2023/24 | 312.25 | 88.75 | 4
2023/24 | 313.25 | 88.75 | 3
2023/24 | 313.75 | 88.75 | 6
2023/24 | 314.25 | 88.75 | 3
2023/24 | 314.75 | 88.75 | 5
2023/24 | 315.25 | 88.75 | 8
2023/24 | 315.75 | 88.75 | 2
2023/24 | 316.25 | 88.75 | 5
2023/24 | 316.75 | 88.75 | 6
2023/24 | 317.25 | 88.75 | 4
2023/24 | 317.75 | 88.75 | 2
2023/24 | 318.25 | 88.75 | 5
2023/24 | 318.75 | 88.75 | 5
2023/24 | 319.25 | 88.75 | 1
2023/24 | 320.25 | 88.75 | 1
2023/24 | 320.75 | 88.75 | 4
2023/24 | 321.25 | 88.75 | 2
2023/24 | 322.25 | 88.75 | 6
2023/24 | 322.75 | 88.75 | 4
2023/24 | 323.25 | 88.75 | 2
2023/24 | 323.75 | 88.75 | 1
2023/24 | 324.25 | 88.75 | 1
2023/24 | 324.75 | 88.75 | 2
2023/24 | 325.25 | 88.75 | 2
2023/24 | 325.75 | 88.75 | 2
2023/24 | 326.25 | 88.75 | 3
2023/24 | 326.75 | 88.75 | 3
2023/24 | 327.25 | 88.75 | 7
2023/24 | 327.75 | 88.75 | 2
2023/24 | 328.25 | 88.75 | 3
2023/24 | 328.75 | 88.75 | 3
2023/24 | 329.25 | 88.75 | 3
2023/24 | 329.75 | 88.75 | 2
2023/24 | 330.25 | 88.75 | 3
2023/24 | 330.75 | 88.75 | 3
2023/24 | 331.25 | 88.75 | 1
2023/24 | 331.75 | 88.75 | 5
2023/24 | 332.25 | 88.75 | 1
2023/24 | 332.75 | 88.75 | 1
2023/24 | 333.75 | 88.75 | 3
2023/24 | 334.25 | 88.75 | 3
2023/24 | 334.75 | 88.75 | 2
2023/24 | 335.25 | 88.75 | 3
2023/24 | 336.75 | 88.75 | 1
2023/24 | 337.25 | 88.75 | 2
2023/24 | 337.75 | 88.75 | 2
2023/24 | 338.25 | 88.75 | 4
2023/24 | 338.75 | 88.75 | 2
2023/24 | 339.25 | 88.75 | 1
2023/24 | 339.75 | 88.75 | 2
2023/24 | 340.25 | 88.75 | 1
2023/24 | 340.75 | 88.75 | 1
2023/24 | 341.25 | 88.75 | 1
2023/24 | 342.25 | 88.75 | 2
2023/24 | 342.75 | 88.75 | 2
2023/24 | 343.25 | 88.75 | 2
2023/24 | 343.75 | 88.75 | 3
2023/24 | 344.75 | 88.75 | 1
2023/24 | 345.25 | 88.75 | 3
2023/24 | 345.75 | 88.75 | 1
2023/24 | 346.25 | 88.75 | 1
2023/24 | 346.75 | 88.75 | 1
2023/24 | 347.75 | 88.75 | 4
2023/24 | 348.25 | 88.75 | 1
2023/24 | 349.25 | 88.75 | 1
2023/24 | 349.75 | 88.75 | 2
2023/24 | 350.25 | 88.75 | 3
2023/24 | 350.75 | 88.75 | 1
2023/24 | 351.25 | 88.75 | 1
2023/24 | 351.75 | 88.75 | 2
2023/24 | 352.25 | 88.75 | 1
2023/24 | 352.75 | 88.75 | 2
2023/24 | 354.75 | 88.75 | 4
2023/24 | 355.25 | 88.75 | 2
2023/24 | 355.75 | 88.75 | 1
2023/24 | 356.25 | 88.75 | 2
2023/24 | 357.25 | 88.75 | 2
2023/24 | 358.75 | 88.75 | 1
2023/24 | 359.75 | 88.75 | 2
2023/24 | 360.25 | 88.75 | 1
2023/24 | 360.75 | 88.75 | 1
2023/24 | 361.75 | 88.75 | 1
2023/24 | 363.75 | 88.75 | 1
2023/24 | 365.75 | 88.75 | 1
2023/24 | 366.25 | 88.75 | 1
2023/24 | 367.75 | 88.75 | 1
2023/24 | 369.25 | 88.75 | 1
2023/24 | 370.25 | 88.75 | 2
2023/24 | 370.75 | 88.75 | 2
2023/24 | 378.25 | 88.75 | 1
2023/24 | 381.25 | 88.75 | 1
2023/24 | 383.25 | 88.75 | 1
2023/24 | 384.25 | 88.75 | 1
2023/24 | 389.25 | 88.75 | 2
2023/24 | 124.25 | 89.25 | 1
2023/24 | 125.25 | 89.25 | 1
2023/24 | 130.25 | 89.25 | 1
2023/24 | 132.25 | 89.25 | 1
2023/24 | 133.25 | 89.25 | 1
2023/24 | 137.75 | 89.25 | 1
2023/24 | 138.25 | 89.25 | 2
2023/24 | 139.25 | 89.25 | 2
2023/24 | 140.25 | 89.25 | 2
2023/24 | 140.75 | 89.25 | 1
2023/24 | 141.25 | 89.25 | 1
2023/24 | 141.75 | 89.25 | 1
2023/24 | 142.25 | 89.25 | 1
2023/24 | 143.25 | 89.25 | 3
2023/24 | 143.75 | 89.25 | 2
2023/24 | 144.25 | 89.25 | 1
2023/24 | 144.75 | 89.25 | 1
2023/24 | 145.25 | 89.25 | 1
2023/24 | 145.75 | 89.25 | 2
2023/24 | 146.25 | 89.25 | 4
2023/24 | 146.75 | 89.25 | 5
2023/24 | 147.75 | 89.25 | 3
2023/24 | 148.75 | 89.25 | 3
2023/24 | 149.25 | 89.25 | 3
2023/24 | 149.75 | 89.25 | 3
2023/24 | 150.25 | 89.25 | 6
2023/24 | 150.75 | 89.25 | 1
2023/24 | 151.25 | 89.25 | 5
2023/24 | 151.75 | 89.25 | 4
2023/24 | 152.25 | 89.25 | 4
2023/24 | 152.75 | 89.25 | 4
2023/24 | 153.25 | 89.25 | 7
2023/24 | 153.75 | 89.25 | 4
2023/24 | 154.25 | 89.25 | 12
2023/24 | 154.75 | 89.25 | 12
2023/24 | 155.25 | 89.25 | 10
2023/24 | 155.75 | 89.25 | 5
2023/24 | 156.25 | 89.25 | 12
2023/24 | 156.75 | 89.25 | 10
2023/24 | 157.25 | 89.25 | 15
2023/24 | 157.75 | 89.25 | 17
2023/24 | 158.25 | 89.25 | 14
2023/24 | 158.75 | 89.25 | 13
2023/24 | 159.25 | 89.25 | 19
2023/24 | 159.75 | 89.25 | 20
2023/24 | 160.25 | 89.25 | 14
2023/24 | 160.75 | 89.25 | 19
2023/24 | 161.25 | 89.25 | 20
2023/24 | 161.75 | 89.25 | 27
2023/24 | 162.25 | 89.25 | 28
2023/24 | 162.75 | 89.25 | 26
2023/24 | 163.25 | 89.25 | 19
2023/24 | 163.75 | 89.25 | 20
2023/24 | 164.25 | 89.25 | 22
2023/24 | 164.75 | 89.25 | 24
2023/24 | 165.25 | 89.25 | 30
2023/24 | 165.75 | 89.25 | 33
2023/24 | 166.25 | 89.25 | 29
2023/24 | 166.75 | 89.25 | 27
2023/24 | 167.25 | 89.25 | 47
2023/24 | 167.75 | 89.25 | 44
2023/24 | 168.25 | 89.25 | 43
2023/24 | 168.75 | 89.25 | 48
2023/24 | 169.25 | 89.25 | 49
2023/24 | 169.75 | 89.25 | 35
2023/24 | 170.25 | 89.25 | 54
2023/24 | 170.75 | 89.25 | 46
2023/24 | 171.25 | 89.25 | 57
2023/24 | 171.75 | 89.25 | 58
2023/24 | 172.25 | 89.25 | 54
2023/24 | 172.75 | 89.25 | 42
2023/24 | 173.25 | 89.25 | 71
2023/24 | 173.75 | 89.25 | 57
2023/24 | 174.25 | 89.25 | 66
2023/24 | 174.75 | 89.25 | 77
2023/24 | 175.25 | 89.25 | 76
2023/24 | 175.75 | 89.25 | 85
2023/24 | 176.25 | 89.25 | 78
2023/24 | 176.75 | 89.25 | 83
2023/24 | 177.25 | 89.25 | 76
2023/24 | 177.75 | 89.25 | 80
2023/24 | 178.25 | 89.25 | 81
2023/24 | 178.75 | 89.25 | 70
2023/24 | 179.25 | 89.25 | 83
2023/24 | 179.75 | 89.25 | 89
2023/24 | 180.25 | 89.25 | 95
2023/24 | 180.75 | 89.25 | 110
2023/24 | 181.25 | 89.25 | 110
2023/24 | 181.75 | 89.25 | 100
2023/24 | 182.25 | 89.25 | 110
2023/24 | 182.75 | 89.25 | 108
2023/24 | 183.25 | 89.25 | 111
2023/24 | 183.75 | 89.25 | 123
2023/24 | 184.25 | 89.25 | 131
2023/24 | 184.75 | 89.25 | 102
2023/24 | 185.25 | 89.25 | 150
2023/24 | 185.75 | 89.25 | 120
2023/24 | 186.25 | 89.25 | 119
2023/24 | 186.75 | 89.25 | 131
2023/24 | 187.25 | 89.25 | 108
2023/24 | 187.75 | 89.25 | 129
2023/24 | 188.25 | 89.25 | 127
2023/24 | 188.75 | 89.25 | 148
2023/24 | 189.25 | 89.25 | 131
2023/24 | 189.75 | 89.25 | 135
2023/24 | 190.25 | 89.25 | 130
2023/24 | 190.75 | 89.25 | 136
2023/24 | 191.25 | 89.25 | 131
2023/24 | 191.75 | 89.25 | 144
2023/24 | 192.25 | 89.25 | 144
2023/24 | 192.75 | 89.25 | 165
2023/24 | 193.25 | 89.25 | 144
2023/24 | 193.75 | 89.25 | 153
2023/24 | 194.25 | 89.25 | 144
2023/24 | 194.75 | 89.25 | 133
2023/24 | 195.25 | 89.25 | 161
2023/24 | 195.75 | 89.25 | 165
2023/24 | 196.25 | 89.25 | 134
2023/24 | 196.75 | 89.25 | 159
2023/24 | 197.25 | 89.25 | 145
2023/24 | 197.75 | 89.25 | 146
2023/24 | 198.25 | 89.25 | 144
2023/24 | 198.75 | 89.25 | 142
2023/24 | 199.25 | 89.25 | 137
2023/24 | 199.75 | 89.25 | 109
2023/24 | 200.25 | 89.25 | 146
2023/24 | 200.75 | 89.25 | 155
2023/24 | 201.25 | 89.25 | 142
2023/24 | 201.75 | 89.25 | 123
2023/24 | 202.25 | 89.25 | 141
2023/24 | 202.75 | 89.25 | 148
2023/24 | 203.25 | 89.25 | 159
2023/24 | 203.75 | 89.25 | 156
2023/24 | 204.25 | 89.25 | 155
2023/24 | 204.75 | 89.25 | 114
2023/24 | 205.25 | 89.25 | 122
2023/24 | 205.75 | 89.25 | 141
2023/24 | 206.25 | 89.25 | 153
2023/24 | 206.75 | 89.25 | 130
2023/24 | 207.25 | 89.25 | 152
2023/24 | 207.75 | 89.25 | 124
2023/24 | 208.25 | 89.25 | 130
2023/24 | 208.75 | 89.25 | 129
2023/24 | 209.25 | 89.25 | 113
2023/24 | 209.75 | 89.25 | 145
2023/24 | 210.25 | 89.25 | 133
2023/24 | 210.75 | 89.25 | 128
2023/24 | 211.25 | 89.25 | 130
2023/24 | 211.75 | 89.25 | 117
2023/24 | 212.25 | 89.25 | 112
2023/24 | 212.75 | 89.25 | 114
2023/24 | 213.25 | 89.25 | 121
2023/24 | 213.75 | 89.25 | 112
2023/24 | 214.25 | 89.25 | 126
2023/24 | 214.75 | 89.25 | 102
2023/24 | 215.25 | 89.25 | 120
2023/24 | 215.75 | 89.25 | 113
2023/24 | 216.25 | 89.25 | 107
2023/24 | 216.75 | 89.25 | 119
2023/24 | 217.25 | 89.25 | 111
2023/24 | 217.75 | 89.25 | 97
2023/24 | 218.25 | 89.25 | 112
2023/24 | 218.75 | 89.25 | 105
2023/24 | 219.25 | 89.25 | 96
2023/24 | 219.75 | 89.25 | 111
2023/24 | 220.25 | 89.25 | 108
2023/24 | 220.75 | 89.25 | 81
2023/24 | 221.25 | 89.25 | 89
2023/24 | 221.75 | 89.25 | 108
2023/24 | 222.25 | 89.25 | 99
2023/24 | 222.75 | 89.25 | 81
2023/24 | 223.25 | 89.25 | 89
2023/24 | 223.75 | 89.25 | 83
2023/24 | 224.25 | 89.25 | 72
2023/24 | 224.75 | 89.25 | 86
2023/24 | 225.25 | 89.25 | 82
2023/24 | 225.75 | 89.25 | 97
2023/24 | 226.25 | 89.25 | 67
2023/24 | 226.75 | 89.25 | 84
2023/24 | 227.25 | 89.25 | 67
2023/24 | 227.75 | 89.25 | 72
2023/24 | 228.25 | 89.25 | 62
2023/24 | 228.75 | 89.25 | 61
2023/24 | 229.25 | 89.25 | 67
2023/24 | 229.75 | 89.25 | 68
2023/24 | 230.25 | 89.25 | 61
2023/24 | 230.75 | 89.25 | 79
2023/24 | 231.25 | 89.25 | 65
2023/24 | 231.75 | 89.25 | 63
2023/24 | 232.25 | 89.25 | 51
2023/24 | 232.75 | 89.25 | 68
2023/24 | 233.25 | 89.25 | 72
2023/24 | 233.75 | 89.25 | 53
2023/24 | 234.25 | 89.25 | 53
2023/24 | 234.75 | 89.25 | 52
2023/24 | 235.25 | 89.25 | 51
2023/24 | 235.75 | 89.25 | 51
2023/24 | 236.25 | 89.25 | 41
2023/24 | 236.75 | 89.25 | 34
2023/24 | 237.25 | 89.25 | 53
2023/24 | 237.75 | 89.25 | 52
2023/24 | 238.25 | 89.25 | 57
2023/24 | 238.75 | 89.25 | 48
2023/24 | 239.25 | 89.25 | 47
2023/24 | 239.75 | 89.25 | 40
2023/24 | 240.25 | 89.25 | 38
2023/24 | 240.75 | 89.25 | 48
2023/24 | 241.25 | 89.25 | 54
2023/24 | 241.75 | 89.25 | 42
2023/24 | 242.25 | 89.25 | 32
2023/24 | 242.75 | 89.25 | 33
2023/24 | 243.25 | 89.25 | 42
2023/24 | 243.75 | 89.25 | 45
2023/24 | 244.25 | 89.25 | 35
2023/24 | 244.75 | 89.25 | 49
2023/24 | 245.25 | 89.25 | 44
2023/24 | 245.75 | 89.25 | 43
2023/24 | 246.25 | 89.25 | 36
2023/24 | 246.75 | 89.25 | 30
2023/24 | 247.25 | 89.25 | 28
2023/24 | 247.75 | 89.25 | 40
2023/24 | 248.25 | 89.25 | 31
2023/24 | 248.75 | 89.25 | 35
2023/24 | 249.25 | 89.25 | 30
2023/24 | 249.75 | 89.25 | 30
2023/24 | 250.25 | 89.25 | 45
2023/24 | 250.75 | 89.25 | 28
2023/24 | 251.25 | 89.25 | 21
2023/24 | 251.75 | 89.25 | 34
2023/24 | 252.25 | 89.25 | 32
2023/24 | 252.75 | 89.25 | 24
2023/24 | 253.25 | 89.25 | 30
2023/24 | 253.75 | 89.25 | 31
2023/24 | 254.25 | 89.25 | 24
2023/24 | 254.75 | 89.25 | 29
2023/24 | 255.25 | 89.25 | 26
2023/24 | 255.75 | 89.25 | 32
2023/24 | 256.25 | 89.25 | 27
2023/24 | 256.75 | 89.25 | 28
2023/24 | 257.25 | 89.25 | 24
2023/24 | 257.75 | 89.25 | 26
2023/24 | 258.25 | 89.25 | 31
2023/24 | 258.75 | 89.25 | 27
2023/24 | 259.25 | 89.25 | 38
2023/24 | 259.75 | 89.25 | 27
2023/24 | 260.25 | 89.25 | 16
2023/24 | 260.75 | 89.25 | 27
2023/24 | 261.25 | 89.25 | 22
2023/24 | 261.75 | 89.25 | 23
2023/24 | 262.25 | 89.25 | 24
2023/24 | 262.75 | 89.25 | 23
2023/24 | 263.25 | 89.25 | 26
2023/24 | 263.75 | 89.25 | 20
2023/24 | 264.25 | 89.25 | 24
2023/24 | 264.75 | 89.25 | 30
2023/24 | 265.25 | 89.25 | 24
2023/24 | 265.75 | 89.25 | 24
2023/24 | 266.25 | 89.25 | 16
2023/24 | 266.75 | 89.25 | 15
2023/24 | 267.25 | 89.25 | 17
2023/24 | 267.75 | 89.25 | 14
2023/24 | 268.25 | 89.25 | 9
2023/24 | 268.75 | 89.25 | 28
2023/24 | 269.25 | 89.25 | 24
2023/24 | 269.75 | 89.25 | 16
2023/24 | 270.25 | 89.25 | 15
2023/24 | 270.75 | 89.25 | 23
2023/24 | 271.25 | 89.25 | 23
2023/24 | 271.75 | 89.25 | 24
2023/24 | 272.25 | 89.25 | 16
2023/24 | 272.75 | 89.25 | 21
2023/24 | 273.25 | 89.25 | 21
2023/24 | 273.75 | 89.25 | 19
2023/24 | 274.25 | 89.25 | 24
2023/24 | 274.75 | 89.25 | 17
2023/24 | 275.25 | 89.25 | 15
2023/24 | 275.75 | 89.25 | 23
2023/24 | 276.25 | 89.25 | 15
2023/24 | 276.75 | 89.25 | 15
2023/24 | 277.25 | 89.25 | 20
2023/24 | 277.75 | 89.25 | 21
2023/24 | 278.25 | 89.25 | 17
2023/24 | 278.75 | 89.25 | 17
2023/24 | 279.25 | 89.25 | 15
2023/24 | 279.75 | 89.25 | 13
2023/24 | 280.25 | 89.25 | 14
2023/24 | 280.75 | 89.25 | 15
2023/24 | 281.25 | 89.25 | 15
2023/24 | 281.75 | 89.25 | 17
2023/24 | 282.25 | 89.25 | 13
2023/24 | 282.75 | 89.25 | 15
2023/24 | 283.25 | 89.25 | 21
2023/24 | 283.75 | 89.25 | 16
2023/24 | 284.25 | 89.25 | 8
2023/24 | 284.75 | 89.25 | 11
2023/24 | 285.25 | 89.25 | 5
2023/24 | 285.75 | 89.25 | 14
2023/24 | 286.25 | 89.25 | 15
2023/24 | 286.75 | 89.25 | 12
2023/24 | 287.25 | 89.25 | 12
2023/24 | 287.75 | 89.25 | 9
2023/24 | 288.25 | 89.25 | 14
2023/24 | 288.75 | 89.25 | 16
2023/24 | 289.25 | 89.25 | 8
2023/24 | 289.75 | 89.25 | 14
2023/24 | 290.25 | 89.25 | 10
2023/24 | 290.75 | 89.25 | 9
2023/24 | 291.25 | 89.25 | 11
2023/24 | 291.75 | 89.25 | 9
2023/24 | 292.25 | 89.25 | 8
2023/24 | 292.75 | 89.25 | 9
2023/24 | 293.25 | 89.25 | 6
2023/24 | 293.75 | 89.25 | 10
2023/24 | 294.25 | 89.25 | 4
2023/24 | 294.75 | 89.25 | 9
2023/24 | 295.25 | 89.25 | 9
2023/24 | 295.75 | 89.25 | 8
2023/24 | 296.25 | 89.25 | 4
2023/24 | 296.75 | 89.25 | 8
2023/24 | 297.25 | 89.25 | 9
2023/24 | 297.75 | 89.25 | 13
2023/24 | 298.25 | 89.25 | 10
2023/24 | 298.75 | 89.25 | 6
2023/24 | 299.25 | 89.25 | 8
2023/24 | 299.75 | 89.25 | 5
2023/24 | 300.25 | 89.25 | 4
2023/24 | 300.75 | 89.25 | 6
2023/24 | 301.25 | 89.25 | 3
2023/24 | 301.75 | 89.25 | 7
2023/24 | 302.25 | 89.25 | 5
2023/24 | 302.75 | 89.25 | 7
2023/24 | 303.25 | 89.25 | 10
2023/24 | 303.75 | 89.25 | 5
2023/24 | 304.25 | 89.25 | 6
2023/24 | 304.75 | 89.25 | 8
2023/24 | 305.25 | 89.25 | 4
2023/24 | 305.75 | 89.25 | 8
2023/24 | 306.25 | 89.25 | 10
2023/24 | 306.75 | 89.25 | 9
2023/24 | 307.25 | 89.25 | 3
2023/24 | 307.75 | 89.25 | 3
2023/24 | 308.25 | 89.25 | 7
2023/24 | 308.75 | 89.25 | 7
2023/24 | 309.25 | 89.25 | 5
2023/24 | 309.75 | 89.25 | 7
2023/24 | 310.25 | 89.25 | 3
2023/24 | 310.75 | 89.25 | 6
2023/24 | 311.25 | 89.25 | 3
2023/24 | 311.75 | 89.25 | 2
2023/24 | 312.25 | 89.25 | 5
2023/24 | 312.75 | 89.25 | 3
2023/24 | 313.25 | 89.25 | 10
2023/24 | 313.75 | 89.25 | 2
2023/24 | 314.25 | 89.25 | 6
2023/24 | 314.75 | 89.25 | 3
2023/24 | 315.25 | 89.25 | 6
2023/24 | 315.75 | 89.25 | 4
2023/24 | 316.25 | 89.25 | 1
2023/24 | 316.75 | 89.25 | 3
2023/24 | 317.25 | 89.25 | 4
2023/24 | 317.75 | 89.25 | 4
2023/24 | 318.25 | 89.25 | 3
2023/24 | 318.75 | 89.25 | 8
2023/24 | 319.25 | 89.25 | 5
2023/24 | 319.75 | 89.25 | 5
2023/24 | 320.25 | 89.25 | 3
2023/24 | 320.75 | 89.25 | 5
2023/24 | 321.25 | 89.25 | 4
2023/24 | 321.75 | 89.25 | 2
2023/24 | 322.25 | 89.25 | 3
2023/24 | 322.75 | 89.25 | 3
2023/24 | 323.25 | 89.25 | 4
2023/24 | 323.75 | 89.25 | 3
2023/24 | 324.25 | 89.25 | 1
2023/24 | 324.75 | 89.25 | 7
2023/24 | 325.25 | 89.25 | 4
2023/24 | 325.75 | 89.25 | 3
2023/24 | 326.25 | 89.25 | 4
2023/24 | 326.75 | 89.25 | 5
2023/24 | 327.25 | 89.25 | 7
2023/24 | 327.75 | 89.25 | 4
2023/24 | 328.25 | 89.25 | 2
2023/24 | 328.75 | 89.25 | 2
2023/24 | 329.75 | 89.25 | 5
2023/24 | 330.25 | 89.25 | 5
2023/24 | 330.75 | 89.25 | 2
2023/24 | 331.25 | 89.25 | 3
2023/24 | 331.75 | 89.25 | 1
2023/24 | 332.25 | 89.25 | 1
2023/24 | 332.75 | 89.25 | 3
2023/24 | 333.25 | 89.25 | 3
2023/24 | 333.75 | 89.25 | 1
2023/24 | 334.25 | 89.25 | 1
2023/24 | 334.75 | 89.25 | 1
2023/24 | 335.25 | 89.25 | 3
2023/24 | 335.75 | 89.25 | 4
2023/24 | 336.75 | 89.25 | 2
2023/24 | 337.25 | 89.25 | 1
2023/24 | 337.75 | 89.25 | 3
2023/24 | 338.25 | 89.25 | 1
2023/24 | 338.75 | 89.25 | 2
2023/24 | 339.25 | 89.25 | 1
2023/24 | 339.75 | 89.25 | 1
2023/24 | 340.25 | 89.25 | 1
2023/24 | 340.75 | 89.25 | 6
2023/24 | 341.25 | 89.25 | 1
2023/24 | 341.75 | 89.25 | 1
2023/24 | 342.25 | 89.25 | 1
2023/24 | 343.25 | 89.25 | 1
2023/24 | 343.75 | 89.25 | 1
2023/24 | 344.25 | 89.25 | 2
2023/24 | 344.75 | 89.25 | 2
2023/24 | 346.25 | 89.25 | 1
2023/24 | 346.75 | 89.25 | 1
2023/24 | 347.25 | 89.25 | 1
2023/24 | 348.25 | 89.25 | 4
2023/24 | 348.75 | 89.25 | 1
2023/24 | 349.25 | 89.25 | 2
2023/24 | 349.75 | 89.25 | 1
2023/24 | 350.25 | 89.25 | 2
2023/24 | 350.75 | 89.25 | 2
2023/24 | 352.25 | 89.25 | 2
2023/24 | 352.75 | 89.25 | 1
2023/24 | 354.25 | 89.25 | 1
2023/24 | 354.75 | 89.25 | 2
2023/24 | 355.25 | 89.25 | 1
2023/24 | 356.25 | 89.25 | 1
2023/24 | 358.25 | 89.25 | 1
2023/24 | 358.75 | 89.25 | 2
2023/24 | 359.25 | 89.25 | 1
2023/24 | 360.25 | 89.25 | 1
2023/24 | 361.75 | 89.25 | 1
2023/24 | 362.25 | 89.25 | 1
2023/24 | 362.75 | 89.25 | 2
2023/24 | 363.25 | 89.25 | 1
2023/24 | 363.75 | 89.25 | 2
2023/24 | 364.25 | 89.25 | 1
2023/24 | 365.25 | 89.25 | 2
2023/24 | 365.75 | 89.25 | 2
2023/24 | 367.25 | 89.25 | 1
2023/24 | 368.25 | 89.25 | 1
2023/24 | 369.75 | 89.25 | 1
2023/24 | 373.25 | 89.25 | 1
2023/24 | 374.75 | 89.25 | 2
2023/24 | 375.25 | 89.25 | 1
2023/24 | 375.75 | 89.25 | 1
2023/24 | 377.75 | 89.25 | 1
2023/24 | 378.75 | 89.25 | 1
2023/24 | 379.25 | 89.25 | 1
2023/24 | 380.25 | 89.25 | 1
2023/24 | 381.25 | 89.25 | 2
2023/24 | 382.25 | 89.25 | 1
2023/24 | 383.25 | 89.25 | 1
2023/24 | 384.75 | 89.25 | 1
2023/24 | 388.25 | 89.25 | 1
2023/24 | 398.75 | 89.25 | 1
2023/24 | 405.25 | 89.25 | 1
2023/24 | 408.75 | 89.25 | 1
2023/24 | 418.75 | 89.25 | 1
2023/24 | 121.25 | 89.75 | 1
2023/24 | 128.75 | 89.75 | 1
2023/24 | 129.25 | 89.75 | 1
2023/24 | 129.75 | 89.75 | 1
2023/24 | 130.25 | 89.75 | 1
2023/24 | 133.25 | 89.75 | 1
2023/24 | 134.75 | 89.75 | 1
2023/24 | 135.25 | 89.75 | 2
2023/24 | 135.75 | 89.75 | 1
2023/24 | 137.25 | 89.75 | 1
2023/24 | 138.75 | 89.75 | 1
2023/24 | 139.25 | 89.75 | 1
2023/24 | 139.75 | 89.75 | 1
2023/24 | 140.25 | 89.75 | 1
2023/24 | 140.75 | 89.75 | 3
2023/24 | 141.25 | 89.75 | 3
2023/24 | 142.25 | 89.75 | 1
2023/24 | 142.75 | 89.75 | 1
2023/24 | 143.25 | 89.75 | 2
2023/24 | 143.75 | 89.75 | 1
2023/24 | 144.25 | 89.75 | 1
2023/24 | 144.75 | 89.75 | 3
2023/24 | 145.75 | 89.75 | 2
2023/24 | 146.25 | 89.75 | 3
2023/24 | 146.75 | 89.75 | 3
2023/24 | 147.75 | 89.75 | 2
2023/24 | 148.25 | 89.75 | 2
2023/24 | 148.75 | 89.75 | 3
2023/24 | 149.25 | 89.75 | 2
2023/24 | 149.75 | 89.75 | 4
2023/24 | 150.25 | 89.75 | 4
2023/24 | 150.75 | 89.75 | 4
2023/24 | 151.25 | 89.75 | 4
2023/24 | 151.75 | 89.75 | 5
2023/24 | 152.25 | 89.75 | 3
2023/24 | 152.75 | 89.75 | 2
2023/24 | 153.25 | 89.75 | 10
2023/24 | 153.75 | 89.75 | 5
2023/24 | 154.25 | 89.75 | 5
2023/24 | 154.75 | 89.75 | 7
2023/24 | 155.25 | 89.75 | 5
2023/24 | 155.75 | 89.75 | 5
2023/24 | 156.25 | 89.75 | 8
2023/24 | 156.75 | 89.75 | 9
2023/24 | 157.25 | 89.75 | 10
2023/24 | 157.75 | 89.75 | 11
2023/24 | 158.25 | 89.75 | 8
2023/24 | 158.75 | 89.75 | 6
2023/24 | 159.25 | 89.75 | 12
2023/24 | 159.75 | 89.75 | 16
2023/24 | 160.25 | 89.75 | 22
2023/24 | 160.75 | 89.75 | 18
2023/24 | 161.25 | 89.75 | 11
2023/24 | 161.75 | 89.75 | 30
2023/24 | 162.25 | 89.75 | 17
2023/24 | 162.75 | 89.75 | 19
2023/24 | 163.25 | 89.75 | 17
2023/24 | 163.75 | 89.75 | 21
2023/24 | 164.25 | 89.75 | 23
2023/24 | 164.75 | 89.75 | 27
2023/24 | 165.25 | 89.75 | 35
2023/24 | 165.75 | 89.75 | 40
2023/24 | 166.25 | 89.75 | 30
2023/24 | 166.75 | 89.75 | 30
2023/24 | 167.25 | 89.75 | 35
2023/24 | 167.75 | 89.75 | 39
2023/24 | 168.25 | 89.75 | 37
2023/24 | 168.75 | 89.75 | 51
2023/24 | 169.25 | 89.75 | 42
2023/24 | 169.75 | 89.75 | 49
2023/24 | 170.25 | 89.75 | 52
2023/24 | 170.75 | 89.75 | 37
2023/24 | 171.25 | 89.75 | 54
2023/24 | 171.75 | 89.75 | 50
2023/24 | 172.25 | 89.75 | 67
2023/24 | 172.75 | 89.75 | 61
2023/24 | 173.25 | 89.75 | 50
2023/24 | 173.75 | 89.75 | 57
2023/24 | 174.25 | 89.75 | 65
2023/24 | 174.75 | 89.75 | 61
2023/24 | 175.25 | 89.75 | 66
2023/24 | 175.75 | 89.75 | 79
2023/24 | 176.25 | 89.75 | 74
2023/24 | 176.75 | 89.75 | 84
2023/24 | 177.25 | 89.75 | 70
2023/24 | 177.75 | 89.75 | 85
2023/24 | 178.25 | 89.75 | 84
2023/24 | 178.75 | 89.75 | 89
2023/24 | 179.25 | 89.75 | 82
2023/24 | 179.75 | 89.75 | 89
2023/24 | 180.25 | 89.75 | 90
2023/24 | 180.75 | 89.75 | 91
2023/24 | 181.25 | 89.75 | 92
2023/24 | 181.75 | 89.75 | 97
2023/24 | 182.25 | 89.75 | 117
2023/24 | 182.75 | 89.75 | 99
2023/24 | 183.25 | 89.75 | 109
2023/24 | 183.75 | 89.75 | 125
2023/24 | 184.25 | 89.75 | 108
2023/24 | 184.75 | 89.75 | 97
2023/24 | 185.25 | 89.75 | 113
2023/24 | 185.75 | 89.75 | 117
2023/24 | 186.25 | 89.75 | 130
2023/24 | 186.75 | 89.75 | 135
2023/24 | 187.25 | 89.75 | 116
2023/24 | 187.75 | 89.75 | 129
2023/24 | 188.25 | 89.75 | 134
2023/24 | 188.75 | 89.75 | 136
2023/24 | 189.25 | 89.75 | 147
2023/24 | 189.75 | 89.75 | 122
2023/24 | 190.25 | 89.75 | 144
2023/24 | 190.75 | 89.75 | 121
2023/24 | 191.25 | 89.75 | 150
2023/24 | 191.75 | 89.75 | 147
2023/24 | 192.25 | 89.75 | 124
2023/24 | 192.75 | 89.75 | 155
2023/24 | 193.25 | 89.75 | 140
2023/24 | 193.75 | 89.75 | 116
2023/24 | 194.25 | 89.75 | 135
2023/24 | 194.75 | 89.75 | 147
2023/24 | 195.25 | 89.75 | 163
2023/24 | 195.75 | 89.75 | 162
2023/24 | 196.25 | 89.75 | 160
2023/24 | 196.75 | 89.75 | 145
2023/24 | 197.25 | 89.75 | 167
2023/24 | 197.75 | 89.75 | 142
2023/24 | 198.25 | 89.75 | 133
2023/24 | 198.75 | 89.75 | 145
2023/24 | 199.25 | 89.75 | 151
2023/24 | 199.75 | 89.75 | 147
2023/24 | 200.25 | 89.75 | 134
2023/24 | 200.75 | 89.75 | 164
2023/24 | 201.25 | 89.75 | 136
2023/24 | 201.75 | 89.75 | 149
2023/24 | 202.25 | 89.75 | 135
2023/24 | 202.75 | 89.75 | 150
2023/24 | 203.25 | 89.75 | 152
2023/24 | 203.75 | 89.75 | 147
2023/24 | 204.25 | 89.75 | 139
2023/24 | 204.75 | 89.75 | 125
2023/24 | 205.25 | 89.75 | 151
2023/24 | 205.75 | 89.75 | 152
2023/24 | 206.25 | 89.75 | 167
2023/24 | 206.75 | 89.75 | 138
2023/24 | 207.25 | 89.75 | 145
2023/24 | 207.75 | 89.75 | 153
2023/24 | 208.25 | 89.75 | 135
2023/24 | 208.75 | 89.75 | 128
2023/24 | 209.25 | 89.75 | 137
2023/24 | 209.75 | 89.75 | 120
2023/24 | 210.25 | 89.75 | 149
2023/24 | 210.75 | 89.75 | 151
2023/24 | 211.25 | 89.75 | 134
2023/24 | 211.75 | 89.75 | 132
2023/24 | 212.25 | 89.75 | 127
2023/24 | 212.75 | 89.75 | 112
2023/24 | 213.25 | 89.75 | 127
2023/24 | 213.75 | 89.75 | 109
2023/24 | 214.25 | 89.75 | 113
2023/24 | 214.75 | 89.75 | 119
2023/24 | 215.25 | 89.75 | 128
2023/24 | 215.75 | 89.75 | 117
2023/24 | 216.25 | 89.75 | 119
2023/24 | 216.75 | 89.75 | 118
2023/24 | 217.25 | 89.75 | 98
2023/24 | 217.75 | 89.75 | 123
2023/24 | 218.25 | 89.75 | 119
2023/24 | 218.75 | 89.75 | 96
2023/24 | 219.25 | 89.75 | 93
2023/24 | 219.75 | 89.75 | 124
2023/24 | 220.25 | 89.75 | 100
2023/24 | 220.75 | 89.75 | 99
2023/24 | 221.25 | 89.75 | 89
2023/24 | 221.75 | 89.75 | 85
2023/24 | 222.25 | 89.75 | 101
2023/24 | 222.75 | 89.75 | 76
2023/24 | 223.25 | 89.75 | 98
2023/24 | 223.75 | 89.75 | 95
2023/24 | 224.25 | 89.75 | 100
2023/24 | 224.75 | 89.75 | 85
2023/24 | 225.25 | 89.75 | 115
2023/24 | 225.75 | 89.75 | 75
2023/24 | 226.25 | 89.75 | 69
2023/24 | 226.75 | 89.75 | 78
2023/24 | 227.25 | 89.75 | 81
2023/24 | 227.75 | 89.75 | 77
2023/24 | 228.25 | 89.75 | 63
2023/24 | 228.75 | 89.75 | 68
2023/24 | 229.25 | 89.75 | 69
2023/24 | 229.75 | 89.75 | 76
2023/24 | 230.25 | 89.75 | 72
2023/24 | 230.75 | 89.75 | 51
2023/24 | 231.25 | 89.75 | 69
2023/24 | 231.75 | 89.75 | 46
2023/24 | 232.25 | 89.75 | 56
2023/24 | 232.75 | 89.75 | 79
2023/24 | 233.25 | 89.75 | 69
2023/24 | 233.75 | 89.75 | 49
2023/24 | 234.25 | 89.75 | 57
2023/24 | 234.75 | 89.75 | 66
2023/24 | 235.25 | 89.75 | 73
2023/24 | 235.75 | 89.75 | 54
2023/24 | 236.25 | 89.75 | 56
2023/24 | 236.75 | 89.75 | 78
2023/24 | 237.25 | 89.75 | 45
2023/24 | 237.75 | 89.75 | 47
2023/24 | 238.25 | 89.75 | 33
2023/24 | 238.75 | 89.75 | 48
2023/24 | 239.25 | 89.75 | 47
2023/24 | 239.75 | 89.75 | 44
2023/24 | 240.25 | 89.75 | 45
2023/24 | 240.75 | 89.75 | 41
2023/24 | 241.25 | 89.75 | 41
2023/24 | 241.75 | 89.75 | 44
2023/24 | 242.25 | 89.75 | 46
2023/24 | 242.75 | 89.75 | 42
2023/24 | 243.25 | 89.75 | 36
2023/24 | 243.75 | 89.75 | 36
2023/24 | 244.25 | 89.75 | 54
2023/24 | 244.75 | 89.75 | 38
2023/24 | 245.25 | 89.75 | 54
2023/24 | 245.75 | 89.75 | 50
2023/24 | 246.25 | 89.75 | 39
2023/24 | 246.75 | 89.75 | 48
2023/24 | 247.25 | 89.75 | 39
2023/24 | 247.75 | 89.75 | 38
2023/24 | 248.25 | 89.75 | 36
2023/24 | 248.75 | 89.75 | 40
2023/24 | 249.25 | 89.75 | 35
2023/24 | 249.75 | 89.75 | 38
2023/24 | 250.25 | 89.75 | 39
2023/24 | 250.75 | 89.75 | 36
2023/24 | 251.25 | 89.75 | 28
2023/24 | 251.75 | 89.75 | 40
2023/24 | 252.25 | 89.75 | 23
2023/24 | 252.75 | 89.75 | 38
2023/24 | 253.25 | 89.75 | 39
2023/24 | 253.75 | 89.75 | 30
2023/24 | 254.25 | 89.75 | 33
2023/24 | 254.75 | 89.75 | 30
2023/24 | 255.25 | 89.75 | 38
2023/24 | 255.75 | 89.75 | 27
2023/24 | 256.25 | 89.75 | 22
2023/24 | 256.75 | 89.75 | 21
2023/24 | 257.25 | 89.75 | 17
2023/24 | 257.75 | 89.75 | 30
2023/24 | 258.25 | 89.75 | 31
2023/24 | 258.75 | 89.75 | 22
2023/24 | 259.25 | 89.75 | 14
2023/24 | 259.75 | 89.75 | 25
2023/24 | 260.25 | 89.75 | 29
2023/24 | 260.75 | 89.75 | 29
2023/24 | 261.25 | 89.75 | 26
2023/24 | 261.75 | 89.75 | 29
2023/24 | 262.25 | 89.75 | 22
2023/24 | 262.75 | 89.75 | 24
2023/24 | 263.25 | 89.75 | 30
2023/24 | 263.75 | 89.75 | 16
2023/24 | 264.25 | 89.75 | 22
2023/24 | 264.75 | 89.75 | 25
2023/24 | 265.25 | 89.75 | 21
2023/24 | 265.75 | 89.75 | 22
2023/24 | 266.25 | 89.75 | 14
2023/24 | 266.75 | 89.75 | 25
2023/24 | 267.25 | 89.75 | 30
2023/24 | 267.75 | 89.75 | 22
2023/24 | 268.25 | 89.75 | 30
2023/24 | 268.75 | 89.75 | 20
2023/24 | 269.25 | 89.75 | 17
2023/24 | 269.75 | 89.75 | 23
2023/24 | 270.25 | 89.75 | 18
2023/24 | 270.75 | 89.75 | 26
2023/24 | 271.25 | 89.75 | 25
2023/24 | 271.75 | 89.75 | 21
2023/24 | 272.25 | 89.75 | 25
2023/24 | 272.75 | 89.75 | 23
2023/24 | 273.25 | 89.75 | 16
2023/24 | 273.75 | 89.75 | 16
2023/24 | 274.25 | 89.75 | 20
2023/24 | 274.75 | 89.75 | 24
2023/24 | 275.25 | 89.75 | 10
2023/24 | 275.75 | 89.75 | 17
2023/24 | 276.25 | 89.75 | 15
2023/24 | 276.75 | 89.75 | 27
2023/24 | 277.25 | 89.75 | 17
2023/24 | 277.75 | 89.75 | 22
2023/24 | 278.25 | 89.75 | 20
2023/24 | 278.75 | 89.75 | 15
2023/24 | 279.25 | 89.75 | 18
2023/24 | 279.75 | 89.75 | 22
2023/24 | 280.25 | 89.75 | 12
2023/24 | 280.75 | 89.75 | 22
2023/24 | 281.25 | 89.75 | 16
2023/24 | 281.75 | 89.75 | 5
2023/24 | 282.25 | 89.75 | 8
2023/24 | 282.75 | 89.75 | 17
2023/24 | 283.25 | 89.75 | 13
2023/24 | 283.75 | 89.75 | 16
2023/24 | 284.25 | 89.75 | 18
2023/24 | 284.75 | 89.75 | 10
2023/24 | 285.25 | 89.75 | 15
2023/24 | 285.75 | 89.75 | 19
2023/24 | 286.25 | 89.75 | 11
2023/24 | 286.75 | 89.75 | 21
2023/24 | 287.25 | 89.75 | 18
2023/24 | 287.75 | 89.75 | 10
2023/24 | 288.25 | 89.75 | 15
2023/24 | 288.75 | 89.75 | 12
2023/24 | 289.25 | 89.75 | 10
2023/24 | 289.75 | 89.75 | 15
2023/24 | 290.25 | 89.75 | 14
2023/24 | 290.75 | 89.75 | 7
2023/24 | 291.25 | 89.75 | 5
2023/24 | 291.75 | 89.75 | 6
2023/24 | 292.25 | 89.75 | 14
2023/24 | 292.75 | 89.75 | 5
2023/24 | 293.25 | 89.75 | 9
2023/24 | 293.75 | 89.75 | 8
2023/24 | 294.25 | 89.75 | 9
2023/24 | 294.75 | 89.75 | 15
2023/24 | 295.25 | 89.75 | 3
2023/24 | 295.75 | 89.75 | 12
2023/24 | 296.25 | 89.75 | 11
2023/24 | 296.75 | 89.75 | 11
2023/24 | 297.25 | 89.75 | 10
2023/24 | 297.75 | 89.75 | 4
2023/24 | 298.25 | 89.75 | 4
2023/24 | 298.75 | 89.75 | 6
2023/24 | 299.25 | 89.75 | 12
2023/24 | 299.75 | 89.75 | 6
2023/24 | 300.25 | 89.75 | 6
2023/24 | 300.75 | 89.75 | 9
2023/24 | 301.25 | 89.75 | 6
2023/24 | 301.75 | 89.75 | 10
2023/24 | 302.25 | 89.75 | 3
2023/24 | 302.75 | 89.75 | 10
2023/24 | 303.25 | 89.75 | 6
2023/24 | 303.75 | 89.75 | 6
2023/24 | 304.25 | 89.75 | 5
2023/24 | 304.75 | 89.75 | 4
2023/24 | 305.25 | 89.75 | 8
2023/24 | 305.75 | 89.75 | 10
2023/24 | 306.25 | 89.75 | 1
2023/24 | 306.75 | 89.75 | 5
2023/24 | 307.25 | 89.75 | 8
2023/24 | 307.75 | 89.75 | 6
2023/24 | 308.25 | 89.75 | 5
2023/24 | 308.75 | 89.75 | 9
2023/24 | 309.25 | 89.75 | 8
2023/24 | 309.75 | 89.75 | 7
2023/24 | 310.25 | 89.75 | 3
2023/24 | 310.75 | 89.75 | 8
2023/24 | 311.25 | 89.75 | 2
2023/24 | 311.75 | 89.75 | 3
2023/24 | 312.25 | 89.75 | 7
2023/24 | 312.75 | 89.75 | 6
2023/24 | 313.25 | 89.75 | 6
2023/24 | 313.75 | 89.75 | 7
2023/24 | 314.25 | 89.75 | 6
2023/24 | 314.75 | 89.75 | 4
2023/24 | 315.25 | 89.75 | 6
2023/24 | 315.75 | 89.75 | 3
2023/24 | 316.25 | 89.75 | 4
2023/24 | 316.75 | 89.75 | 2
2023/24 | 317.25 | 89.75 | 7
2023/24 | 317.75 | 89.75 | 1
2023/24 | 318.75 | 89.75 | 1
2023/24 | 319.25 | 89.75 | 3
2023/24 | 319.75 | 89.75 | 7
2023/24 | 320.25 | 89.75 | 3
2023/24 | 320.75 | 89.75 | 2
2023/24 | 321.25 | 89.75 | 4
2023/24 | 321.75 | 89.75 | 5
2023/24 | 322.25 | 89.75 | 3
2023/24 | 322.75 | 89.75 | 2
2023/24 | 323.25 | 89.75 | 3
2023/24 | 323.75 | 89.75 | 2
2023/24 | 324.25 | 89.75 | 2
2023/24 | 324.75 | 89.75 | 1
2023/24 | 325.25 | 89.75 | 8
2023/24 | 325.75 | 89.75 | 2
2023/24 | 326.25 | 89.75 | 5
2023/24 | 326.75 | 89.75 | 4
2023/24 | 327.25 | 89.75 | 5
2023/24 | 327.75 | 89.75 | 4
2023/24 | 328.25 | 89.75 | 6
2023/24 | 329.25 | 89.75 | 1
2023/24 | 329.75 | 89.75 | 6
2023/24 | 330.25 | 89.75 | 1
2023/24 | 330.75 | 89.75 | 2
2023/24 | 331.25 | 89.75 | 1
2023/24 | 331.75 | 89.75 | 2
2023/24 | 332.75 | 89.75 | 4
2023/24 | 333.25 | 89.75 | 2
2023/24 | 333.75 | 89.75 | 1
2023/24 | 334.25 | 89.75 | 1
2023/24 | 334.75 | 89.75 | 4
2023/24 | 335.25 | 89.75 | 2
2023/24 | 335.75 | 89.75 | 4
2023/24 | 336.25 | 89.75 | 1
2023/24 | 336.75 | 89.75 | 1
2023/24 | 337.25 | 89.75 | 2
2023/24 | 337.75 | 89.75 | 1
2023/24 | 338.75 | 89.75 | 3
2023/24 | 339.25 | 89.75 | 1
2023/24 | 339.75 | 89.75 | 2
2023/24 | 340.25 | 89.75 | 4
2023/24 | 340.75 | 89.75 | 3
2023/24 | 341.75 | 89.75 | 1
2023/24 | 342.25 | 89.75 | 2
2023/24 | 342.75 | 89.75 | 1
2023/24 | 343.25 | 89.75 | 1
2023/24 | 343.75 | 89.75 | 1
2023/24 | 344.25 | 89.75 | 2
2023/24 | 345.25 | 89.75 | 1
2023/24 | 345.75 | 89.75 | 2
2023/24 | 346.75 | 89.75 | 1
2023/24 | 347.25 | 89.75 | 1
2023/24 | 347.75 | 89.75 | 1
2023/24 | 348.25 | 89.75 | 1
2023/24 | 348.75 | 89.75 | 1
2023/24 | 349.25 | 89.75 | 2
2023/24 | 350.25 | 89.75 | 1
2023/24 | 350.75 | 89.75 | 1
2023/24 | 351.25 | 89.75 | 1
2023/24 | 351.75 | 89.75 | 3
2023/24 | 352.75 | 89.75 | 1
2023/24 | 353.25 | 89.75 | 1
2023/24 | 353.75 | 89.75 | 1
2023/24 | 354.25 | 89.75 | 1
2023/24 | 354.75 | 89.75 | 1
2023/24 | 357.75 | 89.75 | 1
2023/24 | 358.25 | 89.75 | 1
2023/24 | 359.25 | 89.75 | 1
2023/24 | 360.75 | 89.75 | 1
2023/24 | 362.25 | 89.75 | 1
2023/24 | 363.75 | 89.75 | 1
2023/24 | 364.25 | 89.75 | 1
2023/24 | 367.25 | 89.75 | 1
2023/24 | 368.75 | 89.75 | 2
2023/24 | 370.25 | 89.75 | 1
2023/24 | 370.75 | 89.75 | 1
2023/24 | 371.75 | 89.75 | 1
2023/24 | 373.25 | 89.75 | 1
2023/24 | 373.75 | 89.75 | 1
2023/24 | 380.75 | 89.75 | 1
2023/24 | 391.75 | 89.75 | 1
2023/24 | 393.25 | 89.75 | 1
2023/24 | 396.75 | 89.75 | 1
2023/24 | 410.25 | 89.75 | 1
2023/24 | 126.75 | 90.25 | 1
2023/24 | 127.75 | 90.25 | 1
2023/24 | 135.25 | 90.25 | 1
2023/24 | 137.25 | 90.25 | 1
2023/24 | 138.75 | 90.25 | 2
2023/24 | 139.25 | 90.25 | 1
2023/24 | 140.25 | 90.25 | 1
2023/24 | 140.75 | 90.25 | 2
2023/24 | 141.75 | 90.25 | 1
2023/24 | 142.75 | 90.25 | 3
2023/24 | 143.75 | 90.25 | 1
2023/24 | 144.25 | 90.25 | 2
2023/24 | 145.25 | 90.25 | 2
2023/24 | 145.75 | 90.25 | 2
2023/24 | 146.25 | 90.25 | 3
2023/24 | 146.75 | 90.25 | 2
2023/24 | 147.25 | 90.25 | 1
2023/24 | 148.25 | 90.25 | 4
2023/24 | 148.75 | 90.25 | 5
2023/24 | 149.25 | 90.25 | 5
2023/24 | 149.75 | 90.25 | 3
2023/24 | 150.25 | 90.25 | 2
2023/24 | 150.75 | 90.25 | 6
2023/24 | 151.25 | 90.25 | 5
2023/24 | 151.75 | 90.25 | 7
2023/24 | 152.25 | 90.25 | 7
2023/24 | 152.75 | 90.25 | 6
2023/24 | 153.25 | 90.25 | 9
2023/24 | 153.75 | 90.25 | 9
2023/24 | 154.25 | 90.25 | 5
2023/24 | 154.75 | 90.25 | 3
2023/24 | 155.25 | 90.25 | 6
2023/24 | 155.75 | 90.25 | 7
2023/24 | 156.25 | 90.25 | 12
2023/24 | 156.75 | 90.25 | 8
2023/24 | 157.25 | 90.25 | 9
2023/24 | 157.75 | 90.25 | 6
2023/24 | 158.25 | 90.25 | 12
2023/24 | 158.75 | 90.25 | 12
2023/24 | 159.25 | 90.25 | 16
2023/24 | 159.75 | 90.25 | 16
2023/24 | 160.25 | 90.25 | 13
2023/24 | 160.75 | 90.25 | 11
2023/24 | 161.25 | 90.25 | 15
2023/24 | 161.75 | 90.25 | 14
2023/24 | 162.25 | 90.25 | 22
2023/24 | 162.75 | 90.25 | 19
2023/24 | 163.25 | 90.25 | 17
2023/24 | 163.75 | 90.25 | 26
2023/24 | 164.25 | 90.25 | 26
2023/24 | 164.75 | 90.25 | 20
2023/24 | 165.25 | 90.25 | 23
2023/24 | 165.75 | 90.25 | 30
2023/24 | 166.25 | 90.25 | 22
2023/24 | 166.75 | 90.25 | 35
2023/24 | 167.25 | 90.25 | 35
2023/24 | 167.75 | 90.25 | 26
2023/24 | 168.25 | 90.25 | 40
2023/24 | 168.75 | 90.25 | 43
2023/24 | 169.25 | 90.25 | 45
2023/24 | 169.75 | 90.25 | 35
2023/24 | 170.25 | 90.25 | 44
2023/24 | 170.75 | 90.25 | 42
2023/24 | 171.25 | 90.25 | 46
2023/24 | 171.75 | 90.25 | 42
2023/24 | 172.25 | 90.25 | 39
2023/24 | 172.75 | 90.25 | 43
2023/24 | 173.25 | 90.25 | 64
2023/24 | 173.75 | 90.25 | 50
2023/24 | 174.25 | 90.25 | 65
2023/24 | 174.75 | 90.25 | 60
2023/24 | 175.25 | 90.25 | 57
2023/24 | 175.75 | 90.25 | 58
2023/24 | 176.25 | 90.25 | 66
2023/24 | 176.75 | 90.25 | 82
2023/24 | 177.25 | 90.25 | 67
2023/24 | 177.75 | 90.25 | 85
2023/24 | 178.25 | 90.25 | 67
2023/24 | 178.75 | 90.25 | 74
2023/24 | 179.25 | 90.25 | 84
2023/24 | 179.75 | 90.25 | 96
2023/24 | 180.25 | 90.25 | 93
2023/24 | 180.75 | 90.25 | 86
2023/24 | 181.25 | 90.25 | 103
2023/24 | 181.75 | 90.25 | 91
2023/24 | 182.25 | 90.25 | 89
2023/24 | 182.75 | 90.25 | 118
2023/24 | 183.25 | 90.25 | 96
2023/24 | 183.75 | 90.25 | 108
2023/24 | 184.25 | 90.25 | 112
2023/24 | 184.75 | 90.25 | 107
2023/24 | 185.25 | 90.25 | 109
2023/24 | 185.75 | 90.25 | 112
2023/24 | 186.25 | 90.25 | 111
2023/24 | 186.75 | 90.25 | 113
2023/24 | 187.25 | 90.25 | 107
2023/24 | 187.75 | 90.25 | 133
2023/24 | 188.25 | 90.25 | 123
2023/24 | 188.75 | 90.25 | 113
2023/24 | 189.25 | 90.25 | 117
2023/24 | 189.75 | 90.25 | 133
2023/24 | 190.25 | 90.25 | 139
2023/24 | 190.75 | 90.25 | 114
2023/24 | 191.25 | 90.25 | 153
2023/24 | 191.75 | 90.25 | 132
2023/24 | 192.25 | 90.25 | 126
2023/24 | 192.75 | 90.25 | 129
2023/24 | 193.25 | 90.25 | 145
2023/24 | 193.75 | 90.25 | 136
2023/24 | 194.25 | 90.25 | 128
2023/24 | 194.75 | 90.25 | 150
2023/24 | 195.25 | 90.25 | 147
2023/24 | 195.75 | 90.25 | 140
2023/24 | 196.25 | 90.25 | 141
2023/24 | 196.75 | 90.25 | 144
2023/24 | 197.25 | 90.25 | 135
2023/24 | 197.75 | 90.25 | 133
2023/24 | 198.25 | 90.25 | 157
2023/24 | 198.75 | 90.25 | 148
2023/24 | 199.25 | 90.25 | 140
2023/24 | 199.75 | 90.25 | 142
2023/24 | 200.25 | 90.25 | 159
2023/24 | 200.75 | 90.25 | 151
2023/24 | 201.25 | 90.25 | 146
2023/24 | 201.75 | 90.25 | 136
2023/24 | 202.25 | 90.25 | 120
2023/24 | 202.75 | 90.25 | 150
2023/24 | 203.25 | 90.25 | 169
2023/24 | 203.75 | 90.25 | 165
2023/24 | 204.25 | 90.25 | 143
2023/24 | 204.75 | 90.25 | 151
2023/24 | 205.25 | 90.25 | 154
2023/24 | 205.75 | 90.25 | 144
2023/24 | 206.25 | 90.25 | 148
2023/24 | 206.75 | 90.25 | 114
2023/24 | 207.25 | 90.25 | 154
2023/24 | 207.75 | 90.25 | 136
2023/24 | 208.25 | 90.25 | 124
2023/24 | 208.75 | 90.25 | 141
2023/24 | 209.25 | 90.25 | 147
2023/24 | 209.75 | 90.25 | 158
2023/24 | 210.25 | 90.25 | 136
2023/24 | 210.75 | 90.25 | 135
2023/24 | 211.25 | 90.25 | 131
2023/24 | 211.75 | 90.25 | 105
2023/24 | 212.25 | 90.25 | 135
2023/24 | 212.75 | 90.25 | 135
2023/24 | 213.25 | 90.25 | 129
2023/24 | 213.75 | 90.25 | 108
2023/24 | 214.25 | 90.25 | 120
2023/24 | 214.75 | 90.25 | 145
2023/24 | 215.25 | 90.25 | 130
2023/24 | 215.75 | 90.25 | 126
2023/24 | 216.25 | 90.25 | 109
2023/24 | 216.75 | 90.25 | 111
2023/24 | 217.25 | 90.25 | 121
2023/24 | 217.75 | 90.25 | 87
2023/24 | 218.25 | 90.25 | 120
2023/24 | 218.75 | 90.25 | 100
2023/24 | 219.25 | 90.25 | 98
2023/24 | 219.75 | 90.25 | 106
2023/24 | 220.25 | 90.25 | 93
2023/24 | 220.75 | 90.25 | 107
2023/24 | 221.25 | 90.25 | 117
2023/24 | 221.75 | 90.25 | 113
2023/24 | 222.25 | 90.25 | 94
2023/24 | 222.75 | 90.25 | 96
2023/24 | 223.25 | 90.25 | 81
2023/24 | 223.75 | 90.25 | 87
2023/24 | 224.25 | 90.25 | 85
2023/24 | 224.75 | 90.25 | 96
2023/24 | 225.25 | 90.25 | 91
2023/24 | 225.75 | 90.25 | 87
2023/24 | 226.25 | 90.25 | 94
2023/24 | 226.75 | 90.25 | 70
2023/24 | 227.25 | 90.25 | 80
2023/24 | 227.75 | 90.25 | 83
2023/24 | 228.25 | 90.25 | 87
2023/24 | 228.75 | 90.25 | 65
2023/24 | 229.25 | 90.25 | 87
2023/24 | 229.75 | 90.25 | 74
2023/24 | 230.25 | 90.25 | 76
2023/24 | 230.75 | 90.25 | 74
2023/24 | 231.25 | 90.25 | 67
2023/24 | 231.75 | 90.25 | 58
2023/24 | 232.25 | 90.25 | 62
2023/24 | 232.75 | 90.25 | 68
2023/24 | 233.25 | 90.25 | 56
2023/24 | 233.75 | 90.25 | 70
2023/24 | 234.25 | 90.25 | 62
2023/24 | 234.75 | 90.25 | 67
2023/24 | 235.25 | 90.25 | 69
2023/24 | 235.75 | 90.25 | 65
2023/24 | 236.25 | 90.25 | 55
2023/24 | 236.75 | 90.25 | 51
2023/24 | 237.25 | 90.25 | 66
2023/24 | 237.75 | 90.25 | 61
2023/24 | 238.25 | 90.25 | 46
2023/24 | 238.75 | 90.25 | 56
2023/24 | 239.25 | 90.25 | 50
2023/24 | 239.75 | 90.25 | 43
2023/24 | 240.25 | 90.25 | 39
2023/24 | 240.75 | 90.25 | 44
2023/24 | 241.25 | 90.25 | 72
2023/24 | 241.75 | 90.25 | 41
2023/24 | 242.25 | 90.25 | 52
2023/24 | 242.75 | 90.25 | 40
2023/24 | 243.25 | 90.25 | 59
2023/24 | 243.75 | 90.25 | 43
2023/24 | 244.25 | 90.25 | 40
2023/24 | 244.75 | 90.25 | 36
2023/24 | 245.25 | 90.25 | 51
2023/24 | 245.75 | 90.25 | 48
2023/24 | 246.25 | 90.25 | 34
2023/24 | 246.75 | 90.25 | 36
2023/24 | 247.25 | 90.25 | 53
2023/24 | 247.75 | 90.25 | 31
2023/24 | 248.25 | 90.25 | 27
2023/24 | 248.75 | 90.25 | 41
2023/24 | 249.25 | 90.25 | 49
2023/24 | 249.75 | 90.25 | 30
2023/24 | 250.25 | 90.25 | 35
2023/24 | 250.75 | 90.25 | 36
2023/24 | 251.25 | 90.25 | 33
2023/24 | 251.75 | 90.25 | 31
2023/24 | 252.25 | 90.25 | 24
2023/24 | 252.75 | 90.25 | 39
2023/24 | 253.25 | 90.25 | 39
2023/24 | 253.75 | 90.25 | 35
2023/24 | 254.25 | 90.25 | 44
2023/24 | 254.75 | 90.25 | 23
2023/24 | 255.25 | 90.25 | 34
2023/24 | 255.75 | 90.25 | 37
2023/24 | 256.25 | 90.25 | 33
2023/24 | 256.75 | 90.25 | 37
2023/24 | 257.25 | 90.25 | 31
2023/24 | 257.75 | 90.25 | 24
2023/24 | 258.25 | 90.25 | 34
2023/24 | 258.75 | 90.25 | 18
2023/24 | 259.25 | 90.25 | 27
2023/24 | 259.75 | 90.25 | 30
2023/24 | 260.25 | 90.25 | 24
2023/24 | 260.75 | 90.25 | 33
2023/24 | 261.25 | 90.25 | 16
2023/24 | 261.75 | 90.25 | 19
2023/24 | 262.25 | 90.25 | 22
2023/24 | 262.75 | 90.25 | 19
2023/24 | 263.25 | 90.25 | 30
2023/24 | 263.75 | 90.25 | 18
2023/24 | 264.25 | 90.25 | 26
2023/24 | 264.75 | 90.25 | 21
2023/24 | 265.25 | 90.25 | 26
2023/24 | 265.75 | 90.25 | 29
2023/24 | 266.25 | 90.25 | 24
2023/24 | 266.75 | 90.25 | 18
2023/24 | 267.25 | 90.25 | 19
2023/24 | 267.75 | 90.25 | 35
2023/24 | 268.25 | 90.25 | 21
2023/24 | 268.75 | 90.25 | 31
2023/24 | 269.25 | 90.25 | 22
2023/24 | 269.75 | 90.25 | 20
2023/24 | 270.25 | 90.25 | 22
2023/24 | 270.75 | 90.25 | 23
2023/24 | 271.25 | 90.25 | 20
2023/24 | 271.75 | 90.25 | 13
2023/24 | 272.25 | 90.25 | 17
2023/24 | 272.75 | 90.25 | 18
2023/24 | 273.25 | 90.25 | 18
2023/24 | 273.75 | 90.25 | 17
2023/24 | 274.25 | 90.25 | 14
2023/24 | 274.75 | 90.25 | 19
2023/24 | 275.25 | 90.25 | 13
2023/24 | 275.75 | 90.25 | 16
2023/24 | 276.25 | 90.25 | 20
2023/24 | 276.75 | 90.25 | 21
2023/24 | 277.25 | 90.25 | 20
2023/24 | 277.75 | 90.25 | 11
2023/24 | 278.25 | 90.25 | 22
2023/24 | 278.75 | 90.25 | 12
2023/24 | 279.25 | 90.25 | 14
2023/24 | 279.75 | 90.25 | 23
2023/24 | 280.25 | 90.25 | 10
2023/24 | 280.75 | 90.25 | 16
2023/24 | 281.25 | 90.25 | 12
2023/24 | 281.75 | 90.25 | 18
2023/24 | 282.25 | 90.25 | 23
2023/24 | 282.75 | 90.25 | 17
2023/24 | 283.25 | 90.25 | 14
2023/24 | 283.75 | 90.25 | 18
2023/24 | 284.25 | 90.25 | 23
2023/24 | 284.75 | 90.25 | 14
2023/24 | 285.25 | 90.25 | 16
2023/24 | 285.75 | 90.25 | 18
2023/24 | 286.25 | 90.25 | 17
2023/24 | 286.75 | 90.25 | 11
2023/24 | 287.25 | 90.25 | 13
2023/24 | 287.75 | 90.25 | 9
2023/24 | 288.25 | 90.25 | 11
2023/24 | 288.75 | 90.25 | 12
2023/24 | 289.25 | 90.25 | 9
2023/24 | 289.75 | 90.25 | 13
2023/24 | 290.25 | 90.25 | 8
2023/24 | 290.75 | 90.25 | 12
2023/24 | 291.25 | 90.25 | 15
2023/24 | 291.75 | 90.25 | 22
2023/24 | 292.25 | 90.25 | 11
2023/24 | 292.75 | 90.25 | 8
2023/24 | 293.25 | 90.25 | 17
2023/24 | 293.75 | 90.25 | 14
2023/24 | 294.25 | 90.25 | 13
2023/24 | 294.75 | 90.25 | 13
2023/24 | 295.25 | 90.25 | 14
2023/24 | 295.75 | 90.25 | 11
2023/24 | 296.25 | 90.25 | 5
2023/24 | 296.75 | 90.25 | 8
2023/24 | 297.25 | 90.25 | 9
2023/24 | 297.75 | 90.25 | 13
2023/24 | 298.25 | 90.25 | 7
2023/24 | 298.75 | 90.25 | 8
2023/24 | 299.25 | 90.25 | 9
2023/24 | 299.75 | 90.25 | 8
2023/24 | 300.25 | 90.25 | 4
2023/24 | 300.75 | 90.25 | 11
2023/24 | 301.25 | 90.25 | 10
2023/24 | 301.75 | 90.25 | 10
2023/24 | 302.25 | 90.25 | 10
2023/24 | 302.75 | 90.25 | 11
2023/24 | 303.25 | 90.25 | 4
2023/24 | 303.75 | 90.25 | 15
2023/24 | 304.25 | 90.25 | 7
2023/24 | 304.75 | 90.25 | 8
2023/24 | 305.25 | 90.25 | 7
2023/24 | 305.75 | 90.25 | 5
2023/24 | 306.25 | 90.25 | 9
2023/24 | 306.75 | 90.25 | 5
2023/24 | 307.25 | 90.25 | 7
2023/24 | 307.75 | 90.25 | 6
2023/24 | 308.25 | 90.25 | 7
2023/24 | 308.75 | 90.25 | 2
2023/24 | 309.25 | 90.25 | 9
2023/24 | 309.75 | 90.25 | 5
2023/24 | 310.25 | 90.25 | 5
2023/24 | 310.75 | 90.25 | 1
2023/24 | 311.25 | 90.25 | 7
2023/24 | 311.75 | 90.25 | 6
2023/24 | 312.25 | 90.25 | 7
2023/24 | 312.75 | 90.25 | 7
2023/24 | 313.25 | 90.25 | 6
2023/24 | 313.75 | 90.25 | 3
2023/24 | 314.75 | 90.25 | 5
2023/24 | 315.25 | 90.25 | 5
2023/24 | 315.75 | 90.25 | 2
2023/24 | 316.25 | 90.25 | 8
2023/24 | 316.75 | 90.25 | 8
2023/24 | 317.25 | 90.25 | 1
2023/24 | 317.75 | 90.25 | 5
2023/24 | 318.25 | 90.25 | 4
2023/24 | 318.75 | 90.25 | 4
2023/24 | 319.25 | 90.25 | 1
2023/24 | 319.75 | 90.25 | 4
2023/24 | 320.25 | 90.25 | 6
2023/24 | 320.75 | 90.25 | 4
2023/24 | 321.25 | 90.25 | 2
2023/24 | 321.75 | 90.25 | 4
2023/24 | 322.25 | 90.25 | 2
2023/24 | 322.75 | 90.25 | 2
2023/24 | 323.25 | 90.25 | 2
2023/24 | 323.75 | 90.25 | 5
2023/24 | 324.25 | 90.25 | 3
2023/24 | 324.75 | 90.25 | 2
2023/24 | 325.25 | 90.25 | 5
2023/24 | 326.25 | 90.25 | 1
2023/24 | 326.75 | 90.25 | 4
2023/24 | 327.25 | 90.25 | 2
2023/24 | 327.75 | 90.25 | 2
2023/24 | 328.25 | 90.25 | 3
2023/24 | 328.75 | 90.25 | 3
2023/24 | 329.25 | 90.25 | 3
2023/24 | 329.75 | 90.25 | 3
2023/24 | 330.25 | 90.25 | 2
2023/24 | 330.75 | 90.25 | 2
2023/24 | 331.25 | 90.25 | 1
2023/24 | 331.75 | 90.25 | 2
2023/24 | 332.25 | 90.25 | 2
2023/24 | 332.75 | 90.25 | 1
2023/24 | 333.25 | 90.25 | 5
2023/24 | 333.75 | 90.25 | 3
2023/24 | 334.25 | 90.25 | 2
2023/24 | 334.75 | 90.25 | 5
2023/24 | 335.25 | 90.25 | 2
2023/24 | 335.75 | 90.25 | 1
2023/24 | 336.25 | 90.25 | 5
2023/24 | 336.75 | 90.25 | 2
2023/24 | 337.75 | 90.25 | 2
2023/24 | 338.25 | 90.25 | 2
2023/24 | 338.75 | 90.25 | 1
2023/24 | 339.25 | 90.25 | 1
2023/24 | 339.75 | 90.25 | 2
2023/24 | 341.25 | 90.25 | 3
2023/24 | 341.75 | 90.25 | 3
2023/24 | 342.25 | 90.25 | 4
2023/24 | 342.75 | 90.25 | 2
2023/24 | 343.25 | 90.25 | 2
2023/24 | 344.25 | 90.25 | 1
2023/24 | 344.75 | 90.25 | 3
2023/24 | 345.25 | 90.25 | 1
2023/24 | 346.25 | 90.25 | 1
2023/24 | 346.75 | 90.25 | 1
2023/24 | 347.25 | 90.25 | 1
2023/24 | 348.25 | 90.25 | 1
2023/24 | 349.25 | 90.25 | 1
2023/24 | 349.75 | 90.25 | 3
2023/24 | 350.25 | 90.25 | 1
2023/24 | 351.25 | 90.25 | 5
2023/24 | 351.75 | 90.25 | 2
2023/24 | 352.25 | 90.25 | 1
2023/24 | 353.25 | 90.25 | 2
2023/24 | 353.75 | 90.25 | 2
2023/24 | 355.25 | 90.25 | 3
2023/24 | 355.75 | 90.25 | 1
2023/24 | 356.25 | 90.25 | 2
2023/24 | 357.75 | 90.25 | 2
2023/24 | 359.25 | 90.25 | 1
2023/24 | 359.75 | 90.25 | 1
2023/24 | 360.75 | 90.25 | 1
2023/24 | 361.25 | 90.25 | 2
2023/24 | 363.25 | 90.25 | 1
2023/24 | 364.25 | 90.25 | 1
2023/24 | 364.75 | 90.25 | 1
2023/24 | 365.75 | 90.25 | 2
2023/24 | 366.25 | 90.25 | 1
2023/24 | 366.75 | 90.25 | 1
2023/24 | 367.25 | 90.25 | 1
2023/24 | 368.75 | 90.25 | 1
2023/24 | 370.25 | 90.25 | 1
2023/24 | 374.25 | 90.25 | 2
2023/24 | 374.75 | 90.25 | 1
2023/24 | 375.25 | 90.25 | 1
2023/24 | 379.25 | 90.25 | 2
2023/24 | 382.25 | 90.25 | 1
2023/24 | 383.25 | 90.25 | 1
2023/24 | 384.75 | 90.25 | 1
2023/24 | 385.75 | 90.25 | 1
2023/24 | 386.25 | 90.25 | 1
2023/24 | 392.25 | 90.25 | 1
2023/24 | 394.25 | 90.25 | 1
2023/24 | 395.75 | 90.25 | 1
2023/24 | 396.25 | 90.25 | 1
2023/24 | 396.75 | 90.25 | 1
2023/24 | 398.75 | 90.25 | 1
2023/24 | 402.25 | 90.25 | 1
2023/24 | 416.75 | 90.25 | 1
2023/24 | 121.25 | 90.75 | 1
2023/24 | 129.75 | 90.75 | 1
2023/24 | 134.75 | 90.75 | 1
2023/24 | 135.75 | 90.75 | 2
2023/24 | 136.25 | 90.75 | 2
2023/24 | 137.75 | 90.75 | 1
2023/24 | 140.25 | 90.75 | 1
2023/24 | 140.75 | 90.75 | 2
2023/24 | 141.75 | 90.75 | 2
2023/24 | 142.25 | 90.75 | 2
2023/24 | 142.75 | 90.75 | 2
2023/24 | 144.25 | 90.75 | 2
2023/24 | 145.25 | 90.75 | 1
2023/24 | 146.25 | 90.75 | 1
2023/24 | 146.75 | 90.75 | 1
2023/24 | 147.25 | 90.75 | 3
2023/24 | 147.75 | 90.75 | 1
2023/24 | 148.25 | 90.75 | 1
2023/24 | 148.75 | 90.75 | 3
2023/24 | 149.25 | 90.75 | 1
2023/24 | 149.75 | 90.75 | 1
2023/24 | 150.25 | 90.75 | 5
2023/24 | 150.75 | 90.75 | 1
2023/24 | 151.25 | 90.75 | 4
2023/24 | 151.75 | 90.75 | 4
2023/24 | 152.25 | 90.75 | 2
2023/24 | 152.75 | 90.75 | 2
2023/24 | 153.25 | 90.75 | 5
2023/24 | 153.75 | 90.75 | 6
2023/24 | 154.25 | 90.75 | 3
2023/24 | 154.75 | 90.75 | 3
2023/24 | 155.25 | 90.75 | 3
2023/24 | 155.75 | 90.75 | 8
2023/24 | 156.25 | 90.75 | 8
2023/24 | 156.75 | 90.75 | 10
2023/24 | 157.25 | 90.75 | 8
2023/24 | 157.75 | 90.75 | 8
2023/24 | 158.25 | 90.75 | 8
2023/24 | 158.75 | 90.75 | 3
2023/24 | 159.25 | 90.75 | 10
2023/24 | 159.75 | 90.75 | 8
2023/24 | 160.25 | 90.75 | 9
2023/24 | 160.75 | 90.75 | 8
2023/24 | 161.25 | 90.75 | 15
2023/24 | 161.75 | 90.75 | 16
2023/24 | 162.25 | 90.75 | 17
2023/24 | 162.75 | 90.75 | 21
2023/24 | 163.25 | 90.75 | 18
2023/24 | 163.75 | 90.75 | 23
2023/24 | 164.25 | 90.75 | 17
2023/24 | 164.75 | 90.75 | 18
2023/24 | 165.25 | 90.75 | 25
2023/24 | 165.75 | 90.75 | 15
2023/24 | 166.25 | 90.75 | 24
2023/24 | 166.75 | 90.75 | 29
2023/24 | 167.25 | 90.75 | 29
2023/24 | 167.75 | 90.75 | 23
2023/24 | 168.25 | 90.75 | 34
2023/24 | 168.75 | 90.75 | 26
2023/24 | 169.25 | 90.75 | 34
2023/24 | 169.75 | 90.75 | 47
2023/24 | 170.25 | 90.75 | 29
2023/24 | 170.75 | 90.75 | 36
2023/24 | 171.25 | 90.75 | 51
2023/24 | 171.75 | 90.75 | 50
2023/24 | 172.25 | 90.75 | 47
2023/24 | 172.75 | 90.75 | 49
2023/24 | 173.25 | 90.75 | 44
2023/24 | 173.75 | 90.75 | 49
2023/24 | 174.25 | 90.75 | 51
2023/24 | 174.75 | 90.75 | 63
2023/24 | 175.25 | 90.75 | 66
2023/24 | 175.75 | 90.75 | 58
2023/24 | 176.25 | 90.75 | 61
2023/24 | 176.75 | 90.75 | 58
2023/24 | 177.25 | 90.75 | 68
2023/24 | 177.75 | 90.75 | 57
2023/24 | 178.25 | 90.75 | 69
2023/24 | 178.75 | 90.75 | 80
2023/24 | 179.25 | 90.75 | 74
2023/24 | 179.75 | 90.75 | 83
2023/24 | 180.25 | 90.75 | 80
2023/24 | 180.75 | 90.75 | 86
2023/24 | 181.25 | 90.75 | 76
2023/24 | 181.75 | 90.75 | 94
2023/24 | 182.25 | 90.75 | 105
2023/24 | 182.75 | 90.75 | 99
2023/24 | 183.25 | 90.75 | 89
2023/24 | 183.75 | 90.75 | 103
2023/24 | 184.25 | 90.75 | 95
2023/24 | 184.75 | 90.75 | 89
2023/24 | 185.25 | 90.75 | 121
2023/24 | 185.75 | 90.75 | 115
2023/24 | 186.25 | 90.75 | 119
2023/24 | 186.75 | 90.75 | 98
2023/24 | 187.25 | 90.75 | 111
2023/24 | 187.75 | 90.75 | 134
2023/24 | 188.25 | 90.75 | 119
2023/24 | 188.75 | 90.75 | 119
2023/24 | 189.25 | 90.75 | 132
2023/24 | 189.75 | 90.75 | 115
2023/24 | 190.25 | 90.75 | 123
2023/24 | 190.75 | 90.75 | 128
2023/24 | 191.25 | 90.75 | 133
2023/24 | 191.75 | 90.75 | 111
2023/24 | 192.25 | 90.75 | 150
2023/24 | 192.75 | 90.75 | 112
2023/24 | 193.25 | 90.75 | 138
2023/24 | 193.75 | 90.75 | 138
2023/24 | 194.25 | 90.75 | 137
2023/24 | 194.75 | 90.75 | 142
2023/24 | 195.25 | 90.75 | 150
2023/24 | 195.75 | 90.75 | 146
2023/24 | 196.25 | 90.75 | 144
2023/24 | 196.75 | 90.75 | 137
2023/24 | 197.25 | 90.75 | 152
2023/24 | 197.75 | 90.75 | 134
2023/24 | 198.25 | 90.75 | 137
2023/24 | 198.75 | 90.75 | 139
2023/24 | 199.25 | 90.75 | 170
2023/24 | 199.75 | 90.75 | 151
2023/24 | 200.25 | 90.75 | 168
2023/24 | 200.75 | 90.75 | 172
2023/24 | 201.25 | 90.75 | 152
2023/24 | 201.75 | 90.75 | 143
2023/24 | 202.25 | 90.75 | 158
2023/24 | 202.75 | 90.75 | 154
2023/24 | 203.25 | 90.75 | 128
2023/24 | 203.75 | 90.75 | 154
2023/24 | 204.25 | 90.75 | 156
2023/24 | 204.75 | 90.75 | 129
2023/24 | 205.25 | 90.75 | 148
2023/24 | 205.75 | 90.75 | 165
2023/24 | 206.25 | 90.75 | 135
2023/24 | 206.75 | 90.75 | 147
2023/24 | 207.25 | 90.75 | 152
2023/24 | 207.75 | 90.75 | 136
2023/24 | 208.25 | 90.75 | 140
2023/24 | 208.75 | 90.75 | 134
2023/24 | 209.25 | 90.75 | 135
2023/24 | 209.75 | 90.75 | 150
2023/24 | 210.25 | 90.75 | 120
2023/24 | 210.75 | 90.75 | 127
2023/24 | 211.25 | 90.75 | 155
2023/24 | 211.75 | 90.75 | 118
2023/24 | 212.25 | 90.75 | 164
2023/24 | 212.75 | 90.75 | 142
2023/24 | 213.25 | 90.75 | 144
2023/24 | 213.75 | 90.75 | 131
2023/24 | 214.25 | 90.75 | 125
2023/24 | 214.75 | 90.75 | 159
2023/24 | 215.25 | 90.75 | 135
2023/24 | 215.75 | 90.75 | 113
2023/24 | 216.25 | 90.75 | 124
2023/24 | 216.75 | 90.75 | 119
2023/24 | 217.25 | 90.75 | 116
2023/24 | 217.75 | 90.75 | 121
2023/24 | 218.25 | 90.75 | 133
2023/24 | 218.75 | 90.75 | 116
2023/24 | 219.25 | 90.75 | 97
2023/24 | 219.75 | 90.75 | 122
2023/24 | 220.25 | 90.75 | 106
2023/24 | 220.75 | 90.75 | 97
2023/24 | 221.25 | 90.75 | 122
2023/24 | 221.75 | 90.75 | 97
2023/24 | 222.25 | 90.75 | 104
2023/24 | 222.75 | 90.75 | 105
2023/24 | 223.25 | 90.75 | 95
2023/24 | 223.75 | 90.75 | 109
2023/24 | 224.25 | 90.75 | 104
2023/24 | 224.75 | 90.75 | 88
2023/24 | 225.25 | 90.75 | 100
2023/24 | 225.75 | 90.75 | 104
2023/24 | 226.25 | 90.75 | 111
2023/24 | 226.75 | 90.75 | 88
2023/24 | 227.25 | 90.75 | 81
2023/24 | 227.75 | 90.75 | 80
2023/24 | 228.25 | 90.75 | 72
2023/24 | 228.75 | 90.75 | 72
2023/24 | 229.25 | 90.75 | 83
2023/24 | 229.75 | 90.75 | 85
2023/24 | 230.25 | 90.75 | 78
2023/24 | 230.75 | 90.75 | 74
2023/24 | 231.25 | 90.75 | 86
2023/24 | 231.75 | 90.75 | 78
2023/24 | 232.25 | 90.75 | 97
2023/24 | 232.75 | 90.75 | 74
2023/24 | 233.25 | 90.75 | 70
2023/24 | 233.75 | 90.75 | 63
2023/24 | 234.25 | 90.75 | 70
2023/24 | 234.75 | 90.75 | 70
2023/24 | 235.25 | 90.75 | 77
2023/24 | 235.75 | 90.75 | 65
2023/24 | 236.25 | 90.75 | 61
2023/24 | 236.75 | 90.75 | 59
2023/24 | 237.25 | 90.75 | 53
2023/24 | 237.75 | 90.75 | 69
2023/24 | 238.25 | 90.75 | 52
2023/24 | 238.75 | 90.75 | 68
2023/24 | 239.25 | 90.75 | 61
2023/24 | 239.75 | 90.75 | 48
2023/24 | 240.25 | 90.75 | 46
2023/24 | 240.75 | 90.75 | 54
2023/24 | 241.25 | 90.75 | 52
2023/24 | 241.75 | 90.75 | 51
2023/24 | 242.25 | 90.75 | 59
2023/24 | 242.75 | 90.75 | 49
2023/24 | 243.25 | 90.75 | 53
2023/24 | 243.75 | 90.75 | 40
2023/24 | 244.25 | 90.75 | 44
2023/24 | 244.75 | 90.75 | 51
2023/24 | 245.25 | 90.75 | 53
2023/24 | 245.75 | 90.75 | 46
2023/24 | 246.25 | 90.75 | 31
2023/24 | 246.75 | 90.75 | 40
2023/24 | 247.25 | 90.75 | 35
2023/24 | 247.75 | 90.75 | 52
2023/24 | 248.25 | 90.75 | 46
2023/24 | 248.75 | 90.75 | 39
2023/24 | 249.25 | 90.75 | 38
2023/24 | 249.75 | 90.75 | 33
2023/24 | 250.25 | 90.75 | 40
2023/24 | 250.75 | 90.75 | 45
2023/24 | 251.25 | 90.75 | 32
2023/24 | 251.75 | 90.75 | 42
2023/24 | 252.25 | 90.75 | 41
2023/24 | 252.75 | 90.75 | 28
2023/24 | 253.25 | 90.75 | 39
2023/24 | 253.75 | 90.75 | 34
2023/24 | 254.25 | 90.75 | 28
2023/24 | 254.75 | 90.75 | 34
2023/24 | 255.25 | 90.75 | 24
2023/24 | 255.75 | 90.75 | 42
2023/24 | 256.25 | 90.75 | 36
2023/24 | 256.75 | 90.75 | 46
2023/24 | 257.25 | 90.75 | 24
2023/24 | 257.75 | 90.75 | 31
2023/24 | 258.25 | 90.75 | 28
2023/24 | 258.75 | 90.75 | 26
2023/24 | 259.25 | 90.75 | 20
2023/24 | 259.75 | 90.75 | 35
2023/24 | 260.25 | 90.75 | 30
2023/24 | 260.75 | 90.75 | 27
2023/24 | 261.25 | 90.75 | 42
2023/24 | 261.75 | 90.75 | 20
2023/24 | 262.25 | 90.75 | 27
2023/24 | 262.75 | 90.75 | 29
2023/24 | 263.25 | 90.75 | 26
2023/24 | 263.75 | 90.75 | 18
2023/24 | 264.25 | 90.75 | 31
2023/24 | 264.75 | 90.75 | 28
2023/24 | 265.25 | 90.75 | 17
2023/24 | 265.75 | 90.75 | 33
2023/24 | 266.25 | 90.75 | 22
2023/24 | 266.75 | 90.75 | 19
2023/24 | 267.25 | 90.75 | 32
2023/24 | 267.75 | 90.75 | 23
2023/24 | 268.25 | 90.75 | 18
2023/24 | 268.75 | 90.75 | 20
2023/24 | 269.25 | 90.75 | 21
2023/24 | 269.75 | 90.75 | 24
2023/24 | 270.25 | 90.75 | 28
2023/24 | 270.75 | 90.75 | 23
2023/24 | 271.25 | 90.75 | 12
2023/24 | 271.75 | 90.75 | 14
2023/24 | 272.25 | 90.75 | 21
2023/24 | 272.75 | 90.75 | 23
2023/24 | 273.25 | 90.75 | 22
2023/24 | 273.75 | 90.75 | 26
2023/24 | 274.25 | 90.75 | 18
2023/24 | 274.75 | 90.75 | 17
2023/24 | 275.25 | 90.75 | 26
2023/24 | 275.75 | 90.75 | 12
2023/24 | 276.25 | 90.75 | 20
2023/24 | 276.75 | 90.75 | 22
2023/24 | 277.25 | 90.75 | 14
2023/24 | 277.75 | 90.75 | 13
2023/24 | 278.25 | 90.75 | 16
2023/24 | 278.75 | 90.75 | 16
2023/24 | 279.25 | 90.75 | 16
2023/24 | 279.75 | 90.75 | 20
2023/24 | 280.25 | 90.75 | 19
2023/24 | 280.75 | 90.75 | 24
2023/24 | 281.25 | 90.75 | 20
2023/24 | 281.75 | 90.75 | 15
2023/24 | 282.25 | 90.75 | 21
2023/24 | 282.75 | 90.75 | 19
2023/24 | 283.25 | 90.75 | 16
2023/24 | 283.75 | 90.75 | 12
2023/24 | 284.25 | 90.75 | 16
2023/24 | 284.75 | 90.75 | 16
2023/24 | 285.25 | 90.75 | 11
2023/24 | 285.75 | 90.75 | 15
2023/24 | 286.25 | 90.75 | 19
2023/24 | 286.75 | 90.75 | 18
2023/24 | 287.25 | 90.75 | 19
2023/24 | 287.75 | 90.75 | 9
2023/24 | 288.25 | 90.75 | 17
2023/24 | 288.75 | 90.75 | 12
2023/24 | 289.25 | 90.75 | 7
2023/24 | 289.75 | 90.75 | 10
2023/24 | 290.25 | 90.75 | 12
2023/24 | 290.75 | 90.75 | 14
2023/24 | 291.25 | 90.75 | 8
2023/24 | 291.75 | 90.75 | 11
2023/24 | 292.25 | 90.75 | 9
2023/24 | 292.75 | 90.75 | 18
2023/24 | 293.25 | 90.75 | 7
2023/24 | 293.75 | 90.75 | 12
2023/24 | 294.25 | 90.75 | 8
2023/24 | 294.75 | 90.75 | 14
2023/24 | 295.25 | 90.75 | 11
2023/24 | 295.75 | 90.75 | 8
2023/24 | 296.25 | 90.75 | 12
2023/24 | 296.75 | 90.75 | 11
2023/24 | 297.25 | 90.75 | 14
2023/24 | 297.75 | 90.75 | 8
2023/24 | 298.25 | 90.75 | 12
2023/24 | 298.75 | 90.75 | 7
2023/24 | 299.25 | 90.75 | 9
2023/24 | 299.75 | 90.75 | 8
2023/24 | 300.25 | 90.75 | 9
2023/24 | 300.75 | 90.75 | 5
2023/24 | 301.25 | 90.75 | 12
2023/24 | 301.75 | 90.75 | 8
2023/24 | 302.25 | 90.75 | 6
2023/24 | 302.75 | 90.75 | 11
2023/24 | 303.25 | 90.75 | 12
2023/24 | 303.75 | 90.75 | 10
2023/24 | 304.25 | 90.75 | 9
2023/24 | 304.75 | 90.75 | 8
2023/24 | 305.25 | 90.75 | 6
2023/24 | 305.75 | 90.75 | 1
2023/24 | 306.25 | 90.75 | 10
2023/24 | 306.75 | 90.75 | 4
2023/24 | 307.25 | 90.75 | 4
2023/24 | 307.75 | 90.75 | 10
2023/24 | 308.25 | 90.75 | 5
2023/24 | 308.75 | 90.75 | 8
2023/24 | 309.25 | 90.75 | 10
2023/24 | 309.75 | 90.75 | 9
2023/24 | 310.25 | 90.75 | 6
2023/24 | 310.75 | 90.75 | 5
2023/24 | 311.25 | 90.75 | 4
2023/24 | 311.75 | 90.75 | 7
2023/24 | 312.25 | 90.75 | 11
2023/24 | 312.75 | 90.75 | 5
2023/24 | 313.25 | 90.75 | 7
2023/24 | 313.75 | 90.75 | 3
2023/24 | 314.25 | 90.75 | 8
2023/24 | 314.75 | 90.75 | 6
2023/24 | 315.25 | 90.75 | 4
2023/24 | 315.75 | 90.75 | 4
2023/24 | 316.25 | 90.75 | 4
2023/24 | 316.75 | 90.75 | 5
2023/24 | 317.25 | 90.75 | 6
2023/24 | 317.75 | 90.75 | 3
2023/24 | 318.25 | 90.75 | 7
2023/24 | 318.75 | 90.75 | 9
2023/24 | 319.25 | 90.75 | 4
2023/24 | 319.75 | 90.75 | 2
2023/24 | 320.25 | 90.75 | 5
2023/24 | 320.75 | 90.75 | 1
2023/24 | 321.25 | 90.75 | 6
2023/24 | 321.75 | 90.75 | 3
2023/24 | 322.25 | 90.75 | 5
2023/24 | 322.75 | 90.75 | 2
2023/24 | 323.25 | 90.75 | 7
2023/24 | 323.75 | 90.75 | 2
2023/24 | 324.25 | 90.75 | 3
2023/24 | 324.75 | 90.75 | 6
2023/24 | 325.25 | 90.75 | 4
2023/24 | 325.75 | 90.75 | 3
2023/24 | 326.25 | 90.75 | 4
2023/24 | 326.75 | 90.75 | 4
2023/24 | 327.25 | 90.75 | 6
2023/24 | 327.75 | 90.75 | 5
2023/24 | 328.25 | 90.75 | 5
2023/24 | 328.75 | 90.75 | 1
2023/24 | 329.25 | 90.75 | 7
2023/24 | 329.75 | 90.75 | 2
2023/24 | 330.25 | 90.75 | 1
2023/24 | 330.75 | 90.75 | 2
2023/24 | 331.25 | 90.75 | 3
2023/24 | 331.75 | 90.75 | 2
2023/24 | 332.75 | 90.75 | 1
2023/24 | 333.25 | 90.75 | 4
2023/24 | 333.75 | 90.75 | 3
2023/24 | 334.25 | 90.75 | 2
2023/24 | 334.75 | 90.75 | 2
2023/24 | 335.25 | 90.75 | 2
2023/24 | 335.75 | 90.75 | 2
2023/24 | 336.25 | 90.75 | 2
2023/24 | 336.75 | 90.75 | 1
2023/24 | 337.25 | 90.75 | 2
2023/24 | 337.75 | 90.75 | 2
2023/24 | 338.25 | 90.75 | 1
2023/24 | 338.75 | 90.75 | 3
2023/24 | 339.25 | 90.75 | 2
2023/24 | 339.75 | 90.75 | 2
2023/24 | 341.25 | 90.75 | 1
2023/24 | 342.25 | 90.75 | 2
2023/24 | 343.25 | 90.75 | 1
2023/24 | 343.75 | 90.75 | 3
2023/24 | 344.25 | 90.75 | 2
2023/24 | 344.75 | 90.75 | 4
2023/24 | 345.25 | 90.75 | 1
2023/24 | 346.75 | 90.75 | 2
2023/24 | 347.25 | 90.75 | 2
2023/24 | 347.75 | 90.75 | 3
2023/24 | 348.25 | 90.75 | 1
2023/24 | 348.75 | 90.75 | 1
2023/24 | 349.75 | 90.75 | 1
2023/24 | 350.75 | 90.75 | 2
2023/24 | 351.75 | 90.75 | 2
2023/24 | 352.25 | 90.75 | 1
2023/24 | 352.75 | 90.75 | 1
2023/24 | 353.25 | 90.75 | 1
2023/24 | 354.25 | 90.75 | 1
2023/24 | 356.75 | 90.75 | 1
2023/24 | 357.75 | 90.75 | 1
2023/24 | 359.75 | 90.75 | 1
2023/24 | 360.75 | 90.75 | 1
2023/24 | 361.75 | 90.75 | 1
2023/24 | 362.75 | 90.75 | 1
2023/24 | 363.25 | 90.75 | 1
2023/24 | 363.75 | 90.75 | 1
2023/24 | 365.25 | 90.75 | 1
2023/24 | 366.25 | 90.75 | 1
2023/24 | 366.75 | 90.75 | 1
2023/24 | 368.25 | 90.75 | 1
2023/24 | 370.25 | 90.75 | 1
2023/24 | 371.25 | 90.75 | 1
2023/24 | 371.75 | 90.75 | 1
2023/24 | 372.25 | 90.75 | 1
2023/24 | 372.75 | 90.75 | 1
2023/24 | 373.75 | 90.75 | 2
2023/24 | 375.25 | 90.75 | 1
2023/24 | 377.75 | 90.75 | 1
2023/24 | 380.75 | 90.75 | 1
2023/24 | 381.75 | 90.75 | 1
2023/24 | 382.25 | 90.75 | 1
2023/24 | 383.25 | 90.75 | 1
2023/24 | 383.75 | 90.75 | 1
2023/24 | 387.75 | 90.75 | 1
2023/24 | 388.75 | 90.75 | 1
2023/24 | 389.75 | 90.75 | 1
2023/24 | 392.25 | 90.75 | 1
2023/24 | 393.25 | 90.75 | 1
2023/24 | 395.75 | 90.75 | 1
2023/24 | 397.25 | 90.75 | 1
2023/24 | 398.25 | 90.75 | 1
2023/24 | 416.75 | 90.75 | 1
2023/24 | 420.25 | 90.75 | 1
2023/24 | 434.25 | 90.75 | 1
2023/24 | 132.25 | 91.25 | 1
2023/24 | 132.75 | 91.25 | 1
2023/24 | 133.75 | 91.25 | 1
2023/24 | 136.75 | 91.25 | 1
2023/24 | 137.75 | 91.25 | 1
2023/24 | 139.25 | 91.25 | 1
2023/24 | 139.75 | 91.25 | 1
2023/24 | 140.25 | 91.25 | 2
2023/24 | 142.75 | 91.25 | 1
2023/24 | 143.25 | 91.25 | 1
2023/24 | 143.75 | 91.25 | 2
2023/24 | 144.25 | 91.25 | 1
2023/24 | 145.25 | 91.25 | 1
2023/24 | 145.75 | 91.25 | 1
2023/24 | 146.25 | 91.25 | 1
2023/24 | 146.75 | 91.25 | 2
2023/24 | 147.25 | 91.25 | 2
2023/24 | 147.75 | 91.25 | 1
2023/24 | 148.25 | 91.25 | 1
2023/24 | 148.75 | 91.25 | 1
2023/24 | 149.25 | 91.25 | 1
2023/24 | 149.75 | 91.25 | 3
2023/24 | 150.25 | 91.25 | 5
2023/24 | 150.75 | 91.25 | 2
2023/24 | 151.25 | 91.25 | 6
2023/24 | 151.75 | 91.25 | 4
2023/24 | 152.25 | 91.25 | 3
2023/24 | 152.75 | 91.25 | 7
2023/24 | 153.25 | 91.25 | 2
2023/24 | 153.75 | 91.25 | 3
2023/24 | 154.25 | 91.25 | 3
2023/24 | 154.75 | 91.25 | 8
2023/24 | 155.25 | 91.25 | 4
2023/24 | 155.75 | 91.25 | 9
2023/24 | 156.25 | 91.25 | 9
2023/24 | 156.75 | 91.25 | 8
2023/24 | 157.25 | 91.25 | 8
2023/24 | 157.75 | 91.25 | 9
2023/24 | 158.25 | 91.25 | 6
2023/24 | 158.75 | 91.25 | 5
2023/24 | 159.25 | 91.25 | 10
2023/24 | 159.75 | 91.25 | 9
2023/24 | 160.25 | 91.25 | 15
2023/24 | 160.75 | 91.25 | 11
2023/24 | 161.25 | 91.25 | 12
2023/24 | 161.75 | 91.25 | 14
2023/24 | 162.25 | 91.25 | 13
2023/24 | 162.75 | 91.25 | 14
2023/24 | 163.25 | 91.25 | 12
2023/24 | 163.75 | 91.25 | 16
2023/24 | 164.25 | 91.25 | 18
2023/24 | 164.75 | 91.25 | 14
2023/24 | 165.25 | 91.25 | 25
2023/24 | 165.75 | 91.25 | 25
2023/24 | 166.25 | 91.25 | 14
2023/24 | 166.75 | 91.25 | 18
2023/24 | 167.25 | 91.25 | 24
2023/24 | 167.75 | 91.25 | 32
2023/24 | 168.25 | 91.25 | 18
2023/24 | 168.75 | 91.25 | 22
2023/24 | 169.25 | 91.25 | 29
2023/24 | 169.75 | 91.25 | 27
2023/24 | 170.25 | 91.25 | 41
2023/24 | 170.75 | 91.25 | 28
2023/24 | 171.25 | 91.25 | 46
2023/24 | 171.75 | 91.25 | 29
2023/24 | 172.25 | 91.25 | 42
2023/24 | 172.75 | 91.25 | 56
2023/24 | 173.25 | 91.25 | 49
2023/24 | 173.75 | 91.25 | 46
2023/24 | 174.25 | 91.25 | 62
2023/24 | 174.75 | 91.25 | 42
2023/24 | 175.25 | 91.25 | 60
2023/24 | 175.75 | 91.25 | 57
2023/24 | 176.25 | 91.25 | 56
2023/24 | 176.75 | 91.25 | 67
2023/24 | 177.25 | 91.25 | 66
2023/24 | 177.75 | 91.25 | 78
2023/24 | 178.25 | 91.25 | 70
2023/24 | 178.75 | 91.25 | 67
2023/24 | 179.25 | 91.25 | 81
2023/24 | 179.75 | 91.25 | 76
2023/24 | 180.25 | 91.25 | 84
2023/24 | 180.75 | 91.25 | 79
2023/24 | 181.25 | 91.25 | 88
2023/24 | 181.75 | 91.25 | 65
2023/24 | 182.25 | 91.25 | 97
2023/24 | 182.75 | 91.25 | 92
2023/24 | 183.25 | 91.25 | 84
2023/24 | 183.75 | 91.25 | 71
2023/24 | 184.25 | 91.25 | 98
2023/24 | 184.75 | 91.25 | 125
2023/24 | 185.25 | 91.25 | 112
2023/24 | 185.75 | 91.25 | 118
2023/24 | 186.25 | 91.25 | 107
2023/24 | 186.75 | 91.25 | 110
2023/24 | 187.25 | 91.25 | 114
2023/24 | 187.75 | 91.25 | 113
2023/24 | 188.25 | 91.25 | 126
2023/24 | 188.75 | 91.25 | 108
2023/24 | 189.25 | 91.25 | 120
2023/24 | 189.75 | 91.25 | 110
2023/24 | 190.25 | 91.25 | 137
2023/24 | 190.75 | 91.25 | 126
2023/24 | 191.25 | 91.25 | 124
2023/24 | 191.75 | 91.25 | 127
2023/24 | 192.25 | 91.25 | 128
2023/24 | 192.75 | 91.25 | 131
2023/24 | 193.25 | 91.25 | 121
2023/24 | 193.75 | 91.25 | 145
2023/24 | 194.25 | 91.25 | 110
2023/24 | 194.75 | 91.25 | 148
2023/24 | 195.25 | 91.25 | 155
2023/24 | 195.75 | 91.25 | 159
2023/24 | 196.25 | 91.25 | 148
2023/24 | 196.75 | 91.25 | 150
2023/24 | 197.25 | 91.25 | 133
2023/24 | 197.75 | 91.25 | 131
2023/24 | 198.25 | 91.25 | 132
2023/24 | 198.75 | 91.25 | 156
2023/24 | 199.25 | 91.25 | 162
2023/24 | 199.75 | 91.25 | 164
2023/24 | 200.25 | 91.25 | 138
2023/24 | 200.75 | 91.25 | 140
2023/24 | 201.25 | 91.25 | 151
2023/24 | 201.75 | 91.25 | 148
2023/24 | 202.25 | 91.25 | 127
2023/24 | 202.75 | 91.25 | 152
2023/24 | 203.25 | 91.25 | 139
2023/24 | 203.75 | 91.25 | 144
2023/24 | 204.25 | 91.25 | 154
2023/24 | 204.75 | 91.25 | 147
2023/24 | 205.25 | 91.25 | 141
2023/24 | 205.75 | 91.25 | 154
2023/24 | 206.25 | 91.25 | 150
2023/24 | 206.75 | 91.25 | 142
2023/24 | 207.25 | 91.25 | 162
2023/24 | 207.75 | 91.25 | 143
2023/24 | 208.25 | 91.25 | 141
2023/24 | 208.75 | 91.25 | 156
2023/24 | 209.25 | 91.25 | 126
2023/24 | 209.75 | 91.25 | 132
2023/24 | 210.25 | 91.25 | 127
2023/24 | 210.75 | 91.25 | 137
2023/24 | 211.25 | 91.25 | 136
2023/24 | 211.75 | 91.25 | 134
2023/24 | 212.25 | 91.25 | 130
2023/24 | 212.75 | 91.25 | 131
2023/24 | 213.25 | 91.25 | 123
2023/24 | 213.75 | 91.25 | 127
2023/24 | 214.25 | 91.25 | 135
2023/24 | 214.75 | 91.25 | 143
2023/24 | 215.25 | 91.25 | 132
2023/24 | 215.75 | 91.25 | 110
2023/24 | 216.25 | 91.25 | 132
2023/24 | 216.75 | 91.25 | 130
2023/24 | 217.25 | 91.25 | 124
2023/24 | 217.75 | 91.25 | 121
2023/24 | 218.25 | 91.25 | 140
2023/24 | 218.75 | 91.25 | 109
2023/24 | 219.25 | 91.25 | 130
2023/24 | 219.75 | 91.25 | 115
2023/24 | 220.25 | 91.25 | 121
2023/24 | 220.75 | 91.25 | 108
2023/24 | 221.25 | 91.25 | 87
2023/24 | 221.75 | 91.25 | 110
2023/24 | 222.25 | 91.25 | 113
2023/24 | 222.75 | 91.25 | 83
2023/24 | 223.25 | 91.25 | 99
2023/24 | 223.75 | 91.25 | 115
2023/24 | 224.25 | 91.25 | 118
2023/24 | 224.75 | 91.25 | 110
2023/24 | 225.25 | 91.25 | 97
2023/24 | 225.75 | 91.25 | 112
2023/24 | 226.25 | 91.25 | 76
2023/24 | 226.75 | 91.25 | 93
2023/24 | 227.25 | 91.25 | 78
2023/24 | 227.75 | 91.25 | 80
2023/24 | 228.25 | 91.25 | 77
2023/24 | 228.75 | 91.25 | 92
2023/24 | 229.25 | 91.25 | 100
2023/24 | 229.75 | 91.25 | 93
2023/24 | 230.25 | 91.25 | 90
2023/24 | 230.75 | 91.25 | 69
2023/24 | 231.25 | 91.25 | 89
2023/24 | 231.75 | 91.25 | 81
2023/24 | 232.25 | 91.25 | 84
2023/24 | 232.75 | 91.25 | 90
2023/24 | 233.25 | 91.25 | 65
2023/24 | 233.75 | 91.25 | 67
2023/24 | 234.25 | 91.25 | 64
2023/24 | 234.75 | 91.25 | 64
2023/24 | 235.25 | 91.25 | 72
2023/24 | 235.75 | 91.25 | 76
2023/24 | 236.25 | 91.25 | 57
2023/24 | 236.75 | 91.25 | 67
2023/24 | 237.25 | 91.25 | 64
2023/24 | 237.75 | 91.25 | 53
2023/24 | 238.25 | 91.25 | 71
2023/24 | 238.75 | 91.25 | 56
2023/24 | 239.25 | 91.25 | 56
2023/24 | 239.75 | 91.25 | 54
2023/24 | 240.25 | 91.25 | 61
2023/24 | 240.75 | 91.25 | 55
2023/24 | 241.25 | 91.25 | 40
2023/24 | 241.75 | 91.25 | 72
2023/24 | 242.25 | 91.25 | 41
2023/24 | 242.75 | 91.25 | 61
2023/24 | 243.25 | 91.25 | 49
2023/24 | 243.75 | 91.25 | 55
2023/24 | 244.25 | 91.25 | 65
2023/24 | 244.75 | 91.25 | 46
2023/24 | 245.25 | 91.25 | 55
2023/24 | 245.75 | 91.25 | 50
2023/24 | 246.25 | 91.25 | 49
2023/24 | 246.75 | 91.25 | 39
2023/24 | 247.25 | 91.25 | 35
2023/24 | 247.75 | 91.25 | 57
2023/24 | 248.25 | 91.25 | 41
2023/24 | 248.75 | 91.25 | 34
2023/24 | 249.25 | 91.25 | 45
2023/24 | 249.75 | 91.25 | 39
2023/24 | 250.25 | 91.25 | 42
2023/24 | 250.75 | 91.25 | 32
2023/24 | 251.25 | 91.25 | 30
2023/24 | 251.75 | 91.25 | 39
2023/24 | 252.25 | 91.25 | 46
2023/24 | 252.75 | 91.25 | 42
2023/24 | 253.25 | 91.25 | 30
2023/24 | 253.75 | 91.25 | 37
2023/24 | 254.25 | 91.25 | 29
2023/24 | 254.75 | 91.25 | 35
2023/24 | 255.25 | 91.25 | 41
2023/24 | 255.75 | 91.25 | 35
2023/24 | 256.25 | 91.25 | 28
2023/24 | 256.75 | 91.25 | 30
2023/24 | 257.25 | 91.25 | 31
2023/24 | 257.75 | 91.25 | 38
2023/24 | 258.25 | 91.25 | 24
2023/24 | 258.75 | 91.25 | 24
2023/24 | 259.25 | 91.25 | 27
2023/24 | 259.75 | 91.25 | 30
2023/24 | 260.25 | 91.25 | 32
2023/24 | 260.75 | 91.25 | 23
2023/24 | 261.25 | 91.25 | 24
2023/24 | 261.75 | 91.25 | 33
2023/24 | 262.25 | 91.25 | 27
2023/24 | 262.75 | 91.25 | 27
2023/24 | 263.25 | 91.25 | 37
2023/24 | 263.75 | 91.25 | 28
2023/24 | 264.25 | 91.25 | 25
2023/24 | 264.75 | 91.25 | 30
2023/24 | 265.25 | 91.25 | 25
2023/24 | 265.75 | 91.25 | 20
2023/24 | 266.25 | 91.25 | 30
2023/24 | 266.75 | 91.25 | 29
2023/24 | 267.25 | 91.25 | 30
2023/24 | 267.75 | 91.25 | 37
2023/24 | 268.25 | 91.25 | 27
2023/24 | 268.75 | 91.25 | 25
2023/24 | 269.25 | 91.25 | 34
2023/24 | 269.75 | 91.25 | 30
2023/24 | 270.25 | 91.25 | 19
2023/24 | 270.75 | 91.25 | 21
2023/24 | 271.25 | 91.25 | 20
2023/24 | 271.75 | 91.25 | 26
2023/24 | 272.25 | 91.25 | 17
2023/24 | 272.75 | 91.25 | 16
2023/24 | 273.25 | 91.25 | 25
2023/24 | 273.75 | 91.25 | 25
2023/24 | 274.25 | 91.25 | 30
2023/24 | 274.75 | 91.25 | 16
2023/24 | 275.25 | 91.25 | 27
2023/24 | 275.75 | 91.25 | 21
2023/24 | 276.25 | 91.25 | 13
2023/24 | 276.75 | 91.25 | 20
2023/24 | 277.25 | 91.25 | 18
2023/24 | 277.75 | 91.25 | 26
2023/24 | 278.25 | 91.25 | 21
2023/24 | 278.75 | 91.25 | 20
2023/24 | 279.25 | 91.25 | 15
2023/24 | 279.75 | 91.25 | 21
2023/24 | 280.25 | 91.25 | 22
2023/24 | 280.75 | 91.25 | 14
2023/24 | 281.25 | 91.25 | 22
2023/24 | 281.75 | 91.25 | 19
2023/24 | 282.25 | 91.25 | 7
2023/24 | 282.75 | 91.25 | 16
2023/24 | 283.25 | 91.25 | 18
2023/24 | 283.75 | 91.25 | 19
2023/24 | 284.25 | 91.25 | 16
2023/24 | 284.75 | 91.25 | 12
2023/24 | 285.25 | 91.25 | 13
2023/24 | 285.75 | 91.25 | 16
2023/24 | 286.25 | 91.25 | 18
2023/24 | 286.75 | 91.25 | 12
2023/24 | 287.25 | 91.25 | 15
2023/24 | 287.75 | 91.25 | 14
2023/24 | 288.25 | 91.25 | 16
2023/24 | 288.75 | 91.25 | 12
2023/24 | 289.25 | 91.25 | 16
2023/24 | 289.75 | 91.25 | 8
2023/24 | 290.25 | 91.25 | 13
2023/24 | 290.75 | 91.25 | 13
2023/24 | 291.25 | 91.25 | 11
2023/24 | 291.75 | 91.25 | 11
2023/24 | 292.25 | 91.25 | 8
2023/24 | 292.75 | 91.25 | 16
2023/24 | 293.25 | 91.25 | 15
2023/24 | 293.75 | 91.25 | 14
2023/24 | 294.25 | 91.25 | 10
2023/24 | 294.75 | 91.25 | 5
2023/24 | 295.25 | 91.25 | 8
2023/24 | 295.75 | 91.25 | 16
2023/24 | 296.25 | 91.25 | 11
2023/24 | 296.75 | 91.25 | 12
2023/24 | 297.25 | 91.25 | 14
2023/24 | 297.75 | 91.25 | 6
2023/24 | 298.25 | 91.25 | 11
2023/24 | 298.75 | 91.25 | 5
2023/24 | 299.25 | 91.25 | 12
2023/24 | 299.75 | 91.25 | 5
2023/24 | 300.25 | 91.25 | 10
2023/24 | 300.75 | 91.25 | 6
2023/24 | 301.25 | 91.25 | 14
2023/24 | 301.75 | 91.25 | 11
2023/24 | 302.25 | 91.25 | 8
2023/24 | 302.75 | 91.25 | 12
2023/24 | 303.25 | 91.25 | 10
2023/24 | 303.75 | 91.25 | 8
2023/24 | 304.25 | 91.25 | 9
2023/24 | 304.75 | 91.25 | 8
2023/24 | 305.25 | 91.25 | 3
2023/24 | 305.75 | 91.25 | 11
2023/24 | 306.25 | 91.25 | 7
2023/24 | 306.75 | 91.25 | 8
2023/24 | 307.25 | 91.25 | 10
2023/24 | 307.75 | 91.25 | 4
2023/24 | 308.25 | 91.25 | 8
2023/24 | 308.75 | 91.25 | 9
2023/24 | 309.25 | 91.25 | 6
2023/24 | 309.75 | 91.25 | 7
2023/24 | 310.25 | 91.25 | 6
2023/24 | 310.75 | 91.25 | 9
2023/24 | 311.25 | 91.25 | 11
2023/24 | 311.75 | 91.25 | 5
2023/24 | 312.25 | 91.25 | 8
2023/24 | 312.75 | 91.25 | 7
2023/24 | 313.25 | 91.25 | 4
2023/24 | 313.75 | 91.25 | 6
2023/24 | 314.25 | 91.25 | 4
2023/24 | 314.75 | 91.25 | 4
2023/24 | 315.75 | 91.25 | 1
2023/24 | 316.25 | 91.25 | 8
2023/24 | 316.75 | 91.25 | 3
2023/24 | 317.25 | 91.25 | 4
2023/24 | 317.75 | 91.25 | 3
2023/24 | 318.25 | 91.25 | 4
2023/24 | 318.75 | 91.25 | 1
2023/24 | 319.25 | 91.25 | 10
2023/24 | 319.75 | 91.25 | 4
2023/24 | 320.25 | 91.25 | 4
2023/24 | 320.75 | 91.25 | 6
2023/24 | 321.25 | 91.25 | 4
2023/24 | 321.75 | 91.25 | 6
2023/24 | 322.25 | 91.25 | 4
2023/24 | 322.75 | 91.25 | 3
2023/24 | 323.25 | 91.25 | 2
2023/24 | 323.75 | 91.25 | 2
2023/24 | 324.25 | 91.25 | 7
2023/24 | 324.75 | 91.25 | 2
2023/24 | 325.75 | 91.25 | 4
2023/24 | 326.75 | 91.25 | 1
2023/24 | 327.25 | 91.25 | 3
2023/24 | 327.75 | 91.25 | 1
2023/24 | 328.25 | 91.25 | 2
2023/24 | 328.75 | 91.25 | 2
2023/24 | 329.25 | 91.25 | 1
2023/24 | 329.75 | 91.25 | 4
2023/24 | 330.25 | 91.25 | 1
2023/24 | 330.75 | 91.25 | 2
2023/24 | 331.25 | 91.25 | 3
2023/24 | 331.75 | 91.25 | 2
2023/24 | 332.25 | 91.25 | 2
2023/24 | 332.75 | 91.25 | 1
2023/24 | 333.25 | 91.25 | 3
2023/24 | 333.75 | 91.25 | 4
2023/24 | 334.25 | 91.25 | 4
2023/24 | 334.75 | 91.25 | 3
2023/24 | 335.25 | 91.25 | 1
2023/24 | 335.75 | 91.25 | 3
2023/24 | 336.25 | 91.25 | 5
2023/24 | 336.75 | 91.25 | 5
2023/24 | 337.25 | 91.25 | 3
2023/24 | 337.75 | 91.25 | 3
2023/24 | 338.25 | 91.25 | 4
2023/24 | 338.75 | 91.25 | 1
2023/24 | 339.25 | 91.25 | 3
2023/24 | 340.25 | 91.25 | 1
2023/24 | 341.25 | 91.25 | 4
2023/24 | 341.75 | 91.25 | 1
2023/24 | 343.25 | 91.25 | 1
2023/24 | 343.75 | 91.25 | 1
2023/24 | 344.25 | 91.25 | 4
2023/24 | 344.75 | 91.25 | 1
2023/24 | 345.25 | 91.25 | 1
2023/24 | 345.75 | 91.25 | 3
2023/24 | 346.25 | 91.25 | 3
2023/24 | 346.75 | 91.25 | 1
2023/24 | 347.25 | 91.25 | 5
2023/24 | 347.75 | 91.25 | 1
2023/24 | 348.75 | 91.25 | 3
2023/24 | 350.25 | 91.25 | 1
2023/24 | 350.75 | 91.25 | 2
2023/24 | 351.25 | 91.25 | 1
2023/24 | 351.75 | 91.25 | 2
2023/24 | 352.25 | 91.25 | 2
2023/24 | 353.25 | 91.25 | 1
2023/24 | 353.75 | 91.25 | 1
2023/24 | 354.25 | 91.25 | 1
2023/24 | 355.25 | 91.25 | 1
2023/24 | 357.75 | 91.25 | 2
2023/24 | 358.25 | 91.25 | 1
2023/24 | 359.25 | 91.25 | 1
2023/24 | 359.75 | 91.25 | 2
2023/24 | 360.25 | 91.25 | 1
2023/24 | 360.75 | 91.25 | 1
2023/24 | 361.25 | 91.25 | 1
2023/24 | 361.75 | 91.25 | 1
2023/24 | 362.25 | 91.25 | 1
2023/24 | 362.75 | 91.25 | 1
2023/24 | 363.75 | 91.25 | 1
2023/24 | 364.25 | 91.25 | 1
2023/24 | 366.25 | 91.25 | 1
2023/24 | 366.75 | 91.25 | 2
2023/24 | 368.25 | 91.25 | 1
2023/24 | 369.25 | 91.25 | 2
2023/24 | 372.75 | 91.25 | 1
2023/24 | 374.25 | 91.25 | 2
2023/24 | 374.75 | 91.25 | 1
2023/24 | 375.25 | 91.25 | 1
2023/24 | 377.25 | 91.25 | 1
2023/24 | 377.75 | 91.25 | 3
2023/24 | 380.75 | 91.25 | 1
2023/24 | 381.25 | 91.25 | 2
2023/24 | 382.25 | 91.25 | 1
2023/24 | 383.75 | 91.25 | 2
2023/24 | 384.25 | 91.25 | 1
2023/24 | 385.25 | 91.25 | 1
2023/24 | 385.75 | 91.25 | 1
2023/24 | 386.75 | 91.25 | 1
2023/24 | 387.75 | 91.25 | 1
2023/24 | 392.75 | 91.25 | 1
2023/24 | 393.25 | 91.25 | 1
2023/24 | 397.25 | 91.25 | 1
2023/24 | 399.75 | 91.25 | 1
2023/24 | 402.75 | 91.25 | 1
2023/24 | 446.75 | 91.25 | 1
2023/24 | 119.25 | 91.75 | 1
2023/24 | 126.25 | 91.75 | 1
2023/24 | 126.75 | 91.75 | 1
2023/24 | 129.75 | 91.75 | 1
2023/24 | 132.25 | 91.75 | 1
2023/24 | 136.75 | 91.75 | 1
2023/24 | 139.75 | 91.75 | 1
2023/24 | 140.25 | 91.75 | 1
2023/24 | 141.25 | 91.75 | 1
2023/24 | 142.75 | 91.75 | 2
2023/24 | 143.25 | 91.75 | 1
2023/24 | 144.25 | 91.75 | 1
2023/24 | 144.75 | 91.75 | 1
2023/24 | 145.25 | 91.75 | 3
2023/24 | 145.75 | 91.75 | 7
2023/24 | 146.25 | 91.75 | 2
2023/24 | 147.25 | 91.75 | 1
2023/24 | 147.75 | 91.75 | 2
2023/24 | 148.25 | 91.75 | 2
2023/24 | 148.75 | 91.75 | 2
2023/24 | 149.25 | 91.75 | 1
2023/24 | 149.75 | 91.75 | 5
2023/24 | 150.25 | 91.75 | 2
2023/24 | 150.75 | 91.75 | 1
2023/24 | 151.75 | 91.75 | 1
2023/24 | 152.25 | 91.75 | 4
2023/24 | 152.75 | 91.75 | 4
2023/24 | 153.25 | 91.75 | 5
2023/24 | 153.75 | 91.75 | 5
2023/24 | 154.25 | 91.75 | 3
2023/24 | 154.75 | 91.75 | 3
2023/24 | 155.25 | 91.75 | 1
2023/24 | 155.75 | 91.75 | 4
2023/24 | 156.25 | 91.75 | 7
2023/24 | 156.75 | 91.75 | 3
2023/24 | 157.25 | 91.75 | 8
2023/24 | 157.75 | 91.75 | 6
2023/24 | 158.25 | 91.75 | 8
2023/24 | 158.75 | 91.75 | 7
2023/24 | 159.25 | 91.75 | 9
2023/24 | 159.75 | 91.75 | 4
2023/24 | 160.25 | 91.75 | 13
2023/24 | 160.75 | 91.75 | 10
2023/24 | 161.25 | 91.75 | 7
2023/24 | 161.75 | 91.75 | 10
2023/24 | 162.25 | 91.75 | 6
2023/24 | 162.75 | 91.75 | 18
2023/24 | 163.25 | 91.75 | 16
2023/24 | 163.75 | 91.75 | 10
2023/24 | 164.25 | 91.75 | 14
2023/24 | 164.75 | 91.75 | 13
2023/24 | 165.25 | 91.75 | 20
2023/24 | 165.75 | 91.75 | 19
2023/24 | 166.25 | 91.75 | 19
2023/24 | 166.75 | 91.75 | 16
2023/24 | 167.25 | 91.75 | 33
2023/24 | 167.75 | 91.75 | 23
2023/24 | 168.25 | 91.75 | 21
2023/24 | 168.75 | 91.75 | 18
2023/24 | 169.25 | 91.75 | 24
2023/24 | 169.75 | 91.75 | 33
2023/24 | 170.25 | 91.75 | 34
2023/24 | 170.75 | 91.75 | 40
2023/24 | 171.25 | 91.75 | 27
2023/24 | 171.75 | 91.75 | 38
2023/24 | 172.25 | 91.75 | 29
2023/24 | 172.75 | 91.75 | 42
2023/24 | 173.25 | 91.75 | 39
2023/24 | 173.75 | 91.75 | 52
2023/24 | 174.25 | 91.75 | 40
2023/24 | 174.75 | 91.75 | 47
2023/24 | 175.25 | 91.75 | 47
2023/24 | 175.75 | 91.75 | 55
2023/24 | 176.25 | 91.75 | 50
2023/24 | 176.75 | 91.75 | 46
2023/24 | 177.25 | 91.75 | 70
2023/24 | 177.75 | 91.75 | 51
2023/24 | 178.25 | 91.75 | 54
2023/24 | 178.75 | 91.75 | 66
2023/24 | 179.25 | 91.75 | 72
2023/24 | 179.75 | 91.75 | 69
2023/24 | 180.25 | 91.75 | 57
2023/24 | 180.75 | 91.75 | 85
2023/24 | 181.25 | 91.75 | 84
2023/24 | 181.75 | 91.75 | 67
2023/24 | 182.25 | 91.75 | 85
2023/24 | 182.75 | 91.75 | 76
2023/24 | 183.25 | 91.75 | 88
2023/24 | 183.75 | 91.75 | 92
2023/24 | 184.25 | 91.75 | 95
2023/24 | 184.75 | 91.75 | 97
2023/24 | 185.25 | 91.75 | 88
2023/24 | 185.75 | 91.75 | 87
2023/24 | 186.25 | 91.75 | 90
2023/24 | 186.75 | 91.75 | 95
2023/24 | 187.25 | 91.75 | 99
2023/24 | 187.75 | 91.75 | 138
2023/24 | 188.25 | 91.75 | 112
2023/24 | 188.75 | 91.75 | 118
2023/24 | 189.25 | 91.75 | 110
2023/24 | 189.75 | 91.75 | 98
2023/24 | 190.25 | 91.75 | 118
2023/24 | 190.75 | 91.75 | 115
2023/24 | 191.25 | 91.75 | 95
2023/24 | 191.75 | 91.75 | 126
2023/24 | 192.25 | 91.75 | 120
2023/24 | 192.75 | 91.75 | 126
2023/24 | 193.25 | 91.75 | 139
2023/24 | 193.75 | 91.75 | 126
2023/24 | 194.25 | 91.75 | 140
2023/24 | 194.75 | 91.75 | 133
2023/24 | 195.25 | 91.75 | 131
2023/24 | 195.75 | 91.75 | 147
2023/24 | 196.25 | 91.75 | 145
2023/24 | 196.75 | 91.75 | 142
2023/24 | 197.25 | 91.75 | 130
2023/24 | 197.75 | 91.75 | 148
2023/24 | 198.25 | 91.75 | 160
2023/24 | 198.75 | 91.75 | 138
2023/24 | 199.25 | 91.75 | 137
2023/24 | 199.75 | 91.75 | 144
2023/24 | 200.25 | 91.75 | 140
2023/24 | 200.75 | 91.75 | 144
2023/24 | 201.25 | 91.75 | 123
2023/24 | 201.75 | 91.75 | 148
2023/24 | 202.25 | 91.75 | 132
2023/24 | 202.75 | 91.75 | 139
2023/24 | 203.25 | 91.75 | 152
2023/24 | 203.75 | 91.75 | 133
2023/24 | 204.25 | 91.75 | 144
2023/24 | 204.75 | 91.75 | 146
2023/24 | 205.25 | 91.75 | 132
2023/24 | 205.75 | 91.75 | 144
2023/24 | 206.25 | 91.75 | 133
2023/24 | 206.75 | 91.75 | 145
2023/24 | 207.25 | 91.75 | 159
2023/24 | 207.75 | 91.75 | 136
2023/24 | 208.25 | 91.75 | 143
2023/24 | 208.75 | 91.75 | 131
2023/24 | 209.25 | 91.75 | 154
2023/24 | 209.75 | 91.75 | 143
2023/24 | 210.25 | 91.75 | 136
2023/24 | 210.75 | 91.75 | 126
2023/24 | 211.25 | 91.75 | 149
2023/24 | 211.75 | 91.75 | 125
2023/24 | 212.25 | 91.75 | 139
2023/24 | 212.75 | 91.75 | 134
2023/24 | 213.25 | 91.75 | 156
2023/24 | 213.75 | 91.75 | 156
2023/24 | 214.25 | 91.75 | 145
2023/24 | 214.75 | 91.75 | 134
2023/24 | 215.25 | 91.75 | 131
2023/24 | 215.75 | 91.75 | 129
2023/24 | 216.25 | 91.75 | 119
2023/24 | 216.75 | 91.75 | 135
2023/24 | 217.25 | 91.75 | 129
2023/24 | 217.75 | 91.75 | 123
2023/24 | 218.25 | 91.75 | 118
2023/24 | 218.75 | 91.75 | 137
2023/24 | 219.25 | 91.75 | 127
2023/24 | 219.75 | 91.75 | 103
2023/24 | 220.25 | 91.75 | 108
2023/24 | 220.75 | 91.75 | 124
2023/24 | 221.25 | 91.75 | 122
2023/24 | 221.75 | 91.75 | 96
2023/24 | 222.25 | 91.75 | 112
2023/24 | 222.75 | 91.75 | 112
2023/24 | 223.25 | 91.75 | 108
2023/24 | 223.75 | 91.75 | 105
2023/24 | 224.25 | 91.75 | 102
2023/24 | 224.75 | 91.75 | 99
2023/24 | 225.25 | 91.75 | 91
2023/24 | 225.75 | 91.75 | 92
2023/24 | 226.25 | 91.75 | 92
2023/24 | 226.75 | 91.75 | 84
2023/24 | 227.25 | 91.75 | 77
2023/24 | 227.75 | 91.75 | 91
2023/24 | 228.25 | 91.75 | 115
2023/24 | 228.75 | 91.75 | 86
2023/24 | 229.25 | 91.75 | 83
2023/24 | 229.75 | 91.75 | 84
2023/24 | 230.25 | 91.75 | 86
2023/24 | 230.75 | 91.75 | 90
2023/24 | 231.25 | 91.75 | 88
2023/24 | 231.75 | 91.75 | 77
2023/24 | 232.25 | 91.75 | 69
2023/24 | 232.75 | 91.75 | 76
2023/24 | 233.25 | 91.75 | 69
2023/24 | 233.75 | 91.75 | 74
2023/24 | 234.25 | 91.75 | 69
2023/24 | 234.75 | 91.75 | 76
2023/24 | 235.25 | 91.75 | 54
2023/24 | 235.75 | 91.75 | 69
2023/24 | 236.25 | 91.75 | 67
2023/24 | 236.75 | 91.75 | 63
2023/24 | 237.25 | 91.75 | 63
2023/24 | 237.75 | 91.75 | 71
2023/24 | 238.25 | 91.75 | 59
2023/24 | 238.75 | 91.75 | 66
2023/24 | 239.25 | 91.75 | 64
2023/24 | 239.75 | 91.75 | 60
2023/24 | 240.25 | 91.75 | 60
2023/24 | 240.75 | 91.75 | 57
2023/24 | 241.25 | 91.75 | 54
2023/24 | 241.75 | 91.75 | 46
2023/24 | 242.25 | 91.75 | 59
2023/24 | 242.75 | 91.75 | 50
2023/24 | 243.25 | 91.75 | 67
2023/24 | 243.75 | 91.75 | 63
2023/24 | 244.25 | 91.75 | 49
2023/24 | 244.75 | 91.75 | 49
2023/24 | 245.25 | 91.75 | 49
2023/24 | 245.75 | 91.75 | 63
2023/24 | 246.25 | 91.75 | 36
2023/24 | 246.75 | 91.75 | 54
2023/24 | 247.25 | 91.75 | 55
2023/24 | 247.75 | 91.75 | 46
2023/24 | 248.25 | 91.75 | 34
2023/24 | 248.75 | 91.75 | 42
2023/24 | 249.25 | 91.75 | 41
2023/24 | 249.75 | 91.75 | 51
2023/24 | 250.25 | 91.75 | 36
2023/24 | 250.75 | 91.75 | 40
2023/24 | 251.25 | 91.75 | 37
2023/24 | 251.75 | 91.75 | 47
2023/24 | 252.25 | 91.75 | 39
2023/24 | 252.75 | 91.75 | 38
2023/24 | 253.25 | 91.75 | 42
2023/24 | 253.75 | 91.75 | 44
2023/24 | 254.25 | 91.75 | 34
2023/24 | 254.75 | 91.75 | 38
2023/24 | 255.25 | 91.75 | 32
2023/24 | 255.75 | 91.75 | 35
2023/24 | 256.25 | 91.75 | 28
2023/24 | 256.75 | 91.75 | 44
2023/24 | 257.25 | 91.75 | 25
2023/24 | 257.75 | 91.75 | 36
2023/24 | 258.25 | 91.75 | 27
2023/24 | 258.75 | 91.75 | 32
2023/24 | 259.25 | 91.75 | 38
2023/24 | 259.75 | 91.75 | 38
2023/24 | 260.25 | 91.75 | 32
2023/24 | 260.75 | 91.75 | 32
2023/24 | 261.25 | 91.75 | 31
2023/24 | 261.75 | 91.75 | 28
2023/24 | 262.25 | 91.75 | 38
2023/24 | 262.75 | 91.75 | 38
2023/24 | 263.25 | 91.75 | 29
2023/24 | 263.75 | 91.75 | 23
2023/24 | 264.25 | 91.75 | 29
2023/24 | 264.75 | 91.75 | 26
2023/24 | 265.25 | 91.75 | 33
2023/24 | 265.75 | 91.75 | 22
2023/24 | 266.25 | 91.75 | 19
2023/24 | 266.75 | 91.75 | 21
2023/24 | 267.25 | 91.75 | 31
2023/24 | 267.75 | 91.75 | 23
2023/24 | 268.25 | 91.75 | 23
2023/24 | 268.75 | 91.75 | 35
2023/24 | 269.25 | 91.75 | 24
2023/24 | 269.75 | 91.75 | 34
2023/24 | 270.25 | 91.75 | 27
2023/24 | 270.75 | 91.75 | 25
2023/24 | 271.25 | 91.75 | 31
2023/24 | 271.75 | 91.75 | 21
2023/24 | 272.25 | 91.75 | 18
2023/24 | 272.75 | 91.75 | 28
2023/24 | 273.25 | 91.75 | 16
2023/24 | 273.75 | 91.75 | 24
2023/24 | 274.25 | 91.75 | 28
2023/24 | 274.75 | 91.75 | 24
2023/24 | 275.25 | 91.75 | 12
2023/24 | 275.75 | 91.75 | 25
2023/24 | 276.25 | 91.75 | 22
2023/24 | 276.75 | 91.75 | 24
2023/24 | 277.25 | 91.75 | 14
2023/24 | 277.75 | 91.75 | 23
2023/24 | 278.25 | 91.75 | 23
2023/24 | 278.75 | 91.75 | 19
2023/24 | 279.25 | 91.75 | 18
2023/24 | 279.75 | 91.75 | 22
2023/24 | 280.25 | 91.75 | 11
2023/24 | 280.75 | 91.75 | 24
2023/24 | 281.25 | 91.75 | 19
2023/24 | 281.75 | 91.75 | 15
2023/24 | 282.25 | 91.75 | 26
2023/24 | 282.75 | 91.75 | 16
2023/24 | 283.25 | 91.75 | 20
2023/24 | 283.75 | 91.75 | 11
2023/24 | 284.25 | 91.75 | 19
2023/24 | 284.75 | 91.75 | 13
2023/24 | 285.25 | 91.75 | 12
2023/24 | 285.75 | 91.75 | 17
2023/24 | 286.25 | 91.75 | 10
2023/24 | 286.75 | 91.75 | 8
2023/24 | 287.25 | 91.75 | 20
2023/24 | 287.75 | 91.75 | 16
2023/24 | 288.25 | 91.75 | 7
2023/24 | 288.75 | 91.75 | 16
2023/24 | 289.25 | 91.75 | 21
2023/24 | 289.75 | 91.75 | 19
2023/24 | 290.25 | 91.75 | 12
2023/24 | 290.75 | 91.75 | 9
2023/24 | 291.25 | 91.75 | 16
2023/24 | 291.75 | 91.75 | 7
2023/24 | 292.25 | 91.75 | 15
2023/24 | 292.75 | 91.75 | 14
2023/24 | 293.25 | 91.75 | 17
2023/24 | 293.75 | 91.75 | 23
2023/24 | 294.25 | 91.75 | 19
2023/24 | 294.75 | 91.75 | 9
2023/24 | 295.25 | 91.75 | 13
2023/24 | 295.75 | 91.75 | 10
2023/24 | 296.25 | 91.75 | 10
2023/24 | 296.75 | 91.75 | 21
2023/24 | 297.25 | 91.75 | 13
2023/24 | 297.75 | 91.75 | 14
2023/24 | 298.25 | 91.75 | 8
2023/24 | 298.75 | 91.75 | 10
2023/24 | 299.25 | 91.75 | 12
2023/24 | 299.75 | 91.75 | 8
2023/24 | 300.25 | 91.75 | 15
2023/24 | 300.75 | 91.75 | 14
2023/24 | 301.25 | 91.75 | 8
2023/24 | 301.75 | 91.75 | 11
2023/24 | 302.25 | 91.75 | 9
2023/24 | 302.75 | 91.75 | 11
2023/24 | 303.25 | 91.75 | 10
2023/24 | 303.75 | 91.75 | 7
2023/24 | 304.25 | 91.75 | 14
2023/24 | 304.75 | 91.75 | 8
2023/24 | 305.25 | 91.75 | 9
2023/24 | 305.75 | 91.75 | 12
2023/24 | 306.25 | 91.75 | 2
2023/24 | 306.75 | 91.75 | 7
2023/24 | 307.25 | 91.75 | 13
2023/24 | 307.75 | 91.75 | 8
2023/24 | 308.25 | 91.75 | 12
2023/24 | 308.75 | 91.75 | 8
2023/24 | 309.25 | 91.75 | 6
2023/24 | 309.75 | 91.75 | 8
2023/24 | 310.25 | 91.75 | 5
2023/24 | 310.75 | 91.75 | 5
2023/24 | 311.25 | 91.75 | 12
2023/24 | 311.75 | 91.75 | 6
2023/24 | 312.25 | 91.75 | 8
2023/24 | 312.75 | 91.75 | 7
2023/24 | 313.25 | 91.75 | 9
2023/24 | 313.75 | 91.75 | 5
2023/24 | 314.25 | 91.75 | 4
2023/24 | 314.75 | 91.75 | 8
2023/24 | 315.25 | 91.75 | 4
2023/24 | 315.75 | 91.75 | 3
2023/24 | 316.25 | 91.75 | 1
2023/24 | 316.75 | 91.75 | 10
2023/24 | 317.25 | 91.75 | 3
2023/24 | 317.75 | 91.75 | 7
2023/24 | 318.25 | 91.75 | 6
2023/24 | 318.75 | 91.75 | 3
2023/24 | 319.25 | 91.75 | 2
2023/24 | 319.75 | 91.75 | 4
2023/24 | 320.25 | 91.75 | 3
2023/24 | 320.75 | 91.75 | 3
2023/24 | 321.25 | 91.75 | 7
2023/24 | 321.75 | 91.75 | 3
2023/24 | 322.25 | 91.75 | 5
2023/24 | 322.75 | 91.75 | 1
2023/24 | 323.25 | 91.75 | 3
2023/24 | 323.75 | 91.75 | 4
2023/24 | 324.25 | 91.75 | 7
2023/24 | 324.75 | 91.75 | 4
2023/24 | 325.25 | 91.75 | 3
2023/24 | 325.75 | 91.75 | 1
2023/24 | 326.25 | 91.75 | 2
2023/24 | 326.75 | 91.75 | 3
2023/24 | 327.25 | 91.75 | 4
2023/24 | 327.75 | 91.75 | 7
2023/24 | 328.25 | 91.75 | 3
2023/24 | 328.75 | 91.75 | 2
2023/24 | 329.25 | 91.75 | 3
2023/24 | 329.75 | 91.75 | 3
2023/24 | 330.25 | 91.75 | 5
2023/24 | 330.75 | 91.75 | 1
2023/24 | 331.25 | 91.75 | 2
2023/24 | 331.75 | 91.75 | 1
2023/24 | 332.25 | 91.75 | 3
2023/24 | 332.75 | 91.75 | 2
2023/24 | 333.25 | 91.75 | 1
2023/24 | 333.75 | 91.75 | 1
2023/24 | 334.25 | 91.75 | 4
2023/24 | 334.75 | 91.75 | 2
2023/24 | 335.25 | 91.75 | 2
2023/24 | 335.75 | 91.75 | 1
2023/24 | 336.25 | 91.75 | 3
2023/24 | 336.75 | 91.75 | 4
2023/24 | 337.75 | 91.75 | 3
2023/24 | 338.25 | 91.75 | 2
2023/24 | 338.75 | 91.75 | 1
2023/24 | 339.25 | 91.75 | 1
2023/24 | 339.75 | 91.75 | 2
2023/24 | 340.25 | 91.75 | 1
2023/24 | 340.75 | 91.75 | 3
2023/24 | 341.25 | 91.75 | 1
2023/24 | 341.75 | 91.75 | 2
2023/24 | 342.25 | 91.75 | 2
2023/24 | 343.75 | 91.75 | 1
2023/24 | 344.25 | 91.75 | 5
2023/24 | 345.25 | 91.75 | 2
2023/24 | 346.25 | 91.75 | 2
2023/24 | 347.25 | 91.75 | 3
2023/24 | 347.75 | 91.75 | 1
2023/24 | 348.25 | 91.75 | 3
2023/24 | 348.75 | 91.75 | 1
2023/24 | 349.25 | 91.75 | 2
2023/24 | 350.25 | 91.75 | 2
2023/24 | 350.75 | 91.75 | 7
2023/24 | 351.75 | 91.75 | 1
2023/24 | 352.25 | 91.75 | 1
2023/24 | 352.75 | 91.75 | 2
2023/24 | 354.25 | 91.75 | 1
2023/24 | 354.75 | 91.75 | 1
2023/24 | 355.25 | 91.75 | 1
2023/24 | 356.25 | 91.75 | 3
2023/24 | 356.75 | 91.75 | 1
2023/24 | 357.75 | 91.75 | 1
2023/24 | 358.25 | 91.75 | 1
2023/24 | 358.75 | 91.75 | 1
2023/24 | 359.75 | 91.75 | 1
2023/24 | 360.25 | 91.75 | 2
2023/24 | 360.75 | 91.75 | 1
2023/24 | 361.25 | 91.75 | 1
2023/24 | 362.75 | 91.75 | 2
2023/24 | 363.25 | 91.75 | 1
2023/24 | 363.75 | 91.75 | 2
2023/24 | 364.25 | 91.75 | 1
2023/24 | 365.25 | 91.75 | 2
2023/24 | 365.75 | 91.75 | 1
2023/24 | 366.25 | 91.75 | 3
2023/24 | 366.75 | 91.75 | 1
2023/24 | 367.25 | 91.75 | 1
2023/24 | 369.75 | 91.75 | 1
2023/24 | 370.25 | 91.75 | 1
2023/24 | 371.25 | 91.75 | 1
2023/24 | 372.25 | 91.75 | 1
2023/24 | 373.75 | 91.75 | 1
2023/24 | 374.25 | 91.75 | 1
2023/24 | 374.75 | 91.75 | 2
2023/24 | 379.25 | 91.75 | 1
2023/24 | 380.75 | 91.75 | 1
2023/24 | 382.25 | 91.75 | 1
2023/24 | 386.75 | 91.75 | 1
2023/24 | 388.25 | 91.75 | 1
2023/24 | 388.75 | 91.75 | 1
2023/24 | 389.25 | 91.75 | 1
2023/24 | 390.25 | 91.75 | 1
2023/24 | 391.75 | 91.75 | 1
2023/24 | 394.75 | 91.75 | 1
2023/24 | 395.25 | 91.75 | 2
2023/24 | 398.25 | 91.75 | 1
2023/24 | 399.25 | 91.75 | 1
2023/24 | 401.75 | 91.75 | 1
2023/24 | 403.75 | 91.75 | 1
2023/24 | 410.75 | 91.75 | 1
2023/24 | 416.75 | 91.75 | 1
2023/24 | 427.25 | 91.75 | 1
2023/24 | 427.75 | 91.75 | 1
2023/24 | 128.25 | 92.25 | 1
2023/24 | 133.25 | 92.25 | 1
2023/24 | 133.75 | 92.25 | 1
2023/24 | 134.25 | 92.25 | 1
2023/24 | 136.25 | 92.25 | 1
2023/24 | 136.75 | 92.25 | 1
2023/24 | 137.25 | 92.25 | 1
2023/24 | 137.75 | 92.25 | 1
2023/24 | 138.25 | 92.25 | 1
2023/24 | 138.75 | 92.25 | 1
2023/24 | 139.25 | 92.25 | 1
2023/24 | 141.75 | 92.25 | 1
2023/24 | 142.75 | 92.25 | 1
2023/24 | 145.25 | 92.25 | 2
2023/24 | 145.75 | 92.25 | 2
2023/24 | 146.25 | 92.25 | 1
2023/24 | 147.25 | 92.25 | 1
2023/24 | 147.75 | 92.25 | 1
2023/24 | 148.75 | 92.25 | 1
2023/24 | 149.25 | 92.25 | 1
2023/24 | 149.75 | 92.25 | 1
2023/24 | 150.75 | 92.25 | 3
2023/24 | 151.25 | 92.25 | 1
2023/24 | 151.75 | 92.25 | 1
2023/24 | 152.25 | 92.25 | 2
2023/24 | 152.75 | 92.25 | 2
2023/24 | 153.25 | 92.25 | 3
2023/24 | 153.75 | 92.25 | 4
2023/24 | 154.25 | 92.25 | 4
2023/24 | 154.75 | 92.25 | 2
2023/24 | 155.25 | 92.25 | 5
2023/24 | 155.75 | 92.25 | 5
2023/24 | 156.25 | 92.25 | 5
2023/24 | 156.75 | 92.25 | 4
2023/24 | 157.25 | 92.25 | 6
2023/24 | 157.75 | 92.25 | 8
2023/24 | 158.25 | 92.25 | 8
2023/24 | 158.75 | 92.25 | 6
2023/24 | 159.25 | 92.25 | 7
2023/24 | 159.75 | 92.25 | 10
2023/24 | 160.25 | 92.25 | 10
2023/24 | 160.75 | 92.25 | 8
2023/24 | 161.25 | 92.25 | 10
2023/24 | 161.75 | 92.25 | 6
2023/24 | 162.25 | 92.25 | 14
2023/24 | 162.75 | 92.25 | 8
2023/24 | 163.25 | 92.25 | 11
2023/24 | 163.75 | 92.25 | 14
2023/24 | 164.25 | 92.25 | 10
2023/24 | 164.75 | 92.25 | 12
2023/24 | 165.25 | 92.25 | 17
2023/24 | 165.75 | 92.25 | 19
2023/24 | 166.25 | 92.25 | 15
2023/24 | 166.75 | 92.25 | 19
2023/24 | 167.25 | 92.25 | 22
2023/24 | 167.75 | 92.25 | 11
2023/24 | 168.25 | 92.25 | 22
2023/24 | 168.75 | 92.25 | 38
2023/24 | 169.25 | 92.25 | 30
2023/24 | 169.75 | 92.25 | 23
2023/24 | 170.25 | 92.25 | 30
2023/24 | 170.75 | 92.25 | 29
2023/24 | 171.25 | 92.25 | 31
2023/24 | 171.75 | 92.25 | 29
2023/24 | 172.25 | 92.25 | 32
2023/24 | 172.75 | 92.25 | 37
2023/24 | 173.25 | 92.25 | 34
2023/24 | 173.75 | 92.25 | 49
2023/24 | 174.25 | 92.25 | 43
2023/24 | 174.75 | 92.25 | 37
2023/24 | 175.25 | 92.25 | 43
2023/24 | 175.75 | 92.25 | 56
2023/24 | 176.25 | 92.25 | 57
2023/24 | 176.75 | 92.25 | 41
2023/24 | 177.25 | 92.25 | 50
2023/24 | 177.75 | 92.25 | 51
2023/24 | 178.25 | 92.25 | 45
2023/24 | 178.75 | 92.25 | 69
2023/24 | 179.25 | 92.25 | 65
2023/24 | 179.75 | 92.25 | 56
2023/24 | 180.25 | 92.25 | 77
2023/24 | 180.75 | 92.25 | 73
2023/24 | 181.25 | 92.25 | 70
2023/24 | 181.75 | 92.25 | 75
2023/24 | 182.25 | 92.25 | 86
2023/24 | 182.75 | 92.25 | 80
2023/24 | 183.25 | 92.25 | 74
2023/24 | 183.75 | 92.25 | 86
2023/24 | 184.25 | 92.25 | 86
2023/24 | 184.75 | 92.25 | 81
2023/24 | 185.25 | 92.25 | 81
2023/24 | 185.75 | 92.25 | 89
2023/24 | 186.25 | 92.25 | 78
2023/24 | 186.75 | 92.25 | 99
2023/24 | 187.25 | 92.25 | 107
2023/24 | 187.75 | 92.25 | 108
2023/24 | 188.25 | 92.25 | 93
2023/24 | 188.75 | 92.25 | 100
2023/24 | 189.25 | 92.25 | 116
2023/24 | 189.75 | 92.25 | 117
2023/24 | 190.25 | 92.25 | 106
2023/24 | 190.75 | 92.25 | 121
2023/24 | 191.25 | 92.25 | 120
2023/24 | 191.75 | 92.25 | 107
2023/24 | 192.25 | 92.25 | 108
2023/24 | 192.75 | 92.25 | 119
2023/24 | 193.25 | 92.25 | 121
2023/24 | 193.75 | 92.25 | 122
2023/24 | 194.25 | 92.25 | 135
2023/24 | 194.75 | 92.25 | 129
2023/24 | 195.25 | 92.25 | 119
2023/24 | 195.75 | 92.25 | 120
2023/24 | 196.25 | 92.25 | 102
2023/24 | 196.75 | 92.25 | 129
2023/24 | 197.25 | 92.25 | 131
2023/24 | 197.75 | 92.25 | 131
2023/24 | 198.25 | 92.25 | 142
2023/24 | 198.75 | 92.25 | 130
2023/24 | 199.25 | 92.25 | 147
2023/24 | 199.75 | 92.25 | 136
2023/24 | 200.25 | 92.25 | 155
2023/24 | 200.75 | 92.25 | 152
2023/24 | 201.25 | 92.25 | 151
2023/24 | 201.75 | 92.25 | 163
2023/24 | 202.25 | 92.25 | 144
2023/24 | 202.75 | 92.25 | 135
2023/24 | 203.25 | 92.25 | 149
2023/24 | 203.75 | 92.25 | 151
2023/24 | 204.25 | 92.25 | 135
2023/24 | 204.75 | 92.25 | 162
2023/24 | 205.25 | 92.25 | 137
2023/24 | 205.75 | 92.25 | 143
2023/24 | 206.25 | 92.25 | 143
2023/24 | 206.75 | 92.25 | 153
2023/24 | 207.25 | 92.25 | 153
2023/24 | 207.75 | 92.25 | 150
2023/24 | 208.25 | 92.25 | 153
2023/24 | 208.75 | 92.25 | 148
2023/24 | 209.25 | 92.25 | 174
2023/24 | 209.75 | 92.25 | 142
2023/24 | 210.25 | 92.25 | 170
2023/24 | 210.75 | 92.25 | 142
2023/24 | 211.25 | 92.25 | 146
2023/24 | 211.75 | 92.25 | 164
2023/24 | 212.25 | 92.25 | 146
2023/24 | 212.75 | 92.25 | 146
2023/24 | 213.25 | 92.25 | 132
2023/24 | 213.75 | 92.25 | 138
2023/24 | 214.25 | 92.25 | 127
2023/24 | 214.75 | 92.25 | 142
2023/24 | 215.25 | 92.25 | 146
2023/24 | 215.75 | 92.25 | 129
2023/24 | 216.25 | 92.25 | 125
2023/24 | 216.75 | 92.25 | 135
2023/24 | 217.25 | 92.25 | 143
2023/24 | 217.75 | 92.25 | 116
2023/24 | 218.25 | 92.25 | 124
2023/24 | 218.75 | 92.25 | 129
2023/24 | 219.25 | 92.25 | 118
2023/24 | 219.75 | 92.25 | 122
2023/24 | 220.25 | 92.25 | 144
2023/24 | 220.75 | 92.25 | 119
2023/24 | 221.25 | 92.25 | 126
2023/24 | 221.75 | 92.25 | 112
2023/24 | 222.25 | 92.25 | 103
2023/24 | 222.75 | 92.25 | 111
2023/24 | 223.25 | 92.25 | 100
2023/24 | 223.75 | 92.25 | 109
2023/24 | 224.25 | 92.25 | 95
2023/24 | 224.75 | 92.25 | 113
2023/24 | 225.25 | 92.25 | 95
2023/24 | 225.75 | 92.25 | 112
2023/24 | 226.25 | 92.25 | 104
2023/24 | 226.75 | 92.25 | 96
2023/24 | 227.25 | 92.25 | 116
2023/24 | 227.75 | 92.25 | 85
2023/24 | 228.25 | 92.25 | 85
2023/24 | 228.75 | 92.25 | 92
2023/24 | 229.25 | 92.25 | 82
2023/24 | 229.75 | 92.25 | 88
2023/24 | 230.25 | 92.25 | 96
2023/24 | 230.75 | 92.25 | 81
2023/24 | 231.25 | 92.25 | 88
2023/24 | 231.75 | 92.25 | 75
2023/24 | 232.25 | 92.25 | 108
2023/24 | 232.75 | 92.25 | 69
2023/24 | 233.25 | 92.25 | 82
2023/24 | 233.75 | 92.25 | 65
2023/24 | 234.25 | 92.25 | 83
2023/24 | 234.75 | 92.25 | 60
2023/24 | 235.25 | 92.25 | 89
2023/24 | 235.75 | 92.25 | 83
2023/24 | 236.25 | 92.25 | 71
2023/24 | 236.75 | 92.25 | 69
2023/24 | 237.25 | 92.25 | 76
2023/24 | 237.75 | 92.25 | 70
2023/24 | 238.25 | 92.25 | 71
2023/24 | 238.75 | 92.25 | 72
2023/24 | 239.25 | 92.25 | 67
2023/24 | 239.75 | 92.25 | 71
2023/24 | 240.25 | 92.25 | 57
2023/24 | 240.75 | 92.25 | 59
2023/24 | 241.25 | 92.25 | 70
2023/24 | 241.75 | 92.25 | 65
2023/24 | 242.25 | 92.25 | 52
2023/24 | 242.75 | 92.25 | 42
2023/24 | 243.25 | 92.25 | 56
2023/24 | 243.75 | 92.25 | 53
2023/24 | 244.25 | 92.25 | 56
2023/24 | 244.75 | 92.25 | 52
2023/24 | 245.25 | 92.25 | 57
2023/24 | 245.75 | 92.25 | 48
2023/24 | 246.25 | 92.25 | 46
2023/24 | 246.75 | 92.25 | 44
2023/24 | 247.25 | 92.25 | 50
2023/24 | 247.75 | 92.25 | 49
2023/24 | 248.25 | 92.25 | 40
2023/24 | 248.75 | 92.25 | 33
2023/24 | 249.25 | 92.25 | 42
2023/24 | 249.75 | 92.25 | 38
2023/24 | 250.25 | 92.25 | 56
2023/24 | 250.75 | 92.25 | 48
2023/24 | 251.25 | 92.25 | 48
2023/24 | 251.75 | 92.25 | 43
2023/24 | 252.25 | 92.25 | 43
2023/24 | 252.75 | 92.25 | 44
2023/24 | 253.25 | 92.25 | 37
2023/24 | 253.75 | 92.25 | 30
2023/24 | 254.25 | 92.25 | 34
2023/24 | 254.75 | 92.25 | 37
2023/24 | 255.25 | 92.25 | 29
2023/24 | 255.75 | 92.25 | 30
2023/24 | 256.25 | 92.25 | 30
2023/24 | 256.75 | 92.25 | 40
2023/24 | 257.25 | 92.25 | 31
2023/24 | 257.75 | 92.25 | 25
2023/24 | 258.25 | 92.25 | 38
2023/24 | 258.75 | 92.25 | 37
2023/24 | 259.25 | 92.25 | 19
2023/24 | 259.75 | 92.25 | 29
2023/24 | 260.25 | 92.25 | 29
2023/24 | 260.75 | 92.25 | 36
2023/24 | 261.25 | 92.25 | 32
2023/24 | 261.75 | 92.25 | 30
2023/24 | 262.25 | 92.25 | 24
2023/24 | 262.75 | 92.25 | 29
2023/24 | 263.25 | 92.25 | 36
2023/24 | 263.75 | 92.25 | 36
2023/24 | 264.25 | 92.25 | 27
2023/24 | 264.75 | 92.25 | 23
2023/24 | 265.25 | 92.25 | 26
2023/24 | 265.75 | 92.25 | 33
2023/24 | 266.25 | 92.25 | 24
2023/24 | 266.75 | 92.25 | 27
2023/24 | 267.25 | 92.25 | 27
2023/24 | 267.75 | 92.25 | 19
2023/24 | 268.25 | 92.25 | 31
2023/24 | 268.75 | 92.25 | 17
2023/24 | 269.25 | 92.25 | 29
2023/24 | 269.75 | 92.25 | 27
2023/24 | 270.25 | 92.25 | 30
2023/24 | 270.75 | 92.25 | 23
2023/24 | 271.25 | 92.25 | 34
2023/24 | 271.75 | 92.25 | 26
2023/24 | 272.25 | 92.25 | 31
2023/24 | 272.75 | 92.25 | 24
2023/24 | 273.25 | 92.25 | 25
2023/24 | 273.75 | 92.25 | 23
2023/24 | 274.25 | 92.25 | 24
2023/24 | 274.75 | 92.25 | 22
2023/24 | 275.25 | 92.25 | 23
2023/24 | 275.75 | 92.25 | 26
2023/24 | 276.25 | 92.25 | 26
2023/24 | 276.75 | 92.25 | 20
2023/24 | 277.25 | 92.25 | 15
2023/24 | 277.75 | 92.25 | 12
2023/24 | 278.25 | 92.25 | 32
2023/24 | 278.75 | 92.25 | 22
2023/24 | 279.25 | 92.25 | 22
2023/24 | 279.75 | 92.25 | 16
2023/24 | 280.25 | 92.25 | 19
2023/24 | 280.75 | 92.25 | 18
2023/24 | 281.25 | 92.25 | 15
2023/24 | 281.75 | 92.25 | 16
2023/24 | 282.25 | 92.25 | 21
2023/24 | 282.75 | 92.25 | 20
2023/24 | 283.25 | 92.25 | 17
2023/24 | 283.75 | 92.25 | 17
2023/24 | 284.25 | 92.25 | 24
2023/24 | 284.75 | 92.25 | 10
2023/24 | 285.25 | 92.25 | 14
2023/24 | 285.75 | 92.25 | 20
2023/24 | 286.25 | 92.25 | 20
2023/24 | 286.75 | 92.25 | 13
2023/24 | 287.25 | 92.25 | 13
2023/24 | 287.75 | 92.25 | 19
2023/24 | 288.25 | 92.25 | 11
2023/24 | 288.75 | 92.25 | 18
2023/24 | 289.25 | 92.25 | 19
2023/24 | 289.75 | 92.25 | 22
2023/24 | 290.25 | 92.25 | 9
2023/24 | 290.75 | 92.25 | 19
2023/24 | 291.25 | 92.25 | 8
2023/24 | 291.75 | 92.25 | 10
2023/24 | 292.25 | 92.25 | 7
2023/24 | 292.75 | 92.25 | 11
2023/24 | 293.25 | 92.25 | 14
2023/24 | 293.75 | 92.25 | 12
2023/24 | 294.25 | 92.25 | 14
2023/24 | 294.75 | 92.25 | 16
2023/24 | 295.25 | 92.25 | 9
2023/24 | 295.75 | 92.25 | 13
2023/24 | 296.25 | 92.25 | 15
2023/24 | 296.75 | 92.25 | 10
2023/24 | 297.25 | 92.25 | 12
2023/24 | 297.75 | 92.25 | 14
2023/24 | 298.25 | 92.25 | 14
2023/24 | 298.75 | 92.25 | 11
2023/24 | 299.25 | 92.25 | 8
2023/24 | 299.75 | 92.25 | 9
2023/24 | 300.25 | 92.25 | 7
2023/24 | 300.75 | 92.25 | 15
2023/24 | 301.25 | 92.25 | 13
2023/24 | 301.75 | 92.25 | 10
2023/24 | 302.25 | 92.25 | 10
2023/24 | 302.75 | 92.25 | 12
2023/24 | 303.25 | 92.25 | 14
2023/24 | 303.75 | 92.25 | 13
2023/24 | 304.25 | 92.25 | 9
2023/24 | 304.75 | 92.25 | 5
2023/24 | 305.25 | 92.25 | 15
2023/24 | 305.75 | 92.25 | 8
2023/24 | 306.25 | 92.25 | 9
2023/24 | 306.75 | 92.25 | 6
2023/24 | 307.25 | 92.25 | 6
2023/24 | 307.75 | 92.25 | 11
2023/24 | 308.25 | 92.25 | 4
2023/24 | 308.75 | 92.25 | 7
2023/24 | 309.25 | 92.25 | 7
2023/24 | 309.75 | 92.25 | 9
2023/24 | 310.25 | 92.25 | 10
2023/24 | 310.75 | 92.25 | 7
2023/24 | 311.25 | 92.25 | 7
2023/24 | 311.75 | 92.25 | 10
2023/24 | 312.25 | 92.25 | 8
2023/24 | 312.75 | 92.25 | 4
2023/24 | 313.25 | 92.25 | 4
2023/24 | 313.75 | 92.25 | 6
2023/24 | 314.25 | 92.25 | 6
2023/24 | 314.75 | 92.25 | 9
2023/24 | 315.25 | 92.25 | 5
2023/24 | 315.75 | 92.25 | 2
2023/24 | 316.25 | 92.25 | 3
2023/24 | 316.75 | 92.25 | 4
2023/24 | 317.25 | 92.25 | 3
2023/24 | 317.75 | 92.25 | 9
2023/24 | 318.25 | 92.25 | 5
2023/24 | 318.75 | 92.25 | 6
2023/24 | 319.25 | 92.25 | 5
2023/24 | 319.75 | 92.25 | 6
2023/24 | 320.25 | 92.25 | 8
2023/24 | 320.75 | 92.25 | 3
2023/24 | 321.25 | 92.25 | 5
2023/24 | 321.75 | 92.25 | 7
2023/24 | 322.25 | 92.25 | 6
2023/24 | 322.75 | 92.25 | 7
2023/24 | 323.25 | 92.25 | 4
2023/24 | 323.75 | 92.25 | 4
2023/24 | 324.25 | 92.25 | 7
2023/24 | 324.75 | 92.25 | 3
2023/24 | 325.25 | 92.25 | 7
2023/24 | 325.75 | 92.25 | 3
2023/24 | 326.25 | 92.25 | 3
2023/24 | 326.75 | 92.25 | 4
2023/24 | 327.25 | 92.25 | 1
2023/24 | 327.75 | 92.25 | 2
2023/24 | 328.25 | 92.25 | 6
2023/24 | 328.75 | 92.25 | 1
2023/24 | 329.25 | 92.25 | 5
2023/24 | 330.25 | 92.25 | 4
2023/24 | 330.75 | 92.25 | 2
2023/24 | 331.75 | 92.25 | 2
2023/24 | 332.25 | 92.25 | 4
2023/24 | 333.25 | 92.25 | 1
2023/24 | 333.75 | 92.25 | 2
2023/24 | 334.25 | 92.25 | 5
2023/24 | 334.75 | 92.25 | 1
2023/24 | 335.25 | 92.25 | 5
2023/24 | 335.75 | 92.25 | 3
2023/24 | 336.25 | 92.25 | 2
2023/24 | 336.75 | 92.25 | 2
2023/24 | 337.25 | 92.25 | 3
2023/24 | 337.75 | 92.25 | 5
2023/24 | 338.25 | 92.25 | 3
2023/24 | 338.75 | 92.25 | 3
2023/24 | 339.25 | 92.25 | 1
2023/24 | 339.75 | 92.25 | 4
2023/24 | 340.75 | 92.25 | 2
2023/24 | 341.25 | 92.25 | 1
2023/24 | 341.75 | 92.25 | 1
2023/24 | 342.25 | 92.25 | 3
2023/24 | 342.75 | 92.25 | 3
2023/24 | 343.25 | 92.25 | 3
2023/24 | 344.25 | 92.25 | 1
2023/24 | 344.75 | 92.25 | 3
2023/24 | 345.25 | 92.25 | 2
2023/24 | 346.25 | 92.25 | 2
2023/24 | 347.25 | 92.25 | 2
2023/24 | 347.75 | 92.25 | 2
2023/24 | 348.25 | 92.25 | 1
2023/24 | 349.25 | 92.25 | 2
2023/24 | 349.75 | 92.25 | 1
2023/24 | 350.25 | 92.25 | 2
2023/24 | 350.75 | 92.25 | 3
2023/24 | 351.25 | 92.25 | 1
2023/24 | 351.75 | 92.25 | 1
2023/24 | 353.75 | 92.25 | 1
2023/24 | 354.25 | 92.25 | 2
2023/24 | 354.75 | 92.25 | 2
2023/24 | 355.75 | 92.25 | 2
2023/24 | 356.25 | 92.25 | 2
2023/24 | 358.25 | 92.25 | 1
2023/24 | 359.75 | 92.25 | 1
2023/24 | 361.25 | 92.25 | 1
2023/24 | 362.25 | 92.25 | 1
2023/24 | 362.75 | 92.25 | 1
2023/24 | 363.25 | 92.25 | 1
2023/24 | 364.25 | 92.25 | 1
2023/24 | 366.25 | 92.25 | 1
2023/24 | 367.25 | 92.25 | 1
2023/24 | 369.25 | 92.25 | 1
2023/24 | 373.75 | 92.25 | 1
2023/24 | 374.75 | 92.25 | 1
2023/24 | 376.25 | 92.25 | 1
2023/24 | 377.25 | 92.25 | 1
2023/24 | 379.25 | 92.25 | 1
2023/24 | 380.75 | 92.25 | 2
2023/24 | 381.25 | 92.25 | 1
2023/24 | 384.25 | 92.25 | 1
2023/24 | 387.75 | 92.25 | 1
2023/24 | 388.75 | 92.25 | 1
2023/24 | 392.75 | 92.25 | 1
2023/24 | 393.25 | 92.25 | 1
2023/24 | 393.75 | 92.25 | 1
2023/24 | 395.75 | 92.25 | 1
2023/24 | 411.25 | 92.25 | 1
2023/24 | 426.25 | 92.25 | 1
2023/24 | 128.75 | 92.75 | 1
2023/24 | 134.75 | 92.75 | 1
2023/24 | 135.25 | 92.75 | 1
2023/24 | 136.75 | 92.75 | 1
2023/24 | 138.75 | 92.75 | 2
2023/24 | 139.75 | 92.75 | 1
2023/24 | 140.25 | 92.75 | 1
2023/24 | 140.75 | 92.75 | 3
2023/24 | 141.25 | 92.75 | 1
2023/24 | 141.75 | 92.75 | 2
2023/24 | 144.25 | 92.75 | 1
2023/24 | 144.75 | 92.75 | 1
2023/24 | 145.25 | 92.75 | 1
2023/24 | 147.25 | 92.75 | 2
2023/24 | 148.25 | 92.75 | 1
2023/24 | 150.75 | 92.75 | 1
2023/24 | 151.75 | 92.75 | 1
2023/24 | 152.25 | 92.75 | 2
2023/24 | 152.75 | 92.75 | 2
2023/24 | 153.25 | 92.75 | 1
2023/24 | 153.75 | 92.75 | 1
2023/24 | 154.25 | 92.75 | 2
2023/24 | 154.75 | 92.75 | 1
2023/24 | 155.25 | 92.75 | 2
2023/24 | 155.75 | 92.75 | 9
2023/24 | 156.25 | 92.75 | 4
2023/24 | 156.75 | 92.75 | 2
2023/24 | 157.25 | 92.75 | 9
2023/24 | 157.75 | 92.75 | 6
2023/24 | 158.25 | 92.75 | 10
2023/24 | 158.75 | 92.75 | 12
2023/24 | 159.25 | 92.75 | 6
2023/24 | 159.75 | 92.75 | 7
2023/24 | 160.25 | 92.75 | 6
2023/24 | 160.75 | 92.75 | 6
2023/24 | 161.25 | 92.75 | 7
2023/24 | 161.75 | 92.75 | 9
2023/24 | 162.25 | 92.75 | 13
2023/24 | 162.75 | 92.75 | 6
2023/24 | 163.25 | 92.75 | 10
2023/24 | 163.75 | 92.75 | 17
2023/24 | 164.25 | 92.75 | 11
2023/24 | 164.75 | 92.75 | 13
2023/24 | 165.25 | 92.75 | 17
2023/24 | 165.75 | 92.75 | 16
2023/24 | 166.25 | 92.75 | 21
2023/24 | 166.75 | 92.75 | 19
2023/24 | 167.25 | 92.75 | 18
2023/24 | 167.75 | 92.75 | 19
2023/24 | 168.25 | 92.75 | 22
2023/24 | 168.75 | 92.75 | 22
2023/24 | 169.25 | 92.75 | 23
2023/24 | 169.75 | 92.75 | 26
2023/24 | 170.25 | 92.75 | 21
2023/24 | 170.75 | 92.75 | 22
2023/24 | 171.25 | 92.75 | 23
2023/24 | 171.75 | 92.75 | 31
2023/24 | 172.25 | 92.75 | 22
2023/24 | 172.75 | 92.75 | 37
2023/24 | 173.25 | 92.75 | 30
2023/24 | 173.75 | 92.75 | 39
2023/24 | 174.25 | 92.75 | 31
2023/24 | 174.75 | 92.75 | 34
2023/24 | 175.25 | 92.75 | 38
2023/24 | 175.75 | 92.75 | 47
2023/24 | 176.25 | 92.75 | 46
2023/24 | 176.75 | 92.75 | 54
2023/24 | 177.25 | 92.75 | 52
2023/24 | 177.75 | 92.75 | 47
2023/24 | 178.25 | 92.75 | 52
2023/24 | 178.75 | 92.75 | 42
2023/24 | 179.25 | 92.75 | 48
2023/24 | 179.75 | 92.75 | 58
2023/24 | 180.25 | 92.75 | 77
2023/24 | 180.75 | 92.75 | 62
2023/24 | 181.25 | 92.75 | 60
2023/24 | 181.75 | 92.75 | 86
2023/24 | 182.25 | 92.75 | 73
2023/24 | 182.75 | 92.75 | 66
2023/24 | 183.25 | 92.75 | 72
2023/24 | 183.75 | 92.75 | 96
2023/24 | 184.25 | 92.75 | 83
2023/24 | 184.75 | 92.75 | 87
2023/24 | 185.25 | 92.75 | 73
2023/24 | 185.75 | 92.75 | 74
2023/24 | 186.25 | 92.75 | 88
2023/24 | 186.75 | 92.75 | 100
2023/24 | 187.25 | 92.75 | 92
2023/24 | 187.75 | 92.75 | 100
2023/24 | 188.25 | 92.75 | 100
2023/24 | 188.75 | 92.75 | 110
2023/24 | 189.25 | 92.75 | 93
2023/24 | 189.75 | 92.75 | 86
2023/24 | 190.25 | 92.75 | 94
2023/24 | 190.75 | 92.75 | 109
2023/24 | 191.25 | 92.75 | 118
2023/24 | 191.75 | 92.75 | 103
2023/24 | 192.25 | 92.75 | 116
2023/24 | 192.75 | 92.75 | 112
2023/24 | 193.25 | 92.75 | 114
2023/24 | 193.75 | 92.75 | 127
2023/24 | 194.25 | 92.75 | 114
2023/24 | 194.75 | 92.75 | 116
2023/24 | 195.25 | 92.75 | 133
2023/24 | 195.75 | 92.75 | 134
2023/24 | 196.25 | 92.75 | 128
2023/24 | 196.75 | 92.75 | 148
2023/24 | 197.25 | 92.75 | 122
2023/24 | 197.75 | 92.75 | 117
2023/24 | 198.25 | 92.75 | 134
2023/24 | 198.75 | 92.75 | 114
2023/24 | 199.25 | 92.75 | 136
2023/24 | 199.75 | 92.75 | 136
2023/24 | 200.25 | 92.75 | 133
2023/24 | 200.75 | 92.75 | 136
2023/24 | 201.25 | 92.75 | 148
2023/24 | 201.75 | 92.75 | 146
2023/24 | 202.25 | 92.75 | 142
2023/24 | 202.75 | 92.75 | 131
2023/24 | 203.25 | 92.75 | 135
2023/24 | 203.75 | 92.75 | 170
2023/24 | 204.25 | 92.75 | 125
2023/24 | 204.75 | 92.75 | 139
2023/24 | 205.25 | 92.75 | 152
2023/24 | 205.75 | 92.75 | 132
2023/24 | 206.25 | 92.75 | 138
2023/24 | 206.75 | 92.75 | 168
2023/24 | 207.25 | 92.75 | 150
2023/24 | 207.75 | 92.75 | 141
2023/24 | 208.25 | 92.75 | 133
2023/24 | 208.75 | 92.75 | 154
2023/24 | 209.25 | 92.75 | 162
2023/24 | 209.75 | 92.75 | 122
2023/24 | 210.25 | 92.75 | 140
2023/24 | 210.75 | 92.75 | 169
2023/24 | 211.25 | 92.75 | 128
2023/24 | 211.75 | 92.75 | 153
2023/24 | 212.25 | 92.75 | 156
2023/24 | 212.75 | 92.75 | 126
2023/24 | 213.25 | 92.75 | 126
2023/24 | 213.75 | 92.75 | 130
2023/24 | 214.25 | 92.75 | 122
2023/24 | 214.75 | 92.75 | 144
2023/24 | 215.25 | 92.75 | 132
2023/24 | 215.75 | 92.75 | 138
2023/24 | 216.25 | 92.75 | 128
2023/24 | 216.75 | 92.75 | 145
2023/24 | 217.25 | 92.75 | 135
2023/24 | 217.75 | 92.75 | 115
2023/24 | 218.25 | 92.75 | 120
2023/24 | 218.75 | 92.75 | 144
2023/24 | 219.25 | 92.75 | 136
2023/24 | 219.75 | 92.75 | 119
2023/24 | 220.25 | 92.75 | 134
2023/24 | 220.75 | 92.75 | 123
2023/24 | 221.25 | 92.75 | 144
2023/24 | 221.75 | 92.75 | 115
2023/24 | 222.25 | 92.75 | 138
2023/24 | 222.75 | 92.75 | 123
2023/24 | 223.25 | 92.75 | 102
2023/24 | 223.75 | 92.75 | 135
2023/24 | 224.25 | 92.75 | 141
2023/24 | 224.75 | 92.75 | 109
2023/24 | 225.25 | 92.75 | 102
2023/24 | 225.75 | 92.75 | 102
2023/24 | 226.25 | 92.75 | 124
2023/24 | 226.75 | 92.75 | 111
2023/24 | 227.25 | 92.75 | 121
2023/24 | 227.75 | 92.75 | 101
2023/24 | 228.25 | 92.75 | 94
2023/24 | 228.75 | 92.75 | 99
2023/24 | 229.25 | 92.75 | 92
2023/24 | 229.75 | 92.75 | 107
2023/24 | 230.25 | 92.75 | 105
2023/24 | 230.75 | 92.75 | 112
2023/24 | 231.25 | 92.75 | 95
2023/24 | 231.75 | 92.75 | 86
2023/24 | 232.25 | 92.75 | 106
2023/24 | 232.75 | 92.75 | 107
2023/24 | 233.25 | 92.75 | 85
2023/24 | 233.75 | 92.75 | 91
2023/24 | 234.25 | 92.75 | 82
2023/24 | 234.75 | 92.75 | 81
2023/24 | 235.25 | 92.75 | 78
2023/24 | 235.75 | 92.75 | 74
2023/24 | 236.25 | 92.75 | 80
2023/24 | 236.75 | 92.75 | 68
2023/24 | 237.25 | 92.75 | 58
2023/24 | 237.75 | 92.75 | 78
2023/24 | 238.25 | 92.75 | 67
2023/24 | 238.75 | 92.75 | 61
2023/24 | 239.25 | 92.75 | 70
2023/24 | 239.75 | 92.75 | 65
2023/24 | 240.25 | 92.75 | 73
2023/24 | 240.75 | 92.75 | 49
2023/24 | 241.25 | 92.75 | 78
2023/24 | 241.75 | 92.75 | 65
2023/24 | 242.25 | 92.75 | 61
2023/24 | 242.75 | 92.75 | 55
2023/24 | 243.25 | 92.75 | 45
2023/24 | 243.75 | 92.75 | 57
2023/24 | 244.25 | 92.75 | 57
2023/24 | 244.75 | 92.75 | 52
2023/24 | 245.25 | 92.75 | 55
2023/24 | 245.75 | 92.75 | 39
2023/24 | 246.25 | 92.75 | 62
2023/24 | 246.75 | 92.75 | 65
2023/24 | 247.25 | 92.75 | 53
2023/24 | 247.75 | 92.75 | 44
2023/24 | 248.25 | 92.75 | 59
2023/24 | 248.75 | 92.75 | 44
2023/24 | 249.25 | 92.75 | 52
2023/24 | 249.75 | 92.75 | 48
2023/24 | 250.25 | 92.75 | 49
2023/24 | 250.75 | 92.75 | 42
2023/24 | 251.25 | 92.75 | 47
2023/24 | 251.75 | 92.75 | 48
2023/24 | 252.25 | 92.75 | 39
2023/24 | 252.75 | 92.75 | 35
2023/24 | 253.25 | 92.75 | 40
2023/24 | 253.75 | 92.75 | 39
2023/24 | 254.25 | 92.75 | 53
2023/24 | 254.75 | 92.75 | 44
2023/24 | 255.25 | 92.75 | 49
2023/24 | 255.75 | 92.75 | 42
2023/24 | 256.25 | 92.75 | 43
2023/24 | 256.75 | 92.75 | 28
2023/24 | 257.25 | 92.75 | 27
2023/24 | 257.75 | 92.75 | 35
2023/24 | 258.25 | 92.75 | 43
2023/24 | 258.75 | 92.75 | 44
2023/24 | 259.25 | 92.75 | 36
2023/24 | 259.75 | 92.75 | 32
2023/24 | 260.25 | 92.75 | 35
2023/24 | 260.75 | 92.75 | 36
2023/24 | 261.25 | 92.75 | 29
2023/24 | 261.75 | 92.75 | 34
2023/24 | 262.25 | 92.75 | 41
2023/24 | 262.75 | 92.75 | 39
2023/24 | 263.25 | 92.75 | 33
2023/24 | 263.75 | 92.75 | 25
2023/24 | 264.25 | 92.75 | 20
2023/24 | 264.75 | 92.75 | 26
2023/24 | 265.25 | 92.75 | 35
2023/24 | 265.75 | 92.75 | 24
2023/24 | 266.25 | 92.75 | 28
2023/24 | 266.75 | 92.75 | 26
2023/24 | 267.25 | 92.75 | 27
2023/24 | 267.75 | 92.75 | 31
2023/24 | 268.25 | 92.75 | 33
2023/24 | 268.75 | 92.75 | 24
2023/24 | 269.25 | 92.75 | 24
2023/24 | 269.75 | 92.75 | 29
2023/24 | 270.25 | 92.75 | 28
2023/24 | 270.75 | 92.75 | 24
2023/24 | 271.25 | 92.75 | 32
2023/24 | 271.75 | 92.75 | 26
2023/24 | 272.25 | 92.75 | 28
2023/24 | 272.75 | 92.75 | 18
2023/24 | 273.25 | 92.75 | 18
2023/24 | 273.75 | 92.75 | 32
2023/24 | 274.25 | 92.75 | 26
2023/24 | 274.75 | 92.75 | 24
2023/24 | 275.25 | 92.75 | 18
2023/24 | 275.75 | 92.75 | 18
2023/24 | 276.25 | 92.75 | 16
2023/24 | 276.75 | 92.75 | 24
2023/24 | 277.25 | 92.75 | 26
2023/24 | 277.75 | 92.75 | 27
2023/24 | 278.25 | 92.75 | 19
2023/24 | 278.75 | 92.75 | 32
2023/24 | 279.25 | 92.75 | 17
2023/24 | 279.75 | 92.75 | 26
2023/24 | 280.25 | 92.75 | 20
2023/24 | 280.75 | 92.75 | 17
2023/24 | 281.25 | 92.75 | 25
2023/24 | 281.75 | 92.75 | 25
2023/24 | 282.25 | 92.75 | 15
2023/24 | 282.75 | 92.75 | 22
2023/24 | 283.25 | 92.75 | 22
2023/24 | 283.75 | 92.75 | 25
2023/24 | 284.25 | 92.75 | 20
2023/24 | 284.75 | 92.75 | 20
2023/24 | 285.25 | 92.75 | 19
2023/24 | 285.75 | 92.75 | 15
2023/24 | 286.25 | 92.75 | 16
2023/24 | 286.75 | 92.75 | 16
2023/24 | 287.25 | 92.75 | 20
2023/24 | 287.75 | 92.75 | 16
2023/24 | 288.25 | 92.75 | 26
2023/24 | 288.75 | 92.75 | 20
2023/24 | 289.25 | 92.75 | 13
2023/24 | 289.75 | 92.75 | 18
2023/24 | 290.25 | 92.75 | 14
2023/24 | 290.75 | 92.75 | 13
2023/24 | 291.25 | 92.75 | 19
2023/24 | 291.75 | 92.75 | 16
2023/24 | 292.25 | 92.75 | 11
2023/24 | 292.75 | 92.75 | 16
2023/24 | 293.25 | 92.75 | 20
2023/24 | 293.75 | 92.75 | 14
2023/24 | 294.25 | 92.75 | 22
2023/24 | 294.75 | 92.75 | 16
2023/24 | 295.25 | 92.75 | 15
2023/24 | 295.75 | 92.75 | 11
2023/24 | 296.25 | 92.75 | 13
2023/24 | 296.75 | 92.75 | 12
2023/24 | 297.25 | 92.75 | 9
2023/24 | 297.75 | 92.75 | 17
2023/24 | 298.25 | 92.75 | 12
2023/24 | 298.75 | 92.75 | 16
2023/24 | 299.25 | 92.75 | 13
2023/24 | 299.75 | 92.75 | 10
2023/24 | 300.25 | 92.75 | 12
2023/24 | 300.75 | 92.75 | 10
2023/24 | 301.25 | 92.75 | 7
2023/24 | 301.75 | 92.75 | 10
2023/24 | 302.25 | 92.75 | 11
2023/24 | 302.75 | 92.75 | 11
2023/24 | 303.25 | 92.75 | 16
2023/24 | 303.75 | 92.75 | 10
2023/24 | 304.25 | 92.75 | 16
2023/24 | 304.75 | 92.75 | 17
2023/24 | 305.25 | 92.75 | 14
2023/24 | 305.75 | 92.75 | 7
2023/24 | 306.25 | 92.75 | 5
2023/24 | 306.75 | 92.75 | 10
2023/24 | 307.25 | 92.75 | 4
2023/24 | 307.75 | 92.75 | 11
2023/24 | 308.25 | 92.75 | 9
2023/24 | 308.75 | 92.75 | 5
2023/24 | 309.25 | 92.75 | 11
2023/24 | 309.75 | 92.75 | 7
2023/24 | 310.25 | 92.75 | 8
2023/24 | 310.75 | 92.75 | 9
2023/24 | 311.25 | 92.75 | 6
2023/24 | 311.75 | 92.75 | 9
2023/24 | 312.25 | 92.75 | 11
2023/24 | 312.75 | 92.75 | 4
2023/24 | 313.25 | 92.75 | 6
2023/24 | 313.75 | 92.75 | 7
2023/24 | 314.25 | 92.75 | 3
2023/24 | 314.75 | 92.75 | 6
2023/24 | 315.25 | 92.75 | 7
2023/24 | 315.75 | 92.75 | 6
2023/24 | 316.25 | 92.75 | 8
2023/24 | 316.75 | 92.75 | 8
2023/24 | 317.25 | 92.75 | 7
2023/24 | 317.75 | 92.75 | 6
2023/24 | 318.25 | 92.75 | 4
2023/24 | 318.75 | 92.75 | 5
2023/24 | 319.25 | 92.75 | 11
2023/24 | 319.75 | 92.75 | 8
2023/24 | 320.25 | 92.75 | 3
2023/24 | 320.75 | 92.75 | 6
2023/24 | 321.25 | 92.75 | 13
2023/24 | 321.75 | 92.75 | 7
2023/24 | 322.25 | 92.75 | 1
2023/24 | 322.75 | 92.75 | 6
2023/24 | 323.25 | 92.75 | 7
2023/24 | 323.75 | 92.75 | 4
2023/24 | 324.25 | 92.75 | 3
2023/24 | 324.75 | 92.75 | 7
2023/24 | 325.25 | 92.75 | 3
2023/24 | 326.25 | 92.75 | 4
2023/24 | 326.75 | 92.75 | 6
2023/24 | 327.25 | 92.75 | 4
2023/24 | 327.75 | 92.75 | 5
2023/24 | 328.25 | 92.75 | 2
2023/24 | 328.75 | 92.75 | 3
2023/24 | 329.25 | 92.75 | 1
2023/24 | 329.75 | 92.75 | 1
2023/24 | 330.25 | 92.75 | 2
2023/24 | 330.75 | 92.75 | 5
2023/24 | 331.25 | 92.75 | 4
2023/24 | 331.75 | 92.75 | 2
2023/24 | 332.25 | 92.75 | 1
2023/24 | 332.75 | 92.75 | 7
2023/24 | 333.25 | 92.75 | 1
2023/24 | 333.75 | 92.75 | 3
2023/24 | 334.25 | 92.75 | 5
2023/24 | 334.75 | 92.75 | 1
2023/24 | 335.25 | 92.75 | 2
2023/24 | 335.75 | 92.75 | 1
2023/24 | 336.25 | 92.75 | 1
2023/24 | 336.75 | 92.75 | 4
2023/24 | 337.75 | 92.75 | 2
2023/24 | 338.25 | 92.75 | 2
2023/24 | 338.75 | 92.75 | 3
2023/24 | 339.25 | 92.75 | 6
2023/24 | 339.75 | 92.75 | 4
2023/24 | 340.25 | 92.75 | 1
2023/24 | 340.75 | 92.75 | 1
2023/24 | 341.25 | 92.75 | 3
2023/24 | 341.75 | 92.75 | 2
2023/24 | 342.25 | 92.75 | 1
2023/24 | 342.75 | 92.75 | 1
2023/24 | 343.25 | 92.75 | 3
2023/24 | 343.75 | 92.75 | 1
2023/24 | 344.25 | 92.75 | 3
2023/24 | 344.75 | 92.75 | 1
2023/24 | 345.25 | 92.75 | 1
2023/24 | 345.75 | 92.75 | 3
2023/24 | 346.25 | 92.75 | 2
2023/24 | 346.75 | 92.75 | 2
2023/24 | 347.25 | 92.75 | 3
2023/24 | 347.75 | 92.75 | 2
2023/24 | 348.25 | 92.75 | 1
2023/24 | 348.75 | 92.75 | 1
2023/24 | 349.25 | 92.75 | 1
2023/24 | 349.75 | 92.75 | 2
2023/24 | 350.25 | 92.75 | 2
2023/24 | 350.75 | 92.75 | 2
2023/24 | 351.25 | 92.75 | 4
2023/24 | 354.75 | 92.75 | 1
2023/24 | 355.25 | 92.75 | 1
2023/24 | 355.75 | 92.75 | 2
2023/24 | 357.25 | 92.75 | 1
2023/24 | 358.25 | 92.75 | 1
2023/24 | 359.75 | 92.75 | 3
2023/24 | 360.75 | 92.75 | 1
2023/24 | 361.25 | 92.75 | 1
2023/24 | 361.75 | 92.75 | 1
2023/24 | 362.25 | 92.75 | 1
2023/24 | 363.25 | 92.75 | 2
2023/24 | 364.25 | 92.75 | 1
2023/24 | 365.25 | 92.75 | 1
2023/24 | 365.75 | 92.75 | 1
2023/24 | 366.25 | 92.75 | 1
2023/24 | 366.75 | 92.75 | 1
2023/24 | 367.25 | 92.75 | 3
2023/24 | 367.75 | 92.75 | 1
2023/24 | 368.25 | 92.75 | 1
2023/24 | 369.25 | 92.75 | 2
2023/24 | 369.75 | 92.75 | 1
2023/24 | 370.25 | 92.75 | 2
2023/24 | 371.25 | 92.75 | 1
2023/24 | 372.25 | 92.75 | 1
2023/24 | 372.75 | 92.75 | 1
2023/24 | 374.75 | 92.75 | 1
2023/24 | 375.25 | 92.75 | 1
2023/24 | 375.75 | 92.75 | 1
2023/24 | 377.75 | 92.75 | 1
2023/24 | 380.75 | 92.75 | 1
2023/24 | 383.75 | 92.75 | 1
2023/24 | 384.25 | 92.75 | 1
2023/24 | 385.25 | 92.75 | 1
2023/24 | 385.75 | 92.75 | 1
2023/24 | 387.75 | 92.75 | 2
2023/24 | 390.25 | 92.75 | 1
2023/24 | 390.75 | 92.75 | 1
2023/24 | 393.25 | 92.75 | 1
2023/24 | 405.25 | 92.75 | 1
2023/24 | 409.75 | 92.75 | 1
2023/24 | 424.75 | 92.75 | 1
2023/24 | 129.25 | 93.25 | 1
2023/24 | 135.25 | 93.25 | 1
2023/24 | 136.25 | 93.25 | 1
2023/24 | 137.75 | 93.25 | 1
2023/24 | 138.25 | 93.25 | 1
2023/24 | 139.75 | 93.25 | 1
2023/24 | 140.25 | 93.25 | 1
2023/24 | 141.25 | 93.25 | 1
2023/24 | 141.75 | 93.25 | 1
2023/24 | 145.75 | 93.25 | 2
2023/24 | 146.25 | 93.25 | 1
2023/24 | 146.75 | 93.25 | 1
2023/24 | 147.75 | 93.25 | 1
2023/24 | 148.25 | 93.25 | 3
2023/24 | 148.75 | 93.25 | 1
2023/24 | 149.25 | 93.25 | 1
2023/24 | 150.25 | 93.25 | 1
2023/24 | 150.75 | 93.25 | 2
2023/24 | 151.25 | 93.25 | 2
2023/24 | 151.75 | 93.25 | 2
2023/24 | 152.25 | 93.25 | 2
2023/24 | 152.75 | 93.25 | 2
2023/24 | 153.25 | 93.25 | 2
2023/24 | 153.75 | 93.25 | 4
2023/24 | 154.25 | 93.25 | 2
2023/24 | 154.75 | 93.25 | 5
2023/24 | 155.25 | 93.25 | 3
2023/24 | 155.75 | 93.25 | 1
2023/24 | 156.25 | 93.25 | 6
2023/24 | 156.75 | 93.25 | 5
2023/24 | 157.25 | 93.25 | 1
2023/24 | 157.75 | 93.25 | 4
2023/24 | 158.25 | 93.25 | 2
2023/24 | 158.75 | 93.25 | 9
2023/24 | 159.25 | 93.25 | 1
2023/24 | 159.75 | 93.25 | 6
2023/24 | 160.25 | 93.25 | 3
2023/24 | 160.75 | 93.25 | 6
2023/24 | 161.25 | 93.25 | 11
2023/24 | 161.75 | 93.25 | 8
2023/24 | 162.25 | 93.25 | 3
2023/24 | 162.75 | 93.25 | 8
2023/24 | 163.25 | 93.25 | 3
2023/24 | 163.75 | 93.25 | 12
2023/24 | 164.25 | 93.25 | 8
2023/24 | 164.75 | 93.25 | 10
2023/24 | 165.25 | 93.25 | 10
2023/24 | 165.75 | 93.25 | 13
2023/24 | 166.25 | 93.25 | 9
2023/24 | 166.75 | 93.25 | 10
2023/24 | 167.25 | 93.25 | 12
2023/24 | 167.75 | 93.25 | 12
2023/24 | 168.25 | 93.25 | 21
2023/24 | 168.75 | 93.25 | 20
2023/24 | 169.25 | 93.25 | 20
2023/24 | 169.75 | 93.25 | 17
2023/24 | 170.25 | 93.25 | 19
2023/24 | 170.75 | 93.25 | 18
2023/24 | 171.25 | 93.25 | 16
2023/24 | 171.75 | 93.25 | 34
2023/24 | 172.25 | 93.25 | 17
2023/24 | 172.75 | 93.25 | 32
2023/24 | 173.25 | 93.25 | 33
2023/24 | 173.75 | 93.25 | 48
2023/24 | 174.25 | 93.25 | 39
2023/24 | 174.75 | 93.25 | 31
2023/24 | 175.25 | 93.25 | 36
2023/24 | 175.75 | 93.25 | 47
2023/24 | 176.25 | 93.25 | 40
2023/24 | 176.75 | 93.25 | 53
2023/24 | 177.25 | 93.25 | 40
2023/24 | 177.75 | 93.25 | 53
2023/24 | 178.25 | 93.25 | 44
2023/24 | 178.75 | 93.25 | 32
2023/24 | 179.25 | 93.25 | 37
2023/24 | 179.75 | 93.25 | 63
2023/24 | 180.25 | 93.25 | 57
2023/24 | 180.75 | 93.25 | 57
2023/24 | 181.25 | 93.25 | 48
2023/24 | 181.75 | 93.25 | 64
2023/24 | 182.25 | 93.25 | 65
2023/24 | 182.75 | 93.25 | 74
2023/24 | 183.25 | 93.25 | 61
2023/24 | 183.75 | 93.25 | 65
2023/24 | 184.25 | 93.25 | 63
2023/24 | 184.75 | 93.25 | 70
2023/24 | 185.25 | 93.25 | 72
2023/24 | 185.75 | 93.25 | 65
2023/24 | 186.25 | 93.25 | 75
2023/24 | 186.75 | 93.25 | 82
2023/24 | 187.25 | 93.25 | 104
2023/24 | 187.75 | 93.25 | 108
2023/24 | 188.25 | 93.25 | 85
2023/24 | 188.75 | 93.25 | 100
2023/24 | 189.25 | 93.25 | 83
2023/24 | 189.75 | 93.25 | 115
2023/24 | 190.25 | 93.25 | 109
2023/24 | 190.75 | 93.25 | 96
2023/24 | 191.25 | 93.25 | 95
2023/24 | 191.75 | 93.25 | 111
2023/24 | 192.25 | 93.25 | 108
2023/24 | 192.75 | 93.25 | 114
2023/24 | 193.25 | 93.25 | 121
2023/24 | 193.75 | 93.25 | 107
2023/24 | 194.25 | 93.25 | 112
2023/24 | 194.75 | 93.25 | 122
2023/24 | 195.25 | 93.25 | 124
2023/24 | 195.75 | 93.25 | 142
2023/24 | 196.25 | 93.25 | 114
2023/24 | 196.75 | 93.25 | 139
2023/24 | 197.25 | 93.25 | 129
2023/24 | 197.75 | 93.25 | 110
2023/24 | 198.25 | 93.25 | 135
2023/24 | 198.75 | 93.25 | 136
2023/24 | 199.25 | 93.25 | 122
2023/24 | 199.75 | 93.25 | 148
2023/24 | 200.25 | 93.25 | 157
2023/24 | 200.75 | 93.25 | 123
2023/24 | 201.25 | 93.25 | 144
2023/24 | 201.75 | 93.25 | 153
2023/24 | 202.25 | 93.25 | 140
2023/24 | 202.75 | 93.25 | 161
2023/24 | 203.25 | 93.25 | 129
2023/24 | 203.75 | 93.25 | 144
2023/24 | 204.25 | 93.25 | 150
2023/24 | 204.75 | 93.25 | 138
2023/24 | 205.25 | 93.25 | 126
2023/24 | 205.75 | 93.25 | 158
2023/24 | 206.25 | 93.25 | 152
2023/24 | 206.75 | 93.25 | 144
2023/24 | 207.25 | 93.25 | 133
2023/24 | 207.75 | 93.25 | 178
2023/24 | 208.25 | 93.25 | 149
2023/24 | 208.75 | 93.25 | 156
2023/24 | 209.25 | 93.25 | 132
2023/24 | 209.75 | 93.25 | 151
2023/24 | 210.25 | 93.25 | 119
2023/24 | 210.75 | 93.25 | 148
2023/24 | 211.25 | 93.25 | 146
2023/24 | 211.75 | 93.25 | 150
2023/24 | 212.25 | 93.25 | 130
2023/24 | 212.75 | 93.25 | 143
2023/24 | 213.25 | 93.25 | 141
2023/24 | 213.75 | 93.25 | 138
2023/24 | 214.25 | 93.25 | 134
2023/24 | 214.75 | 93.25 | 127
2023/24 | 215.25 | 93.25 | 120
2023/24 | 215.75 | 93.25 | 143
2023/24 | 216.25 | 93.25 | 166
2023/24 | 216.75 | 93.25 | 121
2023/24 | 217.25 | 93.25 | 125
2023/24 | 217.75 | 93.25 | 140
2023/24 | 218.25 | 93.25 | 128
2023/24 | 218.75 | 93.25 | 132
2023/24 | 219.25 | 93.25 | 123
2023/24 | 219.75 | 93.25 | 122
2023/24 | 220.25 | 93.25 | 119
2023/24 | 220.75 | 93.25 | 156
2023/24 | 221.25 | 93.25 | 115
2023/24 | 221.75 | 93.25 | 111
2023/24 | 222.25 | 93.25 | 121
2023/24 | 222.75 | 93.25 | 119
2023/24 | 223.25 | 93.25 | 119
2023/24 | 223.75 | 93.25 | 108
2023/24 | 224.25 | 93.25 | 104
2023/24 | 224.75 | 93.25 | 112
2023/24 | 225.25 | 93.25 | 110
2023/24 | 225.75 | 93.25 | 121
2023/24 | 226.25 | 93.25 | 115
2023/24 | 226.75 | 93.25 | 98
2023/24 | 227.25 | 93.25 | 86
2023/24 | 227.75 | 93.25 | 103
2023/24 | 228.25 | 93.25 | 111
2023/24 | 228.75 | 93.25 | 91
2023/24 | 229.25 | 93.25 | 87
2023/24 | 229.75 | 93.25 | 85
2023/24 | 230.25 | 93.25 | 100
2023/24 | 230.75 | 93.25 | 108
2023/24 | 231.25 | 93.25 | 103
2023/24 | 231.75 | 93.25 | 102
2023/24 | 232.25 | 93.25 | 93
2023/24 | 232.75 | 93.25 | 96
2023/24 | 233.25 | 93.25 | 97
2023/24 | 233.75 | 93.25 | 81
2023/24 | 234.25 | 93.25 | 96
2023/24 | 234.75 | 93.25 | 104
2023/24 | 235.25 | 93.25 | 85
2023/24 | 235.75 | 93.25 | 80
2023/24 | 236.25 | 93.25 | 81
2023/24 | 236.75 | 93.25 | 70
2023/24 | 237.25 | 93.25 | 76
2023/24 | 237.75 | 93.25 | 57
2023/24 | 238.25 | 93.25 | 78
2023/24 | 238.75 | 93.25 | 101
2023/24 | 239.25 | 93.25 | 54
2023/24 | 239.75 | 93.25 | 74
2023/24 | 240.25 | 93.25 | 73
2023/24 | 240.75 | 93.25 | 64
2023/24 | 241.25 | 93.25 | 61
2023/24 | 241.75 | 93.25 | 77
2023/24 | 242.25 | 93.25 | 68
2023/24 | 242.75 | 93.25 | 60
2023/24 | 243.25 | 93.25 | 71
2023/24 | 243.75 | 93.25 | 53
2023/24 | 244.25 | 93.25 | 59
2023/24 | 244.75 | 93.25 | 63
2023/24 | 245.25 | 93.25 | 47
2023/24 | 245.75 | 93.25 | 64
2023/24 | 246.25 | 93.25 | 55
2023/24 | 246.75 | 93.25 | 45
2023/24 | 247.25 | 93.25 | 57
2023/24 | 247.75 | 93.25 | 39
2023/24 | 248.25 | 93.25 | 52
2023/24 | 248.75 | 93.25 | 56
2023/24 | 249.25 | 93.25 | 57
2023/24 | 249.75 | 93.25 | 62
2023/24 | 250.25 | 93.25 | 46
2023/24 | 250.75 | 93.25 | 50
2023/24 | 251.25 | 93.25 | 43
2023/24 | 251.75 | 93.25 | 57
2023/24 | 252.25 | 93.25 | 51
2023/24 | 252.75 | 93.25 | 50
2023/24 | 253.25 | 93.25 | 38
2023/24 | 253.75 | 93.25 | 48
2023/24 | 254.25 | 93.25 | 34
2023/24 | 254.75 | 93.25 | 33
2023/24 | 255.25 | 93.25 | 47
2023/24 | 255.75 | 93.25 | 43
2023/24 | 256.25 | 93.25 | 31
2023/24 | 256.75 | 93.25 | 45
2023/24 | 257.25 | 93.25 | 50
2023/24 | 257.75 | 93.25 | 32
2023/24 | 258.25 | 93.25 | 29
2023/24 | 258.75 | 93.25 | 37
2023/24 | 259.25 | 93.25 | 47
2023/24 | 259.75 | 93.25 | 34
2023/24 | 260.25 | 93.25 | 41
2023/24 | 260.75 | 93.25 | 28
2023/24 | 261.25 | 93.25 | 37
2023/24 | 261.75 | 93.25 | 37
2023/24 | 262.25 | 93.25 | 40
2023/24 | 262.75 | 93.25 | 26
2023/24 | 263.25 | 93.25 | 39
2023/24 | 263.75 | 93.25 | 36
2023/24 | 264.25 | 93.25 | 39
2023/24 | 264.75 | 93.25 | 24
2023/24 | 265.25 | 93.25 | 31
2023/24 | 265.75 | 93.25 | 37
2023/24 | 266.25 | 93.25 | 29
2023/24 | 266.75 | 93.25 | 23
2023/24 | 267.25 | 93.25 | 40
2023/24 | 267.75 | 93.25 | 28
2023/24 | 268.25 | 93.25 | 29
2023/24 | 268.75 | 93.25 | 24
2023/24 | 269.25 | 93.25 | 22
2023/24 | 269.75 | 93.25 | 32
2023/24 | 270.25 | 93.25 | 28
2023/24 | 270.75 | 93.25 | 26
2023/24 | 271.25 | 93.25 | 24
2023/24 | 271.75 | 93.25 | 25
2023/24 | 272.25 | 93.25 | 25
2023/24 | 272.75 | 93.25 | 19
2023/24 | 273.25 | 93.25 | 28
2023/24 | 273.75 | 93.25 | 36
2023/24 | 274.25 | 93.25 | 28
2023/24 | 274.75 | 93.25 | 30
2023/24 | 275.25 | 93.25 | 15
2023/24 | 275.75 | 93.25 | 29
2023/24 | 276.25 | 93.25 | 19
2023/24 | 276.75 | 93.25 | 24
2023/24 | 277.25 | 93.25 | 21
2023/24 | 277.75 | 93.25 | 19
2023/24 | 278.25 | 93.25 | 17
2023/24 | 278.75 | 93.25 | 28
2023/24 | 279.25 | 93.25 | 25
2023/24 | 279.75 | 93.25 | 21
2023/24 | 280.25 | 93.25 | 20
2023/24 | 280.75 | 93.25 | 13
2023/24 | 281.25 | 93.25 | 17
2023/24 | 281.75 | 93.25 | 24
2023/24 | 282.25 | 93.25 | 24
2023/24 | 282.75 | 93.25 | 20
2023/24 | 283.25 | 93.25 | 22
2023/24 | 283.75 | 93.25 | 13
2023/24 | 284.25 | 93.25 | 19
2023/24 | 284.75 | 93.25 | 13
2023/24 | 285.25 | 93.25 | 25
2023/24 | 285.75 | 93.25 | 18
2023/24 | 286.25 | 93.25 | 23
2023/24 | 286.75 | 93.25 | 17
2023/24 | 287.25 | 93.25 | 21
2023/24 | 287.75 | 93.25 | 18
2023/24 | 288.25 | 93.25 | 25
2023/24 | 288.75 | 93.25 | 17
2023/24 | 289.25 | 93.25 | 24
2023/24 | 289.75 | 93.25 | 12
2023/24 | 290.25 | 93.25 | 19
2023/24 | 290.75 | 93.25 | 23
2023/24 | 291.25 | 93.25 | 19
2023/24 | 291.75 | 93.25 | 20
2023/24 | 292.25 | 93.25 | 22
2023/24 | 292.75 | 93.25 | 17
2023/24 | 293.25 | 93.25 | 9
2023/24 | 293.75 | 93.25 | 18
2023/24 | 294.25 | 93.25 | 17
2023/24 | 294.75 | 93.25 | 9
2023/24 | 295.25 | 93.25 | 9
2023/24 | 295.75 | 93.25 | 20
2023/24 | 296.25 | 93.25 | 13
2023/24 | 296.75 | 93.25 | 15
2023/24 | 297.25 | 93.25 | 15
2023/24 | 297.75 | 93.25 | 15
2023/24 | 298.25 | 93.25 | 11
2023/24 | 298.75 | 93.25 | 20
2023/24 | 299.25 | 93.25 | 13
2023/24 | 299.75 | 93.25 | 15
2023/24 | 300.25 | 93.25 | 17
2023/24 | 300.75 | 93.25 | 11
2023/24 | 301.25 | 93.25 | 6
2023/24 | 301.75 | 93.25 | 15
2023/24 | 302.25 | 93.25 | 10
2023/24 | 302.75 | 93.25 | 9
2023/24 | 303.25 | 93.25 | 9
2023/24 | 303.75 | 93.25 | 13
2023/24 | 304.25 | 93.25 | 16
2023/24 | 304.75 | 93.25 | 10
2023/24 | 305.25 | 93.25 | 12
2023/24 | 305.75 | 93.25 | 11
2023/24 | 306.25 | 93.25 | 13
2023/24 | 306.75 | 93.25 | 16
2023/24 | 307.25 | 93.25 | 14
2023/24 | 307.75 | 93.25 | 12
2023/24 | 308.25 | 93.25 | 6
2023/24 | 308.75 | 93.25 | 7
2023/24 | 309.25 | 93.25 | 7
2023/24 | 309.75 | 93.25 | 9
2023/24 | 310.25 | 93.25 | 13
2023/24 | 310.75 | 93.25 | 12
2023/24 | 311.25 | 93.25 | 9
2023/24 | 311.75 | 93.25 | 5
2023/24 | 312.25 | 93.25 | 20
2023/24 | 312.75 | 93.25 | 4
2023/24 | 313.25 | 93.25 | 6
2023/24 | 313.75 | 93.25 | 5
2023/24 | 314.25 | 93.25 | 10
2023/24 | 314.75 | 93.25 | 3
2023/24 | 315.25 | 93.25 | 6
2023/24 | 315.75 | 93.25 | 8
2023/24 | 316.25 | 93.25 | 4
2023/24 | 316.75 | 93.25 | 2
2023/24 | 317.25 | 93.25 | 5
2023/24 | 317.75 | 93.25 | 6
2023/24 | 318.25 | 93.25 | 11
2023/24 | 318.75 | 93.25 | 5
2023/24 | 319.25 | 93.25 | 2
2023/24 | 319.75 | 93.25 | 2
2023/24 | 320.25 | 93.25 | 4
2023/24 | 320.75 | 93.25 | 5
2023/24 | 321.25 | 93.25 | 3
2023/24 | 321.75 | 93.25 | 5
2023/24 | 322.25 | 93.25 | 5
2023/24 | 322.75 | 93.25 | 3
2023/24 | 323.25 | 93.25 | 7
2023/24 | 323.75 | 93.25 | 7
2023/24 | 324.25 | 93.25 | 7
2023/24 | 324.75 | 93.25 | 6
2023/24 | 325.25 | 93.25 | 6
2023/24 | 325.75 | 93.25 | 1
2023/24 | 326.25 | 93.25 | 3
2023/24 | 326.75 | 93.25 | 5
2023/24 | 327.25 | 93.25 | 4
2023/24 | 327.75 | 93.25 | 3
2023/24 | 328.25 | 93.25 | 2
2023/24 | 328.75 | 93.25 | 6
2023/24 | 329.25 | 93.25 | 6
2023/24 | 329.75 | 93.25 | 5
2023/24 | 330.25 | 93.25 | 5
2023/24 | 330.75 | 93.25 | 3
2023/24 | 331.25 | 93.25 | 4
2023/24 | 331.75 | 93.25 | 2
2023/24 | 332.25 | 93.25 | 3
2023/24 | 332.75 | 93.25 | 2
2023/24 | 333.25 | 93.25 | 3
2023/24 | 333.75 | 93.25 | 5
2023/24 | 334.25 | 93.25 | 2
2023/24 | 334.75 | 93.25 | 3
2023/24 | 335.25 | 93.25 | 4
2023/24 | 335.75 | 93.25 | 5
2023/24 | 336.25 | 93.25 | 3
2023/24 | 336.75 | 93.25 | 3
2023/24 | 337.25 | 93.25 | 3
2023/24 | 337.75 | 93.25 | 3
2023/24 | 338.25 | 93.25 | 2
2023/24 | 338.75 | 93.25 | 4
2023/24 | 339.25 | 93.25 | 3
2023/24 | 339.75 | 93.25 | 3
2023/24 | 340.25 | 93.25 | 5
2023/24 | 340.75 | 93.25 | 2
2023/24 | 341.75 | 93.25 | 4
2023/24 | 342.75 | 93.25 | 3
2023/24 | 344.25 | 93.25 | 1
2023/24 | 344.75 | 93.25 | 2
2023/24 | 345.25 | 93.25 | 1
2023/24 | 345.75 | 93.25 | 3
2023/24 | 346.25 | 93.25 | 1
2023/24 | 346.75 | 93.25 | 2
2023/24 | 347.25 | 93.25 | 1
2023/24 | 347.75 | 93.25 | 3
2023/24 | 348.25 | 93.25 | 1
2023/24 | 348.75 | 93.25 | 2
2023/24 | 349.25 | 93.25 | 1
2023/24 | 349.75 | 93.25 | 3
2023/24 | 350.75 | 93.25 | 5
2023/24 | 351.75 | 93.25 | 1
2023/24 | 352.25 | 93.25 | 3
2023/24 | 352.75 | 93.25 | 3
2023/24 | 353.25 | 93.25 | 1
2023/24 | 353.75 | 93.25 | 4
2023/24 | 355.25 | 93.25 | 2
2023/24 | 355.75 | 93.25 | 2
2023/24 | 356.75 | 93.25 | 1
2023/24 | 357.25 | 93.25 | 2
2023/24 | 357.75 | 93.25 | 1
2023/24 | 358.75 | 93.25 | 2
2023/24 | 359.25 | 93.25 | 3
2023/24 | 359.75 | 93.25 | 1
2023/24 | 360.75 | 93.25 | 2
2023/24 | 361.25 | 93.25 | 2
2023/24 | 361.75 | 93.25 | 3
2023/24 | 362.25 | 93.25 | 1
2023/24 | 362.75 | 93.25 | 2
2023/24 | 363.75 | 93.25 | 1
2023/24 | 364.25 | 93.25 | 1
2023/24 | 366.25 | 93.25 | 1
2023/24 | 366.75 | 93.25 | 1
2023/24 | 367.75 | 93.25 | 4
2023/24 | 368.25 | 93.25 | 2
2023/24 | 368.75 | 93.25 | 2
2023/24 | 370.75 | 93.25 | 1
2023/24 | 371.25 | 93.25 | 1
2023/24 | 371.75 | 93.25 | 2
2023/24 | 372.75 | 93.25 | 2
2023/24 | 374.25 | 93.25 | 1
2023/24 | 378.25 | 93.25 | 2
2023/24 | 379.25 | 93.25 | 1
2023/24 | 379.75 | 93.25 | 1
2023/24 | 381.25 | 93.25 | 1
2023/24 | 382.75 | 93.25 | 1
2023/24 | 383.75 | 93.25 | 1
2023/24 | 384.75 | 93.25 | 2
2023/24 | 385.25 | 93.25 | 1
2023/24 | 387.25 | 93.25 | 1
2023/24 | 389.75 | 93.25 | 1
2023/24 | 391.25 | 93.25 | 1
2023/24 | 391.75 | 93.25 | 2
2023/24 | 393.25 | 93.25 | 3
2023/24 | 394.25 | 93.25 | 1
2023/24 | 396.25 | 93.25 | 1
2023/24 | 397.75 | 93.25 | 1
2023/24 | 402.75 | 93.25 | 1
2023/24 | 403.25 | 93.25 | 1
2023/24 | 407.75 | 93.25 | 1
2023/24 | 410.25 | 93.25 | 1
2023/24 | 419.25 | 93.25 | 1
2023/24 | 423.25 | 93.25 | 1
2023/24 | 424.25 | 93.25 | 1
2023/24 | 436.25 | 93.25 | 1
2023/24 | 442.75 | 93.25 | 1
2023/24 | 119.75 | 93.75 | 1
2023/24 | 126.25 | 93.75 | 1
2023/24 | 138.25 | 93.75 | 1
2023/24 | 141.25 | 93.75 | 1
2023/24 | 141.75 | 93.75 | 1
2023/24 | 143.25 | 93.75 | 1
2023/24 | 144.25 | 93.75 | 3
2023/24 | 145.25 | 93.75 | 1
2023/24 | 146.75 | 93.75 | 3
2023/24 | 147.25 | 93.75 | 1
2023/24 | 148.75 | 93.75 | 2
2023/24 | 149.25 | 93.75 | 2
2023/24 | 150.75 | 93.75 | 1
2023/24 | 151.25 | 93.75 | 1
2023/24 | 151.75 | 93.75 | 1
2023/24 | 152.25 | 93.75 | 2
2023/24 | 153.75 | 93.75 | 3
2023/24 | 154.25 | 93.75 | 2
2023/24 | 154.75 | 93.75 | 2
2023/24 | 155.75 | 93.75 | 2
2023/24 | 156.25 | 93.75 | 1
2023/24 | 156.75 | 93.75 | 1
2023/24 | 157.75 | 93.75 | 4
2023/24 | 158.25 | 93.75 | 3
2023/24 | 158.75 | 93.75 | 6
2023/24 | 159.25 | 93.75 | 3
2023/24 | 159.75 | 93.75 | 4
2023/24 | 160.25 | 93.75 | 6
2023/24 | 160.75 | 93.75 | 4
2023/24 | 161.25 | 93.75 | 6
2023/24 | 161.75 | 93.75 | 7
2023/24 | 162.25 | 93.75 | 8
2023/24 | 162.75 | 93.75 | 9
2023/24 | 163.25 | 93.75 | 10
2023/24 | 163.75 | 93.75 | 11
2023/24 | 164.25 | 93.75 | 7
2023/24 | 164.75 | 93.75 | 6
2023/24 | 165.25 | 93.75 | 13
2023/24 | 165.75 | 93.75 | 11
2023/24 | 166.25 | 93.75 | 14
2023/24 | 166.75 | 93.75 | 12
2023/24 | 167.25 | 93.75 | 15
2023/24 | 167.75 | 93.75 | 12
2023/24 | 168.25 | 93.75 | 18
2023/24 | 168.75 | 93.75 | 22
2023/24 | 169.25 | 93.75 | 20
2023/24 | 169.75 | 93.75 | 22
2023/24 | 170.25 | 93.75 | 23
2023/24 | 170.75 | 93.75 | 17
2023/24 | 171.25 | 93.75 | 26
2023/24 | 171.75 | 93.75 | 25
2023/24 | 172.25 | 93.75 | 25
2023/24 | 172.75 | 93.75 | 25
2023/24 | 173.25 | 93.75 | 22
2023/24 | 173.75 | 93.75 | 29
2023/24 | 174.25 | 93.75 | 38
2023/24 | 174.75 | 93.75 | 27
2023/24 | 175.25 | 93.75 | 29
2023/24 | 175.75 | 93.75 | 34
2023/24 | 176.25 | 93.75 | 26
2023/24 | 176.75 | 93.75 | 36
2023/24 | 177.25 | 93.75 | 31
2023/24 | 177.75 | 93.75 | 42
2023/24 | 178.25 | 93.75 | 47
2023/24 | 178.75 | 93.75 | 40
2023/24 | 179.25 | 93.75 | 42
2023/24 | 179.75 | 93.75 | 50
2023/24 | 180.25 | 93.75 | 51
2023/24 | 180.75 | 93.75 | 53
2023/24 | 181.25 | 93.75 | 71
2023/24 | 181.75 | 93.75 | 63
2023/24 | 182.25 | 93.75 | 63
2023/24 | 182.75 | 93.75 | 72
2023/24 | 183.25 | 93.75 | 65
2023/24 | 183.75 | 93.75 | 62
2023/24 | 184.25 | 93.75 | 77
2023/24 | 184.75 | 93.75 | 68
2023/24 | 185.25 | 93.75 | 77
2023/24 | 185.75 | 93.75 | 65
2023/24 | 186.25 | 93.75 | 84
2023/24 | 186.75 | 93.75 | 88
2023/24 | 187.25 | 93.75 | 82
2023/24 | 187.75 | 93.75 | 85
2023/24 | 188.25 | 93.75 | 82
2023/24 | 188.75 | 93.75 | 104
2023/24 | 189.25 | 93.75 | 94
2023/24 | 189.75 | 93.75 | 88
2023/24 | 190.25 | 93.75 | 104
2023/24 | 190.75 | 93.75 | 96
2023/24 | 191.25 | 93.75 | 103
2023/24 | 191.75 | 93.75 | 123
2023/24 | 192.25 | 93.75 | 104
2023/24 | 192.75 | 93.75 | 94
2023/24 | 193.25 | 93.75 | 99
2023/24 | 193.75 | 93.75 | 98
2023/24 | 194.25 | 93.75 | 94
2023/24 | 194.75 | 93.75 | 129
2023/24 | 195.25 | 93.75 | 117
2023/24 | 195.75 | 93.75 | 102
2023/24 | 196.25 | 93.75 | 111
2023/24 | 196.75 | 93.75 | 132
2023/24 | 197.25 | 93.75 | 123
2023/24 | 197.75 | 93.75 | 124
2023/24 | 198.25 | 93.75 | 99
2023/24 | 198.75 | 93.75 | 133
2023/24 | 199.25 | 93.75 | 155
2023/24 | 199.75 | 93.75 | 129
2023/24 | 200.25 | 93.75 | 132
2023/24 | 200.75 | 93.75 | 137
2023/24 | 201.25 | 93.75 | 127
2023/24 | 201.75 | 93.75 | 145
2023/24 | 202.25 | 93.75 | 140
2023/24 | 202.75 | 93.75 | 143
2023/24 | 203.25 | 93.75 | 156
2023/24 | 203.75 | 93.75 | 164
2023/24 | 204.25 | 93.75 | 139
2023/24 | 204.75 | 93.75 | 145
2023/24 | 205.25 | 93.75 | 147
2023/24 | 205.75 | 93.75 | 164
2023/24 | 206.25 | 93.75 | 129
2023/24 | 206.75 | 93.75 | 139
2023/24 | 207.25 | 93.75 | 155
2023/24 | 207.75 | 93.75 | 152
2023/24 | 208.25 | 93.75 | 119
2023/24 | 208.75 | 93.75 | 148
2023/24 | 209.25 | 93.75 | 162
2023/24 | 209.75 | 93.75 | 139
2023/24 | 210.25 | 93.75 | 129
2023/24 | 210.75 | 93.75 | 141
2023/24 | 211.25 | 93.75 | 155
2023/24 | 211.75 | 93.75 | 148
2023/24 | 212.25 | 93.75 | 145
2023/24 | 212.75 | 93.75 | 120
2023/24 | 213.25 | 93.75 | 131
2023/24 | 213.75 | 93.75 | 139
2023/24 | 214.25 | 93.75 | 117
2023/24 | 214.75 | 93.75 | 139
2023/24 | 215.25 | 93.75 | 140
2023/24 | 215.75 | 93.75 | 150
2023/24 | 216.25 | 93.75 | 135
2023/24 | 216.75 | 93.75 | 130
2023/24 | 217.25 | 93.75 | 123
2023/24 | 217.75 | 93.75 | 131
2023/24 | 218.25 | 93.75 | 132
2023/24 | 218.75 | 93.75 | 121
2023/24 | 219.25 | 93.75 | 145
2023/24 | 219.75 | 93.75 | 127
2023/24 | 220.25 | 93.75 | 134
2023/24 | 220.75 | 93.75 | 127
2023/24 | 221.25 | 93.75 | 131
2023/24 | 221.75 | 93.75 | 137
2023/24 | 222.25 | 93.75 | 120
2023/24 | 222.75 | 93.75 | 108
2023/24 | 223.25 | 93.75 | 146
2023/24 | 223.75 | 93.75 | 140
2023/24 | 224.25 | 93.75 | 130
2023/24 | 224.75 | 93.75 | 112
2023/24 | 225.25 | 93.75 | 117
2023/24 | 225.75 | 93.75 | 106
2023/24 | 226.25 | 93.75 | 98
2023/24 | 226.75 | 93.75 | 102
2023/24 | 227.25 | 93.75 | 117
2023/24 | 227.75 | 93.75 | 97
2023/24 | 228.25 | 93.75 | 111
2023/24 | 228.75 | 93.75 | 112
2023/24 | 229.25 | 93.75 | 109
2023/24 | 229.75 | 93.75 | 110
2023/24 | 230.25 | 93.75 | 88
2023/24 | 230.75 | 93.75 | 91
2023/24 | 231.25 | 93.75 | 88
2023/24 | 231.75 | 93.75 | 97
2023/24 | 232.25 | 93.75 | 95
2023/24 | 232.75 | 93.75 | 93
2023/24 | 233.25 | 93.75 | 91
2023/24 | 233.75 | 93.75 | 77
2023/24 | 234.25 | 93.75 | 80
2023/24 | 234.75 | 93.75 | 83
2023/24 | 235.25 | 93.75 | 83
2023/24 | 235.75 | 93.75 | 87
2023/24 | 236.25 | 93.75 | 80
2023/24 | 236.75 | 93.75 | 84
2023/24 | 237.25 | 93.75 | 82
2023/24 | 237.75 | 93.75 | 64
2023/24 | 238.25 | 93.75 | 88
2023/24 | 238.75 | 93.75 | 76
2023/24 | 239.25 | 93.75 | 80
2023/24 | 239.75 | 93.75 | 84
2023/24 | 240.25 | 93.75 | 68
2023/24 | 240.75 | 93.75 | 83
2023/24 | 241.25 | 93.75 | 55
2023/24 | 241.75 | 93.75 | 74
2023/24 | 242.25 | 93.75 | 68
2023/24 | 242.75 | 93.75 | 77
2023/24 | 243.25 | 93.75 | 62
2023/24 | 243.75 | 93.75 | 58
2023/24 | 244.25 | 93.75 | 66
2023/24 | 244.75 | 93.75 | 62
2023/24 | 245.25 | 93.75 | 59
2023/24 | 245.75 | 93.75 | 57
2023/24 | 246.25 | 93.75 | 71
2023/24 | 246.75 | 93.75 | 57
2023/24 | 247.25 | 93.75 | 57
2023/24 | 247.75 | 93.75 | 62
2023/24 | 248.25 | 93.75 | 67
2023/24 | 248.75 | 93.75 | 43
2023/24 | 249.25 | 93.75 | 55
2023/24 | 249.75 | 93.75 | 33
2023/24 | 250.25 | 93.75 | 56
2023/24 | 250.75 | 93.75 | 51
2023/24 | 251.25 | 93.75 | 59
2023/24 | 251.75 | 93.75 | 55
2023/24 | 252.25 | 93.75 | 57
2023/24 | 252.75 | 93.75 | 55
2023/24 | 253.25 | 93.75 | 52
2023/24 | 253.75 | 93.75 | 42
2023/24 | 254.25 | 93.75 | 38
2023/24 | 254.75 | 93.75 | 45
2023/24 | 255.25 | 93.75 | 36
2023/24 | 255.75 | 93.75 | 35
2023/24 | 256.25 | 93.75 | 47
2023/24 | 256.75 | 93.75 | 39
2023/24 | 257.25 | 93.75 | 38
2023/24 | 257.75 | 93.75 | 52
2023/24 | 258.25 | 93.75 | 34
2023/24 | 258.75 | 93.75 | 51
2023/24 | 259.25 | 93.75 | 23
2023/24 | 259.75 | 93.75 | 31
2023/24 | 260.25 | 93.75 | 37
2023/24 | 260.75 | 93.75 | 43
2023/24 | 261.25 | 93.75 | 43
2023/24 | 261.75 | 93.75 | 37
2023/24 | 262.25 | 93.75 | 32
2023/24 | 262.75 | 93.75 | 30
2023/24 | 263.25 | 93.75 | 39
2023/24 | 263.75 | 93.75 | 28
2023/24 | 264.25 | 93.75 | 29
2023/24 | 264.75 | 93.75 | 28
2023/24 | 265.25 | 93.75 | 32
2023/24 | 265.75 | 93.75 | 36
2023/24 | 266.25 | 93.75 | 31
2023/24 | 266.75 | 93.75 | 21
2023/24 | 267.25 | 93.75 | 31
2023/24 | 267.75 | 93.75 | 37
2023/24 | 268.25 | 93.75 | 25
2023/24 | 268.75 | 93.75 | 41
2023/24 | 269.25 | 93.75 | 23
2023/24 | 269.75 | 93.75 | 28
2023/24 | 270.25 | 93.75 | 29
2023/24 | 270.75 | 93.75 | 30
2023/24 | 271.25 | 93.75 | 24
2023/24 | 271.75 | 93.75 | 30
2023/24 | 272.25 | 93.75 | 27
2023/24 | 272.75 | 93.75 | 27
2023/24 | 273.25 | 93.75 | 26
2023/24 | 273.75 | 93.75 | 37
2023/24 | 274.25 | 93.75 | 26
2023/24 | 274.75 | 93.75 | 23
2023/24 | 275.25 | 93.75 | 27
2023/24 | 275.75 | 93.75 | 34
2023/24 | 276.25 | 93.75 | 22
2023/24 | 276.75 | 93.75 | 17
2023/24 | 277.25 | 93.75 | 25
2023/24 | 277.75 | 93.75 | 32
2023/24 | 278.25 | 93.75 | 26
2023/24 | 278.75 | 93.75 | 22
2023/24 | 279.25 | 93.75 | 25
2023/24 | 279.75 | 93.75 | 22
2023/24 | 280.25 | 93.75 | 21
2023/24 | 280.75 | 93.75 | 23
2023/24 | 281.25 | 93.75 | 17
2023/24 | 281.75 | 93.75 | 20
2023/24 | 282.25 | 93.75 | 24
2023/24 | 282.75 | 93.75 | 26
2023/24 | 283.25 | 93.75 | 21
2023/24 | 283.75 | 93.75 | 22
2023/24 | 284.25 | 93.75 | 25
2023/24 | 284.75 | 93.75 | 15
2023/24 | 285.25 | 93.75 | 22
2023/24 | 285.75 | 93.75 | 22
2023/24 | 286.25 | 93.75 | 26
2023/24 | 286.75 | 93.75 | 24
2023/24 | 287.25 | 93.75 | 18
2023/24 | 287.75 | 93.75 | 25
2023/24 | 288.25 | 93.75 | 26
2023/24 | 288.75 | 93.75 | 19
2023/24 | 289.25 | 93.75 | 11
2023/24 | 289.75 | 93.75 | 15
2023/24 | 290.25 | 93.75 | 24
2023/24 | 290.75 | 93.75 | 7
2023/24 | 291.25 | 93.75 | 23
2023/24 | 291.75 | 93.75 | 16
2023/24 | 292.25 | 93.75 | 13
2023/24 | 292.75 | 93.75 | 12
2023/24 | 293.25 | 93.75 | 13
2023/24 | 293.75 | 93.75 | 11
2023/24 | 294.25 | 93.75 | 17
2023/24 | 294.75 | 93.75 | 14
2023/24 | 295.25 | 93.75 | 15
2023/24 | 295.75 | 93.75 | 15
2023/24 | 296.25 | 93.75 | 12
2023/24 | 296.75 | 93.75 | 14
2023/24 | 297.25 | 93.75 | 11
2023/24 | 297.75 | 93.75 | 12
2023/24 | 298.25 | 93.75 | 15
2023/24 | 298.75 | 93.75 | 15
2023/24 | 299.25 | 93.75 | 18
2023/24 | 299.75 | 93.75 | 14
2023/24 | 300.25 | 93.75 | 14
2023/24 | 300.75 | 93.75 | 12
2023/24 | 301.25 | 93.75 | 6
2023/24 | 301.75 | 93.75 | 10
2023/24 | 302.25 | 93.75 | 13
2023/24 | 302.75 | 93.75 | 10
2023/24 | 303.25 | 93.75 | 14
2023/24 | 303.75 | 93.75 | 10
2023/24 | 304.25 | 93.75 | 12
2023/24 | 304.75 | 93.75 | 14
2023/24 | 305.25 | 93.75 | 9
2023/24 | 305.75 | 93.75 | 7
2023/24 | 306.25 | 93.75 | 13
2023/24 | 306.75 | 93.75 | 14
2023/24 | 307.25 | 93.75 | 5
2023/24 | 307.75 | 93.75 | 7
2023/24 | 308.25 | 93.75 | 9
2023/24 | 308.75 | 93.75 | 10
2023/24 | 309.25 | 93.75 | 15
2023/24 | 309.75 | 93.75 | 7
2023/24 | 310.25 | 93.75 | 7
2023/24 | 310.75 | 93.75 | 8
2023/24 | 311.25 | 93.75 | 7
2023/24 | 311.75 | 93.75 | 12
2023/24 | 312.25 | 93.75 | 7
2023/24 | 312.75 | 93.75 | 6
2023/24 | 313.25 | 93.75 | 11
2023/24 | 313.75 | 93.75 | 12
2023/24 | 314.25 | 93.75 | 8
2023/24 | 314.75 | 93.75 | 6
2023/24 | 315.25 | 93.75 | 8
2023/24 | 315.75 | 93.75 | 7
2023/24 | 316.25 | 93.75 | 3
2023/24 | 316.75 | 93.75 | 8
2023/24 | 317.25 | 93.75 | 6
2023/24 | 317.75 | 93.75 | 9
2023/24 | 318.25 | 93.75 | 7
2023/24 | 318.75 | 93.75 | 5
2023/24 | 319.25 | 93.75 | 6
2023/24 | 319.75 | 93.75 | 7
2023/24 | 320.25 | 93.75 | 6
2023/24 | 320.75 | 93.75 | 2
2023/24 | 321.25 | 93.75 | 4
2023/24 | 321.75 | 93.75 | 2
2023/24 | 322.25 | 93.75 | 2
2023/24 | 322.75 | 93.75 | 4
2023/24 | 323.25 | 93.75 | 2
2023/24 | 323.75 | 93.75 | 8
2023/24 | 324.25 | 93.75 | 6
2023/24 | 324.75 | 93.75 | 9
2023/24 | 325.25 | 93.75 | 11
2023/24 | 325.75 | 93.75 | 7
2023/24 | 326.25 | 93.75 | 6
2023/24 | 326.75 | 93.75 | 7
2023/24 | 327.25 | 93.75 | 7
2023/24 | 327.75 | 93.75 | 3
2023/24 | 328.25 | 93.75 | 7
2023/24 | 328.75 | 93.75 | 5
2023/24 | 329.25 | 93.75 | 2
2023/24 | 329.75 | 93.75 | 6
2023/24 | 330.25 | 93.75 | 4
2023/24 | 330.75 | 93.75 | 1
2023/24 | 331.25 | 93.75 | 4
2023/24 | 332.25 | 93.75 | 4
2023/24 | 332.75 | 93.75 | 1
2023/24 | 333.25 | 93.75 | 3
2023/24 | 333.75 | 93.75 | 3
2023/24 | 334.25 | 93.75 | 4
2023/24 | 334.75 | 93.75 | 4
2023/24 | 335.25 | 93.75 | 4
2023/24 | 335.75 | 93.75 | 1
2023/24 | 336.25 | 93.75 | 5
2023/24 | 336.75 | 93.75 | 3
2023/24 | 337.25 | 93.75 | 3
2023/24 | 337.75 | 93.75 | 2
2023/24 | 338.25 | 93.75 | 4
2023/24 | 338.75 | 93.75 | 6
2023/24 | 339.25 | 93.75 | 5
2023/24 | 339.75 | 93.75 | 1
2023/24 | 340.25 | 93.75 | 4
2023/24 | 340.75 | 93.75 | 5
2023/24 | 341.25 | 93.75 | 3
2023/24 | 341.75 | 93.75 | 1
2023/24 | 342.75 | 93.75 | 3
2023/24 | 343.75 | 93.75 | 1
2023/24 | 344.25 | 93.75 | 2
2023/24 | 344.75 | 93.75 | 1
2023/24 | 345.25 | 93.75 | 3
2023/24 | 346.25 | 93.75 | 1
2023/24 | 346.75 | 93.75 | 2
2023/24 | 347.25 | 93.75 | 2
2023/24 | 347.75 | 93.75 | 1
2023/24 | 348.25 | 93.75 | 1
2023/24 | 348.75 | 93.75 | 2
2023/24 | 349.25 | 93.75 | 2
2023/24 | 350.25 | 93.75 | 3
2023/24 | 350.75 | 93.75 | 2
2023/24 | 352.25 | 93.75 | 2
2023/24 | 352.75 | 93.75 | 4
2023/24 | 353.25 | 93.75 | 1
2023/24 | 354.75 | 93.75 | 1
2023/24 | 355.25 | 93.75 | 1
2023/24 | 355.75 | 93.75 | 2
2023/24 | 356.25 | 93.75 | 3
2023/24 | 356.75 | 93.75 | 1
2023/24 | 357.25 | 93.75 | 4
2023/24 | 358.25 | 93.75 | 1
2023/24 | 360.25 | 93.75 | 1
2023/24 | 360.75 | 93.75 | 2
2023/24 | 361.25 | 93.75 | 1
2023/24 | 361.75 | 93.75 | 2
2023/24 | 362.25 | 93.75 | 1
2023/24 | 362.75 | 93.75 | 3
2023/24 | 363.75 | 93.75 | 2
2023/24 | 364.25 | 93.75 | 1
2023/24 | 364.75 | 93.75 | 2
2023/24 | 366.25 | 93.75 | 1
2023/24 | 366.75 | 93.75 | 1
2023/24 | 367.25 | 93.75 | 2
2023/24 | 367.75 | 93.75 | 1
2023/24 | 368.25 | 93.75 | 1
2023/24 | 368.75 | 93.75 | 1
2023/24 | 369.75 | 93.75 | 2
2023/24 | 370.25 | 93.75 | 1
2023/24 | 370.75 | 93.75 | 1
2023/24 | 371.75 | 93.75 | 1
2023/24 | 377.25 | 93.75 | 1
2023/24 | 377.75 | 93.75 | 1
2023/24 | 378.25 | 93.75 | 1
2023/24 | 382.25 | 93.75 | 2
2023/24 | 385.25 | 93.75 | 1
2023/24 | 386.75 | 93.75 | 2
2023/24 | 387.25 | 93.75 | 1
2023/24 | 395.25 | 93.75 | 1
2023/24 | 398.25 | 93.75 | 1
2023/24 | 400.75 | 93.75 | 3
2023/24 | 404.75 | 93.75 | 1
2023/24 | 408.25 | 93.75 | 1
2023/24 | 408.75 | 93.75 | 1
2023/24 | 414.25 | 93.75 | 1
2023/24 | 417.25 | 93.75 | 1
2023/24 | 424.25 | 93.75 | 1
2023/24 | 454.75 | 93.75 | 1
2023/24 | 133.25 | 94.25 | 1
2023/24 | 133.75 | 94.25 | 1
2023/24 | 134.25 | 94.25 | 1
2023/24 | 137.25 | 94.25 | 1
2023/24 | 140.75 | 94.25 | 1
2023/24 | 142.75 | 94.25 | 1
2023/24 | 144.25 | 94.25 | 1
2023/24 | 145.25 | 94.25 | 1
2023/24 | 146.25 | 94.25 | 1
2023/24 | 146.75 | 94.25 | 1
2023/24 | 148.25 | 94.25 | 1
2023/24 | 148.75 | 94.25 | 1
2023/24 | 149.25 | 94.25 | 2
2023/24 | 149.75 | 94.25 | 1
2023/24 | 150.25 | 94.25 | 1
2023/24 | 151.25 | 94.25 | 1
2023/24 | 152.75 | 94.25 | 1
2023/24 | 153.25 | 94.25 | 1
2023/24 | 153.75 | 94.25 | 1
2023/24 | 154.25 | 94.25 | 2
2023/24 | 154.75 | 94.25 | 2
2023/24 | 155.25 | 94.25 | 1
2023/24 | 155.75 | 94.25 | 5
2023/24 | 156.25 | 94.25 | 2
2023/24 | 156.75 | 94.25 | 3
2023/24 | 157.25 | 94.25 | 3
2023/24 | 157.75 | 94.25 | 2
2023/24 | 158.75 | 94.25 | 4
2023/24 | 159.25 | 94.25 | 5
2023/24 | 159.75 | 94.25 | 4
2023/24 | 160.25 | 94.25 | 5
2023/24 | 160.75 | 94.25 | 2
2023/24 | 161.25 | 94.25 | 3
2023/24 | 161.75 | 94.25 | 6
2023/24 | 162.25 | 94.25 | 8
2023/24 | 162.75 | 94.25 | 6
2023/24 | 163.25 | 94.25 | 9
2023/24 | 163.75 | 94.25 | 9
2023/24 | 164.25 | 94.25 | 4
2023/24 | 164.75 | 94.25 | 9
2023/24 | 165.25 | 94.25 | 14
2023/24 | 165.75 | 94.25 | 14
2023/24 | 166.25 | 94.25 | 15
2023/24 | 166.75 | 94.25 | 15
2023/24 | 167.25 | 94.25 | 8
2023/24 | 167.75 | 94.25 | 16
2023/24 | 168.25 | 94.25 | 17
2023/24 | 168.75 | 94.25 | 17
2023/24 | 169.25 | 94.25 | 12
2023/24 | 169.75 | 94.25 | 11
2023/24 | 170.25 | 94.25 | 17
2023/24 | 170.75 | 94.25 | 17
2023/24 | 171.25 | 94.25 | 19
2023/24 | 171.75 | 94.25 | 25
2023/24 | 172.25 | 94.25 | 23
2023/24 | 172.75 | 94.25 | 25
2023/24 | 173.25 | 94.25 | 22
2023/24 | 173.75 | 94.25 | 23
2023/24 | 174.25 | 94.25 | 26
2023/24 | 174.75 | 94.25 | 34
2023/24 | 175.25 | 94.25 | 30
2023/24 | 175.75 | 94.25 | 51
2023/24 | 176.25 | 94.25 | 26
2023/24 | 176.75 | 94.25 | 29
2023/24 | 177.25 | 94.25 | 29
2023/24 | 177.75 | 94.25 | 34
2023/24 | 178.25 | 94.25 | 42
2023/24 | 178.75 | 94.25 | 39
2023/24 | 179.25 | 94.25 | 42
2023/24 | 179.75 | 94.25 | 33
2023/24 | 180.25 | 94.25 | 40
2023/24 | 180.75 | 94.25 | 47
2023/24 | 181.25 | 94.25 | 48
2023/24 | 181.75 | 94.25 | 47
2023/24 | 182.25 | 94.25 | 53
2023/24 | 182.75 | 94.25 | 54
2023/24 | 183.25 | 94.25 | 43
2023/24 | 183.75 | 94.25 | 52
2023/24 | 184.25 | 94.25 | 60
2023/24 | 184.75 | 94.25 | 63
2023/24 | 185.25 | 94.25 | 73
2023/24 | 185.75 | 94.25 | 72
2023/24 | 186.25 | 94.25 | 69
2023/24 | 186.75 | 94.25 | 68
2023/24 | 187.25 | 94.25 | 80
2023/24 | 187.75 | 94.25 | 68
2023/24 | 188.25 | 94.25 | 92
2023/24 | 188.75 | 94.25 | 74
2023/24 | 189.25 | 94.25 | 103
2023/24 | 189.75 | 94.25 | 88
2023/24 | 190.25 | 94.25 | 93
2023/24 | 190.75 | 94.25 | 102
2023/24 | 191.25 | 94.25 | 95
2023/24 | 191.75 | 94.25 | 100
2023/24 | 192.25 | 94.25 | 114
2023/24 | 192.75 | 94.25 | 91
2023/24 | 193.25 | 94.25 | 119
2023/24 | 193.75 | 94.25 | 108
2023/24 | 194.25 | 94.25 | 119
2023/24 | 194.75 | 94.25 | 103
2023/24 | 195.25 | 94.25 | 110
2023/24 | 195.75 | 94.25 | 111
2023/24 | 196.25 | 94.25 | 121
2023/24 | 196.75 | 94.25 | 112
2023/24 | 197.25 | 94.25 | 142
2023/24 | 197.75 | 94.25 | 135
2023/24 | 198.25 | 94.25 | 117
2023/24 | 198.75 | 94.25 | 107
2023/24 | 199.25 | 94.25 | 132
2023/24 | 199.75 | 94.25 | 112
2023/24 | 200.25 | 94.25 | 141
2023/24 | 200.75 | 94.25 | 115
2023/24 | 201.25 | 94.25 | 132
2023/24 | 201.75 | 94.25 | 146
2023/24 | 202.25 | 94.25 | 130
2023/24 | 202.75 | 94.25 | 130
2023/24 | 203.25 | 94.25 | 165
2023/24 | 203.75 | 94.25 | 145
2023/24 | 204.25 | 94.25 | 143
2023/24 | 204.75 | 94.25 | 146
2023/24 | 205.25 | 94.25 | 137
2023/24 | 205.75 | 94.25 | 134
2023/24 | 206.25 | 94.25 | 167
2023/24 | 206.75 | 94.25 | 135
2023/24 | 207.25 | 94.25 | 134
2023/24 | 207.75 | 94.25 | 142
2023/24 | 208.25 | 94.25 | 162
2023/24 | 208.75 | 94.25 | 130
2023/24 | 209.25 | 94.25 | 150
2023/24 | 209.75 | 94.25 | 144
2023/24 | 210.25 | 94.25 | 162
2023/24 | 210.75 | 94.25 | 158
2023/24 | 211.25 | 94.25 | 149
2023/24 | 211.75 | 94.25 | 146
2023/24 | 212.25 | 94.25 | 133
2023/24 | 212.75 | 94.25 | 152
2023/24 | 213.25 | 94.25 | 150
2023/24 | 213.75 | 94.25 | 148
2023/24 | 214.25 | 94.25 | 141
2023/24 | 214.75 | 94.25 | 142
2023/24 | 215.25 | 94.25 | 145
2023/24 | 215.75 | 94.25 | 144
2023/24 | 216.25 | 94.25 | 138
2023/24 | 216.75 | 94.25 | 167
2023/24 | 217.25 | 94.25 | 121
2023/24 | 217.75 | 94.25 | 133
2023/24 | 218.25 | 94.25 | 136
2023/24 | 218.75 | 94.25 | 125
2023/24 | 219.25 | 94.25 | 139
2023/24 | 219.75 | 94.25 | 129
2023/24 | 220.25 | 94.25 | 143
2023/24 | 220.75 | 94.25 | 135
2023/24 | 221.25 | 94.25 | 106
2023/24 | 221.75 | 94.25 | 140
2023/24 | 222.25 | 94.25 | 137
2023/24 | 222.75 | 94.25 | 129
2023/24 | 223.25 | 94.25 | 122
2023/24 | 223.75 | 94.25 | 128
2023/24 | 224.25 | 94.25 | 121
2023/24 | 224.75 | 94.25 | 109
2023/24 | 225.25 | 94.25 | 89
2023/24 | 225.75 | 94.25 | 125
2023/24 | 226.25 | 94.25 | 135
2023/24 | 226.75 | 94.25 | 121
2023/24 | 227.25 | 94.25 | 128
2023/24 | 227.75 | 94.25 | 109
2023/24 | 228.25 | 94.25 | 128
2023/24 | 228.75 | 94.25 | 109
2023/24 | 229.25 | 94.25 | 125
2023/24 | 229.75 | 94.25 | 110
2023/24 | 230.25 | 94.25 | 109
2023/24 | 230.75 | 94.25 | 117
2023/24 | 231.25 | 94.25 | 117
2023/24 | 231.75 | 94.25 | 84
2023/24 | 232.25 | 94.25 | 90
2023/24 | 232.75 | 94.25 | 87
2023/24 | 233.25 | 94.25 | 91
2023/24 | 233.75 | 94.25 | 98
2023/24 | 234.25 | 94.25 | 108
2023/24 | 234.75 | 94.25 | 97
2023/24 | 235.25 | 94.25 | 87
2023/24 | 235.75 | 94.25 | 93
2023/24 | 236.25 | 94.25 | 83
2023/24 | 236.75 | 94.25 | 95
2023/24 | 237.25 | 94.25 | 79
2023/24 | 237.75 | 94.25 | 90
2023/24 | 238.25 | 94.25 | 95
2023/24 | 238.75 | 94.25 | 75
2023/24 | 239.25 | 94.25 | 80
2023/24 | 239.75 | 94.25 | 75
2023/24 | 240.25 | 94.25 | 91
2023/24 | 240.75 | 94.25 | 83
2023/24 | 241.25 | 94.25 | 74
2023/24 | 241.75 | 94.25 | 80
2023/24 | 242.25 | 94.25 | 70
2023/24 | 242.75 | 94.25 | 74
2023/24 | 243.25 | 94.25 | 71
2023/24 | 243.75 | 94.25 | 87
2023/24 | 244.25 | 94.25 | 67
2023/24 | 244.75 | 94.25 | 75
2023/24 | 245.25 | 94.25 | 67
2023/24 | 245.75 | 94.25 | 62
2023/24 | 246.25 | 94.25 | 50
2023/24 | 246.75 | 94.25 | 54
2023/24 | 247.25 | 94.25 | 64
2023/24 | 247.75 | 94.25 | 69
2023/24 | 248.25 | 94.25 | 55
2023/24 | 248.75 | 94.25 | 56
2023/24 | 249.25 | 94.25 | 60
2023/24 | 249.75 | 94.25 | 47
2023/24 | 250.25 | 94.25 | 56
2023/24 | 250.75 | 94.25 | 63
2023/24 | 251.25 | 94.25 | 52
2023/24 | 251.75 | 94.25 | 37
2023/24 | 252.25 | 94.25 | 47
2023/24 | 252.75 | 94.25 | 34
2023/24 | 253.25 | 94.25 | 36
2023/24 | 253.75 | 94.25 | 44
2023/24 | 254.25 | 94.25 | 44
2023/24 | 254.75 | 94.25 | 37
2023/24 | 255.25 | 94.25 | 57
2023/24 | 255.75 | 94.25 | 45
2023/24 | 256.25 | 94.25 | 44
2023/24 | 256.75 | 94.25 | 52
2023/24 | 257.25 | 94.25 | 45
2023/24 | 257.75 | 94.25 | 42
2023/24 | 258.25 | 94.25 | 44
2023/24 | 258.75 | 94.25 | 50
2023/24 | 259.25 | 94.25 | 35
2023/24 | 259.75 | 94.25 | 33
2023/24 | 260.25 | 94.25 | 41
2023/24 | 260.75 | 94.25 | 47
2023/24 | 261.25 | 94.25 | 35
2023/24 | 261.75 | 94.25 | 45
2023/24 | 262.25 | 94.25 | 38
2023/24 | 262.75 | 94.25 | 37
2023/24 | 263.25 | 94.25 | 31
2023/24 | 263.75 | 94.25 | 37
2023/24 | 264.25 | 94.25 | 32
2023/24 | 264.75 | 94.25 | 23
2023/24 | 265.25 | 94.25 | 43
2023/24 | 265.75 | 94.25 | 29
2023/24 | 266.25 | 94.25 | 27
2023/24 | 266.75 | 94.25 | 23
2023/24 | 267.25 | 94.25 | 46
2023/24 | 267.75 | 94.25 | 31
2023/24 | 268.25 | 94.25 | 37
2023/24 | 268.75 | 94.25 | 27
2023/24 | 269.25 | 94.25 | 32
2023/24 | 269.75 | 94.25 | 21
2023/24 | 270.25 | 94.25 | 34
2023/24 | 270.75 | 94.25 | 32
2023/24 | 271.25 | 94.25 | 30
2023/24 | 271.75 | 94.25 | 40
2023/24 | 272.25 | 94.25 | 17
2023/24 | 272.75 | 94.25 | 27
2023/24 | 273.25 | 94.25 | 22
2023/24 | 273.75 | 94.25 | 31
2023/24 | 274.25 | 94.25 | 21
2023/24 | 274.75 | 94.25 | 22
2023/24 | 275.25 | 94.25 | 25
2023/24 | 275.75 | 94.25 | 22
2023/24 | 276.25 | 94.25 | 21
2023/24 | 276.75 | 94.25 | 26
2023/24 | 277.25 | 94.25 | 33
2023/24 | 277.75 | 94.25 | 12
2023/24 | 278.25 | 94.25 | 18
2023/24 | 278.75 | 94.25 | 31
2023/24 | 279.25 | 94.25 | 27
2023/24 | 279.75 | 94.25 | 22
2023/24 | 280.25 | 94.25 | 19
2023/24 | 280.75 | 94.25 | 21
2023/24 | 281.25 | 94.25 | 31
2023/24 | 281.75 | 94.25 | 33
2023/24 | 282.25 | 94.25 | 25
2023/24 | 282.75 | 94.25 | 25
2023/24 | 283.25 | 94.25 | 17
2023/24 | 283.75 | 94.25 | 19
2023/24 | 284.25 | 94.25 | 26
2023/24 | 284.75 | 94.25 | 17
2023/24 | 285.25 | 94.25 | 22
2023/24 | 285.75 | 94.25 | 20
2023/24 | 286.25 | 94.25 | 17
2023/24 | 286.75 | 94.25 | 21
2023/24 | 287.25 | 94.25 | 23
2023/24 | 287.75 | 94.25 | 17
2023/24 | 288.25 | 94.25 | 14
2023/24 | 288.75 | 94.25 | 20
2023/24 | 289.25 | 94.25 | 14
2023/24 | 289.75 | 94.25 | 19
2023/24 | 290.25 | 94.25 | 12
2023/24 | 290.75 | 94.25 | 20
2023/24 | 291.25 | 94.25 | 24
2023/24 | 291.75 | 94.25 | 10
2023/24 | 292.25 | 94.25 | 16
2023/24 | 292.75 | 94.25 | 25
2023/24 | 293.25 | 94.25 | 26
2023/24 | 293.75 | 94.25 | 16
2023/24 | 294.25 | 94.25 | 14
2023/24 | 294.75 | 94.25 | 21
2023/24 | 295.25 | 94.25 | 14
2023/24 | 295.75 | 94.25 | 15
2023/24 | 296.25 | 94.25 | 16
2023/24 | 296.75 | 94.25 | 13
2023/24 | 297.25 | 94.25 | 19
2023/24 | 297.75 | 94.25 | 11
2023/24 | 298.25 | 94.25 | 8
2023/24 | 298.75 | 94.25 | 19
2023/24 | 299.25 | 94.25 | 24
2023/24 | 299.75 | 94.25 | 11
2023/24 | 300.25 | 94.25 | 15
2023/24 | 300.75 | 94.25 | 16
2023/24 | 301.25 | 94.25 | 10
2023/24 | 301.75 | 94.25 | 16
2023/24 | 302.25 | 94.25 | 11
2023/24 | 302.75 | 94.25 | 17
2023/24 | 303.25 | 94.25 | 4
2023/24 | 303.75 | 94.25 | 16
2023/24 | 304.25 | 94.25 | 11
2023/24 | 304.75 | 94.25 | 8
2023/24 | 305.25 | 94.25 | 19
2023/24 | 305.75 | 94.25 | 7
2023/24 | 306.25 | 94.25 | 8
2023/24 | 306.75 | 94.25 | 13
2023/24 | 307.25 | 94.25 | 6
2023/24 | 307.75 | 94.25 | 8
2023/24 | 308.25 | 94.25 | 14
2023/24 | 308.75 | 94.25 | 11
2023/24 | 309.25 | 94.25 | 8
2023/24 | 309.75 | 94.25 | 9
2023/24 | 310.25 | 94.25 | 6
2023/24 | 310.75 | 94.25 | 6
2023/24 | 311.25 | 94.25 | 13
2023/24 | 311.75 | 94.25 | 9
2023/24 | 312.25 | 94.25 | 7
2023/24 | 312.75 | 94.25 | 6
2023/24 | 313.25 | 94.25 | 12
2023/24 | 313.75 | 94.25 | 3
2023/24 | 314.25 | 94.25 | 10
2023/24 | 314.75 | 94.25 | 7
2023/24 | 315.25 | 94.25 | 11
2023/24 | 315.75 | 94.25 | 7
2023/24 | 316.25 | 94.25 | 8
2023/24 | 316.75 | 94.25 | 8
2023/24 | 317.25 | 94.25 | 7
2023/24 | 317.75 | 94.25 | 4
2023/24 | 318.25 | 94.25 | 2
2023/24 | 318.75 | 94.25 | 8
2023/24 | 319.25 | 94.25 | 5
2023/24 | 319.75 | 94.25 | 7
2023/24 | 320.25 | 94.25 | 9
2023/24 | 320.75 | 94.25 | 8
2023/24 | 321.25 | 94.25 | 3
2023/24 | 321.75 | 94.25 | 7
2023/24 | 322.25 | 94.25 | 8
2023/24 | 322.75 | 94.25 | 8
2023/24 | 323.25 | 94.25 | 3
2023/24 | 323.75 | 94.25 | 7
2023/24 | 324.25 | 94.25 | 7
2023/24 | 324.75 | 94.25 | 7
2023/24 | 325.25 | 94.25 | 6
2023/24 | 325.75 | 94.25 | 6
2023/24 | 326.25 | 94.25 | 4
2023/24 | 326.75 | 94.25 | 4
2023/24 | 327.25 | 94.25 | 5
2023/24 | 327.75 | 94.25 | 4
2023/24 | 328.25 | 94.25 | 8
2023/24 | 328.75 | 94.25 | 8
2023/24 | 329.25 | 94.25 | 6
2023/24 | 329.75 | 94.25 | 8
2023/24 | 330.25 | 94.25 | 7
2023/24 | 330.75 | 94.25 | 4
2023/24 | 331.25 | 94.25 | 9
2023/24 | 331.75 | 94.25 | 1
2023/24 | 332.25 | 94.25 | 4
2023/24 | 332.75 | 94.25 | 5
2023/24 | 333.25 | 94.25 | 4
2023/24 | 333.75 | 94.25 | 2
2023/24 | 334.25 | 94.25 | 3
2023/24 | 334.75 | 94.25 | 4
2023/24 | 335.25 | 94.25 | 4
2023/24 | 335.75 | 94.25 | 5
2023/24 | 336.25 | 94.25 | 2
2023/24 | 337.25 | 94.25 | 1
2023/24 | 337.75 | 94.25 | 2
2023/24 | 338.25 | 94.25 | 3
2023/24 | 338.75 | 94.25 | 3
2023/24 | 339.25 | 94.25 | 1
2023/24 | 339.75 | 94.25 | 7
2023/24 | 340.25 | 94.25 | 4
2023/24 | 340.75 | 94.25 | 5
2023/24 | 341.25 | 94.25 | 2
2023/24 | 341.75 | 94.25 | 3
2023/24 | 342.25 | 94.25 | 2
2023/24 | 343.25 | 94.25 | 2
2023/24 | 343.75 | 94.25 | 2
2023/24 | 344.25 | 94.25 | 3
2023/24 | 344.75 | 94.25 | 3
2023/24 | 345.25 | 94.25 | 5
2023/24 | 345.75 | 94.25 | 1
2023/24 | 346.25 | 94.25 | 4
2023/24 | 346.75 | 94.25 | 2
2023/24 | 347.25 | 94.25 | 2
2023/24 | 347.75 | 94.25 | 1
2023/24 | 348.75 | 94.25 | 2
2023/24 | 349.25 | 94.25 | 1
2023/24 | 350.75 | 94.25 | 2
2023/24 | 351.25 | 94.25 | 2
2023/24 | 352.25 | 94.25 | 1
2023/24 | 352.75 | 94.25 | 2
2023/24 | 353.25 | 94.25 | 3
2023/24 | 353.75 | 94.25 | 1
2023/24 | 354.25 | 94.25 | 1
2023/24 | 354.75 | 94.25 | 4
2023/24 | 355.75 | 94.25 | 2
2023/24 | 356.25 | 94.25 | 1
2023/24 | 356.75 | 94.25 | 2
2023/24 | 357.75 | 94.25 | 1
2023/24 | 358.75 | 94.25 | 1
2023/24 | 359.75 | 94.25 | 2
2023/24 | 361.75 | 94.25 | 2
2023/24 | 362.25 | 94.25 | 3
2023/24 | 364.25 | 94.25 | 1
2023/24 | 364.75 | 94.25 | 1
2023/24 | 366.75 | 94.25 | 1
2023/24 | 367.75 | 94.25 | 2
2023/24 | 368.25 | 94.25 | 1
2023/24 | 368.75 | 94.25 | 1
2023/24 | 370.75 | 94.25 | 2
2023/24 | 374.25 | 94.25 | 1
2023/24 | 375.75 | 94.25 | 1
2023/24 | 376.25 | 94.25 | 1
2023/24 | 377.25 | 94.25 | 1
2023/24 | 378.25 | 94.25 | 1
2023/24 | 378.75 | 94.25 | 2
2023/24 | 380.25 | 94.25 | 1
2023/24 | 380.75 | 94.25 | 1
2023/24 | 382.25 | 94.25 | 1
2023/24 | 382.75 | 94.25 | 1
2023/24 | 383.25 | 94.25 | 1
2023/24 | 384.75 | 94.25 | 2
2023/24 | 385.25 | 94.25 | 1
2023/24 | 385.75 | 94.25 | 1
2023/24 | 386.75 | 94.25 | 2
2023/24 | 388.25 | 94.25 | 2
2023/24 | 392.25 | 94.25 | 1
2023/24 | 393.75 | 94.25 | 1
2023/24 | 394.25 | 94.25 | 1
2023/24 | 397.25 | 94.25 | 1
2023/24 | 398.25 | 94.25 | 1
2023/24 | 399.75 | 94.25 | 1
2023/24 | 401.25 | 94.25 | 1
2023/24 | 407.25 | 94.25 | 1
2023/24 | 412.25 | 94.25 | 1
2023/24 | 419.25 | 94.25 | 1
2023/24 | 138.25 | 94.75 | 1
2023/24 | 144.25 | 94.75 | 2
2023/24 | 145.75 | 94.75 | 1
2023/24 | 147.25 | 94.75 | 2
2023/24 | 147.75 | 94.75 | 1
2023/24 | 148.75 | 94.75 | 3
2023/24 | 149.25 | 94.75 | 1
2023/24 | 150.25 | 94.75 | 1
2023/24 | 150.75 | 94.75 | 2
2023/24 | 151.25 | 94.75 | 1
2023/24 | 152.25 | 94.75 | 1
2023/24 | 152.75 | 94.75 | 1
2023/24 | 153.25 | 94.75 | 3
2023/24 | 153.75 | 94.75 | 2
2023/24 | 154.25 | 94.75 | 1
2023/24 | 154.75 | 94.75 | 2
2023/24 | 155.75 | 94.75 | 3
2023/24 | 156.25 | 94.75 | 1
2023/24 | 156.75 | 94.75 | 2
2023/24 | 157.25 | 94.75 | 3
2023/24 | 157.75 | 94.75 | 2
2023/24 | 158.25 | 94.75 | 5
2023/24 | 158.75 | 94.75 | 1
2023/24 | 159.25 | 94.75 | 1
2023/24 | 159.75 | 94.75 | 2
2023/24 | 160.25 | 94.75 | 9
2023/24 | 160.75 | 94.75 | 7
2023/24 | 161.25 | 94.75 | 8
2023/24 | 161.75 | 94.75 | 5
2023/24 | 162.25 | 94.75 | 6
2023/24 | 162.75 | 94.75 | 2
2023/24 | 163.25 | 94.75 | 8
2023/24 | 163.75 | 94.75 | 5
2023/24 | 164.25 | 94.75 | 6
2023/24 | 164.75 | 94.75 | 3
2023/24 | 165.25 | 94.75 | 8
2023/24 | 165.75 | 94.75 | 10
2023/24 | 166.25 | 94.75 | 11
2023/24 | 166.75 | 94.75 | 10
2023/24 | 167.25 | 94.75 | 12
2023/24 | 167.75 | 94.75 | 15
2023/24 | 168.25 | 94.75 | 13
2023/24 | 168.75 | 94.75 | 13
2023/24 | 169.25 | 94.75 | 16
2023/24 | 169.75 | 94.75 | 13
2023/24 | 170.25 | 94.75 | 22
2023/24 | 170.75 | 94.75 | 18
2023/24 | 171.25 | 94.75 | 19
2023/24 | 171.75 | 94.75 | 15
2023/24 | 172.25 | 94.75 | 14
2023/24 | 172.75 | 94.75 | 24
2023/24 | 173.25 | 94.75 | 16
2023/24 | 173.75 | 94.75 | 19
2023/24 | 174.25 | 94.75 | 15
2023/24 | 174.75 | 94.75 | 23
2023/24 | 175.25 | 94.75 | 36
2023/24 | 175.75 | 94.75 | 41
2023/24 | 176.25 | 94.75 | 33
2023/24 | 176.75 | 94.75 | 30
2023/24 | 177.25 | 94.75 | 43
2023/24 | 177.75 | 94.75 | 29
2023/24 | 178.25 | 94.75 | 43
2023/24 | 178.75 | 94.75 | 31
2023/24 | 179.25 | 94.75 | 35
2023/24 | 179.75 | 94.75 | 37
2023/24 | 180.25 | 94.75 | 59
2023/24 | 180.75 | 94.75 | 40
2023/24 | 181.25 | 94.75 | 51
2023/24 | 181.75 | 94.75 | 48
2023/24 | 182.25 | 94.75 | 47
2023/24 | 182.75 | 94.75 | 43
2023/24 | 183.25 | 94.75 | 52
2023/24 | 183.75 | 94.75 | 67
2023/24 | 184.25 | 94.75 | 64
2023/24 | 184.75 | 94.75 | 55
2023/24 | 185.25 | 94.75 | 63
2023/24 | 185.75 | 94.75 | 77
2023/24 | 186.25 | 94.75 | 59
2023/24 | 186.75 | 94.75 | 59
2023/24 | 187.25 | 94.75 | 76
2023/24 | 187.75 | 94.75 | 87
2023/24 | 188.25 | 94.75 | 80
2023/24 | 188.75 | 94.75 | 78
2023/24 | 189.25 | 94.75 | 84
2023/24 | 189.75 | 94.75 | 69
2023/24 | 190.25 | 94.75 | 73
2023/24 | 190.75 | 94.75 | 84
2023/24 | 191.25 | 94.75 | 105
2023/24 | 191.75 | 94.75 | 86
2023/24 | 192.25 | 94.75 | 106
2023/24 | 192.75 | 94.75 | 104
2023/24 | 193.25 | 94.75 | 113
2023/24 | 193.75 | 94.75 | 119
2023/24 | 194.25 | 94.75 | 91
2023/24 | 194.75 | 94.75 | 116
2023/24 | 195.25 | 94.75 | 103
2023/24 | 195.75 | 94.75 | 95
2023/24 | 196.25 | 94.75 | 115
2023/24 | 196.75 | 94.75 | 110
2023/24 | 197.25 | 94.75 | 125
2023/24 | 197.75 | 94.75 | 114
2023/24 | 198.25 | 94.75 | 120
2023/24 | 198.75 | 94.75 | 116
2023/24 | 199.25 | 94.75 | 133
2023/24 | 199.75 | 94.75 | 114
2023/24 | 200.25 | 94.75 | 140
2023/24 | 200.75 | 94.75 | 125
2023/24 | 201.25 | 94.75 | 133
2023/24 | 201.75 | 94.75 | 120
2023/24 | 202.25 | 94.75 | 133
2023/24 | 202.75 | 94.75 | 135
2023/24 | 203.25 | 94.75 | 147
2023/24 | 203.75 | 94.75 | 131
2023/24 | 204.25 | 94.75 | 145
2023/24 | 204.75 | 94.75 | 121
2023/24 | 205.25 | 94.75 | 138
2023/24 | 205.75 | 94.75 | 148
2023/24 | 206.25 | 94.75 | 146
2023/24 | 206.75 | 94.75 | 156
2023/24 | 207.25 | 94.75 | 173
2023/24 | 207.75 | 94.75 | 150
2023/24 | 208.25 | 94.75 | 149
2023/24 | 208.75 | 94.75 | 163
2023/24 | 209.25 | 94.75 | 153
2023/24 | 209.75 | 94.75 | 136
2023/24 | 210.25 | 94.75 | 156
2023/24 | 210.75 | 94.75 | 138
2023/24 | 211.25 | 94.75 | 157
2023/24 | 211.75 | 94.75 | 174
2023/24 | 212.25 | 94.75 | 156
2023/24 | 212.75 | 94.75 | 163
2023/24 | 213.25 | 94.75 | 130
2023/24 | 213.75 | 94.75 | 151
2023/24 | 214.25 | 94.75 | 151
2023/24 | 214.75 | 94.75 | 140
2023/24 | 215.25 | 94.75 | 129
2023/24 | 215.75 | 94.75 | 142
2023/24 | 216.25 | 94.75 | 150
2023/24 | 216.75 | 94.75 | 152
2023/24 | 217.25 | 94.75 | 140
2023/24 | 217.75 | 94.75 | 135
2023/24 | 218.25 | 94.75 | 128
2023/24 | 218.75 | 94.75 | 126
2023/24 | 219.25 | 94.75 | 142
2023/24 | 219.75 | 94.75 | 135
2023/24 | 220.25 | 94.75 | 129
2023/24 | 220.75 | 94.75 | 131
2023/24 | 221.25 | 94.75 | 142
2023/24 | 221.75 | 94.75 | 146
2023/24 | 222.25 | 94.75 | 122
2023/24 | 222.75 | 94.75 | 146
2023/24 | 223.25 | 94.75 | 123
2023/24 | 223.75 | 94.75 | 116
2023/24 | 224.25 | 94.75 | 140
2023/24 | 224.75 | 94.75 | 118
2023/24 | 225.25 | 94.75 | 103
2023/24 | 225.75 | 94.75 | 129
2023/24 | 226.25 | 94.75 | 121
2023/24 | 226.75 | 94.75 | 131
2023/24 | 227.25 | 94.75 | 131
2023/24 | 227.75 | 94.75 | 106
2023/24 | 228.25 | 94.75 | 115
2023/24 | 228.75 | 94.75 | 119
2023/24 | 229.25 | 94.75 | 110
2023/24 | 229.75 | 94.75 | 123
2023/24 | 230.25 | 94.75 | 117
2023/24 | 230.75 | 94.75 | 119
2023/24 | 231.25 | 94.75 | 119
2023/24 | 231.75 | 94.75 | 102
2023/24 | 232.25 | 94.75 | 110
2023/24 | 232.75 | 94.75 | 87
2023/24 | 233.25 | 94.75 | 112
2023/24 | 233.75 | 94.75 | 97
2023/24 | 234.25 | 94.75 | 96
2023/24 | 234.75 | 94.75 | 112
2023/24 | 235.25 | 94.75 | 87
2023/24 | 235.75 | 94.75 | 92
2023/24 | 236.25 | 94.75 | 84
2023/24 | 236.75 | 94.75 | 102
2023/24 | 237.25 | 94.75 | 103
2023/24 | 237.75 | 94.75 | 93
2023/24 | 238.25 | 94.75 | 78
2023/24 | 238.75 | 94.75 | 84
2023/24 | 239.25 | 94.75 | 87
2023/24 | 239.75 | 94.75 | 78
2023/24 | 240.25 | 94.75 | 80
2023/24 | 240.75 | 94.75 | 76
2023/24 | 241.25 | 94.75 | 84
2023/24 | 241.75 | 94.75 | 71
2023/24 | 242.25 | 94.75 | 83
2023/24 | 242.75 | 94.75 | 66
2023/24 | 243.25 | 94.75 | 73
2023/24 | 243.75 | 94.75 | 61
2023/24 | 244.25 | 94.75 | 60
2023/24 | 244.75 | 94.75 | 79
2023/24 | 245.25 | 94.75 | 65
2023/24 | 245.75 | 94.75 | 52
2023/24 | 246.25 | 94.75 | 46
2023/24 | 246.75 | 94.75 | 69
2023/24 | 247.25 | 94.75 | 67
2023/24 | 247.75 | 94.75 | 59
2023/24 | 248.25 | 94.75 | 53
2023/24 | 248.75 | 94.75 | 64
2023/24 | 249.25 | 94.75 | 68
2023/24 | 249.75 | 94.75 | 50
2023/24 | 250.25 | 94.75 | 58
2023/24 | 250.75 | 94.75 | 42
2023/24 | 251.25 | 94.75 | 62
2023/24 | 251.75 | 94.75 | 44
2023/24 | 252.25 | 94.75 | 60
2023/24 | 252.75 | 94.75 | 57
2023/24 | 253.25 | 94.75 | 54
2023/24 | 253.75 | 94.75 | 47
2023/24 | 254.25 | 94.75 | 37
2023/24 | 254.75 | 94.75 | 59
2023/24 | 255.25 | 94.75 | 51
2023/24 | 255.75 | 94.75 | 43
2023/24 | 256.25 | 94.75 | 40
2023/24 | 256.75 | 94.75 | 52
2023/24 | 257.25 | 94.75 | 55
2023/24 | 257.75 | 94.75 | 37
2023/24 | 258.25 | 94.75 | 35
2023/24 | 258.75 | 94.75 | 42
2023/24 | 259.25 | 94.75 | 36
2023/24 | 259.75 | 94.75 | 45
2023/24 | 260.25 | 94.75 | 40
2023/24 | 260.75 | 94.75 | 53
2023/24 | 261.25 | 94.75 | 38
2023/24 | 261.75 | 94.75 | 38
2023/24 | 262.25 | 94.75 | 32
2023/24 | 262.75 | 94.75 | 36
2023/24 | 263.25 | 94.75 | 44
2023/24 | 263.75 | 94.75 | 41
2023/24 | 264.25 | 94.75 | 43
2023/24 | 264.75 | 94.75 | 39
2023/24 | 265.25 | 94.75 | 32
2023/24 | 265.75 | 94.75 | 40
2023/24 | 266.25 | 94.75 | 40
2023/24 | 266.75 | 94.75 | 30
2023/24 | 267.25 | 94.75 | 35
2023/24 | 267.75 | 94.75 | 37
2023/24 | 268.25 | 94.75 | 45
2023/24 | 268.75 | 94.75 | 31
2023/24 | 269.25 | 94.75 | 29
2023/24 | 269.75 | 94.75 | 35
2023/24 | 270.25 | 94.75 | 25
2023/24 | 270.75 | 94.75 | 32
2023/24 | 271.25 | 94.75 | 36
2023/24 | 271.75 | 94.75 | 28
2023/24 | 272.25 | 94.75 | 34
2023/24 | 272.75 | 94.75 | 29
2023/24 | 273.25 | 94.75 | 30
2023/24 | 273.75 | 94.75 | 24
2023/24 | 274.25 | 94.75 | 31
2023/24 | 274.75 | 94.75 | 29
2023/24 | 275.25 | 94.75 | 32
2023/24 | 275.75 | 94.75 | 31
2023/24 | 276.25 | 94.75 | 25
2023/24 | 276.75 | 94.75 | 23
2023/24 | 277.25 | 94.75 | 32
2023/24 | 277.75 | 94.75 | 25
2023/24 | 278.25 | 94.75 | 24
2023/24 | 278.75 | 94.75 | 30
2023/24 | 279.25 | 94.75 | 17
2023/24 | 279.75 | 94.75 | 23
2023/24 | 280.25 | 94.75 | 30
2023/24 | 280.75 | 94.75 | 25
2023/24 | 281.25 | 94.75 | 23
2023/24 | 281.75 | 94.75 | 18
2023/24 | 282.25 | 94.75 | 23
2023/24 | 282.75 | 94.75 | 32
2023/24 | 283.25 | 94.75 | 24
2023/24 | 283.75 | 94.75 | 18
2023/24 | 284.25 | 94.75 | 25
2023/24 | 284.75 | 94.75 | 23
2023/24 | 285.25 | 94.75 | 26
2023/24 | 285.75 | 94.75 | 13
2023/24 | 286.25 | 94.75 | 24
2023/24 | 286.75 | 94.75 | 26
2023/24 | 287.25 | 94.75 | 24
2023/24 | 287.75 | 94.75 | 26
2023/24 | 288.25 | 94.75 | 30
2023/24 | 288.75 | 94.75 | 16
2023/24 | 289.25 | 94.75 | 24
2023/24 | 289.75 | 94.75 | 20
2023/24 | 290.25 | 94.75 | 21
2023/24 | 290.75 | 94.75 | 19
2023/24 | 291.25 | 94.75 | 20
2023/24 | 291.75 | 94.75 | 14
2023/24 | 292.25 | 94.75 | 12
2023/24 | 292.75 | 94.75 | 16
2023/24 | 293.25 | 94.75 | 23
2023/24 | 293.75 | 94.75 | 10
2023/24 | 294.25 | 94.75 | 18
2023/24 | 294.75 | 94.75 | 17
2023/24 | 295.25 | 94.75 | 19
2023/24 | 295.75 | 94.75 | 14
2023/24 | 296.25 | 94.75 | 15
2023/24 | 296.75 | 94.75 | 17
2023/24 | 297.25 | 94.75 | 11
2023/24 | 297.75 | 94.75 | 13
2023/24 | 298.25 | 94.75 | 17
2023/24 | 298.75 | 94.75 | 16
2023/24 | 299.25 | 94.75 | 24
2023/24 | 299.75 | 94.75 | 18
2023/24 | 300.25 | 94.75 | 21
2023/24 | 300.75 | 94.75 | 9
2023/24 | 301.25 | 94.75 | 16
2023/24 | 301.75 | 94.75 | 14
2023/24 | 302.25 | 94.75 | 13
2023/24 | 302.75 | 94.75 | 9
2023/24 | 303.25 | 94.75 | 14
2023/24 | 303.75 | 94.75 | 12
2023/24 | 304.25 | 94.75 | 12
2023/24 | 304.75 | 94.75 | 8
2023/24 | 305.25 | 94.75 | 9
2023/24 | 305.75 | 94.75 | 6
2023/24 | 306.25 | 94.75 | 15
2023/24 | 306.75 | 94.75 | 12
2023/24 | 307.25 | 94.75 | 12
2023/24 | 307.75 | 94.75 | 13
2023/24 | 308.25 | 94.75 | 5
2023/24 | 308.75 | 94.75 | 13
2023/24 | 309.25 | 94.75 | 15
2023/24 | 309.75 | 94.75 | 16
2023/24 | 310.25 | 94.75 | 15
2023/24 | 310.75 | 94.75 | 8
2023/24 | 311.25 | 94.75 | 10
2023/24 | 311.75 | 94.75 | 9
2023/24 | 312.25 | 94.75 | 6
2023/24 | 312.75 | 94.75 | 15
2023/24 | 313.25 | 94.75 | 3
2023/24 | 313.75 | 94.75 | 6
2023/24 | 314.25 | 94.75 | 9
2023/24 | 314.75 | 94.75 | 4
2023/24 | 315.25 | 94.75 | 11
2023/24 | 315.75 | 94.75 | 6
2023/24 | 316.25 | 94.75 | 9
2023/24 | 316.75 | 94.75 | 12
2023/24 | 317.25 | 94.75 | 8
2023/24 | 317.75 | 94.75 | 6
2023/24 | 318.25 | 94.75 | 12
2023/24 | 318.75 | 94.75 | 6
2023/24 | 319.25 | 94.75 | 5
2023/24 | 319.75 | 94.75 | 13
2023/24 | 320.25 | 94.75 | 5
2023/24 | 320.75 | 94.75 | 4
2023/24 | 321.25 | 94.75 | 8
2023/24 | 321.75 | 94.75 | 8
2023/24 | 322.25 | 94.75 | 1
2023/24 | 322.75 | 94.75 | 2
2023/24 | 323.25 | 94.75 | 10
2023/24 | 323.75 | 94.75 | 8
2023/24 | 324.25 | 94.75 | 7
2023/24 | 324.75 | 94.75 | 5
2023/24 | 325.25 | 94.75 | 4
2023/24 | 325.75 | 94.75 | 8
2023/24 | 326.25 | 94.75 | 4
2023/24 | 326.75 | 94.75 | 1
2023/24 | 327.25 | 94.75 | 12
2023/24 | 327.75 | 94.75 | 4
2023/24 | 328.25 | 94.75 | 2
2023/24 | 328.75 | 94.75 | 3
2023/24 | 329.25 | 94.75 | 2
2023/24 | 329.75 | 94.75 | 2
2023/24 | 330.25 | 94.75 | 5
2023/24 | 330.75 | 94.75 | 5
2023/24 | 331.25 | 94.75 | 3
2023/24 | 331.75 | 94.75 | 6
2023/24 | 332.25 | 94.75 | 5
2023/24 | 332.75 | 94.75 | 5
2023/24 | 333.25 | 94.75 | 3
2023/24 | 333.75 | 94.75 | 2
2023/24 | 334.25 | 94.75 | 3
2023/24 | 334.75 | 94.75 | 4
2023/24 | 335.25 | 94.75 | 2
2023/24 | 335.75 | 94.75 | 5
2023/24 | 336.25 | 94.75 | 3
2023/24 | 336.75 | 94.75 | 5
2023/24 | 337.25 | 94.75 | 3
2023/24 | 337.75 | 94.75 | 3
2023/24 | 338.25 | 94.75 | 4
2023/24 | 338.75 | 94.75 | 4
2023/24 | 339.75 | 94.75 | 1
2023/24 | 340.25 | 94.75 | 4
2023/24 | 340.75 | 94.75 | 5
2023/24 | 341.25 | 94.75 | 4
2023/24 | 341.75 | 94.75 | 2
2023/24 | 342.25 | 94.75 | 3
2023/24 | 342.75 | 94.75 | 2
2023/24 | 343.25 | 94.75 | 5
2023/24 | 343.75 | 94.75 | 1
2023/24 | 344.25 | 94.75 | 2
2023/24 | 344.75 | 94.75 | 1
2023/24 | 345.25 | 94.75 | 1
2023/24 | 345.75 | 94.75 | 3
2023/24 | 346.25 | 94.75 | 1
2023/24 | 346.75 | 94.75 | 2
2023/24 | 347.25 | 94.75 | 2
2023/24 | 347.75 | 94.75 | 2
2023/24 | 348.25 | 94.75 | 3
2023/24 | 348.75 | 94.75 | 2
2023/24 | 349.75 | 94.75 | 1
2023/24 | 350.25 | 94.75 | 2
2023/24 | 350.75 | 94.75 | 2
2023/24 | 351.75 | 94.75 | 2
2023/24 | 352.25 | 94.75 | 3
2023/24 | 352.75 | 94.75 | 2
2023/24 | 353.25 | 94.75 | 2
2023/24 | 353.75 | 94.75 | 2
2023/24 | 354.25 | 94.75 | 1
2023/24 | 354.75 | 94.75 | 4
2023/24 | 355.75 | 94.75 | 1
2023/24 | 356.25 | 94.75 | 1
2023/24 | 356.75 | 94.75 | 1
2023/24 | 360.25 | 94.75 | 1
2023/24 | 360.75 | 94.75 | 3
2023/24 | 361.25 | 94.75 | 2
2023/24 | 361.75 | 94.75 | 2
2023/24 | 362.25 | 94.75 | 1
2023/24 | 362.75 | 94.75 | 1
2023/24 | 363.75 | 94.75 | 2
2023/24 | 364.25 | 94.75 | 1
2023/24 | 365.25 | 94.75 | 2
2023/24 | 365.75 | 94.75 | 3
2023/24 | 366.25 | 94.75 | 2
2023/24 | 366.75 | 94.75 | 1
2023/24 | 368.75 | 94.75 | 2
2023/24 | 369.75 | 94.75 | 1
2023/24 | 370.25 | 94.75 | 3
2023/24 | 372.75 | 94.75 | 1
2023/24 | 373.25 | 94.75 | 3
2023/24 | 375.25 | 94.75 | 2
2023/24 | 376.25 | 94.75 | 1
2023/24 | 377.75 | 94.75 | 2
2023/24 | 380.25 | 94.75 | 2
2023/24 | 385.75 | 94.75 | 1
2023/24 | 386.25 | 94.75 | 1
2023/24 | 391.25 | 94.75 | 1
2023/24 | 392.25 | 94.75 | 1
2023/24 | 392.75 | 94.75 | 1
2023/24 | 393.75 | 94.75 | 1
2023/24 | 396.25 | 94.75 | 1
2023/24 | 397.75 | 94.75 | 1
2023/24 | 417.25 | 94.75 | 1
2023/24 | 417.75 | 94.75 | 1
2023/24 | 423.25 | 94.75 | 1
2023/24 | 437.75 | 94.75 | 1
2023/24 | 125.75 | 95.25 | 1
2023/24 | 139.75 | 95.25 | 1
2023/24 | 141.25 | 95.25 | 1
2023/24 | 142.75 | 95.25 | 1
2023/24 | 144.75 | 95.25 | 3
2023/24 | 148.75 | 95.25 | 1
2023/24 | 149.75 | 95.25 | 2
2023/24 | 151.75 | 95.25 | 1
2023/24 | 152.25 | 95.25 | 3
2023/24 | 152.75 | 95.25 | 1
2023/24 | 153.25 | 95.25 | 3
2023/24 | 154.25 | 95.25 | 2
2023/24 | 154.75 | 95.25 | 2
2023/24 | 155.25 | 95.25 | 4
2023/24 | 155.75 | 95.25 | 2
2023/24 | 156.25 | 95.25 | 2
2023/24 | 156.75 | 95.25 | 1
2023/24 | 157.25 | 95.25 | 2
2023/24 | 157.75 | 95.25 | 2
2023/24 | 158.25 | 95.25 | 2
2023/24 | 159.25 | 95.25 | 1
2023/24 | 159.75 | 95.25 | 1
2023/24 | 160.25 | 95.25 | 5
2023/24 | 160.75 | 95.25 | 5
2023/24 | 161.25 | 95.25 | 3
2023/24 | 161.75 | 95.25 | 7
2023/24 | 162.25 | 95.25 | 7
2023/24 | 162.75 | 95.25 | 5
2023/24 | 163.25 | 95.25 | 7
2023/24 | 163.75 | 95.25 | 4
2023/24 | 164.25 | 95.25 | 2
2023/24 | 164.75 | 95.25 | 6
2023/24 | 165.25 | 95.25 | 6
2023/24 | 165.75 | 95.25 | 9
2023/24 | 166.25 | 95.25 | 16
2023/24 | 166.75 | 95.25 | 16
2023/24 | 167.25 | 95.25 | 3
2023/24 | 167.75 | 95.25 | 6
2023/24 | 168.25 | 95.25 | 17
2023/24 | 168.75 | 95.25 | 12
2023/24 | 169.25 | 95.25 | 9
2023/24 | 169.75 | 95.25 | 6
2023/24 | 170.25 | 95.25 | 10
2023/24 | 170.75 | 95.25 | 13
2023/24 | 171.25 | 95.25 | 20
2023/24 | 171.75 | 95.25 | 15
2023/24 | 172.25 | 95.25 | 18
2023/24 | 172.75 | 95.25 | 18
2023/24 | 173.25 | 95.25 | 18
2023/24 | 173.75 | 95.25 | 21
2023/24 | 174.25 | 95.25 | 19
2023/24 | 174.75 | 95.25 | 29
2023/24 | 175.25 | 95.25 | 21
2023/24 | 175.75 | 95.25 | 19
2023/24 | 176.25 | 95.25 | 37
2023/24 | 176.75 | 95.25 | 20
2023/24 | 177.25 | 95.25 | 34
2023/24 | 177.75 | 95.25 | 34
2023/24 | 178.25 | 95.25 | 30
2023/24 | 178.75 | 95.25 | 49
2023/24 | 179.25 | 95.25 | 24
2023/24 | 179.75 | 95.25 | 46
2023/24 | 180.25 | 95.25 | 35
2023/24 | 180.75 | 95.25 | 32
2023/24 | 181.25 | 95.25 | 33
2023/24 | 181.75 | 95.25 | 41
2023/24 | 182.25 | 95.25 | 56
2023/24 | 182.75 | 95.25 | 47
2023/24 | 183.25 | 95.25 | 61
2023/24 | 183.75 | 95.25 | 46
2023/24 | 184.25 | 95.25 | 60
2023/24 | 184.75 | 95.25 | 55
2023/24 | 185.25 | 95.25 | 45
2023/24 | 185.75 | 95.25 | 57
2023/24 | 186.25 | 95.25 | 68
2023/24 | 186.75 | 95.25 | 69
2023/24 | 187.25 | 95.25 | 65
2023/24 | 187.75 | 95.25 | 73
2023/24 | 188.25 | 95.25 | 56
2023/24 | 188.75 | 95.25 | 83
2023/24 | 189.25 | 95.25 | 79
2023/24 | 189.75 | 95.25 | 64
2023/24 | 190.25 | 95.25 | 94
2023/24 | 190.75 | 95.25 | 98
2023/24 | 191.25 | 95.25 | 86
2023/24 | 191.75 | 95.25 | 83
2023/24 | 192.25 | 95.25 | 81
2023/24 | 192.75 | 95.25 | 101
2023/24 | 193.25 | 95.25 | 89
2023/24 | 193.75 | 95.25 | 103
2023/24 | 194.25 | 95.25 | 102
2023/24 | 194.75 | 95.25 | 123
2023/24 | 195.25 | 95.25 | 100
2023/24 | 195.75 | 95.25 | 131
2023/24 | 196.25 | 95.25 | 101
2023/24 | 196.75 | 95.25 | 119
2023/24 | 197.25 | 95.25 | 120
2023/24 | 197.75 | 95.25 | 119
2023/24 | 198.25 | 95.25 | 111
2023/24 | 198.75 | 95.25 | 133
2023/24 | 199.25 | 95.25 | 136
2023/24 | 199.75 | 95.25 | 127
2023/24 | 200.25 | 95.25 | 139
2023/24 | 200.75 | 95.25 | 119
2023/24 | 201.25 | 95.25 | 129
2023/24 | 201.75 | 95.25 | 138
2023/24 | 202.25 | 95.25 | 122
2023/24 | 202.75 | 95.25 | 135
2023/24 | 203.25 | 95.25 | 158
2023/24 | 203.75 | 95.25 | 135
2023/24 | 204.25 | 95.25 | 145
2023/24 | 204.75 | 95.25 | 149
2023/24 | 205.25 | 95.25 | 158
2023/24 | 205.75 | 95.25 | 140
2023/24 | 206.25 | 95.25 | 137
2023/24 | 206.75 | 95.25 | 133
2023/24 | 207.25 | 95.25 | 135
2023/24 | 207.75 | 95.25 | 137
2023/24 | 208.25 | 95.25 | 123
2023/24 | 208.75 | 95.25 | 159
2023/24 | 209.25 | 95.25 | 144
2023/24 | 209.75 | 95.25 | 145
2023/24 | 210.25 | 95.25 | 154
2023/24 | 210.75 | 95.25 | 139
2023/24 | 211.25 | 95.25 | 136
2023/24 | 211.75 | 95.25 | 146
2023/24 | 212.25 | 95.25 | 164
2023/24 | 212.75 | 95.25 | 151
2023/24 | 213.25 | 95.25 | 153
2023/24 | 213.75 | 95.25 | 153
2023/24 | 214.25 | 95.25 | 134
2023/24 | 214.75 | 95.25 | 145
2023/24 | 215.25 | 95.25 | 144
2023/24 | 215.75 | 95.25 | 140
2023/24 | 216.25 | 95.25 | 127
2023/24 | 216.75 | 95.25 | 148
2023/24 | 217.25 | 95.25 | 138
2023/24 | 217.75 | 95.25 | 169
2023/24 | 218.25 | 95.25 | 149
2023/24 | 218.75 | 95.25 | 128
2023/24 | 219.25 | 95.25 | 133
2023/24 | 219.75 | 95.25 | 146
2023/24 | 220.25 | 95.25 | 137
2023/24 | 220.75 | 95.25 | 117
2023/24 | 221.25 | 95.25 | 134
2023/24 | 221.75 | 95.25 | 119
2023/24 | 222.25 | 95.25 | 129
2023/24 | 222.75 | 95.25 | 142
2023/24 | 223.25 | 95.25 | 128
2023/24 | 223.75 | 95.25 | 129
2023/24 | 224.25 | 95.25 | 129
2023/24 | 224.75 | 95.25 | 137
2023/24 | 225.25 | 95.25 | 119
2023/24 | 225.75 | 95.25 | 123
2023/24 | 226.25 | 95.25 | 148
2023/24 | 226.75 | 95.25 | 124
2023/24 | 227.25 | 95.25 | 129
2023/24 | 227.75 | 95.25 | 122
2023/24 | 228.25 | 95.25 | 121
2023/24 | 228.75 | 95.25 | 101
2023/24 | 229.25 | 95.25 | 122
2023/24 | 229.75 | 95.25 | 110
2023/24 | 230.25 | 95.25 | 128
2023/24 | 230.75 | 95.25 | 116
2023/24 | 231.25 | 95.25 | 135
2023/24 | 231.75 | 95.25 | 96
2023/24 | 232.25 | 95.25 | 117
2023/24 | 232.75 | 95.25 | 109
2023/24 | 233.25 | 95.25 | 99
2023/24 | 233.75 | 95.25 | 92
2023/24 | 234.25 | 95.25 | 110
2023/24 | 234.75 | 95.25 | 114
2023/24 | 235.25 | 95.25 | 111
2023/24 | 235.75 | 95.25 | 88
2023/24 | 236.25 | 95.25 | 106
2023/24 | 236.75 | 95.25 | 95
2023/24 | 237.25 | 95.25 | 101
2023/24 | 237.75 | 95.25 | 111
2023/24 | 238.25 | 95.25 | 91
2023/24 | 238.75 | 95.25 | 97
2023/24 | 239.25 | 95.25 | 85
2023/24 | 239.75 | 95.25 | 82
2023/24 | 240.25 | 95.25 | 89
2023/24 | 240.75 | 95.25 | 80
2023/24 | 241.25 | 95.25 | 94
2023/24 | 241.75 | 95.25 | 81
2023/24 | 242.25 | 95.25 | 78
2023/24 | 242.75 | 95.25 | 76
2023/24 | 243.25 | 95.25 | 79
2023/24 | 243.75 | 95.25 | 71
2023/24 | 244.25 | 95.25 | 88
2023/24 | 244.75 | 95.25 | 62
2023/24 | 245.25 | 95.25 | 68
2023/24 | 245.75 | 95.25 | 67
2023/24 | 246.25 | 95.25 | 58
2023/24 | 246.75 | 95.25 | 52
2023/24 | 247.25 | 95.25 | 65
2023/24 | 247.75 | 95.25 | 78
2023/24 | 248.25 | 95.25 | 65
2023/24 | 248.75 | 95.25 | 76
2023/24 | 249.25 | 95.25 | 70
2023/24 | 249.75 | 95.25 | 60
2023/24 | 250.25 | 95.25 | 62
2023/24 | 250.75 | 95.25 | 69
2023/24 | 251.25 | 95.25 | 71
2023/24 | 251.75 | 95.25 | 63
2023/24 | 252.25 | 95.25 | 51
2023/24 | 252.75 | 95.25 | 54
2023/24 | 253.25 | 95.25 | 60
2023/24 | 253.75 | 95.25 | 46
2023/24 | 254.25 | 95.25 | 50
2023/24 | 254.75 | 95.25 | 55
2023/24 | 255.25 | 95.25 | 57
2023/24 | 255.75 | 95.25 | 41
2023/24 | 256.25 | 95.25 | 36
2023/24 | 256.75 | 95.25 | 50
2023/24 | 257.25 | 95.25 | 38
2023/24 | 257.75 | 95.25 | 61
2023/24 | 258.25 | 95.25 | 34
2023/24 | 258.75 | 95.25 | 40
2023/24 | 259.25 | 95.25 | 46
2023/24 | 259.75 | 95.25 | 41
2023/24 | 260.25 | 95.25 | 43
2023/24 | 260.75 | 95.25 | 39
2023/24 | 261.25 | 95.25 | 36
2023/24 | 261.75 | 95.25 | 32
2023/24 | 262.25 | 95.25 | 37
2023/24 | 262.75 | 95.25 | 31
2023/24 | 263.25 | 95.25 | 35
2023/24 | 263.75 | 95.25 | 41
2023/24 | 264.25 | 95.25 | 39
2023/24 | 264.75 | 95.25 | 35
2023/24 | 265.25 | 95.25 | 36
2023/24 | 265.75 | 95.25 | 34
2023/24 | 266.25 | 95.25 | 43
2023/24 | 266.75 | 95.25 | 34
2023/24 | 267.25 | 95.25 | 24
2023/24 | 267.75 | 95.25 | 47
2023/24 | 268.25 | 95.25 | 29
2023/24 | 268.75 | 95.25 | 25
2023/24 | 269.25 | 95.25 | 40
2023/24 | 269.75 | 95.25 | 18
2023/24 | 270.25 | 95.25 | 43
2023/24 | 270.75 | 95.25 | 36
2023/24 | 271.25 | 95.25 | 31
2023/24 | 271.75 | 95.25 | 36
2023/24 | 272.25 | 95.25 | 26
2023/24 | 272.75 | 95.25 | 31
2023/24 | 273.25 | 95.25 | 32
2023/24 | 273.75 | 95.25 | 34
2023/24 | 274.25 | 95.25 | 42
2023/24 | 274.75 | 95.25 | 17
2023/24 | 275.25 | 95.25 | 27
2023/24 | 275.75 | 95.25 | 26
2023/24 | 276.25 | 95.25 | 28
2023/24 | 276.75 | 95.25 | 21
2023/24 | 277.25 | 95.25 | 23
2023/24 | 277.75 | 95.25 | 28
2023/24 | 278.25 | 95.25 | 29
2023/24 | 278.75 | 95.25 | 24
2023/24 | 279.25 | 95.25 | 19
2023/24 | 279.75 | 95.25 | 28
2023/24 | 280.25 | 95.25 | 27
2023/24 | 280.75 | 95.25 | 24
2023/24 | 281.25 | 95.25 | 16
2023/24 | 281.75 | 95.25 | 30
2023/24 | 282.25 | 95.25 | 23
2023/24 | 282.75 | 95.25 | 23
2023/24 | 283.25 | 95.25 | 23
2023/24 | 283.75 | 95.25 | 26
2023/24 | 284.25 | 95.25 | 25
2023/24 | 284.75 | 95.25 | 23
2023/24 | 285.25 | 95.25 | 24
2023/24 | 285.75 | 95.25 | 15
2023/24 | 286.25 | 95.25 | 15
2023/24 | 286.75 | 95.25 | 28
2023/24 | 287.25 | 95.25 | 14
2023/24 | 287.75 | 95.25 | 21
2023/24 | 288.25 | 95.25 | 11
2023/24 | 288.75 | 95.25 | 20
2023/24 | 289.25 | 95.25 | 14
2023/24 | 289.75 | 95.25 | 27
2023/24 | 290.25 | 95.25 | 16
2023/24 | 290.75 | 95.25 | 17
2023/24 | 291.25 | 95.25 | 15
2023/24 | 291.75 | 95.25 | 16
2023/24 | 292.25 | 95.25 | 21
2023/24 | 292.75 | 95.25 | 18
2023/24 | 293.25 | 95.25 | 16
2023/24 | 293.75 | 95.25 | 17
2023/24 | 294.25 | 95.25 | 11
2023/24 | 294.75 | 95.25 | 19
2023/24 | 295.25 | 95.25 | 15
2023/24 | 295.75 | 95.25 | 9
2023/24 | 296.25 | 95.25 | 14
2023/24 | 296.75 | 95.25 | 17
2023/24 | 297.25 | 95.25 | 14
2023/24 | 297.75 | 95.25 | 16
2023/24 | 298.25 | 95.25 | 14
2023/24 | 298.75 | 95.25 | 5
2023/24 | 299.25 | 95.25 | 13
2023/24 | 299.75 | 95.25 | 10
2023/24 | 300.25 | 95.25 | 14
2023/24 | 300.75 | 95.25 | 23
2023/24 | 301.25 | 95.25 | 20
2023/24 | 301.75 | 95.25 | 12
2023/24 | 302.25 | 95.25 | 11
2023/24 | 302.75 | 95.25 | 12
2023/24 | 303.25 | 95.25 | 19
2023/24 | 303.75 | 95.25 | 11
2023/24 | 304.25 | 95.25 | 19
2023/24 | 304.75 | 95.25 | 20
2023/24 | 305.25 | 95.25 | 10
2023/24 | 305.75 | 95.25 | 18
2023/24 | 306.25 | 95.25 | 9
2023/24 | 306.75 | 95.25 | 15
2023/24 | 307.25 | 95.25 | 7
2023/24 | 307.75 | 95.25 | 17
2023/24 | 308.25 | 95.25 | 4
2023/24 | 308.75 | 95.25 | 15
2023/24 | 309.25 | 95.25 | 10
2023/24 | 309.75 | 95.25 | 12
2023/24 | 310.25 | 95.25 | 10
2023/24 | 310.75 | 95.25 | 16
2023/24 | 311.25 | 95.25 | 11
2023/24 | 311.75 | 95.25 | 9
2023/24 | 312.25 | 95.25 | 12
2023/24 | 312.75 | 95.25 | 13
2023/24 | 313.25 | 95.25 | 12
2023/24 | 313.75 | 95.25 | 10
2023/24 | 314.25 | 95.25 | 8
2023/24 | 314.75 | 95.25 | 10
2023/24 | 315.25 | 95.25 | 7
2023/24 | 315.75 | 95.25 | 12
2023/24 | 316.25 | 95.25 | 10
2023/24 | 316.75 | 95.25 | 6
2023/24 | 317.25 | 95.25 | 5
2023/24 | 317.75 | 95.25 | 8
2023/24 | 318.25 | 95.25 | 3
2023/24 | 318.75 | 95.25 | 4
2023/24 | 319.25 | 95.25 | 11
2023/24 | 319.75 | 95.25 | 8
2023/24 | 320.25 | 95.25 | 8
2023/24 | 320.75 | 95.25 | 16
2023/24 | 321.25 | 95.25 | 8
2023/24 | 321.75 | 95.25 | 4
2023/24 | 322.25 | 95.25 | 10
2023/24 | 322.75 | 95.25 | 6
2023/24 | 323.25 | 95.25 | 9
2023/24 | 323.75 | 95.25 | 7
2023/24 | 324.25 | 95.25 | 5
2023/24 | 324.75 | 95.25 | 2
2023/24 | 325.25 | 95.25 | 3
2023/24 | 325.75 | 95.25 | 7
2023/24 | 326.25 | 95.25 | 4
2023/24 | 326.75 | 95.25 | 2
2023/24 | 327.25 | 95.25 | 8
2023/24 | 327.75 | 95.25 | 8
2023/24 | 328.25 | 95.25 | 4
2023/24 | 328.75 | 95.25 | 2
2023/24 | 329.25 | 95.25 | 7
2023/24 | 329.75 | 95.25 | 2
2023/24 | 330.25 | 95.25 | 5
2023/24 | 330.75 | 95.25 | 2
2023/24 | 331.25 | 95.25 | 4
2023/24 | 331.75 | 95.25 | 5
2023/24 | 332.25 | 95.25 | 5
2023/24 | 332.75 | 95.25 | 2
2023/24 | 333.25 | 95.25 | 5
2023/24 | 333.75 | 95.25 | 4
2023/24 | 334.25 | 95.25 | 2
2023/24 | 334.75 | 95.25 | 6
2023/24 | 335.25 | 95.25 | 4
2023/24 | 335.75 | 95.25 | 7
2023/24 | 336.25 | 95.25 | 2
2023/24 | 336.75 | 95.25 | 8
2023/24 | 337.25 | 95.25 | 2
2023/24 | 337.75 | 95.25 | 5
2023/24 | 338.25 | 95.25 | 4
2023/24 | 338.75 | 95.25 | 4
2023/24 | 339.25 | 95.25 | 7
2023/24 | 339.75 | 95.25 | 4
2023/24 | 340.25 | 95.25 | 2
2023/24 | 340.75 | 95.25 | 4
2023/24 | 341.25 | 95.25 | 3
2023/24 | 341.75 | 95.25 | 3
2023/24 | 342.25 | 95.25 | 3
2023/24 | 342.75 | 95.25 | 2
2023/24 | 343.25 | 95.25 | 4
2023/24 | 343.75 | 95.25 | 5
2023/24 | 344.25 | 95.25 | 2
2023/24 | 344.75 | 95.25 | 2
2023/24 | 345.25 | 95.25 | 3
2023/24 | 345.75 | 95.25 | 4
2023/24 | 346.25 | 95.25 | 2
2023/24 | 346.75 | 95.25 | 2
2023/24 | 347.25 | 95.25 | 2
2023/24 | 347.75 | 95.25 | 1
2023/24 | 348.25 | 95.25 | 3
2023/24 | 348.75 | 95.25 | 1
2023/24 | 349.25 | 95.25 | 1
2023/24 | 349.75 | 95.25 | 3
2023/24 | 350.25 | 95.25 | 1
2023/24 | 350.75 | 95.25 | 1
2023/24 | 351.25 | 95.25 | 3
2023/24 | 351.75 | 95.25 | 2
2023/24 | 352.25 | 95.25 | 3
2023/24 | 352.75 | 95.25 | 1
2023/24 | 353.25 | 95.25 | 4
2023/24 | 353.75 | 95.25 | 1
2023/24 | 354.25 | 95.25 | 2
2023/24 | 354.75 | 95.25 | 1
2023/24 | 355.25 | 95.25 | 3
2023/24 | 355.75 | 95.25 | 3
2023/24 | 356.25 | 95.25 | 5
2023/24 | 356.75 | 95.25 | 1
2023/24 | 357.25 | 95.25 | 2
2023/24 | 358.75 | 95.25 | 1
2023/24 | 359.75 | 95.25 | 2
2023/24 | 360.25 | 95.25 | 1
2023/24 | 361.25 | 95.25 | 2
2023/24 | 361.75 | 95.25 | 3
2023/24 | 362.25 | 95.25 | 3
2023/24 | 362.75 | 95.25 | 1
2023/24 | 363.25 | 95.25 | 2
2023/24 | 363.75 | 95.25 | 2
2023/24 | 364.25 | 95.25 | 1
2023/24 | 365.25 | 95.25 | 2
2023/24 | 365.75 | 95.25 | 1
2023/24 | 366.75 | 95.25 | 1
2023/24 | 367.75 | 95.25 | 2
2023/24 | 368.25 | 95.25 | 1
2023/24 | 369.25 | 95.25 | 2
2023/24 | 370.25 | 95.25 | 4
2023/24 | 371.25 | 95.25 | 1
2023/24 | 372.25 | 95.25 | 1
2023/24 | 372.75 | 95.25 | 2
2023/24 | 374.75 | 95.25 | 1
2023/24 | 375.25 | 95.25 | 2
2023/24 | 377.75 | 95.25 | 1
2023/24 | 378.75 | 95.25 | 1
2023/24 | 380.75 | 95.25 | 1
2023/24 | 381.75 | 95.25 | 2
2023/24 | 384.75 | 95.25 | 1
2023/24 | 387.75 | 95.25 | 1
2023/24 | 392.75 | 95.25 | 1
2023/24 | 394.75 | 95.25 | 2
2023/24 | 395.25 | 95.25 | 2
2023/24 | 401.25 | 95.25 | 1
2023/24 | 402.25 | 95.25 | 1
2023/24 | 404.25 | 95.25 | 1
2023/24 | 404.75 | 95.25 | 1
2023/24 | 410.25 | 95.25 | 1
2023/24 | 410.75 | 95.25 | 1
2023/24 | 411.75 | 95.25 | 1
2023/24 | 414.25 | 95.25 | 1
2023/24 | 417.25 | 95.25 | 1
2023/24 | 419.75 | 95.25 | 1
2023/24 | 426.25 | 95.25 | 1
2023/24 | 428.75 | 95.25 | 1
2023/24 | 448.25 | 95.25 | 1
2023/24 | 467.25 | 95.25 | 1
2023/24 | 139.25 | 95.75 | 1
2023/24 | 139.75 | 95.75 | 1
2023/24 | 141.75 | 95.75 | 1
2023/24 | 143.25 | 95.75 | 1
2023/24 | 145.25 | 95.75 | 1
2023/24 | 145.75 | 95.75 | 1
2023/24 | 146.75 | 95.75 | 1
2023/24 | 147.75 | 95.75 | 1
2023/24 | 148.75 | 95.75 | 1
2023/24 | 149.25 | 95.75 | 1
2023/24 | 149.75 | 95.75 | 2
2023/24 | 150.25 | 95.75 | 1
2023/24 | 150.75 | 95.75 | 1
2023/24 | 152.25 | 95.75 | 1
2023/24 | 153.75 | 95.75 | 1
2023/24 | 154.75 | 95.75 | 1
2023/24 | 155.25 | 95.75 | 2
2023/24 | 155.75 | 95.75 | 1
2023/24 | 156.25 | 95.75 | 1
2023/24 | 156.75 | 95.75 | 2
2023/24 | 157.25 | 95.75 | 1
2023/24 | 157.75 | 95.75 | 2
2023/24 | 158.25 | 95.75 | 3
2023/24 | 158.75 | 95.75 | 3
2023/24 | 159.25 | 95.75 | 2
2023/24 | 159.75 | 95.75 | 4
2023/24 | 160.25 | 95.75 | 1
2023/24 | 160.75 | 95.75 | 6
2023/24 | 161.25 | 95.75 | 4
2023/24 | 161.75 | 95.75 | 5
2023/24 | 162.25 | 95.75 | 1
2023/24 | 162.75 | 95.75 | 5
2023/24 | 163.25 | 95.75 | 8
2023/24 | 163.75 | 95.75 | 2
2023/24 | 164.25 | 95.75 | 3
2023/24 | 164.75 | 95.75 | 13
2023/24 | 165.25 | 95.75 | 5
2023/24 | 165.75 | 95.75 | 7
2023/24 | 166.25 | 95.75 | 6
2023/24 | 166.75 | 95.75 | 8
2023/24 | 167.25 | 95.75 | 7
2023/24 | 167.75 | 95.75 | 8
2023/24 | 168.25 | 95.75 | 7
2023/24 | 168.75 | 95.75 | 13
2023/24 | 169.25 | 95.75 | 10
2023/24 | 169.75 | 95.75 | 7
2023/24 | 170.25 | 95.75 | 13
2023/24 | 170.75 | 95.75 | 15
2023/24 | 171.25 | 95.75 | 17
2023/24 | 171.75 | 95.75 | 13
2023/24 | 172.25 | 95.75 | 17
2023/24 | 172.75 | 95.75 | 19
2023/24 | 173.25 | 95.75 | 23
2023/24 | 173.75 | 95.75 | 21
2023/24 | 174.25 | 95.75 | 24
2023/24 | 174.75 | 95.75 | 12
2023/24 | 175.25 | 95.75 | 21
2023/24 | 175.75 | 95.75 | 25
2023/24 | 176.25 | 95.75 | 32
2023/24 | 176.75 | 95.75 | 22
2023/24 | 177.25 | 95.75 | 27
2023/24 | 177.75 | 95.75 | 24
2023/24 | 178.25 | 95.75 | 36
2023/24 | 178.75 | 95.75 | 30
2023/24 | 179.25 | 95.75 | 32
2023/24 | 179.75 | 95.75 | 45
2023/24 | 180.25 | 95.75 | 34
2023/24 | 180.75 | 95.75 | 37
2023/24 | 181.25 | 95.75 | 31
2023/24 | 181.75 | 95.75 | 39
2023/24 | 182.25 | 95.75 | 46
2023/24 | 182.75 | 95.75 | 43
2023/24 | 183.25 | 95.75 | 43
2023/24 | 183.75 | 95.75 | 44
2023/24 | 184.25 | 95.75 | 46
2023/24 | 184.75 | 95.75 | 54
2023/24 | 185.25 | 95.75 | 54
2023/24 | 185.75 | 95.75 | 64
2023/24 | 186.25 | 95.75 | 69
2023/24 | 186.75 | 95.75 | 66
2023/24 | 187.25 | 95.75 | 62
2023/24 | 187.75 | 95.75 | 60
2023/24 | 188.25 | 95.75 | 68
2023/24 | 188.75 | 95.75 | 67
2023/24 | 189.25 | 95.75 | 73
2023/24 | 189.75 | 95.75 | 68
2023/24 | 190.25 | 95.75 | 74
2023/24 | 190.75 | 95.75 | 85
2023/24 | 191.25 | 95.75 | 78
2023/24 | 191.75 | 95.75 | 81
2023/24 | 192.25 | 95.75 | 87
2023/24 | 192.75 | 95.75 | 101
2023/24 | 193.25 | 95.75 | 91
2023/24 | 193.75 | 95.75 | 88
2023/24 | 194.25 | 95.75 | 69
2023/24 | 194.75 | 95.75 | 103
2023/24 | 195.25 | 95.75 | 107
2023/24 | 195.75 | 95.75 | 97
2023/24 | 196.25 | 95.75 | 108
2023/24 | 196.75 | 95.75 | 93
2023/24 | 197.25 | 95.75 | 116
2023/24 | 197.75 | 95.75 | 123
2023/24 | 198.25 | 95.75 | 139
2023/24 | 198.75 | 95.75 | 112
2023/24 | 199.25 | 95.75 | 130
2023/24 | 199.75 | 95.75 | 96
2023/24 | 200.25 | 95.75 | 126
2023/24 | 200.75 | 95.75 | 156
2023/24 | 201.25 | 95.75 | 113
2023/24 | 201.75 | 95.75 | 132
2023/24 | 202.25 | 95.75 | 118
2023/24 | 202.75 | 95.75 | 130
2023/24 | 203.25 | 95.75 | 121
2023/24 | 203.75 | 95.75 | 121
2023/24 | 204.25 | 95.75 | 132
2023/24 | 204.75 | 95.75 | 148
2023/24 | 205.25 | 95.75 | 135
2023/24 | 205.75 | 95.75 | 149
2023/24 | 206.25 | 95.75 | 130
2023/24 | 206.75 | 95.75 | 134
2023/24 | 207.25 | 95.75 | 136
2023/24 | 207.75 | 95.75 | 145
2023/24 | 208.25 | 95.75 | 134
2023/24 | 208.75 | 95.75 | 149
2023/24 | 209.25 | 95.75 | 144
2023/24 | 209.75 | 95.75 | 151
2023/24 | 210.25 | 95.75 | 144
2023/24 | 210.75 | 95.75 | 162
2023/24 | 211.25 | 95.75 | 145
2023/24 | 211.75 | 95.75 | 142
2023/24 | 212.25 | 95.75 | 126
2023/24 | 212.75 | 95.75 | 159
2023/24 | 213.25 | 95.75 | 130
2023/24 | 213.75 | 95.75 | 135
2023/24 | 214.25 | 95.75 | 131
2023/24 | 214.75 | 95.75 | 140
2023/24 | 215.25 | 95.75 | 139
2023/24 | 215.75 | 95.75 | 145
2023/24 | 216.25 | 95.75 | 153
2023/24 | 216.75 | 95.75 | 150
2023/24 | 217.25 | 95.75 | 137
2023/24 | 217.75 | 95.75 | 148
2023/24 | 218.25 | 95.75 | 147
2023/24 | 218.75 | 95.75 | 171
2023/24 | 219.25 | 95.75 | 138
2023/24 | 219.75 | 95.75 | 141
2023/24 | 220.25 | 95.75 | 143
2023/24 | 220.75 | 95.75 | 146
2023/24 | 221.25 | 95.75 | 148
2023/24 | 221.75 | 95.75 | 136
2023/24 | 222.25 | 95.75 | 134
2023/24 | 222.75 | 95.75 | 114
2023/24 | 223.25 | 95.75 | 137
2023/24 | 223.75 | 95.75 | 118
2023/24 | 224.25 | 95.75 | 121
2023/24 | 224.75 | 95.75 | 144
2023/24 | 225.25 | 95.75 | 122
2023/24 | 225.75 | 95.75 | 141
2023/24 | 226.25 | 95.75 | 143
2023/24 | 226.75 | 95.75 | 139
2023/24 | 227.25 | 95.75 | 130
2023/24 | 227.75 | 95.75 | 114
2023/24 | 228.25 | 95.75 | 139
2023/24 | 228.75 | 95.75 | 109
2023/24 | 229.25 | 95.75 | 143
2023/24 | 229.75 | 95.75 | 121
2023/24 | 230.25 | 95.75 | 121
2023/24 | 230.75 | 95.75 | 112
2023/24 | 231.25 | 95.75 | 104
2023/24 | 231.75 | 95.75 | 103
2023/24 | 232.25 | 95.75 | 95
2023/24 | 232.75 | 95.75 | 122
2023/24 | 233.25 | 95.75 | 94
2023/24 | 233.75 | 95.75 | 96
2023/24 | 234.25 | 95.75 | 99
2023/24 | 234.75 | 95.75 | 99
2023/24 | 235.25 | 95.75 | 103
2023/24 | 235.75 | 95.75 | 112
2023/24 | 236.25 | 95.75 | 92
2023/24 | 236.75 | 95.75 | 103
2023/24 | 237.25 | 95.75 | 96
2023/24 | 237.75 | 95.75 | 101
2023/24 | 238.25 | 95.75 | 84
2023/24 | 238.75 | 95.75 | 97
2023/24 | 239.25 | 95.75 | 89
2023/24 | 239.75 | 95.75 | 93
2023/24 | 240.25 | 95.75 | 90
2023/24 | 240.75 | 95.75 | 108
2023/24 | 241.25 | 95.75 | 93
2023/24 | 241.75 | 95.75 | 70
2023/24 | 242.25 | 95.75 | 83
2023/24 | 242.75 | 95.75 | 85
2023/24 | 243.25 | 95.75 | 100
2023/24 | 243.75 | 95.75 | 63
2023/24 | 244.25 | 95.75 | 92
2023/24 | 244.75 | 95.75 | 61
2023/24 | 245.25 | 95.75 | 87
2023/24 | 245.75 | 95.75 | 68
2023/24 | 246.25 | 95.75 | 66
2023/24 | 246.75 | 95.75 | 78
2023/24 | 247.25 | 95.75 | 59
2023/24 | 247.75 | 95.75 | 64
2023/24 | 248.25 | 95.75 | 62
2023/24 | 248.75 | 95.75 | 57
2023/24 | 249.25 | 95.75 | 66
2023/24 | 249.75 | 95.75 | 54
2023/24 | 250.25 | 95.75 | 64
2023/24 | 250.75 | 95.75 | 71
2023/24 | 251.25 | 95.75 | 66
2023/24 | 251.75 | 95.75 | 70
2023/24 | 252.25 | 95.75 | 57
2023/24 | 252.75 | 95.75 | 60
2023/24 | 253.25 | 95.75 | 67
2023/24 | 253.75 | 95.75 | 63
2023/24 | 254.25 | 95.75 | 58
2023/24 | 254.75 | 95.75 | 48
2023/24 | 255.25 | 95.75 | 50
2023/24 | 255.75 | 95.75 | 44
2023/24 | 256.25 | 95.75 | 54
2023/24 | 256.75 | 95.75 | 54
2023/24 | 257.25 | 95.75 | 52
2023/24 | 257.75 | 95.75 | 38
2023/24 | 258.25 | 95.75 | 47
2023/24 | 258.75 | 95.75 | 43
2023/24 | 259.25 | 95.75 | 42
2023/24 | 259.75 | 95.75 | 46
2023/24 | 260.25 | 95.75 | 49
2023/24 | 260.75 | 95.75 | 41
2023/24 | 261.25 | 95.75 | 51
2023/24 | 261.75 | 95.75 | 43
2023/24 | 262.25 | 95.75 | 40
2023/24 | 262.75 | 95.75 | 49
2023/24 | 263.25 | 95.75 | 37
2023/24 | 263.75 | 95.75 | 40
2023/24 | 264.25 | 95.75 | 44
2023/24 | 264.75 | 95.75 | 38
2023/24 | 265.25 | 95.75 | 35
2023/24 | 265.75 | 95.75 | 38
2023/24 | 266.25 | 95.75 | 34
2023/24 | 266.75 | 95.75 | 42
2023/24 | 267.25 | 95.75 | 27
2023/24 | 267.75 | 95.75 | 47
2023/24 | 268.25 | 95.75 | 38
2023/24 | 268.75 | 95.75 | 24
2023/24 | 269.25 | 95.75 | 36
2023/24 | 269.75 | 95.75 | 34
2023/24 | 270.25 | 95.75 | 40
2023/24 | 270.75 | 95.75 | 34
2023/24 | 271.25 | 95.75 | 26
2023/24 | 271.75 | 95.75 | 29
2023/24 | 272.25 | 95.75 | 43
2023/24 | 272.75 | 95.75 | 34
2023/24 | 273.25 | 95.75 | 40
2023/24 | 273.75 | 95.75 | 37
2023/24 | 274.25 | 95.75 | 33
2023/24 | 274.75 | 95.75 | 38
2023/24 | 275.25 | 95.75 | 25
2023/24 | 275.75 | 95.75 | 30
2023/24 | 276.25 | 95.75 | 24
2023/24 | 276.75 | 95.75 | 27
2023/24 | 277.25 | 95.75 | 24
2023/24 | 277.75 | 95.75 | 26
2023/24 | 278.25 | 95.75 | 27
2023/24 | 278.75 | 95.75 | 31
2023/24 | 279.25 | 95.75 | 20
2023/24 | 279.75 | 95.75 | 25
2023/24 | 280.25 | 95.75 | 25
2023/24 | 280.75 | 95.75 | 27
2023/24 | 281.25 | 95.75 | 21
2023/24 | 281.75 | 95.75 | 16
2023/24 | 282.25 | 95.75 | 27
2023/24 | 282.75 | 95.75 | 29
2023/24 | 283.25 | 95.75 | 30
2023/24 | 283.75 | 95.75 | 28
2023/24 | 284.25 | 95.75 | 26
2023/24 | 284.75 | 95.75 | 27
2023/24 | 285.25 | 95.75 | 16
2023/24 | 285.75 | 95.75 | 28
2023/24 | 286.25 | 95.75 | 22
2023/24 | 286.75 | 95.75 | 21
2023/24 | 287.25 | 95.75 | 32
2023/24 | 287.75 | 95.75 | 19
2023/24 | 288.25 | 95.75 | 21
2023/24 | 288.75 | 95.75 | 27
2023/24 | 289.25 | 95.75 | 18
2023/24 | 289.75 | 95.75 | 24
2023/24 | 290.25 | 95.75 | 18
2023/24 | 290.75 | 95.75 | 16
2023/24 | 291.25 | 95.75 | 18
2023/24 | 291.75 | 95.75 | 27
2023/24 | 292.25 | 95.75 | 19
2023/24 | 292.75 | 95.75 | 9
2023/24 | 293.25 | 95.75 | 19
2023/24 | 293.75 | 95.75 | 24
2023/24 | 294.25 | 95.75 | 21
2023/24 | 294.75 | 95.75 | 18
2023/24 | 295.25 | 95.75 | 25
2023/24 | 295.75 | 95.75 | 17
2023/24 | 296.25 | 95.75 | 18
2023/24 | 296.75 | 95.75 | 18
2023/24 | 297.25 | 95.75 | 24
2023/24 | 297.75 | 95.75 | 17
2023/24 | 298.25 | 95.75 | 17
2023/24 | 298.75 | 95.75 | 15
2023/24 | 299.25 | 95.75 | 19
2023/24 | 299.75 | 95.75 | 12
2023/24 | 300.25 | 95.75 | 15
2023/24 | 300.75 | 95.75 | 22
2023/24 | 301.25 | 95.75 | 11
2023/24 | 301.75 | 95.75 | 15
2023/24 | 302.25 | 95.75 | 10
2023/24 | 302.75 | 95.75 | 14
2023/24 | 303.25 | 95.75 | 12
2023/24 | 303.75 | 95.75 | 14
2023/24 | 304.25 | 95.75 | 15
2023/24 | 304.75 | 95.75 | 18
2023/24 | 305.25 | 95.75 | 13
2023/24 | 305.75 | 95.75 | 18
2023/24 | 306.25 | 95.75 | 18
2023/24 | 306.75 | 95.75 | 10
2023/24 | 307.25 | 95.75 | 13
2023/24 | 307.75 | 95.75 | 12
2023/24 | 308.25 | 95.75 | 11
2023/24 | 308.75 | 95.75 | 12
2023/24 | 309.25 | 95.75 | 13
2023/24 | 309.75 | 95.75 | 10
2023/24 | 310.25 | 95.75 | 20
2023/24 | 310.75 | 95.75 | 12
2023/24 | 311.25 | 95.75 | 13
2023/24 | 311.75 | 95.75 | 6
2023/24 | 312.25 | 95.75 | 11
2023/24 | 312.75 | 95.75 | 15
2023/24 | 313.25 | 95.75 | 19
2023/24 | 313.75 | 95.75 | 6
2023/24 | 314.25 | 95.75 | 12
2023/24 | 314.75 | 95.75 | 6
2023/24 | 315.25 | 95.75 | 10
2023/24 | 315.75 | 95.75 | 7
2023/24 | 316.25 | 95.75 | 3
2023/24 | 316.75 | 95.75 | 12
2023/24 | 317.25 | 95.75 | 12
2023/24 | 317.75 | 95.75 | 10
2023/24 | 318.25 | 95.75 | 7
2023/24 | 318.75 | 95.75 | 8
2023/24 | 319.25 | 95.75 | 6
2023/24 | 319.75 | 95.75 | 8
2023/24 | 320.25 | 95.75 | 10
2023/24 | 320.75 | 95.75 | 6
2023/24 | 321.25 | 95.75 | 10
2023/24 | 321.75 | 95.75 | 7
2023/24 | 322.25 | 95.75 | 10
2023/24 | 322.75 | 95.75 | 5
2023/24 | 323.25 | 95.75 | 7
2023/24 | 323.75 | 95.75 | 15
2023/24 | 324.25 | 95.75 | 12
2023/24 | 324.75 | 95.75 | 3
2023/24 | 325.25 | 95.75 | 9
2023/24 | 325.75 | 95.75 | 7
2023/24 | 326.75 | 95.75 | 8
2023/24 | 327.25 | 95.75 | 3
2023/24 | 327.75 | 95.75 | 2
2023/24 | 328.25 | 95.75 | 5
2023/24 | 328.75 | 95.75 | 2
2023/24 | 329.25 | 95.75 | 6
2023/24 | 330.25 | 95.75 | 2
2023/24 | 330.75 | 95.75 | 8
2023/24 | 331.25 | 95.75 | 4
2023/24 | 331.75 | 95.75 | 3
2023/24 | 332.25 | 95.75 | 8
2023/24 | 332.75 | 95.75 | 6
2023/24 | 333.25 | 95.75 | 6
2023/24 | 333.75 | 95.75 | 1
2023/24 | 334.25 | 95.75 | 2
2023/24 | 334.75 | 95.75 | 5
2023/24 | 335.25 | 95.75 | 5
2023/24 | 335.75 | 95.75 | 4
2023/24 | 336.25 | 95.75 | 5
2023/24 | 336.75 | 95.75 | 5
2023/24 | 337.25 | 95.75 | 3
2023/24 | 337.75 | 95.75 | 2
2023/24 | 338.25 | 95.75 | 2
2023/24 | 338.75 | 95.75 | 4
2023/24 | 339.25 | 95.75 | 7
2023/24 | 339.75 | 95.75 | 5
2023/24 | 340.75 | 95.75 | 3
2023/24 | 341.25 | 95.75 | 2
2023/24 | 341.75 | 95.75 | 6
2023/24 | 342.25 | 95.75 | 3
2023/24 | 342.75 | 95.75 | 3
2023/24 | 343.75 | 95.75 | 2
2023/24 | 344.25 | 95.75 | 2
2023/24 | 344.75 | 95.75 | 2
2023/24 | 345.25 | 95.75 | 1
2023/24 | 345.75 | 95.75 | 3
2023/24 | 346.25 | 95.75 | 3
2023/24 | 346.75 | 95.75 | 3
2023/24 | 347.25 | 95.75 | 3
2023/24 | 347.75 | 95.75 | 4
2023/24 | 348.25 | 95.75 | 3
2023/24 | 349.25 | 95.75 | 1
2023/24 | 349.75 | 95.75 | 1
2023/24 | 350.25 | 95.75 | 2
2023/24 | 350.75 | 95.75 | 4
2023/24 | 351.25 | 95.75 | 1
2023/24 | 351.75 | 95.75 | 1
2023/24 | 352.25 | 95.75 | 2
2023/24 | 352.75 | 95.75 | 1
2023/24 | 353.25 | 95.75 | 3
2023/24 | 353.75 | 95.75 | 2
2023/24 | 354.25 | 95.75 | 1
2023/24 | 354.75 | 95.75 | 3
2023/24 | 355.25 | 95.75 | 2
2023/24 | 355.75 | 95.75 | 1
2023/24 | 356.25 | 95.75 | 1
2023/24 | 356.75 | 95.75 | 2
2023/24 | 357.25 | 95.75 | 1
2023/24 | 357.75 | 95.75 | 2
2023/24 | 358.75 | 95.75 | 1
2023/24 | 359.25 | 95.75 | 2
2023/24 | 360.75 | 95.75 | 1
2023/24 | 361.25 | 95.75 | 2
2023/24 | 361.75 | 95.75 | 1
2023/24 | 362.75 | 95.75 | 2
2023/24 | 363.75 | 95.75 | 1
2023/24 | 365.25 | 95.75 | 1
2023/24 | 366.25 | 95.75 | 1
2023/24 | 366.75 | 95.75 | 1
2023/24 | 367.25 | 95.75 | 1
2023/24 | 367.75 | 95.75 | 1
2023/24 | 368.75 | 95.75 | 1
2023/24 | 370.25 | 95.75 | 3
2023/24 | 371.25 | 95.75 | 1
2023/24 | 371.75 | 95.75 | 1
2023/24 | 372.75 | 95.75 | 1
2023/24 | 373.25 | 95.75 | 1
2023/24 | 374.75 | 95.75 | 2
2023/24 | 375.75 | 95.75 | 1
2023/24 | 376.75 | 95.75 | 4
2023/24 | 379.25 | 95.75 | 1
2023/24 | 379.75 | 95.75 | 1
2023/24 | 381.75 | 95.75 | 1
2023/24 | 382.75 | 95.75 | 1
2023/24 | 383.75 | 95.75 | 1
2023/24 | 385.75 | 95.75 | 1
2023/24 | 386.75 | 95.75 | 1
2023/24 | 388.75 | 95.75 | 2
2023/24 | 390.75 | 95.75 | 1
2023/24 | 391.75 | 95.75 | 1
2023/24 | 392.25 | 95.75 | 1
2023/24 | 394.75 | 95.75 | 1
2023/24 | 395.75 | 95.75 | 1
2023/24 | 396.25 | 95.75 | 1
2023/24 | 398.25 | 95.75 | 1
2023/24 | 406.25 | 95.75 | 1
2023/24 | 406.75 | 95.75 | 1
2023/24 | 421.25 | 95.75 | 1
2023/24 | 139.75 | 96.25 | 2
2023/24 | 140.25 | 96.25 | 2
2023/24 | 143.25 | 96.25 | 2
2023/24 | 143.75 | 96.25 | 1
2023/24 | 146.75 | 96.25 | 1
2023/24 | 149.75 | 96.25 | 1
2023/24 | 151.25 | 96.25 | 1
2023/24 | 151.75 | 96.25 | 2
2023/24 | 152.25 | 96.25 | 1
2023/24 | 153.25 | 96.25 | 2
2023/24 | 154.25 | 96.25 | 2
2023/24 | 155.25 | 96.25 | 1
2023/24 | 155.75 | 96.25 | 2
2023/24 | 156.75 | 96.25 | 4
2023/24 | 157.25 | 96.25 | 1
2023/24 | 158.25 | 96.25 | 1
2023/24 | 158.75 | 96.25 | 2
2023/24 | 159.25 | 96.25 | 2
2023/24 | 159.75 | 96.25 | 3
2023/24 | 160.25 | 96.25 | 2
2023/24 | 160.75 | 96.25 | 1
2023/24 | 161.25 | 96.25 | 1
2023/24 | 162.25 | 96.25 | 4
2023/24 | 162.75 | 96.25 | 2
2023/24 | 163.25 | 96.25 | 4
2023/24 | 163.75 | 96.25 | 4
2023/24 | 164.25 | 96.25 | 4
2023/24 | 164.75 | 96.25 | 5
2023/24 | 165.25 | 96.25 | 6
2023/24 | 165.75 | 96.25 | 10
2023/24 | 166.25 | 96.25 | 8
2023/24 | 166.75 | 96.25 | 1
2023/24 | 167.25 | 96.25 | 8
2023/24 | 167.75 | 96.25 | 10
2023/24 | 168.25 | 96.25 | 10
2023/24 | 168.75 | 96.25 | 12
2023/24 | 169.25 | 96.25 | 12
2023/24 | 169.75 | 96.25 | 8
2023/24 | 170.25 | 96.25 | 6
2023/24 | 170.75 | 96.25 | 17
2023/24 | 171.25 | 96.25 | 11
2023/24 | 171.75 | 96.25 | 14
2023/24 | 172.25 | 96.25 | 15
2023/24 | 172.75 | 96.25 | 15
2023/24 | 173.25 | 96.25 | 16
2023/24 | 173.75 | 96.25 | 25
2023/24 | 174.25 | 96.25 | 19
2023/24 | 174.75 | 96.25 | 12
2023/24 | 175.25 | 96.25 | 24
2023/24 | 175.75 | 96.25 | 14
2023/24 | 176.25 | 96.25 | 17
2023/24 | 176.75 | 96.25 | 15
2023/24 | 177.25 | 96.25 | 28
2023/24 | 177.75 | 96.25 | 22
2023/24 | 178.25 | 96.25 | 25
2023/24 | 178.75 | 96.25 | 31
2023/24 | 179.25 | 96.25 | 28
2023/24 | 179.75 | 96.25 | 35
2023/24 | 180.25 | 96.25 | 25
2023/24 | 180.75 | 96.25 | 27
2023/24 | 181.25 | 96.25 | 35
2023/24 | 181.75 | 96.25 | 32
2023/24 | 182.25 | 96.25 | 42
2023/24 | 182.75 | 96.25 | 32
2023/24 | 183.25 | 96.25 | 46
2023/24 | 183.75 | 96.25 | 51
2023/24 | 184.25 | 96.25 | 43
2023/24 | 184.75 | 96.25 | 42
2023/24 | 185.25 | 96.25 | 45
2023/24 | 185.75 | 96.25 | 60
2023/24 | 186.25 | 96.25 | 66
2023/24 | 186.75 | 96.25 | 57
2023/24 | 187.25 | 96.25 | 57
2023/24 | 187.75 | 96.25 | 58
2023/24 | 188.25 | 96.25 | 68
2023/24 | 188.75 | 96.25 | 71
2023/24 | 189.25 | 96.25 | 62
2023/24 | 189.75 | 96.25 | 60
2023/24 | 190.25 | 96.25 | 82
2023/24 | 190.75 | 96.25 | 79
2023/24 | 191.25 | 96.25 | 89
2023/24 | 191.75 | 96.25 | 84
2023/24 | 192.25 | 96.25 | 72
2023/24 | 192.75 | 96.25 | 87
2023/24 | 193.25 | 96.25 | 78
2023/24 | 193.75 | 96.25 | 79
2023/24 | 194.25 | 96.25 | 98
2023/24 | 194.75 | 96.25 | 91
2023/24 | 195.25 | 96.25 | 89
2023/24 | 195.75 | 96.25 | 92
2023/24 | 196.25 | 96.25 | 84
2023/24 | 196.75 | 96.25 | 115
2023/24 | 197.25 | 96.25 | 127
2023/24 | 197.75 | 96.25 | 112
2023/24 | 198.25 | 96.25 | 108
2023/24 | 198.75 | 96.25 | 93
2023/24 | 199.25 | 96.25 | 110
2023/24 | 199.75 | 96.25 | 98
2023/24 | 200.25 | 96.25 | 120
2023/24 | 200.75 | 96.25 | 114
2023/24 | 201.25 | 96.25 | 109
2023/24 | 201.75 | 96.25 | 127
2023/24 | 202.25 | 96.25 | 126
2023/24 | 202.75 | 96.25 | 125
2023/24 | 203.25 | 96.25 | 120
2023/24 | 203.75 | 96.25 | 117
2023/24 | 204.25 | 96.25 | 150
2023/24 | 204.75 | 96.25 | 126
2023/24 | 205.25 | 96.25 | 128
2023/24 | 205.75 | 96.25 | 126
2023/24 | 206.25 | 96.25 | 122
2023/24 | 206.75 | 96.25 | 144
2023/24 | 207.25 | 96.25 | 144
2023/24 | 207.75 | 96.25 | 154
2023/24 | 208.25 | 96.25 | 143
2023/24 | 208.75 | 96.25 | 139
2023/24 | 209.25 | 96.25 | 148
2023/24 | 209.75 | 96.25 | 135
2023/24 | 210.25 | 96.25 | 141
2023/24 | 210.75 | 96.25 | 127
2023/24 | 211.25 | 96.25 | 119
2023/24 | 211.75 | 96.25 | 162
2023/24 | 212.25 | 96.25 | 133
2023/24 | 212.75 | 96.25 | 143
2023/24 | 213.25 | 96.25 | 127
2023/24 | 213.75 | 96.25 | 160
2023/24 | 214.25 | 96.25 | 141
2023/24 | 214.75 | 96.25 | 125
2023/24 | 215.25 | 96.25 | 153
2023/24 | 215.75 | 96.25 | 145
2023/24 | 216.25 | 96.25 | 148
2023/24 | 216.75 | 96.25 | 134
2023/24 | 217.25 | 96.25 | 137
2023/24 | 217.75 | 96.25 | 160
2023/24 | 218.25 | 96.25 | 139
2023/24 | 218.75 | 96.25 | 176
2023/24 | 219.25 | 96.25 | 141
2023/24 | 219.75 | 96.25 | 131
2023/24 | 220.25 | 96.25 | 135
2023/24 | 220.75 | 96.25 | 154
2023/24 | 221.25 | 96.25 | 139
2023/24 | 221.75 | 96.25 | 145
2023/24 | 222.25 | 96.25 | 109
2023/24 | 222.75 | 96.25 | 152
2023/24 | 223.25 | 96.25 | 147
2023/24 | 223.75 | 96.25 | 134
2023/24 | 224.25 | 96.25 | 139
2023/24 | 224.75 | 96.25 | 128
2023/24 | 225.25 | 96.25 | 120
2023/24 | 225.75 | 96.25 | 132
2023/24 | 226.25 | 96.25 | 123
2023/24 | 226.75 | 96.25 | 133
2023/24 | 227.25 | 96.25 | 117
2023/24 | 227.75 | 96.25 | 122
2023/24 | 228.25 | 96.25 | 98
2023/24 | 228.75 | 96.25 | 121
2023/24 | 229.25 | 96.25 | 126
2023/24 | 229.75 | 96.25 | 106
2023/24 | 230.25 | 96.25 | 122
2023/24 | 230.75 | 96.25 | 119
2023/24 | 231.25 | 96.25 | 130
2023/24 | 231.75 | 96.25 | 118
2023/24 | 232.25 | 96.25 | 109
2023/24 | 232.75 | 96.25 | 113
2023/24 | 233.25 | 96.25 | 119
2023/24 | 233.75 | 96.25 | 105
2023/24 | 234.25 | 96.25 | 111
2023/24 | 234.75 | 96.25 | 99
2023/24 | 235.25 | 96.25 | 123
2023/24 | 235.75 | 96.25 | 103
2023/24 | 236.25 | 96.25 | 100
2023/24 | 236.75 | 96.25 | 95
2023/24 | 237.25 | 96.25 | 91
2023/24 | 237.75 | 96.25 | 113
2023/24 | 238.25 | 96.25 | 83
2023/24 | 238.75 | 96.25 | 99
2023/24 | 239.25 | 96.25 | 82
2023/24 | 239.75 | 96.25 | 105
2023/24 | 240.25 | 96.25 | 82
2023/24 | 240.75 | 96.25 | 95
2023/24 | 241.25 | 96.25 | 96
2023/24 | 241.75 | 96.25 | 80
2023/24 | 242.25 | 96.25 | 95
2023/24 | 242.75 | 96.25 | 92
2023/24 | 243.25 | 96.25 | 76
2023/24 | 243.75 | 96.25 | 89
2023/24 | 244.25 | 96.25 | 94
2023/24 | 244.75 | 96.25 | 85
2023/24 | 245.25 | 96.25 | 79
2023/24 | 245.75 | 96.25 | 85
2023/24 | 246.25 | 96.25 | 74
2023/24 | 246.75 | 96.25 | 74
2023/24 | 247.25 | 96.25 | 74
2023/24 | 247.75 | 96.25 | 68
2023/24 | 248.25 | 96.25 | 80
2023/24 | 248.75 | 96.25 | 61
2023/24 | 249.25 | 96.25 | 58
2023/24 | 249.75 | 96.25 | 58
2023/24 | 250.25 | 96.25 | 79
2023/24 | 250.75 | 96.25 | 88
2023/24 | 251.25 | 96.25 | 72
2023/24 | 251.75 | 96.25 | 58
2023/24 | 252.25 | 96.25 | 56
2023/24 | 252.75 | 96.25 | 66
2023/24 | 253.25 | 96.25 | 63
2023/24 | 253.75 | 96.25 | 60
2023/24 | 254.25 | 96.25 | 57
2023/24 | 254.75 | 96.25 | 59
2023/24 | 255.25 | 96.25 | 50
2023/24 | 255.75 | 96.25 | 61
2023/24 | 256.25 | 96.25 | 62
2023/24 | 256.75 | 96.25 | 61
2023/24 | 257.25 | 96.25 | 45
2023/24 | 257.75 | 96.25 | 55
2023/24 | 258.25 | 96.25 | 45
2023/24 | 258.75 | 96.25 | 58
2023/24 | 259.25 | 96.25 | 59
2023/24 | 259.75 | 96.25 | 57
2023/24 | 260.25 | 96.25 | 55
2023/24 | 260.75 | 96.25 | 46
2023/24 | 261.25 | 96.25 | 39
2023/24 | 261.75 | 96.25 | 52
2023/24 | 262.25 | 96.25 | 64
2023/24 | 262.75 | 96.25 | 61
2023/24 | 263.25 | 96.25 | 44
2023/24 | 263.75 | 96.25 | 40
2023/24 | 264.25 | 96.25 | 53
2023/24 | 264.75 | 96.25 | 47
2023/24 | 265.25 | 96.25 | 40
2023/24 | 265.75 | 96.25 | 34
2023/24 | 266.25 | 96.25 | 46
2023/24 | 266.75 | 96.25 | 43
2023/24 | 267.25 | 96.25 | 38
2023/24 | 267.75 | 96.25 | 36
2023/24 | 268.25 | 96.25 | 35
2023/24 | 268.75 | 96.25 | 42
2023/24 | 269.25 | 96.25 | 49
2023/24 | 269.75 | 96.25 | 33
2023/24 | 270.25 | 96.25 | 39
2023/24 | 270.75 | 96.25 | 36
2023/24 | 271.25 | 96.25 | 26
2023/24 | 271.75 | 96.25 | 27
2023/24 | 272.25 | 96.25 | 36
2023/24 | 272.75 | 96.25 | 29
2023/24 | 273.25 | 96.25 | 28
2023/24 | 273.75 | 96.25 | 37
2023/24 | 274.25 | 96.25 | 39
2023/24 | 274.75 | 96.25 | 25
2023/24 | 275.25 | 96.25 | 34
2023/24 | 275.75 | 96.25 | 27
2023/24 | 276.25 | 96.25 | 30
2023/24 | 276.75 | 96.25 | 32
2023/24 | 277.25 | 96.25 | 32
2023/24 | 277.75 | 96.25 | 22
2023/24 | 278.25 | 96.25 | 43
2023/24 | 278.75 | 96.25 | 23
2023/24 | 279.25 | 96.25 | 22
2023/24 | 279.75 | 96.25 | 33
2023/24 | 280.25 | 96.25 | 27
2023/24 | 280.75 | 96.25 | 26
2023/24 | 281.25 | 96.25 | 24
2023/24 | 281.75 | 96.25 | 23
2023/24 | 282.25 | 96.25 | 19
2023/24 | 282.75 | 96.25 | 23
2023/24 | 283.25 | 96.25 | 30
2023/24 | 283.75 | 96.25 | 26
2023/24 | 284.25 | 96.25 | 31
2023/24 | 284.75 | 96.25 | 18
2023/24 | 285.25 | 96.25 | 26
2023/24 | 285.75 | 96.25 | 20
2023/24 | 286.25 | 96.25 | 17
2023/24 | 286.75 | 96.25 | 20
2023/24 | 287.25 | 96.25 | 25
2023/24 | 287.75 | 96.25 | 22
2023/24 | 288.25 | 96.25 | 26
2023/24 | 288.75 | 96.25 | 20
2023/24 | 289.25 | 96.25 | 25
2023/24 | 289.75 | 96.25 | 22
2023/24 | 290.25 | 96.25 | 21
2023/24 | 290.75 | 96.25 | 21
2023/24 | 291.25 | 96.25 | 21
2023/24 | 291.75 | 96.25 | 18
2023/24 | 292.25 | 96.25 | 20
2023/24 | 292.75 | 96.25 | 22
2023/24 | 293.25 | 96.25 | 17
2023/24 | 293.75 | 96.25 | 26
2023/24 | 294.25 | 96.25 | 11
2023/24 | 294.75 | 96.25 | 22
2023/24 | 295.25 | 96.25 | 11
2023/24 | 295.75 | 96.25 | 20
2023/24 | 296.25 | 96.25 | 13
2023/24 | 296.75 | 96.25 | 14
2023/24 | 297.25 | 96.25 | 17
2023/24 | 297.75 | 96.25 | 22
2023/24 | 298.25 | 96.25 | 18
2023/24 | 298.75 | 96.25 | 23
2023/24 | 299.25 | 96.25 | 15
2023/24 | 299.75 | 96.25 | 10
2023/24 | 300.25 | 96.25 | 12
2023/24 | 300.75 | 96.25 | 8
2023/24 | 301.25 | 96.25 | 14
2023/24 | 301.75 | 96.25 | 14
2023/24 | 302.25 | 96.25 | 12
2023/24 | 302.75 | 96.25 | 13
2023/24 | 303.25 | 96.25 | 13
2023/24 | 303.75 | 96.25 | 14
2023/24 | 304.25 | 96.25 | 9
2023/24 | 304.75 | 96.25 | 17
2023/24 | 305.25 | 96.25 | 12
2023/24 | 305.75 | 96.25 | 16
2023/24 | 306.25 | 96.25 | 12
2023/24 | 306.75 | 96.25 | 13
2023/24 | 307.25 | 96.25 | 7
2023/24 | 307.75 | 96.25 | 17
2023/24 | 308.25 | 96.25 | 10
2023/24 | 308.75 | 96.25 | 10
2023/24 | 309.25 | 96.25 | 12
2023/24 | 309.75 | 96.25 | 13
2023/24 | 310.25 | 96.25 | 11
2023/24 | 310.75 | 96.25 | 9
2023/24 | 311.25 | 96.25 | 7
2023/24 | 311.75 | 96.25 | 5
2023/24 | 312.25 | 96.25 | 11
2023/24 | 312.75 | 96.25 | 6
2023/24 | 313.25 | 96.25 | 12
2023/24 | 313.75 | 96.25 | 11
2023/24 | 314.25 | 96.25 | 9
2023/24 | 314.75 | 96.25 | 8
2023/24 | 315.25 | 96.25 | 9
2023/24 | 315.75 | 96.25 | 8
2023/24 | 316.25 | 96.25 | 9
2023/24 | 316.75 | 96.25 | 9
2023/24 | 317.25 | 96.25 | 10
2023/24 | 317.75 | 96.25 | 3
2023/24 | 318.25 | 96.25 | 7
2023/24 | 318.75 | 96.25 | 11
2023/24 | 319.25 | 96.25 | 7
2023/24 | 319.75 | 96.25 | 5
2023/24 | 320.25 | 96.25 | 5
2023/24 | 320.75 | 96.25 | 13
2023/24 | 321.25 | 96.25 | 12
2023/24 | 321.75 | 96.25 | 5
2023/24 | 322.25 | 96.25 | 9
2023/24 | 322.75 | 96.25 | 6
2023/24 | 323.25 | 96.25 | 9
2023/24 | 323.75 | 96.25 | 6
2023/24 | 324.25 | 96.25 | 7
2023/24 | 324.75 | 96.25 | 11
2023/24 | 325.25 | 96.25 | 12
2023/24 | 325.75 | 96.25 | 5
2023/24 | 326.25 | 96.25 | 4
2023/24 | 326.75 | 96.25 | 4
2023/24 | 327.25 | 96.25 | 6
2023/24 | 327.75 | 96.25 | 6
2023/24 | 328.25 | 96.25 | 4
2023/24 | 328.75 | 96.25 | 8
2023/24 | 329.25 | 96.25 | 4
2023/24 | 329.75 | 96.25 | 5
2023/24 | 330.25 | 96.25 | 5
2023/24 | 330.75 | 96.25 | 7
2023/24 | 331.25 | 96.25 | 9
2023/24 | 331.75 | 96.25 | 7
2023/24 | 332.25 | 96.25 | 7
2023/24 | 332.75 | 96.25 | 7
2023/24 | 333.25 | 96.25 | 4
2023/24 | 333.75 | 96.25 | 4
2023/24 | 334.25 | 96.25 | 3
2023/24 | 334.75 | 96.25 | 5
2023/24 | 335.25 | 96.25 | 1
2023/24 | 335.75 | 96.25 | 3
2023/24 | 336.25 | 96.25 | 8
2023/24 | 336.75 | 96.25 | 6
2023/24 | 337.25 | 96.25 | 1
2023/24 | 337.75 | 96.25 | 3
2023/24 | 338.25 | 96.25 | 2
2023/24 | 338.75 | 96.25 | 3
2023/24 | 339.25 | 96.25 | 5
2023/24 | 339.75 | 96.25 | 1
2023/24 | 340.25 | 96.25 | 2
2023/24 | 340.75 | 96.25 | 2
2023/24 | 341.75 | 96.25 | 3
2023/24 | 342.25 | 96.25 | 3
2023/24 | 342.75 | 96.25 | 3
2023/24 | 343.25 | 96.25 | 1
2023/24 | 343.75 | 96.25 | 5
2023/24 | 344.25 | 96.25 | 1
2023/24 | 344.75 | 96.25 | 5
2023/24 | 345.25 | 96.25 | 3
2023/24 | 345.75 | 96.25 | 1
2023/24 | 346.25 | 96.25 | 4
2023/24 | 346.75 | 96.25 | 3
2023/24 | 347.25 | 96.25 | 3
2023/24 | 347.75 | 96.25 | 2
2023/24 | 348.25 | 96.25 | 1
2023/24 | 348.75 | 96.25 | 1
2023/24 | 349.25 | 96.25 | 3
2023/24 | 349.75 | 96.25 | 1
2023/24 | 350.25 | 96.25 | 2
2023/24 | 350.75 | 96.25 | 3
2023/24 | 351.25 | 96.25 | 4
2023/24 | 351.75 | 96.25 | 3
2023/24 | 352.25 | 96.25 | 5
2023/24 | 352.75 | 96.25 | 1
2023/24 | 353.25 | 96.25 | 5
2023/24 | 353.75 | 96.25 | 2
2023/24 | 354.25 | 96.25 | 2
2023/24 | 355.25 | 96.25 | 2
2023/24 | 355.75 | 96.25 | 2
2023/24 | 356.25 | 96.25 | 1
2023/24 | 357.25 | 96.25 | 3
2023/24 | 357.75 | 96.25 | 3
2023/24 | 358.25 | 96.25 | 1
2023/24 | 358.75 | 96.25 | 1
2023/24 | 359.25 | 96.25 | 2
2023/24 | 359.75 | 96.25 | 2
2023/24 | 360.25 | 96.25 | 2
2023/24 | 361.25 | 96.25 | 2
2023/24 | 362.25 | 96.25 | 1
2023/24 | 363.25 | 96.25 | 2
2023/24 | 364.25 | 96.25 | 1
2023/24 | 364.75 | 96.25 | 4
2023/24 | 367.25 | 96.25 | 2
2023/24 | 367.75 | 96.25 | 1
2023/24 | 370.25 | 96.25 | 1
2023/24 | 373.25 | 96.25 | 1
2023/24 | 375.25 | 96.25 | 2
2023/24 | 376.25 | 96.25 | 1
2023/24 | 376.75 | 96.25 | 1
2023/24 | 380.75 | 96.25 | 1
2023/24 | 384.75 | 96.25 | 1
2023/24 | 386.75 | 96.25 | 1
2023/24 | 387.75 | 96.25 | 1
2023/24 | 388.25 | 96.25 | 2
2023/24 | 389.75 | 96.25 | 1
2023/24 | 391.75 | 96.25 | 1
2023/24 | 393.75 | 96.25 | 1
2023/24 | 394.25 | 96.25 | 1
2023/24 | 398.25 | 96.25 | 1
2023/24 | 399.75 | 96.25 | 1
2023/24 | 400.75 | 96.25 | 1
2023/24 | 412.75 | 96.25 | 1
2023/24 | 419.75 | 96.25 | 1
2023/24 | 431.25 | 96.25 | 1
2023/24 | 435.75 | 96.25 | 1
2023/24 | 125.25 | 96.75 | 1
2023/24 | 126.75 | 96.75 | 1
2023/24 | 133.25 | 96.75 | 1
2023/24 | 142.25 | 96.75 | 1
2023/24 | 145.25 | 96.75 | 1
2023/24 | 145.75 | 96.75 | 1
2023/24 | 146.25 | 96.75 | 1
2023/24 | 148.25 | 96.75 | 1
2023/24 | 148.75 | 96.75 | 1
2023/24 | 149.25 | 96.75 | 1
2023/24 | 152.25 | 96.75 | 2
2023/24 | 152.75 | 96.75 | 1
2023/24 | 153.75 | 96.75 | 4
2023/24 | 154.25 | 96.75 | 1
2023/24 | 154.75 | 96.75 | 2
2023/24 | 156.25 | 96.75 | 1
2023/24 | 157.75 | 96.75 | 2
2023/24 | 158.25 | 96.75 | 6
2023/24 | 158.75 | 96.75 | 1
2023/24 | 159.25 | 96.75 | 4
2023/24 | 159.75 | 96.75 | 1
2023/24 | 160.25 | 96.75 | 1
2023/24 | 161.25 | 96.75 | 5
2023/24 | 161.75 | 96.75 | 7
2023/24 | 162.25 | 96.75 | 3
2023/24 | 162.75 | 96.75 | 2
2023/24 | 163.25 | 96.75 | 6
2023/24 | 163.75 | 96.75 | 5
2023/24 | 164.25 | 96.75 | 5
2023/24 | 164.75 | 96.75 | 4
2023/24 | 165.25 | 96.75 | 2
2023/24 | 165.75 | 96.75 | 3
2023/24 | 166.25 | 96.75 | 5
2023/24 | 166.75 | 96.75 | 8
2023/24 | 167.25 | 96.75 | 11
2023/24 | 167.75 | 96.75 | 8
2023/24 | 168.25 | 96.75 | 7
2023/24 | 168.75 | 96.75 | 7
2023/24 | 169.25 | 96.75 | 4
2023/24 | 169.75 | 96.75 | 6
2023/24 | 170.25 | 96.75 | 7
2023/24 | 170.75 | 96.75 | 8
2023/24 | 171.25 | 96.75 | 7
2023/24 | 171.75 | 96.75 | 5
2023/24 | 172.25 | 96.75 | 9
2023/24 | 172.75 | 96.75 | 6
2023/24 | 173.25 | 96.75 | 14
2023/24 | 173.75 | 96.75 | 11
2023/24 | 174.25 | 96.75 | 12
2023/24 | 174.75 | 96.75 | 18
2023/24 | 175.25 | 96.75 | 26
2023/24 | 175.75 | 96.75 | 18
2023/24 | 176.25 | 96.75 | 10
2023/24 | 176.75 | 96.75 | 21
2023/24 | 177.25 | 96.75 | 28
2023/24 | 177.75 | 96.75 | 26
2023/24 | 178.25 | 96.75 | 27
2023/24 | 178.75 | 96.75 | 33
2023/24 | 179.25 | 96.75 | 26
2023/24 | 179.75 | 96.75 | 31
2023/24 | 180.25 | 96.75 | 27
2023/24 | 180.75 | 96.75 | 32
2023/24 | 181.25 | 96.75 | 38
2023/24 | 181.75 | 96.75 | 32
2023/24 | 182.25 | 96.75 | 28
2023/24 | 182.75 | 96.75 | 41
2023/24 | 183.25 | 96.75 | 45
2023/24 | 183.75 | 96.75 | 55
2023/24 | 184.25 | 96.75 | 44
2023/24 | 184.75 | 96.75 | 46
2023/24 | 185.25 | 96.75 | 33
2023/24 | 185.75 | 96.75 | 49
2023/24 | 186.25 | 96.75 | 40
2023/24 | 186.75 | 96.75 | 61
2023/24 | 187.25 | 96.75 | 54
2023/24 | 187.75 | 96.75 | 56
2023/24 | 188.25 | 96.75 | 45
2023/24 | 188.75 | 96.75 | 62
2023/24 | 189.25 | 96.75 | 64
2023/24 | 189.75 | 96.75 | 69
2023/24 | 190.25 | 96.75 | 77
2023/24 | 190.75 | 96.75 | 79
2023/24 | 191.25 | 96.75 | 76
2023/24 | 191.75 | 96.75 | 72
2023/24 | 192.25 | 96.75 | 71
2023/24 | 192.75 | 96.75 | 73
2023/24 | 193.25 | 96.75 | 69
2023/24 | 193.75 | 96.75 | 79
2023/24 | 194.25 | 96.75 | 96
2023/24 | 194.75 | 96.75 | 85
2023/24 | 195.25 | 96.75 | 77
2023/24 | 195.75 | 96.75 | 103
2023/24 | 196.25 | 96.75 | 82
2023/24 | 196.75 | 96.75 | 102
2023/24 | 197.25 | 96.75 | 92
2023/24 | 197.75 | 96.75 | 85
2023/24 | 198.25 | 96.75 | 93
2023/24 | 198.75 | 96.75 | 91
2023/24 | 199.25 | 96.75 | 112
2023/24 | 199.75 | 96.75 | 126
2023/24 | 200.25 | 96.75 | 114
2023/24 | 200.75 | 96.75 | 126
2023/24 | 201.25 | 96.75 | 126
2023/24 | 201.75 | 96.75 | 112
2023/24 | 202.25 | 96.75 | 110
2023/24 | 202.75 | 96.75 | 112
2023/24 | 203.25 | 96.75 | 123
2023/24 | 203.75 | 96.75 | 115
2023/24 | 204.25 | 96.75 | 133
2023/24 | 204.75 | 96.75 | 120
2023/24 | 205.25 | 96.75 | 127
2023/24 | 205.75 | 96.75 | 130
2023/24 | 206.25 | 96.75 | 104
2023/24 | 206.75 | 96.75 | 137
2023/24 | 207.25 | 96.75 | 160
2023/24 | 207.75 | 96.75 | 135
2023/24 | 208.25 | 96.75 | 136
2023/24 | 208.75 | 96.75 | 149
2023/24 | 209.25 | 96.75 | 156
2023/24 | 209.75 | 96.75 | 127
2023/24 | 210.25 | 96.75 | 146
2023/24 | 210.75 | 96.75 | 151
2023/24 | 211.25 | 96.75 | 150
2023/24 | 211.75 | 96.75 | 143
2023/24 | 212.25 | 96.75 | 138
2023/24 | 212.75 | 96.75 | 136
2023/24 | 213.25 | 96.75 | 177
2023/24 | 213.75 | 96.75 | 159
2023/24 | 214.25 | 96.75 | 154
2023/24 | 214.75 | 96.75 | 137
2023/24 | 215.25 | 96.75 | 141
2023/24 | 215.75 | 96.75 | 149
2023/24 | 216.25 | 96.75 | 133
2023/24 | 216.75 | 96.75 | 135
2023/24 | 217.25 | 96.75 | 153
2023/24 | 217.75 | 96.75 | 161
2023/24 | 218.25 | 96.75 | 150
2023/24 | 218.75 | 96.75 | 139
2023/24 | 219.25 | 96.75 | 165
2023/24 | 219.75 | 96.75 | 127
2023/24 | 220.25 | 96.75 | 142
2023/24 | 220.75 | 96.75 | 149
2023/24 | 221.25 | 96.75 | 145
2023/24 | 221.75 | 96.75 | 142
2023/24 | 222.25 | 96.75 | 163
2023/24 | 222.75 | 96.75 | 126
2023/24 | 223.25 | 96.75 | 147
2023/24 | 223.75 | 96.75 | 142
2023/24 | 224.25 | 96.75 | 128
2023/24 | 224.75 | 96.75 | 131
2023/24 | 225.25 | 96.75 | 144
2023/24 | 225.75 | 96.75 | 158
2023/24 | 226.25 | 96.75 | 127
2023/24 | 226.75 | 96.75 | 133
2023/24 | 227.25 | 96.75 | 136
2023/24 | 227.75 | 96.75 | 134
2023/24 | 228.25 | 96.75 | 165
2023/24 | 228.75 | 96.75 | 145
2023/24 | 229.25 | 96.75 | 121
2023/24 | 229.75 | 96.75 | 135
2023/24 | 230.25 | 96.75 | 98
2023/24 | 230.75 | 96.75 | 126
2023/24 | 231.25 | 96.75 | 131
2023/24 | 231.75 | 96.75 | 116
2023/24 | 232.25 | 96.75 | 127
2023/24 | 232.75 | 96.75 | 120
2023/24 | 233.25 | 96.75 | 124
2023/24 | 233.75 | 96.75 | 114
2023/24 | 234.25 | 96.75 | 99
2023/24 | 234.75 | 96.75 | 100
2023/24 | 235.25 | 96.75 | 119
2023/24 | 235.75 | 96.75 | 92
2023/24 | 236.25 | 96.75 | 101
2023/24 | 236.75 | 96.75 | 101
2023/24 | 237.25 | 96.75 | 105
2023/24 | 237.75 | 96.75 | 110
2023/24 | 238.25 | 96.75 | 86
2023/24 | 238.75 | 96.75 | 96
2023/24 | 239.25 | 96.75 | 111
2023/24 | 239.75 | 96.75 | 112
2023/24 | 240.25 | 96.75 | 89
2023/24 | 240.75 | 96.75 | 96
2023/24 | 241.25 | 96.75 | 88
2023/24 | 241.75 | 96.75 | 96
2023/24 | 242.25 | 96.75 | 100
2023/24 | 242.75 | 96.75 | 84
2023/24 | 243.25 | 96.75 | 112
2023/24 | 243.75 | 96.75 | 87
2023/24 | 244.25 | 96.75 | 93
2023/24 | 244.75 | 96.75 | 75
2023/24 | 245.25 | 96.75 | 86
2023/24 | 245.75 | 96.75 | 68
2023/24 | 246.25 | 96.75 | 83
2023/24 | 246.75 | 96.75 | 89
2023/24 | 247.25 | 96.75 | 73
2023/24 | 247.75 | 96.75 | 84
2023/24 | 248.25 | 96.75 | 82
2023/24 | 248.75 | 96.75 | 76
2023/24 | 249.25 | 96.75 | 75
2023/24 | 249.75 | 96.75 | 76
2023/24 | 250.25 | 96.75 | 64
2023/24 | 250.75 | 96.75 | 70
2023/24 | 251.25 | 96.75 | 66
2023/24 | 251.75 | 96.75 | 75
2023/24 | 252.25 | 96.75 | 67
2023/24 | 252.75 | 96.75 | 62
2023/24 | 253.25 | 96.75 | 59
2023/24 | 253.75 | 96.75 | 73
2023/24 | 254.25 | 96.75 | 61
2023/24 | 254.75 | 96.75 | 61
2023/24 | 255.25 | 96.75 | 54
2023/24 | 255.75 | 96.75 | 64
2023/24 | 256.25 | 96.75 | 51
2023/24 | 256.75 | 96.75 | 58
2023/24 | 257.25 | 96.75 | 55
2023/24 | 257.75 | 96.75 | 58
2023/24 | 258.25 | 96.75 | 56
2023/24 | 258.75 | 96.75 | 60
2023/24 | 259.25 | 96.75 | 47
2023/24 | 259.75 | 96.75 | 57
2023/24 | 260.25 | 96.75 | 52
2023/24 | 260.75 | 96.75 | 69
2023/24 | 261.25 | 96.75 | 50
2023/24 | 261.75 | 96.75 | 47
2023/24 | 262.25 | 96.75 | 50
2023/24 | 262.75 | 96.75 | 38
2023/24 | 263.25 | 96.75 | 42
2023/24 | 263.75 | 96.75 | 53
2023/24 | 264.25 | 96.75 | 51
2023/24 | 264.75 | 96.75 | 40
2023/24 | 265.25 | 96.75 | 39
2023/24 | 265.75 | 96.75 | 38
2023/24 | 266.25 | 96.75 | 38
2023/24 | 266.75 | 96.75 | 40
2023/24 | 267.25 | 96.75 | 34
2023/24 | 267.75 | 96.75 | 35
2023/24 | 268.25 | 96.75 | 33
2023/24 | 268.75 | 96.75 | 37
2023/24 | 269.25 | 96.75 | 41
2023/24 | 269.75 | 96.75 | 43
2023/24 | 270.25 | 96.75 | 41
2023/24 | 270.75 | 96.75 | 28
2023/24 | 271.25 | 96.75 | 31
2023/24 | 271.75 | 96.75 | 41
2023/24 | 272.25 | 96.75 | 30
2023/24 | 272.75 | 96.75 | 42
2023/24 | 273.25 | 96.75 | 32
2023/24 | 273.75 | 96.75 | 36
2023/24 | 274.25 | 96.75 | 39
2023/24 | 274.75 | 96.75 | 36
2023/24 | 275.25 | 96.75 | 42
2023/24 | 275.75 | 96.75 | 44
2023/24 | 276.25 | 96.75 | 43
2023/24 | 276.75 | 96.75 | 30
2023/24 | 277.25 | 96.75 | 28
2023/24 | 277.75 | 96.75 | 45
2023/24 | 278.25 | 96.75 | 28
2023/24 | 278.75 | 96.75 | 34
2023/24 | 279.25 | 96.75 | 36
2023/24 | 279.75 | 96.75 | 39
2023/24 | 280.25 | 96.75 | 29
2023/24 | 280.75 | 96.75 | 31
2023/24 | 281.25 | 96.75 | 23
2023/24 | 281.75 | 96.75 | 28
2023/24 | 282.25 | 96.75 | 24
2023/24 | 282.75 | 96.75 | 28
2023/24 | 283.25 | 96.75 | 21
2023/24 | 283.75 | 96.75 | 25
2023/24 | 284.25 | 96.75 | 25
2023/24 | 284.75 | 96.75 | 22
2023/24 | 285.25 | 96.75 | 34
2023/24 | 285.75 | 96.75 | 33
2023/24 | 286.25 | 96.75 | 19
2023/24 | 286.75 | 96.75 | 23
2023/24 | 287.25 | 96.75 | 19
2023/24 | 287.75 | 96.75 | 14
2023/24 | 288.25 | 96.75 | 21
2023/24 | 288.75 | 96.75 | 29
2023/24 | 289.25 | 96.75 | 17
2023/24 | 289.75 | 96.75 | 28
2023/24 | 290.25 | 96.75 | 19
2023/24 | 290.75 | 96.75 | 18
2023/24 | 291.25 | 96.75 | 24
2023/24 | 291.75 | 96.75 | 13
2023/24 | 292.25 | 96.75 | 27
2023/24 | 292.75 | 96.75 | 24
2023/24 | 293.25 | 96.75 | 25
2023/24 | 293.75 | 96.75 | 25
2023/24 | 294.25 | 96.75 | 24
2023/24 | 294.75 | 96.75 | 22
2023/24 | 295.25 | 96.75 | 18
2023/24 | 295.75 | 96.75 | 17
2023/24 | 296.25 | 96.75 | 20
2023/24 | 296.75 | 96.75 | 20
2023/24 | 297.25 | 96.75 | 16
2023/24 | 297.75 | 96.75 | 20
2023/24 | 298.25 | 96.75 | 14
2023/24 | 298.75 | 96.75 | 12
2023/24 | 299.25 | 96.75 | 20
2023/24 | 299.75 | 96.75 | 12
2023/24 | 300.25 | 96.75 | 21
2023/24 | 300.75 | 96.75 | 14
2023/24 | 301.25 | 96.75 | 26
2023/24 | 301.75 | 96.75 | 22
2023/24 | 302.25 | 96.75 | 12
2023/24 | 302.75 | 96.75 | 20
2023/24 | 303.25 | 96.75 | 13
2023/24 | 303.75 | 96.75 | 9
2023/24 | 304.25 | 96.75 | 15
2023/24 | 304.75 | 96.75 | 16
2023/24 | 305.25 | 96.75 | 15
2023/24 | 305.75 | 96.75 | 10
2023/24 | 306.25 | 96.75 | 8
2023/24 | 306.75 | 96.75 | 23
2023/24 | 307.25 | 96.75 | 15
2023/24 | 307.75 | 96.75 | 14
2023/24 | 308.25 | 96.75 | 16
2023/24 | 308.75 | 96.75 | 9
2023/24 | 309.25 | 96.75 | 16
2023/24 | 309.75 | 96.75 | 6
2023/24 | 310.25 | 96.75 | 11
2023/24 | 310.75 | 96.75 | 17
2023/24 | 311.25 | 96.75 | 13
2023/24 | 311.75 | 96.75 | 15
2023/24 | 312.25 | 96.75 | 13
2023/24 | 312.75 | 96.75 | 13
2023/24 | 313.25 | 96.75 | 7
2023/24 | 313.75 | 96.75 | 14
2023/24 | 314.25 | 96.75 | 11
2023/24 | 314.75 | 96.75 | 16
2023/24 | 315.25 | 96.75 | 12
2023/24 | 315.75 | 96.75 | 8
2023/24 | 316.25 | 96.75 | 5
2023/24 | 316.75 | 96.75 | 8
2023/24 | 317.25 | 96.75 | 11
2023/24 | 317.75 | 96.75 | 9
2023/24 | 318.25 | 96.75 | 8
2023/24 | 318.75 | 96.75 | 10
2023/24 | 319.25 | 96.75 | 9
2023/24 | 319.75 | 96.75 | 8
2023/24 | 320.25 | 96.75 | 6
2023/24 | 320.75 | 96.75 | 1
2023/24 | 321.25 | 96.75 | 8
2023/24 | 321.75 | 96.75 | 7
2023/24 | 322.25 | 96.75 | 6
2023/24 | 322.75 | 96.75 | 10
2023/24 | 323.25 | 96.75 | 8
2023/24 | 323.75 | 96.75 | 9
2023/24 | 324.25 | 96.75 | 2
2023/24 | 324.75 | 96.75 | 8
2023/24 | 325.25 | 96.75 | 4
2023/24 | 325.75 | 96.75 | 6
2023/24 | 326.25 | 96.75 | 6
2023/24 | 326.75 | 96.75 | 8
2023/24 | 327.25 | 96.75 | 6
2023/24 | 327.75 | 96.75 | 6
2023/24 | 328.25 | 96.75 | 7
2023/24 | 328.75 | 96.75 | 4
2023/24 | 329.25 | 96.75 | 12
2023/24 | 329.75 | 96.75 | 8
2023/24 | 330.25 | 96.75 | 6
2023/24 | 330.75 | 96.75 | 5
2023/24 | 331.25 | 96.75 | 10
2023/24 | 331.75 | 96.75 | 4
2023/24 | 332.25 | 96.75 | 3
2023/24 | 332.75 | 96.75 | 5
2023/24 | 333.25 | 96.75 | 3
2023/24 | 333.75 | 96.75 | 3
2023/24 | 334.25 | 96.75 | 5
2023/24 | 334.75 | 96.75 | 6
2023/24 | 335.25 | 96.75 | 5
2023/24 | 335.75 | 96.75 | 5
2023/24 | 336.25 | 96.75 | 3
2023/24 | 336.75 | 96.75 | 6
2023/24 | 337.25 | 96.75 | 3
2023/24 | 337.75 | 96.75 | 3
2023/24 | 338.25 | 96.75 | 3
2023/24 | 338.75 | 96.75 | 5
2023/24 | 339.25 | 96.75 | 4
2023/24 | 339.75 | 96.75 | 5
2023/24 | 340.25 | 96.75 | 4
2023/24 | 340.75 | 96.75 | 1
2023/24 | 341.25 | 96.75 | 1
2023/24 | 341.75 | 96.75 | 8
2023/24 | 342.25 | 96.75 | 7
2023/24 | 342.75 | 96.75 | 7
2023/24 | 343.25 | 96.75 | 3
2023/24 | 343.75 | 96.75 | 5
2023/24 | 344.25 | 96.75 | 3
2023/24 | 344.75 | 96.75 | 2
2023/24 | 345.25 | 96.75 | 3
2023/24 | 345.75 | 96.75 | 1
2023/24 | 346.25 | 96.75 | 1
2023/24 | 346.75 | 96.75 | 5
2023/24 | 347.75 | 96.75 | 1
2023/24 | 348.25 | 96.75 | 2
2023/24 | 348.75 | 96.75 | 3
2023/24 | 349.25 | 96.75 | 1
2023/24 | 349.75 | 96.75 | 3
2023/24 | 350.25 | 96.75 | 1
2023/24 | 350.75 | 96.75 | 2
2023/24 | 351.75 | 96.75 | 1
2023/24 | 352.25 | 96.75 | 1
2023/24 | 352.75 | 96.75 | 2
2023/24 | 353.25 | 96.75 | 1
2023/24 | 353.75 | 96.75 | 1
2023/24 | 354.25 | 96.75 | 3
2023/24 | 354.75 | 96.75 | 3
2023/24 | 355.25 | 96.75 | 4
2023/24 | 356.25 | 96.75 | 3
2023/24 | 356.75 | 96.75 | 3
2023/24 | 357.25 | 96.75 | 1
2023/24 | 358.25 | 96.75 | 1
2023/24 | 358.75 | 96.75 | 3
2023/24 | 359.25 | 96.75 | 3
2023/24 | 360.25 | 96.75 | 3
2023/24 | 360.75 | 96.75 | 1
2023/24 | 361.75 | 96.75 | 1
2023/24 | 362.25 | 96.75 | 2
2023/24 | 362.75 | 96.75 | 1
2023/24 | 363.25 | 96.75 | 2
2023/24 | 363.75 | 96.75 | 3
2023/24 | 364.25 | 96.75 | 1
2023/24 | 364.75 | 96.75 | 2
2023/24 | 365.25 | 96.75 | 1
2023/24 | 365.75 | 96.75 | 1
2023/24 | 366.75 | 96.75 | 1
2023/24 | 367.75 | 96.75 | 2
2023/24 | 368.75 | 96.75 | 1
2023/24 | 369.25 | 96.75 | 1
2023/24 | 369.75 | 96.75 | 2
2023/24 | 370.75 | 96.75 | 1
2023/24 | 371.75 | 96.75 | 2
2023/24 | 376.75 | 96.75 | 1
2023/24 | 378.75 | 96.75 | 1
2023/24 | 379.25 | 96.75 | 1
2023/24 | 380.25 | 96.75 | 1
2023/24 | 381.75 | 96.75 | 1
2023/24 | 382.25 | 96.75 | 1
2023/24 | 382.75 | 96.75 | 2
2023/24 | 383.25 | 96.75 | 2
2023/24 | 384.25 | 96.75 | 1
2023/24 | 385.25 | 96.75 | 1
2023/24 | 387.25 | 96.75 | 1
2023/24 | 392.25 | 96.75 | 1
2023/24 | 392.75 | 96.75 | 1
2023/24 | 398.75 | 96.75 | 2
2023/24 | 400.75 | 96.75 | 1
2023/24 | 401.75 | 96.75 | 1
2023/24 | 402.75 | 96.75 | 1
2023/24 | 405.25 | 96.75 | 1
2023/24 | 411.75 | 96.75 | 1
2023/24 | 420.25 | 96.75 | 1
2023/24 | 431.75 | 96.75 | 1
2023/24 | 432.75 | 96.75 | 1
2023/24 | 435.75 | 96.75 | 1
2023/24 | 136.25 | 97.25 | 1
2023/24 | 137.75 | 97.25 | 1
2023/24 | 139.75 | 97.25 | 1
2023/24 | 141.75 | 97.25 | 1
2023/24 | 143.25 | 97.25 | 1
2023/24 | 146.75 | 97.25 | 1
2023/24 | 153.75 | 97.25 | 2
2023/24 | 154.25 | 97.25 | 2
2023/24 | 155.75 | 97.25 | 1
2023/24 | 156.25 | 97.25 | 1
2023/24 | 156.75 | 97.25 | 1
2023/24 | 158.25 | 97.25 | 1
2023/24 | 158.75 | 97.25 | 2
2023/24 | 159.25 | 97.25 | 2
2023/24 | 159.75 | 97.25 | 3
2023/24 | 160.25 | 97.25 | 2
2023/24 | 160.75 | 97.25 | 1
2023/24 | 161.25 | 97.25 | 3
2023/24 | 161.75 | 97.25 | 1
2023/24 | 162.25 | 97.25 | 1
2023/24 | 162.75 | 97.25 | 4
2023/24 | 163.25 | 97.25 | 3
2023/24 | 163.75 | 97.25 | 3
2023/24 | 164.75 | 97.25 | 7
2023/24 | 165.25 | 97.25 | 5
2023/24 | 165.75 | 97.25 | 4
2023/24 | 166.25 | 97.25 | 5
2023/24 | 166.75 | 97.25 | 5
2023/24 | 167.25 | 97.25 | 8
2023/24 | 167.75 | 97.25 | 6
2023/24 | 168.25 | 97.25 | 7
2023/24 | 168.75 | 97.25 | 4
2023/24 | 169.25 | 97.25 | 4
2023/24 | 169.75 | 97.25 | 2
2023/24 | 170.25 | 97.25 | 5
2023/24 | 170.75 | 97.25 | 5
2023/24 | 171.25 | 97.25 | 14
2023/24 | 171.75 | 97.25 | 8
2023/24 | 172.25 | 97.25 | 11
2023/24 | 172.75 | 97.25 | 8
2023/24 | 173.25 | 97.25 | 14
2023/24 | 173.75 | 97.25 | 15
2023/24 | 174.25 | 97.25 | 6
2023/24 | 174.75 | 97.25 | 13
2023/24 | 175.25 | 97.25 | 19
2023/24 | 175.75 | 97.25 | 28
2023/24 | 176.25 | 97.25 | 15
2023/24 | 176.75 | 97.25 | 16
2023/24 | 177.25 | 97.25 | 16
2023/24 | 177.75 | 97.25 | 18
2023/24 | 178.25 | 97.25 | 14
2023/24 | 178.75 | 97.25 | 18
2023/24 | 179.25 | 97.25 | 23
2023/24 | 179.75 | 97.25 | 18
2023/24 | 180.25 | 97.25 | 25
2023/24 | 180.75 | 97.25 | 20
2023/24 | 181.25 | 97.25 | 27
2023/24 | 181.75 | 97.25 | 26
2023/24 | 182.25 | 97.25 | 36
2023/24 | 182.75 | 97.25 | 19
2023/24 | 183.25 | 97.25 | 41
2023/24 | 183.75 | 97.25 | 30
2023/24 | 184.25 | 97.25 | 41
2023/24 | 184.75 | 97.25 | 39
2023/24 | 185.25 | 97.25 | 31
2023/24 | 185.75 | 97.25 | 45
2023/24 | 186.25 | 97.25 | 41
2023/24 | 186.75 | 97.25 | 41
2023/24 | 187.25 | 97.25 | 60
2023/24 | 187.75 | 97.25 | 52
2023/24 | 188.25 | 97.25 | 60
2023/24 | 188.75 | 97.25 | 51
2023/24 | 189.25 | 97.25 | 54
2023/24 | 189.75 | 97.25 | 55
2023/24 | 190.25 | 97.25 | 58
2023/24 | 190.75 | 97.25 | 58
2023/24 | 191.25 | 97.25 | 65
2023/24 | 191.75 | 97.25 | 74
2023/24 | 192.25 | 97.25 | 77
2023/24 | 192.75 | 97.25 | 80
2023/24 | 193.25 | 97.25 | 62
2023/24 | 193.75 | 97.25 | 86
2023/24 | 194.25 | 97.25 | 83
2023/24 | 194.75 | 97.25 | 83
2023/24 | 195.25 | 97.25 | 83
2023/24 | 195.75 | 97.25 | 90
2023/24 | 196.25 | 97.25 | 83
2023/24 | 196.75 | 97.25 | 83
2023/24 | 197.25 | 97.25 | 101
2023/24 | 197.75 | 97.25 | 105
2023/24 | 198.25 | 97.25 | 122
2023/24 | 198.75 | 97.25 | 108
2023/24 | 199.25 | 97.25 | 91
2023/24 | 199.75 | 97.25 | 106
2023/24 | 200.25 | 97.25 | 121
2023/24 | 200.75 | 97.25 | 82
2023/24 | 201.25 | 97.25 | 94
2023/24 | 201.75 | 97.25 | 122
2023/24 | 202.25 | 97.25 | 108
2023/24 | 202.75 | 97.25 | 121
2023/24 | 203.25 | 97.25 | 123
2023/24 | 203.75 | 97.25 | 117
2023/24 | 204.25 | 97.25 | 118
2023/24 | 204.75 | 97.25 | 128
2023/24 | 205.25 | 97.25 | 125
2023/24 | 205.75 | 97.25 | 144
2023/24 | 206.25 | 97.25 | 133
2023/24 | 206.75 | 97.25 | 134
2023/24 | 207.25 | 97.25 | 129
2023/24 | 207.75 | 97.25 | 133
2023/24 | 208.25 | 97.25 | 130
2023/24 | 208.75 | 97.25 | 144
2023/24 | 209.25 | 97.25 | 138
2023/24 | 209.75 | 97.25 | 139
2023/24 | 210.25 | 97.25 | 136
2023/24 | 210.75 | 97.25 | 147
2023/24 | 211.25 | 97.25 | 144
2023/24 | 211.75 | 97.25 | 179
2023/24 | 212.25 | 97.25 | 145
2023/24 | 212.75 | 97.25 | 149
2023/24 | 213.25 | 97.25 | 131
2023/24 | 213.75 | 97.25 | 153
2023/24 | 214.25 | 97.25 | 133
2023/24 | 214.75 | 97.25 | 139
2023/24 | 215.25 | 97.25 | 137
2023/24 | 215.75 | 97.25 | 152
2023/24 | 216.25 | 97.25 | 144
2023/24 | 216.75 | 97.25 | 156
2023/24 | 217.25 | 97.25 | 124
2023/24 | 217.75 | 97.25 | 135
2023/24 | 218.25 | 97.25 | 159
2023/24 | 218.75 | 97.25 | 124
2023/24 | 219.25 | 97.25 | 141
2023/24 | 219.75 | 97.25 | 146
2023/24 | 220.25 | 97.25 | 137
2023/24 | 220.75 | 97.25 | 164
2023/24 | 221.25 | 97.25 | 153
2023/24 | 221.75 | 97.25 | 147
2023/24 | 222.25 | 97.25 | 136
2023/24 | 222.75 | 97.25 | 137
2023/24 | 223.25 | 97.25 | 170
2023/24 | 223.75 | 97.25 | 132
2023/24 | 224.25 | 97.25 | 130
2023/24 | 224.75 | 97.25 | 107
2023/24 | 225.25 | 97.25 | 148
2023/24 | 225.75 | 97.25 | 134
2023/24 | 226.25 | 97.25 | 127
2023/24 | 226.75 | 97.25 | 119
2023/24 | 227.25 | 97.25 | 128
2023/24 | 227.75 | 97.25 | 117
2023/24 | 228.25 | 97.25 | 128
2023/24 | 228.75 | 97.25 | 146
2023/24 | 229.25 | 97.25 | 117
2023/24 | 229.75 | 97.25 | 123
2023/24 | 230.25 | 97.25 | 124
2023/24 | 230.75 | 97.25 | 113
2023/24 | 231.25 | 97.25 | 95
2023/24 | 231.75 | 97.25 | 123
2023/24 | 232.25 | 97.25 | 115
2023/24 | 232.75 | 97.25 | 109
2023/24 | 233.25 | 97.25 | 136
2023/24 | 233.75 | 97.25 | 112
2023/24 | 234.25 | 97.25 | 114
2023/24 | 234.75 | 97.25 | 109
2023/24 | 235.25 | 97.25 | 127
2023/24 | 235.75 | 97.25 | 119
2023/24 | 236.25 | 97.25 | 89
2023/24 | 236.75 | 97.25 | 110
2023/24 | 237.25 | 97.25 | 97
2023/24 | 237.75 | 97.25 | 102
2023/24 | 238.25 | 97.25 | 99
2023/24 | 238.75 | 97.25 | 97
2023/24 | 239.25 | 97.25 | 101
2023/24 | 239.75 | 97.25 | 103
2023/24 | 240.25 | 97.25 | 107
2023/24 | 240.75 | 97.25 | 115
2023/24 | 241.25 | 97.25 | 112
2023/24 | 241.75 | 97.25 | 93
2023/24 | 242.25 | 97.25 | 83
2023/24 | 242.75 | 97.25 | 88
2023/24 | 243.25 | 97.25 | 98
2023/24 | 243.75 | 97.25 | 83
2023/24 | 244.25 | 97.25 | 85
2023/24 | 244.75 | 97.25 | 100
2023/24 | 245.25 | 97.25 | 76
2023/24 | 245.75 | 97.25 | 84
2023/24 | 246.25 | 97.25 | 77
2023/24 | 246.75 | 97.25 | 77
2023/24 | 247.25 | 97.25 | 80
2023/24 | 247.75 | 97.25 | 65
2023/24 | 248.25 | 97.25 | 78
2023/24 | 248.75 | 97.25 | 72
2023/24 | 249.25 | 97.25 | 73
2023/24 | 249.75 | 97.25 | 56
2023/24 | 250.25 | 97.25 | 74
2023/24 | 250.75 | 97.25 | 70
2023/24 | 251.25 | 97.25 | 72
2023/24 | 251.75 | 97.25 | 66
2023/24 | 252.25 | 97.25 | 67
2023/24 | 252.75 | 97.25 | 72
2023/24 | 253.25 | 97.25 | 75
2023/24 | 253.75 | 97.25 | 71
2023/24 | 254.25 | 97.25 | 63
2023/24 | 254.75 | 97.25 | 65
2023/24 | 255.25 | 97.25 | 69
2023/24 | 255.75 | 97.25 | 60
2023/24 | 256.25 | 97.25 | 64
2023/24 | 256.75 | 97.25 | 52
2023/24 | 257.25 | 97.25 | 68
2023/24 | 257.75 | 97.25 | 54
2023/24 | 258.25 | 97.25 | 59
2023/24 | 258.75 | 97.25 | 60
2023/24 | 259.25 | 97.25 | 48
2023/24 | 259.75 | 97.25 | 62
2023/24 | 260.25 | 97.25 | 62
2023/24 | 260.75 | 97.25 | 54
2023/24 | 261.25 | 97.25 | 50
2023/24 | 261.75 | 97.25 | 48
2023/24 | 262.25 | 97.25 | 42
2023/24 | 262.75 | 97.25 | 52
2023/24 | 263.25 | 97.25 | 62
2023/24 | 263.75 | 97.25 | 51
2023/24 | 264.25 | 97.25 | 45
2023/24 | 264.75 | 97.25 | 52
2023/24 | 265.25 | 97.25 | 44
2023/24 | 265.75 | 97.25 | 35
2023/24 | 266.25 | 97.25 | 52
2023/24 | 266.75 | 97.25 | 48
2023/24 | 267.25 | 97.25 | 40
2023/24 | 267.75 | 97.25 | 36
2023/24 | 268.25 | 97.25 | 48
2023/24 | 268.75 | 97.25 | 38
2023/24 | 269.25 | 97.25 | 50
2023/24 | 269.75 | 97.25 | 33
2023/24 | 270.25 | 97.25 | 42
2023/24 | 270.75 | 97.25 | 36
2023/24 | 271.25 | 97.25 | 34
2023/24 | 271.75 | 97.25 | 32
2023/24 | 272.25 | 97.25 | 39
2023/24 | 272.75 | 97.25 | 31
2023/24 | 273.25 | 97.25 | 29
2023/24 | 273.75 | 97.25 | 36
2023/24 | 274.25 | 97.25 | 31
2023/24 | 274.75 | 97.25 | 34
2023/24 | 275.25 | 97.25 | 30
2023/24 | 275.75 | 97.25 | 34
2023/24 | 276.25 | 97.25 | 35
2023/24 | 276.75 | 97.25 | 36
2023/24 | 277.25 | 97.25 | 26
2023/24 | 277.75 | 97.25 | 35
2023/24 | 278.25 | 97.25 | 31
2023/24 | 278.75 | 97.25 | 28
2023/24 | 279.25 | 97.25 | 26
2023/24 | 279.75 | 97.25 | 37
2023/24 | 280.25 | 97.25 | 26
2023/24 | 280.75 | 97.25 | 19
2023/24 | 281.25 | 97.25 | 27
2023/24 | 281.75 | 97.25 | 40
2023/24 | 282.25 | 97.25 | 27
2023/24 | 282.75 | 97.25 | 26
2023/24 | 283.25 | 97.25 | 26
2023/24 | 283.75 | 97.25 | 29
2023/24 | 284.25 | 97.25 | 26
2023/24 | 284.75 | 97.25 | 31
2023/24 | 285.25 | 97.25 | 21
2023/24 | 285.75 | 97.25 | 26
2023/24 | 286.25 | 97.25 | 19
2023/24 | 286.75 | 97.25 | 25
2023/24 | 287.25 | 97.25 | 30
2023/24 | 287.75 | 97.25 | 23
2023/24 | 288.25 | 97.25 | 28
2023/24 | 288.75 | 97.25 | 30
2023/24 | 289.25 | 97.25 | 19
2023/24 | 289.75 | 97.25 | 21
2023/24 | 290.25 | 97.25 | 19
2023/24 | 290.75 | 97.25 | 15
2023/24 | 291.25 | 97.25 | 27
2023/24 | 291.75 | 97.25 | 15
2023/24 | 292.25 | 97.25 | 21
2023/24 | 292.75 | 97.25 | 26
2023/24 | 293.25 | 97.25 | 23
2023/24 | 293.75 | 97.25 | 18
2023/24 | 294.25 | 97.25 | 29
2023/24 | 294.75 | 97.25 | 21
2023/24 | 295.25 | 97.25 | 21
2023/24 | 295.75 | 97.25 | 19
2023/24 | 296.25 | 97.25 | 19
2023/24 | 296.75 | 97.25 | 29
2023/24 | 297.25 | 97.25 | 23
2023/24 | 297.75 | 97.25 | 21
2023/24 | 298.25 | 97.25 | 21
2023/24 | 298.75 | 97.25 | 19
2023/24 | 299.25 | 97.25 | 18
2023/24 | 299.75 | 97.25 | 12
2023/24 | 300.25 | 97.25 | 9
2023/24 | 300.75 | 97.25 | 21
2023/24 | 301.25 | 97.25 | 16
2023/24 | 301.75 | 97.25 | 19
2023/24 | 302.25 | 97.25 | 12
2023/24 | 302.75 | 97.25 | 14
2023/24 | 303.25 | 97.25 | 16
2023/24 | 303.75 | 97.25 | 15
2023/24 | 304.25 | 97.25 | 14
2023/24 | 304.75 | 97.25 | 14
2023/24 | 305.25 | 97.25 | 14
2023/24 | 305.75 | 97.25 | 14
2023/24 | 306.25 | 97.25 | 15
2023/24 | 306.75 | 97.25 | 12
2023/24 | 307.25 | 97.25 | 12
2023/24 | 307.75 | 97.25 | 16
2023/24 | 308.25 | 97.25 | 17
2023/24 | 308.75 | 97.25 | 15
2023/24 | 309.25 | 97.25 | 10
2023/24 | 309.75 | 97.25 | 11
2023/24 | 310.25 | 97.25 | 14
2023/24 | 310.75 | 97.25 | 16
2023/24 | 311.25 | 97.25 | 12
2023/24 | 311.75 | 97.25 | 14
2023/24 | 312.25 | 97.25 | 18
2023/24 | 312.75 | 97.25 | 9
2023/24 | 313.25 | 97.25 | 13
2023/24 | 313.75 | 97.25 | 15
2023/24 | 314.25 | 97.25 | 9
2023/24 | 314.75 | 97.25 | 8
2023/24 | 315.25 | 97.25 | 12
2023/24 | 315.75 | 97.25 | 6
2023/24 | 316.25 | 97.25 | 11
2023/24 | 316.75 | 97.25 | 11
2023/24 | 317.25 | 97.25 | 8
2023/24 | 317.75 | 97.25 | 12
2023/24 | 318.25 | 97.25 | 10
2023/24 | 318.75 | 97.25 | 8
2023/24 | 319.25 | 97.25 | 6
2023/24 | 319.75 | 97.25 | 5
2023/24 | 320.25 | 97.25 | 12
2023/24 | 320.75 | 97.25 | 7
2023/24 | 321.25 | 97.25 | 8
2023/24 | 321.75 | 97.25 | 14
2023/24 | 322.25 | 97.25 | 11
2023/24 | 322.75 | 97.25 | 7
2023/24 | 323.25 | 97.25 | 5
2023/24 | 323.75 | 97.25 | 5
2023/24 | 324.25 | 97.25 | 6
2023/24 | 324.75 | 97.25 | 10
2023/24 | 325.25 | 97.25 | 7
2023/24 | 325.75 | 97.25 | 8
2023/24 | 326.25 | 97.25 | 6
2023/24 | 326.75 | 97.25 | 3
2023/24 | 327.25 | 97.25 | 13
2023/24 | 327.75 | 97.25 | 3
2023/24 | 328.25 | 97.25 | 9
2023/24 | 328.75 | 97.25 | 9
2023/24 | 329.25 | 97.25 | 6
2023/24 | 329.75 | 97.25 | 5
2023/24 | 330.25 | 97.25 | 6
2023/24 | 330.75 | 97.25 | 4
2023/24 | 331.25 | 97.25 | 10
2023/24 | 331.75 | 97.25 | 7
2023/24 | 332.25 | 97.25 | 7
2023/24 | 332.75 | 97.25 | 7
2023/24 | 333.25 | 97.25 | 5
2023/24 | 333.75 | 97.25 | 5
2023/24 | 334.25 | 97.25 | 3
2023/24 | 334.75 | 97.25 | 5
2023/24 | 335.25 | 97.25 | 3
2023/24 | 335.75 | 97.25 | 5
2023/24 | 336.25 | 97.25 | 6
2023/24 | 336.75 | 97.25 | 2
2023/24 | 337.25 | 97.25 | 9
2023/24 | 337.75 | 97.25 | 5
2023/24 | 338.75 | 97.25 | 4
2023/24 | 339.25 | 97.25 | 4
2023/24 | 339.75 | 97.25 | 4
2023/24 | 340.25 | 97.25 | 4
2023/24 | 340.75 | 97.25 | 5
2023/24 | 341.25 | 97.25 | 3
2023/24 | 341.75 | 97.25 | 2
2023/24 | 342.25 | 97.25 | 5
2023/24 | 342.75 | 97.25 | 4
2023/24 | 343.25 | 97.25 | 2
2023/24 | 343.75 | 97.25 | 3
2023/24 | 344.25 | 97.25 | 4
2023/24 | 344.75 | 97.25 | 1
2023/24 | 345.75 | 97.25 | 2
2023/24 | 346.25 | 97.25 | 5
2023/24 | 346.75 | 97.25 | 4
2023/24 | 347.25 | 97.25 | 1
2023/24 | 347.75 | 97.25 | 1
2023/24 | 348.25 | 97.25 | 6
2023/24 | 348.75 | 97.25 | 3
2023/24 | 349.25 | 97.25 | 4
2023/24 | 349.75 | 97.25 | 2
2023/24 | 350.25 | 97.25 | 2
2023/24 | 350.75 | 97.25 | 2
2023/24 | 351.25 | 97.25 | 2
2023/24 | 351.75 | 97.25 | 4
2023/24 | 352.25 | 97.25 | 2
2023/24 | 352.75 | 97.25 | 4
2023/24 | 353.25 | 97.25 | 1
2023/24 | 353.75 | 97.25 | 3
2023/24 | 354.25 | 97.25 | 4
2023/24 | 354.75 | 97.25 | 3
2023/24 | 355.25 | 97.25 | 3
2023/24 | 356.25 | 97.25 | 5
2023/24 | 356.75 | 97.25 | 2
2023/24 | 357.25 | 97.25 | 5
2023/24 | 358.25 | 97.25 | 1
2023/24 | 359.25 | 97.25 | 1
2023/24 | 359.75 | 97.25 | 1
2023/24 | 360.25 | 97.25 | 2
2023/24 | 360.75 | 97.25 | 1
2023/24 | 361.25 | 97.25 | 2
2023/24 | 362.25 | 97.25 | 7
2023/24 | 363.25 | 97.25 | 2
2023/24 | 364.25 | 97.25 | 1
2023/24 | 364.75 | 97.25 | 2
2023/24 | 365.25 | 97.25 | 1
2023/24 | 367.25 | 97.25 | 1
2023/24 | 367.75 | 97.25 | 2
2023/24 | 368.25 | 97.25 | 1
2023/24 | 369.25 | 97.25 | 1
2023/24 | 369.75 | 97.25 | 2
2023/24 | 370.75 | 97.25 | 1
2023/24 | 371.25 | 97.25 | 1
2023/24 | 372.25 | 97.25 | 2
2023/24 | 373.25 | 97.25 | 2
2023/24 | 375.25 | 97.25 | 1
2023/24 | 375.75 | 97.25 | 1
2023/24 | 376.75 | 97.25 | 1
2023/24 | 377.25 | 97.25 | 1
2023/24 | 377.75 | 97.25 | 1
2023/24 | 378.25 | 97.25 | 1
2023/24 | 378.75 | 97.25 | 1
2023/24 | 380.25 | 97.25 | 1
2023/24 | 382.25 | 97.25 | 1
2023/24 | 383.75 | 97.25 | 1
2023/24 | 387.25 | 97.25 | 1
2023/24 | 387.75 | 97.25 | 1
2023/24 | 392.75 | 97.25 | 1
2023/24 | 394.25 | 97.25 | 1
2023/24 | 396.25 | 97.25 | 1
2023/24 | 396.75 | 97.25 | 1
2023/24 | 399.25 | 97.25 | 1
2023/24 | 402.75 | 97.25 | 1
2023/24 | 403.25 | 97.25 | 2
2023/24 | 405.25 | 97.25 | 1
2023/24 | 406.25 | 97.25 | 1
2023/24 | 411.25 | 97.25 | 1
2023/24 | 413.25 | 97.25 | 1
2023/24 | 419.75 | 97.25 | 1
2023/24 | 139.75 | 97.75 | 1
2023/24 | 140.25 | 97.75 | 1
2023/24 | 140.75 | 97.75 | 1
2023/24 | 143.75 | 97.75 | 1
2023/24 | 145.25 | 97.75 | 1
2023/24 | 147.25 | 97.75 | 1
2023/24 | 147.75 | 97.75 | 1
2023/24 | 148.25 | 97.75 | 1
2023/24 | 151.75 | 97.75 | 2
2023/24 | 154.75 | 97.75 | 1
2023/24 | 155.25 | 97.75 | 1
2023/24 | 155.75 | 97.75 | 1
2023/24 | 156.25 | 97.75 | 2
2023/24 | 158.75 | 97.75 | 2
2023/24 | 159.75 | 97.75 | 4
2023/24 | 160.25 | 97.75 | 3
2023/24 | 160.75 | 97.75 | 1
2023/24 | 161.25 | 97.75 | 2
2023/24 | 161.75 | 97.75 | 1
2023/24 | 162.25 | 97.75 | 2
2023/24 | 163.25 | 97.75 | 2
2023/24 | 163.75 | 97.75 | 4
2023/24 | 164.25 | 97.75 | 5
2023/24 | 164.75 | 97.75 | 5
2023/24 | 165.25 | 97.75 | 4
2023/24 | 165.75 | 97.75 | 2
2023/24 | 166.25 | 97.75 | 5
2023/24 | 166.75 | 97.75 | 2
2023/24 | 167.25 | 97.75 | 2
2023/24 | 167.75 | 97.75 | 5
2023/24 | 168.25 | 97.75 | 5
2023/24 | 168.75 | 97.75 | 3
2023/24 | 169.25 | 97.75 | 5
2023/24 | 169.75 | 97.75 | 4
2023/24 | 170.25 | 97.75 | 9
2023/24 | 170.75 | 97.75 | 11
2023/24 | 171.25 | 97.75 | 10
2023/24 | 171.75 | 97.75 | 7
2023/24 | 172.25 | 97.75 | 7
2023/24 | 172.75 | 97.75 | 9
2023/24 | 173.25 | 97.75 | 10
2023/24 | 173.75 | 97.75 | 10
2023/24 | 174.25 | 97.75 | 10
2023/24 | 174.75 | 97.75 | 15
2023/24 | 175.25 | 97.75 | 17
2023/24 | 175.75 | 97.75 | 7
2023/24 | 176.25 | 97.75 | 16
2023/24 | 176.75 | 97.75 | 12
2023/24 | 177.25 | 97.75 | 19
2023/24 | 177.75 | 97.75 | 24
2023/24 | 178.25 | 97.75 | 20
2023/24 | 178.75 | 97.75 | 22
2023/24 | 179.25 | 97.75 | 20
2023/24 | 179.75 | 97.75 | 29
2023/24 | 180.25 | 97.75 | 20
2023/24 | 180.75 | 97.75 | 24
2023/24 | 181.25 | 97.75 | 16
2023/24 | 181.75 | 97.75 | 23
2023/24 | 182.25 | 97.75 | 28
2023/24 | 182.75 | 97.75 | 33
2023/24 | 183.25 | 97.75 | 29
2023/24 | 183.75 | 97.75 | 38
2023/24 | 184.25 | 97.75 | 34
2023/24 | 184.75 | 97.75 | 35
2023/24 | 185.25 | 97.75 | 49
2023/24 | 185.75 | 97.75 | 37
2023/24 | 186.25 | 97.75 | 35
2023/24 | 186.75 | 97.75 | 54
2023/24 | 187.25 | 97.75 | 45
2023/24 | 187.75 | 97.75 | 50
2023/24 | 188.25 | 97.75 | 46
2023/24 | 188.75 | 97.75 | 51
2023/24 | 189.25 | 97.75 | 47
2023/24 | 189.75 | 97.75 | 51
2023/24 | 190.25 | 97.75 | 59
2023/24 | 190.75 | 97.75 | 63
2023/24 | 191.25 | 97.75 | 67
2023/24 | 191.75 | 97.75 | 72
2023/24 | 192.25 | 97.75 | 59
2023/24 | 192.75 | 97.75 | 55
2023/24 | 193.25 | 97.75 | 64
2023/24 | 193.75 | 97.75 | 92
2023/24 | 194.25 | 97.75 | 81
2023/24 | 194.75 | 97.75 | 75
2023/24 | 195.25 | 97.75 | 86
2023/24 | 195.75 | 97.75 | 79
2023/24 | 196.25 | 97.75 | 79
2023/24 | 196.75 | 97.75 | 86
2023/24 | 197.25 | 97.75 | 90
2023/24 | 197.75 | 97.75 | 84
2023/24 | 198.25 | 97.75 | 86
2023/24 | 198.75 | 97.75 | 83
2023/24 | 199.25 | 97.75 | 109
2023/24 | 199.75 | 97.75 | 111
2023/24 | 200.25 | 97.75 | 95
2023/24 | 200.75 | 97.75 | 102
2023/24 | 201.25 | 97.75 | 107
2023/24 | 201.75 | 97.75 | 108
2023/24 | 202.25 | 97.75 | 94
2023/24 | 202.75 | 97.75 | 92
2023/24 | 203.25 | 97.75 | 132
2023/24 | 203.75 | 97.75 | 102
2023/24 | 204.25 | 97.75 | 134
2023/24 | 204.75 | 97.75 | 115
2023/24 | 205.25 | 97.75 | 116
2023/24 | 205.75 | 97.75 | 123
2023/24 | 206.25 | 97.75 | 128
2023/24 | 206.75 | 97.75 | 129
2023/24 | 207.25 | 97.75 | 127
2023/24 | 207.75 | 97.75 | 132
2023/24 | 208.25 | 97.75 | 128
2023/24 | 208.75 | 97.75 | 129
2023/24 | 209.25 | 97.75 | 141
2023/24 | 209.75 | 97.75 | 134
2023/24 | 210.25 | 97.75 | 146
2023/24 | 210.75 | 97.75 | 133
2023/24 | 211.25 | 97.75 | 130
2023/24 | 211.75 | 97.75 | 123
2023/24 | 212.25 | 97.75 | 154
2023/24 | 212.75 | 97.75 | 154
2023/24 | 213.25 | 97.75 | 136
2023/24 | 213.75 | 97.75 | 129
2023/24 | 214.25 | 97.75 | 162
2023/24 | 214.75 | 97.75 | 162
2023/24 | 215.25 | 97.75 | 128
2023/24 | 215.75 | 97.75 | 163
2023/24 | 216.25 | 97.75 | 149
2023/24 | 216.75 | 97.75 | 162
2023/24 | 217.25 | 97.75 | 145
2023/24 | 217.75 | 97.75 | 141
2023/24 | 218.25 | 97.75 | 142
2023/24 | 218.75 | 97.75 | 124
2023/24 | 219.25 | 97.75 | 141
2023/24 | 219.75 | 97.75 | 146
2023/24 | 220.25 | 97.75 | 130
2023/24 | 220.75 | 97.75 | 160
2023/24 | 221.25 | 97.75 | 149
2023/24 | 221.75 | 97.75 | 126
2023/24 | 222.25 | 97.75 | 155
2023/24 | 222.75 | 97.75 | 132
2023/24 | 223.25 | 97.75 | 161
2023/24 | 223.75 | 97.75 | 132
2023/24 | 224.25 | 97.75 | 120
2023/24 | 224.75 | 97.75 | 157
2023/24 | 225.25 | 97.75 | 153
2023/24 | 225.75 | 97.75 | 135
2023/24 | 226.25 | 97.75 | 146
2023/24 | 226.75 | 97.75 | 132
2023/24 | 227.25 | 97.75 | 142
2023/24 | 227.75 | 97.75 | 142
2023/24 | 228.25 | 97.75 | 124
2023/24 | 228.75 | 97.75 | 118
2023/24 | 229.25 | 97.75 | 128
2023/24 | 229.75 | 97.75 | 136
2023/24 | 230.25 | 97.75 | 133
2023/24 | 230.75 | 97.75 | 121
2023/24 | 231.25 | 97.75 | 132
2023/24 | 231.75 | 97.75 | 141
2023/24 | 232.25 | 97.75 | 124
2023/24 | 232.75 | 97.75 | 131
2023/24 | 233.25 | 97.75 | 112
2023/24 | 233.75 | 97.75 | 123
2023/24 | 234.25 | 97.75 | 126
2023/24 | 234.75 | 97.75 | 119
2023/24 | 235.25 | 97.75 | 112
2023/24 | 235.75 | 97.75 | 120
2023/24 | 236.25 | 97.75 | 118
2023/24 | 236.75 | 97.75 | 107
2023/24 | 237.25 | 97.75 | 128
2023/24 | 237.75 | 97.75 | 104
2023/24 | 238.25 | 97.75 | 115
2023/24 | 238.75 | 97.75 | 105
2023/24 | 239.25 | 97.75 | 116
2023/24 | 239.75 | 97.75 | 123
2023/24 | 240.25 | 97.75 | 93
2023/24 | 240.75 | 97.75 | 97
2023/24 | 241.25 | 97.75 | 104
2023/24 | 241.75 | 97.75 | 96
2023/24 | 242.25 | 97.75 | 98
2023/24 | 242.75 | 97.75 | 87
2023/24 | 243.25 | 97.75 | 80
2023/24 | 243.75 | 97.75 | 99
2023/24 | 244.25 | 97.75 | 94
2023/24 | 244.75 | 97.75 | 92
2023/24 | 245.25 | 97.75 | 84
2023/24 | 245.75 | 97.75 | 86
2023/24 | 246.25 | 97.75 | 68
2023/24 | 246.75 | 97.75 | 90
2023/24 | 247.25 | 97.75 | 85
2023/24 | 247.75 | 97.75 | 74
2023/24 | 248.25 | 97.75 | 79
2023/24 | 248.75 | 97.75 | 91
2023/24 | 249.25 | 97.75 | 73
2023/24 | 249.75 | 97.75 | 77
2023/24 | 250.25 | 97.75 | 73
2023/24 | 250.75 | 97.75 | 82
2023/24 | 251.25 | 97.75 | 87
2023/24 | 251.75 | 97.75 | 67
2023/24 | 252.25 | 97.75 | 69
2023/24 | 252.75 | 97.75 | 64
2023/24 | 253.25 | 97.75 | 69
2023/24 | 253.75 | 97.75 | 83
2023/24 | 254.25 | 97.75 | 65
2023/24 | 254.75 | 97.75 | 56
2023/24 | 255.25 | 97.75 | 71
2023/24 | 255.75 | 97.75 | 56
2023/24 | 256.25 | 97.75 | 66
2023/24 | 256.75 | 97.75 | 74
2023/24 | 257.25 | 97.75 | 63
2023/24 | 257.75 | 97.75 | 62
2023/24 | 258.25 | 97.75 | 50
2023/24 | 258.75 | 97.75 | 69
2023/24 | 259.25 | 97.75 | 48
2023/24 | 259.75 | 97.75 | 62
2023/24 | 260.25 | 97.75 | 68
2023/24 | 260.75 | 97.75 | 54
2023/24 | 261.25 | 97.75 | 60
2023/24 | 261.75 | 97.75 | 55
2023/24 | 262.25 | 97.75 | 51
2023/24 | 262.75 | 97.75 | 60
2023/24 | 263.25 | 97.75 | 57
2023/24 | 263.75 | 97.75 | 66
2023/24 | 264.25 | 97.75 | 58
2023/24 | 264.75 | 97.75 | 65
2023/24 | 265.25 | 97.75 | 42
2023/24 | 265.75 | 97.75 | 47
2023/24 | 266.25 | 97.75 | 43
2023/24 | 266.75 | 97.75 | 47
2023/24 | 267.25 | 97.75 | 57
2023/24 | 267.75 | 97.75 | 39
2023/24 | 268.25 | 97.75 | 41
2023/24 | 268.75 | 97.75 | 46
2023/24 | 269.25 | 97.75 | 41
2023/24 | 269.75 | 97.75 | 40
2023/24 | 270.25 | 97.75 | 34
2023/24 | 270.75 | 97.75 | 38
2023/24 | 271.25 | 97.75 | 32
2023/24 | 271.75 | 97.75 | 37
2023/24 | 272.25 | 97.75 | 45
2023/24 | 272.75 | 97.75 | 38
2023/24 | 273.25 | 97.75 | 46
2023/24 | 273.75 | 97.75 | 35
2023/24 | 274.25 | 97.75 | 32
2023/24 | 274.75 | 97.75 | 33
2023/24 | 275.25 | 97.75 | 41
2023/24 | 275.75 | 97.75 | 41
2023/24 | 276.25 | 97.75 | 28
2023/24 | 276.75 | 97.75 | 50
2023/24 | 277.25 | 97.75 | 32
2023/24 | 277.75 | 97.75 | 33
2023/24 | 278.25 | 97.75 | 24
2023/24 | 278.75 | 97.75 | 30
2023/24 | 279.25 | 97.75 | 21
2023/24 | 279.75 | 97.75 | 45
2023/24 | 280.25 | 97.75 | 38
2023/24 | 280.75 | 97.75 | 29
2023/24 | 281.25 | 97.75 | 20
2023/24 | 281.75 | 97.75 | 32
2023/24 | 282.25 | 97.75 | 25
2023/24 | 282.75 | 97.75 | 32
2023/24 | 283.25 | 97.75 | 27
2023/24 | 283.75 | 97.75 | 34
2023/24 | 284.25 | 97.75 | 36
2023/24 | 284.75 | 97.75 | 30
2023/24 | 285.25 | 97.75 | 22
2023/24 | 285.75 | 97.75 | 18
2023/24 | 286.25 | 97.75 | 18
2023/24 | 286.75 | 97.75 | 23
2023/24 | 287.25 | 97.75 | 31
2023/24 | 287.75 | 97.75 | 26
2023/24 | 288.25 | 97.75 | 17
2023/24 | 288.75 | 97.75 | 22
2023/24 | 289.25 | 97.75 | 19
2023/24 | 289.75 | 97.75 | 27
2023/24 | 290.25 | 97.75 | 23
2023/24 | 290.75 | 97.75 | 21
2023/24 | 291.25 | 97.75 | 27
2023/24 | 291.75 | 97.75 | 22
2023/24 | 292.25 | 97.75 | 20
2023/24 | 292.75 | 97.75 | 21
2023/24 | 293.25 | 97.75 | 18
2023/24 | 293.75 | 97.75 | 23
2023/24 | 294.25 | 97.75 | 27
2023/24 | 294.75 | 97.75 | 11
2023/24 | 295.25 | 97.75 | 19
2023/24 | 295.75 | 97.75 | 18
2023/24 | 296.25 | 97.75 | 20
2023/24 | 296.75 | 97.75 | 19
2023/24 | 297.25 | 97.75 | 24
2023/24 | 297.75 | 97.75 | 21
2023/24 | 298.25 | 97.75 | 22
2023/24 | 298.75 | 97.75 | 19
2023/24 | 299.25 | 97.75 | 21
2023/24 | 299.75 | 97.75 | 21
2023/24 | 300.25 | 97.75 | 21
2023/24 | 300.75 | 97.75 | 14
2023/24 | 301.25 | 97.75 | 20
2023/24 | 301.75 | 97.75 | 10
2023/24 | 302.25 | 97.75 | 11
2023/24 | 302.75 | 97.75 | 22
2023/24 | 303.25 | 97.75 | 15
2023/24 | 303.75 | 97.75 | 15
2023/24 | 304.25 | 97.75 | 22
2023/24 | 304.75 | 97.75 | 17
2023/24 | 305.25 | 97.75 | 13
2023/24 | 305.75 | 97.75 | 18
2023/24 | 306.25 | 97.75 | 13
2023/24 | 306.75 | 97.75 | 16
2023/24 | 307.25 | 97.75 | 10
2023/24 | 307.75 | 97.75 | 14
2023/24 | 308.25 | 97.75 | 13
2023/24 | 308.75 | 97.75 | 12
2023/24 | 309.25 | 97.75 | 15
2023/24 | 309.75 | 97.75 | 10
2023/24 | 310.25 | 97.75 | 12
2023/24 | 310.75 | 97.75 | 5
2023/24 | 311.25 | 97.75 | 11
2023/24 | 311.75 | 97.75 | 9
2023/24 | 312.25 | 97.75 | 12
2023/24 | 312.75 | 97.75 | 12
2023/24 | 313.25 | 97.75 | 8
2023/24 | 313.75 | 97.75 | 13
2023/24 | 314.25 | 97.75 | 10
2023/24 | 314.75 | 97.75 | 9
2023/24 | 315.25 | 97.75 | 14
2023/24 | 315.75 | 97.75 | 14
2023/24 | 316.25 | 97.75 | 10
2023/24 | 316.75 | 97.75 | 8
2023/24 | 317.25 | 97.75 | 7
2023/24 | 317.75 | 97.75 | 18
2023/24 | 318.25 | 97.75 | 10
2023/24 | 318.75 | 97.75 | 14
2023/24 | 319.25 | 97.75 | 11
2023/24 | 319.75 | 97.75 | 9
2023/24 | 320.25 | 97.75 | 6
2023/24 | 320.75 | 97.75 | 11
2023/24 | 321.25 | 97.75 | 5
2023/24 | 321.75 | 97.75 | 2
2023/24 | 322.25 | 97.75 | 14
2023/24 | 322.75 | 97.75 | 5
2023/24 | 323.25 | 97.75 | 10
2023/24 | 323.75 | 97.75 | 12
2023/24 | 324.25 | 97.75 | 10
2023/24 | 324.75 | 97.75 | 8
2023/24 | 325.25 | 97.75 | 9
2023/24 | 325.75 | 97.75 | 9
2023/24 | 326.25 | 97.75 | 11
2023/24 | 326.75 | 97.75 | 8
2023/24 | 327.25 | 97.75 | 7
2023/24 | 327.75 | 97.75 | 10
2023/24 | 328.25 | 97.75 | 6
2023/24 | 328.75 | 97.75 | 5
2023/24 | 329.25 | 97.75 | 5
2023/24 | 329.75 | 97.75 | 6
2023/24 | 330.25 | 97.75 | 5
2023/24 | 330.75 | 97.75 | 3
2023/24 | 331.25 | 97.75 | 3
2023/24 | 331.75 | 97.75 | 4
2023/24 | 332.25 | 97.75 | 3
2023/24 | 332.75 | 97.75 | 7
2023/24 | 333.25 | 97.75 | 12
2023/24 | 333.75 | 97.75 | 5
2023/24 | 334.25 | 97.75 | 6
2023/24 | 334.75 | 97.75 | 7
2023/24 | 335.25 | 97.75 | 3
2023/24 | 335.75 | 97.75 | 6
2023/24 | 336.25 | 97.75 | 6
2023/24 | 336.75 | 97.75 | 6
2023/24 | 337.25 | 97.75 | 2
2023/24 | 337.75 | 97.75 | 4
2023/24 | 338.25 | 97.75 | 5
2023/24 | 338.75 | 97.75 | 4
2023/24 | 339.25 | 97.75 | 3
2023/24 | 339.75 | 97.75 | 5
2023/24 | 340.25 | 97.75 | 2
2023/24 | 340.75 | 97.75 | 3
2023/24 | 341.25 | 97.75 | 4
2023/24 | 341.75 | 97.75 | 2
2023/24 | 342.25 | 97.75 | 6
2023/24 | 342.75 | 97.75 | 6
2023/24 | 343.25 | 97.75 | 1
2023/24 | 343.75 | 97.75 | 3
2023/24 | 344.25 | 97.75 | 5
2023/24 | 344.75 | 97.75 | 1
2023/24 | 345.25 | 97.75 | 3
2023/24 | 345.75 | 97.75 | 3
2023/24 | 346.25 | 97.75 | 5
2023/24 | 346.75 | 97.75 | 3
2023/24 | 347.25 | 97.75 | 2
2023/24 | 348.25 | 97.75 | 2
2023/24 | 348.75 | 97.75 | 4
2023/24 | 349.25 | 97.75 | 2
2023/24 | 349.75 | 97.75 | 4
2023/24 | 350.25 | 97.75 | 4
2023/24 | 350.75 | 97.75 | 2
2023/24 | 351.75 | 97.75 | 2
2023/24 | 352.25 | 97.75 | 4
2023/24 | 352.75 | 97.75 | 1
2023/24 | 353.75 | 97.75 | 6
2023/24 | 354.25 | 97.75 | 4
2023/24 | 354.75 | 97.75 | 4
2023/24 | 355.25 | 97.75 | 4
2023/24 | 355.75 | 97.75 | 2
2023/24 | 356.25 | 97.75 | 1
2023/24 | 356.75 | 97.75 | 1
2023/24 | 357.25 | 97.75 | 1
2023/24 | 357.75 | 97.75 | 1
2023/24 | 358.25 | 97.75 | 3
2023/24 | 358.75 | 97.75 | 2
2023/24 | 359.25 | 97.75 | 1
2023/24 | 359.75 | 97.75 | 2
2023/24 | 360.25 | 97.75 | 1
2023/24 | 360.75 | 97.75 | 2
2023/24 | 361.75 | 97.75 | 1
2023/24 | 362.25 | 97.75 | 4
2023/24 | 362.75 | 97.75 | 1
2023/24 | 363.25 | 97.75 | 1
2023/24 | 363.75 | 97.75 | 3
2023/24 | 365.75 | 97.75 | 3
2023/24 | 366.25 | 97.75 | 2
2023/24 | 367.25 | 97.75 | 2
2023/24 | 367.75 | 97.75 | 2
2023/24 | 368.75 | 97.75 | 1
2023/24 | 369.25 | 97.75 | 3
2023/24 | 370.25 | 97.75 | 3
2023/24 | 370.75 | 97.75 | 1
2023/24 | 372.25 | 97.75 | 1
2023/24 | 372.75 | 97.75 | 1
2023/24 | 373.25 | 97.75 | 1
2023/24 | 375.25 | 97.75 | 1
2023/24 | 375.75 | 97.75 | 1
2023/24 | 377.25 | 97.75 | 2
2023/24 | 377.75 | 97.75 | 1
2023/24 | 380.75 | 97.75 | 1
2023/24 | 381.75 | 97.75 | 1
2023/24 | 382.75 | 97.75 | 1
2023/24 | 384.25 | 97.75 | 1
2023/24 | 386.25 | 97.75 | 1
2023/24 | 388.75 | 97.75 | 2
2023/24 | 390.25 | 97.75 | 2
2023/24 | 391.75 | 97.75 | 1
2023/24 | 394.25 | 97.75 | 1
2023/24 | 397.25 | 97.75 | 1
2023/24 | 398.75 | 97.75 | 1
2023/24 | 399.75 | 97.75 | 1
2023/24 | 400.25 | 97.75 | 1
2023/24 | 402.75 | 97.75 | 1
2023/24 | 405.75 | 97.75 | 1
2023/24 | 407.75 | 97.75 | 1
2023/24 | 408.25 | 97.75 | 1
2023/24 | 409.25 | 97.75 | 1
2023/24 | 410.75 | 97.75 | 2
2023/24 | 411.25 | 97.75 | 1
2023/24 | 418.75 | 97.75 | 2
2023/24 | 426.25 | 97.75 | 1
2023/24 | 438.75 | 97.75 | 1
2023/24 | 440.25 | 97.75 | 1
2023/24 | 138.75 | 98.25 | 1
2023/24 | 147.25 | 98.25 | 1
2023/24 | 151.25 | 98.25 | 1
2023/24 | 153.25 | 98.25 | 1
2023/24 | 154.25 | 98.25 | 1
2023/24 | 154.75 | 98.25 | 1
2023/24 | 157.25 | 98.25 | 1
2023/24 | 158.25 | 98.25 | 2
2023/24 | 158.75 | 98.25 | 2
2023/24 | 159.25 | 98.25 | 3
2023/24 | 159.75 | 98.25 | 2
2023/24 | 160.75 | 98.25 | 1
2023/24 | 161.25 | 98.25 | 4
2023/24 | 161.75 | 98.25 | 3
2023/24 | 162.25 | 98.25 | 2
2023/24 | 162.75 | 98.25 | 4
2023/24 | 163.25 | 98.25 | 3
2023/24 | 164.25 | 98.25 | 1
2023/24 | 164.75 | 98.25 | 3
2023/24 | 165.25 | 98.25 | 5
2023/24 | 165.75 | 98.25 | 2
2023/24 | 166.25 | 98.25 | 1
2023/24 | 166.75 | 98.25 | 9
2023/24 | 167.25 | 98.25 | 3
2023/24 | 167.75 | 98.25 | 8
2023/24 | 168.25 | 98.25 | 5
2023/24 | 168.75 | 98.25 | 5
2023/24 | 169.25 | 98.25 | 2
2023/24 | 169.75 | 98.25 | 8
2023/24 | 170.25 | 98.25 | 10
2023/24 | 170.75 | 98.25 | 1
2023/24 | 171.25 | 98.25 | 7
2023/24 | 171.75 | 98.25 | 7
2023/24 | 172.25 | 98.25 | 8
2023/24 | 172.75 | 98.25 | 8
2023/24 | 173.25 | 98.25 | 6
2023/24 | 173.75 | 98.25 | 10
2023/24 | 174.25 | 98.25 | 12
2023/24 | 174.75 | 98.25 | 12
2023/24 | 175.25 | 98.25 | 11
2023/24 | 175.75 | 98.25 | 12
2023/24 | 176.25 | 98.25 | 14
2023/24 | 176.75 | 98.25 | 17
2023/24 | 177.25 | 98.25 | 7
2023/24 | 177.75 | 98.25 | 25
2023/24 | 178.25 | 98.25 | 14
2023/24 | 178.75 | 98.25 | 19
2023/24 | 179.25 | 98.25 | 22
2023/24 | 179.75 | 98.25 | 17
2023/24 | 180.25 | 98.25 | 28
2023/24 | 180.75 | 98.25 | 28
2023/24 | 181.25 | 98.25 | 25
2023/24 | 181.75 | 98.25 | 27
2023/24 | 182.25 | 98.25 | 29
2023/24 | 182.75 | 98.25 | 27
2023/24 | 183.25 | 98.25 | 31
2023/24 | 183.75 | 98.25 | 29
2023/24 | 184.25 | 98.25 | 28
2023/24 | 184.75 | 98.25 | 26
2023/24 | 185.25 | 98.25 | 31
2023/24 | 185.75 | 98.25 | 32
2023/24 | 186.25 | 98.25 | 39
2023/24 | 186.75 | 98.25 | 43
2023/24 | 187.25 | 98.25 | 42
2023/24 | 187.75 | 98.25 | 38
2023/24 | 188.25 | 98.25 | 37
2023/24 | 188.75 | 98.25 | 47
2023/24 | 189.25 | 98.25 | 39
2023/24 | 189.75 | 98.25 | 50
2023/24 | 190.25 | 98.25 | 55
2023/24 | 190.75 | 98.25 | 49
2023/24 | 191.25 | 98.25 | 51
2023/24 | 191.75 | 98.25 | 56
2023/24 | 192.25 | 98.25 | 65
2023/24 | 192.75 | 98.25 | 47
2023/24 | 193.25 | 98.25 | 64
2023/24 | 193.75 | 98.25 | 74
2023/24 | 194.25 | 98.25 | 56
2023/24 | 194.75 | 98.25 | 80
2023/24 | 195.25 | 98.25 | 76
2023/24 | 195.75 | 98.25 | 74
2023/24 | 196.25 | 98.25 | 57
2023/24 | 196.75 | 98.25 | 85
2023/24 | 197.25 | 98.25 | 86
2023/24 | 197.75 | 98.25 | 82
2023/24 | 198.25 | 98.25 | 98
2023/24 | 198.75 | 98.25 | 79
2023/24 | 199.25 | 98.25 | 98
2023/24 | 199.75 | 98.25 | 89
2023/24 | 200.25 | 98.25 | 110
2023/24 | 200.75 | 98.25 | 100
2023/24 | 201.25 | 98.25 | 104
2023/24 | 201.75 | 98.25 | 99
2023/24 | 202.25 | 98.25 | 115
2023/24 | 202.75 | 98.25 | 119
2023/24 | 203.25 | 98.25 | 116
2023/24 | 203.75 | 98.25 | 111
2023/24 | 204.25 | 98.25 | 115
2023/24 | 204.75 | 98.25 | 100
2023/24 | 205.25 | 98.25 | 116
2023/24 | 205.75 | 98.25 | 122
2023/24 | 206.25 | 98.25 | 128
2023/24 | 206.75 | 98.25 | 109
2023/24 | 207.25 | 98.25 | 120
2023/24 | 207.75 | 98.25 | 135
2023/24 | 208.25 | 98.25 | 145
2023/24 | 208.75 | 98.25 | 126
2023/24 | 209.25 | 98.25 | 131
2023/24 | 209.75 | 98.25 | 135
2023/24 | 210.25 | 98.25 | 147
2023/24 | 210.75 | 98.25 | 138
2023/24 | 211.25 | 98.25 | 165
2023/24 | 211.75 | 98.25 | 147
2023/24 | 212.25 | 98.25 | 145
2023/24 | 212.75 | 98.25 | 149
2023/24 | 213.25 | 98.25 | 153
2023/24 | 213.75 | 98.25 | 133
2023/24 | 214.25 | 98.25 | 144
2023/24 | 214.75 | 98.25 | 133
2023/24 | 215.25 | 98.25 | 132
2023/24 | 215.75 | 98.25 | 143
2023/24 | 216.25 | 98.25 | 147
2023/24 | 216.75 | 98.25 | 158
2023/24 | 217.25 | 98.25 | 142
2023/24 | 217.75 | 98.25 | 137
2023/24 | 218.25 | 98.25 | 147
2023/24 | 218.75 | 98.25 | 163
2023/24 | 219.25 | 98.25 | 148
2023/24 | 219.75 | 98.25 | 157
2023/24 | 220.25 | 98.25 | 143
2023/24 | 220.75 | 98.25 | 136
2023/24 | 221.25 | 98.25 | 166
2023/24 | 221.75 | 98.25 | 142
2023/24 | 222.25 | 98.25 | 172
2023/24 | 222.75 | 98.25 | 158
2023/24 | 223.25 | 98.25 | 155
2023/24 | 223.75 | 98.25 | 148
2023/24 | 224.25 | 98.25 | 159
2023/24 | 224.75 | 98.25 | 158
2023/24 | 225.25 | 98.25 | 172
2023/24 | 225.75 | 98.25 | 151
2023/24 | 226.25 | 98.25 | 137
2023/24 | 226.75 | 98.25 | 134
2023/24 | 227.25 | 98.25 | 119
2023/24 | 227.75 | 98.25 | 148
2023/24 | 228.25 | 98.25 | 148
2023/24 | 228.75 | 98.25 | 132
2023/24 | 229.25 | 98.25 | 155
2023/24 | 229.75 | 98.25 | 129
2023/24 | 230.25 | 98.25 | 119
2023/24 | 230.75 | 98.25 | 129
2023/24 | 231.25 | 98.25 | 126
2023/24 | 231.75 | 98.25 | 121
2023/24 | 232.25 | 98.25 | 118
2023/24 | 232.75 | 98.25 | 129
2023/24 | 233.25 | 98.25 | 113
2023/24 | 233.75 | 98.25 | 131
2023/24 | 234.25 | 98.25 | 130
2023/24 | 234.75 | 98.25 | 124
2023/24 | 235.25 | 98.25 | 119
2023/24 | 235.75 | 98.25 | 121
2023/24 | 236.25 | 98.25 | 105
2023/24 | 236.75 | 98.25 | 143
2023/24 | 237.25 | 98.25 | 113
2023/24 | 237.75 | 98.25 | 112
2023/24 | 238.25 | 98.25 | 119
2023/24 | 238.75 | 98.25 | 105
2023/24 | 239.25 | 98.25 | 97
2023/24 | 239.75 | 98.25 | 94
2023/24 | 240.25 | 98.25 | 107
2023/24 | 240.75 | 98.25 | 115
2023/24 | 241.25 | 98.25 | 104
2023/24 | 241.75 | 98.25 | 101
2023/24 | 242.25 | 98.25 | 93
2023/24 | 242.75 | 98.25 | 115
2023/24 | 243.25 | 98.25 | 108
2023/24 | 243.75 | 98.25 | 98
2023/24 | 244.25 | 98.25 | 94
2023/24 | 244.75 | 98.25 | 106
2023/24 | 245.25 | 98.25 | 115
2023/24 | 245.75 | 98.25 | 97
2023/24 | 246.25 | 98.25 | 85
2023/24 | 246.75 | 98.25 | 95
2023/24 | 247.25 | 98.25 | 82
2023/24 | 247.75 | 98.25 | 89
2023/24 | 248.25 | 98.25 | 75
2023/24 | 248.75 | 98.25 | 87
2023/24 | 249.25 | 98.25 | 96
2023/24 | 249.75 | 98.25 | 81
2023/24 | 250.25 | 98.25 | 90
2023/24 | 250.75 | 98.25 | 83
2023/24 | 251.25 | 98.25 | 74
2023/24 | 251.75 | 98.25 | 81
2023/24 | 252.25 | 98.25 | 86
2023/24 | 252.75 | 98.25 | 76
2023/24 | 253.25 | 98.25 | 75
2023/24 | 253.75 | 98.25 | 86
2023/24 | 254.25 | 98.25 | 72
2023/24 | 254.75 | 98.25 | 81
2023/24 | 255.25 | 98.25 | 62
2023/24 | 255.75 | 98.25 | 49
2023/24 | 256.25 | 98.25 | 71
2023/24 | 256.75 | 98.25 | 70
2023/24 | 257.25 | 98.25 | 72
2023/24 | 257.75 | 98.25 | 64
2023/24 | 258.25 | 98.25 | 65
2023/24 | 258.75 | 98.25 | 60
2023/24 | 259.25 | 98.25 | 51
2023/24 | 259.75 | 98.25 | 73
2023/24 | 260.25 | 98.25 | 57
2023/24 | 260.75 | 98.25 | 59
2023/24 | 261.25 | 98.25 | 44
2023/24 | 261.75 | 98.25 | 47
2023/24 | 262.25 | 98.25 | 67
2023/24 | 262.75 | 98.25 | 61
2023/24 | 263.25 | 98.25 | 59
2023/24 | 263.75 | 98.25 | 51
2023/24 | 264.25 | 98.25 | 50
2023/24 | 264.75 | 98.25 | 52
2023/24 | 265.25 | 98.25 | 53
2023/24 | 265.75 | 98.25 | 43
2023/24 | 266.25 | 98.25 | 48
2023/24 | 266.75 | 98.25 | 29
2023/24 | 267.25 | 98.25 | 41
2023/24 | 267.75 | 98.25 | 46
2023/24 | 268.25 | 98.25 | 44
2023/24 | 268.75 | 98.25 | 38
2023/24 | 269.25 | 98.25 | 46
2023/24 | 269.75 | 98.25 | 39
2023/24 | 270.25 | 98.25 | 46
2023/24 | 270.75 | 98.25 | 30
2023/24 | 271.25 | 98.25 | 39
2023/24 | 271.75 | 98.25 | 48
2023/24 | 272.25 | 98.25 | 34
2023/24 | 272.75 | 98.25 | 47
2023/24 | 273.25 | 98.25 | 46
2023/24 | 273.75 | 98.25 | 44
2023/24 | 274.25 | 98.25 | 38
2023/24 | 274.75 | 98.25 | 33
2023/24 | 275.25 | 98.25 | 47
2023/24 | 275.75 | 98.25 | 33
2023/24 | 276.25 | 98.25 | 38
2023/24 | 276.75 | 98.25 | 40
2023/24 | 277.25 | 98.25 | 27
2023/24 | 277.75 | 98.25 | 31
2023/24 | 278.25 | 98.25 | 32
2023/24 | 278.75 | 98.25 | 34
2023/24 | 279.25 | 98.25 | 30
2023/24 | 279.75 | 98.25 | 43
2023/24 | 280.25 | 98.25 | 34
2023/24 | 280.75 | 98.25 | 32
2023/24 | 281.25 | 98.25 | 35
2023/24 | 281.75 | 98.25 | 32
2023/24 | 282.25 | 98.25 | 29
2023/24 | 282.75 | 98.25 | 39
2023/24 | 283.25 | 98.25 | 31
2023/24 | 283.75 | 98.25 | 28
2023/24 | 284.25 | 98.25 | 25
2023/24 | 284.75 | 98.25 | 30
2023/24 | 285.25 | 98.25 | 21
2023/24 | 285.75 | 98.25 | 26
2023/24 | 286.25 | 98.25 | 24
2023/24 | 286.75 | 98.25 | 20
2023/24 | 287.25 | 98.25 | 25
2023/24 | 287.75 | 98.25 | 26
2023/24 | 288.25 | 98.25 | 23
2023/24 | 288.75 | 98.25 | 21
2023/24 | 289.25 | 98.25 | 19
2023/24 | 289.75 | 98.25 | 26
2023/24 | 290.25 | 98.25 | 26
2023/24 | 290.75 | 98.25 | 17
2023/24 | 291.25 | 98.25 | 25
2023/24 | 291.75 | 98.25 | 20
2023/24 | 292.25 | 98.25 | 27
2023/24 | 292.75 | 98.25 | 23
2023/24 | 293.25 | 98.25 | 27
2023/24 | 293.75 | 98.25 | 25
2023/24 | 294.25 | 98.25 | 31
2023/24 | 294.75 | 98.25 | 20
2023/24 | 295.25 | 98.25 | 12
2023/24 | 295.75 | 98.25 | 20
2023/24 | 296.25 | 98.25 | 16
2023/24 | 296.75 | 98.25 | 29
2023/24 | 297.25 | 98.25 | 21
2023/24 | 297.75 | 98.25 | 22
2023/24 | 298.25 | 98.25 | 20
2023/24 | 298.75 | 98.25 | 16
2023/24 | 299.25 | 98.25 | 16
2023/24 | 299.75 | 98.25 | 14
2023/24 | 300.25 | 98.25 | 20
2023/24 | 300.75 | 98.25 | 19
2023/24 | 301.25 | 98.25 | 20
2023/24 | 301.75 | 98.25 | 24
2023/24 | 302.25 | 98.25 | 23
2023/24 | 302.75 | 98.25 | 14
2023/24 | 303.25 | 98.25 | 14
2023/24 | 303.75 | 98.25 | 25
2023/24 | 304.25 | 98.25 | 25
2023/24 | 304.75 | 98.25 | 12
2023/24 | 305.25 | 98.25 | 16
2023/24 | 305.75 | 98.25 | 16
2023/24 | 306.25 | 98.25 | 11
2023/24 | 306.75 | 98.25 | 4
2023/24 | 307.25 | 98.25 | 15
2023/24 | 307.75 | 98.25 | 10
2023/24 | 308.25 | 98.25 | 12
2023/24 | 308.75 | 98.25 | 8
2023/24 | 309.25 | 98.25 | 20
2023/24 | 309.75 | 98.25 | 12
2023/24 | 310.25 | 98.25 | 6
2023/24 | 310.75 | 98.25 | 10
2023/24 | 311.25 | 98.25 | 13
2023/24 | 311.75 | 98.25 | 10
2023/24 | 312.25 | 98.25 | 13
2023/24 | 312.75 | 98.25 | 12
2023/24 | 313.25 | 98.25 | 9
2023/24 | 313.75 | 98.25 | 13
2023/24 | 314.25 | 98.25 | 13
2023/24 | 314.75 | 98.25 | 15
2023/24 | 315.25 | 98.25 | 14
2023/24 | 315.75 | 98.25 | 10
2023/24 | 316.25 | 98.25 | 10
2023/24 | 316.75 | 98.25 | 13
2023/24 | 317.25 | 98.25 | 16
2023/24 | 317.75 | 98.25 | 8
2023/24 | 318.25 | 98.25 | 9
2023/24 | 318.75 | 98.25 | 10
2023/24 | 319.25 | 98.25 | 10
2023/24 | 319.75 | 98.25 | 11
2023/24 | 320.25 | 98.25 | 13
2023/24 | 320.75 | 98.25 | 13
2023/24 | 321.25 | 98.25 | 9
2023/24 | 321.75 | 98.25 | 15
2023/24 | 322.25 | 98.25 | 11
2023/24 | 322.75 | 98.25 | 8
2023/24 | 323.25 | 98.25 | 10
2023/24 | 323.75 | 98.25 | 11
2023/24 | 324.25 | 98.25 | 11
2023/24 | 324.75 | 98.25 | 5
2023/24 | 325.25 | 98.25 | 12
2023/24 | 325.75 | 98.25 | 7
2023/24 | 326.25 | 98.25 | 6
2023/24 | 326.75 | 98.25 | 8
2023/24 | 327.25 | 98.25 | 4
2023/24 | 327.75 | 98.25 | 7
2023/24 | 328.25 | 98.25 | 8
2023/24 | 328.75 | 98.25 | 9
2023/24 | 329.25 | 98.25 | 7
2023/24 | 329.75 | 98.25 | 8
2023/24 | 330.25 | 98.25 | 4
2023/24 | 330.75 | 98.25 | 9
2023/24 | 331.25 | 98.25 | 5
2023/24 | 331.75 | 98.25 | 7
2023/24 | 332.25 | 98.25 | 2
2023/24 | 332.75 | 98.25 | 7
2023/24 | 333.25 | 98.25 | 6
2023/24 | 333.75 | 98.25 | 4
2023/24 | 334.25 | 98.25 | 6
2023/24 | 334.75 | 98.25 | 4
2023/24 | 335.25 | 98.25 | 6
2023/24 | 335.75 | 98.25 | 4
2023/24 | 336.25 | 98.25 | 7
2023/24 | 336.75 | 98.25 | 5
2023/24 | 337.25 | 98.25 | 5
2023/24 | 337.75 | 98.25 | 1
2023/24 | 338.25 | 98.25 | 2
2023/24 | 338.75 | 98.25 | 5
2023/24 | 339.25 | 98.25 | 4
2023/24 | 339.75 | 98.25 | 5
2023/24 | 340.25 | 98.25 | 1
2023/24 | 340.75 | 98.25 | 4
2023/24 | 341.75 | 98.25 | 5
2023/24 | 342.25 | 98.25 | 6
2023/24 | 342.75 | 98.25 | 3
2023/24 | 343.25 | 98.25 | 4
2023/24 | 343.75 | 98.25 | 2
2023/24 | 344.25 | 98.25 | 2
2023/24 | 344.75 | 98.25 | 1
2023/24 | 345.25 | 98.25 | 4
2023/24 | 345.75 | 98.25 | 1
2023/24 | 346.25 | 98.25 | 4
2023/24 | 346.75 | 98.25 | 1
2023/24 | 347.25 | 98.25 | 4
2023/24 | 347.75 | 98.25 | 7
2023/24 | 348.25 | 98.25 | 4
2023/24 | 348.75 | 98.25 | 2
2023/24 | 349.25 | 98.25 | 1
2023/24 | 349.75 | 98.25 | 2
2023/24 | 350.25 | 98.25 | 5
2023/24 | 351.25 | 98.25 | 1
2023/24 | 351.75 | 98.25 | 2
2023/24 | 352.25 | 98.25 | 2
2023/24 | 352.75 | 98.25 | 3
2023/24 | 353.25 | 98.25 | 2
2023/24 | 353.75 | 98.25 | 2
2023/24 | 354.25 | 98.25 | 2
2023/24 | 354.75 | 98.25 | 2
2023/24 | 355.25 | 98.25 | 4
2023/24 | 355.75 | 98.25 | 1
2023/24 | 356.25 | 98.25 | 1
2023/24 | 356.75 | 98.25 | 2
2023/24 | 357.25 | 98.25 | 1
2023/24 | 357.75 | 98.25 | 1
2023/24 | 358.25 | 98.25 | 2
2023/24 | 359.25 | 98.25 | 1
2023/24 | 359.75 | 98.25 | 4
2023/24 | 360.25 | 98.25 | 2
2023/24 | 360.75 | 98.25 | 1
2023/24 | 361.25 | 98.25 | 3
2023/24 | 361.75 | 98.25 | 1
2023/24 | 362.25 | 98.25 | 4
2023/24 | 362.75 | 98.25 | 2
2023/24 | 363.25 | 98.25 | 3
2023/24 | 363.75 | 98.25 | 3
2023/24 | 364.25 | 98.25 | 5
2023/24 | 364.75 | 98.25 | 2
2023/24 | 367.25 | 98.25 | 1
2023/24 | 367.75 | 98.25 | 2
2023/24 | 368.25 | 98.25 | 2
2023/24 | 368.75 | 98.25 | 1
2023/24 | 369.25 | 98.25 | 3
2023/24 | 369.75 | 98.25 | 1
2023/24 | 371.25 | 98.25 | 1
2023/24 | 371.75 | 98.25 | 1
2023/24 | 372.75 | 98.25 | 1
2023/24 | 374.25 | 98.25 | 1
2023/24 | 374.75 | 98.25 | 1
2023/24 | 375.25 | 98.25 | 2
2023/24 | 375.75 | 98.25 | 3
2023/24 | 376.75 | 98.25 | 1
2023/24 | 377.25 | 98.25 | 1
2023/24 | 378.25 | 98.25 | 1
2023/24 | 380.25 | 98.25 | 1
2023/24 | 380.75 | 98.25 | 1
2023/24 | 381.25 | 98.25 | 2
2023/24 | 383.25 | 98.25 | 1
2023/24 | 384.25 | 98.25 | 3
2023/24 | 385.75 | 98.25 | 1
2023/24 | 386.25 | 98.25 | 2
2023/24 | 387.25 | 98.25 | 1
2023/24 | 387.75 | 98.25 | 1
2023/24 | 388.75 | 98.25 | 2
2023/24 | 389.25 | 98.25 | 1
2023/24 | 390.25 | 98.25 | 1
2023/24 | 390.75 | 98.25 | 2
2023/24 | 395.25 | 98.25 | 1
2023/24 | 395.75 | 98.25 | 1
2023/24 | 397.75 | 98.25 | 1
2023/24 | 402.75 | 98.25 | 1
2023/24 | 403.25 | 98.25 | 1
2023/24 | 406.75 | 98.25 | 1
2023/24 | 408.25 | 98.25 | 1
2023/24 | 408.75 | 98.25 | 1
2023/24 | 409.25 | 98.25 | 1
2023/24 | 410.25 | 98.25 | 1
2023/24 | 421.25 | 98.25 | 1
2023/24 | 430.75 | 98.25 | 1
2023/24 | 132.75 | 98.75 | 1
2023/24 | 140.75 | 98.75 | 1
2023/24 | 141.25 | 98.75 | 2
2023/24 | 148.75 | 98.75 | 1
2023/24 | 149.25 | 98.75 | 1
2023/24 | 149.75 | 98.75 | 2
2023/24 | 158.75 | 98.75 | 1
2023/24 | 159.75 | 98.75 | 1
2023/24 | 160.75 | 98.75 | 2
2023/24 | 161.25 | 98.75 | 1
2023/24 | 162.25 | 98.75 | 1
2023/24 | 162.75 | 98.75 | 3
2023/24 | 163.25 | 98.75 | 2
2023/24 | 163.75 | 98.75 | 2
2023/24 | 164.25 | 98.75 | 3
2023/24 | 165.25 | 98.75 | 3
2023/24 | 166.25 | 98.75 | 2
2023/24 | 166.75 | 98.75 | 2
2023/24 | 167.25 | 98.75 | 4
2023/24 | 167.75 | 98.75 | 3
2023/24 | 168.25 | 98.75 | 4
2023/24 | 168.75 | 98.75 | 5
2023/24 | 169.25 | 98.75 | 1
2023/24 | 169.75 | 98.75 | 4
2023/24 | 170.25 | 98.75 | 9
2023/24 | 170.75 | 98.75 | 6
2023/24 | 171.25 | 98.75 | 13
2023/24 | 171.75 | 98.75 | 4
2023/24 | 172.25 | 98.75 | 6
2023/24 | 172.75 | 98.75 | 4
2023/24 | 173.25 | 98.75 | 10
2023/24 | 173.75 | 98.75 | 4
2023/24 | 174.25 | 98.75 | 7
2023/24 | 174.75 | 98.75 | 11
2023/24 | 175.25 | 98.75 | 11
2023/24 | 175.75 | 98.75 | 10
2023/24 | 176.25 | 98.75 | 14
2023/24 | 176.75 | 98.75 | 9
2023/24 | 177.25 | 98.75 | 10
2023/24 | 177.75 | 98.75 | 10
2023/24 | 178.25 | 98.75 | 14
2023/24 | 178.75 | 98.75 | 17
2023/24 | 179.25 | 98.75 | 11
2023/24 | 179.75 | 98.75 | 14
2023/24 | 180.25 | 98.75 | 13
2023/24 | 180.75 | 98.75 | 17
2023/24 | 181.25 | 98.75 | 21
2023/24 | 181.75 | 98.75 | 25
2023/24 | 182.25 | 98.75 | 30
2023/24 | 182.75 | 98.75 | 16
2023/24 | 183.25 | 98.75 | 25
2023/24 | 183.75 | 98.75 | 23
2023/24 | 184.25 | 98.75 | 26
2023/24 | 184.75 | 98.75 | 32
2023/24 | 185.25 | 98.75 | 28
2023/24 | 185.75 | 98.75 | 39
2023/24 | 186.25 | 98.75 | 42
2023/24 | 186.75 | 98.75 | 28
2023/24 | 187.25 | 98.75 | 35
2023/24 | 187.75 | 98.75 | 49
2023/24 | 188.25 | 98.75 | 32
2023/24 | 188.75 | 98.75 | 39
2023/24 | 189.25 | 98.75 | 41
2023/24 | 189.75 | 98.75 | 37
2023/24 | 190.25 | 98.75 | 39
2023/24 | 190.75 | 98.75 | 58
2023/24 | 191.25 | 98.75 | 51
2023/24 | 191.75 | 98.75 | 61
2023/24 | 192.25 | 98.75 | 61
2023/24 | 192.75 | 98.75 | 39
2023/24 | 193.25 | 98.75 | 59
2023/24 | 193.75 | 98.75 | 63
2023/24 | 194.25 | 98.75 | 68
2023/24 | 194.75 | 98.75 | 72
2023/24 | 195.25 | 98.75 | 71
2023/24 | 195.75 | 98.75 | 71
2023/24 | 196.25 | 98.75 | 80
2023/24 | 196.75 | 98.75 | 68
2023/24 | 197.25 | 98.75 | 82
2023/24 | 197.75 | 98.75 | 69
2023/24 | 198.25 | 98.75 | 81
2023/24 | 198.75 | 98.75 | 83
2023/24 | 199.25 | 98.75 | 75
2023/24 | 199.75 | 98.75 | 96
2023/24 | 200.25 | 98.75 | 92
2023/24 | 200.75 | 98.75 | 74
2023/24 | 201.25 | 98.75 | 113
2023/24 | 201.75 | 98.75 | 96
2023/24 | 202.25 | 98.75 | 83
2023/24 | 202.75 | 98.75 | 99
2023/24 | 203.25 | 98.75 | 103
2023/24 | 203.75 | 98.75 | 106
2023/24 | 204.25 | 98.75 | 115
2023/24 | 204.75 | 98.75 | 104
2023/24 | 205.25 | 98.75 | 121
2023/24 | 205.75 | 98.75 | 114
2023/24 | 206.25 | 98.75 | 122
2023/24 | 206.75 | 98.75 | 97
2023/24 | 207.25 | 98.75 | 108
2023/24 | 207.75 | 98.75 | 108
2023/24 | 208.25 | 98.75 | 148
2023/24 | 208.75 | 98.75 | 144
2023/24 | 209.25 | 98.75 | 113
2023/24 | 209.75 | 98.75 | 135
2023/24 | 210.25 | 98.75 | 106
2023/24 | 210.75 | 98.75 | 138
2023/24 | 211.25 | 98.75 | 137
2023/24 | 211.75 | 98.75 | 131
2023/24 | 212.25 | 98.75 | 138
2023/24 | 212.75 | 98.75 | 129
2023/24 | 213.25 | 98.75 | 149
2023/24 | 213.75 | 98.75 | 155
2023/24 | 214.25 | 98.75 | 155
2023/24 | 214.75 | 98.75 | 135
2023/24 | 215.25 | 98.75 | 118
2023/24 | 215.75 | 98.75 | 115
2023/24 | 216.25 | 98.75 | 152
2023/24 | 216.75 | 98.75 | 141
2023/24 | 217.25 | 98.75 | 131
2023/24 | 217.75 | 98.75 | 137
2023/24 | 218.25 | 98.75 | 158
2023/24 | 218.75 | 98.75 | 156
2023/24 | 219.25 | 98.75 | 135
2023/24 | 219.75 | 98.75 | 151
2023/24 | 220.25 | 98.75 | 148
2023/24 | 220.75 | 98.75 | 151
2023/24 | 221.25 | 98.75 | 172
2023/24 | 221.75 | 98.75 | 146
2023/24 | 222.25 | 98.75 | 162
2023/24 | 222.75 | 98.75 | 127
2023/24 | 223.25 | 98.75 | 123
2023/24 | 223.75 | 98.75 | 163
2023/24 | 224.25 | 98.75 | 171
2023/24 | 224.75 | 98.75 | 124
2023/24 | 225.25 | 98.75 | 133
2023/24 | 225.75 | 98.75 | 139
2023/24 | 226.25 | 98.75 | 148
2023/24 | 226.75 | 98.75 | 133
2023/24 | 227.25 | 98.75 | 117
2023/24 | 227.75 | 98.75 | 145
2023/24 | 228.25 | 98.75 | 138
2023/24 | 228.75 | 98.75 | 161
2023/24 | 229.25 | 98.75 | 124
2023/24 | 229.75 | 98.75 | 161
2023/24 | 230.25 | 98.75 | 148
2023/24 | 230.75 | 98.75 | 122
2023/24 | 231.25 | 98.75 | 153
2023/24 | 231.75 | 98.75 | 132
2023/24 | 232.25 | 98.75 | 128
2023/24 | 232.75 | 98.75 | 99
2023/24 | 233.25 | 98.75 | 129
2023/24 | 233.75 | 98.75 | 126
2023/24 | 234.25 | 98.75 | 111
2023/24 | 234.75 | 98.75 | 135
2023/24 | 235.25 | 98.75 | 149
2023/24 | 235.75 | 98.75 | 122
2023/24 | 236.25 | 98.75 | 107
2023/24 | 236.75 | 98.75 | 127
2023/24 | 237.25 | 98.75 | 123
2023/24 | 237.75 | 98.75 | 123
2023/24 | 238.25 | 98.75 | 118
2023/24 | 238.75 | 98.75 | 107
2023/24 | 239.25 | 98.75 | 101
2023/24 | 239.75 | 98.75 | 117
2023/24 | 240.25 | 98.75 | 127
2023/24 | 240.75 | 98.75 | 113
2023/24 | 241.25 | 98.75 | 87
2023/24 | 241.75 | 98.75 | 96
2023/24 | 242.25 | 98.75 | 95
2023/24 | 242.75 | 98.75 | 96
2023/24 | 243.25 | 98.75 | 110
2023/24 | 243.75 | 98.75 | 104
2023/24 | 244.25 | 98.75 | 96
2023/24 | 244.75 | 98.75 | 104
2023/24 | 245.25 | 98.75 | 97
2023/24 | 245.75 | 98.75 | 96
2023/24 | 246.25 | 98.75 | 108
2023/24 | 246.75 | 98.75 | 106
2023/24 | 247.25 | 98.75 | 108
2023/24 | 247.75 | 98.75 | 86
2023/24 | 248.25 | 98.75 | 94
2023/24 | 248.75 | 98.75 | 85
2023/24 | 249.25 | 98.75 | 77
2023/24 | 249.75 | 98.75 | 86
2023/24 | 250.25 | 98.75 | 73
2023/24 | 250.75 | 98.75 | 79
2023/24 | 251.25 | 98.75 | 111
2023/24 | 251.75 | 98.75 | 73
2023/24 | 252.25 | 98.75 | 85
2023/24 | 252.75 | 98.75 | 74
2023/24 | 253.25 | 98.75 | 85
2023/24 | 253.75 | 98.75 | 62
2023/24 | 254.25 | 98.75 | 70
2023/24 | 254.75 | 98.75 | 65
2023/24 | 255.25 | 98.75 | 68
2023/24 | 255.75 | 98.75 | 53
2023/24 | 256.25 | 98.75 | 66
2023/24 | 256.75 | 98.75 | 72
2023/24 | 257.25 | 98.75 | 60
2023/24 | 257.75 | 98.75 | 58
2023/24 | 258.25 | 98.75 | 56
2023/24 | 258.75 | 98.75 | 71
2023/24 | 259.25 | 98.75 | 64
2023/24 | 259.75 | 98.75 | 63
2023/24 | 260.25 | 98.75 | 62
2023/24 | 260.75 | 98.75 | 73
2023/24 | 261.25 | 98.75 | 49
2023/24 | 261.75 | 98.75 | 57
2023/24 | 262.25 | 98.75 | 67
2023/24 | 262.75 | 98.75 | 57
2023/24 | 263.25 | 98.75 | 65
2023/24 | 263.75 | 98.75 | 58
2023/24 | 264.25 | 98.75 | 58
2023/24 | 264.75 | 98.75 | 58
2023/24 | 265.25 | 98.75 | 53
2023/24 | 265.75 | 98.75 | 52
2023/24 | 266.25 | 98.75 | 40
2023/24 | 266.75 | 98.75 | 44
2023/24 | 267.25 | 98.75 | 57
2023/24 | 267.75 | 98.75 | 53
2023/24 | 268.25 | 98.75 | 55
2023/24 | 268.75 | 98.75 | 42
2023/24 | 269.25 | 98.75 | 58
2023/24 | 269.75 | 98.75 | 43
2023/24 | 270.25 | 98.75 | 40
2023/24 | 270.75 | 98.75 | 39
2023/24 | 271.25 | 98.75 | 48
2023/24 | 271.75 | 98.75 | 52
2023/24 | 272.25 | 98.75 | 25
2023/24 | 272.75 | 98.75 | 48
2023/24 | 273.25 | 98.75 | 48
2023/24 | 273.75 | 98.75 | 24
2023/24 | 274.25 | 98.75 | 48
2023/24 | 274.75 | 98.75 | 42
2023/24 | 275.25 | 98.75 | 44
2023/24 | 275.75 | 98.75 | 37
2023/24 | 276.25 | 98.75 | 38
2023/24 | 276.75 | 98.75 | 37
2023/24 | 277.25 | 98.75 | 29
2023/24 | 277.75 | 98.75 | 34
2023/24 | 278.25 | 98.75 | 35
2023/24 | 278.75 | 98.75 | 38
2023/24 | 279.25 | 98.75 | 32
2023/24 | 279.75 | 98.75 | 40
2023/24 | 280.25 | 98.75 | 28
2023/24 | 280.75 | 98.75 | 38
2023/24 | 281.25 | 98.75 | 26
2023/24 | 281.75 | 98.75 | 34
2023/24 | 282.25 | 98.75 | 47
2023/24 | 282.75 | 98.75 | 22
2023/24 | 283.25 | 98.75 | 31
2023/24 | 283.75 | 98.75 | 33
2023/24 | 284.25 | 98.75 | 33
2023/24 | 284.75 | 98.75 | 31
2023/24 | 285.25 | 98.75 | 38
2023/24 | 285.75 | 98.75 | 29
2023/24 | 286.25 | 98.75 | 36
2023/24 | 286.75 | 98.75 | 23
2023/24 | 287.25 | 98.75 | 30
2023/24 | 287.75 | 98.75 | 37
2023/24 | 288.25 | 98.75 | 33
2023/24 | 288.75 | 98.75 | 31
2023/24 | 289.25 | 98.75 | 30
2023/24 | 289.75 | 98.75 | 24
2023/24 | 290.25 | 98.75 | 23
2023/24 | 290.75 | 98.75 | 30
2023/24 | 291.25 | 98.75 | 28
2023/24 | 291.75 | 98.75 | 30
2023/24 | 292.25 | 98.75 | 22
2023/24 | 292.75 | 98.75 | 23
2023/24 | 293.25 | 98.75 | 23
2023/24 | 293.75 | 98.75 | 24
2023/24 | 294.25 | 98.75 | 23
2023/24 | 294.75 | 98.75 | 19
2023/24 | 295.25 | 98.75 | 31
2023/24 | 295.75 | 98.75 | 17
2023/24 | 296.25 | 98.75 | 21
2023/24 | 296.75 | 98.75 | 22
2023/24 | 297.25 | 98.75 | 22
2023/24 | 297.75 | 98.75 | 21
2023/24 | 298.25 | 98.75 | 18
2023/24 | 298.75 | 98.75 | 19
2023/24 | 299.25 | 98.75 | 18
2023/24 | 299.75 | 98.75 | 18
2023/24 | 300.25 | 98.75 | 13
2023/24 | 300.75 | 98.75 | 15
2023/24 | 301.25 | 98.75 | 18
2023/24 | 301.75 | 98.75 | 24
2023/24 | 302.25 | 98.75 | 15
2023/24 | 302.75 | 98.75 | 19
2023/24 | 303.25 | 98.75 | 26
2023/24 | 303.75 | 98.75 | 17
2023/24 | 304.25 | 98.75 | 15
2023/24 | 304.75 | 98.75 | 16
2023/24 | 305.25 | 98.75 | 18
2023/24 | 305.75 | 98.75 | 14
2023/24 | 306.25 | 98.75 | 13
2023/24 | 306.75 | 98.75 | 12
2023/24 | 307.25 | 98.75 | 19
2023/24 | 307.75 | 98.75 | 14
2023/24 | 308.25 | 98.75 | 12
2023/24 | 308.75 | 98.75 | 13
2023/24 | 309.25 | 98.75 | 16
2023/24 | 309.75 | 98.75 | 15
2023/24 | 310.25 | 98.75 | 23
2023/24 | 310.75 | 98.75 | 14
2023/24 | 311.25 | 98.75 | 11
2023/24 | 311.75 | 98.75 | 8
2023/24 | 312.25 | 98.75 | 13
2023/24 | 312.75 | 98.75 | 12
2023/24 | 313.25 | 98.75 | 11
2023/24 | 313.75 | 98.75 | 16
2023/24 | 314.25 | 98.75 | 5
2023/24 | 314.75 | 98.75 | 14
2023/24 | 315.25 | 98.75 | 10
2023/24 | 315.75 | 98.75 | 13
2023/24 | 316.25 | 98.75 | 8
2023/24 | 316.75 | 98.75 | 7
2023/24 | 317.25 | 98.75 | 9
2023/24 | 317.75 | 98.75 | 6
2023/24 | 318.25 | 98.75 | 9
2023/24 | 318.75 | 98.75 | 10
2023/24 | 319.25 | 98.75 | 7
2023/24 | 319.75 | 98.75 | 4
2023/24 | 320.25 | 98.75 | 11
2023/24 | 320.75 | 98.75 | 13
2023/24 | 321.25 | 98.75 | 7
2023/24 | 321.75 | 98.75 | 11
2023/24 | 322.25 | 98.75 | 11
2023/24 | 322.75 | 98.75 | 7
2023/24 | 323.25 | 98.75 | 10
2023/24 | 323.75 | 98.75 | 8
2023/24 | 324.25 | 98.75 | 11
2023/24 | 324.75 | 98.75 | 4
2023/24 | 325.25 | 98.75 | 5
2023/24 | 325.75 | 98.75 | 7
2023/24 | 326.25 | 98.75 | 5
2023/24 | 326.75 | 98.75 | 3
2023/24 | 327.25 | 98.75 | 11
2023/24 | 327.75 | 98.75 | 6
2023/24 | 328.25 | 98.75 | 10
2023/24 | 328.75 | 98.75 | 12
2023/24 | 329.25 | 98.75 | 10
2023/24 | 329.75 | 98.75 | 11
2023/24 | 330.25 | 98.75 | 5
2023/24 | 330.75 | 98.75 | 5
2023/24 | 331.25 | 98.75 | 2
2023/24 | 331.75 | 98.75 | 6
2023/24 | 332.25 | 98.75 | 7
2023/24 | 332.75 | 98.75 | 5
2023/24 | 333.25 | 98.75 | 4
2023/24 | 333.75 | 98.75 | 8
2023/24 | 334.25 | 98.75 | 6
2023/24 | 334.75 | 98.75 | 10
2023/24 | 335.25 | 98.75 | 7
2023/24 | 335.75 | 98.75 | 6
2023/24 | 336.25 | 98.75 | 2
2023/24 | 336.75 | 98.75 | 9
2023/24 | 337.25 | 98.75 | 8
2023/24 | 337.75 | 98.75 | 2
2023/24 | 338.25 | 98.75 | 1
2023/24 | 338.75 | 98.75 | 4
2023/24 | 339.25 | 98.75 | 4
2023/24 | 339.75 | 98.75 | 2
2023/24 | 340.25 | 98.75 | 5
2023/24 | 340.75 | 98.75 | 2
2023/24 | 341.25 | 98.75 | 3
2023/24 | 341.75 | 98.75 | 5
2023/24 | 342.25 | 98.75 | 6
2023/24 | 342.75 | 98.75 | 2
2023/24 | 343.25 | 98.75 | 2
2023/24 | 343.75 | 98.75 | 5
2023/24 | 344.25 | 98.75 | 3
2023/24 | 344.75 | 98.75 | 3
2023/24 | 345.25 | 98.75 | 4
2023/24 | 345.75 | 98.75 | 4
2023/24 | 346.25 | 98.75 | 4
2023/24 | 346.75 | 98.75 | 4
2023/24 | 347.25 | 98.75 | 6
2023/24 | 347.75 | 98.75 | 4
2023/24 | 348.25 | 98.75 | 2
2023/24 | 348.75 | 98.75 | 5
2023/24 | 349.25 | 98.75 | 3
2023/24 | 349.75 | 98.75 | 2
2023/24 | 350.75 | 98.75 | 2
2023/24 | 351.25 | 98.75 | 3
2023/24 | 351.75 | 98.75 | 3
2023/24 | 352.25 | 98.75 | 6
2023/24 | 352.75 | 98.75 | 2
2023/24 | 353.25 | 98.75 | 3
2023/24 | 353.75 | 98.75 | 2
2023/24 | 354.25 | 98.75 | 4
2023/24 | 355.25 | 98.75 | 3
2023/24 | 355.75 | 98.75 | 1
2023/24 | 356.25 | 98.75 | 1
2023/24 | 356.75 | 98.75 | 2
2023/24 | 357.25 | 98.75 | 1
2023/24 | 357.75 | 98.75 | 1
2023/24 | 358.25 | 98.75 | 1
2023/24 | 358.75 | 98.75 | 3
2023/24 | 359.25 | 98.75 | 1
2023/24 | 360.25 | 98.75 | 1
2023/24 | 361.25 | 98.75 | 1
2023/24 | 362.25 | 98.75 | 1
2023/24 | 362.75 | 98.75 | 2
2023/24 | 363.25 | 98.75 | 2
2023/24 | 363.75 | 98.75 | 1
2023/24 | 365.25 | 98.75 | 1
2023/24 | 365.75 | 98.75 | 4
2023/24 | 366.25 | 98.75 | 2
2023/24 | 366.75 | 98.75 | 2
2023/24 | 367.25 | 98.75 | 1
2023/24 | 367.75 | 98.75 | 3
2023/24 | 368.25 | 98.75 | 3
2023/24 | 368.75 | 98.75 | 4
2023/24 | 370.25 | 98.75 | 1
2023/24 | 370.75 | 98.75 | 2
2023/24 | 371.25 | 98.75 | 2
2023/24 | 371.75 | 98.75 | 1
2023/24 | 372.25 | 98.75 | 1
2023/24 | 373.75 | 98.75 | 2
2023/24 | 374.75 | 98.75 | 4
2023/24 | 375.75 | 98.75 | 1
2023/24 | 376.25 | 98.75 | 1
2023/24 | 376.75 | 98.75 | 2
2023/24 | 378.75 | 98.75 | 2
2023/24 | 379.25 | 98.75 | 2
2023/24 | 381.25 | 98.75 | 1
2023/24 | 381.75 | 98.75 | 1
2023/24 | 386.25 | 98.75 | 1
2023/24 | 386.75 | 98.75 | 2
2023/24 | 387.25 | 98.75 | 1
2023/24 | 388.75 | 98.75 | 1
2023/24 | 389.25 | 98.75 | 1
2023/24 | 389.75 | 98.75 | 1
2023/24 | 390.25 | 98.75 | 1
2023/24 | 390.75 | 98.75 | 1
2023/24 | 392.25 | 98.75 | 2
2023/24 | 393.75 | 98.75 | 1
2023/24 | 395.25 | 98.75 | 1
2023/24 | 396.25 | 98.75 | 1
2023/24 | 396.75 | 98.75 | 1
2023/24 | 397.25 | 98.75 | 2
2023/24 | 399.75 | 98.75 | 1
2023/24 | 402.25 | 98.75 | 1
2023/24 | 405.25 | 98.75 | 3
2023/24 | 405.75 | 98.75 | 1
2023/24 | 416.75 | 98.75 | 1
2023/24 | 418.75 | 98.75 | 1
2023/24 | 419.75 | 98.75 | 1
2023/24 | 422.25 | 98.75 | 1
2023/24 | 429.25 | 98.75 | 1
2023/24 | 430.75 | 98.75 | 1
2023/24 | 441.75 | 98.75 | 1
2023/24 | 133.75 | 99.25 | 1
2023/24 | 150.75 | 99.25 | 1
2023/24 | 153.75 | 99.25 | 2
2023/24 | 154.25 | 99.25 | 1
2023/24 | 154.75 | 99.25 | 1
2023/24 | 155.25 | 99.25 | 2
2023/24 | 155.75 | 99.25 | 2
2023/24 | 156.75 | 99.25 | 1
2023/24 | 157.75 | 99.25 | 2
2023/24 | 159.25 | 99.25 | 1
2023/24 | 159.75 | 99.25 | 2
2023/24 | 160.25 | 99.25 | 2
2023/24 | 160.75 | 99.25 | 2
2023/24 | 161.75 | 99.25 | 2
2023/24 | 162.25 | 99.25 | 2
2023/24 | 162.75 | 99.25 | 2
2023/24 | 163.75 | 99.25 | 2
2023/24 | 164.75 | 99.25 | 2
2023/24 | 165.25 | 99.25 | 1
2023/24 | 165.75 | 99.25 | 4
2023/24 | 166.25 | 99.25 | 1
2023/24 | 166.75 | 99.25 | 3
2023/24 | 167.25 | 99.25 | 3
2023/24 | 167.75 | 99.25 | 2
2023/24 | 168.25 | 99.25 | 5
2023/24 | 168.75 | 99.25 | 1
2023/24 | 169.25 | 99.25 | 6
2023/24 | 169.75 | 99.25 | 1
2023/24 | 170.25 | 99.25 | 4
2023/24 | 170.75 | 99.25 | 7
2023/24 | 171.25 | 99.25 | 7
2023/24 | 171.75 | 99.25 | 8
2023/24 | 172.25 | 99.25 | 5
2023/24 | 172.75 | 99.25 | 7
2023/24 | 173.25 | 99.25 | 6
2023/24 | 173.75 | 99.25 | 4
2023/24 | 174.25 | 99.25 | 9
2023/24 | 174.75 | 99.25 | 9
2023/24 | 175.25 | 99.25 | 7
2023/24 | 175.75 | 99.25 | 2
2023/24 | 176.25 | 99.25 | 8
2023/24 | 176.75 | 99.25 | 14
2023/24 | 177.25 | 99.25 | 11
2023/24 | 177.75 | 99.25 | 10
2023/24 | 178.25 | 99.25 | 11
2023/24 | 178.75 | 99.25 | 14
2023/24 | 179.25 | 99.25 | 16
2023/24 | 179.75 | 99.25 | 25
2023/24 | 180.25 | 99.25 | 18
2023/24 | 180.75 | 99.25 | 15
2023/24 | 181.25 | 99.25 | 15
2023/24 | 181.75 | 99.25 | 14
2023/24 | 182.25 | 99.25 | 18
2023/24 | 182.75 | 99.25 | 17
2023/24 | 183.25 | 99.25 | 24
2023/24 | 183.75 | 99.25 | 21
2023/24 | 184.25 | 99.25 | 29
2023/24 | 184.75 | 99.25 | 23
2023/24 | 185.25 | 99.25 | 30
2023/24 | 185.75 | 99.25 | 28
2023/24 | 186.25 | 99.25 | 34
2023/24 | 186.75 | 99.25 | 41
2023/24 | 187.25 | 99.25 | 36
2023/24 | 187.75 | 99.25 | 33
2023/24 | 188.25 | 99.25 | 36
2023/24 | 188.75 | 99.25 | 46
2023/24 | 189.25 | 99.25 | 49
2023/24 | 189.75 | 99.25 | 34
2023/24 | 190.25 | 99.25 | 41
2023/24 | 190.75 | 99.25 | 55
2023/24 | 191.25 | 99.25 | 38
2023/24 | 191.75 | 99.25 | 54
2023/24 | 192.25 | 99.25 | 37
2023/24 | 192.75 | 99.25 | 55
2023/24 | 193.25 | 99.25 | 53
2023/24 | 193.75 | 99.25 | 58
2023/24 | 194.25 | 99.25 | 60
2023/24 | 194.75 | 99.25 | 57
2023/24 | 195.25 | 99.25 | 78
2023/24 | 195.75 | 99.25 | 63
2023/24 | 196.25 | 99.25 | 55
2023/24 | 196.75 | 99.25 | 76
2023/24 | 197.25 | 99.25 | 64
2023/24 | 197.75 | 99.25 | 68
2023/24 | 198.25 | 99.25 | 68
2023/24 | 198.75 | 99.25 | 74
2023/24 | 199.25 | 99.25 | 98
2023/24 | 199.75 | 99.25 | 92
2023/24 | 200.25 | 99.25 | 75
2023/24 | 200.75 | 99.25 | 82
2023/24 | 201.25 | 99.25 | 81
2023/24 | 201.75 | 99.25 | 82
2023/24 | 202.25 | 99.25 | 84
2023/24 | 202.75 | 99.25 | 98
2023/24 | 203.25 | 99.25 | 100
2023/24 | 203.75 | 99.25 | 102
2023/24 | 204.25 | 99.25 | 124
2023/24 | 204.75 | 99.25 | 107
2023/24 | 205.25 | 99.25 | 86
2023/24 | 205.75 | 99.25 | 92
2023/24 | 206.25 | 99.25 | 96
2023/24 | 206.75 | 99.25 | 121
2023/24 | 207.25 | 99.25 | 96
2023/24 | 207.75 | 99.25 | 123
2023/24 | 208.25 | 99.25 | 118
2023/24 | 208.75 | 99.25 | 122
2023/24 | 209.25 | 99.25 | 124
2023/24 | 209.75 | 99.25 | 132
2023/24 | 210.25 | 99.25 | 127
2023/24 | 210.75 | 99.25 | 126
2023/24 | 211.25 | 99.25 | 102
2023/24 | 211.75 | 99.25 | 140
2023/24 | 212.25 | 99.25 | 132
2023/24 | 212.75 | 99.25 | 132
2023/24 | 213.25 | 99.25 | 116
2023/24 | 213.75 | 99.25 | 139
2023/24 | 214.25 | 99.25 | 142
2023/24 | 214.75 | 99.25 | 160
2023/24 | 215.25 | 99.25 | 138
2023/24 | 215.75 | 99.25 | 130
2023/24 | 216.25 | 99.25 | 151
2023/24 | 216.75 | 99.25 | 126
2023/24 | 217.25 | 99.25 | 161
2023/24 | 217.75 | 99.25 | 126
2023/24 | 218.25 | 99.25 | 129
2023/24 | 218.75 | 99.25 | 146
2023/24 | 219.25 | 99.25 | 121
2023/24 | 219.75 | 99.25 | 136
2023/24 | 220.25 | 99.25 | 138
2023/24 | 220.75 | 99.25 | 159
2023/24 | 221.25 | 99.25 | 152
2023/24 | 221.75 | 99.25 | 160
2023/24 | 222.25 | 99.25 | 166
2023/24 | 222.75 | 99.25 | 144
2023/24 | 223.25 | 99.25 | 133
2023/24 | 223.75 | 99.25 | 151
2023/24 | 224.25 | 99.25 | 156
2023/24 | 224.75 | 99.25 | 139
2023/24 | 225.25 | 99.25 | 152
2023/24 | 225.75 | 99.25 | 124
2023/24 | 226.25 | 99.25 | 140
2023/24 | 226.75 | 99.25 | 154
2023/24 | 227.25 | 99.25 | 148
2023/24 | 227.75 | 99.25 | 134
2023/24 | 228.25 | 99.25 | 150
2023/24 | 228.75 | 99.25 | 137
2023/24 | 229.25 | 99.25 | 142
2023/24 | 229.75 | 99.25 | 132
2023/24 | 230.25 | 99.25 | 139
2023/24 | 230.75 | 99.25 | 140
2023/24 | 231.25 | 99.25 | 137
2023/24 | 231.75 | 99.25 | 138
2023/24 | 232.25 | 99.25 | 155
2023/24 | 232.75 | 99.25 | 135
2023/24 | 233.25 | 99.25 | 155
2023/24 | 233.75 | 99.25 | 117
2023/24 | 234.25 | 99.25 | 121
2023/24 | 234.75 | 99.25 | 125
2023/24 | 235.25 | 99.25 | 115
2023/24 | 235.75 | 99.25 | 140
2023/24 | 236.25 | 99.25 | 136
2023/24 | 236.75 | 99.25 | 118
2023/24 | 237.25 | 99.25 | 130
2023/24 | 237.75 | 99.25 | 124
2023/24 | 238.25 | 99.25 | 134
2023/24 | 238.75 | 99.25 | 117
2023/24 | 239.25 | 99.25 | 121
2023/24 | 239.75 | 99.25 | 97
2023/24 | 240.25 | 99.25 | 126
2023/24 | 240.75 | 99.25 | 107
2023/24 | 241.25 | 99.25 | 123
2023/24 | 241.75 | 99.25 | 98
2023/24 | 242.25 | 99.25 | 110
2023/24 | 242.75 | 99.25 | 95
2023/24 | 243.25 | 99.25 | 119
2023/24 | 243.75 | 99.25 | 118
2023/24 | 244.25 | 99.25 | 106
2023/24 | 244.75 | 99.25 | 106
2023/24 | 245.25 | 99.25 | 94
2023/24 | 245.75 | 99.25 | 95
2023/24 | 246.25 | 99.25 | 109
2023/24 | 246.75 | 99.25 | 95
2023/24 | 247.25 | 99.25 | 114
2023/24 | 247.75 | 99.25 | 82
2023/24 | 248.25 | 99.25 | 94
2023/24 | 248.75 | 99.25 | 88
2023/24 | 249.25 | 99.25 | 96
2023/24 | 249.75 | 99.25 | 92
2023/24 | 250.25 | 99.25 | 101
2023/24 | 250.75 | 99.25 | 81
2023/24 | 251.25 | 99.25 | 82
2023/24 | 251.75 | 99.25 | 86
2023/24 | 252.25 | 99.25 | 91
2023/24 | 252.75 | 99.25 | 97
2023/24 | 253.25 | 99.25 | 76
2023/24 | 253.75 | 99.25 | 77
2023/24 | 254.25 | 99.25 | 100
2023/24 | 254.75 | 99.25 | 64
2023/24 | 255.25 | 99.25 | 70
2023/24 | 255.75 | 99.25 | 70
2023/24 | 256.25 | 99.25 | 72
2023/24 | 256.75 | 99.25 | 76
2023/24 | 257.25 | 99.25 | 62
2023/24 | 257.75 | 99.25 | 87
2023/24 | 258.25 | 99.25 | 79
2023/24 | 258.75 | 99.25 | 77
2023/24 | 259.25 | 99.25 | 77
2023/24 | 259.75 | 99.25 | 66
2023/24 | 260.25 | 99.25 | 81
2023/24 | 260.75 | 99.25 | 62
2023/24 | 261.25 | 99.25 | 51
2023/24 | 261.75 | 99.25 | 54
2023/24 | 262.25 | 99.25 | 64
2023/24 | 262.75 | 99.25 | 70
2023/24 | 263.25 | 99.25 | 65
2023/24 | 263.75 | 99.25 | 62
2023/24 | 264.25 | 99.25 | 46
2023/24 | 264.75 | 99.25 | 64
2023/24 | 265.25 | 99.25 | 63
2023/24 | 265.75 | 99.25 | 55
2023/24 | 266.25 | 99.25 | 61
2023/24 | 266.75 | 99.25 | 53
2023/24 | 267.25 | 99.25 | 52
2023/24 | 267.75 | 99.25 | 50
2023/24 | 268.25 | 99.25 | 44
2023/24 | 268.75 | 99.25 | 48
2023/24 | 269.25 | 99.25 | 55
2023/24 | 269.75 | 99.25 | 44
2023/24 | 270.25 | 99.25 | 53
2023/24 | 270.75 | 99.25 | 48
2023/24 | 271.25 | 99.25 | 44
2023/24 | 271.75 | 99.25 | 31
2023/24 | 272.25 | 99.25 | 44
2023/24 | 272.75 | 99.25 | 56
2023/24 | 273.25 | 99.25 | 61
2023/24 | 273.75 | 99.25 | 50
2023/24 | 274.25 | 99.25 | 46
2023/24 | 274.75 | 99.25 | 33
2023/24 | 275.25 | 99.25 | 46
2023/24 | 275.75 | 99.25 | 36
2023/24 | 276.25 | 99.25 | 48
2023/24 | 276.75 | 99.25 | 37
2023/24 | 277.25 | 99.25 | 34
2023/24 | 277.75 | 99.25 | 31
2023/24 | 278.25 | 99.25 | 44
2023/24 | 278.75 | 99.25 | 37
2023/24 | 279.25 | 99.25 | 29
2023/24 | 279.75 | 99.25 | 36
2023/24 | 280.25 | 99.25 | 29
2023/24 | 280.75 | 99.25 | 33
2023/24 | 281.25 | 99.25 | 25
2023/24 | 281.75 | 99.25 | 29
2023/24 | 282.25 | 99.25 | 35
2023/24 | 282.75 | 99.25 | 27
2023/24 | 283.25 | 99.25 | 28
2023/24 | 283.75 | 99.25 | 35
2023/24 | 284.25 | 99.25 | 22
2023/24 | 284.75 | 99.25 | 30
2023/24 | 285.25 | 99.25 | 28
2023/24 | 285.75 | 99.25 | 20
2023/24 | 286.25 | 99.25 | 37
2023/24 | 286.75 | 99.25 | 25
2023/24 | 287.25 | 99.25 | 31
2023/24 | 287.75 | 99.25 | 25
2023/24 | 288.25 | 99.25 | 22
2023/24 | 288.75 | 99.25 | 28
2023/24 | 289.25 | 99.25 | 29
2023/24 | 289.75 | 99.25 | 22
2023/24 | 290.25 | 99.25 | 17
2023/24 | 290.75 | 99.25 | 19
2023/24 | 291.25 | 99.25 | 26
2023/24 | 291.75 | 99.25 | 19
2023/24 | 292.25 | 99.25 | 18
2023/24 | 292.75 | 99.25 | 23
2023/24 | 293.25 | 99.25 | 29
2023/24 | 293.75 | 99.25 | 25
2023/24 | 294.25 | 99.25 | 26
2023/24 | 294.75 | 99.25 | 26
2023/24 | 295.25 | 99.25 | 16
2023/24 | 295.75 | 99.25 | 20
2023/24 | 296.25 | 99.25 | 20
2023/24 | 296.75 | 99.25 | 23
2023/24 | 297.25 | 99.25 | 20
2023/24 | 297.75 | 99.25 | 23
2023/24 | 298.25 | 99.25 | 19
2023/24 | 298.75 | 99.25 | 19
2023/24 | 299.25 | 99.25 | 21
2023/24 | 299.75 | 99.25 | 24
2023/24 | 300.25 | 99.25 | 19
2023/24 | 300.75 | 99.25 | 31
2023/24 | 301.25 | 99.25 | 14
2023/24 | 301.75 | 99.25 | 18
2023/24 | 302.25 | 99.25 | 18
2023/24 | 302.75 | 99.25 | 13
2023/24 | 303.25 | 99.25 | 11
2023/24 | 303.75 | 99.25 | 28
2023/24 | 304.25 | 99.25 | 18
2023/24 | 304.75 | 99.25 | 25
2023/24 | 305.25 | 99.25 | 9
2023/24 | 305.75 | 99.25 | 11
2023/24 | 306.25 | 99.25 | 23
2023/24 | 306.75 | 99.25 | 13
2023/24 | 307.25 | 99.25 | 22
2023/24 | 307.75 | 99.25 | 17
2023/24 | 308.25 | 99.25 | 12
2023/24 | 308.75 | 99.25 | 11
2023/24 | 309.25 | 99.25 | 11
2023/24 | 309.75 | 99.25 | 14
2023/24 | 310.25 | 99.25 | 10
2023/24 | 310.75 | 99.25 | 17
2023/24 | 311.25 | 99.25 | 20
2023/24 | 311.75 | 99.25 | 12
2023/24 | 312.25 | 99.25 | 17
2023/24 | 312.75 | 99.25 | 12
2023/24 | 313.25 | 99.25 | 12
2023/24 | 313.75 | 99.25 | 15
2023/24 | 314.25 | 99.25 | 10
2023/24 | 314.75 | 99.25 | 8
2023/24 | 315.25 | 99.25 | 9
2023/24 | 315.75 | 99.25 | 16
2023/24 | 316.25 | 99.25 | 7
2023/24 | 316.75 | 99.25 | 21
2023/24 | 317.25 | 99.25 | 7
2023/24 | 317.75 | 99.25 | 7
2023/24 | 318.25 | 99.25 | 8
2023/24 | 318.75 | 99.25 | 7
2023/24 | 319.25 | 99.25 | 8
2023/24 | 319.75 | 99.25 | 7
2023/24 | 320.25 | 99.25 | 17
2023/24 | 320.75 | 99.25 | 9
2023/24 | 321.25 | 99.25 | 5
2023/24 | 321.75 | 99.25 | 7
2023/24 | 322.25 | 99.25 | 9
2023/24 | 322.75 | 99.25 | 7
2023/24 | 323.25 | 99.25 | 7
2023/24 | 323.75 | 99.25 | 4
2023/24 | 324.25 | 99.25 | 10
2023/24 | 324.75 | 99.25 | 11
2023/24 | 325.25 | 99.25 | 3
2023/24 | 325.75 | 99.25 | 6
2023/24 | 326.25 | 99.25 | 10
2023/24 | 326.75 | 99.25 | 7
2023/24 | 327.25 | 99.25 | 9
2023/24 | 327.75 | 99.25 | 8
2023/24 | 328.25 | 99.25 | 5
2023/24 | 328.75 | 99.25 | 6
2023/24 | 329.25 | 99.25 | 9
2023/24 | 329.75 | 99.25 | 4
2023/24 | 330.25 | 99.25 | 6
2023/24 | 330.75 | 99.25 | 10
2023/24 | 331.25 | 99.25 | 6
2023/24 | 331.75 | 99.25 | 5
2023/24 | 332.25 | 99.25 | 14
2023/24 | 332.75 | 99.25 | 3
2023/24 | 333.25 | 99.25 | 5
2023/24 | 333.75 | 99.25 | 5
2023/24 | 334.25 | 99.25 | 7
2023/24 | 334.75 | 99.25 | 9
2023/24 | 335.25 | 99.25 | 6
2023/24 | 335.75 | 99.25 | 8
2023/24 | 336.25 | 99.25 | 6
2023/24 | 336.75 | 99.25 | 7
2023/24 | 337.25 | 99.25 | 10
2023/24 | 337.75 | 99.25 | 6
2023/24 | 338.25 | 99.25 | 5
2023/24 | 338.75 | 99.25 | 6
2023/24 | 339.25 | 99.25 | 5
2023/24 | 339.75 | 99.25 | 2
2023/24 | 340.25 | 99.25 | 1
2023/24 | 340.75 | 99.25 | 8
2023/24 | 341.25 | 99.25 | 10
2023/24 | 341.75 | 99.25 | 2
2023/24 | 342.25 | 99.25 | 5
2023/24 | 342.75 | 99.25 | 6
2023/24 | 343.25 | 99.25 | 5
2023/24 | 343.75 | 99.25 | 3
2023/24 | 344.25 | 99.25 | 5
2023/24 | 344.75 | 99.25 | 1
2023/24 | 345.25 | 99.25 | 4
2023/24 | 345.75 | 99.25 | 3
2023/24 | 346.25 | 99.25 | 5
2023/24 | 346.75 | 99.25 | 3
2023/24 | 347.25 | 99.25 | 1
2023/24 | 347.75 | 99.25 | 4
2023/24 | 348.25 | 99.25 | 2
2023/24 | 348.75 | 99.25 | 3
2023/24 | 349.25 | 99.25 | 3
2023/24 | 349.75 | 99.25 | 3
2023/24 | 350.25 | 99.25 | 3
2023/24 | 350.75 | 99.25 | 6
2023/24 | 351.25 | 99.25 | 2
2023/24 | 351.75 | 99.25 | 3
2023/24 | 352.25 | 99.25 | 2
2023/24 | 352.75 | 99.25 | 3
2023/24 | 353.25 | 99.25 | 3
2023/24 | 353.75 | 99.25 | 1
2023/24 | 354.25 | 99.25 | 3
2023/24 | 354.75 | 99.25 | 1
2023/24 | 355.25 | 99.25 | 2
2023/24 | 355.75 | 99.25 | 2
2023/24 | 356.25 | 99.25 | 2
2023/24 | 356.75 | 99.25 | 3
2023/24 | 357.75 | 99.25 | 3
2023/24 | 358.25 | 99.25 | 2
2023/24 | 358.75 | 99.25 | 3
2023/24 | 359.25 | 99.25 | 1
2023/24 | 359.75 | 99.25 | 3
2023/24 | 360.75 | 99.25 | 2
2023/24 | 361.25 | 99.25 | 7
2023/24 | 361.75 | 99.25 | 2
2023/24 | 362.25 | 99.25 | 1
2023/24 | 363.75 | 99.25 | 3
2023/24 | 364.25 | 99.25 | 1
2023/24 | 364.75 | 99.25 | 3
2023/24 | 365.25 | 99.25 | 3
2023/24 | 365.75 | 99.25 | 3
2023/24 | 366.25 | 99.25 | 4
2023/24 | 366.75 | 99.25 | 2
2023/24 | 367.25 | 99.25 | 2
2023/24 | 367.75 | 99.25 | 2
2023/24 | 369.25 | 99.25 | 2
2023/24 | 369.75 | 99.25 | 2
2023/24 | 370.25 | 99.25 | 2
2023/24 | 370.75 | 99.25 | 1
2023/24 | 371.25 | 99.25 | 1
2023/24 | 372.25 | 99.25 | 1
2023/24 | 372.75 | 99.25 | 1
2023/24 | 373.25 | 99.25 | 2
2023/24 | 373.75 | 99.25 | 3
2023/24 | 374.25 | 99.25 | 1
2023/24 | 374.75 | 99.25 | 1
2023/24 | 376.75 | 99.25 | 2
2023/24 | 377.25 | 99.25 | 2
2023/24 | 377.75 | 99.25 | 1
2023/24 | 378.25 | 99.25 | 1
2023/24 | 379.75 | 99.25 | 1
2023/24 | 380.25 | 99.25 | 1
2023/24 | 380.75 | 99.25 | 3
2023/24 | 381.25 | 99.25 | 1
2023/24 | 381.75 | 99.25 | 3
2023/24 | 382.75 | 99.25 | 1
2023/24 | 383.25 | 99.25 | 2
2023/24 | 383.75 | 99.25 | 3
2023/24 | 385.25 | 99.25 | 1
2023/24 | 386.25 | 99.25 | 1
2023/24 | 389.75 | 99.25 | 1
2023/24 | 390.25 | 99.25 | 2
2023/24 | 390.75 | 99.25 | 1
2023/24 | 391.25 | 99.25 | 1
2023/24 | 393.25 | 99.25 | 1
2023/24 | 398.75 | 99.25 | 1
2023/24 | 399.25 | 99.25 | 1
2023/24 | 404.75 | 99.25 | 1
2023/24 | 415.75 | 99.25 | 1
2023/24 | 420.75 | 99.25 | 1
2023/24 | 137.25 | 99.75 | 1
2023/24 | 139.75 | 99.75 | 1
2023/24 | 150.25 | 99.75 | 2
2023/24 | 153.75 | 99.75 | 1
2023/24 | 156.25 | 99.75 | 2
2023/24 | 158.25 | 99.75 | 2
2023/24 | 158.75 | 99.75 | 1
2023/24 | 160.25 | 99.75 | 1
2023/24 | 162.25 | 99.75 | 2
2023/24 | 163.75 | 99.75 | 1
2023/24 | 164.25 | 99.75 | 1
2023/24 | 164.75 | 99.75 | 1
2023/24 | 165.25 | 99.75 | 2
2023/24 | 165.75 | 99.75 | 1
2023/24 | 166.25 | 99.75 | 3
2023/24 | 166.75 | 99.75 | 2
2023/24 | 167.25 | 99.75 | 2
2023/24 | 167.75 | 99.75 | 5
2023/24 | 168.75 | 99.75 | 4
2023/24 | 169.25 | 99.75 | 4
2023/24 | 169.75 | 99.75 | 3
2023/24 | 170.25 | 99.75 | 6
2023/24 | 170.75 | 99.75 | 5
2023/24 | 171.25 | 99.75 | 4
2023/24 | 171.75 | 99.75 | 7
2023/24 | 172.25 | 99.75 | 6
2023/24 | 172.75 | 99.75 | 4
2023/24 | 173.25 | 99.75 | 12
2023/24 | 173.75 | 99.75 | 4
2023/24 | 174.25 | 99.75 | 6
2023/24 | 174.75 | 99.75 | 6
2023/24 | 175.25 | 99.75 | 6
2023/24 | 175.75 | 99.75 | 5
2023/24 | 176.25 | 99.75 | 7
2023/24 | 176.75 | 99.75 | 7
2023/24 | 177.25 | 99.75 | 12
2023/24 | 177.75 | 99.75 | 10
2023/24 | 178.25 | 99.75 | 8
2023/24 | 178.75 | 99.75 | 12
2023/24 | 179.25 | 99.75 | 10
2023/24 | 179.75 | 99.75 | 8
2023/24 | 180.25 | 99.75 | 18
2023/24 | 180.75 | 99.75 | 13
2023/24 | 181.25 | 99.75 | 20
2023/24 | 181.75 | 99.75 | 15
2023/24 | 182.25 | 99.75 | 17
2023/24 | 182.75 | 99.75 | 15
2023/24 | 183.25 | 99.75 | 19
2023/24 | 183.75 | 99.75 | 32
2023/24 | 184.25 | 99.75 | 21
2023/24 | 184.75 | 99.75 | 20
2023/24 | 185.25 | 99.75 | 35
2023/24 | 185.75 | 99.75 | 28
2023/24 | 186.25 | 99.75 | 25
2023/24 | 186.75 | 99.75 | 27
2023/24 | 187.25 | 99.75 | 26
2023/24 | 187.75 | 99.75 | 26
2023/24 | 188.25 | 99.75 | 39
2023/24 | 188.75 | 99.75 | 32
2023/24 | 189.25 | 99.75 | 40
2023/24 | 189.75 | 99.75 | 43
2023/24 | 190.25 | 99.75 | 47
2023/24 | 190.75 | 99.75 | 36
2023/24 | 191.25 | 99.75 | 29
2023/24 | 191.75 | 99.75 | 49
2023/24 | 192.25 | 99.75 | 48
2023/24 | 192.75 | 99.75 | 48
2023/24 | 193.25 | 99.75 | 64
2023/24 | 193.75 | 99.75 | 47
2023/24 | 194.25 | 99.75 | 62
2023/24 | 194.75 | 99.75 | 61
2023/24 | 195.25 | 99.75 | 61
2023/24 | 195.75 | 99.75 | 69
2023/24 | 196.25 | 99.75 | 68
2023/24 | 196.75 | 99.75 | 56
2023/24 | 197.25 | 99.75 | 66
2023/24 | 197.75 | 99.75 | 66
2023/24 | 198.25 | 99.75 | 64
2023/24 | 198.75 | 99.75 | 74
2023/24 | 199.25 | 99.75 | 79
2023/24 | 199.75 | 99.75 | 122
2023/24 | 200.25 | 99.75 | 74
2023/24 | 200.75 | 99.75 | 81
2023/24 | 201.25 | 99.75 | 86
2023/24 | 201.75 | 99.75 | 109
2023/24 | 202.25 | 99.75 | 98
2023/24 | 202.75 | 99.75 | 101
2023/24 | 203.25 | 99.75 | 91
2023/24 | 203.75 | 99.75 | 97
2023/24 | 204.25 | 99.75 | 98
2023/24 | 204.75 | 99.75 | 109
2023/24 | 205.25 | 99.75 | 112
2023/24 | 205.75 | 99.75 | 107
2023/24 | 206.25 | 99.75 | 102
2023/24 | 206.75 | 99.75 | 112
2023/24 | 207.25 | 99.75 | 124
2023/24 | 207.75 | 99.75 | 122
2023/24 | 208.25 | 99.75 | 95
2023/24 | 208.75 | 99.75 | 123
2023/24 | 209.25 | 99.75 | 121
2023/24 | 209.75 | 99.75 | 106
2023/24 | 210.25 | 99.75 | 117
2023/24 | 210.75 | 99.75 | 118
2023/24 | 211.25 | 99.75 | 113
2023/24 | 211.75 | 99.75 | 157
2023/24 | 212.25 | 99.75 | 122
2023/24 | 212.75 | 99.75 | 130
2023/24 | 213.25 | 99.75 | 138
2023/24 | 213.75 | 99.75 | 142
2023/24 | 214.25 | 99.75 | 134
2023/24 | 214.75 | 99.75 | 121
2023/24 | 215.25 | 99.75 | 151
2023/24 | 215.75 | 99.75 | 147
2023/24 | 216.25 | 99.75 | 132
2023/24 | 216.75 | 99.75 | 149
2023/24 | 217.25 | 99.75 | 157
2023/24 | 217.75 | 99.75 | 156
2023/24 | 218.25 | 99.75 | 143
2023/24 | 218.75 | 99.75 | 127
2023/24 | 219.25 | 99.75 | 166
2023/24 | 219.75 | 99.75 | 150
2023/24 | 220.25 | 99.75 | 154
2023/24 | 220.75 | 99.75 | 163
2023/24 | 221.25 | 99.75 | 170
2023/24 | 221.75 | 99.75 | 140
2023/24 | 222.25 | 99.75 | 125
2023/24 | 222.75 | 99.75 | 154
2023/24 | 223.25 | 99.75 | 142
2023/24 | 223.75 | 99.75 | 151
2023/24 | 224.25 | 99.75 | 140
2023/24 | 224.75 | 99.75 | 150
2023/24 | 225.25 | 99.75 | 153
2023/24 | 225.75 | 99.75 | 150
2023/24 | 226.25 | 99.75 | 145
2023/24 | 226.75 | 99.75 | 152
2023/24 | 227.25 | 99.75 | 163
2023/24 | 227.75 | 99.75 | 130
2023/24 | 228.25 | 99.75 | 157
2023/24 | 228.75 | 99.75 | 131
2023/24 | 229.25 | 99.75 | 137
2023/24 | 229.75 | 99.75 | 152
2023/24 | 230.25 | 99.75 | 141
2023/24 | 230.75 | 99.75 | 144
2023/24 | 231.25 | 99.75 | 121
2023/24 | 231.75 | 99.75 | 134
2023/24 | 232.25 | 99.75 | 145
2023/24 | 232.75 | 99.75 | 135
2023/24 | 233.25 | 99.75 | 137
2023/24 | 233.75 | 99.75 | 107
2023/24 | 234.25 | 99.75 | 114
2023/24 | 234.75 | 99.75 | 117
2023/24 | 235.25 | 99.75 | 138
2023/24 | 235.75 | 99.75 | 125
2023/24 | 236.25 | 99.75 | 138
2023/24 | 236.75 | 99.75 | 114
2023/24 | 237.25 | 99.75 | 120
2023/24 | 237.75 | 99.75 | 136
2023/24 | 238.25 | 99.75 | 115
2023/24 | 238.75 | 99.75 | 126
2023/24 | 239.25 | 99.75 | 123
2023/24 | 239.75 | 99.75 | 124
2023/24 | 240.25 | 99.75 | 99
2023/24 | 240.75 | 99.75 | 125
2023/24 | 241.25 | 99.75 | 102
2023/24 | 241.75 | 99.75 | 107
2023/24 | 242.25 | 99.75 | 116
2023/24 | 242.75 | 99.75 | 135
2023/24 | 243.25 | 99.75 | 96
2023/24 | 243.75 | 99.75 | 110
2023/24 | 244.25 | 99.75 | 107
2023/24 | 244.75 | 99.75 | 106
2023/24 | 245.25 | 99.75 | 101
2023/24 | 245.75 | 99.75 | 94
2023/24 | 246.25 | 99.75 | 90
2023/24 | 246.75 | 99.75 | 99
2023/24 | 247.25 | 99.75 | 118
2023/24 | 247.75 | 99.75 | 103
2023/24 | 248.25 | 99.75 | 101
2023/24 | 248.75 | 99.75 | 108
2023/24 | 249.25 | 99.75 | 99
2023/24 | 249.75 | 99.75 | 100
2023/24 | 250.25 | 99.75 | 92
2023/24 | 250.75 | 99.75 | 92
2023/24 | 251.25 | 99.75 | 75
2023/24 | 251.75 | 99.75 | 93
2023/24 | 252.25 | 99.75 | 93
2023/24 | 252.75 | 99.75 | 80
2023/24 | 253.25 | 99.75 | 91
2023/24 | 253.75 | 99.75 | 84
2023/24 | 254.25 | 99.75 | 92
2023/24 | 254.75 | 99.75 | 79
2023/24 | 255.25 | 99.75 | 80
2023/24 | 255.75 | 99.75 | 78
2023/24 | 256.25 | 99.75 | 82
2023/24 | 256.75 | 99.75 | 85
2023/24 | 257.25 | 99.75 | 85
2023/24 | 257.75 | 99.75 | 58
2023/24 | 258.25 | 99.75 | 66
2023/24 | 258.75 | 99.75 | 68
2023/24 | 259.25 | 99.75 | 84
2023/24 | 259.75 | 99.75 | 72
2023/24 | 260.25 | 99.75 | 75
2023/24 | 260.75 | 99.75 | 66
2023/24 | 261.25 | 99.75 | 70
2023/24 | 261.75 | 99.75 | 78
2023/24 | 262.25 | 99.75 | 69
2023/24 | 262.75 | 99.75 | 63
2023/24 | 263.25 | 99.75 | 59
2023/24 | 263.75 | 99.75 | 64
2023/24 | 264.25 | 99.75 | 67
2023/24 | 264.75 | 99.75 | 77
2023/24 | 265.25 | 99.75 | 66
2023/24 | 265.75 | 99.75 | 59
2023/24 | 266.25 | 99.75 | 69
2023/24 | 266.75 | 99.75 | 63
2023/24 | 267.25 | 99.75 | 57
2023/24 | 267.75 | 99.75 | 68
2023/24 | 268.25 | 99.75 | 52
2023/24 | 268.75 | 99.75 | 65
2023/24 | 269.25 | 99.75 | 57
2023/24 | 269.75 | 99.75 | 53
2023/24 | 270.25 | 99.75 | 47
2023/24 | 270.75 | 99.75 | 42
2023/24 | 271.25 | 99.75 | 52
2023/24 | 271.75 | 99.75 | 51
2023/24 | 272.25 | 99.75 | 57
2023/24 | 272.75 | 99.75 | 34
2023/24 | 273.25 | 99.75 | 46
2023/24 | 273.75 | 99.75 | 42
2023/24 | 274.25 | 99.75 | 42
2023/24 | 274.75 | 99.75 | 52
2023/24 | 275.25 | 99.75 | 35
2023/24 | 275.75 | 99.75 | 48
2023/24 | 276.25 | 99.75 | 41
2023/24 | 276.75 | 99.75 | 38
2023/24 | 277.25 | 99.75 | 51
2023/24 | 277.75 | 99.75 | 32
2023/24 | 278.25 | 99.75 | 42
2023/24 | 278.75 | 99.75 | 54
2023/24 | 279.25 | 99.75 | 34
2023/24 | 279.75 | 99.75 | 45
2023/24 | 280.25 | 99.75 | 35
2023/24 | 280.75 | 99.75 | 34
2023/24 | 281.25 | 99.75 | 34
2023/24 | 281.75 | 99.75 | 41
2023/24 | 282.25 | 99.75 | 34
2023/24 | 282.75 | 99.75 | 47
2023/24 | 283.25 | 99.75 | 26
2023/24 | 283.75 | 99.75 | 26
2023/24 | 284.25 | 99.75 | 34
2023/24 | 284.75 | 99.75 | 32
2023/24 | 285.25 | 99.75 | 25
2023/24 | 285.75 | 99.75 | 26
2023/24 | 286.25 | 99.75 | 22
2023/24 | 286.75 | 99.75 | 34
2023/24 | 287.25 | 99.75 | 34
2023/24 | 287.75 | 99.75 | 26
2023/24 | 288.25 | 99.75 | 29
2023/24 | 288.75 | 99.75 | 23
2023/24 | 289.25 | 99.75 | 26
2023/24 | 289.75 | 99.75 | 30
2023/24 | 290.25 | 99.75 | 28
2023/24 | 290.75 | 99.75 | 31
2023/24 | 291.25 | 99.75 | 25
2023/24 | 291.75 | 99.75 | 22
2023/24 | 292.25 | 99.75 | 20
2023/24 | 292.75 | 99.75 | 18
2023/24 | 293.25 | 99.75 | 34
2023/24 | 293.75 | 99.75 | 24
2023/24 | 294.25 | 99.75 | 29
2023/24 | 294.75 | 99.75 | 27
2023/24 | 295.25 | 99.75 | 21
2023/24 | 295.75 | 99.75 | 25
2023/24 | 296.25 | 99.75 | 28
2023/24 | 296.75 | 99.75 | 21
2023/24 | 297.25 | 99.75 | 19
2023/24 | 297.75 | 99.75 | 22
2023/24 | 298.25 | 99.75 | 31
2023/24 | 298.75 | 99.75 | 14
2023/24 | 299.25 | 99.75 | 19
2023/24 | 299.75 | 99.75 | 23
2023/24 | 300.25 | 99.75 | 18
2023/24 | 300.75 | 99.75 | 22
2023/24 | 301.25 | 99.75 | 20
2023/24 | 301.75 | 99.75 | 23
2023/24 | 302.25 | 99.75 | 20
2023/24 | 302.75 | 99.75 | 16
2023/24 | 303.25 | 99.75 | 16
2023/24 | 303.75 | 99.75 | 17
2023/24 | 304.25 | 99.75 | 18
2023/24 | 304.75 | 99.75 | 26
2023/24 | 305.25 | 99.75 | 22
2023/24 | 305.75 | 99.75 | 19
2023/24 | 306.25 | 99.75 | 13
2023/24 | 306.75 | 99.75 | 10
2023/24 | 307.25 | 99.75 | 13
2023/24 | 307.75 | 99.75 | 24
2023/24 | 308.25 | 99.75 | 12
2023/24 | 308.75 | 99.75 | 15
2023/24 | 309.25 | 99.75 | 15
2023/24 | 309.75 | 99.75 | 18
2023/24 | 310.25 | 99.75 | 21
2023/24 | 310.75 | 99.75 | 14
2023/24 | 311.25 | 99.75 | 13
2023/24 | 311.75 | 99.75 | 15
2023/24 | 312.25 | 99.75 | 18
2023/24 | 312.75 | 99.75 | 19
2023/24 | 313.25 | 99.75 | 17
2023/24 | 313.75 | 99.75 | 12
2023/24 | 314.25 | 99.75 | 13
2023/24 | 314.75 | 99.75 | 12
2023/24 | 315.25 | 99.75 | 13
2023/24 | 315.75 | 99.75 | 12
2023/24 | 316.25 | 99.75 | 10
2023/24 | 316.75 | 99.75 | 10
2023/24 | 317.25 | 99.75 | 6
2023/24 | 317.75 | 99.75 | 4
2023/24 | 318.25 | 99.75 | 10
2023/24 | 318.75 | 99.75 | 14
2023/24 | 319.25 | 99.75 | 10
2023/24 | 319.75 | 99.75 | 13
2023/24 | 320.25 | 99.75 | 13
2023/24 | 320.75 | 99.75 | 14
2023/24 | 321.25 | 99.75 | 11
2023/24 | 321.75 | 99.75 | 15
2023/24 | 322.25 | 99.75 | 11
2023/24 | 322.75 | 99.75 | 9
2023/24 | 323.25 | 99.75 | 10
2023/24 | 323.75 | 99.75 | 10
2023/24 | 324.25 | 99.75 | 19
2023/24 | 324.75 | 99.75 | 14
2023/24 | 325.25 | 99.75 | 7
2023/24 | 325.75 | 99.75 | 7
2023/24 | 326.25 | 99.75 | 7
2023/24 | 326.75 | 99.75 | 10
2023/24 | 327.25 | 99.75 | 13
2023/24 | 327.75 | 99.75 | 11
2023/24 | 328.25 | 99.75 | 7
2023/24 | 328.75 | 99.75 | 5
2023/24 | 329.25 | 99.75 | 9
2023/24 | 329.75 | 99.75 | 5
2023/24 | 330.25 | 99.75 | 8
2023/24 | 330.75 | 99.75 | 5
2023/24 | 331.25 | 99.75 | 7
2023/24 | 331.75 | 99.75 | 8
2023/24 | 332.25 | 99.75 | 7
2023/24 | 332.75 | 99.75 | 5
2023/24 | 333.25 | 99.75 | 7
2023/24 | 333.75 | 99.75 | 4
2023/24 | 334.25 | 99.75 | 9
2023/24 | 334.75 | 99.75 | 8
2023/24 | 335.25 | 99.75 | 7
2023/24 | 335.75 | 99.75 | 12
2023/24 | 336.25 | 99.75 | 7
2023/24 | 336.75 | 99.75 | 6
2023/24 | 337.25 | 99.75 | 6
2023/24 | 337.75 | 99.75 | 3
2023/24 | 338.25 | 99.75 | 5
2023/24 | 338.75 | 99.75 | 6
2023/24 | 339.25 | 99.75 | 4
2023/24 | 339.75 | 99.75 | 2
2023/24 | 340.25 | 99.75 | 4
2023/24 | 340.75 | 99.75 | 8
2023/24 | 341.25 | 99.75 | 6
2023/24 | 341.75 | 99.75 | 2
2023/24 | 342.25 | 99.75 | 2
2023/24 | 342.75 | 99.75 | 3
2023/24 | 343.25 | 99.75 | 3
2023/24 | 343.75 | 99.75 | 3
2023/24 | 344.25 | 99.75 | 1
2023/24 | 344.75 | 99.75 | 6
2023/24 | 345.25 | 99.75 | 5
2023/24 | 345.75 | 99.75 | 5
2023/24 | 346.25 | 99.75 | 5
2023/24 | 346.75 | 99.75 | 6
2023/24 | 347.25 | 99.75 | 1
2023/24 | 347.75 | 99.75 | 3
2023/24 | 348.25 | 99.75 | 3
2023/24 | 348.75 | 99.75 | 3
2023/24 | 349.25 | 99.75 | 3
2023/24 | 349.75 | 99.75 | 4
2023/24 | 350.25 | 99.75 | 5
2023/24 | 350.75 | 99.75 | 6
2023/24 | 351.25 | 99.75 | 2
2023/24 | 351.75 | 99.75 | 4
2023/24 | 352.25 | 99.75 | 3
2023/24 | 352.75 | 99.75 | 3
2023/24 | 353.25 | 99.75 | 2
2023/24 | 353.75 | 99.75 | 5
2023/24 | 354.75 | 99.75 | 5
2023/24 | 355.25 | 99.75 | 3
2023/24 | 355.75 | 99.75 | 1
2023/24 | 356.25 | 99.75 | 5
2023/24 | 357.25 | 99.75 | 2
2023/24 | 357.75 | 99.75 | 4
2023/24 | 358.25 | 99.75 | 3
2023/24 | 358.75 | 99.75 | 3
2023/24 | 359.25 | 99.75 | 4
2023/24 | 359.75 | 99.75 | 4
2023/24 | 360.25 | 99.75 | 2
2023/24 | 360.75 | 99.75 | 2
2023/24 | 361.25 | 99.75 | 2
2023/24 | 361.75 | 99.75 | 1
2023/24 | 362.25 | 99.75 | 1
2023/24 | 362.75 | 99.75 | 1
2023/24 | 363.25 | 99.75 | 4
2023/24 | 363.75 | 99.75 | 2
2023/24 | 364.25 | 99.75 | 3
2023/24 | 364.75 | 99.75 | 1
2023/24 | 365.25 | 99.75 | 2
2023/24 | 365.75 | 99.75 | 3
2023/24 | 366.25 | 99.75 | 1
2023/24 | 366.75 | 99.75 | 2
2023/24 | 367.25 | 99.75 | 3
2023/24 | 367.75 | 99.75 | 3
2023/24 | 368.75 | 99.75 | 2
2023/24 | 369.25 | 99.75 | 1
2023/24 | 369.75 | 99.75 | 1
2023/24 | 370.25 | 99.75 | 4
2023/24 | 370.75 | 99.75 | 1
2023/24 | 371.25 | 99.75 | 2
2023/24 | 371.75 | 99.75 | 1
2023/24 | 372.25 | 99.75 | 1
2023/24 | 373.75 | 99.75 | 2
2023/24 | 374.25 | 99.75 | 3
2023/24 | 374.75 | 99.75 | 1
2023/24 | 375.25 | 99.75 | 1
2023/24 | 375.75 | 99.75 | 4
2023/24 | 377.25 | 99.75 | 2
2023/24 | 377.75 | 99.75 | 1
2023/24 | 379.75 | 99.75 | 1
2023/24 | 380.25 | 99.75 | 1
2023/24 | 381.25 | 99.75 | 1
2023/24 | 384.25 | 99.75 | 1
2023/24 | 384.75 | 99.75 | 2
2023/24 | 386.75 | 99.75 | 1
2023/24 | 387.75 | 99.75 | 1
2023/24 | 389.25 | 99.75 | 1
2023/24 | 389.75 | 99.75 | 1
2023/24 | 390.75 | 99.75 | 1
2023/24 | 391.25 | 99.75 | 1
2023/24 | 392.25 | 99.75 | 2
2023/24 | 392.75 | 99.75 | 2
2023/24 | 393.25 | 99.75 | 1
2023/24 | 395.25 | 99.75 | 1
2023/24 | 398.75 | 99.75 | 1
2023/24 | 400.75 | 99.75 | 1
2023/24 | 403.75 | 99.75 | 1
2023/24 | 411.75 | 99.75 | 1
2023/24 | 420.75 | 99.75 | 2
2023/24 | 425.25 | 99.75 | 1
2023/24 | 436.75 | 99.75 | 1
2023/24 | 438.25 | 99.75 | 1
2023/24 | 144.25 | 100.25 | 1
2023/24 | 145.75 | 100.25 | 2
2023/24 | 147.75 | 100.25 | 1
2023/24 | 152.25 | 100.25 | 1
2023/24 | 153.75 | 100.25 | 1
2023/24 | 154.25 | 100.25 | 2
2023/24 | 155.25 | 100.25 | 2
2023/24 | 156.25 | 100.25 | 2
2023/24 | 157.25 | 100.25 | 1
2023/24 | 157.75 | 100.25 | 1
2023/24 | 158.25 | 100.25 | 2
2023/24 | 158.75 | 100.25 | 1
2023/24 | 159.25 | 100.25 | 1
2023/24 | 159.75 | 100.25 | 1
2023/24 | 161.25 | 100.25 | 1
2023/24 | 161.75 | 100.25 | 1
2023/24 | 162.25 | 100.25 | 1
2023/24 | 164.25 | 100.25 | 1
2023/24 | 164.75 | 100.25 | 1
2023/24 | 167.25 | 100.25 | 1
2023/24 | 167.75 | 100.25 | 4
2023/24 | 169.25 | 100.25 | 3
2023/24 | 169.75 | 100.25 | 5
2023/24 | 170.25 | 100.25 | 5
2023/24 | 170.75 | 100.25 | 5
2023/24 | 171.25 | 100.25 | 6
2023/24 | 171.75 | 100.25 | 4
2023/24 | 172.25 | 100.25 | 3
2023/24 | 172.75 | 100.25 | 5
2023/24 | 173.25 | 100.25 | 2
2023/24 | 173.75 | 100.25 | 4
2023/24 | 174.25 | 100.25 | 4
2023/24 | 174.75 | 100.25 | 4
2023/24 | 175.25 | 100.25 | 3
2023/24 | 175.75 | 100.25 | 11
2023/24 | 176.25 | 100.25 | 9
2023/24 | 176.75 | 100.25 | 10
2023/24 | 177.25 | 100.25 | 10
2023/24 | 177.75 | 100.25 | 10
2023/24 | 178.25 | 100.25 | 10
2023/24 | 178.75 | 100.25 | 12
2023/24 | 179.25 | 100.25 | 6
2023/24 | 179.75 | 100.25 | 11
2023/24 | 180.25 | 100.25 | 16
2023/24 | 180.75 | 100.25 | 13
2023/24 | 181.25 | 100.25 | 13
2023/24 | 181.75 | 100.25 | 15
2023/24 | 182.25 | 100.25 | 18
2023/24 | 182.75 | 100.25 | 10
2023/24 | 183.25 | 100.25 | 22
2023/24 | 183.75 | 100.25 | 22
2023/24 | 184.25 | 100.25 | 15
2023/24 | 184.75 | 100.25 | 20
2023/24 | 185.25 | 100.25 | 17
2023/24 | 185.75 | 100.25 | 21
2023/24 | 186.25 | 100.25 | 18
2023/24 | 186.75 | 100.25 | 34
2023/24 | 187.25 | 100.25 | 31
2023/24 | 187.75 | 100.25 | 38
2023/24 | 188.25 | 100.25 | 23
2023/24 | 188.75 | 100.25 | 29
2023/24 | 189.25 | 100.25 | 36
2023/24 | 189.75 | 100.25 | 36
2023/24 | 190.25 | 100.25 | 33
2023/24 | 190.75 | 100.25 | 31
2023/24 | 191.25 | 100.25 | 42
2023/24 | 191.75 | 100.25 | 37
2023/24 | 192.25 | 100.25 | 48
2023/24 | 192.75 | 100.25 | 53
2023/24 | 193.25 | 100.25 | 55
2023/24 | 193.75 | 100.25 | 49
2023/24 | 194.25 | 100.25 | 48
2023/24 | 194.75 | 100.25 | 48
2023/24 | 195.25 | 100.25 | 61
2023/24 | 195.75 | 100.25 | 42
2023/24 | 196.25 | 100.25 | 58
2023/24 | 196.75 | 100.25 | 69
2023/24 | 197.25 | 100.25 | 70
2023/24 | 197.75 | 100.25 | 53
2023/24 | 198.25 | 100.25 | 75
2023/24 | 198.75 | 100.25 | 68
2023/24 | 199.25 | 100.25 | 64
2023/24 | 199.75 | 100.25 | 70
2023/24 | 200.25 | 100.25 | 88
2023/24 | 200.75 | 100.25 | 70
2023/24 | 201.25 | 100.25 | 79
2023/24 | 201.75 | 100.25 | 78
2023/24 | 202.25 | 100.25 | 80
2023/24 | 202.75 | 100.25 | 82
2023/24 | 203.25 | 100.25 | 82
2023/24 | 203.75 | 100.25 | 83
2023/24 | 204.25 | 100.25 | 92
2023/24 | 204.75 | 100.25 | 111
2023/24 | 205.25 | 100.25 | 104
2023/24 | 205.75 | 100.25 | 92
2023/24 | 206.25 | 100.25 | 97
2023/24 | 206.75 | 100.25 | 115
2023/24 | 207.25 | 100.25 | 113
2023/24 | 207.75 | 100.25 | 121
2023/24 | 208.25 | 100.25 | 123
2023/24 | 208.75 | 100.25 | 122
2023/24 | 209.25 | 100.25 | 108
2023/24 | 209.75 | 100.25 | 120
2023/24 | 210.25 | 100.25 | 125
2023/24 | 210.75 | 100.25 | 122
2023/24 | 211.25 | 100.25 | 119
2023/24 | 211.75 | 100.25 | 111
2023/24 | 212.25 | 100.25 | 130
2023/24 | 212.75 | 100.25 | 134
2023/24 | 213.25 | 100.25 | 124
2023/24 | 213.75 | 100.25 | 121
2023/24 | 214.25 | 100.25 | 129
2023/24 | 214.75 | 100.25 | 139
2023/24 | 215.25 | 100.25 | 120
2023/24 | 215.75 | 100.25 | 126
2023/24 | 216.25 | 100.25 | 145
2023/24 | 216.75 | 100.25 | 138
2023/24 | 217.25 | 100.25 | 138
2023/24 | 217.75 | 100.25 | 137
2023/24 | 218.25 | 100.25 | 131
2023/24 | 218.75 | 100.25 | 155
2023/24 | 219.25 | 100.25 | 138
2023/24 | 219.75 | 100.25 | 124
2023/24 | 220.25 | 100.25 | 153
2023/24 | 220.75 | 100.25 | 147
2023/24 | 221.25 | 100.25 | 161
2023/24 | 221.75 | 100.25 | 139
2023/24 | 222.25 | 100.25 | 137
2023/24 | 222.75 | 100.25 | 126
2023/24 | 223.25 | 100.25 | 157
2023/24 | 223.75 | 100.25 | 145
2023/24 | 224.25 | 100.25 | 143
2023/24 | 224.75 | 100.25 | 145
2023/24 | 225.25 | 100.25 | 143
2023/24 | 225.75 | 100.25 | 139
2023/24 | 226.25 | 100.25 | 135
2023/24 | 226.75 | 100.25 | 130
2023/24 | 227.25 | 100.25 | 146
2023/24 | 227.75 | 100.25 | 150
2023/24 | 228.25 | 100.25 | 129
2023/24 | 228.75 | 100.25 | 124
2023/24 | 229.25 | 100.25 | 135
2023/24 | 229.75 | 100.25 | 138
2023/24 | 230.25 | 100.25 | 163
2023/24 | 230.75 | 100.25 | 130
2023/24 | 231.25 | 100.25 | 137
2023/24 | 231.75 | 100.25 | 149
2023/24 | 232.25 | 100.25 | 152
2023/24 | 232.75 | 100.25 | 138
2023/24 | 233.25 | 100.25 | 115
2023/24 | 233.75 | 100.25 | 134
2023/24 | 234.25 | 100.25 | 134
2023/24 | 234.75 | 100.25 | 133
2023/24 | 235.25 | 100.25 | 132
2023/24 | 235.75 | 100.25 | 123
2023/24 | 236.25 | 100.25 | 139
2023/24 | 236.75 | 100.25 | 140
2023/24 | 237.25 | 100.25 | 146
2023/24 | 237.75 | 100.25 | 116
2023/24 | 238.25 | 100.25 | 114
2023/24 | 238.75 | 100.25 | 131
2023/24 | 239.25 | 100.25 | 134
2023/24 | 239.75 | 100.25 | 109
2023/24 | 240.25 | 100.25 | 134
2023/24 | 240.75 | 100.25 | 134
2023/24 | 241.25 | 100.25 | 127
2023/24 | 241.75 | 100.25 | 98
2023/24 | 242.25 | 100.25 | 126
2023/24 | 242.75 | 100.25 | 122
2023/24 | 243.25 | 100.25 | 119
2023/24 | 243.75 | 100.25 | 112
2023/24 | 244.25 | 100.25 | 108
2023/24 | 244.75 | 100.25 | 129
2023/24 | 245.25 | 100.25 | 117
2023/24 | 245.75 | 100.25 | 105
2023/24 | 246.25 | 100.25 | 111
2023/24 | 246.75 | 100.25 | 111
2023/24 | 247.25 | 100.25 | 105
2023/24 | 247.75 | 100.25 | 106
2023/24 | 248.25 | 100.25 | 104
2023/24 | 248.75 | 100.25 | 113
2023/24 | 249.25 | 100.25 | 106
2023/24 | 249.75 | 100.25 | 101
2023/24 | 250.25 | 100.25 | 94
2023/24 | 250.75 | 100.25 | 83
2023/24 | 251.25 | 100.25 | 90
2023/24 | 251.75 | 100.25 | 86
2023/24 | 252.25 | 100.25 | 90
2023/24 | 252.75 | 100.25 | 89
2023/24 | 253.25 | 100.25 | 100
2023/24 | 253.75 | 100.25 | 85
2023/24 | 254.25 | 100.25 | 111
2023/24 | 254.75 | 100.25 | 96
2023/24 | 255.25 | 100.25 | 64
2023/24 | 255.75 | 100.25 | 77
2023/24 | 256.25 | 100.25 | 88
2023/24 | 256.75 | 100.25 | 77
2023/24 | 257.25 | 100.25 | 74
2023/24 | 257.75 | 100.25 | 65
2023/24 | 258.25 | 100.25 | 83
2023/24 | 258.75 | 100.25 | 83
2023/24 | 259.25 | 100.25 | 97
2023/24 | 259.75 | 100.25 | 65
2023/24 | 260.25 | 100.25 | 70
2023/24 | 260.75 | 100.25 | 69
2023/24 | 261.25 | 100.25 | 84
2023/24 | 261.75 | 100.25 | 83
2023/24 | 262.25 | 100.25 | 57
2023/24 | 262.75 | 100.25 | 64
2023/24 | 263.25 | 100.25 | 69
2023/24 | 263.75 | 100.25 | 59
2023/24 | 264.25 | 100.25 | 64
2023/24 | 264.75 | 100.25 | 55
2023/24 | 265.25 | 100.25 | 66
2023/24 | 265.75 | 100.25 | 56
2023/24 | 266.25 | 100.25 | 52
2023/24 | 266.75 | 100.25 | 64
2023/24 | 267.25 | 100.25 | 54
2023/24 | 267.75 | 100.25 | 54
2023/24 | 268.25 | 100.25 | 64
2023/24 | 268.75 | 100.25 | 66
2023/24 | 269.25 | 100.25 | 58
2023/24 | 269.75 | 100.25 | 56
2023/24 | 270.25 | 100.25 | 53
2023/24 | 270.75 | 100.25 | 59
2023/24 | 271.25 | 100.25 | 49
2023/24 | 271.75 | 100.25 | 53
2023/24 | 272.25 | 100.25 | 52
2023/24 | 272.75 | 100.25 | 38
2023/24 | 273.25 | 100.25 | 56
2023/24 | 273.75 | 100.25 | 40
2023/24 | 274.25 | 100.25 | 56
2023/24 | 274.75 | 100.25 | 51
2023/24 | 275.25 | 100.25 | 35
2023/24 | 275.75 | 100.25 | 45
2023/24 | 276.25 | 100.25 | 49
2023/24 | 276.75 | 100.25 | 45
2023/24 | 277.25 | 100.25 | 46
2023/24 | 277.75 | 100.25 | 45
2023/24 | 278.25 | 100.25 | 37
2023/24 | 278.75 | 100.25 | 40
2023/24 | 279.25 | 100.25 | 52
2023/24 | 279.75 | 100.25 | 42
2023/24 | 280.25 | 100.25 | 28
2023/24 | 280.75 | 100.25 | 33
2023/24 | 281.25 | 100.25 | 34
2023/24 | 281.75 | 100.25 | 42
2023/24 | 282.25 | 100.25 | 32
2023/24 | 282.75 | 100.25 | 35
2023/24 | 283.25 | 100.25 | 39
2023/24 | 283.75 | 100.25 | 37
2023/24 | 284.25 | 100.25 | 41
2023/24 | 284.75 | 100.25 | 35
2023/24 | 285.25 | 100.25 | 28
2023/24 | 285.75 | 100.25 | 39
2023/24 | 286.25 | 100.25 | 29
2023/24 | 286.75 | 100.25 | 29
2023/24 | 287.25 | 100.25 | 22
2023/24 | 287.75 | 100.25 | 21
2023/24 | 288.25 | 100.25 | 30
2023/24 | 288.75 | 100.25 | 27
2023/24 | 289.25 | 100.25 | 37
2023/24 | 289.75 | 100.25 | 25
2023/24 | 290.25 | 100.25 | 25
2023/24 | 290.75 | 100.25 | 25
2023/24 | 291.25 | 100.25 | 38
2023/24 | 291.75 | 100.25 | 32
2023/24 | 292.25 | 100.25 | 22
2023/24 | 292.75 | 100.25 | 23
2023/24 | 293.25 | 100.25 | 21
2023/24 | 293.75 | 100.25 | 26
2023/24 | 294.25 | 100.25 | 23
2023/24 | 294.75 | 100.25 | 28
2023/24 | 295.25 | 100.25 | 25
2023/24 | 295.75 | 100.25 | 23
2023/24 | 296.25 | 100.25 | 25
2023/24 | 296.75 | 100.25 | 26
2023/24 | 297.25 | 100.25 | 29
2023/24 | 297.75 | 100.25 | 17
2023/24 | 298.25 | 100.25 | 20
2023/24 | 298.75 | 100.25 | 26
2023/24 | 299.25 | 100.25 | 18
2023/24 | 299.75 | 100.25 | 20
2023/24 | 300.25 | 100.25 | 27
2023/24 | 300.75 | 100.25 | 18
2023/24 | 301.25 | 100.25 | 18
2023/24 | 301.75 | 100.25 | 25
2023/24 | 302.25 | 100.25 | 18
2023/24 | 302.75 | 100.25 | 25
2023/24 | 303.25 | 100.25 | 18
2023/24 | 303.75 | 100.25 | 16
2023/24 | 304.25 | 100.25 | 28
2023/24 | 304.75 | 100.25 | 19
2023/24 | 305.25 | 100.25 | 22
2023/24 | 305.75 | 100.25 | 14
2023/24 | 306.25 | 100.25 | 12
2023/24 | 306.75 | 100.25 | 23
2023/24 | 307.25 | 100.25 | 16
2023/24 | 307.75 | 100.25 | 16
2023/24 | 308.25 | 100.25 | 12
2023/24 | 308.75 | 100.25 | 22
2023/24 | 309.25 | 100.25 | 15
2023/24 | 309.75 | 100.25 | 15
2023/24 | 310.25 | 100.25 | 22
2023/24 | 310.75 | 100.25 | 13
2023/24 | 311.25 | 100.25 | 21
2023/24 | 311.75 | 100.25 | 12
2023/24 | 312.25 | 100.25 | 13
2023/24 | 312.75 | 100.25 | 11
2023/24 | 313.25 | 100.25 | 11
2023/24 | 313.75 | 100.25 | 16
2023/24 | 314.25 | 100.25 | 12
2023/24 | 314.75 | 100.25 | 12
2023/24 | 315.25 | 100.25 | 15
2023/24 | 315.75 | 100.25 | 10
2023/24 | 316.25 | 100.25 | 13
2023/24 | 316.75 | 100.25 | 13
2023/24 | 317.25 | 100.25 | 12
2023/24 | 317.75 | 100.25 | 12
2023/24 | 318.25 | 100.25 | 14
2023/24 | 318.75 | 100.25 | 8
2023/24 | 319.25 | 100.25 | 9
2023/24 | 319.75 | 100.25 | 13
2023/24 | 320.25 | 100.25 | 7
2023/24 | 320.75 | 100.25 | 4
2023/24 | 321.25 | 100.25 | 14
2023/24 | 321.75 | 100.25 | 7
2023/24 | 322.25 | 100.25 | 18
2023/24 | 322.75 | 100.25 | 9
2023/24 | 323.25 | 100.25 | 4
2023/24 | 323.75 | 100.25 | 16
2023/24 | 324.25 | 100.25 | 10
2023/24 | 324.75 | 100.25 | 6
2023/24 | 325.25 | 100.25 | 6
2023/24 | 325.75 | 100.25 | 13
2023/24 | 326.25 | 100.25 | 10
2023/24 | 326.75 | 100.25 | 10
2023/24 | 327.25 | 100.25 | 3
2023/24 | 327.75 | 100.25 | 4
2023/24 | 328.25 | 100.25 | 8
2023/24 | 328.75 | 100.25 | 8
2023/24 | 329.25 | 100.25 | 4
2023/24 | 329.75 | 100.25 | 5
2023/24 | 330.25 | 100.25 | 6
2023/24 | 330.75 | 100.25 | 5
2023/24 | 331.25 | 100.25 | 7
2023/24 | 331.75 | 100.25 | 8
2023/24 | 332.25 | 100.25 | 7
2023/24 | 332.75 | 100.25 | 6
2023/24 | 333.25 | 100.25 | 5
2023/24 | 333.75 | 100.25 | 5
2023/24 | 334.25 | 100.25 | 6
2023/24 | 334.75 | 100.25 | 4
2023/24 | 335.25 | 100.25 | 7
2023/24 | 335.75 | 100.25 | 3
2023/24 | 336.25 | 100.25 | 4
2023/24 | 336.75 | 100.25 | 4
2023/24 | 337.25 | 100.25 | 9
2023/24 | 337.75 | 100.25 | 6
2023/24 | 338.25 | 100.25 | 5
2023/24 | 338.75 | 100.25 | 3
2023/24 | 339.25 | 100.25 | 8
2023/24 | 339.75 | 100.25 | 1
2023/24 | 340.25 | 100.25 | 7
2023/24 | 340.75 | 100.25 | 4
2023/24 | 341.25 | 100.25 | 3
2023/24 | 341.75 | 100.25 | 6
2023/24 | 342.25 | 100.25 | 8
2023/24 | 342.75 | 100.25 | 9
2023/24 | 343.25 | 100.25 | 4
2023/24 | 343.75 | 100.25 | 2
2023/24 | 344.25 | 100.25 | 2
2023/24 | 344.75 | 100.25 | 9
2023/24 | 345.25 | 100.25 | 4
2023/24 | 345.75 | 100.25 | 4
2023/24 | 346.25 | 100.25 | 4
2023/24 | 346.75 | 100.25 | 4
2023/24 | 347.25 | 100.25 | 5
2023/24 | 347.75 | 100.25 | 2
2023/24 | 348.25 | 100.25 | 3
2023/24 | 348.75 | 100.25 | 6
2023/24 | 349.25 | 100.25 | 2
2023/24 | 349.75 | 100.25 | 2
2023/24 | 350.25 | 100.25 | 4
2023/24 | 350.75 | 100.25 | 3
2023/24 | 351.25 | 100.25 | 4
2023/24 | 351.75 | 100.25 | 2
2023/24 | 352.25 | 100.25 | 4
2023/24 | 352.75 | 100.25 | 1
2023/24 | 353.25 | 100.25 | 3
2023/24 | 353.75 | 100.25 | 4
2023/24 | 354.25 | 100.25 | 6
2023/24 | 354.75 | 100.25 | 2
2023/24 | 355.25 | 100.25 | 2
2023/24 | 355.75 | 100.25 | 4
2023/24 | 356.25 | 100.25 | 1
2023/24 | 356.75 | 100.25 | 2
2023/24 | 357.25 | 100.25 | 3
2023/24 | 357.75 | 100.25 | 4
2023/24 | 358.75 | 100.25 | 2
2023/24 | 359.25 | 100.25 | 2
2023/24 | 359.75 | 100.25 | 2
2023/24 | 360.25 | 100.25 | 2
2023/24 | 361.25 | 100.25 | 3
2023/24 | 362.25 | 100.25 | 1
2023/24 | 362.75 | 100.25 | 1
2023/24 | 363.25 | 100.25 | 4
2023/24 | 363.75 | 100.25 | 3
2023/24 | 364.25 | 100.25 | 3
2023/24 | 364.75 | 100.25 | 1
2023/24 | 365.25 | 100.25 | 1
2023/24 | 365.75 | 100.25 | 6
2023/24 | 366.25 | 100.25 | 2
2023/24 | 366.75 | 100.25 | 2
2023/24 | 367.25 | 100.25 | 1
2023/24 | 367.75 | 100.25 | 4
2023/24 | 368.25 | 100.25 | 1
2023/24 | 368.75 | 100.25 | 1
2023/24 | 369.25 | 100.25 | 2
2023/24 | 369.75 | 100.25 | 2
2023/24 | 370.25 | 100.25 | 1
2023/24 | 370.75 | 100.25 | 3
2023/24 | 371.75 | 100.25 | 3
2023/24 | 372.25 | 100.25 | 2
2023/24 | 372.75 | 100.25 | 2
2023/24 | 373.25 | 100.25 | 3
2023/24 | 373.75 | 100.25 | 1
2023/24 | 374.25 | 100.25 | 1
2023/24 | 375.25 | 100.25 | 2
2023/24 | 375.75 | 100.25 | 1
2023/24 | 377.75 | 100.25 | 1
2023/24 | 378.25 | 100.25 | 3
2023/24 | 378.75 | 100.25 | 1
2023/24 | 379.25 | 100.25 | 1
2023/24 | 379.75 | 100.25 | 1
2023/24 | 380.25 | 100.25 | 1
2023/24 | 380.75 | 100.25 | 2
2023/24 | 383.75 | 100.25 | 1
2023/24 | 384.25 | 100.25 | 1
2023/24 | 387.25 | 100.25 | 3
2023/24 | 387.75 | 100.25 | 1
2023/24 | 389.75 | 100.25 | 1
2023/24 | 390.25 | 100.25 | 1
2023/24 | 391.25 | 100.25 | 1
2023/24 | 392.75 | 100.25 | 1
2023/24 | 393.25 | 100.25 | 2
2023/24 | 399.25 | 100.25 | 1
2023/24 | 401.25 | 100.25 | 1
2023/24 | 402.25 | 100.25 | 1
2023/24 | 403.75 | 100.25 | 1
2023/24 | 404.25 | 100.25 | 1
2023/24 | 405.25 | 100.25 | 1
2023/24 | 405.75 | 100.25 | 2
2023/24 | 409.75 | 100.25 | 2
2023/24 | 413.25 | 100.25 | 2
2023/24 | 417.75 | 100.25 | 1
2023/24 | 418.25 | 100.25 | 1
2023/24 | 420.25 | 100.25 | 1
2023/24 | 423.25 | 100.25 | 1
2023/24 | 427.75 | 100.25 | 1
2023/24 | 445.75 | 100.25 | 1
2023/24 | 448.75 | 100.25 | 1
2023/24 | 151.75 | 100.75 | 1
2023/24 | 154.25 | 100.75 | 1
2023/24 | 156.75 | 100.75 | 1
2023/24 | 158.25 | 100.75 | 2
2023/24 | 161.75 | 100.75 | 1
2023/24 | 162.25 | 100.75 | 2
2023/24 | 162.75 | 100.75 | 1
2023/24 | 164.75 | 100.75 | 1
2023/24 | 165.25 | 100.75 | 2
2023/24 | 166.25 | 100.75 | 2
2023/24 | 166.75 | 100.75 | 2
2023/24 | 167.25 | 100.75 | 2
2023/24 | 168.25 | 100.75 | 3
2023/24 | 168.75 | 100.75 | 1
2023/24 | 169.25 | 100.75 | 2
2023/24 | 169.75 | 100.75 | 4
2023/24 | 170.25 | 100.75 | 4
2023/24 | 170.75 | 100.75 | 1
2023/24 | 171.25 | 100.75 | 5
2023/24 | 171.75 | 100.75 | 3
2023/24 | 172.25 | 100.75 | 6
2023/24 | 172.75 | 100.75 | 3
2023/24 | 173.25 | 100.75 | 5
2023/24 | 173.75 | 100.75 | 4
2023/24 | 174.25 | 100.75 | 6
2023/24 | 174.75 | 100.75 | 7
2023/24 | 175.25 | 100.75 | 10
2023/24 | 175.75 | 100.75 | 5
2023/24 | 176.25 | 100.75 | 9
2023/24 | 176.75 | 100.75 | 2
2023/24 | 177.25 | 100.75 | 5
2023/24 | 177.75 | 100.75 | 6
2023/24 | 178.25 | 100.75 | 5
2023/24 | 178.75 | 100.75 | 9
2023/24 | 179.25 | 100.75 | 3
2023/24 | 179.75 | 100.75 | 12
2023/24 | 180.25 | 100.75 | 10
2023/24 | 180.75 | 100.75 | 11
2023/24 | 181.25 | 100.75 | 9
2023/24 | 181.75 | 100.75 | 8
2023/24 | 182.25 | 100.75 | 14
2023/24 | 182.75 | 100.75 | 11
2023/24 | 183.25 | 100.75 | 19
2023/24 | 183.75 | 100.75 | 8
2023/24 | 184.25 | 100.75 | 16
2023/24 | 184.75 | 100.75 | 14
2023/24 | 185.25 | 100.75 | 22
2023/24 | 185.75 | 100.75 | 17
2023/24 | 186.25 | 100.75 | 34
2023/24 | 186.75 | 100.75 | 30
2023/24 | 187.25 | 100.75 | 25
2023/24 | 187.75 | 100.75 | 22
2023/24 | 188.25 | 100.75 | 26
2023/24 | 188.75 | 100.75 | 31
2023/24 | 189.25 | 100.75 | 30
2023/24 | 189.75 | 100.75 | 38
2023/24 | 190.25 | 100.75 | 32
2023/24 | 190.75 | 100.75 | 35
2023/24 | 191.25 | 100.75 | 46
2023/24 | 191.75 | 100.75 | 34
2023/24 | 192.25 | 100.75 | 42
2023/24 | 192.75 | 100.75 | 40
2023/24 | 193.25 | 100.75 | 44
2023/24 | 193.75 | 100.75 | 44
2023/24 | 194.25 | 100.75 | 45
2023/24 | 194.75 | 100.75 | 53
2023/24 | 195.25 | 100.75 | 40
2023/24 | 195.75 | 100.75 | 47
2023/24 | 196.25 | 100.75 | 50
2023/24 | 196.75 | 100.75 | 62
2023/24 | 197.25 | 100.75 | 62
2023/24 | 197.75 | 100.75 | 53
2023/24 | 198.25 | 100.75 | 58
2023/24 | 198.75 | 100.75 | 61
2023/24 | 199.25 | 100.75 | 71
2023/24 | 199.75 | 100.75 | 79
2023/24 | 200.25 | 100.75 | 68
2023/24 | 200.75 | 100.75 | 65
2023/24 | 201.25 | 100.75 | 77
2023/24 | 201.75 | 100.75 | 80
2023/24 | 202.25 | 100.75 | 68
2023/24 | 202.75 | 100.75 | 70
2023/24 | 203.25 | 100.75 | 88
2023/24 | 203.75 | 100.75 | 78
2023/24 | 204.25 | 100.75 | 87
2023/24 | 204.75 | 100.75 | 94
2023/24 | 205.25 | 100.75 | 87
2023/24 | 205.75 | 100.75 | 96
2023/24 | 206.25 | 100.75 | 105
2023/24 | 206.75 | 100.75 | 100
2023/24 | 207.25 | 100.75 | 103
2023/24 | 207.75 | 100.75 | 94
2023/24 | 208.25 | 100.75 | 112
2023/24 | 208.75 | 100.75 | 103
2023/24 | 209.25 | 100.75 | 122
2023/24 | 209.75 | 100.75 | 114
2023/24 | 210.25 | 100.75 | 127
2023/24 | 210.75 | 100.75 | 113
2023/24 | 211.25 | 100.75 | 123
2023/24 | 211.75 | 100.75 | 112
2023/24 | 212.25 | 100.75 | 125
2023/24 | 212.75 | 100.75 | 110
2023/24 | 213.25 | 100.75 | 130
2023/24 | 213.75 | 100.75 | 120
2023/24 | 214.25 | 100.75 | 132
2023/24 | 214.75 | 100.75 | 146
2023/24 | 215.25 | 100.75 | 112
2023/24 | 215.75 | 100.75 | 132
2023/24 | 216.25 | 100.75 | 121
2023/24 | 216.75 | 100.75 | 116
2023/24 | 217.25 | 100.75 | 120
2023/24 | 217.75 | 100.75 | 145
2023/24 | 218.25 | 100.75 | 139
2023/24 | 218.75 | 100.75 | 153
2023/24 | 219.25 | 100.75 | 152
2023/24 | 219.75 | 100.75 | 141
2023/24 | 220.25 | 100.75 | 139
2023/24 | 220.75 | 100.75 | 136
2023/24 | 221.25 | 100.75 | 135
2023/24 | 221.75 | 100.75 | 143
2023/24 | 222.25 | 100.75 | 148
2023/24 | 222.75 | 100.75 | 148
2023/24 | 223.25 | 100.75 | 157
2023/24 | 223.75 | 100.75 | 135
2023/24 | 224.25 | 100.75 | 162
2023/24 | 224.75 | 100.75 | 150
2023/24 | 225.25 | 100.75 | 148
2023/24 | 225.75 | 100.75 | 139
2023/24 | 226.25 | 100.75 | 148
2023/24 | 226.75 | 100.75 | 151
2023/24 | 227.25 | 100.75 | 133
2023/24 | 227.75 | 100.75 | 140
2023/24 | 228.25 | 100.75 | 142
2023/24 | 228.75 | 100.75 | 150
2023/24 | 229.25 | 100.75 | 118
2023/24 | 229.75 | 100.75 | 142
2023/24 | 230.25 | 100.75 | 128
2023/24 | 230.75 | 100.75 | 109
2023/24 | 231.25 | 100.75 | 138
2023/24 | 231.75 | 100.75 | 147
2023/24 | 232.25 | 100.75 | 140
2023/24 | 232.75 | 100.75 | 131
2023/24 | 233.25 | 100.75 | 145
2023/24 | 233.75 | 100.75 | 125
2023/24 | 234.25 | 100.75 | 114
2023/24 | 234.75 | 100.75 | 127
2023/24 | 235.25 | 100.75 | 133
2023/24 | 235.75 | 100.75 | 116
2023/24 | 236.25 | 100.75 | 132
2023/24 | 236.75 | 100.75 | 125
2023/24 | 237.25 | 100.75 | 121
2023/24 | 237.75 | 100.75 | 123
2023/24 | 238.25 | 100.75 | 118
2023/24 | 238.75 | 100.75 | 117
2023/24 | 239.25 | 100.75 | 127
2023/24 | 239.75 | 100.75 | 137
2023/24 | 240.25 | 100.75 | 138
2023/24 | 240.75 | 100.75 | 110
2023/24 | 241.25 | 100.75 | 118
2023/24 | 241.75 | 100.75 | 109
2023/24 | 242.25 | 100.75 | 106
2023/24 | 242.75 | 100.75 | 113
2023/24 | 243.25 | 100.75 | 116
2023/24 | 243.75 | 100.75 | 118
2023/24 | 244.25 | 100.75 | 115
2023/24 | 244.75 | 100.75 | 118
2023/24 | 245.25 | 100.75 | 105
2023/24 | 245.75 | 100.75 | 120
2023/24 | 246.25 | 100.75 | 114
2023/24 | 246.75 | 100.75 | 123
2023/24 | 247.25 | 100.75 | 116
2023/24 | 247.75 | 100.75 | 121
2023/24 | 248.25 | 100.75 | 117
2023/24 | 248.75 | 100.75 | 97
2023/24 | 249.25 | 100.75 | 111
2023/24 | 249.75 | 100.75 | 103
2023/24 | 250.25 | 100.75 | 88
2023/24 | 250.75 | 100.75 | 108
2023/24 | 251.25 | 100.75 | 100
2023/24 | 251.75 | 100.75 | 100
2023/24 | 252.25 | 100.75 | 85
2023/24 | 252.75 | 100.75 | 83
2023/24 | 253.25 | 100.75 | 93
2023/24 | 253.75 | 100.75 | 93
2023/24 | 254.25 | 100.75 | 80
2023/24 | 254.75 | 100.75 | 92
2023/24 | 255.25 | 100.75 | 89
2023/24 | 255.75 | 100.75 | 78
2023/24 | 256.25 | 100.75 | 87
2023/24 | 256.75 | 100.75 | 95
2023/24 | 257.25 | 100.75 | 79
2023/24 | 257.75 | 100.75 | 68
2023/24 | 258.25 | 100.75 | 84
2023/24 | 258.75 | 100.75 | 82
2023/24 | 259.25 | 100.75 | 65
2023/24 | 259.75 | 100.75 | 76
2023/24 | 260.25 | 100.75 | 78
2023/24 | 260.75 | 100.75 | 72
2023/24 | 261.25 | 100.75 | 83
2023/24 | 261.75 | 100.75 | 89
2023/24 | 262.25 | 100.75 | 60
2023/24 | 262.75 | 100.75 | 78
2023/24 | 263.25 | 100.75 | 75
2023/24 | 263.75 | 100.75 | 71
2023/24 | 264.25 | 100.75 | 57
2023/24 | 264.75 | 100.75 | 57
2023/24 | 265.25 | 100.75 | 63
2023/24 | 265.75 | 100.75 | 60
2023/24 | 266.25 | 100.75 | 67
2023/24 | 266.75 | 100.75 | 63
2023/24 | 267.25 | 100.75 | 68
2023/24 | 267.75 | 100.75 | 67
2023/24 | 268.25 | 100.75 | 61
2023/24 | 268.75 | 100.75 | 60
2023/24 | 269.25 | 100.75 | 62
2023/24 | 269.75 | 100.75 | 65
2023/24 | 270.25 | 100.75 | 45
2023/24 | 270.75 | 100.75 | 53
2023/24 | 271.25 | 100.75 | 55
2023/24 | 271.75 | 100.75 | 57
2023/24 | 272.25 | 100.75 | 64
2023/24 | 272.75 | 100.75 | 65
2023/24 | 273.25 | 100.75 | 50
2023/24 | 273.75 | 100.75 | 43
2023/24 | 274.25 | 100.75 | 43
2023/24 | 274.75 | 100.75 | 40
2023/24 | 275.25 | 100.75 | 47
2023/24 | 275.75 | 100.75 | 41
2023/24 | 276.25 | 100.75 | 52
2023/24 | 276.75 | 100.75 | 41
2023/24 | 277.25 | 100.75 | 54
2023/24 | 277.75 | 100.75 | 51
2023/24 | 278.25 | 100.75 | 51
2023/24 | 278.75 | 100.75 | 54
2023/24 | 279.25 | 100.75 | 36
2023/24 | 279.75 | 100.75 | 43
2023/24 | 280.25 | 100.75 | 35
2023/24 | 280.75 | 100.75 | 36
2023/24 | 281.25 | 100.75 | 36
2023/24 | 281.75 | 100.75 | 36
2023/24 | 282.25 | 100.75 | 42
2023/24 | 282.75 | 100.75 | 34
2023/24 | 283.25 | 100.75 | 38
2023/24 | 283.75 | 100.75 | 42
2023/24 | 284.25 | 100.75 | 28
2023/24 | 284.75 | 100.75 | 33
2023/24 | 285.25 | 100.75 | 28
2023/24 | 285.75 | 100.75 | 30
2023/24 | 286.25 | 100.75 | 28
2023/24 | 286.75 | 100.75 | 33
2023/24 | 287.25 | 100.75 | 32
2023/24 | 287.75 | 100.75 | 42
2023/24 | 288.25 | 100.75 | 29
2023/24 | 288.75 | 100.75 | 35
2023/24 | 289.25 | 100.75 | 27
2023/24 | 289.75 | 100.75 | 25
2023/24 | 290.25 | 100.75 | 20
2023/24 | 290.75 | 100.75 | 33
2023/24 | 291.25 | 100.75 | 32
2023/24 | 291.75 | 100.75 | 35
2023/24 | 292.25 | 100.75 | 25
2023/24 | 292.75 | 100.75 | 29
2023/24 | 293.25 | 100.75 | 18
2023/24 | 293.75 | 100.75 | 31
2023/24 | 294.25 | 100.75 | 34
2023/24 | 294.75 | 100.75 | 27
2023/24 | 295.25 | 100.75 | 24
2023/24 | 295.75 | 100.75 | 25
2023/24 | 296.25 | 100.75 | 15
2023/24 | 296.75 | 100.75 | 25
2023/24 | 297.25 | 100.75 | 20
2023/24 | 297.75 | 100.75 | 23
2023/24 | 298.25 | 100.75 | 22
2023/24 | 298.75 | 100.75 | 13
2023/24 | 299.25 | 100.75 | 27
2023/24 | 299.75 | 100.75 | 20
2023/24 | 300.25 | 100.75 | 16
2023/24 | 300.75 | 100.75 | 15
2023/24 | 301.25 | 100.75 | 27
2023/24 | 301.75 | 100.75 | 23
2023/24 | 302.25 | 100.75 | 24
2023/24 | 302.75 | 100.75 | 15
2023/24 | 303.25 | 100.75 | 28
2023/24 | 303.75 | 100.75 | 15
2023/24 | 304.25 | 100.75 | 24
2023/24 | 304.75 | 100.75 | 15
2023/24 | 305.25 | 100.75 | 20
2023/24 | 305.75 | 100.75 | 23
2023/24 | 306.25 | 100.75 | 21
2023/24 | 306.75 | 100.75 | 22
2023/24 | 307.25 | 100.75 | 16
2023/24 | 307.75 | 100.75 | 20
2023/24 | 308.25 | 100.75 | 16
2023/24 | 308.75 | 100.75 | 18
2023/24 | 309.25 | 100.75 | 13
2023/24 | 309.75 | 100.75 | 18
2023/24 | 310.25 | 100.75 | 11
2023/24 | 310.75 | 100.75 | 19
2023/24 | 311.25 | 100.75 | 21
2023/24 | 311.75 | 100.75 | 15
2023/24 | 312.25 | 100.75 | 13
2023/24 | 312.75 | 100.75 | 11
2023/24 | 313.25 | 100.75 | 18
2023/24 | 313.75 | 100.75 | 13
2023/24 | 314.25 | 100.75 | 10
2023/24 | 314.75 | 100.75 | 15
2023/24 | 315.25 | 100.75 | 10
2023/24 | 315.75 | 100.75 | 19
2023/24 | 316.25 | 100.75 | 15
2023/24 | 316.75 | 100.75 | 11
2023/24 | 317.25 | 100.75 | 18
2023/24 | 317.75 | 100.75 | 12
2023/24 | 318.25 | 100.75 | 10
2023/24 | 318.75 | 100.75 | 15
2023/24 | 319.25 | 100.75 | 11
2023/24 | 319.75 | 100.75 | 9
2023/24 | 320.25 | 100.75 | 12
2023/24 | 320.75 | 100.75 | 11
2023/24 | 321.25 | 100.75 | 13
2023/24 | 321.75 | 100.75 | 7
2023/24 | 322.25 | 100.75 | 14
2023/24 | 322.75 | 100.75 | 8
2023/24 | 323.25 | 100.75 | 9
2023/24 | 323.75 | 100.75 | 7
2023/24 | 324.25 | 100.75 | 9
2023/24 | 324.75 | 100.75 | 7
2023/24 | 325.25 | 100.75 | 7
2023/24 | 325.75 | 100.75 | 11
2023/24 | 326.25 | 100.75 | 6
2023/24 | 326.75 | 100.75 | 5
2023/24 | 327.25 | 100.75 | 7
2023/24 | 327.75 | 100.75 | 12
2023/24 | 328.25 | 100.75 | 10
2023/24 | 328.75 | 100.75 | 11
2023/24 | 329.25 | 100.75 | 6
2023/24 | 329.75 | 100.75 | 9
2023/24 | 330.25 | 100.75 | 9
2023/24 | 330.75 | 100.75 | 11
2023/24 | 331.25 | 100.75 | 5
2023/24 | 331.75 | 100.75 | 7
2023/24 | 332.25 | 100.75 | 8
2023/24 | 332.75 | 100.75 | 9
2023/24 | 333.25 | 100.75 | 8
2023/24 | 333.75 | 100.75 | 4
2023/24 | 334.25 | 100.75 | 6
2023/24 | 334.75 | 100.75 | 3
2023/24 | 335.25 | 100.75 | 6
2023/24 | 335.75 | 100.75 | 2
2023/24 | 336.25 | 100.75 | 7
2023/24 | 336.75 | 100.75 | 4
2023/24 | 337.25 | 100.75 | 6
2023/24 | 337.75 | 100.75 | 5
2023/24 | 338.25 | 100.75 | 7
2023/24 | 338.75 | 100.75 | 4
2023/24 | 339.25 | 100.75 | 7
2023/24 | 339.75 | 100.75 | 5
2023/24 | 340.25 | 100.75 | 8
2023/24 | 340.75 | 100.75 | 4
2023/24 | 341.25 | 100.75 | 6
2023/24 | 341.75 | 100.75 | 7
2023/24 | 342.25 | 100.75 | 4
2023/24 | 342.75 | 100.75 | 8
2023/24 | 343.25 | 100.75 | 5
2023/24 | 343.75 | 100.75 | 5
2023/24 | 344.25 | 100.75 | 5
2023/24 | 344.75 | 100.75 | 8
2023/24 | 345.25 | 100.75 | 2
2023/24 | 345.75 | 100.75 | 4
2023/24 | 346.25 | 100.75 | 6
2023/24 | 346.75 | 100.75 | 7
2023/24 | 347.25 | 100.75 | 2
2023/24 | 347.75 | 100.75 | 6
2023/24 | 348.25 | 100.75 | 6
2023/24 | 348.75 | 100.75 | 4
2023/24 | 349.25 | 100.75 | 4
2023/24 | 349.75 | 100.75 | 4
2023/24 | 350.25 | 100.75 | 5
2023/24 | 350.75 | 100.75 | 3
2023/24 | 351.25 | 100.75 | 3
2023/24 | 351.75 | 100.75 | 3
2023/24 | 352.25 | 100.75 | 5
2023/24 | 352.75 | 100.75 | 2
2023/24 | 353.25 | 100.75 | 2
2023/24 | 353.75 | 100.75 | 6
2023/24 | 354.25 | 100.75 | 5
2023/24 | 354.75 | 100.75 | 4
2023/24 | 355.25 | 100.75 | 4
2023/24 | 355.75 | 100.75 | 4
2023/24 | 356.25 | 100.75 | 3
2023/24 | 356.75 | 100.75 | 1
2023/24 | 357.25 | 100.75 | 4
2023/24 | 357.75 | 100.75 | 2
2023/24 | 358.25 | 100.75 | 2
2023/24 | 358.75 | 100.75 | 1
2023/24 | 359.25 | 100.75 | 1
2023/24 | 359.75 | 100.75 | 5
2023/24 | 360.25 | 100.75 | 3
2023/24 | 360.75 | 100.75 | 3
2023/24 | 361.25 | 100.75 | 3
2023/24 | 361.75 | 100.75 | 1
2023/24 | 362.25 | 100.75 | 1
2023/24 | 362.75 | 100.75 | 3
2023/24 | 363.25 | 100.75 | 3
2023/24 | 364.75 | 100.75 | 3
2023/24 | 366.25 | 100.75 | 4
2023/24 | 366.75 | 100.75 | 2
2023/24 | 367.25 | 100.75 | 3
2023/24 | 367.75 | 100.75 | 1
2023/24 | 368.25 | 100.75 | 2
2023/24 | 369.25 | 100.75 | 1
2023/24 | 369.75 | 100.75 | 1
2023/24 | 370.25 | 100.75 | 2
2023/24 | 370.75 | 100.75 | 2
2023/24 | 371.25 | 100.75 | 1
2023/24 | 371.75 | 100.75 | 1
2023/24 | 372.25 | 100.75 | 1
2023/24 | 372.75 | 100.75 | 2
2023/24 | 373.25 | 100.75 | 3
2023/24 | 373.75 | 100.75 | 4
2023/24 | 374.25 | 100.75 | 1
2023/24 | 374.75 | 100.75 | 1
2023/24 | 376.25 | 100.75 | 2
2023/24 | 377.75 | 100.75 | 1
2023/24 | 379.25 | 100.75 | 2
2023/24 | 380.25 | 100.75 | 2
2023/24 | 380.75 | 100.75 | 2
2023/24 | 381.75 | 100.75 | 1
2023/24 | 382.25 | 100.75 | 1
2023/24 | 382.75 | 100.75 | 2
2023/24 | 383.75 | 100.75 | 1
2023/24 | 384.25 | 100.75 | 1
2023/24 | 384.75 | 100.75 | 2
2023/24 | 385.25 | 100.75 | 2
2023/24 | 387.75 | 100.75 | 1
2023/24 | 388.75 | 100.75 | 1
2023/24 | 389.25 | 100.75 | 1
2023/24 | 389.75 | 100.75 | 1
2023/24 | 390.75 | 100.75 | 2
2023/24 | 391.75 | 100.75 | 2
2023/24 | 392.75 | 100.75 | 1
2023/24 | 393.75 | 100.75 | 1
2023/24 | 395.25 | 100.75 | 1
2023/24 | 395.75 | 100.75 | 1
2023/24 | 397.75 | 100.75 | 1
2023/24 | 398.25 | 100.75 | 1
2023/24 | 400.75 | 100.75 | 1
2023/24 | 407.25 | 100.75 | 2
2023/24 | 409.75 | 100.75 | 1
2023/24 | 410.75 | 100.75 | 1
2023/24 | 417.25 | 100.75 | 1
2023/24 | 417.75 | 100.75 | 2
2023/24 | 418.75 | 100.75 | 1
2023/24 | 420.25 | 100.75 | 1
2023/24 | 450.75 | 100.75 | 1
2023/24 | 454.25 | 100.75 | 1
2023/24 | 148.25 | 101.25 | 1
2023/24 | 148.75 | 101.25 | 2
2023/24 | 151.25 | 101.25 | 1
2023/24 | 154.75 | 101.25 | 1
2023/24 | 156.75 | 101.25 | 1
2023/24 | 157.75 | 101.25 | 1
2023/24 | 160.25 | 101.25 | 1
2023/24 | 161.25 | 101.25 | 1
2023/24 | 161.75 | 101.25 | 1
2023/24 | 162.25 | 101.25 | 1
2023/24 | 162.75 | 101.25 | 1
2023/24 | 163.75 | 101.25 | 1
2023/24 | 165.25 | 101.25 | 1
2023/24 | 166.25 | 101.25 | 1
2023/24 | 166.75 | 101.25 | 1
2023/24 | 167.25 | 101.25 | 1
2023/24 | 167.75 | 101.25 | 3
2023/24 | 168.25 | 101.25 | 1
2023/24 | 168.75 | 101.25 | 2
2023/24 | 169.25 | 101.25 | 2
2023/24 | 169.75 | 101.25 | 2
2023/24 | 170.25 | 101.25 | 2
2023/24 | 170.75 | 101.25 | 1
2023/24 | 171.25 | 101.25 | 3
2023/24 | 171.75 | 101.25 | 3
2023/24 | 172.25 | 101.25 | 1
2023/24 | 172.75 | 101.25 | 1
2023/24 | 173.25 | 101.25 | 5
2023/24 | 173.75 | 101.25 | 5
2023/24 | 174.25 | 101.25 | 1
2023/24 | 174.75 | 101.25 | 6
2023/24 | 175.25 | 101.25 | 4
2023/24 | 175.75 | 101.25 | 7
2023/24 | 176.25 | 101.25 | 5
2023/24 | 176.75 | 101.25 | 5
2023/24 | 177.25 | 101.25 | 2
2023/24 | 177.75 | 101.25 | 8
2023/24 | 178.25 | 101.25 | 5
2023/24 | 178.75 | 101.25 | 7
2023/24 | 179.25 | 101.25 | 10
2023/24 | 179.75 | 101.25 | 8
2023/24 | 180.25 | 101.25 | 15
2023/24 | 180.75 | 101.25 | 9
2023/24 | 181.25 | 101.25 | 12
2023/24 | 181.75 | 101.25 | 9
2023/24 | 182.25 | 101.25 | 14
2023/24 | 182.75 | 101.25 | 18
2023/24 | 183.25 | 101.25 | 13
2023/24 | 183.75 | 101.25 | 17
2023/24 | 184.25 | 101.25 | 15
2023/24 | 184.75 | 101.25 | 16
2023/24 | 185.25 | 101.25 | 25
2023/24 | 185.75 | 101.25 | 15
2023/24 | 186.25 | 101.25 | 15
2023/24 | 186.75 | 101.25 | 16
2023/24 | 187.25 | 101.25 | 18
2023/24 | 187.75 | 101.25 | 19
2023/24 | 188.25 | 101.25 | 23
2023/24 | 188.75 | 101.25 | 27
2023/24 | 189.25 | 101.25 | 20
2023/24 | 189.75 | 101.25 | 29
2023/24 | 190.25 | 101.25 | 39
2023/24 | 190.75 | 101.25 | 22
2023/24 | 191.25 | 101.25 | 25
2023/24 | 191.75 | 101.25 | 33
2023/24 | 192.25 | 101.25 | 41
2023/24 | 192.75 | 101.25 | 38
2023/24 | 193.25 | 101.25 | 24
2023/24 | 193.75 | 101.25 | 42
2023/24 | 194.25 | 101.25 | 33
2023/24 | 194.75 | 101.25 | 42
2023/24 | 195.25 | 101.25 | 43
2023/24 | 195.75 | 101.25 | 45
2023/24 | 196.25 | 101.25 | 45
2023/24 | 196.75 | 101.25 | 48
2023/24 | 197.25 | 101.25 | 50
2023/24 | 197.75 | 101.25 | 53
2023/24 | 198.25 | 101.25 | 54
2023/24 | 198.75 | 101.25 | 55
2023/24 | 199.25 | 101.25 | 65
2023/24 | 199.75 | 101.25 | 66
2023/24 | 200.25 | 101.25 | 75
2023/24 | 200.75 | 101.25 | 68
2023/24 | 201.25 | 101.25 | 61
2023/24 | 201.75 | 101.25 | 76
2023/24 | 202.25 | 101.25 | 76
2023/24 | 202.75 | 101.25 | 81
2023/24 | 203.25 | 101.25 | 93
2023/24 | 203.75 | 101.25 | 82
2023/24 | 204.25 | 101.25 | 102
2023/24 | 204.75 | 101.25 | 86
2023/24 | 205.25 | 101.25 | 93
2023/24 | 205.75 | 101.25 | 85
2023/24 | 206.25 | 101.25 | 94
2023/24 | 206.75 | 101.25 | 101
2023/24 | 207.25 | 101.25 | 90
2023/24 | 207.75 | 101.25 | 102
2023/24 | 208.25 | 101.25 | 95
2023/24 | 208.75 | 101.25 | 92
2023/24 | 209.25 | 101.25 | 99
2023/24 | 209.75 | 101.25 | 103
2023/24 | 210.25 | 101.25 | 120
2023/24 | 210.75 | 101.25 | 124
2023/24 | 211.25 | 101.25 | 108
2023/24 | 211.75 | 101.25 | 116
2023/24 | 212.25 | 101.25 | 118
2023/24 | 212.75 | 101.25 | 115
2023/24 | 213.25 | 101.25 | 127
2023/24 | 213.75 | 101.25 | 140
2023/24 | 214.25 | 101.25 | 116
2023/24 | 214.75 | 101.25 | 147
2023/24 | 215.25 | 101.25 | 122
2023/24 | 215.75 | 101.25 | 125
2023/24 | 216.25 | 101.25 | 126
2023/24 | 216.75 | 101.25 | 123
2023/24 | 217.25 | 101.25 | 137
2023/24 | 217.75 | 101.25 | 139
2023/24 | 218.25 | 101.25 | 139
2023/24 | 218.75 | 101.25 | 117
2023/24 | 219.25 | 101.25 | 136
2023/24 | 219.75 | 101.25 | 117
2023/24 | 220.25 | 101.25 | 158
2023/24 | 220.75 | 101.25 | 137
2023/24 | 221.25 | 101.25 | 129
2023/24 | 221.75 | 101.25 | 122
2023/24 | 222.25 | 101.25 | 165
2023/24 | 222.75 | 101.25 | 134
2023/24 | 223.25 | 101.25 | 160
2023/24 | 223.75 | 101.25 | 156
2023/24 | 224.25 | 101.25 | 156
2023/24 | 224.75 | 101.25 | 144
2023/24 | 225.25 | 101.25 | 165
2023/24 | 225.75 | 101.25 | 170
2023/24 | 226.25 | 101.25 | 137
2023/24 | 226.75 | 101.25 | 126
2023/24 | 227.25 | 101.25 | 149
2023/24 | 227.75 | 101.25 | 151
2023/24 | 228.25 | 101.25 | 155
2023/24 | 228.75 | 101.25 | 143
2023/24 | 229.25 | 101.25 | 156
2023/24 | 229.75 | 101.25 | 154
2023/24 | 230.25 | 101.25 | 137
2023/24 | 230.75 | 101.25 | 144
2023/24 | 231.25 | 101.25 | 121
2023/24 | 231.75 | 101.25 | 138
2023/24 | 232.25 | 101.25 | 134
2023/24 | 232.75 | 101.25 | 139
2023/24 | 233.25 | 101.25 | 130
2023/24 | 233.75 | 101.25 | 148
2023/24 | 234.25 | 101.25 | 150
2023/24 | 234.75 | 101.25 | 139
2023/24 | 235.25 | 101.25 | 132
2023/24 | 235.75 | 101.25 | 153
2023/24 | 236.25 | 101.25 | 136
2023/24 | 236.75 | 101.25 | 139
2023/24 | 237.25 | 101.25 | 122
2023/24 | 237.75 | 101.25 | 125
2023/24 | 238.25 | 101.25 | 154
2023/24 | 238.75 | 101.25 | 146
2023/24 | 239.25 | 101.25 | 144
2023/24 | 239.75 | 101.25 | 157
2023/24 | 240.25 | 101.25 | 107
2023/24 | 240.75 | 101.25 | 143
2023/24 | 241.25 | 101.25 | 111
2023/24 | 241.75 | 101.25 | 148
2023/24 | 242.25 | 101.25 | 123
2023/24 | 242.75 | 101.25 | 105
2023/24 | 243.25 | 101.25 | 116
2023/24 | 243.75 | 101.25 | 126
2023/24 | 244.25 | 101.25 | 130
2023/24 | 244.75 | 101.25 | 120
2023/24 | 245.25 | 101.25 | 96
2023/24 | 245.75 | 101.25 | 105
2023/24 | 246.25 | 101.25 | 106
2023/24 | 246.75 | 101.25 | 120
2023/24 | 247.25 | 101.25 | 111
2023/24 | 247.75 | 101.25 | 95
2023/24 | 248.25 | 101.25 | 109
2023/24 | 248.75 | 101.25 | 91
2023/24 | 249.25 | 101.25 | 111
2023/24 | 249.75 | 101.25 | 101
2023/24 | 250.25 | 101.25 | 94
2023/24 | 250.75 | 101.25 | 110
2023/24 | 251.25 | 101.25 | 111
2023/24 | 251.75 | 101.25 | 102
2023/24 | 252.25 | 101.25 | 102
2023/24 | 252.75 | 101.25 | 123
2023/24 | 253.25 | 101.25 | 89
2023/24 | 253.75 | 101.25 | 99
2023/24 | 254.25 | 101.25 | 113
2023/24 | 254.75 | 101.25 | 99
2023/24 | 255.25 | 101.25 | 89
2023/24 | 255.75 | 101.25 | 99
2023/24 | 256.25 | 101.25 | 99
2023/24 | 256.75 | 101.25 | 95
2023/24 | 257.25 | 101.25 | 88
2023/24 | 257.75 | 101.25 | 75
2023/24 | 258.25 | 101.25 | 84
2023/24 | 258.75 | 101.25 | 62
2023/24 | 259.25 | 101.25 | 90
2023/24 | 259.75 | 101.25 | 65
2023/24 | 260.25 | 101.25 | 87
2023/24 | 260.75 | 101.25 | 91
2023/24 | 261.25 | 101.25 | 67
2023/24 | 261.75 | 101.25 | 82
2023/24 | 262.25 | 101.25 | 97
2023/24 | 262.75 | 101.25 | 73
2023/24 | 263.25 | 101.25 | 66
2023/24 | 263.75 | 101.25 | 71
2023/24 | 264.25 | 101.25 | 82
2023/24 | 264.75 | 101.25 | 65
2023/24 | 265.25 | 101.25 | 81
2023/24 | 265.75 | 101.25 | 68
2023/24 | 266.25 | 101.25 | 70
2023/24 | 266.75 | 101.25 | 50
2023/24 | 267.25 | 101.25 | 69
2023/24 | 267.75 | 101.25 | 59
2023/24 | 268.25 | 101.25 | 74
2023/24 | 268.75 | 101.25 | 55
2023/24 | 269.25 | 101.25 | 58
2023/24 | 269.75 | 101.25 | 63
2023/24 | 270.25 | 101.25 | 67
2023/24 | 270.75 | 101.25 | 60
2023/24 | 271.25 | 101.25 | 60
2023/24 | 271.75 | 101.25 | 57
2023/24 | 272.25 | 101.25 | 50
2023/24 | 272.75 | 101.25 | 46
2023/24 | 273.25 | 101.25 | 52
2023/24 | 273.75 | 101.25 | 56
2023/24 | 274.25 | 101.25 | 47
2023/24 | 274.75 | 101.25 | 68
2023/24 | 275.25 | 101.25 | 43
2023/24 | 275.75 | 101.25 | 57
2023/24 | 276.25 | 101.25 | 37
2023/24 | 276.75 | 101.25 | 53
2023/24 | 277.25 | 101.25 | 44
2023/24 | 277.75 | 101.25 | 38
2023/24 | 278.25 | 101.25 | 53
2023/24 | 278.75 | 101.25 | 41
2023/24 | 279.25 | 101.25 | 44
2023/24 | 279.75 | 101.25 | 43
2023/24 | 280.25 | 101.25 | 33
2023/24 | 280.75 | 101.25 | 46
2023/24 | 281.25 | 101.25 | 41
2023/24 | 281.75 | 101.25 | 46
2023/24 | 282.25 | 101.25 | 30
2023/24 | 282.75 | 101.25 | 45
2023/24 | 283.25 | 101.25 | 24
2023/24 | 283.75 | 101.25 | 38
2023/24 | 284.25 | 101.25 | 42
2023/24 | 284.75 | 101.25 | 46
2023/24 | 285.25 | 101.25 | 29
2023/24 | 285.75 | 101.25 | 28
2023/24 | 286.25 | 101.25 | 40
2023/24 | 286.75 | 101.25 | 32
2023/24 | 287.25 | 101.25 | 29
2023/24 | 287.75 | 101.25 | 37
2023/24 | 288.25 | 101.25 | 36
2023/24 | 288.75 | 101.25 | 32
2023/24 | 289.25 | 101.25 | 36
2023/24 | 289.75 | 101.25 | 35
2023/24 | 290.25 | 101.25 | 36
2023/24 | 290.75 | 101.25 | 33
2023/24 | 291.25 | 101.25 | 25
2023/24 | 291.75 | 101.25 | 30
2023/24 | 292.25 | 101.25 | 25
2023/24 | 292.75 | 101.25 | 43
2023/24 | 293.25 | 101.25 | 25
2023/24 | 293.75 | 101.25 | 31
2023/24 | 294.25 | 101.25 | 24
2023/24 | 294.75 | 101.25 | 24
2023/24 | 295.25 | 101.25 | 23
2023/24 | 295.75 | 101.25 | 30
2023/24 | 296.25 | 101.25 | 14
2023/24 | 296.75 | 101.25 | 30
2023/24 | 297.25 | 101.25 | 25
2023/24 | 297.75 | 101.25 | 27
2023/24 | 298.25 | 101.25 | 32
2023/24 | 298.75 | 101.25 | 22
2023/24 | 299.25 | 101.25 | 15
2023/24 | 299.75 | 101.25 | 26
2023/24 | 300.25 | 101.25 | 24
2023/24 | 300.75 | 101.25 | 24
2023/24 | 301.25 | 101.25 | 26
2023/24 | 301.75 | 101.25 | 27
2023/24 | 302.25 | 101.25 | 21
2023/24 | 302.75 | 101.25 | 19
2023/24 | 303.25 | 101.25 | 15
2023/24 | 303.75 | 101.25 | 17
2023/24 | 304.25 | 101.25 | 15
2023/24 | 304.75 | 101.25 | 18
2023/24 | 305.25 | 101.25 | 21
2023/24 | 305.75 | 101.25 | 16
2023/24 | 306.25 | 101.25 | 22
2023/24 | 306.75 | 101.25 | 18
2023/24 | 307.25 | 101.25 | 12
2023/24 | 307.75 | 101.25 | 22
2023/24 | 308.25 | 101.25 | 16
2023/24 | 308.75 | 101.25 | 17
2023/24 | 309.25 | 101.25 | 12
2023/24 | 309.75 | 101.25 | 21
2023/24 | 310.25 | 101.25 | 25
2023/24 | 310.75 | 101.25 | 20
2023/24 | 311.25 | 101.25 | 19
2023/24 | 311.75 | 101.25 | 11
2023/24 | 312.25 | 101.25 | 13
2023/24 | 312.75 | 101.25 | 15
2023/24 | 313.25 | 101.25 | 12
2023/24 | 313.75 | 101.25 | 16
2023/24 | 314.25 | 101.25 | 11
2023/24 | 314.75 | 101.25 | 12
2023/24 | 315.25 | 101.25 | 25
2023/24 | 315.75 | 101.25 | 4
2023/24 | 316.25 | 101.25 | 11
2023/24 | 316.75 | 101.25 | 11
2023/24 | 317.25 | 101.25 | 14
2023/24 | 317.75 | 101.25 | 13
2023/24 | 318.25 | 101.25 | 17
2023/24 | 318.75 | 101.25 | 10
2023/24 | 319.25 | 101.25 | 10
2023/24 | 319.75 | 101.25 | 13
2023/24 | 320.25 | 101.25 | 16
2023/24 | 320.75 | 101.25 | 6
2023/24 | 321.25 | 101.25 | 8
2023/24 | 321.75 | 101.25 | 13
2023/24 | 322.25 | 101.25 | 9
2023/24 | 322.75 | 101.25 | 11
2023/24 | 323.25 | 101.25 | 11
2023/24 | 323.75 | 101.25 | 14
2023/24 | 324.25 | 101.25 | 10
2023/24 | 324.75 | 101.25 | 8
2023/24 | 325.25 | 101.25 | 6
2023/24 | 325.75 | 101.25 | 6
2023/24 | 326.25 | 101.25 | 18
2023/24 | 326.75 | 101.25 | 10
2023/24 | 327.25 | 101.25 | 8
2023/24 | 327.75 | 101.25 | 4
2023/24 | 328.25 | 101.25 | 9
2023/24 | 328.75 | 101.25 | 7
2023/24 | 329.25 | 101.25 | 7
2023/24 | 329.75 | 101.25 | 8
2023/24 | 330.25 | 101.25 | 8
2023/24 | 330.75 | 101.25 | 7
2023/24 | 331.25 | 101.25 | 7
2023/24 | 331.75 | 101.25 | 10
2023/24 | 332.25 | 101.25 | 6
2023/24 | 332.75 | 101.25 | 8
2023/24 | 333.25 | 101.25 | 6
2023/24 | 333.75 | 101.25 | 9
2023/24 | 334.25 | 101.25 | 7
2023/24 | 334.75 | 101.25 | 10
2023/24 | 335.25 | 101.25 | 5
2023/24 | 335.75 | 101.25 | 7
2023/24 | 336.25 | 101.25 | 5
2023/24 | 336.75 | 101.25 | 5
2023/24 | 337.25 | 101.25 | 3
2023/24 | 337.75 | 101.25 | 6
2023/24 | 338.25 | 101.25 | 6
2023/24 | 338.75 | 101.25 | 4
2023/24 | 339.25 | 101.25 | 4
2023/24 | 339.75 | 101.25 | 3
2023/24 | 340.25 | 101.25 | 3
2023/24 | 340.75 | 101.25 | 10
2023/24 | 341.25 | 101.25 | 8
2023/24 | 341.75 | 101.25 | 7
2023/24 | 342.25 | 101.25 | 4
2023/24 | 342.75 | 101.25 | 2
2023/24 | 343.25 | 101.25 | 7
2023/24 | 343.75 | 101.25 | 3
2023/24 | 344.25 | 101.25 | 4
2023/24 | 344.75 | 101.25 | 4
2023/24 | 345.25 | 101.25 | 4
2023/24 | 345.75 | 101.25 | 3
2023/24 | 346.25 | 101.25 | 3
2023/24 | 346.75 | 101.25 | 7
2023/24 | 347.75 | 101.25 | 6
2023/24 | 348.25 | 101.25 | 7
2023/24 | 348.75 | 101.25 | 3
2023/24 | 349.25 | 101.25 | 9
2023/24 | 349.75 | 101.25 | 6
2023/24 | 350.25 | 101.25 | 1
2023/24 | 350.75 | 101.25 | 1
2023/24 | 351.25 | 101.25 | 3
2023/24 | 351.75 | 101.25 | 5
2023/24 | 352.25 | 101.25 | 4
2023/24 | 352.75 | 101.25 | 2
2023/24 | 353.25 | 101.25 | 3
2023/24 | 353.75 | 101.25 | 4
2023/24 | 354.25 | 101.25 | 3
2023/24 | 354.75 | 101.25 | 2
2023/24 | 355.25 | 101.25 | 5
2023/24 | 355.75 | 101.25 | 4
2023/24 | 356.25 | 101.25 | 2
2023/24 | 356.75 | 101.25 | 5
2023/24 | 357.25 | 101.25 | 3
2023/24 | 357.75 | 101.25 | 5
2023/24 | 358.25 | 101.25 | 4
2023/24 | 358.75 | 101.25 | 6
2023/24 | 359.25 | 101.25 | 3
2023/24 | 359.75 | 101.25 | 2
2023/24 | 360.25 | 101.25 | 1
2023/24 | 360.75 | 101.25 | 2
2023/24 | 361.25 | 101.25 | 1
2023/24 | 361.75 | 101.25 | 1
2023/24 | 362.25 | 101.25 | 2
2023/24 | 362.75 | 101.25 | 3
2023/24 | 363.25 | 101.25 | 4
2023/24 | 363.75 | 101.25 | 1
2023/24 | 364.25 | 101.25 | 3
2023/24 | 364.75 | 101.25 | 1
2023/24 | 365.25 | 101.25 | 2
2023/24 | 365.75 | 101.25 | 3
2023/24 | 366.25 | 101.25 | 3
2023/24 | 366.75 | 101.25 | 3
2023/24 | 367.75 | 101.25 | 1
2023/24 | 368.25 | 101.25 | 2
2023/24 | 368.75 | 101.25 | 3
2023/24 | 369.25 | 101.25 | 1
2023/24 | 370.25 | 101.25 | 3
2023/24 | 370.75 | 101.25 | 3
2023/24 | 371.25 | 101.25 | 2
2023/24 | 372.25 | 101.25 | 2
2023/24 | 373.75 | 101.25 | 1
2023/24 | 374.25 | 101.25 | 1
2023/24 | 374.75 | 101.25 | 3
2023/24 | 375.25 | 101.25 | 1
2023/24 | 375.75 | 101.25 | 2
2023/24 | 376.25 | 101.25 | 1
2023/24 | 376.75 | 101.25 | 2
2023/24 | 378.75 | 101.25 | 1
2023/24 | 379.25 | 101.25 | 1
2023/24 | 379.75 | 101.25 | 2
2023/24 | 380.25 | 101.25 | 1
2023/24 | 380.75 | 101.25 | 1
2023/24 | 381.25 | 101.25 | 3
2023/24 | 381.75 | 101.25 | 2
2023/24 | 382.25 | 101.25 | 1
2023/24 | 382.75 | 101.25 | 3
2023/24 | 383.75 | 101.25 | 2
2023/24 | 384.25 | 101.25 | 3
2023/24 | 385.75 | 101.25 | 1
2023/24 | 386.25 | 101.25 | 1
2023/24 | 386.75 | 101.25 | 2
2023/24 | 388.25 | 101.25 | 2
2023/24 | 388.75 | 101.25 | 1
2023/24 | 389.25 | 101.25 | 1
2023/24 | 391.25 | 101.25 | 1
2023/24 | 391.75 | 101.25 | 1
2023/24 | 392.25 | 101.25 | 1
2023/24 | 392.75 | 101.25 | 2
2023/24 | 393.75 | 101.25 | 1
2023/24 | 394.25 | 101.25 | 1
2023/24 | 395.75 | 101.25 | 1
2023/24 | 398.25 | 101.25 | 1
2023/24 | 399.75 | 101.25 | 1
2023/24 | 400.25 | 101.25 | 3
2023/24 | 404.25 | 101.25 | 1
2023/24 | 410.75 | 101.25 | 1
2023/24 | 413.25 | 101.25 | 1
2023/24 | 413.75 | 101.25 | 1
2023/24 | 429.25 | 101.25 | 1
2023/24 | 431.25 | 101.25 | 1
2023/24 | 433.25 | 101.25 | 1
2023/24 | 441.75 | 101.25 | 1
2023/24 | 452.25 | 101.25 | 1
2023/24 | 457.25 | 101.25 | 1
2023/24 | 457.75 | 101.25 | 1
2023/24 | 140.75 | 101.75 | 1
2023/24 | 149.75 | 101.75 | 1
2023/24 | 151.25 | 101.75 | 1
2023/24 | 153.25 | 101.75 | 1
2023/24 | 155.75 | 101.75 | 1
2023/24 | 157.25 | 101.75 | 1
2023/24 | 159.25 | 101.75 | 1
2023/24 | 159.75 | 101.75 | 1
2023/24 | 162.25 | 101.75 | 1
2023/24 | 163.75 | 101.75 | 1
2023/24 | 165.25 | 101.75 | 2
2023/24 | 166.75 | 101.75 | 1
2023/24 | 167.25 | 101.75 | 2
2023/24 | 168.25 | 101.75 | 1
2023/24 | 168.75 | 101.75 | 1
2023/24 | 169.75 | 101.75 | 3
2023/24 | 170.25 | 101.75 | 1
2023/24 | 170.75 | 101.75 | 2
2023/24 | 171.25 | 101.75 | 4
2023/24 | 171.75 | 101.75 | 2
2023/24 | 172.25 | 101.75 | 1
2023/24 | 172.75 | 101.75 | 4
2023/24 | 173.75 | 101.75 | 2
2023/24 | 174.25 | 101.75 | 5
2023/24 | 174.75 | 101.75 | 9
2023/24 | 175.25 | 101.75 | 5
2023/24 | 175.75 | 101.75 | 5
2023/24 | 176.25 | 101.75 | 6
2023/24 | 176.75 | 101.75 | 2
2023/24 | 177.25 | 101.75 | 7
2023/24 | 177.75 | 101.75 | 2
2023/24 | 178.25 | 101.75 | 7
2023/24 | 178.75 | 101.75 | 5
2023/24 | 179.25 | 101.75 | 3
2023/24 | 179.75 | 101.75 | 10
2023/24 | 180.25 | 101.75 | 5
2023/24 | 180.75 | 101.75 | 8
2023/24 | 181.25 | 101.75 | 7
2023/24 | 181.75 | 101.75 | 8
2023/24 | 182.25 | 101.75 | 15
2023/24 | 182.75 | 101.75 | 7
2023/24 | 183.25 | 101.75 | 8
2023/24 | 183.75 | 101.75 | 16
2023/24 | 184.25 | 101.75 | 15
2023/24 | 184.75 | 101.75 | 11
2023/24 | 185.25 | 101.75 | 16
2023/24 | 185.75 | 101.75 | 14
2023/24 | 186.25 | 101.75 | 17
2023/24 | 186.75 | 101.75 | 20
2023/24 | 187.25 | 101.75 | 21
2023/24 | 187.75 | 101.75 | 12
2023/24 | 188.25 | 101.75 | 19
2023/24 | 188.75 | 101.75 | 23
2023/24 | 189.25 | 101.75 | 26
2023/24 | 189.75 | 101.75 | 22
2023/24 | 190.25 | 101.75 | 26
2023/24 | 190.75 | 101.75 | 29
2023/24 | 191.25 | 101.75 | 27
2023/24 | 191.75 | 101.75 | 35
2023/24 | 192.25 | 101.75 | 34
2023/24 | 192.75 | 101.75 | 32
2023/24 | 193.25 | 101.75 | 23
2023/24 | 193.75 | 101.75 | 30
2023/24 | 194.25 | 101.75 | 32
2023/24 | 194.75 | 101.75 | 24
2023/24 | 195.25 | 101.75 | 39
2023/24 | 195.75 | 101.75 | 38
2023/24 | 196.25 | 101.75 | 33
2023/24 | 196.75 | 101.75 | 43
2023/24 | 197.25 | 101.75 | 61
2023/24 | 197.75 | 101.75 | 60
2023/24 | 198.25 | 101.75 | 47
2023/24 | 198.75 | 101.75 | 42
2023/24 | 199.25 | 101.75 | 53
2023/24 | 199.75 | 101.75 | 71
2023/24 | 200.25 | 101.75 | 52
2023/24 | 200.75 | 101.75 | 56
2023/24 | 201.25 | 101.75 | 78
2023/24 | 201.75 | 101.75 | 74
2023/24 | 202.25 | 101.75 | 68
2023/24 | 202.75 | 101.75 | 63
2023/24 | 203.25 | 101.75 | 75
2023/24 | 203.75 | 101.75 | 78
2023/24 | 204.25 | 101.75 | 81
2023/24 | 204.75 | 101.75 | 88
2023/24 | 205.25 | 101.75 | 91
2023/24 | 205.75 | 101.75 | 81
2023/24 | 206.25 | 101.75 | 90
2023/24 | 206.75 | 101.75 | 85
2023/24 | 207.25 | 101.75 | 89
2023/24 | 207.75 | 101.75 | 92
2023/24 | 208.25 | 101.75 | 95
2023/24 | 208.75 | 101.75 | 88
2023/24 | 209.25 | 101.75 | 90
2023/24 | 209.75 | 101.75 | 95
2023/24 | 210.25 | 101.75 | 115
2023/24 | 210.75 | 101.75 | 112
2023/24 | 211.25 | 101.75 | 109
2023/24 | 211.75 | 101.75 | 116
2023/24 | 212.25 | 101.75 | 113
2023/24 | 212.75 | 101.75 | 113
2023/24 | 213.25 | 101.75 | 132
2023/24 | 213.75 | 101.75 | 115
2023/24 | 214.25 | 101.75 | 121
2023/24 | 214.75 | 101.75 | 140
2023/24 | 215.25 | 101.75 | 132
2023/24 | 215.75 | 101.75 | 141
2023/24 | 216.25 | 101.75 | 119
2023/24 | 216.75 | 101.75 | 133
2023/24 | 217.25 | 101.75 | 118
2023/24 | 217.75 | 101.75 | 123
2023/24 | 218.25 | 101.75 | 137
2023/24 | 218.75 | 101.75 | 132
2023/24 | 219.25 | 101.75 | 140
2023/24 | 219.75 | 101.75 | 143
2023/24 | 220.25 | 101.75 | 138
2023/24 | 220.75 | 101.75 | 125
2023/24 | 221.25 | 101.75 | 142
2023/24 | 221.75 | 101.75 | 129
2023/24 | 222.25 | 101.75 | 154
2023/24 | 222.75 | 101.75 | 130
2023/24 | 223.25 | 101.75 | 147
2023/24 | 223.75 | 101.75 | 152
2023/24 | 224.25 | 101.75 | 157
2023/24 | 224.75 | 101.75 | 147
2023/24 | 225.25 | 101.75 | 155
2023/24 | 225.75 | 101.75 | 146
2023/24 | 226.25 | 101.75 | 145
2023/24 | 226.75 | 101.75 | 152
2023/24 | 227.25 | 101.75 | 152
2023/24 | 227.75 | 101.75 | 165
2023/24 | 228.25 | 101.75 | 164
2023/24 | 228.75 | 101.75 | 148
2023/24 | 229.25 | 101.75 | 156
2023/24 | 229.75 | 101.75 | 120
2023/24 | 230.25 | 101.75 | 147
2023/24 | 230.75 | 101.75 | 146
2023/24 | 231.25 | 101.75 | 139
2023/24 | 231.75 | 101.75 | 147
2023/24 | 232.25 | 101.75 | 132
2023/24 | 232.75 | 101.75 | 140
2023/24 | 233.25 | 101.75 | 161
2023/24 | 233.75 | 101.75 | 134
2023/24 | 234.25 | 101.75 | 120
2023/24 | 234.75 | 101.75 | 134
2023/24 | 235.25 | 101.75 | 154
2023/24 | 235.75 | 101.75 | 170
2023/24 | 236.25 | 101.75 | 126
2023/24 | 236.75 | 101.75 | 152
2023/24 | 237.25 | 101.75 | 151
2023/24 | 237.75 | 101.75 | 145
2023/24 | 238.25 | 101.75 | 121
2023/24 | 238.75 | 101.75 | 156
2023/24 | 239.25 | 101.75 | 128
2023/24 | 239.75 | 101.75 | 134
2023/24 | 240.25 | 101.75 | 121
2023/24 | 240.75 | 101.75 | 152
2023/24 | 241.25 | 101.75 | 124
2023/24 | 241.75 | 101.75 | 127
2023/24 | 242.25 | 101.75 | 122
2023/24 | 242.75 | 101.75 | 114
2023/24 | 243.25 | 101.75 | 138
2023/24 | 243.75 | 101.75 | 150
2023/24 | 244.25 | 101.75 | 129
2023/24 | 244.75 | 101.75 | 106
2023/24 | 245.25 | 101.75 | 109
2023/24 | 245.75 | 101.75 | 137
2023/24 | 246.25 | 101.75 | 135
2023/24 | 246.75 | 101.75 | 113
2023/24 | 247.25 | 101.75 | 106
2023/24 | 247.75 | 101.75 | 132
2023/24 | 248.25 | 101.75 | 117
2023/24 | 248.75 | 101.75 | 124
2023/24 | 249.25 | 101.75 | 115
2023/24 | 249.75 | 101.75 | 101
2023/24 | 250.25 | 101.75 | 101
2023/24 | 250.75 | 101.75 | 99
2023/24 | 251.25 | 101.75 | 103
2023/24 | 251.75 | 101.75 | 119
2023/24 | 252.25 | 101.75 | 107
2023/24 | 252.75 | 101.75 | 121
2023/24 | 253.25 | 101.75 | 99
2023/24 | 253.75 | 101.75 | 112
2023/24 | 254.25 | 101.75 | 94
2023/24 | 254.75 | 101.75 | 89
2023/24 | 255.25 | 101.75 | 86
2023/24 | 255.75 | 101.75 | 101
2023/24 | 256.25 | 101.75 | 95
2023/24 | 256.75 | 101.75 | 82
2023/24 | 257.25 | 101.75 | 97
2023/24 | 257.75 | 101.75 | 96
2023/24 | 258.25 | 101.75 | 92
2023/24 | 258.75 | 101.75 | 100
2023/24 | 259.25 | 101.75 | 87
2023/24 | 259.75 | 101.75 | 85
2023/24 | 260.25 | 101.75 | 87
2023/24 | 260.75 | 101.75 | 88
2023/24 | 261.25 | 101.75 | 82
2023/24 | 261.75 | 101.75 | 98
2023/24 | 262.25 | 101.75 | 71
2023/24 | 262.75 | 101.75 | 74
2023/24 | 263.25 | 101.75 | 68
2023/24 | 263.75 | 101.75 | 79
2023/24 | 264.25 | 101.75 | 79
2023/24 | 264.75 | 101.75 | 74
2023/24 | 265.25 | 101.75 | 62
2023/24 | 265.75 | 101.75 | 66
2023/24 | 266.25 | 101.75 | 81
2023/24 | 266.75 | 101.75 | 83
2023/24 | 267.25 | 101.75 | 73
2023/24 | 267.75 | 101.75 | 57
2023/24 | 268.25 | 101.75 | 60
2023/24 | 268.75 | 101.75 | 62
2023/24 | 269.25 | 101.75 | 84
2023/24 | 269.75 | 101.75 | 86
2023/24 | 270.25 | 101.75 | 67
2023/24 | 270.75 | 101.75 | 72
2023/24 | 271.25 | 101.75 | 54
2023/24 | 271.75 | 101.75 | 61
2023/24 | 272.25 | 101.75 | 76
2023/24 | 272.75 | 101.75 | 68
2023/24 | 273.25 | 101.75 | 59
2023/24 | 273.75 | 101.75 | 59
2023/24 | 274.25 | 101.75 | 62
2023/24 | 274.75 | 101.75 | 51
2023/24 | 275.25 | 101.75 | 45
2023/24 | 275.75 | 101.75 | 46
2023/24 | 276.25 | 101.75 | 59
2023/24 | 276.75 | 101.75 | 56
2023/24 | 277.25 | 101.75 | 46
2023/24 | 277.75 | 101.75 | 51
2023/24 | 278.25 | 101.75 | 43
2023/24 | 278.75 | 101.75 | 50
2023/24 | 279.25 | 101.75 | 51
2023/24 | 279.75 | 101.75 | 44
2023/24 | 280.25 | 101.75 | 37
2023/24 | 280.75 | 101.75 | 57
2023/24 | 281.25 | 101.75 | 31
2023/24 | 281.75 | 101.75 | 38
2023/24 | 282.25 | 101.75 | 49
2023/24 | 282.75 | 101.75 | 39
2023/24 | 283.25 | 101.75 | 45
2023/24 | 283.75 | 101.75 | 44
2023/24 | 284.25 | 101.75 | 31
2023/24 | 284.75 | 101.75 | 35
2023/24 | 285.25 | 101.75 | 34
2023/24 | 285.75 | 101.75 | 30
2023/24 | 286.25 | 101.75 | 32
2023/24 | 286.75 | 101.75 | 46
2023/24 | 287.25 | 101.75 | 40
2023/24 | 287.75 | 101.75 | 29
2023/24 | 288.25 | 101.75 | 37
2023/24 | 288.75 | 101.75 | 40
2023/24 | 289.25 | 101.75 | 42
2023/24 | 289.75 | 101.75 | 37
2023/24 | 290.25 | 101.75 | 30
2023/24 | 290.75 | 101.75 | 17
2023/24 | 291.25 | 101.75 | 31
2023/24 | 291.75 | 101.75 | 31
2023/24 | 292.25 | 101.75 | 23
2023/24 | 292.75 | 101.75 | 35
2023/24 | 293.25 | 101.75 | 36
2023/24 | 293.75 | 101.75 | 27
2023/24 | 294.25 | 101.75 | 29
2023/24 | 294.75 | 101.75 | 35
2023/24 | 295.25 | 101.75 | 24
2023/24 | 295.75 | 101.75 | 30
2023/24 | 296.25 | 101.75 | 30
2023/24 | 296.75 | 101.75 | 39
2023/24 | 297.25 | 101.75 | 22
2023/24 | 297.75 | 101.75 | 22
2023/24 | 298.25 | 101.75 | 24
2023/24 | 298.75 | 101.75 | 24
2023/24 | 299.25 | 101.75 | 19
2023/24 | 299.75 | 101.75 | 27
2023/24 | 300.25 | 101.75 | 25
2023/24 | 300.75 | 101.75 | 26
2023/24 | 301.25 | 101.75 | 28
2023/24 | 301.75 | 101.75 | 19
2023/24 | 302.25 | 101.75 | 20
2023/24 | 302.75 | 101.75 | 20
2023/24 | 303.25 | 101.75 | 21
2023/24 | 303.75 | 101.75 | 20
2023/24 | 304.25 | 101.75 | 30
2023/24 | 304.75 | 101.75 | 29
2023/24 | 305.25 | 101.75 | 25
2023/24 | 305.75 | 101.75 | 17
2023/24 | 306.25 | 101.75 | 17
2023/24 | 306.75 | 101.75 | 17
2023/24 | 307.25 | 101.75 | 24
2023/24 | 307.75 | 101.75 | 16
2023/24 | 308.25 | 101.75 | 16
2023/24 | 308.75 | 101.75 | 23
2023/24 | 309.25 | 101.75 | 9
2023/24 | 309.75 | 101.75 | 20
2023/24 | 310.25 | 101.75 | 9
2023/24 | 310.75 | 101.75 | 22
2023/24 | 311.25 | 101.75 | 13
2023/24 | 311.75 | 101.75 | 11
2023/24 | 312.25 | 101.75 | 20
2023/24 | 312.75 | 101.75 | 14
2023/24 | 313.25 | 101.75 | 21
2023/24 | 313.75 | 101.75 | 18
2023/24 | 314.25 | 101.75 | 20
2023/24 | 314.75 | 101.75 | 14
2023/24 | 315.25 | 101.75 | 14
2023/24 | 315.75 | 101.75 | 14
2023/24 | 316.25 | 101.75 | 11
2023/24 | 316.75 | 101.75 | 17
2023/24 | 317.25 | 101.75 | 11
2023/24 | 317.75 | 101.75 | 14
2023/24 | 318.25 | 101.75 | 8
2023/24 | 318.75 | 101.75 | 9
2023/24 | 319.25 | 101.75 | 20
2023/24 | 319.75 | 101.75 | 9
2023/24 | 320.25 | 101.75 | 15
2023/24 | 320.75 | 101.75 | 13
2023/24 | 321.25 | 101.75 | 16
2023/24 | 321.75 | 101.75 | 12
2023/24 | 322.25 | 101.75 | 13
2023/24 | 322.75 | 101.75 | 15
2023/24 | 323.25 | 101.75 | 10
2023/24 | 323.75 | 101.75 | 8
2023/24 | 324.25 | 101.75 | 8
2023/24 | 324.75 | 101.75 | 15
2023/24 | 325.25 | 101.75 | 7
2023/24 | 325.75 | 101.75 | 9
2023/24 | 326.25 | 101.75 | 11
2023/24 | 326.75 | 101.75 | 9
2023/24 | 327.25 | 101.75 | 11
2023/24 | 327.75 | 101.75 | 11
2023/24 | 328.25 | 101.75 | 11
2023/24 | 328.75 | 101.75 | 10
2023/24 | 329.25 | 101.75 | 8
2023/24 | 329.75 | 101.75 | 11
2023/24 | 330.25 | 101.75 | 15
2023/24 | 330.75 | 101.75 | 8
2023/24 | 331.25 | 101.75 | 9
2023/24 | 331.75 | 101.75 | 7
2023/24 | 332.25 | 101.75 | 5
2023/24 | 332.75 | 101.75 | 7
2023/24 | 333.25 | 101.75 | 4
2023/24 | 333.75 | 101.75 | 10
2023/24 | 334.25 | 101.75 | 7
2023/24 | 334.75 | 101.75 | 6
2023/24 | 335.25 | 101.75 | 4
2023/24 | 335.75 | 101.75 | 6
2023/24 | 336.25 | 101.75 | 7
2023/24 | 336.75 | 101.75 | 3
2023/24 | 337.25 | 101.75 | 7
2023/24 | 337.75 | 101.75 | 8
2023/24 | 338.25 | 101.75 | 8
2023/24 | 338.75 | 101.75 | 4
2023/24 | 339.25 | 101.75 | 7
2023/24 | 339.75 | 101.75 | 10
2023/24 | 340.25 | 101.75 | 3
2023/24 | 340.75 | 101.75 | 6
2023/24 | 341.25 | 101.75 | 5
2023/24 | 341.75 | 101.75 | 8
2023/24 | 342.25 | 101.75 | 6
2023/24 | 342.75 | 101.75 | 7
2023/24 | 343.25 | 101.75 | 6
2023/24 | 343.75 | 101.75 | 8
2023/24 | 344.25 | 101.75 | 4
2023/24 | 344.75 | 101.75 | 10
2023/24 | 345.25 | 101.75 | 4
2023/24 | 345.75 | 101.75 | 4
2023/24 | 346.25 | 101.75 | 5
2023/24 | 346.75 | 101.75 | 6
2023/24 | 347.25 | 101.75 | 7
2023/24 | 347.75 | 101.75 | 5
2023/24 | 348.25 | 101.75 | 8
2023/24 | 348.75 | 101.75 | 2
2023/24 | 349.25 | 101.75 | 2
2023/24 | 349.75 | 101.75 | 6
2023/24 | 350.25 | 101.75 | 5
2023/24 | 350.75 | 101.75 | 4
2023/24 | 351.25 | 101.75 | 5
2023/24 | 351.75 | 101.75 | 1
2023/24 | 352.25 | 101.75 | 2
2023/24 | 352.75 | 101.75 | 5
2023/24 | 353.25 | 101.75 | 4
2023/24 | 353.75 | 101.75 | 2
2023/24 | 354.25 | 101.75 | 2
2023/24 | 354.75 | 101.75 | 7
2023/24 | 355.25 | 101.75 | 3
2023/24 | 355.75 | 101.75 | 2
2023/24 | 356.25 | 101.75 | 3
2023/24 | 356.75 | 101.75 | 1
2023/24 | 357.25 | 101.75 | 2
2023/24 | 357.75 | 101.75 | 4
2023/24 | 358.75 | 101.75 | 3
2023/24 | 359.25 | 101.75 | 3
2023/24 | 359.75 | 101.75 | 1
2023/24 | 360.25 | 101.75 | 2
2023/24 | 360.75 | 101.75 | 5
2023/24 | 361.25 | 101.75 | 3
2023/24 | 361.75 | 101.75 | 2
2023/24 | 362.25 | 101.75 | 4
2023/24 | 362.75 | 101.75 | 1
2023/24 | 363.25 | 101.75 | 1
2023/24 | 363.75 | 101.75 | 1
2023/24 | 364.25 | 101.75 | 4
2023/24 | 364.75 | 101.75 | 2
2023/24 | 365.25 | 101.75 | 1
2023/24 | 366.25 | 101.75 | 3
2023/24 | 366.75 | 101.75 | 2
2023/24 | 367.25 | 101.75 | 1
2023/24 | 367.75 | 101.75 | 1
2023/24 | 368.25 | 101.75 | 5
2023/24 | 368.75 | 101.75 | 1
2023/24 | 369.25 | 101.75 | 2
2023/24 | 369.75 | 101.75 | 3
2023/24 | 370.25 | 101.75 | 2
2023/24 | 370.75 | 101.75 | 2
2023/24 | 372.25 | 101.75 | 2
2023/24 | 373.25 | 101.75 | 1
2023/24 | 374.25 | 101.75 | 1
2023/24 | 375.25 | 101.75 | 1
2023/24 | 375.75 | 101.75 | 2
2023/24 | 376.25 | 101.75 | 1
2023/24 | 376.75 | 101.75 | 3
2023/24 | 377.25 | 101.75 | 2
2023/24 | 377.75 | 101.75 | 1
2023/24 | 378.75 | 101.75 | 1
2023/24 | 379.25 | 101.75 | 1
2023/24 | 379.75 | 101.75 | 1
2023/24 | 380.25 | 101.75 | 1
2023/24 | 380.75 | 101.75 | 1
2023/24 | 381.75 | 101.75 | 1
2023/24 | 382.25 | 101.75 | 2
2023/24 | 382.75 | 101.75 | 1
2023/24 | 383.25 | 101.75 | 2
2023/24 | 383.75 | 101.75 | 3
2023/24 | 384.25 | 101.75 | 1
2023/24 | 384.75 | 101.75 | 1
2023/24 | 385.75 | 101.75 | 1
2023/24 | 387.25 | 101.75 | 1
2023/24 | 388.25 | 101.75 | 4
2023/24 | 388.75 | 101.75 | 1
2023/24 | 389.75 | 101.75 | 1
2023/24 | 390.75 | 101.75 | 2
2023/24 | 391.25 | 101.75 | 1
2023/24 | 391.75 | 101.75 | 1
2023/24 | 392.25 | 101.75 | 1
2023/24 | 394.25 | 101.75 | 2
2023/24 | 394.75 | 101.75 | 1
2023/24 | 396.75 | 101.75 | 1
2023/24 | 398.25 | 101.75 | 2
2023/24 | 399.75 | 101.75 | 1
2023/24 | 400.75 | 101.75 | 1
2023/24 | 401.75 | 101.75 | 1
2023/24 | 403.25 | 101.75 | 1
2023/24 | 403.75 | 101.75 | 1
2023/24 | 406.75 | 101.75 | 1
2023/24 | 407.75 | 101.75 | 1
2023/24 | 408.25 | 101.75 | 1
2023/24 | 409.25 | 101.75 | 1
2023/24 | 414.25 | 101.75 | 1
2023/24 | 416.25 | 101.75 | 1
2023/24 | 423.25 | 101.75 | 1
2023/24 | 424.75 | 101.75 | 1
2023/24 | 444.75 | 101.75 | 1
2023/24 | 446.75 | 101.75 | 1
2023/24 | 462.25 | 101.75 | 1
2023/24 | 145.75 | 102.25 | 1
2023/24 | 153.75 | 102.25 | 1
2023/24 | 158.25 | 102.25 | 1
2023/24 | 160.25 | 102.25 | 1
2023/24 | 162.75 | 102.25 | 1
2023/24 | 163.75 | 102.25 | 2
2023/24 | 164.75 | 102.25 | 1
2023/24 | 165.75 | 102.25 | 2
2023/24 | 167.25 | 102.25 | 3
2023/24 | 168.25 | 102.25 | 2
2023/24 | 168.75 | 102.25 | 2
2023/24 | 169.25 | 102.25 | 2
2023/24 | 169.75 | 102.25 | 2
2023/24 | 170.25 | 102.25 | 2
2023/24 | 170.75 | 102.25 | 1
2023/24 | 171.25 | 102.25 | 1
2023/24 | 171.75 | 102.25 | 3
2023/24 | 172.25 | 102.25 | 2
2023/24 | 172.75 | 102.25 | 2
2023/24 | 173.25 | 102.25 | 1
2023/24 | 173.75 | 102.25 | 3
2023/24 | 174.25 | 102.25 | 2
2023/24 | 174.75 | 102.25 | 1
2023/24 | 175.25 | 102.25 | 4
2023/24 | 175.75 | 102.25 | 3
2023/24 | 176.25 | 102.25 | 2
2023/24 | 176.75 | 102.25 | 3
2023/24 | 177.25 | 102.25 | 2
2023/24 | 177.75 | 102.25 | 4
2023/24 | 178.25 | 102.25 | 7
2023/24 | 178.75 | 102.25 | 7
2023/24 | 179.25 | 102.25 | 6
2023/24 | 179.75 | 102.25 | 4
2023/24 | 180.25 | 102.25 | 8
2023/24 | 180.75 | 102.25 | 8
2023/24 | 181.25 | 102.25 | 7
2023/24 | 181.75 | 102.25 | 6
2023/24 | 182.25 | 102.25 | 9
2023/24 | 182.75 | 102.25 | 8
2023/24 | 183.25 | 102.25 | 7
2023/24 | 183.75 | 102.25 | 13
2023/24 | 184.25 | 102.25 | 13
2023/24 | 184.75 | 102.25 | 12
2023/24 | 185.25 | 102.25 | 14
2023/24 | 185.75 | 102.25 | 8
2023/24 | 186.25 | 102.25 | 15
2023/24 | 186.75 | 102.25 | 14
2023/24 | 187.25 | 102.25 | 22
2023/24 | 187.75 | 102.25 | 16
2023/24 | 188.25 | 102.25 | 21
2023/24 | 188.75 | 102.25 | 16
2023/24 | 189.25 | 102.25 | 18
2023/24 | 189.75 | 102.25 | 26
2023/24 | 190.25 | 102.25 | 15
2023/24 | 190.75 | 102.25 | 29
2023/24 | 191.25 | 102.25 | 20
2023/24 | 191.75 | 102.25 | 35
2023/24 | 192.25 | 102.25 | 23
2023/24 | 192.75 | 102.25 | 36
2023/24 | 193.25 | 102.25 | 18
2023/24 | 193.75 | 102.25 | 31
2023/24 | 194.25 | 102.25 | 31
2023/24 | 194.75 | 102.25 | 37
2023/24 | 195.25 | 102.25 | 46
2023/24 | 195.75 | 102.25 | 37
2023/24 | 196.25 | 102.25 | 36
2023/24 | 196.75 | 102.25 | 32
2023/24 | 197.25 | 102.25 | 44
2023/24 | 197.75 | 102.25 | 34
2023/24 | 198.25 | 102.25 | 70
2023/24 | 198.75 | 102.25 | 55
2023/24 | 199.25 | 102.25 | 56
2023/24 | 199.75 | 102.25 | 54
2023/24 | 200.25 | 102.25 | 52
2023/24 | 200.75 | 102.25 | 51
2023/24 | 201.25 | 102.25 | 62
2023/24 | 201.75 | 102.25 | 56
2023/24 | 202.25 | 102.25 | 70
2023/24 | 202.75 | 102.25 | 76
2023/24 | 203.25 | 102.25 | 65
2023/24 | 203.75 | 102.25 | 78
2023/24 | 204.25 | 102.25 | 67
2023/24 | 204.75 | 102.25 | 66
2023/24 | 205.25 | 102.25 | 92
2023/24 | 205.75 | 102.25 | 86
2023/24 | 206.25 | 102.25 | 87
2023/24 | 206.75 | 102.25 | 85
2023/24 | 207.25 | 102.25 | 78
2023/24 | 207.75 | 102.25 | 77
2023/24 | 208.25 | 102.25 | 99
2023/24 | 208.75 | 102.25 | 87
2023/24 | 209.25 | 102.25 | 96
2023/24 | 209.75 | 102.25 | 105
2023/24 | 210.25 | 102.25 | 114
2023/24 | 210.75 | 102.25 | 92
2023/24 | 211.25 | 102.25 | 95
2023/24 | 211.75 | 102.25 | 95
2023/24 | 212.25 | 102.25 | 109
2023/24 | 212.75 | 102.25 | 129
2023/24 | 213.25 | 102.25 | 99
2023/24 | 213.75 | 102.25 | 118
2023/24 | 214.25 | 102.25 | 120
2023/24 | 214.75 | 102.25 | 114
2023/24 | 215.25 | 102.25 | 99
2023/24 | 215.75 | 102.25 | 113
2023/24 | 216.25 | 102.25 | 117
2023/24 | 216.75 | 102.25 | 138
2023/24 | 217.25 | 102.25 | 127
2023/24 | 217.75 | 102.25 | 128
2023/24 | 218.25 | 102.25 | 100
2023/24 | 218.75 | 102.25 | 148
2023/24 | 219.25 | 102.25 | 136
2023/24 | 219.75 | 102.25 | 112
2023/24 | 220.25 | 102.25 | 138
2023/24 | 220.75 | 102.25 | 119
2023/24 | 221.25 | 102.25 | 153
2023/24 | 221.75 | 102.25 | 121
2023/24 | 222.25 | 102.25 | 124
2023/24 | 222.75 | 102.25 | 151
2023/24 | 223.25 | 102.25 | 150
2023/24 | 223.75 | 102.25 | 142
2023/24 | 224.25 | 102.25 | 145
2023/24 | 224.75 | 102.25 | 136
2023/24 | 225.25 | 102.25 | 145
2023/24 | 225.75 | 102.25 | 145
2023/24 | 226.25 | 102.25 | 142
2023/24 | 226.75 | 102.25 | 154
2023/24 | 227.25 | 102.25 | 152
2023/24 | 227.75 | 102.25 | 138
2023/24 | 228.25 | 102.25 | 147
2023/24 | 228.75 | 102.25 | 134
2023/24 | 229.25 | 102.25 | 147
2023/24 | 229.75 | 102.25 | 158
2023/24 | 230.25 | 102.25 | 140
2023/24 | 230.75 | 102.25 | 146
2023/24 | 231.25 | 102.25 | 138
2023/24 | 231.75 | 102.25 | 162
2023/24 | 232.25 | 102.25 | 160
2023/24 | 232.75 | 102.25 | 127
2023/24 | 233.25 | 102.25 | 145
2023/24 | 233.75 | 102.25 | 131
2023/24 | 234.25 | 102.25 | 148
2023/24 | 234.75 | 102.25 | 135
2023/24 | 235.25 | 102.25 | 142
2023/24 | 235.75 | 102.25 | 145
2023/24 | 236.25 | 102.25 | 135
2023/24 | 236.75 | 102.25 | 142
2023/24 | 237.25 | 102.25 | 147
2023/24 | 237.75 | 102.25 | 134
2023/24 | 238.25 | 102.25 | 140
2023/24 | 238.75 | 102.25 | 153
2023/24 | 239.25 | 102.25 | 106
2023/24 | 239.75 | 102.25 | 118
2023/24 | 240.25 | 102.25 | 141
2023/24 | 240.75 | 102.25 | 145
2023/24 | 241.25 | 102.25 | 131
2023/24 | 241.75 | 102.25 | 140
2023/24 | 242.25 | 102.25 | 157
2023/24 | 242.75 | 102.25 | 149
2023/24 | 243.25 | 102.25 | 127
2023/24 | 243.75 | 102.25 | 131
2023/24 | 244.25 | 102.25 | 134
2023/24 | 244.75 | 102.25 | 130
2023/24 | 245.25 | 102.25 | 139
2023/24 | 245.75 | 102.25 | 119
2023/24 | 246.25 | 102.25 | 127
2023/24 | 246.75 | 102.25 | 132
2023/24 | 247.25 | 102.25 | 109
2023/24 | 247.75 | 102.25 | 125
2023/24 | 248.25 | 102.25 | 121
2023/24 | 248.75 | 102.25 | 138
2023/24 | 249.25 | 102.25 | 110
2023/24 | 249.75 | 102.25 | 108
2023/24 | 250.25 | 102.25 | 123
2023/24 | 250.75 | 102.25 | 109
2023/24 | 251.25 | 102.25 | 131
2023/24 | 251.75 | 102.25 | 109
2023/24 | 252.25 | 102.25 | 114
2023/24 | 252.75 | 102.25 | 91
2023/24 | 253.25 | 102.25 | 98
2023/24 | 253.75 | 102.25 | 100
2023/24 | 254.25 | 102.25 | 114
2023/24 | 254.75 | 102.25 | 113
2023/24 | 255.25 | 102.25 | 101
2023/24 | 255.75 | 102.25 | 99
2023/24 | 256.25 | 102.25 | 101
2023/24 | 256.75 | 102.25 | 94
2023/24 | 257.25 | 102.25 | 89
2023/24 | 257.75 | 102.25 | 94
2023/24 | 258.25 | 102.25 | 98
2023/24 | 258.75 | 102.25 | 89
2023/24 | 259.25 | 102.25 | 96
2023/24 | 259.75 | 102.25 | 96
2023/24 | 260.25 | 102.25 | 95
2023/24 | 260.75 | 102.25 | 96
2023/24 | 261.25 | 102.25 | 96
2023/24 | 261.75 | 102.25 | 86
2023/24 | 262.25 | 102.25 | 88
2023/24 | 262.75 | 102.25 | 77
2023/24 | 263.25 | 102.25 | 87
2023/24 | 263.75 | 102.25 | 89
2023/24 | 264.25 | 102.25 | 82
2023/24 | 264.75 | 102.25 | 83
2023/24 | 265.25 | 102.25 | 68
2023/24 | 265.75 | 102.25 | 68
2023/24 | 266.25 | 102.25 | 59
2023/24 | 266.75 | 102.25 | 74
2023/24 | 267.25 | 102.25 | 80
2023/24 | 267.75 | 102.25 | 58
2023/24 | 268.25 | 102.25 | 73
2023/24 | 268.75 | 102.25 | 57
2023/24 | 269.25 | 102.25 | 80
2023/24 | 269.75 | 102.25 | 57
2023/24 | 270.25 | 102.25 | 57
2023/24 | 270.75 | 102.25 | 75
2023/24 | 271.25 | 102.25 | 66
2023/24 | 271.75 | 102.25 | 73
2023/24 | 272.25 | 102.25 | 49
2023/24 | 272.75 | 102.25 | 67
2023/24 | 273.25 | 102.25 | 62
2023/24 | 273.75 | 102.25 | 81
2023/24 | 274.25 | 102.25 | 68
2023/24 | 274.75 | 102.25 | 53
2023/24 | 275.25 | 102.25 | 61
2023/24 | 275.75 | 102.25 | 49
2023/24 | 276.25 | 102.25 | 56
2023/24 | 276.75 | 102.25 | 58
2023/24 | 277.25 | 102.25 | 49
2023/24 | 277.75 | 102.25 | 67
2023/24 | 278.25 | 102.25 | 48
2023/24 | 278.75 | 102.25 | 58
2023/24 | 279.25 | 102.25 | 56
2023/24 | 279.75 | 102.25 | 62
2023/24 | 280.25 | 102.25 | 62
2023/24 | 280.75 | 102.25 | 63
2023/24 | 281.25 | 102.25 | 47
2023/24 | 281.75 | 102.25 | 52
2023/24 | 282.25 | 102.25 | 51
2023/24 | 282.75 | 102.25 | 40
2023/24 | 283.25 | 102.25 | 46
2023/24 | 283.75 | 102.25 | 41
2023/24 | 284.25 | 102.25 | 38
2023/24 | 284.75 | 102.25 | 46
2023/24 | 285.25 | 102.25 | 40
2023/24 | 285.75 | 102.25 | 35
2023/24 | 286.25 | 102.25 | 40
2023/24 | 286.75 | 102.25 | 37
2023/24 | 287.25 | 102.25 | 41
2023/24 | 287.75 | 102.25 | 45
2023/24 | 288.25 | 102.25 | 43
2023/24 | 288.75 | 102.25 | 40
2023/24 | 289.25 | 102.25 | 33
2023/24 | 289.75 | 102.25 | 40
2023/24 | 290.25 | 102.25 | 41
2023/24 | 290.75 | 102.25 | 26
2023/24 | 291.25 | 102.25 | 44
2023/24 | 291.75 | 102.25 | 42
2023/24 | 292.25 | 102.25 | 27
2023/24 | 292.75 | 102.25 | 28
2023/24 | 293.25 | 102.25 | 34
2023/24 | 293.75 | 102.25 | 29
2023/24 | 294.25 | 102.25 | 30
2023/24 | 294.75 | 102.25 | 30
2023/24 | 295.25 | 102.25 | 27
2023/24 | 295.75 | 102.25 | 33
2023/24 | 296.25 | 102.25 | 32
2023/24 | 296.75 | 102.25 | 24
2023/24 | 297.25 | 102.25 | 26
2023/24 | 297.75 | 102.25 | 30
2023/24 | 298.25 | 102.25 | 27
2023/24 | 298.75 | 102.25 | 20
2023/24 | 299.25 | 102.25 | 29
2023/24 | 299.75 | 102.25 | 28
2023/24 | 300.25 | 102.25 | 25
2023/24 | 300.75 | 102.25 | 22
2023/24 | 301.25 | 102.25 | 24
2023/24 | 301.75 | 102.25 | 18
2023/24 | 302.25 | 102.25 | 18
2023/24 | 302.75 | 102.25 | 23
2023/24 | 303.25 | 102.25 | 28
2023/24 | 303.75 | 102.25 | 30
2023/24 | 304.25 | 102.25 | 28
2023/24 | 304.75 | 102.25 | 28
2023/24 | 305.25 | 102.25 | 26
2023/24 | 305.75 | 102.25 | 21
2023/24 | 306.25 | 102.25 | 20
2023/24 | 306.75 | 102.25 | 19
2023/24 | 307.25 | 102.25 | 17
2023/24 | 307.75 | 102.25 | 20
2023/24 | 308.25 | 102.25 | 10
2023/24 | 308.75 | 102.25 | 17
2023/24 | 309.25 | 102.25 | 23
2023/24 | 309.75 | 102.25 | 16
2023/24 | 310.25 | 102.25 | 12
2023/24 | 310.75 | 102.25 | 18
2023/24 | 311.25 | 102.25 | 16
2023/24 | 311.75 | 102.25 | 17
2023/24 | 312.25 | 102.25 | 17
2023/24 | 312.75 | 102.25 | 21
2023/24 | 313.25 | 102.25 | 9
2023/24 | 313.75 | 102.25 | 15
2023/24 | 314.25 | 102.25 | 26
2023/24 | 314.75 | 102.25 | 17
2023/24 | 315.25 | 102.25 | 11
2023/24 | 315.75 | 102.25 | 16
2023/24 | 316.25 | 102.25 | 11
2023/24 | 316.75 | 102.25 | 15
2023/24 | 317.25 | 102.25 | 14
2023/24 | 317.75 | 102.25 | 14
2023/24 | 318.25 | 102.25 | 9
2023/24 | 318.75 | 102.25 | 10
2023/24 | 319.25 | 102.25 | 13
2023/24 | 319.75 | 102.25 | 14
2023/24 | 320.25 | 102.25 | 15
2023/24 | 320.75 | 102.25 | 12
2023/24 | 321.25 | 102.25 | 14
2023/24 | 321.75 | 102.25 | 15
2023/24 | 322.25 | 102.25 | 17
2023/24 | 322.75 | 102.25 | 14
2023/24 | 323.25 | 102.25 | 13
2023/24 | 323.75 | 102.25 | 14
2023/24 | 324.25 | 102.25 | 12
2023/24 | 324.75 | 102.25 | 10
2023/24 | 325.25 | 102.25 | 10
2023/24 | 325.75 | 102.25 | 10
2023/24 | 326.25 | 102.25 | 6
2023/24 | 326.75 | 102.25 | 13
2023/24 | 327.25 | 102.25 | 8
2023/24 | 327.75 | 102.25 | 6
2023/24 | 328.25 | 102.25 | 10
2023/24 | 328.75 | 102.25 | 11
2023/24 | 329.25 | 102.25 | 14
2023/24 | 329.75 | 102.25 | 11
2023/24 | 330.25 | 102.25 | 11
2023/24 | 330.75 | 102.25 | 7
2023/24 | 331.25 | 102.25 | 8
2023/24 | 331.75 | 102.25 | 14
2023/24 | 332.25 | 102.25 | 16
2023/24 | 332.75 | 102.25 | 8
2023/24 | 333.25 | 102.25 | 5
2023/24 | 333.75 | 102.25 | 7
2023/24 | 334.25 | 102.25 | 6
2023/24 | 334.75 | 102.25 | 12
2023/24 | 335.25 | 102.25 | 5
2023/24 | 335.75 | 102.25 | 5
2023/24 | 336.25 | 102.25 | 8
2023/24 | 336.75 | 102.25 | 8
2023/24 | 337.25 | 102.25 | 9
2023/24 | 337.75 | 102.25 | 9
2023/24 | 338.25 | 102.25 | 8
2023/24 | 338.75 | 102.25 | 7
2023/24 | 339.25 | 102.25 | 8
2023/24 | 339.75 | 102.25 | 6
2023/24 | 340.25 | 102.25 | 4
2023/24 | 340.75 | 102.25 | 4
2023/24 | 341.25 | 102.25 | 10
2023/24 | 341.75 | 102.25 | 3
2023/24 | 342.25 | 102.25 | 4
2023/24 | 342.75 | 102.25 | 6
2023/24 | 343.25 | 102.25 | 6
2023/24 | 343.75 | 102.25 | 6
2023/24 | 344.25 | 102.25 | 9
2023/24 | 344.75 | 102.25 | 4
2023/24 | 345.25 | 102.25 | 3
2023/24 | 345.75 | 102.25 | 5
2023/24 | 346.25 | 102.25 | 1
2023/24 | 346.75 | 102.25 | 4
2023/24 | 347.25 | 102.25 | 7
2023/24 | 347.75 | 102.25 | 3
2023/24 | 348.25 | 102.25 | 6
2023/24 | 348.75 | 102.25 | 2
2023/24 | 349.25 | 102.25 | 5
2023/24 | 349.75 | 102.25 | 2
2023/24 | 350.25 | 102.25 | 4
2023/24 | 350.75 | 102.25 | 5
2023/24 | 351.25 | 102.25 | 8
2023/24 | 351.75 | 102.25 | 2
2023/24 | 352.25 | 102.25 | 1
2023/24 | 352.75 | 102.25 | 3
2023/24 | 353.25 | 102.25 | 5
2023/24 | 353.75 | 102.25 | 3
2023/24 | 354.25 | 102.25 | 4
2023/24 | 354.75 | 102.25 | 2
2023/24 | 355.25 | 102.25 | 3
2023/24 | 355.75 | 102.25 | 4
2023/24 | 356.25 | 102.25 | 4
2023/24 | 356.75 | 102.25 | 1
2023/24 | 357.25 | 102.25 | 4
2023/24 | 357.75 | 102.25 | 3
2023/24 | 358.25 | 102.25 | 2
2023/24 | 358.75 | 102.25 | 2
2023/24 | 359.75 | 102.25 | 3
2023/24 | 360.25 | 102.25 | 2
2023/24 | 361.25 | 102.25 | 4
2023/24 | 361.75 | 102.25 | 1
2023/24 | 362.25 | 102.25 | 3
2023/24 | 362.75 | 102.25 | 1
2023/24 | 363.25 | 102.25 | 3
2023/24 | 363.75 | 102.25 | 5
2023/24 | 364.25 | 102.25 | 2
2023/24 | 364.75 | 102.25 | 4
2023/24 | 365.25 | 102.25 | 4
2023/24 | 365.75 | 102.25 | 3
2023/24 | 366.25 | 102.25 | 2
2023/24 | 366.75 | 102.25 | 2
2023/24 | 367.25 | 102.25 | 2
2023/24 | 367.75 | 102.25 | 6
2023/24 | 368.25 | 102.25 | 1
2023/24 | 368.75 | 102.25 | 1
2023/24 | 369.75 | 102.25 | 1
2023/24 | 370.75 | 102.25 | 3
2023/24 | 371.25 | 102.25 | 2
2023/24 | 371.75 | 102.25 | 4
2023/24 | 372.25 | 102.25 | 2
2023/24 | 372.75 | 102.25 | 3
2023/24 | 373.25 | 102.25 | 3
2023/24 | 374.25 | 102.25 | 2
2023/24 | 374.75 | 102.25 | 2
2023/24 | 375.25 | 102.25 | 1
2023/24 | 376.25 | 102.25 | 1
2023/24 | 376.75 | 102.25 | 2
2023/24 | 377.25 | 102.25 | 1
2023/24 | 377.75 | 102.25 | 1
2023/24 | 378.25 | 102.25 | 2
2023/24 | 378.75 | 102.25 | 1
2023/24 | 380.25 | 102.25 | 1
2023/24 | 380.75 | 102.25 | 2
2023/24 | 381.75 | 102.25 | 2
2023/24 | 382.25 | 102.25 | 1
2023/24 | 383.75 | 102.25 | 1
2023/24 | 384.75 | 102.25 | 2
2023/24 | 386.25 | 102.25 | 1
2023/24 | 387.25 | 102.25 | 2
2023/24 | 387.75 | 102.25 | 2
2023/24 | 388.25 | 102.25 | 1
2023/24 | 388.75 | 102.25 | 2
2023/24 | 389.25 | 102.25 | 1
2023/24 | 389.75 | 102.25 | 1
2023/24 | 390.75 | 102.25 | 1
2023/24 | 391.25 | 102.25 | 1
2023/24 | 392.75 | 102.25 | 1
2023/24 | 393.25 | 102.25 | 3
2023/24 | 394.25 | 102.25 | 1
2023/24 | 395.25 | 102.25 | 1
2023/24 | 395.75 | 102.25 | 1
2023/24 | 396.25 | 102.25 | 1
2023/24 | 402.25 | 102.25 | 1
2023/24 | 403.75 | 102.25 | 2
2023/24 | 404.25 | 102.25 | 2
2023/24 | 406.25 | 102.25 | 2
2023/24 | 407.25 | 102.25 | 1
2023/24 | 408.25 | 102.25 | 1
2023/24 | 414.25 | 102.25 | 1
2023/24 | 417.75 | 102.25 | 1
2023/24 | 426.75 | 102.25 | 1
2023/24 | 427.75 | 102.25 | 1
2023/24 | 435.75 | 102.25 | 1
2023/24 | 436.25 | 102.25 | 1
2023/24 | 445.25 | 102.25 | 1
2023/24 | 456.25 | 102.25 | 1
2023/24 | 457.25 | 102.25 | 1
2023/24 | 144.25 | 102.75 | 1
2023/24 | 145.75 | 102.75 | 1
2023/24 | 151.25 | 102.75 | 1
2023/24 | 153.25 | 102.75 | 2
2023/24 | 156.75 | 102.75 | 1
2023/24 | 159.25 | 102.75 | 1
2023/24 | 159.75 | 102.75 | 1
2023/24 | 160.25 | 102.75 | 1
2023/24 | 164.25 | 102.75 | 2
2023/24 | 165.25 | 102.75 | 1
2023/24 | 165.75 | 102.75 | 2
2023/24 | 167.75 | 102.75 | 1
2023/24 | 168.25 | 102.75 | 1
2023/24 | 169.25 | 102.75 | 1
2023/24 | 170.75 | 102.75 | 1
2023/24 | 171.25 | 102.75 | 1
2023/24 | 171.75 | 102.75 | 2
2023/24 | 172.25 | 102.75 | 2
2023/24 | 172.75 | 102.75 | 3
2023/24 | 174.25 | 102.75 | 3
2023/24 | 174.75 | 102.75 | 2
2023/24 | 175.25 | 102.75 | 2
2023/24 | 175.75 | 102.75 | 3
2023/24 | 176.25 | 102.75 | 5
2023/24 | 176.75 | 102.75 | 3
2023/24 | 177.25 | 102.75 | 8
2023/24 | 177.75 | 102.75 | 4
2023/24 | 178.25 | 102.75 | 4
2023/24 | 178.75 | 102.75 | 3
2023/24 | 179.25 | 102.75 | 3
2023/24 | 179.75 | 102.75 | 4
2023/24 | 180.25 | 102.75 | 5
2023/24 | 180.75 | 102.75 | 8
2023/24 | 181.25 | 102.75 | 3
2023/24 | 181.75 | 102.75 | 8
2023/24 | 182.25 | 102.75 | 10
2023/24 | 182.75 | 102.75 | 8
2023/24 | 183.25 | 102.75 | 10
2023/24 | 183.75 | 102.75 | 13
2023/24 | 184.25 | 102.75 | 11
2023/24 | 184.75 | 102.75 | 16
2023/24 | 185.25 | 102.75 | 15
2023/24 | 185.75 | 102.75 | 13
2023/24 | 186.25 | 102.75 | 13
2023/24 | 186.75 | 102.75 | 7
2023/24 | 187.25 | 102.75 | 16
2023/24 | 187.75 | 102.75 | 17
2023/24 | 188.25 | 102.75 | 11
2023/24 | 188.75 | 102.75 | 20
2023/24 | 189.25 | 102.75 | 20
2023/24 | 189.75 | 102.75 | 26
2023/24 | 190.25 | 102.75 | 22
2023/24 | 190.75 | 102.75 | 19
2023/24 | 191.25 | 102.75 | 22
2023/24 | 191.75 | 102.75 | 21
2023/24 | 192.25 | 102.75 | 33
2023/24 | 192.75 | 102.75 | 21
2023/24 | 193.25 | 102.75 | 40
2023/24 | 193.75 | 102.75 | 27
2023/24 | 194.25 | 102.75 | 27
2023/24 | 194.75 | 102.75 | 25
2023/24 | 195.25 | 102.75 | 46
2023/24 | 195.75 | 102.75 | 26
2023/24 | 196.25 | 102.75 | 43
2023/24 | 196.75 | 102.75 | 36
2023/24 | 197.25 | 102.75 | 32
2023/24 | 197.75 | 102.75 | 38
2023/24 | 198.25 | 102.75 | 37
2023/24 | 198.75 | 102.75 | 39
2023/24 | 199.25 | 102.75 | 57
2023/24 | 199.75 | 102.75 | 48
2023/24 | 200.25 | 102.75 | 45
2023/24 | 200.75 | 102.75 | 52
2023/24 | 201.25 | 102.75 | 55
2023/24 | 201.75 | 102.75 | 68
2023/24 | 202.25 | 102.75 | 62
2023/24 | 202.75 | 102.75 | 58
2023/24 | 203.25 | 102.75 | 64
2023/24 | 203.75 | 102.75 | 84
2023/24 | 204.25 | 102.75 | 71
2023/24 | 204.75 | 102.75 | 53
2023/24 | 205.25 | 102.75 | 87
2023/24 | 205.75 | 102.75 | 64
2023/24 | 206.25 | 102.75 | 68
2023/24 | 206.75 | 102.75 | 85
2023/24 | 207.25 | 102.75 | 67
2023/24 | 207.75 | 102.75 | 76
2023/24 | 208.25 | 102.75 | 78
2023/24 | 208.75 | 102.75 | 81
2023/24 | 209.25 | 102.75 | 86
2023/24 | 209.75 | 102.75 | 100
2023/24 | 210.25 | 102.75 | 94
2023/24 | 210.75 | 102.75 | 92
2023/24 | 211.25 | 102.75 | 115
2023/24 | 211.75 | 102.75 | 102
2023/24 | 212.25 | 102.75 | 103
2023/24 | 212.75 | 102.75 | 112
2023/24 | 213.25 | 102.75 | 112
2023/24 | 213.75 | 102.75 | 124
2023/24 | 214.25 | 102.75 | 121
2023/24 | 214.75 | 102.75 | 108
2023/24 | 215.25 | 102.75 | 137
2023/24 | 215.75 | 102.75 | 124
2023/24 | 216.25 | 102.75 | 136
2023/24 | 216.75 | 102.75 | 125
2023/24 | 217.25 | 102.75 | 105
2023/24 | 217.75 | 102.75 | 121
2023/24 | 218.25 | 102.75 | 129
2023/24 | 218.75 | 102.75 | 145
2023/24 | 219.25 | 102.75 | 134
2023/24 | 219.75 | 102.75 | 135
2023/24 | 220.25 | 102.75 | 139
2023/24 | 220.75 | 102.75 | 132
2023/24 | 221.25 | 102.75 | 130
2023/24 | 221.75 | 102.75 | 152
2023/24 | 222.25 | 102.75 | 135
2023/24 | 222.75 | 102.75 | 133
2023/24 | 223.25 | 102.75 | 155
2023/24 | 223.75 | 102.75 | 152
2023/24 | 224.25 | 102.75 | 131
2023/24 | 224.75 | 102.75 | 141
2023/24 | 225.25 | 102.75 | 166
2023/24 | 225.75 | 102.75 | 146
2023/24 | 226.25 | 102.75 | 160
2023/24 | 226.75 | 102.75 | 148
2023/24 | 227.25 | 102.75 | 148
2023/24 | 227.75 | 102.75 | 140
2023/24 | 228.25 | 102.75 | 137
2023/24 | 228.75 | 102.75 | 136
2023/24 | 229.25 | 102.75 | 121
2023/24 | 229.75 | 102.75 | 149
2023/24 | 230.25 | 102.75 | 145
2023/24 | 230.75 | 102.75 | 138
2023/24 | 231.25 | 102.75 | 129
2023/24 | 231.75 | 102.75 | 160
2023/24 | 232.25 | 102.75 | 134
2023/24 | 232.75 | 102.75 | 132
2023/24 | 233.25 | 102.75 | 128
2023/24 | 233.75 | 102.75 | 136
2023/24 | 234.25 | 102.75 | 173
2023/24 | 234.75 | 102.75 | 148
2023/24 | 235.25 | 102.75 | 133
2023/24 | 235.75 | 102.75 | 142
2023/24 | 236.25 | 102.75 | 150
2023/24 | 236.75 | 102.75 | 117
2023/24 | 237.25 | 102.75 | 131
2023/24 | 237.75 | 102.75 | 133
2023/24 | 238.25 | 102.75 | 151
2023/24 | 238.75 | 102.75 | 145
2023/24 | 239.25 | 102.75 | 127
2023/24 | 239.75 | 102.75 | 160
2023/24 | 240.25 | 102.75 | 138
2023/24 | 240.75 | 102.75 | 140
2023/24 | 241.25 | 102.75 | 152
2023/24 | 241.75 | 102.75 | 155
2023/24 | 242.25 | 102.75 | 122
2023/24 | 242.75 | 102.75 | 131
2023/24 | 243.25 | 102.75 | 122
2023/24 | 243.75 | 102.75 | 134
2023/24 | 244.25 | 102.75 | 138
2023/24 | 244.75 | 102.75 | 128
2023/24 | 245.25 | 102.75 | 129
2023/24 | 245.75 | 102.75 | 141
2023/24 | 246.25 | 102.75 | 125
2023/24 | 246.75 | 102.75 | 133
2023/24 | 247.25 | 102.75 | 122
2023/24 | 247.75 | 102.75 | 115
2023/24 | 248.25 | 102.75 | 114
2023/24 | 248.75 | 102.75 | 125
2023/24 | 249.25 | 102.75 | 116
2023/24 | 249.75 | 102.75 | 122
2023/24 | 250.25 | 102.75 | 100
2023/24 | 250.75 | 102.75 | 123
2023/24 | 251.25 | 102.75 | 117
2023/24 | 251.75 | 102.75 | 106
2023/24 | 252.25 | 102.75 | 105
2023/24 | 252.75 | 102.75 | 117
2023/24 | 253.25 | 102.75 | 116
2023/24 | 253.75 | 102.75 | 131
2023/24 | 254.25 | 102.75 | 86
2023/24 | 254.75 | 102.75 | 101
2023/24 | 255.25 | 102.75 | 95
2023/24 | 255.75 | 102.75 | 101
2023/24 | 256.25 | 102.75 | 100
2023/24 | 256.75 | 102.75 | 98
2023/24 | 257.25 | 102.75 | 98
2023/24 | 257.75 | 102.75 | 102
2023/24 | 258.25 | 102.75 | 102
2023/24 | 258.75 | 102.75 | 87
2023/24 | 259.25 | 102.75 | 105
2023/24 | 259.75 | 102.75 | 87
2023/24 | 260.25 | 102.75 | 80
2023/24 | 260.75 | 102.75 | 97
2023/24 | 261.25 | 102.75 | 78
2023/24 | 261.75 | 102.75 | 90
2023/24 | 262.25 | 102.75 | 86
2023/24 | 262.75 | 102.75 | 77
2023/24 | 263.25 | 102.75 | 91
2023/24 | 263.75 | 102.75 | 87
2023/24 | 264.25 | 102.75 | 89
2023/24 | 264.75 | 102.75 | 73
2023/24 | 265.25 | 102.75 | 88
2023/24 | 265.75 | 102.75 | 92
2023/24 | 266.25 | 102.75 | 88
2023/24 | 266.75 | 102.75 | 73
2023/24 | 267.25 | 102.75 | 75
2023/24 | 267.75 | 102.75 | 76
2023/24 | 268.25 | 102.75 | 78
2023/24 | 268.75 | 102.75 | 61
2023/24 | 269.25 | 102.75 | 76
2023/24 | 269.75 | 102.75 | 77
2023/24 | 270.25 | 102.75 | 66
2023/24 | 270.75 | 102.75 | 69
2023/24 | 271.25 | 102.75 | 60
2023/24 | 271.75 | 102.75 | 74
2023/24 | 272.25 | 102.75 | 75
2023/24 | 272.75 | 102.75 | 54
2023/24 | 273.25 | 102.75 | 60
2023/24 | 273.75 | 102.75 | 67
2023/24 | 274.25 | 102.75 | 58
2023/24 | 274.75 | 102.75 | 64
2023/24 | 275.25 | 102.75 | 56
2023/24 | 275.75 | 102.75 | 61
2023/24 | 276.25 | 102.75 | 58
2023/24 | 276.75 | 102.75 | 56
2023/24 | 277.25 | 102.75 | 58
2023/24 | 277.75 | 102.75 | 52
2023/24 | 278.25 | 102.75 | 44
2023/24 | 278.75 | 102.75 | 50
2023/24 | 279.25 | 102.75 | 53
2023/24 | 279.75 | 102.75 | 45
2023/24 | 280.25 | 102.75 | 43
2023/24 | 280.75 | 102.75 | 58
2023/24 | 281.25 | 102.75 | 47
2023/24 | 281.75 | 102.75 | 52
2023/24 | 282.25 | 102.75 | 51
2023/24 | 282.75 | 102.75 | 51
2023/24 | 283.25 | 102.75 | 42
2023/24 | 283.75 | 102.75 | 51
2023/24 | 284.25 | 102.75 | 45
2023/24 | 284.75 | 102.75 | 49
2023/24 | 285.25 | 102.75 | 47
2023/24 | 285.75 | 102.75 | 48
2023/24 | 286.25 | 102.75 | 40
2023/24 | 286.75 | 102.75 | 33
2023/24 | 287.25 | 102.75 | 41
2023/24 | 287.75 | 102.75 | 38
2023/24 | 288.25 | 102.75 | 44
2023/24 | 288.75 | 102.75 | 34
2023/24 | 289.25 | 102.75 | 43
2023/24 | 289.75 | 102.75 | 45
2023/24 | 290.25 | 102.75 | 44
2023/24 | 290.75 | 102.75 | 31
2023/24 | 291.25 | 102.75 | 27
2023/24 | 291.75 | 102.75 | 34
2023/24 | 292.25 | 102.75 | 31
2023/24 | 292.75 | 102.75 | 30
2023/24 | 293.25 | 102.75 | 32
2023/24 | 293.75 | 102.75 | 26
2023/24 | 294.25 | 102.75 | 29
2023/24 | 294.75 | 102.75 | 38
2023/24 | 295.25 | 102.75 | 26
2023/24 | 295.75 | 102.75 | 33
2023/24 | 296.25 | 102.75 | 21
2023/24 | 296.75 | 102.75 | 30
2023/24 | 297.25 | 102.75 | 27
2023/24 | 297.75 | 102.75 | 24
2023/24 | 298.25 | 102.75 | 37
2023/24 | 298.75 | 102.75 | 37
2023/24 | 299.25 | 102.75 | 23
2023/24 | 299.75 | 102.75 | 23
2023/24 | 300.25 | 102.75 | 27
2023/24 | 300.75 | 102.75 | 23
2023/24 | 301.25 | 102.75 | 31
2023/24 | 301.75 | 102.75 | 29
2023/24 | 302.25 | 102.75 | 23
2023/24 | 302.75 | 102.75 | 22
2023/24 | 303.25 | 102.75 | 19
2023/24 | 303.75 | 102.75 | 23
2023/24 | 304.25 | 102.75 | 18
2023/24 | 304.75 | 102.75 | 22
2023/24 | 305.25 | 102.75 | 17
2023/24 | 305.75 | 102.75 | 11
2023/24 | 306.25 | 102.75 | 27
2023/24 | 306.75 | 102.75 | 17
2023/24 | 307.25 | 102.75 | 18
2023/24 | 307.75 | 102.75 | 14
2023/24 | 308.25 | 102.75 | 24
2023/24 | 308.75 | 102.75 | 17
2023/24 | 309.25 | 102.75 | 20
2023/24 | 309.75 | 102.75 | 22
2023/24 | 310.25 | 102.75 | 21
2023/24 | 310.75 | 102.75 | 14
2023/24 | 311.25 | 102.75 | 16
2023/24 | 311.75 | 102.75 | 14
2023/24 | 312.25 | 102.75 | 3
2023/24 | 312.75 | 102.75 | 14
2023/24 | 313.25 | 102.75 | 15
2023/24 | 313.75 | 102.75 | 11
2023/24 | 314.25 | 102.75 | 25
2023/24 | 314.75 | 102.75 | 18
2023/24 | 315.25 | 102.75 | 13
2023/24 | 315.75 | 102.75 | 12
2023/24 | 316.25 | 102.75 | 17
2023/24 | 316.75 | 102.75 | 14
2023/24 | 317.25 | 102.75 | 13
2023/24 | 317.75 | 102.75 | 17
2023/24 | 318.25 | 102.75 | 14
2023/24 | 318.75 | 102.75 | 16
2023/24 | 319.25 | 102.75 | 11
2023/24 | 319.75 | 102.75 | 15
2023/24 | 320.25 | 102.75 | 23
2023/24 | 320.75 | 102.75 | 13
2023/24 | 321.25 | 102.75 | 15
2023/24 | 321.75 | 102.75 | 8
2023/24 | 322.25 | 102.75 | 10
2023/24 | 322.75 | 102.75 | 13
2023/24 | 323.25 | 102.75 | 15
2023/24 | 323.75 | 102.75 | 12
2023/24 | 324.25 | 102.75 | 7
2023/24 | 324.75 | 102.75 | 6
2023/24 | 325.25 | 102.75 | 12
2023/24 | 325.75 | 102.75 | 18
2023/24 | 326.25 | 102.75 | 11
2023/24 | 326.75 | 102.75 | 14
2023/24 | 327.25 | 102.75 | 11
2023/24 | 327.75 | 102.75 | 10
2023/24 | 328.25 | 102.75 | 16
2023/24 | 328.75 | 102.75 | 8
2023/24 | 329.25 | 102.75 | 7
2023/24 | 329.75 | 102.75 | 4
2023/24 | 330.25 | 102.75 | 5
2023/24 | 330.75 | 102.75 | 8
2023/24 | 331.25 | 102.75 | 9
2023/24 | 331.75 | 102.75 | 8
2023/24 | 332.25 | 102.75 | 8
2023/24 | 332.75 | 102.75 | 5
2023/24 | 333.25 | 102.75 | 6
2023/24 | 333.75 | 102.75 | 10
2023/24 | 334.25 | 102.75 | 9
2023/24 | 334.75 | 102.75 | 12
2023/24 | 335.25 | 102.75 | 8
2023/24 | 335.75 | 102.75 | 6
2023/24 | 336.25 | 102.75 | 5
2023/24 | 336.75 | 102.75 | 5
2023/24 | 337.25 | 102.75 | 6
2023/24 | 337.75 | 102.75 | 7
2023/24 | 338.25 | 102.75 | 4
2023/24 | 338.75 | 102.75 | 10
2023/24 | 339.25 | 102.75 | 2
2023/24 | 339.75 | 102.75 | 5
2023/24 | 340.25 | 102.75 | 7
2023/24 | 340.75 | 102.75 | 7
2023/24 | 341.25 | 102.75 | 7
2023/24 | 341.75 | 102.75 | 11
2023/24 | 342.25 | 102.75 | 6
2023/24 | 342.75 | 102.75 | 4
2023/24 | 343.25 | 102.75 | 5
2023/24 | 343.75 | 102.75 | 10
2023/24 | 344.25 | 102.75 | 4
2023/24 | 344.75 | 102.75 | 6
2023/24 | 345.25 | 102.75 | 3
2023/24 | 345.75 | 102.75 | 6
2023/24 | 346.25 | 102.75 | 5
2023/24 | 346.75 | 102.75 | 4
2023/24 | 347.25 | 102.75 | 10
2023/24 | 347.75 | 102.75 | 6
2023/24 | 348.25 | 102.75 | 3
2023/24 | 348.75 | 102.75 | 7
2023/24 | 349.25 | 102.75 | 6
2023/24 | 349.75 | 102.75 | 2
2023/24 | 350.25 | 102.75 | 7
2023/24 | 350.75 | 102.75 | 6
2023/24 | 351.25 | 102.75 | 1
2023/24 | 351.75 | 102.75 | 5
2023/24 | 352.25 | 102.75 | 3
2023/24 | 352.75 | 102.75 | 2
2023/24 | 353.25 | 102.75 | 4
2023/24 | 353.75 | 102.75 | 5
2023/24 | 354.25 | 102.75 | 4
2023/24 | 354.75 | 102.75 | 4
2023/24 | 355.25 | 102.75 | 4
2023/24 | 355.75 | 102.75 | 3
2023/24 | 356.25 | 102.75 | 3
2023/24 | 356.75 | 102.75 | 5
2023/24 | 357.25 | 102.75 | 4
2023/24 | 357.75 | 102.75 | 5
2023/24 | 358.25 | 102.75 | 4
2023/24 | 358.75 | 102.75 | 2
2023/24 | 359.25 | 102.75 | 3
2023/24 | 359.75 | 102.75 | 1
2023/24 | 360.25 | 102.75 | 3
2023/24 | 360.75 | 102.75 | 2
2023/24 | 361.25 | 102.75 | 3
2023/24 | 361.75 | 102.75 | 4
2023/24 | 362.25 | 102.75 | 3
2023/24 | 362.75 | 102.75 | 4
2023/24 | 363.75 | 102.75 | 1
2023/24 | 364.25 | 102.75 | 2
2023/24 | 364.75 | 102.75 | 2
2023/24 | 365.25 | 102.75 | 2
2023/24 | 365.75 | 102.75 | 4
2023/24 | 366.25 | 102.75 | 3
2023/24 | 367.25 | 102.75 | 4
2023/24 | 368.25 | 102.75 | 1
2023/24 | 368.75 | 102.75 | 4
2023/24 | 369.25 | 102.75 | 3
2023/24 | 369.75 | 102.75 | 1
2023/24 | 370.25 | 102.75 | 4
2023/24 | 370.75 | 102.75 | 2
2023/24 | 371.25 | 102.75 | 5
2023/24 | 371.75 | 102.75 | 3
2023/24 | 372.25 | 102.75 | 3
2023/24 | 372.75 | 102.75 | 1
2023/24 | 373.25 | 102.75 | 2
2023/24 | 373.75 | 102.75 | 5
2023/24 | 374.25 | 102.75 | 1
2023/24 | 375.25 | 102.75 | 1
2023/24 | 375.75 | 102.75 | 1
2023/24 | 376.25 | 102.75 | 1
2023/24 | 376.75 | 102.75 | 2
2023/24 | 377.25 | 102.75 | 2
2023/24 | 377.75 | 102.75 | 1
2023/24 | 378.25 | 102.75 | 2
2023/24 | 378.75 | 102.75 | 3
2023/24 | 379.25 | 102.75 | 1
2023/24 | 379.75 | 102.75 | 1
2023/24 | 380.75 | 102.75 | 2
2023/24 | 381.25 | 102.75 | 1
2023/24 | 381.75 | 102.75 | 1
2023/24 | 382.25 | 102.75 | 3
2023/24 | 382.75 | 102.75 | 1
2023/24 | 383.25 | 102.75 | 2
2023/24 | 383.75 | 102.75 | 1
2023/24 | 384.25 | 102.75 | 1
2023/24 | 384.75 | 102.75 | 1
2023/24 | 386.25 | 102.75 | 1
2023/24 | 386.75 | 102.75 | 1
2023/24 | 388.25 | 102.75 | 1
2023/24 | 388.75 | 102.75 | 3
2023/24 | 390.25 | 102.75 | 1
2023/24 | 390.75 | 102.75 | 1
2023/24 | 391.25 | 102.75 | 2
2023/24 | 392.75 | 102.75 | 1
2023/24 | 393.75 | 102.75 | 2
2023/24 | 394.25 | 102.75 | 1
2023/24 | 395.75 | 102.75 | 1
2023/24 | 396.25 | 102.75 | 1
2023/24 | 397.75 | 102.75 | 1
2023/24 | 399.25 | 102.75 | 1
2023/24 | 399.75 | 102.75 | 1
2023/24 | 400.25 | 102.75 | 1
2023/24 | 402.25 | 102.75 | 1
2023/24 | 403.25 | 102.75 | 1
2023/24 | 405.25 | 102.75 | 1
2023/24 | 407.25 | 102.75 | 1
2023/24 | 409.25 | 102.75 | 1
2023/24 | 413.25 | 102.75 | 1
2023/24 | 418.75 | 102.75 | 1
2023/24 | 436.25 | 102.75 | 1
2023/24 | 443.25 | 102.75 | 1
2023/24 | 447.75 | 102.75 | 1
2023/24 | 462.25 | 102.75 | 1
2023/24 | 473.25 | 102.75 | 1
2023/24 | 138.75 | 103.25 | 1
2023/24 | 150.25 | 103.25 | 1
2023/24 | 153.25 | 103.25 | 1
2023/24 | 158.75 | 103.25 | 1
2023/24 | 160.25 | 103.25 | 1
2023/24 | 164.75 | 103.25 | 1
2023/24 | 167.25 | 103.25 | 3
2023/24 | 170.25 | 103.25 | 2
2023/24 | 170.75 | 103.25 | 1
2023/24 | 171.25 | 103.25 | 2
2023/24 | 171.75 | 103.25 | 2
2023/24 | 172.25 | 103.25 | 5
2023/24 | 173.25 | 103.25 | 3
2023/24 | 173.75 | 103.25 | 3
2023/24 | 174.25 | 103.25 | 2
2023/24 | 174.75 | 103.25 | 2
2023/24 | 175.25 | 103.25 | 1
2023/24 | 175.75 | 103.25 | 3
2023/24 | 176.25 | 103.25 | 3
2023/24 | 176.75 | 103.25 | 5
2023/24 | 177.25 | 103.25 | 1
2023/24 | 177.75 | 103.25 | 3
2023/24 | 178.25 | 103.25 | 5
2023/24 | 178.75 | 103.25 | 7
2023/24 | 179.25 | 103.25 | 4
2023/24 | 179.75 | 103.25 | 5
2023/24 | 180.25 | 103.25 | 4
2023/24 | 180.75 | 103.25 | 6
2023/24 | 181.25 | 103.25 | 2
2023/24 | 181.75 | 103.25 | 6
2023/24 | 182.25 | 103.25 | 10
2023/24 | 182.75 | 103.25 | 11
2023/24 | 183.25 | 103.25 | 6
2023/24 | 183.75 | 103.25 | 8
2023/24 | 184.25 | 103.25 | 10
2023/24 | 184.75 | 103.25 | 5
2023/24 | 185.25 | 103.25 | 11
2023/24 | 185.75 | 103.25 | 10
2023/24 | 186.25 | 103.25 | 11
2023/24 | 186.75 | 103.25 | 16
2023/24 | 187.25 | 103.25 | 26
2023/24 | 187.75 | 103.25 | 11
2023/24 | 188.25 | 103.25 | 15
2023/24 | 188.75 | 103.25 | 13
2023/24 | 189.25 | 103.25 | 18
2023/24 | 189.75 | 103.25 | 12
2023/24 | 190.25 | 103.25 | 18
2023/24 | 190.75 | 103.25 | 13
2023/24 | 191.25 | 103.25 | 13
2023/24 | 191.75 | 103.25 | 13
2023/24 | 192.25 | 103.25 | 28
2023/24 | 192.75 | 103.25 | 24
2023/24 | 193.25 | 103.25 | 29
2023/24 | 193.75 | 103.25 | 28
2023/24 | 194.25 | 103.25 | 36
2023/24 | 194.75 | 103.25 | 37
2023/24 | 195.25 | 103.25 | 29
2023/24 | 195.75 | 103.25 | 34
2023/24 | 196.25 | 103.25 | 26
2023/24 | 196.75 | 103.25 | 29
2023/24 | 197.25 | 103.25 | 34
2023/24 | 197.75 | 103.25 | 45
2023/24 | 198.25 | 103.25 | 47
2023/24 | 198.75 | 103.25 | 47
2023/24 | 199.25 | 103.25 | 40
2023/24 | 199.75 | 103.25 | 48
2023/24 | 200.25 | 103.25 | 54
2023/24 | 200.75 | 103.25 | 58
2023/24 | 201.25 | 103.25 | 43
2023/24 | 201.75 | 103.25 | 55
2023/24 | 202.25 | 103.25 | 49
2023/24 | 202.75 | 103.25 | 51
2023/24 | 203.25 | 103.25 | 57
2023/24 | 203.75 | 103.25 | 51
2023/24 | 204.25 | 103.25 | 71
2023/24 | 204.75 | 103.25 | 67
2023/24 | 205.25 | 103.25 | 75
2023/24 | 205.75 | 103.25 | 63
2023/24 | 206.25 | 103.25 | 60
2023/24 | 206.75 | 103.25 | 61
2023/24 | 207.25 | 103.25 | 75
2023/24 | 207.75 | 103.25 | 93
2023/24 | 208.25 | 103.25 | 82
2023/24 | 208.75 | 103.25 | 102
2023/24 | 209.25 | 103.25 | 84
2023/24 | 209.75 | 103.25 | 74
2023/24 | 210.25 | 103.25 | 105
2023/24 | 210.75 | 103.25 | 86
2023/24 | 211.25 | 103.25 | 103
2023/24 | 211.75 | 103.25 | 94
2023/24 | 212.25 | 103.25 | 86
2023/24 | 212.75 | 103.25 | 100
2023/24 | 213.25 | 103.25 | 81
2023/24 | 213.75 | 103.25 | 113
2023/24 | 214.25 | 103.25 | 113
2023/24 | 214.75 | 103.25 | 106
2023/24 | 215.25 | 103.25 | 106
2023/24 | 215.75 | 103.25 | 133
2023/24 | 216.25 | 103.25 | 119
2023/24 | 216.75 | 103.25 | 120
2023/24 | 217.25 | 103.25 | 123
2023/24 | 217.75 | 103.25 | 109
2023/24 | 218.25 | 103.25 | 118
2023/24 | 218.75 | 103.25 | 137
2023/24 | 219.25 | 103.25 | 136
2023/24 | 219.75 | 103.25 | 127
2023/24 | 220.25 | 103.25 | 120
2023/24 | 220.75 | 103.25 | 143
2023/24 | 221.25 | 103.25 | 114
2023/24 | 221.75 | 103.25 | 143
2023/24 | 222.25 | 103.25 | 135
2023/24 | 222.75 | 103.25 | 127
2023/24 | 223.25 | 103.25 | 150
2023/24 | 223.75 | 103.25 | 138
2023/24 | 224.25 | 103.25 | 154
2023/24 | 224.75 | 103.25 | 134
2023/24 | 225.25 | 103.25 | 158
2023/24 | 225.75 | 103.25 | 150
2023/24 | 226.25 | 103.25 | 143
2023/24 | 226.75 | 103.25 | 148
2023/24 | 227.25 | 103.25 | 133
2023/24 | 227.75 | 103.25 | 160
2023/24 | 228.25 | 103.25 | 162
2023/24 | 228.75 | 103.25 | 136
2023/24 | 229.25 | 103.25 | 157
2023/24 | 229.75 | 103.25 | 137
2023/24 | 230.25 | 103.25 | 180
2023/24 | 230.75 | 103.25 | 152
2023/24 | 231.25 | 103.25 | 141
2023/24 | 231.75 | 103.25 | 142
2023/24 | 232.25 | 103.25 | 155
2023/24 | 232.75 | 103.25 | 159
2023/24 | 233.25 | 103.25 | 145
2023/24 | 233.75 | 103.25 | 146
2023/24 | 234.25 | 103.25 | 159
2023/24 | 234.75 | 103.25 | 148
2023/24 | 235.25 | 103.25 | 136
2023/24 | 235.75 | 103.25 | 159
2023/24 | 236.25 | 103.25 | 156
2023/24 | 236.75 | 103.25 | 152
2023/24 | 237.25 | 103.25 | 134
2023/24 | 237.75 | 103.25 | 160
2023/24 | 238.25 | 103.25 | 130
2023/24 | 238.75 | 103.25 | 139
2023/24 | 239.25 | 103.25 | 147
2023/24 | 239.75 | 103.25 | 142
2023/24 | 240.25 | 103.25 | 164
2023/24 | 240.75 | 103.25 | 146
2023/24 | 241.25 | 103.25 | 126
2023/24 | 241.75 | 103.25 | 118
2023/24 | 242.25 | 103.25 | 136
2023/24 | 242.75 | 103.25 | 123
2023/24 | 243.25 | 103.25 | 130
2023/24 | 243.75 | 103.25 | 139
2023/24 | 244.25 | 103.25 | 138
2023/24 | 244.75 | 103.25 | 126
2023/24 | 245.25 | 103.25 | 118
2023/24 | 245.75 | 103.25 | 135
2023/24 | 246.25 | 103.25 | 139
2023/24 | 246.75 | 103.25 | 131
2023/24 | 247.25 | 103.25 | 127
2023/24 | 247.75 | 103.25 | 114
2023/24 | 248.25 | 103.25 | 151
2023/24 | 248.75 | 103.25 | 111
2023/24 | 249.25 | 103.25 | 118
2023/24 | 249.75 | 103.25 | 104
2023/24 | 250.25 | 103.25 | 131
2023/24 | 250.75 | 103.25 | 113
2023/24 | 251.25 | 103.25 | 134
2023/24 | 251.75 | 103.25 | 104
2023/24 | 252.25 | 103.25 | 117
2023/24 | 252.75 | 103.25 | 125
2023/24 | 253.25 | 103.25 | 125
2023/24 | 253.75 | 103.25 | 103
2023/24 | 254.25 | 103.25 | 100
2023/24 | 254.75 | 103.25 | 106
2023/24 | 255.25 | 103.25 | 96
2023/24 | 255.75 | 103.25 | 108
2023/24 | 256.25 | 103.25 | 94
2023/24 | 256.75 | 103.25 | 94
2023/24 | 257.25 | 103.25 | 95
2023/24 | 257.75 | 103.25 | 106
2023/24 | 258.25 | 103.25 | 101
2023/24 | 258.75 | 103.25 | 102
2023/24 | 259.25 | 103.25 | 105
2023/24 | 259.75 | 103.25 | 95
2023/24 | 260.25 | 103.25 | 99
2023/24 | 260.75 | 103.25 | 90
2023/24 | 261.25 | 103.25 | 95
2023/24 | 261.75 | 103.25 | 90
2023/24 | 262.25 | 103.25 | 78
2023/24 | 262.75 | 103.25 | 81
2023/24 | 263.25 | 103.25 | 90
2023/24 | 263.75 | 103.25 | 88
2023/24 | 264.25 | 103.25 | 88
2023/24 | 264.75 | 103.25 | 88
2023/24 | 265.25 | 103.25 | 90
2023/24 | 265.75 | 103.25 | 79
2023/24 | 266.25 | 103.25 | 73
2023/24 | 266.75 | 103.25 | 76
2023/24 | 267.25 | 103.25 | 88
2023/24 | 267.75 | 103.25 | 77
2023/24 | 268.25 | 103.25 | 92
2023/24 | 268.75 | 103.25 | 96
2023/24 | 269.25 | 103.25 | 60
2023/24 | 269.75 | 103.25 | 71
2023/24 | 270.25 | 103.25 | 62
2023/24 | 270.75 | 103.25 | 63
2023/24 | 271.25 | 103.25 | 78
2023/24 | 271.75 | 103.25 | 76
2023/24 | 272.25 | 103.25 | 74
2023/24 | 272.75 | 103.25 | 71
2023/24 | 273.25 | 103.25 | 74
2023/24 | 273.75 | 103.25 | 69
2023/24 | 274.25 | 103.25 | 65
2023/24 | 274.75 | 103.25 | 74
2023/24 | 275.25 | 103.25 | 59
2023/24 | 275.75 | 103.25 | 64
2023/24 | 276.25 | 103.25 | 63
2023/24 | 276.75 | 103.25 | 57
2023/24 | 277.25 | 103.25 | 75
2023/24 | 277.75 | 103.25 | 55
2023/24 | 278.25 | 103.25 | 45
2023/24 | 278.75 | 103.25 | 71
2023/24 | 279.25 | 103.25 | 78
2023/24 | 279.75 | 103.25 | 57
2023/24 | 280.25 | 103.25 | 54
2023/24 | 280.75 | 103.25 | 45
2023/24 | 281.25 | 103.25 | 47
2023/24 | 281.75 | 103.25 | 31
2023/24 | 282.25 | 103.25 | 49
2023/24 | 282.75 | 103.25 | 42
2023/24 | 283.25 | 103.25 | 49
2023/24 | 283.75 | 103.25 | 50
2023/24 | 284.25 | 103.25 | 49
2023/24 | 284.75 | 103.25 | 57
2023/24 | 285.25 | 103.25 | 50
2023/24 | 285.75 | 103.25 | 50
2023/24 | 286.25 | 103.25 | 29
2023/24 | 286.75 | 103.25 | 47
2023/24 | 287.25 | 103.25 | 47
2023/24 | 287.75 | 103.25 | 40
2023/24 | 288.25 | 103.25 | 33
2023/24 | 288.75 | 103.25 | 44
2023/24 | 289.25 | 103.25 | 42
2023/24 | 289.75 | 103.25 | 27
2023/24 | 290.25 | 103.25 | 48
2023/24 | 290.75 | 103.25 | 39
2023/24 | 291.25 | 103.25 | 35
2023/24 | 291.75 | 103.25 | 40
2023/24 | 292.25 | 103.25 | 36
2023/24 | 292.75 | 103.25 | 44
2023/24 | 293.25 | 103.25 | 32
2023/24 | 293.75 | 103.25 | 30
2023/24 | 294.25 | 103.25 | 32
2023/24 | 294.75 | 103.25 | 35
2023/24 | 295.25 | 103.25 | 30
2023/24 | 295.75 | 103.25 | 37
2023/24 | 296.25 | 103.25 | 22
2023/24 | 296.75 | 103.25 | 40
2023/24 | 297.25 | 103.25 | 29
2023/24 | 297.75 | 103.25 | 32
2023/24 | 298.25 | 103.25 | 34
2023/24 | 298.75 | 103.25 | 33
2023/24 | 299.25 | 103.25 | 31
2023/24 | 299.75 | 103.25 | 27
2023/24 | 300.25 | 103.25 | 29
2023/24 | 300.75 | 103.25 | 22
2023/24 | 301.25 | 103.25 | 17
2023/24 | 301.75 | 103.25 | 30
2023/24 | 302.25 | 103.25 | 32
2023/24 | 302.75 | 103.25 | 29
2023/24 | 303.25 | 103.25 | 24
2023/24 | 303.75 | 103.25 | 33
2023/24 | 304.25 | 103.25 | 26
2023/24 | 304.75 | 103.25 | 17
2023/24 | 305.25 | 103.25 | 20
2023/24 | 305.75 | 103.25 | 20
2023/24 | 306.25 | 103.25 | 19
2023/24 | 306.75 | 103.25 | 26
2023/24 | 307.25 | 103.25 | 22
2023/24 | 307.75 | 103.25 | 26
2023/24 | 308.25 | 103.25 | 24
2023/24 | 308.75 | 103.25 | 25
2023/24 | 309.25 | 103.25 | 35
2023/24 | 309.75 | 103.25 | 17
2023/24 | 310.25 | 103.25 | 20
2023/24 | 310.75 | 103.25 | 15
2023/24 | 311.25 | 103.25 | 18
2023/24 | 311.75 | 103.25 | 18
2023/24 | 312.25 | 103.25 | 16
2023/24 | 312.75 | 103.25 | 16
2023/24 | 313.25 | 103.25 | 14
2023/24 | 313.75 | 103.25 | 16
2023/24 | 314.25 | 103.25 | 19
2023/24 | 314.75 | 103.25 | 9
2023/24 | 315.25 | 103.25 | 12
2023/24 | 315.75 | 103.25 | 9
2023/24 | 316.25 | 103.25 | 14
2023/24 | 316.75 | 103.25 | 26
2023/24 | 317.25 | 103.25 | 10
2023/24 | 317.75 | 103.25 | 8
2023/24 | 318.25 | 103.25 | 10
2023/24 | 318.75 | 103.25 | 17
2023/24 | 319.25 | 103.25 | 20
2023/24 | 319.75 | 103.25 | 14
2023/24 | 320.25 | 103.25 | 11
2023/24 | 320.75 | 103.25 | 17
2023/24 | 321.25 | 103.25 | 15
2023/24 | 321.75 | 103.25 | 7
2023/24 | 322.25 | 103.25 | 15
2023/24 | 322.75 | 103.25 | 22
2023/24 | 323.25 | 103.25 | 11
2023/24 | 323.75 | 103.25 | 7
2023/24 | 324.25 | 103.25 | 17
2023/24 | 324.75 | 103.25 | 12
2023/24 | 325.25 | 103.25 | 9
2023/24 | 325.75 | 103.25 | 7
2023/24 | 326.25 | 103.25 | 18
2023/24 | 326.75 | 103.25 | 11
2023/24 | 327.25 | 103.25 | 13
2023/24 | 327.75 | 103.25 | 13
2023/24 | 328.25 | 103.25 | 13
2023/24 | 329.25 | 103.25 | 9
2023/24 | 329.75 | 103.25 | 3
2023/24 | 330.25 | 103.25 | 9
2023/24 | 330.75 | 103.25 | 6
2023/24 | 331.25 | 103.25 | 12
2023/24 | 331.75 | 103.25 | 5
2023/24 | 332.25 | 103.25 | 4
2023/24 | 332.75 | 103.25 | 5
2023/24 | 333.25 | 103.25 | 10
2023/24 | 333.75 | 103.25 | 9
2023/24 | 334.25 | 103.25 | 5
2023/24 | 334.75 | 103.25 | 13
2023/24 | 335.25 | 103.25 | 3
2023/24 | 335.75 | 103.25 | 8
2023/24 | 336.25 | 103.25 | 9
2023/24 | 336.75 | 103.25 | 5
2023/24 | 337.25 | 103.25 | 5
2023/24 | 337.75 | 103.25 | 6
2023/24 | 338.25 | 103.25 | 9
2023/24 | 338.75 | 103.25 | 7
2023/24 | 339.25 | 103.25 | 10
2023/24 | 339.75 | 103.25 | 11
2023/24 | 340.25 | 103.25 | 7
2023/24 | 340.75 | 103.25 | 5
2023/24 | 341.25 | 103.25 | 6
2023/24 | 341.75 | 103.25 | 9
2023/24 | 342.25 | 103.25 | 5
2023/24 | 342.75 | 103.25 | 4
2023/24 | 343.25 | 103.25 | 11
2023/24 | 343.75 | 103.25 | 11
2023/24 | 344.25 | 103.25 | 9
2023/24 | 344.75 | 103.25 | 1
2023/24 | 345.25 | 103.25 | 2
2023/24 | 345.75 | 103.25 | 3
2023/24 | 346.25 | 103.25 | 10
2023/24 | 346.75 | 103.25 | 5
2023/24 | 347.25 | 103.25 | 4
2023/24 | 347.75 | 103.25 | 8
2023/24 | 348.25 | 103.25 | 1
2023/24 | 348.75 | 103.25 | 6
2023/24 | 349.25 | 103.25 | 6
2023/24 | 349.75 | 103.25 | 4
2023/24 | 350.25 | 103.25 | 2
2023/24 | 350.75 | 103.25 | 4
2023/24 | 351.25 | 103.25 | 4
2023/24 | 351.75 | 103.25 | 6
2023/24 | 352.25 | 103.25 | 4
2023/24 | 352.75 | 103.25 | 5
2023/24 | 353.25 | 103.25 | 2
2023/24 | 353.75 | 103.25 | 3
2023/24 | 354.25 | 103.25 | 3
2023/24 | 354.75 | 103.25 | 5
2023/24 | 355.25 | 103.25 | 5
2023/24 | 355.75 | 103.25 | 3
2023/24 | 356.25 | 103.25 | 1
2023/24 | 356.75 | 103.25 | 6
2023/24 | 357.75 | 103.25 | 10
2023/24 | 358.25 | 103.25 | 1
2023/24 | 358.75 | 103.25 | 5
2023/24 | 359.25 | 103.25 | 2
2023/24 | 360.25 | 103.25 | 6
2023/24 | 360.75 | 103.25 | 4
2023/24 | 361.25 | 103.25 | 4
2023/24 | 361.75 | 103.25 | 5
2023/24 | 362.25 | 103.25 | 1
2023/24 | 362.75 | 103.25 | 4
2023/24 | 363.25 | 103.25 | 4
2023/24 | 363.75 | 103.25 | 3
2023/24 | 364.25 | 103.25 | 2
2023/24 | 364.75 | 103.25 | 2
2023/24 | 365.25 | 103.25 | 2
2023/24 | 365.75 | 103.25 | 2
2023/24 | 366.75 | 103.25 | 3
2023/24 | 367.25 | 103.25 | 1
2023/24 | 367.75 | 103.25 | 2
2023/24 | 368.25 | 103.25 | 3
2023/24 | 368.75 | 103.25 | 3
2023/24 | 369.25 | 103.25 | 3
2023/24 | 369.75 | 103.25 | 2
2023/24 | 370.25 | 103.25 | 4
2023/24 | 370.75 | 103.25 | 2
2023/24 | 371.25 | 103.25 | 2
2023/24 | 371.75 | 103.25 | 4
2023/24 | 372.25 | 103.25 | 2
2023/24 | 372.75 | 103.25 | 2
2023/24 | 373.25 | 103.25 | 4
2023/24 | 374.75 | 103.25 | 2
2023/24 | 375.75 | 103.25 | 3
2023/24 | 376.25 | 103.25 | 1
2023/24 | 377.75 | 103.25 | 3
2023/24 | 378.25 | 103.25 | 2
2023/24 | 378.75 | 103.25 | 3
2023/24 | 380.25 | 103.25 | 1
2023/24 | 381.25 | 103.25 | 2
2023/24 | 381.75 | 103.25 | 3
2023/24 | 382.25 | 103.25 | 2
2023/24 | 382.75 | 103.25 | 2
2023/24 | 383.25 | 103.25 | 1
2023/24 | 383.75 | 103.25 | 1
2023/24 | 384.25 | 103.25 | 1
2023/24 | 385.25 | 103.25 | 2
2023/24 | 385.75 | 103.25 | 5
2023/24 | 386.75 | 103.25 | 1
2023/24 | 387.75 | 103.25 | 2
2023/24 | 388.75 | 103.25 | 1
2023/24 | 390.25 | 103.25 | 1
2023/24 | 391.25 | 103.25 | 1
2023/24 | 391.75 | 103.25 | 1
2023/24 | 395.75 | 103.25 | 1
2023/24 | 396.25 | 103.25 | 2
2023/24 | 397.25 | 103.25 | 2
2023/24 | 398.25 | 103.25 | 1
2023/24 | 398.75 | 103.25 | 1
2023/24 | 399.25 | 103.25 | 1
2023/24 | 399.75 | 103.25 | 2
2023/24 | 400.25 | 103.25 | 1
2023/24 | 401.25 | 103.25 | 1
2023/24 | 401.75 | 103.25 | 1
2023/24 | 403.25 | 103.25 | 1
2023/24 | 411.75 | 103.25 | 1
2023/24 | 417.75 | 103.25 | 1
2023/24 | 420.75 | 103.25 | 1
2023/24 | 424.25 | 103.25 | 1
2023/24 | 432.75 | 103.25 | 1
2023/24 | 462.75 | 103.25 | 1
2023/24 | 148.25 | 103.75 | 1
2023/24 | 148.75 | 103.75 | 1
2023/24 | 149.75 | 103.75 | 1
2023/24 | 152.75 | 103.75 | 1
2023/24 | 155.75 | 103.75 | 1
2023/24 | 159.25 | 103.75 | 1
2023/24 | 160.25 | 103.75 | 1
2023/24 | 161.25 | 103.75 | 1
2023/24 | 162.25 | 103.75 | 2
2023/24 | 162.75 | 103.75 | 1
2023/24 | 163.25 | 103.75 | 1
2023/24 | 163.75 | 103.75 | 1
2023/24 | 164.75 | 103.75 | 1
2023/24 | 165.75 | 103.75 | 1
2023/24 | 166.25 | 103.75 | 2
2023/24 | 166.75 | 103.75 | 2
2023/24 | 167.25 | 103.75 | 2
2023/24 | 168.75 | 103.75 | 2
2023/24 | 169.25 | 103.75 | 2
2023/24 | 169.75 | 103.75 | 3
2023/24 | 170.75 | 103.75 | 2
2023/24 | 171.25 | 103.75 | 2
2023/24 | 172.25 | 103.75 | 1
2023/24 | 172.75 | 103.75 | 3
2023/24 | 173.25 | 103.75 | 2
2023/24 | 173.75 | 103.75 | 2
2023/24 | 174.25 | 103.75 | 2
2023/24 | 174.75 | 103.75 | 2
2023/24 | 175.25 | 103.75 | 2
2023/24 | 175.75 | 103.75 | 1
2023/24 | 176.25 | 103.75 | 1
2023/24 | 176.75 | 103.75 | 5
2023/24 | 177.25 | 103.75 | 4
2023/24 | 177.75 | 103.75 | 2
2023/24 | 178.25 | 103.75 | 3
2023/24 | 178.75 | 103.75 | 3
2023/24 | 179.25 | 103.75 | 3
2023/24 | 179.75 | 103.75 | 4
2023/24 | 180.25 | 103.75 | 3
2023/24 | 180.75 | 103.75 | 4
2023/24 | 181.25 | 103.75 | 8
2023/24 | 181.75 | 103.75 | 1
2023/24 | 182.25 | 103.75 | 7
2023/24 | 182.75 | 103.75 | 5
2023/24 | 183.25 | 103.75 | 10
2023/24 | 183.75 | 103.75 | 5
2023/24 | 184.25 | 103.75 | 7
2023/24 | 184.75 | 103.75 | 7
2023/24 | 185.25 | 103.75 | 8
2023/24 | 185.75 | 103.75 | 14
2023/24 | 186.25 | 103.75 | 10
2023/24 | 186.75 | 103.75 | 9
2023/24 | 187.25 | 103.75 | 7
2023/24 | 187.75 | 103.75 | 14
2023/24 | 188.25 | 103.75 | 11
2023/24 | 188.75 | 103.75 | 11
2023/24 | 189.25 | 103.75 | 13
2023/24 | 189.75 | 103.75 | 15
2023/24 | 190.25 | 103.75 | 12
2023/24 | 190.75 | 103.75 | 21
2023/24 | 191.25 | 103.75 | 24
2023/24 | 191.75 | 103.75 | 21
2023/24 | 192.25 | 103.75 | 28
2023/24 | 192.75 | 103.75 | 15
2023/24 | 193.25 | 103.75 | 25
2023/24 | 193.75 | 103.75 | 28
2023/24 | 194.25 | 103.75 | 24
2023/24 | 194.75 | 103.75 | 30
2023/24 | 195.25 | 103.75 | 19
2023/24 | 195.75 | 103.75 | 31
2023/24 | 196.25 | 103.75 | 32
2023/24 | 196.75 | 103.75 | 38
2023/24 | 197.25 | 103.75 | 30
2023/24 | 197.75 | 103.75 | 35
2023/24 | 198.25 | 103.75 | 33
2023/24 | 198.75 | 103.75 | 42
2023/24 | 199.25 | 103.75 | 46
2023/24 | 199.75 | 103.75 | 36
2023/24 | 200.25 | 103.75 | 38
2023/24 | 200.75 | 103.75 | 36
2023/24 | 201.25 | 103.75 | 50
2023/24 | 201.75 | 103.75 | 39
2023/24 | 202.25 | 103.75 | 44
2023/24 | 202.75 | 103.75 | 73
2023/24 | 203.25 | 103.75 | 49
2023/24 | 203.75 | 103.75 | 64
2023/24 | 204.25 | 103.75 | 60
2023/24 | 204.75 | 103.75 | 75
2023/24 | 205.25 | 103.75 | 59
2023/24 | 205.75 | 103.75 | 60
2023/24 | 206.25 | 103.75 | 65
2023/24 | 206.75 | 103.75 | 74
2023/24 | 207.25 | 103.75 | 78
2023/24 | 207.75 | 103.75 | 70
2023/24 | 208.25 | 103.75 | 58
2023/24 | 208.75 | 103.75 | 97
2023/24 | 209.25 | 103.75 | 65
2023/24 | 209.75 | 103.75 | 86
2023/24 | 210.25 | 103.75 | 77
2023/24 | 210.75 | 103.75 | 89
2023/24 | 211.25 | 103.75 | 81
2023/24 | 211.75 | 103.75 | 99
2023/24 | 212.25 | 103.75 | 112
2023/24 | 212.75 | 103.75 | 71
2023/24 | 213.25 | 103.75 | 91
2023/24 | 213.75 | 103.75 | 110
2023/24 | 214.25 | 103.75 | 84
2023/24 | 214.75 | 103.75 | 103
2023/24 | 215.25 | 103.75 | 107
2023/24 | 215.75 | 103.75 | 123
2023/24 | 216.25 | 103.75 | 92
2023/24 | 216.75 | 103.75 | 126
2023/24 | 217.25 | 103.75 | 136
2023/24 | 217.75 | 103.75 | 113
2023/24 | 218.25 | 103.75 | 117
2023/24 | 218.75 | 103.75 | 111
2023/24 | 219.25 | 103.75 | 127
2023/24 | 219.75 | 103.75 | 141
2023/24 | 220.25 | 103.75 | 112
2023/24 | 220.75 | 103.75 | 147
2023/24 | 221.25 | 103.75 | 125
2023/24 | 221.75 | 103.75 | 131
2023/24 | 222.25 | 103.75 | 143
2023/24 | 222.75 | 103.75 | 127
2023/24 | 223.25 | 103.75 | 122
2023/24 | 223.75 | 103.75 | 126
2023/24 | 224.25 | 103.75 | 145
2023/24 | 224.75 | 103.75 | 133
2023/24 | 225.25 | 103.75 | 141
2023/24 | 225.75 | 103.75 | 149
2023/24 | 226.25 | 103.75 | 150
2023/24 | 226.75 | 103.75 | 154
2023/24 | 227.25 | 103.75 | 131
2023/24 | 227.75 | 103.75 | 144
2023/24 | 228.25 | 103.75 | 163
2023/24 | 228.75 | 103.75 | 137
2023/24 | 229.25 | 103.75 | 148
2023/24 | 229.75 | 103.75 | 158
2023/24 | 230.25 | 103.75 | 167
2023/24 | 230.75 | 103.75 | 137
2023/24 | 231.25 | 103.75 | 152
2023/24 | 231.75 | 103.75 | 155
2023/24 | 232.25 | 103.75 | 154
2023/24 | 232.75 | 103.75 | 144
2023/24 | 233.25 | 103.75 | 166
2023/24 | 233.75 | 103.75 | 133
2023/24 | 234.25 | 103.75 | 148
2023/24 | 234.75 | 103.75 | 159
2023/24 | 235.25 | 103.75 | 147
2023/24 | 235.75 | 103.75 | 158
2023/24 | 236.25 | 103.75 | 170
2023/24 | 236.75 | 103.75 | 127
2023/24 | 237.25 | 103.75 | 132
2023/24 | 237.75 | 103.75 | 142
2023/24 | 238.25 | 103.75 | 140
2023/24 | 238.75 | 103.75 | 145
2023/24 | 239.25 | 103.75 | 125
2023/24 | 239.75 | 103.75 | 134
2023/24 | 240.25 | 103.75 | 158
2023/24 | 240.75 | 103.75 | 127
2023/24 | 241.25 | 103.75 | 137
2023/24 | 241.75 | 103.75 | 139
2023/24 | 242.25 | 103.75 | 145
2023/24 | 242.75 | 103.75 | 145
2023/24 | 243.25 | 103.75 | 143
2023/24 | 243.75 | 103.75 | 137
2023/24 | 244.25 | 103.75 | 154
2023/24 | 244.75 | 103.75 | 129
2023/24 | 245.25 | 103.75 | 124
2023/24 | 245.75 | 103.75 | 150
2023/24 | 246.25 | 103.75 | 112
2023/24 | 246.75 | 103.75 | 133
2023/24 | 247.25 | 103.75 | 125
2023/24 | 247.75 | 103.75 | 155
2023/24 | 248.25 | 103.75 | 139
2023/24 | 248.75 | 103.75 | 140
2023/24 | 249.25 | 103.75 | 135
2023/24 | 249.75 | 103.75 | 130
2023/24 | 250.25 | 103.75 | 133
2023/24 | 250.75 | 103.75 | 143
2023/24 | 251.25 | 103.75 | 118
2023/24 | 251.75 | 103.75 | 117
2023/24 | 252.25 | 103.75 | 122
2023/24 | 252.75 | 103.75 | 108
2023/24 | 253.25 | 103.75 | 123
2023/24 | 253.75 | 103.75 | 117
2023/24 | 254.25 | 103.75 | 106
2023/24 | 254.75 | 103.75 | 117
2023/24 | 255.25 | 103.75 | 97
2023/24 | 255.75 | 103.75 | 107
2023/24 | 256.25 | 103.75 | 104
2023/24 | 256.75 | 103.75 | 97
2023/24 | 257.25 | 103.75 | 94
2023/24 | 257.75 | 103.75 | 117
2023/24 | 258.25 | 103.75 | 94
2023/24 | 258.75 | 103.75 | 98
2023/24 | 259.25 | 103.75 | 130
2023/24 | 259.75 | 103.75 | 118
2023/24 | 260.25 | 103.75 | 107
2023/24 | 260.75 | 103.75 | 95
2023/24 | 261.25 | 103.75 | 97
2023/24 | 261.75 | 103.75 | 95
2023/24 | 262.25 | 103.75 | 98
2023/24 | 262.75 | 103.75 | 88
2023/24 | 263.25 | 103.75 | 108
2023/24 | 263.75 | 103.75 | 88
2023/24 | 264.25 | 103.75 | 94
2023/24 | 264.75 | 103.75 | 90
2023/24 | 265.25 | 103.75 | 85
2023/24 | 265.75 | 103.75 | 76
2023/24 | 266.25 | 103.75 | 90
2023/24 | 266.75 | 103.75 | 93
2023/24 | 267.25 | 103.75 | 79
2023/24 | 267.75 | 103.75 | 96
2023/24 | 268.25 | 103.75 | 65
2023/24 | 268.75 | 103.75 | 97
2023/24 | 269.25 | 103.75 | 78
2023/24 | 269.75 | 103.75 | 69
2023/24 | 270.25 | 103.75 | 83
2023/24 | 270.75 | 103.75 | 92
2023/24 | 271.25 | 103.75 | 81
2023/24 | 271.75 | 103.75 | 89
2023/24 | 272.25 | 103.75 | 72
2023/24 | 272.75 | 103.75 | 67
2023/24 | 273.25 | 103.75 | 75
2023/24 | 273.75 | 103.75 | 64
2023/24 | 274.25 | 103.75 | 75
2023/24 | 274.75 | 103.75 | 70
2023/24 | 275.25 | 103.75 | 71
2023/24 | 275.75 | 103.75 | 65
2023/24 | 276.25 | 103.75 | 59
2023/24 | 276.75 | 103.75 | 59
2023/24 | 277.25 | 103.75 | 56
2023/24 | 277.75 | 103.75 | 67
2023/24 | 278.25 | 103.75 | 60
2023/24 | 278.75 | 103.75 | 75
2023/24 | 279.25 | 103.75 | 69
2023/24 | 279.75 | 103.75 | 85
2023/24 | 280.25 | 103.75 | 45
2023/24 | 280.75 | 103.75 | 75
2023/24 | 281.25 | 103.75 | 64
2023/24 | 281.75 | 103.75 | 49
2023/24 | 282.25 | 103.75 | 56
2023/24 | 282.75 | 103.75 | 55
2023/24 | 283.25 | 103.75 | 50
2023/24 | 283.75 | 103.75 | 51
2023/24 | 284.25 | 103.75 | 52
2023/24 | 284.75 | 103.75 | 49
2023/24 | 285.25 | 103.75 | 31
2023/24 | 285.75 | 103.75 | 35
2023/24 | 286.25 | 103.75 | 56
2023/24 | 286.75 | 103.75 | 42
2023/24 | 287.25 | 103.75 | 49
2023/24 | 287.75 | 103.75 | 53
2023/24 | 288.25 | 103.75 | 60
2023/24 | 288.75 | 103.75 | 43
2023/24 | 289.25 | 103.75 | 53
2023/24 | 289.75 | 103.75 | 46
2023/24 | 290.25 | 103.75 | 42
2023/24 | 290.75 | 103.75 | 26
2023/24 | 291.25 | 103.75 | 37
2023/24 | 291.75 | 103.75 | 36
2023/24 | 292.25 | 103.75 | 46
2023/24 | 292.75 | 103.75 | 43
2023/24 | 293.25 | 103.75 | 41
2023/24 | 293.75 | 103.75 | 43
2023/24 | 294.25 | 103.75 | 34
2023/24 | 294.75 | 103.75 | 36
2023/24 | 295.25 | 103.75 | 35
2023/24 | 295.75 | 103.75 | 35
2023/24 | 296.25 | 103.75 | 30
2023/24 | 296.75 | 103.75 | 38
2023/24 | 297.25 | 103.75 | 36
2023/24 | 297.75 | 103.75 | 31
2023/24 | 298.25 | 103.75 | 26
2023/24 | 298.75 | 103.75 | 25
2023/24 | 299.25 | 103.75 | 38
2023/24 | 299.75 | 103.75 | 28
2023/24 | 300.25 | 103.75 | 29
2023/24 | 300.75 | 103.75 | 34
2023/24 | 301.25 | 103.75 | 29
2023/24 | 301.75 | 103.75 | 26
2023/24 | 302.25 | 103.75 | 25
2023/24 | 302.75 | 103.75 | 30
2023/24 | 303.25 | 103.75 | 22
2023/24 | 303.75 | 103.75 | 21
2023/24 | 304.25 | 103.75 | 29
2023/24 | 304.75 | 103.75 | 18
2023/24 | 305.25 | 103.75 | 25
2023/24 | 305.75 | 103.75 | 21
2023/24 | 306.25 | 103.75 | 24
2023/24 | 306.75 | 103.75 | 21
2023/24 | 307.25 | 103.75 | 19
2023/24 | 307.75 | 103.75 | 26
2023/24 | 308.25 | 103.75 | 32
2023/24 | 308.75 | 103.75 | 23
2023/24 | 309.25 | 103.75 | 20
2023/24 | 309.75 | 103.75 | 18
2023/24 | 310.25 | 103.75 | 19
2023/24 | 310.75 | 103.75 | 28
2023/24 | 311.25 | 103.75 | 22
2023/24 | 311.75 | 103.75 | 26
2023/24 | 312.25 | 103.75 | 15
2023/24 | 312.75 | 103.75 | 23
2023/24 | 313.25 | 103.75 | 13
2023/24 | 313.75 | 103.75 | 17
2023/24 | 314.25 | 103.75 | 14
2023/24 | 314.75 | 103.75 | 13
2023/24 | 315.25 | 103.75 | 15
2023/24 | 315.75 | 103.75 | 18
2023/24 | 316.25 | 103.75 | 12
2023/24 | 316.75 | 103.75 | 10
2023/24 | 317.25 | 103.75 | 12
2023/24 | 317.75 | 103.75 | 29
2023/24 | 318.25 | 103.75 | 16
2023/24 | 318.75 | 103.75 | 9
2023/24 | 319.25 | 103.75 | 17
2023/24 | 319.75 | 103.75 | 23
2023/24 | 320.25 | 103.75 | 17
2023/24 | 320.75 | 103.75 | 8
2023/24 | 321.25 | 103.75 | 14
2023/24 | 321.75 | 103.75 | 14
2023/24 | 322.25 | 103.75 | 12
2023/24 | 322.75 | 103.75 | 10
2023/24 | 323.25 | 103.75 | 10
2023/24 | 323.75 | 103.75 | 15
2023/24 | 324.25 | 103.75 | 13
2023/24 | 324.75 | 103.75 | 13
2023/24 | 325.25 | 103.75 | 10
2023/24 | 325.75 | 103.75 | 13
2023/24 | 326.25 | 103.75 | 15
2023/24 | 326.75 | 103.75 | 5
2023/24 | 327.25 | 103.75 | 17
2023/24 | 327.75 | 103.75 | 13
2023/24 | 328.25 | 103.75 | 13
2023/24 | 328.75 | 103.75 | 6
2023/24 | 329.25 | 103.75 | 12
2023/24 | 329.75 | 103.75 | 16
2023/24 | 330.25 | 103.75 | 11
2023/24 | 330.75 | 103.75 | 7
2023/24 | 331.25 | 103.75 | 8
2023/24 | 331.75 | 103.75 | 11
2023/24 | 332.25 | 103.75 | 5
2023/24 | 332.75 | 103.75 | 5
2023/24 | 333.25 | 103.75 | 5
2023/24 | 333.75 | 103.75 | 5
2023/24 | 334.25 | 103.75 | 9
2023/24 | 334.75 | 103.75 | 11
2023/24 | 335.25 | 103.75 | 14
2023/24 | 335.75 | 103.75 | 10
2023/24 | 336.25 | 103.75 | 6
2023/24 | 336.75 | 103.75 | 4
2023/24 | 337.25 | 103.75 | 13
2023/24 | 337.75 | 103.75 | 6
2023/24 | 338.25 | 103.75 | 2
2023/24 | 338.75 | 103.75 | 7
2023/24 | 339.25 | 103.75 | 10
2023/24 | 339.75 | 103.75 | 7
2023/24 | 340.25 | 103.75 | 8
2023/24 | 340.75 | 103.75 | 3
2023/24 | 341.25 | 103.75 | 9
2023/24 | 341.75 | 103.75 | 7
2023/24 | 342.25 | 103.75 | 5
2023/24 | 342.75 | 103.75 | 7
2023/24 | 343.25 | 103.75 | 6
2023/24 | 343.75 | 103.75 | 6
2023/24 | 344.25 | 103.75 | 11
2023/24 | 344.75 | 103.75 | 7
2023/24 | 345.25 | 103.75 | 6
2023/24 | 345.75 | 103.75 | 9
2023/24 | 346.25 | 103.75 | 3
2023/24 | 346.75 | 103.75 | 8
2023/24 | 347.25 | 103.75 | 3
2023/24 | 347.75 | 103.75 | 3
2023/24 | 348.25 | 103.75 | 6
2023/24 | 348.75 | 103.75 | 5
2023/24 | 349.25 | 103.75 | 7
2023/24 | 349.75 | 103.75 | 3
2023/24 | 350.25 | 103.75 | 5
2023/24 | 350.75 | 103.75 | 7
2023/24 | 351.25 | 103.75 | 4
2023/24 | 351.75 | 103.75 | 4
2023/24 | 352.25 | 103.75 | 5
2023/24 | 352.75 | 103.75 | 2
2023/24 | 353.25 | 103.75 | 4
2023/24 | 353.75 | 103.75 | 2
2023/24 | 354.25 | 103.75 | 1
2023/24 | 354.75 | 103.75 | 8
2023/24 | 355.25 | 103.75 | 6
2023/24 | 355.75 | 103.75 | 1
2023/24 | 356.25 | 103.75 | 3
2023/24 | 356.75 | 103.75 | 6
2023/24 | 357.25 | 103.75 | 2
2023/24 | 357.75 | 103.75 | 2
2023/24 | 358.25 | 103.75 | 5
2023/24 | 358.75 | 103.75 | 2
2023/24 | 359.25 | 103.75 | 2
2023/24 | 359.75 | 103.75 | 2
2023/24 | 360.25 | 103.75 | 4
2023/24 | 360.75 | 103.75 | 2
2023/24 | 361.25 | 103.75 | 4
2023/24 | 361.75 | 103.75 | 5
2023/24 | 362.25 | 103.75 | 1
2023/24 | 362.75 | 103.75 | 3
2023/24 | 363.25 | 103.75 | 3
2023/24 | 363.75 | 103.75 | 6
2023/24 | 364.25 | 103.75 | 6
2023/24 | 364.75 | 103.75 | 1
2023/24 | 365.25 | 103.75 | 3
2023/24 | 365.75 | 103.75 | 2
2023/24 | 366.25 | 103.75 | 6
2023/24 | 366.75 | 103.75 | 3
2023/24 | 367.25 | 103.75 | 1
2023/24 | 367.75 | 103.75 | 2
2023/24 | 368.25 | 103.75 | 3
2023/24 | 368.75 | 103.75 | 2
2023/24 | 369.25 | 103.75 | 1
2023/24 | 369.75 | 103.75 | 7
2023/24 | 370.25 | 103.75 | 1
2023/24 | 370.75 | 103.75 | 3
2023/24 | 371.25 | 103.75 | 2
2023/24 | 371.75 | 103.75 | 3
2023/24 | 372.25 | 103.75 | 2
2023/24 | 372.75 | 103.75 | 2
2023/24 | 373.25 | 103.75 | 4
2023/24 | 374.25 | 103.75 | 1
2023/24 | 374.75 | 103.75 | 2
2023/24 | 375.25 | 103.75 | 1
2023/24 | 375.75 | 103.75 | 2
2023/24 | 376.25 | 103.75 | 2
2023/24 | 376.75 | 103.75 | 5
2023/24 | 377.25 | 103.75 | 2
2023/24 | 377.75 | 103.75 | 1
2023/24 | 378.25 | 103.75 | 1
2023/24 | 378.75 | 103.75 | 2
2023/24 | 379.25 | 103.75 | 5
2023/24 | 379.75 | 103.75 | 1
2023/24 | 380.25 | 103.75 | 1
2023/24 | 380.75 | 103.75 | 2
2023/24 | 381.25 | 103.75 | 2
2023/24 | 381.75 | 103.75 | 4
2023/24 | 382.25 | 103.75 | 2
2023/24 | 382.75 | 103.75 | 1
2023/24 | 383.75 | 103.75 | 3
2023/24 | 384.75 | 103.75 | 2
2023/24 | 385.25 | 103.75 | 2
2023/24 | 385.75 | 103.75 | 1
2023/24 | 387.25 | 103.75 | 1
2023/24 | 387.75 | 103.75 | 1
2023/24 | 388.25 | 103.75 | 1
2023/24 | 388.75 | 103.75 | 2
2023/24 | 389.75 | 103.75 | 1
2023/24 | 390.75 | 103.75 | 1
2023/24 | 391.25 | 103.75 | 1
2023/24 | 391.75 | 103.75 | 2
2023/24 | 393.25 | 103.75 | 2
2023/24 | 393.75 | 103.75 | 1
2023/24 | 398.75 | 103.75 | 2
2023/24 | 400.25 | 103.75 | 1
2023/24 | 400.75 | 103.75 | 1
2023/24 | 401.75 | 103.75 | 1
2023/24 | 402.25 | 103.75 | 1
2023/24 | 403.75 | 103.75 | 1
2023/24 | 404.75 | 103.75 | 1
2023/24 | 406.75 | 103.75 | 1
2023/24 | 410.25 | 103.75 | 1
2023/24 | 415.75 | 103.75 | 1
2023/24 | 419.75 | 103.75 | 1
2023/24 | 428.25 | 103.75 | 1
2023/24 | 428.75 | 103.75 | 1
2023/24 | 432.25 | 103.75 | 1
2023/24 | 433.75 | 103.75 | 1
2023/24 | 438.25 | 103.75 | 1
2023/24 | 465.75 | 103.75 | 1
2023/24 | 469.75 | 103.75 | 1
2023/24 | 475.75 | 103.75 | 1
2023/24 | 136.75 | 104.25 | 1
2023/24 | 153.75 | 104.25 | 1
2023/24 | 154.25 | 104.25 | 1
2023/24 | 159.75 | 104.25 | 1
2023/24 | 164.25 | 104.25 | 1
2023/24 | 164.75 | 104.25 | 1
2023/24 | 166.25 | 104.25 | 1
2023/24 | 167.75 | 104.25 | 1
2023/24 | 168.25 | 104.25 | 1
2023/24 | 170.25 | 104.25 | 2
2023/24 | 171.25 | 104.25 | 2
2023/24 | 173.25 | 104.25 | 1
2023/24 | 173.75 | 104.25 | 1
2023/24 | 174.25 | 104.25 | 2
2023/24 | 174.75 | 104.25 | 4
2023/24 | 175.25 | 104.25 | 1
2023/24 | 175.75 | 104.25 | 1
2023/24 | 176.25 | 104.25 | 4
2023/24 | 177.25 | 104.25 | 4
2023/24 | 177.75 | 104.25 | 1
2023/24 | 178.25 | 104.25 | 3
2023/24 | 178.75 | 104.25 | 4
2023/24 | 179.25 | 104.25 | 3
2023/24 | 179.75 | 104.25 | 3
2023/24 | 180.25 | 104.25 | 4
2023/24 | 180.75 | 104.25 | 5
2023/24 | 181.25 | 104.25 | 2
2023/24 | 181.75 | 104.25 | 3
2023/24 | 182.25 | 104.25 | 4
2023/24 | 182.75 | 104.25 | 7
2023/24 | 183.25 | 104.25 | 5
2023/24 | 183.75 | 104.25 | 10
2023/24 | 184.25 | 104.25 | 9
2023/24 | 184.75 | 104.25 | 9
2023/24 | 185.25 | 104.25 | 8
2023/24 | 185.75 | 104.25 | 10
2023/24 | 186.25 | 104.25 | 10
2023/24 | 186.75 | 104.25 | 6
2023/24 | 187.25 | 104.25 | 9
2023/24 | 187.75 | 104.25 | 11
2023/24 | 188.25 | 104.25 | 8
2023/24 | 188.75 | 104.25 | 7
2023/24 | 189.25 | 104.25 | 6
2023/24 | 189.75 | 104.25 | 7
2023/24 | 190.25 | 104.25 | 14
2023/24 | 190.75 | 104.25 | 15
2023/24 | 191.25 | 104.25 | 9
2023/24 | 191.75 | 104.25 | 21
2023/24 | 192.25 | 104.25 | 13
2023/24 | 192.75 | 104.25 | 20
2023/24 | 193.25 | 104.25 | 17
2023/24 | 193.75 | 104.25 | 27
2023/24 | 194.25 | 104.25 | 17
2023/24 | 194.75 | 104.25 | 27
2023/24 | 195.25 | 104.25 | 21
2023/24 | 195.75 | 104.25 | 21
2023/24 | 196.25 | 104.25 | 31
2023/24 | 196.75 | 104.25 | 31
2023/24 | 197.25 | 104.25 | 23
2023/24 | 197.75 | 104.25 | 42
2023/24 | 198.25 | 104.25 | 34
2023/24 | 198.75 | 104.25 | 26
2023/24 | 199.25 | 104.25 | 32
2023/24 | 199.75 | 104.25 | 33
2023/24 | 200.25 | 104.25 | 39
2023/24 | 200.75 | 104.25 | 41
2023/24 | 201.25 | 104.25 | 45
2023/24 | 201.75 | 104.25 | 41
2023/24 | 202.25 | 104.25 | 43
2023/24 | 202.75 | 104.25 | 43
2023/24 | 203.25 | 104.25 | 51
2023/24 | 203.75 | 104.25 | 50
2023/24 | 204.25 | 104.25 | 50
2023/24 | 204.75 | 104.25 | 48
2023/24 | 205.25 | 104.25 | 57
2023/24 | 205.75 | 104.25 | 40
2023/24 | 206.25 | 104.25 | 66
2023/24 | 206.75 | 104.25 | 59
2023/24 | 207.25 | 104.25 | 68
2023/24 | 207.75 | 104.25 | 70
2023/24 | 208.25 | 104.25 | 68
2023/24 | 208.75 | 104.25 | 85
2023/24 | 209.25 | 104.25 | 65
2023/24 | 209.75 | 104.25 | 69
2023/24 | 210.25 | 104.25 | 69
2023/24 | 210.75 | 104.25 | 79
2023/24 | 211.25 | 104.25 | 84
2023/24 | 211.75 | 104.25 | 108
2023/24 | 212.25 | 104.25 | 89
2023/24 | 212.75 | 104.25 | 91
2023/24 | 213.25 | 104.25 | 95
2023/24 | 213.75 | 104.25 | 112
2023/24 | 214.25 | 104.25 | 103
2023/24 | 214.75 | 104.25 | 97
2023/24 | 215.25 | 104.25 | 112
2023/24 | 215.75 | 104.25 | 96
2023/24 | 216.25 | 104.25 | 99
2023/24 | 216.75 | 104.25 | 116
2023/24 | 217.25 | 104.25 | 124
2023/24 | 217.75 | 104.25 | 86
2023/24 | 218.25 | 104.25 | 133
2023/24 | 218.75 | 104.25 | 122
2023/24 | 219.25 | 104.25 | 120
2023/24 | 219.75 | 104.25 | 100
2023/24 | 220.25 | 104.25 | 106
2023/24 | 220.75 | 104.25 | 121
2023/24 | 221.25 | 104.25 | 131
2023/24 | 221.75 | 104.25 | 129
2023/24 | 222.25 | 104.25 | 144
2023/24 | 222.75 | 104.25 | 137
2023/24 | 223.25 | 104.25 | 142
2023/24 | 223.75 | 104.25 | 164
2023/24 | 224.25 | 104.25 | 131
2023/24 | 224.75 | 104.25 | 136
2023/24 | 225.25 | 104.25 | 116
2023/24 | 225.75 | 104.25 | 128
2023/24 | 226.25 | 104.25 | 145
2023/24 | 226.75 | 104.25 | 132
2023/24 | 227.25 | 104.25 | 152
2023/24 | 227.75 | 104.25 | 146
2023/24 | 228.25 | 104.25 | 146
2023/24 | 228.75 | 104.25 | 152
2023/24 | 229.25 | 104.25 | 142
2023/24 | 229.75 | 104.25 | 141
2023/24 | 230.25 | 104.25 | 134
2023/24 | 230.75 | 104.25 | 138
2023/24 | 231.25 | 104.25 | 141
2023/24 | 231.75 | 104.25 | 142
2023/24 | 232.25 | 104.25 | 153
2023/24 | 232.75 | 104.25 | 151
2023/24 | 233.25 | 104.25 | 162
2023/24 | 233.75 | 104.25 | 143
2023/24 | 234.25 | 104.25 | 150
2023/24 | 234.75 | 104.25 | 147
2023/24 | 235.25 | 104.25 | 132
2023/24 | 235.75 | 104.25 | 145
2023/24 | 236.25 | 104.25 | 162
2023/24 | 236.75 | 104.25 | 137
2023/24 | 237.25 | 104.25 | 151
2023/24 | 237.75 | 104.25 | 173
2023/24 | 238.25 | 104.25 | 163
2023/24 | 238.75 | 104.25 | 151
2023/24 | 239.25 | 104.25 | 147
2023/24 | 239.75 | 104.25 | 170
2023/24 | 240.25 | 104.25 | 155
2023/24 | 240.75 | 104.25 | 136
2023/24 | 241.25 | 104.25 | 130
2023/24 | 241.75 | 104.25 | 150
2023/24 | 242.25 | 104.25 | 137
2023/24 | 242.75 | 104.25 | 163
2023/24 | 243.25 | 104.25 | 150
2023/24 | 243.75 | 104.25 | 137
2023/24 | 244.25 | 104.25 | 152
2023/24 | 244.75 | 104.25 | 157
2023/24 | 245.25 | 104.25 | 132
2023/24 | 245.75 | 104.25 | 141
2023/24 | 246.25 | 104.25 | 136
2023/24 | 246.75 | 104.25 | 153
2023/24 | 247.25 | 104.25 | 146
2023/24 | 247.75 | 104.25 | 138
2023/24 | 248.25 | 104.25 | 131
2023/24 | 248.75 | 104.25 | 139
2023/24 | 249.25 | 104.25 | 120
2023/24 | 249.75 | 104.25 | 137
2023/24 | 250.25 | 104.25 | 147
2023/24 | 250.75 | 104.25 | 143
2023/24 | 251.25 | 104.25 | 129
2023/24 | 251.75 | 104.25 | 116
2023/24 | 252.25 | 104.25 | 133
2023/24 | 252.75 | 104.25 | 114
2023/24 | 253.25 | 104.25 | 128
2023/24 | 253.75 | 104.25 | 118
2023/24 | 254.25 | 104.25 | 109
2023/24 | 254.75 | 104.25 | 132
2023/24 | 255.25 | 104.25 | 112
2023/24 | 255.75 | 104.25 | 120
2023/24 | 256.25 | 104.25 | 116
2023/24 | 256.75 | 104.25 | 118
2023/24 | 257.25 | 104.25 | 118
2023/24 | 257.75 | 104.25 | 104
2023/24 | 258.25 | 104.25 | 101
2023/24 | 258.75 | 104.25 | 110
2023/24 | 259.25 | 104.25 | 103
2023/24 | 259.75 | 104.25 | 106
2023/24 | 260.25 | 104.25 | 101
2023/24 | 260.75 | 104.25 | 100
2023/24 | 261.25 | 104.25 | 120
2023/24 | 261.75 | 104.25 | 88
2023/24 | 262.25 | 104.25 | 94
2023/24 | 262.75 | 104.25 | 107
2023/24 | 263.25 | 104.25 | 107
2023/24 | 263.75 | 104.25 | 96
2023/24 | 264.25 | 104.25 | 120
2023/24 | 264.75 | 104.25 | 81
2023/24 | 265.25 | 104.25 | 96
2023/24 | 265.75 | 104.25 | 79
2023/24 | 266.25 | 104.25 | 87
2023/24 | 266.75 | 104.25 | 85
2023/24 | 267.25 | 104.25 | 101
2023/24 | 267.75 | 104.25 | 91
2023/24 | 268.25 | 104.25 | 90
2023/24 | 268.75 | 104.25 | 102
2023/24 | 269.25 | 104.25 | 60
2023/24 | 269.75 | 104.25 | 80
2023/24 | 270.25 | 104.25 | 84
2023/24 | 270.75 | 104.25 | 92
2023/24 | 271.25 | 104.25 | 87
2023/24 | 271.75 | 104.25 | 87
2023/24 | 272.25 | 104.25 | 89
2023/24 | 272.75 | 104.25 | 88
2023/24 | 273.25 | 104.25 | 75
2023/24 | 273.75 | 104.25 | 65
2023/24 | 274.25 | 104.25 | 83
2023/24 | 274.75 | 104.25 | 59
2023/24 | 275.25 | 104.25 | 73
2023/24 | 275.75 | 104.25 | 71
2023/24 | 276.25 | 104.25 | 77
2023/24 | 276.75 | 104.25 | 78
2023/24 | 277.25 | 104.25 | 65
2023/24 | 277.75 | 104.25 | 72
2023/24 | 278.25 | 104.25 | 63
2023/24 | 278.75 | 104.25 | 70
2023/24 | 279.25 | 104.25 | 63
2023/24 | 279.75 | 104.25 | 68
2023/24 | 280.25 | 104.25 | 63
2023/24 | 280.75 | 104.25 | 43
2023/24 | 281.25 | 104.25 | 51
2023/24 | 281.75 | 104.25 | 64
2023/24 | 282.25 | 104.25 | 57
2023/24 | 282.75 | 104.25 | 54
2023/24 | 283.25 | 104.25 | 51
2023/24 | 283.75 | 104.25 | 55
2023/24 | 284.25 | 104.25 | 47
2023/24 | 284.75 | 104.25 | 58
2023/24 | 285.25 | 104.25 | 48
2023/24 | 285.75 | 104.25 | 44
2023/24 | 286.25 | 104.25 | 40
2023/24 | 286.75 | 104.25 | 50
2023/24 | 287.25 | 104.25 | 53
2023/24 | 287.75 | 104.25 | 52
2023/24 | 288.25 | 104.25 | 49
2023/24 | 288.75 | 104.25 | 37
2023/24 | 289.25 | 104.25 | 38
2023/24 | 289.75 | 104.25 | 39
2023/24 | 290.25 | 104.25 | 39
2023/24 | 290.75 | 104.25 | 47
2023/24 | 291.25 | 104.25 | 26
2023/24 | 291.75 | 104.25 | 35
2023/24 | 292.25 | 104.25 | 40
2023/24 | 292.75 | 104.25 | 43
2023/24 | 293.25 | 104.25 | 33
2023/24 | 293.75 | 104.25 | 40
2023/24 | 294.25 | 104.25 | 34
2023/24 | 294.75 | 104.25 | 43
2023/24 | 295.25 | 104.25 | 38
2023/24 | 295.75 | 104.25 | 34
2023/24 | 296.25 | 104.25 | 33
2023/24 | 296.75 | 104.25 | 32
2023/24 | 297.25 | 104.25 | 38
2023/24 | 297.75 | 104.25 | 45
2023/24 | 298.25 | 104.25 | 27
2023/24 | 298.75 | 104.25 | 34
2023/24 | 299.25 | 104.25 | 25
2023/24 | 299.75 | 104.25 | 27
2023/24 | 300.25 | 104.25 | 23
2023/24 | 300.75 | 104.25 | 24
2023/24 | 301.25 | 104.25 | 26
2023/24 | 301.75 | 104.25 | 21
2023/24 | 302.25 | 104.25 | 24
2023/24 | 302.75 | 104.25 | 22
2023/24 | 303.25 | 104.25 | 27
2023/24 | 303.75 | 104.25 | 23
2023/24 | 304.25 | 104.25 | 18
2023/24 | 304.75 | 104.25 | 24
2023/24 | 305.25 | 104.25 | 29
2023/24 | 305.75 | 104.25 | 25
2023/24 | 306.25 | 104.25 | 20
2023/24 | 306.75 | 104.25 | 23
2023/24 | 307.25 | 104.25 | 21
2023/24 | 307.75 | 104.25 | 19
2023/24 | 308.25 | 104.25 | 29
2023/24 | 308.75 | 104.25 | 17
2023/24 | 309.25 | 104.25 | 28
2023/24 | 309.75 | 104.25 | 21
2023/24 | 310.25 | 104.25 | 23
2023/24 | 310.75 | 104.25 | 25
2023/24 | 311.25 | 104.25 | 22
2023/24 | 311.75 | 104.25 | 13
2023/24 | 312.25 | 104.25 | 22
2023/24 | 312.75 | 104.25 | 21
2023/24 | 313.25 | 104.25 | 19
2023/24 | 313.75 | 104.25 | 15
2023/24 | 314.25 | 104.25 | 19
2023/24 | 314.75 | 104.25 | 22
2023/24 | 315.25 | 104.25 | 18
2023/24 | 315.75 | 104.25 | 18
2023/24 | 316.25 | 104.25 | 16
2023/24 | 316.75 | 104.25 | 12
2023/24 | 317.25 | 104.25 | 15
2023/24 | 317.75 | 104.25 | 19
2023/24 | 318.25 | 104.25 | 13
2023/24 | 318.75 | 104.25 | 24
2023/24 | 319.25 | 104.25 | 13
2023/24 | 319.75 | 104.25 | 19
2023/24 | 320.25 | 104.25 | 11
2023/24 | 320.75 | 104.25 | 19
2023/24 | 321.25 | 104.25 | 9
2023/24 | 321.75 | 104.25 | 12
2023/24 | 322.25 | 104.25 | 11
2023/24 | 322.75 | 104.25 | 10
2023/24 | 323.25 | 104.25 | 8
2023/24 | 323.75 | 104.25 | 11
2023/24 | 324.25 | 104.25 | 15
2023/24 | 324.75 | 104.25 | 14
2023/24 | 325.25 | 104.25 | 10
2023/24 | 325.75 | 104.25 | 18
2023/24 | 326.25 | 104.25 | 13
2023/24 | 326.75 | 104.25 | 12
2023/24 | 327.25 | 104.25 | 13
2023/24 | 327.75 | 104.25 | 14
2023/24 | 328.25 | 104.25 | 10
2023/24 | 328.75 | 104.25 | 10
2023/24 | 329.25 | 104.25 | 8
2023/24 | 329.75 | 104.25 | 9
2023/24 | 330.25 | 104.25 | 10
2023/24 | 330.75 | 104.25 | 10
2023/24 | 331.25 | 104.25 | 4
2023/24 | 331.75 | 104.25 | 8
2023/24 | 332.25 | 104.25 | 12
2023/24 | 332.75 | 104.25 | 7
2023/24 | 333.25 | 104.25 | 12
2023/24 | 333.75 | 104.25 | 11
2023/24 | 334.25 | 104.25 | 11
2023/24 | 334.75 | 104.25 | 7
2023/24 | 335.25 | 104.25 | 6
2023/24 | 335.75 | 104.25 | 7
2023/24 | 336.25 | 104.25 | 4
2023/24 | 336.75 | 104.25 | 5
2023/24 | 337.25 | 104.25 | 4
2023/24 | 337.75 | 104.25 | 7
2023/24 | 338.25 | 104.25 | 8
2023/24 | 338.75 | 104.25 | 4
2023/24 | 339.25 | 104.25 | 11
2023/24 | 339.75 | 104.25 | 7
2023/24 | 340.25 | 104.25 | 5
2023/24 | 340.75 | 104.25 | 7
2023/24 | 341.25 | 104.25 | 8
2023/24 | 341.75 | 104.25 | 7
2023/24 | 342.25 | 104.25 | 5
2023/24 | 342.75 | 104.25 | 3
2023/24 | 343.25 | 104.25 | 6
2023/24 | 343.75 | 104.25 | 8
2023/24 | 344.25 | 104.25 | 9
2023/24 | 344.75 | 104.25 | 7
2023/24 | 345.25 | 104.25 | 7
2023/24 | 345.75 | 104.25 | 3
2023/24 | 346.25 | 104.25 | 9
2023/24 | 346.75 | 104.25 | 5
2023/24 | 347.25 | 104.25 | 4
2023/24 | 347.75 | 104.25 | 5
2023/24 | 348.25 | 104.25 | 5
2023/24 | 348.75 | 104.25 | 5
2023/24 | 349.25 | 104.25 | 1
2023/24 | 349.75 | 104.25 | 3
2023/24 | 350.25 | 104.25 | 4
2023/24 | 350.75 | 104.25 | 2
2023/24 | 351.25 | 104.25 | 3
2023/24 | 351.75 | 104.25 | 6
2023/24 | 352.25 | 104.25 | 7
2023/24 | 352.75 | 104.25 | 4
2023/24 | 353.25 | 104.25 | 4
2023/24 | 353.75 | 104.25 | 6
2023/24 | 354.25 | 104.25 | 6
2023/24 | 354.75 | 104.25 | 6
2023/24 | 355.25 | 104.25 | 5
2023/24 | 355.75 | 104.25 | 6
2023/24 | 356.25 | 104.25 | 6
2023/24 | 356.75 | 104.25 | 7
2023/24 | 357.25 | 104.25 | 5
2023/24 | 357.75 | 104.25 | 1
2023/24 | 358.25 | 104.25 | 2
2023/24 | 358.75 | 104.25 | 5
2023/24 | 359.25 | 104.25 | 11
2023/24 | 360.25 | 104.25 | 2
2023/24 | 360.75 | 104.25 | 7
2023/24 | 361.25 | 104.25 | 2
2023/24 | 361.75 | 104.25 | 3
2023/24 | 362.25 | 104.25 | 1
2023/24 | 362.75 | 104.25 | 5
2023/24 | 363.25 | 104.25 | 2
2023/24 | 363.75 | 104.25 | 5
2023/24 | 364.25 | 104.25 | 4
2023/24 | 364.75 | 104.25 | 5
2023/24 | 365.25 | 104.25 | 4
2023/24 | 365.75 | 104.25 | 1
2023/24 | 366.25 | 104.25 | 2
2023/24 | 366.75 | 104.25 | 3
2023/24 | 367.25 | 104.25 | 6
2023/24 | 367.75 | 104.25 | 3
2023/24 | 368.75 | 104.25 | 2
2023/24 | 369.25 | 104.25 | 1
2023/24 | 369.75 | 104.25 | 3
2023/24 | 370.25 | 104.25 | 3
2023/24 | 371.25 | 104.25 | 5
2023/24 | 371.75 | 104.25 | 5
2023/24 | 372.25 | 104.25 | 1
2023/24 | 372.75 | 104.25 | 1
2023/24 | 373.25 | 104.25 | 1
2023/24 | 373.75 | 104.25 | 2
2023/24 | 374.75 | 104.25 | 3
2023/24 | 375.75 | 104.25 | 3
2023/24 | 376.25 | 104.25 | 3
2023/24 | 376.75 | 104.25 | 2
2023/24 | 378.75 | 104.25 | 1
2023/24 | 380.25 | 104.25 | 4
2023/24 | 380.75 | 104.25 | 1
2023/24 | 381.75 | 104.25 | 1
2023/24 | 383.75 | 104.25 | 2
2023/24 | 384.25 | 104.25 | 2
2023/24 | 385.25 | 104.25 | 1
2023/24 | 385.75 | 104.25 | 3
2023/24 | 386.25 | 104.25 | 2
2023/24 | 386.75 | 104.25 | 3
2023/24 | 388.25 | 104.25 | 1
2023/24 | 388.75 | 104.25 | 2
2023/24 | 389.25 | 104.25 | 1
2023/24 | 389.75 | 104.25 | 2
2023/24 | 390.25 | 104.25 | 2
2023/24 | 390.75 | 104.25 | 1
2023/24 | 391.25 | 104.25 | 2
2023/24 | 391.75 | 104.25 | 2
2023/24 | 392.25 | 104.25 | 1
2023/24 | 393.25 | 104.25 | 1
2023/24 | 393.75 | 104.25 | 1
2023/24 | 394.25 | 104.25 | 2
2023/24 | 394.75 | 104.25 | 1
2023/24 | 395.25 | 104.25 | 1
2023/24 | 396.25 | 104.25 | 2
2023/24 | 398.25 | 104.25 | 1
2023/24 | 399.25 | 104.25 | 1
2023/24 | 400.75 | 104.25 | 1
2023/24 | 401.25 | 104.25 | 1
2023/24 | 402.25 | 104.25 | 1
2023/24 | 402.75 | 104.25 | 1
2023/24 | 403.75 | 104.25 | 1
2023/24 | 404.25 | 104.25 | 2
2023/24 | 404.75 | 104.25 | 1
2023/24 | 407.75 | 104.25 | 1
2023/24 | 408.75 | 104.25 | 1
2023/24 | 409.75 | 104.25 | 2
2023/24 | 415.25 | 104.25 | 1
2023/24 | 424.25 | 104.25 | 1
2023/24 | 425.25 | 104.25 | 1
2023/24 | 427.75 | 104.25 | 1
2023/24 | 441.25 | 104.25 | 1
2023/24 | 147.25 | 104.75 | 1
2023/24 | 156.75 | 104.75 | 1
2023/24 | 159.25 | 104.75 | 1
2023/24 | 162.75 | 104.75 | 1
2023/24 | 165.75 | 104.75 | 2
2023/24 | 168.25 | 104.75 | 1
2023/24 | 169.25 | 104.75 | 1
2023/24 | 172.25 | 104.75 | 1
2023/24 | 173.25 | 104.75 | 1
2023/24 | 173.75 | 104.75 | 1
2023/24 | 174.25 | 104.75 | 2
2023/24 | 175.25 | 104.75 | 3
2023/24 | 175.75 | 104.75 | 2
2023/24 | 176.25 | 104.75 | 2
2023/24 | 177.25 | 104.75 | 2
2023/24 | 177.75 | 104.75 | 2
2023/24 | 178.25 | 104.75 | 5
2023/24 | 179.25 | 104.75 | 3
2023/24 | 179.75 | 104.75 | 4
2023/24 | 180.25 | 104.75 | 2
2023/24 | 180.75 | 104.75 | 4
2023/24 | 181.25 | 104.75 | 9
2023/24 | 181.75 | 104.75 | 2
2023/24 | 182.25 | 104.75 | 2
2023/24 | 182.75 | 104.75 | 6
2023/24 | 183.25 | 104.75 | 3
2023/24 | 183.75 | 104.75 | 5
2023/24 | 184.25 | 104.75 | 12
2023/24 | 184.75 | 104.75 | 6
2023/24 | 185.25 | 104.75 | 5
2023/24 | 185.75 | 104.75 | 9
2023/24 | 186.25 | 104.75 | 9
2023/24 | 186.75 | 104.75 | 8
2023/24 | 187.25 | 104.75 | 7
2023/24 | 187.75 | 104.75 | 8
2023/24 | 188.25 | 104.75 | 10
2023/24 | 188.75 | 104.75 | 12
2023/24 | 189.25 | 104.75 | 5
2023/24 | 189.75 | 104.75 | 7
2023/24 | 190.25 | 104.75 | 12
2023/24 | 190.75 | 104.75 | 10
2023/24 | 191.25 | 104.75 | 15
2023/24 | 191.75 | 104.75 | 13
2023/24 | 192.25 | 104.75 | 12
2023/24 | 192.75 | 104.75 | 20
2023/24 | 193.25 | 104.75 | 16
2023/24 | 193.75 | 104.75 | 15
2023/24 | 194.25 | 104.75 | 24
2023/24 | 194.75 | 104.75 | 21
2023/24 | 195.25 | 104.75 | 24
2023/24 | 195.75 | 104.75 | 23
2023/24 | 196.25 | 104.75 | 20
2023/24 | 196.75 | 104.75 | 19
2023/24 | 197.25 | 104.75 | 24
2023/24 | 197.75 | 104.75 | 18
2023/24 | 198.25 | 104.75 | 28
2023/24 | 198.75 | 104.75 | 33
2023/24 | 199.25 | 104.75 | 26
2023/24 | 199.75 | 104.75 | 35
2023/24 | 200.25 | 104.75 | 33
2023/24 | 200.75 | 104.75 | 37
2023/24 | 201.25 | 104.75 | 42
2023/24 | 201.75 | 104.75 | 34
2023/24 | 202.25 | 104.75 | 32
2023/24 | 202.75 | 104.75 | 28
2023/24 | 203.25 | 104.75 | 41
2023/24 | 203.75 | 104.75 | 55
2023/24 | 204.25 | 104.75 | 45
2023/24 | 204.75 | 104.75 | 50
2023/24 | 205.25 | 104.75 | 47
2023/24 | 205.75 | 104.75 | 58
2023/24 | 206.25 | 104.75 | 61
2023/24 | 206.75 | 104.75 | 61
2023/24 | 207.25 | 104.75 | 56
2023/24 | 207.75 | 104.75 | 69
2023/24 | 208.25 | 104.75 | 75
2023/24 | 208.75 | 104.75 | 77
2023/24 | 209.25 | 104.75 | 64
2023/24 | 209.75 | 104.75 | 69
2023/24 | 210.25 | 104.75 | 60
2023/24 | 210.75 | 104.75 | 84
2023/24 | 211.25 | 104.75 | 96
2023/24 | 211.75 | 104.75 | 85
2023/24 | 212.25 | 104.75 | 74
2023/24 | 212.75 | 104.75 | 82
2023/24 | 213.25 | 104.75 | 77
2023/24 | 213.75 | 104.75 | 103
2023/24 | 214.25 | 104.75 | 70
2023/24 | 214.75 | 104.75 | 112
2023/24 | 215.25 | 104.75 | 81
2023/24 | 215.75 | 104.75 | 96
2023/24 | 216.25 | 104.75 | 98
2023/24 | 216.75 | 104.75 | 108
2023/24 | 217.25 | 104.75 | 119
2023/24 | 217.75 | 104.75 | 119
2023/24 | 218.25 | 104.75 | 95
2023/24 | 218.75 | 104.75 | 91
2023/24 | 219.25 | 104.75 | 102
2023/24 | 219.75 | 104.75 | 121
2023/24 | 220.25 | 104.75 | 99
2023/24 | 220.75 | 104.75 | 110
2023/24 | 221.25 | 104.75 | 120
2023/24 | 221.75 | 104.75 | 140
2023/24 | 222.25 | 104.75 | 132
2023/24 | 222.75 | 104.75 | 118
2023/24 | 223.25 | 104.75 | 143
2023/24 | 223.75 | 104.75 | 131
2023/24 | 224.25 | 104.75 | 131
2023/24 | 224.75 | 104.75 | 132
2023/24 | 225.25 | 104.75 | 146
2023/24 | 225.75 | 104.75 | 128
2023/24 | 226.25 | 104.75 | 137
2023/24 | 226.75 | 104.75 | 132
2023/24 | 227.25 | 104.75 | 141
2023/24 | 227.75 | 104.75 | 115
2023/24 | 228.25 | 104.75 | 121
2023/24 | 228.75 | 104.75 | 152
2023/24 | 229.25 | 104.75 | 140
2023/24 | 229.75 | 104.75 | 171
2023/24 | 230.25 | 104.75 | 145
2023/24 | 230.75 | 104.75 | 145
2023/24 | 231.25 | 104.75 | 149
2023/24 | 231.75 | 104.75 | 141
2023/24 | 232.25 | 104.75 | 139
2023/24 | 232.75 | 104.75 | 147
2023/24 | 233.25 | 104.75 | 169
2023/24 | 233.75 | 104.75 | 140
2023/24 | 234.25 | 104.75 | 141
2023/24 | 234.75 | 104.75 | 160
2023/24 | 235.25 | 104.75 | 136
2023/24 | 235.75 | 104.75 | 135
2023/24 | 236.25 | 104.75 | 153
2023/24 | 236.75 | 104.75 | 141
2023/24 | 237.25 | 104.75 | 151
2023/24 | 237.75 | 104.75 | 154
2023/24 | 238.25 | 104.75 | 125
2023/24 | 238.75 | 104.75 | 180
2023/24 | 239.25 | 104.75 | 153
2023/24 | 239.75 | 104.75 | 146
2023/24 | 240.25 | 104.75 | 142
2023/24 | 240.75 | 104.75 | 148
2023/24 | 241.25 | 104.75 | 145
2023/24 | 241.75 | 104.75 | 153
2023/24 | 242.25 | 104.75 | 144
2023/24 | 242.75 | 104.75 | 142
2023/24 | 243.25 | 104.75 | 141
2023/24 | 243.75 | 104.75 | 135
2023/24 | 244.25 | 104.75 | 131
2023/24 | 244.75 | 104.75 | 118
2023/24 | 245.25 | 104.75 | 150
2023/24 | 245.75 | 104.75 | 152
2023/24 | 246.25 | 104.75 | 136
2023/24 | 246.75 | 104.75 | 136
2023/24 | 247.25 | 104.75 | 141
2023/24 | 247.75 | 104.75 | 138
2023/24 | 248.25 | 104.75 | 153
2023/24 | 248.75 | 104.75 | 159
2023/24 | 249.25 | 104.75 | 136
2023/24 | 249.75 | 104.75 | 146
2023/24 | 250.25 | 104.75 | 132
2023/24 | 250.75 | 104.75 | 127
2023/24 | 251.25 | 104.75 | 142
2023/24 | 251.75 | 104.75 | 134
2023/24 | 252.25 | 104.75 | 136
2023/24 | 252.75 | 104.75 | 126
2023/24 | 253.25 | 104.75 | 124
2023/24 | 253.75 | 104.75 | 139
2023/24 | 254.25 | 104.75 | 135
2023/24 | 254.75 | 104.75 | 102
2023/24 | 255.25 | 104.75 | 137
2023/24 | 255.75 | 104.75 | 135
2023/24 | 256.25 | 104.75 | 139
2023/24 | 256.75 | 104.75 | 116
2023/24 | 257.25 | 104.75 | 125
2023/24 | 257.75 | 104.75 | 113
2023/24 | 258.25 | 104.75 | 113
2023/24 | 258.75 | 104.75 | 117
2023/24 | 259.25 | 104.75 | 122
2023/24 | 259.75 | 104.75 | 103
2023/24 | 260.25 | 104.75 | 120
2023/24 | 260.75 | 104.75 | 130
2023/24 | 261.25 | 104.75 | 110
2023/24 | 261.75 | 104.75 | 124
2023/24 | 262.25 | 104.75 | 109
2023/24 | 262.75 | 104.75 | 109
2023/24 | 263.25 | 104.75 | 113
2023/24 | 263.75 | 104.75 | 114
2023/24 | 264.25 | 104.75 | 114
2023/24 | 264.75 | 104.75 | 89
2023/24 | 265.25 | 104.75 | 93
2023/24 | 265.75 | 104.75 | 105
2023/24 | 266.25 | 104.75 | 95
2023/24 | 266.75 | 104.75 | 110
2023/24 | 267.25 | 104.75 | 102
2023/24 | 267.75 | 104.75 | 107
2023/24 | 268.25 | 104.75 | 92
2023/24 | 268.75 | 104.75 | 85
2023/24 | 269.25 | 104.75 | 88
2023/24 | 269.75 | 104.75 | 89
2023/24 | 270.25 | 104.75 | 81
2023/24 | 270.75 | 104.75 | 84
2023/24 | 271.25 | 104.75 | 80
2023/24 | 271.75 | 104.75 | 92
2023/24 | 272.25 | 104.75 | 77
2023/24 | 272.75 | 104.75 | 77
2023/24 | 273.25 | 104.75 | 79
2023/24 | 273.75 | 104.75 | 82
2023/24 | 274.25 | 104.75 | 71
2023/24 | 274.75 | 104.75 | 79
2023/24 | 275.25 | 104.75 | 85
2023/24 | 275.75 | 104.75 | 76
2023/24 | 276.25 | 104.75 | 77
2023/24 | 276.75 | 104.75 | 71
2023/24 | 277.25 | 104.75 | 66
2023/24 | 277.75 | 104.75 | 86
2023/24 | 278.25 | 104.75 | 79
2023/24 | 278.75 | 104.75 | 70
2023/24 | 279.25 | 104.75 | 64
2023/24 | 279.75 | 104.75 | 63
2023/24 | 280.25 | 104.75 | 87
2023/24 | 280.75 | 104.75 | 79
2023/24 | 281.25 | 104.75 | 73
2023/24 | 281.75 | 104.75 | 57
2023/24 | 282.25 | 104.75 | 62
2023/24 | 282.75 | 104.75 | 67
2023/24 | 283.25 | 104.75 | 60
2023/24 | 283.75 | 104.75 | 66
2023/24 | 284.25 | 104.75 | 57
2023/24 | 284.75 | 104.75 | 50
2023/24 | 285.25 | 104.75 | 58
2023/24 | 285.75 | 104.75 | 61
2023/24 | 286.25 | 104.75 | 46
2023/24 | 286.75 | 104.75 | 54
2023/24 | 287.25 | 104.75 | 40
2023/24 | 287.75 | 104.75 | 53
2023/24 | 288.25 | 104.75 | 45
2023/24 | 288.75 | 104.75 | 44
2023/24 | 289.25 | 104.75 | 51
2023/24 | 289.75 | 104.75 | 53
2023/24 | 290.25 | 104.75 | 41
2023/24 | 290.75 | 104.75 | 35
2023/24 | 291.25 | 104.75 | 38
2023/24 | 291.75 | 104.75 | 57
2023/24 | 292.25 | 104.75 | 39
2023/24 | 292.75 | 104.75 | 43
2023/24 | 293.25 | 104.75 | 31
2023/24 | 293.75 | 104.75 | 42
2023/24 | 294.25 | 104.75 | 40
2023/24 | 294.75 | 104.75 | 37
2023/24 | 295.25 | 104.75 | 35
2023/24 | 295.75 | 104.75 | 44
2023/24 | 296.25 | 104.75 | 37
2023/24 | 296.75 | 104.75 | 38
2023/24 | 297.25 | 104.75 | 49
2023/24 | 297.75 | 104.75 | 35
2023/24 | 298.25 | 104.75 | 28
2023/24 | 298.75 | 104.75 | 26
2023/24 | 299.25 | 104.75 | 29
2023/24 | 299.75 | 104.75 | 28
2023/24 | 300.25 | 104.75 | 34
2023/24 | 300.75 | 104.75 | 30
2023/24 | 301.25 | 104.75 | 35
2023/24 | 301.75 | 104.75 | 34
2023/24 | 302.25 | 104.75 | 31
2023/24 | 302.75 | 104.75 | 25
2023/24 | 303.25 | 104.75 | 33
2023/24 | 303.75 | 104.75 | 39
2023/24 | 304.25 | 104.75 | 29
2023/24 | 304.75 | 104.75 | 27
2023/24 | 305.25 | 104.75 | 25
2023/24 | 305.75 | 104.75 | 33
2023/24 | 306.25 | 104.75 | 21
2023/24 | 306.75 | 104.75 | 20
2023/24 | 307.25 | 104.75 | 21
2023/24 | 307.75 | 104.75 | 27
2023/24 | 308.25 | 104.75 | 16
2023/24 | 308.75 | 104.75 | 23
2023/24 | 309.25 | 104.75 | 18
2023/24 | 309.75 | 104.75 | 23
2023/24 | 310.25 | 104.75 | 14
2023/24 | 310.75 | 104.75 | 23
2023/24 | 311.25 | 104.75 | 27
2023/24 | 311.75 | 104.75 | 15
2023/24 | 312.25 | 104.75 | 16
2023/24 | 312.75 | 104.75 | 19
2023/24 | 313.25 | 104.75 | 27
2023/24 | 313.75 | 104.75 | 15
2023/24 | 314.25 | 104.75 | 13
2023/24 | 314.75 | 104.75 | 22
2023/24 | 315.25 | 104.75 | 16
2023/24 | 315.75 | 104.75 | 15
2023/24 | 316.25 | 104.75 | 17
2023/24 | 316.75 | 104.75 | 19
2023/24 | 317.25 | 104.75 | 15
2023/24 | 317.75 | 104.75 | 15
2023/24 | 318.25 | 104.75 | 21
2023/24 | 318.75 | 104.75 | 10
2023/24 | 319.25 | 104.75 | 23
2023/24 | 319.75 | 104.75 | 14
2023/24 | 320.25 | 104.75 | 21
2023/24 | 320.75 | 104.75 | 14
2023/24 | 321.25 | 104.75 | 14
2023/24 | 321.75 | 104.75 | 13
2023/24 | 322.25 | 104.75 | 13
2023/24 | 322.75 | 104.75 | 21
2023/24 | 323.25 | 104.75 | 8
2023/24 | 323.75 | 104.75 | 15
2023/24 | 324.25 | 104.75 | 20
2023/24 | 324.75 | 104.75 | 12
2023/24 | 325.25 | 104.75 | 12
2023/24 | 325.75 | 104.75 | 11
2023/24 | 326.25 | 104.75 | 16
2023/24 | 326.75 | 104.75 | 12
2023/24 | 327.25 | 104.75 | 4
2023/24 | 327.75 | 104.75 | 6
2023/24 | 328.25 | 104.75 | 17
2023/24 | 328.75 | 104.75 | 8
2023/24 | 329.25 | 104.75 | 11
2023/24 | 329.75 | 104.75 | 6
2023/24 | 330.25 | 104.75 | 9
2023/24 | 330.75 | 104.75 | 15
2023/24 | 331.25 | 104.75 | 10
2023/24 | 331.75 | 104.75 | 9
2023/24 | 332.25 | 104.75 | 10
2023/24 | 332.75 | 104.75 | 14
2023/24 | 333.25 | 104.75 | 12
2023/24 | 333.75 | 104.75 | 6
2023/24 | 334.25 | 104.75 | 9
2023/24 | 334.75 | 104.75 | 10
2023/24 | 335.25 | 104.75 | 4
2023/24 | 335.75 | 104.75 | 6
2023/24 | 336.25 | 104.75 | 10
2023/24 | 336.75 | 104.75 | 10
2023/24 | 337.25 | 104.75 | 6
2023/24 | 337.75 | 104.75 | 8
2023/24 | 338.25 | 104.75 | 8
2023/24 | 338.75 | 104.75 | 6
2023/24 | 339.25 | 104.75 | 4
2023/24 | 339.75 | 104.75 | 9
2023/24 | 340.25 | 104.75 | 5
2023/24 | 340.75 | 104.75 | 6
2023/24 | 341.25 | 104.75 | 9
2023/24 | 341.75 | 104.75 | 4
2023/24 | 342.25 | 104.75 | 6
2023/24 | 342.75 | 104.75 | 10
2023/24 | 343.25 | 104.75 | 4
2023/24 | 343.75 | 104.75 | 5
2023/24 | 344.25 | 104.75 | 10
2023/24 | 344.75 | 104.75 | 8
2023/24 | 345.25 | 104.75 | 8
2023/24 | 345.75 | 104.75 | 4
2023/24 | 346.25 | 104.75 | 5
2023/24 | 346.75 | 104.75 | 3
2023/24 | 347.25 | 104.75 | 12
2023/24 | 347.75 | 104.75 | 2
2023/24 | 348.25 | 104.75 | 1
2023/24 | 348.75 | 104.75 | 4
2023/24 | 349.25 | 104.75 | 9
2023/24 | 349.75 | 104.75 | 6
2023/24 | 350.25 | 104.75 | 5
2023/24 | 350.75 | 104.75 | 5
2023/24 | 351.25 | 104.75 | 8
2023/24 | 351.75 | 104.75 | 6
2023/24 | 352.25 | 104.75 | 3
2023/24 | 352.75 | 104.75 | 4
2023/24 | 353.25 | 104.75 | 8
2023/24 | 353.75 | 104.75 | 3
2023/24 | 354.25 | 104.75 | 4
2023/24 | 354.75 | 104.75 | 3
2023/24 | 355.25 | 104.75 | 7
2023/24 | 355.75 | 104.75 | 2
2023/24 | 356.25 | 104.75 | 6
2023/24 | 356.75 | 104.75 | 1
2023/24 | 357.25 | 104.75 | 3
2023/24 | 357.75 | 104.75 | 5
2023/24 | 358.25 | 104.75 | 3
2023/24 | 358.75 | 104.75 | 4
2023/24 | 359.25 | 104.75 | 3
2023/24 | 359.75 | 104.75 | 3
2023/24 | 360.25 | 104.75 | 4
2023/24 | 360.75 | 104.75 | 3
2023/24 | 361.25 | 104.75 | 3
2023/24 | 361.75 | 104.75 | 1
2023/24 | 362.25 | 104.75 | 5
2023/24 | 362.75 | 104.75 | 7
2023/24 | 363.25 | 104.75 | 6
2023/24 | 363.75 | 104.75 | 3
2023/24 | 364.25 | 104.75 | 6
2023/24 | 364.75 | 104.75 | 2
2023/24 | 365.25 | 104.75 | 8
2023/24 | 366.25 | 104.75 | 2
2023/24 | 366.75 | 104.75 | 1
2023/24 | 367.25 | 104.75 | 4
2023/24 | 367.75 | 104.75 | 2
2023/24 | 368.25 | 104.75 | 3
2023/24 | 368.75 | 104.75 | 4
2023/24 | 369.25 | 104.75 | 2
2023/24 | 369.75 | 104.75 | 6
2023/24 | 370.25 | 104.75 | 2
2023/24 | 370.75 | 104.75 | 4
2023/24 | 371.25 | 104.75 | 4
2023/24 | 371.75 | 104.75 | 2
2023/24 | 372.25 | 104.75 | 3
2023/24 | 373.25 | 104.75 | 2
2023/24 | 374.25 | 104.75 | 3
2023/24 | 374.75 | 104.75 | 1
2023/24 | 375.25 | 104.75 | 1
2023/24 | 375.75 | 104.75 | 1
2023/24 | 376.25 | 104.75 | 2
2023/24 | 376.75 | 104.75 | 3
2023/24 | 377.25 | 104.75 | 1
2023/24 | 377.75 | 104.75 | 3
2023/24 | 378.75 | 104.75 | 1
2023/24 | 379.25 | 104.75 | 2
2023/24 | 379.75 | 104.75 | 1
2023/24 | 380.25 | 104.75 | 2
2023/24 | 380.75 | 104.75 | 2
2023/24 | 382.25 | 104.75 | 2
2023/24 | 382.75 | 104.75 | 1
2023/24 | 383.25 | 104.75 | 2
2023/24 | 383.75 | 104.75 | 2
2023/24 | 384.25 | 104.75 | 1
2023/24 | 384.75 | 104.75 | 1
2023/24 | 385.25 | 104.75 | 3
2023/24 | 385.75 | 104.75 | 1
2023/24 | 386.25 | 104.75 | 1
2023/24 | 386.75 | 104.75 | 3
2023/24 | 387.75 | 104.75 | 2
2023/24 | 388.25 | 104.75 | 2
2023/24 | 388.75 | 104.75 | 2
2023/24 | 389.25 | 104.75 | 1
2023/24 | 390.25 | 104.75 | 1
2023/24 | 390.75 | 104.75 | 1
2023/24 | 392.25 | 104.75 | 1
2023/24 | 392.75 | 104.75 | 1
2023/24 | 393.25 | 104.75 | 1
2023/24 | 396.25 | 104.75 | 1
2023/24 | 397.25 | 104.75 | 1
2023/24 | 398.75 | 104.75 | 1
2023/24 | 399.25 | 104.75 | 1
2023/24 | 399.75 | 104.75 | 1
2023/24 | 401.25 | 104.75 | 1
2023/24 | 402.25 | 104.75 | 1
2023/24 | 402.75 | 104.75 | 1
2023/24 | 404.75 | 104.75 | 2
2023/24 | 405.25 | 104.75 | 1
2023/24 | 405.75 | 104.75 | 1
2023/24 | 406.25 | 104.75 | 1
2023/24 | 408.75 | 104.75 | 1
2023/24 | 409.25 | 104.75 | 1
2023/24 | 410.25 | 104.75 | 3
2023/24 | 410.75 | 104.75 | 1
2023/24 | 412.25 | 104.75 | 1
2023/24 | 413.25 | 104.75 | 2
2023/24 | 413.75 | 104.75 | 1
2023/24 | 419.25 | 104.75 | 1
2023/24 | 428.75 | 104.75 | 1
2023/24 | 476.25 | 104.75 | 1
2023/24 | 146.75 | 105.25 | 1
2023/24 | 153.25 | 105.25 | 1
2023/24 | 154.25 | 105.25 | 1
2023/24 | 154.75 | 105.25 | 1
2023/24 | 156.25 | 105.25 | 1
2023/24 | 158.75 | 105.25 | 1
2023/24 | 159.25 | 105.25 | 1
2023/24 | 159.75 | 105.25 | 2
2023/24 | 161.25 | 105.25 | 1
2023/24 | 166.25 | 105.25 | 1
2023/24 | 167.25 | 105.25 | 3
2023/24 | 172.25 | 105.25 | 1
2023/24 | 172.75 | 105.25 | 1
2023/24 | 174.25 | 105.25 | 1
2023/24 | 174.75 | 105.25 | 2
2023/24 | 175.75 | 105.25 | 1
2023/24 | 176.25 | 105.25 | 4
2023/24 | 176.75 | 105.25 | 1
2023/24 | 177.25 | 105.25 | 2
2023/24 | 177.75 | 105.25 | 5
2023/24 | 178.25 | 105.25 | 2
2023/24 | 179.25 | 105.25 | 2
2023/24 | 179.75 | 105.25 | 2
2023/24 | 180.25 | 105.25 | 2
2023/24 | 180.75 | 105.25 | 2
2023/24 | 181.25 | 105.25 | 2
2023/24 | 181.75 | 105.25 | 6
2023/24 | 182.25 | 105.25 | 8
2023/24 | 182.75 | 105.25 | 8
2023/24 | 183.25 | 105.25 | 3
2023/24 | 183.75 | 105.25 | 3
2023/24 | 184.25 | 105.25 | 2
2023/24 | 184.75 | 105.25 | 5
2023/24 | 185.25 | 105.25 | 6
2023/24 | 185.75 | 105.25 | 10
2023/24 | 186.25 | 105.25 | 6
2023/24 | 186.75 | 105.25 | 4
2023/24 | 187.25 | 105.25 | 11
2023/24 | 187.75 | 105.25 | 5
2023/24 | 188.25 | 105.25 | 6
2023/24 | 188.75 | 105.25 | 13
2023/24 | 189.25 | 105.25 | 7
2023/24 | 189.75 | 105.25 | 17
2023/24 | 190.25 | 105.25 | 6
2023/24 | 190.75 | 105.25 | 6
2023/24 | 191.25 | 105.25 | 10
2023/24 | 191.75 | 105.25 | 11
2023/24 | 192.25 | 105.25 | 14
2023/24 | 192.75 | 105.25 | 18
2023/24 | 193.25 | 105.25 | 14
2023/24 | 193.75 | 105.25 | 12
2023/24 | 194.25 | 105.25 | 18
2023/24 | 194.75 | 105.25 | 23
2023/24 | 195.25 | 105.25 | 24
2023/24 | 195.75 | 105.25 | 24
2023/24 | 196.25 | 105.25 | 23
2023/24 | 196.75 | 105.25 | 23
2023/24 | 197.25 | 105.25 | 20
2023/24 | 197.75 | 105.25 | 25
2023/24 | 198.25 | 105.25 | 26
2023/24 | 198.75 | 105.25 | 34
2023/24 | 199.25 | 105.25 | 34
2023/24 | 199.75 | 105.25 | 27
2023/24 | 200.25 | 105.25 | 28
2023/24 | 200.75 | 105.25 | 26
2023/24 | 201.25 | 105.25 | 37
2023/24 | 201.75 | 105.25 | 32
2023/24 | 202.25 | 105.25 | 36
2023/24 | 202.75 | 105.25 | 43
2023/24 | 203.25 | 105.25 | 38
2023/24 | 203.75 | 105.25 | 43
2023/24 | 204.25 | 105.25 | 51
2023/24 | 204.75 | 105.25 | 51
2023/24 | 205.25 | 105.25 | 46
2023/24 | 205.75 | 105.25 | 50
2023/24 | 206.25 | 105.25 | 53
2023/24 | 206.75 | 105.25 | 47
2023/24 | 207.25 | 105.25 | 65
2023/24 | 207.75 | 105.25 | 51
2023/24 | 208.25 | 105.25 | 57
2023/24 | 208.75 | 105.25 | 67
2023/24 | 209.25 | 105.25 | 60
2023/24 | 209.75 | 105.25 | 43
2023/24 | 210.25 | 105.25 | 78
2023/24 | 210.75 | 105.25 | 65
2023/24 | 211.25 | 105.25 | 83
2023/24 | 211.75 | 105.25 | 93
2023/24 | 212.25 | 105.25 | 71
2023/24 | 212.75 | 105.25 | 79
2023/24 | 213.25 | 105.25 | 77
2023/24 | 213.75 | 105.25 | 60
2023/24 | 214.25 | 105.25 | 83
2023/24 | 214.75 | 105.25 | 71
2023/24 | 215.25 | 105.25 | 90
2023/24 | 215.75 | 105.25 | 93
2023/24 | 216.25 | 105.25 | 109
2023/24 | 216.75 | 105.25 | 99
2023/24 | 217.25 | 105.25 | 106
2023/24 | 217.75 | 105.25 | 110
2023/24 | 218.25 | 105.25 | 107
2023/24 | 218.75 | 105.25 | 108
2023/24 | 219.25 | 105.25 | 101
2023/24 | 219.75 | 105.25 | 101
2023/24 | 220.25 | 105.25 | 92
2023/24 | 220.75 | 105.25 | 110
2023/24 | 221.25 | 105.25 | 111
2023/24 | 221.75 | 105.25 | 116
2023/24 | 222.25 | 105.25 | 113
2023/24 | 222.75 | 105.25 | 139
2023/24 | 223.25 | 105.25 | 111
2023/24 | 223.75 | 105.25 | 113
2023/24 | 224.25 | 105.25 | 132
2023/24 | 224.75 | 105.25 | 135
2023/24 | 225.25 | 105.25 | 119
2023/24 | 225.75 | 105.25 | 128
2023/24 | 226.25 | 105.25 | 146
2023/24 | 226.75 | 105.25 | 148
2023/24 | 227.25 | 105.25 | 146
2023/24 | 227.75 | 105.25 | 141
2023/24 | 228.25 | 105.25 | 146
2023/24 | 228.75 | 105.25 | 122
2023/24 | 229.25 | 105.25 | 153
2023/24 | 229.75 | 105.25 | 139
2023/24 | 230.25 | 105.25 | 132
2023/24 | 230.75 | 105.25 | 168
2023/24 | 231.25 | 105.25 | 112
2023/24 | 231.75 | 105.25 | 130
2023/24 | 232.25 | 105.25 | 148
2023/24 | 232.75 | 105.25 | 180
2023/24 | 233.25 | 105.25 | 163
2023/24 | 233.75 | 105.25 | 150
2023/24 | 234.25 | 105.25 | 132
2023/24 | 234.75 | 105.25 | 125
2023/24 | 235.25 | 105.25 | 151
2023/24 | 235.75 | 105.25 | 152
2023/24 | 236.25 | 105.25 | 151
2023/24 | 236.75 | 105.25 | 154
2023/24 | 237.25 | 105.25 | 150
2023/24 | 237.75 | 105.25 | 160
2023/24 | 238.25 | 105.25 | 139
2023/24 | 238.75 | 105.25 | 148
2023/24 | 239.25 | 105.25 | 137
2023/24 | 239.75 | 105.25 | 148
2023/24 | 240.25 | 105.25 | 166
2023/24 | 240.75 | 105.25 | 166
2023/24 | 241.25 | 105.25 | 138
2023/24 | 241.75 | 105.25 | 139
2023/24 | 242.25 | 105.25 | 131
2023/24 | 242.75 | 105.25 | 137
2023/24 | 243.25 | 105.25 | 144
2023/24 | 243.75 | 105.25 | 166
2023/24 | 244.25 | 105.25 | 142
2023/24 | 244.75 | 105.25 | 135
2023/24 | 245.25 | 105.25 | 141
2023/24 | 245.75 | 105.25 | 153
2023/24 | 246.25 | 105.25 | 147
2023/24 | 246.75 | 105.25 | 125
2023/24 | 247.25 | 105.25 | 144
2023/24 | 247.75 | 105.25 | 146
2023/24 | 248.25 | 105.25 | 145
2023/24 | 248.75 | 105.25 | 140
2023/24 | 249.25 | 105.25 | 149
2023/24 | 249.75 | 105.25 | 138
2023/24 | 250.25 | 105.25 | 151
2023/24 | 250.75 | 105.25 | 113
2023/24 | 251.25 | 105.25 | 104
2023/24 | 251.75 | 105.25 | 143
2023/24 | 252.25 | 105.25 | 138
2023/24 | 252.75 | 105.25 | 109
2023/24 | 253.25 | 105.25 | 147
2023/24 | 253.75 | 105.25 | 124
2023/24 | 254.25 | 105.25 | 115
2023/24 | 254.75 | 105.25 | 125
2023/24 | 255.25 | 105.25 | 119
2023/24 | 255.75 | 105.25 | 124
2023/24 | 256.25 | 105.25 | 112
2023/24 | 256.75 | 105.25 | 117
2023/24 | 257.25 | 105.25 | 103
2023/24 | 257.75 | 105.25 | 133
2023/24 | 258.25 | 105.25 | 124
2023/24 | 258.75 | 105.25 | 125
2023/24 | 259.25 | 105.25 | 122
2023/24 | 259.75 | 105.25 | 107
2023/24 | 260.25 | 105.25 | 104
2023/24 | 260.75 | 105.25 | 103
2023/24 | 261.25 | 105.25 | 111
2023/24 | 261.75 | 105.25 | 123
2023/24 | 262.25 | 105.25 | 110
2023/24 | 262.75 | 105.25 | 111
2023/24 | 263.25 | 105.25 | 113
2023/24 | 263.75 | 105.25 | 109
2023/24 | 264.25 | 105.25 | 107
2023/24 | 264.75 | 105.25 | 117
2023/24 | 265.25 | 105.25 | 107
2023/24 | 265.75 | 105.25 | 98
2023/24 | 266.25 | 105.25 | 95
2023/24 | 266.75 | 105.25 | 89
2023/24 | 267.25 | 105.25 | 112
2023/24 | 267.75 | 105.25 | 110
2023/24 | 268.25 | 105.25 | 104
2023/24 | 268.75 | 105.25 | 100
2023/24 | 269.25 | 105.25 | 92
2023/24 | 269.75 | 105.25 | 75
2023/24 | 270.25 | 105.25 | 95
2023/24 | 270.75 | 105.25 | 81
2023/24 | 271.25 | 105.25 | 90
2023/24 | 271.75 | 105.25 | 88
2023/24 | 272.25 | 105.25 | 99
2023/24 | 272.75 | 105.25 | 89
2023/24 | 273.25 | 105.25 | 81
2023/24 | 273.75 | 105.25 | 75
2023/24 | 274.25 | 105.25 | 86
2023/24 | 274.75 | 105.25 | 91
2023/24 | 275.25 | 105.25 | 84
2023/24 | 275.75 | 105.25 | 71
2023/24 | 276.25 | 105.25 | 65
2023/24 | 276.75 | 105.25 | 78
2023/24 | 277.25 | 105.25 | 81
2023/24 | 277.75 | 105.25 | 65
2023/24 | 278.25 | 105.25 | 81
2023/24 | 278.75 | 105.25 | 56
2023/24 | 279.25 | 105.25 | 69
2023/24 | 279.75 | 105.25 | 81
2023/24 | 280.25 | 105.25 | 69
2023/24 | 280.75 | 105.25 | 60
2023/24 | 281.25 | 105.25 | 60
2023/24 | 281.75 | 105.25 | 62
2023/24 | 282.25 | 105.25 | 69
2023/24 | 282.75 | 105.25 | 65
2023/24 | 283.25 | 105.25 | 69
2023/24 | 283.75 | 105.25 | 58
2023/24 | 284.25 | 105.25 | 49
2023/24 | 284.75 | 105.25 | 55
2023/24 | 285.25 | 105.25 | 60
2023/24 | 285.75 | 105.25 | 54
2023/24 | 286.25 | 105.25 | 56
2023/24 | 286.75 | 105.25 | 68
2023/24 | 287.25 | 105.25 | 60
2023/24 | 287.75 | 105.25 | 50
2023/24 | 288.25 | 105.25 | 61
2023/24 | 288.75 | 105.25 | 43
2023/24 | 289.25 | 105.25 | 46
2023/24 | 289.75 | 105.25 | 39
2023/24 | 290.25 | 105.25 | 55
2023/24 | 290.75 | 105.25 | 51
2023/24 | 291.25 | 105.25 | 64
2023/24 | 291.75 | 105.25 | 49
2023/24 | 292.25 | 105.25 | 57
2023/24 | 292.75 | 105.25 | 55
2023/24 | 293.25 | 105.25 | 49
2023/24 | 293.75 | 105.25 | 43
2023/24 | 294.25 | 105.25 | 35
2023/24 | 294.75 | 105.25 | 51
2023/24 | 295.25 | 105.25 | 43
2023/24 | 295.75 | 105.25 | 47
2023/24 | 296.25 | 105.25 | 37
2023/24 | 296.75 | 105.25 | 36
2023/24 | 297.25 | 105.25 | 41
2023/24 | 297.75 | 105.25 | 30
2023/24 | 298.25 | 105.25 | 34
2023/24 | 298.75 | 105.25 | 30
2023/24 | 299.25 | 105.25 | 30
2023/24 | 299.75 | 105.25 | 34
2023/24 | 300.25 | 105.25 | 34
2023/24 | 300.75 | 105.25 | 31
2023/24 | 301.25 | 105.25 | 31
2023/24 | 301.75 | 105.25 | 35
2023/24 | 302.25 | 105.25 | 35
2023/24 | 302.75 | 105.25 | 30
2023/24 | 303.25 | 105.25 | 33
2023/24 | 303.75 | 105.25 | 19
2023/24 | 304.25 | 105.25 | 27
2023/24 | 304.75 | 105.25 | 25
2023/24 | 305.25 | 105.25 | 23
2023/24 | 305.75 | 105.25 | 30
2023/24 | 306.25 | 105.25 | 37
2023/24 | 306.75 | 105.25 | 29
2023/24 | 307.25 | 105.25 | 25
2023/24 | 307.75 | 105.25 | 19
2023/24 | 308.25 | 105.25 | 15
2023/24 | 308.75 | 105.25 | 25
2023/24 | 309.25 | 105.25 | 30
2023/24 | 309.75 | 105.25 | 34
2023/24 | 310.25 | 105.25 | 24
2023/24 | 310.75 | 105.25 | 13
2023/24 | 311.25 | 105.25 | 21
2023/24 | 311.75 | 105.25 | 28
2023/24 | 312.25 | 105.25 | 21
2023/24 | 312.75 | 105.25 | 22
2023/24 | 313.25 | 105.25 | 21
2023/24 | 313.75 | 105.25 | 17
2023/24 | 314.25 | 105.25 | 19
2023/24 | 314.75 | 105.25 | 16
2023/24 | 315.25 | 105.25 | 19
2023/24 | 315.75 | 105.25 | 24
2023/24 | 316.25 | 105.25 | 28
2023/24 | 316.75 | 105.25 | 20
2023/24 | 317.25 | 105.25 | 20
2023/24 | 317.75 | 105.25 | 12
2023/24 | 318.25 | 105.25 | 16
2023/24 | 318.75 | 105.25 | 13
2023/24 | 319.25 | 105.25 | 14
2023/24 | 319.75 | 105.25 | 23
2023/24 | 320.25 | 105.25 | 16
2023/24 | 320.75 | 105.25 | 17
2023/24 | 321.25 | 105.25 | 19
2023/24 | 321.75 | 105.25 | 10
2023/24 | 322.25 | 105.25 | 10
2023/24 | 322.75 | 105.25 | 14
2023/24 | 323.25 | 105.25 | 12
2023/24 | 323.75 | 105.25 | 19
2023/24 | 324.25 | 105.25 | 15
2023/24 | 324.75 | 105.25 | 8
2023/24 | 325.25 | 105.25 | 17
2023/24 | 325.75 | 105.25 | 14
2023/24 | 326.25 | 105.25 | 16
2023/24 | 326.75 | 105.25 | 11
2023/24 | 327.25 | 105.25 | 16
2023/24 | 327.75 | 105.25 | 13
2023/24 | 328.25 | 105.25 | 11
2023/24 | 328.75 | 105.25 | 15
2023/24 | 329.25 | 105.25 | 7
2023/24 | 329.75 | 105.25 | 9
2023/24 | 330.25 | 105.25 | 5
2023/24 | 330.75 | 105.25 | 10
2023/24 | 331.25 | 105.25 | 9
2023/24 | 331.75 | 105.25 | 6
2023/24 | 332.25 | 105.25 | 11
2023/24 | 332.75 | 105.25 | 14
2023/24 | 333.25 | 105.25 | 11
2023/24 | 333.75 | 105.25 | 8
2023/24 | 334.25 | 105.25 | 6
2023/24 | 334.75 | 105.25 | 12
2023/24 | 335.25 | 105.25 | 5
2023/24 | 335.75 | 105.25 | 13
2023/24 | 336.25 | 105.25 | 9
2023/24 | 336.75 | 105.25 | 7
2023/24 | 337.25 | 105.25 | 10
2023/24 | 337.75 | 105.25 | 5
2023/24 | 338.25 | 105.25 | 7
2023/24 | 338.75 | 105.25 | 12
2023/24 | 339.25 | 105.25 | 14
2023/24 | 339.75 | 105.25 | 11
2023/24 | 340.25 | 105.25 | 4
2023/24 | 340.75 | 105.25 | 7
2023/24 | 341.25 | 105.25 | 6
2023/24 | 341.75 | 105.25 | 7
2023/24 | 342.25 | 105.25 | 9
2023/24 | 342.75 | 105.25 | 9
2023/24 | 343.25 | 105.25 | 8
2023/24 | 343.75 | 105.25 | 10
2023/24 | 344.25 | 105.25 | 10
2023/24 | 344.75 | 105.25 | 5
2023/24 | 345.25 | 105.25 | 6
2023/24 | 345.75 | 105.25 | 3
2023/24 | 346.25 | 105.25 | 7
2023/24 | 346.75 | 105.25 | 8
2023/24 | 347.25 | 105.25 | 4
2023/24 | 347.75 | 105.25 | 7
2023/24 | 348.25 | 105.25 | 5
2023/24 | 348.75 | 105.25 | 3
2023/24 | 349.25 | 105.25 | 3
2023/24 | 349.75 | 105.25 | 5
2023/24 | 350.25 | 105.25 | 5
2023/24 | 350.75 | 105.25 | 9
2023/24 | 351.25 | 105.25 | 4
2023/24 | 351.75 | 105.25 | 5
2023/24 | 352.25 | 105.25 | 3
2023/24 | 352.75 | 105.25 | 5
2023/24 | 353.25 | 105.25 | 3
2023/24 | 353.75 | 105.25 | 7
2023/24 | 354.25 | 105.25 | 1
2023/24 | 354.75 | 105.25 | 6
2023/24 | 355.25 | 105.25 | 8
2023/24 | 355.75 | 105.25 | 2
2023/24 | 356.25 | 105.25 | 3
2023/24 | 356.75 | 105.25 | 6
2023/24 | 357.25 | 105.25 | 8
2023/24 | 357.75 | 105.25 | 4
2023/24 | 358.25 | 105.25 | 1
2023/24 | 358.75 | 105.25 | 5
2023/24 | 359.25 | 105.25 | 1
2023/24 | 359.75 | 105.25 | 6
2023/24 | 360.25 | 105.25 | 4
2023/24 | 360.75 | 105.25 | 4
2023/24 | 361.25 | 105.25 | 3
2023/24 | 361.75 | 105.25 | 2
2023/24 | 362.25 | 105.25 | 3
2023/24 | 362.75 | 105.25 | 6
2023/24 | 363.25 | 105.25 | 2
2023/24 | 363.75 | 105.25 | 3
2023/24 | 364.25 | 105.25 | 2
2023/24 | 364.75 | 105.25 | 1
2023/24 | 365.25 | 105.25 | 3
2023/24 | 365.75 | 105.25 | 3
2023/24 | 366.25 | 105.25 | 5
2023/24 | 366.75 | 105.25 | 5
2023/24 | 367.25 | 105.25 | 4
2023/24 | 367.75 | 105.25 | 1
2023/24 | 368.25 | 105.25 | 4
2023/24 | 368.75 | 105.25 | 3
2023/24 | 369.25 | 105.25 | 1
2023/24 | 369.75 | 105.25 | 1
2023/24 | 370.25 | 105.25 | 3
2023/24 | 370.75 | 105.25 | 3
2023/24 | 371.25 | 105.25 | 1
2023/24 | 371.75 | 105.25 | 1
2023/24 | 372.25 | 105.25 | 3
2023/24 | 372.75 | 105.25 | 3
2023/24 | 373.25 | 105.25 | 2
2023/24 | 373.75 | 105.25 | 3
2023/24 | 374.25 | 105.25 | 4
2023/24 | 374.75 | 105.25 | 2
2023/24 | 375.25 | 105.25 | 2
2023/24 | 375.75 | 105.25 | 2
2023/24 | 376.25 | 105.25 | 2
2023/24 | 376.75 | 105.25 | 3
2023/24 | 377.25 | 105.25 | 2
2023/24 | 377.75 | 105.25 | 5
2023/24 | 378.25 | 105.25 | 1
2023/24 | 378.75 | 105.25 | 2
2023/24 | 379.25 | 105.25 | 1
2023/24 | 379.75 | 105.25 | 1
2023/24 | 380.25 | 105.25 | 2
2023/24 | 380.75 | 105.25 | 1
2023/24 | 381.75 | 105.25 | 1
2023/24 | 382.25 | 105.25 | 2
2023/24 | 382.75 | 105.25 | 1
2023/24 | 385.25 | 105.25 | 1
2023/24 | 386.25 | 105.25 | 4
2023/24 | 386.75 | 105.25 | 1
2023/24 | 387.25 | 105.25 | 4
2023/24 | 387.75 | 105.25 | 1
2023/24 | 388.75 | 105.25 | 2
2023/24 | 389.75 | 105.25 | 1
2023/24 | 390.25 | 105.25 | 1
2023/24 | 391.25 | 105.25 | 1
2023/24 | 391.75 | 105.25 | 1
2023/24 | 392.25 | 105.25 | 1
2023/24 | 392.75 | 105.25 | 2
2023/24 | 393.25 | 105.25 | 4
2023/24 | 393.75 | 105.25 | 1
2023/24 | 394.75 | 105.25 | 1
2023/24 | 395.25 | 105.25 | 3
2023/24 | 397.75 | 105.25 | 2
2023/24 | 400.25 | 105.25 | 1
2023/24 | 400.75 | 105.25 | 1
2023/24 | 401.25 | 105.25 | 2
2023/24 | 401.75 | 105.25 | 1
2023/24 | 402.25 | 105.25 | 2
2023/24 | 404.25 | 105.25 | 2
2023/24 | 405.25 | 105.25 | 1
2023/24 | 406.25 | 105.25 | 1
2023/24 | 413.25 | 105.25 | 1
2023/24 | 413.75 | 105.25 | 1
2023/24 | 416.75 | 105.25 | 1
2023/24 | 417.25 | 105.25 | 1
2023/24 | 419.75 | 105.25 | 1
2023/24 | 420.75 | 105.25 | 1
2023/24 | 423.25 | 105.25 | 1
2023/24 | 475.75 | 105.25 | 1
2023/24 | 140.75 | 105.75 | 1
2023/24 | 155.25 | 105.75 | 1
2023/24 | 156.75 | 105.75 | 1
2023/24 | 161.75 | 105.75 | 1
2023/24 | 162.75 | 105.75 | 1
2023/24 | 163.25 | 105.75 | 1
2023/24 | 164.25 | 105.75 | 2
2023/24 | 164.75 | 105.75 | 1
2023/24 | 168.75 | 105.75 | 1
2023/24 | 169.75 | 105.75 | 4
2023/24 | 171.25 | 105.75 | 1
2023/24 | 172.25 | 105.75 | 1
2023/24 | 173.75 | 105.75 | 1
2023/24 | 174.25 | 105.75 | 2
2023/24 | 174.75 | 105.75 | 1
2023/24 | 175.25 | 105.75 | 1
2023/24 | 175.75 | 105.75 | 1
2023/24 | 176.75 | 105.75 | 2
2023/24 | 177.25 | 105.75 | 2
2023/24 | 177.75 | 105.75 | 1
2023/24 | 178.25 | 105.75 | 2
2023/24 | 179.25 | 105.75 | 1
2023/24 | 179.75 | 105.75 | 1
2023/24 | 180.25 | 105.75 | 3
2023/24 | 180.75 | 105.75 | 2
2023/24 | 181.25 | 105.75 | 8
2023/24 | 182.75 | 105.75 | 6
2023/24 | 183.25 | 105.75 | 1
2023/24 | 183.75 | 105.75 | 2
2023/24 | 184.25 | 105.75 | 4
2023/24 | 184.75 | 105.75 | 5
2023/24 | 185.25 | 105.75 | 3
2023/24 | 185.75 | 105.75 | 6
2023/24 | 186.25 | 105.75 | 9
2023/24 | 186.75 | 105.75 | 5
2023/24 | 187.25 | 105.75 | 4
2023/24 | 187.75 | 105.75 | 5
2023/24 | 188.25 | 105.75 | 3
2023/24 | 188.75 | 105.75 | 6
2023/24 | 189.25 | 105.75 | 10
2023/24 | 189.75 | 105.75 | 9
2023/24 | 190.25 | 105.75 | 11
2023/24 | 190.75 | 105.75 | 13
2023/24 | 191.25 | 105.75 | 8
2023/24 | 191.75 | 105.75 | 8
2023/24 | 192.25 | 105.75 | 8
2023/24 | 192.75 | 105.75 | 13
2023/24 | 193.25 | 105.75 | 13
2023/24 | 193.75 | 105.75 | 14
2023/24 | 194.25 | 105.75 | 10
2023/24 | 194.75 | 105.75 | 14
2023/24 | 195.25 | 105.75 | 19
2023/24 | 195.75 | 105.75 | 15
2023/24 | 196.25 | 105.75 | 16
2023/24 | 196.75 | 105.75 | 10
2023/24 | 197.25 | 105.75 | 23
2023/24 | 197.75 | 105.75 | 21
2023/24 | 198.25 | 105.75 | 16
2023/24 | 198.75 | 105.75 | 28
2023/24 | 199.25 | 105.75 | 35
2023/24 | 199.75 | 105.75 | 19
2023/24 | 200.25 | 105.75 | 32
2023/24 | 200.75 | 105.75 | 33
2023/24 | 201.25 | 105.75 | 37
2023/24 | 201.75 | 105.75 | 38
2023/24 | 202.25 | 105.75 | 20
2023/24 | 202.75 | 105.75 | 34
2023/24 | 203.25 | 105.75 | 38
2023/24 | 203.75 | 105.75 | 40
2023/24 | 204.25 | 105.75 | 48
2023/24 | 204.75 | 105.75 | 33
2023/24 | 205.25 | 105.75 | 43
2023/24 | 205.75 | 105.75 | 40
2023/24 | 206.25 | 105.75 | 42
2023/24 | 206.75 | 105.75 | 56
2023/24 | 207.25 | 105.75 | 44
2023/24 | 207.75 | 105.75 | 53
2023/24 | 208.25 | 105.75 | 64
2023/24 | 208.75 | 105.75 | 69
2023/24 | 209.25 | 105.75 | 62
2023/24 | 209.75 | 105.75 | 59
2023/24 | 210.25 | 105.75 | 56
2023/24 | 210.75 | 105.75 | 63
2023/24 | 211.25 | 105.75 | 67
2023/24 | 211.75 | 105.75 | 68
2023/24 | 212.25 | 105.75 | 77
2023/24 | 212.75 | 105.75 | 78
2023/24 | 213.25 | 105.75 | 88
2023/24 | 213.75 | 105.75 | 78
2023/24 | 214.25 | 105.75 | 87
2023/24 | 214.75 | 105.75 | 82
2023/24 | 215.25 | 105.75 | 82
2023/24 | 215.75 | 105.75 | 80
2023/24 | 216.25 | 105.75 | 100
2023/24 | 216.75 | 105.75 | 83
2023/24 | 217.25 | 105.75 | 106
2023/24 | 217.75 | 105.75 | 94
2023/24 | 218.25 | 105.75 | 90
2023/24 | 218.75 | 105.75 | 83
2023/24 | 219.25 | 105.75 | 122
2023/24 | 219.75 | 105.75 | 109
2023/24 | 220.25 | 105.75 | 121
2023/24 | 220.75 | 105.75 | 106
2023/24 | 221.25 | 105.75 | 114
2023/24 | 221.75 | 105.75 | 123
2023/24 | 222.25 | 105.75 | 97
2023/24 | 222.75 | 105.75 | 111
2023/24 | 223.25 | 105.75 | 115
2023/24 | 223.75 | 105.75 | 120
2023/24 | 224.25 | 105.75 | 147
2023/24 | 224.75 | 105.75 | 132
2023/24 | 225.25 | 105.75 | 142
2023/24 | 225.75 | 105.75 | 125
2023/24 | 226.25 | 105.75 | 129
2023/24 | 226.75 | 105.75 | 127
2023/24 | 227.25 | 105.75 | 133
2023/24 | 227.75 | 105.75 | 154
2023/24 | 228.25 | 105.75 | 140
2023/24 | 228.75 | 105.75 | 115
2023/24 | 229.25 | 105.75 | 118
2023/24 | 229.75 | 105.75 | 136
2023/24 | 230.25 | 105.75 | 131
2023/24 | 230.75 | 105.75 | 145
2023/24 | 231.25 | 105.75 | 168
2023/24 | 231.75 | 105.75 | 125
2023/24 | 232.25 | 105.75 | 150
2023/24 | 232.75 | 105.75 | 159
2023/24 | 233.25 | 105.75 | 156
2023/24 | 233.75 | 105.75 | 158
2023/24 | 234.25 | 105.75 | 143
2023/24 | 234.75 | 105.75 | 152
2023/24 | 235.25 | 105.75 | 162
2023/24 | 235.75 | 105.75 | 147
2023/24 | 236.25 | 105.75 | 136
2023/24 | 236.75 | 105.75 | 153
2023/24 | 237.25 | 105.75 | 183
2023/24 | 237.75 | 105.75 | 155
2023/24 | 238.25 | 105.75 | 158
2023/24 | 238.75 | 105.75 | 148
2023/24 | 239.25 | 105.75 | 153
2023/24 | 239.75 | 105.75 | 160
2023/24 | 240.25 | 105.75 | 167
2023/24 | 240.75 | 105.75 | 148
2023/24 | 241.25 | 105.75 | 163
2023/24 | 241.75 | 105.75 | 138
2023/24 | 242.25 | 105.75 | 145
2023/24 | 242.75 | 105.75 | 142
2023/24 | 243.25 | 105.75 | 158
2023/24 | 243.75 | 105.75 | 142
2023/24 | 244.25 | 105.75 | 151
2023/24 | 244.75 | 105.75 | 170
2023/24 | 245.25 | 105.75 | 151
2023/24 | 245.75 | 105.75 | 141
2023/24 | 246.25 | 105.75 | 157
2023/24 | 246.75 | 105.75 | 136
2023/24 | 247.25 | 105.75 | 169
2023/24 | 247.75 | 105.75 | 138
2023/24 | 248.25 | 105.75 | 155
2023/24 | 248.75 | 105.75 | 135
2023/24 | 249.25 | 105.75 | 168
2023/24 | 249.75 | 105.75 | 147
2023/24 | 250.25 | 105.75 | 149
2023/24 | 250.75 | 105.75 | 129
2023/24 | 251.25 | 105.75 | 136
2023/24 | 251.75 | 105.75 | 128
2023/24 | 252.25 | 105.75 | 126
2023/24 | 252.75 | 105.75 | 137
2023/24 | 253.25 | 105.75 | 137
2023/24 | 253.75 | 105.75 | 146
2023/24 | 254.25 | 105.75 | 110
2023/24 | 254.75 | 105.75 | 123
2023/24 | 255.25 | 105.75 | 111
2023/24 | 255.75 | 105.75 | 131
2023/24 | 256.25 | 105.75 | 116
2023/24 | 256.75 | 105.75 | 115
2023/24 | 257.25 | 105.75 | 112
2023/24 | 257.75 | 105.75 | 123
2023/24 | 258.25 | 105.75 | 117
2023/24 | 258.75 | 105.75 | 126
2023/24 | 259.25 | 105.75 | 111
2023/24 | 259.75 | 105.75 | 124
2023/24 | 260.25 | 105.75 | 134
2023/24 | 260.75 | 105.75 | 108
2023/24 | 261.25 | 105.75 | 129
2023/24 | 261.75 | 105.75 | 144
2023/24 | 262.25 | 105.75 | 103
2023/24 | 262.75 | 105.75 | 90
2023/24 | 263.25 | 105.75 | 125
2023/24 | 263.75 | 105.75 | 98
2023/24 | 264.25 | 105.75 | 115
2023/24 | 264.75 | 105.75 | 113
2023/24 | 265.25 | 105.75 | 107
2023/24 | 265.75 | 105.75 | 100
2023/24 | 266.25 | 105.75 | 105
2023/24 | 266.75 | 105.75 | 113
2023/24 | 267.25 | 105.75 | 102
2023/24 | 267.75 | 105.75 | 98
2023/24 | 268.25 | 105.75 | 97
2023/24 | 268.75 | 105.75 | 90
2023/24 | 269.25 | 105.75 | 105
2023/24 | 269.75 | 105.75 | 96
2023/24 | 270.25 | 105.75 | 106
2023/24 | 270.75 | 105.75 | 87
2023/24 | 271.25 | 105.75 | 98
2023/24 | 271.75 | 105.75 | 119
2023/24 | 272.25 | 105.75 | 97
2023/24 | 272.75 | 105.75 | 88
2023/24 | 273.25 | 105.75 | 78
2023/24 | 273.75 | 105.75 | 91
2023/24 | 274.25 | 105.75 | 90
2023/24 | 274.75 | 105.75 | 85
2023/24 | 275.25 | 105.75 | 76
2023/24 | 275.75 | 105.75 | 81
2023/24 | 276.25 | 105.75 | 86
2023/24 | 276.75 | 105.75 | 86
2023/24 | 277.25 | 105.75 | 83
2023/24 | 277.75 | 105.75 | 78
2023/24 | 278.25 | 105.75 | 75
2023/24 | 278.75 | 105.75 | 81
2023/24 | 279.25 | 105.75 | 71
2023/24 | 279.75 | 105.75 | 88
2023/24 | 280.25 | 105.75 | 71
2023/24 | 280.75 | 105.75 | 78
2023/24 | 281.25 | 105.75 | 73
2023/24 | 281.75 | 105.75 | 75
2023/24 | 282.25 | 105.75 | 73
2023/24 | 282.75 | 105.75 | 69
2023/24 | 283.25 | 105.75 | 57
2023/24 | 283.75 | 105.75 | 69
2023/24 | 284.25 | 105.75 | 64
2023/24 | 284.75 | 105.75 | 54
2023/24 | 285.25 | 105.75 | 66
2023/24 | 285.75 | 105.75 | 62
2023/24 | 286.25 | 105.75 | 62
2023/24 | 286.75 | 105.75 | 69
2023/24 | 287.25 | 105.75 | 67
2023/24 | 287.75 | 105.75 | 49
2023/24 | 288.25 | 105.75 | 53
2023/24 | 288.75 | 105.75 | 58
2023/24 | 289.25 | 105.75 | 53
2023/24 | 289.75 | 105.75 | 56
2023/24 | 290.25 | 105.75 | 53
2023/24 | 290.75 | 105.75 | 57
2023/24 | 291.25 | 105.75 | 41
2023/24 | 291.75 | 105.75 | 48
2023/24 | 292.25 | 105.75 | 44
2023/24 | 292.75 | 105.75 | 42
2023/24 | 293.25 | 105.75 | 54
2023/24 | 293.75 | 105.75 | 48
2023/24 | 294.25 | 105.75 | 41
2023/24 | 294.75 | 105.75 | 39
2023/24 | 295.25 | 105.75 | 42
2023/24 | 295.75 | 105.75 | 34
2023/24 | 296.25 | 105.75 | 34
2023/24 | 296.75 | 105.75 | 39
2023/24 | 297.25 | 105.75 | 44
2023/24 | 297.75 | 105.75 | 46
2023/24 | 298.25 | 105.75 | 45
2023/24 | 298.75 | 105.75 | 39
2023/24 | 299.25 | 105.75 | 39
2023/24 | 299.75 | 105.75 | 35
2023/24 | 300.25 | 105.75 | 40
2023/24 | 300.75 | 105.75 | 35
2023/24 | 301.25 | 105.75 | 22
2023/24 | 301.75 | 105.75 | 32
2023/24 | 302.25 | 105.75 | 46
2023/24 | 302.75 | 105.75 | 33
2023/24 | 303.25 | 105.75 | 33
2023/24 | 303.75 | 105.75 | 24
2023/24 | 304.25 | 105.75 | 33
2023/24 | 304.75 | 105.75 | 25
2023/24 | 305.25 | 105.75 | 28
2023/24 | 305.75 | 105.75 | 28
2023/24 | 306.25 | 105.75 | 25
2023/24 | 306.75 | 105.75 | 21
2023/24 | 307.25 | 105.75 | 28
2023/24 | 307.75 | 105.75 | 25
2023/24 | 308.25 | 105.75 | 28
2023/24 | 308.75 | 105.75 | 34
2023/24 | 309.25 | 105.75 | 28
2023/24 | 309.75 | 105.75 | 31
2023/24 | 310.25 | 105.75 | 17
2023/24 | 310.75 | 105.75 | 22
2023/24 | 311.25 | 105.75 | 19
2023/24 | 311.75 | 105.75 | 27
2023/24 | 312.25 | 105.75 | 31
2023/24 | 312.75 | 105.75 | 16
2023/24 | 313.25 | 105.75 | 23
2023/24 | 313.75 | 105.75 | 17
2023/24 | 314.25 | 105.75 | 27
2023/24 | 314.75 | 105.75 | 21
2023/24 | 315.25 | 105.75 | 19
2023/24 | 315.75 | 105.75 | 21
2023/24 | 316.25 | 105.75 | 15
2023/24 | 316.75 | 105.75 | 15
2023/24 | 317.25 | 105.75 | 21
2023/24 | 317.75 | 105.75 | 12
2023/24 | 318.25 | 105.75 | 18
2023/24 | 318.75 | 105.75 | 18
2023/24 | 319.25 | 105.75 | 18
2023/24 | 319.75 | 105.75 | 19
2023/24 | 320.25 | 105.75 | 11
2023/24 | 320.75 | 105.75 | 18
2023/24 | 321.25 | 105.75 | 22
2023/24 | 321.75 | 105.75 | 13
2023/24 | 322.25 | 105.75 | 10
2023/24 | 322.75 | 105.75 | 20
2023/24 | 323.25 | 105.75 | 16
2023/24 | 323.75 | 105.75 | 11
2023/24 | 324.25 | 105.75 | 15
2023/24 | 324.75 | 105.75 | 14
2023/24 | 325.25 | 105.75 | 15
2023/24 | 325.75 | 105.75 | 13
2023/24 | 326.25 | 105.75 | 15
2023/24 | 326.75 | 105.75 | 13
2023/24 | 327.25 | 105.75 | 16
2023/24 | 327.75 | 105.75 | 14
2023/24 | 328.25 | 105.75 | 12
2023/24 | 328.75 | 105.75 | 14
2023/24 | 329.25 | 105.75 | 8
2023/24 | 329.75 | 105.75 | 11
2023/24 | 330.25 | 105.75 | 11
2023/24 | 330.75 | 105.75 | 10
2023/24 | 331.25 | 105.75 | 13
2023/24 | 331.75 | 105.75 | 11
2023/24 | 332.25 | 105.75 | 11
2023/24 | 332.75 | 105.75 | 11
2023/24 | 333.25 | 105.75 | 24
2023/24 | 333.75 | 105.75 | 8
2023/24 | 334.25 | 105.75 | 10
2023/24 | 334.75 | 105.75 | 6
2023/24 | 335.25 | 105.75 | 15
2023/24 | 335.75 | 105.75 | 11
2023/24 | 336.25 | 105.75 | 4
2023/24 | 336.75 | 105.75 | 2
2023/24 | 337.25 | 105.75 | 17
2023/24 | 337.75 | 105.75 | 8
2023/24 | 338.25 | 105.75 | 7
2023/24 | 338.75 | 105.75 | 5
2023/24 | 339.25 | 105.75 | 7
2023/24 | 339.75 | 105.75 | 8
2023/24 | 340.25 | 105.75 | 10
2023/24 | 340.75 | 105.75 | 7
2023/24 | 341.25 | 105.75 | 7
2023/24 | 341.75 | 105.75 | 11
2023/24 | 342.25 | 105.75 | 7
2023/24 | 342.75 | 105.75 | 8
2023/24 | 343.25 | 105.75 | 7
2023/24 | 343.75 | 105.75 | 6
2023/24 | 344.25 | 105.75 | 7
2023/24 | 344.75 | 105.75 | 6
2023/24 | 345.25 | 105.75 | 2
2023/24 | 345.75 | 105.75 | 4
2023/24 | 346.25 | 105.75 | 4
2023/24 | 346.75 | 105.75 | 6
2023/24 | 347.25 | 105.75 | 6
2023/24 | 347.75 | 105.75 | 10
2023/24 | 348.25 | 105.75 | 5
2023/24 | 348.75 | 105.75 | 11
2023/24 | 349.25 | 105.75 | 5
2023/24 | 349.75 | 105.75 | 7
2023/24 | 350.25 | 105.75 | 6
2023/24 | 350.75 | 105.75 | 7
2023/24 | 351.25 | 105.75 | 5
2023/24 | 351.75 | 105.75 | 8
2023/24 | 352.25 | 105.75 | 2
2023/24 | 353.25 | 105.75 | 4
2023/24 | 353.75 | 105.75 | 3
2023/24 | 354.25 | 105.75 | 6
2023/24 | 354.75 | 105.75 | 2
2023/24 | 355.25 | 105.75 | 3
2023/24 | 355.75 | 105.75 | 6
2023/24 | 356.25 | 105.75 | 4
2023/24 | 356.75 | 105.75 | 3
2023/24 | 357.25 | 105.75 | 6
2023/24 | 357.75 | 105.75 | 7
2023/24 | 358.25 | 105.75 | 2
2023/24 | 358.75 | 105.75 | 6
2023/24 | 359.25 | 105.75 | 4
2023/24 | 359.75 | 105.75 | 2
2023/24 | 360.25 | 105.75 | 3
2023/24 | 360.75 | 105.75 | 4
2023/24 | 361.25 | 105.75 | 3
2023/24 | 361.75 | 105.75 | 5
2023/24 | 362.75 | 105.75 | 6
2023/24 | 363.25 | 105.75 | 3
2023/24 | 363.75 | 105.75 | 7
2023/24 | 364.25 | 105.75 | 4
2023/24 | 364.75 | 105.75 | 3
2023/24 | 365.25 | 105.75 | 2
2023/24 | 365.75 | 105.75 | 3
2023/24 | 366.25 | 105.75 | 6
2023/24 | 366.75 | 105.75 | 3
2023/24 | 367.25 | 105.75 | 2
2023/24 | 367.75 | 105.75 | 1
2023/24 | 368.25 | 105.75 | 4
2023/24 | 368.75 | 105.75 | 2
2023/24 | 369.25 | 105.75 | 4
2023/24 | 369.75 | 105.75 | 2
2023/24 | 370.25 | 105.75 | 1
2023/24 | 370.75 | 105.75 | 2
2023/24 | 371.25 | 105.75 | 2
2023/24 | 371.75 | 105.75 | 2
2023/24 | 372.25 | 105.75 | 3
2023/24 | 372.75 | 105.75 | 1
2023/24 | 373.25 | 105.75 | 5
2023/24 | 374.25 | 105.75 | 1
2023/24 | 374.75 | 105.75 | 2
2023/24 | 375.25 | 105.75 | 2
2023/24 | 375.75 | 105.75 | 1
2023/24 | 376.25 | 105.75 | 3
2023/24 | 376.75 | 105.75 | 1
2023/24 | 377.25 | 105.75 | 1
2023/24 | 377.75 | 105.75 | 2
2023/24 | 378.25 | 105.75 | 1
2023/24 | 378.75 | 105.75 | 1
2023/24 | 379.25 | 105.75 | 3
2023/24 | 379.75 | 105.75 | 1
2023/24 | 380.25 | 105.75 | 2
2023/24 | 380.75 | 105.75 | 4
2023/24 | 381.75 | 105.75 | 2
2023/24 | 382.25 | 105.75 | 1
2023/24 | 382.75 | 105.75 | 1
2023/24 | 383.25 | 105.75 | 2
2023/24 | 383.75 | 105.75 | 1
2023/24 | 384.25 | 105.75 | 1
2023/24 | 384.75 | 105.75 | 1
2023/24 | 385.25 | 105.75 | 2
2023/24 | 385.75 | 105.75 | 2
2023/24 | 386.25 | 105.75 | 2
2023/24 | 386.75 | 105.75 | 2
2023/24 | 387.25 | 105.75 | 1
2023/24 | 387.75 | 105.75 | 2
2023/24 | 388.25 | 105.75 | 1
2023/24 | 388.75 | 105.75 | 1
2023/24 | 389.25 | 105.75 | 2
2023/24 | 389.75 | 105.75 | 1
2023/24 | 390.25 | 105.75 | 1
2023/24 | 390.75 | 105.75 | 1
2023/24 | 391.75 | 105.75 | 1
2023/24 | 392.25 | 105.75 | 1
2023/24 | 392.75 | 105.75 | 2
2023/24 | 393.75 | 105.75 | 1
2023/24 | 394.75 | 105.75 | 1
2023/24 | 395.25 | 105.75 | 1
2023/24 | 396.25 | 105.75 | 2
2023/24 | 397.25 | 105.75 | 1
2023/24 | 397.75 | 105.75 | 2
2023/24 | 398.75 | 105.75 | 1
2023/24 | 400.25 | 105.75 | 1
2023/24 | 400.75 | 105.75 | 1
2023/24 | 401.25 | 105.75 | 3
2023/24 | 402.75 | 105.75 | 1
2023/24 | 403.75 | 105.75 | 1
2023/24 | 404.25 | 105.75 | 1
2023/24 | 404.75 | 105.75 | 1
2023/24 | 405.75 | 105.75 | 1
2023/24 | 406.25 | 105.75 | 1
2023/24 | 406.75 | 105.75 | 1
2023/24 | 408.75 | 105.75 | 1
2023/24 | 409.25 | 105.75 | 1
2023/24 | 414.25 | 105.75 | 1
2023/24 | 416.75 | 105.75 | 1
2023/24 | 417.25 | 105.75 | 3
2023/24 | 417.75 | 105.75 | 1
2023/24 | 420.75 | 105.75 | 1
2023/24 | 423.25 | 105.75 | 1
2023/24 | 423.75 | 105.75 | 1
2023/24 | 432.25 | 105.75 | 1
2023/24 | 432.75 | 105.75 | 1
2023/24 | 434.25 | 105.75 | 1
2023/24 | 447.75 | 105.75 | 1
2023/24 | 456.75 | 105.75 | 1
2023/24 | 477.25 | 105.75 | 1
2023/24 | 154.25 | 106.25 | 1
2023/24 | 158.25 | 106.25 | 1
2023/24 | 162.75 | 106.25 | 1
2023/24 | 163.75 | 106.25 | 1
2023/24 | 164.25 | 106.25 | 1
2023/24 | 166.25 | 106.25 | 1
2023/24 | 166.75 | 106.25 | 1
2023/24 | 169.25 | 106.25 | 1
2023/24 | 170.75 | 106.25 | 1
2023/24 | 171.25 | 106.25 | 2
2023/24 | 171.75 | 106.25 | 1
2023/24 | 172.25 | 106.25 | 1
2023/24 | 172.75 | 106.25 | 2
2023/24 | 173.75 | 106.25 | 1
2023/24 | 174.25 | 106.25 | 1
2023/24 | 174.75 | 106.25 | 1
2023/24 | 175.25 | 106.25 | 1
2023/24 | 175.75 | 106.25 | 1
2023/24 | 176.25 | 106.25 | 2
2023/24 | 176.75 | 106.25 | 2
2023/24 | 177.25 | 106.25 | 2
2023/24 | 177.75 | 106.25 | 1
2023/24 | 178.25 | 106.25 | 2
2023/24 | 178.75 | 106.25 | 3
2023/24 | 179.75 | 106.25 | 2
2023/24 | 180.25 | 106.25 | 2
2023/24 | 180.75 | 106.25 | 2
2023/24 | 181.25 | 106.25 | 3
2023/24 | 181.75 | 106.25 | 5
2023/24 | 182.25 | 106.25 | 4
2023/24 | 182.75 | 106.25 | 1
2023/24 | 183.25 | 106.25 | 4
2023/24 | 183.75 | 106.25 | 3
2023/24 | 184.25 | 106.25 | 1
2023/24 | 184.75 | 106.25 | 2
2023/24 | 185.25 | 106.25 | 3
2023/24 | 185.75 | 106.25 | 1
2023/24 | 186.25 | 106.25 | 3
2023/24 | 186.75 | 106.25 | 5
2023/24 | 187.25 | 106.25 | 4
2023/24 | 187.75 | 106.25 | 6
2023/24 | 188.25 | 106.25 | 5
2023/24 | 188.75 | 106.25 | 8
2023/24 | 189.25 | 106.25 | 5
2023/24 | 189.75 | 106.25 | 13
2023/24 | 190.25 | 106.25 | 6
2023/24 | 190.75 | 106.25 | 8
2023/24 | 191.25 | 106.25 | 9
2023/24 | 191.75 | 106.25 | 8
2023/24 | 192.25 | 106.25 | 8
2023/24 | 192.75 | 106.25 | 8
2023/24 | 193.25 | 106.25 | 10
2023/24 | 193.75 | 106.25 | 18
2023/24 | 194.25 | 106.25 | 13
2023/24 | 194.75 | 106.25 | 11
2023/24 | 195.25 | 106.25 | 15
2023/24 | 195.75 | 106.25 | 17
2023/24 | 196.25 | 106.25 | 25
2023/24 | 196.75 | 106.25 | 16
2023/24 | 197.25 | 106.25 | 12
2023/24 | 197.75 | 106.25 | 15
2023/24 | 198.25 | 106.25 | 14
2023/24 | 198.75 | 106.25 | 11
2023/24 | 199.25 | 106.25 | 23
2023/24 | 199.75 | 106.25 | 20
2023/24 | 200.25 | 106.25 | 14
2023/24 | 200.75 | 106.25 | 25
2023/24 | 201.25 | 106.25 | 29
2023/24 | 201.75 | 106.25 | 16
2023/24 | 202.25 | 106.25 | 30
2023/24 | 202.75 | 106.25 | 30
2023/24 | 203.25 | 106.25 | 29
2023/24 | 203.75 | 106.25 | 37
2023/24 | 204.25 | 106.25 | 36
2023/24 | 204.75 | 106.25 | 32
2023/24 | 205.25 | 106.25 | 40
2023/24 | 205.75 | 106.25 | 30
2023/24 | 206.25 | 106.25 | 33
2023/24 | 206.75 | 106.25 | 42
2023/24 | 207.25 | 106.25 | 40
2023/24 | 207.75 | 106.25 | 46
2023/24 | 208.25 | 106.25 | 57
2023/24 | 208.75 | 106.25 | 65
2023/24 | 209.25 | 106.25 | 45
2023/24 | 209.75 | 106.25 | 53
2023/24 | 210.25 | 106.25 | 59
2023/24 | 210.75 | 106.25 | 43
2023/24 | 211.25 | 106.25 | 49
2023/24 | 211.75 | 106.25 | 70
2023/24 | 212.25 | 106.25 | 68
2023/24 | 212.75 | 106.25 | 69
2023/24 | 213.25 | 106.25 | 87
2023/24 | 213.75 | 106.25 | 71
2023/24 | 214.25 | 106.25 | 75
2023/24 | 214.75 | 106.25 | 88
2023/24 | 215.25 | 106.25 | 93
2023/24 | 215.75 | 106.25 | 88
2023/24 | 216.25 | 106.25 | 66
2023/24 | 216.75 | 106.25 | 95
2023/24 | 217.25 | 106.25 | 93
2023/24 | 217.75 | 106.25 | 75
2023/24 | 218.25 | 106.25 | 104
2023/24 | 218.75 | 106.25 | 103
2023/24 | 219.25 | 106.25 | 81
2023/24 | 219.75 | 106.25 | 104
2023/24 | 220.25 | 106.25 | 102
2023/24 | 220.75 | 106.25 | 102
2023/24 | 221.25 | 106.25 | 115
2023/24 | 221.75 | 106.25 | 124
2023/24 | 222.25 | 106.25 | 110
2023/24 | 222.75 | 106.25 | 131
2023/24 | 223.25 | 106.25 | 127
2023/24 | 223.75 | 106.25 | 123
2023/24 | 224.25 | 106.25 | 122
2023/24 | 224.75 | 106.25 | 135
2023/24 | 225.25 | 106.25 | 128
2023/24 | 225.75 | 106.25 | 113
2023/24 | 226.25 | 106.25 | 128
2023/24 | 226.75 | 106.25 | 127
2023/24 | 227.25 | 106.25 | 128
2023/24 | 227.75 | 106.25 | 118
2023/24 | 228.25 | 106.25 | 125
2023/24 | 228.75 | 106.25 | 124
2023/24 | 229.25 | 106.25 | 151
2023/24 | 229.75 | 106.25 | 149
2023/24 | 230.25 | 106.25 | 131
2023/24 | 230.75 | 106.25 | 144
2023/24 | 231.25 | 106.25 | 142
2023/24 | 231.75 | 106.25 | 145
2023/24 | 232.25 | 106.25 | 127
2023/24 | 232.75 | 106.25 | 182
2023/24 | 233.25 | 106.25 | 163
2023/24 | 233.75 | 106.25 | 156
2023/24 | 234.25 | 106.25 | 126
2023/24 | 234.75 | 106.25 | 131
2023/24 | 235.25 | 106.25 | 153
2023/24 | 235.75 | 106.25 | 142
2023/24 | 236.25 | 106.25 | 126
2023/24 | 236.75 | 106.25 | 134
2023/24 | 237.25 | 106.25 | 135
2023/24 | 237.75 | 106.25 | 157
2023/24 | 238.25 | 106.25 | 154
2023/24 | 238.75 | 106.25 | 154
2023/24 | 239.25 | 106.25 | 139
2023/24 | 239.75 | 106.25 | 142
2023/24 | 240.25 | 106.25 | 158
2023/24 | 240.75 | 106.25 | 149
2023/24 | 241.25 | 106.25 | 178
2023/24 | 241.75 | 106.25 | 158
2023/24 | 242.25 | 106.25 | 153
2023/24 | 242.75 | 106.25 | 167
2023/24 | 243.25 | 106.25 | 148
2023/24 | 243.75 | 106.25 | 144
2023/24 | 244.25 | 106.25 | 178
2023/24 | 244.75 | 106.25 | 143
2023/24 | 245.25 | 106.25 | 169
2023/24 | 245.75 | 106.25 | 135
2023/24 | 246.25 | 106.25 | 132
2023/24 | 246.75 | 106.25 | 162
2023/24 | 247.25 | 106.25 | 146
2023/24 | 247.75 | 106.25 | 146
2023/24 | 248.25 | 106.25 | 128
2023/24 | 248.75 | 106.25 | 147
2023/24 | 249.25 | 106.25 | 163
2023/24 | 249.75 | 106.25 | 138
2023/24 | 250.25 | 106.25 | 146
2023/24 | 250.75 | 106.25 | 145
2023/24 | 251.25 | 106.25 | 154
2023/24 | 251.75 | 106.25 | 121
2023/24 | 252.25 | 106.25 | 146
2023/24 | 252.75 | 106.25 | 130
2023/24 | 253.25 | 106.25 | 120
2023/24 | 253.75 | 106.25 | 140
2023/24 | 254.25 | 106.25 | 129
2023/24 | 254.75 | 106.25 | 117
2023/24 | 255.25 | 106.25 | 108
2023/24 | 255.75 | 106.25 | 113
2023/24 | 256.25 | 106.25 | 114
2023/24 | 256.75 | 106.25 | 141
2023/24 | 257.25 | 106.25 | 134
2023/24 | 257.75 | 106.25 | 123
2023/24 | 258.25 | 106.25 | 131
2023/24 | 258.75 | 106.25 | 119
2023/24 | 259.25 | 106.25 | 118
2023/24 | 259.75 | 106.25 | 130
2023/24 | 260.25 | 106.25 | 150
2023/24 | 260.75 | 106.25 | 116
2023/24 | 261.25 | 106.25 | 119
2023/24 | 261.75 | 106.25 | 121
2023/24 | 262.25 | 106.25 | 128
2023/24 | 262.75 | 106.25 | 116
2023/24 | 263.25 | 106.25 | 115
2023/24 | 263.75 | 106.25 | 128
2023/24 | 264.25 | 106.25 | 113
2023/24 | 264.75 | 106.25 | 101
2023/24 | 265.25 | 106.25 | 106
2023/24 | 265.75 | 106.25 | 105
2023/24 | 266.25 | 106.25 | 112
2023/24 | 266.75 | 106.25 | 126
2023/24 | 267.25 | 106.25 | 111
2023/24 | 267.75 | 106.25 | 104
2023/24 | 268.25 | 106.25 | 112
2023/24 | 268.75 | 106.25 | 101
2023/24 | 269.25 | 106.25 | 112
2023/24 | 269.75 | 106.25 | 99
2023/24 | 270.25 | 106.25 | 100
2023/24 | 270.75 | 106.25 | 91
2023/24 | 271.25 | 106.25 | 88
2023/24 | 271.75 | 106.25 | 105
2023/24 | 272.25 | 106.25 | 116
2023/24 | 272.75 | 106.25 | 98
2023/24 | 273.25 | 106.25 | 106
2023/24 | 273.75 | 106.25 | 89
2023/24 | 274.25 | 106.25 | 78
2023/24 | 274.75 | 106.25 | 77
2023/24 | 275.25 | 106.25 | 86
2023/24 | 275.75 | 106.25 | 79
2023/24 | 276.25 | 106.25 | 78
2023/24 | 276.75 | 106.25 | 84
2023/24 | 277.25 | 106.25 | 81
2023/24 | 277.75 | 106.25 | 86
2023/24 | 278.25 | 106.25 | 69
2023/24 | 278.75 | 106.25 | 72
2023/24 | 279.25 | 106.25 | 77
2023/24 | 279.75 | 106.25 | 82
2023/24 | 280.25 | 106.25 | 76
2023/24 | 280.75 | 106.25 | 67
2023/24 | 281.25 | 106.25 | 75
2023/24 | 281.75 | 106.25 | 56
2023/24 | 282.25 | 106.25 | 77
2023/24 | 282.75 | 106.25 | 67
2023/24 | 283.25 | 106.25 | 62
2023/24 | 283.75 | 106.25 | 71
2023/24 | 284.25 | 106.25 | 71
2023/24 | 284.75 | 106.25 | 58
2023/24 | 285.25 | 106.25 | 75
2023/24 | 285.75 | 106.25 | 61
2023/24 | 286.25 | 106.25 | 67
2023/24 | 286.75 | 106.25 | 64
2023/24 | 287.25 | 106.25 | 64
2023/24 | 287.75 | 106.25 | 61
2023/24 | 288.25 | 106.25 | 70
2023/24 | 288.75 | 106.25 | 70
2023/24 | 289.25 | 106.25 | 51
2023/24 | 289.75 | 106.25 | 66
2023/24 | 290.25 | 106.25 | 44
2023/24 | 290.75 | 106.25 | 53
2023/24 | 291.25 | 106.25 | 59
2023/24 | 291.75 | 106.25 | 59
2023/24 | 292.25 | 106.25 | 57
2023/24 | 292.75 | 106.25 | 55
2023/24 | 293.25 | 106.25 | 44
2023/24 | 293.75 | 106.25 | 50
2023/24 | 294.25 | 106.25 | 42
2023/24 | 294.75 | 106.25 | 53
2023/24 | 295.25 | 106.25 | 49
2023/24 | 295.75 | 106.25 | 39
2023/24 | 296.25 | 106.25 | 37
2023/24 | 296.75 | 106.25 | 45
2023/24 | 297.25 | 106.25 | 40
2023/24 | 297.75 | 106.25 | 43
2023/24 | 298.25 | 106.25 | 37
2023/24 | 298.75 | 106.25 | 38
2023/24 | 299.25 | 106.25 | 43
2023/24 | 299.75 | 106.25 | 49
2023/24 | 300.25 | 106.25 | 34
2023/24 | 300.75 | 106.25 | 36
2023/24 | 301.25 | 106.25 | 34
2023/24 | 301.75 | 106.25 | 37
2023/24 | 302.25 | 106.25 | 25
2023/24 | 302.75 | 106.25 | 24
2023/24 | 303.25 | 106.25 | 31
2023/24 | 303.75 | 106.25 | 31
2023/24 | 304.25 | 106.25 | 30
2023/24 | 304.75 | 106.25 | 32
2023/24 | 305.25 | 106.25 | 33
2023/24 | 305.75 | 106.25 | 34
2023/24 | 306.25 | 106.25 | 45
2023/24 | 306.75 | 106.25 | 32
2023/24 | 307.25 | 106.25 | 31
2023/24 | 307.75 | 106.25 | 34
2023/24 | 308.25 | 106.25 | 17
2023/24 | 308.75 | 106.25 | 21
2023/24 | 309.25 | 106.25 | 30
2023/24 | 309.75 | 106.25 | 23
2023/24 | 310.25 | 106.25 | 17
2023/24 | 310.75 | 106.25 | 15
2023/24 | 311.25 | 106.25 | 32
2023/24 | 311.75 | 106.25 | 17
2023/24 | 312.25 | 106.25 | 21
2023/24 | 312.75 | 106.25 | 25
2023/24 | 313.25 | 106.25 | 27
2023/24 | 313.75 | 106.25 | 18
2023/24 | 314.25 | 106.25 | 18
2023/24 | 314.75 | 106.25 | 32
2023/24 | 315.25 | 106.25 | 24
2023/24 | 315.75 | 106.25 | 15
2023/24 | 316.25 | 106.25 | 15
2023/24 | 316.75 | 106.25 | 17
2023/24 | 317.25 | 106.25 | 23
2023/24 | 317.75 | 106.25 | 23
2023/24 | 318.25 | 106.25 | 22
2023/24 | 318.75 | 106.25 | 21
2023/24 | 319.25 | 106.25 | 14
2023/24 | 319.75 | 106.25 | 22
2023/24 | 320.25 | 106.25 | 16
2023/24 | 320.75 | 106.25 | 16
2023/24 | 321.25 | 106.25 | 23
2023/24 | 321.75 | 106.25 | 13
2023/24 | 322.25 | 106.25 | 16
2023/24 | 322.75 | 106.25 | 15
2023/24 | 323.25 | 106.25 | 14
2023/24 | 323.75 | 106.25 | 16
2023/24 | 324.25 | 106.25 | 13
2023/24 | 324.75 | 106.25 | 17
2023/24 | 325.25 | 106.25 | 20
2023/24 | 325.75 | 106.25 | 18
2023/24 | 326.25 | 106.25 | 17
2023/24 | 326.75 | 106.25 | 14
2023/24 | 327.25 | 106.25 | 16
2023/24 | 327.75 | 106.25 | 7
2023/24 | 328.25 | 106.25 | 8
2023/24 | 328.75 | 106.25 | 17
2023/24 | 329.25 | 106.25 | 13
2023/24 | 329.75 | 106.25 | 14
2023/24 | 330.25 | 106.25 | 10
2023/24 | 330.75 | 106.25 | 18
2023/24 | 331.25 | 106.25 | 9
2023/24 | 331.75 | 106.25 | 12
2023/24 | 332.25 | 106.25 | 14
2023/24 | 332.75 | 106.25 | 15
2023/24 | 333.25 | 106.25 | 7
2023/24 | 333.75 | 106.25 | 17
2023/24 | 334.25 | 106.25 | 17
2023/24 | 334.75 | 106.25 | 15
2023/24 | 335.25 | 106.25 | 14
2023/24 | 335.75 | 106.25 | 8
2023/24 | 336.25 | 106.25 | 12
2023/24 | 336.75 | 106.25 | 11
2023/24 | 337.25 | 106.25 | 7
2023/24 | 337.75 | 106.25 | 14
2023/24 | 338.25 | 106.25 | 11
2023/24 | 338.75 | 106.25 | 12
2023/24 | 339.25 | 106.25 | 13
2023/24 | 339.75 | 106.25 | 8
2023/24 | 340.25 | 106.25 | 3
2023/24 | 340.75 | 106.25 | 2
2023/24 | 341.25 | 106.25 | 7
2023/24 | 341.75 | 106.25 | 6
2023/24 | 342.25 | 106.25 | 13
2023/24 | 342.75 | 106.25 | 9
2023/24 | 343.25 | 106.25 | 6
2023/24 | 343.75 | 106.25 | 6
2023/24 | 344.25 | 106.25 | 4
2023/24 | 344.75 | 106.25 | 7
2023/24 | 345.25 | 106.25 | 7
2023/24 | 345.75 | 106.25 | 9
2023/24 | 346.25 | 106.25 | 4
2023/24 | 346.75 | 106.25 | 4
2023/24 | 347.25 | 106.25 | 9
2023/24 | 347.75 | 106.25 | 5
2023/24 | 348.25 | 106.25 | 5
2023/24 | 348.75 | 106.25 | 2
2023/24 | 349.25 | 106.25 | 6
2023/24 | 349.75 | 106.25 | 5
2023/24 | 350.25 | 106.25 | 5
2023/24 | 350.75 | 106.25 | 7
2023/24 | 351.25 | 106.25 | 7
2023/24 | 351.75 | 106.25 | 3
2023/24 | 352.25 | 106.25 | 6
2023/24 | 352.75 | 106.25 | 6
2023/24 | 353.25 | 106.25 | 2
2023/24 | 353.75 | 106.25 | 2
2023/24 | 354.25 | 106.25 | 7
2023/24 | 354.75 | 106.25 | 3
2023/24 | 355.25 | 106.25 | 7
2023/24 | 355.75 | 106.25 | 6
2023/24 | 356.25 | 106.25 | 7
2023/24 | 356.75 | 106.25 | 8
2023/24 | 357.25 | 106.25 | 5
2023/24 | 357.75 | 106.25 | 1
2023/24 | 358.25 | 106.25 | 6
2023/24 | 358.75 | 106.25 | 1
2023/24 | 359.25 | 106.25 | 4
2023/24 | 359.75 | 106.25 | 5
2023/24 | 360.25 | 106.25 | 8
2023/24 | 360.75 | 106.25 | 9
2023/24 | 361.25 | 106.25 | 2
2023/24 | 361.75 | 106.25 | 2
2023/24 | 362.25 | 106.25 | 5
2023/24 | 362.75 | 106.25 | 6
2023/24 | 363.25 | 106.25 | 5
2023/24 | 363.75 | 106.25 | 1
2023/24 | 364.25 | 106.25 | 2
2023/24 | 364.75 | 106.25 | 5
2023/24 | 365.25 | 106.25 | 4
2023/24 | 365.75 | 106.25 | 1
2023/24 | 366.25 | 106.25 | 4
2023/24 | 366.75 | 106.25 | 1
2023/24 | 367.25 | 106.25 | 2
2023/24 | 367.75 | 106.25 | 5
2023/24 | 368.25 | 106.25 | 1
2023/24 | 368.75 | 106.25 | 2
2023/24 | 369.25 | 106.25 | 1
2023/24 | 369.75 | 106.25 | 3
2023/24 | 370.25 | 106.25 | 5
2023/24 | 370.75 | 106.25 | 3
2023/24 | 371.25 | 106.25 | 3
2023/24 | 371.75 | 106.25 | 1
2023/24 | 372.25 | 106.25 | 5
2023/24 | 372.75 | 106.25 | 6
2023/24 | 373.75 | 106.25 | 3
2023/24 | 374.25 | 106.25 | 3
2023/24 | 374.75 | 106.25 | 3
2023/24 | 375.75 | 106.25 | 1
2023/24 | 376.25 | 106.25 | 3
2023/24 | 376.75 | 106.25 | 2
2023/24 | 377.25 | 106.25 | 1
2023/24 | 378.75 | 106.25 | 1
2023/24 | 379.25 | 106.25 | 3
2023/24 | 379.75 | 106.25 | 1
2023/24 | 380.25 | 106.25 | 1
2023/24 | 380.75 | 106.25 | 1
2023/24 | 381.25 | 106.25 | 1
2023/24 | 381.75 | 106.25 | 3
2023/24 | 382.25 | 106.25 | 4
2023/24 | 382.75 | 106.25 | 1
2023/24 | 383.75 | 106.25 | 2
2023/24 | 384.25 | 106.25 | 2
2023/24 | 385.25 | 106.25 | 3
2023/24 | 385.75 | 106.25 | 2
2023/24 | 386.25 | 106.25 | 2
2023/24 | 386.75 | 106.25 | 2
2023/24 | 387.25 | 106.25 | 1
2023/24 | 387.75 | 106.25 | 1
2023/24 | 388.25 | 106.25 | 1
2023/24 | 389.25 | 106.25 | 1
2023/24 | 389.75 | 106.25 | 3
2023/24 | 390.25 | 106.25 | 1
2023/24 | 391.25 | 106.25 | 1
2023/24 | 391.75 | 106.25 | 2
2023/24 | 392.25 | 106.25 | 1
2023/24 | 393.25 | 106.25 | 1
2023/24 | 393.75 | 106.25 | 1
2023/24 | 396.75 | 106.25 | 3
2023/24 | 398.25 | 106.25 | 3
2023/24 | 399.25 | 106.25 | 1
2023/24 | 399.75 | 106.25 | 1
2023/24 | 400.75 | 106.25 | 1
2023/24 | 402.25 | 106.25 | 1
2023/24 | 404.75 | 106.25 | 1
2023/24 | 405.25 | 106.25 | 1
2023/24 | 406.25 | 106.25 | 1
2023/24 | 406.75 | 106.25 | 1
2023/24 | 407.25 | 106.25 | 1
2023/24 | 407.75 | 106.25 | 1
2023/24 | 408.25 | 106.25 | 1
2023/24 | 408.75 | 106.25 | 1
2023/24 | 409.75 | 106.25 | 2
2023/24 | 410.25 | 106.25 | 1
2023/24 | 410.75 | 106.25 | 1
2023/24 | 411.25 | 106.25 | 1
2023/24 | 412.25 | 106.25 | 1
2023/24 | 414.25 | 106.25 | 1
2023/24 | 415.25 | 106.25 | 1
2023/24 | 416.25 | 106.25 | 1
2023/24 | 419.75 | 106.25 | 1
2023/24 | 421.25 | 106.25 | 1
2023/24 | 424.25 | 106.25 | 1
2023/24 | 426.75 | 106.25 | 1
2023/24 | 436.75 | 106.25 | 1
2023/24 | 438.25 | 106.25 | 1
2023/24 | 161.25 | 106.75 | 1
2023/24 | 162.75 | 106.75 | 1
2023/24 | 165.25 | 106.75 | 1
2023/24 | 167.25 | 106.75 | 1
2023/24 | 168.75 | 106.75 | 1
2023/24 | 169.25 | 106.75 | 1
2023/24 | 170.25 | 106.75 | 1
2023/24 | 173.25 | 106.75 | 1
2023/24 | 174.25 | 106.75 | 3
2023/24 | 174.75 | 106.75 | 2
2023/24 | 176.25 | 106.75 | 1
2023/24 | 177.75 | 106.75 | 1
2023/24 | 178.25 | 106.75 | 2
2023/24 | 178.75 | 106.75 | 3
2023/24 | 179.25 | 106.75 | 1
2023/24 | 179.75 | 106.75 | 3
2023/24 | 180.25 | 106.75 | 3
2023/24 | 181.25 | 106.75 | 1
2023/24 | 181.75 | 106.75 | 1
2023/24 | 182.75 | 106.75 | 1
2023/24 | 183.25 | 106.75 | 7
2023/24 | 183.75 | 106.75 | 1
2023/24 | 184.25 | 106.75 | 3
2023/24 | 184.75 | 106.75 | 5
2023/24 | 185.25 | 106.75 | 3
2023/24 | 185.75 | 106.75 | 2
2023/24 | 186.25 | 106.75 | 3
2023/24 | 186.75 | 106.75 | 2
2023/24 | 187.25 | 106.75 | 4
2023/24 | 187.75 | 106.75 | 6
2023/24 | 188.25 | 106.75 | 4
2023/24 | 188.75 | 106.75 | 5
2023/24 | 189.25 | 106.75 | 6
2023/24 | 189.75 | 106.75 | 7
2023/24 | 190.25 | 106.75 | 4
2023/24 | 190.75 | 106.75 | 7
2023/24 | 191.25 | 106.75 | 8
2023/24 | 191.75 | 106.75 | 3
2023/24 | 192.25 | 106.75 | 8
2023/24 | 192.75 | 106.75 | 16
2023/24 | 193.25 | 106.75 | 7
2023/24 | 193.75 | 106.75 | 4
2023/24 | 194.25 | 106.75 | 7
2023/24 | 194.75 | 106.75 | 13
2023/24 | 195.25 | 106.75 | 21
2023/24 | 195.75 | 106.75 | 13
2023/24 | 196.25 | 106.75 | 15
2023/24 | 196.75 | 106.75 | 17
2023/24 | 197.25 | 106.75 | 15
2023/24 | 197.75 | 106.75 | 17
2023/24 | 198.25 | 106.75 | 8
2023/24 | 198.75 | 106.75 | 18
2023/24 | 199.25 | 106.75 | 22
2023/24 | 199.75 | 106.75 | 18
2023/24 | 200.25 | 106.75 | 20
2023/24 | 200.75 | 106.75 | 23
2023/24 | 201.25 | 106.75 | 18
2023/24 | 201.75 | 106.75 | 27
2023/24 | 202.25 | 106.75 | 27
2023/24 | 202.75 | 106.75 | 27
2023/24 | 203.25 | 106.75 | 24
2023/24 | 203.75 | 106.75 | 28
2023/24 | 204.25 | 106.75 | 35
2023/24 | 204.75 | 106.75 | 30
2023/24 | 205.25 | 106.75 | 28
2023/24 | 205.75 | 106.75 | 26
2023/24 | 206.25 | 106.75 | 29
2023/24 | 206.75 | 106.75 | 36
2023/24 | 207.25 | 106.75 | 46
2023/24 | 207.75 | 106.75 | 30
2023/24 | 208.25 | 106.75 | 43
2023/24 | 208.75 | 106.75 | 42
2023/24 | 209.25 | 106.75 | 43
2023/24 | 209.75 | 106.75 | 45
2023/24 | 210.25 | 106.75 | 52
2023/24 | 210.75 | 106.75 | 63
2023/24 | 211.25 | 106.75 | 57
2023/24 | 211.75 | 106.75 | 59
2023/24 | 212.25 | 106.75 | 64
2023/24 | 212.75 | 106.75 | 58
2023/24 | 213.25 | 106.75 | 67
2023/24 | 213.75 | 106.75 | 60
2023/24 | 214.25 | 106.75 | 63
2023/24 | 214.75 | 106.75 | 83
2023/24 | 215.25 | 106.75 | 65
2023/24 | 215.75 | 106.75 | 80
2023/24 | 216.25 | 106.75 | 77
2023/24 | 216.75 | 106.75 | 80
2023/24 | 217.25 | 106.75 | 84
2023/24 | 217.75 | 106.75 | 77
2023/24 | 218.25 | 106.75 | 75
2023/24 | 218.75 | 106.75 | 89
2023/24 | 219.25 | 106.75 | 88
2023/24 | 219.75 | 106.75 | 114
2023/24 | 220.25 | 106.75 | 110
2023/24 | 220.75 | 106.75 | 104
2023/24 | 221.25 | 106.75 | 123
2023/24 | 221.75 | 106.75 | 102
2023/24 | 222.25 | 106.75 | 109
2023/24 | 222.75 | 106.75 | 105
2023/24 | 223.25 | 106.75 | 102
2023/24 | 223.75 | 106.75 | 129
2023/24 | 224.25 | 106.75 | 108
2023/24 | 224.75 | 106.75 | 115
2023/24 | 225.25 | 106.75 | 122
2023/24 | 225.75 | 106.75 | 114
2023/24 | 226.25 | 106.75 | 136
2023/24 | 226.75 | 106.75 | 113
2023/24 | 227.25 | 106.75 | 123
2023/24 | 227.75 | 106.75 | 140
2023/24 | 228.25 | 106.75 | 117
2023/24 | 228.75 | 106.75 | 134
2023/24 | 229.25 | 106.75 | 131
2023/24 | 229.75 | 106.75 | 135
2023/24 | 230.25 | 106.75 | 123
2023/24 | 230.75 | 106.75 | 127
2023/24 | 231.25 | 106.75 | 159
2023/24 | 231.75 | 106.75 | 153
2023/24 | 232.25 | 106.75 | 142
2023/24 | 232.75 | 106.75 | 165
2023/24 | 233.25 | 106.75 | 146
2023/24 | 233.75 | 106.75 | 135
2023/24 | 234.25 | 106.75 | 145
2023/24 | 234.75 | 106.75 | 174
2023/24 | 235.25 | 106.75 | 163
2023/24 | 235.75 | 106.75 | 141
2023/24 | 236.25 | 106.75 | 129
2023/24 | 236.75 | 106.75 | 148
2023/24 | 237.25 | 106.75 | 124
2023/24 | 237.75 | 106.75 | 133
2023/24 | 238.25 | 106.75 | 165
2023/24 | 238.75 | 106.75 | 133
2023/24 | 239.25 | 106.75 | 138
2023/24 | 239.75 | 106.75 | 154
2023/24 | 240.25 | 106.75 | 147
2023/24 | 240.75 | 106.75 | 171
2023/24 | 241.25 | 106.75 | 172
2023/24 | 241.75 | 106.75 | 163
2023/24 | 242.25 | 106.75 | 157
2023/24 | 242.75 | 106.75 | 142
2023/24 | 243.25 | 106.75 | 161
2023/24 | 243.75 | 106.75 | 161
2023/24 | 244.25 | 106.75 | 167
2023/24 | 244.75 | 106.75 | 160
2023/24 | 245.25 | 106.75 | 164
2023/24 | 245.75 | 106.75 | 157
2023/24 | 246.25 | 106.75 | 162
2023/24 | 246.75 | 106.75 | 144
2023/24 | 247.25 | 106.75 | 157
2023/24 | 247.75 | 106.75 | 143
2023/24 | 248.25 | 106.75 | 129
2023/24 | 248.75 | 106.75 | 178
2023/24 | 249.25 | 106.75 | 147
2023/24 | 249.75 | 106.75 | 170
2023/24 | 250.25 | 106.75 | 140
2023/24 | 250.75 | 106.75 | 140
2023/24 | 251.25 | 106.75 | 142
2023/24 | 251.75 | 106.75 | 162
2023/24 | 252.25 | 106.75 | 153
2023/24 | 252.75 | 106.75 | 149
2023/24 | 253.25 | 106.75 | 145
2023/24 | 253.75 | 106.75 | 156
2023/24 | 254.25 | 106.75 | 152
2023/24 | 254.75 | 106.75 | 126
2023/24 | 255.25 | 106.75 | 125
2023/24 | 255.75 | 106.75 | 128
2023/24 | 256.25 | 106.75 | 149
2023/24 | 256.75 | 106.75 | 122
2023/24 | 257.25 | 106.75 | 142
2023/24 | 257.75 | 106.75 | 114
2023/24 | 258.25 | 106.75 | 129
2023/24 | 258.75 | 106.75 | 145
2023/24 | 259.25 | 106.75 | 114
2023/24 | 259.75 | 106.75 | 116
2023/24 | 260.25 | 106.75 | 129
2023/24 | 260.75 | 106.75 | 121
2023/24 | 261.25 | 106.75 | 122
2023/24 | 261.75 | 106.75 | 125
2023/24 | 262.25 | 106.75 | 115
2023/24 | 262.75 | 106.75 | 135
2023/24 | 263.25 | 106.75 | 131
2023/24 | 263.75 | 106.75 | 121
2023/24 | 264.25 | 106.75 | 114
2023/24 | 264.75 | 106.75 | 112
2023/24 | 265.25 | 106.75 | 117
2023/24 | 265.75 | 106.75 | 108
2023/24 | 266.25 | 106.75 | 116
2023/24 | 266.75 | 106.75 | 138
2023/24 | 267.25 | 106.75 | 113
2023/24 | 267.75 | 106.75 | 131
2023/24 | 268.25 | 106.75 | 106
2023/24 | 268.75 | 106.75 | 103
2023/24 | 269.25 | 106.75 | 112
2023/24 | 269.75 | 106.75 | 94
2023/24 | 270.25 | 106.75 | 111
2023/24 | 270.75 | 106.75 | 107
2023/24 | 271.25 | 106.75 | 110
2023/24 | 271.75 | 106.75 | 107
2023/24 | 272.25 | 106.75 | 99
2023/24 | 272.75 | 106.75 | 87
2023/24 | 273.25 | 106.75 | 93
2023/24 | 273.75 | 106.75 | 110
2023/24 | 274.25 | 106.75 | 112
2023/24 | 274.75 | 106.75 | 101
2023/24 | 275.25 | 106.75 | 89
2023/24 | 275.75 | 106.75 | 109
2023/24 | 276.25 | 106.75 | 74
2023/24 | 276.75 | 106.75 | 110
2023/24 | 277.25 | 106.75 | 94
2023/24 | 277.75 | 106.75 | 84
2023/24 | 278.25 | 106.75 | 68
2023/24 | 278.75 | 106.75 | 67
2023/24 | 279.25 | 106.75 | 88
2023/24 | 279.75 | 106.75 | 89
2023/24 | 280.25 | 106.75 | 77
2023/24 | 280.75 | 106.75 | 64
2023/24 | 281.25 | 106.75 | 94
2023/24 | 281.75 | 106.75 | 68
2023/24 | 282.25 | 106.75 | 70
2023/24 | 282.75 | 106.75 | 73
2023/24 | 283.25 | 106.75 | 74
2023/24 | 283.75 | 106.75 | 62
2023/24 | 284.25 | 106.75 | 73
2023/24 | 284.75 | 106.75 | 69
2023/24 | 285.25 | 106.75 | 69
2023/24 | 285.75 | 106.75 | 70
2023/24 | 286.25 | 106.75 | 75
2023/24 | 286.75 | 106.75 | 63
2023/24 | 287.25 | 106.75 | 62
2023/24 | 287.75 | 106.75 | 67
2023/24 | 288.25 | 106.75 | 61
2023/24 | 288.75 | 106.75 | 70
2023/24 | 289.25 | 106.75 | 50
2023/24 | 289.75 | 106.75 | 64
2023/24 | 290.25 | 106.75 | 56
2023/24 | 290.75 | 106.75 | 70
2023/24 | 291.25 | 106.75 | 55
2023/24 | 291.75 | 106.75 | 50
2023/24 | 292.25 | 106.75 | 44
2023/24 | 292.75 | 106.75 | 51
2023/24 | 293.25 | 106.75 | 45
2023/24 | 293.75 | 106.75 | 44
2023/24 | 294.25 | 106.75 | 47
2023/24 | 294.75 | 106.75 | 58
2023/24 | 295.25 | 106.75 | 45
2023/24 | 295.75 | 106.75 | 37
2023/24 | 296.25 | 106.75 | 41
2023/24 | 296.75 | 106.75 | 46
2023/24 | 297.25 | 106.75 | 46
2023/24 | 297.75 | 106.75 | 52
2023/24 | 298.25 | 106.75 | 43
2023/24 | 298.75 | 106.75 | 41
2023/24 | 299.25 | 106.75 | 36
2023/24 | 299.75 | 106.75 | 36
2023/24 | 300.25 | 106.75 | 36
2023/24 | 300.75 | 106.75 | 37
2023/24 | 301.25 | 106.75 | 43
2023/24 | 301.75 | 106.75 | 29
2023/24 | 302.25 | 106.75 | 32
2023/24 | 302.75 | 106.75 | 27
2023/24 | 303.25 | 106.75 | 35
2023/24 | 303.75 | 106.75 | 45
2023/24 | 304.25 | 106.75 | 37
2023/24 | 304.75 | 106.75 | 36
2023/24 | 305.25 | 106.75 | 42
2023/24 | 305.75 | 106.75 | 37
2023/24 | 306.25 | 106.75 | 43
2023/24 | 306.75 | 106.75 | 25
2023/24 | 307.25 | 106.75 | 36
2023/24 | 307.75 | 106.75 | 27
2023/24 | 308.25 | 106.75 | 26
2023/24 | 308.75 | 106.75 | 41
2023/24 | 309.25 | 106.75 | 37
2023/24 | 309.75 | 106.75 | 27
2023/24 | 310.25 | 106.75 | 30
2023/24 | 310.75 | 106.75 | 29
2023/24 | 311.25 | 106.75 | 27
2023/24 | 311.75 | 106.75 | 21
2023/24 | 312.25 | 106.75 | 20
2023/24 | 312.75 | 106.75 | 32
2023/24 | 313.25 | 106.75 | 22
2023/24 | 313.75 | 106.75 | 20
2023/24 | 314.25 | 106.75 | 26
2023/24 | 314.75 | 106.75 | 27
2023/24 | 315.25 | 106.75 | 18
2023/24 | 315.75 | 106.75 | 16
2023/24 | 316.25 | 106.75 | 19
2023/24 | 316.75 | 106.75 | 20
2023/24 | 317.25 | 106.75 | 21
2023/24 | 317.75 | 106.75 | 17
2023/24 | 318.25 | 106.75 | 19
2023/24 | 318.75 | 106.75 | 19
2023/24 | 319.25 | 106.75 | 19
2023/24 | 319.75 | 106.75 | 13
2023/24 | 320.25 | 106.75 | 23
2023/24 | 320.75 | 106.75 | 16
2023/24 | 321.25 | 106.75 | 24
2023/24 | 321.75 | 106.75 | 20
2023/24 | 322.25 | 106.75 | 17
2023/24 | 322.75 | 106.75 | 15
2023/24 | 323.25 | 106.75 | 15
2023/24 | 323.75 | 106.75 | 23
2023/24 | 324.25 | 106.75 | 20
2023/24 | 324.75 | 106.75 | 10
2023/24 | 325.25 | 106.75 | 17
2023/24 | 325.75 | 106.75 | 17
2023/24 | 326.25 | 106.75 | 23
2023/24 | 326.75 | 106.75 | 13
2023/24 | 327.25 | 106.75 | 7
2023/24 | 327.75 | 106.75 | 15
2023/24 | 328.25 | 106.75 | 18
2023/24 | 328.75 | 106.75 | 18
2023/24 | 329.25 | 106.75 | 14
2023/24 | 329.75 | 106.75 | 12
2023/24 | 330.25 | 106.75 | 14
2023/24 | 330.75 | 106.75 | 14
2023/24 | 331.25 | 106.75 | 15
2023/24 | 331.75 | 106.75 | 7
2023/24 | 332.25 | 106.75 | 14
2023/24 | 332.75 | 106.75 | 10
2023/24 | 333.25 | 106.75 | 16
2023/24 | 333.75 | 106.75 | 13
2023/24 | 334.25 | 106.75 | 12
2023/24 | 334.75 | 106.75 | 6
2023/24 | 335.25 | 106.75 | 7
2023/24 | 335.75 | 106.75 | 11
2023/24 | 336.25 | 106.75 | 12
2023/24 | 336.75 | 106.75 | 9
2023/24 | 337.25 | 106.75 | 12
2023/24 | 337.75 | 106.75 | 10
2023/24 | 338.25 | 106.75 | 8
2023/24 | 338.75 | 106.75 | 14
2023/24 | 339.25 | 106.75 | 5
2023/24 | 339.75 | 106.75 | 8
2023/24 | 340.25 | 106.75 | 8
2023/24 | 340.75 | 106.75 | 7
2023/24 | 341.25 | 106.75 | 13
2023/24 | 341.75 | 106.75 | 10
2023/24 | 342.25 | 106.75 | 4
2023/24 | 342.75 | 106.75 | 11
2023/24 | 343.25 | 106.75 | 7
2023/24 | 343.75 | 106.75 | 3
2023/24 | 344.25 | 106.75 | 10
2023/24 | 344.75 | 106.75 | 7
2023/24 | 345.25 | 106.75 | 9
2023/24 | 345.75 | 106.75 | 6
2023/24 | 346.25 | 106.75 | 8
2023/24 | 346.75 | 106.75 | 9
2023/24 | 347.25 | 106.75 | 6
2023/24 | 347.75 | 106.75 | 7
2023/24 | 348.25 | 106.75 | 4
2023/24 | 348.75 | 106.75 | 9
2023/24 | 349.25 | 106.75 | 6
2023/24 | 349.75 | 106.75 | 5
2023/24 | 350.25 | 106.75 | 2
2023/24 | 350.75 | 106.75 | 5
2023/24 | 351.25 | 106.75 | 10
2023/24 | 351.75 | 106.75 | 5
2023/24 | 352.25 | 106.75 | 5
2023/24 | 352.75 | 106.75 | 4
2023/24 | 353.25 | 106.75 | 8
2023/24 | 353.75 | 106.75 | 7
2023/24 | 354.25 | 106.75 | 8
2023/24 | 354.75 | 106.75 | 4
2023/24 | 355.25 | 106.75 | 5
2023/24 | 355.75 | 106.75 | 6
2023/24 | 356.25 | 106.75 | 3
2023/24 | 356.75 | 106.75 | 3
2023/24 | 357.25 | 106.75 | 3
2023/24 | 357.75 | 106.75 | 6
2023/24 | 358.25 | 106.75 | 5
2023/24 | 358.75 | 106.75 | 5
2023/24 | 359.25 | 106.75 | 3
2023/24 | 359.75 | 106.75 | 7
2023/24 | 360.25 | 106.75 | 5
2023/24 | 360.75 | 106.75 | 5
2023/24 | 361.25 | 106.75 | 3
2023/24 | 361.75 | 106.75 | 3
2023/24 | 362.25 | 106.75 | 5
2023/24 | 362.75 | 106.75 | 2
2023/24 | 363.25 | 106.75 | 1
2023/24 | 363.75 | 106.75 | 4
2023/24 | 364.25 | 106.75 | 6
2023/24 | 364.75 | 106.75 | 5
2023/24 | 365.25 | 106.75 | 5
2023/24 | 365.75 | 106.75 | 7
2023/24 | 366.25 | 106.75 | 5
2023/24 | 366.75 | 106.75 | 3
2023/24 | 367.25 | 106.75 | 2
2023/24 | 367.75 | 106.75 | 4
2023/24 | 368.25 | 106.75 | 5
2023/24 | 368.75 | 106.75 | 4
2023/24 | 369.75 | 106.75 | 3
2023/24 | 370.25 | 106.75 | 2
2023/24 | 370.75 | 106.75 | 4
2023/24 | 371.25 | 106.75 | 2
2023/24 | 371.75 | 106.75 | 3
2023/24 | 372.25 | 106.75 | 2
2023/24 | 372.75 | 106.75 | 3
2023/24 | 373.25 | 106.75 | 1
2023/24 | 373.75 | 106.75 | 3
2023/24 | 374.25 | 106.75 | 3
2023/24 | 374.75 | 106.75 | 2
2023/24 | 375.25 | 106.75 | 4
2023/24 | 376.75 | 106.75 | 1
2023/24 | 377.25 | 106.75 | 2
2023/24 | 377.75 | 106.75 | 2
2023/24 | 378.25 | 106.75 | 1
2023/24 | 378.75 | 106.75 | 1
2023/24 | 379.25 | 106.75 | 1
2023/24 | 379.75 | 106.75 | 2
2023/24 | 380.25 | 106.75 | 2
2023/24 | 380.75 | 106.75 | 1
2023/24 | 381.25 | 106.75 | 1
2023/24 | 381.75 | 106.75 | 3
2023/24 | 382.25 | 106.75 | 1
2023/24 | 383.25 | 106.75 | 2
2023/24 | 383.75 | 106.75 | 3
2023/24 | 384.75 | 106.75 | 1
2023/24 | 385.25 | 106.75 | 1
2023/24 | 385.75 | 106.75 | 2
2023/24 | 386.25 | 106.75 | 1
2023/24 | 386.75 | 106.75 | 1
2023/24 | 387.75 | 106.75 | 1
2023/24 | 388.25 | 106.75 | 1
2023/24 | 389.25 | 106.75 | 1
2023/24 | 389.75 | 106.75 | 2
2023/24 | 391.25 | 106.75 | 1
2023/24 | 392.25 | 106.75 | 1
2023/24 | 392.75 | 106.75 | 2
2023/24 | 393.25 | 106.75 | 3
2023/24 | 393.75 | 106.75 | 1
2023/24 | 394.75 | 106.75 | 1
2023/24 | 395.25 | 106.75 | 2
2023/24 | 395.75 | 106.75 | 1
2023/24 | 396.75 | 106.75 | 1
2023/24 | 397.75 | 106.75 | 1
2023/24 | 399.25 | 106.75 | 1
2023/24 | 400.25 | 106.75 | 1
2023/24 | 400.75 | 106.75 | 1
2023/24 | 401.25 | 106.75 | 1
2023/24 | 402.25 | 106.75 | 1
2023/24 | 402.75 | 106.75 | 2
2023/24 | 403.75 | 106.75 | 1
2023/24 | 404.25 | 106.75 | 3
2023/24 | 405.25 | 106.75 | 2
2023/24 | 405.75 | 106.75 | 1
2023/24 | 406.75 | 106.75 | 3
2023/24 | 407.25 | 106.75 | 2
2023/24 | 407.75 | 106.75 | 1
2023/24 | 408.25 | 106.75 | 1
2023/24 | 408.75 | 106.75 | 2
2023/24 | 410.25 | 106.75 | 1
2023/24 | 410.75 | 106.75 | 1
2023/24 | 411.25 | 106.75 | 1
2023/24 | 411.75 | 106.75 | 1
2023/24 | 412.75 | 106.75 | 1
2023/24 | 413.75 | 106.75 | 1
2023/24 | 414.75 | 106.75 | 3
2023/24 | 415.75 | 106.75 | 1
2023/24 | 417.75 | 106.75 | 1
2023/24 | 418.25 | 106.75 | 1
2023/24 | 418.75 | 106.75 | 1
2023/24 | 419.25 | 106.75 | 2
2023/24 | 420.75 | 106.75 | 1
2023/24 | 421.75 | 106.75 | 1
2023/24 | 424.25 | 106.75 | 1
2023/24 | 425.25 | 106.75 | 1
2023/24 | 425.75 | 106.75 | 1
2023/24 | 430.75 | 106.75 | 1
2023/24 | 436.75 | 106.75 | 1
2023/24 | 439.75 | 106.75 | 1
2023/24 | 441.75 | 106.75 | 1
2023/24 | 442.25 | 106.75 | 1
2023/24 | 447.75 | 106.75 | 1
2023/24 | 455.25 | 106.75 | 1
2023/24 | 162.75 | 107.25 | 1
2023/24 | 164.25 | 107.25 | 1
2023/24 | 168.75 | 107.25 | 1
2023/24 | 171.75 | 107.25 | 2
2023/24 | 172.25 | 107.25 | 1
2023/24 | 174.25 | 107.25 | 1
2023/24 | 176.75 | 107.25 | 1
2023/24 | 177.25 | 107.25 | 1
2023/24 | 178.25 | 107.25 | 2
2023/24 | 178.75 | 107.25 | 1
2023/24 | 179.25 | 107.25 | 2
2023/24 | 179.75 | 107.25 | 1
2023/24 | 180.25 | 107.25 | 1
2023/24 | 181.25 | 107.25 | 1
2023/24 | 181.75 | 107.25 | 5
2023/24 | 182.25 | 107.25 | 2
2023/24 | 182.75 | 107.25 | 1
2023/24 | 183.25 | 107.25 | 1
2023/24 | 183.75 | 107.25 | 1
2023/24 | 184.25 | 107.25 | 2
2023/24 | 184.75 | 107.25 | 2
2023/24 | 185.25 | 107.25 | 5
2023/24 | 185.75 | 107.25 | 3
2023/24 | 186.25 | 107.25 | 2
2023/24 | 186.75 | 107.25 | 4
2023/24 | 187.25 | 107.25 | 2
2023/24 | 187.75 | 107.25 | 2
2023/24 | 188.25 | 107.25 | 8
2023/24 | 188.75 | 107.25 | 4
2023/24 | 189.25 | 107.25 | 3
2023/24 | 189.75 | 107.25 | 4
2023/24 | 190.25 | 107.25 | 4
2023/24 | 190.75 | 107.25 | 8
2023/24 | 191.25 | 107.25 | 6
2023/24 | 191.75 | 107.25 | 5
2023/24 | 192.25 | 107.25 | 13
2023/24 | 192.75 | 107.25 | 10
2023/24 | 193.25 | 107.25 | 9
2023/24 | 193.75 | 107.25 | 11
2023/24 | 194.25 | 107.25 | 9
2023/24 | 194.75 | 107.25 | 8
2023/24 | 195.25 | 107.25 | 4
2023/24 | 195.75 | 107.25 | 14
2023/24 | 196.25 | 107.25 | 13
2023/24 | 196.75 | 107.25 | 5
2023/24 | 197.25 | 107.25 | 12
2023/24 | 197.75 | 107.25 | 14
2023/24 | 198.25 | 107.25 | 16
2023/24 | 198.75 | 107.25 | 14
2023/24 | 199.25 | 107.25 | 20
2023/24 | 199.75 | 107.25 | 15
2023/24 | 200.25 | 107.25 | 15
2023/24 | 200.75 | 107.25 | 11
2023/24 | 201.25 | 107.25 | 22
2023/24 | 201.75 | 107.25 | 20
2023/24 | 202.25 | 107.25 | 25
2023/24 | 202.75 | 107.25 | 22
2023/24 | 203.25 | 107.25 | 24
2023/24 | 203.75 | 107.25 | 24
2023/24 | 204.25 | 107.25 | 36
2023/24 | 204.75 | 107.25 | 39
2023/24 | 205.25 | 107.25 | 36
2023/24 | 205.75 | 107.25 | 39
2023/24 | 206.25 | 107.25 | 33
2023/24 | 206.75 | 107.25 | 23
2023/24 | 207.25 | 107.25 | 33
2023/24 | 207.75 | 107.25 | 38
2023/24 | 208.25 | 107.25 | 54
2023/24 | 208.75 | 107.25 | 36
2023/24 | 209.25 | 107.25 | 53
2023/24 | 209.75 | 107.25 | 53
2023/24 | 210.25 | 107.25 | 45
2023/24 | 210.75 | 107.25 | 63
2023/24 | 211.25 | 107.25 | 68
2023/24 | 211.75 | 107.25 | 59
2023/24 | 212.25 | 107.25 | 52
2023/24 | 212.75 | 107.25 | 75
2023/24 | 213.25 | 107.25 | 57
2023/24 | 213.75 | 107.25 | 49
2023/24 | 214.25 | 107.25 | 78
2023/24 | 214.75 | 107.25 | 82
2023/24 | 215.25 | 107.25 | 70
2023/24 | 215.75 | 107.25 | 68
2023/24 | 216.25 | 107.25 | 68
2023/24 | 216.75 | 107.25 | 72
2023/24 | 217.25 | 107.25 | 79
2023/24 | 217.75 | 107.25 | 70
2023/24 | 218.25 | 107.25 | 80
2023/24 | 218.75 | 107.25 | 88
2023/24 | 219.25 | 107.25 | 92
2023/24 | 219.75 | 107.25 | 101
2023/24 | 220.25 | 107.25 | 78
2023/24 | 220.75 | 107.25 | 83
2023/24 | 221.25 | 107.25 | 86
2023/24 | 221.75 | 107.25 | 109
2023/24 | 222.25 | 107.25 | 89
2023/24 | 222.75 | 107.25 | 109
2023/24 | 223.25 | 107.25 | 132
2023/24 | 223.75 | 107.25 | 124
2023/24 | 224.25 | 107.25 | 105
2023/24 | 224.75 | 107.25 | 122
2023/24 | 225.25 | 107.25 | 106
2023/24 | 225.75 | 107.25 | 129
2023/24 | 226.25 | 107.25 | 106
2023/24 | 226.75 | 107.25 | 110
2023/24 | 227.25 | 107.25 | 131
2023/24 | 227.75 | 107.25 | 116
2023/24 | 228.25 | 107.25 | 135
2023/24 | 228.75 | 107.25 | 126
2023/24 | 229.25 | 107.25 | 130
2023/24 | 229.75 | 107.25 | 143
2023/24 | 230.25 | 107.25 | 137
2023/24 | 230.75 | 107.25 | 106
2023/24 | 231.25 | 107.25 | 132
2023/24 | 231.75 | 107.25 | 116
2023/24 | 232.25 | 107.25 | 151
2023/24 | 232.75 | 107.25 | 119
2023/24 | 233.25 | 107.25 | 146
2023/24 | 233.75 | 107.25 | 140
2023/24 | 234.25 | 107.25 | 120
2023/24 | 234.75 | 107.25 | 159
2023/24 | 235.25 | 107.25 | 147
2023/24 | 235.75 | 107.25 | 158
2023/24 | 236.25 | 107.25 | 143
2023/24 | 236.75 | 107.25 | 148
2023/24 | 237.25 | 107.25 | 149
2023/24 | 237.75 | 107.25 | 155
2023/24 | 238.25 | 107.25 | 161
2023/24 | 238.75 | 107.25 | 156
2023/24 | 239.25 | 107.25 | 141
2023/24 | 239.75 | 107.25 | 141
2023/24 | 240.25 | 107.25 | 157
2023/24 | 240.75 | 107.25 | 153
2023/24 | 241.25 | 107.25 | 145
2023/24 | 241.75 | 107.25 | 150
2023/24 | 242.25 | 107.25 | 157
2023/24 | 242.75 | 107.25 | 190
2023/24 | 243.25 | 107.25 | 162
2023/24 | 243.75 | 107.25 | 146
2023/24 | 244.25 | 107.25 | 147
2023/24 | 244.75 | 107.25 | 146
2023/24 | 245.25 | 107.25 | 180
2023/24 | 245.75 | 107.25 | 132
2023/24 | 246.25 | 107.25 | 176
2023/24 | 246.75 | 107.25 | 181
2023/24 | 247.25 | 107.25 | 170
2023/24 | 247.75 | 107.25 | 159
2023/24 | 248.25 | 107.25 | 154
2023/24 | 248.75 | 107.25 | 157
2023/24 | 249.25 | 107.25 | 147
2023/24 | 249.75 | 107.25 | 160
2023/24 | 250.25 | 107.25 | 154
2023/24 | 250.75 | 107.25 | 165
2023/24 | 251.25 | 107.25 | 140
2023/24 | 251.75 | 107.25 | 166
2023/24 | 252.25 | 107.25 | 172
2023/24 | 252.75 | 107.25 | 142
2023/24 | 253.25 | 107.25 | 148
2023/24 | 253.75 | 107.25 | 141
2023/24 | 254.25 | 107.25 | 145
2023/24 | 254.75 | 107.25 | 144
2023/24 | 255.25 | 107.25 | 158
2023/24 | 255.75 | 107.25 | 165
2023/24 | 256.25 | 107.25 | 150
2023/24 | 256.75 | 107.25 | 146
2023/24 | 257.25 | 107.25 | 156
2023/24 | 257.75 | 107.25 | 135
2023/24 | 258.25 | 107.25 | 143
2023/24 | 258.75 | 107.25 | 136
2023/24 | 259.25 | 107.25 | 155
2023/24 | 259.75 | 107.25 | 132
2023/24 | 260.25 | 107.25 | 137
2023/24 | 260.75 | 107.25 | 127
2023/24 | 261.25 | 107.25 | 144
2023/24 | 261.75 | 107.25 | 136
2023/24 | 262.25 | 107.25 | 134
2023/24 | 262.75 | 107.25 | 132
2023/24 | 263.25 | 107.25 | 146
2023/24 | 263.75 | 107.25 | 118
2023/24 | 264.25 | 107.25 | 121
2023/24 | 264.75 | 107.25 | 123
2023/24 | 265.25 | 107.25 | 113
2023/24 | 265.75 | 107.25 | 122
2023/24 | 266.25 | 107.25 | 119
2023/24 | 266.75 | 107.25 | 111
2023/24 | 267.25 | 107.25 | 110
2023/24 | 267.75 | 107.25 | 112
2023/24 | 268.25 | 107.25 | 107
2023/24 | 268.75 | 107.25 | 98
2023/24 | 269.25 | 107.25 | 102
2023/24 | 269.75 | 107.25 | 98
2023/24 | 270.25 | 107.25 | 94
2023/24 | 270.75 | 107.25 | 104
2023/24 | 271.25 | 107.25 | 102
2023/24 | 271.75 | 107.25 | 107
2023/24 | 272.25 | 107.25 | 112
2023/24 | 272.75 | 107.25 | 100
2023/24 | 273.25 | 107.25 | 98
2023/24 | 273.75 | 107.25 | 89
2023/24 | 274.25 | 107.25 | 95
2023/24 | 274.75 | 107.25 | 107
2023/24 | 275.25 | 107.25 | 96
2023/24 | 275.75 | 107.25 | 105
2023/24 | 276.25 | 107.25 | 97
2023/24 | 276.75 | 107.25 | 107
2023/24 | 277.25 | 107.25 | 107
2023/24 | 277.75 | 107.25 | 92
2023/24 | 278.25 | 107.25 | 82
2023/24 | 278.75 | 107.25 | 89
2023/24 | 279.25 | 107.25 | 90
2023/24 | 279.75 | 107.25 | 87
2023/24 | 280.25 | 107.25 | 98
2023/24 | 280.75 | 107.25 | 87
2023/24 | 281.25 | 107.25 | 83
2023/24 | 281.75 | 107.25 | 87
2023/24 | 282.25 | 107.25 | 78
2023/24 | 282.75 | 107.25 | 70
2023/24 | 283.25 | 107.25 | 60
2023/24 | 283.75 | 107.25 | 81
2023/24 | 284.25 | 107.25 | 70
2023/24 | 284.75 | 107.25 | 66
2023/24 | 285.25 | 107.25 | 62
2023/24 | 285.75 | 107.25 | 71
2023/24 | 286.25 | 107.25 | 72
2023/24 | 286.75 | 107.25 | 77
2023/24 | 287.25 | 107.25 | 81
2023/24 | 287.75 | 107.25 | 77
2023/24 | 288.25 | 107.25 | 70
2023/24 | 288.75 | 107.25 | 77
2023/24 | 289.25 | 107.25 | 61
2023/24 | 289.75 | 107.25 | 59
2023/24 | 290.25 | 107.25 | 60
2023/24 | 290.75 | 107.25 | 59
2023/24 | 291.25 | 107.25 | 63
2023/24 | 291.75 | 107.25 | 71
2023/24 | 292.25 | 107.25 | 56
2023/24 | 292.75 | 107.25 | 55
2023/24 | 293.25 | 107.25 | 52
2023/24 | 293.75 | 107.25 | 51
2023/24 | 294.25 | 107.25 | 67
2023/24 | 294.75 | 107.25 | 61
2023/24 | 295.25 | 107.25 | 58
2023/24 | 295.75 | 107.25 | 47
2023/24 | 296.25 | 107.25 | 49
2023/24 | 296.75 | 107.25 | 43
2023/24 | 297.25 | 107.25 | 52
2023/24 | 297.75 | 107.25 | 42
2023/24 | 298.25 | 107.25 | 47
2023/24 | 298.75 | 107.25 | 36
2023/24 | 299.25 | 107.25 | 37
2023/24 | 299.75 | 107.25 | 50
2023/24 | 300.25 | 107.25 | 42
2023/24 | 300.75 | 107.25 | 30
2023/24 | 301.25 | 107.25 | 38
2023/24 | 301.75 | 107.25 | 48
2023/24 | 302.25 | 107.25 | 40
2023/24 | 302.75 | 107.25 | 41
2023/24 | 303.25 | 107.25 | 39
2023/24 | 303.75 | 107.25 | 25
2023/24 | 304.25 | 107.25 | 31
2023/24 | 304.75 | 107.25 | 38
2023/24 | 305.25 | 107.25 | 28
2023/24 | 305.75 | 107.25 | 41
2023/24 | 306.25 | 107.25 | 36
2023/24 | 306.75 | 107.25 | 35
2023/24 | 307.25 | 107.25 | 35
2023/24 | 307.75 | 107.25 | 33
2023/24 | 308.25 | 107.25 | 28
2023/24 | 308.75 | 107.25 | 34
2023/24 | 309.25 | 107.25 | 28
2023/24 | 309.75 | 107.25 | 33
2023/24 | 310.25 | 107.25 | 21
2023/24 | 310.75 | 107.25 | 29
2023/24 | 311.25 | 107.25 | 39
2023/24 | 311.75 | 107.25 | 23
2023/24 | 312.25 | 107.25 | 27
2023/24 | 312.75 | 107.25 | 35
2023/24 | 313.25 | 107.25 | 23
2023/24 | 313.75 | 107.25 | 23
2023/24 | 314.25 | 107.25 | 27
2023/24 | 314.75 | 107.25 | 28
2023/24 | 315.25 | 107.25 | 24
2023/24 | 315.75 | 107.25 | 29
2023/24 | 316.25 | 107.25 | 22
2023/24 | 316.75 | 107.25 | 23
2023/24 | 317.25 | 107.25 | 27
2023/24 | 317.75 | 107.25 | 27
2023/24 | 318.25 | 107.25 | 16
2023/24 | 318.75 | 107.25 | 24
2023/24 | 319.25 | 107.25 | 23
2023/24 | 319.75 | 107.25 | 14
2023/24 | 320.25 | 107.25 | 20
2023/24 | 320.75 | 107.25 | 17
2023/24 | 321.25 | 107.25 | 16
2023/24 | 321.75 | 107.25 | 19
2023/24 | 322.25 | 107.25 | 20
2023/24 | 322.75 | 107.25 | 18
2023/24 | 323.25 | 107.25 | 19
2023/24 | 323.75 | 107.25 | 13
2023/24 | 324.25 | 107.25 | 17
2023/24 | 324.75 | 107.25 | 12
2023/24 | 325.25 | 107.25 | 11
2023/24 | 325.75 | 107.25 | 15
2023/24 | 326.25 | 107.25 | 8
2023/24 | 326.75 | 107.25 | 16
2023/24 | 327.25 | 107.25 | 14
2023/24 | 327.75 | 107.25 | 21
2023/24 | 328.25 | 107.25 | 12
2023/24 | 328.75 | 107.25 | 15
2023/24 | 329.25 | 107.25 | 13
2023/24 | 329.75 | 107.25 | 19
2023/24 | 330.25 | 107.25 | 13
2023/24 | 330.75 | 107.25 | 10
2023/24 | 331.25 | 107.25 | 20
2023/24 | 331.75 | 107.25 | 7
2023/24 | 332.25 | 107.25 | 12
2023/24 | 332.75 | 107.25 | 13
2023/24 | 333.25 | 107.25 | 19
2023/24 | 333.75 | 107.25 | 9
2023/24 | 334.25 | 107.25 | 6
2023/24 | 334.75 | 107.25 | 14
2023/24 | 335.25 | 107.25 | 11
2023/24 | 335.75 | 107.25 | 10
2023/24 | 336.25 | 107.25 | 10
2023/24 | 336.75 | 107.25 | 15
2023/24 | 337.25 | 107.25 | 15
2023/24 | 337.75 | 107.25 | 10
2023/24 | 338.25 | 107.25 | 10
2023/24 | 338.75 | 107.25 | 10
2023/24 | 339.25 | 107.25 | 7
2023/24 | 339.75 | 107.25 | 11
2023/24 | 340.25 | 107.25 | 11
2023/24 | 340.75 | 107.25 | 11
2023/24 | 341.25 | 107.25 | 7
2023/24 | 341.75 | 107.25 | 13
2023/24 | 342.25 | 107.25 | 8
2023/24 | 342.75 | 107.25 | 6
2023/24 | 343.25 | 107.25 | 7
2023/24 | 343.75 | 107.25 | 9
2023/24 | 344.25 | 107.25 | 7
2023/24 | 344.75 | 107.25 | 2
2023/24 | 345.25 | 107.25 | 8
2023/24 | 345.75 | 107.25 | 7
2023/24 | 346.25 | 107.25 | 7
2023/24 | 346.75 | 107.25 | 5
2023/24 | 347.25 | 107.25 | 12
2023/24 | 347.75 | 107.25 | 12
2023/24 | 348.25 | 107.25 | 7
2023/24 | 348.75 | 107.25 | 7
2023/24 | 349.25 | 107.25 | 8
2023/24 | 349.75 | 107.25 | 9
2023/24 | 350.25 | 107.25 | 9
2023/24 | 350.75 | 107.25 | 5
2023/24 | 351.25 | 107.25 | 4
2023/24 | 351.75 | 107.25 | 1
2023/24 | 352.25 | 107.25 | 3
2023/24 | 352.75 | 107.25 | 6
2023/24 | 353.25 | 107.25 | 4
2023/24 | 353.75 | 107.25 | 7
2023/24 | 354.25 | 107.25 | 3
2023/24 | 354.75 | 107.25 | 3
2023/24 | 355.25 | 107.25 | 7
2023/24 | 355.75 | 107.25 | 5
2023/24 | 356.25 | 107.25 | 4
2023/24 | 356.75 | 107.25 | 8
2023/24 | 357.25 | 107.25 | 7
2023/24 | 357.75 | 107.25 | 2
2023/24 | 358.25 | 107.25 | 8
2023/24 | 358.75 | 107.25 | 4
2023/24 | 359.25 | 107.25 | 5
2023/24 | 359.75 | 107.25 | 3
2023/24 | 360.25 | 107.25 | 4
2023/24 | 360.75 | 107.25 | 3
2023/24 | 361.25 | 107.25 | 5
2023/24 | 361.75 | 107.25 | 3
2023/24 | 362.25 | 107.25 | 2
2023/24 | 362.75 | 107.25 | 6
2023/24 | 363.25 | 107.25 | 2
2023/24 | 363.75 | 107.25 | 5
2023/24 | 364.25 | 107.25 | 4
2023/24 | 364.75 | 107.25 | 2
2023/24 | 365.25 | 107.25 | 1
2023/24 | 365.75 | 107.25 | 3
2023/24 | 366.25 | 107.25 | 7
2023/24 | 366.75 | 107.25 | 5
2023/24 | 367.25 | 107.25 | 2
2023/24 | 367.75 | 107.25 | 2
2023/24 | 368.25 | 107.25 | 2
2023/24 | 368.75 | 107.25 | 2
2023/24 | 369.25 | 107.25 | 3
2023/24 | 369.75 | 107.25 | 3
2023/24 | 370.25 | 107.25 | 3
2023/24 | 370.75 | 107.25 | 2
2023/24 | 371.25 | 107.25 | 3
2023/24 | 371.75 | 107.25 | 2
2023/24 | 372.25 | 107.25 | 2
2023/24 | 372.75 | 107.25 | 2
2023/24 | 373.25 | 107.25 | 2
2023/24 | 373.75 | 107.25 | 2
2023/24 | 374.25 | 107.25 | 1
2023/24 | 374.75 | 107.25 | 2
2023/24 | 375.75 | 107.25 | 1
2023/24 | 376.25 | 107.25 | 4
2023/24 | 376.75 | 107.25 | 2
2023/24 | 377.25 | 107.25 | 1
2023/24 | 377.75 | 107.25 | 4
2023/24 | 378.25 | 107.25 | 1
2023/24 | 378.75 | 107.25 | 2
2023/24 | 379.25 | 107.25 | 1
2023/24 | 379.75 | 107.25 | 1
2023/24 | 380.25 | 107.25 | 1
2023/24 | 380.75 | 107.25 | 2
2023/24 | 381.25 | 107.25 | 1
2023/24 | 381.75 | 107.25 | 1
2023/24 | 382.25 | 107.25 | 1
2023/24 | 382.75 | 107.25 | 2
2023/24 | 383.25 | 107.25 | 2
2023/24 | 383.75 | 107.25 | 1
2023/24 | 384.25 | 107.25 | 2
2023/24 | 384.75 | 107.25 | 1
2023/24 | 385.25 | 107.25 | 1
2023/24 | 385.75 | 107.25 | 2
2023/24 | 386.25 | 107.25 | 3
2023/24 | 386.75 | 107.25 | 2
2023/24 | 387.25 | 107.25 | 2
2023/24 | 387.75 | 107.25 | 1
2023/24 | 388.25 | 107.25 | 2
2023/24 | 388.75 | 107.25 | 1
2023/24 | 389.25 | 107.25 | 1
2023/24 | 390.25 | 107.25 | 2
2023/24 | 390.75 | 107.25 | 1
2023/24 | 391.75 | 107.25 | 3
2023/24 | 392.25 | 107.25 | 1
2023/24 | 392.75 | 107.25 | 1
2023/24 | 393.75 | 107.25 | 1
2023/24 | 394.25 | 107.25 | 1
2023/24 | 394.75 | 107.25 | 1
2023/24 | 395.25 | 107.25 | 3
2023/24 | 397.25 | 107.25 | 2
2023/24 | 397.75 | 107.25 | 2
2023/24 | 401.25 | 107.25 | 3
2023/24 | 401.75 | 107.25 | 1
2023/24 | 403.25 | 107.25 | 1
2023/24 | 403.75 | 107.25 | 2
2023/24 | 404.75 | 107.25 | 3
2023/24 | 405.25 | 107.25 | 1
2023/24 | 406.25 | 107.25 | 1
2023/24 | 406.75 | 107.25 | 2
2023/24 | 408.75 | 107.25 | 1
2023/24 | 409.75 | 107.25 | 2
2023/24 | 410.75 | 107.25 | 2
2023/24 | 411.75 | 107.25 | 1
2023/24 | 412.25 | 107.25 | 1
2023/24 | 412.75 | 107.25 | 1
2023/24 | 414.25 | 107.25 | 1
2023/24 | 415.25 | 107.25 | 1
2023/24 | 419.25 | 107.25 | 1
2023/24 | 423.25 | 107.25 | 2
2023/24 | 424.75 | 107.25 | 1
2023/24 | 426.75 | 107.25 | 1
2023/24 | 433.75 | 107.25 | 1
2023/24 | 443.75 | 107.25 | 1
2023/24 | 469.75 | 107.25 | 1
2023/24 | 163.25 | 107.75 | 1
2023/24 | 164.75 | 107.75 | 1
2023/24 | 168.75 | 107.75 | 1
2023/24 | 169.25 | 107.75 | 1
2023/24 | 170.25 | 107.75 | 2
2023/24 | 170.75 | 107.75 | 2
2023/24 | 171.25 | 107.75 | 1
2023/24 | 172.25 | 107.75 | 1
2023/24 | 174.75 | 107.75 | 1
2023/24 | 175.25 | 107.75 | 1
2023/24 | 176.75 | 107.75 | 1
2023/24 | 178.25 | 107.75 | 1
2023/24 | 178.75 | 107.75 | 1
2023/24 | 179.25 | 107.75 | 1
2023/24 | 179.75 | 107.75 | 1
2023/24 | 180.25 | 107.75 | 2
2023/24 | 180.75 | 107.75 | 1
2023/24 | 181.25 | 107.75 | 2
2023/24 | 181.75 | 107.75 | 2
2023/24 | 182.25 | 107.75 | 3
2023/24 | 183.25 | 107.75 | 4
2023/24 | 183.75 | 107.75 | 2
2023/24 | 184.25 | 107.75 | 2
2023/24 | 184.75 | 107.75 | 3
2023/24 | 185.25 | 107.75 | 3
2023/24 | 185.75 | 107.75 | 1
2023/24 | 186.25 | 107.75 | 5
2023/24 | 186.75 | 107.75 | 2
2023/24 | 187.25 | 107.75 | 4
2023/24 | 187.75 | 107.75 | 1
2023/24 | 188.25 | 107.75 | 2
2023/24 | 188.75 | 107.75 | 2
2023/24 | 189.25 | 107.75 | 2
2023/24 | 189.75 | 107.75 | 3
2023/24 | 190.25 | 107.75 | 7
2023/24 | 190.75 | 107.75 | 10
2023/24 | 191.25 | 107.75 | 7
2023/24 | 191.75 | 107.75 | 4
2023/24 | 192.25 | 107.75 | 8
2023/24 | 192.75 | 107.75 | 6
2023/24 | 193.25 | 107.75 | 3
2023/24 | 193.75 | 107.75 | 12
2023/24 | 194.25 | 107.75 | 14
2023/24 | 194.75 | 107.75 | 10
2023/24 | 195.25 | 107.75 | 8
2023/24 | 195.75 | 107.75 | 8
2023/24 | 196.25 | 107.75 | 6
2023/24 | 196.75 | 107.75 | 10
2023/24 | 197.25 | 107.75 | 7
2023/24 | 197.75 | 107.75 | 16
2023/24 | 198.25 | 107.75 | 13
2023/24 | 198.75 | 107.75 | 17
2023/24 | 199.25 | 107.75 | 12
2023/24 | 199.75 | 107.75 | 14
2023/24 | 200.25 | 107.75 | 12
2023/24 | 200.75 | 107.75 | 17
2023/24 | 201.25 | 107.75 | 15
2023/24 | 201.75 | 107.75 | 16
2023/24 | 202.25 | 107.75 | 20
2023/24 | 202.75 | 107.75 | 18
2023/24 | 203.25 | 107.75 | 27
2023/24 | 203.75 | 107.75 | 18
2023/24 | 204.25 | 107.75 | 26
2023/24 | 204.75 | 107.75 | 23
2023/24 | 205.25 | 107.75 | 24
2023/24 | 205.75 | 107.75 | 32
2023/24 | 206.25 | 107.75 | 26
2023/24 | 206.75 | 107.75 | 40
2023/24 | 207.25 | 107.75 | 32
2023/24 | 207.75 | 107.75 | 57
2023/24 | 208.25 | 107.75 | 33
2023/24 | 208.75 | 107.75 | 37
2023/24 | 209.25 | 107.75 | 34
2023/24 | 209.75 | 107.75 | 39
2023/24 | 210.25 | 107.75 | 42
2023/24 | 210.75 | 107.75 | 43
2023/24 | 211.25 | 107.75 | 34
2023/24 | 211.75 | 107.75 | 49
2023/24 | 212.25 | 107.75 | 50
2023/24 | 212.75 | 107.75 | 52
2023/24 | 213.25 | 107.75 | 49
2023/24 | 213.75 | 107.75 | 65
2023/24 | 214.25 | 107.75 | 77
2023/24 | 214.75 | 107.75 | 58
2023/24 | 215.25 | 107.75 | 67
2023/24 | 215.75 | 107.75 | 67
2023/24 | 216.25 | 107.75 | 87
2023/24 | 216.75 | 107.75 | 74
2023/24 | 217.25 | 107.75 | 57
2023/24 | 217.75 | 107.75 | 81
2023/24 | 218.25 | 107.75 | 78
2023/24 | 218.75 | 107.75 | 75
2023/24 | 219.25 | 107.75 | 86
2023/24 | 219.75 | 107.75 | 91
2023/24 | 220.25 | 107.75 | 110
2023/24 | 220.75 | 107.75 | 81
2023/24 | 221.25 | 107.75 | 97
2023/24 | 221.75 | 107.75 | 85
2023/24 | 222.25 | 107.75 | 93
2023/24 | 222.75 | 107.75 | 104
2023/24 | 223.25 | 107.75 | 103
2023/24 | 223.75 | 107.75 | 95
2023/24 | 224.25 | 107.75 | 109
2023/24 | 224.75 | 107.75 | 94
2023/24 | 225.25 | 107.75 | 116
2023/24 | 225.75 | 107.75 | 129
2023/24 | 226.25 | 107.75 | 113
2023/24 | 226.75 | 107.75 | 110
2023/24 | 227.25 | 107.75 | 110
2023/24 | 227.75 | 107.75 | 132
2023/24 | 228.25 | 107.75 | 123
2023/24 | 228.75 | 107.75 | 113
2023/24 | 229.25 | 107.75 | 144
2023/24 | 229.75 | 107.75 | 139
2023/24 | 230.25 | 107.75 | 130
2023/24 | 230.75 | 107.75 | 146
2023/24 | 231.25 | 107.75 | 137
2023/24 | 231.75 | 107.75 | 146
2023/24 | 232.25 | 107.75 | 138
2023/24 | 232.75 | 107.75 | 133
2023/24 | 233.25 | 107.75 | 141
2023/24 | 233.75 | 107.75 | 142
2023/24 | 234.25 | 107.75 | 150
2023/24 | 234.75 | 107.75 | 155
2023/24 | 235.25 | 107.75 | 161
2023/24 | 235.75 | 107.75 | 140
2023/24 | 236.25 | 107.75 | 151
2023/24 | 236.75 | 107.75 | 163
2023/24 | 237.25 | 107.75 | 161
2023/24 | 237.75 | 107.75 | 148
2023/24 | 238.25 | 107.75 | 133
2023/24 | 238.75 | 107.75 | 181
2023/24 | 239.25 | 107.75 | 156
2023/24 | 239.75 | 107.75 | 175
2023/24 | 240.25 | 107.75 | 140
2023/24 | 240.75 | 107.75 | 160
2023/24 | 241.25 | 107.75 | 160
2023/24 | 241.75 | 107.75 | 155
2023/24 | 242.25 | 107.75 | 144
2023/24 | 242.75 | 107.75 | 148
2023/24 | 243.25 | 107.75 | 121
2023/24 | 243.75 | 107.75 | 147
2023/24 | 244.25 | 107.75 | 156
2023/24 | 244.75 | 107.75 | 143
2023/24 | 245.25 | 107.75 | 158
2023/24 | 245.75 | 107.75 | 163
2023/24 | 246.25 | 107.75 | 152
2023/24 | 246.75 | 107.75 | 153
2023/24 | 247.25 | 107.75 | 159
2023/24 | 247.75 | 107.75 | 156
2023/24 | 248.25 | 107.75 | 169
2023/24 | 248.75 | 107.75 | 166
2023/24 | 249.25 | 107.75 | 163
2023/24 | 249.75 | 107.75 | 176
2023/24 | 250.25 | 107.75 | 159
2023/24 | 250.75 | 107.75 | 124
2023/24 | 251.25 | 107.75 | 149
2023/24 | 251.75 | 107.75 | 139
2023/24 | 252.25 | 107.75 | 168
2023/24 | 252.75 | 107.75 | 176
2023/24 | 253.25 | 107.75 | 157
2023/24 | 253.75 | 107.75 | 147
2023/24 | 254.25 | 107.75 | 135
2023/24 | 254.75 | 107.75 | 146
2023/24 | 255.25 | 107.75 | 134
2023/24 | 255.75 | 107.75 | 135
2023/24 | 256.25 | 107.75 | 158
2023/24 | 256.75 | 107.75 | 146
2023/24 | 257.25 | 107.75 | 156
2023/24 | 257.75 | 107.75 | 131
2023/24 | 258.25 | 107.75 | 156
2023/24 | 258.75 | 107.75 | 112
2023/24 | 259.25 | 107.75 | 143
2023/24 | 259.75 | 107.75 | 128
2023/24 | 260.25 | 107.75 | 155
2023/24 | 260.75 | 107.75 | 160
2023/24 | 261.25 | 107.75 | 138
2023/24 | 261.75 | 107.75 | 151
2023/24 | 262.25 | 107.75 | 142
2023/24 | 262.75 | 107.75 | 123
2023/24 | 263.25 | 107.75 | 146
2023/24 | 263.75 | 107.75 | 122
2023/24 | 264.25 | 107.75 | 132
2023/24 | 264.75 | 107.75 | 147
2023/24 | 265.25 | 107.75 | 141
2023/24 | 265.75 | 107.75 | 143
2023/24 | 266.25 | 107.75 | 127
2023/24 | 266.75 | 107.75 | 130
2023/24 | 267.25 | 107.75 | 137
2023/24 | 267.75 | 107.75 | 112
2023/24 | 268.25 | 107.75 | 130
2023/24 | 268.75 | 107.75 | 129
2023/24 | 269.25 | 107.75 | 96
2023/24 | 269.75 | 107.75 | 100
2023/24 | 270.25 | 107.75 | 124
2023/24 | 270.75 | 107.75 | 122
2023/24 | 271.25 | 107.75 | 118
2023/24 | 271.75 | 107.75 | 100
2023/24 | 272.25 | 107.75 | 96
2023/24 | 272.75 | 107.75 | 108
2023/24 | 273.25 | 107.75 | 109
2023/24 | 273.75 | 107.75 | 95
2023/24 | 274.25 | 107.75 | 115
2023/24 | 274.75 | 107.75 | 96
2023/24 | 275.25 | 107.75 | 109
2023/24 | 275.75 | 107.75 | 103
2023/24 | 276.25 | 107.75 | 121
2023/24 | 276.75 | 107.75 | 97
2023/24 | 277.25 | 107.75 | 118
2023/24 | 277.75 | 107.75 | 92
2023/24 | 278.25 | 107.75 | 88
2023/24 | 278.75 | 107.75 | 91
2023/24 | 279.25 | 107.75 | 71
2023/24 | 279.75 | 107.75 | 110
2023/24 | 280.25 | 107.75 | 100
2023/24 | 280.75 | 107.75 | 79
2023/24 | 281.25 | 107.75 | 82
2023/24 | 281.75 | 107.75 | 95
2023/24 | 282.25 | 107.75 | 84
2023/24 | 282.75 | 107.75 | 97
2023/24 | 283.25 | 107.75 | 63
2023/24 | 283.75 | 107.75 | 90
2023/24 | 284.25 | 107.75 | 89
2023/24 | 284.75 | 107.75 | 66
2023/24 | 285.25 | 107.75 | 69
2023/24 | 285.75 | 107.75 | 74
2023/24 | 286.25 | 107.75 | 66
2023/24 | 286.75 | 107.75 | 72
2023/24 | 287.25 | 107.75 | 76
2023/24 | 287.75 | 107.75 | 66
2023/24 | 288.25 | 107.75 | 65
2023/24 | 288.75 | 107.75 | 68
2023/24 | 289.25 | 107.75 | 55
2023/24 | 289.75 | 107.75 | 70
2023/24 | 290.25 | 107.75 | 61
2023/24 | 290.75 | 107.75 | 65
2023/24 | 291.25 | 107.75 | 68
2023/24 | 291.75 | 107.75 | 46
2023/24 | 292.25 | 107.75 | 63
2023/24 | 292.75 | 107.75 | 54
2023/24 | 293.25 | 107.75 | 62
2023/24 | 293.75 | 107.75 | 57
2023/24 | 294.25 | 107.75 | 48
2023/24 | 294.75 | 107.75 | 63
2023/24 | 295.25 | 107.75 | 57
2023/24 | 295.75 | 107.75 | 45
2023/24 | 296.25 | 107.75 | 52
2023/24 | 296.75 | 107.75 | 48
2023/24 | 297.25 | 107.75 | 58
2023/24 | 297.75 | 107.75 | 52
2023/24 | 298.25 | 107.75 | 36
2023/24 | 298.75 | 107.75 | 47
2023/24 | 299.25 | 107.75 | 45
2023/24 | 299.75 | 107.75 | 50
2023/24 | 300.25 | 107.75 | 32
2023/24 | 300.75 | 107.75 | 58
2023/24 | 301.25 | 107.75 | 36
2023/24 | 301.75 | 107.75 | 42
2023/24 | 302.25 | 107.75 | 45
2023/24 | 302.75 | 107.75 | 43
2023/24 | 303.25 | 107.75 | 38
2023/24 | 303.75 | 107.75 | 36
2023/24 | 304.25 | 107.75 | 46
2023/24 | 304.75 | 107.75 | 35
2023/24 | 305.25 | 107.75 | 47
2023/24 | 305.75 | 107.75 | 42
2023/24 | 306.25 | 107.75 | 39
2023/24 | 306.75 | 107.75 | 43
2023/24 | 307.25 | 107.75 | 25
2023/24 | 307.75 | 107.75 | 33
2023/24 | 308.25 | 107.75 | 36
2023/24 | 308.75 | 107.75 | 30
2023/24 | 309.25 | 107.75 | 27
2023/24 | 309.75 | 107.75 | 26
2023/24 | 310.25 | 107.75 | 24
2023/24 | 310.75 | 107.75 | 29
2023/24 | 311.25 | 107.75 | 33
2023/24 | 311.75 | 107.75 | 30
2023/24 | 312.25 | 107.75 | 38
2023/24 | 312.75 | 107.75 | 34
2023/24 | 313.25 | 107.75 | 27
2023/24 | 313.75 | 107.75 | 28
2023/24 | 314.25 | 107.75 | 24
2023/24 | 314.75 | 107.75 | 27
2023/24 | 315.25 | 107.75 | 27
2023/24 | 315.75 | 107.75 | 27
2023/24 | 316.25 | 107.75 | 13
2023/24 | 316.75 | 107.75 | 31
2023/24 | 317.25 | 107.75 | 29
2023/24 | 317.75 | 107.75 | 18
2023/24 | 318.25 | 107.75 | 24
2023/24 | 318.75 | 107.75 | 15
2023/24 | 319.25 | 107.75 | 26
2023/24 | 319.75 | 107.75 | 25
2023/24 | 320.25 | 107.75 | 26
2023/24 | 320.75 | 107.75 | 20
2023/24 | 321.25 | 107.75 | 19
2023/24 | 321.75 | 107.75 | 24
2023/24 | 322.25 | 107.75 | 20
2023/24 | 322.75 | 107.75 | 17
2023/24 | 323.25 | 107.75 | 16
2023/24 | 323.75 | 107.75 | 15
2023/24 | 324.25 | 107.75 | 13
2023/24 | 324.75 | 107.75 | 14
2023/24 | 325.25 | 107.75 | 22
2023/24 | 325.75 | 107.75 | 13
2023/24 | 326.25 | 107.75 | 10
2023/24 | 326.75 | 107.75 | 9
2023/24 | 327.25 | 107.75 | 19
2023/24 | 327.75 | 107.75 | 15
2023/24 | 328.25 | 107.75 | 16
2023/24 | 328.75 | 107.75 | 11
2023/24 | 329.25 | 107.75 | 12
2023/24 | 329.75 | 107.75 | 18
2023/24 | 330.25 | 107.75 | 9
2023/24 | 330.75 | 107.75 | 14
2023/24 | 331.25 | 107.75 | 9
2023/24 | 331.75 | 107.75 | 10
2023/24 | 332.25 | 107.75 | 12
2023/24 | 332.75 | 107.75 | 12
2023/24 | 333.25 | 107.75 | 14
2023/24 | 333.75 | 107.75 | 9
2023/24 | 334.25 | 107.75 | 10
2023/24 | 334.75 | 107.75 | 12
2023/24 | 335.25 | 107.75 | 10
2023/24 | 335.75 | 107.75 | 16
2023/24 | 336.25 | 107.75 | 12
2023/24 | 336.75 | 107.75 | 13
2023/24 | 337.25 | 107.75 | 4
2023/24 | 337.75 | 107.75 | 14
2023/24 | 338.25 | 107.75 | 9
2023/24 | 338.75 | 107.75 | 4
2023/24 | 339.25 | 107.75 | 13
2023/24 | 339.75 | 107.75 | 16
2023/24 | 340.25 | 107.75 | 9
2023/24 | 340.75 | 107.75 | 10
2023/24 | 341.25 | 107.75 | 7
2023/24 | 341.75 | 107.75 | 9
2023/24 | 342.25 | 107.75 | 4
2023/24 | 342.75 | 107.75 | 8
2023/24 | 343.25 | 107.75 | 9
2023/24 | 343.75 | 107.75 | 10
2023/24 | 344.25 | 107.75 | 6
2023/24 | 344.75 | 107.75 | 8
2023/24 | 345.25 | 107.75 | 9
2023/24 | 345.75 | 107.75 | 7
2023/24 | 346.25 | 107.75 | 7
2023/24 | 346.75 | 107.75 | 9
2023/24 | 347.25 | 107.75 | 4
2023/24 | 347.75 | 107.75 | 7
2023/24 | 348.25 | 107.75 | 11
2023/24 | 348.75 | 107.75 | 9
2023/24 | 349.25 | 107.75 | 7
2023/24 | 349.75 | 107.75 | 6
2023/24 | 350.25 | 107.75 | 8
2023/24 | 350.75 | 107.75 | 13
2023/24 | 351.25 | 107.75 | 9
2023/24 | 351.75 | 107.75 | 2
2023/24 | 352.25 | 107.75 | 8
2023/24 | 352.75 | 107.75 | 8
2023/24 | 353.25 | 107.75 | 8
2023/24 | 353.75 | 107.75 | 7
2023/24 | 354.25 | 107.75 | 1
2023/24 | 354.75 | 107.75 | 7
2023/24 | 355.25 | 107.75 | 6
2023/24 | 355.75 | 107.75 | 6
2023/24 | 356.25 | 107.75 | 5
2023/24 | 356.75 | 107.75 | 9
2023/24 | 357.25 | 107.75 | 9
2023/24 | 357.75 | 107.75 | 4
2023/24 | 358.25 | 107.75 | 3
2023/24 | 358.75 | 107.75 | 6
2023/24 | 359.25 | 107.75 | 5
2023/24 | 359.75 | 107.75 | 2
2023/24 | 360.25 | 107.75 | 3
2023/24 | 360.75 | 107.75 | 1
2023/24 | 361.25 | 107.75 | 4
2023/24 | 361.75 | 107.75 | 3
2023/24 | 362.25 | 107.75 | 4
2023/24 | 362.75 | 107.75 | 5
2023/24 | 363.25 | 107.75 | 6
2023/24 | 363.75 | 107.75 | 3
2023/24 | 364.25 | 107.75 | 5
2023/24 | 364.75 | 107.75 | 4
2023/24 | 365.25 | 107.75 | 6
2023/24 | 365.75 | 107.75 | 3
2023/24 | 366.25 | 107.75 | 4
2023/24 | 366.75 | 107.75 | 4
2023/24 | 367.75 | 107.75 | 3
2023/24 | 368.25 | 107.75 | 3
2023/24 | 368.75 | 107.75 | 1
2023/24 | 369.25 | 107.75 | 2
2023/24 | 369.75 | 107.75 | 3
2023/24 | 370.25 | 107.75 | 6
2023/24 | 370.75 | 107.75 | 3
2023/24 | 371.25 | 107.75 | 2
2023/24 | 371.75 | 107.75 | 4
2023/24 | 372.25 | 107.75 | 2
2023/24 | 372.75 | 107.75 | 4
2023/24 | 373.25 | 107.75 | 2
2023/24 | 373.75 | 107.75 | 1
2023/24 | 374.25 | 107.75 | 2
2023/24 | 374.75 | 107.75 | 1
2023/24 | 375.25 | 107.75 | 3
2023/24 | 375.75 | 107.75 | 1
2023/24 | 376.25 | 107.75 | 2
2023/24 | 376.75 | 107.75 | 7
2023/24 | 377.75 | 107.75 | 4
2023/24 | 378.25 | 107.75 | 1
2023/24 | 378.75 | 107.75 | 4
2023/24 | 379.25 | 107.75 | 3
2023/24 | 380.25 | 107.75 | 1
2023/24 | 380.75 | 107.75 | 2
2023/24 | 381.25 | 107.75 | 2
2023/24 | 381.75 | 107.75 | 4
2023/24 | 382.25 | 107.75 | 2
2023/24 | 382.75 | 107.75 | 2
2023/24 | 383.25 | 107.75 | 1
2023/24 | 383.75 | 107.75 | 2
2023/24 | 384.25 | 107.75 | 2
2023/24 | 384.75 | 107.75 | 2
2023/24 | 385.25 | 107.75 | 2
2023/24 | 385.75 | 107.75 | 1
2023/24 | 386.25 | 107.75 | 1
2023/24 | 386.75 | 107.75 | 1
2023/24 | 387.25 | 107.75 | 2
2023/24 | 388.25 | 107.75 | 1
2023/24 | 389.25 | 107.75 | 3
2023/24 | 389.75 | 107.75 | 1
2023/24 | 390.25 | 107.75 | 2
2023/24 | 390.75 | 107.75 | 1
2023/24 | 391.25 | 107.75 | 2
2023/24 | 391.75 | 107.75 | 4
2023/24 | 392.25 | 107.75 | 1
2023/24 | 392.75 | 107.75 | 2
2023/24 | 393.75 | 107.75 | 1
2023/24 | 394.25 | 107.75 | 2
2023/24 | 394.75 | 107.75 | 2
2023/24 | 395.75 | 107.75 | 1
2023/24 | 397.25 | 107.75 | 1
2023/24 | 397.75 | 107.75 | 2
2023/24 | 398.25 | 107.75 | 1
2023/24 | 400.75 | 107.75 | 1
2023/24 | 401.25 | 107.75 | 1
2023/24 | 403.25 | 107.75 | 3
2023/24 | 403.75 | 107.75 | 1
2023/24 | 404.25 | 107.75 | 1
2023/24 | 405.75 | 107.75 | 2
2023/24 | 406.75 | 107.75 | 3
2023/24 | 408.25 | 107.75 | 1
2023/24 | 409.25 | 107.75 | 1
2023/24 | 409.75 | 107.75 | 1
2023/24 | 410.25 | 107.75 | 1
2023/24 | 411.75 | 107.75 | 1
2023/24 | 412.25 | 107.75 | 1
2023/24 | 414.25 | 107.75 | 1
2023/24 | 415.25 | 107.75 | 1
2023/24 | 415.75 | 107.75 | 1
2023/24 | 416.75 | 107.75 | 2
2023/24 | 417.25 | 107.75 | 1
2023/24 | 417.75 | 107.75 | 2
2023/24 | 420.75 | 107.75 | 1
2023/24 | 423.75 | 107.75 | 1
2023/24 | 424.25 | 107.75 | 1
2023/24 | 424.75 | 107.75 | 1
2023/24 | 427.25 | 107.75 | 2
2023/24 | 435.25 | 107.75 | 1
2023/24 | 440.25 | 107.75 | 1
2023/24 | 441.25 | 107.75 | 1
2023/24 | 451.25 | 107.75 | 1
2023/24 | 469.75 | 107.75 | 1
2023/24 | 163.25 | 108.25 | 1
2023/24 | 167.25 | 108.25 | 1
2023/24 | 169.75 | 108.25 | 1
2023/24 | 171.25 | 108.25 | 1
2023/24 | 173.75 | 108.25 | 2
2023/24 | 175.25 | 108.25 | 2
2023/24 | 175.75 | 108.25 | 1
2023/24 | 176.75 | 108.25 | 2
2023/24 | 177.25 | 108.25 | 1
2023/24 | 178.75 | 108.25 | 1
2023/24 | 179.25 | 108.25 | 1
2023/24 | 180.25 | 108.25 | 1
2023/24 | 180.75 | 108.25 | 1
2023/24 | 181.75 | 108.25 | 1
2023/24 | 182.25 | 108.25 | 2
2023/24 | 182.75 | 108.25 | 1
2023/24 | 183.25 | 108.25 | 1
2023/24 | 183.75 | 108.25 | 1
2023/24 | 184.75 | 108.25 | 3
2023/24 | 185.75 | 108.25 | 3
2023/24 | 186.25 | 108.25 | 2
2023/24 | 186.75 | 108.25 | 1
2023/24 | 187.25 | 108.25 | 3
2023/24 | 187.75 | 108.25 | 7
2023/24 | 188.25 | 108.25 | 3
2023/24 | 188.75 | 108.25 | 1
2023/24 | 189.25 | 108.25 | 4
2023/24 | 189.75 | 108.25 | 1
2023/24 | 190.25 | 108.25 | 4
2023/24 | 190.75 | 108.25 | 4
2023/24 | 191.25 | 108.25 | 4
2023/24 | 191.75 | 108.25 | 3
2023/24 | 192.25 | 108.25 | 7
2023/24 | 192.75 | 108.25 | 10
2023/24 | 193.25 | 108.25 | 3
2023/24 | 193.75 | 108.25 | 9
2023/24 | 194.25 | 108.25 | 5
2023/24 | 194.75 | 108.25 | 7
2023/24 | 195.25 | 108.25 | 8
2023/24 | 195.75 | 108.25 | 10
2023/24 | 196.25 | 108.25 | 10
2023/24 | 196.75 | 108.25 | 10
2023/24 | 197.25 | 108.25 | 8
2023/24 | 197.75 | 108.25 | 5
2023/24 | 198.25 | 108.25 | 6
2023/24 | 198.75 | 108.25 | 19
2023/24 | 199.25 | 108.25 | 12
2023/24 | 199.75 | 108.25 | 12
2023/24 | 200.25 | 108.25 | 24
2023/24 | 200.75 | 108.25 | 23
2023/24 | 201.25 | 108.25 | 22
2023/24 | 201.75 | 108.25 | 10
2023/24 | 202.25 | 108.25 | 18
2023/24 | 202.75 | 108.25 | 24
2023/24 | 203.25 | 108.25 | 22
2023/24 | 203.75 | 108.25 | 22
2023/24 | 204.25 | 108.25 | 26
2023/24 | 204.75 | 108.25 | 25
2023/24 | 205.25 | 108.25 | 23
2023/24 | 205.75 | 108.25 | 21
2023/24 | 206.25 | 108.25 | 22
2023/24 | 206.75 | 108.25 | 26
2023/24 | 207.25 | 108.25 | 36
2023/24 | 207.75 | 108.25 | 40
2023/24 | 208.25 | 108.25 | 41
2023/24 | 208.75 | 108.25 | 44
2023/24 | 209.25 | 108.25 | 40
2023/24 | 209.75 | 108.25 | 43
2023/24 | 210.25 | 108.25 | 33
2023/24 | 210.75 | 108.25 | 39
2023/24 | 211.25 | 108.25 | 46
2023/24 | 211.75 | 108.25 | 49
2023/24 | 212.25 | 108.25 | 41
2023/24 | 212.75 | 108.25 | 49
2023/24 | 213.25 | 108.25 | 41
2023/24 | 213.75 | 108.25 | 57
2023/24 | 214.25 | 108.25 | 58
2023/24 | 214.75 | 108.25 | 62
2023/24 | 215.25 | 108.25 | 72
2023/24 | 215.75 | 108.25 | 65
2023/24 | 216.25 | 108.25 | 69
2023/24 | 216.75 | 108.25 | 62
2023/24 | 217.25 | 108.25 | 54
2023/24 | 217.75 | 108.25 | 65
2023/24 | 218.25 | 108.25 | 53
2023/24 | 218.75 | 108.25 | 87
2023/24 | 219.25 | 108.25 | 74
2023/24 | 219.75 | 108.25 | 76
2023/24 | 220.25 | 108.25 | 99
2023/24 | 220.75 | 108.25 | 84
2023/24 | 221.25 | 108.25 | 101
2023/24 | 221.75 | 108.25 | 96
2023/24 | 222.25 | 108.25 | 89
2023/24 | 222.75 | 108.25 | 84
2023/24 | 223.25 | 108.25 | 92
2023/24 | 223.75 | 108.25 | 96
2023/24 | 224.25 | 108.25 | 102
2023/24 | 224.75 | 108.25 | 126
2023/24 | 225.25 | 108.25 | 99
2023/24 | 225.75 | 108.25 | 124
2023/24 | 226.25 | 108.25 | 95
2023/24 | 226.75 | 108.25 | 111
2023/24 | 227.25 | 108.25 | 106
2023/24 | 227.75 | 108.25 | 126
2023/24 | 228.25 | 108.25 | 130
2023/24 | 228.75 | 108.25 | 128
2023/24 | 229.25 | 108.25 | 114
2023/24 | 229.75 | 108.25 | 115
2023/24 | 230.25 | 108.25 | 155
2023/24 | 230.75 | 108.25 | 129
2023/24 | 231.25 | 108.25 | 146
2023/24 | 231.75 | 108.25 | 131
2023/24 | 232.25 | 108.25 | 146
2023/24 | 232.75 | 108.25 | 126
2023/24 | 233.25 | 108.25 | 132
2023/24 | 233.75 | 108.25 | 139
2023/24 | 234.25 | 108.25 | 146
2023/24 | 234.75 | 108.25 | 122
2023/24 | 235.25 | 108.25 | 152
2023/24 | 235.75 | 108.25 | 150
2023/24 | 236.25 | 108.25 | 164
2023/24 | 236.75 | 108.25 | 158
2023/24 | 237.25 | 108.25 | 155
2023/24 | 237.75 | 108.25 | 150
2023/24 | 238.25 | 108.25 | 136
2023/24 | 238.75 | 108.25 | 153
2023/24 | 239.25 | 108.25 | 148
2023/24 | 239.75 | 108.25 | 158
2023/24 | 240.25 | 108.25 | 163
2023/24 | 240.75 | 108.25 | 149
2023/24 | 241.25 | 108.25 | 161
2023/24 | 241.75 | 108.25 | 147
2023/24 | 242.25 | 108.25 | 162
2023/24 | 242.75 | 108.25 | 155
2023/24 | 243.25 | 108.25 | 162
2023/24 | 243.75 | 108.25 | 186
2023/24 | 244.25 | 108.25 | 154
2023/24 | 244.75 | 108.25 | 146
2023/24 | 245.25 | 108.25 | 171
2023/24 | 245.75 | 108.25 | 146
2023/24 | 246.25 | 108.25 | 160
2023/24 | 246.75 | 108.25 | 167
2023/24 | 247.25 | 108.25 | 176
2023/24 | 247.75 | 108.25 | 156
2023/24 | 248.25 | 108.25 | 175
2023/24 | 248.75 | 108.25 | 154
2023/24 | 249.25 | 108.25 | 146
2023/24 | 249.75 | 108.25 | 170
2023/24 | 250.25 | 108.25 | 164
2023/24 | 250.75 | 108.25 | 153
2023/24 | 251.25 | 108.25 | 168
2023/24 | 251.75 | 108.25 | 159
2023/24 | 252.25 | 108.25 | 161
2023/24 | 252.75 | 108.25 | 158
2023/24 | 253.25 | 108.25 | 168
2023/24 | 253.75 | 108.25 | 159
2023/24 | 254.25 | 108.25 | 161
2023/24 | 254.75 | 108.25 | 148
2023/24 | 255.25 | 108.25 | 147
2023/24 | 255.75 | 108.25 | 125
2023/24 | 256.25 | 108.25 | 142
2023/24 | 256.75 | 108.25 | 160
2023/24 | 257.25 | 108.25 | 143
2023/24 | 257.75 | 108.25 | 146
2023/24 | 258.25 | 108.25 | 140
2023/24 | 258.75 | 108.25 | 148
2023/24 | 259.25 | 108.25 | 153
2023/24 | 259.75 | 108.25 | 154
2023/24 | 260.25 | 108.25 | 135
2023/24 | 260.75 | 108.25 | 131
2023/24 | 261.25 | 108.25 | 136
2023/24 | 261.75 | 108.25 | 142
2023/24 | 262.25 | 108.25 | 148
2023/24 | 262.75 | 108.25 | 141
2023/24 | 263.25 | 108.25 | 162
2023/24 | 263.75 | 108.25 | 135
2023/24 | 264.25 | 108.25 | 138
2023/24 | 264.75 | 108.25 | 148
2023/24 | 265.25 | 108.25 | 124
2023/24 | 265.75 | 108.25 | 124
2023/24 | 266.25 | 108.25 | 140
2023/24 | 266.75 | 108.25 | 129
2023/24 | 267.25 | 108.25 | 117
2023/24 | 267.75 | 108.25 | 106
2023/24 | 268.25 | 108.25 | 138
2023/24 | 268.75 | 108.25 | 135
2023/24 | 269.25 | 108.25 | 132
2023/24 | 269.75 | 108.25 | 138
2023/24 | 270.25 | 108.25 | 117
2023/24 | 270.75 | 108.25 | 125
2023/24 | 271.25 | 108.25 | 121
2023/24 | 271.75 | 108.25 | 131
2023/24 | 272.25 | 108.25 | 116
2023/24 | 272.75 | 108.25 | 125
2023/24 | 273.25 | 108.25 | 116
2023/24 | 273.75 | 108.25 | 125
2023/24 | 274.25 | 108.25 | 121
2023/24 | 274.75 | 108.25 | 102
2023/24 | 275.25 | 108.25 | 122
2023/24 | 275.75 | 108.25 | 130
2023/24 | 276.25 | 108.25 | 105
2023/24 | 276.75 | 108.25 | 108
2023/24 | 277.25 | 108.25 | 101
2023/24 | 277.75 | 108.25 | 86
2023/24 | 278.25 | 108.25 | 99
2023/24 | 278.75 | 108.25 | 91
2023/24 | 279.25 | 108.25 | 93
2023/24 | 279.75 | 108.25 | 91
2023/24 | 280.25 | 108.25 | 100
2023/24 | 280.75 | 108.25 | 88
2023/24 | 281.25 | 108.25 | 87
2023/24 | 281.75 | 108.25 | 95
2023/24 | 282.25 | 108.25 | 81
2023/24 | 282.75 | 108.25 | 91
2023/24 | 283.25 | 108.25 | 87
2023/24 | 283.75 | 108.25 | 86
2023/24 | 284.25 | 108.25 | 81
2023/24 | 284.75 | 108.25 | 80
2023/24 | 285.25 | 108.25 | 75
2023/24 | 285.75 | 108.25 | 69
2023/24 | 286.25 | 108.25 | 67
2023/24 | 286.75 | 108.25 | 77
2023/24 | 287.25 | 108.25 | 79
2023/24 | 287.75 | 108.25 | 68
2023/24 | 288.25 | 108.25 | 70
2023/24 | 288.75 | 108.25 | 79
2023/24 | 289.25 | 108.25 | 64
2023/24 | 289.75 | 108.25 | 61
2023/24 | 290.25 | 108.25 | 62
2023/24 | 290.75 | 108.25 | 72
2023/24 | 291.25 | 108.25 | 72
2023/24 | 291.75 | 108.25 | 74
2023/24 | 292.25 | 108.25 | 76
2023/24 | 292.75 | 108.25 | 73
2023/24 | 293.25 | 108.25 | 57
2023/24 | 293.75 | 108.25 | 59
2023/24 | 294.25 | 108.25 | 51
2023/24 | 294.75 | 108.25 | 57
2023/24 | 295.25 | 108.25 | 48
2023/24 | 295.75 | 108.25 | 67
2023/24 | 296.25 | 108.25 | 46
2023/24 | 296.75 | 108.25 | 63
2023/24 | 297.25 | 108.25 | 58
2023/24 | 297.75 | 108.25 | 43
2023/24 | 298.25 | 108.25 | 56
2023/24 | 298.75 | 108.25 | 49
2023/24 | 299.25 | 108.25 | 36
2023/24 | 299.75 | 108.25 | 61
2023/24 | 300.25 | 108.25 | 48
2023/24 | 300.75 | 108.25 | 56
2023/24 | 301.25 | 108.25 | 45
2023/24 | 301.75 | 108.25 | 47
2023/24 | 302.25 | 108.25 | 37
2023/24 | 302.75 | 108.25 | 45
2023/24 | 303.25 | 108.25 | 37
2023/24 | 303.75 | 108.25 | 32
2023/24 | 304.25 | 108.25 | 46
2023/24 | 304.75 | 108.25 | 40
2023/24 | 305.25 | 108.25 | 47
2023/24 | 305.75 | 108.25 | 33
2023/24 | 306.25 | 108.25 | 45
2023/24 | 306.75 | 108.25 | 39
2023/24 | 307.25 | 108.25 | 39
2023/24 | 307.75 | 108.25 | 34
2023/24 | 308.25 | 108.25 | 41
2023/24 | 308.75 | 108.25 | 32
2023/24 | 309.25 | 108.25 | 36
2023/24 | 309.75 | 108.25 | 25
2023/24 | 310.25 | 108.25 | 38
2023/24 | 310.75 | 108.25 | 38
2023/24 | 311.25 | 108.25 | 33
2023/24 | 311.75 | 108.25 | 28
2023/24 | 312.25 | 108.25 | 32
2023/24 | 312.75 | 108.25 | 28
2023/24 | 313.25 | 108.25 | 28
2023/24 | 313.75 | 108.25 | 30
2023/24 | 314.25 | 108.25 | 24
2023/24 | 314.75 | 108.25 | 37
2023/24 | 315.25 | 108.25 | 26
2023/24 | 315.75 | 108.25 | 39
2023/24 | 316.25 | 108.25 | 24
2023/24 | 316.75 | 108.25 | 26
2023/24 | 317.25 | 108.25 | 21
2023/24 | 317.75 | 108.25 | 14
2023/24 | 318.25 | 108.25 | 23
2023/24 | 318.75 | 108.25 | 22
2023/24 | 319.25 | 108.25 | 17
2023/24 | 319.75 | 108.25 | 29
2023/24 | 320.25 | 108.25 | 18
2023/24 | 320.75 | 108.25 | 24
2023/24 | 321.25 | 108.25 | 27
2023/24 | 321.75 | 108.25 | 16
2023/24 | 322.25 | 108.25 | 24
2023/24 | 322.75 | 108.25 | 32
2023/24 | 323.25 | 108.25 | 16
2023/24 | 323.75 | 108.25 | 26
2023/24 | 324.25 | 108.25 | 18
2023/24 | 324.75 | 108.25 | 17
2023/24 | 325.25 | 108.25 | 18
2023/24 | 325.75 | 108.25 | 13
2023/24 | 326.25 | 108.25 | 15
2023/24 | 326.75 | 108.25 | 8
2023/24 | 327.25 | 108.25 | 22
2023/24 | 327.75 | 108.25 | 21
2023/24 | 328.25 | 108.25 | 8
2023/24 | 328.75 | 108.25 | 13
2023/24 | 329.25 | 108.25 | 18
2023/24 | 329.75 | 108.25 | 18
2023/24 | 330.25 | 108.25 | 16
2023/24 | 330.75 | 108.25 | 8
2023/24 | 331.25 | 108.25 | 11
2023/24 | 331.75 | 108.25 | 10
2023/24 | 332.25 | 108.25 | 22
2023/24 | 332.75 | 108.25 | 20
2023/24 | 333.25 | 108.25 | 16
2023/24 | 333.75 | 108.25 | 17
2023/24 | 334.25 | 108.25 | 11
2023/24 | 334.75 | 108.25 | 9
2023/24 | 335.25 | 108.25 | 8
2023/24 | 335.75 | 108.25 | 9
2023/24 | 336.25 | 108.25 | 17
2023/24 | 336.75 | 108.25 | 7
2023/24 | 337.25 | 108.25 | 12
2023/24 | 337.75 | 108.25 | 10
2023/24 | 338.25 | 108.25 | 8
2023/24 | 338.75 | 108.25 | 17
2023/24 | 339.25 | 108.25 | 9
2023/24 | 339.75 | 108.25 | 9
2023/24 | 340.25 | 108.25 | 15
2023/24 | 340.75 | 108.25 | 11
2023/24 | 341.25 | 108.25 | 9
2023/24 | 341.75 | 108.25 | 10
2023/24 | 342.25 | 108.25 | 4
2023/24 | 342.75 | 108.25 | 7
2023/24 | 343.25 | 108.25 | 6
2023/24 | 343.75 | 108.25 | 6
2023/24 | 344.25 | 108.25 | 7
2023/24 | 344.75 | 108.25 | 6
2023/24 | 345.25 | 108.25 | 8
2023/24 | 345.75 | 108.25 | 8
2023/24 | 346.25 | 108.25 | 7
2023/24 | 346.75 | 108.25 | 9
2023/24 | 347.25 | 108.25 | 13
2023/24 | 347.75 | 108.25 | 10
2023/24 | 348.25 | 108.25 | 11
2023/24 | 348.75 | 108.25 | 9
2023/24 | 349.25 | 108.25 | 7
2023/24 | 349.75 | 108.25 | 15
2023/24 | 350.25 | 108.25 | 3
2023/24 | 350.75 | 108.25 | 8
2023/24 | 351.25 | 108.25 | 13
2023/24 | 351.75 | 108.25 | 9
2023/24 | 352.25 | 108.25 | 10
2023/24 | 352.75 | 108.25 | 10
2023/24 | 353.25 | 108.25 | 7
2023/24 | 353.75 | 108.25 | 4
2023/24 | 354.25 | 108.25 | 7
2023/24 | 354.75 | 108.25 | 8
2023/24 | 355.25 | 108.25 | 6
2023/24 | 355.75 | 108.25 | 4
2023/24 | 356.25 | 108.25 | 3
2023/24 | 356.75 | 108.25 | 6
2023/24 | 357.25 | 108.25 | 7
2023/24 | 357.75 | 108.25 | 4
2023/24 | 358.25 | 108.25 | 4
2023/24 | 358.75 | 108.25 | 5
2023/24 | 359.25 | 108.25 | 7
2023/24 | 359.75 | 108.25 | 3
2023/24 | 360.25 | 108.25 | 3
2023/24 | 360.75 | 108.25 | 6
2023/24 | 361.25 | 108.25 | 2
2023/24 | 361.75 | 108.25 | 2
2023/24 | 362.25 | 108.25 | 2
2023/24 | 362.75 | 108.25 | 4
2023/24 | 363.25 | 108.25 | 6
2023/24 | 363.75 | 108.25 | 4
2023/24 | 364.25 | 108.25 | 5
2023/24 | 364.75 | 108.25 | 3
2023/24 | 365.25 | 108.25 | 4
2023/24 | 366.25 | 108.25 | 3
2023/24 | 366.75 | 108.25 | 6
2023/24 | 367.25 | 108.25 | 2
2023/24 | 367.75 | 108.25 | 1
2023/24 | 368.25 | 108.25 | 3
2023/24 | 368.75 | 108.25 | 4
2023/24 | 369.25 | 108.25 | 3
2023/24 | 369.75 | 108.25 | 6
2023/24 | 370.25 | 108.25 | 4
2023/24 | 370.75 | 108.25 | 2
2023/24 | 371.75 | 108.25 | 4
2023/24 | 372.25 | 108.25 | 5
2023/24 | 372.75 | 108.25 | 4
2023/24 | 373.25 | 108.25 | 4
2023/24 | 373.75 | 108.25 | 4
2023/24 | 374.75 | 108.25 | 1
2023/24 | 375.25 | 108.25 | 3
2023/24 | 375.75 | 108.25 | 2
2023/24 | 376.25 | 108.25 | 2
2023/24 | 376.75 | 108.25 | 3
2023/24 | 377.25 | 108.25 | 3
2023/24 | 377.75 | 108.25 | 4
2023/24 | 378.75 | 108.25 | 2
2023/24 | 379.25 | 108.25 | 3
2023/24 | 379.75 | 108.25 | 4
2023/24 | 380.25 | 108.25 | 3
2023/24 | 380.75 | 108.25 | 2
2023/24 | 381.25 | 108.25 | 3
2023/24 | 382.25 | 108.25 | 3
2023/24 | 383.25 | 108.25 | 4
2023/24 | 384.25 | 108.25 | 1
2023/24 | 385.75 | 108.25 | 2
2023/24 | 386.25 | 108.25 | 2
2023/24 | 386.75 | 108.25 | 2
2023/24 | 387.75 | 108.25 | 4
2023/24 | 388.25 | 108.25 | 2
2023/24 | 388.75 | 108.25 | 4
2023/24 | 390.25 | 108.25 | 2
2023/24 | 390.75 | 108.25 | 1
2023/24 | 391.75 | 108.25 | 2
2023/24 | 393.25 | 108.25 | 1
2023/24 | 393.75 | 108.25 | 1
2023/24 | 394.25 | 108.25 | 2
2023/24 | 396.25 | 108.25 | 1
2023/24 | 396.75 | 108.25 | 2
2023/24 | 397.75 | 108.25 | 2
2023/24 | 398.25 | 108.25 | 2
2023/24 | 398.75 | 108.25 | 1
2023/24 | 399.75 | 108.25 | 2
2023/24 | 400.75 | 108.25 | 2
2023/24 | 401.25 | 108.25 | 1
2023/24 | 402.25 | 108.25 | 1
2023/24 | 402.75 | 108.25 | 1
2023/24 | 403.75 | 108.25 | 1
2023/24 | 405.75 | 108.25 | 1
2023/24 | 408.25 | 108.25 | 2
2023/24 | 409.25 | 108.25 | 1
2023/24 | 410.25 | 108.25 | 2
2023/24 | 410.75 | 108.25 | 1
2023/24 | 411.25 | 108.25 | 1
2023/24 | 411.75 | 108.25 | 2
2023/24 | 415.25 | 108.25 | 1
2023/24 | 416.75 | 108.25 | 1
2023/24 | 420.25 | 108.25 | 1
2023/24 | 427.75 | 108.25 | 1
2023/24 | 430.25 | 108.25 | 1
2023/24 | 433.25 | 108.25 | 1
2023/24 | 435.75 | 108.25 | 1
2023/24 | 439.25 | 108.25 | 1
2023/24 | 450.25 | 108.25 | 1
2023/24 | 476.25 | 108.25 | 1
2023/24 | 168.25 | 108.75 | 1
2023/24 | 170.25 | 108.75 | 1
2023/24 | 170.75 | 108.75 | 1
2023/24 | 171.25 | 108.75 | 1
2023/24 | 171.75 | 108.75 | 1
2023/24 | 172.75 | 108.75 | 1
2023/24 | 174.25 | 108.75 | 2
2023/24 | 175.25 | 108.75 | 1
2023/24 | 176.75 | 108.75 | 1
2023/24 | 178.25 | 108.75 | 2
2023/24 | 180.75 | 108.75 | 2
2023/24 | 182.75 | 108.75 | 1
2023/24 | 183.25 | 108.75 | 1
2023/24 | 183.75 | 108.75 | 1
2023/24 | 184.25 | 108.75 | 2
2023/24 | 184.75 | 108.75 | 2
2023/24 | 185.25 | 108.75 | 1
2023/24 | 185.75 | 108.75 | 3
2023/24 | 187.25 | 108.75 | 2
2023/24 | 187.75 | 108.75 | 2
2023/24 | 188.25 | 108.75 | 1
2023/24 | 188.75 | 108.75 | 1
2023/24 | 189.25 | 108.75 | 7
2023/24 | 189.75 | 108.75 | 5
2023/24 | 190.25 | 108.75 | 4
2023/24 | 190.75 | 108.75 | 3
2023/24 | 191.25 | 108.75 | 5
2023/24 | 191.75 | 108.75 | 3
2023/24 | 192.25 | 108.75 | 6
2023/24 | 192.75 | 108.75 | 6
2023/24 | 193.25 | 108.75 | 8
2023/24 | 193.75 | 108.75 | 2
2023/24 | 194.25 | 108.75 | 9
2023/24 | 194.75 | 108.75 | 6
2023/24 | 195.25 | 108.75 | 6
2023/24 | 195.75 | 108.75 | 7
2023/24 | 196.25 | 108.75 | 6
2023/24 | 196.75 | 108.75 | 6
2023/24 | 197.25 | 108.75 | 9
2023/24 | 197.75 | 108.75 | 10
2023/24 | 198.25 | 108.75 | 12
2023/24 | 198.75 | 108.75 | 7
2023/24 | 199.25 | 108.75 | 6
2023/24 | 199.75 | 108.75 | 7
2023/24 | 200.25 | 108.75 | 16
2023/24 | 200.75 | 108.75 | 17
2023/24 | 201.25 | 108.75 | 9
2023/24 | 201.75 | 108.75 | 15
2023/24 | 202.25 | 108.75 | 16
2023/24 | 202.75 | 108.75 | 17
2023/24 | 203.25 | 108.75 | 15
2023/24 | 203.75 | 108.75 | 20
2023/24 | 204.25 | 108.75 | 25
2023/24 | 204.75 | 108.75 | 22
2023/24 | 205.25 | 108.75 | 16
2023/24 | 205.75 | 108.75 | 29
2023/24 | 206.25 | 108.75 | 16
2023/24 | 206.75 | 108.75 | 30
2023/24 | 207.25 | 108.75 | 19
2023/24 | 207.75 | 108.75 | 32
2023/24 | 208.25 | 108.75 | 31
2023/24 | 208.75 | 108.75 | 25
2023/24 | 209.25 | 108.75 | 26
2023/24 | 209.75 | 108.75 | 29
2023/24 | 210.25 | 108.75 | 33
2023/24 | 210.75 | 108.75 | 31
2023/24 | 211.25 | 108.75 | 46
2023/24 | 211.75 | 108.75 | 41
2023/24 | 212.25 | 108.75 | 34
2023/24 | 212.75 | 108.75 | 42
2023/24 | 213.25 | 108.75 | 52
2023/24 | 213.75 | 108.75 | 32
2023/24 | 214.25 | 108.75 | 35
2023/24 | 214.75 | 108.75 | 47
2023/24 | 215.25 | 108.75 | 66
2023/24 | 215.75 | 108.75 | 52
2023/24 | 216.25 | 108.75 | 66
2023/24 | 216.75 | 108.75 | 57
2023/24 | 217.25 | 108.75 | 60
2023/24 | 217.75 | 108.75 | 72
2023/24 | 218.25 | 108.75 | 65
2023/24 | 218.75 | 108.75 | 65
2023/24 | 219.25 | 108.75 | 49
2023/24 | 219.75 | 108.75 | 68
2023/24 | 220.25 | 108.75 | 76
2023/24 | 220.75 | 108.75 | 75
2023/24 | 221.25 | 108.75 | 98
2023/24 | 221.75 | 108.75 | 80
2023/24 | 222.25 | 108.75 | 83
2023/24 | 222.75 | 108.75 | 78
2023/24 | 223.25 | 108.75 | 93
2023/24 | 223.75 | 108.75 | 95
2023/24 | 224.25 | 108.75 | 89
2023/24 | 224.75 | 108.75 | 99
2023/24 | 225.25 | 108.75 | 108
2023/24 | 225.75 | 108.75 | 98
2023/24 | 226.25 | 108.75 | 99
2023/24 | 226.75 | 108.75 | 102
2023/24 | 227.25 | 108.75 | 83
2023/24 | 227.75 | 108.75 | 114
2023/24 | 228.25 | 108.75 | 125
2023/24 | 228.75 | 108.75 | 126
2023/24 | 229.25 | 108.75 | 108
2023/24 | 229.75 | 108.75 | 113
2023/24 | 230.25 | 108.75 | 117
2023/24 | 230.75 | 108.75 | 123
2023/24 | 231.25 | 108.75 | 108
2023/24 | 231.75 | 108.75 | 129
2023/24 | 232.25 | 108.75 | 104
2023/24 | 232.75 | 108.75 | 123
2023/24 | 233.25 | 108.75 | 130
2023/24 | 233.75 | 108.75 | 103
2023/24 | 234.25 | 108.75 | 134
2023/24 | 234.75 | 108.75 | 131
2023/24 | 235.25 | 108.75 | 151
2023/24 | 235.75 | 108.75 | 143
2023/24 | 236.25 | 108.75 | 146
2023/24 | 236.75 | 108.75 | 154
2023/24 | 237.25 | 108.75 | 141
2023/24 | 237.75 | 108.75 | 146
2023/24 | 238.25 | 108.75 | 144
2023/24 | 238.75 | 108.75 | 160
2023/24 | 239.25 | 108.75 | 141
2023/24 | 239.75 | 108.75 | 129
2023/24 | 240.25 | 108.75 | 149
2023/24 | 240.75 | 108.75 | 146
2023/24 | 241.25 | 108.75 | 165
2023/24 | 241.75 | 108.75 | 174
2023/24 | 242.25 | 108.75 | 145
2023/24 | 242.75 | 108.75 | 161
2023/24 | 243.25 | 108.75 | 154
2023/24 | 243.75 | 108.75 | 169
2023/24 | 244.25 | 108.75 | 167
2023/24 | 244.75 | 108.75 | 168
2023/24 | 245.25 | 108.75 | 131
2023/24 | 245.75 | 108.75 | 158
2023/24 | 246.25 | 108.75 | 153
2023/24 | 246.75 | 108.75 | 158
2023/24 | 247.25 | 108.75 | 157
2023/24 | 247.75 | 108.75 | 141
2023/24 | 248.25 | 108.75 | 149
2023/24 | 248.75 | 108.75 | 157
2023/24 | 249.25 | 108.75 | 154
2023/24 | 249.75 | 108.75 | 173
2023/24 | 250.25 | 108.75 | 143
2023/24 | 250.75 | 108.75 | 134
2023/24 | 251.25 | 108.75 | 152
2023/24 | 251.75 | 108.75 | 167
2023/24 | 252.25 | 108.75 | 151
2023/24 | 252.75 | 108.75 | 137
2023/24 | 253.25 | 108.75 | 173
2023/24 | 253.75 | 108.75 | 147
2023/24 | 254.25 | 108.75 | 151
2023/24 | 254.75 | 108.75 | 148
2023/24 | 255.25 | 108.75 | 158
2023/24 | 255.75 | 108.75 | 149
2023/24 | 256.25 | 108.75 | 135
2023/24 | 256.75 | 108.75 | 174
2023/24 | 257.25 | 108.75 | 150
2023/24 | 257.75 | 108.75 | 157
2023/24 | 258.25 | 108.75 | 170
2023/24 | 258.75 | 108.75 | 148
2023/24 | 259.25 | 108.75 | 144
2023/24 | 259.75 | 108.75 | 164
2023/24 | 260.25 | 108.75 | 152
2023/24 | 260.75 | 108.75 | 161
2023/24 | 261.25 | 108.75 | 158
2023/24 | 261.75 | 108.75 | 149
2023/24 | 262.25 | 108.75 | 140
2023/24 | 262.75 | 108.75 | 141
2023/24 | 263.25 | 108.75 | 134
2023/24 | 263.75 | 108.75 | 171
2023/24 | 264.25 | 108.75 | 154
2023/24 | 264.75 | 108.75 | 133
2023/24 | 265.25 | 108.75 | 142
2023/24 | 265.75 | 108.75 | 137
2023/24 | 266.25 | 108.75 | 151
2023/24 | 266.75 | 108.75 | 127
2023/24 | 267.25 | 108.75 | 148
2023/24 | 267.75 | 108.75 | 136
2023/24 | 268.25 | 108.75 | 127
2023/24 | 268.75 | 108.75 | 148
2023/24 | 269.25 | 108.75 | 126
2023/24 | 269.75 | 108.75 | 132
2023/24 | 270.25 | 108.75 | 138
2023/24 | 270.75 | 108.75 | 122
2023/24 | 271.25 | 108.75 | 144
2023/24 | 271.75 | 108.75 | 123
2023/24 | 272.25 | 108.75 | 127
2023/24 | 272.75 | 108.75 | 137
2023/24 | 273.25 | 108.75 | 132
2023/24 | 273.75 | 108.75 | 116
2023/24 | 274.25 | 108.75 | 122
2023/24 | 274.75 | 108.75 | 116
2023/24 | 275.25 | 108.75 | 120
2023/24 | 275.75 | 108.75 | 106
2023/24 | 276.25 | 108.75 | 119
2023/24 | 276.75 | 108.75 | 104
2023/24 | 277.25 | 108.75 | 100
2023/24 | 277.75 | 108.75 | 106
2023/24 | 278.25 | 108.75 | 105
2023/24 | 278.75 | 108.75 | 93
2023/24 | 279.25 | 108.75 | 108
2023/24 | 279.75 | 108.75 | 103
2023/24 | 280.25 | 108.75 | 98
2023/24 | 280.75 | 108.75 | 96
2023/24 | 281.25 | 108.75 | 103
2023/24 | 281.75 | 108.75 | 95
2023/24 | 282.25 | 108.75 | 114
2023/24 | 282.75 | 108.75 | 87
2023/24 | 283.25 | 108.75 | 78
2023/24 | 283.75 | 108.75 | 98
2023/24 | 284.25 | 108.75 | 81
2023/24 | 284.75 | 108.75 | 90
2023/24 | 285.25 | 108.75 | 87
2023/24 | 285.75 | 108.75 | 100
2023/24 | 286.25 | 108.75 | 79
2023/24 | 286.75 | 108.75 | 80
2023/24 | 287.25 | 108.75 | 76
2023/24 | 287.75 | 108.75 | 77
2023/24 | 288.25 | 108.75 | 87
2023/24 | 288.75 | 108.75 | 82
2023/24 | 289.25 | 108.75 | 66
2023/24 | 289.75 | 108.75 | 77
2023/24 | 290.25 | 108.75 | 84
2023/24 | 290.75 | 108.75 | 72
2023/24 | 291.25 | 108.75 | 83
2023/24 | 291.75 | 108.75 | 79
2023/24 | 292.25 | 108.75 | 70
2023/24 | 292.75 | 108.75 | 64
2023/24 | 293.25 | 108.75 | 61
2023/24 | 293.75 | 108.75 | 66
2023/24 | 294.25 | 108.75 | 69
2023/24 | 294.75 | 108.75 | 66
2023/24 | 295.25 | 108.75 | 57
2023/24 | 295.75 | 108.75 | 60
2023/24 | 296.25 | 108.75 | 53
2023/24 | 296.75 | 108.75 | 52
2023/24 | 297.25 | 108.75 | 50
2023/24 | 297.75 | 108.75 | 49
2023/24 | 298.25 | 108.75 | 48
2023/24 | 298.75 | 108.75 | 63
2023/24 | 299.25 | 108.75 | 57
2023/24 | 299.75 | 108.75 | 51
2023/24 | 300.25 | 108.75 | 64
2023/24 | 300.75 | 108.75 | 54
2023/24 | 301.25 | 108.75 | 57
2023/24 | 301.75 | 108.75 | 43
2023/24 | 302.25 | 108.75 | 52
2023/24 | 302.75 | 108.75 | 65
2023/24 | 303.25 | 108.75 | 45
2023/24 | 303.75 | 108.75 | 48
2023/24 | 304.25 | 108.75 | 43
2023/24 | 304.75 | 108.75 | 41
2023/24 | 305.25 | 108.75 | 39
2023/24 | 305.75 | 108.75 | 44
2023/24 | 306.25 | 108.75 | 32
2023/24 | 306.75 | 108.75 | 29
2023/24 | 307.25 | 108.75 | 29
2023/24 | 307.75 | 108.75 | 38
2023/24 | 308.25 | 108.75 | 36
2023/24 | 308.75 | 108.75 | 42
2023/24 | 309.25 | 108.75 | 38
2023/24 | 309.75 | 108.75 | 33
2023/24 | 310.25 | 108.75 | 29
2023/24 | 310.75 | 108.75 | 28
2023/24 | 311.25 | 108.75 | 38
2023/24 | 311.75 | 108.75 | 21
2023/24 | 312.25 | 108.75 | 28
2023/24 | 312.75 | 108.75 | 33
2023/24 | 313.25 | 108.75 | 36
2023/24 | 313.75 | 108.75 | 38
2023/24 | 314.25 | 108.75 | 27
2023/24 | 314.75 | 108.75 | 35
2023/24 | 315.25 | 108.75 | 26
2023/24 | 315.75 | 108.75 | 30
2023/24 | 316.25 | 108.75 | 19
2023/24 | 316.75 | 108.75 | 25
2023/24 | 317.25 | 108.75 | 33
2023/24 | 317.75 | 108.75 | 19
2023/24 | 318.25 | 108.75 | 14
2023/24 | 318.75 | 108.75 | 17
2023/24 | 319.25 | 108.75 | 16
2023/24 | 319.75 | 108.75 | 29
2023/24 | 320.25 | 108.75 | 22
2023/24 | 320.75 | 108.75 | 21
2023/24 | 321.25 | 108.75 | 24
2023/24 | 321.75 | 108.75 | 9
2023/24 | 322.25 | 108.75 | 18
2023/24 | 322.75 | 108.75 | 26
2023/24 | 323.25 | 108.75 | 14
2023/24 | 323.75 | 108.75 | 23
2023/24 | 324.25 | 108.75 | 16
2023/24 | 324.75 | 108.75 | 14
2023/24 | 325.25 | 108.75 | 22
2023/24 | 325.75 | 108.75 | 17
2023/24 | 326.25 | 108.75 | 14
2023/24 | 326.75 | 108.75 | 26
2023/24 | 327.25 | 108.75 | 19
2023/24 | 327.75 | 108.75 | 23
2023/24 | 328.25 | 108.75 | 9
2023/24 | 328.75 | 108.75 | 13
2023/24 | 329.25 | 108.75 | 23
2023/24 | 329.75 | 108.75 | 16
2023/24 | 330.25 | 108.75 | 14
2023/24 | 330.75 | 108.75 | 12
2023/24 | 331.25 | 108.75 | 18
2023/24 | 331.75 | 108.75 | 20
2023/24 | 332.25 | 108.75 | 18
2023/24 | 332.75 | 108.75 | 10
2023/24 | 333.25 | 108.75 | 18
2023/24 | 333.75 | 108.75 | 21
2023/24 | 334.25 | 108.75 | 14
2023/24 | 334.75 | 108.75 | 9
2023/24 | 335.25 | 108.75 | 17
2023/24 | 335.75 | 108.75 | 15
2023/24 | 336.25 | 108.75 | 17
2023/24 | 336.75 | 108.75 | 8
2023/24 | 337.25 | 108.75 | 14
2023/24 | 337.75 | 108.75 | 7
2023/24 | 338.25 | 108.75 | 7
2023/24 | 338.75 | 108.75 | 13
2023/24 | 339.25 | 108.75 | 14
2023/24 | 339.75 | 108.75 | 15
2023/24 | 340.25 | 108.75 | 11
2023/24 | 340.75 | 108.75 | 12
2023/24 | 341.25 | 108.75 | 5
2023/24 | 341.75 | 108.75 | 10
2023/24 | 342.25 | 108.75 | 13
2023/24 | 342.75 | 108.75 | 11
2023/24 | 343.25 | 108.75 | 12
2023/24 | 343.75 | 108.75 | 11
2023/24 | 344.25 | 108.75 | 11
2023/24 | 344.75 | 108.75 | 10
2023/24 | 345.25 | 108.75 | 10
2023/24 | 345.75 | 108.75 | 8
2023/24 | 346.25 | 108.75 | 6
2023/24 | 346.75 | 108.75 | 4
2023/24 | 347.25 | 108.75 | 12
2023/24 | 347.75 | 108.75 | 4
2023/24 | 348.25 | 108.75 | 6
2023/24 | 348.75 | 108.75 | 13
2023/24 | 349.25 | 108.75 | 3
2023/24 | 349.75 | 108.75 | 7
2023/24 | 350.25 | 108.75 | 6
2023/24 | 350.75 | 108.75 | 9
2023/24 | 351.25 | 108.75 | 8
2023/24 | 351.75 | 108.75 | 6
2023/24 | 352.25 | 108.75 | 9
2023/24 | 352.75 | 108.75 | 5
2023/24 | 353.25 | 108.75 | 2
2023/24 | 353.75 | 108.75 | 5
2023/24 | 354.25 | 108.75 | 4
2023/24 | 354.75 | 108.75 | 8
2023/24 | 355.25 | 108.75 | 4
2023/24 | 355.75 | 108.75 | 9
2023/24 | 356.25 | 108.75 | 8
2023/24 | 356.75 | 108.75 | 7
2023/24 | 357.25 | 108.75 | 8
2023/24 | 357.75 | 108.75 | 8
2023/24 | 358.25 | 108.75 | 5
2023/24 | 358.75 | 108.75 | 6
2023/24 | 359.25 | 108.75 | 4
2023/24 | 359.75 | 108.75 | 4
2023/24 | 360.25 | 108.75 | 7
2023/24 | 360.75 | 108.75 | 4
2023/24 | 361.25 | 108.75 | 4
2023/24 | 361.75 | 108.75 | 2
2023/24 | 362.25 | 108.75 | 2
2023/24 | 362.75 | 108.75 | 1
2023/24 | 363.25 | 108.75 | 3
2023/24 | 363.75 | 108.75 | 2
2023/24 | 364.25 | 108.75 | 6
2023/24 | 364.75 | 108.75 | 1
2023/24 | 365.25 | 108.75 | 2
2023/24 | 365.75 | 108.75 | 4
2023/24 | 366.25 | 108.75 | 4
2023/24 | 366.75 | 108.75 | 6
2023/24 | 367.25 | 108.75 | 5
2023/24 | 367.75 | 108.75 | 2
2023/24 | 368.25 | 108.75 | 2
2023/24 | 368.75 | 108.75 | 3
2023/24 | 369.25 | 108.75 | 2
2023/24 | 369.75 | 108.75 | 1
2023/24 | 370.25 | 108.75 | 3
2023/24 | 370.75 | 108.75 | 2
2023/24 | 371.25 | 108.75 | 2
2023/24 | 371.75 | 108.75 | 2
2023/24 | 372.25 | 108.75 | 2
2023/24 | 372.75 | 108.75 | 2
2023/24 | 373.25 | 108.75 | 4
2023/24 | 373.75 | 108.75 | 3
2023/24 | 374.25 | 108.75 | 5
2023/24 | 374.75 | 108.75 | 3
2023/24 | 375.25 | 108.75 | 5
2023/24 | 375.75 | 108.75 | 1
2023/24 | 376.25 | 108.75 | 3
2023/24 | 376.75 | 108.75 | 2
2023/24 | 377.25 | 108.75 | 1
2023/24 | 377.75 | 108.75 | 4
2023/24 | 378.25 | 108.75 | 3
2023/24 | 378.75 | 108.75 | 3
2023/24 | 379.25 | 108.75 | 2
2023/24 | 379.75 | 108.75 | 3
2023/24 | 380.25 | 108.75 | 1
2023/24 | 380.75 | 108.75 | 2
2023/24 | 381.25 | 108.75 | 5
2023/24 | 381.75 | 108.75 | 3
2023/24 | 382.25 | 108.75 | 1
2023/24 | 382.75 | 108.75 | 2
2023/24 | 383.25 | 108.75 | 3
2023/24 | 383.75 | 108.75 | 1
2023/24 | 384.25 | 108.75 | 2
2023/24 | 385.25 | 108.75 | 1
2023/24 | 385.75 | 108.75 | 5
2023/24 | 386.25 | 108.75 | 1
2023/24 | 386.75 | 108.75 | 1
2023/24 | 388.25 | 108.75 | 1
2023/24 | 389.25 | 108.75 | 3
2023/24 | 389.75 | 108.75 | 2
2023/24 | 390.25 | 108.75 | 1
2023/24 | 390.75 | 108.75 | 2
2023/24 | 391.25 | 108.75 | 3
2023/24 | 391.75 | 108.75 | 1
2023/24 | 392.25 | 108.75 | 2
2023/24 | 393.75 | 108.75 | 1
2023/24 | 394.25 | 108.75 | 2
2023/24 | 394.75 | 108.75 | 1
2023/24 | 395.25 | 108.75 | 1
2023/24 | 396.25 | 108.75 | 1
2023/24 | 397.25 | 108.75 | 1
2023/24 | 398.25 | 108.75 | 1
2023/24 | 399.25 | 108.75 | 4
2023/24 | 400.75 | 108.75 | 1
2023/24 | 401.25 | 108.75 | 1
2023/24 | 405.25 | 108.75 | 1
2023/24 | 406.75 | 108.75 | 1
2023/24 | 407.25 | 108.75 | 2
2023/24 | 408.25 | 108.75 | 1
2023/24 | 409.25 | 108.75 | 1
2023/24 | 409.75 | 108.75 | 3
2023/24 | 410.25 | 108.75 | 1
2023/24 | 410.75 | 108.75 | 1
2023/24 | 414.25 | 108.75 | 1
2023/24 | 416.25 | 108.75 | 2
2023/24 | 416.75 | 108.75 | 1
2023/24 | 418.75 | 108.75 | 1
2023/24 | 419.75 | 108.75 | 1
2023/24 | 420.25 | 108.75 | 1
2023/24 | 421.25 | 108.75 | 1
2023/24 | 422.25 | 108.75 | 1
2023/24 | 423.25 | 108.75 | 2
2023/24 | 423.75 | 108.75 | 1
2023/24 | 425.25 | 108.75 | 2
2023/24 | 426.25 | 108.75 | 1
2023/24 | 427.75 | 108.75 | 2
2023/24 | 428.25 | 108.75 | 1
2023/24 | 432.75 | 108.75 | 1
2023/24 | 447.75 | 108.75 | 1
2023/24 | 489.75 | 108.75 | 1
2023/24 | 155.75 | 109.25 | 1
2023/24 | 160.75 | 109.25 | 1
2023/24 | 161.25 | 109.25 | 1
2023/24 | 164.75 | 109.25 | 1
2023/24 | 174.25 | 109.25 | 1
2023/24 | 174.75 | 109.25 | 1
2023/24 | 175.75 | 109.25 | 2
2023/24 | 178.25 | 109.25 | 1
2023/24 | 179.25 | 109.25 | 1
2023/24 | 180.75 | 109.25 | 1
2023/24 | 181.25 | 109.25 | 1
2023/24 | 181.75 | 109.25 | 1
2023/24 | 184.75 | 109.25 | 1
2023/24 | 185.25 | 109.25 | 4
2023/24 | 185.75 | 109.25 | 3
2023/24 | 186.25 | 109.25 | 2
2023/24 | 186.75 | 109.25 | 3
2023/24 | 187.25 | 109.25 | 1
2023/24 | 187.75 | 109.25 | 3
2023/24 | 188.25 | 109.25 | 1
2023/24 | 188.75 | 109.25 | 1
2023/24 | 189.25 | 109.25 | 3
2023/24 | 189.75 | 109.25 | 5
2023/24 | 190.25 | 109.25 | 4
2023/24 | 190.75 | 109.25 | 1
2023/24 | 191.25 | 109.25 | 2
2023/24 | 191.75 | 109.25 | 8
2023/24 | 192.25 | 109.25 | 3
2023/24 | 192.75 | 109.25 | 6
2023/24 | 193.25 | 109.25 | 7
2023/24 | 193.75 | 109.25 | 8
2023/24 | 194.25 | 109.25 | 3
2023/24 | 194.75 | 109.25 | 6
2023/24 | 195.25 | 109.25 | 3
2023/24 | 195.75 | 109.25 | 5
2023/24 | 196.25 | 109.25 | 8
2023/24 | 196.75 | 109.25 | 4
2023/24 | 197.25 | 109.25 | 6
2023/24 | 197.75 | 109.25 | 7
2023/24 | 198.25 | 109.25 | 7
2023/24 | 198.75 | 109.25 | 10
2023/24 | 199.25 | 109.25 | 10
2023/24 | 199.75 | 109.25 | 9
2023/24 | 200.25 | 109.25 | 12
2023/24 | 200.75 | 109.25 | 11
2023/24 | 201.25 | 109.25 | 10
2023/24 | 201.75 | 109.25 | 17
2023/24 | 202.25 | 109.25 | 15
2023/24 | 202.75 | 109.25 | 14
2023/24 | 203.25 | 109.25 | 9
2023/24 | 203.75 | 109.25 | 18
2023/24 | 204.25 | 109.25 | 10
2023/24 | 204.75 | 109.25 | 18
2023/24 | 205.25 | 109.25 | 18
2023/24 | 205.75 | 109.25 | 20
2023/24 | 206.25 | 109.25 | 17
2023/24 | 206.75 | 109.25 | 16
2023/24 | 207.25 | 109.25 | 24
2023/24 | 207.75 | 109.25 | 15
2023/24 | 208.25 | 109.25 | 27
2023/24 | 208.75 | 109.25 | 32
2023/24 | 209.25 | 109.25 | 22
2023/24 | 209.75 | 109.25 | 28
2023/24 | 210.25 | 109.25 | 32
2023/24 | 210.75 | 109.25 | 23
2023/24 | 211.25 | 109.25 | 36
2023/24 | 211.75 | 109.25 | 30
2023/24 | 212.25 | 109.25 | 46
2023/24 | 212.75 | 109.25 | 46
2023/24 | 213.25 | 109.25 | 37
2023/24 | 213.75 | 109.25 | 55
2023/24 | 214.25 | 109.25 | 45
2023/24 | 214.75 | 109.25 | 43
2023/24 | 215.25 | 109.25 | 52
2023/24 | 215.75 | 109.25 | 51
2023/24 | 216.25 | 109.25 | 60
2023/24 | 216.75 | 109.25 | 44
2023/24 | 217.25 | 109.25 | 55
2023/24 | 217.75 | 109.25 | 64
2023/24 | 218.25 | 109.25 | 44
2023/24 | 218.75 | 109.25 | 62
2023/24 | 219.25 | 109.25 | 51
2023/24 | 219.75 | 109.25 | 65
2023/24 | 220.25 | 109.25 | 60
2023/24 | 220.75 | 109.25 | 92
2023/24 | 221.25 | 109.25 | 83
2023/24 | 221.75 | 109.25 | 89
2023/24 | 222.25 | 109.25 | 76
2023/24 | 222.75 | 109.25 | 85
2023/24 | 223.25 | 109.25 | 107
2023/24 | 223.75 | 109.25 | 78
2023/24 | 224.25 | 109.25 | 68
2023/24 | 224.75 | 109.25 | 72
2023/24 | 225.25 | 109.25 | 97
2023/24 | 225.75 | 109.25 | 95
2023/24 | 226.25 | 109.25 | 112
2023/24 | 226.75 | 109.25 | 100
2023/24 | 227.25 | 109.25 | 114
2023/24 | 227.75 | 109.25 | 87
2023/24 | 228.25 | 109.25 | 115
2023/24 | 228.75 | 109.25 | 107
2023/24 | 229.25 | 109.25 | 93
2023/24 | 229.75 | 109.25 | 106
2023/24 | 230.25 | 109.25 | 115
2023/24 | 230.75 | 109.25 | 113
2023/24 | 231.25 | 109.25 | 116
2023/24 | 231.75 | 109.25 | 118
2023/24 | 232.25 | 109.25 | 108
2023/24 | 232.75 | 109.25 | 112
2023/24 | 233.25 | 109.25 | 110
2023/24 | 233.75 | 109.25 | 141
2023/24 | 234.25 | 109.25 | 126
2023/24 | 234.75 | 109.25 | 127
2023/24 | 235.25 | 109.25 | 129
2023/24 | 235.75 | 109.25 | 144
2023/24 | 236.25 | 109.25 | 145
2023/24 | 236.75 | 109.25 | 114
2023/24 | 237.25 | 109.25 | 155
2023/24 | 237.75 | 109.25 | 159
2023/24 | 238.25 | 109.25 | 143
2023/24 | 238.75 | 109.25 | 169
2023/24 | 239.25 | 109.25 | 142
2023/24 | 239.75 | 109.25 | 132
2023/24 | 240.25 | 109.25 | 163
2023/24 | 240.75 | 109.25 | 162
2023/24 | 241.25 | 109.25 | 150
2023/24 | 241.75 | 109.25 | 162
2023/24 | 242.25 | 109.25 | 145
2023/24 | 242.75 | 109.25 | 155
2023/24 | 243.25 | 109.25 | 167
2023/24 | 243.75 | 109.25 | 168
2023/24 | 244.25 | 109.25 | 153
2023/24 | 244.75 | 109.25 | 163
2023/24 | 245.25 | 109.25 | 167
2023/24 | 245.75 | 109.25 | 165
2023/24 | 246.25 | 109.25 | 166
2023/24 | 246.75 | 109.25 | 161
2023/24 | 247.25 | 109.25 | 155
2023/24 | 247.75 | 109.25 | 153
2023/24 | 248.25 | 109.25 | 161
2023/24 | 248.75 | 109.25 | 164
2023/24 | 249.25 | 109.25 | 132
2023/24 | 249.75 | 109.25 | 151
2023/24 | 250.25 | 109.25 | 146
2023/24 | 250.75 | 109.25 | 170
2023/24 | 251.25 | 109.25 | 162
2023/24 | 251.75 | 109.25 | 166
2023/24 | 252.25 | 109.25 | 164
2023/24 | 252.75 | 109.25 | 131
2023/24 | 253.25 | 109.25 | 153
2023/24 | 253.75 | 109.25 | 165
2023/24 | 254.25 | 109.25 | 153
2023/24 | 254.75 | 109.25 | 157
2023/24 | 255.25 | 109.25 | 145
2023/24 | 255.75 | 109.25 | 190
2023/24 | 256.25 | 109.25 | 183
2023/24 | 256.75 | 109.25 | 171
2023/24 | 257.25 | 109.25 | 145
2023/24 | 257.75 | 109.25 | 166
2023/24 | 258.25 | 109.25 | 145
2023/24 | 258.75 | 109.25 | 161
2023/24 | 259.25 | 109.25 | 156
2023/24 | 259.75 | 109.25 | 150
2023/24 | 260.25 | 109.25 | 163
2023/24 | 260.75 | 109.25 | 152
2023/24 | 261.25 | 109.25 | 146
2023/24 | 261.75 | 109.25 | 139
2023/24 | 262.25 | 109.25 | 151
2023/24 | 262.75 | 109.25 | 148
2023/24 | 263.25 | 109.25 | 123
2023/24 | 263.75 | 109.25 | 159
2023/24 | 264.25 | 109.25 | 125
2023/24 | 264.75 | 109.25 | 157
2023/24 | 265.25 | 109.25 | 161
2023/24 | 265.75 | 109.25 | 120
2023/24 | 266.25 | 109.25 | 148
2023/24 | 266.75 | 109.25 | 154
2023/24 | 267.25 | 109.25 | 147
2023/24 | 267.75 | 109.25 | 133
2023/24 | 268.25 | 109.25 | 132
2023/24 | 268.75 | 109.25 | 137
2023/24 | 269.25 | 109.25 | 129
2023/24 | 269.75 | 109.25 | 125
2023/24 | 270.25 | 109.25 | 134
2023/24 | 270.75 | 109.25 | 137
2023/24 | 271.25 | 109.25 | 127
2023/24 | 271.75 | 109.25 | 131
2023/24 | 272.25 | 109.25 | 140
2023/24 | 272.75 | 109.25 | 124
2023/24 | 273.25 | 109.25 | 146
2023/24 | 273.75 | 109.25 | 117
2023/24 | 274.25 | 109.25 | 122
2023/24 | 274.75 | 109.25 | 125
2023/24 | 275.25 | 109.25 | 106
2023/24 | 275.75 | 109.25 | 131
2023/24 | 276.25 | 109.25 | 137
2023/24 | 276.75 | 109.25 | 116
2023/24 | 277.25 | 109.25 | 124
2023/24 | 277.75 | 109.25 | 127
2023/24 | 278.25 | 109.25 | 122
2023/24 | 278.75 | 109.25 | 124
2023/24 | 279.25 | 109.25 | 108
2023/24 | 279.75 | 109.25 | 109
2023/24 | 280.25 | 109.25 | 111
2023/24 | 280.75 | 109.25 | 112
2023/24 | 281.25 | 109.25 | 119
2023/24 | 281.75 | 109.25 | 100
2023/24 | 282.25 | 109.25 | 107
2023/24 | 282.75 | 109.25 | 98
2023/24 | 283.25 | 109.25 | 97
2023/24 | 283.75 | 109.25 | 113
2023/24 | 284.25 | 109.25 | 88
2023/24 | 284.75 | 109.25 | 95
2023/24 | 285.25 | 109.25 | 106
2023/24 | 285.75 | 109.25 | 86
2023/24 | 286.25 | 109.25 | 86
2023/24 | 286.75 | 109.25 | 85
2023/24 | 287.25 | 109.25 | 94
2023/24 | 287.75 | 109.25 | 94
2023/24 | 288.25 | 109.25 | 80
2023/24 | 288.75 | 109.25 | 95
2023/24 | 289.25 | 109.25 | 88
2023/24 | 289.75 | 109.25 | 79
2023/24 | 290.25 | 109.25 | 96
2023/24 | 290.75 | 109.25 | 78
2023/24 | 291.25 | 109.25 | 69
2023/24 | 291.75 | 109.25 | 67
2023/24 | 292.25 | 109.25 | 66
2023/24 | 292.75 | 109.25 | 79
2023/24 | 293.25 | 109.25 | 64
2023/24 | 293.75 | 109.25 | 60
2023/24 | 294.25 | 109.25 | 78
2023/24 | 294.75 | 109.25 | 89
2023/24 | 295.25 | 109.25 | 70
2023/24 | 295.75 | 109.25 | 54
2023/24 | 296.25 | 109.25 | 57
2023/24 | 296.75 | 109.25 | 76
2023/24 | 297.25 | 109.25 | 69
2023/24 | 297.75 | 109.25 | 57
2023/24 | 298.25 | 109.25 | 75
2023/24 | 298.75 | 109.25 | 58
2023/24 | 299.25 | 109.25 | 54
2023/24 | 299.75 | 109.25 | 40
2023/24 | 300.25 | 109.25 | 54
2023/24 | 300.75 | 109.25 | 60
2023/24 | 301.25 | 109.25 | 53
2023/24 | 301.75 | 109.25 | 70
2023/24 | 302.25 | 109.25 | 45
2023/24 | 302.75 | 109.25 | 42
2023/24 | 303.25 | 109.25 | 48
2023/24 | 303.75 | 109.25 | 60
2023/24 | 304.25 | 109.25 | 48
2023/24 | 304.75 | 109.25 | 48
2023/24 | 305.25 | 109.25 | 46
2023/24 | 305.75 | 109.25 | 35
2023/24 | 306.25 | 109.25 | 45
2023/24 | 306.75 | 109.25 | 46
2023/24 | 307.25 | 109.25 | 44
2023/24 | 307.75 | 109.25 | 34
2023/24 | 308.25 | 109.25 | 35
2023/24 | 308.75 | 109.25 | 36
2023/24 | 309.25 | 109.25 | 32
2023/24 | 309.75 | 109.25 | 30
2023/24 | 310.25 | 109.25 | 41
2023/24 | 310.75 | 109.25 | 39
2023/24 | 311.25 | 109.25 | 36
2023/24 | 311.75 | 109.25 | 44
2023/24 | 312.25 | 109.25 | 27
2023/24 | 312.75 | 109.25 | 25
2023/24 | 313.25 | 109.25 | 44
2023/24 | 313.75 | 109.25 | 29
2023/24 | 314.25 | 109.25 | 27
2023/24 | 314.75 | 109.25 | 32
2023/24 | 315.25 | 109.25 | 28
2023/24 | 315.75 | 109.25 | 27
2023/24 | 316.25 | 109.25 | 21
2023/24 | 316.75 | 109.25 | 22
2023/24 | 317.25 | 109.25 | 17
2023/24 | 317.75 | 109.25 | 33
2023/24 | 318.25 | 109.25 | 40
2023/24 | 318.75 | 109.25 | 23
2023/24 | 319.25 | 109.25 | 28
2023/24 | 319.75 | 109.25 | 10
2023/24 | 320.25 | 109.25 | 18
2023/24 | 320.75 | 109.25 | 25
2023/24 | 321.25 | 109.25 | 22
2023/24 | 321.75 | 109.25 | 21
2023/24 | 322.25 | 109.25 | 24
2023/24 | 322.75 | 109.25 | 18
2023/24 | 323.25 | 109.25 | 22
2023/24 | 323.75 | 109.25 | 20
2023/24 | 324.25 | 109.25 | 23
2023/24 | 324.75 | 109.25 | 25
2023/24 | 325.25 | 109.25 | 26
2023/24 | 325.75 | 109.25 | 23
2023/24 | 326.25 | 109.25 | 16
2023/24 | 326.75 | 109.25 | 17
2023/24 | 327.25 | 109.25 | 18
2023/24 | 327.75 | 109.25 | 21
2023/24 | 328.25 | 109.25 | 13
2023/24 | 328.75 | 109.25 | 19
2023/24 | 329.25 | 109.25 | 17
2023/24 | 329.75 | 109.25 | 10
2023/24 | 330.25 | 109.25 | 15
2023/24 | 330.75 | 109.25 | 17
2023/24 | 331.25 | 109.25 | 15
2023/24 | 331.75 | 109.25 | 23
2023/24 | 332.25 | 109.25 | 18
2023/24 | 332.75 | 109.25 | 14
2023/24 | 333.25 | 109.25 | 14
2023/24 | 333.75 | 109.25 | 12
2023/24 | 334.25 | 109.25 | 10
2023/24 | 334.75 | 109.25 | 14
2023/24 | 335.25 | 109.25 | 14
2023/24 | 335.75 | 109.25 | 8
2023/24 | 336.25 | 109.25 | 12
2023/24 | 336.75 | 109.25 | 16
2023/24 | 337.25 | 109.25 | 16
2023/24 | 337.75 | 109.25 | 10
2023/24 | 338.25 | 109.25 | 13
2023/24 | 338.75 | 109.25 | 12
2023/24 | 339.25 | 109.25 | 11
2023/24 | 339.75 | 109.25 | 9
2023/24 | 340.25 | 109.25 | 10
2023/24 | 340.75 | 109.25 | 7
2023/24 | 341.25 | 109.25 | 10
2023/24 | 341.75 | 109.25 | 10
2023/24 | 342.25 | 109.25 | 19
2023/24 | 342.75 | 109.25 | 13
2023/24 | 343.25 | 109.25 | 7
2023/24 | 343.75 | 109.25 | 12
2023/24 | 344.25 | 109.25 | 9
2023/24 | 344.75 | 109.25 | 10
2023/24 | 345.25 | 109.25 | 6
2023/24 | 345.75 | 109.25 | 16
2023/24 | 346.25 | 109.25 | 4
2023/24 | 346.75 | 109.25 | 10
2023/24 | 347.25 | 109.25 | 7
2023/24 | 347.75 | 109.25 | 4
2023/24 | 348.25 | 109.25 | 11
2023/24 | 348.75 | 109.25 | 8
2023/24 | 349.25 | 109.25 | 6
2023/24 | 349.75 | 109.25 | 11
2023/24 | 350.25 | 109.25 | 5
2023/24 | 350.75 | 109.25 | 5
2023/24 | 351.25 | 109.25 | 7
2023/24 | 351.75 | 109.25 | 5
2023/24 | 352.25 | 109.25 | 5
2023/24 | 352.75 | 109.25 | 9
2023/24 | 353.25 | 109.25 | 4
2023/24 | 353.75 | 109.25 | 7
2023/24 | 354.25 | 109.25 | 6
2023/24 | 354.75 | 109.25 | 8
2023/24 | 355.25 | 109.25 | 5
2023/24 | 355.75 | 109.25 | 8
2023/24 | 356.25 | 109.25 | 4
2023/24 | 356.75 | 109.25 | 7
2023/24 | 357.25 | 109.25 | 4
2023/24 | 357.75 | 109.25 | 5
2023/24 | 358.25 | 109.25 | 8
2023/24 | 358.75 | 109.25 | 9
2023/24 | 359.25 | 109.25 | 8
2023/24 | 359.75 | 109.25 | 5
2023/24 | 360.25 | 109.25 | 4
2023/24 | 360.75 | 109.25 | 5
2023/24 | 361.25 | 109.25 | 4
2023/24 | 361.75 | 109.25 | 9
2023/24 | 362.25 | 109.25 | 7
2023/24 | 362.75 | 109.25 | 3
2023/24 | 363.25 | 109.25 | 3
2023/24 | 363.75 | 109.25 | 3
2023/24 | 364.25 | 109.25 | 5
2023/24 | 364.75 | 109.25 | 3
2023/24 | 365.25 | 109.25 | 2
2023/24 | 365.75 | 109.25 | 2
2023/24 | 366.25 | 109.25 | 6
2023/24 | 366.75 | 109.25 | 5
2023/24 | 367.25 | 109.25 | 2
2023/24 | 367.75 | 109.25 | 1
2023/24 | 368.25 | 109.25 | 3
2023/24 | 368.75 | 109.25 | 3
2023/24 | 369.25 | 109.25 | 4
2023/24 | 369.75 | 109.25 | 1
2023/24 | 370.25 | 109.25 | 5
2023/24 | 370.75 | 109.25 | 4
2023/24 | 371.25 | 109.25 | 3
2023/24 | 371.75 | 109.25 | 3
2023/24 | 372.25 | 109.25 | 2
2023/24 | 372.75 | 109.25 | 3
2023/24 | 373.25 | 109.25 | 1
2023/24 | 374.25 | 109.25 | 2
2023/24 | 374.75 | 109.25 | 1
2023/24 | 375.25 | 109.25 | 1
2023/24 | 376.25 | 109.25 | 4
2023/24 | 376.75 | 109.25 | 1
2023/24 | 377.25 | 109.25 | 4
2023/24 | 377.75 | 109.25 | 2
2023/24 | 378.25 | 109.25 | 2
2023/24 | 378.75 | 109.25 | 4
2023/24 | 379.25 | 109.25 | 1
2023/24 | 379.75 | 109.25 | 2
2023/24 | 380.25 | 109.25 | 1
2023/24 | 380.75 | 109.25 | 2
2023/24 | 381.75 | 109.25 | 1
2023/24 | 382.25 | 109.25 | 3
2023/24 | 382.75 | 109.25 | 4
2023/24 | 383.25 | 109.25 | 1
2023/24 | 383.75 | 109.25 | 5
2023/24 | 384.25 | 109.25 | 3
2023/24 | 384.75 | 109.25 | 2
2023/24 | 385.25 | 109.25 | 3
2023/24 | 385.75 | 109.25 | 1
2023/24 | 386.25 | 109.25 | 1
2023/24 | 387.25 | 109.25 | 1
2023/24 | 387.75 | 109.25 | 2
2023/24 | 388.25 | 109.25 | 1
2023/24 | 388.75 | 109.25 | 3
2023/24 | 389.25 | 109.25 | 3
2023/24 | 389.75 | 109.25 | 3
2023/24 | 390.25 | 109.25 | 2
2023/24 | 391.75 | 109.25 | 1
2023/24 | 392.25 | 109.25 | 1
2023/24 | 392.75 | 109.25 | 1
2023/24 | 394.25 | 109.25 | 2
2023/24 | 394.75 | 109.25 | 1
2023/24 | 396.25 | 109.25 | 2
2023/24 | 397.25 | 109.25 | 1
2023/24 | 397.75 | 109.25 | 2
2023/24 | 398.25 | 109.25 | 1
2023/24 | 399.25 | 109.25 | 1
2023/24 | 399.75 | 109.25 | 2
2023/24 | 400.25 | 109.25 | 2
2023/24 | 400.75 | 109.25 | 1
2023/24 | 401.25 | 109.25 | 1
2023/24 | 401.75 | 109.25 | 5
2023/24 | 402.25 | 109.25 | 2
2023/24 | 403.25 | 109.25 | 1
2023/24 | 404.75 | 109.25 | 1
2023/24 | 405.75 | 109.25 | 1
2023/24 | 406.25 | 109.25 | 1
2023/24 | 407.75 | 109.25 | 1
2023/24 | 410.75 | 109.25 | 2
2023/24 | 411.25 | 109.25 | 1
2023/24 | 415.75 | 109.25 | 1
2023/24 | 417.25 | 109.25 | 2
2023/24 | 418.75 | 109.25 | 1
2023/24 | 419.75 | 109.25 | 1
2023/24 | 420.25 | 109.25 | 1
2023/24 | 420.75 | 109.25 | 2
2023/24 | 421.25 | 109.25 | 1
2023/24 | 423.75 | 109.25 | 1
2023/24 | 424.75 | 109.25 | 1
2023/24 | 426.75 | 109.25 | 1
2023/24 | 430.75 | 109.25 | 1
2023/24 | 431.25 | 109.25 | 1
2023/24 | 438.75 | 109.25 | 1
2023/24 | 443.25 | 109.25 | 1
2023/24 | 450.25 | 109.25 | 1
2023/24 | 459.25 | 109.25 | 1
2023/24 | 464.25 | 109.25 | 1
2023/24 | 167.25 | 109.75 | 1
2023/24 | 172.25 | 109.75 | 2
2023/24 | 173.25 | 109.75 | 1
2023/24 | 173.75 | 109.75 | 1
2023/24 | 174.75 | 109.75 | 1
2023/24 | 175.75 | 109.75 | 1
2023/24 | 177.25 | 109.75 | 1
2023/24 | 178.25 | 109.75 | 1
2023/24 | 179.75 | 109.75 | 1
2023/24 | 181.75 | 109.75 | 1
2023/24 | 182.25 | 109.75 | 1
2023/24 | 182.75 | 109.75 | 3
2023/24 | 183.25 | 109.75 | 1
2023/24 | 184.25 | 109.75 | 2
2023/24 | 185.75 | 109.75 | 3
2023/24 | 186.25 | 109.75 | 1
2023/24 | 186.75 | 109.75 | 5
2023/24 | 187.25 | 109.75 | 2
2023/24 | 187.75 | 109.75 | 5
2023/24 | 188.75 | 109.75 | 3
2023/24 | 189.25 | 109.75 | 3
2023/24 | 189.75 | 109.75 | 4
2023/24 | 190.75 | 109.75 | 2
2023/24 | 191.25 | 109.75 | 3
2023/24 | 191.75 | 109.75 | 2
2023/24 | 192.25 | 109.75 | 4
2023/24 | 192.75 | 109.75 | 5
2023/24 | 193.25 | 109.75 | 5
2023/24 | 193.75 | 109.75 | 4
2023/24 | 194.25 | 109.75 | 3
2023/24 | 194.75 | 109.75 | 7
2023/24 | 195.25 | 109.75 | 5
2023/24 | 195.75 | 109.75 | 5
2023/24 | 196.25 | 109.75 | 3
2023/24 | 196.75 | 109.75 | 3
2023/24 | 197.25 | 109.75 | 3
2023/24 | 197.75 | 109.75 | 3
2023/24 | 198.25 | 109.75 | 5
2023/24 | 198.75 | 109.75 | 12
2023/24 | 199.25 | 109.75 | 3
2023/24 | 199.75 | 109.75 | 9
2023/24 | 200.25 | 109.75 | 11
2023/24 | 200.75 | 109.75 | 8
2023/24 | 201.25 | 109.75 | 9
2023/24 | 201.75 | 109.75 | 9
2023/24 | 202.25 | 109.75 | 16
2023/24 | 202.75 | 109.75 | 14
2023/24 | 203.25 | 109.75 | 10
2023/24 | 203.75 | 109.75 | 15
2023/24 | 204.25 | 109.75 | 24
2023/24 | 204.75 | 109.75 | 16
2023/24 | 205.25 | 109.75 | 17
2023/24 | 205.75 | 109.75 | 13
2023/24 | 206.25 | 109.75 | 19
2023/24 | 206.75 | 109.75 | 13
2023/24 | 207.25 | 109.75 | 20
2023/24 | 207.75 | 109.75 | 23
2023/24 | 208.25 | 109.75 | 21
2023/24 | 208.75 | 109.75 | 34
2023/24 | 209.25 | 109.75 | 27
2023/24 | 209.75 | 109.75 | 26
2023/24 | 210.25 | 109.75 | 28
2023/24 | 210.75 | 109.75 | 32
2023/24 | 211.25 | 109.75 | 29
2023/24 | 211.75 | 109.75 | 23
2023/24 | 212.25 | 109.75 | 29
2023/24 | 212.75 | 109.75 | 34
2023/24 | 213.25 | 109.75 | 28
2023/24 | 213.75 | 109.75 | 34
2023/24 | 214.25 | 109.75 | 39
2023/24 | 214.75 | 109.75 | 54
2023/24 | 215.25 | 109.75 | 53
2023/24 | 215.75 | 109.75 | 55
2023/24 | 216.25 | 109.75 | 61
2023/24 | 216.75 | 109.75 | 48
2023/24 | 217.25 | 109.75 | 55
2023/24 | 217.75 | 109.75 | 50
2023/24 | 218.25 | 109.75 | 65
2023/24 | 218.75 | 109.75 | 46
2023/24 | 219.25 | 109.75 | 68
2023/24 | 219.75 | 109.75 | 56
2023/24 | 220.25 | 109.75 | 69
2023/24 | 220.75 | 109.75 | 62
2023/24 | 221.25 | 109.75 | 74
2023/24 | 221.75 | 109.75 | 74
2023/24 | 222.25 | 109.75 | 72
2023/24 | 222.75 | 109.75 | 58
2023/24 | 223.25 | 109.75 | 74
2023/24 | 223.75 | 109.75 | 89
2023/24 | 224.25 | 109.75 | 83
2023/24 | 224.75 | 109.75 | 99
2023/24 | 225.25 | 109.75 | 87
2023/24 | 225.75 | 109.75 | 82
2023/24 | 226.25 | 109.75 | 94
2023/24 | 226.75 | 109.75 | 96
2023/24 | 227.25 | 109.75 | 105
2023/24 | 227.75 | 109.75 | 102
2023/24 | 228.25 | 109.75 | 102
2023/24 | 228.75 | 109.75 | 96
2023/24 | 229.25 | 109.75 | 102
2023/24 | 229.75 | 109.75 | 102
2023/24 | 230.25 | 109.75 | 104
2023/24 | 230.75 | 109.75 | 115
2023/24 | 231.25 | 109.75 | 105
2023/24 | 231.75 | 109.75 | 119
2023/24 | 232.25 | 109.75 | 121
2023/24 | 232.75 | 109.75 | 127
2023/24 | 233.25 | 109.75 | 110
2023/24 | 233.75 | 109.75 | 132
2023/24 | 234.25 | 109.75 | 113
2023/24 | 234.75 | 109.75 | 126
2023/24 | 235.25 | 109.75 | 142
2023/24 | 235.75 | 109.75 | 131
2023/24 | 236.25 | 109.75 | 153
2023/24 | 236.75 | 109.75 | 135
2023/24 | 237.25 | 109.75 | 127
2023/24 | 237.75 | 109.75 | 140
2023/24 | 238.25 | 109.75 | 142
2023/24 | 238.75 | 109.75 | 149
2023/24 | 239.25 | 109.75 | 141
2023/24 | 239.75 | 109.75 | 136
2023/24 | 240.25 | 109.75 | 153
2023/24 | 240.75 | 109.75 | 122
2023/24 | 241.25 | 109.75 | 145
2023/24 | 241.75 | 109.75 | 129
2023/24 | 242.25 | 109.75 | 134
2023/24 | 242.75 | 109.75 | 163
2023/24 | 243.25 | 109.75 | 156
2023/24 | 243.75 | 109.75 | 145
2023/24 | 244.25 | 109.75 | 161
2023/24 | 244.75 | 109.75 | 145
2023/24 | 245.25 | 109.75 | 140
2023/24 | 245.75 | 109.75 | 161
2023/24 | 246.25 | 109.75 | 157
2023/24 | 246.75 | 109.75 | 143
2023/24 | 247.25 | 109.75 | 170
2023/24 | 247.75 | 109.75 | 162
2023/24 | 248.25 | 109.75 | 164
2023/24 | 248.75 | 109.75 | 192
2023/24 | 249.25 | 109.75 | 155
2023/24 | 249.75 | 109.75 | 184
2023/24 | 250.25 | 109.75 | 158
2023/24 | 250.75 | 109.75 | 171
2023/24 | 251.25 | 109.75 | 169
2023/24 | 251.75 | 109.75 | 158
2023/24 | 252.25 | 109.75 | 175
2023/24 | 252.75 | 109.75 | 153
2023/24 | 253.25 | 109.75 | 156
2023/24 | 253.75 | 109.75 | 164
2023/24 | 254.25 | 109.75 | 158
2023/24 | 254.75 | 109.75 | 161
2023/24 | 255.25 | 109.75 | 159
2023/24 | 255.75 | 109.75 | 162
2023/24 | 256.25 | 109.75 | 153
2023/24 | 256.75 | 109.75 | 152
2023/24 | 257.25 | 109.75 | 174
2023/24 | 257.75 | 109.75 | 159
2023/24 | 258.25 | 109.75 | 178
2023/24 | 258.75 | 109.75 | 181
2023/24 | 259.25 | 109.75 | 148
2023/24 | 259.75 | 109.75 | 155
2023/24 | 260.25 | 109.75 | 145
2023/24 | 260.75 | 109.75 | 154
2023/24 | 261.25 | 109.75 | 161
2023/24 | 261.75 | 109.75 | 172
2023/24 | 262.25 | 109.75 | 149
2023/24 | 262.75 | 109.75 | 158
2023/24 | 263.25 | 109.75 | 177
2023/24 | 263.75 | 109.75 | 153
2023/24 | 264.25 | 109.75 | 148
2023/24 | 264.75 | 109.75 | 141
2023/24 | 265.25 | 109.75 | 135
2023/24 | 265.75 | 109.75 | 138
2023/24 | 266.25 | 109.75 | 128
2023/24 | 266.75 | 109.75 | 164
2023/24 | 267.25 | 109.75 | 161
2023/24 | 267.75 | 109.75 | 143
2023/24 | 268.25 | 109.75 | 162
2023/24 | 268.75 | 109.75 | 127
2023/24 | 269.25 | 109.75 | 126
2023/24 | 269.75 | 109.75 | 147
2023/24 | 270.25 | 109.75 | 142
2023/24 | 270.75 | 109.75 | 145
2023/24 | 271.25 | 109.75 | 137
2023/24 | 271.75 | 109.75 | 129
2023/24 | 272.25 | 109.75 | 160
2023/24 | 272.75 | 109.75 | 132
2023/24 | 273.25 | 109.75 | 124
2023/24 | 273.75 | 109.75 | 132
2023/24 | 274.25 | 109.75 | 141
2023/24 | 274.75 | 109.75 | 126
2023/24 | 275.25 | 109.75 | 129
2023/24 | 275.75 | 109.75 | 134
2023/24 | 276.25 | 109.75 | 109
2023/24 | 276.75 | 109.75 | 133
2023/24 | 277.25 | 109.75 | 130
2023/24 | 277.75 | 109.75 | 107
2023/24 | 278.25 | 109.75 | 130
2023/24 | 278.75 | 109.75 | 106
2023/24 | 279.25 | 109.75 | 110
2023/24 | 279.75 | 109.75 | 126
2023/24 | 280.25 | 109.75 | 123
2023/24 | 280.75 | 109.75 | 110
2023/24 | 281.25 | 109.75 | 114
2023/24 | 281.75 | 109.75 | 113
2023/24 | 282.25 | 109.75 | 104
2023/24 | 282.75 | 109.75 | 109
2023/24 | 283.25 | 109.75 | 106
2023/24 | 283.75 | 109.75 | 97
2023/24 | 284.25 | 109.75 | 120
2023/24 | 284.75 | 109.75 | 100
2023/24 | 285.25 | 109.75 | 86
2023/24 | 285.75 | 109.75 | 96
2023/24 | 286.25 | 109.75 | 104
2023/24 | 286.75 | 109.75 | 94
2023/24 | 287.25 | 109.75 | 87
2023/24 | 287.75 | 109.75 | 84
2023/24 | 288.25 | 109.75 | 100
2023/24 | 288.75 | 109.75 | 96
2023/24 | 289.25 | 109.75 | 97
2023/24 | 289.75 | 109.75 | 91
2023/24 | 290.25 | 109.75 | 83
2023/24 | 290.75 | 109.75 | 82
2023/24 | 291.25 | 109.75 | 82
2023/24 | 291.75 | 109.75 | 65
2023/24 | 292.25 | 109.75 | 93
2023/24 | 292.75 | 109.75 | 91
2023/24 | 293.25 | 109.75 | 70
2023/24 | 293.75 | 109.75 | 84
2023/24 | 294.25 | 109.75 | 77
2023/24 | 294.75 | 109.75 | 73
2023/24 | 295.25 | 109.75 | 68
2023/24 | 295.75 | 109.75 | 65
2023/24 | 296.25 | 109.75 | 63
2023/24 | 296.75 | 109.75 | 56
2023/24 | 297.25 | 109.75 | 49
2023/24 | 297.75 | 109.75 | 64
2023/24 | 298.25 | 109.75 | 74
2023/24 | 298.75 | 109.75 | 77
2023/24 | 299.25 | 109.75 | 65
2023/24 | 299.75 | 109.75 | 57
2023/24 | 300.25 | 109.75 | 61
2023/24 | 300.75 | 109.75 | 55
2023/24 | 301.25 | 109.75 | 60
2023/24 | 301.75 | 109.75 | 68
2023/24 | 302.25 | 109.75 | 44
2023/24 | 302.75 | 109.75 | 59
2023/24 | 303.25 | 109.75 | 48
2023/24 | 303.75 | 109.75 | 55
2023/24 | 304.25 | 109.75 | 45
2023/24 | 304.75 | 109.75 | 56
2023/24 | 305.25 | 109.75 | 56
2023/24 | 305.75 | 109.75 | 39
2023/24 | 306.25 | 109.75 | 45
2023/24 | 306.75 | 109.75 | 43
2023/24 | 307.25 | 109.75 | 62
2023/24 | 307.75 | 109.75 | 37
2023/24 | 308.25 | 109.75 | 44
2023/24 | 308.75 | 109.75 | 36
2023/24 | 309.25 | 109.75 | 49
2023/24 | 309.75 | 109.75 | 33
2023/24 | 310.25 | 109.75 | 43
2023/24 | 310.75 | 109.75 | 38
2023/24 | 311.25 | 109.75 | 50
2023/24 | 311.75 | 109.75 | 36
2023/24 | 312.25 | 109.75 | 42
2023/24 | 312.75 | 109.75 | 41
2023/24 | 313.25 | 109.75 | 35
2023/24 | 313.75 | 109.75 | 40
2023/24 | 314.25 | 109.75 | 40
2023/24 | 314.75 | 109.75 | 28
2023/24 | 315.25 | 109.75 | 28
2023/24 | 315.75 | 109.75 | 23
2023/24 | 316.25 | 109.75 | 26
2023/24 | 316.75 | 109.75 | 25
2023/24 | 317.25 | 109.75 | 26
2023/24 | 317.75 | 109.75 | 22
2023/24 | 318.25 | 109.75 | 29
2023/24 | 318.75 | 109.75 | 32
2023/24 | 319.25 | 109.75 | 23
2023/24 | 319.75 | 109.75 | 26
2023/24 | 320.25 | 109.75 | 28
2023/24 | 320.75 | 109.75 | 30
2023/24 | 321.25 | 109.75 | 20
2023/24 | 321.75 | 109.75 | 32
2023/24 | 322.25 | 109.75 | 20
2023/24 | 322.75 | 109.75 | 18
2023/24 | 323.25 | 109.75 | 21
2023/24 | 323.75 | 109.75 | 20
2023/24 | 324.25 | 109.75 | 30
2023/24 | 324.75 | 109.75 | 24
2023/24 | 325.25 | 109.75 | 23
2023/24 | 325.75 | 109.75 | 18
2023/24 | 326.25 | 109.75 | 14
2023/24 | 326.75 | 109.75 | 21
2023/24 | 327.25 | 109.75 | 18
2023/24 | 327.75 | 109.75 | 12
2023/24 | 328.25 | 109.75 | 25
2023/24 | 328.75 | 109.75 | 23
2023/24 | 329.25 | 109.75 | 19
2023/24 | 329.75 | 109.75 | 22
2023/24 | 330.25 | 109.75 | 18
2023/24 | 330.75 | 109.75 | 14
2023/24 | 331.25 | 109.75 | 17
2023/24 | 331.75 | 109.75 | 14
2023/24 | 332.25 | 109.75 | 14
2023/24 | 332.75 | 109.75 | 9
2023/24 | 333.25 | 109.75 | 19
2023/24 | 333.75 | 109.75 | 14
2023/24 | 334.25 | 109.75 | 17
2023/24 | 334.75 | 109.75 | 20
2023/24 | 335.25 | 109.75 | 20
2023/24 | 335.75 | 109.75 | 10
2023/24 | 336.25 | 109.75 | 16
2023/24 | 336.75 | 109.75 | 15
2023/24 | 337.25 | 109.75 | 13
2023/24 | 337.75 | 109.75 | 8
2023/24 | 338.25 | 109.75 | 10
2023/24 | 338.75 | 109.75 | 12
2023/24 | 339.25 | 109.75 | 12
2023/24 | 339.75 | 109.75 | 9
2023/24 | 340.25 | 109.75 | 13
2023/24 | 340.75 | 109.75 | 15
2023/24 | 341.25 | 109.75 | 11
2023/24 | 341.75 | 109.75 | 12
2023/24 | 342.25 | 109.75 | 8
2023/24 | 342.75 | 109.75 | 11
2023/24 | 343.25 | 109.75 | 9
2023/24 | 343.75 | 109.75 | 7
2023/24 | 344.25 | 109.75 | 13
2023/24 | 344.75 | 109.75 | 10
2023/24 | 345.25 | 109.75 | 3
2023/24 | 345.75 | 109.75 | 8
2023/24 | 346.25 | 109.75 | 9
2023/24 | 346.75 | 109.75 | 8
2023/24 | 347.25 | 109.75 | 10
2023/24 | 347.75 | 109.75 | 7
2023/24 | 348.25 | 109.75 | 6
2023/24 | 348.75 | 109.75 | 3
2023/24 | 349.25 | 109.75 | 10
2023/24 | 349.75 | 109.75 | 11
2023/24 | 350.25 | 109.75 | 7
2023/24 | 350.75 | 109.75 | 11
2023/24 | 351.25 | 109.75 | 8
2023/24 | 351.75 | 109.75 | 6
2023/24 | 352.25 | 109.75 | 10
2023/24 | 352.75 | 109.75 | 6
2023/24 | 353.25 | 109.75 | 5
2023/24 | 353.75 | 109.75 | 5
2023/24 | 354.25 | 109.75 | 5
2023/24 | 354.75 | 109.75 | 5
2023/24 | 355.25 | 109.75 | 3
2023/24 | 355.75 | 109.75 | 4
2023/24 | 356.25 | 109.75 | 5
2023/24 | 356.75 | 109.75 | 8
2023/24 | 357.25 | 109.75 | 4
2023/24 | 357.75 | 109.75 | 8
2023/24 | 358.25 | 109.75 | 8
2023/24 | 358.75 | 109.75 | 3
2023/24 | 359.25 | 109.75 | 5
2023/24 | 359.75 | 109.75 | 9
2023/24 | 360.25 | 109.75 | 5
2023/24 | 360.75 | 109.75 | 8
2023/24 | 361.25 | 109.75 | 9
2023/24 | 361.75 | 109.75 | 3
2023/24 | 362.25 | 109.75 | 4
2023/24 | 362.75 | 109.75 | 3
2023/24 | 363.25 | 109.75 | 7
2023/24 | 363.75 | 109.75 | 6
2023/24 | 364.25 | 109.75 | 7
2023/24 | 364.75 | 109.75 | 2
2023/24 | 365.25 | 109.75 | 4
2023/24 | 365.75 | 109.75 | 8
2023/24 | 366.75 | 109.75 | 3
2023/24 | 367.25 | 109.75 | 8
2023/24 | 367.75 | 109.75 | 6
2023/24 | 368.25 | 109.75 | 5
2023/24 | 368.75 | 109.75 | 5
2023/24 | 369.25 | 109.75 | 2
2023/24 | 369.75 | 109.75 | 5
2023/24 | 370.25 | 109.75 | 2
2023/24 | 370.75 | 109.75 | 6
2023/24 | 371.25 | 109.75 | 3
2023/24 | 371.75 | 109.75 | 3
2023/24 | 372.25 | 109.75 | 4
2023/24 | 372.75 | 109.75 | 1
2023/24 | 373.25 | 109.75 | 2
2023/24 | 373.75 | 109.75 | 5
2023/24 | 374.25 | 109.75 | 2
2023/24 | 374.75 | 109.75 | 2
2023/24 | 375.25 | 109.75 | 4
2023/24 | 375.75 | 109.75 | 1
2023/24 | 376.25 | 109.75 | 1
2023/24 | 376.75 | 109.75 | 1
2023/24 | 377.25 | 109.75 | 2
2023/24 | 377.75 | 109.75 | 4
2023/24 | 378.25 | 109.75 | 3
2023/24 | 378.75 | 109.75 | 1
2023/24 | 379.75 | 109.75 | 2
2023/24 | 380.25 | 109.75 | 3
2023/24 | 380.75 | 109.75 | 1
2023/24 | 381.75 | 109.75 | 1
2023/24 | 382.25 | 109.75 | 3
2023/24 | 382.75 | 109.75 | 2
2023/24 | 383.25 | 109.75 | 3
2023/24 | 383.75 | 109.75 | 2
2023/24 | 384.25 | 109.75 | 2
2023/24 | 385.25 | 109.75 | 2
2023/24 | 386.25 | 109.75 | 1
2023/24 | 386.75 | 109.75 | 3
2023/24 | 387.25 | 109.75 | 2
2023/24 | 387.75 | 109.75 | 3
2023/24 | 388.25 | 109.75 | 2
2023/24 | 388.75 | 109.75 | 2
2023/24 | 389.25 | 109.75 | 5
2023/24 | 389.75 | 109.75 | 3
2023/24 | 390.25 | 109.75 | 3
2023/24 | 390.75 | 109.75 | 3
2023/24 | 391.25 | 109.75 | 4
2023/24 | 391.75 | 109.75 | 2
2023/24 | 392.25 | 109.75 | 1
2023/24 | 392.75 | 109.75 | 3
2023/24 | 394.25 | 109.75 | 2
2023/24 | 395.25 | 109.75 | 3
2023/24 | 395.75 | 109.75 | 2
2023/24 | 396.25 | 109.75 | 1
2023/24 | 397.25 | 109.75 | 1
2023/24 | 397.75 | 109.75 | 1
2023/24 | 398.25 | 109.75 | 2
2023/24 | 398.75 | 109.75 | 1
2023/24 | 399.25 | 109.75 | 2
2023/24 | 399.75 | 109.75 | 1
2023/24 | 400.25 | 109.75 | 2
2023/24 | 400.75 | 109.75 | 1
2023/24 | 401.75 | 109.75 | 1
2023/24 | 402.75 | 109.75 | 1
2023/24 | 403.25 | 109.75 | 1
2023/24 | 404.25 | 109.75 | 4
2023/24 | 407.75 | 109.75 | 1
2023/24 | 409.75 | 109.75 | 2
2023/24 | 410.25 | 109.75 | 2
2023/24 | 410.75 | 109.75 | 3
2023/24 | 412.75 | 109.75 | 1
2023/24 | 413.25 | 109.75 | 1
2023/24 | 413.75 | 109.75 | 2
2023/24 | 417.75 | 109.75 | 1
2023/24 | 419.25 | 109.75 | 1
2023/24 | 419.75 | 109.75 | 1
2023/24 | 421.25 | 109.75 | 1
2023/24 | 422.25 | 109.75 | 1
2023/24 | 422.75 | 109.75 | 1
2023/24 | 427.75 | 109.75 | 1
2023/24 | 435.25 | 109.75 | 1
2023/24 | 436.25 | 109.75 | 1
2023/24 | 437.25 | 109.75 | 1
2023/24 | 439.25 | 109.75 | 1
2023/24 | 440.25 | 109.75 | 1
2023/24 | 448.75 | 109.75 | 1
2023/24 | 450.75 | 109.75 | 1
2023/24 | 158.75 | 110.25 | 1
2023/24 | 160.75 | 110.25 | 1
2023/24 | 167.75 | 110.25 | 1
2023/24 | 171.25 | 110.25 | 1
2023/24 | 173.25 | 110.25 | 2
2023/24 | 174.25 | 110.25 | 1
2023/24 | 174.75 | 110.25 | 1
2023/24 | 177.25 | 110.25 | 2
2023/24 | 177.75 | 110.25 | 2
2023/24 | 178.25 | 110.25 | 2
2023/24 | 179.25 | 110.25 | 2
2023/24 | 180.25 | 110.25 | 2
2023/24 | 181.25 | 110.25 | 1
2023/24 | 182.25 | 110.25 | 1
2023/24 | 183.25 | 110.25 | 1
2023/24 | 184.25 | 110.25 | 3
2023/24 | 184.75 | 110.25 | 1
2023/24 | 185.25 | 110.25 | 1
2023/24 | 186.25 | 110.25 | 3
2023/24 | 186.75 | 110.25 | 3
2023/24 | 187.25 | 110.25 | 2
2023/24 | 187.75 | 110.25 | 1
2023/24 | 188.75 | 110.25 | 1
2023/24 | 191.25 | 110.25 | 5
2023/24 | 191.75 | 110.25 | 1
2023/24 | 192.25 | 110.25 | 3
2023/24 | 193.25 | 110.25 | 5
2023/24 | 193.75 | 110.25 | 3
2023/24 | 194.25 | 110.25 | 5
2023/24 | 194.75 | 110.25 | 1
2023/24 | 195.25 | 110.25 | 6
2023/24 | 195.75 | 110.25 | 4
2023/24 | 196.25 | 110.25 | 8
2023/24 | 196.75 | 110.25 | 2
2023/24 | 197.25 | 110.25 | 5
2023/24 | 197.75 | 110.25 | 7
2023/24 | 198.25 | 110.25 | 9
2023/24 | 198.75 | 110.25 | 9
2023/24 | 199.25 | 110.25 | 8
2023/24 | 199.75 | 110.25 | 13
2023/24 | 200.25 | 110.25 | 8
2023/24 | 200.75 | 110.25 | 8
2023/24 | 201.25 | 110.25 | 7
2023/24 | 201.75 | 110.25 | 9
2023/24 | 202.25 | 110.25 | 14
2023/24 | 202.75 | 110.25 | 20
2023/24 | 203.25 | 110.25 | 7
2023/24 | 203.75 | 110.25 | 11
2023/24 | 204.25 | 110.25 | 11
2023/24 | 204.75 | 110.25 | 10
2023/24 | 205.25 | 110.25 | 15
2023/24 | 205.75 | 110.25 | 15
2023/24 | 206.25 | 110.25 | 11
2023/24 | 206.75 | 110.25 | 16
2023/24 | 207.25 | 110.25 | 20
2023/24 | 207.75 | 110.25 | 20
2023/24 | 208.25 | 110.25 | 24
2023/24 | 208.75 | 110.25 | 15
2023/24 | 209.25 | 110.25 | 20
2023/24 | 209.75 | 110.25 | 25
2023/24 | 210.25 | 110.25 | 23
2023/24 | 210.75 | 110.25 | 29
2023/24 | 211.25 | 110.25 | 25
2023/24 | 211.75 | 110.25 | 32
2023/24 | 212.25 | 110.25 | 28
2023/24 | 212.75 | 110.25 | 27
2023/24 | 213.25 | 110.25 | 25
2023/24 | 213.75 | 110.25 | 32
2023/24 | 214.25 | 110.25 | 38
2023/24 | 214.75 | 110.25 | 36
2023/24 | 215.25 | 110.25 | 37
2023/24 | 215.75 | 110.25 | 54
2023/24 | 216.25 | 110.25 | 36
2023/24 | 216.75 | 110.25 | 43
2023/24 | 217.25 | 110.25 | 43
2023/24 | 217.75 | 110.25 | 58
2023/24 | 218.25 | 110.25 | 52
2023/24 | 218.75 | 110.25 | 51
2023/24 | 219.25 | 110.25 | 58
2023/24 | 219.75 | 110.25 | 54
2023/24 | 220.25 | 110.25 | 57
2023/24 | 220.75 | 110.25 | 54
2023/24 | 221.25 | 110.25 | 66
2023/24 | 221.75 | 110.25 | 51
2023/24 | 222.25 | 110.25 | 50
2023/24 | 222.75 | 110.25 | 67
2023/24 | 223.25 | 110.25 | 71
2023/24 | 223.75 | 110.25 | 76
2023/24 | 224.25 | 110.25 | 79
2023/24 | 224.75 | 110.25 | 62
2023/24 | 225.25 | 110.25 | 77
2023/24 | 225.75 | 110.25 | 82
2023/24 | 226.25 | 110.25 | 89
2023/24 | 226.75 | 110.25 | 92
2023/24 | 227.25 | 110.25 | 95
2023/24 | 227.75 | 110.25 | 83
2023/24 | 228.25 | 110.25 | 105
2023/24 | 228.75 | 110.25 | 103
2023/24 | 229.25 | 110.25 | 109
2023/24 | 229.75 | 110.25 | 80
2023/24 | 230.25 | 110.25 | 110
2023/24 | 230.75 | 110.25 | 111
2023/24 | 231.25 | 110.25 | 104
2023/24 | 231.75 | 110.25 | 112
2023/24 | 232.25 | 110.25 | 112
2023/24 | 232.75 | 110.25 | 106
2023/24 | 233.25 | 110.25 | 111
2023/24 | 233.75 | 110.25 | 118
2023/24 | 234.25 | 110.25 | 109
2023/24 | 234.75 | 110.25 | 126
2023/24 | 235.25 | 110.25 | 123
2023/24 | 235.75 | 110.25 | 126
2023/24 | 236.25 | 110.25 | 139
2023/24 | 236.75 | 110.25 | 139
2023/24 | 237.25 | 110.25 | 141
2023/24 | 237.75 | 110.25 | 135
2023/24 | 238.25 | 110.25 | 128
2023/24 | 238.75 | 110.25 | 129
2023/24 | 239.25 | 110.25 | 136
2023/24 | 239.75 | 110.25 | 140
2023/24 | 240.25 | 110.25 | 144
2023/24 | 240.75 | 110.25 | 142
2023/24 | 241.25 | 110.25 | 125
2023/24 | 241.75 | 110.25 | 151
2023/24 | 242.25 | 110.25 | 150
2023/24 | 242.75 | 110.25 | 151
2023/24 | 243.25 | 110.25 | 139
2023/24 | 243.75 | 110.25 | 128
2023/24 | 244.25 | 110.25 | 144
2023/24 | 244.75 | 110.25 | 163
2023/24 | 245.25 | 110.25 | 156
2023/24 | 245.75 | 110.25 | 159
2023/24 | 246.25 | 110.25 | 157
2023/24 | 246.75 | 110.25 | 151
2023/24 | 247.25 | 110.25 | 161
2023/24 | 247.75 | 110.25 | 165
2023/24 | 248.25 | 110.25 | 163
2023/24 | 248.75 | 110.25 | 143
2023/24 | 249.25 | 110.25 | 171
2023/24 | 249.75 | 110.25 | 184
2023/24 | 250.25 | 110.25 | 151
2023/24 | 250.75 | 110.25 | 167
2023/24 | 251.25 | 110.25 | 154
2023/24 | 251.75 | 110.25 | 154
2023/24 | 252.25 | 110.25 | 167
2023/24 | 252.75 | 110.25 | 158
2023/24 | 253.25 | 110.25 | 159
2023/24 | 253.75 | 110.25 | 160
2023/24 | 254.25 | 110.25 | 184
2023/24 | 254.75 | 110.25 | 176
2023/24 | 255.25 | 110.25 | 178
2023/24 | 255.75 | 110.25 | 160
2023/24 | 256.25 | 110.25 | 155
2023/24 | 256.75 | 110.25 | 150
2023/24 | 257.25 | 110.25 | 170
2023/24 | 257.75 | 110.25 | 170
2023/24 | 258.25 | 110.25 | 175
2023/24 | 258.75 | 110.25 | 155
2023/24 | 259.25 | 110.25 | 160
2023/24 | 259.75 | 110.25 | 178
2023/24 | 260.25 | 110.25 | 179
2023/24 | 260.75 | 110.25 | 160
2023/24 | 261.25 | 110.25 | 152
2023/24 | 261.75 | 110.25 | 168
2023/24 | 262.25 | 110.25 | 141
2023/24 | 262.75 | 110.25 | 174
2023/24 | 263.25 | 110.25 | 164
2023/24 | 263.75 | 110.25 | 151
2023/24 | 264.25 | 110.25 | 142
2023/24 | 264.75 | 110.25 | 170
2023/24 | 265.25 | 110.25 | 158
2023/24 | 265.75 | 110.25 | 156
2023/24 | 266.25 | 110.25 | 153
2023/24 | 266.75 | 110.25 | 173
2023/24 | 267.25 | 110.25 | 148
2023/24 | 267.75 | 110.25 | 146
2023/24 | 268.25 | 110.25 | 121
2023/24 | 268.75 | 110.25 | 143
2023/24 | 269.25 | 110.25 | 163
2023/24 | 269.75 | 110.25 | 143
2023/24 | 270.25 | 110.25 | 133
2023/24 | 270.75 | 110.25 | 140
2023/24 | 271.25 | 110.25 | 147
2023/24 | 271.75 | 110.25 | 138
2023/24 | 272.25 | 110.25 | 155
2023/24 | 272.75 | 110.25 | 127
2023/24 | 273.25 | 110.25 | 133
2023/24 | 273.75 | 110.25 | 136
2023/24 | 274.25 | 110.25 | 117
2023/24 | 274.75 | 110.25 | 144
2023/24 | 275.25 | 110.25 | 145
2023/24 | 275.75 | 110.25 | 153
2023/24 | 276.25 | 110.25 | 141
2023/24 | 276.75 | 110.25 | 131
2023/24 | 277.25 | 110.25 | 141
2023/24 | 277.75 | 110.25 | 124
2023/24 | 278.25 | 110.25 | 143
2023/24 | 278.75 | 110.25 | 110
2023/24 | 279.25 | 110.25 | 121
2023/24 | 279.75 | 110.25 | 118
2023/24 | 280.25 | 110.25 | 120
2023/24 | 280.75 | 110.25 | 112
2023/24 | 281.25 | 110.25 | 96
2023/24 | 281.75 | 110.25 | 122
2023/24 | 282.25 | 110.25 | 108
2023/24 | 282.75 | 110.25 | 112
2023/24 | 283.25 | 110.25 | 108
2023/24 | 283.75 | 110.25 | 120
2023/24 | 284.25 | 110.25 | 103
2023/24 | 284.75 | 110.25 | 93
2023/24 | 285.25 | 110.25 | 90
2023/24 | 285.75 | 110.25 | 98
2023/24 | 286.25 | 110.25 | 102
2023/24 | 286.75 | 110.25 | 110
2023/24 | 287.25 | 110.25 | 103
2023/24 | 287.75 | 110.25 | 82
2023/24 | 288.25 | 110.25 | 106
2023/24 | 288.75 | 110.25 | 98
2023/24 | 289.25 | 110.25 | 84
2023/24 | 289.75 | 110.25 | 82
2023/24 | 290.25 | 110.25 | 84
2023/24 | 290.75 | 110.25 | 100
2023/24 | 291.25 | 110.25 | 85
2023/24 | 291.75 | 110.25 | 96
2023/24 | 292.25 | 110.25 | 77
2023/24 | 292.75 | 110.25 | 81
2023/24 | 293.25 | 110.25 | 81
2023/24 | 293.75 | 110.25 | 77
2023/24 | 294.25 | 110.25 | 69
2023/24 | 294.75 | 110.25 | 82
2023/24 | 295.25 | 110.25 | 66
2023/24 | 295.75 | 110.25 | 68
2023/24 | 296.25 | 110.25 | 51
2023/24 | 296.75 | 110.25 | 83
2023/24 | 297.25 | 110.25 | 72
2023/24 | 297.75 | 110.25 | 68
2023/24 | 298.25 | 110.25 | 60
2023/24 | 298.75 | 110.25 | 69
2023/24 | 299.25 | 110.25 | 66
2023/24 | 299.75 | 110.25 | 60
2023/24 | 300.25 | 110.25 | 62
2023/24 | 300.75 | 110.25 | 75
2023/24 | 301.25 | 110.25 | 61
2023/24 | 301.75 | 110.25 | 71
2023/24 | 302.25 | 110.25 | 63
2023/24 | 302.75 | 110.25 | 56
2023/24 | 303.25 | 110.25 | 46
2023/24 | 303.75 | 110.25 | 53
2023/24 | 304.25 | 110.25 | 60
2023/24 | 304.75 | 110.25 | 65
2023/24 | 305.25 | 110.25 | 42
2023/24 | 305.75 | 110.25 | 56
2023/24 | 306.25 | 110.25 | 62
2023/24 | 306.75 | 110.25 | 50
2023/24 | 307.25 | 110.25 | 45
2023/24 | 307.75 | 110.25 | 38
2023/24 | 308.25 | 110.25 | 60
2023/24 | 308.75 | 110.25 | 68
2023/24 | 309.25 | 110.25 | 48
2023/24 | 309.75 | 110.25 | 45
2023/24 | 310.25 | 110.25 | 43
2023/24 | 310.75 | 110.25 | 37
2023/24 | 311.25 | 110.25 | 32
2023/24 | 311.75 | 110.25 | 38
2023/24 | 312.25 | 110.25 | 41
2023/24 | 312.75 | 110.25 | 48
2023/24 | 313.25 | 110.25 | 42
2023/24 | 313.75 | 110.25 | 40
2023/24 | 314.25 | 110.25 | 39
2023/24 | 314.75 | 110.25 | 43
2023/24 | 315.25 | 110.25 | 31
2023/24 | 315.75 | 110.25 | 43
2023/24 | 316.25 | 110.25 | 35
2023/24 | 316.75 | 110.25 | 32
2023/24 | 317.25 | 110.25 | 33
2023/24 | 317.75 | 110.25 | 32
2023/24 | 318.25 | 110.25 | 35
2023/24 | 318.75 | 110.25 | 27
2023/24 | 319.25 | 110.25 | 35
2023/24 | 319.75 | 110.25 | 31
2023/24 | 320.25 | 110.25 | 32
2023/24 | 320.75 | 110.25 | 29
2023/24 | 321.25 | 110.25 | 20
2023/24 | 321.75 | 110.25 | 25
2023/24 | 322.25 | 110.25 | 26
2023/24 | 322.75 | 110.25 | 30
2023/24 | 323.25 | 110.25 | 26
2023/24 | 323.75 | 110.25 | 26
2023/24 | 324.25 | 110.25 | 30
2023/24 | 324.75 | 110.25 | 13
2023/24 | 325.25 | 110.25 | 21
2023/24 | 325.75 | 110.25 | 23
2023/24 | 326.25 | 110.25 | 21
2023/24 | 326.75 | 110.25 | 18
2023/24 | 327.25 | 110.25 | 25
2023/24 | 327.75 | 110.25 | 18
2023/24 | 328.25 | 110.25 | 20
2023/24 | 328.75 | 110.25 | 26
2023/24 | 329.25 | 110.25 | 22
2023/24 | 329.75 | 110.25 | 8
2023/24 | 330.25 | 110.25 | 17
2023/24 | 330.75 | 110.25 | 19
2023/24 | 331.25 | 110.25 | 23
2023/24 | 331.75 | 110.25 | 14
2023/24 | 332.25 | 110.25 | 18
2023/24 | 332.75 | 110.25 | 18
2023/24 | 333.25 | 110.25 | 19
2023/24 | 333.75 | 110.25 | 14
2023/24 | 334.25 | 110.25 | 20
2023/24 | 334.75 | 110.25 | 19
2023/24 | 335.25 | 110.25 | 11
2023/24 | 335.75 | 110.25 | 17
2023/24 | 336.25 | 110.25 | 14
2023/24 | 336.75 | 110.25 | 15
2023/24 | 337.25 | 110.25 | 15
2023/24 | 337.75 | 110.25 | 14
2023/24 | 338.25 | 110.25 | 17
2023/24 | 338.75 | 110.25 | 8
2023/24 | 339.25 | 110.25 | 18
2023/24 | 339.75 | 110.25 | 6
2023/24 | 340.25 | 110.25 | 4
2023/24 | 340.75 | 110.25 | 10
2023/24 | 341.25 | 110.25 | 8
2023/24 | 341.75 | 110.25 | 13
2023/24 | 342.25 | 110.25 | 9
2023/24 | 342.75 | 110.25 | 16
2023/24 | 343.25 | 110.25 | 12
2023/24 | 343.75 | 110.25 | 12
2023/24 | 344.25 | 110.25 | 6
2023/24 | 344.75 | 110.25 | 8
2023/24 | 345.25 | 110.25 | 9
2023/24 | 345.75 | 110.25 | 5
2023/24 | 346.25 | 110.25 | 10
2023/24 | 346.75 | 110.25 | 12
2023/24 | 347.25 | 110.25 | 7
2023/24 | 347.75 | 110.25 | 9
2023/24 | 348.25 | 110.25 | 8
2023/24 | 348.75 | 110.25 | 7
2023/24 | 349.25 | 110.25 | 5
2023/24 | 349.75 | 110.25 | 8
2023/24 | 350.25 | 110.25 | 4
2023/24 | 350.75 | 110.25 | 8
2023/24 | 351.25 | 110.25 | 10
2023/24 | 351.75 | 110.25 | 10
2023/24 | 352.25 | 110.25 | 4
2023/24 | 352.75 | 110.25 | 3
2023/24 | 353.25 | 110.25 | 9
2023/24 | 353.75 | 110.25 | 11
2023/24 | 354.25 | 110.25 | 7
2023/24 | 354.75 | 110.25 | 10
2023/24 | 355.25 | 110.25 | 5
2023/24 | 355.75 | 110.25 | 6
2023/24 | 356.25 | 110.25 | 7
2023/24 | 356.75 | 110.25 | 8
2023/24 | 357.25 | 110.25 | 9
2023/24 | 357.75 | 110.25 | 4
2023/24 | 358.25 | 110.25 | 10
2023/24 | 358.75 | 110.25 | 8
2023/24 | 359.25 | 110.25 | 3
2023/24 | 359.75 | 110.25 | 4
2023/24 | 360.25 | 110.25 | 6
2023/24 | 360.75 | 110.25 | 1
2023/24 | 361.25 | 110.25 | 5
2023/24 | 361.75 | 110.25 | 3
2023/24 | 362.25 | 110.25 | 4
2023/24 | 362.75 | 110.25 | 5
2023/24 | 363.25 | 110.25 | 2
2023/24 | 363.75 | 110.25 | 5
2023/24 | 364.25 | 110.25 | 5
2023/24 | 364.75 | 110.25 | 2
2023/24 | 365.25 | 110.25 | 5
2023/24 | 365.75 | 110.25 | 8
2023/24 | 366.25 | 110.25 | 8
2023/24 | 366.75 | 110.25 | 2
2023/24 | 367.25 | 110.25 | 1
2023/24 | 367.75 | 110.25 | 6
2023/24 | 368.25 | 110.25 | 4
2023/24 | 368.75 | 110.25 | 7
2023/24 | 369.25 | 110.25 | 2
2023/24 | 369.75 | 110.25 | 7
2023/24 | 370.25 | 110.25 | 2
2023/24 | 370.75 | 110.25 | 5
2023/24 | 371.25 | 110.25 | 1
2023/24 | 371.75 | 110.25 | 3
2023/24 | 372.25 | 110.25 | 3
2023/24 | 372.75 | 110.25 | 5
2023/24 | 373.25 | 110.25 | 5
2023/24 | 373.75 | 110.25 | 3
2023/24 | 374.25 | 110.25 | 7
2023/24 | 374.75 | 110.25 | 3
2023/24 | 375.25 | 110.25 | 4
2023/24 | 375.75 | 110.25 | 1
2023/24 | 376.25 | 110.25 | 2
2023/24 | 376.75 | 110.25 | 2
2023/24 | 377.25 | 110.25 | 2
2023/24 | 377.75 | 110.25 | 4
2023/24 | 378.25 | 110.25 | 3
2023/24 | 378.75 | 110.25 | 1
2023/24 | 379.25 | 110.25 | 3
2023/24 | 379.75 | 110.25 | 1
2023/24 | 380.25 | 110.25 | 1
2023/24 | 380.75 | 110.25 | 1
2023/24 | 381.25 | 110.25 | 3
2023/24 | 381.75 | 110.25 | 4
2023/24 | 382.25 | 110.25 | 2
2023/24 | 382.75 | 110.25 | 3
2023/24 | 383.25 | 110.25 | 3
2023/24 | 383.75 | 110.25 | 4
2023/24 | 384.25 | 110.25 | 1
2023/24 | 384.75 | 110.25 | 3
2023/24 | 385.25 | 110.25 | 1
2023/24 | 385.75 | 110.25 | 1
2023/24 | 386.25 | 110.25 | 4
2023/24 | 386.75 | 110.25 | 3
2023/24 | 387.25 | 110.25 | 4
2023/24 | 387.75 | 110.25 | 4
2023/24 | 388.75 | 110.25 | 4
2023/24 | 389.25 | 110.25 | 3
2023/24 | 389.75 | 110.25 | 1
2023/24 | 390.25 | 110.25 | 2
2023/24 | 390.75 | 110.25 | 3
2023/24 | 391.25 | 110.25 | 1
2023/24 | 392.25 | 110.25 | 1
2023/24 | 393.75 | 110.25 | 2
2023/24 | 394.25 | 110.25 | 1
2023/24 | 394.75 | 110.25 | 1
2023/24 | 395.25 | 110.25 | 2
2023/24 | 395.75 | 110.25 | 1
2023/24 | 396.25 | 110.25 | 2
2023/24 | 396.75 | 110.25 | 2
2023/24 | 397.25 | 110.25 | 4
2023/24 | 397.75 | 110.25 | 1
2023/24 | 398.25 | 110.25 | 1
2023/24 | 398.75 | 110.25 | 1
2023/24 | 399.25 | 110.25 | 1
2023/24 | 400.25 | 110.25 | 1
2023/24 | 400.75 | 110.25 | 1
2023/24 | 401.25 | 110.25 | 2
2023/24 | 401.75 | 110.25 | 1
2023/24 | 402.75 | 110.25 | 3
2023/24 | 403.75 | 110.25 | 2
2023/24 | 404.25 | 110.25 | 1
2023/24 | 404.75 | 110.25 | 1
2023/24 | 405.25 | 110.25 | 1
2023/24 | 405.75 | 110.25 | 3
2023/24 | 406.25 | 110.25 | 1
2023/24 | 406.75 | 110.25 | 2
2023/24 | 407.75 | 110.25 | 1
2023/24 | 408.75 | 110.25 | 2
2023/24 | 409.25 | 110.25 | 1
2023/24 | 410.25 | 110.25 | 4
2023/24 | 410.75 | 110.25 | 3
2023/24 | 411.25 | 110.25 | 2
2023/24 | 411.75 | 110.25 | 3
2023/24 | 412.25 | 110.25 | 1
2023/24 | 412.75 | 110.25 | 1
2023/24 | 413.25 | 110.25 | 2
2023/24 | 413.75 | 110.25 | 2
2023/24 | 414.25 | 110.25 | 1
2023/24 | 415.25 | 110.25 | 1
2023/24 | 416.25 | 110.25 | 1
2023/24 | 417.25 | 110.25 | 2
2023/24 | 418.25 | 110.25 | 1
2023/24 | 418.75 | 110.25 | 1
2023/24 | 420.25 | 110.25 | 2
2023/24 | 422.25 | 110.25 | 1
2023/24 | 423.25 | 110.25 | 1
2023/24 | 423.75 | 110.25 | 2
2023/24 | 431.25 | 110.25 | 1
2023/24 | 435.25 | 110.25 | 2
2023/24 | 436.75 | 110.25 | 1
2023/24 | 440.75 | 110.25 | 1
2023/24 | 475.25 | 110.25 | 1
2023/24 | 510.75 | 110.25 | 1
2023/24 | 154.25 | 110.75 | 1
2023/24 | 155.75 | 110.75 | 1
2023/24 | 161.25 | 110.75 | 1
2023/24 | 163.25 | 110.75 | 1
2023/24 | 175.75 | 110.75 | 1
2023/24 | 177.75 | 110.75 | 1
2023/24 | 179.25 | 110.75 | 1
2023/24 | 180.25 | 110.75 | 1
2023/24 | 181.25 | 110.75 | 1
2023/24 | 181.75 | 110.75 | 1
2023/24 | 182.75 | 110.75 | 3
2023/24 | 183.25 | 110.75 | 1
2023/24 | 183.75 | 110.75 | 1
2023/24 | 184.25 | 110.75 | 3
2023/24 | 185.25 | 110.75 | 1
2023/24 | 185.75 | 110.75 | 1
2023/24 | 186.75 | 110.75 | 1
2023/24 | 188.25 | 110.75 | 2
2023/24 | 189.25 | 110.75 | 1
2023/24 | 190.25 | 110.75 | 2
2023/24 | 190.75 | 110.75 | 1
2023/24 | 191.25 | 110.75 | 1
2023/24 | 192.25 | 110.75 | 3
2023/24 | 192.75 | 110.75 | 1
2023/24 | 193.25 | 110.75 | 2
2023/24 | 193.75 | 110.75 | 4
2023/24 | 194.25 | 110.75 | 4
2023/24 | 194.75 | 110.75 | 2
2023/24 | 195.25 | 110.75 | 3
2023/24 | 195.75 | 110.75 | 5
2023/24 | 196.25 | 110.75 | 2
2023/24 | 196.75 | 110.75 | 5
2023/24 | 197.25 | 110.75 | 2
2023/24 | 197.75 | 110.75 | 5
2023/24 | 198.25 | 110.75 | 4
2023/24 | 198.75 | 110.75 | 3
2023/24 | 199.25 | 110.75 | 6
2023/24 | 199.75 | 110.75 | 8
2023/24 | 200.25 | 110.75 | 11
2023/24 | 200.75 | 110.75 | 4
2023/24 | 201.25 | 110.75 | 3
2023/24 | 201.75 | 110.75 | 9
2023/24 | 202.25 | 110.75 | 4
2023/24 | 202.75 | 110.75 | 8
2023/24 | 203.25 | 110.75 | 11
2023/24 | 203.75 | 110.75 | 9
2023/24 | 204.25 | 110.75 | 16
2023/24 | 204.75 | 110.75 | 20
2023/24 | 205.25 | 110.75 | 13
2023/24 | 205.75 | 110.75 | 13
2023/24 | 206.25 | 110.75 | 10
2023/24 | 206.75 | 110.75 | 11
2023/24 | 207.25 | 110.75 | 11
2023/24 | 207.75 | 110.75 | 14
2023/24 | 208.25 | 110.75 | 19
2023/24 | 208.75 | 110.75 | 13
2023/24 | 209.25 | 110.75 | 13
2023/24 | 209.75 | 110.75 | 19
2023/24 | 210.25 | 110.75 | 26
2023/24 | 210.75 | 110.75 | 19
2023/24 | 211.25 | 110.75 | 32
2023/24 | 211.75 | 110.75 | 22
2023/24 | 212.25 | 110.75 | 27
2023/24 | 212.75 | 110.75 | 31
2023/24 | 213.25 | 110.75 | 21
2023/24 | 213.75 | 110.75 | 27
2023/24 | 214.25 | 110.75 | 39
2023/24 | 214.75 | 110.75 | 46
2023/24 | 215.25 | 110.75 | 41
2023/24 | 215.75 | 110.75 | 24
2023/24 | 216.25 | 110.75 | 41
2023/24 | 216.75 | 110.75 | 47
2023/24 | 217.25 | 110.75 | 41
2023/24 | 217.75 | 110.75 | 36
2023/24 | 218.25 | 110.75 | 51
2023/24 | 218.75 | 110.75 | 41
2023/24 | 219.25 | 110.75 | 57
2023/24 | 219.75 | 110.75 | 56
2023/24 | 220.25 | 110.75 | 47
2023/24 | 220.75 | 110.75 | 56
2023/24 | 221.25 | 110.75 | 51
2023/24 | 221.75 | 110.75 | 51
2023/24 | 222.25 | 110.75 | 55
2023/24 | 222.75 | 110.75 | 71
2023/24 | 223.25 | 110.75 | 63
2023/24 | 223.75 | 110.75 | 65
2023/24 | 224.25 | 110.75 | 81
2023/24 | 224.75 | 110.75 | 65
2023/24 | 225.25 | 110.75 | 71
2023/24 | 225.75 | 110.75 | 81
2023/24 | 226.25 | 110.75 | 67
2023/24 | 226.75 | 110.75 | 87
2023/24 | 227.25 | 110.75 | 90
2023/24 | 227.75 | 110.75 | 89
2023/24 | 228.25 | 110.75 | 101
2023/24 | 228.75 | 110.75 | 77
2023/24 | 229.25 | 110.75 | 107
2023/24 | 229.75 | 110.75 | 101
2023/24 | 230.25 | 110.75 | 87
2023/24 | 230.75 | 110.75 | 88
2023/24 | 231.25 | 110.75 | 85
2023/24 | 231.75 | 110.75 | 109
2023/24 | 232.25 | 110.75 | 106
2023/24 | 232.75 | 110.75 | 110
2023/24 | 233.25 | 110.75 | 105
2023/24 | 233.75 | 110.75 | 125
2023/24 | 234.25 | 110.75 | 115
2023/24 | 234.75 | 110.75 | 107
2023/24 | 235.25 | 110.75 | 133
2023/24 | 235.75 | 110.75 | 143
2023/24 | 236.25 | 110.75 | 119
2023/24 | 236.75 | 110.75 | 122
2023/24 | 237.25 | 110.75 | 141
2023/24 | 237.75 | 110.75 | 126
2023/24 | 238.25 | 110.75 | 124
2023/24 | 238.75 | 110.75 | 125
2023/24 | 239.25 | 110.75 | 143
2023/24 | 239.75 | 110.75 | 133
2023/24 | 240.25 | 110.75 | 141
2023/24 | 240.75 | 110.75 | 128
2023/24 | 241.25 | 110.75 | 149
2023/24 | 241.75 | 110.75 | 137
2023/24 | 242.25 | 110.75 | 162
2023/24 | 242.75 | 110.75 | 148
2023/24 | 243.25 | 110.75 | 136
2023/24 | 243.75 | 110.75 | 153
2023/24 | 244.25 | 110.75 | 151
2023/24 | 244.75 | 110.75 | 163
2023/24 | 245.25 | 110.75 | 151
2023/24 | 245.75 | 110.75 | 136
2023/24 | 246.25 | 110.75 | 135
2023/24 | 246.75 | 110.75 | 168
2023/24 | 247.25 | 110.75 | 148
2023/24 | 247.75 | 110.75 | 147
2023/24 | 248.25 | 110.75 | 160
2023/24 | 248.75 | 110.75 | 173
2023/24 | 249.25 | 110.75 | 156
2023/24 | 249.75 | 110.75 | 181
2023/24 | 250.25 | 110.75 | 155
2023/24 | 250.75 | 110.75 | 169
2023/24 | 251.25 | 110.75 | 173
2023/24 | 251.75 | 110.75 | 159
2023/24 | 252.25 | 110.75 | 152
2023/24 | 252.75 | 110.75 | 147
2023/24 | 253.25 | 110.75 | 164
2023/24 | 253.75 | 110.75 | 163
2023/24 | 254.25 | 110.75 | 133
2023/24 | 254.75 | 110.75 | 175
2023/24 | 255.25 | 110.75 | 141
2023/24 | 255.75 | 110.75 | 161
2023/24 | 256.25 | 110.75 | 161
2023/24 | 256.75 | 110.75 | 170
2023/24 | 257.25 | 110.75 | 169
2023/24 | 257.75 | 110.75 | 178
2023/24 | 258.25 | 110.75 | 163
2023/24 | 258.75 | 110.75 | 127
2023/24 | 259.25 | 110.75 | 169
2023/24 | 259.75 | 110.75 | 183
2023/24 | 260.25 | 110.75 | 178
2023/24 | 260.75 | 110.75 | 185
2023/24 | 261.25 | 110.75 | 146
2023/24 | 261.75 | 110.75 | 167
2023/24 | 262.25 | 110.75 | 146
2023/24 | 262.75 | 110.75 | 167
2023/24 | 263.25 | 110.75 | 183
2023/24 | 263.75 | 110.75 | 155
2023/24 | 264.25 | 110.75 | 154
2023/24 | 264.75 | 110.75 | 154
2023/24 | 265.25 | 110.75 | 158
2023/24 | 265.75 | 110.75 | 170
2023/24 | 266.25 | 110.75 | 138
2023/24 | 266.75 | 110.75 | 186
2023/24 | 267.25 | 110.75 | 161
2023/24 | 267.75 | 110.75 | 148
2023/24 | 268.25 | 110.75 | 171
2023/24 | 268.75 | 110.75 | 139
2023/24 | 269.25 | 110.75 | 150
2023/24 | 269.75 | 110.75 | 150
2023/24 | 270.25 | 110.75 | 155
2023/24 | 270.75 | 110.75 | 131
2023/24 | 271.25 | 110.75 | 151
2023/24 | 271.75 | 110.75 | 152
2023/24 | 272.25 | 110.75 | 142
2023/24 | 272.75 | 110.75 | 152
2023/24 | 273.25 | 110.75 | 138
2023/24 | 273.75 | 110.75 | 157
2023/24 | 274.25 | 110.75 | 122
2023/24 | 274.75 | 110.75 | 147
2023/24 | 275.25 | 110.75 | 137
2023/24 | 275.75 | 110.75 | 116
2023/24 | 276.25 | 110.75 | 141
2023/24 | 276.75 | 110.75 | 143
2023/24 | 277.25 | 110.75 | 134
2023/24 | 277.75 | 110.75 | 126
2023/24 | 278.25 | 110.75 | 133
2023/24 | 278.75 | 110.75 | 140
2023/24 | 279.25 | 110.75 | 116
2023/24 | 279.75 | 110.75 | 131
2023/24 | 280.25 | 110.75 | 130
2023/24 | 280.75 | 110.75 | 136
2023/24 | 281.25 | 110.75 | 142
2023/24 | 281.75 | 110.75 | 143
2023/24 | 282.25 | 110.75 | 140
2023/24 | 282.75 | 110.75 | 109
2023/24 | 283.25 | 110.75 | 124
2023/24 | 283.75 | 110.75 | 122
2023/24 | 284.25 | 110.75 | 105
2023/24 | 284.75 | 110.75 | 115
2023/24 | 285.25 | 110.75 | 101
2023/24 | 285.75 | 110.75 | 125
2023/24 | 286.25 | 110.75 | 93
2023/24 | 286.75 | 110.75 | 97
2023/24 | 287.25 | 110.75 | 83
2023/24 | 287.75 | 110.75 | 108
2023/24 | 288.25 | 110.75 | 88
2023/24 | 288.75 | 110.75 | 91
2023/24 | 289.25 | 110.75 | 91
2023/24 | 289.75 | 110.75 | 87
2023/24 | 290.25 | 110.75 | 106
2023/24 | 290.75 | 110.75 | 96
2023/24 | 291.25 | 110.75 | 91
2023/24 | 291.75 | 110.75 | 93
2023/24 | 292.25 | 110.75 | 89
2023/24 | 292.75 | 110.75 | 111
2023/24 | 293.25 | 110.75 | 101
2023/24 | 293.75 | 110.75 | 86
2023/24 | 294.25 | 110.75 | 68
2023/24 | 294.75 | 110.75 | 66
2023/24 | 295.25 | 110.75 | 88
2023/24 | 295.75 | 110.75 | 94
2023/24 | 296.25 | 110.75 | 73
2023/24 | 296.75 | 110.75 | 75
2023/24 | 297.25 | 110.75 | 63
2023/24 | 297.75 | 110.75 | 67
2023/24 | 298.25 | 110.75 | 67
2023/24 | 298.75 | 110.75 | 62
2023/24 | 299.25 | 110.75 | 71
2023/24 | 299.75 | 110.75 | 73
2023/24 | 300.25 | 110.75 | 65
2023/24 | 300.75 | 110.75 | 74
2023/24 | 301.25 | 110.75 | 55
2023/24 | 301.75 | 110.75 | 57
2023/24 | 302.25 | 110.75 | 65
2023/24 | 302.75 | 110.75 | 51
2023/24 | 303.25 | 110.75 | 63
2023/24 | 303.75 | 110.75 | 61
2023/24 | 304.25 | 110.75 | 68
2023/24 | 304.75 | 110.75 | 63
2023/24 | 305.25 | 110.75 | 63
2023/24 | 305.75 | 110.75 | 51
2023/24 | 306.25 | 110.75 | 58
2023/24 | 306.75 | 110.75 | 55
2023/24 | 307.25 | 110.75 | 56
2023/24 | 307.75 | 110.75 | 47
2023/24 | 308.25 | 110.75 | 53
2023/24 | 308.75 | 110.75 | 45
2023/24 | 309.25 | 110.75 | 46
2023/24 | 309.75 | 110.75 | 46
2023/24 | 310.25 | 110.75 | 53
2023/24 | 310.75 | 110.75 | 35
2023/24 | 311.25 | 110.75 | 40
2023/24 | 311.75 | 110.75 | 36
2023/24 | 312.25 | 110.75 | 49
2023/24 | 312.75 | 110.75 | 39
2023/24 | 313.25 | 110.75 | 30
2023/24 | 313.75 | 110.75 | 26
2023/24 | 314.25 | 110.75 | 34
2023/24 | 314.75 | 110.75 | 36
2023/24 | 315.25 | 110.75 | 31
2023/24 | 315.75 | 110.75 | 39
2023/24 | 316.25 | 110.75 | 45
2023/24 | 316.75 | 110.75 | 31
2023/24 | 317.25 | 110.75 | 34
2023/24 | 317.75 | 110.75 | 32
2023/24 | 318.25 | 110.75 | 29
2023/24 | 318.75 | 110.75 | 33
2023/24 | 319.25 | 110.75 | 23
2023/24 | 319.75 | 110.75 | 19
2023/24 | 320.25 | 110.75 | 35
2023/24 | 320.75 | 110.75 | 25
2023/24 | 321.25 | 110.75 | 38
2023/24 | 321.75 | 110.75 | 25
2023/24 | 322.25 | 110.75 | 33
2023/24 | 322.75 | 110.75 | 29
2023/24 | 323.25 | 110.75 | 27
2023/24 | 323.75 | 110.75 | 25
2023/24 | 324.25 | 110.75 | 25
2023/24 | 324.75 | 110.75 | 27
2023/24 | 325.25 | 110.75 | 27
2023/24 | 325.75 | 110.75 | 18
2023/24 | 326.25 | 110.75 | 30
2023/24 | 326.75 | 110.75 | 25
2023/24 | 327.25 | 110.75 | 22
2023/24 | 327.75 | 110.75 | 26
2023/24 | 328.25 | 110.75 | 25
2023/24 | 328.75 | 110.75 | 25
2023/24 | 329.25 | 110.75 | 18
2023/24 | 329.75 | 110.75 | 16
2023/24 | 330.25 | 110.75 | 16
2023/24 | 330.75 | 110.75 | 25
2023/24 | 331.25 | 110.75 | 19
2023/24 | 331.75 | 110.75 | 20
2023/24 | 332.25 | 110.75 | 18
2023/24 | 332.75 | 110.75 | 10
2023/24 | 333.25 | 110.75 | 15
2023/24 | 333.75 | 110.75 | 15
2023/24 | 334.25 | 110.75 | 19
2023/24 | 334.75 | 110.75 | 11
2023/24 | 335.25 | 110.75 | 14
2023/24 | 335.75 | 110.75 | 24
2023/24 | 336.25 | 110.75 | 17
2023/24 | 336.75 | 110.75 | 19
2023/24 | 337.25 | 110.75 | 13
2023/24 | 337.75 | 110.75 | 5
2023/24 | 338.25 | 110.75 | 10
2023/24 | 338.75 | 110.75 | 19
2023/24 | 339.25 | 110.75 | 19
2023/24 | 339.75 | 110.75 | 13
2023/24 | 340.25 | 110.75 | 11
2023/24 | 340.75 | 110.75 | 16
2023/24 | 341.25 | 110.75 | 12
2023/24 | 341.75 | 110.75 | 16
2023/24 | 342.25 | 110.75 | 12
2023/24 | 342.75 | 110.75 | 14
2023/24 | 343.25 | 110.75 | 8
2023/24 | 343.75 | 110.75 | 14
2023/24 | 344.25 | 110.75 | 8
2023/24 | 344.75 | 110.75 | 8
2023/24 | 345.25 | 110.75 | 9
2023/24 | 345.75 | 110.75 | 10
2023/24 | 346.25 | 110.75 | 7
2023/24 | 346.75 | 110.75 | 6
2023/24 | 347.25 | 110.75 | 4
2023/24 | 347.75 | 110.75 | 6
2023/24 | 348.25 | 110.75 | 7
2023/24 | 348.75 | 110.75 | 7
2023/24 | 349.25 | 110.75 | 6
2023/24 | 349.75 | 110.75 | 6
2023/24 | 350.25 | 110.75 | 14
2023/24 | 350.75 | 110.75 | 8
2023/24 | 351.25 | 110.75 | 5
2023/24 | 351.75 | 110.75 | 8
2023/24 | 352.25 | 110.75 | 9
2023/24 | 352.75 | 110.75 | 3
2023/24 | 353.25 | 110.75 | 4
2023/24 | 353.75 | 110.75 | 6
2023/24 | 354.25 | 110.75 | 7
2023/24 | 354.75 | 110.75 | 12
2023/24 | 355.25 | 110.75 | 5
2023/24 | 355.75 | 110.75 | 6
2023/24 | 356.25 | 110.75 | 5
2023/24 | 356.75 | 110.75 | 8
2023/24 | 357.25 | 110.75 | 3
2023/24 | 357.75 | 110.75 | 6
2023/24 | 358.25 | 110.75 | 9
2023/24 | 358.75 | 110.75 | 1
2023/24 | 359.25 | 110.75 | 9
2023/24 | 359.75 | 110.75 | 4
2023/24 | 360.25 | 110.75 | 4
2023/24 | 360.75 | 110.75 | 3
2023/24 | 361.25 | 110.75 | 7
2023/24 | 361.75 | 110.75 | 4
2023/24 | 362.25 | 110.75 | 6
2023/24 | 362.75 | 110.75 | 5
2023/24 | 363.25 | 110.75 | 5
2023/24 | 363.75 | 110.75 | 6
2023/24 | 364.25 | 110.75 | 4
2023/24 | 364.75 | 110.75 | 3
2023/24 | 365.25 | 110.75 | 3
2023/24 | 365.75 | 110.75 | 7
2023/24 | 366.25 | 110.75 | 1
2023/24 | 366.75 | 110.75 | 4
2023/24 | 367.25 | 110.75 | 4
2023/24 | 368.25 | 110.75 | 5
2023/24 | 368.75 | 110.75 | 4
2023/24 | 369.25 | 110.75 | 3
2023/24 | 369.75 | 110.75 | 3
2023/24 | 370.25 | 110.75 | 6
2023/24 | 370.75 | 110.75 | 5
2023/24 | 371.25 | 110.75 | 4
2023/24 | 371.75 | 110.75 | 4
2023/24 | 372.25 | 110.75 | 5
2023/24 | 372.75 | 110.75 | 2
2023/24 | 373.25 | 110.75 | 2
2023/24 | 373.75 | 110.75 | 5
2023/24 | 374.25 | 110.75 | 5
2023/24 | 374.75 | 110.75 | 3
2023/24 | 375.25 | 110.75 | 6
2023/24 | 375.75 | 110.75 | 2
2023/24 | 376.25 | 110.75 | 3
2023/24 | 376.75 | 110.75 | 3
2023/24 | 377.25 | 110.75 | 4
2023/24 | 377.75 | 110.75 | 3
2023/24 | 378.25 | 110.75 | 4
2023/24 | 378.75 | 110.75 | 3
2023/24 | 379.25 | 110.75 | 1
2023/24 | 379.75 | 110.75 | 2
2023/24 | 380.75 | 110.75 | 2
2023/24 | 381.25 | 110.75 | 1
2023/24 | 381.75 | 110.75 | 1
2023/24 | 382.25 | 110.75 | 2
2023/24 | 382.75 | 110.75 | 2
2023/24 | 383.25 | 110.75 | 2
2023/24 | 383.75 | 110.75 | 4
2023/24 | 384.25 | 110.75 | 1
2023/24 | 385.25 | 110.75 | 2
2023/24 | 385.75 | 110.75 | 2
2023/24 | 386.25 | 110.75 | 2
2023/24 | 386.75 | 110.75 | 3
2023/24 | 387.25 | 110.75 | 2
2023/24 | 387.75 | 110.75 | 2
2023/24 | 388.25 | 110.75 | 2
2023/24 | 388.75 | 110.75 | 2
2023/24 | 389.25 | 110.75 | 4
2023/24 | 389.75 | 110.75 | 1
2023/24 | 390.25 | 110.75 | 3
2023/24 | 390.75 | 110.75 | 2
2023/24 | 392.25 | 110.75 | 3
2023/24 | 392.75 | 110.75 | 4
2023/24 | 393.25 | 110.75 | 2
2023/24 | 393.75 | 110.75 | 2
2023/24 | 394.75 | 110.75 | 1
2023/24 | 395.25 | 110.75 | 1
2023/24 | 396.75 | 110.75 | 1
2023/24 | 397.25 | 110.75 | 2
2023/24 | 398.25 | 110.75 | 1
2023/24 | 400.25 | 110.75 | 1
2023/24 | 401.75 | 110.75 | 1
2023/24 | 403.75 | 110.75 | 3
2023/24 | 404.25 | 110.75 | 1
2023/24 | 404.75 | 110.75 | 1
2023/24 | 405.25 | 110.75 | 1
2023/24 | 406.25 | 110.75 | 1
2023/24 | 406.75 | 110.75 | 1
2023/24 | 407.25 | 110.75 | 1
2023/24 | 407.75 | 110.75 | 1
2023/24 | 408.25 | 110.75 | 3
2023/24 | 408.75 | 110.75 | 4
2023/24 | 409.75 | 110.75 | 2
2023/24 | 410.25 | 110.75 | 1
2023/24 | 410.75 | 110.75 | 1
2023/24 | 411.25 | 110.75 | 1
2023/24 | 412.75 | 110.75 | 1
2023/24 | 413.75 | 110.75 | 2
2023/24 | 414.25 | 110.75 | 1
2023/24 | 414.75 | 110.75 | 2
2023/24 | 416.25 | 110.75 | 1
2023/24 | 417.25 | 110.75 | 1
2023/24 | 418.25 | 110.75 | 1
2023/24 | 419.25 | 110.75 | 1
2023/24 | 424.25 | 110.75 | 1
2023/24 | 427.25 | 110.75 | 1
2023/24 | 428.25 | 110.75 | 1
2023/24 | 431.25 | 110.75 | 1
2023/24 | 432.75 | 110.75 | 1
2023/24 | 434.25 | 110.75 | 1
2023/24 | 446.75 | 110.75 | 1
2023/24 | 447.75 | 110.75 | 1
2023/24 | 448.25 | 110.75 | 1
2023/24 | 458.25 | 110.75 | 1
2023/24 | 467.25 | 110.75 | 1
2023/24 | 471.25 | 110.75 | 1
2023/24 | 484.75 | 110.75 | 1
2023/24 | 158.75 | 111.25 | 1
2023/24 | 174.75 | 111.25 | 1
2023/24 | 175.25 | 111.25 | 2
2023/24 | 177.75 | 111.25 | 1
2023/24 | 178.25 | 111.25 | 1
2023/24 | 178.75 | 111.25 | 1
2023/24 | 180.75 | 111.25 | 1
2023/24 | 181.25 | 111.25 | 1
2023/24 | 181.75 | 111.25 | 1
2023/24 | 184.25 | 111.25 | 1
2023/24 | 185.25 | 111.25 | 1
2023/24 | 185.75 | 111.25 | 2
2023/24 | 187.25 | 111.25 | 1
2023/24 | 187.75 | 111.25 | 1
2023/24 | 188.25 | 111.25 | 1
2023/24 | 188.75 | 111.25 | 1
2023/24 | 189.25 | 111.25 | 3
2023/24 | 189.75 | 111.25 | 2
2023/24 | 190.25 | 111.25 | 1
2023/24 | 191.25 | 111.25 | 1
2023/24 | 191.75 | 111.25 | 1
2023/24 | 192.25 | 111.25 | 1
2023/24 | 192.75 | 111.25 | 1
2023/24 | 193.25 | 111.25 | 1
2023/24 | 194.25 | 111.25 | 2
2023/24 | 194.75 | 111.25 | 2
2023/24 | 195.25 | 111.25 | 3
2023/24 | 195.75 | 111.25 | 3
2023/24 | 196.25 | 111.25 | 4
2023/24 | 196.75 | 111.25 | 4
2023/24 | 197.25 | 111.25 | 3
2023/24 | 197.75 | 111.25 | 2
2023/24 | 198.25 | 111.25 | 1
2023/24 | 198.75 | 111.25 | 5
2023/24 | 199.25 | 111.25 | 6
2023/24 | 199.75 | 111.25 | 10
2023/24 | 200.25 | 111.25 | 7
2023/24 | 200.75 | 111.25 | 9
2023/24 | 201.25 | 111.25 | 3
2023/24 | 201.75 | 111.25 | 5
2023/24 | 202.25 | 111.25 | 5
2023/24 | 202.75 | 111.25 | 9
2023/24 | 203.25 | 111.25 | 12
2023/24 | 203.75 | 111.25 | 5
2023/24 | 204.25 | 111.25 | 15
2023/24 | 204.75 | 111.25 | 19
2023/24 | 205.25 | 111.25 | 11
2023/24 | 205.75 | 111.25 | 11
2023/24 | 206.25 | 111.25 | 16
2023/24 | 206.75 | 111.25 | 13
2023/24 | 207.25 | 111.25 | 13
2023/24 | 207.75 | 111.25 | 12
2023/24 | 208.25 | 111.25 | 16
2023/24 | 208.75 | 111.25 | 17
2023/24 | 209.25 | 111.25 | 18
2023/24 | 209.75 | 111.25 | 15
2023/24 | 210.25 | 111.25 | 14
2023/24 | 210.75 | 111.25 | 16
2023/24 | 211.25 | 111.25 | 25
2023/24 | 211.75 | 111.25 | 19
2023/24 | 212.25 | 111.25 | 17
2023/24 | 212.75 | 111.25 | 26
2023/24 | 213.25 | 111.25 | 27
2023/24 | 213.75 | 111.25 | 29
2023/24 | 214.25 | 111.25 | 19
2023/24 | 214.75 | 111.25 | 32
2023/24 | 215.25 | 111.25 | 32
2023/24 | 215.75 | 111.25 | 38
2023/24 | 216.25 | 111.25 | 32
2023/24 | 216.75 | 111.25 | 29
2023/24 | 217.25 | 111.25 | 40
2023/24 | 217.75 | 111.25 | 45
2023/24 | 218.25 | 111.25 | 35
2023/24 | 218.75 | 111.25 | 28
2023/24 | 219.25 | 111.25 | 44
2023/24 | 219.75 | 111.25 | 39
2023/24 | 220.25 | 111.25 | 55
2023/24 | 220.75 | 111.25 | 60
2023/24 | 221.25 | 111.25 | 50
2023/24 | 221.75 | 111.25 | 50
2023/24 | 222.25 | 111.25 | 56
2023/24 | 222.75 | 111.25 | 61
2023/24 | 223.25 | 111.25 | 53
2023/24 | 223.75 | 111.25 | 56
2023/24 | 224.25 | 111.25 | 60
2023/24 | 224.75 | 111.25 | 67
2023/24 | 225.25 | 111.25 | 65
2023/24 | 225.75 | 111.25 | 73
2023/24 | 226.25 | 111.25 | 62
2023/24 | 226.75 | 111.25 | 75
2023/24 | 227.25 | 111.25 | 57
2023/24 | 227.75 | 111.25 | 81
2023/24 | 228.25 | 111.25 | 84
2023/24 | 228.75 | 111.25 | 89
2023/24 | 229.25 | 111.25 | 93
2023/24 | 229.75 | 111.25 | 73
2023/24 | 230.25 | 111.25 | 79
2023/24 | 230.75 | 111.25 | 102
2023/24 | 231.25 | 111.25 | 92
2023/24 | 231.75 | 111.25 | 91
2023/24 | 232.25 | 111.25 | 104
2023/24 | 232.75 | 111.25 | 83
2023/24 | 233.25 | 111.25 | 97
2023/24 | 233.75 | 111.25 | 107
2023/24 | 234.25 | 111.25 | 103
2023/24 | 234.75 | 111.25 | 117
2023/24 | 235.25 | 111.25 | 112
2023/24 | 235.75 | 111.25 | 126
2023/24 | 236.25 | 111.25 | 108
2023/24 | 236.75 | 111.25 | 121
2023/24 | 237.25 | 111.25 | 112
2023/24 | 237.75 | 111.25 | 114
2023/24 | 238.25 | 111.25 | 136
2023/24 | 238.75 | 111.25 | 123
2023/24 | 239.25 | 111.25 | 130
2023/24 | 239.75 | 111.25 | 128
2023/24 | 240.25 | 111.25 | 120
2023/24 | 240.75 | 111.25 | 146
2023/24 | 241.25 | 111.25 | 112
2023/24 | 241.75 | 111.25 | 130
2023/24 | 242.25 | 111.25 | 155
2023/24 | 242.75 | 111.25 | 142
2023/24 | 243.25 | 111.25 | 138
2023/24 | 243.75 | 111.25 | 128
2023/24 | 244.25 | 111.25 | 147
2023/24 | 244.75 | 111.25 | 152
2023/24 | 245.25 | 111.25 | 159
2023/24 | 245.75 | 111.25 | 156
2023/24 | 246.25 | 111.25 | 150
2023/24 | 246.75 | 111.25 | 155
2023/24 | 247.25 | 111.25 | 146
2023/24 | 247.75 | 111.25 | 152
2023/24 | 248.25 | 111.25 | 160
2023/24 | 248.75 | 111.25 | 159
2023/24 | 249.25 | 111.25 | 133
2023/24 | 249.75 | 111.25 | 153
2023/24 | 250.25 | 111.25 | 171
2023/24 | 250.75 | 111.25 | 205
2023/24 | 251.25 | 111.25 | 172
2023/24 | 251.75 | 111.25 | 150
2023/24 | 252.25 | 111.25 | 157
2023/24 | 252.75 | 111.25 | 170
2023/24 | 253.25 | 111.25 | 152
2023/24 | 253.75 | 111.25 | 167
2023/24 | 254.25 | 111.25 | 172
2023/24 | 254.75 | 111.25 | 169
2023/24 | 255.25 | 111.25 | 177
2023/24 | 255.75 | 111.25 | 163
2023/24 | 256.25 | 111.25 | 150
2023/24 | 256.75 | 111.25 | 154
2023/24 | 257.25 | 111.25 | 157
2023/24 | 257.75 | 111.25 | 167
2023/24 | 258.25 | 111.25 | 174
2023/24 | 258.75 | 111.25 | 157
2023/24 | 259.25 | 111.25 | 201
2023/24 | 259.75 | 111.25 | 149
2023/24 | 260.25 | 111.25 | 163
2023/24 | 260.75 | 111.25 | 161
2023/24 | 261.25 | 111.25 | 167
2023/24 | 261.75 | 111.25 | 158
2023/24 | 262.25 | 111.25 | 150
2023/24 | 262.75 | 111.25 | 174
2023/24 | 263.25 | 111.25 | 172
2023/24 | 263.75 | 111.25 | 170
2023/24 | 264.25 | 111.25 | 157
2023/24 | 264.75 | 111.25 | 175
2023/24 | 265.25 | 111.25 | 143
2023/24 | 265.75 | 111.25 | 141
2023/24 | 266.25 | 111.25 | 147
2023/24 | 266.75 | 111.25 | 164
2023/24 | 267.25 | 111.25 | 164
2023/24 | 267.75 | 111.25 | 173
2023/24 | 268.25 | 111.25 | 161
2023/24 | 268.75 | 111.25 | 168
2023/24 | 269.25 | 111.25 | 159
2023/24 | 269.75 | 111.25 | 164
2023/24 | 270.25 | 111.25 | 163
2023/24 | 270.75 | 111.25 | 169
2023/24 | 271.25 | 111.25 | 148
2023/24 | 271.75 | 111.25 | 179
2023/24 | 272.25 | 111.25 | 165
2023/24 | 272.75 | 111.25 | 153
2023/24 | 273.25 | 111.25 | 127
2023/24 | 273.75 | 111.25 | 142
2023/24 | 274.25 | 111.25 | 155
2023/24 | 274.75 | 111.25 | 161
2023/24 | 275.25 | 111.25 | 149
2023/24 | 275.75 | 111.25 | 149
2023/24 | 276.25 | 111.25 | 133
2023/24 | 276.75 | 111.25 | 156
2023/24 | 277.25 | 111.25 | 149
2023/24 | 277.75 | 111.25 | 149
2023/24 | 278.25 | 111.25 | 125
2023/24 | 278.75 | 111.25 | 148
2023/24 | 279.25 | 111.25 | 134
2023/24 | 279.75 | 111.25 | 129
2023/24 | 280.25 | 111.25 | 135
2023/24 | 280.75 | 111.25 | 128
2023/24 | 281.25 | 111.25 | 151
2023/24 | 281.75 | 111.25 | 127
2023/24 | 282.25 | 111.25 | 115
2023/24 | 282.75 | 111.25 | 114
2023/24 | 283.25 | 111.25 | 114
2023/24 | 283.75 | 111.25 | 124
2023/24 | 284.25 | 111.25 | 115
2023/24 | 284.75 | 111.25 | 124
2023/24 | 285.25 | 111.25 | 122
2023/24 | 285.75 | 111.25 | 118
2023/24 | 286.25 | 111.25 | 113
2023/24 | 286.75 | 111.25 | 121
2023/24 | 287.25 | 111.25 | 108
2023/24 | 287.75 | 111.25 | 107
2023/24 | 288.25 | 111.25 | 99
2023/24 | 288.75 | 111.25 | 95
2023/24 | 289.25 | 111.25 | 105
2023/24 | 289.75 | 111.25 | 95
2023/24 | 290.25 | 111.25 | 95
2023/24 | 290.75 | 111.25 | 102
2023/24 | 291.25 | 111.25 | 88
2023/24 | 291.75 | 111.25 | 91
2023/24 | 292.25 | 111.25 | 93
2023/24 | 292.75 | 111.25 | 87
2023/24 | 293.25 | 111.25 | 102
2023/24 | 293.75 | 111.25 | 80
2023/24 | 294.25 | 111.25 | 101
2023/24 | 294.75 | 111.25 | 98
2023/24 | 295.25 | 111.25 | 77
2023/24 | 295.75 | 111.25 | 75
2023/24 | 296.25 | 111.25 | 84
2023/24 | 296.75 | 111.25 | 73
2023/24 | 297.25 | 111.25 | 69
2023/24 | 297.75 | 111.25 | 75
2023/24 | 298.25 | 111.25 | 69
2023/24 | 298.75 | 111.25 | 76
2023/24 | 299.25 | 111.25 | 79
2023/24 | 299.75 | 111.25 | 71
2023/24 | 300.25 | 111.25 | 73
2023/24 | 300.75 | 111.25 | 82
2023/24 | 301.25 | 111.25 | 68
2023/24 | 301.75 | 111.25 | 59
2023/24 | 302.25 | 111.25 | 68
2023/24 | 302.75 | 111.25 | 56
2023/24 | 303.25 | 111.25 | 78
2023/24 | 303.75 | 111.25 | 78
2023/24 | 304.25 | 111.25 | 66
2023/24 | 304.75 | 111.25 | 80
2023/24 | 305.25 | 111.25 | 55
2023/24 | 305.75 | 111.25 | 52
2023/24 | 306.25 | 111.25 | 58
2023/24 | 306.75 | 111.25 | 57
2023/24 | 307.25 | 111.25 | 56
2023/24 | 307.75 | 111.25 | 51
2023/24 | 308.25 | 111.25 | 57
2023/24 | 308.75 | 111.25 | 49
2023/24 | 309.25 | 111.25 | 60
2023/24 | 309.75 | 111.25 | 51
2023/24 | 310.25 | 111.25 | 50
2023/24 | 310.75 | 111.25 | 45
2023/24 | 311.25 | 111.25 | 52
2023/24 | 311.75 | 111.25 | 57
2023/24 | 312.25 | 111.25 | 38
2023/24 | 312.75 | 111.25 | 42
2023/24 | 313.25 | 111.25 | 30
2023/24 | 313.75 | 111.25 | 40
2023/24 | 314.25 | 111.25 | 34
2023/24 | 314.75 | 111.25 | 25
2023/24 | 315.25 | 111.25 | 36
2023/24 | 315.75 | 111.25 | 47
2023/24 | 316.25 | 111.25 | 42
2023/24 | 316.75 | 111.25 | 35
2023/24 | 317.25 | 111.25 | 47
2023/24 | 317.75 | 111.25 | 48
2023/24 | 318.25 | 111.25 | 29
2023/24 | 318.75 | 111.25 | 31
2023/24 | 319.25 | 111.25 | 26
2023/24 | 319.75 | 111.25 | 28
2023/24 | 320.25 | 111.25 | 34
2023/24 | 320.75 | 111.25 | 33
2023/24 | 321.25 | 111.25 | 22
2023/24 | 321.75 | 111.25 | 22
2023/24 | 322.25 | 111.25 | 37
2023/24 | 322.75 | 111.25 | 22
2023/24 | 323.25 | 111.25 | 29
2023/24 | 323.75 | 111.25 | 30
2023/24 | 324.25 | 111.25 | 23
2023/24 | 324.75 | 111.25 | 31
2023/24 | 325.25 | 111.25 | 23
2023/24 | 325.75 | 111.25 | 31
2023/24 | 326.25 | 111.25 | 20
2023/24 | 326.75 | 111.25 | 26
2023/24 | 327.25 | 111.25 | 23
2023/24 | 327.75 | 111.25 | 22
2023/24 | 328.25 | 111.25 | 32
2023/24 | 328.75 | 111.25 | 22
2023/24 | 329.25 | 111.25 | 31
2023/24 | 329.75 | 111.25 | 31
2023/24 | 330.25 | 111.25 | 17
2023/24 | 330.75 | 111.25 | 28
2023/24 | 331.25 | 111.25 | 25
2023/24 | 331.75 | 111.25 | 27
2023/24 | 332.25 | 111.25 | 19
2023/24 | 332.75 | 111.25 | 17
2023/24 | 333.25 | 111.25 | 19
2023/24 | 333.75 | 111.25 | 13
2023/24 | 334.25 | 111.25 | 20
2023/24 | 334.75 | 111.25 | 24
2023/24 | 335.25 | 111.25 | 15
2023/24 | 335.75 | 111.25 | 9
2023/24 | 336.25 | 111.25 | 18
2023/24 | 336.75 | 111.25 | 16
2023/24 | 337.25 | 111.25 | 20
2023/24 | 337.75 | 111.25 | 18
2023/24 | 338.25 | 111.25 | 13
2023/24 | 338.75 | 111.25 | 12
2023/24 | 339.25 | 111.25 | 25
2023/24 | 339.75 | 111.25 | 20
2023/24 | 340.25 | 111.25 | 16
2023/24 | 340.75 | 111.25 | 8
2023/24 | 341.25 | 111.25 | 18
2023/24 | 341.75 | 111.25 | 15
2023/24 | 342.25 | 111.25 | 5
2023/24 | 342.75 | 111.25 | 3
2023/24 | 343.25 | 111.25 | 7
2023/24 | 343.75 | 111.25 | 12
2023/24 | 344.25 | 111.25 | 9
2023/24 | 344.75 | 111.25 | 13
2023/24 | 345.25 | 111.25 | 11
2023/24 | 345.75 | 111.25 | 16
2023/24 | 346.25 | 111.25 | 6
2023/24 | 346.75 | 111.25 | 16
2023/24 | 347.25 | 111.25 | 7
2023/24 | 347.75 | 111.25 | 10
2023/24 | 348.25 | 111.25 | 11
2023/24 | 348.75 | 111.25 | 6
2023/24 | 349.25 | 111.25 | 12
2023/24 | 349.75 | 111.25 | 7
2023/24 | 350.25 | 111.25 | 12
2023/24 | 350.75 | 111.25 | 5
2023/24 | 351.25 | 111.25 | 13
2023/24 | 351.75 | 111.25 | 9
2023/24 | 352.25 | 111.25 | 4
2023/24 | 352.75 | 111.25 | 7
2023/24 | 353.25 | 111.25 | 9
2023/24 | 353.75 | 111.25 | 10
2023/24 | 354.25 | 111.25 | 6
2023/24 | 354.75 | 111.25 | 5
2023/24 | 355.25 | 111.25 | 7
2023/24 | 355.75 | 111.25 | 9
2023/24 | 356.25 | 111.25 | 8
2023/24 | 356.75 | 111.25 | 9
2023/24 | 357.25 | 111.25 | 9
2023/24 | 357.75 | 111.25 | 9
2023/24 | 358.25 | 111.25 | 10
2023/24 | 358.75 | 111.25 | 5
2023/24 | 359.25 | 111.25 | 4
2023/24 | 359.75 | 111.25 | 5
2023/24 | 360.25 | 111.25 | 5
2023/24 | 360.75 | 111.25 | 7
2023/24 | 361.25 | 111.25 | 7
2023/24 | 361.75 | 111.25 | 7
2023/24 | 362.25 | 111.25 | 7
2023/24 | 362.75 | 111.25 | 6
2023/24 | 363.25 | 111.25 | 9
2023/24 | 363.75 | 111.25 | 6
2023/24 | 364.25 | 111.25 | 4
2023/24 | 364.75 | 111.25 | 2
2023/24 | 365.25 | 111.25 | 2
2023/24 | 365.75 | 111.25 | 6
2023/24 | 366.25 | 111.25 | 2
2023/24 | 367.25 | 111.25 | 4
2023/24 | 367.75 | 111.25 | 3
2023/24 | 368.25 | 111.25 | 6
2023/24 | 368.75 | 111.25 | 4
2023/24 | 369.25 | 111.25 | 2
2023/24 | 369.75 | 111.25 | 5
2023/24 | 370.25 | 111.25 | 3
2023/24 | 370.75 | 111.25 | 5
2023/24 | 371.75 | 111.25 | 7
2023/24 | 372.25 | 111.25 | 3
2023/24 | 372.75 | 111.25 | 5
2023/24 | 373.25 | 111.25 | 7
2023/24 | 373.75 | 111.25 | 5
2023/24 | 374.25 | 111.25 | 2
2023/24 | 374.75 | 111.25 | 4
2023/24 | 375.25 | 111.25 | 6
2023/24 | 375.75 | 111.25 | 3
2023/24 | 376.25 | 111.25 | 4
2023/24 | 376.75 | 111.25 | 4
2023/24 | 377.25 | 111.25 | 6
2023/24 | 377.75 | 111.25 | 6
2023/24 | 378.25 | 111.25 | 5
2023/24 | 378.75 | 111.25 | 2
2023/24 | 379.25 | 111.25 | 8
2023/24 | 379.75 | 111.25 | 1
2023/24 | 380.25 | 111.25 | 2
2023/24 | 381.25 | 111.25 | 5
2023/24 | 381.75 | 111.25 | 4
2023/24 | 382.25 | 111.25 | 1
2023/24 | 383.25 | 111.25 | 2
2023/24 | 383.75 | 111.25 | 1
2023/24 | 384.25 | 111.25 | 5
2023/24 | 384.75 | 111.25 | 3
2023/24 | 385.75 | 111.25 | 2
2023/24 | 386.75 | 111.25 | 3
2023/24 | 387.25 | 111.25 | 3
2023/24 | 387.75 | 111.25 | 3
2023/24 | 388.25 | 111.25 | 4
2023/24 | 388.75 | 111.25 | 2
2023/24 | 389.25 | 111.25 | 3
2023/24 | 389.75 | 111.25 | 2
2023/24 | 390.75 | 111.25 | 2
2023/24 | 391.25 | 111.25 | 1
2023/24 | 391.75 | 111.25 | 2
2023/24 | 392.25 | 111.25 | 2
2023/24 | 393.25 | 111.25 | 2
2023/24 | 394.25 | 111.25 | 1
2023/24 | 394.75 | 111.25 | 1
2023/24 | 395.25 | 111.25 | 2
2023/24 | 395.75 | 111.25 | 3
2023/24 | 396.75 | 111.25 | 3
2023/24 | 397.75 | 111.25 | 1
2023/24 | 399.25 | 111.25 | 2
2023/24 | 400.75 | 111.25 | 1
2023/24 | 401.75 | 111.25 | 2
2023/24 | 402.25 | 111.25 | 3
2023/24 | 403.25 | 111.25 | 1
2023/24 | 403.75 | 111.25 | 1
2023/24 | 404.25 | 111.25 | 1
2023/24 | 404.75 | 111.25 | 1
2023/24 | 405.25 | 111.25 | 1
2023/24 | 405.75 | 111.25 | 2
2023/24 | 406.25 | 111.25 | 1
2023/24 | 406.75 | 111.25 | 1
2023/24 | 407.25 | 111.25 | 1
2023/24 | 407.75 | 111.25 | 2
2023/24 | 408.25 | 111.25 | 1
2023/24 | 408.75 | 111.25 | 1
2023/24 | 409.75 | 111.25 | 1
2023/24 | 410.25 | 111.25 | 2
2023/24 | 411.75 | 111.25 | 2
2023/24 | 413.75 | 111.25 | 1
2023/24 | 414.25 | 111.25 | 2
2023/24 | 414.75 | 111.25 | 1
2023/24 | 419.25 | 111.25 | 1
2023/24 | 419.75 | 111.25 | 1
2023/24 | 421.75 | 111.25 | 1
2023/24 | 423.25 | 111.25 | 1
2023/24 | 424.25 | 111.25 | 1
2023/24 | 428.75 | 111.25 | 1
2023/24 | 429.75 | 111.25 | 1
2023/24 | 433.75 | 111.25 | 1
2023/24 | 434.25 | 111.25 | 2
2023/24 | 434.75 | 111.25 | 1
2023/24 | 435.25 | 111.25 | 1
2023/24 | 435.75 | 111.25 | 1
2023/24 | 440.25 | 111.25 | 1
2023/24 | 443.25 | 111.25 | 1
2023/24 | 443.75 | 111.25 | 1
2023/24 | 444.25 | 111.25 | 1
2023/24 | 445.25 | 111.25 | 1
2023/24 | 448.25 | 111.25 | 2
2023/24 | 453.25 | 111.25 | 1
2023/24 | 455.75 | 111.25 | 1
2023/24 | 482.75 | 111.25 | 1
2023/24 | 161.25 | 111.75 | 1
2023/24 | 175.25 | 111.75 | 1
2023/24 | 176.75 | 111.75 | 2
2023/24 | 178.25 | 111.75 | 1
2023/24 | 179.25 | 111.75 | 1
2023/24 | 180.25 | 111.75 | 1
2023/24 | 182.25 | 111.75 | 1
2023/24 | 183.25 | 111.75 | 1
2023/24 | 184.25 | 111.75 | 1
2023/24 | 184.75 | 111.75 | 1
2023/24 | 185.25 | 111.75 | 2
2023/24 | 186.25 | 111.75 | 1
2023/24 | 186.75 | 111.75 | 1
2023/24 | 187.75 | 111.75 | 1
2023/24 | 188.25 | 111.75 | 1
2023/24 | 188.75 | 111.75 | 1
2023/24 | 189.25 | 111.75 | 1
2023/24 | 189.75 | 111.75 | 1
2023/24 | 190.25 | 111.75 | 4
2023/24 | 190.75 | 111.75 | 2
2023/24 | 191.25 | 111.75 | 1
2023/24 | 191.75 | 111.75 | 1
2023/24 | 192.25 | 111.75 | 1
2023/24 | 192.75 | 111.75 | 4
2023/24 | 193.25 | 111.75 | 2
2023/24 | 193.75 | 111.75 | 2
2023/24 | 194.25 | 111.75 | 1
2023/24 | 194.75 | 111.75 | 4
2023/24 | 195.25 | 111.75 | 2
2023/24 | 195.75 | 111.75 | 1
2023/24 | 196.25 | 111.75 | 3
2023/24 | 196.75 | 111.75 | 4
2023/24 | 197.25 | 111.75 | 4
2023/24 | 197.75 | 111.75 | 2
2023/24 | 198.25 | 111.75 | 1
2023/24 | 198.75 | 111.75 | 2
2023/24 | 199.25 | 111.75 | 5
2023/24 | 199.75 | 111.75 | 10
2023/24 | 200.25 | 111.75 | 2
2023/24 | 200.75 | 111.75 | 7
2023/24 | 201.25 | 111.75 | 7
2023/24 | 201.75 | 111.75 | 8
2023/24 | 202.25 | 111.75 | 8
2023/24 | 202.75 | 111.75 | 6
2023/24 | 203.25 | 111.75 | 4
2023/24 | 203.75 | 111.75 | 4
2023/24 | 204.25 | 111.75 | 7
2023/24 | 204.75 | 111.75 | 14
2023/24 | 205.25 | 111.75 | 9
2023/24 | 205.75 | 111.75 | 11
2023/24 | 206.25 | 111.75 | 7
2023/24 | 206.75 | 111.75 | 9
2023/24 | 207.25 | 111.75 | 10
2023/24 | 207.75 | 111.75 | 10
2023/24 | 208.25 | 111.75 | 16
2023/24 | 208.75 | 111.75 | 20
2023/24 | 209.25 | 111.75 | 13
2023/24 | 209.75 | 111.75 | 15
2023/24 | 210.25 | 111.75 | 15
2023/24 | 210.75 | 111.75 | 20
2023/24 | 211.25 | 111.75 | 18
2023/24 | 211.75 | 111.75 | 17
2023/24 | 212.25 | 111.75 | 21
2023/24 | 212.75 | 111.75 | 20
2023/24 | 213.25 | 111.75 | 20
2023/24 | 213.75 | 111.75 | 22
2023/24 | 214.25 | 111.75 | 22
2023/24 | 214.75 | 111.75 | 33
2023/24 | 215.25 | 111.75 | 22
2023/24 | 215.75 | 111.75 | 36
2023/24 | 216.25 | 111.75 | 39
2023/24 | 216.75 | 111.75 | 40
2023/24 | 217.25 | 111.75 | 29
2023/24 | 217.75 | 111.75 | 47
2023/24 | 218.25 | 111.75 | 33
2023/24 | 218.75 | 111.75 | 37
2023/24 | 219.25 | 111.75 | 44
2023/24 | 219.75 | 111.75 | 45
2023/24 | 220.25 | 111.75 | 32
2023/24 | 220.75 | 111.75 | 41
2023/24 | 221.25 | 111.75 | 49
2023/24 | 221.75 | 111.75 | 52
2023/24 | 222.25 | 111.75 | 54
2023/24 | 222.75 | 111.75 | 37
2023/24 | 223.25 | 111.75 | 57
2023/24 | 223.75 | 111.75 | 75
2023/24 | 224.25 | 111.75 | 60
2023/24 | 224.75 | 111.75 | 54
2023/24 | 225.25 | 111.75 | 74
2023/24 | 225.75 | 111.75 | 68
2023/24 | 226.25 | 111.75 | 62
2023/24 | 226.75 | 111.75 | 63
2023/24 | 227.25 | 111.75 | 71
2023/24 | 227.75 | 111.75 | 70
2023/24 | 228.25 | 111.75 | 77
2023/24 | 228.75 | 111.75 | 68
2023/24 | 229.25 | 111.75 | 81
2023/24 | 229.75 | 111.75 | 74
2023/24 | 230.25 | 111.75 | 83
2023/24 | 230.75 | 111.75 | 95
2023/24 | 231.25 | 111.75 | 83
2023/24 | 231.75 | 111.75 | 95
2023/24 | 232.25 | 111.75 | 113
2023/24 | 232.75 | 111.75 | 91
2023/24 | 233.25 | 111.75 | 125
2023/24 | 233.75 | 111.75 | 107
2023/24 | 234.25 | 111.75 | 112
2023/24 | 234.75 | 111.75 | 105
2023/24 | 235.25 | 111.75 | 116
2023/24 | 235.75 | 111.75 | 97
2023/24 | 236.25 | 111.75 | 135
2023/24 | 236.75 | 111.75 | 120
2023/24 | 237.25 | 111.75 | 129
2023/24 | 237.75 | 111.75 | 114
2023/24 | 238.25 | 111.75 | 121
2023/24 | 238.75 | 111.75 | 112
2023/24 | 239.25 | 111.75 | 118
2023/24 | 239.75 | 111.75 | 118
2023/24 | 240.25 | 111.75 | 118
2023/24 | 240.75 | 111.75 | 128
2023/24 | 241.25 | 111.75 | 131
2023/24 | 241.75 | 111.75 | 128
2023/24 | 242.25 | 111.75 | 136
2023/24 | 242.75 | 111.75 | 110
2023/24 | 243.25 | 111.75 | 110
2023/24 | 243.75 | 111.75 | 152
2023/24 | 244.25 | 111.75 | 127
2023/24 | 244.75 | 111.75 | 155
2023/24 | 245.25 | 111.75 | 139
2023/24 | 245.75 | 111.75 | 144
2023/24 | 246.25 | 111.75 | 145
2023/24 | 246.75 | 111.75 | 149
2023/24 | 247.25 | 111.75 | 138
2023/24 | 247.75 | 111.75 | 145
2023/24 | 248.25 | 111.75 | 160
2023/24 | 248.75 | 111.75 | 147
2023/24 | 249.25 | 111.75 | 138
2023/24 | 249.75 | 111.75 | 166
2023/24 | 250.25 | 111.75 | 155
2023/24 | 250.75 | 111.75 | 167
2023/24 | 251.25 | 111.75 | 148
2023/24 | 251.75 | 111.75 | 163
2023/24 | 252.25 | 111.75 | 160
2023/24 | 252.75 | 111.75 | 180
2023/24 | 253.25 | 111.75 | 167
2023/24 | 253.75 | 111.75 | 180
2023/24 | 254.25 | 111.75 | 173
2023/24 | 254.75 | 111.75 | 155
2023/24 | 255.25 | 111.75 | 147
2023/24 | 255.75 | 111.75 | 157
2023/24 | 256.25 | 111.75 | 166
2023/24 | 256.75 | 111.75 | 180
2023/24 | 257.25 | 111.75 | 152
2023/24 | 257.75 | 111.75 | 158
2023/24 | 258.25 | 111.75 | 171
2023/24 | 258.75 | 111.75 | 163
2023/24 | 259.25 | 111.75 | 151
2023/24 | 259.75 | 111.75 | 167
2023/24 | 260.25 | 111.75 | 175
2023/24 | 260.75 | 111.75 | 135
2023/24 | 261.25 | 111.75 | 167
2023/24 | 261.75 | 111.75 | 179
2023/24 | 262.25 | 111.75 | 158
2023/24 | 262.75 | 111.75 | 158
2023/24 | 263.25 | 111.75 | 162
2023/24 | 263.75 | 111.75 | 180
2023/24 | 264.25 | 111.75 | 157
2023/24 | 264.75 | 111.75 | 158
2023/24 | 265.25 | 111.75 | 183
2023/24 | 265.75 | 111.75 | 184
2023/24 | 266.25 | 111.75 | 182
2023/24 | 266.75 | 111.75 | 159
2023/24 | 267.25 | 111.75 | 145
2023/24 | 267.75 | 111.75 | 158
2023/24 | 268.25 | 111.75 | 193
2023/24 | 268.75 | 111.75 | 156
2023/24 | 269.25 | 111.75 | 153
2023/24 | 269.75 | 111.75 | 143
2023/24 | 270.25 | 111.75 | 155
2023/24 | 270.75 | 111.75 | 150
2023/24 | 271.25 | 111.75 | 148
2023/24 | 271.75 | 111.75 | 152
2023/24 | 272.25 | 111.75 | 160
2023/24 | 272.75 | 111.75 | 151
2023/24 | 273.25 | 111.75 | 175
2023/24 | 273.75 | 111.75 | 141
2023/24 | 274.25 | 111.75 | 147
2023/24 | 274.75 | 111.75 | 140
2023/24 | 275.25 | 111.75 | 160
2023/24 | 275.75 | 111.75 | 140
2023/24 | 276.25 | 111.75 | 154
2023/24 | 276.75 | 111.75 | 138
2023/24 | 277.25 | 111.75 | 141
2023/24 | 277.75 | 111.75 | 140
2023/24 | 278.25 | 111.75 | 142
2023/24 | 278.75 | 111.75 | 155
2023/24 | 279.25 | 111.75 | 124
2023/24 | 279.75 | 111.75 | 150
2023/24 | 280.25 | 111.75 | 126
2023/24 | 280.75 | 111.75 | 135
2023/24 | 281.25 | 111.75 | 140
2023/24 | 281.75 | 111.75 | 131
2023/24 | 282.25 | 111.75 | 138
2023/24 | 282.75 | 111.75 | 116
2023/24 | 283.25 | 111.75 | 139
2023/24 | 283.75 | 111.75 | 111
2023/24 | 284.25 | 111.75 | 137
2023/24 | 284.75 | 111.75 | 134
2023/24 | 285.25 | 111.75 | 108
2023/24 | 285.75 | 111.75 | 112
2023/24 | 286.25 | 111.75 | 116
2023/24 | 286.75 | 111.75 | 110
2023/24 | 287.25 | 111.75 | 110
2023/24 | 287.75 | 111.75 | 108
2023/24 | 288.25 | 111.75 | 124
2023/24 | 288.75 | 111.75 | 93
2023/24 | 289.25 | 111.75 | 90
2023/24 | 289.75 | 111.75 | 109
2023/24 | 290.25 | 111.75 | 99
2023/24 | 290.75 | 111.75 | 126
2023/24 | 291.25 | 111.75 | 105
2023/24 | 291.75 | 111.75 | 97
2023/24 | 292.25 | 111.75 | 104
2023/24 | 292.75 | 111.75 | 97
2023/24 | 293.25 | 111.75 | 119
2023/24 | 293.75 | 111.75 | 105
2023/24 | 294.25 | 111.75 | 92
2023/24 | 294.75 | 111.75 | 104
2023/24 | 295.25 | 111.75 | 84
2023/24 | 295.75 | 111.75 | 96
2023/24 | 296.25 | 111.75 | 86
2023/24 | 296.75 | 111.75 | 99
2023/24 | 297.25 | 111.75 | 85
2023/24 | 297.75 | 111.75 | 83
2023/24 | 298.25 | 111.75 | 90
2023/24 | 298.75 | 111.75 | 89
2023/24 | 299.25 | 111.75 | 79
2023/24 | 299.75 | 111.75 | 85
2023/24 | 300.25 | 111.75 | 65
2023/24 | 300.75 | 111.75 | 68
2023/24 | 301.25 | 111.75 | 73
2023/24 | 301.75 | 111.75 | 77
2023/24 | 302.25 | 111.75 | 68
2023/24 | 302.75 | 111.75 | 67
2023/24 | 303.25 | 111.75 | 80
2023/24 | 303.75 | 111.75 | 61
2023/24 | 304.25 | 111.75 | 58
2023/24 | 304.75 | 111.75 | 73
2023/24 | 305.25 | 111.75 | 62
2023/24 | 305.75 | 111.75 | 62
2023/24 | 306.25 | 111.75 | 51
2023/24 | 306.75 | 111.75 | 61
2023/24 | 307.25 | 111.75 | 60
2023/24 | 307.75 | 111.75 | 74
2023/24 | 308.25 | 111.75 | 51
2023/24 | 308.75 | 111.75 | 69
2023/24 | 309.25 | 111.75 | 58
2023/24 | 309.75 | 111.75 | 51
2023/24 | 310.25 | 111.75 | 47
2023/24 | 310.75 | 111.75 | 61
2023/24 | 311.25 | 111.75 | 60
2023/24 | 311.75 | 111.75 | 43
2023/24 | 312.25 | 111.75 | 54
2023/24 | 312.75 | 111.75 | 47
2023/24 | 313.25 | 111.75 | 41
2023/24 | 313.75 | 111.75 | 43
2023/24 | 314.25 | 111.75 | 33
2023/24 | 314.75 | 111.75 | 37
2023/24 | 315.25 | 111.75 | 49
2023/24 | 315.75 | 111.75 | 37
2023/24 | 316.25 | 111.75 | 35
2023/24 | 316.75 | 111.75 | 32
2023/24 | 317.25 | 111.75 | 37
2023/24 | 317.75 | 111.75 | 40
2023/24 | 318.25 | 111.75 | 44
2023/24 | 318.75 | 111.75 | 35
2023/24 | 319.25 | 111.75 | 35
2023/24 | 319.75 | 111.75 | 37
2023/24 | 320.25 | 111.75 | 36
2023/24 | 320.75 | 111.75 | 28
2023/24 | 321.25 | 111.75 | 28
2023/24 | 321.75 | 111.75 | 33
2023/24 | 322.25 | 111.75 | 39
2023/24 | 322.75 | 111.75 | 40
2023/24 | 323.25 | 111.75 | 30
2023/24 | 323.75 | 111.75 | 33
2023/24 | 324.25 | 111.75 | 33
2023/24 | 324.75 | 111.75 | 19
2023/24 | 325.25 | 111.75 | 27
2023/24 | 325.75 | 111.75 | 26
2023/24 | 326.25 | 111.75 | 36
2023/24 | 326.75 | 111.75 | 29
2023/24 | 327.25 | 111.75 | 15
2023/24 | 327.75 | 111.75 | 23
2023/24 | 328.25 | 111.75 | 21
2023/24 | 328.75 | 111.75 | 25
2023/24 | 329.25 | 111.75 | 16
2023/24 | 329.75 | 111.75 | 21
2023/24 | 330.25 | 111.75 | 20
2023/24 | 330.75 | 111.75 | 34
2023/24 | 331.25 | 111.75 | 19
2023/24 | 331.75 | 111.75 | 16
2023/24 | 332.25 | 111.75 | 18
2023/24 | 332.75 | 111.75 | 24
2023/24 | 333.25 | 111.75 | 16
2023/24 | 333.75 | 111.75 | 23
2023/24 | 334.25 | 111.75 | 12
2023/24 | 334.75 | 111.75 | 15
2023/24 | 335.25 | 111.75 | 14
2023/24 | 335.75 | 111.75 | 14
2023/24 | 336.25 | 111.75 | 26
2023/24 | 336.75 | 111.75 | 13
2023/24 | 337.25 | 111.75 | 15
2023/24 | 337.75 | 111.75 | 16
2023/24 | 338.25 | 111.75 | 19
2023/24 | 338.75 | 111.75 | 16
2023/24 | 339.25 | 111.75 | 16
2023/24 | 339.75 | 111.75 | 11
2023/24 | 340.25 | 111.75 | 19
2023/24 | 340.75 | 111.75 | 9
2023/24 | 341.25 | 111.75 | 18
2023/24 | 341.75 | 111.75 | 11
2023/24 | 342.25 | 111.75 | 14
2023/24 | 342.75 | 111.75 | 11
2023/24 | 343.25 | 111.75 | 11
2023/24 | 343.75 | 111.75 | 14
2023/24 | 344.25 | 111.75 | 11
2023/24 | 344.75 | 111.75 | 15
2023/24 | 345.25 | 111.75 | 12
2023/24 | 345.75 | 111.75 | 9
2023/24 | 346.25 | 111.75 | 12
2023/24 | 346.75 | 111.75 | 13
2023/24 | 347.25 | 111.75 | 10
2023/24 | 347.75 | 111.75 | 16
2023/24 | 348.25 | 111.75 | 13
2023/24 | 348.75 | 111.75 | 11
2023/24 | 349.25 | 111.75 | 6
2023/24 | 349.75 | 111.75 | 8
2023/24 | 350.25 | 111.75 | 10
2023/24 | 350.75 | 111.75 | 13
2023/24 | 351.25 | 111.75 | 11
2023/24 | 351.75 | 111.75 | 12
2023/24 | 352.25 | 111.75 | 4
2023/24 | 352.75 | 111.75 | 10
2023/24 | 353.25 | 111.75 | 6
2023/24 | 353.75 | 111.75 | 11
2023/24 | 354.25 | 111.75 | 6
2023/24 | 354.75 | 111.75 | 11
2023/24 | 355.25 | 111.75 | 8
2023/24 | 355.75 | 111.75 | 10
2023/24 | 356.25 | 111.75 | 8
2023/24 | 356.75 | 111.75 | 6
2023/24 | 357.25 | 111.75 | 7
2023/24 | 357.75 | 111.75 | 5
2023/24 | 358.25 | 111.75 | 5
2023/24 | 358.75 | 111.75 | 9
2023/24 | 359.25 | 111.75 | 4
2023/24 | 359.75 | 111.75 | 10
2023/24 | 360.25 | 111.75 | 7
2023/24 | 360.75 | 111.75 | 5
2023/24 | 361.25 | 111.75 | 9
2023/24 | 361.75 | 111.75 | 5
2023/24 | 362.25 | 111.75 | 7
2023/24 | 362.75 | 111.75 | 6
2023/24 | 363.25 | 111.75 | 8
2023/24 | 363.75 | 111.75 | 3
2023/24 | 364.25 | 111.75 | 4
2023/24 | 364.75 | 111.75 | 3
2023/24 | 365.25 | 111.75 | 6
2023/24 | 365.75 | 111.75 | 6
2023/24 | 366.25 | 111.75 | 3
2023/24 | 366.75 | 111.75 | 3
2023/24 | 367.25 | 111.75 | 1
2023/24 | 367.75 | 111.75 | 3
2023/24 | 368.25 | 111.75 | 2
2023/24 | 368.75 | 111.75 | 5
2023/24 | 369.25 | 111.75 | 2
2023/24 | 369.75 | 111.75 | 2
2023/24 | 370.25 | 111.75 | 7
2023/24 | 370.75 | 111.75 | 4
2023/24 | 371.25 | 111.75 | 6
2023/24 | 371.75 | 111.75 | 5
2023/24 | 372.25 | 111.75 | 5
2023/24 | 372.75 | 111.75 | 3
2023/24 | 373.25 | 111.75 | 6
2023/24 | 373.75 | 111.75 | 3
2023/24 | 374.25 | 111.75 | 2
2023/24 | 374.75 | 111.75 | 3
2023/24 | 375.25 | 111.75 | 2
2023/24 | 375.75 | 111.75 | 2
2023/24 | 376.25 | 111.75 | 4
2023/24 | 376.75 | 111.75 | 4
2023/24 | 377.25 | 111.75 | 3
2023/24 | 377.75 | 111.75 | 4
2023/24 | 378.25 | 111.75 | 1
2023/24 | 378.75 | 111.75 | 5
2023/24 | 379.25 | 111.75 | 4
2023/24 | 380.25 | 111.75 | 2
2023/24 | 380.75 | 111.75 | 5
2023/24 | 381.25 | 111.75 | 7
2023/24 | 381.75 | 111.75 | 3
2023/24 | 382.25 | 111.75 | 4
2023/24 | 382.75 | 111.75 | 1
2023/24 | 383.25 | 111.75 | 4
2023/24 | 384.25 | 111.75 | 2
2023/24 | 384.75 | 111.75 | 2
2023/24 | 385.25 | 111.75 | 1
2023/24 | 385.75 | 111.75 | 3
2023/24 | 386.25 | 111.75 | 2
2023/24 | 386.75 | 111.75 | 2
2023/24 | 387.25 | 111.75 | 1
2023/24 | 388.25 | 111.75 | 4
2023/24 | 389.25 | 111.75 | 3
2023/24 | 390.25 | 111.75 | 2
2023/24 | 391.25 | 111.75 | 1
2023/24 | 391.75 | 111.75 | 1
2023/24 | 392.25 | 111.75 | 3
2023/24 | 392.75 | 111.75 | 1
2023/24 | 393.25 | 111.75 | 1
2023/24 | 393.75 | 111.75 | 2
2023/24 | 394.25 | 111.75 | 3
2023/24 | 395.25 | 111.75 | 1
2023/24 | 396.25 | 111.75 | 3
2023/24 | 397.25 | 111.75 | 2
2023/24 | 397.75 | 111.75 | 2
2023/24 | 398.25 | 111.75 | 3
2023/24 | 399.75 | 111.75 | 2
2023/24 | 400.25 | 111.75 | 3
2023/24 | 400.75 | 111.75 | 1
2023/24 | 401.25 | 111.75 | 2
2023/24 | 401.75 | 111.75 | 1
2023/24 | 402.75 | 111.75 | 1
2023/24 | 403.25 | 111.75 | 1
2023/24 | 405.75 | 111.75 | 1
2023/24 | 406.75 | 111.75 | 1
2023/24 | 408.75 | 111.75 | 4
2023/24 | 409.25 | 111.75 | 2
2023/24 | 410.75 | 111.75 | 2
2023/24 | 411.25 | 111.75 | 1
2023/24 | 411.75 | 111.75 | 1
2023/24 | 412.25 | 111.75 | 1
2023/24 | 412.75 | 111.75 | 3
2023/24 | 413.75 | 111.75 | 1
2023/24 | 414.75 | 111.75 | 1
2023/24 | 415.25 | 111.75 | 1
2023/24 | 416.75 | 111.75 | 1
2023/24 | 418.25 | 111.75 | 1
2023/24 | 419.75 | 111.75 | 1
2023/24 | 420.75 | 111.75 | 2
2023/24 | 421.25 | 111.75 | 2
2023/24 | 421.75 | 111.75 | 1
2023/24 | 423.25 | 111.75 | 1
2023/24 | 424.75 | 111.75 | 1
2023/24 | 425.75 | 111.75 | 2
2023/24 | 426.75 | 111.75 | 1
2023/24 | 428.75 | 111.75 | 1
2023/24 | 429.25 | 111.75 | 2
2023/24 | 437.25 | 111.75 | 1
2023/24 | 441.25 | 111.75 | 1
2023/24 | 444.75 | 111.75 | 1
2023/24 | 447.75 | 111.75 | 1
2023/24 | 462.25 | 111.75 | 1
2023/24 | 473.75 | 111.75 | 1
2023/24 | 173.75 | 112.25 | 1
2023/24 | 178.75 | 112.25 | 2
2023/24 | 180.25 | 112.25 | 2
2023/24 | 183.25 | 112.25 | 1
2023/24 | 184.25 | 112.25 | 1
2023/24 | 185.25 | 112.25 | 1
2023/24 | 186.75 | 112.25 | 1
2023/24 | 187.75 | 112.25 | 1
2023/24 | 188.25 | 112.25 | 2
2023/24 | 188.75 | 112.25 | 1
2023/24 | 189.25 | 112.25 | 1
2023/24 | 190.25 | 112.25 | 1
2023/24 | 190.75 | 112.25 | 1
2023/24 | 191.25 | 112.25 | 3
2023/24 | 191.75 | 112.25 | 1
2023/24 | 192.25 | 112.25 | 1
2023/24 | 192.75 | 112.25 | 1
2023/24 | 193.25 | 112.25 | 3
2023/24 | 193.75 | 112.25 | 1
2023/24 | 194.75 | 112.25 | 1
2023/24 | 195.25 | 112.25 | 2
2023/24 | 195.75 | 112.25 | 1
2023/24 | 196.25 | 112.25 | 3
2023/24 | 196.75 | 112.25 | 3
2023/24 | 197.25 | 112.25 | 4
2023/24 | 197.75 | 112.25 | 4
2023/24 | 198.75 | 112.25 | 5
2023/24 | 199.25 | 112.25 | 2
2023/24 | 199.75 | 112.25 | 2
2023/24 | 200.25 | 112.25 | 7
2023/24 | 200.75 | 112.25 | 7
2023/24 | 201.25 | 112.25 | 1
2023/24 | 201.75 | 112.25 | 4
2023/24 | 202.25 | 112.25 | 4
2023/24 | 202.75 | 112.25 | 7
2023/24 | 203.25 | 112.25 | 7
2023/24 | 203.75 | 112.25 | 10
2023/24 | 204.25 | 112.25 | 1
2023/24 | 204.75 | 112.25 | 4
2023/24 | 205.25 | 112.25 | 6
2023/24 | 205.75 | 112.25 | 5
2023/24 | 206.25 | 112.25 | 9
2023/24 | 206.75 | 112.25 | 10
2023/24 | 207.25 | 112.25 | 16
2023/24 | 207.75 | 112.25 | 9
2023/24 | 208.25 | 112.25 | 15
2023/24 | 208.75 | 112.25 | 10
2023/24 | 209.25 | 112.25 | 7
2023/24 | 209.75 | 112.25 | 14
2023/24 | 210.25 | 112.25 | 10
2023/24 | 210.75 | 112.25 | 11
2023/24 | 211.25 | 112.25 | 14
2023/24 | 211.75 | 112.25 | 15
2023/24 | 212.25 | 112.25 | 25
2023/24 | 212.75 | 112.25 | 22
2023/24 | 213.25 | 112.25 | 14
2023/24 | 213.75 | 112.25 | 23
2023/24 | 214.25 | 112.25 | 16
2023/24 | 214.75 | 112.25 | 18
2023/24 | 215.25 | 112.25 | 21
2023/24 | 215.75 | 112.25 | 16
2023/24 | 216.25 | 112.25 | 30
2023/24 | 216.75 | 112.25 | 31
2023/24 | 217.25 | 112.25 | 35
2023/24 | 217.75 | 112.25 | 35
2023/24 | 218.25 | 112.25 | 25
2023/24 | 218.75 | 112.25 | 45
2023/24 | 219.25 | 112.25 | 28
2023/24 | 219.75 | 112.25 | 33
2023/24 | 220.25 | 112.25 | 38
2023/24 | 220.75 | 112.25 | 36
2023/24 | 221.25 | 112.25 | 57
2023/24 | 221.75 | 112.25 | 46
2023/24 | 222.25 | 112.25 | 35
2023/24 | 222.75 | 112.25 | 58
2023/24 | 223.25 | 112.25 | 54
2023/24 | 223.75 | 112.25 | 41
2023/24 | 224.25 | 112.25 | 57
2023/24 | 224.75 | 112.25 | 45
2023/24 | 225.25 | 112.25 | 42
2023/24 | 225.75 | 112.25 | 63
2023/24 | 226.25 | 112.25 | 62
2023/24 | 226.75 | 112.25 | 54
2023/24 | 227.25 | 112.25 | 60
2023/24 | 227.75 | 112.25 | 68
2023/24 | 228.25 | 112.25 | 60
2023/24 | 228.75 | 112.25 | 62
2023/24 | 229.25 | 112.25 | 69
2023/24 | 229.75 | 112.25 | 79
2023/24 | 230.25 | 112.25 | 73
2023/24 | 230.75 | 112.25 | 95
2023/24 | 231.25 | 112.25 | 76
2023/24 | 231.75 | 112.25 | 87
2023/24 | 232.25 | 112.25 | 86
2023/24 | 232.75 | 112.25 | 74
2023/24 | 233.25 | 112.25 | 91
2023/24 | 233.75 | 112.25 | 85
2023/24 | 234.25 | 112.25 | 96
2023/24 | 234.75 | 112.25 | 103
2023/24 | 235.25 | 112.25 | 109
2023/24 | 235.75 | 112.25 | 132
2023/24 | 236.25 | 112.25 | 88
2023/24 | 236.75 | 112.25 | 107
2023/24 | 237.25 | 112.25 | 126
2023/24 | 237.75 | 112.25 | 112
2023/24 | 238.25 | 112.25 | 130
2023/24 | 238.75 | 112.25 | 108
2023/24 | 239.25 | 112.25 | 120
2023/24 | 239.75 | 112.25 | 114
2023/24 | 240.25 | 112.25 | 106
2023/24 | 240.75 | 112.25 | 111
2023/24 | 241.25 | 112.25 | 125
2023/24 | 241.75 | 112.25 | 145
2023/24 | 242.25 | 112.25 | 132
2023/24 | 242.75 | 112.25 | 133
2023/24 | 243.25 | 112.25 | 107
2023/24 | 243.75 | 112.25 | 143
2023/24 | 244.25 | 112.25 | 114
2023/24 | 244.75 | 112.25 | 140
2023/24 | 245.25 | 112.25 | 152
2023/24 | 245.75 | 112.25 | 142
2023/24 | 246.25 | 112.25 | 129
2023/24 | 246.75 | 112.25 | 137
2023/24 | 247.25 | 112.25 | 140
2023/24 | 247.75 | 112.25 | 151
2023/24 | 248.25 | 112.25 | 156
2023/24 | 248.75 | 112.25 | 129
2023/24 | 249.25 | 112.25 | 154
2023/24 | 249.75 | 112.25 | 174
2023/24 | 250.25 | 112.25 | 145
2023/24 | 250.75 | 112.25 | 160
2023/24 | 251.25 | 112.25 | 147
2023/24 | 251.75 | 112.25 | 152
2023/24 | 252.25 | 112.25 | 161
2023/24 | 252.75 | 112.25 | 175
2023/24 | 253.25 | 112.25 | 167
2023/24 | 253.75 | 112.25 | 163
2023/24 | 254.25 | 112.25 | 142
2023/24 | 254.75 | 112.25 | 144
2023/24 | 255.25 | 112.25 | 166
2023/24 | 255.75 | 112.25 | 160
2023/24 | 256.25 | 112.25 | 174
2023/24 | 256.75 | 112.25 | 172
2023/24 | 257.25 | 112.25 | 161
2023/24 | 257.75 | 112.25 | 189
2023/24 | 258.25 | 112.25 | 156
2023/24 | 258.75 | 112.25 | 171
2023/24 | 259.25 | 112.25 | 162
2023/24 | 259.75 | 112.25 | 170
2023/24 | 260.25 | 112.25 | 153
2023/24 | 260.75 | 112.25 | 172
2023/24 | 261.25 | 112.25 | 161
2023/24 | 261.75 | 112.25 | 155
2023/24 | 262.25 | 112.25 | 168
2023/24 | 262.75 | 112.25 | 165
2023/24 | 263.25 | 112.25 | 174
2023/24 | 263.75 | 112.25 | 166
2023/24 | 264.25 | 112.25 | 185
2023/24 | 264.75 | 112.25 | 157
2023/24 | 265.25 | 112.25 | 177
2023/24 | 265.75 | 112.25 | 142
2023/24 | 266.25 | 112.25 | 175
2023/24 | 266.75 | 112.25 | 150
2023/24 | 267.25 | 112.25 | 167
2023/24 | 267.75 | 112.25 | 161
2023/24 | 268.25 | 112.25 | 160
2023/24 | 268.75 | 112.25 | 174
2023/24 | 269.25 | 112.25 | 175
2023/24 | 269.75 | 112.25 | 171
2023/24 | 270.25 | 112.25 | 157
2023/24 | 270.75 | 112.25 | 172
2023/24 | 271.25 | 112.25 | 160
2023/24 | 271.75 | 112.25 | 148
2023/24 | 272.25 | 112.25 | 157
2023/24 | 272.75 | 112.25 | 188
2023/24 | 273.25 | 112.25 | 160
2023/24 | 273.75 | 112.25 | 155
2023/24 | 274.25 | 112.25 | 150
2023/24 | 274.75 | 112.25 | 165
2023/24 | 275.25 | 112.25 | 106
2023/24 | 275.75 | 112.25 | 156
2023/24 | 276.25 | 112.25 | 164
2023/24 | 276.75 | 112.25 | 150
2023/24 | 277.25 | 112.25 | 151
2023/24 | 277.75 | 112.25 | 151
2023/24 | 278.25 | 112.25 | 143
2023/24 | 278.75 | 112.25 | 127
2023/24 | 279.25 | 112.25 | 155
2023/24 | 279.75 | 112.25 | 117
2023/24 | 280.25 | 112.25 | 145
2023/24 | 280.75 | 112.25 | 144
2023/24 | 281.25 | 112.25 | 145
2023/24 | 281.75 | 112.25 | 152
2023/24 | 282.25 | 112.25 | 147
2023/24 | 282.75 | 112.25 | 141
2023/24 | 283.25 | 112.25 | 113
2023/24 | 283.75 | 112.25 | 134
2023/24 | 284.25 | 112.25 | 126
2023/24 | 284.75 | 112.25 | 146
2023/24 | 285.25 | 112.25 | 136
2023/24 | 285.75 | 112.25 | 133
2023/24 | 286.25 | 112.25 | 145
2023/24 | 286.75 | 112.25 | 128
2023/24 | 287.25 | 112.25 | 115
2023/24 | 287.75 | 112.25 | 122
2023/24 | 288.25 | 112.25 | 127
2023/24 | 288.75 | 112.25 | 108
2023/24 | 289.25 | 112.25 | 124
2023/24 | 289.75 | 112.25 | 109
2023/24 | 290.25 | 112.25 | 113
2023/24 | 290.75 | 112.25 | 112
2023/24 | 291.25 | 112.25 | 129
2023/24 | 291.75 | 112.25 | 106
2023/24 | 292.25 | 112.25 | 90
2023/24 | 292.75 | 112.25 | 106
2023/24 | 293.25 | 112.25 | 104
2023/24 | 293.75 | 112.25 | 104
2023/24 | 294.25 | 112.25 | 103
2023/24 | 294.75 | 112.25 | 103
2023/24 | 295.25 | 112.25 | 114
2023/24 | 295.75 | 112.25 | 84
2023/24 | 296.25 | 112.25 | 87
2023/24 | 296.75 | 112.25 | 113
2023/24 | 297.25 | 112.25 | 92
2023/24 | 297.75 | 112.25 | 84
2023/24 | 298.25 | 112.25 | 88
2023/24 | 298.75 | 112.25 | 78
2023/24 | 299.25 | 112.25 | 78
2023/24 | 299.75 | 112.25 | 72
2023/24 | 300.25 | 112.25 | 69
2023/24 | 300.75 | 112.25 | 81
2023/24 | 301.25 | 112.25 | 75
2023/24 | 301.75 | 112.25 | 86
2023/24 | 302.25 | 112.25 | 79
2023/24 | 302.75 | 112.25 | 91
2023/24 | 303.25 | 112.25 | 86
2023/24 | 303.75 | 112.25 | 79
2023/24 | 304.25 | 112.25 | 69
2023/24 | 304.75 | 112.25 | 78
2023/24 | 305.25 | 112.25 | 70
2023/24 | 305.75 | 112.25 | 64
2023/24 | 306.25 | 112.25 | 71
2023/24 | 306.75 | 112.25 | 62
2023/24 | 307.25 | 112.25 | 67
2023/24 | 307.75 | 112.25 | 65
2023/24 | 308.25 | 112.25 | 61
2023/24 | 308.75 | 112.25 | 62
2023/24 | 309.25 | 112.25 | 53
2023/24 | 309.75 | 112.25 | 56
2023/24 | 310.25 | 112.25 | 56
2023/24 | 310.75 | 112.25 | 48
2023/24 | 311.25 | 112.25 | 64
2023/24 | 311.75 | 112.25 | 60
2023/24 | 312.25 | 112.25 | 40
2023/24 | 312.75 | 112.25 | 50
2023/24 | 313.25 | 112.25 | 42
2023/24 | 313.75 | 112.25 | 53
2023/24 | 314.25 | 112.25 | 49
2023/24 | 314.75 | 112.25 | 33
2023/24 | 315.25 | 112.25 | 47
2023/24 | 315.75 | 112.25 | 33
2023/24 | 316.25 | 112.25 | 42
2023/24 | 316.75 | 112.25 | 51
2023/24 | 317.25 | 112.25 | 43
2023/24 | 317.75 | 112.25 | 35
2023/24 | 318.25 | 112.25 | 38
2023/24 | 318.75 | 112.25 | 46
2023/24 | 319.25 | 112.25 | 33
2023/24 | 319.75 | 112.25 | 41
2023/24 | 320.25 | 112.25 | 35
2023/24 | 320.75 | 112.25 | 25
2023/24 | 321.25 | 112.25 | 41
2023/24 | 321.75 | 112.25 | 36
2023/24 | 322.25 | 112.25 | 30
2023/24 | 322.75 | 112.25 | 25
2023/24 | 323.25 | 112.25 | 36
2023/24 | 323.75 | 112.25 | 35
2023/24 | 324.25 | 112.25 | 32
2023/24 | 324.75 | 112.25 | 34
2023/24 | 325.25 | 112.25 | 28
2023/24 | 325.75 | 112.25 | 25
2023/24 | 326.25 | 112.25 | 38
2023/24 | 326.75 | 112.25 | 30
2023/24 | 327.25 | 112.25 | 28
2023/24 | 327.75 | 112.25 | 23
2023/24 | 328.25 | 112.25 | 25
2023/24 | 328.75 | 112.25 | 28
2023/24 | 329.25 | 112.25 | 22
2023/24 | 329.75 | 112.25 | 27
2023/24 | 330.25 | 112.25 | 32
2023/24 | 330.75 | 112.25 | 21
2023/24 | 331.25 | 112.25 | 15
2023/24 | 331.75 | 112.25 | 27
2023/24 | 332.25 | 112.25 | 6
2023/24 | 332.75 | 112.25 | 21
2023/24 | 333.25 | 112.25 | 22
2023/24 | 333.75 | 112.25 | 27
2023/24 | 334.25 | 112.25 | 9
2023/24 | 334.75 | 112.25 | 24
2023/24 | 335.25 | 112.25 | 20
2023/24 | 335.75 | 112.25 | 18
2023/24 | 336.25 | 112.25 | 25
2023/24 | 336.75 | 112.25 | 18
2023/24 | 337.25 | 112.25 | 13
2023/24 | 337.75 | 112.25 | 10
2023/24 | 338.25 | 112.25 | 16
2023/24 | 338.75 | 112.25 | 16
2023/24 | 339.25 | 112.25 | 18
2023/24 | 339.75 | 112.25 | 15
2023/24 | 340.25 | 112.25 | 9
2023/24 | 340.75 | 112.25 | 12
2023/24 | 341.25 | 112.25 | 13
2023/24 | 341.75 | 112.25 | 17
2023/24 | 342.25 | 112.25 | 13
2023/24 | 342.75 | 112.25 | 9
2023/24 | 343.25 | 112.25 | 10
2023/24 | 343.75 | 112.25 | 18
2023/24 | 344.25 | 112.25 | 9
2023/24 | 344.75 | 112.25 | 8
2023/24 | 345.25 | 112.25 | 12
2023/24 | 345.75 | 112.25 | 21
2023/24 | 346.25 | 112.25 | 14
2023/24 | 346.75 | 112.25 | 6
2023/24 | 347.25 | 112.25 | 15
2023/24 | 347.75 | 112.25 | 9
2023/24 | 348.25 | 112.25 | 6
2023/24 | 348.75 | 112.25 | 10
2023/24 | 349.25 | 112.25 | 13
2023/24 | 349.75 | 112.25 | 14
2023/24 | 350.25 | 112.25 | 14
2023/24 | 350.75 | 112.25 | 6
2023/24 | 351.25 | 112.25 | 9
2023/24 | 351.75 | 112.25 | 6
2023/24 | 352.25 | 112.25 | 9
2023/24 | 352.75 | 112.25 | 12
2023/24 | 353.25 | 112.25 | 12
2023/24 | 353.75 | 112.25 | 9
2023/24 | 354.25 | 112.25 | 8
2023/24 | 354.75 | 112.25 | 4
2023/24 | 355.25 | 112.25 | 6
2023/24 | 355.75 | 112.25 | 12
2023/24 | 356.25 | 112.25 | 14
2023/24 | 356.75 | 112.25 | 6
2023/24 | 357.25 | 112.25 | 7
2023/24 | 357.75 | 112.25 | 10
2023/24 | 358.25 | 112.25 | 8
2023/24 | 358.75 | 112.25 | 8
2023/24 | 359.25 | 112.25 | 12
2023/24 | 359.75 | 112.25 | 10
2023/24 | 360.25 | 112.25 | 7
2023/24 | 360.75 | 112.25 | 7
2023/24 | 361.25 | 112.25 | 10
2023/24 | 361.75 | 112.25 | 8
2023/24 | 362.25 | 112.25 | 8
2023/24 | 362.75 | 112.25 | 11
2023/24 | 363.25 | 112.25 | 5
2023/24 | 363.75 | 112.25 | 4
2023/24 | 364.25 | 112.25 | 7
2023/24 | 364.75 | 112.25 | 8
2023/24 | 365.25 | 112.25 | 8
2023/24 | 365.75 | 112.25 | 5
2023/24 | 366.25 | 112.25 | 2
2023/24 | 366.75 | 112.25 | 3
2023/24 | 367.25 | 112.25 | 3
2023/24 | 367.75 | 112.25 | 2
2023/24 | 368.25 | 112.25 | 5
2023/24 | 368.75 | 112.25 | 9
2023/24 | 369.25 | 112.25 | 6
2023/24 | 369.75 | 112.25 | 1
2023/24 | 370.25 | 112.25 | 4
2023/24 | 370.75 | 112.25 | 5
2023/24 | 371.25 | 112.25 | 8
2023/24 | 371.75 | 112.25 | 5
2023/24 | 372.25 | 112.25 | 6
2023/24 | 372.75 | 112.25 | 3
2023/24 | 373.25 | 112.25 | 2
2023/24 | 373.75 | 112.25 | 4
2023/24 | 374.25 | 112.25 | 2
2023/24 | 374.75 | 112.25 | 5
2023/24 | 375.25 | 112.25 | 1
2023/24 | 375.75 | 112.25 | 2
2023/24 | 376.75 | 112.25 | 4
2023/24 | 377.25 | 112.25 | 3
2023/24 | 377.75 | 112.25 | 3
2023/24 | 378.25 | 112.25 | 5
2023/24 | 378.75 | 112.25 | 5
2023/24 | 379.75 | 112.25 | 1
2023/24 | 380.25 | 112.25 | 2
2023/24 | 380.75 | 112.25 | 1
2023/24 | 381.25 | 112.25 | 1
2023/24 | 381.75 | 112.25 | 1
2023/24 | 382.25 | 112.25 | 3
2023/24 | 383.25 | 112.25 | 6
2023/24 | 383.75 | 112.25 | 3
2023/24 | 384.25 | 112.25 | 3
2023/24 | 384.75 | 112.25 | 4
2023/24 | 385.25 | 112.25 | 2
2023/24 | 385.75 | 112.25 | 2
2023/24 | 386.25 | 112.25 | 5
2023/24 | 386.75 | 112.25 | 2
2023/24 | 387.25 | 112.25 | 2
2023/24 | 388.25 | 112.25 | 3
2023/24 | 388.75 | 112.25 | 4
2023/24 | 389.25 | 112.25 | 1
2023/24 | 390.25 | 112.25 | 2
2023/24 | 390.75 | 112.25 | 1
2023/24 | 391.25 | 112.25 | 3
2023/24 | 392.25 | 112.25 | 4
2023/24 | 393.25 | 112.25 | 1
2023/24 | 393.75 | 112.25 | 2
2023/24 | 394.25 | 112.25 | 1
2023/24 | 394.75 | 112.25 | 1
2023/24 | 395.25 | 112.25 | 2
2023/24 | 395.75 | 112.25 | 1
2023/24 | 396.25 | 112.25 | 2
2023/24 | 396.75 | 112.25 | 2
2023/24 | 397.25 | 112.25 | 2
2023/24 | 397.75 | 112.25 | 5
2023/24 | 398.25 | 112.25 | 1
2023/24 | 398.75 | 112.25 | 2
2023/24 | 399.25 | 112.25 | 1
2023/24 | 399.75 | 112.25 | 1
2023/24 | 400.75 | 112.25 | 3
2023/24 | 401.25 | 112.25 | 1
2023/24 | 401.75 | 112.25 | 2
2023/24 | 402.75 | 112.25 | 1
2023/24 | 404.25 | 112.25 | 2
2023/24 | 404.75 | 112.25 | 2
2023/24 | 405.25 | 112.25 | 3
2023/24 | 405.75 | 112.25 | 1
2023/24 | 407.75 | 112.25 | 1
2023/24 | 408.25 | 112.25 | 1
2023/24 | 408.75 | 112.25 | 1
2023/24 | 409.25 | 112.25 | 1
2023/24 | 409.75 | 112.25 | 2
2023/24 | 410.25 | 112.25 | 1
2023/24 | 411.25 | 112.25 | 1
2023/24 | 412.25 | 112.25 | 1
2023/24 | 412.75 | 112.25 | 2
2023/24 | 414.75 | 112.25 | 1
2023/24 | 415.25 | 112.25 | 1
2023/24 | 415.75 | 112.25 | 3
2023/24 | 416.25 | 112.25 | 1
2023/24 | 417.75 | 112.25 | 1
2023/24 | 419.25 | 112.25 | 1
2023/24 | 421.75 | 112.25 | 1
2023/24 | 422.25 | 112.25 | 1
2023/24 | 423.25 | 112.25 | 1
2023/24 | 425.75 | 112.25 | 1
2023/24 | 427.25 | 112.25 | 2
2023/24 | 428.25 | 112.25 | 1
2023/24 | 429.25 | 112.25 | 1
2023/24 | 430.75 | 112.25 | 2
2023/24 | 431.75 | 112.25 | 1
2023/24 | 435.75 | 112.25 | 1
2023/24 | 437.25 | 112.25 | 1
2023/24 | 442.25 | 112.25 | 1
2023/24 | 447.25 | 112.25 | 1
2023/24 | 448.75 | 112.25 | 3
2023/24 | 478.25 | 112.25 | 1
2023/24 | 164.25 | 112.75 | 1
2023/24 | 172.25 | 112.75 | 1
2023/24 | 175.25 | 112.75 | 1
2023/24 | 178.25 | 112.75 | 1
2023/24 | 179.25 | 112.75 | 1
2023/24 | 184.25 | 112.75 | 1
2023/24 | 184.75 | 112.75 | 1
2023/24 | 185.25 | 112.75 | 1
2023/24 | 186.75 | 112.75 | 1
2023/24 | 187.75 | 112.75 | 1
2023/24 | 188.25 | 112.75 | 2
2023/24 | 188.75 | 112.75 | 1
2023/24 | 189.75 | 112.75 | 2
2023/24 | 190.25 | 112.75 | 2
2023/24 | 190.75 | 112.75 | 2
2023/24 | 191.75 | 112.75 | 1
2023/24 | 193.25 | 112.75 | 1
2023/24 | 194.25 | 112.75 | 3
2023/24 | 194.75 | 112.75 | 1
2023/24 | 195.25 | 112.75 | 5
2023/24 | 195.75 | 112.75 | 1
2023/24 | 196.25 | 112.75 | 3
2023/24 | 196.75 | 112.75 | 1
2023/24 | 197.25 | 112.75 | 4
2023/24 | 197.75 | 112.75 | 1
2023/24 | 198.25 | 112.75 | 1
2023/24 | 198.75 | 112.75 | 2
2023/24 | 199.25 | 112.75 | 3
2023/24 | 199.75 | 112.75 | 5
2023/24 | 200.25 | 112.75 | 2
2023/24 | 200.75 | 112.75 | 5
2023/24 | 201.25 | 112.75 | 3
2023/24 | 201.75 | 112.75 | 4
2023/24 | 202.25 | 112.75 | 7
2023/24 | 202.75 | 112.75 | 3
2023/24 | 203.25 | 112.75 | 7
2023/24 | 203.75 | 112.75 | 6
2023/24 | 204.25 | 112.75 | 8
2023/24 | 204.75 | 112.75 | 2
2023/24 | 205.25 | 112.75 | 12
2023/24 | 205.75 | 112.75 | 5
2023/24 | 206.25 | 112.75 | 8
2023/24 | 206.75 | 112.75 | 10
2023/24 | 207.25 | 112.75 | 13
2023/24 | 207.75 | 112.75 | 10
2023/24 | 208.25 | 112.75 | 12
2023/24 | 208.75 | 112.75 | 8
2023/24 | 209.25 | 112.75 | 5
2023/24 | 209.75 | 112.75 | 12
2023/24 | 210.25 | 112.75 | 12
2023/24 | 210.75 | 112.75 | 12
2023/24 | 211.25 | 112.75 | 11
2023/24 | 211.75 | 112.75 | 12
2023/24 | 212.25 | 112.75 | 15
2023/24 | 212.75 | 112.75 | 9
2023/24 | 213.25 | 112.75 | 16
2023/24 | 213.75 | 112.75 | 22
2023/24 | 214.25 | 112.75 | 22
2023/24 | 214.75 | 112.75 | 17
2023/24 | 215.25 | 112.75 | 18
2023/24 | 215.75 | 112.75 | 19
2023/24 | 216.25 | 112.75 | 24
2023/24 | 216.75 | 112.75 | 29
2023/24 | 217.25 | 112.75 | 23
2023/24 | 217.75 | 112.75 | 31
2023/24 | 218.25 | 112.75 | 21
2023/24 | 218.75 | 112.75 | 23
2023/24 | 219.25 | 112.75 | 27
2023/24 | 219.75 | 112.75 | 34
2023/24 | 220.25 | 112.75 | 25
2023/24 | 220.75 | 112.75 | 41
2023/24 | 221.25 | 112.75 | 38
2023/24 | 221.75 | 112.75 | 37
2023/24 | 222.25 | 112.75 | 41
2023/24 | 222.75 | 112.75 | 45
2023/24 | 223.25 | 112.75 | 42
2023/24 | 223.75 | 112.75 | 42
2023/24 | 224.25 | 112.75 | 42
2023/24 | 224.75 | 112.75 | 49
2023/24 | 225.25 | 112.75 | 59
2023/24 | 225.75 | 112.75 | 49
2023/24 | 226.25 | 112.75 | 54
2023/24 | 226.75 | 112.75 | 61
2023/24 | 227.25 | 112.75 | 58
2023/24 | 227.75 | 112.75 | 61
2023/24 | 228.25 | 112.75 | 57
2023/24 | 228.75 | 112.75 | 83
2023/24 | 229.25 | 112.75 | 73
2023/24 | 229.75 | 112.75 | 84
2023/24 | 230.25 | 112.75 | 58
2023/24 | 230.75 | 112.75 | 64
2023/24 | 231.25 | 112.75 | 66
2023/24 | 231.75 | 112.75 | 95
2023/24 | 232.25 | 112.75 | 90
2023/24 | 232.75 | 112.75 | 78
2023/24 | 233.25 | 112.75 | 95
2023/24 | 233.75 | 112.75 | 93
2023/24 | 234.25 | 112.75 | 69
2023/24 | 234.75 | 112.75 | 83
2023/24 | 235.25 | 112.75 | 79
2023/24 | 235.75 | 112.75 | 91
2023/24 | 236.25 | 112.75 | 100
2023/24 | 236.75 | 112.75 | 107
2023/24 | 237.25 | 112.75 | 97
2023/24 | 237.75 | 112.75 | 101
2023/24 | 238.25 | 112.75 | 98
2023/24 | 238.75 | 112.75 | 104
2023/24 | 239.25 | 112.75 | 107
2023/24 | 239.75 | 112.75 | 107
2023/24 | 240.25 | 112.75 | 113
2023/24 | 240.75 | 112.75 | 104
2023/24 | 241.25 | 112.75 | 124
2023/24 | 241.75 | 112.75 | 124
2023/24 | 242.25 | 112.75 | 114
2023/24 | 242.75 | 112.75 | 133
2023/24 | 243.25 | 112.75 | 120
2023/24 | 243.75 | 112.75 | 153
2023/24 | 244.25 | 112.75 | 143
2023/24 | 244.75 | 112.75 | 131
2023/24 | 245.25 | 112.75 | 124
2023/24 | 245.75 | 112.75 | 127
2023/24 | 246.25 | 112.75 | 146
2023/24 | 246.75 | 112.75 | 146
2023/24 | 247.25 | 112.75 | 114
2023/24 | 247.75 | 112.75 | 127
2023/24 | 248.25 | 112.75 | 147
2023/24 | 248.75 | 112.75 | 151
2023/24 | 249.25 | 112.75 | 153
2023/24 | 249.75 | 112.75 | 145
2023/24 | 250.25 | 112.75 | 159
2023/24 | 250.75 | 112.75 | 141
2023/24 | 251.25 | 112.75 | 136
2023/24 | 251.75 | 112.75 | 157
2023/24 | 252.25 | 112.75 | 146
2023/24 | 252.75 | 112.75 | 171
2023/24 | 253.25 | 112.75 | 158
2023/24 | 253.75 | 112.75 | 150
2023/24 | 254.25 | 112.75 | 152
2023/24 | 254.75 | 112.75 | 150
2023/24 | 255.25 | 112.75 | 155
2023/24 | 255.75 | 112.75 | 149
2023/24 | 256.25 | 112.75 | 163
2023/24 | 256.75 | 112.75 | 168
2023/24 | 257.25 | 112.75 | 154
2023/24 | 257.75 | 112.75 | 160
2023/24 | 258.25 | 112.75 | 183
2023/24 | 258.75 | 112.75 | 155
2023/24 | 259.25 | 112.75 | 180
2023/24 | 259.75 | 112.75 | 167
2023/24 | 260.25 | 112.75 | 171
2023/24 | 260.75 | 112.75 | 141
2023/24 | 261.25 | 112.75 | 175
2023/24 | 261.75 | 112.75 | 172
2023/24 | 262.25 | 112.75 | 171
2023/24 | 262.75 | 112.75 | 158
2023/24 | 263.25 | 112.75 | 161
2023/24 | 263.75 | 112.75 | 178
2023/24 | 264.25 | 112.75 | 157
2023/24 | 264.75 | 112.75 | 151
2023/24 | 265.25 | 112.75 | 177
2023/24 | 265.75 | 112.75 | 172
2023/24 | 266.25 | 112.75 | 188
2023/24 | 266.75 | 112.75 | 155
2023/24 | 267.25 | 112.75 | 155
2023/24 | 267.75 | 112.75 | 161
2023/24 | 268.25 | 112.75 | 161
2023/24 | 268.75 | 112.75 | 166
2023/24 | 269.25 | 112.75 | 161
2023/24 | 269.75 | 112.75 | 162
2023/24 | 270.25 | 112.75 | 168
2023/24 | 270.75 | 112.75 | 173
2023/24 | 271.25 | 112.75 | 140
2023/24 | 271.75 | 112.75 | 171
2023/24 | 272.25 | 112.75 | 164
2023/24 | 272.75 | 112.75 | 169
2023/24 | 273.25 | 112.75 | 150
2023/24 | 273.75 | 112.75 | 157
2023/24 | 274.25 | 112.75 | 151
2023/24 | 274.75 | 112.75 | 157
2023/24 | 275.25 | 112.75 | 186
2023/24 | 275.75 | 112.75 | 157
2023/24 | 276.25 | 112.75 | 177
2023/24 | 276.75 | 112.75 | 149
2023/24 | 277.25 | 112.75 | 183
2023/24 | 277.75 | 112.75 | 146
2023/24 | 278.25 | 112.75 | 177
2023/24 | 278.75 | 112.75 | 155
2023/24 | 279.25 | 112.75 | 152
2023/24 | 279.75 | 112.75 | 109
2023/24 | 280.25 | 112.75 | 157
2023/24 | 280.75 | 112.75 | 146
2023/24 | 281.25 | 112.75 | 136
2023/24 | 281.75 | 112.75 | 153
2023/24 | 282.25 | 112.75 | 142
2023/24 | 282.75 | 112.75 | 171
2023/24 | 283.25 | 112.75 | 137
2023/24 | 283.75 | 112.75 | 138
2023/24 | 284.25 | 112.75 | 124
2023/24 | 284.75 | 112.75 | 130
2023/24 | 285.25 | 112.75 | 142
2023/24 | 285.75 | 112.75 | 135
2023/24 | 286.25 | 112.75 | 149
2023/24 | 286.75 | 112.75 | 151
2023/24 | 287.25 | 112.75 | 135
2023/24 | 287.75 | 112.75 | 144
2023/24 | 288.25 | 112.75 | 132
2023/24 | 288.75 | 112.75 | 113
2023/24 | 289.25 | 112.75 | 124
2023/24 | 289.75 | 112.75 | 148
2023/24 | 290.25 | 112.75 | 117
2023/24 | 290.75 | 112.75 | 134
2023/24 | 291.25 | 112.75 | 107
2023/24 | 291.75 | 112.75 | 122
2023/24 | 292.25 | 112.75 | 129
2023/24 | 292.75 | 112.75 | 108
2023/24 | 293.25 | 112.75 | 107
2023/24 | 293.75 | 112.75 | 106
2023/24 | 294.25 | 112.75 | 99
2023/24 | 294.75 | 112.75 | 106
2023/24 | 295.25 | 112.75 | 81
2023/24 | 295.75 | 112.75 | 107
2023/24 | 296.25 | 112.75 | 96
2023/24 | 296.75 | 112.75 | 101
2023/24 | 297.25 | 112.75 | 110
2023/24 | 297.75 | 112.75 | 100
2023/24 | 298.25 | 112.75 | 77
2023/24 | 298.75 | 112.75 | 80
2023/24 | 299.25 | 112.75 | 89
2023/24 | 299.75 | 112.75 | 110
2023/24 | 300.25 | 112.75 | 82
2023/24 | 300.75 | 112.75 | 91
2023/24 | 301.25 | 112.75 | 76
2023/24 | 301.75 | 112.75 | 71
2023/24 | 302.25 | 112.75 | 98
2023/24 | 302.75 | 112.75 | 77
2023/24 | 303.25 | 112.75 | 84
2023/24 | 303.75 | 112.75 | 64
2023/24 | 304.25 | 112.75 | 92
2023/24 | 304.75 | 112.75 | 89
2023/24 | 305.25 | 112.75 | 88
2023/24 | 305.75 | 112.75 | 82
2023/24 | 306.25 | 112.75 | 69
2023/24 | 306.75 | 112.75 | 63
2023/24 | 307.25 | 112.75 | 62
2023/24 | 307.75 | 112.75 | 73
2023/24 | 308.25 | 112.75 | 79
2023/24 | 308.75 | 112.75 | 59
2023/24 | 309.25 | 112.75 | 61
2023/24 | 309.75 | 112.75 | 70
2023/24 | 310.25 | 112.75 | 64
2023/24 | 310.75 | 112.75 | 66
2023/24 | 311.25 | 112.75 | 59
2023/24 | 311.75 | 112.75 | 58
2023/24 | 312.25 | 112.75 | 50
2023/24 | 312.75 | 112.75 | 54
2023/24 | 313.25 | 112.75 | 49
2023/24 | 313.75 | 112.75 | 43
2023/24 | 314.25 | 112.75 | 49
2023/24 | 314.75 | 112.75 | 52
2023/24 | 315.25 | 112.75 | 48
2023/24 | 315.75 | 112.75 | 52
2023/24 | 316.25 | 112.75 | 47
2023/24 | 316.75 | 112.75 | 55
2023/24 | 317.25 | 112.75 | 38
2023/24 | 317.75 | 112.75 | 51
2023/24 | 318.25 | 112.75 | 48
2023/24 | 318.75 | 112.75 | 52
2023/24 | 319.25 | 112.75 | 34
2023/24 | 319.75 | 112.75 | 38
2023/24 | 320.25 | 112.75 | 45
2023/24 | 320.75 | 112.75 | 39
2023/24 | 321.25 | 112.75 | 42
2023/24 | 321.75 | 112.75 | 57
2023/24 | 322.25 | 112.75 | 37
2023/24 | 322.75 | 112.75 | 36
2023/24 | 323.25 | 112.75 | 32
2023/24 | 323.75 | 112.75 | 34
2023/24 | 324.25 | 112.75 | 38
2023/24 | 324.75 | 112.75 | 36
2023/24 | 325.25 | 112.75 | 24
2023/24 | 325.75 | 112.75 | 33
2023/24 | 326.25 | 112.75 | 35
2023/24 | 326.75 | 112.75 | 29
2023/24 | 327.25 | 112.75 | 36
2023/24 | 327.75 | 112.75 | 34
2023/24 | 328.25 | 112.75 | 27
2023/24 | 328.75 | 112.75 | 25
2023/24 | 329.25 | 112.75 | 25
2023/24 | 329.75 | 112.75 | 26
2023/24 | 330.25 | 112.75 | 20
2023/24 | 330.75 | 112.75 | 22
2023/24 | 331.25 | 112.75 | 32
2023/24 | 331.75 | 112.75 | 20
2023/24 | 332.25 | 112.75 | 26
2023/24 | 332.75 | 112.75 | 32
2023/24 | 333.25 | 112.75 | 15
2023/24 | 333.75 | 112.75 | 25
2023/24 | 334.25 | 112.75 | 20
2023/24 | 334.75 | 112.75 | 24
2023/24 | 335.25 | 112.75 | 13
2023/24 | 335.75 | 112.75 | 25
2023/24 | 336.25 | 112.75 | 29
2023/24 | 336.75 | 112.75 | 18
2023/24 | 337.25 | 112.75 | 19
2023/24 | 337.75 | 112.75 | 17
2023/24 | 338.25 | 112.75 | 13
2023/24 | 338.75 | 112.75 | 14
2023/24 | 339.25 | 112.75 | 18
2023/24 | 339.75 | 112.75 | 17
2023/24 | 340.25 | 112.75 | 15
2023/24 | 340.75 | 112.75 | 17
2023/24 | 341.25 | 112.75 | 21
2023/24 | 341.75 | 112.75 | 17
2023/24 | 342.25 | 112.75 | 14
2023/24 | 342.75 | 112.75 | 9
2023/24 | 343.25 | 112.75 | 16
2023/24 | 343.75 | 112.75 | 14
2023/24 | 344.25 | 112.75 | 10
2023/24 | 344.75 | 112.75 | 11
2023/24 | 345.25 | 112.75 | 22
2023/24 | 345.75 | 112.75 | 13
2023/24 | 346.25 | 112.75 | 22
2023/24 | 346.75 | 112.75 | 16
2023/24 | 347.25 | 112.75 | 13
2023/24 | 347.75 | 112.75 | 13
2023/24 | 348.25 | 112.75 | 9
2023/24 | 348.75 | 112.75 | 8
2023/24 | 349.25 | 112.75 | 10
2023/24 | 349.75 | 112.75 | 10
2023/24 | 350.25 | 112.75 | 14
2023/24 | 350.75 | 112.75 | 9
2023/24 | 351.25 | 112.75 | 14
2023/24 | 351.75 | 112.75 | 8
2023/24 | 352.25 | 112.75 | 13
2023/24 | 352.75 | 112.75 | 6
2023/24 | 353.25 | 112.75 | 13
2023/24 | 353.75 | 112.75 | 7
2023/24 | 354.25 | 112.75 | 11
2023/24 | 354.75 | 112.75 | 12
2023/24 | 355.25 | 112.75 | 9
2023/24 | 355.75 | 112.75 | 13
2023/24 | 356.25 | 112.75 | 8
2023/24 | 356.75 | 112.75 | 5
2023/24 | 357.25 | 112.75 | 8
2023/24 | 357.75 | 112.75 | 7
2023/24 | 358.25 | 112.75 | 12
2023/24 | 358.75 | 112.75 | 5
2023/24 | 359.25 | 112.75 | 7
2023/24 | 359.75 | 112.75 | 11
2023/24 | 360.25 | 112.75 | 5
2023/24 | 360.75 | 112.75 | 5
2023/24 | 361.25 | 112.75 | 5
2023/24 | 361.75 | 112.75 | 5
2023/24 | 362.25 | 112.75 | 8
2023/24 | 362.75 | 112.75 | 4
2023/24 | 363.25 | 112.75 | 3
2023/24 | 363.75 | 112.75 | 10
2023/24 | 364.25 | 112.75 | 11
2023/24 | 364.75 | 112.75 | 5
2023/24 | 365.25 | 112.75 | 8
2023/24 | 365.75 | 112.75 | 6
2023/24 | 366.25 | 112.75 | 5
2023/24 | 366.75 | 112.75 | 7
2023/24 | 367.25 | 112.75 | 9
2023/24 | 367.75 | 112.75 | 1
2023/24 | 368.25 | 112.75 | 7
2023/24 | 368.75 | 112.75 | 5
2023/24 | 369.25 | 112.75 | 9
2023/24 | 369.75 | 112.75 | 2
2023/24 | 370.25 | 112.75 | 2
2023/24 | 370.75 | 112.75 | 7
2023/24 | 371.25 | 112.75 | 3
2023/24 | 371.75 | 112.75 | 10
2023/24 | 372.25 | 112.75 | 3
2023/24 | 372.75 | 112.75 | 4
2023/24 | 373.25 | 112.75 | 3
2023/24 | 373.75 | 112.75 | 8
2023/24 | 374.25 | 112.75 | 7
2023/24 | 374.75 | 112.75 | 6
2023/24 | 375.25 | 112.75 | 1
2023/24 | 375.75 | 112.75 | 2
2023/24 | 376.25 | 112.75 | 1
2023/24 | 376.75 | 112.75 | 2
2023/24 | 377.25 | 112.75 | 4
2023/24 | 377.75 | 112.75 | 3
2023/24 | 378.25 | 112.75 | 2
2023/24 | 378.75 | 112.75 | 5
2023/24 | 379.25 | 112.75 | 6
2023/24 | 379.75 | 112.75 | 5
2023/24 | 380.75 | 112.75 | 1
2023/24 | 381.25 | 112.75 | 3
2023/24 | 381.75 | 112.75 | 4
2023/24 | 382.25 | 112.75 | 3
2023/24 | 382.75 | 112.75 | 4
2023/24 | 383.25 | 112.75 | 4
2023/24 | 383.75 | 112.75 | 1
2023/24 | 384.25 | 112.75 | 2
2023/24 | 384.75 | 112.75 | 1
2023/24 | 385.25 | 112.75 | 1
2023/24 | 385.75 | 112.75 | 3
2023/24 | 386.25 | 112.75 | 1
2023/24 | 386.75 | 112.75 | 1
2023/24 | 387.25 | 112.75 | 4
2023/24 | 387.75 | 112.75 | 4
2023/24 | 388.25 | 112.75 | 1
2023/24 | 388.75 | 112.75 | 1
2023/24 | 389.75 | 112.75 | 1
2023/24 | 390.25 | 112.75 | 5
2023/24 | 390.75 | 112.75 | 2
2023/24 | 391.75 | 112.75 | 6
2023/24 | 392.25 | 112.75 | 5
2023/24 | 393.25 | 112.75 | 2
2023/24 | 393.75 | 112.75 | 2
2023/24 | 394.25 | 112.75 | 1
2023/24 | 394.75 | 112.75 | 1
2023/24 | 395.25 | 112.75 | 2
2023/24 | 395.75 | 112.75 | 1
2023/24 | 396.75 | 112.75 | 2
2023/24 | 397.25 | 112.75 | 2
2023/24 | 398.25 | 112.75 | 2
2023/24 | 398.75 | 112.75 | 2
2023/24 | 399.25 | 112.75 | 2
2023/24 | 399.75 | 112.75 | 1
2023/24 | 400.25 | 112.75 | 2
2023/24 | 400.75 | 112.75 | 3
2023/24 | 401.75 | 112.75 | 2
2023/24 | 402.75 | 112.75 | 2
2023/24 | 403.75 | 112.75 | 1
2023/24 | 404.25 | 112.75 | 1
2023/24 | 404.75 | 112.75 | 1
2023/24 | 405.75 | 112.75 | 2
2023/24 | 406.25 | 112.75 | 2
2023/24 | 407.25 | 112.75 | 6
2023/24 | 407.75 | 112.75 | 2
2023/24 | 408.25 | 112.75 | 1
2023/24 | 409.25 | 112.75 | 1
2023/24 | 410.25 | 112.75 | 1
2023/24 | 411.25 | 112.75 | 1
2023/24 | 411.75 | 112.75 | 2
2023/24 | 412.75 | 112.75 | 1
2023/24 | 415.75 | 112.75 | 1
2023/24 | 416.25 | 112.75 | 1
2023/24 | 417.25 | 112.75 | 1
2023/24 | 417.75 | 112.75 | 1
2023/24 | 418.75 | 112.75 | 2
2023/24 | 419.25 | 112.75 | 1
2023/24 | 419.75 | 112.75 | 1
2023/24 | 420.75 | 112.75 | 1
2023/24 | 421.25 | 112.75 | 5
2023/24 | 421.75 | 112.75 | 2
2023/24 | 422.75 | 112.75 | 1
2023/24 | 423.25 | 112.75 | 1
2023/24 | 423.75 | 112.75 | 2
2023/24 | 425.25 | 112.75 | 1
2023/24 | 426.25 | 112.75 | 1
2023/24 | 428.75 | 112.75 | 1
2023/24 | 431.75 | 112.75 | 1
2023/24 | 439.25 | 112.75 | 1
2023/24 | 440.75 | 112.75 | 1
2023/24 | 441.75 | 112.75 | 1
2023/24 | 443.25 | 112.75 | 1
2023/24 | 445.25 | 112.75 | 1
2023/24 | 449.25 | 112.75 | 1
2023/24 | 450.25 | 112.75 | 1
2023/24 | 474.75 | 112.75 | 1
2023/24 | 168.25 | 113.25 | 1
2023/24 | 172.25 | 113.25 | 1
2023/24 | 181.25 | 113.25 | 1
2023/24 | 182.25 | 113.25 | 2
2023/24 | 182.75 | 113.25 | 2
2023/24 | 183.25 | 113.25 | 1
2023/24 | 183.75 | 113.25 | 1
2023/24 | 184.25 | 113.25 | 1
2023/24 | 184.75 | 113.25 | 2
2023/24 | 188.25 | 113.25 | 1
2023/24 | 188.75 | 113.25 | 2
2023/24 | 189.25 | 113.25 | 1
2023/24 | 190.75 | 113.25 | 1
2023/24 | 191.25 | 113.25 | 1
2023/24 | 191.75 | 113.25 | 1
2023/24 | 193.25 | 113.25 | 1
2023/24 | 193.75 | 113.25 | 1
2023/24 | 194.75 | 113.25 | 2
2023/24 | 195.25 | 113.25 | 3
2023/24 | 195.75 | 113.25 | 1
2023/24 | 196.25 | 113.25 | 3
2023/24 | 197.25 | 113.25 | 2
2023/24 | 197.75 | 113.25 | 1
2023/24 | 198.25 | 113.25 | 1
2023/24 | 198.75 | 113.25 | 1
2023/24 | 199.25 | 113.25 | 3
2023/24 | 199.75 | 113.25 | 3
2023/24 | 200.25 | 113.25 | 3
2023/24 | 200.75 | 113.25 | 3
2023/24 | 201.25 | 113.25 | 3
2023/24 | 201.75 | 113.25 | 2
2023/24 | 202.25 | 113.25 | 4
2023/24 | 202.75 | 113.25 | 4
2023/24 | 203.25 | 113.25 | 5
2023/24 | 203.75 | 113.25 | 2
2023/24 | 204.25 | 113.25 | 1
2023/24 | 204.75 | 113.25 | 6
2023/24 | 205.25 | 113.25 | 7
2023/24 | 205.75 | 113.25 | 9
2023/24 | 206.25 | 113.25 | 8
2023/24 | 206.75 | 113.25 | 2
2023/24 | 207.25 | 113.25 | 8
2023/24 | 207.75 | 113.25 | 6
2023/24 | 208.25 | 113.25 | 6
2023/24 | 208.75 | 113.25 | 12
2023/24 | 209.25 | 113.25 | 7
2023/24 | 209.75 | 113.25 | 11
2023/24 | 210.25 | 113.25 | 10
2023/24 | 210.75 | 113.25 | 3
2023/24 | 211.25 | 113.25 | 10
2023/24 | 211.75 | 113.25 | 12
2023/24 | 212.25 | 113.25 | 11
2023/24 | 212.75 | 113.25 | 15
2023/24 | 213.25 | 113.25 | 21
2023/24 | 213.75 | 113.25 | 17
2023/24 | 214.25 | 113.25 | 12
2023/24 | 214.75 | 113.25 | 14
2023/24 | 215.25 | 113.25 | 22
2023/24 | 215.75 | 113.25 | 17
2023/24 | 216.25 | 113.25 | 27
2023/24 | 216.75 | 113.25 | 16
2023/24 | 217.25 | 113.25 | 14
2023/24 | 217.75 | 113.25 | 15
2023/24 | 218.25 | 113.25 | 23
2023/24 | 218.75 | 113.25 | 35
2023/24 | 219.25 | 113.25 | 33
2023/24 | 219.75 | 113.25 | 18
2023/24 | 220.25 | 113.25 | 26
2023/24 | 220.75 | 113.25 | 23
2023/24 | 221.25 | 113.25 | 34
2023/24 | 221.75 | 113.25 | 41
2023/24 | 222.25 | 113.25 | 35
2023/24 | 222.75 | 113.25 | 46
2023/24 | 223.25 | 113.25 | 32
2023/24 | 223.75 | 113.25 | 43
2023/24 | 224.25 | 113.25 | 53
2023/24 | 224.75 | 113.25 | 44
2023/24 | 225.25 | 113.25 | 31
2023/24 | 225.75 | 113.25 | 45
2023/24 | 226.25 | 113.25 | 50
2023/24 | 226.75 | 113.25 | 49
2023/24 | 227.25 | 113.25 | 43
2023/24 | 227.75 | 113.25 | 63
2023/24 | 228.25 | 113.25 | 59
2023/24 | 228.75 | 113.25 | 46
2023/24 | 229.25 | 113.25 | 55
2023/24 | 229.75 | 113.25 | 65
2023/24 | 230.25 | 113.25 | 81
2023/24 | 230.75 | 113.25 | 70
2023/24 | 231.25 | 113.25 | 71
2023/24 | 231.75 | 113.25 | 72
2023/24 | 232.25 | 113.25 | 71
2023/24 | 232.75 | 113.25 | 81
2023/24 | 233.25 | 113.25 | 78
2023/24 | 233.75 | 113.25 | 76
2023/24 | 234.25 | 113.25 | 82
2023/24 | 234.75 | 113.25 | 70
2023/24 | 235.25 | 113.25 | 93
2023/24 | 235.75 | 113.25 | 99
2023/24 | 236.25 | 113.25 | 81
2023/24 | 236.75 | 113.25 | 93
2023/24 | 237.25 | 113.25 | 90
2023/24 | 237.75 | 113.25 | 90
2023/24 | 238.25 | 113.25 | 87
2023/24 | 238.75 | 113.25 | 105
2023/24 | 239.25 | 113.25 | 121
2023/24 | 239.75 | 113.25 | 103
2023/24 | 240.25 | 113.25 | 99
2023/24 | 240.75 | 113.25 | 103
2023/24 | 241.25 | 113.25 | 85
2023/24 | 241.75 | 113.25 | 94
2023/24 | 242.25 | 113.25 | 117
2023/24 | 242.75 | 113.25 | 116
2023/24 | 243.25 | 113.25 | 108
2023/24 | 243.75 | 113.25 | 130
2023/24 | 244.25 | 113.25 | 124
2023/24 | 244.75 | 113.25 | 115
2023/24 | 245.25 | 113.25 | 106
2023/24 | 245.75 | 113.25 | 128
2023/24 | 246.25 | 113.25 | 123
2023/24 | 246.75 | 113.25 | 120
2023/24 | 247.25 | 113.25 | 132
2023/24 | 247.75 | 113.25 | 141
2023/24 | 248.25 | 113.25 | 156
2023/24 | 248.75 | 113.25 | 127
2023/24 | 249.25 | 113.25 | 148
2023/24 | 249.75 | 113.25 | 131
2023/24 | 250.25 | 113.25 | 167
2023/24 | 250.75 | 113.25 | 140
2023/24 | 251.25 | 113.25 | 146
2023/24 | 251.75 | 113.25 | 151
2023/24 | 252.25 | 113.25 | 167
2023/24 | 252.75 | 113.25 | 152
2023/24 | 253.25 | 113.25 | 153
2023/24 | 253.75 | 113.25 | 142
2023/24 | 254.25 | 113.25 | 138
2023/24 | 254.75 | 113.25 | 150
2023/24 | 255.25 | 113.25 | 155
2023/24 | 255.75 | 113.25 | 139
2023/24 | 256.25 | 113.25 | 157
2023/24 | 256.75 | 113.25 | 181
2023/24 | 257.25 | 113.25 | 165
2023/24 | 257.75 | 113.25 | 179
2023/24 | 258.25 | 113.25 | 152
2023/24 | 258.75 | 113.25 | 141
2023/24 | 259.25 | 113.25 | 191
2023/24 | 259.75 | 113.25 | 153
2023/24 | 260.25 | 113.25 | 176
2023/24 | 260.75 | 113.25 | 172
2023/24 | 261.25 | 113.25 | 186
2023/24 | 261.75 | 113.25 | 170
2023/24 | 262.25 | 113.25 | 174
2023/24 | 262.75 | 113.25 | 151
2023/24 | 263.25 | 113.25 | 157
2023/24 | 263.75 | 113.25 | 185
2023/24 | 264.25 | 113.25 | 170
2023/24 | 264.75 | 113.25 | 205
2023/24 | 265.25 | 113.25 | 169
2023/24 | 265.75 | 113.25 | 186
2023/24 | 266.25 | 113.25 | 171
2023/24 | 266.75 | 113.25 | 169
2023/24 | 267.25 | 113.25 | 201
2023/24 | 267.75 | 113.25 | 155
2023/24 | 268.25 | 113.25 | 173
2023/24 | 268.75 | 113.25 | 172
2023/24 | 269.25 | 113.25 | 182
2023/24 | 269.75 | 113.25 | 174
2023/24 | 270.25 | 113.25 | 185
2023/24 | 270.75 | 113.25 | 177
2023/24 | 271.25 | 113.25 | 156
2023/24 | 271.75 | 113.25 | 181
2023/24 | 272.25 | 113.25 | 149
2023/24 | 272.75 | 113.25 | 177
2023/24 | 273.25 | 113.25 | 167
2023/24 | 273.75 | 113.25 | 160
2023/24 | 274.25 | 113.25 | 159
2023/24 | 274.75 | 113.25 | 185
2023/24 | 275.25 | 113.25 | 175
2023/24 | 275.75 | 113.25 | 180
2023/24 | 276.25 | 113.25 | 174
2023/24 | 276.75 | 113.25 | 168
2023/24 | 277.25 | 113.25 | 185
2023/24 | 277.75 | 113.25 | 169
2023/24 | 278.25 | 113.25 | 178
2023/24 | 278.75 | 113.25 | 161
2023/24 | 279.25 | 113.25 | 152
2023/24 | 279.75 | 113.25 | 172
2023/24 | 280.25 | 113.25 | 168
2023/24 | 280.75 | 113.25 | 151
2023/24 | 281.25 | 113.25 | 147
2023/24 | 281.75 | 113.25 | 171
2023/24 | 282.25 | 113.25 | 176
2023/24 | 282.75 | 113.25 | 120
2023/24 | 283.25 | 113.25 | 158
2023/24 | 283.75 | 113.25 | 146
2023/24 | 284.25 | 113.25 | 140
2023/24 | 284.75 | 113.25 | 129
2023/24 | 285.25 | 113.25 | 137
2023/24 | 285.75 | 113.25 | 161
2023/24 | 286.25 | 113.25 | 153
2023/24 | 286.75 | 113.25 | 141
2023/24 | 287.25 | 113.25 | 144
2023/24 | 287.75 | 113.25 | 132
2023/24 | 288.25 | 113.25 | 118
2023/24 | 288.75 | 113.25 | 158
2023/24 | 289.25 | 113.25 | 128
2023/24 | 289.75 | 113.25 | 119
2023/24 | 290.25 | 113.25 | 132
2023/24 | 290.75 | 113.25 | 124
2023/24 | 291.25 | 113.25 | 94
2023/24 | 291.75 | 113.25 | 132
2023/24 | 292.25 | 113.25 | 121
2023/24 | 292.75 | 113.25 | 111
2023/24 | 293.25 | 113.25 | 102
2023/24 | 293.75 | 113.25 | 109
2023/24 | 294.25 | 113.25 | 112
2023/24 | 294.75 | 113.25 | 117
2023/24 | 295.25 | 113.25 | 107
2023/24 | 295.75 | 113.25 | 99
2023/24 | 296.25 | 113.25 | 117
2023/24 | 296.75 | 113.25 | 104
2023/24 | 297.25 | 113.25 | 100
2023/24 | 297.75 | 113.25 | 115
2023/24 | 298.25 | 113.25 | 95
2023/24 | 298.75 | 113.25 | 104
2023/24 | 299.25 | 113.25 | 93
2023/24 | 299.75 | 113.25 | 109
2023/24 | 300.25 | 113.25 | 82
2023/24 | 300.75 | 113.25 | 102
2023/24 | 301.25 | 113.25 | 89
2023/24 | 301.75 | 113.25 | 88
2023/24 | 302.25 | 113.25 | 101
2023/24 | 302.75 | 113.25 | 74
2023/24 | 303.25 | 113.25 | 82
2023/24 | 303.75 | 113.25 | 69
2023/24 | 304.25 | 113.25 | 74
2023/24 | 304.75 | 113.25 | 79
2023/24 | 305.25 | 113.25 | 89
2023/24 | 305.75 | 113.25 | 78
2023/24 | 306.25 | 113.25 | 70
2023/24 | 306.75 | 113.25 | 74
2023/24 | 307.25 | 113.25 | 80
2023/24 | 307.75 | 113.25 | 66
2023/24 | 308.25 | 113.25 | 61
2023/24 | 308.75 | 113.25 | 82
2023/24 | 309.25 | 113.25 | 50
2023/24 | 309.75 | 113.25 | 60
2023/24 | 310.25 | 113.25 | 66
2023/24 | 310.75 | 113.25 | 60
2023/24 | 311.25 | 113.25 | 65
2023/24 | 311.75 | 113.25 | 58
2023/24 | 312.25 | 113.25 | 59
2023/24 | 312.75 | 113.25 | 55
2023/24 | 313.25 | 113.25 | 48
2023/24 | 313.75 | 113.25 | 67
2023/24 | 314.25 | 113.25 | 63
2023/24 | 314.75 | 113.25 | 50
2023/24 | 315.25 | 113.25 | 60
2023/24 | 315.75 | 113.25 | 39
2023/24 | 316.25 | 113.25 | 66
2023/24 | 316.75 | 113.25 | 47
2023/24 | 317.25 | 113.25 | 45
2023/24 | 317.75 | 113.25 | 53
2023/24 | 318.25 | 113.25 | 43
2023/24 | 318.75 | 113.25 | 41
2023/24 | 319.25 | 113.25 | 37
2023/24 | 319.75 | 113.25 | 43
2023/24 | 320.25 | 113.25 | 35
2023/24 | 320.75 | 113.25 | 31
2023/24 | 321.25 | 113.25 | 42
2023/24 | 321.75 | 113.25 | 35
2023/24 | 322.25 | 113.25 | 47
2023/24 | 322.75 | 113.25 | 40
2023/24 | 323.25 | 113.25 | 46
2023/24 | 323.75 | 113.25 | 32
2023/24 | 324.25 | 113.25 | 43
2023/24 | 324.75 | 113.25 | 38
2023/24 | 325.25 | 113.25 | 35
2023/24 | 325.75 | 113.25 | 36
2023/24 | 326.25 | 113.25 | 30
2023/24 | 326.75 | 113.25 | 28
2023/24 | 327.25 | 113.25 | 36
2023/24 | 327.75 | 113.25 | 20
2023/24 | 328.25 | 113.25 | 20
2023/24 | 328.75 | 113.25 | 35
2023/24 | 329.25 | 113.25 | 29
2023/24 | 329.75 | 113.25 | 22
2023/24 | 330.25 | 113.25 | 31
2023/24 | 330.75 | 113.25 | 30
2023/24 | 331.25 | 113.25 | 27
2023/24 | 331.75 | 113.25 | 26
2023/24 | 332.25 | 113.25 | 27
2023/24 | 332.75 | 113.25 | 25
2023/24 | 333.25 | 113.25 | 17
2023/24 | 333.75 | 113.25 | 11
2023/24 | 334.25 | 113.25 | 19
2023/24 | 334.75 | 113.25 | 22
2023/24 | 335.25 | 113.25 | 26
2023/24 | 335.75 | 113.25 | 15
2023/24 | 336.25 | 113.25 | 23
2023/24 | 336.75 | 113.25 | 24
2023/24 | 337.25 | 113.25 | 15
2023/24 | 337.75 | 113.25 | 22
2023/24 | 338.25 | 113.25 | 18
2023/24 | 338.75 | 113.25 | 17
2023/24 | 339.25 | 113.25 | 22
2023/24 | 339.75 | 113.25 | 18
2023/24 | 340.25 | 113.25 | 19
2023/24 | 340.75 | 113.25 | 13
2023/24 | 341.25 | 113.25 | 29
2023/24 | 341.75 | 113.25 | 20
2023/24 | 342.25 | 113.25 | 16
2023/24 | 342.75 | 113.25 | 24
2023/24 | 343.25 | 113.25 | 16
2023/24 | 343.75 | 113.25 | 18
2023/24 | 344.25 | 113.25 | 13
2023/24 | 344.75 | 113.25 | 8
2023/24 | 345.25 | 113.25 | 19
2023/24 | 345.75 | 113.25 | 11
2023/24 | 346.25 | 113.25 | 11
2023/24 | 346.75 | 113.25 | 18
2023/24 | 347.25 | 113.25 | 11
2023/24 | 347.75 | 113.25 | 9
2023/24 | 348.25 | 113.25 | 10
2023/24 | 348.75 | 113.25 | 13
2023/24 | 349.25 | 113.25 | 13
2023/24 | 349.75 | 113.25 | 16
2023/24 | 350.25 | 113.25 | 14
2023/24 | 350.75 | 113.25 | 9
2023/24 | 351.25 | 113.25 | 13
2023/24 | 351.75 | 113.25 | 13
2023/24 | 352.25 | 113.25 | 9
2023/24 | 352.75 | 113.25 | 13
2023/24 | 353.25 | 113.25 | 11
2023/24 | 353.75 | 113.25 | 8
2023/24 | 354.25 | 113.25 | 11
2023/24 | 354.75 | 113.25 | 5
2023/24 | 355.25 | 113.25 | 9
2023/24 | 355.75 | 113.25 | 5
2023/24 | 356.25 | 113.25 | 11
2023/24 | 356.75 | 113.25 | 6
2023/24 | 357.25 | 113.25 | 3
2023/24 | 357.75 | 113.25 | 6
2023/24 | 358.25 | 113.25 | 12
2023/24 | 358.75 | 113.25 | 5
2023/24 | 359.25 | 113.25 | 4
2023/24 | 359.75 | 113.25 | 7
2023/24 | 360.25 | 113.25 | 8
2023/24 | 360.75 | 113.25 | 2
2023/24 | 361.25 | 113.25 | 4
2023/24 | 361.75 | 113.25 | 6
2023/24 | 362.25 | 113.25 | 2
2023/24 | 362.75 | 113.25 | 14
2023/24 | 363.25 | 113.25 | 6
2023/24 | 363.75 | 113.25 | 9
2023/24 | 364.25 | 113.25 | 4
2023/24 | 364.75 | 113.25 | 10
2023/24 | 365.25 | 113.25 | 6
2023/24 | 365.75 | 113.25 | 8
2023/24 | 366.25 | 113.25 | 6
2023/24 | 366.75 | 113.25 | 5
2023/24 | 367.25 | 113.25 | 5
2023/24 | 367.75 | 113.25 | 8
2023/24 | 368.25 | 113.25 | 4
2023/24 | 368.75 | 113.25 | 1
2023/24 | 369.25 | 113.25 | 3
2023/24 | 369.75 | 113.25 | 6
2023/24 | 370.25 | 113.25 | 3
2023/24 | 370.75 | 113.25 | 4
2023/24 | 371.25 | 113.25 | 7
2023/24 | 371.75 | 113.25 | 4
2023/24 | 372.25 | 113.25 | 8
2023/24 | 372.75 | 113.25 | 4
2023/24 | 373.25 | 113.25 | 3
2023/24 | 373.75 | 113.25 | 4
2023/24 | 374.25 | 113.25 | 6
2023/24 | 374.75 | 113.25 | 3
2023/24 | 375.25 | 113.25 | 2
2023/24 | 375.75 | 113.25 | 5
2023/24 | 376.25 | 113.25 | 2
2023/24 | 376.75 | 113.25 | 5
2023/24 | 377.25 | 113.25 | 3
2023/24 | 377.75 | 113.25 | 7
2023/24 | 378.25 | 113.25 | 1
2023/24 | 378.75 | 113.25 | 6
2023/24 | 379.25 | 113.25 | 1
2023/24 | 379.75 | 113.25 | 2
2023/24 | 380.25 | 113.25 | 4
2023/24 | 380.75 | 113.25 | 2
2023/24 | 381.25 | 113.25 | 6
2023/24 | 381.75 | 113.25 | 6
2023/24 | 382.25 | 113.25 | 1
2023/24 | 382.75 | 113.25 | 5
2023/24 | 383.25 | 113.25 | 1
2023/24 | 383.75 | 113.25 | 3
2023/24 | 384.25 | 113.25 | 1
2023/24 | 384.75 | 113.25 | 7
2023/24 | 385.25 | 113.25 | 3
2023/24 | 385.75 | 113.25 | 2
2023/24 | 386.25 | 113.25 | 2
2023/24 | 386.75 | 113.25 | 2
2023/24 | 387.25 | 113.25 | 1
2023/24 | 387.75 | 113.25 | 7
2023/24 | 388.25 | 113.25 | 4
2023/24 | 388.75 | 113.25 | 5
2023/24 | 389.75 | 113.25 | 1
2023/24 | 390.25 | 113.25 | 4
2023/24 | 390.75 | 113.25 | 4
2023/24 | 391.25 | 113.25 | 4
2023/24 | 391.75 | 113.25 | 1
2023/24 | 392.75 | 113.25 | 4
2023/24 | 393.25 | 113.25 | 1
2023/24 | 394.25 | 113.25 | 3
2023/24 | 394.75 | 113.25 | 1
2023/24 | 395.25 | 113.25 | 3
2023/24 | 395.75 | 113.25 | 3
2023/24 | 396.25 | 113.25 | 3
2023/24 | 396.75 | 113.25 | 4
2023/24 | 397.25 | 113.25 | 2
2023/24 | 397.75 | 113.25 | 1
2023/24 | 398.25 | 113.25 | 2
2023/24 | 399.25 | 113.25 | 2
2023/24 | 399.75 | 113.25 | 1
2023/24 | 400.25 | 113.25 | 2
2023/24 | 400.75 | 113.25 | 1
2023/24 | 401.25 | 113.25 | 1
2023/24 | 402.25 | 113.25 | 2
2023/24 | 402.75 | 113.25 | 1
2023/24 | 403.25 | 113.25 | 2
2023/24 | 403.75 | 113.25 | 3
2023/24 | 404.25 | 113.25 | 3
2023/24 | 405.25 | 113.25 | 2
2023/24 | 405.75 | 113.25 | 1
2023/24 | 406.25 | 113.25 | 1
2023/24 | 407.25 | 113.25 | 2
2023/24 | 407.75 | 113.25 | 1
2023/24 | 408.25 | 113.25 | 2
2023/24 | 408.75 | 113.25 | 1
2023/24 | 409.25 | 113.25 | 2
2023/24 | 410.25 | 113.25 | 1
2023/24 | 412.25 | 113.25 | 1
2023/24 | 412.75 | 113.25 | 1
2023/24 | 413.25 | 113.25 | 1
2023/24 | 413.75 | 113.25 | 1
2023/24 | 414.75 | 113.25 | 1
2023/24 | 415.25 | 113.25 | 1
2023/24 | 416.75 | 113.25 | 2
2023/24 | 417.25 | 113.25 | 1
2023/24 | 418.25 | 113.25 | 2
2023/24 | 418.75 | 113.25 | 1
2023/24 | 419.75 | 113.25 | 1
2023/24 | 420.25 | 113.25 | 2
2023/24 | 422.75 | 113.25 | 1
2023/24 | 424.25 | 113.25 | 2
2023/24 | 425.25 | 113.25 | 1
2023/24 | 425.75 | 113.25 | 1
2023/24 | 427.75 | 113.25 | 1
2023/24 | 429.75 | 113.25 | 1
2023/24 | 430.25 | 113.25 | 1
2023/24 | 430.75 | 113.25 | 2
2023/24 | 433.25 | 113.25 | 1
2023/24 | 435.75 | 113.25 | 1
2023/24 | 439.25 | 113.25 | 1
2023/24 | 439.75 | 113.25 | 1
2023/24 | 453.25 | 113.25 | 1
2023/24 | 454.25 | 113.25 | 1
2023/24 | 456.25 | 113.25 | 1
2023/24 | 460.75 | 113.25 | 2
2023/24 | 529.75 | 113.25 | 1
2023/24 | 535.25 | 113.25 | 1
2023/24 | 167.75 | 113.75 | 1
2023/24 | 178.25 | 113.75 | 1
2023/24 | 181.25 | 113.75 | 1
2023/24 | 185.25 | 113.75 | 1
2023/24 | 187.25 | 113.75 | 1
2023/24 | 187.75 | 113.75 | 1
2023/24 | 189.75 | 113.75 | 2
2023/24 | 192.25 | 113.75 | 1
2023/24 | 192.75 | 113.75 | 2
2023/24 | 193.75 | 113.75 | 1
2023/24 | 195.75 | 113.75 | 4
2023/24 | 197.25 | 113.75 | 2
2023/24 | 197.75 | 113.75 | 2
2023/24 | 198.25 | 113.75 | 2
2023/24 | 198.75 | 113.75 | 2
2023/24 | 199.25 | 113.75 | 1
2023/24 | 199.75 | 113.75 | 1
2023/24 | 200.25 | 113.75 | 4
2023/24 | 200.75 | 113.75 | 4
2023/24 | 201.25 | 113.75 | 2
2023/24 | 201.75 | 113.75 | 3
2023/24 | 202.75 | 113.75 | 9
2023/24 | 203.25 | 113.75 | 7
2023/24 | 203.75 | 113.75 | 2
2023/24 | 204.25 | 113.75 | 6
2023/24 | 204.75 | 113.75 | 5
2023/24 | 205.25 | 113.75 | 2
2023/24 | 205.75 | 113.75 | 3
2023/24 | 206.25 | 113.75 | 3
2023/24 | 206.75 | 113.75 | 4
2023/24 | 207.25 | 113.75 | 4
2023/24 | 207.75 | 113.75 | 11
2023/24 | 208.25 | 113.75 | 7
2023/24 | 208.75 | 113.75 | 12
2023/24 | 209.25 | 113.75 | 11
2023/24 | 209.75 | 113.75 | 7
2023/24 | 210.25 | 113.75 | 7
2023/24 | 210.75 | 113.75 | 10
2023/24 | 211.25 | 113.75 | 5
2023/24 | 211.75 | 113.75 | 9
2023/24 | 212.25 | 113.75 | 7
2023/24 | 212.75 | 113.75 | 14
2023/24 | 213.25 | 113.75 | 8
2023/24 | 213.75 | 113.75 | 10
2023/24 | 214.25 | 113.75 | 8
2023/24 | 214.75 | 113.75 | 11
2023/24 | 215.25 | 113.75 | 14
2023/24 | 215.75 | 113.75 | 17
2023/24 | 216.25 | 113.75 | 16
2023/24 | 216.75 | 113.75 | 20
2023/24 | 217.25 | 113.75 | 20
2023/24 | 217.75 | 113.75 | 19
2023/24 | 218.25 | 113.75 | 22
2023/24 | 218.75 | 113.75 | 21
2023/24 | 219.25 | 113.75 | 18
2023/24 | 219.75 | 113.75 | 31
2023/24 | 220.25 | 113.75 | 19
2023/24 | 220.75 | 113.75 | 31
2023/24 | 221.25 | 113.75 | 21
2023/24 | 221.75 | 113.75 | 27
2023/24 | 222.25 | 113.75 | 35
2023/24 | 222.75 | 113.75 | 33
2023/24 | 223.25 | 113.75 | 35
2023/24 | 223.75 | 113.75 | 39
2023/24 | 224.25 | 113.75 | 33
2023/24 | 224.75 | 113.75 | 32
2023/24 | 225.25 | 113.75 | 46
2023/24 | 225.75 | 113.75 | 44
2023/24 | 226.25 | 113.75 | 36
2023/24 | 226.75 | 113.75 | 37
2023/24 | 227.25 | 113.75 | 35
2023/24 | 227.75 | 113.75 | 55
2023/24 | 228.25 | 113.75 | 38
2023/24 | 228.75 | 113.75 | 53
2023/24 | 229.25 | 113.75 | 63
2023/24 | 229.75 | 113.75 | 63
2023/24 | 230.25 | 113.75 | 52
2023/24 | 230.75 | 113.75 | 52
2023/24 | 231.25 | 113.75 | 52
2023/24 | 231.75 | 113.75 | 57
2023/24 | 232.25 | 113.75 | 70
2023/24 | 232.75 | 113.75 | 64
2023/24 | 233.25 | 113.75 | 66
2023/24 | 233.75 | 113.75 | 74
2023/24 | 234.25 | 113.75 | 78
2023/24 | 234.75 | 113.75 | 67
2023/24 | 235.25 | 113.75 | 81
2023/24 | 235.75 | 113.75 | 89
2023/24 | 236.25 | 113.75 | 81
2023/24 | 236.75 | 113.75 | 83
2023/24 | 237.25 | 113.75 | 73
2023/24 | 237.75 | 113.75 | 80
2023/24 | 238.25 | 113.75 | 89
2023/24 | 238.75 | 113.75 | 76
2023/24 | 239.25 | 113.75 | 80
2023/24 | 239.75 | 113.75 | 93
2023/24 | 240.25 | 113.75 | 93
2023/24 | 240.75 | 113.75 | 106
2023/24 | 241.25 | 113.75 | 82
2023/24 | 241.75 | 113.75 | 94
2023/24 | 242.25 | 113.75 | 123
2023/24 | 242.75 | 113.75 | 120
2023/24 | 243.25 | 113.75 | 98
2023/24 | 243.75 | 113.75 | 116
2023/24 | 244.25 | 113.75 | 129
2023/24 | 244.75 | 113.75 | 103
2023/24 | 245.25 | 113.75 | 137
2023/24 | 245.75 | 113.75 | 112
2023/24 | 246.25 | 113.75 | 120
2023/24 | 246.75 | 113.75 | 127
2023/24 | 247.25 | 113.75 | 113
2023/24 | 247.75 | 113.75 | 132
2023/24 | 248.25 | 113.75 | 161
2023/24 | 248.75 | 113.75 | 124
2023/24 | 249.25 | 113.75 | 119
2023/24 | 249.75 | 113.75 | 149
2023/24 | 250.25 | 113.75 | 150
2023/24 | 250.75 | 113.75 | 120
2023/24 | 251.25 | 113.75 | 114
2023/24 | 251.75 | 113.75 | 136
2023/24 | 252.25 | 113.75 | 145
2023/24 | 252.75 | 113.75 | 137
2023/24 | 253.25 | 113.75 | 154
2023/24 | 253.75 | 113.75 | 149
2023/24 | 254.25 | 113.75 | 151
2023/24 | 254.75 | 113.75 | 159
2023/24 | 255.25 | 113.75 | 138
2023/24 | 255.75 | 113.75 | 155
2023/24 | 256.25 | 113.75 | 161
2023/24 | 256.75 | 113.75 | 171
2023/24 | 257.25 | 113.75 | 164
2023/24 | 257.75 | 113.75 | 160
2023/24 | 258.25 | 113.75 | 182
2023/24 | 258.75 | 113.75 | 162
2023/24 | 259.25 | 113.75 | 164
2023/24 | 259.75 | 113.75 | 171
2023/24 | 260.25 | 113.75 | 172
2023/24 | 260.75 | 113.75 | 164
2023/24 | 261.25 | 113.75 | 154
2023/24 | 261.75 | 113.75 | 177
2023/24 | 262.25 | 113.75 | 186
2023/24 | 262.75 | 113.75 | 169
2023/24 | 263.25 | 113.75 | 179
2023/24 | 263.75 | 113.75 | 159
2023/24 | 264.25 | 113.75 | 154
2023/24 | 264.75 | 113.75 | 171
2023/24 | 265.25 | 113.75 | 175
2023/24 | 265.75 | 113.75 | 166
2023/24 | 266.25 | 113.75 | 187
2023/24 | 266.75 | 113.75 | 167
2023/24 | 267.25 | 113.75 | 177
2023/24 | 267.75 | 113.75 | 172
2023/24 | 268.25 | 113.75 | 185
2023/24 | 268.75 | 113.75 | 192
2023/24 | 269.25 | 113.75 | 188
2023/24 | 269.75 | 113.75 | 180
2023/24 | 270.25 | 113.75 | 168
2023/24 | 270.75 | 113.75 | 180
2023/24 | 271.25 | 113.75 | 158
2023/24 | 271.75 | 113.75 | 167
2023/24 | 272.25 | 113.75 | 165
2023/24 | 272.75 | 113.75 | 159
2023/24 | 273.25 | 113.75 | 176
2023/24 | 273.75 | 113.75 | 183
2023/24 | 274.25 | 113.75 | 170
2023/24 | 274.75 | 113.75 | 177
2023/24 | 275.25 | 113.75 | 170
2023/24 | 275.75 | 113.75 | 160
2023/24 | 276.25 | 113.75 | 185
2023/24 | 276.75 | 113.75 | 155
2023/24 | 277.25 | 113.75 | 165
2023/24 | 277.75 | 113.75 | 168
2023/24 | 278.25 | 113.75 | 182
2023/24 | 278.75 | 113.75 | 179
2023/24 | 279.25 | 113.75 | 167
2023/24 | 279.75 | 113.75 | 163
2023/24 | 280.25 | 113.75 | 162
2023/24 | 280.75 | 113.75 | 163
2023/24 | 281.25 | 113.75 | 150
2023/24 | 281.75 | 113.75 | 149
2023/24 | 282.25 | 113.75 | 170
2023/24 | 282.75 | 113.75 | 117
2023/24 | 283.25 | 113.75 | 186
2023/24 | 283.75 | 113.75 | 144
2023/24 | 284.25 | 113.75 | 159
2023/24 | 284.75 | 113.75 | 134
2023/24 | 285.25 | 113.75 | 141
2023/24 | 285.75 | 113.75 | 170
2023/24 | 286.25 | 113.75 | 146
2023/24 | 286.75 | 113.75 | 151
2023/24 | 287.25 | 113.75 | 140
2023/24 | 287.75 | 113.75 | 130
2023/24 | 288.25 | 113.75 | 155
2023/24 | 288.75 | 113.75 | 156
2023/24 | 289.25 | 113.75 | 129
2023/24 | 289.75 | 113.75 | 142
2023/24 | 290.25 | 113.75 | 149
2023/24 | 290.75 | 113.75 | 128
2023/24 | 291.25 | 113.75 | 128
2023/24 | 291.75 | 113.75 | 121
2023/24 | 292.25 | 113.75 | 138
2023/24 | 292.75 | 113.75 | 121
2023/24 | 293.25 | 113.75 | 117
2023/24 | 293.75 | 113.75 | 134
2023/24 | 294.25 | 113.75 | 107
2023/24 | 294.75 | 113.75 | 109
2023/24 | 295.25 | 113.75 | 107
2023/24 | 295.75 | 113.75 | 119
2023/24 | 296.25 | 113.75 | 100
2023/24 | 296.75 | 113.75 | 120
2023/24 | 297.25 | 113.75 | 97
2023/24 | 297.75 | 113.75 | 101
2023/24 | 298.25 | 113.75 | 128
2023/24 | 298.75 | 113.75 | 95
2023/24 | 299.25 | 113.75 | 108
2023/24 | 299.75 | 113.75 | 96
2023/24 | 300.25 | 113.75 | 111
2023/24 | 300.75 | 113.75 | 119
2023/24 | 301.25 | 113.75 | 92
2023/24 | 301.75 | 113.75 | 97
2023/24 | 302.25 | 113.75 | 87
2023/24 | 302.75 | 113.75 | 75
2023/24 | 303.25 | 113.75 | 76
2023/24 | 303.75 | 113.75 | 96
2023/24 | 304.25 | 113.75 | 86
2023/24 | 304.75 | 113.75 | 76
2023/24 | 305.25 | 113.75 | 97
2023/24 | 305.75 | 113.75 | 79
2023/24 | 306.25 | 113.75 | 91
2023/24 | 306.75 | 113.75 | 76
2023/24 | 307.25 | 113.75 | 92
2023/24 | 307.75 | 113.75 | 77
2023/24 | 308.25 | 113.75 | 69
2023/24 | 308.75 | 113.75 | 70
2023/24 | 309.25 | 113.75 | 73
2023/24 | 309.75 | 113.75 | 66
2023/24 | 310.25 | 113.75 | 72
2023/24 | 310.75 | 113.75 | 62
2023/24 | 311.25 | 113.75 | 70
2023/24 | 311.75 | 113.75 | 62
2023/24 | 312.25 | 113.75 | 78
2023/24 | 312.75 | 113.75 | 57
2023/24 | 313.25 | 113.75 | 66
2023/24 | 313.75 | 113.75 | 57
2023/24 | 314.25 | 113.75 | 61
2023/24 | 314.75 | 113.75 | 62
2023/24 | 315.25 | 113.75 | 50
2023/24 | 315.75 | 113.75 | 55
2023/24 | 316.25 | 113.75 | 58
2023/24 | 316.75 | 113.75 | 48
2023/24 | 317.25 | 113.75 | 55
2023/24 | 317.75 | 113.75 | 46
2023/24 | 318.25 | 113.75 | 52
2023/24 | 318.75 | 113.75 | 31
2023/24 | 319.25 | 113.75 | 47
2023/24 | 319.75 | 113.75 | 38
2023/24 | 320.25 | 113.75 | 42
2023/24 | 320.75 | 113.75 | 36
2023/24 | 321.25 | 113.75 | 25
2023/24 | 321.75 | 113.75 | 42
2023/24 | 322.25 | 113.75 | 43
2023/24 | 322.75 | 113.75 | 45
2023/24 | 323.25 | 113.75 | 48
2023/24 | 323.75 | 113.75 | 41
2023/24 | 324.25 | 113.75 | 51
2023/24 | 324.75 | 113.75 | 41
2023/24 | 325.25 | 113.75 | 35
2023/24 | 325.75 | 113.75 | 46
2023/24 | 326.25 | 113.75 | 29
2023/24 | 326.75 | 113.75 | 42
2023/24 | 327.25 | 113.75 | 30
2023/24 | 327.75 | 113.75 | 48
2023/24 | 328.25 | 113.75 | 32
2023/24 | 328.75 | 113.75 | 34
2023/24 | 329.25 | 113.75 | 33
2023/24 | 329.75 | 113.75 | 30
2023/24 | 330.25 | 113.75 | 34
2023/24 | 330.75 | 113.75 | 33
2023/24 | 331.25 | 113.75 | 33
2023/24 | 331.75 | 113.75 | 32
2023/24 | 332.25 | 113.75 | 14
2023/24 | 332.75 | 113.75 | 28
2023/24 | 333.25 | 113.75 | 21
2023/24 | 333.75 | 113.75 | 25
2023/24 | 334.25 | 113.75 | 29
2023/24 | 334.75 | 113.75 | 29
2023/24 | 335.25 | 113.75 | 20
2023/24 | 335.75 | 113.75 | 23
2023/24 | 336.25 | 113.75 | 18
2023/24 | 336.75 | 113.75 | 18
2023/24 | 337.25 | 113.75 | 21
2023/24 | 337.75 | 113.75 | 18
2023/24 | 338.25 | 113.75 | 22
2023/24 | 338.75 | 113.75 | 22
2023/24 | 339.25 | 113.75 | 21
2023/24 | 339.75 | 113.75 | 22
2023/24 | 340.25 | 113.75 | 15
2023/24 | 340.75 | 113.75 | 15
2023/24 | 341.25 | 113.75 | 18
2023/24 | 341.75 | 113.75 | 23
2023/24 | 342.25 | 113.75 | 20
2023/24 | 342.75 | 113.75 | 20
2023/24 | 343.25 | 113.75 | 15
2023/24 | 343.75 | 113.75 | 16
2023/24 | 344.25 | 113.75 | 21
2023/24 | 344.75 | 113.75 | 19
2023/24 | 345.25 | 113.75 | 10
2023/24 | 345.75 | 113.75 | 18
2023/24 | 346.25 | 113.75 | 20
2023/24 | 346.75 | 113.75 | 11
2023/24 | 347.25 | 113.75 | 16
2023/24 | 347.75 | 113.75 | 14
2023/24 | 348.25 | 113.75 | 13
2023/24 | 348.75 | 113.75 | 12
2023/24 | 349.25 | 113.75 | 18
2023/24 | 349.75 | 113.75 | 14
2023/24 | 350.25 | 113.75 | 6
2023/24 | 350.75 | 113.75 | 14
2023/24 | 351.25 | 113.75 | 19
2023/24 | 351.75 | 113.75 | 12
2023/24 | 352.25 | 113.75 | 10
2023/24 | 352.75 | 113.75 | 6
2023/24 | 353.25 | 113.75 | 13
2023/24 | 353.75 | 113.75 | 13
2023/24 | 354.25 | 113.75 | 6
2023/24 | 354.75 | 113.75 | 9
2023/24 | 355.25 | 113.75 | 11
2023/24 | 355.75 | 113.75 | 12
2023/24 | 356.25 | 113.75 | 15
2023/24 | 356.75 | 113.75 | 7
2023/24 | 357.25 | 113.75 | 7
2023/24 | 357.75 | 113.75 | 7
2023/24 | 358.25 | 113.75 | 11
2023/24 | 358.75 | 113.75 | 10
2023/24 | 359.25 | 113.75 | 7
2023/24 | 359.75 | 113.75 | 5
2023/24 | 360.25 | 113.75 | 7
2023/24 | 360.75 | 113.75 | 12
2023/24 | 361.25 | 113.75 | 6
2023/24 | 361.75 | 113.75 | 7
2023/24 | 362.25 | 113.75 | 8
2023/24 | 362.75 | 113.75 | 5
2023/24 | 363.25 | 113.75 | 8
2023/24 | 363.75 | 113.75 | 7
2023/24 | 364.25 | 113.75 | 5
2023/24 | 364.75 | 113.75 | 7
2023/24 | 365.25 | 113.75 | 8
2023/24 | 365.75 | 113.75 | 7
2023/24 | 366.25 | 113.75 | 1
2023/24 | 366.75 | 113.75 | 6
2023/24 | 367.25 | 113.75 | 5
2023/24 | 367.75 | 113.75 | 5
2023/24 | 368.25 | 113.75 | 8
2023/24 | 368.75 | 113.75 | 3
2023/24 | 369.25 | 113.75 | 2
2023/24 | 369.75 | 113.75 | 7
2023/24 | 370.25 | 113.75 | 5
2023/24 | 370.75 | 113.75 | 2
2023/24 | 371.25 | 113.75 | 1
2023/24 | 371.75 | 113.75 | 6
2023/24 | 372.25 | 113.75 | 5
2023/24 | 372.75 | 113.75 | 1
2023/24 | 373.25 | 113.75 | 3
2023/24 | 373.75 | 113.75 | 2
2023/24 | 374.25 | 113.75 | 7
2023/24 | 374.75 | 113.75 | 5
2023/24 | 375.25 | 113.75 | 5
2023/24 | 375.75 | 113.75 | 5
2023/24 | 376.25 | 113.75 | 5
2023/24 | 376.75 | 113.75 | 6
2023/24 | 377.25 | 113.75 | 2
2023/24 | 377.75 | 113.75 | 3
2023/24 | 378.25 | 113.75 | 3
2023/24 | 378.75 | 113.75 | 5
2023/24 | 379.25 | 113.75 | 3
2023/24 | 379.75 | 113.75 | 2
2023/24 | 380.25 | 113.75 | 5
2023/24 | 380.75 | 113.75 | 1
2023/24 | 381.25 | 113.75 | 4
2023/24 | 381.75 | 113.75 | 7
2023/24 | 382.25 | 113.75 | 3
2023/24 | 382.75 | 113.75 | 2
2023/24 | 383.25 | 113.75 | 4
2023/24 | 384.75 | 113.75 | 3
2023/24 | 385.25 | 113.75 | 4
2023/24 | 386.25 | 113.75 | 4
2023/24 | 386.75 | 113.75 | 5
2023/24 | 387.25 | 113.75 | 2
2023/24 | 387.75 | 113.75 | 3
2023/24 | 388.25 | 113.75 | 4
2023/24 | 388.75 | 113.75 | 1
2023/24 | 389.25 | 113.75 | 2
2023/24 | 389.75 | 113.75 | 1
2023/24 | 390.75 | 113.75 | 3
2023/24 | 391.25 | 113.75 | 2
2023/24 | 392.25 | 113.75 | 3
2023/24 | 392.75 | 113.75 | 3
2023/24 | 393.25 | 113.75 | 4
2023/24 | 393.75 | 113.75 | 6
2023/24 | 394.25 | 113.75 | 2
2023/24 | 394.75 | 113.75 | 2
2023/24 | 395.25 | 113.75 | 1
2023/24 | 395.75 | 113.75 | 2
2023/24 | 396.25 | 113.75 | 1
2023/24 | 396.75 | 113.75 | 1
2023/24 | 397.25 | 113.75 | 1
2023/24 | 397.75 | 113.75 | 3
2023/24 | 398.75 | 113.75 | 2
2023/24 | 399.25 | 113.75 | 1
2023/24 | 399.75 | 113.75 | 3
2023/24 | 400.25 | 113.75 | 4
2023/24 | 400.75 | 113.75 | 2
2023/24 | 401.25 | 113.75 | 2
2023/24 | 401.75 | 113.75 | 2
2023/24 | 402.25 | 113.75 | 2
2023/24 | 402.75 | 113.75 | 1
2023/24 | 403.75 | 113.75 | 2
2023/24 | 404.75 | 113.75 | 1
2023/24 | 405.25 | 113.75 | 2
2023/24 | 405.75 | 113.75 | 2
2023/24 | 406.25 | 113.75 | 1
2023/24 | 406.75 | 113.75 | 2
2023/24 | 407.25 | 113.75 | 1
2023/24 | 408.25 | 113.75 | 1
2023/24 | 410.25 | 113.75 | 1
2023/24 | 410.75 | 113.75 | 2
2023/24 | 411.75 | 113.75 | 1
2023/24 | 413.25 | 113.75 | 1
2023/24 | 413.75 | 113.75 | 1
2023/24 | 414.25 | 113.75 | 2
2023/24 | 415.75 | 113.75 | 3
2023/24 | 416.75 | 113.75 | 1
2023/24 | 417.25 | 113.75 | 2
2023/24 | 417.75 | 113.75 | 1
2023/24 | 419.25 | 113.75 | 2
2023/24 | 423.25 | 113.75 | 1
2023/24 | 424.75 | 113.75 | 1
2023/24 | 426.75 | 113.75 | 1
2023/24 | 428.75 | 113.75 | 2
2023/24 | 430.25 | 113.75 | 2
2023/24 | 431.25 | 113.75 | 2
2023/24 | 434.25 | 113.75 | 1
2023/24 | 434.75 | 113.75 | 1
2023/24 | 435.25 | 113.75 | 3
2023/24 | 435.75 | 113.75 | 1
2023/24 | 436.25 | 113.75 | 1
2023/24 | 438.75 | 113.75 | 1
2023/24 | 440.75 | 113.75 | 1
2023/24 | 444.25 | 113.75 | 1
2023/24 | 447.75 | 113.75 | 1
2023/24 | 452.75 | 113.75 | 1
2023/24 | 467.25 | 113.75 | 1
2023/24 | 479.75 | 113.75 | 1
2023/24 | 481.25 | 113.75 | 1
2023/24 | 495.75 | 113.75 | 1
2023/24 | 151.75 | 114.25 | 1
2023/24 | 172.75 | 114.25 | 1
2023/24 | 173.75 | 114.25 | 1
2023/24 | 174.25 | 114.25 | 1
2023/24 | 180.75 | 114.25 | 1
2023/24 | 181.75 | 114.25 | 1
2023/24 | 182.25 | 114.25 | 1
2023/24 | 182.75 | 114.25 | 1
2023/24 | 184.25 | 114.25 | 1
2023/24 | 185.75 | 114.25 | 1
2023/24 | 187.25 | 114.25 | 1
2023/24 | 187.75 | 114.25 | 1
2023/24 | 188.75 | 114.25 | 1
2023/24 | 189.75 | 114.25 | 2
2023/24 | 190.25 | 114.25 | 1
2023/24 | 190.75 | 114.25 | 1
2023/24 | 192.25 | 114.25 | 1
2023/24 | 193.25 | 114.25 | 1
2023/24 | 193.75 | 114.25 | 1
2023/24 | 194.25 | 114.25 | 3
2023/24 | 194.75 | 114.25 | 2
2023/24 | 196.25 | 114.25 | 1
2023/24 | 196.75 | 114.25 | 1
2023/24 | 197.25 | 114.25 | 1
2023/24 | 197.75 | 114.25 | 1
2023/24 | 198.25 | 114.25 | 1
2023/24 | 198.75 | 114.25 | 3
2023/24 | 199.25 | 114.25 | 3
2023/24 | 199.75 | 114.25 | 3
2023/24 | 200.25 | 114.25 | 1
2023/24 | 200.75 | 114.25 | 4
2023/24 | 201.25 | 114.25 | 3
2023/24 | 202.25 | 114.25 | 5
2023/24 | 202.75 | 114.25 | 3
2023/24 | 203.25 | 114.25 | 2
2023/24 | 203.75 | 114.25 | 5
2023/24 | 204.25 | 114.25 | 2
2023/24 | 204.75 | 114.25 | 4
2023/24 | 205.25 | 114.25 | 5
2023/24 | 205.75 | 114.25 | 6
2023/24 | 206.25 | 114.25 | 3
2023/24 | 206.75 | 114.25 | 4
2023/24 | 207.25 | 114.25 | 6
2023/24 | 207.75 | 114.25 | 9
2023/24 | 208.25 | 114.25 | 2
2023/24 | 208.75 | 114.25 | 5
2023/24 | 209.25 | 114.25 | 7
2023/24 | 209.75 | 114.25 | 9
2023/24 | 210.25 | 114.25 | 5
2023/24 | 210.75 | 114.25 | 5
2023/24 | 211.25 | 114.25 | 3
2023/24 | 211.75 | 114.25 | 6
2023/24 | 212.25 | 114.25 | 10
2023/24 | 212.75 | 114.25 | 8
2023/24 | 213.25 | 114.25 | 9
2023/24 | 213.75 | 114.25 | 8
2023/24 | 214.25 | 114.25 | 9
2023/24 | 214.75 | 114.25 | 9
2023/24 | 215.25 | 114.25 | 7
2023/24 | 215.75 | 114.25 | 11
2023/24 | 216.25 | 114.25 | 16
2023/24 | 216.75 | 114.25 | 24
2023/24 | 217.25 | 114.25 | 19
2023/24 | 217.75 | 114.25 | 15
2023/24 | 218.25 | 114.25 | 19
2023/24 | 218.75 | 114.25 | 18
2023/24 | 219.25 | 114.25 | 23
2023/24 | 219.75 | 114.25 | 16
2023/24 | 220.25 | 114.25 | 29
2023/24 | 220.75 | 114.25 | 21
2023/24 | 221.25 | 114.25 | 16
2023/24 | 221.75 | 114.25 | 20
2023/24 | 222.25 | 114.25 | 21
2023/24 | 222.75 | 114.25 | 35
2023/24 | 223.25 | 114.25 | 23
2023/24 | 223.75 | 114.25 | 26
2023/24 | 224.25 | 114.25 | 31
2023/24 | 224.75 | 114.25 | 26
2023/24 | 225.25 | 114.25 | 33
2023/24 | 225.75 | 114.25 | 44
2023/24 | 226.25 | 114.25 | 39
2023/24 | 226.75 | 114.25 | 36
2023/24 | 227.25 | 114.25 | 41
2023/24 | 227.75 | 114.25 | 37
2023/24 | 228.25 | 114.25 | 40
2023/24 | 228.75 | 114.25 | 57
2023/24 | 229.25 | 114.25 | 53
2023/24 | 229.75 | 114.25 | 47
2023/24 | 230.25 | 114.25 | 52
2023/24 | 230.75 | 114.25 | 49
2023/24 | 231.25 | 114.25 | 61
2023/24 | 231.75 | 114.25 | 60
2023/24 | 232.25 | 114.25 | 55
2023/24 | 232.75 | 114.25 | 52
2023/24 | 233.25 | 114.25 | 70
2023/24 | 233.75 | 114.25 | 67
2023/24 | 234.25 | 114.25 | 66
2023/24 | 234.75 | 114.25 | 70
2023/24 | 235.25 | 114.25 | 52
2023/24 | 235.75 | 114.25 | 70
2023/24 | 236.25 | 114.25 | 59
2023/24 | 236.75 | 114.25 | 64
2023/24 | 237.25 | 114.25 | 100
2023/24 | 237.75 | 114.25 | 76
2023/24 | 238.25 | 114.25 | 84
2023/24 | 238.75 | 114.25 | 89
2023/24 | 239.25 | 114.25 | 85
2023/24 | 239.75 | 114.25 | 100
2023/24 | 240.25 | 114.25 | 97
2023/24 | 240.75 | 114.25 | 90
2023/24 | 241.25 | 114.25 | 103
2023/24 | 241.75 | 114.25 | 98
2023/24 | 242.25 | 114.25 | 80
2023/24 | 242.75 | 114.25 | 94
2023/24 | 243.25 | 114.25 | 106
2023/24 | 243.75 | 114.25 | 140
2023/24 | 244.25 | 114.25 | 92
2023/24 | 244.75 | 114.25 | 115
2023/24 | 245.25 | 114.25 | 117
2023/24 | 245.75 | 114.25 | 104
2023/24 | 246.25 | 114.25 | 128
2023/24 | 246.75 | 114.25 | 115
2023/24 | 247.25 | 114.25 | 100
2023/24 | 247.75 | 114.25 | 121
2023/24 | 248.25 | 114.25 | 114
2023/24 | 248.75 | 114.25 | 122
2023/24 | 249.25 | 114.25 | 108
2023/24 | 249.75 | 114.25 | 168
2023/24 | 250.25 | 114.25 | 129
2023/24 | 250.75 | 114.25 | 124
2023/24 | 251.25 | 114.25 | 125
2023/24 | 251.75 | 114.25 | 136
2023/24 | 252.25 | 114.25 | 164
2023/24 | 252.75 | 114.25 | 148
2023/24 | 253.25 | 114.25 | 158
2023/24 | 253.75 | 114.25 | 141
2023/24 | 254.25 | 114.25 | 140
2023/24 | 254.75 | 114.25 | 128
2023/24 | 255.25 | 114.25 | 150
2023/24 | 255.75 | 114.25 | 160
2023/24 | 256.25 | 114.25 | 162
2023/24 | 256.75 | 114.25 | 151
2023/24 | 257.25 | 114.25 | 150
2023/24 | 257.75 | 114.25 | 165
2023/24 | 258.25 | 114.25 | 170
2023/24 | 258.75 | 114.25 | 156
2023/24 | 259.25 | 114.25 | 153
2023/24 | 259.75 | 114.25 | 171
2023/24 | 260.25 | 114.25 | 159
2023/24 | 260.75 | 114.25 | 171
2023/24 | 261.25 | 114.25 | 149
2023/24 | 261.75 | 114.25 | 168
2023/24 | 262.25 | 114.25 | 159
2023/24 | 262.75 | 114.25 | 182
2023/24 | 263.25 | 114.25 | 176
2023/24 | 263.75 | 114.25 | 145
2023/24 | 264.25 | 114.25 | 163
2023/24 | 264.75 | 114.25 | 155
2023/24 | 265.25 | 114.25 | 186
2023/24 | 265.75 | 114.25 | 160
2023/24 | 266.25 | 114.25 | 167
2023/24 | 266.75 | 114.25 | 167
2023/24 | 267.25 | 114.25 | 184
2023/24 | 267.75 | 114.25 | 166
2023/24 | 268.25 | 114.25 | 168
2023/24 | 268.75 | 114.25 | 161
2023/24 | 269.25 | 114.25 | 186
2023/24 | 269.75 | 114.25 | 172
2023/24 | 270.25 | 114.25 | 179
2023/24 | 270.75 | 114.25 | 175
2023/24 | 271.25 | 114.25 | 164
2023/24 | 271.75 | 114.25 | 199
2023/24 | 272.25 | 114.25 | 174
2023/24 | 272.75 | 114.25 | 188
2023/24 | 273.25 | 114.25 | 180
2023/24 | 273.75 | 114.25 | 189
2023/24 | 274.25 | 114.25 | 172
2023/24 | 274.75 | 114.25 | 174
2023/24 | 275.25 | 114.25 | 163
2023/24 | 275.75 | 114.25 | 195
2023/24 | 276.25 | 114.25 | 170
2023/24 | 276.75 | 114.25 | 162
2023/24 | 277.25 | 114.25 | 172
2023/24 | 277.75 | 114.25 | 186
2023/24 | 278.25 | 114.25 | 167
2023/24 | 278.75 | 114.25 | 175
2023/24 | 279.25 | 114.25 | 184
2023/24 | 279.75 | 114.25 | 151
2023/24 | 280.25 | 114.25 | 159
2023/24 | 280.75 | 114.25 | 147
2023/24 | 281.25 | 114.25 | 164
2023/24 | 281.75 | 114.25 | 157
2023/24 | 282.25 | 114.25 | 178
2023/24 | 282.75 | 114.25 | 151
2023/24 | 283.25 | 114.25 | 178
2023/24 | 283.75 | 114.25 | 136
2023/24 | 284.25 | 114.25 | 162
2023/24 | 284.75 | 114.25 | 171
2023/24 | 285.25 | 114.25 | 157
2023/24 | 285.75 | 114.25 | 152
2023/24 | 286.25 | 114.25 | 166
2023/24 | 286.75 | 114.25 | 166
2023/24 | 287.25 | 114.25 | 149
2023/24 | 287.75 | 114.25 | 190
2023/24 | 288.25 | 114.25 | 127
2023/24 | 288.75 | 114.25 | 151
2023/24 | 289.25 | 114.25 | 158
2023/24 | 289.75 | 114.25 | 135
2023/24 | 290.25 | 114.25 | 149
2023/24 | 290.75 | 114.25 | 137
2023/24 | 291.25 | 114.25 | 148
2023/24 | 291.75 | 114.25 | 135
2023/24 | 292.25 | 114.25 | 130
2023/24 | 292.75 | 114.25 | 124
2023/24 | 293.25 | 114.25 | 125
2023/24 | 293.75 | 114.25 | 119
2023/24 | 294.25 | 114.25 | 139
2023/24 | 294.75 | 114.25 | 123
2023/24 | 295.25 | 114.25 | 116
2023/24 | 295.75 | 114.25 | 110
2023/24 | 296.25 | 114.25 | 139
2023/24 | 296.75 | 114.25 | 112
2023/24 | 297.25 | 114.25 | 110
2023/24 | 297.75 | 114.25 | 127
2023/24 | 298.25 | 114.25 | 113
2023/24 | 298.75 | 114.25 | 102
2023/24 | 299.25 | 114.25 | 91
2023/24 | 299.75 | 114.25 | 115
2023/24 | 300.25 | 114.25 | 100
2023/24 | 300.75 | 114.25 | 105
2023/24 | 301.25 | 114.25 | 98
2023/24 | 301.75 | 114.25 | 91
2023/24 | 302.25 | 114.25 | 96
2023/24 | 302.75 | 114.25 | 102
2023/24 | 303.25 | 114.25 | 103
2023/24 | 303.75 | 114.25 | 79
2023/24 | 304.25 | 114.25 | 97
2023/24 | 304.75 | 114.25 | 93
2023/24 | 305.25 | 114.25 | 80
2023/24 | 305.75 | 114.25 | 93
2023/24 | 306.25 | 114.25 | 96
2023/24 | 306.75 | 114.25 | 86
2023/24 | 307.25 | 114.25 | 84
2023/24 | 307.75 | 114.25 | 87
2023/24 | 308.25 | 114.25 | 79
2023/24 | 308.75 | 114.25 | 89
2023/24 | 309.25 | 114.25 | 76
2023/24 | 309.75 | 114.25 | 85
2023/24 | 310.25 | 114.25 | 72
2023/24 | 310.75 | 114.25 | 87
2023/24 | 311.25 | 114.25 | 60
2023/24 | 311.75 | 114.25 | 70
2023/24 | 312.25 | 114.25 | 72
2023/24 | 312.75 | 114.25 | 74
2023/24 | 313.25 | 114.25 | 71
2023/24 | 313.75 | 114.25 | 60
2023/24 | 314.25 | 114.25 | 62
2023/24 | 314.75 | 114.25 | 58
2023/24 | 315.25 | 114.25 | 61
2023/24 | 315.75 | 114.25 | 51
2023/24 | 316.25 | 114.25 | 58
2023/24 | 316.75 | 114.25 | 53
2023/24 | 317.25 | 114.25 | 56
2023/24 | 317.75 | 114.25 | 52
2023/24 | 318.25 | 114.25 | 52
2023/24 | 318.75 | 114.25 | 53
2023/24 | 319.25 | 114.25 | 53
2023/24 | 319.75 | 114.25 | 40
2023/24 | 320.25 | 114.25 | 43
2023/24 | 320.75 | 114.25 | 39
2023/24 | 321.25 | 114.25 | 41
2023/24 | 321.75 | 114.25 | 40
2023/24 | 322.25 | 114.25 | 50
2023/24 | 322.75 | 114.25 | 42
2023/24 | 323.25 | 114.25 | 42
2023/24 | 323.75 | 114.25 | 39
2023/24 | 324.25 | 114.25 | 36
2023/24 | 324.75 | 114.25 | 43
2023/24 | 325.25 | 114.25 | 30
2023/24 | 325.75 | 114.25 | 34
2023/24 | 326.25 | 114.25 | 38
2023/24 | 326.75 | 114.25 | 43
2023/24 | 327.25 | 114.25 | 47
2023/24 | 327.75 | 114.25 | 44
2023/24 | 328.25 | 114.25 | 36
2023/24 | 328.75 | 114.25 | 33
2023/24 | 329.25 | 114.25 | 29
2023/24 | 329.75 | 114.25 | 36
2023/24 | 330.25 | 114.25 | 36
2023/24 | 330.75 | 114.25 | 25
2023/24 | 331.25 | 114.25 | 44
2023/24 | 331.75 | 114.25 | 22
2023/24 | 332.25 | 114.25 | 29
2023/24 | 332.75 | 114.25 | 34
2023/24 | 333.25 | 114.25 | 27
2023/24 | 333.75 | 114.25 | 25
2023/24 | 334.25 | 114.25 | 23
2023/24 | 334.75 | 114.25 | 26
2023/24 | 335.25 | 114.25 | 25
2023/24 | 335.75 | 114.25 | 24
2023/24 | 336.25 | 114.25 | 35
2023/24 | 336.75 | 114.25 | 19
2023/24 | 337.25 | 114.25 | 24
2023/24 | 337.75 | 114.25 | 21
2023/24 | 338.25 | 114.25 | 22
2023/24 | 338.75 | 114.25 | 21
2023/24 | 339.25 | 114.25 | 32
2023/24 | 339.75 | 114.25 | 23
2023/24 | 340.25 | 114.25 | 18
2023/24 | 340.75 | 114.25 | 17
2023/24 | 341.25 | 114.25 | 18
2023/24 | 341.75 | 114.25 | 17
2023/24 | 342.25 | 114.25 | 15
2023/24 | 342.75 | 114.25 | 19
2023/24 | 343.25 | 114.25 | 17
2023/24 | 343.75 | 114.25 | 18
2023/24 | 344.25 | 114.25 | 12
2023/24 | 344.75 | 114.25 | 15
2023/24 | 345.25 | 114.25 | 17
2023/24 | 345.75 | 114.25 | 21
2023/24 | 346.25 | 114.25 | 22
2023/24 | 346.75 | 114.25 | 13
2023/24 | 347.25 | 114.25 | 12
2023/24 | 347.75 | 114.25 | 21
2023/24 | 348.25 | 114.25 | 17
2023/24 | 348.75 | 114.25 | 19
2023/24 | 349.25 | 114.25 | 18
2023/24 | 349.75 | 114.25 | 13
2023/24 | 350.25 | 114.25 | 12
2023/24 | 350.75 | 114.25 | 14
2023/24 | 351.25 | 114.25 | 17
2023/24 | 351.75 | 114.25 | 18
2023/24 | 352.25 | 114.25 | 8
2023/24 | 352.75 | 114.25 | 10
2023/24 | 353.25 | 114.25 | 11
2023/24 | 353.75 | 114.25 | 8
2023/24 | 354.25 | 114.25 | 9
2023/24 | 354.75 | 114.25 | 15
2023/24 | 355.25 | 114.25 | 13
2023/24 | 355.75 | 114.25 | 12
2023/24 | 356.25 | 114.25 | 8
2023/24 | 356.75 | 114.25 | 7
2023/24 | 357.25 | 114.25 | 6
2023/24 | 357.75 | 114.25 | 12
2023/24 | 358.25 | 114.25 | 7
2023/24 | 358.75 | 114.25 | 2
2023/24 | 359.25 | 114.25 | 7
2023/24 | 359.75 | 114.25 | 6
2023/24 | 360.25 | 114.25 | 11
2023/24 | 360.75 | 114.25 | 13
2023/24 | 361.25 | 114.25 | 7
2023/24 | 361.75 | 114.25 | 5
2023/24 | 362.25 | 114.25 | 6
2023/24 | 362.75 | 114.25 | 6
2023/24 | 363.25 | 114.25 | 11
2023/24 | 363.75 | 114.25 | 6
2023/24 | 364.25 | 114.25 | 9
2023/24 | 364.75 | 114.25 | 4
2023/24 | 365.25 | 114.25 | 8
2023/24 | 365.75 | 114.25 | 6
2023/24 | 366.25 | 114.25 | 3
2023/24 | 366.75 | 114.25 | 4
2023/24 | 367.25 | 114.25 | 5
2023/24 | 367.75 | 114.25 | 3
2023/24 | 368.25 | 114.25 | 3
2023/24 | 368.75 | 114.25 | 5
2023/24 | 369.25 | 114.25 | 7
2023/24 | 369.75 | 114.25 | 6
2023/24 | 370.25 | 114.25 | 5
2023/24 | 370.75 | 114.25 | 3
2023/24 | 371.25 | 114.25 | 5
2023/24 | 371.75 | 114.25 | 6
2023/24 | 372.25 | 114.25 | 5
2023/24 | 372.75 | 114.25 | 4
2023/24 | 373.25 | 114.25 | 1
2023/24 | 374.25 | 114.25 | 4
2023/24 | 374.75 | 114.25 | 9
2023/24 | 375.25 | 114.25 | 4
2023/24 | 375.75 | 114.25 | 1
2023/24 | 376.25 | 114.25 | 3
2023/24 | 376.75 | 114.25 | 7
2023/24 | 377.25 | 114.25 | 6
2023/24 | 377.75 | 114.25 | 1
2023/24 | 378.25 | 114.25 | 4
2023/24 | 378.75 | 114.25 | 3
2023/24 | 379.25 | 114.25 | 5
2023/24 | 379.75 | 114.25 | 5
2023/24 | 380.25 | 114.25 | 2
2023/24 | 380.75 | 114.25 | 4
2023/24 | 381.25 | 114.25 | 4
2023/24 | 381.75 | 114.25 | 3
2023/24 | 382.25 | 114.25 | 6
2023/24 | 382.75 | 114.25 | 5
2023/24 | 383.25 | 114.25 | 4
2023/24 | 383.75 | 114.25 | 1
2023/24 | 384.25 | 114.25 | 3
2023/24 | 384.75 | 114.25 | 1
2023/24 | 385.25 | 114.25 | 6
2023/24 | 385.75 | 114.25 | 2
2023/24 | 386.25 | 114.25 | 2
2023/24 | 386.75 | 114.25 | 2
2023/24 | 387.25 | 114.25 | 5
2023/24 | 387.75 | 114.25 | 2
2023/24 | 388.25 | 114.25 | 2
2023/24 | 388.75 | 114.25 | 3
2023/24 | 389.25 | 114.25 | 1
2023/24 | 389.75 | 114.25 | 1
2023/24 | 390.25 | 114.25 | 1
2023/24 | 390.75 | 114.25 | 3
2023/24 | 391.25 | 114.25 | 1
2023/24 | 391.75 | 114.25 | 3
2023/24 | 392.25 | 114.25 | 1
2023/24 | 392.75 | 114.25 | 2
2023/24 | 393.25 | 114.25 | 3
2023/24 | 393.75 | 114.25 | 1
2023/24 | 394.25 | 114.25 | 1
2023/24 | 394.75 | 114.25 | 2
2023/24 | 395.25 | 114.25 | 2
2023/24 | 396.75 | 114.25 | 1
2023/24 | 397.25 | 114.25 | 2
2023/24 | 397.75 | 114.25 | 2
2023/24 | 398.25 | 114.25 | 2
2023/24 | 398.75 | 114.25 | 2
2023/24 | 399.25 | 114.25 | 1
2023/24 | 400.25 | 114.25 | 2
2023/24 | 400.75 | 114.25 | 1
2023/24 | 401.25 | 114.25 | 4
2023/24 | 402.25 | 114.25 | 1
2023/24 | 402.75 | 114.25 | 3
2023/24 | 403.25 | 114.25 | 1
2023/24 | 404.25 | 114.25 | 1
2023/24 | 405.25 | 114.25 | 2
2023/24 | 405.75 | 114.25 | 2
2023/24 | 406.25 | 114.25 | 1
2023/24 | 407.25 | 114.25 | 3
2023/24 | 408.25 | 114.25 | 1
2023/24 | 409.25 | 114.25 | 2
2023/24 | 409.75 | 114.25 | 2
2023/24 | 410.25 | 114.25 | 1
2023/24 | 410.75 | 114.25 | 1
2023/24 | 411.25 | 114.25 | 2
2023/24 | 412.25 | 114.25 | 1
2023/24 | 412.75 | 114.25 | 1
2023/24 | 414.25 | 114.25 | 1
2023/24 | 414.75 | 114.25 | 1
2023/24 | 415.75 | 114.25 | 2
2023/24 | 417.25 | 114.25 | 1
2023/24 | 418.75 | 114.25 | 1
2023/24 | 419.75 | 114.25 | 1
2023/24 | 422.75 | 114.25 | 2
2023/24 | 425.25 | 114.25 | 1
2023/24 | 425.75 | 114.25 | 1
2023/24 | 426.25 | 114.25 | 1
2023/24 | 426.75 | 114.25 | 1
2023/24 | 427.25 | 114.25 | 1
2023/24 | 428.75 | 114.25 | 1
2023/24 | 430.25 | 114.25 | 1
2023/24 | 431.25 | 114.25 | 1
2023/24 | 431.75 | 114.25 | 1
2023/24 | 432.75 | 114.25 | 1
2023/24 | 433.75 | 114.25 | 1
2023/24 | 434.75 | 114.25 | 1
2023/24 | 438.75 | 114.25 | 2
2023/24 | 440.25 | 114.25 | 2
2023/24 | 448.25 | 114.25 | 1
2023/24 | 452.75 | 114.25 | 1
2023/24 | 456.25 | 114.25 | 1
2023/24 | 467.25 | 114.25 | 1
2023/24 | 476.75 | 114.25 | 1
2023/24 | 489.25 | 114.25 | 1
2023/24 | 172.25 | 114.75 | 2
2023/24 | 172.75 | 114.75 | 1
2023/24 | 177.25 | 114.75 | 2
2023/24 | 179.75 | 114.75 | 1
2023/24 | 180.25 | 114.75 | 1
2023/24 | 181.25 | 114.75 | 1
2023/24 | 187.25 | 114.75 | 1
2023/24 | 191.25 | 114.75 | 1
2023/24 | 191.75 | 114.75 | 1
2023/24 | 192.75 | 114.75 | 1
2023/24 | 194.25 | 114.75 | 1
2023/24 | 195.25 | 114.75 | 1
2023/24 | 195.75 | 114.75 | 1
2023/24 | 196.75 | 114.75 | 2
2023/24 | 197.25 | 114.75 | 1
2023/24 | 197.75 | 114.75 | 2
2023/24 | 198.25 | 114.75 | 2
2023/24 | 198.75 | 114.75 | 2
2023/24 | 199.25 | 114.75 | 3
2023/24 | 199.75 | 114.75 | 1
2023/24 | 200.25 | 114.75 | 3
2023/24 | 200.75 | 114.75 | 1
2023/24 | 201.25 | 114.75 | 4
2023/24 | 201.75 | 114.75 | 2
2023/24 | 202.25 | 114.75 | 1
2023/24 | 202.75 | 114.75 | 2
2023/24 | 203.25 | 114.75 | 1
2023/24 | 203.75 | 114.75 | 2
2023/24 | 204.25 | 114.75 | 3
2023/24 | 204.75 | 114.75 | 3
2023/24 | 205.25 | 114.75 | 4
2023/24 | 205.75 | 114.75 | 1
2023/24 | 206.25 | 114.75 | 4
2023/24 | 206.75 | 114.75 | 4
2023/24 | 207.25 | 114.75 | 4
2023/24 | 207.75 | 114.75 | 1
2023/24 | 208.25 | 114.75 | 4
2023/24 | 208.75 | 114.75 | 5
2023/24 | 209.25 | 114.75 | 8
2023/24 | 209.75 | 114.75 | 3
2023/24 | 210.25 | 114.75 | 3
2023/24 | 210.75 | 114.75 | 6
2023/24 | 211.25 | 114.75 | 7
2023/24 | 211.75 | 114.75 | 10
2023/24 | 212.25 | 114.75 | 8
2023/24 | 212.75 | 114.75 | 9
2023/24 | 213.25 | 114.75 | 8
2023/24 | 213.75 | 114.75 | 11
2023/24 | 214.25 | 114.75 | 12
2023/24 | 214.75 | 114.75 | 7
2023/24 | 215.25 | 114.75 | 11
2023/24 | 215.75 | 114.75 | 15
2023/24 | 216.25 | 114.75 | 9
2023/24 | 216.75 | 114.75 | 12
2023/24 | 217.25 | 114.75 | 11
2023/24 | 217.75 | 114.75 | 15
2023/24 | 218.25 | 114.75 | 20
2023/24 | 218.75 | 114.75 | 13
2023/24 | 219.25 | 114.75 | 19
2023/24 | 219.75 | 114.75 | 22
2023/24 | 220.25 | 114.75 | 16
2023/24 | 220.75 | 114.75 | 22
2023/24 | 221.25 | 114.75 | 25
2023/24 | 221.75 | 114.75 | 24
2023/24 | 222.25 | 114.75 | 30
2023/24 | 222.75 | 114.75 | 14
2023/24 | 223.25 | 114.75 | 20
2023/24 | 223.75 | 114.75 | 25
2023/24 | 224.25 | 114.75 | 23
2023/24 | 224.75 | 114.75 | 35
2023/24 | 225.25 | 114.75 | 26
2023/24 | 225.75 | 114.75 | 20
2023/24 | 226.25 | 114.75 | 37
2023/24 | 226.75 | 114.75 | 31
2023/24 | 227.25 | 114.75 | 30
2023/24 | 227.75 | 114.75 | 39
2023/24 | 228.25 | 114.75 | 40
2023/24 | 228.75 | 114.75 | 48
2023/24 | 229.25 | 114.75 | 50
2023/24 | 229.75 | 114.75 | 37
2023/24 | 230.25 | 114.75 | 38
2023/24 | 230.75 | 114.75 | 40
2023/24 | 231.25 | 114.75 | 46
2023/24 | 231.75 | 114.75 | 54
2023/24 | 232.25 | 114.75 | 43
2023/24 | 232.75 | 114.75 | 62
2023/24 | 233.25 | 114.75 | 56
2023/24 | 233.75 | 114.75 | 56
2023/24 | 234.25 | 114.75 | 50
2023/24 | 234.75 | 114.75 | 72
2023/24 | 235.25 | 114.75 | 67
2023/24 | 235.75 | 114.75 | 67
2023/24 | 236.25 | 114.75 | 72
2023/24 | 236.75 | 114.75 | 70
2023/24 | 237.25 | 114.75 | 56
2023/24 | 237.75 | 114.75 | 86
2023/24 | 238.25 | 114.75 | 75
2023/24 | 238.75 | 114.75 | 70
2023/24 | 239.25 | 114.75 | 88
2023/24 | 239.75 | 114.75 | 89
2023/24 | 240.25 | 114.75 | 92
2023/24 | 240.75 | 114.75 | 93
2023/24 | 241.25 | 114.75 | 89
2023/24 | 241.75 | 114.75 | 81
2023/24 | 242.25 | 114.75 | 89
2023/24 | 242.75 | 114.75 | 100
2023/24 | 243.25 | 114.75 | 100
2023/24 | 243.75 | 114.75 | 88
2023/24 | 244.25 | 114.75 | 116
2023/24 | 244.75 | 114.75 | 103
2023/24 | 245.25 | 114.75 | 109
2023/24 | 245.75 | 114.75 | 94
2023/24 | 246.25 | 114.75 | 105
2023/24 | 246.75 | 114.75 | 111
2023/24 | 247.25 | 114.75 | 145
2023/24 | 247.75 | 114.75 | 111
2023/24 | 248.25 | 114.75 | 115
2023/24 | 248.75 | 114.75 | 118
2023/24 | 249.25 | 114.75 | 124
2023/24 | 249.75 | 114.75 | 135
2023/24 | 250.25 | 114.75 | 110
2023/24 | 250.75 | 114.75 | 138
2023/24 | 251.25 | 114.75 | 124
2023/24 | 251.75 | 114.75 | 111
2023/24 | 252.25 | 114.75 | 146
2023/24 | 252.75 | 114.75 | 139
2023/24 | 253.25 | 114.75 | 127
2023/24 | 253.75 | 114.75 | 130
2023/24 | 254.25 | 114.75 | 133
2023/24 | 254.75 | 114.75 | 124
2023/24 | 255.25 | 114.75 | 122
2023/24 | 255.75 | 114.75 | 144
2023/24 | 256.25 | 114.75 | 146
2023/24 | 256.75 | 114.75 | 154
2023/24 | 257.25 | 114.75 | 130
2023/24 | 257.75 | 114.75 | 139
2023/24 | 258.25 | 114.75 | 172
2023/24 | 258.75 | 114.75 | 151
2023/24 | 259.25 | 114.75 | 157
2023/24 | 259.75 | 114.75 | 171
2023/24 | 260.25 | 114.75 | 136
2023/24 | 260.75 | 114.75 | 162
2023/24 | 261.25 | 114.75 | 144
2023/24 | 261.75 | 114.75 | 144
2023/24 | 262.25 | 114.75 | 159
2023/24 | 262.75 | 114.75 | 153
2023/24 | 263.25 | 114.75 | 152
2023/24 | 263.75 | 114.75 | 158
2023/24 | 264.25 | 114.75 | 191
2023/24 | 264.75 | 114.75 | 167
2023/24 | 265.25 | 114.75 | 185
2023/24 | 265.75 | 114.75 | 163
2023/24 | 266.25 | 114.75 | 184
2023/24 | 266.75 | 114.75 | 157
2023/24 | 267.25 | 114.75 | 185
2023/24 | 267.75 | 114.75 | 184
2023/24 | 268.25 | 114.75 | 172
2023/24 | 268.75 | 114.75 | 198
2023/24 | 269.25 | 114.75 | 158
2023/24 | 269.75 | 114.75 | 148
2023/24 | 270.25 | 114.75 | 163
2023/24 | 270.75 | 114.75 | 180
2023/24 | 271.25 | 114.75 | 187
2023/24 | 271.75 | 114.75 | 174
2023/24 | 272.25 | 114.75 | 160
2023/24 | 272.75 | 114.75 | 181
2023/24 | 273.25 | 114.75 | 191
2023/24 | 273.75 | 114.75 | 174
2023/24 | 274.25 | 114.75 | 172
2023/24 | 274.75 | 114.75 | 184
2023/24 | 275.25 | 114.75 | 181
2023/24 | 275.75 | 114.75 | 170
2023/24 | 276.25 | 114.75 | 174
2023/24 | 276.75 | 114.75 | 159
2023/24 | 277.25 | 114.75 | 179
2023/24 | 277.75 | 114.75 | 162
2023/24 | 278.25 | 114.75 | 169
2023/24 | 278.75 | 114.75 | 197
2023/24 | 279.25 | 114.75 | 192
2023/24 | 279.75 | 114.75 | 156
2023/24 | 280.25 | 114.75 | 168
2023/24 | 280.75 | 114.75 | 172
2023/24 | 281.25 | 114.75 | 155
2023/24 | 281.75 | 114.75 | 159
2023/24 | 282.25 | 114.75 | 179
2023/24 | 282.75 | 114.75 | 153
2023/24 | 283.25 | 114.75 | 152
2023/24 | 283.75 | 114.75 | 165
2023/24 | 284.25 | 114.75 | 166
2023/24 | 284.75 | 114.75 | 144
2023/24 | 285.25 | 114.75 | 162
2023/24 | 285.75 | 114.75 | 164
2023/24 | 286.25 | 114.75 | 170
2023/24 | 286.75 | 114.75 | 155
2023/24 | 287.25 | 114.75 | 165
2023/24 | 287.75 | 114.75 | 158
2023/24 | 288.25 | 114.75 | 147
2023/24 | 288.75 | 114.75 | 144
2023/24 | 289.25 | 114.75 | 184
2023/24 | 289.75 | 114.75 | 138
2023/24 | 290.25 | 114.75 | 149
2023/24 | 290.75 | 114.75 | 155
2023/24 | 291.25 | 114.75 | 146
2023/24 | 291.75 | 114.75 | 150
2023/24 | 292.25 | 114.75 | 129
2023/24 | 292.75 | 114.75 | 153
2023/24 | 293.25 | 114.75 | 150
2023/24 | 293.75 | 114.75 | 119
2023/24 | 294.25 | 114.75 | 125
2023/24 | 294.75 | 114.75 | 139
2023/24 | 295.25 | 114.75 | 123
2023/24 | 295.75 | 114.75 | 121
2023/24 | 296.25 | 114.75 | 139
2023/24 | 296.75 | 114.75 | 118
2023/24 | 297.25 | 114.75 | 126
2023/24 | 297.75 | 114.75 | 126
2023/24 | 298.25 | 114.75 | 118
2023/24 | 298.75 | 114.75 | 109
2023/24 | 299.25 | 114.75 | 125
2023/24 | 299.75 | 114.75 | 107
2023/24 | 300.25 | 114.75 | 110
2023/24 | 300.75 | 114.75 | 101
2023/24 | 301.25 | 114.75 | 92
2023/24 | 301.75 | 114.75 | 100
2023/24 | 302.25 | 114.75 | 89
2023/24 | 302.75 | 114.75 | 116
2023/24 | 303.25 | 114.75 | 88
2023/24 | 303.75 | 114.75 | 111
2023/24 | 304.25 | 114.75 | 99
2023/24 | 304.75 | 114.75 | 98
2023/24 | 305.25 | 114.75 | 85
2023/24 | 305.75 | 114.75 | 92
2023/24 | 306.25 | 114.75 | 99
2023/24 | 306.75 | 114.75 | 92
2023/24 | 307.25 | 114.75 | 86
2023/24 | 307.75 | 114.75 | 102
2023/24 | 308.25 | 114.75 | 91
2023/24 | 308.75 | 114.75 | 94
2023/24 | 309.25 | 114.75 | 71
2023/24 | 309.75 | 114.75 | 100
2023/24 | 310.25 | 114.75 | 69
2023/24 | 310.75 | 114.75 | 94
2023/24 | 311.25 | 114.75 | 75
2023/24 | 311.75 | 114.75 | 70
2023/24 | 312.25 | 114.75 | 58
2023/24 | 312.75 | 114.75 | 72
2023/24 | 313.25 | 114.75 | 65
2023/24 | 313.75 | 114.75 | 67
2023/24 | 314.25 | 114.75 | 74
2023/24 | 314.75 | 114.75 | 60
2023/24 | 315.25 | 114.75 | 55
2023/24 | 315.75 | 114.75 | 58
2023/24 | 316.25 | 114.75 | 56
2023/24 | 316.75 | 114.75 | 64
2023/24 | 317.25 | 114.75 | 57
2023/24 | 317.75 | 114.75 | 57
2023/24 | 318.25 | 114.75 | 72
2023/24 | 318.75 | 114.75 | 62
2023/24 | 319.25 | 114.75 | 54
2023/24 | 319.75 | 114.75 | 59
2023/24 | 320.25 | 114.75 | 48
2023/24 | 320.75 | 114.75 | 67
2023/24 | 321.25 | 114.75 | 50
2023/24 | 321.75 | 114.75 | 44
2023/24 | 322.25 | 114.75 | 47
2023/24 | 322.75 | 114.75 | 39
2023/24 | 323.25 | 114.75 | 48
2023/24 | 323.75 | 114.75 | 43
2023/24 | 324.25 | 114.75 | 56
2023/24 | 324.75 | 114.75 | 46
2023/24 | 325.25 | 114.75 | 50
2023/24 | 325.75 | 114.75 | 33
2023/24 | 326.25 | 114.75 | 32
2023/24 | 326.75 | 114.75 | 35
2023/24 | 327.25 | 114.75 | 40
2023/24 | 327.75 | 114.75 | 41
2023/24 | 328.25 | 114.75 | 35
2023/24 | 328.75 | 114.75 | 41
2023/24 | 329.25 | 114.75 | 31
2023/24 | 329.75 | 114.75 | 27
2023/24 | 330.25 | 114.75 | 43
2023/24 | 330.75 | 114.75 | 42
2023/24 | 331.25 | 114.75 | 42
2023/24 | 331.75 | 114.75 | 35
2023/24 | 332.25 | 114.75 | 47
2023/24 | 332.75 | 114.75 | 33
2023/24 | 333.25 | 114.75 | 29
2023/24 | 333.75 | 114.75 | 21
2023/24 | 334.25 | 114.75 | 29
2023/24 | 334.75 | 114.75 | 35
2023/24 | 335.25 | 114.75 | 28
2023/24 | 335.75 | 114.75 | 24
2023/24 | 336.25 | 114.75 | 27
2023/24 | 336.75 | 114.75 | 28
2023/24 | 337.25 | 114.75 | 17
2023/24 | 337.75 | 114.75 | 18
2023/24 | 338.25 | 114.75 | 19
2023/24 | 338.75 | 114.75 | 26
2023/24 | 339.25 | 114.75 | 20
2023/24 | 339.75 | 114.75 | 14
2023/24 | 340.25 | 114.75 | 18
2023/24 | 340.75 | 114.75 | 14
2023/24 | 341.25 | 114.75 | 23
2023/24 | 341.75 | 114.75 | 23
2023/24 | 342.25 | 114.75 | 18
2023/24 | 342.75 | 114.75 | 19
2023/24 | 343.25 | 114.75 | 18
2023/24 | 343.75 | 114.75 | 22
2023/24 | 344.25 | 114.75 | 11
2023/24 | 344.75 | 114.75 | 19
2023/24 | 345.25 | 114.75 | 14
2023/24 | 345.75 | 114.75 | 12
2023/24 | 346.25 | 114.75 | 23
2023/24 | 346.75 | 114.75 | 16
2023/24 | 347.25 | 114.75 | 10
2023/24 | 347.75 | 114.75 | 19
2023/24 | 348.25 | 114.75 | 9
2023/24 | 348.75 | 114.75 | 15
2023/24 | 349.25 | 114.75 | 18
2023/24 | 349.75 | 114.75 | 9
2023/24 | 350.25 | 114.75 | 16
2023/24 | 350.75 | 114.75 | 25
2023/24 | 351.25 | 114.75 | 14
2023/24 | 351.75 | 114.75 | 18
2023/24 | 352.25 | 114.75 | 14
2023/24 | 352.75 | 114.75 | 12
2023/24 | 353.25 | 114.75 | 16
2023/24 | 353.75 | 114.75 | 18
2023/24 | 354.25 | 114.75 | 9
2023/24 | 354.75 | 114.75 | 12
2023/24 | 355.25 | 114.75 | 10
2023/24 | 355.75 | 114.75 | 10
2023/24 | 356.25 | 114.75 | 11
2023/24 | 356.75 | 114.75 | 7
2023/24 | 357.25 | 114.75 | 9
2023/24 | 357.75 | 114.75 | 11
2023/24 | 358.25 | 114.75 | 13
2023/24 | 358.75 | 114.75 | 12
2023/24 | 359.25 | 114.75 | 10
2023/24 | 359.75 | 114.75 | 11
2023/24 | 360.25 | 114.75 | 8
2023/24 | 360.75 | 114.75 | 7
2023/24 | 361.25 | 114.75 | 5
2023/24 | 361.75 | 114.75 | 7
2023/24 | 362.25 | 114.75 | 5
2023/24 | 362.75 | 114.75 | 10
2023/24 | 363.25 | 114.75 | 6
2023/24 | 363.75 | 114.75 | 10
2023/24 | 364.25 | 114.75 | 9
2023/24 | 364.75 | 114.75 | 6
2023/24 | 365.25 | 114.75 | 11
2023/24 | 365.75 | 114.75 | 11
2023/24 | 366.25 | 114.75 | 5
2023/24 | 366.75 | 114.75 | 6
2023/24 | 367.25 | 114.75 | 4
2023/24 | 367.75 | 114.75 | 6
2023/24 | 368.25 | 114.75 | 5
2023/24 | 368.75 | 114.75 | 5
2023/24 | 369.25 | 114.75 | 5
2023/24 | 369.75 | 114.75 | 3
2023/24 | 370.25 | 114.75 | 9
2023/24 | 370.75 | 114.75 | 5
2023/24 | 371.25 | 114.75 | 3
2023/24 | 371.75 | 114.75 | 4
2023/24 | 372.25 | 114.75 | 6
2023/24 | 372.75 | 114.75 | 3
2023/24 | 373.25 | 114.75 | 6
2023/24 | 373.75 | 114.75 | 6
2023/24 | 374.25 | 114.75 | 5
2023/24 | 374.75 | 114.75 | 7
2023/24 | 375.25 | 114.75 | 1
2023/24 | 375.75 | 114.75 | 3
2023/24 | 376.25 | 114.75 | 5
2023/24 | 376.75 | 114.75 | 5
2023/24 | 377.25 | 114.75 | 4
2023/24 | 377.75 | 114.75 | 4
2023/24 | 378.25 | 114.75 | 1
2023/24 | 378.75 | 114.75 | 5
2023/24 | 379.25 | 114.75 | 4
2023/24 | 379.75 | 114.75 | 3
2023/24 | 380.25 | 114.75 | 4
2023/24 | 380.75 | 114.75 | 1
2023/24 | 381.25 | 114.75 | 5
2023/24 | 381.75 | 114.75 | 7
2023/24 | 382.25 | 114.75 | 3
2023/24 | 382.75 | 114.75 | 8
2023/24 | 383.25 | 114.75 | 5
2023/24 | 383.75 | 114.75 | 4
2023/24 | 384.25 | 114.75 | 3
2023/24 | 384.75 | 114.75 | 4
2023/24 | 385.25 | 114.75 | 3
2023/24 | 386.25 | 114.75 | 2
2023/24 | 386.75 | 114.75 | 5
2023/24 | 387.75 | 114.75 | 1
2023/24 | 388.25 | 114.75 | 2
2023/24 | 388.75 | 114.75 | 1
2023/24 | 389.25 | 114.75 | 3
2023/24 | 389.75 | 114.75 | 4
2023/24 | 390.25 | 114.75 | 4
2023/24 | 391.25 | 114.75 | 1
2023/24 | 392.25 | 114.75 | 3
2023/24 | 392.75 | 114.75 | 2
2023/24 | 393.25 | 114.75 | 3
2023/24 | 394.25 | 114.75 | 3
2023/24 | 394.75 | 114.75 | 4
2023/24 | 395.25 | 114.75 | 3
2023/24 | 396.25 | 114.75 | 1
2023/24 | 396.75 | 114.75 | 2
2023/24 | 397.25 | 114.75 | 3
2023/24 | 397.75 | 114.75 | 1
2023/24 | 398.75 | 114.75 | 5
2023/24 | 399.25 | 114.75 | 1
2023/24 | 399.75 | 114.75 | 2
2023/24 | 400.25 | 114.75 | 3
2023/24 | 401.25 | 114.75 | 5
2023/24 | 401.75 | 114.75 | 3
2023/24 | 402.75 | 114.75 | 2
2023/24 | 403.25 | 114.75 | 2
2023/24 | 403.75 | 114.75 | 4
2023/24 | 404.25 | 114.75 | 1
2023/24 | 404.75 | 114.75 | 1
2023/24 | 405.25 | 114.75 | 1
2023/24 | 405.75 | 114.75 | 3
2023/24 | 406.75 | 114.75 | 1
2023/24 | 407.25 | 114.75 | 3
2023/24 | 407.75 | 114.75 | 4
2023/24 | 408.25 | 114.75 | 1
2023/24 | 408.75 | 114.75 | 2
2023/24 | 409.25 | 114.75 | 1
2023/24 | 409.75 | 114.75 | 1
2023/24 | 410.75 | 114.75 | 1
2023/24 | 411.25 | 114.75 | 1
2023/24 | 411.75 | 114.75 | 1
2023/24 | 412.25 | 114.75 | 1
2023/24 | 412.75 | 114.75 | 1
2023/24 | 414.25 | 114.75 | 1
2023/24 | 414.75 | 114.75 | 2
2023/24 | 415.25 | 114.75 | 1
2023/24 | 416.25 | 114.75 | 1
2023/24 | 416.75 | 114.75 | 3
2023/24 | 417.25 | 114.75 | 3
2023/24 | 417.75 | 114.75 | 1
2023/24 | 418.75 | 114.75 | 2
2023/24 | 419.25 | 114.75 | 1
2023/24 | 419.75 | 114.75 | 1
2023/24 | 420.75 | 114.75 | 1
2023/24 | 421.25 | 114.75 | 1
2023/24 | 422.25 | 114.75 | 2
2023/24 | 422.75 | 114.75 | 2
2023/24 | 423.25 | 114.75 | 1
2023/24 | 425.25 | 114.75 | 1
2023/24 | 426.25 | 114.75 | 2
2023/24 | 426.75 | 114.75 | 1
2023/24 | 427.75 | 114.75 | 1
2023/24 | 429.25 | 114.75 | 2
2023/24 | 430.75 | 114.75 | 1
2023/24 | 432.75 | 114.75 | 1
2023/24 | 433.75 | 114.75 | 1
2023/24 | 435.25 | 114.75 | 1
2023/24 | 441.75 | 114.75 | 1
2023/24 | 443.75 | 114.75 | 1
2023/24 | 447.75 | 114.75 | 1
2023/24 | 451.75 | 114.75 | 1
2023/24 | 460.25 | 114.75 | 1
2023/24 | 461.25 | 114.75 | 1
2023/24 | 462.25 | 114.75 | 1
2023/24 | 515.75 | 114.75 | 1
2023/24 | 170.75 | 115.25 | 1
2023/24 | 174.25 | 115.25 | 1
2023/24 | 178.25 | 115.25 | 1
2023/24 | 185.75 | 115.25 | 2
2023/24 | 186.25 | 115.25 | 1
2023/24 | 187.25 | 115.25 | 1
2023/24 | 188.25 | 115.25 | 1
2023/24 | 189.75 | 115.25 | 1
2023/24 | 190.25 | 115.25 | 2
2023/24 | 190.75 | 115.25 | 3
2023/24 | 191.25 | 115.25 | 1
2023/24 | 194.25 | 115.25 | 3
2023/24 | 194.75 | 115.25 | 1
2023/24 | 196.25 | 115.25 | 1
2023/24 | 196.75 | 115.25 | 1
2023/24 | 197.75 | 115.25 | 1
2023/24 | 198.25 | 115.25 | 2
2023/24 | 198.75 | 115.25 | 1
2023/24 | 199.25 | 115.25 | 2
2023/24 | 199.75 | 115.25 | 3
2023/24 | 200.25 | 115.25 | 1
2023/24 | 201.25 | 115.25 | 2
2023/24 | 201.75 | 115.25 | 1
2023/24 | 202.25 | 115.25 | 3
2023/24 | 202.75 | 115.25 | 3
2023/24 | 203.25 | 115.25 | 4
2023/24 | 203.75 | 115.25 | 3
2023/24 | 204.25 | 115.25 | 3
2023/24 | 204.75 | 115.25 | 2
2023/24 | 205.25 | 115.25 | 3
2023/24 | 205.75 | 115.25 | 5
2023/24 | 206.25 | 115.25 | 1
2023/24 | 206.75 | 115.25 | 3
2023/24 | 207.75 | 115.25 | 3
2023/24 | 208.25 | 115.25 | 6
2023/24 | 208.75 | 115.25 | 1
2023/24 | 209.25 | 115.25 | 9
2023/24 | 209.75 | 115.25 | 8
2023/24 | 210.25 | 115.25 | 3
2023/24 | 210.75 | 115.25 | 9
2023/24 | 211.25 | 115.25 | 4
2023/24 | 211.75 | 115.25 | 1
2023/24 | 212.25 | 115.25 | 6
2023/24 | 212.75 | 115.25 | 5
2023/24 | 213.25 | 115.25 | 4
2023/24 | 213.75 | 115.25 | 7
2023/24 | 214.25 | 115.25 | 4
2023/24 | 214.75 | 115.25 | 7
2023/24 | 215.25 | 115.25 | 10
2023/24 | 215.75 | 115.25 | 5
2023/24 | 216.25 | 115.25 | 4
2023/24 | 216.75 | 115.25 | 10
2023/24 | 217.25 | 115.25 | 10
2023/24 | 217.75 | 115.25 | 10
2023/24 | 218.25 | 115.25 | 12
2023/24 | 218.75 | 115.25 | 15
2023/24 | 219.25 | 115.25 | 14
2023/24 | 219.75 | 115.25 | 12
2023/24 | 220.25 | 115.25 | 16
2023/24 | 220.75 | 115.25 | 12
2023/24 | 221.25 | 115.25 | 24
2023/24 | 221.75 | 115.25 | 16
2023/24 | 222.25 | 115.25 | 18
2023/24 | 222.75 | 115.25 | 25
2023/24 | 223.25 | 115.25 | 24
2023/24 | 223.75 | 115.25 | 22
2023/24 | 224.25 | 115.25 | 22
2023/24 | 224.75 | 115.25 | 26
2023/24 | 225.25 | 115.25 | 25
2023/24 | 225.75 | 115.25 | 36
2023/24 | 226.25 | 115.25 | 30
2023/24 | 226.75 | 115.25 | 25
2023/24 | 227.25 | 115.25 | 25
2023/24 | 227.75 | 115.25 | 36
2023/24 | 228.25 | 115.25 | 30
2023/24 | 228.75 | 115.25 | 37
2023/24 | 229.25 | 115.25 | 32
2023/24 | 229.75 | 115.25 | 32
2023/24 | 230.25 | 115.25 | 37
2023/24 | 230.75 | 115.25 | 43
2023/24 | 231.25 | 115.25 | 41
2023/24 | 231.75 | 115.25 | 25
2023/24 | 232.25 | 115.25 | 50
2023/24 | 232.75 | 115.25 | 55
2023/24 | 233.25 | 115.25 | 44
2023/24 | 233.75 | 115.25 | 56
2023/24 | 234.25 | 115.25 | 51
2023/24 | 234.75 | 115.25 | 52
2023/24 | 235.25 | 115.25 | 70
2023/24 | 235.75 | 115.25 | 57
2023/24 | 236.25 | 115.25 | 62
2023/24 | 236.75 | 115.25 | 66
2023/24 | 237.25 | 115.25 | 58
2023/24 | 237.75 | 115.25 | 69
2023/24 | 238.25 | 115.25 | 77
2023/24 | 238.75 | 115.25 | 67
2023/24 | 239.25 | 115.25 | 69
2023/24 | 239.75 | 115.25 | 81
2023/24 | 240.25 | 115.25 | 72
2023/24 | 240.75 | 115.25 | 79
2023/24 | 241.25 | 115.25 | 84
2023/24 | 241.75 | 115.25 | 88
2023/24 | 242.25 | 115.25 | 87
2023/24 | 242.75 | 115.25 | 98
2023/24 | 243.25 | 115.25 | 93
2023/24 | 243.75 | 115.25 | 97
2023/24 | 244.25 | 115.25 | 83
2023/24 | 244.75 | 115.25 | 88
2023/24 | 245.25 | 115.25 | 100
2023/24 | 245.75 | 115.25 | 106
2023/24 | 246.25 | 115.25 | 111
2023/24 | 246.75 | 115.25 | 99
2023/24 | 247.25 | 115.25 | 123
2023/24 | 247.75 | 115.25 | 100
2023/24 | 248.25 | 115.25 | 102
2023/24 | 248.75 | 115.25 | 119
2023/24 | 249.25 | 115.25 | 104
2023/24 | 249.75 | 115.25 | 103
2023/24 | 250.25 | 115.25 | 131
2023/24 | 250.75 | 115.25 | 110
2023/24 | 251.25 | 115.25 | 145
2023/24 | 251.75 | 115.25 | 116
2023/24 | 252.25 | 115.25 | 120
2023/24 | 252.75 | 115.25 | 123
2023/24 | 253.25 | 115.25 | 132
2023/24 | 253.75 | 115.25 | 125
2023/24 | 254.25 | 115.25 | 144
2023/24 | 254.75 | 115.25 | 145
2023/24 | 255.25 | 115.25 | 135
2023/24 | 255.75 | 115.25 | 129
2023/24 | 256.25 | 115.25 | 151
2023/24 | 256.75 | 115.25 | 147
2023/24 | 257.25 | 115.25 | 128
2023/24 | 257.75 | 115.25 | 154
2023/24 | 258.25 | 115.25 | 147
2023/24 | 258.75 | 115.25 | 118
2023/24 | 259.25 | 115.25 | 149
2023/24 | 259.75 | 115.25 | 157
2023/24 | 260.25 | 115.25 | 136
2023/24 | 260.75 | 115.25 | 136
2023/24 | 261.25 | 115.25 | 159
2023/24 | 261.75 | 115.25 | 163
2023/24 | 262.25 | 115.25 | 154
2023/24 | 262.75 | 115.25 | 172
2023/24 | 263.25 | 115.25 | 159
2023/24 | 263.75 | 115.25 | 188
2023/24 | 264.25 | 115.25 | 158
2023/24 | 264.75 | 115.25 | 195
2023/24 | 265.25 | 115.25 | 163
2023/24 | 265.75 | 115.25 | 170
2023/24 | 266.25 | 115.25 | 158
2023/24 | 266.75 | 115.25 | 185
2023/24 | 267.25 | 115.25 | 175
2023/24 | 267.75 | 115.25 | 184
2023/24 | 268.25 | 115.25 | 146
2023/24 | 268.75 | 115.25 | 157
2023/24 | 269.25 | 115.25 | 172
2023/24 | 269.75 | 115.25 | 170
2023/24 | 270.25 | 115.25 | 181
2023/24 | 270.75 | 115.25 | 168
2023/24 | 271.25 | 115.25 | 167
2023/24 | 271.75 | 115.25 | 199
2023/24 | 272.25 | 115.25 | 165
2023/24 | 272.75 | 115.25 | 192
2023/24 | 273.25 | 115.25 | 186
2023/24 | 273.75 | 115.25 | 183
2023/24 | 274.25 | 115.25 | 158
2023/24 | 274.75 | 115.25 | 180
2023/24 | 275.25 | 115.25 | 207
2023/24 | 275.75 | 115.25 | 161
2023/24 | 276.25 | 115.25 | 181
2023/24 | 276.75 | 115.25 | 179
2023/24 | 277.25 | 115.25 | 194
2023/24 | 277.75 | 115.25 | 159
2023/24 | 278.25 | 115.25 | 173
2023/24 | 278.75 | 115.25 | 165
2023/24 | 279.25 | 115.25 | 176
2023/24 | 279.75 | 115.25 | 171
2023/24 | 280.25 | 115.25 | 181
2023/24 | 280.75 | 115.25 | 156
2023/24 | 281.25 | 115.25 | 161
2023/24 | 281.75 | 115.25 | 182
2023/24 | 282.25 | 115.25 | 166
2023/24 | 282.75 | 115.25 | 154
2023/24 | 283.25 | 115.25 | 160
2023/24 | 283.75 | 115.25 | 170
2023/24 | 284.25 | 115.25 | 157
2023/24 | 284.75 | 115.25 | 143
2023/24 | 285.25 | 115.25 | 154
2023/24 | 285.75 | 115.25 | 186
2023/24 | 286.25 | 115.25 | 176
2023/24 | 286.75 | 115.25 | 147
2023/24 | 287.25 | 115.25 | 156
2023/24 | 287.75 | 115.25 | 144
2023/24 | 288.25 | 115.25 | 163
2023/24 | 288.75 | 115.25 | 153
2023/24 | 289.25 | 115.25 | 159
2023/24 | 289.75 | 115.25 | 157
2023/24 | 290.25 | 115.25 | 147
2023/24 | 290.75 | 115.25 | 154
2023/24 | 291.25 | 115.25 | 143
2023/24 | 291.75 | 115.25 | 121
2023/24 | 292.25 | 115.25 | 146
2023/24 | 292.75 | 115.25 | 149
2023/24 | 293.25 | 115.25 | 142
2023/24 | 293.75 | 115.25 | 146
2023/24 | 294.25 | 115.25 | 148
2023/24 | 294.75 | 115.25 | 152
2023/24 | 295.25 | 115.25 | 140
2023/24 | 295.75 | 115.25 | 121
2023/24 | 296.25 | 115.25 | 128
2023/24 | 296.75 | 115.25 | 133
2023/24 | 297.25 | 115.25 | 133
2023/24 | 297.75 | 115.25 | 121
2023/24 | 298.25 | 115.25 | 114
2023/24 | 298.75 | 115.25 | 95
2023/24 | 299.25 | 115.25 | 97
2023/24 | 299.75 | 115.25 | 111
2023/24 | 300.25 | 115.25 | 108
2023/24 | 300.75 | 115.25 | 138
2023/24 | 301.25 | 115.25 | 119
2023/24 | 301.75 | 115.25 | 105
2023/24 | 302.25 | 115.25 | 102
2023/24 | 302.75 | 115.25 | 110
2023/24 | 303.25 | 115.25 | 90
2023/24 | 303.75 | 115.25 | 99
2023/24 | 304.25 | 115.25 | 102
2023/24 | 304.75 | 115.25 | 107
2023/24 | 305.25 | 115.25 | 99
2023/24 | 305.75 | 115.25 | 95
2023/24 | 306.25 | 115.25 | 99
2023/24 | 306.75 | 115.25 | 99
2023/24 | 307.25 | 115.25 | 111
2023/24 | 307.75 | 115.25 | 100
2023/24 | 308.25 | 115.25 | 94
2023/24 | 308.75 | 115.25 | 84
2023/24 | 309.25 | 115.25 | 94
2023/24 | 309.75 | 115.25 | 73
2023/24 | 310.25 | 115.25 | 82
2023/24 | 310.75 | 115.25 | 87
2023/24 | 311.25 | 115.25 | 79
2023/24 | 311.75 | 115.25 | 89
2023/24 | 312.25 | 115.25 | 70
2023/24 | 312.75 | 115.25 | 64
2023/24 | 313.25 | 115.25 | 73
2023/24 | 313.75 | 115.25 | 75
2023/24 | 314.25 | 115.25 | 63
2023/24 | 314.75 | 115.25 | 74
2023/24 | 315.25 | 115.25 | 75
2023/24 | 315.75 | 115.25 | 62
2023/24 | 316.25 | 115.25 | 61
2023/24 | 316.75 | 115.25 | 59
2023/24 | 317.25 | 115.25 | 53
2023/24 | 317.75 | 115.25 | 52
2023/24 | 318.25 | 115.25 | 53
2023/24 | 318.75 | 115.25 | 63
2023/24 | 319.25 | 115.25 | 50
2023/24 | 319.75 | 115.25 | 62
2023/24 | 320.25 | 115.25 | 47
2023/24 | 320.75 | 115.25 | 58
2023/24 | 321.25 | 115.25 | 56
2023/24 | 321.75 | 115.25 | 58
2023/24 | 322.25 | 115.25 | 46
2023/24 | 322.75 | 115.25 | 51
2023/24 | 323.25 | 115.25 | 47
2023/24 | 323.75 | 115.25 | 47
2023/24 | 324.25 | 115.25 | 45
2023/24 | 324.75 | 115.25 | 52
2023/24 | 325.25 | 115.25 | 49
2023/24 | 325.75 | 115.25 | 47
2023/24 | 326.25 | 115.25 | 47
2023/24 | 326.75 | 115.25 | 36
2023/24 | 327.25 | 115.25 | 45
2023/24 | 327.75 | 115.25 | 49
2023/24 | 328.25 | 115.25 | 50
2023/24 | 328.75 | 115.25 | 41
2023/24 | 329.25 | 115.25 | 25
2023/24 | 329.75 | 115.25 | 38
2023/24 | 330.25 | 115.25 | 41
2023/24 | 330.75 | 115.25 | 36
2023/24 | 331.25 | 115.25 | 39
2023/24 | 331.75 | 115.25 | 39
2023/24 | 332.25 | 115.25 | 43
2023/24 | 332.75 | 115.25 | 33
2023/24 | 333.25 | 115.25 | 34
2023/24 | 333.75 | 115.25 | 30
2023/24 | 334.25 | 115.25 | 42
2023/24 | 334.75 | 115.25 | 24
2023/24 | 335.25 | 115.25 | 33
2023/24 | 335.75 | 115.25 | 35
2023/24 | 336.25 | 115.25 | 26
2023/24 | 336.75 | 115.25 | 34
2023/24 | 337.25 | 115.25 | 21
2023/24 | 337.75 | 115.25 | 21
2023/24 | 338.25 | 115.25 | 29
2023/24 | 338.75 | 115.25 | 25
2023/24 | 339.25 | 115.25 | 22
2023/24 | 339.75 | 115.25 | 27
2023/24 | 340.25 | 115.25 | 26
2023/24 | 340.75 | 115.25 | 23
2023/24 | 341.25 | 115.25 | 21
2023/24 | 341.75 | 115.25 | 20
2023/24 | 342.25 | 115.25 | 17
2023/24 | 342.75 | 115.25 | 18
2023/24 | 343.25 | 115.25 | 18
2023/24 | 343.75 | 115.25 | 20
2023/24 | 344.25 | 115.25 | 23
2023/24 | 344.75 | 115.25 | 10
2023/24 | 345.25 | 115.25 | 17
2023/24 | 345.75 | 115.25 | 19
2023/24 | 346.25 | 115.25 | 16
2023/24 | 346.75 | 115.25 | 7
2023/24 | 347.25 | 115.25 | 10
2023/24 | 347.75 | 115.25 | 20
2023/24 | 348.25 | 115.25 | 13
2023/24 | 348.75 | 115.25 | 17
2023/24 | 349.25 | 115.25 | 7
2023/24 | 349.75 | 115.25 | 16
2023/24 | 350.25 | 115.25 | 8
2023/24 | 350.75 | 115.25 | 20
2023/24 | 351.25 | 115.25 | 12
2023/24 | 351.75 | 115.25 | 21
2023/24 | 352.25 | 115.25 | 9
2023/24 | 352.75 | 115.25 | 7
2023/24 | 353.25 | 115.25 | 16
2023/24 | 353.75 | 115.25 | 12
2023/24 | 354.25 | 115.25 | 9
2023/24 | 354.75 | 115.25 | 14
2023/24 | 355.25 | 115.25 | 9
2023/24 | 355.75 | 115.25 | 8
2023/24 | 356.25 | 115.25 | 13
2023/24 | 356.75 | 115.25 | 12
2023/24 | 357.25 | 115.25 | 4
2023/24 | 357.75 | 115.25 | 13
2023/24 | 358.25 | 115.25 | 9
2023/24 | 358.75 | 115.25 | 7
2023/24 | 359.25 | 115.25 | 21
2023/24 | 359.75 | 115.25 | 9
2023/24 | 360.25 | 115.25 | 13
2023/24 | 360.75 | 115.25 | 6
2023/24 | 361.25 | 115.25 | 7
2023/24 | 361.75 | 115.25 | 8
2023/24 | 362.25 | 115.25 | 8
2023/24 | 362.75 | 115.25 | 6
2023/24 | 363.25 | 115.25 | 10
2023/24 | 363.75 | 115.25 | 9
2023/24 | 364.25 | 115.25 | 8
2023/24 | 364.75 | 115.25 | 4
2023/24 | 365.25 | 115.25 | 6
2023/24 | 365.75 | 115.25 | 6
2023/24 | 366.25 | 115.25 | 13
2023/24 | 366.75 | 115.25 | 2
2023/24 | 367.25 | 115.25 | 8
2023/24 | 367.75 | 115.25 | 7
2023/24 | 368.25 | 115.25 | 6
2023/24 | 368.75 | 115.25 | 6
2023/24 | 369.25 | 115.25 | 9
2023/24 | 369.75 | 115.25 | 4
2023/24 | 370.25 | 115.25 | 6
2023/24 | 370.75 | 115.25 | 5
2023/24 | 371.25 | 115.25 | 4
2023/24 | 371.75 | 115.25 | 3
2023/24 | 372.25 | 115.25 | 2
2023/24 | 372.75 | 115.25 | 4
2023/24 | 373.25 | 115.25 | 3
2023/24 | 373.75 | 115.25 | 9
2023/24 | 374.25 | 115.25 | 2
2023/24 | 374.75 | 115.25 | 7
2023/24 | 375.25 | 115.25 | 7
2023/24 | 375.75 | 115.25 | 4
2023/24 | 376.25 | 115.25 | 7
2023/24 | 376.75 | 115.25 | 3
2023/24 | 377.25 | 115.25 | 4
2023/24 | 377.75 | 115.25 | 3
2023/24 | 378.25 | 115.25 | 1
2023/24 | 378.75 | 115.25 | 6
2023/24 | 379.25 | 115.25 | 2
2023/24 | 379.75 | 115.25 | 4
2023/24 | 380.25 | 115.25 | 8
2023/24 | 380.75 | 115.25 | 4
2023/24 | 381.25 | 115.25 | 2
2023/24 | 381.75 | 115.25 | 4
2023/24 | 382.25 | 115.25 | 2
2023/24 | 382.75 | 115.25 | 2
2023/24 | 383.25 | 115.25 | 2
2023/24 | 383.75 | 115.25 | 4
2023/24 | 384.25 | 115.25 | 3
2023/24 | 384.75 | 115.25 | 4
2023/24 | 385.25 | 115.25 | 1
2023/24 | 385.75 | 115.25 | 2
2023/24 | 386.25 | 115.25 | 3
2023/24 | 386.75 | 115.25 | 5
2023/24 | 387.25 | 115.25 | 4
2023/24 | 387.75 | 115.25 | 1
2023/24 | 388.25 | 115.25 | 3
2023/24 | 388.75 | 115.25 | 4
2023/24 | 389.25 | 115.25 | 4
2023/24 | 389.75 | 115.25 | 2
2023/24 | 390.25 | 115.25 | 2
2023/24 | 390.75 | 115.25 | 1
2023/24 | 391.25 | 115.25 | 1
2023/24 | 391.75 | 115.25 | 5
2023/24 | 392.25 | 115.25 | 2
2023/24 | 392.75 | 115.25 | 2
2023/24 | 393.75 | 115.25 | 2
2023/24 | 394.25 | 115.25 | 4
2023/24 | 395.25 | 115.25 | 1
2023/24 | 395.75 | 115.25 | 3
2023/24 | 396.25 | 115.25 | 1
2023/24 | 396.75 | 115.25 | 4
2023/24 | 397.25 | 115.25 | 4
2023/24 | 397.75 | 115.25 | 2
2023/24 | 398.25 | 115.25 | 2
2023/24 | 398.75 | 115.25 | 1
2023/24 | 399.25 | 115.25 | 4
2023/24 | 399.75 | 115.25 | 1
2023/24 | 400.25 | 115.25 | 1
2023/24 | 400.75 | 115.25 | 5
2023/24 | 401.25 | 115.25 | 2
2023/24 | 401.75 | 115.25 | 3
2023/24 | 402.25 | 115.25 | 1
2023/24 | 402.75 | 115.25 | 2
2023/24 | 403.25 | 115.25 | 1
2023/24 | 404.25 | 115.25 | 2
2023/24 | 404.75 | 115.25 | 2
2023/24 | 405.25 | 115.25 | 1
2023/24 | 405.75 | 115.25 | 2
2023/24 | 406.25 | 115.25 | 3
2023/24 | 406.75 | 115.25 | 1
2023/24 | 407.25 | 115.25 | 2
2023/24 | 408.75 | 115.25 | 1
2023/24 | 409.25 | 115.25 | 2
2023/24 | 410.75 | 115.25 | 3
2023/24 | 411.75 | 115.25 | 1
2023/24 | 412.75 | 115.25 | 1
2023/24 | 413.25 | 115.25 | 1
2023/24 | 414.25 | 115.25 | 1
2023/24 | 414.75 | 115.25 | 2
2023/24 | 415.25 | 115.25 | 1
2023/24 | 415.75 | 115.25 | 1
2023/24 | 416.75 | 115.25 | 1
2023/24 | 417.25 | 115.25 | 1
2023/24 | 417.75 | 115.25 | 1
2023/24 | 418.75 | 115.25 | 1
2023/24 | 419.25 | 115.25 | 2
2023/24 | 420.25 | 115.25 | 1
2023/24 | 420.75 | 115.25 | 2
2023/24 | 421.25 | 115.25 | 1
2023/24 | 421.75 | 115.25 | 2
2023/24 | 423.25 | 115.25 | 2
2023/24 | 423.75 | 115.25 | 1
2023/24 | 427.75 | 115.25 | 3
2023/24 | 428.25 | 115.25 | 1
2023/24 | 429.75 | 115.25 | 1
2023/24 | 434.25 | 115.25 | 1
2023/24 | 435.25 | 115.25 | 1
2023/24 | 436.25 | 115.25 | 1
2023/24 | 437.25 | 115.25 | 1
2023/24 | 442.25 | 115.25 | 1
2023/24 | 443.25 | 115.25 | 1
2023/24 | 443.75 | 115.25 | 1
2023/24 | 456.25 | 115.25 | 1
2023/24 | 460.75 | 115.25 | 1
2023/24 | 467.25 | 115.25 | 1
2023/24 | 469.25 | 115.25 | 1
2023/24 | 470.75 | 115.25 | 1
2023/24 | 474.25 | 115.25 | 1
2023/24 | 493.25 | 115.25 | 1
2023/24 | 501.75 | 115.25 | 1
2023/24 | 167.25 | 115.75 | 1
2023/24 | 178.75 | 115.75 | 1
2023/24 | 180.75 | 115.75 | 1
2023/24 | 181.75 | 115.75 | 1
2023/24 | 186.25 | 115.75 | 1
2023/24 | 188.75 | 115.75 | 1
2023/24 | 189.25 | 115.75 | 1
2023/24 | 190.25 | 115.75 | 2
2023/24 | 191.25 | 115.75 | 1
2023/24 | 191.75 | 115.75 | 1
2023/24 | 192.75 | 115.75 | 1
2023/24 | 193.25 | 115.75 | 1
2023/24 | 193.75 | 115.75 | 1
2023/24 | 194.75 | 115.75 | 1
2023/24 | 195.25 | 115.75 | 2
2023/24 | 195.75 | 115.75 | 1
2023/24 | 197.75 | 115.75 | 1
2023/24 | 199.25 | 115.75 | 2
2023/24 | 199.75 | 115.75 | 2
2023/24 | 200.75 | 115.75 | 1
2023/24 | 201.25 | 115.75 | 1
2023/24 | 202.25 | 115.75 | 1
2023/24 | 202.75 | 115.75 | 1
2023/24 | 203.25 | 115.75 | 2
2023/24 | 203.75 | 115.75 | 2
2023/24 | 204.75 | 115.75 | 2
2023/24 | 205.25 | 115.75 | 1
2023/24 | 205.75 | 115.75 | 1
2023/24 | 206.25 | 115.75 | 1
2023/24 | 206.75 | 115.75 | 2
2023/24 | 207.25 | 115.75 | 3
2023/24 | 207.75 | 115.75 | 2
2023/24 | 208.25 | 115.75 | 1
2023/24 | 208.75 | 115.75 | 4
2023/24 | 209.25 | 115.75 | 3
2023/24 | 209.75 | 115.75 | 6
2023/24 | 210.25 | 115.75 | 1
2023/24 | 210.75 | 115.75 | 5
2023/24 | 211.25 | 115.75 | 7
2023/24 | 211.75 | 115.75 | 6
2023/24 | 212.25 | 115.75 | 2
2023/24 | 212.75 | 115.75 | 7
2023/24 | 213.25 | 115.75 | 4
2023/24 | 213.75 | 115.75 | 4
2023/24 | 214.25 | 115.75 | 7
2023/24 | 214.75 | 115.75 | 3
2023/24 | 215.25 | 115.75 | 7
2023/24 | 215.75 | 115.75 | 9
2023/24 | 216.25 | 115.75 | 6
2023/24 | 216.75 | 115.75 | 10
2023/24 | 217.25 | 115.75 | 5
2023/24 | 217.75 | 115.75 | 7
2023/24 | 218.25 | 115.75 | 9
2023/24 | 218.75 | 115.75 | 10
2023/24 | 219.25 | 115.75 | 20
2023/24 | 219.75 | 115.75 | 10
2023/24 | 220.25 | 115.75 | 3
2023/24 | 220.75 | 115.75 | 17
2023/24 | 221.25 | 115.75 | 19
2023/24 | 221.75 | 115.75 | 14
2023/24 | 222.25 | 115.75 | 11
2023/24 | 222.75 | 115.75 | 20
2023/24 | 223.25 | 115.75 | 15
2023/24 | 223.75 | 115.75 | 17
2023/24 | 224.25 | 115.75 | 22
2023/24 | 224.75 | 115.75 | 21
2023/24 | 225.25 | 115.75 | 28
2023/24 | 225.75 | 115.75 | 19
2023/24 | 226.25 | 115.75 | 18
2023/24 | 226.75 | 115.75 | 19
2023/24 | 227.25 | 115.75 | 19
2023/24 | 227.75 | 115.75 | 32
2023/24 | 228.25 | 115.75 | 29
2023/24 | 228.75 | 115.75 | 26
2023/24 | 229.25 | 115.75 | 45
2023/24 | 229.75 | 115.75 | 26
2023/24 | 230.25 | 115.75 | 50
2023/24 | 230.75 | 115.75 | 37
2023/24 | 231.25 | 115.75 | 37
2023/24 | 231.75 | 115.75 | 37
2023/24 | 232.25 | 115.75 | 38
2023/24 | 232.75 | 115.75 | 45
2023/24 | 233.25 | 115.75 | 44
2023/24 | 233.75 | 115.75 | 45
2023/24 | 234.25 | 115.75 | 54
2023/24 | 234.75 | 115.75 | 41
2023/24 | 235.25 | 115.75 | 49
2023/24 | 235.75 | 115.75 | 48
2023/24 | 236.25 | 115.75 | 56
2023/24 | 236.75 | 115.75 | 57
2023/24 | 237.25 | 115.75 | 54
2023/24 | 237.75 | 115.75 | 65
2023/24 | 238.25 | 115.75 | 55
2023/24 | 238.75 | 115.75 | 65
2023/24 | 239.25 | 115.75 | 58
2023/24 | 239.75 | 115.75 | 63
2023/24 | 240.25 | 115.75 | 70
2023/24 | 240.75 | 115.75 | 68
2023/24 | 241.25 | 115.75 | 59
2023/24 | 241.75 | 115.75 | 75
2023/24 | 242.25 | 115.75 | 67
2023/24 | 242.75 | 115.75 | 80
2023/24 | 243.25 | 115.75 | 73
2023/24 | 243.75 | 115.75 | 76
2023/24 | 244.25 | 115.75 | 81
2023/24 | 244.75 | 115.75 | 65
2023/24 | 245.25 | 115.75 | 86
2023/24 | 245.75 | 115.75 | 88
2023/24 | 246.25 | 115.75 | 95
2023/24 | 246.75 | 115.75 | 99
2023/24 | 247.25 | 115.75 | 102
2023/24 | 247.75 | 115.75 | 109
2023/24 | 248.25 | 115.75 | 110
2023/24 | 248.75 | 115.75 | 103
2023/24 | 249.25 | 115.75 | 113
2023/24 | 249.75 | 115.75 | 82
2023/24 | 250.25 | 115.75 | 98
2023/24 | 250.75 | 115.75 | 110
2023/24 | 251.25 | 115.75 | 109
2023/24 | 251.75 | 115.75 | 141
2023/24 | 252.25 | 115.75 | 132
2023/24 | 252.75 | 115.75 | 120
2023/24 | 253.25 | 115.75 | 122
2023/24 | 253.75 | 115.75 | 129
2023/24 | 254.25 | 115.75 | 115
2023/24 | 254.75 | 115.75 | 125
2023/24 | 255.25 | 115.75 | 117
2023/24 | 255.75 | 115.75 | 149
2023/24 | 256.25 | 115.75 | 140
2023/24 | 256.75 | 115.75 | 144
2023/24 | 257.25 | 115.75 | 130
2023/24 | 257.75 | 115.75 | 135
2023/24 | 258.25 | 115.75 | 138
2023/24 | 258.75 | 115.75 | 152
2023/24 | 259.25 | 115.75 | 149
2023/24 | 259.75 | 115.75 | 123
2023/24 | 260.25 | 115.75 | 153
2023/24 | 260.75 | 115.75 | 127
2023/24 | 261.25 | 115.75 | 156
2023/24 | 261.75 | 115.75 | 156
2023/24 | 262.25 | 115.75 | 129
2023/24 | 262.75 | 115.75 | 127
2023/24 | 263.25 | 115.75 | 154
2023/24 | 263.75 | 115.75 | 131
2023/24 | 264.25 | 115.75 | 167
2023/24 | 264.75 | 115.75 | 161
2023/24 | 265.25 | 115.75 | 169
2023/24 | 265.75 | 115.75 | 158
2023/24 | 266.25 | 115.75 | 164
2023/24 | 266.75 | 115.75 | 186
2023/24 | 267.25 | 115.75 | 191
2023/24 | 267.75 | 115.75 | 161
2023/24 | 268.25 | 115.75 | 155
2023/24 | 268.75 | 115.75 | 204
2023/24 | 269.25 | 115.75 | 172
2023/24 | 269.75 | 115.75 | 173
2023/24 | 270.25 | 115.75 | 158
2023/24 | 270.75 | 115.75 | 150
2023/24 | 271.25 | 115.75 | 182
2023/24 | 271.75 | 115.75 | 157
2023/24 | 272.25 | 115.75 | 162
2023/24 | 272.75 | 115.75 | 151
2023/24 | 273.25 | 115.75 | 165
2023/24 | 273.75 | 115.75 | 186
2023/24 | 274.25 | 115.75 | 184
2023/24 | 274.75 | 115.75 | 173
2023/24 | 275.25 | 115.75 | 192
2023/24 | 275.75 | 115.75 | 173
2023/24 | 276.25 | 115.75 | 183
2023/24 | 276.75 | 115.75 | 198
2023/24 | 277.25 | 115.75 | 179
2023/24 | 277.75 | 115.75 | 171
2023/24 | 278.25 | 115.75 | 190
2023/24 | 278.75 | 115.75 | 158
2023/24 | 279.25 | 115.75 | 178
2023/24 | 279.75 | 115.75 | 177
2023/24 | 280.25 | 115.75 | 166
2023/24 | 280.75 | 115.75 | 166
2023/24 | 281.25 | 115.75 | 163
2023/24 | 281.75 | 115.75 | 184
2023/24 | 282.25 | 115.75 | 193
2023/24 | 282.75 | 115.75 | 173
2023/24 | 283.25 | 115.75 | 165
2023/24 | 283.75 | 115.75 | 158
2023/24 | 284.25 | 115.75 | 187
2023/24 | 284.75 | 115.75 | 150
2023/24 | 285.25 | 115.75 | 172
2023/24 | 285.75 | 115.75 | 175
2023/24 | 286.25 | 115.75 | 165
2023/24 | 286.75 | 115.75 | 160
2023/24 | 287.25 | 115.75 | 165
2023/24 | 287.75 | 115.75 | 154
2023/24 | 288.25 | 115.75 | 163
2023/24 | 288.75 | 115.75 | 169
2023/24 | 289.25 | 115.75 | 136
2023/24 | 289.75 | 115.75 | 152
2023/24 | 290.25 | 115.75 | 145
2023/24 | 290.75 | 115.75 | 140
2023/24 | 291.25 | 115.75 | 148
2023/24 | 291.75 | 115.75 | 130
2023/24 | 292.25 | 115.75 | 137
2023/24 | 292.75 | 115.75 | 157
2023/24 | 293.25 | 115.75 | 151
2023/24 | 293.75 | 115.75 | 147
2023/24 | 294.25 | 115.75 | 133
2023/24 | 294.75 | 115.75 | 120
2023/24 | 295.25 | 115.75 | 173
2023/24 | 295.75 | 115.75 | 140
2023/24 | 296.25 | 115.75 | 134
2023/24 | 296.75 | 115.75 | 155
2023/24 | 297.25 | 115.75 | 140
2023/24 | 297.75 | 115.75 | 138
2023/24 | 298.25 | 115.75 | 132
2023/24 | 298.75 | 115.75 | 151
2023/24 | 299.25 | 115.75 | 101
2023/24 | 299.75 | 115.75 | 135
2023/24 | 300.25 | 115.75 | 126
2023/24 | 300.75 | 115.75 | 134
2023/24 | 301.25 | 115.75 | 125
2023/24 | 301.75 | 115.75 | 110
2023/24 | 302.25 | 115.75 | 99
2023/24 | 302.75 | 115.75 | 116
2023/24 | 303.25 | 115.75 | 111
2023/24 | 303.75 | 115.75 | 108
2023/24 | 304.25 | 115.75 | 103
2023/24 | 304.75 | 115.75 | 109
2023/24 | 305.25 | 115.75 | 92
2023/24 | 305.75 | 115.75 | 87
2023/24 | 306.25 | 115.75 | 89
2023/24 | 306.75 | 115.75 | 97
2023/24 | 307.25 | 115.75 | 105
2023/24 | 307.75 | 115.75 | 103
2023/24 | 308.25 | 115.75 | 91
2023/24 | 308.75 | 115.75 | 87
2023/24 | 309.25 | 115.75 | 108
2023/24 | 309.75 | 115.75 | 99
2023/24 | 310.25 | 115.75 | 109
2023/24 | 310.75 | 115.75 | 88
2023/24 | 311.25 | 115.75 | 99
2023/24 | 311.75 | 115.75 | 85
2023/24 | 312.25 | 115.75 | 67
2023/24 | 312.75 | 115.75 | 94
2023/24 | 313.25 | 115.75 | 80
2023/24 | 313.75 | 115.75 | 71
2023/24 | 314.25 | 115.75 | 73
2023/24 | 314.75 | 115.75 | 73
2023/24 | 315.25 | 115.75 | 84
2023/24 | 315.75 | 115.75 | 75
2023/24 | 316.25 | 115.75 | 68
2023/24 | 316.75 | 115.75 | 56
2023/24 | 317.25 | 115.75 | 65
2023/24 | 317.75 | 115.75 | 70
2023/24 | 318.25 | 115.75 | 75
2023/24 | 318.75 | 115.75 | 66
2023/24 | 319.25 | 115.75 | 64
2023/24 | 319.75 | 115.75 | 57
2023/24 | 320.25 | 115.75 | 60
2023/24 | 320.75 | 115.75 | 51
2023/24 | 321.25 | 115.75 | 62
2023/24 | 321.75 | 115.75 | 67
2023/24 | 322.25 | 115.75 | 65
2023/24 | 322.75 | 115.75 | 50
2023/24 | 323.25 | 115.75 | 50
2023/24 | 323.75 | 115.75 | 42
2023/24 | 324.25 | 115.75 | 60
2023/24 | 324.75 | 115.75 | 47
2023/24 | 325.25 | 115.75 | 50
2023/24 | 325.75 | 115.75 | 42
2023/24 | 326.25 | 115.75 | 49
2023/24 | 326.75 | 115.75 | 39
2023/24 | 327.25 | 115.75 | 37
2023/24 | 327.75 | 115.75 | 46
2023/24 | 328.25 | 115.75 | 49
2023/24 | 328.75 | 115.75 | 40
2023/24 | 329.25 | 115.75 | 31
2023/24 | 329.75 | 115.75 | 34
2023/24 | 330.25 | 115.75 | 38
2023/24 | 330.75 | 115.75 | 44
2023/24 | 331.25 | 115.75 | 35
2023/24 | 331.75 | 115.75 | 32
2023/24 | 332.25 | 115.75 | 30
2023/24 | 332.75 | 115.75 | 37
2023/24 | 333.25 | 115.75 | 28
2023/24 | 333.75 | 115.75 | 28
2023/24 | 334.25 | 115.75 | 26
2023/24 | 334.75 | 115.75 | 22
2023/24 | 335.25 | 115.75 | 20
2023/24 | 335.75 | 115.75 | 34
2023/24 | 336.25 | 115.75 | 26
2023/24 | 336.75 | 115.75 | 25
2023/24 | 337.25 | 115.75 | 25
2023/24 | 337.75 | 115.75 | 26
2023/24 | 338.25 | 115.75 | 28
2023/24 | 338.75 | 115.75 | 24
2023/24 | 339.25 | 115.75 | 31
2023/24 | 339.75 | 115.75 | 30
2023/24 | 340.25 | 115.75 | 25
2023/24 | 340.75 | 115.75 | 19
2023/24 | 341.25 | 115.75 | 19
2023/24 | 341.75 | 115.75 | 34
2023/24 | 342.25 | 115.75 | 38
2023/24 | 342.75 | 115.75 | 19
2023/24 | 343.25 | 115.75 | 31
2023/24 | 343.75 | 115.75 | 19
2023/24 | 344.25 | 115.75 | 21
2023/24 | 344.75 | 115.75 | 19
2023/24 | 345.25 | 115.75 | 19
2023/24 | 345.75 | 115.75 | 21
2023/24 | 346.25 | 115.75 | 17
2023/24 | 346.75 | 115.75 | 11
2023/24 | 347.25 | 115.75 | 17
2023/24 | 347.75 | 115.75 | 12
2023/24 | 348.25 | 115.75 | 17
2023/24 | 348.75 | 115.75 | 22
2023/24 | 349.25 | 115.75 | 18
2023/24 | 349.75 | 115.75 | 14
2023/24 | 350.25 | 115.75 | 26
2023/24 | 350.75 | 115.75 | 23
2023/24 | 351.25 | 115.75 | 16
2023/24 | 351.75 | 115.75 | 9
2023/24 | 352.25 | 115.75 | 14
2023/24 | 352.75 | 115.75 | 13
2023/24 | 353.25 | 115.75 | 9
2023/24 | 353.75 | 115.75 | 12
2023/24 | 354.25 | 115.75 | 12
2023/24 | 354.75 | 115.75 | 8
2023/24 | 355.25 | 115.75 | 9
2023/24 | 355.75 | 115.75 | 11
2023/24 | 356.25 | 115.75 | 17
2023/24 | 356.75 | 115.75 | 9
2023/24 | 357.25 | 115.75 | 13
2023/24 | 357.75 | 115.75 | 12
2023/24 | 358.25 | 115.75 | 18
2023/24 | 358.75 | 115.75 | 10
2023/24 | 359.25 | 115.75 | 8
2023/24 | 359.75 | 115.75 | 13
2023/24 | 360.25 | 115.75 | 7
2023/24 | 360.75 | 115.75 | 10
2023/24 | 361.25 | 115.75 | 13
2023/24 | 361.75 | 115.75 | 6
2023/24 | 362.25 | 115.75 | 10
2023/24 | 362.75 | 115.75 | 11
2023/24 | 363.25 | 115.75 | 10
2023/24 | 363.75 | 115.75 | 12
2023/24 | 364.25 | 115.75 | 6
2023/24 | 364.75 | 115.75 | 8
2023/24 | 365.25 | 115.75 | 3
2023/24 | 365.75 | 115.75 | 7
2023/24 | 366.25 | 115.75 | 6
2023/24 | 366.75 | 115.75 | 10
2023/24 | 367.25 | 115.75 | 6
2023/24 | 367.75 | 115.75 | 7
2023/24 | 368.25 | 115.75 | 5
2023/24 | 368.75 | 115.75 | 8
2023/24 | 369.25 | 115.75 | 5
2023/24 | 369.75 | 115.75 | 8
2023/24 | 370.25 | 115.75 | 3
2023/24 | 370.75 | 115.75 | 8
2023/24 | 371.25 | 115.75 | 6
2023/24 | 371.75 | 115.75 | 7
2023/24 | 372.25 | 115.75 | 9
2023/24 | 372.75 | 115.75 | 4
2023/24 | 373.25 | 115.75 | 10
2023/24 | 373.75 | 115.75 | 4
2023/24 | 374.25 | 115.75 | 2
2023/24 | 374.75 | 115.75 | 2
2023/24 | 375.25 | 115.75 | 3
2023/24 | 375.75 | 115.75 | 10
2023/24 | 376.25 | 115.75 | 2
2023/24 | 376.75 | 115.75 | 3
2023/24 | 377.25 | 115.75 | 8
2023/24 | 377.75 | 115.75 | 6
2023/24 | 378.25 | 115.75 | 3
2023/24 | 378.75 | 115.75 | 6
2023/24 | 379.25 | 115.75 | 4
2023/24 | 379.75 | 115.75 | 2
2023/24 | 380.25 | 115.75 | 7
2023/24 | 380.75 | 115.75 | 3
2023/24 | 381.25 | 115.75 | 5
2023/24 | 381.75 | 115.75 | 4
2023/24 | 382.25 | 115.75 | 4
2023/24 | 382.75 | 115.75 | 7
2023/24 | 383.25 | 115.75 | 6
2023/24 | 383.75 | 115.75 | 1
2023/24 | 384.75 | 115.75 | 3
2023/24 | 385.25 | 115.75 | 2
2023/24 | 385.75 | 115.75 | 3
2023/24 | 386.25 | 115.75 | 3
2023/24 | 386.75 | 115.75 | 2
2023/24 | 387.25 | 115.75 | 3
2023/24 | 387.75 | 115.75 | 2
2023/24 | 388.25 | 115.75 | 1
2023/24 | 388.75 | 115.75 | 2
2023/24 | 389.25 | 115.75 | 3
2023/24 | 389.75 | 115.75 | 5
2023/24 | 390.25 | 115.75 | 3
2023/24 | 390.75 | 115.75 | 2
2023/24 | 391.25 | 115.75 | 2
2023/24 | 391.75 | 115.75 | 5
2023/24 | 392.25 | 115.75 | 2
2023/24 | 392.75 | 115.75 | 2
2023/24 | 393.25 | 115.75 | 1
2023/24 | 393.75 | 115.75 | 4
2023/24 | 394.25 | 115.75 | 1
2023/24 | 394.75 | 115.75 | 3
2023/24 | 395.75 | 115.75 | 2
2023/24 | 396.25 | 115.75 | 3
2023/24 | 396.75 | 115.75 | 1
2023/24 | 397.25 | 115.75 | 3
2023/24 | 397.75 | 115.75 | 1
2023/24 | 398.25 | 115.75 | 2
2023/24 | 398.75 | 115.75 | 4
2023/24 | 399.25 | 115.75 | 2
2023/24 | 399.75 | 115.75 | 4
2023/24 | 400.25 | 115.75 | 1
2023/24 | 400.75 | 115.75 | 3
2023/24 | 401.25 | 115.75 | 2
2023/24 | 401.75 | 115.75 | 2
2023/24 | 402.25 | 115.75 | 2
2023/24 | 402.75 | 115.75 | 1
2023/24 | 403.25 | 115.75 | 2
2023/24 | 403.75 | 115.75 | 3
2023/24 | 404.25 | 115.75 | 1
2023/24 | 404.75 | 115.75 | 2
2023/24 | 405.25 | 115.75 | 1
2023/24 | 405.75 | 115.75 | 2
2023/24 | 406.75 | 115.75 | 2
2023/24 | 408.25 | 115.75 | 2
2023/24 | 408.75 | 115.75 | 1
2023/24 | 411.25 | 115.75 | 1
2023/24 | 412.25 | 115.75 | 2
2023/24 | 413.25 | 115.75 | 1
2023/24 | 414.25 | 115.75 | 1
2023/24 | 415.25 | 115.75 | 1
2023/24 | 415.75 | 115.75 | 1
2023/24 | 416.25 | 115.75 | 2
2023/24 | 417.25 | 115.75 | 1
2023/24 | 417.75 | 115.75 | 3
2023/24 | 419.25 | 115.75 | 2
2023/24 | 419.75 | 115.75 | 2
2023/24 | 420.25 | 115.75 | 2
2023/24 | 421.75 | 115.75 | 1
2023/24 | 422.25 | 115.75 | 1
2023/24 | 423.75 | 115.75 | 2
2023/24 | 425.75 | 115.75 | 1
2023/24 | 427.75 | 115.75 | 1
2023/24 | 428.25 | 115.75 | 1
2023/24 | 430.25 | 115.75 | 1
2023/24 | 433.75 | 115.75 | 1
2023/24 | 435.25 | 115.75 | 1
2023/24 | 436.75 | 115.75 | 1
2023/24 | 437.75 | 115.75 | 1
2023/24 | 438.25 | 115.75 | 1
2023/24 | 438.75 | 115.75 | 1
2023/24 | 440.25 | 115.75 | 1
2023/24 | 444.25 | 115.75 | 1
2023/24 | 448.25 | 115.75 | 1
2023/24 | 448.75 | 115.75 | 1
2023/24 | 456.75 | 115.75 | 1
2023/24 | 460.25 | 115.75 | 1
2023/24 | 465.25 | 115.75 | 1
2023/24 | 476.75 | 115.75 | 1
2023/24 | 480.75 | 115.75 | 1
2023/24 | 163.75 | 116.25 | 1
2023/24 | 173.25 | 116.25 | 1
2023/24 | 181.25 | 116.25 | 1
2023/24 | 181.75 | 116.25 | 1
2023/24 | 185.25 | 116.25 | 1
2023/24 | 188.25 | 116.25 | 1
2023/24 | 188.75 | 116.25 | 1
2023/24 | 189.25 | 116.25 | 1
2023/24 | 190.25 | 116.25 | 2
2023/24 | 191.25 | 116.25 | 1
2023/24 | 192.25 | 116.25 | 2
2023/24 | 194.75 | 116.25 | 2
2023/24 | 195.25 | 116.25 | 1
2023/24 | 196.75 | 116.25 | 1
2023/24 | 197.25 | 116.25 | 1
2023/24 | 199.75 | 116.25 | 2
2023/24 | 200.25 | 116.25 | 1
2023/24 | 201.75 | 116.25 | 1
2023/24 | 202.25 | 116.25 | 1
2023/24 | 202.75 | 116.25 | 1
2023/24 | 203.25 | 116.25 | 3
2023/24 | 203.75 | 116.25 | 1
2023/24 | 204.25 | 116.25 | 2
2023/24 | 204.75 | 116.25 | 1
2023/24 | 205.25 | 116.25 | 1
2023/24 | 205.75 | 116.25 | 2
2023/24 | 206.25 | 116.25 | 1
2023/24 | 206.75 | 116.25 | 3
2023/24 | 207.25 | 116.25 | 3
2023/24 | 207.75 | 116.25 | 2
2023/24 | 208.25 | 116.25 | 1
2023/24 | 208.75 | 116.25 | 4
2023/24 | 209.25 | 116.25 | 1
2023/24 | 210.25 | 116.25 | 5
2023/24 | 210.75 | 116.25 | 2
2023/24 | 211.25 | 116.25 | 4
2023/24 | 211.75 | 116.25 | 2
2023/24 | 212.25 | 116.25 | 5
2023/24 | 212.75 | 116.25 | 5
2023/24 | 213.25 | 116.25 | 5
2023/24 | 213.75 | 116.25 | 9
2023/24 | 214.25 | 116.25 | 5
2023/24 | 214.75 | 116.25 | 8
2023/24 | 215.25 | 116.25 | 8
2023/24 | 215.75 | 116.25 | 7
2023/24 | 216.25 | 116.25 | 6
2023/24 | 216.75 | 116.25 | 7
2023/24 | 217.25 | 116.25 | 9
2023/24 | 217.75 | 116.25 | 4
2023/24 | 218.25 | 116.25 | 8
2023/24 | 218.75 | 116.25 | 10
2023/24 | 219.25 | 116.25 | 7
2023/24 | 219.75 | 116.25 | 8
2023/24 | 220.25 | 116.25 | 13
2023/24 | 220.75 | 116.25 | 11
2023/24 | 221.25 | 116.25 | 12
2023/24 | 221.75 | 116.25 | 9
2023/24 | 222.25 | 116.25 | 20
2023/24 | 222.75 | 116.25 | 13
2023/24 | 223.25 | 116.25 | 16
2023/24 | 223.75 | 116.25 | 18
2023/24 | 224.25 | 116.25 | 21
2023/24 | 224.75 | 116.25 | 24
2023/24 | 225.25 | 116.25 | 18
2023/24 | 225.75 | 116.25 | 29
2023/24 | 226.25 | 116.25 | 15
2023/24 | 226.75 | 116.25 | 17
2023/24 | 227.25 | 116.25 | 32
2023/24 | 227.75 | 116.25 | 18
2023/24 | 228.25 | 116.25 | 27
2023/24 | 228.75 | 116.25 | 28
2023/24 | 229.25 | 116.25 | 24
2023/24 | 229.75 | 116.25 | 20
2023/24 | 230.25 | 116.25 | 22
2023/24 | 230.75 | 116.25 | 35
2023/24 | 231.25 | 116.25 | 41
2023/24 | 231.75 | 116.25 | 40
2023/24 | 232.25 | 116.25 | 35
2023/24 | 232.75 | 116.25 | 30
2023/24 | 233.25 | 116.25 | 43
2023/24 | 233.75 | 116.25 | 35
2023/24 | 234.25 | 116.25 | 37
2023/24 | 234.75 | 116.25 | 51
2023/24 | 235.25 | 116.25 | 51
2023/24 | 235.75 | 116.25 | 51
2023/24 | 236.25 | 116.25 | 43
2023/24 | 236.75 | 116.25 | 39
2023/24 | 237.25 | 116.25 | 47
2023/24 | 237.75 | 116.25 | 39
2023/24 | 238.25 | 116.25 | 54
2023/24 | 238.75 | 116.25 | 60
2023/24 | 239.25 | 116.25 | 51
2023/24 | 239.75 | 116.25 | 71
2023/24 | 240.25 | 116.25 | 55
2023/24 | 240.75 | 116.25 | 68
2023/24 | 241.25 | 116.25 | 57
2023/24 | 241.75 | 116.25 | 84
2023/24 | 242.25 | 116.25 | 69
2023/24 | 242.75 | 116.25 | 71
2023/24 | 243.25 | 116.25 | 66
2023/24 | 243.75 | 116.25 | 79
2023/24 | 244.25 | 116.25 | 77
2023/24 | 244.75 | 116.25 | 76
2023/24 | 245.25 | 116.25 | 83
2023/24 | 245.75 | 116.25 | 94
2023/24 | 246.25 | 116.25 | 84
2023/24 | 246.75 | 116.25 | 87
2023/24 | 247.25 | 116.25 | 82
2023/24 | 247.75 | 116.25 | 78
2023/24 | 248.25 | 116.25 | 83
2023/24 | 248.75 | 116.25 | 108
2023/24 | 249.25 | 116.25 | 93
2023/24 | 249.75 | 116.25 | 93
2023/24 | 250.25 | 116.25 | 96
2023/24 | 250.75 | 116.25 | 103
2023/24 | 251.25 | 116.25 | 97
2023/24 | 251.75 | 116.25 | 119
2023/24 | 252.25 | 116.25 | 102
2023/24 | 252.75 | 116.25 | 120
2023/24 | 253.25 | 116.25 | 115
2023/24 | 253.75 | 116.25 | 117
2023/24 | 254.25 | 116.25 | 110
2023/24 | 254.75 | 116.25 | 133
2023/24 | 255.25 | 116.25 | 122
2023/24 | 255.75 | 116.25 | 114
2023/24 | 256.25 | 116.25 | 116
2023/24 | 256.75 | 116.25 | 136
2023/24 | 257.25 | 116.25 | 133
2023/24 | 257.75 | 116.25 | 137
2023/24 | 258.25 | 116.25 | 126
2023/24 | 258.75 | 116.25 | 112
2023/24 | 259.25 | 116.25 | 134
2023/24 | 259.75 | 116.25 | 136
2023/24 | 260.25 | 116.25 | 117
2023/24 | 260.75 | 116.25 | 139
2023/24 | 261.25 | 116.25 | 148
2023/24 | 261.75 | 116.25 | 147
2023/24 | 262.25 | 116.25 | 134
2023/24 | 262.75 | 116.25 | 150
2023/24 | 263.25 | 116.25 | 157
2023/24 | 263.75 | 116.25 | 132
2023/24 | 264.25 | 116.25 | 145
2023/24 | 264.75 | 116.25 | 154
2023/24 | 265.25 | 116.25 | 161
2023/24 | 265.75 | 116.25 | 145
2023/24 | 266.25 | 116.25 | 157
2023/24 | 266.75 | 116.25 | 150
2023/24 | 267.25 | 116.25 | 160
2023/24 | 267.75 | 116.25 | 156
2023/24 | 268.25 | 116.25 | 167
2023/24 | 268.75 | 116.25 | 157
2023/24 | 269.25 | 116.25 | 164
2023/24 | 269.75 | 116.25 | 151
2023/24 | 270.25 | 116.25 | 196
2023/24 | 270.75 | 116.25 | 163
2023/24 | 271.25 | 116.25 | 170
2023/24 | 271.75 | 116.25 | 173
2023/24 | 272.25 | 116.25 | 179
2023/24 | 272.75 | 116.25 | 171
2023/24 | 273.25 | 116.25 | 183
2023/24 | 273.75 | 116.25 | 161
2023/24 | 274.25 | 116.25 | 180
2023/24 | 274.75 | 116.25 | 155
2023/24 | 275.25 | 116.25 | 179
2023/24 | 275.75 | 116.25 | 195
2023/24 | 276.25 | 116.25 | 191
2023/24 | 276.75 | 116.25 | 179
2023/24 | 277.25 | 116.25 | 197
2023/24 | 277.75 | 116.25 | 171
2023/24 | 278.25 | 116.25 | 163
2023/24 | 278.75 | 116.25 | 173
2023/24 | 279.25 | 116.25 | 164
2023/24 | 279.75 | 116.25 | 179
2023/24 | 280.25 | 116.25 | 197
2023/24 | 280.75 | 116.25 | 182
2023/24 | 281.25 | 116.25 | 148
2023/24 | 281.75 | 116.25 | 195
2023/24 | 282.25 | 116.25 | 166
2023/24 | 282.75 | 116.25 | 171
2023/24 | 283.25 | 116.25 | 172
2023/24 | 283.75 | 116.25 | 156
2023/24 | 284.25 | 116.25 | 185
2023/24 | 284.75 | 116.25 | 180
2023/24 | 285.25 | 116.25 | 168
2023/24 | 285.75 | 116.25 | 180
2023/24 | 286.25 | 116.25 | 181
2023/24 | 286.75 | 116.25 | 173
2023/24 | 287.25 | 116.25 | 174
2023/24 | 287.75 | 116.25 | 165
2023/24 | 288.25 | 116.25 | 156
2023/24 | 288.75 | 116.25 | 162
2023/24 | 289.25 | 116.25 | 175
2023/24 | 289.75 | 116.25 | 137
2023/24 | 290.25 | 116.25 | 159
2023/24 | 290.75 | 116.25 | 177
2023/24 | 291.25 | 116.25 | 160
2023/24 | 291.75 | 116.25 | 172
2023/24 | 292.25 | 116.25 | 173
2023/24 | 292.75 | 116.25 | 158
2023/24 | 293.25 | 116.25 | 180
2023/24 | 293.75 | 116.25 | 138
2023/24 | 294.25 | 116.25 | 134
2023/24 | 294.75 | 116.25 | 156
2023/24 | 295.25 | 116.25 | 146
2023/24 | 295.75 | 116.25 | 137
2023/24 | 296.25 | 116.25 | 135
2023/24 | 296.75 | 116.25 | 138
2023/24 | 297.25 | 116.25 | 159
2023/24 | 297.75 | 116.25 | 151
2023/24 | 298.25 | 116.25 | 109
2023/24 | 298.75 | 116.25 | 122
2023/24 | 299.25 | 116.25 | 131
2023/24 | 299.75 | 116.25 | 130
2023/24 | 300.25 | 116.25 | 140
2023/24 | 300.75 | 116.25 | 133
2023/24 | 301.25 | 116.25 | 115
2023/24 | 301.75 | 116.25 | 108
2023/24 | 302.25 | 116.25 | 121
2023/24 | 302.75 | 116.25 | 124
2023/24 | 303.25 | 116.25 | 121
2023/24 | 303.75 | 116.25 | 103
2023/24 | 304.25 | 116.25 | 108
2023/24 | 304.75 | 116.25 | 112
2023/24 | 305.25 | 116.25 | 103
2023/24 | 305.75 | 116.25 | 97
2023/24 | 306.25 | 116.25 | 117
2023/24 | 306.75 | 116.25 | 126
2023/24 | 307.25 | 116.25 | 105
2023/24 | 307.75 | 116.25 | 99
2023/24 | 308.25 | 116.25 | 86
2023/24 | 308.75 | 116.25 | 69
2023/24 | 309.25 | 116.25 | 94
2023/24 | 309.75 | 116.25 | 87
2023/24 | 310.25 | 116.25 | 90
2023/24 | 310.75 | 116.25 | 107
2023/24 | 311.25 | 116.25 | 106
2023/24 | 311.75 | 116.25 | 84
2023/24 | 312.25 | 116.25 | 93
2023/24 | 312.75 | 116.25 | 88
2023/24 | 313.25 | 116.25 | 87
2023/24 | 313.75 | 116.25 | 73
2023/24 | 314.25 | 116.25 | 89
2023/24 | 314.75 | 116.25 | 74
2023/24 | 315.25 | 116.25 | 71
2023/24 | 315.75 | 116.25 | 89
2023/24 | 316.25 | 116.25 | 95
2023/24 | 316.75 | 116.25 | 75
2023/24 | 317.25 | 116.25 | 67
2023/24 | 317.75 | 116.25 | 82
2023/24 | 318.25 | 116.25 | 69
2023/24 | 318.75 | 116.25 | 75
2023/24 | 319.25 | 116.25 | 50
2023/24 | 319.75 | 116.25 | 56
2023/24 | 320.25 | 116.25 | 63
2023/24 | 320.75 | 116.25 | 64
2023/24 | 321.25 | 116.25 | 67
2023/24 | 321.75 | 116.25 | 68
2023/24 | 322.25 | 116.25 | 64
2023/24 | 322.75 | 116.25 | 56
2023/24 | 323.25 | 116.25 | 62
2023/24 | 323.75 | 116.25 | 49
2023/24 | 324.25 | 116.25 | 50
2023/24 | 324.75 | 116.25 | 54
2023/24 | 325.25 | 116.25 | 51
2023/24 | 325.75 | 116.25 | 59
2023/24 | 326.25 | 116.25 | 46
2023/24 | 326.75 | 116.25 | 44
2023/24 | 327.25 | 116.25 | 51
2023/24 | 327.75 | 116.25 | 41
2023/24 | 328.25 | 116.25 | 50
2023/24 | 328.75 | 116.25 | 46
2023/24 | 329.25 | 116.25 | 42
2023/24 | 329.75 | 116.25 | 47
2023/24 | 330.25 | 116.25 | 46
2023/24 | 330.75 | 116.25 | 42
2023/24 | 331.25 | 116.25 | 31
2023/24 | 331.75 | 116.25 | 51
2023/24 | 332.25 | 116.25 | 44
2023/24 | 332.75 | 116.25 | 31
2023/24 | 333.25 | 116.25 | 41
2023/24 | 333.75 | 116.25 | 43
2023/24 | 334.25 | 116.25 | 27
2023/24 | 334.75 | 116.25 | 43
2023/24 | 335.25 | 116.25 | 28
2023/24 | 335.75 | 116.25 | 36
2023/24 | 336.25 | 116.25 | 28
2023/24 | 336.75 | 116.25 | 31
2023/24 | 337.25 | 116.25 | 34
2023/24 | 337.75 | 116.25 | 25
2023/24 | 338.25 | 116.25 | 32
2023/24 | 338.75 | 116.25 | 31
2023/24 | 339.25 | 116.25 | 35
2023/24 | 339.75 | 116.25 | 28
2023/24 | 340.25 | 116.25 | 17
2023/24 | 340.75 | 116.25 | 32
2023/24 | 341.25 | 116.25 | 22
2023/24 | 341.75 | 116.25 | 26
2023/24 | 342.25 | 116.25 | 21
2023/24 | 342.75 | 116.25 | 19
2023/24 | 343.25 | 116.25 | 19
2023/24 | 343.75 | 116.25 | 26
2023/24 | 344.25 | 116.25 | 27
2023/24 | 344.75 | 116.25 | 17
2023/24 | 345.25 | 116.25 | 20
2023/24 | 345.75 | 116.25 | 27
2023/24 | 346.25 | 116.25 | 21
2023/24 | 346.75 | 116.25 | 18
2023/24 | 347.25 | 116.25 | 23
2023/24 | 347.75 | 116.25 | 7
2023/24 | 348.25 | 116.25 | 16
2023/24 | 348.75 | 116.25 | 21
2023/24 | 349.25 | 116.25 | 17
2023/24 | 349.75 | 116.25 | 21
2023/24 | 350.25 | 116.25 | 18
2023/24 | 350.75 | 116.25 | 25
2023/24 | 351.25 | 116.25 | 12
2023/24 | 351.75 | 116.25 | 21
2023/24 | 352.25 | 116.25 | 15
2023/24 | 352.75 | 116.25 | 10
2023/24 | 353.25 | 116.25 | 13
2023/24 | 353.75 | 116.25 | 15
2023/24 | 354.25 | 116.25 | 8
2023/24 | 354.75 | 116.25 | 17
2023/24 | 355.25 | 116.25 | 14
2023/24 | 355.75 | 116.25 | 13
2023/24 | 356.25 | 116.25 | 8
2023/24 | 356.75 | 116.25 | 7
2023/24 | 357.25 | 116.25 | 12
2023/24 | 357.75 | 116.25 | 15
2023/24 | 358.25 | 116.25 | 9
2023/24 | 358.75 | 116.25 | 6
2023/24 | 359.25 | 116.25 | 13
2023/24 | 359.75 | 116.25 | 7
2023/24 | 360.25 | 116.25 | 4
2023/24 | 360.75 | 116.25 | 11
2023/24 | 361.25 | 116.25 | 7
2023/24 | 361.75 | 116.25 | 8
2023/24 | 362.25 | 116.25 | 11
2023/24 | 362.75 | 116.25 | 12
2023/24 | 363.25 | 116.25 | 13
2023/24 | 363.75 | 116.25 | 4
2023/24 | 364.25 | 116.25 | 6
2023/24 | 364.75 | 116.25 | 9
2023/24 | 365.25 | 116.25 | 12
2023/24 | 365.75 | 116.25 | 8
2023/24 | 366.25 | 116.25 | 6
2023/24 | 366.75 | 116.25 | 8
2023/24 | 367.25 | 116.25 | 10
2023/24 | 367.75 | 116.25 | 4
2023/24 | 368.25 | 116.25 | 9
2023/24 | 368.75 | 116.25 | 12
2023/24 | 369.25 | 116.25 | 8
2023/24 | 369.75 | 116.25 | 9
2023/24 | 370.25 | 116.25 | 10
2023/24 | 370.75 | 116.25 | 6
2023/24 | 371.25 | 116.25 | 12
2023/24 | 371.75 | 116.25 | 7
2023/24 | 372.25 | 116.25 | 3
2023/24 | 372.75 | 116.25 | 2
2023/24 | 373.25 | 116.25 | 5
2023/24 | 373.75 | 116.25 | 8
2023/24 | 374.25 | 116.25 | 3
2023/24 | 374.75 | 116.25 | 3
2023/24 | 375.25 | 116.25 | 4
2023/24 | 375.75 | 116.25 | 7
2023/24 | 376.25 | 116.25 | 1
2023/24 | 376.75 | 116.25 | 4
2023/24 | 377.25 | 116.25 | 5
2023/24 | 377.75 | 116.25 | 6
2023/24 | 378.25 | 116.25 | 7
2023/24 | 378.75 | 116.25 | 4
2023/24 | 379.25 | 116.25 | 4
2023/24 | 379.75 | 116.25 | 5
2023/24 | 380.25 | 116.25 | 6
2023/24 | 380.75 | 116.25 | 8
2023/24 | 381.25 | 116.25 | 7
2023/24 | 381.75 | 116.25 | 3
2023/24 | 382.25 | 116.25 | 4
2023/24 | 382.75 | 116.25 | 2
2023/24 | 383.25 | 116.25 | 3
2023/24 | 383.75 | 116.25 | 6
2023/24 | 384.25 | 116.25 | 4
2023/24 | 384.75 | 116.25 | 4
2023/24 | 385.25 | 116.25 | 4
2023/24 | 385.75 | 116.25 | 4
2023/24 | 386.25 | 116.25 | 2
2023/24 | 386.75 | 116.25 | 1
2023/24 | 387.25 | 116.25 | 5
2023/24 | 387.75 | 116.25 | 3
2023/24 | 388.25 | 116.25 | 3
2023/24 | 388.75 | 116.25 | 3
2023/24 | 389.25 | 116.25 | 3
2023/24 | 389.75 | 116.25 | 5
2023/24 | 390.25 | 116.25 | 5
2023/24 | 390.75 | 116.25 | 6
2023/24 | 391.25 | 116.25 | 3
2023/24 | 391.75 | 116.25 | 4
2023/24 | 392.25 | 116.25 | 1
2023/24 | 392.75 | 116.25 | 1
2023/24 | 393.25 | 116.25 | 2
2023/24 | 393.75 | 116.25 | 2
2023/24 | 394.25 | 116.25 | 5
2023/24 | 394.75 | 116.25 | 2
2023/24 | 395.25 | 116.25 | 3
2023/24 | 395.75 | 116.25 | 1
2023/24 | 396.25 | 116.25 | 1
2023/24 | 396.75 | 116.25 | 2
2023/24 | 397.25 | 116.25 | 1
2023/24 | 397.75 | 116.25 | 1
2023/24 | 398.25 | 116.25 | 1
2023/24 | 398.75 | 116.25 | 5
2023/24 | 399.25 | 116.25 | 1
2023/24 | 399.75 | 116.25 | 3
2023/24 | 400.25 | 116.25 | 3
2023/24 | 400.75 | 116.25 | 2
2023/24 | 401.25 | 116.25 | 3
2023/24 | 401.75 | 116.25 | 2
2023/24 | 402.25 | 116.25 | 1
2023/24 | 403.25 | 116.25 | 1
2023/24 | 403.75 | 116.25 | 3
2023/24 | 404.75 | 116.25 | 1
2023/24 | 405.25 | 116.25 | 1
2023/24 | 405.75 | 116.25 | 1
2023/24 | 406.25 | 116.25 | 3
2023/24 | 406.75 | 116.25 | 3
2023/24 | 407.25 | 116.25 | 3
2023/24 | 407.75 | 116.25 | 2
2023/24 | 408.25 | 116.25 | 1
2023/24 | 408.75 | 116.25 | 2
2023/24 | 409.25 | 116.25 | 2
2023/24 | 409.75 | 116.25 | 1
2023/24 | 410.25 | 116.25 | 2
2023/24 | 411.25 | 116.25 | 2
2023/24 | 411.75 | 116.25 | 1
2023/24 | 412.25 | 116.25 | 4
2023/24 | 412.75 | 116.25 | 2
2023/24 | 413.25 | 116.25 | 1
2023/24 | 413.75 | 116.25 | 1
2023/24 | 414.25 | 116.25 | 2
2023/24 | 414.75 | 116.25 | 2
2023/24 | 415.25 | 116.25 | 1
2023/24 | 415.75 | 116.25 | 1
2023/24 | 416.25 | 116.25 | 1
2023/24 | 420.75 | 116.25 | 2
2023/24 | 422.25 | 116.25 | 3
2023/24 | 423.25 | 116.25 | 1
2023/24 | 424.75 | 116.25 | 2
2023/24 | 426.75 | 116.25 | 1
2023/24 | 427.75 | 116.25 | 1
2023/24 | 432.75 | 116.25 | 2
2023/24 | 433.25 | 116.25 | 3
2023/24 | 434.25 | 116.25 | 1
2023/24 | 434.75 | 116.25 | 1
2023/24 | 435.75 | 116.25 | 2
2023/24 | 436.75 | 116.25 | 1
2023/24 | 439.75 | 116.25 | 1
2023/24 | 440.25 | 116.25 | 1
2023/24 | 440.75 | 116.25 | 1
2023/24 | 442.75 | 116.25 | 1
2023/24 | 445.25 | 116.25 | 1
2023/24 | 449.75 | 116.25 | 1
2023/24 | 450.75 | 116.25 | 1
2023/24 | 452.75 | 116.25 | 1
2023/24 | 453.75 | 116.25 | 1
2023/24 | 472.25 | 116.25 | 1
2023/24 | 476.25 | 116.25 | 1
2023/24 | 183.75 | 116.75 | 1
2023/24 | 185.25 | 116.75 | 1
2023/24 | 190.75 | 116.75 | 1
2023/24 | 191.25 | 116.75 | 2
2023/24 | 195.25 | 116.75 | 1
2023/24 | 195.75 | 116.75 | 1
2023/24 | 196.25 | 116.75 | 2
2023/24 | 198.25 | 116.75 | 3
2023/24 | 198.75 | 116.75 | 2
2023/24 | 200.25 | 116.75 | 2
2023/24 | 201.25 | 116.75 | 3
2023/24 | 201.75 | 116.75 | 2
2023/24 | 202.25 | 116.75 | 1
2023/24 | 202.75 | 116.75 | 1
2023/24 | 204.25 | 116.75 | 2
2023/24 | 204.75 | 116.75 | 2
2023/24 | 205.25 | 116.75 | 1
2023/24 | 205.75 | 116.75 | 1
2023/24 | 206.25 | 116.75 | 1
2023/24 | 206.75 | 116.75 | 4
2023/24 | 207.25 | 116.75 | 1
2023/24 | 207.75 | 116.75 | 1
2023/24 | 208.25 | 116.75 | 3
2023/24 | 208.75 | 116.75 | 2
2023/24 | 209.25 | 116.75 | 2
2023/24 | 210.25 | 116.75 | 2
2023/24 | 210.75 | 116.75 | 4
2023/24 | 211.25 | 116.75 | 5
2023/24 | 211.75 | 116.75 | 4
2023/24 | 212.25 | 116.75 | 4
2023/24 | 212.75 | 116.75 | 1
2023/24 | 213.25 | 116.75 | 5
2023/24 | 213.75 | 116.75 | 3
2023/24 | 214.25 | 116.75 | 5
2023/24 | 214.75 | 116.75 | 6
2023/24 | 215.25 | 116.75 | 3
2023/24 | 215.75 | 116.75 | 9
2023/24 | 216.25 | 116.75 | 1
2023/24 | 216.75 | 116.75 | 6
2023/24 | 217.25 | 116.75 | 5
2023/24 | 217.75 | 116.75 | 11
2023/24 | 218.25 | 116.75 | 6
2023/24 | 218.75 | 116.75 | 6
2023/24 | 219.25 | 116.75 | 8
2023/24 | 219.75 | 116.75 | 10
2023/24 | 220.25 | 116.75 | 11
2023/24 | 220.75 | 116.75 | 16
2023/24 | 221.25 | 116.75 | 8
2023/24 | 221.75 | 116.75 | 7
2023/24 | 222.25 | 116.75 | 7
2023/24 | 222.75 | 116.75 | 14
2023/24 | 223.25 | 116.75 | 17
2023/24 | 223.75 | 116.75 | 19
2023/24 | 224.25 | 116.75 | 15
2023/24 | 224.75 | 116.75 | 23
2023/24 | 225.25 | 116.75 | 10
2023/24 | 225.75 | 116.75 | 17
2023/24 | 226.25 | 116.75 | 14
2023/24 | 226.75 | 116.75 | 30
2023/24 | 227.25 | 116.75 | 17
2023/24 | 227.75 | 116.75 | 17
2023/24 | 228.25 | 116.75 | 22
2023/24 | 228.75 | 116.75 | 27
2023/24 | 229.25 | 116.75 | 23
2023/24 | 229.75 | 116.75 | 21
2023/24 | 230.25 | 116.75 | 29
2023/24 | 230.75 | 116.75 | 22
2023/24 | 231.25 | 116.75 | 24
2023/24 | 231.75 | 116.75 | 32
2023/24 | 232.25 | 116.75 | 25
2023/24 | 232.75 | 116.75 | 28
2023/24 | 233.25 | 116.75 | 33
2023/24 | 233.75 | 116.75 | 29
2023/24 | 234.25 | 116.75 | 37
2023/24 | 234.75 | 116.75 | 27
2023/24 | 235.25 | 116.75 | 32
2023/24 | 235.75 | 116.75 | 38
2023/24 | 236.25 | 116.75 | 39
2023/24 | 236.75 | 116.75 | 44
2023/24 | 237.25 | 116.75 | 42
2023/24 | 237.75 | 116.75 | 38
2023/24 | 238.25 | 116.75 | 39
2023/24 | 238.75 | 116.75 | 50
2023/24 | 239.25 | 116.75 | 49
2023/24 | 239.75 | 116.75 | 51
2023/24 | 240.25 | 116.75 | 62
2023/24 | 240.75 | 116.75 | 63
2023/24 | 241.25 | 116.75 | 62
2023/24 | 241.75 | 116.75 | 60
2023/24 | 242.25 | 116.75 | 43
2023/24 | 242.75 | 116.75 | 66
2023/24 | 243.25 | 116.75 | 69
2023/24 | 243.75 | 116.75 | 55
2023/24 | 244.25 | 116.75 | 73
2023/24 | 244.75 | 116.75 | 70
2023/24 | 245.25 | 116.75 | 69
2023/24 | 245.75 | 116.75 | 78
2023/24 | 246.25 | 116.75 | 84
2023/24 | 246.75 | 116.75 | 81
2023/24 | 247.25 | 116.75 | 87
2023/24 | 247.75 | 116.75 | 84
2023/24 | 248.25 | 116.75 | 91
2023/24 | 248.75 | 116.75 | 79
2023/24 | 249.25 | 116.75 | 76
2023/24 | 249.75 | 116.75 | 97
2023/24 | 250.25 | 116.75 | 96
2023/24 | 250.75 | 116.75 | 98
2023/24 | 251.25 | 116.75 | 88
2023/24 | 251.75 | 116.75 | 86
2023/24 | 252.25 | 116.75 | 87
2023/24 | 252.75 | 116.75 | 104
2023/24 | 253.25 | 116.75 | 107
2023/24 | 253.75 | 116.75 | 99
2023/24 | 254.25 | 116.75 | 111
2023/24 | 254.75 | 116.75 | 109
2023/24 | 255.25 | 116.75 | 105
2023/24 | 255.75 | 116.75 | 114
2023/24 | 256.25 | 116.75 | 118
2023/24 | 256.75 | 116.75 | 125
2023/24 | 257.25 | 116.75 | 139
2023/24 | 257.75 | 116.75 | 121
2023/24 | 258.25 | 116.75 | 126
2023/24 | 258.75 | 116.75 | 129
2023/24 | 259.25 | 116.75 | 114
2023/24 | 259.75 | 116.75 | 100
2023/24 | 260.25 | 116.75 | 145
2023/24 | 260.75 | 116.75 | 108
2023/24 | 261.25 | 116.75 | 115
2023/24 | 261.75 | 116.75 | 142
2023/24 | 262.25 | 116.75 | 115
2023/24 | 262.75 | 116.75 | 144
2023/24 | 263.25 | 116.75 | 140
2023/24 | 263.75 | 116.75 | 139
2023/24 | 264.25 | 116.75 | 142
2023/24 | 264.75 | 116.75 | 127
2023/24 | 265.25 | 116.75 | 126
2023/24 | 265.75 | 116.75 | 166
2023/24 | 266.25 | 116.75 | 155
2023/24 | 266.75 | 116.75 | 145
2023/24 | 267.25 | 116.75 | 174
2023/24 | 267.75 | 116.75 | 153
2023/24 | 268.25 | 116.75 | 148
2023/24 | 268.75 | 116.75 | 167
2023/24 | 269.25 | 116.75 | 138
2023/24 | 269.75 | 116.75 | 193
2023/24 | 270.25 | 116.75 | 171
2023/24 | 270.75 | 116.75 | 145
2023/24 | 271.25 | 116.75 | 147
2023/24 | 271.75 | 116.75 | 154
2023/24 | 272.25 | 116.75 | 166
2023/24 | 272.75 | 116.75 | 176
2023/24 | 273.25 | 116.75 | 153
2023/24 | 273.75 | 116.75 | 199
2023/24 | 274.25 | 116.75 | 161
2023/24 | 274.75 | 116.75 | 152
2023/24 | 275.25 | 116.75 | 176
2023/24 | 275.75 | 116.75 | 160
2023/24 | 276.25 | 116.75 | 152
2023/24 | 276.75 | 116.75 | 202
2023/24 | 277.25 | 116.75 | 172
2023/24 | 277.75 | 116.75 | 191
2023/24 | 278.25 | 116.75 | 185
2023/24 | 278.75 | 116.75 | 192
2023/24 | 279.25 | 116.75 | 168
2023/24 | 279.75 | 116.75 | 180
2023/24 | 280.25 | 116.75 | 177
2023/24 | 280.75 | 116.75 | 175
2023/24 | 281.25 | 116.75 | 168
2023/24 | 281.75 | 116.75 | 178
2023/24 | 282.25 | 116.75 | 193
2023/24 | 282.75 | 116.75 | 172
2023/24 | 283.25 | 116.75 | 157
2023/24 | 283.75 | 116.75 | 172
2023/24 | 284.25 | 116.75 | 177
2023/24 | 284.75 | 116.75 | 162
2023/24 | 285.25 | 116.75 | 174
2023/24 | 285.75 | 116.75 | 188
2023/24 | 286.25 | 116.75 | 176
2023/24 | 286.75 | 116.75 | 158
2023/24 | 287.25 | 116.75 | 164
2023/24 | 287.75 | 116.75 | 164
2023/24 | 288.25 | 116.75 | 190
2023/24 | 288.75 | 116.75 | 172
2023/24 | 289.25 | 116.75 | 168
2023/24 | 289.75 | 116.75 | 173
2023/24 | 290.25 | 116.75 | 149
2023/24 | 290.75 | 116.75 | 152
2023/24 | 291.25 | 116.75 | 157
2023/24 | 291.75 | 116.75 | 153
2023/24 | 292.25 | 116.75 | 143
2023/24 | 292.75 | 116.75 | 140
2023/24 | 293.25 | 116.75 | 162
2023/24 | 293.75 | 116.75 | 154
2023/24 | 294.25 | 116.75 | 153
2023/24 | 294.75 | 116.75 | 127
2023/24 | 295.25 | 116.75 | 163
2023/24 | 295.75 | 116.75 | 145
2023/24 | 296.25 | 116.75 | 159
2023/24 | 296.75 | 116.75 | 161
2023/24 | 297.25 | 116.75 | 128
2023/24 | 297.75 | 116.75 | 138
2023/24 | 298.25 | 116.75 | 125
2023/24 | 298.75 | 116.75 | 141
2023/24 | 299.25 | 116.75 | 150
2023/24 | 299.75 | 116.75 | 121
2023/24 | 300.25 | 116.75 | 141
2023/24 | 300.75 | 116.75 | 123
2023/24 | 301.25 | 116.75 | 141
2023/24 | 301.75 | 116.75 | 135
2023/24 | 302.25 | 116.75 | 125
2023/24 | 302.75 | 116.75 | 116
2023/24 | 303.25 | 116.75 | 126
2023/24 | 303.75 | 116.75 | 102
2023/24 | 304.25 | 116.75 | 118
2023/24 | 304.75 | 116.75 | 121
2023/24 | 305.25 | 116.75 | 102
2023/24 | 305.75 | 116.75 | 105
2023/24 | 306.25 | 116.75 | 109
2023/24 | 306.75 | 116.75 | 122
2023/24 | 307.25 | 116.75 | 100
2023/24 | 307.75 | 116.75 | 114
2023/24 | 308.25 | 116.75 | 100
2023/24 | 308.75 | 116.75 | 109
2023/24 | 309.25 | 116.75 | 119
2023/24 | 309.75 | 116.75 | 106
2023/24 | 310.25 | 116.75 | 93
2023/24 | 310.75 | 116.75 | 87
2023/24 | 311.25 | 116.75 | 101
2023/24 | 311.75 | 116.75 | 96
2023/24 | 312.25 | 116.75 | 101
2023/24 | 312.75 | 116.75 | 99
2023/24 | 313.25 | 116.75 | 87
2023/24 | 313.75 | 116.75 | 104
2023/24 | 314.25 | 116.75 | 100
2023/24 | 314.75 | 116.75 | 88
2023/24 | 315.25 | 116.75 | 101
2023/24 | 315.75 | 116.75 | 81
2023/24 | 316.25 | 116.75 | 95
2023/24 | 316.75 | 116.75 | 76
2023/24 | 317.25 | 116.75 | 70
2023/24 | 317.75 | 116.75 | 69
2023/24 | 318.25 | 116.75 | 82
2023/24 | 318.75 | 116.75 | 76
2023/24 | 319.25 | 116.75 | 66
2023/24 | 319.75 | 116.75 | 80
2023/24 | 320.25 | 116.75 | 52
2023/24 | 320.75 | 116.75 | 53
2023/24 | 321.25 | 116.75 | 75
2023/24 | 321.75 | 116.75 | 62
2023/24 | 322.25 | 116.75 | 77
2023/24 | 322.75 | 116.75 | 58
2023/24 | 323.25 | 116.75 | 54
2023/24 | 323.75 | 116.75 | 65
2023/24 | 324.25 | 116.75 | 56
2023/24 | 324.75 | 116.75 | 46
2023/24 | 325.25 | 116.75 | 59
2023/24 | 325.75 | 116.75 | 42
2023/24 | 326.25 | 116.75 | 51
2023/24 | 326.75 | 116.75 | 46
2023/24 | 327.25 | 116.75 | 47
2023/24 | 327.75 | 116.75 | 62
2023/24 | 328.25 | 116.75 | 39
2023/24 | 328.75 | 116.75 | 54
2023/24 | 329.25 | 116.75 | 65
2023/24 | 329.75 | 116.75 | 49
2023/24 | 330.25 | 116.75 | 48
2023/24 | 330.75 | 116.75 | 55
2023/24 | 331.25 | 116.75 | 49
2023/24 | 331.75 | 116.75 | 39
2023/24 | 332.25 | 116.75 | 40
2023/24 | 332.75 | 116.75 | 48
2023/24 | 333.25 | 116.75 | 47
2023/24 | 333.75 | 116.75 | 46
2023/24 | 334.25 | 116.75 | 47
2023/24 | 334.75 | 116.75 | 36
2023/24 | 335.25 | 116.75 | 33
2023/24 | 335.75 | 116.75 | 38
2023/24 | 336.25 | 116.75 | 44
2023/24 | 336.75 | 116.75 | 32
2023/24 | 337.25 | 116.75 | 30
2023/24 | 337.75 | 116.75 | 30
2023/24 | 338.25 | 116.75 | 32
2023/24 | 338.75 | 116.75 | 30
2023/24 | 339.25 | 116.75 | 40
2023/24 | 339.75 | 116.75 | 24
2023/24 | 340.25 | 116.75 | 23
2023/24 | 340.75 | 116.75 | 27
2023/24 | 341.25 | 116.75 | 19
2023/24 | 341.75 | 116.75 | 32
2023/24 | 342.25 | 116.75 | 36
2023/24 | 342.75 | 116.75 | 17
2023/24 | 343.25 | 116.75 | 19
2023/24 | 343.75 | 116.75 | 24
2023/24 | 344.25 | 116.75 | 29
2023/24 | 344.75 | 116.75 | 26
2023/24 | 345.25 | 116.75 | 34
2023/24 | 345.75 | 116.75 | 23
2023/24 | 346.25 | 116.75 | 21
2023/24 | 346.75 | 116.75 | 20
2023/24 | 347.25 | 116.75 | 20
2023/24 | 347.75 | 116.75 | 30
2023/24 | 348.25 | 116.75 | 20
2023/24 | 348.75 | 116.75 | 17
2023/24 | 349.25 | 116.75 | 22
2023/24 | 349.75 | 116.75 | 23
2023/24 | 350.25 | 116.75 | 23
2023/24 | 350.75 | 116.75 | 24
2023/24 | 351.25 | 116.75 | 17
2023/24 | 351.75 | 116.75 | 19
2023/24 | 352.25 | 116.75 | 23
2023/24 | 352.75 | 116.75 | 11
2023/24 | 353.25 | 116.75 | 13
2023/24 | 353.75 | 116.75 | 16
2023/24 | 354.25 | 116.75 | 17
2023/24 | 354.75 | 116.75 | 10
2023/24 | 355.25 | 116.75 | 21
2023/24 | 355.75 | 116.75 | 13
2023/24 | 356.25 | 116.75 | 20
2023/24 | 356.75 | 116.75 | 15
2023/24 | 357.25 | 116.75 | 20
2023/24 | 357.75 | 116.75 | 25
2023/24 | 358.25 | 116.75 | 17
2023/24 | 358.75 | 116.75 | 12
2023/24 | 359.25 | 116.75 | 9
2023/24 | 359.75 | 116.75 | 9
2023/24 | 360.25 | 116.75 | 18
2023/24 | 360.75 | 116.75 | 9
2023/24 | 361.25 | 116.75 | 7
2023/24 | 361.75 | 116.75 | 3
2023/24 | 362.25 | 116.75 | 9
2023/24 | 362.75 | 116.75 | 9
2023/24 | 363.25 | 116.75 | 9
2023/24 | 363.75 | 116.75 | 12
2023/24 | 364.25 | 116.75 | 8
2023/24 | 364.75 | 116.75 | 9
2023/24 | 365.25 | 116.75 | 8
2023/24 | 365.75 | 116.75 | 10
2023/24 | 366.25 | 116.75 | 4
2023/24 | 366.75 | 116.75 | 10
2023/24 | 367.25 | 116.75 | 10
2023/24 | 367.75 | 116.75 | 10
2023/24 | 368.25 | 116.75 | 8
2023/24 | 368.75 | 116.75 | 6
2023/24 | 369.25 | 116.75 | 4
2023/24 | 369.75 | 116.75 | 5
2023/24 | 370.25 | 116.75 | 10
2023/24 | 370.75 | 116.75 | 8
2023/24 | 371.25 | 116.75 | 6
2023/24 | 371.75 | 116.75 | 7
2023/24 | 372.25 | 116.75 | 7
2023/24 | 372.75 | 116.75 | 8
2023/24 | 373.25 | 116.75 | 6
2023/24 | 373.75 | 116.75 | 5
2023/24 | 374.25 | 116.75 | 7
2023/24 | 374.75 | 116.75 | 7
2023/24 | 375.25 | 116.75 | 3
2023/24 | 375.75 | 116.75 | 7
2023/24 | 376.25 | 116.75 | 7
2023/24 | 376.75 | 116.75 | 6
2023/24 | 377.25 | 116.75 | 6
2023/24 | 377.75 | 116.75 | 5
2023/24 | 378.25 | 116.75 | 3
2023/24 | 378.75 | 116.75 | 2
2023/24 | 379.25 | 116.75 | 2
2023/24 | 379.75 | 116.75 | 5
2023/24 | 380.25 | 116.75 | 5
2023/24 | 380.75 | 116.75 | 1
2023/24 | 381.75 | 116.75 | 3
2023/24 | 382.25 | 116.75 | 2
2023/24 | 382.75 | 116.75 | 3
2023/24 | 383.25 | 116.75 | 3
2023/24 | 383.75 | 116.75 | 3
2023/24 | 384.25 | 116.75 | 6
2023/24 | 384.75 | 116.75 | 3
2023/24 | 385.25 | 116.75 | 3
2023/24 | 385.75 | 116.75 | 3
2023/24 | 386.25 | 116.75 | 3
2023/24 | 386.75 | 116.75 | 5
2023/24 | 387.25 | 116.75 | 3
2023/24 | 387.75 | 116.75 | 1
2023/24 | 388.25 | 116.75 | 3
2023/24 | 388.75 | 116.75 | 2
2023/24 | 389.25 | 116.75 | 3
2023/24 | 389.75 | 116.75 | 1
2023/24 | 390.25 | 116.75 | 2
2023/24 | 390.75 | 116.75 | 4
2023/24 | 391.25 | 116.75 | 1
2023/24 | 391.75 | 116.75 | 3
2023/24 | 392.25 | 116.75 | 3
2023/24 | 393.25 | 116.75 | 2
2023/24 | 393.75 | 116.75 | 1
2023/24 | 394.25 | 116.75 | 1
2023/24 | 394.75 | 116.75 | 1
2023/24 | 395.25 | 116.75 | 1
2023/24 | 395.75 | 116.75 | 1
2023/24 | 396.75 | 116.75 | 1
2023/24 | 397.75 | 116.75 | 1
2023/24 | 398.75 | 116.75 | 4
2023/24 | 399.25 | 116.75 | 2
2023/24 | 399.75 | 116.75 | 2
2023/24 | 400.25 | 116.75 | 3
2023/24 | 400.75 | 116.75 | 2
2023/24 | 401.25 | 116.75 | 2
2023/24 | 401.75 | 116.75 | 5
2023/24 | 402.25 | 116.75 | 1
2023/24 | 403.75 | 116.75 | 1
2023/24 | 404.25 | 116.75 | 1
2023/24 | 405.25 | 116.75 | 2
2023/24 | 405.75 | 116.75 | 2
2023/24 | 406.25 | 116.75 | 1
2023/24 | 406.75 | 116.75 | 1
2023/24 | 407.25 | 116.75 | 2
2023/24 | 407.75 | 116.75 | 1
2023/24 | 408.25 | 116.75 | 2
2023/24 | 408.75 | 116.75 | 1
2023/24 | 409.25 | 116.75 | 2
2023/24 | 409.75 | 116.75 | 1
2023/24 | 410.75 | 116.75 | 1
2023/24 | 411.25 | 116.75 | 1
2023/24 | 412.75 | 116.75 | 1
2023/24 | 413.25 | 116.75 | 1
2023/24 | 414.25 | 116.75 | 1
2023/24 | 414.75 | 116.75 | 2
2023/24 | 415.75 | 116.75 | 2
2023/24 | 416.25 | 116.75 | 1
2023/24 | 416.75 | 116.75 | 2
2023/24 | 417.25 | 116.75 | 1
2023/24 | 417.75 | 116.75 | 1
2023/24 | 418.25 | 116.75 | 1
2023/24 | 419.75 | 116.75 | 2
2023/24 | 420.25 | 116.75 | 2
2023/24 | 420.75 | 116.75 | 1
2023/24 | 421.75 | 116.75 | 3
2023/24 | 422.75 | 116.75 | 2
2023/24 | 423.25 | 116.75 | 1
2023/24 | 425.75 | 116.75 | 1
2023/24 | 427.75 | 116.75 | 1
2023/24 | 428.25 | 116.75 | 1
2023/24 | 431.75 | 116.75 | 1
2023/24 | 433.25 | 116.75 | 1
2023/24 | 434.75 | 116.75 | 2
2023/24 | 437.25 | 116.75 | 1
2023/24 | 437.75 | 116.75 | 2
2023/24 | 439.25 | 116.75 | 1
2023/24 | 441.25 | 116.75 | 1
2023/24 | 441.75 | 116.75 | 2
2023/24 | 442.75 | 116.75 | 1
2023/24 | 445.25 | 116.75 | 1
2023/24 | 446.75 | 116.75 | 1
2023/24 | 447.25 | 116.75 | 1
2023/24 | 465.75 | 116.75 | 1
2023/24 | 471.25 | 116.75 | 2
2023/24 | 519.25 | 116.75 | 1
2023/24 | 168.25 | 117.25 | 1
2023/24 | 171.75 | 117.25 | 1
2023/24 | 186.75 | 117.25 | 1
2023/24 | 187.25 | 117.25 | 2
2023/24 | 194.75 | 117.25 | 1
2023/24 | 195.75 | 117.25 | 1
2023/24 | 196.25 | 117.25 | 1
2023/24 | 198.25 | 117.25 | 1
2023/24 | 198.75 | 117.25 | 1
2023/24 | 199.75 | 117.25 | 1
2023/24 | 200.75 | 117.25 | 1
2023/24 | 201.25 | 117.25 | 1
2023/24 | 202.75 | 117.25 | 3
2023/24 | 203.25 | 117.25 | 1
2023/24 | 203.75 | 117.25 | 1
2023/24 | 205.25 | 117.25 | 2
2023/24 | 205.75 | 117.25 | 1
2023/24 | 206.25 | 117.25 | 3
2023/24 | 206.75 | 117.25 | 1
2023/24 | 207.25 | 117.25 | 2
2023/24 | 207.75 | 117.25 | 1
2023/24 | 208.25 | 117.25 | 3
2023/24 | 208.75 | 117.25 | 1
2023/24 | 209.25 | 117.25 | 1
2023/24 | 209.75 | 117.25 | 3
2023/24 | 210.25 | 117.25 | 4
2023/24 | 210.75 | 117.25 | 2
2023/24 | 211.25 | 117.25 | 7
2023/24 | 211.75 | 117.25 | 3
2023/24 | 212.25 | 117.25 | 1
2023/24 | 212.75 | 117.25 | 2
2023/24 | 213.25 | 117.25 | 3
2023/24 | 213.75 | 117.25 | 3
2023/24 | 214.25 | 117.25 | 5
2023/24 | 214.75 | 117.25 | 2
2023/24 | 215.25 | 117.25 | 5
2023/24 | 215.75 | 117.25 | 5
2023/24 | 216.25 | 117.25 | 5
2023/24 | 216.75 | 117.25 | 2
2023/24 | 217.25 | 117.25 | 6
2023/24 | 217.75 | 117.25 | 6
2023/24 | 218.25 | 117.25 | 5
2023/24 | 218.75 | 117.25 | 5
2023/24 | 219.25 | 117.25 | 9
2023/24 | 219.75 | 117.25 | 8
2023/24 | 220.25 | 117.25 | 11
2023/24 | 220.75 | 117.25 | 7
2023/24 | 221.25 | 117.25 | 7
2023/24 | 221.75 | 117.25 | 9
2023/24 | 222.25 | 117.25 | 14
2023/24 | 222.75 | 117.25 | 12
2023/24 | 223.25 | 117.25 | 9
2023/24 | 223.75 | 117.25 | 7
2023/24 | 224.25 | 117.25 | 6
2023/24 | 224.75 | 117.25 | 14
2023/24 | 225.25 | 117.25 | 17
2023/24 | 225.75 | 117.25 | 13
2023/24 | 226.25 | 117.25 | 22
2023/24 | 226.75 | 117.25 | 19
2023/24 | 227.25 | 117.25 | 15
2023/24 | 227.75 | 117.25 | 11
2023/24 | 228.25 | 117.25 | 21
2023/24 | 228.75 | 117.25 | 18
2023/24 | 229.25 | 117.25 | 15
2023/24 | 229.75 | 117.25 | 18
2023/24 | 230.25 | 117.25 | 23
2023/24 | 230.75 | 117.25 | 24
2023/24 | 231.25 | 117.25 | 19
2023/24 | 231.75 | 117.25 | 24
2023/24 | 232.25 | 117.25 | 18
2023/24 | 232.75 | 117.25 | 21
2023/24 | 233.25 | 117.25 | 24
2023/24 | 233.75 | 117.25 | 24
2023/24 | 234.25 | 117.25 | 21
2023/24 | 234.75 | 117.25 | 31
2023/24 | 235.25 | 117.25 | 28
2023/24 | 235.75 | 117.25 | 25
2023/24 | 236.25 | 117.25 | 38
2023/24 | 236.75 | 117.25 | 43
2023/24 | 237.25 | 117.25 | 36
2023/24 | 237.75 | 117.25 | 40
2023/24 | 238.25 | 117.25 | 44
2023/24 | 238.75 | 117.25 | 46
2023/24 | 239.25 | 117.25 | 55
2023/24 | 239.75 | 117.25 | 43
2023/24 | 240.25 | 117.25 | 30
2023/24 | 240.75 | 117.25 | 48
2023/24 | 241.25 | 117.25 | 46
2023/24 | 241.75 | 117.25 | 46
2023/24 | 242.25 | 117.25 | 53
2023/24 | 242.75 | 117.25 | 45
2023/24 | 243.25 | 117.25 | 61
2023/24 | 243.75 | 117.25 | 69
2023/24 | 244.25 | 117.25 | 53
2023/24 | 244.75 | 117.25 | 65
2023/24 | 245.25 | 117.25 | 75
2023/24 | 245.75 | 117.25 | 67
2023/24 | 246.25 | 117.25 | 47
2023/24 | 246.75 | 117.25 | 47
2023/24 | 247.25 | 117.25 | 83
2023/24 | 247.75 | 117.25 | 60
2023/24 | 248.25 | 117.25 | 72
2023/24 | 248.75 | 117.25 | 78
2023/24 | 249.25 | 117.25 | 65
2023/24 | 249.75 | 117.25 | 113
2023/24 | 250.25 | 117.25 | 78
2023/24 | 250.75 | 117.25 | 72
2023/24 | 251.25 | 117.25 | 65
2023/24 | 251.75 | 117.25 | 94
2023/24 | 252.25 | 117.25 | 106
2023/24 | 252.75 | 117.25 | 80
2023/24 | 253.25 | 117.25 | 96
2023/24 | 253.75 | 117.25 | 117
2023/24 | 254.25 | 117.25 | 85
2023/24 | 254.75 | 117.25 | 96
2023/24 | 255.25 | 117.25 | 101
2023/24 | 255.75 | 117.25 | 119
2023/24 | 256.25 | 117.25 | 118
2023/24 | 256.75 | 117.25 | 106
2023/24 | 257.25 | 117.25 | 105
2023/24 | 257.75 | 117.25 | 111
2023/24 | 258.25 | 117.25 | 124
2023/24 | 258.75 | 117.25 | 114
2023/24 | 259.25 | 117.25 | 107
2023/24 | 259.75 | 117.25 | 124
2023/24 | 260.25 | 117.25 | 127
2023/24 | 260.75 | 117.25 | 141
2023/24 | 261.25 | 117.25 | 143
2023/24 | 261.75 | 117.25 | 127
2023/24 | 262.25 | 117.25 | 130
2023/24 | 262.75 | 117.25 | 122
2023/24 | 263.25 | 117.25 | 141
2023/24 | 263.75 | 117.25 | 134
2023/24 | 264.25 | 117.25 | 118
2023/24 | 264.75 | 117.25 | 141
2023/24 | 265.25 | 117.25 | 135
2023/24 | 265.75 | 117.25 | 147
2023/24 | 266.25 | 117.25 | 139
2023/24 | 266.75 | 117.25 | 147
2023/24 | 267.25 | 117.25 | 141
2023/24 | 267.75 | 117.25 | 161
2023/24 | 268.25 | 117.25 | 131
2023/24 | 268.75 | 117.25 | 181
2023/24 | 269.25 | 117.25 | 151
2023/24 | 269.75 | 117.25 | 170
2023/24 | 270.25 | 117.25 | 173
2023/24 | 270.75 | 117.25 | 159
2023/24 | 271.25 | 117.25 | 137
2023/24 | 271.75 | 117.25 | 169
2023/24 | 272.25 | 117.25 | 158
2023/24 | 272.75 | 117.25 | 137
2023/24 | 273.25 | 117.25 | 170
2023/24 | 273.75 | 117.25 | 177
2023/24 | 274.25 | 117.25 | 194
2023/24 | 274.75 | 117.25 | 168
2023/24 | 275.25 | 117.25 | 159
2023/24 | 275.75 | 117.25 | 177
2023/24 | 276.25 | 117.25 | 160
2023/24 | 276.75 | 117.25 | 184
2023/24 | 277.25 | 117.25 | 209
2023/24 | 277.75 | 117.25 | 184
2023/24 | 278.25 | 117.25 | 176
2023/24 | 278.75 | 117.25 | 180
2023/24 | 279.25 | 117.25 | 157
2023/24 | 279.75 | 117.25 | 181
2023/24 | 280.25 | 117.25 | 159
2023/24 | 280.75 | 117.25 | 173
2023/24 | 281.25 | 117.25 | 181
2023/24 | 281.75 | 117.25 | 163
2023/24 | 282.25 | 117.25 | 159
2023/24 | 282.75 | 117.25 | 171
2023/24 | 283.25 | 117.25 | 200
2023/24 | 283.75 | 117.25 | 155
2023/24 | 284.25 | 117.25 | 180
2023/24 | 284.75 | 117.25 | 173
2023/24 | 285.25 | 117.25 | 181
2023/24 | 285.75 | 117.25 | 186
2023/24 | 286.25 | 117.25 | 159
2023/24 | 286.75 | 117.25 | 175
2023/24 | 287.25 | 117.25 | 158
2023/24 | 287.75 | 117.25 | 184
2023/24 | 288.25 | 117.25 | 158
2023/24 | 288.75 | 117.25 | 149
2023/24 | 289.25 | 117.25 | 176
2023/24 | 289.75 | 117.25 | 180
2023/24 | 290.25 | 117.25 | 165
2023/24 | 290.75 | 117.25 | 175
2023/24 | 291.25 | 117.25 | 160
2023/24 | 291.75 | 117.25 | 161
2023/24 | 292.25 | 117.25 | 156
2023/24 | 292.75 | 117.25 | 155
2023/24 | 293.25 | 117.25 | 144
2023/24 | 293.75 | 117.25 | 145
2023/24 | 294.25 | 117.25 | 145
2023/24 | 294.75 | 117.25 | 161
2023/24 | 295.25 | 117.25 | 140
2023/24 | 295.75 | 117.25 | 141
2023/24 | 296.25 | 117.25 | 167
2023/24 | 296.75 | 117.25 | 154
2023/24 | 297.25 | 117.25 | 156
2023/24 | 297.75 | 117.25 | 139
2023/24 | 298.25 | 117.25 | 124
2023/24 | 298.75 | 117.25 | 148
2023/24 | 299.25 | 117.25 | 124
2023/24 | 299.75 | 117.25 | 153
2023/24 | 300.25 | 117.25 | 145
2023/24 | 300.75 | 117.25 | 123
2023/24 | 301.25 | 117.25 | 138
2023/24 | 301.75 | 117.25 | 153
2023/24 | 302.25 | 117.25 | 136
2023/24 | 302.75 | 117.25 | 128
2023/24 | 303.25 | 117.25 | 118
2023/24 | 303.75 | 117.25 | 123
2023/24 | 304.25 | 117.25 | 115
2023/24 | 304.75 | 117.25 | 125
2023/24 | 305.25 | 117.25 | 120
2023/24 | 305.75 | 117.25 | 132
2023/24 | 306.25 | 117.25 | 116
2023/24 | 306.75 | 117.25 | 112
2023/24 | 307.25 | 117.25 | 105
2023/24 | 307.75 | 117.25 | 118
2023/24 | 308.25 | 117.25 | 112
2023/24 | 308.75 | 117.25 | 104
2023/24 | 309.25 | 117.25 | 92
2023/24 | 309.75 | 117.25 | 111
2023/24 | 310.25 | 117.25 | 110
2023/24 | 310.75 | 117.25 | 111
2023/24 | 311.25 | 117.25 | 108
2023/24 | 311.75 | 117.25 | 101
2023/24 | 312.25 | 117.25 | 87
2023/24 | 312.75 | 117.25 | 88
2023/24 | 313.25 | 117.25 | 80
2023/24 | 313.75 | 117.25 | 90
2023/24 | 314.25 | 117.25 | 73
2023/24 | 314.75 | 117.25 | 83
2023/24 | 315.25 | 117.25 | 80
2023/24 | 315.75 | 117.25 | 68
2023/24 | 316.25 | 117.25 | 95
2023/24 | 316.75 | 117.25 | 67
2023/24 | 317.25 | 117.25 | 79
2023/24 | 317.75 | 117.25 | 74
2023/24 | 318.25 | 117.25 | 84
2023/24 | 318.75 | 117.25 | 77
2023/24 | 319.25 | 117.25 | 73
2023/24 | 319.75 | 117.25 | 66
2023/24 | 320.25 | 117.25 | 54
2023/24 | 320.75 | 117.25 | 67
2023/24 | 321.25 | 117.25 | 87
2023/24 | 321.75 | 117.25 | 66
2023/24 | 322.25 | 117.25 | 67
2023/24 | 322.75 | 117.25 | 59
2023/24 | 323.25 | 117.25 | 57
2023/24 | 323.75 | 117.25 | 66
2023/24 | 324.25 | 117.25 | 65
2023/24 | 324.75 | 117.25 | 63
2023/24 | 325.25 | 117.25 | 55
2023/24 | 325.75 | 117.25 | 63
2023/24 | 326.25 | 117.25 | 51
2023/24 | 326.75 | 117.25 | 44
2023/24 | 327.25 | 117.25 | 40
2023/24 | 327.75 | 117.25 | 44
2023/24 | 328.25 | 117.25 | 55
2023/24 | 328.75 | 117.25 | 46
2023/24 | 329.25 | 117.25 | 48
2023/24 | 329.75 | 117.25 | 49
2023/24 | 330.25 | 117.25 | 47
2023/24 | 330.75 | 117.25 | 39
2023/24 | 331.25 | 117.25 | 40
2023/24 | 331.75 | 117.25 | 37
2023/24 | 332.25 | 117.25 | 37
2023/24 | 332.75 | 117.25 | 39
2023/24 | 333.25 | 117.25 | 40
2023/24 | 333.75 | 117.25 | 45
2023/24 | 334.25 | 117.25 | 41
2023/24 | 334.75 | 117.25 | 43
2023/24 | 335.25 | 117.25 | 33
2023/24 | 335.75 | 117.25 | 40
2023/24 | 336.25 | 117.25 | 48
2023/24 | 336.75 | 117.25 | 36
2023/24 | 337.25 | 117.25 | 27
2023/24 | 337.75 | 117.25 | 38
2023/24 | 338.25 | 117.25 | 42
2023/24 | 338.75 | 117.25 | 35
2023/24 | 339.25 | 117.25 | 31
2023/24 | 339.75 | 117.25 | 36
2023/24 | 340.25 | 117.25 | 29
2023/24 | 340.75 | 117.25 | 29
2023/24 | 341.25 | 117.25 | 28
2023/24 | 341.75 | 117.25 | 24
2023/24 | 342.25 | 117.25 | 25
2023/24 | 342.75 | 117.25 | 38
2023/24 | 343.25 | 117.25 | 28
2023/24 | 343.75 | 117.25 | 27
2023/24 | 344.25 | 117.25 | 17
2023/24 | 344.75 | 117.25 | 30
2023/24 | 345.25 | 117.25 | 28
2023/24 | 345.75 | 117.25 | 34
2023/24 | 346.25 | 117.25 | 23
2023/24 | 346.75 | 117.25 | 29
2023/24 | 347.25 | 117.25 | 30
2023/24 | 347.75 | 117.25 | 23
2023/24 | 348.25 | 117.25 | 12
2023/24 | 348.75 | 117.25 | 28
2023/24 | 349.25 | 117.25 | 24
2023/24 | 349.75 | 117.25 | 12
2023/24 | 350.25 | 117.25 | 16
2023/24 | 350.75 | 117.25 | 26
2023/24 | 351.25 | 117.25 | 17
2023/24 | 351.75 | 117.25 | 23
2023/24 | 352.25 | 117.25 | 17
2023/24 | 352.75 | 117.25 | 22
2023/24 | 353.25 | 117.25 | 21
2023/24 | 353.75 | 117.25 | 20
2023/24 | 354.25 | 117.25 | 16
2023/24 | 354.75 | 117.25 | 17
2023/24 | 355.25 | 117.25 | 9
2023/24 | 355.75 | 117.25 | 15
2023/24 | 356.25 | 117.25 | 11
2023/24 | 356.75 | 117.25 | 13
2023/24 | 357.25 | 117.25 | 14
2023/24 | 357.75 | 117.25 | 11
2023/24 | 358.25 | 117.25 | 20
2023/24 | 358.75 | 117.25 | 15
2023/24 | 359.25 | 117.25 | 8
2023/24 | 359.75 | 117.25 | 8
2023/24 | 360.25 | 117.25 | 19
2023/24 | 360.75 | 117.25 | 13
2023/24 | 361.25 | 117.25 | 13
2023/24 | 361.75 | 117.25 | 6
2023/24 | 362.25 | 117.25 | 15
2023/24 | 362.75 | 117.25 | 13
2023/24 | 363.25 | 117.25 | 5
2023/24 | 363.75 | 117.25 | 8
2023/24 | 364.25 | 117.25 | 9
2023/24 | 364.75 | 117.25 | 11
2023/24 | 365.25 | 117.25 | 13
2023/24 | 365.75 | 117.25 | 7
2023/24 | 366.25 | 117.25 | 11
2023/24 | 366.75 | 117.25 | 7
2023/24 | 367.25 | 117.25 | 9
2023/24 | 367.75 | 117.25 | 7
2023/24 | 368.25 | 117.25 | 12
2023/24 | 368.75 | 117.25 | 9
2023/24 | 369.25 | 117.25 | 9
2023/24 | 369.75 | 117.25 | 4
2023/24 | 370.25 | 117.25 | 6
2023/24 | 370.75 | 117.25 | 7
2023/24 | 371.25 | 117.25 | 4
2023/24 | 371.75 | 117.25 | 6
2023/24 | 372.25 | 117.25 | 6
2023/24 | 372.75 | 117.25 | 9
2023/24 | 373.25 | 117.25 | 4
2023/24 | 373.75 | 117.25 | 6
2023/24 | 374.25 | 117.25 | 6
2023/24 | 374.75 | 117.25 | 4
2023/24 | 375.25 | 117.25 | 6
2023/24 | 375.75 | 117.25 | 4
2023/24 | 376.25 | 117.25 | 9
2023/24 | 376.75 | 117.25 | 8
2023/24 | 377.25 | 117.25 | 4
2023/24 | 377.75 | 117.25 | 4
2023/24 | 378.25 | 117.25 | 5
2023/24 | 378.75 | 117.25 | 2
2023/24 | 379.25 | 117.25 | 5
2023/24 | 379.75 | 117.25 | 2
2023/24 | 380.25 | 117.25 | 5
2023/24 | 380.75 | 117.25 | 10
2023/24 | 381.25 | 117.25 | 7
2023/24 | 381.75 | 117.25 | 3
2023/24 | 382.25 | 117.25 | 3
2023/24 | 382.75 | 117.25 | 2
2023/24 | 383.25 | 117.25 | 5
2023/24 | 383.75 | 117.25 | 4
2023/24 | 384.25 | 117.25 | 2
2023/24 | 384.75 | 117.25 | 3
2023/24 | 385.25 | 117.25 | 8
2023/24 | 385.75 | 117.25 | 1
2023/24 | 386.25 | 117.25 | 2
2023/24 | 386.75 | 117.25 | 5
2023/24 | 387.25 | 117.25 | 2
2023/24 | 387.75 | 117.25 | 4
2023/24 | 388.25 | 117.25 | 3
2023/24 | 388.75 | 117.25 | 2
2023/24 | 389.25 | 117.25 | 4
2023/24 | 389.75 | 117.25 | 4
2023/24 | 390.25 | 117.25 | 3
2023/24 | 390.75 | 117.25 | 3
2023/24 | 391.25 | 117.25 | 1
2023/24 | 391.75 | 117.25 | 2
2023/24 | 392.25 | 117.25 | 2
2023/24 | 392.75 | 117.25 | 3
2023/24 | 393.25 | 117.25 | 2
2023/24 | 394.25 | 117.25 | 3
2023/24 | 394.75 | 117.25 | 4
2023/24 | 395.25 | 117.25 | 2
2023/24 | 395.75 | 117.25 | 4
2023/24 | 396.25 | 117.25 | 3
2023/24 | 396.75 | 117.25 | 4
2023/24 | 397.75 | 117.25 | 1
2023/24 | 398.75 | 117.25 | 3
2023/24 | 399.25 | 117.25 | 2
2023/24 | 399.75 | 117.25 | 1
2023/24 | 400.25 | 117.25 | 1
2023/24 | 400.75 | 117.25 | 2
2023/24 | 401.25 | 117.25 | 1
2023/24 | 401.75 | 117.25 | 3
2023/24 | 402.25 | 117.25 | 2
2023/24 | 402.75 | 117.25 | 4
2023/24 | 403.25 | 117.25 | 1
2023/24 | 403.75 | 117.25 | 2
2023/24 | 404.25 | 117.25 | 3
2023/24 | 404.75 | 117.25 | 1
2023/24 | 406.25 | 117.25 | 1
2023/24 | 407.75 | 117.25 | 1
2023/24 | 408.25 | 117.25 | 4
2023/24 | 408.75 | 117.25 | 2
2023/24 | 409.25 | 117.25 | 1
2023/24 | 409.75 | 117.25 | 3
2023/24 | 410.75 | 117.25 | 1
2023/24 | 412.25 | 117.25 | 1
2023/24 | 412.75 | 117.25 | 2
2023/24 | 413.75 | 117.25 | 2
2023/24 | 414.25 | 117.25 | 1
2023/24 | 414.75 | 117.25 | 1
2023/24 | 416.25 | 117.25 | 1
2023/24 | 416.75 | 117.25 | 3
2023/24 | 417.75 | 117.25 | 2
2023/24 | 418.25 | 117.25 | 1
2023/24 | 418.75 | 117.25 | 1
2023/24 | 419.25 | 117.25 | 1
2023/24 | 419.75 | 117.25 | 1
2023/24 | 421.25 | 117.25 | 1
2023/24 | 422.25 | 117.25 | 1
2023/24 | 422.75 | 117.25 | 1
2023/24 | 423.25 | 117.25 | 1
2023/24 | 423.75 | 117.25 | 1
2023/24 | 424.75 | 117.25 | 1
2023/24 | 425.25 | 117.25 | 1
2023/24 | 425.75 | 117.25 | 1
2023/24 | 429.25 | 117.25 | 1
2023/24 | 431.25 | 117.25 | 1
2023/24 | 431.75 | 117.25 | 2
2023/24 | 432.25 | 117.25 | 1
2023/24 | 433.25 | 117.25 | 2
2023/24 | 436.75 | 117.25 | 2
2023/24 | 437.75 | 117.25 | 2
2023/24 | 438.75 | 117.25 | 1
2023/24 | 442.75 | 117.25 | 1
2023/24 | 445.25 | 117.25 | 1
2023/24 | 448.75 | 117.25 | 1
2023/24 | 454.75 | 117.25 | 1
2023/24 | 458.25 | 117.25 | 1
2023/24 | 461.75 | 117.25 | 1
2023/24 | 176.75 | 117.75 | 1
2023/24 | 186.25 | 117.75 | 1
2023/24 | 187.25 | 117.75 | 1
2023/24 | 189.25 | 117.75 | 1
2023/24 | 192.75 | 117.75 | 1
2023/24 | 195.75 | 117.75 | 1
2023/24 | 196.25 | 117.75 | 1
2023/24 | 197.25 | 117.75 | 1
2023/24 | 197.75 | 117.75 | 2
2023/24 | 201.25 | 117.75 | 1
2023/24 | 201.75 | 117.75 | 1
2023/24 | 202.25 | 117.75 | 1
2023/24 | 203.25 | 117.75 | 3
2023/24 | 203.75 | 117.75 | 2
2023/24 | 204.25 | 117.75 | 1
2023/24 | 204.75 | 117.75 | 1
2023/24 | 205.25 | 117.75 | 1
2023/24 | 206.25 | 117.75 | 2
2023/24 | 206.75 | 117.75 | 1
2023/24 | 207.25 | 117.75 | 3
2023/24 | 207.75 | 117.75 | 3
2023/24 | 208.25 | 117.75 | 3
2023/24 | 208.75 | 117.75 | 2
2023/24 | 209.25 | 117.75 | 2
2023/24 | 210.25 | 117.75 | 3
2023/24 | 210.75 | 117.75 | 3
2023/24 | 211.25 | 117.75 | 4
2023/24 | 211.75 | 117.75 | 3
2023/24 | 212.75 | 117.75 | 2
2023/24 | 213.25 | 117.75 | 7
2023/24 | 213.75 | 117.75 | 6
2023/24 | 214.25 | 117.75 | 1
2023/24 | 214.75 | 117.75 | 2
2023/24 | 215.25 | 117.75 | 5
2023/24 | 215.75 | 117.75 | 5
2023/24 | 216.25 | 117.75 | 5
2023/24 | 216.75 | 117.75 | 3
2023/24 | 217.25 | 117.75 | 3
2023/24 | 217.75 | 117.75 | 3
2023/24 | 218.25 | 117.75 | 5
2023/24 | 218.75 | 117.75 | 6
2023/24 | 219.25 | 117.75 | 7
2023/24 | 219.75 | 117.75 | 2
2023/24 | 220.25 | 117.75 | 8
2023/24 | 220.75 | 117.75 | 3
2023/24 | 221.25 | 117.75 | 5
2023/24 | 221.75 | 117.75 | 5
2023/24 | 222.25 | 117.75 | 8
2023/24 | 222.75 | 117.75 | 2
2023/24 | 223.25 | 117.75 | 13
2023/24 | 223.75 | 117.75 | 6
2023/24 | 224.25 | 117.75 | 7
2023/24 | 224.75 | 117.75 | 11
2023/24 | 225.25 | 117.75 | 11
2023/24 | 225.75 | 117.75 | 7
2023/24 | 226.25 | 117.75 | 11
2023/24 | 226.75 | 117.75 | 13
2023/24 | 227.25 | 117.75 | 10
2023/24 | 227.75 | 117.75 | 18
2023/24 | 228.25 | 117.75 | 16
2023/24 | 228.75 | 117.75 | 21
2023/24 | 229.25 | 117.75 | 14
2023/24 | 229.75 | 117.75 | 14
2023/24 | 230.25 | 117.75 | 16
2023/24 | 230.75 | 117.75 | 16
2023/24 | 231.25 | 117.75 | 12
2023/24 | 231.75 | 117.75 | 16
2023/24 | 232.25 | 117.75 | 17
2023/24 | 232.75 | 117.75 | 29
2023/24 | 233.25 | 117.75 | 25
2023/24 | 233.75 | 117.75 | 20
2023/24 | 234.25 | 117.75 | 18
2023/24 | 234.75 | 117.75 | 21
2023/24 | 235.25 | 117.75 | 31
2023/24 | 235.75 | 117.75 | 23
2023/24 | 236.25 | 117.75 | 28
2023/24 | 236.75 | 117.75 | 24
2023/24 | 237.25 | 117.75 | 29
2023/24 | 237.75 | 117.75 | 23
2023/24 | 238.25 | 117.75 | 42
2023/24 | 238.75 | 117.75 | 43
2023/24 | 239.25 | 117.75 | 37
2023/24 | 239.75 | 117.75 | 30
2023/24 | 240.25 | 117.75 | 39
2023/24 | 240.75 | 117.75 | 27
2023/24 | 241.25 | 117.75 | 32
2023/24 | 241.75 | 117.75 | 37
2023/24 | 242.25 | 117.75 | 38
2023/24 | 242.75 | 117.75 | 43
2023/24 | 243.25 | 117.75 | 50
2023/24 | 243.75 | 117.75 | 47
2023/24 | 244.25 | 117.75 | 63
2023/24 | 244.75 | 117.75 | 60
2023/24 | 245.25 | 117.75 | 54
2023/24 | 245.75 | 117.75 | 56
2023/24 | 246.25 | 117.75 | 49
2023/24 | 246.75 | 117.75 | 64
2023/24 | 247.25 | 117.75 | 62
2023/24 | 247.75 | 117.75 | 68
2023/24 | 248.25 | 117.75 | 68
2023/24 | 248.75 | 117.75 | 76
2023/24 | 249.25 | 117.75 | 82
2023/24 | 249.75 | 117.75 | 78
2023/24 | 250.25 | 117.75 | 70
2023/24 | 250.75 | 117.75 | 76
2023/24 | 251.25 | 117.75 | 78
2023/24 | 251.75 | 117.75 | 70
2023/24 | 252.25 | 117.75 | 82
2023/24 | 252.75 | 117.75 | 75
2023/24 | 253.25 | 117.75 | 75
2023/24 | 253.75 | 117.75 | 94
2023/24 | 254.25 | 117.75 | 114
2023/24 | 254.75 | 117.75 | 69
2023/24 | 255.25 | 117.75 | 76
2023/24 | 255.75 | 117.75 | 109
2023/24 | 256.25 | 117.75 | 92
2023/24 | 256.75 | 117.75 | 127
2023/24 | 257.25 | 117.75 | 108
2023/24 | 257.75 | 117.75 | 102
2023/24 | 258.25 | 117.75 | 111
2023/24 | 258.75 | 117.75 | 97
2023/24 | 259.25 | 117.75 | 123
2023/24 | 259.75 | 117.75 | 102
2023/24 | 260.25 | 117.75 | 108
2023/24 | 260.75 | 117.75 | 106
2023/24 | 261.25 | 117.75 | 119
2023/24 | 261.75 | 117.75 | 117
2023/24 | 262.25 | 117.75 | 123
2023/24 | 262.75 | 117.75 | 127
2023/24 | 263.25 | 117.75 | 151
2023/24 | 263.75 | 117.75 | 128
2023/24 | 264.25 | 117.75 | 133
2023/24 | 264.75 | 117.75 | 141
2023/24 | 265.25 | 117.75 | 135
2023/24 | 265.75 | 117.75 | 138
2023/24 | 266.25 | 117.75 | 121
2023/24 | 266.75 | 117.75 | 133
2023/24 | 267.25 | 117.75 | 137
2023/24 | 267.75 | 117.75 | 164
2023/24 | 268.25 | 117.75 | 147
2023/24 | 268.75 | 117.75 | 134
2023/24 | 269.25 | 117.75 | 137
2023/24 | 269.75 | 117.75 | 147
2023/24 | 270.25 | 117.75 | 144
2023/24 | 270.75 | 117.75 | 155
2023/24 | 271.25 | 117.75 | 165
2023/24 | 271.75 | 117.75 | 150
2023/24 | 272.25 | 117.75 | 180
2023/24 | 272.75 | 117.75 | 153
2023/24 | 273.25 | 117.75 | 153
2023/24 | 273.75 | 117.75 | 136
2023/24 | 274.25 | 117.75 | 125
2023/24 | 274.75 | 117.75 | 189
2023/24 | 275.25 | 117.75 | 158
2023/24 | 275.75 | 117.75 | 168
2023/24 | 276.25 | 117.75 | 172
2023/24 | 276.75 | 117.75 | 181
2023/24 | 277.25 | 117.75 | 179
2023/24 | 277.75 | 117.75 | 161
2023/24 | 278.25 | 117.75 | 147
2023/24 | 278.75 | 117.75 | 157
2023/24 | 279.25 | 117.75 | 162
2023/24 | 279.75 | 117.75 | 151
2023/24 | 280.25 | 117.75 | 166
2023/24 | 280.75 | 117.75 | 157
2023/24 | 281.25 | 117.75 | 178
2023/24 | 281.75 | 117.75 | 161
2023/24 | 282.25 | 117.75 | 165
2023/24 | 282.75 | 117.75 | 173
2023/24 | 283.25 | 117.75 | 158
2023/24 | 283.75 | 117.75 | 172
2023/24 | 284.25 | 117.75 | 182
2023/24 | 284.75 | 117.75 | 198
2023/24 | 285.25 | 117.75 | 170
2023/24 | 285.75 | 117.75 | 181
2023/24 | 286.25 | 117.75 | 187
2023/24 | 286.75 | 117.75 | 174
2023/24 | 287.25 | 117.75 | 159
2023/24 | 287.75 | 117.75 | 167
2023/24 | 288.25 | 117.75 | 152
2023/24 | 288.75 | 117.75 | 174
2023/24 | 289.25 | 117.75 | 161
2023/24 | 289.75 | 117.75 | 163
2023/24 | 290.25 | 117.75 | 160
2023/24 | 290.75 | 117.75 | 165
2023/24 | 291.25 | 117.75 | 185
2023/24 | 291.75 | 117.75 | 169
2023/24 | 292.25 | 117.75 | 170
2023/24 | 292.75 | 117.75 | 156
2023/24 | 293.25 | 117.75 | 166
2023/24 | 293.75 | 117.75 | 155
2023/24 | 294.25 | 117.75 | 164
2023/24 | 294.75 | 117.75 | 174
2023/24 | 295.25 | 117.75 | 139
2023/24 | 295.75 | 117.75 | 144
2023/24 | 296.25 | 117.75 | 130
2023/24 | 296.75 | 117.75 | 158
2023/24 | 297.25 | 117.75 | 124
2023/24 | 297.75 | 117.75 | 151
2023/24 | 298.25 | 117.75 | 160
2023/24 | 298.75 | 117.75 | 151
2023/24 | 299.25 | 117.75 | 153
2023/24 | 299.75 | 117.75 | 160
2023/24 | 300.25 | 117.75 | 133
2023/24 | 300.75 | 117.75 | 132
2023/24 | 301.25 | 117.75 | 158
2023/24 | 301.75 | 117.75 | 140
2023/24 | 302.25 | 117.75 | 144
2023/24 | 302.75 | 117.75 | 125
2023/24 | 303.25 | 117.75 | 111
2023/24 | 303.75 | 117.75 | 124
2023/24 | 304.25 | 117.75 | 127
2023/24 | 304.75 | 117.75 | 98
2023/24 | 305.25 | 117.75 | 127
2023/24 | 305.75 | 117.75 | 139
2023/24 | 306.25 | 117.75 | 110
2023/24 | 306.75 | 117.75 | 110
2023/24 | 307.25 | 117.75 | 132
2023/24 | 307.75 | 117.75 | 130
2023/24 | 308.25 | 117.75 | 132
2023/24 | 308.75 | 117.75 | 91
2023/24 | 309.25 | 117.75 | 105
2023/24 | 309.75 | 117.75 | 112
2023/24 | 310.25 | 117.75 | 119
2023/24 | 310.75 | 117.75 | 101
2023/24 | 311.25 | 117.75 | 114
2023/24 | 311.75 | 117.75 | 101
2023/24 | 312.25 | 117.75 | 107
2023/24 | 312.75 | 117.75 | 108
2023/24 | 313.25 | 117.75 | 70
2023/24 | 313.75 | 117.75 | 95
2023/24 | 314.25 | 117.75 | 111
2023/24 | 314.75 | 117.75 | 90
2023/24 | 315.25 | 117.75 | 85
2023/24 | 315.75 | 117.75 | 97
2023/24 | 316.25 | 117.75 | 105
2023/24 | 316.75 | 117.75 | 90
2023/24 | 317.25 | 117.75 | 98
2023/24 | 317.75 | 117.75 | 85
2023/24 | 318.25 | 117.75 | 105
2023/24 | 318.75 | 117.75 | 76
2023/24 | 319.25 | 117.75 | 92
2023/24 | 319.75 | 117.75 | 83
2023/24 | 320.25 | 117.75 | 83
2023/24 | 320.75 | 117.75 | 87
2023/24 | 321.25 | 117.75 | 76
2023/24 | 321.75 | 117.75 | 79
2023/24 | 322.25 | 117.75 | 67
2023/24 | 322.75 | 117.75 | 78
2023/24 | 323.25 | 117.75 | 72
2023/24 | 323.75 | 117.75 | 84
2023/24 | 324.25 | 117.75 | 72
2023/24 | 324.75 | 117.75 | 47
2023/24 | 325.25 | 117.75 | 60
2023/24 | 325.75 | 117.75 | 46
2023/24 | 326.25 | 117.75 | 67
2023/24 | 326.75 | 117.75 | 61
2023/24 | 327.25 | 117.75 | 54
2023/24 | 327.75 | 117.75 | 65
2023/24 | 328.25 | 117.75 | 39
2023/24 | 328.75 | 117.75 | 52
2023/24 | 329.25 | 117.75 | 50
2023/24 | 329.75 | 117.75 | 60
2023/24 | 330.25 | 117.75 | 58
2023/24 | 330.75 | 117.75 | 35
2023/24 | 331.25 | 117.75 | 56
2023/24 | 331.75 | 117.75 | 49
2023/24 | 332.25 | 117.75 | 49
2023/24 | 332.75 | 117.75 | 40
2023/24 | 333.25 | 117.75 | 55
2023/24 | 333.75 | 117.75 | 42
2023/24 | 334.25 | 117.75 | 42
2023/24 | 334.75 | 117.75 | 41
2023/24 | 335.25 | 117.75 | 47
2023/24 | 335.75 | 117.75 | 38
2023/24 | 336.25 | 117.75 | 40
2023/24 | 336.75 | 117.75 | 38
2023/24 | 337.25 | 117.75 | 44
2023/24 | 337.75 | 117.75 | 38
2023/24 | 338.25 | 117.75 | 31
2023/24 | 338.75 | 117.75 | 37
2023/24 | 339.25 | 117.75 | 34
2023/24 | 339.75 | 117.75 | 33
2023/24 | 340.25 | 117.75 | 38
2023/24 | 340.75 | 117.75 | 37
2023/24 | 341.25 | 117.75 | 44
2023/24 | 341.75 | 117.75 | 35
2023/24 | 342.25 | 117.75 | 41
2023/24 | 342.75 | 117.75 | 24
2023/24 | 343.25 | 117.75 | 30
2023/24 | 343.75 | 117.75 | 35
2023/24 | 344.25 | 117.75 | 30
2023/24 | 344.75 | 117.75 | 36
2023/24 | 345.25 | 117.75 | 34
2023/24 | 345.75 | 117.75 | 26
2023/24 | 346.25 | 117.75 | 33
2023/24 | 346.75 | 117.75 | 24
2023/24 | 347.25 | 117.75 | 22
2023/24 | 347.75 | 117.75 | 22
2023/24 | 348.25 | 117.75 | 27
2023/24 | 348.75 | 117.75 | 23
2023/24 | 349.25 | 117.75 | 22
2023/24 | 349.75 | 117.75 | 26
2023/24 | 350.25 | 117.75 | 19
2023/24 | 350.75 | 117.75 | 18
2023/24 | 351.25 | 117.75 | 20
2023/24 | 351.75 | 117.75 | 29
2023/24 | 352.25 | 117.75 | 19
2023/24 | 352.75 | 117.75 | 23
2023/24 | 353.25 | 117.75 | 21
2023/24 | 353.75 | 117.75 | 17
2023/24 | 354.25 | 117.75 | 19
2023/24 | 354.75 | 117.75 | 21
2023/24 | 355.25 | 117.75 | 22
2023/24 | 355.75 | 117.75 | 17
2023/24 | 356.25 | 117.75 | 16
2023/24 | 356.75 | 117.75 | 21
2023/24 | 357.25 | 117.75 | 24
2023/24 | 357.75 | 117.75 | 16
2023/24 | 358.25 | 117.75 | 13
2023/24 | 358.75 | 117.75 | 17
2023/24 | 359.25 | 117.75 | 7
2023/24 | 359.75 | 117.75 | 12
2023/24 | 360.25 | 117.75 | 6
2023/24 | 360.75 | 117.75 | 16
2023/24 | 361.25 | 117.75 | 15
2023/24 | 361.75 | 117.75 | 13
2023/24 | 362.25 | 117.75 | 5
2023/24 | 362.75 | 117.75 | 10
2023/24 | 363.25 | 117.75 | 10
2023/24 | 363.75 | 117.75 | 13
2023/24 | 364.25 | 117.75 | 11
2023/24 | 364.75 | 117.75 | 16
2023/24 | 365.25 | 117.75 | 8
2023/24 | 365.75 | 117.75 | 12
2023/24 | 366.25 | 117.75 | 5
2023/24 | 366.75 | 117.75 | 6
2023/24 | 367.25 | 117.75 | 11
2023/24 | 367.75 | 117.75 | 9
2023/24 | 368.25 | 117.75 | 5
2023/24 | 368.75 | 117.75 | 8
2023/24 | 369.25 | 117.75 | 6
2023/24 | 369.75 | 117.75 | 7
2023/24 | 370.25 | 117.75 | 8
2023/24 | 370.75 | 117.75 | 3
2023/24 | 371.25 | 117.75 | 9
2023/24 | 371.75 | 117.75 | 4
2023/24 | 372.25 | 117.75 | 9
2023/24 | 372.75 | 117.75 | 3
2023/24 | 373.25 | 117.75 | 11
2023/24 | 373.75 | 117.75 | 9
2023/24 | 374.25 | 117.75 | 6
2023/24 | 374.75 | 117.75 | 4
2023/24 | 375.25 | 117.75 | 2
2023/24 | 375.75 | 117.75 | 9
2023/24 | 376.25 | 117.75 | 9
2023/24 | 376.75 | 117.75 | 7
2023/24 | 377.25 | 117.75 | 5
2023/24 | 377.75 | 117.75 | 8
2023/24 | 378.25 | 117.75 | 12
2023/24 | 378.75 | 117.75 | 5
2023/24 | 379.25 | 117.75 | 2
2023/24 | 379.75 | 117.75 | 4
2023/24 | 380.25 | 117.75 | 8
2023/24 | 380.75 | 117.75 | 7
2023/24 | 381.25 | 117.75 | 7
2023/24 | 381.75 | 117.75 | 4
2023/24 | 382.25 | 117.75 | 2
2023/24 | 382.75 | 117.75 | 2
2023/24 | 383.25 | 117.75 | 6
2023/24 | 383.75 | 117.75 | 4
2023/24 | 384.25 | 117.75 | 2
2023/24 | 384.75 | 117.75 | 3
2023/24 | 385.25 | 117.75 | 4
2023/24 | 385.75 | 117.75 | 4
2023/24 | 386.25 | 117.75 | 4
2023/24 | 386.75 | 117.75 | 3
2023/24 | 387.25 | 117.75 | 4
2023/24 | 387.75 | 117.75 | 2
2023/24 | 388.25 | 117.75 | 1
2023/24 | 388.75 | 117.75 | 4
2023/24 | 389.25 | 117.75 | 4
2023/24 | 389.75 | 117.75 | 6
2023/24 | 390.25 | 117.75 | 5
2023/24 | 390.75 | 117.75 | 2
2023/24 | 391.25 | 117.75 | 7
2023/24 | 392.25 | 117.75 | 4
2023/24 | 392.75 | 117.75 | 3
2023/24 | 393.25 | 117.75 | 3
2023/24 | 393.75 | 117.75 | 1
2023/24 | 394.75 | 117.75 | 3
2023/24 | 395.25 | 117.75 | 5
2023/24 | 395.75 | 117.75 | 2
2023/24 | 396.25 | 117.75 | 2
2023/24 | 396.75 | 117.75 | 3
2023/24 | 397.25 | 117.75 | 2
2023/24 | 397.75 | 117.75 | 2
2023/24 | 399.25 | 117.75 | 1
2023/24 | 399.75 | 117.75 | 1
2023/24 | 400.25 | 117.75 | 4
2023/24 | 400.75 | 117.75 | 4
2023/24 | 401.25 | 117.75 | 3
2023/24 | 401.75 | 117.75 | 3
2023/24 | 402.25 | 117.75 | 1
2023/24 | 403.75 | 117.75 | 1
2023/24 | 404.25 | 117.75 | 3
2023/24 | 404.75 | 117.75 | 1
2023/24 | 405.25 | 117.75 | 5
2023/24 | 405.75 | 117.75 | 1
2023/24 | 406.75 | 117.75 | 2
2023/24 | 407.25 | 117.75 | 1
2023/24 | 407.75 | 117.75 | 2
2023/24 | 408.75 | 117.75 | 2
2023/24 | 409.25 | 117.75 | 2
2023/24 | 409.75 | 117.75 | 2
2023/24 | 410.75 | 117.75 | 1
2023/24 | 411.25 | 117.75 | 1
2023/24 | 411.75 | 117.75 | 1
2023/24 | 412.25 | 117.75 | 1
2023/24 | 412.75 | 117.75 | 2
2023/24 | 413.25 | 117.75 | 1
2023/24 | 414.25 | 117.75 | 1
2023/24 | 414.75 | 117.75 | 1
2023/24 | 415.25 | 117.75 | 1
2023/24 | 415.75 | 117.75 | 1
2023/24 | 416.25 | 117.75 | 1
2023/24 | 417.25 | 117.75 | 2
2023/24 | 417.75 | 117.75 | 2
2023/24 | 418.75 | 117.75 | 2
2023/24 | 419.25 | 117.75 | 1
2023/24 | 420.25 | 117.75 | 1
2023/24 | 421.25 | 117.75 | 1
2023/24 | 421.75 | 117.75 | 1
2023/24 | 423.75 | 117.75 | 1
2023/24 | 424.25 | 117.75 | 1
2023/24 | 425.25 | 117.75 | 2
2023/24 | 425.75 | 117.75 | 1
2023/24 | 427.25 | 117.75 | 1
2023/24 | 427.75 | 117.75 | 2
2023/24 | 428.25 | 117.75 | 1
2023/24 | 430.25 | 117.75 | 1
2023/24 | 431.25 | 117.75 | 1
2023/24 | 432.25 | 117.75 | 1
2023/24 | 432.75 | 117.75 | 1
2023/24 | 433.75 | 117.75 | 2
2023/24 | 434.75 | 117.75 | 2
2023/24 | 436.25 | 117.75 | 3
2023/24 | 436.75 | 117.75 | 1
2023/24 | 444.25 | 117.75 | 1
2023/24 | 449.75 | 117.75 | 1
2023/24 | 450.25 | 117.75 | 1
2023/24 | 454.75 | 117.75 | 1
2023/24 | 455.25 | 117.75 | 1
2023/24 | 465.75 | 117.75 | 1
2023/24 | 466.75 | 117.75 | 1
2023/24 | 469.25 | 117.75 | 1
2023/24 | 475.75 | 117.75 | 1
2023/24 | 176.75 | 118.25 | 1
2023/24 | 183.75 | 118.25 | 1
2023/24 | 191.25 | 118.25 | 1
2023/24 | 194.75 | 118.25 | 1
2023/24 | 195.25 | 118.25 | 1
2023/24 | 197.25 | 118.25 | 1
2023/24 | 200.25 | 118.25 | 2
2023/24 | 201.75 | 118.25 | 1
2023/24 | 202.25 | 118.25 | 2
2023/24 | 202.75 | 118.25 | 2
2023/24 | 203.25 | 118.25 | 1
2023/24 | 203.75 | 118.25 | 1
2023/24 | 204.75 | 118.25 | 1
2023/24 | 205.25 | 118.25 | 1
2023/24 | 206.25 | 118.25 | 1
2023/24 | 208.25 | 118.25 | 1
2023/24 | 209.25 | 118.25 | 1
2023/24 | 209.75 | 118.25 | 2
2023/24 | 210.25 | 118.25 | 3
2023/24 | 211.75 | 118.25 | 2
2023/24 | 212.75 | 118.25 | 2
2023/24 | 213.25 | 118.25 | 3
2023/24 | 213.75 | 118.25 | 3
2023/24 | 214.25 | 118.25 | 3
2023/24 | 214.75 | 118.25 | 1
2023/24 | 215.25 | 118.25 | 4
2023/24 | 215.75 | 118.25 | 2
2023/24 | 216.25 | 118.25 | 4
2023/24 | 216.75 | 118.25 | 4
2023/24 | 217.25 | 118.25 | 4
2023/24 | 217.75 | 118.25 | 4
2023/24 | 218.25 | 118.25 | 3
2023/24 | 218.75 | 118.25 | 4
2023/24 | 219.25 | 118.25 | 5
2023/24 | 219.75 | 118.25 | 4
2023/24 | 220.25 | 118.25 | 3
2023/24 | 220.75 | 118.25 | 7
2023/24 | 221.25 | 118.25 | 6
2023/24 | 221.75 | 118.25 | 6
2023/24 | 222.25 | 118.25 | 8
2023/24 | 222.75 | 118.25 | 4
2023/24 | 223.25 | 118.25 | 6
2023/24 | 223.75 | 118.25 | 6
2023/24 | 224.25 | 118.25 | 10
2023/24 | 224.75 | 118.25 | 4
2023/24 | 225.25 | 118.25 | 4
2023/24 | 225.75 | 118.25 | 6
2023/24 | 226.25 | 118.25 | 12
2023/24 | 226.75 | 118.25 | 15
2023/24 | 227.25 | 118.25 | 15
2023/24 | 227.75 | 118.25 | 12
2023/24 | 228.25 | 118.25 | 12
2023/24 | 228.75 | 118.25 | 16
2023/24 | 229.25 | 118.25 | 14
2023/24 | 229.75 | 118.25 | 11
2023/24 | 230.25 | 118.25 | 10
2023/24 | 230.75 | 118.25 | 15
2023/24 | 231.25 | 118.25 | 17
2023/24 | 231.75 | 118.25 | 16
2023/24 | 232.25 | 118.25 | 18
2023/24 | 232.75 | 118.25 | 16
2023/24 | 233.25 | 118.25 | 20
2023/24 | 233.75 | 118.25 | 19
2023/24 | 234.25 | 118.25 | 16
2023/24 | 234.75 | 118.25 | 25
2023/24 | 235.25 | 118.25 | 15
2023/24 | 235.75 | 118.25 | 29
2023/24 | 236.25 | 118.25 | 35
2023/24 | 236.75 | 118.25 | 29
2023/24 | 237.25 | 118.25 | 26
2023/24 | 237.75 | 118.25 | 23
2023/24 | 238.25 | 118.25 | 31
2023/24 | 238.75 | 118.25 | 32
2023/24 | 239.25 | 118.25 | 34
2023/24 | 239.75 | 118.25 | 30
2023/24 | 240.25 | 118.25 | 37
2023/24 | 240.75 | 118.25 | 36
2023/24 | 241.25 | 118.25 | 42
2023/24 | 241.75 | 118.25 | 36
2023/24 | 242.25 | 118.25 | 39
2023/24 | 242.75 | 118.25 | 43
2023/24 | 243.25 | 118.25 | 46
2023/24 | 243.75 | 118.25 | 50
2023/24 | 244.25 | 118.25 | 48
2023/24 | 244.75 | 118.25 | 50
2023/24 | 245.25 | 118.25 | 42
2023/24 | 245.75 | 118.25 | 42
2023/24 | 246.25 | 118.25 | 58
2023/24 | 246.75 | 118.25 | 53
2023/24 | 247.25 | 118.25 | 50
2023/24 | 247.75 | 118.25 | 69
2023/24 | 248.25 | 118.25 | 53
2023/24 | 248.75 | 118.25 | 62
2023/24 | 249.25 | 118.25 | 64
2023/24 | 249.75 | 118.25 | 70
2023/24 | 250.25 | 118.25 | 76
2023/24 | 250.75 | 118.25 | 68
2023/24 | 251.25 | 118.25 | 60
2023/24 | 251.75 | 118.25 | 73
2023/24 | 252.25 | 118.25 | 76
2023/24 | 252.75 | 118.25 | 74
2023/24 | 253.25 | 118.25 | 77
2023/24 | 253.75 | 118.25 | 68
2023/24 | 254.25 | 118.25 | 77
2023/24 | 254.75 | 118.25 | 80
2023/24 | 255.25 | 118.25 | 69
2023/24 | 255.75 | 118.25 | 88
2023/24 | 256.25 | 118.25 | 100
2023/24 | 256.75 | 118.25 | 85
2023/24 | 257.25 | 118.25 | 97
2023/24 | 257.75 | 118.25 | 102
2023/24 | 258.25 | 118.25 | 94
2023/24 | 258.75 | 118.25 | 119
2023/24 | 259.25 | 118.25 | 98
2023/24 | 259.75 | 118.25 | 115
2023/24 | 260.25 | 118.25 | 103
2023/24 | 260.75 | 118.25 | 110
2023/24 | 261.25 | 118.25 | 100
2023/24 | 261.75 | 118.25 | 118
2023/24 | 262.25 | 118.25 | 111
2023/24 | 262.75 | 118.25 | 125
2023/24 | 263.25 | 118.25 | 127
2023/24 | 263.75 | 118.25 | 111
2023/24 | 264.25 | 118.25 | 123
2023/24 | 264.75 | 118.25 | 125
2023/24 | 265.25 | 118.25 | 133
2023/24 | 265.75 | 118.25 | 123
2023/24 | 266.25 | 118.25 | 124
2023/24 | 266.75 | 118.25 | 115
2023/24 | 267.25 | 118.25 | 129
2023/24 | 267.75 | 118.25 | 130
2023/24 | 268.25 | 118.25 | 140
2023/24 | 268.75 | 118.25 | 140
2023/24 | 269.25 | 118.25 | 127
2023/24 | 269.75 | 118.25 | 137
2023/24 | 270.25 | 118.25 | 132
2023/24 | 270.75 | 118.25 | 151
2023/24 | 271.25 | 118.25 | 180
2023/24 | 271.75 | 118.25 | 137
2023/24 | 272.25 | 118.25 | 145
2023/24 | 272.75 | 118.25 | 139
2023/24 | 273.25 | 118.25 | 145
2023/24 | 273.75 | 118.25 | 164
2023/24 | 274.25 | 118.25 | 143
2023/24 | 274.75 | 118.25 | 161
2023/24 | 275.25 | 118.25 | 161
2023/24 | 275.75 | 118.25 | 150
2023/24 | 276.25 | 118.25 | 134
2023/24 | 276.75 | 118.25 | 162
2023/24 | 277.25 | 118.25 | 172
2023/24 | 277.75 | 118.25 | 155
2023/24 | 278.25 | 118.25 | 159
2023/24 | 278.75 | 118.25 | 152
2023/24 | 279.25 | 118.25 | 156
2023/24 | 279.75 | 118.25 | 171
2023/24 | 280.25 | 118.25 | 185
2023/24 | 280.75 | 118.25 | 154
2023/24 | 281.25 | 118.25 | 161
2023/24 | 281.75 | 118.25 | 173
2023/24 | 282.25 | 118.25 | 144
2023/24 | 282.75 | 118.25 | 162
2023/24 | 283.25 | 118.25 | 175
2023/24 | 283.75 | 118.25 | 162
2023/24 | 284.25 | 118.25 | 169
2023/24 | 284.75 | 118.25 | 156
2023/24 | 285.25 | 118.25 | 144
2023/24 | 285.75 | 118.25 | 153
2023/24 | 286.25 | 118.25 | 163
2023/24 | 286.75 | 118.25 | 153
2023/24 | 287.25 | 118.25 | 182
2023/24 | 287.75 | 118.25 | 165
2023/24 | 288.25 | 118.25 | 145
2023/24 | 288.75 | 118.25 | 157
2023/24 | 289.25 | 118.25 | 154
2023/24 | 289.75 | 118.25 | 176
2023/24 | 290.25 | 118.25 | 190
2023/24 | 290.75 | 118.25 | 173
2023/24 | 291.25 | 118.25 | 150
2023/24 | 291.75 | 118.25 | 152
2023/24 | 292.25 | 118.25 | 166
2023/24 | 292.75 | 118.25 | 171
2023/24 | 293.25 | 118.25 | 159
2023/24 | 293.75 | 118.25 | 162
2023/24 | 294.25 | 118.25 | 167
2023/24 | 294.75 | 118.25 | 178
2023/24 | 295.25 | 118.25 | 156
2023/24 | 295.75 | 118.25 | 138
2023/24 | 296.25 | 118.25 | 150
2023/24 | 296.75 | 118.25 | 141
2023/24 | 297.25 | 118.25 | 152
2023/24 | 297.75 | 118.25 | 149
2023/24 | 298.25 | 118.25 | 130
2023/24 | 298.75 | 118.25 | 148
2023/24 | 299.25 | 118.25 | 136
2023/24 | 299.75 | 118.25 | 146
2023/24 | 300.25 | 118.25 | 142
2023/24 | 300.75 | 118.25 | 140
2023/24 | 301.25 | 118.25 | 112
2023/24 | 301.75 | 118.25 | 123
2023/24 | 302.25 | 118.25 | 132
2023/24 | 302.75 | 118.25 | 139
2023/24 | 303.25 | 118.25 | 135
2023/24 | 303.75 | 118.25 | 122
2023/24 | 304.25 | 118.25 | 137
2023/24 | 304.75 | 118.25 | 107
2023/24 | 305.25 | 118.25 | 140
2023/24 | 305.75 | 118.25 | 128
2023/24 | 306.25 | 118.25 | 122
2023/24 | 306.75 | 118.25 | 119
2023/24 | 307.25 | 118.25 | 117
2023/24 | 307.75 | 118.25 | 124
2023/24 | 308.25 | 118.25 | 96
2023/24 | 308.75 | 118.25 | 104
2023/24 | 309.25 | 118.25 | 112
2023/24 | 309.75 | 118.25 | 110
2023/24 | 310.25 | 118.25 | 95
2023/24 | 310.75 | 118.25 | 109
2023/24 | 311.25 | 118.25 | 100
2023/24 | 311.75 | 118.25 | 103
2023/24 | 312.25 | 118.25 | 94
2023/24 | 312.75 | 118.25 | 107
2023/24 | 313.25 | 118.25 | 108
2023/24 | 313.75 | 118.25 | 112
2023/24 | 314.25 | 118.25 | 91
2023/24 | 314.75 | 118.25 | 103
2023/24 | 315.25 | 118.25 | 111
2023/24 | 315.75 | 118.25 | 89
2023/24 | 316.25 | 118.25 | 90
2023/24 | 316.75 | 118.25 | 88
2023/24 | 317.25 | 118.25 | 84
2023/24 | 317.75 | 118.25 | 81
2023/24 | 318.25 | 118.25 | 90
2023/24 | 318.75 | 118.25 | 73
2023/24 | 319.25 | 118.25 | 70
2023/24 | 319.75 | 118.25 | 86
2023/24 | 320.25 | 118.25 | 90
2023/24 | 320.75 | 118.25 | 78
2023/24 | 321.25 | 118.25 | 90
2023/24 | 321.75 | 118.25 | 70
2023/24 | 322.25 | 118.25 | 74
2023/24 | 322.75 | 118.25 | 72
2023/24 | 323.25 | 118.25 | 80
2023/24 | 323.75 | 118.25 | 58
2023/24 | 324.25 | 118.25 | 75
2023/24 | 324.75 | 118.25 | 69
2023/24 | 325.25 | 118.25 | 60
2023/24 | 325.75 | 118.25 | 67
2023/24 | 326.25 | 118.25 | 61
2023/24 | 326.75 | 118.25 | 63
2023/24 | 327.25 | 118.25 | 64
2023/24 | 327.75 | 118.25 | 52
2023/24 | 328.25 | 118.25 | 53
2023/24 | 328.75 | 118.25 | 51
2023/24 | 329.25 | 118.25 | 42
2023/24 | 329.75 | 118.25 | 45
2023/24 | 330.25 | 118.25 | 47
2023/24 | 330.75 | 118.25 | 48
2023/24 | 331.25 | 118.25 | 43
2023/24 | 331.75 | 118.25 | 60
2023/24 | 332.25 | 118.25 | 53
2023/24 | 332.75 | 118.25 | 40
2023/24 | 333.25 | 118.25 | 41
2023/24 | 333.75 | 118.25 | 50
2023/24 | 334.25 | 118.25 | 38
2023/24 | 334.75 | 118.25 | 32
2023/24 | 335.25 | 118.25 | 37
2023/24 | 335.75 | 118.25 | 40
2023/24 | 336.25 | 118.25 | 39
2023/24 | 336.75 | 118.25 | 37
2023/24 | 337.25 | 118.25 | 45
2023/24 | 337.75 | 118.25 | 46
2023/24 | 338.25 | 118.25 | 45
2023/24 | 338.75 | 118.25 | 24
2023/24 | 339.25 | 118.25 | 45
2023/24 | 339.75 | 118.25 | 48
2023/24 | 340.25 | 118.25 | 34
2023/24 | 340.75 | 118.25 | 34
2023/24 | 341.25 | 118.25 | 37
2023/24 | 341.75 | 118.25 | 34
2023/24 | 342.25 | 118.25 | 35
2023/24 | 342.75 | 118.25 | 33
2023/24 | 343.25 | 118.25 | 29
2023/24 | 343.75 | 118.25 | 22
2023/24 | 344.25 | 118.25 | 37
2023/24 | 344.75 | 118.25 | 38
2023/24 | 345.25 | 118.25 | 24
2023/24 | 345.75 | 118.25 | 35
2023/24 | 346.25 | 118.25 | 30
2023/24 | 346.75 | 118.25 | 12
2023/24 | 347.25 | 118.25 | 28
2023/24 | 347.75 | 118.25 | 21
2023/24 | 348.25 | 118.25 | 31
2023/24 | 348.75 | 118.25 | 18
2023/24 | 349.25 | 118.25 | 21
2023/24 | 349.75 | 118.25 | 25
2023/24 | 350.25 | 118.25 | 19
2023/24 | 350.75 | 118.25 | 18
2023/24 | 351.25 | 118.25 | 21
2023/24 | 351.75 | 118.25 | 18
2023/24 | 352.25 | 118.25 | 16
2023/24 | 352.75 | 118.25 | 21
2023/24 | 353.25 | 118.25 | 17
2023/24 | 353.75 | 118.25 | 13
2023/24 | 354.25 | 118.25 | 21
2023/24 | 354.75 | 118.25 | 16
2023/24 | 355.25 | 118.25 | 20
2023/24 | 355.75 | 118.25 | 21
2023/24 | 356.25 | 118.25 | 13
2023/24 | 356.75 | 118.25 | 24
2023/24 | 357.25 | 118.25 | 15
2023/24 | 357.75 | 118.25 | 17
2023/24 | 358.25 | 118.25 | 17
2023/24 | 358.75 | 118.25 | 8
2023/24 | 359.25 | 118.25 | 16
2023/24 | 359.75 | 118.25 | 15
2023/24 | 360.25 | 118.25 | 17
2023/24 | 360.75 | 118.25 | 20
2023/24 | 361.25 | 118.25 | 17
2023/24 | 361.75 | 118.25 | 10
2023/24 | 362.25 | 118.25 | 11
2023/24 | 362.75 | 118.25 | 18
2023/24 | 363.25 | 118.25 | 10
2023/24 | 363.75 | 118.25 | 18
2023/24 | 364.25 | 118.25 | 4
2023/24 | 364.75 | 118.25 | 13
2023/24 | 365.25 | 118.25 | 14
2023/24 | 365.75 | 118.25 | 10
2023/24 | 366.25 | 118.25 | 14
2023/24 | 366.75 | 118.25 | 9
2023/24 | 367.25 | 118.25 | 9
2023/24 | 367.75 | 118.25 | 10
2023/24 | 368.25 | 118.25 | 8
2023/24 | 368.75 | 118.25 | 9
2023/24 | 369.25 | 118.25 | 11
2023/24 | 369.75 | 118.25 | 8
2023/24 | 370.25 | 118.25 | 9
2023/24 | 370.75 | 118.25 | 10
2023/24 | 371.25 | 118.25 | 11
2023/24 | 371.75 | 118.25 | 6
2023/24 | 372.25 | 118.25 | 4
2023/24 | 372.75 | 118.25 | 7
2023/24 | 373.25 | 118.25 | 12
2023/24 | 373.75 | 118.25 | 5
2023/24 | 374.25 | 118.25 | 11
2023/24 | 374.75 | 118.25 | 5
2023/24 | 375.25 | 118.25 | 4
2023/24 | 375.75 | 118.25 | 8
2023/24 | 376.25 | 118.25 | 9
2023/24 | 376.75 | 118.25 | 4
2023/24 | 377.25 | 118.25 | 5
2023/24 | 377.75 | 118.25 | 13
2023/24 | 378.25 | 118.25 | 5
2023/24 | 378.75 | 118.25 | 2
2023/24 | 379.25 | 118.25 | 4
2023/24 | 379.75 | 118.25 | 6
2023/24 | 380.25 | 118.25 | 9
2023/24 | 380.75 | 118.25 | 7
2023/24 | 381.25 | 118.25 | 5
2023/24 | 381.75 | 118.25 | 5
2023/24 | 382.25 | 118.25 | 4
2023/24 | 382.75 | 118.25 | 6
2023/24 | 383.25 | 118.25 | 5
2023/24 | 383.75 | 118.25 | 7
2023/24 | 384.25 | 118.25 | 5
2023/24 | 384.75 | 118.25 | 4
2023/24 | 385.25 | 118.25 | 4
2023/24 | 385.75 | 118.25 | 6
2023/24 | 386.25 | 118.25 | 2
2023/24 | 386.75 | 118.25 | 2
2023/24 | 387.25 | 118.25 | 4
2023/24 | 387.75 | 118.25 | 3
2023/24 | 388.25 | 118.25 | 3
2023/24 | 388.75 | 118.25 | 3
2023/24 | 389.25 | 118.25 | 5
2023/24 | 389.75 | 118.25 | 3
2023/24 | 390.25 | 118.25 | 2
2023/24 | 390.75 | 118.25 | 2
2023/24 | 391.25 | 118.25 | 3
2023/24 | 391.75 | 118.25 | 3
2023/24 | 392.25 | 118.25 | 1
2023/24 | 392.75 | 118.25 | 2
2023/24 | 393.25 | 118.25 | 4
2023/24 | 393.75 | 118.25 | 1
2023/24 | 394.25 | 118.25 | 4
2023/24 | 394.75 | 118.25 | 1
2023/24 | 395.25 | 118.25 | 2
2023/24 | 395.75 | 118.25 | 1
2023/24 | 396.25 | 118.25 | 5
2023/24 | 396.75 | 118.25 | 2
2023/24 | 397.25 | 118.25 | 2
2023/24 | 397.75 | 118.25 | 2
2023/24 | 398.25 | 118.25 | 3
2023/24 | 398.75 | 118.25 | 3
2023/24 | 399.25 | 118.25 | 1
2023/24 | 399.75 | 118.25 | 3
2023/24 | 400.25 | 118.25 | 1
2023/24 | 400.75 | 118.25 | 3
2023/24 | 401.25 | 118.25 | 2
2023/24 | 401.75 | 118.25 | 1
2023/24 | 402.25 | 118.25 | 3
2023/24 | 402.75 | 118.25 | 2
2023/24 | 403.25 | 118.25 | 2
2023/24 | 403.75 | 118.25 | 2
2023/24 | 404.25 | 118.25 | 2
2023/24 | 404.75 | 118.25 | 1
2023/24 | 405.75 | 118.25 | 4
2023/24 | 406.75 | 118.25 | 2
2023/24 | 407.25 | 118.25 | 2
2023/24 | 407.75 | 118.25 | 1
2023/24 | 408.25 | 118.25 | 1
2023/24 | 408.75 | 118.25 | 1
2023/24 | 409.75 | 118.25 | 1
2023/24 | 410.25 | 118.25 | 4
2023/24 | 411.25 | 118.25 | 2
2023/24 | 412.25 | 118.25 | 1
2023/24 | 413.25 | 118.25 | 3
2023/24 | 414.75 | 118.25 | 1
2023/24 | 415.25 | 118.25 | 1
2023/24 | 415.75 | 118.25 | 1
2023/24 | 416.25 | 118.25 | 1
2023/24 | 416.75 | 118.25 | 2
2023/24 | 417.75 | 118.25 | 2
2023/24 | 418.25 | 118.25 | 4
2023/24 | 418.75 | 118.25 | 1
2023/24 | 420.75 | 118.25 | 2
2023/24 | 424.75 | 118.25 | 2
2023/24 | 426.25 | 118.25 | 1
2023/24 | 428.25 | 118.25 | 1
2023/24 | 428.75 | 118.25 | 1
2023/24 | 429.25 | 118.25 | 1
2023/24 | 430.25 | 118.25 | 1
2023/24 | 431.75 | 118.25 | 1
2023/24 | 432.75 | 118.25 | 1
2023/24 | 434.25 | 118.25 | 2
2023/24 | 434.75 | 118.25 | 1
2023/24 | 438.25 | 118.25 | 3
2023/24 | 442.75 | 118.25 | 1
2023/24 | 444.25 | 118.25 | 1
2023/24 | 444.75 | 118.25 | 1
2023/24 | 446.75 | 118.25 | 1
2023/24 | 454.25 | 118.25 | 1
2023/24 | 466.75 | 118.25 | 1
2023/24 | 475.25 | 118.25 | 1
2023/24 | 496.75 | 118.25 | 1
2023/24 | 186.25 | 118.75 | 1
2023/24 | 186.75 | 118.75 | 1
2023/24 | 189.75 | 118.75 | 1
2023/24 | 192.75 | 118.75 | 1
2023/24 | 198.75 | 118.75 | 1
2023/24 | 199.25 | 118.75 | 1
2023/24 | 201.75 | 118.75 | 1
2023/24 | 202.25 | 118.75 | 2
2023/24 | 203.75 | 118.75 | 1
2023/24 | 204.25 | 118.75 | 1
2023/24 | 205.75 | 118.75 | 3
2023/24 | 206.75 | 118.75 | 1
2023/24 | 207.25 | 118.75 | 3
2023/24 | 207.75 | 118.75 | 1
2023/24 | 208.25 | 118.75 | 1
2023/24 | 208.75 | 118.75 | 3
2023/24 | 209.25 | 118.75 | 1
2023/24 | 209.75 | 118.75 | 1
2023/24 | 210.75 | 118.75 | 2
2023/24 | 211.25 | 118.75 | 3
2023/24 | 211.75 | 118.75 | 1
2023/24 | 212.25 | 118.75 | 4
2023/24 | 212.75 | 118.75 | 1
2023/24 | 213.75 | 118.75 | 1
2023/24 | 214.25 | 118.75 | 2
2023/24 | 214.75 | 118.75 | 4
2023/24 | 215.25 | 118.75 | 2
2023/24 | 215.75 | 118.75 | 4
2023/24 | 216.25 | 118.75 | 2
2023/24 | 217.25 | 118.75 | 3
2023/24 | 217.75 | 118.75 | 1
2023/24 | 218.25 | 118.75 | 2
2023/24 | 218.75 | 118.75 | 1
2023/24 | 219.25 | 118.75 | 5
2023/24 | 219.75 | 118.75 | 3
2023/24 | 220.25 | 118.75 | 2
2023/24 | 220.75 | 118.75 | 2
2023/24 | 221.25 | 118.75 | 9
2023/24 | 221.75 | 118.75 | 3
2023/24 | 222.25 | 118.75 | 6
2023/24 | 222.75 | 118.75 | 2
2023/24 | 223.25 | 118.75 | 5
2023/24 | 223.75 | 118.75 | 5
2023/24 | 224.25 | 118.75 | 7
2023/24 | 224.75 | 118.75 | 7
2023/24 | 225.25 | 118.75 | 8
2023/24 | 225.75 | 118.75 | 4
2023/24 | 226.25 | 118.75 | 9
2023/24 | 226.75 | 118.75 | 6
2023/24 | 227.25 | 118.75 | 5
2023/24 | 227.75 | 118.75 | 10
2023/24 | 228.25 | 118.75 | 6
2023/24 | 228.75 | 118.75 | 10
2023/24 | 229.25 | 118.75 | 12
2023/24 | 229.75 | 118.75 | 10
2023/24 | 230.25 | 118.75 | 12
2023/24 | 230.75 | 118.75 | 18
2023/24 | 231.25 | 118.75 | 15
2023/24 | 231.75 | 118.75 | 15
2023/24 | 232.25 | 118.75 | 10
2023/24 | 232.75 | 118.75 | 18
2023/24 | 233.25 | 118.75 | 11
2023/24 | 233.75 | 118.75 | 29
2023/24 | 234.25 | 118.75 | 19
2023/24 | 234.75 | 118.75 | 13
2023/24 | 235.25 | 118.75 | 16
2023/24 | 235.75 | 118.75 | 20
2023/24 | 236.25 | 118.75 | 22
2023/24 | 236.75 | 118.75 | 30
2023/24 | 237.25 | 118.75 | 20
2023/24 | 237.75 | 118.75 | 20
2023/24 | 238.25 | 118.75 | 38
2023/24 | 238.75 | 118.75 | 26
2023/24 | 239.25 | 118.75 | 30
2023/24 | 239.75 | 118.75 | 28
2023/24 | 240.25 | 118.75 | 33
2023/24 | 240.75 | 118.75 | 23
2023/24 | 241.25 | 118.75 | 22
2023/24 | 241.75 | 118.75 | 22
2023/24 | 242.25 | 118.75 | 41
2023/24 | 242.75 | 118.75 | 36
2023/24 | 243.25 | 118.75 | 39
2023/24 | 243.75 | 118.75 | 42
2023/24 | 244.25 | 118.75 | 36
2023/24 | 244.75 | 118.75 | 39
2023/24 | 245.25 | 118.75 | 53
2023/24 | 245.75 | 118.75 | 34
2023/24 | 246.25 | 118.75 | 41
2023/24 | 246.75 | 118.75 | 72
2023/24 | 247.25 | 118.75 | 43
2023/24 | 247.75 | 118.75 | 44
2023/24 | 248.25 | 118.75 | 50
2023/24 | 248.75 | 118.75 | 56
2023/24 | 249.25 | 118.75 | 59
2023/24 | 249.75 | 118.75 | 66
2023/24 | 250.25 | 118.75 | 67
2023/24 | 250.75 | 118.75 | 67
2023/24 | 251.25 | 118.75 | 65
2023/24 | 251.75 | 118.75 | 56
2023/24 | 252.25 | 118.75 | 78
2023/24 | 252.75 | 118.75 | 66
2023/24 | 253.25 | 118.75 | 59
2023/24 | 253.75 | 118.75 | 76
2023/24 | 254.25 | 118.75 | 77
2023/24 | 254.75 | 118.75 | 62
2023/24 | 255.25 | 118.75 | 83
2023/24 | 255.75 | 118.75 | 86
2023/24 | 256.25 | 118.75 | 70
2023/24 | 256.75 | 118.75 | 81
2023/24 | 257.25 | 118.75 | 80
2023/24 | 257.75 | 118.75 | 87
2023/24 | 258.25 | 118.75 | 78
2023/24 | 258.75 | 118.75 | 91
2023/24 | 259.25 | 118.75 | 98
2023/24 | 259.75 | 118.75 | 84
2023/24 | 260.25 | 118.75 | 82
2023/24 | 260.75 | 118.75 | 94
2023/24 | 261.25 | 118.75 | 98
2023/24 | 261.75 | 118.75 | 110
2023/24 | 262.25 | 118.75 | 116
2023/24 | 262.75 | 118.75 | 125
2023/24 | 263.25 | 118.75 | 95
2023/24 | 263.75 | 118.75 | 115
2023/24 | 264.25 | 118.75 | 115
2023/24 | 264.75 | 118.75 | 120
2023/24 | 265.25 | 118.75 | 114
2023/24 | 265.75 | 118.75 | 118
2023/24 | 266.25 | 118.75 | 126
2023/24 | 266.75 | 118.75 | 129
2023/24 | 267.25 | 118.75 | 112
2023/24 | 267.75 | 118.75 | 135
2023/24 | 268.25 | 118.75 | 138
2023/24 | 268.75 | 118.75 | 118
2023/24 | 269.25 | 118.75 | 148
2023/24 | 269.75 | 118.75 | 121
2023/24 | 270.25 | 118.75 | 148
2023/24 | 270.75 | 118.75 | 135
2023/24 | 271.25 | 118.75 | 141
2023/24 | 271.75 | 118.75 | 143
2023/24 | 272.25 | 118.75 | 140
2023/24 | 272.75 | 118.75 | 121
2023/24 | 273.25 | 118.75 | 132
2023/24 | 273.75 | 118.75 | 140
2023/24 | 274.25 | 118.75 | 138
2023/24 | 274.75 | 118.75 | 142
2023/24 | 275.25 | 118.75 | 148
2023/24 | 275.75 | 118.75 | 151
2023/24 | 276.25 | 118.75 | 130
2023/24 | 276.75 | 118.75 | 149
2023/24 | 277.25 | 118.75 | 150
2023/24 | 277.75 | 118.75 | 141
2023/24 | 278.25 | 118.75 | 149
2023/24 | 278.75 | 118.75 | 185
2023/24 | 279.25 | 118.75 | 159
2023/24 | 279.75 | 118.75 | 180
2023/24 | 280.25 | 118.75 | 158
2023/24 | 280.75 | 118.75 | 155
2023/24 | 281.25 | 118.75 | 167
2023/24 | 281.75 | 118.75 | 184
2023/24 | 282.25 | 118.75 | 170
2023/24 | 282.75 | 118.75 | 185
2023/24 | 283.25 | 118.75 | 151
2023/24 | 283.75 | 118.75 | 134
2023/24 | 284.25 | 118.75 | 174
2023/24 | 284.75 | 118.75 | 156
2023/24 | 285.25 | 118.75 | 163
2023/24 | 285.75 | 118.75 | 154
2023/24 | 286.25 | 118.75 | 155
2023/24 | 286.75 | 118.75 | 156
2023/24 | 287.25 | 118.75 | 149
2023/24 | 287.75 | 118.75 | 176
2023/24 | 288.25 | 118.75 | 191
2023/24 | 288.75 | 118.75 | 167
2023/24 | 289.25 | 118.75 | 156
2023/24 | 289.75 | 118.75 | 176
2023/24 | 290.25 | 118.75 | 171
2023/24 | 290.75 | 118.75 | 174
2023/24 | 291.25 | 118.75 | 166
2023/24 | 291.75 | 118.75 | 186
2023/24 | 292.25 | 118.75 | 141
2023/24 | 292.75 | 118.75 | 169
2023/24 | 293.25 | 118.75 | 165
2023/24 | 293.75 | 118.75 | 137
2023/24 | 294.25 | 118.75 | 144
2023/24 | 294.75 | 118.75 | 157
2023/24 | 295.25 | 118.75 | 151
2023/24 | 295.75 | 118.75 | 149
2023/24 | 296.25 | 118.75 | 158
2023/24 | 296.75 | 118.75 | 166
2023/24 | 297.25 | 118.75 | 166
2023/24 | 297.75 | 118.75 | 135
2023/24 | 298.25 | 118.75 | 129
2023/24 | 298.75 | 118.75 | 151
2023/24 | 299.25 | 118.75 | 138
2023/24 | 299.75 | 118.75 | 131
2023/24 | 300.25 | 118.75 | 127
2023/24 | 300.75 | 118.75 | 146
2023/24 | 301.25 | 118.75 | 143
2023/24 | 301.75 | 118.75 | 136
2023/24 | 302.25 | 118.75 | 132
2023/24 | 302.75 | 118.75 | 124
2023/24 | 303.25 | 118.75 | 129
2023/24 | 303.75 | 118.75 | 143
2023/24 | 304.25 | 118.75 | 118
2023/24 | 304.75 | 118.75 | 122
2023/24 | 305.25 | 118.75 | 127
2023/24 | 305.75 | 118.75 | 121
2023/24 | 306.25 | 118.75 | 137
2023/24 | 306.75 | 118.75 | 100
2023/24 | 307.25 | 118.75 | 121
2023/24 | 307.75 | 118.75 | 124
2023/24 | 308.25 | 118.75 | 124
2023/24 | 308.75 | 118.75 | 101
2023/24 | 309.25 | 118.75 | 117
2023/24 | 309.75 | 118.75 | 103
2023/24 | 310.25 | 118.75 | 105
2023/24 | 310.75 | 118.75 | 115
2023/24 | 311.25 | 118.75 | 100
2023/24 | 311.75 | 118.75 | 114
2023/24 | 312.25 | 118.75 | 105
2023/24 | 312.75 | 118.75 | 103
2023/24 | 313.25 | 118.75 | 100
2023/24 | 313.75 | 118.75 | 90
2023/24 | 314.25 | 118.75 | 103
2023/24 | 314.75 | 118.75 | 94
2023/24 | 315.25 | 118.75 | 90
2023/24 | 315.75 | 118.75 | 95
2023/24 | 316.25 | 118.75 | 89
2023/24 | 316.75 | 118.75 | 88
2023/24 | 317.25 | 118.75 | 88
2023/24 | 317.75 | 118.75 | 95
2023/24 | 318.25 | 118.75 | 100
2023/24 | 318.75 | 118.75 | 99
2023/24 | 319.25 | 118.75 | 78
2023/24 | 319.75 | 118.75 | 73
2023/24 | 320.25 | 118.75 | 87
2023/24 | 320.75 | 118.75 | 86
2023/24 | 321.25 | 118.75 | 74
2023/24 | 321.75 | 118.75 | 81
2023/24 | 322.25 | 118.75 | 75
2023/24 | 322.75 | 118.75 | 85
2023/24 | 323.25 | 118.75 | 62
2023/24 | 323.75 | 118.75 | 67
2023/24 | 324.25 | 118.75 | 69
2023/24 | 324.75 | 118.75 | 76
2023/24 | 325.25 | 118.75 | 75
2023/24 | 325.75 | 118.75 | 61
2023/24 | 326.25 | 118.75 | 70
2023/24 | 326.75 | 118.75 | 64
2023/24 | 327.25 | 118.75 | 71
2023/24 | 327.75 | 118.75 | 55
2023/24 | 328.25 | 118.75 | 70
2023/24 | 328.75 | 118.75 | 64
2023/24 | 329.25 | 118.75 | 70
2023/24 | 329.75 | 118.75 | 62
2023/24 | 330.25 | 118.75 | 54
2023/24 | 330.75 | 118.75 | 62
2023/24 | 331.25 | 118.75 | 67
2023/24 | 331.75 | 118.75 | 51
2023/24 | 332.25 | 118.75 | 60
2023/24 | 332.75 | 118.75 | 52
2023/24 | 333.25 | 118.75 | 46
2023/24 | 333.75 | 118.75 | 40
2023/24 | 334.25 | 118.75 | 49
2023/24 | 334.75 | 118.75 | 40
2023/24 | 335.25 | 118.75 | 43
2023/24 | 335.75 | 118.75 | 60
2023/24 | 336.25 | 118.75 | 46
2023/24 | 336.75 | 118.75 | 38
2023/24 | 337.25 | 118.75 | 53
2023/24 | 337.75 | 118.75 | 53
2023/24 | 338.25 | 118.75 | 44
2023/24 | 338.75 | 118.75 | 36
2023/24 | 339.25 | 118.75 | 41
2023/24 | 339.75 | 118.75 | 35
2023/24 | 340.25 | 118.75 | 38
2023/24 | 340.75 | 118.75 | 36
2023/24 | 341.25 | 118.75 | 50
2023/24 | 341.75 | 118.75 | 43
2023/24 | 342.25 | 118.75 | 45
2023/24 | 342.75 | 118.75 | 34
2023/24 | 343.25 | 118.75 | 35
2023/24 | 343.75 | 118.75 | 33
2023/24 | 344.25 | 118.75 | 29
2023/24 | 344.75 | 118.75 | 30
2023/24 | 345.25 | 118.75 | 27
2023/24 | 345.75 | 118.75 | 38
2023/24 | 346.25 | 118.75 | 29
2023/24 | 346.75 | 118.75 | 36
2023/24 | 347.25 | 118.75 | 24
2023/24 | 347.75 | 118.75 | 32
2023/24 | 348.25 | 118.75 | 21
2023/24 | 348.75 | 118.75 | 24
2023/24 | 349.25 | 118.75 | 29
2023/24 | 349.75 | 118.75 | 22
2023/24 | 350.25 | 118.75 | 21
2023/24 | 350.75 | 118.75 | 24
2023/24 | 351.25 | 118.75 | 20
2023/24 | 351.75 | 118.75 | 22
2023/24 | 352.25 | 118.75 | 17
2023/24 | 352.75 | 118.75 | 18
2023/24 | 353.25 | 118.75 | 20
2023/24 | 353.75 | 118.75 | 16
2023/24 | 354.25 | 118.75 | 19
2023/24 | 354.75 | 118.75 | 17
2023/24 | 355.25 | 118.75 | 19
2023/24 | 355.75 | 118.75 | 20
2023/24 | 356.25 | 118.75 | 22
2023/24 | 356.75 | 118.75 | 18
2023/24 | 357.25 | 118.75 | 15
2023/24 | 357.75 | 118.75 | 12
2023/24 | 358.25 | 118.75 | 20
2023/24 | 358.75 | 118.75 | 16
2023/24 | 359.25 | 118.75 | 10
2023/24 | 359.75 | 118.75 | 11
2023/24 | 360.25 | 118.75 | 14
2023/24 | 360.75 | 118.75 | 9
2023/24 | 361.25 | 118.75 | 13
2023/24 | 361.75 | 118.75 | 19
2023/24 | 362.25 | 118.75 | 17
2023/24 | 362.75 | 118.75 | 22
2023/24 | 363.25 | 118.75 | 9
2023/24 | 363.75 | 118.75 | 12
2023/24 | 364.25 | 118.75 | 13
2023/24 | 364.75 | 118.75 | 17
2023/24 | 365.25 | 118.75 | 12
2023/24 | 365.75 | 118.75 | 13
2023/24 | 366.25 | 118.75 | 12
2023/24 | 366.75 | 118.75 | 11
2023/24 | 367.25 | 118.75 | 11
2023/24 | 367.75 | 118.75 | 14
2023/24 | 368.25 | 118.75 | 14
2023/24 | 368.75 | 118.75 | 7
2023/24 | 369.25 | 118.75 | 12
2023/24 | 369.75 | 118.75 | 11
2023/24 | 370.25 | 118.75 | 15
2023/24 | 370.75 | 118.75 | 13
2023/24 | 371.25 | 118.75 | 13
2023/24 | 371.75 | 118.75 | 7
2023/24 | 372.25 | 118.75 | 6
2023/24 | 372.75 | 118.75 | 9
2023/24 | 373.25 | 118.75 | 8
2023/24 | 373.75 | 118.75 | 11
2023/24 | 374.25 | 118.75 | 8
2023/24 | 374.75 | 118.75 | 4
2023/24 | 375.25 | 118.75 | 8
2023/24 | 375.75 | 118.75 | 11
2023/24 | 376.25 | 118.75 | 8
2023/24 | 376.75 | 118.75 | 5
2023/24 | 377.25 | 118.75 | 6
2023/24 | 377.75 | 118.75 | 10
2023/24 | 378.25 | 118.75 | 6
2023/24 | 378.75 | 118.75 | 4
2023/24 | 379.25 | 118.75 | 8
2023/24 | 379.75 | 118.75 | 2
2023/24 | 380.25 | 118.75 | 4
2023/24 | 380.75 | 118.75 | 2
2023/24 | 381.25 | 118.75 | 5
2023/24 | 381.75 | 118.75 | 5
2023/24 | 382.25 | 118.75 | 8
2023/24 | 382.75 | 118.75 | 3
2023/24 | 383.25 | 118.75 | 3
2023/24 | 383.75 | 118.75 | 1
2023/24 | 384.25 | 118.75 | 4
2023/24 | 384.75 | 118.75 | 3
2023/24 | 385.25 | 118.75 | 5
2023/24 | 385.75 | 118.75 | 2
2023/24 | 386.75 | 118.75 | 3
2023/24 | 387.25 | 118.75 | 2
2023/24 | 387.75 | 118.75 | 2
2023/24 | 388.25 | 118.75 | 5
2023/24 | 388.75 | 118.75 | 4
2023/24 | 389.25 | 118.75 | 2
2023/24 | 389.75 | 118.75 | 4
2023/24 | 390.25 | 118.75 | 6
2023/24 | 390.75 | 118.75 | 6
2023/24 | 391.25 | 118.75 | 3
2023/24 | 391.75 | 118.75 | 4
2023/24 | 392.25 | 118.75 | 1
2023/24 | 392.75 | 118.75 | 3
2023/24 | 393.25 | 118.75 | 4
2023/24 | 393.75 | 118.75 | 2
2023/24 | 394.25 | 118.75 | 4
2023/24 | 394.75 | 118.75 | 1
2023/24 | 395.25 | 118.75 | 1
2023/24 | 395.75 | 118.75 | 4
2023/24 | 396.25 | 118.75 | 4
2023/24 | 396.75 | 118.75 | 1
2023/24 | 397.25 | 118.75 | 6
2023/24 | 397.75 | 118.75 | 2
2023/24 | 398.25 | 118.75 | 1
2023/24 | 398.75 | 118.75 | 4
2023/24 | 399.25 | 118.75 | 5
2023/24 | 399.75 | 118.75 | 1
2023/24 | 400.25 | 118.75 | 1
2023/24 | 400.75 | 118.75 | 3
2023/24 | 401.25 | 118.75 | 2
2023/24 | 401.75 | 118.75 | 1
2023/24 | 402.25 | 118.75 | 3
2023/24 | 403.25 | 118.75 | 3
2023/24 | 404.25 | 118.75 | 4
2023/24 | 404.75 | 118.75 | 3
2023/24 | 405.25 | 118.75 | 3
2023/24 | 405.75 | 118.75 | 2
2023/24 | 406.25 | 118.75 | 3
2023/24 | 406.75 | 118.75 | 1
2023/24 | 407.25 | 118.75 | 1
2023/24 | 407.75 | 118.75 | 2
2023/24 | 408.25 | 118.75 | 1
2023/24 | 408.75 | 118.75 | 2
2023/24 | 409.25 | 118.75 | 2
2023/24 | 409.75 | 118.75 | 3
2023/24 | 410.25 | 118.75 | 1
2023/24 | 411.25 | 118.75 | 3
2023/24 | 411.75 | 118.75 | 4
2023/24 | 412.25 | 118.75 | 3
2023/24 | 412.75 | 118.75 | 1
2023/24 | 413.25 | 118.75 | 1
2023/24 | 414.75 | 118.75 | 1
2023/24 | 415.25 | 118.75 | 1
2023/24 | 416.25 | 118.75 | 1
2023/24 | 416.75 | 118.75 | 2
2023/24 | 417.25 | 118.75 | 3
2023/24 | 417.75 | 118.75 | 1
2023/24 | 418.75 | 118.75 | 2
2023/24 | 419.25 | 118.75 | 3
2023/24 | 420.75 | 118.75 | 1
2023/24 | 421.75 | 118.75 | 2
2023/24 | 422.25 | 118.75 | 1
2023/24 | 423.25 | 118.75 | 2
2023/24 | 423.75 | 118.75 | 2
2023/24 | 426.75 | 118.75 | 1
2023/24 | 427.75 | 118.75 | 1
2023/24 | 429.75 | 118.75 | 1
2023/24 | 430.25 | 118.75 | 1
2023/24 | 431.25 | 118.75 | 1
2023/24 | 432.75 | 118.75 | 1
2023/24 | 433.25 | 118.75 | 2
2023/24 | 433.75 | 118.75 | 2
2023/24 | 435.25 | 118.75 | 1
2023/24 | 435.75 | 118.75 | 1
2023/24 | 437.25 | 118.75 | 1
2023/24 | 437.75 | 118.75 | 1
2023/24 | 438.75 | 118.75 | 1
2023/24 | 439.75 | 118.75 | 1
2023/24 | 442.75 | 118.75 | 1
2023/24 | 444.25 | 118.75 | 1
2023/24 | 444.75 | 118.75 | 1
2023/24 | 445.75 | 118.75 | 1
2023/24 | 446.25 | 118.75 | 1
2023/24 | 447.25 | 118.75 | 1
2023/24 | 447.75 | 118.75 | 1
2023/24 | 450.75 | 118.75 | 1
2023/24 | 460.25 | 118.75 | 1
2023/24 | 464.25 | 118.75 | 1
2023/24 | 471.25 | 118.75 | 1
2023/24 | 473.25 | 118.75 | 1
2023/24 | 519.75 | 118.75 | 1
2023/24 | 177.25 | 119.25 | 1
2023/24 | 178.25 | 119.25 | 1
2023/24 | 179.25 | 119.25 | 1
2023/24 | 180.75 | 119.25 | 1
2023/24 | 188.75 | 119.25 | 1
2023/24 | 189.75 | 119.25 | 1
2023/24 | 190.25 | 119.25 | 2
2023/24 | 197.75 | 119.25 | 1
2023/24 | 198.75 | 119.25 | 1
2023/24 | 201.25 | 119.25 | 1
2023/24 | 201.75 | 119.25 | 1
2023/24 | 203.75 | 119.25 | 2
2023/24 | 204.75 | 119.25 | 2
2023/24 | 205.25 | 119.25 | 1
2023/24 | 205.75 | 119.25 | 1
2023/24 | 206.25 | 119.25 | 1
2023/24 | 207.25 | 119.25 | 1
2023/24 | 208.75 | 119.25 | 2
2023/24 | 209.75 | 119.25 | 1
2023/24 | 210.25 | 119.25 | 2
2023/24 | 210.75 | 119.25 | 1
2023/24 | 211.25 | 119.25 | 1
2023/24 | 211.75 | 119.25 | 1
2023/24 | 212.75 | 119.25 | 1
2023/24 | 213.75 | 119.25 | 2
2023/24 | 214.25 | 119.25 | 2
2023/24 | 214.75 | 119.25 | 1
2023/24 | 215.25 | 119.25 | 3
2023/24 | 215.75 | 119.25 | 2
2023/24 | 216.25 | 119.25 | 2
2023/24 | 216.75 | 119.25 | 7
2023/24 | 217.25 | 119.25 | 3
2023/24 | 217.75 | 119.25 | 4
2023/24 | 218.25 | 119.25 | 3
2023/24 | 218.75 | 119.25 | 3
2023/24 | 219.25 | 119.25 | 4
2023/24 | 219.75 | 119.25 | 2
2023/24 | 220.25 | 119.25 | 5
2023/24 | 220.75 | 119.25 | 4
2023/24 | 221.25 | 119.25 | 3
2023/24 | 221.75 | 119.25 | 2
2023/24 | 222.25 | 119.25 | 4
2023/24 | 222.75 | 119.25 | 10
2023/24 | 223.25 | 119.25 | 4
2023/24 | 223.75 | 119.25 | 4
2023/24 | 224.25 | 119.25 | 3
2023/24 | 224.75 | 119.25 | 7
2023/24 | 225.25 | 119.25 | 10
2023/24 | 225.75 | 119.25 | 6
2023/24 | 226.25 | 119.25 | 2
2023/24 | 226.75 | 119.25 | 9
2023/24 | 227.25 | 119.25 | 11
2023/24 | 227.75 | 119.25 | 2
2023/24 | 228.25 | 119.25 | 3
2023/24 | 228.75 | 119.25 | 8
2023/24 | 229.25 | 119.25 | 13
2023/24 | 229.75 | 119.25 | 10
2023/24 | 230.25 | 119.25 | 7
2023/24 | 230.75 | 119.25 | 5
2023/24 | 231.25 | 119.25 | 11
2023/24 | 231.75 | 119.25 | 13
2023/24 | 232.25 | 119.25 | 15
2023/24 | 232.75 | 119.25 | 10
2023/24 | 233.25 | 119.25 | 11
2023/24 | 233.75 | 119.25 | 13
2023/24 | 234.25 | 119.25 | 14
2023/24 | 234.75 | 119.25 | 22
2023/24 | 235.25 | 119.25 | 18
2023/24 | 235.75 | 119.25 | 15
2023/24 | 236.25 | 119.25 | 14
2023/24 | 236.75 | 119.25 | 20
2023/24 | 237.25 | 119.25 | 19
2023/24 | 237.75 | 119.25 | 13
2023/24 | 238.25 | 119.25 | 22
2023/24 | 238.75 | 119.25 | 24
2023/24 | 239.25 | 119.25 | 25
2023/24 | 239.75 | 119.25 | 23
2023/24 | 240.25 | 119.25 | 26
2023/24 | 240.75 | 119.25 | 19
2023/24 | 241.25 | 119.25 | 16
2023/24 | 241.75 | 119.25 | 18
2023/24 | 242.25 | 119.25 | 28
2023/24 | 242.75 | 119.25 | 35
2023/24 | 243.25 | 119.25 | 33
2023/24 | 243.75 | 119.25 | 35
2023/24 | 244.25 | 119.25 | 32
2023/24 | 244.75 | 119.25 | 32
2023/24 | 245.25 | 119.25 | 27
2023/24 | 245.75 | 119.25 | 30
2023/24 | 246.25 | 119.25 | 38
2023/24 | 246.75 | 119.25 | 29
2023/24 | 247.25 | 119.25 | 49
2023/24 | 247.75 | 119.25 | 51
2023/24 | 248.25 | 119.25 | 64
2023/24 | 248.75 | 119.25 | 33
2023/24 | 249.25 | 119.25 | 55
2023/24 | 249.75 | 119.25 | 56
2023/24 | 250.25 | 119.25 | 52
2023/24 | 250.75 | 119.25 | 60
2023/24 | 251.25 | 119.25 | 68
2023/24 | 251.75 | 119.25 | 61
2023/24 | 252.25 | 119.25 | 68
2023/24 | 252.75 | 119.25 | 61
2023/24 | 253.25 | 119.25 | 60
2023/24 | 253.75 | 119.25 | 54
2023/24 | 254.25 | 119.25 | 59
2023/24 | 254.75 | 119.25 | 74
2023/24 | 255.25 | 119.25 | 59
2023/24 | 255.75 | 119.25 | 68
2023/24 | 256.25 | 119.25 | 82
2023/24 | 256.75 | 119.25 | 74
2023/24 | 257.25 | 119.25 | 74
2023/24 | 257.75 | 119.25 | 85
2023/24 | 258.25 | 119.25 | 85
2023/24 | 258.75 | 119.25 | 89
2023/24 | 259.25 | 119.25 | 91
2023/24 | 259.75 | 119.25 | 86
2023/24 | 260.25 | 119.25 | 87
2023/24 | 260.75 | 119.25 | 93
2023/24 | 261.25 | 119.25 | 106
2023/24 | 261.75 | 119.25 | 74
2023/24 | 262.25 | 119.25 | 96
2023/24 | 262.75 | 119.25 | 97
2023/24 | 263.25 | 119.25 | 88
2023/24 | 263.75 | 119.25 | 106
2023/24 | 264.25 | 119.25 | 108
2023/24 | 264.75 | 119.25 | 107
2023/24 | 265.25 | 119.25 | 97
2023/24 | 265.75 | 119.25 | 114
2023/24 | 266.25 | 119.25 | 114
2023/24 | 266.75 | 119.25 | 118
2023/24 | 267.25 | 119.25 | 118
2023/24 | 267.75 | 119.25 | 111
2023/24 | 268.25 | 119.25 | 106
2023/24 | 268.75 | 119.25 | 133
2023/24 | 269.25 | 119.25 | 103
2023/24 | 269.75 | 119.25 | 115
2023/24 | 270.25 | 119.25 | 141
2023/24 | 270.75 | 119.25 | 144
2023/24 | 271.25 | 119.25 | 142
2023/24 | 271.75 | 119.25 | 119
2023/24 | 272.25 | 119.25 | 117
2023/24 | 272.75 | 119.25 | 126
2023/24 | 273.25 | 119.25 | 136
2023/24 | 273.75 | 119.25 | 138
2023/24 | 274.25 | 119.25 | 118
2023/24 | 274.75 | 119.25 | 137
2023/24 | 275.25 | 119.25 | 165
2023/24 | 275.75 | 119.25 | 135
2023/24 | 276.25 | 119.25 | 124
2023/24 | 276.75 | 119.25 | 149
2023/24 | 277.25 | 119.25 | 143
2023/24 | 277.75 | 119.25 | 155
2023/24 | 278.25 | 119.25 | 130
2023/24 | 278.75 | 119.25 | 148
2023/24 | 279.25 | 119.25 | 161
2023/24 | 279.75 | 119.25 | 175
2023/24 | 280.25 | 119.25 | 168
2023/24 | 280.75 | 119.25 | 154
2023/24 | 281.25 | 119.25 | 158
2023/24 | 281.75 | 119.25 | 153
2023/24 | 282.25 | 119.25 | 164
2023/24 | 282.75 | 119.25 | 167
2023/24 | 283.25 | 119.25 | 160
2023/24 | 283.75 | 119.25 | 142
2023/24 | 284.25 | 119.25 | 156
2023/24 | 284.75 | 119.25 | 164
2023/24 | 285.25 | 119.25 | 173
2023/24 | 285.75 | 119.25 | 173
2023/24 | 286.25 | 119.25 | 165
2023/24 | 286.75 | 119.25 | 169
2023/24 | 287.25 | 119.25 | 168
2023/24 | 287.75 | 119.25 | 143
2023/24 | 288.25 | 119.25 | 163
2023/24 | 288.75 | 119.25 | 163
2023/24 | 289.25 | 119.25 | 133
2023/24 | 289.75 | 119.25 | 176
2023/24 | 290.25 | 119.25 | 139
2023/24 | 290.75 | 119.25 | 140
2023/24 | 291.25 | 119.25 | 174
2023/24 | 291.75 | 119.25 | 154
2023/24 | 292.25 | 119.25 | 163
2023/24 | 292.75 | 119.25 | 180
2023/24 | 293.25 | 119.25 | 137
2023/24 | 293.75 | 119.25 | 161
2023/24 | 294.25 | 119.25 | 163
2023/24 | 294.75 | 119.25 | 152
2023/24 | 295.25 | 119.25 | 151
2023/24 | 295.75 | 119.25 | 135
2023/24 | 296.25 | 119.25 | 162
2023/24 | 296.75 | 119.25 | 141
2023/24 | 297.25 | 119.25 | 164
2023/24 | 297.75 | 119.25 | 146
2023/24 | 298.25 | 119.25 | 136
2023/24 | 298.75 | 119.25 | 154
2023/24 | 299.25 | 119.25 | 134
2023/24 | 299.75 | 119.25 | 165
2023/24 | 300.25 | 119.25 | 131
2023/24 | 300.75 | 119.25 | 136
2023/24 | 301.25 | 119.25 | 143
2023/24 | 301.75 | 119.25 | 139
2023/24 | 302.25 | 119.25 | 148
2023/24 | 302.75 | 119.25 | 153
2023/24 | 303.25 | 119.25 | 131
2023/24 | 303.75 | 119.25 | 139
2023/24 | 304.25 | 119.25 | 144
2023/24 | 304.75 | 119.25 | 115
2023/24 | 305.25 | 119.25 | 116
2023/24 | 305.75 | 119.25 | 107
2023/24 | 306.25 | 119.25 | 125
2023/24 | 306.75 | 119.25 | 112
2023/24 | 307.25 | 119.25 | 103
2023/24 | 307.75 | 119.25 | 130
2023/24 | 308.25 | 119.25 | 127
2023/24 | 308.75 | 119.25 | 123
2023/24 | 309.25 | 119.25 | 126
2023/24 | 309.75 | 119.25 | 121
2023/24 | 310.25 | 119.25 | 106
2023/24 | 310.75 | 119.25 | 102
2023/24 | 311.25 | 119.25 | 109
2023/24 | 311.75 | 119.25 | 100
2023/24 | 312.25 | 119.25 | 110
2023/24 | 312.75 | 119.25 | 90
2023/24 | 313.25 | 119.25 | 119
2023/24 | 313.75 | 119.25 | 100
2023/24 | 314.25 | 119.25 | 120
2023/24 | 314.75 | 119.25 | 112
2023/24 | 315.25 | 119.25 | 97
2023/24 | 315.75 | 119.25 | 92
2023/24 | 316.25 | 119.25 | 89
2023/24 | 316.75 | 119.25 | 92
2023/24 | 317.25 | 119.25 | 89
2023/24 | 317.75 | 119.25 | 89
2023/24 | 318.25 | 119.25 | 85
2023/24 | 318.75 | 119.25 | 88
2023/24 | 319.25 | 119.25 | 75
2023/24 | 319.75 | 119.25 | 79
2023/24 | 320.25 | 119.25 | 78
2023/24 | 320.75 | 119.25 | 105
2023/24 | 321.25 | 119.25 | 73
2023/24 | 321.75 | 119.25 | 70
2023/24 | 322.25 | 119.25 | 75
2023/24 | 322.75 | 119.25 | 78
2023/24 | 323.25 | 119.25 | 83
2023/24 | 323.75 | 119.25 | 66
2023/24 | 324.25 | 119.25 | 89
2023/24 | 324.75 | 119.25 | 79
2023/24 | 325.25 | 119.25 | 64
2023/24 | 325.75 | 119.25 | 75
2023/24 | 326.25 | 119.25 | 64
2023/24 | 326.75 | 119.25 | 81
2023/24 | 327.25 | 119.25 | 65
2023/24 | 327.75 | 119.25 | 64
2023/24 | 328.25 | 119.25 | 73
2023/24 | 328.75 | 119.25 | 56
2023/24 | 329.25 | 119.25 | 62
2023/24 | 329.75 | 119.25 | 59
2023/24 | 330.25 | 119.25 | 55
2023/24 | 330.75 | 119.25 | 63
2023/24 | 331.25 | 119.25 | 59
2023/24 | 331.75 | 119.25 | 67
2023/24 | 332.25 | 119.25 | 64
2023/24 | 332.75 | 119.25 | 48
2023/24 | 333.25 | 119.25 | 55
2023/24 | 333.75 | 119.25 | 55
2023/24 | 334.25 | 119.25 | 44
2023/24 | 334.75 | 119.25 | 47
2023/24 | 335.25 | 119.25 | 42
2023/24 | 335.75 | 119.25 | 47
2023/24 | 336.25 | 119.25 | 38
2023/24 | 336.75 | 119.25 | 55
2023/24 | 337.25 | 119.25 | 50
2023/24 | 337.75 | 119.25 | 42
2023/24 | 338.25 | 119.25 | 37
2023/24 | 338.75 | 119.25 | 53
2023/24 | 339.25 | 119.25 | 38
2023/24 | 339.75 | 119.25 | 36
2023/24 | 340.25 | 119.25 | 36
2023/24 | 340.75 | 119.25 | 43
2023/24 | 341.25 | 119.25 | 39
2023/24 | 341.75 | 119.25 | 44
2023/24 | 342.25 | 119.25 | 38
2023/24 | 342.75 | 119.25 | 29
2023/24 | 343.25 | 119.25 | 33
2023/24 | 343.75 | 119.25 | 38
2023/24 | 344.25 | 119.25 | 33
2023/24 | 344.75 | 119.25 | 25
2023/24 | 345.25 | 119.25 | 32
2023/24 | 345.75 | 119.25 | 28
2023/24 | 346.25 | 119.25 | 30
2023/24 | 346.75 | 119.25 | 32
2023/24 | 347.25 | 119.25 | 34
2023/24 | 347.75 | 119.25 | 33
2023/24 | 348.25 | 119.25 | 26
2023/24 | 348.75 | 119.25 | 27
2023/24 | 349.25 | 119.25 | 38
2023/24 | 349.75 | 119.25 | 26
2023/24 | 350.25 | 119.25 | 29
2023/24 | 350.75 | 119.25 | 29
2023/24 | 351.25 | 119.25 | 18
2023/24 | 351.75 | 119.25 | 22
2023/24 | 352.25 | 119.25 | 27
2023/24 | 352.75 | 119.25 | 26
2023/24 | 353.25 | 119.25 | 27
2023/24 | 353.75 | 119.25 | 29
2023/24 | 354.25 | 119.25 | 23
2023/24 | 354.75 | 119.25 | 15
2023/24 | 355.25 | 119.25 | 25
2023/24 | 355.75 | 119.25 | 22
2023/24 | 356.25 | 119.25 | 23
2023/24 | 356.75 | 119.25 | 25
2023/24 | 357.25 | 119.25 | 20
2023/24 | 357.75 | 119.25 | 16
2023/24 | 358.25 | 119.25 | 22
2023/24 | 358.75 | 119.25 | 16
2023/24 | 359.25 | 119.25 | 26
2023/24 | 359.75 | 119.25 | 19
2023/24 | 360.25 | 119.25 | 19
2023/24 | 360.75 | 119.25 | 20
2023/24 | 361.25 | 119.25 | 16
2023/24 | 361.75 | 119.25 | 16
2023/24 | 362.25 | 119.25 | 11
2023/24 | 362.75 | 119.25 | 13
2023/24 | 363.25 | 119.25 | 13
2023/24 | 363.75 | 119.25 | 19
2023/24 | 364.25 | 119.25 | 15
2023/24 | 364.75 | 119.25 | 12
2023/24 | 365.25 | 119.25 | 12
2023/24 | 365.75 | 119.25 | 6
2023/24 | 366.25 | 119.25 | 13
2023/24 | 366.75 | 119.25 | 12
2023/24 | 367.25 | 119.25 | 13
2023/24 | 367.75 | 119.25 | 12
2023/24 | 368.25 | 119.25 | 13
2023/24 | 368.75 | 119.25 | 6
2023/24 | 369.25 | 119.25 | 10
2023/24 | 369.75 | 119.25 | 8
2023/24 | 370.25 | 119.25 | 11
2023/24 | 370.75 | 119.25 | 3
2023/24 | 371.25 | 119.25 | 11
2023/24 | 371.75 | 119.25 | 8
2023/24 | 372.25 | 119.25 | 10
2023/24 | 372.75 | 119.25 | 12
2023/24 | 373.25 | 119.25 | 8
2023/24 | 373.75 | 119.25 | 9
2023/24 | 374.25 | 119.25 | 7
2023/24 | 374.75 | 119.25 | 7
2023/24 | 375.25 | 119.25 | 8
2023/24 | 375.75 | 119.25 | 4
2023/24 | 376.25 | 119.25 | 9
2023/24 | 376.75 | 119.25 | 11
2023/24 | 377.25 | 119.25 | 6
2023/24 | 377.75 | 119.25 | 4
2023/24 | 378.25 | 119.25 | 7
2023/24 | 378.75 | 119.25 | 5
2023/24 | 379.25 | 119.25 | 5
2023/24 | 379.75 | 119.25 | 6
2023/24 | 380.25 | 119.25 | 5
2023/24 | 380.75 | 119.25 | 6
2023/24 | 381.25 | 119.25 | 4
2023/24 | 381.75 | 119.25 | 6
2023/24 | 382.25 | 119.25 | 6
2023/24 | 382.75 | 119.25 | 7
2023/24 | 383.25 | 119.25 | 8
2023/24 | 383.75 | 119.25 | 5
2023/24 | 384.25 | 119.25 | 8
2023/24 | 384.75 | 119.25 | 5
2023/24 | 385.25 | 119.25 | 9
2023/24 | 385.75 | 119.25 | 5
2023/24 | 386.25 | 119.25 | 3
2023/24 | 386.75 | 119.25 | 4
2023/24 | 387.25 | 119.25 | 3
2023/24 | 387.75 | 119.25 | 7
2023/24 | 388.25 | 119.25 | 4
2023/24 | 388.75 | 119.25 | 4
2023/24 | 389.25 | 119.25 | 2
2023/24 | 389.75 | 119.25 | 2
2023/24 | 390.25 | 119.25 | 4
2023/24 | 390.75 | 119.25 | 2
2023/24 | 391.25 | 119.25 | 2
2023/24 | 391.75 | 119.25 | 5
2023/24 | 392.25 | 119.25 | 3
2023/24 | 392.75 | 119.25 | 5
2023/24 | 393.25 | 119.25 | 6
2023/24 | 393.75 | 119.25 | 4
2023/24 | 394.25 | 119.25 | 3
2023/24 | 394.75 | 119.25 | 3
2023/24 | 395.25 | 119.25 | 2
2023/24 | 395.75 | 119.25 | 2
2023/24 | 396.25 | 119.25 | 4
2023/24 | 396.75 | 119.25 | 2
2023/24 | 397.25 | 119.25 | 2
2023/24 | 397.75 | 119.25 | 2
2023/24 | 398.25 | 119.25 | 1
2023/24 | 398.75 | 119.25 | 4
2023/24 | 399.75 | 119.25 | 3
2023/24 | 400.25 | 119.25 | 5
2023/24 | 400.75 | 119.25 | 2
2023/24 | 401.25 | 119.25 | 2
2023/24 | 401.75 | 119.25 | 1
2023/24 | 402.25 | 119.25 | 1
2023/24 | 402.75 | 119.25 | 2
2023/24 | 403.25 | 119.25 | 2
2023/24 | 403.75 | 119.25 | 2
2023/24 | 404.25 | 119.25 | 3
2023/24 | 404.75 | 119.25 | 2
2023/24 | 405.25 | 119.25 | 1
2023/24 | 405.75 | 119.25 | 2
2023/24 | 406.25 | 119.25 | 1
2023/24 | 408.75 | 119.25 | 3
2023/24 | 409.25 | 119.25 | 2
2023/24 | 410.25 | 119.25 | 2
2023/24 | 410.75 | 119.25 | 1
2023/24 | 411.25 | 119.25 | 3
2023/24 | 411.75 | 119.25 | 2
2023/24 | 412.25 | 119.25 | 1
2023/24 | 412.75 | 119.25 | 1
2023/24 | 413.25 | 119.25 | 3
2023/24 | 413.75 | 119.25 | 1
2023/24 | 414.25 | 119.25 | 3
2023/24 | 414.75 | 119.25 | 5
2023/24 | 415.25 | 119.25 | 1
2023/24 | 415.75 | 119.25 | 1
2023/24 | 416.25 | 119.25 | 1
2023/24 | 416.75 | 119.25 | 2
2023/24 | 417.25 | 119.25 | 1
2023/24 | 417.75 | 119.25 | 2
2023/24 | 418.25 | 119.25 | 2
2023/24 | 419.25 | 119.25 | 1
2023/24 | 419.75 | 119.25 | 3
2023/24 | 420.25 | 119.25 | 1
2023/24 | 421.75 | 119.25 | 1
2023/24 | 422.25 | 119.25 | 1
2023/24 | 422.75 | 119.25 | 2
2023/24 | 423.25 | 119.25 | 2
2023/24 | 423.75 | 119.25 | 1
2023/24 | 424.25 | 119.25 | 3
2023/24 | 424.75 | 119.25 | 2
2023/24 | 425.25 | 119.25 | 1
2023/24 | 425.75 | 119.25 | 1
2023/24 | 426.25 | 119.25 | 1
2023/24 | 426.75 | 119.25 | 1
2023/24 | 427.75 | 119.25 | 2
2023/24 | 428.75 | 119.25 | 1
2023/24 | 429.25 | 119.25 | 1
2023/24 | 429.75 | 119.25 | 3
2023/24 | 430.75 | 119.25 | 2
2023/24 | 432.25 | 119.25 | 2
2023/24 | 432.75 | 119.25 | 1
2023/24 | 434.25 | 119.25 | 1
2023/24 | 437.25 | 119.25 | 2
2023/24 | 438.75 | 119.25 | 1
2023/24 | 439.25 | 119.25 | 2
2023/24 | 439.75 | 119.25 | 1
2023/24 | 440.25 | 119.25 | 1
2023/24 | 443.75 | 119.25 | 1
2023/24 | 445.25 | 119.25 | 1
2023/24 | 445.75 | 119.25 | 1
2023/24 | 446.75 | 119.25 | 1
2023/24 | 448.75 | 119.25 | 1
2023/24 | 449.75 | 119.25 | 1
2023/24 | 451.25 | 119.25 | 1
2023/24 | 466.75 | 119.25 | 1
2023/24 | 479.25 | 119.25 | 1
2023/24 | 170.75 | 119.75 | 1
2023/24 | 180.75 | 119.75 | 1
2023/24 | 181.25 | 119.75 | 1
2023/24 | 187.25 | 119.75 | 1
2023/24 | 189.75 | 119.75 | 1
2023/24 | 193.25 | 119.75 | 1
2023/24 | 197.75 | 119.75 | 1
2023/24 | 198.75 | 119.75 | 2
2023/24 | 202.75 | 119.75 | 1
2023/24 | 206.25 | 119.75 | 1
2023/24 | 207.25 | 119.75 | 1
2023/24 | 207.75 | 119.75 | 1
2023/24 | 209.25 | 119.75 | 1
2023/24 | 210.25 | 119.75 | 1
2023/24 | 210.75 | 119.75 | 2
2023/24 | 211.25 | 119.75 | 1
2023/24 | 211.75 | 119.75 | 1
2023/24 | 212.75 | 119.75 | 4
2023/24 | 213.25 | 119.75 | 1
2023/24 | 213.75 | 119.75 | 1
2023/24 | 214.25 | 119.75 | 2
2023/24 | 214.75 | 119.75 | 2
2023/24 | 215.25 | 119.75 | 1
2023/24 | 215.75 | 119.75 | 4
2023/24 | 216.25 | 119.75 | 1
2023/24 | 217.25 | 119.75 | 2
2023/24 | 218.25 | 119.75 | 1
2023/24 | 219.25 | 119.75 | 3
2023/24 | 219.75 | 119.75 | 2
2023/24 | 220.25 | 119.75 | 5
2023/24 | 220.75 | 119.75 | 2
2023/24 | 221.25 | 119.75 | 2
2023/24 | 221.75 | 119.75 | 1
2023/24 | 222.25 | 119.75 | 6
2023/24 | 222.75 | 119.75 | 2
2023/24 | 223.25 | 119.75 | 7
2023/24 | 223.75 | 119.75 | 2
2023/24 | 224.25 | 119.75 | 2
2023/24 | 224.75 | 119.75 | 4
2023/24 | 225.25 | 119.75 | 8
2023/24 | 225.75 | 119.75 | 8
2023/24 | 226.25 | 119.75 | 7
2023/24 | 226.75 | 119.75 | 6
2023/24 | 227.25 | 119.75 | 10
2023/24 | 227.75 | 119.75 | 11
2023/24 | 228.25 | 119.75 | 6
2023/24 | 228.75 | 119.75 | 3
2023/24 | 229.25 | 119.75 | 6
2023/24 | 229.75 | 119.75 | 5
2023/24 | 230.25 | 119.75 | 12
2023/24 | 230.75 | 119.75 | 9
2023/24 | 231.25 | 119.75 | 6
2023/24 | 231.75 | 119.75 | 10
2023/24 | 232.25 | 119.75 | 8
2023/24 | 232.75 | 119.75 | 14
2023/24 | 233.25 | 119.75 | 13
2023/24 | 233.75 | 119.75 | 9
2023/24 | 234.25 | 119.75 | 16
2023/24 | 234.75 | 119.75 | 17
2023/24 | 235.25 | 119.75 | 13
2023/24 | 235.75 | 119.75 | 7
2023/24 | 236.25 | 119.75 | 12
2023/24 | 236.75 | 119.75 | 19
2023/24 | 237.25 | 119.75 | 16
2023/24 | 237.75 | 119.75 | 15
2023/24 | 238.25 | 119.75 | 17
2023/24 | 238.75 | 119.75 | 30
2023/24 | 239.25 | 119.75 | 12
2023/24 | 239.75 | 119.75 | 23
2023/24 | 240.25 | 119.75 | 12
2023/24 | 240.75 | 119.75 | 28
2023/24 | 241.25 | 119.75 | 25
2023/24 | 241.75 | 119.75 | 23
2023/24 | 242.25 | 119.75 | 25
2023/24 | 242.75 | 119.75 | 21
2023/24 | 243.25 | 119.75 | 25
2023/24 | 243.75 | 119.75 | 32
2023/24 | 244.25 | 119.75 | 24
2023/24 | 244.75 | 119.75 | 22
2023/24 | 245.25 | 119.75 | 27
2023/24 | 245.75 | 119.75 | 32
2023/24 | 246.25 | 119.75 | 37
2023/24 | 246.75 | 119.75 | 33
2023/24 | 247.25 | 119.75 | 23
2023/24 | 247.75 | 119.75 | 33
2023/24 | 248.25 | 119.75 | 36
2023/24 | 248.75 | 119.75 | 42
2023/24 | 249.25 | 119.75 | 54
2023/24 | 249.75 | 119.75 | 30
2023/24 | 250.25 | 119.75 | 41
2023/24 | 250.75 | 119.75 | 47
2023/24 | 251.25 | 119.75 | 39
2023/24 | 251.75 | 119.75 | 56
2023/24 | 252.25 | 119.75 | 53
2023/24 | 252.75 | 119.75 | 55
2023/24 | 253.25 | 119.75 | 56
2023/24 | 253.75 | 119.75 | 59
2023/24 | 254.25 | 119.75 | 51
2023/24 | 254.75 | 119.75 | 55
2023/24 | 255.25 | 119.75 | 79
2023/24 | 255.75 | 119.75 | 61
2023/24 | 256.25 | 119.75 | 64
2023/24 | 256.75 | 119.75 | 72
2023/24 | 257.25 | 119.75 | 67
2023/24 | 257.75 | 119.75 | 84
2023/24 | 258.25 | 119.75 | 71
2023/24 | 258.75 | 119.75 | 95
2023/24 | 259.25 | 119.75 | 88
2023/24 | 259.75 | 119.75 | 96
2023/24 | 260.25 | 119.75 | 91
2023/24 | 260.75 | 119.75 | 106
2023/24 | 261.25 | 119.75 | 92
2023/24 | 261.75 | 119.75 | 75
2023/24 | 262.25 | 119.75 | 89
2023/24 | 262.75 | 119.75 | 85
2023/24 | 263.25 | 119.75 | 99
2023/24 | 263.75 | 119.75 | 95
2023/24 | 264.25 | 119.75 | 108
2023/24 | 264.75 | 119.75 | 113
2023/24 | 265.25 | 119.75 | 112
2023/24 | 265.75 | 119.75 | 99
2023/24 | 266.25 | 119.75 | 110
2023/24 | 266.75 | 119.75 | 101
2023/24 | 267.25 | 119.75 | 98
2023/24 | 267.75 | 119.75 | 94
2023/24 | 268.25 | 119.75 | 118
2023/24 | 268.75 | 119.75 | 122
2023/24 | 269.25 | 119.75 | 132
2023/24 | 269.75 | 119.75 | 122
2023/24 | 270.25 | 119.75 | 113
2023/24 | 270.75 | 119.75 | 136
2023/24 | 271.25 | 119.75 | 119
2023/24 | 271.75 | 119.75 | 112
2023/24 | 272.25 | 119.75 | 140
2023/24 | 272.75 | 119.75 | 136
2023/24 | 273.25 | 119.75 | 119
2023/24 | 273.75 | 119.75 | 141
2023/24 | 274.25 | 119.75 | 133
2023/24 | 274.75 | 119.75 | 153
2023/24 | 275.25 | 119.75 | 134
2023/24 | 275.75 | 119.75 | 144
2023/24 | 276.25 | 119.75 | 158
2023/24 | 276.75 | 119.75 | 136
2023/24 | 277.25 | 119.75 | 149
2023/24 | 277.75 | 119.75 | 139
2023/24 | 278.25 | 119.75 | 140
2023/24 | 278.75 | 119.75 | 137
2023/24 | 279.25 | 119.75 | 141
2023/24 | 279.75 | 119.75 | 134
2023/24 | 280.25 | 119.75 | 142
2023/24 | 280.75 | 119.75 | 128
2023/24 | 281.25 | 119.75 | 143
2023/24 | 281.75 | 119.75 | 135
2023/24 | 282.25 | 119.75 | 144
2023/24 | 282.75 | 119.75 | 160
2023/24 | 283.25 | 119.75 | 156
2023/24 | 283.75 | 119.75 | 133
2023/24 | 284.25 | 119.75 | 165
2023/24 | 284.75 | 119.75 | 140
2023/24 | 285.25 | 119.75 | 174
2023/24 | 285.75 | 119.75 | 157
2023/24 | 286.25 | 119.75 | 154
2023/24 | 286.75 | 119.75 | 159
2023/24 | 287.25 | 119.75 | 156
2023/24 | 287.75 | 119.75 | 146
2023/24 | 288.25 | 119.75 | 153
2023/24 | 288.75 | 119.75 | 174
2023/24 | 289.25 | 119.75 | 175
2023/24 | 289.75 | 119.75 | 155
2023/24 | 290.25 | 119.75 | 158
2023/24 | 290.75 | 119.75 | 173
2023/24 | 291.25 | 119.75 | 188
2023/24 | 291.75 | 119.75 | 160
2023/24 | 292.25 | 119.75 | 158
2023/24 | 292.75 | 119.75 | 172
2023/24 | 293.25 | 119.75 | 129
2023/24 | 293.75 | 119.75 | 152
2023/24 | 294.25 | 119.75 | 134
2023/24 | 294.75 | 119.75 | 179
2023/24 | 295.25 | 119.75 | 167
2023/24 | 295.75 | 119.75 | 140
2023/24 | 296.25 | 119.75 | 144
2023/24 | 296.75 | 119.75 | 144
2023/24 | 297.25 | 119.75 | 166
2023/24 | 297.75 | 119.75 | 139
2023/24 | 298.25 | 119.75 | 138
2023/24 | 298.75 | 119.75 | 147
2023/24 | 299.25 | 119.75 | 144
2023/24 | 299.75 | 119.75 | 152
2023/24 | 300.25 | 119.75 | 156
2023/24 | 300.75 | 119.75 | 129
2023/24 | 301.25 | 119.75 | 164
2023/24 | 301.75 | 119.75 | 135
2023/24 | 302.25 | 119.75 | 133
2023/24 | 302.75 | 119.75 | 124
2023/24 | 303.25 | 119.75 | 127
2023/24 | 303.75 | 119.75 | 122
2023/24 | 304.25 | 119.75 | 138
2023/24 | 304.75 | 119.75 | 123
2023/24 | 305.25 | 119.75 | 126
2023/24 | 305.75 | 119.75 | 115
2023/24 | 306.25 | 119.75 | 136
2023/24 | 306.75 | 119.75 | 131
2023/24 | 307.25 | 119.75 | 124
2023/24 | 307.75 | 119.75 | 136
2023/24 | 308.25 | 119.75 | 101
2023/24 | 308.75 | 119.75 | 144
2023/24 | 309.25 | 119.75 | 124
2023/24 | 309.75 | 119.75 | 123
2023/24 | 310.25 | 119.75 | 117
2023/24 | 310.75 | 119.75 | 121
2023/24 | 311.25 | 119.75 | 116
2023/24 | 311.75 | 119.75 | 111
2023/24 | 312.25 | 119.75 | 124
2023/24 | 312.75 | 119.75 | 104
2023/24 | 313.25 | 119.75 | 105
2023/24 | 313.75 | 119.75 | 97
2023/24 | 314.25 | 119.75 | 103
2023/24 | 314.75 | 119.75 | 114
2023/24 | 315.25 | 119.75 | 87
2023/24 | 315.75 | 119.75 | 87
2023/24 | 316.25 | 119.75 | 107
2023/24 | 316.75 | 119.75 | 95
2023/24 | 317.25 | 119.75 | 103
2023/24 | 317.75 | 119.75 | 100
2023/24 | 318.25 | 119.75 | 94
2023/24 | 318.75 | 119.75 | 100
2023/24 | 319.25 | 119.75 | 103
2023/24 | 319.75 | 119.75 | 89
2023/24 | 320.25 | 119.75 | 104
2023/24 | 320.75 | 119.75 | 92
2023/24 | 321.25 | 119.75 | 82
2023/24 | 321.75 | 119.75 | 70
2023/24 | 322.25 | 119.75 | 85
2023/24 | 322.75 | 119.75 | 82
2023/24 | 323.25 | 119.75 | 81
2023/24 | 323.75 | 119.75 | 63
2023/24 | 324.25 | 119.75 | 77
2023/24 | 324.75 | 119.75 | 82
2023/24 | 325.25 | 119.75 | 73
2023/24 | 325.75 | 119.75 | 78
2023/24 | 326.25 | 119.75 | 65
2023/24 | 326.75 | 119.75 | 70
2023/24 | 327.25 | 119.75 | 82
2023/24 | 327.75 | 119.75 | 81
2023/24 | 328.25 | 119.75 | 74
2023/24 | 328.75 | 119.75 | 66
2023/24 | 329.25 | 119.75 | 62
2023/24 | 329.75 | 119.75 | 55
2023/24 | 330.25 | 119.75 | 56
2023/24 | 330.75 | 119.75 | 56
2023/24 | 331.25 | 119.75 | 64
2023/24 | 331.75 | 119.75 | 48
2023/24 | 332.25 | 119.75 | 53
2023/24 | 332.75 | 119.75 | 61
2023/24 | 333.25 | 119.75 | 57
2023/24 | 333.75 | 119.75 | 50
2023/24 | 334.25 | 119.75 | 61
2023/24 | 334.75 | 119.75 | 56
2023/24 | 335.25 | 119.75 | 52
2023/24 | 335.75 | 119.75 | 55
2023/24 | 336.25 | 119.75 | 46
2023/24 | 336.75 | 119.75 | 40
2023/24 | 337.25 | 119.75 | 50
2023/24 | 337.75 | 119.75 | 46
2023/24 | 338.25 | 119.75 | 41
2023/24 | 338.75 | 119.75 | 49
2023/24 | 339.25 | 119.75 | 39
2023/24 | 339.75 | 119.75 | 54
2023/24 | 340.25 | 119.75 | 52
2023/24 | 340.75 | 119.75 | 39
2023/24 | 341.25 | 119.75 | 38
2023/24 | 341.75 | 119.75 | 38
2023/24 | 342.25 | 119.75 | 49
2023/24 | 342.75 | 119.75 | 39
2023/24 | 343.25 | 119.75 | 27
2023/24 | 343.75 | 119.75 | 37
2023/24 | 344.25 | 119.75 | 33
2023/24 | 344.75 | 119.75 | 30
2023/24 | 345.25 | 119.75 | 28
2023/24 | 345.75 | 119.75 | 29
2023/24 | 346.25 | 119.75 | 33
2023/24 | 346.75 | 119.75 | 42
2023/24 | 347.25 | 119.75 | 38
2023/24 | 347.75 | 119.75 | 30
2023/24 | 348.25 | 119.75 | 33
2023/24 | 348.75 | 119.75 | 25
2023/24 | 349.25 | 119.75 | 29
2023/24 | 349.75 | 119.75 | 31
2023/24 | 350.25 | 119.75 | 29
2023/24 | 350.75 | 119.75 | 30
2023/24 | 351.25 | 119.75 | 38
2023/24 | 351.75 | 119.75 | 26
2023/24 | 352.25 | 119.75 | 21
2023/24 | 352.75 | 119.75 | 30
2023/24 | 353.25 | 119.75 | 25
2023/24 | 353.75 | 119.75 | 24
2023/24 | 354.25 | 119.75 | 26
2023/24 | 354.75 | 119.75 | 28
2023/24 | 355.25 | 119.75 | 22
2023/24 | 355.75 | 119.75 | 18
2023/24 | 356.25 | 119.75 | 22
2023/24 | 356.75 | 119.75 | 21
2023/24 | 357.25 | 119.75 | 20
2023/24 | 357.75 | 119.75 | 19
2023/24 | 358.25 | 119.75 | 20
2023/24 | 358.75 | 119.75 | 13
2023/24 | 359.25 | 119.75 | 12
2023/24 | 359.75 | 119.75 | 22
2023/24 | 360.25 | 119.75 | 17
2023/24 | 360.75 | 119.75 | 17
2023/24 | 361.25 | 119.75 | 11
2023/24 | 361.75 | 119.75 | 15
2023/24 | 362.25 | 119.75 | 14
2023/24 | 362.75 | 119.75 | 15
2023/24 | 363.25 | 119.75 | 18
2023/24 | 363.75 | 119.75 | 13
2023/24 | 364.25 | 119.75 | 14
2023/24 | 364.75 | 119.75 | 18
2023/24 | 365.25 | 119.75 | 13
2023/24 | 365.75 | 119.75 | 16
2023/24 | 366.25 | 119.75 | 9
2023/24 | 366.75 | 119.75 | 13
2023/24 | 367.25 | 119.75 | 9
2023/24 | 367.75 | 119.75 | 16
2023/24 | 368.25 | 119.75 | 12
2023/24 | 368.75 | 119.75 | 9
2023/24 | 369.25 | 119.75 | 12
2023/24 | 369.75 | 119.75 | 10
2023/24 | 370.25 | 119.75 | 11
2023/24 | 370.75 | 119.75 | 19
2023/24 | 371.25 | 119.75 | 12
2023/24 | 371.75 | 119.75 | 8
2023/24 | 372.25 | 119.75 | 16
2023/24 | 372.75 | 119.75 | 7
2023/24 | 373.25 | 119.75 | 7
2023/24 | 373.75 | 119.75 | 7
2023/24 | 374.25 | 119.75 | 4
2023/24 | 374.75 | 119.75 | 5
2023/24 | 375.25 | 119.75 | 3
2023/24 | 375.75 | 119.75 | 8
2023/24 | 376.25 | 119.75 | 9
2023/24 | 376.75 | 119.75 | 7
2023/24 | 377.25 | 119.75 | 13
2023/24 | 377.75 | 119.75 | 8
2023/24 | 378.25 | 119.75 | 6
2023/24 | 378.75 | 119.75 | 7
2023/24 | 379.25 | 119.75 | 9
2023/24 | 379.75 | 119.75 | 10
2023/24 | 380.25 | 119.75 | 6
2023/24 | 380.75 | 119.75 | 7
2023/24 | 381.25 | 119.75 | 8
2023/24 | 381.75 | 119.75 | 9
2023/24 | 382.25 | 119.75 | 5
2023/24 | 382.75 | 119.75 | 5
2023/24 | 383.25 | 119.75 | 2
2023/24 | 383.75 | 119.75 | 5
2023/24 | 384.25 | 119.75 | 5
2023/24 | 384.75 | 119.75 | 5
2023/24 | 385.25 | 119.75 | 3
2023/24 | 385.75 | 119.75 | 2
2023/24 | 386.25 | 119.75 | 4
2023/24 | 386.75 | 119.75 | 6
2023/24 | 387.25 | 119.75 | 3
2023/24 | 388.25 | 119.75 | 7
2023/24 | 388.75 | 119.75 | 3
2023/24 | 389.25 | 119.75 | 4
2023/24 | 389.75 | 119.75 | 2
2023/24 | 390.25 | 119.75 | 5
2023/24 | 390.75 | 119.75 | 4
2023/24 | 391.25 | 119.75 | 2
2023/24 | 391.75 | 119.75 | 6
2023/24 | 392.25 | 119.75 | 3
2023/24 | 392.75 | 119.75 | 2
2023/24 | 393.25 | 119.75 | 2
2023/24 | 393.75 | 119.75 | 3
2023/24 | 394.25 | 119.75 | 5
2023/24 | 394.75 | 119.75 | 4
2023/24 | 395.25 | 119.75 | 2
2023/24 | 395.75 | 119.75 | 3
2023/24 | 396.25 | 119.75 | 1
2023/24 | 396.75 | 119.75 | 2
2023/24 | 397.75 | 119.75 | 3
2023/24 | 398.25 | 119.75 | 4
2023/24 | 398.75 | 119.75 | 3
2023/24 | 399.25 | 119.75 | 1
2023/24 | 399.75 | 119.75 | 4
2023/24 | 400.75 | 119.75 | 1
2023/24 | 401.25 | 119.75 | 6
2023/24 | 401.75 | 119.75 | 2
2023/24 | 402.25 | 119.75 | 2
2023/24 | 403.25 | 119.75 | 3
2023/24 | 403.75 | 119.75 | 5
2023/24 | 404.25 | 119.75 | 4
2023/24 | 404.75 | 119.75 | 1
2023/24 | 405.25 | 119.75 | 5
2023/24 | 405.75 | 119.75 | 1
2023/24 | 406.25 | 119.75 | 3
2023/24 | 407.25 | 119.75 | 4
2023/24 | 407.75 | 119.75 | 2
2023/24 | 408.25 | 119.75 | 1
2023/24 | 408.75 | 119.75 | 3
2023/24 | 409.75 | 119.75 | 1
2023/24 | 410.75 | 119.75 | 2
2023/24 | 411.75 | 119.75 | 2
2023/24 | 412.25 | 119.75 | 1
2023/24 | 412.75 | 119.75 | 1
2023/24 | 413.25 | 119.75 | 1
2023/24 | 413.75 | 119.75 | 1
2023/24 | 414.25 | 119.75 | 1
2023/24 | 414.75 | 119.75 | 2
2023/24 | 415.75 | 119.75 | 2
2023/24 | 416.25 | 119.75 | 2
2023/24 | 416.75 | 119.75 | 2
2023/24 | 417.25 | 119.75 | 4
2023/24 | 417.75 | 119.75 | 2
2023/24 | 418.75 | 119.75 | 2
2023/24 | 419.25 | 119.75 | 2
2023/24 | 420.25 | 119.75 | 1
2023/24 | 420.75 | 119.75 | 1
2023/24 | 421.25 | 119.75 | 4
2023/24 | 421.75 | 119.75 | 1
2023/24 | 422.25 | 119.75 | 1
2023/24 | 422.75 | 119.75 | 2
2023/24 | 423.25 | 119.75 | 1
2023/24 | 423.75 | 119.75 | 1
2023/24 | 424.25 | 119.75 | 1
2023/24 | 426.25 | 119.75 | 1
2023/24 | 427.25 | 119.75 | 2
2023/24 | 429.75 | 119.75 | 1
2023/24 | 430.25 | 119.75 | 2
2023/24 | 430.75 | 119.75 | 2
2023/24 | 431.75 | 119.75 | 1
2023/24 | 433.25 | 119.75 | 1
2023/24 | 436.75 | 119.75 | 1
2023/24 | 437.25 | 119.75 | 1
2023/24 | 437.75 | 119.75 | 1
2023/24 | 438.25 | 119.75 | 1
2023/24 | 438.75 | 119.75 | 1
2023/24 | 439.75 | 119.75 | 1
2023/24 | 440.25 | 119.75 | 2
2023/24 | 444.25 | 119.75 | 1
2023/24 | 446.75 | 119.75 | 1
2023/24 | 448.75 | 119.75 | 1
2023/24 | 456.75 | 119.75 | 1
2023/24 | 460.25 | 119.75 | 1
2023/24 | 464.75 | 119.75 | 1
2023/24 | 467.25 | 119.75 | 1
2023/24 | 470.25 | 119.75 | 1
2023/24 | 472.25 | 119.75 | 1
2023/24 | 185.75 | 120.25 | 1
2023/24 | 191.25 | 120.25 | 1
2023/24 | 194.25 | 120.25 | 1
2023/24 | 196.25 | 120.25 | 1
2023/24 | 196.75 | 120.25 | 1
2023/24 | 197.25 | 120.25 | 1
2023/24 | 199.25 | 120.25 | 1
2023/24 | 199.75 | 120.25 | 1
2023/24 | 201.25 | 120.25 | 1
2023/24 | 202.25 | 120.25 | 1
2023/24 | 202.75 | 120.25 | 1
2023/24 | 203.25 | 120.25 | 1
2023/24 | 204.25 | 120.25 | 1
2023/24 | 205.75 | 120.25 | 1
2023/24 | 206.25 | 120.25 | 2
2023/24 | 208.25 | 120.25 | 1
2023/24 | 208.75 | 120.25 | 1
2023/24 | 209.25 | 120.25 | 2
2023/24 | 209.75 | 120.25 | 1
2023/24 | 210.75 | 120.25 | 1
2023/24 | 212.75 | 120.25 | 3
2023/24 | 213.25 | 120.25 | 2
2023/24 | 214.25 | 120.25 | 1
2023/24 | 214.75 | 120.25 | 3
2023/24 | 215.25 | 120.25 | 2
2023/24 | 215.75 | 120.25 | 2
2023/24 | 216.75 | 120.25 | 2
2023/24 | 217.25 | 120.25 | 1
2023/24 | 217.75 | 120.25 | 1
2023/24 | 218.25 | 120.25 | 2
2023/24 | 218.75 | 120.25 | 1
2023/24 | 219.25 | 120.25 | 3
2023/24 | 219.75 | 120.25 | 1
2023/24 | 220.25 | 120.25 | 5
2023/24 | 220.75 | 120.25 | 1
2023/24 | 221.25 | 120.25 | 4
2023/24 | 221.75 | 120.25 | 3
2023/24 | 222.25 | 120.25 | 3
2023/24 | 222.75 | 120.25 | 1
2023/24 | 223.25 | 120.25 | 2
2023/24 | 223.75 | 120.25 | 3
2023/24 | 224.25 | 120.25 | 2
2023/24 | 224.75 | 120.25 | 4
2023/24 | 225.25 | 120.25 | 4
2023/24 | 225.75 | 120.25 | 5
2023/24 | 226.25 | 120.25 | 3
2023/24 | 226.75 | 120.25 | 2
2023/24 | 227.25 | 120.25 | 5
2023/24 | 227.75 | 120.25 | 2
2023/24 | 228.25 | 120.25 | 5
2023/24 | 228.75 | 120.25 | 6
2023/24 | 229.25 | 120.25 | 8
2023/24 | 229.75 | 120.25 | 5
2023/24 | 230.25 | 120.25 | 5
2023/24 | 230.75 | 120.25 | 5
2023/24 | 231.25 | 120.25 | 4
2023/24 | 231.75 | 120.25 | 8
2023/24 | 232.25 | 120.25 | 7
2023/24 | 232.75 | 120.25 | 5
2023/24 | 233.25 | 120.25 | 6
2023/24 | 233.75 | 120.25 | 13
2023/24 | 234.25 | 120.25 | 11
2023/24 | 234.75 | 120.25 | 13
2023/24 | 235.25 | 120.25 | 17
2023/24 | 235.75 | 120.25 | 10
2023/24 | 236.25 | 120.25 | 19
2023/24 | 236.75 | 120.25 | 12
2023/24 | 237.25 | 120.25 | 12
2023/24 | 237.75 | 120.25 | 20
2023/24 | 238.25 | 120.25 | 16
2023/24 | 238.75 | 120.25 | 15
2023/24 | 239.25 | 120.25 | 12
2023/24 | 239.75 | 120.25 | 17
2023/24 | 240.25 | 120.25 | 16
2023/24 | 240.75 | 120.25 | 19
2023/24 | 241.25 | 120.25 | 15
2023/24 | 241.75 | 120.25 | 19
2023/24 | 242.25 | 120.25 | 24
2023/24 | 242.75 | 120.25 | 21
2023/24 | 243.25 | 120.25 | 21
2023/24 | 243.75 | 120.25 | 24
2023/24 | 244.25 | 120.25 | 19
2023/24 | 244.75 | 120.25 | 27
2023/24 | 245.25 | 120.25 | 22
2023/24 | 245.75 | 120.25 | 28
2023/24 | 246.25 | 120.25 | 22
2023/24 | 246.75 | 120.25 | 28
2023/24 | 247.25 | 120.25 | 22
2023/24 | 247.75 | 120.25 | 33
2023/24 | 248.25 | 120.25 | 24
2023/24 | 248.75 | 120.25 | 30
2023/24 | 249.25 | 120.25 | 37
2023/24 | 249.75 | 120.25 | 43
2023/24 | 250.25 | 120.25 | 35
2023/24 | 250.75 | 120.25 | 37
2023/24 | 251.25 | 120.25 | 44
2023/24 | 251.75 | 120.25 | 32
2023/24 | 252.25 | 120.25 | 40
2023/24 | 252.75 | 120.25 | 54
2023/24 | 253.25 | 120.25 | 58
2023/24 | 253.75 | 120.25 | 70
2023/24 | 254.25 | 120.25 | 60
2023/24 | 254.75 | 120.25 | 54
2023/24 | 255.25 | 120.25 | 53
2023/24 | 255.75 | 120.25 | 59
2023/24 | 256.25 | 120.25 | 66
2023/24 | 256.75 | 120.25 | 62
2023/24 | 257.25 | 120.25 | 68
2023/24 | 257.75 | 120.25 | 63
2023/24 | 258.25 | 120.25 | 57
2023/24 | 258.75 | 120.25 | 56
2023/24 | 259.25 | 120.25 | 60
2023/24 | 259.75 | 120.25 | 65
2023/24 | 260.25 | 120.25 | 72
2023/24 | 260.75 | 120.25 | 66
2023/24 | 261.25 | 120.25 | 67
2023/24 | 261.75 | 120.25 | 73
2023/24 | 262.25 | 120.25 | 71
2023/24 | 262.75 | 120.25 | 76
2023/24 | 263.25 | 120.25 | 82
2023/24 | 263.75 | 120.25 | 94
2023/24 | 264.25 | 120.25 | 69
2023/24 | 264.75 | 120.25 | 93
2023/24 | 265.25 | 120.25 | 98
2023/24 | 265.75 | 120.25 | 88
2023/24 | 266.25 | 120.25 | 99
2023/24 | 266.75 | 120.25 | 94
2023/24 | 267.25 | 120.25 | 95
2023/24 | 267.75 | 120.25 | 100
2023/24 | 268.25 | 120.25 | 102
2023/24 | 268.75 | 120.25 | 114
2023/24 | 269.25 | 120.25 | 117
2023/24 | 269.75 | 120.25 | 93
2023/24 | 270.25 | 120.25 | 110
2023/24 | 270.75 | 120.25 | 102
2023/24 | 271.25 | 120.25 | 114
2023/24 | 271.75 | 120.25 | 122
2023/24 | 272.25 | 120.25 | 116
2023/24 | 272.75 | 120.25 | 120
2023/24 | 273.25 | 120.25 | 133
2023/24 | 273.75 | 120.25 | 110
2023/24 | 274.25 | 120.25 | 99
2023/24 | 274.75 | 120.25 | 124
2023/24 | 275.25 | 120.25 | 148
2023/24 | 275.75 | 120.25 | 135
2023/24 | 276.25 | 120.25 | 136
2023/24 | 276.75 | 120.25 | 126
2023/24 | 277.25 | 120.25 | 148
2023/24 | 277.75 | 120.25 | 117
2023/24 | 278.25 | 120.25 | 138
2023/24 | 278.75 | 120.25 | 121
2023/24 | 279.25 | 120.25 | 125
2023/24 | 279.75 | 120.25 | 133
2023/24 | 280.25 | 120.25 | 137
2023/24 | 280.75 | 120.25 | 137
2023/24 | 281.25 | 120.25 | 138
2023/24 | 281.75 | 120.25 | 156
2023/24 | 282.25 | 120.25 | 145
2023/24 | 282.75 | 120.25 | 149
2023/24 | 283.25 | 120.25 | 154
2023/24 | 283.75 | 120.25 | 135
2023/24 | 284.25 | 120.25 | 163
2023/24 | 284.75 | 120.25 | 171
2023/24 | 285.25 | 120.25 | 172
2023/24 | 285.75 | 120.25 | 154
2023/24 | 286.25 | 120.25 | 142
2023/24 | 286.75 | 120.25 | 151
2023/24 | 287.25 | 120.25 | 144
2023/24 | 287.75 | 120.25 | 151
2023/24 | 288.25 | 120.25 | 158
2023/24 | 288.75 | 120.25 | 150
2023/24 | 289.25 | 120.25 | 139
2023/24 | 289.75 | 120.25 | 120
2023/24 | 290.25 | 120.25 | 164
2023/24 | 290.75 | 120.25 | 152
2023/24 | 291.25 | 120.25 | 150
2023/24 | 291.75 | 120.25 | 143
2023/24 | 292.25 | 120.25 | 168
2023/24 | 292.75 | 120.25 | 168
2023/24 | 293.25 | 120.25 | 157
2023/24 | 293.75 | 120.25 | 143
2023/24 | 294.25 | 120.25 | 165
2023/24 | 294.75 | 120.25 | 171
2023/24 | 295.25 | 120.25 | 159
2023/24 | 295.75 | 120.25 | 141
2023/24 | 296.25 | 120.25 | 149
2023/24 | 296.75 | 120.25 | 150
2023/24 | 297.25 | 120.25 | 147
2023/24 | 297.75 | 120.25 | 162
2023/24 | 298.25 | 120.25 | 146
2023/24 | 298.75 | 120.25 | 148
2023/24 | 299.25 | 120.25 | 147
2023/24 | 299.75 | 120.25 | 134
2023/24 | 300.25 | 120.25 | 138
2023/24 | 300.75 | 120.25 | 138
2023/24 | 301.25 | 120.25 | 137
2023/24 | 301.75 | 120.25 | 159
2023/24 | 302.25 | 120.25 | 145
2023/24 | 302.75 | 120.25 | 143
2023/24 | 303.25 | 120.25 | 138
2023/24 | 303.75 | 120.25 | 136
2023/24 | 304.25 | 120.25 | 139
2023/24 | 304.75 | 120.25 | 124
2023/24 | 305.25 | 120.25 | 128
2023/24 | 305.75 | 120.25 | 147
2023/24 | 306.25 | 120.25 | 117
2023/24 | 306.75 | 120.25 | 126
2023/24 | 307.25 | 120.25 | 117
2023/24 | 307.75 | 120.25 | 139
2023/24 | 308.25 | 120.25 | 119
2023/24 | 308.75 | 120.25 | 121
2023/24 | 309.25 | 120.25 | 128
2023/24 | 309.75 | 120.25 | 153
2023/24 | 310.25 | 120.25 | 116
2023/24 | 310.75 | 120.25 | 121
2023/24 | 311.25 | 120.25 | 111
2023/24 | 311.75 | 120.25 | 115
2023/24 | 312.25 | 120.25 | 99
2023/24 | 312.75 | 120.25 | 95
2023/24 | 313.25 | 120.25 | 107
2023/24 | 313.75 | 120.25 | 99
2023/24 | 314.25 | 120.25 | 105
2023/24 | 314.75 | 120.25 | 122
2023/24 | 315.25 | 120.25 | 92
2023/24 | 315.75 | 120.25 | 115
2023/24 | 316.25 | 120.25 | 106
2023/24 | 316.75 | 120.25 | 82
2023/24 | 317.25 | 120.25 | 79
2023/24 | 317.75 | 120.25 | 93
2023/24 | 318.25 | 120.25 | 87
2023/24 | 318.75 | 120.25 | 94
2023/24 | 319.25 | 120.25 | 82
2023/24 | 319.75 | 120.25 | 83
2023/24 | 320.25 | 120.25 | 98
2023/24 | 320.75 | 120.25 | 74
2023/24 | 321.25 | 120.25 | 96
2023/24 | 321.75 | 120.25 | 85
2023/24 | 322.25 | 120.25 | 80
2023/24 | 322.75 | 120.25 | 80
2023/24 | 323.25 | 120.25 | 81
2023/24 | 323.75 | 120.25 | 71
2023/24 | 324.25 | 120.25 | 78
2023/24 | 324.75 | 120.25 | 55
2023/24 | 325.25 | 120.25 | 67
2023/24 | 325.75 | 120.25 | 81
2023/24 | 326.25 | 120.25 | 74
2023/24 | 326.75 | 120.25 | 75
2023/24 | 327.25 | 120.25 | 92
2023/24 | 327.75 | 120.25 | 69
2023/24 | 328.25 | 120.25 | 63
2023/24 | 328.75 | 120.25 | 69
2023/24 | 329.25 | 120.25 | 68
2023/24 | 329.75 | 120.25 | 69
2023/24 | 330.25 | 120.25 | 66
2023/24 | 330.75 | 120.25 | 54
2023/24 | 331.25 | 120.25 | 53
2023/24 | 331.75 | 120.25 | 58
2023/24 | 332.25 | 120.25 | 56
2023/24 | 332.75 | 120.25 | 55
2023/24 | 333.25 | 120.25 | 42
2023/24 | 333.75 | 120.25 | 45
2023/24 | 334.25 | 120.25 | 55
2023/24 | 334.75 | 120.25 | 64
2023/24 | 335.25 | 120.25 | 59
2023/24 | 335.75 | 120.25 | 70
2023/24 | 336.25 | 120.25 | 32
2023/24 | 336.75 | 120.25 | 67
2023/24 | 337.25 | 120.25 | 63
2023/24 | 337.75 | 120.25 | 46
2023/24 | 338.25 | 120.25 | 45
2023/24 | 338.75 | 120.25 | 48
2023/24 | 339.25 | 120.25 | 42
2023/24 | 339.75 | 120.25 | 52
2023/24 | 340.25 | 120.25 | 51
2023/24 | 340.75 | 120.25 | 35
2023/24 | 341.25 | 120.25 | 33
2023/24 | 341.75 | 120.25 | 41
2023/24 | 342.25 | 120.25 | 56
2023/24 | 342.75 | 120.25 | 31
2023/24 | 343.25 | 120.25 | 42
2023/24 | 343.75 | 120.25 | 30
2023/24 | 344.25 | 120.25 | 34
2023/24 | 344.75 | 120.25 | 35
2023/24 | 345.25 | 120.25 | 42
2023/24 | 345.75 | 120.25 | 35
2023/24 | 346.25 | 120.25 | 39
2023/24 | 346.75 | 120.25 | 37
2023/24 | 347.25 | 120.25 | 30
2023/24 | 347.75 | 120.25 | 39
2023/24 | 348.25 | 120.25 | 32
2023/24 | 348.75 | 120.25 | 23
2023/24 | 349.25 | 120.25 | 38
2023/24 | 349.75 | 120.25 | 27
2023/24 | 350.25 | 120.25 | 28
2023/24 | 350.75 | 120.25 | 23
2023/24 | 351.25 | 120.25 | 22
2023/24 | 351.75 | 120.25 | 30
2023/24 | 352.25 | 120.25 | 33
2023/24 | 352.75 | 120.25 | 31
2023/24 | 353.25 | 120.25 | 22
2023/24 | 353.75 | 120.25 | 17
2023/24 | 354.25 | 120.25 | 26
2023/24 | 354.75 | 120.25 | 31
2023/24 | 355.25 | 120.25 | 31
2023/24 | 355.75 | 120.25 | 18
2023/24 | 356.25 | 120.25 | 24
2023/24 | 356.75 | 120.25 | 26
2023/24 | 357.25 | 120.25 | 22
2023/24 | 357.75 | 120.25 | 24
2023/24 | 358.25 | 120.25 | 21
2023/24 | 358.75 | 120.25 | 19
2023/24 | 359.25 | 120.25 | 19
2023/24 | 359.75 | 120.25 | 19
2023/24 | 360.25 | 120.25 | 16
2023/24 | 360.75 | 120.25 | 19
2023/24 | 361.25 | 120.25 | 21
2023/24 | 361.75 | 120.25 | 22
2023/24 | 362.25 | 120.25 | 19
2023/24 | 362.75 | 120.25 | 17
2023/24 | 363.25 | 120.25 | 19
2023/24 | 363.75 | 120.25 | 15
2023/24 | 364.25 | 120.25 | 15
2023/24 | 364.75 | 120.25 | 19
2023/24 | 365.25 | 120.25 | 10
2023/24 | 365.75 | 120.25 | 27
2023/24 | 366.25 | 120.25 | 29
2023/24 | 366.75 | 120.25 | 19
2023/24 | 367.25 | 120.25 | 24
2023/24 | 367.75 | 120.25 | 19
2023/24 | 368.25 | 120.25 | 5
2023/24 | 368.75 | 120.25 | 9
2023/24 | 369.25 | 120.25 | 9
2023/24 | 369.75 | 120.25 | 16
2023/24 | 370.25 | 120.25 | 9
2023/24 | 370.75 | 120.25 | 10
2023/24 | 371.25 | 120.25 | 13
2023/24 | 371.75 | 120.25 | 11
2023/24 | 372.25 | 120.25 | 11
2023/24 | 372.75 | 120.25 | 13
2023/24 | 373.25 | 120.25 | 11
2023/24 | 373.75 | 120.25 | 11
2023/24 | 374.25 | 120.25 | 14
2023/24 | 374.75 | 120.25 | 14
2023/24 | 375.25 | 120.25 | 12
2023/24 | 375.75 | 120.25 | 9
2023/24 | 376.25 | 120.25 | 9
2023/24 | 376.75 | 120.25 | 10
2023/24 | 377.25 | 120.25 | 13
2023/24 | 377.75 | 120.25 | 6
2023/24 | 378.25 | 120.25 | 3
2023/24 | 378.75 | 120.25 | 9
2023/24 | 379.25 | 120.25 | 11
2023/24 | 379.75 | 120.25 | 9
2023/24 | 380.25 | 120.25 | 9
2023/24 | 380.75 | 120.25 | 9
2023/24 | 381.25 | 120.25 | 10
2023/24 | 381.75 | 120.25 | 5
2023/24 | 382.25 | 120.25 | 7
2023/24 | 382.75 | 120.25 | 4
2023/24 | 383.25 | 120.25 | 6
2023/24 | 383.75 | 120.25 | 5
2023/24 | 384.25 | 120.25 | 2
2023/24 | 384.75 | 120.25 | 5
2023/24 | 385.25 | 120.25 | 6
2023/24 | 385.75 | 120.25 | 3
2023/24 | 386.25 | 120.25 | 6
2023/24 | 386.75 | 120.25 | 8
2023/24 | 387.25 | 120.25 | 2
2023/24 | 387.75 | 120.25 | 10
2023/24 | 388.25 | 120.25 | 9
2023/24 | 388.75 | 120.25 | 1
2023/24 | 389.25 | 120.25 | 3
2023/24 | 389.75 | 120.25 | 2
2023/24 | 390.25 | 120.25 | 7
2023/24 | 390.75 | 120.25 | 3
2023/24 | 391.25 | 120.25 | 6
2023/24 | 391.75 | 120.25 | 4
2023/24 | 392.25 | 120.25 | 3
2023/24 | 392.75 | 120.25 | 3
2023/24 | 393.25 | 120.25 | 1
2023/24 | 393.75 | 120.25 | 4
2023/24 | 394.25 | 120.25 | 1
2023/24 | 394.75 | 120.25 | 5
2023/24 | 395.25 | 120.25 | 4
2023/24 | 395.75 | 120.25 | 2
2023/24 | 396.75 | 120.25 | 4
2023/24 | 397.25 | 120.25 | 4
2023/24 | 397.75 | 120.25 | 2
2023/24 | 398.25 | 120.25 | 1
2023/24 | 398.75 | 120.25 | 2
2023/24 | 399.25 | 120.25 | 4
2023/24 | 399.75 | 120.25 | 2
2023/24 | 400.25 | 120.25 | 3
2023/24 | 400.75 | 120.25 | 1
2023/24 | 401.25 | 120.25 | 3
2023/24 | 402.25 | 120.25 | 1
2023/24 | 403.25 | 120.25 | 2
2023/24 | 403.75 | 120.25 | 3
2023/24 | 404.25 | 120.25 | 1
2023/24 | 404.75 | 120.25 | 1
2023/24 | 405.25 | 120.25 | 1
2023/24 | 406.25 | 120.25 | 3
2023/24 | 406.75 | 120.25 | 6
2023/24 | 407.75 | 120.25 | 2
2023/24 | 408.25 | 120.25 | 3
2023/24 | 408.75 | 120.25 | 3
2023/24 | 409.25 | 120.25 | 3
2023/24 | 409.75 | 120.25 | 3
2023/24 | 411.75 | 120.25 | 3
2023/24 | 412.25 | 120.25 | 2
2023/24 | 412.75 | 120.25 | 4
2023/24 | 413.25 | 120.25 | 1
2023/24 | 413.75 | 120.25 | 3
2023/24 | 414.75 | 120.25 | 2
2023/24 | 415.25 | 120.25 | 1
2023/24 | 417.25 | 120.25 | 1
2023/24 | 417.75 | 120.25 | 2
2023/24 | 418.25 | 120.25 | 7
2023/24 | 418.75 | 120.25 | 1
2023/24 | 419.25 | 120.25 | 4
2023/24 | 419.75 | 120.25 | 1
2023/24 | 420.25 | 120.25 | 1
2023/24 | 421.25 | 120.25 | 1
2023/24 | 421.75 | 120.25 | 1
2023/24 | 423.75 | 120.25 | 1
2023/24 | 424.25 | 120.25 | 1
2023/24 | 424.75 | 120.25 | 1
2023/24 | 426.25 | 120.25 | 1
2023/24 | 427.75 | 120.25 | 1
2023/24 | 428.25 | 120.25 | 1
2023/24 | 428.75 | 120.25 | 2
2023/24 | 430.25 | 120.25 | 4
2023/24 | 431.25 | 120.25 | 1
2023/24 | 431.75 | 120.25 | 5
2023/24 | 432.75 | 120.25 | 1
2023/24 | 435.25 | 120.25 | 1
2023/24 | 435.75 | 120.25 | 3
2023/24 | 436.25 | 120.25 | 1
2023/24 | 437.25 | 120.25 | 1
2023/24 | 441.75 | 120.25 | 1
2023/24 | 445.75 | 120.25 | 1
2023/24 | 448.75 | 120.25 | 1
2023/24 | 449.25 | 120.25 | 1
2023/24 | 450.25 | 120.25 | 1
2023/24 | 452.75 | 120.25 | 1
2023/24 | 454.75 | 120.25 | 1
2023/24 | 456.25 | 120.25 | 1
2023/24 | 462.25 | 120.25 | 1
2023/24 | 462.75 | 120.25 | 1
2023/24 | 463.75 | 120.25 | 1
2023/24 | 478.75 | 120.25 | 1
2023/24 | 487.75 | 120.25 | 1
2023/24 | 502.75 | 120.25 | 1
2023/24 | 506.25 | 120.25 | 1
2023/24 | 183.25 | 120.75 | 1
2023/24 | 185.75 | 120.75 | 1
2023/24 | 188.75 | 120.75 | 1
2023/24 | 189.75 | 120.75 | 1
2023/24 | 190.25 | 120.75 | 1
2023/24 | 191.75 | 120.75 | 1
2023/24 | 192.75 | 120.75 | 1
2023/24 | 195.25 | 120.75 | 1
2023/24 | 196.25 | 120.75 | 1
2023/24 | 197.25 | 120.75 | 1
2023/24 | 197.75 | 120.75 | 1
2023/24 | 199.25 | 120.75 | 1
2023/24 | 200.75 | 120.75 | 1
2023/24 | 204.25 | 120.75 | 2
2023/24 | 207.25 | 120.75 | 1
2023/24 | 208.75 | 120.75 | 1
2023/24 | 211.25 | 120.75 | 1
2023/24 | 211.75 | 120.75 | 1
2023/24 | 212.75 | 120.75 | 1
2023/24 | 213.25 | 120.75 | 1
2023/24 | 213.75 | 120.75 | 1
2023/24 | 214.25 | 120.75 | 1
2023/24 | 214.75 | 120.75 | 1
2023/24 | 215.75 | 120.75 | 2
2023/24 | 216.75 | 120.75 | 3
2023/24 | 217.25 | 120.75 | 1
2023/24 | 217.75 | 120.75 | 1
2023/24 | 218.25 | 120.75 | 1
2023/24 | 219.25 | 120.75 | 2
2023/24 | 219.75 | 120.75 | 6
2023/24 | 220.25 | 120.75 | 2
2023/24 | 220.75 | 120.75 | 1
2023/24 | 221.25 | 120.75 | 4
2023/24 | 221.75 | 120.75 | 4
2023/24 | 222.25 | 120.75 | 1
2023/24 | 222.75 | 120.75 | 5
2023/24 | 223.75 | 120.75 | 3
2023/24 | 224.25 | 120.75 | 2
2023/24 | 225.25 | 120.75 | 3
2023/24 | 225.75 | 120.75 | 2
2023/24 | 226.25 | 120.75 | 3
2023/24 | 226.75 | 120.75 | 7
2023/24 | 227.25 | 120.75 | 3
2023/24 | 227.75 | 120.75 | 3
2023/24 | 228.25 | 120.75 | 7
2023/24 | 228.75 | 120.75 | 6
2023/24 | 229.25 | 120.75 | 4
2023/24 | 229.75 | 120.75 | 5
2023/24 | 230.25 | 120.75 | 6
2023/24 | 230.75 | 120.75 | 8
2023/24 | 231.25 | 120.75 | 4
2023/24 | 231.75 | 120.75 | 6
2023/24 | 232.25 | 120.75 | 5
2023/24 | 232.75 | 120.75 | 7
2023/24 | 233.25 | 120.75 | 7
2023/24 | 233.75 | 120.75 | 12
2023/24 | 234.25 | 120.75 | 9
2023/24 | 234.75 | 120.75 | 5
2023/24 | 235.25 | 120.75 | 11
2023/24 | 235.75 | 120.75 | 7
2023/24 | 236.25 | 120.75 | 8
2023/24 | 236.75 | 120.75 | 5
2023/24 | 237.25 | 120.75 | 11
2023/24 | 237.75 | 120.75 | 8
2023/24 | 238.25 | 120.75 | 11
2023/24 | 238.75 | 120.75 | 10
2023/24 | 239.25 | 120.75 | 15
2023/24 | 239.75 | 120.75 | 15
2023/24 | 240.25 | 120.75 | 14
2023/24 | 240.75 | 120.75 | 16
2023/24 | 241.25 | 120.75 | 17
2023/24 | 241.75 | 120.75 | 13
2023/24 | 242.25 | 120.75 | 24
2023/24 | 242.75 | 120.75 | 15
2023/24 | 243.25 | 120.75 | 14
2023/24 | 243.75 | 120.75 | 20
2023/24 | 244.25 | 120.75 | 22
2023/24 | 244.75 | 120.75 | 24
2023/24 | 245.25 | 120.75 | 21
2023/24 | 245.75 | 120.75 | 24
2023/24 | 246.25 | 120.75 | 15
2023/24 | 246.75 | 120.75 | 24
2023/24 | 247.25 | 120.75 | 33
2023/24 | 247.75 | 120.75 | 33
2023/24 | 248.25 | 120.75 | 30
2023/24 | 248.75 | 120.75 | 37
2023/24 | 249.25 | 120.75 | 42
2023/24 | 249.75 | 120.75 | 28
2023/24 | 250.25 | 120.75 | 38
2023/24 | 250.75 | 120.75 | 27
2023/24 | 251.25 | 120.75 | 37
2023/24 | 251.75 | 120.75 | 40
2023/24 | 252.25 | 120.75 | 40
2023/24 | 252.75 | 120.75 | 42
2023/24 | 253.25 | 120.75 | 37
2023/24 | 253.75 | 120.75 | 36
2023/24 | 254.25 | 120.75 | 44
2023/24 | 254.75 | 120.75 | 39
2023/24 | 255.25 | 120.75 | 48
2023/24 | 255.75 | 120.75 | 44
2023/24 | 256.25 | 120.75 | 46
2023/24 | 256.75 | 120.75 | 50
2023/24 | 257.25 | 120.75 | 46
2023/24 | 257.75 | 120.75 | 56
2023/24 | 258.25 | 120.75 | 54
2023/24 | 258.75 | 120.75 | 72
2023/24 | 259.25 | 120.75 | 52
2023/24 | 259.75 | 120.75 | 62
2023/24 | 260.25 | 120.75 | 58
2023/24 | 260.75 | 120.75 | 60
2023/24 | 261.25 | 120.75 | 54
2023/24 | 261.75 | 120.75 | 68
2023/24 | 262.25 | 120.75 | 75
2023/24 | 262.75 | 120.75 | 79
2023/24 | 263.25 | 120.75 | 61
2023/24 | 263.75 | 120.75 | 65
2023/24 | 264.25 | 120.75 | 87
2023/24 | 264.75 | 120.75 | 74
2023/24 | 265.25 | 120.75 | 81
2023/24 | 265.75 | 120.75 | 76
2023/24 | 266.25 | 120.75 | 88
2023/24 | 266.75 | 120.75 | 94
2023/24 | 267.25 | 120.75 | 87
2023/24 | 267.75 | 120.75 | 91
2023/24 | 268.25 | 120.75 | 97
2023/24 | 268.75 | 120.75 | 90
2023/24 | 269.25 | 120.75 | 113
2023/24 | 269.75 | 120.75 | 83
2023/24 | 270.25 | 120.75 | 102
2023/24 | 270.75 | 120.75 | 114
2023/24 | 271.25 | 120.75 | 101
2023/24 | 271.75 | 120.75 | 110
2023/24 | 272.25 | 120.75 | 132
2023/24 | 272.75 | 120.75 | 118
2023/24 | 273.25 | 120.75 | 115
2023/24 | 273.75 | 120.75 | 100
2023/24 | 274.25 | 120.75 | 129
2023/24 | 274.75 | 120.75 | 116
2023/24 | 275.25 | 120.75 | 110
2023/24 | 275.75 | 120.75 | 126
2023/24 | 276.25 | 120.75 | 132
2023/24 | 276.75 | 120.75 | 146
2023/24 | 277.25 | 120.75 | 127
2023/24 | 277.75 | 120.75 | 148
2023/24 | 278.25 | 120.75 | 116
2023/24 | 278.75 | 120.75 | 132
2023/24 | 279.25 | 120.75 | 120
2023/24 | 279.75 | 120.75 | 114
2023/24 | 280.25 | 120.75 | 121
2023/24 | 280.75 | 120.75 | 147
2023/24 | 281.25 | 120.75 | 130
2023/24 | 281.75 | 120.75 | 131
2023/24 | 282.25 | 120.75 | 151
2023/24 | 282.75 | 120.75 | 138
2023/24 | 283.25 | 120.75 | 131
2023/24 | 283.75 | 120.75 | 141
2023/24 | 284.25 | 120.75 | 149
2023/24 | 284.75 | 120.75 | 140
2023/24 | 285.25 | 120.75 | 152
2023/24 | 285.75 | 120.75 | 139
2023/24 | 286.25 | 120.75 | 152
2023/24 | 286.75 | 120.75 | 139
2023/24 | 287.25 | 120.75 | 136
2023/24 | 287.75 | 120.75 | 150
2023/24 | 288.25 | 120.75 | 107
2023/24 | 288.75 | 120.75 | 154
2023/24 | 289.25 | 120.75 | 153
2023/24 | 289.75 | 120.75 | 148
2023/24 | 290.25 | 120.75 | 157
2023/24 | 290.75 | 120.75 | 166
2023/24 | 291.25 | 120.75 | 131
2023/24 | 291.75 | 120.75 | 159
2023/24 | 292.25 | 120.75 | 143
2023/24 | 292.75 | 120.75 | 137
2023/24 | 293.25 | 120.75 | 130
2023/24 | 293.75 | 120.75 | 127
2023/24 | 294.25 | 120.75 | 137
2023/24 | 294.75 | 120.75 | 148
2023/24 | 295.25 | 120.75 | 144
2023/24 | 295.75 | 120.75 | 147
2023/24 | 296.25 | 120.75 | 155
2023/24 | 296.75 | 120.75 | 147
2023/24 | 297.25 | 120.75 | 133
2023/24 | 297.75 | 120.75 | 149
2023/24 | 298.25 | 120.75 | 132
2023/24 | 298.75 | 120.75 | 115
2023/24 | 299.25 | 120.75 | 136
2023/24 | 299.75 | 120.75 | 129
2023/24 | 300.25 | 120.75 | 146
2023/24 | 300.75 | 120.75 | 135
2023/24 | 301.25 | 120.75 | 131
2023/24 | 301.75 | 120.75 | 140
2023/24 | 302.25 | 120.75 | 136
2023/24 | 302.75 | 120.75 | 124
2023/24 | 303.25 | 120.75 | 116
2023/24 | 303.75 | 120.75 | 147
2023/24 | 304.25 | 120.75 | 126
2023/24 | 304.75 | 120.75 | 122
2023/24 | 305.25 | 120.75 | 141
2023/24 | 305.75 | 120.75 | 117
2023/24 | 306.25 | 120.75 | 144
2023/24 | 306.75 | 120.75 | 118
2023/24 | 307.25 | 120.75 | 126
2023/24 | 307.75 | 120.75 | 141
2023/24 | 308.25 | 120.75 | 117
2023/24 | 308.75 | 120.75 | 120
2023/24 | 309.25 | 120.75 | 126
2023/24 | 309.75 | 120.75 | 137
2023/24 | 310.25 | 120.75 | 132
2023/24 | 310.75 | 120.75 | 120
2023/24 | 311.25 | 120.75 | 119
2023/24 | 311.75 | 120.75 | 115
2023/24 | 312.25 | 120.75 | 107
2023/24 | 312.75 | 120.75 | 116
2023/24 | 313.25 | 120.75 | 109
2023/24 | 313.75 | 120.75 | 94
2023/24 | 314.25 | 120.75 | 113
2023/24 | 314.75 | 120.75 | 109
2023/24 | 315.25 | 120.75 | 107
2023/24 | 315.75 | 120.75 | 107
2023/24 | 316.25 | 120.75 | 114
2023/24 | 316.75 | 120.75 | 113
2023/24 | 317.25 | 120.75 | 88
2023/24 | 317.75 | 120.75 | 101
2023/24 | 318.25 | 120.75 | 110
2023/24 | 318.75 | 120.75 | 102
2023/24 | 319.25 | 120.75 | 87
2023/24 | 319.75 | 120.75 | 77
2023/24 | 320.25 | 120.75 | 85
2023/24 | 320.75 | 120.75 | 82
2023/24 | 321.25 | 120.75 | 95
2023/24 | 321.75 | 120.75 | 87
2023/24 | 322.25 | 120.75 | 94
2023/24 | 322.75 | 120.75 | 79
2023/24 | 323.25 | 120.75 | 67
2023/24 | 323.75 | 120.75 | 96
2023/24 | 324.25 | 120.75 | 67
2023/24 | 324.75 | 120.75 | 74
2023/24 | 325.25 | 120.75 | 78
2023/24 | 325.75 | 120.75 | 81
2023/24 | 326.25 | 120.75 | 69
2023/24 | 326.75 | 120.75 | 64
2023/24 | 327.25 | 120.75 | 60
2023/24 | 327.75 | 120.75 | 95
2023/24 | 328.25 | 120.75 | 59
2023/24 | 328.75 | 120.75 | 80
2023/24 | 329.25 | 120.75 | 75
2023/24 | 329.75 | 120.75 | 65
2023/24 | 330.25 | 120.75 | 55
2023/24 | 330.75 | 120.75 | 68
2023/24 | 331.25 | 120.75 | 68
2023/24 | 331.75 | 120.75 | 69
2023/24 | 332.25 | 120.75 | 75
2023/24 | 332.75 | 120.75 | 53
2023/24 | 333.25 | 120.75 | 55
2023/24 | 333.75 | 120.75 | 57
2023/24 | 334.25 | 120.75 | 54
2023/24 | 334.75 | 120.75 | 63
2023/24 | 335.25 | 120.75 | 59
2023/24 | 335.75 | 120.75 | 52
2023/24 | 336.25 | 120.75 | 40
2023/24 | 336.75 | 120.75 | 51
2023/24 | 337.25 | 120.75 | 51
2023/24 | 337.75 | 120.75 | 53
2023/24 | 338.25 | 120.75 | 46
2023/24 | 338.75 | 120.75 | 53
2023/24 | 339.25 | 120.75 | 40
2023/24 | 339.75 | 120.75 | 49
2023/24 | 340.25 | 120.75 | 44
2023/24 | 340.75 | 120.75 | 34
2023/24 | 341.25 | 120.75 | 57
2023/24 | 341.75 | 120.75 | 46
2023/24 | 342.25 | 120.75 | 60
2023/24 | 342.75 | 120.75 | 42
2023/24 | 343.25 | 120.75 | 47
2023/24 | 343.75 | 120.75 | 36
2023/24 | 344.25 | 120.75 | 35
2023/24 | 344.75 | 120.75 | 50
2023/24 | 345.25 | 120.75 | 41
2023/24 | 345.75 | 120.75 | 35
2023/24 | 346.25 | 120.75 | 38
2023/24 | 346.75 | 120.75 | 38
2023/24 | 347.25 | 120.75 | 40
2023/24 | 347.75 | 120.75 | 33
2023/24 | 348.25 | 120.75 | 37
2023/24 | 348.75 | 120.75 | 35
2023/24 | 349.25 | 120.75 | 28
2023/24 | 349.75 | 120.75 | 34
2023/24 | 350.25 | 120.75 | 31
2023/24 | 350.75 | 120.75 | 23
2023/24 | 351.25 | 120.75 | 37
2023/24 | 351.75 | 120.75 | 35
2023/24 | 352.25 | 120.75 | 28
2023/24 | 352.75 | 120.75 | 31
2023/24 | 353.25 | 120.75 | 33
2023/24 | 353.75 | 120.75 | 30
2023/24 | 354.25 | 120.75 | 35
2023/24 | 354.75 | 120.75 | 30
2023/24 | 355.25 | 120.75 | 31
2023/24 | 355.75 | 120.75 | 21
2023/24 | 356.25 | 120.75 | 24
2023/24 | 356.75 | 120.75 | 15
2023/24 | 357.25 | 120.75 | 28
2023/24 | 357.75 | 120.75 | 20
2023/24 | 358.25 | 120.75 | 25
2023/24 | 358.75 | 120.75 | 25
2023/24 | 359.25 | 120.75 | 25
2023/24 | 359.75 | 120.75 | 18
2023/24 | 360.25 | 120.75 | 21
2023/24 | 360.75 | 120.75 | 22
2023/24 | 361.25 | 120.75 | 22
2023/24 | 361.75 | 120.75 | 19
2023/24 | 362.25 | 120.75 | 20
2023/24 | 362.75 | 120.75 | 19
2023/24 | 363.25 | 120.75 | 23
2023/24 | 363.75 | 120.75 | 17
2023/24 | 364.25 | 120.75 | 25
2023/24 | 364.75 | 120.75 | 14
2023/24 | 365.25 | 120.75 | 20
2023/24 | 365.75 | 120.75 | 17
2023/24 | 366.25 | 120.75 | 15
2023/24 | 366.75 | 120.75 | 11
2023/24 | 367.25 | 120.75 | 13
2023/24 | 367.75 | 120.75 | 14
2023/24 | 368.25 | 120.75 | 14
2023/24 | 368.75 | 120.75 | 18
2023/24 | 369.25 | 120.75 | 11
2023/24 | 369.75 | 120.75 | 9
2023/24 | 370.25 | 120.75 | 12
2023/24 | 370.75 | 120.75 | 12
2023/24 | 371.25 | 120.75 | 8
2023/24 | 371.75 | 120.75 | 14
2023/24 | 372.25 | 120.75 | 9
2023/24 | 372.75 | 120.75 | 20
2023/24 | 373.25 | 120.75 | 11
2023/24 | 373.75 | 120.75 | 12
2023/24 | 374.25 | 120.75 | 14
2023/24 | 374.75 | 120.75 | 8
2023/24 | 375.25 | 120.75 | 15
2023/24 | 375.75 | 120.75 | 9
2023/24 | 376.25 | 120.75 | 7
2023/24 | 376.75 | 120.75 | 11
2023/24 | 377.25 | 120.75 | 9
2023/24 | 377.75 | 120.75 | 10
2023/24 | 378.25 | 120.75 | 11
2023/24 | 378.75 | 120.75 | 5
2023/24 | 379.25 | 120.75 | 6
2023/24 | 379.75 | 120.75 | 2
2023/24 | 380.25 | 120.75 | 8
2023/24 | 380.75 | 120.75 | 3
2023/24 | 381.25 | 120.75 | 9
2023/24 | 381.75 | 120.75 | 4
2023/24 | 382.25 | 120.75 | 5
2023/24 | 382.75 | 120.75 | 3
2023/24 | 383.25 | 120.75 | 4
2023/24 | 383.75 | 120.75 | 8
2023/24 | 384.25 | 120.75 | 10
2023/24 | 384.75 | 120.75 | 5
2023/24 | 385.25 | 120.75 | 7
2023/24 | 385.75 | 120.75 | 3
2023/24 | 386.25 | 120.75 | 9
2023/24 | 386.75 | 120.75 | 5
2023/24 | 387.25 | 120.75 | 9
2023/24 | 387.75 | 120.75 | 7
2023/24 | 388.25 | 120.75 | 3
2023/24 | 388.75 | 120.75 | 8
2023/24 | 389.25 | 120.75 | 8
2023/24 | 389.75 | 120.75 | 1
2023/24 | 390.25 | 120.75 | 7
2023/24 | 390.75 | 120.75 | 2
2023/24 | 391.25 | 120.75 | 2
2023/24 | 391.75 | 120.75 | 4
2023/24 | 392.25 | 120.75 | 1
2023/24 | 392.75 | 120.75 | 1
2023/24 | 393.25 | 120.75 | 4
2023/24 | 393.75 | 120.75 | 3
2023/24 | 394.25 | 120.75 | 6
2023/24 | 394.75 | 120.75 | 2
2023/24 | 395.25 | 120.75 | 2
2023/24 | 395.75 | 120.75 | 3
2023/24 | 396.25 | 120.75 | 4
2023/24 | 396.75 | 120.75 | 4
2023/24 | 397.25 | 120.75 | 2
2023/24 | 397.75 | 120.75 | 2
2023/24 | 398.25 | 120.75 | 2
2023/24 | 398.75 | 120.75 | 1
2023/24 | 399.25 | 120.75 | 2
2023/24 | 399.75 | 120.75 | 2
2023/24 | 400.25 | 120.75 | 2
2023/24 | 400.75 | 120.75 | 3
2023/24 | 401.25 | 120.75 | 4
2023/24 | 401.75 | 120.75 | 4
2023/24 | 402.25 | 120.75 | 1
2023/24 | 402.75 | 120.75 | 5
2023/24 | 403.25 | 120.75 | 1
2023/24 | 404.25 | 120.75 | 2
2023/24 | 404.75 | 120.75 | 1
2023/24 | 405.25 | 120.75 | 2
2023/24 | 405.75 | 120.75 | 4
2023/24 | 406.25 | 120.75 | 1
2023/24 | 406.75 | 120.75 | 2
2023/24 | 407.25 | 120.75 | 1
2023/24 | 407.75 | 120.75 | 2
2023/24 | 408.25 | 120.75 | 1
2023/24 | 408.75 | 120.75 | 3
2023/24 | 409.25 | 120.75 | 1
2023/24 | 409.75 | 120.75 | 3
2023/24 | 410.75 | 120.75 | 1
2023/24 | 411.25 | 120.75 | 1
2023/24 | 411.75 | 120.75 | 1
2023/24 | 412.25 | 120.75 | 3
2023/24 | 412.75 | 120.75 | 1
2023/24 | 413.25 | 120.75 | 1
2023/24 | 413.75 | 120.75 | 3
2023/24 | 414.25 | 120.75 | 1
2023/24 | 415.25 | 120.75 | 2
2023/24 | 415.75 | 120.75 | 2
2023/24 | 416.25 | 120.75 | 1
2023/24 | 416.75 | 120.75 | 1
2023/24 | 417.25 | 120.75 | 1
2023/24 | 417.75 | 120.75 | 2
2023/24 | 418.25 | 120.75 | 2
2023/24 | 419.25 | 120.75 | 2
2023/24 | 419.75 | 120.75 | 1
2023/24 | 420.25 | 120.75 | 2
2023/24 | 420.75 | 120.75 | 1
2023/24 | 421.25 | 120.75 | 1
2023/24 | 424.25 | 120.75 | 1
2023/24 | 424.75 | 120.75 | 1
2023/24 | 425.25 | 120.75 | 1
2023/24 | 426.25 | 120.75 | 2
2023/24 | 426.75 | 120.75 | 2
2023/24 | 427.25 | 120.75 | 1
2023/24 | 427.75 | 120.75 | 1
2023/24 | 428.25 | 120.75 | 1
2023/24 | 429.25 | 120.75 | 1
2023/24 | 431.25 | 120.75 | 2
2023/24 | 431.75 | 120.75 | 1
2023/24 | 432.25 | 120.75 | 1
2023/24 | 432.75 | 120.75 | 3
2023/24 | 433.25 | 120.75 | 1
2023/24 | 435.25 | 120.75 | 1
2023/24 | 435.75 | 120.75 | 1
2023/24 | 436.75 | 120.75 | 1
2023/24 | 437.25 | 120.75 | 1
2023/24 | 437.75 | 120.75 | 1
2023/24 | 440.75 | 120.75 | 2
2023/24 | 442.75 | 120.75 | 3
2023/24 | 444.25 | 120.75 | 1
2023/24 | 444.75 | 120.75 | 2
2023/24 | 445.75 | 120.75 | 1
2023/24 | 449.25 | 120.75 | 2
2023/24 | 450.25 | 120.75 | 1
2023/24 | 455.25 | 120.75 | 1
2023/24 | 465.75 | 120.75 | 1
2023/24 | 469.75 | 120.75 | 1
2023/24 | 470.25 | 120.75 | 1
2023/24 | 479.75 | 120.75 | 1
2023/24 | 480.25 | 120.75 | 1
2023/24 | 494.25 | 120.75 | 1
2023/24 | 169.75 | 121.25 | 1
2023/24 | 191.25 | 121.25 | 1
2023/24 | 191.75 | 121.25 | 1
2023/24 | 197.25 | 121.25 | 1
2023/24 | 200.75 | 121.25 | 1
2023/24 | 201.25 | 121.25 | 1
2023/24 | 202.25 | 121.25 | 1
2023/24 | 202.75 | 121.25 | 1
2023/24 | 204.25 | 121.25 | 1
2023/24 | 204.75 | 121.25 | 1
2023/24 | 205.75 | 121.25 | 1
2023/24 | 206.75 | 121.25 | 1
2023/24 | 209.25 | 121.25 | 1
2023/24 | 210.25 | 121.25 | 1
2023/24 | 210.75 | 121.25 | 1
2023/24 | 212.25 | 121.25 | 2
2023/24 | 212.75 | 121.25 | 1
2023/24 | 213.25 | 121.25 | 1
2023/24 | 214.75 | 121.25 | 1
2023/24 | 215.25 | 121.25 | 1
2023/24 | 216.75 | 121.25 | 1
2023/24 | 217.25 | 121.25 | 1
2023/24 | 217.75 | 121.25 | 4
2023/24 | 218.25 | 121.25 | 2
2023/24 | 218.75 | 121.25 | 3
2023/24 | 219.25 | 121.25 | 1
2023/24 | 221.25 | 121.25 | 4
2023/24 | 221.75 | 121.25 | 2
2023/24 | 222.25 | 121.25 | 3
2023/24 | 222.75 | 121.25 | 1
2023/24 | 223.25 | 121.25 | 1
2023/24 | 223.75 | 121.25 | 1
2023/24 | 224.25 | 121.25 | 2
2023/24 | 224.75 | 121.25 | 1
2023/24 | 225.25 | 121.25 | 4
2023/24 | 225.75 | 121.25 | 5
2023/24 | 226.25 | 121.25 | 2
2023/24 | 226.75 | 121.25 | 3
2023/24 | 227.25 | 121.25 | 6
2023/24 | 227.75 | 121.25 | 3
2023/24 | 228.25 | 121.25 | 1
2023/24 | 228.75 | 121.25 | 5
2023/24 | 229.25 | 121.25 | 1
2023/24 | 229.75 | 121.25 | 3
2023/24 | 230.25 | 121.25 | 7
2023/24 | 230.75 | 121.25 | 4
2023/24 | 231.25 | 121.25 | 7
2023/24 | 231.75 | 121.25 | 4
2023/24 | 232.25 | 121.25 | 6
2023/24 | 232.75 | 121.25 | 5
2023/24 | 233.25 | 121.25 | 5
2023/24 | 233.75 | 121.25 | 8
2023/24 | 234.25 | 121.25 | 8
2023/24 | 234.75 | 121.25 | 7
2023/24 | 235.25 | 121.25 | 12
2023/24 | 235.75 | 121.25 | 5
2023/24 | 236.25 | 121.25 | 6
2023/24 | 236.75 | 121.25 | 7
2023/24 | 237.25 | 121.25 | 8
2023/24 | 237.75 | 121.25 | 9
2023/24 | 238.25 | 121.25 | 9
2023/24 | 238.75 | 121.25 | 11
2023/24 | 239.25 | 121.25 | 10
2023/24 | 239.75 | 121.25 | 14
2023/24 | 240.25 | 121.25 | 6
2023/24 | 240.75 | 121.25 | 13
2023/24 | 241.25 | 121.25 | 13
2023/24 | 241.75 | 121.25 | 15
2023/24 | 242.25 | 121.25 | 15
2023/24 | 242.75 | 121.25 | 15
2023/24 | 243.25 | 121.25 | 13
2023/24 | 243.75 | 121.25 | 16
2023/24 | 244.25 | 121.25 | 12
2023/24 | 244.75 | 121.25 | 21
2023/24 | 245.25 | 121.25 | 21
2023/24 | 245.75 | 121.25 | 24
2023/24 | 246.25 | 121.25 | 22
2023/24 | 246.75 | 121.25 | 20
2023/24 | 247.25 | 121.25 | 17
2023/24 | 247.75 | 121.25 | 25
2023/24 | 248.25 | 121.25 | 18
2023/24 | 248.75 | 121.25 | 36
2023/24 | 249.25 | 121.25 | 34
2023/24 | 249.75 | 121.25 | 25
2023/24 | 250.25 | 121.25 | 36
2023/24 | 250.75 | 121.25 | 23
2023/24 | 251.25 | 121.25 | 31
2023/24 | 251.75 | 121.25 | 37
2023/24 | 252.25 | 121.25 | 33
2023/24 | 252.75 | 121.25 | 28
2023/24 | 253.25 | 121.25 | 32
2023/24 | 253.75 | 121.25 | 31
2023/24 | 254.25 | 121.25 | 30
2023/24 | 254.75 | 121.25 | 28
2023/24 | 255.25 | 121.25 | 33
2023/24 | 255.75 | 121.25 | 37
2023/24 | 256.25 | 121.25 | 53
2023/24 | 256.75 | 121.25 | 44
2023/24 | 257.25 | 121.25 | 48
2023/24 | 257.75 | 121.25 | 42
2023/24 | 258.25 | 121.25 | 49
2023/24 | 258.75 | 121.25 | 55
2023/24 | 259.25 | 121.25 | 48
2023/24 | 259.75 | 121.25 | 67
2023/24 | 260.25 | 121.25 | 51
2023/24 | 260.75 | 121.25 | 51
2023/24 | 261.25 | 121.25 | 52
2023/24 | 261.75 | 121.25 | 66
2023/24 | 262.25 | 121.25 | 61
2023/24 | 262.75 | 121.25 | 71
2023/24 | 263.25 | 121.25 | 62
2023/24 | 263.75 | 121.25 | 66
2023/24 | 264.25 | 121.25 | 63
2023/24 | 264.75 | 121.25 | 63
2023/24 | 265.25 | 121.25 | 71
2023/24 | 265.75 | 121.25 | 80
2023/24 | 266.25 | 121.25 | 74
2023/24 | 266.75 | 121.25 | 84
2023/24 | 267.25 | 121.25 | 86
2023/24 | 267.75 | 121.25 | 78
2023/24 | 268.25 | 121.25 | 95
2023/24 | 268.75 | 121.25 | 104
2023/24 | 269.25 | 121.25 | 99
2023/24 | 269.75 | 121.25 | 106
2023/24 | 270.25 | 121.25 | 96
2023/24 | 270.75 | 121.25 | 111
2023/24 | 271.25 | 121.25 | 112
2023/24 | 271.75 | 121.25 | 101
2023/24 | 272.25 | 121.25 | 94
2023/24 | 272.75 | 121.25 | 98
2023/24 | 273.25 | 121.25 | 109
2023/24 | 273.75 | 121.25 | 106
2023/24 | 274.25 | 121.25 | 121
2023/24 | 274.75 | 121.25 | 109
2023/24 | 275.25 | 121.25 | 110
2023/24 | 275.75 | 121.25 | 121
2023/24 | 276.25 | 121.25 | 120
2023/24 | 276.75 | 121.25 | 117
2023/24 | 277.25 | 121.25 | 104
2023/24 | 277.75 | 121.25 | 121
2023/24 | 278.25 | 121.25 | 126
2023/24 | 278.75 | 121.25 | 126
2023/24 | 279.25 | 121.25 | 100
2023/24 | 279.75 | 121.25 | 144
2023/24 | 280.25 | 121.25 | 138
2023/24 | 280.75 | 121.25 | 130
2023/24 | 281.25 | 121.25 | 136
2023/24 | 281.75 | 121.25 | 120
2023/24 | 282.25 | 121.25 | 130
2023/24 | 282.75 | 121.25 | 127
2023/24 | 283.25 | 121.25 | 127
2023/24 | 283.75 | 121.25 | 144
2023/24 | 284.25 | 121.25 | 138
2023/24 | 284.75 | 121.25 | 154
2023/24 | 285.25 | 121.25 | 141
2023/24 | 285.75 | 121.25 | 118
2023/24 | 286.25 | 121.25 | 128
2023/24 | 286.75 | 121.25 | 135
2023/24 | 287.25 | 121.25 | 148
2023/24 | 287.75 | 121.25 | 129
2023/24 | 288.25 | 121.25 | 133
2023/24 | 288.75 | 121.25 | 120
2023/24 | 289.25 | 121.25 | 139
2023/24 | 289.75 | 121.25 | 124
2023/24 | 290.25 | 121.25 | 145
2023/24 | 290.75 | 121.25 | 129
2023/24 | 291.25 | 121.25 | 169
2023/24 | 291.75 | 121.25 | 131
2023/24 | 292.25 | 121.25 | 153
2023/24 | 292.75 | 121.25 | 131
2023/24 | 293.25 | 121.25 | 149
2023/24 | 293.75 | 121.25 | 131
2023/24 | 294.25 | 121.25 | 147
2023/24 | 294.75 | 121.25 | 130
2023/24 | 295.25 | 121.25 | 131
2023/24 | 295.75 | 121.25 | 159
2023/24 | 296.25 | 121.25 | 141
2023/24 | 296.75 | 121.25 | 135
2023/24 | 297.25 | 121.25 | 129
2023/24 | 297.75 | 121.25 | 137
2023/24 | 298.25 | 121.25 | 126
2023/24 | 298.75 | 121.25 | 143
2023/24 | 299.25 | 121.25 | 133
2023/24 | 299.75 | 121.25 | 117
2023/24 | 300.25 | 121.25 | 152
2023/24 | 300.75 | 121.25 | 146
2023/24 | 301.25 | 121.25 | 139
2023/24 | 301.75 | 121.25 | 146
2023/24 | 302.25 | 121.25 | 120
2023/24 | 302.75 | 121.25 | 139
2023/24 | 303.25 | 121.25 | 133
2023/24 | 303.75 | 121.25 | 119
2023/24 | 304.25 | 121.25 | 140
2023/24 | 304.75 | 121.25 | 138
2023/24 | 305.25 | 121.25 | 144
2023/24 | 305.75 | 121.25 | 119
2023/24 | 306.25 | 121.25 | 121
2023/24 | 306.75 | 121.25 | 115
2023/24 | 307.25 | 121.25 | 119
2023/24 | 307.75 | 121.25 | 137
2023/24 | 308.25 | 121.25 | 117
2023/24 | 308.75 | 121.25 | 119
2023/24 | 309.25 | 121.25 | 135
2023/24 | 309.75 | 121.25 | 113
2023/24 | 310.25 | 121.25 | 119
2023/24 | 310.75 | 121.25 | 111
2023/24 | 311.25 | 121.25 | 119
2023/24 | 311.75 | 121.25 | 108
2023/24 | 312.25 | 121.25 | 133
2023/24 | 312.75 | 121.25 | 129
2023/24 | 313.25 | 121.25 | 106
2023/24 | 313.75 | 121.25 | 126
2023/24 | 314.25 | 121.25 | 109
2023/24 | 314.75 | 121.25 | 122
2023/24 | 315.25 | 121.25 | 102
2023/24 | 315.75 | 121.25 | 115
2023/24 | 316.25 | 121.25 | 105
2023/24 | 316.75 | 121.25 | 98
2023/24 | 317.25 | 121.25 | 98
2023/24 | 317.75 | 121.25 | 105
2023/24 | 318.25 | 121.25 | 96
2023/24 | 318.75 | 121.25 | 89
2023/24 | 319.25 | 121.25 | 101
2023/24 | 319.75 | 121.25 | 77
2023/24 | 320.25 | 121.25 | 98
2023/24 | 320.75 | 121.25 | 109
2023/24 | 321.25 | 121.25 | 81
2023/24 | 321.75 | 121.25 | 79
2023/24 | 322.25 | 121.25 | 79
2023/24 | 322.75 | 121.25 | 83
2023/24 | 323.25 | 121.25 | 74
2023/24 | 323.75 | 121.25 | 85
2023/24 | 324.25 | 121.25 | 68
2023/24 | 324.75 | 121.25 | 78
2023/24 | 325.25 | 121.25 | 73
2023/24 | 325.75 | 121.25 | 88
2023/24 | 326.25 | 121.25 | 69
2023/24 | 326.75 | 121.25 | 70
2023/24 | 327.25 | 121.25 | 84
2023/24 | 327.75 | 121.25 | 60
2023/24 | 328.25 | 121.25 | 75
2023/24 | 328.75 | 121.25 | 66
2023/24 | 329.25 | 121.25 | 82
2023/24 | 329.75 | 121.25 | 66
2023/24 | 330.25 | 121.25 | 77
2023/24 | 330.75 | 121.25 | 61
2023/24 | 331.25 | 121.25 | 68
2023/24 | 331.75 | 121.25 | 53
2023/24 | 332.25 | 121.25 | 60
2023/24 | 332.75 | 121.25 | 56
2023/24 | 333.25 | 121.25 | 46
2023/24 | 333.75 | 121.25 | 66
2023/24 | 334.25 | 121.25 | 63
2023/24 | 334.75 | 121.25 | 65
2023/24 | 335.25 | 121.25 | 47
2023/24 | 335.75 | 121.25 | 38
2023/24 | 336.25 | 121.25 | 42
2023/24 | 336.75 | 121.25 | 61
2023/24 | 337.25 | 121.25 | 56
2023/24 | 337.75 | 121.25 | 44
2023/24 | 338.25 | 121.25 | 39
2023/24 | 338.75 | 121.25 | 49
2023/24 | 339.25 | 121.25 | 59
2023/24 | 339.75 | 121.25 | 47
2023/24 | 340.25 | 121.25 | 35
2023/24 | 340.75 | 121.25 | 58
2023/24 | 341.25 | 121.25 | 48
2023/24 | 341.75 | 121.25 | 54
2023/24 | 342.25 | 121.25 | 47
2023/24 | 342.75 | 121.25 | 41
2023/24 | 343.25 | 121.25 | 48
2023/24 | 343.75 | 121.25 | 48
2023/24 | 344.25 | 121.25 | 41
2023/24 | 344.75 | 121.25 | 53
2023/24 | 345.25 | 121.25 | 34
2023/24 | 345.75 | 121.25 | 43
2023/24 | 346.25 | 121.25 | 53
2023/24 | 346.75 | 121.25 | 34
2023/24 | 347.25 | 121.25 | 33
2023/24 | 347.75 | 121.25 | 34
2023/24 | 348.25 | 121.25 | 35
2023/24 | 348.75 | 121.25 | 36
2023/24 | 349.25 | 121.25 | 34
2023/24 | 349.75 | 121.25 | 39
2023/24 | 350.25 | 121.25 | 40
2023/24 | 350.75 | 121.25 | 32
2023/24 | 351.25 | 121.25 | 30
2023/24 | 351.75 | 121.25 | 31
2023/24 | 352.25 | 121.25 | 38
2023/24 | 352.75 | 121.25 | 26
2023/24 | 353.25 | 121.25 | 31
2023/24 | 353.75 | 121.25 | 29
2023/24 | 354.25 | 121.25 | 28
2023/24 | 354.75 | 121.25 | 26
2023/24 | 355.25 | 121.25 | 35
2023/24 | 355.75 | 121.25 | 22
2023/24 | 356.25 | 121.25 | 17
2023/24 | 356.75 | 121.25 | 18
2023/24 | 357.25 | 121.25 | 25
2023/24 | 357.75 | 121.25 | 31
2023/24 | 358.25 | 121.25 | 18
2023/24 | 358.75 | 121.25 | 27
2023/24 | 359.25 | 121.25 | 16
2023/24 | 359.75 | 121.25 | 24
2023/24 | 360.25 | 121.25 | 21
2023/24 | 360.75 | 121.25 | 15
2023/24 | 361.25 | 121.25 | 31
2023/24 | 361.75 | 121.25 | 25
2023/24 | 362.25 | 121.25 | 18
2023/24 | 362.75 | 121.25 | 14
2023/24 | 363.25 | 121.25 | 15
2023/24 | 363.75 | 121.25 | 25
2023/24 | 364.25 | 121.25 | 19
2023/24 | 364.75 | 121.25 | 19
2023/24 | 365.25 | 121.25 | 17
2023/24 | 365.75 | 121.25 | 14
2023/24 | 366.25 | 121.25 | 28
2023/24 | 366.75 | 121.25 | 19
2023/24 | 367.25 | 121.25 | 17
2023/24 | 367.75 | 121.25 | 21
2023/24 | 368.25 | 121.25 | 11
2023/24 | 368.75 | 121.25 | 15
2023/24 | 369.25 | 121.25 | 18
2023/24 | 369.75 | 121.25 | 17
2023/24 | 370.25 | 121.25 | 12
2023/24 | 370.75 | 121.25 | 17
2023/24 | 371.25 | 121.25 | 13
2023/24 | 371.75 | 121.25 | 14
2023/24 | 372.25 | 121.25 | 13
2023/24 | 372.75 | 121.25 | 11
2023/24 | 373.25 | 121.25 | 15
2023/24 | 373.75 | 121.25 | 11
2023/24 | 374.25 | 121.25 | 13
2023/24 | 374.75 | 121.25 | 10
2023/24 | 375.25 | 121.25 | 7
2023/24 | 375.75 | 121.25 | 10
2023/24 | 376.25 | 121.25 | 12
2023/24 | 376.75 | 121.25 | 10
2023/24 | 377.25 | 121.25 | 4
2023/24 | 377.75 | 121.25 | 3
2023/24 | 378.25 | 121.25 | 13
2023/24 | 378.75 | 121.25 | 4
2023/24 | 379.25 | 121.25 | 6
2023/24 | 379.75 | 121.25 | 7
2023/24 | 380.25 | 121.25 | 6
2023/24 | 380.75 | 121.25 | 8
2023/24 | 381.25 | 121.25 | 12
2023/24 | 381.75 | 121.25 | 9
2023/24 | 382.25 | 121.25 | 7
2023/24 | 382.75 | 121.25 | 3
2023/24 | 383.25 | 121.25 | 7
2023/24 | 383.75 | 121.25 | 8
2023/24 | 384.25 | 121.25 | 6
2023/24 | 384.75 | 121.25 | 6
2023/24 | 385.25 | 121.25 | 2
2023/24 | 385.75 | 121.25 | 2
2023/24 | 386.25 | 121.25 | 7
2023/24 | 386.75 | 121.25 | 7
2023/24 | 387.25 | 121.25 | 3
2023/24 | 387.75 | 121.25 | 7
2023/24 | 388.25 | 121.25 | 5
2023/24 | 388.75 | 121.25 | 7
2023/24 | 389.25 | 121.25 | 2
2023/24 | 389.75 | 121.25 | 4
2023/24 | 390.25 | 121.25 | 4
2023/24 | 390.75 | 121.25 | 5
2023/24 | 391.25 | 121.25 | 6
2023/24 | 391.75 | 121.25 | 4
2023/24 | 392.25 | 121.25 | 4
2023/24 | 392.75 | 121.25 | 4
2023/24 | 393.25 | 121.25 | 5
2023/24 | 393.75 | 121.25 | 4
2023/24 | 394.25 | 121.25 | 5
2023/24 | 394.75 | 121.25 | 5
2023/24 | 395.25 | 121.25 | 1
2023/24 | 395.75 | 121.25 | 4
2023/24 | 396.25 | 121.25 | 3
2023/24 | 396.75 | 121.25 | 4
2023/24 | 397.25 | 121.25 | 4
2023/24 | 398.25 | 121.25 | 2
2023/24 | 398.75 | 121.25 | 4
2023/24 | 399.25 | 121.25 | 2
2023/24 | 399.75 | 121.25 | 1
2023/24 | 400.25 | 121.25 | 3
2023/24 | 400.75 | 121.25 | 2
2023/24 | 401.25 | 121.25 | 2
2023/24 | 401.75 | 121.25 | 1
2023/24 | 402.25 | 121.25 | 4
2023/24 | 402.75 | 121.25 | 5
2023/24 | 403.25 | 121.25 | 3
2023/24 | 403.75 | 121.25 | 1
2023/24 | 404.25 | 121.25 | 2
2023/24 | 404.75 | 121.25 | 1
2023/24 | 405.25 | 121.25 | 2
2023/24 | 405.75 | 121.25 | 3
2023/24 | 406.25 | 121.25 | 1
2023/24 | 406.75 | 121.25 | 1
2023/24 | 407.25 | 121.25 | 2
2023/24 | 408.75 | 121.25 | 1
2023/24 | 409.75 | 121.25 | 1
2023/24 | 410.25 | 121.25 | 4
2023/24 | 410.75 | 121.25 | 1
2023/24 | 411.75 | 121.25 | 1
2023/24 | 412.75 | 121.25 | 1
2023/24 | 413.25 | 121.25 | 4
2023/24 | 413.75 | 121.25 | 1
2023/24 | 414.75 | 121.25 | 3
2023/24 | 416.25 | 121.25 | 1
2023/24 | 416.75 | 121.25 | 1
2023/24 | 417.25 | 121.25 | 1
2023/24 | 417.75 | 121.25 | 1
2023/24 | 418.25 | 121.25 | 1
2023/24 | 419.25 | 121.25 | 2
2023/24 | 421.25 | 121.25 | 2
2023/24 | 421.75 | 121.25 | 2
2023/24 | 422.75 | 121.25 | 1
2023/24 | 423.25 | 121.25 | 1
2023/24 | 424.25 | 121.25 | 4
2023/24 | 424.75 | 121.25 | 3
2023/24 | 425.75 | 121.25 | 3
2023/24 | 426.25 | 121.25 | 2
2023/24 | 426.75 | 121.25 | 1
2023/24 | 427.25 | 121.25 | 1
2023/24 | 428.25 | 121.25 | 1
2023/24 | 429.75 | 121.25 | 1
2023/24 | 430.25 | 121.25 | 1
2023/24 | 431.25 | 121.25 | 1
2023/24 | 432.25 | 121.25 | 1
2023/24 | 432.75 | 121.25 | 1
2023/24 | 433.75 | 121.25 | 1
2023/24 | 436.25 | 121.25 | 4
2023/24 | 436.75 | 121.25 | 1
2023/24 | 438.75 | 121.25 | 1
2023/24 | 439.25 | 121.25 | 1
2023/24 | 439.75 | 121.25 | 2
2023/24 | 440.25 | 121.25 | 1
2023/24 | 441.25 | 121.25 | 1
2023/24 | 442.75 | 121.25 | 1
2023/24 | 444.25 | 121.25 | 1
2023/24 | 445.75 | 121.25 | 2
2023/24 | 446.75 | 121.25 | 1
2023/24 | 447.75 | 121.25 | 1
2023/24 | 448.75 | 121.25 | 1
2023/24 | 449.75 | 121.25 | 1
2023/24 | 454.25 | 121.25 | 1
2023/24 | 455.25 | 121.25 | 1
2023/24 | 456.75 | 121.25 | 1
2023/24 | 467.25 | 121.25 | 1
2023/24 | 468.75 | 121.25 | 1
2023/24 | 494.75 | 121.25 | 1
2023/24 | 506.75 | 121.25 | 1
2023/24 | 190.75 | 121.75 | 1
2023/24 | 193.75 | 121.75 | 1
2023/24 | 198.25 | 121.75 | 2
2023/24 | 198.75 | 121.75 | 1
2023/24 | 203.75 | 121.75 | 1
2023/24 | 204.25 | 121.75 | 1
2023/24 | 208.75 | 121.75 | 4
2023/24 | 209.25 | 121.75 | 1
2023/24 | 209.75 | 121.75 | 1
2023/24 | 210.25 | 121.75 | 1
2023/24 | 210.75 | 121.75 | 1
2023/24 | 211.25 | 121.75 | 1
2023/24 | 211.75 | 121.75 | 1
2023/24 | 212.25 | 121.75 | 2
2023/24 | 214.25 | 121.75 | 1
2023/24 | 215.25 | 121.75 | 1
2023/24 | 215.75 | 121.75 | 1
2023/24 | 216.25 | 121.75 | 2
2023/24 | 217.25 | 121.75 | 1
2023/24 | 217.75 | 121.75 | 1
2023/24 | 218.25 | 121.75 | 2
2023/24 | 219.25 | 121.75 | 1
2023/24 | 219.75 | 121.75 | 1
2023/24 | 220.75 | 121.75 | 1
2023/24 | 221.25 | 121.75 | 3
2023/24 | 222.25 | 121.75 | 3
2023/24 | 222.75 | 121.75 | 2
2023/24 | 223.25 | 121.75 | 3
2023/24 | 224.25 | 121.75 | 2
2023/24 | 224.75 | 121.75 | 2
2023/24 | 225.25 | 121.75 | 5
2023/24 | 225.75 | 121.75 | 2
2023/24 | 226.25 | 121.75 | 2
2023/24 | 226.75 | 121.75 | 1
2023/24 | 227.25 | 121.75 | 1
2023/24 | 227.75 | 121.75 | 2
2023/24 | 228.25 | 121.75 | 5
2023/24 | 228.75 | 121.75 | 3
2023/24 | 229.25 | 121.75 | 2
2023/24 | 229.75 | 121.75 | 5
2023/24 | 230.25 | 121.75 | 2
2023/24 | 230.75 | 121.75 | 3
2023/24 | 231.25 | 121.75 | 7
2023/24 | 231.75 | 121.75 | 5
2023/24 | 232.25 | 121.75 | 7
2023/24 | 232.75 | 121.75 | 3
2023/24 | 233.25 | 121.75 | 4
2023/24 | 233.75 | 121.75 | 2
2023/24 | 234.25 | 121.75 | 3
2023/24 | 234.75 | 121.75 | 7
2023/24 | 235.25 | 121.75 | 2
2023/24 | 235.75 | 121.75 | 7
2023/24 | 236.25 | 121.75 | 8
2023/24 | 236.75 | 121.75 | 4
2023/24 | 237.25 | 121.75 | 4
2023/24 | 237.75 | 121.75 | 8
2023/24 | 238.25 | 121.75 | 8
2023/24 | 238.75 | 121.75 | 13
2023/24 | 239.25 | 121.75 | 12
2023/24 | 239.75 | 121.75 | 10
2023/24 | 240.25 | 121.75 | 13
2023/24 | 240.75 | 121.75 | 10
2023/24 | 241.25 | 121.75 | 10
2023/24 | 241.75 | 121.75 | 10
2023/24 | 242.25 | 121.75 | 17
2023/24 | 242.75 | 121.75 | 13
2023/24 | 243.25 | 121.75 | 13
2023/24 | 243.75 | 121.75 | 8
2023/24 | 244.25 | 121.75 | 7
2023/24 | 244.75 | 121.75 | 12
2023/24 | 245.25 | 121.75 | 14
2023/24 | 245.75 | 121.75 | 13
2023/24 | 246.25 | 121.75 | 14
2023/24 | 246.75 | 121.75 | 17
2023/24 | 247.25 | 121.75 | 18
2023/24 | 247.75 | 121.75 | 15
2023/24 | 248.25 | 121.75 | 15
2023/24 | 248.75 | 121.75 | 26
2023/24 | 249.25 | 121.75 | 14
2023/24 | 249.75 | 121.75 | 29
2023/24 | 250.25 | 121.75 | 28
2023/24 | 250.75 | 121.75 | 22
2023/24 | 251.25 | 121.75 | 29
2023/24 | 251.75 | 121.75 | 29
2023/24 | 252.25 | 121.75 | 28
2023/24 | 252.75 | 121.75 | 28
2023/24 | 253.25 | 121.75 | 24
2023/24 | 253.75 | 121.75 | 25
2023/24 | 254.25 | 121.75 | 33
2023/24 | 254.75 | 121.75 | 43
2023/24 | 255.25 | 121.75 | 44
2023/24 | 255.75 | 121.75 | 25
2023/24 | 256.25 | 121.75 | 33
2023/24 | 256.75 | 121.75 | 43
2023/24 | 257.25 | 121.75 | 39
2023/24 | 257.75 | 121.75 | 49
2023/24 | 258.25 | 121.75 | 39
2023/24 | 258.75 | 121.75 | 44
2023/24 | 259.25 | 121.75 | 57
2023/24 | 259.75 | 121.75 | 36
2023/24 | 260.25 | 121.75 | 62
2023/24 | 260.75 | 121.75 | 46
2023/24 | 261.25 | 121.75 | 52
2023/24 | 261.75 | 121.75 | 48
2023/24 | 262.25 | 121.75 | 59
2023/24 | 262.75 | 121.75 | 47
2023/24 | 263.25 | 121.75 | 57
2023/24 | 263.75 | 121.75 | 67
2023/24 | 264.25 | 121.75 | 53
2023/24 | 264.75 | 121.75 | 71
2023/24 | 265.25 | 121.75 | 71
2023/24 | 265.75 | 121.75 | 51
2023/24 | 266.25 | 121.75 | 68
2023/24 | 266.75 | 121.75 | 68
2023/24 | 267.25 | 121.75 | 77
2023/24 | 267.75 | 121.75 | 55
2023/24 | 268.25 | 121.75 | 78
2023/24 | 268.75 | 121.75 | 95
2023/24 | 269.25 | 121.75 | 84
2023/24 | 269.75 | 121.75 | 87
2023/24 | 270.25 | 121.75 | 85
2023/24 | 270.75 | 121.75 | 82
2023/24 | 271.25 | 121.75 | 83
2023/24 | 271.75 | 121.75 | 98
2023/24 | 272.25 | 121.75 | 95
2023/24 | 272.75 | 121.75 | 80
2023/24 | 273.25 | 121.75 | 90
2023/24 | 273.75 | 121.75 | 97
2023/24 | 274.25 | 121.75 | 93
2023/24 | 274.75 | 121.75 | 116
2023/24 | 275.25 | 121.75 | 127
2023/24 | 275.75 | 121.75 | 101
2023/24 | 276.25 | 121.75 | 123
2023/24 | 276.75 | 121.75 | 117
2023/24 | 277.25 | 121.75 | 118
2023/24 | 277.75 | 121.75 | 116
2023/24 | 278.25 | 121.75 | 124
2023/24 | 278.75 | 121.75 | 107
2023/24 | 279.25 | 121.75 | 105
2023/24 | 279.75 | 121.75 | 119
2023/24 | 280.25 | 121.75 | 126
2023/24 | 280.75 | 121.75 | 123
2023/24 | 281.25 | 121.75 | 105
2023/24 | 281.75 | 121.75 | 135
2023/24 | 282.25 | 121.75 | 129
2023/24 | 282.75 | 121.75 | 135
2023/24 | 283.25 | 121.75 | 125
2023/24 | 283.75 | 121.75 | 115
2023/24 | 284.25 | 121.75 | 132
2023/24 | 284.75 | 121.75 | 129
2023/24 | 285.25 | 121.75 | 135
2023/24 | 285.75 | 121.75 | 119
2023/24 | 286.25 | 121.75 | 129
2023/24 | 286.75 | 121.75 | 130
2023/24 | 287.25 | 121.75 | 147
2023/24 | 287.75 | 121.75 | 123
2023/24 | 288.25 | 121.75 | 133
2023/24 | 288.75 | 121.75 | 136
2023/24 | 289.25 | 121.75 | 137
2023/24 | 289.75 | 121.75 | 138
2023/24 | 290.25 | 121.75 | 143
2023/24 | 290.75 | 121.75 | 139
2023/24 | 291.25 | 121.75 | 124
2023/24 | 291.75 | 121.75 | 149
2023/24 | 292.25 | 121.75 | 129
2023/24 | 292.75 | 121.75 | 133
2023/24 | 293.25 | 121.75 | 130
2023/24 | 293.75 | 121.75 | 118
2023/24 | 294.25 | 121.75 | 136
2023/24 | 294.75 | 121.75 | 143
2023/24 | 295.25 | 121.75 | 124
2023/24 | 295.75 | 121.75 | 113
2023/24 | 296.25 | 121.75 | 133
2023/24 | 296.75 | 121.75 | 119
2023/24 | 297.25 | 121.75 | 131
2023/24 | 297.75 | 121.75 | 138
2023/24 | 298.25 | 121.75 | 140
2023/24 | 298.75 | 121.75 | 138
2023/24 | 299.25 | 121.75 | 121
2023/24 | 299.75 | 121.75 | 121
2023/24 | 300.25 | 121.75 | 131
2023/24 | 300.75 | 121.75 | 127
2023/24 | 301.25 | 121.75 | 145
2023/24 | 301.75 | 121.75 | 128
2023/24 | 302.25 | 121.75 | 142
2023/24 | 302.75 | 121.75 | 120
2023/24 | 303.25 | 121.75 | 140
2023/24 | 303.75 | 121.75 | 124
2023/24 | 304.25 | 121.75 | 123
2023/24 | 304.75 | 121.75 | 143
2023/24 | 305.25 | 121.75 | 117
2023/24 | 305.75 | 121.75 | 126
2023/24 | 306.25 | 121.75 | 151
2023/24 | 306.75 | 121.75 | 128
2023/24 | 307.25 | 121.75 | 121
2023/24 | 307.75 | 121.75 | 107
2023/24 | 308.25 | 121.75 | 108
2023/24 | 308.75 | 121.75 | 113
2023/24 | 309.25 | 121.75 | 102
2023/24 | 309.75 | 121.75 | 128
2023/24 | 310.25 | 121.75 | 99
2023/24 | 310.75 | 121.75 | 125
2023/24 | 311.25 | 121.75 | 116
2023/24 | 311.75 | 121.75 | 88
2023/24 | 312.25 | 121.75 | 114
2023/24 | 312.75 | 121.75 | 101
2023/24 | 313.25 | 121.75 | 115
2023/24 | 313.75 | 121.75 | 93
2023/24 | 314.25 | 121.75 | 123
2023/24 | 314.75 | 121.75 | 108
2023/24 | 315.25 | 121.75 | 93
2023/24 | 315.75 | 121.75 | 106
2023/24 | 316.25 | 121.75 | 97
2023/24 | 316.75 | 121.75 | 115
2023/24 | 317.25 | 121.75 | 93
2023/24 | 317.75 | 121.75 | 111
2023/24 | 318.25 | 121.75 | 108
2023/24 | 318.75 | 121.75 | 109
2023/24 | 319.25 | 121.75 | 106
2023/24 | 319.75 | 121.75 | 76
2023/24 | 320.25 | 121.75 | 80
2023/24 | 320.75 | 121.75 | 89
2023/24 | 321.25 | 121.75 | 72
2023/24 | 321.75 | 121.75 | 78
2023/24 | 322.25 | 121.75 | 63
2023/24 | 322.75 | 121.75 | 104
2023/24 | 323.25 | 121.75 | 74
2023/24 | 323.75 | 121.75 | 83
2023/24 | 324.25 | 121.75 | 71
2023/24 | 324.75 | 121.75 | 89
2023/24 | 325.25 | 121.75 | 81
2023/24 | 325.75 | 121.75 | 68
2023/24 | 326.25 | 121.75 | 74
2023/24 | 326.75 | 121.75 | 88
2023/24 | 327.25 | 121.75 | 55
2023/24 | 327.75 | 121.75 | 68
2023/24 | 328.25 | 121.75 | 84
2023/24 | 328.75 | 121.75 | 79
2023/24 | 329.25 | 121.75 | 78
2023/24 | 329.75 | 121.75 | 73
2023/24 | 330.25 | 121.75 | 72
2023/24 | 330.75 | 121.75 | 64
2023/24 | 331.25 | 121.75 | 66
2023/24 | 331.75 | 121.75 | 73
2023/24 | 332.25 | 121.75 | 76
2023/24 | 332.75 | 121.75 | 63
2023/24 | 333.25 | 121.75 | 51
2023/24 | 333.75 | 121.75 | 62
2023/24 | 334.25 | 121.75 | 60
2023/24 | 334.75 | 121.75 | 61
2023/24 | 335.25 | 121.75 | 57
2023/24 | 335.75 | 121.75 | 58
2023/24 | 336.25 | 121.75 | 64
2023/24 | 336.75 | 121.75 | 59
2023/24 | 337.25 | 121.75 | 58
2023/24 | 337.75 | 121.75 | 73
2023/24 | 338.25 | 121.75 | 52
2023/24 | 338.75 | 121.75 | 48
2023/24 | 339.25 | 121.75 | 41
2023/24 | 339.75 | 121.75 | 55
2023/24 | 340.25 | 121.75 | 58
2023/24 | 340.75 | 121.75 | 42
2023/24 | 341.25 | 121.75 | 48
2023/24 | 341.75 | 121.75 | 39
2023/24 | 342.25 | 121.75 | 40
2023/24 | 342.75 | 121.75 | 48
2023/24 | 343.25 | 121.75 | 50
2023/24 | 343.75 | 121.75 | 49
2023/24 | 344.25 | 121.75 | 37
2023/24 | 344.75 | 121.75 | 43
2023/24 | 345.25 | 121.75 | 48
2023/24 | 345.75 | 121.75 | 39
2023/24 | 346.25 | 121.75 | 41
2023/24 | 346.75 | 121.75 | 45
2023/24 | 347.25 | 121.75 | 47
2023/24 | 347.75 | 121.75 | 44
2023/24 | 348.25 | 121.75 | 31
2023/24 | 348.75 | 121.75 | 41
2023/24 | 349.25 | 121.75 | 32
2023/24 | 349.75 | 121.75 | 40
2023/24 | 350.25 | 121.75 | 32
2023/24 | 350.75 | 121.75 | 29
2023/24 | 351.25 | 121.75 | 33
2023/24 | 351.75 | 121.75 | 36
2023/24 | 352.25 | 121.75 | 27
2023/24 | 352.75 | 121.75 | 33
2023/24 | 353.25 | 121.75 | 32
2023/24 | 353.75 | 121.75 | 25
2023/24 | 354.25 | 121.75 | 26
2023/24 | 354.75 | 121.75 | 25
2023/24 | 355.25 | 121.75 | 38
2023/24 | 355.75 | 121.75 | 27
2023/24 | 356.25 | 121.75 | 26
2023/24 | 356.75 | 121.75 | 23
2023/24 | 357.25 | 121.75 | 21
2023/24 | 357.75 | 121.75 | 18
2023/24 | 358.25 | 121.75 | 24
2023/24 | 358.75 | 121.75 | 27
2023/24 | 359.25 | 121.75 | 28
2023/24 | 359.75 | 121.75 | 21
2023/24 | 360.25 | 121.75 | 18
2023/24 | 360.75 | 121.75 | 22
2023/24 | 361.25 | 121.75 | 22
2023/24 | 361.75 | 121.75 | 33
2023/24 | 362.25 | 121.75 | 15
2023/24 | 362.75 | 121.75 | 26
2023/24 | 363.25 | 121.75 | 27
2023/24 | 363.75 | 121.75 | 16
2023/24 | 364.25 | 121.75 | 19
2023/24 | 364.75 | 121.75 | 17
2023/24 | 365.25 | 121.75 | 22
2023/24 | 365.75 | 121.75 | 19
2023/24 | 366.25 | 121.75 | 11
2023/24 | 366.75 | 121.75 | 12
2023/24 | 367.25 | 121.75 | 16
2023/24 | 367.75 | 121.75 | 14
2023/24 | 368.25 | 121.75 | 22
2023/24 | 368.75 | 121.75 | 17
2023/24 | 369.25 | 121.75 | 12
2023/24 | 369.75 | 121.75 | 22
2023/24 | 370.25 | 121.75 | 18
2023/24 | 370.75 | 121.75 | 15
2023/24 | 371.25 | 121.75 | 11
2023/24 | 371.75 | 121.75 | 8
2023/24 | 372.25 | 121.75 | 18
2023/24 | 372.75 | 121.75 | 16
2023/24 | 373.25 | 121.75 | 15
2023/24 | 373.75 | 121.75 | 13
2023/24 | 374.25 | 121.75 | 17
2023/24 | 374.75 | 121.75 | 18
2023/24 | 375.25 | 121.75 | 11
2023/24 | 375.75 | 121.75 | 12
2023/24 | 376.25 | 121.75 | 8
2023/24 | 376.75 | 121.75 | 12
2023/24 | 377.25 | 121.75 | 8
2023/24 | 377.75 | 121.75 | 11
2023/24 | 378.25 | 121.75 | 17
2023/24 | 378.75 | 121.75 | 6
2023/24 | 379.25 | 121.75 | 10
2023/24 | 379.75 | 121.75 | 16
2023/24 | 380.25 | 121.75 | 8
2023/24 | 380.75 | 121.75 | 7
2023/24 | 381.25 | 121.75 | 6
2023/24 | 381.75 | 121.75 | 9
2023/24 | 382.25 | 121.75 | 12
2023/24 | 382.75 | 121.75 | 9
2023/24 | 383.25 | 121.75 | 7
2023/24 | 383.75 | 121.75 | 10
2023/24 | 384.25 | 121.75 | 6
2023/24 | 384.75 | 121.75 | 7
2023/24 | 385.25 | 121.75 | 11
2023/24 | 385.75 | 121.75 | 5
2023/24 | 386.25 | 121.75 | 4
2023/24 | 386.75 | 121.75 | 6
2023/24 | 387.25 | 121.75 | 2
2023/24 | 387.75 | 121.75 | 4
2023/24 | 388.25 | 121.75 | 8
2023/24 | 388.75 | 121.75 | 5
2023/24 | 389.25 | 121.75 | 4
2023/24 | 389.75 | 121.75 | 2
2023/24 | 390.25 | 121.75 | 6
2023/24 | 390.75 | 121.75 | 6
2023/24 | 391.25 | 121.75 | 5
2023/24 | 391.75 | 121.75 | 4
2023/24 | 392.25 | 121.75 | 9
2023/24 | 392.75 | 121.75 | 7
2023/24 | 393.25 | 121.75 | 4
2023/24 | 393.75 | 121.75 | 3
2023/24 | 394.25 | 121.75 | 8
2023/24 | 394.75 | 121.75 | 4
2023/24 | 395.25 | 121.75 | 8
2023/24 | 395.75 | 121.75 | 5
2023/24 | 396.25 | 121.75 | 3
2023/24 | 396.75 | 121.75 | 4
2023/24 | 397.25 | 121.75 | 1
2023/24 | 397.75 | 121.75 | 3
2023/24 | 398.25 | 121.75 | 4
2023/24 | 398.75 | 121.75 | 2
2023/24 | 399.25 | 121.75 | 4
2023/24 | 399.75 | 121.75 | 3
2023/24 | 400.25 | 121.75 | 2
2023/24 | 400.75 | 121.75 | 1
2023/24 | 401.25 | 121.75 | 4
2023/24 | 401.75 | 121.75 | 2
2023/24 | 402.75 | 121.75 | 4
2023/24 | 403.25 | 121.75 | 3
2023/24 | 403.75 | 121.75 | 4
2023/24 | 404.25 | 121.75 | 3
2023/24 | 404.75 | 121.75 | 1
2023/24 | 405.25 | 121.75 | 3
2023/24 | 405.75 | 121.75 | 2
2023/24 | 406.25 | 121.75 | 2
2023/24 | 406.75 | 121.75 | 3
2023/24 | 407.25 | 121.75 | 1
2023/24 | 407.75 | 121.75 | 3
2023/24 | 408.25 | 121.75 | 4
2023/24 | 408.75 | 121.75 | 1
2023/24 | 409.25 | 121.75 | 5
2023/24 | 409.75 | 121.75 | 2
2023/24 | 410.25 | 121.75 | 1
2023/24 | 410.75 | 121.75 | 6
2023/24 | 411.25 | 121.75 | 3
2023/24 | 411.75 | 121.75 | 3
2023/24 | 412.25 | 121.75 | 3
2023/24 | 412.75 | 121.75 | 2
2023/24 | 413.25 | 121.75 | 1
2023/24 | 413.75 | 121.75 | 1
2023/24 | 414.25 | 121.75 | 3
2023/24 | 414.75 | 121.75 | 3
2023/24 | 415.25 | 121.75 | 2
2023/24 | 415.75 | 121.75 | 3
2023/24 | 416.25 | 121.75 | 3
2023/24 | 416.75 | 121.75 | 3
2023/24 | 417.25 | 121.75 | 1
2023/24 | 417.75 | 121.75 | 1
2023/24 | 418.25 | 121.75 | 1
2023/24 | 419.25 | 121.75 | 3
2023/24 | 419.75 | 121.75 | 1
2023/24 | 420.25 | 121.75 | 1
2023/24 | 421.75 | 121.75 | 3
2023/24 | 422.25 | 121.75 | 2
2023/24 | 423.25 | 121.75 | 1
2023/24 | 423.75 | 121.75 | 1
2023/24 | 425.75 | 121.75 | 1
2023/24 | 426.25 | 121.75 | 2
2023/24 | 426.75 | 121.75 | 1
2023/24 | 427.25 | 121.75 | 1
2023/24 | 429.25 | 121.75 | 1
2023/24 | 430.25 | 121.75 | 1
2023/24 | 430.75 | 121.75 | 1
2023/24 | 432.25 | 121.75 | 1
2023/24 | 432.75 | 121.75 | 1
2023/24 | 433.25 | 121.75 | 1
2023/24 | 434.25 | 121.75 | 1
2023/24 | 435.25 | 121.75 | 1
2023/24 | 435.75 | 121.75 | 1
2023/24 | 436.25 | 121.75 | 1
2023/24 | 437.25 | 121.75 | 2
2023/24 | 437.75 | 121.75 | 2
2023/24 | 438.25 | 121.75 | 1
2023/24 | 439.25 | 121.75 | 1
2023/24 | 441.25 | 121.75 | 1
2023/24 | 441.75 | 121.75 | 1
2023/24 | 442.25 | 121.75 | 1
2023/24 | 442.75 | 121.75 | 1
2023/24 | 443.25 | 121.75 | 1
2023/24 | 445.25 | 121.75 | 2
2023/24 | 445.75 | 121.75 | 2
2023/24 | 447.75 | 121.75 | 1
2023/24 | 448.75 | 121.75 | 1
2023/24 | 450.75 | 121.75 | 1
2023/24 | 456.25 | 121.75 | 1
2023/24 | 457.25 | 121.75 | 1
2023/24 | 460.25 | 121.75 | 1
2023/24 | 462.75 | 121.75 | 1
2023/24 | 467.25 | 121.75 | 1
2023/24 | 471.25 | 121.75 | 1
2023/24 | 478.75 | 121.75 | 1
2023/24 | 503.75 | 121.75 | 1
2023/24 | 195.25 | 122.25 | 1
2023/24 | 198.25 | 122.25 | 1
2023/24 | 199.75 | 122.25 | 1
2023/24 | 203.25 | 122.25 | 2
2023/24 | 203.75 | 122.25 | 2
2023/24 | 208.75 | 122.25 | 1
2023/24 | 210.75 | 122.25 | 1
2023/24 | 211.25 | 122.25 | 1
2023/24 | 211.75 | 122.25 | 1
2023/24 | 212.75 | 122.25 | 1
2023/24 | 213.75 | 122.25 | 1
2023/24 | 214.25 | 122.25 | 1
2023/24 | 214.75 | 122.25 | 1
2023/24 | 215.25 | 122.25 | 1
2023/24 | 216.75 | 122.25 | 1
2023/24 | 217.25 | 122.25 | 3
2023/24 | 217.75 | 122.25 | 3
2023/24 | 218.25 | 122.25 | 2
2023/24 | 218.75 | 122.25 | 2
2023/24 | 219.25 | 122.25 | 1
2023/24 | 219.75 | 122.25 | 1
2023/24 | 220.75 | 122.25 | 2
2023/24 | 221.25 | 122.25 | 1
2023/24 | 221.75 | 122.25 | 2
2023/24 | 222.25 | 122.25 | 2
2023/24 | 223.25 | 122.25 | 1
2023/24 | 223.75 | 122.25 | 1
2023/24 | 224.75 | 122.25 | 4
2023/24 | 225.75 | 122.25 | 2
2023/24 | 226.25 | 122.25 | 1
2023/24 | 226.75 | 122.25 | 3
2023/24 | 227.25 | 122.25 | 2
2023/24 | 227.75 | 122.25 | 1
2023/24 | 228.25 | 122.25 | 1
2023/24 | 228.75 | 122.25 | 1
2023/24 | 229.25 | 122.25 | 3
2023/24 | 229.75 | 122.25 | 2
2023/24 | 230.25 | 122.25 | 5
2023/24 | 230.75 | 122.25 | 3
2023/24 | 231.25 | 122.25 | 2
2023/24 | 231.75 | 122.25 | 2
2023/24 | 232.25 | 122.25 | 1
2023/24 | 232.75 | 122.25 | 2
2023/24 | 233.25 | 122.25 | 4
2023/24 | 233.75 | 122.25 | 5
2023/24 | 234.25 | 122.25 | 2
2023/24 | 234.75 | 122.25 | 4
2023/24 | 235.25 | 122.25 | 5
2023/24 | 235.75 | 122.25 | 3
2023/24 | 236.25 | 122.25 | 4
2023/24 | 236.75 | 122.25 | 4
2023/24 | 237.25 | 122.25 | 5
2023/24 | 237.75 | 122.25 | 6
2023/24 | 238.25 | 122.25 | 7
2023/24 | 238.75 | 122.25 | 3
2023/24 | 239.25 | 122.25 | 8
2023/24 | 239.75 | 122.25 | 2
2023/24 | 240.25 | 122.25 | 7
2023/24 | 240.75 | 122.25 | 11
2023/24 | 241.25 | 122.25 | 6
2023/24 | 241.75 | 122.25 | 11
2023/24 | 242.25 | 122.25 | 8
2023/24 | 242.75 | 122.25 | 10
2023/24 | 243.25 | 122.25 | 10
2023/24 | 243.75 | 122.25 | 7
2023/24 | 244.25 | 122.25 | 11
2023/24 | 244.75 | 122.25 | 8
2023/24 | 245.25 | 122.25 | 17
2023/24 | 245.75 | 122.25 | 14
2023/24 | 246.25 | 122.25 | 13
2023/24 | 246.75 | 122.25 | 14
2023/24 | 247.25 | 122.25 | 17
2023/24 | 247.75 | 122.25 | 14
2023/24 | 248.25 | 122.25 | 17
2023/24 | 248.75 | 122.25 | 18
2023/24 | 249.25 | 122.25 | 24
2023/24 | 249.75 | 122.25 | 14
2023/24 | 250.25 | 122.25 | 22
2023/24 | 250.75 | 122.25 | 24
2023/24 | 251.25 | 122.25 | 21
2023/24 | 251.75 | 122.25 | 17
2023/24 | 252.25 | 122.25 | 23
2023/24 | 252.75 | 122.25 | 27
2023/24 | 253.25 | 122.25 | 18
2023/24 | 253.75 | 122.25 | 25
2023/24 | 254.25 | 122.25 | 24
2023/24 | 254.75 | 122.25 | 35
2023/24 | 255.25 | 122.25 | 31
2023/24 | 255.75 | 122.25 | 26
2023/24 | 256.25 | 122.25 | 25
2023/24 | 256.75 | 122.25 | 43
2023/24 | 257.25 | 122.25 | 34
2023/24 | 257.75 | 122.25 | 27
2023/24 | 258.25 | 122.25 | 39
2023/24 | 258.75 | 122.25 | 48
2023/24 | 259.25 | 122.25 | 46
2023/24 | 259.75 | 122.25 | 32
2023/24 | 260.25 | 122.25 | 44
2023/24 | 260.75 | 122.25 | 55
2023/24 | 261.25 | 122.25 | 38
2023/24 | 261.75 | 122.25 | 47
2023/24 | 262.25 | 122.25 | 42
2023/24 | 262.75 | 122.25 | 52
2023/24 | 263.25 | 122.25 | 41
2023/24 | 263.75 | 122.25 | 47
2023/24 | 264.25 | 122.25 | 66
2023/24 | 264.75 | 122.25 | 59
2023/24 | 265.25 | 122.25 | 65
2023/24 | 265.75 | 122.25 | 62
2023/24 | 266.25 | 122.25 | 59
2023/24 | 266.75 | 122.25 | 63
2023/24 | 267.25 | 122.25 | 73
2023/24 | 267.75 | 122.25 | 59
2023/24 | 268.25 | 122.25 | 64
2023/24 | 268.75 | 122.25 | 88
2023/24 | 269.25 | 122.25 | 68
2023/24 | 269.75 | 122.25 | 80
2023/24 | 270.25 | 122.25 | 87
2023/24 | 270.75 | 122.25 | 70
2023/24 | 271.25 | 122.25 | 85
2023/24 | 271.75 | 122.25 | 60
2023/24 | 272.25 | 122.25 | 83
2023/24 | 272.75 | 122.25 | 75
2023/24 | 273.25 | 122.25 | 104
2023/24 | 273.75 | 122.25 | 89
2023/24 | 274.25 | 122.25 | 88
2023/24 | 274.75 | 122.25 | 89
2023/24 | 275.25 | 122.25 | 97
2023/24 | 275.75 | 122.25 | 89
2023/24 | 276.25 | 122.25 | 100
2023/24 | 276.75 | 122.25 | 110
2023/24 | 277.25 | 122.25 | 84
2023/24 | 277.75 | 122.25 | 90
2023/24 | 278.25 | 122.25 | 86
2023/24 | 278.75 | 122.25 | 104
2023/24 | 279.25 | 122.25 | 113
2023/24 | 279.75 | 122.25 | 90
2023/24 | 280.25 | 122.25 | 91
2023/24 | 280.75 | 122.25 | 112
2023/24 | 281.25 | 122.25 | 121
2023/24 | 281.75 | 122.25 | 100
2023/24 | 282.25 | 122.25 | 129
2023/24 | 282.75 | 122.25 | 143
2023/24 | 283.25 | 122.25 | 127
2023/24 | 283.75 | 122.25 | 137
2023/24 | 284.25 | 122.25 | 116
2023/24 | 284.75 | 122.25 | 117
2023/24 | 285.25 | 122.25 | 115
2023/24 | 285.75 | 122.25 | 118
2023/24 | 286.25 | 122.25 | 108
2023/24 | 286.75 | 122.25 | 135
2023/24 | 287.25 | 122.25 | 143
2023/24 | 287.75 | 122.25 | 115
2023/24 | 288.25 | 122.25 | 130
2023/24 | 288.75 | 122.25 | 117
2023/24 | 289.25 | 122.25 | 113
2023/24 | 289.75 | 122.25 | 125
2023/24 | 290.25 | 122.25 | 116
2023/24 | 290.75 | 122.25 | 105
2023/24 | 291.25 | 122.25 | 136
2023/24 | 291.75 | 122.25 | 127
2023/24 | 292.25 | 122.25 | 121
2023/24 | 292.75 | 122.25 | 137
2023/24 | 293.25 | 122.25 | 129
2023/24 | 293.75 | 122.25 | 148
2023/24 | 294.25 | 122.25 | 125
2023/24 | 294.75 | 122.25 | 144
2023/24 | 295.25 | 122.25 | 124
2023/24 | 295.75 | 122.25 | 147
2023/24 | 296.25 | 122.25 | 144
2023/24 | 296.75 | 122.25 | 137
2023/24 | 297.25 | 122.25 | 127
2023/24 | 297.75 | 122.25 | 115
2023/24 | 298.25 | 122.25 | 152
2023/24 | 298.75 | 122.25 | 119
2023/24 | 299.25 | 122.25 | 139
2023/24 | 299.75 | 122.25 | 136
2023/24 | 300.25 | 122.25 | 106
2023/24 | 300.75 | 122.25 | 141
2023/24 | 301.25 | 122.25 | 128
2023/24 | 301.75 | 122.25 | 127
2023/24 | 302.25 | 122.25 | 100
2023/24 | 302.75 | 122.25 | 110
2023/24 | 303.25 | 122.25 | 145
2023/24 | 303.75 | 122.25 | 102
2023/24 | 304.25 | 122.25 | 126
2023/24 | 304.75 | 122.25 | 121
2023/24 | 305.25 | 122.25 | 98
2023/24 | 305.75 | 122.25 | 128
2023/24 | 306.25 | 122.25 | 112
2023/24 | 306.75 | 122.25 | 115
2023/24 | 307.25 | 122.25 | 137
2023/24 | 307.75 | 122.25 | 126
2023/24 | 308.25 | 122.25 | 107
2023/24 | 308.75 | 122.25 | 112
2023/24 | 309.25 | 122.25 | 122
2023/24 | 309.75 | 122.25 | 112
2023/24 | 310.25 | 122.25 | 117
2023/24 | 310.75 | 122.25 | 116
2023/24 | 311.25 | 122.25 | 120
2023/24 | 311.75 | 122.25 | 110
2023/24 | 312.25 | 122.25 | 101
2023/24 | 312.75 | 122.25 | 124
2023/24 | 313.25 | 122.25 | 115
2023/24 | 313.75 | 122.25 | 93
2023/24 | 314.25 | 122.25 | 90
2023/24 | 314.75 | 122.25 | 112
2023/24 | 315.25 | 122.25 | 113
2023/24 | 315.75 | 122.25 | 100
2023/24 | 316.25 | 122.25 | 103
2023/24 | 316.75 | 122.25 | 99
2023/24 | 317.25 | 122.25 | 100
2023/24 | 317.75 | 122.25 | 101
2023/24 | 318.25 | 122.25 | 95
2023/24 | 318.75 | 122.25 | 79
2023/24 | 319.25 | 122.25 | 105
2023/24 | 319.75 | 122.25 | 97
2023/24 | 320.25 | 122.25 | 80
2023/24 | 320.75 | 122.25 | 93
2023/24 | 321.25 | 122.25 | 105
2023/24 | 321.75 | 122.25 | 102
2023/24 | 322.25 | 122.25 | 79
2023/24 | 322.75 | 122.25 | 83
2023/24 | 323.25 | 122.25 | 90
2023/24 | 323.75 | 122.25 | 85
2023/24 | 324.25 | 122.25 | 91
2023/24 | 324.75 | 122.25 | 91
2023/24 | 325.25 | 122.25 | 98
2023/24 | 325.75 | 122.25 | 70
2023/24 | 326.25 | 122.25 | 72
2023/24 | 326.75 | 122.25 | 73
2023/24 | 327.25 | 122.25 | 71
2023/24 | 327.75 | 122.25 | 71
2023/24 | 328.25 | 122.25 | 70
2023/24 | 328.75 | 122.25 | 74
2023/24 | 329.25 | 122.25 | 76
2023/24 | 329.75 | 122.25 | 65
2023/24 | 330.25 | 122.25 | 59
2023/24 | 330.75 | 122.25 | 65
2023/24 | 331.25 | 122.25 | 64
2023/24 | 331.75 | 122.25 | 68
2023/24 | 332.25 | 122.25 | 73
2023/24 | 332.75 | 122.25 | 72
2023/24 | 333.25 | 122.25 | 64
2023/24 | 333.75 | 122.25 | 57
2023/24 | 334.25 | 122.25 | 52
2023/24 | 334.75 | 122.25 | 59
2023/24 | 335.25 | 122.25 | 72
2023/24 | 335.75 | 122.25 | 56
2023/24 | 336.25 | 122.25 | 55
2023/24 | 336.75 | 122.25 | 52
2023/24 | 337.25 | 122.25 | 63
2023/24 | 337.75 | 122.25 | 64
2023/24 | 338.25 | 122.25 | 57
2023/24 | 338.75 | 122.25 | 62
2023/24 | 339.25 | 122.25 | 58
2023/24 | 339.75 | 122.25 | 45
2023/24 | 340.25 | 122.25 | 48
2023/24 | 340.75 | 122.25 | 48
2023/24 | 341.25 | 122.25 | 40
2023/24 | 341.75 | 122.25 | 55
2023/24 | 342.25 | 122.25 | 57
2023/24 | 342.75 | 122.25 | 48
2023/24 | 343.25 | 122.25 | 31
2023/24 | 343.75 | 122.25 | 31
2023/24 | 344.25 | 122.25 | 43
2023/24 | 344.75 | 122.25 | 45
2023/24 | 345.25 | 122.25 | 44
2023/24 | 345.75 | 122.25 | 57
2023/24 | 346.25 | 122.25 | 37
2023/24 | 346.75 | 122.25 | 35
2023/24 | 347.25 | 122.25 | 41
2023/24 | 347.75 | 122.25 | 33
2023/24 | 348.25 | 122.25 | 42
2023/24 | 348.75 | 122.25 | 50
2023/24 | 349.25 | 122.25 | 29
2023/24 | 349.75 | 122.25 | 45
2023/24 | 350.25 | 122.25 | 47
2023/24 | 350.75 | 122.25 | 31
2023/24 | 351.25 | 122.25 | 39
2023/24 | 351.75 | 122.25 | 33
2023/24 | 352.25 | 122.25 | 27
2023/24 | 352.75 | 122.25 | 41
2023/24 | 353.25 | 122.25 | 29
2023/24 | 353.75 | 122.25 | 41
2023/24 | 354.25 | 122.25 | 31
2023/24 | 354.75 | 122.25 | 20
2023/24 | 355.25 | 122.25 | 24
2023/24 | 355.75 | 122.25 | 18
2023/24 | 356.25 | 122.25 | 28
2023/24 | 356.75 | 122.25 | 19
2023/24 | 357.25 | 122.25 | 27
2023/24 | 357.75 | 122.25 | 28
2023/24 | 358.25 | 122.25 | 39
2023/24 | 358.75 | 122.25 | 18
2023/24 | 359.25 | 122.25 | 23
2023/24 | 359.75 | 122.25 | 26
2023/24 | 360.25 | 122.25 | 22
2023/24 | 360.75 | 122.25 | 18
2023/24 | 361.25 | 122.25 | 32
2023/24 | 361.75 | 122.25 | 19
2023/24 | 362.25 | 122.25 | 25
2023/24 | 362.75 | 122.25 | 29
2023/24 | 363.25 | 122.25 | 27
2023/24 | 363.75 | 122.25 | 16
2023/24 | 364.25 | 122.25 | 19
2023/24 | 364.75 | 122.25 | 19
2023/24 | 365.25 | 122.25 | 14
2023/24 | 365.75 | 122.25 | 28
2023/24 | 366.25 | 122.25 | 18
2023/24 | 366.75 | 122.25 | 11
2023/24 | 367.25 | 122.25 | 20
2023/24 | 367.75 | 122.25 | 24
2023/24 | 368.25 | 122.25 | 14
2023/24 | 368.75 | 122.25 | 17
2023/24 | 369.25 | 122.25 | 24
2023/24 | 369.75 | 122.25 | 17
2023/24 | 370.25 | 122.25 | 10
2023/24 | 370.75 | 122.25 | 12
2023/24 | 371.25 | 122.25 | 15
2023/24 | 371.75 | 122.25 | 14
2023/24 | 372.25 | 122.25 | 17
2023/24 | 372.75 | 122.25 | 11
2023/24 | 373.25 | 122.25 | 10
2023/24 | 373.75 | 122.25 | 21
2023/24 | 374.25 | 122.25 | 9
2023/24 | 374.75 | 122.25 | 16
2023/24 | 375.25 | 122.25 | 13
2023/24 | 375.75 | 122.25 | 21
2023/24 | 376.25 | 122.25 | 12
2023/24 | 376.75 | 122.25 | 13
2023/24 | 377.25 | 122.25 | 10
2023/24 | 377.75 | 122.25 | 11
2023/24 | 378.25 | 122.25 | 12
2023/24 | 378.75 | 122.25 | 13
2023/24 | 379.25 | 122.25 | 13
2023/24 | 379.75 | 122.25 | 10
2023/24 | 380.25 | 122.25 | 11
2023/24 | 380.75 | 122.25 | 7
2023/24 | 381.25 | 122.25 | 10
2023/24 | 381.75 | 122.25 | 10
2023/24 | 382.25 | 122.25 | 7
2023/24 | 382.75 | 122.25 | 11
2023/24 | 383.25 | 122.25 | 11
2023/24 | 383.75 | 122.25 | 10
2023/24 | 384.25 | 122.25 | 10
2023/24 | 384.75 | 122.25 | 13
2023/24 | 385.25 | 122.25 | 5
2023/24 | 385.75 | 122.25 | 8
2023/24 | 386.25 | 122.25 | 9
2023/24 | 386.75 | 122.25 | 7
2023/24 | 387.25 | 122.25 | 11
2023/24 | 387.75 | 122.25 | 6
2023/24 | 388.25 | 122.25 | 10
2023/24 | 388.75 | 122.25 | 5
2023/24 | 389.25 | 122.25 | 4
2023/24 | 389.75 | 122.25 | 8
2023/24 | 390.25 | 122.25 | 11
2023/24 | 390.75 | 122.25 | 3
2023/24 | 391.25 | 122.25 | 5
2023/24 | 391.75 | 122.25 | 6
2023/24 | 392.25 | 122.25 | 7
2023/24 | 392.75 | 122.25 | 6
2023/24 | 393.25 | 122.25 | 2
2023/24 | 393.75 | 122.25 | 4
2023/24 | 394.25 | 122.25 | 4
2023/24 | 394.75 | 122.25 | 6
2023/24 | 395.25 | 122.25 | 3
2023/24 | 395.75 | 122.25 | 3
2023/24 | 396.25 | 122.25 | 6
2023/24 | 396.75 | 122.25 | 3
2023/24 | 397.25 | 122.25 | 1
2023/24 | 397.75 | 122.25 | 5
2023/24 | 398.25 | 122.25 | 4
2023/24 | 398.75 | 122.25 | 4
2023/24 | 399.25 | 122.25 | 3
2023/24 | 399.75 | 122.25 | 3
2023/24 | 400.25 | 122.25 | 3
2023/24 | 400.75 | 122.25 | 3
2023/24 | 401.25 | 122.25 | 2
2023/24 | 401.75 | 122.25 | 4
2023/24 | 402.25 | 122.25 | 3
2023/24 | 402.75 | 122.25 | 4
2023/24 | 403.25 | 122.25 | 5
2023/24 | 404.25 | 122.25 | 2
2023/24 | 404.75 | 122.25 | 3
2023/24 | 405.75 | 122.25 | 2
2023/24 | 406.25 | 122.25 | 5
2023/24 | 406.75 | 122.25 | 2
2023/24 | 407.25 | 122.25 | 3
2023/24 | 407.75 | 122.25 | 1
2023/24 | 408.25 | 122.25 | 3
2023/24 | 409.25 | 122.25 | 2
2023/24 | 409.75 | 122.25 | 3
2023/24 | 410.25 | 122.25 | 5
2023/24 | 410.75 | 122.25 | 1
2023/24 | 411.75 | 122.25 | 2
2023/24 | 412.25 | 122.25 | 1
2023/24 | 412.75 | 122.25 | 4
2023/24 | 413.25 | 122.25 | 2
2023/24 | 413.75 | 122.25 | 1
2023/24 | 414.25 | 122.25 | 3
2023/24 | 415.25 | 122.25 | 1
2023/24 | 415.75 | 122.25 | 1
2023/24 | 416.25 | 122.25 | 1
2023/24 | 416.75 | 122.25 | 1
2023/24 | 417.75 | 122.25 | 2
2023/24 | 418.25 | 122.25 | 4
2023/24 | 418.75 | 122.25 | 1
2023/24 | 419.75 | 122.25 | 1
2023/24 | 420.25 | 122.25 | 3
2023/24 | 420.75 | 122.25 | 1
2023/24 | 421.25 | 122.25 | 2
2023/24 | 421.75 | 122.25 | 3
2023/24 | 422.25 | 122.25 | 3
2023/24 | 424.25 | 122.25 | 1
2023/24 | 424.75 | 122.25 | 3
2023/24 | 425.75 | 122.25 | 1
2023/24 | 426.25 | 122.25 | 1
2023/24 | 426.75 | 122.25 | 2
2023/24 | 427.25 | 122.25 | 2
2023/24 | 428.25 | 122.25 | 3
2023/24 | 428.75 | 122.25 | 2
2023/24 | 429.25 | 122.25 | 1
2023/24 | 430.25 | 122.25 | 1
2023/24 | 430.75 | 122.25 | 1
2023/24 | 431.25 | 122.25 | 1
2023/24 | 431.75 | 122.25 | 1
2023/24 | 432.25 | 122.25 | 1
2023/24 | 432.75 | 122.25 | 1
2023/24 | 433.25 | 122.25 | 1
2023/24 | 433.75 | 122.25 | 2
2023/24 | 435.25 | 122.25 | 2
2023/24 | 436.75 | 122.25 | 1
2023/24 | 438.25 | 122.25 | 1
2023/24 | 440.25 | 122.25 | 1
2023/24 | 441.25 | 122.25 | 1
2023/24 | 443.75 | 122.25 | 1
2023/24 | 444.75 | 122.25 | 1
2023/24 | 450.75 | 122.25 | 1
2023/24 | 451.25 | 122.25 | 1
2023/24 | 453.25 | 122.25 | 1
2023/24 | 453.75 | 122.25 | 1
2023/24 | 454.75 | 122.25 | 1
2023/24 | 455.75 | 122.25 | 1
2023/24 | 457.25 | 122.25 | 1
2023/24 | 461.25 | 122.25 | 1
2023/24 | 463.75 | 122.25 | 1
2023/24 | 465.75 | 122.25 | 1
2023/24 | 466.25 | 122.25 | 1
2023/24 | 477.25 | 122.25 | 1
2023/24 | 478.25 | 122.25 | 1
2023/24 | 478.75 | 122.25 | 1
2023/24 | 484.25 | 122.25 | 1
2023/24 | 489.75 | 122.25 | 1
2023/24 | 189.75 | 122.75 | 1
2023/24 | 197.25 | 122.75 | 1
2023/24 | 199.75 | 122.75 | 1
2023/24 | 201.25 | 122.75 | 2
2023/24 | 202.75 | 122.75 | 1
2023/24 | 204.75 | 122.75 | 1
2023/24 | 206.25 | 122.75 | 1
2023/24 | 206.75 | 122.75 | 2
2023/24 | 207.25 | 122.75 | 1
2023/24 | 208.25 | 122.75 | 1
2023/24 | 208.75 | 122.75 | 2
2023/24 | 209.75 | 122.75 | 1
2023/24 | 210.75 | 122.75 | 1
2023/24 | 211.25 | 122.75 | 1
2023/24 | 211.75 | 122.75 | 1
2023/24 | 213.75 | 122.75 | 1
2023/24 | 214.25 | 122.75 | 1
2023/24 | 215.25 | 122.75 | 1
2023/24 | 216.25 | 122.75 | 1
2023/24 | 218.75 | 122.75 | 2
2023/24 | 219.75 | 122.75 | 1
2023/24 | 220.75 | 122.75 | 1
2023/24 | 221.75 | 122.75 | 1
2023/24 | 222.25 | 122.75 | 4
2023/24 | 222.75 | 122.75 | 1
2023/24 | 224.25 | 122.75 | 3
2023/24 | 224.75 | 122.75 | 1
2023/24 | 225.25 | 122.75 | 3
2023/24 | 225.75 | 122.75 | 5
2023/24 | 226.75 | 122.75 | 2
2023/24 | 227.25 | 122.75 | 1
2023/24 | 227.75 | 122.75 | 2
2023/24 | 228.25 | 122.75 | 2
2023/24 | 228.75 | 122.75 | 3
2023/24 | 229.25 | 122.75 | 2
2023/24 | 229.75 | 122.75 | 2
2023/24 | 230.25 | 122.75 | 2
2023/24 | 230.75 | 122.75 | 5
2023/24 | 231.25 | 122.75 | 3
2023/24 | 231.75 | 122.75 | 3
2023/24 | 232.25 | 122.75 | 2
2023/24 | 232.75 | 122.75 | 4
2023/24 | 233.25 | 122.75 | 2
2023/24 | 233.75 | 122.75 | 3
2023/24 | 234.25 | 122.75 | 7
2023/24 | 234.75 | 122.75 | 3
2023/24 | 235.25 | 122.75 | 4
2023/24 | 235.75 | 122.75 | 5
2023/24 | 236.25 | 122.75 | 3
2023/24 | 236.75 | 122.75 | 1
2023/24 | 237.25 | 122.75 | 7
2023/24 | 237.75 | 122.75 | 7
2023/24 | 238.25 | 122.75 | 6
2023/24 | 238.75 | 122.75 | 6
2023/24 | 239.25 | 122.75 | 10
2023/24 | 239.75 | 122.75 | 3
2023/24 | 240.25 | 122.75 | 9
2023/24 | 240.75 | 122.75 | 4
2023/24 | 241.25 | 122.75 | 7
2023/24 | 241.75 | 122.75 | 8
2023/24 | 242.25 | 122.75 | 12
2023/24 | 242.75 | 122.75 | 9
2023/24 | 243.25 | 122.75 | 7
2023/24 | 243.75 | 122.75 | 11
2023/24 | 244.25 | 122.75 | 8
2023/24 | 244.75 | 122.75 | 6
2023/24 | 245.25 | 122.75 | 11
2023/24 | 245.75 | 122.75 | 6
2023/24 | 246.25 | 122.75 | 17
2023/24 | 246.75 | 122.75 | 14
2023/24 | 247.25 | 122.75 | 14
2023/24 | 247.75 | 122.75 | 4
2023/24 | 248.25 | 122.75 | 17
2023/24 | 248.75 | 122.75 | 11
2023/24 | 249.25 | 122.75 | 17
2023/24 | 249.75 | 122.75 | 21
2023/24 | 250.25 | 122.75 | 19
2023/24 | 250.75 | 122.75 | 17
2023/24 | 251.25 | 122.75 | 18
2023/24 | 251.75 | 122.75 | 11
2023/24 | 252.25 | 122.75 | 20
2023/24 | 252.75 | 122.75 | 13
2023/24 | 253.25 | 122.75 | 20
2023/24 | 253.75 | 122.75 | 24
2023/24 | 254.25 | 122.75 | 27
2023/24 | 254.75 | 122.75 | 12
2023/24 | 255.25 | 122.75 | 26
2023/24 | 255.75 | 122.75 | 30
2023/24 | 256.25 | 122.75 | 25
2023/24 | 256.75 | 122.75 | 23
2023/24 | 257.25 | 122.75 | 34
2023/24 | 257.75 | 122.75 | 26
2023/24 | 258.25 | 122.75 | 34
2023/24 | 258.75 | 122.75 | 36
2023/24 | 259.25 | 122.75 | 39
2023/24 | 259.75 | 122.75 | 28
2023/24 | 260.25 | 122.75 | 36
2023/24 | 260.75 | 122.75 | 35
2023/24 | 261.25 | 122.75 | 37
2023/24 | 261.75 | 122.75 | 41
2023/24 | 262.25 | 122.75 | 36
2023/24 | 262.75 | 122.75 | 34
2023/24 | 263.25 | 122.75 | 56
2023/24 | 263.75 | 122.75 | 46
2023/24 | 264.25 | 122.75 | 57
2023/24 | 264.75 | 122.75 | 46
2023/24 | 265.25 | 122.75 | 50
2023/24 | 265.75 | 122.75 | 61
2023/24 | 266.25 | 122.75 | 58
2023/24 | 266.75 | 122.75 | 60
2023/24 | 267.25 | 122.75 | 57
2023/24 | 267.75 | 122.75 | 60
2023/24 | 268.25 | 122.75 | 71
2023/24 | 268.75 | 122.75 | 47
2023/24 | 269.25 | 122.75 | 71
2023/24 | 269.75 | 122.75 | 80
2023/24 | 270.25 | 122.75 | 74
2023/24 | 270.75 | 122.75 | 68
2023/24 | 271.25 | 122.75 | 72
2023/24 | 271.75 | 122.75 | 88
2023/24 | 272.25 | 122.75 | 87
2023/24 | 272.75 | 122.75 | 81
2023/24 | 273.25 | 122.75 | 88
2023/24 | 273.75 | 122.75 | 82
2023/24 | 274.25 | 122.75 | 75
2023/24 | 274.75 | 122.75 | 92
2023/24 | 275.25 | 122.75 | 66
2023/24 | 275.75 | 122.75 | 83
2023/24 | 276.25 | 122.75 | 75
2023/24 | 276.75 | 122.75 | 91
2023/24 | 277.25 | 122.75 | 95
2023/24 | 277.75 | 122.75 | 65
2023/24 | 278.25 | 122.75 | 75
2023/24 | 278.75 | 122.75 | 94
2023/24 | 279.25 | 122.75 | 104
2023/24 | 279.75 | 122.75 | 103
2023/24 | 280.25 | 122.75 | 105
2023/24 | 280.75 | 122.75 | 93
2023/24 | 281.25 | 122.75 | 92
2023/24 | 281.75 | 122.75 | 117
2023/24 | 282.25 | 122.75 | 99
2023/24 | 282.75 | 122.75 | 101
2023/24 | 283.25 | 122.75 | 91
2023/24 | 283.75 | 122.75 | 124
2023/24 | 284.25 | 122.75 | 124
2023/24 | 284.75 | 122.75 | 114
2023/24 | 285.25 | 122.75 | 122
2023/24 | 285.75 | 122.75 | 105
2023/24 | 286.25 | 122.75 | 125
2023/24 | 286.75 | 122.75 | 112
2023/24 | 287.25 | 122.75 | 118
2023/24 | 287.75 | 122.75 | 120
2023/24 | 288.25 | 122.75 | 115
2023/24 | 288.75 | 122.75 | 117
2023/24 | 289.25 | 122.75 | 117
2023/24 | 289.75 | 122.75 | 122
2023/24 | 290.25 | 122.75 | 132
2023/24 | 290.75 | 122.75 | 130
2023/24 | 291.25 | 122.75 | 124
2023/24 | 291.75 | 122.75 | 133
2023/24 | 292.25 | 122.75 | 115
2023/24 | 292.75 | 122.75 | 122
2023/24 | 293.25 | 122.75 | 124
2023/24 | 293.75 | 122.75 | 127
2023/24 | 294.25 | 122.75 | 112
2023/24 | 294.75 | 122.75 | 107
2023/24 | 295.25 | 122.75 | 122
2023/24 | 295.75 | 122.75 | 122
2023/24 | 296.25 | 122.75 | 134
2023/24 | 296.75 | 122.75 | 146
2023/24 | 297.25 | 122.75 | 122
2023/24 | 297.75 | 122.75 | 141
2023/24 | 298.25 | 122.75 | 126
2023/24 | 298.75 | 122.75 | 95
2023/24 | 299.25 | 122.75 | 145
2023/24 | 299.75 | 122.75 | 119
2023/24 | 300.25 | 122.75 | 129
2023/24 | 300.75 | 122.75 | 119
2023/24 | 301.25 | 122.75 | 115
2023/24 | 301.75 | 122.75 | 117
2023/24 | 302.25 | 122.75 | 101
2023/24 | 302.75 | 122.75 | 109
2023/24 | 303.25 | 122.75 | 108
2023/24 | 303.75 | 122.75 | 117
2023/24 | 304.25 | 122.75 | 109
2023/24 | 304.75 | 122.75 | 131
2023/24 | 305.25 | 122.75 | 127
2023/24 | 305.75 | 122.75 | 106
2023/24 | 306.25 | 122.75 | 113
2023/24 | 306.75 | 122.75 | 104
2023/24 | 307.25 | 122.75 | 100
2023/24 | 307.75 | 122.75 | 121
2023/24 | 308.25 | 122.75 | 112
2023/24 | 308.75 | 122.75 | 126
2023/24 | 309.25 | 122.75 | 123
2023/24 | 309.75 | 122.75 | 107
2023/24 | 310.25 | 122.75 | 108
2023/24 | 310.75 | 122.75 | 106
2023/24 | 311.25 | 122.75 | 103
2023/24 | 311.75 | 122.75 | 103
2023/24 | 312.25 | 122.75 | 99
2023/24 | 312.75 | 122.75 | 116
2023/24 | 313.25 | 122.75 | 86
2023/24 | 313.75 | 122.75 | 106
2023/24 | 314.25 | 122.75 | 111
2023/24 | 314.75 | 122.75 | 117
2023/24 | 315.25 | 122.75 | 103
2023/24 | 315.75 | 122.75 | 105
2023/24 | 316.25 | 122.75 | 101
2023/24 | 316.75 | 122.75 | 106
2023/24 | 317.25 | 122.75 | 98
2023/24 | 317.75 | 122.75 | 86
2023/24 | 318.25 | 122.75 | 90
2023/24 | 318.75 | 122.75 | 90
2023/24 | 319.25 | 122.75 | 80
2023/24 | 319.75 | 122.75 | 87
2023/24 | 320.25 | 122.75 | 91
2023/24 | 320.75 | 122.75 | 71
2023/24 | 321.25 | 122.75 | 94
2023/24 | 321.75 | 122.75 | 86
2023/24 | 322.25 | 122.75 | 96
2023/24 | 322.75 | 122.75 | 95
2023/24 | 323.25 | 122.75 | 87
2023/24 | 323.75 | 122.75 | 80
2023/24 | 324.25 | 122.75 | 85
2023/24 | 324.75 | 122.75 | 95
2023/24 | 325.25 | 122.75 | 79
2023/24 | 325.75 | 122.75 | 75
2023/24 | 326.25 | 122.75 | 88
2023/24 | 326.75 | 122.75 | 56
2023/24 | 327.25 | 122.75 | 67
2023/24 | 327.75 | 122.75 | 83
2023/24 | 328.25 | 122.75 | 76
2023/24 | 328.75 | 122.75 | 77
2023/24 | 329.25 | 122.75 | 56
2023/24 | 329.75 | 122.75 | 54
2023/24 | 330.25 | 122.75 | 61
2023/24 | 330.75 | 122.75 | 67
2023/24 | 331.25 | 122.75 | 65
2023/24 | 331.75 | 122.75 | 62
2023/24 | 332.25 | 122.75 | 68
2023/24 | 332.75 | 122.75 | 67
2023/24 | 333.25 | 122.75 | 81
2023/24 | 333.75 | 122.75 | 60
2023/24 | 334.25 | 122.75 | 70
2023/24 | 334.75 | 122.75 | 58
2023/24 | 335.25 | 122.75 | 63
2023/24 | 335.75 | 122.75 | 53
2023/24 | 336.25 | 122.75 | 54
2023/24 | 336.75 | 122.75 | 64
2023/24 | 337.25 | 122.75 | 50
2023/24 | 337.75 | 122.75 | 46
2023/24 | 338.25 | 122.75 | 60
2023/24 | 338.75 | 122.75 | 65
2023/24 | 339.25 | 122.75 | 54
2023/24 | 339.75 | 122.75 | 57
2023/24 | 340.25 | 122.75 | 62
2023/24 | 340.75 | 122.75 | 70
2023/24 | 341.25 | 122.75 | 33
2023/24 | 341.75 | 122.75 | 35
2023/24 | 342.25 | 122.75 | 57
2023/24 | 342.75 | 122.75 | 48
2023/24 | 343.25 | 122.75 | 51
2023/24 | 343.75 | 122.75 | 46
2023/24 | 344.25 | 122.75 | 51
2023/24 | 344.75 | 122.75 | 56
2023/24 | 345.25 | 122.75 | 54
2023/24 | 345.75 | 122.75 | 47
2023/24 | 346.25 | 122.75 | 42
2023/24 | 346.75 | 122.75 | 38
2023/24 | 347.25 | 122.75 | 38
2023/24 | 347.75 | 122.75 | 56
2023/24 | 348.25 | 122.75 | 44
2023/24 | 348.75 | 122.75 | 48
2023/24 | 349.25 | 122.75 | 47
2023/24 | 349.75 | 122.75 | 30
2023/24 | 350.25 | 122.75 | 40
2023/24 | 350.75 | 122.75 | 34
2023/24 | 351.25 | 122.75 | 35
2023/24 | 351.75 | 122.75 | 29
2023/24 | 352.25 | 122.75 | 36
2023/24 | 352.75 | 122.75 | 28
2023/24 | 353.25 | 122.75 | 25
2023/24 | 353.75 | 122.75 | 22
2023/24 | 354.25 | 122.75 | 42
2023/24 | 354.75 | 122.75 | 22
2023/24 | 355.25 | 122.75 | 33
2023/24 | 355.75 | 122.75 | 37
2023/24 | 356.25 | 122.75 | 32
2023/24 | 356.75 | 122.75 | 32
2023/24 | 357.25 | 122.75 | 28
2023/24 | 357.75 | 122.75 | 26
2023/24 | 358.25 | 122.75 | 37
2023/24 | 358.75 | 122.75 | 30
2023/24 | 359.25 | 122.75 | 40
2023/24 | 359.75 | 122.75 | 26
2023/24 | 360.25 | 122.75 | 32
2023/24 | 360.75 | 122.75 | 23
2023/24 | 361.25 | 122.75 | 25
2023/24 | 361.75 | 122.75 | 19
2023/24 | 362.25 | 122.75 | 20
2023/24 | 362.75 | 122.75 | 25
2023/24 | 363.25 | 122.75 | 26
2023/24 | 363.75 | 122.75 | 21
2023/24 | 364.25 | 122.75 | 21
2023/24 | 364.75 | 122.75 | 23
2023/24 | 365.25 | 122.75 | 23
2023/24 | 365.75 | 122.75 | 21
2023/24 | 366.25 | 122.75 | 17
2023/24 | 366.75 | 122.75 | 19
2023/24 | 367.25 | 122.75 | 21
2023/24 | 367.75 | 122.75 | 21
2023/24 | 368.25 | 122.75 | 11
2023/24 | 368.75 | 122.75 | 19
2023/24 | 369.25 | 122.75 | 15
2023/24 | 369.75 | 122.75 | 13
2023/24 | 370.25 | 122.75 | 19
2023/24 | 370.75 | 122.75 | 19
2023/24 | 371.25 | 122.75 | 15
2023/24 | 371.75 | 122.75 | 16
2023/24 | 372.25 | 122.75 | 15
2023/24 | 372.75 | 122.75 | 19
2023/24 | 373.25 | 122.75 | 16
2023/24 | 373.75 | 122.75 | 14
2023/24 | 374.25 | 122.75 | 10
2023/24 | 374.75 | 122.75 | 12
2023/24 | 375.25 | 122.75 | 14
2023/24 | 375.75 | 122.75 | 17
2023/24 | 376.25 | 122.75 | 9
2023/24 | 376.75 | 122.75 | 12
2023/24 | 377.25 | 122.75 | 8
2023/24 | 377.75 | 122.75 | 10
2023/24 | 378.25 | 122.75 | 13
2023/24 | 378.75 | 122.75 | 14
2023/24 | 379.25 | 122.75 | 8
2023/24 | 379.75 | 122.75 | 11
2023/24 | 380.25 | 122.75 | 12
2023/24 | 380.75 | 122.75 | 8
2023/24 | 381.25 | 122.75 | 2
2023/24 | 381.75 | 122.75 | 7
2023/24 | 382.25 | 122.75 | 13
2023/24 | 382.75 | 122.75 | 5
2023/24 | 383.25 | 122.75 | 4
2023/24 | 383.75 | 122.75 | 11
2023/24 | 384.25 | 122.75 | 7
2023/24 | 384.75 | 122.75 | 8
2023/24 | 385.25 | 122.75 | 11
2023/24 | 385.75 | 122.75 | 11
2023/24 | 386.25 | 122.75 | 10
2023/24 | 386.75 | 122.75 | 10
2023/24 | 387.25 | 122.75 | 8
2023/24 | 387.75 | 122.75 | 7
2023/24 | 388.25 | 122.75 | 8
2023/24 | 388.75 | 122.75 | 1
2023/24 | 389.25 | 122.75 | 2
2023/24 | 389.75 | 122.75 | 5
2023/24 | 390.25 | 122.75 | 5
2023/24 | 390.75 | 122.75 | 4
2023/24 | 391.25 | 122.75 | 5
2023/24 | 391.75 | 122.75 | 10
2023/24 | 392.25 | 122.75 | 5
2023/24 | 392.75 | 122.75 | 9
2023/24 | 393.25 | 122.75 | 6
2023/24 | 393.75 | 122.75 | 6
2023/24 | 394.25 | 122.75 | 3
2023/24 | 394.75 | 122.75 | 5
2023/24 | 395.25 | 122.75 | 5
2023/24 | 395.75 | 122.75 | 7
2023/24 | 396.25 | 122.75 | 5
2023/24 | 396.75 | 122.75 | 6
2023/24 | 397.25 | 122.75 | 2
2023/24 | 397.75 | 122.75 | 3
2023/24 | 398.25 | 122.75 | 3
2023/24 | 398.75 | 122.75 | 5
2023/24 | 399.25 | 122.75 | 5
2023/24 | 399.75 | 122.75 | 2
2023/24 | 400.25 | 122.75 | 5
2023/24 | 400.75 | 122.75 | 5
2023/24 | 401.25 | 122.75 | 3
2023/24 | 401.75 | 122.75 | 5
2023/24 | 402.25 | 122.75 | 6
2023/24 | 402.75 | 122.75 | 3
2023/24 | 403.25 | 122.75 | 1
2023/24 | 403.75 | 122.75 | 1
2023/24 | 404.25 | 122.75 | 1
2023/24 | 404.75 | 122.75 | 2
2023/24 | 405.25 | 122.75 | 4
2023/24 | 405.75 | 122.75 | 6
2023/24 | 406.25 | 122.75 | 1
2023/24 | 406.75 | 122.75 | 3
2023/24 | 407.25 | 122.75 | 1
2023/24 | 407.75 | 122.75 | 3
2023/24 | 408.25 | 122.75 | 1
2023/24 | 408.75 | 122.75 | 2
2023/24 | 409.25 | 122.75 | 1
2023/24 | 409.75 | 122.75 | 3
2023/24 | 410.25 | 122.75 | 5
2023/24 | 410.75 | 122.75 | 2
2023/24 | 411.25 | 122.75 | 3
2023/24 | 411.75 | 122.75 | 5
2023/24 | 412.25 | 122.75 | 2
2023/24 | 413.25 | 122.75 | 2
2023/24 | 413.75 | 122.75 | 2
2023/24 | 414.25 | 122.75 | 4
2023/24 | 414.75 | 122.75 | 2
2023/24 | 415.25 | 122.75 | 5
2023/24 | 415.75 | 122.75 | 3
2023/24 | 416.25 | 122.75 | 3
2023/24 | 416.75 | 122.75 | 1
2023/24 | 417.75 | 122.75 | 1
2023/24 | 418.25 | 122.75 | 1
2023/24 | 418.75 | 122.75 | 2
2023/24 | 419.25 | 122.75 | 3
2023/24 | 419.75 | 122.75 | 1
2023/24 | 420.25 | 122.75 | 1
2023/24 | 421.75 | 122.75 | 1
2023/24 | 422.25 | 122.75 | 1
2023/24 | 422.75 | 122.75 | 1
2023/24 | 423.25 | 122.75 | 1
2023/24 | 424.25 | 122.75 | 1
2023/24 | 425.25 | 122.75 | 1
2023/24 | 428.75 | 122.75 | 1
2023/24 | 429.25 | 122.75 | 1
2023/24 | 430.25 | 122.75 | 1
2023/24 | 430.75 | 122.75 | 2
2023/24 | 431.75 | 122.75 | 2
2023/24 | 432.25 | 122.75 | 1
2023/24 | 432.75 | 122.75 | 1
2023/24 | 433.25 | 122.75 | 1
2023/24 | 433.75 | 122.75 | 1
2023/24 | 434.25 | 122.75 | 1
2023/24 | 435.25 | 122.75 | 1
2023/24 | 435.75 | 122.75 | 2
2023/24 | 437.25 | 122.75 | 2
2023/24 | 437.75 | 122.75 | 2
2023/24 | 438.25 | 122.75 | 1
2023/24 | 438.75 | 122.75 | 1
2023/24 | 439.75 | 122.75 | 1
2023/24 | 443.25 | 122.75 | 1
2023/24 | 447.25 | 122.75 | 1
2023/24 | 449.25 | 122.75 | 2
2023/24 | 450.75 | 122.75 | 1
2023/24 | 456.25 | 122.75 | 1
2023/24 | 459.25 | 122.75 | 2
2023/24 | 461.25 | 122.75 | 1
2023/24 | 464.75 | 122.75 | 1
2023/24 | 466.25 | 122.75 | 1
2023/24 | 466.75 | 122.75 | 2
2023/24 | 468.25 | 122.75 | 1
2023/24 | 193.75 | 123.25 | 1
2023/24 | 202.25 | 123.25 | 1
2023/24 | 206.25 | 123.25 | 1
2023/24 | 207.75 | 123.25 | 1
2023/24 | 208.75 | 123.25 | 1
2023/24 | 212.75 | 123.25 | 1
2023/24 | 217.25 | 123.25 | 2
2023/24 | 218.75 | 123.25 | 1
2023/24 | 219.25 | 123.25 | 1
2023/24 | 220.25 | 123.25 | 2
2023/24 | 220.75 | 123.25 | 1
2023/24 | 221.25 | 123.25 | 1
2023/24 | 221.75 | 123.25 | 3
2023/24 | 222.25 | 123.25 | 1
2023/24 | 222.75 | 123.25 | 1
2023/24 | 223.25 | 123.25 | 1
2023/24 | 223.75 | 123.25 | 1
2023/24 | 224.25 | 123.25 | 1
2023/24 | 224.75 | 123.25 | 2
2023/24 | 226.25 | 123.25 | 2
2023/24 | 226.75 | 123.25 | 1
2023/24 | 229.75 | 123.25 | 1
2023/24 | 230.25 | 123.25 | 1
2023/24 | 230.75 | 123.25 | 1
2023/24 | 231.25 | 123.25 | 1
2023/24 | 231.75 | 123.25 | 6
2023/24 | 232.25 | 123.25 | 3
2023/24 | 232.75 | 123.25 | 6
2023/24 | 233.25 | 123.25 | 3
2023/24 | 234.25 | 123.25 | 3
2023/24 | 234.75 | 123.25 | 3
2023/24 | 235.25 | 123.25 | 4
2023/24 | 235.75 | 123.25 | 4
2023/24 | 236.25 | 123.25 | 3
2023/24 | 236.75 | 123.25 | 4
2023/24 | 237.25 | 123.25 | 7
2023/24 | 237.75 | 123.25 | 3
2023/24 | 238.25 | 123.25 | 3
2023/24 | 238.75 | 123.25 | 5
2023/24 | 239.25 | 123.25 | 9
2023/24 | 239.75 | 123.25 | 4
2023/24 | 240.25 | 123.25 | 8
2023/24 | 240.75 | 123.25 | 9
2023/24 | 241.25 | 123.25 | 5
2023/24 | 241.75 | 123.25 | 7
2023/24 | 242.25 | 123.25 | 6
2023/24 | 242.75 | 123.25 | 7
2023/24 | 243.25 | 123.25 | 9
2023/24 | 243.75 | 123.25 | 8
2023/24 | 244.25 | 123.25 | 11
2023/24 | 244.75 | 123.25 | 4
2023/24 | 245.25 | 123.25 | 7
2023/24 | 245.75 | 123.25 | 9
2023/24 | 246.25 | 123.25 | 10
2023/24 | 246.75 | 123.25 | 9
2023/24 | 247.25 | 123.25 | 16
2023/24 | 247.75 | 123.25 | 13
2023/24 | 248.25 | 123.25 | 12
2023/24 | 248.75 | 123.25 | 8
2023/24 | 249.25 | 123.25 | 11
2023/24 | 249.75 | 123.25 | 12
2023/24 | 250.25 | 123.25 | 14
2023/24 | 250.75 | 123.25 | 16
2023/24 | 251.25 | 123.25 | 16
2023/24 | 251.75 | 123.25 | 17
2023/24 | 252.25 | 123.25 | 12
2023/24 | 252.75 | 123.25 | 18
2023/24 | 253.25 | 123.25 | 17
2023/24 | 253.75 | 123.25 | 18
2023/24 | 254.25 | 123.25 | 20
2023/24 | 254.75 | 123.25 | 17
2023/24 | 255.25 | 123.25 | 16
2023/24 | 255.75 | 123.25 | 26
2023/24 | 256.25 | 123.25 | 15
2023/24 | 256.75 | 123.25 | 30
2023/24 | 257.25 | 123.25 | 23
2023/24 | 257.75 | 123.25 | 22
2023/24 | 258.25 | 123.25 | 23
2023/24 | 258.75 | 123.25 | 30
2023/24 | 259.25 | 123.25 | 34
2023/24 | 259.75 | 123.25 | 24
2023/24 | 260.25 | 123.25 | 21
2023/24 | 260.75 | 123.25 | 31
2023/24 | 261.25 | 123.25 | 30
2023/24 | 261.75 | 123.25 | 21
2023/24 | 262.25 | 123.25 | 31
2023/24 | 262.75 | 123.25 | 44
2023/24 | 263.25 | 123.25 | 40
2023/24 | 263.75 | 123.25 | 45
2023/24 | 264.25 | 123.25 | 40
2023/24 | 264.75 | 123.25 | 48
2023/24 | 265.25 | 123.25 | 46
2023/24 | 265.75 | 123.25 | 44
2023/24 | 266.25 | 123.25 | 53
2023/24 | 266.75 | 123.25 | 42
2023/24 | 267.25 | 123.25 | 58
2023/24 | 267.75 | 123.25 | 52
2023/24 | 268.25 | 123.25 | 40
2023/24 | 268.75 | 123.25 | 55
2023/24 | 269.25 | 123.25 | 55
2023/24 | 269.75 | 123.25 | 60
2023/24 | 270.25 | 123.25 | 64
2023/24 | 270.75 | 123.25 | 54
2023/24 | 271.25 | 123.25 | 68
2023/24 | 271.75 | 123.25 | 69
2023/24 | 272.25 | 123.25 | 66
2023/24 | 272.75 | 123.25 | 60
2023/24 | 273.25 | 123.25 | 70
2023/24 | 273.75 | 123.25 | 69
2023/24 | 274.25 | 123.25 | 71
2023/24 | 274.75 | 123.25 | 62
2023/24 | 275.25 | 123.25 | 68
2023/24 | 275.75 | 123.25 | 67
2023/24 | 276.25 | 123.25 | 83
2023/24 | 276.75 | 123.25 | 83
2023/24 | 277.25 | 123.25 | 90
2023/24 | 277.75 | 123.25 | 76
2023/24 | 278.25 | 123.25 | 83
2023/24 | 278.75 | 123.25 | 88
2023/24 | 279.25 | 123.25 | 85
2023/24 | 279.75 | 123.25 | 70
2023/24 | 280.25 | 123.25 | 93
2023/24 | 280.75 | 123.25 | 99
2023/24 | 281.25 | 123.25 | 87
2023/24 | 281.75 | 123.25 | 86
2023/24 | 282.25 | 123.25 | 110
2023/24 | 282.75 | 123.25 | 115
2023/24 | 283.25 | 123.25 | 84
2023/24 | 283.75 | 123.25 | 83
2023/24 | 284.25 | 123.25 | 97
2023/24 | 284.75 | 123.25 | 107
2023/24 | 285.25 | 123.25 | 100
2023/24 | 285.75 | 123.25 | 96
2023/24 | 286.25 | 123.25 | 102
2023/24 | 286.75 | 123.25 | 98
2023/24 | 287.25 | 123.25 | 102
2023/24 | 287.75 | 123.25 | 114
2023/24 | 288.25 | 123.25 | 102
2023/24 | 288.75 | 123.25 | 130
2023/24 | 289.25 | 123.25 | 108
2023/24 | 289.75 | 123.25 | 132
2023/24 | 290.25 | 123.25 | 112
2023/24 | 290.75 | 123.25 | 110
2023/24 | 291.25 | 123.25 | 123
2023/24 | 291.75 | 123.25 | 109
2023/24 | 292.25 | 123.25 | 106
2023/24 | 292.75 | 123.25 | 127
2023/24 | 293.25 | 123.25 | 115
2023/24 | 293.75 | 123.25 | 106
2023/24 | 294.25 | 123.25 | 124
2023/24 | 294.75 | 123.25 | 103
2023/24 | 295.25 | 123.25 | 106
2023/24 | 295.75 | 123.25 | 114
2023/24 | 296.25 | 123.25 | 129
2023/24 | 296.75 | 123.25 | 108
2023/24 | 297.25 | 123.25 | 119
2023/24 | 297.75 | 123.25 | 105
2023/24 | 298.25 | 123.25 | 115
2023/24 | 298.75 | 123.25 | 119
2023/24 | 299.25 | 123.25 | 123
2023/24 | 299.75 | 123.25 | 117
2023/24 | 300.25 | 123.25 | 115
2023/24 | 300.75 | 123.25 | 120
2023/24 | 301.25 | 123.25 | 101
2023/24 | 301.75 | 123.25 | 115
2023/24 | 302.25 | 123.25 | 130
2023/24 | 302.75 | 123.25 | 118
2023/24 | 303.25 | 123.25 | 106
2023/24 | 303.75 | 123.25 | 118
2023/24 | 304.25 | 123.25 | 120
2023/24 | 304.75 | 123.25 | 113
2023/24 | 305.25 | 123.25 | 99
2023/24 | 305.75 | 123.25 | 102
2023/24 | 306.25 | 123.25 | 132
2023/24 | 306.75 | 123.25 | 113
2023/24 | 307.25 | 123.25 | 107
2023/24 | 307.75 | 123.25 | 85
2023/24 | 308.25 | 123.25 | 128
2023/24 | 308.75 | 123.25 | 109
2023/24 | 309.25 | 123.25 | 107
2023/24 | 309.75 | 123.25 | 113
2023/24 | 310.25 | 123.25 | 97
2023/24 | 310.75 | 123.25 | 99
2023/24 | 311.25 | 123.25 | 100
2023/24 | 311.75 | 123.25 | 82
2023/24 | 312.25 | 123.25 | 114
2023/24 | 312.75 | 123.25 | 112
2023/24 | 313.25 | 123.25 | 98
2023/24 | 313.75 | 123.25 | 111
2023/24 | 314.25 | 123.25 | 94
2023/24 | 314.75 | 123.25 | 106
2023/24 | 315.25 | 123.25 | 91
2023/24 | 315.75 | 123.25 | 109
2023/24 | 316.25 | 123.25 | 113
2023/24 | 316.75 | 123.25 | 90
2023/24 | 317.25 | 123.25 | 101
2023/24 | 317.75 | 123.25 | 102
2023/24 | 318.25 | 123.25 | 91
2023/24 | 318.75 | 123.25 | 88
2023/24 | 319.25 | 123.25 | 79
2023/24 | 319.75 | 123.25 | 76
2023/24 | 320.25 | 123.25 | 97
2023/24 | 320.75 | 123.25 | 81
2023/24 | 321.25 | 123.25 | 98
2023/24 | 321.75 | 123.25 | 84
2023/24 | 322.25 | 123.25 | 81
2023/24 | 322.75 | 123.25 | 94
2023/24 | 323.25 | 123.25 | 75
2023/24 | 323.75 | 123.25 | 77
2023/24 | 324.25 | 123.25 | 86
2023/24 | 324.75 | 123.25 | 79
2023/24 | 325.25 | 123.25 | 93
2023/24 | 325.75 | 123.25 | 72
2023/24 | 326.25 | 123.25 | 62
2023/24 | 326.75 | 123.25 | 86
2023/24 | 327.25 | 123.25 | 72
2023/24 | 327.75 | 123.25 | 71
2023/24 | 328.25 | 123.25 | 59
2023/24 | 328.75 | 123.25 | 67
2023/24 | 329.25 | 123.25 | 69
2023/24 | 329.75 | 123.25 | 76
2023/24 | 330.25 | 123.25 | 74
2023/24 | 330.75 | 123.25 | 62
2023/24 | 331.25 | 123.25 | 72
2023/24 | 331.75 | 123.25 | 65
2023/24 | 332.25 | 123.25 | 62
2023/24 | 332.75 | 123.25 | 62
2023/24 | 333.25 | 123.25 | 67
2023/24 | 333.75 | 123.25 | 51
2023/24 | 334.25 | 123.25 | 53
2023/24 | 334.75 | 123.25 | 67
2023/24 | 335.25 | 123.25 | 72
2023/24 | 335.75 | 123.25 | 50
2023/24 | 336.25 | 123.25 | 54
2023/24 | 336.75 | 123.25 | 54
2023/24 | 337.25 | 123.25 | 49
2023/24 | 337.75 | 123.25 | 49
2023/24 | 338.25 | 123.25 | 52
2023/24 | 338.75 | 123.25 | 41
2023/24 | 339.25 | 123.25 | 53
2023/24 | 339.75 | 123.25 | 49
2023/24 | 340.25 | 123.25 | 53
2023/24 | 340.75 | 123.25 | 43
2023/24 | 341.25 | 123.25 | 47
2023/24 | 341.75 | 123.25 | 51
2023/24 | 342.25 | 123.25 | 36
2023/24 | 342.75 | 123.25 | 57
2023/24 | 343.25 | 123.25 | 54
2023/24 | 343.75 | 123.25 | 46
2023/24 | 344.25 | 123.25 | 44
2023/24 | 344.75 | 123.25 | 37
2023/24 | 345.25 | 123.25 | 58
2023/24 | 345.75 | 123.25 | 38
2023/24 | 346.25 | 123.25 | 39
2023/24 | 346.75 | 123.25 | 47
2023/24 | 347.25 | 123.25 | 40
2023/24 | 347.75 | 123.25 | 50
2023/24 | 348.25 | 123.25 | 41
2023/24 | 348.75 | 123.25 | 42
2023/24 | 349.25 | 123.25 | 45
2023/24 | 349.75 | 123.25 | 41
2023/24 | 350.25 | 123.25 | 35
2023/24 | 350.75 | 123.25 | 45
2023/24 | 351.25 | 123.25 | 35
2023/24 | 351.75 | 123.25 | 29
2023/24 | 352.25 | 123.25 | 38
2023/24 | 352.75 | 123.25 | 37
2023/24 | 353.25 | 123.25 | 27
2023/24 | 353.75 | 123.25 | 29
2023/24 | 354.25 | 123.25 | 41
2023/24 | 354.75 | 123.25 | 28
2023/24 | 355.25 | 123.25 | 29
2023/24 | 355.75 | 123.25 | 26
2023/24 | 356.25 | 123.25 | 23
2023/24 | 356.75 | 123.25 | 24
2023/24 | 357.25 | 123.25 | 31
2023/24 | 357.75 | 123.25 | 27
2023/24 | 358.25 | 123.25 | 28
2023/24 | 358.75 | 123.25 | 35
2023/24 | 359.25 | 123.25 | 25
2023/24 | 359.75 | 123.25 | 28
2023/24 | 360.25 | 123.25 | 27
2023/24 | 360.75 | 123.25 | 22
2023/24 | 361.25 | 123.25 | 36
2023/24 | 361.75 | 123.25 | 27
2023/24 | 362.25 | 123.25 | 23
2023/24 | 362.75 | 123.25 | 20
2023/24 | 363.25 | 123.25 | 21
2023/24 | 363.75 | 123.25 | 31
2023/24 | 364.25 | 123.25 | 21
2023/24 | 364.75 | 123.25 | 19
2023/24 | 365.25 | 123.25 | 20
2023/24 | 365.75 | 123.25 | 28
2023/24 | 366.25 | 123.25 | 16
2023/24 | 366.75 | 123.25 | 21
2023/24 | 367.25 | 123.25 | 22
2023/24 | 367.75 | 123.25 | 22
2023/24 | 368.25 | 123.25 | 14
2023/24 | 368.75 | 123.25 | 26
2023/24 | 369.25 | 123.25 | 23
2023/24 | 369.75 | 123.25 | 16
2023/24 | 370.25 | 123.25 | 18
2023/24 | 370.75 | 123.25 | 15
2023/24 | 371.25 | 123.25 | 17
2023/24 | 371.75 | 123.25 | 17
2023/24 | 372.25 | 123.25 | 13
2023/24 | 372.75 | 123.25 | 9
2023/24 | 373.25 | 123.25 | 17
2023/24 | 373.75 | 123.25 | 12
2023/24 | 374.25 | 123.25 | 15
2023/24 | 374.75 | 123.25 | 13
2023/24 | 375.25 | 123.25 | 14
2023/24 | 375.75 | 123.25 | 11
2023/24 | 376.25 | 123.25 | 26
2023/24 | 376.75 | 123.25 | 10
2023/24 | 377.25 | 123.25 | 13
2023/24 | 377.75 | 123.25 | 6
2023/24 | 378.25 | 123.25 | 14
2023/24 | 378.75 | 123.25 | 9
2023/24 | 379.25 | 123.25 | 13
2023/24 | 379.75 | 123.25 | 9
2023/24 | 380.25 | 123.25 | 17
2023/24 | 380.75 | 123.25 | 11
2023/24 | 381.25 | 123.25 | 17
2023/24 | 381.75 | 123.25 | 9
2023/24 | 382.25 | 123.25 | 7
2023/24 | 382.75 | 123.25 | 10
2023/24 | 383.25 | 123.25 | 8
2023/24 | 383.75 | 123.25 | 9
2023/24 | 384.25 | 123.25 | 10
2023/24 | 384.75 | 123.25 | 10
2023/24 | 385.25 | 123.25 | 16
2023/24 | 385.75 | 123.25 | 7
2023/24 | 386.25 | 123.25 | 8
2023/24 | 386.75 | 123.25 | 4
2023/24 | 387.25 | 123.25 | 7
2023/24 | 387.75 | 123.25 | 10
2023/24 | 388.25 | 123.25 | 3
2023/24 | 388.75 | 123.25 | 6
2023/24 | 389.25 | 123.25 | 3
2023/24 | 389.75 | 123.25 | 2
2023/24 | 390.25 | 123.25 | 10
2023/24 | 390.75 | 123.25 | 7
2023/24 | 391.25 | 123.25 | 4
2023/24 | 391.75 | 123.25 | 6
2023/24 | 392.25 | 123.25 | 8
2023/24 | 392.75 | 123.25 | 7
2023/24 | 393.25 | 123.25 | 7
2023/24 | 393.75 | 123.25 | 5
2023/24 | 394.25 | 123.25 | 9
2023/24 | 394.75 | 123.25 | 6
2023/24 | 395.25 | 123.25 | 5
2023/24 | 395.75 | 123.25 | 5
2023/24 | 396.25 | 123.25 | 8
2023/24 | 396.75 | 123.25 | 8
2023/24 | 397.25 | 123.25 | 2
2023/24 | 397.75 | 123.25 | 6
2023/24 | 398.25 | 123.25 | 6
2023/24 | 398.75 | 123.25 | 7
2023/24 | 399.25 | 123.25 | 3
2023/24 | 399.75 | 123.25 | 1
2023/24 | 400.25 | 123.25 | 2
2023/24 | 400.75 | 123.25 | 3
2023/24 | 401.25 | 123.25 | 3
2023/24 | 401.75 | 123.25 | 5
2023/24 | 402.25 | 123.25 | 2
2023/24 | 402.75 | 123.25 | 2
2023/24 | 403.25 | 123.25 | 1
2023/24 | 403.75 | 123.25 | 1
2023/24 | 404.25 | 123.25 | 6
2023/24 | 404.75 | 123.25 | 6
2023/24 | 405.75 | 123.25 | 4
2023/24 | 406.25 | 123.25 | 2
2023/24 | 406.75 | 123.25 | 3
2023/24 | 407.25 | 123.25 | 1
2023/24 | 407.75 | 123.25 | 1
2023/24 | 408.25 | 123.25 | 3
2023/24 | 408.75 | 123.25 | 4
2023/24 | 409.25 | 123.25 | 1
2023/24 | 409.75 | 123.25 | 2
2023/24 | 410.25 | 123.25 | 1
2023/24 | 411.75 | 123.25 | 1
2023/24 | 412.25 | 123.25 | 1
2023/24 | 412.75 | 123.25 | 3
2023/24 | 413.25 | 123.25 | 1
2023/24 | 413.75 | 123.25 | 2
2023/24 | 414.25 | 123.25 | 3
2023/24 | 414.75 | 123.25 | 1
2023/24 | 415.25 | 123.25 | 1
2023/24 | 415.75 | 123.25 | 2
2023/24 | 416.25 | 123.25 | 2
2023/24 | 416.75 | 123.25 | 1
2023/24 | 417.25 | 123.25 | 1
2023/24 | 417.75 | 123.25 | 1
2023/24 | 418.25 | 123.25 | 4
2023/24 | 418.75 | 123.25 | 1
2023/24 | 419.25 | 123.25 | 2
2023/24 | 420.75 | 123.25 | 1
2023/24 | 422.75 | 123.25 | 1
2023/24 | 423.25 | 123.25 | 1
2023/24 | 424.25 | 123.25 | 1
2023/24 | 424.75 | 123.25 | 4
2023/24 | 425.75 | 123.25 | 2
2023/24 | 426.25 | 123.25 | 1
2023/24 | 426.75 | 123.25 | 1
2023/24 | 427.25 | 123.25 | 1
2023/24 | 429.75 | 123.25 | 1
2023/24 | 430.25 | 123.25 | 1
2023/24 | 430.75 | 123.25 | 1
2023/24 | 431.75 | 123.25 | 1
2023/24 | 434.25 | 123.25 | 1
2023/24 | 435.25 | 123.25 | 1
2023/24 | 435.75 | 123.25 | 1
2023/24 | 436.25 | 123.25 | 1
2023/24 | 436.75 | 123.25 | 1
2023/24 | 437.75 | 123.25 | 1
2023/24 | 438.25 | 123.25 | 1
2023/24 | 438.75 | 123.25 | 1
2023/24 | 441.75 | 123.25 | 2
2023/24 | 442.25 | 123.25 | 1
2023/24 | 443.25 | 123.25 | 1
2023/24 | 444.25 | 123.25 | 1
2023/24 | 446.25 | 123.25 | 1
2023/24 | 446.75 | 123.25 | 1
2023/24 | 450.75 | 123.25 | 1
2023/24 | 451.25 | 123.25 | 1
2023/24 | 454.25 | 123.25 | 1
2023/24 | 454.75 | 123.25 | 1
2023/24 | 458.75 | 123.25 | 1
2023/24 | 461.75 | 123.25 | 1
2023/24 | 463.25 | 123.25 | 1
2023/24 | 475.25 | 123.25 | 1
2023/24 | 477.25 | 123.25 | 1
2023/24 | 483.75 | 123.25 | 1
2023/24 | 489.25 | 123.25 | 1
2023/24 | 502.25 | 123.25 | 1
2023/24 | 188.75 | 123.75 | 1
2023/24 | 191.75 | 123.75 | 1
2023/24 | 192.25 | 123.75 | 1
2023/24 | 199.75 | 123.75 | 1
2023/24 | 202.75 | 123.75 | 1
2023/24 | 204.75 | 123.75 | 1
2023/24 | 207.25 | 123.75 | 1
2023/24 | 208.25 | 123.75 | 1
2023/24 | 214.75 | 123.75 | 1
2023/24 | 215.75 | 123.75 | 1
2023/24 | 216.25 | 123.75 | 1
2023/24 | 217.75 | 123.75 | 2
2023/24 | 218.25 | 123.75 | 1
2023/24 | 221.25 | 123.75 | 1
2023/24 | 221.75 | 123.75 | 3
2023/24 | 222.25 | 123.75 | 2
2023/24 | 222.75 | 123.75 | 1
2023/24 | 223.25 | 123.75 | 1
2023/24 | 223.75 | 123.75 | 1
2023/24 | 224.25 | 123.75 | 1
2023/24 | 224.75 | 123.75 | 1
2023/24 | 225.25 | 123.75 | 2
2023/24 | 226.25 | 123.75 | 2
2023/24 | 227.75 | 123.75 | 2
2023/24 | 228.25 | 123.75 | 1
2023/24 | 228.75 | 123.75 | 1
2023/24 | 229.25 | 123.75 | 1
2023/24 | 229.75 | 123.75 | 3
2023/24 | 230.25 | 123.75 | 1
2023/24 | 231.25 | 123.75 | 1
2023/24 | 232.25 | 123.75 | 1
2023/24 | 232.75 | 123.75 | 1
2023/24 | 233.25 | 123.75 | 2
2023/24 | 233.75 | 123.75 | 1
2023/24 | 234.25 | 123.75 | 2
2023/24 | 234.75 | 123.75 | 2
2023/24 | 235.25 | 123.75 | 2
2023/24 | 235.75 | 123.75 | 4
2023/24 | 236.25 | 123.75 | 7
2023/24 | 237.25 | 123.75 | 6
2023/24 | 237.75 | 123.75 | 4
2023/24 | 238.25 | 123.75 | 5
2023/24 | 238.75 | 123.75 | 3
2023/24 | 239.25 | 123.75 | 3
2023/24 | 239.75 | 123.75 | 4
2023/24 | 240.25 | 123.75 | 2
2023/24 | 240.75 | 123.75 | 1
2023/24 | 241.25 | 123.75 | 4
2023/24 | 241.75 | 123.75 | 6
2023/24 | 242.25 | 123.75 | 4
2023/24 | 242.75 | 123.75 | 7
2023/24 | 243.25 | 123.75 | 6
2023/24 | 243.75 | 123.75 | 4
2023/24 | 244.25 | 123.75 | 13
2023/24 | 244.75 | 123.75 | 8
2023/24 | 245.25 | 123.75 | 9
2023/24 | 245.75 | 123.75 | 4
2023/24 | 246.25 | 123.75 | 3
2023/24 | 246.75 | 123.75 | 5
2023/24 | 247.25 | 123.75 | 13
2023/24 | 247.75 | 123.75 | 10
2023/24 | 248.25 | 123.75 | 11
2023/24 | 248.75 | 123.75 | 9
2023/24 | 249.25 | 123.75 | 8
2023/24 | 249.75 | 123.75 | 7
2023/24 | 250.25 | 123.75 | 14
2023/24 | 250.75 | 123.75 | 14
2023/24 | 251.25 | 123.75 | 12
2023/24 | 251.75 | 123.75 | 5
2023/24 | 252.25 | 123.75 | 20
2023/24 | 252.75 | 123.75 | 13
2023/24 | 253.25 | 123.75 | 12
2023/24 | 253.75 | 123.75 | 14
2023/24 | 254.25 | 123.75 | 19
2023/24 | 254.75 | 123.75 | 14
2023/24 | 255.25 | 123.75 | 13
2023/24 | 255.75 | 123.75 | 15
2023/24 | 256.25 | 123.75 | 19
2023/24 | 256.75 | 123.75 | 18
2023/24 | 257.25 | 123.75 | 21
2023/24 | 257.75 | 123.75 | 17
2023/24 | 258.25 | 123.75 | 22
2023/24 | 258.75 | 123.75 | 25
2023/24 | 259.25 | 123.75 | 25
2023/24 | 259.75 | 123.75 | 25
2023/24 | 260.25 | 123.75 | 28
2023/24 | 260.75 | 123.75 | 33
2023/24 | 261.25 | 123.75 | 29
2023/24 | 261.75 | 123.75 | 29
2023/24 | 262.25 | 123.75 | 31
2023/24 | 262.75 | 123.75 | 24
2023/24 | 263.25 | 123.75 | 35
2023/24 | 263.75 | 123.75 | 28
2023/24 | 264.25 | 123.75 | 37
2023/24 | 264.75 | 123.75 | 38
2023/24 | 265.25 | 123.75 | 38
2023/24 | 265.75 | 123.75 | 47
2023/24 | 266.25 | 123.75 | 58
2023/24 | 266.75 | 123.75 | 54
2023/24 | 267.25 | 123.75 | 32
2023/24 | 267.75 | 123.75 | 28
2023/24 | 268.25 | 123.75 | 32
2023/24 | 268.75 | 123.75 | 61
2023/24 | 269.25 | 123.75 | 45
2023/24 | 269.75 | 123.75 | 47
2023/24 | 270.25 | 123.75 | 57
2023/24 | 270.75 | 123.75 | 54
2023/24 | 271.25 | 123.75 | 54
2023/24 | 271.75 | 123.75 | 44
2023/24 | 272.25 | 123.75 | 52
2023/24 | 272.75 | 123.75 | 56
2023/24 | 273.25 | 123.75 | 72
2023/24 | 273.75 | 123.75 | 69
2023/24 | 274.25 | 123.75 | 61
2023/24 | 274.75 | 123.75 | 81
2023/24 | 275.25 | 123.75 | 66
2023/24 | 275.75 | 123.75 | 70
2023/24 | 276.25 | 123.75 | 72
2023/24 | 276.75 | 123.75 | 62
2023/24 | 277.25 | 123.75 | 69
2023/24 | 277.75 | 123.75 | 69
2023/24 | 278.25 | 123.75 | 75
2023/24 | 278.75 | 123.75 | 67
2023/24 | 279.25 | 123.75 | 75
2023/24 | 279.75 | 123.75 | 92
2023/24 | 280.25 | 123.75 | 69
2023/24 | 280.75 | 123.75 | 91
2023/24 | 281.25 | 123.75 | 81
2023/24 | 281.75 | 123.75 | 88
2023/24 | 282.25 | 123.75 | 73
2023/24 | 282.75 | 123.75 | 81
2023/24 | 283.25 | 123.75 | 100
2023/24 | 283.75 | 123.75 | 78
2023/24 | 284.25 | 123.75 | 88
2023/24 | 284.75 | 123.75 | 83
2023/24 | 285.25 | 123.75 | 95
2023/24 | 285.75 | 123.75 | 102
2023/24 | 286.25 | 123.75 | 104
2023/24 | 286.75 | 123.75 | 104
2023/24 | 287.25 | 123.75 | 105
2023/24 | 287.75 | 123.75 | 112
2023/24 | 288.25 | 123.75 | 96
2023/24 | 288.75 | 123.75 | 104
2023/24 | 289.25 | 123.75 | 87
2023/24 | 289.75 | 123.75 | 110
2023/24 | 290.25 | 123.75 | 111
2023/24 | 290.75 | 123.75 | 99
2023/24 | 291.25 | 123.75 | 102
2023/24 | 291.75 | 123.75 | 107
2023/24 | 292.25 | 123.75 | 107
2023/24 | 292.75 | 123.75 | 116
2023/24 | 293.25 | 123.75 | 103
2023/24 | 293.75 | 123.75 | 98
2023/24 | 294.25 | 123.75 | 110
2023/24 | 294.75 | 123.75 | 110
2023/24 | 295.25 | 123.75 | 117
2023/24 | 295.75 | 123.75 | 99
2023/24 | 296.25 | 123.75 | 106
2023/24 | 296.75 | 123.75 | 119
2023/24 | 297.25 | 123.75 | 97
2023/24 | 297.75 | 123.75 | 103
2023/24 | 298.25 | 123.75 | 140
2023/24 | 298.75 | 123.75 | 104
2023/24 | 299.25 | 123.75 | 107
2023/24 | 299.75 | 123.75 | 126
2023/24 | 300.25 | 123.75 | 116
2023/24 | 300.75 | 123.75 | 106
2023/24 | 301.25 | 123.75 | 115
2023/24 | 301.75 | 123.75 | 108
2023/24 | 302.25 | 123.75 | 78
2023/24 | 302.75 | 123.75 | 112
2023/24 | 303.25 | 123.75 | 102
2023/24 | 303.75 | 123.75 | 107
2023/24 | 304.25 | 123.75 | 106
2023/24 | 304.75 | 123.75 | 93
2023/24 | 305.25 | 123.75 | 87
2023/24 | 305.75 | 123.75 | 128
2023/24 | 306.25 | 123.75 | 108
2023/24 | 306.75 | 123.75 | 118
2023/24 | 307.25 | 123.75 | 113
2023/24 | 307.75 | 123.75 | 105
2023/24 | 308.25 | 123.75 | 101
2023/24 | 308.75 | 123.75 | 96
2023/24 | 309.25 | 123.75 | 96
2023/24 | 309.75 | 123.75 | 119
2023/24 | 310.25 | 123.75 | 118
2023/24 | 310.75 | 123.75 | 109
2023/24 | 311.25 | 123.75 | 121
2023/24 | 311.75 | 123.75 | 94
2023/24 | 312.25 | 123.75 | 102
2023/24 | 312.75 | 123.75 | 101
2023/24 | 313.25 | 123.75 | 87
2023/24 | 313.75 | 123.75 | 95
2023/24 | 314.25 | 123.75 | 88
2023/24 | 314.75 | 123.75 | 97
2023/24 | 315.25 | 123.75 | 91
2023/24 | 315.75 | 123.75 | 90
2023/24 | 316.25 | 123.75 | 96
2023/24 | 316.75 | 123.75 | 90
2023/24 | 317.25 | 123.75 | 74
2023/24 | 317.75 | 123.75 | 102
2023/24 | 318.25 | 123.75 | 85
2023/24 | 318.75 | 123.75 | 102
2023/24 | 319.25 | 123.75 | 93
2023/24 | 319.75 | 123.75 | 94
2023/24 | 320.25 | 123.75 | 92
2023/24 | 320.75 | 123.75 | 84
2023/24 | 321.25 | 123.75 | 82
2023/24 | 321.75 | 123.75 | 77
2023/24 | 322.25 | 123.75 | 89
2023/24 | 322.75 | 123.75 | 76
2023/24 | 323.25 | 123.75 | 83
2023/24 | 323.75 | 123.75 | 83
2023/24 | 324.25 | 123.75 | 76
2023/24 | 324.75 | 123.75 | 81
2023/24 | 325.25 | 123.75 | 60
2023/24 | 325.75 | 123.75 | 66
2023/24 | 326.25 | 123.75 | 87
2023/24 | 326.75 | 123.75 | 71
2023/24 | 327.25 | 123.75 | 72
2023/24 | 327.75 | 123.75 | 73
2023/24 | 328.25 | 123.75 | 75
2023/24 | 328.75 | 123.75 | 74
2023/24 | 329.25 | 123.75 | 75
2023/24 | 329.75 | 123.75 | 58
2023/24 | 330.25 | 123.75 | 61
2023/24 | 330.75 | 123.75 | 60
2023/24 | 331.25 | 123.75 | 58
2023/24 | 331.75 | 123.75 | 51
2023/24 | 332.25 | 123.75 | 53
2023/24 | 332.75 | 123.75 | 69
2023/24 | 333.25 | 123.75 | 75
2023/24 | 333.75 | 123.75 | 60
2023/24 | 334.25 | 123.75 | 67
2023/24 | 334.75 | 123.75 | 55
2023/24 | 335.25 | 123.75 | 53
2023/24 | 335.75 | 123.75 | 56
2023/24 | 336.25 | 123.75 | 54
2023/24 | 336.75 | 123.75 | 61
2023/24 | 337.25 | 123.75 | 61
2023/24 | 337.75 | 123.75 | 58
2023/24 | 338.25 | 123.75 | 53
2023/24 | 338.75 | 123.75 | 50
2023/24 | 339.25 | 123.75 | 46
2023/24 | 339.75 | 123.75 | 39
2023/24 | 340.25 | 123.75 | 60
2023/24 | 340.75 | 123.75 | 62
2023/24 | 341.25 | 123.75 | 47
2023/24 | 341.75 | 123.75 | 53
2023/24 | 342.25 | 123.75 | 47
2023/24 | 342.75 | 123.75 | 48
2023/24 | 343.25 | 123.75 | 44
2023/24 | 343.75 | 123.75 | 49
2023/24 | 344.25 | 123.75 | 48
2023/24 | 344.75 | 123.75 | 54
2023/24 | 345.25 | 123.75 | 52
2023/24 | 345.75 | 123.75 | 38
2023/24 | 346.25 | 123.75 | 33
2023/24 | 346.75 | 123.75 | 40
2023/24 | 347.25 | 123.75 | 36
2023/24 | 347.75 | 123.75 | 47
2023/24 | 348.25 | 123.75 | 61
2023/24 | 348.75 | 123.75 | 39
2023/24 | 349.25 | 123.75 | 43
2023/24 | 349.75 | 123.75 | 28
2023/24 | 350.25 | 123.75 | 49
2023/24 | 350.75 | 123.75 | 37
2023/24 | 351.25 | 123.75 | 39
2023/24 | 351.75 | 123.75 | 46
2023/24 | 352.25 | 123.75 | 40
2023/24 | 352.75 | 123.75 | 44
2023/24 | 353.25 | 123.75 | 34
2023/24 | 353.75 | 123.75 | 33
2023/24 | 354.25 | 123.75 | 43
2023/24 | 354.75 | 123.75 | 45
2023/24 | 355.25 | 123.75 | 32
2023/24 | 355.75 | 123.75 | 41
2023/24 | 356.25 | 123.75 | 38
2023/24 | 356.75 | 123.75 | 26
2023/24 | 357.25 | 123.75 | 35
2023/24 | 357.75 | 123.75 | 34
2023/24 | 358.25 | 123.75 | 25
2023/24 | 358.75 | 123.75 | 42
2023/24 | 359.25 | 123.75 | 26
2023/24 | 359.75 | 123.75 | 37
2023/24 | 360.25 | 123.75 | 29
2023/24 | 360.75 | 123.75 | 30
2023/24 | 361.25 | 123.75 | 32
2023/24 | 361.75 | 123.75 | 25
2023/24 | 362.25 | 123.75 | 31
2023/24 | 362.75 | 123.75 | 29
2023/24 | 363.25 | 123.75 | 28
2023/24 | 363.75 | 123.75 | 25
2023/24 | 364.25 | 123.75 | 24
2023/24 | 364.75 | 123.75 | 23
2023/24 | 365.25 | 123.75 | 26
2023/24 | 365.75 | 123.75 | 16
2023/24 | 366.25 | 123.75 | 15
2023/24 | 366.75 | 123.75 | 32
2023/24 | 367.25 | 123.75 | 26
2023/24 | 367.75 | 123.75 | 13
2023/24 | 368.25 | 123.75 | 25
2023/24 | 368.75 | 123.75 | 14
2023/24 | 369.25 | 123.75 | 22
2023/24 | 369.75 | 123.75 | 18
2023/24 | 370.25 | 123.75 | 23
2023/24 | 370.75 | 123.75 | 18
2023/24 | 371.25 | 123.75 | 10
2023/24 | 371.75 | 123.75 | 18
2023/24 | 372.25 | 123.75 | 17
2023/24 | 372.75 | 123.75 | 13
2023/24 | 373.25 | 123.75 | 18
2023/24 | 373.75 | 123.75 | 14
2023/24 | 374.25 | 123.75 | 18
2023/24 | 374.75 | 123.75 | 14
2023/24 | 375.25 | 123.75 | 24
2023/24 | 375.75 | 123.75 | 13
2023/24 | 376.25 | 123.75 | 12
2023/24 | 376.75 | 123.75 | 11
2023/24 | 377.25 | 123.75 | 13
2023/24 | 377.75 | 123.75 | 15
2023/24 | 378.25 | 123.75 | 13
2023/24 | 378.75 | 123.75 | 9
2023/24 | 379.25 | 123.75 | 10
2023/24 | 379.75 | 123.75 | 12
2023/24 | 380.25 | 123.75 | 9
2023/24 | 380.75 | 123.75 | 11
2023/24 | 381.25 | 123.75 | 7
2023/24 | 381.75 | 123.75 | 9
2023/24 | 382.25 | 123.75 | 11
2023/24 | 382.75 | 123.75 | 6
2023/24 | 383.25 | 123.75 | 10
2023/24 | 383.75 | 123.75 | 11
2023/24 | 384.25 | 123.75 | 10
2023/24 | 384.75 | 123.75 | 16
2023/24 | 385.25 | 123.75 | 12
2023/24 | 385.75 | 123.75 | 10
2023/24 | 386.25 | 123.75 | 8
2023/24 | 386.75 | 123.75 | 12
2023/24 | 387.25 | 123.75 | 8
2023/24 | 387.75 | 123.75 | 9
2023/24 | 388.25 | 123.75 | 10
2023/24 | 388.75 | 123.75 | 8
2023/24 | 389.25 | 123.75 | 11
2023/24 | 389.75 | 123.75 | 4
2023/24 | 390.25 | 123.75 | 6
2023/24 | 390.75 | 123.75 | 8
2023/24 | 391.25 | 123.75 | 4
2023/24 | 391.75 | 123.75 | 4
2023/24 | 392.25 | 123.75 | 11
2023/24 | 392.75 | 123.75 | 6
2023/24 | 393.25 | 123.75 | 4
2023/24 | 393.75 | 123.75 | 5
2023/24 | 394.25 | 123.75 | 4
2023/24 | 394.75 | 123.75 | 4
2023/24 | 395.25 | 123.75 | 9
2023/24 | 395.75 | 123.75 | 5
2023/24 | 396.25 | 123.75 | 8
2023/24 | 396.75 | 123.75 | 5
2023/24 | 397.25 | 123.75 | 2
2023/24 | 397.75 | 123.75 | 3
2023/24 | 398.25 | 123.75 | 3
2023/24 | 398.75 | 123.75 | 2
2023/24 | 399.25 | 123.75 | 3
2023/24 | 399.75 | 123.75 | 4
2023/24 | 400.25 | 123.75 | 4
2023/24 | 400.75 | 123.75 | 2
2023/24 | 401.25 | 123.75 | 4
2023/24 | 402.25 | 123.75 | 3
2023/24 | 402.75 | 123.75 | 2
2023/24 | 403.25 | 123.75 | 1
2023/24 | 403.75 | 123.75 | 5
2023/24 | 404.25 | 123.75 | 4
2023/24 | 404.75 | 123.75 | 4
2023/24 | 405.25 | 123.75 | 7
2023/24 | 405.75 | 123.75 | 5
2023/24 | 406.25 | 123.75 | 1
2023/24 | 406.75 | 123.75 | 2
2023/24 | 407.25 | 123.75 | 2
2023/24 | 407.75 | 123.75 | 3
2023/24 | 408.25 | 123.75 | 4
2023/24 | 408.75 | 123.75 | 4
2023/24 | 409.25 | 123.75 | 3
2023/24 | 409.75 | 123.75 | 2
2023/24 | 410.75 | 123.75 | 2
2023/24 | 411.25 | 123.75 | 4
2023/24 | 411.75 | 123.75 | 2
2023/24 | 412.25 | 123.75 | 3
2023/24 | 412.75 | 123.75 | 4
2023/24 | 413.25 | 123.75 | 2
2023/24 | 414.25 | 123.75 | 4
2023/24 | 414.75 | 123.75 | 5
2023/24 | 415.25 | 123.75 | 2
2023/24 | 415.75 | 123.75 | 4
2023/24 | 416.25 | 123.75 | 1
2023/24 | 416.75 | 123.75 | 2
2023/24 | 417.25 | 123.75 | 3
2023/24 | 417.75 | 123.75 | 1
2023/24 | 418.25 | 123.75 | 3
2023/24 | 418.75 | 123.75 | 5
2023/24 | 419.25 | 123.75 | 4
2023/24 | 419.75 | 123.75 | 2
2023/24 | 420.75 | 123.75 | 2
2023/24 | 421.25 | 123.75 | 1
2023/24 | 423.25 | 123.75 | 1
2023/24 | 424.25 | 123.75 | 1
2023/24 | 425.25 | 123.75 | 1
2023/24 | 425.75 | 123.75 | 3
2023/24 | 426.25 | 123.75 | 1
2023/24 | 426.75 | 123.75 | 2
2023/24 | 427.25 | 123.75 | 2
2023/24 | 427.75 | 123.75 | 1
2023/24 | 428.75 | 123.75 | 3
2023/24 | 429.25 | 123.75 | 1
2023/24 | 430.75 | 123.75 | 1
2023/24 | 431.25 | 123.75 | 5
2023/24 | 432.25 | 123.75 | 1
2023/24 | 432.75 | 123.75 | 2
2023/24 | 435.75 | 123.75 | 2
2023/24 | 437.75 | 123.75 | 1
2023/24 | 438.25 | 123.75 | 1
2023/24 | 440.75 | 123.75 | 1
2023/24 | 442.75 | 123.75 | 2
2023/24 | 443.25 | 123.75 | 1
2023/24 | 444.75 | 123.75 | 2
2023/24 | 447.25 | 123.75 | 1
2023/24 | 448.25 | 123.75 | 1
2023/24 | 450.25 | 123.75 | 1
2023/24 | 452.25 | 123.75 | 1
2023/24 | 453.25 | 123.75 | 1
2023/24 | 453.75 | 123.75 | 1
2023/24 | 455.25 | 123.75 | 1
2023/24 | 465.25 | 123.75 | 1
2023/24 | 469.25 | 123.75 | 1
2023/24 | 470.75 | 123.75 | 1
2023/24 | 471.75 | 123.75 | 1
2023/24 | 472.75 | 123.75 | 1
2023/24 | 483.75 | 123.75 | 1
2023/24 | 535.25 | 123.75 | 1
2023/24 | 197.75 | 124.25 | 1
2023/24 | 199.25 | 124.25 | 1
2023/24 | 206.25 | 124.25 | 1
2023/24 | 207.75 | 124.25 | 1
2023/24 | 208.25 | 124.25 | 1
2023/24 | 208.75 | 124.25 | 1
2023/24 | 209.75 | 124.25 | 1
2023/24 | 210.75 | 124.25 | 1
2023/24 | 214.25 | 124.25 | 1
2023/24 | 216.25 | 124.25 | 1
2023/24 | 216.75 | 124.25 | 1
2023/24 | 222.25 | 124.25 | 1
2023/24 | 222.75 | 124.25 | 1
2023/24 | 223.25 | 124.25 | 1
2023/24 | 224.25 | 124.25 | 1
2023/24 | 225.25 | 124.25 | 2
2023/24 | 225.75 | 124.25 | 4
2023/24 | 226.25 | 124.25 | 1
2023/24 | 226.75 | 124.25 | 2
2023/24 | 227.25 | 124.25 | 1
2023/24 | 227.75 | 124.25 | 1
2023/24 | 228.25 | 124.25 | 3
2023/24 | 228.75 | 124.25 | 1
2023/24 | 229.25 | 124.25 | 1
2023/24 | 229.75 | 124.25 | 1
2023/24 | 230.75 | 124.25 | 3
2023/24 | 231.25 | 124.25 | 2
2023/24 | 232.25 | 124.25 | 3
2023/24 | 232.75 | 124.25 | 1
2023/24 | 233.25 | 124.25 | 3
2023/24 | 233.75 | 124.25 | 3
2023/24 | 234.25 | 124.25 | 1
2023/24 | 234.75 | 124.25 | 1
2023/24 | 235.25 | 124.25 | 1
2023/24 | 235.75 | 124.25 | 2
2023/24 | 236.25 | 124.25 | 2
2023/24 | 236.75 | 124.25 | 1
2023/24 | 237.25 | 124.25 | 2
2023/24 | 237.75 | 124.25 | 2
2023/24 | 238.25 | 124.25 | 3
2023/24 | 238.75 | 124.25 | 3
2023/24 | 239.25 | 124.25 | 1
2023/24 | 239.75 | 124.25 | 3
2023/24 | 240.25 | 124.25 | 6
2023/24 | 240.75 | 124.25 | 3
2023/24 | 241.25 | 124.25 | 2
2023/24 | 241.75 | 124.25 | 1
2023/24 | 242.25 | 124.25 | 1
2023/24 | 242.75 | 124.25 | 6
2023/24 | 243.25 | 124.25 | 7
2023/24 | 243.75 | 124.25 | 11
2023/24 | 244.25 | 124.25 | 7
2023/24 | 244.75 | 124.25 | 6
2023/24 | 245.25 | 124.25 | 8
2023/24 | 245.75 | 124.25 | 3
2023/24 | 246.25 | 124.25 | 6
2023/24 | 246.75 | 124.25 | 8
2023/24 | 247.25 | 124.25 | 6
2023/24 | 247.75 | 124.25 | 4
2023/24 | 248.25 | 124.25 | 6
2023/24 | 248.75 | 124.25 | 6
2023/24 | 249.25 | 124.25 | 8
2023/24 | 249.75 | 124.25 | 6
2023/24 | 250.25 | 124.25 | 6
2023/24 | 250.75 | 124.25 | 7
2023/24 | 251.25 | 124.25 | 10
2023/24 | 251.75 | 124.25 | 16
2023/24 | 252.25 | 124.25 | 14
2023/24 | 252.75 | 124.25 | 7
2023/24 | 253.25 | 124.25 | 14
2023/24 | 253.75 | 124.25 | 18
2023/24 | 254.25 | 124.25 | 8
2023/24 | 254.75 | 124.25 | 10
2023/24 | 255.25 | 124.25 | 22
2023/24 | 255.75 | 124.25 | 17
2023/24 | 256.25 | 124.25 | 14
2023/24 | 256.75 | 124.25 | 8
2023/24 | 257.25 | 124.25 | 16
2023/24 | 257.75 | 124.25 | 20
2023/24 | 258.25 | 124.25 | 23
2023/24 | 258.75 | 124.25 | 25
2023/24 | 259.25 | 124.25 | 18
2023/24 | 259.75 | 124.25 | 18
2023/24 | 260.25 | 124.25 | 26
2023/24 | 260.75 | 124.25 | 27
2023/24 | 261.25 | 124.25 | 24
2023/24 | 261.75 | 124.25 | 20
2023/24 | 262.25 | 124.25 | 20
2023/24 | 262.75 | 124.25 | 23
2023/24 | 263.25 | 124.25 | 26
2023/24 | 263.75 | 124.25 | 26
2023/24 | 264.25 | 124.25 | 30
2023/24 | 264.75 | 124.25 | 27
2023/24 | 265.25 | 124.25 | 38
2023/24 | 265.75 | 124.25 | 30
2023/24 | 266.25 | 124.25 | 30
2023/24 | 266.75 | 124.25 | 37
2023/24 | 267.25 | 124.25 | 38
2023/24 | 267.75 | 124.25 | 33
2023/24 | 268.25 | 124.25 | 39
2023/24 | 268.75 | 124.25 | 29
2023/24 | 269.25 | 124.25 | 51
2023/24 | 269.75 | 124.25 | 58
2023/24 | 270.25 | 124.25 | 45
2023/24 | 270.75 | 124.25 | 32
2023/24 | 271.25 | 124.25 | 51
2023/24 | 271.75 | 124.25 | 59
2023/24 | 272.25 | 124.25 | 62
2023/24 | 272.75 | 124.25 | 44
2023/24 | 273.25 | 124.25 | 56
2023/24 | 273.75 | 124.25 | 60
2023/24 | 274.25 | 124.25 | 55
2023/24 | 274.75 | 124.25 | 54
2023/24 | 275.25 | 124.25 | 61
2023/24 | 275.75 | 124.25 | 54
2023/24 | 276.25 | 124.25 | 64
2023/24 | 276.75 | 124.25 | 64
2023/24 | 277.25 | 124.25 | 53
2023/24 | 277.75 | 124.25 | 66
2023/24 | 278.25 | 124.25 | 61
2023/24 | 278.75 | 124.25 | 66
2023/24 | 279.25 | 124.25 | 69
2023/24 | 279.75 | 124.25 | 73
2023/24 | 280.25 | 124.25 | 69
2023/24 | 280.75 | 124.25 | 75
2023/24 | 281.25 | 124.25 | 82
2023/24 | 281.75 | 124.25 | 66
2023/24 | 282.25 | 124.25 | 75
2023/24 | 282.75 | 124.25 | 75
2023/24 | 283.25 | 124.25 | 89
2023/24 | 283.75 | 124.25 | 75
2023/24 | 284.25 | 124.25 | 67
2023/24 | 284.75 | 124.25 | 81
2023/24 | 285.25 | 124.25 | 87
2023/24 | 285.75 | 124.25 | 86
2023/24 | 286.25 | 124.25 | 86
2023/24 | 286.75 | 124.25 | 64
2023/24 | 287.25 | 124.25 | 71
2023/24 | 287.75 | 124.25 | 95
2023/24 | 288.25 | 124.25 | 102
2023/24 | 288.75 | 124.25 | 89
2023/24 | 289.25 | 124.25 | 87
2023/24 | 289.75 | 124.25 | 91
2023/24 | 290.25 | 124.25 | 99
2023/24 | 290.75 | 124.25 | 96
2023/24 | 291.25 | 124.25 | 104
2023/24 | 291.75 | 124.25 | 112
2023/24 | 292.25 | 124.25 | 102
2023/24 | 292.75 | 124.25 | 95
2023/24 | 293.25 | 124.25 | 102
2023/24 | 293.75 | 124.25 | 95
2023/24 | 294.25 | 124.25 | 111
2023/24 | 294.75 | 124.25 | 103
2023/24 | 295.25 | 124.25 | 109
2023/24 | 295.75 | 124.25 | 107
2023/24 | 296.25 | 124.25 | 89
2023/24 | 296.75 | 124.25 | 106
2023/24 | 297.25 | 124.25 | 104
2023/24 | 297.75 | 124.25 | 101
2023/24 | 298.25 | 124.25 | 113
2023/24 | 298.75 | 124.25 | 107
2023/24 | 299.25 | 124.25 | 97
2023/24 | 299.75 | 124.25 | 114
2023/24 | 300.25 | 124.25 | 118
2023/24 | 300.75 | 124.25 | 101
2023/24 | 301.25 | 124.25 | 101
2023/24 | 301.75 | 124.25 | 98
2023/24 | 302.25 | 124.25 | 105
2023/24 | 302.75 | 124.25 | 91
2023/24 | 303.25 | 124.25 | 99
2023/24 | 303.75 | 124.25 | 93
2023/24 | 304.25 | 124.25 | 96
2023/24 | 304.75 | 124.25 | 93
2023/24 | 305.25 | 124.25 | 98
2023/24 | 305.75 | 124.25 | 105
2023/24 | 306.25 | 124.25 | 110
2023/24 | 306.75 | 124.25 | 92
2023/24 | 307.25 | 124.25 | 93
2023/24 | 307.75 | 124.25 | 92
2023/24 | 308.25 | 124.25 | 102
2023/24 | 308.75 | 124.25 | 113
2023/24 | 309.25 | 124.25 | 113
2023/24 | 309.75 | 124.25 | 102
2023/24 | 310.25 | 124.25 | 87
2023/24 | 310.75 | 124.25 | 102
2023/24 | 311.25 | 124.25 | 95
2023/24 | 311.75 | 124.25 | 89
2023/24 | 312.25 | 124.25 | 99
2023/24 | 312.75 | 124.25 | 96
2023/24 | 313.25 | 124.25 | 76
2023/24 | 313.75 | 124.25 | 97
2023/24 | 314.25 | 124.25 | 94
2023/24 | 314.75 | 124.25 | 109
2023/24 | 315.25 | 124.25 | 97
2023/24 | 315.75 | 124.25 | 92
2023/24 | 316.25 | 124.25 | 97
2023/24 | 316.75 | 124.25 | 89
2023/24 | 317.25 | 124.25 | 88
2023/24 | 317.75 | 124.25 | 88
2023/24 | 318.25 | 124.25 | 78
2023/24 | 318.75 | 124.25 | 84
2023/24 | 319.25 | 124.25 | 95
2023/24 | 319.75 | 124.25 | 103
2023/24 | 320.25 | 124.25 | 85
2023/24 | 320.75 | 124.25 | 67
2023/24 | 321.25 | 124.25 | 94
2023/24 | 321.75 | 124.25 | 71
2023/24 | 322.25 | 124.25 | 79
2023/24 | 322.75 | 124.25 | 103
2023/24 | 323.25 | 124.25 | 69
2023/24 | 323.75 | 124.25 | 82
2023/24 | 324.25 | 124.25 | 87
2023/24 | 324.75 | 124.25 | 93
2023/24 | 325.25 | 124.25 | 73
2023/24 | 325.75 | 124.25 | 69
2023/24 | 326.25 | 124.25 | 69
2023/24 | 326.75 | 124.25 | 82
2023/24 | 327.25 | 124.25 | 76
2023/24 | 327.75 | 124.25 | 70
2023/24 | 328.25 | 124.25 | 73
2023/24 | 328.75 | 124.25 | 78
2023/24 | 329.25 | 124.25 | 60
2023/24 | 329.75 | 124.25 | 81
2023/24 | 330.25 | 124.25 | 76
2023/24 | 330.75 | 124.25 | 74
2023/24 | 331.25 | 124.25 | 69
2023/24 | 331.75 | 124.25 | 50
2023/24 | 332.25 | 124.25 | 54
2023/24 | 332.75 | 124.25 | 54
2023/24 | 333.25 | 124.25 | 62
2023/24 | 333.75 | 124.25 | 60
2023/24 | 334.25 | 124.25 | 55
2023/24 | 334.75 | 124.25 | 58
2023/24 | 335.25 | 124.25 | 66
2023/24 | 335.75 | 124.25 | 58
2023/24 | 336.25 | 124.25 | 58
2023/24 | 336.75 | 124.25 | 59
2023/24 | 337.25 | 124.25 | 60
2023/24 | 337.75 | 124.25 | 62
2023/24 | 338.25 | 124.25 | 52
2023/24 | 338.75 | 124.25 | 50
2023/24 | 339.25 | 124.25 | 51
2023/24 | 339.75 | 124.25 | 46
2023/24 | 340.25 | 124.25 | 63
2023/24 | 340.75 | 124.25 | 50
2023/24 | 341.25 | 124.25 | 67
2023/24 | 341.75 | 124.25 | 58
2023/24 | 342.25 | 124.25 | 58
2023/24 | 342.75 | 124.25 | 47
2023/24 | 343.25 | 124.25 | 44
2023/24 | 343.75 | 124.25 | 47
2023/24 | 344.25 | 124.25 | 42
2023/24 | 344.75 | 124.25 | 43
2023/24 | 345.25 | 124.25 | 40
2023/24 | 345.75 | 124.25 | 47
2023/24 | 346.25 | 124.25 | 47
2023/24 | 346.75 | 124.25 | 46
2023/24 | 347.25 | 124.25 | 31
2023/24 | 347.75 | 124.25 | 55
2023/24 | 348.25 | 124.25 | 46
2023/24 | 348.75 | 124.25 | 43
2023/24 | 349.25 | 124.25 | 61
2023/24 | 349.75 | 124.25 | 36
2023/24 | 350.25 | 124.25 | 33
2023/24 | 350.75 | 124.25 | 33
2023/24 | 351.25 | 124.25 | 36
2023/24 | 351.75 | 124.25 | 34
2023/24 | 352.25 | 124.25 | 40
2023/24 | 352.75 | 124.25 | 26
2023/24 | 353.25 | 124.25 | 32
2023/24 | 353.75 | 124.25 | 34
2023/24 | 354.25 | 124.25 | 38
2023/24 | 354.75 | 124.25 | 31
2023/24 | 355.25 | 124.25 | 34
2023/24 | 355.75 | 124.25 | 37
2023/24 | 356.25 | 124.25 | 32
2023/24 | 356.75 | 124.25 | 27
2023/24 | 357.25 | 124.25 | 26
2023/24 | 357.75 | 124.25 | 32
2023/24 | 358.25 | 124.25 | 28
2023/24 | 358.75 | 124.25 | 28
2023/24 | 359.25 | 124.25 | 31
2023/24 | 359.75 | 124.25 | 32
2023/24 | 360.25 | 124.25 | 24
2023/24 | 360.75 | 124.25 | 22
2023/24 | 361.25 | 124.25 | 37
2023/24 | 361.75 | 124.25 | 37
2023/24 | 362.25 | 124.25 | 24
2023/24 | 362.75 | 124.25 | 23
2023/24 | 363.25 | 124.25 | 25
2023/24 | 363.75 | 124.25 | 27
2023/24 | 364.25 | 124.25 | 15
2023/24 | 364.75 | 124.25 | 19
2023/24 | 365.25 | 124.25 | 15
2023/24 | 365.75 | 124.25 | 24
2023/24 | 366.25 | 124.25 | 19
2023/24 | 366.75 | 124.25 | 21
2023/24 | 367.25 | 124.25 | 17
2023/24 | 367.75 | 124.25 | 17
2023/24 | 368.25 | 124.25 | 25
2023/24 | 368.75 | 124.25 | 18
2023/24 | 369.25 | 124.25 | 26
2023/24 | 369.75 | 124.25 | 21
2023/24 | 370.25 | 124.25 | 16
2023/24 | 370.75 | 124.25 | 20
2023/24 | 371.25 | 124.25 | 23
2023/24 | 371.75 | 124.25 | 19
2023/24 | 372.25 | 124.25 | 9
2023/24 | 372.75 | 124.25 | 14
2023/24 | 373.25 | 124.25 | 21
2023/24 | 373.75 | 124.25 | 14
2023/24 | 374.25 | 124.25 | 17
2023/24 | 374.75 | 124.25 | 16
2023/24 | 375.25 | 124.25 | 21
2023/24 | 375.75 | 124.25 | 18
2023/24 | 376.25 | 124.25 | 18
2023/24 | 376.75 | 124.25 | 16
2023/24 | 377.25 | 124.25 | 15
2023/24 | 377.75 | 124.25 | 19
2023/24 | 378.25 | 124.25 | 26
2023/24 | 378.75 | 124.25 | 17
2023/24 | 379.25 | 124.25 | 16
2023/24 | 379.75 | 124.25 | 19
2023/24 | 380.25 | 124.25 | 8
2023/24 | 380.75 | 124.25 | 10
2023/24 | 381.25 | 124.25 | 14
2023/24 | 381.75 | 124.25 | 16
2023/24 | 382.25 | 124.25 | 9
2023/24 | 382.75 | 124.25 | 16
2023/24 | 383.25 | 124.25 | 17
2023/24 | 383.75 | 124.25 | 15
2023/24 | 384.25 | 124.25 | 8
2023/24 | 384.75 | 124.25 | 10
2023/24 | 385.25 | 124.25 | 11
2023/24 | 385.75 | 124.25 | 14
2023/24 | 386.25 | 124.25 | 5
2023/24 | 386.75 | 124.25 | 9
2023/24 | 387.25 | 124.25 | 5
2023/24 | 387.75 | 124.25 | 11
2023/24 | 388.25 | 124.25 | 8
2023/24 | 388.75 | 124.25 | 8
2023/24 | 389.25 | 124.25 | 6
2023/24 | 389.75 | 124.25 | 3
2023/24 | 390.25 | 124.25 | 11
2023/24 | 390.75 | 124.25 | 5
2023/24 | 391.25 | 124.25 | 2
2023/24 | 391.75 | 124.25 | 11
2023/24 | 392.25 | 124.25 | 3
2023/24 | 392.75 | 124.25 | 5
2023/24 | 393.25 | 124.25 | 6
2023/24 | 393.75 | 124.25 | 6
2023/24 | 394.25 | 124.25 | 9
2023/24 | 394.75 | 124.25 | 6
2023/24 | 395.25 | 124.25 | 8
2023/24 | 395.75 | 124.25 | 6
2023/24 | 396.25 | 124.25 | 9
2023/24 | 396.75 | 124.25 | 9
2023/24 | 397.25 | 124.25 | 3
2023/24 | 397.75 | 124.25 | 4
2023/24 | 398.25 | 124.25 | 4
2023/24 | 398.75 | 124.25 | 9
2023/24 | 399.25 | 124.25 | 5
2023/24 | 399.75 | 124.25 | 5
2023/24 | 400.25 | 124.25 | 5
2023/24 | 400.75 | 124.25 | 3
2023/24 | 401.25 | 124.25 | 4
2023/24 | 401.75 | 124.25 | 4
2023/24 | 402.25 | 124.25 | 4
2023/24 | 403.25 | 124.25 | 3
2023/24 | 403.75 | 124.25 | 2
2023/24 | 404.25 | 124.25 | 5
2023/24 | 404.75 | 124.25 | 2
2023/24 | 405.25 | 124.25 | 2
2023/24 | 405.75 | 124.25 | 6
2023/24 | 406.25 | 124.25 | 5
2023/24 | 406.75 | 124.25 | 1
2023/24 | 407.25 | 124.25 | 5
2023/24 | 407.75 | 124.25 | 3
2023/24 | 408.25 | 124.25 | 4
2023/24 | 408.75 | 124.25 | 2
2023/24 | 409.25 | 124.25 | 2
2023/24 | 409.75 | 124.25 | 3
2023/24 | 410.25 | 124.25 | 3
2023/24 | 410.75 | 124.25 | 2
2023/24 | 411.25 | 124.25 | 1
2023/24 | 411.75 | 124.25 | 1
2023/24 | 412.25 | 124.25 | 4
2023/24 | 413.75 | 124.25 | 1
2023/24 | 414.25 | 124.25 | 3
2023/24 | 414.75 | 124.25 | 3
2023/24 | 415.25 | 124.25 | 2
2023/24 | 415.75 | 124.25 | 1
2023/24 | 416.25 | 124.25 | 1
2023/24 | 417.25 | 124.25 | 2
2023/24 | 417.75 | 124.25 | 6
2023/24 | 419.25 | 124.25 | 1
2023/24 | 420.75 | 124.25 | 1
2023/24 | 421.25 | 124.25 | 1
2023/24 | 421.75 | 124.25 | 1
2023/24 | 422.25 | 124.25 | 2
2023/24 | 424.25 | 124.25 | 3
2023/24 | 424.75 | 124.25 | 1
2023/24 | 425.75 | 124.25 | 1
2023/24 | 426.25 | 124.25 | 1
2023/24 | 426.75 | 124.25 | 1
2023/24 | 429.25 | 124.25 | 3
2023/24 | 429.75 | 124.25 | 4
2023/24 | 430.25 | 124.25 | 1
2023/24 | 431.25 | 124.25 | 2
2023/24 | 432.25 | 124.25 | 1
2023/24 | 433.75 | 124.25 | 1
2023/24 | 434.75 | 124.25 | 2
2023/24 | 439.75 | 124.25 | 1
2023/24 | 441.25 | 124.25 | 1
2023/24 | 442.25 | 124.25 | 1
2023/24 | 443.75 | 124.25 | 1
2023/24 | 445.75 | 124.25 | 1
2023/24 | 449.25 | 124.25 | 2
2023/24 | 450.25 | 124.25 | 1
2023/24 | 450.75 | 124.25 | 1
2023/24 | 455.25 | 124.25 | 1
2023/24 | 456.25 | 124.25 | 1
2023/24 | 465.75 | 124.25 | 1
2023/24 | 467.25 | 124.25 | 1
2023/24 | 470.25 | 124.25 | 1
2023/24 | 470.75 | 124.25 | 1
2023/24 | 473.75 | 124.25 | 1
2023/24 | 475.25 | 124.25 | 1
2023/24 | 480.75 | 124.25 | 1
2023/24 | 504.25 | 124.25 | 1
2023/24 | 505.75 | 124.25 | 1
2023/24 | 541.75 | 124.25 | 1
2023/24 | 191.75 | 124.75 | 1
2023/24 | 196.75 | 124.75 | 1
2023/24 | 197.25 | 124.75 | 1
2023/24 | 198.25 | 124.75 | 1
2023/24 | 205.75 | 124.75 | 1
2023/24 | 212.25 | 124.75 | 1
2023/24 | 212.75 | 124.75 | 1
2023/24 | 215.25 | 124.75 | 1
2023/24 | 215.75 | 124.75 | 1
2023/24 | 220.75 | 124.75 | 1
2023/24 | 221.75 | 124.75 | 1
2023/24 | 224.25 | 124.75 | 1
2023/24 | 224.75 | 124.75 | 1
2023/24 | 225.75 | 124.75 | 2
2023/24 | 226.25 | 124.75 | 1
2023/24 | 227.25 | 124.75 | 1
2023/24 | 228.25 | 124.75 | 2
2023/24 | 228.75 | 124.75 | 3
2023/24 | 229.25 | 124.75 | 1
2023/24 | 229.75 | 124.75 | 2
2023/24 | 230.25 | 124.75 | 1
2023/24 | 231.25 | 124.75 | 4
2023/24 | 232.25 | 124.75 | 1
2023/24 | 233.25 | 124.75 | 2
2023/24 | 234.25 | 124.75 | 2
2023/24 | 235.25 | 124.75 | 1
2023/24 | 235.75 | 124.75 | 2
2023/24 | 236.25 | 124.75 | 2
2023/24 | 237.25 | 124.75 | 1
2023/24 | 237.75 | 124.75 | 3
2023/24 | 238.25 | 124.75 | 3
2023/24 | 238.75 | 124.75 | 1
2023/24 | 239.75 | 124.75 | 1
2023/24 | 240.25 | 124.75 | 1
2023/24 | 240.75 | 124.75 | 5
2023/24 | 241.25 | 124.75 | 2
2023/24 | 241.75 | 124.75 | 2
2023/24 | 242.25 | 124.75 | 3
2023/24 | 242.75 | 124.75 | 3
2023/24 | 243.25 | 124.75 | 5
2023/24 | 243.75 | 124.75 | 1
2023/24 | 244.25 | 124.75 | 3
2023/24 | 244.75 | 124.75 | 3
2023/24 | 245.25 | 124.75 | 2
2023/24 | 245.75 | 124.75 | 4
2023/24 | 246.25 | 124.75 | 4
2023/24 | 246.75 | 124.75 | 7
2023/24 | 247.25 | 124.75 | 5
2023/24 | 247.75 | 124.75 | 10
2023/24 | 248.25 | 124.75 | 12
2023/24 | 248.75 | 124.75 | 2
2023/24 | 249.25 | 124.75 | 5
2023/24 | 249.75 | 124.75 | 7
2023/24 | 250.25 | 124.75 | 3
2023/24 | 250.75 | 124.75 | 10
2023/24 | 251.25 | 124.75 | 4
2023/24 | 251.75 | 124.75 | 10
2023/24 | 252.25 | 124.75 | 18
2023/24 | 252.75 | 124.75 | 6
2023/24 | 253.25 | 124.75 | 5
2023/24 | 253.75 | 124.75 | 20
2023/24 | 254.25 | 124.75 | 10
2023/24 | 254.75 | 124.75 | 6
2023/24 | 255.25 | 124.75 | 9
2023/24 | 255.75 | 124.75 | 14
2023/24 | 256.25 | 124.75 | 10
2023/24 | 256.75 | 124.75 | 13
2023/24 | 257.25 | 124.75 | 11
2023/24 | 257.75 | 124.75 | 14
2023/24 | 258.25 | 124.75 | 19
2023/24 | 258.75 | 124.75 | 21
2023/24 | 259.25 | 124.75 | 22
2023/24 | 259.75 | 124.75 | 20
2023/24 | 260.25 | 124.75 | 21
2023/24 | 260.75 | 124.75 | 14
2023/24 | 261.25 | 124.75 | 17
2023/24 | 261.75 | 124.75 | 21
2023/24 | 262.25 | 124.75 | 13
2023/24 | 262.75 | 124.75 | 24
2023/24 | 263.25 | 124.75 | 19
2023/24 | 263.75 | 124.75 | 24
2023/24 | 264.25 | 124.75 | 31
2023/24 | 264.75 | 124.75 | 22
2023/24 | 265.25 | 124.75 | 16
2023/24 | 265.75 | 124.75 | 30
2023/24 | 266.25 | 124.75 | 29
2023/24 | 266.75 | 124.75 | 30
2023/24 | 267.25 | 124.75 | 39
2023/24 | 267.75 | 124.75 | 32
2023/24 | 268.25 | 124.75 | 27
2023/24 | 268.75 | 124.75 | 31
2023/24 | 269.25 | 124.75 | 29
2023/24 | 269.75 | 124.75 | 39
2023/24 | 270.25 | 124.75 | 42
2023/24 | 270.75 | 124.75 | 31
2023/24 | 271.25 | 124.75 | 38
2023/24 | 271.75 | 124.75 | 52
2023/24 | 272.25 | 124.75 | 40
2023/24 | 272.75 | 124.75 | 51
2023/24 | 273.25 | 124.75 | 52
2023/24 | 273.75 | 124.75 | 52
2023/24 | 274.25 | 124.75 | 38
2023/24 | 274.75 | 124.75 | 49
2023/24 | 275.25 | 124.75 | 48
2023/24 | 275.75 | 124.75 | 54
2023/24 | 276.25 | 124.75 | 62
2023/24 | 276.75 | 124.75 | 55
2023/24 | 277.25 | 124.75 | 50
2023/24 | 277.75 | 124.75 | 40
2023/24 | 278.25 | 124.75 | 67
2023/24 | 278.75 | 124.75 | 53
2023/24 | 279.25 | 124.75 | 51
2023/24 | 279.75 | 124.75 | 67
2023/24 | 280.25 | 124.75 | 73
2023/24 | 280.75 | 124.75 | 50
2023/24 | 281.25 | 124.75 | 73
2023/24 | 281.75 | 124.75 | 80
2023/24 | 282.25 | 124.75 | 75
2023/24 | 282.75 | 124.75 | 74
2023/24 | 283.25 | 124.75 | 71
2023/24 | 283.75 | 124.75 | 66
2023/24 | 284.25 | 124.75 | 66
2023/24 | 284.75 | 124.75 | 82
2023/24 | 285.25 | 124.75 | 87
2023/24 | 285.75 | 124.75 | 83
2023/24 | 286.25 | 124.75 | 73
2023/24 | 286.75 | 124.75 | 81
2023/24 | 287.25 | 124.75 | 68
2023/24 | 287.75 | 124.75 | 65
2023/24 | 288.25 | 124.75 | 83
2023/24 | 288.75 | 124.75 | 84
2023/24 | 289.25 | 124.75 | 90
2023/24 | 289.75 | 124.75 | 72
2023/24 | 290.25 | 124.75 | 73
2023/24 | 290.75 | 124.75 | 89
2023/24 | 291.25 | 124.75 | 99
2023/24 | 291.75 | 124.75 | 82
2023/24 | 292.25 | 124.75 | 79
2023/24 | 292.75 | 124.75 | 79
2023/24 | 293.25 | 124.75 | 89
2023/24 | 293.75 | 124.75 | 92
2023/24 | 294.25 | 124.75 | 70
2023/24 | 294.75 | 124.75 | 81
2023/24 | 295.25 | 124.75 | 97
2023/24 | 295.75 | 124.75 | 103
2023/24 | 296.25 | 124.75 | 106
2023/24 | 296.75 | 124.75 | 87
2023/24 | 297.25 | 124.75 | 83
2023/24 | 297.75 | 124.75 | 95
2023/24 | 298.25 | 124.75 | 78
2023/24 | 298.75 | 124.75 | 102
2023/24 | 299.25 | 124.75 | 90
2023/24 | 299.75 | 124.75 | 101
2023/24 | 300.25 | 124.75 | 75
2023/24 | 300.75 | 124.75 | 92
2023/24 | 301.25 | 124.75 | 99
2023/24 | 301.75 | 124.75 | 96
2023/24 | 302.25 | 124.75 | 101
2023/24 | 302.75 | 124.75 | 86
2023/24 | 303.25 | 124.75 | 78
2023/24 | 303.75 | 124.75 | 82
2023/24 | 304.25 | 124.75 | 97
2023/24 | 304.75 | 124.75 | 80
2023/24 | 305.25 | 124.75 | 82
2023/24 | 305.75 | 124.75 | 97
2023/24 | 306.25 | 124.75 | 106
2023/24 | 306.75 | 124.75 | 93
2023/24 | 307.25 | 124.75 | 100
2023/24 | 307.75 | 124.75 | 73
2023/24 | 308.25 | 124.75 | 85
2023/24 | 308.75 | 124.75 | 92
2023/24 | 309.25 | 124.75 | 97
2023/24 | 309.75 | 124.75 | 97
2023/24 | 310.25 | 124.75 | 108
2023/24 | 310.75 | 124.75 | 97
2023/24 | 311.25 | 124.75 | 87
2023/24 | 311.75 | 124.75 | 80
2023/24 | 312.25 | 124.75 | 97
2023/24 | 312.75 | 124.75 | 81
2023/24 | 313.25 | 124.75 | 81
2023/24 | 313.75 | 124.75 | 83
2023/24 | 314.25 | 124.75 | 102
2023/24 | 314.75 | 124.75 | 100
2023/24 | 315.25 | 124.75 | 72
2023/24 | 315.75 | 124.75 | 83
2023/24 | 316.25 | 124.75 | 86
2023/24 | 316.75 | 124.75 | 86
2023/24 | 317.25 | 124.75 | 73
2023/24 | 317.75 | 124.75 | 70
2023/24 | 318.25 | 124.75 | 84
2023/24 | 318.75 | 124.75 | 90
2023/24 | 319.25 | 124.75 | 95
2023/24 | 319.75 | 124.75 | 82
2023/24 | 320.25 | 124.75 | 98
2023/24 | 320.75 | 124.75 | 73
2023/24 | 321.25 | 124.75 | 70
2023/24 | 321.75 | 124.75 | 85
2023/24 | 322.25 | 124.75 | 79
2023/24 | 322.75 | 124.75 | 78
2023/24 | 323.25 | 124.75 | 74
2023/24 | 323.75 | 124.75 | 61
2023/24 | 324.25 | 124.75 | 74
2023/24 | 324.75 | 124.75 | 71
2023/24 | 325.25 | 124.75 | 76
2023/24 | 325.75 | 124.75 | 68
2023/24 | 326.25 | 124.75 | 72
2023/24 | 326.75 | 124.75 | 71
2023/24 | 327.25 | 124.75 | 68
2023/24 | 327.75 | 124.75 | 92
2023/24 | 328.25 | 124.75 | 74
2023/24 | 328.75 | 124.75 | 56
2023/24 | 329.25 | 124.75 | 68
2023/24 | 329.75 | 124.75 | 74
2023/24 | 330.25 | 124.75 | 79
2023/24 | 330.75 | 124.75 | 68
2023/24 | 331.25 | 124.75 | 65
2023/24 | 331.75 | 124.75 | 68
2023/24 | 332.25 | 124.75 | 65
2023/24 | 332.75 | 124.75 | 53
2023/24 | 333.25 | 124.75 | 54
2023/24 | 333.75 | 124.75 | 65
2023/24 | 334.25 | 124.75 | 82
2023/24 | 334.75 | 124.75 | 63
2023/24 | 335.25 | 124.75 | 49
2023/24 | 335.75 | 124.75 | 57
2023/24 | 336.25 | 124.75 | 45
2023/24 | 336.75 | 124.75 | 53
2023/24 | 337.25 | 124.75 | 64
2023/24 | 337.75 | 124.75 | 56
2023/24 | 338.25 | 124.75 | 52
2023/24 | 338.75 | 124.75 | 48
2023/24 | 339.25 | 124.75 | 50
2023/24 | 339.75 | 124.75 | 68
2023/24 | 340.25 | 124.75 | 51
2023/24 | 340.75 | 124.75 | 53
2023/24 | 341.25 | 124.75 | 52
2023/24 | 341.75 | 124.75 | 68
2023/24 | 342.25 | 124.75 | 43
2023/24 | 342.75 | 124.75 | 47
2023/24 | 343.25 | 124.75 | 47
2023/24 | 343.75 | 124.75 | 53
2023/24 | 344.25 | 124.75 | 46
2023/24 | 344.75 | 124.75 | 56
2023/24 | 345.25 | 124.75 | 41
2023/24 | 345.75 | 124.75 | 49
2023/24 | 346.25 | 124.75 | 35
2023/24 | 346.75 | 124.75 | 35
2023/24 | 347.25 | 124.75 | 45
2023/24 | 347.75 | 124.75 | 41
2023/24 | 348.25 | 124.75 | 40
2023/24 | 348.75 | 124.75 | 39
2023/24 | 349.25 | 124.75 | 46
2023/24 | 349.75 | 124.75 | 38
2023/24 | 350.25 | 124.75 | 35
2023/24 | 350.75 | 124.75 | 42
2023/24 | 351.25 | 124.75 | 43
2023/24 | 351.75 | 124.75 | 33
2023/24 | 352.25 | 124.75 | 34
2023/24 | 352.75 | 124.75 | 32
2023/24 | 353.25 | 124.75 | 35
2023/24 | 353.75 | 124.75 | 35
2023/24 | 354.25 | 124.75 | 28
2023/24 | 354.75 | 124.75 | 30
2023/24 | 355.25 | 124.75 | 32
2023/24 | 355.75 | 124.75 | 42
2023/24 | 356.25 | 124.75 | 34
2023/24 | 356.75 | 124.75 | 36
2023/24 | 357.25 | 124.75 | 35
2023/24 | 357.75 | 124.75 | 30
2023/24 | 358.25 | 124.75 | 23
2023/24 | 358.75 | 124.75 | 27
2023/24 | 359.25 | 124.75 | 27
2023/24 | 359.75 | 124.75 | 33
2023/24 | 360.25 | 124.75 | 37
2023/24 | 360.75 | 124.75 | 29
2023/24 | 361.25 | 124.75 | 26
2023/24 | 361.75 | 124.75 | 22
2023/24 | 362.25 | 124.75 | 35
2023/24 | 362.75 | 124.75 | 27
2023/24 | 363.25 | 124.75 | 33
2023/24 | 363.75 | 124.75 | 19
2023/24 | 364.25 | 124.75 | 29
2023/24 | 364.75 | 124.75 | 30
2023/24 | 365.25 | 124.75 | 21
2023/24 | 365.75 | 124.75 | 28
2023/24 | 366.25 | 124.75 | 29
2023/24 | 366.75 | 124.75 | 23
2023/24 | 367.25 | 124.75 | 12
2023/24 | 367.75 | 124.75 | 23
2023/24 | 368.25 | 124.75 | 19
2023/24 | 368.75 | 124.75 | 18
2023/24 | 369.25 | 124.75 | 21
2023/24 | 369.75 | 124.75 | 18
2023/24 | 370.25 | 124.75 | 30
2023/24 | 370.75 | 124.75 | 15
2023/24 | 371.25 | 124.75 | 15
2023/24 | 371.75 | 124.75 | 24
2023/24 | 372.25 | 124.75 | 16
2023/24 | 372.75 | 124.75 | 16
2023/24 | 373.25 | 124.75 | 17
2023/24 | 373.75 | 124.75 | 26
2023/24 | 374.25 | 124.75 | 16
2023/24 | 374.75 | 124.75 | 15
2023/24 | 375.25 | 124.75 | 21
2023/24 | 375.75 | 124.75 | 18
2023/24 | 376.25 | 124.75 | 14
2023/24 | 376.75 | 124.75 | 14
2023/24 | 377.25 | 124.75 | 9
2023/24 | 377.75 | 124.75 | 11
2023/24 | 378.25 | 124.75 | 8
2023/24 | 378.75 | 124.75 | 19
2023/24 | 379.25 | 124.75 | 13
2023/24 | 379.75 | 124.75 | 14
2023/24 | 380.25 | 124.75 | 21
2023/24 | 380.75 | 124.75 | 12
2023/24 | 381.25 | 124.75 | 9
2023/24 | 381.75 | 124.75 | 20
2023/24 | 382.25 | 124.75 | 18
2023/24 | 382.75 | 124.75 | 15
2023/24 | 383.25 | 124.75 | 12
2023/24 | 383.75 | 124.75 | 15
2023/24 | 384.25 | 124.75 | 10
2023/24 | 384.75 | 124.75 | 14
2023/24 | 385.25 | 124.75 | 9
2023/24 | 385.75 | 124.75 | 9
2023/24 | 386.25 | 124.75 | 9
2023/24 | 386.75 | 124.75 | 15
2023/24 | 387.25 | 124.75 | 10
2023/24 | 387.75 | 124.75 | 8
2023/24 | 388.25 | 124.75 | 12
2023/24 | 388.75 | 124.75 | 11
2023/24 | 389.25 | 124.75 | 7
2023/24 | 389.75 | 124.75 | 9
2023/24 | 390.25 | 124.75 | 3
2023/24 | 390.75 | 124.75 | 6
2023/24 | 391.25 | 124.75 | 2
2023/24 | 391.75 | 124.75 | 3
2023/24 | 392.25 | 124.75 | 4
2023/24 | 392.75 | 124.75 | 3
2023/24 | 393.25 | 124.75 | 8
2023/24 | 393.75 | 124.75 | 2
2023/24 | 394.25 | 124.75 | 4
2023/24 | 394.75 | 124.75 | 6
2023/24 | 395.25 | 124.75 | 4
2023/24 | 395.75 | 124.75 | 11
2023/24 | 396.25 | 124.75 | 5
2023/24 | 396.75 | 124.75 | 6
2023/24 | 397.25 | 124.75 | 4
2023/24 | 397.75 | 124.75 | 8
2023/24 | 398.25 | 124.75 | 4
2023/24 | 398.75 | 124.75 | 4
2023/24 | 399.25 | 124.75 | 5
2023/24 | 399.75 | 124.75 | 7
2023/24 | 400.25 | 124.75 | 5
2023/24 | 400.75 | 124.75 | 2
2023/24 | 401.25 | 124.75 | 2
2023/24 | 401.75 | 124.75 | 2
2023/24 | 402.25 | 124.75 | 7
2023/24 | 402.75 | 124.75 | 4
2023/24 | 403.25 | 124.75 | 3
2023/24 | 403.75 | 124.75 | 3
2023/24 | 404.25 | 124.75 | 6
2023/24 | 404.75 | 124.75 | 5
2023/24 | 405.25 | 124.75 | 5
2023/24 | 405.75 | 124.75 | 6
2023/24 | 406.25 | 124.75 | 5
2023/24 | 406.75 | 124.75 | 3
2023/24 | 407.25 | 124.75 | 1
2023/24 | 407.75 | 124.75 | 3
2023/24 | 408.25 | 124.75 | 5
2023/24 | 408.75 | 124.75 | 5
2023/24 | 409.25 | 124.75 | 2
2023/24 | 409.75 | 124.75 | 4
2023/24 | 410.25 | 124.75 | 5
2023/24 | 410.75 | 124.75 | 4
2023/24 | 411.25 | 124.75 | 3
2023/24 | 411.75 | 124.75 | 2
2023/24 | 412.75 | 124.75 | 3
2023/24 | 413.25 | 124.75 | 1
2023/24 | 413.75 | 124.75 | 5
2023/24 | 414.25 | 124.75 | 4
2023/24 | 414.75 | 124.75 | 2
2023/24 | 415.25 | 124.75 | 2
2023/24 | 416.25 | 124.75 | 5
2023/24 | 416.75 | 124.75 | 3
2023/24 | 417.25 | 124.75 | 3
2023/24 | 417.75 | 124.75 | 2
2023/24 | 418.25 | 124.75 | 2
2023/24 | 418.75 | 124.75 | 1
2023/24 | 419.75 | 124.75 | 1
2023/24 | 420.25 | 124.75 | 2
2023/24 | 420.75 | 124.75 | 7
2023/24 | 421.25 | 124.75 | 3
2023/24 | 421.75 | 124.75 | 1
2023/24 | 422.25 | 124.75 | 1
2023/24 | 422.75 | 124.75 | 1
2023/24 | 423.25 | 124.75 | 1
2023/24 | 423.75 | 124.75 | 1
2023/24 | 424.25 | 124.75 | 3
2023/24 | 424.75 | 124.75 | 1
2023/24 | 425.25 | 124.75 | 2
2023/24 | 425.75 | 124.75 | 2
2023/24 | 426.75 | 124.75 | 1
2023/24 | 427.25 | 124.75 | 3
2023/24 | 427.75 | 124.75 | 5
2023/24 | 428.25 | 124.75 | 2
2023/24 | 428.75 | 124.75 | 1
2023/24 | 429.25 | 124.75 | 3
2023/24 | 429.75 | 124.75 | 1
2023/24 | 431.25 | 124.75 | 1
2023/24 | 431.75 | 124.75 | 2
2023/24 | 432.25 | 124.75 | 1
2023/24 | 433.25 | 124.75 | 2
2023/24 | 435.75 | 124.75 | 1
2023/24 | 436.25 | 124.75 | 2
2023/24 | 436.75 | 124.75 | 2
2023/24 | 437.25 | 124.75 | 1
2023/24 | 439.25 | 124.75 | 1
2023/24 | 440.75 | 124.75 | 1
2023/24 | 441.25 | 124.75 | 1
2023/24 | 441.75 | 124.75 | 1
2023/24 | 443.75 | 124.75 | 2
2023/24 | 444.25 | 124.75 | 2
2023/24 | 445.75 | 124.75 | 2
2023/24 | 446.75 | 124.75 | 1
2023/24 | 448.25 | 124.75 | 1
2023/24 | 449.75 | 124.75 | 1
2023/24 | 453.25 | 124.75 | 1
2023/24 | 456.75 | 124.75 | 1
2023/24 | 458.75 | 124.75 | 1
2023/24 | 462.25 | 124.75 | 1
2023/24 | 464.25 | 124.75 | 1
2023/24 | 466.25 | 124.75 | 1
2023/24 | 466.75 | 124.75 | 1
2023/24 | 478.25 | 124.75 | 1
2023/24 | 483.75 | 124.75 | 1
2023/24 | 488.25 | 124.75 | 1
2023/24 | 493.75 | 124.75 | 1
2023/24 | 523.75 | 124.75 | 1
2023/24 | 526.75 | 124.75 | 1
2023/24 | 183.25 | 125.25 | 1
2023/24 | 197.25 | 125.25 | 1
2023/24 | 205.25 | 125.25 | 1
2023/24 | 207.25 | 125.25 | 1
2023/24 | 208.75 | 125.25 | 1
2023/24 | 210.25 | 125.25 | 1
2023/24 | 211.25 | 125.25 | 1
2023/24 | 212.75 | 125.25 | 1
2023/24 | 213.25 | 125.25 | 1
2023/24 | 214.25 | 125.25 | 1
2023/24 | 215.25 | 125.25 | 1
2023/24 | 217.25 | 125.25 | 1
2023/24 | 218.75 | 125.25 | 2
2023/24 | 220.25 | 125.25 | 2
2023/24 | 220.75 | 125.25 | 1
2023/24 | 221.25 | 125.25 | 2
2023/24 | 222.25 | 125.25 | 1
2023/24 | 222.75 | 125.25 | 1
2023/24 | 223.25 | 125.25 | 1
2023/24 | 224.25 | 125.25 | 1
2023/24 | 225.75 | 125.25 | 2
2023/24 | 226.25 | 125.25 | 1
2023/24 | 227.75 | 125.25 | 1
2023/24 | 228.75 | 125.25 | 1
2023/24 | 229.25 | 125.25 | 1
2023/24 | 229.75 | 125.25 | 1
2023/24 | 230.25 | 125.25 | 1
2023/24 | 231.25 | 125.25 | 1
2023/24 | 231.75 | 125.25 | 5
2023/24 | 232.75 | 125.25 | 2
2023/24 | 233.75 | 125.25 | 2
2023/24 | 235.25 | 125.25 | 2
2023/24 | 236.25 | 125.25 | 3
2023/24 | 236.75 | 125.25 | 3
2023/24 | 237.25 | 125.25 | 2
2023/24 | 237.75 | 125.25 | 1
2023/24 | 238.25 | 125.25 | 3
2023/24 | 238.75 | 125.25 | 1
2023/24 | 239.25 | 125.25 | 1
2023/24 | 239.75 | 125.25 | 2
2023/24 | 240.25 | 125.25 | 2
2023/24 | 240.75 | 125.25 | 2
2023/24 | 241.25 | 125.25 | 4
2023/24 | 241.75 | 125.25 | 3
2023/24 | 242.25 | 125.25 | 3
2023/24 | 242.75 | 125.25 | 1
2023/24 | 243.25 | 125.25 | 3
2023/24 | 243.75 | 125.25 | 1
2023/24 | 244.25 | 125.25 | 3
2023/24 | 244.75 | 125.25 | 4
2023/24 | 245.25 | 125.25 | 1
2023/24 | 245.75 | 125.25 | 1
2023/24 | 246.25 | 125.25 | 6
2023/24 | 246.75 | 125.25 | 5
2023/24 | 247.25 | 125.25 | 7
2023/24 | 247.75 | 125.25 | 4
2023/24 | 248.25 | 125.25 | 6
2023/24 | 248.75 | 125.25 | 6
2023/24 | 249.25 | 125.25 | 3
2023/24 | 249.75 | 125.25 | 12
2023/24 | 250.25 | 125.25 | 9
2023/24 | 250.75 | 125.25 | 7
2023/24 | 251.25 | 125.25 | 15
2023/24 | 251.75 | 125.25 | 8
2023/24 | 252.25 | 125.25 | 8
2023/24 | 252.75 | 125.25 | 9
2023/24 | 253.25 | 125.25 | 4
2023/24 | 253.75 | 125.25 | 8
2023/24 | 254.25 | 125.25 | 6
2023/24 | 254.75 | 125.25 | 10
2023/24 | 255.25 | 125.25 | 11
2023/24 | 255.75 | 125.25 | 5
2023/24 | 256.25 | 125.25 | 11
2023/24 | 256.75 | 125.25 | 13
2023/24 | 257.25 | 125.25 | 10
2023/24 | 257.75 | 125.25 | 15
2023/24 | 258.25 | 125.25 | 9
2023/24 | 258.75 | 125.25 | 15
2023/24 | 259.25 | 125.25 | 17
2023/24 | 259.75 | 125.25 | 13
2023/24 | 260.25 | 125.25 | 9
2023/24 | 260.75 | 125.25 | 19
2023/24 | 261.25 | 125.25 | 24
2023/24 | 261.75 | 125.25 | 22
2023/24 | 262.25 | 125.25 | 18
2023/24 | 262.75 | 125.25 | 19
2023/24 | 263.25 | 125.25 | 13
2023/24 | 263.75 | 125.25 | 14
2023/24 | 264.25 | 125.25 | 24
2023/24 | 264.75 | 125.25 | 26
2023/24 | 265.25 | 125.25 | 28
2023/24 | 265.75 | 125.25 | 20
2023/24 | 266.25 | 125.25 | 24
2023/24 | 266.75 | 125.25 | 30
2023/24 | 267.25 | 125.25 | 16
2023/24 | 267.75 | 125.25 | 24
2023/24 | 268.25 | 125.25 | 25
2023/24 | 268.75 | 125.25 | 23
2023/24 | 269.25 | 125.25 | 27
2023/24 | 269.75 | 125.25 | 25
2023/24 | 270.25 | 125.25 | 23
2023/24 | 270.75 | 125.25 | 40
2023/24 | 271.25 | 125.25 | 37
2023/24 | 271.75 | 125.25 | 34
2023/24 | 272.25 | 125.25 | 39
2023/24 | 272.75 | 125.25 | 26
2023/24 | 273.25 | 125.25 | 38
2023/24 | 273.75 | 125.25 | 51
2023/24 | 274.25 | 125.25 | 43
2023/24 | 274.75 | 125.25 | 45
2023/24 | 275.25 | 125.25 | 43
2023/24 | 275.75 | 125.25 | 51
2023/24 | 276.25 | 125.25 | 47
2023/24 | 276.75 | 125.25 | 50
2023/24 | 277.25 | 125.25 | 55
2023/24 | 277.75 | 125.25 | 37
2023/24 | 278.25 | 125.25 | 58
2023/24 | 278.75 | 125.25 | 54
2023/24 | 279.25 | 125.25 | 60
2023/24 | 279.75 | 125.25 | 52
2023/24 | 280.25 | 125.25 | 64
2023/24 | 280.75 | 125.25 | 38
2023/24 | 281.25 | 125.25 | 57
2023/24 | 281.75 | 125.25 | 56
2023/24 | 282.25 | 125.25 | 61
2023/24 | 282.75 | 125.25 | 56
2023/24 | 283.25 | 125.25 | 63
2023/24 | 283.75 | 125.25 | 67
2023/24 | 284.25 | 125.25 | 65
2023/24 | 284.75 | 125.25 | 73
2023/24 | 285.25 | 125.25 | 64
2023/24 | 285.75 | 125.25 | 80
2023/24 | 286.25 | 125.25 | 61
2023/24 | 286.75 | 125.25 | 78
2023/24 | 287.25 | 125.25 | 91
2023/24 | 287.75 | 125.25 | 71
2023/24 | 288.25 | 125.25 | 69
2023/24 | 288.75 | 125.25 | 93
2023/24 | 289.25 | 125.25 | 70
2023/24 | 289.75 | 125.25 | 73
2023/24 | 290.25 | 125.25 | 82
2023/24 | 290.75 | 125.25 | 78
2023/24 | 291.25 | 125.25 | 73
2023/24 | 291.75 | 125.25 | 78
2023/24 | 292.25 | 125.25 | 88
2023/24 | 292.75 | 125.25 | 63
2023/24 | 293.25 | 125.25 | 95
2023/24 | 293.75 | 125.25 | 98
2023/24 | 294.25 | 125.25 | 101
2023/24 | 294.75 | 125.25 | 90
2023/24 | 295.25 | 125.25 | 80
2023/24 | 295.75 | 125.25 | 79
2023/24 | 296.25 | 125.25 | 93
2023/24 | 296.75 | 125.25 | 86
2023/24 | 297.25 | 125.25 | 73
2023/24 | 297.75 | 125.25 | 75
2023/24 | 298.25 | 125.25 | 72
2023/24 | 298.75 | 125.25 | 91
2023/24 | 299.25 | 125.25 | 84
2023/24 | 299.75 | 125.25 | 83
2023/24 | 300.25 | 125.25 | 98
2023/24 | 300.75 | 125.25 | 102
2023/24 | 301.25 | 125.25 | 102
2023/24 | 301.75 | 125.25 | 84
2023/24 | 302.25 | 125.25 | 104
2023/24 | 302.75 | 125.25 | 98
2023/24 | 303.25 | 125.25 | 92
2023/24 | 303.75 | 125.25 | 89
2023/24 | 304.25 | 125.25 | 86
2023/24 | 304.75 | 125.25 | 77
2023/24 | 305.25 | 125.25 | 89
2023/24 | 305.75 | 125.25 | 73
2023/24 | 306.25 | 125.25 | 78
2023/24 | 306.75 | 125.25 | 85
2023/24 | 307.25 | 125.25 | 97
2023/24 | 307.75 | 125.25 | 94
2023/24 | 308.25 | 125.25 | 90
2023/24 | 308.75 | 125.25 | 107
2023/24 | 309.25 | 125.25 | 76
2023/24 | 309.75 | 125.25 | 94
2023/24 | 310.25 | 125.25 | 91
2023/24 | 310.75 | 125.25 | 85
2023/24 | 311.25 | 125.25 | 71
2023/24 | 311.75 | 125.25 | 84
2023/24 | 312.25 | 125.25 | 104
2023/24 | 312.75 | 125.25 | 89
2023/24 | 313.25 | 125.25 | 91
2023/24 | 313.75 | 125.25 | 86
2023/24 | 314.25 | 125.25 | 72
2023/24 | 314.75 | 125.25 | 91
2023/24 | 315.25 | 125.25 | 71
2023/24 | 315.75 | 125.25 | 81
2023/24 | 316.25 | 125.25 | 81
2023/24 | 316.75 | 125.25 | 66
2023/24 | 317.25 | 125.25 | 79
2023/24 | 317.75 | 125.25 | 85
2023/24 | 318.25 | 125.25 | 87
2023/24 | 318.75 | 125.25 | 96
2023/24 | 319.25 | 125.25 | 82
2023/24 | 319.75 | 125.25 | 79
2023/24 | 320.25 | 125.25 | 104
2023/24 | 320.75 | 125.25 | 86
2023/24 | 321.25 | 125.25 | 83
2023/24 | 321.75 | 125.25 | 82
2023/24 | 322.25 | 125.25 | 70
2023/24 | 322.75 | 125.25 | 68
2023/24 | 323.25 | 125.25 | 80
2023/24 | 323.75 | 125.25 | 69
2023/24 | 324.25 | 125.25 | 71
2023/24 | 324.75 | 125.25 | 74
2023/24 | 325.25 | 125.25 | 71
2023/24 | 325.75 | 125.25 | 73
2023/24 | 326.25 | 125.25 | 84
2023/24 | 326.75 | 125.25 | 60
2023/24 | 327.25 | 125.25 | 76
2023/24 | 327.75 | 125.25 | 61
2023/24 | 328.25 | 125.25 | 62
2023/24 | 328.75 | 125.25 | 63
2023/24 | 329.25 | 125.25 | 62
2023/24 | 329.75 | 125.25 | 67
2023/24 | 330.25 | 125.25 | 57
2023/24 | 330.75 | 125.25 | 67
2023/24 | 331.25 | 125.25 | 48
2023/24 | 331.75 | 125.25 | 67
2023/24 | 332.25 | 125.25 | 62
2023/24 | 332.75 | 125.25 | 65
2023/24 | 333.25 | 125.25 | 65
2023/24 | 333.75 | 125.25 | 66
2023/24 | 334.25 | 125.25 | 58
2023/24 | 334.75 | 125.25 | 67
2023/24 | 335.25 | 125.25 | 51
2023/24 | 335.75 | 125.25 | 71
2023/24 | 336.25 | 125.25 | 59
2023/24 | 336.75 | 125.25 | 50
2023/24 | 337.25 | 125.25 | 58
2023/24 | 337.75 | 125.25 | 55
2023/24 | 338.25 | 125.25 | 52
2023/24 | 338.75 | 125.25 | 47
2023/24 | 339.25 | 125.25 | 44
2023/24 | 339.75 | 125.25 | 65
2023/24 | 340.25 | 125.25 | 59
2023/24 | 340.75 | 125.25 | 57
2023/24 | 341.25 | 125.25 | 54
2023/24 | 341.75 | 125.25 | 50
2023/24 | 342.25 | 125.25 | 59
2023/24 | 342.75 | 125.25 | 42
2023/24 | 343.25 | 125.25 | 48
2023/24 | 343.75 | 125.25 | 43
2023/24 | 344.25 | 125.25 | 42
2023/24 | 344.75 | 125.25 | 49
2023/24 | 345.25 | 125.25 | 40
2023/24 | 345.75 | 125.25 | 39
2023/24 | 346.25 | 125.25 | 48
2023/24 | 346.75 | 125.25 | 35
2023/24 | 347.25 | 125.25 | 40
2023/24 | 347.75 | 125.25 | 42
2023/24 | 348.25 | 125.25 | 45
2023/24 | 348.75 | 125.25 | 38
2023/24 | 349.25 | 125.25 | 48
2023/24 | 349.75 | 125.25 | 22
2023/24 | 350.25 | 125.25 | 35
2023/24 | 350.75 | 125.25 | 30
2023/24 | 351.25 | 125.25 | 33
2023/24 | 351.75 | 125.25 | 25
2023/24 | 352.25 | 125.25 | 41
2023/24 | 352.75 | 125.25 | 47
2023/24 | 353.25 | 125.25 | 36
2023/24 | 353.75 | 125.25 | 41
2023/24 | 354.25 | 125.25 | 34
2023/24 | 354.75 | 125.25 | 25
2023/24 | 355.25 | 125.25 | 42
2023/24 | 355.75 | 125.25 | 37
2023/24 | 356.25 | 125.25 | 32
2023/24 | 356.75 | 125.25 | 27
2023/24 | 357.25 | 125.25 | 33
2023/24 | 357.75 | 125.25 | 30
2023/24 | 358.25 | 125.25 | 29
2023/24 | 358.75 | 125.25 | 30
2023/24 | 359.25 | 125.25 | 37
2023/24 | 359.75 | 125.25 | 31
2023/24 | 360.25 | 125.25 | 28
2023/24 | 360.75 | 125.25 | 26
2023/24 | 361.25 | 125.25 | 39
2023/24 | 361.75 | 125.25 | 26
2023/24 | 362.25 | 125.25 | 31
2023/24 | 362.75 | 125.25 | 31
2023/24 | 363.25 | 125.25 | 26
2023/24 | 363.75 | 125.25 | 22
2023/24 | 364.25 | 125.25 | 21
2023/24 | 364.75 | 125.25 | 31
2023/24 | 365.25 | 125.25 | 27
2023/24 | 365.75 | 125.25 | 19
2023/24 | 366.25 | 125.25 | 17
2023/24 | 366.75 | 125.25 | 36
2023/24 | 367.25 | 125.25 | 20
2023/24 | 367.75 | 125.25 | 22
2023/24 | 368.25 | 125.25 | 19
2023/24 | 368.75 | 125.25 | 20
2023/24 | 369.25 | 125.25 | 25
2023/24 | 369.75 | 125.25 | 17
2023/24 | 370.25 | 125.25 | 21
2023/24 | 370.75 | 125.25 | 19
2023/24 | 371.25 | 125.25 | 24
2023/24 | 371.75 | 125.25 | 21
2023/24 | 372.25 | 125.25 | 23
2023/24 | 372.75 | 125.25 | 25
2023/24 | 373.25 | 125.25 | 14
2023/24 | 373.75 | 125.25 | 19
2023/24 | 374.25 | 125.25 | 14
2023/24 | 374.75 | 125.25 | 10
2023/24 | 375.25 | 125.25 | 22
2023/24 | 375.75 | 125.25 | 24
2023/24 | 376.25 | 125.25 | 14
2023/24 | 376.75 | 125.25 | 31
2023/24 | 377.25 | 125.25 | 19
2023/24 | 377.75 | 125.25 | 11
2023/24 | 378.25 | 125.25 | 12
2023/24 | 378.75 | 125.25 | 14
2023/24 | 379.25 | 125.25 | 13
2023/24 | 379.75 | 125.25 | 18
2023/24 | 380.25 | 125.25 | 16
2023/24 | 380.75 | 125.25 | 16
2023/24 | 381.25 | 125.25 | 12
2023/24 | 381.75 | 125.25 | 13
2023/24 | 382.25 | 125.25 | 9
2023/24 | 382.75 | 125.25 | 18
2023/24 | 383.25 | 125.25 | 12
2023/24 | 383.75 | 125.25 | 14
2023/24 | 384.25 | 125.25 | 11
2023/24 | 384.75 | 125.25 | 10
2023/24 | 385.25 | 125.25 | 9
2023/24 | 385.75 | 125.25 | 11
2023/24 | 386.25 | 125.25 | 19
2023/24 | 386.75 | 125.25 | 6
2023/24 | 387.25 | 125.25 | 16
2023/24 | 387.75 | 125.25 | 8
2023/24 | 388.25 | 125.25 | 6
2023/24 | 388.75 | 125.25 | 14
2023/24 | 389.25 | 125.25 | 7
2023/24 | 389.75 | 125.25 | 8
2023/24 | 390.25 | 125.25 | 11
2023/24 | 390.75 | 125.25 | 10
2023/24 | 391.25 | 125.25 | 7
2023/24 | 391.75 | 125.25 | 6
2023/24 | 392.25 | 125.25 | 7
2023/24 | 392.75 | 125.25 | 2
2023/24 | 393.25 | 125.25 | 7
2023/24 | 393.75 | 125.25 | 8
2023/24 | 394.25 | 125.25 | 11
2023/24 | 394.75 | 125.25 | 7
2023/24 | 395.25 | 125.25 | 12
2023/24 | 395.75 | 125.25 | 6
2023/24 | 396.25 | 125.25 | 11
2023/24 | 396.75 | 125.25 | 12
2023/24 | 397.25 | 125.25 | 9
2023/24 | 397.75 | 125.25 | 6
2023/24 | 398.25 | 125.25 | 3
2023/24 | 398.75 | 125.25 | 4
2023/24 | 399.25 | 125.25 | 10
2023/24 | 399.75 | 125.25 | 5
2023/24 | 400.25 | 125.25 | 4
2023/24 | 400.75 | 125.25 | 4
2023/24 | 401.25 | 125.25 | 8
2023/24 | 401.75 | 125.25 | 3
2023/24 | 402.25 | 125.25 | 6
2023/24 | 402.75 | 125.25 | 11
2023/24 | 403.25 | 125.25 | 2
2023/24 | 403.75 | 125.25 | 4
2023/24 | 404.25 | 125.25 | 2
2023/24 | 404.75 | 125.25 | 10
2023/24 | 405.25 | 125.25 | 7
2023/24 | 405.75 | 125.25 | 4
2023/24 | 406.25 | 125.25 | 5
2023/24 | 406.75 | 125.25 | 1
2023/24 | 407.25 | 125.25 | 1
2023/24 | 407.75 | 125.25 | 1
2023/24 | 408.25 | 125.25 | 1
2023/24 | 409.25 | 125.25 | 3
2023/24 | 409.75 | 125.25 | 4
2023/24 | 410.25 | 125.25 | 2
2023/24 | 410.75 | 125.25 | 3
2023/24 | 411.25 | 125.25 | 5
2023/24 | 411.75 | 125.25 | 1
2023/24 | 412.25 | 125.25 | 3
2023/24 | 412.75 | 125.25 | 3
2023/24 | 413.25 | 125.25 | 3
2023/24 | 413.75 | 125.25 | 4
2023/24 | 414.25 | 125.25 | 1
2023/24 | 414.75 | 125.25 | 5
2023/24 | 415.25 | 125.25 | 1
2023/24 | 415.75 | 125.25 | 1
2023/24 | 416.25 | 125.25 | 4
2023/24 | 416.75 | 125.25 | 4
2023/24 | 417.25 | 125.25 | 1
2023/24 | 417.75 | 125.25 | 3
2023/24 | 418.25 | 125.25 | 3
2023/24 | 419.25 | 125.25 | 2
2023/24 | 420.25 | 125.25 | 2
2023/24 | 420.75 | 125.25 | 2
2023/24 | 421.25 | 125.25 | 1
2023/24 | 422.25 | 125.25 | 4
2023/24 | 422.75 | 125.25 | 1
2023/24 | 423.25 | 125.25 | 1
2023/24 | 424.25 | 125.25 | 5
2023/24 | 424.75 | 125.25 | 2
2023/24 | 425.25 | 125.25 | 2
2023/24 | 425.75 | 125.25 | 3
2023/24 | 426.75 | 125.25 | 2
2023/24 | 427.25 | 125.25 | 3
2023/24 | 427.75 | 125.25 | 2
2023/24 | 428.25 | 125.25 | 2
2023/24 | 429.75 | 125.25 | 1
2023/24 | 430.25 | 125.25 | 1
2023/24 | 430.75 | 125.25 | 3
2023/24 | 431.25 | 125.25 | 1
2023/24 | 431.75 | 125.25 | 2
2023/24 | 432.25 | 125.25 | 1
2023/24 | 432.75 | 125.25 | 2
2023/24 | 433.75 | 125.25 | 1
2023/24 | 434.75 | 125.25 | 1
2023/24 | 437.25 | 125.25 | 1
2023/24 | 437.75 | 125.25 | 2
2023/24 | 438.25 | 125.25 | 2
2023/24 | 440.25 | 125.25 | 1
2023/24 | 440.75 | 125.25 | 1
2023/24 | 441.25 | 125.25 | 1
2023/24 | 441.75 | 125.25 | 2
2023/24 | 442.25 | 125.25 | 1
2023/24 | 442.75 | 125.25 | 2
2023/24 | 443.25 | 125.25 | 1
2023/24 | 444.25 | 125.25 | 2
2023/24 | 447.75 | 125.25 | 1
2023/24 | 449.25 | 125.25 | 1
2023/24 | 450.75 | 125.25 | 1
2023/24 | 452.25 | 125.25 | 1
2023/24 | 452.75 | 125.25 | 1
2023/24 | 453.25 | 125.25 | 1
2023/24 | 454.75 | 125.25 | 1
2023/24 | 457.25 | 125.25 | 1
2023/24 | 457.75 | 125.25 | 1
2023/24 | 458.75 | 125.25 | 1
2023/24 | 460.25 | 125.25 | 2
2023/24 | 485.25 | 125.25 | 1
2023/24 | 485.75 | 125.25 | 1
2023/24 | 487.75 | 125.25 | 1
2023/24 | 488.25 | 125.25 | 1
2023/24 | 489.75 | 125.25 | 1
2023/24 | 496.75 | 125.25 | 1
2023/24 | 500.75 | 125.25 | 1
2023/24 | 199.25 | 125.75 | 1
2023/24 | 205.25 | 125.75 | 1
2023/24 | 206.25 | 125.75 | 1
2023/24 | 210.25 | 125.75 | 1
2023/24 | 211.25 | 125.75 | 1
2023/24 | 212.75 | 125.75 | 1
2023/24 | 216.25 | 125.75 | 1
2023/24 | 218.25 | 125.75 | 1
2023/24 | 218.75 | 125.75 | 1
2023/24 | 219.25 | 125.75 | 2
2023/24 | 220.25 | 125.75 | 1
2023/24 | 220.75 | 125.75 | 1
2023/24 | 225.75 | 125.75 | 2
2023/24 | 226.25 | 125.75 | 1
2023/24 | 227.25 | 125.75 | 1
2023/24 | 227.75 | 125.75 | 1
2023/24 | 228.75 | 125.75 | 1
2023/24 | 229.25 | 125.75 | 1
2023/24 | 230.75 | 125.75 | 1
2023/24 | 231.75 | 125.75 | 1
2023/24 | 232.25 | 125.75 | 1
2023/24 | 233.25 | 125.75 | 2
2023/24 | 233.75 | 125.75 | 4
2023/24 | 234.75 | 125.75 | 1
2023/24 | 236.25 | 125.75 | 2
2023/24 | 236.75 | 125.75 | 1
2023/24 | 237.75 | 125.75 | 2
2023/24 | 238.75 | 125.75 | 1
2023/24 | 239.25 | 125.75 | 1
2023/24 | 239.75 | 125.75 | 1
2023/24 | 240.25 | 125.75 | 1
2023/24 | 240.75 | 125.75 | 1
2023/24 | 241.25 | 125.75 | 3
2023/24 | 241.75 | 125.75 | 3
2023/24 | 242.25 | 125.75 | 1
2023/24 | 242.75 | 125.75 | 3
2023/24 | 243.25 | 125.75 | 2
2023/24 | 243.75 | 125.75 | 2
2023/24 | 244.25 | 125.75 | 1
2023/24 | 245.25 | 125.75 | 5
2023/24 | 245.75 | 125.75 | 7
2023/24 | 246.25 | 125.75 | 3
2023/24 | 246.75 | 125.75 | 3
2023/24 | 247.25 | 125.75 | 4
2023/24 | 247.75 | 125.75 | 4
2023/24 | 248.25 | 125.75 | 5
2023/24 | 248.75 | 125.75 | 5
2023/24 | 249.25 | 125.75 | 3
2023/24 | 249.75 | 125.75 | 5
2023/24 | 250.25 | 125.75 | 2
2023/24 | 250.75 | 125.75 | 4
2023/24 | 251.25 | 125.75 | 7
2023/24 | 251.75 | 125.75 | 3
2023/24 | 252.25 | 125.75 | 9
2023/24 | 252.75 | 125.75 | 9
2023/24 | 253.25 | 125.75 | 5
2023/24 | 253.75 | 125.75 | 5
2023/24 | 254.25 | 125.75 | 6
2023/24 | 254.75 | 125.75 | 9
2023/24 | 255.25 | 125.75 | 8
2023/24 | 255.75 | 125.75 | 10
2023/24 | 256.25 | 125.75 | 9
2023/24 | 256.75 | 125.75 | 19
2023/24 | 257.25 | 125.75 | 6
2023/24 | 257.75 | 125.75 | 11
2023/24 | 258.25 | 125.75 | 12
2023/24 | 258.75 | 125.75 | 13
2023/24 | 259.25 | 125.75 | 6
2023/24 | 259.75 | 125.75 | 12
2023/24 | 260.25 | 125.75 | 8
2023/24 | 260.75 | 125.75 | 11
2023/24 | 261.25 | 125.75 | 16
2023/24 | 261.75 | 125.75 | 10
2023/24 | 262.25 | 125.75 | 9
2023/24 | 262.75 | 125.75 | 11
2023/24 | 263.25 | 125.75 | 15
2023/24 | 263.75 | 125.75 | 16
2023/24 | 264.25 | 125.75 | 25
2023/24 | 264.75 | 125.75 | 16
2023/24 | 265.25 | 125.75 | 24
2023/24 | 265.75 | 125.75 | 24
2023/24 | 266.25 | 125.75 | 21
2023/24 | 266.75 | 125.75 | 19
2023/24 | 267.25 | 125.75 | 17
2023/24 | 267.75 | 125.75 | 23
2023/24 | 268.25 | 125.75 | 25
2023/24 | 268.75 | 125.75 | 25
2023/24 | 269.25 | 125.75 | 22
2023/24 | 269.75 | 125.75 | 25
2023/24 | 270.25 | 125.75 | 39
2023/24 | 270.75 | 125.75 | 24
2023/24 | 271.25 | 125.75 | 35
2023/24 | 271.75 | 125.75 | 36
2023/24 | 272.25 | 125.75 | 32
2023/24 | 272.75 | 125.75 | 32
2023/24 | 273.25 | 125.75 | 32
2023/24 | 273.75 | 125.75 | 41
2023/24 | 274.25 | 125.75 | 45
2023/24 | 274.75 | 125.75 | 45
2023/24 | 275.25 | 125.75 | 44
2023/24 | 275.75 | 125.75 | 50
2023/24 | 276.25 | 125.75 | 34
2023/24 | 276.75 | 125.75 | 37
2023/24 | 277.25 | 125.75 | 31
2023/24 | 277.75 | 125.75 | 35
2023/24 | 278.25 | 125.75 | 36
2023/24 | 278.75 | 125.75 | 41
2023/24 | 279.25 | 125.75 | 51
2023/24 | 279.75 | 125.75 | 47
2023/24 | 280.25 | 125.75 | 56
2023/24 | 280.75 | 125.75 | 53
2023/24 | 281.25 | 125.75 | 50
2023/24 | 281.75 | 125.75 | 59
2023/24 | 282.25 | 125.75 | 44
2023/24 | 282.75 | 125.75 | 66
2023/24 | 283.25 | 125.75 | 54
2023/24 | 283.75 | 125.75 | 53
2023/24 | 284.25 | 125.75 | 62
2023/24 | 284.75 | 125.75 | 68
2023/24 | 285.25 | 125.75 | 52
2023/24 | 285.75 | 125.75 | 61
2023/24 | 286.25 | 125.75 | 64
2023/24 | 286.75 | 125.75 | 51
2023/24 | 287.25 | 125.75 | 65
2023/24 | 287.75 | 125.75 | 82
2023/24 | 288.25 | 125.75 | 70
2023/24 | 288.75 | 125.75 | 59
2023/24 | 289.25 | 125.75 | 72
2023/24 | 289.75 | 125.75 | 63
2023/24 | 290.25 | 125.75 | 81
2023/24 | 290.75 | 125.75 | 67
2023/24 | 291.25 | 125.75 | 62
2023/24 | 291.75 | 125.75 | 87
2023/24 | 292.25 | 125.75 | 64
2023/24 | 292.75 | 125.75 | 99
2023/24 | 293.25 | 125.75 | 78
2023/24 | 293.75 | 125.75 | 73
2023/24 | 294.25 | 125.75 | 89
2023/24 | 294.75 | 125.75 | 65
2023/24 | 295.25 | 125.75 | 82
2023/24 | 295.75 | 125.75 | 86
2023/24 | 296.25 | 125.75 | 82
2023/24 | 296.75 | 125.75 | 70
2023/24 | 297.25 | 125.75 | 78
2023/24 | 297.75 | 125.75 | 86
2023/24 | 298.25 | 125.75 | 80
2023/24 | 298.75 | 125.75 | 83
2023/24 | 299.25 | 125.75 | 74
2023/24 | 299.75 | 125.75 | 75
2023/24 | 300.25 | 125.75 | 81
2023/24 | 300.75 | 125.75 | 91
2023/24 | 301.25 | 125.75 | 72
2023/24 | 301.75 | 125.75 | 84
2023/24 | 302.25 | 125.75 | 103
2023/24 | 302.75 | 125.75 | 84
2023/24 | 303.25 | 125.75 | 75
2023/24 | 303.75 | 125.75 | 90
2023/24 | 304.25 | 125.75 | 80
2023/24 | 304.75 | 125.75 | 89
2023/24 | 305.25 | 125.75 | 85
2023/24 | 305.75 | 125.75 | 87
2023/24 | 306.25 | 125.75 | 92
2023/24 | 306.75 | 125.75 | 77
2023/24 | 307.25 | 125.75 | 75
2023/24 | 307.75 | 125.75 | 72
2023/24 | 308.25 | 125.75 | 92
2023/24 | 308.75 | 125.75 | 79
2023/24 | 309.25 | 125.75 | 90
2023/24 | 309.75 | 125.75 | 80
2023/24 | 310.25 | 125.75 | 74
2023/24 | 310.75 | 125.75 | 81
2023/24 | 311.25 | 125.75 | 75
2023/24 | 311.75 | 125.75 | 75
2023/24 | 312.25 | 125.75 | 82
2023/24 | 312.75 | 125.75 | 75
2023/24 | 313.25 | 125.75 | 79
2023/24 | 313.75 | 125.75 | 83
2023/24 | 314.25 | 125.75 | 86
2023/24 | 314.75 | 125.75 | 99
2023/24 | 315.25 | 125.75 | 86
2023/24 | 315.75 | 125.75 | 77
2023/24 | 316.25 | 125.75 | 63
2023/24 | 316.75 | 125.75 | 75
2023/24 | 317.25 | 125.75 | 90
2023/24 | 317.75 | 125.75 | 79
2023/24 | 318.25 | 125.75 | 82
2023/24 | 318.75 | 125.75 | 83
2023/24 | 319.25 | 125.75 | 63
2023/24 | 319.75 | 125.75 | 80
2023/24 | 320.25 | 125.75 | 70
2023/24 | 320.75 | 125.75 | 77
2023/24 | 321.25 | 125.75 | 81
2023/24 | 321.75 | 125.75 | 77
2023/24 | 322.25 | 125.75 | 79
2023/24 | 322.75 | 125.75 | 75
2023/24 | 323.25 | 125.75 | 78
2023/24 | 323.75 | 125.75 | 80
2023/24 | 324.25 | 125.75 | 75
2023/24 | 324.75 | 125.75 | 74
2023/24 | 325.25 | 125.75 | 72
2023/24 | 325.75 | 125.75 | 62
2023/24 | 326.25 | 125.75 | 76
2023/24 | 326.75 | 125.75 | 67
2023/24 | 327.25 | 125.75 | 58
2023/24 | 327.75 | 125.75 | 67
2023/24 | 328.25 | 125.75 | 68
2023/24 | 328.75 | 125.75 | 60
2023/24 | 329.25 | 125.75 | 67
2023/24 | 329.75 | 125.75 | 74
2023/24 | 330.25 | 125.75 | 67
2023/24 | 330.75 | 125.75 | 65
2023/24 | 331.25 | 125.75 | 55
2023/24 | 331.75 | 125.75 | 54
2023/24 | 332.25 | 125.75 | 71
2023/24 | 332.75 | 125.75 | 55
2023/24 | 333.25 | 125.75 | 59
2023/24 | 333.75 | 125.75 | 56
2023/24 | 334.25 | 125.75 | 83
2023/24 | 334.75 | 125.75 | 57
2023/24 | 335.25 | 125.75 | 51
2023/24 | 335.75 | 125.75 | 63
2023/24 | 336.25 | 125.75 | 50
2023/24 | 336.75 | 125.75 | 57
2023/24 | 337.25 | 125.75 | 57
2023/24 | 337.75 | 125.75 | 52
2023/24 | 338.25 | 125.75 | 46
2023/24 | 338.75 | 125.75 | 66
2023/24 | 339.25 | 125.75 | 46
2023/24 | 339.75 | 125.75 | 55
2023/24 | 340.25 | 125.75 | 40
2023/24 | 340.75 | 125.75 | 46
2023/24 | 341.25 | 125.75 | 52
2023/24 | 341.75 | 125.75 | 56
2023/24 | 342.25 | 125.75 | 45
2023/24 | 342.75 | 125.75 | 50
2023/24 | 343.25 | 125.75 | 42
2023/24 | 343.75 | 125.75 | 44
2023/24 | 344.25 | 125.75 | 46
2023/24 | 344.75 | 125.75 | 44
2023/24 | 345.25 | 125.75 | 38
2023/24 | 345.75 | 125.75 | 51
2023/24 | 346.25 | 125.75 | 50
2023/24 | 346.75 | 125.75 | 44
2023/24 | 347.25 | 125.75 | 50
2023/24 | 347.75 | 125.75 | 29
2023/24 | 348.25 | 125.75 | 49
2023/24 | 348.75 | 125.75 | 28
2023/24 | 349.25 | 125.75 | 21
2023/24 | 349.75 | 125.75 | 44
2023/24 | 350.25 | 125.75 | 44
2023/24 | 350.75 | 125.75 | 37
2023/24 | 351.25 | 125.75 | 29
2023/24 | 351.75 | 125.75 | 41
2023/24 | 352.25 | 125.75 | 27
2023/24 | 352.75 | 125.75 | 43
2023/24 | 353.25 | 125.75 | 33
2023/24 | 353.75 | 125.75 | 29
2023/24 | 354.25 | 125.75 | 30
2023/24 | 354.75 | 125.75 | 26
2023/24 | 355.25 | 125.75 | 35
2023/24 | 355.75 | 125.75 | 30
2023/24 | 356.25 | 125.75 | 30
2023/24 | 356.75 | 125.75 | 28
2023/24 | 357.25 | 125.75 | 41
2023/24 | 357.75 | 125.75 | 29
2023/24 | 358.25 | 125.75 | 32
2023/24 | 358.75 | 125.75 | 23
2023/24 | 359.25 | 125.75 | 39
2023/24 | 359.75 | 125.75 | 27
2023/24 | 360.25 | 125.75 | 36
2023/24 | 360.75 | 125.75 | 34
2023/24 | 361.25 | 125.75 | 32
2023/24 | 361.75 | 125.75 | 33
2023/24 | 362.25 | 125.75 | 31
2023/24 | 362.75 | 125.75 | 31
2023/24 | 363.25 | 125.75 | 32
2023/24 | 363.75 | 125.75 | 31
2023/24 | 364.25 | 125.75 | 27
2023/24 | 364.75 | 125.75 | 27
2023/24 | 365.25 | 125.75 | 36
2023/24 | 365.75 | 125.75 | 20
2023/24 | 366.25 | 125.75 | 20
2023/24 | 366.75 | 125.75 | 22
2023/24 | 367.25 | 125.75 | 22
2023/24 | 367.75 | 125.75 | 33
2023/24 | 368.25 | 125.75 | 24
2023/24 | 368.75 | 125.75 | 22
2023/24 | 369.25 | 125.75 | 16
2023/24 | 369.75 | 125.75 | 28
2023/24 | 370.25 | 125.75 | 24
2023/24 | 370.75 | 125.75 | 18
2023/24 | 371.25 | 125.75 | 19
2023/24 | 371.75 | 125.75 | 20
2023/24 | 372.25 | 125.75 | 25
2023/24 | 372.75 | 125.75 | 24
2023/24 | 373.25 | 125.75 | 26
2023/24 | 373.75 | 125.75 | 17
2023/24 | 374.25 | 125.75 | 17
2023/24 | 374.75 | 125.75 | 20
2023/24 | 375.25 | 125.75 | 21
2023/24 | 375.75 | 125.75 | 12
2023/24 | 376.25 | 125.75 | 15
2023/24 | 376.75 | 125.75 | 13
2023/24 | 377.25 | 125.75 | 11
2023/24 | 377.75 | 125.75 | 8
2023/24 | 378.25 | 125.75 | 15
2023/24 | 378.75 | 125.75 | 21
2023/24 | 379.25 | 125.75 | 12
2023/24 | 379.75 | 125.75 | 13
2023/24 | 380.25 | 125.75 | 8
2023/24 | 380.75 | 125.75 | 16
2023/24 | 381.25 | 125.75 | 17
2023/24 | 381.75 | 125.75 | 13
2023/24 | 382.25 | 125.75 | 16
2023/24 | 382.75 | 125.75 | 16
2023/24 | 383.25 | 125.75 | 8
2023/24 | 383.75 | 125.75 | 14
2023/24 | 384.25 | 125.75 | 14
2023/24 | 384.75 | 125.75 | 10
2023/24 | 385.25 | 125.75 | 15
2023/24 | 385.75 | 125.75 | 11
2023/24 | 386.25 | 125.75 | 15
2023/24 | 386.75 | 125.75 | 8
2023/24 | 387.25 | 125.75 | 17
2023/24 | 387.75 | 125.75 | 12
2023/24 | 388.25 | 125.75 | 10
2023/24 | 388.75 | 125.75 | 8
2023/24 | 389.25 | 125.75 | 12
2023/24 | 389.75 | 125.75 | 9
2023/24 | 390.25 | 125.75 | 7
2023/24 | 390.75 | 125.75 | 9
2023/24 | 391.25 | 125.75 | 5
2023/24 | 391.75 | 125.75 | 6
2023/24 | 392.25 | 125.75 | 5
2023/24 | 392.75 | 125.75 | 5
2023/24 | 393.25 | 125.75 | 10
2023/24 | 393.75 | 125.75 | 5
2023/24 | 394.25 | 125.75 | 9
2023/24 | 394.75 | 125.75 | 8
2023/24 | 395.25 | 125.75 | 4
2023/24 | 395.75 | 125.75 | 6
2023/24 | 396.25 | 125.75 | 8
2023/24 | 396.75 | 125.75 | 7
2023/24 | 397.25 | 125.75 | 6
2023/24 | 397.75 | 125.75 | 11
2023/24 | 398.25 | 125.75 | 4
2023/24 | 398.75 | 125.75 | 7
2023/24 | 399.25 | 125.75 | 9
2023/24 | 399.75 | 125.75 | 2
2023/24 | 400.25 | 125.75 | 6
2023/24 | 400.75 | 125.75 | 4
2023/24 | 401.25 | 125.75 | 10
2023/24 | 401.75 | 125.75 | 3
2023/24 | 402.25 | 125.75 | 6
2023/24 | 402.75 | 125.75 | 6
2023/24 | 403.25 | 125.75 | 2
2023/24 | 403.75 | 125.75 | 6
2023/24 | 404.25 | 125.75 | 10
2023/24 | 404.75 | 125.75 | 7
2023/24 | 405.25 | 125.75 | 4
2023/24 | 405.75 | 125.75 | 4
2023/24 | 406.25 | 125.75 | 5
2023/24 | 406.75 | 125.75 | 4
2023/24 | 407.25 | 125.75 | 6
2023/24 | 407.75 | 125.75 | 4
2023/24 | 408.25 | 125.75 | 6
2023/24 | 408.75 | 125.75 | 4
2023/24 | 409.25 | 125.75 | 7
2023/24 | 409.75 | 125.75 | 3
2023/24 | 410.25 | 125.75 | 3
2023/24 | 410.75 | 125.75 | 4
2023/24 | 411.25 | 125.75 | 1
2023/24 | 411.75 | 125.75 | 6
2023/24 | 412.25 | 125.75 | 3
2023/24 | 412.75 | 125.75 | 5
2023/24 | 413.25 | 125.75 | 5
2023/24 | 413.75 | 125.75 | 1
2023/24 | 414.25 | 125.75 | 4
2023/24 | 415.25 | 125.75 | 2
2023/24 | 415.75 | 125.75 | 2
2023/24 | 416.25 | 125.75 | 7
2023/24 | 416.75 | 125.75 | 1
2023/24 | 417.25 | 125.75 | 3
2023/24 | 417.75 | 125.75 | 3
2023/24 | 418.25 | 125.75 | 3
2023/24 | 418.75 | 125.75 | 3
2023/24 | 419.25 | 125.75 | 1
2023/24 | 419.75 | 125.75 | 2
2023/24 | 420.25 | 125.75 | 2
2023/24 | 420.75 | 125.75 | 2
2023/24 | 421.25 | 125.75 | 1
2023/24 | 421.75 | 125.75 | 1
2023/24 | 422.25 | 125.75 | 3
2023/24 | 422.75 | 125.75 | 2
2023/24 | 423.25 | 125.75 | 1
2023/24 | 423.75 | 125.75 | 2
2023/24 | 424.25 | 125.75 | 2
2023/24 | 424.75 | 125.75 | 2
2023/24 | 425.75 | 125.75 | 2
2023/24 | 426.75 | 125.75 | 1
2023/24 | 427.25 | 125.75 | 1
2023/24 | 427.75 | 125.75 | 3
2023/24 | 428.25 | 125.75 | 3
2023/24 | 428.75 | 125.75 | 1
2023/24 | 429.75 | 125.75 | 1
2023/24 | 430.25 | 125.75 | 5
2023/24 | 430.75 | 125.75 | 2
2023/24 | 431.25 | 125.75 | 1
2023/24 | 431.75 | 125.75 | 1
2023/24 | 432.25 | 125.75 | 2
2023/24 | 432.75 | 125.75 | 2
2023/24 | 433.25 | 125.75 | 1
2023/24 | 433.75 | 125.75 | 1
2023/24 | 434.25 | 125.75 | 1
2023/24 | 434.75 | 125.75 | 1
2023/24 | 435.25 | 125.75 | 3
2023/24 | 436.25 | 125.75 | 1
2023/24 | 437.25 | 125.75 | 2
2023/24 | 437.75 | 125.75 | 2
2023/24 | 438.75 | 125.75 | 1
2023/24 | 443.75 | 125.75 | 1
2023/24 | 445.25 | 125.75 | 1
2023/24 | 445.75 | 125.75 | 1
2023/24 | 446.25 | 125.75 | 1
2023/24 | 447.25 | 125.75 | 2
2023/24 | 449.25 | 125.75 | 1
2023/24 | 449.75 | 125.75 | 1
2023/24 | 454.25 | 125.75 | 1
2023/24 | 457.25 | 125.75 | 1
2023/24 | 458.25 | 125.75 | 2
2023/24 | 461.25 | 125.75 | 1
2023/24 | 468.75 | 125.75 | 1
2023/24 | 474.75 | 125.75 | 1
2023/24 | 476.75 | 125.75 | 1
2023/24 | 485.25 | 125.75 | 1
2023/24 | 485.75 | 125.75 | 1
2023/24 | 487.75 | 125.75 | 1
2023/24 | 492.25 | 125.75 | 1
2023/24 | 492.75 | 125.75 | 1
2023/24 | 493.75 | 125.75 | 1
2023/24 | 504.25 | 125.75 | 1
2023/24 | 514.25 | 125.75 | 1
2023/24 | 202.25 | 126.25 | 1
2023/24 | 211.25 | 126.25 | 1
2023/24 | 212.75 | 126.25 | 1
2023/24 | 215.25 | 126.25 | 1
2023/24 | 218.25 | 126.25 | 1
2023/24 | 219.25 | 126.25 | 1
2023/24 | 220.25 | 126.25 | 1
2023/24 | 223.25 | 126.25 | 1
2023/24 | 224.25 | 126.25 | 1
2023/24 | 225.75 | 126.25 | 1
2023/24 | 228.75 | 126.25 | 1
2023/24 | 229.75 | 126.25 | 2
2023/24 | 230.75 | 126.25 | 3
2023/24 | 231.75 | 126.25 | 1
2023/24 | 232.25 | 126.25 | 3
2023/24 | 232.75 | 126.25 | 2
2023/24 | 233.25 | 126.25 | 1
2023/24 | 234.25 | 126.25 | 4
2023/24 | 235.25 | 126.25 | 1
2023/24 | 235.75 | 126.25 | 1
2023/24 | 236.25 | 126.25 | 1
2023/24 | 236.75 | 126.25 | 2
2023/24 | 237.25 | 126.25 | 1
2023/24 | 238.75 | 126.25 | 1
2023/24 | 239.25 | 126.25 | 3
2023/24 | 239.75 | 126.25 | 1
2023/24 | 240.25 | 126.25 | 3
2023/24 | 241.25 | 126.25 | 1
2023/24 | 241.75 | 126.25 | 3
2023/24 | 242.25 | 126.25 | 2
2023/24 | 242.75 | 126.25 | 3
2023/24 | 243.25 | 126.25 | 3
2023/24 | 244.25 | 126.25 | 1
2023/24 | 244.75 | 126.25 | 1
2023/24 | 245.25 | 126.25 | 3
2023/24 | 245.75 | 126.25 | 3
2023/24 | 246.25 | 126.25 | 3
2023/24 | 246.75 | 126.25 | 1
2023/24 | 247.25 | 126.25 | 6
2023/24 | 247.75 | 126.25 | 4
2023/24 | 248.25 | 126.25 | 5
2023/24 | 248.75 | 126.25 | 4
2023/24 | 249.25 | 126.25 | 6
2023/24 | 249.75 | 126.25 | 4
2023/24 | 250.25 | 126.25 | 4
2023/24 | 250.75 | 126.25 | 2
2023/24 | 251.25 | 126.25 | 5
2023/24 | 251.75 | 126.25 | 10
2023/24 | 252.25 | 126.25 | 5
2023/24 | 252.75 | 126.25 | 8
2023/24 | 253.25 | 126.25 | 1
2023/24 | 253.75 | 126.25 | 5
2023/24 | 254.25 | 126.25 | 7
2023/24 | 254.75 | 126.25 | 5
2023/24 | 255.25 | 126.25 | 7
2023/24 | 255.75 | 126.25 | 5
2023/24 | 256.25 | 126.25 | 3
2023/24 | 256.75 | 126.25 | 7
2023/24 | 257.25 | 126.25 | 6
2023/24 | 257.75 | 126.25 | 2
2023/24 | 258.25 | 126.25 | 10
2023/24 | 258.75 | 126.25 | 7
2023/24 | 259.25 | 126.25 | 13
2023/24 | 259.75 | 126.25 | 13
2023/24 | 260.25 | 126.25 | 16
2023/24 | 260.75 | 126.25 | 10
2023/24 | 261.25 | 126.25 | 11
2023/24 | 261.75 | 126.25 | 13
2023/24 | 262.25 | 126.25 | 11
2023/24 | 262.75 | 126.25 | 9
2023/24 | 263.25 | 126.25 | 13
2023/24 | 263.75 | 126.25 | 15
2023/24 | 264.25 | 126.25 | 16
2023/24 | 264.75 | 126.25 | 18
2023/24 | 265.25 | 126.25 | 16
2023/24 | 265.75 | 126.25 | 11
2023/24 | 266.25 | 126.25 | 25
2023/24 | 266.75 | 126.25 | 14
2023/24 | 267.25 | 126.25 | 13
2023/24 | 267.75 | 126.25 | 21
2023/24 | 268.25 | 126.25 | 15
2023/24 | 268.75 | 126.25 | 27
2023/24 | 269.25 | 126.25 | 25
2023/24 | 269.75 | 126.25 | 31
2023/24 | 270.25 | 126.25 | 27
2023/24 | 270.75 | 126.25 | 23
2023/24 | 271.25 | 126.25 | 33
2023/24 | 271.75 | 126.25 | 26
2023/24 | 272.25 | 126.25 | 31
2023/24 | 272.75 | 126.25 | 23
2023/24 | 273.25 | 126.25 | 32
2023/24 | 273.75 | 126.25 | 22
2023/24 | 274.25 | 126.25 | 35
2023/24 | 274.75 | 126.25 | 26
2023/24 | 275.25 | 126.25 | 26
2023/24 | 275.75 | 126.25 | 38
2023/24 | 276.25 | 126.25 | 22
2023/24 | 276.75 | 126.25 | 41
2023/24 | 277.25 | 126.25 | 40
2023/24 | 277.75 | 126.25 | 35
2023/24 | 278.25 | 126.25 | 47
2023/24 | 278.75 | 126.25 | 42
2023/24 | 279.25 | 126.25 | 38
2023/24 | 279.75 | 126.25 | 44
2023/24 | 280.25 | 126.25 | 49
2023/24 | 280.75 | 126.25 | 40
2023/24 | 281.25 | 126.25 | 47
2023/24 | 281.75 | 126.25 | 32
2023/24 | 282.25 | 126.25 | 39
2023/24 | 282.75 | 126.25 | 43
2023/24 | 283.25 | 126.25 | 60
2023/24 | 283.75 | 126.25 | 48
2023/24 | 284.25 | 126.25 | 52
2023/24 | 284.75 | 126.25 | 41
2023/24 | 285.25 | 126.25 | 54
2023/24 | 285.75 | 126.25 | 46
2023/24 | 286.25 | 126.25 | 54
2023/24 | 286.75 | 126.25 | 46
2023/24 | 287.25 | 126.25 | 58
2023/24 | 287.75 | 126.25 | 48
2023/24 | 288.25 | 126.25 | 57
2023/24 | 288.75 | 126.25 | 65
2023/24 | 289.25 | 126.25 | 60
2023/24 | 289.75 | 126.25 | 56
2023/24 | 290.25 | 126.25 | 60
2023/24 | 290.75 | 126.25 | 76
2023/24 | 291.25 | 126.25 | 66
2023/24 | 291.75 | 126.25 | 65
2023/24 | 292.25 | 126.25 | 70
2023/24 | 292.75 | 126.25 | 73
2023/24 | 293.25 | 126.25 | 72
2023/24 | 293.75 | 126.25 | 68
2023/24 | 294.25 | 126.25 | 71
2023/24 | 294.75 | 126.25 | 65
2023/24 | 295.25 | 126.25 | 64
2023/24 | 295.75 | 126.25 | 75
2023/24 | 296.25 | 126.25 | 68
2023/24 | 296.75 | 126.25 | 72
2023/24 | 297.25 | 126.25 | 66
2023/24 | 297.75 | 126.25 | 70
2023/24 | 298.25 | 126.25 | 62
2023/24 | 298.75 | 126.25 | 94
2023/24 | 299.25 | 126.25 | 80
2023/24 | 299.75 | 126.25 | 56
2023/24 | 300.25 | 126.25 | 64
2023/24 | 300.75 | 126.25 | 86
2023/24 | 301.25 | 126.25 | 90
2023/24 | 301.75 | 126.25 | 74
2023/24 | 302.25 | 126.25 | 83
2023/24 | 302.75 | 126.25 | 81
2023/24 | 303.25 | 126.25 | 71
2023/24 | 303.75 | 126.25 | 76
2023/24 | 304.25 | 126.25 | 66
2023/24 | 304.75 | 126.25 | 76
2023/24 | 305.25 | 126.25 | 88
2023/24 | 305.75 | 126.25 | 84
2023/24 | 306.25 | 126.25 | 76
2023/24 | 306.75 | 126.25 | 100
2023/24 | 307.25 | 126.25 | 71
2023/24 | 307.75 | 126.25 | 74
2023/24 | 308.25 | 126.25 | 75
2023/24 | 308.75 | 126.25 | 90
2023/24 | 309.25 | 126.25 | 87
2023/24 | 309.75 | 126.25 | 74
2023/24 | 310.25 | 126.25 | 84
2023/24 | 310.75 | 126.25 | 85
2023/24 | 311.25 | 126.25 | 86
2023/24 | 311.75 | 126.25 | 78
2023/24 | 312.25 | 126.25 | 84
2023/24 | 312.75 | 126.25 | 68
2023/24 | 313.25 | 126.25 | 82
2023/24 | 313.75 | 126.25 | 69
2023/24 | 314.25 | 126.25 | 81
2023/24 | 314.75 | 126.25 | 64
2023/24 | 315.25 | 126.25 | 67
2023/24 | 315.75 | 126.25 | 80
2023/24 | 316.25 | 126.25 | 71
2023/24 | 316.75 | 126.25 | 66
2023/24 | 317.25 | 126.25 | 71
2023/24 | 317.75 | 126.25 | 75
2023/24 | 318.25 | 126.25 | 67
2023/24 | 318.75 | 126.25 | 81
2023/24 | 319.25 | 126.25 | 56
2023/24 | 319.75 | 126.25 | 67
2023/24 | 320.25 | 126.25 | 64
2023/24 | 320.75 | 126.25 | 71
2023/24 | 321.25 | 126.25 | 68
2023/24 | 321.75 | 126.25 | 59
2023/24 | 322.25 | 126.25 | 76
2023/24 | 322.75 | 126.25 | 82
2023/24 | 323.25 | 126.25 | 73
2023/24 | 323.75 | 126.25 | 59
2023/24 | 324.25 | 126.25 | 74
2023/24 | 324.75 | 126.25 | 58
2023/24 | 325.25 | 126.25 | 65
2023/24 | 325.75 | 126.25 | 61
2023/24 | 326.25 | 126.25 | 82
2023/24 | 326.75 | 126.25 | 66
2023/24 | 327.25 | 126.25 | 63
2023/24 | 327.75 | 126.25 | 63
2023/24 | 328.25 | 126.25 | 55
2023/24 | 328.75 | 126.25 | 58
2023/24 | 329.25 | 126.25 | 69
2023/24 | 329.75 | 126.25 | 54
2023/24 | 330.25 | 126.25 | 63
2023/24 | 330.75 | 126.25 | 71
2023/24 | 331.25 | 126.25 | 56
2023/24 | 331.75 | 126.25 | 63
2023/24 | 332.25 | 126.25 | 66
2023/24 | 332.75 | 126.25 | 49
2023/24 | 333.25 | 126.25 | 60
2023/24 | 333.75 | 126.25 | 53
2023/24 | 334.25 | 126.25 | 49
2023/24 | 334.75 | 126.25 | 64
2023/24 | 335.25 | 126.25 | 51
2023/24 | 335.75 | 126.25 | 49
2023/24 | 336.25 | 126.25 | 59
2023/24 | 336.75 | 126.25 | 53
2023/24 | 337.25 | 126.25 | 60
2023/24 | 337.75 | 126.25 | 62
2023/24 | 338.25 | 126.25 | 54
2023/24 | 338.75 | 126.25 | 48
2023/24 | 339.25 | 126.25 | 52
2023/24 | 339.75 | 126.25 | 45
2023/24 | 340.25 | 126.25 | 43
2023/24 | 340.75 | 126.25 | 42
2023/24 | 341.25 | 126.25 | 60
2023/24 | 341.75 | 126.25 | 58
2023/24 | 342.25 | 126.25 | 47
2023/24 | 342.75 | 126.25 | 49
2023/24 | 343.25 | 126.25 | 33
2023/24 | 343.75 | 126.25 | 54
2023/24 | 344.25 | 126.25 | 42
2023/24 | 344.75 | 126.25 | 47
2023/24 | 345.25 | 126.25 | 40
2023/24 | 345.75 | 126.25 | 46
2023/24 | 346.25 | 126.25 | 46
2023/24 | 346.75 | 126.25 | 44
2023/24 | 347.25 | 126.25 | 43
2023/24 | 347.75 | 126.25 | 32
2023/24 | 348.25 | 126.25 | 49
2023/24 | 348.75 | 126.25 | 34
2023/24 | 349.25 | 126.25 | 47
2023/24 | 349.75 | 126.25 | 43
2023/24 | 350.25 | 126.25 | 29
2023/24 | 350.75 | 126.25 | 29
2023/24 | 351.25 | 126.25 | 31
2023/24 | 351.75 | 126.25 | 44
2023/24 | 352.25 | 126.25 | 39
2023/24 | 352.75 | 126.25 | 42
2023/24 | 353.25 | 126.25 | 41
2023/24 | 353.75 | 126.25 | 26
2023/24 | 354.25 | 126.25 | 41
2023/24 | 354.75 | 126.25 | 37
2023/24 | 355.25 | 126.25 | 36
2023/24 | 355.75 | 126.25 | 35
2023/24 | 356.25 | 126.25 | 36
2023/24 | 356.75 | 126.25 | 35
2023/24 | 357.25 | 126.25 | 27
2023/24 | 357.75 | 126.25 | 28
2023/24 | 358.25 | 126.25 | 26
2023/24 | 358.75 | 126.25 | 32
2023/24 | 359.25 | 126.25 | 33
2023/24 | 359.75 | 126.25 | 39
2023/24 | 360.25 | 126.25 | 25
2023/24 | 360.75 | 126.25 | 24
2023/24 | 361.25 | 126.25 | 35
2023/24 | 361.75 | 126.25 | 32
2023/24 | 362.25 | 126.25 | 33
2023/24 | 362.75 | 126.25 | 23
2023/24 | 363.25 | 126.25 | 28
2023/24 | 363.75 | 126.25 | 28
2023/24 | 364.25 | 126.25 | 21
2023/24 | 364.75 | 126.25 | 34
2023/24 | 365.25 | 126.25 | 29
2023/24 | 365.75 | 126.25 | 33
2023/24 | 366.25 | 126.25 | 29
2023/24 | 366.75 | 126.25 | 24
2023/24 | 367.25 | 126.25 | 24
2023/24 | 367.75 | 126.25 | 20
2023/24 | 368.25 | 126.25 | 21
2023/24 | 368.75 | 126.25 | 20
2023/24 | 369.25 | 126.25 | 18
2023/24 | 369.75 | 126.25 | 34
2023/24 | 370.25 | 126.25 | 21
2023/24 | 370.75 | 126.25 | 23
2023/24 | 371.25 | 126.25 | 19
2023/24 | 371.75 | 126.25 | 25
2023/24 | 372.25 | 126.25 | 17
2023/24 | 372.75 | 126.25 | 16
2023/24 | 373.25 | 126.25 | 21
2023/24 | 373.75 | 126.25 | 21
2023/24 | 374.25 | 126.25 | 13
2023/24 | 374.75 | 126.25 | 19
2023/24 | 375.25 | 126.25 | 19
2023/24 | 375.75 | 126.25 | 16
2023/24 | 376.25 | 126.25 | 21
2023/24 | 376.75 | 126.25 | 16
2023/24 | 377.25 | 126.25 | 16
2023/24 | 377.75 | 126.25 | 12
2023/24 | 378.25 | 126.25 | 21
2023/24 | 378.75 | 126.25 | 21
2023/24 | 379.25 | 126.25 | 16
2023/24 | 379.75 | 126.25 | 15
2023/24 | 380.25 | 126.25 | 10
2023/24 | 380.75 | 126.25 | 18
2023/24 | 381.25 | 126.25 | 15
2023/24 | 381.75 | 126.25 | 14
2023/24 | 382.25 | 126.25 | 12
2023/24 | 382.75 | 126.25 | 14
2023/24 | 383.25 | 126.25 | 14
2023/24 | 383.75 | 126.25 | 19
2023/24 | 384.25 | 126.25 | 18
2023/24 | 384.75 | 126.25 | 7
2023/24 | 385.25 | 126.25 | 10
2023/24 | 385.75 | 126.25 | 15
2023/24 | 386.25 | 126.25 | 12
2023/24 | 386.75 | 126.25 | 7
2023/24 | 387.25 | 126.25 | 6
2023/24 | 387.75 | 126.25 | 17
2023/24 | 388.25 | 126.25 | 13
2023/24 | 388.75 | 126.25 | 11
2023/24 | 389.25 | 126.25 | 7
2023/24 | 389.75 | 126.25 | 7
2023/24 | 390.25 | 126.25 | 14
2023/24 | 390.75 | 126.25 | 12
2023/24 | 391.25 | 126.25 | 13
2023/24 | 391.75 | 126.25 | 7
2023/24 | 392.25 | 126.25 | 7
2023/24 | 392.75 | 126.25 | 6
2023/24 | 393.25 | 126.25 | 6
2023/24 | 393.75 | 126.25 | 8
2023/24 | 394.25 | 126.25 | 8
2023/24 | 394.75 | 126.25 | 8
2023/24 | 395.25 | 126.25 | 9
2023/24 | 395.75 | 126.25 | 9
2023/24 | 396.25 | 126.25 | 6
2023/24 | 396.75 | 126.25 | 7
2023/24 | 397.25 | 126.25 | 1
2023/24 | 397.75 | 126.25 | 12
2023/24 | 398.25 | 126.25 | 6
2023/24 | 398.75 | 126.25 | 6
2023/24 | 399.25 | 126.25 | 8
2023/24 | 399.75 | 126.25 | 10
2023/24 | 400.25 | 126.25 | 4
2023/24 | 400.75 | 126.25 | 9
2023/24 | 401.25 | 126.25 | 9
2023/24 | 401.75 | 126.25 | 5
2023/24 | 402.25 | 126.25 | 11
2023/24 | 402.75 | 126.25 | 10
2023/24 | 403.25 | 126.25 | 5
2023/24 | 403.75 | 126.25 | 5
2023/24 | 404.25 | 126.25 | 6
2023/24 | 404.75 | 126.25 | 5
2023/24 | 405.25 | 126.25 | 6
2023/24 | 405.75 | 126.25 | 4
2023/24 | 406.25 | 126.25 | 6
2023/24 | 406.75 | 126.25 | 3
2023/24 | 407.25 | 126.25 | 8
2023/24 | 407.75 | 126.25 | 2
2023/24 | 408.25 | 126.25 | 1
2023/24 | 408.75 | 126.25 | 3
2023/24 | 409.75 | 126.25 | 5
2023/24 | 410.25 | 126.25 | 1
2023/24 | 410.75 | 126.25 | 6
2023/24 | 411.25 | 126.25 | 2
2023/24 | 411.75 | 126.25 | 1
2023/24 | 412.25 | 126.25 | 3
2023/24 | 412.75 | 126.25 | 3
2023/24 | 413.25 | 126.25 | 2
2023/24 | 413.75 | 126.25 | 3
2023/24 | 414.25 | 126.25 | 3
2023/24 | 414.75 | 126.25 | 4
2023/24 | 415.25 | 126.25 | 1
2023/24 | 415.75 | 126.25 | 3
2023/24 | 416.25 | 126.25 | 3
2023/24 | 416.75 | 126.25 | 6
2023/24 | 417.25 | 126.25 | 1
2023/24 | 417.75 | 126.25 | 5
2023/24 | 418.25 | 126.25 | 1
2023/24 | 418.75 | 126.25 | 3
2023/24 | 419.25 | 126.25 | 3
2023/24 | 419.75 | 126.25 | 3
2023/24 | 420.25 | 126.25 | 4
2023/24 | 420.75 | 126.25 | 2
2023/24 | 421.25 | 126.25 | 1
2023/24 | 421.75 | 126.25 | 1
2023/24 | 422.25 | 126.25 | 3
2023/24 | 422.75 | 126.25 | 2
2023/24 | 423.25 | 126.25 | 2
2023/24 | 423.75 | 126.25 | 4
2023/24 | 424.25 | 126.25 | 2
2023/24 | 424.75 | 126.25 | 3
2023/24 | 425.25 | 126.25 | 1
2023/24 | 425.75 | 126.25 | 3
2023/24 | 426.25 | 126.25 | 1
2023/24 | 426.75 | 126.25 | 2
2023/24 | 427.25 | 126.25 | 1
2023/24 | 429.25 | 126.25 | 2
2023/24 | 429.75 | 126.25 | 1
2023/24 | 430.75 | 126.25 | 2
2023/24 | 431.75 | 126.25 | 1
2023/24 | 432.25 | 126.25 | 1
2023/24 | 432.75 | 126.25 | 1
2023/24 | 433.25 | 126.25 | 2
2023/24 | 433.75 | 126.25 | 1
2023/24 | 434.25 | 126.25 | 2
2023/24 | 434.75 | 126.25 | 2
2023/24 | 435.25 | 126.25 | 1
2023/24 | 435.75 | 126.25 | 2
2023/24 | 436.75 | 126.25 | 2
2023/24 | 437.25 | 126.25 | 1
2023/24 | 437.75 | 126.25 | 1
2023/24 | 438.25 | 126.25 | 1
2023/24 | 438.75 | 126.25 | 2
2023/24 | 439.25 | 126.25 | 1
2023/24 | 439.75 | 126.25 | 1
2023/24 | 440.75 | 126.25 | 1
2023/24 | 441.25 | 126.25 | 1
2023/24 | 441.75 | 126.25 | 2
2023/24 | 442.25 | 126.25 | 1
2023/24 | 444.75 | 126.25 | 1
2023/24 | 445.75 | 126.25 | 3
2023/24 | 446.75 | 126.25 | 1
2023/24 | 447.75 | 126.25 | 1
2023/24 | 449.25 | 126.25 | 1
2023/24 | 452.75 | 126.25 | 1
2023/24 | 453.75 | 126.25 | 1
2023/24 | 454.25 | 126.25 | 1
2023/24 | 454.75 | 126.25 | 1
2023/24 | 456.75 | 126.25 | 1
2023/24 | 458.25 | 126.25 | 2
2023/24 | 462.75 | 126.25 | 1
2023/24 | 466.25 | 126.25 | 1
2023/24 | 469.75 | 126.25 | 1
2023/24 | 471.25 | 126.25 | 1
2023/24 | 480.75 | 126.25 | 1
2023/24 | 487.25 | 126.25 | 1
2023/24 | 488.75 | 126.25 | 1
2023/24 | 498.75 | 126.25 | 1
2023/24 | 514.75 | 126.25 | 1
2023/24 | 197.75 | 126.75 | 1
2023/24 | 205.75 | 126.75 | 1
2023/24 | 206.75 | 126.75 | 1
2023/24 | 208.25 | 126.75 | 1
2023/24 | 210.25 | 126.75 | 1
2023/24 | 211.75 | 126.75 | 1
2023/24 | 213.75 | 126.75 | 1
2023/24 | 214.25 | 126.75 | 1
2023/24 | 215.75 | 126.75 | 1
2023/24 | 216.25 | 126.75 | 1
2023/24 | 216.75 | 126.75 | 1
2023/24 | 219.25 | 126.75 | 1
2023/24 | 221.75 | 126.75 | 1
2023/24 | 224.75 | 126.75 | 1
2023/24 | 225.75 | 126.75 | 2
2023/24 | 226.25 | 126.75 | 1
2023/24 | 230.25 | 126.75 | 1
2023/24 | 231.25 | 126.75 | 1
2023/24 | 232.75 | 126.75 | 1
2023/24 | 233.75 | 126.75 | 1
2023/24 | 234.25 | 126.75 | 1
2023/24 | 234.75 | 126.75 | 1
2023/24 | 235.75 | 126.75 | 1
2023/24 | 236.25 | 126.75 | 1
2023/24 | 236.75 | 126.75 | 2
2023/24 | 237.25 | 126.75 | 4
2023/24 | 237.75 | 126.75 | 2
2023/24 | 238.25 | 126.75 | 4
2023/24 | 239.25 | 126.75 | 1
2023/24 | 239.75 | 126.75 | 2
2023/24 | 240.25 | 126.75 | 1
2023/24 | 240.75 | 126.75 | 3
2023/24 | 241.25 | 126.75 | 2
2023/24 | 241.75 | 126.75 | 1
2023/24 | 242.75 | 126.75 | 4
2023/24 | 243.25 | 126.75 | 1
2023/24 | 243.75 | 126.75 | 1
2023/24 | 244.25 | 126.75 | 3
2023/24 | 244.75 | 126.75 | 2
2023/24 | 245.75 | 126.75 | 1
2023/24 | 246.25 | 126.75 | 5
2023/24 | 246.75 | 126.75 | 3
2023/24 | 247.25 | 126.75 | 3
2023/24 | 247.75 | 126.75 | 2
2023/24 | 248.25 | 126.75 | 1
2023/24 | 248.75 | 126.75 | 6
2023/24 | 249.25 | 126.75 | 3
2023/24 | 249.75 | 126.75 | 5
2023/24 | 250.25 | 126.75 | 1
2023/24 | 250.75 | 126.75 | 2
2023/24 | 251.25 | 126.75 | 5
2023/24 | 251.75 | 126.75 | 4
2023/24 | 252.25 | 126.75 | 3
2023/24 | 252.75 | 126.75 | 4
2023/24 | 253.25 | 126.75 | 3
2023/24 | 253.75 | 126.75 | 6
2023/24 | 254.25 | 126.75 | 2
2023/24 | 254.75 | 126.75 | 9
2023/24 | 255.25 | 126.75 | 5
2023/24 | 255.75 | 126.75 | 1
2023/24 | 256.25 | 126.75 | 7
2023/24 | 256.75 | 126.75 | 11
2023/24 | 257.25 | 126.75 | 6
2023/24 | 257.75 | 126.75 | 7
2023/24 | 258.25 | 126.75 | 9
2023/24 | 258.75 | 126.75 | 9
2023/24 | 259.25 | 126.75 | 8
2023/24 | 259.75 | 126.75 | 7
2023/24 | 260.25 | 126.75 | 3
2023/24 | 260.75 | 126.75 | 8
2023/24 | 261.25 | 126.75 | 11
2023/24 | 261.75 | 126.75 | 8
2023/24 | 262.25 | 126.75 | 8
2023/24 | 262.75 | 126.75 | 14
2023/24 | 263.25 | 126.75 | 13
2023/24 | 263.75 | 126.75 | 15
2023/24 | 264.25 | 126.75 | 11
2023/24 | 264.75 | 126.75 | 11
2023/24 | 265.25 | 126.75 | 22
2023/24 | 265.75 | 126.75 | 14
2023/24 | 266.25 | 126.75 | 14
2023/24 | 266.75 | 126.75 | 19
2023/24 | 267.25 | 126.75 | 15
2023/24 | 267.75 | 126.75 | 7
2023/24 | 268.25 | 126.75 | 15
2023/24 | 268.75 | 126.75 | 16
2023/24 | 269.25 | 126.75 | 18
2023/24 | 269.75 | 126.75 | 26
2023/24 | 270.25 | 126.75 | 14
2023/24 | 270.75 | 126.75 | 22
2023/24 | 271.25 | 126.75 | 12
2023/24 | 271.75 | 126.75 | 17
2023/24 | 272.25 | 126.75 | 14
2023/24 | 272.75 | 126.75 | 21
2023/24 | 273.25 | 126.75 | 25
2023/24 | 273.75 | 126.75 | 31
2023/24 | 274.25 | 126.75 | 21
2023/24 | 274.75 | 126.75 | 23
2023/24 | 275.25 | 126.75 | 23
2023/24 | 275.75 | 126.75 | 30
2023/24 | 276.25 | 126.75 | 31
2023/24 | 276.75 | 126.75 | 24
2023/24 | 277.25 | 126.75 | 33
2023/24 | 277.75 | 126.75 | 35
2023/24 | 278.25 | 126.75 | 26
2023/24 | 278.75 | 126.75 | 47
2023/24 | 279.25 | 126.75 | 42
2023/24 | 279.75 | 126.75 | 27
2023/24 | 280.25 | 126.75 | 47
2023/24 | 280.75 | 126.75 | 30
2023/24 | 281.25 | 126.75 | 34
2023/24 | 281.75 | 126.75 | 36
2023/24 | 282.25 | 126.75 | 44
2023/24 | 282.75 | 126.75 | 42
2023/24 | 283.25 | 126.75 | 36
2023/24 | 283.75 | 126.75 | 44
2023/24 | 284.25 | 126.75 | 43
2023/24 | 284.75 | 126.75 | 48
2023/24 | 285.25 | 126.75 | 38
2023/24 | 285.75 | 126.75 | 48
2023/24 | 286.25 | 126.75 | 54
2023/24 | 286.75 | 126.75 | 37
2023/24 | 287.25 | 126.75 | 66
2023/24 | 287.75 | 126.75 | 44
2023/24 | 288.25 | 126.75 | 50
2023/24 | 288.75 | 126.75 | 59
2023/24 | 289.25 | 126.75 | 42
2023/24 | 289.75 | 126.75 | 61
2023/24 | 290.25 | 126.75 | 53
2023/24 | 290.75 | 126.75 | 55
2023/24 | 291.25 | 126.75 | 63
2023/24 | 291.75 | 126.75 | 68
2023/24 | 292.25 | 126.75 | 69
2023/24 | 292.75 | 126.75 | 52
2023/24 | 293.25 | 126.75 | 61
2023/24 | 293.75 | 126.75 | 38
2023/24 | 294.25 | 126.75 | 52
2023/24 | 294.75 | 126.75 | 63
2023/24 | 295.25 | 126.75 | 47
2023/24 | 295.75 | 126.75 | 68
2023/24 | 296.25 | 126.75 | 62
2023/24 | 296.75 | 126.75 | 67
2023/24 | 297.25 | 126.75 | 72
2023/24 | 297.75 | 126.75 | 71
2023/24 | 298.25 | 126.75 | 64
2023/24 | 298.75 | 126.75 | 78
2023/24 | 299.25 | 126.75 | 66
2023/24 | 299.75 | 126.75 | 59
2023/24 | 300.25 | 126.75 | 70
2023/24 | 300.75 | 126.75 | 69
2023/24 | 301.25 | 126.75 | 60
2023/24 | 301.75 | 126.75 | 64
2023/24 | 302.25 | 126.75 | 66
2023/24 | 302.75 | 126.75 | 69
2023/24 | 303.25 | 126.75 | 77
2023/24 | 303.75 | 126.75 | 67
2023/24 | 304.25 | 126.75 | 78
2023/24 | 304.75 | 126.75 | 64
2023/24 | 305.25 | 126.75 | 70
2023/24 | 305.75 | 126.75 | 78
2023/24 | 306.25 | 126.75 | 71
2023/24 | 306.75 | 126.75 | 74
2023/24 | 307.25 | 126.75 | 83
2023/24 | 307.75 | 126.75 | 76
2023/24 | 308.25 | 126.75 | 80
2023/24 | 308.75 | 126.75 | 63
2023/24 | 309.25 | 126.75 | 72
2023/24 | 309.75 | 126.75 | 58
2023/24 | 310.25 | 126.75 | 73
2023/24 | 310.75 | 126.75 | 65
2023/24 | 311.25 | 126.75 | 82
2023/24 | 311.75 | 126.75 | 74
2023/24 | 312.25 | 126.75 | 76
2023/24 | 312.75 | 126.75 | 73
2023/24 | 313.25 | 126.75 | 67
2023/24 | 313.75 | 126.75 | 69
2023/24 | 314.25 | 126.75 | 63
2023/24 | 314.75 | 126.75 | 83
2023/24 | 315.25 | 126.75 | 78
2023/24 | 315.75 | 126.75 | 67
2023/24 | 316.25 | 126.75 | 62
2023/24 | 316.75 | 126.75 | 59
2023/24 | 317.25 | 126.75 | 83
2023/24 | 317.75 | 126.75 | 64
2023/24 | 318.25 | 126.75 | 73
2023/24 | 318.75 | 126.75 | 72
2023/24 | 319.25 | 126.75 | 71
2023/24 | 319.75 | 126.75 | 68
2023/24 | 320.25 | 126.75 | 69
2023/24 | 320.75 | 126.75 | 62
2023/24 | 321.25 | 126.75 | 74
2023/24 | 321.75 | 126.75 | 67
2023/24 | 322.25 | 126.75 | 80
2023/24 | 322.75 | 126.75 | 76
2023/24 | 323.25 | 126.75 | 55
2023/24 | 323.75 | 126.75 | 63
2023/24 | 324.25 | 126.75 | 69
2023/24 | 324.75 | 126.75 | 54
2023/24 | 325.25 | 126.75 | 49
2023/24 | 325.75 | 126.75 | 67
2023/24 | 326.25 | 126.75 | 65
2023/24 | 326.75 | 126.75 | 57
2023/24 | 327.25 | 126.75 | 57
2023/24 | 327.75 | 126.75 | 64
2023/24 | 328.25 | 126.75 | 61
2023/24 | 328.75 | 126.75 | 75
2023/24 | 329.25 | 126.75 | 58
2023/24 | 329.75 | 126.75 | 59
2023/24 | 330.25 | 126.75 | 60
2023/24 | 330.75 | 126.75 | 59
2023/24 | 331.25 | 126.75 | 61
2023/24 | 331.75 | 126.75 | 64
2023/24 | 332.25 | 126.75 | 52
2023/24 | 332.75 | 126.75 | 54
2023/24 | 333.25 | 126.75 | 69
2023/24 | 333.75 | 126.75 | 47
2023/24 | 334.25 | 126.75 | 45
2023/24 | 334.75 | 126.75 | 60
2023/24 | 335.25 | 126.75 | 67
2023/24 | 335.75 | 126.75 | 58
2023/24 | 336.25 | 126.75 | 32
2023/24 | 336.75 | 126.75 | 39
2023/24 | 337.25 | 126.75 | 59
2023/24 | 337.75 | 126.75 | 49
2023/24 | 338.25 | 126.75 | 58
2023/24 | 338.75 | 126.75 | 48
2023/24 | 339.25 | 126.75 | 52
2023/24 | 339.75 | 126.75 | 51
2023/24 | 340.25 | 126.75 | 48
2023/24 | 340.75 | 126.75 | 53
2023/24 | 341.25 | 126.75 | 56
2023/24 | 341.75 | 126.75 | 41
2023/24 | 342.25 | 126.75 | 56
2023/24 | 342.75 | 126.75 | 58
2023/24 | 343.25 | 126.75 | 46
2023/24 | 343.75 | 126.75 | 52
2023/24 | 344.25 | 126.75 | 43
2023/24 | 344.75 | 126.75 | 58
2023/24 | 345.25 | 126.75 | 46
2023/24 | 345.75 | 126.75 | 50
2023/24 | 346.25 | 126.75 | 38
2023/24 | 346.75 | 126.75 | 39
2023/24 | 347.25 | 126.75 | 50
2023/24 | 347.75 | 126.75 | 31
2023/24 | 348.25 | 126.75 | 38
2023/24 | 348.75 | 126.75 | 39
2023/24 | 349.25 | 126.75 | 45
2023/24 | 349.75 | 126.75 | 42
2023/24 | 350.25 | 126.75 | 49
2023/24 | 350.75 | 126.75 | 34
2023/24 | 351.25 | 126.75 | 36
2023/24 | 351.75 | 126.75 | 31
2023/24 | 352.25 | 126.75 | 41
2023/24 | 352.75 | 126.75 | 38
2023/24 | 353.25 | 126.75 | 40
2023/24 | 353.75 | 126.75 | 31
2023/24 | 354.25 | 126.75 | 41
2023/24 | 354.75 | 126.75 | 41
2023/24 | 355.25 | 126.75 | 35
2023/24 | 355.75 | 126.75 | 37
2023/24 | 356.25 | 126.75 | 26
2023/24 | 356.75 | 126.75 | 38
2023/24 | 357.25 | 126.75 | 31
2023/24 | 357.75 | 126.75 | 29
2023/24 | 358.25 | 126.75 | 42
2023/24 | 358.75 | 126.75 | 29
2023/24 | 359.25 | 126.75 | 29
2023/24 | 359.75 | 126.75 | 23
2023/24 | 360.25 | 126.75 | 38
2023/24 | 360.75 | 126.75 | 35
2023/24 | 361.25 | 126.75 | 34
2023/24 | 361.75 | 126.75 | 18
2023/24 | 362.25 | 126.75 | 33
2023/24 | 362.75 | 126.75 | 27
2023/24 | 363.25 | 126.75 | 22
2023/24 | 363.75 | 126.75 | 21
2023/24 | 364.25 | 126.75 | 24
2023/24 | 364.75 | 126.75 | 26
2023/24 | 365.25 | 126.75 | 30
2023/24 | 365.75 | 126.75 | 30
2023/24 | 366.25 | 126.75 | 29
2023/24 | 366.75 | 126.75 | 17
2023/24 | 367.25 | 126.75 | 23
2023/24 | 367.75 | 126.75 | 24
2023/24 | 368.25 | 126.75 | 23
2023/24 | 368.75 | 126.75 | 24
2023/24 | 369.25 | 126.75 | 23
2023/24 | 369.75 | 126.75 | 26
2023/24 | 370.25 | 126.75 | 31
2023/24 | 370.75 | 126.75 | 21
2023/24 | 371.25 | 126.75 | 21
2023/24 | 371.75 | 126.75 | 17
2023/24 | 372.25 | 126.75 | 21
2023/24 | 372.75 | 126.75 | 20
2023/24 | 373.25 | 126.75 | 16
2023/24 | 373.75 | 126.75 | 17
2023/24 | 374.25 | 126.75 | 28
2023/24 | 374.75 | 126.75 | 20
2023/24 | 375.25 | 126.75 | 18
2023/24 | 375.75 | 126.75 | 20
2023/24 | 376.25 | 126.75 | 27
2023/24 | 376.75 | 126.75 | 16
2023/24 | 377.25 | 126.75 | 8
2023/24 | 377.75 | 126.75 | 21
2023/24 | 378.25 | 126.75 | 20
2023/24 | 378.75 | 126.75 | 26
2023/24 | 379.25 | 126.75 | 8
2023/24 | 379.75 | 126.75 | 14
2023/24 | 380.25 | 126.75 | 16
2023/24 | 380.75 | 126.75 | 14
2023/24 | 381.25 | 126.75 | 11
2023/24 | 381.75 | 126.75 | 18
2023/24 | 382.25 | 126.75 | 14
2023/24 | 382.75 | 126.75 | 12
2023/24 | 383.25 | 126.75 | 18
2023/24 | 383.75 | 126.75 | 14
2023/24 | 384.25 | 126.75 | 18
2023/24 | 384.75 | 126.75 | 7
2023/24 | 385.25 | 126.75 | 13
2023/24 | 385.75 | 126.75 | 18
2023/24 | 386.25 | 126.75 | 12
2023/24 | 386.75 | 126.75 | 15
2023/24 | 387.25 | 126.75 | 10
2023/24 | 387.75 | 126.75 | 4
2023/24 | 388.25 | 126.75 | 12
2023/24 | 388.75 | 126.75 | 12
2023/24 | 389.25 | 126.75 | 13
2023/24 | 389.75 | 126.75 | 8
2023/24 | 390.25 | 126.75 | 5
2023/24 | 390.75 | 126.75 | 9
2023/24 | 391.25 | 126.75 | 13
2023/24 | 391.75 | 126.75 | 6
2023/24 | 392.25 | 126.75 | 9
2023/24 | 392.75 | 126.75 | 10
2023/24 | 393.25 | 126.75 | 10
2023/24 | 393.75 | 126.75 | 12
2023/24 | 394.25 | 126.75 | 10
2023/24 | 394.75 | 126.75 | 4
2023/24 | 395.25 | 126.75 | 13
2023/24 | 395.75 | 126.75 | 9
2023/24 | 396.25 | 126.75 | 13
2023/24 | 396.75 | 126.75 | 11
2023/24 | 397.25 | 126.75 | 9
2023/24 | 397.75 | 126.75 | 7
2023/24 | 398.25 | 126.75 | 6
2023/24 | 398.75 | 126.75 | 4
2023/24 | 399.25 | 126.75 | 7
2023/24 | 399.75 | 126.75 | 8
2023/24 | 400.25 | 126.75 | 11
2023/24 | 400.75 | 126.75 | 2
2023/24 | 401.25 | 126.75 | 5
2023/24 | 401.75 | 126.75 | 6
2023/24 | 402.25 | 126.75 | 6
2023/24 | 402.75 | 126.75 | 4
2023/24 | 403.25 | 126.75 | 4
2023/24 | 403.75 | 126.75 | 7
2023/24 | 404.25 | 126.75 | 4
2023/24 | 404.75 | 126.75 | 5
2023/24 | 405.25 | 126.75 | 6
2023/24 | 405.75 | 126.75 | 4
2023/24 | 406.25 | 126.75 | 5
2023/24 | 406.75 | 126.75 | 2
2023/24 | 407.25 | 126.75 | 5
2023/24 | 407.75 | 126.75 | 7
2023/24 | 408.25 | 126.75 | 2
2023/24 | 408.75 | 126.75 | 3
2023/24 | 409.25 | 126.75 | 5
2023/24 | 409.75 | 126.75 | 7
2023/24 | 410.25 | 126.75 | 4
2023/24 | 410.75 | 126.75 | 4
2023/24 | 411.25 | 126.75 | 6
2023/24 | 411.75 | 126.75 | 1
2023/24 | 412.25 | 126.75 | 4
2023/24 | 412.75 | 126.75 | 3
2023/24 | 413.25 | 126.75 | 2
2023/24 | 413.75 | 126.75 | 5
2023/24 | 414.25 | 126.75 | 3
2023/24 | 414.75 | 126.75 | 2
2023/24 | 415.25 | 126.75 | 5
2023/24 | 415.75 | 126.75 | 1
2023/24 | 416.25 | 126.75 | 2
2023/24 | 416.75 | 126.75 | 3
2023/24 | 417.25 | 126.75 | 6
2023/24 | 417.75 | 126.75 | 1
2023/24 | 418.25 | 126.75 | 2
2023/24 | 418.75 | 126.75 | 3
2023/24 | 419.25 | 126.75 | 5
2023/24 | 419.75 | 126.75 | 3
2023/24 | 420.25 | 126.75 | 1
2023/24 | 420.75 | 126.75 | 4
2023/24 | 421.25 | 126.75 | 3
2023/24 | 421.75 | 126.75 | 2
2023/24 | 422.25 | 126.75 | 3
2023/24 | 422.75 | 126.75 | 4
2023/24 | 423.25 | 126.75 | 2
2023/24 | 423.75 | 126.75 | 3
2023/24 | 424.25 | 126.75 | 2
2023/24 | 424.75 | 126.75 | 2
2023/24 | 425.25 | 126.75 | 2
2023/24 | 425.75 | 126.75 | 4
2023/24 | 426.25 | 126.75 | 1
2023/24 | 426.75 | 126.75 | 2
2023/24 | 427.25 | 126.75 | 1
2023/24 | 427.75 | 126.75 | 1
2023/24 | 428.25 | 126.75 | 1
2023/24 | 428.75 | 126.75 | 1
2023/24 | 429.25 | 126.75 | 2
2023/24 | 430.75 | 126.75 | 1
2023/24 | 431.25 | 126.75 | 2
2023/24 | 431.75 | 126.75 | 2
2023/24 | 432.25 | 126.75 | 1
2023/24 | 433.25 | 126.75 | 1
2023/24 | 433.75 | 126.75 | 2
2023/24 | 434.25 | 126.75 | 1
2023/24 | 434.75 | 126.75 | 1
2023/24 | 436.25 | 126.75 | 1
2023/24 | 437.25 | 126.75 | 1
2023/24 | 437.75 | 126.75 | 1
2023/24 | 440.25 | 126.75 | 2
2023/24 | 442.25 | 126.75 | 1
2023/24 | 442.75 | 126.75 | 1
2023/24 | 443.75 | 126.75 | 1
2023/24 | 444.25 | 126.75 | 1
2023/24 | 444.75 | 126.75 | 1
2023/24 | 446.25 | 126.75 | 1
2023/24 | 446.75 | 126.75 | 2
2023/24 | 447.75 | 126.75 | 1
2023/24 | 448.25 | 126.75 | 2
2023/24 | 448.75 | 126.75 | 1
2023/24 | 451.25 | 126.75 | 1
2023/24 | 451.75 | 126.75 | 1
2023/24 | 454.25 | 126.75 | 1
2023/24 | 455.25 | 126.75 | 2
2023/24 | 455.75 | 126.75 | 1
2023/24 | 457.25 | 126.75 | 1
2023/24 | 459.25 | 126.75 | 1
2023/24 | 459.75 | 126.75 | 1
2023/24 | 471.25 | 126.75 | 1
2023/24 | 472.75 | 126.75 | 2
2023/24 | 477.25 | 126.75 | 1
2023/24 | 478.75 | 126.75 | 1
2023/24 | 497.25 | 126.75 | 1
2023/24 | 518.25 | 126.75 | 1
2023/24 | 199.75 | 127.25 | 2
2023/24 | 205.25 | 127.25 | 1
2023/24 | 213.75 | 127.25 | 1
2023/24 | 214.25 | 127.25 | 1
2023/24 | 218.25 | 127.25 | 1
2023/24 | 221.75 | 127.25 | 1
2023/24 | 222.25 | 127.25 | 1
2023/24 | 223.75 | 127.25 | 2
2023/24 | 224.25 | 127.25 | 2
2023/24 | 224.75 | 127.25 | 1
2023/24 | 225.75 | 127.25 | 1
2023/24 | 230.25 | 127.25 | 2
2023/24 | 230.75 | 127.25 | 1
2023/24 | 231.25 | 127.25 | 1
2023/24 | 231.75 | 127.25 | 1
2023/24 | 232.25 | 127.25 | 2
2023/24 | 232.75 | 127.25 | 2
2023/24 | 233.75 | 127.25 | 1
2023/24 | 234.75 | 127.25 | 1
2023/24 | 235.75 | 127.25 | 1
2023/24 | 237.75 | 127.25 | 2
2023/24 | 238.75 | 127.25 | 2
2023/24 | 239.75 | 127.25 | 4
2023/24 | 240.75 | 127.25 | 3
2023/24 | 241.25 | 127.25 | 3
2023/24 | 242.25 | 127.25 | 2
2023/24 | 242.75 | 127.25 | 5
2023/24 | 243.25 | 127.25 | 1
2023/24 | 243.75 | 127.25 | 3
2023/24 | 244.25 | 127.25 | 2
2023/24 | 244.75 | 127.25 | 2
2023/24 | 245.75 | 127.25 | 1
2023/24 | 246.25 | 127.25 | 2
2023/24 | 247.25 | 127.25 | 2
2023/24 | 247.75 | 127.25 | 2
2023/24 | 248.75 | 127.25 | 2
2023/24 | 249.25 | 127.25 | 2
2023/24 | 249.75 | 127.25 | 1
2023/24 | 250.25 | 127.25 | 4
2023/24 | 250.75 | 127.25 | 4
2023/24 | 251.25 | 127.25 | 2
2023/24 | 251.75 | 127.25 | 8
2023/24 | 252.25 | 127.25 | 3
2023/24 | 252.75 | 127.25 | 4
2023/24 | 253.25 | 127.25 | 3
2023/24 | 253.75 | 127.25 | 4
2023/24 | 254.25 | 127.25 | 6
2023/24 | 254.75 | 127.25 | 8
2023/24 | 255.25 | 127.25 | 5
2023/24 | 255.75 | 127.25 | 4
2023/24 | 256.25 | 127.25 | 3
2023/24 | 256.75 | 127.25 | 6
2023/24 | 257.25 | 127.25 | 7
2023/24 | 257.75 | 127.25 | 5
2023/24 | 258.25 | 127.25 | 3
2023/24 | 258.75 | 127.25 | 7
2023/24 | 259.25 | 127.25 | 5
2023/24 | 259.75 | 127.25 | 4
2023/24 | 260.25 | 127.25 | 6
2023/24 | 260.75 | 127.25 | 11
2023/24 | 261.25 | 127.25 | 6
2023/24 | 261.75 | 127.25 | 8
2023/24 | 262.25 | 127.25 | 7
2023/24 | 262.75 | 127.25 | 10
2023/24 | 263.25 | 127.25 | 10
2023/24 | 263.75 | 127.25 | 11
2023/24 | 264.25 | 127.25 | 10
2023/24 | 264.75 | 127.25 | 12
2023/24 | 265.25 | 127.25 | 10
2023/24 | 265.75 | 127.25 | 7
2023/24 | 266.25 | 127.25 | 10
2023/24 | 266.75 | 127.25 | 11
2023/24 | 267.25 | 127.25 | 13
2023/24 | 267.75 | 127.25 | 14
2023/24 | 268.25 | 127.25 | 13
2023/24 | 268.75 | 127.25 | 6
2023/24 | 269.25 | 127.25 | 12
2023/24 | 269.75 | 127.25 | 19
2023/24 | 270.25 | 127.25 | 22
2023/24 | 270.75 | 127.25 | 22
2023/24 | 271.25 | 127.25 | 21
2023/24 | 271.75 | 127.25 | 21
2023/24 | 272.25 | 127.25 | 18
2023/24 | 272.75 | 127.25 | 21
2023/24 | 273.25 | 127.25 | 13
2023/24 | 273.75 | 127.25 | 16
2023/24 | 274.25 | 127.25 | 16
2023/24 | 274.75 | 127.25 | 11
2023/24 | 275.25 | 127.25 | 17
2023/24 | 275.75 | 127.25 | 18
2023/24 | 276.25 | 127.25 | 26
2023/24 | 276.75 | 127.25 | 24
2023/24 | 277.25 | 127.25 | 28
2023/24 | 277.75 | 127.25 | 22
2023/24 | 278.25 | 127.25 | 20
2023/24 | 278.75 | 127.25 | 32
2023/24 | 279.25 | 127.25 | 41
2023/24 | 279.75 | 127.25 | 32
2023/24 | 280.25 | 127.25 | 33
2023/24 | 280.75 | 127.25 | 26
2023/24 | 281.25 | 127.25 | 30
2023/24 | 281.75 | 127.25 | 32
2023/24 | 282.25 | 127.25 | 37
2023/24 | 282.75 | 127.25 | 36
2023/24 | 283.25 | 127.25 | 36
2023/24 | 283.75 | 127.25 | 30
2023/24 | 284.25 | 127.25 | 36
2023/24 | 284.75 | 127.25 | 33
2023/24 | 285.25 | 127.25 | 40
2023/24 | 285.75 | 127.25 | 40
2023/24 | 286.25 | 127.25 | 35
2023/24 | 286.75 | 127.25 | 38
2023/24 | 287.25 | 127.25 | 42
2023/24 | 287.75 | 127.25 | 48
2023/24 | 288.25 | 127.25 | 37
2023/24 | 288.75 | 127.25 | 47
2023/24 | 289.25 | 127.25 | 56
2023/24 | 289.75 | 127.25 | 52
2023/24 | 290.25 | 127.25 | 44
2023/24 | 290.75 | 127.25 | 46
2023/24 | 291.25 | 127.25 | 40
2023/24 | 291.75 | 127.25 | 45
2023/24 | 292.25 | 127.25 | 60
2023/24 | 292.75 | 127.25 | 45
2023/24 | 293.25 | 127.25 | 51
2023/24 | 293.75 | 127.25 | 48
2023/24 | 294.25 | 127.25 | 52
2023/24 | 294.75 | 127.25 | 56
2023/24 | 295.25 | 127.25 | 38
2023/24 | 295.75 | 127.25 | 64
2023/24 | 296.25 | 127.25 | 60
2023/24 | 296.75 | 127.25 | 65
2023/24 | 297.25 | 127.25 | 54
2023/24 | 297.75 | 127.25 | 48
2023/24 | 298.25 | 127.25 | 60
2023/24 | 298.75 | 127.25 | 48
2023/24 | 299.25 | 127.25 | 64
2023/24 | 299.75 | 127.25 | 59
2023/24 | 300.25 | 127.25 | 71
2023/24 | 300.75 | 127.25 | 66
2023/24 | 301.25 | 127.25 | 47
2023/24 | 301.75 | 127.25 | 59
2023/24 | 302.25 | 127.25 | 68
2023/24 | 302.75 | 127.25 | 68
2023/24 | 303.25 | 127.25 | 65
2023/24 | 303.75 | 127.25 | 64
2023/24 | 304.25 | 127.25 | 56
2023/24 | 304.75 | 127.25 | 56
2023/24 | 305.25 | 127.25 | 58
2023/24 | 305.75 | 127.25 | 54
2023/24 | 306.25 | 127.25 | 56
2023/24 | 306.75 | 127.25 | 65
2023/24 | 307.25 | 127.25 | 83
2023/24 | 307.75 | 127.25 | 63
2023/24 | 308.25 | 127.25 | 77
2023/24 | 308.75 | 127.25 | 71
2023/24 | 309.25 | 127.25 | 66
2023/24 | 309.75 | 127.25 | 74
2023/24 | 310.25 | 127.25 | 58
2023/24 | 310.75 | 127.25 | 58
2023/24 | 311.25 | 127.25 | 58
2023/24 | 311.75 | 127.25 | 57
2023/24 | 312.25 | 127.25 | 74
2023/24 | 312.75 | 127.25 | 90
2023/24 | 313.25 | 127.25 | 73
2023/24 | 313.75 | 127.25 | 84
2023/24 | 314.25 | 127.25 | 67
2023/24 | 314.75 | 127.25 | 64
2023/24 | 315.25 | 127.25 | 58
2023/24 | 315.75 | 127.25 | 56
2023/24 | 316.25 | 127.25 | 69
2023/24 | 316.75 | 127.25 | 66
2023/24 | 317.25 | 127.25 | 61
2023/24 | 317.75 | 127.25 | 58
2023/24 | 318.25 | 127.25 | 68
2023/24 | 318.75 | 127.25 | 76
2023/24 | 319.25 | 127.25 | 59
2023/24 | 319.75 | 127.25 | 57
2023/24 | 320.25 | 127.25 | 73
2023/24 | 320.75 | 127.25 | 67
2023/24 | 321.25 | 127.25 | 50
2023/24 | 321.75 | 127.25 | 69
2023/24 | 322.25 | 127.25 | 55
2023/24 | 322.75 | 127.25 | 64
2023/24 | 323.25 | 127.25 | 63
2023/24 | 323.75 | 127.25 | 60
2023/24 | 324.25 | 127.25 | 53
2023/24 | 324.75 | 127.25 | 71
2023/24 | 325.25 | 127.25 | 59
2023/24 | 325.75 | 127.25 | 69
2023/24 | 326.25 | 127.25 | 58
2023/24 | 326.75 | 127.25 | 58
2023/24 | 327.25 | 127.25 | 63
2023/24 | 327.75 | 127.25 | 50
2023/24 | 328.25 | 127.25 | 57
2023/24 | 328.75 | 127.25 | 71
2023/24 | 329.25 | 127.25 | 62
2023/24 | 329.75 | 127.25 | 60
2023/24 | 330.25 | 127.25 | 55
2023/24 | 330.75 | 127.25 | 62
2023/24 | 331.25 | 127.25 | 63
2023/24 | 331.75 | 127.25 | 47
2023/24 | 332.25 | 127.25 | 54
2023/24 | 332.75 | 127.25 | 51
2023/24 | 333.25 | 127.25 | 51
2023/24 | 333.75 | 127.25 | 50
2023/24 | 334.25 | 127.25 | 43
2023/24 | 334.75 | 127.25 | 43
2023/24 | 335.25 | 127.25 | 66
2023/24 | 335.75 | 127.25 | 50
2023/24 | 336.25 | 127.25 | 50
2023/24 | 336.75 | 127.25 | 40
2023/24 | 337.25 | 127.25 | 52
2023/24 | 337.75 | 127.25 | 47
2023/24 | 338.25 | 127.25 | 71
2023/24 | 338.75 | 127.25 | 42
2023/24 | 339.25 | 127.25 | 47
2023/24 | 339.75 | 127.25 | 50
2023/24 | 340.25 | 127.25 | 36
2023/24 | 340.75 | 127.25 | 42
2023/24 | 341.25 | 127.25 | 53
2023/24 | 341.75 | 127.25 | 40
2023/24 | 342.25 | 127.25 | 35
2023/24 | 342.75 | 127.25 | 45
2023/24 | 343.25 | 127.25 | 44
2023/24 | 343.75 | 127.25 | 41
2023/24 | 344.25 | 127.25 | 41
2023/24 | 344.75 | 127.25 | 53
2023/24 | 345.25 | 127.25 | 43
2023/24 | 345.75 | 127.25 | 45
2023/24 | 346.25 | 127.25 | 33
2023/24 | 346.75 | 127.25 | 45
2023/24 | 347.25 | 127.25 | 47
2023/24 | 347.75 | 127.25 | 52
2023/24 | 348.25 | 127.25 | 40
2023/24 | 348.75 | 127.25 | 41
2023/24 | 349.25 | 127.25 | 42
2023/24 | 349.75 | 127.25 | 35
2023/24 | 350.25 | 127.25 | 45
2023/24 | 350.75 | 127.25 | 32
2023/24 | 351.25 | 127.25 | 44
2023/24 | 351.75 | 127.25 | 34
2023/24 | 352.25 | 127.25 | 39
2023/24 | 352.75 | 127.25 | 32
2023/24 | 353.25 | 127.25 | 33
2023/24 | 353.75 | 127.25 | 28
2023/24 | 354.25 | 127.25 | 40
2023/24 | 354.75 | 127.25 | 32
2023/24 | 355.25 | 127.25 | 34
2023/24 | 355.75 | 127.25 | 37
2023/24 | 356.25 | 127.25 | 39
2023/24 | 356.75 | 127.25 | 37
2023/24 | 357.25 | 127.25 | 45
2023/24 | 357.75 | 127.25 | 36
2023/24 | 358.25 | 127.25 | 32
2023/24 | 358.75 | 127.25 | 23
2023/24 | 359.25 | 127.25 | 38
2023/24 | 359.75 | 127.25 | 33
2023/24 | 360.25 | 127.25 | 31
2023/24 | 360.75 | 127.25 | 40
2023/24 | 361.25 | 127.25 | 32
2023/24 | 361.75 | 127.25 | 25
2023/24 | 362.25 | 127.25 | 28
2023/24 | 362.75 | 127.25 | 30
2023/24 | 363.25 | 127.25 | 26
2023/24 | 363.75 | 127.25 | 22
2023/24 | 364.25 | 127.25 | 18
2023/24 | 364.75 | 127.25 | 28
2023/24 | 365.25 | 127.25 | 27
2023/24 | 365.75 | 127.25 | 20
2023/24 | 366.25 | 127.25 | 26
2023/24 | 366.75 | 127.25 | 22
2023/24 | 367.25 | 127.25 | 24
2023/24 | 367.75 | 127.25 | 21
2023/24 | 368.25 | 127.25 | 18
2023/24 | 368.75 | 127.25 | 17
2023/24 | 369.25 | 127.25 | 29
2023/24 | 369.75 | 127.25 | 21
2023/24 | 370.25 | 127.25 | 23
2023/24 | 370.75 | 127.25 | 26
2023/24 | 371.25 | 127.25 | 24
2023/24 | 371.75 | 127.25 | 23
2023/24 | 372.25 | 127.25 | 19
2023/24 | 372.75 | 127.25 | 18
2023/24 | 373.25 | 127.25 | 21
2023/24 | 373.75 | 127.25 | 25
2023/24 | 374.25 | 127.25 | 25
2023/24 | 374.75 | 127.25 | 15
2023/24 | 375.25 | 127.25 | 18
2023/24 | 375.75 | 127.25 | 13
2023/24 | 376.25 | 127.25 | 15
2023/24 | 376.75 | 127.25 | 16
2023/24 | 377.25 | 127.25 | 24
2023/24 | 377.75 | 127.25 | 10
2023/24 | 378.25 | 127.25 | 12
2023/24 | 378.75 | 127.25 | 13
2023/24 | 379.25 | 127.25 | 10
2023/24 | 379.75 | 127.25 | 21
2023/24 | 380.25 | 127.25 | 19
2023/24 | 380.75 | 127.25 | 18
2023/24 | 381.25 | 127.25 | 13
2023/24 | 381.75 | 127.25 | 22
2023/24 | 382.25 | 127.25 | 12
2023/24 | 382.75 | 127.25 | 17
2023/24 | 383.25 | 127.25 | 12
2023/24 | 383.75 | 127.25 | 11
2023/24 | 384.25 | 127.25 | 13
2023/24 | 384.75 | 127.25 | 15
2023/24 | 385.25 | 127.25 | 10
2023/24 | 385.75 | 127.25 | 13
2023/24 | 386.25 | 127.25 | 12
2023/24 | 386.75 | 127.25 | 15
2023/24 | 387.25 | 127.25 | 9
2023/24 | 387.75 | 127.25 | 10
2023/24 | 388.25 | 127.25 | 9
2023/24 | 388.75 | 127.25 | 16
2023/24 | 389.25 | 127.25 | 15
2023/24 | 389.75 | 127.25 | 13
2023/24 | 390.25 | 127.25 | 9
2023/24 | 390.75 | 127.25 | 8
2023/24 | 391.25 | 127.25 | 9
2023/24 | 391.75 | 127.25 | 10
2023/24 | 392.25 | 127.25 | 9
2023/24 | 392.75 | 127.25 | 10
2023/24 | 393.25 | 127.25 | 8
2023/24 | 393.75 | 127.25 | 9
2023/24 | 394.25 | 127.25 | 8
2023/24 | 394.75 | 127.25 | 11
2023/24 | 395.25 | 127.25 | 8
2023/24 | 395.75 | 127.25 | 7
2023/24 | 396.25 | 127.25 | 7
2023/24 | 396.75 | 127.25 | 7
2023/24 | 397.25 | 127.25 | 14
2023/24 | 397.75 | 127.25 | 9
2023/24 | 398.25 | 127.25 | 8
2023/24 | 398.75 | 127.25 | 11
2023/24 | 399.25 | 127.25 | 10
2023/24 | 399.75 | 127.25 | 5
2023/24 | 400.25 | 127.25 | 8
2023/24 | 400.75 | 127.25 | 9
2023/24 | 401.25 | 127.25 | 9
2023/24 | 401.75 | 127.25 | 7
2023/24 | 402.25 | 127.25 | 9
2023/24 | 402.75 | 127.25 | 6
2023/24 | 403.25 | 127.25 | 2
2023/24 | 403.75 | 127.25 | 8
2023/24 | 404.25 | 127.25 | 8
2023/24 | 404.75 | 127.25 | 3
2023/24 | 405.25 | 127.25 | 4
2023/24 | 405.75 | 127.25 | 6
2023/24 | 406.25 | 127.25 | 5
2023/24 | 406.75 | 127.25 | 9
2023/24 | 407.25 | 127.25 | 6
2023/24 | 407.75 | 127.25 | 4
2023/24 | 408.25 | 127.25 | 5
2023/24 | 408.75 | 127.25 | 8
2023/24 | 409.25 | 127.25 | 2
2023/24 | 409.75 | 127.25 | 5
2023/24 | 410.25 | 127.25 | 7
2023/24 | 410.75 | 127.25 | 5
2023/24 | 411.25 | 127.25 | 2
2023/24 | 411.75 | 127.25 | 8
2023/24 | 412.25 | 127.25 | 2
2023/24 | 412.75 | 127.25 | 5
2023/24 | 413.25 | 127.25 | 6
2023/24 | 413.75 | 127.25 | 1
2023/24 | 414.25 | 127.25 | 4
2023/24 | 414.75 | 127.25 | 6
2023/24 | 415.25 | 127.25 | 2
2023/24 | 415.75 | 127.25 | 4
2023/24 | 416.25 | 127.25 | 3
2023/24 | 416.75 | 127.25 | 5
2023/24 | 417.25 | 127.25 | 3
2023/24 | 417.75 | 127.25 | 3
2023/24 | 418.25 | 127.25 | 5
2023/24 | 418.75 | 127.25 | 4
2023/24 | 419.25 | 127.25 | 3
2023/24 | 419.75 | 127.25 | 2
2023/24 | 420.25 | 127.25 | 2
2023/24 | 420.75 | 127.25 | 2
2023/24 | 421.25 | 127.25 | 2
2023/24 | 421.75 | 127.25 | 4
2023/24 | 422.25 | 127.25 | 5
2023/24 | 422.75 | 127.25 | 4
2023/24 | 423.25 | 127.25 | 4
2023/24 | 423.75 | 127.25 | 1
2023/24 | 424.25 | 127.25 | 1
2023/24 | 424.75 | 127.25 | 1
2023/24 | 425.25 | 127.25 | 1
2023/24 | 426.25 | 127.25 | 3
2023/24 | 426.75 | 127.25 | 2
2023/24 | 427.25 | 127.25 | 4
2023/24 | 428.25 | 127.25 | 2
2023/24 | 428.75 | 127.25 | 1
2023/24 | 429.25 | 127.25 | 2
2023/24 | 429.75 | 127.25 | 2
2023/24 | 430.75 | 127.25 | 3
2023/24 | 431.25 | 127.25 | 2
2023/24 | 431.75 | 127.25 | 3
2023/24 | 432.75 | 127.25 | 1
2023/24 | 433.75 | 127.25 | 3
2023/24 | 434.25 | 127.25 | 3
2023/24 | 434.75 | 127.25 | 2
2023/24 | 435.75 | 127.25 | 1
2023/24 | 436.25 | 127.25 | 2
2023/24 | 436.75 | 127.25 | 2
2023/24 | 437.75 | 127.25 | 1
2023/24 | 438.75 | 127.25 | 2
2023/24 | 439.25 | 127.25 | 1
2023/24 | 442.25 | 127.25 | 3
2023/24 | 445.75 | 127.25 | 1
2023/24 | 447.25 | 127.25 | 2
2023/24 | 448.25 | 127.25 | 2
2023/24 | 449.25 | 127.25 | 1
2023/24 | 449.75 | 127.25 | 1
2023/24 | 450.25 | 127.25 | 1
2023/24 | 451.75 | 127.25 | 1
2023/24 | 454.25 | 127.25 | 1
2023/24 | 455.25 | 127.25 | 1
2023/24 | 455.75 | 127.25 | 1
2023/24 | 456.75 | 127.25 | 1
2023/24 | 460.25 | 127.25 | 1
2023/24 | 468.25 | 127.25 | 1
2023/24 | 472.25 | 127.25 | 1
2023/24 | 472.75 | 127.25 | 1
2023/24 | 473.25 | 127.25 | 1
2023/24 | 474.25 | 127.25 | 1
2023/24 | 476.75 | 127.25 | 1
2023/24 | 481.75 | 127.25 | 1
2023/24 | 489.25 | 127.25 | 1
2023/24 | 491.75 | 127.25 | 1
2023/24 | 512.25 | 127.25 | 1
2023/24 | 521.25 | 127.25 | 1
2023/24 | 204.25 | 127.75 | 1
2023/24 | 214.25 | 127.75 | 1
2023/24 | 215.75 | 127.75 | 1
2023/24 | 217.75 | 127.75 | 1
2023/24 | 220.25 | 127.75 | 1
2023/24 | 221.75 | 127.75 | 1
2023/24 | 222.25 | 127.75 | 1
2023/24 | 227.75 | 127.75 | 1
2023/24 | 228.25 | 127.75 | 1
2023/24 | 228.75 | 127.75 | 2
2023/24 | 229.75 | 127.75 | 1
2023/24 | 230.25 | 127.75 | 1
2023/24 | 230.75 | 127.75 | 1
2023/24 | 233.25 | 127.75 | 1
2023/24 | 233.75 | 127.75 | 1
2023/24 | 234.25 | 127.75 | 1
2023/24 | 235.25 | 127.75 | 1
2023/24 | 237.25 | 127.75 | 2
2023/24 | 237.75 | 127.75 | 1
2023/24 | 238.25 | 127.75 | 1
2023/24 | 239.25 | 127.75 | 2
2023/24 | 239.75 | 127.75 | 1
2023/24 | 240.25 | 127.75 | 3
2023/24 | 240.75 | 127.75 | 2
2023/24 | 241.25 | 127.75 | 1
2023/24 | 241.75 | 127.75 | 1
2023/24 | 242.75 | 127.75 | 1
2023/24 | 243.75 | 127.75 | 2
2023/24 | 244.25 | 127.75 | 1
2023/24 | 245.75 | 127.75 | 3
2023/24 | 246.25 | 127.75 | 1
2023/24 | 246.75 | 127.75 | 2
2023/24 | 247.25 | 127.75 | 5
2023/24 | 247.75 | 127.75 | 2
2023/24 | 248.75 | 127.75 | 1
2023/24 | 249.75 | 127.75 | 6
2023/24 | 250.25 | 127.75 | 3
2023/24 | 250.75 | 127.75 | 1
2023/24 | 251.25 | 127.75 | 2
2023/24 | 251.75 | 127.75 | 2
2023/24 | 252.25 | 127.75 | 2
2023/24 | 252.75 | 127.75 | 5
2023/24 | 253.25 | 127.75 | 5
2023/24 | 253.75 | 127.75 | 4
2023/24 | 254.25 | 127.75 | 7
2023/24 | 254.75 | 127.75 | 1
2023/24 | 255.25 | 127.75 | 2
2023/24 | 255.75 | 127.75 | 4
2023/24 | 256.25 | 127.75 | 5
2023/24 | 256.75 | 127.75 | 6
2023/24 | 257.25 | 127.75 | 5
2023/24 | 257.75 | 127.75 | 2
2023/24 | 258.25 | 127.75 | 4
2023/24 | 258.75 | 127.75 | 4
2023/24 | 259.25 | 127.75 | 2
2023/24 | 259.75 | 127.75 | 5
2023/24 | 260.25 | 127.75 | 5
2023/24 | 260.75 | 127.75 | 7
2023/24 | 261.25 | 127.75 | 5
2023/24 | 261.75 | 127.75 | 8
2023/24 | 262.25 | 127.75 | 7
2023/24 | 262.75 | 127.75 | 5
2023/24 | 263.25 | 127.75 | 8
2023/24 | 263.75 | 127.75 | 5
2023/24 | 264.25 | 127.75 | 9
2023/24 | 264.75 | 127.75 | 8
2023/24 | 265.25 | 127.75 | 8
2023/24 | 265.75 | 127.75 | 6
2023/24 | 266.25 | 127.75 | 9
2023/24 | 266.75 | 127.75 | 7
2023/24 | 267.25 | 127.75 | 7
2023/24 | 267.75 | 127.75 | 9
2023/24 | 268.25 | 127.75 | 7
2023/24 | 268.75 | 127.75 | 9
2023/24 | 269.25 | 127.75 | 17
2023/24 | 269.75 | 127.75 | 21
2023/24 | 270.25 | 127.75 | 17
2023/24 | 270.75 | 127.75 | 8
2023/24 | 271.25 | 127.75 | 13
2023/24 | 271.75 | 127.75 | 13
2023/24 | 272.25 | 127.75 | 19
2023/24 | 272.75 | 127.75 | 18
2023/24 | 273.25 | 127.75 | 11
2023/24 | 273.75 | 127.75 | 11
2023/24 | 274.25 | 127.75 | 10
2023/24 | 274.75 | 127.75 | 17
2023/24 | 275.25 | 127.75 | 15
2023/24 | 275.75 | 127.75 | 17
2023/24 | 276.25 | 127.75 | 22
2023/24 | 276.75 | 127.75 | 29
2023/24 | 277.25 | 127.75 | 24
2023/24 | 277.75 | 127.75 | 28
2023/24 | 278.25 | 127.75 | 22
2023/24 | 278.75 | 127.75 | 31
2023/24 | 279.25 | 127.75 | 28
2023/24 | 279.75 | 127.75 | 29
2023/24 | 280.25 | 127.75 | 19
2023/24 | 280.75 | 127.75 | 26
2023/24 | 281.25 | 127.75 | 26
2023/24 | 281.75 | 127.75 | 20
2023/24 | 282.25 | 127.75 | 28
2023/24 | 282.75 | 127.75 | 25
2023/24 | 283.25 | 127.75 | 24
2023/24 | 283.75 | 127.75 | 18
2023/24 | 284.25 | 127.75 | 30
2023/24 | 284.75 | 127.75 | 34
2023/24 | 285.25 | 127.75 | 36
2023/24 | 285.75 | 127.75 | 31
2023/24 | 286.25 | 127.75 | 39
2023/24 | 286.75 | 127.75 | 29
2023/24 | 287.25 | 127.75 | 46
2023/24 | 287.75 | 127.75 | 49
2023/24 | 288.25 | 127.75 | 36
2023/24 | 288.75 | 127.75 | 23
2023/24 | 289.25 | 127.75 | 33
2023/24 | 289.75 | 127.75 | 42
2023/24 | 290.25 | 127.75 | 44
2023/24 | 290.75 | 127.75 | 46
2023/24 | 291.25 | 127.75 | 49
2023/24 | 291.75 | 127.75 | 42
2023/24 | 292.25 | 127.75 | 43
2023/24 | 292.75 | 127.75 | 37
2023/24 | 293.25 | 127.75 | 45
2023/24 | 293.75 | 127.75 | 46
2023/24 | 294.25 | 127.75 | 46
2023/24 | 294.75 | 127.75 | 49
2023/24 | 295.25 | 127.75 | 44
2023/24 | 295.75 | 127.75 | 53
2023/24 | 296.25 | 127.75 | 51
2023/24 | 296.75 | 127.75 | 57
2023/24 | 297.25 | 127.75 | 50
2023/24 | 297.75 | 127.75 | 61
2023/24 | 298.25 | 127.75 | 58
2023/24 | 298.75 | 127.75 | 58
2023/24 | 299.25 | 127.75 | 44
2023/24 | 299.75 | 127.75 | 62
2023/24 | 300.25 | 127.75 | 57
2023/24 | 300.75 | 127.75 | 64
2023/24 | 301.25 | 127.75 | 49
2023/24 | 301.75 | 127.75 | 61
2023/24 | 302.25 | 127.75 | 46
2023/24 | 302.75 | 127.75 | 51
2023/24 | 303.25 | 127.75 | 51
2023/24 | 303.75 | 127.75 | 62
2023/24 | 304.25 | 127.75 | 54
2023/24 | 304.75 | 127.75 | 62
2023/24 | 305.25 | 127.75 | 59
2023/24 | 305.75 | 127.75 | 59
2023/24 | 306.25 | 127.75 | 68
2023/24 | 306.75 | 127.75 | 59
2023/24 | 307.25 | 127.75 | 64
2023/24 | 307.75 | 127.75 | 50
2023/24 | 308.25 | 127.75 | 54
2023/24 | 308.75 | 127.75 | 57
2023/24 | 309.25 | 127.75 | 66
2023/24 | 309.75 | 127.75 | 59
2023/24 | 310.25 | 127.75 | 63
2023/24 | 310.75 | 127.75 | 66
2023/24 | 311.25 | 127.75 | 69
2023/24 | 311.75 | 127.75 | 61
2023/24 | 312.25 | 127.75 | 69
2023/24 | 312.75 | 127.75 | 55
2023/24 | 313.25 | 127.75 | 61
2023/24 | 313.75 | 127.75 | 65
2023/24 | 314.25 | 127.75 | 79
2023/24 | 314.75 | 127.75 | 55
2023/24 | 315.25 | 127.75 | 55
2023/24 | 315.75 | 127.75 | 72
2023/24 | 316.25 | 127.75 | 55
2023/24 | 316.75 | 127.75 | 68
2023/24 | 317.25 | 127.75 | 71
2023/24 | 317.75 | 127.75 | 53
2023/24 | 318.25 | 127.75 | 67
2023/24 | 318.75 | 127.75 | 62
2023/24 | 319.25 | 127.75 | 57
2023/24 | 319.75 | 127.75 | 58
2023/24 | 320.25 | 127.75 | 62
2023/24 | 320.75 | 127.75 | 56
2023/24 | 321.25 | 127.75 | 63
2023/24 | 321.75 | 127.75 | 56
2023/24 | 322.25 | 127.75 | 51
2023/24 | 322.75 | 127.75 | 63
2023/24 | 323.25 | 127.75 | 69
2023/24 | 323.75 | 127.75 | 68
2023/24 | 324.25 | 127.75 | 46
2023/24 | 324.75 | 127.75 | 60
2023/24 | 325.25 | 127.75 | 56
2023/24 | 325.75 | 127.75 | 59
2023/24 | 326.25 | 127.75 | 43
2023/24 | 326.75 | 127.75 | 56
2023/24 | 327.25 | 127.75 | 66
2023/24 | 327.75 | 127.75 | 68
2023/24 | 328.25 | 127.75 | 58
2023/24 | 328.75 | 127.75 | 62
2023/24 | 329.25 | 127.75 | 47
2023/24 | 329.75 | 127.75 | 48
2023/24 | 330.25 | 127.75 | 56
2023/24 | 330.75 | 127.75 | 45
2023/24 | 331.25 | 127.75 | 43
2023/24 | 331.75 | 127.75 | 41
2023/24 | 332.25 | 127.75 | 43
2023/24 | 332.75 | 127.75 | 46
2023/24 | 333.25 | 127.75 | 53
2023/24 | 333.75 | 127.75 | 54
2023/24 | 334.25 | 127.75 | 43
2023/24 | 334.75 | 127.75 | 55
2023/24 | 335.25 | 127.75 | 41
2023/24 | 335.75 | 127.75 | 43
2023/24 | 336.25 | 127.75 | 43
2023/24 | 336.75 | 127.75 | 39
2023/24 | 337.25 | 127.75 | 53
2023/24 | 337.75 | 127.75 | 47
2023/24 | 338.25 | 127.75 | 54
2023/24 | 338.75 | 127.75 | 48
2023/24 | 339.25 | 127.75 | 48
2023/24 | 339.75 | 127.75 | 53
2023/24 | 340.25 | 127.75 | 46
2023/24 | 340.75 | 127.75 | 38
2023/24 | 341.25 | 127.75 | 55
2023/24 | 341.75 | 127.75 | 34
2023/24 | 342.25 | 127.75 | 43
2023/24 | 342.75 | 127.75 | 40
2023/24 | 343.25 | 127.75 | 47
2023/24 | 343.75 | 127.75 | 57
2023/24 | 344.25 | 127.75 | 53
2023/24 | 344.75 | 127.75 | 34
2023/24 | 345.25 | 127.75 | 38
2023/24 | 345.75 | 127.75 | 45
2023/24 | 346.25 | 127.75 | 31
2023/24 | 346.75 | 127.75 | 35
2023/24 | 347.25 | 127.75 | 51
2023/24 | 347.75 | 127.75 | 24
2023/24 | 348.25 | 127.75 | 40
2023/24 | 348.75 | 127.75 | 38
2023/24 | 349.25 | 127.75 | 37
2023/24 | 349.75 | 127.75 | 35
2023/24 | 350.25 | 127.75 | 27
2023/24 | 350.75 | 127.75 | 49
2023/24 | 351.25 | 127.75 | 33
2023/24 | 351.75 | 127.75 | 35
2023/24 | 352.25 | 127.75 | 36
2023/24 | 352.75 | 127.75 | 45
2023/24 | 353.25 | 127.75 | 34
2023/24 | 353.75 | 127.75 | 27
2023/24 | 354.25 | 127.75 | 29
2023/24 | 354.75 | 127.75 | 27
2023/24 | 355.25 | 127.75 | 34
2023/24 | 355.75 | 127.75 | 33
2023/24 | 356.25 | 127.75 | 25
2023/24 | 356.75 | 127.75 | 30
2023/24 | 357.25 | 127.75 | 36
2023/24 | 357.75 | 127.75 | 37
2023/24 | 358.25 | 127.75 | 29
2023/24 | 358.75 | 127.75 | 33
2023/24 | 359.25 | 127.75 | 31
2023/24 | 359.75 | 127.75 | 28
2023/24 | 360.25 | 127.75 | 31
2023/24 | 360.75 | 127.75 | 29
2023/24 | 361.25 | 127.75 | 29
2023/24 | 361.75 | 127.75 | 27
2023/24 | 362.25 | 127.75 | 20
2023/24 | 362.75 | 127.75 | 31
2023/24 | 363.25 | 127.75 | 29
2023/24 | 363.75 | 127.75 | 31
2023/24 | 364.25 | 127.75 | 37
2023/24 | 364.75 | 127.75 | 28
2023/24 | 365.25 | 127.75 | 26
2023/24 | 365.75 | 127.75 | 33
2023/24 | 366.25 | 127.75 | 27
2023/24 | 366.75 | 127.75 | 20
2023/24 | 367.25 | 127.75 | 26
2023/24 | 367.75 | 127.75 | 20
2023/24 | 368.25 | 127.75 | 15
2023/24 | 368.75 | 127.75 | 32
2023/24 | 369.25 | 127.75 | 28
2023/24 | 369.75 | 127.75 | 27
2023/24 | 370.25 | 127.75 | 20
2023/24 | 370.75 | 127.75 | 16
2023/24 | 371.25 | 127.75 | 24
2023/24 | 371.75 | 127.75 | 14
2023/24 | 372.25 | 127.75 | 19
2023/24 | 372.75 | 127.75 | 18
2023/24 | 373.25 | 127.75 | 22
2023/24 | 373.75 | 127.75 | 24
2023/24 | 374.25 | 127.75 | 11
2023/24 | 374.75 | 127.75 | 19
2023/24 | 375.25 | 127.75 | 15
2023/24 | 375.75 | 127.75 | 16
2023/24 | 376.25 | 127.75 | 19
2023/24 | 376.75 | 127.75 | 21
2023/24 | 377.25 | 127.75 | 18
2023/24 | 377.75 | 127.75 | 15
2023/24 | 378.25 | 127.75 | 22
2023/24 | 378.75 | 127.75 | 15
2023/24 | 379.25 | 127.75 | 18
2023/24 | 379.75 | 127.75 | 21
2023/24 | 380.25 | 127.75 | 14
2023/24 | 380.75 | 127.75 | 18
2023/24 | 381.25 | 127.75 | 13
2023/24 | 381.75 | 127.75 | 16
2023/24 | 382.25 | 127.75 | 17
2023/24 | 382.75 | 127.75 | 13
2023/24 | 383.25 | 127.75 | 14
2023/24 | 383.75 | 127.75 | 17
2023/24 | 384.25 | 127.75 | 14
2023/24 | 384.75 | 127.75 | 15
2023/24 | 385.25 | 127.75 | 7
2023/24 | 385.75 | 127.75 | 10
2023/24 | 386.25 | 127.75 | 22
2023/24 | 386.75 | 127.75 | 18
2023/24 | 387.25 | 127.75 | 13
2023/24 | 387.75 | 127.75 | 11
2023/24 | 388.25 | 127.75 | 16
2023/24 | 388.75 | 127.75 | 17
2023/24 | 389.25 | 127.75 | 9
2023/24 | 389.75 | 127.75 | 12
2023/24 | 390.25 | 127.75 | 11
2023/24 | 390.75 | 127.75 | 13
2023/24 | 391.25 | 127.75 | 8
2023/24 | 391.75 | 127.75 | 7
2023/24 | 392.25 | 127.75 | 10
2023/24 | 392.75 | 127.75 | 5
2023/24 | 393.25 | 127.75 | 9
2023/24 | 393.75 | 127.75 | 13
2023/24 | 394.25 | 127.75 | 11
2023/24 | 394.75 | 127.75 | 4
2023/24 | 395.25 | 127.75 | 14
2023/24 | 395.75 | 127.75 | 7
2023/24 | 396.25 | 127.75 | 8
2023/24 | 396.75 | 127.75 | 12
2023/24 | 397.25 | 127.75 | 6
2023/24 | 397.75 | 127.75 | 8
2023/24 | 398.25 | 127.75 | 8
2023/24 | 398.75 | 127.75 | 11
2023/24 | 399.25 | 127.75 | 5
2023/24 | 399.75 | 127.75 | 6
2023/24 | 400.25 | 127.75 | 3
2023/24 | 400.75 | 127.75 | 5
2023/24 | 401.25 | 127.75 | 7
2023/24 | 401.75 | 127.75 | 9
2023/24 | 402.25 | 127.75 | 10
2023/24 | 402.75 | 127.75 | 12
2023/24 | 403.25 | 127.75 | 9
2023/24 | 403.75 | 127.75 | 4
2023/24 | 404.25 | 127.75 | 7
2023/24 | 404.75 | 127.75 | 11
2023/24 | 405.25 | 127.75 | 5
2023/24 | 405.75 | 127.75 | 3
2023/24 | 406.25 | 127.75 | 5
2023/24 | 406.75 | 127.75 | 10
2023/24 | 407.25 | 127.75 | 3
2023/24 | 407.75 | 127.75 | 7
2023/24 | 408.25 | 127.75 | 2
2023/24 | 408.75 | 127.75 | 2
2023/24 | 409.25 | 127.75 | 7
2023/24 | 409.75 | 127.75 | 2
2023/24 | 410.25 | 127.75 | 5
2023/24 | 410.75 | 127.75 | 3
2023/24 | 411.25 | 127.75 | 4
2023/24 | 411.75 | 127.75 | 3
2023/24 | 412.25 | 127.75 | 5
2023/24 | 412.75 | 127.75 | 5
2023/24 | 413.25 | 127.75 | 3
2023/24 | 413.75 | 127.75 | 1
2023/24 | 414.25 | 127.75 | 3
2023/24 | 414.75 | 127.75 | 3
2023/24 | 415.75 | 127.75 | 11
2023/24 | 416.75 | 127.75 | 3
2023/24 | 417.25 | 127.75 | 4
2023/24 | 417.75 | 127.75 | 5
2023/24 | 418.25 | 127.75 | 2
2023/24 | 418.75 | 127.75 | 2
2023/24 | 419.25 | 127.75 | 1
2023/24 | 419.75 | 127.75 | 3
2023/24 | 420.25 | 127.75 | 2
2023/24 | 420.75 | 127.75 | 4
2023/24 | 421.25 | 127.75 | 1
2023/24 | 421.75 | 127.75 | 4
2023/24 | 422.25 | 127.75 | 3
2023/24 | 422.75 | 127.75 | 2
2023/24 | 423.25 | 127.75 | 4
2023/24 | 423.75 | 127.75 | 1
2023/24 | 424.75 | 127.75 | 2
2023/24 | 426.25 | 127.75 | 4
2023/24 | 426.75 | 127.75 | 2
2023/24 | 427.25 | 127.75 | 1
2023/24 | 427.75 | 127.75 | 1
2023/24 | 428.25 | 127.75 | 2
2023/24 | 428.75 | 127.75 | 1
2023/24 | 429.25 | 127.75 | 1
2023/24 | 430.25 | 127.75 | 1
2023/24 | 430.75 | 127.75 | 1
2023/24 | 431.25 | 127.75 | 3
2023/24 | 432.25 | 127.75 | 3
2023/24 | 432.75 | 127.75 | 1
2023/24 | 433.25 | 127.75 | 2
2023/24 | 433.75 | 127.75 | 2
2023/24 | 434.25 | 127.75 | 4
2023/24 | 434.75 | 127.75 | 1
2023/24 | 435.25 | 127.75 | 1
2023/24 | 435.75 | 127.75 | 2
2023/24 | 436.75 | 127.75 | 2
2023/24 | 437.25 | 127.75 | 3
2023/24 | 437.75 | 127.75 | 1
2023/24 | 438.25 | 127.75 | 1
2023/24 | 438.75 | 127.75 | 1
2023/24 | 439.75 | 127.75 | 1
2023/24 | 441.25 | 127.75 | 2
2023/24 | 443.25 | 127.75 | 1
2023/24 | 443.75 | 127.75 | 1
2023/24 | 445.75 | 127.75 | 2
2023/24 | 446.25 | 127.75 | 1
2023/24 | 448.25 | 127.75 | 1
2023/24 | 449.25 | 127.75 | 1
2023/24 | 449.75 | 127.75 | 1
2023/24 | 450.25 | 127.75 | 1
2023/24 | 451.25 | 127.75 | 1
2023/24 | 453.25 | 127.75 | 1
2023/24 | 453.75 | 127.75 | 1
2023/24 | 454.25 | 127.75 | 1
2023/24 | 457.75 | 127.75 | 1
2023/24 | 459.75 | 127.75 | 1
2023/24 | 462.25 | 127.75 | 1
2023/24 | 464.25 | 127.75 | 1
2023/24 | 469.75 | 127.75 | 1
2023/24 | 471.25 | 127.75 | 1
2023/24 | 493.25 | 127.75 | 1
2023/24 | 494.75 | 127.75 | 1
2023/24 | 573.25 | 127.75 | 1
2023/24 | 199.75 | 128.25 | 1
2023/24 | 211.75 | 128.25 | 1
2023/24 | 214.25 | 128.25 | 1
2023/24 | 216.25 | 128.25 | 1
2023/24 | 217.25 | 128.25 | 2
2023/24 | 217.75 | 128.25 | 1
2023/24 | 221.75 | 128.25 | 1
2023/24 | 223.25 | 128.25 | 1
2023/24 | 223.75 | 128.25 | 1
2023/24 | 224.75 | 128.25 | 1
2023/24 | 226.25 | 128.25 | 1
2023/24 | 230.75 | 128.25 | 1
2023/24 | 232.75 | 128.25 | 1
2023/24 | 234.25 | 128.25 | 1
2023/24 | 234.75 | 128.25 | 1
2023/24 | 235.75 | 128.25 | 1
2023/24 | 237.25 | 128.25 | 1
2023/24 | 237.75 | 128.25 | 1
2023/24 | 238.75 | 128.25 | 1
2023/24 | 239.25 | 128.25 | 1
2023/24 | 240.75 | 128.25 | 1
2023/24 | 241.25 | 128.25 | 1
2023/24 | 244.25 | 128.25 | 2
2023/24 | 245.25 | 128.25 | 4
2023/24 | 245.75 | 128.25 | 2
2023/24 | 246.25 | 128.25 | 1
2023/24 | 246.75 | 128.25 | 2
2023/24 | 247.75 | 128.25 | 2
2023/24 | 248.25 | 128.25 | 1
2023/24 | 248.75 | 128.25 | 1
2023/24 | 249.75 | 128.25 | 3
2023/24 | 250.25 | 128.25 | 2
2023/24 | 250.75 | 128.25 | 1
2023/24 | 251.25 | 128.25 | 2
2023/24 | 251.75 | 128.25 | 3
2023/24 | 252.25 | 128.25 | 2
2023/24 | 252.75 | 128.25 | 1
2023/24 | 253.25 | 128.25 | 1
2023/24 | 253.75 | 128.25 | 5
2023/24 | 254.25 | 128.25 | 2
2023/24 | 255.25 | 128.25 | 3
2023/24 | 255.75 | 128.25 | 3
2023/24 | 256.75 | 128.25 | 2
2023/24 | 257.25 | 128.25 | 3
2023/24 | 257.75 | 128.25 | 5
2023/24 | 258.25 | 128.25 | 4
2023/24 | 258.75 | 128.25 | 3
2023/24 | 259.25 | 128.25 | 3
2023/24 | 259.75 | 128.25 | 4
2023/24 | 260.25 | 128.25 | 7
2023/24 | 260.75 | 128.25 | 3
2023/24 | 261.25 | 128.25 | 4
2023/24 | 261.75 | 128.25 | 4
2023/24 | 262.25 | 128.25 | 5
2023/24 | 262.75 | 128.25 | 4
2023/24 | 263.25 | 128.25 | 7
2023/24 | 263.75 | 128.25 | 5
2023/24 | 264.25 | 128.25 | 5
2023/24 | 264.75 | 128.25 | 7
2023/24 | 265.25 | 128.25 | 11
2023/24 | 265.75 | 128.25 | 11
2023/24 | 266.25 | 128.25 | 6
2023/24 | 266.75 | 128.25 | 8
2023/24 | 267.25 | 128.25 | 9
2023/24 | 267.75 | 128.25 | 8
2023/24 | 268.25 | 128.25 | 10
2023/24 | 268.75 | 128.25 | 5
2023/24 | 269.25 | 128.25 | 9
2023/24 | 269.75 | 128.25 | 7
2023/24 | 270.25 | 128.25 | 8
2023/24 | 270.75 | 128.25 | 5
2023/24 | 271.25 | 128.25 | 7
2023/24 | 271.75 | 128.25 | 12
2023/24 | 272.25 | 128.25 | 13
2023/24 | 272.75 | 128.25 | 10
2023/24 | 273.25 | 128.25 | 10
2023/24 | 273.75 | 128.25 | 11
2023/24 | 274.25 | 128.25 | 21
2023/24 | 274.75 | 128.25 | 15
2023/24 | 275.25 | 128.25 | 20
2023/24 | 275.75 | 128.25 | 10
2023/24 | 276.25 | 128.25 | 18
2023/24 | 276.75 | 128.25 | 16
2023/24 | 277.25 | 128.25 | 24
2023/24 | 277.75 | 128.25 | 16
2023/24 | 278.25 | 128.25 | 16
2023/24 | 278.75 | 128.25 | 20
2023/24 | 279.25 | 128.25 | 21
2023/24 | 279.75 | 128.25 | 26
2023/24 | 280.25 | 128.25 | 15
2023/24 | 280.75 | 128.25 | 21
2023/24 | 281.25 | 128.25 | 29
2023/24 | 281.75 | 128.25 | 26
2023/24 | 282.25 | 128.25 | 15
2023/24 | 282.75 | 128.25 | 25
2023/24 | 283.25 | 128.25 | 21
2023/24 | 283.75 | 128.25 | 19
2023/24 | 284.25 | 128.25 | 31
2023/24 | 284.75 | 128.25 | 20
2023/24 | 285.25 | 128.25 | 27
2023/24 | 285.75 | 128.25 | 38
2023/24 | 286.25 | 128.25 | 34
2023/24 | 286.75 | 128.25 | 32
2023/24 | 287.25 | 128.25 | 33
2023/24 | 287.75 | 128.25 | 35
2023/24 | 288.25 | 128.25 | 27
2023/24 | 288.75 | 128.25 | 36
2023/24 | 289.25 | 128.25 | 39
2023/24 | 289.75 | 128.25 | 42
2023/24 | 290.25 | 128.25 | 44
2023/24 | 290.75 | 128.25 | 27
2023/24 | 291.25 | 128.25 | 31
2023/24 | 291.75 | 128.25 | 38
2023/24 | 292.25 | 128.25 | 44
2023/24 | 292.75 | 128.25 | 40
2023/24 | 293.25 | 128.25 | 27
2023/24 | 293.75 | 128.25 | 32
2023/24 | 294.25 | 128.25 | 39
2023/24 | 294.75 | 128.25 | 37
2023/24 | 295.25 | 128.25 | 43
2023/24 | 295.75 | 128.25 | 32
2023/24 | 296.25 | 128.25 | 37
2023/24 | 296.75 | 128.25 | 45
2023/24 | 297.25 | 128.25 | 43
2023/24 | 297.75 | 128.25 | 34
2023/24 | 298.25 | 128.25 | 43
2023/24 | 298.75 | 128.25 | 44
2023/24 | 299.25 | 128.25 | 40
2023/24 | 299.75 | 128.25 | 37
2023/24 | 300.25 | 128.25 | 40
2023/24 | 300.75 | 128.25 | 42
2023/24 | 301.25 | 128.25 | 43
2023/24 | 301.75 | 128.25 | 47
2023/24 | 302.25 | 128.25 | 39
2023/24 | 302.75 | 128.25 | 51
2023/24 | 303.25 | 128.25 | 52
2023/24 | 303.75 | 128.25 | 48
2023/24 | 304.25 | 128.25 | 53
2023/24 | 304.75 | 128.25 | 56
2023/24 | 305.25 | 128.25 | 54
2023/24 | 305.75 | 128.25 | 54
2023/24 | 306.25 | 128.25 | 48
2023/24 | 306.75 | 128.25 | 49
2023/24 | 307.25 | 128.25 | 52
2023/24 | 307.75 | 128.25 | 44
2023/24 | 308.25 | 128.25 | 58
2023/24 | 308.75 | 128.25 | 57
2023/24 | 309.25 | 128.25 | 56
2023/24 | 309.75 | 128.25 | 54
2023/24 | 310.25 | 128.25 | 66
2023/24 | 310.75 | 128.25 | 54
2023/24 | 311.25 | 128.25 | 50
2023/24 | 311.75 | 128.25 | 54
2023/24 | 312.25 | 128.25 | 52
2023/24 | 312.75 | 128.25 | 50
2023/24 | 313.25 | 128.25 | 48
2023/24 | 313.75 | 128.25 | 50
2023/24 | 314.25 | 128.25 | 46
2023/24 | 314.75 | 128.25 | 52
2023/24 | 315.25 | 128.25 | 60
2023/24 | 315.75 | 128.25 | 43
2023/24 | 316.25 | 128.25 | 44
2023/24 | 316.75 | 128.25 | 59
2023/24 | 317.25 | 128.25 | 44
2023/24 | 317.75 | 128.25 | 64
2023/24 | 318.25 | 128.25 | 37
2023/24 | 318.75 | 128.25 | 57
2023/24 | 319.25 | 128.25 | 46
2023/24 | 319.75 | 128.25 | 57
2023/24 | 320.25 | 128.25 | 48
2023/24 | 320.75 | 128.25 | 59
2023/24 | 321.25 | 128.25 | 50
2023/24 | 321.75 | 128.25 | 58
2023/24 | 322.25 | 128.25 | 53
2023/24 | 322.75 | 128.25 | 61
2023/24 | 323.25 | 128.25 | 59
2023/24 | 323.75 | 128.25 | 67
2023/24 | 324.25 | 128.25 | 65
2023/24 | 324.75 | 128.25 | 52
2023/24 | 325.25 | 128.25 | 43
2023/24 | 325.75 | 128.25 | 60
2023/24 | 326.25 | 128.25 | 52
2023/24 | 326.75 | 128.25 | 57
2023/24 | 327.25 | 128.25 | 60
2023/24 | 327.75 | 128.25 | 43
2023/24 | 328.25 | 128.25 | 49
2023/24 | 328.75 | 128.25 | 52
2023/24 | 329.25 | 128.25 | 55
2023/24 | 329.75 | 128.25 | 42
2023/24 | 330.25 | 128.25 | 34
2023/24 | 330.75 | 128.25 | 45
2023/24 | 331.25 | 128.25 | 54
2023/24 | 331.75 | 128.25 | 52
2023/24 | 332.25 | 128.25 | 47
2023/24 | 332.75 | 128.25 | 57
2023/24 | 333.25 | 128.25 | 43
2023/24 | 333.75 | 128.25 | 53
2023/24 | 334.25 | 128.25 | 52
2023/24 | 334.75 | 128.25 | 40
2023/24 | 335.25 | 128.25 | 49
2023/24 | 335.75 | 128.25 | 54
2023/24 | 336.25 | 128.25 | 45
2023/24 | 336.75 | 128.25 | 51
2023/24 | 337.25 | 128.25 | 48
2023/24 | 337.75 | 128.25 | 40
2023/24 | 338.25 | 128.25 | 34
2023/24 | 338.75 | 128.25 | 36
2023/24 | 339.25 | 128.25 | 55
2023/24 | 339.75 | 128.25 | 52
2023/24 | 340.25 | 128.25 | 44
2023/24 | 340.75 | 128.25 | 44
2023/24 | 341.25 | 128.25 | 36
2023/24 | 341.75 | 128.25 | 51
2023/24 | 342.25 | 128.25 | 34
2023/24 | 342.75 | 128.25 | 36
2023/24 | 343.25 | 128.25 | 46
2023/24 | 343.75 | 128.25 | 44
2023/24 | 344.25 | 128.25 | 35
2023/24 | 344.75 | 128.25 | 34
2023/24 | 345.25 | 128.25 | 32
2023/24 | 345.75 | 128.25 | 29
2023/24 | 346.25 | 128.25 | 32
2023/24 | 346.75 | 128.25 | 36
2023/24 | 347.25 | 128.25 | 46
2023/24 | 347.75 | 128.25 | 39
2023/24 | 348.25 | 128.25 | 31
2023/24 | 348.75 | 128.25 | 40
2023/24 | 349.25 | 128.25 | 43
2023/24 | 349.75 | 128.25 | 37
2023/24 | 350.25 | 128.25 | 43
2023/24 | 350.75 | 128.25 | 28
2023/24 | 351.25 | 128.25 | 34
2023/24 | 351.75 | 128.25 | 45
2023/24 | 352.25 | 128.25 | 27
2023/24 | 352.75 | 128.25 | 37
2023/24 | 353.25 | 128.25 | 33
2023/24 | 353.75 | 128.25 | 37
2023/24 | 354.25 | 128.25 | 33
2023/24 | 354.75 | 128.25 | 27
2023/24 | 355.25 | 128.25 | 29
2023/24 | 355.75 | 128.25 | 29
2023/24 | 356.25 | 128.25 | 31
2023/24 | 356.75 | 128.25 | 36
2023/24 | 357.25 | 128.25 | 28
2023/24 | 357.75 | 128.25 | 35
2023/24 | 358.25 | 128.25 | 29
2023/24 | 358.75 | 128.25 | 23
2023/24 | 359.25 | 128.25 | 30
2023/24 | 359.75 | 128.25 | 25
2023/24 | 360.25 | 128.25 | 31
2023/24 | 360.75 | 128.25 | 33
2023/24 | 361.25 | 128.25 | 33
2023/24 | 361.75 | 128.25 | 30
2023/24 | 362.25 | 128.25 | 27
2023/24 | 362.75 | 128.25 | 28
2023/24 | 363.25 | 128.25 | 31
2023/24 | 363.75 | 128.25 | 25
2023/24 | 364.25 | 128.25 | 28
2023/24 | 364.75 | 128.25 | 23
2023/24 | 365.25 | 128.25 | 24
2023/24 | 365.75 | 128.25 | 31
2023/24 | 366.25 | 128.25 | 28
2023/24 | 366.75 | 128.25 | 25
2023/24 | 367.25 | 128.25 | 32
2023/24 | 367.75 | 128.25 | 18
2023/24 | 368.25 | 128.25 | 21
2023/24 | 368.75 | 128.25 | 20
2023/24 | 369.25 | 128.25 | 18
2023/24 | 369.75 | 128.25 | 22
2023/24 | 370.25 | 128.25 | 21
2023/24 | 370.75 | 128.25 | 28
2023/24 | 371.25 | 128.25 | 17
2023/24 | 371.75 | 128.25 | 23
2023/24 | 372.25 | 128.25 | 26
2023/24 | 372.75 | 128.25 | 19
2023/24 | 373.25 | 128.25 | 22
2023/24 | 373.75 | 128.25 | 13
2023/24 | 374.25 | 128.25 | 29
2023/24 | 374.75 | 128.25 | 23
2023/24 | 375.25 | 128.25 | 21
2023/24 | 375.75 | 128.25 | 28
2023/24 | 376.25 | 128.25 | 13
2023/24 | 376.75 | 128.25 | 21
2023/24 | 377.25 | 128.25 | 21
2023/24 | 377.75 | 128.25 | 16
2023/24 | 378.25 | 128.25 | 8
2023/24 | 378.75 | 128.25 | 14
2023/24 | 379.25 | 128.25 | 20
2023/24 | 379.75 | 128.25 | 19
2023/24 | 380.25 | 128.25 | 18
2023/24 | 380.75 | 128.25 | 8
2023/24 | 381.25 | 128.25 | 15
2023/24 | 381.75 | 128.25 | 13
2023/24 | 382.25 | 128.25 | 15
2023/24 | 382.75 | 128.25 | 12
2023/24 | 383.25 | 128.25 | 20
2023/24 | 383.75 | 128.25 | 12
2023/24 | 384.25 | 128.25 | 14
2023/24 | 384.75 | 128.25 | 19
2023/24 | 385.25 | 128.25 | 15
2023/24 | 385.75 | 128.25 | 17
2023/24 | 386.25 | 128.25 | 9
2023/24 | 386.75 | 128.25 | 17
2023/24 | 387.25 | 128.25 | 18
2023/24 | 387.75 | 128.25 | 15
2023/24 | 388.25 | 128.25 | 15
2023/24 | 388.75 | 128.25 | 13
2023/24 | 389.25 | 128.25 | 6
2023/24 | 389.75 | 128.25 | 15
2023/24 | 390.25 | 128.25 | 9
2023/24 | 390.75 | 128.25 | 12
2023/24 | 391.25 | 128.25 | 13
2023/24 | 391.75 | 128.25 | 14
2023/24 | 392.25 | 128.25 | 13
2023/24 | 392.75 | 128.25 | 7
2023/24 | 393.25 | 128.25 | 15
2023/24 | 393.75 | 128.25 | 8
2023/24 | 394.25 | 128.25 | 10
2023/24 | 394.75 | 128.25 | 7
2023/24 | 395.25 | 128.25 | 9
2023/24 | 395.75 | 128.25 | 9
2023/24 | 396.25 | 128.25 | 8
2023/24 | 396.75 | 128.25 | 12
2023/24 | 397.25 | 128.25 | 14
2023/24 | 397.75 | 128.25 | 9
2023/24 | 398.25 | 128.25 | 7
2023/24 | 398.75 | 128.25 | 6
2023/24 | 399.25 | 128.25 | 12
2023/24 | 399.75 | 128.25 | 6
2023/24 | 400.25 | 128.25 | 8
2023/24 | 400.75 | 128.25 | 4
2023/24 | 401.25 | 128.25 | 8
2023/24 | 401.75 | 128.25 | 7
2023/24 | 402.25 | 128.25 | 13
2023/24 | 402.75 | 128.25 | 3
2023/24 | 403.25 | 128.25 | 8
2023/24 | 403.75 | 128.25 | 2
2023/24 | 404.25 | 128.25 | 3
2023/24 | 404.75 | 128.25 | 7
2023/24 | 405.25 | 128.25 | 2
2023/24 | 405.75 | 128.25 | 8
2023/24 | 406.25 | 128.25 | 7
2023/24 | 406.75 | 128.25 | 8
2023/24 | 407.25 | 128.25 | 3
2023/24 | 407.75 | 128.25 | 8
2023/24 | 408.25 | 128.25 | 4
2023/24 | 408.75 | 128.25 | 2
2023/24 | 409.25 | 128.25 | 2
2023/24 | 409.75 | 128.25 | 4
2023/24 | 410.25 | 128.25 | 5
2023/24 | 410.75 | 128.25 | 6
2023/24 | 411.25 | 128.25 | 3
2023/24 | 411.75 | 128.25 | 7
2023/24 | 412.25 | 128.25 | 5
2023/24 | 412.75 | 128.25 | 4
2023/24 | 413.25 | 128.25 | 3
2023/24 | 413.75 | 128.25 | 3
2023/24 | 414.25 | 128.25 | 2
2023/24 | 414.75 | 128.25 | 4
2023/24 | 415.25 | 128.25 | 1
2023/24 | 415.75 | 128.25 | 5
2023/24 | 416.25 | 128.25 | 1
2023/24 | 416.75 | 128.25 | 1
2023/24 | 417.25 | 128.25 | 5
2023/24 | 417.75 | 128.25 | 4
2023/24 | 418.25 | 128.25 | 4
2023/24 | 418.75 | 128.25 | 4
2023/24 | 419.25 | 128.25 | 2
2023/24 | 419.75 | 128.25 | 3
2023/24 | 420.25 | 128.25 | 4
2023/24 | 420.75 | 128.25 | 3
2023/24 | 421.25 | 128.25 | 2
2023/24 | 421.75 | 128.25 | 2
2023/24 | 422.25 | 128.25 | 2
2023/24 | 422.75 | 128.25 | 1
2023/24 | 423.25 | 128.25 | 1
2023/24 | 423.75 | 128.25 | 3
2023/24 | 424.25 | 128.25 | 4
2023/24 | 424.75 | 128.25 | 2
2023/24 | 425.25 | 128.25 | 1
2023/24 | 425.75 | 128.25 | 4
2023/24 | 426.25 | 128.25 | 4
2023/24 | 426.75 | 128.25 | 2
2023/24 | 427.25 | 128.25 | 3
2023/24 | 428.25 | 128.25 | 3
2023/24 | 428.75 | 128.25 | 1
2023/24 | 429.75 | 128.25 | 1
2023/24 | 430.75 | 128.25 | 2
2023/24 | 431.75 | 128.25 | 1
2023/24 | 432.25 | 128.25 | 1
2023/24 | 432.75 | 128.25 | 1
2023/24 | 433.25 | 128.25 | 1
2023/24 | 433.75 | 128.25 | 1
2023/24 | 434.75 | 128.25 | 1
2023/24 | 435.75 | 128.25 | 1
2023/24 | 436.25 | 128.25 | 1
2023/24 | 436.75 | 128.25 | 3
2023/24 | 437.25 | 128.25 | 4
2023/24 | 437.75 | 128.25 | 1
2023/24 | 438.25 | 128.25 | 1
2023/24 | 439.25 | 128.25 | 1
2023/24 | 439.75 | 128.25 | 1
2023/24 | 442.25 | 128.25 | 1
2023/24 | 443.25 | 128.25 | 2
2023/24 | 443.75 | 128.25 | 1
2023/24 | 444.25 | 128.25 | 2
2023/24 | 444.75 | 128.25 | 1
2023/24 | 445.25 | 128.25 | 1
2023/24 | 445.75 | 128.25 | 2
2023/24 | 446.75 | 128.25 | 2
2023/24 | 447.75 | 128.25 | 1
2023/24 | 449.75 | 128.25 | 1
2023/24 | 450.25 | 128.25 | 1
2023/24 | 451.25 | 128.25 | 1
2023/24 | 452.25 | 128.25 | 1
2023/24 | 453.25 | 128.25 | 1
2023/24 | 454.75 | 128.25 | 1
2023/24 | 456.25 | 128.25 | 1
2023/24 | 457.25 | 128.25 | 1
2023/24 | 458.25 | 128.25 | 2
2023/24 | 460.25 | 128.25 | 1
2023/24 | 460.75 | 128.25 | 2
2023/24 | 461.25 | 128.25 | 1
2023/24 | 462.75 | 128.25 | 1
2023/24 | 464.25 | 128.25 | 1
2023/24 | 469.25 | 128.25 | 1
2023/24 | 470.75 | 128.25 | 1
2023/24 | 473.25 | 128.25 | 1
2023/24 | 474.75 | 128.25 | 1
2023/24 | 477.75 | 128.25 | 1
2023/24 | 478.75 | 128.25 | 1
2023/24 | 507.75 | 128.25 | 1
2023/24 | 215.75 | 128.75 | 1
2023/24 | 218.25 | 128.75 | 1
2023/24 | 223.75 | 128.75 | 1
2023/24 | 224.75 | 128.75 | 1
2023/24 | 226.25 | 128.75 | 1
2023/24 | 230.25 | 128.75 | 1
2023/24 | 230.75 | 128.75 | 1
2023/24 | 232.25 | 128.75 | 1
2023/24 | 232.75 | 128.75 | 2
2023/24 | 233.75 | 128.75 | 2
2023/24 | 234.25 | 128.75 | 1
2023/24 | 234.75 | 128.75 | 1
2023/24 | 239.25 | 128.75 | 3
2023/24 | 240.25 | 128.75 | 2
2023/24 | 241.75 | 128.75 | 2
2023/24 | 242.25 | 128.75 | 1
2023/24 | 242.75 | 128.75 | 2
2023/24 | 243.25 | 128.75 | 1
2023/24 | 243.75 | 128.75 | 1
2023/24 | 245.75 | 128.75 | 2
2023/24 | 246.25 | 128.75 | 1
2023/24 | 247.25 | 128.75 | 2
2023/24 | 248.25 | 128.75 | 2
2023/24 | 248.75 | 128.75 | 2
2023/24 | 249.25 | 128.75 | 1
2023/24 | 250.25 | 128.75 | 3
2023/24 | 250.75 | 128.75 | 1
2023/24 | 251.25 | 128.75 | 2
2023/24 | 251.75 | 128.75 | 1
2023/24 | 252.25 | 128.75 | 1
2023/24 | 252.75 | 128.75 | 2
2023/24 | 253.25 | 128.75 | 4
2023/24 | 253.75 | 128.75 | 4
2023/24 | 254.25 | 128.75 | 3
2023/24 | 255.75 | 128.75 | 6
2023/24 | 256.25 | 128.75 | 2
2023/24 | 256.75 | 128.75 | 3
2023/24 | 257.25 | 128.75 | 2
2023/24 | 257.75 | 128.75 | 4
2023/24 | 258.25 | 128.75 | 7
2023/24 | 258.75 | 128.75 | 5
2023/24 | 259.25 | 128.75 | 5
2023/24 | 259.75 | 128.75 | 3
2023/24 | 260.25 | 128.75 | 5
2023/24 | 260.75 | 128.75 | 2
2023/24 | 261.25 | 128.75 | 4
2023/24 | 261.75 | 128.75 | 2
2023/24 | 262.25 | 128.75 | 3
2023/24 | 262.75 | 128.75 | 6
2023/24 | 263.25 | 128.75 | 4
2023/24 | 263.75 | 128.75 | 4
2023/24 | 264.25 | 128.75 | 9
2023/24 | 264.75 | 128.75 | 3
2023/24 | 265.25 | 128.75 | 6
2023/24 | 265.75 | 128.75 | 8
2023/24 | 266.25 | 128.75 | 6
2023/24 | 266.75 | 128.75 | 13
2023/24 | 267.25 | 128.75 | 10
2023/24 | 267.75 | 128.75 | 8
2023/24 | 268.25 | 128.75 | 5
2023/24 | 268.75 | 128.75 | 7
2023/24 | 269.25 | 128.75 | 8
2023/24 | 269.75 | 128.75 | 9
2023/24 | 270.25 | 128.75 | 4
2023/24 | 270.75 | 128.75 | 10
2023/24 | 271.25 | 128.75 | 8
2023/24 | 271.75 | 128.75 | 15
2023/24 | 272.25 | 128.75 | 11
2023/24 | 272.75 | 128.75 | 9
2023/24 | 273.25 | 128.75 | 11
2023/24 | 273.75 | 128.75 | 9
2023/24 | 274.25 | 128.75 | 12
2023/24 | 274.75 | 128.75 | 7
2023/24 | 275.25 | 128.75 | 5
2023/24 | 275.75 | 128.75 | 11
2023/24 | 276.25 | 128.75 | 14
2023/24 | 276.75 | 128.75 | 8
2023/24 | 277.25 | 128.75 | 16
2023/24 | 277.75 | 128.75 | 16
2023/24 | 278.25 | 128.75 | 22
2023/24 | 278.75 | 128.75 | 12
2023/24 | 279.25 | 128.75 | 14
2023/24 | 279.75 | 128.75 | 15
2023/24 | 280.25 | 128.75 | 19
2023/24 | 280.75 | 128.75 | 14
2023/24 | 281.25 | 128.75 | 20
2023/24 | 281.75 | 128.75 | 21
2023/24 | 282.25 | 128.75 | 14
2023/24 | 282.75 | 128.75 | 17
2023/24 | 283.25 | 128.75 | 17
2023/24 | 283.75 | 128.75 | 31
2023/24 | 284.25 | 128.75 | 25
2023/24 | 284.75 | 128.75 | 16
2023/24 | 285.25 | 128.75 | 27
2023/24 | 285.75 | 128.75 | 25
2023/24 | 286.25 | 128.75 | 17
2023/24 | 286.75 | 128.75 | 30
2023/24 | 287.25 | 128.75 | 24
2023/24 | 287.75 | 128.75 | 28
2023/24 | 288.25 | 128.75 | 22
2023/24 | 288.75 | 128.75 | 26
2023/24 | 289.25 | 128.75 | 19
2023/24 | 289.75 | 128.75 | 23
2023/24 | 290.25 | 128.75 | 22
2023/24 | 290.75 | 128.75 | 27
2023/24 | 291.25 | 128.75 | 22
2023/24 | 291.75 | 128.75 | 34
2023/24 | 292.25 | 128.75 | 32
2023/24 | 292.75 | 128.75 | 31
2023/24 | 293.25 | 128.75 | 25
2023/24 | 293.75 | 128.75 | 31
2023/24 | 294.25 | 128.75 | 27
2023/24 | 294.75 | 128.75 | 44
2023/24 | 295.25 | 128.75 | 40
2023/24 | 295.75 | 128.75 | 44
2023/24 | 296.25 | 128.75 | 31
2023/24 | 296.75 | 128.75 | 52
2023/24 | 297.25 | 128.75 | 30
2023/24 | 297.75 | 128.75 | 40
2023/24 | 298.25 | 128.75 | 48
2023/24 | 298.75 | 128.75 | 33
2023/24 | 299.25 | 128.75 | 28
2023/24 | 299.75 | 128.75 | 37
2023/24 | 300.25 | 128.75 | 31
2023/24 | 300.75 | 128.75 | 44
2023/24 | 301.25 | 128.75 | 46
2023/24 | 301.75 | 128.75 | 39
2023/24 | 302.25 | 128.75 | 39
2023/24 | 302.75 | 128.75 | 42
2023/24 | 303.25 | 128.75 | 41
2023/24 | 303.75 | 128.75 | 40
2023/24 | 304.25 | 128.75 | 42
2023/24 | 304.75 | 128.75 | 49
2023/24 | 305.25 | 128.75 | 48
2023/24 | 305.75 | 128.75 | 47
2023/24 | 306.25 | 128.75 | 47
2023/24 | 306.75 | 128.75 | 43
2023/24 | 307.25 | 128.75 | 53
2023/24 | 307.75 | 128.75 | 49
2023/24 | 308.25 | 128.75 | 43
2023/24 | 308.75 | 128.75 | 59
2023/24 | 309.25 | 128.75 | 54
2023/24 | 309.75 | 128.75 | 34
2023/24 | 310.25 | 128.75 | 50
2023/24 | 310.75 | 128.75 | 58
2023/24 | 311.25 | 128.75 | 48
2023/24 | 311.75 | 128.75 | 49
2023/24 | 312.25 | 128.75 | 42
2023/24 | 312.75 | 128.75 | 52
2023/24 | 313.25 | 128.75 | 50
2023/24 | 313.75 | 128.75 | 57
2023/24 | 314.25 | 128.75 | 62
2023/24 | 314.75 | 128.75 | 59
2023/24 | 315.25 | 128.75 | 50
2023/24 | 315.75 | 128.75 | 51
2023/24 | 316.25 | 128.75 | 46
2023/24 | 316.75 | 128.75 | 58
2023/24 | 317.25 | 128.75 | 37
2023/24 | 317.75 | 128.75 | 50
2023/24 | 318.25 | 128.75 | 56
2023/24 | 318.75 | 128.75 | 46
2023/24 | 319.25 | 128.75 | 45
2023/24 | 319.75 | 128.75 | 58
2023/24 | 320.25 | 128.75 | 52
2023/24 | 320.75 | 128.75 | 51
2023/24 | 321.25 | 128.75 | 57
2023/24 | 321.75 | 128.75 | 53
2023/24 | 322.25 | 128.75 | 44
2023/24 | 322.75 | 128.75 | 58
2023/24 | 323.25 | 128.75 | 55
2023/24 | 323.75 | 128.75 | 44
2023/24 | 324.25 | 128.75 | 49
2023/24 | 324.75 | 128.75 | 52
2023/24 | 325.25 | 128.75 | 75
2023/24 | 325.75 | 128.75 | 53
2023/24 | 326.25 | 128.75 | 49
2023/24 | 326.75 | 128.75 | 46
2023/24 | 327.25 | 128.75 | 58
2023/24 | 327.75 | 128.75 | 50
2023/24 | 328.25 | 128.75 | 56
2023/24 | 328.75 | 128.75 | 50
2023/24 | 329.25 | 128.75 | 50
2023/24 | 329.75 | 128.75 | 42
2023/24 | 330.25 | 128.75 | 44
2023/24 | 330.75 | 128.75 | 56
2023/24 | 331.25 | 128.75 | 44
2023/24 | 331.75 | 128.75 | 59
2023/24 | 332.25 | 128.75 | 56
2023/24 | 332.75 | 128.75 | 50
2023/24 | 333.25 | 128.75 | 50
2023/24 | 333.75 | 128.75 | 44
2023/24 | 334.25 | 128.75 | 42
2023/24 | 334.75 | 128.75 | 46
2023/24 | 335.25 | 128.75 | 48
2023/24 | 335.75 | 128.75 | 55
2023/24 | 336.25 | 128.75 | 53
2023/24 | 336.75 | 128.75 | 26
2023/24 | 337.25 | 128.75 | 62
2023/24 | 337.75 | 128.75 | 39
2023/24 | 338.25 | 128.75 | 28
2023/24 | 338.75 | 128.75 | 42
2023/24 | 339.25 | 128.75 | 34
2023/24 | 339.75 | 128.75 | 42
2023/24 | 340.25 | 128.75 | 42
2023/24 | 340.75 | 128.75 | 41
2023/24 | 341.25 | 128.75 | 48
2023/24 | 341.75 | 128.75 | 49
2023/24 | 342.25 | 128.75 | 43
2023/24 | 342.75 | 128.75 | 47
2023/24 | 343.25 | 128.75 | 41
2023/24 | 343.75 | 128.75 | 51
2023/24 | 344.25 | 128.75 | 39
2023/24 | 344.75 | 128.75 | 35
2023/24 | 345.25 | 128.75 | 42
2023/24 | 345.75 | 128.75 | 39
2023/24 | 346.25 | 128.75 | 46
2023/24 | 346.75 | 128.75 | 32
2023/24 | 347.25 | 128.75 | 43
2023/24 | 347.75 | 128.75 | 38
2023/24 | 348.25 | 128.75 | 21
2023/24 | 348.75 | 128.75 | 35
2023/24 | 349.25 | 128.75 | 32
2023/24 | 349.75 | 128.75 | 34
2023/24 | 350.25 | 128.75 | 34
2023/24 | 350.75 | 128.75 | 43
2023/24 | 351.25 | 128.75 | 32
2023/24 | 351.75 | 128.75 | 31
2023/24 | 352.25 | 128.75 | 43
2023/24 | 352.75 | 128.75 | 26
2023/24 | 353.25 | 128.75 | 32
2023/24 | 353.75 | 128.75 | 30
2023/24 | 354.25 | 128.75 | 35
2023/24 | 354.75 | 128.75 | 33
2023/24 | 355.25 | 128.75 | 18
2023/24 | 355.75 | 128.75 | 27
2023/24 | 356.25 | 128.75 | 38
2023/24 | 356.75 | 128.75 | 29
2023/24 | 357.25 | 128.75 | 30
2023/24 | 357.75 | 128.75 | 37
2023/24 | 358.25 | 128.75 | 31
2023/24 | 358.75 | 128.75 | 27
2023/24 | 359.25 | 128.75 | 32
2023/24 | 359.75 | 128.75 | 32
2023/24 | 360.25 | 128.75 | 36
2023/24 | 360.75 | 128.75 | 20
2023/24 | 361.25 | 128.75 | 31
2023/24 | 361.75 | 128.75 | 29
2023/24 | 362.25 | 128.75 | 22
2023/24 | 362.75 | 128.75 | 30
2023/24 | 363.25 | 128.75 | 20
2023/24 | 363.75 | 128.75 | 25
2023/24 | 364.25 | 128.75 | 27
2023/24 | 364.75 | 128.75 | 38
2023/24 | 365.25 | 128.75 | 21
2023/24 | 365.75 | 128.75 | 36
2023/24 | 366.25 | 128.75 | 25
2023/24 | 366.75 | 128.75 | 24
2023/24 | 367.25 | 128.75 | 21
2023/24 | 367.75 | 128.75 | 26
2023/24 | 368.25 | 128.75 | 19
2023/24 | 368.75 | 128.75 | 23
2023/24 | 369.25 | 128.75 | 26
2023/24 | 369.75 | 128.75 | 19
2023/24 | 370.25 | 128.75 | 21
2023/24 | 370.75 | 128.75 | 31
2023/24 | 371.25 | 128.75 | 21
2023/24 | 371.75 | 128.75 | 23
2023/24 | 372.25 | 128.75 | 27
2023/24 | 372.75 | 128.75 | 19
2023/24 | 373.25 | 128.75 | 20
2023/24 | 373.75 | 128.75 | 20
2023/24 | 374.25 | 128.75 | 20
2023/24 | 374.75 | 128.75 | 13
2023/24 | 375.25 | 128.75 | 22
2023/24 | 375.75 | 128.75 | 22
2023/24 | 376.25 | 128.75 | 18
2023/24 | 376.75 | 128.75 | 23
2023/24 | 377.25 | 128.75 | 13
2023/24 | 377.75 | 128.75 | 16
2023/24 | 378.25 | 128.75 | 11
2023/24 | 378.75 | 128.75 | 22
2023/24 | 379.25 | 128.75 | 23
2023/24 | 379.75 | 128.75 | 17
2023/24 | 380.25 | 128.75 | 14
2023/24 | 380.75 | 128.75 | 7
2023/24 | 381.25 | 128.75 | 14
2023/24 | 381.75 | 128.75 | 9
2023/24 | 382.25 | 128.75 | 15
2023/24 | 382.75 | 128.75 | 15
2023/24 | 383.25 | 128.75 | 10
2023/24 | 383.75 | 128.75 | 8
2023/24 | 384.25 | 128.75 | 13
2023/24 | 384.75 | 128.75 | 12
2023/24 | 385.25 | 128.75 | 11
2023/24 | 385.75 | 128.75 | 9
2023/24 | 386.25 | 128.75 | 10
2023/24 | 386.75 | 128.75 | 16
2023/24 | 387.25 | 128.75 | 13
2023/24 | 387.75 | 128.75 | 17
2023/24 | 388.25 | 128.75 | 18
2023/24 | 388.75 | 128.75 | 9
2023/24 | 389.25 | 128.75 | 18
2023/24 | 389.75 | 128.75 | 10
2023/24 | 390.25 | 128.75 | 15
2023/24 | 390.75 | 128.75 | 9
2023/24 | 391.25 | 128.75 | 13
2023/24 | 391.75 | 128.75 | 14
2023/24 | 392.25 | 128.75 | 8
2023/24 | 392.75 | 128.75 | 13
2023/24 | 393.25 | 128.75 | 8
2023/24 | 393.75 | 128.75 | 15
2023/24 | 394.25 | 128.75 | 8
2023/24 | 394.75 | 128.75 | 6
2023/24 | 395.25 | 128.75 | 11
2023/24 | 395.75 | 128.75 | 4
2023/24 | 396.25 | 128.75 | 11
2023/24 | 396.75 | 128.75 | 10
2023/24 | 397.25 | 128.75 | 10
2023/24 | 397.75 | 128.75 | 12
2023/24 | 398.25 | 128.75 | 8
2023/24 | 398.75 | 128.75 | 8
2023/24 | 399.25 | 128.75 | 3
2023/24 | 399.75 | 128.75 | 8
2023/24 | 400.25 | 128.75 | 8
2023/24 | 400.75 | 128.75 | 6
2023/24 | 401.25 | 128.75 | 9
2023/24 | 401.75 | 128.75 | 9
2023/24 | 402.25 | 128.75 | 4
2023/24 | 402.75 | 128.75 | 9
2023/24 | 403.25 | 128.75 | 9
2023/24 | 403.75 | 128.75 | 9
2023/24 | 404.25 | 128.75 | 7
2023/24 | 404.75 | 128.75 | 6
2023/24 | 405.25 | 128.75 | 6
2023/24 | 405.75 | 128.75 | 4
2023/24 | 406.25 | 128.75 | 3
2023/24 | 406.75 | 128.75 | 11
2023/24 | 407.25 | 128.75 | 3
2023/24 | 407.75 | 128.75 | 6
2023/24 | 408.25 | 128.75 | 3
2023/24 | 408.75 | 128.75 | 3
2023/24 | 409.25 | 128.75 | 8
2023/24 | 409.75 | 128.75 | 5
2023/24 | 410.25 | 128.75 | 4
2023/24 | 410.75 | 128.75 | 5
2023/24 | 411.25 | 128.75 | 6
2023/24 | 411.75 | 128.75 | 3
2023/24 | 412.25 | 128.75 | 4
2023/24 | 412.75 | 128.75 | 7
2023/24 | 413.25 | 128.75 | 5
2023/24 | 413.75 | 128.75 | 6
2023/24 | 414.25 | 128.75 | 2
2023/24 | 414.75 | 128.75 | 6
2023/24 | 415.75 | 128.75 | 4
2023/24 | 416.25 | 128.75 | 3
2023/24 | 416.75 | 128.75 | 1
2023/24 | 417.25 | 128.75 | 2
2023/24 | 417.75 | 128.75 | 4
2023/24 | 418.25 | 128.75 | 5
2023/24 | 418.75 | 128.75 | 1
2023/24 | 419.25 | 128.75 | 2
2023/24 | 419.75 | 128.75 | 5
2023/24 | 420.25 | 128.75 | 2
2023/24 | 420.75 | 128.75 | 2
2023/24 | 421.25 | 128.75 | 5
2023/24 | 421.75 | 128.75 | 6
2023/24 | 422.25 | 128.75 | 4
2023/24 | 422.75 | 128.75 | 2
2023/24 | 423.25 | 128.75 | 4
2023/24 | 423.75 | 128.75 | 2
2023/24 | 424.25 | 128.75 | 2
2023/24 | 424.75 | 128.75 | 3
2023/24 | 425.25 | 128.75 | 1
2023/24 | 425.75 | 128.75 | 2
2023/24 | 426.75 | 128.75 | 2
2023/24 | 427.25 | 128.75 | 4
2023/24 | 427.75 | 128.75 | 2
2023/24 | 428.25 | 128.75 | 3
2023/24 | 428.75 | 128.75 | 2
2023/24 | 429.25 | 128.75 | 3
2023/24 | 429.75 | 128.75 | 1
2023/24 | 431.25 | 128.75 | 4
2023/24 | 431.75 | 128.75 | 1
2023/24 | 432.75 | 128.75 | 1
2023/24 | 433.25 | 128.75 | 2
2023/24 | 433.75 | 128.75 | 1
2023/24 | 434.25 | 128.75 | 3
2023/24 | 434.75 | 128.75 | 2
2023/24 | 435.75 | 128.75 | 4
2023/24 | 436.25 | 128.75 | 4
2023/24 | 436.75 | 128.75 | 1
2023/24 | 437.25 | 128.75 | 2
2023/24 | 437.75 | 128.75 | 1
2023/24 | 438.75 | 128.75 | 3
2023/24 | 439.25 | 128.75 | 1
2023/24 | 440.25 | 128.75 | 1
2023/24 | 440.75 | 128.75 | 1
2023/24 | 441.75 | 128.75 | 1
2023/24 | 442.25 | 128.75 | 2
2023/24 | 443.25 | 128.75 | 1
2023/24 | 444.25 | 128.75 | 3
2023/24 | 444.75 | 128.75 | 1
2023/24 | 445.75 | 128.75 | 1
2023/24 | 446.25 | 128.75 | 1
2023/24 | 447.25 | 128.75 | 2
2023/24 | 448.25 | 128.75 | 1
2023/24 | 448.75 | 128.75 | 1
2023/24 | 449.25 | 128.75 | 1
2023/24 | 450.25 | 128.75 | 1
2023/24 | 451.75 | 128.75 | 1
2023/24 | 452.25 | 128.75 | 1
2023/24 | 458.25 | 128.75 | 1
2023/24 | 459.75 | 128.75 | 1
2023/24 | 462.25 | 128.75 | 1
2023/24 | 464.75 | 128.75 | 1
2023/24 | 466.75 | 128.75 | 1
2023/24 | 467.75 | 128.75 | 1
2023/24 | 471.25 | 128.75 | 1
2023/24 | 473.75 | 128.75 | 1
2023/24 | 478.75 | 128.75 | 1
2023/24 | 480.75 | 128.75 | 1
2023/24 | 486.75 | 128.75 | 1
2023/24 | 490.25 | 128.75 | 1
2023/24 | 505.75 | 128.75 | 1
2023/24 | 213.25 | 129.25 | 1
2023/24 | 217.75 | 129.25 | 1
2023/24 | 218.25 | 129.25 | 1
2023/24 | 220.25 | 129.25 | 2
2023/24 | 220.75 | 129.25 | 1
2023/24 | 223.75 | 129.25 | 1
2023/24 | 224.25 | 129.25 | 1
2023/24 | 225.75 | 129.25 | 1
2023/24 | 227.75 | 129.25 | 1
2023/24 | 229.25 | 129.25 | 1
2023/24 | 229.75 | 129.25 | 1
2023/24 | 230.25 | 129.25 | 1
2023/24 | 230.75 | 129.25 | 1
2023/24 | 231.75 | 129.25 | 1
2023/24 | 234.25 | 129.25 | 1
2023/24 | 234.75 | 129.25 | 1
2023/24 | 236.25 | 129.25 | 1
2023/24 | 237.25 | 129.25 | 1
2023/24 | 237.75 | 129.25 | 1
2023/24 | 239.75 | 129.25 | 1
2023/24 | 240.25 | 129.25 | 3
2023/24 | 241.75 | 129.25 | 1
2023/24 | 242.75 | 129.25 | 1
2023/24 | 243.75 | 129.25 | 2
2023/24 | 245.75 | 129.25 | 1
2023/24 | 246.25 | 129.25 | 1
2023/24 | 247.25 | 129.25 | 2
2023/24 | 247.75 | 129.25 | 1
2023/24 | 248.25 | 129.25 | 5
2023/24 | 248.75 | 129.25 | 2
2023/24 | 249.25 | 129.25 | 2
2023/24 | 250.75 | 129.25 | 1
2023/24 | 251.25 | 129.25 | 1
2023/24 | 251.75 | 129.25 | 4
2023/24 | 252.25 | 129.25 | 5
2023/24 | 252.75 | 129.25 | 2
2023/24 | 253.25 | 129.25 | 1
2023/24 | 253.75 | 129.25 | 2
2023/24 | 254.75 | 129.25 | 3
2023/24 | 255.25 | 129.25 | 6
2023/24 | 255.75 | 129.25 | 1
2023/24 | 256.25 | 129.25 | 2
2023/24 | 257.25 | 129.25 | 2
2023/24 | 257.75 | 129.25 | 3
2023/24 | 258.25 | 129.25 | 1
2023/24 | 258.75 | 129.25 | 2
2023/24 | 259.25 | 129.25 | 3
2023/24 | 259.75 | 129.25 | 1
2023/24 | 260.25 | 129.25 | 4
2023/24 | 260.75 | 129.25 | 3
2023/24 | 261.25 | 129.25 | 2
2023/24 | 261.75 | 129.25 | 1
2023/24 | 262.25 | 129.25 | 2
2023/24 | 262.75 | 129.25 | 5
2023/24 | 263.25 | 129.25 | 5
2023/24 | 264.25 | 129.25 | 4
2023/24 | 264.75 | 129.25 | 3
2023/24 | 265.25 | 129.25 | 2
2023/24 | 265.75 | 129.25 | 5
2023/24 | 266.25 | 129.25 | 5
2023/24 | 266.75 | 129.25 | 5
2023/24 | 267.25 | 129.25 | 4
2023/24 | 267.75 | 129.25 | 7
2023/24 | 268.25 | 129.25 | 4
2023/24 | 268.75 | 129.25 | 6
2023/24 | 269.25 | 129.25 | 6
2023/24 | 269.75 | 129.25 | 6
2023/24 | 270.25 | 129.25 | 5
2023/24 | 270.75 | 129.25 | 8
2023/24 | 271.25 | 129.25 | 6
2023/24 | 271.75 | 129.25 | 10
2023/24 | 272.25 | 129.25 | 8
2023/24 | 272.75 | 129.25 | 12
2023/24 | 273.25 | 129.25 | 11
2023/24 | 273.75 | 129.25 | 3
2023/24 | 274.25 | 129.25 | 8
2023/24 | 274.75 | 129.25 | 11
2023/24 | 275.25 | 129.25 | 6
2023/24 | 275.75 | 129.25 | 12
2023/24 | 276.25 | 129.25 | 20
2023/24 | 276.75 | 129.25 | 18
2023/24 | 277.25 | 129.25 | 7
2023/24 | 277.75 | 129.25 | 7
2023/24 | 278.25 | 129.25 | 11
2023/24 | 278.75 | 129.25 | 11
2023/24 | 279.25 | 129.25 | 15
2023/24 | 279.75 | 129.25 | 10
2023/24 | 280.25 | 129.25 | 12
2023/24 | 280.75 | 129.25 | 7
2023/24 | 281.25 | 129.25 | 10
2023/24 | 281.75 | 129.25 | 18
2023/24 | 282.25 | 129.25 | 11
2023/24 | 282.75 | 129.25 | 18
2023/24 | 283.25 | 129.25 | 16
2023/24 | 283.75 | 129.25 | 15
2023/24 | 284.25 | 129.25 | 11
2023/24 | 284.75 | 129.25 | 18
2023/24 | 285.25 | 129.25 | 19
2023/24 | 285.75 | 129.25 | 17
2023/24 | 286.25 | 129.25 | 17
2023/24 | 286.75 | 129.25 | 15
2023/24 | 287.25 | 129.25 | 28
2023/24 | 287.75 | 129.25 | 12
2023/24 | 288.25 | 129.25 | 24
2023/24 | 288.75 | 129.25 | 18
2023/24 | 289.25 | 129.25 | 22
2023/24 | 289.75 | 129.25 | 24
2023/24 | 290.25 | 129.25 | 34
2023/24 | 290.75 | 129.25 | 19
2023/24 | 291.25 | 129.25 | 27
2023/24 | 291.75 | 129.25 | 31
2023/24 | 292.25 | 129.25 | 24
2023/24 | 292.75 | 129.25 | 31
2023/24 | 293.25 | 129.25 | 12
2023/24 | 293.75 | 129.25 | 23
2023/24 | 294.25 | 129.25 | 26
2023/24 | 294.75 | 129.25 | 30
2023/24 | 295.25 | 129.25 | 25
2023/24 | 295.75 | 129.25 | 28
2023/24 | 296.25 | 129.25 | 29
2023/24 | 296.75 | 129.25 | 33
2023/24 | 297.25 | 129.25 | 46
2023/24 | 297.75 | 129.25 | 39
2023/24 | 298.25 | 129.25 | 45
2023/24 | 298.75 | 129.25 | 37
2023/24 | 299.25 | 129.25 | 37
2023/24 | 299.75 | 129.25 | 28
2023/24 | 300.25 | 129.25 | 37
2023/24 | 300.75 | 129.25 | 38
2023/24 | 301.25 | 129.25 | 42
2023/24 | 301.75 | 129.25 | 39
2023/24 | 302.25 | 129.25 | 42
2023/24 | 302.75 | 129.25 | 39
2023/24 | 303.25 | 129.25 | 52
2023/24 | 303.75 | 129.25 | 36
2023/24 | 304.25 | 129.25 | 32
2023/24 | 304.75 | 129.25 | 48
2023/24 | 305.25 | 129.25 | 42
2023/24 | 305.75 | 129.25 | 51
2023/24 | 306.25 | 129.25 | 43
2023/24 | 306.75 | 129.25 | 32
2023/24 | 307.25 | 129.25 | 44
2023/24 | 307.75 | 129.25 | 45
2023/24 | 308.25 | 129.25 | 48
2023/24 | 308.75 | 129.25 | 25
2023/24 | 309.25 | 129.25 | 53
2023/24 | 309.75 | 129.25 | 37
2023/24 | 310.25 | 129.25 | 44
2023/24 | 310.75 | 129.25 | 27
2023/24 | 311.25 | 129.25 | 52
2023/24 | 311.75 | 129.25 | 55
2023/24 | 312.25 | 129.25 | 38
2023/24 | 312.75 | 129.25 | 59
2023/24 | 313.25 | 129.25 | 57
2023/24 | 313.75 | 129.25 | 40
2023/24 | 314.25 | 129.25 | 48
2023/24 | 314.75 | 129.25 | 35
2023/24 | 315.25 | 129.25 | 52
2023/24 | 315.75 | 129.25 | 50
2023/24 | 316.25 | 129.25 | 41
2023/24 | 316.75 | 129.25 | 48
2023/24 | 317.25 | 129.25 | 47
2023/24 | 317.75 | 129.25 | 59
2023/24 | 318.25 | 129.25 | 45
2023/24 | 318.75 | 129.25 | 46
2023/24 | 319.25 | 129.25 | 49
2023/24 | 319.75 | 129.25 | 53
2023/24 | 320.25 | 129.25 | 48
2023/24 | 320.75 | 129.25 | 45
2023/24 | 321.25 | 129.25 | 44
2023/24 | 321.75 | 129.25 | 37
2023/24 | 322.25 | 129.25 | 50
2023/24 | 322.75 | 129.25 | 39
2023/24 | 323.25 | 129.25 | 52
2023/24 | 323.75 | 129.25 | 47
2023/24 | 324.25 | 129.25 | 45
2023/24 | 324.75 | 129.25 | 44
2023/24 | 325.25 | 129.25 | 44
2023/24 | 325.75 | 129.25 | 54
2023/24 | 326.25 | 129.25 | 48
2023/24 | 326.75 | 129.25 | 47
2023/24 | 327.25 | 129.25 | 38
2023/24 | 327.75 | 129.25 | 44
2023/24 | 328.25 | 129.25 | 39
2023/24 | 328.75 | 129.25 | 48
2023/24 | 329.25 | 129.25 | 39
2023/24 | 329.75 | 129.25 | 38
2023/24 | 330.25 | 129.25 | 46
2023/24 | 330.75 | 129.25 | 47
2023/24 | 331.25 | 129.25 | 38
2023/24 | 331.75 | 129.25 | 37
2023/24 | 332.25 | 129.25 | 36
2023/24 | 332.75 | 129.25 | 47
2023/24 | 333.25 | 129.25 | 35
2023/24 | 333.75 | 129.25 | 43
2023/24 | 334.25 | 129.25 | 45
2023/24 | 334.75 | 129.25 | 34
2023/24 | 335.25 | 129.25 | 47
2023/24 | 335.75 | 129.25 | 53
2023/24 | 336.25 | 129.25 | 44
2023/24 | 336.75 | 129.25 | 40
2023/24 | 337.25 | 129.25 | 54
2023/24 | 337.75 | 129.25 | 31
2023/24 | 338.25 | 129.25 | 48
2023/24 | 338.75 | 129.25 | 48
2023/24 | 339.25 | 129.25 | 31
2023/24 | 339.75 | 129.25 | 47
2023/24 | 340.25 | 129.25 | 38
2023/24 | 340.75 | 129.25 | 35
2023/24 | 341.25 | 129.25 | 44
2023/24 | 341.75 | 129.25 | 41
2023/24 | 342.25 | 129.25 | 40
2023/24 | 342.75 | 129.25 | 39
2023/24 | 343.25 | 129.25 | 35
2023/24 | 343.75 | 129.25 | 54
2023/24 | 344.25 | 129.25 | 39
2023/24 | 344.75 | 129.25 | 29
2023/24 | 345.25 | 129.25 | 23
2023/24 | 345.75 | 129.25 | 35
2023/24 | 346.25 | 129.25 | 31
2023/24 | 346.75 | 129.25 | 38
2023/24 | 347.25 | 129.25 | 34
2023/24 | 347.75 | 129.25 | 32
2023/24 | 348.25 | 129.25 | 32
2023/24 | 348.75 | 129.25 | 31
2023/24 | 349.25 | 129.25 | 28
2023/24 | 349.75 | 129.25 | 32
2023/24 | 350.25 | 129.25 | 31
2023/24 | 350.75 | 129.25 | 39
2023/24 | 351.25 | 129.25 | 29
2023/24 | 351.75 | 129.25 | 39
2023/24 | 352.25 | 129.25 | 36
2023/24 | 352.75 | 129.25 | 33
2023/24 | 353.25 | 129.25 | 27
2023/24 | 353.75 | 129.25 | 22
2023/24 | 354.25 | 129.25 | 24
2023/24 | 354.75 | 129.25 | 30
2023/24 | 355.25 | 129.25 | 28
2023/24 | 355.75 | 129.25 | 36
2023/24 | 356.25 | 129.25 | 31
2023/24 | 356.75 | 129.25 | 30
2023/24 | 357.25 | 129.25 | 36
2023/24 | 357.75 | 129.25 | 29
2023/24 | 358.25 | 129.25 | 32
2023/24 | 358.75 | 129.25 | 30
2023/24 | 359.25 | 129.25 | 26
2023/24 | 359.75 | 129.25 | 34
2023/24 | 360.25 | 129.25 | 27
2023/24 | 360.75 | 129.25 | 27
2023/24 | 361.25 | 129.25 | 35
2023/24 | 361.75 | 129.25 | 36
2023/24 | 362.25 | 129.25 | 17
2023/24 | 362.75 | 129.25 | 22
2023/24 | 363.25 | 129.25 | 18
2023/24 | 363.75 | 129.25 | 29
2023/24 | 364.25 | 129.25 | 33
2023/24 | 364.75 | 129.25 | 31
2023/24 | 365.25 | 129.25 | 24
2023/24 | 365.75 | 129.25 | 30
2023/24 | 366.25 | 129.25 | 29
2023/24 | 366.75 | 129.25 | 23
2023/24 | 367.25 | 129.25 | 23
2023/24 | 367.75 | 129.25 | 27
2023/24 | 368.25 | 129.25 | 24
2023/24 | 368.75 | 129.25 | 29
2023/24 | 369.25 | 129.25 | 18
2023/24 | 369.75 | 129.25 | 30
2023/24 | 370.25 | 129.25 | 23
2023/24 | 370.75 | 129.25 | 20
2023/24 | 371.25 | 129.25 | 21
2023/24 | 371.75 | 129.25 | 22
2023/24 | 372.25 | 129.25 | 15
2023/24 | 372.75 | 129.25 | 21
2023/24 | 373.25 | 129.25 | 24
2023/24 | 373.75 | 129.25 | 16
2023/24 | 374.25 | 129.25 | 22
2023/24 | 374.75 | 129.25 | 24
2023/24 | 375.25 | 129.25 | 24
2023/24 | 375.75 | 129.25 | 21
2023/24 | 376.25 | 129.25 | 25
2023/24 | 376.75 | 129.25 | 9
2023/24 | 377.25 | 129.25 | 13
2023/24 | 377.75 | 129.25 | 21
2023/24 | 378.25 | 129.25 | 15
2023/24 | 378.75 | 129.25 | 23
2023/24 | 379.25 | 129.25 | 21
2023/24 | 379.75 | 129.25 | 21
2023/24 | 380.25 | 129.25 | 18
2023/24 | 380.75 | 129.25 | 16
2023/24 | 381.25 | 129.25 | 16
2023/24 | 381.75 | 129.25 | 16
2023/24 | 382.25 | 129.25 | 22
2023/24 | 382.75 | 129.25 | 15
2023/24 | 383.25 | 129.25 | 14
2023/24 | 383.75 | 129.25 | 12
2023/24 | 384.25 | 129.25 | 10
2023/24 | 384.75 | 129.25 | 21
2023/24 | 385.25 | 129.25 | 16
2023/24 | 385.75 | 129.25 | 14
2023/24 | 386.25 | 129.25 | 12
2023/24 | 386.75 | 129.25 | 13
2023/24 | 387.25 | 129.25 | 12
2023/24 | 387.75 | 129.25 | 13
2023/24 | 388.25 | 129.25 | 13
2023/24 | 388.75 | 129.25 | 15
2023/24 | 389.25 | 129.25 | 8
2023/24 | 389.75 | 129.25 | 7
2023/24 | 390.25 | 129.25 | 10
2023/24 | 390.75 | 129.25 | 11
2023/24 | 391.25 | 129.25 | 13
2023/24 | 391.75 | 129.25 | 12
2023/24 | 392.25 | 129.25 | 7
2023/24 | 392.75 | 129.25 | 13
2023/24 | 393.25 | 129.25 | 10
2023/24 | 393.75 | 129.25 | 8
2023/24 | 394.25 | 129.25 | 4
2023/24 | 394.75 | 129.25 | 10
2023/24 | 395.25 | 129.25 | 14
2023/24 | 395.75 | 129.25 | 10
2023/24 | 396.25 | 129.25 | 6
2023/24 | 396.75 | 129.25 | 11
2023/24 | 397.25 | 129.25 | 14
2023/24 | 397.75 | 129.25 | 3
2023/24 | 398.25 | 129.25 | 6
2023/24 | 398.75 | 129.25 | 8
2023/24 | 399.25 | 129.25 | 7
2023/24 | 399.75 | 129.25 | 16
2023/24 | 400.25 | 129.25 | 2
2023/24 | 400.75 | 129.25 | 1
2023/24 | 401.25 | 129.25 | 15
2023/24 | 401.75 | 129.25 | 7
2023/24 | 402.25 | 129.25 | 9
2023/24 | 402.75 | 129.25 | 4
2023/24 | 403.25 | 129.25 | 6
2023/24 | 403.75 | 129.25 | 4
2023/24 | 404.25 | 129.25 | 12
2023/24 | 404.75 | 129.25 | 6
2023/24 | 405.25 | 129.25 | 9
2023/24 | 405.75 | 129.25 | 5
2023/24 | 406.25 | 129.25 | 5
2023/24 | 406.75 | 129.25 | 4
2023/24 | 407.25 | 129.25 | 5
2023/24 | 407.75 | 129.25 | 6
2023/24 | 408.25 | 129.25 | 2
2023/24 | 408.75 | 129.25 | 9
2023/24 | 409.25 | 129.25 | 5
2023/24 | 409.75 | 129.25 | 6
2023/24 | 410.25 | 129.25 | 6
2023/24 | 410.75 | 129.25 | 6
2023/24 | 411.25 | 129.25 | 9
2023/24 | 411.75 | 129.25 | 4
2023/24 | 412.25 | 129.25 | 4
2023/24 | 412.75 | 129.25 | 2
2023/24 | 413.25 | 129.25 | 3
2023/24 | 413.75 | 129.25 | 4
2023/24 | 414.25 | 129.25 | 4
2023/24 | 414.75 | 129.25 | 4
2023/24 | 415.25 | 129.25 | 4
2023/24 | 415.75 | 129.25 | 6
2023/24 | 416.25 | 129.25 | 4
2023/24 | 416.75 | 129.25 | 3
2023/24 | 417.25 | 129.25 | 7
2023/24 | 417.75 | 129.25 | 4
2023/24 | 418.25 | 129.25 | 5
2023/24 | 418.75 | 129.25 | 11
2023/24 | 419.25 | 129.25 | 2
2023/24 | 419.75 | 129.25 | 5
2023/24 | 420.25 | 129.25 | 3
2023/24 | 420.75 | 129.25 | 1
2023/24 | 421.25 | 129.25 | 4
2023/24 | 421.75 | 129.25 | 4
2023/24 | 422.25 | 129.25 | 3
2023/24 | 422.75 | 129.25 | 1
2023/24 | 423.75 | 129.25 | 3
2023/24 | 424.75 | 129.25 | 2
2023/24 | 425.25 | 129.25 | 2
2023/24 | 425.75 | 129.25 | 1
2023/24 | 426.25 | 129.25 | 1
2023/24 | 426.75 | 129.25 | 3
2023/24 | 427.25 | 129.25 | 1
2023/24 | 427.75 | 129.25 | 2
2023/24 | 428.25 | 129.25 | 1
2023/24 | 428.75 | 129.25 | 1
2023/24 | 429.25 | 129.25 | 1
2023/24 | 429.75 | 129.25 | 1
2023/24 | 430.25 | 129.25 | 3
2023/24 | 430.75 | 129.25 | 2
2023/24 | 431.25 | 129.25 | 4
2023/24 | 431.75 | 129.25 | 2
2023/24 | 432.25 | 129.25 | 1
2023/24 | 432.75 | 129.25 | 3
2023/24 | 433.75 | 129.25 | 2
2023/24 | 434.25 | 129.25 | 1
2023/24 | 434.75 | 129.25 | 2
2023/24 | 435.25 | 129.25 | 2
2023/24 | 435.75 | 129.25 | 2
2023/24 | 436.25 | 129.25 | 1
2023/24 | 437.25 | 129.25 | 1
2023/24 | 437.75 | 129.25 | 1
2023/24 | 438.25 | 129.25 | 2
2023/24 | 439.25 | 129.25 | 1
2023/24 | 439.75 | 129.25 | 1
2023/24 | 440.25 | 129.25 | 1
2023/24 | 440.75 | 129.25 | 1
2023/24 | 441.75 | 129.25 | 1
2023/24 | 442.25 | 129.25 | 1
2023/24 | 442.75 | 129.25 | 3
2023/24 | 444.25 | 129.25 | 1
2023/24 | 444.75 | 129.25 | 4
2023/24 | 445.25 | 129.25 | 1
2023/24 | 446.25 | 129.25 | 1
2023/24 | 446.75 | 129.25 | 2
2023/24 | 447.25 | 129.25 | 1
2023/24 | 447.75 | 129.25 | 1
2023/24 | 448.25 | 129.25 | 1
2023/24 | 448.75 | 129.25 | 1
2023/24 | 449.25 | 129.25 | 2
2023/24 | 450.75 | 129.25 | 1
2023/24 | 451.25 | 129.25 | 1
2023/24 | 451.75 | 129.25 | 1
2023/24 | 454.75 | 129.25 | 1
2023/24 | 455.75 | 129.25 | 1
2023/24 | 456.25 | 129.25 | 1
2023/24 | 458.25 | 129.25 | 1
2023/24 | 465.25 | 129.25 | 1
2023/24 | 471.25 | 129.25 | 1
2023/24 | 474.25 | 129.25 | 1
2023/24 | 474.75 | 129.25 | 1
2023/24 | 477.75 | 129.25 | 1
2023/24 | 480.25 | 129.25 | 1
2023/24 | 490.75 | 129.25 | 1
2023/24 | 550.25 | 129.25 | 1
2023/24 | 214.75 | 129.75 | 1
2023/24 | 219.75 | 129.75 | 1
2023/24 | 225.75 | 129.75 | 1
2023/24 | 230.25 | 129.75 | 2
2023/24 | 230.75 | 129.75 | 1
2023/24 | 233.25 | 129.75 | 2
2023/24 | 234.25 | 129.75 | 1
2023/24 | 234.75 | 129.75 | 1
2023/24 | 235.75 | 129.75 | 3
2023/24 | 236.75 | 129.75 | 1
2023/24 | 238.75 | 129.75 | 1
2023/24 | 239.75 | 129.75 | 1
2023/24 | 243.75 | 129.75 | 2
2023/24 | 247.75 | 129.75 | 1
2023/24 | 248.25 | 129.75 | 1
2023/24 | 248.75 | 129.75 | 1
2023/24 | 249.25 | 129.75 | 1
2023/24 | 249.75 | 129.75 | 3
2023/24 | 250.25 | 129.75 | 1
2023/24 | 250.75 | 129.75 | 2
2023/24 | 251.25 | 129.75 | 1
2023/24 | 252.25 | 129.75 | 3
2023/24 | 252.75 | 129.75 | 2
2023/24 | 253.25 | 129.75 | 1
2023/24 | 253.75 | 129.75 | 1
2023/24 | 254.25 | 129.75 | 1
2023/24 | 254.75 | 129.75 | 1
2023/24 | 255.25 | 129.75 | 1
2023/24 | 255.75 | 129.75 | 2
2023/24 | 256.25 | 129.75 | 2
2023/24 | 256.75 | 129.75 | 2
2023/24 | 257.25 | 129.75 | 2
2023/24 | 257.75 | 129.75 | 1
2023/24 | 258.25 | 129.75 | 5
2023/24 | 258.75 | 129.75 | 2
2023/24 | 259.25 | 129.75 | 3
2023/24 | 259.75 | 129.75 | 1
2023/24 | 260.25 | 129.75 | 5
2023/24 | 260.75 | 129.75 | 2
2023/24 | 261.25 | 129.75 | 2
2023/24 | 261.75 | 129.75 | 3
2023/24 | 262.25 | 129.75 | 4
2023/24 | 262.75 | 129.75 | 3
2023/24 | 263.25 | 129.75 | 1
2023/24 | 263.75 | 129.75 | 2
2023/24 | 264.25 | 129.75 | 2
2023/24 | 264.75 | 129.75 | 6
2023/24 | 265.25 | 129.75 | 4
2023/24 | 265.75 | 129.75 | 3
2023/24 | 266.25 | 129.75 | 3
2023/24 | 266.75 | 129.75 | 3
2023/24 | 267.25 | 129.75 | 5
2023/24 | 267.75 | 129.75 | 2
2023/24 | 268.25 | 129.75 | 4
2023/24 | 268.75 | 129.75 | 6
2023/24 | 269.25 | 129.75 | 4
2023/24 | 269.75 | 129.75 | 6
2023/24 | 270.25 | 129.75 | 7
2023/24 | 270.75 | 129.75 | 7
2023/24 | 271.25 | 129.75 | 5
2023/24 | 271.75 | 129.75 | 7
2023/24 | 272.25 | 129.75 | 11
2023/24 | 272.75 | 129.75 | 3
2023/24 | 273.25 | 129.75 | 4
2023/24 | 273.75 | 129.75 | 3
2023/24 | 274.25 | 129.75 | 5
2023/24 | 274.75 | 129.75 | 11
2023/24 | 275.25 | 129.75 | 7
2023/24 | 275.75 | 129.75 | 2
2023/24 | 276.25 | 129.75 | 6
2023/24 | 276.75 | 129.75 | 9
2023/24 | 277.25 | 129.75 | 8
2023/24 | 277.75 | 129.75 | 18
2023/24 | 278.25 | 129.75 | 10
2023/24 | 278.75 | 129.75 | 11
2023/24 | 279.25 | 129.75 | 11
2023/24 | 279.75 | 129.75 | 8
2023/24 | 280.25 | 129.75 | 16
2023/24 | 280.75 | 129.75 | 5
2023/24 | 281.25 | 129.75 | 9
2023/24 | 281.75 | 129.75 | 11
2023/24 | 282.25 | 129.75 | 17
2023/24 | 282.75 | 129.75 | 9
2023/24 | 283.25 | 129.75 | 15
2023/24 | 283.75 | 129.75 | 20
2023/24 | 284.25 | 129.75 | 9
2023/24 | 284.75 | 129.75 | 19
2023/24 | 285.25 | 129.75 | 17
2023/24 | 285.75 | 129.75 | 10
2023/24 | 286.25 | 129.75 | 25
2023/24 | 286.75 | 129.75 | 25
2023/24 | 287.25 | 129.75 | 12
2023/24 | 287.75 | 129.75 | 17
2023/24 | 288.25 | 129.75 | 16
2023/24 | 288.75 | 129.75 | 11
2023/24 | 289.25 | 129.75 | 17
2023/24 | 289.75 | 129.75 | 17
2023/24 | 290.25 | 129.75 | 16
2023/24 | 290.75 | 129.75 | 24
2023/24 | 291.25 | 129.75 | 28
2023/24 | 291.75 | 129.75 | 27
2023/24 | 292.25 | 129.75 | 22
2023/24 | 292.75 | 129.75 | 26
2023/24 | 293.25 | 129.75 | 24
2023/24 | 293.75 | 129.75 | 28
2023/24 | 294.25 | 129.75 | 16
2023/24 | 294.75 | 129.75 | 32
2023/24 | 295.25 | 129.75 | 13
2023/24 | 295.75 | 129.75 | 23
2023/24 | 296.25 | 129.75 | 27
2023/24 | 296.75 | 129.75 | 38
2023/24 | 297.25 | 129.75 | 17
2023/24 | 297.75 | 129.75 | 26
2023/24 | 298.25 | 129.75 | 29
2023/24 | 298.75 | 129.75 | 30
2023/24 | 299.25 | 129.75 | 28
2023/24 | 299.75 | 129.75 | 28
2023/24 | 300.25 | 129.75 | 25
2023/24 | 300.75 | 129.75 | 38
2023/24 | 301.25 | 129.75 | 35
2023/24 | 301.75 | 129.75 | 22
2023/24 | 302.25 | 129.75 | 26
2023/24 | 302.75 | 129.75 | 40
2023/24 | 303.25 | 129.75 | 33
2023/24 | 303.75 | 129.75 | 39
2023/24 | 304.25 | 129.75 | 38
2023/24 | 304.75 | 129.75 | 30
2023/24 | 305.25 | 129.75 | 27
2023/24 | 305.75 | 129.75 | 32
2023/24 | 306.25 | 129.75 | 39
2023/24 | 306.75 | 129.75 | 48
2023/24 | 307.25 | 129.75 | 40
2023/24 | 307.75 | 129.75 | 44
2023/24 | 308.25 | 129.75 | 31
2023/24 | 308.75 | 129.75 | 39
2023/24 | 309.25 | 129.75 | 28
2023/24 | 309.75 | 129.75 | 35
2023/24 | 310.25 | 129.75 | 33
2023/24 | 310.75 | 129.75 | 33
2023/24 | 311.25 | 129.75 | 51
2023/24 | 311.75 | 129.75 | 38
2023/24 | 312.25 | 129.75 | 45
2023/24 | 312.75 | 129.75 | 39
2023/24 | 313.25 | 129.75 | 34
2023/24 | 313.75 | 129.75 | 37
2023/24 | 314.25 | 129.75 | 40
2023/24 | 314.75 | 129.75 | 47
2023/24 | 315.25 | 129.75 | 43
2023/24 | 315.75 | 129.75 | 45
2023/24 | 316.25 | 129.75 | 49
2023/24 | 316.75 | 129.75 | 33
2023/24 | 317.25 | 129.75 | 31
2023/24 | 317.75 | 129.75 | 33
2023/24 | 318.25 | 129.75 | 46
2023/24 | 318.75 | 129.75 | 34
2023/24 | 319.25 | 129.75 | 40
2023/24 | 319.75 | 129.75 | 33
2023/24 | 320.25 | 129.75 | 25
2023/24 | 320.75 | 129.75 | 41
2023/24 | 321.25 | 129.75 | 49
2023/24 | 321.75 | 129.75 | 49
2023/24 | 322.25 | 129.75 | 44
2023/24 | 322.75 | 129.75 | 43
2023/24 | 323.25 | 129.75 | 33
2023/24 | 323.75 | 129.75 | 42
2023/24 | 324.25 | 129.75 | 42
2023/24 | 324.75 | 129.75 | 46
2023/24 | 325.25 | 129.75 | 52
2023/24 | 325.75 | 129.75 | 38
2023/24 | 326.25 | 129.75 | 32
2023/24 | 326.75 | 129.75 | 39
2023/24 | 327.25 | 129.75 | 38
2023/24 | 327.75 | 129.75 | 43
2023/24 | 328.25 | 129.75 | 40
2023/24 | 328.75 | 129.75 | 36
2023/24 | 329.25 | 129.75 | 41
2023/24 | 329.75 | 129.75 | 38
2023/24 | 330.25 | 129.75 | 35
2023/24 | 330.75 | 129.75 | 39
2023/24 | 331.25 | 129.75 | 41
2023/24 | 331.75 | 129.75 | 40
2023/24 | 332.25 | 129.75 | 43
2023/24 | 332.75 | 129.75 | 58
2023/24 | 333.25 | 129.75 | 41
2023/24 | 333.75 | 129.75 | 26
2023/24 | 334.25 | 129.75 | 33
2023/24 | 334.75 | 129.75 | 41
2023/24 | 335.25 | 129.75 | 41
2023/24 | 335.75 | 129.75 | 43
2023/24 | 336.25 | 129.75 | 46
2023/24 | 336.75 | 129.75 | 29
2023/24 | 337.25 | 129.75 | 36
2023/24 | 337.75 | 129.75 | 33
2023/24 | 338.25 | 129.75 | 44
2023/24 | 338.75 | 129.75 | 46
2023/24 | 339.25 | 129.75 | 36
2023/24 | 339.75 | 129.75 | 26
2023/24 | 340.25 | 129.75 | 39
2023/24 | 340.75 | 129.75 | 36
2023/24 | 341.25 | 129.75 | 37
2023/24 | 341.75 | 129.75 | 42
2023/24 | 342.25 | 129.75 | 37
2023/24 | 342.75 | 129.75 | 27
2023/24 | 343.25 | 129.75 | 30
2023/24 | 343.75 | 129.75 | 42
2023/24 | 344.25 | 129.75 | 45
2023/24 | 344.75 | 129.75 | 35
2023/24 | 345.25 | 129.75 | 28
2023/24 | 345.75 | 129.75 | 27
2023/24 | 346.25 | 129.75 | 32
2023/24 | 346.75 | 129.75 | 34
2023/24 | 347.25 | 129.75 | 28
2023/24 | 347.75 | 129.75 | 25
2023/24 | 348.25 | 129.75 | 26
2023/24 | 348.75 | 129.75 | 35
2023/24 | 349.25 | 129.75 | 28
2023/24 | 349.75 | 129.75 | 29
2023/24 | 350.25 | 129.75 | 37
2023/24 | 350.75 | 129.75 | 33
2023/24 | 351.25 | 129.75 | 39
2023/24 | 351.75 | 129.75 | 24
2023/24 | 352.25 | 129.75 | 27
2023/24 | 352.75 | 129.75 | 38
2023/24 | 353.25 | 129.75 | 33
2023/24 | 353.75 | 129.75 | 31
2023/24 | 354.25 | 129.75 | 29
2023/24 | 354.75 | 129.75 | 32
2023/24 | 355.25 | 129.75 | 35
2023/24 | 355.75 | 129.75 | 26
2023/24 | 356.25 | 129.75 | 34
2023/24 | 356.75 | 129.75 | 34
2023/24 | 357.25 | 129.75 | 22
2023/24 | 357.75 | 129.75 | 29
2023/24 | 358.25 | 129.75 | 27
2023/24 | 358.75 | 129.75 | 33
2023/24 | 359.25 | 129.75 | 19
2023/24 | 359.75 | 129.75 | 28
2023/24 | 360.25 | 129.75 | 30
2023/24 | 360.75 | 129.75 | 29
2023/24 | 361.25 | 129.75 | 21
2023/24 | 361.75 | 129.75 | 21
2023/24 | 362.25 | 129.75 | 33
2023/24 | 362.75 | 129.75 | 27
2023/24 | 363.25 | 129.75 | 25
2023/24 | 363.75 | 129.75 | 28
2023/24 | 364.25 | 129.75 | 22
2023/24 | 364.75 | 129.75 | 29
2023/24 | 365.25 | 129.75 | 31
2023/24 | 365.75 | 129.75 | 24
2023/24 | 366.25 | 129.75 | 19
2023/24 | 366.75 | 129.75 | 21
2023/24 | 367.25 | 129.75 | 14
2023/24 | 367.75 | 129.75 | 24
2023/24 | 368.25 | 129.75 | 26
2023/24 | 368.75 | 129.75 | 25
2023/24 | 369.25 | 129.75 | 25
2023/24 | 369.75 | 129.75 | 29
2023/24 | 370.25 | 129.75 | 19
2023/24 | 370.75 | 129.75 | 19
2023/24 | 371.25 | 129.75 | 24
2023/24 | 371.75 | 129.75 | 30
2023/24 | 372.25 | 129.75 | 14
2023/24 | 372.75 | 129.75 | 17
2023/24 | 373.25 | 129.75 | 24
2023/24 | 373.75 | 129.75 | 22
2023/24 | 374.25 | 129.75 | 21
2023/24 | 374.75 | 129.75 | 17
2023/24 | 375.25 | 129.75 | 23
2023/24 | 375.75 | 129.75 | 16
2023/24 | 376.25 | 129.75 | 19
2023/24 | 376.75 | 129.75 | 22
2023/24 | 377.25 | 129.75 | 24
2023/24 | 377.75 | 129.75 | 10
2023/24 | 378.25 | 129.75 | 22
2023/24 | 378.75 | 129.75 | 20
2023/24 | 379.25 | 129.75 | 16
2023/24 | 379.75 | 129.75 | 27
2023/24 | 380.25 | 129.75 | 8
2023/24 | 380.75 | 129.75 | 21
2023/24 | 381.25 | 129.75 | 23
2023/24 | 381.75 | 129.75 | 14
2023/24 | 382.25 | 129.75 | 10
2023/24 | 382.75 | 129.75 | 22
2023/24 | 383.25 | 129.75 | 12
2023/24 | 383.75 | 129.75 | 16
2023/24 | 384.25 | 129.75 | 17
2023/24 | 384.75 | 129.75 | 9
2023/24 | 385.25 | 129.75 | 17
2023/24 | 385.75 | 129.75 | 9
2023/24 | 386.25 | 129.75 | 8
2023/24 | 386.75 | 129.75 | 14
2023/24 | 387.25 | 129.75 | 10
2023/24 | 387.75 | 129.75 | 10
2023/24 | 388.25 | 129.75 | 10
2023/24 | 388.75 | 129.75 | 9
2023/24 | 389.25 | 129.75 | 6
2023/24 | 389.75 | 129.75 | 17
2023/24 | 390.25 | 129.75 | 8
2023/24 | 390.75 | 129.75 | 9
2023/24 | 391.25 | 129.75 | 9
2023/24 | 391.75 | 129.75 | 9
2023/24 | 392.25 | 129.75 | 7
2023/24 | 392.75 | 129.75 | 13
2023/24 | 393.25 | 129.75 | 12
2023/24 | 393.75 | 129.75 | 10
2023/24 | 394.25 | 129.75 | 4
2023/24 | 394.75 | 129.75 | 6
2023/24 | 395.25 | 129.75 | 7
2023/24 | 395.75 | 129.75 | 7
2023/24 | 396.25 | 129.75 | 8
2023/24 | 396.75 | 129.75 | 9
2023/24 | 397.25 | 129.75 | 8
2023/24 | 397.75 | 129.75 | 9
2023/24 | 398.25 | 129.75 | 9
2023/24 | 398.75 | 129.75 | 6
2023/24 | 399.25 | 129.75 | 8
2023/24 | 399.75 | 129.75 | 7
2023/24 | 400.25 | 129.75 | 14
2023/24 | 400.75 | 129.75 | 13
2023/24 | 401.25 | 129.75 | 5
2023/24 | 401.75 | 129.75 | 4
2023/24 | 402.25 | 129.75 | 6
2023/24 | 402.75 | 129.75 | 7
2023/24 | 403.25 | 129.75 | 7
2023/24 | 403.75 | 129.75 | 4
2023/24 | 404.25 | 129.75 | 9
2023/24 | 404.75 | 129.75 | 4
2023/24 | 405.25 | 129.75 | 6
2023/24 | 405.75 | 129.75 | 4
2023/24 | 406.25 | 129.75 | 7
2023/24 | 406.75 | 129.75 | 4
2023/24 | 407.25 | 129.75 | 4
2023/24 | 407.75 | 129.75 | 5
2023/24 | 408.25 | 129.75 | 5
2023/24 | 408.75 | 129.75 | 6
2023/24 | 409.25 | 129.75 | 12
2023/24 | 409.75 | 129.75 | 7
2023/24 | 410.25 | 129.75 | 8
2023/24 | 410.75 | 129.75 | 7
2023/24 | 411.25 | 129.75 | 5
2023/24 | 411.75 | 129.75 | 1
2023/24 | 412.25 | 129.75 | 6
2023/24 | 412.75 | 129.75 | 2
2023/24 | 413.25 | 129.75 | 7
2023/24 | 413.75 | 129.75 | 2
2023/24 | 414.25 | 129.75 | 3
2023/24 | 414.75 | 129.75 | 3
2023/24 | 415.25 | 129.75 | 4
2023/24 | 415.75 | 129.75 | 6
2023/24 | 416.25 | 129.75 | 1
2023/24 | 416.75 | 129.75 | 7
2023/24 | 417.25 | 129.75 | 6
2023/24 | 417.75 | 129.75 | 6
2023/24 | 418.25 | 129.75 | 5
2023/24 | 418.75 | 129.75 | 6
2023/24 | 419.25 | 129.75 | 1
2023/24 | 419.75 | 129.75 | 3
2023/24 | 420.25 | 129.75 | 6
2023/24 | 420.75 | 129.75 | 1
2023/24 | 421.25 | 129.75 | 5
2023/24 | 421.75 | 129.75 | 3
2023/24 | 422.25 | 129.75 | 1
2023/24 | 422.75 | 129.75 | 5
2023/24 | 423.25 | 129.75 | 2
2023/24 | 423.75 | 129.75 | 3
2023/24 | 424.75 | 129.75 | 2
2023/24 | 425.25 | 129.75 | 4
2023/24 | 425.75 | 129.75 | 3
2023/24 | 426.25 | 129.75 | 3
2023/24 | 426.75 | 129.75 | 3
2023/24 | 427.25 | 129.75 | 3
2023/24 | 427.75 | 129.75 | 3
2023/24 | 428.25 | 129.75 | 2
2023/24 | 428.75 | 129.75 | 2
2023/24 | 429.25 | 129.75 | 3
2023/24 | 429.75 | 129.75 | 2
2023/24 | 430.25 | 129.75 | 3
2023/24 | 430.75 | 129.75 | 2
2023/24 | 431.25 | 129.75 | 4
2023/24 | 432.25 | 129.75 | 1
2023/24 | 432.75 | 129.75 | 4
2023/24 | 433.75 | 129.75 | 1
2023/24 | 434.25 | 129.75 | 1
2023/24 | 435.75 | 129.75 | 3
2023/24 | 436.75 | 129.75 | 2
2023/24 | 437.25 | 129.75 | 3
2023/24 | 437.75 | 129.75 | 3
2023/24 | 438.25 | 129.75 | 3
2023/24 | 438.75 | 129.75 | 2
2023/24 | 439.25 | 129.75 | 2
2023/24 | 439.75 | 129.75 | 3
2023/24 | 440.75 | 129.75 | 1
2023/24 | 441.25 | 129.75 | 3
2023/24 | 442.25 | 129.75 | 2
2023/24 | 442.75 | 129.75 | 2
2023/24 | 443.25 | 129.75 | 1
2023/24 | 443.75 | 129.75 | 2
2023/24 | 444.25 | 129.75 | 3
2023/24 | 445.75 | 129.75 | 2
2023/24 | 446.25 | 129.75 | 1
2023/24 | 447.25 | 129.75 | 2
2023/24 | 449.25 | 129.75 | 2
2023/24 | 450.75 | 129.75 | 2
2023/24 | 451.25 | 129.75 | 2
2023/24 | 451.75 | 129.75 | 1
2023/24 | 452.25 | 129.75 | 1
2023/24 | 452.75 | 129.75 | 1
2023/24 | 453.25 | 129.75 | 2
2023/24 | 453.75 | 129.75 | 1
2023/24 | 454.25 | 129.75 | 1
2023/24 | 455.25 | 129.75 | 1
2023/24 | 456.25 | 129.75 | 2
2023/24 | 457.25 | 129.75 | 1
2023/24 | 457.75 | 129.75 | 3
2023/24 | 459.25 | 129.75 | 1
2023/24 | 460.75 | 129.75 | 1
2023/24 | 467.25 | 129.75 | 1
2023/24 | 469.75 | 129.75 | 1
2023/24 | 472.75 | 129.75 | 1
2023/24 | 477.75 | 129.75 | 2
2023/24 | 481.25 | 129.75 | 1
2023/24 | 482.75 | 129.75 | 1
2023/24 | 488.25 | 129.75 | 1
2023/24 | 543.25 | 129.75 | 1
2023/24 | 203.75 | 130.25 | 1
2023/24 | 222.25 | 130.25 | 1
2023/24 | 226.75 | 130.25 | 1
2023/24 | 228.25 | 130.25 | 1
2023/24 | 229.25 | 130.25 | 2
2023/24 | 229.75 | 130.25 | 1
2023/24 | 230.75 | 130.25 | 1
2023/24 | 232.75 | 130.25 | 1
2023/24 | 236.25 | 130.25 | 2
2023/24 | 236.75 | 130.25 | 1
2023/24 | 237.25 | 130.25 | 1
2023/24 | 238.25 | 130.25 | 1
2023/24 | 241.25 | 130.25 | 2
2023/24 | 241.75 | 130.25 | 1
2023/24 | 242.25 | 130.25 | 1
2023/24 | 242.75 | 130.25 | 2
2023/24 | 243.75 | 130.25 | 1
2023/24 | 244.25 | 130.25 | 1
2023/24 | 245.75 | 130.25 | 2
2023/24 | 247.25 | 130.25 | 2
2023/24 | 249.75 | 130.25 | 1
2023/24 | 250.25 | 130.25 | 3
2023/24 | 250.75 | 130.25 | 1
2023/24 | 251.75 | 130.25 | 2
2023/24 | 252.75 | 130.25 | 1
2023/24 | 253.25 | 130.25 | 1
2023/24 | 253.75 | 130.25 | 2
2023/24 | 254.25 | 130.25 | 2
2023/24 | 254.75 | 130.25 | 1
2023/24 | 255.75 | 130.25 | 1
2023/24 | 257.75 | 130.25 | 3
2023/24 | 258.25 | 130.25 | 2
2023/24 | 260.25 | 130.25 | 2
2023/24 | 260.75 | 130.25 | 2
2023/24 | 261.25 | 130.25 | 2
2023/24 | 262.75 | 130.25 | 4
2023/24 | 263.25 | 130.25 | 1
2023/24 | 263.75 | 130.25 | 5
2023/24 | 264.25 | 130.25 | 3
2023/24 | 264.75 | 130.25 | 3
2023/24 | 265.25 | 130.25 | 1
2023/24 | 265.75 | 130.25 | 3
2023/24 | 266.25 | 130.25 | 3
2023/24 | 266.75 | 130.25 | 3
2023/24 | 267.25 | 130.25 | 2
2023/24 | 267.75 | 130.25 | 3
2023/24 | 268.25 | 130.25 | 3
2023/24 | 268.75 | 130.25 | 2
2023/24 | 269.25 | 130.25 | 6
2023/24 | 269.75 | 130.25 | 2
2023/24 | 270.25 | 130.25 | 2
2023/24 | 270.75 | 130.25 | 6
2023/24 | 271.25 | 130.25 | 2
2023/24 | 271.75 | 130.25 | 6
2023/24 | 272.25 | 130.25 | 5
2023/24 | 272.75 | 130.25 | 5
2023/24 | 273.25 | 130.25 | 5
2023/24 | 273.75 | 130.25 | 4
2023/24 | 274.25 | 130.25 | 2
2023/24 | 274.75 | 130.25 | 9
2023/24 | 275.25 | 130.25 | 6
2023/24 | 275.75 | 130.25 | 7
2023/24 | 276.25 | 130.25 | 5
2023/24 | 276.75 | 130.25 | 9
2023/24 | 277.25 | 130.25 | 11
2023/24 | 277.75 | 130.25 | 9
2023/24 | 278.25 | 130.25 | 8
2023/24 | 278.75 | 130.25 | 7
2023/24 | 279.25 | 130.25 | 6
2023/24 | 279.75 | 130.25 | 10
2023/24 | 280.25 | 130.25 | 9
2023/24 | 280.75 | 130.25 | 3
2023/24 | 281.25 | 130.25 | 10
2023/24 | 281.75 | 130.25 | 5
2023/24 | 282.25 | 130.25 | 7
2023/24 | 282.75 | 130.25 | 16
2023/24 | 283.25 | 130.25 | 18
2023/24 | 283.75 | 130.25 | 13
2023/24 | 284.25 | 130.25 | 10
2023/24 | 284.75 | 130.25 | 12
2023/24 | 285.25 | 130.25 | 13
2023/24 | 285.75 | 130.25 | 13
2023/24 | 286.25 | 130.25 | 14
2023/24 | 286.75 | 130.25 | 14
2023/24 | 287.25 | 130.25 | 9
2023/24 | 287.75 | 130.25 | 13
2023/24 | 288.25 | 130.25 | 17
2023/24 | 288.75 | 130.25 | 19
2023/24 | 289.25 | 130.25 | 6
2023/24 | 289.75 | 130.25 | 17
2023/24 | 290.25 | 130.25 | 21
2023/24 | 290.75 | 130.25 | 17
2023/24 | 291.25 | 130.25 | 17
2023/24 | 291.75 | 130.25 | 20
2023/24 | 292.25 | 130.25 | 17
2023/24 | 292.75 | 130.25 | 13
2023/24 | 293.25 | 130.25 | 26
2023/24 | 293.75 | 130.25 | 27
2023/24 | 294.25 | 130.25 | 20
2023/24 | 294.75 | 130.25 | 21
2023/24 | 295.25 | 130.25 | 18
2023/24 | 295.75 | 130.25 | 20
2023/24 | 296.25 | 130.25 | 22
2023/24 | 296.75 | 130.25 | 18
2023/24 | 297.25 | 130.25 | 23
2023/24 | 297.75 | 130.25 | 22
2023/24 | 298.25 | 130.25 | 24
2023/24 | 298.75 | 130.25 | 21
2023/24 | 299.25 | 130.25 | 23
2023/24 | 299.75 | 130.25 | 32
2023/24 | 300.25 | 130.25 | 32
2023/24 | 300.75 | 130.25 | 25
2023/24 | 301.25 | 130.25 | 28
2023/24 | 301.75 | 130.25 | 26
2023/24 | 302.25 | 130.25 | 30
2023/24 | 302.75 | 130.25 | 31
2023/24 | 303.25 | 130.25 | 37
2023/24 | 303.75 | 130.25 | 25
2023/24 | 304.25 | 130.25 | 30
2023/24 | 304.75 | 130.25 | 32
2023/24 | 305.25 | 130.25 | 23
2023/24 | 305.75 | 130.25 | 27
2023/24 | 306.25 | 130.25 | 34
2023/24 | 306.75 | 130.25 | 23
2023/24 | 307.25 | 130.25 | 26
2023/24 | 307.75 | 130.25 | 38
2023/24 | 308.25 | 130.25 | 28
2023/24 | 308.75 | 130.25 | 34
2023/24 | 309.25 | 130.25 | 27
2023/24 | 309.75 | 130.25 | 24
2023/24 | 310.25 | 130.25 | 28
2023/24 | 310.75 | 130.25 | 27
2023/24 | 311.25 | 130.25 | 35
2023/24 | 311.75 | 130.25 | 32
2023/24 | 312.25 | 130.25 | 31
2023/24 | 312.75 | 130.25 | 29
2023/24 | 313.25 | 130.25 | 44
2023/24 | 313.75 | 130.25 | 46
2023/24 | 314.25 | 130.25 | 33
2023/24 | 314.75 | 130.25 | 31
2023/24 | 315.25 | 130.25 | 35
2023/24 | 315.75 | 130.25 | 30
2023/24 | 316.25 | 130.25 | 40
2023/24 | 316.75 | 130.25 | 25
2023/24 | 317.25 | 130.25 | 47
2023/24 | 317.75 | 130.25 | 37
2023/24 | 318.25 | 130.25 | 34
2023/24 | 318.75 | 130.25 | 35
2023/24 | 319.25 | 130.25 | 36
2023/24 | 319.75 | 130.25 | 44
2023/24 | 320.25 | 130.25 | 40
2023/24 | 320.75 | 130.25 | 40
2023/24 | 321.25 | 130.25 | 33
2023/24 | 321.75 | 130.25 | 40
2023/24 | 322.25 | 130.25 | 40
2023/24 | 322.75 | 130.25 | 33
2023/24 | 323.25 | 130.25 | 35
2023/24 | 323.75 | 130.25 | 28
2023/24 | 324.25 | 130.25 | 35
2023/24 | 324.75 | 130.25 | 34
2023/24 | 325.25 | 130.25 | 26
2023/24 | 325.75 | 130.25 | 28
2023/24 | 326.25 | 130.25 | 34
2023/24 | 326.75 | 130.25 | 40
2023/24 | 327.25 | 130.25 | 28
2023/24 | 327.75 | 130.25 | 46
2023/24 | 328.25 | 130.25 | 36
2023/24 | 328.75 | 130.25 | 21
2023/24 | 329.25 | 130.25 | 46
2023/24 | 329.75 | 130.25 | 38
2023/24 | 330.25 | 130.25 | 36
2023/24 | 330.75 | 130.25 | 33
2023/24 | 331.25 | 130.25 | 41
2023/24 | 331.75 | 130.25 | 42
2023/24 | 332.25 | 130.25 | 27
2023/24 | 332.75 | 130.25 | 41
2023/24 | 333.25 | 130.25 | 36
2023/24 | 333.75 | 130.25 | 33
2023/24 | 334.25 | 130.25 | 37
2023/24 | 334.75 | 130.25 | 36
2023/24 | 335.25 | 130.25 | 41
2023/24 | 335.75 | 130.25 | 45
2023/24 | 336.25 | 130.25 | 41
2023/24 | 336.75 | 130.25 | 48
2023/24 | 337.25 | 130.25 | 37
2023/24 | 337.75 | 130.25 | 49
2023/24 | 338.25 | 130.25 | 41
2023/24 | 338.75 | 130.25 | 38
2023/24 | 339.25 | 130.25 | 32
2023/24 | 339.75 | 130.25 | 31
2023/24 | 340.25 | 130.25 | 37
2023/24 | 340.75 | 130.25 | 26
2023/24 | 341.25 | 130.25 | 40
2023/24 | 341.75 | 130.25 | 19
2023/24 | 342.25 | 130.25 | 34
2023/24 | 342.75 | 130.25 | 38
2023/24 | 343.25 | 130.25 | 25
2023/24 | 343.75 | 130.25 | 32
2023/24 | 344.25 | 130.25 | 37
2023/24 | 344.75 | 130.25 | 44
2023/24 | 345.25 | 130.25 | 28
2023/24 | 345.75 | 130.25 | 25
2023/24 | 346.25 | 130.25 | 33
2023/24 | 346.75 | 130.25 | 40
2023/24 | 347.25 | 130.25 | 22
2023/24 | 347.75 | 130.25 | 33
2023/24 | 348.25 | 130.25 | 33
2023/24 | 348.75 | 130.25 | 38
2023/24 | 349.25 | 130.25 | 34
2023/24 | 349.75 | 130.25 | 35
2023/24 | 350.25 | 130.25 | 33
2023/24 | 350.75 | 130.25 | 31
2023/24 | 351.25 | 130.25 | 33
2023/24 | 351.75 | 130.25 | 32
2023/24 | 352.25 | 130.25 | 27
2023/24 | 352.75 | 130.25 | 36
2023/24 | 353.25 | 130.25 | 31
2023/24 | 353.75 | 130.25 | 32
2023/24 | 354.25 | 130.25 | 28
2023/24 | 354.75 | 130.25 | 32
2023/24 | 355.25 | 130.25 | 29
2023/24 | 355.75 | 130.25 | 27
2023/24 | 356.25 | 130.25 | 22
2023/24 | 356.75 | 130.25 | 32
2023/24 | 357.25 | 130.25 | 19
2023/24 | 357.75 | 130.25 | 37
2023/24 | 358.25 | 130.25 | 34
2023/24 | 358.75 | 130.25 | 30
2023/24 | 359.25 | 130.25 | 25
2023/24 | 359.75 | 130.25 | 16
2023/24 | 360.25 | 130.25 | 24
2023/24 | 360.75 | 130.25 | 35
2023/24 | 361.25 | 130.25 | 22
2023/24 | 361.75 | 130.25 | 32
2023/24 | 362.25 | 130.25 | 31
2023/24 | 362.75 | 130.25 | 25
2023/24 | 363.25 | 130.25 | 29
2023/24 | 363.75 | 130.25 | 23
2023/24 | 364.25 | 130.25 | 26
2023/24 | 364.75 | 130.25 | 18
2023/24 | 365.25 | 130.25 | 27
2023/24 | 365.75 | 130.25 | 28
2023/24 | 366.25 | 130.25 | 18
2023/24 | 366.75 | 130.25 | 30
2023/24 | 367.25 | 130.25 | 24
2023/24 | 367.75 | 130.25 | 18
2023/24 | 368.25 | 130.25 | 15
2023/24 | 368.75 | 130.25 | 20
2023/24 | 369.25 | 130.25 | 16
2023/24 | 369.75 | 130.25 | 27
2023/24 | 370.25 | 130.25 | 21
2023/24 | 370.75 | 130.25 | 19
2023/24 | 371.25 | 130.25 | 25
2023/24 | 371.75 | 130.25 | 25
2023/24 | 372.25 | 130.25 | 20
2023/24 | 372.75 | 130.25 | 15
2023/24 | 373.25 | 130.25 | 20
2023/24 | 373.75 | 130.25 | 14
2023/24 | 374.25 | 130.25 | 22
2023/24 | 374.75 | 130.25 | 20
2023/24 | 375.25 | 130.25 | 24
2023/24 | 375.75 | 130.25 | 20
2023/24 | 376.25 | 130.25 | 19
2023/24 | 376.75 | 130.25 | 16
2023/24 | 377.25 | 130.25 | 20
2023/24 | 377.75 | 130.25 | 26
2023/24 | 378.25 | 130.25 | 15
2023/24 | 378.75 | 130.25 | 19
2023/24 | 379.25 | 130.25 | 14
2023/24 | 379.75 | 130.25 | 14
2023/24 | 380.25 | 130.25 | 14
2023/24 | 380.75 | 130.25 | 16
2023/24 | 381.25 | 130.25 | 15
2023/24 | 381.75 | 130.25 | 16
2023/24 | 382.25 | 130.25 | 14
2023/24 | 382.75 | 130.25 | 15
2023/24 | 383.25 | 130.25 | 10
2023/24 | 383.75 | 130.25 | 16
2023/24 | 384.25 | 130.25 | 12
2023/24 | 384.75 | 130.25 | 8
2023/24 | 385.25 | 130.25 | 20
2023/24 | 385.75 | 130.25 | 14
2023/24 | 386.25 | 130.25 | 18
2023/24 | 386.75 | 130.25 | 15
2023/24 | 387.25 | 130.25 | 11
2023/24 | 387.75 | 130.25 | 7
2023/24 | 388.25 | 130.25 | 14
2023/24 | 388.75 | 130.25 | 9
2023/24 | 389.25 | 130.25 | 8
2023/24 | 389.75 | 130.25 | 10
2023/24 | 390.25 | 130.25 | 13
2023/24 | 390.75 | 130.25 | 4
2023/24 | 391.25 | 130.25 | 18
2023/24 | 391.75 | 130.25 | 11
2023/24 | 392.25 | 130.25 | 8
2023/24 | 392.75 | 130.25 | 7
2023/24 | 393.25 | 130.25 | 14
2023/24 | 393.75 | 130.25 | 8
2023/24 | 394.25 | 130.25 | 7
2023/24 | 394.75 | 130.25 | 9
2023/24 | 395.25 | 130.25 | 13
2023/24 | 395.75 | 130.25 | 5
2023/24 | 396.25 | 130.25 | 8
2023/24 | 396.75 | 130.25 | 8
2023/24 | 397.25 | 130.25 | 14
2023/24 | 397.75 | 130.25 | 10
2023/24 | 398.25 | 130.25 | 8
2023/24 | 398.75 | 130.25 | 5
2023/24 | 399.25 | 130.25 | 6
2023/24 | 399.75 | 130.25 | 5
2023/24 | 400.25 | 130.25 | 7
2023/24 | 400.75 | 130.25 | 13
2023/24 | 401.25 | 130.25 | 9
2023/24 | 401.75 | 130.25 | 9
2023/24 | 402.25 | 130.25 | 7
2023/24 | 402.75 | 130.25 | 6
2023/24 | 403.25 | 130.25 | 10
2023/24 | 403.75 | 130.25 | 5
2023/24 | 404.25 | 130.25 | 3
2023/24 | 404.75 | 130.25 | 8
2023/24 | 405.25 | 130.25 | 6
2023/24 | 405.75 | 130.25 | 10
2023/24 | 406.25 | 130.25 | 7
2023/24 | 406.75 | 130.25 | 5
2023/24 | 407.25 | 130.25 | 6
2023/24 | 407.75 | 130.25 | 6
2023/24 | 408.25 | 130.25 | 4
2023/24 | 408.75 | 130.25 | 4
2023/24 | 409.25 | 130.25 | 8
2023/24 | 409.75 | 130.25 | 4
2023/24 | 410.25 | 130.25 | 7
2023/24 | 410.75 | 130.25 | 7
2023/24 | 411.25 | 130.25 | 4
2023/24 | 411.75 | 130.25 | 6
2023/24 | 412.25 | 130.25 | 7
2023/24 | 412.75 | 130.25 | 3
2023/24 | 413.25 | 130.25 | 3
2023/24 | 413.75 | 130.25 | 2
2023/24 | 414.25 | 130.25 | 5
2023/24 | 414.75 | 130.25 | 3
2023/24 | 415.25 | 130.25 | 5
2023/24 | 415.75 | 130.25 | 6
2023/24 | 416.25 | 130.25 | 3
2023/24 | 416.75 | 130.25 | 2
2023/24 | 417.25 | 130.25 | 5
2023/24 | 417.75 | 130.25 | 11
2023/24 | 418.25 | 130.25 | 6
2023/24 | 418.75 | 130.25 | 3
2023/24 | 419.25 | 130.25 | 5
2023/24 | 419.75 | 130.25 | 1
2023/24 | 420.25 | 130.25 | 2
2023/24 | 420.75 | 130.25 | 3
2023/24 | 421.25 | 130.25 | 7
2023/24 | 421.75 | 130.25 | 3
2023/24 | 422.25 | 130.25 | 5
2023/24 | 422.75 | 130.25 | 4
2023/24 | 423.25 | 130.25 | 5
2023/24 | 423.75 | 130.25 | 1
2023/24 | 424.25 | 130.25 | 1
2023/24 | 424.75 | 130.25 | 8
2023/24 | 425.25 | 130.25 | 3
2023/24 | 425.75 | 130.25 | 3
2023/24 | 426.25 | 130.25 | 3
2023/24 | 426.75 | 130.25 | 2
2023/24 | 427.25 | 130.25 | 2
2023/24 | 427.75 | 130.25 | 4
2023/24 | 428.25 | 130.25 | 1
2023/24 | 428.75 | 130.25 | 3
2023/24 | 429.25 | 130.25 | 2
2023/24 | 429.75 | 130.25 | 2
2023/24 | 430.25 | 130.25 | 2
2023/24 | 430.75 | 130.25 | 1
2023/24 | 431.25 | 130.25 | 4
2023/24 | 431.75 | 130.25 | 1
2023/24 | 432.25 | 130.25 | 1
2023/24 | 432.75 | 130.25 | 3
2023/24 | 433.25 | 130.25 | 3
2023/24 | 433.75 | 130.25 | 1
2023/24 | 434.25 | 130.25 | 2
2023/24 | 434.75 | 130.25 | 2
2023/24 | 435.25 | 130.25 | 4
2023/24 | 435.75 | 130.25 | 2
2023/24 | 436.75 | 130.25 | 3
2023/24 | 437.75 | 130.25 | 1
2023/24 | 438.75 | 130.25 | 1
2023/24 | 439.25 | 130.25 | 2
2023/24 | 439.75 | 130.25 | 1
2023/24 | 441.75 | 130.25 | 1
2023/24 | 442.25 | 130.25 | 2
2023/24 | 442.75 | 130.25 | 3
2023/24 | 443.25 | 130.25 | 1
2023/24 | 444.25 | 130.25 | 2
2023/24 | 444.75 | 130.25 | 1
2023/24 | 445.25 | 130.25 | 1
2023/24 | 446.25 | 130.25 | 4
2023/24 | 448.25 | 130.25 | 1
2023/24 | 448.75 | 130.25 | 1
2023/24 | 451.25 | 130.25 | 1
2023/24 | 451.75 | 130.25 | 1
2023/24 | 452.25 | 130.25 | 1
2023/24 | 452.75 | 130.25 | 2
2023/24 | 453.25 | 130.25 | 1
2023/24 | 454.75 | 130.25 | 2
2023/24 | 455.25 | 130.25 | 1
2023/24 | 455.75 | 130.25 | 1
2023/24 | 458.75 | 130.25 | 1
2023/24 | 459.75 | 130.25 | 1
2023/24 | 460.25 | 130.25 | 1
2023/24 | 460.75 | 130.25 | 1
2023/24 | 461.75 | 130.25 | 1
2023/24 | 462.75 | 130.25 | 1
2023/24 | 464.25 | 130.25 | 1
2023/24 | 464.75 | 130.25 | 2
2023/24 | 468.25 | 130.25 | 1
2023/24 | 469.25 | 130.25 | 1
2023/24 | 473.25 | 130.25 | 1
2023/24 | 478.25 | 130.25 | 1
2023/24 | 498.75 | 130.25 | 1
2023/24 | 224.25 | 130.75 | 1
2023/24 | 225.75 | 130.75 | 1
2023/24 | 228.75 | 130.75 | 1
2023/24 | 231.75 | 130.75 | 1
2023/24 | 232.75 | 130.75 | 1
2023/24 | 233.25 | 130.75 | 1
2023/24 | 233.75 | 130.75 | 1
2023/24 | 234.75 | 130.75 | 1
2023/24 | 236.25 | 130.75 | 1
2023/24 | 238.25 | 130.75 | 1
2023/24 | 238.75 | 130.75 | 1
2023/24 | 239.25 | 130.75 | 1
2023/24 | 241.25 | 130.75 | 1
2023/24 | 242.25 | 130.75 | 1
2023/24 | 242.75 | 130.75 | 1
2023/24 | 247.75 | 130.75 | 1
2023/24 | 248.25 | 130.75 | 3
2023/24 | 249.75 | 130.75 | 1
2023/24 | 251.25 | 130.75 | 1
2023/24 | 251.75 | 130.75 | 1
2023/24 | 252.25 | 130.75 | 2
2023/24 | 252.75 | 130.75 | 1
2023/24 | 253.25 | 130.75 | 1
2023/24 | 253.75 | 130.75 | 4
2023/24 | 254.25 | 130.75 | 3
2023/24 | 254.75 | 130.75 | 3
2023/24 | 255.25 | 130.75 | 3
2023/24 | 256.25 | 130.75 | 2
2023/24 | 256.75 | 130.75 | 1
2023/24 | 257.25 | 130.75 | 2
2023/24 | 257.75 | 130.75 | 3
2023/24 | 259.75 | 130.75 | 3
2023/24 | 260.75 | 130.75 | 3
2023/24 | 261.25 | 130.75 | 1
2023/24 | 262.25 | 130.75 | 2
2023/24 | 263.25 | 130.75 | 1
2023/24 | 264.25 | 130.75 | 6
2023/24 | 264.75 | 130.75 | 1
2023/24 | 265.25 | 130.75 | 3
2023/24 | 265.75 | 130.75 | 3
2023/24 | 266.25 | 130.75 | 1
2023/24 | 266.75 | 130.75 | 2
2023/24 | 267.25 | 130.75 | 2
2023/24 | 267.75 | 130.75 | 5
2023/24 | 268.25 | 130.75 | 5
2023/24 | 268.75 | 130.75 | 1
2023/24 | 269.25 | 130.75 | 1
2023/24 | 269.75 | 130.75 | 3
2023/24 | 270.25 | 130.75 | 1
2023/24 | 270.75 | 130.75 | 2
2023/24 | 271.25 | 130.75 | 5
2023/24 | 271.75 | 130.75 | 3
2023/24 | 272.25 | 130.75 | 2
2023/24 | 272.75 | 130.75 | 5
2023/24 | 273.25 | 130.75 | 5
2023/24 | 273.75 | 130.75 | 2
2023/24 | 274.25 | 130.75 | 4
2023/24 | 274.75 | 130.75 | 6
2023/24 | 275.25 | 130.75 | 4
2023/24 | 275.75 | 130.75 | 3
2023/24 | 276.25 | 130.75 | 2
2023/24 | 276.75 | 130.75 | 3
2023/24 | 277.25 | 130.75 | 5
2023/24 | 277.75 | 130.75 | 4
2023/24 | 278.25 | 130.75 | 3
2023/24 | 278.75 | 130.75 | 7
2023/24 | 279.25 | 130.75 | 6
2023/24 | 279.75 | 130.75 | 8
2023/24 | 280.25 | 130.75 | 7
2023/24 | 280.75 | 130.75 | 4
2023/24 | 281.25 | 130.75 | 12
2023/24 | 281.75 | 130.75 | 6
2023/24 | 282.25 | 130.75 | 6
2023/24 | 282.75 | 130.75 | 4
2023/24 | 283.25 | 130.75 | 7
2023/24 | 283.75 | 130.75 | 3
2023/24 | 284.25 | 130.75 | 10
2023/24 | 284.75 | 130.75 | 8
2023/24 | 285.25 | 130.75 | 12
2023/24 | 285.75 | 130.75 | 8
2023/24 | 286.25 | 130.75 | 6
2023/24 | 286.75 | 130.75 | 15
2023/24 | 287.25 | 130.75 | 7
2023/24 | 287.75 | 130.75 | 15
2023/24 | 288.25 | 130.75 | 13
2023/24 | 288.75 | 130.75 | 13
2023/24 | 289.25 | 130.75 | 7
2023/24 | 289.75 | 130.75 | 5
2023/24 | 290.25 | 130.75 | 18
2023/24 | 290.75 | 130.75 | 16
2023/24 | 291.25 | 130.75 | 12
2023/24 | 291.75 | 130.75 | 19
2023/24 | 292.25 | 130.75 | 8
2023/24 | 292.75 | 130.75 | 22
2023/24 | 293.25 | 130.75 | 19
2023/24 | 293.75 | 130.75 | 21
2023/24 | 294.25 | 130.75 | 16
2023/24 | 294.75 | 130.75 | 12
2023/24 | 295.25 | 130.75 | 9
2023/24 | 295.75 | 130.75 | 22
2023/24 | 296.25 | 130.75 | 16
2023/24 | 296.75 | 130.75 | 15
2023/24 | 297.25 | 130.75 | 23
2023/24 | 297.75 | 130.75 | 18
2023/24 | 298.25 | 130.75 | 20
2023/24 | 298.75 | 130.75 | 22
2023/24 | 299.25 | 130.75 | 22
2023/24 | 299.75 | 130.75 | 13
2023/24 | 300.25 | 130.75 | 25
2023/24 | 300.75 | 130.75 | 24
2023/24 | 301.25 | 130.75 | 27
2023/24 | 301.75 | 130.75 | 31
2023/24 | 302.25 | 130.75 | 22
2023/24 | 302.75 | 130.75 | 23
2023/24 | 303.25 | 130.75 | 23
2023/24 | 303.75 | 130.75 | 24
2023/24 | 304.25 | 130.75 | 21
2023/24 | 304.75 | 130.75 | 20
2023/24 | 305.25 | 130.75 | 26
2023/24 | 305.75 | 130.75 | 29
2023/24 | 306.25 | 130.75 | 23
2023/24 | 306.75 | 130.75 | 33
2023/24 | 307.25 | 130.75 | 24
2023/24 | 307.75 | 130.75 | 33
2023/24 | 308.25 | 130.75 | 32
2023/24 | 308.75 | 130.75 | 26
2023/24 | 309.25 | 130.75 | 27
2023/24 | 309.75 | 130.75 | 38
2023/24 | 310.25 | 130.75 | 34
2023/24 | 310.75 | 130.75 | 39
2023/24 | 311.25 | 130.75 | 31
2023/24 | 311.75 | 130.75 | 38
2023/24 | 312.25 | 130.75 | 34
2023/24 | 312.75 | 130.75 | 28
2023/24 | 313.25 | 130.75 | 34
2023/24 | 313.75 | 130.75 | 27
2023/24 | 314.25 | 130.75 | 34
2023/24 | 314.75 | 130.75 | 31
2023/24 | 315.25 | 130.75 | 29
2023/24 | 315.75 | 130.75 | 38
2023/24 | 316.25 | 130.75 | 23
2023/24 | 316.75 | 130.75 | 26
2023/24 | 317.25 | 130.75 | 19
2023/24 | 317.75 | 130.75 | 36
2023/24 | 318.25 | 130.75 | 41
2023/24 | 318.75 | 130.75 | 31
2023/24 | 319.25 | 130.75 | 31
2023/24 | 319.75 | 130.75 | 37
2023/24 | 320.25 | 130.75 | 31
2023/24 | 320.75 | 130.75 | 30
2023/24 | 321.25 | 130.75 | 40
2023/24 | 321.75 | 130.75 | 29
2023/24 | 322.25 | 130.75 | 30
2023/24 | 322.75 | 130.75 | 34
2023/24 | 323.25 | 130.75 | 35
2023/24 | 323.75 | 130.75 | 33
2023/24 | 324.25 | 130.75 | 36
2023/24 | 324.75 | 130.75 | 34
2023/24 | 325.25 | 130.75 | 27
2023/24 | 325.75 | 130.75 | 38
2023/24 | 326.25 | 130.75 | 33
2023/24 | 326.75 | 130.75 | 29
2023/24 | 327.25 | 130.75 | 35
2023/24 | 327.75 | 130.75 | 25
2023/24 | 328.25 | 130.75 | 44
2023/24 | 328.75 | 130.75 | 41
2023/24 | 329.25 | 130.75 | 30
2023/24 | 329.75 | 130.75 | 37
2023/24 | 330.25 | 130.75 | 31
2023/24 | 330.75 | 130.75 | 32
2023/24 | 331.25 | 130.75 | 27
2023/24 | 331.75 | 130.75 | 27
2023/24 | 332.25 | 130.75 | 33
2023/24 | 332.75 | 130.75 | 28
2023/24 | 333.25 | 130.75 | 37
2023/24 | 333.75 | 130.75 | 34
2023/24 | 334.25 | 130.75 | 31
2023/24 | 334.75 | 130.75 | 25
2023/24 | 335.25 | 130.75 | 30
2023/24 | 335.75 | 130.75 | 26
2023/24 | 336.25 | 130.75 | 40
2023/24 | 336.75 | 130.75 | 25
2023/24 | 337.25 | 130.75 | 35
2023/24 | 337.75 | 130.75 | 30
2023/24 | 338.25 | 130.75 | 29
2023/24 | 338.75 | 130.75 | 35
2023/24 | 339.25 | 130.75 | 41
2023/24 | 339.75 | 130.75 | 28
2023/24 | 340.25 | 130.75 | 40
2023/24 | 340.75 | 130.75 | 34
2023/24 | 341.25 | 130.75 | 32
2023/24 | 341.75 | 130.75 | 37
2023/24 | 342.25 | 130.75 | 34
2023/24 | 342.75 | 130.75 | 37
2023/24 | 343.25 | 130.75 | 46
2023/24 | 343.75 | 130.75 | 28
2023/24 | 344.25 | 130.75 | 36
2023/24 | 344.75 | 130.75 | 28
2023/24 | 345.25 | 130.75 | 34
2023/24 | 345.75 | 130.75 | 33
2023/24 | 346.25 | 130.75 | 32
2023/24 | 346.75 | 130.75 | 36
2023/24 | 347.25 | 130.75 | 36
2023/24 | 347.75 | 130.75 | 39
2023/24 | 348.25 | 130.75 | 26
2023/24 | 348.75 | 130.75 | 29
2023/24 | 349.25 | 130.75 | 32
2023/24 | 349.75 | 130.75 | 31
2023/24 | 350.25 | 130.75 | 24
2023/24 | 350.75 | 130.75 | 25
2023/24 | 351.25 | 130.75 | 29
2023/24 | 351.75 | 130.75 | 28
2023/24 | 352.25 | 130.75 | 20
2023/24 | 352.75 | 130.75 | 19
2023/24 | 353.25 | 130.75 | 22
2023/24 | 353.75 | 130.75 | 31
2023/24 | 354.25 | 130.75 | 27
2023/24 | 354.75 | 130.75 | 26
2023/24 | 355.25 | 130.75 | 24
2023/24 | 355.75 | 130.75 | 28
2023/24 | 356.25 | 130.75 | 24
2023/24 | 356.75 | 130.75 | 39
2023/24 | 357.25 | 130.75 | 21
2023/24 | 357.75 | 130.75 | 26
2023/24 | 358.25 | 130.75 | 21
2023/24 | 358.75 | 130.75 | 24
2023/24 | 359.25 | 130.75 | 19
2023/24 | 359.75 | 130.75 | 24
2023/24 | 360.25 | 130.75 | 21
2023/24 | 360.75 | 130.75 | 24
2023/24 | 361.25 | 130.75 | 26
2023/24 | 361.75 | 130.75 | 29
2023/24 | 362.25 | 130.75 | 17
2023/24 | 362.75 | 130.75 | 22
2023/24 | 363.25 | 130.75 | 29
2023/24 | 363.75 | 130.75 | 29
2023/24 | 364.25 | 130.75 | 27
2023/24 | 364.75 | 130.75 | 22
2023/24 | 365.25 | 130.75 | 30
2023/24 | 365.75 | 130.75 | 30
2023/24 | 366.25 | 130.75 | 25
2023/24 | 366.75 | 130.75 | 12
2023/24 | 367.25 | 130.75 | 17
2023/24 | 367.75 | 130.75 | 24
2023/24 | 368.25 | 130.75 | 14
2023/24 | 368.75 | 130.75 | 33
2023/24 | 369.25 | 130.75 | 29
2023/24 | 369.75 | 130.75 | 21
2023/24 | 370.25 | 130.75 | 25
2023/24 | 370.75 | 130.75 | 14
2023/24 | 371.25 | 130.75 | 16
2023/24 | 371.75 | 130.75 | 16
2023/24 | 372.25 | 130.75 | 17
2023/24 | 372.75 | 130.75 | 27
2023/24 | 373.25 | 130.75 | 25
2023/24 | 373.75 | 130.75 | 15
2023/24 | 374.25 | 130.75 | 12
2023/24 | 374.75 | 130.75 | 18
2023/24 | 375.25 | 130.75 | 19
2023/24 | 375.75 | 130.75 | 16
2023/24 | 376.25 | 130.75 | 9
2023/24 | 376.75 | 130.75 | 16
2023/24 | 377.25 | 130.75 | 20
2023/24 | 377.75 | 130.75 | 18
2023/24 | 378.25 | 130.75 | 14
2023/24 | 378.75 | 130.75 | 17
2023/24 | 379.25 | 130.75 | 23
2023/24 | 379.75 | 130.75 | 18
2023/24 | 380.25 | 130.75 | 13
2023/24 | 380.75 | 130.75 | 13
2023/24 | 381.25 | 130.75 | 20
2023/24 | 381.75 | 130.75 | 21
2023/24 | 382.25 | 130.75 | 13
2023/24 | 382.75 | 130.75 | 18
2023/24 | 383.25 | 130.75 | 15
2023/24 | 383.75 | 130.75 | 21
2023/24 | 384.25 | 130.75 | 20
2023/24 | 384.75 | 130.75 | 13
2023/24 | 385.25 | 130.75 | 15
2023/24 | 385.75 | 130.75 | 10
2023/24 | 386.25 | 130.75 | 17
2023/24 | 386.75 | 130.75 | 12
2023/24 | 387.25 | 130.75 | 10
2023/24 | 387.75 | 130.75 | 12
2023/24 | 388.25 | 130.75 | 13
2023/24 | 388.75 | 130.75 | 14
2023/24 | 389.25 | 130.75 | 14
2023/24 | 389.75 | 130.75 | 8
2023/24 | 390.25 | 130.75 | 7
2023/24 | 390.75 | 130.75 | 13
2023/24 | 391.25 | 130.75 | 9
2023/24 | 391.75 | 130.75 | 17
2023/24 | 392.25 | 130.75 | 12
2023/24 | 392.75 | 130.75 | 15
2023/24 | 393.25 | 130.75 | 11
2023/24 | 393.75 | 130.75 | 10
2023/24 | 394.25 | 130.75 | 7
2023/24 | 394.75 | 130.75 | 9
2023/24 | 395.25 | 130.75 | 10
2023/24 | 395.75 | 130.75 | 10
2023/24 | 396.25 | 130.75 | 11
2023/24 | 396.75 | 130.75 | 8
2023/24 | 397.25 | 130.75 | 7
2023/24 | 397.75 | 130.75 | 10
2023/24 | 398.25 | 130.75 | 7
2023/24 | 398.75 | 130.75 | 13
2023/24 | 399.25 | 130.75 | 15
2023/24 | 399.75 | 130.75 | 11
2023/24 | 400.25 | 130.75 | 5
2023/24 | 400.75 | 130.75 | 8
2023/24 | 401.25 | 130.75 | 10
2023/24 | 401.75 | 130.75 | 6
2023/24 | 402.25 | 130.75 | 6
2023/24 | 402.75 | 130.75 | 6
2023/24 | 403.25 | 130.75 | 7
2023/24 | 403.75 | 130.75 | 8
2023/24 | 404.25 | 130.75 | 5
2023/24 | 404.75 | 130.75 | 7
2023/24 | 405.25 | 130.75 | 5
2023/24 | 405.75 | 130.75 | 7
2023/24 | 406.25 | 130.75 | 7
2023/24 | 406.75 | 130.75 | 5
2023/24 | 407.25 | 130.75 | 10
2023/24 | 407.75 | 130.75 | 5
2023/24 | 408.25 | 130.75 | 3
2023/24 | 408.75 | 130.75 | 2
2023/24 | 409.25 | 130.75 | 6
2023/24 | 409.75 | 130.75 | 9
2023/24 | 410.25 | 130.75 | 1
2023/24 | 410.75 | 130.75 | 5
2023/24 | 411.25 | 130.75 | 3
2023/24 | 411.75 | 130.75 | 1
2023/24 | 412.25 | 130.75 | 6
2023/24 | 412.75 | 130.75 | 4
2023/24 | 413.25 | 130.75 | 6
2023/24 | 414.25 | 130.75 | 7
2023/24 | 414.75 | 130.75 | 5
2023/24 | 415.25 | 130.75 | 8
2023/24 | 415.75 | 130.75 | 3
2023/24 | 416.25 | 130.75 | 5
2023/24 | 416.75 | 130.75 | 3
2023/24 | 417.75 | 130.75 | 5
2023/24 | 418.25 | 130.75 | 1
2023/24 | 418.75 | 130.75 | 4
2023/24 | 419.25 | 130.75 | 5
2023/24 | 419.75 | 130.75 | 5
2023/24 | 420.25 | 130.75 | 7
2023/24 | 420.75 | 130.75 | 1
2023/24 | 421.25 | 130.75 | 4
2023/24 | 421.75 | 130.75 | 4
2023/24 | 422.25 | 130.75 | 5
2023/24 | 422.75 | 130.75 | 4
2023/24 | 423.25 | 130.75 | 6
2023/24 | 423.75 | 130.75 | 4
2023/24 | 424.25 | 130.75 | 5
2023/24 | 424.75 | 130.75 | 2
2023/24 | 425.25 | 130.75 | 2
2023/24 | 425.75 | 130.75 | 3
2023/24 | 426.25 | 130.75 | 1
2023/24 | 426.75 | 130.75 | 1
2023/24 | 427.25 | 130.75 | 1
2023/24 | 427.75 | 130.75 | 2
2023/24 | 428.25 | 130.75 | 1
2023/24 | 428.75 | 130.75 | 4
2023/24 | 429.25 | 130.75 | 3
2023/24 | 429.75 | 130.75 | 2
2023/24 | 430.25 | 130.75 | 1
2023/24 | 430.75 | 130.75 | 2
2023/24 | 431.75 | 130.75 | 3
2023/24 | 432.25 | 130.75 | 5
2023/24 | 432.75 | 130.75 | 3
2023/24 | 433.25 | 130.75 | 2
2023/24 | 433.75 | 130.75 | 1
2023/24 | 434.75 | 130.75 | 3
2023/24 | 435.25 | 130.75 | 1
2023/24 | 435.75 | 130.75 | 4
2023/24 | 436.25 | 130.75 | 3
2023/24 | 436.75 | 130.75 | 4
2023/24 | 437.25 | 130.75 | 2
2023/24 | 438.25 | 130.75 | 4
2023/24 | 438.75 | 130.75 | 2
2023/24 | 439.75 | 130.75 | 2
2023/24 | 440.25 | 130.75 | 2
2023/24 | 440.75 | 130.75 | 4
2023/24 | 441.25 | 130.75 | 1
2023/24 | 442.25 | 130.75 | 2
2023/24 | 442.75 | 130.75 | 1
2023/24 | 443.75 | 130.75 | 2
2023/24 | 444.25 | 130.75 | 1
2023/24 | 445.25 | 130.75 | 1
2023/24 | 445.75 | 130.75 | 1
2023/24 | 446.25 | 130.75 | 1
2023/24 | 446.75 | 130.75 | 2
2023/24 | 447.25 | 130.75 | 1
2023/24 | 447.75 | 130.75 | 1
2023/24 | 448.25 | 130.75 | 1
2023/24 | 448.75 | 130.75 | 1
2023/24 | 449.25 | 130.75 | 3
2023/24 | 450.75 | 130.75 | 1
2023/24 | 452.75 | 130.75 | 3
2023/24 | 453.25 | 130.75 | 2
2023/24 | 454.25 | 130.75 | 1
2023/24 | 456.25 | 130.75 | 2
2023/24 | 457.25 | 130.75 | 1
2023/24 | 457.75 | 130.75 | 1
2023/24 | 458.75 | 130.75 | 2
2023/24 | 459.25 | 130.75 | 1
2023/24 | 460.75 | 130.75 | 1
2023/24 | 461.25 | 130.75 | 1
2023/24 | 462.25 | 130.75 | 1
2023/24 | 465.25 | 130.75 | 1
2023/24 | 465.75 | 130.75 | 1
2023/24 | 467.75 | 130.75 | 2
2023/24 | 471.75 | 130.75 | 1
2023/24 | 477.75 | 130.75 | 1
2023/24 | 479.25 | 130.75 | 1
2023/24 | 483.75 | 130.75 | 1
2023/24 | 484.75 | 130.75 | 1
2023/24 | 490.75 | 130.75 | 2
2023/24 | 493.25 | 130.75 | 1
2023/24 | 496.25 | 130.75 | 1
2023/24 | 508.25 | 130.75 | 1
2023/24 | 218.75 | 131.25 | 1
2023/24 | 224.75 | 131.25 | 1
2023/24 | 226.25 | 131.25 | 1
2023/24 | 229.75 | 131.25 | 1
2023/24 | 230.75 | 131.25 | 1
2023/24 | 232.25 | 131.25 | 1
2023/24 | 234.25 | 131.25 | 2
2023/24 | 235.25 | 131.25 | 1
2023/24 | 235.75 | 131.25 | 1
2023/24 | 236.25 | 131.25 | 1
2023/24 | 237.75 | 131.25 | 1
2023/24 | 238.75 | 131.25 | 2
2023/24 | 239.25 | 131.25 | 1
2023/24 | 239.75 | 131.25 | 1
2023/24 | 240.25 | 131.25 | 1
2023/24 | 242.75 | 131.25 | 1
2023/24 | 243.25 | 131.25 | 1
2023/24 | 246.75 | 131.25 | 1
2023/24 | 247.25 | 131.25 | 1
2023/24 | 249.75 | 131.25 | 1
2023/24 | 252.75 | 131.25 | 1
2023/24 | 253.25 | 131.25 | 1
2023/24 | 253.75 | 131.25 | 1
2023/24 | 254.25 | 131.25 | 2
2023/24 | 254.75 | 131.25 | 1
2023/24 | 255.75 | 131.25 | 2
2023/24 | 256.25 | 131.25 | 3
2023/24 | 256.75 | 131.25 | 1
2023/24 | 257.25 | 131.25 | 1
2023/24 | 257.75 | 131.25 | 2
2023/24 | 258.75 | 131.25 | 2
2023/24 | 259.25 | 131.25 | 1
2023/24 | 259.75 | 131.25 | 2
2023/24 | 261.75 | 131.25 | 1
2023/24 | 262.25 | 131.25 | 1
2023/24 | 262.75 | 131.25 | 1
2023/24 | 263.75 | 131.25 | 7
2023/24 | 264.25 | 131.25 | 1
2023/24 | 265.25 | 131.25 | 2
2023/24 | 265.75 | 131.25 | 3
2023/24 | 266.25 | 131.25 | 2
2023/24 | 266.75 | 131.25 | 1
2023/24 | 267.25 | 131.25 | 4
2023/24 | 267.75 | 131.25 | 4
2023/24 | 268.25 | 131.25 | 2
2023/24 | 268.75 | 131.25 | 2
2023/24 | 269.75 | 131.25 | 1
2023/24 | 270.25 | 131.25 | 2
2023/24 | 270.75 | 131.25 | 3
2023/24 | 271.25 | 131.25 | 4
2023/24 | 271.75 | 131.25 | 6
2023/24 | 272.25 | 131.25 | 2
2023/24 | 272.75 | 131.25 | 3
2023/24 | 273.25 | 131.25 | 2
2023/24 | 273.75 | 131.25 | 6
2023/24 | 274.25 | 131.25 | 2
2023/24 | 274.75 | 131.25 | 5
2023/24 | 275.25 | 131.25 | 4
2023/24 | 275.75 | 131.25 | 3
2023/24 | 276.25 | 131.25 | 7
2023/24 | 276.75 | 131.25 | 1
2023/24 | 277.25 | 131.25 | 3
2023/24 | 277.75 | 131.25 | 4
2023/24 | 278.25 | 131.25 | 1
2023/24 | 278.75 | 131.25 | 3
2023/24 | 279.25 | 131.25 | 6
2023/24 | 279.75 | 131.25 | 5
2023/24 | 280.25 | 131.25 | 6
2023/24 | 280.75 | 131.25 | 6
2023/24 | 281.25 | 131.25 | 6
2023/24 | 281.75 | 131.25 | 4
2023/24 | 282.25 | 131.25 | 4
2023/24 | 282.75 | 131.25 | 10
2023/24 | 283.25 | 131.25 | 4
2023/24 | 283.75 | 131.25 | 3
2023/24 | 284.25 | 131.25 | 11
2023/24 | 284.75 | 131.25 | 7
2023/24 | 285.25 | 131.25 | 8
2023/24 | 285.75 | 131.25 | 6
2023/24 | 286.25 | 131.25 | 6
2023/24 | 286.75 | 131.25 | 4
2023/24 | 287.25 | 131.25 | 10
2023/24 | 287.75 | 131.25 | 16
2023/24 | 288.25 | 131.25 | 9
2023/24 | 288.75 | 131.25 | 11
2023/24 | 289.25 | 131.25 | 11
2023/24 | 289.75 | 131.25 | 12
2023/24 | 290.25 | 131.25 | 12
2023/24 | 290.75 | 131.25 | 14
2023/24 | 291.25 | 131.25 | 7
2023/24 | 291.75 | 131.25 | 10
2023/24 | 292.25 | 131.25 | 13
2023/24 | 292.75 | 131.25 | 7
2023/24 | 293.25 | 131.25 | 11
2023/24 | 293.75 | 131.25 | 18
2023/24 | 294.25 | 131.25 | 9
2023/24 | 294.75 | 131.25 | 11
2023/24 | 295.25 | 131.25 | 15
2023/24 | 295.75 | 131.25 | 13
2023/24 | 296.25 | 131.25 | 14
2023/24 | 296.75 | 131.25 | 16
2023/24 | 297.25 | 131.25 | 24
2023/24 | 297.75 | 131.25 | 17
2023/24 | 298.25 | 131.25 | 14
2023/24 | 298.75 | 131.25 | 20
2023/24 | 299.25 | 131.25 | 11
2023/24 | 299.75 | 131.25 | 14
2023/24 | 300.25 | 131.25 | 23
2023/24 | 300.75 | 131.25 | 24
2023/24 | 301.25 | 131.25 | 20
2023/24 | 301.75 | 131.25 | 13
2023/24 | 302.25 | 131.25 | 17
2023/24 | 302.75 | 131.25 | 25
2023/24 | 303.25 | 131.25 | 20
2023/24 | 303.75 | 131.25 | 23
2023/24 | 304.25 | 131.25 | 13
2023/24 | 304.75 | 131.25 | 26
2023/24 | 305.25 | 131.25 | 24
2023/24 | 305.75 | 131.25 | 19
2023/24 | 306.25 | 131.25 | 29
2023/24 | 306.75 | 131.25 | 27
2023/24 | 307.25 | 131.25 | 30
2023/24 | 307.75 | 131.25 | 28
2023/24 | 308.25 | 131.25 | 28
2023/24 | 308.75 | 131.25 | 22
2023/24 | 309.25 | 131.25 | 29
2023/24 | 309.75 | 131.25 | 31
2023/24 | 310.25 | 131.25 | 19
2023/24 | 310.75 | 131.25 | 30
2023/24 | 311.25 | 131.25 | 18
2023/24 | 311.75 | 131.25 | 31
2023/24 | 312.25 | 131.25 | 24
2023/24 | 312.75 | 131.25 | 23
2023/24 | 313.25 | 131.25 | 30
2023/24 | 313.75 | 131.25 | 34
2023/24 | 314.25 | 131.25 | 28
2023/24 | 314.75 | 131.25 | 31
2023/24 | 315.25 | 131.25 | 21
2023/24 | 315.75 | 131.25 | 29
2023/24 | 316.25 | 131.25 | 28
2023/24 | 316.75 | 131.25 | 27
2023/24 | 317.25 | 131.25 | 20
2023/24 | 317.75 | 131.25 | 33
2023/24 | 318.25 | 131.25 | 21
2023/24 | 318.75 | 131.25 | 24
2023/24 | 319.25 | 131.25 | 34
2023/24 | 319.75 | 131.25 | 34
2023/24 | 320.25 | 131.25 | 25
2023/24 | 320.75 | 131.25 | 28
2023/24 | 321.25 | 131.25 | 29
2023/24 | 321.75 | 131.25 | 26
2023/24 | 322.25 | 131.25 | 35
2023/24 | 322.75 | 131.25 | 31
2023/24 | 323.25 | 131.25 | 31
2023/24 | 323.75 | 131.25 | 28
2023/24 | 324.25 | 131.25 | 26
2023/24 | 324.75 | 131.25 | 29
2023/24 | 325.25 | 131.25 | 41
2023/24 | 325.75 | 131.25 | 33
2023/24 | 326.25 | 131.25 | 26
2023/24 | 326.75 | 131.25 | 29
2023/24 | 327.25 | 131.25 | 29
2023/24 | 327.75 | 131.25 | 36
2023/24 | 328.25 | 131.25 | 24
2023/24 | 328.75 | 131.25 | 24
2023/24 | 329.25 | 131.25 | 38
2023/24 | 329.75 | 131.25 | 24
2023/24 | 330.25 | 131.25 | 35
2023/24 | 330.75 | 131.25 | 27
2023/24 | 331.25 | 131.25 | 23
2023/24 | 331.75 | 131.25 | 38
2023/24 | 332.25 | 131.25 | 39
2023/24 | 332.75 | 131.25 | 30
2023/24 | 333.25 | 131.25 | 31
2023/24 | 333.75 | 131.25 | 30
2023/24 | 334.25 | 131.25 | 36
2023/24 | 334.75 | 131.25 | 30
2023/24 | 335.25 | 131.25 | 33
2023/24 | 335.75 | 131.25 | 33
2023/24 | 336.25 | 131.25 | 24
2023/24 | 336.75 | 131.25 | 27
2023/24 | 337.25 | 131.25 | 31
2023/24 | 337.75 | 131.25 | 31
2023/24 | 338.25 | 131.25 | 29
2023/24 | 338.75 | 131.25 | 25
2023/24 | 339.25 | 131.25 | 28
2023/24 | 339.75 | 131.25 | 29
2023/24 | 340.25 | 131.25 | 30
2023/24 | 340.75 | 131.25 | 43
2023/24 | 341.25 | 131.25 | 26
2023/24 | 341.75 | 131.25 | 35
2023/24 | 342.25 | 131.25 | 47
2023/24 | 342.75 | 131.25 | 33
2023/24 | 343.25 | 131.25 | 29
2023/24 | 343.75 | 131.25 | 31
2023/24 | 344.25 | 131.25 | 26
2023/24 | 344.75 | 131.25 | 23
2023/24 | 345.25 | 131.25 | 24
2023/24 | 345.75 | 131.25 | 22
2023/24 | 346.25 | 131.25 | 34
2023/24 | 346.75 | 131.25 | 39
2023/24 | 347.25 | 131.25 | 22
2023/24 | 347.75 | 131.25 | 29
2023/24 | 348.25 | 131.25 | 32
2023/24 | 348.75 | 131.25 | 39
2023/24 | 349.25 | 131.25 | 29
2023/24 | 349.75 | 131.25 | 30
2023/24 | 350.25 | 131.25 | 29
2023/24 | 350.75 | 131.25 | 16
2023/24 | 351.25 | 131.25 | 24
2023/24 | 351.75 | 131.25 | 29
2023/24 | 352.25 | 131.25 | 26
2023/24 | 352.75 | 131.25 | 24
2023/24 | 353.25 | 131.25 | 32
2023/24 | 353.75 | 131.25 | 31
2023/24 | 354.25 | 131.25 | 26
2023/24 | 354.75 | 131.25 | 27
2023/24 | 355.25 | 131.25 | 39
2023/24 | 355.75 | 131.25 | 32
2023/24 | 356.25 | 131.25 | 34
2023/24 | 356.75 | 131.25 | 25
2023/24 | 357.25 | 131.25 | 30
2023/24 | 357.75 | 131.25 | 30
2023/24 | 358.25 | 131.25 | 25
2023/24 | 358.75 | 131.25 | 27
2023/24 | 359.25 | 131.25 | 26
2023/24 | 359.75 | 131.25 | 26
2023/24 | 360.25 | 131.25 | 25
2023/24 | 360.75 | 131.25 | 25
2023/24 | 361.25 | 131.25 | 26
2023/24 | 361.75 | 131.25 | 18
2023/24 | 362.25 | 131.25 | 25
2023/24 | 362.75 | 131.25 | 24
2023/24 | 363.25 | 131.25 | 23
2023/24 | 363.75 | 131.25 | 19
2023/24 | 364.25 | 131.25 | 26
2023/24 | 364.75 | 131.25 | 15
2023/24 | 365.25 | 131.25 | 23
2023/24 | 365.75 | 131.25 | 21
2023/24 | 366.25 | 131.25 | 22
2023/24 | 366.75 | 131.25 | 25
2023/24 | 367.25 | 131.25 | 23
2023/24 | 367.75 | 131.25 | 19
2023/24 | 368.25 | 131.25 | 20
2023/24 | 368.75 | 131.25 | 19
2023/24 | 369.25 | 131.25 | 25
2023/24 | 369.75 | 131.25 | 25
2023/24 | 370.25 | 131.25 | 21
2023/24 | 370.75 | 131.25 | 22
2023/24 | 371.25 | 131.25 | 26
2023/24 | 371.75 | 131.25 | 16
2023/24 | 372.25 | 131.25 | 19
2023/24 | 372.75 | 131.25 | 17
2023/24 | 373.25 | 131.25 | 15
2023/24 | 373.75 | 131.25 | 16
2023/24 | 374.25 | 131.25 | 32
2023/24 | 374.75 | 131.25 | 16
2023/24 | 375.25 | 131.25 | 16
2023/24 | 375.75 | 131.25 | 28
2023/24 | 376.25 | 131.25 | 25
2023/24 | 376.75 | 131.25 | 22
2023/24 | 377.25 | 131.25 | 14
2023/24 | 377.75 | 131.25 | 22
2023/24 | 378.25 | 131.25 | 30
2023/24 | 378.75 | 131.25 | 17
2023/24 | 379.25 | 131.25 | 17
2023/24 | 379.75 | 131.25 | 19
2023/24 | 380.25 | 131.25 | 16
2023/24 | 380.75 | 131.25 | 13
2023/24 | 381.25 | 131.25 | 14
2023/24 | 381.75 | 131.25 | 13
2023/24 | 382.25 | 131.25 | 13
2023/24 | 382.75 | 131.25 | 12
2023/24 | 383.25 | 131.25 | 17
2023/24 | 383.75 | 131.25 | 9
2023/24 | 384.25 | 131.25 | 23
2023/24 | 384.75 | 131.25 | 18
2023/24 | 385.25 | 131.25 | 19
2023/24 | 385.75 | 131.25 | 10
2023/24 | 386.25 | 131.25 | 8
2023/24 | 386.75 | 131.25 | 21
2023/24 | 387.25 | 131.25 | 10
2023/24 | 387.75 | 131.25 | 6
2023/24 | 388.25 | 131.25 | 8
2023/24 | 388.75 | 131.25 | 12
2023/24 | 389.25 | 131.25 | 10
2023/24 | 389.75 | 131.25 | 5
2023/24 | 390.25 | 131.25 | 11
2023/24 | 390.75 | 131.25 | 10
2023/24 | 391.25 | 131.25 | 8
2023/24 | 391.75 | 131.25 | 11
2023/24 | 392.25 | 131.25 | 8
2023/24 | 392.75 | 131.25 | 10
2023/24 | 393.25 | 131.25 | 8
2023/24 | 393.75 | 131.25 | 11
2023/24 | 394.25 | 131.25 | 12
2023/24 | 394.75 | 131.25 | 13
2023/24 | 395.25 | 131.25 | 11
2023/24 | 395.75 | 131.25 | 10
2023/24 | 396.25 | 131.25 | 9
2023/24 | 396.75 | 131.25 | 12
2023/24 | 397.25 | 131.25 | 11
2023/24 | 397.75 | 131.25 | 9
2023/24 | 398.25 | 131.25 | 7
2023/24 | 398.75 | 131.25 | 11
2023/24 | 399.25 | 131.25 | 11
2023/24 | 399.75 | 131.25 | 3
2023/24 | 400.25 | 131.25 | 4
2023/24 | 400.75 | 131.25 | 9
2023/24 | 401.25 | 131.25 | 9
2023/24 | 401.75 | 131.25 | 4
2023/24 | 402.25 | 131.25 | 6
2023/24 | 402.75 | 131.25 | 7
2023/24 | 403.25 | 131.25 | 8
2023/24 | 403.75 | 131.25 | 3
2023/24 | 404.25 | 131.25 | 8
2023/24 | 404.75 | 131.25 | 7
2023/24 | 405.25 | 131.25 | 7
2023/24 | 405.75 | 131.25 | 8
2023/24 | 406.25 | 131.25 | 11
2023/24 | 406.75 | 131.25 | 4
2023/24 | 407.25 | 131.25 | 8
2023/24 | 407.75 | 131.25 | 7
2023/24 | 408.75 | 131.25 | 6
2023/24 | 409.25 | 131.25 | 5
2023/24 | 409.75 | 131.25 | 6
2023/24 | 410.25 | 131.25 | 3
2023/24 | 410.75 | 131.25 | 2
2023/24 | 411.25 | 131.25 | 3
2023/24 | 411.75 | 131.25 | 8
2023/24 | 412.25 | 131.25 | 8
2023/24 | 412.75 | 131.25 | 4
2023/24 | 413.25 | 131.25 | 2
2023/24 | 413.75 | 131.25 | 6
2023/24 | 414.25 | 131.25 | 8
2023/24 | 414.75 | 131.25 | 6
2023/24 | 415.25 | 131.25 | 9
2023/24 | 415.75 | 131.25 | 4
2023/24 | 416.25 | 131.25 | 4
2023/24 | 416.75 | 131.25 | 4
2023/24 | 417.25 | 131.25 | 7
2023/24 | 417.75 | 131.25 | 4
2023/24 | 418.25 | 131.25 | 3
2023/24 | 418.75 | 131.25 | 4
2023/24 | 419.25 | 131.25 | 6
2023/24 | 419.75 | 131.25 | 3
2023/24 | 420.25 | 131.25 | 2
2023/24 | 421.25 | 131.25 | 4
2023/24 | 421.75 | 131.25 | 6
2023/24 | 422.25 | 131.25 | 4
2023/24 | 422.75 | 131.25 | 4
2023/24 | 423.25 | 131.25 | 3
2023/24 | 423.75 | 131.25 | 4
2023/24 | 424.25 | 131.25 | 2
2023/24 | 424.75 | 131.25 | 5
2023/24 | 425.25 | 131.25 | 5
2023/24 | 425.75 | 131.25 | 4
2023/24 | 426.25 | 131.25 | 1
2023/24 | 426.75 | 131.25 | 3
2023/24 | 427.25 | 131.25 | 3
2023/24 | 427.75 | 131.25 | 5
2023/24 | 428.25 | 131.25 | 3
2023/24 | 428.75 | 131.25 | 2
2023/24 | 429.25 | 131.25 | 4
2023/24 | 429.75 | 131.25 | 5
2023/24 | 430.25 | 131.25 | 2
2023/24 | 430.75 | 131.25 | 6
2023/24 | 431.25 | 131.25 | 4
2023/24 | 431.75 | 131.25 | 1
2023/24 | 432.25 | 131.25 | 3
2023/24 | 432.75 | 131.25 | 2
2023/24 | 433.25 | 131.25 | 4
2023/24 | 434.25 | 131.25 | 1
2023/24 | 434.75 | 131.25 | 2
2023/24 | 435.25 | 131.25 | 2
2023/24 | 435.75 | 131.25 | 4
2023/24 | 436.25 | 131.25 | 1
2023/24 | 436.75 | 131.25 | 3
2023/24 | 437.25 | 131.25 | 2
2023/24 | 438.25 | 131.25 | 1
2023/24 | 438.75 | 131.25 | 2
2023/24 | 439.75 | 131.25 | 1
2023/24 | 440.25 | 131.25 | 2
2023/24 | 441.25 | 131.25 | 3
2023/24 | 441.75 | 131.25 | 1
2023/24 | 442.25 | 131.25 | 1
2023/24 | 442.75 | 131.25 | 3
2023/24 | 443.75 | 131.25 | 1
2023/24 | 444.25 | 131.25 | 2
2023/24 | 444.75 | 131.25 | 3
2023/24 | 445.75 | 131.25 | 2
2023/24 | 447.25 | 131.25 | 1
2023/24 | 447.75 | 131.25 | 1
2023/24 | 448.25 | 131.25 | 2
2023/24 | 449.25 | 131.25 | 2
2023/24 | 449.75 | 131.25 | 1
2023/24 | 450.25 | 131.25 | 1
2023/24 | 450.75 | 131.25 | 1
2023/24 | 451.25 | 131.25 | 1
2023/24 | 452.25 | 131.25 | 1
2023/24 | 452.75 | 131.25 | 1
2023/24 | 453.75 | 131.25 | 2
2023/24 | 454.75 | 131.25 | 1
2023/24 | 460.25 | 131.25 | 1
2023/24 | 461.25 | 131.25 | 1
2023/24 | 461.75 | 131.25 | 1
2023/24 | 462.25 | 131.25 | 1
2023/24 | 465.25 | 131.25 | 1
2023/24 | 466.75 | 131.25 | 1
2023/24 | 468.25 | 131.25 | 1
2023/24 | 470.25 | 131.25 | 1
2023/24 | 471.25 | 131.25 | 1
2023/24 | 477.75 | 131.25 | 1
2023/24 | 479.25 | 131.25 | 1
2023/24 | 479.75 | 131.25 | 1
2023/24 | 483.25 | 131.25 | 2
2023/24 | 491.75 | 131.25 | 1
2023/24 | 497.75 | 131.25 | 1
2023/24 | 500.25 | 131.25 | 1
2023/24 | 541.75 | 131.25 | 1
2023/24 | 200.25 | 131.75 | 1
2023/24 | 223.75 | 131.75 | 1
2023/24 | 224.25 | 131.75 | 1
2023/24 | 232.25 | 131.75 | 1
2023/24 | 232.75 | 131.75 | 1
2023/24 | 236.75 | 131.75 | 1
2023/24 | 241.25 | 131.75 | 1
2023/24 | 242.25 | 131.75 | 1
2023/24 | 243.75 | 131.75 | 1
2023/24 | 246.25 | 131.75 | 1
2023/24 | 247.25 | 131.75 | 1
2023/24 | 247.75 | 131.75 | 1
2023/24 | 248.25 | 131.75 | 1
2023/24 | 252.75 | 131.75 | 1
2023/24 | 253.25 | 131.75 | 1
2023/24 | 254.25 | 131.75 | 1
2023/24 | 254.75 | 131.75 | 1
2023/24 | 255.75 | 131.75 | 1
2023/24 | 256.75 | 131.75 | 1
2023/24 | 257.25 | 131.75 | 2
2023/24 | 257.75 | 131.75 | 1
2023/24 | 259.25 | 131.75 | 1
2023/24 | 259.75 | 131.75 | 3
2023/24 | 260.75 | 131.75 | 1
2023/24 | 261.25 | 131.75 | 3
2023/24 | 261.75 | 131.75 | 2
2023/24 | 262.75 | 131.75 | 2
2023/24 | 263.75 | 131.75 | 1
2023/24 | 264.25 | 131.75 | 3
2023/24 | 265.25 | 131.75 | 1
2023/24 | 265.75 | 131.75 | 2
2023/24 | 266.25 | 131.75 | 1
2023/24 | 267.25 | 131.75 | 2
2023/24 | 267.75 | 131.75 | 2
2023/24 | 268.25 | 131.75 | 2
2023/24 | 268.75 | 131.75 | 1
2023/24 | 269.25 | 131.75 | 1
2023/24 | 269.75 | 131.75 | 3
2023/24 | 270.25 | 131.75 | 2
2023/24 | 271.25 | 131.75 | 1
2023/24 | 271.75 | 131.75 | 2
2023/24 | 272.25 | 131.75 | 3
2023/24 | 272.75 | 131.75 | 1
2023/24 | 273.25 | 131.75 | 4
2023/24 | 273.75 | 131.75 | 2
2023/24 | 274.25 | 131.75 | 4
2023/24 | 274.75 | 131.75 | 5
2023/24 | 275.25 | 131.75 | 5
2023/24 | 275.75 | 131.75 | 1
2023/24 | 276.25 | 131.75 | 3
2023/24 | 276.75 | 131.75 | 5
2023/24 | 277.25 | 131.75 | 4
2023/24 | 277.75 | 131.75 | 2
2023/24 | 278.25 | 131.75 | 2
2023/24 | 278.75 | 131.75 | 3
2023/24 | 279.25 | 131.75 | 5
2023/24 | 279.75 | 131.75 | 6
2023/24 | 280.25 | 131.75 | 4
2023/24 | 280.75 | 131.75 | 5
2023/24 | 281.25 | 131.75 | 3
2023/24 | 281.75 | 131.75 | 7
2023/24 | 282.25 | 131.75 | 5
2023/24 | 282.75 | 131.75 | 4
2023/24 | 283.25 | 131.75 | 10
2023/24 | 283.75 | 131.75 | 5
2023/24 | 284.25 | 131.75 | 4
2023/24 | 284.75 | 131.75 | 7
2023/24 | 285.25 | 131.75 | 12
2023/24 | 285.75 | 131.75 | 17
2023/24 | 286.25 | 131.75 | 7
2023/24 | 286.75 | 131.75 | 11
2023/24 | 287.25 | 131.75 | 7
2023/24 | 287.75 | 131.75 | 8
2023/24 | 288.25 | 131.75 | 7
2023/24 | 288.75 | 131.75 | 6
2023/24 | 289.25 | 131.75 | 5
2023/24 | 289.75 | 131.75 | 8
2023/24 | 290.25 | 131.75 | 6
2023/24 | 290.75 | 131.75 | 5
2023/24 | 291.25 | 131.75 | 20
2023/24 | 291.75 | 131.75 | 11
2023/24 | 292.25 | 131.75 | 17
2023/24 | 292.75 | 131.75 | 9
2023/24 | 293.25 | 131.75 | 10
2023/24 | 293.75 | 131.75 | 16
2023/24 | 294.25 | 131.75 | 8
2023/24 | 294.75 | 131.75 | 9
2023/24 | 295.25 | 131.75 | 15
2023/24 | 295.75 | 131.75 | 13
2023/24 | 296.25 | 131.75 | 10
2023/24 | 296.75 | 131.75 | 14
2023/24 | 297.25 | 131.75 | 11
2023/24 | 297.75 | 131.75 | 14
2023/24 | 298.25 | 131.75 | 12
2023/24 | 298.75 | 131.75 | 11
2023/24 | 299.25 | 131.75 | 13
2023/24 | 299.75 | 131.75 | 9
2023/24 | 300.25 | 131.75 | 14
2023/24 | 300.75 | 131.75 | 20
2023/24 | 301.25 | 131.75 | 13
2023/24 | 301.75 | 131.75 | 19
2023/24 | 302.25 | 131.75 | 17
2023/24 | 302.75 | 131.75 | 18
2023/24 | 303.25 | 131.75 | 19
2023/24 | 303.75 | 131.75 | 18
2023/24 | 304.25 | 131.75 | 15
2023/24 | 304.75 | 131.75 | 19
2023/24 | 305.25 | 131.75 | 24
2023/24 | 305.75 | 131.75 | 12
2023/24 | 306.25 | 131.75 | 18
2023/24 | 306.75 | 131.75 | 17
2023/24 | 307.25 | 131.75 | 12
2023/24 | 307.75 | 131.75 | 25
2023/24 | 308.25 | 131.75 | 17
2023/24 | 308.75 | 131.75 | 17
2023/24 | 309.25 | 131.75 | 20
2023/24 | 309.75 | 131.75 | 19
2023/24 | 310.25 | 131.75 | 22
2023/24 | 310.75 | 131.75 | 24
2023/24 | 311.25 | 131.75 | 28
2023/24 | 311.75 | 131.75 | 24
2023/24 | 312.25 | 131.75 | 22
2023/24 | 312.75 | 131.75 | 23
2023/24 | 313.25 | 131.75 | 21
2023/24 | 313.75 | 131.75 | 34
2023/24 | 314.25 | 131.75 | 31
2023/24 | 314.75 | 131.75 | 27
2023/24 | 315.25 | 131.75 | 22
2023/24 | 315.75 | 131.75 | 31
2023/24 | 316.25 | 131.75 | 23
2023/24 | 316.75 | 131.75 | 29
2023/24 | 317.25 | 131.75 | 21
2023/24 | 317.75 | 131.75 | 29
2023/24 | 318.25 | 131.75 | 24
2023/24 | 318.75 | 131.75 | 27
2023/24 | 319.25 | 131.75 | 17
2023/24 | 319.75 | 131.75 | 23
2023/24 | 320.25 | 131.75 | 28
2023/24 | 320.75 | 131.75 | 25
2023/24 | 321.25 | 131.75 | 21
2023/24 | 321.75 | 131.75 | 34
2023/24 | 322.25 | 131.75 | 25
2023/24 | 322.75 | 131.75 | 31
2023/24 | 323.25 | 131.75 | 24
2023/24 | 323.75 | 131.75 | 34
2023/24 | 324.25 | 131.75 | 25
2023/24 | 324.75 | 131.75 | 30
2023/24 | 325.25 | 131.75 | 28
2023/24 | 325.75 | 131.75 | 31
2023/24 | 326.25 | 131.75 | 29
2023/24 | 326.75 | 131.75 | 24
2023/24 | 327.25 | 131.75 | 30
2023/24 | 327.75 | 131.75 | 29
2023/24 | 328.25 | 131.75 | 32
2023/24 | 328.75 | 131.75 | 21
2023/24 | 329.25 | 131.75 | 31
2023/24 | 329.75 | 131.75 | 31
2023/24 | 330.25 | 131.75 | 22
2023/24 | 330.75 | 131.75 | 27
2023/24 | 331.25 | 131.75 | 29
2023/24 | 331.75 | 131.75 | 38
2023/24 | 332.25 | 131.75 | 33
2023/24 | 332.75 | 131.75 | 28
2023/24 | 333.25 | 131.75 | 35
2023/24 | 333.75 | 131.75 | 32
2023/24 | 334.25 | 131.75 | 34
2023/24 | 334.75 | 131.75 | 22
2023/24 | 335.25 | 131.75 | 47
2023/24 | 335.75 | 131.75 | 27
2023/24 | 336.25 | 131.75 | 28
2023/24 | 336.75 | 131.75 | 28
2023/24 | 337.25 | 131.75 | 28
2023/24 | 337.75 | 131.75 | 33
2023/24 | 338.25 | 131.75 | 20
2023/24 | 338.75 | 131.75 | 34
2023/24 | 339.25 | 131.75 | 22
2023/24 | 339.75 | 131.75 | 23
2023/24 | 340.25 | 131.75 | 30
2023/24 | 340.75 | 131.75 | 26
2023/24 | 341.25 | 131.75 | 33
2023/24 | 341.75 | 131.75 | 26
2023/24 | 342.25 | 131.75 | 36
2023/24 | 342.75 | 131.75 | 32
2023/24 | 343.25 | 131.75 | 28
2023/24 | 343.75 | 131.75 | 32
2023/24 | 344.25 | 131.75 | 28
2023/24 | 344.75 | 131.75 | 24
2023/24 | 345.25 | 131.75 | 30
2023/24 | 345.75 | 131.75 | 28
2023/24 | 346.25 | 131.75 | 23
2023/24 | 346.75 | 131.75 | 22
2023/24 | 347.25 | 131.75 | 23
2023/24 | 347.75 | 131.75 | 34
2023/24 | 348.25 | 131.75 | 30
2023/24 | 348.75 | 131.75 | 31
2023/24 | 349.25 | 131.75 | 32
2023/24 | 349.75 | 131.75 | 29
2023/24 | 350.25 | 131.75 | 22
2023/24 | 350.75 | 131.75 | 23
2023/24 | 351.25 | 131.75 | 27
2023/24 | 351.75 | 131.75 | 29
2023/24 | 352.25 | 131.75 | 26
2023/24 | 352.75 | 131.75 | 30
2023/24 | 353.25 | 131.75 | 28
2023/24 | 353.75 | 131.75 | 25
2023/24 | 354.25 | 131.75 | 24
2023/24 | 354.75 | 131.75 | 28
2023/24 | 355.25 | 131.75 | 18
2023/24 | 355.75 | 131.75 | 29
2023/24 | 356.25 | 131.75 | 24
2023/24 | 356.75 | 131.75 | 31
2023/24 | 357.25 | 131.75 | 18
2023/24 | 357.75 | 131.75 | 26
2023/24 | 358.25 | 131.75 | 18
2023/24 | 358.75 | 131.75 | 31
2023/24 | 359.25 | 131.75 | 26
2023/24 | 359.75 | 131.75 | 22
2023/24 | 360.25 | 131.75 | 22
2023/24 | 360.75 | 131.75 | 26
2023/24 | 361.25 | 131.75 | 25
2023/24 | 361.75 | 131.75 | 26
2023/24 | 362.25 | 131.75 | 20
2023/24 | 362.75 | 131.75 | 21
2023/24 | 363.25 | 131.75 | 31
2023/24 | 363.75 | 131.75 | 24
2023/24 | 364.25 | 131.75 | 28
2023/24 | 364.75 | 131.75 | 33
2023/24 | 365.25 | 131.75 | 16
2023/24 | 365.75 | 131.75 | 21
2023/24 | 366.25 | 131.75 | 17
2023/24 | 366.75 | 131.75 | 24
2023/24 | 367.25 | 131.75 | 18
2023/24 | 367.75 | 131.75 | 26
2023/24 | 368.25 | 131.75 | 17
2023/24 | 368.75 | 131.75 | 24
2023/24 | 369.25 | 131.75 | 24
2023/24 | 369.75 | 131.75 | 16
2023/24 | 370.25 | 131.75 | 24
2023/24 | 370.75 | 131.75 | 27
2023/24 | 371.25 | 131.75 | 15
2023/24 | 371.75 | 131.75 | 14
2023/24 | 372.25 | 131.75 | 17
2023/24 | 372.75 | 131.75 | 20
2023/24 | 373.25 | 131.75 | 18
2023/24 | 373.75 | 131.75 | 11
2023/24 | 374.25 | 131.75 | 24
2023/24 | 374.75 | 131.75 | 26
2023/24 | 375.25 | 131.75 | 16
2023/24 | 375.75 | 131.75 | 19
2023/24 | 376.25 | 131.75 | 18
2023/24 | 376.75 | 131.75 | 15
2023/24 | 377.25 | 131.75 | 19
2023/24 | 377.75 | 131.75 | 24
2023/24 | 378.25 | 131.75 | 26
2023/24 | 378.75 | 131.75 | 12
2023/24 | 379.25 | 131.75 | 20
2023/24 | 379.75 | 131.75 | 19
2023/24 | 380.25 | 131.75 | 17
2023/24 | 380.75 | 131.75 | 15
2023/24 | 381.25 | 131.75 | 19
2023/24 | 381.75 | 131.75 | 15
2023/24 | 382.25 | 131.75 | 16
2023/24 | 382.75 | 131.75 | 14
2023/24 | 383.25 | 131.75 | 20
2023/24 | 383.75 | 131.75 | 15
2023/24 | 384.25 | 131.75 | 12
2023/24 | 384.75 | 131.75 | 25
2023/24 | 385.25 | 131.75 | 10
2023/24 | 385.75 | 131.75 | 14
2023/24 | 386.25 | 131.75 | 11
2023/24 | 386.75 | 131.75 | 16
2023/24 | 387.25 | 131.75 | 13
2023/24 | 387.75 | 131.75 | 16
2023/24 | 388.25 | 131.75 | 13
2023/24 | 388.75 | 131.75 | 17
2023/24 | 389.25 | 131.75 | 16
2023/24 | 389.75 | 131.75 | 12
2023/24 | 390.25 | 131.75 | 6
2023/24 | 390.75 | 131.75 | 11
2023/24 | 391.25 | 131.75 | 9
2023/24 | 391.75 | 131.75 | 9
2023/24 | 392.25 | 131.75 | 9
2023/24 | 392.75 | 131.75 | 11
2023/24 | 393.25 | 131.75 | 12
2023/24 | 393.75 | 131.75 | 15
2023/24 | 394.25 | 131.75 | 5
2023/24 | 394.75 | 131.75 | 6
2023/24 | 395.25 | 131.75 | 21
2023/24 | 395.75 | 131.75 | 11
2023/24 | 396.25 | 131.75 | 15
2023/24 | 396.75 | 131.75 | 13
2023/24 | 397.25 | 131.75 | 10
2023/24 | 397.75 | 131.75 | 2
2023/24 | 398.25 | 131.75 | 16
2023/24 | 398.75 | 131.75 | 15
2023/24 | 399.25 | 131.75 | 7
2023/24 | 399.75 | 131.75 | 8
2023/24 | 400.25 | 131.75 | 13
2023/24 | 400.75 | 131.75 | 7
2023/24 | 401.25 | 131.75 | 11
2023/24 | 401.75 | 131.75 | 13
2023/24 | 402.25 | 131.75 | 9
2023/24 | 402.75 | 131.75 | 13
2023/24 | 403.25 | 131.75 | 8
2023/24 | 403.75 | 131.75 | 10
2023/24 | 404.25 | 131.75 | 11
2023/24 | 404.75 | 131.75 | 18
2023/24 | 405.25 | 131.75 | 6
2023/24 | 405.75 | 131.75 | 10
2023/24 | 406.25 | 131.75 | 6
2023/24 | 406.75 | 131.75 | 8
2023/24 | 407.25 | 131.75 | 5
2023/24 | 407.75 | 131.75 | 5
2023/24 | 408.25 | 131.75 | 7
2023/24 | 408.75 | 131.75 | 5
2023/24 | 409.25 | 131.75 | 3
2023/24 | 409.75 | 131.75 | 2
2023/24 | 410.25 | 131.75 | 10
2023/24 | 410.75 | 131.75 | 7
2023/24 | 411.25 | 131.75 | 4
2023/24 | 411.75 | 131.75 | 2
2023/24 | 412.25 | 131.75 | 5
2023/24 | 412.75 | 131.75 | 5
2023/24 | 413.25 | 131.75 | 2
2023/24 | 413.75 | 131.75 | 5
2023/24 | 414.25 | 131.75 | 3
2023/24 | 414.75 | 131.75 | 6
2023/24 | 415.25 | 131.75 | 7
2023/24 | 415.75 | 131.75 | 5
2023/24 | 416.25 | 131.75 | 4
2023/24 | 416.75 | 131.75 | 5
2023/24 | 417.25 | 131.75 | 6
2023/24 | 417.75 | 131.75 | 5
2023/24 | 418.25 | 131.75 | 4
2023/24 | 418.75 | 131.75 | 5
2023/24 | 419.25 | 131.75 | 3
2023/24 | 419.75 | 131.75 | 6
2023/24 | 420.25 | 131.75 | 3
2023/24 | 420.75 | 131.75 | 2
2023/24 | 421.25 | 131.75 | 4
2023/24 | 421.75 | 131.75 | 5
2023/24 | 422.25 | 131.75 | 6
2023/24 | 422.75 | 131.75 | 3
2023/24 | 423.25 | 131.75 | 6
2023/24 | 424.75 | 131.75 | 3
2023/24 | 425.25 | 131.75 | 9
2023/24 | 425.75 | 131.75 | 3
2023/24 | 426.25 | 131.75 | 1
2023/24 | 426.75 | 131.75 | 4
2023/24 | 427.25 | 131.75 | 5
2023/24 | 427.75 | 131.75 | 3
2023/24 | 428.25 | 131.75 | 4
2023/24 | 428.75 | 131.75 | 2
2023/24 | 429.75 | 131.75 | 3
2023/24 | 430.25 | 131.75 | 4
2023/24 | 430.75 | 131.75 | 3
2023/24 | 431.25 | 131.75 | 6
2023/24 | 431.75 | 131.75 | 3
2023/24 | 432.25 | 131.75 | 1
2023/24 | 432.75 | 131.75 | 3
2023/24 | 433.25 | 131.75 | 2
2023/24 | 434.25 | 131.75 | 4
2023/24 | 434.75 | 131.75 | 1
2023/24 | 435.25 | 131.75 | 2
2023/24 | 435.75 | 131.75 | 1
2023/24 | 436.25 | 131.75 | 2
2023/24 | 437.25 | 131.75 | 3
2023/24 | 437.75 | 131.75 | 5
2023/24 | 438.25 | 131.75 | 2
2023/24 | 439.25 | 131.75 | 2
2023/24 | 440.25 | 131.75 | 3
2023/24 | 440.75 | 131.75 | 5
2023/24 | 441.25 | 131.75 | 1
2023/24 | 441.75 | 131.75 | 3
2023/24 | 442.25 | 131.75 | 1
2023/24 | 442.75 | 131.75 | 1
2023/24 | 443.25 | 131.75 | 1
2023/24 | 443.75 | 131.75 | 2
2023/24 | 444.25 | 131.75 | 3
2023/24 | 445.75 | 131.75 | 3
2023/24 | 446.75 | 131.75 | 3
2023/24 | 447.25 | 131.75 | 3
2023/24 | 447.75 | 131.75 | 1
2023/24 | 448.75 | 131.75 | 1
2023/24 | 449.25 | 131.75 | 1
2023/24 | 449.75 | 131.75 | 1
2023/24 | 450.25 | 131.75 | 1
2023/24 | 451.75 | 131.75 | 1
2023/24 | 452.25 | 131.75 | 1
2023/24 | 452.75 | 131.75 | 3
2023/24 | 453.25 | 131.75 | 1
2023/24 | 454.25 | 131.75 | 1
2023/24 | 455.25 | 131.75 | 1
2023/24 | 455.75 | 131.75 | 2
2023/24 | 456.25 | 131.75 | 1
2023/24 | 457.25 | 131.75 | 1
2023/24 | 458.25 | 131.75 | 1
2023/24 | 459.25 | 131.75 | 1
2023/24 | 460.25 | 131.75 | 1
2023/24 | 460.75 | 131.75 | 1
2023/24 | 461.25 | 131.75 | 1
2023/24 | 462.75 | 131.75 | 1
2023/24 | 464.25 | 131.75 | 1
2023/24 | 466.25 | 131.75 | 1
2023/24 | 469.75 | 131.75 | 1
2023/24 | 470.75 | 131.75 | 2
2023/24 | 474.75 | 131.75 | 1
2023/24 | 477.25 | 131.75 | 1
2023/24 | 478.25 | 131.75 | 1
2023/24 | 479.75 | 131.75 | 1
2023/24 | 497.25 | 131.75 | 1
2023/24 | 501.25 | 131.75 | 1
2023/24 | 501.75 | 131.75 | 1
2023/24 | 502.75 | 131.75 | 1
2023/24 | 517.75 | 131.75 | 1
2023/24 | 204.25 | 132.25 | 1
2023/24 | 217.25 | 132.25 | 1
2023/24 | 220.25 | 132.25 | 1
2023/24 | 231.75 | 132.25 | 1
2023/24 | 238.25 | 132.25 | 1
2023/24 | 241.75 | 132.25 | 1
2023/24 | 242.75 | 132.25 | 1
2023/24 | 243.75 | 132.25 | 1
2023/24 | 245.75 | 132.25 | 2
2023/24 | 246.75 | 132.25 | 1
2023/24 | 247.25 | 132.25 | 1
2023/24 | 249.25 | 132.25 | 1
2023/24 | 250.25 | 132.25 | 1
2023/24 | 251.75 | 132.25 | 1
2023/24 | 253.25 | 132.25 | 2
2023/24 | 254.25 | 132.25 | 2
2023/24 | 256.25 | 132.25 | 1
2023/24 | 257.25 | 132.25 | 1
2023/24 | 258.25 | 132.25 | 1
2023/24 | 258.75 | 132.25 | 1
2023/24 | 260.25 | 132.25 | 1
2023/24 | 260.75 | 132.25 | 1
2023/24 | 262.25 | 132.25 | 2
2023/24 | 263.25 | 132.25 | 1
2023/24 | 264.25 | 132.25 | 1
2023/24 | 264.75 | 132.25 | 2
2023/24 | 265.25 | 132.25 | 1
2023/24 | 265.75 | 132.25 | 3
2023/24 | 266.25 | 132.25 | 3
2023/24 | 267.25 | 132.25 | 3
2023/24 | 267.75 | 132.25 | 4
2023/24 | 268.75 | 132.25 | 1
2023/24 | 269.25 | 132.25 | 1
2023/24 | 269.75 | 132.25 | 3
2023/24 | 270.25 | 132.25 | 1
2023/24 | 270.75 | 132.25 | 2
2023/24 | 271.25 | 132.25 | 1
2023/24 | 271.75 | 132.25 | 4
2023/24 | 272.25 | 132.25 | 3
2023/24 | 272.75 | 132.25 | 5
2023/24 | 273.25 | 132.25 | 1
2023/24 | 273.75 | 132.25 | 2
2023/24 | 274.25 | 132.25 | 2
2023/24 | 274.75 | 132.25 | 1
2023/24 | 275.25 | 132.25 | 2
2023/24 | 275.75 | 132.25 | 2
2023/24 | 276.25 | 132.25 | 2
2023/24 | 277.25 | 132.25 | 4
2023/24 | 278.25 | 132.25 | 3
2023/24 | 278.75 | 132.25 | 4
2023/24 | 279.25 | 132.25 | 1
2023/24 | 279.75 | 132.25 | 2
2023/24 | 280.25 | 132.25 | 2
2023/24 | 280.75 | 132.25 | 3
2023/24 | 281.25 | 132.25 | 2
2023/24 | 281.75 | 132.25 | 3
2023/24 | 282.25 | 132.25 | 7
2023/24 | 282.75 | 132.25 | 5
2023/24 | 283.25 | 132.25 | 3
2023/24 | 283.75 | 132.25 | 4
2023/24 | 284.25 | 132.25 | 7
2023/24 | 284.75 | 132.25 | 4
2023/24 | 285.25 | 132.25 | 2
2023/24 | 285.75 | 132.25 | 6
2023/24 | 286.25 | 132.25 | 3
2023/24 | 286.75 | 132.25 | 7
2023/24 | 287.25 | 132.25 | 3
2023/24 | 287.75 | 132.25 | 7
2023/24 | 288.25 | 132.25 | 8
2023/24 | 288.75 | 132.25 | 9
2023/24 | 289.25 | 132.25 | 3
2023/24 | 289.75 | 132.25 | 4
2023/24 | 290.25 | 132.25 | 11
2023/24 | 290.75 | 132.25 | 6
2023/24 | 291.25 | 132.25 | 6
2023/24 | 291.75 | 132.25 | 10
2023/24 | 292.25 | 132.25 | 2
2023/24 | 292.75 | 132.25 | 9
2023/24 | 293.25 | 132.25 | 8
2023/24 | 293.75 | 132.25 | 5
2023/24 | 294.25 | 132.25 | 11
2023/24 | 294.75 | 132.25 | 10
2023/24 | 295.25 | 132.25 | 10
2023/24 | 295.75 | 132.25 | 10
2023/24 | 296.25 | 132.25 | 10
2023/24 | 296.75 | 132.25 | 12
2023/24 | 297.25 | 132.25 | 14
2023/24 | 297.75 | 132.25 | 12
2023/24 | 298.25 | 132.25 | 13
2023/24 | 298.75 | 132.25 | 8
2023/24 | 299.25 | 132.25 | 10
2023/24 | 299.75 | 132.25 | 15
2023/24 | 300.25 | 132.25 | 10
2023/24 | 300.75 | 132.25 | 17
2023/24 | 301.25 | 132.25 | 11
2023/24 | 301.75 | 132.25 | 12
2023/24 | 302.25 | 132.25 | 13
2023/24 | 302.75 | 132.25 | 14
2023/24 | 303.25 | 132.25 | 11
2023/24 | 303.75 | 132.25 | 19
2023/24 | 304.25 | 132.25 | 19
2023/24 | 304.75 | 132.25 | 21
2023/24 | 305.25 | 132.25 | 17
2023/24 | 305.75 | 132.25 | 17
2023/24 | 306.25 | 132.25 | 17
2023/24 | 306.75 | 132.25 | 14
2023/24 | 307.25 | 132.25 | 19
2023/24 | 307.75 | 132.25 | 14
2023/24 | 308.25 | 132.25 | 15
2023/24 | 308.75 | 132.25 | 29
2023/24 | 309.25 | 132.25 | 13
2023/24 | 309.75 | 132.25 | 21
2023/24 | 310.25 | 132.25 | 16
2023/24 | 310.75 | 132.25 | 21
2023/24 | 311.25 | 132.25 | 16
2023/24 | 311.75 | 132.25 | 16
2023/24 | 312.25 | 132.25 | 21
2023/24 | 312.75 | 132.25 | 26
2023/24 | 313.25 | 132.25 | 17
2023/24 | 313.75 | 132.25 | 18
2023/24 | 314.25 | 132.25 | 21
2023/24 | 314.75 | 132.25 | 22
2023/24 | 315.25 | 132.25 | 22
2023/24 | 315.75 | 132.25 | 23
2023/24 | 316.25 | 132.25 | 16
2023/24 | 316.75 | 132.25 | 16
2023/24 | 317.25 | 132.25 | 17
2023/24 | 317.75 | 132.25 | 27
2023/24 | 318.25 | 132.25 | 18
2023/24 | 318.75 | 132.25 | 15
2023/24 | 319.25 | 132.25 | 20
2023/24 | 319.75 | 132.25 | 22
2023/24 | 320.25 | 132.25 | 16
2023/24 | 320.75 | 132.25 | 23
2023/24 | 321.25 | 132.25 | 25
2023/24 | 321.75 | 132.25 | 12
2023/24 | 322.25 | 132.25 | 23
2023/24 | 322.75 | 132.25 | 13
2023/24 | 323.25 | 132.25 | 27
2023/24 | 323.75 | 132.25 | 34
2023/24 | 324.25 | 132.25 | 26
2023/24 | 324.75 | 132.25 | 25
2023/24 | 325.25 | 132.25 | 20
2023/24 | 325.75 | 132.25 | 30
2023/24 | 326.25 | 132.25 | 25
2023/24 | 326.75 | 132.25 | 20
2023/24 | 327.25 | 132.25 | 34
2023/24 | 327.75 | 132.25 | 18
2023/24 | 328.25 | 132.25 | 21
2023/24 | 328.75 | 132.25 | 27
2023/24 | 329.25 | 132.25 | 23
2023/24 | 329.75 | 132.25 | 31
2023/24 | 330.25 | 132.25 | 22
2023/24 | 330.75 | 132.25 | 20
2023/24 | 331.25 | 132.25 | 30
2023/24 | 331.75 | 132.25 | 28
2023/24 | 332.25 | 132.25 | 26
2023/24 | 332.75 | 132.25 | 24
2023/24 | 333.25 | 132.25 | 29
2023/24 | 333.75 | 132.25 | 32
2023/24 | 334.25 | 132.25 | 28
2023/24 | 334.75 | 132.25 | 33
2023/24 | 335.25 | 132.25 | 21
2023/24 | 335.75 | 132.25 | 28
2023/24 | 336.25 | 132.25 | 23
2023/24 | 336.75 | 132.25 | 24
2023/24 | 337.25 | 132.25 | 24
2023/24 | 337.75 | 132.25 | 19
2023/24 | 338.25 | 132.25 | 19
2023/24 | 338.75 | 132.25 | 26
2023/24 | 339.25 | 132.25 | 24
2023/24 | 339.75 | 132.25 | 25
2023/24 | 340.25 | 132.25 | 20
2023/24 | 340.75 | 132.25 | 31
2023/24 | 341.25 | 132.25 | 27
2023/24 | 341.75 | 132.25 | 36
2023/24 | 342.25 | 132.25 | 26
2023/24 | 342.75 | 132.25 | 27
2023/24 | 343.25 | 132.25 | 30
2023/24 | 343.75 | 132.25 | 24
2023/24 | 344.25 | 132.25 | 24
2023/24 | 344.75 | 132.25 | 26
2023/24 | 345.25 | 132.25 | 25
2023/24 | 345.75 | 132.25 | 26
2023/24 | 346.25 | 132.25 | 25
2023/24 | 346.75 | 132.25 | 18
2023/24 | 347.25 | 132.25 | 20
2023/24 | 347.75 | 132.25 | 21
2023/24 | 348.25 | 132.25 | 36
2023/24 | 348.75 | 132.25 | 26
2023/24 | 349.25 | 132.25 | 23
2023/24 | 349.75 | 132.25 | 25
2023/24 | 350.25 | 132.25 | 26
2023/24 | 350.75 | 132.25 | 26
2023/24 | 351.25 | 132.25 | 27
2023/24 | 351.75 | 132.25 | 24
2023/24 | 352.25 | 132.25 | 27
2023/24 | 352.75 | 132.25 | 29
2023/24 | 353.25 | 132.25 | 25
2023/24 | 353.75 | 132.25 | 20
2023/24 | 354.25 | 132.25 | 17
2023/24 | 354.75 | 132.25 | 21
2023/24 | 355.25 | 132.25 | 29
2023/24 | 355.75 | 132.25 | 22
2023/24 | 356.25 | 132.25 | 17
2023/24 | 356.75 | 132.25 | 27
2023/24 | 357.25 | 132.25 | 23
2023/24 | 357.75 | 132.25 | 26
2023/24 | 358.25 | 132.25 | 22
2023/24 | 358.75 | 132.25 | 30
2023/24 | 359.25 | 132.25 | 25
2023/24 | 359.75 | 132.25 | 23
2023/24 | 360.25 | 132.25 | 17
2023/24 | 360.75 | 132.25 | 12
2023/24 | 361.25 | 132.25 | 32
2023/24 | 361.75 | 132.25 | 20
2023/24 | 362.25 | 132.25 | 17
2023/24 | 362.75 | 132.25 | 15
2023/24 | 363.25 | 132.25 | 21
2023/24 | 363.75 | 132.25 | 24
2023/24 | 364.25 | 132.25 | 28
2023/24 | 364.75 | 132.25 | 24
2023/24 | 365.25 | 132.25 | 20
2023/24 | 365.75 | 132.25 | 24
2023/24 | 366.25 | 132.25 | 24
2023/24 | 366.75 | 132.25 | 23
2023/24 | 367.25 | 132.25 | 16
2023/24 | 367.75 | 132.25 | 22
2023/24 | 368.25 | 132.25 | 12
2023/24 | 368.75 | 132.25 | 18
2023/24 | 369.25 | 132.25 | 16
2023/24 | 369.75 | 132.25 | 14
2023/24 | 370.25 | 132.25 | 20
2023/24 | 370.75 | 132.25 | 24
2023/24 | 371.25 | 132.25 | 25
2023/24 | 371.75 | 132.25 | 22
2023/24 | 372.25 | 132.25 | 23
2023/24 | 372.75 | 132.25 | 18
2023/24 | 373.25 | 132.25 | 10
2023/24 | 373.75 | 132.25 | 18
2023/24 | 374.25 | 132.25 | 12
2023/24 | 374.75 | 132.25 | 19
2023/24 | 375.25 | 132.25 | 17
2023/24 | 375.75 | 132.25 | 19
2023/24 | 376.25 | 132.25 | 20
2023/24 | 376.75 | 132.25 | 13
2023/24 | 377.25 | 132.25 | 22
2023/24 | 377.75 | 132.25 | 20
2023/24 | 378.25 | 132.25 | 16
2023/24 | 378.75 | 132.25 | 15
2023/24 | 379.25 | 132.25 | 13
2023/24 | 379.75 | 132.25 | 21
2023/24 | 380.25 | 132.25 | 18
2023/24 | 380.75 | 132.25 | 16
2023/24 | 381.25 | 132.25 | 17
2023/24 | 381.75 | 132.25 | 13
2023/24 | 382.25 | 132.25 | 17
2023/24 | 382.75 | 132.25 | 14
2023/24 | 383.25 | 132.25 | 8
2023/24 | 383.75 | 132.25 | 9
2023/24 | 384.25 | 132.25 | 21
2023/24 | 384.75 | 132.25 | 12
2023/24 | 385.25 | 132.25 | 13
2023/24 | 385.75 | 132.25 | 12
2023/24 | 386.25 | 132.25 | 17
2023/24 | 386.75 | 132.25 | 15
2023/24 | 387.25 | 132.25 | 8
2023/24 | 387.75 | 132.25 | 10
2023/24 | 388.25 | 132.25 | 16
2023/24 | 388.75 | 132.25 | 9
2023/24 | 389.25 | 132.25 | 8
2023/24 | 389.75 | 132.25 | 15
2023/24 | 390.25 | 132.25 | 12
2023/24 | 390.75 | 132.25 | 12
2023/24 | 391.25 | 132.25 | 14
2023/24 | 391.75 | 132.25 | 11
2023/24 | 392.25 | 132.25 | 16
2023/24 | 392.75 | 132.25 | 7
2023/24 | 393.25 | 132.25 | 11
2023/24 | 393.75 | 132.25 | 7
2023/24 | 394.25 | 132.25 | 10
2023/24 | 394.75 | 132.25 | 13
2023/24 | 395.25 | 132.25 | 10
2023/24 | 395.75 | 132.25 | 11
2023/24 | 396.25 | 132.25 | 6
2023/24 | 396.75 | 132.25 | 11
2023/24 | 397.25 | 132.25 | 10
2023/24 | 397.75 | 132.25 | 11
2023/24 | 398.25 | 132.25 | 6
2023/24 | 398.75 | 132.25 | 8
2023/24 | 399.25 | 132.25 | 5
2023/24 | 399.75 | 132.25 | 7
2023/24 | 400.25 | 132.25 | 12
2023/24 | 400.75 | 132.25 | 11
2023/24 | 401.25 | 132.25 | 8
2023/24 | 401.75 | 132.25 | 10
2023/24 | 402.25 | 132.25 | 8
2023/24 | 402.75 | 132.25 | 10
2023/24 | 403.25 | 132.25 | 11
2023/24 | 403.75 | 132.25 | 5
2023/24 | 404.25 | 132.25 | 9
2023/24 | 404.75 | 132.25 | 7
2023/24 | 405.25 | 132.25 | 8
2023/24 | 405.75 | 132.25 | 7
2023/24 | 406.25 | 132.25 | 9
2023/24 | 406.75 | 132.25 | 4
2023/24 | 407.25 | 132.25 | 13
2023/24 | 407.75 | 132.25 | 3
2023/24 | 408.25 | 132.25 | 6
2023/24 | 408.75 | 132.25 | 5
2023/24 | 409.25 | 132.25 | 6
2023/24 | 409.75 | 132.25 | 8
2023/24 | 410.25 | 132.25 | 5
2023/24 | 410.75 | 132.25 | 2
2023/24 | 411.25 | 132.25 | 8
2023/24 | 411.75 | 132.25 | 5
2023/24 | 412.25 | 132.25 | 4
2023/24 | 412.75 | 132.25 | 6
2023/24 | 413.25 | 132.25 | 7
2023/24 | 413.75 | 132.25 | 3
2023/24 | 414.25 | 132.25 | 7
2023/24 | 414.75 | 132.25 | 4
2023/24 | 415.25 | 132.25 | 4
2023/24 | 415.75 | 132.25 | 5
2023/24 | 416.25 | 132.25 | 4
2023/24 | 416.75 | 132.25 | 5
2023/24 | 417.25 | 132.25 | 5
2023/24 | 417.75 | 132.25 | 2
2023/24 | 418.25 | 132.25 | 5
2023/24 | 418.75 | 132.25 | 1
2023/24 | 419.25 | 132.25 | 5
2023/24 | 419.75 | 132.25 | 5
2023/24 | 420.25 | 132.25 | 5
2023/24 | 420.75 | 132.25 | 2
2023/24 | 421.25 | 132.25 | 3
2023/24 | 421.75 | 132.25 | 7
2023/24 | 422.25 | 132.25 | 2
2023/24 | 422.75 | 132.25 | 5
2023/24 | 423.25 | 132.25 | 4
2023/24 | 423.75 | 132.25 | 2
2023/24 | 424.25 | 132.25 | 4
2023/24 | 424.75 | 132.25 | 3
2023/24 | 425.25 | 132.25 | 3
2023/24 | 425.75 | 132.25 | 6
2023/24 | 426.25 | 132.25 | 2
2023/24 | 426.75 | 132.25 | 4
2023/24 | 427.25 | 132.25 | 1
2023/24 | 427.75 | 132.25 | 3
2023/24 | 428.25 | 132.25 | 2
2023/24 | 428.75 | 132.25 | 1
2023/24 | 429.25 | 132.25 | 4
2023/24 | 429.75 | 132.25 | 5
2023/24 | 430.25 | 132.25 | 3
2023/24 | 430.75 | 132.25 | 1
2023/24 | 431.25 | 132.25 | 1
2023/24 | 431.75 | 132.25 | 2
2023/24 | 432.25 | 132.25 | 1
2023/24 | 432.75 | 132.25 | 3
2023/24 | 433.25 | 132.25 | 2
2023/24 | 433.75 | 132.25 | 2
2023/24 | 434.25 | 132.25 | 1
2023/24 | 434.75 | 132.25 | 3
2023/24 | 435.25 | 132.25 | 1
2023/24 | 435.75 | 132.25 | 1
2023/24 | 436.25 | 132.25 | 1
2023/24 | 436.75 | 132.25 | 3
2023/24 | 437.25 | 132.25 | 2
2023/24 | 437.75 | 132.25 | 1
2023/24 | 438.25 | 132.25 | 1
2023/24 | 438.75 | 132.25 | 2
2023/24 | 439.25 | 132.25 | 1
2023/24 | 439.75 | 132.25 | 2
2023/24 | 440.25 | 132.25 | 4
2023/24 | 441.25 | 132.25 | 4
2023/24 | 441.75 | 132.25 | 2
2023/24 | 442.25 | 132.25 | 1
2023/24 | 442.75 | 132.25 | 2
2023/24 | 443.25 | 132.25 | 1
2023/24 | 443.75 | 132.25 | 1
2023/24 | 444.25 | 132.25 | 1
2023/24 | 444.75 | 132.25 | 3
2023/24 | 445.25 | 132.25 | 3
2023/24 | 446.25 | 132.25 | 3
2023/24 | 446.75 | 132.25 | 2
2023/24 | 447.75 | 132.25 | 1
2023/24 | 448.75 | 132.25 | 3
2023/24 | 449.25 | 132.25 | 2
2023/24 | 449.75 | 132.25 | 1
2023/24 | 450.75 | 132.25 | 1
2023/24 | 451.75 | 132.25 | 1
2023/24 | 452.25 | 132.25 | 1
2023/24 | 452.75 | 132.25 | 1
2023/24 | 453.25 | 132.25 | 1
2023/24 | 453.75 | 132.25 | 3
2023/24 | 456.75 | 132.25 | 2
2023/24 | 457.75 | 132.25 | 1
2023/24 | 458.25 | 132.25 | 1
2023/24 | 459.75 | 132.25 | 1
2023/24 | 462.75 | 132.25 | 1
2023/24 | 467.25 | 132.25 | 1
2023/24 | 468.25 | 132.25 | 1
2023/24 | 468.75 | 132.25 | 2
2023/24 | 470.75 | 132.25 | 1
2023/24 | 471.75 | 132.25 | 2
2023/24 | 475.75 | 132.25 | 1
2023/24 | 476.25 | 132.25 | 1
2023/24 | 477.75 | 132.25 | 1
2023/24 | 481.25 | 132.25 | 1
2023/24 | 482.25 | 132.25 | 1
2023/24 | 483.75 | 132.25 | 1
2023/24 | 484.75 | 132.25 | 1
2023/24 | 492.75 | 132.25 | 1
2023/24 | 494.25 | 132.25 | 1
2023/24 | 501.25 | 132.25 | 1
2023/24 | 536.25 | 132.25 | 1
2023/24 | 214.75 | 132.75 | 1
2023/24 | 228.75 | 132.75 | 1
2023/24 | 229.25 | 132.75 | 1
2023/24 | 230.75 | 132.75 | 1
2023/24 | 233.75 | 132.75 | 1
2023/24 | 236.75 | 132.75 | 1
2023/24 | 237.25 | 132.75 | 1
2023/24 | 241.75 | 132.75 | 1
2023/24 | 242.25 | 132.75 | 1
2023/24 | 243.75 | 132.75 | 1
2023/24 | 245.75 | 132.75 | 1
2023/24 | 246.25 | 132.75 | 1
2023/24 | 247.75 | 132.75 | 2
2023/24 | 250.25 | 132.75 | 1
2023/24 | 250.75 | 132.75 | 1
2023/24 | 251.75 | 132.75 | 1
2023/24 | 253.25 | 132.75 | 1
2023/24 | 254.25 | 132.75 | 1
2023/24 | 255.25 | 132.75 | 1
2023/24 | 256.25 | 132.75 | 1
2023/24 | 258.75 | 132.75 | 2
2023/24 | 259.25 | 132.75 | 1
2023/24 | 259.75 | 132.75 | 2
2023/24 | 261.25 | 132.75 | 1
2023/24 | 261.75 | 132.75 | 1
2023/24 | 262.75 | 132.75 | 2
2023/24 | 263.25 | 132.75 | 1
2023/24 | 263.75 | 132.75 | 2
2023/24 | 264.25 | 132.75 | 2
2023/24 | 265.25 | 132.75 | 1
2023/24 | 265.75 | 132.75 | 1
2023/24 | 267.75 | 132.75 | 2
2023/24 | 269.25 | 132.75 | 3
2023/24 | 269.75 | 132.75 | 1
2023/24 | 271.75 | 132.75 | 1
2023/24 | 272.25 | 132.75 | 2
2023/24 | 272.75 | 132.75 | 3
2023/24 | 274.25 | 132.75 | 1
2023/24 | 274.75 | 132.75 | 1
2023/24 | 275.25 | 132.75 | 1
2023/24 | 275.75 | 132.75 | 1
2023/24 | 276.25 | 132.75 | 3
2023/24 | 276.75 | 132.75 | 1
2023/24 | 277.25 | 132.75 | 4
2023/24 | 277.75 | 132.75 | 5
2023/24 | 278.25 | 132.75 | 1
2023/24 | 278.75 | 132.75 | 5
2023/24 | 279.25 | 132.75 | 1
2023/24 | 279.75 | 132.75 | 3
2023/24 | 280.25 | 132.75 | 3
2023/24 | 280.75 | 132.75 | 4
2023/24 | 281.25 | 132.75 | 4
2023/24 | 281.75 | 132.75 | 4
2023/24 | 282.75 | 132.75 | 5
2023/24 | 283.25 | 132.75 | 3
2023/24 | 283.75 | 132.75 | 6
2023/24 | 284.25 | 132.75 | 4
2023/24 | 284.75 | 132.75 | 3
2023/24 | 285.25 | 132.75 | 1
2023/24 | 285.75 | 132.75 | 5
2023/24 | 286.25 | 132.75 | 6
2023/24 | 286.75 | 132.75 | 6
2023/24 | 287.25 | 132.75 | 3
2023/24 | 287.75 | 132.75 | 8
2023/24 | 288.25 | 132.75 | 4
2023/24 | 288.75 | 132.75 | 9
2023/24 | 289.25 | 132.75 | 3
2023/24 | 289.75 | 132.75 | 7
2023/24 | 290.25 | 132.75 | 4
2023/24 | 290.75 | 132.75 | 2
2023/24 | 291.25 | 132.75 | 3
2023/24 | 291.75 | 132.75 | 5
2023/24 | 292.25 | 132.75 | 9
2023/24 | 292.75 | 132.75 | 9
2023/24 | 293.25 | 132.75 | 4
2023/24 | 293.75 | 132.75 | 8
2023/24 | 294.25 | 132.75 | 7
2023/24 | 294.75 | 132.75 | 7
2023/24 | 295.25 | 132.75 | 13
2023/24 | 295.75 | 132.75 | 7
2023/24 | 296.25 | 132.75 | 7
2023/24 | 296.75 | 132.75 | 11
2023/24 | 297.25 | 132.75 | 9
2023/24 | 297.75 | 132.75 | 7
2023/24 | 298.25 | 132.75 | 9
2023/24 | 298.75 | 132.75 | 12
2023/24 | 299.25 | 132.75 | 12
2023/24 | 299.75 | 132.75 | 6
2023/24 | 300.25 | 132.75 | 8
2023/24 | 300.75 | 132.75 | 8
2023/24 | 301.25 | 132.75 | 9
2023/24 | 301.75 | 132.75 | 11
2023/24 | 302.25 | 132.75 | 7
2023/24 | 302.75 | 132.75 | 9
2023/24 | 303.25 | 132.75 | 13
2023/24 | 303.75 | 132.75 | 8
2023/24 | 304.25 | 132.75 | 4
2023/24 | 304.75 | 132.75 | 5
2023/24 | 305.25 | 132.75 | 11
2023/24 | 305.75 | 132.75 | 14
2023/24 | 306.25 | 132.75 | 16
2023/24 | 306.75 | 132.75 | 10
2023/24 | 307.25 | 132.75 | 16
2023/24 | 307.75 | 132.75 | 15
2023/24 | 308.25 | 132.75 | 15
2023/24 | 308.75 | 132.75 | 18
2023/24 | 309.25 | 132.75 | 15
2023/24 | 309.75 | 132.75 | 14
2023/24 | 310.25 | 132.75 | 10
2023/24 | 310.75 | 132.75 | 24
2023/24 | 311.25 | 132.75 | 17
2023/24 | 311.75 | 132.75 | 12
2023/24 | 312.25 | 132.75 | 15
2023/24 | 312.75 | 132.75 | 22
2023/24 | 313.25 | 132.75 | 26
2023/24 | 313.75 | 132.75 | 18
2023/24 | 314.25 | 132.75 | 15
2023/24 | 314.75 | 132.75 | 19
2023/24 | 315.25 | 132.75 | 19
2023/24 | 315.75 | 132.75 | 13
2023/24 | 316.25 | 132.75 | 13
2023/24 | 316.75 | 132.75 | 21
2023/24 | 317.25 | 132.75 | 16
2023/24 | 317.75 | 132.75 | 15
2023/24 | 318.25 | 132.75 | 21
2023/24 | 318.75 | 132.75 | 14
2023/24 | 319.25 | 132.75 | 22
2023/24 | 319.75 | 132.75 | 28
2023/24 | 320.25 | 132.75 | 16
2023/24 | 320.75 | 132.75 | 26
2023/24 | 321.25 | 132.75 | 22
2023/24 | 321.75 | 132.75 | 28
2023/24 | 322.25 | 132.75 | 25
2023/24 | 322.75 | 132.75 | 17
2023/24 | 323.25 | 132.75 | 20
2023/24 | 323.75 | 132.75 | 28
2023/24 | 324.25 | 132.75 | 31
2023/24 | 324.75 | 132.75 | 26
2023/24 | 325.25 | 132.75 | 21
2023/24 | 325.75 | 132.75 | 20
2023/24 | 326.25 | 132.75 | 26
2023/24 | 326.75 | 132.75 | 26
2023/24 | 327.25 | 132.75 | 18
2023/24 | 327.75 | 132.75 | 28
2023/24 | 328.25 | 132.75 | 29
2023/24 | 328.75 | 132.75 | 21
2023/24 | 329.25 | 132.75 | 29
2023/24 | 329.75 | 132.75 | 23
2023/24 | 330.25 | 132.75 | 28
2023/24 | 330.75 | 132.75 | 29
2023/24 | 331.25 | 132.75 | 33
2023/24 | 331.75 | 132.75 | 28
2023/24 | 332.25 | 132.75 | 27
2023/24 | 332.75 | 132.75 | 32
2023/24 | 333.25 | 132.75 | 16
2023/24 | 333.75 | 132.75 | 17
2023/24 | 334.25 | 132.75 | 21
2023/24 | 334.75 | 132.75 | 25
2023/24 | 335.25 | 132.75 | 28
2023/24 | 335.75 | 132.75 | 21
2023/24 | 336.25 | 132.75 | 25
2023/24 | 336.75 | 132.75 | 30
2023/24 | 337.25 | 132.75 | 19
2023/24 | 337.75 | 132.75 | 18
2023/24 | 338.25 | 132.75 | 22
2023/24 | 338.75 | 132.75 | 23
2023/24 | 339.25 | 132.75 | 26
2023/24 | 339.75 | 132.75 | 20
2023/24 | 340.25 | 132.75 | 23
2023/24 | 340.75 | 132.75 | 28
2023/24 | 341.25 | 132.75 | 28
2023/24 | 341.75 | 132.75 | 24
2023/24 | 342.25 | 132.75 | 28
2023/24 | 342.75 | 132.75 | 22
2023/24 | 343.25 | 132.75 | 21
2023/24 | 343.75 | 132.75 | 14
2023/24 | 344.25 | 132.75 | 22
2023/24 | 344.75 | 132.75 | 28
2023/24 | 345.25 | 132.75 | 33
2023/24 | 345.75 | 132.75 | 33
2023/24 | 346.25 | 132.75 | 22
2023/24 | 346.75 | 132.75 | 23
2023/24 | 347.25 | 132.75 | 17
2023/24 | 347.75 | 132.75 | 24
2023/24 | 348.25 | 132.75 | 29
2023/24 | 348.75 | 132.75 | 31
2023/24 | 349.25 | 132.75 | 31
2023/24 | 349.75 | 132.75 | 36
2023/24 | 350.25 | 132.75 | 24
2023/24 | 350.75 | 132.75 | 24
2023/24 | 351.25 | 132.75 | 28
2023/24 | 351.75 | 132.75 | 30
2023/24 | 352.25 | 132.75 | 32
2023/24 | 352.75 | 132.75 | 26
2023/24 | 353.25 | 132.75 | 22
2023/24 | 353.75 | 132.75 | 25
2023/24 | 354.25 | 132.75 | 29
2023/24 | 354.75 | 132.75 | 23
2023/24 | 355.25 | 132.75 | 22
2023/24 | 355.75 | 132.75 | 25
2023/24 | 356.25 | 132.75 | 28
2023/24 | 356.75 | 132.75 | 25
2023/24 | 357.25 | 132.75 | 25
2023/24 | 357.75 | 132.75 | 18
2023/24 | 358.25 | 132.75 | 18
2023/24 | 358.75 | 132.75 | 17
2023/24 | 359.25 | 132.75 | 12
2023/24 | 359.75 | 132.75 | 19
2023/24 | 360.25 | 132.75 | 29
2023/24 | 360.75 | 132.75 | 29
2023/24 | 361.25 | 132.75 | 26
2023/24 | 361.75 | 132.75 | 31
2023/24 | 362.25 | 132.75 | 25
2023/24 | 362.75 | 132.75 | 19
2023/24 | 363.25 | 132.75 | 28
2023/24 | 363.75 | 132.75 | 12
2023/24 | 364.25 | 132.75 | 24
2023/24 | 364.75 | 132.75 | 22
2023/24 | 365.25 | 132.75 | 16
2023/24 | 365.75 | 132.75 | 22
2023/24 | 366.25 | 132.75 | 19
2023/24 | 366.75 | 132.75 | 13
2023/24 | 367.25 | 132.75 | 19
2023/24 | 367.75 | 132.75 | 20
2023/24 | 368.25 | 132.75 | 17
2023/24 | 368.75 | 132.75 | 18
2023/24 | 369.25 | 132.75 | 31
2023/24 | 369.75 | 132.75 | 26
2023/24 | 370.25 | 132.75 | 26
2023/24 | 370.75 | 132.75 | 16
2023/24 | 371.25 | 132.75 | 27
2023/24 | 371.75 | 132.75 | 21
2023/24 | 372.25 | 132.75 | 15
2023/24 | 372.75 | 132.75 | 20
2023/24 | 373.25 | 132.75 | 13
2023/24 | 373.75 | 132.75 | 13
2023/24 | 374.25 | 132.75 | 18
2023/24 | 374.75 | 132.75 | 21
2023/24 | 375.25 | 132.75 | 21
2023/24 | 375.75 | 132.75 | 11
2023/24 | 376.25 | 132.75 | 19
2023/24 | 376.75 | 132.75 | 20
2023/24 | 377.25 | 132.75 | 17
2023/24 | 377.75 | 132.75 | 23
2023/24 | 378.25 | 132.75 | 15
2023/24 | 378.75 | 132.75 | 14
2023/24 | 379.25 | 132.75 | 23
2023/24 | 379.75 | 132.75 | 22
2023/24 | 380.25 | 132.75 | 9
2023/24 | 380.75 | 132.75 | 17
2023/24 | 381.25 | 132.75 | 10
2023/24 | 381.75 | 132.75 | 18
2023/24 | 382.25 | 132.75 | 15
2023/24 | 382.75 | 132.75 | 12
2023/24 | 383.25 | 132.75 | 16
2023/24 | 383.75 | 132.75 | 9
2023/24 | 384.25 | 132.75 | 20
2023/24 | 384.75 | 132.75 | 14
2023/24 | 385.25 | 132.75 | 18
2023/24 | 385.75 | 132.75 | 14
2023/24 | 386.25 | 132.75 | 10
2023/24 | 386.75 | 132.75 | 16
2023/24 | 387.25 | 132.75 | 17
2023/24 | 387.75 | 132.75 | 11
2023/24 | 388.25 | 132.75 | 13
2023/24 | 388.75 | 132.75 | 11
2023/24 | 389.25 | 132.75 | 9
2023/24 | 389.75 | 132.75 | 16
2023/24 | 390.25 | 132.75 | 12
2023/24 | 390.75 | 132.75 | 18
2023/24 | 391.25 | 132.75 | 8
2023/24 | 391.75 | 132.75 | 23
2023/24 | 392.25 | 132.75 | 15
2023/24 | 392.75 | 132.75 | 9
2023/24 | 393.25 | 132.75 | 9
2023/24 | 393.75 | 132.75 | 11
2023/24 | 394.25 | 132.75 | 12
2023/24 | 394.75 | 132.75 | 11
2023/24 | 395.25 | 132.75 | 12
2023/24 | 395.75 | 132.75 | 4
2023/24 | 396.25 | 132.75 | 14
2023/24 | 396.75 | 132.75 | 11
2023/24 | 397.25 | 132.75 | 11
2023/24 | 397.75 | 132.75 | 9
2023/24 | 398.25 | 132.75 | 9
2023/24 | 398.75 | 132.75 | 10
2023/24 | 399.25 | 132.75 | 5
2023/24 | 399.75 | 132.75 | 8
2023/24 | 400.25 | 132.75 | 4
2023/24 | 400.75 | 132.75 | 7
2023/24 | 401.25 | 132.75 | 13
2023/24 | 401.75 | 132.75 | 11
2023/24 | 402.25 | 132.75 | 4
2023/24 | 402.75 | 132.75 | 11
2023/24 | 403.25 | 132.75 | 16
2023/24 | 403.75 | 132.75 | 9
2023/24 | 404.25 | 132.75 | 10
2023/24 | 404.75 | 132.75 | 6
2023/24 | 405.25 | 132.75 | 5
2023/24 | 405.75 | 132.75 | 6
2023/24 | 406.25 | 132.75 | 8
2023/24 | 406.75 | 132.75 | 7
2023/24 | 407.25 | 132.75 | 3
2023/24 | 407.75 | 132.75 | 2
2023/24 | 408.25 | 132.75 | 5
2023/24 | 408.75 | 132.75 | 5
2023/24 | 409.25 | 132.75 | 11
2023/24 | 409.75 | 132.75 | 5
2023/24 | 410.25 | 132.75 | 5
2023/24 | 410.75 | 132.75 | 7
2023/24 | 411.25 | 132.75 | 6
2023/24 | 411.75 | 132.75 | 1
2023/24 | 412.25 | 132.75 | 1
2023/24 | 412.75 | 132.75 | 4
2023/24 | 413.25 | 132.75 | 11
2023/24 | 413.75 | 132.75 | 4
2023/24 | 414.25 | 132.75 | 4
2023/24 | 414.75 | 132.75 | 7
2023/24 | 415.25 | 132.75 | 2
2023/24 | 415.75 | 132.75 | 6
2023/24 | 416.25 | 132.75 | 4
2023/24 | 416.75 | 132.75 | 10
2023/24 | 417.25 | 132.75 | 4
2023/24 | 417.75 | 132.75 | 5
2023/24 | 418.25 | 132.75 | 8
2023/24 | 418.75 | 132.75 | 6
2023/24 | 419.25 | 132.75 | 7
2023/24 | 419.75 | 132.75 | 10
2023/24 | 420.25 | 132.75 | 8
2023/24 | 420.75 | 132.75 | 4
2023/24 | 421.25 | 132.75 | 4
2023/24 | 421.75 | 132.75 | 4
2023/24 | 422.25 | 132.75 | 4
2023/24 | 422.75 | 132.75 | 4
2023/24 | 423.25 | 132.75 | 5
2023/24 | 423.75 | 132.75 | 2
2023/24 | 424.25 | 132.75 | 5
2023/24 | 424.75 | 132.75 | 1
2023/24 | 425.25 | 132.75 | 3
2023/24 | 426.25 | 132.75 | 5
2023/24 | 427.25 | 132.75 | 2
2023/24 | 427.75 | 132.75 | 3
2023/24 | 428.25 | 132.75 | 5
2023/24 | 428.75 | 132.75 | 3
2023/24 | 429.25 | 132.75 | 1
2023/24 | 429.75 | 132.75 | 3
2023/24 | 430.25 | 132.75 | 3
2023/24 | 430.75 | 132.75 | 5
2023/24 | 431.25 | 132.75 | 5
2023/24 | 431.75 | 132.75 | 4
2023/24 | 432.25 | 132.75 | 2
2023/24 | 432.75 | 132.75 | 2
2023/24 | 433.25 | 132.75 | 5
2023/24 | 433.75 | 132.75 | 1
2023/24 | 434.25 | 132.75 | 3
2023/24 | 434.75 | 132.75 | 2
2023/24 | 435.25 | 132.75 | 3
2023/24 | 435.75 | 132.75 | 3
2023/24 | 436.25 | 132.75 | 2
2023/24 | 436.75 | 132.75 | 4
2023/24 | 437.25 | 132.75 | 2
2023/24 | 437.75 | 132.75 | 2
2023/24 | 438.75 | 132.75 | 2
2023/24 | 439.75 | 132.75 | 1
2023/24 | 440.25 | 132.75 | 4
2023/24 | 440.75 | 132.75 | 4
2023/24 | 441.25 | 132.75 | 1
2023/24 | 442.25 | 132.75 | 2
2023/24 | 442.75 | 132.75 | 3
2023/24 | 443.25 | 132.75 | 1
2023/24 | 444.25 | 132.75 | 4
2023/24 | 444.75 | 132.75 | 1
2023/24 | 445.25 | 132.75 | 4
2023/24 | 445.75 | 132.75 | 4
2023/24 | 447.25 | 132.75 | 2
2023/24 | 448.25 | 132.75 | 3
2023/24 | 450.25 | 132.75 | 1
2023/24 | 451.25 | 132.75 | 1
2023/24 | 456.25 | 132.75 | 1
2023/24 | 456.75 | 132.75 | 2
2023/24 | 457.75 | 132.75 | 3
2023/24 | 458.25 | 132.75 | 2
2023/24 | 458.75 | 132.75 | 1
2023/24 | 459.25 | 132.75 | 1
2023/24 | 460.75 | 132.75 | 1
2023/24 | 461.75 | 132.75 | 2
2023/24 | 465.75 | 132.75 | 1
2023/24 | 466.25 | 132.75 | 1
2023/24 | 467.25 | 132.75 | 1
2023/24 | 469.25 | 132.75 | 1
2023/24 | 470.25 | 132.75 | 1
2023/24 | 471.25 | 132.75 | 1
2023/24 | 474.25 | 132.75 | 2
2023/24 | 475.25 | 132.75 | 1
2023/24 | 476.25 | 132.75 | 1
2023/24 | 479.75 | 132.75 | 1
2023/24 | 481.25 | 132.75 | 1
2023/24 | 485.75 | 132.75 | 1
2023/24 | 497.75 | 132.75 | 1
2023/24 | 501.75 | 132.75 | 1
2023/24 | 503.75 | 132.75 | 1
2023/24 | 213.75 | 133.25 | 1
2023/24 | 232.75 | 133.25 | 1
2023/24 | 238.75 | 133.25 | 1
2023/24 | 240.25 | 133.25 | 1
2023/24 | 242.25 | 133.25 | 3
2023/24 | 244.75 | 133.25 | 2
2023/24 | 246.25 | 133.25 | 1
2023/24 | 250.25 | 133.25 | 1
2023/24 | 250.75 | 133.25 | 1
2023/24 | 252.25 | 133.25 | 2
2023/24 | 254.25 | 133.25 | 1
2023/24 | 254.75 | 133.25 | 1
2023/24 | 255.25 | 133.25 | 1
2023/24 | 256.75 | 133.25 | 1
2023/24 | 257.75 | 133.25 | 2
2023/24 | 258.25 | 133.25 | 1
2023/24 | 258.75 | 133.25 | 1
2023/24 | 259.75 | 133.25 | 1
2023/24 | 261.25 | 133.25 | 1
2023/24 | 261.75 | 133.25 | 1
2023/24 | 262.25 | 133.25 | 1
2023/24 | 262.75 | 133.25 | 2
2023/24 | 264.25 | 133.25 | 2
2023/24 | 264.75 | 133.25 | 1
2023/24 | 265.25 | 133.25 | 1
2023/24 | 266.75 | 133.25 | 2
2023/24 | 267.75 | 133.25 | 2
2023/24 | 268.25 | 133.25 | 1
2023/24 | 268.75 | 133.25 | 2
2023/24 | 269.25 | 133.25 | 1
2023/24 | 269.75 | 133.25 | 1
2023/24 | 270.25 | 133.25 | 3
2023/24 | 270.75 | 133.25 | 1
2023/24 | 271.25 | 133.25 | 1
2023/24 | 271.75 | 133.25 | 3
2023/24 | 273.25 | 133.25 | 3
2023/24 | 273.75 | 133.25 | 2
2023/24 | 274.25 | 133.25 | 3
2023/24 | 274.75 | 133.25 | 2
2023/24 | 275.25 | 133.25 | 1
2023/24 | 275.75 | 133.25 | 1
2023/24 | 277.25 | 133.25 | 1
2023/24 | 277.75 | 133.25 | 2
2023/24 | 278.25 | 133.25 | 5
2023/24 | 278.75 | 133.25 | 2
2023/24 | 279.25 | 133.25 | 2
2023/24 | 279.75 | 133.25 | 1
2023/24 | 280.25 | 133.25 | 4
2023/24 | 280.75 | 133.25 | 2
2023/24 | 281.25 | 133.25 | 2
2023/24 | 281.75 | 133.25 | 3
2023/24 | 282.25 | 133.25 | 3
2023/24 | 282.75 | 133.25 | 5
2023/24 | 283.75 | 133.25 | 4
2023/24 | 284.25 | 133.25 | 1
2023/24 | 284.75 | 133.25 | 4
2023/24 | 285.25 | 133.25 | 3
2023/24 | 285.75 | 133.25 | 3
2023/24 | 286.25 | 133.25 | 2
2023/24 | 286.75 | 133.25 | 5
2023/24 | 287.25 | 133.25 | 3
2023/24 | 287.75 | 133.25 | 5
2023/24 | 288.25 | 133.25 | 6
2023/24 | 288.75 | 133.25 | 3
2023/24 | 289.25 | 133.25 | 4
2023/24 | 289.75 | 133.25 | 4
2023/24 | 290.25 | 133.25 | 11
2023/24 | 290.75 | 133.25 | 4
2023/24 | 291.25 | 133.25 | 7
2023/24 | 291.75 | 133.25 | 6
2023/24 | 292.25 | 133.25 | 5
2023/24 | 292.75 | 133.25 | 5
2023/24 | 293.25 | 133.25 | 5
2023/24 | 293.75 | 133.25 | 5
2023/24 | 294.25 | 133.25 | 6
2023/24 | 294.75 | 133.25 | 10
2023/24 | 295.25 | 133.25 | 6
2023/24 | 295.75 | 133.25 | 3
2023/24 | 296.25 | 133.25 | 5
2023/24 | 296.75 | 133.25 | 7
2023/24 | 297.25 | 133.25 | 5
2023/24 | 297.75 | 133.25 | 13
2023/24 | 298.25 | 133.25 | 4
2023/24 | 298.75 | 133.25 | 9
2023/24 | 299.25 | 133.25 | 10
2023/24 | 299.75 | 133.25 | 11
2023/24 | 300.25 | 133.25 | 8
2023/24 | 300.75 | 133.25 | 10
2023/24 | 301.25 | 133.25 | 5
2023/24 | 301.75 | 133.25 | 9
2023/24 | 302.25 | 133.25 | 5
2023/24 | 302.75 | 133.25 | 9
2023/24 | 303.25 | 133.25 | 10
2023/24 | 303.75 | 133.25 | 7
2023/24 | 304.25 | 133.25 | 9
2023/24 | 304.75 | 133.25 | 9
2023/24 | 305.25 | 133.25 | 10
2023/24 | 305.75 | 133.25 | 14
2023/24 | 306.25 | 133.25 | 10
2023/24 | 306.75 | 133.25 | 16
2023/24 | 307.25 | 133.25 | 6
2023/24 | 307.75 | 133.25 | 13
2023/24 | 308.25 | 133.25 | 11
2023/24 | 308.75 | 133.25 | 13
2023/24 | 309.25 | 133.25 | 8
2023/24 | 309.75 | 133.25 | 9
2023/24 | 310.25 | 133.25 | 8
2023/24 | 310.75 | 133.25 | 10
2023/24 | 311.25 | 133.25 | 16
2023/24 | 311.75 | 133.25 | 18
2023/24 | 312.25 | 133.25 | 12
2023/24 | 312.75 | 133.25 | 15
2023/24 | 313.25 | 133.25 | 12
2023/24 | 313.75 | 133.25 | 18
2023/24 | 314.25 | 133.25 | 15
2023/24 | 314.75 | 133.25 | 11
2023/24 | 315.25 | 133.25 | 17
2023/24 | 315.75 | 133.25 | 16
2023/24 | 316.25 | 133.25 | 15
2023/24 | 316.75 | 133.25 | 16
2023/24 | 317.25 | 133.25 | 14
2023/24 | 317.75 | 133.25 | 18
2023/24 | 318.25 | 133.25 | 25
2023/24 | 318.75 | 133.25 | 23
2023/24 | 319.25 | 133.25 | 20
2023/24 | 319.75 | 133.25 | 14
2023/24 | 320.25 | 133.25 | 16
2023/24 | 320.75 | 133.25 | 24
2023/24 | 321.25 | 133.25 | 12
2023/24 | 321.75 | 133.25 | 17
2023/24 | 322.25 | 133.25 | 25
2023/24 | 322.75 | 133.25 | 15
2023/24 | 323.25 | 133.25 | 27
2023/24 | 323.75 | 133.25 | 21
2023/24 | 324.25 | 133.25 | 19
2023/24 | 324.75 | 133.25 | 19
2023/24 | 325.25 | 133.25 | 16
2023/24 | 325.75 | 133.25 | 14
2023/24 | 326.25 | 133.25 | 18
2023/24 | 326.75 | 133.25 | 17
2023/24 | 327.25 | 133.25 | 15
2023/24 | 327.75 | 133.25 | 20
2023/24 | 328.25 | 133.25 | 12
2023/24 | 328.75 | 133.25 | 14
2023/24 | 329.25 | 133.25 | 21
2023/24 | 329.75 | 133.25 | 21
2023/24 | 330.25 | 133.25 | 12
2023/24 | 330.75 | 133.25 | 21
2023/24 | 331.25 | 133.25 | 20
2023/24 | 331.75 | 133.25 | 20
2023/24 | 332.25 | 133.25 | 22
2023/24 | 332.75 | 133.25 | 20
2023/24 | 333.25 | 133.25 | 14
2023/24 | 333.75 | 133.25 | 23
2023/24 | 334.25 | 133.25 | 16
2023/24 | 334.75 | 133.25 | 24
2023/24 | 335.25 | 133.25 | 9
2023/24 | 335.75 | 133.25 | 17
2023/24 | 336.25 | 133.25 | 24
2023/24 | 336.75 | 133.25 | 14
2023/24 | 337.25 | 133.25 | 16
2023/24 | 337.75 | 133.25 | 24
2023/24 | 338.25 | 133.25 | 28
2023/24 | 338.75 | 133.25 | 18
2023/24 | 339.25 | 133.25 | 16
2023/24 | 339.75 | 133.25 | 27
2023/24 | 340.25 | 133.25 | 12
2023/24 | 340.75 | 133.25 | 30
2023/24 | 341.25 | 133.25 | 18
2023/24 | 341.75 | 133.25 | 20
2023/24 | 342.25 | 133.25 | 19
2023/24 | 342.75 | 133.25 | 21
2023/24 | 343.25 | 133.25 | 18
2023/24 | 343.75 | 133.25 | 18
2023/24 | 344.25 | 133.25 | 31
2023/24 | 344.75 | 133.25 | 21
2023/24 | 345.25 | 133.25 | 18
2023/24 | 345.75 | 133.25 | 34
2023/24 | 346.25 | 133.25 | 24
2023/24 | 346.75 | 133.25 | 20
2023/24 | 347.25 | 133.25 | 28
2023/24 | 347.75 | 133.25 | 26
2023/24 | 348.25 | 133.25 | 23
2023/24 | 348.75 | 133.25 | 28
2023/24 | 349.25 | 133.25 | 21
2023/24 | 349.75 | 133.25 | 17
2023/24 | 350.25 | 133.25 | 24
2023/24 | 350.75 | 133.25 | 22
2023/24 | 351.25 | 133.25 | 16
2023/24 | 351.75 | 133.25 | 25
2023/24 | 352.25 | 133.25 | 22
2023/24 | 352.75 | 133.25 | 21
2023/24 | 353.25 | 133.25 | 19
2023/24 | 353.75 | 133.25 | 28
2023/24 | 354.25 | 133.25 | 24
2023/24 | 354.75 | 133.25 | 30
2023/24 | 355.25 | 133.25 | 22
2023/24 | 355.75 | 133.25 | 23
2023/24 | 356.25 | 133.25 | 22
2023/24 | 356.75 | 133.25 | 17
2023/24 | 357.25 | 133.25 | 18
2023/24 | 357.75 | 133.25 | 14
2023/24 | 358.25 | 133.25 | 25
2023/24 | 358.75 | 133.25 | 16
2023/24 | 359.25 | 133.25 | 15
2023/24 | 359.75 | 133.25 | 20
2023/24 | 360.25 | 133.25 | 20
2023/24 | 360.75 | 133.25 | 24
2023/24 | 361.25 | 133.25 | 23
2023/24 | 361.75 | 133.25 | 20
2023/24 | 362.25 | 133.25 | 20
2023/24 | 362.75 | 133.25 | 17
2023/24 | 363.25 | 133.25 | 15
2023/24 | 363.75 | 133.25 | 17
2023/24 | 364.25 | 133.25 | 26
2023/24 | 364.75 | 133.25 | 27
2023/24 | 365.25 | 133.25 | 26
2023/24 | 365.75 | 133.25 | 23
2023/24 | 366.25 | 133.25 | 18
2023/24 | 366.75 | 133.25 | 20
2023/24 | 367.25 | 133.25 | 14
2023/24 | 367.75 | 133.25 | 19
2023/24 | 368.25 | 133.25 | 28
2023/24 | 368.75 | 133.25 | 26
2023/24 | 369.25 | 133.25 | 16
2023/24 | 369.75 | 133.25 | 15
2023/24 | 370.25 | 133.25 | 19
2023/24 | 370.75 | 133.25 | 17
2023/24 | 371.25 | 133.25 | 17
2023/24 | 371.75 | 133.25 | 21
2023/24 | 372.25 | 133.25 | 21
2023/24 | 372.75 | 133.25 | 21
2023/24 | 373.25 | 133.25 | 17
2023/24 | 373.75 | 133.25 | 16
2023/24 | 374.25 | 133.25 | 14
2023/24 | 374.75 | 133.25 | 16
2023/24 | 375.25 | 133.25 | 15
2023/24 | 375.75 | 133.25 | 11
2023/24 | 376.25 | 133.25 | 14
2023/24 | 376.75 | 133.25 | 14
2023/24 | 377.25 | 133.25 | 23
2023/24 | 377.75 | 133.25 | 13
2023/24 | 378.25 | 133.25 | 12
2023/24 | 378.75 | 133.25 | 10
2023/24 | 379.25 | 133.25 | 16
2023/24 | 379.75 | 133.25 | 19
2023/24 | 380.25 | 133.25 | 24
2023/24 | 380.75 | 133.25 | 10
2023/24 | 381.25 | 133.25 | 21
2023/24 | 381.75 | 133.25 | 15
2023/24 | 382.25 | 133.25 | 11
2023/24 | 382.75 | 133.25 | 20
2023/24 | 383.25 | 133.25 | 20
2023/24 | 383.75 | 133.25 | 15
2023/24 | 384.25 | 133.25 | 3
2023/24 | 384.75 | 133.25 | 15
2023/24 | 385.25 | 133.25 | 15
2023/24 | 385.75 | 133.25 | 8
2023/24 | 386.25 | 133.25 | 10
2023/24 | 386.75 | 133.25 | 10
2023/24 | 387.25 | 133.25 | 13
2023/24 | 387.75 | 133.25 | 13
2023/24 | 388.25 | 133.25 | 5
2023/24 | 388.75 | 133.25 | 10
2023/24 | 389.25 | 133.25 | 10
2023/24 | 389.75 | 133.25 | 16
2023/24 | 390.25 | 133.25 | 9
2023/24 | 390.75 | 133.25 | 11
2023/24 | 391.25 | 133.25 | 5
2023/24 | 391.75 | 133.25 | 16
2023/24 | 392.25 | 133.25 | 19
2023/24 | 392.75 | 133.25 | 8
2023/24 | 393.25 | 133.25 | 11
2023/24 | 393.75 | 133.25 | 10
2023/24 | 394.25 | 133.25 | 12
2023/24 | 394.75 | 133.25 | 15
2023/24 | 395.25 | 133.25 | 11
2023/24 | 395.75 | 133.25 | 11
2023/24 | 396.25 | 133.25 | 9
2023/24 | 396.75 | 133.25 | 11
2023/24 | 397.25 | 133.25 | 9
2023/24 | 397.75 | 133.25 | 13
2023/24 | 398.25 | 133.25 | 11
2023/24 | 398.75 | 133.25 | 11
2023/24 | 399.25 | 133.25 | 9
2023/24 | 399.75 | 133.25 | 9
2023/24 | 400.25 | 133.25 | 9
2023/24 | 400.75 | 133.25 | 9
2023/24 | 401.25 | 133.25 | 13
2023/24 | 401.75 | 133.25 | 7
2023/24 | 402.25 | 133.25 | 7
2023/24 | 402.75 | 133.25 | 10
2023/24 | 403.25 | 133.25 | 9
2023/24 | 403.75 | 133.25 | 8
2023/24 | 404.25 | 133.25 | 12
2023/24 | 404.75 | 133.25 | 7
2023/24 | 405.25 | 133.25 | 11
2023/24 | 405.75 | 133.25 | 4
2023/24 | 406.25 | 133.25 | 10
2023/24 | 406.75 | 133.25 | 9
2023/24 | 407.25 | 133.25 | 12
2023/24 | 407.75 | 133.25 | 8
2023/24 | 408.25 | 133.25 | 7
2023/24 | 408.75 | 133.25 | 14
2023/24 | 409.25 | 133.25 | 6
2023/24 | 409.75 | 133.25 | 5
2023/24 | 410.25 | 133.25 | 4
2023/24 | 410.75 | 133.25 | 7
2023/24 | 411.25 | 133.25 | 1
2023/24 | 411.75 | 133.25 | 7
2023/24 | 412.25 | 133.25 | 3
2023/24 | 412.75 | 133.25 | 5
2023/24 | 413.25 | 133.25 | 8
2023/24 | 413.75 | 133.25 | 6
2023/24 | 414.25 | 133.25 | 9
2023/24 | 414.75 | 133.25 | 6
2023/24 | 415.25 | 133.25 | 11
2023/24 | 415.75 | 133.25 | 5
2023/24 | 416.25 | 133.25 | 6
2023/24 | 416.75 | 133.25 | 8
2023/24 | 417.25 | 133.25 | 2
2023/24 | 417.75 | 133.25 | 1
2023/24 | 418.25 | 133.25 | 3
2023/24 | 418.75 | 133.25 | 3
2023/24 | 419.25 | 133.25 | 3
2023/24 | 419.75 | 133.25 | 8
2023/24 | 420.25 | 133.25 | 5
2023/24 | 420.75 | 133.25 | 5
2023/24 | 421.25 | 133.25 | 3
2023/24 | 421.75 | 133.25 | 2
2023/24 | 422.25 | 133.25 | 3
2023/24 | 422.75 | 133.25 | 9
2023/24 | 423.25 | 133.25 | 9
2023/24 | 423.75 | 133.25 | 7
2023/24 | 424.25 | 133.25 | 4
2023/24 | 424.75 | 133.25 | 4
2023/24 | 425.25 | 133.25 | 3
2023/24 | 425.75 | 133.25 | 3
2023/24 | 426.25 | 133.25 | 3
2023/24 | 426.75 | 133.25 | 6
2023/24 | 427.25 | 133.25 | 2
2023/24 | 427.75 | 133.25 | 1
2023/24 | 428.25 | 133.25 | 5
2023/24 | 428.75 | 133.25 | 4
2023/24 | 429.25 | 133.25 | 3
2023/24 | 429.75 | 133.25 | 2
2023/24 | 430.25 | 133.25 | 3
2023/24 | 430.75 | 133.25 | 6
2023/24 | 431.25 | 133.25 | 4
2023/24 | 431.75 | 133.25 | 4
2023/24 | 432.25 | 133.25 | 3
2023/24 | 432.75 | 133.25 | 4
2023/24 | 433.25 | 133.25 | 1
2023/24 | 434.25 | 133.25 | 4
2023/24 | 434.75 | 133.25 | 1
2023/24 | 435.25 | 133.25 | 4
2023/24 | 435.75 | 133.25 | 5
2023/24 | 436.25 | 133.25 | 3
2023/24 | 436.75 | 133.25 | 4
2023/24 | 437.25 | 133.25 | 2
2023/24 | 438.25 | 133.25 | 5
2023/24 | 438.75 | 133.25 | 3
2023/24 | 439.25 | 133.25 | 6
2023/24 | 440.25 | 133.25 | 3
2023/24 | 440.75 | 133.25 | 3
2023/24 | 441.75 | 133.25 | 1
2023/24 | 443.25 | 133.25 | 1
2023/24 | 444.25 | 133.25 | 2
2023/24 | 444.75 | 133.25 | 1
2023/24 | 445.25 | 133.25 | 5
2023/24 | 445.75 | 133.25 | 3
2023/24 | 446.75 | 133.25 | 1
2023/24 | 447.25 | 133.25 | 1
2023/24 | 447.75 | 133.25 | 1
2023/24 | 448.25 | 133.25 | 2
2023/24 | 448.75 | 133.25 | 1
2023/24 | 449.75 | 133.25 | 1
2023/24 | 450.25 | 133.25 | 3
2023/24 | 450.75 | 133.25 | 1
2023/24 | 451.25 | 133.25 | 1
2023/24 | 451.75 | 133.25 | 3
2023/24 | 452.25 | 133.25 | 1
2023/24 | 453.25 | 133.25 | 1
2023/24 | 453.75 | 133.25 | 3
2023/24 | 454.25 | 133.25 | 1
2023/24 | 454.75 | 133.25 | 1
2023/24 | 455.75 | 133.25 | 1
2023/24 | 456.25 | 133.25 | 1
2023/24 | 456.75 | 133.25 | 1
2023/24 | 457.25 | 133.25 | 1
2023/24 | 457.75 | 133.25 | 1
2023/24 | 458.25 | 133.25 | 1
2023/24 | 458.75 | 133.25 | 2
2023/24 | 460.75 | 133.25 | 1
2023/24 | 462.25 | 133.25 | 1
2023/24 | 463.25 | 133.25 | 1
2023/24 | 463.75 | 133.25 | 1
2023/24 | 464.25 | 133.25 | 1
2023/24 | 465.25 | 133.25 | 1
2023/24 | 465.75 | 133.25 | 1
2023/24 | 466.75 | 133.25 | 1
2023/24 | 467.25 | 133.25 | 1
2023/24 | 467.75 | 133.25 | 1
2023/24 | 468.75 | 133.25 | 2
2023/24 | 469.25 | 133.25 | 1
2023/24 | 472.25 | 133.25 | 2
2023/24 | 472.75 | 133.25 | 1
2023/24 | 474.75 | 133.25 | 1
2023/24 | 475.25 | 133.25 | 1
2023/24 | 479.25 | 133.25 | 1
2023/24 | 482.25 | 133.25 | 1
2023/24 | 483.75 | 133.25 | 1
2023/24 | 489.75 | 133.25 | 1
2023/24 | 491.75 | 133.25 | 1
2023/24 | 498.75 | 133.25 | 1
2023/24 | 500.75 | 133.25 | 1
2023/24 | 510.25 | 133.25 | 1
2023/24 | 565.25 | 133.25 | 1
2023/24 | 234.75 | 133.75 | 1
2023/24 | 243.25 | 133.75 | 1
2023/24 | 244.25 | 133.75 | 1
2023/24 | 246.75 | 133.75 | 1
2023/24 | 247.75 | 133.75 | 2
2023/24 | 250.25 | 133.75 | 1
2023/24 | 251.75 | 133.75 | 2
2023/24 | 254.75 | 133.75 | 2
2023/24 | 255.75 | 133.75 | 2
2023/24 | 256.25 | 133.75 | 1
2023/24 | 257.25 | 133.75 | 1
2023/24 | 258.75 | 133.75 | 1
2023/24 | 259.25 | 133.75 | 2
2023/24 | 259.75 | 133.75 | 2
2023/24 | 260.25 | 133.75 | 1
2023/24 | 261.75 | 133.75 | 1
2023/24 | 262.75 | 133.75 | 1
2023/24 | 263.25 | 133.75 | 1
2023/24 | 263.75 | 133.75 | 1
2023/24 | 264.75 | 133.75 | 1
2023/24 | 265.25 | 133.75 | 1
2023/24 | 266.25 | 133.75 | 1
2023/24 | 267.25 | 133.75 | 1
2023/24 | 267.75 | 133.75 | 1
2023/24 | 268.25 | 133.75 | 2
2023/24 | 268.75 | 133.75 | 1
2023/24 | 269.25 | 133.75 | 1
2023/24 | 270.25 | 133.75 | 1
2023/24 | 272.25 | 133.75 | 1
2023/24 | 272.75 | 133.75 | 2
2023/24 | 273.25 | 133.75 | 1
2023/24 | 273.75 | 133.75 | 1
2023/24 | 274.75 | 133.75 | 1
2023/24 | 275.75 | 133.75 | 2
2023/24 | 276.25 | 133.75 | 5
2023/24 | 276.75 | 133.75 | 1
2023/24 | 277.25 | 133.75 | 3
2023/24 | 278.25 | 133.75 | 3
2023/24 | 278.75 | 133.75 | 2
2023/24 | 279.25 | 133.75 | 1
2023/24 | 279.75 | 133.75 | 1
2023/24 | 280.75 | 133.75 | 4
2023/24 | 281.25 | 133.75 | 4
2023/24 | 281.75 | 133.75 | 3
2023/24 | 282.25 | 133.75 | 3
2023/24 | 282.75 | 133.75 | 3
2023/24 | 283.25 | 133.75 | 2
2023/24 | 283.75 | 133.75 | 2
2023/24 | 284.25 | 133.75 | 2
2023/24 | 284.75 | 133.75 | 4
2023/24 | 285.25 | 133.75 | 3
2023/24 | 285.75 | 133.75 | 2
2023/24 | 286.25 | 133.75 | 5
2023/24 | 286.75 | 133.75 | 5
2023/24 | 287.25 | 133.75 | 5
2023/24 | 287.75 | 133.75 | 4
2023/24 | 288.25 | 133.75 | 3
2023/24 | 288.75 | 133.75 | 3
2023/24 | 289.25 | 133.75 | 4
2023/24 | 289.75 | 133.75 | 3
2023/24 | 290.25 | 133.75 | 4
2023/24 | 290.75 | 133.75 | 4
2023/24 | 291.25 | 133.75 | 3
2023/24 | 292.25 | 133.75 | 1
2023/24 | 292.75 | 133.75 | 3
2023/24 | 293.25 | 133.75 | 8
2023/24 | 293.75 | 133.75 | 6
2023/24 | 294.25 | 133.75 | 5
2023/24 | 294.75 | 133.75 | 5
2023/24 | 295.25 | 133.75 | 4
2023/24 | 295.75 | 133.75 | 2
2023/24 | 296.25 | 133.75 | 4
2023/24 | 296.75 | 133.75 | 1
2023/24 | 297.25 | 133.75 | 6
2023/24 | 297.75 | 133.75 | 4
2023/24 | 298.25 | 133.75 | 9
2023/24 | 298.75 | 133.75 | 7
2023/24 | 299.25 | 133.75 | 4
2023/24 | 299.75 | 133.75 | 8
2023/24 | 300.25 | 133.75 | 4
2023/24 | 300.75 | 133.75 | 5
2023/24 | 301.25 | 133.75 | 10
2023/24 | 301.75 | 133.75 | 4
2023/24 | 302.25 | 133.75 | 7
2023/24 | 302.75 | 133.75 | 7
2023/24 | 303.25 | 133.75 | 7
2023/24 | 303.75 | 133.75 | 8
2023/24 | 304.25 | 133.75 | 8
2023/24 | 304.75 | 133.75 | 7
2023/24 | 305.25 | 133.75 | 7
2023/24 | 305.75 | 133.75 | 5
2023/24 | 306.25 | 133.75 | 10
2023/24 | 306.75 | 133.75 | 11
2023/24 | 307.25 | 133.75 | 13
2023/24 | 307.75 | 133.75 | 11
2023/24 | 308.25 | 133.75 | 9
2023/24 | 308.75 | 133.75 | 13
2023/24 | 309.25 | 133.75 | 10
2023/24 | 309.75 | 133.75 | 9
2023/24 | 310.25 | 133.75 | 11
2023/24 | 310.75 | 133.75 | 15
2023/24 | 311.25 | 133.75 | 10
2023/24 | 311.75 | 133.75 | 12
2023/24 | 312.25 | 133.75 | 9
2023/24 | 312.75 | 133.75 | 13
2023/24 | 313.25 | 133.75 | 6
2023/24 | 313.75 | 133.75 | 14
2023/24 | 314.25 | 133.75 | 13
2023/24 | 314.75 | 133.75 | 14
2023/24 | 315.25 | 133.75 | 5
2023/24 | 315.75 | 133.75 | 11
2023/24 | 316.25 | 133.75 | 14
2023/24 | 316.75 | 133.75 | 11
2023/24 | 317.25 | 133.75 | 18
2023/24 | 317.75 | 133.75 | 12
2023/24 | 318.25 | 133.75 | 10
2023/24 | 318.75 | 133.75 | 18
2023/24 | 319.25 | 133.75 | 14
2023/24 | 319.75 | 133.75 | 23
2023/24 | 320.25 | 133.75 | 16
2023/24 | 320.75 | 133.75 | 7
2023/24 | 321.25 | 133.75 | 12
2023/24 | 321.75 | 133.75 | 13
2023/24 | 322.25 | 133.75 | 14
2023/24 | 322.75 | 133.75 | 12
2023/24 | 323.25 | 133.75 | 17
2023/24 | 323.75 | 133.75 | 24
2023/24 | 324.25 | 133.75 | 11
2023/24 | 324.75 | 133.75 | 14
2023/24 | 325.25 | 133.75 | 19
2023/24 | 325.75 | 133.75 | 23
2023/24 | 326.25 | 133.75 | 22
2023/24 | 326.75 | 133.75 | 25
2023/24 | 327.25 | 133.75 | 15
2023/24 | 327.75 | 133.75 | 19
2023/24 | 328.25 | 133.75 | 20
2023/24 | 328.75 | 133.75 | 18
2023/24 | 329.25 | 133.75 | 16
2023/24 | 329.75 | 133.75 | 16
2023/24 | 330.25 | 133.75 | 20
2023/24 | 330.75 | 133.75 | 20
2023/24 | 331.25 | 133.75 | 18
2023/24 | 331.75 | 133.75 | 23
2023/24 | 332.25 | 133.75 | 10
2023/24 | 332.75 | 133.75 | 18
2023/24 | 333.25 | 133.75 | 18
2023/24 | 333.75 | 133.75 | 17
2023/24 | 334.25 | 133.75 | 20
2023/24 | 334.75 | 133.75 | 24
2023/24 | 335.25 | 133.75 | 17
2023/24 | 335.75 | 133.75 | 15
2023/24 | 336.25 | 133.75 | 22
2023/24 | 336.75 | 133.75 | 20
2023/24 | 337.25 | 133.75 | 16
2023/24 | 337.75 | 133.75 | 23
2023/24 | 338.25 | 133.75 | 15
2023/24 | 338.75 | 133.75 | 24
2023/24 | 339.25 | 133.75 | 22
2023/24 | 339.75 | 133.75 | 13
2023/24 | 340.25 | 133.75 | 18
2023/24 | 340.75 | 133.75 | 23
2023/24 | 341.25 | 133.75 | 18
2023/24 | 341.75 | 133.75 | 18
2023/24 | 342.25 | 133.75 | 22
2023/24 | 342.75 | 133.75 | 19
2023/24 | 343.25 | 133.75 | 16
2023/24 | 343.75 | 133.75 | 24
2023/24 | 344.25 | 133.75 | 26
2023/24 | 344.75 | 133.75 | 16
2023/24 | 345.25 | 133.75 | 21
2023/24 | 345.75 | 133.75 | 16
2023/24 | 346.25 | 133.75 | 24
2023/24 | 346.75 | 133.75 | 15
2023/24 | 347.25 | 133.75 | 23
2023/24 | 347.75 | 133.75 | 21
2023/24 | 348.25 | 133.75 | 21
2023/24 | 348.75 | 133.75 | 19
2023/24 | 349.25 | 133.75 | 20
2023/24 | 349.75 | 133.75 | 19
2023/24 | 350.25 | 133.75 | 19
2023/24 | 350.75 | 133.75 | 21
2023/24 | 351.25 | 133.75 | 23
2023/24 | 351.75 | 133.75 | 21
2023/24 | 352.25 | 133.75 | 24
2023/24 | 352.75 | 133.75 | 18
2023/24 | 353.25 | 133.75 | 19
2023/24 | 353.75 | 133.75 | 19
2023/24 | 354.25 | 133.75 | 22
2023/24 | 354.75 | 133.75 | 18
2023/24 | 355.25 | 133.75 | 20
2023/24 | 355.75 | 133.75 | 20
2023/24 | 356.25 | 133.75 | 26
2023/24 | 356.75 | 133.75 | 17
2023/24 | 357.25 | 133.75 | 23
2023/24 | 357.75 | 133.75 | 31
2023/24 | 358.25 | 133.75 | 20
2023/24 | 358.75 | 133.75 | 19
2023/24 | 359.25 | 133.75 | 25
2023/24 | 359.75 | 133.75 | 20
2023/24 | 360.25 | 133.75 | 16
2023/24 | 360.75 | 133.75 | 20
2023/24 | 361.25 | 133.75 | 19
2023/24 | 361.75 | 133.75 | 24
2023/24 | 362.25 | 133.75 | 14
2023/24 | 362.75 | 133.75 | 20
2023/24 | 363.25 | 133.75 | 20
2023/24 | 363.75 | 133.75 | 20
2023/24 | 364.25 | 133.75 | 21
2023/24 | 364.75 | 133.75 | 20
2023/24 | 365.25 | 133.75 | 11
2023/24 | 365.75 | 133.75 | 18
2023/24 | 366.25 | 133.75 | 23
2023/24 | 366.75 | 133.75 | 21
2023/24 | 367.25 | 133.75 | 22
2023/24 | 367.75 | 133.75 | 20
2023/24 | 368.25 | 133.75 | 18
2023/24 | 368.75 | 133.75 | 13
2023/24 | 369.25 | 133.75 | 21
2023/24 | 369.75 | 133.75 | 18
2023/24 | 370.25 | 133.75 | 12
2023/24 | 370.75 | 133.75 | 16
2023/24 | 371.25 | 133.75 | 19
2023/24 | 371.75 | 133.75 | 13
2023/24 | 372.25 | 133.75 | 20
2023/24 | 372.75 | 133.75 | 10
2023/24 | 373.25 | 133.75 | 19
2023/24 | 373.75 | 133.75 | 15
2023/24 | 374.25 | 133.75 | 18
2023/24 | 374.75 | 133.75 | 16
2023/24 | 375.25 | 133.75 | 12
2023/24 | 375.75 | 133.75 | 19
2023/24 | 376.25 | 133.75 | 29
2023/24 | 376.75 | 133.75 | 16
2023/24 | 377.25 | 133.75 | 15
2023/24 | 377.75 | 133.75 | 19
2023/24 | 378.25 | 133.75 | 10
2023/24 | 378.75 | 133.75 | 22
2023/24 | 379.25 | 133.75 | 17
2023/24 | 379.75 | 133.75 | 13
2023/24 | 380.25 | 133.75 | 9
2023/24 | 380.75 | 133.75 | 16
2023/24 | 381.25 | 133.75 | 12
2023/24 | 381.75 | 133.75 | 13
2023/24 | 382.25 | 133.75 | 12
2023/24 | 382.75 | 133.75 | 22
2023/24 | 383.25 | 133.75 | 14
2023/24 | 383.75 | 133.75 | 13
2023/24 | 384.25 | 133.75 | 23
2023/24 | 384.75 | 133.75 | 12
2023/24 | 385.25 | 133.75 | 11
2023/24 | 385.75 | 133.75 | 18
2023/24 | 386.25 | 133.75 | 11
2023/24 | 386.75 | 133.75 | 10
2023/24 | 387.25 | 133.75 | 18
2023/24 | 387.75 | 133.75 | 19
2023/24 | 388.25 | 133.75 | 11
2023/24 | 388.75 | 133.75 | 10
2023/24 | 389.25 | 133.75 | 12
2023/24 | 389.75 | 133.75 | 12
2023/24 | 390.25 | 133.75 | 10
2023/24 | 390.75 | 133.75 | 10
2023/24 | 391.25 | 133.75 | 15
2023/24 | 391.75 | 133.75 | 14
2023/24 | 392.25 | 133.75 | 9
2023/24 | 392.75 | 133.75 | 11
2023/24 | 393.25 | 133.75 | 8
2023/24 | 393.75 | 133.75 | 11
2023/24 | 394.25 | 133.75 | 4
2023/24 | 394.75 | 133.75 | 13
2023/24 | 395.25 | 133.75 | 10
2023/24 | 395.75 | 133.75 | 7
2023/24 | 396.25 | 133.75 | 4
2023/24 | 396.75 | 133.75 | 11
2023/24 | 397.25 | 133.75 | 14
2023/24 | 397.75 | 133.75 | 9
2023/24 | 398.25 | 133.75 | 14
2023/24 | 398.75 | 133.75 | 7
2023/24 | 399.25 | 133.75 | 4
2023/24 | 399.75 | 133.75 | 7
2023/24 | 400.25 | 133.75 | 8
2023/24 | 400.75 | 133.75 | 16
2023/24 | 401.25 | 133.75 | 10
2023/24 | 401.75 | 133.75 | 8
2023/24 | 402.25 | 133.75 | 8
2023/24 | 402.75 | 133.75 | 6
2023/24 | 403.25 | 133.75 | 9
2023/24 | 403.75 | 133.75 | 11
2023/24 | 404.25 | 133.75 | 6
2023/24 | 404.75 | 133.75 | 8
2023/24 | 405.25 | 133.75 | 1
2023/24 | 405.75 | 133.75 | 10
2023/24 | 406.25 | 133.75 | 1
2023/24 | 406.75 | 133.75 | 6
2023/24 | 407.25 | 133.75 | 8
2023/24 | 407.75 | 133.75 | 2
2023/24 | 408.25 | 133.75 | 8
2023/24 | 408.75 | 133.75 | 7
2023/24 | 409.25 | 133.75 | 4
2023/24 | 409.75 | 133.75 | 9
2023/24 | 410.25 | 133.75 | 7
2023/24 | 410.75 | 133.75 | 10
2023/24 | 411.25 | 133.75 | 6
2023/24 | 411.75 | 133.75 | 7
2023/24 | 412.25 | 133.75 | 7
2023/24 | 412.75 | 133.75 | 5
2023/24 | 413.25 | 133.75 | 8
2023/24 | 413.75 | 133.75 | 7
2023/24 | 414.25 | 133.75 | 4
2023/24 | 414.75 | 133.75 | 9
2023/24 | 415.25 | 133.75 | 7
2023/24 | 415.75 | 133.75 | 7
2023/24 | 416.25 | 133.75 | 4
2023/24 | 416.75 | 133.75 | 6
2023/24 | 417.25 | 133.75 | 7
2023/24 | 417.75 | 133.75 | 6
2023/24 | 418.25 | 133.75 | 4
2023/24 | 418.75 | 133.75 | 5
2023/24 | 419.25 | 133.75 | 8
2023/24 | 419.75 | 133.75 | 9
2023/24 | 420.25 | 133.75 | 4
2023/24 | 420.75 | 133.75 | 9
2023/24 | 421.25 | 133.75 | 3
2023/24 | 421.75 | 133.75 | 2
2023/24 | 422.25 | 133.75 | 3
2023/24 | 422.75 | 133.75 | 8
2023/24 | 423.25 | 133.75 | 4
2023/24 | 423.75 | 133.75 | 1
2023/24 | 424.25 | 133.75 | 4
2023/24 | 424.75 | 133.75 | 3
2023/24 | 425.25 | 133.75 | 6
2023/24 | 425.75 | 133.75 | 5
2023/24 | 426.25 | 133.75 | 2
2023/24 | 426.75 | 133.75 | 5
2023/24 | 427.25 | 133.75 | 4
2023/24 | 427.75 | 133.75 | 3
2023/24 | 428.25 | 133.75 | 6
2023/24 | 428.75 | 133.75 | 2
2023/24 | 429.25 | 133.75 | 1
2023/24 | 429.75 | 133.75 | 2
2023/24 | 430.25 | 133.75 | 5
2023/24 | 430.75 | 133.75 | 8
2023/24 | 431.25 | 133.75 | 2
2023/24 | 431.75 | 133.75 | 3
2023/24 | 432.25 | 133.75 | 3
2023/24 | 432.75 | 133.75 | 4
2023/24 | 433.25 | 133.75 | 5
2023/24 | 433.75 | 133.75 | 3
2023/24 | 434.25 | 133.75 | 1
2023/24 | 434.75 | 133.75 | 1
2023/24 | 435.25 | 133.75 | 4
2023/24 | 435.75 | 133.75 | 1
2023/24 | 436.25 | 133.75 | 1
2023/24 | 436.75 | 133.75 | 2
2023/24 | 437.25 | 133.75 | 3
2023/24 | 437.75 | 133.75 | 2
2023/24 | 438.75 | 133.75 | 2
2023/24 | 439.25 | 133.75 | 5
2023/24 | 439.75 | 133.75 | 2
2023/24 | 440.25 | 133.75 | 7
2023/24 | 440.75 | 133.75 | 4
2023/24 | 441.25 | 133.75 | 3
2023/24 | 441.75 | 133.75 | 1
2023/24 | 442.25 | 133.75 | 3
2023/24 | 442.75 | 133.75 | 2
2023/24 | 443.25 | 133.75 | 2
2023/24 | 443.75 | 133.75 | 1
2023/24 | 444.25 | 133.75 | 2
2023/24 | 444.75 | 133.75 | 3
2023/24 | 445.25 | 133.75 | 2
2023/24 | 445.75 | 133.75 | 1
2023/24 | 446.25 | 133.75 | 1
2023/24 | 446.75 | 133.75 | 1
2023/24 | 447.25 | 133.75 | 2
2023/24 | 448.25 | 133.75 | 1
2023/24 | 449.25 | 133.75 | 3
2023/24 | 450.25 | 133.75 | 3
2023/24 | 450.75 | 133.75 | 1
2023/24 | 451.25 | 133.75 | 1
2023/24 | 451.75 | 133.75 | 1
2023/24 | 452.25 | 133.75 | 4
2023/24 | 452.75 | 133.75 | 1
2023/24 | 453.75 | 133.75 | 1
2023/24 | 454.25 | 133.75 | 1
2023/24 | 455.25 | 133.75 | 1
2023/24 | 455.75 | 133.75 | 1
2023/24 | 456.25 | 133.75 | 1
2023/24 | 456.75 | 133.75 | 1
2023/24 | 457.25 | 133.75 | 3
2023/24 | 457.75 | 133.75 | 2
2023/24 | 458.75 | 133.75 | 1
2023/24 | 459.25 | 133.75 | 2
2023/24 | 460.25 | 133.75 | 2
2023/24 | 460.75 | 133.75 | 1
2023/24 | 461.25 | 133.75 | 1
2023/24 | 462.75 | 133.75 | 1
2023/24 | 463.25 | 133.75 | 1
2023/24 | 463.75 | 133.75 | 1
2023/24 | 464.75 | 133.75 | 2
2023/24 | 465.25 | 133.75 | 2
2023/24 | 465.75 | 133.75 | 2
2023/24 | 466.25 | 133.75 | 1
2023/24 | 467.75 | 133.75 | 2
2023/24 | 468.25 | 133.75 | 2
2023/24 | 468.75 | 133.75 | 1
2023/24 | 471.25 | 133.75 | 1
2023/24 | 473.75 | 133.75 | 1
2023/24 | 474.25 | 133.75 | 2
2023/24 | 475.25 | 133.75 | 2
2023/24 | 476.25 | 133.75 | 1
2023/24 | 477.75 | 133.75 | 1
2023/24 | 482.75 | 133.75 | 1
2023/24 | 483.25 | 133.75 | 1
2023/24 | 483.75 | 133.75 | 1
2023/24 | 485.25 | 133.75 | 1
2023/24 | 488.25 | 133.75 | 1
2023/24 | 489.75 | 133.75 | 1
2023/24 | 490.25 | 133.75 | 1
2023/24 | 491.75 | 133.75 | 1
2023/24 | 493.25 | 133.75 | 1
2023/24 | 501.75 | 133.75 | 1
2023/24 | 230.75 | 134.25 | 1
2023/24 | 246.75 | 134.25 | 1
2023/24 | 248.75 | 134.25 | 1
2023/24 | 251.25 | 134.25 | 1
2023/24 | 251.75 | 134.25 | 2
2023/24 | 252.25 | 134.25 | 1
2023/24 | 256.25 | 134.25 | 1
2023/24 | 257.75 | 134.25 | 1
2023/24 | 259.25 | 134.25 | 1
2023/24 | 260.75 | 134.25 | 1
2023/24 | 262.25 | 134.25 | 1
2023/24 | 262.75 | 134.25 | 1
2023/24 | 264.25 | 134.25 | 1
2023/24 | 264.75 | 134.25 | 1
2023/24 | 265.75 | 134.25 | 2
2023/24 | 266.75 | 134.25 | 1
2023/24 | 268.75 | 134.25 | 2
2023/24 | 270.25 | 134.25 | 1
2023/24 | 270.75 | 134.25 | 1
2023/24 | 271.25 | 134.25 | 1
2023/24 | 272.25 | 134.25 | 2
2023/24 | 273.25 | 134.25 | 3
2023/24 | 273.75 | 134.25 | 1
2023/24 | 275.25 | 134.25 | 1
2023/24 | 275.75 | 134.25 | 4
2023/24 | 276.25 | 134.25 | 3
2023/24 | 276.75 | 134.25 | 1
2023/24 | 277.25 | 134.25 | 3
2023/24 | 277.75 | 134.25 | 2
2023/24 | 278.75 | 134.25 | 2
2023/24 | 279.25 | 134.25 | 1
2023/24 | 279.75 | 134.25 | 3
2023/24 | 280.25 | 134.25 | 2
2023/24 | 280.75 | 134.25 | 2
2023/24 | 281.25 | 134.25 | 3
2023/24 | 281.75 | 134.25 | 3
2023/24 | 282.75 | 134.25 | 1
2023/24 | 283.25 | 134.25 | 3
2023/24 | 284.25 | 134.25 | 2
2023/24 | 284.75 | 134.25 | 3
2023/24 | 285.25 | 134.25 | 2
2023/24 | 285.75 | 134.25 | 3
2023/24 | 286.25 | 134.25 | 1
2023/24 | 286.75 | 134.25 | 4
2023/24 | 287.25 | 134.25 | 1
2023/24 | 287.75 | 134.25 | 3
2023/24 | 288.25 | 134.25 | 1
2023/24 | 288.75 | 134.25 | 3
2023/24 | 289.25 | 134.25 | 4
2023/24 | 289.75 | 134.25 | 3
2023/24 | 290.25 | 134.25 | 2
2023/24 | 290.75 | 134.25 | 3
2023/24 | 291.25 | 134.25 | 3
2023/24 | 291.75 | 134.25 | 2
2023/24 | 292.25 | 134.25 | 2
2023/24 | 292.75 | 134.25 | 4
2023/24 | 293.25 | 134.25 | 6
2023/24 | 293.75 | 134.25 | 5
2023/24 | 294.25 | 134.25 | 4
2023/24 | 294.75 | 134.25 | 3
2023/24 | 295.25 | 134.25 | 3
2023/24 | 295.75 | 134.25 | 3
2023/24 | 296.25 | 134.25 | 6
2023/24 | 296.75 | 134.25 | 4
2023/24 | 297.25 | 134.25 | 3
2023/24 | 297.75 | 134.25 | 3
2023/24 | 298.25 | 134.25 | 6
2023/24 | 298.75 | 134.25 | 2
2023/24 | 299.25 | 134.25 | 6
2023/24 | 299.75 | 134.25 | 7
2023/24 | 300.25 | 134.25 | 4
2023/24 | 300.75 | 134.25 | 9
2023/24 | 301.25 | 134.25 | 5
2023/24 | 301.75 | 134.25 | 2
2023/24 | 302.25 | 134.25 | 5
2023/24 | 302.75 | 134.25 | 6
2023/24 | 303.25 | 134.25 | 3
2023/24 | 303.75 | 134.25 | 4
2023/24 | 304.25 | 134.25 | 4
2023/24 | 304.75 | 134.25 | 6
2023/24 | 305.25 | 134.25 | 5
2023/24 | 305.75 | 134.25 | 6
2023/24 | 306.25 | 134.25 | 6
2023/24 | 306.75 | 134.25 | 8
2023/24 | 307.25 | 134.25 | 6
2023/24 | 307.75 | 134.25 | 9
2023/24 | 308.25 | 134.25 | 8
2023/24 | 308.75 | 134.25 | 8
2023/24 | 309.25 | 134.25 | 8
2023/24 | 309.75 | 134.25 | 4
2023/24 | 310.25 | 134.25 | 10
2023/24 | 310.75 | 134.25 | 9
2023/24 | 311.25 | 134.25 | 7
2023/24 | 311.75 | 134.25 | 13
2023/24 | 312.25 | 134.25 | 8
2023/24 | 312.75 | 134.25 | 10
2023/24 | 313.25 | 134.25 | 10
2023/24 | 313.75 | 134.25 | 8
2023/24 | 314.25 | 134.25 | 13
2023/24 | 314.75 | 134.25 | 12
2023/24 | 315.25 | 134.25 | 11
2023/24 | 315.75 | 134.25 | 4
2023/24 | 316.25 | 134.25 | 9
2023/24 | 316.75 | 134.25 | 8
2023/24 | 317.25 | 134.25 | 7
2023/24 | 317.75 | 134.25 | 13
2023/24 | 318.25 | 134.25 | 7
2023/24 | 318.75 | 134.25 | 19
2023/24 | 319.25 | 134.25 | 14
2023/24 | 319.75 | 134.25 | 14
2023/24 | 320.25 | 134.25 | 11
2023/24 | 320.75 | 134.25 | 10
2023/24 | 321.25 | 134.25 | 14
2023/24 | 321.75 | 134.25 | 12
2023/24 | 322.25 | 134.25 | 15
2023/24 | 322.75 | 134.25 | 13
2023/24 | 323.25 | 134.25 | 9
2023/24 | 323.75 | 134.25 | 13
2023/24 | 324.25 | 134.25 | 11
2023/24 | 324.75 | 134.25 | 16
2023/24 | 325.25 | 134.25 | 18
2023/24 | 325.75 | 134.25 | 13
2023/24 | 326.25 | 134.25 | 13
2023/24 | 326.75 | 134.25 | 13
2023/24 | 327.25 | 134.25 | 16
2023/24 | 327.75 | 134.25 | 15
2023/24 | 328.25 | 134.25 | 12
2023/24 | 328.75 | 134.25 | 14
2023/24 | 329.25 | 134.25 | 14
2023/24 | 329.75 | 134.25 | 9
2023/24 | 330.25 | 134.25 | 14
2023/24 | 330.75 | 134.25 | 19
2023/24 | 331.25 | 134.25 | 24
2023/24 | 331.75 | 134.25 | 15
2023/24 | 332.25 | 134.25 | 19
2023/24 | 332.75 | 134.25 | 21
2023/24 | 333.25 | 134.25 | 11
2023/24 | 333.75 | 134.25 | 13
2023/24 | 334.25 | 134.25 | 16
2023/24 | 334.75 | 134.25 | 12
2023/24 | 335.25 | 134.25 | 17
2023/24 | 335.75 | 134.25 | 21
2023/24 | 336.25 | 134.25 | 17
2023/24 | 336.75 | 134.25 | 22
2023/24 | 337.25 | 134.25 | 24
2023/24 | 337.75 | 134.25 | 15
2023/24 | 338.25 | 134.25 | 17
2023/24 | 338.75 | 134.25 | 14
2023/24 | 339.25 | 134.25 | 21
2023/24 | 339.75 | 134.25 | 21
2023/24 | 340.25 | 134.25 | 24
2023/24 | 340.75 | 134.25 | 20
2023/24 | 341.25 | 134.25 | 21
2023/24 | 341.75 | 134.25 | 17
2023/24 | 342.25 | 134.25 | 16
2023/24 | 342.75 | 134.25 | 27
2023/24 | 343.25 | 134.25 | 25
2023/24 | 343.75 | 134.25 | 24
2023/24 | 344.25 | 134.25 | 17
2023/24 | 344.75 | 134.25 | 16
2023/24 | 345.25 | 134.25 | 18
2023/24 | 345.75 | 134.25 | 18
2023/24 | 346.25 | 134.25 | 15
2023/24 | 346.75 | 134.25 | 23
2023/24 | 347.25 | 134.25 | 24
2023/24 | 347.75 | 134.25 | 21
2023/24 | 348.25 | 134.25 | 15
2023/24 | 348.75 | 134.25 | 17
2023/24 | 349.25 | 134.25 | 17
2023/24 | 349.75 | 134.25 | 21
2023/24 | 350.25 | 134.25 | 17
2023/24 | 350.75 | 134.25 | 18
2023/24 | 351.25 | 134.25 | 18
2023/24 | 351.75 | 134.25 | 15
2023/24 | 352.25 | 134.25 | 18
2023/24 | 352.75 | 134.25 | 15
2023/24 | 353.25 | 134.25 | 15
2023/24 | 353.75 | 134.25 | 15
2023/24 | 354.25 | 134.25 | 18
2023/24 | 354.75 | 134.25 | 22
2023/24 | 355.25 | 134.25 | 20
2023/24 | 355.75 | 134.25 | 13
2023/24 | 356.25 | 134.25 | 19
2023/24 | 356.75 | 134.25 | 14
2023/24 | 357.25 | 134.25 | 13
2023/24 | 357.75 | 134.25 | 17
2023/24 | 358.25 | 134.25 | 21
2023/24 | 358.75 | 134.25 | 19
2023/24 | 359.25 | 134.25 | 21
2023/24 | 359.75 | 134.25 | 25
2023/24 | 360.25 | 134.25 | 13
2023/24 | 360.75 | 134.25 | 18
2023/24 | 361.25 | 134.25 | 13
2023/24 | 361.75 | 134.25 | 14
2023/24 | 362.25 | 134.25 | 11
2023/24 | 362.75 | 134.25 | 17
2023/24 | 363.25 | 134.25 | 25
2023/24 | 363.75 | 134.25 | 18
2023/24 | 364.25 | 134.25 | 12
2023/24 | 364.75 | 134.25 | 13
2023/24 | 365.25 | 134.25 | 21
2023/24 | 365.75 | 134.25 | 19
2023/24 | 366.25 | 134.25 | 15
2023/24 | 366.75 | 134.25 | 16
2023/24 | 367.25 | 134.25 | 20
2023/24 | 367.75 | 134.25 | 21
2023/24 | 368.25 | 134.25 | 12
2023/24 | 368.75 | 134.25 | 17
2023/24 | 369.25 | 134.25 | 13
2023/24 | 369.75 | 134.25 | 19
2023/24 | 370.25 | 134.25 | 23
2023/24 | 370.75 | 134.25 | 17
2023/24 | 371.25 | 134.25 | 12
2023/24 | 371.75 | 134.25 | 23
2023/24 | 372.25 | 134.25 | 17
2023/24 | 372.75 | 134.25 | 16
2023/24 | 373.25 | 134.25 | 22
2023/24 | 373.75 | 134.25 | 21
2023/24 | 374.25 | 134.25 | 18
2023/24 | 374.75 | 134.25 | 12
2023/24 | 375.25 | 134.25 | 13
2023/24 | 375.75 | 134.25 | 11
2023/24 | 376.25 | 134.25 | 14
2023/24 | 376.75 | 134.25 | 15
2023/24 | 377.25 | 134.25 | 18
2023/24 | 377.75 | 134.25 | 12
2023/24 | 378.25 | 134.25 | 12
2023/24 | 378.75 | 134.25 | 12
2023/24 | 379.25 | 134.25 | 9
2023/24 | 379.75 | 134.25 | 15
2023/24 | 380.25 | 134.25 | 21
2023/24 | 380.75 | 134.25 | 19
2023/24 | 381.25 | 134.25 | 13
2023/24 | 381.75 | 134.25 | 22
2023/24 | 382.25 | 134.25 | 13
2023/24 | 382.75 | 134.25 | 13
2023/24 | 383.25 | 134.25 | 13
2023/24 | 383.75 | 134.25 | 11
2023/24 | 384.25 | 134.25 | 17
2023/24 | 384.75 | 134.25 | 13
2023/24 | 385.25 | 134.25 | 9
2023/24 | 385.75 | 134.25 | 8
2023/24 | 386.25 | 134.25 | 10
2023/24 | 386.75 | 134.25 | 12
2023/24 | 387.25 | 134.25 | 10
2023/24 | 387.75 | 134.25 | 13
2023/24 | 388.25 | 134.25 | 17
2023/24 | 388.75 | 134.25 | 14
2023/24 | 389.25 | 134.25 | 9
2023/24 | 389.75 | 134.25 | 12
2023/24 | 390.25 | 134.25 | 8
2023/24 | 390.75 | 134.25 | 14
2023/24 | 391.25 | 134.25 | 16
2023/24 | 391.75 | 134.25 | 22
2023/24 | 392.25 | 134.25 | 21
2023/24 | 392.75 | 134.25 | 15
2023/24 | 393.25 | 134.25 | 14
2023/24 | 393.75 | 134.25 | 4
2023/24 | 394.25 | 134.25 | 11
2023/24 | 394.75 | 134.25 | 12
2023/24 | 395.25 | 134.25 | 10
2023/24 | 395.75 | 134.25 | 8
2023/24 | 396.25 | 134.25 | 13
2023/24 | 396.75 | 134.25 | 12
2023/24 | 397.25 | 134.25 | 15
2023/24 | 397.75 | 134.25 | 7
2023/24 | 398.25 | 134.25 | 11
2023/24 | 398.75 | 134.25 | 7
2023/24 | 399.25 | 134.25 | 10
2023/24 | 399.75 | 134.25 | 7
2023/24 | 400.25 | 134.25 | 9
2023/24 | 400.75 | 134.25 | 13
2023/24 | 401.25 | 134.25 | 12
2023/24 | 401.75 | 134.25 | 7
2023/24 | 402.25 | 134.25 | 4
2023/24 | 402.75 | 134.25 | 10
2023/24 | 403.25 | 134.25 | 5
2023/24 | 403.75 | 134.25 | 13
2023/24 | 404.25 | 134.25 | 9
2023/24 | 404.75 | 134.25 | 5
2023/24 | 405.25 | 134.25 | 9
2023/24 | 405.75 | 134.25 | 8
2023/24 | 406.25 | 134.25 | 10
2023/24 | 406.75 | 134.25 | 7
2023/24 | 407.25 | 134.25 | 11
2023/24 | 407.75 | 134.25 | 9
2023/24 | 408.25 | 134.25 | 10
2023/24 | 408.75 | 134.25 | 7
2023/24 | 409.25 | 134.25 | 10
2023/24 | 409.75 | 134.25 | 7
2023/24 | 410.25 | 134.25 | 10
2023/24 | 410.75 | 134.25 | 3
2023/24 | 411.25 | 134.25 | 11
2023/24 | 411.75 | 134.25 | 8
2023/24 | 412.25 | 134.25 | 6
2023/24 | 412.75 | 134.25 | 2
2023/24 | 413.25 | 134.25 | 8
2023/24 | 413.75 | 134.25 | 5
2023/24 | 414.25 | 134.25 | 10
2023/24 | 414.75 | 134.25 | 4
2023/24 | 415.25 | 134.25 | 6
2023/24 | 415.75 | 134.25 | 9
2023/24 | 416.25 | 134.25 | 4
2023/24 | 416.75 | 134.25 | 10
2023/24 | 417.25 | 134.25 | 4
2023/24 | 417.75 | 134.25 | 5
2023/24 | 418.25 | 134.25 | 3
2023/24 | 418.75 | 134.25 | 5
2023/24 | 419.25 | 134.25 | 9
2023/24 | 419.75 | 134.25 | 7
2023/24 | 420.25 | 134.25 | 5
2023/24 | 420.75 | 134.25 | 2
2023/24 | 421.25 | 134.25 | 2
2023/24 | 421.75 | 134.25 | 5
2023/24 | 422.25 | 134.25 | 3
2023/24 | 422.75 | 134.25 | 4
2023/24 | 423.25 | 134.25 | 3
2023/24 | 423.75 | 134.25 | 3
2023/24 | 424.25 | 134.25 | 6
2023/24 | 424.75 | 134.25 | 9
2023/24 | 425.75 | 134.25 | 2
2023/24 | 426.25 | 134.25 | 3
2023/24 | 426.75 | 134.25 | 2
2023/24 | 427.25 | 134.25 | 2
2023/24 | 427.75 | 134.25 | 7
2023/24 | 428.25 | 134.25 | 3
2023/24 | 428.75 | 134.25 | 3
2023/24 | 429.25 | 134.25 | 4
2023/24 | 429.75 | 134.25 | 7
2023/24 | 430.25 | 134.25 | 4
2023/24 | 430.75 | 134.25 | 3
2023/24 | 431.25 | 134.25 | 2
2023/24 | 431.75 | 134.25 | 3
2023/24 | 432.25 | 134.25 | 2
2023/24 | 432.75 | 134.25 | 3
2023/24 | 433.75 | 134.25 | 2
2023/24 | 434.25 | 134.25 | 4
2023/24 | 434.75 | 134.25 | 2
2023/24 | 435.25 | 134.25 | 1
2023/24 | 435.75 | 134.25 | 8
2023/24 | 436.25 | 134.25 | 3
2023/24 | 436.75 | 134.25 | 1
2023/24 | 437.25 | 134.25 | 2
2023/24 | 437.75 | 134.25 | 3
2023/24 | 438.25 | 134.25 | 4
2023/24 | 438.75 | 134.25 | 2
2023/24 | 439.25 | 134.25 | 2
2023/24 | 439.75 | 134.25 | 3
2023/24 | 440.25 | 134.25 | 1
2023/24 | 440.75 | 134.25 | 2
2023/24 | 441.25 | 134.25 | 2
2023/24 | 441.75 | 134.25 | 3
2023/24 | 442.25 | 134.25 | 1
2023/24 | 442.75 | 134.25 | 1
2023/24 | 443.25 | 134.25 | 3
2023/24 | 444.25 | 134.25 | 1
2023/24 | 444.75 | 134.25 | 2
2023/24 | 445.25 | 134.25 | 2
2023/24 | 445.75 | 134.25 | 1
2023/24 | 446.25 | 134.25 | 6
2023/24 | 446.75 | 134.25 | 2
2023/24 | 447.25 | 134.25 | 3
2023/24 | 447.75 | 134.25 | 2
2023/24 | 448.25 | 134.25 | 1
2023/24 | 448.75 | 134.25 | 1
2023/24 | 449.25 | 134.25 | 2
2023/24 | 450.75 | 134.25 | 1
2023/24 | 451.75 | 134.25 | 3
2023/24 | 452.25 | 134.25 | 2
2023/24 | 452.75 | 134.25 | 2
2023/24 | 453.75 | 134.25 | 3
2023/24 | 454.25 | 134.25 | 4
2023/24 | 454.75 | 134.25 | 1
2023/24 | 455.25 | 134.25 | 1
2023/24 | 456.25 | 134.25 | 1
2023/24 | 456.75 | 134.25 | 2
2023/24 | 457.25 | 134.25 | 1
2023/24 | 457.75 | 134.25 | 1
2023/24 | 458.25 | 134.25 | 1
2023/24 | 458.75 | 134.25 | 1
2023/24 | 460.25 | 134.25 | 1
2023/24 | 460.75 | 134.25 | 1
2023/24 | 461.75 | 134.25 | 2
2023/24 | 462.25 | 134.25 | 2
2023/24 | 462.75 | 134.25 | 2
2023/24 | 463.25 | 134.25 | 1
2023/24 | 463.75 | 134.25 | 1
2023/24 | 465.25 | 134.25 | 1
2023/24 | 465.75 | 134.25 | 1
2023/24 | 466.75 | 134.25 | 1
2023/24 | 469.25 | 134.25 | 1
2023/24 | 470.25 | 134.25 | 1
2023/24 | 470.75 | 134.25 | 1
2023/24 | 471.25 | 134.25 | 1
2023/24 | 472.75 | 134.25 | 1
2023/24 | 476.25 | 134.25 | 3
2023/24 | 478.25 | 134.25 | 1
2023/24 | 481.25 | 134.25 | 1
2023/24 | 486.75 | 134.25 | 1
2023/24 | 493.25 | 134.25 | 1
2023/24 | 495.25 | 134.25 | 1
2023/24 | 495.75 | 134.25 | 1
2023/24 | 503.25 | 134.25 | 1
2023/24 | 514.75 | 134.25 | 1
2023/24 | 524.25 | 134.25 | 1
2023/24 | 210.75 | 134.75 | 1
2023/24 | 230.75 | 134.75 | 1
2023/24 | 233.75 | 134.75 | 1
2023/24 | 235.75 | 134.75 | 1
2023/24 | 249.25 | 134.75 | 1
2023/24 | 254.25 | 134.75 | 1
2023/24 | 257.25 | 134.75 | 1
2023/24 | 258.25 | 134.75 | 1
2023/24 | 262.75 | 134.75 | 1
2023/24 | 263.25 | 134.75 | 1
2023/24 | 263.75 | 134.75 | 2
2023/24 | 265.25 | 134.75 | 1
2023/24 | 266.25 | 134.75 | 2
2023/24 | 266.75 | 134.75 | 1
2023/24 | 267.25 | 134.75 | 1
2023/24 | 267.75 | 134.75 | 2
2023/24 | 268.75 | 134.75 | 1
2023/24 | 269.75 | 134.75 | 2
2023/24 | 270.25 | 134.75 | 2
2023/24 | 271.25 | 134.75 | 1
2023/24 | 272.25 | 134.75 | 2
2023/24 | 273.25 | 134.75 | 1
2023/24 | 273.75 | 134.75 | 1
2023/24 | 274.75 | 134.75 | 1
2023/24 | 275.25 | 134.75 | 1
2023/24 | 275.75 | 134.75 | 3
2023/24 | 276.75 | 134.75 | 1
2023/24 | 277.25 | 134.75 | 4
2023/24 | 277.75 | 134.75 | 1
2023/24 | 278.25 | 134.75 | 2
2023/24 | 278.75 | 134.75 | 1
2023/24 | 279.25 | 134.75 | 3
2023/24 | 280.25 | 134.75 | 1
2023/24 | 280.75 | 134.75 | 1
2023/24 | 281.25 | 134.75 | 3
2023/24 | 281.75 | 134.75 | 2
2023/24 | 282.25 | 134.75 | 2
2023/24 | 282.75 | 134.75 | 1
2023/24 | 283.25 | 134.75 | 2
2023/24 | 283.75 | 134.75 | 2
2023/24 | 285.25 | 134.75 | 2
2023/24 | 285.75 | 134.75 | 2
2023/24 | 286.25 | 134.75 | 1
2023/24 | 286.75 | 134.75 | 2
2023/24 | 287.25 | 134.75 | 1
2023/24 | 287.75 | 134.75 | 1
2023/24 | 288.25 | 134.75 | 1
2023/24 | 288.75 | 134.75 | 1
2023/24 | 289.25 | 134.75 | 4
2023/24 | 289.75 | 134.75 | 2
2023/24 | 290.25 | 134.75 | 5
2023/24 | 290.75 | 134.75 | 1
2023/24 | 291.25 | 134.75 | 4
2023/24 | 291.75 | 134.75 | 2
2023/24 | 292.25 | 134.75 | 3
2023/24 | 292.75 | 134.75 | 1
2023/24 | 293.25 | 134.75 | 1
2023/24 | 293.75 | 134.75 | 2
2023/24 | 294.25 | 134.75 | 3
2023/24 | 294.75 | 134.75 | 3
2023/24 | 295.25 | 134.75 | 3
2023/24 | 295.75 | 134.75 | 4
2023/24 | 296.25 | 134.75 | 3
2023/24 | 296.75 | 134.75 | 4
2023/24 | 297.25 | 134.75 | 1
2023/24 | 297.75 | 134.75 | 4
2023/24 | 298.25 | 134.75 | 4
2023/24 | 298.75 | 134.75 | 1
2023/24 | 299.25 | 134.75 | 4
2023/24 | 299.75 | 134.75 | 6
2023/24 | 300.25 | 134.75 | 3
2023/24 | 300.75 | 134.75 | 5
2023/24 | 301.25 | 134.75 | 6
2023/24 | 302.25 | 134.75 | 4
2023/24 | 302.75 | 134.75 | 2
2023/24 | 303.25 | 134.75 | 4
2023/24 | 303.75 | 134.75 | 8
2023/24 | 304.25 | 134.75 | 8
2023/24 | 304.75 | 134.75 | 2
2023/24 | 305.25 | 134.75 | 7
2023/24 | 305.75 | 134.75 | 6
2023/24 | 306.25 | 134.75 | 7
2023/24 | 306.75 | 134.75 | 7
2023/24 | 307.25 | 134.75 | 10
2023/24 | 307.75 | 134.75 | 11
2023/24 | 308.25 | 134.75 | 4
2023/24 | 308.75 | 134.75 | 12
2023/24 | 309.25 | 134.75 | 6
2023/24 | 309.75 | 134.75 | 8
2023/24 | 310.25 | 134.75 | 8
2023/24 | 310.75 | 134.75 | 8
2023/24 | 311.25 | 134.75 | 12
2023/24 | 311.75 | 134.75 | 9
2023/24 | 312.25 | 134.75 | 7
2023/24 | 312.75 | 134.75 | 4
2023/24 | 313.25 | 134.75 | 7
2023/24 | 313.75 | 134.75 | 4
2023/24 | 314.25 | 134.75 | 8
2023/24 | 314.75 | 134.75 | 12
2023/24 | 315.25 | 134.75 | 11
2023/24 | 315.75 | 134.75 | 8
2023/24 | 316.25 | 134.75 | 7
2023/24 | 316.75 | 134.75 | 10
2023/24 | 317.25 | 134.75 | 7
2023/24 | 317.75 | 134.75 | 7
2023/24 | 318.25 | 134.75 | 11
2023/24 | 318.75 | 134.75 | 12
2023/24 | 319.25 | 134.75 | 8
2023/24 | 319.75 | 134.75 | 11
2023/24 | 320.25 | 134.75 | 8
2023/24 | 320.75 | 134.75 | 9
2023/24 | 321.25 | 134.75 | 13
2023/24 | 321.75 | 134.75 | 20
2023/24 | 322.25 | 134.75 | 16
2023/24 | 322.75 | 134.75 | 13
2023/24 | 323.25 | 134.75 | 9
2023/24 | 323.75 | 134.75 | 13
2023/24 | 324.25 | 134.75 | 9
2023/24 | 324.75 | 134.75 | 10
2023/24 | 325.25 | 134.75 | 14
2023/24 | 325.75 | 134.75 | 10
2023/24 | 326.25 | 134.75 | 18
2023/24 | 326.75 | 134.75 | 17
2023/24 | 327.25 | 134.75 | 16
2023/24 | 327.75 | 134.75 | 10
2023/24 | 328.25 | 134.75 | 10
2023/24 | 328.75 | 134.75 | 11
2023/24 | 329.25 | 134.75 | 11
2023/24 | 329.75 | 134.75 | 8
2023/24 | 330.25 | 134.75 | 16
2023/24 | 330.75 | 134.75 | 19
2023/24 | 331.25 | 134.75 | 13
2023/24 | 331.75 | 134.75 | 13
2023/24 | 332.25 | 134.75 | 20
2023/24 | 332.75 | 134.75 | 17
2023/24 | 333.25 | 134.75 | 8
2023/24 | 333.75 | 134.75 | 11
2023/24 | 334.25 | 134.75 | 13
2023/24 | 334.75 | 134.75 | 16
2023/24 | 335.25 | 134.75 | 12
2023/24 | 335.75 | 134.75 | 12
2023/24 | 336.25 | 134.75 | 16
2023/24 | 336.75 | 134.75 | 12
2023/24 | 337.25 | 134.75 | 12
2023/24 | 337.75 | 134.75 | 26
2023/24 | 338.25 | 134.75 | 13
2023/24 | 338.75 | 134.75 | 9
2023/24 | 339.25 | 134.75 | 9
2023/24 | 339.75 | 134.75 | 15
2023/24 | 340.25 | 134.75 | 23
2023/24 | 340.75 | 134.75 | 12
2023/24 | 341.25 | 134.75 | 17
2023/24 | 341.75 | 134.75 | 15
2023/24 | 342.25 | 134.75 | 21
2023/24 | 342.75 | 134.75 | 18
2023/24 | 343.25 | 134.75 | 22
2023/24 | 343.75 | 134.75 | 22
2023/24 | 344.25 | 134.75 | 9
2023/24 | 344.75 | 134.75 | 17
2023/24 | 345.25 | 134.75 | 14
2023/24 | 345.75 | 134.75 | 13
2023/24 | 346.25 | 134.75 | 18
2023/24 | 346.75 | 134.75 | 16
2023/24 | 347.25 | 134.75 | 17
2023/24 | 347.75 | 134.75 | 19
2023/24 | 348.25 | 134.75 | 22
2023/24 | 348.75 | 134.75 | 14
2023/24 | 349.25 | 134.75 | 17
2023/24 | 349.75 | 134.75 | 8
2023/24 | 350.25 | 134.75 | 14
2023/24 | 350.75 | 134.75 | 28
2023/24 | 351.25 | 134.75 | 15
2023/24 | 351.75 | 134.75 | 22
2023/24 | 352.25 | 134.75 | 10
2023/24 | 352.75 | 134.75 | 21
2023/24 | 353.25 | 134.75 | 11
2023/24 | 353.75 | 134.75 | 17
2023/24 | 354.25 | 134.75 | 17
2023/24 | 354.75 | 134.75 | 20
2023/24 | 355.25 | 134.75 | 13
2023/24 | 355.75 | 134.75 | 11
2023/24 | 356.25 | 134.75 | 13
2023/24 | 356.75 | 134.75 | 18
2023/24 | 357.25 | 134.75 | 22
2023/24 | 357.75 | 134.75 | 14
2023/24 | 358.25 | 134.75 | 20
2023/24 | 358.75 | 134.75 | 16
2023/24 | 359.25 | 134.75 | 22
2023/24 | 359.75 | 134.75 | 16
2023/24 | 360.25 | 134.75 | 14
2023/24 | 360.75 | 134.75 | 25
2023/24 | 361.25 | 134.75 | 15
2023/24 | 361.75 | 134.75 | 15
2023/24 | 362.25 | 134.75 | 13
2023/24 | 362.75 | 134.75 | 27
2023/24 | 363.25 | 134.75 | 20
2023/24 | 363.75 | 134.75 | 21
2023/24 | 364.25 | 134.75 | 18
2023/24 | 364.75 | 134.75 | 15
2023/24 | 365.25 | 134.75 | 24
2023/24 | 365.75 | 134.75 | 20
2023/24 | 366.25 | 134.75 | 20
2023/24 | 366.75 | 134.75 | 21
2023/24 | 367.25 | 134.75 | 17
2023/24 | 367.75 | 134.75 | 24
2023/24 | 368.25 | 134.75 | 16
2023/24 | 368.75 | 134.75 | 13
2023/24 | 369.25 | 134.75 | 21
2023/24 | 369.75 | 134.75 | 20
2023/24 | 370.25 | 134.75 | 14
2023/24 | 370.75 | 134.75 | 18
2023/24 | 371.25 | 134.75 | 19
2023/24 | 371.75 | 134.75 | 15
2023/24 | 372.25 | 134.75 | 18
2023/24 | 372.75 | 134.75 | 13
2023/24 | 373.25 | 134.75 | 18
2023/24 | 373.75 | 134.75 | 21
2023/24 | 374.25 | 134.75 | 27
2023/24 | 374.75 | 134.75 | 14
2023/24 | 375.25 | 134.75 | 9
2023/24 | 375.75 | 134.75 | 21
2023/24 | 376.25 | 134.75 | 14
2023/24 | 376.75 | 134.75 | 15
2023/24 | 377.25 | 134.75 | 12
2023/24 | 377.75 | 134.75 | 19
2023/24 | 378.25 | 134.75 | 18
2023/24 | 378.75 | 134.75 | 18
2023/24 | 379.25 | 134.75 | 13
2023/24 | 379.75 | 134.75 | 19
2023/24 | 380.25 | 134.75 | 11
2023/24 | 380.75 | 134.75 | 11
2023/24 | 381.25 | 134.75 | 10
2023/24 | 381.75 | 134.75 | 18
2023/24 | 382.25 | 134.75 | 13
2023/24 | 382.75 | 134.75 | 10
2023/24 | 383.25 | 134.75 | 13
2023/24 | 383.75 | 134.75 | 12
2023/24 | 384.25 | 134.75 | 11
2023/24 | 384.75 | 134.75 | 13
2023/24 | 385.25 | 134.75 | 14
2023/24 | 385.75 | 134.75 | 11
2023/24 | 386.25 | 134.75 | 14
2023/24 | 386.75 | 134.75 | 14
2023/24 | 387.25 | 134.75 | 14
2023/24 | 387.75 | 134.75 | 14
2023/24 | 388.25 | 134.75 | 11
2023/24 | 388.75 | 134.75 | 7
2023/24 | 389.25 | 134.75 | 12
2023/24 | 389.75 | 134.75 | 10
2023/24 | 390.25 | 134.75 | 9
2023/24 | 390.75 | 134.75 | 11
2023/24 | 391.25 | 134.75 | 13
2023/24 | 391.75 | 134.75 | 18
2023/24 | 392.25 | 134.75 | 7
2023/24 | 392.75 | 134.75 | 14
2023/24 | 393.25 | 134.75 | 10
2023/24 | 393.75 | 134.75 | 16
2023/24 | 394.25 | 134.75 | 7
2023/24 | 394.75 | 134.75 | 19
2023/24 | 395.25 | 134.75 | 15
2023/24 | 395.75 | 134.75 | 14
2023/24 | 396.25 | 134.75 | 11
2023/24 | 396.75 | 134.75 | 11
2023/24 | 397.25 | 134.75 | 6
2023/24 | 397.75 | 134.75 | 10
2023/24 | 398.25 | 134.75 | 7
2023/24 | 398.75 | 134.75 | 9
2023/24 | 399.25 | 134.75 | 6
2023/24 | 399.75 | 134.75 | 8
2023/24 | 400.25 | 134.75 | 10
2023/24 | 400.75 | 134.75 | 6
2023/24 | 401.25 | 134.75 | 5
2023/24 | 401.75 | 134.75 | 6
2023/24 | 402.25 | 134.75 | 13
2023/24 | 402.75 | 134.75 | 9
2023/24 | 403.25 | 134.75 | 6
2023/24 | 403.75 | 134.75 | 10
2023/24 | 404.25 | 134.75 | 6
2023/24 | 404.75 | 134.75 | 6
2023/24 | 405.25 | 134.75 | 14
2023/24 | 405.75 | 134.75 | 11
2023/24 | 406.25 | 134.75 | 14
2023/24 | 406.75 | 134.75 | 9
2023/24 | 407.25 | 134.75 | 3
2023/24 | 407.75 | 134.75 | 4
2023/24 | 408.25 | 134.75 | 5
2023/24 | 408.75 | 134.75 | 6
2023/24 | 409.25 | 134.75 | 3
2023/24 | 409.75 | 134.75 | 4
2023/24 | 410.25 | 134.75 | 4
2023/24 | 410.75 | 134.75 | 8
2023/24 | 411.25 | 134.75 | 6
2023/24 | 411.75 | 134.75 | 5
2023/24 | 412.25 | 134.75 | 8
2023/24 | 412.75 | 134.75 | 11
2023/24 | 413.25 | 134.75 | 5
2023/24 | 413.75 | 134.75 | 2
2023/24 | 414.25 | 134.75 | 11
2023/24 | 414.75 | 134.75 | 5
2023/24 | 415.25 | 134.75 | 6
2023/24 | 415.75 | 134.75 | 2
2023/24 | 416.25 | 134.75 | 6
2023/24 | 416.75 | 134.75 | 1
2023/24 | 417.25 | 134.75 | 10
2023/24 | 417.75 | 134.75 | 4
2023/24 | 418.25 | 134.75 | 5
2023/24 | 418.75 | 134.75 | 3
2023/24 | 419.25 | 134.75 | 7
2023/24 | 419.75 | 134.75 | 3
2023/24 | 420.25 | 134.75 | 6
2023/24 | 420.75 | 134.75 | 5
2023/24 | 421.25 | 134.75 | 3
2023/24 | 421.75 | 134.75 | 4
2023/24 | 422.25 | 134.75 | 2
2023/24 | 422.75 | 134.75 | 9
2023/24 | 423.25 | 134.75 | 6
2023/24 | 423.75 | 134.75 | 6
2023/24 | 424.25 | 134.75 | 4
2023/24 | 424.75 | 134.75 | 2
2023/24 | 425.25 | 134.75 | 1
2023/24 | 425.75 | 134.75 | 3
2023/24 | 426.25 | 134.75 | 9
2023/24 | 426.75 | 134.75 | 6
2023/24 | 427.25 | 134.75 | 3
2023/24 | 427.75 | 134.75 | 2
2023/24 | 428.25 | 134.75 | 2
2023/24 | 428.75 | 134.75 | 5
2023/24 | 429.25 | 134.75 | 3
2023/24 | 429.75 | 134.75 | 3
2023/24 | 430.25 | 134.75 | 5
2023/24 | 430.75 | 134.75 | 2
2023/24 | 431.25 | 134.75 | 3
2023/24 | 431.75 | 134.75 | 1
2023/24 | 432.25 | 134.75 | 3
2023/24 | 432.75 | 134.75 | 3
2023/24 | 433.75 | 134.75 | 4
2023/24 | 434.25 | 134.75 | 4
2023/24 | 434.75 | 134.75 | 6
2023/24 | 435.25 | 134.75 | 3
2023/24 | 435.75 | 134.75 | 2
2023/24 | 436.25 | 134.75 | 2
2023/24 | 436.75 | 134.75 | 3
2023/24 | 437.25 | 134.75 | 2
2023/24 | 437.75 | 134.75 | 1
2023/24 | 438.25 | 134.75 | 4
2023/24 | 438.75 | 134.75 | 2
2023/24 | 439.25 | 134.75 | 2
2023/24 | 439.75 | 134.75 | 3
2023/24 | 440.25 | 134.75 | 2
2023/24 | 440.75 | 134.75 | 1
2023/24 | 441.25 | 134.75 | 1
2023/24 | 441.75 | 134.75 | 1
2023/24 | 442.25 | 134.75 | 4
2023/24 | 442.75 | 134.75 | 4
2023/24 | 443.25 | 134.75 | 1
2023/24 | 443.75 | 134.75 | 1
2023/24 | 445.25 | 134.75 | 1
2023/24 | 445.75 | 134.75 | 5
2023/24 | 446.25 | 134.75 | 2
2023/24 | 446.75 | 134.75 | 2
2023/24 | 447.25 | 134.75 | 2
2023/24 | 448.25 | 134.75 | 2
2023/24 | 448.75 | 134.75 | 1
2023/24 | 449.75 | 134.75 | 2
2023/24 | 450.75 | 134.75 | 2
2023/24 | 451.25 | 134.75 | 5
2023/24 | 451.75 | 134.75 | 7
2023/24 | 452.75 | 134.75 | 3
2023/24 | 453.25 | 134.75 | 4
2023/24 | 453.75 | 134.75 | 2
2023/24 | 454.25 | 134.75 | 2
2023/24 | 455.25 | 134.75 | 2
2023/24 | 456.75 | 134.75 | 1
2023/24 | 457.25 | 134.75 | 1
2023/24 | 458.25 | 134.75 | 1
2023/24 | 458.75 | 134.75 | 2
2023/24 | 459.25 | 134.75 | 1
2023/24 | 460.25 | 134.75 | 1
2023/24 | 460.75 | 134.75 | 1
2023/24 | 461.25 | 134.75 | 1
2023/24 | 461.75 | 134.75 | 3
2023/24 | 462.25 | 134.75 | 1
2023/24 | 464.25 | 134.75 | 1
2023/24 | 464.75 | 134.75 | 2
2023/24 | 467.75 | 134.75 | 2
2023/24 | 468.25 | 134.75 | 1
2023/24 | 469.25 | 134.75 | 1
2023/24 | 469.75 | 134.75 | 1
2023/24 | 470.75 | 134.75 | 2
2023/24 | 472.75 | 134.75 | 1
2023/24 | 473.25 | 134.75 | 1
2023/24 | 474.75 | 134.75 | 1
2023/24 | 477.25 | 134.75 | 2
2023/24 | 478.25 | 134.75 | 1
2023/24 | 478.75 | 134.75 | 1
2023/24 | 479.25 | 134.75 | 1
2023/24 | 480.75 | 134.75 | 2
2023/24 | 482.25 | 134.75 | 2
2023/24 | 482.75 | 134.75 | 1
2023/24 | 485.75 | 134.75 | 2
2023/24 | 492.75 | 134.75 | 1
2023/24 | 496.25 | 134.75 | 1
2023/24 | 498.25 | 134.75 | 1
2023/24 | 508.75 | 134.75 | 1
2023/24 | 512.75 | 134.75 | 1
2023/24 | 516.75 | 134.75 | 1
2023/24 | 523.75 | 134.75 | 1
2023/24 | 531.25 | 134.75 | 1
2023/24 | 564.75 | 134.75 | 1
2023/24 | 218.75 | 135.25 | 1
2023/24 | 236.75 | 135.25 | 1
2023/24 | 241.75 | 135.25 | 1
2023/24 | 246.75 | 135.25 | 1
2023/24 | 249.25 | 135.25 | 1
2023/24 | 250.25 | 135.25 | 1
2023/24 | 253.25 | 135.25 | 1
2023/24 | 253.75 | 135.25 | 2
2023/24 | 254.25 | 135.25 | 1
2023/24 | 256.75 | 135.25 | 1
2023/24 | 257.75 | 135.25 | 1
2023/24 | 258.25 | 135.25 | 1
2023/24 | 258.75 | 135.25 | 1
2023/24 | 259.75 | 135.25 | 2
2023/24 | 260.75 | 135.25 | 1
2023/24 | 261.25 | 135.25 | 3
2023/24 | 265.25 | 135.25 | 1
2023/24 | 265.75 | 135.25 | 1
2023/24 | 266.25 | 135.25 | 1
2023/24 | 268.25 | 135.25 | 1
2023/24 | 268.75 | 135.25 | 2
2023/24 | 271.75 | 135.25 | 1
2023/24 | 272.25 | 135.25 | 1
2023/24 | 272.75 | 135.25 | 1
2023/24 | 274.25 | 135.25 | 2
2023/24 | 275.25 | 135.25 | 1
2023/24 | 275.75 | 135.25 | 2
2023/24 | 276.25 | 135.25 | 1
2023/24 | 276.75 | 135.25 | 2
2023/24 | 277.75 | 135.25 | 1
2023/24 | 279.25 | 135.25 | 2
2023/24 | 281.25 | 135.25 | 1
2023/24 | 281.75 | 135.25 | 2
2023/24 | 282.25 | 135.25 | 3
2023/24 | 282.75 | 135.25 | 1
2023/24 | 283.25 | 135.25 | 1
2023/24 | 283.75 | 135.25 | 1
2023/24 | 284.75 | 135.25 | 2
2023/24 | 285.25 | 135.25 | 4
2023/24 | 286.25 | 135.25 | 1
2023/24 | 286.75 | 135.25 | 1
2023/24 | 287.25 | 135.25 | 5
2023/24 | 287.75 | 135.25 | 3
2023/24 | 288.25 | 135.25 | 1
2023/24 | 288.75 | 135.25 | 3
2023/24 | 289.25 | 135.25 | 2
2023/24 | 289.75 | 135.25 | 1
2023/24 | 290.25 | 135.25 | 1
2023/24 | 290.75 | 135.25 | 2
2023/24 | 291.25 | 135.25 | 3
2023/24 | 291.75 | 135.25 | 4
2023/24 | 292.25 | 135.25 | 2
2023/24 | 292.75 | 135.25 | 3
2023/24 | 293.25 | 135.25 | 3
2023/24 | 293.75 | 135.25 | 4
2023/24 | 294.25 | 135.25 | 4
2023/24 | 294.75 | 135.25 | 2
2023/24 | 295.25 | 135.25 | 1
2023/24 | 295.75 | 135.25 | 2
2023/24 | 296.25 | 135.25 | 8
2023/24 | 296.75 | 135.25 | 2
2023/24 | 297.25 | 135.25 | 2
2023/24 | 297.75 | 135.25 | 3
2023/24 | 298.25 | 135.25 | 2
2023/24 | 298.75 | 135.25 | 2
2023/24 | 299.75 | 135.25 | 2
2023/24 | 300.25 | 135.25 | 2
2023/24 | 300.75 | 135.25 | 7
2023/24 | 301.25 | 135.25 | 6
2023/24 | 301.75 | 135.25 | 6
2023/24 | 302.25 | 135.25 | 1
2023/24 | 302.75 | 135.25 | 4
2023/24 | 303.25 | 135.25 | 4
2023/24 | 303.75 | 135.25 | 3
2023/24 | 304.25 | 135.25 | 2
2023/24 | 304.75 | 135.25 | 4
2023/24 | 305.25 | 135.25 | 4
2023/24 | 305.75 | 135.25 | 4
2023/24 | 306.25 | 135.25 | 6
2023/24 | 306.75 | 135.25 | 5
2023/24 | 307.25 | 135.25 | 6
2023/24 | 307.75 | 135.25 | 6
2023/24 | 308.25 | 135.25 | 5
2023/24 | 308.75 | 135.25 | 5
2023/24 | 309.25 | 135.25 | 6
2023/24 | 309.75 | 135.25 | 6
2023/24 | 310.25 | 135.25 | 6
2023/24 | 310.75 | 135.25 | 6
2023/24 | 311.25 | 135.25 | 4
2023/24 | 311.75 | 135.25 | 5
2023/24 | 312.25 | 135.25 | 8
2023/24 | 312.75 | 135.25 | 5
2023/24 | 313.25 | 135.25 | 10
2023/24 | 313.75 | 135.25 | 5
2023/24 | 314.25 | 135.25 | 4
2023/24 | 314.75 | 135.25 | 4
2023/24 | 315.25 | 135.25 | 7
2023/24 | 315.75 | 135.25 | 6
2023/24 | 316.25 | 135.25 | 6
2023/24 | 316.75 | 135.25 | 11
2023/24 | 317.25 | 135.25 | 4
2023/24 | 317.75 | 135.25 | 8
2023/24 | 318.25 | 135.25 | 10
2023/24 | 318.75 | 135.25 | 7
2023/24 | 319.25 | 135.25 | 7
2023/24 | 319.75 | 135.25 | 10
2023/24 | 320.25 | 135.25 | 11
2023/24 | 320.75 | 135.25 | 10
2023/24 | 321.25 | 135.25 | 10
2023/24 | 321.75 | 135.25 | 11
2023/24 | 322.25 | 135.25 | 9
2023/24 | 322.75 | 135.25 | 10
2023/24 | 323.25 | 135.25 | 9
2023/24 | 323.75 | 135.25 | 13
2023/24 | 324.25 | 135.25 | 8
2023/24 | 324.75 | 135.25 | 13
2023/24 | 325.25 | 135.25 | 12
2023/24 | 325.75 | 135.25 | 11
2023/24 | 326.25 | 135.25 | 6
2023/24 | 326.75 | 135.25 | 10
2023/24 | 327.25 | 135.25 | 12
2023/24 | 327.75 | 135.25 | 15
2023/24 | 328.25 | 135.25 | 5
2023/24 | 328.75 | 135.25 | 6
2023/24 | 329.25 | 135.25 | 12
2023/24 | 329.75 | 135.25 | 10
2023/24 | 330.25 | 135.25 | 16
2023/24 | 330.75 | 135.25 | 11
2023/24 | 331.25 | 135.25 | 16
2023/24 | 331.75 | 135.25 | 13
2023/24 | 332.25 | 135.25 | 15
2023/24 | 332.75 | 135.25 | 14
2023/24 | 333.25 | 135.25 | 12
2023/24 | 333.75 | 135.25 | 10
2023/24 | 334.25 | 135.25 | 18
2023/24 | 334.75 | 135.25 | 16
2023/24 | 335.25 | 135.25 | 11
2023/24 | 335.75 | 135.25 | 13
2023/24 | 336.25 | 135.25 | 11
2023/24 | 336.75 | 135.25 | 10
2023/24 | 337.25 | 135.25 | 11
2023/24 | 337.75 | 135.25 | 10
2023/24 | 338.25 | 135.25 | 10
2023/24 | 338.75 | 135.25 | 8
2023/24 | 339.25 | 135.25 | 8
2023/24 | 339.75 | 135.25 | 16
2023/24 | 340.25 | 135.25 | 18
2023/24 | 340.75 | 135.25 | 14
2023/24 | 341.25 | 135.25 | 12
2023/24 | 341.75 | 135.25 | 18
2023/24 | 342.25 | 135.25 | 6
2023/24 | 342.75 | 135.25 | 15
2023/24 | 343.25 | 135.25 | 13
2023/24 | 343.75 | 135.25 | 18
2023/24 | 344.25 | 135.25 | 19
2023/24 | 344.75 | 135.25 | 10
2023/24 | 345.25 | 135.25 | 8
2023/24 | 345.75 | 135.25 | 17
2023/24 | 346.25 | 135.25 | 13
2023/24 | 346.75 | 135.25 | 8
2023/24 | 347.25 | 135.25 | 18
2023/24 | 347.75 | 135.25 | 10
2023/24 | 348.25 | 135.25 | 9
2023/24 | 348.75 | 135.25 | 16
2023/24 | 349.25 | 135.25 | 17
2023/24 | 349.75 | 135.25 | 18
2023/24 | 350.25 | 135.25 | 9
2023/24 | 350.75 | 135.25 | 13
2023/24 | 351.25 | 135.25 | 18
2023/24 | 351.75 | 135.25 | 10
2023/24 | 352.25 | 135.25 | 12
2023/24 | 352.75 | 135.25 | 15
2023/24 | 353.25 | 135.25 | 14
2023/24 | 353.75 | 135.25 | 15
2023/24 | 354.25 | 135.25 | 9
2023/24 | 354.75 | 135.25 | 8
2023/24 | 355.25 | 135.25 | 14
2023/24 | 355.75 | 135.25 | 10
2023/24 | 356.25 | 135.25 | 10
2023/24 | 356.75 | 135.25 | 18
2023/24 | 357.25 | 135.25 | 15
2023/24 | 357.75 | 135.25 | 14
2023/24 | 358.25 | 135.25 | 19
2023/24 | 358.75 | 135.25 | 17
2023/24 | 359.25 | 135.25 | 16
2023/24 | 359.75 | 135.25 | 9
2023/24 | 360.25 | 135.25 | 11
2023/24 | 360.75 | 135.25 | 13
2023/24 | 361.25 | 135.25 | 14
2023/24 | 361.75 | 135.25 | 11
2023/24 | 362.25 | 135.25 | 10
2023/24 | 362.75 | 135.25 | 19
2023/24 | 363.25 | 135.25 | 9
2023/24 | 363.75 | 135.25 | 12
2023/24 | 364.25 | 135.25 | 17
2023/24 | 364.75 | 135.25 | 18
2023/24 | 365.25 | 135.25 | 16
2023/24 | 365.75 | 135.25 | 16
2023/24 | 366.25 | 135.25 | 20
2023/24 | 366.75 | 135.25 | 14
2023/24 | 367.25 | 135.25 | 23
2023/24 | 367.75 | 135.25 | 19
2023/24 | 368.25 | 135.25 | 23
2023/24 | 368.75 | 135.25 | 21
2023/24 | 369.25 | 135.25 | 18
2023/24 | 369.75 | 135.25 | 20
2023/24 | 370.25 | 135.25 | 15
2023/24 | 370.75 | 135.25 | 17
2023/24 | 371.25 | 135.25 | 15
2023/24 | 371.75 | 135.25 | 13
2023/24 | 372.25 | 135.25 | 19
2023/24 | 372.75 | 135.25 | 19
2023/24 | 373.25 | 135.25 | 18
2023/24 | 373.75 | 135.25 | 11
2023/24 | 374.25 | 135.25 | 16
2023/24 | 374.75 | 135.25 | 19
2023/24 | 375.25 | 135.25 | 13
2023/24 | 375.75 | 135.25 | 14
2023/24 | 376.25 | 135.25 | 22
2023/24 | 376.75 | 135.25 | 16
2023/24 | 377.25 | 135.25 | 17
2023/24 | 377.75 | 135.25 | 19
2023/24 | 378.25 | 135.25 | 14
2023/24 | 378.75 | 135.25 | 17
2023/24 | 379.25 | 135.25 | 17
2023/24 | 379.75 | 135.25 | 12
2023/24 | 380.25 | 135.25 | 16
2023/24 | 380.75 | 135.25 | 11
2023/24 | 381.25 | 135.25 | 10
2023/24 | 381.75 | 135.25 | 14
2023/24 | 382.25 | 135.25 | 21
2023/24 | 382.75 | 135.25 | 11
2023/24 | 383.25 | 135.25 | 10
2023/24 | 383.75 | 135.25 | 18
2023/24 | 384.25 | 135.25 | 16
2023/24 | 384.75 | 135.25 | 12
2023/24 | 385.25 | 135.25 | 15
2023/24 | 385.75 | 135.25 | 13
2023/24 | 386.25 | 135.25 | 16
2023/24 | 386.75 | 135.25 | 14
2023/24 | 387.25 | 135.25 | 12
2023/24 | 387.75 | 135.25 | 12
2023/24 | 388.25 | 135.25 | 15
2023/24 | 388.75 | 135.25 | 16
2023/24 | 389.25 | 135.25 | 9
2023/24 | 389.75 | 135.25 | 13
2023/24 | 390.25 | 135.25 | 15
2023/24 | 390.75 | 135.25 | 13
2023/24 | 391.25 | 135.25 | 15
2023/24 | 391.75 | 135.25 | 12
2023/24 | 392.25 | 135.25 | 12
2023/24 | 392.75 | 135.25 | 9
2023/24 | 393.25 | 135.25 | 13
2023/24 | 393.75 | 135.25 | 10
2023/24 | 394.25 | 135.25 | 7
2023/24 | 394.75 | 135.25 | 8
2023/24 | 395.25 | 135.25 | 7
2023/24 | 395.75 | 135.25 | 17
2023/24 | 396.25 | 135.25 | 5
2023/24 | 396.75 | 135.25 | 10
2023/24 | 397.25 | 135.25 | 12
2023/24 | 397.75 | 135.25 | 13
2023/24 | 398.25 | 135.25 | 4
2023/24 | 398.75 | 135.25 | 7
2023/24 | 399.25 | 135.25 | 7
2023/24 | 399.75 | 135.25 | 10
2023/24 | 400.25 | 135.25 | 10
2023/24 | 400.75 | 135.25 | 4
2023/24 | 401.25 | 135.25 | 6
2023/24 | 401.75 | 135.25 | 13
2023/24 | 402.25 | 135.25 | 10
2023/24 | 402.75 | 135.25 | 12
2023/24 | 403.25 | 135.25 | 12
2023/24 | 403.75 | 135.25 | 7
2023/24 | 404.25 | 135.25 | 6
2023/24 | 404.75 | 135.25 | 13
2023/24 | 405.25 | 135.25 | 2
2023/24 | 405.75 | 135.25 | 8
2023/24 | 406.25 | 135.25 | 3
2023/24 | 406.75 | 135.25 | 5
2023/24 | 407.25 | 135.25 | 12
2023/24 | 407.75 | 135.25 | 7
2023/24 | 408.25 | 135.25 | 11
2023/24 | 408.75 | 135.25 | 9
2023/24 | 409.25 | 135.25 | 8
2023/24 | 409.75 | 135.25 | 7
2023/24 | 410.25 | 135.25 | 4
2023/24 | 410.75 | 135.25 | 2
2023/24 | 411.25 | 135.25 | 6
2023/24 | 411.75 | 135.25 | 5
2023/24 | 412.25 | 135.25 | 4
2023/24 | 412.75 | 135.25 | 6
2023/24 | 413.25 | 135.25 | 10
2023/24 | 413.75 | 135.25 | 4
2023/24 | 414.25 | 135.25 | 3
2023/24 | 414.75 | 135.25 | 3
2023/24 | 415.25 | 135.25 | 6
2023/24 | 415.75 | 135.25 | 5
2023/24 | 416.25 | 135.25 | 6
2023/24 | 416.75 | 135.25 | 6
2023/24 | 417.25 | 135.25 | 3
2023/24 | 417.75 | 135.25 | 5
2023/24 | 418.75 | 135.25 | 8
2023/24 | 419.25 | 135.25 | 6
2023/24 | 419.75 | 135.25 | 3
2023/24 | 420.25 | 135.25 | 3
2023/24 | 420.75 | 135.25 | 5
2023/24 | 421.25 | 135.25 | 5
2023/24 | 421.75 | 135.25 | 3
2023/24 | 422.25 | 135.25 | 6
2023/24 | 422.75 | 135.25 | 3
2023/24 | 423.25 | 135.25 | 4
2023/24 | 423.75 | 135.25 | 3
2023/24 | 424.25 | 135.25 | 1
2023/24 | 424.75 | 135.25 | 5
2023/24 | 425.25 | 135.25 | 3
2023/24 | 425.75 | 135.25 | 2
2023/24 | 426.25 | 135.25 | 4
2023/24 | 426.75 | 135.25 | 9
2023/24 | 427.25 | 135.25 | 4
2023/24 | 427.75 | 135.25 | 3
2023/24 | 428.25 | 135.25 | 3
2023/24 | 428.75 | 135.25 | 6
2023/24 | 429.25 | 135.25 | 3
2023/24 | 429.75 | 135.25 | 3
2023/24 | 430.25 | 135.25 | 10
2023/24 | 430.75 | 135.25 | 2
2023/24 | 431.75 | 135.25 | 3
2023/24 | 432.25 | 135.25 | 3
2023/24 | 432.75 | 135.25 | 4
2023/24 | 433.25 | 135.25 | 5
2023/24 | 433.75 | 135.25 | 2
2023/24 | 434.25 | 135.25 | 3
2023/24 | 434.75 | 135.25 | 3
2023/24 | 435.25 | 135.25 | 3
2023/24 | 436.25 | 135.25 | 5
2023/24 | 436.75 | 135.25 | 3
2023/24 | 437.25 | 135.25 | 5
2023/24 | 437.75 | 135.25 | 2
2023/24 | 438.25 | 135.25 | 2
2023/24 | 438.75 | 135.25 | 3
2023/24 | 439.25 | 135.25 | 3
2023/24 | 439.75 | 135.25 | 2
2023/24 | 440.25 | 135.25 | 1
2023/24 | 440.75 | 135.25 | 1
2023/24 | 441.75 | 135.25 | 3
2023/24 | 442.25 | 135.25 | 1
2023/24 | 442.75 | 135.25 | 2
2023/24 | 443.25 | 135.25 | 2
2023/24 | 444.25 | 135.25 | 2
2023/24 | 444.75 | 135.25 | 2
2023/24 | 445.25 | 135.25 | 3
2023/24 | 445.75 | 135.25 | 2
2023/24 | 446.25 | 135.25 | 5
2023/24 | 446.75 | 135.25 | 5
2023/24 | 447.25 | 135.25 | 1
2023/24 | 447.75 | 135.25 | 2
2023/24 | 448.25 | 135.25 | 1
2023/24 | 448.75 | 135.25 | 4
2023/24 | 449.25 | 135.25 | 3
2023/24 | 450.25 | 135.25 | 1
2023/24 | 450.75 | 135.25 | 3
2023/24 | 451.25 | 135.25 | 2
2023/24 | 451.75 | 135.25 | 1
2023/24 | 452.25 | 135.25 | 1
2023/24 | 452.75 | 135.25 | 2
2023/24 | 453.75 | 135.25 | 2
2023/24 | 454.25 | 135.25 | 1
2023/24 | 454.75 | 135.25 | 1
2023/24 | 455.25 | 135.25 | 1
2023/24 | 455.75 | 135.25 | 1
2023/24 | 456.25 | 135.25 | 2
2023/24 | 456.75 | 135.25 | 2
2023/24 | 457.25 | 135.25 | 1
2023/24 | 457.75 | 135.25 | 2
2023/24 | 458.75 | 135.25 | 2
2023/24 | 459.25 | 135.25 | 1
2023/24 | 459.75 | 135.25 | 2
2023/24 | 460.25 | 135.25 | 1
2023/24 | 460.75 | 135.25 | 1
2023/24 | 461.25 | 135.25 | 2
2023/24 | 461.75 | 135.25 | 1
2023/24 | 462.25 | 135.25 | 1
2023/24 | 462.75 | 135.25 | 1
2023/24 | 463.25 | 135.25 | 1
2023/24 | 463.75 | 135.25 | 2
2023/24 | 464.25 | 135.25 | 2
2023/24 | 464.75 | 135.25 | 2
2023/24 | 465.25 | 135.25 | 1
2023/24 | 465.75 | 135.25 | 1
2023/24 | 466.25 | 135.25 | 2
2023/24 | 466.75 | 135.25 | 1
2023/24 | 467.25 | 135.25 | 2
2023/24 | 469.25 | 135.25 | 1
2023/24 | 469.75 | 135.25 | 2
2023/24 | 470.25 | 135.25 | 2
2023/24 | 470.75 | 135.25 | 2
2023/24 | 471.25 | 135.25 | 1
2023/24 | 471.75 | 135.25 | 1
2023/24 | 472.75 | 135.25 | 1
2023/24 | 474.25 | 135.25 | 1
2023/24 | 475.25 | 135.25 | 1
2023/24 | 477.25 | 135.25 | 1
2023/24 | 479.75 | 135.25 | 1
2023/24 | 481.25 | 135.25 | 1
2023/24 | 483.25 | 135.25 | 1
2023/24 | 485.75 | 135.25 | 1
2023/24 | 489.25 | 135.25 | 1
2023/24 | 495.75 | 135.25 | 1
2023/24 | 496.75 | 135.25 | 1
2023/24 | 499.25 | 135.25 | 1
2023/24 | 509.25 | 135.25 | 1
2023/24 | 527.75 | 135.25 | 1
2023/24 | 536.75 | 135.25 | 1
2023/24 | 237.75 | 135.75 | 1
2023/24 | 244.25 | 135.75 | 1
2023/24 | 246.75 | 135.75 | 1
2023/24 | 248.75 | 135.75 | 1
2023/24 | 250.75 | 135.75 | 1
2023/24 | 251.75 | 135.75 | 1
2023/24 | 255.25 | 135.75 | 1
2023/24 | 256.25 | 135.75 | 1
2023/24 | 258.25 | 135.75 | 1
2023/24 | 260.25 | 135.75 | 1
2023/24 | 260.75 | 135.75 | 1
2023/24 | 264.75 | 135.75 | 1
2023/24 | 265.75 | 135.75 | 1
2023/24 | 266.25 | 135.75 | 1
2023/24 | 267.75 | 135.75 | 1
2023/24 | 268.25 | 135.75 | 1
2023/24 | 268.75 | 135.75 | 2
2023/24 | 272.75 | 135.75 | 2
2023/24 | 273.75 | 135.75 | 1
2023/24 | 274.75 | 135.75 | 1
2023/24 | 278.25 | 135.75 | 1
2023/24 | 278.75 | 135.75 | 1
2023/24 | 279.75 | 135.75 | 2
2023/24 | 280.25 | 135.75 | 1
2023/24 | 280.75 | 135.75 | 2
2023/24 | 281.25 | 135.75 | 1
2023/24 | 282.25 | 135.75 | 3
2023/24 | 282.75 | 135.75 | 1
2023/24 | 283.25 | 135.75 | 2
2023/24 | 283.75 | 135.75 | 1
2023/24 | 284.25 | 135.75 | 2
2023/24 | 284.75 | 135.75 | 1
2023/24 | 286.25 | 135.75 | 2
2023/24 | 286.75 | 135.75 | 2
2023/24 | 287.25 | 135.75 | 1
2023/24 | 287.75 | 135.75 | 1
2023/24 | 288.25 | 135.75 | 1
2023/24 | 289.25 | 135.75 | 1
2023/24 | 290.25 | 135.75 | 2
2023/24 | 290.75 | 135.75 | 2
2023/24 | 291.25 | 135.75 | 2
2023/24 | 291.75 | 135.75 | 1
2023/24 | 292.25 | 135.75 | 2
2023/24 | 293.25 | 135.75 | 3
2023/24 | 294.25 | 135.75 | 3
2023/24 | 294.75 | 135.75 | 2
2023/24 | 295.25 | 135.75 | 3
2023/24 | 295.75 | 135.75 | 6
2023/24 | 296.25 | 135.75 | 3
2023/24 | 297.25 | 135.75 | 2
2023/24 | 297.75 | 135.75 | 5
2023/24 | 298.25 | 135.75 | 2
2023/24 | 298.75 | 135.75 | 2
2023/24 | 299.25 | 135.75 | 3
2023/24 | 299.75 | 135.75 | 4
2023/24 | 300.25 | 135.75 | 3
2023/24 | 300.75 | 135.75 | 5
2023/24 | 301.25 | 135.75 | 3
2023/24 | 301.75 | 135.75 | 2
2023/24 | 302.25 | 135.75 | 3
2023/24 | 302.75 | 135.75 | 3
2023/24 | 303.25 | 135.75 | 2
2023/24 | 303.75 | 135.75 | 5
2023/24 | 304.25 | 135.75 | 5
2023/24 | 304.75 | 135.75 | 2
2023/24 | 305.25 | 135.75 | 6
2023/24 | 305.75 | 135.75 | 6
2023/24 | 306.25 | 135.75 | 2
2023/24 | 306.75 | 135.75 | 5
2023/24 | 307.25 | 135.75 | 6
2023/24 | 307.75 | 135.75 | 4
2023/24 | 308.25 | 135.75 | 4
2023/24 | 308.75 | 135.75 | 6
2023/24 | 309.25 | 135.75 | 6
2023/24 | 309.75 | 135.75 | 3
2023/24 | 310.25 | 135.75 | 6
2023/24 | 310.75 | 135.75 | 6
2023/24 | 311.25 | 135.75 | 3
2023/24 | 311.75 | 135.75 | 7
2023/24 | 312.25 | 135.75 | 8
2023/24 | 312.75 | 135.75 | 4
2023/24 | 313.25 | 135.75 | 5
2023/24 | 313.75 | 135.75 | 6
2023/24 | 314.25 | 135.75 | 1
2023/24 | 314.75 | 135.75 | 3
2023/24 | 315.25 | 135.75 | 9
2023/24 | 315.75 | 135.75 | 4
2023/24 | 316.25 | 135.75 | 8
2023/24 | 316.75 | 135.75 | 6
2023/24 | 317.25 | 135.75 | 5
2023/24 | 317.75 | 135.75 | 2
2023/24 | 318.25 | 135.75 | 7
2023/24 | 318.75 | 135.75 | 8
2023/24 | 319.25 | 135.75 | 6
2023/24 | 319.75 | 135.75 | 10
2023/24 | 320.25 | 135.75 | 7
2023/24 | 320.75 | 135.75 | 6
2023/24 | 321.25 | 135.75 | 4
2023/24 | 321.75 | 135.75 | 11
2023/24 | 322.25 | 135.75 | 10
2023/24 | 322.75 | 135.75 | 2
2023/24 | 323.25 | 135.75 | 8
2023/24 | 323.75 | 135.75 | 8
2023/24 | 324.25 | 135.75 | 10
2023/24 | 324.75 | 135.75 | 7
2023/24 | 325.25 | 135.75 | 10
2023/24 | 325.75 | 135.75 | 10
2023/24 | 326.25 | 135.75 | 12
2023/24 | 326.75 | 135.75 | 10
2023/24 | 327.25 | 135.75 | 7
2023/24 | 327.75 | 135.75 | 8
2023/24 | 328.25 | 135.75 | 16
2023/24 | 328.75 | 135.75 | 9
2023/24 | 329.25 | 135.75 | 9
2023/24 | 329.75 | 135.75 | 12
2023/24 | 330.25 | 135.75 | 12
2023/24 | 330.75 | 135.75 | 10
2023/24 | 331.25 | 135.75 | 11
2023/24 | 331.75 | 135.75 | 15
2023/24 | 332.25 | 135.75 | 9
2023/24 | 332.75 | 135.75 | 13
2023/24 | 333.25 | 135.75 | 8
2023/24 | 333.75 | 135.75 | 12
2023/24 | 334.25 | 135.75 | 17
2023/24 | 334.75 | 135.75 | 19
2023/24 | 335.25 | 135.75 | 10
2023/24 | 335.75 | 135.75 | 6
2023/24 | 336.25 | 135.75 | 12
2023/24 | 336.75 | 135.75 | 16
2023/24 | 337.25 | 135.75 | 15
2023/24 | 337.75 | 135.75 | 6
2023/24 | 338.25 | 135.75 | 17
2023/24 | 338.75 | 135.75 | 17
2023/24 | 339.25 | 135.75 | 12
2023/24 | 339.75 | 135.75 | 14
2023/24 | 340.25 | 135.75 | 13
2023/24 | 340.75 | 135.75 | 10
2023/24 | 341.25 | 135.75 | 8
2023/24 | 341.75 | 135.75 | 19
2023/24 | 342.25 | 135.75 | 14
2023/24 | 342.75 | 135.75 | 11
2023/24 | 343.25 | 135.75 | 16
2023/24 | 343.75 | 135.75 | 9
2023/24 | 344.25 | 135.75 | 11
2023/24 | 344.75 | 135.75 | 9
2023/24 | 345.25 | 135.75 | 18
2023/24 | 345.75 | 135.75 | 11
2023/24 | 346.25 | 135.75 | 17
2023/24 | 346.75 | 135.75 | 14
2023/24 | 347.25 | 135.75 | 14
2023/24 | 347.75 | 135.75 | 21
2023/24 | 348.25 | 135.75 | 13
2023/24 | 348.75 | 135.75 | 11
2023/24 | 349.25 | 135.75 | 17
2023/24 | 349.75 | 135.75 | 15
2023/24 | 350.25 | 135.75 | 14
2023/24 | 350.75 | 135.75 | 17
2023/24 | 351.25 | 135.75 | 15
2023/24 | 351.75 | 135.75 | 8
2023/24 | 352.25 | 135.75 | 14
2023/24 | 352.75 | 135.75 | 18
2023/24 | 353.25 | 135.75 | 11
2023/24 | 353.75 | 135.75 | 12
2023/24 | 354.25 | 135.75 | 20
2023/24 | 354.75 | 135.75 | 15
2023/24 | 355.25 | 135.75 | 20
2023/24 | 355.75 | 135.75 | 14
2023/24 | 356.25 | 135.75 | 14
2023/24 | 356.75 | 135.75 | 19
2023/24 | 357.25 | 135.75 | 13
2023/24 | 357.75 | 135.75 | 8
2023/24 | 358.25 | 135.75 | 13
2023/24 | 358.75 | 135.75 | 19
2023/24 | 359.25 | 135.75 | 19
2023/24 | 359.75 | 135.75 | 18
2023/24 | 360.25 | 135.75 | 15
2023/24 | 360.75 | 135.75 | 20
2023/24 | 361.25 | 135.75 | 14
2023/24 | 361.75 | 135.75 | 17
2023/24 | 362.25 | 135.75 | 21
2023/24 | 362.75 | 135.75 | 14
2023/24 | 363.25 | 135.75 | 15
2023/24 | 363.75 | 135.75 | 9
2023/24 | 364.25 | 135.75 | 14
2023/24 | 364.75 | 135.75 | 10
2023/24 | 365.25 | 135.75 | 15
2023/24 | 365.75 | 135.75 | 11
2023/24 | 366.25 | 135.75 | 11
2023/24 | 366.75 | 135.75 | 16
2023/24 | 367.25 | 135.75 | 17
2023/24 | 367.75 | 135.75 | 14
2023/24 | 368.25 | 135.75 | 19
2023/24 | 368.75 | 135.75 | 19
2023/24 | 369.25 | 135.75 | 14
2023/24 | 369.75 | 135.75 | 19
2023/24 | 370.25 | 135.75 | 13
2023/24 | 370.75 | 135.75 | 12
2023/24 | 371.25 | 135.75 | 11
2023/24 | 371.75 | 135.75 | 15
2023/24 | 372.25 | 135.75 | 11
2023/24 | 372.75 | 135.75 | 22
2023/24 | 373.25 | 135.75 | 9
2023/24 | 373.75 | 135.75 | 21
2023/24 | 374.25 | 135.75 | 16
2023/24 | 374.75 | 135.75 | 8
2023/24 | 375.25 | 135.75 | 16
2023/24 | 375.75 | 135.75 | 10
2023/24 | 376.25 | 135.75 | 13
2023/24 | 376.75 | 135.75 | 23
2023/24 | 377.25 | 135.75 | 18
2023/24 | 377.75 | 135.75 | 18
2023/24 | 378.25 | 135.75 | 14
2023/24 | 378.75 | 135.75 | 18
2023/24 | 379.25 | 135.75 | 7
2023/24 | 379.75 | 135.75 | 12
2023/24 | 380.25 | 135.75 | 15
2023/24 | 380.75 | 135.75 | 15
2023/24 | 381.25 | 135.75 | 15
2023/24 | 381.75 | 135.75 | 9
2023/24 | 382.25 | 135.75 | 11
2023/24 | 382.75 | 135.75 | 16
2023/24 | 383.25 | 135.75 | 17
2023/24 | 383.75 | 135.75 | 15
2023/24 | 384.25 | 135.75 | 12
2023/24 | 384.75 | 135.75 | 10
2023/24 | 385.25 | 135.75 | 14
2023/24 | 385.75 | 135.75 | 11
2023/24 | 386.25 | 135.75 | 11
2023/24 | 386.75 | 135.75 | 15
2023/24 | 387.25 | 135.75 | 14
2023/24 | 387.75 | 135.75 | 17
2023/24 | 388.25 | 135.75 | 11
2023/24 | 388.75 | 135.75 | 10
2023/24 | 389.25 | 135.75 | 18
2023/24 | 389.75 | 135.75 | 9
2023/24 | 390.25 | 135.75 | 10
2023/24 | 390.75 | 135.75 | 10
2023/24 | 391.25 | 135.75 | 11
2023/24 | 391.75 | 135.75 | 5
2023/24 | 392.25 | 135.75 | 10
2023/24 | 392.75 | 135.75 | 14
2023/24 | 393.25 | 135.75 | 9
2023/24 | 393.75 | 135.75 | 10
2023/24 | 394.25 | 135.75 | 12
2023/24 | 394.75 | 135.75 | 13
2023/24 | 395.25 | 135.75 | 17
2023/24 | 395.75 | 135.75 | 11
2023/24 | 396.25 | 135.75 | 7
2023/24 | 396.75 | 135.75 | 11
2023/24 | 397.25 | 135.75 | 9
2023/24 | 397.75 | 135.75 | 16
2023/24 | 398.25 | 135.75 | 15
2023/24 | 398.75 | 135.75 | 10
2023/24 | 399.25 | 135.75 | 13
2023/24 | 399.75 | 135.75 | 17
2023/24 | 400.25 | 135.75 | 9
2023/24 | 400.75 | 135.75 | 9
2023/24 | 401.25 | 135.75 | 8
2023/24 | 401.75 | 135.75 | 14
2023/24 | 402.25 | 135.75 | 10
2023/24 | 402.75 | 135.75 | 11
2023/24 | 403.25 | 135.75 | 8
2023/24 | 403.75 | 135.75 | 11
2023/24 | 404.25 | 135.75 | 7
2023/24 | 404.75 | 135.75 | 6
2023/24 | 405.25 | 135.75 | 9
2023/24 | 405.75 | 135.75 | 7
2023/24 | 406.25 | 135.75 | 4
2023/24 | 406.75 | 135.75 | 5
2023/24 | 407.25 | 135.75 | 8
2023/24 | 407.75 | 135.75 | 9
2023/24 | 408.25 | 135.75 | 11
2023/24 | 408.75 | 135.75 | 9
2023/24 | 409.25 | 135.75 | 8
2023/24 | 409.75 | 135.75 | 7
2023/24 | 410.25 | 135.75 | 8
2023/24 | 410.75 | 135.75 | 11
2023/24 | 411.25 | 135.75 | 5
2023/24 | 411.75 | 135.75 | 5
2023/24 | 412.25 | 135.75 | 9
2023/24 | 412.75 | 135.75 | 7
2023/24 | 413.25 | 135.75 | 9
2023/24 | 413.75 | 135.75 | 9
2023/24 | 414.25 | 135.75 | 7
2023/24 | 414.75 | 135.75 | 8
2023/24 | 415.25 | 135.75 | 5
2023/24 | 415.75 | 135.75 | 20
2023/24 | 416.25 | 135.75 | 6
2023/24 | 416.75 | 135.75 | 8
2023/24 | 417.25 | 135.75 | 11
2023/24 | 417.75 | 135.75 | 9
2023/24 | 418.25 | 135.75 | 7
2023/24 | 418.75 | 135.75 | 8
2023/24 | 419.25 | 135.75 | 5
2023/24 | 419.75 | 135.75 | 9
2023/24 | 420.25 | 135.75 | 8
2023/24 | 420.75 | 135.75 | 8
2023/24 | 421.25 | 135.75 | 9
2023/24 | 421.75 | 135.75 | 8
2023/24 | 422.25 | 135.75 | 7
2023/24 | 422.75 | 135.75 | 6
2023/24 | 423.25 | 135.75 | 4
2023/24 | 423.75 | 135.75 | 8
2023/24 | 424.25 | 135.75 | 7
2023/24 | 424.75 | 135.75 | 5
2023/24 | 425.25 | 135.75 | 7
2023/24 | 425.75 | 135.75 | 5
2023/24 | 426.25 | 135.75 | 3
2023/24 | 426.75 | 135.75 | 8
2023/24 | 427.25 | 135.75 | 5
2023/24 | 427.75 | 135.75 | 2
2023/24 | 428.25 | 135.75 | 3
2023/24 | 428.75 | 135.75 | 3
2023/24 | 429.25 | 135.75 | 3
2023/24 | 429.75 | 135.75 | 3
2023/24 | 430.25 | 135.75 | 5
2023/24 | 430.75 | 135.75 | 8
2023/24 | 431.25 | 135.75 | 5
2023/24 | 431.75 | 135.75 | 7
2023/24 | 432.25 | 135.75 | 8
2023/24 | 432.75 | 135.75 | 5
2023/24 | 433.25 | 135.75 | 3
2023/24 | 433.75 | 135.75 | 4
2023/24 | 434.25 | 135.75 | 7
2023/24 | 434.75 | 135.75 | 3
2023/24 | 435.25 | 135.75 | 5
2023/24 | 435.75 | 135.75 | 6
2023/24 | 436.25 | 135.75 | 6
2023/24 | 436.75 | 135.75 | 7
2023/24 | 437.25 | 135.75 | 4
2023/24 | 437.75 | 135.75 | 8
2023/24 | 438.25 | 135.75 | 5
2023/24 | 438.75 | 135.75 | 6
2023/24 | 439.25 | 135.75 | 6
2023/24 | 439.75 | 135.75 | 5
2023/24 | 440.25 | 135.75 | 1
2023/24 | 440.75 | 135.75 | 2
2023/24 | 441.25 | 135.75 | 5
2023/24 | 441.75 | 135.75 | 1
2023/24 | 442.25 | 135.75 | 2
2023/24 | 442.75 | 135.75 | 9
2023/24 | 443.25 | 135.75 | 2
2023/24 | 443.75 | 135.75 | 3
2023/24 | 444.25 | 135.75 | 5
2023/24 | 444.75 | 135.75 | 1
2023/24 | 445.25 | 135.75 | 3
2023/24 | 445.75 | 135.75 | 2
2023/24 | 446.25 | 135.75 | 6
2023/24 | 446.75 | 135.75 | 2
2023/24 | 447.25 | 135.75 | 4
2023/24 | 447.75 | 135.75 | 1
2023/24 | 448.25 | 135.75 | 3
2023/24 | 448.75 | 135.75 | 3
2023/24 | 449.75 | 135.75 | 1
2023/24 | 450.25 | 135.75 | 1
2023/24 | 450.75 | 135.75 | 4
2023/24 | 451.25 | 135.75 | 7
2023/24 | 451.75 | 135.75 | 3
2023/24 | 452.25 | 135.75 | 3
2023/24 | 452.75 | 135.75 | 6
2023/24 | 453.25 | 135.75 | 5
2023/24 | 453.75 | 135.75 | 3
2023/24 | 454.25 | 135.75 | 3
2023/24 | 454.75 | 135.75 | 3
2023/24 | 455.25 | 135.75 | 3
2023/24 | 455.75 | 135.75 | 1
2023/24 | 456.25 | 135.75 | 2
2023/24 | 456.75 | 135.75 | 2
2023/24 | 457.25 | 135.75 | 3
2023/24 | 457.75 | 135.75 | 3
2023/24 | 458.25 | 135.75 | 2
2023/24 | 458.75 | 135.75 | 3
2023/24 | 459.25 | 135.75 | 2
2023/24 | 459.75 | 135.75 | 3
2023/24 | 460.75 | 135.75 | 1
2023/24 | 462.25 | 135.75 | 1
2023/24 | 462.75 | 135.75 | 3
2023/24 | 463.25 | 135.75 | 2
2023/24 | 463.75 | 135.75 | 2
2023/24 | 464.25 | 135.75 | 3
2023/24 | 464.75 | 135.75 | 2
2023/24 | 465.25 | 135.75 | 1
2023/24 | 465.75 | 135.75 | 2
2023/24 | 466.25 | 135.75 | 4
2023/24 | 466.75 | 135.75 | 1
2023/24 | 467.25 | 135.75 | 1
2023/24 | 467.75 | 135.75 | 1
2023/24 | 468.25 | 135.75 | 1
2023/24 | 468.75 | 135.75 | 1
2023/24 | 469.25 | 135.75 | 3
2023/24 | 469.75 | 135.75 | 2
2023/24 | 470.25 | 135.75 | 3
2023/24 | 470.75 | 135.75 | 1
2023/24 | 471.25 | 135.75 | 1
2023/24 | 472.25 | 135.75 | 1
2023/24 | 472.75 | 135.75 | 3
2023/24 | 473.75 | 135.75 | 1
2023/24 | 474.25 | 135.75 | 1
2023/24 | 474.75 | 135.75 | 1
2023/24 | 475.25 | 135.75 | 1
2023/24 | 475.75 | 135.75 | 1
2023/24 | 476.25 | 135.75 | 1
2023/24 | 476.75 | 135.75 | 2
2023/24 | 477.25 | 135.75 | 1
2023/24 | 477.75 | 135.75 | 1
2023/24 | 478.25 | 135.75 | 2
2023/24 | 479.75 | 135.75 | 2
2023/24 | 480.25 | 135.75 | 1
2023/24 | 481.25 | 135.75 | 2
2023/24 | 481.75 | 135.75 | 3
2023/24 | 482.25 | 135.75 | 2
2023/24 | 482.75 | 135.75 | 1
2023/24 | 483.75 | 135.75 | 3
2023/24 | 484.75 | 135.75 | 2
2023/24 | 485.75 | 135.75 | 1
2023/24 | 486.25 | 135.75 | 2
2023/24 | 486.75 | 135.75 | 3
2023/24 | 487.25 | 135.75 | 1
2023/24 | 489.25 | 135.75 | 3
2023/24 | 492.75 | 135.75 | 1
2023/24 | 495.25 | 135.75 | 1
2023/24 | 497.25 | 135.75 | 1
2023/24 | 498.25 | 135.75 | 2
2023/24 | 499.75 | 135.75 | 1
2023/24 | 500.25 | 135.75 | 2
2023/24 | 500.75 | 135.75 | 1
2023/24 | 503.75 | 135.75 | 2
2023/24 | 506.25 | 135.75 | 1
2023/24 | 509.75 | 135.75 | 2
2023/24 | 511.75 | 135.75 | 1
2023/24 | 515.75 | 135.75 | 1
2023/24 | 516.75 | 135.75 | 1
2023/24 | 520.75 | 135.75 | 1
2023/24 | 521.25 | 135.75 | 1
2023/24 | 523.25 | 135.75 | 1
2023/24 | 525.25 | 135.75 | 1
2023/24 | 526.75 | 135.75 | 2
2023/24 | 527.25 | 135.75 | 2
2023/24 | 530.25 | 135.75 | 1
2023/24 | 532.25 | 135.75 | 1
2023/24 | 535.25 | 135.75 | 1
2023/24 | 536.25 | 135.75 | 1
2023/24 | 542.75 | 135.75 | 1
2023/24 | 612.25 | 135.75 | 1
2023/24 | 235.75 | 136.25 | 1
2023/24 | 246.25 | 136.25 | 1
2023/24 | 248.25 | 136.25 | 2
2023/24 | 249.25 | 136.25 | 1
2023/24 | 250.75 | 136.25 | 1
2023/24 | 261.75 | 136.25 | 1
2023/24 | 263.75 | 136.25 | 1
2023/24 | 264.75 | 136.25 | 1
2023/24 | 265.25 | 136.25 | 1
2023/24 | 266.75 | 136.25 | 3
2023/24 | 268.25 | 136.25 | 1
2023/24 | 269.25 | 136.25 | 1
2023/24 | 270.25 | 136.25 | 1
2023/24 | 270.75 | 136.25 | 1
2023/24 | 272.25 | 136.25 | 2
2023/24 | 272.75 | 136.25 | 1
2023/24 | 274.25 | 136.25 | 1
2023/24 | 275.75 | 136.25 | 1
2023/24 | 277.75 | 136.25 | 2
2023/24 | 278.75 | 136.25 | 1
2023/24 | 280.25 | 136.25 | 1
2023/24 | 281.25 | 136.25 | 1
2023/24 | 281.75 | 136.25 | 1
2023/24 | 282.25 | 136.25 | 1
2023/24 | 285.25 | 136.25 | 1
2023/24 | 286.75 | 136.25 | 1
2023/24 | 287.25 | 136.25 | 2
2023/24 | 288.25 | 136.25 | 2
2023/24 | 288.75 | 136.25 | 2
2023/24 | 289.75 | 136.25 | 1
2023/24 | 290.25 | 136.25 | 2
2023/24 | 290.75 | 136.25 | 1
2023/24 | 291.25 | 136.25 | 1
2023/24 | 291.75 | 136.25 | 1
2023/24 | 292.25 | 136.25 | 1
2023/24 | 292.75 | 136.25 | 3
2023/24 | 293.75 | 136.25 | 2
2023/24 | 294.25 | 136.25 | 3
2023/24 | 295.75 | 136.25 | 1
2023/24 | 296.25 | 136.25 | 3
2023/24 | 296.75 | 136.25 | 1
2023/24 | 297.25 | 136.25 | 1
2023/24 | 297.75 | 136.25 | 3
2023/24 | 298.25 | 136.25 | 4
2023/24 | 298.75 | 136.25 | 3
2023/24 | 299.25 | 136.25 | 4
2023/24 | 299.75 | 136.25 | 1
2023/24 | 300.25 | 136.25 | 2
2023/24 | 300.75 | 136.25 | 2
2023/24 | 301.25 | 136.25 | 2
2023/24 | 301.75 | 136.25 | 3
2023/24 | 302.25 | 136.25 | 1
2023/24 | 303.25 | 136.25 | 1
2023/24 | 303.75 | 136.25 | 1
2023/24 | 304.25 | 136.25 | 4
2023/24 | 304.75 | 136.25 | 4
2023/24 | 305.25 | 136.25 | 1
2023/24 | 305.75 | 136.25 | 3
2023/24 | 306.25 | 136.25 | 4
2023/24 | 306.75 | 136.25 | 2
2023/24 | 307.25 | 136.25 | 1
2023/24 | 307.75 | 136.25 | 2
2023/24 | 308.25 | 136.25 | 9
2023/24 | 308.75 | 136.25 | 8
2023/24 | 309.25 | 136.25 | 4
2023/24 | 309.75 | 136.25 | 2
2023/24 | 310.25 | 136.25 | 3
2023/24 | 310.75 | 136.25 | 4
2023/24 | 311.25 | 136.25 | 3
2023/24 | 311.75 | 136.25 | 2
2023/24 | 312.25 | 136.25 | 3
2023/24 | 312.75 | 136.25 | 9
2023/24 | 313.25 | 136.25 | 4
2023/24 | 313.75 | 136.25 | 5
2023/24 | 314.25 | 136.25 | 4
2023/24 | 314.75 | 136.25 | 2
2023/24 | 315.25 | 136.25 | 6
2023/24 | 315.75 | 136.25 | 4
2023/24 | 316.25 | 136.25 | 5
2023/24 | 316.75 | 136.25 | 9
2023/24 | 317.25 | 136.25 | 3
2023/24 | 317.75 | 136.25 | 10
2023/24 | 318.25 | 136.25 | 8
2023/24 | 318.75 | 136.25 | 6
2023/24 | 319.25 | 136.25 | 7
2023/24 | 319.75 | 136.25 | 6
2023/24 | 320.25 | 136.25 | 5
2023/24 | 320.75 | 136.25 | 3
2023/24 | 321.25 | 136.25 | 10
2023/24 | 321.75 | 136.25 | 6
2023/24 | 322.25 | 136.25 | 6
2023/24 | 322.75 | 136.25 | 4
2023/24 | 323.25 | 136.25 | 7
2023/24 | 323.75 | 136.25 | 7
2023/24 | 324.25 | 136.25 | 5
2023/24 | 324.75 | 136.25 | 8
2023/24 | 325.25 | 136.25 | 8
2023/24 | 325.75 | 136.25 | 6
2023/24 | 326.25 | 136.25 | 9
2023/24 | 326.75 | 136.25 | 8
2023/24 | 327.25 | 136.25 | 7
2023/24 | 327.75 | 136.25 | 9
2023/24 | 328.25 | 136.25 | 7
2023/24 | 328.75 | 136.25 | 8
2023/24 | 329.25 | 136.25 | 11
2023/24 | 329.75 | 136.25 | 9
2023/24 | 330.25 | 136.25 | 10
2023/24 | 330.75 | 136.25 | 8
2023/24 | 331.25 | 136.25 | 9
2023/24 | 331.75 | 136.25 | 11
2023/24 | 332.25 | 136.25 | 4
2023/24 | 332.75 | 136.25 | 14
2023/24 | 333.25 | 136.25 | 11
2023/24 | 333.75 | 136.25 | 5
2023/24 | 334.25 | 136.25 | 9
2023/24 | 334.75 | 136.25 | 9
2023/24 | 335.25 | 136.25 | 7
2023/24 | 335.75 | 136.25 | 9
2023/24 | 336.25 | 136.25 | 8
2023/24 | 336.75 | 136.25 | 12
2023/24 | 337.25 | 136.25 | 10
2023/24 | 337.75 | 136.25 | 6
2023/24 | 338.25 | 136.25 | 7
2023/24 | 338.75 | 136.25 | 8
2023/24 | 339.25 | 136.25 | 12
2023/24 | 339.75 | 136.25 | 13
2023/24 | 340.25 | 136.25 | 6
2023/24 | 340.75 | 136.25 | 12
2023/24 | 341.25 | 136.25 | 10
2023/24 | 341.75 | 136.25 | 12
2023/24 | 342.25 | 136.25 | 14
2023/24 | 342.75 | 136.25 | 16
2023/24 | 343.25 | 136.25 | 7
2023/24 | 343.75 | 136.25 | 11
2023/24 | 344.25 | 136.25 | 15
2023/24 | 344.75 | 136.25 | 10
2023/24 | 345.25 | 136.25 | 9
2023/24 | 345.75 | 136.25 | 16
2023/24 | 346.25 | 136.25 | 16
2023/24 | 346.75 | 136.25 | 10
2023/24 | 347.25 | 136.25 | 11
2023/24 | 347.75 | 136.25 | 7
2023/24 | 348.25 | 136.25 | 13
2023/24 | 348.75 | 136.25 | 6
2023/24 | 349.25 | 136.25 | 13
2023/24 | 349.75 | 136.25 | 10
2023/24 | 350.25 | 136.25 | 16
2023/24 | 350.75 | 136.25 | 16
2023/24 | 351.25 | 136.25 | 12
2023/24 | 351.75 | 136.25 | 16
2023/24 | 352.25 | 136.25 | 11
2023/24 | 352.75 | 136.25 | 14
2023/24 | 353.25 | 136.25 | 13
2023/24 | 353.75 | 136.25 | 8
2023/24 | 354.25 | 136.25 | 14
2023/24 | 354.75 | 136.25 | 24
2023/24 | 355.25 | 136.25 | 11
2023/24 | 355.75 | 136.25 | 16
2023/24 | 356.25 | 136.25 | 14
2023/24 | 356.75 | 136.25 | 16
2023/24 | 357.25 | 136.25 | 15
2023/24 | 357.75 | 136.25 | 13
2023/24 | 358.25 | 136.25 | 11
2023/24 | 358.75 | 136.25 | 11
2023/24 | 359.25 | 136.25 | 16
2023/24 | 359.75 | 136.25 | 12
2023/24 | 360.25 | 136.25 | 10
2023/24 | 360.75 | 136.25 | 21
2023/24 | 361.25 | 136.25 | 13
2023/24 | 361.75 | 136.25 | 12
2023/24 | 362.25 | 136.25 | 11
2023/24 | 362.75 | 136.25 | 8
2023/24 | 363.25 | 136.25 | 16
2023/24 | 363.75 | 136.25 | 10
2023/24 | 364.25 | 136.25 | 9
2023/24 | 364.75 | 136.25 | 18
2023/24 | 365.25 | 136.25 | 7
2023/24 | 365.75 | 136.25 | 11
2023/24 | 366.25 | 136.25 | 7
2023/24 | 366.75 | 136.25 | 16
2023/24 | 367.25 | 136.25 | 18
2023/24 | 367.75 | 136.25 | 17
2023/24 | 368.25 | 136.25 | 13
2023/24 | 368.75 | 136.25 | 23
2023/24 | 369.25 | 136.25 | 9
2023/24 | 369.75 | 136.25 | 20
2023/24 | 370.25 | 136.25 | 13
2023/24 | 370.75 | 136.25 | 17
2023/24 | 371.25 | 136.25 | 15
2023/24 | 371.75 | 136.25 | 21
2023/24 | 372.25 | 136.25 | 6
2023/24 | 372.75 | 136.25 | 14
2023/24 | 373.25 | 136.25 | 15
2023/24 | 373.75 | 136.25 | 18
2023/24 | 374.25 | 136.25 | 12
2023/24 | 374.75 | 136.25 | 15
2023/24 | 375.25 | 136.25 | 12
2023/24 | 375.75 | 136.25 | 15
2023/24 | 376.25 | 136.25 | 17
2023/24 | 376.75 | 136.25 | 13
2023/24 | 377.25 | 136.25 | 14
2023/24 | 377.75 | 136.25 | 12
2023/24 | 378.25 | 136.25 | 14
2023/24 | 378.75 | 136.25 | 8
2023/24 | 379.25 | 136.25 | 15
2023/24 | 379.75 | 136.25 | 16
2023/24 | 380.25 | 136.25 | 17
2023/24 | 380.75 | 136.25 | 21
2023/24 | 381.25 | 136.25 | 10
2023/24 | 381.75 | 136.25 | 9
2023/24 | 382.25 | 136.25 | 14
2023/24 | 382.75 | 136.25 | 17
2023/24 | 383.25 | 136.25 | 9
2023/24 | 383.75 | 136.25 | 13
2023/24 | 384.25 | 136.25 | 10
2023/24 | 384.75 | 136.25 | 13
2023/24 | 385.25 | 136.25 | 10
2023/24 | 385.75 | 136.25 | 19
2023/24 | 386.25 | 136.25 | 9
2023/24 | 386.75 | 136.25 | 9
2023/24 | 387.25 | 136.25 | 10
2023/24 | 387.75 | 136.25 | 13
2023/24 | 388.25 | 136.25 | 17
2023/24 | 388.75 | 136.25 | 11
2023/24 | 389.25 | 136.25 | 12
2023/24 | 389.75 | 136.25 | 12
2023/24 | 390.25 | 136.25 | 15
2023/24 | 390.75 | 136.25 | 8
2023/24 | 391.25 | 136.25 | 14
2023/24 | 391.75 | 136.25 | 13
2023/24 | 392.25 | 136.25 | 5
2023/24 | 392.75 | 136.25 | 10
2023/24 | 393.25 | 136.25 | 17
2023/24 | 393.75 | 136.25 | 7
2023/24 | 394.25 | 136.25 | 13
2023/24 | 394.75 | 136.25 | 7
2023/24 | 395.25 | 136.25 | 9
2023/24 | 395.75 | 136.25 | 7
2023/24 | 396.25 | 136.25 | 17
2023/24 | 396.75 | 136.25 | 7
2023/24 | 397.25 | 136.25 | 8
2023/24 | 397.75 | 136.25 | 14
2023/24 | 398.25 | 136.25 | 11
2023/24 | 398.75 | 136.25 | 10
2023/24 | 399.25 | 136.25 | 5
2023/24 | 399.75 | 136.25 | 6
2023/24 | 400.25 | 136.25 | 5
2023/24 | 400.75 | 136.25 | 9
2023/24 | 401.25 | 136.25 | 11
2023/24 | 401.75 | 136.25 | 8
2023/24 | 402.25 | 136.25 | 2
2023/24 | 402.75 | 136.25 | 8
2023/24 | 403.25 | 136.25 | 8
2023/24 | 403.75 | 136.25 | 4
2023/24 | 404.25 | 136.25 | 11
2023/24 | 404.75 | 136.25 | 4
2023/24 | 405.25 | 136.25 | 6
2023/24 | 405.75 | 136.25 | 8
2023/24 | 406.25 | 136.25 | 11
2023/24 | 406.75 | 136.25 | 12
2023/24 | 407.25 | 136.25 | 7
2023/24 | 407.75 | 136.25 | 9
2023/24 | 408.25 | 136.25 | 4
2023/24 | 408.75 | 136.25 | 6
2023/24 | 409.25 | 136.25 | 3
2023/24 | 409.75 | 136.25 | 10
2023/24 | 410.25 | 136.25 | 4
2023/24 | 410.75 | 136.25 | 6
2023/24 | 411.25 | 136.25 | 7
2023/24 | 411.75 | 136.25 | 6
2023/24 | 412.25 | 136.25 | 6
2023/24 | 412.75 | 136.25 | 5
2023/24 | 413.25 | 136.25 | 7
2023/24 | 413.75 | 136.25 | 7
2023/24 | 414.25 | 136.25 | 4
2023/24 | 414.75 | 136.25 | 2
2023/24 | 415.25 | 136.25 | 4
2023/24 | 415.75 | 136.25 | 3
2023/24 | 416.25 | 136.25 | 6
2023/24 | 416.75 | 136.25 | 2
2023/24 | 417.25 | 136.25 | 6
2023/24 | 417.75 | 136.25 | 7
2023/24 | 418.25 | 136.25 | 6
2023/24 | 418.75 | 136.25 | 6
2023/24 | 419.25 | 136.25 | 5
2023/24 | 419.75 | 136.25 | 7
2023/24 | 420.25 | 136.25 | 4
2023/24 | 420.75 | 136.25 | 6
2023/24 | 421.25 | 136.25 | 8
2023/24 | 421.75 | 136.25 | 5
2023/24 | 422.25 | 136.25 | 4
2023/24 | 422.75 | 136.25 | 4
2023/24 | 423.25 | 136.25 | 6
2023/24 | 423.75 | 136.25 | 6
2023/24 | 424.25 | 136.25 | 3
2023/24 | 424.75 | 136.25 | 5
2023/24 | 425.25 | 136.25 | 7
2023/24 | 425.75 | 136.25 | 3
2023/24 | 426.25 | 136.25 | 1
2023/24 | 426.75 | 136.25 | 2
2023/24 | 427.25 | 136.25 | 1
2023/24 | 427.75 | 136.25 | 3
2023/24 | 428.25 | 136.25 | 2
2023/24 | 428.75 | 136.25 | 5
2023/24 | 429.25 | 136.25 | 4
2023/24 | 429.75 | 136.25 | 1
2023/24 | 430.25 | 136.25 | 3
2023/24 | 430.75 | 136.25 | 1
2023/24 | 431.25 | 136.25 | 3
2023/24 | 431.75 | 136.25 | 1
2023/24 | 432.25 | 136.25 | 3
2023/24 | 432.75 | 136.25 | 2
2023/24 | 433.25 | 136.25 | 2
2023/24 | 433.75 | 136.25 | 3
2023/24 | 434.25 | 136.25 | 3
2023/24 | 434.75 | 136.25 | 5
2023/24 | 435.25 | 136.25 | 6
2023/24 | 435.75 | 136.25 | 2
2023/24 | 436.25 | 136.25 | 2
2023/24 | 436.75 | 136.25 | 3
2023/24 | 437.25 | 136.25 | 3
2023/24 | 437.75 | 136.25 | 4
2023/24 | 438.25 | 136.25 | 2
2023/24 | 438.75 | 136.25 | 2
2023/24 | 439.25 | 136.25 | 1
2023/24 | 440.25 | 136.25 | 4
2023/24 | 440.75 | 136.25 | 1
2023/24 | 441.25 | 136.25 | 2
2023/24 | 441.75 | 136.25 | 2
2023/24 | 442.25 | 136.25 | 2
2023/24 | 443.25 | 136.25 | 1
2023/24 | 443.75 | 136.25 | 1
2023/24 | 444.25 | 136.25 | 2
2023/24 | 444.75 | 136.25 | 2
2023/24 | 445.25 | 136.25 | 2
2023/24 | 445.75 | 136.25 | 2
2023/24 | 446.25 | 136.25 | 3
2023/24 | 446.75 | 136.25 | 3
2023/24 | 447.25 | 136.25 | 2
2023/24 | 447.75 | 136.25 | 1
2023/24 | 448.25 | 136.25 | 1
2023/24 | 449.75 | 136.25 | 2
2023/24 | 450.25 | 136.25 | 3
2023/24 | 451.25 | 136.25 | 2
2023/24 | 451.75 | 136.25 | 2
2023/24 | 453.25 | 136.25 | 1
2023/24 | 454.25 | 136.25 | 1
2023/24 | 454.75 | 136.25 | 1
2023/24 | 455.25 | 136.25 | 1
2023/24 | 455.75 | 136.25 | 1
2023/24 | 456.25 | 136.25 | 1
2023/24 | 457.75 | 136.25 | 2
2023/24 | 458.25 | 136.25 | 1
2023/24 | 458.75 | 136.25 | 2
2023/24 | 461.25 | 136.25 | 2
2023/24 | 462.25 | 136.25 | 2
2023/24 | 462.75 | 136.25 | 1
2023/24 | 463.25 | 136.25 | 2
2023/24 | 464.75 | 136.25 | 3
2023/24 | 465.25 | 136.25 | 1
2023/24 | 465.75 | 136.25 | 1
2023/24 | 466.25 | 136.25 | 1
2023/24 | 467.75 | 136.25 | 2
2023/24 | 468.25 | 136.25 | 1
2023/24 | 469.25 | 136.25 | 1
2023/24 | 470.75 | 136.25 | 1
2023/24 | 472.75 | 136.25 | 1
2023/24 | 476.25 | 136.25 | 1
2023/24 | 477.75 | 136.25 | 1
2023/24 | 479.75 | 136.25 | 1
2023/24 | 490.75 | 136.25 | 1
2023/24 | 493.75 | 136.25 | 1
2023/24 | 494.25 | 136.25 | 1
2023/24 | 500.25 | 136.25 | 1
2023/24 | 241.75 | 136.75 | 1
2023/24 | 247.25 | 136.75 | 1
2023/24 | 249.75 | 136.75 | 1
2023/24 | 251.25 | 136.75 | 1
2023/24 | 253.75 | 136.75 | 1
2023/24 | 258.25 | 136.75 | 1
2023/24 | 259.25 | 136.75 | 1
2023/24 | 260.25 | 136.75 | 1
2023/24 | 261.25 | 136.75 | 1
2023/24 | 261.75 | 136.75 | 1
2023/24 | 262.25 | 136.75 | 1
2023/24 | 263.25 | 136.75 | 1
2023/24 | 264.25 | 136.75 | 2
2023/24 | 265.25 | 136.75 | 2
2023/24 | 265.75 | 136.75 | 1
2023/24 | 267.75 | 136.75 | 2
2023/24 | 268.25 | 136.75 | 1
2023/24 | 269.25 | 136.75 | 1
2023/24 | 269.75 | 136.75 | 1
2023/24 | 271.25 | 136.75 | 1
2023/24 | 274.75 | 136.75 | 1
2023/24 | 275.25 | 136.75 | 2
2023/24 | 275.75 | 136.75 | 2
2023/24 | 276.75 | 136.75 | 2
2023/24 | 277.25 | 136.75 | 1
2023/24 | 278.25 | 136.75 | 1
2023/24 | 278.75 | 136.75 | 1
2023/24 | 279.25 | 136.75 | 2
2023/24 | 280.25 | 136.75 | 1
2023/24 | 281.75 | 136.75 | 1
2023/24 | 282.25 | 136.75 | 2
2023/24 | 282.75 | 136.75 | 2
2023/24 | 283.75 | 136.75 | 2
2023/24 | 284.75 | 136.75 | 1
2023/24 | 285.25 | 136.75 | 1
2023/24 | 285.75 | 136.75 | 1
2023/24 | 286.25 | 136.75 | 1
2023/24 | 287.75 | 136.75 | 3
2023/24 | 288.75 | 136.75 | 1
2023/24 | 289.25 | 136.75 | 1
2023/24 | 289.75 | 136.75 | 1
2023/24 | 291.75 | 136.75 | 1
2023/24 | 292.25 | 136.75 | 2
2023/24 | 293.25 | 136.75 | 1
2023/24 | 294.25 | 136.75 | 2
2023/24 | 294.75 | 136.75 | 1
2023/24 | 295.75 | 136.75 | 2
2023/24 | 296.25 | 136.75 | 1
2023/24 | 297.25 | 136.75 | 1
2023/24 | 297.75 | 136.75 | 2
2023/24 | 298.25 | 136.75 | 2
2023/24 | 300.25 | 136.75 | 3
2023/24 | 300.75 | 136.75 | 2
2023/24 | 301.75 | 136.75 | 3
2023/24 | 302.25 | 136.75 | 1
2023/24 | 302.75 | 136.75 | 4
2023/24 | 303.25 | 136.75 | 3
2023/24 | 303.75 | 136.75 | 1
2023/24 | 304.25 | 136.75 | 2
2023/24 | 304.75 | 136.75 | 4
2023/24 | 305.25 | 136.75 | 2
2023/24 | 305.75 | 136.75 | 3
2023/24 | 306.25 | 136.75 | 1
2023/24 | 306.75 | 136.75 | 3
2023/24 | 307.25 | 136.75 | 1
2023/24 | 308.25 | 136.75 | 2
2023/24 | 308.75 | 136.75 | 3
2023/24 | 309.75 | 136.75 | 1
2023/24 | 310.25 | 136.75 | 5
2023/24 | 310.75 | 136.75 | 3
2023/24 | 311.25 | 136.75 | 1
2023/24 | 311.75 | 136.75 | 2
2023/24 | 312.25 | 136.75 | 3
2023/24 | 312.75 | 136.75 | 2
2023/24 | 313.25 | 136.75 | 1
2023/24 | 313.75 | 136.75 | 4
2023/24 | 314.25 | 136.75 | 3
2023/24 | 314.75 | 136.75 | 1
2023/24 | 315.25 | 136.75 | 1
2023/24 | 315.75 | 136.75 | 5
2023/24 | 316.25 | 136.75 | 1
2023/24 | 316.75 | 136.75 | 3
2023/24 | 317.25 | 136.75 | 5
2023/24 | 317.75 | 136.75 | 1
2023/24 | 318.25 | 136.75 | 5
2023/24 | 318.75 | 136.75 | 4
2023/24 | 319.25 | 136.75 | 5
2023/24 | 319.75 | 136.75 | 4
2023/24 | 320.25 | 136.75 | 3
2023/24 | 320.75 | 136.75 | 3
2023/24 | 321.25 | 136.75 | 5
2023/24 | 321.75 | 136.75 | 5
2023/24 | 322.25 | 136.75 | 6
2023/24 | 322.75 | 136.75 | 7
2023/24 | 323.25 | 136.75 | 12
2023/24 | 323.75 | 136.75 | 2
2023/24 | 324.25 | 136.75 | 11
2023/24 | 324.75 | 136.75 | 5
2023/24 | 325.25 | 136.75 | 5
2023/24 | 325.75 | 136.75 | 5
2023/24 | 326.25 | 136.75 | 7
2023/24 | 326.75 | 136.75 | 4
2023/24 | 327.25 | 136.75 | 9
2023/24 | 327.75 | 136.75 | 6
2023/24 | 328.25 | 136.75 | 9
2023/24 | 328.75 | 136.75 | 17
2023/24 | 329.25 | 136.75 | 5
2023/24 | 329.75 | 136.75 | 8
2023/24 | 330.25 | 136.75 | 11
2023/24 | 330.75 | 136.75 | 5
2023/24 | 331.25 | 136.75 | 2
2023/24 | 331.75 | 136.75 | 5
2023/24 | 332.25 | 136.75 | 10
2023/24 | 332.75 | 136.75 | 3
2023/24 | 333.25 | 136.75 | 11
2023/24 | 333.75 | 136.75 | 6
2023/24 | 334.25 | 136.75 | 3
2023/24 | 334.75 | 136.75 | 6
2023/24 | 335.25 | 136.75 | 7
2023/24 | 335.75 | 136.75 | 11
2023/24 | 336.25 | 136.75 | 8
2023/24 | 336.75 | 136.75 | 7
2023/24 | 337.25 | 136.75 | 8
2023/24 | 337.75 | 136.75 | 6
2023/24 | 338.25 | 136.75 | 13
2023/24 | 338.75 | 136.75 | 3
2023/24 | 339.25 | 136.75 | 8
2023/24 | 339.75 | 136.75 | 7
2023/24 | 340.25 | 136.75 | 7
2023/24 | 340.75 | 136.75 | 7
2023/24 | 341.25 | 136.75 | 8
2023/24 | 341.75 | 136.75 | 13
2023/24 | 342.25 | 136.75 | 10
2023/24 | 342.75 | 136.75 | 6
2023/24 | 343.25 | 136.75 | 10
2023/24 | 343.75 | 136.75 | 8
2023/24 | 344.25 | 136.75 | 9
2023/24 | 344.75 | 136.75 | 11
2023/24 | 345.25 | 136.75 | 6
2023/24 | 345.75 | 136.75 | 10
2023/24 | 346.25 | 136.75 | 11
2023/24 | 346.75 | 136.75 | 7
2023/24 | 347.25 | 136.75 | 6
2023/24 | 347.75 | 136.75 | 3
2023/24 | 348.25 | 136.75 | 10
2023/24 | 348.75 | 136.75 | 16
2023/24 | 349.25 | 136.75 | 15
2023/24 | 349.75 | 136.75 | 10
2023/24 | 350.25 | 136.75 | 13
2023/24 | 350.75 | 136.75 | 9
2023/24 | 351.25 | 136.75 | 9
2023/24 | 351.75 | 136.75 | 6
2023/24 | 352.25 | 136.75 | 12
2023/24 | 352.75 | 136.75 | 10
2023/24 | 353.25 | 136.75 | 7
2023/24 | 353.75 | 136.75 | 11
2023/24 | 354.25 | 136.75 | 12
2023/24 | 354.75 | 136.75 | 10
2023/24 | 355.25 | 136.75 | 7
2023/24 | 355.75 | 136.75 | 8
2023/24 | 356.25 | 136.75 | 12
2023/24 | 356.75 | 136.75 | 13
2023/24 | 357.25 | 136.75 | 5
2023/24 | 357.75 | 136.75 | 4
2023/24 | 358.25 | 136.75 | 11
2023/24 | 358.75 | 136.75 | 12
2023/24 | 359.25 | 136.75 | 9
2023/24 | 359.75 | 136.75 | 19
2023/24 | 360.25 | 136.75 | 11
2023/24 | 360.75 | 136.75 | 15
2023/24 | 361.25 | 136.75 | 8
2023/24 | 361.75 | 136.75 | 11
2023/24 | 362.25 | 136.75 | 15
2023/24 | 362.75 | 136.75 | 11
2023/24 | 363.25 | 136.75 | 8
2023/24 | 363.75 | 136.75 | 14
2023/24 | 364.25 | 136.75 | 15
2023/24 | 364.75 | 136.75 | 12
2023/24 | 365.25 | 136.75 | 8
2023/24 | 365.75 | 136.75 | 14
2023/24 | 366.25 | 136.75 | 6
2023/24 | 366.75 | 136.75 | 10
2023/24 | 367.25 | 136.75 | 11
2023/24 | 367.75 | 136.75 | 11
2023/24 | 368.25 | 136.75 | 14
2023/24 | 368.75 | 136.75 | 13
2023/24 | 369.25 | 136.75 | 11
2023/24 | 369.75 | 136.75 | 17
2023/24 | 370.25 | 136.75 | 16
2023/24 | 370.75 | 136.75 | 11
2023/24 | 371.25 | 136.75 | 9
2023/24 | 371.75 | 136.75 | 17
2023/24 | 372.25 | 136.75 | 13
2023/24 | 372.75 | 136.75 | 15
2023/24 | 373.25 | 136.75 | 21
2023/24 | 373.75 | 136.75 | 8
2023/24 | 374.25 | 136.75 | 11
2023/24 | 374.75 | 136.75 | 19
2023/24 | 375.25 | 136.75 | 10
2023/24 | 375.75 | 136.75 | 12
2023/24 | 376.25 | 136.75 | 12
2023/24 | 376.75 | 136.75 | 12
2023/24 | 377.25 | 136.75 | 14
2023/24 | 377.75 | 136.75 | 14
2023/24 | 378.25 | 136.75 | 8
2023/24 | 378.75 | 136.75 | 13
2023/24 | 379.25 | 136.75 | 12
2023/24 | 379.75 | 136.75 | 14
2023/24 | 380.25 | 136.75 | 8
2023/24 | 380.75 | 136.75 | 11
2023/24 | 381.25 | 136.75 | 19
2023/24 | 381.75 | 136.75 | 15
2023/24 | 382.25 | 136.75 | 7
2023/24 | 382.75 | 136.75 | 19
2023/24 | 383.25 | 136.75 | 13
2023/24 | 383.75 | 136.75 | 9
2023/24 | 384.25 | 136.75 | 7
2023/24 | 384.75 | 136.75 | 6
2023/24 | 385.25 | 136.75 | 18
2023/24 | 385.75 | 136.75 | 13
2023/24 | 386.25 | 136.75 | 10
2023/24 | 386.75 | 136.75 | 11
2023/24 | 387.25 | 136.75 | 10
2023/24 | 387.75 | 136.75 | 12
2023/24 | 388.25 | 136.75 | 21
2023/24 | 388.75 | 136.75 | 12
2023/24 | 389.25 | 136.75 | 8
2023/24 | 389.75 | 136.75 | 9
2023/24 | 390.25 | 136.75 | 6
2023/24 | 390.75 | 136.75 | 4
2023/24 | 391.25 | 136.75 | 9
2023/24 | 391.75 | 136.75 | 7
2023/24 | 392.25 | 136.75 | 12
2023/24 | 392.75 | 136.75 | 10
2023/24 | 393.25 | 136.75 | 9
2023/24 | 393.75 | 136.75 | 11
2023/24 | 394.25 | 136.75 | 11
2023/24 | 394.75 | 136.75 | 15
2023/24 | 395.25 | 136.75 | 7
2023/24 | 395.75 | 136.75 | 10
2023/24 | 396.25 | 136.75 | 8
2023/24 | 396.75 | 136.75 | 6
2023/24 | 397.25 | 136.75 | 7
2023/24 | 397.75 | 136.75 | 10
2023/24 | 398.25 | 136.75 | 10
2023/24 | 398.75 | 136.75 | 13
2023/24 | 399.25 | 136.75 | 4
2023/24 | 399.75 | 136.75 | 7
2023/24 | 400.25 | 136.75 | 7
2023/24 | 400.75 | 136.75 | 6
2023/24 | 401.25 | 136.75 | 11
2023/24 | 401.75 | 136.75 | 9
2023/24 | 402.25 | 136.75 | 6
2023/24 | 402.75 | 136.75 | 10
2023/24 | 403.25 | 136.75 | 8
2023/24 | 403.75 | 136.75 | 12
2023/24 | 404.25 | 136.75 | 12
2023/24 | 404.75 | 136.75 | 6
2023/24 | 405.25 | 136.75 | 7
2023/24 | 405.75 | 136.75 | 9
2023/24 | 406.25 | 136.75 | 5
2023/24 | 406.75 | 136.75 | 8
2023/24 | 407.25 | 136.75 | 4
2023/24 | 407.75 | 136.75 | 5
2023/24 | 408.25 | 136.75 | 6
2023/24 | 408.75 | 136.75 | 8
2023/24 | 409.25 | 136.75 | 3
2023/24 | 409.75 | 136.75 | 4
2023/24 | 410.25 | 136.75 | 8
2023/24 | 410.75 | 136.75 | 6
2023/24 | 411.25 | 136.75 | 8
2023/24 | 411.75 | 136.75 | 8
2023/24 | 412.25 | 136.75 | 13
2023/24 | 412.75 | 136.75 | 6
2023/24 | 413.25 | 136.75 | 3
2023/24 | 413.75 | 136.75 | 4
2023/24 | 414.25 | 136.75 | 5
2023/24 | 414.75 | 136.75 | 8
2023/24 | 415.25 | 136.75 | 3
2023/24 | 415.75 | 136.75 | 4
2023/24 | 416.25 | 136.75 | 4
2023/24 | 416.75 | 136.75 | 11
2023/24 | 417.25 | 136.75 | 3
2023/24 | 417.75 | 136.75 | 4
2023/24 | 418.25 | 136.75 | 4
2023/24 | 418.75 | 136.75 | 4
2023/24 | 419.25 | 136.75 | 8
2023/24 | 419.75 | 136.75 | 2
2023/24 | 420.25 | 136.75 | 1
2023/24 | 420.75 | 136.75 | 6
2023/24 | 421.25 | 136.75 | 2
2023/24 | 421.75 | 136.75 | 4
2023/24 | 422.25 | 136.75 | 4
2023/24 | 422.75 | 136.75 | 6
2023/24 | 423.25 | 136.75 | 7
2023/24 | 423.75 | 136.75 | 1
2023/24 | 424.25 | 136.75 | 5
2023/24 | 424.75 | 136.75 | 3
2023/24 | 425.25 | 136.75 | 3
2023/24 | 425.75 | 136.75 | 8
2023/24 | 426.25 | 136.75 | 5
2023/24 | 426.75 | 136.75 | 2
2023/24 | 427.25 | 136.75 | 6
2023/24 | 427.75 | 136.75 | 8
2023/24 | 428.25 | 136.75 | 3
2023/24 | 428.75 | 136.75 | 4
2023/24 | 429.25 | 136.75 | 4
2023/24 | 429.75 | 136.75 | 5
2023/24 | 430.25 | 136.75 | 1
2023/24 | 430.75 | 136.75 | 5
2023/24 | 431.25 | 136.75 | 3
2023/24 | 432.75 | 136.75 | 6
2023/24 | 433.25 | 136.75 | 2
2023/24 | 433.75 | 136.75 | 4
2023/24 | 434.25 | 136.75 | 5
2023/24 | 434.75 | 136.75 | 4
2023/24 | 435.25 | 136.75 | 1
2023/24 | 435.75 | 136.75 | 1
2023/24 | 436.25 | 136.75 | 2
2023/24 | 436.75 | 136.75 | 2
2023/24 | 437.25 | 136.75 | 1
2023/24 | 437.75 | 136.75 | 2
2023/24 | 438.25 | 136.75 | 1
2023/24 | 438.75 | 136.75 | 1
2023/24 | 439.75 | 136.75 | 1
2023/24 | 440.25 | 136.75 | 4
2023/24 | 440.75 | 136.75 | 1
2023/24 | 441.25 | 136.75 | 9
2023/24 | 441.75 | 136.75 | 3
2023/24 | 442.25 | 136.75 | 1
2023/24 | 442.75 | 136.75 | 2
2023/24 | 443.25 | 136.75 | 2
2023/24 | 444.25 | 136.75 | 2
2023/24 | 444.75 | 136.75 | 5
2023/24 | 445.75 | 136.75 | 1
2023/24 | 446.75 | 136.75 | 3
2023/24 | 447.75 | 136.75 | 1
2023/24 | 448.25 | 136.75 | 3
2023/24 | 449.25 | 136.75 | 3
2023/24 | 449.75 | 136.75 | 1
2023/24 | 450.25 | 136.75 | 1
2023/24 | 450.75 | 136.75 | 1
2023/24 | 451.25 | 136.75 | 1
2023/24 | 451.75 | 136.75 | 2
2023/24 | 452.25 | 136.75 | 2
2023/24 | 453.25 | 136.75 | 2
2023/24 | 453.75 | 136.75 | 2
2023/24 | 454.25 | 136.75 | 3
2023/24 | 455.25 | 136.75 | 1
2023/24 | 455.75 | 136.75 | 2
2023/24 | 456.25 | 136.75 | 3
2023/24 | 457.25 | 136.75 | 3
2023/24 | 457.75 | 136.75 | 2
2023/24 | 458.25 | 136.75 | 4
2023/24 | 458.75 | 136.75 | 1
2023/24 | 459.25 | 136.75 | 1
2023/24 | 459.75 | 136.75 | 1
2023/24 | 460.25 | 136.75 | 2
2023/24 | 460.75 | 136.75 | 1
2023/24 | 461.25 | 136.75 | 2
2023/24 | 461.75 | 136.75 | 1
2023/24 | 462.25 | 136.75 | 1
2023/24 | 462.75 | 136.75 | 1
2023/24 | 463.25 | 136.75 | 1
2023/24 | 463.75 | 136.75 | 2
2023/24 | 464.25 | 136.75 | 1
2023/24 | 465.25 | 136.75 | 1
2023/24 | 465.75 | 136.75 | 1
2023/24 | 466.75 | 136.75 | 1
2023/24 | 469.25 | 136.75 | 1
2023/24 | 469.75 | 136.75 | 1
2023/24 | 470.25 | 136.75 | 2
2023/24 | 470.75 | 136.75 | 3
2023/24 | 471.75 | 136.75 | 2
2023/24 | 472.25 | 136.75 | 1
2023/24 | 473.25 | 136.75 | 1
2023/24 | 474.25 | 136.75 | 1
2023/24 | 474.75 | 136.75 | 2
2023/24 | 475.25 | 136.75 | 1
2023/24 | 476.75 | 136.75 | 1
2023/24 | 481.75 | 136.75 | 1
2023/24 | 483.75 | 136.75 | 1
2023/24 | 484.75 | 136.75 | 1
2023/24 | 488.75 | 136.75 | 1
2023/24 | 490.75 | 136.75 | 1
2023/24 | 494.25 | 136.75 | 1
2023/24 | 498.25 | 136.75 | 1
2023/24 | 502.75 | 136.75 | 1
2023/24 | 537.25 | 136.75 | 1
2023/24 | 232.25 | 137.25 | 1
2023/24 | 237.75 | 137.25 | 1
2023/24 | 244.25 | 137.25 | 1
2023/24 | 256.25 | 137.25 | 1
2023/24 | 257.25 | 137.25 | 1
2023/24 | 259.25 | 137.25 | 1
2023/24 | 261.75 | 137.25 | 1
2023/24 | 263.25 | 137.25 | 1
2023/24 | 264.75 | 137.25 | 1
2023/24 | 266.75 | 137.25 | 1
2023/24 | 267.25 | 137.25 | 1
2023/24 | 268.75 | 137.25 | 2
2023/24 | 271.25 | 137.25 | 1
2023/24 | 271.75 | 137.25 | 1
2023/24 | 274.25 | 137.25 | 1
2023/24 | 277.25 | 137.25 | 1
2023/24 | 278.25 | 137.25 | 1
2023/24 | 278.75 | 137.25 | 3
2023/24 | 280.75 | 137.25 | 1
2023/24 | 281.25 | 137.25 | 1
2023/24 | 283.75 | 137.25 | 3
2023/24 | 285.25 | 137.25 | 1
2023/24 | 285.75 | 137.25 | 1
2023/24 | 286.25 | 137.25 | 1
2023/24 | 286.75 | 137.25 | 1
2023/24 | 287.25 | 137.25 | 1
2023/24 | 287.75 | 137.25 | 1
2023/24 | 288.25 | 137.25 | 1
2023/24 | 289.25 | 137.25 | 1
2023/24 | 290.25 | 137.25 | 2
2023/24 | 291.25 | 137.25 | 1
2023/24 | 291.75 | 137.25 | 2
2023/24 | 292.75 | 137.25 | 2
2023/24 | 293.75 | 137.25 | 1
2023/24 | 294.25 | 137.25 | 2
2023/24 | 294.75 | 137.25 | 2
2023/24 | 295.75 | 137.25 | 1
2023/24 | 296.25 | 137.25 | 3
2023/24 | 296.75 | 137.25 | 2
2023/24 | 298.75 | 137.25 | 1
2023/24 | 299.25 | 137.25 | 3
2023/24 | 299.75 | 137.25 | 1
2023/24 | 300.25 | 137.25 | 1
2023/24 | 300.75 | 137.25 | 1
2023/24 | 301.25 | 137.25 | 3
2023/24 | 301.75 | 137.25 | 2
2023/24 | 302.75 | 137.25 | 3
2023/24 | 303.25 | 137.25 | 4
2023/24 | 303.75 | 137.25 | 4
2023/24 | 304.25 | 137.25 | 1
2023/24 | 304.75 | 137.25 | 2
2023/24 | 305.25 | 137.25 | 2
2023/24 | 305.75 | 137.25 | 3
2023/24 | 306.25 | 137.25 | 2
2023/24 | 306.75 | 137.25 | 2
2023/24 | 307.25 | 137.25 | 2
2023/24 | 308.25 | 137.25 | 2
2023/24 | 308.75 | 137.25 | 2
2023/24 | 309.25 | 137.25 | 3
2023/24 | 309.75 | 137.25 | 2
2023/24 | 310.25 | 137.25 | 2
2023/24 | 310.75 | 137.25 | 3
2023/24 | 311.25 | 137.25 | 2
2023/24 | 311.75 | 137.25 | 1
2023/24 | 312.75 | 137.25 | 1
2023/24 | 313.25 | 137.25 | 2
2023/24 | 313.75 | 137.25 | 1
2023/24 | 314.25 | 137.25 | 1
2023/24 | 314.75 | 137.25 | 3
2023/24 | 315.25 | 137.25 | 2
2023/24 | 315.75 | 137.25 | 4
2023/24 | 316.25 | 137.25 | 1
2023/24 | 316.75 | 137.25 | 2
2023/24 | 317.25 | 137.25 | 2
2023/24 | 317.75 | 137.25 | 4
2023/24 | 318.25 | 137.25 | 4
2023/24 | 319.25 | 137.25 | 5
2023/24 | 319.75 | 137.25 | 3
2023/24 | 320.25 | 137.25 | 3
2023/24 | 320.75 | 137.25 | 5
2023/24 | 321.25 | 137.25 | 1
2023/24 | 321.75 | 137.25 | 4
2023/24 | 322.25 | 137.25 | 1
2023/24 | 322.75 | 137.25 | 1
2023/24 | 323.25 | 137.25 | 4
2023/24 | 323.75 | 137.25 | 5
2023/24 | 324.25 | 137.25 | 1
2023/24 | 324.75 | 137.25 | 3
2023/24 | 325.25 | 137.25 | 2
2023/24 | 325.75 | 137.25 | 8
2023/24 | 326.25 | 137.25 | 5
2023/24 | 326.75 | 137.25 | 5
2023/24 | 327.25 | 137.25 | 7
2023/24 | 327.75 | 137.25 | 1
2023/24 | 328.25 | 137.25 | 8
2023/24 | 328.75 | 137.25 | 5
2023/24 | 329.25 | 137.25 | 7
2023/24 | 329.75 | 137.25 | 4
2023/24 | 330.25 | 137.25 | 6
2023/24 | 330.75 | 137.25 | 7
2023/24 | 331.25 | 137.25 | 6
2023/24 | 331.75 | 137.25 | 6
2023/24 | 332.25 | 137.25 | 9
2023/24 | 332.75 | 137.25 | 10
2023/24 | 333.25 | 137.25 | 9
2023/24 | 333.75 | 137.25 | 4
2023/24 | 334.25 | 137.25 | 4
2023/24 | 334.75 | 137.25 | 4
2023/24 | 335.25 | 137.25 | 7
2023/24 | 335.75 | 137.25 | 6
2023/24 | 336.25 | 137.25 | 6
2023/24 | 336.75 | 137.25 | 4
2023/24 | 337.25 | 137.25 | 7
2023/24 | 337.75 | 137.25 | 9
2023/24 | 338.25 | 137.25 | 5
2023/24 | 338.75 | 137.25 | 8
2023/24 | 339.25 | 137.25 | 10
2023/24 | 339.75 | 137.25 | 5
2023/24 | 340.25 | 137.25 | 14
2023/24 | 340.75 | 137.25 | 3
2023/24 | 341.25 | 137.25 | 7
2023/24 | 341.75 | 137.25 | 15
2023/24 | 342.25 | 137.25 | 7
2023/24 | 342.75 | 137.25 | 10
2023/24 | 343.25 | 137.25 | 5
2023/24 | 343.75 | 137.25 | 7
2023/24 | 344.25 | 137.25 | 6
2023/24 | 344.75 | 137.25 | 5
2023/24 | 345.25 | 137.25 | 11
2023/24 | 345.75 | 137.25 | 6
2023/24 | 346.25 | 137.25 | 10
2023/24 | 346.75 | 137.25 | 7
2023/24 | 347.25 | 137.25 | 3
2023/24 | 347.75 | 137.25 | 12
2023/24 | 348.25 | 137.25 | 11
2023/24 | 348.75 | 137.25 | 9
2023/24 | 349.25 | 137.25 | 15
2023/24 | 349.75 | 137.25 | 6
2023/24 | 350.25 | 137.25 | 11
2023/24 | 350.75 | 137.25 | 13
2023/24 | 351.25 | 137.25 | 10
2023/24 | 351.75 | 137.25 | 8
2023/24 | 352.25 | 137.25 | 9
2023/24 | 352.75 | 137.25 | 8
2023/24 | 353.25 | 137.25 | 8
2023/24 | 353.75 | 137.25 | 10
2023/24 | 354.25 | 137.25 | 14
2023/24 | 354.75 | 137.25 | 11
2023/24 | 355.25 | 137.25 | 8
2023/24 | 355.75 | 137.25 | 11
2023/24 | 356.25 | 137.25 | 9
2023/24 | 356.75 | 137.25 | 9
2023/24 | 357.25 | 137.25 | 11
2023/24 | 357.75 | 137.25 | 7
2023/24 | 358.25 | 137.25 | 9
2023/24 | 358.75 | 137.25 | 8
2023/24 | 359.25 | 137.25 | 14
2023/24 | 359.75 | 137.25 | 9
2023/24 | 360.25 | 137.25 | 9
2023/24 | 360.75 | 137.25 | 12
2023/24 | 361.25 | 137.25 | 7
2023/24 | 361.75 | 137.25 | 8
2023/24 | 362.25 | 137.25 | 15
2023/24 | 362.75 | 137.25 | 9
2023/24 | 363.25 | 137.25 | 11
2023/24 | 363.75 | 137.25 | 8
2023/24 | 364.25 | 137.25 | 11
2023/24 | 364.75 | 137.25 | 13
2023/24 | 365.25 | 137.25 | 14
2023/24 | 365.75 | 137.25 | 7
2023/24 | 366.25 | 137.25 | 11
2023/24 | 366.75 | 137.25 | 9
2023/24 | 367.25 | 137.25 | 12
2023/24 | 367.75 | 137.25 | 8
2023/24 | 368.25 | 137.25 | 17
2023/24 | 368.75 | 137.25 | 12
2023/24 | 369.25 | 137.25 | 18
2023/24 | 369.75 | 137.25 | 11
2023/24 | 370.25 | 137.25 | 11
2023/24 | 370.75 | 137.25 | 14
2023/24 | 371.25 | 137.25 | 14
2023/24 | 371.75 | 137.25 | 13
2023/24 | 372.25 | 137.25 | 11
2023/24 | 372.75 | 137.25 | 6
2023/24 | 373.25 | 137.25 | 13
2023/24 | 373.75 | 137.25 | 9
2023/24 | 374.25 | 137.25 | 8
2023/24 | 374.75 | 137.25 | 15
2023/24 | 375.25 | 137.25 | 7
2023/24 | 375.75 | 137.25 | 21
2023/24 | 376.25 | 137.25 | 8
2023/24 | 376.75 | 137.25 | 18
2023/24 | 377.25 | 137.25 | 13
2023/24 | 377.75 | 137.25 | 8
2023/24 | 378.25 | 137.25 | 13
2023/24 | 378.75 | 137.25 | 9
2023/24 | 379.25 | 137.25 | 11
2023/24 | 379.75 | 137.25 | 14
2023/24 | 380.25 | 137.25 | 16
2023/24 | 380.75 | 137.25 | 4
2023/24 | 381.25 | 137.25 | 8
2023/24 | 381.75 | 137.25 | 9
2023/24 | 382.25 | 137.25 | 16
2023/24 | 382.75 | 137.25 | 12
2023/24 | 383.25 | 137.25 | 17
2023/24 | 383.75 | 137.25 | 10
2023/24 | 384.25 | 137.25 | 9
2023/24 | 384.75 | 137.25 | 9
2023/24 | 385.25 | 137.25 | 14
2023/24 | 385.75 | 137.25 | 8
2023/24 | 386.25 | 137.25 | 11
2023/24 | 386.75 | 137.25 | 6
2023/24 | 387.25 | 137.25 | 11
2023/24 | 387.75 | 137.25 | 14
2023/24 | 388.25 | 137.25 | 9
2023/24 | 388.75 | 137.25 | 16
2023/24 | 389.25 | 137.25 | 16
2023/24 | 389.75 | 137.25 | 15
2023/24 | 390.25 | 137.25 | 12
2023/24 | 390.75 | 137.25 | 5
2023/24 | 391.25 | 137.25 | 11
2023/24 | 391.75 | 137.25 | 14
2023/24 | 392.25 | 137.25 | 15
2023/24 | 392.75 | 137.25 | 11
2023/24 | 393.25 | 137.25 | 18
2023/24 | 393.75 | 137.25 | 13
2023/24 | 394.25 | 137.25 | 12
2023/24 | 394.75 | 137.25 | 12
2023/24 | 395.25 | 137.25 | 11
2023/24 | 395.75 | 137.25 | 13
2023/24 | 396.25 | 137.25 | 12
2023/24 | 396.75 | 137.25 | 5
2023/24 | 397.25 | 137.25 | 9
2023/24 | 397.75 | 137.25 | 7
2023/24 | 398.25 | 137.25 | 8
2023/24 | 398.75 | 137.25 | 11
2023/24 | 399.25 | 137.25 | 14
2023/24 | 399.75 | 137.25 | 15
2023/24 | 400.25 | 137.25 | 8
2023/24 | 400.75 | 137.25 | 12
2023/24 | 401.25 | 137.25 | 6
2023/24 | 401.75 | 137.25 | 10
2023/24 | 402.25 | 137.25 | 4
2023/24 | 402.75 | 137.25 | 9
2023/24 | 403.25 | 137.25 | 8
2023/24 | 403.75 | 137.25 | 9
2023/24 | 404.25 | 137.25 | 13
2023/24 | 404.75 | 137.25 | 8
2023/24 | 405.25 | 137.25 | 3
2023/24 | 405.75 | 137.25 | 11
2023/24 | 406.25 | 137.25 | 7
2023/24 | 406.75 | 137.25 | 9
2023/24 | 407.25 | 137.25 | 9
2023/24 | 407.75 | 137.25 | 7
2023/24 | 408.25 | 137.25 | 9
2023/24 | 408.75 | 137.25 | 4
2023/24 | 409.25 | 137.25 | 7
2023/24 | 409.75 | 137.25 | 16
2023/24 | 410.25 | 137.25 | 9
2023/24 | 410.75 | 137.25 | 6
2023/24 | 411.25 | 137.25 | 5
2023/24 | 411.75 | 137.25 | 8
2023/24 | 412.25 | 137.25 | 6
2023/24 | 412.75 | 137.25 | 8
2023/24 | 413.25 | 137.25 | 15
2023/24 | 413.75 | 137.25 | 9
2023/24 | 414.25 | 137.25 | 9
2023/24 | 414.75 | 137.25 | 10
2023/24 | 415.25 | 137.25 | 4
2023/24 | 415.75 | 137.25 | 9
2023/24 | 416.25 | 137.25 | 3
2023/24 | 416.75 | 137.25 | 9
2023/24 | 417.25 | 137.25 | 6
2023/24 | 417.75 | 137.25 | 7
2023/24 | 418.25 | 137.25 | 6
2023/24 | 418.75 | 137.25 | 4
2023/24 | 419.25 | 137.25 | 7
2023/24 | 419.75 | 137.25 | 9
2023/24 | 420.25 | 137.25 | 6
2023/24 | 420.75 | 137.25 | 3
2023/24 | 421.25 | 137.25 | 9
2023/24 | 421.75 | 137.25 | 10
2023/24 | 422.25 | 137.25 | 2
2023/24 | 422.75 | 137.25 | 8
2023/24 | 423.25 | 137.25 | 2
2023/24 | 423.75 | 137.25 | 8
2023/24 | 424.25 | 137.25 | 3
2023/24 | 424.75 | 137.25 | 6
2023/24 | 425.25 | 137.25 | 6
2023/24 | 425.75 | 137.25 | 6
2023/24 | 426.25 | 137.25 | 2
2023/24 | 426.75 | 137.25 | 5
2023/24 | 427.25 | 137.25 | 4
2023/24 | 427.75 | 137.25 | 7
2023/24 | 428.25 | 137.25 | 3
2023/24 | 428.75 | 137.25 | 2
2023/24 | 429.25 | 137.25 | 4
2023/24 | 429.75 | 137.25 | 3
2023/24 | 430.25 | 137.25 | 2
2023/24 | 430.75 | 137.25 | 3
2023/24 | 431.25 | 137.25 | 5
2023/24 | 431.75 | 137.25 | 4
2023/24 | 432.25 | 137.25 | 5
2023/24 | 432.75 | 137.25 | 9
2023/24 | 433.25 | 137.25 | 2
2023/24 | 433.75 | 137.25 | 1
2023/24 | 434.25 | 137.25 | 4
2023/24 | 434.75 | 137.25 | 3
2023/24 | 435.25 | 137.25 | 5
2023/24 | 435.75 | 137.25 | 5
2023/24 | 436.25 | 137.25 | 5
2023/24 | 436.75 | 137.25 | 2
2023/24 | 437.25 | 137.25 | 4
2023/24 | 438.25 | 137.25 | 2
2023/24 | 438.75 | 137.25 | 2
2023/24 | 439.25 | 137.25 | 9
2023/24 | 439.75 | 137.25 | 6
2023/24 | 440.75 | 137.25 | 3
2023/24 | 441.75 | 137.25 | 2
2023/24 | 442.25 | 137.25 | 1
2023/24 | 442.75 | 137.25 | 4
2023/24 | 443.25 | 137.25 | 3
2023/24 | 443.75 | 137.25 | 3
2023/24 | 444.25 | 137.25 | 2
2023/24 | 444.75 | 137.25 | 2
2023/24 | 445.25 | 137.25 | 1
2023/24 | 445.75 | 137.25 | 3
2023/24 | 446.25 | 137.25 | 1
2023/24 | 446.75 | 137.25 | 2
2023/24 | 447.25 | 137.25 | 2
2023/24 | 447.75 | 137.25 | 2
2023/24 | 448.25 | 137.25 | 1
2023/24 | 448.75 | 137.25 | 2
2023/24 | 449.75 | 137.25 | 3
2023/24 | 450.25 | 137.25 | 4
2023/24 | 450.75 | 137.25 | 2
2023/24 | 451.75 | 137.25 | 2
2023/24 | 452.25 | 137.25 | 1
2023/24 | 452.75 | 137.25 | 1
2023/24 | 453.75 | 137.25 | 1
2023/24 | 454.25 | 137.25 | 2
2023/24 | 454.75 | 137.25 | 4
2023/24 | 455.25 | 137.25 | 1
2023/24 | 456.25 | 137.25 | 2
2023/24 | 456.75 | 137.25 | 1
2023/24 | 457.25 | 137.25 | 2
2023/24 | 457.75 | 137.25 | 2
2023/24 | 458.25 | 137.25 | 1
2023/24 | 458.75 | 137.25 | 1
2023/24 | 459.75 | 137.25 | 2
2023/24 | 460.25 | 137.25 | 2
2023/24 | 460.75 | 137.25 | 1
2023/24 | 461.25 | 137.25 | 3
2023/24 | 461.75 | 137.25 | 1
2023/24 | 462.75 | 137.25 | 3
2023/24 | 463.25 | 137.25 | 2
2023/24 | 463.75 | 137.25 | 2
2023/24 | 464.25 | 137.25 | 1
2023/24 | 465.25 | 137.25 | 2
2023/24 | 466.25 | 137.25 | 2
2023/24 | 467.25 | 137.25 | 1
2023/24 | 467.75 | 137.25 | 2
2023/24 | 468.25 | 137.25 | 1
2023/24 | 469.25 | 137.25 | 3
2023/24 | 469.75 | 137.25 | 2
2023/24 | 470.75 | 137.25 | 2
2023/24 | 471.25 | 137.25 | 1
2023/24 | 471.75 | 137.25 | 1
2023/24 | 474.25 | 137.25 | 3
2023/24 | 474.75 | 137.25 | 1
2023/24 | 475.75 | 137.25 | 1
2023/24 | 476.25 | 137.25 | 2
2023/24 | 477.75 | 137.25 | 1
2023/24 | 478.25 | 137.25 | 1
2023/24 | 479.25 | 137.25 | 1
2023/24 | 479.75 | 137.25 | 3
2023/24 | 480.75 | 137.25 | 1
2023/24 | 483.75 | 137.25 | 1
2023/24 | 484.75 | 137.25 | 1
2023/24 | 485.75 | 137.25 | 1
2023/24 | 488.75 | 137.25 | 1
2023/24 | 489.75 | 137.25 | 2
2023/24 | 492.25 | 137.25 | 1
2023/24 | 493.75 | 137.25 | 1
2023/24 | 502.75 | 137.25 | 1
2023/24 | 522.75 | 137.25 | 1
2023/24 | 524.25 | 137.25 | 1
2023/24 | 253.75 | 137.75 | 1
2023/24 | 257.75 | 137.75 | 1
2023/24 | 264.25 | 137.75 | 1
2023/24 | 267.25 | 137.75 | 1
2023/24 | 268.25 | 137.75 | 1
2023/24 | 269.25 | 137.75 | 1
2023/24 | 271.25 | 137.75 | 1
2023/24 | 272.25 | 137.75 | 2
2023/24 | 278.25 | 137.75 | 1
2023/24 | 280.75 | 137.75 | 1
2023/24 | 282.75 | 137.75 | 1
2023/24 | 284.25 | 137.75 | 1
2023/24 | 285.25 | 137.75 | 1
2023/24 | 287.25 | 137.75 | 2
2023/24 | 288.25 | 137.75 | 1
2023/24 | 289.25 | 137.75 | 4
2023/24 | 289.75 | 137.75 | 1
2023/24 | 290.25 | 137.75 | 4
2023/24 | 291.25 | 137.75 | 1
2023/24 | 291.75 | 137.75 | 1
2023/24 | 293.25 | 137.75 | 1
2023/24 | 293.75 | 137.75 | 5
2023/24 | 294.25 | 137.75 | 2
2023/24 | 294.75 | 137.75 | 1
2023/24 | 295.25 | 137.75 | 1
2023/24 | 296.25 | 137.75 | 3
2023/24 | 296.75 | 137.75 | 1
2023/24 | 297.25 | 137.75 | 1
2023/24 | 300.25 | 137.75 | 2
2023/24 | 301.25 | 137.75 | 1
2023/24 | 301.75 | 137.75 | 1
2023/24 | 302.25 | 137.75 | 1
2023/24 | 302.75 | 137.75 | 1
2023/24 | 303.25 | 137.75 | 1
2023/24 | 303.75 | 137.75 | 3
2023/24 | 304.25 | 137.75 | 2
2023/24 | 304.75 | 137.75 | 2
2023/24 | 305.25 | 137.75 | 3
2023/24 | 306.25 | 137.75 | 3
2023/24 | 306.75 | 137.75 | 1
2023/24 | 307.25 | 137.75 | 1
2023/24 | 307.75 | 137.75 | 3
2023/24 | 308.25 | 137.75 | 1
2023/24 | 308.75 | 137.75 | 3
2023/24 | 309.25 | 137.75 | 7
2023/24 | 309.75 | 137.75 | 2
2023/24 | 310.75 | 137.75 | 1
2023/24 | 311.25 | 137.75 | 2
2023/24 | 311.75 | 137.75 | 2
2023/24 | 312.25 | 137.75 | 3
2023/24 | 312.75 | 137.75 | 3
2023/24 | 313.75 | 137.75 | 2
2023/24 | 314.25 | 137.75 | 1
2023/24 | 314.75 | 137.75 | 1
2023/24 | 315.25 | 137.75 | 1
2023/24 | 315.75 | 137.75 | 2
2023/24 | 316.25 | 137.75 | 2
2023/24 | 316.75 | 137.75 | 3
2023/24 | 317.25 | 137.75 | 3
2023/24 | 317.75 | 137.75 | 4
2023/24 | 318.25 | 137.75 | 3
2023/24 | 319.25 | 137.75 | 2
2023/24 | 319.75 | 137.75 | 6
2023/24 | 320.25 | 137.75 | 4
2023/24 | 320.75 | 137.75 | 3
2023/24 | 321.25 | 137.75 | 2
2023/24 | 321.75 | 137.75 | 2
2023/24 | 322.25 | 137.75 | 1
2023/24 | 323.25 | 137.75 | 5
2023/24 | 323.75 | 137.75 | 5
2023/24 | 324.25 | 137.75 | 3
2023/24 | 324.75 | 137.75 | 4
2023/24 | 325.25 | 137.75 | 3
2023/24 | 326.25 | 137.75 | 3
2023/24 | 326.75 | 137.75 | 3
2023/24 | 327.25 | 137.75 | 1
2023/24 | 327.75 | 137.75 | 4
2023/24 | 328.25 | 137.75 | 3
2023/24 | 328.75 | 137.75 | 2
2023/24 | 329.25 | 137.75 | 3
2023/24 | 329.75 | 137.75 | 4
2023/24 | 330.25 | 137.75 | 2
2023/24 | 330.75 | 137.75 | 5
2023/24 | 331.25 | 137.75 | 6
2023/24 | 331.75 | 137.75 | 3
2023/24 | 332.25 | 137.75 | 4
2023/24 | 332.75 | 137.75 | 4
2023/24 | 333.25 | 137.75 | 3
2023/24 | 333.75 | 137.75 | 6
2023/24 | 334.25 | 137.75 | 4
2023/24 | 334.75 | 137.75 | 5
2023/24 | 335.25 | 137.75 | 4
2023/24 | 335.75 | 137.75 | 3
2023/24 | 336.25 | 137.75 | 4
2023/24 | 336.75 | 137.75 | 3
2023/24 | 337.25 | 137.75 | 2
2023/24 | 337.75 | 137.75 | 5
2023/24 | 338.25 | 137.75 | 6
2023/24 | 338.75 | 137.75 | 2
2023/24 | 339.25 | 137.75 | 5
2023/24 | 339.75 | 137.75 | 4
2023/24 | 340.25 | 137.75 | 6
2023/24 | 340.75 | 137.75 | 5
2023/24 | 341.25 | 137.75 | 4
2023/24 | 341.75 | 137.75 | 9
2023/24 | 342.25 | 137.75 | 10
2023/24 | 342.75 | 137.75 | 3
2023/24 | 343.25 | 137.75 | 2
2023/24 | 343.75 | 137.75 | 8
2023/24 | 344.25 | 137.75 | 6
2023/24 | 344.75 | 137.75 | 9
2023/24 | 345.25 | 137.75 | 11
2023/24 | 345.75 | 137.75 | 8
2023/24 | 346.25 | 137.75 | 7
2023/24 | 346.75 | 137.75 | 4
2023/24 | 347.25 | 137.75 | 4
2023/24 | 347.75 | 137.75 | 8
2023/24 | 348.25 | 137.75 | 3
2023/24 | 348.75 | 137.75 | 7
2023/24 | 349.25 | 137.75 | 7
2023/24 | 349.75 | 137.75 | 14
2023/24 | 350.25 | 137.75 | 6
2023/24 | 350.75 | 137.75 | 6
2023/24 | 351.25 | 137.75 | 2
2023/24 | 351.75 | 137.75 | 8
2023/24 | 352.25 | 137.75 | 9
2023/24 | 352.75 | 137.75 | 5
2023/24 | 353.25 | 137.75 | 19
2023/24 | 353.75 | 137.75 | 9
2023/24 | 354.25 | 137.75 | 10
2023/24 | 354.75 | 137.75 | 15
2023/24 | 355.25 | 137.75 | 2
2023/24 | 355.75 | 137.75 | 10
2023/24 | 356.25 | 137.75 | 5
2023/24 | 356.75 | 137.75 | 6
2023/24 | 357.25 | 137.75 | 13
2023/24 | 357.75 | 137.75 | 11
2023/24 | 358.25 | 137.75 | 9
2023/24 | 358.75 | 137.75 | 5
2023/24 | 359.25 | 137.75 | 12
2023/24 | 359.75 | 137.75 | 6
2023/24 | 360.25 | 137.75 | 6
2023/24 | 360.75 | 137.75 | 10
2023/24 | 361.25 | 137.75 | 8
2023/24 | 361.75 | 137.75 | 9
2023/24 | 362.25 | 137.75 | 9
2023/24 | 362.75 | 137.75 | 11
2023/24 | 363.25 | 137.75 | 9
2023/24 | 363.75 | 137.75 | 8
2023/24 | 364.25 | 137.75 | 10
2023/24 | 364.75 | 137.75 | 8
2023/24 | 365.25 | 137.75 | 3
2023/24 | 365.75 | 137.75 | 8
2023/24 | 366.25 | 137.75 | 9
2023/24 | 366.75 | 137.75 | 11
2023/24 | 367.25 | 137.75 | 10
2023/24 | 367.75 | 137.75 | 3
2023/24 | 368.25 | 137.75 | 7
2023/24 | 368.75 | 137.75 | 7
2023/24 | 369.25 | 137.75 | 15
2023/24 | 369.75 | 137.75 | 14
2023/24 | 370.25 | 137.75 | 13
2023/24 | 370.75 | 137.75 | 11
2023/24 | 371.25 | 137.75 | 12
2023/24 | 371.75 | 137.75 | 13
2023/24 | 372.25 | 137.75 | 11
2023/24 | 372.75 | 137.75 | 5
2023/24 | 373.25 | 137.75 | 12
2023/24 | 373.75 | 137.75 | 17
2023/24 | 374.25 | 137.75 | 11
2023/24 | 374.75 | 137.75 | 12
2023/24 | 375.25 | 137.75 | 7
2023/24 | 375.75 | 137.75 | 8
2023/24 | 376.25 | 137.75 | 14
2023/24 | 376.75 | 137.75 | 15
2023/24 | 377.25 | 137.75 | 18
2023/24 | 377.75 | 137.75 | 9
2023/24 | 378.25 | 137.75 | 10
2023/24 | 378.75 | 137.75 | 12
2023/24 | 379.25 | 137.75 | 6
2023/24 | 379.75 | 137.75 | 8
2023/24 | 380.25 | 137.75 | 4
2023/24 | 380.75 | 137.75 | 10
2023/24 | 381.25 | 137.75 | 12
2023/24 | 381.75 | 137.75 | 8
2023/24 | 382.25 | 137.75 | 8
2023/24 | 382.75 | 137.75 | 13
2023/24 | 383.25 | 137.75 | 12
2023/24 | 383.75 | 137.75 | 12
2023/24 | 384.25 | 137.75 | 10
2023/24 | 384.75 | 137.75 | 13
2023/24 | 385.25 | 137.75 | 13
2023/24 | 385.75 | 137.75 | 14
2023/24 | 386.25 | 137.75 | 12
2023/24 | 386.75 | 137.75 | 16
2023/24 | 387.25 | 137.75 | 9
2023/24 | 387.75 | 137.75 | 7
2023/24 | 388.25 | 137.75 | 9
2023/24 | 388.75 | 137.75 | 11
2023/24 | 389.25 | 137.75 | 15
2023/24 | 389.75 | 137.75 | 7
2023/24 | 390.25 | 137.75 | 4
2023/24 | 390.75 | 137.75 | 9
2023/24 | 391.25 | 137.75 | 13
2023/24 | 391.75 | 137.75 | 3
2023/24 | 392.25 | 137.75 | 15
2023/24 | 392.75 | 137.75 | 17
2023/24 | 393.25 | 137.75 | 15
2023/24 | 393.75 | 137.75 | 13
2023/24 | 394.25 | 137.75 | 13
2023/24 | 394.75 | 137.75 | 13
2023/24 | 395.25 | 137.75 | 10
2023/24 | 395.75 | 137.75 | 11
2023/24 | 396.25 | 137.75 | 8
2023/24 | 396.75 | 137.75 | 7
2023/24 | 397.25 | 137.75 | 10
2023/24 | 397.75 | 137.75 | 13
2023/24 | 398.25 | 137.75 | 10
2023/24 | 398.75 | 137.75 | 13
2023/24 | 399.25 | 137.75 | 10
2023/24 | 399.75 | 137.75 | 3
2023/24 | 400.25 | 137.75 | 11
2023/24 | 400.75 | 137.75 | 12
2023/24 | 401.25 | 137.75 | 7
2023/24 | 401.75 | 137.75 | 12
2023/24 | 402.25 | 137.75 | 11
2023/24 | 402.75 | 137.75 | 5
2023/24 | 403.25 | 137.75 | 12
2023/24 | 403.75 | 137.75 | 7
2023/24 | 404.25 | 137.75 | 5
2023/24 | 404.75 | 137.75 | 10
2023/24 | 405.25 | 137.75 | 9
2023/24 | 405.75 | 137.75 | 9
2023/24 | 406.25 | 137.75 | 10
2023/24 | 406.75 | 137.75 | 7
2023/24 | 407.25 | 137.75 | 7
2023/24 | 407.75 | 137.75 | 9
2023/24 | 408.25 | 137.75 | 5
2023/24 | 408.75 | 137.75 | 9
2023/24 | 409.25 | 137.75 | 2
2023/24 | 409.75 | 137.75 | 3
2023/24 | 410.25 | 137.75 | 9
2023/24 | 410.75 | 137.75 | 7
2023/24 | 411.25 | 137.75 | 9
2023/24 | 411.75 | 137.75 | 6
2023/24 | 412.25 | 137.75 | 7
2023/24 | 412.75 | 137.75 | 6
2023/24 | 413.25 | 137.75 | 6
2023/24 | 413.75 | 137.75 | 6
2023/24 | 414.25 | 137.75 | 3
2023/24 | 414.75 | 137.75 | 3
2023/24 | 415.25 | 137.75 | 7
2023/24 | 415.75 | 137.75 | 6
2023/24 | 416.25 | 137.75 | 11
2023/24 | 416.75 | 137.75 | 8
2023/24 | 417.25 | 137.75 | 6
2023/24 | 417.75 | 137.75 | 5
2023/24 | 418.25 | 137.75 | 5
2023/24 | 418.75 | 137.75 | 6
2023/24 | 419.25 | 137.75 | 6
2023/24 | 419.75 | 137.75 | 3
2023/24 | 420.25 | 137.75 | 6
2023/24 | 420.75 | 137.75 | 6
2023/24 | 421.25 | 137.75 | 5
2023/24 | 421.75 | 137.75 | 6
2023/24 | 422.25 | 137.75 | 3
2023/24 | 422.75 | 137.75 | 4
2023/24 | 423.25 | 137.75 | 5
2023/24 | 424.25 | 137.75 | 8
2023/24 | 424.75 | 137.75 | 1
2023/24 | 425.25 | 137.75 | 4
2023/24 | 425.75 | 137.75 | 4
2023/24 | 426.25 | 137.75 | 3
2023/24 | 426.75 | 137.75 | 3
2023/24 | 427.25 | 137.75 | 3
2023/24 | 427.75 | 137.75 | 3
2023/24 | 428.25 | 137.75 | 8
2023/24 | 428.75 | 137.75 | 3
2023/24 | 429.25 | 137.75 | 5
2023/24 | 429.75 | 137.75 | 6
2023/24 | 430.25 | 137.75 | 3
2023/24 | 430.75 | 137.75 | 6
2023/24 | 431.25 | 137.75 | 4
2023/24 | 431.75 | 137.75 | 3
2023/24 | 432.25 | 137.75 | 6
2023/24 | 432.75 | 137.75 | 2
2023/24 | 433.25 | 137.75 | 5
2023/24 | 433.75 | 137.75 | 6
2023/24 | 434.25 | 137.75 | 8
2023/24 | 435.25 | 137.75 | 3
2023/24 | 435.75 | 137.75 | 5
2023/24 | 436.25 | 137.75 | 7
2023/24 | 436.75 | 137.75 | 1
2023/24 | 437.25 | 137.75 | 3
2023/24 | 437.75 | 137.75 | 4
2023/24 | 438.25 | 137.75 | 3
2023/24 | 438.75 | 137.75 | 2
2023/24 | 439.25 | 137.75 | 1
2023/24 | 439.75 | 137.75 | 4
2023/24 | 440.25 | 137.75 | 3
2023/24 | 441.25 | 137.75 | 4
2023/24 | 441.75 | 137.75 | 3
2023/24 | 442.25 | 137.75 | 5
2023/24 | 442.75 | 137.75 | 2
2023/24 | 443.25 | 137.75 | 1
2023/24 | 443.75 | 137.75 | 6
2023/24 | 444.75 | 137.75 | 1
2023/24 | 445.25 | 137.75 | 3
2023/24 | 445.75 | 137.75 | 4
2023/24 | 446.25 | 137.75 | 2
2023/24 | 447.25 | 137.75 | 2
2023/24 | 447.75 | 137.75 | 2
2023/24 | 448.25 | 137.75 | 1
2023/24 | 448.75 | 137.75 | 1
2023/24 | 449.75 | 137.75 | 1
2023/24 | 450.25 | 137.75 | 1
2023/24 | 451.75 | 137.75 | 2
2023/24 | 452.75 | 137.75 | 2
2023/24 | 453.25 | 137.75 | 1
2023/24 | 453.75 | 137.75 | 4
2023/24 | 454.25 | 137.75 | 1
2023/24 | 454.75 | 137.75 | 1
2023/24 | 456.25 | 137.75 | 1
2023/24 | 456.75 | 137.75 | 3
2023/24 | 457.25 | 137.75 | 2
2023/24 | 457.75 | 137.75 | 3
2023/24 | 459.25 | 137.75 | 1
2023/24 | 459.75 | 137.75 | 1
2023/24 | 460.25 | 137.75 | 1
2023/24 | 461.25 | 137.75 | 2
2023/24 | 461.75 | 137.75 | 2
2023/24 | 462.25 | 137.75 | 2
2023/24 | 462.75 | 137.75 | 1
2023/24 | 464.25 | 137.75 | 2
2023/24 | 464.75 | 137.75 | 2
2023/24 | 465.25 | 137.75 | 2
2023/24 | 465.75 | 137.75 | 1
2023/24 | 466.25 | 137.75 | 1
2023/24 | 467.25 | 137.75 | 2
2023/24 | 468.25 | 137.75 | 2
2023/24 | 468.75 | 137.75 | 1
2023/24 | 470.75 | 137.75 | 1
2023/24 | 471.25 | 137.75 | 1
2023/24 | 472.25 | 137.75 | 1
2023/24 | 476.25 | 137.75 | 2
2023/24 | 476.75 | 137.75 | 1
2023/24 | 481.75 | 137.75 | 2
2023/24 | 482.25 | 137.75 | 1
2023/24 | 483.25 | 137.75 | 1
2023/24 | 484.25 | 137.75 | 1
2023/24 | 485.25 | 137.75 | 1
2023/24 | 487.25 | 137.75 | 1
2023/24 | 499.25 | 137.75 | 1
2023/24 | 521.25 | 137.75 | 1
2023/24 | 245.75 | 138.25 | 1
2023/24 | 251.75 | 138.25 | 1
2023/24 | 253.25 | 138.25 | 1
2023/24 | 260.75 | 138.25 | 1
2023/24 | 266.75 | 138.25 | 2
2023/24 | 267.75 | 138.25 | 2
2023/24 | 272.25 | 138.25 | 1
2023/24 | 273.75 | 138.25 | 1
2023/24 | 275.75 | 138.25 | 1
2023/24 | 278.75 | 138.25 | 1
2023/24 | 279.25 | 138.25 | 2
2023/24 | 279.75 | 138.25 | 1
2023/24 | 280.25 | 138.25 | 1
2023/24 | 280.75 | 138.25 | 1
2023/24 | 282.25 | 138.25 | 1
2023/24 | 283.75 | 138.25 | 2
2023/24 | 284.25 | 138.25 | 1
2023/24 | 287.75 | 138.25 | 1
2023/24 | 289.25 | 138.25 | 1
2023/24 | 289.75 | 138.25 | 3
2023/24 | 290.75 | 138.25 | 1
2023/24 | 291.75 | 138.25 | 2
2023/24 | 292.25 | 138.25 | 2
2023/24 | 294.25 | 138.25 | 1
2023/24 | 295.25 | 138.25 | 1
2023/24 | 295.75 | 138.25 | 2
2023/24 | 296.25 | 138.25 | 2
2023/24 | 296.75 | 138.25 | 1
2023/24 | 297.25 | 138.25 | 1
2023/24 | 298.25 | 138.25 | 1
2023/24 | 299.75 | 138.25 | 2
2023/24 | 301.75 | 138.25 | 1
2023/24 | 302.25 | 138.25 | 1
2023/24 | 302.75 | 138.25 | 1
2023/24 | 303.25 | 138.25 | 2
2023/24 | 303.75 | 138.25 | 2
2023/24 | 304.25 | 138.25 | 1
2023/24 | 304.75 | 138.25 | 1
2023/24 | 305.25 | 138.25 | 1
2023/24 | 305.75 | 138.25 | 1
2023/24 | 307.25 | 138.25 | 1
2023/24 | 307.75 | 138.25 | 4
2023/24 | 308.25 | 138.25 | 3
2023/24 | 308.75 | 138.25 | 1
2023/24 | 309.25 | 138.25 | 1
2023/24 | 309.75 | 138.25 | 2
2023/24 | 310.75 | 138.25 | 2
2023/24 | 311.75 | 138.25 | 1
2023/24 | 312.25 | 138.25 | 1
2023/24 | 312.75 | 138.25 | 1
2023/24 | 314.25 | 138.25 | 4
2023/24 | 314.75 | 138.25 | 2
2023/24 | 315.25 | 138.25 | 2
2023/24 | 315.75 | 138.25 | 4
2023/24 | 316.25 | 138.25 | 2
2023/24 | 316.75 | 138.25 | 2
2023/24 | 317.25 | 138.25 | 2
2023/24 | 317.75 | 138.25 | 6
2023/24 | 318.25 | 138.25 | 2
2023/24 | 318.75 | 138.25 | 2
2023/24 | 319.25 | 138.25 | 1
2023/24 | 319.75 | 138.25 | 1
2023/24 | 320.25 | 138.25 | 2
2023/24 | 320.75 | 138.25 | 3
2023/24 | 321.25 | 138.25 | 2
2023/24 | 321.75 | 138.25 | 3
2023/24 | 322.25 | 138.25 | 1
2023/24 | 323.25 | 138.25 | 3
2023/24 | 323.75 | 138.25 | 4
2023/24 | 324.25 | 138.25 | 2
2023/24 | 324.75 | 138.25 | 2
2023/24 | 325.25 | 138.25 | 1
2023/24 | 325.75 | 138.25 | 1
2023/24 | 326.25 | 138.25 | 1
2023/24 | 326.75 | 138.25 | 5
2023/24 | 327.25 | 138.25 | 1
2023/24 | 327.75 | 138.25 | 4
2023/24 | 328.25 | 138.25 | 1
2023/24 | 328.75 | 138.25 | 4
2023/24 | 329.25 | 138.25 | 4
2023/24 | 329.75 | 138.25 | 7
2023/24 | 330.25 | 138.25 | 1
2023/24 | 331.25 | 138.25 | 5
2023/24 | 331.75 | 138.25 | 5
2023/24 | 332.25 | 138.25 | 4
2023/24 | 332.75 | 138.25 | 3
2023/24 | 333.75 | 138.25 | 4
2023/24 | 334.25 | 138.25 | 3
2023/24 | 334.75 | 138.25 | 4
2023/24 | 335.25 | 138.25 | 2
2023/24 | 335.75 | 138.25 | 2
2023/24 | 336.25 | 138.25 | 4
2023/24 | 336.75 | 138.25 | 5
2023/24 | 337.25 | 138.25 | 1
2023/24 | 337.75 | 138.25 | 3
2023/24 | 338.25 | 138.25 | 7
2023/24 | 338.75 | 138.25 | 3
2023/24 | 339.25 | 138.25 | 4
2023/24 | 339.75 | 138.25 | 1
2023/24 | 340.25 | 138.25 | 2
2023/24 | 340.75 | 138.25 | 5
2023/24 | 341.25 | 138.25 | 6
2023/24 | 341.75 | 138.25 | 3
2023/24 | 342.25 | 138.25 | 5
2023/24 | 342.75 | 138.25 | 4
2023/24 | 343.25 | 138.25 | 4
2023/24 | 343.75 | 138.25 | 4
2023/24 | 344.25 | 138.25 | 6
2023/24 | 344.75 | 138.25 | 8
2023/24 | 345.25 | 138.25 | 5
2023/24 | 345.75 | 138.25 | 3
2023/24 | 346.25 | 138.25 | 5
2023/24 | 346.75 | 138.25 | 8
2023/24 | 347.25 | 138.25 | 5
2023/24 | 347.75 | 138.25 | 9
2023/24 | 348.25 | 138.25 | 3
2023/24 | 348.75 | 138.25 | 8
2023/24 | 349.25 | 138.25 | 9
2023/24 | 349.75 | 138.25 | 8
2023/24 | 350.25 | 138.25 | 4
2023/24 | 350.75 | 138.25 | 4
2023/24 | 351.25 | 138.25 | 5
2023/24 | 351.75 | 138.25 | 4
2023/24 | 352.25 | 138.25 | 7
2023/24 | 352.75 | 138.25 | 5
2023/24 | 353.25 | 138.25 | 5
2023/24 | 353.75 | 138.25 | 9
2023/24 | 354.25 | 138.25 | 4
2023/24 | 354.75 | 138.25 | 9
2023/24 | 355.25 | 138.25 | 9
2023/24 | 355.75 | 138.25 | 4
2023/24 | 356.25 | 138.25 | 10
2023/24 | 356.75 | 138.25 | 3
2023/24 | 357.25 | 138.25 | 6
2023/24 | 357.75 | 138.25 | 11
2023/24 | 358.25 | 138.25 | 9
2023/24 | 358.75 | 138.25 | 11
2023/24 | 359.25 | 138.25 | 8
2023/24 | 359.75 | 138.25 | 7
2023/24 | 360.25 | 138.25 | 5
2023/24 | 360.75 | 138.25 | 6
2023/24 | 361.25 | 138.25 | 5
2023/24 | 361.75 | 138.25 | 4
2023/24 | 362.25 | 138.25 | 11
2023/24 | 362.75 | 138.25 | 6
2023/24 | 363.25 | 138.25 | 14
2023/24 | 363.75 | 138.25 | 13
2023/24 | 364.25 | 138.25 | 6
2023/24 | 364.75 | 138.25 | 5
2023/24 | 365.25 | 138.25 | 11
2023/24 | 365.75 | 138.25 | 7
2023/24 | 366.25 | 138.25 | 7
2023/24 | 366.75 | 138.25 | 8
2023/24 | 367.25 | 138.25 | 5
2023/24 | 367.75 | 138.25 | 8
2023/24 | 368.25 | 138.25 | 7
2023/24 | 368.75 | 138.25 | 8
2023/24 | 369.25 | 138.25 | 9
2023/24 | 369.75 | 138.25 | 6
2023/24 | 370.25 | 138.25 | 10
2023/24 | 370.75 | 138.25 | 9
2023/24 | 371.25 | 138.25 | 5
2023/24 | 371.75 | 138.25 | 14
2023/24 | 372.25 | 138.25 | 10
2023/24 | 372.75 | 138.25 | 13
2023/24 | 373.25 | 138.25 | 6
2023/24 | 373.75 | 138.25 | 9
2023/24 | 374.25 | 138.25 | 11
2023/24 | 374.75 | 138.25 | 9
2023/24 | 375.25 | 138.25 | 8
2023/24 | 375.75 | 138.25 | 10
2023/24 | 376.25 | 138.25 | 5
2023/24 | 376.75 | 138.25 | 8
2023/24 | 377.25 | 138.25 | 12
2023/24 | 377.75 | 138.25 | 5
2023/24 | 378.25 | 138.25 | 11
2023/24 | 378.75 | 138.25 | 10
2023/24 | 379.25 | 138.25 | 9
2023/24 | 379.75 | 138.25 | 12
2023/24 | 380.25 | 138.25 | 9
2023/24 | 380.75 | 138.25 | 12
2023/24 | 381.25 | 138.25 | 8
2023/24 | 381.75 | 138.25 | 11
2023/24 | 382.25 | 138.25 | 13
2023/24 | 382.75 | 138.25 | 7
2023/24 | 383.25 | 138.25 | 8
2023/24 | 383.75 | 138.25 | 11
2023/24 | 384.25 | 138.25 | 11
2023/24 | 384.75 | 138.25 | 7
2023/24 | 385.25 | 138.25 | 8
2023/24 | 385.75 | 138.25 | 11
2023/24 | 386.25 | 138.25 | 7
2023/24 | 386.75 | 138.25 | 7
2023/24 | 387.25 | 138.25 | 12
2023/24 | 387.75 | 138.25 | 8
2023/24 | 388.25 | 138.25 | 11
2023/24 | 388.75 | 138.25 | 12
2023/24 | 389.25 | 138.25 | 9
2023/24 | 389.75 | 138.25 | 15
2023/24 | 390.25 | 138.25 | 6
2023/24 | 390.75 | 138.25 | 6
2023/24 | 391.25 | 138.25 | 5
2023/24 | 391.75 | 138.25 | 15
2023/24 | 392.25 | 138.25 | 13
2023/24 | 392.75 | 138.25 | 3
2023/24 | 393.25 | 138.25 | 10
2023/24 | 393.75 | 138.25 | 6
2023/24 | 394.25 | 138.25 | 13
2023/24 | 394.75 | 138.25 | 13
2023/24 | 395.25 | 138.25 | 13
2023/24 | 395.75 | 138.25 | 8
2023/24 | 396.25 | 138.25 | 4
2023/24 | 396.75 | 138.25 | 4
2023/24 | 397.25 | 138.25 | 6
2023/24 | 397.75 | 138.25 | 10
2023/24 | 398.25 | 138.25 | 8
2023/24 | 398.75 | 138.25 | 11
2023/24 | 399.25 | 138.25 | 7
2023/24 | 399.75 | 138.25 | 8
2023/24 | 400.25 | 138.25 | 10
2023/24 | 400.75 | 138.25 | 10
2023/24 | 401.25 | 138.25 | 9
2023/24 | 401.75 | 138.25 | 5
2023/24 | 402.25 | 138.25 | 13
2023/24 | 402.75 | 138.25 | 7
2023/24 | 403.25 | 138.25 | 4
2023/24 | 403.75 | 138.25 | 9
2023/24 | 404.25 | 138.25 | 10
2023/24 | 404.75 | 138.25 | 17
2023/24 | 405.25 | 138.25 | 10
2023/24 | 405.75 | 138.25 | 7
2023/24 | 406.25 | 138.25 | 14
2023/24 | 406.75 | 138.25 | 8
2023/24 | 407.25 | 138.25 | 6
2023/24 | 407.75 | 138.25 | 8
2023/24 | 408.25 | 138.25 | 3
2023/24 | 408.75 | 138.25 | 7
2023/24 | 409.25 | 138.25 | 8
2023/24 | 409.75 | 138.25 | 4
2023/24 | 410.25 | 138.25 | 7
2023/24 | 410.75 | 138.25 | 8
2023/24 | 411.25 | 138.25 | 7
2023/24 | 411.75 | 138.25 | 9
2023/24 | 412.25 | 138.25 | 7
2023/24 | 412.75 | 138.25 | 9
2023/24 | 413.25 | 138.25 | 5
2023/24 | 413.75 | 138.25 | 5
2023/24 | 414.25 | 138.25 | 5
2023/24 | 414.75 | 138.25 | 12
2023/24 | 415.25 | 138.25 | 5
2023/24 | 415.75 | 138.25 | 5
2023/24 | 416.25 | 138.25 | 6
2023/24 | 416.75 | 138.25 | 3
2023/24 | 417.25 | 138.25 | 2
2023/24 | 417.75 | 138.25 | 8
2023/24 | 418.25 | 138.25 | 6
2023/24 | 418.75 | 138.25 | 6
2023/24 | 419.25 | 138.25 | 9
2023/24 | 419.75 | 138.25 | 6
2023/24 | 420.25 | 138.25 | 4
2023/24 | 420.75 | 138.25 | 3
2023/24 | 421.25 | 138.25 | 5
2023/24 | 421.75 | 138.25 | 9
2023/24 | 422.25 | 138.25 | 6
2023/24 | 422.75 | 138.25 | 5
2023/24 | 423.25 | 138.25 | 7
2023/24 | 423.75 | 138.25 | 3
2023/24 | 424.25 | 138.25 | 7
2023/24 | 424.75 | 138.25 | 3
2023/24 | 425.25 | 138.25 | 3
2023/24 | 425.75 | 138.25 | 10
2023/24 | 426.25 | 138.25 | 6
2023/24 | 426.75 | 138.25 | 2
2023/24 | 427.25 | 138.25 | 3
2023/24 | 427.75 | 138.25 | 2
2023/24 | 428.25 | 138.25 | 7
2023/24 | 429.25 | 138.25 | 5
2023/24 | 429.75 | 138.25 | 7
2023/24 | 430.25 | 138.25 | 5
2023/24 | 430.75 | 138.25 | 4
2023/24 | 431.25 | 138.25 | 5
2023/24 | 431.75 | 138.25 | 4
2023/24 | 432.25 | 138.25 | 4
2023/24 | 432.75 | 138.25 | 2
2023/24 | 433.75 | 138.25 | 4
2023/24 | 434.25 | 138.25 | 5
2023/24 | 434.75 | 138.25 | 3
2023/24 | 435.25 | 138.25 | 3
2023/24 | 435.75 | 138.25 | 2
2023/24 | 436.25 | 138.25 | 5
2023/24 | 436.75 | 138.25 | 4
2023/24 | 437.25 | 138.25 | 4
2023/24 | 437.75 | 138.25 | 4
2023/24 | 438.25 | 138.25 | 4
2023/24 | 438.75 | 138.25 | 3
2023/24 | 439.25 | 138.25 | 5
2023/24 | 439.75 | 138.25 | 4
2023/24 | 440.25 | 138.25 | 5
2023/24 | 440.75 | 138.25 | 2
2023/24 | 441.25 | 138.25 | 2
2023/24 | 441.75 | 138.25 | 7
2023/24 | 442.25 | 138.25 | 2
2023/24 | 442.75 | 138.25 | 5
2023/24 | 443.25 | 138.25 | 1
2023/24 | 443.75 | 138.25 | 3
2023/24 | 444.25 | 138.25 | 1
2023/24 | 444.75 | 138.25 | 1
2023/24 | 445.25 | 138.25 | 1
2023/24 | 445.75 | 138.25 | 2
2023/24 | 446.25 | 138.25 | 2
2023/24 | 446.75 | 138.25 | 1
2023/24 | 447.25 | 138.25 | 2
2023/24 | 447.75 | 138.25 | 2
2023/24 | 448.25 | 138.25 | 2
2023/24 | 448.75 | 138.25 | 2
2023/24 | 449.25 | 138.25 | 2
2023/24 | 449.75 | 138.25 | 2
2023/24 | 450.75 | 138.25 | 1
2023/24 | 451.25 | 138.25 | 1
2023/24 | 451.75 | 138.25 | 2
2023/24 | 452.25 | 138.25 | 4
2023/24 | 452.75 | 138.25 | 5
2023/24 | 453.75 | 138.25 | 3
2023/24 | 454.25 | 138.25 | 2
2023/24 | 455.25 | 138.25 | 3
2023/24 | 455.75 | 138.25 | 1
2023/24 | 456.75 | 138.25 | 4
2023/24 | 457.25 | 138.25 | 2
2023/24 | 457.75 | 138.25 | 1
2023/24 | 458.25 | 138.25 | 1
2023/24 | 458.75 | 138.25 | 1
2023/24 | 459.25 | 138.25 | 1
2023/24 | 459.75 | 138.25 | 2
2023/24 | 460.25 | 138.25 | 3
2023/24 | 460.75 | 138.25 | 2
2023/24 | 461.25 | 138.25 | 2
2023/24 | 461.75 | 138.25 | 2
2023/24 | 462.75 | 138.25 | 1
2023/24 | 464.25 | 138.25 | 2
2023/24 | 464.75 | 138.25 | 1
2023/24 | 465.25 | 138.25 | 3
2023/24 | 466.25 | 138.25 | 2
2023/24 | 467.25 | 138.25 | 1
2023/24 | 467.75 | 138.25 | 2
2023/24 | 468.25 | 138.25 | 1
2023/24 | 468.75 | 138.25 | 1
2023/24 | 470.25 | 138.25 | 2
2023/24 | 470.75 | 138.25 | 4
2023/24 | 471.75 | 138.25 | 1
2023/24 | 472.25 | 138.25 | 1
2023/24 | 474.25 | 138.25 | 1
2023/24 | 478.25 | 138.25 | 1
2023/24 | 478.75 | 138.25 | 1
2023/24 | 481.25 | 138.25 | 2
2023/24 | 481.75 | 138.25 | 1
2023/24 | 483.75 | 138.25 | 1
2023/24 | 484.75 | 138.25 | 2
2023/24 | 485.25 | 138.25 | 2
2023/24 | 486.25 | 138.25 | 1
2023/24 | 486.75 | 138.25 | 1
2023/24 | 487.75 | 138.25 | 1
2023/24 | 488.25 | 138.25 | 1
2023/24 | 488.75 | 138.25 | 1
2023/24 | 489.25 | 138.25 | 1
2023/24 | 489.75 | 138.25 | 1
2023/24 | 491.25 | 138.25 | 1
2023/24 | 491.75 | 138.25 | 1
2023/24 | 494.75 | 138.25 | 1
2023/24 | 495.25 | 138.25 | 1
2023/24 | 499.75 | 138.25 | 1
2023/24 | 501.75 | 138.25 | 1
2023/24 | 505.75 | 138.25 | 1
2023/24 | 508.25 | 138.25 | 1
2023/24 | 511.75 | 138.25 | 1
2023/24 | 512.75 | 138.25 | 1
2023/24 | 521.25 | 138.25 | 1
2023/24 | 533.75 | 138.25 | 1
2023/24 | 247.75 | 138.75 | 1
2023/24 | 253.75 | 138.75 | 1
2023/24 | 258.75 | 138.75 | 1
2023/24 | 262.25 | 138.75 | 1
2023/24 | 263.25 | 138.75 | 1
2023/24 | 264.75 | 138.75 | 1
2023/24 | 265.25 | 138.75 | 1
2023/24 | 267.75 | 138.75 | 2
2023/24 | 269.25 | 138.75 | 1
2023/24 | 272.25 | 138.75 | 1
2023/24 | 272.75 | 138.75 | 2
2023/24 | 274.75 | 138.75 | 1
2023/24 | 276.25 | 138.75 | 1
2023/24 | 278.25 | 138.75 | 1
2023/24 | 280.75 | 138.75 | 1
2023/24 | 281.75 | 138.75 | 1
2023/24 | 282.75 | 138.75 | 1
2023/24 | 283.25 | 138.75 | 2
2023/24 | 284.75 | 138.75 | 1
2023/24 | 286.75 | 138.75 | 1
2023/24 | 288.75 | 138.75 | 1
2023/24 | 289.25 | 138.75 | 3
2023/24 | 289.75 | 138.75 | 4
2023/24 | 291.25 | 138.75 | 1
2023/24 | 291.75 | 138.75 | 1
2023/24 | 292.75 | 138.75 | 2
2023/24 | 293.75 | 138.75 | 1
2023/24 | 294.25 | 138.75 | 1
2023/24 | 294.75 | 138.75 | 1
2023/24 | 295.25 | 138.75 | 1
2023/24 | 295.75 | 138.75 | 4
2023/24 | 296.25 | 138.75 | 1
2023/24 | 297.25 | 138.75 | 2
2023/24 | 298.25 | 138.75 | 1
2023/24 | 299.25 | 138.75 | 1
2023/24 | 299.75 | 138.75 | 2
2023/24 | 302.25 | 138.75 | 1
2023/24 | 302.75 | 138.75 | 1
2023/24 | 303.25 | 138.75 | 1
2023/24 | 303.75 | 138.75 | 3
2023/24 | 304.75 | 138.75 | 1
2023/24 | 305.25 | 138.75 | 3
2023/24 | 305.75 | 138.75 | 2
2023/24 | 307.25 | 138.75 | 1
2023/24 | 307.75 | 138.75 | 1
2023/24 | 308.25 | 138.75 | 3
2023/24 | 308.75 | 138.75 | 1
2023/24 | 310.25 | 138.75 | 3
2023/24 | 310.75 | 138.75 | 1
2023/24 | 311.75 | 138.75 | 1
2023/24 | 313.25 | 138.75 | 1
2023/24 | 313.75 | 138.75 | 4
2023/24 | 314.75 | 138.75 | 1
2023/24 | 315.75 | 138.75 | 1
2023/24 | 316.25 | 138.75 | 1
2023/24 | 316.75 | 138.75 | 1
2023/24 | 317.25 | 138.75 | 2
2023/24 | 317.75 | 138.75 | 2
2023/24 | 318.25 | 138.75 | 1
2023/24 | 318.75 | 138.75 | 4
2023/24 | 319.75 | 138.75 | 2
2023/24 | 320.25 | 138.75 | 1
2023/24 | 320.75 | 138.75 | 1
2023/24 | 321.25 | 138.75 | 1
2023/24 | 321.75 | 138.75 | 3
2023/24 | 322.25 | 138.75 | 4
2023/24 | 323.25 | 138.75 | 2
2023/24 | 323.75 | 138.75 | 1
2023/24 | 324.25 | 138.75 | 3
2023/24 | 324.75 | 138.75 | 1
2023/24 | 325.25 | 138.75 | 3
2023/24 | 325.75 | 138.75 | 2
2023/24 | 326.25 | 138.75 | 3
2023/24 | 326.75 | 138.75 | 1
2023/24 | 327.75 | 138.75 | 2
2023/24 | 328.25 | 138.75 | 2
2023/24 | 328.75 | 138.75 | 4
2023/24 | 329.25 | 138.75 | 3
2023/24 | 329.75 | 138.75 | 1
2023/24 | 330.75 | 138.75 | 4
2023/24 | 331.25 | 138.75 | 2
2023/24 | 331.75 | 138.75 | 7
2023/24 | 332.25 | 138.75 | 4
2023/24 | 332.75 | 138.75 | 5
2023/24 | 333.25 | 138.75 | 4
2023/24 | 334.25 | 138.75 | 2
2023/24 | 334.75 | 138.75 | 4
2023/24 | 335.25 | 138.75 | 1
2023/24 | 335.75 | 138.75 | 3
2023/24 | 336.25 | 138.75 | 2
2023/24 | 336.75 | 138.75 | 4
2023/24 | 337.25 | 138.75 | 4
2023/24 | 337.75 | 138.75 | 1
2023/24 | 338.25 | 138.75 | 4
2023/24 | 338.75 | 138.75 | 6
2023/24 | 339.25 | 138.75 | 3
2023/24 | 339.75 | 138.75 | 2
2023/24 | 340.25 | 138.75 | 7
2023/24 | 340.75 | 138.75 | 4
2023/24 | 341.25 | 138.75 | 2
2023/24 | 341.75 | 138.75 | 3
2023/24 | 342.25 | 138.75 | 4
2023/24 | 342.75 | 138.75 | 7
2023/24 | 343.25 | 138.75 | 2
2023/24 | 343.75 | 138.75 | 3
2023/24 | 344.25 | 138.75 | 4
2023/24 | 344.75 | 138.75 | 2
2023/24 | 345.25 | 138.75 | 3
2023/24 | 345.75 | 138.75 | 4
2023/24 | 346.25 | 138.75 | 4
2023/24 | 346.75 | 138.75 | 10
2023/24 | 347.25 | 138.75 | 6
2023/24 | 347.75 | 138.75 | 2
2023/24 | 348.25 | 138.75 | 2
2023/24 | 348.75 | 138.75 | 3
2023/24 | 349.25 | 138.75 | 5
2023/24 | 349.75 | 138.75 | 2
2023/24 | 350.25 | 138.75 | 5
2023/24 | 350.75 | 138.75 | 4
2023/24 | 351.25 | 138.75 | 4
2023/24 | 351.75 | 138.75 | 5
2023/24 | 352.25 | 138.75 | 5
2023/24 | 352.75 | 138.75 | 3
2023/24 | 353.25 | 138.75 | 5
2023/24 | 353.75 | 138.75 | 7
2023/24 | 354.25 | 138.75 | 5
2023/24 | 354.75 | 138.75 | 4
2023/24 | 355.25 | 138.75 | 5
2023/24 | 355.75 | 138.75 | 8
2023/24 | 356.25 | 138.75 | 4
2023/24 | 356.75 | 138.75 | 8
2023/24 | 357.25 | 138.75 | 7
2023/24 | 357.75 | 138.75 | 7
2023/24 | 358.25 | 138.75 | 2
2023/24 | 358.75 | 138.75 | 8
2023/24 | 359.25 | 138.75 | 8
2023/24 | 359.75 | 138.75 | 7
2023/24 | 360.25 | 138.75 | 2
2023/24 | 360.75 | 138.75 | 9
2023/24 | 361.25 | 138.75 | 3
2023/24 | 361.75 | 138.75 | 7
2023/24 | 362.25 | 138.75 | 7
2023/24 | 362.75 | 138.75 | 10
2023/24 | 363.25 | 138.75 | 3
2023/24 | 363.75 | 138.75 | 6
2023/24 | 364.25 | 138.75 | 4
2023/24 | 364.75 | 138.75 | 5
2023/24 | 365.25 | 138.75 | 3
2023/24 | 365.75 | 138.75 | 6
2023/24 | 366.25 | 138.75 | 11
2023/24 | 366.75 | 138.75 | 10
2023/24 | 367.25 | 138.75 | 4
2023/24 | 367.75 | 138.75 | 9
2023/24 | 368.25 | 138.75 | 7
2023/24 | 368.75 | 138.75 | 8
2023/24 | 369.25 | 138.75 | 2
2023/24 | 369.75 | 138.75 | 3
2023/24 | 370.25 | 138.75 | 7
2023/24 | 370.75 | 138.75 | 11
2023/24 | 371.25 | 138.75 | 5
2023/24 | 371.75 | 138.75 | 6
2023/24 | 372.25 | 138.75 | 5
2023/24 | 372.75 | 138.75 | 5
2023/24 | 373.25 | 138.75 | 7
2023/24 | 373.75 | 138.75 | 7
2023/24 | 374.25 | 138.75 | 10
2023/24 | 374.75 | 138.75 | 9
2023/24 | 375.25 | 138.75 | 4
2023/24 | 375.75 | 138.75 | 10
2023/24 | 376.25 | 138.75 | 8
2023/24 | 376.75 | 138.75 | 17
2023/24 | 377.25 | 138.75 | 5
2023/24 | 377.75 | 138.75 | 10
2023/24 | 378.25 | 138.75 | 6
2023/24 | 378.75 | 138.75 | 6
2023/24 | 379.25 | 138.75 | 14
2023/24 | 379.75 | 138.75 | 8
2023/24 | 380.25 | 138.75 | 4
2023/24 | 380.75 | 138.75 | 6
2023/24 | 381.25 | 138.75 | 8
2023/24 | 381.75 | 138.75 | 11
2023/24 | 382.25 | 138.75 | 8
2023/24 | 382.75 | 138.75 | 8
2023/24 | 383.25 | 138.75 | 9
2023/24 | 383.75 | 138.75 | 7
2023/24 | 384.25 | 138.75 | 3
2023/24 | 384.75 | 138.75 | 7
2023/24 | 385.25 | 138.75 | 12
2023/24 | 385.75 | 138.75 | 9
2023/24 | 386.25 | 138.75 | 10
2023/24 | 386.75 | 138.75 | 13
2023/24 | 387.25 | 138.75 | 9
2023/24 | 387.75 | 138.75 | 10
2023/24 | 388.25 | 138.75 | 12
2023/24 | 388.75 | 138.75 | 10
2023/24 | 389.25 | 138.75 | 14
2023/24 | 389.75 | 138.75 | 11
2023/24 | 390.25 | 138.75 | 13
2023/24 | 390.75 | 138.75 | 12
2023/24 | 391.25 | 138.75 | 9
2023/24 | 391.75 | 138.75 | 13
2023/24 | 392.25 | 138.75 | 6
2023/24 | 392.75 | 138.75 | 14
2023/24 | 393.25 | 138.75 | 9
2023/24 | 393.75 | 138.75 | 11
2023/24 | 394.25 | 138.75 | 5
2023/24 | 394.75 | 138.75 | 9
2023/24 | 395.25 | 138.75 | 6
2023/24 | 395.75 | 138.75 | 9
2023/24 | 396.25 | 138.75 | 9
2023/24 | 396.75 | 138.75 | 12
2023/24 | 397.25 | 138.75 | 6
2023/24 | 397.75 | 138.75 | 9
2023/24 | 398.25 | 138.75 | 5
2023/24 | 398.75 | 138.75 | 8
2023/24 | 399.25 | 138.75 | 9
2023/24 | 399.75 | 138.75 | 13
2023/24 | 400.25 | 138.75 | 6
2023/24 | 400.75 | 138.75 | 9
2023/24 | 401.25 | 138.75 | 6
2023/24 | 401.75 | 138.75 | 10
2023/24 | 402.25 | 138.75 | 4
2023/24 | 402.75 | 138.75 | 8
2023/24 | 403.25 | 138.75 | 5
2023/24 | 403.75 | 138.75 | 7
2023/24 | 404.25 | 138.75 | 10
2023/24 | 404.75 | 138.75 | 8
2023/24 | 405.25 | 138.75 | 12
2023/24 | 405.75 | 138.75 | 4
2023/24 | 406.25 | 138.75 | 9
2023/24 | 406.75 | 138.75 | 8
2023/24 | 407.25 | 138.75 | 5
2023/24 | 407.75 | 138.75 | 8
2023/24 | 408.25 | 138.75 | 11
2023/24 | 408.75 | 138.75 | 11
2023/24 | 409.25 | 138.75 | 5
2023/24 | 409.75 | 138.75 | 11
2023/24 | 410.25 | 138.75 | 6
2023/24 | 410.75 | 138.75 | 2
2023/24 | 411.25 | 138.75 | 9
2023/24 | 411.75 | 138.75 | 2
2023/24 | 412.25 | 138.75 | 6
2023/24 | 412.75 | 138.75 | 10
2023/24 | 413.25 | 138.75 | 6
2023/24 | 413.75 | 138.75 | 9
2023/24 | 414.25 | 138.75 | 7
2023/24 | 414.75 | 138.75 | 4
2023/24 | 415.25 | 138.75 | 6
2023/24 | 415.75 | 138.75 | 5
2023/24 | 416.25 | 138.75 | 7
2023/24 | 416.75 | 138.75 | 7
2023/24 | 417.25 | 138.75 | 6
2023/24 | 417.75 | 138.75 | 3
2023/24 | 418.25 | 138.75 | 8
2023/24 | 418.75 | 138.75 | 2
2023/24 | 419.25 | 138.75 | 5
2023/24 | 419.75 | 138.75 | 3
2023/24 | 420.25 | 138.75 | 4
2023/24 | 420.75 | 138.75 | 3
2023/24 | 421.25 | 138.75 | 4
2023/24 | 421.75 | 138.75 | 6
2023/24 | 422.25 | 138.75 | 8
2023/24 | 422.75 | 138.75 | 6
2023/24 | 423.25 | 138.75 | 7
2023/24 | 423.75 | 138.75 | 3
2023/24 | 424.25 | 138.75 | 5
2023/24 | 424.75 | 138.75 | 7
2023/24 | 425.25 | 138.75 | 5
2023/24 | 425.75 | 138.75 | 5
2023/24 | 426.25 | 138.75 | 1
2023/24 | 426.75 | 138.75 | 2
2023/24 | 427.25 | 138.75 | 3
2023/24 | 427.75 | 138.75 | 5
2023/24 | 428.25 | 138.75 | 4
2023/24 | 428.75 | 138.75 | 4
2023/24 | 429.25 | 138.75 | 3
2023/24 | 429.75 | 138.75 | 3
2023/24 | 430.25 | 138.75 | 6
2023/24 | 430.75 | 138.75 | 4
2023/24 | 431.25 | 138.75 | 3
2023/24 | 431.75 | 138.75 | 1
2023/24 | 432.25 | 138.75 | 5
2023/24 | 432.75 | 138.75 | 1
2023/24 | 433.25 | 138.75 | 4
2023/24 | 433.75 | 138.75 | 2
2023/24 | 434.25 | 138.75 | 7
2023/24 | 434.75 | 138.75 | 6
2023/24 | 435.25 | 138.75 | 2
2023/24 | 435.75 | 138.75 | 2
2023/24 | 436.25 | 138.75 | 2
2023/24 | 436.75 | 138.75 | 3
2023/24 | 437.25 | 138.75 | 2
2023/24 | 437.75 | 138.75 | 6
2023/24 | 438.25 | 138.75 | 2
2023/24 | 438.75 | 138.75 | 4
2023/24 | 439.25 | 138.75 | 4
2023/24 | 440.25 | 138.75 | 6
2023/24 | 440.75 | 138.75 | 5
2023/24 | 441.25 | 138.75 | 2
2023/24 | 441.75 | 138.75 | 5
2023/24 | 442.25 | 138.75 | 5
2023/24 | 442.75 | 138.75 | 4
2023/24 | 443.25 | 138.75 | 3
2023/24 | 443.75 | 138.75 | 4
2023/24 | 444.25 | 138.75 | 3
2023/24 | 444.75 | 138.75 | 3
2023/24 | 445.25 | 138.75 | 5
2023/24 | 445.75 | 138.75 | 2
2023/24 | 446.25 | 138.75 | 2
2023/24 | 446.75 | 138.75 | 1
2023/24 | 447.75 | 138.75 | 2
2023/24 | 448.25 | 138.75 | 5
2023/24 | 449.25 | 138.75 | 2
2023/24 | 450.25 | 138.75 | 2
2023/24 | 451.25 | 138.75 | 1
2023/24 | 451.75 | 138.75 | 2
2023/24 | 452.25 | 138.75 | 1
2023/24 | 453.25 | 138.75 | 2
2023/24 | 454.25 | 138.75 | 2
2023/24 | 454.75 | 138.75 | 1
2023/24 | 455.75 | 138.75 | 3
2023/24 | 456.25 | 138.75 | 1
2023/24 | 456.75 | 138.75 | 2
2023/24 | 457.25 | 138.75 | 2
2023/24 | 458.25 | 138.75 | 1
2023/24 | 458.75 | 138.75 | 1
2023/24 | 459.25 | 138.75 | 1
2023/24 | 459.75 | 138.75 | 1
2023/24 | 460.75 | 138.75 | 2
2023/24 | 461.25 | 138.75 | 4
2023/24 | 462.25 | 138.75 | 3
2023/24 | 462.75 | 138.75 | 1
2023/24 | 463.75 | 138.75 | 1
2023/24 | 464.25 | 138.75 | 2
2023/24 | 464.75 | 138.75 | 1
2023/24 | 465.25 | 138.75 | 1
2023/24 | 465.75 | 138.75 | 1
2023/24 | 466.75 | 138.75 | 1
2023/24 | 468.25 | 138.75 | 1
2023/24 | 468.75 | 138.75 | 2
2023/24 | 469.75 | 138.75 | 2
2023/24 | 470.25 | 138.75 | 1
2023/24 | 470.75 | 138.75 | 2
2023/24 | 471.25 | 138.75 | 1
2023/24 | 471.75 | 138.75 | 2
2023/24 | 472.75 | 138.75 | 1
2023/24 | 475.25 | 138.75 | 2
2023/24 | 476.75 | 138.75 | 2
2023/24 | 479.75 | 138.75 | 1
2023/24 | 480.25 | 138.75 | 2
2023/24 | 483.75 | 138.75 | 1
2023/24 | 485.75 | 138.75 | 1
2023/24 | 487.75 | 138.75 | 1
2023/24 | 488.75 | 138.75 | 1
2023/24 | 489.25 | 138.75 | 3
2023/24 | 492.75 | 138.75 | 1
2023/24 | 493.25 | 138.75 | 1
2023/24 | 494.75 | 138.75 | 2
2023/24 | 496.25 | 138.75 | 1
2023/24 | 499.25 | 138.75 | 1
2023/24 | 499.75 | 138.75 | 1
2023/24 | 500.25 | 138.75 | 1
2023/24 | 503.75 | 138.75 | 1
2023/24 | 504.25 | 138.75 | 1
2023/24 | 505.75 | 138.75 | 1
2023/24 | 509.75 | 138.75 | 1
2023/24 | 511.25 | 138.75 | 1
2023/24 | 513.75 | 138.75 | 1
2023/24 | 514.25 | 138.75 | 1
2023/24 | 518.25 | 138.75 | 1
2023/24 | 528.75 | 138.75 | 1
2023/24 | 532.75 | 138.75 | 1
2023/24 | 244.25 | 139.25 | 1
2023/24 | 260.25 | 139.25 | 1
2023/24 | 262.25 | 139.25 | 1
2023/24 | 265.75 | 139.25 | 1
2023/24 | 271.25 | 139.25 | 1
2023/24 | 272.75 | 139.25 | 1
2023/24 | 280.25 | 139.25 | 1
2023/24 | 281.25 | 139.25 | 3
2023/24 | 283.75 | 139.25 | 1
2023/24 | 284.75 | 139.25 | 1
2023/24 | 286.75 | 139.25 | 1
2023/24 | 289.75 | 139.25 | 1
2023/24 | 291.25 | 139.25 | 1
2023/24 | 293.25 | 139.25 | 1
2023/24 | 293.75 | 139.25 | 2
2023/24 | 294.75 | 139.25 | 1
2023/24 | 295.25 | 139.25 | 1
2023/24 | 295.75 | 139.25 | 2
2023/24 | 300.25 | 139.25 | 1
2023/24 | 300.75 | 139.25 | 1
2023/24 | 301.75 | 139.25 | 1
2023/24 | 302.75 | 139.25 | 1
2023/24 | 303.75 | 139.25 | 1
2023/24 | 304.25 | 139.25 | 1
2023/24 | 306.25 | 139.25 | 1
2023/24 | 307.75 | 139.25 | 1
2023/24 | 308.25 | 139.25 | 1
2023/24 | 308.75 | 139.25 | 2
2023/24 | 309.75 | 139.25 | 3
2023/24 | 311.25 | 139.25 | 2
2023/24 | 313.25 | 139.25 | 1
2023/24 | 314.25 | 139.25 | 1
2023/24 | 315.25 | 139.25 | 2
2023/24 | 316.25 | 139.25 | 1
2023/24 | 317.75 | 139.25 | 1
2023/24 | 318.75 | 139.25 | 2
2023/24 | 319.25 | 139.25 | 1
2023/24 | 319.75 | 139.25 | 2
2023/24 | 320.25 | 139.25 | 2
2023/24 | 320.75 | 139.25 | 2
2023/24 | 321.25 | 139.25 | 2
2023/24 | 321.75 | 139.25 | 3
2023/24 | 322.25 | 139.25 | 3
2023/24 | 322.75 | 139.25 | 2
2023/24 | 323.25 | 139.25 | 2
2023/24 | 323.75 | 139.25 | 1
2023/24 | 324.25 | 139.25 | 1
2023/24 | 324.75 | 139.25 | 1
2023/24 | 325.25 | 139.25 | 2
2023/24 | 325.75 | 139.25 | 3
2023/24 | 326.75 | 139.25 | 1
2023/24 | 327.75 | 139.25 | 1
2023/24 | 328.75 | 139.25 | 4
2023/24 | 329.25 | 139.25 | 3
2023/24 | 329.75 | 139.25 | 1
2023/24 | 330.25 | 139.25 | 1
2023/24 | 330.75 | 139.25 | 2
2023/24 | 331.25 | 139.25 | 4
2023/24 | 332.75 | 139.25 | 1
2023/24 | 333.25 | 139.25 | 2
2023/24 | 333.75 | 139.25 | 3
2023/24 | 334.25 | 139.25 | 4
2023/24 | 334.75 | 139.25 | 2
2023/24 | 335.25 | 139.25 | 2
2023/24 | 335.75 | 139.25 | 2
2023/24 | 336.25 | 139.25 | 4
2023/24 | 336.75 | 139.25 | 1
2023/24 | 337.75 | 139.25 | 3
2023/24 | 338.25 | 139.25 | 3
2023/24 | 338.75 | 139.25 | 2
2023/24 | 339.25 | 139.25 | 3
2023/24 | 339.75 | 139.25 | 2
2023/24 | 340.25 | 139.25 | 3
2023/24 | 340.75 | 139.25 | 1
2023/24 | 341.25 | 139.25 | 4
2023/24 | 341.75 | 139.25 | 3
2023/24 | 342.25 | 139.25 | 2
2023/24 | 342.75 | 139.25 | 2
2023/24 | 343.25 | 139.25 | 5
2023/24 | 343.75 | 139.25 | 3
2023/24 | 344.25 | 139.25 | 3
2023/24 | 344.75 | 139.25 | 5
2023/24 | 345.25 | 139.25 | 2
2023/24 | 345.75 | 139.25 | 2
2023/24 | 346.25 | 139.25 | 2
2023/24 | 346.75 | 139.25 | 6
2023/24 | 347.25 | 139.25 | 3
2023/24 | 347.75 | 139.25 | 2
2023/24 | 348.25 | 139.25 | 5
2023/24 | 348.75 | 139.25 | 3
2023/24 | 349.25 | 139.25 | 4
2023/24 | 349.75 | 139.25 | 4
2023/24 | 350.25 | 139.25 | 3
2023/24 | 350.75 | 139.25 | 1
2023/24 | 351.25 | 139.25 | 5
2023/24 | 351.75 | 139.25 | 2
2023/24 | 352.25 | 139.25 | 6
2023/24 | 352.75 | 139.25 | 4
2023/24 | 353.25 | 139.25 | 2
2023/24 | 353.75 | 139.25 | 3
2023/24 | 354.25 | 139.25 | 3
2023/24 | 354.75 | 139.25 | 3
2023/24 | 355.25 | 139.25 | 4
2023/24 | 355.75 | 139.25 | 8
2023/24 | 356.25 | 139.25 | 9
2023/24 | 356.75 | 139.25 | 5
2023/24 | 357.25 | 139.25 | 7
2023/24 | 357.75 | 139.25 | 3
2023/24 | 358.25 | 139.25 | 6
2023/24 | 358.75 | 139.25 | 7
2023/24 | 359.25 | 139.25 | 6
2023/24 | 359.75 | 139.25 | 3
2023/24 | 360.25 | 139.25 | 6
2023/24 | 360.75 | 139.25 | 6
2023/24 | 361.25 | 139.25 | 6
2023/24 | 361.75 | 139.25 | 4
2023/24 | 362.25 | 139.25 | 4
2023/24 | 362.75 | 139.25 | 3
2023/24 | 363.25 | 139.25 | 4
2023/24 | 363.75 | 139.25 | 11
2023/24 | 364.25 | 139.25 | 3
2023/24 | 364.75 | 139.25 | 6
2023/24 | 365.25 | 139.25 | 2
2023/24 | 365.75 | 139.25 | 2
2023/24 | 366.25 | 139.25 | 4
2023/24 | 366.75 | 139.25 | 7
2023/24 | 367.25 | 139.25 | 7
2023/24 | 367.75 | 139.25 | 1
2023/24 | 368.25 | 139.25 | 4
2023/24 | 368.75 | 139.25 | 3
2023/24 | 369.25 | 139.25 | 7
2023/24 | 369.75 | 139.25 | 10
2023/24 | 370.25 | 139.25 | 10
2023/24 | 370.75 | 139.25 | 7
2023/24 | 371.25 | 139.25 | 8
2023/24 | 371.75 | 139.25 | 6
2023/24 | 372.25 | 139.25 | 15
2023/24 | 372.75 | 139.25 | 11
2023/24 | 373.25 | 139.25 | 5
2023/24 | 373.75 | 139.25 | 7
2023/24 | 374.25 | 139.25 | 10
2023/24 | 374.75 | 139.25 | 7
2023/24 | 375.25 | 139.25 | 6
2023/24 | 375.75 | 139.25 | 9
2023/24 | 376.25 | 139.25 | 3
2023/24 | 376.75 | 139.25 | 12
2023/24 | 377.25 | 139.25 | 7
2023/24 | 377.75 | 139.25 | 8
2023/24 | 378.25 | 139.25 | 6
2023/24 | 378.75 | 139.25 | 9
2023/24 | 379.25 | 139.25 | 7
2023/24 | 379.75 | 139.25 | 6
2023/24 | 380.25 | 139.25 | 10
2023/24 | 380.75 | 139.25 | 12
2023/24 | 381.25 | 139.25 | 9
2023/24 | 381.75 | 139.25 | 10
2023/24 | 382.25 | 139.25 | 8
2023/24 | 382.75 | 139.25 | 6
2023/24 | 383.25 | 139.25 | 7
2023/24 | 383.75 | 139.25 | 11
2023/24 | 384.25 | 139.25 | 9
2023/24 | 384.75 | 139.25 | 6
2023/24 | 385.25 | 139.25 | 10
2023/24 | 385.75 | 139.25 | 10
2023/24 | 386.25 | 139.25 | 13
2023/24 | 386.75 | 139.25 | 2
2023/24 | 387.25 | 139.25 | 8
2023/24 | 387.75 | 139.25 | 13
2023/24 | 388.25 | 139.25 | 7
2023/24 | 388.75 | 139.25 | 9
2023/24 | 389.25 | 139.25 | 7
2023/24 | 389.75 | 139.25 | 9
2023/24 | 390.25 | 139.25 | 9
2023/24 | 390.75 | 139.25 | 5
2023/24 | 391.25 | 139.25 | 6
2023/24 | 391.75 | 139.25 | 10
2023/24 | 392.25 | 139.25 | 9
2023/24 | 392.75 | 139.25 | 10
2023/24 | 393.25 | 139.25 | 8
2023/24 | 393.75 | 139.25 | 12
2023/24 | 394.25 | 139.25 | 6
2023/24 | 394.75 | 139.25 | 9
2023/24 | 395.25 | 139.25 | 15
2023/24 | 395.75 | 139.25 | 7
2023/24 | 396.25 | 139.25 | 8
2023/24 | 396.75 | 139.25 | 6
2023/24 | 397.25 | 139.25 | 4
2023/24 | 397.75 | 139.25 | 8
2023/24 | 398.25 | 139.25 | 5
2023/24 | 398.75 | 139.25 | 10
2023/24 | 399.25 | 139.25 | 8
2023/24 | 399.75 | 139.25 | 9
2023/24 | 400.25 | 139.25 | 8
2023/24 | 400.75 | 139.25 | 7
2023/24 | 401.25 | 139.25 | 8
2023/24 | 401.75 | 139.25 | 9
2023/24 | 402.25 | 139.25 | 8
2023/24 | 402.75 | 139.25 | 6
2023/24 | 403.25 | 139.25 | 4
2023/24 | 403.75 | 139.25 | 5
2023/24 | 404.25 | 139.25 | 5
2023/24 | 404.75 | 139.25 | 7
2023/24 | 405.25 | 139.25 | 4
2023/24 | 405.75 | 139.25 | 12
2023/24 | 406.25 | 139.25 | 7
2023/24 | 406.75 | 139.25 | 9
2023/24 | 407.25 | 139.25 | 7
2023/24 | 407.75 | 139.25 | 4
2023/24 | 408.25 | 139.25 | 10
2023/24 | 408.75 | 139.25 | 4
2023/24 | 409.25 | 139.25 | 8
2023/24 | 409.75 | 139.25 | 11
2023/24 | 410.25 | 139.25 | 6
2023/24 | 410.75 | 139.25 | 7
2023/24 | 411.25 | 139.25 | 6
2023/24 | 411.75 | 139.25 | 5
2023/24 | 412.25 | 139.25 | 2
2023/24 | 412.75 | 139.25 | 7
2023/24 | 413.25 | 139.25 | 10
2023/24 | 413.75 | 139.25 | 6
2023/24 | 414.25 | 139.25 | 3
2023/24 | 414.75 | 139.25 | 6
2023/24 | 415.25 | 139.25 | 7
2023/24 | 415.75 | 139.25 | 7
2023/24 | 416.25 | 139.25 | 5
2023/24 | 416.75 | 139.25 | 8
2023/24 | 417.25 | 139.25 | 9
2023/24 | 417.75 | 139.25 | 7
2023/24 | 418.25 | 139.25 | 4
2023/24 | 418.75 | 139.25 | 11
2023/24 | 419.25 | 139.25 | 4
2023/24 | 419.75 | 139.25 | 5
2023/24 | 420.25 | 139.25 | 5
2023/24 | 420.75 | 139.25 | 5
2023/24 | 421.25 | 139.25 | 9
2023/24 | 421.75 | 139.25 | 6
2023/24 | 422.25 | 139.25 | 6
2023/24 | 422.75 | 139.25 | 1
2023/24 | 423.25 | 139.25 | 5
2023/24 | 423.75 | 139.25 | 6
2023/24 | 424.25 | 139.25 | 5
2023/24 | 424.75 | 139.25 | 4
2023/24 | 425.25 | 139.25 | 1
2023/24 | 425.75 | 139.25 | 5
2023/24 | 426.25 | 139.25 | 7
2023/24 | 426.75 | 139.25 | 4
2023/24 | 427.25 | 139.25 | 6
2023/24 | 427.75 | 139.25 | 6
2023/24 | 428.25 | 139.25 | 4
2023/24 | 428.75 | 139.25 | 4
2023/24 | 429.25 | 139.25 | 7
2023/24 | 429.75 | 139.25 | 5
2023/24 | 430.25 | 139.25 | 6
2023/24 | 430.75 | 139.25 | 5
2023/24 | 431.25 | 139.25 | 8
2023/24 | 431.75 | 139.25 | 4
2023/24 | 432.25 | 139.25 | 5
2023/24 | 432.75 | 139.25 | 4
2023/24 | 433.25 | 139.25 | 4
2023/24 | 433.75 | 139.25 | 3
2023/24 | 434.25 | 139.25 | 4
2023/24 | 434.75 | 139.25 | 5
2023/24 | 435.25 | 139.25 | 5
2023/24 | 435.75 | 139.25 | 2
2023/24 | 436.25 | 139.25 | 7
2023/24 | 436.75 | 139.25 | 1
2023/24 | 437.25 | 139.25 | 1
2023/24 | 437.75 | 139.25 | 2
2023/24 | 438.25 | 139.25 | 5
2023/24 | 438.75 | 139.25 | 4
2023/24 | 439.25 | 139.25 | 5
2023/24 | 439.75 | 139.25 | 4
2023/24 | 440.25 | 139.25 | 7
2023/24 | 440.75 | 139.25 | 4
2023/24 | 441.25 | 139.25 | 2
2023/24 | 441.75 | 139.25 | 6
2023/24 | 442.25 | 139.25 | 3
2023/24 | 442.75 | 139.25 | 3
2023/24 | 443.25 | 139.25 | 4
2023/24 | 443.75 | 139.25 | 3
2023/24 | 444.25 | 139.25 | 1
2023/24 | 444.75 | 139.25 | 3
2023/24 | 445.25 | 139.25 | 1
2023/24 | 445.75 | 139.25 | 3
2023/24 | 446.25 | 139.25 | 1
2023/24 | 446.75 | 139.25 | 1
2023/24 | 447.75 | 139.25 | 1
2023/24 | 448.75 | 139.25 | 4
2023/24 | 449.25 | 139.25 | 1
2023/24 | 449.75 | 139.25 | 1
2023/24 | 450.25 | 139.25 | 1
2023/24 | 450.75 | 139.25 | 3
2023/24 | 451.25 | 139.25 | 4
2023/24 | 451.75 | 139.25 | 2
2023/24 | 452.25 | 139.25 | 3
2023/24 | 452.75 | 139.25 | 2
2023/24 | 453.25 | 139.25 | 2
2023/24 | 453.75 | 139.25 | 1
2023/24 | 454.25 | 139.25 | 4
2023/24 | 455.75 | 139.25 | 1
2023/24 | 456.25 | 139.25 | 1
2023/24 | 456.75 | 139.25 | 2
2023/24 | 457.25 | 139.25 | 2
2023/24 | 457.75 | 139.25 | 3
2023/24 | 458.25 | 139.25 | 1
2023/24 | 458.75 | 139.25 | 2
2023/24 | 459.25 | 139.25 | 1
2023/24 | 459.75 | 139.25 | 1
2023/24 | 460.25 | 139.25 | 2
2023/24 | 461.25 | 139.25 | 2
2023/24 | 462.25 | 139.25 | 3
2023/24 | 462.75 | 139.25 | 1
2023/24 | 463.75 | 139.25 | 3
2023/24 | 464.25 | 139.25 | 1
2023/24 | 465.25 | 139.25 | 2
2023/24 | 465.75 | 139.25 | 2
2023/24 | 466.75 | 139.25 | 2
2023/24 | 467.25 | 139.25 | 2
2023/24 | 467.75 | 139.25 | 1
2023/24 | 468.75 | 139.25 | 2
2023/24 | 469.25 | 139.25 | 2
2023/24 | 471.75 | 139.25 | 1
2023/24 | 472.75 | 139.25 | 2
2023/24 | 473.25 | 139.25 | 1
2023/24 | 474.25 | 139.25 | 1
2023/24 | 474.75 | 139.25 | 2
2023/24 | 475.75 | 139.25 | 1
2023/24 | 477.75 | 139.25 | 1
2023/24 | 478.25 | 139.25 | 1
2023/24 | 478.75 | 139.25 | 1
2023/24 | 479.75 | 139.25 | 1
2023/24 | 480.75 | 139.25 | 1
2023/24 | 485.75 | 139.25 | 2
2023/24 | 486.75 | 139.25 | 1
2023/24 | 487.25 | 139.25 | 1
2023/24 | 488.25 | 139.25 | 1
2023/24 | 490.25 | 139.25 | 1
2023/24 | 493.75 | 139.25 | 2
2023/24 | 494.25 | 139.25 | 1
2023/24 | 496.75 | 139.25 | 1
2023/24 | 500.25 | 139.25 | 1
2023/24 | 500.75 | 139.25 | 1
2023/24 | 502.25 | 139.25 | 2
2023/24 | 503.75 | 139.25 | 1
2023/24 | 504.25 | 139.25 | 1
2023/24 | 505.25 | 139.25 | 1
2023/24 | 509.25 | 139.25 | 2
2023/24 | 518.25 | 139.25 | 1
2023/24 | 520.75 | 139.25 | 1
2023/24 | 523.75 | 139.25 | 2
2023/24 | 527.25 | 139.25 | 1
2023/24 | 528.75 | 139.25 | 1
2023/24 | 534.25 | 139.25 | 1
2023/24 | 541.25 | 139.25 | 1
2023/24 | 250.75 | 139.75 | 1
2023/24 | 254.25 | 139.75 | 1
2023/24 | 255.25 | 139.75 | 1
2023/24 | 260.75 | 139.75 | 1
2023/24 | 267.25 | 139.75 | 1
2023/24 | 270.25 | 139.75 | 1
2023/24 | 271.75 | 139.75 | 1
2023/24 | 272.25 | 139.75 | 1
2023/24 | 273.75 | 139.75 | 1
2023/24 | 274.25 | 139.75 | 1
2023/24 | 276.75 | 139.75 | 1
2023/24 | 277.25 | 139.75 | 1
2023/24 | 279.25 | 139.75 | 1
2023/24 | 284.25 | 139.75 | 1
2023/24 | 284.75 | 139.75 | 2
2023/24 | 287.25 | 139.75 | 1
2023/24 | 288.25 | 139.75 | 1
2023/24 | 288.75 | 139.75 | 1
2023/24 | 292.25 | 139.75 | 3
2023/24 | 292.75 | 139.75 | 1
2023/24 | 295.75 | 139.75 | 1
2023/24 | 298.25 | 139.75 | 1
2023/24 | 299.75 | 139.75 | 2
2023/24 | 301.25 | 139.75 | 2
2023/24 | 301.75 | 139.75 | 2
2023/24 | 302.75 | 139.75 | 1
2023/24 | 304.75 | 139.75 | 1
2023/24 | 305.25 | 139.75 | 1
2023/24 | 305.75 | 139.75 | 2
2023/24 | 308.75 | 139.75 | 1
2023/24 | 309.75 | 139.75 | 2
2023/24 | 311.75 | 139.75 | 1
2023/24 | 312.75 | 139.75 | 2
2023/24 | 313.25 | 139.75 | 1
2023/24 | 314.25 | 139.75 | 2
2023/24 | 314.75 | 139.75 | 5
2023/24 | 315.25 | 139.75 | 1
2023/24 | 315.75 | 139.75 | 2
2023/24 | 317.25 | 139.75 | 2
2023/24 | 319.75 | 139.75 | 1
2023/24 | 320.25 | 139.75 | 1
2023/24 | 320.75 | 139.75 | 1
2023/24 | 321.75 | 139.75 | 3
2023/24 | 323.25 | 139.75 | 1
2023/24 | 323.75 | 139.75 | 1
2023/24 | 324.25 | 139.75 | 2
2023/24 | 324.75 | 139.75 | 1
2023/24 | 325.25 | 139.75 | 1
2023/24 | 325.75 | 139.75 | 2
2023/24 | 326.25 | 139.75 | 2
2023/24 | 326.75 | 139.75 | 2
2023/24 | 327.75 | 139.75 | 2
2023/24 | 328.25 | 139.75 | 2
2023/24 | 329.25 | 139.75 | 1
2023/24 | 329.75 | 139.75 | 2
2023/24 | 330.75 | 139.75 | 1
2023/24 | 331.25 | 139.75 | 1
2023/24 | 332.25 | 139.75 | 2
2023/24 | 332.75 | 139.75 | 1
2023/24 | 333.75 | 139.75 | 2
2023/24 | 334.75 | 139.75 | 2
2023/24 | 335.25 | 139.75 | 3
2023/24 | 335.75 | 139.75 | 2
2023/24 | 336.25 | 139.75 | 1
2023/24 | 336.75 | 139.75 | 2
2023/24 | 337.25 | 139.75 | 3
2023/24 | 338.25 | 139.75 | 1
2023/24 | 338.75 | 139.75 | 2
2023/24 | 339.25 | 139.75 | 1
2023/24 | 339.75 | 139.75 | 2
2023/24 | 340.25 | 139.75 | 3
2023/24 | 341.25 | 139.75 | 5
2023/24 | 341.75 | 139.75 | 4
2023/24 | 342.25 | 139.75 | 3
2023/24 | 342.75 | 139.75 | 4
2023/24 | 343.25 | 139.75 | 3
2023/24 | 343.75 | 139.75 | 3
2023/24 | 344.25 | 139.75 | 5
2023/24 | 344.75 | 139.75 | 1
2023/24 | 345.25 | 139.75 | 2
2023/24 | 345.75 | 139.75 | 2
2023/24 | 346.25 | 139.75 | 1
2023/24 | 346.75 | 139.75 | 2
2023/24 | 347.25 | 139.75 | 6
2023/24 | 348.25 | 139.75 | 3
2023/24 | 348.75 | 139.75 | 3
2023/24 | 349.25 | 139.75 | 1
2023/24 | 349.75 | 139.75 | 4
2023/24 | 350.25 | 139.75 | 2
2023/24 | 350.75 | 139.75 | 4
2023/24 | 351.25 | 139.75 | 6
2023/24 | 352.25 | 139.75 | 4
2023/24 | 352.75 | 139.75 | 3
2023/24 | 353.25 | 139.75 | 3
2023/24 | 353.75 | 139.75 | 6
2023/24 | 354.25 | 139.75 | 1
2023/24 | 354.75 | 139.75 | 6
2023/24 | 355.25 | 139.75 | 8
2023/24 | 355.75 | 139.75 | 2
2023/24 | 356.25 | 139.75 | 4
2023/24 | 356.75 | 139.75 | 8
2023/24 | 357.25 | 139.75 | 3
2023/24 | 357.75 | 139.75 | 4
2023/24 | 358.25 | 139.75 | 5
2023/24 | 358.75 | 139.75 | 2
2023/24 | 359.25 | 139.75 | 5
2023/24 | 359.75 | 139.75 | 5
2023/24 | 360.25 | 139.75 | 6
2023/24 | 360.75 | 139.75 | 4
2023/24 | 361.25 | 139.75 | 4
2023/24 | 361.75 | 139.75 | 2
2023/24 | 362.25 | 139.75 | 2
2023/24 | 362.75 | 139.75 | 1
2023/24 | 363.25 | 139.75 | 6
2023/24 | 363.75 | 139.75 | 6
2023/24 | 364.25 | 139.75 | 7
2023/24 | 364.75 | 139.75 | 10
2023/24 | 365.25 | 139.75 | 5
2023/24 | 365.75 | 139.75 | 4
2023/24 | 366.25 | 139.75 | 3
2023/24 | 366.75 | 139.75 | 7
2023/24 | 367.25 | 139.75 | 5
2023/24 | 367.75 | 139.75 | 5
2023/24 | 368.25 | 139.75 | 2
2023/24 | 368.75 | 139.75 | 5
2023/24 | 369.25 | 139.75 | 5
2023/24 | 369.75 | 139.75 | 3
2023/24 | 370.25 | 139.75 | 8
2023/24 | 370.75 | 139.75 | 6
2023/24 | 371.25 | 139.75 | 8
2023/24 | 371.75 | 139.75 | 5
2023/24 | 372.25 | 139.75 | 4
2023/24 | 372.75 | 139.75 | 8
2023/24 | 373.25 | 139.75 | 5
2023/24 | 373.75 | 139.75 | 7
2023/24 | 374.25 | 139.75 | 3
2023/24 | 374.75 | 139.75 | 7
2023/24 | 375.25 | 139.75 | 3
2023/24 | 375.75 | 139.75 | 3
2023/24 | 376.25 | 139.75 | 6
2023/24 | 376.75 | 139.75 | 9
2023/24 | 377.25 | 139.75 | 10
2023/24 | 377.75 | 139.75 | 7
2023/24 | 378.25 | 139.75 | 7
2023/24 | 378.75 | 139.75 | 7
2023/24 | 379.25 | 139.75 | 8
2023/24 | 379.75 | 139.75 | 10
2023/24 | 380.25 | 139.75 | 7
2023/24 | 380.75 | 139.75 | 8
2023/24 | 381.25 | 139.75 | 8
2023/24 | 381.75 | 139.75 | 2
2023/24 | 382.25 | 139.75 | 4
2023/24 | 382.75 | 139.75 | 9
2023/24 | 383.25 | 139.75 | 8
2023/24 | 383.75 | 139.75 | 5
2023/24 | 384.25 | 139.75 | 6
2023/24 | 384.75 | 139.75 | 6
2023/24 | 385.25 | 139.75 | 5
2023/24 | 385.75 | 139.75 | 6
2023/24 | 386.25 | 139.75 | 14
2023/24 | 386.75 | 139.75 | 8
2023/24 | 387.25 | 139.75 | 8
2023/24 | 387.75 | 139.75 | 2
2023/24 | 388.25 | 139.75 | 6
2023/24 | 388.75 | 139.75 | 9
2023/24 | 389.25 | 139.75 | 6
2023/24 | 389.75 | 139.75 | 5
2023/24 | 390.25 | 139.75 | 11
2023/24 | 390.75 | 139.75 | 6
2023/24 | 391.25 | 139.75 | 7
2023/24 | 391.75 | 139.75 | 9
2023/24 | 392.25 | 139.75 | 5
2023/24 | 392.75 | 139.75 | 11
2023/24 | 393.25 | 139.75 | 7
2023/24 | 393.75 | 139.75 | 9
2023/24 | 394.25 | 139.75 | 11
2023/24 | 394.75 | 139.75 | 9
2023/24 | 395.25 | 139.75 | 7
2023/24 | 395.75 | 139.75 | 6
2023/24 | 396.25 | 139.75 | 3
2023/24 | 396.75 | 139.75 | 8
2023/24 | 397.25 | 139.75 | 6
2023/24 | 397.75 | 139.75 | 7
2023/24 | 398.25 | 139.75 | 3
2023/24 | 398.75 | 139.75 | 8
2023/24 | 399.25 | 139.75 | 14
2023/24 | 399.75 | 139.75 | 5
2023/24 | 400.25 | 139.75 | 4
2023/24 | 400.75 | 139.75 | 11
2023/24 | 401.25 | 139.75 | 5
2023/24 | 401.75 | 139.75 | 4
2023/24 | 402.25 | 139.75 | 8
2023/24 | 402.75 | 139.75 | 8
2023/24 | 403.25 | 139.75 | 8
2023/24 | 403.75 | 139.75 | 9
2023/24 | 404.25 | 139.75 | 5
2023/24 | 404.75 | 139.75 | 5
2023/24 | 405.25 | 139.75 | 4
2023/24 | 405.75 | 139.75 | 6
2023/24 | 406.25 | 139.75 | 6
2023/24 | 406.75 | 139.75 | 2
2023/24 | 407.25 | 139.75 | 5
2023/24 | 407.75 | 139.75 | 7
2023/24 | 408.25 | 139.75 | 8
2023/24 | 408.75 | 139.75 | 3
2023/24 | 409.25 | 139.75 | 8
2023/24 | 409.75 | 139.75 | 5
2023/24 | 410.25 | 139.75 | 5
2023/24 | 410.75 | 139.75 | 3
2023/24 | 411.25 | 139.75 | 7
2023/24 | 411.75 | 139.75 | 5
2023/24 | 412.25 | 139.75 | 5
2023/24 | 412.75 | 139.75 | 7
2023/24 | 413.25 | 139.75 | 8
2023/24 | 413.75 | 139.75 | 9
2023/24 | 414.25 | 139.75 | 9
2023/24 | 414.75 | 139.75 | 7
2023/24 | 415.25 | 139.75 | 5
2023/24 | 415.75 | 139.75 | 2
2023/24 | 416.25 | 139.75 | 5
2023/24 | 416.75 | 139.75 | 10
2023/24 | 417.25 | 139.75 | 4
2023/24 | 417.75 | 139.75 | 4
2023/24 | 418.25 | 139.75 | 7
2023/24 | 418.75 | 139.75 | 2
2023/24 | 419.25 | 139.75 | 6
2023/24 | 419.75 | 139.75 | 6
2023/24 | 420.25 | 139.75 | 2
2023/24 | 420.75 | 139.75 | 8
2023/24 | 421.25 | 139.75 | 4
2023/24 | 421.75 | 139.75 | 5
2023/24 | 422.25 | 139.75 | 8
2023/24 | 422.75 | 139.75 | 8
2023/24 | 423.25 | 139.75 | 4
2023/24 | 423.75 | 139.75 | 13
2023/24 | 424.25 | 139.75 | 4
2023/24 | 424.75 | 139.75 | 2
2023/24 | 425.25 | 139.75 | 3
2023/24 | 425.75 | 139.75 | 5
2023/24 | 426.25 | 139.75 | 3
2023/24 | 426.75 | 139.75 | 1
2023/24 | 427.25 | 139.75 | 6
2023/24 | 427.75 | 139.75 | 3
2023/24 | 428.25 | 139.75 | 6
2023/24 | 428.75 | 139.75 | 4
2023/24 | 429.25 | 139.75 | 6
2023/24 | 429.75 | 139.75 | 5
2023/24 | 430.25 | 139.75 | 3
2023/24 | 430.75 | 139.75 | 5
2023/24 | 431.25 | 139.75 | 3
2023/24 | 431.75 | 139.75 | 3
2023/24 | 432.25 | 139.75 | 3
2023/24 | 432.75 | 139.75 | 2
2023/24 | 433.25 | 139.75 | 4
2023/24 | 433.75 | 139.75 | 3
2023/24 | 434.25 | 139.75 | 3
2023/24 | 434.75 | 139.75 | 5
2023/24 | 435.25 | 139.75 | 3
2023/24 | 435.75 | 139.75 | 4
2023/24 | 436.25 | 139.75 | 4
2023/24 | 436.75 | 139.75 | 6
2023/24 | 437.25 | 139.75 | 2
2023/24 | 437.75 | 139.75 | 5
2023/24 | 438.25 | 139.75 | 4
2023/24 | 438.75 | 139.75 | 4
2023/24 | 439.25 | 139.75 | 3
2023/24 | 439.75 | 139.75 | 7
2023/24 | 440.25 | 139.75 | 2
2023/24 | 440.75 | 139.75 | 4
2023/24 | 441.25 | 139.75 | 6
2023/24 | 441.75 | 139.75 | 2
2023/24 | 442.25 | 139.75 | 4
2023/24 | 442.75 | 139.75 | 2
2023/24 | 443.25 | 139.75 | 1
2023/24 | 443.75 | 139.75 | 2
2023/24 | 444.25 | 139.75 | 3
2023/24 | 444.75 | 139.75 | 1
2023/24 | 445.25 | 139.75 | 2
2023/24 | 445.75 | 139.75 | 2
2023/24 | 446.25 | 139.75 | 5
2023/24 | 446.75 | 139.75 | 4
2023/24 | 447.25 | 139.75 | 2
2023/24 | 447.75 | 139.75 | 1
2023/24 | 448.25 | 139.75 | 2
2023/24 | 448.75 | 139.75 | 1
2023/24 | 449.25 | 139.75 | 1
2023/24 | 449.75 | 139.75 | 3
2023/24 | 450.25 | 139.75 | 1
2023/24 | 450.75 | 139.75 | 2
2023/24 | 451.25 | 139.75 | 3
2023/24 | 451.75 | 139.75 | 1
2023/24 | 452.25 | 139.75 | 1
2023/24 | 452.75 | 139.75 | 2
2023/24 | 453.25 | 139.75 | 2
2023/24 | 453.75 | 139.75 | 1
2023/24 | 454.25 | 139.75 | 2
2023/24 | 454.75 | 139.75 | 1
2023/24 | 455.25 | 139.75 | 2
2023/24 | 455.75 | 139.75 | 1
2023/24 | 456.25 | 139.75 | 1
2023/24 | 457.25 | 139.75 | 2
2023/24 | 457.75 | 139.75 | 2
2023/24 | 458.75 | 139.75 | 1
2023/24 | 459.75 | 139.75 | 2
2023/24 | 460.25 | 139.75 | 2
2023/24 | 460.75 | 139.75 | 3
2023/24 | 461.75 | 139.75 | 1
2023/24 | 462.25 | 139.75 | 2
2023/24 | 462.75 | 139.75 | 1
2023/24 | 463.25 | 139.75 | 1
2023/24 | 463.75 | 139.75 | 1
2023/24 | 464.25 | 139.75 | 2
2023/24 | 464.75 | 139.75 | 1
2023/24 | 465.25 | 139.75 | 2
2023/24 | 465.75 | 139.75 | 1
2023/24 | 466.25 | 139.75 | 2
2023/24 | 466.75 | 139.75 | 1
2023/24 | 467.75 | 139.75 | 1
2023/24 | 468.25 | 139.75 | 2
2023/24 | 470.25 | 139.75 | 5
2023/24 | 470.75 | 139.75 | 1
2023/24 | 471.25 | 139.75 | 4
2023/24 | 472.25 | 139.75 | 1
2023/24 | 472.75 | 139.75 | 1
2023/24 | 474.25 | 139.75 | 2
2023/24 | 474.75 | 139.75 | 1
2023/24 | 476.25 | 139.75 | 2
2023/24 | 476.75 | 139.75 | 2
2023/24 | 477.25 | 139.75 | 1
2023/24 | 477.75 | 139.75 | 1
2023/24 | 478.25 | 139.75 | 3
2023/24 | 480.75 | 139.75 | 1
2023/24 | 481.25 | 139.75 | 1
2023/24 | 482.75 | 139.75 | 1
2023/24 | 488.25 | 139.75 | 1
2023/24 | 497.25 | 139.75 | 1
2023/24 | 498.75 | 139.75 | 1
2023/24 | 499.25 | 139.75 | 1
2023/24 | 501.75 | 139.75 | 1
2023/24 | 502.25 | 139.75 | 1
2023/24 | 504.25 | 139.75 | 2
2023/24 | 506.25 | 139.75 | 1
2023/24 | 508.25 | 139.75 | 1
2023/24 | 509.25 | 139.75 | 1
2023/24 | 510.75 | 139.75 | 1
2023/24 | 512.75 | 139.75 | 2
2023/24 | 516.25 | 139.75 | 2
2023/24 | 518.25 | 139.75 | 1
2023/24 | 518.75 | 139.75 | 1
2023/24 | 530.75 | 139.75 | 1
2023/24 | 539.25 | 139.75 | 1
2023/24 | 564.75 | 139.75 | 1
2023/24 | 254.75 | 140.25 | 1
2023/24 | 256.75 | 140.25 | 1
2023/24 | 263.25 | 140.25 | 1
2023/24 | 270.75 | 140.25 | 1
2023/24 | 271.75 | 140.25 | 1
2023/24 | 278.25 | 140.25 | 2
2023/24 | 278.75 | 140.25 | 1
2023/24 | 279.75 | 140.25 | 1
2023/24 | 281.25 | 140.25 | 1
2023/24 | 282.25 | 140.25 | 2
2023/24 | 282.75 | 140.25 | 1
2023/24 | 284.25 | 140.25 | 1
2023/24 | 285.25 | 140.25 | 1
2023/24 | 287.75 | 140.25 | 1
2023/24 | 291.25 | 140.25 | 1
2023/24 | 292.75 | 140.25 | 3
2023/24 | 293.75 | 140.25 | 1
2023/24 | 295.25 | 140.25 | 1
2023/24 | 298.25 | 140.25 | 2
2023/24 | 300.25 | 140.25 | 1
2023/24 | 303.25 | 140.25 | 1
2023/24 | 304.25 | 140.25 | 3
2023/24 | 304.75 | 140.25 | 1
2023/24 | 305.75 | 140.25 | 2
2023/24 | 306.75 | 140.25 | 1
2023/24 | 307.75 | 140.25 | 1
2023/24 | 308.25 | 140.25 | 1
2023/24 | 308.75 | 140.25 | 1
2023/24 | 309.25 | 140.25 | 1
2023/24 | 310.25 | 140.25 | 1
2023/24 | 310.75 | 140.25 | 2
2023/24 | 311.25 | 140.25 | 3
2023/24 | 311.75 | 140.25 | 1
2023/24 | 312.75 | 140.25 | 1
2023/24 | 313.75 | 140.25 | 1
2023/24 | 315.75 | 140.25 | 1
2023/24 | 316.25 | 140.25 | 1
2023/24 | 317.75 | 140.25 | 1
2023/24 | 318.75 | 140.25 | 2
2023/24 | 319.25 | 140.25 | 1
2023/24 | 319.75 | 140.25 | 1
2023/24 | 320.25 | 140.25 | 1
2023/24 | 321.25 | 140.25 | 1
2023/24 | 322.75 | 140.25 | 1
2023/24 | 323.25 | 140.25 | 2
2023/24 | 323.75 | 140.25 | 2
2023/24 | 324.25 | 140.25 | 2
2023/24 | 325.25 | 140.25 | 2
2023/24 | 325.75 | 140.25 | 1
2023/24 | 326.25 | 140.25 | 2
2023/24 | 326.75 | 140.25 | 1
2023/24 | 327.25 | 140.25 | 1
2023/24 | 328.25 | 140.25 | 1
2023/24 | 328.75 | 140.25 | 2
2023/24 | 329.25 | 140.25 | 3
2023/24 | 329.75 | 140.25 | 1
2023/24 | 330.25 | 140.25 | 1
2023/24 | 330.75 | 140.25 | 1
2023/24 | 331.75 | 140.25 | 1
2023/24 | 332.25 | 140.25 | 1
2023/24 | 332.75 | 140.25 | 2
2023/24 | 334.25 | 140.25 | 2
2023/24 | 334.75 | 140.25 | 2
2023/24 | 335.75 | 140.25 | 2
2023/24 | 336.25 | 140.25 | 1
2023/24 | 336.75 | 140.25 | 1
2023/24 | 337.25 | 140.25 | 2
2023/24 | 337.75 | 140.25 | 1
2023/24 | 338.25 | 140.25 | 2
2023/24 | 339.25 | 140.25 | 1
2023/24 | 339.75 | 140.25 | 4
2023/24 | 340.25 | 140.25 | 6
2023/24 | 341.25 | 140.25 | 2
2023/24 | 341.75 | 140.25 | 1
2023/24 | 342.25 | 140.25 | 3
2023/24 | 342.75 | 140.25 | 3
2023/24 | 343.25 | 140.25 | 3
2023/24 | 343.75 | 140.25 | 2
2023/24 | 344.25 | 140.25 | 4
2023/24 | 344.75 | 140.25 | 4
2023/24 | 345.25 | 140.25 | 1
2023/24 | 345.75 | 140.25 | 3
2023/24 | 346.25 | 140.25 | 1
2023/24 | 346.75 | 140.25 | 4
2023/24 | 347.75 | 140.25 | 2
2023/24 | 348.25 | 140.25 | 2
2023/24 | 348.75 | 140.25 | 4
2023/24 | 349.25 | 140.25 | 2
2023/24 | 349.75 | 140.25 | 2
2023/24 | 350.25 | 140.25 | 3
2023/24 | 350.75 | 140.25 | 2
2023/24 | 351.25 | 140.25 | 3
2023/24 | 351.75 | 140.25 | 1
2023/24 | 352.25 | 140.25 | 4
2023/24 | 352.75 | 140.25 | 1
2023/24 | 353.25 | 140.25 | 3
2023/24 | 353.75 | 140.25 | 5
2023/24 | 354.25 | 140.25 | 3
2023/24 | 354.75 | 140.25 | 1
2023/24 | 355.25 | 140.25 | 1
2023/24 | 355.75 | 140.25 | 5
2023/24 | 356.25 | 140.25 | 6
2023/24 | 356.75 | 140.25 | 3
2023/24 | 357.25 | 140.25 | 4
2023/24 | 357.75 | 140.25 | 2
2023/24 | 358.25 | 140.25 | 2
2023/24 | 358.75 | 140.25 | 4
2023/24 | 359.25 | 140.25 | 4
2023/24 | 359.75 | 140.25 | 3
2023/24 | 360.25 | 140.25 | 2
2023/24 | 361.25 | 140.25 | 5
2023/24 | 361.75 | 140.25 | 8
2023/24 | 362.25 | 140.25 | 3
2023/24 | 362.75 | 140.25 | 2
2023/24 | 363.25 | 140.25 | 5
2023/24 | 363.75 | 140.25 | 3
2023/24 | 364.25 | 140.25 | 4
2023/24 | 364.75 | 140.25 | 3
2023/24 | 365.25 | 140.25 | 1
2023/24 | 365.75 | 140.25 | 8
2023/24 | 366.25 | 140.25 | 3
2023/24 | 366.75 | 140.25 | 2
2023/24 | 367.25 | 140.25 | 2
2023/24 | 367.75 | 140.25 | 3
2023/24 | 368.25 | 140.25 | 4
2023/24 | 368.75 | 140.25 | 3
2023/24 | 369.25 | 140.25 | 2
2023/24 | 369.75 | 140.25 | 3
2023/24 | 370.25 | 140.25 | 6
2023/24 | 370.75 | 140.25 | 4
2023/24 | 371.25 | 140.25 | 4
2023/24 | 371.75 | 140.25 | 2
2023/24 | 372.25 | 140.25 | 10
2023/24 | 372.75 | 140.25 | 5
2023/24 | 373.25 | 140.25 | 3
2023/24 | 373.75 | 140.25 | 5
2023/24 | 374.25 | 140.25 | 5
2023/24 | 374.75 | 140.25 | 8
2023/24 | 375.25 | 140.25 | 3
2023/24 | 375.75 | 140.25 | 9
2023/24 | 376.25 | 140.25 | 6
2023/24 | 376.75 | 140.25 | 3
2023/24 | 377.25 | 140.25 | 1
2023/24 | 377.75 | 140.25 | 4
2023/24 | 378.25 | 140.25 | 4
2023/24 | 378.75 | 140.25 | 8
2023/24 | 379.25 | 140.25 | 4
2023/24 | 379.75 | 140.25 | 3
2023/24 | 380.25 | 140.25 | 4
2023/24 | 380.75 | 140.25 | 4
2023/24 | 381.25 | 140.25 | 6
2023/24 | 381.75 | 140.25 | 4
2023/24 | 382.25 | 140.25 | 3
2023/24 | 382.75 | 140.25 | 4
2023/24 | 383.25 | 140.25 | 7
2023/24 | 383.75 | 140.25 | 3
2023/24 | 384.25 | 140.25 | 10
2023/24 | 384.75 | 140.25 | 4
2023/24 | 385.25 | 140.25 | 6
2023/24 | 385.75 | 140.25 | 9
2023/24 | 386.25 | 140.25 | 9
2023/24 | 386.75 | 140.25 | 4
2023/24 | 387.25 | 140.25 | 9
2023/24 | 387.75 | 140.25 | 5
2023/24 | 388.25 | 140.25 | 9
2023/24 | 388.75 | 140.25 | 4
2023/24 | 389.25 | 140.25 | 9
2023/24 | 389.75 | 140.25 | 4
2023/24 | 390.25 | 140.25 | 8
2023/24 | 390.75 | 140.25 | 5
2023/24 | 391.25 | 140.25 | 5
2023/24 | 391.75 | 140.25 | 3
2023/24 | 392.25 | 140.25 | 8
2023/24 | 392.75 | 140.25 | 6
2023/24 | 393.25 | 140.25 | 6
2023/24 | 393.75 | 140.25 | 9
2023/24 | 394.25 | 140.25 | 8
2023/24 | 394.75 | 140.25 | 5
2023/24 | 395.25 | 140.25 | 7
2023/24 | 395.75 | 140.25 | 4
2023/24 | 396.25 | 140.25 | 7
2023/24 | 396.75 | 140.25 | 6
2023/24 | 397.25 | 140.25 | 8
2023/24 | 397.75 | 140.25 | 11
2023/24 | 398.25 | 140.25 | 3
2023/24 | 398.75 | 140.25 | 6
2023/24 | 399.25 | 140.25 | 7
2023/24 | 399.75 | 140.25 | 9
2023/24 | 400.25 | 140.25 | 11
2023/24 | 400.75 | 140.25 | 5
2023/24 | 401.25 | 140.25 | 8
2023/24 | 401.75 | 140.25 | 6
2023/24 | 402.25 | 140.25 | 4
2023/24 | 402.75 | 140.25 | 10
2023/24 | 403.25 | 140.25 | 6
2023/24 | 403.75 | 140.25 | 4
2023/24 | 404.25 | 140.25 | 6
2023/24 | 404.75 | 140.25 | 6
2023/24 | 405.25 | 140.25 | 4
2023/24 | 405.75 | 140.25 | 10
2023/24 | 406.25 | 140.25 | 5
2023/24 | 406.75 | 140.25 | 7
2023/24 | 407.25 | 140.25 | 8
2023/24 | 407.75 | 140.25 | 9
2023/24 | 408.25 | 140.25 | 7
2023/24 | 408.75 | 140.25 | 9
2023/24 | 409.25 | 140.25 | 4
2023/24 | 409.75 | 140.25 | 5
2023/24 | 410.25 | 140.25 | 6
2023/24 | 410.75 | 140.25 | 9
2023/24 | 411.25 | 140.25 | 6
2023/24 | 411.75 | 140.25 | 8
2023/24 | 412.25 | 140.25 | 6
2023/24 | 412.75 | 140.25 | 2
2023/24 | 413.25 | 140.25 | 5
2023/24 | 413.75 | 140.25 | 6
2023/24 | 414.25 | 140.25 | 4
2023/24 | 414.75 | 140.25 | 5
2023/24 | 415.25 | 140.25 | 7
2023/24 | 415.75 | 140.25 | 4
2023/24 | 416.25 | 140.25 | 8
2023/24 | 416.75 | 140.25 | 6
2023/24 | 417.25 | 140.25 | 5
2023/24 | 417.75 | 140.25 | 2
2023/24 | 418.25 | 140.25 | 6
2023/24 | 418.75 | 140.25 | 5
2023/24 | 419.25 | 140.25 | 5
2023/24 | 419.75 | 140.25 | 6
2023/24 | 420.25 | 140.25 | 7
2023/24 | 420.75 | 140.25 | 3
2023/24 | 421.25 | 140.25 | 9
2023/24 | 421.75 | 140.25 | 6
2023/24 | 422.25 | 140.25 | 8
2023/24 | 422.75 | 140.25 | 5
2023/24 | 423.25 | 140.25 | 3
2023/24 | 423.75 | 140.25 | 2
2023/24 | 424.25 | 140.25 | 5
2023/24 | 424.75 | 140.25 | 5
2023/24 | 425.25 | 140.25 | 7
2023/24 | 425.75 | 140.25 | 5
2023/24 | 426.25 | 140.25 | 3
2023/24 | 426.75 | 140.25 | 1
2023/24 | 427.25 | 140.25 | 5
2023/24 | 427.75 | 140.25 | 7
2023/24 | 428.25 | 140.25 | 8
2023/24 | 428.75 | 140.25 | 4
2023/24 | 429.25 | 140.25 | 5
2023/24 | 429.75 | 140.25 | 4
2023/24 | 430.25 | 140.25 | 3
2023/24 | 430.75 | 140.25 | 4
2023/24 | 431.25 | 140.25 | 3
2023/24 | 431.75 | 140.25 | 5
2023/24 | 432.25 | 140.25 | 5
2023/24 | 432.75 | 140.25 | 6
2023/24 | 433.25 | 140.25 | 2
2023/24 | 433.75 | 140.25 | 1
2023/24 | 434.25 | 140.25 | 5
2023/24 | 434.75 | 140.25 | 2
2023/24 | 435.25 | 140.25 | 3
2023/24 | 435.75 | 140.25 | 3
2023/24 | 436.25 | 140.25 | 4
2023/24 | 436.75 | 140.25 | 5
2023/24 | 437.25 | 140.25 | 1
2023/24 | 437.75 | 140.25 | 4
2023/24 | 438.25 | 140.25 | 6
2023/24 | 438.75 | 140.25 | 4
2023/24 | 439.25 | 140.25 | 2
2023/24 | 439.75 | 140.25 | 3
2023/24 | 440.25 | 140.25 | 1
2023/24 | 440.75 | 140.25 | 7
2023/24 | 441.25 | 140.25 | 3
2023/24 | 441.75 | 140.25 | 1
2023/24 | 442.25 | 140.25 | 1
2023/24 | 442.75 | 140.25 | 3
2023/24 | 443.25 | 140.25 | 2
2023/24 | 443.75 | 140.25 | 3
2023/24 | 444.25 | 140.25 | 10
2023/24 | 444.75 | 140.25 | 2
2023/24 | 445.25 | 140.25 | 4
2023/24 | 445.75 | 140.25 | 2
2023/24 | 446.25 | 140.25 | 5
2023/24 | 446.75 | 140.25 | 4
2023/24 | 447.25 | 140.25 | 2
2023/24 | 447.75 | 140.25 | 2
2023/24 | 448.25 | 140.25 | 3
2023/24 | 448.75 | 140.25 | 1
2023/24 | 449.25 | 140.25 | 4
2023/24 | 449.75 | 140.25 | 3
2023/24 | 450.75 | 140.25 | 1
2023/24 | 451.25 | 140.25 | 2
2023/24 | 453.25 | 140.25 | 2
2023/24 | 453.75 | 140.25 | 1
2023/24 | 454.25 | 140.25 | 4
2023/24 | 454.75 | 140.25 | 2
2023/24 | 455.25 | 140.25 | 6
2023/24 | 455.75 | 140.25 | 1
2023/24 | 456.25 | 140.25 | 2
2023/24 | 456.75 | 140.25 | 2
2023/24 | 457.25 | 140.25 | 3
2023/24 | 457.75 | 140.25 | 1
2023/24 | 458.25 | 140.25 | 3
2023/24 | 458.75 | 140.25 | 2
2023/24 | 459.75 | 140.25 | 1
2023/24 | 460.75 | 140.25 | 1
2023/24 | 461.25 | 140.25 | 4
2023/24 | 461.75 | 140.25 | 1
2023/24 | 462.75 | 140.25 | 1
2023/24 | 463.25 | 140.25 | 1
2023/24 | 463.75 | 140.25 | 1
2023/24 | 464.25 | 140.25 | 1
2023/24 | 464.75 | 140.25 | 1
2023/24 | 465.25 | 140.25 | 3
2023/24 | 465.75 | 140.25 | 2
2023/24 | 466.75 | 140.25 | 1
2023/24 | 467.75 | 140.25 | 2
2023/24 | 468.25 | 140.25 | 2
2023/24 | 468.75 | 140.25 | 1
2023/24 | 469.25 | 140.25 | 1
2023/24 | 469.75 | 140.25 | 1
2023/24 | 471.25 | 140.25 | 2
2023/24 | 471.75 | 140.25 | 1
2023/24 | 472.75 | 140.25 | 2
2023/24 | 473.25 | 140.25 | 1
2023/24 | 473.75 | 140.25 | 2
2023/24 | 474.25 | 140.25 | 1
2023/24 | 475.25 | 140.25 | 1
2023/24 | 476.25 | 140.25 | 1
2023/24 | 477.25 | 140.25 | 2
2023/24 | 477.75 | 140.25 | 3
2023/24 | 478.25 | 140.25 | 1
2023/24 | 478.75 | 140.25 | 1
2023/24 | 480.25 | 140.25 | 2
2023/24 | 481.25 | 140.25 | 2
2023/24 | 481.75 | 140.25 | 1
2023/24 | 482.75 | 140.25 | 3
2023/24 | 483.25 | 140.25 | 3
2023/24 | 483.75 | 140.25 | 2
2023/24 | 485.25 | 140.25 | 1
2023/24 | 486.25 | 140.25 | 1
2023/24 | 486.75 | 140.25 | 1
2023/24 | 488.25 | 140.25 | 1
2023/24 | 488.75 | 140.25 | 1
2023/24 | 490.75 | 140.25 | 3
2023/24 | 491.75 | 140.25 | 1
2023/24 | 492.75 | 140.25 | 1
2023/24 | 495.25 | 140.25 | 1
2023/24 | 496.25 | 140.25 | 1
2023/24 | 497.75 | 140.25 | 1
2023/24 | 499.75 | 140.25 | 2
2023/24 | 501.25 | 140.25 | 1
2023/24 | 502.25 | 140.25 | 1
2023/24 | 504.25 | 140.25 | 1
2023/24 | 505.75 | 140.25 | 1
2023/24 | 506.75 | 140.25 | 1
2023/24 | 509.75 | 140.25 | 1
2023/24 | 510.75 | 140.25 | 1
2023/24 | 511.75 | 140.25 | 1
2023/24 | 518.75 | 140.25 | 1
2023/24 | 522.25 | 140.25 | 1
2023/24 | 523.25 | 140.25 | 1
2023/24 | 525.25 | 140.25 | 1
2023/24 | 529.25 | 140.25 | 1
2023/24 | 531.25 | 140.25 | 1
2023/24 | 584.75 | 140.25 | 1
2023/24 | 268.75 | 140.75 | 1
2023/24 | 275.25 | 140.75 | 1
2023/24 | 275.75 | 140.75 | 1
2023/24 | 278.25 | 140.75 | 1
2023/24 | 279.25 | 140.75 | 1
2023/24 | 280.25 | 140.75 | 1
2023/24 | 281.75 | 140.75 | 1
2023/24 | 282.25 | 140.75 | 1
2023/24 | 283.25 | 140.75 | 1
2023/24 | 286.25 | 140.75 | 1
2023/24 | 286.75 | 140.75 | 1
2023/24 | 287.75 | 140.75 | 1
2023/24 | 288.25 | 140.75 | 1
2023/24 | 291.75 | 140.75 | 1
2023/24 | 292.75 | 140.75 | 1
2023/24 | 293.25 | 140.75 | 2
2023/24 | 297.25 | 140.75 | 1
2023/24 | 297.75 | 140.75 | 1
2023/24 | 298.75 | 140.75 | 2
2023/24 | 301.75 | 140.75 | 1
2023/24 | 302.25 | 140.75 | 1
2023/24 | 302.75 | 140.75 | 1
2023/24 | 304.75 | 140.75 | 1
2023/24 | 305.75 | 140.75 | 2
2023/24 | 306.25 | 140.75 | 1
2023/24 | 306.75 | 140.75 | 2
2023/24 | 307.25 | 140.75 | 1
2023/24 | 307.75 | 140.75 | 3
2023/24 | 308.75 | 140.75 | 1
2023/24 | 310.75 | 140.75 | 1
2023/24 | 312.75 | 140.75 | 1
2023/24 | 313.25 | 140.75 | 1
2023/24 | 313.75 | 140.75 | 1
2023/24 | 314.25 | 140.75 | 1
2023/24 | 314.75 | 140.75 | 3
2023/24 | 315.25 | 140.75 | 1
2023/24 | 316.25 | 140.75 | 1
2023/24 | 317.25 | 140.75 | 2
2023/24 | 319.25 | 140.75 | 1
2023/24 | 320.25 | 140.75 | 1
2023/24 | 320.75 | 140.75 | 1
2023/24 | 321.25 | 140.75 | 1
2023/24 | 322.75 | 140.75 | 1
2023/24 | 323.75 | 140.75 | 1
2023/24 | 324.75 | 140.75 | 2
2023/24 | 325.75 | 140.75 | 1
2023/24 | 326.25 | 140.75 | 1
2023/24 | 326.75 | 140.75 | 1
2023/24 | 329.25 | 140.75 | 3
2023/24 | 331.25 | 140.75 | 1
2023/24 | 331.75 | 140.75 | 1
2023/24 | 332.25 | 140.75 | 1
2023/24 | 334.75 | 140.75 | 1
2023/24 | 335.75 | 140.75 | 1
2023/24 | 337.25 | 140.75 | 1
2023/24 | 337.75 | 140.75 | 3
2023/24 | 338.25 | 140.75 | 1
2023/24 | 338.75 | 140.75 | 1
2023/24 | 339.25 | 140.75 | 2
2023/24 | 339.75 | 140.75 | 2
2023/24 | 340.25 | 140.75 | 1
2023/24 | 341.25 | 140.75 | 1
2023/24 | 341.75 | 140.75 | 1
2023/24 | 342.25 | 140.75 | 1
2023/24 | 342.75 | 140.75 | 5
2023/24 | 344.25 | 140.75 | 6
2023/24 | 344.75 | 140.75 | 1
2023/24 | 345.75 | 140.75 | 5
2023/24 | 346.75 | 140.75 | 1
2023/24 | 348.25 | 140.75 | 1
2023/24 | 348.75 | 140.75 | 5
2023/24 | 349.25 | 140.75 | 2
2023/24 | 349.75 | 140.75 | 3
2023/24 | 350.25 | 140.75 | 3
2023/24 | 352.25 | 140.75 | 2
2023/24 | 352.75 | 140.75 | 2
2023/24 | 353.25 | 140.75 | 2
2023/24 | 353.75 | 140.75 | 4
2023/24 | 354.25 | 140.75 | 1
2023/24 | 354.75 | 140.75 | 3
2023/24 | 355.25 | 140.75 | 3
2023/24 | 355.75 | 140.75 | 2
2023/24 | 356.25 | 140.75 | 1
2023/24 | 356.75 | 140.75 | 1
2023/24 | 357.25 | 140.75 | 5
2023/24 | 357.75 | 140.75 | 3
2023/24 | 358.25 | 140.75 | 3
2023/24 | 358.75 | 140.75 | 2
2023/24 | 359.25 | 140.75 | 1
2023/24 | 359.75 | 140.75 | 3
2023/24 | 360.25 | 140.75 | 3
2023/24 | 361.25 | 140.75 | 1
2023/24 | 361.75 | 140.75 | 4
2023/24 | 362.25 | 140.75 | 1
2023/24 | 362.75 | 140.75 | 3
2023/24 | 363.25 | 140.75 | 1
2023/24 | 363.75 | 140.75 | 2
2023/24 | 364.25 | 140.75 | 5
2023/24 | 364.75 | 140.75 | 4
2023/24 | 365.25 | 140.75 | 3
2023/24 | 365.75 | 140.75 | 4
2023/24 | 366.25 | 140.75 | 3
2023/24 | 366.75 | 140.75 | 2
2023/24 | 367.25 | 140.75 | 4
2023/24 | 367.75 | 140.75 | 3
2023/24 | 368.25 | 140.75 | 2
2023/24 | 368.75 | 140.75 | 2
2023/24 | 369.25 | 140.75 | 1
2023/24 | 369.75 | 140.75 | 4
2023/24 | 370.25 | 140.75 | 8
2023/24 | 370.75 | 140.75 | 2
2023/24 | 371.25 | 140.75 | 2
2023/24 | 371.75 | 140.75 | 7
2023/24 | 372.25 | 140.75 | 6
2023/24 | 372.75 | 140.75 | 4
2023/24 | 373.25 | 140.75 | 3
2023/24 | 373.75 | 140.75 | 2
2023/24 | 374.25 | 140.75 | 5
2023/24 | 374.75 | 140.75 | 3
2023/24 | 375.25 | 140.75 | 1
2023/24 | 375.75 | 140.75 | 4
2023/24 | 376.25 | 140.75 | 1
2023/24 | 376.75 | 140.75 | 3
2023/24 | 377.25 | 140.75 | 3
2023/24 | 377.75 | 140.75 | 3
2023/24 | 378.25 | 140.75 | 5
2023/24 | 378.75 | 140.75 | 5
2023/24 | 379.25 | 140.75 | 9
2023/24 | 379.75 | 140.75 | 4
2023/24 | 380.25 | 140.75 | 5
2023/24 | 380.75 | 140.75 | 6
2023/24 | 381.25 | 140.75 | 6
2023/24 | 381.75 | 140.75 | 3
2023/24 | 382.25 | 140.75 | 3
2023/24 | 382.75 | 140.75 | 5
2023/24 | 383.25 | 140.75 | 5
2023/24 | 383.75 | 140.75 | 6
2023/24 | 384.25 | 140.75 | 5
2023/24 | 384.75 | 140.75 | 6
2023/24 | 385.25 | 140.75 | 2
2023/24 | 385.75 | 140.75 | 7
2023/24 | 386.25 | 140.75 | 1
2023/24 | 386.75 | 140.75 | 1
2023/24 | 387.25 | 140.75 | 4
2023/24 | 387.75 | 140.75 | 5
2023/24 | 388.25 | 140.75 | 5
2023/24 | 388.75 | 140.75 | 9
2023/24 | 389.25 | 140.75 | 5
2023/24 | 389.75 | 140.75 | 4
2023/24 | 390.25 | 140.75 | 8
2023/24 | 390.75 | 140.75 | 2
2023/24 | 391.25 | 140.75 | 3
2023/24 | 391.75 | 140.75 | 4
2023/24 | 392.25 | 140.75 | 7
2023/24 | 392.75 | 140.75 | 9
2023/24 | 393.25 | 140.75 | 8
2023/24 | 393.75 | 140.75 | 5
2023/24 | 394.25 | 140.75 | 5
2023/24 | 394.75 | 140.75 | 9
2023/24 | 395.25 | 140.75 | 10
2023/24 | 395.75 | 140.75 | 8
2023/24 | 396.25 | 140.75 | 9
2023/24 | 396.75 | 140.75 | 5
2023/24 | 397.25 | 140.75 | 4
2023/24 | 397.75 | 140.75 | 7
2023/24 | 398.25 | 140.75 | 8
2023/24 | 398.75 | 140.75 | 1
2023/24 | 399.25 | 140.75 | 4
2023/24 | 399.75 | 140.75 | 7
2023/24 | 400.25 | 140.75 | 5
2023/24 | 400.75 | 140.75 | 8
2023/24 | 401.25 | 140.75 | 5
2023/24 | 401.75 | 140.75 | 6
2023/24 | 402.25 | 140.75 | 8
2023/24 | 402.75 | 140.75 | 2
2023/24 | 403.25 | 140.75 | 6
2023/24 | 403.75 | 140.75 | 4
2023/24 | 404.25 | 140.75 | 4
2023/24 | 404.75 | 140.75 | 7
2023/24 | 405.25 | 140.75 | 8
2023/24 | 405.75 | 140.75 | 4
2023/24 | 406.25 | 140.75 | 5
2023/24 | 406.75 | 140.75 | 1
2023/24 | 407.25 | 140.75 | 2
2023/24 | 407.75 | 140.75 | 3
2023/24 | 408.25 | 140.75 | 6
2023/24 | 408.75 | 140.75 | 8
2023/24 | 409.25 | 140.75 | 11
2023/24 | 409.75 | 140.75 | 4
2023/24 | 410.25 | 140.75 | 6
2023/24 | 410.75 | 140.75 | 9
2023/24 | 411.25 | 140.75 | 3
2023/24 | 411.75 | 140.75 | 2
2023/24 | 412.25 | 140.75 | 4
2023/24 | 412.75 | 140.75 | 5
2023/24 | 413.25 | 140.75 | 9
2023/24 | 413.75 | 140.75 | 5
2023/24 | 414.25 | 140.75 | 7
2023/24 | 414.75 | 140.75 | 7
2023/24 | 415.25 | 140.75 | 3
2023/24 | 415.75 | 140.75 | 7
2023/24 | 416.25 | 140.75 | 4
2023/24 | 416.75 | 140.75 | 9
2023/24 | 417.25 | 140.75 | 6
2023/24 | 417.75 | 140.75 | 5
2023/24 | 418.25 | 140.75 | 3
2023/24 | 418.75 | 140.75 | 6
2023/24 | 419.25 | 140.75 | 2
2023/24 | 419.75 | 140.75 | 4
2023/24 | 420.25 | 140.75 | 9
2023/24 | 420.75 | 140.75 | 4
2023/24 | 421.25 | 140.75 | 4
2023/24 | 421.75 | 140.75 | 5
2023/24 | 422.25 | 140.75 | 2
2023/24 | 422.75 | 140.75 | 7
2023/24 | 423.25 | 140.75 | 6
2023/24 | 423.75 | 140.75 | 6
2023/24 | 424.25 | 140.75 | 2
2023/24 | 424.75 | 140.75 | 12
2023/24 | 425.25 | 140.75 | 4
2023/24 | 425.75 | 140.75 | 5
2023/24 | 426.25 | 140.75 | 1
2023/24 | 427.25 | 140.75 | 4
2023/24 | 427.75 | 140.75 | 2
2023/24 | 428.25 | 140.75 | 2
2023/24 | 428.75 | 140.75 | 6
2023/24 | 429.25 | 140.75 | 4
2023/24 | 429.75 | 140.75 | 4
2023/24 | 430.25 | 140.75 | 1
2023/24 | 430.75 | 140.75 | 3
2023/24 | 431.25 | 140.75 | 3
2023/24 | 431.75 | 140.75 | 4
2023/24 | 432.25 | 140.75 | 3
2023/24 | 432.75 | 140.75 | 3
2023/24 | 433.25 | 140.75 | 4
2023/24 | 433.75 | 140.75 | 5
2023/24 | 434.25 | 140.75 | 14
2023/24 | 434.75 | 140.75 | 4
2023/24 | 435.25 | 140.75 | 2
2023/24 | 435.75 | 140.75 | 3
2023/24 | 436.25 | 140.75 | 2
2023/24 | 437.25 | 140.75 | 1
2023/24 | 437.75 | 140.75 | 6
2023/24 | 438.25 | 140.75 | 3
2023/24 | 438.75 | 140.75 | 2
2023/24 | 439.25 | 140.75 | 3
2023/24 | 439.75 | 140.75 | 4
2023/24 | 440.25 | 140.75 | 4
2023/24 | 440.75 | 140.75 | 2
2023/24 | 441.25 | 140.75 | 4
2023/24 | 441.75 | 140.75 | 10
2023/24 | 442.25 | 140.75 | 1
2023/24 | 442.75 | 140.75 | 2
2023/24 | 443.75 | 140.75 | 3
2023/24 | 444.25 | 140.75 | 2
2023/24 | 444.75 | 140.75 | 3
2023/24 | 445.25 | 140.75 | 3
2023/24 | 445.75 | 140.75 | 2
2023/24 | 446.25 | 140.75 | 1
2023/24 | 446.75 | 140.75 | 1
2023/24 | 447.25 | 140.75 | 5
2023/24 | 447.75 | 140.75 | 2
2023/24 | 448.25 | 140.75 | 3
2023/24 | 449.25 | 140.75 | 2
2023/24 | 449.75 | 140.75 | 7
2023/24 | 450.25 | 140.75 | 2
2023/24 | 451.25 | 140.75 | 2
2023/24 | 451.75 | 140.75 | 6
2023/24 | 452.25 | 140.75 | 1
2023/24 | 452.75 | 140.75 | 1
2023/24 | 453.25 | 140.75 | 3
2023/24 | 453.75 | 140.75 | 2
2023/24 | 454.25 | 140.75 | 1
2023/24 | 454.75 | 140.75 | 2
2023/24 | 455.25 | 140.75 | 3
2023/24 | 455.75 | 140.75 | 1
2023/24 | 456.75 | 140.75 | 4
2023/24 | 457.25 | 140.75 | 1
2023/24 | 457.75 | 140.75 | 2
2023/24 | 458.25 | 140.75 | 1
2023/24 | 458.75 | 140.75 | 1
2023/24 | 459.25 | 140.75 | 3
2023/24 | 459.75 | 140.75 | 3
2023/24 | 460.25 | 140.75 | 4
2023/24 | 461.25 | 140.75 | 2
2023/24 | 461.75 | 140.75 | 1
2023/24 | 462.75 | 140.75 | 1
2023/24 | 463.25 | 140.75 | 3
2023/24 | 463.75 | 140.75 | 1
2023/24 | 464.75 | 140.75 | 1
2023/24 | 465.25 | 140.75 | 1
2023/24 | 465.75 | 140.75 | 2
2023/24 | 466.25 | 140.75 | 1
2023/24 | 467.25 | 140.75 | 2
2023/24 | 467.75 | 140.75 | 1
2023/24 | 468.25 | 140.75 | 1
2023/24 | 468.75 | 140.75 | 1
2023/24 | 470.25 | 140.75 | 1
2023/24 | 470.75 | 140.75 | 2
2023/24 | 472.25 | 140.75 | 1
2023/24 | 472.75 | 140.75 | 3
2023/24 | 474.25 | 140.75 | 1
2023/24 | 474.75 | 140.75 | 3
2023/24 | 475.25 | 140.75 | 1
2023/24 | 475.75 | 140.75 | 1
2023/24 | 476.25 | 140.75 | 2
2023/24 | 476.75 | 140.75 | 2
2023/24 | 477.75 | 140.75 | 1
2023/24 | 478.75 | 140.75 | 1
2023/24 | 480.25 | 140.75 | 3
2023/24 | 480.75 | 140.75 | 1
2023/24 | 481.25 | 140.75 | 1
2023/24 | 482.25 | 140.75 | 1
2023/24 | 482.75 | 140.75 | 2
2023/24 | 484.25 | 140.75 | 2
2023/24 | 484.75 | 140.75 | 2
2023/24 | 485.75 | 140.75 | 1
2023/24 | 486.25 | 140.75 | 1
2023/24 | 486.75 | 140.75 | 1
2023/24 | 487.25 | 140.75 | 1
2023/24 | 487.75 | 140.75 | 1
2023/24 | 488.25 | 140.75 | 1
2023/24 | 493.25 | 140.75 | 2
2023/24 | 495.75 | 140.75 | 1
2023/24 | 496.25 | 140.75 | 1
2023/24 | 496.75 | 140.75 | 1
2023/24 | 497.25 | 140.75 | 1
2023/24 | 501.75 | 140.75 | 1
2023/24 | 502.25 | 140.75 | 3
2023/24 | 502.75 | 140.75 | 1
2023/24 | 504.75 | 140.75 | 1
2023/24 | 506.75 | 140.75 | 1
2023/24 | 507.25 | 140.75 | 1
2023/24 | 508.25 | 140.75 | 1
2023/24 | 510.25 | 140.75 | 1
2023/24 | 512.75 | 140.75 | 1
2023/24 | 521.75 | 140.75 | 1
2023/24 | 522.25 | 140.75 | 1
2023/24 | 523.75 | 140.75 | 1
2023/24 | 545.25 | 140.75 | 1
2023/24 | 547.25 | 140.75 | 1
2023/24 | 269.75 | 141.25 | 1
2023/24 | 271.75 | 141.25 | 1
2023/24 | 276.25 | 141.25 | 1
2023/24 | 286.25 | 141.25 | 1
2023/24 | 288.25 | 141.25 | 1
2023/24 | 309.75 | 141.25 | 1
2023/24 | 310.25 | 141.25 | 1
2023/24 | 312.25 | 141.25 | 1
2023/24 | 312.75 | 141.25 | 1
2023/24 | 313.25 | 141.25 | 1
2023/24 | 315.75 | 141.25 | 1
2023/24 | 317.25 | 141.25 | 1
2023/24 | 320.25 | 141.25 | 4
2023/24 | 322.75 | 141.25 | 1
2023/24 | 323.25 | 141.25 | 3
2023/24 | 323.75 | 141.25 | 1
2023/24 | 324.25 | 141.25 | 1
2023/24 | 325.75 | 141.25 | 3
2023/24 | 326.25 | 141.25 | 1
2023/24 | 327.75 | 141.25 | 1
2023/24 | 328.25 | 141.25 | 2
2023/24 | 329.25 | 141.25 | 1
2023/24 | 329.75 | 141.25 | 1
2023/24 | 330.25 | 141.25 | 1
2023/24 | 330.75 | 141.25 | 1
2023/24 | 331.25 | 141.25 | 2
2023/24 | 331.75 | 141.25 | 1
2023/24 | 332.25 | 141.25 | 2
2023/24 | 332.75 | 141.25 | 1
2023/24 | 333.75 | 141.25 | 1
2023/24 | 334.25 | 141.25 | 1
2023/24 | 335.25 | 141.25 | 1
2023/24 | 336.25 | 141.25 | 1
2023/24 | 337.25 | 141.25 | 1
2023/24 | 338.75 | 141.25 | 1
2023/24 | 339.25 | 141.25 | 3
2023/24 | 339.75 | 141.25 | 1
2023/24 | 340.25 | 141.25 | 1
2023/24 | 341.25 | 141.25 | 1
2023/24 | 341.75 | 141.25 | 2
2023/24 | 342.25 | 141.25 | 1
2023/24 | 342.75 | 141.25 | 1
2023/24 | 343.75 | 141.25 | 2
2023/24 | 344.25 | 141.25 | 3
2023/24 | 345.25 | 141.25 | 1
2023/24 | 347.25 | 141.25 | 2
2023/24 | 347.75 | 141.25 | 1
2023/24 | 349.75 | 141.25 | 2
2023/24 | 350.75 | 141.25 | 2
2023/24 | 351.25 | 141.25 | 1
2023/24 | 352.75 | 141.25 | 1
2023/24 | 353.75 | 141.25 | 1
2023/24 | 354.25 | 141.25 | 3
2023/24 | 354.75 | 141.25 | 2
2023/24 | 355.25 | 141.25 | 2
2023/24 | 355.75 | 141.25 | 2
2023/24 | 356.75 | 141.25 | 3
2023/24 | 357.25 | 141.25 | 2
2023/24 | 357.75 | 141.25 | 2
2023/24 | 358.25 | 141.25 | 1
2023/24 | 358.75 | 141.25 | 1
2023/24 | 359.25 | 141.25 | 4
2023/24 | 359.75 | 141.25 | 3
2023/24 | 360.25 | 141.25 | 4
2023/24 | 361.25 | 141.25 | 1
2023/24 | 361.75 | 141.25 | 4
2023/24 | 362.25 | 141.25 | 2
2023/24 | 362.75 | 141.25 | 4
2023/24 | 363.25 | 141.25 | 5
2023/24 | 363.75 | 141.25 | 1
2023/24 | 364.75 | 141.25 | 3
2023/24 | 365.25 | 141.25 | 2
2023/24 | 365.75 | 141.25 | 4
2023/24 | 366.25 | 141.25 | 3
2023/24 | 366.75 | 141.25 | 3
2023/24 | 367.25 | 141.25 | 3
2023/24 | 367.75 | 141.25 | 1
2023/24 | 368.25 | 141.25 | 1
2023/24 | 368.75 | 141.25 | 3
2023/24 | 369.25 | 141.25 | 2
2023/24 | 370.25 | 141.25 | 1
2023/24 | 370.75 | 141.25 | 5
2023/24 | 371.75 | 141.25 | 3
2023/24 | 372.25 | 141.25 | 4
2023/24 | 372.75 | 141.25 | 2
2023/24 | 373.25 | 141.25 | 5
2023/24 | 373.75 | 141.25 | 2
2023/24 | 374.25 | 141.25 | 5
2023/24 | 374.75 | 141.25 | 3
2023/24 | 375.25 | 141.25 | 4
2023/24 | 375.75 | 141.25 | 4
2023/24 | 376.25 | 141.25 | 2
2023/24 | 376.75 | 141.25 | 2
2023/24 | 377.25 | 141.25 | 3
2023/24 | 377.75 | 141.25 | 3
2023/24 | 378.25 | 141.25 | 6
2023/24 | 378.75 | 141.25 | 6
2023/24 | 379.25 | 141.25 | 6
2023/24 | 379.75 | 141.25 | 1
2023/24 | 380.25 | 141.25 | 4
2023/24 | 380.75 | 141.25 | 6
2023/24 | 381.25 | 141.25 | 4
2023/24 | 381.75 | 141.25 | 5
2023/24 | 382.25 | 141.25 | 6
2023/24 | 382.75 | 141.25 | 6
2023/24 | 383.25 | 141.25 | 5
2023/24 | 383.75 | 141.25 | 3
2023/24 | 384.25 | 141.25 | 3
2023/24 | 384.75 | 141.25 | 5
2023/24 | 385.25 | 141.25 | 2
2023/24 | 386.25 | 141.25 | 8
2023/24 | 386.75 | 141.25 | 6
2023/24 | 387.25 | 141.25 | 2
2023/24 | 387.75 | 141.25 | 6
2023/24 | 388.25 | 141.25 | 4
2023/24 | 388.75 | 141.25 | 2
2023/24 | 389.25 | 141.25 | 3
2023/24 | 389.75 | 141.25 | 4
2023/24 | 390.25 | 141.25 | 4
2023/24 | 390.75 | 141.25 | 1
2023/24 | 391.25 | 141.25 | 2
2023/24 | 391.75 | 141.25 | 5
2023/24 | 392.25 | 141.25 | 4
2023/24 | 392.75 | 141.25 | 8
2023/24 | 393.25 | 141.25 | 4
2023/24 | 393.75 | 141.25 | 5
2023/24 | 394.25 | 141.25 | 6
2023/24 | 394.75 | 141.25 | 6
2023/24 | 395.25 | 141.25 | 8
2023/24 | 395.75 | 141.25 | 3
2023/24 | 396.25 | 141.25 | 1
2023/24 | 396.75 | 141.25 | 6
2023/24 | 397.25 | 141.25 | 4
2023/24 | 397.75 | 141.25 | 10
2023/24 | 398.25 | 141.25 | 7
2023/24 | 398.75 | 141.25 | 5
2023/24 | 399.25 | 141.25 | 4
2023/24 | 400.25 | 141.25 | 6
2023/24 | 400.75 | 141.25 | 4
2023/24 | 401.25 | 141.25 | 6
2023/24 | 401.75 | 141.25 | 6
2023/24 | 402.25 | 141.25 | 4
2023/24 | 402.75 | 141.25 | 4
2023/24 | 403.25 | 141.25 | 5
2023/24 | 403.75 | 141.25 | 4
2023/24 | 404.25 | 141.25 | 3
2023/24 | 404.75 | 141.25 | 5
2023/24 | 405.25 | 141.25 | 6
2023/24 | 405.75 | 141.25 | 3
2023/24 | 406.25 | 141.25 | 5
2023/24 | 406.75 | 141.25 | 2
2023/24 | 407.25 | 141.25 | 4
2023/24 | 407.75 | 141.25 | 10
2023/24 | 408.25 | 141.25 | 3
2023/24 | 408.75 | 141.25 | 3
2023/24 | 409.25 | 141.25 | 1
2023/24 | 409.75 | 141.25 | 4
2023/24 | 410.25 | 141.25 | 4
2023/24 | 410.75 | 141.25 | 3
2023/24 | 411.25 | 141.25 | 2
2023/24 | 411.75 | 141.25 | 4
2023/24 | 412.25 | 141.25 | 3
2023/24 | 412.75 | 141.25 | 5
2023/24 | 413.25 | 141.25 | 6
2023/24 | 413.75 | 141.25 | 4
2023/24 | 414.25 | 141.25 | 7
2023/24 | 414.75 | 141.25 | 10
2023/24 | 415.25 | 141.25 | 3
2023/24 | 415.75 | 141.25 | 1
2023/24 | 416.75 | 141.25 | 3
2023/24 | 417.25 | 141.25 | 6
2023/24 | 417.75 | 141.25 | 4
2023/24 | 418.25 | 141.25 | 7
2023/24 | 418.75 | 141.25 | 3
2023/24 | 419.25 | 141.25 | 4
2023/24 | 419.75 | 141.25 | 3
2023/24 | 420.25 | 141.25 | 4
2023/24 | 420.75 | 141.25 | 5
2023/24 | 421.25 | 141.25 | 1
2023/24 | 421.75 | 141.25 | 6
2023/24 | 422.25 | 141.25 | 2
2023/24 | 422.75 | 141.25 | 3
2023/24 | 423.25 | 141.25 | 3
2023/24 | 423.75 | 141.25 | 3
2023/24 | 424.25 | 141.25 | 1
2023/24 | 424.75 | 141.25 | 6
2023/24 | 425.75 | 141.25 | 3
2023/24 | 426.25 | 141.25 | 4
2023/24 | 426.75 | 141.25 | 6
2023/24 | 427.25 | 141.25 | 4
2023/24 | 427.75 | 141.25 | 3
2023/24 | 428.25 | 141.25 | 4
2023/24 | 428.75 | 141.25 | 5
2023/24 | 429.25 | 141.25 | 6
2023/24 | 429.75 | 141.25 | 5
2023/24 | 430.25 | 141.25 | 4
2023/24 | 430.75 | 141.25 | 3
2023/24 | 431.25 | 141.25 | 5
2023/24 | 431.75 | 141.25 | 3
2023/24 | 432.25 | 141.25 | 4
2023/24 | 432.75 | 141.25 | 5
2023/24 | 433.25 | 141.25 | 1
2023/24 | 433.75 | 141.25 | 2
2023/24 | 434.25 | 141.25 | 3
2023/24 | 434.75 | 141.25 | 5
2023/24 | 435.25 | 141.25 | 5
2023/24 | 435.75 | 141.25 | 4
2023/24 | 436.25 | 141.25 | 3
2023/24 | 436.75 | 141.25 | 2
2023/24 | 437.25 | 141.25 | 1
2023/24 | 437.75 | 141.25 | 1
2023/24 | 438.25 | 141.25 | 1
2023/24 | 438.75 | 141.25 | 2
2023/24 | 439.25 | 141.25 | 2
2023/24 | 439.75 | 141.25 | 1
2023/24 | 440.25 | 141.25 | 3
2023/24 | 440.75 | 141.25 | 2
2023/24 | 441.25 | 141.25 | 2
2023/24 | 441.75 | 141.25 | 3
2023/24 | 442.25 | 141.25 | 2
2023/24 | 442.75 | 141.25 | 4
2023/24 | 443.25 | 141.25 | 3
2023/24 | 443.75 | 141.25 | 3
2023/24 | 444.25 | 141.25 | 2
2023/24 | 444.75 | 141.25 | 2
2023/24 | 445.25 | 141.25 | 1
2023/24 | 445.75 | 141.25 | 1
2023/24 | 446.25 | 141.25 | 2
2023/24 | 446.75 | 141.25 | 3
2023/24 | 447.25 | 141.25 | 5
2023/24 | 447.75 | 141.25 | 1
2023/24 | 448.75 | 141.25 | 4
2023/24 | 449.25 | 141.25 | 4
2023/24 | 449.75 | 141.25 | 3
2023/24 | 450.25 | 141.25 | 4
2023/24 | 450.75 | 141.25 | 2
2023/24 | 451.25 | 141.25 | 4
2023/24 | 451.75 | 141.25 | 3
2023/24 | 452.25 | 141.25 | 2
2023/24 | 453.25 | 141.25 | 2
2023/24 | 453.75 | 141.25 | 3
2023/24 | 454.25 | 141.25 | 2
2023/24 | 454.75 | 141.25 | 3
2023/24 | 455.25 | 141.25 | 1
2023/24 | 455.75 | 141.25 | 1
2023/24 | 456.25 | 141.25 | 6
2023/24 | 457.25 | 141.25 | 3
2023/24 | 457.75 | 141.25 | 3
2023/24 | 458.25 | 141.25 | 2
2023/24 | 458.75 | 141.25 | 2
2023/24 | 459.25 | 141.25 | 2
2023/24 | 459.75 | 141.25 | 4
2023/24 | 460.25 | 141.25 | 2
2023/24 | 460.75 | 141.25 | 1
2023/24 | 461.75 | 141.25 | 4
2023/24 | 462.25 | 141.25 | 3
2023/24 | 462.75 | 141.25 | 1
2023/24 | 463.25 | 141.25 | 2
2023/24 | 464.25 | 141.25 | 4
2023/24 | 464.75 | 141.25 | 1
2023/24 | 465.25 | 141.25 | 2
2023/24 | 465.75 | 141.25 | 1
2023/24 | 466.75 | 141.25 | 1
2023/24 | 467.25 | 141.25 | 2
2023/24 | 467.75 | 141.25 | 2
2023/24 | 468.25 | 141.25 | 1
2023/24 | 468.75 | 141.25 | 1
2023/24 | 471.25 | 141.25 | 1
2023/24 | 472.75 | 141.25 | 1
2023/24 | 473.25 | 141.25 | 1
2023/24 | 473.75 | 141.25 | 2
2023/24 | 474.75 | 141.25 | 2
2023/24 | 476.25 | 141.25 | 2
2023/24 | 478.75 | 141.25 | 1
2023/24 | 479.25 | 141.25 | 1
2023/24 | 480.25 | 141.25 | 2
2023/24 | 481.75 | 141.25 | 1
2023/24 | 482.75 | 141.25 | 1
2023/24 | 483.25 | 141.25 | 1
2023/24 | 484.75 | 141.25 | 1
2023/24 | 485.25 | 141.25 | 1
2023/24 | 487.25 | 141.25 | 3
2023/24 | 487.75 | 141.25 | 1
2023/24 | 488.25 | 141.25 | 1
2023/24 | 488.75 | 141.25 | 1
2023/24 | 489.75 | 141.25 | 1
2023/24 | 490.25 | 141.25 | 2
2023/24 | 490.75 | 141.25 | 1
2023/24 | 493.25 | 141.25 | 1
2023/24 | 494.25 | 141.25 | 1
2023/24 | 495.75 | 141.25 | 1
2023/24 | 496.25 | 141.25 | 1
2023/24 | 497.75 | 141.25 | 1
2023/24 | 498.25 | 141.25 | 2
2023/24 | 499.75 | 141.25 | 1
2023/24 | 500.25 | 141.25 | 1
2023/24 | 500.75 | 141.25 | 1
2023/24 | 502.75 | 141.25 | 1
2023/24 | 503.75 | 141.25 | 1
2023/24 | 506.25 | 141.25 | 2
2023/24 | 506.75 | 141.25 | 1
2023/24 | 507.75 | 141.25 | 2
2023/24 | 510.25 | 141.25 | 1
2023/24 | 514.75 | 141.25 | 1
2023/24 | 515.75 | 141.25 | 1
2023/24 | 519.25 | 141.25 | 1
2023/24 | 519.75 | 141.25 | 1
2023/24 | 520.25 | 141.25 | 1
2023/24 | 521.75 | 141.25 | 1
2023/24 | 524.75 | 141.25 | 1
2023/24 | 525.25 | 141.25 | 1
2023/24 | 527.25 | 141.25 | 1
2023/24 | 529.75 | 141.25 | 2
2023/24 | 532.25 | 141.25 | 1
2023/24 | 556.75 | 141.25 | 1
2023/24 | 249.75 | 141.75 | 1
2023/24 | 281.75 | 141.75 | 1
2023/24 | 286.25 | 141.75 | 1
2023/24 | 288.25 | 141.75 | 1
2023/24 | 295.25 | 141.75 | 1
2023/24 | 295.75 | 141.75 | 1
2023/24 | 297.75 | 141.75 | 1
2023/24 | 298.75 | 141.75 | 1
2023/24 | 302.75 | 141.75 | 1
2023/24 | 303.25 | 141.75 | 1
2023/24 | 303.75 | 141.75 | 1
2023/24 | 305.25 | 141.75 | 2
2023/24 | 307.25 | 141.75 | 1
2023/24 | 308.25 | 141.75 | 1
2023/24 | 311.75 | 141.75 | 1
2023/24 | 312.75 | 141.75 | 1
2023/24 | 317.75 | 141.75 | 1
2023/24 | 318.75 | 141.75 | 1
2023/24 | 319.25 | 141.75 | 1
2023/24 | 321.75 | 141.75 | 2
2023/24 | 322.75 | 141.75 | 1
2023/24 | 324.25 | 141.75 | 1
2023/24 | 326.75 | 141.75 | 1
2023/24 | 327.25 | 141.75 | 1
2023/24 | 329.75 | 141.75 | 1
2023/24 | 330.25 | 141.75 | 1
2023/24 | 331.25 | 141.75 | 1
2023/24 | 333.25 | 141.75 | 1
2023/24 | 336.25 | 141.75 | 1
2023/24 | 338.75 | 141.75 | 1
2023/24 | 339.25 | 141.75 | 1
2023/24 | 340.25 | 141.75 | 1
2023/24 | 341.25 | 141.75 | 3
2023/24 | 343.25 | 141.75 | 2
2023/24 | 343.75 | 141.75 | 1
2023/24 | 344.25 | 141.75 | 2
2023/24 | 345.75 | 141.75 | 1
2023/24 | 346.75 | 141.75 | 1
2023/24 | 347.75 | 141.75 | 1
2023/24 | 348.25 | 141.75 | 1
2023/24 | 349.25 | 141.75 | 2
2023/24 | 350.25 | 141.75 | 1
2023/24 | 351.25 | 141.75 | 1
2023/24 | 351.75 | 141.75 | 3
2023/24 | 352.75 | 141.75 | 1
2023/24 | 353.75 | 141.75 | 2
2023/24 | 354.25 | 141.75 | 1
2023/24 | 354.75 | 141.75 | 1
2023/24 | 355.25 | 141.75 | 2
2023/24 | 356.25 | 141.75 | 1
2023/24 | 357.25 | 141.75 | 1
2023/24 | 357.75 | 141.75 | 2
2023/24 | 358.25 | 141.75 | 1
2023/24 | 358.75 | 141.75 | 1
2023/24 | 359.75 | 141.75 | 2
2023/24 | 360.25 | 141.75 | 2
2023/24 | 360.75 | 141.75 | 1
2023/24 | 361.75 | 141.75 | 2
2023/24 | 362.25 | 141.75 | 2
2023/24 | 362.75 | 141.75 | 2
2023/24 | 364.25 | 141.75 | 2
2023/24 | 364.75 | 141.75 | 3
2023/24 | 365.25 | 141.75 | 4
2023/24 | 365.75 | 141.75 | 3
2023/24 | 366.25 | 141.75 | 2
2023/24 | 366.75 | 141.75 | 1
2023/24 | 367.25 | 141.75 | 4
2023/24 | 367.75 | 141.75 | 1
2023/24 | 368.25 | 141.75 | 3
2023/24 | 368.75 | 141.75 | 3
2023/24 | 369.75 | 141.75 | 2
2023/24 | 370.25 | 141.75 | 2
2023/24 | 370.75 | 141.75 | 5
2023/24 | 371.25 | 141.75 | 1
2023/24 | 371.75 | 141.75 | 1
2023/24 | 372.25 | 141.75 | 1
2023/24 | 372.75 | 141.75 | 2
2023/24 | 373.25 | 141.75 | 2
2023/24 | 373.75 | 141.75 | 4
2023/24 | 374.25 | 141.75 | 1
2023/24 | 374.75 | 141.75 | 1
2023/24 | 375.25 | 141.75 | 3
2023/24 | 375.75 | 141.75 | 2
2023/24 | 376.25 | 141.75 | 1
2023/24 | 376.75 | 141.75 | 2
2023/24 | 377.25 | 141.75 | 3
2023/24 | 377.75 | 141.75 | 5
2023/24 | 378.25 | 141.75 | 1
2023/24 | 378.75 | 141.75 | 2
2023/24 | 379.25 | 141.75 | 2
2023/24 | 379.75 | 141.75 | 4
2023/24 | 380.25 | 141.75 | 2
2023/24 | 380.75 | 141.75 | 4
2023/24 | 381.25 | 141.75 | 4
2023/24 | 381.75 | 141.75 | 3
2023/24 | 382.25 | 141.75 | 3
2023/24 | 382.75 | 141.75 | 3
2023/24 | 383.25 | 141.75 | 4
2023/24 | 383.75 | 141.75 | 1
2023/24 | 384.25 | 141.75 | 1
2023/24 | 384.75 | 141.75 | 4
2023/24 | 385.25 | 141.75 | 5
2023/24 | 385.75 | 141.75 | 2
2023/24 | 386.25 | 141.75 | 3
2023/24 | 386.75 | 141.75 | 2
2023/24 | 387.25 | 141.75 | 1
2023/24 | 387.75 | 141.75 | 5
2023/24 | 388.25 | 141.75 | 5
2023/24 | 388.75 | 141.75 | 3
2023/24 | 389.25 | 141.75 | 1
2023/24 | 389.75 | 141.75 | 6
2023/24 | 390.25 | 141.75 | 3
2023/24 | 390.75 | 141.75 | 5
2023/24 | 391.25 | 141.75 | 1
2023/24 | 391.75 | 141.75 | 2
2023/24 | 392.75 | 141.75 | 4
2023/24 | 393.25 | 141.75 | 5
2023/24 | 393.75 | 141.75 | 5
2023/24 | 394.25 | 141.75 | 2
2023/24 | 394.75 | 141.75 | 3
2023/24 | 395.25 | 141.75 | 2
2023/24 | 395.75 | 141.75 | 4
2023/24 | 396.25 | 141.75 | 5
2023/24 | 396.75 | 141.75 | 4
2023/24 | 397.25 | 141.75 | 3
2023/24 | 397.75 | 141.75 | 4
2023/24 | 398.25 | 141.75 | 2
2023/24 | 398.75 | 141.75 | 6
2023/24 | 399.25 | 141.75 | 2
2023/24 | 399.75 | 141.75 | 3
2023/24 | 400.25 | 141.75 | 3
2023/24 | 400.75 | 141.75 | 1
2023/24 | 401.25 | 141.75 | 4
2023/24 | 401.75 | 141.75 | 7
2023/24 | 402.25 | 141.75 | 3
2023/24 | 402.75 | 141.75 | 5
2023/24 | 403.25 | 141.75 | 4
2023/24 | 403.75 | 141.75 | 5
2023/24 | 404.25 | 141.75 | 2
2023/24 | 405.25 | 141.75 | 4
2023/24 | 405.75 | 141.75 | 2
2023/24 | 406.25 | 141.75 | 3
2023/24 | 406.75 | 141.75 | 5
2023/24 | 407.25 | 141.75 | 2
2023/24 | 407.75 | 141.75 | 7
2023/24 | 408.25 | 141.75 | 1
2023/24 | 408.75 | 141.75 | 6
2023/24 | 409.25 | 141.75 | 3
2023/24 | 409.75 | 141.75 | 7
2023/24 | 410.25 | 141.75 | 3
2023/24 | 410.75 | 141.75 | 5
2023/24 | 411.25 | 141.75 | 2
2023/24 | 411.75 | 141.75 | 5
2023/24 | 412.25 | 141.75 | 2
2023/24 | 412.75 | 141.75 | 2
2023/24 | 413.25 | 141.75 | 7
2023/24 | 413.75 | 141.75 | 4
2023/24 | 414.25 | 141.75 | 4
2023/24 | 414.75 | 141.75 | 3
2023/24 | 415.25 | 141.75 | 6
2023/24 | 415.75 | 141.75 | 6
2023/24 | 416.25 | 141.75 | 3
2023/24 | 416.75 | 141.75 | 2
2023/24 | 417.25 | 141.75 | 2
2023/24 | 417.75 | 141.75 | 4
2023/24 | 418.25 | 141.75 | 4
2023/24 | 418.75 | 141.75 | 2
2023/24 | 419.25 | 141.75 | 5
2023/24 | 419.75 | 141.75 | 1
2023/24 | 420.25 | 141.75 | 1
2023/24 | 420.75 | 141.75 | 2
2023/24 | 421.25 | 141.75 | 6
2023/24 | 421.75 | 141.75 | 2
2023/24 | 422.25 | 141.75 | 3
2023/24 | 422.75 | 141.75 | 4
2023/24 | 423.25 | 141.75 | 5
2023/24 | 423.75 | 141.75 | 5
2023/24 | 424.25 | 141.75 | 2
2023/24 | 424.75 | 141.75 | 1
2023/24 | 425.25 | 141.75 | 1
2023/24 | 425.75 | 141.75 | 4
2023/24 | 426.25 | 141.75 | 4
2023/24 | 426.75 | 141.75 | 4
2023/24 | 427.25 | 141.75 | 7
2023/24 | 427.75 | 141.75 | 5
2023/24 | 428.25 | 141.75 | 1
2023/24 | 428.75 | 141.75 | 4
2023/24 | 429.25 | 141.75 | 2
2023/24 | 429.75 | 141.75 | 2
2023/24 | 430.25 | 141.75 | 3
2023/24 | 430.75 | 141.75 | 1
2023/24 | 431.25 | 141.75 | 2
2023/24 | 431.75 | 141.75 | 4
2023/24 | 432.25 | 141.75 | 1
2023/24 | 432.75 | 141.75 | 3
2023/24 | 433.25 | 141.75 | 2
2023/24 | 433.75 | 141.75 | 2
2023/24 | 434.25 | 141.75 | 3
2023/24 | 434.75 | 141.75 | 10
2023/24 | 435.25 | 141.75 | 4
2023/24 | 435.75 | 141.75 | 5
2023/24 | 436.25 | 141.75 | 1
2023/24 | 436.75 | 141.75 | 5
2023/24 | 437.25 | 141.75 | 4
2023/24 | 437.75 | 141.75 | 1
2023/24 | 438.25 | 141.75 | 1
2023/24 | 438.75 | 141.75 | 2
2023/24 | 439.25 | 141.75 | 1
2023/24 | 439.75 | 141.75 | 2
2023/24 | 440.25 | 141.75 | 3
2023/24 | 441.25 | 141.75 | 2
2023/24 | 441.75 | 141.75 | 4
2023/24 | 442.25 | 141.75 | 5
2023/24 | 442.75 | 141.75 | 1
2023/24 | 443.25 | 141.75 | 1
2023/24 | 443.75 | 141.75 | 2
2023/24 | 444.25 | 141.75 | 3
2023/24 | 444.75 | 141.75 | 4
2023/24 | 445.25 | 141.75 | 2
2023/24 | 445.75 | 141.75 | 2
2023/24 | 446.25 | 141.75 | 2
2023/24 | 446.75 | 141.75 | 1
2023/24 | 447.75 | 141.75 | 1
2023/24 | 448.25 | 141.75 | 1
2023/24 | 448.75 | 141.75 | 3
2023/24 | 449.25 | 141.75 | 1
2023/24 | 449.75 | 141.75 | 2
2023/24 | 450.25 | 141.75 | 8
2023/24 | 450.75 | 141.75 | 1
2023/24 | 451.25 | 141.75 | 3
2023/24 | 451.75 | 141.75 | 3
2023/24 | 452.25 | 141.75 | 3
2023/24 | 452.75 | 141.75 | 2
2023/24 | 453.25 | 141.75 | 3
2023/24 | 453.75 | 141.75 | 1
2023/24 | 454.25 | 141.75 | 1
2023/24 | 454.75 | 141.75 | 2
2023/24 | 455.25 | 141.75 | 1
2023/24 | 456.25 | 141.75 | 1
2023/24 | 456.75 | 141.75 | 1
2023/24 | 457.25 | 141.75 | 2
2023/24 | 457.75 | 141.75 | 4
2023/24 | 458.25 | 141.75 | 5
2023/24 | 458.75 | 141.75 | 2
2023/24 | 459.25 | 141.75 | 1
2023/24 | 459.75 | 141.75 | 1
2023/24 | 460.25 | 141.75 | 1
2023/24 | 460.75 | 141.75 | 3
2023/24 | 461.75 | 141.75 | 1
2023/24 | 462.25 | 141.75 | 1
2023/24 | 462.75 | 141.75 | 1
2023/24 | 463.75 | 141.75 | 1
2023/24 | 464.75 | 141.75 | 3
2023/24 | 465.25 | 141.75 | 2
2023/24 | 465.75 | 141.75 | 1
2023/24 | 466.25 | 141.75 | 3
2023/24 | 466.75 | 141.75 | 1
2023/24 | 467.25 | 141.75 | 1
2023/24 | 468.25 | 141.75 | 1
2023/24 | 468.75 | 141.75 | 2
2023/24 | 469.25 | 141.75 | 4
2023/24 | 470.75 | 141.75 | 2
2023/24 | 471.25 | 141.75 | 2
2023/24 | 471.75 | 141.75 | 1
2023/24 | 472.75 | 141.75 | 1
2023/24 | 474.25 | 141.75 | 1
2023/24 | 475.25 | 141.75 | 2
2023/24 | 475.75 | 141.75 | 2
2023/24 | 476.25 | 141.75 | 1
2023/24 | 477.25 | 141.75 | 1
2023/24 | 477.75 | 141.75 | 1
2023/24 | 478.25 | 141.75 | 1
2023/24 | 478.75 | 141.75 | 3
2023/24 | 479.25 | 141.75 | 1
2023/24 | 480.25 | 141.75 | 1
2023/24 | 480.75 | 141.75 | 1
2023/24 | 481.75 | 141.75 | 1
2023/24 | 482.25 | 141.75 | 1
2023/24 | 482.75 | 141.75 | 1
2023/24 | 485.75 | 141.75 | 3
2023/24 | 486.25 | 141.75 | 3
2023/24 | 489.25 | 141.75 | 1
2023/24 | 490.25 | 141.75 | 2
2023/24 | 490.75 | 141.75 | 2
2023/24 | 491.25 | 141.75 | 1
2023/24 | 492.25 | 141.75 | 2
2023/24 | 493.75 | 141.75 | 1
2023/24 | 494.75 | 141.75 | 2
2023/24 | 496.75 | 141.75 | 1
2023/24 | 497.25 | 141.75 | 4
2023/24 | 498.25 | 141.75 | 2
2023/24 | 499.25 | 141.75 | 1
2023/24 | 500.25 | 141.75 | 1
2023/24 | 502.25 | 141.75 | 2
2023/24 | 502.75 | 141.75 | 1
2023/24 | 503.75 | 141.75 | 1
2023/24 | 504.25 | 141.75 | 1
2023/24 | 504.75 | 141.75 | 1
2023/24 | 507.25 | 141.75 | 1
2023/24 | 514.25 | 141.75 | 1
2023/24 | 518.25 | 141.75 | 1
2023/24 | 519.75 | 141.75 | 1
2023/24 | 522.75 | 141.75 | 1
2023/24 | 536.25 | 141.75 | 1
2023/24 | 542.25 | 141.75 | 1
2023/24 | 285.25 | 142.25 | 1
2023/24 | 288.75 | 142.25 | 1
2023/24 | 292.75 | 142.25 | 2
2023/24 | 294.25 | 142.25 | 1
2023/24 | 295.25 | 142.25 | 1
2023/24 | 295.75 | 142.25 | 1
2023/24 | 297.75 | 142.25 | 1
2023/24 | 301.25 | 142.25 | 1
2023/24 | 303.25 | 142.25 | 1
2023/24 | 306.75 | 142.25 | 1
2023/24 | 308.75 | 142.25 | 1
2023/24 | 313.75 | 142.25 | 1
2023/24 | 314.25 | 142.25 | 1
2023/24 | 315.25 | 142.25 | 1
2023/24 | 319.75 | 142.25 | 1
2023/24 | 320.25 | 142.25 | 1
2023/24 | 322.75 | 142.25 | 1
2023/24 | 323.25 | 142.25 | 1
2023/24 | 325.25 | 142.25 | 1
2023/24 | 326.25 | 142.25 | 2
2023/24 | 330.25 | 142.25 | 2
2023/24 | 331.25 | 142.25 | 1
2023/24 | 331.75 | 142.25 | 1
2023/24 | 332.25 | 142.25 | 1
2023/24 | 332.75 | 142.25 | 1
2023/24 | 333.25 | 142.25 | 1
2023/24 | 333.75 | 142.25 | 1
2023/24 | 334.75 | 142.25 | 2
2023/24 | 335.25 | 142.25 | 2
2023/24 | 335.75 | 142.25 | 2
2023/24 | 337.25 | 142.25 | 1
2023/24 | 337.75 | 142.25 | 1
2023/24 | 338.75 | 142.25 | 1
2023/24 | 341.75 | 142.25 | 1
2023/24 | 342.25 | 142.25 | 1
2023/24 | 343.25 | 142.25 | 1
2023/24 | 344.75 | 142.25 | 1
2023/24 | 345.25 | 142.25 | 1
2023/24 | 345.75 | 142.25 | 1
2023/24 | 346.25 | 142.25 | 2
2023/24 | 347.25 | 142.25 | 1
2023/24 | 347.75 | 142.25 | 3
2023/24 | 348.25 | 142.25 | 1
2023/24 | 348.75 | 142.25 | 1
2023/24 | 349.25 | 142.25 | 1
2023/24 | 350.25 | 142.25 | 1
2023/24 | 350.75 | 142.25 | 2
2023/24 | 351.25 | 142.25 | 1
2023/24 | 353.25 | 142.25 | 2
2023/24 | 353.75 | 142.25 | 2
2023/24 | 354.75 | 142.25 | 1
2023/24 | 355.25 | 142.25 | 1
2023/24 | 355.75 | 142.25 | 2
2023/24 | 356.25 | 142.25 | 1
2023/24 | 356.75 | 142.25 | 2
2023/24 | 357.75 | 142.25 | 1
2023/24 | 358.25 | 142.25 | 1
2023/24 | 359.25 | 142.25 | 3
2023/24 | 359.75 | 142.25 | 1
2023/24 | 360.25 | 142.25 | 2
2023/24 | 361.25 | 142.25 | 1
2023/24 | 361.75 | 142.25 | 6
2023/24 | 362.25 | 142.25 | 1
2023/24 | 362.75 | 142.25 | 4
2023/24 | 363.25 | 142.25 | 1
2023/24 | 363.75 | 142.25 | 1
2023/24 | 364.75 | 142.25 | 1
2023/24 | 365.25 | 142.25 | 5
2023/24 | 365.75 | 142.25 | 2
2023/24 | 366.25 | 142.25 | 4
2023/24 | 366.75 | 142.25 | 2
2023/24 | 367.25 | 142.25 | 2
2023/24 | 367.75 | 142.25 | 1
2023/24 | 368.25 | 142.25 | 2
2023/24 | 368.75 | 142.25 | 3
2023/24 | 369.25 | 142.25 | 5
2023/24 | 370.25 | 142.25 | 7
2023/24 | 370.75 | 142.25 | 4
2023/24 | 371.25 | 142.25 | 2
2023/24 | 371.75 | 142.25 | 4
2023/24 | 372.25 | 142.25 | 5
2023/24 | 372.75 | 142.25 | 4
2023/24 | 373.25 | 142.25 | 5
2023/24 | 373.75 | 142.25 | 2
2023/24 | 374.25 | 142.25 | 1
2023/24 | 374.75 | 142.25 | 4
2023/24 | 375.25 | 142.25 | 1
2023/24 | 375.75 | 142.25 | 3
2023/24 | 376.25 | 142.25 | 4
2023/24 | 376.75 | 142.25 | 4
2023/24 | 377.25 | 142.25 | 4
2023/24 | 377.75 | 142.25 | 5
2023/24 | 378.25 | 142.25 | 4
2023/24 | 378.75 | 142.25 | 1
2023/24 | 379.25 | 142.25 | 1
2023/24 | 379.75 | 142.25 | 4
2023/24 | 380.25 | 142.25 | 2
2023/24 | 380.75 | 142.25 | 5
2023/24 | 381.25 | 142.25 | 2
2023/24 | 381.75 | 142.25 | 7
2023/24 | 382.25 | 142.25 | 5
2023/24 | 382.75 | 142.25 | 6
2023/24 | 383.25 | 142.25 | 3
2023/24 | 383.75 | 142.25 | 4
2023/24 | 384.25 | 142.25 | 5
2023/24 | 384.75 | 142.25 | 1
2023/24 | 385.25 | 142.25 | 2
2023/24 | 385.75 | 142.25 | 7
2023/24 | 386.25 | 142.25 | 5
2023/24 | 386.75 | 142.25 | 8
2023/24 | 387.75 | 142.25 | 2
2023/24 | 388.25 | 142.25 | 3
2023/24 | 388.75 | 142.25 | 2
2023/24 | 389.25 | 142.25 | 6
2023/24 | 389.75 | 142.25 | 4
2023/24 | 390.25 | 142.25 | 8
2023/24 | 390.75 | 142.25 | 7
2023/24 | 391.25 | 142.25 | 2
2023/24 | 391.75 | 142.25 | 5
2023/24 | 392.25 | 142.25 | 2
2023/24 | 392.75 | 142.25 | 3
2023/24 | 393.25 | 142.25 | 3
2023/24 | 393.75 | 142.25 | 7
2023/24 | 394.25 | 142.25 | 5
2023/24 | 394.75 | 142.25 | 4
2023/24 | 395.25 | 142.25 | 7
2023/24 | 395.75 | 142.25 | 7
2023/24 | 396.25 | 142.25 | 5
2023/24 | 396.75 | 142.25 | 5
2023/24 | 397.25 | 142.25 | 7
2023/24 | 397.75 | 142.25 | 8
2023/24 | 398.25 | 142.25 | 10
2023/24 | 398.75 | 142.25 | 4
2023/24 | 399.25 | 142.25 | 1
2023/24 | 399.75 | 142.25 | 9
2023/24 | 400.25 | 142.25 | 6
2023/24 | 400.75 | 142.25 | 6
2023/24 | 401.25 | 142.25 | 3
2023/24 | 401.75 | 142.25 | 6
2023/24 | 402.25 | 142.25 | 2
2023/24 | 402.75 | 142.25 | 6
2023/24 | 403.25 | 142.25 | 8
2023/24 | 403.75 | 142.25 | 10
2023/24 | 404.25 | 142.25 | 11
2023/24 | 404.75 | 142.25 | 4
2023/24 | 405.25 | 142.25 | 5
2023/24 | 405.75 | 142.25 | 6
2023/24 | 406.25 | 142.25 | 5
2023/24 | 406.75 | 142.25 | 8
2023/24 | 407.25 | 142.25 | 5
2023/24 | 408.25 | 142.25 | 10
2023/24 | 408.75 | 142.25 | 6
2023/24 | 409.25 | 142.25 | 8
2023/24 | 409.75 | 142.25 | 6
2023/24 | 410.25 | 142.25 | 10
2023/24 | 410.75 | 142.25 | 3
2023/24 | 411.25 | 142.25 | 1
2023/24 | 411.75 | 142.25 | 4
2023/24 | 412.25 | 142.25 | 8
2023/24 | 412.75 | 142.25 | 8
2023/24 | 413.25 | 142.25 | 5
2023/24 | 413.75 | 142.25 | 8
2023/24 | 414.25 | 142.25 | 7
2023/24 | 414.75 | 142.25 | 4
2023/24 | 415.25 | 142.25 | 11
2023/24 | 415.75 | 142.25 | 6
2023/24 | 416.25 | 142.25 | 5
2023/24 | 416.75 | 142.25 | 3
2023/24 | 417.25 | 142.25 | 5
2023/24 | 417.75 | 142.25 | 10
2023/24 | 418.25 | 142.25 | 8
2023/24 | 418.75 | 142.25 | 6
2023/24 | 419.25 | 142.25 | 2
2023/24 | 419.75 | 142.25 | 6
2023/24 | 420.25 | 142.25 | 8
2023/24 | 420.75 | 142.25 | 4
2023/24 | 421.25 | 142.25 | 8
2023/24 | 421.75 | 142.25 | 6
2023/24 | 422.25 | 142.25 | 4
2023/24 | 422.75 | 142.25 | 10
2023/24 | 423.25 | 142.25 | 8
2023/24 | 423.75 | 142.25 | 4
2023/24 | 424.25 | 142.25 | 3
2023/24 | 424.75 | 142.25 | 4
2023/24 | 425.25 | 142.25 | 7
2023/24 | 425.75 | 142.25 | 11
2023/24 | 426.25 | 142.25 | 6
2023/24 | 426.75 | 142.25 | 5
2023/24 | 427.25 | 142.25 | 4
2023/24 | 427.75 | 142.25 | 6
2023/24 | 428.25 | 142.25 | 6
2023/24 | 428.75 | 142.25 | 5
2023/24 | 429.25 | 142.25 | 7
2023/24 | 429.75 | 142.25 | 5
2023/24 | 430.25 | 142.25 | 8
2023/24 | 430.75 | 142.25 | 12
2023/24 | 431.25 | 142.25 | 10
2023/24 | 431.75 | 142.25 | 11
2023/24 | 432.25 | 142.25 | 5
2023/24 | 432.75 | 142.25 | 3
2023/24 | 433.25 | 142.25 | 11
2023/24 | 433.75 | 142.25 | 6
2023/24 | 434.25 | 142.25 | 6
2023/24 | 434.75 | 142.25 | 2
2023/24 | 435.25 | 142.25 | 4
2023/24 | 435.75 | 142.25 | 4
2023/24 | 436.25 | 142.25 | 5
2023/24 | 436.75 | 142.25 | 8
2023/24 | 437.25 | 142.25 | 6
2023/24 | 437.75 | 142.25 | 3
2023/24 | 438.25 | 142.25 | 5
2023/24 | 438.75 | 142.25 | 7
2023/24 | 439.25 | 142.25 | 4
2023/24 | 439.75 | 142.25 | 7
2023/24 | 440.25 | 142.25 | 7
2023/24 | 440.75 | 142.25 | 6
2023/24 | 441.25 | 142.25 | 6
2023/24 | 441.75 | 142.25 | 5
2023/24 | 442.25 | 142.25 | 6
2023/24 | 442.75 | 142.25 | 5
2023/24 | 443.25 | 142.25 | 9
2023/24 | 443.75 | 142.25 | 7
2023/24 | 444.25 | 142.25 | 5
2023/24 | 444.75 | 142.25 | 7
2023/24 | 445.25 | 142.25 | 6
2023/24 | 445.75 | 142.25 | 4
2023/24 | 446.25 | 142.25 | 2
2023/24 | 446.75 | 142.25 | 8
2023/24 | 447.25 | 142.25 | 5
2023/24 | 447.75 | 142.25 | 7
2023/24 | 448.25 | 142.25 | 5
2023/24 | 448.75 | 142.25 | 5
2023/24 | 449.25 | 142.25 | 8
2023/24 | 449.75 | 142.25 | 2
2023/24 | 450.25 | 142.25 | 3
2023/24 | 450.75 | 142.25 | 6
2023/24 | 451.25 | 142.25 | 6
2023/24 | 451.75 | 142.25 | 5
2023/24 | 452.25 | 142.25 | 6
2023/24 | 452.75 | 142.25 | 6
2023/24 | 453.25 | 142.25 | 2
2023/24 | 453.75 | 142.25 | 4
2023/24 | 454.25 | 142.25 | 4
2023/24 | 454.75 | 142.25 | 2
2023/24 | 455.25 | 142.25 | 5
2023/24 | 455.75 | 142.25 | 5
2023/24 | 456.25 | 142.25 | 4
2023/24 | 456.75 | 142.25 | 8
2023/24 | 457.25 | 142.25 | 5
2023/24 | 457.75 | 142.25 | 4
2023/24 | 458.25 | 142.25 | 3
2023/24 | 458.75 | 142.25 | 2
2023/24 | 459.25 | 142.25 | 5
2023/24 | 459.75 | 142.25 | 3
2023/24 | 460.25 | 142.25 | 4
2023/24 | 460.75 | 142.25 | 7
2023/24 | 461.75 | 142.25 | 4
2023/24 | 462.25 | 142.25 | 5
2023/24 | 462.75 | 142.25 | 4
2023/24 | 463.25 | 142.25 | 2
2023/24 | 463.75 | 142.25 | 3
2023/24 | 464.25 | 142.25 | 1
2023/24 | 464.75 | 142.25 | 2
2023/24 | 465.25 | 142.25 | 5
2023/24 | 465.75 | 142.25 | 6
2023/24 | 466.25 | 142.25 | 3
2023/24 | 466.75 | 142.25 | 3
2023/24 | 467.25 | 142.25 | 4
2023/24 | 467.75 | 142.25 | 4
2023/24 | 468.25 | 142.25 | 2
2023/24 | 468.75 | 142.25 | 4
2023/24 | 469.25 | 142.25 | 4
2023/24 | 469.75 | 142.25 | 1
2023/24 | 470.25 | 142.25 | 6
2023/24 | 470.75 | 142.25 | 5
2023/24 | 471.25 | 142.25 | 1
2023/24 | 471.75 | 142.25 | 6
2023/24 | 472.25 | 142.25 | 3
2023/24 | 472.75 | 142.25 | 4
2023/24 | 473.25 | 142.25 | 2
2023/24 | 473.75 | 142.25 | 4
2023/24 | 474.25 | 142.25 | 3
2023/24 | 474.75 | 142.25 | 1
2023/24 | 475.25 | 142.25 | 4
2023/24 | 475.75 | 142.25 | 3
2023/24 | 476.25 | 142.25 | 3
2023/24 | 476.75 | 142.25 | 3
2023/24 | 477.25 | 142.25 | 2
2023/24 | 477.75 | 142.25 | 3
2023/24 | 478.25 | 142.25 | 1
2023/24 | 479.25 | 142.25 | 2
2023/24 | 479.75 | 142.25 | 4
2023/24 | 480.25 | 142.25 | 2
2023/24 | 480.75 | 142.25 | 2
2023/24 | 481.25 | 142.25 | 2
2023/24 | 481.75 | 142.25 | 4
2023/24 | 482.25 | 142.25 | 3
2023/24 | 482.75 | 142.25 | 3
2023/24 | 483.25 | 142.25 | 2
2023/24 | 483.75 | 142.25 | 1
2023/24 | 484.25 | 142.25 | 4
2023/24 | 485.25 | 142.25 | 1
2023/24 | 485.75 | 142.25 | 2
2023/24 | 486.25 | 142.25 | 1
2023/24 | 487.25 | 142.25 | 2
2023/24 | 487.75 | 142.25 | 4
2023/24 | 488.75 | 142.25 | 3
2023/24 | 489.25 | 142.25 | 2
2023/24 | 489.75 | 142.25 | 4
2023/24 | 490.25 | 142.25 | 1
2023/24 | 490.75 | 142.25 | 5
2023/24 | 491.75 | 142.25 | 1
2023/24 | 492.25 | 142.25 | 2
2023/24 | 492.75 | 142.25 | 2
2023/24 | 493.75 | 142.25 | 4
2023/24 | 494.25 | 142.25 | 2
2023/24 | 494.75 | 142.25 | 2
2023/24 | 495.25 | 142.25 | 2
2023/24 | 496.25 | 142.25 | 1
2023/24 | 496.75 | 142.25 | 1
2023/24 | 497.25 | 142.25 | 3
2023/24 | 497.75 | 142.25 | 2
2023/24 | 498.25 | 142.25 | 1
2023/24 | 498.75 | 142.25 | 4
2023/24 | 499.25 | 142.25 | 2
2023/24 | 499.75 | 142.25 | 5
2023/24 | 500.25 | 142.25 | 1
2023/24 | 500.75 | 142.25 | 1
2023/24 | 501.25 | 142.25 | 4
2023/24 | 501.75 | 142.25 | 5
2023/24 | 502.25 | 142.25 | 3
2023/24 | 502.75 | 142.25 | 1
2023/24 | 503.25 | 142.25 | 3
2023/24 | 503.75 | 142.25 | 1
2023/24 | 504.25 | 142.25 | 4
2023/24 | 504.75 | 142.25 | 2
2023/24 | 505.25 | 142.25 | 2
2023/24 | 506.25 | 142.25 | 3
2023/24 | 506.75 | 142.25 | 2
2023/24 | 507.25 | 142.25 | 2
2023/24 | 507.75 | 142.25 | 3
2023/24 | 508.25 | 142.25 | 1
2023/24 | 508.75 | 142.25 | 1
2023/24 | 509.75 | 142.25 | 1
2023/24 | 511.25 | 142.25 | 2
2023/24 | 511.75 | 142.25 | 3
2023/24 | 512.25 | 142.25 | 2
2023/24 | 512.75 | 142.25 | 1
2023/24 | 513.25 | 142.25 | 1
2023/24 | 513.75 | 142.25 | 1
2023/24 | 514.25 | 142.25 | 1
2023/24 | 515.25 | 142.25 | 1
2023/24 | 515.75 | 142.25 | 2
2023/24 | 517.25 | 142.25 | 1
2023/24 | 517.75 | 142.25 | 3
2023/24 | 518.75 | 142.25 | 2
2023/24 | 519.25 | 142.25 | 1
2023/24 | 520.25 | 142.25 | 1
2023/24 | 521.25 | 142.25 | 2
2023/24 | 521.75 | 142.25 | 1
2023/24 | 522.75 | 142.25 | 1
2023/24 | 523.25 | 142.25 | 1
2023/24 | 523.75 | 142.25 | 2
2023/24 | 525.25 | 142.25 | 1
2023/24 | 525.75 | 142.25 | 1
2023/24 | 526.75 | 142.25 | 1
2023/24 | 527.25 | 142.25 | 1
2023/24 | 527.75 | 142.25 | 1
2023/24 | 528.25 | 142.25 | 2
2023/24 | 528.75 | 142.25 | 1
2023/24 | 529.75 | 142.25 | 2
2023/24 | 533.25 | 142.25 | 1
2023/24 | 533.75 | 142.25 | 2
2023/24 | 534.25 | 142.25 | 1
2023/24 | 535.25 | 142.25 | 3
2023/24 | 536.75 | 142.25 | 1
2023/24 | 538.75 | 142.25 | 1
2023/24 | 539.25 | 142.25 | 1
2023/24 | 540.25 | 142.25 | 1
2023/24 | 542.75 | 142.25 | 1
2023/24 | 543.75 | 142.25 | 2
2023/24 | 545.25 | 142.25 | 2
2023/24 | 546.75 | 142.25 | 1
2023/24 | 549.25 | 142.25 | 1
2023/24 | 550.75 | 142.25 | 1
2023/24 | 553.25 | 142.25 | 1
2023/24 | 553.75 | 142.25 | 1
2023/24 | 554.75 | 142.25 | 1
2023/24 | 555.75 | 142.25 | 1
2023/24 | 557.75 | 142.25 | 1
2023/24 | 559.25 | 142.25 | 1
2023/24 | 562.75 | 142.25 | 1
2023/24 | 563.25 | 142.25 | 1
2023/24 | 570.25 | 142.25 | 1
2023/24 | 575.25 | 142.25 | 1
2023/24 | 578.25 | 142.25 | 1
2023/24 | 579.75 | 142.25 | 2
2023/24 | 271.25 | 142.75 | 1
2023/24 | 276.75 | 142.75 | 1
2023/24 | 284.75 | 142.75 | 1
2023/24 | 293.75 | 142.75 | 1
2023/24 | 301.25 | 142.75 | 1
2023/24 | 305.25 | 142.75 | 1
2023/24 | 307.75 | 142.75 | 1
2023/24 | 308.25 | 142.75 | 1
2023/24 | 314.75 | 142.75 | 1
2023/24 | 332.75 | 142.75 | 1
2023/24 | 334.25 | 142.75 | 1
2023/24 | 340.75 | 142.75 | 1
2023/24 | 341.75 | 142.75 | 1
2023/24 | 349.75 | 142.75 | 1
2023/24 | 352.75 | 142.75 | 1
2023/24 | 354.25 | 142.75 | 1
2023/24 | 355.75 | 142.75 | 1
2023/24 | 358.75 | 142.75 | 1
2023/24 | 364.75 | 142.75 | 1
2023/24 | 369.25 | 142.75 | 2
2023/24 | 369.75 | 142.75 | 3
2023/24 | 370.25 | 142.75 | 2
2023/24 | 373.25 | 142.75 | 2
2023/24 | 374.75 | 142.75 | 1
2023/24 | 375.75 | 142.75 | 2
2023/24 | 376.25 | 142.75 | 1
2023/24 | 376.75 | 142.75 | 2
2023/24 | 377.25 | 142.75 | 1
2023/24 | 379.25 | 142.75 | 1
2023/24 | 379.75 | 142.75 | 1
2023/24 | 381.25 | 142.75 | 1
2023/24 | 383.25 | 142.75 | 1
2023/24 | 385.25 | 142.75 | 1
2023/24 | 386.25 | 142.75 | 2
2023/24 | 386.75 | 142.75 | 1
2023/24 | 387.25 | 142.75 | 2
2023/24 | 387.75 | 142.75 | 2
2023/24 | 388.25 | 142.75 | 1
2023/24 | 389.75 | 142.75 | 2
2023/24 | 391.75 | 142.75 | 1
2023/24 | 392.25 | 142.75 | 2
2023/24 | 393.25 | 142.75 | 1
2023/24 | 393.75 | 142.75 | 1
2023/24 | 394.25 | 142.75 | 1
2023/24 | 395.25 | 142.75 | 1
2023/24 | 395.75 | 142.75 | 2
2023/24 | 396.25 | 142.75 | 1
2023/24 | 398.25 | 142.75 | 3
2023/24 | 399.25 | 142.75 | 1
2023/24 | 399.75 | 142.75 | 4
2023/24 | 401.25 | 142.75 | 2
2023/24 | 401.75 | 142.75 | 2
2023/24 | 402.25 | 142.75 | 1
2023/24 | 402.75 | 142.75 | 1
2023/24 | 403.75 | 142.75 | 2
2023/24 | 404.25 | 142.75 | 2
2023/24 | 404.75 | 142.75 | 1
2023/24 | 405.25 | 142.75 | 1
2023/24 | 405.75 | 142.75 | 2
2023/24 | 406.25 | 142.75 | 1
2023/24 | 406.75 | 142.75 | 2
2023/24 | 407.25 | 142.75 | 3
2023/24 | 407.75 | 142.75 | 1
2023/24 | 408.25 | 142.75 | 1
2023/24 | 409.25 | 142.75 | 1
2023/24 | 409.75 | 142.75 | 2
2023/24 | 411.25 | 142.75 | 1
2023/24 | 411.75 | 142.75 | 1
2023/24 | 412.25 | 142.75 | 1
2023/24 | 412.75 | 142.75 | 1
2023/24 | 413.75 | 142.75 | 2
2023/24 | 415.75 | 142.75 | 5
2023/24 | 416.75 | 142.75 | 1
2023/24 | 417.25 | 142.75 | 1
2023/24 | 418.25 | 142.75 | 1
2023/24 | 418.75 | 142.75 | 1
2023/24 | 420.75 | 142.75 | 3
2023/24 | 421.25 | 142.75 | 4
2023/24 | 422.25 | 142.75 | 1
2023/24 | 423.75 | 142.75 | 1
2023/24 | 424.25 | 142.75 | 2
2023/24 | 424.75 | 142.75 | 3
2023/24 | 426.25 | 142.75 | 2
2023/24 | 426.75 | 142.75 | 2
2023/24 | 430.25 | 142.75 | 1
2023/24 | 430.75 | 142.75 | 2
2023/24 | 431.25 | 142.75 | 1
2023/24 | 432.25 | 142.75 | 1
2023/24 | 432.75 | 142.75 | 1
2023/24 | 433.25 | 142.75 | 3
2023/24 | 433.75 | 142.75 | 1
2023/24 | 434.25 | 142.75 | 1
2023/24 | 435.25 | 142.75 | 1
2023/24 | 435.75 | 142.75 | 1
2023/24 | 436.25 | 142.75 | 1
2023/24 | 438.25 | 142.75 | 1
2023/24 | 440.75 | 142.75 | 1
2023/24 | 441.25 | 142.75 | 1
2023/24 | 442.75 | 142.75 | 1
2023/24 | 444.25 | 142.75 | 1
2023/24 | 446.25 | 142.75 | 1
2023/24 | 447.25 | 142.75 | 1
2023/24 | 450.25 | 142.75 | 1
2023/24 | 451.75 | 142.75 | 1
2023/24 | 452.25 | 142.75 | 1
2023/24 | 452.75 | 142.75 | 1
2023/24 | 454.25 | 142.75 | 1
2023/24 | 454.75 | 142.75 | 1
2023/24 | 455.25 | 142.75 | 1
2023/24 | 455.75 | 142.75 | 1
2023/24 | 457.75 | 142.75 | 1
2023/24 | 460.75 | 142.75 | 1
2023/24 | 461.25 | 142.75 | 3
2023/24 | 461.75 | 142.75 | 1
2023/24 | 463.25 | 142.75 | 1
2023/24 | 474.75 | 142.75 | 1
2023/24 | 476.75 | 142.75 | 1
2023/24 | 478.25 | 142.75 | 1
2023/24 | 480.75 | 142.75 | 1
2023/24 | 484.25 | 142.75 | 1
2023/24 | 485.75 | 142.75 | 1
2023/24 | 490.25 | 142.75 | 1
2023/24 | 492.75 | 142.75 | 1
2023/24 | 502.75 | 142.75 | 1
2023/24 | 503.25 | 142.75 | 1
2023/24 | 521.25 | 142.75 | 1
2023/24 | 530.25 | 142.75 | 1
2023/24 | 555.25 | 142.75 | 1
2023/24 | 280.25 | 143.25 | 1
2023/24 | 282.25 | 143.25 | 1
2023/24 | 289.75 | 143.25 | 1
2023/24 | 290.75 | 143.25 | 1
2023/24 | 299.25 | 143.25 | 1
2023/24 | 299.75 | 143.25 | 1
2023/24 | 313.75 | 143.25 | 1
2023/24 | 316.75 | 143.25 | 2
2023/24 | 319.25 | 143.25 | 1
2023/24 | 320.25 | 143.25 | 1
2023/24 | 322.75 | 143.25 | 1
2023/24 | 333.25 | 143.25 | 1
2023/24 | 338.25 | 143.25 | 1
2023/24 | 338.75 | 143.25 | 1
2023/24 | 341.75 | 143.25 | 1
2023/24 | 342.25 | 143.25 | 1
2023/24 | 345.75 | 143.25 | 1
2023/24 | 346.25 | 143.25 | 1
2023/24 | 347.75 | 143.25 | 1
2023/24 | 350.75 | 143.25 | 1
2023/24 | 359.25 | 143.25 | 1
2023/24 | 359.75 | 143.25 | 1
2023/24 | 360.25 | 143.25 | 1
2023/24 | 360.75 | 143.25 | 1
2023/24 | 361.25 | 143.25 | 1
2023/24 | 361.75 | 143.25 | 1
2023/24 | 362.25 | 143.25 | 1
2023/24 | 363.25 | 143.25 | 2
2023/24 | 363.75 | 143.25 | 3
2023/24 | 364.25 | 143.25 | 1
2023/24 | 365.25 | 143.25 | 2
2023/24 | 365.75 | 143.25 | 1
2023/24 | 367.75 | 143.25 | 1
2023/24 | 369.75 | 143.25 | 2
2023/24 | 370.25 | 143.25 | 1
2023/24 | 370.75 | 143.25 | 1
2023/24 | 371.75 | 143.25 | 2
2023/24 | 372.25 | 143.25 | 1
2023/24 | 373.25 | 143.25 | 1
2023/24 | 373.75 | 143.25 | 1
2023/24 | 374.25 | 143.25 | 3
2023/24 | 374.75 | 143.25 | 1
2023/24 | 375.25 | 143.25 | 1
2023/24 | 375.75 | 143.25 | 3
2023/24 | 376.25 | 143.25 | 1
2023/24 | 377.25 | 143.25 | 1
2023/24 | 377.75 | 143.25 | 1
2023/24 | 379.25 | 143.25 | 3
2023/24 | 379.75 | 143.25 | 1
2023/24 | 380.25 | 143.25 | 2
2023/24 | 380.75 | 143.25 | 1
2023/24 | 381.25 | 143.25 | 1
2023/24 | 381.75 | 143.25 | 2
2023/24 | 383.75 | 143.25 | 1
2023/24 | 384.75 | 143.25 | 1
2023/24 | 386.75 | 143.25 | 1
2023/24 | 387.25 | 143.25 | 3
2023/24 | 387.75 | 143.25 | 1
2023/24 | 388.75 | 143.25 | 4
2023/24 | 389.25 | 143.25 | 2
2023/24 | 389.75 | 143.25 | 1
2023/24 | 390.25 | 143.25 | 3
2023/24 | 390.75 | 143.25 | 2
2023/24 | 392.25 | 143.25 | 1
2023/24 | 392.75 | 143.25 | 2
2023/24 | 393.25 | 143.25 | 1
2023/24 | 393.75 | 143.25 | 3
2023/24 | 394.25 | 143.25 | 3
2023/24 | 395.25 | 143.25 | 5
2023/24 | 395.75 | 143.25 | 3
2023/24 | 396.75 | 143.25 | 1
2023/24 | 397.25 | 143.25 | 1
2023/24 | 397.75 | 143.25 | 2
2023/24 | 398.25 | 143.25 | 2
2023/24 | 399.25 | 143.25 | 4
2023/24 | 399.75 | 143.25 | 2
2023/24 | 400.25 | 143.25 | 2
2023/24 | 401.25 | 143.25 | 3
2023/24 | 401.75 | 143.25 | 2
2023/24 | 402.25 | 143.25 | 3
2023/24 | 402.75 | 143.25 | 2
2023/24 | 403.25 | 143.25 | 2
2023/24 | 403.75 | 143.25 | 1
2023/24 | 404.25 | 143.25 | 2
2023/24 | 404.75 | 143.25 | 2
2023/24 | 405.25 | 143.25 | 3
2023/24 | 405.75 | 143.25 | 2
2023/24 | 406.25 | 143.25 | 2
2023/24 | 406.75 | 143.25 | 3
2023/24 | 407.25 | 143.25 | 2
2023/24 | 407.75 | 143.25 | 1
2023/24 | 408.75 | 143.25 | 5
2023/24 | 409.25 | 143.25 | 5
2023/24 | 409.75 | 143.25 | 3
2023/24 | 410.25 | 143.25 | 3
2023/24 | 410.75 | 143.25 | 2
2023/24 | 411.25 | 143.25 | 3
2023/24 | 411.75 | 143.25 | 1
2023/24 | 412.25 | 143.25 | 1
2023/24 | 412.75 | 143.25 | 1
2023/24 | 413.25 | 143.25 | 2
2023/24 | 413.75 | 143.25 | 5
2023/24 | 414.25 | 143.25 | 4
2023/24 | 414.75 | 143.25 | 5
2023/24 | 415.75 | 143.25 | 3
2023/24 | 416.25 | 143.25 | 3
2023/24 | 416.75 | 143.25 | 2
2023/24 | 417.25 | 143.25 | 3
2023/24 | 417.75 | 143.25 | 3
2023/24 | 418.25 | 143.25 | 2
2023/24 | 418.75 | 143.25 | 1
2023/24 | 419.25 | 143.25 | 3
2023/24 | 419.75 | 143.25 | 2
2023/24 | 421.25 | 143.25 | 2
2023/24 | 421.75 | 143.25 | 3
2023/24 | 422.25 | 143.25 | 2
2023/24 | 423.75 | 143.25 | 2
2023/24 | 424.25 | 143.25 | 2
2023/24 | 424.75 | 143.25 | 1
2023/24 | 425.25 | 143.25 | 2
2023/24 | 426.25 | 143.25 | 3
2023/24 | 426.75 | 143.25 | 3
2023/24 | 427.25 | 143.25 | 3
2023/24 | 427.75 | 143.25 | 4
2023/24 | 428.25 | 143.25 | 2
2023/24 | 428.75 | 143.25 | 1
2023/24 | 429.25 | 143.25 | 2
2023/24 | 429.75 | 143.25 | 2
2023/24 | 430.25 | 143.25 | 4
2023/24 | 430.75 | 143.25 | 1
2023/24 | 431.75 | 143.25 | 2
2023/24 | 432.25 | 143.25 | 1
2023/24 | 432.75 | 143.25 | 2
2023/24 | 433.25 | 143.25 | 3
2023/24 | 433.75 | 143.25 | 1
2023/24 | 434.75 | 143.25 | 5
2023/24 | 435.25 | 143.25 | 1
2023/24 | 435.75 | 143.25 | 3
2023/24 | 436.25 | 143.25 | 4
2023/24 | 436.75 | 143.25 | 1
2023/24 | 437.25 | 143.25 | 2
2023/24 | 437.75 | 143.25 | 1
2023/24 | 438.25 | 143.25 | 1
2023/24 | 438.75 | 143.25 | 4
2023/24 | 439.25 | 143.25 | 2
2023/24 | 440.25 | 143.25 | 3
2023/24 | 440.75 | 143.25 | 1
2023/24 | 441.25 | 143.25 | 2
2023/24 | 441.75 | 143.25 | 3
2023/24 | 442.25 | 143.25 | 1
2023/24 | 442.75 | 143.25 | 2
2023/24 | 443.25 | 143.25 | 1
2023/24 | 443.75 | 143.25 | 2
2023/24 | 444.75 | 143.25 | 1
2023/24 | 445.25 | 143.25 | 1
2023/24 | 445.75 | 143.25 | 1
2023/24 | 446.25 | 143.25 | 1
2023/24 | 446.75 | 143.25 | 1
2023/24 | 447.25 | 143.25 | 3
2023/24 | 448.25 | 143.25 | 2
2023/24 | 448.75 | 143.25 | 2
2023/24 | 449.25 | 143.25 | 2
2023/24 | 450.75 | 143.25 | 2
2023/24 | 451.75 | 143.25 | 3
2023/24 | 452.25 | 143.25 | 1
2023/24 | 452.75 | 143.25 | 1
2023/24 | 453.25 | 143.25 | 1
2023/24 | 453.75 | 143.25 | 1
2023/24 | 454.25 | 143.25 | 2
2023/24 | 454.75 | 143.25 | 1
2023/24 | 455.25 | 143.25 | 1
2023/24 | 455.75 | 143.25 | 1
2023/24 | 456.25 | 143.25 | 1
2023/24 | 456.75 | 143.25 | 1
2023/24 | 457.75 | 143.25 | 4
2023/24 | 458.25 | 143.25 | 3
2023/24 | 458.75 | 143.25 | 1
2023/24 | 459.25 | 143.25 | 1
2023/24 | 459.75 | 143.25 | 3
2023/24 | 461.25 | 143.25 | 1
2023/24 | 461.75 | 143.25 | 1
2023/24 | 462.75 | 143.25 | 2
2023/24 | 463.75 | 143.25 | 2
2023/24 | 464.25 | 143.25 | 1
2023/24 | 464.75 | 143.25 | 1
2023/24 | 465.75 | 143.25 | 1
2023/24 | 467.25 | 143.25 | 1
2023/24 | 467.75 | 143.25 | 2
2023/24 | 469.25 | 143.25 | 2
2023/24 | 470.25 | 143.25 | 1
2023/24 | 471.25 | 143.25 | 1
2023/24 | 472.75 | 143.25 | 1
2023/24 | 474.25 | 143.25 | 1
2023/24 | 477.25 | 143.25 | 1
2023/24 | 477.75 | 143.25 | 2
2023/24 | 478.25 | 143.25 | 2
2023/24 | 478.75 | 143.25 | 3
2023/24 | 479.75 | 143.25 | 1
2023/24 | 480.75 | 143.25 | 1
2023/24 | 482.75 | 143.25 | 1
2023/24 | 483.25 | 143.25 | 1
2023/24 | 483.75 | 143.25 | 1
2023/24 | 484.25 | 143.25 | 2
2023/24 | 485.75 | 143.25 | 1
2023/24 | 486.25 | 143.25 | 1
2023/24 | 487.25 | 143.25 | 1
2023/24 | 487.75 | 143.25 | 1
2023/24 | 488.75 | 143.25 | 1
2023/24 | 489.25 | 143.25 | 2
2023/24 | 493.25 | 143.25 | 1
2023/24 | 494.25 | 143.25 | 4
2023/24 | 495.25 | 143.25 | 2
2023/24 | 495.75 | 143.25 | 1
2023/24 | 497.25 | 143.25 | 1
2023/24 | 501.75 | 143.25 | 1
2023/24 | 502.25 | 143.25 | 1
2023/24 | 506.75 | 143.25 | 1
2023/24 | 508.75 | 143.25 | 1
2023/24 | 510.75 | 143.25 | 1
2023/24 | 513.25 | 143.25 | 1
2023/24 | 523.25 | 143.25 | 1
2023/24 | 526.25 | 143.25 | 1
2023/24 | 526.75 | 143.25 | 1
2023/24 | 527.25 | 143.25 | 1
2033/34 | 4.75 | 0.25 | 190
2033/34 | 5.25 | 0.25 | 40
2033/34 | 5.75 | 0.25 | 41
2033/34 | 6.25 | 0.25 | 37
2033/34 | 6.75 | 0.25 | 45
2033/34 | 7.25 | 0.25 | 35
2033/34 | 7.75 | 0.25 | 32
2033/34 | 8.25 | 0.25 | 41
2033/34 | 8.75 | 0.25 | 37
2033/34 | 9.25 | 0.25 | 42
2033/34 | 9.75 | 0.25 | 44
2033/34 | 10.25 | 0.25 | 54
2033/34 | 10.75 | 0.25 | 27
2033/34 | 11.25 | 0.25 | 42
2033/34 | 11.75 | 0.25 | 33
2033/34 | 12.25 | 0.25 | 38
2033/34 | 12.75 | 0.25 | 38
2033/34 | 13.25 | 0.25 | 34
2033/34 | 13.75 | 0.25 | 44
2033/34 | 14.25 | 0.25 | 35
2033/34 | 14.75 | 0.25 | 32
2033/34 | 15.25 | 0.25 | 42
2033/34 | 15.75 | 0.25 | 31
2033/34 | 16.25 | 0.25 | 44
2033/34 | 16.75 | 0.25 | 48
2033/34 | 17.25 | 0.25 | 60
2033/34 | 17.75 | 0.25 | 38
2033/34 | 18.25 | 0.25 | 37
2033/34 | 18.75 | 0.25 | 48
2033/34 | 19.25 | 0.25 | 68
2033/34 | 19.75 | 0.25 | 50
2033/34 | 20.25 | 0.25 | 39
2033/34 | 20.75 | 0.25 | 58
2033/34 | 21.25 | 0.25 | 48
2033/34 | 21.75 | 0.25 | 51
2033/34 | 22.25 | 0.25 | 57
2033/34 | 22.75 | 0.25 | 47
2033/34 | 23.25 | 0.25 | 58
2033/34 | 23.75 | 0.25 | 55
2033/34 | 24.25 | 0.25 | 48
2033/34 | 24.75 | 0.25 | 62
2033/34 | 25.25 | 0.25 | 66
2033/34 | 25.75 | 0.25 | 49
2033/34 | 26.25 | 0.25 | 43
2033/34 | 26.75 | 0.25 | 49
2033/34 | 27.25 | 0.25 | 58
2033/34 | 27.75 | 0.25 | 53
2033/34 | 28.25 | 0.25 | 52
2033/34 | 28.75 | 0.25 | 51
2033/34 | 29.25 | 0.25 | 54
2033/34 | 29.75 | 0.25 | 55
2033/34 | 30.25 | 0.25 | 52
2033/34 | 30.75 | 0.25 | 54
2033/34 | 31.25 | 0.25 | 54
2033/34 | 31.75 | 0.25 | 44
2033/34 | 32.25 | 0.25 | 67
2033/34 | 32.75 | 0.25 | 52
2033/34 | 33.25 | 0.25 | 57
2033/34 | 33.75 | 0.25 | 45
2033/34 | 34.25 | 0.25 | 61
2033/34 | 34.75 | 0.25 | 41
2033/34 | 35.25 | 0.25 | 53
2033/34 | 35.75 | 0.25 | 60
2033/34 | 36.25 | 0.25 | 58
2033/34 | 36.75 | 0.25 | 58
2033/34 | 37.25 | 0.25 | 61
2033/34 | 37.75 | 0.25 | 49
2033/34 | 38.25 | 0.25 | 54
2033/34 | 38.75 | 0.25 | 53
2033/34 | 39.25 | 0.25 | 46
2033/34 | 39.75 | 0.25 | 71
2033/34 | 40.25 | 0.25 | 70
2033/34 | 40.75 | 0.25 | 57
2033/34 | 41.25 | 0.25 | 62
2033/34 | 41.75 | 0.25 | 69
2033/34 | 42.25 | 0.25 | 70
2033/34 | 42.75 | 0.25 | 64
2033/34 | 43.25 | 0.25 | 56
2033/34 | 43.75 | 0.25 | 57
2033/34 | 44.25 | 0.25 | 46
2033/34 | 44.75 | 0.25 | 66
2033/34 | 45.25 | 0.25 | 60
2033/34 | 45.75 | 0.25 | 56
2033/34 | 46.25 | 0.25 | 38
2033/34 | 46.75 | 0.25 | 56
2033/34 | 47.25 | 0.25 | 57
2033/34 | 47.75 | 0.25 | 62
2033/34 | 48.25 | 0.25 | 67
2033/34 | 48.75 | 0.25 | 50
2033/34 | 49.25 | 0.25 | 52
2033/34 | 49.75 | 0.25 | 59
2033/34 | 50.25 | 0.25 | 46
2033/34 | 50.75 | 0.25 | 52
2033/34 | 51.25 | 0.25 | 53
2033/34 | 51.75 | 0.25 | 58
2033/34 | 52.25 | 0.25 | 70
2033/34 | 52.75 | 0.25 | 75
2033/34 | 53.25 | 0.25 | 59
2033/34 | 53.75 | 0.25 | 66
2033/34 | 54.25 | 0.25 | 57
2033/34 | 54.75 | 0.25 | 51
2033/34 | 55.25 | 0.25 | 62
2033/34 | 55.75 | 0.25 | 53
2033/34 | 56.25 | 0.25 | 58
2033/34 | 56.75 | 0.25 | 48
2033/34 | 57.25 | 0.25 | 53
2033/34 | 57.75 | 0.25 | 59
2033/34 | 58.25 | 0.25 | 49
2033/34 | 58.75 | 0.25 | 49
2033/34 | 59.25 | 0.25 | 58
2033/34 | 59.75 | 0.25 | 54
2033/34 | 60.25 | 0.25 | 53
2033/34 | 60.75 | 0.25 | 53
2033/34 | 61.25 | 0.25 | 59
2033/34 | 61.75 | 0.25 | 47
2033/34 | 62.25 | 0.25 | 37
2033/34 | 62.75 | 0.25 | 39
2033/34 | 63.25 | 0.25 | 35
2033/34 | 63.75 | 0.25 | 58
2033/34 | 64.25 | 0.25 | 48
2033/34 | 64.75 | 0.25 | 45
2033/34 | 65.25 | 0.25 | 44
2033/34 | 65.75 | 0.25 | 47
2033/34 | 66.25 | 0.25 | 57
2033/34 | 66.75 | 0.25 | 39
2033/34 | 67.25 | 0.25 | 31
2033/34 | 67.75 | 0.25 | 45
2033/34 | 68.25 | 0.25 | 53
2033/34 | 68.75 | 0.25 | 35
2033/34 | 69.25 | 0.25 | 40
2033/34 | 69.75 | 0.25 | 37
2033/34 | 70.25 | 0.25 | 33
2033/34 | 70.75 | 0.25 | 35
2033/34 | 71.25 | 0.25 | 27
2033/34 | 71.75 | 0.25 | 33
2033/34 | 72.25 | 0.25 | 36
2033/34 | 72.75 | 0.25 | 36
2033/34 | 73.25 | 0.25 | 28
2033/34 | 73.75 | 0.25 | 31
2033/34 | 74.25 | 0.25 | 30
2033/34 | 74.75 | 0.25 | 29
2033/34 | 75.25 | 0.25 | 40
2033/34 | 75.75 | 0.25 | 33
2033/34 | 76.25 | 0.25 | 37
2033/34 | 76.75 | 0.25 | 30
2033/34 | 77.25 | 0.25 | 33
2033/34 | 77.75 | 0.25 | 37
2033/34 | 78.25 | 0.25 | 31
2033/34 | 78.75 | 0.25 | 27
2033/34 | 79.25 | 0.25 | 30
2033/34 | 79.75 | 0.25 | 24
2033/34 | 80.25 | 0.25 | 32
2033/34 | 80.75 | 0.25 | 18
2033/34 | 81.25 | 0.25 | 20
2033/34 | 81.75 | 0.25 | 28
2033/34 | 82.25 | 0.25 | 26
2033/34 | 82.75 | 0.25 | 19
2033/34 | 83.25 | 0.25 | 29
2033/34 | 83.75 | 0.25 | 29
2033/34 | 84.25 | 0.25 | 26
2033/34 | 84.75 | 0.25 | 23
2033/34 | 85.25 | 0.25 | 22
2033/34 | 85.75 | 0.25 | 15
2033/34 | 86.25 | 0.25 | 22
2033/34 | 86.75 | 0.25 | 21
2033/34 | 87.25 | 0.25 | 21
2033/34 | 87.75 | 0.25 | 14
2033/34 | 88.25 | 0.25 | 14
2033/34 | 88.75 | 0.25 | 14
2033/34 | 89.25 | 0.25 | 16
2033/34 | 89.75 | 0.25 | 18
2033/34 | 90.25 | 0.25 | 12
2033/34 | 90.75 | 0.25 | 21
2033/34 | 91.25 | 0.25 | 9
2033/34 | 91.75 | 0.25 | 13
2033/34 | 92.25 | 0.25 | 14
2033/34 | 92.75 | 0.25 | 19
2033/34 | 93.25 | 0.25 | 10
2033/34 | 93.75 | 0.25 | 12
2033/34 | 94.25 | 0.25 | 21
2033/34 | 94.75 | 0.25 | 12
2033/34 | 95.25 | 0.25 | 15
2033/34 | 95.75 | 0.25 | 18
2033/34 | 96.25 | 0.25 | 13
2033/34 | 96.75 | 0.25 | 9
2033/34 | 97.25 | 0.25 | 13
2033/34 | 97.75 | 0.25 | 12
2033/34 | 98.25 | 0.25 | 8
2033/34 | 98.75 | 0.25 | 10
2033/34 | 99.25 | 0.25 | 6
2033/34 | 99.75 | 0.25 | 14
2033/34 | 100.25 | 0.25 | 8
2033/34 | 100.75 | 0.25 | 16
2033/34 | 101.25 | 0.25 | 12
2033/34 | 101.75 | 0.25 | 12
2033/34 | 102.25 | 0.25 | 7
2033/34 | 102.75 | 0.25 | 7
2033/34 | 103.25 | 0.25 | 8
2033/34 | 103.75 | 0.25 | 8
2033/34 | 104.25 | 0.25 | 6
2033/34 | 104.75 | 0.25 | 8
2033/34 | 105.25 | 0.25 | 5
2033/34 | 105.75 | 0.25 | 5
2033/34 | 106.25 | 0.25 | 1
2033/34 | 106.75 | 0.25 | 11
2033/34 | 107.25 | 0.25 | 5
2033/34 | 107.75 | 0.25 | 7
2033/34 | 108.25 | 0.25 | 4
2033/34 | 108.75 | 0.25 | 5
2033/34 | 109.25 | 0.25 | 7
2033/34 | 109.75 | 0.25 | 11
2033/34 | 110.25 | 0.25 | 8
2033/34 | 110.75 | 0.25 | 3
2033/34 | 111.25 | 0.25 | 5
2033/34 | 111.75 | 0.25 | 4
2033/34 | 112.25 | 0.25 | 5
2033/34 | 112.75 | 0.25 | 5
2033/34 | 113.25 | 0.25 | 2
2033/34 | 113.75 | 0.25 | 2
2033/34 | 114.25 | 0.25 | 8
2033/34 | 114.75 | 0.25 | 2
2033/34 | 115.25 | 0.25 | 3
2033/34 | 115.75 | 0.25 | 7
2033/34 | 116.25 | 0.25 | 2
2033/34 | 116.75 | 0.25 | 2
2033/34 | 117.25 | 0.25 | 2
2033/34 | 117.75 | 0.25 | 4
2033/34 | 118.25 | 0.25 | 6
2033/34 | 118.75 | 0.25 | 2
2033/34 | 119.75 | 0.25 | 6
2033/34 | 120.25 | 0.25 | 2
2033/34 | 120.75 | 0.25 | 2
2033/34 | 121.25 | 0.25 | 2
2033/34 | 121.75 | 0.25 | 3
2033/34 | 122.25 | 0.25 | 4
2033/34 | 122.75 | 0.25 | 3
2033/34 | 123.25 | 0.25 | 1
2033/34 | 123.75 | 0.25 | 6
2033/34 | 124.25 | 0.25 | 1
2033/34 | 124.75 | 0.25 | 1
2033/34 | 125.75 | 0.25 | 2
2033/34 | 126.25 | 0.25 | 2
2033/34 | 126.75 | 0.25 | 1
2033/34 | 127.75 | 0.25 | 1
2033/34 | 128.25 | 0.25 | 2
2033/34 | 128.75 | 0.25 | 3
2033/34 | 129.25 | 0.25 | 1
2033/34 | 129.75 | 0.25 | 1
2033/34 | 131.75 | 0.25 | 1
2033/34 | 132.25 | 0.25 | 3
2033/34 | 132.75 | 0.25 | 2
2033/34 | 133.25 | 0.25 | 2
2033/34 | 133.75 | 0.25 | 2
2033/34 | 134.75 | 0.25 | 1
2033/34 | 135.25 | 0.25 | 1
2033/34 | 136.25 | 0.25 | 3
2033/34 | 136.75 | 0.25 | 3
2033/34 | 137.25 | 0.25 | 1
2033/34 | 137.75 | 0.25 | 1
2033/34 | 138.25 | 0.25 | 1
2033/34 | 139.25 | 0.25 | 1
2033/34 | 140.25 | 0.25 | 1
2033/34 | 140.75 | 0.25 | 1
2033/34 | 141.25 | 0.25 | 1
2033/34 | 141.75 | 0.25 | 1
2033/34 | 142.25 | 0.25 | 1
2033/34 | 142.75 | 0.25 | 1
2033/34 | 143.75 | 0.25 | 1
2033/34 | 144.25 | 0.25 | 5
2033/34 | 144.75 | 0.25 | 1
2033/34 | 146.75 | 0.25 | 2
2033/34 | 147.25 | 0.25 | 2
2033/34 | 147.75 | 0.25 | 1
2033/34 | 148.75 | 0.25 | 2
2033/34 | 150.25 | 0.25 | 1
2033/34 | 151.75 | 0.25 | 2
2033/34 | 153.75 | 0.25 | 2
2033/34 | 154.25 | 0.25 | 2
2033/34 | 164.25 | 0.25 | 1
2033/34 | 169.25 | 0.25 | 1
2033/34 | 170.75 | 0.25 | 1
2033/34 | 172.25 | 0.25 | 1
2033/34 | 176.75 | 0.25 | 2
2033/34 | 5.25 | 0.75 | 38
2033/34 | 5.75 | 0.75 | 28
2033/34 | 6.25 | 0.75 | 14
2033/34 | 6.75 | 0.75 | 11
2033/34 | 7.25 | 0.75 | 15
2033/34 | 7.75 | 0.75 | 13
2033/34 | 8.25 | 0.75 | 9
2033/34 | 8.75 | 0.75 | 21
2033/34 | 9.25 | 0.75 | 11
2033/34 | 9.75 | 0.75 | 10
2033/34 | 10.25 | 0.75 | 4
2033/34 | 10.75 | 0.75 | 10
2033/34 | 11.25 | 0.75 | 16
2033/34 | 11.75 | 0.75 | 16
2033/34 | 12.25 | 0.75 | 10
2033/34 | 12.75 | 0.75 | 9
2033/34 | 13.25 | 0.75 | 11
2033/34 | 13.75 | 0.75 | 11
2033/34 | 14.25 | 0.75 | 14
2033/34 | 14.75 | 0.75 | 8
2033/34 | 15.25 | 0.75 | 11
2033/34 | 15.75 | 0.75 | 13
2033/34 | 16.25 | 0.75 | 8
2033/34 | 16.75 | 0.75 | 10
2033/34 | 17.25 | 0.75 | 18
2033/34 | 17.75 | 0.75 | 13
2033/34 | 18.25 | 0.75 | 20
2033/34 | 18.75 | 0.75 | 14
2033/34 | 19.25 | 0.75 | 12
2033/34 | 19.75 | 0.75 | 12
2033/34 | 20.25 | 0.75 | 16
2033/34 | 20.75 | 0.75 | 15
2033/34 | 21.25 | 0.75 | 9
2033/34 | 21.75 | 0.75 | 13
2033/34 | 22.25 | 0.75 | 15
2033/34 | 22.75 | 0.75 | 10
2033/34 | 23.25 | 0.75 | 20
2033/34 | 23.75 | 0.75 | 10
2033/34 | 24.25 | 0.75 | 12
2033/34 | 24.75 | 0.75 | 10
2033/34 | 25.25 | 0.75 | 12
2033/34 | 25.75 | 0.75 | 8
2033/34 | 26.25 | 0.75 | 13
2033/34 | 26.75 | 0.75 | 7
2033/34 | 27.25 | 0.75 | 11
2033/34 | 27.75 | 0.75 | 10
2033/34 | 28.25 | 0.75 | 13
2033/34 | 28.75 | 0.75 | 11
2033/34 | 29.25 | 0.75 | 5
2033/34 | 29.75 | 0.75 | 20
2033/34 | 30.25 | 0.75 | 15
2033/34 | 30.75 | 0.75 | 9
2033/34 | 31.25 | 0.75 | 13
2033/34 | 31.75 | 0.75 | 15
2033/34 | 32.25 | 0.75 | 8
2033/34 | 32.75 | 0.75 | 9
2033/34 | 33.25 | 0.75 | 10
2033/34 | 33.75 | 0.75 | 17
2033/34 | 34.25 | 0.75 | 14
2033/34 | 34.75 | 0.75 | 14
2033/34 | 35.25 | 0.75 | 6
2033/34 | 35.75 | 0.75 | 6
2033/34 | 36.25 | 0.75 | 18
2033/34 | 36.75 | 0.75 | 11
2033/34 | 37.25 | 0.75 | 9
2033/34 | 37.75 | 0.75 | 11
2033/34 | 38.25 | 0.75 | 10
2033/34 | 38.75 | 0.75 | 12
2033/34 | 39.25 | 0.75 | 10
2033/34 | 39.75 | 0.75 | 12
2033/34 | 40.25 | 0.75 | 11
2033/34 | 40.75 | 0.75 | 13
2033/34 | 41.25 | 0.75 | 9
2033/34 | 41.75 | 0.75 | 20
2033/34 | 42.25 | 0.75 | 12
2033/34 | 42.75 | 0.75 | 17
2033/34 | 43.25 | 0.75 | 14
2033/34 | 43.75 | 0.75 | 6
2033/34 | 44.25 | 0.75 | 13
2033/34 | 44.75 | 0.75 | 19
2033/34 | 45.25 | 0.75 | 19
2033/34 | 45.75 | 0.75 | 17
2033/34 | 46.25 | 0.75 | 19
2033/34 | 46.75 | 0.75 | 5
2033/34 | 47.25 | 0.75 | 13
2033/34 | 47.75 | 0.75 | 14
2033/34 | 48.25 | 0.75 | 14
2033/34 | 48.75 | 0.75 | 6
2033/34 | 49.25 | 0.75 | 11
2033/34 | 49.75 | 0.75 | 9
2033/34 | 50.25 | 0.75 | 8
2033/34 | 50.75 | 0.75 | 12
2033/34 | 51.25 | 0.75 | 11
2033/34 | 51.75 | 0.75 | 14
2033/34 | 52.25 | 0.75 | 10
2033/34 | 52.75 | 0.75 | 10
2033/34 | 53.25 | 0.75 | 10
2033/34 | 53.75 | 0.75 | 16
2033/34 | 54.25 | 0.75 | 12
2033/34 | 54.75 | 0.75 | 8
2033/34 | 55.25 | 0.75 | 10
2033/34 | 55.75 | 0.75 | 11
2033/34 | 56.25 | 0.75 | 10
2033/34 | 56.75 | 0.75 | 12
2033/34 | 57.25 | 0.75 | 11
2033/34 | 57.75 | 0.75 | 13
2033/34 | 58.25 | 0.75 | 10
2033/34 | 58.75 | 0.75 | 19
2033/34 | 59.25 | 0.75 | 6
2033/34 | 59.75 | 0.75 | 9
2033/34 | 60.25 | 0.75 | 9
2033/34 | 60.75 | 0.75 | 10
2033/34 | 61.25 | 0.75 | 7
2033/34 | 61.75 | 0.75 | 15
2033/34 | 62.25 | 0.75 | 17
2033/34 | 62.75 | 0.75 | 7
2033/34 | 63.25 | 0.75 | 14
2033/34 | 63.75 | 0.75 | 6
2033/34 | 64.25 | 0.75 | 15
2033/34 | 64.75 | 0.75 | 18
2033/34 | 65.25 | 0.75 | 16
2033/34 | 65.75 | 0.75 | 13
2033/34 | 66.25 | 0.75 | 10
2033/34 | 66.75 | 0.75 | 8
2033/34 | 67.25 | 0.75 | 10
2033/34 | 67.75 | 0.75 | 10
2033/34 | 68.25 | 0.75 | 11
2033/34 | 68.75 | 0.75 | 11
2033/34 | 69.25 | 0.75 | 5
2033/34 | 69.75 | 0.75 | 15
2033/34 | 70.25 | 0.75 | 9
2033/34 | 70.75 | 0.75 | 12
2033/34 | 71.25 | 0.75 | 10
2033/34 | 71.75 | 0.75 | 15
2033/34 | 72.25 | 0.75 | 9
2033/34 | 72.75 | 0.75 | 8
2033/34 | 73.25 | 0.75 | 9
2033/34 | 73.75 | 0.75 | 10
2033/34 | 74.25 | 0.75 | 10
2033/34 | 74.75 | 0.75 | 8
2033/34 | 75.25 | 0.75 | 6
2033/34 | 75.75 | 0.75 | 10
2033/34 | 76.25 | 0.75 | 12
2033/34 | 76.75 | 0.75 | 7
2033/34 | 77.25 | 0.75 | 5
2033/34 | 77.75 | 0.75 | 4
2033/34 | 78.25 | 0.75 | 7
2033/34 | 78.75 | 0.75 | 9
2033/34 | 79.25 | 0.75 | 6
2033/34 | 79.75 | 0.75 | 6
2033/34 | 80.25 | 0.75 | 7
2033/34 | 80.75 | 0.75 | 7
2033/34 | 81.25 | 0.75 | 9
2033/34 | 81.75 | 0.75 | 6
2033/34 | 82.25 | 0.75 | 8
2033/34 | 82.75 | 0.75 | 3
2033/34 | 83.25 | 0.75 | 8
2033/34 | 83.75 | 0.75 | 6
2033/34 | 84.25 | 0.75 | 7
2033/34 | 84.75 | 0.75 | 5
2033/34 | 85.25 | 0.75 | 3
2033/34 | 85.75 | 0.75 | 5
2033/34 | 86.25 | 0.75 | 8
2033/34 | 86.75 | 0.75 | 9
2033/34 | 87.25 | 0.75 | 7
2033/34 | 87.75 | 0.75 | 3
2033/34 | 88.25 | 0.75 | 4
2033/34 | 88.75 | 0.75 | 4
2033/34 | 89.25 | 0.75 | 9
2033/34 | 89.75 | 0.75 | 3
2033/34 | 90.25 | 0.75 | 7
2033/34 | 90.75 | 0.75 | 4
2033/34 | 91.25 | 0.75 | 3
2033/34 | 91.75 | 0.75 | 4
2033/34 | 92.25 | 0.75 | 1
2033/34 | 92.75 | 0.75 | 3
2033/34 | 93.25 | 0.75 | 2
2033/34 | 93.75 | 0.75 | 6
2033/34 | 94.25 | 0.75 | 6
2033/34 | 94.75 | 0.75 | 2
2033/34 | 95.25 | 0.75 | 4
2033/34 | 95.75 | 0.75 | 6
2033/34 | 96.25 | 0.75 | 4
2033/34 | 96.75 | 0.75 | 2
2033/34 | 97.25 | 0.75 | 5
2033/34 | 97.75 | 0.75 | 3
2033/34 | 98.75 | 0.75 | 2
2033/34 | 99.75 | 0.75 | 4
2033/34 | 100.25 | 0.75 | 3
2033/34 | 100.75 | 0.75 | 5
2033/34 | 101.25 | 0.75 | 2
2033/34 | 101.75 | 0.75 | 4
2033/34 | 102.25 | 0.75 | 1
2033/34 | 102.75 | 0.75 | 4
2033/34 | 103.75 | 0.75 | 4
2033/34 | 104.25 | 0.75 | 2
2033/34 | 104.75 | 0.75 | 1
2033/34 | 105.75 | 0.75 | 1
2033/34 | 106.25 | 0.75 | 1
2033/34 | 106.75 | 0.75 | 1
2033/34 | 107.25 | 0.75 | 1
2033/34 | 107.75 | 0.75 | 3
2033/34 | 108.25 | 0.75 | 1
2033/34 | 108.75 | 0.75 | 3
2033/34 | 109.25 | 0.75 | 3
2033/34 | 109.75 | 0.75 | 4
2033/34 | 110.25 | 0.75 | 1
2033/34 | 111.25 | 0.75 | 2
2033/34 | 112.75 | 0.75 | 3
2033/34 | 113.75 | 0.75 | 1
2033/34 | 114.75 | 0.75 | 2
2033/34 | 115.25 | 0.75 | 1
2033/34 | 115.75 | 0.75 | 1
2033/34 | 117.25 | 0.75 | 3
2033/34 | 118.25 | 0.75 | 2
2033/34 | 118.75 | 0.75 | 3
2033/34 | 119.25 | 0.75 | 1
2033/34 | 119.75 | 0.75 | 1
2033/34 | 120.25 | 0.75 | 3
2033/34 | 121.75 | 0.75 | 1
2033/34 | 122.25 | 0.75 | 1
2033/34 | 122.75 | 0.75 | 1
2033/34 | 123.25 | 0.75 | 1
2033/34 | 123.75 | 0.75 | 1
2033/34 | 124.25 | 0.75 | 3
2033/34 | 125.75 | 0.75 | 1
2033/34 | 126.25 | 0.75 | 1
2033/34 | 126.75 | 0.75 | 1
2033/34 | 127.75 | 0.75 | 2
2033/34 | 128.25 | 0.75 | 1
2033/34 | 129.75 | 0.75 | 1
2033/34 | 138.75 | 0.75 | 1
2033/34 | 142.25 | 0.75 | 1
2033/34 | 143.75 | 0.75 | 1
2033/34 | 144.25 | 0.75 | 1
2033/34 | 144.75 | 0.75 | 1
2033/34 | 148.75 | 0.75 | 1
2033/34 | 153.25 | 0.75 | 1
2033/34 | 155.75 | 0.75 | 1
2033/34 | 159.25 | 0.75 | 2
2033/34 | 162.25 | 0.75 | 1
2033/34 | 166.25 | 0.75 | 1
2033/34 | 167.25 | 0.75 | 1
2033/34 | 5.75 | 1.25 | 34
2033/34 | 6.25 | 1.25 | 21
2033/34 | 6.75 | 1.25 | 7
2033/34 | 7.25 | 1.25 | 6
2033/34 | 7.75 | 1.25 | 8
2033/34 | 8.25 | 1.25 | 6
2033/34 | 8.75 | 1.25 | 6
2033/34 | 9.25 | 1.25 | 15
2033/34 | 9.75 | 1.25 | 5
2033/34 | 10.25 | 1.25 | 10
2033/34 | 10.75 | 1.25 | 6
2033/34 | 11.25 | 1.25 | 10
2033/34 | 11.75 | 1.25 | 5
2033/34 | 12.25 | 1.25 | 11
2033/34 | 12.75 | 1.25 | 10
2033/34 | 13.25 | 1.25 | 9
2033/34 | 13.75 | 1.25 | 10
2033/34 | 14.25 | 1.25 | 9
2033/34 | 14.75 | 1.25 | 5
2033/34 | 15.25 | 1.25 | 9
2033/34 | 15.75 | 1.25 | 13
2033/34 | 16.25 | 1.25 | 9
2033/34 | 16.75 | 1.25 | 8
2033/34 | 17.25 | 1.25 | 8
2033/34 | 17.75 | 1.25 | 10
2033/34 | 18.25 | 1.25 | 5
2033/34 | 18.75 | 1.25 | 9
2033/34 | 19.25 | 1.25 | 11
2033/34 | 19.75 | 1.25 | 6
2033/34 | 20.25 | 1.25 | 12
2033/34 | 20.75 | 1.25 | 7
2033/34 | 21.25 | 1.25 | 16
2033/34 | 21.75 | 1.25 | 20
2033/34 | 22.25 | 1.25 | 5
2033/34 | 22.75 | 1.25 | 8
2033/34 | 23.25 | 1.25 | 7
2033/34 | 23.75 | 1.25 | 8
2033/34 | 24.25 | 1.25 | 9
2033/34 | 24.75 | 1.25 | 9
2033/34 | 25.25 | 1.25 | 12
2033/34 | 25.75 | 1.25 | 14
2033/34 | 26.25 | 1.25 | 13
2033/34 | 26.75 | 1.25 | 15
2033/34 | 27.25 | 1.25 | 13
2033/34 | 27.75 | 1.25 | 14
2033/34 | 28.25 | 1.25 | 6
2033/34 | 28.75 | 1.25 | 12
2033/34 | 29.25 | 1.25 | 16
2033/34 | 29.75 | 1.25 | 4
2033/34 | 30.25 | 1.25 | 14
2033/34 | 30.75 | 1.25 | 18
2033/34 | 31.25 | 1.25 | 9
2033/34 | 31.75 | 1.25 | 13
2033/34 | 32.25 | 1.25 | 8
2033/34 | 32.75 | 1.25 | 14
2033/34 | 33.25 | 1.25 | 9
2033/34 | 33.75 | 1.25 | 10
2033/34 | 34.25 | 1.25 | 7
2033/34 | 34.75 | 1.25 | 12
2033/34 | 35.25 | 1.25 | 11
2033/34 | 35.75 | 1.25 | 13
2033/34 | 36.25 | 1.25 | 7
2033/34 | 36.75 | 1.25 | 14
2033/34 | 37.25 | 1.25 | 13
2033/34 | 37.75 | 1.25 | 6
2033/34 | 38.25 | 1.25 | 10
2033/34 | 38.75 | 1.25 | 5
2033/34 | 39.25 | 1.25 | 6
2033/34 | 39.75 | 1.25 | 8
2033/34 | 40.25 | 1.25 | 12
2033/34 | 40.75 | 1.25 | 8
2033/34 | 41.25 | 1.25 | 15
2033/34 | 41.75 | 1.25 | 6
2033/34 | 42.25 | 1.25 | 5
2033/34 | 42.75 | 1.25 | 8
2033/34 | 43.25 | 1.25 | 9
2033/34 | 43.75 | 1.25 | 7
2033/34 | 44.25 | 1.25 | 15
2033/34 | 44.75 | 1.25 | 11
2033/34 | 45.25 | 1.25 | 7
2033/34 | 45.75 | 1.25 | 4
2033/34 | 46.25 | 1.25 | 9
2033/34 | 46.75 | 1.25 | 11
2033/34 | 47.25 | 1.25 | 11
2033/34 | 47.75 | 1.25 | 10
2033/34 | 48.25 | 1.25 | 10
2033/34 | 48.75 | 1.25 | 15
2033/34 | 49.25 | 1.25 | 17
2033/34 | 49.75 | 1.25 | 14
2033/34 | 50.25 | 1.25 | 9
2033/34 | 50.75 | 1.25 | 14
2033/34 | 51.25 | 1.25 | 5
2033/34 | 51.75 | 1.25 | 11
2033/34 | 52.25 | 1.25 | 11
2033/34 | 52.75 | 1.25 | 12
2033/34 | 53.25 | 1.25 | 10
2033/34 | 53.75 | 1.25 | 9
2033/34 | 54.25 | 1.25 | 4
2033/34 | 54.75 | 1.25 | 8
2033/34 | 55.25 | 1.25 | 17
2033/34 | 55.75 | 1.25 | 11
2033/34 | 56.25 | 1.25 | 10
2033/34 | 56.75 | 1.25 | 11
2033/34 | 57.25 | 1.25 | 13
2033/34 | 57.75 | 1.25 | 12
2033/34 | 58.25 | 1.25 | 12
2033/34 | 58.75 | 1.25 | 13
2033/34 | 59.25 | 1.25 | 5
2033/34 | 59.75 | 1.25 | 13
2033/34 | 60.25 | 1.25 | 11
2033/34 | 60.75 | 1.25 | 7
2033/34 | 61.25 | 1.25 | 15
2033/34 | 61.75 | 1.25 | 11
2033/34 | 62.25 | 1.25 | 8
2033/34 | 62.75 | 1.25 | 13
2033/34 | 63.25 | 1.25 | 13
2033/34 | 63.75 | 1.25 | 12
2033/34 | 64.25 | 1.25 | 16
2033/34 | 64.75 | 1.25 | 8
2033/34 | 65.25 | 1.25 | 7
2033/34 | 65.75 | 1.25 | 6
2033/34 | 66.25 | 1.25 | 11
2033/34 | 66.75 | 1.25 | 9
2033/34 | 67.25 | 1.25 | 8
2033/34 | 67.75 | 1.25 | 5
2033/34 | 68.25 | 1.25 | 9
2033/34 | 68.75 | 1.25 | 19
2033/34 | 69.25 | 1.25 | 9
2033/34 | 69.75 | 1.25 | 7
2033/34 | 70.25 | 1.25 | 9
2033/34 | 70.75 | 1.25 | 9
2033/34 | 71.25 | 1.25 | 12
2033/34 | 71.75 | 1.25 | 6
2033/34 | 72.25 | 1.25 | 5
2033/34 | 72.75 | 1.25 | 8
2033/34 | 73.25 | 1.25 | 5
2033/34 | 73.75 | 1.25 | 10
2033/34 | 74.25 | 1.25 | 6
2033/34 | 74.75 | 1.25 | 7
2033/34 | 75.25 | 1.25 | 6
2033/34 | 75.75 | 1.25 | 7
2033/34 | 76.25 | 1.25 | 14
2033/34 | 76.75 | 1.25 | 8
2033/34 | 77.25 | 1.25 | 8
2033/34 | 77.75 | 1.25 | 5
2033/34 | 78.25 | 1.25 | 8
2033/34 | 78.75 | 1.25 | 8
2033/34 | 79.25 | 1.25 | 8
2033/34 | 79.75 | 1.25 | 4
2033/34 | 80.25 | 1.25 | 12
2033/34 | 80.75 | 1.25 | 6
2033/34 | 81.25 | 1.25 | 7
2033/34 | 81.75 | 1.25 | 8
2033/34 | 82.25 | 1.25 | 9
2033/34 | 82.75 | 1.25 | 7
2033/34 | 83.25 | 1.25 | 5
2033/34 | 83.75 | 1.25 | 6
2033/34 | 84.25 | 1.25 | 6
2033/34 | 84.75 | 1.25 | 9
2033/34 | 85.25 | 1.25 | 3
2033/34 | 85.75 | 1.25 | 7
2033/34 | 86.25 | 1.25 | 6
2033/34 | 86.75 | 1.25 | 6
2033/34 | 87.25 | 1.25 | 4
2033/34 | 87.75 | 1.25 | 9
2033/34 | 88.25 | 1.25 | 4
2033/34 | 88.75 | 1.25 | 3
2033/34 | 89.25 | 1.25 | 9
2033/34 | 89.75 | 1.25 | 3
2033/34 | 90.25 | 1.25 | 7
2033/34 | 90.75 | 1.25 | 4
2033/34 | 91.25 | 1.25 | 4
2033/34 | 92.25 | 1.25 | 10
2033/34 | 92.75 | 1.25 | 4
2033/34 | 93.25 | 1.25 | 6
2033/34 | 93.75 | 1.25 | 1
2033/34 | 94.25 | 1.25 | 4
2033/34 | 94.75 | 1.25 | 6
2033/34 | 95.25 | 1.25 | 3
2033/34 | 95.75 | 1.25 | 2
2033/34 | 96.25 | 1.25 | 7
2033/34 | 96.75 | 1.25 | 3
2033/34 | 97.25 | 1.25 | 5
2033/34 | 97.75 | 1.25 | 4
2033/34 | 98.25 | 1.25 | 3
2033/34 | 98.75 | 1.25 | 1
2033/34 | 99.25 | 1.25 | 5
2033/34 | 99.75 | 1.25 | 8
2033/34 | 100.25 | 1.25 | 4
2033/34 | 100.75 | 1.25 | 2
2033/34 | 101.25 | 1.25 | 2
2033/34 | 101.75 | 1.25 | 2
2033/34 | 102.75 | 1.25 | 2
2033/34 | 103.25 | 1.25 | 1
2033/34 | 103.75 | 1.25 | 1
2033/34 | 104.25 | 1.25 | 2
2033/34 | 104.75 | 1.25 | 3
2033/34 | 105.25 | 1.25 | 1
2033/34 | 105.75 | 1.25 | 2
2033/34 | 106.75 | 1.25 | 2
2033/34 | 107.25 | 1.25 | 4
2033/34 | 107.75 | 1.25 | 4
2033/34 | 108.25 | 1.25 | 3
2033/34 | 108.75 | 1.25 | 5
2033/34 | 109.25 | 1.25 | 2
2033/34 | 109.75 | 1.25 | 2
2033/34 | 110.25 | 1.25 | 1
2033/34 | 110.75 | 1.25 | 2
2033/34 | 111.25 | 1.25 | 1
2033/34 | 111.75 | 1.25 | 2
2033/34 | 112.75 | 1.25 | 2
2033/34 | 113.25 | 1.25 | 1
2033/34 | 113.75 | 1.25 | 1
2033/34 | 114.75 | 1.25 | 1
2033/34 | 115.25 | 1.25 | 1
2033/34 | 115.75 | 1.25 | 3
2033/34 | 116.25 | 1.25 | 1
2033/34 | 117.25 | 1.25 | 1
2033/34 | 119.75 | 1.25 | 1
2033/34 | 121.25 | 1.25 | 1
2033/34 | 122.25 | 1.25 | 1
2033/34 | 123.25 | 1.25 | 1
2033/34 | 124.25 | 1.25 | 1
2033/34 | 124.75 | 1.25 | 1
2033/34 | 125.25 | 1.25 | 1
2033/34 | 126.75 | 1.25 | 1
2033/34 | 127.25 | 1.25 | 1
2033/34 | 128.25 | 1.25 | 1
2033/34 | 130.25 | 1.25 | 1
2033/34 | 133.25 | 1.25 | 1
2033/34 | 133.75 | 1.25 | 1
2033/34 | 134.25 | 1.25 | 2
2033/34 | 134.75 | 1.25 | 1
2033/34 | 135.25 | 1.25 | 2
2033/34 | 135.75 | 1.25 | 1
2033/34 | 136.75 | 1.25 | 1
2033/34 | 141.25 | 1.25 | 1
2033/34 | 145.25 | 1.25 | 1
2033/34 | 145.75 | 1.25 | 2
2033/34 | 149.75 | 1.25 | 1
2033/34 | 152.75 | 1.25 | 1
2033/34 | 157.75 | 1.25 | 2
2033/34 | 158.25 | 1.25 | 1
2033/34 | 203.25 | 1.25 | 1
2033/34 | 6.25 | 1.75 | 19
2033/34 | 6.75 | 1.75 | 11
2033/34 | 7.25 | 1.75 | 19
2033/34 | 7.75 | 1.75 | 7
2033/34 | 8.25 | 1.75 | 7
2033/34 | 8.75 | 1.75 | 9
2033/34 | 9.25 | 1.75 | 1
2033/34 | 9.75 | 1.75 | 3
2033/34 | 10.25 | 1.75 | 12
2033/34 | 10.75 | 1.75 | 11
2033/34 | 11.25 | 1.75 | 14
2033/34 | 11.75 | 1.75 | 8
2033/34 | 12.25 | 1.75 | 10
2033/34 | 12.75 | 1.75 | 4
2033/34 | 13.25 | 1.75 | 9
2033/34 | 13.75 | 1.75 | 6
2033/34 | 14.25 | 1.75 | 11
2033/34 | 14.75 | 1.75 | 8
2033/34 | 15.25 | 1.75 | 5
2033/34 | 15.75 | 1.75 | 8
2033/34 | 16.25 | 1.75 | 5
2033/34 | 16.75 | 1.75 | 7
2033/34 | 17.25 | 1.75 | 9
2033/34 | 17.75 | 1.75 | 4
2033/34 | 18.25 | 1.75 | 7
2033/34 | 18.75 | 1.75 | 7
2033/34 | 19.25 | 1.75 | 9
2033/34 | 19.75 | 1.75 | 9
2033/34 | 20.25 | 1.75 | 7
2033/34 | 20.75 | 1.75 | 11
2033/34 | 21.25 | 1.75 | 4
2033/34 | 21.75 | 1.75 | 13
2033/34 | 22.25 | 1.75 | 10
2033/34 | 22.75 | 1.75 | 9
2033/34 | 23.25 | 1.75 | 11
2033/34 | 23.75 | 1.75 | 8
2033/34 | 24.25 | 1.75 | 8
2033/34 | 24.75 | 1.75 | 13
2033/34 | 25.25 | 1.75 | 18
2033/34 | 25.75 | 1.75 | 11
2033/34 | 26.25 | 1.75 | 10
2033/34 | 26.75 | 1.75 | 17
2033/34 | 27.25 | 1.75 | 12
2033/34 | 27.75 | 1.75 | 6
2033/34 | 28.25 | 1.75 | 6
2033/34 | 28.75 | 1.75 | 7
2033/34 | 29.25 | 1.75 | 6
2033/34 | 29.75 | 1.75 | 8
2033/34 | 30.25 | 1.75 | 6
2033/34 | 30.75 | 1.75 | 7
2033/34 | 31.25 | 1.75 | 10
2033/34 | 31.75 | 1.75 | 6
2033/34 | 32.25 | 1.75 | 11
2033/34 | 32.75 | 1.75 | 12
2033/34 | 33.25 | 1.75 | 9
2033/34 | 33.75 | 1.75 | 9
2033/34 | 34.25 | 1.75 | 14
2033/34 | 34.75 | 1.75 | 7
2033/34 | 35.25 | 1.75 | 8
2033/34 | 35.75 | 1.75 | 8
2033/34 | 36.25 | 1.75 | 8
2033/34 | 36.75 | 1.75 | 11
2033/34 | 37.25 | 1.75 | 9
2033/34 | 37.75 | 1.75 | 8
2033/34 | 38.25 | 1.75 | 8
2033/34 | 38.75 | 1.75 | 7
2033/34 | 39.25 | 1.75 | 10
2033/34 | 39.75 | 1.75 | 7
2033/34 | 40.25 | 1.75 | 11
2033/34 | 40.75 | 1.75 | 3
2033/34 | 41.25 | 1.75 | 10
2033/34 | 41.75 | 1.75 | 12
2033/34 | 42.25 | 1.75 | 9
2033/34 | 42.75 | 1.75 | 8
2033/34 | 43.25 | 1.75 | 13
2033/34 | 43.75 | 1.75 | 13
2033/34 | 44.25 | 1.75 | 7
2033/34 | 44.75 | 1.75 | 10
2033/34 | 45.25 | 1.75 | 13
2033/34 | 45.75 | 1.75 | 13
2033/34 | 46.25 | 1.75 | 15
2033/34 | 46.75 | 1.75 | 5
2033/34 | 47.25 | 1.75 | 12
2033/34 | 47.75 | 1.75 | 11
2033/34 | 48.25 | 1.75 | 14
2033/34 | 48.75 | 1.75 | 8
2033/34 | 49.25 | 1.75 | 12
2033/34 | 49.75 | 1.75 | 9
2033/34 | 50.25 | 1.75 | 6
2033/34 | 50.75 | 1.75 | 14
2033/34 | 51.25 | 1.75 | 11
2033/34 | 51.75 | 1.75 | 7
2033/34 | 52.25 | 1.75 | 14
2033/34 | 52.75 | 1.75 | 9
2033/34 | 53.25 | 1.75 | 7
2033/34 | 53.75 | 1.75 | 13
2033/34 | 54.25 | 1.75 | 9
2033/34 | 54.75 | 1.75 | 13
2033/34 | 55.25 | 1.75 | 11
2033/34 | 55.75 | 1.75 | 12
2033/34 | 56.25 | 1.75 | 11
2033/34 | 56.75 | 1.75 | 11
2033/34 | 57.25 | 1.75 | 9
2033/34 | 57.75 | 1.75 | 9
2033/34 | 58.25 | 1.75 | 18
2033/34 | 58.75 | 1.75 | 16
2033/34 | 59.25 | 1.75 | 9
2033/34 | 59.75 | 1.75 | 14
2033/34 | 60.25 | 1.75 | 8
2033/34 | 60.75 | 1.75 | 13
2033/34 | 61.25 | 1.75 | 7
2033/34 | 61.75 | 1.75 | 10
2033/34 | 62.25 | 1.75 | 9
2033/34 | 62.75 | 1.75 | 8
2033/34 | 63.25 | 1.75 | 9
2033/34 | 63.75 | 1.75 | 7
2033/34 | 64.25 | 1.75 | 12
2033/34 | 64.75 | 1.75 | 16
2033/34 | 65.25 | 1.75 | 13
2033/34 | 65.75 | 1.75 | 12
2033/34 | 66.25 | 1.75 | 14
2033/34 | 66.75 | 1.75 | 12
2033/34 | 67.25 | 1.75 | 16
2033/34 | 67.75 | 1.75 | 5
2033/34 | 68.25 | 1.75 | 11
2033/34 | 68.75 | 1.75 | 10
2033/34 | 69.25 | 1.75 | 6
2033/34 | 69.75 | 1.75 | 16
2033/34 | 70.25 | 1.75 | 8
2033/34 | 70.75 | 1.75 | 14
2033/34 | 71.25 | 1.75 | 7
2033/34 | 71.75 | 1.75 | 11
2033/34 | 72.25 | 1.75 | 11
2033/34 | 72.75 | 1.75 | 8
2033/34 | 73.25 | 1.75 | 8
2033/34 | 73.75 | 1.75 | 15
2033/34 | 74.25 | 1.75 | 8
2033/34 | 74.75 | 1.75 | 8
2033/34 | 75.25 | 1.75 | 9
2033/34 | 75.75 | 1.75 | 8
2033/34 | 76.25 | 1.75 | 4
2033/34 | 76.75 | 1.75 | 7
2033/34 | 77.25 | 1.75 | 12
2033/34 | 77.75 | 1.75 | 3
2033/34 | 78.25 | 1.75 | 1
2033/34 | 78.75 | 1.75 | 5
2033/34 | 79.25 | 1.75 | 4
2033/34 | 79.75 | 1.75 | 8
2033/34 | 80.25 | 1.75 | 4
2033/34 | 80.75 | 1.75 | 6
2033/34 | 81.25 | 1.75 | 10
2033/34 | 81.75 | 1.75 | 6
2033/34 | 82.25 | 1.75 | 3
2033/34 | 82.75 | 1.75 | 6
2033/34 | 83.25 | 1.75 | 12
2033/34 | 83.75 | 1.75 | 6
2033/34 | 84.25 | 1.75 | 4
2033/34 | 84.75 | 1.75 | 7
2033/34 | 85.25 | 1.75 | 2
2033/34 | 85.75 | 1.75 | 8
2033/34 | 86.25 | 1.75 | 6
2033/34 | 86.75 | 1.75 | 2
2033/34 | 87.25 | 1.75 | 7
2033/34 | 87.75 | 1.75 | 4
2033/34 | 88.25 | 1.75 | 6
2033/34 | 88.75 | 1.75 | 3
2033/34 | 89.25 | 1.75 | 5
2033/34 | 89.75 | 1.75 | 2
2033/34 | 90.25 | 1.75 | 1
2033/34 | 90.75 | 1.75 | 4
2033/34 | 91.25 | 1.75 | 9
2033/34 | 91.75 | 1.75 | 5
2033/34 | 92.25 | 1.75 | 2
2033/34 | 92.75 | 1.75 | 2
2033/34 | 93.25 | 1.75 | 1
2033/34 | 93.75 | 1.75 | 7
2033/34 | 94.25 | 1.75 | 4
2033/34 | 94.75 | 1.75 | 3
2033/34 | 95.25 | 1.75 | 2
2033/34 | 95.75 | 1.75 | 8
2033/34 | 96.25 | 1.75 | 3
2033/34 | 96.75 | 1.75 | 1
2033/34 | 97.25 | 1.75 | 7
2033/34 | 97.75 | 1.75 | 1
2033/34 | 98.25 | 1.75 | 4
2033/34 | 98.75 | 1.75 | 2
2033/34 | 99.25 | 1.75 | 1
2033/34 | 99.75 | 1.75 | 1
2033/34 | 100.25 | 1.75 | 3
2033/34 | 100.75 | 1.75 | 5
2033/34 | 101.25 | 1.75 | 2
2033/34 | 101.75 | 1.75 | 2
2033/34 | 102.25 | 1.75 | 2
2033/34 | 102.75 | 1.75 | 6
2033/34 | 103.25 | 1.75 | 2
2033/34 | 104.25 | 1.75 | 5
2033/34 | 104.75 | 1.75 | 2
2033/34 | 105.25 | 1.75 | 2
2033/34 | 105.75 | 1.75 | 6
2033/34 | 106.75 | 1.75 | 2
2033/34 | 107.75 | 1.75 | 2
2033/34 | 108.25 | 1.75 | 1
2033/34 | 108.75 | 1.75 | 1
2033/34 | 109.25 | 1.75 | 3
2033/34 | 110.25 | 1.75 | 1
2033/34 | 110.75 | 1.75 | 2
2033/34 | 111.25 | 1.75 | 1
2033/34 | 112.25 | 1.75 | 2
2033/34 | 112.75 | 1.75 | 2
2033/34 | 113.25 | 1.75 | 1
2033/34 | 113.75 | 1.75 | 3
2033/34 | 114.25 | 1.75 | 4
2033/34 | 114.75 | 1.75 | 1
2033/34 | 115.25 | 1.75 | 1
2033/34 | 115.75 | 1.75 | 2
2033/34 | 116.25 | 1.75 | 1
2033/34 | 117.25 | 1.75 | 1
2033/34 | 117.75 | 1.75 | 3
2033/34 | 118.25 | 1.75 | 2
2033/34 | 118.75 | 1.75 | 1
2033/34 | 119.75 | 1.75 | 5
2033/34 | 120.25 | 1.75 | 3
2033/34 | 120.75 | 1.75 | 3
2033/34 | 122.75 | 1.75 | 1
2033/34 | 123.25 | 1.75 | 1
2033/34 | 126.25 | 1.75 | 1
2033/34 | 126.75 | 1.75 | 2
2033/34 | 127.25 | 1.75 | 2
2033/34 | 128.25 | 1.75 | 1
2033/34 | 128.75 | 1.75 | 1
2033/34 | 129.25 | 1.75 | 1
2033/34 | 132.75 | 1.75 | 1
2033/34 | 133.75 | 1.75 | 1
2033/34 | 136.75 | 1.75 | 2
2033/34 | 138.75 | 1.75 | 1
2033/34 | 139.75 | 1.75 | 1
2033/34 | 140.25 | 1.75 | 1
2033/34 | 140.75 | 1.75 | 1
2033/34 | 142.75 | 1.75 | 1
2033/34 | 143.25 | 1.75 | 1
2033/34 | 145.25 | 1.75 | 1
2033/34 | 148.75 | 1.75 | 1
2033/34 | 149.25 | 1.75 | 1
2033/34 | 151.75 | 1.75 | 1
2033/34 | 152.75 | 1.75 | 1
2033/34 | 153.25 | 1.75 | 1
2033/34 | 154.75 | 1.75 | 1
2033/34 | 159.75 | 1.75 | 1
2033/34 | 6.75 | 2.25 | 10
2033/34 | 7.25 | 2.25 | 10
2033/34 | 7.75 | 2.25 | 3
2033/34 | 8.25 | 2.25 | 7
2033/34 | 8.75 | 2.25 | 13
2033/34 | 9.25 | 2.25 | 9
2033/34 | 9.75 | 2.25 | 4
2033/34 | 10.25 | 2.25 | 7
2033/34 | 10.75 | 2.25 | 7
2033/34 | 11.25 | 2.25 | 7
2033/34 | 11.75 | 2.25 | 8
2033/34 | 12.25 | 2.25 | 12
2033/34 | 12.75 | 2.25 | 7
2033/34 | 13.25 | 2.25 | 14
2033/34 | 13.75 | 2.25 | 8
2033/34 | 14.25 | 2.25 | 5
2033/34 | 14.75 | 2.25 | 7
2033/34 | 15.25 | 2.25 | 4
2033/34 | 15.75 | 2.25 | 6
2033/34 | 16.25 | 2.25 | 7
2033/34 | 16.75 | 2.25 | 7
2033/34 | 17.25 | 2.25 | 6
2033/34 | 17.75 | 2.25 | 5
2033/34 | 18.25 | 2.25 | 3
2033/34 | 18.75 | 2.25 | 9
2033/34 | 19.25 | 2.25 | 10
2033/34 | 19.75 | 2.25 | 6
2033/34 | 20.25 | 2.25 | 10
2033/34 | 20.75 | 2.25 | 6
2033/34 | 21.25 | 2.25 | 13
2033/34 | 21.75 | 2.25 | 3
2033/34 | 22.25 | 2.25 | 9
2033/34 | 22.75 | 2.25 | 5
2033/34 | 23.25 | 2.25 | 5
2033/34 | 23.75 | 2.25 | 11
2033/34 | 24.25 | 2.25 | 3
2033/34 | 24.75 | 2.25 | 11
2033/34 | 25.25 | 2.25 | 10
2033/34 | 25.75 | 2.25 | 7
2033/34 | 26.25 | 2.25 | 10
2033/34 | 26.75 | 2.25 | 6
2033/34 | 27.25 | 2.25 | 7
2033/34 | 27.75 | 2.25 | 6
2033/34 | 28.25 | 2.25 | 7
2033/34 | 28.75 | 2.25 | 5
2033/34 | 29.25 | 2.25 | 10
2033/34 | 29.75 | 2.25 | 10
2033/34 | 30.25 | 2.25 | 12
2033/34 | 30.75 | 2.25 | 12
2033/34 | 31.25 | 2.25 | 7
2033/34 | 31.75 | 2.25 | 9
2033/34 | 32.25 | 2.25 | 11
2033/34 | 32.75 | 2.25 | 4
2033/34 | 33.25 | 2.25 | 6
2033/34 | 33.75 | 2.25 | 4
2033/34 | 34.25 | 2.25 | 9
2033/34 | 34.75 | 2.25 | 8
2033/34 | 35.25 | 2.25 | 9
2033/34 | 35.75 | 2.25 | 7
2033/34 | 36.25 | 2.25 | 11
2033/34 | 36.75 | 2.25 | 5
2033/34 | 37.25 | 2.25 | 14
2033/34 | 37.75 | 2.25 | 10
2033/34 | 38.25 | 2.25 | 11
2033/34 | 38.75 | 2.25 | 3
2033/34 | 39.25 | 2.25 | 4
2033/34 | 39.75 | 2.25 | 3
2033/34 | 40.25 | 2.25 | 7
2033/34 | 40.75 | 2.25 | 5
2033/34 | 41.25 | 2.25 | 12
2033/34 | 41.75 | 2.25 | 8
2033/34 | 42.25 | 2.25 | 11
2033/34 | 42.75 | 2.25 | 6
2033/34 | 43.25 | 2.25 | 4
2033/34 | 43.75 | 2.25 | 12
2033/34 | 44.25 | 2.25 | 12
2033/34 | 44.75 | 2.25 | 7
2033/34 | 45.25 | 2.25 | 9
2033/34 | 45.75 | 2.25 | 6
2033/34 | 46.25 | 2.25 | 9
2033/34 | 46.75 | 2.25 | 5
2033/34 | 47.25 | 2.25 | 9
2033/34 | 47.75 | 2.25 | 12
2033/34 | 48.25 | 2.25 | 7
2033/34 | 48.75 | 2.25 | 7
2033/34 | 49.25 | 2.25 | 5
2033/34 | 49.75 | 2.25 | 11
2033/34 | 50.25 | 2.25 | 3
2033/34 | 50.75 | 2.25 | 9
2033/34 | 51.25 | 2.25 | 14
2033/34 | 51.75 | 2.25 | 7
2033/34 | 52.25 | 2.25 | 12
2033/34 | 52.75 | 2.25 | 8
2033/34 | 53.25 | 2.25 | 4
2033/34 | 53.75 | 2.25 | 14
2033/34 | 54.25 | 2.25 | 13
2033/34 | 54.75 | 2.25 | 6
2033/34 | 55.25 | 2.25 | 9
2033/34 | 55.75 | 2.25 | 13
2033/34 | 56.25 | 2.25 | 13
2033/34 | 56.75 | 2.25 | 14
2033/34 | 57.25 | 2.25 | 10
2033/34 | 57.75 | 2.25 | 16
2033/34 | 58.25 | 2.25 | 14
2033/34 | 58.75 | 2.25 | 10
2033/34 | 59.25 | 2.25 | 11
2033/34 | 59.75 | 2.25 | 5
2033/34 | 60.25 | 2.25 | 7
2033/34 | 60.75 | 2.25 | 5
2033/34 | 61.25 | 2.25 | 8
2033/34 | 61.75 | 2.25 | 12
2033/34 | 62.25 | 2.25 | 10
2033/34 | 62.75 | 2.25 | 6
2033/34 | 63.25 | 2.25 | 9
2033/34 | 63.75 | 2.25 | 9
2033/34 | 64.25 | 2.25 | 7
2033/34 | 64.75 | 2.25 | 15
2033/34 | 65.25 | 2.25 | 5
2033/34 | 65.75 | 2.25 | 11
2033/34 | 66.25 | 2.25 | 15
2033/34 | 66.75 | 2.25 | 8
2033/34 | 67.25 | 2.25 | 7
2033/34 | 67.75 | 2.25 | 6
2033/34 | 68.25 | 2.25 | 3
2033/34 | 68.75 | 2.25 | 9
2033/34 | 69.25 | 2.25 | 17
2033/34 | 69.75 | 2.25 | 11
2033/34 | 70.25 | 2.25 | 1
2033/34 | 70.75 | 2.25 | 10
2033/34 | 71.25 | 2.25 | 16
2033/34 | 71.75 | 2.25 | 9
2033/34 | 72.25 | 2.25 | 12
2033/34 | 72.75 | 2.25 | 11
2033/34 | 73.25 | 2.25 | 8
2033/34 | 73.75 | 2.25 | 5
2033/34 | 74.25 | 2.25 | 7
2033/34 | 74.75 | 2.25 | 6
2033/34 | 75.25 | 2.25 | 7
2033/34 | 75.75 | 2.25 | 8
2033/34 | 76.25 | 2.25 | 7
2033/34 | 76.75 | 2.25 | 6
2033/34 | 77.25 | 2.25 | 4
2033/34 | 77.75 | 2.25 | 10
2033/34 | 78.25 | 2.25 | 3
2033/34 | 78.75 | 2.25 | 8
2033/34 | 79.25 | 2.25 | 13
2033/34 | 79.75 | 2.25 | 9
2033/34 | 80.25 | 2.25 | 5
2033/34 | 80.75 | 2.25 | 4
2033/34 | 81.25 | 2.25 | 9
2033/34 | 81.75 | 2.25 | 4
2033/34 | 82.25 | 2.25 | 5
2033/34 | 82.75 | 2.25 | 5
2033/34 | 83.25 | 2.25 | 5
2033/34 | 83.75 | 2.25 | 5
2033/34 | 84.25 | 2.25 | 6
2033/34 | 84.75 | 2.25 | 4
2033/34 | 85.25 | 2.25 | 6
2033/34 | 85.75 | 2.25 | 3
2033/34 | 86.25 | 2.25 | 2
2033/34 | 86.75 | 2.25 | 5
2033/34 | 87.25 | 2.25 | 8
2033/34 | 87.75 | 2.25 | 10
2033/34 | 88.25 | 2.25 | 7
2033/34 | 88.75 | 2.25 | 3
2033/34 | 89.25 | 2.25 | 6
2033/34 | 89.75 | 2.25 | 6
2033/34 | 90.25 | 2.25 | 7
2033/34 | 90.75 | 2.25 | 5
2033/34 | 91.25 | 2.25 | 6
2033/34 | 91.75 | 2.25 | 2
2033/34 | 92.25 | 2.25 | 2
2033/34 | 92.75 | 2.25 | 3
2033/34 | 93.25 | 2.25 | 7
2033/34 | 93.75 | 2.25 | 8
2033/34 | 94.25 | 2.25 | 3
2033/34 | 94.75 | 2.25 | 6
2033/34 | 95.25 | 2.25 | 6
2033/34 | 95.75 | 2.25 | 5
2033/34 | 96.25 | 2.25 | 1
2033/34 | 96.75 | 2.25 | 2
2033/34 | 97.25 | 2.25 | 4
2033/34 | 97.75 | 2.25 | 6
2033/34 | 98.25 | 2.25 | 5
2033/34 | 98.75 | 2.25 | 3
2033/34 | 99.25 | 2.25 | 4
2033/34 | 99.75 | 2.25 | 2
2033/34 | 100.25 | 2.25 | 3
2033/34 | 100.75 | 2.25 | 3
2033/34 | 101.25 | 2.25 | 1
2033/34 | 101.75 | 2.25 | 3
2033/34 | 102.75 | 2.25 | 2
2033/34 | 103.25 | 2.25 | 3
2033/34 | 103.75 | 2.25 | 1
2033/34 | 104.75 | 2.25 | 2
2033/34 | 105.25 | 2.25 | 3
2033/34 | 105.75 | 2.25 | 2
2033/34 | 106.75 | 2.25 | 4
2033/34 | 107.25 | 2.25 | 3
2033/34 | 108.25 | 2.25 | 2
2033/34 | 108.75 | 2.25 | 1
2033/34 | 109.25 | 2.25 | 3
2033/34 | 109.75 | 2.25 | 1
2033/34 | 110.25 | 2.25 | 3
2033/34 | 111.75 | 2.25 | 2
2033/34 | 112.25 | 2.25 | 2
2033/34 | 113.25 | 2.25 | 1
2033/34 | 114.25 | 2.25 | 2
2033/34 | 115.25 | 2.25 | 3
2033/34 | 115.75 | 2.25 | 2
2033/34 | 116.25 | 2.25 | 2
2033/34 | 116.75 | 2.25 | 3
2033/34 | 117.25 | 2.25 | 1
2033/34 | 117.75 | 2.25 | 3
2033/34 | 118.25 | 2.25 | 2
2033/34 | 118.75 | 2.25 | 1
2033/34 | 119.25 | 2.25 | 1
2033/34 | 119.75 | 2.25 | 1
2033/34 | 120.25 | 2.25 | 2
2033/34 | 121.25 | 2.25 | 1
2033/34 | 121.75 | 2.25 | 1
2033/34 | 122.75 | 2.25 | 2
2033/34 | 124.25 | 2.25 | 1
2033/34 | 124.75 | 2.25 | 3
2033/34 | 125.25 | 2.25 | 1
2033/34 | 125.75 | 2.25 | 2
2033/34 | 127.75 | 2.25 | 1
2033/34 | 128.25 | 2.25 | 2
2033/34 | 128.75 | 2.25 | 1
2033/34 | 129.75 | 2.25 | 3
2033/34 | 131.25 | 2.25 | 1
2033/34 | 132.75 | 2.25 | 1
2033/34 | 134.25 | 2.25 | 1
2033/34 | 137.25 | 2.25 | 1
2033/34 | 137.75 | 2.25 | 1
2033/34 | 139.75 | 2.25 | 1
2033/34 | 140.75 | 2.25 | 1
2033/34 | 142.75 | 2.25 | 1
2033/34 | 145.75 | 2.25 | 1
2033/34 | 147.75 | 2.25 | 1
2033/34 | 152.75 | 2.25 | 1
2033/34 | 163.75 | 2.25 | 1
2033/34 | 164.75 | 2.25 | 1
2033/34 | 167.25 | 2.25 | 1
2033/34 | 183.25 | 2.25 | 1
2033/34 | 7.25 | 2.75 | 11
2033/34 | 7.75 | 2.75 | 8
2033/34 | 8.25 | 2.75 | 3
2033/34 | 8.75 | 2.75 | 4
2033/34 | 9.25 | 2.75 | 4
2033/34 | 9.75 | 2.75 | 6
2033/34 | 10.25 | 2.75 | 9
2033/34 | 10.75 | 2.75 | 8
2033/34 | 11.25 | 2.75 | 5
2033/34 | 11.75 | 2.75 | 1
2033/34 | 12.25 | 2.75 | 5
2033/34 | 12.75 | 2.75 | 4
2033/34 | 13.25 | 2.75 | 10
2033/34 | 13.75 | 2.75 | 11
2033/34 | 14.25 | 2.75 | 6
2033/34 | 14.75 | 2.75 | 7
2033/34 | 15.25 | 2.75 | 3
2033/34 | 15.75 | 2.75 | 5
2033/34 | 16.25 | 2.75 | 9
2033/34 | 16.75 | 2.75 | 4
2033/34 | 17.25 | 2.75 | 6
2033/34 | 17.75 | 2.75 | 3
2033/34 | 18.25 | 2.75 | 6
2033/34 | 18.75 | 2.75 | 8
2033/34 | 19.25 | 2.75 | 7
2033/34 | 19.75 | 2.75 | 6
2033/34 | 20.25 | 2.75 | 5
2033/34 | 20.75 | 2.75 | 3
2033/34 | 21.25 | 2.75 | 7
2033/34 | 21.75 | 2.75 | 11
2033/34 | 22.25 | 2.75 | 4
2033/34 | 22.75 | 2.75 | 5
2033/34 | 23.25 | 2.75 | 3
2033/34 | 23.75 | 2.75 | 10
2033/34 | 24.25 | 2.75 | 10
2033/34 | 24.75 | 2.75 | 9
2033/34 | 25.25 | 2.75 | 6
2033/34 | 25.75 | 2.75 | 8
2033/34 | 26.25 | 2.75 | 10
2033/34 | 26.75 | 2.75 | 7
2033/34 | 27.25 | 2.75 | 8
2033/34 | 27.75 | 2.75 | 8
2033/34 | 28.25 | 2.75 | 8
2033/34 | 28.75 | 2.75 | 11
2033/34 | 29.25 | 2.75 | 11
2033/34 | 29.75 | 2.75 | 7
2033/34 | 30.25 | 2.75 | 10
2033/34 | 30.75 | 2.75 | 6
2033/34 | 31.25 | 2.75 | 6
2033/34 | 31.75 | 2.75 | 13
2033/34 | 32.25 | 2.75 | 6
2033/34 | 32.75 | 2.75 | 9
2033/34 | 33.25 | 2.75 | 9
2033/34 | 33.75 | 2.75 | 9
2033/34 | 34.25 | 2.75 | 14
2033/34 | 34.75 | 2.75 | 5
2033/34 | 35.25 | 2.75 | 7
2033/34 | 35.75 | 2.75 | 7
2033/34 | 36.25 | 2.75 | 8
2033/34 | 36.75 | 2.75 | 8
2033/34 | 37.25 | 2.75 | 4
2033/34 | 37.75 | 2.75 | 8
2033/34 | 38.25 | 2.75 | 3
2033/34 | 38.75 | 2.75 | 9
2033/34 | 39.25 | 2.75 | 4
2033/34 | 39.75 | 2.75 | 13
2033/34 | 40.25 | 2.75 | 8
2033/34 | 40.75 | 2.75 | 3
2033/34 | 41.25 | 2.75 | 3
2033/34 | 41.75 | 2.75 | 4
2033/34 | 42.25 | 2.75 | 7
2033/34 | 42.75 | 2.75 | 4
2033/34 | 43.25 | 2.75 | 5
2033/34 | 43.75 | 2.75 | 6
2033/34 | 44.25 | 2.75 | 6
2033/34 | 44.75 | 2.75 | 10
2033/34 | 45.25 | 2.75 | 8
2033/34 | 45.75 | 2.75 | 4
2033/34 | 46.25 | 2.75 | 6
2033/34 | 46.75 | 2.75 | 7
2033/34 | 47.25 | 2.75 | 6
2033/34 | 47.75 | 2.75 | 12
2033/34 | 48.25 | 2.75 | 2
2033/34 | 48.75 | 2.75 | 11
2033/34 | 49.25 | 2.75 | 13
2033/34 | 49.75 | 2.75 | 13
2033/34 | 50.25 | 2.75 | 9
2033/34 | 50.75 | 2.75 | 10
2033/34 | 51.25 | 2.75 | 7
2033/34 | 51.75 | 2.75 | 8
2033/34 | 52.25 | 2.75 | 7
2033/34 | 52.75 | 2.75 | 4
2033/34 | 53.25 | 2.75 | 11
2033/34 | 53.75 | 2.75 | 10
2033/34 | 54.25 | 2.75 | 15
2033/34 | 54.75 | 2.75 | 10
2033/34 | 55.25 | 2.75 | 8
2033/34 | 55.75 | 2.75 | 14
2033/34 | 56.25 | 2.75 | 5
2033/34 | 56.75 | 2.75 | 14
2033/34 | 57.25 | 2.75 | 15
2033/34 | 57.75 | 2.75 | 5
2033/34 | 58.25 | 2.75 | 10
2033/34 | 58.75 | 2.75 | 12
2033/34 | 59.25 | 2.75 | 13
2033/34 | 59.75 | 2.75 | 16
2033/34 | 60.25 | 2.75 | 13
2033/34 | 60.75 | 2.75 | 7
2033/34 | 61.25 | 2.75 | 14
2033/34 | 61.75 | 2.75 | 11
2033/34 | 62.25 | 2.75 | 4
2033/34 | 62.75 | 2.75 | 11
2033/34 | 63.25 | 2.75 | 10
2033/34 | 63.75 | 2.75 | 14
2033/34 | 64.25 | 2.75 | 13
2033/34 | 64.75 | 2.75 | 11
2033/34 | 65.25 | 2.75 | 8
2033/34 | 65.75 | 2.75 | 12
2033/34 | 66.25 | 2.75 | 7
2033/34 | 66.75 | 2.75 | 6
2033/34 | 67.25 | 2.75 | 13
2033/34 | 67.75 | 2.75 | 13
2033/34 | 68.25 | 2.75 | 12
2033/34 | 68.75 | 2.75 | 7
2033/34 | 69.25 | 2.75 | 14
2033/34 | 69.75 | 2.75 | 8
2033/34 | 70.25 | 2.75 | 9
2033/34 | 70.75 | 2.75 | 10
2033/34 | 71.25 | 2.75 | 13
2033/34 | 71.75 | 2.75 | 9
2033/34 | 72.25 | 2.75 | 14
2033/34 | 72.75 | 2.75 | 9
2033/34 | 73.25 | 2.75 | 11
2033/34 | 73.75 | 2.75 | 10
2033/34 | 74.25 | 2.75 | 11
2033/34 | 74.75 | 2.75 | 11
2033/34 | 75.25 | 2.75 | 5
2033/34 | 75.75 | 2.75 | 9
2033/34 | 76.25 | 2.75 | 9
2033/34 | 76.75 | 2.75 | 6
2033/34 | 77.25 | 2.75 | 6
2033/34 | 77.75 | 2.75 | 6
2033/34 | 78.25 | 2.75 | 6
2033/34 | 78.75 | 2.75 | 15
2033/34 | 79.25 | 2.75 | 6
2033/34 | 79.75 | 2.75 | 12
2033/34 | 80.25 | 2.75 | 10
2033/34 | 80.75 | 2.75 | 11
2033/34 | 81.25 | 2.75 | 11
2033/34 | 81.75 | 2.75 | 3
2033/34 | 82.25 | 2.75 | 11
2033/34 | 82.75 | 2.75 | 5
2033/34 | 83.25 | 2.75 | 10
2033/34 | 83.75 | 2.75 | 9
2033/34 | 84.25 | 2.75 | 9
2033/34 | 84.75 | 2.75 | 1
2033/34 | 85.25 | 2.75 | 11
2033/34 | 85.75 | 2.75 | 5
2033/34 | 86.25 | 2.75 | 3
2033/34 | 86.75 | 2.75 | 5
2033/34 | 87.25 | 2.75 | 8
2033/34 | 87.75 | 2.75 | 6
2033/34 | 88.25 | 2.75 | 8
2033/34 | 88.75 | 2.75 | 7
2033/34 | 89.25 | 2.75 | 6
2033/34 | 89.75 | 2.75 | 10
2033/34 | 90.25 | 2.75 | 3
2033/34 | 90.75 | 2.75 | 3
2033/34 | 91.25 | 2.75 | 7
2033/34 | 91.75 | 2.75 | 1
2033/34 | 92.25 | 2.75 | 10
2033/34 | 92.75 | 2.75 | 6
2033/34 | 93.25 | 2.75 | 2
2033/34 | 93.75 | 2.75 | 6
2033/34 | 94.25 | 2.75 | 5
2033/34 | 94.75 | 2.75 | 5
2033/34 | 95.25 | 2.75 | 3
2033/34 | 95.75 | 2.75 | 3
2033/34 | 96.25 | 2.75 | 4
2033/34 | 96.75 | 2.75 | 4
2033/34 | 97.25 | 2.75 | 3
2033/34 | 97.75 | 2.75 | 4
2033/34 | 98.25 | 2.75 | 1
2033/34 | 98.75 | 2.75 | 2
2033/34 | 99.25 | 2.75 | 3
2033/34 | 99.75 | 2.75 | 1
2033/34 | 100.25 | 2.75 | 3
2033/34 | 100.75 | 2.75 | 2
2033/34 | 101.25 | 2.75 | 3
2033/34 | 101.75 | 2.75 | 1
2033/34 | 102.25 | 2.75 | 4
2033/34 | 102.75 | 2.75 | 3
2033/34 | 103.25 | 2.75 | 5
2033/34 | 103.75 | 2.75 | 4
2033/34 | 104.25 | 2.75 | 1
2033/34 | 104.75 | 2.75 | 5
2033/34 | 105.25 | 2.75 | 2
2033/34 | 105.75 | 2.75 | 1
2033/34 | 106.25 | 2.75 | 1
2033/34 | 106.75 | 2.75 | 6
2033/34 | 107.25 | 2.75 | 3
2033/34 | 107.75 | 2.75 | 5
2033/34 | 108.25 | 2.75 | 1
2033/34 | 108.75 | 2.75 | 1
2033/34 | 109.25 | 2.75 | 4
2033/34 | 109.75 | 2.75 | 1
2033/34 | 110.25 | 2.75 | 2
2033/34 | 111.25 | 2.75 | 2
2033/34 | 111.75 | 2.75 | 2
2033/34 | 112.25 | 2.75 | 2
2033/34 | 112.75 | 2.75 | 1
2033/34 | 113.25 | 2.75 | 2
2033/34 | 113.75 | 2.75 | 1
2033/34 | 114.25 | 2.75 | 1
2033/34 | 114.75 | 2.75 | 1
2033/34 | 115.25 | 2.75 | 1
2033/34 | 115.75 | 2.75 | 1
2033/34 | 116.25 | 2.75 | 4
2033/34 | 116.75 | 2.75 | 1
2033/34 | 117.75 | 2.75 | 1
2033/34 | 118.25 | 2.75 | 1
2033/34 | 118.75 | 2.75 | 2
2033/34 | 119.75 | 2.75 | 2
2033/34 | 121.75 | 2.75 | 1
2033/34 | 122.75 | 2.75 | 1
2033/34 | 123.25 | 2.75 | 1
2033/34 | 124.25 | 2.75 | 1
2033/34 | 124.75 | 2.75 | 1
2033/34 | 125.75 | 2.75 | 1
2033/34 | 126.25 | 2.75 | 2
2033/34 | 126.75 | 2.75 | 2
2033/34 | 127.25 | 2.75 | 1
2033/34 | 128.25 | 2.75 | 3
2033/34 | 130.25 | 2.75 | 1
2033/34 | 130.75 | 2.75 | 2
2033/34 | 131.25 | 2.75 | 2
2033/34 | 131.75 | 2.75 | 1
2033/34 | 132.75 | 2.75 | 1
2033/34 | 134.25 | 2.75 | 1
2033/34 | 136.25 | 2.75 | 1
2033/34 | 136.75 | 2.75 | 1
2033/34 | 137.25 | 2.75 | 1
2033/34 | 139.75 | 2.75 | 1
2033/34 | 141.25 | 2.75 | 1
2033/34 | 141.75 | 2.75 | 1
2033/34 | 143.75 | 2.75 | 1
2033/34 | 145.75 | 2.75 | 1
2033/34 | 150.75 | 2.75 | 1
2033/34 | 151.25 | 2.75 | 2
2033/34 | 154.75 | 2.75 | 1
2033/34 | 157.25 | 2.75 | 1
2033/34 | 160.75 | 2.75 | 1
2033/34 | 169.75 | 2.75 | 1
2033/34 | 178.25 | 2.75 | 1
2033/34 | 7.75 | 3.25 | 8
2033/34 | 8.25 | 3.25 | 6
2033/34 | 8.75 | 3.25 | 5
2033/34 | 9.25 | 3.25 | 3
2033/34 | 9.75 | 3.25 | 4
2033/34 | 10.25 | 3.25 | 5
2033/34 | 10.75 | 3.25 | 2
2033/34 | 11.25 | 3.25 | 4
2033/34 | 11.75 | 3.25 | 7
2033/34 | 12.25 | 3.25 | 4
2033/34 | 12.75 | 3.25 | 3
2033/34 | 13.25 | 3.25 | 4
2033/34 | 13.75 | 3.25 | 7
2033/34 | 14.25 | 3.25 | 3
2033/34 | 14.75 | 3.25 | 4
2033/34 | 15.25 | 3.25 | 6
2033/34 | 16.25 | 3.25 | 9
2033/34 | 16.75 | 3.25 | 5
2033/34 | 17.25 | 3.25 | 4
2033/34 | 17.75 | 3.25 | 2
2033/34 | 18.25 | 3.25 | 5
2033/34 | 18.75 | 3.25 | 7
2033/34 | 19.25 | 3.25 | 5
2033/34 | 19.75 | 3.25 | 8
2033/34 | 20.25 | 3.25 | 9
2033/34 | 20.75 | 3.25 | 1
2033/34 | 21.25 | 3.25 | 4
2033/34 | 21.75 | 3.25 | 5
2033/34 | 22.25 | 3.25 | 12
2033/34 | 22.75 | 3.25 | 3
2033/34 | 23.25 | 3.25 | 8
2033/34 | 23.75 | 3.25 | 8
2033/34 | 24.25 | 3.25 | 6
2033/34 | 24.75 | 3.25 | 7
2033/34 | 25.25 | 3.25 | 6
2033/34 | 25.75 | 3.25 | 8
2033/34 | 26.25 | 3.25 | 7
2033/34 | 26.75 | 3.25 | 10
2033/34 | 27.25 | 3.25 | 4
2033/34 | 27.75 | 3.25 | 4
2033/34 | 28.25 | 3.25 | 5
2033/34 | 28.75 | 3.25 | 7
2033/34 | 29.25 | 3.25 | 4
2033/34 | 29.75 | 3.25 | 7
2033/34 | 30.25 | 3.25 | 4
2033/34 | 30.75 | 3.25 | 12
2033/34 | 31.25 | 3.25 | 6
2033/34 | 31.75 | 3.25 | 7
2033/34 | 32.25 | 3.25 | 4
2033/34 | 32.75 | 3.25 | 5
2033/34 | 33.25 | 3.25 | 7
2033/34 | 33.75 | 3.25 | 8
2033/34 | 34.25 | 3.25 | 11
2033/34 | 34.75 | 3.25 | 6
2033/34 | 35.25 | 3.25 | 6
2033/34 | 35.75 | 3.25 | 8
2033/34 | 36.25 | 3.25 | 7
2033/34 | 36.75 | 3.25 | 4
2033/34 | 37.25 | 3.25 | 9
2033/34 | 37.75 | 3.25 | 10
2033/34 | 38.25 | 3.25 | 7
2033/34 | 38.75 | 3.25 | 6
2033/34 | 39.25 | 3.25 | 5
2033/34 | 39.75 | 3.25 | 8
2033/34 | 40.25 | 3.25 | 15
2033/34 | 40.75 | 3.25 | 8
2033/34 | 41.25 | 3.25 | 10
2033/34 | 41.75 | 3.25 | 5
2033/34 | 42.25 | 3.25 | 10
2033/34 | 42.75 | 3.25 | 6
2033/34 | 43.25 | 3.25 | 14
2033/34 | 43.75 | 3.25 | 8
2033/34 | 44.25 | 3.25 | 7
2033/34 | 44.75 | 3.25 | 4
2033/34 | 45.25 | 3.25 | 7
2033/34 | 45.75 | 3.25 | 3
2033/34 | 46.25 | 3.25 | 11
2033/34 | 46.75 | 3.25 | 10
2033/34 | 47.25 | 3.25 | 5
2033/34 | 47.75 | 3.25 | 17
2033/34 | 48.25 | 3.25 | 5
2033/34 | 48.75 | 3.25 | 15
2033/34 | 49.25 | 3.25 | 8
2033/34 | 49.75 | 3.25 | 14
2033/34 | 50.25 | 3.25 | 11
2033/34 | 50.75 | 3.25 | 6
2033/34 | 51.25 | 3.25 | 12
2033/34 | 51.75 | 3.25 | 8
2033/34 | 52.25 | 3.25 | 9
2033/34 | 52.75 | 3.25 | 17
2033/34 | 53.25 | 3.25 | 10
2033/34 | 53.75 | 3.25 | 12
2033/34 | 54.25 | 3.25 | 11
2033/34 | 54.75 | 3.25 | 8
2033/34 | 55.25 | 3.25 | 5
2033/34 | 55.75 | 3.25 | 10
2033/34 | 56.25 | 3.25 | 6
2033/34 | 56.75 | 3.25 | 13
2033/34 | 57.25 | 3.25 | 13
2033/34 | 57.75 | 3.25 | 11
2033/34 | 58.25 | 3.25 | 16
2033/34 | 58.75 | 3.25 | 15
2033/34 | 59.25 | 3.25 | 7
2033/34 | 59.75 | 3.25 | 16
2033/34 | 60.25 | 3.25 | 8
2033/34 | 60.75 | 3.25 | 16
2033/34 | 61.25 | 3.25 | 8
2033/34 | 61.75 | 3.25 | 10
2033/34 | 62.25 | 3.25 | 10
2033/34 | 62.75 | 3.25 | 10
2033/34 | 63.25 | 3.25 | 12
2033/34 | 63.75 | 3.25 | 10
2033/34 | 64.25 | 3.25 | 10
2033/34 | 64.75 | 3.25 | 8
2033/34 | 65.25 | 3.25 | 8
2033/34 | 65.75 | 3.25 | 10
2033/34 | 66.25 | 3.25 | 10
2033/34 | 66.75 | 3.25 | 13
2033/34 | 67.25 | 3.25 | 12
2033/34 | 67.75 | 3.25 | 16
2033/34 | 68.25 | 3.25 | 7
2033/34 | 68.75 | 3.25 | 13
2033/34 | 69.25 | 3.25 | 9
2033/34 | 69.75 | 3.25 | 14
2033/34 | 70.25 | 3.25 | 9
2033/34 | 70.75 | 3.25 | 9
2033/34 | 71.25 | 3.25 | 6
2033/34 | 71.75 | 3.25 | 3
2033/34 | 72.25 | 3.25 | 10
2033/34 | 72.75 | 3.25 | 12
2033/34 | 73.25 | 3.25 | 8
2033/34 | 73.75 | 3.25 | 13
2033/34 | 74.25 | 3.25 | 5
2033/34 | 74.75 | 3.25 | 7
2033/34 | 75.25 | 3.25 | 10
2033/34 | 75.75 | 3.25 | 10
2033/34 | 76.25 | 3.25 | 7
2033/34 | 76.75 | 3.25 | 10
2033/34 | 77.25 | 3.25 | 7
2033/34 | 77.75 | 3.25 | 7
2033/34 | 78.25 | 3.25 | 1
2033/34 | 78.75 | 3.25 | 12
2033/34 | 79.25 | 3.25 | 11
2033/34 | 79.75 | 3.25 | 7
2033/34 | 80.25 | 3.25 | 8
2033/34 | 80.75 | 3.25 | 3
2033/34 | 81.25 | 3.25 | 8
2033/34 | 81.75 | 3.25 | 9
2033/34 | 82.25 | 3.25 | 4
2033/34 | 82.75 | 3.25 | 8
2033/34 | 83.25 | 3.25 | 5
2033/34 | 83.75 | 3.25 | 7
2033/34 | 84.25 | 3.25 | 7
2033/34 | 84.75 | 3.25 | 11
2033/34 | 85.25 | 3.25 | 4
2033/34 | 85.75 | 3.25 | 7
2033/34 | 86.25 | 3.25 | 4
2033/34 | 86.75 | 3.25 | 8
2033/34 | 87.25 | 3.25 | 4
2033/34 | 87.75 | 3.25 | 6
2033/34 | 88.25 | 3.25 | 5
2033/34 | 88.75 | 3.25 | 7
2033/34 | 89.25 | 3.25 | 7
2033/34 | 89.75 | 3.25 | 9
2033/34 | 90.25 | 3.25 | 1
2033/34 | 90.75 | 3.25 | 3
2033/34 | 91.25 | 3.25 | 4
2033/34 | 91.75 | 3.25 | 4
2033/34 | 92.25 | 3.25 | 4
2033/34 | 92.75 | 3.25 | 9
2033/34 | 93.25 | 3.25 | 2
2033/34 | 93.75 | 3.25 | 3
2033/34 | 94.25 | 3.25 | 2
2033/34 | 94.75 | 3.25 | 4
2033/34 | 95.25 | 3.25 | 5
2033/34 | 95.75 | 3.25 | 5
2033/34 | 96.25 | 3.25 | 4
2033/34 | 96.75 | 3.25 | 2
2033/34 | 97.25 | 3.25 | 5
2033/34 | 97.75 | 3.25 | 6
2033/34 | 98.25 | 3.25 | 3
2033/34 | 98.75 | 3.25 | 2
2033/34 | 99.25 | 3.25 | 4
2033/34 | 99.75 | 3.25 | 6
2033/34 | 100.25 | 3.25 | 3
2033/34 | 100.75 | 3.25 | 1
2033/34 | 101.25 | 3.25 | 6
2033/34 | 101.75 | 3.25 | 1
2033/34 | 102.25 | 3.25 | 3
2033/34 | 102.75 | 3.25 | 2
2033/34 | 103.25 | 3.25 | 4
2033/34 | 103.75 | 3.25 | 3
2033/34 | 104.25 | 3.25 | 2
2033/34 | 104.75 | 3.25 | 6
2033/34 | 105.25 | 3.25 | 1
2033/34 | 105.75 | 3.25 | 2
2033/34 | 106.25 | 3.25 | 3
2033/34 | 106.75 | 3.25 | 3
2033/34 | 107.25 | 3.25 | 2
2033/34 | 107.75 | 3.25 | 5
2033/34 | 108.25 | 3.25 | 2
2033/34 | 108.75 | 3.25 | 1
2033/34 | 109.25 | 3.25 | 3
2033/34 | 109.75 | 3.25 | 1
2033/34 | 110.25 | 3.25 | 3
2033/34 | 110.75 | 3.25 | 4
2033/34 | 111.25 | 3.25 | 1
2033/34 | 111.75 | 3.25 | 1
2033/34 | 112.25 | 3.25 | 4
2033/34 | 112.75 | 3.25 | 1
2033/34 | 113.25 | 3.25 | 4
2033/34 | 113.75 | 3.25 | 3
2033/34 | 114.25 | 3.25 | 1
2033/34 | 114.75 | 3.25 | 2
2033/34 | 115.25 | 3.25 | 1
2033/34 | 116.25 | 3.25 | 1
2033/34 | 116.75 | 3.25 | 3
2033/34 | 117.25 | 3.25 | 1
2033/34 | 118.25 | 3.25 | 2
2033/34 | 118.75 | 3.25 | 1
2033/34 | 119.75 | 3.25 | 1
2033/34 | 120.75 | 3.25 | 1
2033/34 | 121.25 | 3.25 | 1
2033/34 | 121.75 | 3.25 | 2
2033/34 | 122.25 | 3.25 | 2
2033/34 | 123.25 | 3.25 | 1
2033/34 | 123.75 | 3.25 | 1
2033/34 | 125.25 | 3.25 | 1
2033/34 | 125.75 | 3.25 | 1
2033/34 | 126.25 | 3.25 | 2
2033/34 | 127.25 | 3.25 | 1
2033/34 | 129.25 | 3.25 | 1
2033/34 | 132.25 | 3.25 | 1
2033/34 | 132.75 | 3.25 | 1
2033/34 | 134.75 | 3.25 | 1
2033/34 | 135.25 | 3.25 | 1
2033/34 | 136.75 | 3.25 | 1
2033/34 | 137.25 | 3.25 | 1
2033/34 | 137.75 | 3.25 | 1
2033/34 | 140.75 | 3.25 | 2
2033/34 | 143.25 | 3.25 | 1
2033/34 | 144.75 | 3.25 | 2
2033/34 | 145.75 | 3.25 | 1
2033/34 | 147.75 | 3.25 | 1
2033/34 | 148.25 | 3.25 | 1
2033/34 | 149.75 | 3.25 | 1
2033/34 | 154.25 | 3.25 | 1
2033/34 | 155.25 | 3.25 | 1
2033/34 | 158.25 | 3.25 | 1
2033/34 | 166.25 | 3.25 | 1
2033/34 | 167.75 | 3.25 | 1
2033/34 | 168.75 | 3.25 | 1
2033/34 | 173.75 | 3.25 | 1
2033/34 | 8.25 | 3.75 | 4
2033/34 | 8.75 | 3.75 | 2
2033/34 | 9.25 | 3.75 | 3
2033/34 | 9.75 | 3.75 | 4
2033/34 | 10.25 | 3.75 | 4
2033/34 | 10.75 | 3.75 | 4
2033/34 | 11.25 | 3.75 | 5
2033/34 | 11.75 | 3.75 | 4
2033/34 | 12.25 | 3.75 | 3
2033/34 | 12.75 | 3.75 | 2
2033/34 | 13.25 | 3.75 | 4
2033/34 | 13.75 | 3.75 | 7
2033/34 | 14.25 | 3.75 | 7
2033/34 | 14.75 | 3.75 | 3
2033/34 | 15.25 | 3.75 | 4
2033/34 | 15.75 | 3.75 | 5
2033/34 | 16.25 | 3.75 | 2
2033/34 | 16.75 | 3.75 | 6
2033/34 | 17.25 | 3.75 | 10
2033/34 | 17.75 | 3.75 | 3
2033/34 | 18.25 | 3.75 | 8
2033/34 | 18.75 | 3.75 | 7
2033/34 | 19.25 | 3.75 | 11
2033/34 | 19.75 | 3.75 | 6
2033/34 | 20.25 | 3.75 | 7
2033/34 | 20.75 | 3.75 | 7
2033/34 | 21.25 | 3.75 | 5
2033/34 | 21.75 | 3.75 | 6
2033/34 | 22.25 | 3.75 | 5
2033/34 | 22.75 | 3.75 | 2
2033/34 | 23.25 | 3.75 | 5
2033/34 | 23.75 | 3.75 | 6
2033/34 | 24.25 | 3.75 | 3
2033/34 | 24.75 | 3.75 | 5
2033/34 | 25.25 | 3.75 | 3
2033/34 | 25.75 | 3.75 | 12
2033/34 | 26.25 | 3.75 | 7
2033/34 | 26.75 | 3.75 | 2
2033/34 | 27.25 | 3.75 | 6
2033/34 | 27.75 | 3.75 | 8
2033/34 | 28.25 | 3.75 | 5
2033/34 | 28.75 | 3.75 | 4
2033/34 | 29.25 | 3.75 | 6
2033/34 | 29.75 | 3.75 | 7
2033/34 | 30.25 | 3.75 | 1
2033/34 | 30.75 | 3.75 | 6
2033/34 | 31.25 | 3.75 | 4
2033/34 | 31.75 | 3.75 | 3
2033/34 | 32.25 | 3.75 | 13
2033/34 | 32.75 | 3.75 | 8
2033/34 | 33.25 | 3.75 | 7
2033/34 | 33.75 | 3.75 | 9
2033/34 | 34.25 | 3.75 | 12
2033/34 | 34.75 | 3.75 | 6
2033/34 | 35.25 | 3.75 | 7
2033/34 | 35.75 | 3.75 | 7
2033/34 | 36.25 | 3.75 | 7
2033/34 | 36.75 | 3.75 | 6
2033/34 | 37.25 | 3.75 | 7
2033/34 | 37.75 | 3.75 | 6
2033/34 | 38.25 | 3.75 | 9
2033/34 | 38.75 | 3.75 | 7
2033/34 | 39.25 | 3.75 | 5
2033/34 | 39.75 | 3.75 | 4
2033/34 | 40.25 | 3.75 | 2
2033/34 | 40.75 | 3.75 | 13
2033/34 | 41.25 | 3.75 | 7
2033/34 | 41.75 | 3.75 | 9
2033/34 | 42.25 | 3.75 | 5
2033/34 | 42.75 | 3.75 | 9
2033/34 | 43.25 | 3.75 | 8
2033/34 | 43.75 | 3.75 | 10
2033/34 | 44.25 | 3.75 | 5
2033/34 | 44.75 | 3.75 | 9
2033/34 | 45.25 | 3.75 | 4
2033/34 | 45.75 | 3.75 | 2
2033/34 | 46.25 | 3.75 | 9
2033/34 | 46.75 | 3.75 | 9
2033/34 | 47.25 | 3.75 | 9
2033/34 | 47.75 | 3.75 | 11
2033/34 | 48.25 | 3.75 | 9
2033/34 | 48.75 | 3.75 | 6
2033/34 | 49.25 | 3.75 | 11
2033/34 | 49.75 | 3.75 | 6
2033/34 | 50.25 | 3.75 | 6
2033/34 | 50.75 | 3.75 | 6
2033/34 | 51.25 | 3.75 | 12
2033/34 | 51.75 | 3.75 | 12
2033/34 | 52.25 | 3.75 | 7
2033/34 | 52.75 | 3.75 | 12
2033/34 | 53.25 | 3.75 | 6
2033/34 | 53.75 | 3.75 | 14
2033/34 | 54.25 | 3.75 | 10
2033/34 | 54.75 | 3.75 | 5
2033/34 | 55.25 | 3.75 | 14
2033/34 | 55.75 | 3.75 | 10
2033/34 | 56.25 | 3.75 | 8
2033/34 | 56.75 | 3.75 | 11
2033/34 | 57.25 | 3.75 | 13
2033/34 | 57.75 | 3.75 | 19
2033/34 | 58.25 | 3.75 | 9
2033/34 | 58.75 | 3.75 | 15
2033/34 | 59.25 | 3.75 | 8
2033/34 | 59.75 | 3.75 | 8
2033/34 | 60.25 | 3.75 | 9
2033/34 | 60.75 | 3.75 | 7
2033/34 | 61.25 | 3.75 | 9
2033/34 | 61.75 | 3.75 | 16
2033/34 | 62.25 | 3.75 | 19
2033/34 | 62.75 | 3.75 | 16
2033/34 | 63.25 | 3.75 | 14
2033/34 | 63.75 | 3.75 | 12
2033/34 | 64.25 | 3.75 | 11
2033/34 | 64.75 | 3.75 | 9
2033/34 | 65.25 | 3.75 | 17
2033/34 | 65.75 | 3.75 | 11
2033/34 | 66.25 | 3.75 | 7
2033/34 | 66.75 | 3.75 | 7
2033/34 | 67.25 | 3.75 | 7
2033/34 | 67.75 | 3.75 | 12
2033/34 | 68.25 | 3.75 | 15
2033/34 | 68.75 | 3.75 | 14
2033/34 | 69.25 | 3.75 | 6
2033/34 | 69.75 | 3.75 | 10
2033/34 | 70.25 | 3.75 | 5
2033/34 | 70.75 | 3.75 | 15
2033/34 | 71.25 | 3.75 | 13
2033/34 | 71.75 | 3.75 | 5
2033/34 | 72.25 | 3.75 | 14
2033/34 | 72.75 | 3.75 | 13
2033/34 | 73.25 | 3.75 | 7
2033/34 | 73.75 | 3.75 | 11
2033/34 | 74.25 | 3.75 | 8
2033/34 | 74.75 | 3.75 | 11
2033/34 | 75.25 | 3.75 | 6
2033/34 | 75.75 | 3.75 | 11
2033/34 | 76.25 | 3.75 | 8
2033/34 | 76.75 | 3.75 | 6
2033/34 | 77.25 | 3.75 | 7
2033/34 | 77.75 | 3.75 | 9
2033/34 | 78.25 | 3.75 | 8
2033/34 | 78.75 | 3.75 | 9
2033/34 | 79.25 | 3.75 | 9
2033/34 | 79.75 | 3.75 | 15
2033/34 | 80.25 | 3.75 | 8
2033/34 | 80.75 | 3.75 | 6
2033/34 | 81.25 | 3.75 | 10
2033/34 | 81.75 | 3.75 | 6
2033/34 | 82.25 | 3.75 | 6
2033/34 | 82.75 | 3.75 | 7
2033/34 | 83.25 | 3.75 | 15
2033/34 | 83.75 | 3.75 | 3
2033/34 | 84.25 | 3.75 | 5
2033/34 | 84.75 | 3.75 | 2
2033/34 | 85.25 | 3.75 | 6
2033/34 | 85.75 | 3.75 | 7
2033/34 | 86.25 | 3.75 | 5
2033/34 | 86.75 | 3.75 | 8
2033/34 | 87.25 | 3.75 | 7
2033/34 | 87.75 | 3.75 | 2
2033/34 | 88.25 | 3.75 | 6
2033/34 | 88.75 | 3.75 | 6
2033/34 | 89.25 | 3.75 | 5
2033/34 | 89.75 | 3.75 | 7
2033/34 | 90.25 | 3.75 | 9
2033/34 | 90.75 | 3.75 | 10
2033/34 | 91.25 | 3.75 | 6
2033/34 | 91.75 | 3.75 | 8
2033/34 | 92.25 | 3.75 | 8
2033/34 | 92.75 | 3.75 | 4
2033/34 | 93.25 | 3.75 | 7
2033/34 | 94.25 | 3.75 | 3
2033/34 | 94.75 | 3.75 | 9
2033/34 | 95.25 | 3.75 | 2
2033/34 | 95.75 | 3.75 | 11
2033/34 | 96.25 | 3.75 | 7
2033/34 | 96.75 | 3.75 | 3
2033/34 | 97.25 | 3.75 | 3
2033/34 | 97.75 | 3.75 | 4
2033/34 | 98.25 | 3.75 | 3
2033/34 | 98.75 | 3.75 | 3
2033/34 | 99.25 | 3.75 | 3
2033/34 | 99.75 | 3.75 | 6
2033/34 | 100.25 | 3.75 | 7
2033/34 | 100.75 | 3.75 | 3
2033/34 | 101.25 | 3.75 | 4
2033/34 | 101.75 | 3.75 | 5
2033/34 | 102.25 | 3.75 | 6
2033/34 | 102.75 | 3.75 | 5
2033/34 | 103.25 | 3.75 | 4
2033/34 | 103.75 | 3.75 | 4
2033/34 | 104.25 | 3.75 | 1
2033/34 | 105.25 | 3.75 | 2
2033/34 | 105.75 | 3.75 | 4
2033/34 | 106.25 | 3.75 | 4
2033/34 | 106.75 | 3.75 | 1
2033/34 | 107.25 | 3.75 | 4
2033/34 | 107.75 | 3.75 | 2
2033/34 | 108.25 | 3.75 | 2
2033/34 | 109.25 | 3.75 | 4
2033/34 | 109.75 | 3.75 | 1
2033/34 | 110.75 | 3.75 | 3
2033/34 | 111.25 | 3.75 | 4
2033/34 | 112.25 | 3.75 | 3
2033/34 | 112.75 | 3.75 | 1
2033/34 | 113.25 | 3.75 | 2
2033/34 | 114.25 | 3.75 | 1
2033/34 | 115.25 | 3.75 | 1
2033/34 | 115.75 | 3.75 | 2
2033/34 | 116.25 | 3.75 | 2
2033/34 | 116.75 | 3.75 | 2
2033/34 | 117.25 | 3.75 | 4
2033/34 | 117.75 | 3.75 | 1
2033/34 | 119.25 | 3.75 | 1
2033/34 | 119.75 | 3.75 | 4
2033/34 | 120.75 | 3.75 | 1
2033/34 | 122.25 | 3.75 | 3
2033/34 | 122.75 | 3.75 | 1
2033/34 | 124.25 | 3.75 | 1
2033/34 | 124.75 | 3.75 | 1
2033/34 | 125.25 | 3.75 | 2
2033/34 | 125.75 | 3.75 | 1
2033/34 | 126.25 | 3.75 | 1
2033/34 | 127.75 | 3.75 | 1
2033/34 | 128.25 | 3.75 | 1
2033/34 | 128.75 | 3.75 | 1
2033/34 | 130.75 | 3.75 | 1
2033/34 | 131.75 | 3.75 | 1
2033/34 | 132.75 | 3.75 | 1
2033/34 | 133.25 | 3.75 | 3
2033/34 | 136.25 | 3.75 | 1
2033/34 | 137.75 | 3.75 | 1
2033/34 | 140.75 | 3.75 | 1
2033/34 | 141.25 | 3.75 | 1
2033/34 | 141.75 | 3.75 | 1
2033/34 | 142.75 | 3.75 | 2
2033/34 | 143.25 | 3.75 | 1
2033/34 | 148.75 | 3.75 | 2
2033/34 | 151.25 | 3.75 | 1
2033/34 | 153.25 | 3.75 | 1
2033/34 | 153.75 | 3.75 | 1
2033/34 | 157.75 | 3.75 | 1
2033/34 | 158.75 | 3.75 | 1
2033/34 | 161.25 | 3.75 | 1
2033/34 | 163.25 | 3.75 | 1
2033/34 | 165.25 | 3.75 | 1
2033/34 | 172.25 | 3.75 | 1
2033/34 | 174.75 | 3.75 | 1
2033/34 | 184.25 | 3.75 | 1
2033/34 | 8.75 | 4.25 | 4
2033/34 | 9.25 | 4.25 | 4
2033/34 | 9.75 | 4.25 | 6
2033/34 | 10.25 | 4.25 | 3
2033/34 | 11.25 | 4.25 | 3
2033/34 | 11.75 | 4.25 | 4
2033/34 | 12.25 | 4.25 | 3
2033/34 | 12.75 | 4.25 | 6
2033/34 | 13.25 | 4.25 | 4
2033/34 | 13.75 | 4.25 | 7
2033/34 | 14.25 | 4.25 | 4
2033/34 | 14.75 | 4.25 | 8
2033/34 | 15.25 | 4.25 | 11
2033/34 | 15.75 | 4.25 | 7
2033/34 | 16.25 | 4.25 | 4
2033/34 | 16.75 | 4.25 | 8
2033/34 | 17.25 | 4.25 | 3
2033/34 | 17.75 | 4.25 | 5
2033/34 | 18.25 | 4.25 | 6
2033/34 | 18.75 | 4.25 | 6
2033/34 | 19.25 | 4.25 | 7
2033/34 | 19.75 | 4.25 | 6
2033/34 | 20.25 | 4.25 | 5
2033/34 | 20.75 | 4.25 | 6
2033/34 | 21.25 | 4.25 | 4
2033/34 | 21.75 | 4.25 | 4
2033/34 | 22.25 | 4.25 | 7
2033/34 | 22.75 | 4.25 | 11
2033/34 | 23.25 | 4.25 | 3
2033/34 | 23.75 | 4.25 | 5
2033/34 | 24.25 | 4.25 | 4
2033/34 | 24.75 | 4.25 | 6
2033/34 | 25.25 | 4.25 | 9
2033/34 | 25.75 | 4.25 | 5
2033/34 | 26.25 | 4.25 | 8
2033/34 | 26.75 | 4.25 | 8
2033/34 | 27.25 | 4.25 | 10
2033/34 | 27.75 | 4.25 | 5
2033/34 | 28.25 | 4.25 | 6
2033/34 | 28.75 | 4.25 | 4
2033/34 | 29.25 | 4.25 | 8
2033/34 | 29.75 | 4.25 | 2
2033/34 | 30.25 | 4.25 | 9
2033/34 | 30.75 | 4.25 | 10
2033/34 | 31.25 | 4.25 | 9
2033/34 | 31.75 | 4.25 | 11
2033/34 | 32.25 | 4.25 | 5
2033/34 | 32.75 | 4.25 | 6
2033/34 | 33.25 | 4.25 | 6
2033/34 | 33.75 | 4.25 | 10
2033/34 | 34.25 | 4.25 | 8
2033/34 | 34.75 | 4.25 | 7
2033/34 | 35.25 | 4.25 | 5
2033/34 | 35.75 | 4.25 | 7
2033/34 | 36.25 | 4.25 | 5
2033/34 | 36.75 | 4.25 | 7
2033/34 | 37.25 | 4.25 | 8
2033/34 | 37.75 | 4.25 | 4
2033/34 | 38.25 | 4.25 | 9
2033/34 | 38.75 | 4.25 | 6
2033/34 | 39.25 | 4.25 | 5
2033/34 | 39.75 | 4.25 | 9
2033/34 | 40.25 | 4.25 | 8
2033/34 | 40.75 | 4.25 | 10
2033/34 | 41.25 | 4.25 | 5
2033/34 | 41.75 | 4.25 | 7
2033/34 | 42.25 | 4.25 | 7
2033/34 | 42.75 | 4.25 | 7
2033/34 | 43.25 | 4.25 | 8
2033/34 | 43.75 | 4.25 | 7
2033/34 | 44.25 | 4.25 | 12
2033/34 | 44.75 | 4.25 | 8
2033/34 | 45.25 | 4.25 | 12
2033/34 | 45.75 | 4.25 | 11
2033/34 | 46.25 | 4.25 | 11
2033/34 | 46.75 | 4.25 | 8
2033/34 | 47.25 | 4.25 | 12
2033/34 | 47.75 | 4.25 | 8
2033/34 | 48.25 | 4.25 | 9
2033/34 | 48.75 | 4.25 | 11
2033/34 | 49.25 | 4.25 | 7
2033/34 | 49.75 | 4.25 | 10
2033/34 | 50.25 | 4.25 | 11
2033/34 | 50.75 | 4.25 | 13
2033/34 | 51.25 | 4.25 | 12
2033/34 | 51.75 | 4.25 | 6
2033/34 | 52.25 | 4.25 | 8
2033/34 | 52.75 | 4.25 | 6
2033/34 | 53.25 | 4.25 | 14
2033/34 | 53.75 | 4.25 | 13
2033/34 | 54.25 | 4.25 | 15
2033/34 | 54.75 | 4.25 | 10
2033/34 | 55.25 | 4.25 | 14
2033/34 | 55.75 | 4.25 | 8
2033/34 | 56.25 | 4.25 | 10
2033/34 | 56.75 | 4.25 | 7
2033/34 | 57.25 | 4.25 | 8
2033/34 | 57.75 | 4.25 | 11
2033/34 | 58.25 | 4.25 | 9
2033/34 | 58.75 | 4.25 | 18
2033/34 | 59.25 | 4.25 | 16
2033/34 | 59.75 | 4.25 | 15
2033/34 | 60.25 | 4.25 | 12
2033/34 | 60.75 | 4.25 | 14
2033/34 | 61.25 | 4.25 | 6
2033/34 | 61.75 | 4.25 | 11
2033/34 | 62.25 | 4.25 | 9
2033/34 | 62.75 | 4.25 | 6
2033/34 | 63.25 | 4.25 | 9
2033/34 | 63.75 | 4.25 | 9
2033/34 | 64.25 | 4.25 | 11
2033/34 | 64.75 | 4.25 | 18
2033/34 | 65.25 | 4.25 | 13
2033/34 | 65.75 | 4.25 | 11
2033/34 | 66.25 | 4.25 | 6
2033/34 | 66.75 | 4.25 | 16
2033/34 | 67.25 | 4.25 | 12
2033/34 | 67.75 | 4.25 | 4
2033/34 | 68.25 | 4.25 | 14
2033/34 | 68.75 | 4.25 | 12
2033/34 | 69.25 | 4.25 | 10
2033/34 | 69.75 | 4.25 | 13
2033/34 | 70.25 | 4.25 | 9
2033/34 | 70.75 | 4.25 | 9
2033/34 | 71.25 | 4.25 | 12
2033/34 | 71.75 | 4.25 | 10
2033/34 | 72.25 | 4.25 | 6
2033/34 | 72.75 | 4.25 | 9
2033/34 | 73.25 | 4.25 | 8
2033/34 | 73.75 | 4.25 | 8
2033/34 | 74.25 | 4.25 | 7
2033/34 | 74.75 | 4.25 | 8
2033/34 | 75.25 | 4.25 | 11
2033/34 | 75.75 | 4.25 | 8
2033/34 | 76.25 | 4.25 | 5
2033/34 | 76.75 | 4.25 | 10
2033/34 | 77.25 | 4.25 | 15
2033/34 | 77.75 | 4.25 | 12
2033/34 | 78.25 | 4.25 | 5
2033/34 | 78.75 | 4.25 | 9
2033/34 | 79.25 | 4.25 | 7
2033/34 | 79.75 | 4.25 | 5
2033/34 | 80.25 | 4.25 | 9
2033/34 | 80.75 | 4.25 | 4
2033/34 | 81.25 | 4.25 | 11
2033/34 | 81.75 | 4.25 | 11
2033/34 | 82.25 | 4.25 | 18
2033/34 | 82.75 | 4.25 | 8
2033/34 | 83.25 | 4.25 | 3
2033/34 | 83.75 | 4.25 | 6
2033/34 | 84.25 | 4.25 | 4
2033/34 | 84.75 | 4.25 | 5
2033/34 | 85.25 | 4.25 | 7
2033/34 | 85.75 | 4.25 | 8
2033/34 | 86.25 | 4.25 | 6
2033/34 | 86.75 | 4.25 | 6
2033/34 | 87.25 | 4.25 | 7
2033/34 | 87.75 | 4.25 | 6
2033/34 | 88.25 | 4.25 | 11
2033/34 | 88.75 | 4.25 | 3
2033/34 | 89.25 | 4.25 | 5
2033/34 | 89.75 | 4.25 | 8
2033/34 | 90.25 | 4.25 | 6
2033/34 | 90.75 | 4.25 | 8
2033/34 | 91.25 | 4.25 | 11
2033/34 | 91.75 | 4.25 | 4
2033/34 | 92.25 | 4.25 | 7
2033/34 | 92.75 | 4.25 | 8
2033/34 | 93.25 | 4.25 | 10
2033/34 | 93.75 | 4.25 | 5
2033/34 | 94.25 | 4.25 | 5
2033/34 | 94.75 | 4.25 | 6
2033/34 | 95.25 | 4.25 | 10
2033/34 | 95.75 | 4.25 | 3
2033/34 | 96.25 | 4.25 | 4
2033/34 | 96.75 | 4.25 | 5
2033/34 | 97.25 | 4.25 | 1
2033/34 | 97.75 | 4.25 | 8
2033/34 | 98.25 | 4.25 | 5
2033/34 | 98.75 | 4.25 | 7
2033/34 | 99.25 | 4.25 | 5
2033/34 | 99.75 | 4.25 | 7
2033/34 | 100.75 | 4.25 | 4
2033/34 | 101.25 | 4.25 | 1
2033/34 | 101.75 | 4.25 | 4
2033/34 | 102.25 | 4.25 | 4
2033/34 | 102.75 | 4.25 | 4
2033/34 | 103.25 | 4.25 | 2
2033/34 | 103.75 | 4.25 | 4
2033/34 | 104.25 | 4.25 | 2
2033/34 | 104.75 | 4.25 | 2
2033/34 | 105.25 | 4.25 | 2
2033/34 | 105.75 | 4.25 | 5
2033/34 | 106.25 | 4.25 | 2
2033/34 | 106.75 | 4.25 | 3
2033/34 | 107.25 | 4.25 | 1
2033/34 | 107.75 | 4.25 | 1
2033/34 | 108.25 | 4.25 | 6
2033/34 | 108.75 | 4.25 | 3
2033/34 | 109.25 | 4.25 | 5
2033/34 | 109.75 | 4.25 | 2
2033/34 | 110.25 | 4.25 | 1
2033/34 | 110.75 | 4.25 | 1
2033/34 | 111.25 | 4.25 | 1
2033/34 | 111.75 | 4.25 | 3
2033/34 | 112.25 | 4.25 | 2
2033/34 | 112.75 | 4.25 | 1
2033/34 | 113.25 | 4.25 | 2
2033/34 | 113.75 | 4.25 | 2
2033/34 | 114.25 | 4.25 | 2
2033/34 | 114.75 | 4.25 | 2
2033/34 | 115.25 | 4.25 | 2
2033/34 | 115.75 | 4.25 | 1
2033/34 | 116.75 | 4.25 | 4
2033/34 | 117.25 | 4.25 | 4
2033/34 | 118.25 | 4.25 | 3
2033/34 | 118.75 | 4.25 | 1
2033/34 | 119.25 | 4.25 | 1
2033/34 | 119.75 | 4.25 | 3
2033/34 | 120.75 | 4.25 | 4
2033/34 | 121.25 | 4.25 | 1
2033/34 | 121.75 | 4.25 | 1
2033/34 | 122.25 | 4.25 | 3
2033/34 | 122.75 | 4.25 | 1
2033/34 | 123.25 | 4.25 | 2
2033/34 | 123.75 | 4.25 | 1
2033/34 | 124.25 | 4.25 | 1
2033/34 | 124.75 | 4.25 | 1
2033/34 | 125.25 | 4.25 | 2
2033/34 | 125.75 | 4.25 | 1
2033/34 | 126.25 | 4.25 | 2
2033/34 | 127.25 | 4.25 | 2
2033/34 | 128.25 | 4.25 | 1
2033/34 | 128.75 | 4.25 | 1
2033/34 | 130.75 | 4.25 | 1
2033/34 | 131.25 | 4.25 | 1
2033/34 | 132.25 | 4.25 | 1
2033/34 | 132.75 | 4.25 | 1
2033/34 | 133.25 | 4.25 | 1
2033/34 | 134.25 | 4.25 | 3
2033/34 | 135.25 | 4.25 | 1
2033/34 | 135.75 | 4.25 | 2
2033/34 | 138.25 | 4.25 | 1
2033/34 | 139.75 | 4.25 | 2
2033/34 | 142.25 | 4.25 | 1
2033/34 | 142.75 | 4.25 | 1
2033/34 | 143.25 | 4.25 | 1
2033/34 | 144.25 | 4.25 | 1
2033/34 | 145.25 | 4.25 | 2
2033/34 | 147.75 | 4.25 | 1
2033/34 | 150.75 | 4.25 | 1
2033/34 | 158.25 | 4.25 | 2
2033/34 | 158.75 | 4.25 | 1
2033/34 | 165.25 | 4.25 | 1
2033/34 | 166.25 | 4.25 | 1
2033/34 | 169.75 | 4.25 | 1
2033/34 | 187.25 | 4.25 | 1
2033/34 | 9.25 | 4.75 | 4
2033/34 | 9.75 | 4.75 | 3
2033/34 | 10.25 | 4.75 | 1
2033/34 | 10.75 | 4.75 | 3
2033/34 | 11.25 | 4.75 | 5
2033/34 | 11.75 | 4.75 | 5
2033/34 | 12.25 | 4.75 | 4
2033/34 | 12.75 | 4.75 | 2
2033/34 | 13.25 | 4.75 | 7
2033/34 | 13.75 | 4.75 | 2
2033/34 | 14.25 | 4.75 | 3
2033/34 | 14.75 | 4.75 | 4
2033/34 | 15.25 | 4.75 | 4
2033/34 | 15.75 | 4.75 | 4
2033/34 | 16.25 | 4.75 | 4
2033/34 | 16.75 | 4.75 | 7
2033/34 | 17.25 | 4.75 | 5
2033/34 | 17.75 | 4.75 | 9
2033/34 | 18.25 | 4.75 | 7
2033/34 | 18.75 | 4.75 | 7
2033/34 | 19.25 | 4.75 | 5
2033/34 | 19.75 | 4.75 | 1
2033/34 | 20.25 | 4.75 | 5
2033/34 | 20.75 | 4.75 | 2
2033/34 | 21.25 | 4.75 | 5
2033/34 | 21.75 | 4.75 | 5
2033/34 | 22.25 | 4.75 | 5
2033/34 | 22.75 | 4.75 | 3
2033/34 | 23.25 | 4.75 | 5
2033/34 | 23.75 | 4.75 | 7
2033/34 | 24.75 | 4.75 | 6
2033/34 | 25.25 | 4.75 | 4
2033/34 | 25.75 | 4.75 | 8
2033/34 | 26.25 | 4.75 | 9
2033/34 | 26.75 | 4.75 | 6
2033/34 | 27.25 | 4.75 | 5
2033/34 | 27.75 | 4.75 | 7
2033/34 | 28.25 | 4.75 | 3
2033/34 | 28.75 | 4.75 | 6
2033/34 | 29.25 | 4.75 | 8
2033/34 | 29.75 | 4.75 | 3
2033/34 | 30.25 | 4.75 | 8
2033/34 | 30.75 | 4.75 | 9
2033/34 | 31.25 | 4.75 | 10
2033/34 | 31.75 | 4.75 | 8
2033/34 | 32.25 | 4.75 | 11
2033/34 | 32.75 | 4.75 | 7
2033/34 | 33.25 | 4.75 | 8
2033/34 | 33.75 | 4.75 | 12
2033/34 | 34.25 | 4.75 | 10
2033/34 | 34.75 | 4.75 | 6
2033/34 | 35.25 | 4.75 | 12
2033/34 | 35.75 | 4.75 | 8
2033/34 | 36.25 | 4.75 | 5
2033/34 | 36.75 | 4.75 | 7
2033/34 | 37.25 | 4.75 | 9
2033/34 | 37.75 | 4.75 | 9
2033/34 | 38.25 | 4.75 | 9
2033/34 | 38.75 | 4.75 | 3
2033/34 | 39.25 | 4.75 | 7
2033/34 | 39.75 | 4.75 | 5
2033/34 | 40.25 | 4.75 | 7
2033/34 | 40.75 | 4.75 | 10
2033/34 | 41.25 | 4.75 | 8
2033/34 | 41.75 | 4.75 | 8
2033/34 | 42.25 | 4.75 | 12
2033/34 | 42.75 | 4.75 | 11
2033/34 | 43.25 | 4.75 | 13
2033/34 | 43.75 | 4.75 | 8
2033/34 | 44.25 | 4.75 | 10
2033/34 | 44.75 | 4.75 | 10
2033/34 | 45.25 | 4.75 | 11
2033/34 | 45.75 | 4.75 | 3
2033/34 | 46.25 | 4.75 | 10
2033/34 | 46.75 | 4.75 | 14
2033/34 | 47.25 | 4.75 | 4
2033/34 | 47.75 | 4.75 | 13
2033/34 | 48.25 | 4.75 | 8
2033/34 | 48.75 | 4.75 | 14
2033/34 | 49.25 | 4.75 | 5
2033/34 | 49.75 | 4.75 | 10
2033/34 | 50.25 | 4.75 | 9
2033/34 | 50.75 | 4.75 | 2
2033/34 | 51.25 | 4.75 | 14
2033/34 | 51.75 | 4.75 | 5
2033/34 | 52.25 | 4.75 | 13
2033/34 | 52.75 | 4.75 | 5
2033/34 | 53.25 | 4.75 | 6
2033/34 | 53.75 | 4.75 | 11
2033/34 | 54.25 | 4.75 | 11
2033/34 | 54.75 | 4.75 | 10
2033/34 | 55.25 | 4.75 | 13
2033/34 | 55.75 | 4.75 | 16
2033/34 | 56.25 | 4.75 | 8
2033/34 | 56.75 | 4.75 | 8
2033/34 | 57.25 | 4.75 | 7
2033/34 | 57.75 | 4.75 | 9
2033/34 | 58.25 | 4.75 | 6
2033/34 | 58.75 | 4.75 | 10
2033/34 | 59.25 | 4.75 | 16
2033/34 | 59.75 | 4.75 | 12
2033/34 | 60.25 | 4.75 | 12
2033/34 | 60.75 | 4.75 | 13
2033/34 | 61.25 | 4.75 | 12
2033/34 | 61.75 | 4.75 | 22
2033/34 | 62.25 | 4.75 | 12
2033/34 | 62.75 | 4.75 | 11
2033/34 | 63.25 | 4.75 | 13
2033/34 | 63.75 | 4.75 | 14
2033/34 | 64.25 | 4.75 | 9
2033/34 | 64.75 | 4.75 | 13
2033/34 | 65.25 | 4.75 | 11
2033/34 | 65.75 | 4.75 | 18
2033/34 | 66.25 | 4.75 | 14
2033/34 | 66.75 | 4.75 | 11
2033/34 | 67.25 | 4.75 | 8
2033/34 | 67.75 | 4.75 | 16
2033/34 | 68.25 | 4.75 | 10
2033/34 | 68.75 | 4.75 | 8
2033/34 | 69.25 | 4.75 | 8
2033/34 | 69.75 | 4.75 | 9
2033/34 | 70.25 | 4.75 | 9
2033/34 | 70.75 | 4.75 | 13
2033/34 | 71.25 | 4.75 | 13
2033/34 | 71.75 | 4.75 | 13
2033/34 | 72.25 | 4.75 | 5
2033/34 | 72.75 | 4.75 | 12
2033/34 | 73.25 | 4.75 | 9
2033/34 | 73.75 | 4.75 | 9
2033/34 | 74.25 | 4.75 | 8
2033/34 | 74.75 | 4.75 | 18
2033/34 | 75.25 | 4.75 | 12
2033/34 | 75.75 | 4.75 | 8
2033/34 | 76.25 | 4.75 | 13
2033/34 | 76.75 | 4.75 | 12
2033/34 | 77.25 | 4.75 | 8
2033/34 | 77.75 | 4.75 | 6
2033/34 | 78.25 | 4.75 | 11
2033/34 | 78.75 | 4.75 | 8
2033/34 | 79.25 | 4.75 | 7
2033/34 | 79.75 | 4.75 | 10
2033/34 | 80.25 | 4.75 | 8
2033/34 | 80.75 | 4.75 | 10
2033/34 | 81.25 | 4.75 | 11
2033/34 | 81.75 | 4.75 | 8
2033/34 | 82.25 | 4.75 | 10
2033/34 | 82.75 | 4.75 | 6
2033/34 | 83.25 | 4.75 | 9
2033/34 | 83.75 | 4.75 | 7
2033/34 | 84.25 | 4.75 | 10
2033/34 | 84.75 | 4.75 | 7
2033/34 | 85.25 | 4.75 | 6
2033/34 | 85.75 | 4.75 | 6
2033/34 | 86.25 | 4.75 | 10
2033/34 | 86.75 | 4.75 | 5
2033/34 | 87.25 | 4.75 | 7
2033/34 | 87.75 | 4.75 | 7
2033/34 | 88.25 | 4.75 | 7
2033/34 | 88.75 | 4.75 | 12
2033/34 | 89.25 | 4.75 | 9
2033/34 | 89.75 | 4.75 | 7
2033/34 | 90.25 | 4.75 | 4
2033/34 | 90.75 | 4.75 | 6
2033/34 | 91.25 | 4.75 | 6
2033/34 | 91.75 | 4.75 | 8
2033/34 | 92.25 | 4.75 | 7
2033/34 | 92.75 | 4.75 | 6
2033/34 | 93.25 | 4.75 | 5
2033/34 | 93.75 | 4.75 | 5
2033/34 | 94.25 | 4.75 | 4
2033/34 | 94.75 | 4.75 | 7
2033/34 | 95.25 | 4.75 | 7
2033/34 | 95.75 | 4.75 | 6
2033/34 | 96.25 | 4.75 | 4
2033/34 | 96.75 | 4.75 | 5
2033/34 | 97.25 | 4.75 | 3
2033/34 | 97.75 | 4.75 | 4
2033/34 | 98.25 | 4.75 | 6
2033/34 | 98.75 | 4.75 | 4
2033/34 | 99.25 | 4.75 | 5
2033/34 | 99.75 | 4.75 | 7
2033/34 | 100.25 | 4.75 | 3
2033/34 | 100.75 | 4.75 | 9
2033/34 | 101.25 | 4.75 | 4
2033/34 | 101.75 | 4.75 | 3
2033/34 | 102.25 | 4.75 | 1
2033/34 | 102.75 | 4.75 | 2
2033/34 | 103.25 | 4.75 | 5
2033/34 | 103.75 | 4.75 | 9
2033/34 | 104.25 | 4.75 | 3
2033/34 | 104.75 | 4.75 | 4
2033/34 | 105.25 | 4.75 | 2
2033/34 | 105.75 | 4.75 | 3
2033/34 | 106.25 | 4.75 | 4
2033/34 | 106.75 | 4.75 | 2
2033/34 | 107.25 | 4.75 | 1
2033/34 | 107.75 | 4.75 | 5
2033/34 | 108.25 | 4.75 | 7
2033/34 | 108.75 | 4.75 | 3
2033/34 | 109.25 | 4.75 | 3
2033/34 | 109.75 | 4.75 | 4
2033/34 | 110.25 | 4.75 | 4
2033/34 | 110.75 | 4.75 | 1
2033/34 | 111.25 | 4.75 | 3
2033/34 | 111.75 | 4.75 | 2
2033/34 | 112.25 | 4.75 | 2
2033/34 | 112.75 | 4.75 | 3
2033/34 | 113.25 | 4.75 | 1
2033/34 | 113.75 | 4.75 | 3
2033/34 | 114.25 | 4.75 | 3
2033/34 | 114.75 | 4.75 | 1
2033/34 | 115.25 | 4.75 | 2
2033/34 | 116.75 | 4.75 | 1
2033/34 | 117.25 | 4.75 | 2
2033/34 | 117.75 | 4.75 | 2
2033/34 | 118.75 | 4.75 | 1
2033/34 | 119.25 | 4.75 | 2
2033/34 | 119.75 | 4.75 | 1
2033/34 | 120.25 | 4.75 | 2
2033/34 | 120.75 | 4.75 | 3
2033/34 | 121.25 | 4.75 | 1
2033/34 | 121.75 | 4.75 | 2
2033/34 | 122.25 | 4.75 | 1
2033/34 | 122.75 | 4.75 | 2
2033/34 | 123.25 | 4.75 | 1
2033/34 | 124.75 | 4.75 | 1
2033/34 | 125.25 | 4.75 | 1
2033/34 | 125.75 | 4.75 | 2
2033/34 | 126.25 | 4.75 | 3
2033/34 | 127.75 | 4.75 | 1
2033/34 | 128.25 | 4.75 | 1
2033/34 | 129.25 | 4.75 | 3
2033/34 | 129.75 | 4.75 | 2
2033/34 | 130.75 | 4.75 | 3
2033/34 | 131.25 | 4.75 | 2
2033/34 | 131.75 | 4.75 | 3
2033/34 | 132.25 | 4.75 | 1
2033/34 | 132.75 | 4.75 | 2
2033/34 | 133.25 | 4.75 | 2
2033/34 | 133.75 | 4.75 | 3
2033/34 | 134.75 | 4.75 | 1
2033/34 | 136.75 | 4.75 | 1
2033/34 | 138.25 | 4.75 | 2
2033/34 | 138.75 | 4.75 | 2
2033/34 | 139.75 | 4.75 | 1
2033/34 | 140.75 | 4.75 | 1
2033/34 | 143.75 | 4.75 | 1
2033/34 | 144.75 | 4.75 | 1
2033/34 | 145.75 | 4.75 | 2
2033/34 | 146.25 | 4.75 | 1
2033/34 | 147.75 | 4.75 | 1
2033/34 | 149.25 | 4.75 | 1
2033/34 | 151.25 | 4.75 | 1
2033/34 | 154.25 | 4.75 | 1
2033/34 | 161.75 | 4.75 | 2
2033/34 | 162.75 | 4.75 | 1
2033/34 | 164.25 | 4.75 | 2
2033/34 | 175.75 | 4.75 | 1
2033/34 | 181.75 | 4.75 | 1
2033/34 | 9.75 | 5.25 | 1
2033/34 | 10.25 | 5.25 | 3
2033/34 | 10.75 | 5.25 | 2
2033/34 | 11.25 | 5.25 | 1
2033/34 | 11.75 | 5.25 | 3
2033/34 | 12.25 | 5.25 | 6
2033/34 | 12.75 | 5.25 | 6
2033/34 | 13.25 | 5.25 | 2
2033/34 | 13.75 | 5.25 | 4
2033/34 | 14.25 | 5.25 | 2
2033/34 | 14.75 | 5.25 | 5
2033/34 | 15.25 | 5.25 | 2
2033/34 | 15.75 | 5.25 | 7
2033/34 | 16.25 | 5.25 | 4
2033/34 | 16.75 | 5.25 | 5
2033/34 | 17.25 | 5.25 | 5
2033/34 | 17.75 | 5.25 | 9
2033/34 | 18.25 | 5.25 | 4
2033/34 | 18.75 | 5.25 | 8
2033/34 | 19.25 | 5.25 | 6
2033/34 | 19.75 | 5.25 | 4
2033/34 | 20.25 | 5.25 | 7
2033/34 | 20.75 | 5.25 | 10
2033/34 | 21.25 | 5.25 | 7
2033/34 | 21.75 | 5.25 | 4
2033/34 | 22.25 | 5.25 | 13
2033/34 | 22.75 | 5.25 | 5
2033/34 | 23.25 | 5.25 | 5
2033/34 | 23.75 | 5.25 | 6
2033/34 | 24.25 | 5.25 | 4
2033/34 | 24.75 | 5.25 | 7
2033/34 | 25.25 | 5.25 | 7
2033/34 | 25.75 | 5.25 | 10
2033/34 | 26.25 | 5.25 | 8
2033/34 | 26.75 | 5.25 | 6
2033/34 | 27.25 | 5.25 | 12
2033/34 | 27.75 | 5.25 | 8
2033/34 | 28.25 | 5.25 | 5
2033/34 | 28.75 | 5.25 | 8
2033/34 | 29.25 | 5.25 | 7
2033/34 | 29.75 | 5.25 | 7
2033/34 | 30.25 | 5.25 | 4
2033/34 | 30.75 | 5.25 | 5
2033/34 | 31.25 | 5.25 | 9
2033/34 | 31.75 | 5.25 | 5
2033/34 | 32.25 | 5.25 | 7
2033/34 | 32.75 | 5.25 | 9
2033/34 | 33.25 | 5.25 | 9
2033/34 | 33.75 | 5.25 | 8
2033/34 | 34.25 | 5.25 | 14
2033/34 | 34.75 | 5.25 | 8
2033/34 | 35.25 | 5.25 | 9
2033/34 | 35.75 | 5.25 | 6
2033/34 | 36.25 | 5.25 | 9
2033/34 | 36.75 | 5.25 | 14
2033/34 | 37.25 | 5.25 | 6
2033/34 | 37.75 | 5.25 | 12
2033/34 | 38.25 | 5.25 | 5
2033/34 | 38.75 | 5.25 | 15
2033/34 | 39.25 | 5.25 | 7
2033/34 | 39.75 | 5.25 | 4
2033/34 | 40.25 | 5.25 | 12
2033/34 | 40.75 | 5.25 | 9
2033/34 | 41.25 | 5.25 | 8
2033/34 | 41.75 | 5.25 | 6
2033/34 | 42.25 | 5.25 | 3
2033/34 | 42.75 | 5.25 | 14
2033/34 | 43.25 | 5.25 | 7
2033/34 | 43.75 | 5.25 | 10
2033/34 | 44.25 | 5.25 | 7
2033/34 | 44.75 | 5.25 | 9
2033/34 | 45.25 | 5.25 | 7
2033/34 | 45.75 | 5.25 | 12
2033/34 | 46.25 | 5.25 | 12
2033/34 | 46.75 | 5.25 | 7
2033/34 | 47.25 | 5.25 | 7
2033/34 | 47.75 | 5.25 | 11
2033/34 | 48.25 | 5.25 | 5
2033/34 | 48.75 | 5.25 | 7
2033/34 | 49.25 | 5.25 | 9
2033/34 | 49.75 | 5.25 | 8
2033/34 | 50.25 | 5.25 | 10
2033/34 | 50.75 | 5.25 | 11
2033/34 | 51.25 | 5.25 | 10
2033/34 | 51.75 | 5.25 | 6
2033/34 | 52.25 | 5.25 | 16
2033/34 | 52.75 | 5.25 | 10
2033/34 | 53.25 | 5.25 | 15
2033/34 | 53.75 | 5.25 | 12
2033/34 | 54.25 | 5.25 | 9
2033/34 | 54.75 | 5.25 | 6
2033/34 | 55.25 | 5.25 | 5
2033/34 | 55.75 | 5.25 | 12
2033/34 | 56.25 | 5.25 | 10
2033/34 | 56.75 | 5.25 | 18
2033/34 | 57.25 | 5.25 | 12
2033/34 | 57.75 | 5.25 | 12
2033/34 | 58.25 | 5.25 | 11
2033/34 | 58.75 | 5.25 | 11
2033/34 | 59.25 | 5.25 | 13
2033/34 | 59.75 | 5.25 | 8
2033/34 | 60.25 | 5.25 | 12
2033/34 | 60.75 | 5.25 | 13
2033/34 | 61.25 | 5.25 | 13
2033/34 | 61.75 | 5.25 | 15
2033/34 | 62.25 | 5.25 | 12
2033/34 | 62.75 | 5.25 | 13
2033/34 | 63.25 | 5.25 | 14
2033/34 | 63.75 | 5.25 | 10
2033/34 | 64.25 | 5.25 | 13
2033/34 | 64.75 | 5.25 | 15
2033/34 | 65.25 | 5.25 | 21
2033/34 | 65.75 | 5.25 | 14
2033/34 | 66.25 | 5.25 | 15
2033/34 | 66.75 | 5.25 | 15
2033/34 | 67.25 | 5.25 | 13
2033/34 | 67.75 | 5.25 | 19
2033/34 | 68.25 | 5.25 | 15
2033/34 | 68.75 | 5.25 | 16
2033/34 | 69.25 | 5.25 | 14
2033/34 | 69.75 | 5.25 | 16
2033/34 | 70.25 | 5.25 | 10
2033/34 | 70.75 | 5.25 | 13
2033/34 | 71.25 | 5.25 | 14
2033/34 | 71.75 | 5.25 | 12
2033/34 | 72.25 | 5.25 | 18
2033/34 | 72.75 | 5.25 | 7
2033/34 | 73.25 | 5.25 | 8
2033/34 | 73.75 | 5.25 | 6
2033/34 | 74.25 | 5.25 | 18
2033/34 | 74.75 | 5.25 | 14
2033/34 | 75.25 | 5.25 | 8
2033/34 | 75.75 | 5.25 | 15
2033/34 | 76.25 | 5.25 | 9
2033/34 | 76.75 | 5.25 | 11
2033/34 | 77.25 | 5.25 | 9
2033/34 | 77.75 | 5.25 | 13
2033/34 | 78.25 | 5.25 | 8
2033/34 | 78.75 | 5.25 | 10
2033/34 | 79.25 | 5.25 | 10
2033/34 | 79.75 | 5.25 | 4
2033/34 | 80.25 | 5.25 | 15
2033/34 | 80.75 | 5.25 | 12
2033/34 | 81.25 | 5.25 | 8
2033/34 | 81.75 | 5.25 | 7
2033/34 | 82.25 | 5.25 | 11
2033/34 | 82.75 | 5.25 | 8
2033/34 | 83.25 | 5.25 | 4
2033/34 | 83.75 | 5.25 | 7
2033/34 | 84.25 | 5.25 | 7
2033/34 | 84.75 | 5.25 | 5
2033/34 | 85.25 | 5.25 | 2
2033/34 | 85.75 | 5.25 | 6
2033/34 | 86.25 | 5.25 | 9
2033/34 | 86.75 | 5.25 | 9
2033/34 | 87.25 | 5.25 | 10
2033/34 | 87.75 | 5.25 | 8
2033/34 | 88.25 | 5.25 | 7
2033/34 | 88.75 | 5.25 | 9
2033/34 | 89.25 | 5.25 | 6
2033/34 | 89.75 | 5.25 | 5
2033/34 | 90.25 | 5.25 | 4
2033/34 | 90.75 | 5.25 | 5
2033/34 | 91.25 | 5.25 | 4
2033/34 | 91.75 | 5.25 | 5
2033/34 | 92.25 | 5.25 | 6
2033/34 | 92.75 | 5.25 | 6
2033/34 | 93.25 | 5.25 | 5
2033/34 | 93.75 | 5.25 | 8
2033/34 | 94.25 | 5.25 | 3
2033/34 | 94.75 | 5.25 | 12
2033/34 | 95.25 | 5.25 | 8
2033/34 | 95.75 | 5.25 | 2
2033/34 | 96.25 | 5.25 | 6
2033/34 | 96.75 | 5.25 | 3
2033/34 | 97.25 | 5.25 | 8
2033/34 | 97.75 | 5.25 | 5
2033/34 | 98.25 | 5.25 | 4
2033/34 | 98.75 | 5.25 | 4
2033/34 | 99.25 | 5.25 | 6
2033/34 | 99.75 | 5.25 | 2
2033/34 | 100.25 | 5.25 | 5
2033/34 | 100.75 | 5.25 | 2
2033/34 | 101.25 | 5.25 | 3
2033/34 | 101.75 | 5.25 | 4
2033/34 | 102.25 | 5.25 | 6
2033/34 | 102.75 | 5.25 | 2
2033/34 | 103.25 | 5.25 | 6
2033/34 | 103.75 | 5.25 | 2
2033/34 | 104.25 | 5.25 | 8
2033/34 | 104.75 | 5.25 | 1
2033/34 | 105.25 | 5.25 | 4
2033/34 | 105.75 | 5.25 | 4
2033/34 | 106.25 | 5.25 | 8
2033/34 | 106.75 | 5.25 | 5
2033/34 | 107.25 | 5.25 | 1
2033/34 | 107.75 | 5.25 | 3
2033/34 | 108.25 | 5.25 | 1
2033/34 | 108.75 | 5.25 | 3
2033/34 | 109.25 | 5.25 | 1
2033/34 | 109.75 | 5.25 | 1
2033/34 | 110.25 | 5.25 | 5
2033/34 | 110.75 | 5.25 | 1
2033/34 | 111.25 | 5.25 | 3
2033/34 | 111.75 | 5.25 | 2
2033/34 | 112.25 | 5.25 | 2
2033/34 | 112.75 | 5.25 | 2
2033/34 | 113.25 | 5.25 | 2
2033/34 | 113.75 | 5.25 | 3
2033/34 | 114.25 | 5.25 | 4
2033/34 | 114.75 | 5.25 | 2
2033/34 | 115.25 | 5.25 | 1
2033/34 | 115.75 | 5.25 | 4
2033/34 | 116.25 | 5.25 | 3
2033/34 | 116.75 | 5.25 | 2
2033/34 | 117.25 | 5.25 | 1
2033/34 | 117.75 | 5.25 | 3
2033/34 | 118.25 | 5.25 | 1
2033/34 | 118.75 | 5.25 | 2
2033/34 | 119.25 | 5.25 | 1
2033/34 | 119.75 | 5.25 | 1
2033/34 | 120.25 | 5.25 | 2
2033/34 | 120.75 | 5.25 | 5
2033/34 | 121.25 | 5.25 | 1
2033/34 | 121.75 | 5.25 | 2
2033/34 | 122.25 | 5.25 | 4
2033/34 | 122.75 | 5.25 | 1
2033/34 | 123.75 | 5.25 | 1
2033/34 | 124.25 | 5.25 | 4
2033/34 | 124.75 | 5.25 | 2
2033/34 | 125.75 | 5.25 | 1
2033/34 | 126.25 | 5.25 | 2
2033/34 | 126.75 | 5.25 | 4
2033/34 | 127.75 | 5.25 | 1
2033/34 | 128.25 | 5.25 | 1
2033/34 | 128.75 | 5.25 | 2
2033/34 | 131.75 | 5.25 | 1
2033/34 | 132.25 | 5.25 | 1
2033/34 | 132.75 | 5.25 | 1
2033/34 | 133.25 | 5.25 | 1
2033/34 | 133.75 | 5.25 | 1
2033/34 | 134.25 | 5.25 | 1
2033/34 | 134.75 | 5.25 | 1
2033/34 | 135.75 | 5.25 | 1
2033/34 | 138.25 | 5.25 | 1
2033/34 | 140.25 | 5.25 | 1
2033/34 | 141.25 | 5.25 | 1
2033/34 | 142.75 | 5.25 | 1
2033/34 | 143.25 | 5.25 | 1
2033/34 | 146.25 | 5.25 | 2
2033/34 | 146.75 | 5.25 | 1
2033/34 | 147.75 | 5.25 | 1
2033/34 | 148.75 | 5.25 | 1
2033/34 | 150.25 | 5.25 | 2
2033/34 | 155.25 | 5.25 | 1
2033/34 | 161.25 | 5.25 | 1
2033/34 | 167.25 | 5.25 | 1
2033/34 | 10.25 | 5.75 | 1
2033/34 | 10.75 | 5.75 | 3
2033/34 | 11.25 | 5.75 | 2
2033/34 | 11.75 | 5.75 | 3
2033/34 | 12.25 | 5.75 | 4
2033/34 | 12.75 | 5.75 | 6
2033/34 | 13.25 | 5.75 | 4
2033/34 | 13.75 | 5.75 | 5
2033/34 | 14.25 | 5.75 | 3
2033/34 | 14.75 | 5.75 | 4
2033/34 | 15.25 | 5.75 | 6
2033/34 | 15.75 | 5.75 | 11
2033/34 | 16.25 | 5.75 | 9
2033/34 | 16.75 | 5.75 | 4
2033/34 | 17.25 | 5.75 | 4
2033/34 | 17.75 | 5.75 | 4
2033/34 | 18.25 | 5.75 | 7
2033/34 | 18.75 | 5.75 | 3
2033/34 | 19.25 | 5.75 | 7
2033/34 | 19.75 | 5.75 | 7
2033/34 | 20.25 | 5.75 | 10
2033/34 | 20.75 | 5.75 | 7
2033/34 | 21.25 | 5.75 | 3
2033/34 | 21.75 | 5.75 | 4
2033/34 | 22.25 | 5.75 | 3
2033/34 | 22.75 | 5.75 | 6
2033/34 | 23.25 | 5.75 | 5
2033/34 | 23.75 | 5.75 | 10
2033/34 | 24.25 | 5.75 | 8
2033/34 | 24.75 | 5.75 | 6
2033/34 | 25.25 | 5.75 | 3
2033/34 | 25.75 | 5.75 | 4
2033/34 | 26.25 | 5.75 | 5
2033/34 | 26.75 | 5.75 | 3
2033/34 | 27.25 | 5.75 | 5
2033/34 | 27.75 | 5.75 | 7
2033/34 | 28.25 | 5.75 | 9
2033/34 | 28.75 | 5.75 | 5
2033/34 | 29.25 | 5.75 | 9
2033/34 | 29.75 | 5.75 | 6
2033/34 | 30.25 | 5.75 | 5
2033/34 | 30.75 | 5.75 | 9
2033/34 | 31.25 | 5.75 | 5
2033/34 | 31.75 | 5.75 | 5
2033/34 | 32.25 | 5.75 | 5
2033/34 | 32.75 | 5.75 | 7
2033/34 | 33.25 | 5.75 | 8
2033/34 | 33.75 | 5.75 | 9
2033/34 | 34.25 | 5.75 | 6
2033/34 | 34.75 | 5.75 | 12
2033/34 | 35.25 | 5.75 | 13
2033/34 | 35.75 | 5.75 | 12
2033/34 | 36.25 | 5.75 | 11
2033/34 | 36.75 | 5.75 | 12
2033/34 | 37.25 | 5.75 | 3
2033/34 | 37.75 | 5.75 | 6
2033/34 | 38.25 | 5.75 | 10
2033/34 | 38.75 | 5.75 | 7
2033/34 | 39.25 | 5.75 | 6
2033/34 | 39.75 | 5.75 | 9
2033/34 | 40.25 | 5.75 | 10
2033/34 | 40.75 | 5.75 | 8
2033/34 | 41.25 | 5.75 | 8
2033/34 | 41.75 | 5.75 | 7
2033/34 | 42.25 | 5.75 | 11
2033/34 | 42.75 | 5.75 | 10
2033/34 | 43.25 | 5.75 | 6
2033/34 | 43.75 | 5.75 | 7
2033/34 | 44.25 | 5.75 | 5
2033/34 | 44.75 | 5.75 | 8
2033/34 | 45.25 | 5.75 | 7
2033/34 | 45.75 | 5.75 | 8
2033/34 | 46.25 | 5.75 | 10
2033/34 | 46.75 | 5.75 | 13
2033/34 | 47.25 | 5.75 | 10
2033/34 | 47.75 | 5.75 | 6
2033/34 | 48.25 | 5.75 | 9
2033/34 | 48.75 | 5.75 | 7
2033/34 | 49.25 | 5.75 | 13
2033/34 | 49.75 | 5.75 | 11
2033/34 | 50.25 | 5.75 | 16
2033/34 | 50.75 | 5.75 | 9
2033/34 | 51.25 | 5.75 | 12
2033/34 | 51.75 | 5.75 | 10
2033/34 | 52.25 | 5.75 | 15
2033/34 | 52.75 | 5.75 | 16
2033/34 | 53.25 | 5.75 | 12
2033/34 | 53.75 | 5.75 | 12
2033/34 | 54.25 | 5.75 | 18
2033/34 | 54.75 | 5.75 | 15
2033/34 | 55.25 | 5.75 | 12
2033/34 | 55.75 | 5.75 | 8
2033/34 | 56.25 | 5.75 | 9
2033/34 | 56.75 | 5.75 | 13
2033/34 | 57.25 | 5.75 | 16
2033/34 | 57.75 | 5.75 | 13
2033/34 | 58.25 | 5.75 | 8
2033/34 | 58.75 | 5.75 | 17
2033/34 | 59.25 | 5.75 | 9
2033/34 | 59.75 | 5.75 | 9
2033/34 | 60.25 | 5.75 | 9
2033/34 | 60.75 | 5.75 | 10
2033/34 | 61.25 | 5.75 | 20
2033/34 | 61.75 | 5.75 | 12
2033/34 | 62.25 | 5.75 | 13
2033/34 | 62.75 | 5.75 | 14
2033/34 | 63.25 | 5.75 | 11
2033/34 | 63.75 | 5.75 | 21
2033/34 | 64.25 | 5.75 | 13
2033/34 | 64.75 | 5.75 | 13
2033/34 | 65.25 | 5.75 | 9
2033/34 | 65.75 | 5.75 | 22
2033/34 | 66.25 | 5.75 | 12
2033/34 | 66.75 | 5.75 | 18
2033/34 | 67.25 | 5.75 | 13
2033/34 | 67.75 | 5.75 | 13
2033/34 | 68.25 | 5.75 | 12
2033/34 | 68.75 | 5.75 | 8
2033/34 | 69.25 | 5.75 | 14
2033/34 | 69.75 | 5.75 | 11
2033/34 | 70.25 | 5.75 | 14
2033/34 | 70.75 | 5.75 | 13
2033/34 | 71.25 | 5.75 | 10
2033/34 | 71.75 | 5.75 | 12
2033/34 | 72.25 | 5.75 | 11
2033/34 | 72.75 | 5.75 | 11
2033/34 | 73.25 | 5.75 | 9
2033/34 | 73.75 | 5.75 | 16
2033/34 | 74.25 | 5.75 | 10
2033/34 | 74.75 | 5.75 | 11
2033/34 | 75.25 | 5.75 | 13
2033/34 | 75.75 | 5.75 | 7
2033/34 | 76.25 | 5.75 | 6
2033/34 | 76.75 | 5.75 | 11
2033/34 | 77.25 | 5.75 | 7
2033/34 | 77.75 | 5.75 | 10
2033/34 | 78.25 | 5.75 | 11
2033/34 | 78.75 | 5.75 | 12
2033/34 | 79.25 | 5.75 | 10
2033/34 | 79.75 | 5.75 | 11
2033/34 | 80.25 | 5.75 | 9
2033/34 | 80.75 | 5.75 | 15
2033/34 | 81.25 | 5.75 | 10
2033/34 | 81.75 | 5.75 | 11
2033/34 | 82.25 | 5.75 | 15
2033/34 | 82.75 | 5.75 | 8
2033/34 | 83.25 | 5.75 | 9
2033/34 | 83.75 | 5.75 | 10
2033/34 | 84.25 | 5.75 | 6
2033/34 | 84.75 | 5.75 | 12
2033/34 | 85.25 | 5.75 | 8
2033/34 | 85.75 | 5.75 | 11
2033/34 | 86.25 | 5.75 | 14
2033/34 | 86.75 | 5.75 | 10
2033/34 | 87.25 | 5.75 | 11
2033/34 | 87.75 | 5.75 | 10
2033/34 | 88.25 | 5.75 | 6
2033/34 | 88.75 | 5.75 | 6
2033/34 | 89.25 | 5.75 | 7
2033/34 | 89.75 | 5.75 | 11
2033/34 | 90.25 | 5.75 | 10
2033/34 | 90.75 | 5.75 | 7
2033/34 | 91.25 | 5.75 | 10
2033/34 | 91.75 | 5.75 | 10
2033/34 | 92.25 | 5.75 | 7
2033/34 | 92.75 | 5.75 | 7
2033/34 | 93.25 | 5.75 | 9
2033/34 | 93.75 | 5.75 | 9
2033/34 | 94.25 | 5.75 | 7
2033/34 | 94.75 | 5.75 | 6
2033/34 | 95.25 | 5.75 | 1
2033/34 | 95.75 | 5.75 | 6
2033/34 | 96.25 | 5.75 | 4
2033/34 | 96.75 | 5.75 | 9
2033/34 | 97.25 | 5.75 | 2
2033/34 | 97.75 | 5.75 | 6
2033/34 | 98.25 | 5.75 | 9
2033/34 | 98.75 | 5.75 | 8
2033/34 | 99.25 | 5.75 | 4
2033/34 | 99.75 | 5.75 | 8
2033/34 | 100.25 | 5.75 | 6
2033/34 | 100.75 | 5.75 | 5
2033/34 | 101.25 | 5.75 | 4
2033/34 | 101.75 | 5.75 | 6
2033/34 | 102.25 | 5.75 | 2
2033/34 | 102.75 | 5.75 | 4
2033/34 | 103.25 | 5.75 | 4
2033/34 | 103.75 | 5.75 | 5
2033/34 | 104.25 | 5.75 | 4
2033/34 | 104.75 | 5.75 | 3
2033/34 | 105.25 | 5.75 | 3
2033/34 | 105.75 | 5.75 | 2
2033/34 | 106.25 | 5.75 | 5
2033/34 | 106.75 | 5.75 | 3
2033/34 | 107.25 | 5.75 | 2
2033/34 | 107.75 | 5.75 | 2
2033/34 | 108.25 | 5.75 | 4
2033/34 | 108.75 | 5.75 | 4
2033/34 | 109.25 | 5.75 | 2
2033/34 | 109.75 | 5.75 | 1
2033/34 | 110.25 | 5.75 | 4
2033/34 | 110.75 | 5.75 | 3
2033/34 | 111.25 | 5.75 | 5
2033/34 | 111.75 | 5.75 | 3
2033/34 | 112.25 | 5.75 | 2
2033/34 | 112.75 | 5.75 | 2
2033/34 | 113.25 | 5.75 | 2
2033/34 | 113.75 | 5.75 | 2
2033/34 | 115.25 | 5.75 | 1
2033/34 | 116.25 | 5.75 | 3
2033/34 | 116.75 | 5.75 | 1
2033/34 | 117.25 | 5.75 | 2
2033/34 | 117.75 | 5.75 | 2
2033/34 | 118.25 | 5.75 | 3
2033/34 | 118.75 | 5.75 | 4
2033/34 | 119.25 | 5.75 | 1
2033/34 | 119.75 | 5.75 | 2
2033/34 | 120.25 | 5.75 | 4
2033/34 | 120.75 | 5.75 | 2
2033/34 | 121.25 | 5.75 | 3
2033/34 | 121.75 | 5.75 | 1
2033/34 | 122.25 | 5.75 | 1
2033/34 | 123.25 | 5.75 | 1
2033/34 | 123.75 | 5.75 | 3
2033/34 | 124.25 | 5.75 | 2
2033/34 | 124.75 | 5.75 | 2
2033/34 | 125.25 | 5.75 | 2
2033/34 | 126.25 | 5.75 | 1
2033/34 | 126.75 | 5.75 | 3
2033/34 | 127.75 | 5.75 | 1
2033/34 | 128.25 | 5.75 | 1
2033/34 | 128.75 | 5.75 | 1
2033/34 | 130.25 | 5.75 | 2
2033/34 | 131.25 | 5.75 | 1
2033/34 | 133.25 | 5.75 | 1
2033/34 | 133.75 | 5.75 | 1
2033/34 | 134.75 | 5.75 | 1
2033/34 | 135.25 | 5.75 | 1
2033/34 | 135.75 | 5.75 | 1
2033/34 | 136.75 | 5.75 | 1
2033/34 | 138.75 | 5.75 | 1
2033/34 | 139.25 | 5.75 | 1
2033/34 | 141.25 | 5.75 | 2
2033/34 | 142.25 | 5.75 | 1
2033/34 | 142.75 | 5.75 | 1
2033/34 | 144.25 | 5.75 | 1
2033/34 | 145.25 | 5.75 | 1
2033/34 | 146.25 | 5.75 | 1
2033/34 | 146.75 | 5.75 | 1
2033/34 | 147.25 | 5.75 | 1
2033/34 | 149.25 | 5.75 | 1
2033/34 | 151.25 | 5.75 | 1
2033/34 | 167.25 | 5.75 | 1
2033/34 | 168.25 | 5.75 | 1
2033/34 | 174.25 | 5.75 | 1
2033/34 | 195.25 | 5.75 | 1
2033/34 | 10.75 | 6.25 | 1
2033/34 | 11.25 | 6.25 | 6
2033/34 | 11.75 | 6.25 | 1
2033/34 | 12.75 | 6.25 | 4
2033/34 | 13.25 | 6.25 | 5
2033/34 | 13.75 | 6.25 | 4
2033/34 | 14.25 | 6.25 | 2
2033/34 | 14.75 | 6.25 | 1
2033/34 | 15.25 | 6.25 | 8
2033/34 | 15.75 | 6.25 | 7
2033/34 | 16.25 | 6.25 | 6
2033/34 | 16.75 | 6.25 | 2
2033/34 | 17.25 | 6.25 | 5
2033/34 | 17.75 | 6.25 | 7
2033/34 | 18.25 | 6.25 | 5
2033/34 | 18.75 | 6.25 | 7
2033/34 | 19.25 | 6.25 | 8
2033/34 | 19.75 | 6.25 | 7
2033/34 | 20.25 | 6.25 | 8
2033/34 | 20.75 | 6.25 | 5
2033/34 | 21.25 | 6.25 | 5
2033/34 | 21.75 | 6.25 | 7
2033/34 | 22.25 | 6.25 | 7
2033/34 | 22.75 | 6.25 | 5
2033/34 | 23.25 | 6.25 | 2
2033/34 | 23.75 | 6.25 | 7
2033/34 | 24.25 | 6.25 | 9
2033/34 | 24.75 | 6.25 | 4
2033/34 | 25.25 | 6.25 | 10
2033/34 | 25.75 | 6.25 | 5
2033/34 | 26.25 | 6.25 | 12
2033/34 | 26.75 | 6.25 | 9
2033/34 | 27.25 | 6.25 | 5
2033/34 | 27.75 | 6.25 | 14
2033/34 | 28.25 | 6.25 | 10
2033/34 | 28.75 | 6.25 | 6
2033/34 | 29.25 | 6.25 | 5
2033/34 | 29.75 | 6.25 | 4
2033/34 | 30.25 | 6.25 | 8
2033/34 | 30.75 | 6.25 | 3
2033/34 | 31.25 | 6.25 | 7
2033/34 | 31.75 | 6.25 | 8
2033/34 | 32.25 | 6.25 | 8
2033/34 | 32.75 | 6.25 | 6
2033/34 | 33.25 | 6.25 | 9
2033/34 | 33.75 | 6.25 | 5
2033/34 | 34.25 | 6.25 | 10
2033/34 | 34.75 | 6.25 | 12
2033/34 | 35.25 | 6.25 | 11
2033/34 | 35.75 | 6.25 | 14
2033/34 | 36.25 | 6.25 | 9
2033/34 | 36.75 | 6.25 | 8
2033/34 | 37.25 | 6.25 | 10
2033/34 | 37.75 | 6.25 | 13
2033/34 | 38.25 | 6.25 | 10
2033/34 | 38.75 | 6.25 | 4
2033/34 | 39.25 | 6.25 | 6
2033/34 | 39.75 | 6.25 | 13
2033/34 | 40.25 | 6.25 | 9
2033/34 | 40.75 | 6.25 | 11
2033/34 | 41.25 | 6.25 | 12
2033/34 | 41.75 | 6.25 | 9
2033/34 | 42.25 | 6.25 | 8
2033/34 | 42.75 | 6.25 | 9
2033/34 | 43.25 | 6.25 | 20
2033/34 | 43.75 | 6.25 | 11
2033/34 | 44.25 | 6.25 | 7
2033/34 | 44.75 | 6.25 | 11
2033/34 | 45.25 | 6.25 | 9
2033/34 | 45.75 | 6.25 | 9
2033/34 | 46.25 | 6.25 | 12
2033/34 | 46.75 | 6.25 | 10
2033/34 | 47.25 | 6.25 | 9
2033/34 | 47.75 | 6.25 | 13
2033/34 | 48.25 | 6.25 | 12
2033/34 | 48.75 | 6.25 | 8
2033/34 | 49.25 | 6.25 | 10
2033/34 | 49.75 | 6.25 | 13
2033/34 | 50.25 | 6.25 | 13
2033/34 | 50.75 | 6.25 | 13
2033/34 | 51.25 | 6.25 | 11
2033/34 | 51.75 | 6.25 | 16
2033/34 | 52.25 | 6.25 | 13
2033/34 | 52.75 | 6.25 | 6
2033/34 | 53.25 | 6.25 | 18
2033/34 | 53.75 | 6.25 | 10
2033/34 | 54.25 | 6.25 | 11
2033/34 | 54.75 | 6.25 | 15
2033/34 | 55.25 | 6.25 | 17
2033/34 | 55.75 | 6.25 | 10
2033/34 | 56.25 | 6.25 | 12
2033/34 | 56.75 | 6.25 | 15
2033/34 | 57.25 | 6.25 | 7
2033/34 | 57.75 | 6.25 | 8
2033/34 | 58.25 | 6.25 | 13
2033/34 | 58.75 | 6.25 | 23
2033/34 | 59.25 | 6.25 | 12
2033/34 | 59.75 | 6.25 | 14
2033/34 | 60.25 | 6.25 | 12
2033/34 | 60.75 | 6.25 | 13
2033/34 | 61.25 | 6.25 | 10
2033/34 | 61.75 | 6.25 | 11
2033/34 | 62.25 | 6.25 | 13
2033/34 | 62.75 | 6.25 | 12
2033/34 | 63.25 | 6.25 | 14
2033/34 | 63.75 | 6.25 | 9
2033/34 | 64.25 | 6.25 | 12
2033/34 | 64.75 | 6.25 | 18
2033/34 | 65.25 | 6.25 | 18
2033/34 | 65.75 | 6.25 | 16
2033/34 | 66.25 | 6.25 | 14
2033/34 | 66.75 | 6.25 | 10
2033/34 | 67.25 | 6.25 | 18
2033/34 | 67.75 | 6.25 | 21
2033/34 | 68.25 | 6.25 | 18
2033/34 | 68.75 | 6.25 | 20
2033/34 | 69.25 | 6.25 | 16
2033/34 | 69.75 | 6.25 | 19
2033/34 | 70.25 | 6.25 | 10
2033/34 | 70.75 | 6.25 | 14
2033/34 | 71.25 | 6.25 | 14
2033/34 | 71.75 | 6.25 | 11
2033/34 | 72.25 | 6.25 | 19
2033/34 | 72.75 | 6.25 | 9
2033/34 | 73.25 | 6.25 | 10
2033/34 | 73.75 | 6.25 | 10
2033/34 | 74.25 | 6.25 | 16
2033/34 | 74.75 | 6.25 | 20
2033/34 | 75.25 | 6.25 | 12
2033/34 | 75.75 | 6.25 | 13
2033/34 | 76.25 | 6.25 | 9
2033/34 | 76.75 | 6.25 | 13
2033/34 | 77.25 | 6.25 | 16
2033/34 | 77.75 | 6.25 | 9
2033/34 | 78.25 | 6.25 | 15
2033/34 | 78.75 | 6.25 | 10
2033/34 | 79.25 | 6.25 | 6
2033/34 | 79.75 | 6.25 | 7
2033/34 | 80.25 | 6.25 | 14
2033/34 | 80.75 | 6.25 | 10
2033/34 | 81.25 | 6.25 | 8
2033/34 | 81.75 | 6.25 | 15
2033/34 | 82.25 | 6.25 | 11
2033/34 | 82.75 | 6.25 | 11
2033/34 | 83.25 | 6.25 | 8
2033/34 | 83.75 | 6.25 | 11
2033/34 | 84.25 | 6.25 | 8
2033/34 | 84.75 | 6.25 | 12
2033/34 | 85.25 | 6.25 | 8
2033/34 | 85.75 | 6.25 | 8
2033/34 | 86.25 | 6.25 | 12
2033/34 | 86.75 | 6.25 | 7
2033/34 | 87.25 | 6.25 | 11
2033/34 | 87.75 | 6.25 | 6
2033/34 | 88.25 | 6.25 | 13
2033/34 | 88.75 | 6.25 | 6
2033/34 | 89.25 | 6.25 | 8
2033/34 | 89.75 | 6.25 | 6
2033/34 | 90.25 | 6.25 | 6
2033/34 | 90.75 | 6.25 | 8
2033/34 | 91.25 | 6.25 | 14
2033/34 | 91.75 | 6.25 | 9
2033/34 | 92.25 | 6.25 | 8
2033/34 | 92.75 | 6.25 | 5
2033/34 | 93.25 | 6.25 | 5
2033/34 | 93.75 | 6.25 | 7
2033/34 | 94.25 | 6.25 | 6
2033/34 | 94.75 | 6.25 | 2
2033/34 | 95.25 | 6.25 | 7
2033/34 | 95.75 | 6.25 | 7
2033/34 | 96.25 | 6.25 | 8
2033/34 | 96.75 | 6.25 | 3
2033/34 | 97.25 | 6.25 | 2
2033/34 | 97.75 | 6.25 | 6
2033/34 | 98.25 | 6.25 | 1
2033/34 | 98.75 | 6.25 | 11
2033/34 | 99.25 | 6.25 | 6
2033/34 | 99.75 | 6.25 | 7
2033/34 | 100.25 | 6.25 | 7
2033/34 | 100.75 | 6.25 | 8
2033/34 | 101.25 | 6.25 | 8
2033/34 | 101.75 | 6.25 | 3
2033/34 | 102.25 | 6.25 | 1
2033/34 | 102.75 | 6.25 | 5
2033/34 | 103.25 | 6.25 | 2
2033/34 | 103.75 | 6.25 | 6
2033/34 | 104.25 | 6.25 | 7
2033/34 | 104.75 | 6.25 | 6
2033/34 | 105.25 | 6.25 | 5
2033/34 | 105.75 | 6.25 | 6
2033/34 | 106.25 | 6.25 | 4
2033/34 | 106.75 | 6.25 | 5
2033/34 | 107.25 | 6.25 | 2
2033/34 | 107.75 | 6.25 | 6
2033/34 | 108.25 | 6.25 | 3
2033/34 | 108.75 | 6.25 | 5
2033/34 | 109.25 | 6.25 | 2
2033/34 | 109.75 | 6.25 | 3
2033/34 | 110.25 | 6.25 | 4
2033/34 | 110.75 | 6.25 | 5
2033/34 | 111.25 | 6.25 | 2
2033/34 | 111.75 | 6.25 | 6
2033/34 | 112.25 | 6.25 | 5
2033/34 | 112.75 | 6.25 | 4
2033/34 | 113.25 | 6.25 | 4
2033/34 | 113.75 | 6.25 | 2
2033/34 | 114.25 | 6.25 | 3
2033/34 | 114.75 | 6.25 | 1
2033/34 | 115.25 | 6.25 | 4
2033/34 | 115.75 | 6.25 | 3
2033/34 | 116.25 | 6.25 | 2
2033/34 | 116.75 | 6.25 | 2
2033/34 | 117.25 | 6.25 | 2
2033/34 | 117.75 | 6.25 | 3
2033/34 | 118.25 | 6.25 | 2
2033/34 | 118.75 | 6.25 | 2
2033/34 | 119.25 | 6.25 | 2
2033/34 | 119.75 | 6.25 | 4
2033/34 | 120.25 | 6.25 | 5
2033/34 | 120.75 | 6.25 | 1
2033/34 | 121.75 | 6.25 | 3
2033/34 | 122.75 | 6.25 | 1
2033/34 | 123.25 | 6.25 | 1
2033/34 | 123.75 | 6.25 | 2
2033/34 | 124.25 | 6.25 | 3
2033/34 | 125.25 | 6.25 | 3
2033/34 | 126.25 | 6.25 | 2
2033/34 | 126.75 | 6.25 | 1
2033/34 | 127.75 | 6.25 | 1
2033/34 | 128.25 | 6.25 | 1
2033/34 | 129.25 | 6.25 | 1
2033/34 | 129.75 | 6.25 | 3
2033/34 | 130.25 | 6.25 | 3
2033/34 | 130.75 | 6.25 | 1
2033/34 | 131.75 | 6.25 | 1
2033/34 | 132.25 | 6.25 | 2
2033/34 | 132.75 | 6.25 | 1
2033/34 | 133.75 | 6.25 | 1
2033/34 | 134.25 | 6.25 | 1
2033/34 | 136.25 | 6.25 | 1
2033/34 | 137.75 | 6.25 | 1
2033/34 | 138.75 | 6.25 | 1
2033/34 | 139.75 | 6.25 | 1
2033/34 | 140.25 | 6.25 | 1
2033/34 | 140.75 | 6.25 | 1
2033/34 | 142.25 | 6.25 | 2
2033/34 | 144.75 | 6.25 | 1
2033/34 | 147.25 | 6.25 | 1
2033/34 | 148.25 | 6.25 | 1
2033/34 | 149.25 | 6.25 | 1
2033/34 | 152.25 | 6.25 | 1
2033/34 | 153.25 | 6.25 | 1
2033/34 | 153.75 | 6.25 | 2
2033/34 | 155.75 | 6.25 | 1
2033/34 | 156.25 | 6.25 | 1
2033/34 | 157.25 | 6.25 | 2
2033/34 | 157.75 | 6.25 | 1
2033/34 | 159.25 | 6.25 | 1
2033/34 | 160.25 | 6.25 | 1
2033/34 | 163.75 | 6.25 | 1
2033/34 | 171.75 | 6.25 | 1
2033/34 | 181.75 | 6.25 | 1
2033/34 | 11.75 | 6.75 | 2
2033/34 | 12.25 | 6.75 | 4
2033/34 | 12.75 | 6.75 | 3
2033/34 | 13.25 | 6.75 | 1
2033/34 | 13.75 | 6.75 | 8
2033/34 | 14.25 | 6.75 | 4
2033/34 | 14.75 | 6.75 | 2
2033/34 | 15.25 | 6.75 | 2
2033/34 | 15.75 | 6.75 | 8
2033/34 | 16.25 | 6.75 | 3
2033/34 | 16.75 | 6.75 | 4
2033/34 | 17.25 | 6.75 | 8
2033/34 | 17.75 | 6.75 | 5
2033/34 | 18.25 | 6.75 | 10
2033/34 | 18.75 | 6.75 | 8
2033/34 | 19.25 | 6.75 | 5
2033/34 | 19.75 | 6.75 | 5
2033/34 | 20.25 | 6.75 | 7
2033/34 | 20.75 | 6.75 | 2
2033/34 | 21.25 | 6.75 | 7
2033/34 | 21.75 | 6.75 | 3
2033/34 | 22.25 | 6.75 | 4
2033/34 | 22.75 | 6.75 | 8
2033/34 | 23.25 | 6.75 | 5
2033/34 | 23.75 | 6.75 | 11
2033/34 | 24.25 | 6.75 | 5
2033/34 | 24.75 | 6.75 | 13
2033/34 | 25.25 | 6.75 | 7
2033/34 | 25.75 | 6.75 | 5
2033/34 | 26.25 | 6.75 | 4
2033/34 | 26.75 | 6.75 | 4
2033/34 | 27.25 | 6.75 | 7
2033/34 | 27.75 | 6.75 | 9
2033/34 | 28.25 | 6.75 | 8
2033/34 | 28.75 | 6.75 | 6
2033/34 | 29.25 | 6.75 | 6
2033/34 | 29.75 | 6.75 | 11
2033/34 | 30.25 | 6.75 | 5
2033/34 | 30.75 | 6.75 | 10
2033/34 | 31.25 | 6.75 | 11
2033/34 | 31.75 | 6.75 | 8
2033/34 | 32.25 | 6.75 | 11
2033/34 | 32.75 | 6.75 | 9
2033/34 | 33.25 | 6.75 | 6
2033/34 | 33.75 | 6.75 | 10
2033/34 | 34.25 | 6.75 | 10
2033/34 | 34.75 | 6.75 | 11
2033/34 | 35.25 | 6.75 | 9
2033/34 | 35.75 | 6.75 | 10
2033/34 | 36.25 | 6.75 | 14
2033/34 | 36.75 | 6.75 | 10
2033/34 | 37.25 | 6.75 | 10
2033/34 | 37.75 | 6.75 | 9
2033/34 | 38.25 | 6.75 | 11
2033/34 | 38.75 | 6.75 | 11
2033/34 | 39.25 | 6.75 | 11
2033/34 | 39.75 | 6.75 | 5
2033/34 | 40.25 | 6.75 | 13
2033/34 | 40.75 | 6.75 | 19
2033/34 | 41.25 | 6.75 | 7
2033/34 | 41.75 | 6.75 | 10
2033/34 | 42.25 | 6.75 | 14
2033/34 | 42.75 | 6.75 | 15
2033/34 | 43.25 | 6.75 | 8
2033/34 | 43.75 | 6.75 | 7
2033/34 | 44.25 | 6.75 | 2
2033/34 | 44.75 | 6.75 | 10
2033/34 | 45.25 | 6.75 | 9
2033/34 | 45.75 | 6.75 | 7
2033/34 | 46.25 | 6.75 | 11
2033/34 | 46.75 | 6.75 | 5
2033/34 | 47.25 | 6.75 | 9
2033/34 | 47.75 | 6.75 | 10
2033/34 | 48.25 | 6.75 | 13
2033/34 | 48.75 | 6.75 | 10
2033/34 | 49.25 | 6.75 | 10
2033/34 | 49.75 | 6.75 | 10
2033/34 | 50.25 | 6.75 | 9
2033/34 | 50.75 | 6.75 | 9
2033/34 | 51.25 | 6.75 | 20
2033/34 | 51.75 | 6.75 | 14
2033/34 | 52.25 | 6.75 | 12
2033/34 | 52.75 | 6.75 | 18
2033/34 | 53.25 | 6.75 | 8
2033/34 | 53.75 | 6.75 | 10
2033/34 | 54.25 | 6.75 | 14
2033/34 | 54.75 | 6.75 | 9
2033/34 | 55.25 | 6.75 | 6
2033/34 | 55.75 | 6.75 | 14
2033/34 | 56.25 | 6.75 | 8
2033/34 | 56.75 | 6.75 | 12
2033/34 | 57.25 | 6.75 | 14
2033/34 | 57.75 | 6.75 | 14
2033/34 | 58.25 | 6.75 | 10
2033/34 | 58.75 | 6.75 | 10
2033/34 | 59.25 | 6.75 | 19
2033/34 | 59.75 | 6.75 | 8
2033/34 | 60.25 | 6.75 | 12
2033/34 | 60.75 | 6.75 | 17
2033/34 | 61.25 | 6.75 | 16
2033/34 | 61.75 | 6.75 | 7
2033/34 | 62.25 | 6.75 | 14
2033/34 | 62.75 | 6.75 | 25
2033/34 | 63.25 | 6.75 | 12
2033/34 | 63.75 | 6.75 | 15
2033/34 | 64.25 | 6.75 | 23
2033/34 | 64.75 | 6.75 | 13
2033/34 | 65.25 | 6.75 | 19
2033/34 | 65.75 | 6.75 | 12
2033/34 | 66.25 | 6.75 | 18
2033/34 | 66.75 | 6.75 | 15
2033/34 | 67.25 | 6.75 | 22
2033/34 | 67.75 | 6.75 | 11
2033/34 | 68.25 | 6.75 | 18
2033/34 | 68.75 | 6.75 | 9
2033/34 | 69.25 | 6.75 | 13
2033/34 | 69.75 | 6.75 | 11
2033/34 | 70.25 | 6.75 | 14
2033/34 | 70.75 | 6.75 | 18
2033/34 | 71.25 | 6.75 | 17
2033/34 | 71.75 | 6.75 | 20
2033/34 | 72.25 | 6.75 | 9
2033/34 | 72.75 | 6.75 | 21
2033/34 | 73.25 | 6.75 | 19
2033/34 | 73.75 | 6.75 | 13
2033/34 | 74.25 | 6.75 | 13
2033/34 | 74.75 | 6.75 | 19
2033/34 | 75.25 | 6.75 | 14
2033/34 | 75.75 | 6.75 | 21
2033/34 | 76.25 | 6.75 | 10
2033/34 | 76.75 | 6.75 | 15
2033/34 | 77.25 | 6.75 | 9
2033/34 | 77.75 | 6.75 | 7
2033/34 | 78.25 | 6.75 | 9
2033/34 | 78.75 | 6.75 | 15
2033/34 | 79.25 | 6.75 | 17
2033/34 | 79.75 | 6.75 | 14
2033/34 | 80.25 | 6.75 | 13
2033/34 | 80.75 | 6.75 | 11
2033/34 | 81.25 | 6.75 | 10
2033/34 | 81.75 | 6.75 | 12
2033/34 | 82.25 | 6.75 | 14
2033/34 | 82.75 | 6.75 | 9
2033/34 | 83.25 | 6.75 | 13
2033/34 | 83.75 | 6.75 | 14
2033/34 | 84.25 | 6.75 | 14
2033/34 | 84.75 | 6.75 | 16
2033/34 | 85.25 | 6.75 | 5
2033/34 | 85.75 | 6.75 | 11
2033/34 | 86.25 | 6.75 | 9
2033/34 | 86.75 | 6.75 | 13
2033/34 | 87.25 | 6.75 | 12
2033/34 | 87.75 | 6.75 | 9
2033/34 | 88.25 | 6.75 | 12
2033/34 | 88.75 | 6.75 | 7
2033/34 | 89.25 | 6.75 | 6
2033/34 | 89.75 | 6.75 | 5
2033/34 | 90.25 | 6.75 | 10
2033/34 | 90.75 | 6.75 | 9
2033/34 | 91.25 | 6.75 | 7
2033/34 | 91.75 | 6.75 | 12
2033/34 | 92.25 | 6.75 | 12
2033/34 | 92.75 | 6.75 | 8
2033/34 | 93.25 | 6.75 | 6
2033/34 | 93.75 | 6.75 | 11
2033/34 | 94.25 | 6.75 | 5
2033/34 | 94.75 | 6.75 | 8
2033/34 | 95.25 | 6.75 | 4
2033/34 | 95.75 | 6.75 | 12
2033/34 | 96.25 | 6.75 | 9
2033/34 | 96.75 | 6.75 | 9
2033/34 | 97.25 | 6.75 | 5
2033/34 | 97.75 | 6.75 | 6
2033/34 | 98.25 | 6.75 | 9
2033/34 | 98.75 | 6.75 | 2
2033/34 | 99.25 | 6.75 | 8
2033/34 | 99.75 | 6.75 | 6
2033/34 | 100.25 | 6.75 | 3
2033/34 | 100.75 | 6.75 | 7
2033/34 | 101.25 | 6.75 | 7
2033/34 | 101.75 | 6.75 | 11
2033/34 | 102.25 | 6.75 | 3
2033/34 | 102.75 | 6.75 | 8
2033/34 | 103.25 | 6.75 | 7
2033/34 | 103.75 | 6.75 | 4
2033/34 | 104.25 | 6.75 | 6
2033/34 | 104.75 | 6.75 | 3
2033/34 | 105.25 | 6.75 | 7
2033/34 | 105.75 | 6.75 | 3
2033/34 | 106.25 | 6.75 | 2
2033/34 | 106.75 | 6.75 | 2
2033/34 | 107.25 | 6.75 | 4
2033/34 | 107.75 | 6.75 | 5
2033/34 | 108.25 | 6.75 | 4
2033/34 | 108.75 | 6.75 | 3
2033/34 | 109.25 | 6.75 | 10
2033/34 | 109.75 | 6.75 | 5
2033/34 | 110.25 | 6.75 | 5
2033/34 | 110.75 | 6.75 | 6
2033/34 | 111.25 | 6.75 | 3
2033/34 | 111.75 | 6.75 | 2
2033/34 | 112.25 | 6.75 | 2
2033/34 | 112.75 | 6.75 | 4
2033/34 | 113.25 | 6.75 | 2
2033/34 | 113.75 | 6.75 | 5
2033/34 | 114.25 | 6.75 | 1
2033/34 | 114.75 | 6.75 | 1
2033/34 | 115.25 | 6.75 | 1
2033/34 | 115.75 | 6.75 | 1
2033/34 | 116.25 | 6.75 | 8
2033/34 | 116.75 | 6.75 | 2
2033/34 | 117.75 | 6.75 | 3
2033/34 | 118.25 | 6.75 | 6
2033/34 | 118.75 | 6.75 | 1
2033/34 | 119.25 | 6.75 | 2
2033/34 | 119.75 | 6.75 | 2
2033/34 | 120.25 | 6.75 | 3
2033/34 | 120.75 | 6.75 | 1
2033/34 | 121.25 | 6.75 | 2
2033/34 | 123.25 | 6.75 | 3
2033/34 | 123.75 | 6.75 | 1
2033/34 | 124.25 | 6.75 | 2
2033/34 | 124.75 | 6.75 | 4
2033/34 | 125.25 | 6.75 | 2
2033/34 | 125.75 | 6.75 | 1
2033/34 | 127.25 | 6.75 | 1
2033/34 | 128.75 | 6.75 | 2
2033/34 | 129.25 | 6.75 | 2
2033/34 | 129.75 | 6.75 | 1
2033/34 | 130.25 | 6.75 | 1
2033/34 | 131.25 | 6.75 | 2
2033/34 | 132.25 | 6.75 | 1
2033/34 | 132.75 | 6.75 | 1
2033/34 | 133.25 | 6.75 | 1
2033/34 | 133.75 | 6.75 | 1
2033/34 | 134.75 | 6.75 | 2
2033/34 | 135.75 | 6.75 | 1
2033/34 | 136.25 | 6.75 | 2
2033/34 | 136.75 | 6.75 | 1
2033/34 | 137.25 | 6.75 | 1
2033/34 | 138.75 | 6.75 | 2
2033/34 | 139.25 | 6.75 | 1
2033/34 | 140.75 | 6.75 | 1
2033/34 | 142.25 | 6.75 | 1
2033/34 | 143.25 | 6.75 | 2
2033/34 | 144.25 | 6.75 | 1
2033/34 | 145.25 | 6.75 | 1
2033/34 | 145.75 | 6.75 | 1
2033/34 | 146.25 | 6.75 | 2
2033/34 | 147.75 | 6.75 | 1
2033/34 | 148.25 | 6.75 | 1
2033/34 | 149.25 | 6.75 | 1
2033/34 | 149.75 | 6.75 | 1
2033/34 | 151.25 | 6.75 | 1
2033/34 | 153.25 | 6.75 | 1
2033/34 | 153.75 | 6.75 | 1
2033/34 | 156.75 | 6.75 | 1
2033/34 | 157.25 | 6.75 | 1
2033/34 | 161.25 | 6.75 | 2
2033/34 | 161.75 | 6.75 | 1
2033/34 | 162.75 | 6.75 | 1
2033/34 | 169.25 | 6.75 | 2
2033/34 | 172.25 | 6.75 | 1
2033/34 | 172.75 | 6.75 | 1
2033/34 | 185.25 | 6.75 | 1
2033/34 | 194.25 | 6.75 | 1
2033/34 | 204.75 | 6.75 | 2
2033/34 | 11.75 | 7.25 | 1
2033/34 | 12.75 | 7.25 | 2
2033/34 | 13.25 | 7.25 | 2
2033/34 | 13.75 | 7.25 | 3
2033/34 | 14.25 | 7.25 | 3
2033/34 | 14.75 | 7.25 | 7
2033/34 | 15.25 | 7.25 | 4
2033/34 | 15.75 | 7.25 | 4
2033/34 | 16.25 | 7.25 | 7
2033/34 | 16.75 | 7.25 | 7
2033/34 | 17.25 | 7.25 | 9
2033/34 | 17.75 | 7.25 | 3
2033/34 | 18.25 | 7.25 | 9
2033/34 | 18.75 | 7.25 | 8
2033/34 | 19.25 | 7.25 | 5
2033/34 | 19.75 | 7.25 | 6
2033/34 | 20.25 | 7.25 | 5
2033/34 | 20.75 | 7.25 | 5
2033/34 | 21.25 | 7.25 | 5
2033/34 | 21.75 | 7.25 | 7
2033/34 | 22.25 | 7.25 | 13
2033/34 | 22.75 | 7.25 | 7
2033/34 | 23.25 | 7.25 | 6
2033/34 | 23.75 | 7.25 | 8
2033/34 | 24.25 | 7.25 | 5
2033/34 | 24.75 | 7.25 | 14
2033/34 | 25.25 | 7.25 | 8
2033/34 | 25.75 | 7.25 | 8
2033/34 | 26.25 | 7.25 | 8
2033/34 | 26.75 | 7.25 | 7
2033/34 | 27.25 | 7.25 | 9
2033/34 | 27.75 | 7.25 | 7
2033/34 | 28.25 | 7.25 | 3
2033/34 | 28.75 | 7.25 | 11
2033/34 | 29.25 | 7.25 | 13
2033/34 | 29.75 | 7.25 | 11
2033/34 | 30.25 | 7.25 | 8
2033/34 | 30.75 | 7.25 | 10
2033/34 | 31.25 | 7.25 | 8
2033/34 | 31.75 | 7.25 | 13
2033/34 | 32.25 | 7.25 | 8
2033/34 | 32.75 | 7.25 | 9
2033/34 | 33.25 | 7.25 | 10
2033/34 | 33.75 | 7.25 | 11
2033/34 | 34.25 | 7.25 | 15
2033/34 | 34.75 | 7.25 | 7
2033/34 | 35.25 | 7.25 | 12
2033/34 | 35.75 | 7.25 | 16
2033/34 | 36.25 | 7.25 | 11
2033/34 | 36.75 | 7.25 | 8
2033/34 | 37.25 | 7.25 | 16
2033/34 | 37.75 | 7.25 | 15
2033/34 | 38.25 | 7.25 | 14
2033/34 | 38.75 | 7.25 | 8
2033/34 | 39.25 | 7.25 | 14
2033/34 | 39.75 | 7.25 | 9
2033/34 | 40.25 | 7.25 | 13
2033/34 | 40.75 | 7.25 | 14
2033/34 | 41.25 | 7.25 | 8
2033/34 | 41.75 | 7.25 | 9
2033/34 | 42.25 | 7.25 | 21
2033/34 | 42.75 | 7.25 | 11
2033/34 | 43.25 | 7.25 | 11
2033/34 | 43.75 | 7.25 | 8
2033/34 | 44.25 | 7.25 | 10
2033/34 | 44.75 | 7.25 | 11
2033/34 | 45.25 | 7.25 | 9
2033/34 | 45.75 | 7.25 | 12
2033/34 | 46.25 | 7.25 | 12
2033/34 | 46.75 | 7.25 | 10
2033/34 | 47.25 | 7.25 | 9
2033/34 | 47.75 | 7.25 | 9
2033/34 | 48.25 | 7.25 | 9
2033/34 | 48.75 | 7.25 | 11
2033/34 | 49.25 | 7.25 | 13
2033/34 | 49.75 | 7.25 | 13
2033/34 | 50.25 | 7.25 | 5
2033/34 | 50.75 | 7.25 | 19
2033/34 | 51.25 | 7.25 | 5
2033/34 | 51.75 | 7.25 | 13
2033/34 | 52.25 | 7.25 | 10
2033/34 | 52.75 | 7.25 | 18
2033/34 | 53.25 | 7.25 | 10
2033/34 | 53.75 | 7.25 | 16
2033/34 | 54.25 | 7.25 | 12
2033/34 | 54.75 | 7.25 | 17
2033/34 | 55.25 | 7.25 | 11
2033/34 | 55.75 | 7.25 | 12
2033/34 | 56.25 | 7.25 | 14
2033/34 | 56.75 | 7.25 | 18
2033/34 | 57.25 | 7.25 | 10
2033/34 | 57.75 | 7.25 | 12
2033/34 | 58.25 | 7.25 | 14
2033/34 | 58.75 | 7.25 | 16
2033/34 | 59.25 | 7.25 | 14
2033/34 | 59.75 | 7.25 | 15
2033/34 | 60.25 | 7.25 | 21
2033/34 | 60.75 | 7.25 | 18
2033/34 | 61.25 | 7.25 | 15
2033/34 | 61.75 | 7.25 | 13
2033/34 | 62.25 | 7.25 | 20
2033/34 | 62.75 | 7.25 | 18
2033/34 | 63.25 | 7.25 | 15
2033/34 | 63.75 | 7.25 | 17
2033/34 | 64.25 | 7.25 | 16
2033/34 | 64.75 | 7.25 | 7
2033/34 | 65.25 | 7.25 | 12
2033/34 | 65.75 | 7.25 | 22
2033/34 | 66.25 | 7.25 | 15
2033/34 | 66.75 | 7.25 | 16
2033/34 | 67.25 | 7.25 | 10
2033/34 | 67.75 | 7.25 | 19
2033/34 | 68.25 | 7.25 | 16
2033/34 | 68.75 | 7.25 | 18
2033/34 | 69.25 | 7.25 | 11
2033/34 | 69.75 | 7.25 | 14
2033/34 | 70.25 | 7.25 | 18
2033/34 | 70.75 | 7.25 | 13
2033/34 | 71.25 | 7.25 | 12
2033/34 | 71.75 | 7.25 | 21
2033/34 | 72.25 | 7.25 | 13
2033/34 | 72.75 | 7.25 | 5
2033/34 | 73.25 | 7.25 | 28
2033/34 | 73.75 | 7.25 | 11
2033/34 | 74.25 | 7.25 | 18
2033/34 | 74.75 | 7.25 | 10
2033/34 | 75.25 | 7.25 | 18
2033/34 | 75.75 | 7.25 | 16
2033/34 | 76.25 | 7.25 | 18
2033/34 | 76.75 | 7.25 | 15
2033/34 | 77.25 | 7.25 | 13
2033/34 | 77.75 | 7.25 | 12
2033/34 | 78.25 | 7.25 | 14
2033/34 | 78.75 | 7.25 | 14
2033/34 | 79.25 | 7.25 | 14
2033/34 | 79.75 | 7.25 | 14
2033/34 | 80.25 | 7.25 | 19
2033/34 | 80.75 | 7.25 | 14
2033/34 | 81.25 | 7.25 | 14
2033/34 | 81.75 | 7.25 | 16
2033/34 | 82.25 | 7.25 | 14
2033/34 | 82.75 | 7.25 | 9
2033/34 | 83.25 | 7.25 | 19
2033/34 | 83.75 | 7.25 | 8
2033/34 | 84.25 | 7.25 | 7
2033/34 | 84.75 | 7.25 | 8
2033/34 | 85.25 | 7.25 | 12
2033/34 | 85.75 | 7.25 | 10
2033/34 | 86.25 | 7.25 | 13
2033/34 | 86.75 | 7.25 | 8
2033/34 | 87.25 | 7.25 | 12
2033/34 | 87.75 | 7.25 | 10
2033/34 | 88.25 | 7.25 | 11
2033/34 | 88.75 | 7.25 | 5
2033/34 | 89.25 | 7.25 | 10
2033/34 | 89.75 | 7.25 | 14
2033/34 | 90.25 | 7.25 | 12
2033/34 | 90.75 | 7.25 | 9
2033/34 | 91.25 | 7.25 | 16
2033/34 | 91.75 | 7.25 | 5
2033/34 | 92.25 | 7.25 | 7
2033/34 | 92.75 | 7.25 | 6
2033/34 | 93.25 | 7.25 | 8
2033/34 | 93.75 | 7.25 | 9
2033/34 | 94.25 | 7.25 | 4
2033/34 | 94.75 | 7.25 | 6
2033/34 | 95.25 | 7.25 | 14
2033/34 | 95.75 | 7.25 | 6
2033/34 | 96.25 | 7.25 | 6
2033/34 | 96.75 | 7.25 | 8
2033/34 | 97.25 | 7.25 | 8
2033/34 | 97.75 | 7.25 | 8
2033/34 | 98.25 | 7.25 | 7
2033/34 | 98.75 | 7.25 | 6
2033/34 | 99.25 | 7.25 | 6
2033/34 | 99.75 | 7.25 | 6
2033/34 | 100.25 | 7.25 | 4
2033/34 | 100.75 | 7.25 | 3
2033/34 | 101.25 | 7.25 | 8
2033/34 | 101.75 | 7.25 | 5
2033/34 | 102.25 | 7.25 | 6
2033/34 | 102.75 | 7.25 | 3
2033/34 | 103.25 | 7.25 | 8
2033/34 | 103.75 | 7.25 | 5
2033/34 | 104.25 | 7.25 | 4
2033/34 | 104.75 | 7.25 | 3
2033/34 | 105.25 | 7.25 | 4
2033/34 | 105.75 | 7.25 | 3
2033/34 | 106.25 | 7.25 | 2
2033/34 | 106.75 | 7.25 | 3
2033/34 | 107.25 | 7.25 | 3
2033/34 | 107.75 | 7.25 | 4
2033/34 | 108.25 | 7.25 | 6
2033/34 | 108.75 | 7.25 | 3
2033/34 | 109.25 | 7.25 | 4
2033/34 | 109.75 | 7.25 | 5
2033/34 | 110.25 | 7.25 | 1
2033/34 | 110.75 | 7.25 | 6
2033/34 | 111.25 | 7.25 | 2
2033/34 | 111.75 | 7.25 | 2
2033/34 | 112.25 | 7.25 | 6
2033/34 | 112.75 | 7.25 | 5
2033/34 | 113.25 | 7.25 | 6
2033/34 | 113.75 | 7.25 | 1
2033/34 | 114.25 | 7.25 | 1
2033/34 | 114.75 | 7.25 | 2
2033/34 | 115.25 | 7.25 | 4
2033/34 | 115.75 | 7.25 | 3
2033/34 | 116.25 | 7.25 | 3
2033/34 | 116.75 | 7.25 | 2
2033/34 | 117.25 | 7.25 | 3
2033/34 | 117.75 | 7.25 | 4
2033/34 | 118.25 | 7.25 | 3
2033/34 | 118.75 | 7.25 | 1
2033/34 | 119.25 | 7.25 | 2
2033/34 | 120.75 | 7.25 | 3
2033/34 | 121.75 | 7.25 | 2
2033/34 | 122.25 | 7.25 | 1
2033/34 | 122.75 | 7.25 | 4
2033/34 | 123.25 | 7.25 | 5
2033/34 | 123.75 | 7.25 | 3
2033/34 | 124.25 | 7.25 | 2
2033/34 | 124.75 | 7.25 | 1
2033/34 | 125.25 | 7.25 | 1
2033/34 | 125.75 | 7.25 | 3
2033/34 | 126.25 | 7.25 | 1
2033/34 | 126.75 | 7.25 | 1
2033/34 | 127.25 | 7.25 | 1
2033/34 | 127.75 | 7.25 | 1
2033/34 | 128.25 | 7.25 | 1
2033/34 | 128.75 | 7.25 | 2
2033/34 | 129.25 | 7.25 | 2
2033/34 | 129.75 | 7.25 | 1
2033/34 | 130.25 | 7.25 | 2
2033/34 | 130.75 | 7.25 | 1
2033/34 | 131.75 | 7.25 | 2
2033/34 | 132.25 | 7.25 | 1
2033/34 | 132.75 | 7.25 | 3
2033/34 | 133.25 | 7.25 | 2
2033/34 | 134.25 | 7.25 | 1
2033/34 | 134.75 | 7.25 | 1
2033/34 | 135.25 | 7.25 | 1
2033/34 | 135.75 | 7.25 | 1
2033/34 | 136.25 | 7.25 | 1
2033/34 | 136.75 | 7.25 | 2
2033/34 | 137.75 | 7.25 | 1
2033/34 | 138.75 | 7.25 | 1
2033/34 | 139.25 | 7.25 | 1
2033/34 | 139.75 | 7.25 | 3
2033/34 | 140.25 | 7.25 | 1
2033/34 | 140.75 | 7.25 | 1
2033/34 | 141.75 | 7.25 | 1
2033/34 | 142.75 | 7.25 | 5
2033/34 | 143.25 | 7.25 | 1
2033/34 | 144.75 | 7.25 | 1
2033/34 | 145.25 | 7.25 | 1
2033/34 | 146.25 | 7.25 | 1
2033/34 | 146.75 | 7.25 | 1
2033/34 | 147.25 | 7.25 | 1
2033/34 | 148.75 | 7.25 | 1
2033/34 | 149.25 | 7.25 | 1
2033/34 | 152.25 | 7.25 | 1
2033/34 | 154.25 | 7.25 | 1
2033/34 | 156.75 | 7.25 | 2
2033/34 | 157.75 | 7.25 | 2
2033/34 | 160.75 | 7.25 | 1
2033/34 | 167.75 | 7.25 | 1
2033/34 | 168.25 | 7.25 | 1
2033/34 | 168.75 | 7.25 | 1
2033/34 | 171.75 | 7.25 | 1
2033/34 | 188.25 | 7.25 | 1
2033/34 | 190.25 | 7.25 | 1
2033/34 | 12.25 | 7.75 | 1
2033/34 | 12.75 | 7.75 | 1
2033/34 | 13.25 | 7.75 | 2
2033/34 | 13.75 | 7.75 | 2
2033/34 | 14.25 | 7.75 | 1
2033/34 | 14.75 | 7.75 | 2
2033/34 | 15.25 | 7.75 | 2
2033/34 | 15.75 | 7.75 | 6
2033/34 | 16.25 | 7.75 | 3
2033/34 | 16.75 | 7.75 | 8
2033/34 | 17.25 | 7.75 | 7
2033/34 | 17.75 | 7.75 | 2
2033/34 | 18.25 | 7.75 | 9
2033/34 | 18.75 | 7.75 | 5
2033/34 | 19.25 | 7.75 | 5
2033/34 | 19.75 | 7.75 | 6
2033/34 | 20.25 | 7.75 | 7
2033/34 | 20.75 | 7.75 | 3
2033/34 | 21.25 | 7.75 | 3
2033/34 | 21.75 | 7.75 | 10
2033/34 | 22.25 | 7.75 | 7
2033/34 | 22.75 | 7.75 | 7
2033/34 | 23.25 | 7.75 | 4
2033/34 | 23.75 | 7.75 | 10
2033/34 | 24.25 | 7.75 | 4
2033/34 | 24.75 | 7.75 | 11
2033/34 | 25.25 | 7.75 | 10
2033/34 | 25.75 | 7.75 | 8
2033/34 | 26.25 | 7.75 | 7
2033/34 | 26.75 | 7.75 | 10
2033/34 | 27.25 | 7.75 | 13
2033/34 | 27.75 | 7.75 | 5
2033/34 | 28.25 | 7.75 | 8
2033/34 | 28.75 | 7.75 | 8
2033/34 | 29.25 | 7.75 | 12
2033/34 | 29.75 | 7.75 | 9
2033/34 | 30.25 | 7.75 | 14
2033/34 | 30.75 | 7.75 | 3
2033/34 | 31.25 | 7.75 | 7
2033/34 | 31.75 | 7.75 | 12
2033/34 | 32.25 | 7.75 | 10
2033/34 | 32.75 | 7.75 | 9
2033/34 | 33.25 | 7.75 | 8
2033/34 | 33.75 | 7.75 | 9
2033/34 | 34.25 | 7.75 | 12
2033/34 | 34.75 | 7.75 | 13
2033/34 | 35.25 | 7.75 | 7
2033/34 | 35.75 | 7.75 | 10
2033/34 | 36.25 | 7.75 | 14
2033/34 | 36.75 | 7.75 | 10
2033/34 | 37.25 | 7.75 | 17
2033/34 | 37.75 | 7.75 | 11
2033/34 | 38.25 | 7.75 | 9
2033/34 | 38.75 | 7.75 | 14
2033/34 | 39.25 | 7.75 | 17
2033/34 | 39.75 | 7.75 | 10
2033/34 | 40.25 | 7.75 | 9
2033/34 | 40.75 | 7.75 | 15
2033/34 | 41.25 | 7.75 | 15
2033/34 | 41.75 | 7.75 | 12
2033/34 | 42.25 | 7.75 | 9
2033/34 | 42.75 | 7.75 | 17
2033/34 | 43.25 | 7.75 | 16
2033/34 | 43.75 | 7.75 | 14
2033/34 | 44.25 | 7.75 | 5
2033/34 | 44.75 | 7.75 | 11
2033/34 | 45.25 | 7.75 | 13
2033/34 | 45.75 | 7.75 | 12
2033/34 | 46.25 | 7.75 | 7
2033/34 | 46.75 | 7.75 | 9
2033/34 | 47.25 | 7.75 | 12
2033/34 | 47.75 | 7.75 | 10
2033/34 | 48.25 | 7.75 | 13
2033/34 | 48.75 | 7.75 | 10
2033/34 | 49.25 | 7.75 | 9
2033/34 | 49.75 | 7.75 | 17
2033/34 | 50.25 | 7.75 | 9
2033/34 | 50.75 | 7.75 | 12
2033/34 | 51.25 | 7.75 | 12
2033/34 | 51.75 | 7.75 | 15
2033/34 | 52.25 | 7.75 | 16
2033/34 | 52.75 | 7.75 | 11
2033/34 | 53.25 | 7.75 | 19
2033/34 | 53.75 | 7.75 | 11
2033/34 | 54.25 | 7.75 | 14
2033/34 | 54.75 | 7.75 | 12
2033/34 | 55.25 | 7.75 | 11
2033/34 | 55.75 | 7.75 | 14
2033/34 | 56.25 | 7.75 | 17
2033/34 | 56.75 | 7.75 | 13
2033/34 | 57.25 | 7.75 | 22
2033/34 | 57.75 | 7.75 | 18
2033/34 | 58.25 | 7.75 | 18
2033/34 | 58.75 | 7.75 | 14
2033/34 | 59.25 | 7.75 | 12
2033/34 | 59.75 | 7.75 | 19
2033/34 | 60.25 | 7.75 | 22
2033/34 | 60.75 | 7.75 | 25
2033/34 | 61.25 | 7.75 | 19
2033/34 | 61.75 | 7.75 | 11
2033/34 | 62.25 | 7.75 | 12
2033/34 | 62.75 | 7.75 | 17
2033/34 | 63.25 | 7.75 | 10
2033/34 | 63.75 | 7.75 | 11
2033/34 | 64.25 | 7.75 | 13
2033/34 | 64.75 | 7.75 | 17
2033/34 | 65.25 | 7.75 | 26
2033/34 | 65.75 | 7.75 | 18
2033/34 | 66.25 | 7.75 | 14
2033/34 | 66.75 | 7.75 | 10
2033/34 | 67.25 | 7.75 | 10
2033/34 | 67.75 | 7.75 | 21
2033/34 | 68.25 | 7.75 | 19
2033/34 | 68.75 | 7.75 | 28
2033/34 | 69.25 | 7.75 | 13
2033/34 | 69.75 | 7.75 | 12
2033/34 | 70.25 | 7.75 | 15
2033/34 | 70.75 | 7.75 | 25
2033/34 | 71.25 | 7.75 | 21
2033/34 | 71.75 | 7.75 | 19
2033/34 | 72.25 | 7.75 | 16
2033/34 | 72.75 | 7.75 | 22
2033/34 | 73.25 | 7.75 | 20
2033/34 | 73.75 | 7.75 | 14
2033/34 | 74.25 | 7.75 | 16
2033/34 | 74.75 | 7.75 | 19
2033/34 | 75.25 | 7.75 | 16
2033/34 | 75.75 | 7.75 | 13
2033/34 | 76.25 | 7.75 | 16
2033/34 | 76.75 | 7.75 | 20
2033/34 | 77.25 | 7.75 | 12
2033/34 | 77.75 | 7.75 | 15
2033/34 | 78.25 | 7.75 | 13
2033/34 | 78.75 | 7.75 | 15
2033/34 | 79.25 | 7.75 | 12
2033/34 | 79.75 | 7.75 | 10
2033/34 | 80.25 | 7.75 | 17
2033/34 | 80.75 | 7.75 | 14
2033/34 | 81.25 | 7.75 | 21
2033/34 | 81.75 | 7.75 | 15
2033/34 | 82.25 | 7.75 | 13
2033/34 | 82.75 | 7.75 | 9
2033/34 | 83.25 | 7.75 | 12
2033/34 | 83.75 | 7.75 | 7
2033/34 | 84.25 | 7.75 | 13
2033/34 | 84.75 | 7.75 | 13
2033/34 | 85.25 | 7.75 | 10
2033/34 | 85.75 | 7.75 | 11
2033/34 | 86.25 | 7.75 | 12
2033/34 | 86.75 | 7.75 | 18
2033/34 | 87.25 | 7.75 | 7
2033/34 | 87.75 | 7.75 | 9
2033/34 | 88.25 | 7.75 | 9
2033/34 | 88.75 | 7.75 | 10
2033/34 | 89.25 | 7.75 | 14
2033/34 | 89.75 | 7.75 | 13
2033/34 | 90.25 | 7.75 | 8
2033/34 | 90.75 | 7.75 | 10
2033/34 | 91.25 | 7.75 | 12
2033/34 | 91.75 | 7.75 | 7
2033/34 | 92.25 | 7.75 | 11
2033/34 | 92.75 | 7.75 | 8
2033/34 | 93.25 | 7.75 | 8
2033/34 | 93.75 | 7.75 | 11
2033/34 | 94.25 | 7.75 | 7
2033/34 | 94.75 | 7.75 | 9
2033/34 | 95.25 | 7.75 | 8
2033/34 | 95.75 | 7.75 | 9
2033/34 | 96.25 | 7.75 | 6
2033/34 | 96.75 | 7.75 | 11
2033/34 | 97.25 | 7.75 | 5
2033/34 | 97.75 | 7.75 | 11
2033/34 | 98.25 | 7.75 | 4
2033/34 | 98.75 | 7.75 | 7
2033/34 | 99.25 | 7.75 | 4
2033/34 | 99.75 | 7.75 | 12
2033/34 | 100.25 | 7.75 | 3
2033/34 | 100.75 | 7.75 | 8
2033/34 | 101.25 | 7.75 | 8
2033/34 | 101.75 | 7.75 | 6
2033/34 | 102.25 | 7.75 | 3
2033/34 | 102.75 | 7.75 | 4
2033/34 | 103.25 | 7.75 | 5
2033/34 | 103.75 | 7.75 | 8
2033/34 | 104.25 | 7.75 | 7
2033/34 | 104.75 | 7.75 | 4
2033/34 | 105.25 | 7.75 | 6
2033/34 | 105.75 | 7.75 | 5
2033/34 | 106.25 | 7.75 | 6
2033/34 | 106.75 | 7.75 | 3
2033/34 | 107.25 | 7.75 | 2
2033/34 | 107.75 | 7.75 | 11
2033/34 | 108.25 | 7.75 | 4
2033/34 | 108.75 | 7.75 | 3
2033/34 | 109.25 | 7.75 | 1
2033/34 | 109.75 | 7.75 | 5
2033/34 | 110.25 | 7.75 | 2
2033/34 | 110.75 | 7.75 | 1
2033/34 | 111.25 | 7.75 | 2
2033/34 | 111.75 | 7.75 | 9
2033/34 | 112.25 | 7.75 | 2
2033/34 | 112.75 | 7.75 | 5
2033/34 | 113.25 | 7.75 | 3
2033/34 | 113.75 | 7.75 | 7
2033/34 | 114.75 | 7.75 | 7
2033/34 | 115.25 | 7.75 | 1
2033/34 | 115.75 | 7.75 | 4
2033/34 | 116.25 | 7.75 | 3
2033/34 | 116.75 | 7.75 | 1
2033/34 | 117.25 | 7.75 | 5
2033/34 | 117.75 | 7.75 | 3
2033/34 | 118.25 | 7.75 | 2
2033/34 | 118.75 | 7.75 | 3
2033/34 | 119.25 | 7.75 | 2
2033/34 | 119.75 | 7.75 | 4
2033/34 | 120.25 | 7.75 | 2
2033/34 | 120.75 | 7.75 | 2
2033/34 | 121.25 | 7.75 | 4
2033/34 | 121.75 | 7.75 | 1
2033/34 | 123.75 | 7.75 | 2
2033/34 | 124.25 | 7.75 | 5
2033/34 | 124.75 | 7.75 | 1
2033/34 | 125.25 | 7.75 | 2
2033/34 | 125.75 | 7.75 | 2
2033/34 | 126.25 | 7.75 | 2
2033/34 | 127.25 | 7.75 | 3
2033/34 | 129.25 | 7.75 | 3
2033/34 | 129.75 | 7.75 | 3
2033/34 | 130.75 | 7.75 | 1
2033/34 | 131.25 | 7.75 | 2
2033/34 | 131.75 | 7.75 | 3
2033/34 | 132.25 | 7.75 | 1
2033/34 | 133.25 | 7.75 | 3
2033/34 | 133.75 | 7.75 | 1
2033/34 | 134.25 | 7.75 | 1
2033/34 | 134.75 | 7.75 | 1
2033/34 | 135.25 | 7.75 | 2
2033/34 | 136.25 | 7.75 | 1
2033/34 | 138.75 | 7.75 | 1
2033/34 | 141.25 | 7.75 | 3
2033/34 | 141.75 | 7.75 | 1
2033/34 | 142.25 | 7.75 | 1
2033/34 | 143.75 | 7.75 | 2
2033/34 | 147.25 | 7.75 | 1
2033/34 | 148.75 | 7.75 | 1
2033/34 | 149.75 | 7.75 | 1
2033/34 | 150.25 | 7.75 | 1
2033/34 | 150.75 | 7.75 | 1
2033/34 | 151.25 | 7.75 | 1
2033/34 | 154.25 | 7.75 | 1
2033/34 | 156.25 | 7.75 | 1
2033/34 | 158.75 | 7.75 | 1
2033/34 | 163.25 | 7.75 | 1
2033/34 | 164.75 | 7.75 | 1
2033/34 | 171.25 | 7.75 | 1
2033/34 | 185.25 | 7.75 | 1
2033/34 | 186.25 | 7.75 | 1
2033/34 | 192.25 | 7.75 | 1
2033/34 | 12.75 | 8.25 | 1
2033/34 | 13.25 | 8.25 | 3
2033/34 | 13.75 | 8.25 | 1
2033/34 | 14.25 | 8.25 | 1
2033/34 | 14.75 | 8.25 | 4
2033/34 | 15.25 | 8.25 | 3
2033/34 | 15.75 | 8.25 | 3
2033/34 | 16.25 | 8.25 | 3
2033/34 | 16.75 | 8.25 | 4
2033/34 | 17.25 | 8.25 | 4
2033/34 | 17.75 | 8.25 | 8
2033/34 | 18.25 | 8.25 | 4
2033/34 | 18.75 | 8.25 | 3
2033/34 | 19.25 | 8.25 | 3
2033/34 | 19.75 | 8.25 | 4
2033/34 | 20.25 | 8.25 | 8
2033/34 | 20.75 | 8.25 | 8
2033/34 | 21.25 | 8.25 | 10
2033/34 | 21.75 | 8.25 | 8
2033/34 | 22.25 | 8.25 | 7
2033/34 | 22.75 | 8.25 | 3
2033/34 | 23.25 | 8.25 | 8
2033/34 | 23.75 | 8.25 | 10
2033/34 | 24.25 | 8.25 | 9
2033/34 | 24.75 | 8.25 | 8
2033/34 | 25.25 | 8.25 | 8
2033/34 | 25.75 | 8.25 | 4
2033/34 | 26.25 | 8.25 | 9
2033/34 | 26.75 | 8.25 | 7
2033/34 | 27.25 | 8.25 | 6
2033/34 | 27.75 | 8.25 | 9
2033/34 | 28.25 | 8.25 | 15
2033/34 | 28.75 | 8.25 | 12
2033/34 | 29.25 | 8.25 | 9
2033/34 | 29.75 | 8.25 | 7
2033/34 | 30.25 | 8.25 | 13
2033/34 | 30.75 | 8.25 | 11
2033/34 | 31.25 | 8.25 | 8
2033/34 | 31.75 | 8.25 | 11
2033/34 | 32.25 | 8.25 | 6
2033/34 | 32.75 | 8.25 | 9
2033/34 | 33.25 | 8.25 | 12
2033/34 | 33.75 | 8.25 | 5
2033/34 | 34.25 | 8.25 | 12
2033/34 | 34.75 | 8.25 | 17
2033/34 | 35.25 | 8.25 | 13
2033/34 | 35.75 | 8.25 | 8
2033/34 | 36.25 | 8.25 | 15
2033/34 | 36.75 | 8.25 | 13
2033/34 | 37.25 | 8.25 | 13
2033/34 | 37.75 | 8.25 | 10
2033/34 | 38.25 | 8.25 | 20
2033/34 | 38.75 | 8.25 | 17
2033/34 | 39.25 | 8.25 | 12
2033/34 | 39.75 | 8.25 | 10
2033/34 | 40.25 | 8.25 | 12
2033/34 | 40.75 | 8.25 | 7
2033/34 | 41.25 | 8.25 | 15
2033/34 | 41.75 | 8.25 | 19
2033/34 | 42.25 | 8.25 | 15
2033/34 | 42.75 | 8.25 | 15
2033/34 | 43.25 | 8.25 | 16
2033/34 | 43.75 | 8.25 | 8
2033/34 | 44.25 | 8.25 | 12
2033/34 | 44.75 | 8.25 | 16
2033/34 | 45.25 | 8.25 | 6
2033/34 | 45.75 | 8.25 | 8
2033/34 | 46.25 | 8.25 | 11
2033/34 | 46.75 | 8.25 | 15
2033/34 | 47.25 | 8.25 | 10
2033/34 | 47.75 | 8.25 | 15
2033/34 | 48.25 | 8.25 | 14
2033/34 | 48.75 | 8.25 | 19
2033/34 | 49.25 | 8.25 | 14
2033/34 | 49.75 | 8.25 | 11
2033/34 | 50.25 | 8.25 | 12
2033/34 | 50.75 | 8.25 | 16
2033/34 | 51.25 | 8.25 | 17
2033/34 | 51.75 | 8.25 | 21
2033/34 | 52.25 | 8.25 | 13
2033/34 | 52.75 | 8.25 | 16
2033/34 | 53.25 | 8.25 | 13
2033/34 | 53.75 | 8.25 | 17
2033/34 | 54.25 | 8.25 | 20
2033/34 | 54.75 | 8.25 | 20
2033/34 | 55.25 | 8.25 | 12
2033/34 | 55.75 | 8.25 | 13
2033/34 | 56.25 | 8.25 | 17
2033/34 | 56.75 | 8.25 | 8
2033/34 | 57.25 | 8.25 | 16
2033/34 | 57.75 | 8.25 | 18
2033/34 | 58.25 | 8.25 | 16
2033/34 | 58.75 | 8.25 | 11
2033/34 | 59.25 | 8.25 | 16
2033/34 | 59.75 | 8.25 | 14
2033/34 | 60.25 | 8.25 | 17
2033/34 | 60.75 | 8.25 | 18
2033/34 | 61.25 | 8.25 | 10
2033/34 | 61.75 | 8.25 | 15
2033/34 | 62.25 | 8.25 | 26
2033/34 | 62.75 | 8.25 | 20
2033/34 | 63.25 | 8.25 | 23
2033/34 | 63.75 | 8.25 | 17
2033/34 | 64.25 | 8.25 | 19
2033/34 | 64.75 | 8.25 | 10
2033/34 | 65.25 | 8.25 | 12
2033/34 | 65.75 | 8.25 | 22
2033/34 | 66.25 | 8.25 | 12
2033/34 | 66.75 | 8.25 | 30
2033/34 | 67.25 | 8.25 | 22
2033/34 | 67.75 | 8.25 | 16
2033/34 | 68.25 | 8.25 | 14
2033/34 | 68.75 | 8.25 | 24
2033/34 | 69.25 | 8.25 | 14
2033/34 | 69.75 | 8.25 | 18
2033/34 | 70.25 | 8.25 | 16
2033/34 | 70.75 | 8.25 | 22
2033/34 | 71.25 | 8.25 | 20
2033/34 | 71.75 | 8.25 | 16
2033/34 | 72.25 | 8.25 | 15
2033/34 | 72.75 | 8.25 | 16
2033/34 | 73.25 | 8.25 | 15
2033/34 | 73.75 | 8.25 | 17
2033/34 | 74.25 | 8.25 | 15
2033/34 | 74.75 | 8.25 | 24
2033/34 | 75.25 | 8.25 | 16
2033/34 | 75.75 | 8.25 | 21
2033/34 | 76.25 | 8.25 | 15
2033/34 | 76.75 | 8.25 | 15
2033/34 | 77.25 | 8.25 | 21
2033/34 | 77.75 | 8.25 | 22
2033/34 | 78.25 | 8.25 | 16
2033/34 | 78.75 | 8.25 | 17
2033/34 | 79.25 | 8.25 | 18
2033/34 | 79.75 | 8.25 | 15
2033/34 | 80.25 | 8.25 | 15
2033/34 | 80.75 | 8.25 | 14
2033/34 | 81.25 | 8.25 | 11
2033/34 | 81.75 | 8.25 | 12
2033/34 | 82.25 | 8.25 | 11
2033/34 | 82.75 | 8.25 | 11
2033/34 | 83.25 | 8.25 | 14
2033/34 | 83.75 | 8.25 | 13
2033/34 | 84.25 | 8.25 | 14
2033/34 | 84.75 | 8.25 | 12
2033/34 | 85.25 | 8.25 | 11
2033/34 | 85.75 | 8.25 | 13
2033/34 | 86.25 | 8.25 | 12
2033/34 | 86.75 | 8.25 | 17
2033/34 | 87.25 | 8.25 | 12
2033/34 | 87.75 | 8.25 | 7
2033/34 | 88.25 | 8.25 | 11
2033/34 | 88.75 | 8.25 | 11
2033/34 | 89.25 | 8.25 | 7
2033/34 | 89.75 | 8.25 | 9
2033/34 | 90.25 | 8.25 | 7
2033/34 | 90.75 | 8.25 | 9
2033/34 | 91.25 | 8.25 | 8
2033/34 | 91.75 | 8.25 | 12
2033/34 | 92.25 | 8.25 | 8
2033/34 | 92.75 | 8.25 | 5
2033/34 | 93.25 | 8.25 | 9
2033/34 | 93.75 | 8.25 | 14
2033/34 | 94.25 | 8.25 | 6
2033/34 | 94.75 | 8.25 | 7
2033/34 | 95.25 | 8.25 | 11
2033/34 | 95.75 | 8.25 | 7
2033/34 | 96.25 | 8.25 | 5
2033/34 | 96.75 | 8.25 | 9
2033/34 | 97.25 | 8.25 | 2
2033/34 | 97.75 | 8.25 | 6
2033/34 | 98.25 | 8.25 | 13
2033/34 | 98.75 | 8.25 | 6
2033/34 | 99.25 | 8.25 | 5
2033/34 | 99.75 | 8.25 | 5
2033/34 | 100.25 | 8.25 | 8
2033/34 | 100.75 | 8.25 | 5
2033/34 | 101.25 | 8.25 | 7
2033/34 | 101.75 | 8.25 | 4
2033/34 | 102.25 | 8.25 | 9
2033/34 | 102.75 | 8.25 | 6
2033/34 | 103.25 | 8.25 | 2
2033/34 | 103.75 | 8.25 | 8
2033/34 | 104.25 | 8.25 | 7
2033/34 | 104.75 | 8.25 | 1
2033/34 | 105.25 | 8.25 | 2
2033/34 | 105.75 | 8.25 | 6
2033/34 | 106.25 | 8.25 | 4
2033/34 | 106.75 | 8.25 | 4
2033/34 | 107.25 | 8.25 | 7
2033/34 | 107.75 | 8.25 | 6
2033/34 | 108.25 | 8.25 | 1
2033/34 | 108.75 | 8.25 | 5
2033/34 | 109.25 | 8.25 | 8
2033/34 | 109.75 | 8.25 | 3
2033/34 | 110.25 | 8.25 | 1
2033/34 | 110.75 | 8.25 | 3
2033/34 | 111.25 | 8.25 | 4
2033/34 | 111.75 | 8.25 | 1
2033/34 | 112.25 | 8.25 | 1
2033/34 | 112.75 | 8.25 | 3
2033/34 | 113.25 | 8.25 | 6
2033/34 | 113.75 | 8.25 | 4
2033/34 | 114.25 | 8.25 | 1
2033/34 | 114.75 | 8.25 | 4
2033/34 | 115.25 | 8.25 | 5
2033/34 | 115.75 | 8.25 | 5
2033/34 | 116.25 | 8.25 | 4
2033/34 | 116.75 | 8.25 | 3
2033/34 | 117.25 | 8.25 | 2
2033/34 | 117.75 | 8.25 | 6
2033/34 | 118.25 | 8.25 | 1
2033/34 | 119.25 | 8.25 | 1
2033/34 | 119.75 | 8.25 | 2
2033/34 | 120.75 | 8.25 | 5
2033/34 | 121.25 | 8.25 | 1
2033/34 | 121.75 | 8.25 | 1
2033/34 | 122.25 | 8.25 | 2
2033/34 | 122.75 | 8.25 | 2
2033/34 | 123.25 | 8.25 | 4
2033/34 | 123.75 | 8.25 | 1
2033/34 | 124.25 | 8.25 | 1
2033/34 | 124.75 | 8.25 | 1
2033/34 | 125.25 | 8.25 | 3
2033/34 | 125.75 | 8.25 | 2
2033/34 | 126.25 | 8.25 | 1
2033/34 | 127.25 | 8.25 | 2
2033/34 | 127.75 | 8.25 | 4
2033/34 | 128.25 | 8.25 | 1
2033/34 | 129.25 | 8.25 | 2
2033/34 | 129.75 | 8.25 | 1
2033/34 | 130.25 | 8.25 | 1
2033/34 | 130.75 | 8.25 | 2
2033/34 | 131.25 | 8.25 | 2
2033/34 | 132.25 | 8.25 | 2
2033/34 | 132.75 | 8.25 | 1
2033/34 | 133.75 | 8.25 | 3
2033/34 | 136.25 | 8.25 | 2
2033/34 | 136.75 | 8.25 | 1
2033/34 | 137.25 | 8.25 | 2
2033/34 | 137.75 | 8.25 | 1
2033/34 | 138.25 | 8.25 | 1
2033/34 | 139.75 | 8.25 | 1
2033/34 | 140.25 | 8.25 | 1
2033/34 | 141.75 | 8.25 | 1
2033/34 | 142.25 | 8.25 | 1
2033/34 | 145.25 | 8.25 | 1
2033/34 | 147.25 | 8.25 | 1
2033/34 | 147.75 | 8.25 | 1
2033/34 | 149.25 | 8.25 | 1
2033/34 | 149.75 | 8.25 | 2
2033/34 | 151.25 | 8.25 | 1
2033/34 | 151.75 | 8.25 | 2
2033/34 | 152.25 | 8.25 | 1
2033/34 | 153.25 | 8.25 | 1
2033/34 | 156.25 | 8.25 | 2
2033/34 | 156.75 | 8.25 | 1
2033/34 | 161.25 | 8.25 | 1
2033/34 | 164.75 | 8.25 | 2
2033/34 | 165.25 | 8.25 | 1
2033/34 | 176.25 | 8.25 | 1
2033/34 | 213.75 | 8.25 | 1
2033/34 | 13.75 | 8.75 | 1
2033/34 | 14.25 | 8.75 | 1
2033/34 | 14.75 | 8.75 | 1
2033/34 | 15.25 | 8.75 | 3
2033/34 | 15.75 | 8.75 | 1
2033/34 | 16.25 | 8.75 | 5
2033/34 | 16.75 | 8.75 | 2
2033/34 | 17.25 | 8.75 | 2
2033/34 | 17.75 | 8.75 | 6
2033/34 | 18.25 | 8.75 | 8
2033/34 | 18.75 | 8.75 | 9
2033/34 | 19.25 | 8.75 | 10
2033/34 | 19.75 | 8.75 | 4
2033/34 | 20.25 | 8.75 | 6
2033/34 | 20.75 | 8.75 | 8
2033/34 | 21.25 | 8.75 | 8
2033/34 | 21.75 | 8.75 | 5
2033/34 | 22.25 | 8.75 | 7
2033/34 | 22.75 | 8.75 | 9
2033/34 | 23.25 | 8.75 | 7
2033/34 | 23.75 | 8.75 | 14
2033/34 | 24.25 | 8.75 | 13
2033/34 | 24.75 | 8.75 | 9
2033/34 | 25.25 | 8.75 | 9
2033/34 | 25.75 | 8.75 | 4
2033/34 | 26.25 | 8.75 | 8
2033/34 | 26.75 | 8.75 | 11
2033/34 | 27.25 | 8.75 | 8
2033/34 | 27.75 | 8.75 | 8
2033/34 | 28.25 | 8.75 | 8
2033/34 | 28.75 | 8.75 | 5
2033/34 | 29.25 | 8.75 | 10
2033/34 | 29.75 | 8.75 | 8
2033/34 | 30.25 | 8.75 | 7
2033/34 | 30.75 | 8.75 | 10
2033/34 | 31.25 | 8.75 | 10
2033/34 | 31.75 | 8.75 | 7
2033/34 | 32.25 | 8.75 | 9
2033/34 | 32.75 | 8.75 | 11
2033/34 | 33.25 | 8.75 | 9
2033/34 | 33.75 | 8.75 | 8
2033/34 | 34.25 | 8.75 | 9
2033/34 | 34.75 | 8.75 | 15
2033/34 | 35.25 | 8.75 | 12
2033/34 | 35.75 | 8.75 | 15
2033/34 | 36.25 | 8.75 | 14
2033/34 | 36.75 | 8.75 | 11
2033/34 | 37.25 | 8.75 | 10
2033/34 | 37.75 | 8.75 | 18
2033/34 | 38.25 | 8.75 | 18
2033/34 | 38.75 | 8.75 | 17
2033/34 | 39.25 | 8.75 | 16
2033/34 | 39.75 | 8.75 | 11
2033/34 | 40.25 | 8.75 | 12
2033/34 | 40.75 | 8.75 | 13
2033/34 | 41.25 | 8.75 | 14
2033/34 | 41.75 | 8.75 | 13
2033/34 | 42.25 | 8.75 | 13
2033/34 | 42.75 | 8.75 | 7
2033/34 | 43.25 | 8.75 | 16
2033/34 | 43.75 | 8.75 | 21
2033/34 | 44.25 | 8.75 | 14
2033/34 | 44.75 | 8.75 | 10
2033/34 | 45.25 | 8.75 | 18
2033/34 | 45.75 | 8.75 | 17
2033/34 | 46.25 | 8.75 | 13
2033/34 | 46.75 | 8.75 | 13
2033/34 | 47.25 | 8.75 | 15
2033/34 | 47.75 | 8.75 | 13
2033/34 | 48.25 | 8.75 | 20
2033/34 | 48.75 | 8.75 | 11
2033/34 | 49.25 | 8.75 | 17
2033/34 | 49.75 | 8.75 | 20
2033/34 | 50.25 | 8.75 | 17
2033/34 | 50.75 | 8.75 | 16
2033/34 | 51.25 | 8.75 | 14
2033/34 | 51.75 | 8.75 | 15
2033/34 | 52.25 | 8.75 | 16
2033/34 | 52.75 | 8.75 | 14
2033/34 | 53.25 | 8.75 | 13
2033/34 | 53.75 | 8.75 | 14
2033/34 | 54.25 | 8.75 | 14
2033/34 | 54.75 | 8.75 | 11
2033/34 | 55.25 | 8.75 | 17
2033/34 | 55.75 | 8.75 | 19
2033/34 | 56.25 | 8.75 | 14
2033/34 | 56.75 | 8.75 | 17
2033/34 | 57.25 | 8.75 | 17
2033/34 | 57.75 | 8.75 | 12
2033/34 | 58.25 | 8.75 | 14
2033/34 | 58.75 | 8.75 | 19
2033/34 | 59.25 | 8.75 | 12
2033/34 | 59.75 | 8.75 | 11
2033/34 | 60.25 | 8.75 | 12
2033/34 | 60.75 | 8.75 | 15
2033/34 | 61.25 | 8.75 | 13
2033/34 | 61.75 | 8.75 | 14
2033/34 | 62.25 | 8.75 | 14
2033/34 | 62.75 | 8.75 | 14
2033/34 | 63.25 | 8.75 | 17
2033/34 | 63.75 | 8.75 | 18
2033/34 | 64.25 | 8.75 | 22
2033/34 | 64.75 | 8.75 | 24
2033/34 | 65.25 | 8.75 | 15
2033/34 | 65.75 | 8.75 | 20
2033/34 | 66.25 | 8.75 | 15
2033/34 | 66.75 | 8.75 | 14
2033/34 | 67.25 | 8.75 | 13
2033/34 | 67.75 | 8.75 | 19
2033/34 | 68.25 | 8.75 | 22
2033/34 | 68.75 | 8.75 | 27
2033/34 | 69.25 | 8.75 | 18
2033/34 | 69.75 | 8.75 | 20
2033/34 | 70.25 | 8.75 | 23
2033/34 | 70.75 | 8.75 | 16
2033/34 | 71.25 | 8.75 | 15
2033/34 | 71.75 | 8.75 | 19
2033/34 | 72.25 | 8.75 | 20
2033/34 | 72.75 | 8.75 | 25
2033/34 | 73.25 | 8.75 | 18
2033/34 | 73.75 | 8.75 | 9
2033/34 | 74.25 | 8.75 | 18
2033/34 | 74.75 | 8.75 | 23
2033/34 | 75.25 | 8.75 | 12
2033/34 | 75.75 | 8.75 | 22
2033/34 | 76.25 | 8.75 | 19
2033/34 | 76.75 | 8.75 | 20
2033/34 | 77.25 | 8.75 | 13
2033/34 | 77.75 | 8.75 | 16
2033/34 | 78.25 | 8.75 | 15
2033/34 | 78.75 | 8.75 | 19
2033/34 | 79.25 | 8.75 | 17
2033/34 | 79.75 | 8.75 | 9
2033/34 | 80.25 | 8.75 | 20
2033/34 | 80.75 | 8.75 | 10
2033/34 | 81.25 | 8.75 | 14
2033/34 | 81.75 | 8.75 | 13
2033/34 | 82.25 | 8.75 | 20
2033/34 | 82.75 | 8.75 | 21
2033/34 | 83.25 | 8.75 | 23
2033/34 | 83.75 | 8.75 | 17
2033/34 | 84.25 | 8.75 | 13
2033/34 | 84.75 | 8.75 | 10
2033/34 | 85.25 | 8.75 | 9
2033/34 | 85.75 | 8.75 | 15
2033/34 | 86.25 | 8.75 | 12
2033/34 | 86.75 | 8.75 | 13
2033/34 | 87.25 | 8.75 | 18
2033/34 | 87.75 | 8.75 | 7
2033/34 | 88.25 | 8.75 | 16
2033/34 | 88.75 | 8.75 | 8
2033/34 | 89.25 | 8.75 | 14
2033/34 | 89.75 | 8.75 | 12
2033/34 | 90.25 | 8.75 | 11
2033/34 | 90.75 | 8.75 | 5
2033/34 | 91.25 | 8.75 | 12
2033/34 | 91.75 | 8.75 | 11
2033/34 | 92.25 | 8.75 | 15
2033/34 | 92.75 | 8.75 | 14
2033/34 | 93.25 | 8.75 | 13
2033/34 | 93.75 | 8.75 | 10
2033/34 | 94.25 | 8.75 | 5
2033/34 | 94.75 | 8.75 | 11
2033/34 | 95.25 | 8.75 | 11
2033/34 | 95.75 | 8.75 | 6
2033/34 | 96.25 | 8.75 | 9
2033/34 | 96.75 | 8.75 | 6
2033/34 | 97.25 | 8.75 | 7
2033/34 | 97.75 | 8.75 | 8
2033/34 | 98.25 | 8.75 | 6
2033/34 | 98.75 | 8.75 | 8
2033/34 | 99.25 | 8.75 | 8
2033/34 | 99.75 | 8.75 | 6
2033/34 | 100.25 | 8.75 | 9
2033/34 | 100.75 | 8.75 | 5
2033/34 | 101.25 | 8.75 | 6
2033/34 | 101.75 | 8.75 | 8
2033/34 | 102.25 | 8.75 | 9
2033/34 | 102.75 | 8.75 | 11
2033/34 | 103.25 | 8.75 | 7
2033/34 | 103.75 | 8.75 | 7
2033/34 | 104.25 | 8.75 | 7
2033/34 | 104.75 | 8.75 | 7
2033/34 | 105.25 | 8.75 | 11
2033/34 | 105.75 | 8.75 | 4
2033/34 | 106.25 | 8.75 | 2
2033/34 | 106.75 | 8.75 | 2
2033/34 | 107.25 | 8.75 | 4
2033/34 | 107.75 | 8.75 | 7
2033/34 | 108.25 | 8.75 | 1
2033/34 | 108.75 | 8.75 | 4
2033/34 | 109.25 | 8.75 | 2
2033/34 | 109.75 | 8.75 | 7
2033/34 | 110.25 | 8.75 | 6
2033/34 | 110.75 | 8.75 | 3
2033/34 | 111.25 | 8.75 | 9
2033/34 | 111.75 | 8.75 | 6
2033/34 | 112.25 | 8.75 | 4
2033/34 | 112.75 | 8.75 | 5
2033/34 | 113.25 | 8.75 | 5
2033/34 | 113.75 | 8.75 | 7
2033/34 | 114.25 | 8.75 | 3
2033/34 | 114.75 | 8.75 | 1
2033/34 | 115.25 | 8.75 | 2
2033/34 | 115.75 | 8.75 | 4
2033/34 | 116.25 | 8.75 | 2
2033/34 | 116.75 | 8.75 | 6
2033/34 | 117.75 | 8.75 | 4
2033/34 | 118.25 | 8.75 | 4
2033/34 | 118.75 | 8.75 | 4
2033/34 | 119.25 | 8.75 | 4
2033/34 | 119.75 | 8.75 | 2
2033/34 | 120.25 | 8.75 | 6
2033/34 | 120.75 | 8.75 | 2
2033/34 | 121.25 | 8.75 | 2
2033/34 | 121.75 | 8.75 | 2
2033/34 | 122.25 | 8.75 | 1
2033/34 | 122.75 | 8.75 | 3
2033/34 | 123.25 | 8.75 | 3
2033/34 | 123.75 | 8.75 | 4
2033/34 | 125.25 | 8.75 | 4
2033/34 | 125.75 | 8.75 | 3
2033/34 | 126.25 | 8.75 | 4
2033/34 | 126.75 | 8.75 | 2
2033/34 | 127.25 | 8.75 | 2
2033/34 | 127.75 | 8.75 | 4
2033/34 | 128.25 | 8.75 | 3
2033/34 | 129.25 | 8.75 | 2
2033/34 | 129.75 | 8.75 | 1
2033/34 | 130.25 | 8.75 | 1
2033/34 | 130.75 | 8.75 | 4
2033/34 | 131.75 | 8.75 | 1
2033/34 | 132.25 | 8.75 | 3
2033/34 | 133.25 | 8.75 | 4
2033/34 | 133.75 | 8.75 | 1
2033/34 | 134.25 | 8.75 | 1
2033/34 | 134.75 | 8.75 | 2
2033/34 | 135.25 | 8.75 | 1
2033/34 | 136.25 | 8.75 | 1
2033/34 | 136.75 | 8.75 | 1
2033/34 | 137.25 | 8.75 | 1
2033/34 | 138.75 | 8.75 | 1
2033/34 | 139.25 | 8.75 | 2
2033/34 | 140.75 | 8.75 | 1
2033/34 | 143.25 | 8.75 | 2
2033/34 | 144.75 | 8.75 | 1
2033/34 | 149.25 | 8.75 | 1
2033/34 | 150.25 | 8.75 | 1
2033/34 | 156.25 | 8.75 | 2
2033/34 | 156.75 | 8.75 | 2
2033/34 | 157.75 | 8.75 | 1
2033/34 | 160.25 | 8.75 | 1
2033/34 | 161.25 | 8.75 | 1
2033/34 | 165.25 | 8.75 | 1
2033/34 | 166.75 | 8.75 | 1
2033/34 | 178.75 | 8.75 | 1
2033/34 | 192.25 | 8.75 | 1
2033/34 | 13.75 | 9.25 | 2
2033/34 | 14.25 | 9.25 | 2
2033/34 | 15.75 | 9.25 | 1
2033/34 | 16.75 | 9.25 | 3
2033/34 | 17.25 | 9.25 | 2
2033/34 | 17.75 | 9.25 | 7
2033/34 | 18.25 | 9.25 | 7
2033/34 | 18.75 | 9.25 | 5
2033/34 | 19.25 | 9.25 | 5
2033/34 | 19.75 | 9.25 | 5
2033/34 | 20.25 | 9.25 | 5
2033/34 | 20.75 | 9.25 | 3
2033/34 | 21.25 | 9.25 | 7
2033/34 | 21.75 | 9.25 | 8
2033/34 | 22.25 | 9.25 | 3
2033/34 | 22.75 | 9.25 | 5
2033/34 | 23.25 | 9.25 | 9
2033/34 | 23.75 | 9.25 | 12
2033/34 | 24.25 | 9.25 | 7
2033/34 | 24.75 | 9.25 | 3
2033/34 | 25.25 | 9.25 | 12
2033/34 | 25.75 | 9.25 | 12
2033/34 | 26.25 | 9.25 | 16
2033/34 | 26.75 | 9.25 | 8
2033/34 | 27.25 | 9.25 | 12
2033/34 | 27.75 | 9.25 | 5
2033/34 | 28.25 | 9.25 | 10
2033/34 | 28.75 | 9.25 | 9
2033/34 | 29.25 | 9.25 | 15
2033/34 | 29.75 | 9.25 | 12
2033/34 | 30.25 | 9.25 | 12
2033/34 | 30.75 | 9.25 | 8
2033/34 | 31.25 | 9.25 | 12
2033/34 | 31.75 | 9.25 | 14
2033/34 | 32.25 | 9.25 | 16
2033/34 | 32.75 | 9.25 | 6
2033/34 | 33.25 | 9.25 | 11
2033/34 | 33.75 | 9.25 | 16
2033/34 | 34.25 | 9.25 | 7
2033/34 | 34.75 | 9.25 | 16
2033/34 | 35.25 | 9.25 | 11
2033/34 | 35.75 | 9.25 | 18
2033/34 | 36.25 | 9.25 | 17
2033/34 | 36.75 | 9.25 | 21
2033/34 | 37.25 | 9.25 | 10
2033/34 | 37.75 | 9.25 | 14
2033/34 | 38.25 | 9.25 | 12
2033/34 | 38.75 | 9.25 | 16
2033/34 | 39.25 | 9.25 | 12
2033/34 | 39.75 | 9.25 | 15
2033/34 | 40.25 | 9.25 | 11
2033/34 | 40.75 | 9.25 | 15
2033/34 | 41.25 | 9.25 | 18
2033/34 | 41.75 | 9.25 | 17
2033/34 | 42.25 | 9.25 | 21
2033/34 | 42.75 | 9.25 | 13
2033/34 | 43.25 | 9.25 | 17
2033/34 | 43.75 | 9.25 | 14
2033/34 | 44.25 | 9.25 | 23
2033/34 | 44.75 | 9.25 | 17
2033/34 | 45.25 | 9.25 | 12
2033/34 | 45.75 | 9.25 | 20
2033/34 | 46.25 | 9.25 | 15
2033/34 | 46.75 | 9.25 | 18
2033/34 | 47.25 | 9.25 | 16
2033/34 | 47.75 | 9.25 | 13
2033/34 | 48.25 | 9.25 | 11
2033/34 | 48.75 | 9.25 | 9
2033/34 | 49.25 | 9.25 | 18
2033/34 | 49.75 | 9.25 | 14
2033/34 | 50.25 | 9.25 | 14
2033/34 | 50.75 | 9.25 | 19
2033/34 | 51.25 | 9.25 | 25
2033/34 | 51.75 | 9.25 | 12
2033/34 | 52.25 | 9.25 | 15
2033/34 | 52.75 | 9.25 | 14
2033/34 | 53.25 | 9.25 | 17
2033/34 | 53.75 | 9.25 | 19
2033/34 | 54.25 | 9.25 | 25
2033/34 | 54.75 | 9.25 | 14
2033/34 | 55.25 | 9.25 | 19
2033/34 | 55.75 | 9.25 | 15
2033/34 | 56.25 | 9.25 | 24
2033/34 | 56.75 | 9.25 | 22
2033/34 | 57.25 | 9.25 | 17
2033/34 | 57.75 | 9.25 | 17
2033/34 | 58.25 | 9.25 | 10
2033/34 | 58.75 | 9.25 | 8
2033/34 | 59.25 | 9.25 | 17
2033/34 | 59.75 | 9.25 | 20
2033/34 | 60.25 | 9.25 | 17
2033/34 | 60.75 | 9.25 | 21
2033/34 | 61.25 | 9.25 | 21
2033/34 | 61.75 | 9.25 | 22
2033/34 | 62.25 | 9.25 | 16
2033/34 | 62.75 | 9.25 | 16
2033/34 | 63.25 | 9.25 | 25
2033/34 | 63.75 | 9.25 | 21
2033/34 | 64.25 | 9.25 | 20
2033/34 | 64.75 | 9.25 | 15
2033/34 | 65.25 | 9.25 | 16
2033/34 | 65.75 | 9.25 | 22
2033/34 | 66.25 | 9.25 | 22
2033/34 | 66.75 | 9.25 | 20
2033/34 | 67.25 | 9.25 | 16
2033/34 | 67.75 | 9.25 | 24
2033/34 | 68.25 | 9.25 | 24
2033/34 | 68.75 | 9.25 | 21
2033/34 | 69.25 | 9.25 | 17
2033/34 | 69.75 | 9.25 | 19
2033/34 | 70.25 | 9.25 | 24
2033/34 | 70.75 | 9.25 | 20
2033/34 | 71.25 | 9.25 | 24
2033/34 | 71.75 | 9.25 | 16
2033/34 | 72.25 | 9.25 | 21
2033/34 | 72.75 | 9.25 | 19
2033/34 | 73.25 | 9.25 | 19
2033/34 | 73.75 | 9.25 | 23
2033/34 | 74.25 | 9.25 | 13
2033/34 | 74.75 | 9.25 | 13
2033/34 | 75.25 | 9.25 | 22
2033/34 | 75.75 | 9.25 | 11
2033/34 | 76.25 | 9.25 | 24
2033/34 | 76.75 | 9.25 | 21
2033/34 | 77.25 | 9.25 | 18
2033/34 | 77.75 | 9.25 | 13
2033/34 | 78.25 | 9.25 | 16
2033/34 | 78.75 | 9.25 | 12
2033/34 | 79.25 | 9.25 | 17
2033/34 | 79.75 | 9.25 | 12
2033/34 | 80.25 | 9.25 | 22
2033/34 | 80.75 | 9.25 | 15
2033/34 | 81.25 | 9.25 | 18
2033/34 | 81.75 | 9.25 | 17
2033/34 | 82.25 | 9.25 | 15
2033/34 | 82.75 | 9.25 | 18
2033/34 | 83.25 | 9.25 | 11
2033/34 | 83.75 | 9.25 | 20
2033/34 | 84.25 | 9.25 | 19
2033/34 | 84.75 | 9.25 | 4
2033/34 | 85.25 | 9.25 | 14
2033/34 | 85.75 | 9.25 | 13
2033/34 | 86.25 | 9.25 | 15
2033/34 | 86.75 | 9.25 | 16
2033/34 | 87.25 | 9.25 | 7
2033/34 | 87.75 | 9.25 | 9
2033/34 | 88.25 | 9.25 | 13
2033/34 | 88.75 | 9.25 | 19
2033/34 | 89.25 | 9.25 | 12
2033/34 | 89.75 | 9.25 | 14
2033/34 | 90.25 | 9.25 | 10
2033/34 | 90.75 | 9.25 | 23
2033/34 | 91.25 | 9.25 | 13
2033/34 | 91.75 | 9.25 | 6
2033/34 | 92.25 | 9.25 | 16
2033/34 | 92.75 | 9.25 | 12
2033/34 | 93.25 | 9.25 | 10
2033/34 | 93.75 | 9.25 | 13
2033/34 | 94.25 | 9.25 | 8
2033/34 | 94.75 | 9.25 | 10
2033/34 | 95.25 | 9.25 | 11
2033/34 | 95.75 | 9.25 | 11
2033/34 | 96.25 | 9.25 | 12
2033/34 | 96.75 | 9.25 | 5
2033/34 | 97.25 | 9.25 | 11
2033/34 | 97.75 | 9.25 | 5
2033/34 | 98.25 | 9.25 | 10
2033/34 | 98.75 | 9.25 | 8
2033/34 | 99.25 | 9.25 | 11
2033/34 | 99.75 | 9.25 | 6
2033/34 | 100.25 | 9.25 | 8
2033/34 | 100.75 | 9.25 | 7
2033/34 | 101.25 | 9.25 | 7
2033/34 | 101.75 | 9.25 | 7
2033/34 | 102.25 | 9.25 | 5
2033/34 | 102.75 | 9.25 | 7
2033/34 | 103.25 | 9.25 | 16
2033/34 | 103.75 | 9.25 | 9
2033/34 | 104.25 | 9.25 | 5
2033/34 | 104.75 | 9.25 | 11
2033/34 | 105.25 | 9.25 | 11
2033/34 | 105.75 | 9.25 | 8
2033/34 | 106.25 | 9.25 | 2
2033/34 | 106.75 | 9.25 | 13
2033/34 | 107.25 | 9.25 | 8
2033/34 | 107.75 | 9.25 | 5
2033/34 | 108.25 | 9.25 | 7
2033/34 | 108.75 | 9.25 | 5
2033/34 | 109.25 | 9.25 | 7
2033/34 | 109.75 | 9.25 | 6
2033/34 | 110.25 | 9.25 | 5
2033/34 | 110.75 | 9.25 | 5
2033/34 | 111.25 | 9.25 | 2
2033/34 | 111.75 | 9.25 | 6
2033/34 | 112.25 | 9.25 | 6
2033/34 | 112.75 | 9.25 | 2
2033/34 | 113.25 | 9.25 | 4
2033/34 | 113.75 | 9.25 | 4
2033/34 | 114.75 | 9.25 | 5
2033/34 | 115.25 | 9.25 | 3
2033/34 | 115.75 | 9.25 | 3
2033/34 | 116.25 | 9.25 | 5
2033/34 | 117.25 | 9.25 | 2
2033/34 | 117.75 | 9.25 | 4
2033/34 | 118.25 | 9.25 | 6
2033/34 | 118.75 | 9.25 | 3
2033/34 | 119.25 | 9.25 | 2
2033/34 | 119.75 | 9.25 | 4
2033/34 | 120.25 | 9.25 | 3
2033/34 | 120.75 | 9.25 | 3
2033/34 | 121.25 | 9.25 | 4
2033/34 | 121.75 | 9.25 | 5
2033/34 | 122.25 | 9.25 | 3
2033/34 | 122.75 | 9.25 | 4
2033/34 | 123.25 | 9.25 | 1
2033/34 | 123.75 | 9.25 | 2
2033/34 | 124.25 | 9.25 | 3
2033/34 | 124.75 | 9.25 | 2
2033/34 | 125.25 | 9.25 | 5
2033/34 | 125.75 | 9.25 | 1
2033/34 | 126.25 | 9.25 | 2
2033/34 | 126.75 | 9.25 | 1
2033/34 | 127.25 | 9.25 | 3
2033/34 | 127.75 | 9.25 | 2
2033/34 | 128.25 | 9.25 | 2
2033/34 | 128.75 | 9.25 | 2
2033/34 | 129.25 | 9.25 | 1
2033/34 | 129.75 | 9.25 | 1
2033/34 | 130.25 | 9.25 | 4
2033/34 | 130.75 | 9.25 | 3
2033/34 | 131.25 | 9.25 | 2
2033/34 | 131.75 | 9.25 | 1
2033/34 | 132.25 | 9.25 | 3
2033/34 | 132.75 | 9.25 | 2
2033/34 | 133.25 | 9.25 | 4
2033/34 | 133.75 | 9.25 | 1
2033/34 | 134.25 | 9.25 | 3
2033/34 | 135.25 | 9.25 | 1
2033/34 | 136.25 | 9.25 | 3
2033/34 | 136.75 | 9.25 | 1
2033/34 | 137.25 | 9.25 | 1
2033/34 | 138.25 | 9.25 | 3
2033/34 | 138.75 | 9.25 | 1
2033/34 | 139.75 | 9.25 | 1
2033/34 | 140.75 | 9.25 | 1
2033/34 | 141.25 | 9.25 | 1
2033/34 | 141.75 | 9.25 | 1
2033/34 | 142.75 | 9.25 | 2
2033/34 | 143.25 | 9.25 | 2
2033/34 | 146.25 | 9.25 | 1
2033/34 | 146.75 | 9.25 | 1
2033/34 | 147.25 | 9.25 | 2
2033/34 | 147.75 | 9.25 | 2
2033/34 | 148.25 | 9.25 | 1
2033/34 | 148.75 | 9.25 | 1
2033/34 | 150.25 | 9.25 | 2
2033/34 | 151.25 | 9.25 | 1
2033/34 | 151.75 | 9.25 | 1
2033/34 | 152.25 | 9.25 | 1
2033/34 | 153.25 | 9.25 | 1
2033/34 | 153.75 | 9.25 | 1
2033/34 | 154.75 | 9.25 | 1
2033/34 | 155.75 | 9.25 | 1
2033/34 | 156.25 | 9.25 | 1
2033/34 | 158.75 | 9.25 | 1
2033/34 | 161.75 | 9.25 | 1
2033/34 | 162.75 | 9.25 | 1
2033/34 | 165.25 | 9.25 | 1
2033/34 | 165.75 | 9.25 | 3
2033/34 | 170.25 | 9.25 | 1
2033/34 | 173.75 | 9.25 | 1
2033/34 | 178.75 | 9.25 | 1
2033/34 | 195.75 | 9.25 | 1
2033/34 | 14.25 | 9.75 | 2
2033/34 | 14.75 | 9.75 | 1
2033/34 | 15.75 | 9.75 | 1
2033/34 | 16.75 | 9.75 | 3
2033/34 | 17.25 | 9.75 | 2
2033/34 | 17.75 | 9.75 | 5
2033/34 | 18.25 | 9.75 | 4
2033/34 | 18.75 | 9.75 | 5
2033/34 | 19.25 | 9.75 | 4
2033/34 | 19.75 | 9.75 | 10
2033/34 | 20.25 | 9.75 | 5
2033/34 | 20.75 | 9.75 | 4
2033/34 | 21.25 | 9.75 | 6
2033/34 | 21.75 | 9.75 | 10
2033/34 | 22.25 | 9.75 | 6
2033/34 | 22.75 | 9.75 | 6
2033/34 | 23.25 | 9.75 | 9
2033/34 | 23.75 | 9.75 | 7
2033/34 | 24.25 | 9.75 | 8
2033/34 | 24.75 | 9.75 | 11
2033/34 | 25.25 | 9.75 | 6
2033/34 | 25.75 | 9.75 | 10
2033/34 | 26.25 | 9.75 | 7
2033/34 | 26.75 | 9.75 | 17
2033/34 | 27.25 | 9.75 | 9
2033/34 | 27.75 | 9.75 | 6
2033/34 | 28.25 | 9.75 | 13
2033/34 | 28.75 | 9.75 | 9
2033/34 | 29.25 | 9.75 | 9
2033/34 | 29.75 | 9.75 | 10
2033/34 | 30.25 | 9.75 | 16
2033/34 | 30.75 | 9.75 | 10
2033/34 | 31.25 | 9.75 | 7
2033/34 | 31.75 | 9.75 | 9
2033/34 | 32.25 | 9.75 | 16
2033/34 | 32.75 | 9.75 | 14
2033/34 | 33.25 | 9.75 | 15
2033/34 | 33.75 | 9.75 | 11
2033/34 | 34.25 | 9.75 | 11
2033/34 | 34.75 | 9.75 | 14
2033/34 | 35.25 | 9.75 | 11
2033/34 | 35.75 | 9.75 | 16
2033/34 | 36.25 | 9.75 | 15
2033/34 | 36.75 | 9.75 | 18
2033/34 | 37.25 | 9.75 | 23
2033/34 | 37.75 | 9.75 | 9
2033/34 | 38.25 | 9.75 | 15
2033/34 | 38.75 | 9.75 | 15
2033/34 | 39.25 | 9.75 | 15
2033/34 | 39.75 | 9.75 | 16
2033/34 | 40.25 | 9.75 | 9
2033/34 | 40.75 | 9.75 | 20
2033/34 | 41.25 | 9.75 | 18
2033/34 | 41.75 | 9.75 | 17
2033/34 | 42.25 | 9.75 | 13
2033/34 | 42.75 | 9.75 | 13
2033/34 | 43.25 | 9.75 | 11
2033/34 | 43.75 | 9.75 | 16
2033/34 | 44.25 | 9.75 | 19
2033/34 | 44.75 | 9.75 | 12
2033/34 | 45.25 | 9.75 | 19
2033/34 | 45.75 | 9.75 | 16
2033/34 | 46.25 | 9.75 | 16
2033/34 | 46.75 | 9.75 | 16
2033/34 | 47.25 | 9.75 | 13
2033/34 | 47.75 | 9.75 | 16
2033/34 | 48.25 | 9.75 | 22
2033/34 | 48.75 | 9.75 | 16
2033/34 | 49.25 | 9.75 | 19
2033/34 | 49.75 | 9.75 | 18
2033/34 | 50.25 | 9.75 | 19
2033/34 | 50.75 | 9.75 | 13
2033/34 | 51.25 | 9.75 | 17
2033/34 | 51.75 | 9.75 | 15
2033/34 | 52.25 | 9.75 | 15
2033/34 | 52.75 | 9.75 | 18
2033/34 | 53.25 | 9.75 | 22
2033/34 | 53.75 | 9.75 | 12
2033/34 | 54.25 | 9.75 | 13
2033/34 | 54.75 | 9.75 | 22
2033/34 | 55.25 | 9.75 | 19
2033/34 | 55.75 | 9.75 | 21
2033/34 | 56.25 | 9.75 | 15
2033/34 | 56.75 | 9.75 | 11
2033/34 | 57.25 | 9.75 | 20
2033/34 | 57.75 | 9.75 | 19
2033/34 | 58.25 | 9.75 | 20
2033/34 | 58.75 | 9.75 | 22
2033/34 | 59.25 | 9.75 | 14
2033/34 | 59.75 | 9.75 | 14
2033/34 | 60.25 | 9.75 | 20
2033/34 | 60.75 | 9.75 | 14
2033/34 | 61.25 | 9.75 | 26
2033/34 | 61.75 | 9.75 | 27
2033/34 | 62.25 | 9.75 | 16
2033/34 | 62.75 | 9.75 | 17
2033/34 | 63.25 | 9.75 | 18
2033/34 | 63.75 | 9.75 | 19
2033/34 | 64.25 | 9.75 | 20
2033/34 | 64.75 | 9.75 | 20
2033/34 | 65.25 | 9.75 | 15
2033/34 | 65.75 | 9.75 | 20
2033/34 | 66.25 | 9.75 | 17
2033/34 | 66.75 | 9.75 | 16
2033/34 | 67.25 | 9.75 | 22
2033/34 | 67.75 | 9.75 | 24
2033/34 | 68.25 | 9.75 | 23
2033/34 | 68.75 | 9.75 | 26
2033/34 | 69.25 | 9.75 | 20
2033/34 | 69.75 | 9.75 | 22
2033/34 | 70.25 | 9.75 | 34
2033/34 | 70.75 | 9.75 | 29
2033/34 | 71.25 | 9.75 | 20
2033/34 | 71.75 | 9.75 | 24
2033/34 | 72.25 | 9.75 | 22
2033/34 | 72.75 | 9.75 | 21
2033/34 | 73.25 | 9.75 | 15
2033/34 | 73.75 | 9.75 | 23
2033/34 | 74.25 | 9.75 | 11
2033/34 | 74.75 | 9.75 | 20
2033/34 | 75.25 | 9.75 | 29
2033/34 | 75.75 | 9.75 | 16
2033/34 | 76.25 | 9.75 | 20
2033/34 | 76.75 | 9.75 | 24
2033/34 | 77.25 | 9.75 | 10
2033/34 | 77.75 | 9.75 | 19
2033/34 | 78.25 | 9.75 | 26
2033/34 | 78.75 | 9.75 | 16
2033/34 | 79.25 | 9.75 | 21
2033/34 | 79.75 | 9.75 | 20
2033/34 | 80.25 | 9.75 | 15
2033/34 | 80.75 | 9.75 | 21
2033/34 | 81.25 | 9.75 | 18
2033/34 | 81.75 | 9.75 | 17
2033/34 | 82.25 | 9.75 | 17
2033/34 | 82.75 | 9.75 | 17
2033/34 | 83.25 | 9.75 | 13
2033/34 | 83.75 | 9.75 | 19
2033/34 | 84.25 | 9.75 | 8
2033/34 | 84.75 | 9.75 | 22
2033/34 | 85.25 | 9.75 | 12
2033/34 | 85.75 | 9.75 | 12
2033/34 | 86.25 | 9.75 | 18
2033/34 | 86.75 | 9.75 | 11
2033/34 | 87.25 | 9.75 | 15
2033/34 | 87.75 | 9.75 | 9
2033/34 | 88.25 | 9.75 | 13
2033/34 | 88.75 | 9.75 | 10
2033/34 | 89.25 | 9.75 | 11
2033/34 | 89.75 | 9.75 | 17
2033/34 | 90.25 | 9.75 | 10
2033/34 | 90.75 | 9.75 | 17
2033/34 | 91.25 | 9.75 | 9
2033/34 | 91.75 | 9.75 | 10
2033/34 | 92.25 | 9.75 | 11
2033/34 | 92.75 | 9.75 | 12
2033/34 | 93.25 | 9.75 | 12
2033/34 | 93.75 | 9.75 | 11
2033/34 | 94.25 | 9.75 | 15
2033/34 | 94.75 | 9.75 | 7
2033/34 | 95.25 | 9.75 | 12
2033/34 | 95.75 | 9.75 | 8
2033/34 | 96.25 | 9.75 | 12
2033/34 | 96.75 | 9.75 | 9
2033/34 | 97.25 | 9.75 | 6
2033/34 | 97.75 | 9.75 | 12
2033/34 | 98.25 | 9.75 | 8
2033/34 | 98.75 | 9.75 | 9
2033/34 | 99.25 | 9.75 | 8
2033/34 | 99.75 | 9.75 | 8
2033/34 | 100.25 | 9.75 | 14
2033/34 | 100.75 | 9.75 | 7
2033/34 | 101.25 | 9.75 | 12
2033/34 | 101.75 | 9.75 | 6
2033/34 | 102.25 | 9.75 | 11
2033/34 | 102.75 | 9.75 | 8
2033/34 | 103.25 | 9.75 | 8
2033/34 | 103.75 | 9.75 | 5
2033/34 | 104.25 | 9.75 | 7
2033/34 | 104.75 | 9.75 | 13
2033/34 | 105.25 | 9.75 | 5
2033/34 | 105.75 | 9.75 | 10
2033/34 | 106.25 | 9.75 | 7
2033/34 | 106.75 | 9.75 | 4
2033/34 | 107.25 | 9.75 | 5
2033/34 | 107.75 | 9.75 | 5
2033/34 | 108.25 | 9.75 | 5
2033/34 | 108.75 | 9.75 | 7
2033/34 | 109.25 | 9.75 | 5
2033/34 | 109.75 | 9.75 | 5
2033/34 | 110.25 | 9.75 | 4
2033/34 | 110.75 | 9.75 | 7
2033/34 | 111.25 | 9.75 | 3
2033/34 | 111.75 | 9.75 | 7
2033/34 | 112.25 | 9.75 | 3
2033/34 | 112.75 | 9.75 | 3
2033/34 | 113.25 | 9.75 | 9
2033/34 | 113.75 | 9.75 | 5
2033/34 | 114.25 | 9.75 | 2
2033/34 | 114.75 | 9.75 | 2
2033/34 | 115.25 | 9.75 | 3
2033/34 | 115.75 | 9.75 | 4
2033/34 | 116.25 | 9.75 | 3
2033/34 | 116.75 | 9.75 | 8
2033/34 | 117.25 | 9.75 | 5
2033/34 | 117.75 | 9.75 | 2
2033/34 | 118.25 | 9.75 | 4
2033/34 | 118.75 | 9.75 | 6
2033/34 | 119.25 | 9.75 | 2
2033/34 | 119.75 | 9.75 | 6
2033/34 | 120.25 | 9.75 | 2
2033/34 | 120.75 | 9.75 | 2
2033/34 | 121.25 | 9.75 | 4
2033/34 | 121.75 | 9.75 | 5
2033/34 | 122.75 | 9.75 | 5
2033/34 | 123.25 | 9.75 | 4
2033/34 | 123.75 | 9.75 | 5
2033/34 | 124.25 | 9.75 | 2
2033/34 | 124.75 | 9.75 | 4
2033/34 | 125.25 | 9.75 | 2
2033/34 | 125.75 | 9.75 | 2
2033/34 | 126.25 | 9.75 | 2
2033/34 | 126.75 | 9.75 | 1
2033/34 | 127.75 | 9.75 | 4
2033/34 | 128.25 | 9.75 | 1
2033/34 | 128.75 | 9.75 | 1
2033/34 | 129.25 | 9.75 | 1
2033/34 | 130.25 | 9.75 | 2
2033/34 | 131.25 | 9.75 | 1
2033/34 | 131.75 | 9.75 | 2
2033/34 | 132.25 | 9.75 | 1
2033/34 | 132.75 | 9.75 | 3
2033/34 | 133.75 | 9.75 | 4
2033/34 | 134.25 | 9.75 | 1
2033/34 | 134.75 | 9.75 | 2
2033/34 | 135.25 | 9.75 | 2
2033/34 | 135.75 | 9.75 | 1
2033/34 | 138.25 | 9.75 | 2
2033/34 | 138.75 | 9.75 | 2
2033/34 | 139.25 | 9.75 | 2
2033/34 | 139.75 | 9.75 | 1
2033/34 | 140.25 | 9.75 | 1
2033/34 | 141.25 | 9.75 | 3
2033/34 | 141.75 | 9.75 | 3
2033/34 | 142.75 | 9.75 | 2
2033/34 | 143.25 | 9.75 | 1
2033/34 | 143.75 | 9.75 | 2
2033/34 | 144.25 | 9.75 | 1
2033/34 | 145.25 | 9.75 | 1
2033/34 | 146.75 | 9.75 | 2
2033/34 | 147.75 | 9.75 | 1
2033/34 | 150.75 | 9.75 | 1
2033/34 | 151.25 | 9.75 | 1
2033/34 | 151.75 | 9.75 | 1
2033/34 | 153.25 | 9.75 | 1
2033/34 | 154.25 | 9.75 | 1
2033/34 | 155.25 | 9.75 | 1
2033/34 | 156.75 | 9.75 | 1
2033/34 | 157.25 | 9.75 | 1
2033/34 | 158.75 | 9.75 | 1
2033/34 | 161.25 | 9.75 | 1
2033/34 | 165.25 | 9.75 | 1
2033/34 | 166.75 | 9.75 | 2
2033/34 | 168.75 | 9.75 | 1
2033/34 | 174.25 | 9.75 | 1
2033/34 | 179.75 | 9.75 | 1
2033/34 | 189.25 | 9.75 | 1
2033/34 | 226.25 | 9.75 | 1
2033/34 | 14.75 | 10.25 | 4
2033/34 | 15.25 | 10.25 | 1
2033/34 | 16.75 | 10.25 | 1
2033/34 | 17.25 | 10.25 | 3
2033/34 | 17.75 | 10.25 | 1
2033/34 | 18.25 | 10.25 | 1
2033/34 | 18.75 | 10.25 | 2
2033/34 | 19.25 | 10.25 | 2
2033/34 | 19.75 | 10.25 | 7
2033/34 | 20.25 | 10.25 | 3
2033/34 | 20.75 | 10.25 | 10
2033/34 | 21.25 | 10.25 | 4
2033/34 | 21.75 | 10.25 | 11
2033/34 | 22.25 | 10.25 | 8
2033/34 | 22.75 | 10.25 | 5
2033/34 | 23.25 | 10.25 | 7
2033/34 | 23.75 | 10.25 | 6
2033/34 | 24.25 | 10.25 | 6
2033/34 | 24.75 | 10.25 | 11
2033/34 | 25.25 | 10.25 | 13
2033/34 | 25.75 | 10.25 | 5
2033/34 | 26.25 | 10.25 | 10
2033/34 | 26.75 | 10.25 | 14
2033/34 | 27.25 | 10.25 | 12
2033/34 | 27.75 | 10.25 | 15
2033/34 | 28.25 | 10.25 | 12
2033/34 | 28.75 | 10.25 | 12
2033/34 | 29.25 | 10.25 | 9
2033/34 | 29.75 | 10.25 | 18
2033/34 | 30.25 | 10.25 | 7
2033/34 | 30.75 | 10.25 | 13
2033/34 | 31.25 | 10.25 | 11
2033/34 | 31.75 | 10.25 | 9
2033/34 | 32.25 | 10.25 | 20
2033/34 | 32.75 | 10.25 | 15
2033/34 | 33.25 | 10.25 | 12
2033/34 | 33.75 | 10.25 | 17
2033/34 | 34.25 | 10.25 | 12
2033/34 | 34.75 | 10.25 | 15
2033/34 | 35.25 | 10.25 | 9
2033/34 | 35.75 | 10.25 | 16
2033/34 | 36.25 | 10.25 | 17
2033/34 | 36.75 | 10.25 | 22
2033/34 | 37.25 | 10.25 | 17
2033/34 | 37.75 | 10.25 | 19
2033/34 | 38.25 | 10.25 | 18
2033/34 | 38.75 | 10.25 | 21
2033/34 | 39.25 | 10.25 | 17
2033/34 | 39.75 | 10.25 | 9
2033/34 | 40.25 | 10.25 | 21
2033/34 | 40.75 | 10.25 | 21
2033/34 | 41.25 | 10.25 | 11
2033/34 | 41.75 | 10.25 | 17
2033/34 | 42.25 | 10.25 | 12
2033/34 | 42.75 | 10.25 | 14
2033/34 | 43.25 | 10.25 | 25
2033/34 | 43.75 | 10.25 | 14
2033/34 | 44.25 | 10.25 | 13
2033/34 | 44.75 | 10.25 | 28
2033/34 | 45.25 | 10.25 | 10
2033/34 | 45.75 | 10.25 | 18
2033/34 | 46.25 | 10.25 | 18
2033/34 | 46.75 | 10.25 | 22
2033/34 | 47.25 | 10.25 | 17
2033/34 | 47.75 | 10.25 | 16
2033/34 | 48.25 | 10.25 | 24
2033/34 | 48.75 | 10.25 | 13
2033/34 | 49.25 | 10.25 | 11
2033/34 | 49.75 | 10.25 | 23
2033/34 | 50.25 | 10.25 | 17
2033/34 | 50.75 | 10.25 | 16
2033/34 | 51.25 | 10.25 | 12
2033/34 | 51.75 | 10.25 | 18
2033/34 | 52.25 | 10.25 | 17
2033/34 | 52.75 | 10.25 | 16
2033/34 | 53.25 | 10.25 | 21
2033/34 | 53.75 | 10.25 | 17
2033/34 | 54.25 | 10.25 | 26
2033/34 | 54.75 | 10.25 | 21
2033/34 | 55.25 | 10.25 | 16
2033/34 | 55.75 | 10.25 | 17
2033/34 | 56.25 | 10.25 | 14
2033/34 | 56.75 | 10.25 | 11
2033/34 | 57.25 | 10.25 | 23
2033/34 | 57.75 | 10.25 | 13
2033/34 | 58.25 | 10.25 | 16
2033/34 | 58.75 | 10.25 | 29
2033/34 | 59.25 | 10.25 | 14
2033/34 | 59.75 | 10.25 | 19
2033/34 | 60.25 | 10.25 | 15
2033/34 | 60.75 | 10.25 | 16
2033/34 | 61.25 | 10.25 | 19
2033/34 | 61.75 | 10.25 | 11
2033/34 | 62.25 | 10.25 | 25
2033/34 | 62.75 | 10.25 | 19
2033/34 | 63.25 | 10.25 | 31
2033/34 | 63.75 | 10.25 | 21
2033/34 | 64.25 | 10.25 | 14
2033/34 | 64.75 | 10.25 | 17
2033/34 | 65.25 | 10.25 | 16
2033/34 | 65.75 | 10.25 | 23
2033/34 | 66.25 | 10.25 | 27
2033/34 | 66.75 | 10.25 | 19
2033/34 | 67.25 | 10.25 | 20
2033/34 | 67.75 | 10.25 | 20
2033/34 | 68.25 | 10.25 | 13
2033/34 | 68.75 | 10.25 | 21
2033/34 | 69.25 | 10.25 | 21
2033/34 | 69.75 | 10.25 | 21
2033/34 | 70.25 | 10.25 | 23
2033/34 | 70.75 | 10.25 | 18
2033/34 | 71.25 | 10.25 | 28
2033/34 | 71.75 | 10.25 | 20
2033/34 | 72.25 | 10.25 | 24
2033/34 | 72.75 | 10.25 | 15
2033/34 | 73.25 | 10.25 | 26
2033/34 | 73.75 | 10.25 | 23
2033/34 | 74.25 | 10.25 | 22
2033/34 | 74.75 | 10.25 | 22
2033/34 | 75.25 | 10.25 | 15
2033/34 | 75.75 | 10.25 | 24
2033/34 | 76.25 | 10.25 | 16
2033/34 | 76.75 | 10.25 | 27
2033/34 | 77.25 | 10.25 | 17
2033/34 | 77.75 | 10.25 | 17
2033/34 | 78.25 | 10.25 | 11
2033/34 | 78.75 | 10.25 | 18
2033/34 | 79.25 | 10.25 | 23
2033/34 | 79.75 | 10.25 | 28
2033/34 | 80.25 | 10.25 | 29
2033/34 | 80.75 | 10.25 | 24
2033/34 | 81.25 | 10.25 | 17
2033/34 | 81.75 | 10.25 | 16
2033/34 | 82.25 | 10.25 | 18
2033/34 | 82.75 | 10.25 | 21
2033/34 | 83.25 | 10.25 | 16
2033/34 | 83.75 | 10.25 | 20
2033/34 | 84.25 | 10.25 | 16
2033/34 | 84.75 | 10.25 | 15
2033/34 | 85.25 | 10.25 | 18
2033/34 | 85.75 | 10.25 | 21
2033/34 | 86.25 | 10.25 | 20
2033/34 | 86.75 | 10.25 | 19
2033/34 | 87.25 | 10.25 | 17
2033/34 | 87.75 | 10.25 | 16
2033/34 | 88.25 | 10.25 | 6
2033/34 | 88.75 | 10.25 | 26
2033/34 | 89.25 | 10.25 | 11
2033/34 | 89.75 | 10.25 | 18
2033/34 | 90.25 | 10.25 | 20
2033/34 | 90.75 | 10.25 | 9
2033/34 | 91.25 | 10.25 | 15
2033/34 | 91.75 | 10.25 | 12
2033/34 | 92.25 | 10.25 | 10
2033/34 | 92.75 | 10.25 | 21
2033/34 | 93.25 | 10.25 | 19
2033/34 | 93.75 | 10.25 | 9
2033/34 | 94.25 | 10.25 | 14
2033/34 | 94.75 | 10.25 | 13
2033/34 | 95.25 | 10.25 | 9
2033/34 | 95.75 | 10.25 | 10
2033/34 | 96.25 | 10.25 | 9
2033/34 | 96.75 | 10.25 | 15
2033/34 | 97.25 | 10.25 | 9
2033/34 | 97.75 | 10.25 | 11
2033/34 | 98.25 | 10.25 | 20
2033/34 | 98.75 | 10.25 | 7
2033/34 | 99.25 | 10.25 | 8
2033/34 | 99.75 | 10.25 | 7
2033/34 | 100.25 | 10.25 | 18
2033/34 | 100.75 | 10.25 | 10
2033/34 | 101.25 | 10.25 | 7
2033/34 | 101.75 | 10.25 | 8
2033/34 | 102.25 | 10.25 | 10
2033/34 | 102.75 | 10.25 | 7
2033/34 | 103.25 | 10.25 | 7
2033/34 | 103.75 | 10.25 | 5
2033/34 | 104.25 | 10.25 | 4
2033/34 | 104.75 | 10.25 | 9
2033/34 | 105.25 | 10.25 | 6
2033/34 | 105.75 | 10.25 | 10
2033/34 | 106.25 | 10.25 | 7
2033/34 | 106.75 | 10.25 | 9
2033/34 | 107.25 | 10.25 | 8
2033/34 | 107.75 | 10.25 | 8
2033/34 | 108.25 | 10.25 | 6
2033/34 | 108.75 | 10.25 | 8
2033/34 | 109.25 | 10.25 | 5
2033/34 | 109.75 | 10.25 | 8
2033/34 | 110.25 | 10.25 | 6
2033/34 | 110.75 | 10.25 | 10
2033/34 | 111.25 | 10.25 | 7
2033/34 | 111.75 | 10.25 | 6
2033/34 | 112.25 | 10.25 | 3
2033/34 | 112.75 | 10.25 | 6
2033/34 | 113.25 | 10.25 | 2
2033/34 | 113.75 | 10.25 | 3
2033/34 | 114.25 | 10.25 | 4
2033/34 | 114.75 | 10.25 | 6
2033/34 | 115.25 | 10.25 | 6
2033/34 | 115.75 | 10.25 | 3
2033/34 | 116.25 | 10.25 | 3
2033/34 | 116.75 | 10.25 | 4
2033/34 | 117.25 | 10.25 | 8
2033/34 | 117.75 | 10.25 | 4
2033/34 | 118.25 | 10.25 | 1
2033/34 | 118.75 | 10.25 | 11
2033/34 | 119.25 | 10.25 | 3
2033/34 | 119.75 | 10.25 | 2
2033/34 | 120.25 | 10.25 | 3
2033/34 | 120.75 | 10.25 | 2
2033/34 | 121.25 | 10.25 | 2
2033/34 | 121.75 | 10.25 | 2
2033/34 | 122.25 | 10.25 | 3
2033/34 | 122.75 | 10.25 | 3
2033/34 | 123.25 | 10.25 | 3
2033/34 | 123.75 | 10.25 | 3
2033/34 | 124.25 | 10.25 | 2
2033/34 | 124.75 | 10.25 | 4
2033/34 | 125.25 | 10.25 | 1
2033/34 | 125.75 | 10.25 | 2
2033/34 | 126.25 | 10.25 | 1
2033/34 | 126.75 | 10.25 | 1
2033/34 | 127.25 | 10.25 | 4
2033/34 | 127.75 | 10.25 | 3
2033/34 | 128.25 | 10.25 | 1
2033/34 | 128.75 | 10.25 | 1
2033/34 | 129.25 | 10.25 | 2
2033/34 | 129.75 | 10.25 | 2
2033/34 | 130.25 | 10.25 | 1
2033/34 | 130.75 | 10.25 | 1
2033/34 | 131.25 | 10.25 | 1
2033/34 | 131.75 | 10.25 | 1
2033/34 | 132.25 | 10.25 | 1
2033/34 | 133.25 | 10.25 | 2
2033/34 | 133.75 | 10.25 | 7
2033/34 | 134.25 | 10.25 | 3
2033/34 | 135.75 | 10.25 | 1
2033/34 | 137.25 | 10.25 | 4
2033/34 | 138.25 | 10.25 | 1
2033/34 | 138.75 | 10.25 | 1
2033/34 | 139.25 | 10.25 | 2
2033/34 | 139.75 | 10.25 | 1
2033/34 | 140.25 | 10.25 | 3
2033/34 | 140.75 | 10.25 | 2
2033/34 | 141.25 | 10.25 | 5
2033/34 | 142.25 | 10.25 | 1
2033/34 | 142.75 | 10.25 | 2
2033/34 | 143.25 | 10.25 | 2
2033/34 | 144.25 | 10.25 | 1
2033/34 | 145.25 | 10.25 | 2
2033/34 | 145.75 | 10.25 | 2
2033/34 | 147.25 | 10.25 | 1
2033/34 | 149.25 | 10.25 | 1
2033/34 | 149.75 | 10.25 | 1
2033/34 | 151.25 | 10.25 | 1
2033/34 | 152.25 | 10.25 | 1
2033/34 | 152.75 | 10.25 | 1
2033/34 | 153.25 | 10.25 | 1
2033/34 | 154.25 | 10.25 | 1
2033/34 | 155.25 | 10.25 | 1
2033/34 | 158.25 | 10.25 | 2
2033/34 | 159.25 | 10.25 | 1
2033/34 | 159.75 | 10.25 | 1
2033/34 | 160.25 | 10.25 | 2
2033/34 | 160.75 | 10.25 | 1
2033/34 | 162.25 | 10.25 | 1
2033/34 | 162.75 | 10.25 | 1
2033/34 | 163.75 | 10.25 | 3
2033/34 | 166.25 | 10.25 | 1
2033/34 | 167.25 | 10.25 | 3
2033/34 | 175.75 | 10.25 | 1
2033/34 | 182.75 | 10.25 | 1
2033/34 | 186.25 | 10.25 | 1
2033/34 | 196.75 | 10.25 | 1
2033/34 | 17.75 | 10.75 | 1
2033/34 | 19.25 | 10.75 | 2
2033/34 | 19.75 | 10.75 | 4
2033/34 | 20.25 | 10.75 | 1
2033/34 | 20.75 | 10.75 | 1
2033/34 | 21.25 | 10.75 | 2
2033/34 | 21.75 | 10.75 | 6
2033/34 | 22.25 | 10.75 | 8
2033/34 | 22.75 | 10.75 | 9
2033/34 | 23.25 | 10.75 | 8
2033/34 | 23.75 | 10.75 | 10
2033/34 | 24.25 | 10.75 | 15
2033/34 | 24.75 | 10.75 | 10
2033/34 | 25.25 | 10.75 | 9
2033/34 | 25.75 | 10.75 | 11
2033/34 | 26.25 | 10.75 | 6
2033/34 | 26.75 | 10.75 | 4
2033/34 | 27.25 | 10.75 | 18
2033/34 | 27.75 | 10.75 | 11
2033/34 | 28.25 | 10.75 | 23
2033/34 | 28.75 | 10.75 | 14
2033/34 | 29.25 | 10.75 | 20
2033/34 | 29.75 | 10.75 | 17
2033/34 | 30.25 | 10.75 | 11
2033/34 | 30.75 | 10.75 | 18
2033/34 | 31.25 | 10.75 | 15
2033/34 | 31.75 | 10.75 | 12
2033/34 | 32.25 | 10.75 | 15
2033/34 | 32.75 | 10.75 | 15
2033/34 | 33.25 | 10.75 | 17
2033/34 | 33.75 | 10.75 | 17
2033/34 | 34.25 | 10.75 | 14
2033/34 | 34.75 | 10.75 | 20
2033/34 | 35.25 | 10.75 | 7
2033/34 | 35.75 | 10.75 | 10
2033/34 | 36.25 | 10.75 | 10
2033/34 | 36.75 | 10.75 | 11
2033/34 | 37.25 | 10.75 | 18
2033/34 | 37.75 | 10.75 | 14
2033/34 | 38.25 | 10.75 | 21
2033/34 | 38.75 | 10.75 | 18
2033/34 | 39.25 | 10.75 | 17
2033/34 | 39.75 | 10.75 | 21
2033/34 | 40.25 | 10.75 | 23
2033/34 | 40.75 | 10.75 | 18
2033/34 | 41.25 | 10.75 | 15
2033/34 | 41.75 | 10.75 | 15
2033/34 | 42.25 | 10.75 | 15
2033/34 | 42.75 | 10.75 | 17
2033/34 | 43.25 | 10.75 | 20
2033/34 | 43.75 | 10.75 | 22
2033/34 | 44.25 | 10.75 | 28
2033/34 | 44.75 | 10.75 | 25
2033/34 | 45.25 | 10.75 | 18
2033/34 | 45.75 | 10.75 | 28
2033/34 | 46.25 | 10.75 | 21
2033/34 | 46.75 | 10.75 | 17
2033/34 | 47.25 | 10.75 | 19
2033/34 | 47.75 | 10.75 | 13
2033/34 | 48.25 | 10.75 | 25
2033/34 | 48.75 | 10.75 | 13
2033/34 | 49.25 | 10.75 | 17
2033/34 | 49.75 | 10.75 | 20
2033/34 | 50.25 | 10.75 | 25
2033/34 | 50.75 | 10.75 | 21
2033/34 | 51.25 | 10.75 | 15
2033/34 | 51.75 | 10.75 | 21
2033/34 | 52.25 | 10.75 | 10
2033/34 | 52.75 | 10.75 | 22
2033/34 | 53.25 | 10.75 | 21
2033/34 | 53.75 | 10.75 | 21
2033/34 | 54.25 | 10.75 | 18
2033/34 | 54.75 | 10.75 | 18
2033/34 | 55.25 | 10.75 | 15
2033/34 | 55.75 | 10.75 | 15
2033/34 | 56.25 | 10.75 | 23
2033/34 | 56.75 | 10.75 | 20
2033/34 | 57.25 | 10.75 | 26
2033/34 | 57.75 | 10.75 | 21
2033/34 | 58.25 | 10.75 | 19
2033/34 | 58.75 | 10.75 | 26
2033/34 | 59.25 | 10.75 | 26
2033/34 | 59.75 | 10.75 | 31
2033/34 | 60.25 | 10.75 | 15
2033/34 | 60.75 | 10.75 | 18
2033/34 | 61.25 | 10.75 | 12
2033/34 | 61.75 | 10.75 | 26
2033/34 | 62.25 | 10.75 | 17
2033/34 | 62.75 | 10.75 | 15
2033/34 | 63.25 | 10.75 | 21
2033/34 | 63.75 | 10.75 | 22
2033/34 | 64.25 | 10.75 | 17
2033/34 | 64.75 | 10.75 | 17
2033/34 | 65.25 | 10.75 | 24
2033/34 | 65.75 | 10.75 | 20
2033/34 | 66.25 | 10.75 | 31
2033/34 | 66.75 | 10.75 | 23
2033/34 | 67.25 | 10.75 | 31
2033/34 | 67.75 | 10.75 | 31
2033/34 | 68.25 | 10.75 | 24
2033/34 | 68.75 | 10.75 | 26
2033/34 | 69.25 | 10.75 | 24
2033/34 | 69.75 | 10.75 | 36
2033/34 | 70.25 | 10.75 | 18
2033/34 | 70.75 | 10.75 | 19
2033/34 | 71.25 | 10.75 | 28
2033/34 | 71.75 | 10.75 | 35
2033/34 | 72.25 | 10.75 | 29
2033/34 | 72.75 | 10.75 | 20
2033/34 | 73.25 | 10.75 | 24
2033/34 | 73.75 | 10.75 | 29
2033/34 | 74.25 | 10.75 | 19
2033/34 | 74.75 | 10.75 | 20
2033/34 | 75.25 | 10.75 | 27
2033/34 | 75.75 | 10.75 | 25
2033/34 | 76.25 | 10.75 | 20
2033/34 | 76.75 | 10.75 | 21
2033/34 | 77.25 | 10.75 | 20
2033/34 | 77.75 | 10.75 | 18
2033/34 | 78.25 | 10.75 | 18
2033/34 | 78.75 | 10.75 | 31
2033/34 | 79.25 | 10.75 | 25
2033/34 | 79.75 | 10.75 | 20
2033/34 | 80.25 | 10.75 | 17
2033/34 | 80.75 | 10.75 | 23
2033/34 | 81.25 | 10.75 | 22
2033/34 | 81.75 | 10.75 | 10
2033/34 | 82.25 | 10.75 | 19
2033/34 | 82.75 | 10.75 | 21
2033/34 | 83.25 | 10.75 | 16
2033/34 | 83.75 | 10.75 | 20
2033/34 | 84.25 | 10.75 | 15
2033/34 | 84.75 | 10.75 | 19
2033/34 | 85.25 | 10.75 | 15
2033/34 | 85.75 | 10.75 | 11
2033/34 | 86.25 | 10.75 | 14
2033/34 | 86.75 | 10.75 | 16
2033/34 | 87.25 | 10.75 | 15
2033/34 | 87.75 | 10.75 | 24
2033/34 | 88.25 | 10.75 | 15
2033/34 | 88.75 | 10.75 | 17
2033/34 | 89.25 | 10.75 | 21
2033/34 | 89.75 | 10.75 | 11
2033/34 | 90.25 | 10.75 | 8
2033/34 | 90.75 | 10.75 | 15
2033/34 | 91.25 | 10.75 | 14
2033/34 | 91.75 | 10.75 | 22
2033/34 | 92.25 | 10.75 | 12
2033/34 | 92.75 | 10.75 | 13
2033/34 | 93.25 | 10.75 | 13
2033/34 | 93.75 | 10.75 | 13
2033/34 | 94.25 | 10.75 | 14
2033/34 | 94.75 | 10.75 | 15
2033/34 | 95.25 | 10.75 | 15
2033/34 | 95.75 | 10.75 | 6
2033/34 | 96.25 | 10.75 | 16
2033/34 | 96.75 | 10.75 | 9
2033/34 | 97.25 | 10.75 | 12
2033/34 | 97.75 | 10.75 | 14
2033/34 | 98.25 | 10.75 | 12
2033/34 | 98.75 | 10.75 | 9
2033/34 | 99.25 | 10.75 | 17
2033/34 | 99.75 | 10.75 | 8
2033/34 | 100.25 | 10.75 | 7
2033/34 | 100.75 | 10.75 | 7
2033/34 | 101.25 | 10.75 | 10
2033/34 | 101.75 | 10.75 | 5
2033/34 | 102.25 | 10.75 | 16
2033/34 | 102.75 | 10.75 | 17
2033/34 | 103.25 | 10.75 | 8
2033/34 | 103.75 | 10.75 | 7
2033/34 | 104.25 | 10.75 | 8
2033/34 | 104.75 | 10.75 | 7
2033/34 | 105.25 | 10.75 | 8
2033/34 | 105.75 | 10.75 | 11
2033/34 | 106.25 | 10.75 | 8
2033/34 | 106.75 | 10.75 | 10
2033/34 | 107.25 | 10.75 | 8
2033/34 | 107.75 | 10.75 | 4
2033/34 | 108.25 | 10.75 | 9
2033/34 | 108.75 | 10.75 | 4
2033/34 | 109.25 | 10.75 | 5
2033/34 | 109.75 | 10.75 | 10
2033/34 | 110.25 | 10.75 | 10
2033/34 | 110.75 | 10.75 | 7
2033/34 | 111.25 | 10.75 | 10
2033/34 | 111.75 | 10.75 | 3
2033/34 | 112.25 | 10.75 | 4
2033/34 | 112.75 | 10.75 | 4
2033/34 | 113.25 | 10.75 | 8
2033/34 | 113.75 | 10.75 | 5
2033/34 | 114.25 | 10.75 | 6
2033/34 | 114.75 | 10.75 | 10
2033/34 | 115.25 | 10.75 | 7
2033/34 | 115.75 | 10.75 | 6
2033/34 | 116.25 | 10.75 | 11
2033/34 | 117.25 | 10.75 | 4
2033/34 | 117.75 | 10.75 | 4
2033/34 | 118.25 | 10.75 | 3
2033/34 | 118.75 | 10.75 | 6
2033/34 | 119.25 | 10.75 | 4
2033/34 | 119.75 | 10.75 | 7
2033/34 | 120.25 | 10.75 | 5
2033/34 | 120.75 | 10.75 | 7
2033/34 | 121.25 | 10.75 | 2
2033/34 | 121.75 | 10.75 | 3
2033/34 | 122.25 | 10.75 | 3
2033/34 | 122.75 | 10.75 | 3
2033/34 | 123.25 | 10.75 | 3
2033/34 | 123.75 | 10.75 | 7
2033/34 | 124.75 | 10.75 | 5
2033/34 | 125.25 | 10.75 | 3
2033/34 | 125.75 | 10.75 | 3
2033/34 | 126.75 | 10.75 | 1
2033/34 | 127.25 | 10.75 | 1
2033/34 | 127.75 | 10.75 | 6
2033/34 | 128.75 | 10.75 | 2
2033/34 | 129.25 | 10.75 | 1
2033/34 | 129.75 | 10.75 | 2
2033/34 | 130.25 | 10.75 | 1
2033/34 | 131.25 | 10.75 | 5
2033/34 | 132.25 | 10.75 | 5
2033/34 | 132.75 | 10.75 | 1
2033/34 | 133.25 | 10.75 | 3
2033/34 | 133.75 | 10.75 | 1
2033/34 | 134.25 | 10.75 | 3
2033/34 | 134.75 | 10.75 | 2
2033/34 | 135.75 | 10.75 | 2
2033/34 | 136.25 | 10.75 | 1
2033/34 | 136.75 | 10.75 | 2
2033/34 | 137.25 | 10.75 | 1
2033/34 | 137.75 | 10.75 | 2
2033/34 | 138.25 | 10.75 | 1
2033/34 | 138.75 | 10.75 | 3
2033/34 | 139.25 | 10.75 | 3
2033/34 | 140.75 | 10.75 | 1
2033/34 | 141.25 | 10.75 | 1
2033/34 | 141.75 | 10.75 | 1
2033/34 | 142.75 | 10.75 | 4
2033/34 | 143.25 | 10.75 | 2
2033/34 | 143.75 | 10.75 | 2
2033/34 | 144.25 | 10.75 | 2
2033/34 | 145.25 | 10.75 | 2
2033/34 | 145.75 | 10.75 | 2
2033/34 | 146.25 | 10.75 | 1
2033/34 | 147.75 | 10.75 | 1
2033/34 | 148.25 | 10.75 | 1
2033/34 | 149.25 | 10.75 | 2
2033/34 | 149.75 | 10.75 | 1
2033/34 | 150.25 | 10.75 | 1
2033/34 | 151.25 | 10.75 | 2
2033/34 | 151.75 | 10.75 | 1
2033/34 | 152.25 | 10.75 | 2
2033/34 | 153.25 | 10.75 | 2
2033/34 | 157.25 | 10.75 | 1
2033/34 | 158.25 | 10.75 | 1
2033/34 | 158.75 | 10.75 | 2
2033/34 | 160.25 | 10.75 | 1
2033/34 | 160.75 | 10.75 | 1
2033/34 | 161.25 | 10.75 | 2
2033/34 | 164.25 | 10.75 | 1
2033/34 | 165.25 | 10.75 | 1
2033/34 | 166.25 | 10.75 | 1
2033/34 | 166.75 | 10.75 | 1
2033/34 | 167.75 | 10.75 | 1
2033/34 | 169.25 | 10.75 | 1
2033/34 | 170.25 | 10.75 | 1
2033/34 | 171.25 | 10.75 | 1
2033/34 | 174.25 | 10.75 | 2
2033/34 | 174.75 | 10.75 | 1
2033/34 | 176.25 | 10.75 | 1
2033/34 | 178.75 | 10.75 | 1
2033/34 | 184.75 | 10.75 | 1
2033/34 | 15.75 | 11.25 | 2
2033/34 | 16.25 | 11.25 | 2
2033/34 | 16.75 | 11.25 | 2
2033/34 | 17.25 | 11.25 | 1
2033/34 | 17.75 | 11.25 | 3
2033/34 | 18.25 | 11.25 | 2
2033/34 | 18.75 | 11.25 | 5
2033/34 | 19.25 | 11.25 | 1
2033/34 | 19.75 | 11.25 | 4
2033/34 | 20.25 | 11.25 | 1
2033/34 | 20.75 | 11.25 | 2
2033/34 | 21.25 | 11.25 | 2
2033/34 | 21.75 | 11.25 | 10
2033/34 | 22.25 | 11.25 | 5
2033/34 | 22.75 | 11.25 | 7
2033/34 | 23.25 | 11.25 | 10
2033/34 | 23.75 | 11.25 | 5
2033/34 | 24.25 | 11.25 | 8
2033/34 | 24.75 | 11.25 | 5
2033/34 | 25.25 | 11.25 | 10
2033/34 | 25.75 | 11.25 | 11
2033/34 | 26.25 | 11.25 | 4
2033/34 | 26.75 | 11.25 | 12
2033/34 | 27.25 | 11.25 | 8
2033/34 | 27.75 | 11.25 | 9
2033/34 | 28.25 | 11.25 | 12
2033/34 | 28.75 | 11.25 | 11
2033/34 | 29.25 | 11.25 | 18
2033/34 | 29.75 | 11.25 | 9
2033/34 | 30.25 | 11.25 | 13
2033/34 | 30.75 | 11.25 | 15
2033/34 | 31.25 | 11.25 | 13
2033/34 | 31.75 | 11.25 | 9
2033/34 | 32.25 | 11.25 | 13
2033/34 | 32.75 | 11.25 | 13
2033/34 | 33.25 | 11.25 | 14
2033/34 | 33.75 | 11.25 | 8
2033/34 | 34.25 | 11.25 | 16
2033/34 | 34.75 | 11.25 | 16
2033/34 | 35.25 | 11.25 | 27
2033/34 | 35.75 | 11.25 | 25
2033/34 | 36.25 | 11.25 | 17
2033/34 | 36.75 | 11.25 | 12
2033/34 | 37.25 | 11.25 | 20
2033/34 | 37.75 | 11.25 | 22
2033/34 | 38.25 | 11.25 | 11
2033/34 | 38.75 | 11.25 | 16
2033/34 | 39.25 | 11.25 | 20
2033/34 | 39.75 | 11.25 | 20
2033/34 | 40.25 | 11.25 | 18
2033/34 | 40.75 | 11.25 | 30
2033/34 | 41.25 | 11.25 | 23
2033/34 | 41.75 | 11.25 | 19
2033/34 | 42.25 | 11.25 | 26
2033/34 | 42.75 | 11.25 | 25
2033/34 | 43.25 | 11.25 | 24
2033/34 | 43.75 | 11.25 | 15
2033/34 | 44.25 | 11.25 | 31
2033/34 | 44.75 | 11.25 | 26
2033/34 | 45.25 | 11.25 | 20
2033/34 | 45.75 | 11.25 | 24
2033/34 | 46.25 | 11.25 | 22
2033/34 | 46.75 | 11.25 | 34
2033/34 | 47.25 | 11.25 | 20
2033/34 | 47.75 | 11.25 | 19
2033/34 | 48.25 | 11.25 | 24
2033/34 | 48.75 | 11.25 | 19
2033/34 | 49.25 | 11.25 | 14
2033/34 | 49.75 | 11.25 | 26
2033/34 | 50.25 | 11.25 | 20
2033/34 | 50.75 | 11.25 | 20
2033/34 | 51.25 | 11.25 | 24
2033/34 | 51.75 | 11.25 | 19
2033/34 | 52.25 | 11.25 | 17
2033/34 | 52.75 | 11.25 | 25
2033/34 | 53.25 | 11.25 | 16
2033/34 | 53.75 | 11.25 | 21
2033/34 | 54.25 | 11.25 | 12
2033/34 | 54.75 | 11.25 | 17
2033/34 | 55.25 | 11.25 | 17
2033/34 | 55.75 | 11.25 | 23
2033/34 | 56.25 | 11.25 | 16
2033/34 | 56.75 | 11.25 | 24
2033/34 | 57.25 | 11.25 | 16
2033/34 | 57.75 | 11.25 | 19
2033/34 | 58.25 | 11.25 | 22
2033/34 | 58.75 | 11.25 | 21
2033/34 | 59.25 | 11.25 | 23
2033/34 | 59.75 | 11.25 | 26
2033/34 | 60.25 | 11.25 | 29
2033/34 | 60.75 | 11.25 | 14
2033/34 | 61.25 | 11.25 | 19
2033/34 | 61.75 | 11.25 | 17
2033/34 | 62.25 | 11.25 | 33
2033/34 | 62.75 | 11.25 | 24
2033/34 | 63.25 | 11.25 | 24
2033/34 | 63.75 | 11.25 | 30
2033/34 | 64.25 | 11.25 | 19
2033/34 | 64.75 | 11.25 | 19
2033/34 | 65.25 | 11.25 | 29
2033/34 | 65.75 | 11.25 | 30
2033/34 | 66.25 | 11.25 | 15
2033/34 | 66.75 | 11.25 | 28
2033/34 | 67.25 | 11.25 | 30
2033/34 | 67.75 | 11.25 | 28
2033/34 | 68.25 | 11.25 | 24
2033/34 | 68.75 | 11.25 | 26
2033/34 | 69.25 | 11.25 | 20
2033/34 | 69.75 | 11.25 | 22
2033/34 | 70.25 | 11.25 | 28
2033/34 | 70.75 | 11.25 | 29
2033/34 | 71.25 | 11.25 | 28
2033/34 | 71.75 | 11.25 | 28
2033/34 | 72.25 | 11.25 | 19
2033/34 | 72.75 | 11.25 | 36
2033/34 | 73.25 | 11.25 | 35
2033/34 | 73.75 | 11.25 | 33
2033/34 | 74.25 | 11.25 | 15
2033/34 | 74.75 | 11.25 | 20
2033/34 | 75.25 | 11.25 | 21
2033/34 | 75.75 | 11.25 | 27
2033/34 | 76.25 | 11.25 | 25
2033/34 | 76.75 | 11.25 | 28
2033/34 | 77.25 | 11.25 | 32
2033/34 | 77.75 | 11.25 | 25
2033/34 | 78.25 | 11.25 | 28
2033/34 | 78.75 | 11.25 | 15
2033/34 | 79.25 | 11.25 | 28
2033/34 | 79.75 | 11.25 | 19
2033/34 | 80.25 | 11.25 | 20
2033/34 | 80.75 | 11.25 | 20
2033/34 | 81.25 | 11.25 | 20
2033/34 | 81.75 | 11.25 | 20
2033/34 | 82.25 | 11.25 | 31
2033/34 | 82.75 | 11.25 | 23
2033/34 | 83.25 | 11.25 | 13
2033/34 | 83.75 | 11.25 | 19
2033/34 | 84.25 | 11.25 | 16
2033/34 | 84.75 | 11.25 | 16
2033/34 | 85.25 | 11.25 | 25
2033/34 | 85.75 | 11.25 | 26
2033/34 | 86.25 | 11.25 | 22
2033/34 | 86.75 | 11.25 | 16
2033/34 | 87.25 | 11.25 | 16
2033/34 | 87.75 | 11.25 | 19
2033/34 | 88.25 | 11.25 | 11
2033/34 | 88.75 | 11.25 | 22
2033/34 | 89.25 | 11.25 | 14
2033/34 | 89.75 | 11.25 | 21
2033/34 | 90.25 | 11.25 | 21
2033/34 | 90.75 | 11.25 | 19
2033/34 | 91.25 | 11.25 | 16
2033/34 | 91.75 | 11.25 | 12
2033/34 | 92.25 | 11.25 | 19
2033/34 | 92.75 | 11.25 | 15
2033/34 | 93.25 | 11.25 | 18
2033/34 | 93.75 | 11.25 | 10
2033/34 | 94.25 | 11.25 | 14
2033/34 | 94.75 | 11.25 | 13
2033/34 | 95.25 | 11.25 | 14
2033/34 | 95.75 | 11.25 | 13
2033/34 | 96.25 | 11.25 | 7
2033/34 | 96.75 | 11.25 | 14
2033/34 | 97.25 | 11.25 | 7
2033/34 | 97.75 | 11.25 | 12
2033/34 | 98.25 | 11.25 | 8
2033/34 | 98.75 | 11.25 | 7
2033/34 | 99.25 | 11.25 | 10
2033/34 | 99.75 | 11.25 | 12
2033/34 | 100.25 | 11.25 | 20
2033/34 | 100.75 | 11.25 | 8
2033/34 | 101.25 | 11.25 | 11
2033/34 | 101.75 | 11.25 | 9
2033/34 | 102.25 | 11.25 | 9
2033/34 | 102.75 | 11.25 | 13
2033/34 | 103.25 | 11.25 | 15
2033/34 | 103.75 | 11.25 | 11
2033/34 | 104.25 | 11.25 | 2
2033/34 | 104.75 | 11.25 | 7
2033/34 | 105.25 | 11.25 | 7
2033/34 | 105.75 | 11.25 | 11
2033/34 | 106.25 | 11.25 | 14
2033/34 | 106.75 | 11.25 | 10
2033/34 | 107.25 | 11.25 | 11
2033/34 | 107.75 | 11.25 | 8
2033/34 | 108.25 | 11.25 | 7
2033/34 | 108.75 | 11.25 | 6
2033/34 | 109.25 | 11.25 | 4
2033/34 | 109.75 | 11.25 | 5
2033/34 | 110.25 | 11.25 | 6
2033/34 | 110.75 | 11.25 | 5
2033/34 | 111.25 | 11.25 | 7
2033/34 | 111.75 | 11.25 | 10
2033/34 | 112.25 | 11.25 | 6
2033/34 | 112.75 | 11.25 | 2
2033/34 | 113.25 | 11.25 | 6
2033/34 | 113.75 | 11.25 | 4
2033/34 | 114.25 | 11.25 | 9
2033/34 | 114.75 | 11.25 | 4
2033/34 | 115.25 | 11.25 | 6
2033/34 | 115.75 | 11.25 | 4
2033/34 | 116.25 | 11.25 | 4
2033/34 | 116.75 | 11.25 | 3
2033/34 | 117.25 | 11.25 | 2
2033/34 | 117.75 | 11.25 | 1
2033/34 | 118.25 | 11.25 | 7
2033/34 | 118.75 | 11.25 | 2
2033/34 | 119.25 | 11.25 | 5
2033/34 | 119.75 | 11.25 | 5
2033/34 | 120.25 | 11.25 | 3
2033/34 | 120.75 | 11.25 | 3
2033/34 | 121.25 | 11.25 | 2
2033/34 | 121.75 | 11.25 | 1
2033/34 | 122.25 | 11.25 | 1
2033/34 | 122.75 | 11.25 | 8
2033/34 | 123.25 | 11.25 | 1
2033/34 | 123.75 | 11.25 | 6
2033/34 | 124.25 | 11.25 | 2
2033/34 | 124.75 | 11.25 | 5
2033/34 | 125.25 | 11.25 | 1
2033/34 | 125.75 | 11.25 | 3
2033/34 | 126.25 | 11.25 | 2
2033/34 | 126.75 | 11.25 | 2
2033/34 | 127.25 | 11.25 | 1
2033/34 | 127.75 | 11.25 | 5
2033/34 | 128.25 | 11.25 | 1
2033/34 | 128.75 | 11.25 | 3
2033/34 | 129.25 | 11.25 | 2
2033/34 | 129.75 | 11.25 | 4
2033/34 | 130.25 | 11.25 | 2
2033/34 | 130.75 | 11.25 | 2
2033/34 | 131.25 | 11.25 | 3
2033/34 | 131.75 | 11.25 | 3
2033/34 | 132.25 | 11.25 | 4
2033/34 | 132.75 | 11.25 | 3
2033/34 | 133.25 | 11.25 | 1
2033/34 | 133.75 | 11.25 | 1
2033/34 | 134.25 | 11.25 | 1
2033/34 | 134.75 | 11.25 | 1
2033/34 | 135.75 | 11.25 | 4
2033/34 | 136.25 | 11.25 | 2
2033/34 | 136.75 | 11.25 | 2
2033/34 | 137.75 | 11.25 | 1
2033/34 | 139.25 | 11.25 | 1
2033/34 | 139.75 | 11.25 | 1
2033/34 | 140.75 | 11.25 | 1
2033/34 | 141.25 | 11.25 | 3
2033/34 | 142.25 | 11.25 | 1
2033/34 | 142.75 | 11.25 | 2
2033/34 | 143.25 | 11.25 | 1
2033/34 | 143.75 | 11.25 | 1
2033/34 | 145.25 | 11.25 | 2
2033/34 | 145.75 | 11.25 | 2
2033/34 | 146.25 | 11.25 | 3
2033/34 | 147.25 | 11.25 | 1
2033/34 | 147.75 | 11.25 | 1
2033/34 | 148.25 | 11.25 | 1
2033/34 | 148.75 | 11.25 | 3
2033/34 | 149.25 | 11.25 | 1
2033/34 | 149.75 | 11.25 | 3
2033/34 | 150.25 | 11.25 | 2
2033/34 | 150.75 | 11.25 | 1
2033/34 | 151.25 | 11.25 | 2
2033/34 | 151.75 | 11.25 | 2
2033/34 | 152.25 | 11.25 | 1
2033/34 | 153.25 | 11.25 | 1
2033/34 | 154.25 | 11.25 | 1
2033/34 | 157.75 | 11.25 | 2
2033/34 | 158.25 | 11.25 | 2
2033/34 | 162.25 | 11.25 | 1
2033/34 | 164.25 | 11.25 | 1
2033/34 | 164.75 | 11.25 | 1
2033/34 | 165.75 | 11.25 | 1
2033/34 | 168.25 | 11.25 | 1
2033/34 | 169.75 | 11.25 | 1
2033/34 | 170.75 | 11.25 | 1
2033/34 | 173.75 | 11.25 | 1
2033/34 | 175.75 | 11.25 | 2
2033/34 | 176.25 | 11.25 | 2
2033/34 | 177.25 | 11.25 | 1
2033/34 | 177.75 | 11.25 | 1
2033/34 | 182.25 | 11.25 | 1
2033/34 | 186.75 | 11.25 | 1
2033/34 | 187.25 | 11.25 | 1
2033/34 | 188.75 | 11.25 | 1
2033/34 | 207.25 | 11.25 | 1
2033/34 | 16.75 | 11.75 | 1
2033/34 | 18.25 | 11.75 | 1
2033/34 | 18.75 | 11.75 | 1
2033/34 | 19.25 | 11.75 | 1
2033/34 | 19.75 | 11.75 | 1
2033/34 | 20.25 | 11.75 | 1
2033/34 | 20.75 | 11.75 | 2
2033/34 | 21.25 | 11.75 | 3
2033/34 | 21.75 | 11.75 | 5
2033/34 | 22.25 | 11.75 | 3
2033/34 | 22.75 | 11.75 | 5
2033/34 | 23.25 | 11.75 | 5
2033/34 | 23.75 | 11.75 | 7
2033/34 | 24.25 | 11.75 | 9
2033/34 | 24.75 | 11.75 | 13
2033/34 | 25.25 | 11.75 | 14
2033/34 | 25.75 | 11.75 | 7
2033/34 | 26.25 | 11.75 | 9
2033/34 | 26.75 | 11.75 | 12
2033/34 | 27.25 | 11.75 | 4
2033/34 | 27.75 | 11.75 | 12
2033/34 | 28.25 | 11.75 | 9
2033/34 | 28.75 | 11.75 | 8
2033/34 | 29.25 | 11.75 | 9
2033/34 | 29.75 | 11.75 | 15
2033/34 | 30.25 | 11.75 | 14
2033/34 | 30.75 | 11.75 | 18
2033/34 | 31.25 | 11.75 | 22
2033/34 | 31.75 | 11.75 | 10
2033/34 | 32.25 | 11.75 | 12
2033/34 | 32.75 | 11.75 | 13
2033/34 | 33.25 | 11.75 | 18
2033/34 | 33.75 | 11.75 | 16
2033/34 | 34.25 | 11.75 | 18
2033/34 | 34.75 | 11.75 | 11
2033/34 | 35.25 | 11.75 | 17
2033/34 | 35.75 | 11.75 | 14
2033/34 | 36.25 | 11.75 | 15
2033/34 | 36.75 | 11.75 | 22
2033/34 | 37.25 | 11.75 | 19
2033/34 | 37.75 | 11.75 | 10
2033/34 | 38.25 | 11.75 | 16
2033/34 | 38.75 | 11.75 | 20
2033/34 | 39.25 | 11.75 | 22
2033/34 | 39.75 | 11.75 | 19
2033/34 | 40.25 | 11.75 | 22
2033/34 | 40.75 | 11.75 | 32
2033/34 | 41.25 | 11.75 | 13
2033/34 | 41.75 | 11.75 | 34
2033/34 | 42.25 | 11.75 | 26
2033/34 | 42.75 | 11.75 | 19
2033/34 | 43.25 | 11.75 | 32
2033/34 | 43.75 | 11.75 | 15
2033/34 | 44.25 | 11.75 | 21
2033/34 | 44.75 | 11.75 | 26
2033/34 | 45.25 | 11.75 | 21
2033/34 | 45.75 | 11.75 | 28
2033/34 | 46.25 | 11.75 | 22
2033/34 | 46.75 | 11.75 | 25
2033/34 | 47.25 | 11.75 | 32
2033/34 | 47.75 | 11.75 | 17
2033/34 | 48.25 | 11.75 | 21
2033/34 | 48.75 | 11.75 | 19
2033/34 | 49.25 | 11.75 | 24
2033/34 | 49.75 | 11.75 | 18
2033/34 | 50.25 | 11.75 | 26
2033/34 | 50.75 | 11.75 | 28
2033/34 | 51.25 | 11.75 | 9
2033/34 | 51.75 | 11.75 | 19
2033/34 | 52.25 | 11.75 | 23
2033/34 | 52.75 | 11.75 | 24
2033/34 | 53.25 | 11.75 | 22
2033/34 | 53.75 | 11.75 | 21
2033/34 | 54.25 | 11.75 | 28
2033/34 | 54.75 | 11.75 | 25
2033/34 | 55.25 | 11.75 | 26
2033/34 | 55.75 | 11.75 | 30
2033/34 | 56.25 | 11.75 | 19
2033/34 | 56.75 | 11.75 | 19
2033/34 | 57.25 | 11.75 | 19
2033/34 | 57.75 | 11.75 | 22
2033/34 | 58.25 | 11.75 | 19
2033/34 | 58.75 | 11.75 | 17
2033/34 | 59.25 | 11.75 | 18
2033/34 | 59.75 | 11.75 | 24
2033/34 | 60.25 | 11.75 | 25
2033/34 | 60.75 | 11.75 | 23
2033/34 | 61.25 | 11.75 | 25
2033/34 | 61.75 | 11.75 | 16
2033/34 | 62.25 | 11.75 | 22
2033/34 | 62.75 | 11.75 | 29
2033/34 | 63.25 | 11.75 | 25
2033/34 | 63.75 | 11.75 | 20
2033/34 | 64.25 | 11.75 | 29
2033/34 | 64.75 | 11.75 | 37
2033/34 | 65.25 | 11.75 | 25
2033/34 | 65.75 | 11.75 | 34
2033/34 | 66.25 | 11.75 | 20
2033/34 | 66.75 | 11.75 | 20
2033/34 | 67.25 | 11.75 | 23
2033/34 | 67.75 | 11.75 | 24
2033/34 | 68.25 | 11.75 | 32
2033/34 | 68.75 | 11.75 | 37
2033/34 | 69.25 | 11.75 | 25
2033/34 | 69.75 | 11.75 | 25
2033/34 | 70.25 | 11.75 | 22
2033/34 | 70.75 | 11.75 | 36
2033/34 | 71.25 | 11.75 | 28
2033/34 | 71.75 | 11.75 | 24
2033/34 | 72.25 | 11.75 | 33
2033/34 | 72.75 | 11.75 | 32
2033/34 | 73.25 | 11.75 | 26
2033/34 | 73.75 | 11.75 | 32
2033/34 | 74.25 | 11.75 | 24
2033/34 | 74.75 | 11.75 | 30
2033/34 | 75.25 | 11.75 | 22
2033/34 | 75.75 | 11.75 | 30
2033/34 | 76.25 | 11.75 | 27
2033/34 | 76.75 | 11.75 | 25
2033/34 | 77.25 | 11.75 | 28
2033/34 | 77.75 | 11.75 | 25
2033/34 | 78.25 | 11.75 | 24
2033/34 | 78.75 | 11.75 | 20
2033/34 | 79.25 | 11.75 | 37
2033/34 | 79.75 | 11.75 | 27
2033/34 | 80.25 | 11.75 | 21
2033/34 | 80.75 | 11.75 | 19
2033/34 | 81.25 | 11.75 | 25
2033/34 | 81.75 | 11.75 | 28
2033/34 | 82.25 | 11.75 | 26
2033/34 | 82.75 | 11.75 | 26
2033/34 | 83.25 | 11.75 | 25
2033/34 | 83.75 | 11.75 | 24
2033/34 | 84.25 | 11.75 | 24
2033/34 | 84.75 | 11.75 | 23
2033/34 | 85.25 | 11.75 | 22
2033/34 | 85.75 | 11.75 | 18
2033/34 | 86.25 | 11.75 | 23
2033/34 | 86.75 | 11.75 | 24
2033/34 | 87.25 | 11.75 | 21
2033/34 | 87.75 | 11.75 | 26
2033/34 | 88.25 | 11.75 | 19
2033/34 | 88.75 | 11.75 | 14
2033/34 | 89.25 | 11.75 | 16
2033/34 | 89.75 | 11.75 | 25
2033/34 | 90.25 | 11.75 | 21
2033/34 | 90.75 | 11.75 | 19
2033/34 | 91.25 | 11.75 | 17
2033/34 | 91.75 | 11.75 | 27
2033/34 | 92.25 | 11.75 | 17
2033/34 | 92.75 | 11.75 | 16
2033/34 | 93.25 | 11.75 | 16
2033/34 | 93.75 | 11.75 | 7
2033/34 | 94.25 | 11.75 | 10
2033/34 | 94.75 | 11.75 | 11
2033/34 | 95.25 | 11.75 | 17
2033/34 | 95.75 | 11.75 | 9
2033/34 | 96.25 | 11.75 | 14
2033/34 | 96.75 | 11.75 | 17
2033/34 | 97.25 | 11.75 | 15
2033/34 | 97.75 | 11.75 | 11
2033/34 | 98.25 | 11.75 | 12
2033/34 | 98.75 | 11.75 | 12
2033/34 | 99.25 | 11.75 | 10
2033/34 | 99.75 | 11.75 | 12
2033/34 | 100.25 | 11.75 | 12
2033/34 | 100.75 | 11.75 | 17
2033/34 | 101.25 | 11.75 | 13
2033/34 | 101.75 | 11.75 | 10
2033/34 | 102.25 | 11.75 | 6
2033/34 | 102.75 | 11.75 | 10
2033/34 | 103.25 | 11.75 | 11
2033/34 | 103.75 | 11.75 | 10
2033/34 | 104.25 | 11.75 | 12
2033/34 | 104.75 | 11.75 | 6
2033/34 | 105.25 | 11.75 | 5
2033/34 | 105.75 | 11.75 | 8
2033/34 | 106.25 | 11.75 | 12
2033/34 | 106.75 | 11.75 | 11
2033/34 | 107.25 | 11.75 | 7
2033/34 | 107.75 | 11.75 | 9
2033/34 | 108.25 | 11.75 | 11
2033/34 | 108.75 | 11.75 | 15
2033/34 | 109.25 | 11.75 | 4
2033/34 | 109.75 | 11.75 | 6
2033/34 | 110.25 | 11.75 | 8
2033/34 | 110.75 | 11.75 | 5
2033/34 | 111.25 | 11.75 | 6
2033/34 | 111.75 | 11.75 | 3
2033/34 | 112.25 | 11.75 | 13
2033/34 | 112.75 | 11.75 | 8
2033/34 | 113.25 | 11.75 | 4
2033/34 | 113.75 | 11.75 | 9
2033/34 | 114.25 | 11.75 | 8
2033/34 | 114.75 | 11.75 | 2
2033/34 | 115.25 | 11.75 | 9
2033/34 | 115.75 | 11.75 | 7
2033/34 | 116.25 | 11.75 | 4
2033/34 | 116.75 | 11.75 | 10
2033/34 | 117.25 | 11.75 | 2
2033/34 | 117.75 | 11.75 | 4
2033/34 | 118.25 | 11.75 | 6
2033/34 | 118.75 | 11.75 | 4
2033/34 | 119.25 | 11.75 | 8
2033/34 | 119.75 | 11.75 | 5
2033/34 | 120.25 | 11.75 | 4
2033/34 | 120.75 | 11.75 | 4
2033/34 | 121.25 | 11.75 | 3
2033/34 | 121.75 | 11.75 | 3
2033/34 | 122.25 | 11.75 | 5
2033/34 | 122.75 | 11.75 | 3
2033/34 | 123.25 | 11.75 | 2
2033/34 | 123.75 | 11.75 | 2
2033/34 | 124.25 | 11.75 | 3
2033/34 | 124.75 | 11.75 | 5
2033/34 | 125.25 | 11.75 | 4
2033/34 | 125.75 | 11.75 | 1
2033/34 | 126.25 | 11.75 | 3
2033/34 | 126.75 | 11.75 | 3
2033/34 | 127.25 | 11.75 | 3
2033/34 | 128.25 | 11.75 | 1
2033/34 | 128.75 | 11.75 | 1
2033/34 | 129.25 | 11.75 | 3
2033/34 | 129.75 | 11.75 | 4
2033/34 | 130.25 | 11.75 | 4
2033/34 | 130.75 | 11.75 | 8
2033/34 | 131.25 | 11.75 | 2
2033/34 | 131.75 | 11.75 | 2
2033/34 | 132.25 | 11.75 | 4
2033/34 | 132.75 | 11.75 | 3
2033/34 | 133.25 | 11.75 | 2
2033/34 | 133.75 | 11.75 | 6
2033/34 | 134.25 | 11.75 | 3
2033/34 | 134.75 | 11.75 | 3
2033/34 | 135.75 | 11.75 | 2
2033/34 | 136.25 | 11.75 | 2
2033/34 | 136.75 | 11.75 | 2
2033/34 | 137.25 | 11.75 | 1
2033/34 | 137.75 | 11.75 | 2
2033/34 | 138.75 | 11.75 | 4
2033/34 | 139.25 | 11.75 | 1
2033/34 | 139.75 | 11.75 | 1
2033/34 | 140.25 | 11.75 | 1
2033/34 | 140.75 | 11.75 | 1
2033/34 | 141.25 | 11.75 | 2
2033/34 | 142.25 | 11.75 | 1
2033/34 | 142.75 | 11.75 | 2
2033/34 | 143.75 | 11.75 | 4
2033/34 | 144.25 | 11.75 | 1
2033/34 | 144.75 | 11.75 | 2
2033/34 | 145.25 | 11.75 | 1
2033/34 | 145.75 | 11.75 | 1
2033/34 | 146.25 | 11.75 | 2
2033/34 | 146.75 | 11.75 | 1
2033/34 | 147.75 | 11.75 | 2
2033/34 | 148.25 | 11.75 | 1
2033/34 | 148.75 | 11.75 | 2
2033/34 | 149.25 | 11.75 | 3
2033/34 | 149.75 | 11.75 | 3
2033/34 | 150.25 | 11.75 | 1
2033/34 | 151.25 | 11.75 | 2
2033/34 | 152.25 | 11.75 | 1
2033/34 | 152.75 | 11.75 | 1
2033/34 | 153.25 | 11.75 | 1
2033/34 | 154.25 | 11.75 | 3
2033/34 | 155.75 | 11.75 | 1
2033/34 | 156.25 | 11.75 | 2
2033/34 | 156.75 | 11.75 | 1
2033/34 | 159.75 | 11.75 | 1
2033/34 | 163.25 | 11.75 | 1
2033/34 | 164.75 | 11.75 | 1
2033/34 | 165.75 | 11.75 | 2
2033/34 | 166.25 | 11.75 | 1
2033/34 | 169.25 | 11.75 | 1
2033/34 | 170.25 | 11.75 | 1
2033/34 | 171.25 | 11.75 | 1
2033/34 | 171.75 | 11.75 | 2
2033/34 | 173.25 | 11.75 | 1
2033/34 | 178.25 | 11.75 | 1
2033/34 | 180.75 | 11.75 | 1
2033/34 | 183.25 | 11.75 | 1
2033/34 | 187.75 | 11.75 | 1
2033/34 | 191.75 | 11.75 | 1
2033/34 | 196.25 | 11.75 | 1
2033/34 | 215.25 | 11.75 | 1
2033/34 | 16.75 | 12.25 | 2
2033/34 | 19.25 | 12.25 | 1
2033/34 | 20.75 | 12.25 | 2
2033/34 | 21.25 | 12.25 | 1
2033/34 | 21.75 | 12.25 | 5
2033/34 | 22.25 | 12.25 | 2
2033/34 | 22.75 | 12.25 | 8
2033/34 | 23.25 | 12.25 | 5
2033/34 | 24.25 | 12.25 | 3
2033/34 | 24.75 | 12.25 | 12
2033/34 | 25.25 | 12.25 | 11
2033/34 | 25.75 | 12.25 | 9
2033/34 | 26.25 | 12.25 | 13
2033/34 | 26.75 | 12.25 | 15
2033/34 | 27.25 | 12.25 | 9
2033/34 | 27.75 | 12.25 | 11
2033/34 | 28.25 | 12.25 | 8
2033/34 | 28.75 | 12.25 | 13
2033/34 | 29.25 | 12.25 | 16
2033/34 | 29.75 | 12.25 | 16
2033/34 | 30.25 | 12.25 | 7
2033/34 | 30.75 | 12.25 | 7
2033/34 | 31.25 | 12.25 | 17
2033/34 | 31.75 | 12.25 | 17
2033/34 | 32.25 | 12.25 | 20
2033/34 | 32.75 | 12.25 | 18
2033/34 | 33.25 | 12.25 | 17
2033/34 | 33.75 | 12.25 | 15
2033/34 | 34.25 | 12.25 | 18
2033/34 | 34.75 | 12.25 | 23
2033/34 | 35.25 | 12.25 | 15
2033/34 | 35.75 | 12.25 | 21
2033/34 | 36.25 | 12.25 | 18
2033/34 | 36.75 | 12.25 | 15
2033/34 | 37.25 | 12.25 | 11
2033/34 | 37.75 | 12.25 | 15
2033/34 | 38.25 | 12.25 | 13
2033/34 | 38.75 | 12.25 | 17
2033/34 | 39.25 | 12.25 | 26
2033/34 | 39.75 | 12.25 | 19
2033/34 | 40.25 | 12.25 | 21
2033/34 | 40.75 | 12.25 | 21
2033/34 | 41.25 | 12.25 | 25
2033/34 | 41.75 | 12.25 | 28
2033/34 | 42.25 | 12.25 | 29
2033/34 | 42.75 | 12.25 | 23
2033/34 | 43.25 | 12.25 | 25
2033/34 | 43.75 | 12.25 | 34
2033/34 | 44.25 | 12.25 | 22
2033/34 | 44.75 | 12.25 | 26
2033/34 | 45.25 | 12.25 | 28
2033/34 | 45.75 | 12.25 | 21
2033/34 | 46.25 | 12.25 | 23
2033/34 | 46.75 | 12.25 | 27
2033/34 | 47.25 | 12.25 | 25
2033/34 | 47.75 | 12.25 | 25
2033/34 | 48.25 | 12.25 | 20
2033/34 | 48.75 | 12.25 | 24
2033/34 | 49.25 | 12.25 | 18
2033/34 | 49.75 | 12.25 | 23
2033/34 | 50.25 | 12.25 | 28
2033/34 | 50.75 | 12.25 | 28
2033/34 | 51.25 | 12.25 | 25
2033/34 | 51.75 | 12.25 | 26
2033/34 | 52.25 | 12.25 | 25
2033/34 | 52.75 | 12.25 | 23
2033/34 | 53.25 | 12.25 | 24
2033/34 | 53.75 | 12.25 | 23
2033/34 | 54.25 | 12.25 | 28
2033/34 | 54.75 | 12.25 | 35
2033/34 | 55.25 | 12.25 | 27
2033/34 | 55.75 | 12.25 | 19
2033/34 | 56.25 | 12.25 | 22
2033/34 | 56.75 | 12.25 | 21
2033/34 | 57.25 | 12.25 | 19
2033/34 | 57.75 | 12.25 | 23
2033/34 | 58.25 | 12.25 | 24
2033/34 | 58.75 | 12.25 | 18
2033/34 | 59.25 | 12.25 | 25
2033/34 | 59.75 | 12.25 | 26
2033/34 | 60.25 | 12.25 | 17
2033/34 | 60.75 | 12.25 | 24
2033/34 | 61.25 | 12.25 | 21
2033/34 | 61.75 | 12.25 | 22
2033/34 | 62.25 | 12.25 | 22
2033/34 | 62.75 | 12.25 | 24
2033/34 | 63.25 | 12.25 | 24
2033/34 | 63.75 | 12.25 | 25
2033/34 | 64.25 | 12.25 | 22
2033/34 | 64.75 | 12.25 | 22
2033/34 | 65.25 | 12.25 | 33
2033/34 | 65.75 | 12.25 | 28
2033/34 | 66.25 | 12.25 | 28
2033/34 | 66.75 | 12.25 | 31
2033/34 | 67.25 | 12.25 | 24
2033/34 | 67.75 | 12.25 | 30
2033/34 | 68.25 | 12.25 | 29
2033/34 | 68.75 | 12.25 | 29
2033/34 | 69.25 | 12.25 | 26
2033/34 | 69.75 | 12.25 | 34
2033/34 | 70.25 | 12.25 | 30
2033/34 | 70.75 | 12.25 | 27
2033/34 | 71.25 | 12.25 | 36
2033/34 | 71.75 | 12.25 | 34
2033/34 | 72.25 | 12.25 | 20
2033/34 | 72.75 | 12.25 | 17
2033/34 | 73.25 | 12.25 | 27
2033/34 | 73.75 | 12.25 | 25
2033/34 | 74.25 | 12.25 | 27
2033/34 | 74.75 | 12.25 | 30
2033/34 | 75.25 | 12.25 | 48
2033/34 | 75.75 | 12.25 | 30
2033/34 | 76.25 | 12.25 | 24
2033/34 | 76.75 | 12.25 | 31
2033/34 | 77.25 | 12.25 | 20
2033/34 | 77.75 | 12.25 | 30
2033/34 | 78.25 | 12.25 | 27
2033/34 | 78.75 | 12.25 | 35
2033/34 | 79.25 | 12.25 | 28
2033/34 | 79.75 | 12.25 | 38
2033/34 | 80.25 | 12.25 | 29
2033/34 | 80.75 | 12.25 | 23
2033/34 | 81.25 | 12.25 | 32
2033/34 | 81.75 | 12.25 | 29
2033/34 | 82.25 | 12.25 | 25
2033/34 | 82.75 | 12.25 | 24
2033/34 | 83.25 | 12.25 | 20
2033/34 | 83.75 | 12.25 | 28
2033/34 | 84.25 | 12.25 | 32
2033/34 | 84.75 | 12.25 | 22
2033/34 | 85.25 | 12.25 | 18
2033/34 | 85.75 | 12.25 | 23
2033/34 | 86.25 | 12.25 | 19
2033/34 | 86.75 | 12.25 | 22
2033/34 | 87.25 | 12.25 | 22
2033/34 | 87.75 | 12.25 | 17
2033/34 | 88.25 | 12.25 | 13
2033/34 | 88.75 | 12.25 | 21
2033/34 | 89.25 | 12.25 | 18
2033/34 | 89.75 | 12.25 | 28
2033/34 | 90.25 | 12.25 | 22
2033/34 | 90.75 | 12.25 | 14
2033/34 | 91.25 | 12.25 | 25
2033/34 | 91.75 | 12.25 | 16
2033/34 | 92.25 | 12.25 | 14
2033/34 | 92.75 | 12.25 | 17
2033/34 | 93.25 | 12.25 | 19
2033/34 | 93.75 | 12.25 | 17
2033/34 | 94.25 | 12.25 | 15
2033/34 | 94.75 | 12.25 | 24
2033/34 | 95.25 | 12.25 | 19
2033/34 | 95.75 | 12.25 | 15
2033/34 | 96.25 | 12.25 | 20
2033/34 | 96.75 | 12.25 | 14
2033/34 | 97.25 | 12.25 | 18
2033/34 | 97.75 | 12.25 | 16
2033/34 | 98.25 | 12.25 | 15
2033/34 | 98.75 | 12.25 | 13
2033/34 | 99.25 | 12.25 | 12
2033/34 | 99.75 | 12.25 | 11
2033/34 | 100.25 | 12.25 | 17
2033/34 | 100.75 | 12.25 | 15
2033/34 | 101.25 | 12.25 | 14
2033/34 | 101.75 | 12.25 | 8
2033/34 | 102.25 | 12.25 | 9
2033/34 | 102.75 | 12.25 | 9
2033/34 | 103.25 | 12.25 | 8
2033/34 | 103.75 | 12.25 | 11
2033/34 | 104.25 | 12.25 | 10
2033/34 | 104.75 | 12.25 | 9
2033/34 | 105.25 | 12.25 | 6
2033/34 | 105.75 | 12.25 | 11
2033/34 | 106.25 | 12.25 | 17
2033/34 | 106.75 | 12.25 | 10
2033/34 | 107.25 | 12.25 | 10
2033/34 | 107.75 | 12.25 | 10
2033/34 | 108.25 | 12.25 | 10
2033/34 | 108.75 | 12.25 | 14
2033/34 | 109.25 | 12.25 | 5
2033/34 | 109.75 | 12.25 | 7
2033/34 | 110.25 | 12.25 | 5
2033/34 | 110.75 | 12.25 | 7
2033/34 | 111.25 | 12.25 | 5
2033/34 | 111.75 | 12.25 | 8
2033/34 | 112.25 | 12.25 | 8
2033/34 | 112.75 | 12.25 | 3
2033/34 | 113.25 | 12.25 | 5
2033/34 | 113.75 | 12.25 | 3
2033/34 | 114.25 | 12.25 | 7
2033/34 | 114.75 | 12.25 | 7
2033/34 | 115.25 | 12.25 | 9
2033/34 | 115.75 | 12.25 | 5
2033/34 | 116.25 | 12.25 | 10
2033/34 | 116.75 | 12.25 | 8
2033/34 | 117.25 | 12.25 | 5
2033/34 | 117.75 | 12.25 | 3
2033/34 | 118.25 | 12.25 | 7
2033/34 | 118.75 | 12.25 | 2
2033/34 | 119.25 | 12.25 | 6
2033/34 | 119.75 | 12.25 | 7
2033/34 | 120.25 | 12.25 | 4
2033/34 | 120.75 | 12.25 | 7
2033/34 | 121.75 | 12.25 | 6
2033/34 | 122.25 | 12.25 | 1
2033/34 | 122.75 | 12.25 | 6
2033/34 | 123.25 | 12.25 | 6
2033/34 | 123.75 | 12.25 | 4
2033/34 | 124.25 | 12.25 | 4
2033/34 | 124.75 | 12.25 | 7
2033/34 | 125.25 | 12.25 | 3
2033/34 | 125.75 | 12.25 | 5
2033/34 | 126.25 | 12.25 | 2
2033/34 | 126.75 | 12.25 | 2
2033/34 | 127.25 | 12.25 | 3
2033/34 | 127.75 | 12.25 | 2
2033/34 | 128.25 | 12.25 | 5
2033/34 | 128.75 | 12.25 | 3
2033/34 | 129.25 | 12.25 | 3
2033/34 | 129.75 | 12.25 | 3
2033/34 | 130.25 | 12.25 | 2
2033/34 | 130.75 | 12.25 | 2
2033/34 | 131.25 | 12.25 | 2
2033/34 | 131.75 | 12.25 | 1
2033/34 | 132.25 | 12.25 | 1
2033/34 | 132.75 | 12.25 | 1
2033/34 | 133.25 | 12.25 | 3
2033/34 | 133.75 | 12.25 | 3
2033/34 | 134.25 | 12.25 | 3
2033/34 | 134.75 | 12.25 | 2
2033/34 | 135.25 | 12.25 | 1
2033/34 | 135.75 | 12.25 | 3
2033/34 | 136.25 | 12.25 | 1
2033/34 | 136.75 | 12.25 | 4
2033/34 | 137.25 | 12.25 | 1
2033/34 | 137.75 | 12.25 | 1
2033/34 | 138.25 | 12.25 | 1
2033/34 | 138.75 | 12.25 | 2
2033/34 | 139.25 | 12.25 | 1
2033/34 | 140.25 | 12.25 | 5
2033/34 | 140.75 | 12.25 | 2
2033/34 | 141.25 | 12.25 | 3
2033/34 | 141.75 | 12.25 | 6
2033/34 | 142.25 | 12.25 | 3
2033/34 | 142.75 | 12.25 | 2
2033/34 | 143.25 | 12.25 | 6
2033/34 | 143.75 | 12.25 | 2
2033/34 | 144.25 | 12.25 | 1
2033/34 | 144.75 | 12.25 | 2
2033/34 | 145.25 | 12.25 | 2
2033/34 | 145.75 | 12.25 | 2
2033/34 | 146.25 | 12.25 | 1
2033/34 | 147.25 | 12.25 | 1
2033/34 | 147.75 | 12.25 | 3
2033/34 | 148.25 | 12.25 | 2
2033/34 | 148.75 | 12.25 | 1
2033/34 | 149.75 | 12.25 | 1
2033/34 | 150.25 | 12.25 | 1
2033/34 | 150.75 | 12.25 | 1
2033/34 | 151.75 | 12.25 | 1
2033/34 | 152.75 | 12.25 | 1
2033/34 | 154.75 | 12.25 | 1
2033/34 | 155.25 | 12.25 | 1
2033/34 | 155.75 | 12.25 | 1
2033/34 | 156.75 | 12.25 | 1
2033/34 | 157.25 | 12.25 | 1
2033/34 | 157.75 | 12.25 | 1
2033/34 | 158.75 | 12.25 | 1
2033/34 | 160.75 | 12.25 | 1
2033/34 | 161.25 | 12.25 | 1
2033/34 | 161.75 | 12.25 | 1
2033/34 | 162.25 | 12.25 | 1
2033/34 | 165.25 | 12.25 | 1
2033/34 | 166.25 | 12.25 | 1
2033/34 | 166.75 | 12.25 | 1
2033/34 | 169.75 | 12.25 | 1
2033/34 | 170.25 | 12.25 | 1
2033/34 | 173.25 | 12.25 | 1
2033/34 | 174.75 | 12.25 | 1
2033/34 | 175.25 | 12.25 | 1
2033/34 | 176.75 | 12.25 | 1
2033/34 | 177.75 | 12.25 | 1
2033/34 | 180.75 | 12.25 | 1
2033/34 | 181.25 | 12.25 | 1
2033/34 | 182.25 | 12.25 | 1
2033/34 | 182.75 | 12.25 | 2
2033/34 | 183.75 | 12.25 | 1
2033/34 | 185.75 | 12.25 | 2
2033/34 | 17.25 | 12.75 | 1
2033/34 | 17.75 | 12.75 | 2
2033/34 | 18.25 | 12.75 | 2
2033/34 | 18.75 | 12.75 | 1
2033/34 | 19.75 | 12.75 | 1
2033/34 | 20.75 | 12.75 | 1
2033/34 | 21.25 | 12.75 | 2
2033/34 | 21.75 | 12.75 | 2
2033/34 | 22.75 | 12.75 | 3
2033/34 | 23.25 | 12.75 | 7
2033/34 | 23.75 | 12.75 | 1
2033/34 | 24.25 | 12.75 | 9
2033/34 | 24.75 | 12.75 | 7
2033/34 | 25.25 | 12.75 | 3
2033/34 | 25.75 | 12.75 | 7
2033/34 | 26.25 | 12.75 | 11
2033/34 | 26.75 | 12.75 | 19
2033/34 | 27.25 | 12.75 | 15
2033/34 | 27.75 | 12.75 | 8
2033/34 | 28.25 | 12.75 | 8
2033/34 | 28.75 | 12.75 | 14
2033/34 | 29.25 | 12.75 | 13
2033/34 | 29.75 | 12.75 | 11
2033/34 | 30.25 | 12.75 | 8
2033/34 | 30.75 | 12.75 | 10
2033/34 | 31.25 | 12.75 | 12
2033/34 | 31.75 | 12.75 | 14
2033/34 | 32.25 | 12.75 | 10
2033/34 | 32.75 | 12.75 | 16
2033/34 | 33.25 | 12.75 | 11
2033/34 | 33.75 | 12.75 | 18
2033/34 | 34.25 | 12.75 | 9
2033/34 | 34.75 | 12.75 | 23
2033/34 | 35.25 | 12.75 | 18
2033/34 | 35.75 | 12.75 | 21
2033/34 | 36.25 | 12.75 | 24
2033/34 | 36.75 | 12.75 | 17
2033/34 | 37.25 | 12.75 | 13
2033/34 | 37.75 | 12.75 | 23
2033/34 | 38.25 | 12.75 | 18
2033/34 | 38.75 | 12.75 | 23
2033/34 | 39.25 | 12.75 | 14
2033/34 | 39.75 | 12.75 | 23
2033/34 | 40.25 | 12.75 | 21
2033/34 | 40.75 | 12.75 | 21
2033/34 | 41.25 | 12.75 | 27
2033/34 | 41.75 | 12.75 | 19
2033/34 | 42.25 | 12.75 | 20
2033/34 | 42.75 | 12.75 | 22
2033/34 | 43.25 | 12.75 | 21
2033/34 | 43.75 | 12.75 | 35
2033/34 | 44.25 | 12.75 | 16
2033/34 | 44.75 | 12.75 | 20
2033/34 | 45.25 | 12.75 | 35
2033/34 | 45.75 | 12.75 | 26
2033/34 | 46.25 | 12.75 | 18
2033/34 | 46.75 | 12.75 | 27
2033/34 | 47.25 | 12.75 | 28
2033/34 | 47.75 | 12.75 | 25
2033/34 | 48.25 | 12.75 | 32
2033/34 | 48.75 | 12.75 | 25
2033/34 | 49.25 | 12.75 | 23
2033/34 | 49.75 | 12.75 | 18
2033/34 | 50.25 | 12.75 | 32
2033/34 | 50.75 | 12.75 | 22
2033/34 | 51.25 | 12.75 | 15
2033/34 | 51.75 | 12.75 | 22
2033/34 | 52.25 | 12.75 | 24
2033/34 | 52.75 | 12.75 | 20
2033/34 | 53.25 | 12.75 | 24
2033/34 | 53.75 | 12.75 | 23
2033/34 | 54.25 | 12.75 | 18
2033/34 | 54.75 | 12.75 | 26
2033/34 | 55.25 | 12.75 | 19
2033/34 | 55.75 | 12.75 | 21
2033/34 | 56.25 | 12.75 | 23
2033/34 | 56.75 | 12.75 | 27
2033/34 | 57.25 | 12.75 | 26
2033/34 | 57.75 | 12.75 | 22
2033/34 | 58.25 | 12.75 | 28
2033/34 | 58.75 | 12.75 | 15
2033/34 | 59.25 | 12.75 | 33
2033/34 | 59.75 | 12.75 | 27
2033/34 | 60.25 | 12.75 | 26
2033/34 | 60.75 | 12.75 | 23
2033/34 | 61.25 | 12.75 | 25
2033/34 | 61.75 | 12.75 | 22
2033/34 | 62.25 | 12.75 | 26
2033/34 | 62.75 | 12.75 | 28
2033/34 | 63.25 | 12.75 | 19
2033/34 | 63.75 | 12.75 | 33
2033/34 | 64.25 | 12.75 | 27
2033/34 | 64.75 | 12.75 | 26
2033/34 | 65.25 | 12.75 | 20
2033/34 | 65.75 | 12.75 | 19
2033/34 | 66.25 | 12.75 | 19
2033/34 | 66.75 | 12.75 | 36
2033/34 | 67.25 | 12.75 | 37
2033/34 | 67.75 | 12.75 | 25
2033/34 | 68.25 | 12.75 | 30
2033/34 | 68.75 | 12.75 | 32
2033/34 | 69.25 | 12.75 | 24
2033/34 | 69.75 | 12.75 | 21
2033/34 | 70.25 | 12.75 | 27
2033/34 | 70.75 | 12.75 | 25
2033/34 | 71.25 | 12.75 | 38
2033/34 | 71.75 | 12.75 | 26
2033/34 | 72.25 | 12.75 | 25
2033/34 | 72.75 | 12.75 | 22
2033/34 | 73.25 | 12.75 | 25
2033/34 | 73.75 | 12.75 | 18
2033/34 | 74.25 | 12.75 | 27
2033/34 | 74.75 | 12.75 | 29
2033/34 | 75.25 | 12.75 | 29
2033/34 | 75.75 | 12.75 | 31
2033/34 | 76.25 | 12.75 | 31
2033/34 | 76.75 | 12.75 | 34
2033/34 | 77.25 | 12.75 | 12
2033/34 | 77.75 | 12.75 | 29
2033/34 | 78.25 | 12.75 | 15
2033/34 | 78.75 | 12.75 | 21
2033/34 | 79.25 | 12.75 | 25
2033/34 | 79.75 | 12.75 | 29
2033/34 | 80.25 | 12.75 | 26
2033/34 | 80.75 | 12.75 | 26
2033/34 | 81.25 | 12.75 | 29
2033/34 | 81.75 | 12.75 | 21
2033/34 | 82.25 | 12.75 | 19
2033/34 | 82.75 | 12.75 | 21
2033/34 | 83.25 | 12.75 | 23
2033/34 | 83.75 | 12.75 | 29
2033/34 | 84.25 | 12.75 | 25
2033/34 | 84.75 | 12.75 | 19
2033/34 | 85.25 | 12.75 | 31
2033/34 | 85.75 | 12.75 | 23
2033/34 | 86.25 | 12.75 | 23
2033/34 | 86.75 | 12.75 | 9
2033/34 | 87.25 | 12.75 | 11
2033/34 | 87.75 | 12.75 | 17
2033/34 | 88.25 | 12.75 | 28
2033/34 | 88.75 | 12.75 | 22
2033/34 | 89.25 | 12.75 | 23
2033/34 | 89.75 | 12.75 | 19
2033/34 | 90.25 | 12.75 | 26
2033/34 | 90.75 | 12.75 | 32
2033/34 | 91.25 | 12.75 | 19
2033/34 | 91.75 | 12.75 | 17
2033/34 | 92.25 | 12.75 | 22
2033/34 | 92.75 | 12.75 | 15
2033/34 | 93.25 | 12.75 | 18
2033/34 | 93.75 | 12.75 | 14
2033/34 | 94.25 | 12.75 | 17
2033/34 | 94.75 | 12.75 | 12
2033/34 | 95.25 | 12.75 | 15
2033/34 | 95.75 | 12.75 | 15
2033/34 | 96.25 | 12.75 | 18
2033/34 | 96.75 | 12.75 | 14
2033/34 | 97.25 | 12.75 | 13
2033/34 | 97.75 | 12.75 | 18
2033/34 | 98.25 | 12.75 | 14
2033/34 | 98.75 | 12.75 | 12
2033/34 | 99.25 | 12.75 | 22
2033/34 | 99.75 | 12.75 | 14
2033/34 | 100.25 | 12.75 | 25
2033/34 | 100.75 | 12.75 | 7
2033/34 | 101.25 | 12.75 | 12
2033/34 | 101.75 | 12.75 | 18
2033/34 | 102.25 | 12.75 | 9
2033/34 | 102.75 | 12.75 | 11
2033/34 | 103.25 | 12.75 | 7
2033/34 | 103.75 | 12.75 | 15
2033/34 | 104.25 | 12.75 | 9
2033/34 | 104.75 | 12.75 | 8
2033/34 | 105.25 | 12.75 | 9
2033/34 | 105.75 | 12.75 | 11
2033/34 | 106.25 | 12.75 | 8
2033/34 | 106.75 | 12.75 | 10
2033/34 | 107.25 | 12.75 | 8
2033/34 | 107.75 | 12.75 | 12
2033/34 | 108.25 | 12.75 | 7
2033/34 | 108.75 | 12.75 | 8
2033/34 | 109.25 | 12.75 | 6
2033/34 | 109.75 | 12.75 | 11
2033/34 | 110.25 | 12.75 | 11
2033/34 | 110.75 | 12.75 | 7
2033/34 | 111.25 | 12.75 | 6
2033/34 | 111.75 | 12.75 | 9
2033/34 | 112.25 | 12.75 | 15
2033/34 | 112.75 | 12.75 | 9
2033/34 | 113.25 | 12.75 | 7
2033/34 | 113.75 | 12.75 | 8
2033/34 | 114.25 | 12.75 | 3
2033/34 | 114.75 | 12.75 | 6
2033/34 | 115.25 | 12.75 | 7
2033/34 | 115.75 | 12.75 | 5
2033/34 | 116.25 | 12.75 | 6
2033/34 | 116.75 | 12.75 | 4
2033/34 | 117.25 | 12.75 | 7
2033/34 | 117.75 | 12.75 | 5
2033/34 | 118.25 | 12.75 | 9
2033/34 | 118.75 | 12.75 | 9
2033/34 | 119.25 | 12.75 | 7
2033/34 | 119.75 | 12.75 | 14
2033/34 | 120.25 | 12.75 | 6
2033/34 | 120.75 | 12.75 | 6
2033/34 | 121.25 | 12.75 | 4
2033/34 | 121.75 | 12.75 | 7
2033/34 | 122.25 | 12.75 | 3
2033/34 | 122.75 | 12.75 | 4
2033/34 | 123.25 | 12.75 | 3
2033/34 | 123.75 | 12.75 | 6
2033/34 | 124.25 | 12.75 | 5
2033/34 | 124.75 | 12.75 | 5
2033/34 | 125.25 | 12.75 | 6
2033/34 | 125.75 | 12.75 | 3
2033/34 | 126.25 | 12.75 | 6
2033/34 | 126.75 | 12.75 | 2
2033/34 | 127.25 | 12.75 | 5
2033/34 | 127.75 | 12.75 | 2
2033/34 | 128.25 | 12.75 | 4
2033/34 | 128.75 | 12.75 | 2
2033/34 | 129.25 | 12.75 | 5
2033/34 | 129.75 | 12.75 | 6
2033/34 | 130.25 | 12.75 | 8
2033/34 | 130.75 | 12.75 | 1
2033/34 | 131.25 | 12.75 | 6
2033/34 | 131.75 | 12.75 | 5
2033/34 | 132.25 | 12.75 | 5
2033/34 | 132.75 | 12.75 | 4
2033/34 | 133.25 | 12.75 | 3
2033/34 | 133.75 | 12.75 | 2
2033/34 | 134.25 | 12.75 | 4
2033/34 | 134.75 | 12.75 | 4
2033/34 | 135.25 | 12.75 | 2
2033/34 | 135.75 | 12.75 | 4
2033/34 | 136.25 | 12.75 | 2
2033/34 | 136.75 | 12.75 | 1
2033/34 | 137.25 | 12.75 | 1
2033/34 | 137.75 | 12.75 | 1
2033/34 | 138.25 | 12.75 | 1
2033/34 | 138.75 | 12.75 | 4
2033/34 | 139.25 | 12.75 | 1
2033/34 | 139.75 | 12.75 | 2
2033/34 | 140.25 | 12.75 | 6
2033/34 | 140.75 | 12.75 | 5
2033/34 | 141.25 | 12.75 | 2
2033/34 | 141.75 | 12.75 | 4
2033/34 | 142.25 | 12.75 | 2
2033/34 | 142.75 | 12.75 | 1
2033/34 | 143.25 | 12.75 | 2
2033/34 | 143.75 | 12.75 | 2
2033/34 | 144.25 | 12.75 | 1
2033/34 | 144.75 | 12.75 | 2
2033/34 | 145.75 | 12.75 | 2
2033/34 | 146.75 | 12.75 | 1
2033/34 | 147.25 | 12.75 | 2
2033/34 | 147.75 | 12.75 | 4
2033/34 | 148.25 | 12.75 | 1
2033/34 | 148.75 | 12.75 | 2
2033/34 | 149.25 | 12.75 | 1
2033/34 | 150.25 | 12.75 | 1
2033/34 | 150.75 | 12.75 | 4
2033/34 | 151.25 | 12.75 | 1
2033/34 | 152.25 | 12.75 | 2
2033/34 | 153.25 | 12.75 | 1
2033/34 | 153.75 | 12.75 | 1
2033/34 | 154.25 | 12.75 | 1
2033/34 | 157.25 | 12.75 | 1
2033/34 | 157.75 | 12.75 | 2
2033/34 | 158.75 | 12.75 | 2
2033/34 | 159.25 | 12.75 | 2
2033/34 | 160.75 | 12.75 | 1
2033/34 | 161.25 | 12.75 | 1
2033/34 | 161.75 | 12.75 | 2
2033/34 | 163.25 | 12.75 | 1
2033/34 | 163.75 | 12.75 | 1
2033/34 | 164.25 | 12.75 | 1
2033/34 | 166.25 | 12.75 | 1
2033/34 | 166.75 | 12.75 | 2
2033/34 | 167.25 | 12.75 | 2
2033/34 | 168.75 | 12.75 | 2
2033/34 | 169.25 | 12.75 | 1
2033/34 | 169.75 | 12.75 | 1
2033/34 | 170.25 | 12.75 | 1
2033/34 | 171.25 | 12.75 | 1
2033/34 | 176.25 | 12.75 | 1
2033/34 | 177.25 | 12.75 | 1
2033/34 | 179.25 | 12.75 | 1
2033/34 | 180.75 | 12.75 | 1
2033/34 | 182.25 | 12.75 | 1
2033/34 | 186.75 | 12.75 | 1
2033/34 | 197.75 | 12.75 | 1
2033/34 | 204.25 | 12.75 | 1
2033/34 | 214.25 | 12.75 | 1
2033/34 | 225.75 | 12.75 | 1
2033/34 | 17.75 | 13.25 | 2
2033/34 | 19.75 | 13.25 | 2
2033/34 | 21.25 | 13.25 | 1
2033/34 | 21.75 | 13.25 | 1
2033/34 | 22.25 | 13.25 | 3
2033/34 | 22.75 | 13.25 | 4
2033/34 | 23.25 | 13.25 | 3
2033/34 | 23.75 | 13.25 | 7
2033/34 | 24.25 | 13.25 | 4
2033/34 | 24.75 | 13.25 | 8
2033/34 | 25.25 | 13.25 | 5
2033/34 | 25.75 | 13.25 | 15
2033/34 | 26.25 | 13.25 | 8
2033/34 | 26.75 | 13.25 | 10
2033/34 | 27.25 | 13.25 | 4
2033/34 | 27.75 | 13.25 | 4
2033/34 | 28.25 | 13.25 | 14
2033/34 | 28.75 | 13.25 | 18
2033/34 | 29.25 | 13.25 | 8
2033/34 | 29.75 | 13.25 | 9
2033/34 | 30.25 | 13.25 | 13
2033/34 | 30.75 | 13.25 | 17
2033/34 | 31.25 | 13.25 | 19
2033/34 | 31.75 | 13.25 | 16
2033/34 | 32.25 | 13.25 | 9
2033/34 | 32.75 | 13.25 | 14
2033/34 | 33.25 | 13.25 | 23
2033/34 | 33.75 | 13.25 | 15
2033/34 | 34.25 | 13.25 | 15
2033/34 | 34.75 | 13.25 | 18
2033/34 | 35.25 | 13.25 | 19
2033/34 | 35.75 | 13.25 | 12
2033/34 | 36.25 | 13.25 | 23
2033/34 | 36.75 | 13.25 | 17
2033/34 | 37.25 | 13.25 | 19
2033/34 | 37.75 | 13.25 | 29
2033/34 | 38.25 | 13.25 | 19
2033/34 | 38.75 | 13.25 | 20
2033/34 | 39.25 | 13.25 | 28
2033/34 | 39.75 | 13.25 | 17
2033/34 | 40.25 | 13.25 | 25
2033/34 | 40.75 | 13.25 | 17
2033/34 | 41.25 | 13.25 | 18
2033/34 | 41.75 | 13.25 | 15
2033/34 | 42.25 | 13.25 | 34
2033/34 | 42.75 | 13.25 | 21
2033/34 | 43.25 | 13.25 | 28
2033/34 | 43.75 | 13.25 | 26
2033/34 | 44.25 | 13.25 | 25
2033/34 | 44.75 | 13.25 | 31
2033/34 | 45.25 | 13.25 | 24
2033/34 | 45.75 | 13.25 | 30
2033/34 | 46.25 | 13.25 | 18
2033/34 | 46.75 | 13.25 | 31
2033/34 | 47.25 | 13.25 | 30
2033/34 | 47.75 | 13.25 | 24
2033/34 | 48.25 | 13.25 | 28
2033/34 | 48.75 | 13.25 | 31
2033/34 | 49.25 | 13.25 | 23
2033/34 | 49.75 | 13.25 | 16
2033/34 | 50.25 | 13.25 | 18
2033/34 | 50.75 | 13.25 | 25
2033/34 | 51.25 | 13.25 | 26
2033/34 | 51.75 | 13.25 | 24
2033/34 | 52.25 | 13.25 | 25
2033/34 | 52.75 | 13.25 | 30
2033/34 | 53.25 | 13.25 | 29
2033/34 | 53.75 | 13.25 | 37
2033/34 | 54.25 | 13.25 | 34
2033/34 | 54.75 | 13.25 | 38
2033/34 | 55.25 | 13.25 | 18
2033/34 | 55.75 | 13.25 | 23
2033/34 | 56.25 | 13.25 | 27
2033/34 | 56.75 | 13.25 | 25
2033/34 | 57.25 | 13.25 | 24
2033/34 | 57.75 | 13.25 | 18
2033/34 | 58.25 | 13.25 | 25
2033/34 | 58.75 | 13.25 | 42
2033/34 | 59.25 | 13.25 | 37
2033/34 | 59.75 | 13.25 | 28
2033/34 | 60.25 | 13.25 | 23
2033/34 | 60.75 | 13.25 | 31
2033/34 | 61.25 | 13.25 | 24
2033/34 | 61.75 | 13.25 | 25
2033/34 | 62.25 | 13.25 | 28
2033/34 | 62.75 | 13.25 | 28
2033/34 | 63.25 | 13.25 | 27
2033/34 | 63.75 | 13.25 | 35
2033/34 | 64.25 | 13.25 | 25
2033/34 | 64.75 | 13.25 | 24
2033/34 | 65.25 | 13.25 | 46
2033/34 | 65.75 | 13.25 | 27
2033/34 | 66.25 | 13.25 | 40
2033/34 | 66.75 | 13.25 | 27
2033/34 | 67.25 | 13.25 | 38
2033/34 | 67.75 | 13.25 | 36
2033/34 | 68.25 | 13.25 | 28
2033/34 | 68.75 | 13.25 | 25
2033/34 | 69.25 | 13.25 | 35
2033/34 | 69.75 | 13.25 | 32
2033/34 | 70.25 | 13.25 | 32
2033/34 | 70.75 | 13.25 | 36
2033/34 | 71.25 | 13.25 | 38
2033/34 | 71.75 | 13.25 | 37
2033/34 | 72.25 | 13.25 | 26
2033/34 | 72.75 | 13.25 | 23
2033/34 | 73.25 | 13.25 | 20
2033/34 | 73.75 | 13.25 | 28
2033/34 | 74.25 | 13.25 | 33
2033/34 | 74.75 | 13.25 | 27
2033/34 | 75.25 | 13.25 | 31
2033/34 | 75.75 | 13.25 | 27
2033/34 | 76.25 | 13.25 | 24
2033/34 | 76.75 | 13.25 | 28
2033/34 | 77.25 | 13.25 | 38
2033/34 | 77.75 | 13.25 | 25
2033/34 | 78.25 | 13.25 | 36
2033/34 | 78.75 | 13.25 | 38
2033/34 | 79.25 | 13.25 | 36
2033/34 | 79.75 | 13.25 | 36
2033/34 | 80.25 | 13.25 | 33
2033/34 | 80.75 | 13.25 | 32
2033/34 | 81.25 | 13.25 | 38
2033/34 | 81.75 | 13.25 | 25
2033/34 | 82.25 | 13.25 | 27
2033/34 | 82.75 | 13.25 | 30
2033/34 | 83.25 | 13.25 | 25
2033/34 | 83.75 | 13.25 | 29
2033/34 | 84.25 | 13.25 | 27
2033/34 | 84.75 | 13.25 | 31
2033/34 | 85.25 | 13.25 | 30
2033/34 | 85.75 | 13.25 | 23
2033/34 | 86.25 | 13.25 | 27
2033/34 | 86.75 | 13.25 | 23
2033/34 | 87.25 | 13.25 | 20
2033/34 | 87.75 | 13.25 | 25
2033/34 | 88.25 | 13.25 | 19
2033/34 | 88.75 | 13.25 | 24
2033/34 | 89.25 | 13.25 | 26
2033/34 | 89.75 | 13.25 | 28
2033/34 | 90.25 | 13.25 | 18
2033/34 | 90.75 | 13.25 | 26
2033/34 | 91.25 | 13.25 | 18
2033/34 | 91.75 | 13.25 | 22
2033/34 | 92.25 | 13.25 | 25
2033/34 | 92.75 | 13.25 | 24
2033/34 | 93.25 | 13.25 | 19
2033/34 | 93.75 | 13.25 | 17
2033/34 | 94.25 | 13.25 | 19
2033/34 | 94.75 | 13.25 | 17
2033/34 | 95.25 | 13.25 | 18
2033/34 | 95.75 | 13.25 | 9
2033/34 | 96.25 | 13.25 | 12
2033/34 | 96.75 | 13.25 | 17
2033/34 | 97.25 | 13.25 | 17
2033/34 | 97.75 | 13.25 | 21
2033/34 | 98.25 | 13.25 | 22
2033/34 | 98.75 | 13.25 | 22
2033/34 | 99.25 | 13.25 | 13
2033/34 | 99.75 | 13.25 | 12
2033/34 | 100.25 | 13.25 | 27
2033/34 | 100.75 | 13.25 | 20
2033/34 | 101.25 | 13.25 | 14
2033/34 | 101.75 | 13.25 | 8
2033/34 | 102.25 | 13.25 | 13
2033/34 | 102.75 | 13.25 | 12
2033/34 | 103.25 | 13.25 | 17
2033/34 | 103.75 | 13.25 | 10
2033/34 | 104.25 | 13.25 | 12
2033/34 | 104.75 | 13.25 | 10
2033/34 | 105.25 | 13.25 | 8
2033/34 | 105.75 | 13.25 | 12
2033/34 | 106.25 | 13.25 | 11
2033/34 | 106.75 | 13.25 | 9
2033/34 | 107.25 | 13.25 | 13
2033/34 | 107.75 | 13.25 | 11
2033/34 | 108.25 | 13.25 | 13
2033/34 | 108.75 | 13.25 | 7
2033/34 | 109.25 | 13.25 | 5
2033/34 | 109.75 | 13.25 | 12
2033/34 | 110.25 | 13.25 | 9
2033/34 | 110.75 | 13.25 | 6
2033/34 | 111.25 | 13.25 | 17
2033/34 | 111.75 | 13.25 | 5
2033/34 | 112.25 | 13.25 | 4
2033/34 | 112.75 | 13.25 | 5
2033/34 | 113.25 | 13.25 | 12
2033/34 | 113.75 | 13.25 | 7
2033/34 | 114.25 | 13.25 | 5
2033/34 | 114.75 | 13.25 | 10
2033/34 | 115.25 | 13.25 | 9
2033/34 | 115.75 | 13.25 | 3
2033/34 | 116.25 | 13.25 | 4
2033/34 | 116.75 | 13.25 | 9
2033/34 | 117.25 | 13.25 | 5
2033/34 | 117.75 | 13.25 | 7
2033/34 | 118.25 | 13.25 | 4
2033/34 | 118.75 | 13.25 | 6
2033/34 | 119.25 | 13.25 | 2
2033/34 | 119.75 | 13.25 | 4
2033/34 | 120.25 | 13.25 | 5
2033/34 | 120.75 | 13.25 | 10
2033/34 | 121.25 | 13.25 | 3
2033/34 | 121.75 | 13.25 | 4
2033/34 | 122.25 | 13.25 | 4
2033/34 | 122.75 | 13.25 | 7
2033/34 | 123.25 | 13.25 | 4
2033/34 | 123.75 | 13.25 | 3
2033/34 | 124.25 | 13.25 | 3
2033/34 | 124.75 | 13.25 | 2
2033/34 | 125.25 | 13.25 | 3
2033/34 | 125.75 | 13.25 | 2
2033/34 | 126.25 | 13.25 | 3
2033/34 | 126.75 | 13.25 | 3
2033/34 | 127.25 | 13.25 | 2
2033/34 | 127.75 | 13.25 | 4
2033/34 | 128.25 | 13.25 | 7
2033/34 | 128.75 | 13.25 | 2
2033/34 | 129.25 | 13.25 | 5
2033/34 | 129.75 | 13.25 | 5
2033/34 | 130.25 | 13.25 | 4
2033/34 | 130.75 | 13.25 | 2
2033/34 | 131.25 | 13.25 | 4
2033/34 | 131.75 | 13.25 | 6
2033/34 | 132.25 | 13.25 | 3
2033/34 | 132.75 | 13.25 | 2
2033/34 | 133.25 | 13.25 | 1
2033/34 | 133.75 | 13.25 | 4
2033/34 | 134.25 | 13.25 | 3
2033/34 | 134.75 | 13.25 | 6
2033/34 | 135.25 | 13.25 | 2
2033/34 | 135.75 | 13.25 | 3
2033/34 | 136.25 | 13.25 | 3
2033/34 | 136.75 | 13.25 | 2
2033/34 | 137.25 | 13.25 | 2
2033/34 | 137.75 | 13.25 | 2
2033/34 | 138.25 | 13.25 | 2
2033/34 | 138.75 | 13.25 | 1
2033/34 | 139.25 | 13.25 | 1
2033/34 | 139.75 | 13.25 | 3
2033/34 | 140.25 | 13.25 | 2
2033/34 | 140.75 | 13.25 | 3
2033/34 | 141.25 | 13.25 | 2
2033/34 | 141.75 | 13.25 | 2
2033/34 | 142.25 | 13.25 | 4
2033/34 | 143.25 | 13.25 | 4
2033/34 | 143.75 | 13.25 | 2
2033/34 | 144.25 | 13.25 | 1
2033/34 | 144.75 | 13.25 | 1
2033/34 | 145.25 | 13.25 | 3
2033/34 | 146.25 | 13.25 | 2
2033/34 | 146.75 | 13.25 | 2
2033/34 | 147.75 | 13.25 | 3
2033/34 | 148.25 | 13.25 | 1
2033/34 | 148.75 | 13.25 | 1
2033/34 | 149.25 | 13.25 | 2
2033/34 | 149.75 | 13.25 | 1
2033/34 | 150.25 | 13.25 | 2
2033/34 | 150.75 | 13.25 | 1
2033/34 | 151.25 | 13.25 | 2
2033/34 | 151.75 | 13.25 | 2
2033/34 | 152.25 | 13.25 | 1
2033/34 | 153.75 | 13.25 | 1
2033/34 | 154.25 | 13.25 | 2
2033/34 | 156.25 | 13.25 | 1
2033/34 | 156.75 | 13.25 | 1
2033/34 | 157.25 | 13.25 | 1
2033/34 | 158.75 | 13.25 | 5
2033/34 | 159.25 | 13.25 | 1
2033/34 | 159.75 | 13.25 | 1
2033/34 | 160.25 | 13.25 | 1
2033/34 | 160.75 | 13.25 | 1
2033/34 | 161.25 | 13.25 | 2
2033/34 | 162.75 | 13.25 | 2
2033/34 | 163.25 | 13.25 | 2
2033/34 | 163.75 | 13.25 | 3
2033/34 | 164.25 | 13.25 | 1
2033/34 | 166.25 | 13.25 | 1
2033/34 | 168.25 | 13.25 | 2
2033/34 | 169.75 | 13.25 | 1
2033/34 | 171.75 | 13.25 | 1
2033/34 | 172.25 | 13.25 | 2
2033/34 | 184.25 | 13.25 | 1
2033/34 | 186.75 | 13.25 | 2
2033/34 | 188.75 | 13.25 | 1
2033/34 | 207.75 | 13.25 | 1
2033/34 | 19.25 | 13.75 | 1
2033/34 | 20.25 | 13.75 | 1
2033/34 | 20.75 | 13.75 | 1
2033/34 | 22.25 | 13.75 | 2
2033/34 | 23.25 | 13.75 | 3
2033/34 | 23.75 | 13.75 | 4
2033/34 | 24.25 | 13.75 | 6
2033/34 | 24.75 | 13.75 | 2
2033/34 | 25.25 | 13.75 | 4
2033/34 | 25.75 | 13.75 | 9
2033/34 | 26.25 | 13.75 | 10
2033/34 | 26.75 | 13.75 | 6
2033/34 | 27.25 | 13.75 | 13
2033/34 | 27.75 | 13.75 | 6
2033/34 | 28.25 | 13.75 | 21
2033/34 | 28.75 | 13.75 | 11
2033/34 | 29.25 | 13.75 | 9
2033/34 | 29.75 | 13.75 | 15
2033/34 | 30.25 | 13.75 | 7
2033/34 | 30.75 | 13.75 | 11
2033/34 | 31.25 | 13.75 | 24
2033/34 | 31.75 | 13.75 | 18
2033/34 | 32.25 | 13.75 | 15
2033/34 | 32.75 | 13.75 | 13
2033/34 | 33.25 | 13.75 | 26
2033/34 | 33.75 | 13.75 | 14
2033/34 | 34.25 | 13.75 | 10
2033/34 | 34.75 | 13.75 | 19
2033/34 | 35.25 | 13.75 | 17
2033/34 | 35.75 | 13.75 | 20
2033/34 | 36.25 | 13.75 | 15
2033/34 | 36.75 | 13.75 | 17
2033/34 | 37.25 | 13.75 | 17
2033/34 | 37.75 | 13.75 | 26
2033/34 | 38.25 | 13.75 | 18
2033/34 | 38.75 | 13.75 | 29
2033/34 | 39.25 | 13.75 | 16
2033/34 | 39.75 | 13.75 | 19
2033/34 | 40.25 | 13.75 | 26
2033/34 | 40.75 | 13.75 | 19
2033/34 | 41.25 | 13.75 | 29
2033/34 | 41.75 | 13.75 | 19
2033/34 | 42.25 | 13.75 | 19
2033/34 | 42.75 | 13.75 | 25
2033/34 | 43.25 | 13.75 | 32
2033/34 | 43.75 | 13.75 | 27
2033/34 | 44.25 | 13.75 | 29
2033/34 | 44.75 | 13.75 | 27
2033/34 | 45.25 | 13.75 | 34
2033/34 | 45.75 | 13.75 | 39
2033/34 | 46.25 | 13.75 | 29
2033/34 | 46.75 | 13.75 | 26
2033/34 | 47.25 | 13.75 | 26
2033/34 | 47.75 | 13.75 | 23
2033/34 | 48.25 | 13.75 | 33
2033/34 | 48.75 | 13.75 | 26
2033/34 | 49.25 | 13.75 | 27
2033/34 | 49.75 | 13.75 | 33
2033/34 | 50.25 | 13.75 | 35
2033/34 | 50.75 | 13.75 | 22
2033/34 | 51.25 | 13.75 | 19
2033/34 | 51.75 | 13.75 | 35
2033/34 | 52.25 | 13.75 | 28
2033/34 | 52.75 | 13.75 | 31
2033/34 | 53.25 | 13.75 | 28
2033/34 | 53.75 | 13.75 | 26
2033/34 | 54.25 | 13.75 | 37
2033/34 | 54.75 | 13.75 | 24
2033/34 | 55.25 | 13.75 | 46
2033/34 | 55.75 | 13.75 | 29
2033/34 | 56.25 | 13.75 | 33
2033/34 | 56.75 | 13.75 | 29
2033/34 | 57.25 | 13.75 | 26
2033/34 | 57.75 | 13.75 | 24
2033/34 | 58.25 | 13.75 | 26
2033/34 | 58.75 | 13.75 | 24
2033/34 | 59.25 | 13.75 | 30
2033/34 | 59.75 | 13.75 | 36
2033/34 | 60.25 | 13.75 | 17
2033/34 | 60.75 | 13.75 | 37
2033/34 | 61.25 | 13.75 | 22
2033/34 | 61.75 | 13.75 | 27
2033/34 | 62.25 | 13.75 | 25
2033/34 | 62.75 | 13.75 | 25
2033/34 | 63.25 | 13.75 | 23
2033/34 | 63.75 | 13.75 | 32
2033/34 | 64.25 | 13.75 | 26
2033/34 | 64.75 | 13.75 | 38
2033/34 | 65.25 | 13.75 | 30
2033/34 | 65.75 | 13.75 | 25
2033/34 | 66.25 | 13.75 | 23
2033/34 | 66.75 | 13.75 | 25
2033/34 | 67.25 | 13.75 | 31
2033/34 | 67.75 | 13.75 | 37
2033/34 | 68.25 | 13.75 | 23
2033/34 | 68.75 | 13.75 | 36
2033/34 | 69.25 | 13.75 | 20
2033/34 | 69.75 | 13.75 | 35
2033/34 | 70.25 | 13.75 | 28
2033/34 | 70.75 | 13.75 | 32
2033/34 | 71.25 | 13.75 | 38
2033/34 | 71.75 | 13.75 | 35
2033/34 | 72.25 | 13.75 | 45
2033/34 | 72.75 | 13.75 | 30
2033/34 | 73.25 | 13.75 | 46
2033/34 | 73.75 | 13.75 | 43
2033/34 | 74.25 | 13.75 | 41
2033/34 | 74.75 | 13.75 | 40
2033/34 | 75.25 | 13.75 | 32
2033/34 | 75.75 | 13.75 | 31
2033/34 | 76.25 | 13.75 | 39
2033/34 | 76.75 | 13.75 | 40
2033/34 | 77.25 | 13.75 | 46
2033/34 | 77.75 | 13.75 | 28
2033/34 | 78.25 | 13.75 | 24
2033/34 | 78.75 | 13.75 | 32
2033/34 | 79.25 | 13.75 | 39
2033/34 | 79.75 | 13.75 | 23
2033/34 | 80.25 | 13.75 | 33
2033/34 | 80.75 | 13.75 | 25
2033/34 | 81.25 | 13.75 | 31
2033/34 | 81.75 | 13.75 | 34
2033/34 | 82.25 | 13.75 | 38
2033/34 | 82.75 | 13.75 | 39
2033/34 | 83.25 | 13.75 | 32
2033/34 | 83.75 | 13.75 | 34
2033/34 | 84.25 | 13.75 | 37
2033/34 | 84.75 | 13.75 | 29
2033/34 | 85.25 | 13.75 | 20
2033/34 | 85.75 | 13.75 | 23
2033/34 | 86.25 | 13.75 | 27
2033/34 | 86.75 | 13.75 | 28
2033/34 | 87.25 | 13.75 | 28
2033/34 | 87.75 | 13.75 | 27
2033/34 | 88.25 | 13.75 | 19
2033/34 | 88.75 | 13.75 | 22
2033/34 | 89.25 | 13.75 | 30
2033/34 | 89.75 | 13.75 | 22
2033/34 | 90.25 | 13.75 | 19
2033/34 | 90.75 | 13.75 | 30
2033/34 | 91.25 | 13.75 | 22
2033/34 | 91.75 | 13.75 | 24
2033/34 | 92.25 | 13.75 | 26
2033/34 | 92.75 | 13.75 | 20
2033/34 | 93.25 | 13.75 | 16
2033/34 | 93.75 | 13.75 | 22
2033/34 | 94.25 | 13.75 | 24
2033/34 | 94.75 | 13.75 | 25
2033/34 | 95.25 | 13.75 | 20
2033/34 | 95.75 | 13.75 | 19
2033/34 | 96.25 | 13.75 | 19
2033/34 | 96.75 | 13.75 | 10
2033/34 | 97.25 | 13.75 | 16
2033/34 | 97.75 | 13.75 | 15
2033/34 | 98.25 | 13.75 | 16
2033/34 | 98.75 | 13.75 | 12
2033/34 | 99.25 | 13.75 | 25
2033/34 | 99.75 | 13.75 | 17
2033/34 | 100.25 | 13.75 | 16
2033/34 | 100.75 | 13.75 | 19
2033/34 | 101.25 | 13.75 | 15
2033/34 | 101.75 | 13.75 | 18
2033/34 | 102.25 | 13.75 | 18
2033/34 | 102.75 | 13.75 | 15
2033/34 | 103.25 | 13.75 | 10
2033/34 | 103.75 | 13.75 | 12
2033/34 | 104.25 | 13.75 | 14
2033/34 | 104.75 | 13.75 | 10
2033/34 | 105.25 | 13.75 | 10
2033/34 | 105.75 | 13.75 | 7
2033/34 | 106.25 | 13.75 | 14
2033/34 | 106.75 | 13.75 | 14
2033/34 | 107.25 | 13.75 | 17
2033/34 | 107.75 | 13.75 | 8
2033/34 | 108.25 | 13.75 | 9
2033/34 | 108.75 | 13.75 | 14
2033/34 | 109.25 | 13.75 | 10
2033/34 | 109.75 | 13.75 | 9
2033/34 | 110.25 | 13.75 | 8
2033/34 | 110.75 | 13.75 | 10
2033/34 | 111.25 | 13.75 | 9
2033/34 | 111.75 | 13.75 | 10
2033/34 | 112.25 | 13.75 | 7
2033/34 | 112.75 | 13.75 | 14
2033/34 | 113.25 | 13.75 | 12
2033/34 | 113.75 | 13.75 | 5
2033/34 | 114.25 | 13.75 | 9
2033/34 | 114.75 | 13.75 | 9
2033/34 | 115.25 | 13.75 | 6
2033/34 | 115.75 | 13.75 | 9
2033/34 | 116.25 | 13.75 | 11
2033/34 | 116.75 | 13.75 | 7
2033/34 | 117.25 | 13.75 | 12
2033/34 | 117.75 | 13.75 | 6
2033/34 | 118.25 | 13.75 | 14
2033/34 | 118.75 | 13.75 | 6
2033/34 | 119.25 | 13.75 | 8
2033/34 | 119.75 | 13.75 | 4
2033/34 | 120.25 | 13.75 | 5
2033/34 | 120.75 | 13.75 | 8
2033/34 | 121.25 | 13.75 | 8
2033/34 | 121.75 | 13.75 | 6
2033/34 | 122.25 | 13.75 | 2
2033/34 | 122.75 | 13.75 | 8
2033/34 | 123.25 | 13.75 | 9
2033/34 | 123.75 | 13.75 | 7
2033/34 | 124.25 | 13.75 | 6
2033/34 | 124.75 | 13.75 | 5
2033/34 | 125.25 | 13.75 | 4
2033/34 | 125.75 | 13.75 | 5
2033/34 | 126.25 | 13.75 | 8
2033/34 | 126.75 | 13.75 | 3
2033/34 | 127.25 | 13.75 | 5
2033/34 | 127.75 | 13.75 | 5
2033/34 | 128.25 | 13.75 | 4
2033/34 | 129.25 | 13.75 | 6
2033/34 | 129.75 | 13.75 | 2
2033/34 | 130.25 | 13.75 | 2
2033/34 | 130.75 | 13.75 | 3
2033/34 | 131.25 | 13.75 | 2
2033/34 | 131.75 | 13.75 | 7
2033/34 | 132.25 | 13.75 | 6
2033/34 | 132.75 | 13.75 | 3
2033/34 | 133.25 | 13.75 | 3
2033/34 | 133.75 | 13.75 | 6
2033/34 | 134.25 | 13.75 | 4
2033/34 | 134.75 | 13.75 | 1
2033/34 | 135.25 | 13.75 | 2
2033/34 | 135.75 | 13.75 | 2
2033/34 | 136.25 | 13.75 | 1
2033/34 | 137.25 | 13.75 | 2
2033/34 | 138.25 | 13.75 | 2
2033/34 | 138.75 | 13.75 | 5
2033/34 | 139.25 | 13.75 | 4
2033/34 | 139.75 | 13.75 | 5
2033/34 | 140.25 | 13.75 | 2
2033/34 | 141.25 | 13.75 | 4
2033/34 | 141.75 | 13.75 | 4
2033/34 | 142.75 | 13.75 | 5
2033/34 | 143.25 | 13.75 | 1
2033/34 | 143.75 | 13.75 | 2
2033/34 | 144.25 | 13.75 | 4
2033/34 | 144.75 | 13.75 | 1
2033/34 | 145.75 | 13.75 | 1
2033/34 | 146.75 | 13.75 | 3
2033/34 | 147.25 | 13.75 | 1
2033/34 | 147.75 | 13.75 | 4
2033/34 | 148.25 | 13.75 | 3
2033/34 | 149.25 | 13.75 | 1
2033/34 | 150.25 | 13.75 | 2
2033/34 | 151.75 | 13.75 | 2
2033/34 | 153.25 | 13.75 | 2
2033/34 | 153.75 | 13.75 | 3
2033/34 | 154.25 | 13.75 | 1
2033/34 | 154.75 | 13.75 | 2
2033/34 | 155.75 | 13.75 | 1
2033/34 | 156.25 | 13.75 | 1
2033/34 | 157.25 | 13.75 | 1
2033/34 | 157.75 | 13.75 | 1
2033/34 | 158.25 | 13.75 | 1
2033/34 | 158.75 | 13.75 | 2
2033/34 | 159.25 | 13.75 | 1
2033/34 | 162.25 | 13.75 | 2
2033/34 | 162.75 | 13.75 | 1
2033/34 | 164.25 | 13.75 | 1
2033/34 | 164.75 | 13.75 | 1
2033/34 | 166.25 | 13.75 | 1
2033/34 | 166.75 | 13.75 | 1
2033/34 | 167.25 | 13.75 | 1
2033/34 | 168.25 | 13.75 | 1
2033/34 | 170.25 | 13.75 | 2
2033/34 | 170.75 | 13.75 | 1
2033/34 | 171.25 | 13.75 | 1
2033/34 | 172.25 | 13.75 | 1
2033/34 | 172.75 | 13.75 | 2
2033/34 | 173.75 | 13.75 | 1
2033/34 | 174.25 | 13.75 | 1
2033/34 | 174.75 | 13.75 | 1
2033/34 | 179.75 | 13.75 | 1
2033/34 | 182.75 | 13.75 | 1
2033/34 | 183.25 | 13.75 | 1
2033/34 | 186.75 | 13.75 | 1
2033/34 | 190.25 | 13.75 | 1
2033/34 | 194.25 | 13.75 | 1
2033/34 | 198.75 | 13.75 | 1
2033/34 | 18.75 | 14.25 | 1
2033/34 | 21.25 | 14.25 | 1
2033/34 | 22.75 | 14.25 | 1
2033/34 | 23.25 | 14.25 | 1
2033/34 | 23.75 | 14.25 | 3
2033/34 | 24.25 | 14.25 | 3
2033/34 | 24.75 | 14.25 | 1
2033/34 | 25.25 | 14.25 | 3
2033/34 | 25.75 | 14.25 | 2
2033/34 | 26.25 | 14.25 | 6
2033/34 | 26.75 | 14.25 | 8
2033/34 | 27.25 | 14.25 | 5
2033/34 | 27.75 | 14.25 | 5
2033/34 | 28.25 | 14.25 | 8
2033/34 | 28.75 | 14.25 | 6
2033/34 | 29.25 | 14.25 | 10
2033/34 | 29.75 | 14.25 | 16
2033/34 | 30.25 | 14.25 | 13
2033/34 | 30.75 | 14.25 | 12
2033/34 | 31.25 | 14.25 | 11
2033/34 | 31.75 | 14.25 | 9
2033/34 | 32.25 | 14.25 | 19
2033/34 | 32.75 | 14.25 | 16
2033/34 | 33.25 | 14.25 | 18
2033/34 | 33.75 | 14.25 | 18
2033/34 | 34.25 | 14.25 | 20
2033/34 | 34.75 | 14.25 | 18
2033/34 | 35.25 | 14.25 | 19
2033/34 | 35.75 | 14.25 | 19
2033/34 | 36.25 | 14.25 | 17
2033/34 | 36.75 | 14.25 | 24
2033/34 | 37.25 | 14.25 | 24
2033/34 | 37.75 | 14.25 | 17
2033/34 | 38.25 | 14.25 | 23
2033/34 | 38.75 | 14.25 | 24
2033/34 | 39.25 | 14.25 | 25
2033/34 | 39.75 | 14.25 | 17
2033/34 | 40.25 | 14.25 | 19
2033/34 | 40.75 | 14.25 | 24
2033/34 | 41.25 | 14.25 | 26
2033/34 | 41.75 | 14.25 | 20
2033/34 | 42.25 | 14.25 | 20
2033/34 | 42.75 | 14.25 | 29
2033/34 | 43.25 | 14.25 | 21
2033/34 | 43.75 | 14.25 | 24
2033/34 | 44.25 | 14.25 | 30
2033/34 | 44.75 | 14.25 | 27
2033/34 | 45.25 | 14.25 | 24
2033/34 | 45.75 | 14.25 | 44
2033/34 | 46.25 | 14.25 | 40
2033/34 | 46.75 | 14.25 | 22
2033/34 | 47.25 | 14.25 | 26
2033/34 | 47.75 | 14.25 | 39
2033/34 | 48.25 | 14.25 | 31
2033/34 | 48.75 | 14.25 | 24
2033/34 | 49.25 | 14.25 | 28
2033/34 | 49.75 | 14.25 | 30
2033/34 | 50.25 | 14.25 | 39
2033/34 | 50.75 | 14.25 | 34
2033/34 | 51.25 | 14.25 | 37
2033/34 | 51.75 | 14.25 | 32
2033/34 | 52.25 | 14.25 | 26
2033/34 | 52.75 | 14.25 | 23
2033/34 | 53.25 | 14.25 | 29
2033/34 | 53.75 | 14.25 | 40
2033/34 | 54.25 | 14.25 | 32
2033/34 | 54.75 | 14.25 | 31
2033/34 | 55.25 | 14.25 | 29
2033/34 | 55.75 | 14.25 | 29
2033/34 | 56.25 | 14.25 | 37
2033/34 | 56.75 | 14.25 | 36
2033/34 | 57.25 | 14.25 | 33
2033/34 | 57.75 | 14.25 | 28
2033/34 | 58.25 | 14.25 | 29
2033/34 | 58.75 | 14.25 | 23
2033/34 | 59.25 | 14.25 | 20
2033/34 | 59.75 | 14.25 | 30
2033/34 | 60.25 | 14.25 | 28
2033/34 | 60.75 | 14.25 | 29
2033/34 | 61.25 | 14.25 | 26
2033/34 | 61.75 | 14.25 | 38
2033/34 | 62.25 | 14.25 | 34
2033/34 | 62.75 | 14.25 | 34
2033/34 | 63.25 | 14.25 | 21
2033/34 | 63.75 | 14.25 | 30
2033/34 | 64.25 | 14.25 | 33
2033/34 | 64.75 | 14.25 | 30
2033/34 | 65.25 | 14.25 | 32
2033/34 | 65.75 | 14.25 | 30
2033/34 | 66.25 | 14.25 | 31
2033/34 | 66.75 | 14.25 | 28
2033/34 | 67.25 | 14.25 | 30
2033/34 | 67.75 | 14.25 | 24
2033/34 | 68.25 | 14.25 | 29
2033/34 | 68.75 | 14.25 | 40
2033/34 | 69.25 | 14.25 | 22
2033/34 | 69.75 | 14.25 | 35
2033/34 | 70.25 | 14.25 | 33
2033/34 | 70.75 | 14.25 | 39
2033/34 | 71.25 | 14.25 | 25
2033/34 | 71.75 | 14.25 | 32
2033/34 | 72.25 | 14.25 | 32
2033/34 | 72.75 | 14.25 | 33
2033/34 | 73.25 | 14.25 | 36
2033/34 | 73.75 | 14.25 | 48
2033/34 | 74.25 | 14.25 | 32
2033/34 | 74.75 | 14.25 | 42
2033/34 | 75.25 | 14.25 | 35
2033/34 | 75.75 | 14.25 | 37
2033/34 | 76.25 | 14.25 | 38
2033/34 | 76.75 | 14.25 | 44
2033/34 | 77.25 | 14.25 | 32
2033/34 | 77.75 | 14.25 | 28
2033/34 | 78.25 | 14.25 | 34
2033/34 | 78.75 | 14.25 | 44
2033/34 | 79.25 | 14.25 | 35
2033/34 | 79.75 | 14.25 | 40
2033/34 | 80.25 | 14.25 | 34
2033/34 | 80.75 | 14.25 | 39
2033/34 | 81.25 | 14.25 | 35
2033/34 | 81.75 | 14.25 | 40
2033/34 | 82.25 | 14.25 | 33
2033/34 | 82.75 | 14.25 | 33
2033/34 | 83.25 | 14.25 | 20
2033/34 | 83.75 | 14.25 | 27
2033/34 | 84.25 | 14.25 | 43
2033/34 | 84.75 | 14.25 | 21
2033/34 | 85.25 | 14.25 | 23
2033/34 | 85.75 | 14.25 | 23
2033/34 | 86.25 | 14.25 | 25
2033/34 | 86.75 | 14.25 | 16
2033/34 | 87.25 | 14.25 | 25
2033/34 | 87.75 | 14.25 | 28
2033/34 | 88.25 | 14.25 | 27
2033/34 | 88.75 | 14.25 | 30
2033/34 | 89.25 | 14.25 | 30
2033/34 | 89.75 | 14.25 | 23
2033/34 | 90.25 | 14.25 | 32
2033/34 | 90.75 | 14.25 | 19
2033/34 | 91.25 | 14.25 | 20
2033/34 | 91.75 | 14.25 | 22
2033/34 | 92.25 | 14.25 | 27
2033/34 | 92.75 | 14.25 | 21
2033/34 | 93.25 | 14.25 | 32
2033/34 | 93.75 | 14.25 | 18
2033/34 | 94.25 | 14.25 | 19
2033/34 | 94.75 | 14.25 | 13
2033/34 | 95.25 | 14.25 | 23
2033/34 | 95.75 | 14.25 | 26
2033/34 | 96.25 | 14.25 | 22
2033/34 | 96.75 | 14.25 | 23
2033/34 | 97.25 | 14.25 | 22
2033/34 | 97.75 | 14.25 | 11
2033/34 | 98.25 | 14.25 | 19
2033/34 | 98.75 | 14.25 | 21
2033/34 | 99.25 | 14.25 | 17
2033/34 | 99.75 | 14.25 | 15
2033/34 | 100.25 | 14.25 | 14
2033/34 | 100.75 | 14.25 | 14
2033/34 | 101.25 | 14.25 | 15
2033/34 | 101.75 | 14.25 | 19
2033/34 | 102.25 | 14.25 | 17
2033/34 | 102.75 | 14.25 | 13
2033/34 | 103.25 | 14.25 | 21
2033/34 | 103.75 | 14.25 | 14
2033/34 | 104.25 | 14.25 | 19
2033/34 | 104.75 | 14.25 | 20
2033/34 | 105.25 | 14.25 | 15
2033/34 | 105.75 | 14.25 | 12
2033/34 | 106.25 | 14.25 | 13
2033/34 | 106.75 | 14.25 | 6
2033/34 | 107.25 | 14.25 | 10
2033/34 | 107.75 | 14.25 | 10
2033/34 | 108.25 | 14.25 | 12
2033/34 | 108.75 | 14.25 | 10
2033/34 | 109.25 | 14.25 | 17
2033/34 | 109.75 | 14.25 | 9
2033/34 | 110.25 | 14.25 | 5
2033/34 | 110.75 | 14.25 | 12
2033/34 | 111.25 | 14.25 | 18
2033/34 | 111.75 | 14.25 | 12
2033/34 | 112.25 | 14.25 | 8
2033/34 | 112.75 | 14.25 | 8
2033/34 | 113.25 | 14.25 | 6
2033/34 | 113.75 | 14.25 | 12
2033/34 | 114.25 | 14.25 | 14
2033/34 | 114.75 | 14.25 | 8
2033/34 | 115.25 | 14.25 | 8
2033/34 | 115.75 | 14.25 | 11
2033/34 | 116.25 | 14.25 | 7
2033/34 | 116.75 | 14.25 | 11
2033/34 | 117.25 | 14.25 | 7
2033/34 | 117.75 | 14.25 | 7
2033/34 | 118.25 | 14.25 | 6
2033/34 | 118.75 | 14.25 | 8
2033/34 | 119.25 | 14.25 | 7
2033/34 | 119.75 | 14.25 | 10
2033/34 | 120.25 | 14.25 | 7
2033/34 | 120.75 | 14.25 | 5
2033/34 | 121.25 | 14.25 | 2
2033/34 | 121.75 | 14.25 | 10
2033/34 | 122.25 | 14.25 | 8
2033/34 | 122.75 | 14.25 | 3
2033/34 | 123.25 | 14.25 | 7
2033/34 | 123.75 | 14.25 | 3
2033/34 | 124.25 | 14.25 | 12
2033/34 | 124.75 | 14.25 | 8
2033/34 | 125.25 | 14.25 | 3
2033/34 | 125.75 | 14.25 | 9
2033/34 | 126.25 | 14.25 | 4
2033/34 | 126.75 | 14.25 | 5
2033/34 | 127.25 | 14.25 | 4
2033/34 | 127.75 | 14.25 | 1
2033/34 | 128.25 | 14.25 | 3
2033/34 | 128.75 | 14.25 | 3
2033/34 | 129.25 | 14.25 | 2
2033/34 | 129.75 | 14.25 | 1
2033/34 | 130.25 | 14.25 | 5
2033/34 | 131.25 | 14.25 | 2
2033/34 | 131.75 | 14.25 | 4
2033/34 | 132.25 | 14.25 | 5
2033/34 | 132.75 | 14.25 | 3
2033/34 | 133.25 | 14.25 | 6
2033/34 | 133.75 | 14.25 | 1
2033/34 | 134.25 | 14.25 | 4
2033/34 | 134.75 | 14.25 | 1
2033/34 | 135.25 | 14.25 | 1
2033/34 | 136.25 | 14.25 | 4
2033/34 | 136.75 | 14.25 | 3
2033/34 | 137.25 | 14.25 | 1
2033/34 | 137.75 | 14.25 | 2
2033/34 | 138.25 | 14.25 | 4
2033/34 | 138.75 | 14.25 | 4
2033/34 | 139.25 | 14.25 | 2
2033/34 | 139.75 | 14.25 | 4
2033/34 | 140.25 | 14.25 | 1
2033/34 | 140.75 | 14.25 | 3
2033/34 | 141.25 | 14.25 | 3
2033/34 | 141.75 | 14.25 | 2
2033/34 | 142.25 | 14.25 | 2
2033/34 | 142.75 | 14.25 | 7
2033/34 | 143.25 | 14.25 | 1
2033/34 | 143.75 | 14.25 | 2
2033/34 | 144.25 | 14.25 | 2
2033/34 | 144.75 | 14.25 | 2
2033/34 | 145.25 | 14.25 | 3
2033/34 | 145.75 | 14.25 | 3
2033/34 | 146.25 | 14.25 | 2
2033/34 | 147.25 | 14.25 | 2
2033/34 | 147.75 | 14.25 | 4
2033/34 | 148.25 | 14.25 | 6
2033/34 | 148.75 | 14.25 | 1
2033/34 | 149.25 | 14.25 | 2
2033/34 | 150.25 | 14.25 | 2
2033/34 | 152.25 | 14.25 | 1
2033/34 | 152.75 | 14.25 | 2
2033/34 | 153.25 | 14.25 | 2
2033/34 | 153.75 | 14.25 | 1
2033/34 | 154.25 | 14.25 | 1
2033/34 | 154.75 | 14.25 | 1
2033/34 | 155.25 | 14.25 | 2
2033/34 | 156.75 | 14.25 | 1
2033/34 | 158.25 | 14.25 | 2
2033/34 | 158.75 | 14.25 | 2
2033/34 | 159.25 | 14.25 | 1
2033/34 | 160.25 | 14.25 | 3
2033/34 | 160.75 | 14.25 | 2
2033/34 | 161.25 | 14.25 | 1
2033/34 | 161.75 | 14.25 | 1
2033/34 | 162.25 | 14.25 | 2
2033/34 | 164.25 | 14.25 | 3
2033/34 | 165.75 | 14.25 | 1
2033/34 | 167.25 | 14.25 | 1
2033/34 | 168.25 | 14.25 | 1
2033/34 | 170.25 | 14.25 | 1
2033/34 | 172.75 | 14.25 | 1
2033/34 | 173.25 | 14.25 | 1
2033/34 | 173.75 | 14.25 | 1
2033/34 | 174.25 | 14.25 | 1
2033/34 | 176.25 | 14.25 | 2
2033/34 | 177.25 | 14.25 | 1
2033/34 | 177.75 | 14.25 | 1
2033/34 | 178.25 | 14.25 | 2
2033/34 | 179.25 | 14.25 | 2
2033/34 | 182.25 | 14.25 | 1
2033/34 | 185.75 | 14.25 | 1
2033/34 | 186.25 | 14.25 | 1
2033/34 | 190.25 | 14.25 | 1
2033/34 | 190.75 | 14.25 | 1
2033/34 | 214.25 | 14.25 | 1
2033/34 | 218.25 | 14.25 | 1
2033/34 | 19.75 | 14.75 | 1
2033/34 | 20.25 | 14.75 | 1
2033/34 | 21.25 | 14.75 | 1
2033/34 | 22.75 | 14.75 | 1
2033/34 | 23.25 | 14.75 | 1
2033/34 | 23.75 | 14.75 | 1
2033/34 | 24.25 | 14.75 | 5
2033/34 | 24.75 | 14.75 | 2
2033/34 | 25.25 | 14.75 | 6
2033/34 | 26.25 | 14.75 | 3
2033/34 | 26.75 | 14.75 | 3
2033/34 | 27.25 | 14.75 | 6
2033/34 | 27.75 | 14.75 | 4
2033/34 | 28.25 | 14.75 | 2
2033/34 | 28.75 | 14.75 | 12
2033/34 | 29.25 | 14.75 | 15
2033/34 | 29.75 | 14.75 | 11
2033/34 | 30.25 | 14.75 | 15
2033/34 | 30.75 | 14.75 | 14
2033/34 | 31.25 | 14.75 | 12
2033/34 | 31.75 | 14.75 | 12
2033/34 | 32.25 | 14.75 | 16
2033/34 | 32.75 | 14.75 | 13
2033/34 | 33.25 | 14.75 | 14
2033/34 | 33.75 | 14.75 | 16
2033/34 | 34.25 | 14.75 | 12
2033/34 | 34.75 | 14.75 | 21
2033/34 | 35.25 | 14.75 | 15
2033/34 | 35.75 | 14.75 | 15
2033/34 | 36.25 | 14.75 | 22
2033/34 | 36.75 | 14.75 | 20
2033/34 | 37.25 | 14.75 | 23
2033/34 | 37.75 | 14.75 | 16
2033/34 | 38.25 | 14.75 | 28
2033/34 | 38.75 | 14.75 | 19
2033/34 | 39.25 | 14.75 | 27
2033/34 | 39.75 | 14.75 | 13
2033/34 | 40.25 | 14.75 | 33
2033/34 | 40.75 | 14.75 | 22
2033/34 | 41.25 | 14.75 | 23
2033/34 | 41.75 | 14.75 | 20
2033/34 | 42.25 | 14.75 | 28
2033/34 | 42.75 | 14.75 | 20
2033/34 | 43.25 | 14.75 | 25
2033/34 | 43.75 | 14.75 | 20
2033/34 | 44.25 | 14.75 | 34
2033/34 | 44.75 | 14.75 | 31
2033/34 | 45.25 | 14.75 | 37
2033/34 | 45.75 | 14.75 | 33
2033/34 | 46.25 | 14.75 | 32
2033/34 | 46.75 | 14.75 | 27
2033/34 | 47.25 | 14.75 | 20
2033/34 | 47.75 | 14.75 | 40
2033/34 | 48.25 | 14.75 | 30
2033/34 | 48.75 | 14.75 | 25
2033/34 | 49.25 | 14.75 | 29
2033/34 | 49.75 | 14.75 | 24
2033/34 | 50.25 | 14.75 | 34
2033/34 | 50.75 | 14.75 | 30
2033/34 | 51.25 | 14.75 | 31
2033/34 | 51.75 | 14.75 | 32
2033/34 | 52.25 | 14.75 | 24
2033/34 | 52.75 | 14.75 | 28
2033/34 | 53.25 | 14.75 | 35
2033/34 | 53.75 | 14.75 | 31
2033/34 | 54.25 | 14.75 | 24
2033/34 | 54.75 | 14.75 | 24
2033/34 | 55.25 | 14.75 | 26
2033/34 | 55.75 | 14.75 | 29
2033/34 | 56.25 | 14.75 | 23
2033/34 | 56.75 | 14.75 | 36
2033/34 | 57.25 | 14.75 | 30
2033/34 | 57.75 | 14.75 | 28
2033/34 | 58.25 | 14.75 | 28
2033/34 | 58.75 | 14.75 | 26
2033/34 | 59.25 | 14.75 | 29
2033/34 | 59.75 | 14.75 | 21
2033/34 | 60.25 | 14.75 | 32
2033/34 | 60.75 | 14.75 | 26
2033/34 | 61.25 | 14.75 | 33
2033/34 | 61.75 | 14.75 | 25
2033/34 | 62.25 | 14.75 | 36
2033/34 | 62.75 | 14.75 | 30
2033/34 | 63.25 | 14.75 | 41
2033/34 | 63.75 | 14.75 | 26
2033/34 | 64.25 | 14.75 | 41
2033/34 | 64.75 | 14.75 | 41
2033/34 | 65.25 | 14.75 | 32
2033/34 | 65.75 | 14.75 | 28
2033/34 | 66.25 | 14.75 | 33
2033/34 | 66.75 | 14.75 | 44
2033/34 | 67.25 | 14.75 | 34
2033/34 | 67.75 | 14.75 | 40
2033/34 | 68.25 | 14.75 | 38
2033/34 | 68.75 | 14.75 | 40
2033/34 | 69.25 | 14.75 | 26
2033/34 | 69.75 | 14.75 | 41
2033/34 | 70.25 | 14.75 | 35
2033/34 | 70.75 | 14.75 | 22
2033/34 | 71.25 | 14.75 | 46
2033/34 | 71.75 | 14.75 | 46
2033/34 | 72.25 | 14.75 | 41
2033/34 | 72.75 | 14.75 | 37
2033/34 | 73.25 | 14.75 | 42
2033/34 | 73.75 | 14.75 | 45
2033/34 | 74.25 | 14.75 | 28
2033/34 | 74.75 | 14.75 | 39
2033/34 | 75.25 | 14.75 | 43
2033/34 | 75.75 | 14.75 | 60
2033/34 | 76.25 | 14.75 | 37
2033/34 | 76.75 | 14.75 | 42
2033/34 | 77.25 | 14.75 | 39
2033/34 | 77.75 | 14.75 | 33
2033/34 | 78.25 | 14.75 | 38
2033/34 | 78.75 | 14.75 | 30
2033/34 | 79.25 | 14.75 | 50
2033/34 | 79.75 | 14.75 | 36
2033/34 | 80.25 | 14.75 | 30
2033/34 | 80.75 | 14.75 | 50
2033/34 | 81.25 | 14.75 | 38
2033/34 | 81.75 | 14.75 | 30
2033/34 | 82.25 | 14.75 | 33
2033/34 | 82.75 | 14.75 | 39
2033/34 | 83.25 | 14.75 | 40
2033/34 | 83.75 | 14.75 | 32
2033/34 | 84.25 | 14.75 | 25
2033/34 | 84.75 | 14.75 | 35
2033/34 | 85.25 | 14.75 | 27
2033/34 | 85.75 | 14.75 | 37
2033/34 | 86.25 | 14.75 | 33
2033/34 | 86.75 | 14.75 | 27
2033/34 | 87.25 | 14.75 | 24
2033/34 | 87.75 | 14.75 | 34
2033/34 | 88.25 | 14.75 | 30
2033/34 | 88.75 | 14.75 | 34
2033/34 | 89.25 | 14.75 | 23
2033/34 | 89.75 | 14.75 | 29
2033/34 | 90.25 | 14.75 | 23
2033/34 | 90.75 | 14.75 | 32
2033/34 | 91.25 | 14.75 | 34
2033/34 | 91.75 | 14.75 | 22
2033/34 | 92.25 | 14.75 | 35
2033/34 | 92.75 | 14.75 | 18
2033/34 | 93.25 | 14.75 | 25
2033/34 | 93.75 | 14.75 | 14
2033/34 | 94.25 | 14.75 | 23
2033/34 | 94.75 | 14.75 | 25
2033/34 | 95.25 | 14.75 | 19
2033/34 | 95.75 | 14.75 | 22
2033/34 | 96.25 | 14.75 | 18
2033/34 | 96.75 | 14.75 | 11
2033/34 | 97.25 | 14.75 | 19
2033/34 | 97.75 | 14.75 | 25
2033/34 | 98.25 | 14.75 | 22
2033/34 | 98.75 | 14.75 | 18
2033/34 | 99.25 | 14.75 | 16
2033/34 | 99.75 | 14.75 | 10
2033/34 | 100.25 | 14.75 | 18
2033/34 | 100.75 | 14.75 | 15
2033/34 | 101.25 | 14.75 | 23
2033/34 | 101.75 | 14.75 | 19
2033/34 | 102.25 | 14.75 | 12
2033/34 | 102.75 | 14.75 | 12
2033/34 | 103.25 | 14.75 | 16
2033/34 | 103.75 | 14.75 | 7
2033/34 | 104.25 | 14.75 | 11
2033/34 | 104.75 | 14.75 | 18
2033/34 | 105.25 | 14.75 | 7
2033/34 | 105.75 | 14.75 | 14
2033/34 | 106.25 | 14.75 | 22
2033/34 | 106.75 | 14.75 | 13
2033/34 | 107.25 | 14.75 | 11
2033/34 | 107.75 | 14.75 | 6
2033/34 | 108.25 | 14.75 | 11
2033/34 | 108.75 | 14.75 | 8
2033/34 | 109.25 | 14.75 | 12
2033/34 | 109.75 | 14.75 | 13
2033/34 | 110.25 | 14.75 | 12
2033/34 | 110.75 | 14.75 | 12
2033/34 | 111.25 | 14.75 | 13
2033/34 | 111.75 | 14.75 | 9
2033/34 | 112.25 | 14.75 | 10
2033/34 | 112.75 | 14.75 | 14
2033/34 | 113.25 | 14.75 | 11
2033/34 | 113.75 | 14.75 | 12
2033/34 | 114.25 | 14.75 | 7
2033/34 | 114.75 | 14.75 | 12
2033/34 | 115.25 | 14.75 | 12
2033/34 | 115.75 | 14.75 | 11
2033/34 | 116.25 | 14.75 | 7
2033/34 | 116.75 | 14.75 | 8
2033/34 | 117.25 | 14.75 | 8
2033/34 | 117.75 | 14.75 | 12
2033/34 | 118.25 | 14.75 | 10
2033/34 | 118.75 | 14.75 | 7
2033/34 | 119.25 | 14.75 | 12
2033/34 | 119.75 | 14.75 | 8
2033/34 | 120.25 | 14.75 | 7
2033/34 | 120.75 | 14.75 | 6
2033/34 | 121.25 | 14.75 | 6
2033/34 | 121.75 | 14.75 | 8
2033/34 | 122.25 | 14.75 | 8
2033/34 | 122.75 | 14.75 | 4
2033/34 | 123.25 | 14.75 | 7
2033/34 | 123.75 | 14.75 | 2
2033/34 | 124.25 | 14.75 | 9
2033/34 | 124.75 | 14.75 | 2
2033/34 | 125.25 | 14.75 | 9
2033/34 | 125.75 | 14.75 | 5
2033/34 | 126.25 | 14.75 | 9
2033/34 | 126.75 | 14.75 | 5
2033/34 | 127.25 | 14.75 | 5
2033/34 | 127.75 | 14.75 | 9
2033/34 | 128.25 | 14.75 | 4
2033/34 | 128.75 | 14.75 | 4
2033/34 | 129.25 | 14.75 | 10
2033/34 | 129.75 | 14.75 | 7
2033/34 | 130.25 | 14.75 | 5
2033/34 | 130.75 | 14.75 | 2
2033/34 | 131.25 | 14.75 | 3
2033/34 | 131.75 | 14.75 | 5
2033/34 | 132.25 | 14.75 | 5
2033/34 | 132.75 | 14.75 | 2
2033/34 | 133.25 | 14.75 | 2
2033/34 | 133.75 | 14.75 | 2
2033/34 | 134.25 | 14.75 | 2
2033/34 | 134.75 | 14.75 | 5
2033/34 | 135.25 | 14.75 | 3
2033/34 | 135.75 | 14.75 | 2
2033/34 | 136.25 | 14.75 | 2
2033/34 | 136.75 | 14.75 | 3
2033/34 | 137.25 | 14.75 | 2
2033/34 | 137.75 | 14.75 | 1
2033/34 | 138.25 | 14.75 | 4
2033/34 | 138.75 | 14.75 | 2
2033/34 | 139.25 | 14.75 | 1
2033/34 | 139.75 | 14.75 | 3
2033/34 | 140.25 | 14.75 | 2
2033/34 | 140.75 | 14.75 | 1
2033/34 | 141.25 | 14.75 | 2
2033/34 | 141.75 | 14.75 | 2
2033/34 | 142.25 | 14.75 | 3
2033/34 | 142.75 | 14.75 | 4
2033/34 | 143.25 | 14.75 | 3
2033/34 | 143.75 | 14.75 | 2
2033/34 | 144.25 | 14.75 | 2
2033/34 | 144.75 | 14.75 | 2
2033/34 | 145.25 | 14.75 | 3
2033/34 | 145.75 | 14.75 | 1
2033/34 | 146.25 | 14.75 | 2
2033/34 | 146.75 | 14.75 | 3
2033/34 | 147.25 | 14.75 | 1
2033/34 | 147.75 | 14.75 | 1
2033/34 | 148.25 | 14.75 | 2
2033/34 | 148.75 | 14.75 | 3
2033/34 | 149.25 | 14.75 | 6
2033/34 | 150.25 | 14.75 | 4
2033/34 | 151.25 | 14.75 | 4
2033/34 | 151.75 | 14.75 | 4
2033/34 | 152.25 | 14.75 | 1
2033/34 | 152.75 | 14.75 | 2
2033/34 | 153.75 | 14.75 | 3
2033/34 | 154.25 | 14.75 | 3
2033/34 | 154.75 | 14.75 | 1
2033/34 | 155.25 | 14.75 | 2
2033/34 | 156.75 | 14.75 | 1
2033/34 | 157.75 | 14.75 | 1
2033/34 | 158.25 | 14.75 | 3
2033/34 | 158.75 | 14.75 | 1
2033/34 | 159.25 | 14.75 | 2
2033/34 | 160.25 | 14.75 | 1
2033/34 | 161.25 | 14.75 | 1
2033/34 | 162.25 | 14.75 | 1
2033/34 | 163.25 | 14.75 | 3
2033/34 | 164.25 | 14.75 | 1
2033/34 | 164.75 | 14.75 | 1
2033/34 | 165.75 | 14.75 | 2
2033/34 | 166.25 | 14.75 | 1
2033/34 | 167.25 | 14.75 | 1
2033/34 | 167.75 | 14.75 | 1
2033/34 | 169.75 | 14.75 | 1
2033/34 | 172.75 | 14.75 | 1
2033/34 | 173.75 | 14.75 | 1
2033/34 | 174.25 | 14.75 | 1
2033/34 | 176.25 | 14.75 | 1
2033/34 | 179.75 | 14.75 | 2
2033/34 | 181.25 | 14.75 | 1
2033/34 | 183.25 | 14.75 | 1
2033/34 | 184.75 | 14.75 | 1
2033/34 | 185.25 | 14.75 | 1
2033/34 | 186.25 | 14.75 | 1
2033/34 | 188.25 | 14.75 | 1
2033/34 | 190.25 | 14.75 | 1
2033/34 | 199.75 | 14.75 | 1
2033/34 | 207.75 | 14.75 | 1
2033/34 | 212.75 | 14.75 | 1
2033/34 | 222.25 | 14.75 | 1
2033/34 | 19.75 | 15.25 | 1
2033/34 | 20.75 | 15.25 | 1
2033/34 | 21.25 | 15.25 | 1
2033/34 | 21.75 | 15.25 | 1
2033/34 | 22.25 | 15.25 | 1
2033/34 | 22.75 | 15.25 | 1
2033/34 | 23.75 | 15.25 | 3
2033/34 | 24.75 | 15.25 | 2
2033/34 | 25.25 | 15.25 | 6
2033/34 | 25.75 | 15.25 | 1
2033/34 | 26.25 | 15.25 | 3
2033/34 | 26.75 | 15.25 | 5
2033/34 | 27.25 | 15.25 | 3
2033/34 | 27.75 | 15.25 | 8
2033/34 | 28.25 | 15.25 | 8
2033/34 | 28.75 | 15.25 | 7
2033/34 | 29.25 | 15.25 | 5
2033/34 | 29.75 | 15.25 | 9
2033/34 | 30.25 | 15.25 | 12
2033/34 | 30.75 | 15.25 | 8
2033/34 | 31.25 | 15.25 | 6
2033/34 | 31.75 | 15.25 | 9
2033/34 | 32.25 | 15.25 | 16
2033/34 | 32.75 | 15.25 | 17
2033/34 | 33.25 | 15.25 | 20
2033/34 | 33.75 | 15.25 | 11
2033/34 | 34.25 | 15.25 | 8
2033/34 | 34.75 | 15.25 | 20
2033/34 | 35.25 | 15.25 | 18
2033/34 | 35.75 | 15.25 | 20
2033/34 | 36.25 | 15.25 | 18
2033/34 | 36.75 | 15.25 | 20
2033/34 | 37.25 | 15.25 | 20
2033/34 | 37.75 | 15.25 | 21
2033/34 | 38.25 | 15.25 | 26
2033/34 | 38.75 | 15.25 | 23
2033/34 | 39.25 | 15.25 | 21
2033/34 | 39.75 | 15.25 | 28
2033/34 | 40.25 | 15.25 | 24
2033/34 | 40.75 | 15.25 | 35
2033/34 | 41.25 | 15.25 | 30
2033/34 | 41.75 | 15.25 | 31
2033/34 | 42.25 | 15.25 | 35
2033/34 | 42.75 | 15.25 | 25
2033/34 | 43.25 | 15.25 | 22
2033/34 | 43.75 | 15.25 | 28
2033/34 | 44.25 | 15.25 | 23
2033/34 | 44.75 | 15.25 | 28
2033/34 | 45.25 | 15.25 | 31
2033/34 | 45.75 | 15.25 | 44
2033/34 | 46.25 | 15.25 | 29
2033/34 | 46.75 | 15.25 | 28
2033/34 | 47.25 | 15.25 | 31
2033/34 | 47.75 | 15.25 | 37
2033/34 | 48.25 | 15.25 | 36
2033/34 | 48.75 | 15.25 | 42
2033/34 | 49.25 | 15.25 | 36
2033/34 | 49.75 | 15.25 | 28
2033/34 | 50.25 | 15.25 | 43
2033/34 | 50.75 | 15.25 | 38
2033/34 | 51.25 | 15.25 | 42
2033/34 | 51.75 | 15.25 | 37
2033/34 | 52.25 | 15.25 | 36
2033/34 | 52.75 | 15.25 | 46
2033/34 | 53.25 | 15.25 | 33
2033/34 | 53.75 | 15.25 | 42
2033/34 | 54.25 | 15.25 | 26
2033/34 | 54.75 | 15.25 | 37
2033/34 | 55.25 | 15.25 | 29
2033/34 | 55.75 | 15.25 | 32
2033/34 | 56.25 | 15.25 | 37
2033/34 | 56.75 | 15.25 | 37
2033/34 | 57.25 | 15.25 | 37
2033/34 | 57.75 | 15.25 | 27
2033/34 | 58.25 | 15.25 | 30
2033/34 | 58.75 | 15.25 | 34
2033/34 | 59.25 | 15.25 | 37
2033/34 | 59.75 | 15.25 | 42
2033/34 | 60.25 | 15.25 | 36
2033/34 | 60.75 | 15.25 | 40
2033/34 | 61.25 | 15.25 | 30
2033/34 | 61.75 | 15.25 | 45
2033/34 | 62.25 | 15.25 | 27
2033/34 | 62.75 | 15.25 | 27
2033/34 | 63.25 | 15.25 | 28
2033/34 | 63.75 | 15.25 | 40
2033/34 | 64.25 | 15.25 | 38
2033/34 | 64.75 | 15.25 | 36
2033/34 | 65.25 | 15.25 | 36
2033/34 | 65.75 | 15.25 | 27
2033/34 | 66.25 | 15.25 | 33
2033/34 | 66.75 | 15.25 | 31
2033/34 | 67.25 | 15.25 | 49
2033/34 | 67.75 | 15.25 | 34
2033/34 | 68.25 | 15.25 | 38
2033/34 | 68.75 | 15.25 | 43
2033/34 | 69.25 | 15.25 | 28
2033/34 | 69.75 | 15.25 | 32
2033/34 | 70.25 | 15.25 | 30
2033/34 | 70.75 | 15.25 | 39
2033/34 | 71.25 | 15.25 | 31
2033/34 | 71.75 | 15.25 | 34
2033/34 | 72.25 | 15.25 | 43
2033/34 | 72.75 | 15.25 | 45
2033/34 | 73.25 | 15.25 | 41
2033/34 | 73.75 | 15.25 | 33
2033/34 | 74.25 | 15.25 | 44
2033/34 | 74.75 | 15.25 | 53
2033/34 | 75.25 | 15.25 | 40
2033/34 | 75.75 | 15.25 | 40
2033/34 | 76.25 | 15.25 | 30
2033/34 | 76.75 | 15.25 | 40
2033/34 | 77.25 | 15.25 | 42
2033/34 | 77.75 | 15.25 | 42
2033/34 | 78.25 | 15.25 | 44
2033/34 | 78.75 | 15.25 | 44
2033/34 | 79.25 | 15.25 | 31
2033/34 | 79.75 | 15.25 | 39
2033/34 | 80.25 | 15.25 | 50
2033/34 | 80.75 | 15.25 | 34
2033/34 | 81.25 | 15.25 | 33
2033/34 | 81.75 | 15.25 | 35
2033/34 | 82.25 | 15.25 | 45
2033/34 | 82.75 | 15.25 | 32
2033/34 | 83.25 | 15.25 | 27
2033/34 | 83.75 | 15.25 | 39
2033/34 | 84.25 | 15.25 | 27
2033/34 | 84.75 | 15.25 | 38
2033/34 | 85.25 | 15.25 | 38
2033/34 | 85.75 | 15.25 | 33
2033/34 | 86.25 | 15.25 | 33
2033/34 | 86.75 | 15.25 | 30
2033/34 | 87.25 | 15.25 | 43
2033/34 | 87.75 | 15.25 | 33
2033/34 | 88.25 | 15.25 | 30
2033/34 | 88.75 | 15.25 | 37
2033/34 | 89.25 | 15.25 | 38
2033/34 | 89.75 | 15.25 | 28
2033/34 | 90.25 | 15.25 | 29
2033/34 | 90.75 | 15.25 | 26
2033/34 | 91.25 | 15.25 | 35
2033/34 | 91.75 | 15.25 | 27
2033/34 | 92.25 | 15.25 | 31
2033/34 | 92.75 | 15.25 | 31
2033/34 | 93.25 | 15.25 | 29
2033/34 | 93.75 | 15.25 | 31
2033/34 | 94.25 | 15.25 | 25
2033/34 | 94.75 | 15.25 | 25
2033/34 | 95.25 | 15.25 | 20
2033/34 | 95.75 | 15.25 | 18
2033/34 | 96.25 | 15.25 | 24
2033/34 | 96.75 | 15.25 | 22
2033/34 | 97.25 | 15.25 | 21
2033/34 | 97.75 | 15.25 | 23
2033/34 | 98.25 | 15.25 | 21
2033/34 | 98.75 | 15.25 | 18
2033/34 | 99.25 | 15.25 | 25
2033/34 | 99.75 | 15.25 | 23
2033/34 | 100.25 | 15.25 | 23
2033/34 | 100.75 | 15.25 | 15
2033/34 | 101.25 | 15.25 | 18
2033/34 | 101.75 | 15.25 | 16
2033/34 | 102.25 | 15.25 | 17
2033/34 | 102.75 | 15.25 | 20
2033/34 | 103.25 | 15.25 | 25
2033/34 | 103.75 | 15.25 | 10
2033/34 | 104.25 | 15.25 | 16
2033/34 | 104.75 | 15.25 | 24
2033/34 | 105.25 | 15.25 | 22
2033/34 | 105.75 | 15.25 | 16
2033/34 | 106.25 | 15.25 | 28
2033/34 | 106.75 | 15.25 | 19
2033/34 | 107.25 | 15.25 | 13
2033/34 | 107.75 | 15.25 | 18
2033/34 | 108.25 | 15.25 | 10
2033/34 | 108.75 | 15.25 | 12
2033/34 | 109.25 | 15.25 | 11
2033/34 | 109.75 | 15.25 | 10
2033/34 | 110.25 | 15.25 | 8
2033/34 | 110.75 | 15.25 | 10
2033/34 | 111.25 | 15.25 | 15
2033/34 | 111.75 | 15.25 | 10
2033/34 | 112.25 | 15.25 | 11
2033/34 | 112.75 | 15.25 | 23
2033/34 | 113.25 | 15.25 | 10
2033/34 | 113.75 | 15.25 | 17
2033/34 | 114.25 | 15.25 | 6
2033/34 | 114.75 | 15.25 | 8
2033/34 | 115.25 | 15.25 | 9
2033/34 | 115.75 | 15.25 | 10
2033/34 | 116.25 | 15.25 | 16
2033/34 | 116.75 | 15.25 | 14
2033/34 | 117.25 | 15.25 | 11
2033/34 | 117.75 | 15.25 | 8
2033/34 | 118.25 | 15.25 | 15
2033/34 | 118.75 | 15.25 | 6
2033/34 | 119.25 | 15.25 | 13
2033/34 | 119.75 | 15.25 | 15
2033/34 | 120.25 | 15.25 | 1
2033/34 | 120.75 | 15.25 | 12
2033/34 | 121.25 | 15.25 | 12
2033/34 | 121.75 | 15.25 | 6
2033/34 | 122.25 | 15.25 | 6
2033/34 | 122.75 | 15.25 | 6
2033/34 | 123.25 | 15.25 | 2
2033/34 | 123.75 | 15.25 | 8
2033/34 | 124.25 | 15.25 | 5
2033/34 | 124.75 | 15.25 | 5
2033/34 | 125.25 | 15.25 | 5
2033/34 | 125.75 | 15.25 | 9
2033/34 | 126.25 | 15.25 | 2
2033/34 | 126.75 | 15.25 | 7
2033/34 | 127.25 | 15.25 | 10
2033/34 | 127.75 | 15.25 | 5
2033/34 | 128.25 | 15.25 | 3
2033/34 | 128.75 | 15.25 | 1
2033/34 | 129.25 | 15.25 | 3
2033/34 | 129.75 | 15.25 | 5
2033/34 | 130.25 | 15.25 | 5
2033/34 | 130.75 | 15.25 | 4
2033/34 | 131.25 | 15.25 | 2
2033/34 | 131.75 | 15.25 | 2
2033/34 | 132.25 | 15.25 | 6
2033/34 | 132.75 | 15.25 | 4
2033/34 | 133.25 | 15.25 | 3
2033/34 | 133.75 | 15.25 | 3
2033/34 | 134.25 | 15.25 | 3
2033/34 | 134.75 | 15.25 | 5
2033/34 | 135.25 | 15.25 | 4
2033/34 | 135.75 | 15.25 | 3
2033/34 | 136.25 | 15.25 | 7
2033/34 | 136.75 | 15.25 | 8
2033/34 | 137.25 | 15.25 | 2
2033/34 | 137.75 | 15.25 | 6
2033/34 | 138.25 | 15.25 | 6
2033/34 | 138.75 | 15.25 | 4
2033/34 | 139.25 | 15.25 | 1
2033/34 | 139.75 | 15.25 | 6
2033/34 | 140.25 | 15.25 | 5
2033/34 | 140.75 | 15.25 | 5
2033/34 | 141.25 | 15.25 | 2
2033/34 | 141.75 | 15.25 | 1
2033/34 | 142.25 | 15.25 | 5
2033/34 | 143.25 | 15.25 | 5
2033/34 | 143.75 | 15.25 | 3
2033/34 | 145.25 | 15.25 | 4
2033/34 | 146.25 | 15.25 | 1
2033/34 | 146.75 | 15.25 | 2
2033/34 | 147.25 | 15.25 | 2
2033/34 | 148.75 | 15.25 | 2
2033/34 | 149.25 | 15.25 | 2
2033/34 | 150.25 | 15.25 | 1
2033/34 | 150.75 | 15.25 | 1
2033/34 | 151.25 | 15.25 | 2
2033/34 | 151.75 | 15.25 | 3
2033/34 | 152.25 | 15.25 | 1
2033/34 | 153.25 | 15.25 | 1
2033/34 | 154.25 | 15.25 | 1
2033/34 | 154.75 | 15.25 | 3
2033/34 | 155.25 | 15.25 | 1
2033/34 | 156.25 | 15.25 | 2
2033/34 | 157.25 | 15.25 | 2
2033/34 | 158.25 | 15.25 | 2
2033/34 | 158.75 | 15.25 | 3
2033/34 | 159.75 | 15.25 | 1
2033/34 | 160.25 | 15.25 | 2
2033/34 | 160.75 | 15.25 | 2
2033/34 | 161.25 | 15.25 | 1
2033/34 | 161.75 | 15.25 | 1
2033/34 | 162.25 | 15.25 | 2
2033/34 | 162.75 | 15.25 | 2
2033/34 | 163.75 | 15.25 | 1
2033/34 | 164.25 | 15.25 | 2
2033/34 | 164.75 | 15.25 | 1
2033/34 | 166.75 | 15.25 | 1
2033/34 | 167.25 | 15.25 | 3
2033/34 | 169.75 | 15.25 | 1
2033/34 | 170.25 | 15.25 | 2
2033/34 | 171.25 | 15.25 | 1
2033/34 | 171.75 | 15.25 | 1
2033/34 | 172.75 | 15.25 | 1
2033/34 | 175.25 | 15.25 | 1
2033/34 | 175.75 | 15.25 | 1
2033/34 | 177.25 | 15.25 | 2
2033/34 | 177.75 | 15.25 | 1
2033/34 | 178.75 | 15.25 | 1
2033/34 | 179.75 | 15.25 | 1
2033/34 | 180.75 | 15.25 | 1
2033/34 | 183.25 | 15.25 | 1
2033/34 | 183.75 | 15.25 | 1
2033/34 | 186.25 | 15.25 | 1
2033/34 | 187.75 | 15.25 | 1
2033/34 | 190.25 | 15.25 | 1
2033/34 | 190.75 | 15.25 | 1
2033/34 | 192.25 | 15.25 | 1
2033/34 | 198.25 | 15.25 | 1
2033/34 | 199.75 | 15.25 | 1
2033/34 | 20.25 | 15.75 | 2
2033/34 | 20.75 | 15.75 | 1
2033/34 | 21.25 | 15.75 | 1
2033/34 | 22.25 | 15.75 | 2
2033/34 | 24.25 | 15.75 | 2
2033/34 | 24.75 | 15.75 | 3
2033/34 | 25.25 | 15.75 | 3
2033/34 | 25.75 | 15.75 | 3
2033/34 | 26.25 | 15.75 | 4
2033/34 | 26.75 | 15.75 | 4
2033/34 | 27.25 | 15.75 | 5
2033/34 | 27.75 | 15.75 | 6
2033/34 | 28.25 | 15.75 | 3
2033/34 | 28.75 | 15.75 | 11
2033/34 | 29.25 | 15.75 | 14
2033/34 | 29.75 | 15.75 | 8
2033/34 | 30.25 | 15.75 | 13
2033/34 | 30.75 | 15.75 | 13
2033/34 | 31.25 | 15.75 | 6
2033/34 | 31.75 | 15.75 | 13
2033/34 | 32.25 | 15.75 | 14
2033/34 | 32.75 | 15.75 | 15
2033/34 | 33.25 | 15.75 | 15
2033/34 | 33.75 | 15.75 | 16
2033/34 | 34.25 | 15.75 | 11
2033/34 | 34.75 | 15.75 | 21
2033/34 | 35.25 | 15.75 | 19
2033/34 | 35.75 | 15.75 | 16
2033/34 | 36.25 | 15.75 | 26
2033/34 | 36.75 | 15.75 | 18
2033/34 | 37.25 | 15.75 | 22
2033/34 | 37.75 | 15.75 | 20
2033/34 | 38.25 | 15.75 | 22
2033/34 | 38.75 | 15.75 | 36
2033/34 | 39.25 | 15.75 | 27
2033/34 | 39.75 | 15.75 | 22
2033/34 | 40.25 | 15.75 | 27
2033/34 | 40.75 | 15.75 | 28
2033/34 | 41.25 | 15.75 | 21
2033/34 | 41.75 | 15.75 | 36
2033/34 | 42.25 | 15.75 | 30
2033/34 | 42.75 | 15.75 | 25
2033/34 | 43.25 | 15.75 | 26
2033/34 | 43.75 | 15.75 | 34
2033/34 | 44.25 | 15.75 | 24
2033/34 | 44.75 | 15.75 | 33
2033/34 | 45.25 | 15.75 | 22
2033/34 | 45.75 | 15.75 | 35
2033/34 | 46.25 | 15.75 | 30
2033/34 | 46.75 | 15.75 | 31
2033/34 | 47.25 | 15.75 | 41
2033/34 | 47.75 | 15.75 | 35
2033/34 | 48.25 | 15.75 | 30
2033/34 | 48.75 | 15.75 | 31
2033/34 | 49.25 | 15.75 | 34
2033/34 | 49.75 | 15.75 | 32
2033/34 | 50.25 | 15.75 | 42
2033/34 | 50.75 | 15.75 | 35
2033/34 | 51.25 | 15.75 | 41
2033/34 | 51.75 | 15.75 | 30
2033/34 | 52.25 | 15.75 | 30
2033/34 | 52.75 | 15.75 | 28
2033/34 | 53.25 | 15.75 | 34
2033/34 | 53.75 | 15.75 | 30
2033/34 | 54.25 | 15.75 | 33
2033/34 | 54.75 | 15.75 | 34
2033/34 | 55.25 | 15.75 | 38
2033/34 | 55.75 | 15.75 | 45
2033/34 | 56.25 | 15.75 | 38
2033/34 | 56.75 | 15.75 | 31
2033/34 | 57.25 | 15.75 | 37
2033/34 | 57.75 | 15.75 | 41
2033/34 | 58.25 | 15.75 | 34
2033/34 | 58.75 | 15.75 | 31
2033/34 | 59.25 | 15.75 | 38
2033/34 | 59.75 | 15.75 | 43
2033/34 | 60.25 | 15.75 | 40
2033/34 | 60.75 | 15.75 | 42
2033/34 | 61.25 | 15.75 | 29
2033/34 | 61.75 | 15.75 | 40
2033/34 | 62.25 | 15.75 | 27
2033/34 | 62.75 | 15.75 | 35
2033/34 | 63.25 | 15.75 | 36
2033/34 | 63.75 | 15.75 | 33
2033/34 | 64.25 | 15.75 | 29
2033/34 | 64.75 | 15.75 | 30
2033/34 | 65.25 | 15.75 | 35
2033/34 | 65.75 | 15.75 | 35
2033/34 | 66.25 | 15.75 | 38
2033/34 | 66.75 | 15.75 | 33
2033/34 | 67.25 | 15.75 | 44
2033/34 | 67.75 | 15.75 | 42
2033/34 | 68.25 | 15.75 | 48
2033/34 | 68.75 | 15.75 | 44
2033/34 | 69.25 | 15.75 | 45
2033/34 | 69.75 | 15.75 | 39
2033/34 | 70.25 | 15.75 | 36
2033/34 | 70.75 | 15.75 | 45
2033/34 | 71.25 | 15.75 | 37
2033/34 | 71.75 | 15.75 | 38
2033/34 | 72.25 | 15.75 | 40
2033/34 | 72.75 | 15.75 | 42
2033/34 | 73.25 | 15.75 | 39
2033/34 | 73.75 | 15.75 | 36
2033/34 | 74.25 | 15.75 | 54
2033/34 | 74.75 | 15.75 | 38
2033/34 | 75.25 | 15.75 | 43
2033/34 | 75.75 | 15.75 | 47
2033/34 | 76.25 | 15.75 | 44
2033/34 | 76.75 | 15.75 | 60
2033/34 | 77.25 | 15.75 | 28
2033/34 | 77.75 | 15.75 | 35
2033/34 | 78.25 | 15.75 | 45
2033/34 | 78.75 | 15.75 | 35
2033/34 | 79.25 | 15.75 | 42
2033/34 | 79.75 | 15.75 | 48
2033/34 | 80.25 | 15.75 | 47
2033/34 | 80.75 | 15.75 | 51
2033/34 | 81.25 | 15.75 | 49
2033/34 | 81.75 | 15.75 | 40
2033/34 | 82.25 | 15.75 | 44
2033/34 | 82.75 | 15.75 | 36
2033/34 | 83.25 | 15.75 | 44
2033/34 | 83.75 | 15.75 | 41
2033/34 | 84.25 | 15.75 | 46
2033/34 | 84.75 | 15.75 | 43
2033/34 | 85.25 | 15.75 | 34
2033/34 | 85.75 | 15.75 | 28
2033/34 | 86.25 | 15.75 | 34
2033/34 | 86.75 | 15.75 | 36
2033/34 | 87.25 | 15.75 | 40
2033/34 | 87.75 | 15.75 | 44
2033/34 | 88.25 | 15.75 | 38
2033/34 | 88.75 | 15.75 | 38
2033/34 | 89.25 | 15.75 | 39
2033/34 | 89.75 | 15.75 | 26
2033/34 | 90.25 | 15.75 | 40
2033/34 | 90.75 | 15.75 | 34
2033/34 | 91.25 | 15.75 | 29
2033/34 | 91.75 | 15.75 | 38
2033/34 | 92.25 | 15.75 | 28
2033/34 | 92.75 | 15.75 | 25
2033/34 | 93.25 | 15.75 | 28
2033/34 | 93.75 | 15.75 | 29
2033/34 | 94.25 | 15.75 | 28
2033/34 | 94.75 | 15.75 | 27
2033/34 | 95.25 | 15.75 | 41
2033/34 | 95.75 | 15.75 | 25
2033/34 | 96.25 | 15.75 | 24
2033/34 | 96.75 | 15.75 | 29
2033/34 | 97.25 | 15.75 | 21
2033/34 | 97.75 | 15.75 | 27
2033/34 | 98.25 | 15.75 | 25
2033/34 | 98.75 | 15.75 | 12
2033/34 | 99.25 | 15.75 | 21
2033/34 | 99.75 | 15.75 | 26
2033/34 | 100.25 | 15.75 | 26
2033/34 | 100.75 | 15.75 | 21
2033/34 | 101.25 | 15.75 | 22
2033/34 | 101.75 | 15.75 | 24
2033/34 | 102.25 | 15.75 | 22
2033/34 | 102.75 | 15.75 | 15
2033/34 | 103.25 | 15.75 | 23
2033/34 | 103.75 | 15.75 | 16
2033/34 | 104.25 | 15.75 | 22
2033/34 | 104.75 | 15.75 | 13
2033/34 | 105.25 | 15.75 | 15
2033/34 | 105.75 | 15.75 | 25
2033/34 | 106.25 | 15.75 | 15
2033/34 | 106.75 | 15.75 | 18
2033/34 | 107.25 | 15.75 | 22
2033/34 | 107.75 | 15.75 | 24
2033/34 | 108.25 | 15.75 | 16
2033/34 | 108.75 | 15.75 | 23
2033/34 | 109.25 | 15.75 | 13
2033/34 | 109.75 | 15.75 | 14
2033/34 | 110.25 | 15.75 | 18
2033/34 | 110.75 | 15.75 | 8
2033/34 | 111.25 | 15.75 | 12
2033/34 | 111.75 | 15.75 | 10
2033/34 | 112.25 | 15.75 | 11
2033/34 | 112.75 | 15.75 | 12
2033/34 | 113.25 | 15.75 | 13
2033/34 | 113.75 | 15.75 | 11
2033/34 | 114.25 | 15.75 | 11
2033/34 | 114.75 | 15.75 | 10
2033/34 | 115.25 | 15.75 | 7
2033/34 | 115.75 | 15.75 | 7
2033/34 | 116.25 | 15.75 | 9
2033/34 | 116.75 | 15.75 | 12
2033/34 | 117.25 | 15.75 | 3
2033/34 | 117.75 | 15.75 | 11
2033/34 | 118.25 | 15.75 | 10
2033/34 | 118.75 | 15.75 | 8
2033/34 | 119.25 | 15.75 | 17
2033/34 | 119.75 | 15.75 | 5
2033/34 | 120.25 | 15.75 | 8
2033/34 | 120.75 | 15.75 | 13
2033/34 | 121.25 | 15.75 | 6
2033/34 | 121.75 | 15.75 | 11
2033/34 | 122.25 | 15.75 | 8
2033/34 | 122.75 | 15.75 | 7
2033/34 | 123.25 | 15.75 | 6
2033/34 | 123.75 | 15.75 | 7
2033/34 | 124.25 | 15.75 | 10
2033/34 | 124.75 | 15.75 | 6
2033/34 | 125.25 | 15.75 | 8
2033/34 | 125.75 | 15.75 | 4
2033/34 | 126.25 | 15.75 | 7
2033/34 | 126.75 | 15.75 | 3
2033/34 | 127.25 | 15.75 | 4
2033/34 | 127.75 | 15.75 | 9
2033/34 | 128.25 | 15.75 | 6
2033/34 | 128.75 | 15.75 | 4
2033/34 | 129.25 | 15.75 | 3
2033/34 | 129.75 | 15.75 | 7
2033/34 | 130.25 | 15.75 | 4
2033/34 | 130.75 | 15.75 | 5
2033/34 | 131.25 | 15.75 | 3
2033/34 | 131.75 | 15.75 | 3
2033/34 | 132.25 | 15.75 | 8
2033/34 | 132.75 | 15.75 | 3
2033/34 | 133.25 | 15.75 | 5
2033/34 | 133.75 | 15.75 | 7
2033/34 | 134.25 | 15.75 | 8
2033/34 | 134.75 | 15.75 | 4
2033/34 | 135.25 | 15.75 | 3
2033/34 | 135.75 | 15.75 | 3
2033/34 | 136.25 | 15.75 | 6
2033/34 | 136.75 | 15.75 | 6
2033/34 | 137.25 | 15.75 | 2
2033/34 | 137.75 | 15.75 | 4
2033/34 | 138.25 | 15.75 | 6
2033/34 | 138.75 | 15.75 | 6
2033/34 | 139.25 | 15.75 | 5
2033/34 | 139.75 | 15.75 | 4
2033/34 | 140.25 | 15.75 | 1
2033/34 | 140.75 | 15.75 | 2
2033/34 | 141.25 | 15.75 | 4
2033/34 | 141.75 | 15.75 | 4
2033/34 | 142.25 | 15.75 | 5
2033/34 | 142.75 | 15.75 | 4
2033/34 | 143.25 | 15.75 | 2
2033/34 | 143.75 | 15.75 | 3
2033/34 | 144.25 | 15.75 | 4
2033/34 | 144.75 | 15.75 | 3
2033/34 | 145.25 | 15.75 | 4
2033/34 | 145.75 | 15.75 | 2
2033/34 | 146.25 | 15.75 | 2
2033/34 | 146.75 | 15.75 | 4
2033/34 | 147.25 | 15.75 | 3
2033/34 | 147.75 | 15.75 | 3
2033/34 | 148.25 | 15.75 | 3
2033/34 | 148.75 | 15.75 | 3
2033/34 | 149.25 | 15.75 | 3
2033/34 | 150.25 | 15.75 | 4
2033/34 | 150.75 | 15.75 | 2
2033/34 | 151.25 | 15.75 | 2
2033/34 | 151.75 | 15.75 | 1
2033/34 | 152.25 | 15.75 | 2
2033/34 | 152.75 | 15.75 | 1
2033/34 | 153.25 | 15.75 | 1
2033/34 | 153.75 | 15.75 | 2
2033/34 | 154.25 | 15.75 | 1
2033/34 | 154.75 | 15.75 | 6
2033/34 | 155.25 | 15.75 | 2
2033/34 | 155.75 | 15.75 | 1
2033/34 | 156.25 | 15.75 | 1
2033/34 | 156.75 | 15.75 | 2
2033/34 | 157.25 | 15.75 | 3
2033/34 | 157.75 | 15.75 | 2
2033/34 | 158.25 | 15.75 | 3
2033/34 | 159.25 | 15.75 | 1
2033/34 | 160.25 | 15.75 | 1
2033/34 | 160.75 | 15.75 | 2
2033/34 | 161.25 | 15.75 | 2
2033/34 | 161.75 | 15.75 | 3
2033/34 | 162.25 | 15.75 | 1
2033/34 | 162.75 | 15.75 | 1
2033/34 | 163.25 | 15.75 | 1
2033/34 | 163.75 | 15.75 | 1
2033/34 | 164.25 | 15.75 | 2
2033/34 | 164.75 | 15.75 | 1
2033/34 | 167.25 | 15.75 | 1
2033/34 | 168.75 | 15.75 | 2
2033/34 | 169.75 | 15.75 | 1
2033/34 | 170.25 | 15.75 | 2
2033/34 | 170.75 | 15.75 | 1
2033/34 | 172.25 | 15.75 | 1
2033/34 | 174.25 | 15.75 | 1
2033/34 | 175.75 | 15.75 | 1
2033/34 | 176.75 | 15.75 | 1
2033/34 | 177.25 | 15.75 | 1
2033/34 | 178.25 | 15.75 | 1
2033/34 | 178.75 | 15.75 | 2
2033/34 | 179.75 | 15.75 | 1
2033/34 | 180.75 | 15.75 | 3
2033/34 | 181.25 | 15.75 | 1
2033/34 | 185.25 | 15.75 | 1
2033/34 | 189.75 | 15.75 | 1
2033/34 | 191.25 | 15.75 | 1
2033/34 | 191.75 | 15.75 | 1
2033/34 | 194.75 | 15.75 | 1
2033/34 | 200.25 | 15.75 | 1
2033/34 | 204.75 | 15.75 | 1
2033/34 | 206.75 | 15.75 | 1
2033/34 | 212.25 | 15.75 | 1
2033/34 | 21.25 | 16.25 | 1
2033/34 | 21.75 | 16.25 | 1
2033/34 | 22.25 | 16.25 | 1
2033/34 | 23.25 | 16.25 | 1
2033/34 | 25.25 | 16.25 | 4
2033/34 | 25.75 | 16.25 | 1
2033/34 | 26.25 | 16.25 | 3
2033/34 | 26.75 | 16.25 | 5
2033/34 | 27.25 | 16.25 | 2
2033/34 | 27.75 | 16.25 | 3
2033/34 | 28.25 | 16.25 | 9
2033/34 | 28.75 | 16.25 | 5
2033/34 | 29.25 | 16.25 | 2
2033/34 | 29.75 | 16.25 | 8
2033/34 | 30.25 | 16.25 | 7
2033/34 | 30.75 | 16.25 | 6
2033/34 | 31.25 | 16.25 | 12
2033/34 | 31.75 | 16.25 | 9
2033/34 | 32.25 | 16.25 | 12
2033/34 | 32.75 | 16.25 | 16
2033/34 | 33.25 | 16.25 | 16
2033/34 | 33.75 | 16.25 | 19
2033/34 | 34.25 | 16.25 | 10
2033/34 | 34.75 | 16.25 | 13
2033/34 | 35.25 | 16.25 | 16
2033/34 | 35.75 | 16.25 | 21
2033/34 | 36.25 | 16.25 | 22
2033/34 | 36.75 | 16.25 | 20
2033/34 | 37.25 | 16.25 | 16
2033/34 | 37.75 | 16.25 | 23
2033/34 | 38.25 | 16.25 | 29
2033/34 | 38.75 | 16.25 | 22
2033/34 | 39.25 | 16.25 | 22
2033/34 | 39.75 | 16.25 | 29
2033/34 | 40.25 | 16.25 | 20
2033/34 | 40.75 | 16.25 | 31
2033/34 | 41.25 | 16.25 | 32
2033/34 | 41.75 | 16.25 | 33
2033/34 | 42.25 | 16.25 | 28
2033/34 | 42.75 | 16.25 | 26
2033/34 | 43.25 | 16.25 | 31
2033/34 | 43.75 | 16.25 | 40
2033/34 | 44.25 | 16.25 | 33
2033/34 | 44.75 | 16.25 | 32
2033/34 | 45.25 | 16.25 | 41
2033/34 | 45.75 | 16.25 | 28
2033/34 | 46.25 | 16.25 | 36
2033/34 | 46.75 | 16.25 | 37
2033/34 | 47.25 | 16.25 | 35
2033/34 | 47.75 | 16.25 | 38
2033/34 | 48.25 | 16.25 | 31
2033/34 | 48.75 | 16.25 | 37
2033/34 | 49.25 | 16.25 | 30
2033/34 | 49.75 | 16.25 | 43
2033/34 | 50.25 | 16.25 | 24
2033/34 | 50.75 | 16.25 | 38
2033/34 | 51.25 | 16.25 | 44
2033/34 | 51.75 | 16.25 | 32
2033/34 | 52.25 | 16.25 | 31
2033/34 | 52.75 | 16.25 | 39
2033/34 | 53.25 | 16.25 | 47
2033/34 | 53.75 | 16.25 | 44
2033/34 | 54.25 | 16.25 | 41
2033/34 | 54.75 | 16.25 | 35
2033/34 | 55.25 | 16.25 | 36
2033/34 | 55.75 | 16.25 | 35
2033/34 | 56.25 | 16.25 | 41
2033/34 | 56.75 | 16.25 | 39
2033/34 | 57.25 | 16.25 | 41
2033/34 | 57.75 | 16.25 | 44
2033/34 | 58.25 | 16.25 | 40
2033/34 | 58.75 | 16.25 | 45
2033/34 | 59.25 | 16.25 | 50
2033/34 | 59.75 | 16.25 | 33
2033/34 | 60.25 | 16.25 | 47
2033/34 | 60.75 | 16.25 | 36
2033/34 | 61.25 | 16.25 | 43
2033/34 | 61.75 | 16.25 | 39
2033/34 | 62.25 | 16.25 | 32
2033/34 | 62.75 | 16.25 | 45
2033/34 | 63.25 | 16.25 | 48
2033/34 | 63.75 | 16.25 | 37
2033/34 | 64.25 | 16.25 | 45
2033/34 | 64.75 | 16.25 | 43
2033/34 | 65.25 | 16.25 | 36
2033/34 | 65.75 | 16.25 | 37
2033/34 | 66.25 | 16.25 | 32
2033/34 | 66.75 | 16.25 | 47
2033/34 | 67.25 | 16.25 | 48
2033/34 | 67.75 | 16.25 | 45
2033/34 | 68.25 | 16.25 | 36
2033/34 | 68.75 | 16.25 | 46
2033/34 | 69.25 | 16.25 | 47
2033/34 | 69.75 | 16.25 | 38
2033/34 | 70.25 | 16.25 | 40
2033/34 | 70.75 | 16.25 | 33
2033/34 | 71.25 | 16.25 | 35
2033/34 | 71.75 | 16.25 | 54
2033/34 | 72.25 | 16.25 | 42
2033/34 | 72.75 | 16.25 | 45
2033/34 | 73.25 | 16.25 | 45
2033/34 | 73.75 | 16.25 | 53
2033/34 | 74.25 | 16.25 | 32
2033/34 | 74.75 | 16.25 | 44
2033/34 | 75.25 | 16.25 | 41
2033/34 | 75.75 | 16.25 | 35
2033/34 | 76.25 | 16.25 | 39
2033/34 | 76.75 | 16.25 | 57
2033/34 | 77.25 | 16.25 | 46
2033/34 | 77.75 | 16.25 | 49
2033/34 | 78.25 | 16.25 | 42
2033/34 | 78.75 | 16.25 | 45
2033/34 | 79.25 | 16.25 | 38
2033/34 | 79.75 | 16.25 | 38
2033/34 | 80.25 | 16.25 | 64
2033/34 | 80.75 | 16.25 | 42
2033/34 | 81.25 | 16.25 | 47
2033/34 | 81.75 | 16.25 | 32
2033/34 | 82.25 | 16.25 | 29
2033/34 | 82.75 | 16.25 | 42
2033/34 | 83.25 | 16.25 | 37
2033/34 | 83.75 | 16.25 | 36
2033/34 | 84.25 | 16.25 | 36
2033/34 | 84.75 | 16.25 | 47
2033/34 | 85.25 | 16.25 | 44
2033/34 | 85.75 | 16.25 | 36
2033/34 | 86.25 | 16.25 | 30
2033/34 | 86.75 | 16.25 | 35
2033/34 | 87.25 | 16.25 | 35
2033/34 | 87.75 | 16.25 | 32
2033/34 | 88.25 | 16.25 | 40
2033/34 | 88.75 | 16.25 | 33
2033/34 | 89.25 | 16.25 | 39
2033/34 | 89.75 | 16.25 | 32
2033/34 | 90.25 | 16.25 | 35
2033/34 | 90.75 | 16.25 | 30
2033/34 | 91.25 | 16.25 | 37
2033/34 | 91.75 | 16.25 | 31
2033/34 | 92.25 | 16.25 | 20
2033/34 | 92.75 | 16.25 | 22
2033/34 | 93.25 | 16.25 | 28
2033/34 | 93.75 | 16.25 | 39
2033/34 | 94.25 | 16.25 | 33
2033/34 | 94.75 | 16.25 | 28
2033/34 | 95.25 | 16.25 | 26
2033/34 | 95.75 | 16.25 | 24
2033/34 | 96.25 | 16.25 | 23
2033/34 | 96.75 | 16.25 | 33
2033/34 | 97.25 | 16.25 | 26
2033/34 | 97.75 | 16.25 | 25
2033/34 | 98.25 | 16.25 | 22
2033/34 | 98.75 | 16.25 | 20
2033/34 | 99.25 | 16.25 | 22
2033/34 | 99.75 | 16.25 | 18
2033/34 | 100.25 | 16.25 | 17
2033/34 | 100.75 | 16.25 | 22
2033/34 | 101.25 | 16.25 | 19
2033/34 | 101.75 | 16.25 | 15
2033/34 | 102.25 | 16.25 | 19
2033/34 | 102.75 | 16.25 | 24
2033/34 | 103.25 | 16.25 | 18
2033/34 | 103.75 | 16.25 | 19
2033/34 | 104.25 | 16.25 | 18
2033/34 | 104.75 | 16.25 | 19
2033/34 | 105.25 | 16.25 | 15
2033/34 | 105.75 | 16.25 | 17
2033/34 | 106.25 | 16.25 | 15
2033/34 | 106.75 | 16.25 | 20
2033/34 | 107.25 | 16.25 | 23
2033/34 | 107.75 | 16.25 | 16
2033/34 | 108.25 | 16.25 | 21
2033/34 | 108.75 | 16.25 | 14
2033/34 | 109.25 | 16.25 | 18
2033/34 | 109.75 | 16.25 | 15
2033/34 | 110.25 | 16.25 | 9
2033/34 | 110.75 | 16.25 | 18
2033/34 | 111.25 | 16.25 | 15
2033/34 | 111.75 | 16.25 | 10
2033/34 | 112.25 | 16.25 | 10
2033/34 | 112.75 | 16.25 | 11
2033/34 | 113.25 | 16.25 | 10
2033/34 | 113.75 | 16.25 | 20
2033/34 | 114.25 | 16.25 | 12
2033/34 | 114.75 | 16.25 | 11
2033/34 | 115.25 | 16.25 | 12
2033/34 | 115.75 | 16.25 | 7
2033/34 | 116.25 | 16.25 | 10
2033/34 | 116.75 | 16.25 | 18
2033/34 | 117.25 | 16.25 | 9
2033/34 | 117.75 | 16.25 | 4
2033/34 | 118.25 | 16.25 | 9
2033/34 | 118.75 | 16.25 | 8
2033/34 | 119.25 | 16.25 | 9
2033/34 | 119.75 | 16.25 | 5
2033/34 | 120.25 | 16.25 | 10
2033/34 | 120.75 | 16.25 | 11
2033/34 | 121.25 | 16.25 | 9
2033/34 | 121.75 | 16.25 | 9
2033/34 | 122.25 | 16.25 | 12
2033/34 | 122.75 | 16.25 | 5
2033/34 | 123.25 | 16.25 | 7
2033/34 | 123.75 | 16.25 | 11
2033/34 | 124.25 | 16.25 | 6
2033/34 | 124.75 | 16.25 | 9
2033/34 | 125.25 | 16.25 | 11
2033/34 | 125.75 | 16.25 | 9
2033/34 | 126.25 | 16.25 | 4
2033/34 | 126.75 | 16.25 | 11
2033/34 | 127.25 | 16.25 | 6
2033/34 | 127.75 | 16.25 | 8
2033/34 | 128.25 | 16.25 | 6
2033/34 | 128.75 | 16.25 | 5
2033/34 | 129.25 | 16.25 | 2
2033/34 | 129.75 | 16.25 | 3
2033/34 | 130.25 | 16.25 | 3
2033/34 | 130.75 | 16.25 | 11
2033/34 | 131.25 | 16.25 | 4
2033/34 | 131.75 | 16.25 | 6
2033/34 | 132.25 | 16.25 | 4
2033/34 | 132.75 | 16.25 | 5
2033/34 | 133.25 | 16.25 | 2
2033/34 | 133.75 | 16.25 | 5
2033/34 | 134.25 | 16.25 | 2
2033/34 | 134.75 | 16.25 | 5
2033/34 | 135.25 | 16.25 | 2
2033/34 | 135.75 | 16.25 | 1
2033/34 | 136.25 | 16.25 | 10
2033/34 | 136.75 | 16.25 | 3
2033/34 | 137.25 | 16.25 | 10
2033/34 | 137.75 | 16.25 | 9
2033/34 | 138.25 | 16.25 | 1
2033/34 | 138.75 | 16.25 | 8
2033/34 | 139.25 | 16.25 | 5
2033/34 | 139.75 | 16.25 | 3
2033/34 | 140.25 | 16.25 | 1
2033/34 | 140.75 | 16.25 | 5
2033/34 | 141.25 | 16.25 | 1
2033/34 | 141.75 | 16.25 | 5
2033/34 | 142.25 | 16.25 | 5
2033/34 | 142.75 | 16.25 | 2
2033/34 | 143.25 | 16.25 | 1
2033/34 | 143.75 | 16.25 | 2
2033/34 | 144.25 | 16.25 | 4
2033/34 | 144.75 | 16.25 | 1
2033/34 | 145.25 | 16.25 | 5
2033/34 | 145.75 | 16.25 | 4
2033/34 | 146.25 | 16.25 | 7
2033/34 | 146.75 | 16.25 | 2
2033/34 | 147.25 | 16.25 | 3
2033/34 | 147.75 | 16.25 | 2
2033/34 | 148.25 | 16.25 | 5
2033/34 | 148.75 | 16.25 | 3
2033/34 | 149.25 | 16.25 | 3
2033/34 | 149.75 | 16.25 | 1
2033/34 | 150.25 | 16.25 | 3
2033/34 | 150.75 | 16.25 | 2
2033/34 | 151.25 | 16.25 | 2
2033/34 | 151.75 | 16.25 | 3
2033/34 | 152.25 | 16.25 | 3
2033/34 | 152.75 | 16.25 | 1
2033/34 | 153.25 | 16.25 | 3
2033/34 | 153.75 | 16.25 | 1
2033/34 | 154.25 | 16.25 | 2
2033/34 | 155.25 | 16.25 | 2
2033/34 | 155.75 | 16.25 | 1
2033/34 | 156.25 | 16.25 | 4
2033/34 | 157.75 | 16.25 | 1
2033/34 | 158.25 | 16.25 | 3
2033/34 | 158.75 | 16.25 | 5
2033/34 | 160.25 | 16.25 | 2
2033/34 | 160.75 | 16.25 | 1
2033/34 | 161.75 | 16.25 | 2
2033/34 | 162.25 | 16.25 | 1
2033/34 | 162.75 | 16.25 | 4
2033/34 | 163.25 | 16.25 | 1
2033/34 | 163.75 | 16.25 | 3
2033/34 | 164.75 | 16.25 | 1
2033/34 | 165.25 | 16.25 | 1
2033/34 | 167.75 | 16.25 | 2
2033/34 | 168.25 | 16.25 | 3
2033/34 | 169.25 | 16.25 | 2
2033/34 | 169.75 | 16.25 | 1
2033/34 | 170.25 | 16.25 | 1
2033/34 | 170.75 | 16.25 | 1
2033/34 | 171.75 | 16.25 | 2
2033/34 | 172.75 | 16.25 | 1
2033/34 | 173.25 | 16.25 | 2
2033/34 | 174.75 | 16.25 | 1
2033/34 | 175.25 | 16.25 | 1
2033/34 | 177.25 | 16.25 | 1
2033/34 | 177.75 | 16.25 | 2
2033/34 | 178.75 | 16.25 | 3
2033/34 | 180.75 | 16.25 | 1
2033/34 | 181.75 | 16.25 | 1
2033/34 | 182.25 | 16.25 | 1
2033/34 | 184.25 | 16.25 | 1
2033/34 | 185.25 | 16.25 | 1
2033/34 | 185.75 | 16.25 | 2
2033/34 | 189.25 | 16.25 | 1
2033/34 | 192.75 | 16.25 | 1
2033/34 | 195.25 | 16.25 | 1
2033/34 | 196.75 | 16.25 | 1
2033/34 | 199.25 | 16.25 | 1
2033/34 | 209.25 | 16.25 | 1
2033/34 | 214.25 | 16.25 | 1
2033/34 | 21.25 | 16.75 | 2
2033/34 | 25.75 | 16.75 | 3
2033/34 | 26.25 | 16.75 | 2
2033/34 | 26.75 | 16.75 | 3
2033/34 | 27.25 | 16.75 | 3
2033/34 | 27.75 | 16.75 | 4
2033/34 | 28.25 | 16.75 | 4
2033/34 | 28.75 | 16.75 | 4
2033/34 | 29.25 | 16.75 | 7
2033/34 | 29.75 | 16.75 | 10
2033/34 | 30.25 | 16.75 | 4
2033/34 | 30.75 | 16.75 | 8
2033/34 | 31.25 | 16.75 | 5
2033/34 | 31.75 | 16.75 | 4
2033/34 | 32.25 | 16.75 | 6
2033/34 | 32.75 | 16.75 | 11
2033/34 | 33.25 | 16.75 | 15
2033/34 | 33.75 | 16.75 | 20
2033/34 | 34.25 | 16.75 | 15
2033/34 | 34.75 | 16.75 | 19
2033/34 | 35.25 | 16.75 | 21
2033/34 | 35.75 | 16.75 | 17
2033/34 | 36.25 | 16.75 | 16
2033/34 | 36.75 | 16.75 | 17
2033/34 | 37.25 | 16.75 | 17
2033/34 | 37.75 | 16.75 | 26
2033/34 | 38.25 | 16.75 | 30
2033/34 | 38.75 | 16.75 | 28
2033/34 | 39.25 | 16.75 | 30
2033/34 | 39.75 | 16.75 | 28
2033/34 | 40.25 | 16.75 | 19
2033/34 | 40.75 | 16.75 | 24
2033/34 | 41.25 | 16.75 | 31
2033/34 | 41.75 | 16.75 | 38
2033/34 | 42.25 | 16.75 | 29
2033/34 | 42.75 | 16.75 | 33
2033/34 | 43.25 | 16.75 | 22
2033/34 | 43.75 | 16.75 | 20
2033/34 | 44.25 | 16.75 | 32
2033/34 | 44.75 | 16.75 | 26
2033/34 | 45.25 | 16.75 | 32
2033/34 | 45.75 | 16.75 | 36
2033/34 | 46.25 | 16.75 | 36
2033/34 | 46.75 | 16.75 | 33
2033/34 | 47.25 | 16.75 | 44
2033/34 | 47.75 | 16.75 | 38
2033/34 | 48.25 | 16.75 | 48
2033/34 | 48.75 | 16.75 | 34
2033/34 | 49.25 | 16.75 | 24
2033/34 | 49.75 | 16.75 | 51
2033/34 | 50.25 | 16.75 | 40
2033/34 | 50.75 | 16.75 | 45
2033/34 | 51.25 | 16.75 | 38
2033/34 | 51.75 | 16.75 | 35
2033/34 | 52.25 | 16.75 | 40
2033/34 | 52.75 | 16.75 | 32
2033/34 | 53.25 | 16.75 | 50
2033/34 | 53.75 | 16.75 | 47
2033/34 | 54.25 | 16.75 | 41
2033/34 | 54.75 | 16.75 | 47
2033/34 | 55.25 | 16.75 | 46
2033/34 | 55.75 | 16.75 | 45
2033/34 | 56.25 | 16.75 | 28
2033/34 | 56.75 | 16.75 | 42
2033/34 | 57.25 | 16.75 | 46
2033/34 | 57.75 | 16.75 | 41
2033/34 | 58.25 | 16.75 | 33
2033/34 | 58.75 | 16.75 | 34
2033/34 | 59.25 | 16.75 | 39
2033/34 | 59.75 | 16.75 | 35
2033/34 | 60.25 | 16.75 | 44
2033/34 | 60.75 | 16.75 | 34
2033/34 | 61.25 | 16.75 | 48
2033/34 | 61.75 | 16.75 | 43
2033/34 | 62.25 | 16.75 | 51
2033/34 | 62.75 | 16.75 | 46
2033/34 | 63.25 | 16.75 | 43
2033/34 | 63.75 | 16.75 | 34
2033/34 | 64.25 | 16.75 | 41
2033/34 | 64.75 | 16.75 | 44
2033/34 | 65.25 | 16.75 | 37
2033/34 | 65.75 | 16.75 | 50
2033/34 | 66.25 | 16.75 | 28
2033/34 | 66.75 | 16.75 | 38
2033/34 | 67.25 | 16.75 | 51
2033/34 | 67.75 | 16.75 | 53
2033/34 | 68.25 | 16.75 | 51
2033/34 | 68.75 | 16.75 | 43
2033/34 | 69.25 | 16.75 | 36
2033/34 | 69.75 | 16.75 | 42
2033/34 | 70.25 | 16.75 | 39
2033/34 | 70.75 | 16.75 | 56
2033/34 | 71.25 | 16.75 | 37
2033/34 | 71.75 | 16.75 | 42
2033/34 | 72.25 | 16.75 | 39
2033/34 | 72.75 | 16.75 | 41
2033/34 | 73.25 | 16.75 | 39
2033/34 | 73.75 | 16.75 | 53
2033/34 | 74.25 | 16.75 | 44
2033/34 | 74.75 | 16.75 | 51
2033/34 | 75.25 | 16.75 | 50
2033/34 | 75.75 | 16.75 | 44
2033/34 | 76.25 | 16.75 | 40
2033/34 | 76.75 | 16.75 | 49
2033/34 | 77.25 | 16.75 | 46
2033/34 | 77.75 | 16.75 | 43
2033/34 | 78.25 | 16.75 | 46
2033/34 | 78.75 | 16.75 | 51
2033/34 | 79.25 | 16.75 | 50
2033/34 | 79.75 | 16.75 | 33
2033/34 | 80.25 | 16.75 | 44
2033/34 | 80.75 | 16.75 | 46
2033/34 | 81.25 | 16.75 | 40
2033/34 | 81.75 | 16.75 | 58
2033/34 | 82.25 | 16.75 | 59
2033/34 | 82.75 | 16.75 | 39
2033/34 | 83.25 | 16.75 | 50
2033/34 | 83.75 | 16.75 | 44
2033/34 | 84.25 | 16.75 | 35
2033/34 | 84.75 | 16.75 | 47
2033/34 | 85.25 | 16.75 | 50
2033/34 | 85.75 | 16.75 | 35
2033/34 | 86.25 | 16.75 | 35
2033/34 | 86.75 | 16.75 | 34
2033/34 | 87.25 | 16.75 | 42
2033/34 | 87.75 | 16.75 | 43
2033/34 | 88.25 | 16.75 | 35
2033/34 | 88.75 | 16.75 | 45
2033/34 | 89.25 | 16.75 | 32
2033/34 | 89.75 | 16.75 | 48
2033/34 | 90.25 | 16.75 | 42
2033/34 | 90.75 | 16.75 | 27
2033/34 | 91.25 | 16.75 | 31
2033/34 | 91.75 | 16.75 | 35
2033/34 | 92.25 | 16.75 | 33
2033/34 | 92.75 | 16.75 | 36
2033/34 | 93.25 | 16.75 | 33
2033/34 | 93.75 | 16.75 | 25
2033/34 | 94.25 | 16.75 | 41
2033/34 | 94.75 | 16.75 | 32
2033/34 | 95.25 | 16.75 | 27
2033/34 | 95.75 | 16.75 | 31
2033/34 | 96.25 | 16.75 | 27
2033/34 | 96.75 | 16.75 | 25
2033/34 | 97.25 | 16.75 | 33
2033/34 | 97.75 | 16.75 | 21
2033/34 | 98.25 | 16.75 | 29
2033/34 | 98.75 | 16.75 | 30
2033/34 | 99.25 | 16.75 | 20
2033/34 | 99.75 | 16.75 | 36
2033/34 | 100.25 | 16.75 | 24
2033/34 | 100.75 | 16.75 | 21
2033/34 | 101.25 | 16.75 | 22
2033/34 | 101.75 | 16.75 | 27
2033/34 | 102.25 | 16.75 | 25
2033/34 | 102.75 | 16.75 | 18
2033/34 | 103.25 | 16.75 | 25
2033/34 | 103.75 | 16.75 | 18
2033/34 | 104.25 | 16.75 | 19
2033/34 | 104.75 | 16.75 | 11
2033/34 | 105.25 | 16.75 | 20
2033/34 | 105.75 | 16.75 | 15
2033/34 | 106.25 | 16.75 | 16
2033/34 | 106.75 | 16.75 | 17
2033/34 | 107.25 | 16.75 | 18
2033/34 | 107.75 | 16.75 | 20
2033/34 | 108.25 | 16.75 | 14
2033/34 | 108.75 | 16.75 | 16
2033/34 | 109.25 | 16.75 | 15
2033/34 | 109.75 | 16.75 | 12
2033/34 | 110.25 | 16.75 | 24
2033/34 | 110.75 | 16.75 | 17
2033/34 | 111.25 | 16.75 | 18
2033/34 | 111.75 | 16.75 | 8
2033/34 | 112.25 | 16.75 | 14
2033/34 | 112.75 | 16.75 | 12
2033/34 | 113.25 | 16.75 | 10
2033/34 | 113.75 | 16.75 | 12
2033/34 | 114.25 | 16.75 | 11
2033/34 | 114.75 | 16.75 | 20
2033/34 | 115.25 | 16.75 | 14
2033/34 | 115.75 | 16.75 | 10
2033/34 | 116.25 | 16.75 | 10
2033/34 | 116.75 | 16.75 | 6
2033/34 | 117.25 | 16.75 | 7
2033/34 | 117.75 | 16.75 | 9
2033/34 | 118.25 | 16.75 | 17
2033/34 | 118.75 | 16.75 | 5
2033/34 | 119.25 | 16.75 | 9
2033/34 | 119.75 | 16.75 | 14
2033/34 | 120.25 | 16.75 | 12
2033/34 | 120.75 | 16.75 | 11
2033/34 | 121.25 | 16.75 | 10
2033/34 | 121.75 | 16.75 | 7
2033/34 | 122.25 | 16.75 | 6
2033/34 | 122.75 | 16.75 | 8
2033/34 | 123.25 | 16.75 | 15
2033/34 | 123.75 | 16.75 | 10
2033/34 | 124.25 | 16.75 | 9
2033/34 | 124.75 | 16.75 | 13
2033/34 | 125.25 | 16.75 | 7
2033/34 | 125.75 | 16.75 | 8
2033/34 | 126.25 | 16.75 | 10
2033/34 | 126.75 | 16.75 | 9
2033/34 | 127.25 | 16.75 | 10
2033/34 | 127.75 | 16.75 | 5
2033/34 | 128.25 | 16.75 | 5
2033/34 | 128.75 | 16.75 | 5
2033/34 | 129.25 | 16.75 | 6
2033/34 | 129.75 | 16.75 | 6
2033/34 | 130.25 | 16.75 | 4
2033/34 | 130.75 | 16.75 | 5
2033/34 | 131.25 | 16.75 | 7
2033/34 | 131.75 | 16.75 | 7
2033/34 | 132.25 | 16.75 | 6
2033/34 | 132.75 | 16.75 | 5
2033/34 | 133.25 | 16.75 | 9
2033/34 | 133.75 | 16.75 | 4
2033/34 | 134.25 | 16.75 | 6
2033/34 | 134.75 | 16.75 | 5
2033/34 | 135.25 | 16.75 | 6
2033/34 | 135.75 | 16.75 | 3
2033/34 | 136.25 | 16.75 | 1
2033/34 | 136.75 | 16.75 | 4
2033/34 | 137.25 | 16.75 | 5
2033/34 | 137.75 | 16.75 | 2
2033/34 | 138.25 | 16.75 | 4
2033/34 | 138.75 | 16.75 | 4
2033/34 | 139.25 | 16.75 | 6
2033/34 | 139.75 | 16.75 | 4
2033/34 | 140.25 | 16.75 | 8
2033/34 | 140.75 | 16.75 | 3
2033/34 | 141.25 | 16.75 | 5
2033/34 | 141.75 | 16.75 | 5
2033/34 | 142.25 | 16.75 | 4
2033/34 | 142.75 | 16.75 | 5
2033/34 | 143.25 | 16.75 | 7
2033/34 | 143.75 | 16.75 | 5
2033/34 | 144.25 | 16.75 | 2
2033/34 | 144.75 | 16.75 | 1
2033/34 | 145.25 | 16.75 | 6
2033/34 | 145.75 | 16.75 | 3
2033/34 | 146.25 | 16.75 | 4
2033/34 | 146.75 | 16.75 | 2
2033/34 | 147.25 | 16.75 | 2
2033/34 | 147.75 | 16.75 | 4
2033/34 | 148.25 | 16.75 | 3
2033/34 | 148.75 | 16.75 | 1
2033/34 | 149.75 | 16.75 | 5
2033/34 | 150.25 | 16.75 | 5
2033/34 | 150.75 | 16.75 | 2
2033/34 | 151.25 | 16.75 | 3
2033/34 | 151.75 | 16.75 | 1
2033/34 | 152.25 | 16.75 | 4
2033/34 | 152.75 | 16.75 | 6
2033/34 | 153.25 | 16.75 | 4
2033/34 | 153.75 | 16.75 | 1
2033/34 | 154.25 | 16.75 | 1
2033/34 | 154.75 | 16.75 | 2
2033/34 | 155.25 | 16.75 | 1
2033/34 | 156.25 | 16.75 | 5
2033/34 | 156.75 | 16.75 | 5
2033/34 | 157.25 | 16.75 | 1
2033/34 | 157.75 | 16.75 | 1
2033/34 | 158.25 | 16.75 | 3
2033/34 | 158.75 | 16.75 | 4
2033/34 | 159.25 | 16.75 | 4
2033/34 | 159.75 | 16.75 | 1
2033/34 | 161.25 | 16.75 | 2
2033/34 | 161.75 | 16.75 | 1
2033/34 | 162.25 | 16.75 | 4
2033/34 | 163.25 | 16.75 | 1
2033/34 | 163.75 | 16.75 | 1
2033/34 | 164.75 | 16.75 | 4
2033/34 | 165.25 | 16.75 | 1
2033/34 | 165.75 | 16.75 | 2
2033/34 | 166.75 | 16.75 | 3
2033/34 | 167.25 | 16.75 | 1
2033/34 | 167.75 | 16.75 | 1
2033/34 | 168.25 | 16.75 | 1
2033/34 | 169.25 | 16.75 | 3
2033/34 | 169.75 | 16.75 | 1
2033/34 | 170.25 | 16.75 | 1
2033/34 | 170.75 | 16.75 | 2
2033/34 | 171.25 | 16.75 | 1
2033/34 | 172.75 | 16.75 | 1
2033/34 | 173.75 | 16.75 | 2
2033/34 | 174.75 | 16.75 | 2
2033/34 | 175.25 | 16.75 | 1
2033/34 | 175.75 | 16.75 | 2
2033/34 | 176.25 | 16.75 | 1
2033/34 | 176.75 | 16.75 | 1
2033/34 | 177.75 | 16.75 | 1
2033/34 | 178.25 | 16.75 | 1
2033/34 | 184.25 | 16.75 | 2
2033/34 | 184.75 | 16.75 | 2
2033/34 | 186.25 | 16.75 | 1
2033/34 | 187.25 | 16.75 | 1
2033/34 | 188.25 | 16.75 | 1
2033/34 | 189.25 | 16.75 | 1
2033/34 | 190.25 | 16.75 | 1
2033/34 | 191.75 | 16.75 | 1
2033/34 | 199.25 | 16.75 | 1
2033/34 | 208.25 | 16.75 | 2
2033/34 | 215.75 | 16.75 | 1
2033/34 | 21.75 | 17.25 | 3
2033/34 | 24.75 | 17.25 | 1
2033/34 | 26.25 | 17.25 | 3
2033/34 | 26.75 | 17.25 | 1
2033/34 | 27.25 | 17.25 | 1
2033/34 | 27.75 | 17.25 | 1
2033/34 | 28.25 | 17.25 | 3
2033/34 | 28.75 | 17.25 | 2
2033/34 | 29.25 | 17.25 | 2
2033/34 | 29.75 | 17.25 | 3
2033/34 | 30.25 | 17.25 | 9
2033/34 | 30.75 | 17.25 | 6
2033/34 | 31.25 | 17.25 | 8
2033/34 | 31.75 | 17.25 | 4
2033/34 | 32.25 | 17.25 | 11
2033/34 | 32.75 | 17.25 | 11
2033/34 | 33.25 | 17.25 | 18
2033/34 | 33.75 | 17.25 | 11
2033/34 | 34.25 | 17.25 | 19
2033/34 | 34.75 | 17.25 | 17
2033/34 | 35.25 | 17.25 | 22
2033/34 | 35.75 | 17.25 | 14
2033/34 | 36.25 | 17.25 | 24
2033/34 | 36.75 | 17.25 | 30
2033/34 | 37.25 | 17.25 | 27
2033/34 | 37.75 | 17.25 | 29
2033/34 | 38.25 | 17.25 | 15
2033/34 | 38.75 | 17.25 | 26
2033/34 | 39.25 | 17.25 | 23
2033/34 | 39.75 | 17.25 | 23
2033/34 | 40.25 | 17.25 | 26
2033/34 | 40.75 | 17.25 | 28
2033/34 | 41.25 | 17.25 | 28
2033/34 | 41.75 | 17.25 | 34
2033/34 | 42.25 | 17.25 | 29
2033/34 | 42.75 | 17.25 | 35
2033/34 | 43.25 | 17.25 | 33
2033/34 | 43.75 | 17.25 | 28
2033/34 | 44.25 | 17.25 | 49
2033/34 | 44.75 | 17.25 | 37
2033/34 | 45.25 | 17.25 | 27
2033/34 | 45.75 | 17.25 | 30
2033/34 | 46.25 | 17.25 | 32
2033/34 | 46.75 | 17.25 | 31
2033/34 | 47.25 | 17.25 | 38
2033/34 | 47.75 | 17.25 | 38
2033/34 | 48.25 | 17.25 | 36
2033/34 | 48.75 | 17.25 | 32
2033/34 | 49.25 | 17.25 | 41
2033/34 | 49.75 | 17.25 | 44
2033/34 | 50.25 | 17.25 | 38
2033/34 | 50.75 | 17.25 | 43
2033/34 | 51.25 | 17.25 | 29
2033/34 | 51.75 | 17.25 | 44
2033/34 | 52.25 | 17.25 | 37
2033/34 | 52.75 | 17.25 | 39
2033/34 | 53.25 | 17.25 | 43
2033/34 | 53.75 | 17.25 | 39
2033/34 | 54.25 | 17.25 | 45
2033/34 | 54.75 | 17.25 | 48
2033/34 | 55.25 | 17.25 | 41
2033/34 | 55.75 | 17.25 | 49
2033/34 | 56.25 | 17.25 | 49
2033/34 | 56.75 | 17.25 | 42
2033/34 | 57.25 | 17.25 | 50
2033/34 | 57.75 | 17.25 | 48
2033/34 | 58.25 | 17.25 | 42
2033/34 | 58.75 | 17.25 | 45
2033/34 | 59.25 | 17.25 | 54
2033/34 | 59.75 | 17.25 | 47
2033/34 | 60.25 | 17.25 | 39
2033/34 | 60.75 | 17.25 | 41
2033/34 | 61.25 | 17.25 | 46
2033/34 | 61.75 | 17.25 | 49
2033/34 | 62.25 | 17.25 | 50
2033/34 | 62.75 | 17.25 | 43
2033/34 | 63.25 | 17.25 | 37
2033/34 | 63.75 | 17.25 | 41
2033/34 | 64.25 | 17.25 | 48
2033/34 | 64.75 | 17.25 | 48
2033/34 | 65.25 | 17.25 | 50
2033/34 | 65.75 | 17.25 | 46
2033/34 | 66.25 | 17.25 | 48
2033/34 | 66.75 | 17.25 | 49
2033/34 | 67.25 | 17.25 | 36
2033/34 | 67.75 | 17.25 | 48
2033/34 | 68.25 | 17.25 | 44
2033/34 | 68.75 | 17.25 | 42
2033/34 | 69.25 | 17.25 | 46
2033/34 | 69.75 | 17.25 | 48
2033/34 | 70.25 | 17.25 | 54
2033/34 | 70.75 | 17.25 | 58
2033/34 | 71.25 | 17.25 | 42
2033/34 | 71.75 | 17.25 | 44
2033/34 | 72.25 | 17.25 | 38
2033/34 | 72.75 | 17.25 | 41
2033/34 | 73.25 | 17.25 | 47
2033/34 | 73.75 | 17.25 | 41
2033/34 | 74.25 | 17.25 | 51
2033/34 | 74.75 | 17.25 | 41
2033/34 | 75.25 | 17.25 | 50
2033/34 | 75.75 | 17.25 | 32
2033/34 | 76.25 | 17.25 | 51
2033/34 | 76.75 | 17.25 | 49
2033/34 | 77.25 | 17.25 | 55
2033/34 | 77.75 | 17.25 | 48
2033/34 | 78.25 | 17.25 | 58
2033/34 | 78.75 | 17.25 | 39
2033/34 | 79.25 | 17.25 | 48
2033/34 | 79.75 | 17.25 | 48
2033/34 | 80.25 | 17.25 | 48
2033/34 | 80.75 | 17.25 | 50
2033/34 | 81.25 | 17.25 | 47
2033/34 | 81.75 | 17.25 | 53
2033/34 | 82.25 | 17.25 | 40
2033/34 | 82.75 | 17.25 | 45
2033/34 | 83.25 | 17.25 | 52
2033/34 | 83.75 | 17.25 | 51
2033/34 | 84.25 | 17.25 | 53
2033/34 | 84.75 | 17.25 | 49
2033/34 | 85.25 | 17.25 | 43
2033/34 | 85.75 | 17.25 | 53
2033/34 | 86.25 | 17.25 | 48
2033/34 | 86.75 | 17.25 | 61
2033/34 | 87.25 | 17.25 | 37
2033/34 | 87.75 | 17.25 | 50
2033/34 | 88.25 | 17.25 | 45
2033/34 | 88.75 | 17.25 | 41
2033/34 | 89.25 | 17.25 | 52
2033/34 | 89.75 | 17.25 | 37
2033/34 | 90.25 | 17.25 | 51
2033/34 | 90.75 | 17.25 | 34
2033/34 | 91.25 | 17.25 | 35
2033/34 | 91.75 | 17.25 | 40
2033/34 | 92.25 | 17.25 | 47
2033/34 | 92.75 | 17.25 | 35
2033/34 | 93.25 | 17.25 | 39
2033/34 | 93.75 | 17.25 | 35
2033/34 | 94.25 | 17.25 | 37
2033/34 | 94.75 | 17.25 | 32
2033/34 | 95.25 | 17.25 | 29
2033/34 | 95.75 | 17.25 | 39
2033/34 | 96.25 | 17.25 | 35
2033/34 | 96.75 | 17.25 | 36
2033/34 | 97.25 | 17.25 | 40
2033/34 | 97.75 | 17.25 | 35
2033/34 | 98.25 | 17.25 | 29
2033/34 | 98.75 | 17.25 | 24
2033/34 | 99.25 | 17.25 | 36
2033/34 | 99.75 | 17.25 | 20
2033/34 | 100.25 | 17.25 | 33
2033/34 | 100.75 | 17.25 | 32
2033/34 | 101.25 | 17.25 | 31
2033/34 | 101.75 | 17.25 | 28
2033/34 | 102.25 | 17.25 | 24
2033/34 | 102.75 | 17.25 | 14
2033/34 | 103.25 | 17.25 | 21
2033/34 | 103.75 | 17.25 | 15
2033/34 | 104.25 | 17.25 | 15
2033/34 | 104.75 | 17.25 | 18
2033/34 | 105.25 | 17.25 | 21
2033/34 | 105.75 | 17.25 | 21
2033/34 | 106.25 | 17.25 | 18
2033/34 | 106.75 | 17.25 | 18
2033/34 | 107.25 | 17.25 | 27
2033/34 | 107.75 | 17.25 | 22
2033/34 | 108.25 | 17.25 | 19
2033/34 | 108.75 | 17.25 | 20
2033/34 | 109.25 | 17.25 | 22
2033/34 | 109.75 | 17.25 | 24
2033/34 | 110.25 | 17.25 | 17
2033/34 | 110.75 | 17.25 | 12
2033/34 | 111.25 | 17.25 | 22
2033/34 | 111.75 | 17.25 | 19
2033/34 | 112.25 | 17.25 | 11
2033/34 | 112.75 | 17.25 | 14
2033/34 | 113.25 | 17.25 | 15
2033/34 | 113.75 | 17.25 | 14
2033/34 | 114.25 | 17.25 | 17
2033/34 | 114.75 | 17.25 | 18
2033/34 | 115.25 | 17.25 | 13
2033/34 | 115.75 | 17.25 | 16
2033/34 | 116.25 | 17.25 | 13
2033/34 | 116.75 | 17.25 | 16
2033/34 | 117.25 | 17.25 | 18
2033/34 | 117.75 | 17.25 | 10
2033/34 | 118.25 | 17.25 | 9
2033/34 | 118.75 | 17.25 | 15
2033/34 | 119.25 | 17.25 | 16
2033/34 | 119.75 | 17.25 | 6
2033/34 | 120.25 | 17.25 | 9
2033/34 | 120.75 | 17.25 | 10
2033/34 | 121.25 | 17.25 | 7
2033/34 | 121.75 | 17.25 | 8
2033/34 | 122.25 | 17.25 | 11
2033/34 | 122.75 | 17.25 | 15
2033/34 | 123.25 | 17.25 | 9
2033/34 | 123.75 | 17.25 | 6
2033/34 | 124.25 | 17.25 | 5
2033/34 | 124.75 | 17.25 | 11
2033/34 | 125.25 | 17.25 | 8
2033/34 | 125.75 | 17.25 | 10
2033/34 | 126.25 | 17.25 | 7
2033/34 | 126.75 | 17.25 | 12
2033/34 | 127.25 | 17.25 | 6
2033/34 | 127.75 | 17.25 | 10
2033/34 | 128.25 | 17.25 | 8
2033/34 | 128.75 | 17.25 | 6
2033/34 | 129.25 | 17.25 | 7
2033/34 | 129.75 | 17.25 | 7
2033/34 | 130.25 | 17.25 | 8
2033/34 | 130.75 | 17.25 | 7
2033/34 | 131.25 | 17.25 | 4
2033/34 | 131.75 | 17.25 | 3
2033/34 | 132.25 | 17.25 | 8
2033/34 | 132.75 | 17.25 | 6
2033/34 | 133.25 | 17.25 | 3
2033/34 | 133.75 | 17.25 | 4
2033/34 | 134.25 | 17.25 | 4
2033/34 | 134.75 | 17.25 | 6
2033/34 | 135.25 | 17.25 | 6
2033/34 | 135.75 | 17.25 | 8
2033/34 | 136.25 | 17.25 | 6
2033/34 | 136.75 | 17.25 | 6
2033/34 | 137.25 | 17.25 | 7
2033/34 | 137.75 | 17.25 | 7
2033/34 | 138.25 | 17.25 | 4
2033/34 | 138.75 | 17.25 | 1
2033/34 | 139.25 | 17.25 | 6
2033/34 | 139.75 | 17.25 | 4
2033/34 | 140.25 | 17.25 | 7
2033/34 | 140.75 | 17.25 | 5
2033/34 | 141.25 | 17.25 | 5
2033/34 | 141.75 | 17.25 | 4
2033/34 | 142.25 | 17.25 | 5
2033/34 | 142.75 | 17.25 | 7
2033/34 | 143.25 | 17.25 | 6
2033/34 | 143.75 | 17.25 | 3
2033/34 | 144.25 | 17.25 | 8
2033/34 | 144.75 | 17.25 | 7
2033/34 | 145.25 | 17.25 | 7
2033/34 | 145.75 | 17.25 | 5
2033/34 | 146.25 | 17.25 | 1
2033/34 | 147.25 | 17.25 | 7
2033/34 | 147.75 | 17.25 | 2
2033/34 | 148.25 | 17.25 | 4
2033/34 | 148.75 | 17.25 | 2
2033/34 | 149.25 | 17.25 | 4
2033/34 | 150.25 | 17.25 | 2
2033/34 | 150.75 | 17.25 | 2
2033/34 | 151.25 | 17.25 | 6
2033/34 | 151.75 | 17.25 | 2
2033/34 | 152.25 | 17.25 | 5
2033/34 | 152.75 | 17.25 | 5
2033/34 | 153.25 | 17.25 | 6
2033/34 | 153.75 | 17.25 | 2
2033/34 | 154.25 | 17.25 | 6
2033/34 | 154.75 | 17.25 | 1
2033/34 | 155.25 | 17.25 | 1
2033/34 | 155.75 | 17.25 | 1
2033/34 | 156.25 | 17.25 | 4
2033/34 | 156.75 | 17.25 | 2
2033/34 | 157.75 | 17.25 | 1
2033/34 | 158.25 | 17.25 | 4
2033/34 | 158.75 | 17.25 | 1
2033/34 | 159.25 | 17.25 | 4
2033/34 | 159.75 | 17.25 | 2
2033/34 | 160.25 | 17.25 | 2
2033/34 | 160.75 | 17.25 | 1
2033/34 | 161.25 | 17.25 | 1
2033/34 | 162.25 | 17.25 | 3
2033/34 | 162.75 | 17.25 | 1
2033/34 | 163.25 | 17.25 | 1
2033/34 | 163.75 | 17.25 | 1
2033/34 | 164.75 | 17.25 | 2
2033/34 | 165.25 | 17.25 | 2
2033/34 | 165.75 | 17.25 | 4
2033/34 | 166.25 | 17.25 | 1
2033/34 | 166.75 | 17.25 | 1
2033/34 | 167.25 | 17.25 | 3
2033/34 | 167.75 | 17.25 | 2
2033/34 | 168.75 | 17.25 | 1
2033/34 | 169.25 | 17.25 | 1
2033/34 | 170.75 | 17.25 | 1
2033/34 | 172.25 | 17.25 | 1
2033/34 | 172.75 | 17.25 | 1
2033/34 | 173.75 | 17.25 | 2
2033/34 | 174.75 | 17.25 | 1
2033/34 | 175.25 | 17.25 | 1
2033/34 | 175.75 | 17.25 | 1
2033/34 | 176.25 | 17.25 | 1
2033/34 | 176.75 | 17.25 | 1
2033/34 | 177.25 | 17.25 | 1
2033/34 | 177.75 | 17.25 | 1
2033/34 | 178.25 | 17.25 | 1
2033/34 | 178.75 | 17.25 | 1
2033/34 | 180.75 | 17.25 | 1
2033/34 | 181.75 | 17.25 | 1
2033/34 | 182.75 | 17.25 | 1
2033/34 | 183.75 | 17.25 | 1
2033/34 | 191.25 | 17.25 | 1
2033/34 | 192.75 | 17.25 | 1
2033/34 | 196.25 | 17.25 | 1
2033/34 | 196.75 | 17.25 | 1
2033/34 | 197.25 | 17.25 | 1
2033/34 | 199.25 | 17.25 | 1
2033/34 | 201.75 | 17.25 | 1
2033/34 | 207.75 | 17.25 | 1
2033/34 | 214.75 | 17.25 | 1
2033/34 | 218.75 | 17.25 | 1
2033/34 | 219.75 | 17.25 | 1
2033/34 | 227.75 | 17.25 | 1
2033/34 | 234.75 | 17.25 | 1
2033/34 | 23.75 | 17.75 | 1
2033/34 | 24.25 | 17.75 | 1
2033/34 | 25.75 | 17.75 | 1
2033/34 | 26.25 | 17.75 | 2
2033/34 | 26.75 | 17.75 | 2
2033/34 | 27.25 | 17.75 | 1
2033/34 | 27.75 | 17.75 | 4
2033/34 | 28.25 | 17.75 | 4
2033/34 | 28.75 | 17.75 | 2
2033/34 | 29.25 | 17.75 | 2
2033/34 | 29.75 | 17.75 | 4
2033/34 | 30.25 | 17.75 | 6
2033/34 | 30.75 | 17.75 | 3
2033/34 | 31.25 | 17.75 | 11
2033/34 | 31.75 | 17.75 | 3
2033/34 | 32.25 | 17.75 | 7
2033/34 | 32.75 | 17.75 | 15
2033/34 | 33.25 | 17.75 | 11
2033/34 | 33.75 | 17.75 | 13
2033/34 | 34.25 | 17.75 | 18
2033/34 | 34.75 | 17.75 | 13
2033/34 | 35.25 | 17.75 | 14
2033/34 | 35.75 | 17.75 | 12
2033/34 | 36.25 | 17.75 | 11
2033/34 | 36.75 | 17.75 | 15
2033/34 | 37.25 | 17.75 | 24
2033/34 | 37.75 | 17.75 | 14
2033/34 | 38.25 | 17.75 | 16
2033/34 | 38.75 | 17.75 | 27
2033/34 | 39.25 | 17.75 | 12
2033/34 | 39.75 | 17.75 | 16
2033/34 | 40.25 | 17.75 | 16
2033/34 | 40.75 | 17.75 | 24
2033/34 | 41.25 | 17.75 | 23
2033/34 | 41.75 | 17.75 | 25
2033/34 | 42.25 | 17.75 | 26
2033/34 | 42.75 | 17.75 | 31
2033/34 | 43.25 | 17.75 | 24
2033/34 | 43.75 | 17.75 | 34
2033/34 | 44.25 | 17.75 | 29
2033/34 | 44.75 | 17.75 | 32
2033/34 | 45.25 | 17.75 | 36
2033/34 | 45.75 | 17.75 | 37
2033/34 | 46.25 | 17.75 | 43
2033/34 | 46.75 | 17.75 | 38
2033/34 | 47.25 | 17.75 | 37
2033/34 | 47.75 | 17.75 | 30
2033/34 | 48.25 | 17.75 | 36
2033/34 | 48.75 | 17.75 | 39
2033/34 | 49.25 | 17.75 | 52
2033/34 | 49.75 | 17.75 | 31
2033/34 | 50.25 | 17.75 | 34
2033/34 | 50.75 | 17.75 | 30
2033/34 | 51.25 | 17.75 | 39
2033/34 | 51.75 | 17.75 | 40
2033/34 | 52.25 | 17.75 | 45
2033/34 | 52.75 | 17.75 | 35
2033/34 | 53.25 | 17.75 | 48
2033/34 | 53.75 | 17.75 | 39
2033/34 | 54.25 | 17.75 | 38
2033/34 | 54.75 | 17.75 | 40
2033/34 | 55.25 | 17.75 | 37
2033/34 | 55.75 | 17.75 | 44
2033/34 | 56.25 | 17.75 | 56
2033/34 | 56.75 | 17.75 | 46
2033/34 | 57.25 | 17.75 | 46
2033/34 | 57.75 | 17.75 | 44
2033/34 | 58.25 | 17.75 | 44
2033/34 | 58.75 | 17.75 | 51
2033/34 | 59.25 | 17.75 | 35
2033/34 | 59.75 | 17.75 | 50
2033/34 | 60.25 | 17.75 | 60
2033/34 | 60.75 | 17.75 | 38
2033/34 | 61.25 | 17.75 | 54
2033/34 | 61.75 | 17.75 | 56
2033/34 | 62.25 | 17.75 | 42
2033/34 | 62.75 | 17.75 | 49
2033/34 | 63.25 | 17.75 | 56
2033/34 | 63.75 | 17.75 | 48
2033/34 | 64.25 | 17.75 | 48
2033/34 | 64.75 | 17.75 | 55
2033/34 | 65.25 | 17.75 | 50
2033/34 | 65.75 | 17.75 | 45
2033/34 | 66.25 | 17.75 | 63
2033/34 | 66.75 | 17.75 | 44
2033/34 | 67.25 | 17.75 | 52
2033/34 | 67.75 | 17.75 | 38
2033/34 | 68.25 | 17.75 | 30
2033/34 | 68.75 | 17.75 | 47
2033/34 | 69.25 | 17.75 | 64
2033/34 | 69.75 | 17.75 | 47
2033/34 | 70.25 | 17.75 | 50
2033/34 | 70.75 | 17.75 | 57
2033/34 | 71.25 | 17.75 | 59
2033/34 | 71.75 | 17.75 | 45
2033/34 | 72.25 | 17.75 | 49
2033/34 | 72.75 | 17.75 | 59
2033/34 | 73.25 | 17.75 | 40
2033/34 | 73.75 | 17.75 | 38
2033/34 | 74.25 | 17.75 | 61
2033/34 | 74.75 | 17.75 | 64
2033/34 | 75.25 | 17.75 | 55
2033/34 | 75.75 | 17.75 | 54
2033/34 | 76.25 | 17.75 | 52
2033/34 | 76.75 | 17.75 | 42
2033/34 | 77.25 | 17.75 | 54
2033/34 | 77.75 | 17.75 | 43
2033/34 | 78.25 | 17.75 | 49
2033/34 | 78.75 | 17.75 | 53
2033/34 | 79.25 | 17.75 | 30
2033/34 | 79.75 | 17.75 | 54
2033/34 | 80.25 | 17.75 | 47
2033/34 | 80.75 | 17.75 | 57
2033/34 | 81.25 | 17.75 | 63
2033/34 | 81.75 | 17.75 | 58
2033/34 | 82.25 | 17.75 | 52
2033/34 | 82.75 | 17.75 | 51
2033/34 | 83.25 | 17.75 | 61
2033/34 | 83.75 | 17.75 | 50
2033/34 | 84.25 | 17.75 | 57
2033/34 | 84.75 | 17.75 | 44
2033/34 | 85.25 | 17.75 | 46
2033/34 | 85.75 | 17.75 | 43
2033/34 | 86.25 | 17.75 | 54
2033/34 | 86.75 | 17.75 | 49
2033/34 | 87.25 | 17.75 | 46
2033/34 | 87.75 | 17.75 | 50
2033/34 | 88.25 | 17.75 | 39
2033/34 | 88.75 | 17.75 | 55
2033/34 | 89.25 | 17.75 | 41
2033/34 | 89.75 | 17.75 | 33
2033/34 | 90.25 | 17.75 | 51
2033/34 | 90.75 | 17.75 | 32
2033/34 | 91.25 | 17.75 | 41
2033/34 | 91.75 | 17.75 | 44
2033/34 | 92.25 | 17.75 | 42
2033/34 | 92.75 | 17.75 | 39
2033/34 | 93.25 | 17.75 | 39
2033/34 | 93.75 | 17.75 | 43
2033/34 | 94.25 | 17.75 | 35
2033/34 | 94.75 | 17.75 | 38
2033/34 | 95.25 | 17.75 | 30
2033/34 | 95.75 | 17.75 | 32
2033/34 | 96.25 | 17.75 | 34
2033/34 | 96.75 | 17.75 | 42
2033/34 | 97.25 | 17.75 | 36
2033/34 | 97.75 | 17.75 | 36
2033/34 | 98.25 | 17.75 | 45
2033/34 | 98.75 | 17.75 | 29
2033/34 | 99.25 | 17.75 | 30
2033/34 | 99.75 | 17.75 | 23
2033/34 | 100.25 | 17.75 | 35
2033/34 | 100.75 | 17.75 | 26
2033/34 | 101.25 | 17.75 | 29
2033/34 | 101.75 | 17.75 | 35
2033/34 | 102.25 | 17.75 | 26
2033/34 | 102.75 | 17.75 | 20
2033/34 | 103.25 | 17.75 | 19
2033/34 | 103.75 | 17.75 | 23
2033/34 | 104.25 | 17.75 | 25
2033/34 | 104.75 | 17.75 | 19
2033/34 | 105.25 | 17.75 | 9
2033/34 | 105.75 | 17.75 | 32
2033/34 | 106.25 | 17.75 | 21
2033/34 | 106.75 | 17.75 | 23
2033/34 | 107.25 | 17.75 | 30
2033/34 | 107.75 | 17.75 | 27
2033/34 | 108.25 | 17.75 | 27
2033/34 | 108.75 | 17.75 | 16
2033/34 | 109.25 | 17.75 | 13
2033/34 | 109.75 | 17.75 | 23
2033/34 | 110.25 | 17.75 | 17
2033/34 | 110.75 | 17.75 | 19
2033/34 | 111.25 | 17.75 | 26
2033/34 | 111.75 | 17.75 | 14
2033/34 | 112.25 | 17.75 | 10
2033/34 | 112.75 | 17.75 | 12
2033/34 | 113.25 | 17.75 | 18
2033/34 | 113.75 | 17.75 | 17
2033/34 | 114.25 | 17.75 | 22
2033/34 | 114.75 | 17.75 | 14
2033/34 | 115.25 | 17.75 | 15
2033/34 | 115.75 | 17.75 | 11
2033/34 | 116.25 | 17.75 | 10
2033/34 | 116.75 | 17.75 | 12
2033/34 | 117.25 | 17.75 | 10
2033/34 | 117.75 | 17.75 | 15
2033/34 | 118.25 | 17.75 | 12
2033/34 | 118.75 | 17.75 | 17
2033/34 | 119.25 | 17.75 | 15
2033/34 | 119.75 | 17.75 | 12
2033/34 | 120.25 | 17.75 | 14
2033/34 | 120.75 | 17.75 | 14
2033/34 | 121.25 | 17.75 | 12
2033/34 | 121.75 | 17.75 | 6
2033/34 | 122.25 | 17.75 | 11
2033/34 | 122.75 | 17.75 | 14
2033/34 | 123.25 | 17.75 | 12
2033/34 | 123.75 | 17.75 | 12
2033/34 | 124.25 | 17.75 | 11
2033/34 | 124.75 | 17.75 | 6
2033/34 | 125.25 | 17.75 | 9
2033/34 | 125.75 | 17.75 | 12
2033/34 | 126.25 | 17.75 | 9
2033/34 | 126.75 | 17.75 | 10
2033/34 | 127.25 | 17.75 | 6
2033/34 | 127.75 | 17.75 | 12
2033/34 | 128.25 | 17.75 | 12
2033/34 | 128.75 | 17.75 | 9
2033/34 | 129.25 | 17.75 | 5
2033/34 | 129.75 | 17.75 | 9
2033/34 | 130.25 | 17.75 | 8
2033/34 | 130.75 | 17.75 | 9
2033/34 | 131.25 | 17.75 | 8
2033/34 | 131.75 | 17.75 | 4
2033/34 | 132.25 | 17.75 | 7
2033/34 | 132.75 | 17.75 | 9
2033/34 | 133.25 | 17.75 | 6
2033/34 | 133.75 | 17.75 | 6
2033/34 | 134.25 | 17.75 | 6
2033/34 | 134.75 | 17.75 | 5
2033/34 | 135.25 | 17.75 | 9
2033/34 | 135.75 | 17.75 | 7
2033/34 | 136.25 | 17.75 | 2
2033/34 | 136.75 | 17.75 | 6
2033/34 | 137.25 | 17.75 | 7
2033/34 | 137.75 | 17.75 | 5
2033/34 | 138.25 | 17.75 | 5
2033/34 | 138.75 | 17.75 | 4
2033/34 | 139.25 | 17.75 | 3
2033/34 | 139.75 | 17.75 | 4
2033/34 | 140.25 | 17.75 | 5
2033/34 | 140.75 | 17.75 | 6
2033/34 | 141.25 | 17.75 | 2
2033/34 | 141.75 | 17.75 | 3
2033/34 | 142.25 | 17.75 | 4
2033/34 | 142.75 | 17.75 | 2
2033/34 | 143.25 | 17.75 | 2
2033/34 | 143.75 | 17.75 | 6
2033/34 | 144.25 | 17.75 | 5
2033/34 | 144.75 | 17.75 | 4
2033/34 | 145.75 | 17.75 | 6
2033/34 | 146.25 | 17.75 | 3
2033/34 | 146.75 | 17.75 | 3
2033/34 | 147.25 | 17.75 | 2
2033/34 | 147.75 | 17.75 | 1
2033/34 | 148.75 | 17.75 | 4
2033/34 | 149.25 | 17.75 | 6
2033/34 | 149.75 | 17.75 | 2
2033/34 | 150.25 | 17.75 | 5
2033/34 | 150.75 | 17.75 | 3
2033/34 | 151.75 | 17.75 | 3
2033/34 | 152.25 | 17.75 | 1
2033/34 | 152.75 | 17.75 | 3
2033/34 | 153.25 | 17.75 | 3
2033/34 | 153.75 | 17.75 | 3
2033/34 | 154.25 | 17.75 | 3
2033/34 | 154.75 | 17.75 | 2
2033/34 | 155.25 | 17.75 | 3
2033/34 | 155.75 | 17.75 | 1
2033/34 | 156.25 | 17.75 | 3
2033/34 | 156.75 | 17.75 | 3
2033/34 | 157.25 | 17.75 | 2
2033/34 | 157.75 | 17.75 | 1
2033/34 | 158.25 | 17.75 | 5
2033/34 | 158.75 | 17.75 | 3
2033/34 | 159.25 | 17.75 | 2
2033/34 | 160.75 | 17.75 | 3
2033/34 | 161.25 | 17.75 | 2
2033/34 | 161.75 | 17.75 | 3
2033/34 | 162.25 | 17.75 | 1
2033/34 | 162.75 | 17.75 | 2
2033/34 | 163.25 | 17.75 | 1
2033/34 | 163.75 | 17.75 | 2
2033/34 | 164.75 | 17.75 | 1
2033/34 | 165.25 | 17.75 | 2
2033/34 | 165.75 | 17.75 | 1
2033/34 | 166.25 | 17.75 | 1
2033/34 | 166.75 | 17.75 | 2
2033/34 | 167.25 | 17.75 | 3
2033/34 | 167.75 | 17.75 | 1
2033/34 | 168.25 | 17.75 | 2
2033/34 | 168.75 | 17.75 | 1
2033/34 | 170.25 | 17.75 | 1
2033/34 | 170.75 | 17.75 | 6
2033/34 | 172.25 | 17.75 | 1
2033/34 | 172.75 | 17.75 | 2
2033/34 | 173.25 | 17.75 | 1
2033/34 | 173.75 | 17.75 | 1
2033/34 | 174.25 | 17.75 | 2
2033/34 | 175.75 | 17.75 | 1
2033/34 | 176.75 | 17.75 | 1
2033/34 | 177.25 | 17.75 | 1
2033/34 | 178.75 | 17.75 | 2
2033/34 | 182.75 | 17.75 | 1
2033/34 | 187.25 | 17.75 | 1
2033/34 | 188.25 | 17.75 | 1
2033/34 | 192.75 | 17.75 | 1
2033/34 | 193.25 | 17.75 | 1
2033/34 | 194.25 | 17.75 | 1
2033/34 | 194.75 | 17.75 | 2
2033/34 | 200.75 | 17.75 | 2
2033/34 | 202.25 | 17.75 | 1
2033/34 | 206.75 | 17.75 | 1
2033/34 | 209.25 | 17.75 | 1
2033/34 | 22.75 | 18.25 | 2
2033/34 | 23.75 | 18.25 | 1
2033/34 | 25.25 | 18.25 | 1
2033/34 | 26.75 | 18.25 | 2
2033/34 | 27.25 | 18.25 | 1
2033/34 | 27.75 | 18.25 | 1
2033/34 | 28.25 | 18.25 | 1
2033/34 | 28.75 | 18.25 | 1
2033/34 | 29.25 | 18.25 | 2
2033/34 | 29.75 | 18.25 | 5
2033/34 | 30.25 | 18.25 | 5
2033/34 | 30.75 | 18.25 | 6
2033/34 | 31.25 | 18.25 | 9
2033/34 | 31.75 | 18.25 | 3
2033/34 | 32.25 | 18.25 | 8
2033/34 | 32.75 | 18.25 | 5
2033/34 | 33.25 | 18.25 | 9
2033/34 | 33.75 | 18.25 | 9
2033/34 | 34.25 | 18.25 | 19
2033/34 | 34.75 | 18.25 | 21
2033/34 | 35.25 | 18.25 | 13
2033/34 | 35.75 | 18.25 | 20
2033/34 | 36.25 | 18.25 | 23
2033/34 | 36.75 | 18.25 | 12
2033/34 | 37.25 | 18.25 | 15
2033/34 | 37.75 | 18.25 | 14
2033/34 | 38.25 | 18.25 | 32
2033/34 | 38.75 | 18.25 | 22
2033/34 | 39.25 | 18.25 | 28
2033/34 | 39.75 | 18.25 | 31
2033/34 | 40.25 | 18.25 | 29
2033/34 | 40.75 | 18.25 | 26
2033/34 | 41.25 | 18.25 | 27
2033/34 | 41.75 | 18.25 | 26
2033/34 | 42.25 | 18.25 | 30
2033/34 | 42.75 | 18.25 | 19
2033/34 | 43.25 | 18.25 | 37
2033/34 | 43.75 | 18.25 | 36
2033/34 | 44.25 | 18.25 | 40
2033/34 | 44.75 | 18.25 | 22
2033/34 | 45.25 | 18.25 | 28
2033/34 | 45.75 | 18.25 | 35
2033/34 | 46.25 | 18.25 | 26
2033/34 | 46.75 | 18.25 | 34
2033/34 | 47.25 | 18.25 | 52
2033/34 | 47.75 | 18.25 | 49
2033/34 | 48.25 | 18.25 | 43
2033/34 | 48.75 | 18.25 | 42
2033/34 | 49.25 | 18.25 | 37
2033/34 | 49.75 | 18.25 | 53
2033/34 | 50.25 | 18.25 | 38
2033/34 | 50.75 | 18.25 | 36
2033/34 | 51.25 | 18.25 | 39
2033/34 | 51.75 | 18.25 | 44
2033/34 | 52.25 | 18.25 | 47
2033/34 | 52.75 | 18.25 | 55
2033/34 | 53.25 | 18.25 | 51
2033/34 | 53.75 | 18.25 | 53
2033/34 | 54.25 | 18.25 | 46
2033/34 | 54.75 | 18.25 | 52
2033/34 | 55.25 | 18.25 | 38
2033/34 | 55.75 | 18.25 | 45
2033/34 | 56.25 | 18.25 | 60
2033/34 | 56.75 | 18.25 | 70
2033/34 | 57.25 | 18.25 | 41
2033/34 | 57.75 | 18.25 | 51
2033/34 | 58.25 | 18.25 | 45
2033/34 | 58.75 | 18.25 | 49
2033/34 | 59.25 | 18.25 | 49
2033/34 | 59.75 | 18.25 | 54
2033/34 | 60.25 | 18.25 | 62
2033/34 | 60.75 | 18.25 | 55
2033/34 | 61.25 | 18.25 | 41
2033/34 | 61.75 | 18.25 | 52
2033/34 | 62.25 | 18.25 | 75
2033/34 | 62.75 | 18.25 | 54
2033/34 | 63.25 | 18.25 | 40
2033/34 | 63.75 | 18.25 | 49
2033/34 | 64.25 | 18.25 | 52
2033/34 | 64.75 | 18.25 | 54
2033/34 | 65.25 | 18.25 | 46
2033/34 | 65.75 | 18.25 | 61
2033/34 | 66.25 | 18.25 | 52
2033/34 | 66.75 | 18.25 | 53
2033/34 | 67.25 | 18.25 | 64
2033/34 | 67.75 | 18.25 | 62
2033/34 | 68.25 | 18.25 | 44
2033/34 | 68.75 | 18.25 | 53
2033/34 | 69.25 | 18.25 | 65
2033/34 | 69.75 | 18.25 | 54
2033/34 | 70.25 | 18.25 | 46
2033/34 | 70.75 | 18.25 | 56
2033/34 | 71.25 | 18.25 | 32
2033/34 | 71.75 | 18.25 | 64
2033/34 | 72.25 | 18.25 | 46
2033/34 | 72.75 | 18.25 | 61
2033/34 | 73.25 | 18.25 | 45
2033/34 | 73.75 | 18.25 | 57
2033/34 | 74.25 | 18.25 | 56
2033/34 | 74.75 | 18.25 | 57
2033/34 | 75.25 | 18.25 | 48
2033/34 | 75.75 | 18.25 | 69
2033/34 | 76.25 | 18.25 | 54
2033/34 | 76.75 | 18.25 | 62
2033/34 | 77.25 | 18.25 | 59
2033/34 | 77.75 | 18.25 | 68
2033/34 | 78.25 | 18.25 | 57
2033/34 | 78.75 | 18.25 | 62
2033/34 | 79.25 | 18.25 | 46
2033/34 | 79.75 | 18.25 | 44
2033/34 | 80.25 | 18.25 | 48
2033/34 | 80.75 | 18.25 | 57
2033/34 | 81.25 | 18.25 | 56
2033/34 | 81.75 | 18.25 | 65
2033/34 | 82.25 | 18.25 | 44
2033/34 | 82.75 | 18.25 | 51
2033/34 | 83.25 | 18.25 | 43
2033/34 | 83.75 | 18.25 | 43
2033/34 | 84.25 | 18.25 | 50
2033/34 | 84.75 | 18.25 | 55
2033/34 | 85.25 | 18.25 | 42
2033/34 | 85.75 | 18.25 | 43
2033/34 | 86.25 | 18.25 | 38
2033/34 | 86.75 | 18.25 | 53
2033/34 | 87.25 | 18.25 | 50
2033/34 | 87.75 | 18.25 | 51
2033/34 | 88.25 | 18.25 | 42
2033/34 | 88.75 | 18.25 | 50
2033/34 | 89.25 | 18.25 | 43
2033/34 | 89.75 | 18.25 | 41
2033/34 | 90.25 | 18.25 | 32
2033/34 | 90.75 | 18.25 | 49
2033/34 | 91.25 | 18.25 | 42
2033/34 | 91.75 | 18.25 | 40
2033/34 | 92.25 | 18.25 | 31
2033/34 | 92.75 | 18.25 | 49
2033/34 | 93.25 | 18.25 | 35
2033/34 | 93.75 | 18.25 | 51
2033/34 | 94.25 | 18.25 | 34
2033/34 | 94.75 | 18.25 | 42
2033/34 | 95.25 | 18.25 | 42
2033/34 | 95.75 | 18.25 | 31
2033/34 | 96.25 | 18.25 | 40
2033/34 | 96.75 | 18.25 | 32
2033/34 | 97.25 | 18.25 | 26
2033/34 | 97.75 | 18.25 | 41
2033/34 | 98.25 | 18.25 | 38
2033/34 | 98.75 | 18.25 | 26
2033/34 | 99.25 | 18.25 | 36
2033/34 | 99.75 | 18.25 | 32
2033/34 | 100.25 | 18.25 | 27
2033/34 | 100.75 | 18.25 | 28
2033/34 | 101.25 | 18.25 | 26
2033/34 | 101.75 | 18.25 | 35
2033/34 | 102.25 | 18.25 | 25
2033/34 | 102.75 | 18.25 | 30
2033/34 | 103.25 | 18.25 | 23
2033/34 | 103.75 | 18.25 | 26
2033/34 | 104.25 | 18.25 | 31
2033/34 | 104.75 | 18.25 | 32
2033/34 | 105.25 | 18.25 | 20
2033/34 | 105.75 | 18.25 | 27
2033/34 | 106.25 | 18.25 | 24
2033/34 | 106.75 | 18.25 | 29
2033/34 | 107.25 | 18.25 | 21
2033/34 | 107.75 | 18.25 | 20
2033/34 | 108.25 | 18.25 | 19
2033/34 | 108.75 | 18.25 | 19
2033/34 | 109.25 | 18.25 | 21
2033/34 | 109.75 | 18.25 | 11
2033/34 | 110.25 | 18.25 | 28
2033/34 | 110.75 | 18.25 | 18
2033/34 | 111.25 | 18.25 | 17
2033/34 | 111.75 | 18.25 | 19
2033/34 | 112.25 | 18.25 | 16
2033/34 | 112.75 | 18.25 | 25
2033/34 | 113.25 | 18.25 | 18
2033/34 | 113.75 | 18.25 | 16
2033/34 | 114.25 | 18.25 | 16
2033/34 | 114.75 | 18.25 | 17
2033/34 | 115.25 | 18.25 | 20
2033/34 | 115.75 | 18.25 | 16
2033/34 | 116.25 | 18.25 | 12
2033/34 | 116.75 | 18.25 | 17
2033/34 | 117.25 | 18.25 | 12
2033/34 | 117.75 | 18.25 | 10
2033/34 | 118.25 | 18.25 | 14
2033/34 | 118.75 | 18.25 | 17
2033/34 | 119.25 | 18.25 | 12
2033/34 | 119.75 | 18.25 | 13
2033/34 | 120.25 | 18.25 | 14
2033/34 | 120.75 | 18.25 | 15
2033/34 | 121.25 | 18.25 | 11
2033/34 | 121.75 | 18.25 | 16
2033/34 | 122.25 | 18.25 | 8
2033/34 | 122.75 | 18.25 | 9
2033/34 | 123.25 | 18.25 | 14
2033/34 | 123.75 | 18.25 | 11
2033/34 | 124.25 | 18.25 | 12
2033/34 | 124.75 | 18.25 | 11
2033/34 | 125.25 | 18.25 | 9
2033/34 | 125.75 | 18.25 | 8
2033/34 | 126.25 | 18.25 | 9
2033/34 | 126.75 | 18.25 | 8
2033/34 | 127.25 | 18.25 | 6
2033/34 | 127.75 | 18.25 | 11
2033/34 | 128.25 | 18.25 | 9
2033/34 | 128.75 | 18.25 | 6
2033/34 | 129.25 | 18.25 | 11
2033/34 | 129.75 | 18.25 | 5
2033/34 | 130.25 | 18.25 | 6
2033/34 | 130.75 | 18.25 | 8
2033/34 | 131.25 | 18.25 | 8
2033/34 | 131.75 | 18.25 | 5
2033/34 | 132.25 | 18.25 | 13
2033/34 | 132.75 | 18.25 | 6
2033/34 | 133.25 | 18.25 | 9
2033/34 | 133.75 | 18.25 | 6
2033/34 | 134.25 | 18.25 | 3
2033/34 | 134.75 | 18.25 | 5
2033/34 | 135.25 | 18.25 | 7
2033/34 | 135.75 | 18.25 | 2
2033/34 | 136.25 | 18.25 | 8
2033/34 | 136.75 | 18.25 | 4
2033/34 | 137.25 | 18.25 | 7
2033/34 | 137.75 | 18.25 | 4
2033/34 | 138.25 | 18.25 | 5
2033/34 | 138.75 | 18.25 | 9
2033/34 | 139.25 | 18.25 | 5
2033/34 | 139.75 | 18.25 | 8
2033/34 | 140.25 | 18.25 | 8
2033/34 | 140.75 | 18.25 | 5
2033/34 | 141.25 | 18.25 | 3
2033/34 | 141.75 | 18.25 | 6
2033/34 | 142.25 | 18.25 | 6
2033/34 | 142.75 | 18.25 | 4
2033/34 | 143.25 | 18.25 | 6
2033/34 | 143.75 | 18.25 | 4
2033/34 | 144.25 | 18.25 | 3
2033/34 | 144.75 | 18.25 | 1
2033/34 | 145.25 | 18.25 | 4
2033/34 | 145.75 | 18.25 | 6
2033/34 | 146.25 | 18.25 | 4
2033/34 | 146.75 | 18.25 | 1
2033/34 | 147.25 | 18.25 | 5
2033/34 | 147.75 | 18.25 | 3
2033/34 | 148.25 | 18.25 | 4
2033/34 | 148.75 | 18.25 | 3
2033/34 | 149.25 | 18.25 | 1
2033/34 | 149.75 | 18.25 | 3
2033/34 | 150.25 | 18.25 | 3
2033/34 | 150.75 | 18.25 | 6
2033/34 | 151.25 | 18.25 | 2
2033/34 | 151.75 | 18.25 | 4
2033/34 | 152.25 | 18.25 | 5
2033/34 | 152.75 | 18.25 | 3
2033/34 | 153.25 | 18.25 | 2
2033/34 | 153.75 | 18.25 | 2
2033/34 | 154.25 | 18.25 | 3
2033/34 | 154.75 | 18.25 | 5
2033/34 | 155.25 | 18.25 | 3
2033/34 | 156.25 | 18.25 | 2
2033/34 | 156.75 | 18.25 | 2
2033/34 | 157.25 | 18.25 | 5
2033/34 | 158.25 | 18.25 | 2
2033/34 | 158.75 | 18.25 | 1
2033/34 | 159.25 | 18.25 | 2
2033/34 | 159.75 | 18.25 | 1
2033/34 | 160.25 | 18.25 | 3
2033/34 | 160.75 | 18.25 | 2
2033/34 | 161.25 | 18.25 | 6
2033/34 | 162.25 | 18.25 | 2
2033/34 | 162.75 | 18.25 | 1
2033/34 | 163.75 | 18.25 | 2
2033/34 | 164.25 | 18.25 | 2
2033/34 | 165.25 | 18.25 | 2
2033/34 | 165.75 | 18.25 | 2
2033/34 | 167.25 | 18.25 | 1
2033/34 | 167.75 | 18.25 | 5
2033/34 | 168.25 | 18.25 | 1
2033/34 | 168.75 | 18.25 | 1
2033/34 | 169.25 | 18.25 | 2
2033/34 | 169.75 | 18.25 | 2
2033/34 | 170.25 | 18.25 | 2
2033/34 | 170.75 | 18.25 | 2
2033/34 | 171.25 | 18.25 | 1
2033/34 | 171.75 | 18.25 | 2
2033/34 | 172.25 | 18.25 | 2
2033/34 | 172.75 | 18.25 | 1
2033/34 | 173.25 | 18.25 | 1
2033/34 | 173.75 | 18.25 | 1
2033/34 | 174.25 | 18.25 | 1
2033/34 | 175.25 | 18.25 | 1
2033/34 | 175.75 | 18.25 | 2
2033/34 | 177.25 | 18.25 | 1
2033/34 | 177.75 | 18.25 | 1
2033/34 | 178.25 | 18.25 | 1
2033/34 | 179.25 | 18.25 | 1
2033/34 | 179.75 | 18.25 | 2
2033/34 | 180.25 | 18.25 | 1
2033/34 | 180.75 | 18.25 | 1
2033/34 | 181.25 | 18.25 | 1
2033/34 | 182.75 | 18.25 | 1
2033/34 | 183.75 | 18.25 | 1
2033/34 | 184.75 | 18.25 | 2
2033/34 | 185.75 | 18.25 | 2
2033/34 | 187.25 | 18.25 | 1
2033/34 | 187.75 | 18.25 | 1
2033/34 | 188.25 | 18.25 | 1
2033/34 | 189.25 | 18.25 | 1
2033/34 | 190.25 | 18.25 | 1
2033/34 | 190.75 | 18.25 | 1
2033/34 | 191.25 | 18.25 | 2
2033/34 | 191.75 | 18.25 | 1
2033/34 | 194.25 | 18.25 | 2
2033/34 | 194.75 | 18.25 | 1
2033/34 | 198.25 | 18.25 | 1
2033/34 | 200.25 | 18.25 | 1
2033/34 | 201.75 | 18.25 | 1
2033/34 | 205.75 | 18.25 | 1
2033/34 | 23.25 | 18.75 | 2
2033/34 | 23.75 | 18.75 | 1
2033/34 | 24.25 | 18.75 | 1
2033/34 | 24.75 | 18.75 | 1
2033/34 | 25.25 | 18.75 | 1
2033/34 | 26.25 | 18.75 | 1
2033/34 | 27.25 | 18.75 | 2
2033/34 | 27.75 | 18.75 | 1
2033/34 | 28.25 | 18.75 | 2
2033/34 | 28.75 | 18.75 | 1
2033/34 | 29.25 | 18.75 | 2
2033/34 | 29.75 | 18.75 | 3
2033/34 | 30.25 | 18.75 | 1
2033/34 | 30.75 | 18.75 | 2
2033/34 | 31.25 | 18.75 | 4
2033/34 | 31.75 | 18.75 | 4
2033/34 | 32.25 | 18.75 | 6
2033/34 | 32.75 | 18.75 | 5
2033/34 | 33.25 | 18.75 | 10
2033/34 | 33.75 | 18.75 | 10
2033/34 | 34.25 | 18.75 | 14
2033/34 | 34.75 | 18.75 | 15
2033/34 | 35.25 | 18.75 | 10
2033/34 | 35.75 | 18.75 | 18
2033/34 | 36.25 | 18.75 | 13
2033/34 | 36.75 | 18.75 | 11
2033/34 | 37.25 | 18.75 | 19
2033/34 | 37.75 | 18.75 | 20
2033/34 | 38.25 | 18.75 | 16
2033/34 | 38.75 | 18.75 | 22
2033/34 | 39.25 | 18.75 | 21
2033/34 | 39.75 | 18.75 | 17
2033/34 | 40.25 | 18.75 | 31
2033/34 | 40.75 | 18.75 | 25
2033/34 | 41.25 | 18.75 | 25
2033/34 | 41.75 | 18.75 | 26
2033/34 | 42.25 | 18.75 | 27
2033/34 | 42.75 | 18.75 | 21
2033/34 | 43.25 | 18.75 | 39
2033/34 | 43.75 | 18.75 | 27
2033/34 | 44.25 | 18.75 | 24
2033/34 | 44.75 | 18.75 | 35
2033/34 | 45.25 | 18.75 | 32
2033/34 | 45.75 | 18.75 | 47
2033/34 | 46.25 | 18.75 | 37
2033/34 | 46.75 | 18.75 | 41
2033/34 | 47.25 | 18.75 | 40
2033/34 | 47.75 | 18.75 | 39
2033/34 | 48.25 | 18.75 | 37
2033/34 | 48.75 | 18.75 | 47
2033/34 | 49.25 | 18.75 | 42
2033/34 | 49.75 | 18.75 | 36
2033/34 | 50.25 | 18.75 | 55
2033/34 | 50.75 | 18.75 | 46
2033/34 | 51.25 | 18.75 | 45
2033/34 | 51.75 | 18.75 | 50
2033/34 | 52.25 | 18.75 | 55
2033/34 | 52.75 | 18.75 | 42
2033/34 | 53.25 | 18.75 | 55
2033/34 | 53.75 | 18.75 | 46
2033/34 | 54.25 | 18.75 | 52
2033/34 | 54.75 | 18.75 | 30
2033/34 | 55.25 | 18.75 | 39
2033/34 | 55.75 | 18.75 | 66
2033/34 | 56.25 | 18.75 | 40
2033/34 | 56.75 | 18.75 | 46
2033/34 | 57.25 | 18.75 | 42
2033/34 | 57.75 | 18.75 | 54
2033/34 | 58.25 | 18.75 | 47
2033/34 | 58.75 | 18.75 | 46
2033/34 | 59.25 | 18.75 | 61
2033/34 | 59.75 | 18.75 | 57
2033/34 | 60.25 | 18.75 | 64
2033/34 | 60.75 | 18.75 | 61
2033/34 | 61.25 | 18.75 | 48
2033/34 | 61.75 | 18.75 | 49
2033/34 | 62.25 | 18.75 | 55
2033/34 | 62.75 | 18.75 | 58
2033/34 | 63.25 | 18.75 | 58
2033/34 | 63.75 | 18.75 | 59
2033/34 | 64.25 | 18.75 | 56
2033/34 | 64.75 | 18.75 | 51
2033/34 | 65.25 | 18.75 | 45
2033/34 | 65.75 | 18.75 | 66
2033/34 | 66.25 | 18.75 | 63
2033/34 | 66.75 | 18.75 | 51
2033/34 | 67.25 | 18.75 | 53
2033/34 | 67.75 | 18.75 | 68
2033/34 | 68.25 | 18.75 | 67
2033/34 | 68.75 | 18.75 | 43
2033/34 | 69.25 | 18.75 | 51
2033/34 | 69.75 | 18.75 | 66
2033/34 | 70.25 | 18.75 | 48
2033/34 | 70.75 | 18.75 | 49
2033/34 | 71.25 | 18.75 | 44
2033/34 | 71.75 | 18.75 | 55
2033/34 | 72.25 | 18.75 | 54
2033/34 | 72.75 | 18.75 | 56
2033/34 | 73.25 | 18.75 | 50
2033/34 | 73.75 | 18.75 | 47
2033/34 | 74.25 | 18.75 | 51
2033/34 | 74.75 | 18.75 | 63
2033/34 | 75.25 | 18.75 | 47
2033/34 | 75.75 | 18.75 | 53
2033/34 | 76.25 | 18.75 | 52
2033/34 | 76.75 | 18.75 | 62
2033/34 | 77.25 | 18.75 | 65
2033/34 | 77.75 | 18.75 | 53
2033/34 | 78.25 | 18.75 | 58
2033/34 | 78.75 | 18.75 | 68
2033/34 | 79.25 | 18.75 | 56
2033/34 | 79.75 | 18.75 | 50
2033/34 | 80.25 | 18.75 | 54
2033/34 | 80.75 | 18.75 | 59
2033/34 | 81.25 | 18.75 | 50
2033/34 | 81.75 | 18.75 | 53
2033/34 | 82.25 | 18.75 | 66
2033/34 | 82.75 | 18.75 | 59
2033/34 | 83.25 | 18.75 | 54
2033/34 | 83.75 | 18.75 | 46
2033/34 | 84.25 | 18.75 | 52
2033/34 | 84.75 | 18.75 | 47
2033/34 | 85.25 | 18.75 | 56
2033/34 | 85.75 | 18.75 | 52
2033/34 | 86.25 | 18.75 | 37
2033/34 | 86.75 | 18.75 | 42
2033/34 | 87.25 | 18.75 | 63
2033/34 | 87.75 | 18.75 | 52
2033/34 | 88.25 | 18.75 | 53
2033/34 | 88.75 | 18.75 | 50
2033/34 | 89.25 | 18.75 | 50
2033/34 | 89.75 | 18.75 | 52
2033/34 | 90.25 | 18.75 | 52
2033/34 | 90.75 | 18.75 | 56
2033/34 | 91.25 | 18.75 | 58
2033/34 | 91.75 | 18.75 | 39
2033/34 | 92.25 | 18.75 | 49
2033/34 | 92.75 | 18.75 | 47
2033/34 | 93.25 | 18.75 | 50
2033/34 | 93.75 | 18.75 | 42
2033/34 | 94.25 | 18.75 | 41
2033/34 | 94.75 | 18.75 | 33
2033/34 | 95.25 | 18.75 | 31
2033/34 | 95.75 | 18.75 | 28
2033/34 | 96.25 | 18.75 | 34
2033/34 | 96.75 | 18.75 | 42
2033/34 | 97.25 | 18.75 | 43
2033/34 | 97.75 | 18.75 | 30
2033/34 | 98.25 | 18.75 | 36
2033/34 | 98.75 | 18.75 | 28
2033/34 | 99.25 | 18.75 | 37
2033/34 | 99.75 | 18.75 | 26
2033/34 | 100.25 | 18.75 | 39
2033/34 | 100.75 | 18.75 | 25
2033/34 | 101.25 | 18.75 | 38
2033/34 | 101.75 | 18.75 | 33
2033/34 | 102.25 | 18.75 | 30
2033/34 | 102.75 | 18.75 | 23
2033/34 | 103.25 | 18.75 | 26
2033/34 | 103.75 | 18.75 | 22
2033/34 | 104.25 | 18.75 | 28
2033/34 | 104.75 | 18.75 | 35
2033/34 | 105.25 | 18.75 | 25
2033/34 | 105.75 | 18.75 | 24
2033/34 | 106.25 | 18.75 | 34
2033/34 | 106.75 | 18.75 | 33
2033/34 | 107.25 | 18.75 | 25
2033/34 | 107.75 | 18.75 | 27
2033/34 | 108.25 | 18.75 | 23
2033/34 | 108.75 | 18.75 | 22
2033/34 | 109.25 | 18.75 | 26
2033/34 | 109.75 | 18.75 | 12
2033/34 | 110.25 | 18.75 | 20
2033/34 | 110.75 | 18.75 | 14
2033/34 | 111.25 | 18.75 | 14
2033/34 | 111.75 | 18.75 | 15
2033/34 | 112.25 | 18.75 | 21
2033/34 | 112.75 | 18.75 | 16
2033/34 | 113.25 | 18.75 | 18
2033/34 | 113.75 | 18.75 | 21
2033/34 | 114.25 | 18.75 | 24
2033/34 | 114.75 | 18.75 | 17
2033/34 | 115.25 | 18.75 | 16
2033/34 | 115.75 | 18.75 | 17
2033/34 | 116.25 | 18.75 | 16
2033/34 | 116.75 | 18.75 | 11
2033/34 | 117.25 | 18.75 | 21
2033/34 | 117.75 | 18.75 | 20
2033/34 | 118.25 | 18.75 | 16
2033/34 | 118.75 | 18.75 | 19
2033/34 | 119.25 | 18.75 | 15
2033/34 | 119.75 | 18.75 | 14
2033/34 | 120.25 | 18.75 | 9
2033/34 | 120.75 | 18.75 | 11
2033/34 | 121.25 | 18.75 | 17
2033/34 | 121.75 | 18.75 | 12
2033/34 | 122.25 | 18.75 | 11
2033/34 | 122.75 | 18.75 | 14
2033/34 | 123.25 | 18.75 | 11
2033/34 | 123.75 | 18.75 | 17
2033/34 | 124.25 | 18.75 | 15
2033/34 | 124.75 | 18.75 | 10
2033/34 | 125.25 | 18.75 | 15
2033/34 | 125.75 | 18.75 | 9
2033/34 | 126.25 | 18.75 | 13
2033/34 | 126.75 | 18.75 | 14
2033/34 | 127.25 | 18.75 | 10
2033/34 | 127.75 | 18.75 | 9
2033/34 | 128.25 | 18.75 | 10
2033/34 | 128.75 | 18.75 | 11
2033/34 | 129.25 | 18.75 | 9
2033/34 | 129.75 | 18.75 | 16
2033/34 | 130.25 | 18.75 | 9
2033/34 | 130.75 | 18.75 | 11
2033/34 | 131.25 | 18.75 | 10
2033/34 | 131.75 | 18.75 | 6
2033/34 | 132.25 | 18.75 | 7
2033/34 | 132.75 | 18.75 | 11
2033/34 | 133.25 | 18.75 | 9
2033/34 | 133.75 | 18.75 | 11
2033/34 | 134.25 | 18.75 | 6
2033/34 | 134.75 | 18.75 | 6
2033/34 | 135.25 | 18.75 | 11
2033/34 | 135.75 | 18.75 | 5
2033/34 | 136.25 | 18.75 | 5
2033/34 | 136.75 | 18.75 | 8
2033/34 | 137.25 | 18.75 | 6
2033/34 | 137.75 | 18.75 | 5
2033/34 | 138.25 | 18.75 | 5
2033/34 | 138.75 | 18.75 | 6
2033/34 | 139.25 | 18.75 | 7
2033/34 | 139.75 | 18.75 | 7
2033/34 | 140.25 | 18.75 | 6
2033/34 | 140.75 | 18.75 | 9
2033/34 | 141.25 | 18.75 | 2
2033/34 | 141.75 | 18.75 | 2
2033/34 | 142.25 | 18.75 | 6
2033/34 | 142.75 | 18.75 | 6
2033/34 | 143.25 | 18.75 | 3
2033/34 | 143.75 | 18.75 | 4
2033/34 | 144.25 | 18.75 | 5
2033/34 | 144.75 | 18.75 | 6
2033/34 | 145.25 | 18.75 | 4
2033/34 | 145.75 | 18.75 | 8
2033/34 | 146.25 | 18.75 | 3
2033/34 | 147.25 | 18.75 | 8
2033/34 | 147.75 | 18.75 | 4
2033/34 | 148.25 | 18.75 | 1
2033/34 | 148.75 | 18.75 | 5
2033/34 | 149.25 | 18.75 | 6
2033/34 | 149.75 | 18.75 | 3
2033/34 | 150.25 | 18.75 | 6
2033/34 | 150.75 | 18.75 | 4
2033/34 | 151.25 | 18.75 | 2
2033/34 | 151.75 | 18.75 | 1
2033/34 | 152.25 | 18.75 | 4
2033/34 | 152.75 | 18.75 | 4
2033/34 | 153.25 | 18.75 | 1
2033/34 | 153.75 | 18.75 | 5
2033/34 | 154.25 | 18.75 | 5
2033/34 | 154.75 | 18.75 | 1
2033/34 | 155.25 | 18.75 | 2
2033/34 | 155.75 | 18.75 | 4
2033/34 | 156.25 | 18.75 | 1
2033/34 | 156.75 | 18.75 | 3
2033/34 | 157.25 | 18.75 | 1
2033/34 | 157.75 | 18.75 | 5
2033/34 | 158.25 | 18.75 | 4
2033/34 | 158.75 | 18.75 | 3
2033/34 | 159.75 | 18.75 | 2
2033/34 | 160.75 | 18.75 | 2
2033/34 | 161.25 | 18.75 | 3
2033/34 | 161.75 | 18.75 | 1
2033/34 | 162.25 | 18.75 | 2
2033/34 | 162.75 | 18.75 | 2
2033/34 | 163.25 | 18.75 | 2
2033/34 | 164.25 | 18.75 | 1
2033/34 | 164.75 | 18.75 | 1
2033/34 | 165.25 | 18.75 | 1
2033/34 | 165.75 | 18.75 | 3
2033/34 | 166.25 | 18.75 | 2
2033/34 | 166.75 | 18.75 | 1
2033/34 | 167.25 | 18.75 | 4
2033/34 | 167.75 | 18.75 | 1
2033/34 | 168.25 | 18.75 | 2
2033/34 | 168.75 | 18.75 | 2
2033/34 | 169.75 | 18.75 | 2
2033/34 | 170.25 | 18.75 | 1
2033/34 | 170.75 | 18.75 | 4
2033/34 | 171.25 | 18.75 | 1
2033/34 | 171.75 | 18.75 | 2
2033/34 | 173.75 | 18.75 | 1
2033/34 | 174.25 | 18.75 | 1
2033/34 | 175.25 | 18.75 | 1
2033/34 | 175.75 | 18.75 | 2
2033/34 | 176.25 | 18.75 | 1
2033/34 | 176.75 | 18.75 | 1
2033/34 | 177.75 | 18.75 | 2
2033/34 | 178.25 | 18.75 | 3
2033/34 | 178.75 | 18.75 | 3
2033/34 | 179.25 | 18.75 | 3
2033/34 | 179.75 | 18.75 | 1
2033/34 | 180.75 | 18.75 | 1
2033/34 | 181.25 | 18.75 | 2
2033/34 | 181.75 | 18.75 | 1
2033/34 | 182.25 | 18.75 | 1
2033/34 | 182.75 | 18.75 | 2
2033/34 | 185.25 | 18.75 | 1
2033/34 | 186.25 | 18.75 | 1
2033/34 | 186.75 | 18.75 | 1
2033/34 | 187.25 | 18.75 | 1
2033/34 | 188.25 | 18.75 | 1
2033/34 | 189.25 | 18.75 | 1
2033/34 | 189.75 | 18.75 | 1
2033/34 | 190.25 | 18.75 | 1
2033/34 | 190.75 | 18.75 | 1
2033/34 | 192.25 | 18.75 | 1
2033/34 | 195.25 | 18.75 | 1
2033/34 | 195.75 | 18.75 | 2
2033/34 | 198.75 | 18.75 | 1
2033/34 | 199.75 | 18.75 | 1
2033/34 | 203.25 | 18.75 | 1
2033/34 | 211.25 | 18.75 | 1
2033/34 | 212.75 | 18.75 | 1
2033/34 | 215.25 | 18.75 | 1
2033/34 | 23.75 | 19.25 | 1
2033/34 | 24.25 | 19.25 | 1
2033/34 | 24.75 | 19.25 | 2
2033/34 | 25.75 | 19.25 | 1
2033/34 | 26.25 | 19.25 | 1
2033/34 | 27.25 | 19.25 | 1
2033/34 | 28.75 | 19.25 | 4
2033/34 | 29.75 | 19.25 | 3
2033/34 | 30.25 | 19.25 | 3
2033/34 | 30.75 | 19.25 | 1
2033/34 | 31.25 | 19.25 | 4
2033/34 | 31.75 | 19.25 | 8
2033/34 | 32.25 | 19.25 | 5
2033/34 | 32.75 | 19.25 | 10
2033/34 | 33.25 | 19.25 | 5
2033/34 | 33.75 | 19.25 | 7
2033/34 | 34.25 | 19.25 | 8
2033/34 | 34.75 | 19.25 | 11
2033/34 | 35.25 | 19.25 | 10
2033/34 | 35.75 | 19.25 | 14
2033/34 | 36.25 | 19.25 | 12
2033/34 | 36.75 | 19.25 | 9
2033/34 | 37.25 | 19.25 | 21
2033/34 | 37.75 | 19.25 | 22
2033/34 | 38.25 | 19.25 | 20
2033/34 | 38.75 | 19.25 | 24
2033/34 | 39.25 | 19.25 | 18
2033/34 | 39.75 | 19.25 | 23
2033/34 | 40.25 | 19.25 | 24
2033/34 | 40.75 | 19.25 | 17
2033/34 | 41.25 | 19.25 | 22
2033/34 | 41.75 | 19.25 | 28
2033/34 | 42.25 | 19.25 | 19
2033/34 | 42.75 | 19.25 | 35
2033/34 | 43.25 | 19.25 | 31
2033/34 | 43.75 | 19.25 | 29
2033/34 | 44.25 | 19.25 | 38
2033/34 | 44.75 | 19.25 | 27
2033/34 | 45.25 | 19.25 | 32
2033/34 | 45.75 | 19.25 | 28
2033/34 | 46.25 | 19.25 | 45
2033/34 | 46.75 | 19.25 | 31
2033/34 | 47.25 | 19.25 | 43
2033/34 | 47.75 | 19.25 | 43
2033/34 | 48.25 | 19.25 | 40
2033/34 | 48.75 | 19.25 | 42
2033/34 | 49.25 | 19.25 | 46
2033/34 | 49.75 | 19.25 | 51
2033/34 | 50.25 | 19.25 | 53
2033/34 | 50.75 | 19.25 | 55
2033/34 | 51.25 | 19.25 | 56
2033/34 | 51.75 | 19.25 | 49
2033/34 | 52.25 | 19.25 | 70
2033/34 | 52.75 | 19.25 | 41
2033/34 | 53.25 | 19.25 | 40
2033/34 | 53.75 | 19.25 | 50
2033/34 | 54.25 | 19.25 | 38
2033/34 | 54.75 | 19.25 | 54
2033/34 | 55.25 | 19.25 | 45
2033/34 | 55.75 | 19.25 | 46
2033/34 | 56.25 | 19.25 | 60
2033/34 | 56.75 | 19.25 | 57
2033/34 | 57.25 | 19.25 | 61
2033/34 | 57.75 | 19.25 | 51
2033/34 | 58.25 | 19.25 | 59
2033/34 | 58.75 | 19.25 | 49
2033/34 | 59.25 | 19.25 | 62
2033/34 | 59.75 | 19.25 | 54
2033/34 | 60.25 | 19.25 | 45
2033/34 | 60.75 | 19.25 | 53
2033/34 | 61.25 | 19.25 | 62
2033/34 | 61.75 | 19.25 | 71
2033/34 | 62.25 | 19.25 | 52
2033/34 | 62.75 | 19.25 | 42
2033/34 | 63.25 | 19.25 | 46
2033/34 | 63.75 | 19.25 | 48
2033/34 | 64.25 | 19.25 | 58
2033/34 | 64.75 | 19.25 | 58
2033/34 | 65.25 | 19.25 | 61
2033/34 | 65.75 | 19.25 | 54
2033/34 | 66.25 | 19.25 | 62
2033/34 | 66.75 | 19.25 | 53
2033/34 | 67.25 | 19.25 | 67
2033/34 | 67.75 | 19.25 | 50
2033/34 | 68.25 | 19.25 | 60
2033/34 | 68.75 | 19.25 | 50
2033/34 | 69.25 | 19.25 | 58
2033/34 | 69.75 | 19.25 | 57
2033/34 | 70.25 | 19.25 | 56
2033/34 | 70.75 | 19.25 | 55
2033/34 | 71.25 | 19.25 | 70
2033/34 | 71.75 | 19.25 | 63
2033/34 | 72.25 | 19.25 | 58
2033/34 | 72.75 | 19.25 | 61
2033/34 | 73.25 | 19.25 | 59
2033/34 | 73.75 | 19.25 | 60
2033/34 | 74.25 | 19.25 | 60
2033/34 | 74.75 | 19.25 | 61
2033/34 | 75.25 | 19.25 | 63
2033/34 | 75.75 | 19.25 | 71
2033/34 | 76.25 | 19.25 | 46
2033/34 | 76.75 | 19.25 | 68
2033/34 | 77.25 | 19.25 | 51
2033/34 | 77.75 | 19.25 | 48
2033/34 | 78.25 | 19.25 | 51
2033/34 | 78.75 | 19.25 | 49
2033/34 | 79.25 | 19.25 | 62
2033/34 | 79.75 | 19.25 | 62
2033/34 | 80.25 | 19.25 | 48
2033/34 | 80.75 | 19.25 | 54
2033/34 | 81.25 | 19.25 | 49
2033/34 | 81.75 | 19.25 | 52
2033/34 | 82.25 | 19.25 | 60
2033/34 | 82.75 | 19.25 | 56
2033/34 | 83.25 | 19.25 | 54
2033/34 | 83.75 | 19.25 | 54
2033/34 | 84.25 | 19.25 | 50
2033/34 | 84.75 | 19.25 | 55
2033/34 | 85.25 | 19.25 | 64
2033/34 | 85.75 | 19.25 | 58
2033/34 | 86.25 | 19.25 | 58
2033/34 | 86.75 | 19.25 | 58
2033/34 | 87.25 | 19.25 | 46
2033/34 | 87.75 | 19.25 | 53
2033/34 | 88.25 | 19.25 | 45
2033/34 | 88.75 | 19.25 | 56
2033/34 | 89.25 | 19.25 | 48
2033/34 | 89.75 | 19.25 | 49
2033/34 | 90.25 | 19.25 | 50
2033/34 | 90.75 | 19.25 | 46
2033/34 | 91.25 | 19.25 | 46
2033/34 | 91.75 | 19.25 | 44
2033/34 | 92.25 | 19.25 | 55
2033/34 | 92.75 | 19.25 | 50
2033/34 | 93.25 | 19.25 | 31
2033/34 | 93.75 | 19.25 | 40
2033/34 | 94.25 | 19.25 | 41
2033/34 | 94.75 | 19.25 | 44
2033/34 | 95.25 | 19.25 | 37
2033/34 | 95.75 | 19.25 | 47
2033/34 | 96.25 | 19.25 | 47
2033/34 | 96.75 | 19.25 | 55
2033/34 | 97.25 | 19.25 | 44
2033/34 | 97.75 | 19.25 | 38
2033/34 | 98.25 | 19.25 | 46
2033/34 | 98.75 | 19.25 | 39
2033/34 | 99.25 | 19.25 | 39
2033/34 | 99.75 | 19.25 | 39
2033/34 | 100.25 | 19.25 | 21
2033/34 | 100.75 | 19.25 | 38
2033/34 | 101.25 | 19.25 | 39
2033/34 | 101.75 | 19.25 | 25
2033/34 | 102.25 | 19.25 | 24
2033/34 | 102.75 | 19.25 | 29
2033/34 | 103.25 | 19.25 | 41
2033/34 | 103.75 | 19.25 | 25
2033/34 | 104.25 | 19.25 | 30
2033/34 | 104.75 | 19.25 | 22
2033/34 | 105.25 | 19.25 | 36
2033/34 | 105.75 | 19.25 | 17
2033/34 | 106.25 | 19.25 | 24
2033/34 | 106.75 | 19.25 | 21
2033/34 | 107.25 | 19.25 | 27
2033/34 | 107.75 | 19.25 | 28
2033/34 | 108.25 | 19.25 | 32
2033/34 | 108.75 | 19.25 | 22
2033/34 | 109.25 | 19.25 | 29
2033/34 | 109.75 | 19.25 | 28
2033/34 | 110.25 | 19.25 | 28
2033/34 | 110.75 | 19.25 | 26
2033/34 | 111.25 | 19.25 | 25
2033/34 | 111.75 | 19.25 | 18
2033/34 | 112.25 | 19.25 | 14
2033/34 | 112.75 | 19.25 | 26
2033/34 | 113.25 | 19.25 | 20
2033/34 | 113.75 | 19.25 | 22
2033/34 | 114.25 | 19.25 | 17
2033/34 | 114.75 | 19.25 | 22
2033/34 | 115.25 | 19.25 | 20
2033/34 | 115.75 | 19.25 | 23
2033/34 | 116.25 | 19.25 | 12
2033/34 | 116.75 | 19.25 | 19
2033/34 | 117.25 | 19.25 | 25
2033/34 | 117.75 | 19.25 | 21
2033/34 | 118.25 | 19.25 | 18
2033/34 | 118.75 | 19.25 | 18
2033/34 | 119.25 | 19.25 | 10
2033/34 | 119.75 | 19.25 | 15
2033/34 | 120.25 | 19.25 | 15
2033/34 | 120.75 | 19.25 | 14
2033/34 | 121.25 | 19.25 | 19
2033/34 | 121.75 | 19.25 | 10
2033/34 | 122.25 | 19.25 | 12
2033/34 | 122.75 | 19.25 | 14
2033/34 | 123.25 | 19.25 | 7
2033/34 | 123.75 | 19.25 | 15
2033/34 | 124.25 | 19.25 | 18
2033/34 | 124.75 | 19.25 | 6
2033/34 | 125.25 | 19.25 | 13
2033/34 | 125.75 | 19.25 | 11
2033/34 | 126.25 | 19.25 | 11
2033/34 | 126.75 | 19.25 | 11
2033/34 | 127.25 | 19.25 | 8
2033/34 | 127.75 | 19.25 | 7
2033/34 | 128.25 | 19.25 | 8
2033/34 | 128.75 | 19.25 | 13
2033/34 | 129.25 | 19.25 | 16
2033/34 | 129.75 | 19.25 | 12
2033/34 | 130.25 | 19.25 | 10
2033/34 | 130.75 | 19.25 | 8
2033/34 | 131.25 | 19.25 | 7
2033/34 | 131.75 | 19.25 | 5
2033/34 | 132.25 | 19.25 | 10
2033/34 | 132.75 | 19.25 | 8
2033/34 | 133.25 | 19.25 | 6
2033/34 | 133.75 | 19.25 | 8
2033/34 | 134.25 | 19.25 | 5
2033/34 | 134.75 | 19.25 | 6
2033/34 | 135.25 | 19.25 | 4
2033/34 | 135.75 | 19.25 | 11
2033/34 | 136.25 | 19.25 | 7
2033/34 | 136.75 | 19.25 | 5
2033/34 | 137.25 | 19.25 | 4
2033/34 | 137.75 | 19.25 | 4
2033/34 | 138.25 | 19.25 | 10
2033/34 | 138.75 | 19.25 | 6
2033/34 | 139.25 | 19.25 | 3
2033/34 | 139.75 | 19.25 | 8
2033/34 | 140.25 | 19.25 | 3
2033/34 | 140.75 | 19.25 | 6
2033/34 | 141.25 | 19.25 | 6
2033/34 | 141.75 | 19.25 | 3
2033/34 | 142.25 | 19.25 | 10
2033/34 | 142.75 | 19.25 | 11
2033/34 | 143.25 | 19.25 | 7
2033/34 | 143.75 | 19.25 | 11
2033/34 | 144.25 | 19.25 | 3
2033/34 | 144.75 | 19.25 | 3
2033/34 | 145.25 | 19.25 | 6
2033/34 | 145.75 | 19.25 | 4
2033/34 | 146.25 | 19.25 | 3
2033/34 | 146.75 | 19.25 | 11
2033/34 | 147.25 | 19.25 | 5
2033/34 | 147.75 | 19.25 | 3
2033/34 | 148.25 | 19.25 | 4
2033/34 | 148.75 | 19.25 | 4
2033/34 | 149.25 | 19.25 | 3
2033/34 | 149.75 | 19.25 | 5
2033/34 | 150.25 | 19.25 | 2
2033/34 | 150.75 | 19.25 | 4
2033/34 | 151.25 | 19.25 | 1
2033/34 | 151.75 | 19.25 | 2
2033/34 | 152.25 | 19.25 | 3
2033/34 | 152.75 | 19.25 | 4
2033/34 | 153.25 | 19.25 | 1
2033/34 | 153.75 | 19.25 | 5
2033/34 | 154.25 | 19.25 | 6
2033/34 | 154.75 | 19.25 | 4
2033/34 | 155.25 | 19.25 | 2
2033/34 | 155.75 | 19.25 | 3
2033/34 | 156.25 | 19.25 | 6
2033/34 | 156.75 | 19.25 | 5
2033/34 | 157.25 | 19.25 | 2
2033/34 | 157.75 | 19.25 | 3
2033/34 | 158.25 | 19.25 | 2
2033/34 | 158.75 | 19.25 | 7
2033/34 | 159.25 | 19.25 | 1
2033/34 | 159.75 | 19.25 | 3
2033/34 | 160.25 | 19.25 | 1
2033/34 | 160.75 | 19.25 | 2
2033/34 | 161.25 | 19.25 | 1
2033/34 | 161.75 | 19.25 | 6
2033/34 | 162.25 | 19.25 | 3
2033/34 | 163.25 | 19.25 | 3
2033/34 | 163.75 | 19.25 | 2
2033/34 | 164.25 | 19.25 | 2
2033/34 | 164.75 | 19.25 | 3
2033/34 | 165.25 | 19.25 | 2
2033/34 | 165.75 | 19.25 | 3
2033/34 | 166.25 | 19.25 | 2
2033/34 | 166.75 | 19.25 | 1
2033/34 | 167.75 | 19.25 | 2
2033/34 | 168.25 | 19.25 | 1
2033/34 | 168.75 | 19.25 | 4
2033/34 | 169.75 | 19.25 | 1
2033/34 | 170.75 | 19.25 | 3
2033/34 | 171.25 | 19.25 | 1
2033/34 | 171.75 | 19.25 | 1
2033/34 | 172.25 | 19.25 | 2
2033/34 | 174.75 | 19.25 | 1
2033/34 | 175.25 | 19.25 | 3
2033/34 | 176.25 | 19.25 | 4
2033/34 | 176.75 | 19.25 | 3
2033/34 | 177.75 | 19.25 | 1
2033/34 | 178.25 | 19.25 | 2
2033/34 | 178.75 | 19.25 | 1
2033/34 | 179.25 | 19.25 | 3
2033/34 | 179.75 | 19.25 | 1
2033/34 | 180.75 | 19.25 | 1
2033/34 | 181.25 | 19.25 | 2
2033/34 | 181.75 | 19.25 | 1
2033/34 | 183.25 | 19.25 | 2
2033/34 | 183.75 | 19.25 | 1
2033/34 | 185.75 | 19.25 | 1
2033/34 | 186.25 | 19.25 | 1
2033/34 | 187.25 | 19.25 | 1
2033/34 | 189.25 | 19.25 | 1
2033/34 | 190.25 | 19.25 | 1
2033/34 | 191.25 | 19.25 | 2
2033/34 | 191.75 | 19.25 | 1
2033/34 | 193.25 | 19.25 | 1
2033/34 | 194.25 | 19.25 | 1
2033/34 | 194.75 | 19.25 | 1
2033/34 | 197.75 | 19.25 | 2
2033/34 | 202.75 | 19.25 | 1
2033/34 | 203.25 | 19.25 | 1
2033/34 | 205.25 | 19.25 | 2
2033/34 | 205.75 | 19.25 | 1
2033/34 | 214.25 | 19.25 | 1
2033/34 | 214.75 | 19.25 | 1
2033/34 | 218.75 | 19.25 | 1
2033/34 | 226.25 | 19.25 | 1
2033/34 | 227.75 | 19.25 | 1
2033/34 | 248.75 | 19.25 | 1
2033/34 | 24.25 | 19.75 | 2
2033/34 | 27.25 | 19.75 | 1
2033/34 | 27.75 | 19.75 | 1
2033/34 | 29.75 | 19.75 | 2
2033/34 | 30.25 | 19.75 | 3
2033/34 | 30.75 | 19.75 | 2
2033/34 | 31.25 | 19.75 | 3
2033/34 | 31.75 | 19.75 | 4
2033/34 | 32.25 | 19.75 | 2
2033/34 | 32.75 | 19.75 | 6
2033/34 | 33.25 | 19.75 | 4
2033/34 | 33.75 | 19.75 | 7
2033/34 | 34.25 | 19.75 | 8
2033/34 | 34.75 | 19.75 | 10
2033/34 | 35.25 | 19.75 | 12
2033/34 | 35.75 | 19.75 | 9
2033/34 | 36.25 | 19.75 | 14
2033/34 | 36.75 | 19.75 | 10
2033/34 | 37.25 | 19.75 | 16
2033/34 | 37.75 | 19.75 | 25
2033/34 | 38.25 | 19.75 | 19
2033/34 | 38.75 | 19.75 | 27
2033/34 | 39.25 | 19.75 | 16
2033/34 | 39.75 | 19.75 | 19
2033/34 | 40.25 | 19.75 | 28
2033/34 | 40.75 | 19.75 | 24
2033/34 | 41.25 | 19.75 | 31
2033/34 | 41.75 | 19.75 | 30
2033/34 | 42.25 | 19.75 | 20
2033/34 | 42.75 | 19.75 | 26
2033/34 | 43.25 | 19.75 | 32
2033/34 | 43.75 | 19.75 | 39
2033/34 | 44.25 | 19.75 | 25
2033/34 | 44.75 | 19.75 | 45
2033/34 | 45.25 | 19.75 | 22
2033/34 | 45.75 | 19.75 | 42
2033/34 | 46.25 | 19.75 | 34
2033/34 | 46.75 | 19.75 | 39
2033/34 | 47.25 | 19.75 | 48
2033/34 | 47.75 | 19.75 | 33
2033/34 | 48.25 | 19.75 | 44
2033/34 | 48.75 | 19.75 | 46
2033/34 | 49.25 | 19.75 | 43
2033/34 | 49.75 | 19.75 | 42
2033/34 | 50.25 | 19.75 | 41
2033/34 | 50.75 | 19.75 | 62
2033/34 | 51.25 | 19.75 | 45
2033/34 | 51.75 | 19.75 | 45
2033/34 | 52.25 | 19.75 | 50
2033/34 | 52.75 | 19.75 | 60
2033/34 | 53.25 | 19.75 | 48
2033/34 | 53.75 | 19.75 | 53
2033/34 | 54.25 | 19.75 | 53
2033/34 | 54.75 | 19.75 | 56
2033/34 | 55.25 | 19.75 | 62
2033/34 | 55.75 | 19.75 | 54
2033/34 | 56.25 | 19.75 | 56
2033/34 | 56.75 | 19.75 | 58
2033/34 | 57.25 | 19.75 | 54
2033/34 | 57.75 | 19.75 | 57
2033/34 | 58.25 | 19.75 | 44
2033/34 | 58.75 | 19.75 | 53
2033/34 | 59.25 | 19.75 | 43
2033/34 | 59.75 | 19.75 | 75
2033/34 | 60.25 | 19.75 | 62
2033/34 | 60.75 | 19.75 | 48
2033/34 | 61.25 | 19.75 | 47
2033/34 | 61.75 | 19.75 | 59
2033/34 | 62.25 | 19.75 | 51
2033/34 | 62.75 | 19.75 | 50
2033/34 | 63.25 | 19.75 | 68
2033/34 | 63.75 | 19.75 | 53
2033/34 | 64.25 | 19.75 | 54
2033/34 | 64.75 | 19.75 | 50
2033/34 | 65.25 | 19.75 | 70
2033/34 | 65.75 | 19.75 | 55
2033/34 | 66.25 | 19.75 | 59
2033/34 | 66.75 | 19.75 | 57
2033/34 | 67.25 | 19.75 | 57
2033/34 | 67.75 | 19.75 | 54
2033/34 | 68.25 | 19.75 | 66
2033/34 | 68.75 | 19.75 | 59
2033/34 | 69.25 | 19.75 | 67
2033/34 | 69.75 | 19.75 | 49
2033/34 | 70.25 | 19.75 | 64
2033/34 | 70.75 | 19.75 | 60
2033/34 | 71.25 | 19.75 | 48
2033/34 | 71.75 | 19.75 | 51
2033/34 | 72.25 | 19.75 | 50
2033/34 | 72.75 | 19.75 | 65
2033/34 | 73.25 | 19.75 | 47
2033/34 | 73.75 | 19.75 | 66
2033/34 | 74.25 | 19.75 | 61
2033/34 | 74.75 | 19.75 | 85
2033/34 | 75.25 | 19.75 | 65
2033/34 | 75.75 | 19.75 | 73
2033/34 | 76.25 | 19.75 | 63
2033/34 | 76.75 | 19.75 | 45
2033/34 | 77.25 | 19.75 | 73
2033/34 | 77.75 | 19.75 | 64
2033/34 | 78.25 | 19.75 | 49
2033/34 | 78.75 | 19.75 | 60
2033/34 | 79.25 | 19.75 | 57
2033/34 | 79.75 | 19.75 | 83
2033/34 | 80.25 | 19.75 | 64
2033/34 | 80.75 | 19.75 | 63
2033/34 | 81.25 | 19.75 | 62
2033/34 | 81.75 | 19.75 | 52
2033/34 | 82.25 | 19.75 | 51
2033/34 | 82.75 | 19.75 | 66
2033/34 | 83.25 | 19.75 | 61
2033/34 | 83.75 | 19.75 | 54
2033/34 | 84.25 | 19.75 | 62
2033/34 | 84.75 | 19.75 | 66
2033/34 | 85.25 | 19.75 | 63
2033/34 | 85.75 | 19.75 | 55
2033/34 | 86.25 | 19.75 | 52
2033/34 | 86.75 | 19.75 | 56
2033/34 | 87.25 | 19.75 | 81
2033/34 | 87.75 | 19.75 | 60
2033/34 | 88.25 | 19.75 | 54
2033/34 | 88.75 | 19.75 | 45
2033/34 | 89.25 | 19.75 | 52
2033/34 | 89.75 | 19.75 | 44
2033/34 | 90.25 | 19.75 | 51
2033/34 | 90.75 | 19.75 | 52
2033/34 | 91.25 | 19.75 | 41
2033/34 | 91.75 | 19.75 | 54
2033/34 | 92.25 | 19.75 | 51
2033/34 | 92.75 | 19.75 | 58
2033/34 | 93.25 | 19.75 | 60
2033/34 | 93.75 | 19.75 | 48
2033/34 | 94.25 | 19.75 | 46
2033/34 | 94.75 | 19.75 | 40
2033/34 | 95.25 | 19.75 | 44
2033/34 | 95.75 | 19.75 | 53
2033/34 | 96.25 | 19.75 | 36
2033/34 | 96.75 | 19.75 | 37
2033/34 | 97.25 | 19.75 | 30
2033/34 | 97.75 | 19.75 | 42
2033/34 | 98.25 | 19.75 | 38
2033/34 | 98.75 | 19.75 | 32
2033/34 | 99.25 | 19.75 | 42
2033/34 | 99.75 | 19.75 | 30
2033/34 | 100.25 | 19.75 | 28
2033/34 | 100.75 | 19.75 | 35
2033/34 | 101.25 | 19.75 | 41
2033/34 | 101.75 | 19.75 | 44
2033/34 | 102.25 | 19.75 | 27
2033/34 | 102.75 | 19.75 | 26
2033/34 | 103.25 | 19.75 | 40
2033/34 | 103.75 | 19.75 | 42
2033/34 | 104.25 | 19.75 | 33
2033/34 | 104.75 | 19.75 | 35
2033/34 | 105.25 | 19.75 | 25
2033/34 | 105.75 | 19.75 | 30
2033/34 | 106.25 | 19.75 | 18
2033/34 | 106.75 | 19.75 | 35
2033/34 | 107.25 | 19.75 | 30
2033/34 | 107.75 | 19.75 | 32
2033/34 | 108.25 | 19.75 | 32
2033/34 | 108.75 | 19.75 | 20
2033/34 | 109.25 | 19.75 | 29
2033/34 | 109.75 | 19.75 | 32
2033/34 | 110.25 | 19.75 | 24
2033/34 | 110.75 | 19.75 | 25
2033/34 | 111.25 | 19.75 | 21
2033/34 | 111.75 | 19.75 | 21
2033/34 | 112.25 | 19.75 | 33
2033/34 | 112.75 | 19.75 | 23
2033/34 | 113.25 | 19.75 | 23
2033/34 | 113.75 | 19.75 | 19
2033/34 | 114.25 | 19.75 | 21
2033/34 | 114.75 | 19.75 | 20
2033/34 | 115.25 | 19.75 | 23
2033/34 | 115.75 | 19.75 | 14
2033/34 | 116.25 | 19.75 | 19
2033/34 | 116.75 | 19.75 | 13
2033/34 | 117.25 | 19.75 | 22
2033/34 | 117.75 | 19.75 | 13
2033/34 | 118.25 | 19.75 | 18
2033/34 | 118.75 | 19.75 | 16
2033/34 | 119.25 | 19.75 | 15
2033/34 | 119.75 | 19.75 | 20
2033/34 | 120.25 | 19.75 | 14
2033/34 | 120.75 | 19.75 | 24
2033/34 | 121.25 | 19.75 | 12
2033/34 | 121.75 | 19.75 | 9
2033/34 | 122.25 | 19.75 | 13
2033/34 | 122.75 | 19.75 | 10
2033/34 | 123.25 | 19.75 | 14
2033/34 | 123.75 | 19.75 | 14
2033/34 | 124.25 | 19.75 | 15
2033/34 | 124.75 | 19.75 | 20
2033/34 | 125.25 | 19.75 | 13
2033/34 | 125.75 | 19.75 | 17
2033/34 | 126.25 | 19.75 | 10
2033/34 | 126.75 | 19.75 | 7
2033/34 | 127.25 | 19.75 | 10
2033/34 | 127.75 | 19.75 | 11
2033/34 | 128.25 | 19.75 | 11
2033/34 | 128.75 | 19.75 | 14
2033/34 | 129.25 | 19.75 | 5
2033/34 | 129.75 | 19.75 | 7
2033/34 | 130.25 | 19.75 | 9
2033/34 | 130.75 | 19.75 | 14
2033/34 | 131.25 | 19.75 | 13
2033/34 | 131.75 | 19.75 | 8
2033/34 | 132.25 | 19.75 | 10
2033/34 | 132.75 | 19.75 | 13
2033/34 | 133.25 | 19.75 | 7
2033/34 | 133.75 | 19.75 | 3
2033/34 | 134.25 | 19.75 | 9
2033/34 | 134.75 | 19.75 | 9
2033/34 | 135.25 | 19.75 | 6
2033/34 | 135.75 | 19.75 | 14
2033/34 | 136.25 | 19.75 | 12
2033/34 | 136.75 | 19.75 | 5
2033/34 | 137.25 | 19.75 | 7
2033/34 | 137.75 | 19.75 | 5
2033/34 | 138.25 | 19.75 | 9
2033/34 | 138.75 | 19.75 | 8
2033/34 | 139.25 | 19.75 | 6
2033/34 | 139.75 | 19.75 | 12
2033/34 | 140.25 | 19.75 | 10
2033/34 | 140.75 | 19.75 | 2
2033/34 | 141.25 | 19.75 | 4
2033/34 | 141.75 | 19.75 | 2
2033/34 | 142.75 | 19.75 | 4
2033/34 | 143.25 | 19.75 | 5
2033/34 | 143.75 | 19.75 | 5
2033/34 | 144.25 | 19.75 | 7
2033/34 | 144.75 | 19.75 | 7
2033/34 | 145.25 | 19.75 | 5
2033/34 | 145.75 | 19.75 | 5
2033/34 | 146.25 | 19.75 | 6
2033/34 | 146.75 | 19.75 | 5
2033/34 | 147.25 | 19.75 | 4
2033/34 | 147.75 | 19.75 | 5
2033/34 | 148.25 | 19.75 | 7
2033/34 | 148.75 | 19.75 | 4
2033/34 | 149.25 | 19.75 | 1
2033/34 | 149.75 | 19.75 | 5
2033/34 | 150.25 | 19.75 | 5
2033/34 | 150.75 | 19.75 | 5
2033/34 | 151.25 | 19.75 | 4
2033/34 | 151.75 | 19.75 | 4
2033/34 | 152.25 | 19.75 | 1
2033/34 | 152.75 | 19.75 | 5
2033/34 | 153.25 | 19.75 | 1
2033/34 | 153.75 | 19.75 | 3
2033/34 | 154.25 | 19.75 | 1
2033/34 | 154.75 | 19.75 | 2
2033/34 | 155.25 | 19.75 | 2
2033/34 | 155.75 | 19.75 | 4
2033/34 | 156.25 | 19.75 | 6
2033/34 | 156.75 | 19.75 | 2
2033/34 | 157.25 | 19.75 | 8
2033/34 | 157.75 | 19.75 | 1
2033/34 | 158.25 | 19.75 | 3
2033/34 | 158.75 | 19.75 | 3
2033/34 | 159.25 | 19.75 | 4
2033/34 | 159.75 | 19.75 | 5
2033/34 | 160.25 | 19.75 | 4
2033/34 | 160.75 | 19.75 | 2
2033/34 | 161.25 | 19.75 | 3
2033/34 | 161.75 | 19.75 | 2
2033/34 | 162.25 | 19.75 | 4
2033/34 | 162.75 | 19.75 | 1
2033/34 | 163.25 | 19.75 | 3
2033/34 | 163.75 | 19.75 | 3
2033/34 | 164.25 | 19.75 | 2
2033/34 | 164.75 | 19.75 | 4
2033/34 | 165.25 | 19.75 | 4
2033/34 | 165.75 | 19.75 | 2
2033/34 | 166.25 | 19.75 | 1
2033/34 | 166.75 | 19.75 | 1
2033/34 | 167.75 | 19.75 | 1
2033/34 | 168.25 | 19.75 | 4
2033/34 | 168.75 | 19.75 | 1
2033/34 | 169.25 | 19.75 | 1
2033/34 | 169.75 | 19.75 | 2
2033/34 | 170.25 | 19.75 | 2
2033/34 | 171.25 | 19.75 | 1
2033/34 | 171.75 | 19.75 | 1
2033/34 | 172.25 | 19.75 | 2
2033/34 | 172.75 | 19.75 | 2
2033/34 | 174.75 | 19.75 | 1
2033/34 | 175.25 | 19.75 | 2
2033/34 | 176.25 | 19.75 | 1
2033/34 | 176.75 | 19.75 | 2
2033/34 | 178.75 | 19.75 | 3
2033/34 | 179.25 | 19.75 | 3
2033/34 | 180.25 | 19.75 | 2
2033/34 | 180.75 | 19.75 | 1
2033/34 | 181.75 | 19.75 | 1
2033/34 | 183.25 | 19.75 | 1
2033/34 | 184.25 | 19.75 | 1
2033/34 | 185.75 | 19.75 | 1
2033/34 | 186.25 | 19.75 | 2
2033/34 | 186.75 | 19.75 | 1
2033/34 | 187.25 | 19.75 | 1
2033/34 | 187.75 | 19.75 | 1
2033/34 | 188.25 | 19.75 | 1
2033/34 | 188.75 | 19.75 | 1
2033/34 | 189.25 | 19.75 | 1
2033/34 | 191.25 | 19.75 | 1
2033/34 | 192.75 | 19.75 | 2
2033/34 | 193.25 | 19.75 | 1
2033/34 | 194.25 | 19.75 | 1
2033/34 | 197.25 | 19.75 | 1
2033/34 | 197.75 | 19.75 | 1
2033/34 | 198.25 | 19.75 | 2
2033/34 | 201.75 | 19.75 | 1
2033/34 | 202.25 | 19.75 | 1
2033/34 | 210.75 | 19.75 | 1
2033/34 | 220.75 | 19.75 | 1
2033/34 | 242.25 | 19.75 | 1
2033/34 | 24.75 | 20.25 | 2
2033/34 | 26.25 | 20.25 | 1
2033/34 | 26.75 | 20.25 | 1
2033/34 | 27.25 | 20.25 | 1
2033/34 | 27.75 | 20.25 | 1
2033/34 | 28.25 | 20.25 | 1
2033/34 | 29.25 | 20.25 | 1
2033/34 | 29.75 | 20.25 | 1
2033/34 | 30.25 | 20.25 | 1
2033/34 | 30.75 | 20.25 | 5
2033/34 | 31.25 | 20.25 | 4
2033/34 | 31.75 | 20.25 | 1
2033/34 | 32.25 | 20.25 | 4
2033/34 | 32.75 | 20.25 | 4
2033/34 | 33.25 | 20.25 | 3
2033/34 | 33.75 | 20.25 | 6
2033/34 | 34.25 | 20.25 | 5
2033/34 | 34.75 | 20.25 | 4
2033/34 | 35.25 | 20.25 | 7
2033/34 | 35.75 | 20.25 | 6
2033/34 | 36.25 | 20.25 | 11
2033/34 | 36.75 | 20.25 | 14
2033/34 | 37.25 | 20.25 | 11
2033/34 | 37.75 | 20.25 | 11
2033/34 | 38.25 | 20.25 | 14
2033/34 | 38.75 | 20.25 | 19
2033/34 | 39.25 | 20.25 | 18
2033/34 | 39.75 | 20.25 | 20
2033/34 | 40.25 | 20.25 | 19
2033/34 | 40.75 | 20.25 | 21
2033/34 | 41.25 | 20.25 | 25
2033/34 | 41.75 | 20.25 | 23
2033/34 | 42.25 | 20.25 | 24
2033/34 | 42.75 | 20.25 | 23
2033/34 | 43.25 | 20.25 | 31
2033/34 | 43.75 | 20.25 | 24
2033/34 | 44.25 | 20.25 | 34
2033/34 | 44.75 | 20.25 | 37
2033/34 | 45.25 | 20.25 | 40
2033/34 | 45.75 | 20.25 | 45
2033/34 | 46.25 | 20.25 | 37
2033/34 | 46.75 | 20.25 | 32
2033/34 | 47.25 | 20.25 | 43
2033/34 | 47.75 | 20.25 | 36
2033/34 | 48.25 | 20.25 | 38
2033/34 | 48.75 | 20.25 | 38
2033/34 | 49.25 | 20.25 | 41
2033/34 | 49.75 | 20.25 | 52
2033/34 | 50.25 | 20.25 | 44
2033/34 | 50.75 | 20.25 | 53
2033/34 | 51.25 | 20.25 | 50
2033/34 | 51.75 | 20.25 | 49
2033/34 | 52.25 | 20.25 | 60
2033/34 | 52.75 | 20.25 | 54
2033/34 | 53.25 | 20.25 | 55
2033/34 | 53.75 | 20.25 | 41
2033/34 | 54.25 | 20.25 | 45
2033/34 | 54.75 | 20.25 | 52
2033/34 | 55.25 | 20.25 | 59
2033/34 | 55.75 | 20.25 | 58
2033/34 | 56.25 | 20.25 | 59
2033/34 | 56.75 | 20.25 | 59
2033/34 | 57.25 | 20.25 | 56
2033/34 | 57.75 | 20.25 | 75
2033/34 | 58.25 | 20.25 | 38
2033/34 | 58.75 | 20.25 | 66
2033/34 | 59.25 | 20.25 | 68
2033/34 | 59.75 | 20.25 | 66
2033/34 | 60.25 | 20.25 | 52
2033/34 | 60.75 | 20.25 | 66
2033/34 | 61.25 | 20.25 | 73
2033/34 | 61.75 | 20.25 | 61
2033/34 | 62.25 | 20.25 | 68
2033/34 | 62.75 | 20.25 | 64
2033/34 | 63.25 | 20.25 | 51
2033/34 | 63.75 | 20.25 | 57
2033/34 | 64.25 | 20.25 | 66
2033/34 | 64.75 | 20.25 | 51
2033/34 | 65.25 | 20.25 | 60
2033/34 | 65.75 | 20.25 | 66
2033/34 | 66.25 | 20.25 | 78
2033/34 | 66.75 | 20.25 | 58
2033/34 | 67.25 | 20.25 | 64
2033/34 | 67.75 | 20.25 | 73
2033/34 | 68.25 | 20.25 | 64
2033/34 | 68.75 | 20.25 | 59
2033/34 | 69.25 | 20.25 | 65
2033/34 | 69.75 | 20.25 | 65
2033/34 | 70.25 | 20.25 | 85
2033/34 | 70.75 | 20.25 | 59
2033/34 | 71.25 | 20.25 | 65
2033/34 | 71.75 | 20.25 | 61
2033/34 | 72.25 | 20.25 | 47
2033/34 | 72.75 | 20.25 | 68
2033/34 | 73.25 | 20.25 | 70
2033/34 | 73.75 | 20.25 | 66
2033/34 | 74.25 | 20.25 | 53
2033/34 | 74.75 | 20.25 | 61
2033/34 | 75.25 | 20.25 | 57
2033/34 | 75.75 | 20.25 | 65
2033/34 | 76.25 | 20.25 | 64
2033/34 | 76.75 | 20.25 | 63
2033/34 | 77.25 | 20.25 | 63
2033/34 | 77.75 | 20.25 | 57
2033/34 | 78.25 | 20.25 | 69
2033/34 | 78.75 | 20.25 | 70
2033/34 | 79.25 | 20.25 | 85
2033/34 | 79.75 | 20.25 | 55
2033/34 | 80.25 | 20.25 | 79
2033/34 | 80.75 | 20.25 | 63
2033/34 | 81.25 | 20.25 | 81
2033/34 | 81.75 | 20.25 | 71
2033/34 | 82.25 | 20.25 | 55
2033/34 | 82.75 | 20.25 | 74
2033/34 | 83.25 | 20.25 | 60
2033/34 | 83.75 | 20.25 | 69
2033/34 | 84.25 | 20.25 | 57
2033/34 | 84.75 | 20.25 | 67
2033/34 | 85.25 | 20.25 | 54
2033/34 | 85.75 | 20.25 | 69
2033/34 | 86.25 | 20.25 | 67
2033/34 | 86.75 | 20.25 | 59
2033/34 | 87.25 | 20.25 | 58
2033/34 | 87.75 | 20.25 | 58
2033/34 | 88.25 | 20.25 | 50
2033/34 | 88.75 | 20.25 | 62
2033/34 | 89.25 | 20.25 | 54
2033/34 | 89.75 | 20.25 | 54
2033/34 | 90.25 | 20.25 | 57
2033/34 | 90.75 | 20.25 | 50
2033/34 | 91.25 | 20.25 | 59
2033/34 | 91.75 | 20.25 | 50
2033/34 | 92.25 | 20.25 | 49
2033/34 | 92.75 | 20.25 | 50
2033/34 | 93.25 | 20.25 | 46
2033/34 | 93.75 | 20.25 | 40
2033/34 | 94.25 | 20.25 | 53
2033/34 | 94.75 | 20.25 | 44
2033/34 | 95.25 | 20.25 | 54
2033/34 | 95.75 | 20.25 | 45
2033/34 | 96.25 | 20.25 | 59
2033/34 | 96.75 | 20.25 | 36
2033/34 | 97.25 | 20.25 | 36
2033/34 | 97.75 | 20.25 | 49
2033/34 | 98.25 | 20.25 | 45
2033/34 | 98.75 | 20.25 | 54
2033/34 | 99.25 | 20.25 | 41
2033/34 | 99.75 | 20.25 | 28
2033/34 | 100.25 | 20.25 | 51
2033/34 | 100.75 | 20.25 | 46
2033/34 | 101.25 | 20.25 | 39
2033/34 | 101.75 | 20.25 | 43
2033/34 | 102.25 | 20.25 | 29
2033/34 | 102.75 | 20.25 | 37
2033/34 | 103.25 | 20.25 | 39
2033/34 | 103.75 | 20.25 | 38
2033/34 | 104.25 | 20.25 | 33
2033/34 | 104.75 | 20.25 | 34
2033/34 | 105.25 | 20.25 | 43
2033/34 | 105.75 | 20.25 | 29
2033/34 | 106.25 | 20.25 | 32
2033/34 | 106.75 | 20.25 | 39
2033/34 | 107.25 | 20.25 | 31
2033/34 | 107.75 | 20.25 | 29
2033/34 | 108.25 | 20.25 | 32
2033/34 | 108.75 | 20.25 | 31
2033/34 | 109.25 | 20.25 | 33
2033/34 | 109.75 | 20.25 | 34
2033/34 | 110.25 | 20.25 | 27
2033/34 | 110.75 | 20.25 | 24
2033/34 | 111.25 | 20.25 | 25
2033/34 | 111.75 | 20.25 | 27
2033/34 | 112.25 | 20.25 | 17
2033/34 | 112.75 | 20.25 | 23
2033/34 | 113.25 | 20.25 | 24
2033/34 | 113.75 | 20.25 | 29
2033/34 | 114.25 | 20.25 | 30
2033/34 | 114.75 | 20.25 | 21
2033/34 | 115.25 | 20.25 | 14
2033/34 | 115.75 | 20.25 | 23
2033/34 | 116.25 | 20.25 | 20
2033/34 | 116.75 | 20.25 | 15
2033/34 | 117.25 | 20.25 | 16
2033/34 | 117.75 | 20.25 | 17
2033/34 | 118.25 | 20.25 | 22
2033/34 | 118.75 | 20.25 | 28
2033/34 | 119.25 | 20.25 | 20
2033/34 | 119.75 | 20.25 | 17
2033/34 | 120.25 | 20.25 | 22
2033/34 | 120.75 | 20.25 | 18
2033/34 | 121.25 | 20.25 | 24
2033/34 | 121.75 | 20.25 | 18
2033/34 | 122.25 | 20.25 | 22
2033/34 | 122.75 | 20.25 | 13
2033/34 | 123.25 | 20.25 | 5
2033/34 | 123.75 | 20.25 | 17
2033/34 | 124.25 | 20.25 | 26
2033/34 | 124.75 | 20.25 | 20
2033/34 | 125.25 | 20.25 | 12
2033/34 | 125.75 | 20.25 | 21
2033/34 | 126.25 | 20.25 | 11
2033/34 | 126.75 | 20.25 | 12
2033/34 | 127.25 | 20.25 | 11
2033/34 | 127.75 | 20.25 | 16
2033/34 | 128.25 | 20.25 | 13
2033/34 | 128.75 | 20.25 | 9
2033/34 | 129.25 | 20.25 | 11
2033/34 | 129.75 | 20.25 | 19
2033/34 | 130.25 | 20.25 | 9
2033/34 | 130.75 | 20.25 | 8
2033/34 | 131.25 | 20.25 | 9
2033/34 | 131.75 | 20.25 | 7
2033/34 | 132.25 | 20.25 | 8
2033/34 | 132.75 | 20.25 | 12
2033/34 | 133.25 | 20.25 | 11
2033/34 | 133.75 | 20.25 | 8
2033/34 | 134.25 | 20.25 | 11
2033/34 | 134.75 | 20.25 | 6
2033/34 | 135.25 | 20.25 | 8
2033/34 | 135.75 | 20.25 | 9
2033/34 | 136.25 | 20.25 | 6
2033/34 | 136.75 | 20.25 | 12
2033/34 | 137.25 | 20.25 | 7
2033/34 | 137.75 | 20.25 | 9
2033/34 | 138.25 | 20.25 | 6
2033/34 | 138.75 | 20.25 | 7
2033/34 | 139.25 | 20.25 | 9
2033/34 | 139.75 | 20.25 | 4
2033/34 | 140.25 | 20.25 | 7
2033/34 | 140.75 | 20.25 | 9
2033/34 | 141.25 | 20.25 | 7
2033/34 | 141.75 | 20.25 | 3
2033/34 | 142.25 | 20.25 | 9
2033/34 | 142.75 | 20.25 | 7
2033/34 | 143.25 | 20.25 | 4
2033/34 | 143.75 | 20.25 | 7
2033/34 | 144.25 | 20.25 | 6
2033/34 | 144.75 | 20.25 | 5
2033/34 | 145.25 | 20.25 | 6
2033/34 | 145.75 | 20.25 | 8
2033/34 | 146.25 | 20.25 | 4
2033/34 | 146.75 | 20.25 | 5
2033/34 | 147.25 | 20.25 | 4
2033/34 | 147.75 | 20.25 | 2
2033/34 | 148.25 | 20.25 | 7
2033/34 | 148.75 | 20.25 | 7
2033/34 | 149.25 | 20.25 | 4
2033/34 | 149.75 | 20.25 | 6
2033/34 | 150.25 | 20.25 | 10
2033/34 | 150.75 | 20.25 | 2
2033/34 | 151.25 | 20.25 | 5
2033/34 | 151.75 | 20.25 | 8
2033/34 | 152.25 | 20.25 | 1
2033/34 | 152.75 | 20.25 | 6
2033/34 | 153.25 | 20.25 | 5
2033/34 | 153.75 | 20.25 | 5
2033/34 | 154.25 | 20.25 | 3
2033/34 | 154.75 | 20.25 | 2
2033/34 | 155.25 | 20.25 | 3
2033/34 | 155.75 | 20.25 | 3
2033/34 | 156.25 | 20.25 | 1
2033/34 | 156.75 | 20.25 | 6
2033/34 | 157.25 | 20.25 | 1
2033/34 | 157.75 | 20.25 | 6
2033/34 | 158.25 | 20.25 | 4
2033/34 | 158.75 | 20.25 | 2
2033/34 | 159.25 | 20.25 | 7
2033/34 | 159.75 | 20.25 | 5
2033/34 | 160.25 | 20.25 | 3
2033/34 | 160.75 | 20.25 | 5
2033/34 | 161.25 | 20.25 | 3
2033/34 | 161.75 | 20.25 | 2
2033/34 | 162.25 | 20.25 | 1
2033/34 | 163.25 | 20.25 | 2
2033/34 | 163.75 | 20.25 | 1
2033/34 | 164.25 | 20.25 | 1
2033/34 | 164.75 | 20.25 | 1
2033/34 | 165.25 | 20.25 | 1
2033/34 | 166.25 | 20.25 | 1
2033/34 | 166.75 | 20.25 | 4
2033/34 | 167.25 | 20.25 | 2
2033/34 | 167.75 | 20.25 | 1
2033/34 | 168.75 | 20.25 | 3
2033/34 | 169.25 | 20.25 | 3
2033/34 | 169.75 | 20.25 | 1
2033/34 | 171.25 | 20.25 | 1
2033/34 | 171.75 | 20.25 | 2
2033/34 | 172.25 | 20.25 | 3
2033/34 | 172.75 | 20.25 | 2
2033/34 | 174.25 | 20.25 | 1
2033/34 | 174.75 | 20.25 | 2
2033/34 | 175.25 | 20.25 | 4
2033/34 | 175.75 | 20.25 | 1
2033/34 | 176.75 | 20.25 | 3
2033/34 | 177.25 | 20.25 | 3
2033/34 | 177.75 | 20.25 | 2
2033/34 | 178.25 | 20.25 | 1
2033/34 | 179.25 | 20.25 | 1
2033/34 | 180.25 | 20.25 | 2
2033/34 | 180.75 | 20.25 | 1
2033/34 | 181.75 | 20.25 | 2
2033/34 | 182.75 | 20.25 | 1
2033/34 | 184.25 | 20.25 | 1
2033/34 | 184.75 | 20.25 | 2
2033/34 | 185.75 | 20.25 | 2
2033/34 | 186.25 | 20.25 | 1
2033/34 | 186.75 | 20.25 | 1
2033/34 | 187.25 | 20.25 | 2
2033/34 | 188.75 | 20.25 | 2
2033/34 | 189.25 | 20.25 | 1
2033/34 | 190.75 | 20.25 | 2
2033/34 | 191.75 | 20.25 | 1
2033/34 | 192.75 | 20.25 | 1
2033/34 | 194.25 | 20.25 | 1
2033/34 | 194.75 | 20.25 | 1
2033/34 | 200.75 | 20.25 | 1
2033/34 | 201.25 | 20.25 | 2
2033/34 | 205.25 | 20.25 | 2
2033/34 | 205.75 | 20.25 | 1
2033/34 | 25.25 | 20.75 | 1
2033/34 | 25.75 | 20.75 | 2
2033/34 | 26.25 | 20.75 | 1
2033/34 | 28.75 | 20.75 | 4
2033/34 | 30.25 | 20.75 | 1
2033/34 | 31.25 | 20.75 | 3
2033/34 | 31.75 | 20.75 | 4
2033/34 | 32.25 | 20.75 | 1
2033/34 | 32.75 | 20.75 | 2
2033/34 | 33.25 | 20.75 | 5
2033/34 | 33.75 | 20.75 | 1
2033/34 | 34.25 | 20.75 | 2
2033/34 | 34.75 | 20.75 | 5
2033/34 | 35.25 | 20.75 | 7
2033/34 | 35.75 | 20.75 | 11
2033/34 | 36.25 | 20.75 | 9
2033/34 | 36.75 | 20.75 | 15
2033/34 | 37.25 | 20.75 | 12
2033/34 | 37.75 | 20.75 | 12
2033/34 | 38.25 | 20.75 | 11
2033/34 | 38.75 | 20.75 | 12
2033/34 | 39.25 | 20.75 | 18
2033/34 | 39.75 | 20.75 | 23
2033/34 | 40.25 | 20.75 | 23
2033/34 | 40.75 | 20.75 | 26
2033/34 | 41.25 | 20.75 | 26
2033/34 | 41.75 | 20.75 | 30
2033/34 | 42.25 | 20.75 | 29
2033/34 | 42.75 | 20.75 | 21
2033/34 | 43.25 | 20.75 | 29
2033/34 | 43.75 | 20.75 | 25
2033/34 | 44.25 | 20.75 | 37
2033/34 | 44.75 | 20.75 | 30
2033/34 | 45.25 | 20.75 | 38
2033/34 | 45.75 | 20.75 | 33
2033/34 | 46.25 | 20.75 | 34
2033/34 | 46.75 | 20.75 | 46
2033/34 | 47.25 | 20.75 | 44
2033/34 | 47.75 | 20.75 | 35
2033/34 | 48.25 | 20.75 | 40
2033/34 | 48.75 | 20.75 | 43
2033/34 | 49.25 | 20.75 | 45
2033/34 | 49.75 | 20.75 | 35
2033/34 | 50.25 | 20.75 | 42
2033/34 | 50.75 | 20.75 | 51
2033/34 | 51.25 | 20.75 | 48
2033/34 | 51.75 | 20.75 | 41
2033/34 | 52.25 | 20.75 | 62
2033/34 | 52.75 | 20.75 | 44
2033/34 | 53.25 | 20.75 | 52
2033/34 | 53.75 | 20.75 | 57
2033/34 | 54.25 | 20.75 | 49
2033/34 | 54.75 | 20.75 | 60
2033/34 | 55.25 | 20.75 | 59
2033/34 | 55.75 | 20.75 | 62
2033/34 | 56.25 | 20.75 | 54
2033/34 | 56.75 | 20.75 | 60
2033/34 | 57.25 | 20.75 | 53
2033/34 | 57.75 | 20.75 | 74
2033/34 | 58.25 | 20.75 | 66
2033/34 | 58.75 | 20.75 | 72
2033/34 | 59.25 | 20.75 | 67
2033/34 | 59.75 | 20.75 | 70
2033/34 | 60.25 | 20.75 | 78
2033/34 | 60.75 | 20.75 | 64
2033/34 | 61.25 | 20.75 | 72
2033/34 | 61.75 | 20.75 | 57
2033/34 | 62.25 | 20.75 | 85
2033/34 | 62.75 | 20.75 | 45
2033/34 | 63.25 | 20.75 | 72
2033/34 | 63.75 | 20.75 | 65
2033/34 | 64.25 | 20.75 | 73
2033/34 | 64.75 | 20.75 | 51
2033/34 | 65.25 | 20.75 | 73
2033/34 | 65.75 | 20.75 | 62
2033/34 | 66.25 | 20.75 | 81
2033/34 | 66.75 | 20.75 | 75
2033/34 | 67.25 | 20.75 | 65
2033/34 | 67.75 | 20.75 | 86
2033/34 | 68.25 | 20.75 | 61
2033/34 | 68.75 | 20.75 | 74
2033/34 | 69.25 | 20.75 | 75
2033/34 | 69.75 | 20.75 | 58
2033/34 | 70.25 | 20.75 | 61
2033/34 | 70.75 | 20.75 | 62
2033/34 | 71.25 | 20.75 | 59
2033/34 | 71.75 | 20.75 | 76
2033/34 | 72.25 | 20.75 | 68
2033/34 | 72.75 | 20.75 | 82
2033/34 | 73.25 | 20.75 | 76
2033/34 | 73.75 | 20.75 | 62
2033/34 | 74.25 | 20.75 | 66
2033/34 | 74.75 | 20.75 | 71
2033/34 | 75.25 | 20.75 | 66
2033/34 | 75.75 | 20.75 | 79
2033/34 | 76.25 | 20.75 | 55
2033/34 | 76.75 | 20.75 | 70
2033/34 | 77.25 | 20.75 | 67
2033/34 | 77.75 | 20.75 | 76
2033/34 | 78.25 | 20.75 | 61
2033/34 | 78.75 | 20.75 | 73
2033/34 | 79.25 | 20.75 | 64
2033/34 | 79.75 | 20.75 | 57
2033/34 | 80.25 | 20.75 | 69
2033/34 | 80.75 | 20.75 | 66
2033/34 | 81.25 | 20.75 | 66
2033/34 | 81.75 | 20.75 | 59
2033/34 | 82.25 | 20.75 | 60
2033/34 | 82.75 | 20.75 | 63
2033/34 | 83.25 | 20.75 | 66
2033/34 | 83.75 | 20.75 | 57
2033/34 | 84.25 | 20.75 | 68
2033/34 | 84.75 | 20.75 | 68
2033/34 | 85.25 | 20.75 | 59
2033/34 | 85.75 | 20.75 | 55
2033/34 | 86.25 | 20.75 | 49
2033/34 | 86.75 | 20.75 | 72
2033/34 | 87.25 | 20.75 | 59
2033/34 | 87.75 | 20.75 | 60
2033/34 | 88.25 | 20.75 | 68
2033/34 | 88.75 | 20.75 | 62
2033/34 | 89.25 | 20.75 | 68
2033/34 | 89.75 | 20.75 | 52
2033/34 | 90.25 | 20.75 | 55
2033/34 | 90.75 | 20.75 | 64
2033/34 | 91.25 | 20.75 | 71
2033/34 | 91.75 | 20.75 | 54
2033/34 | 92.25 | 20.75 | 64
2033/34 | 92.75 | 20.75 | 49
2033/34 | 93.25 | 20.75 | 52
2033/34 | 93.75 | 20.75 | 50
2033/34 | 94.25 | 20.75 | 45
2033/34 | 94.75 | 20.75 | 50
2033/34 | 95.25 | 20.75 | 37
2033/34 | 95.75 | 20.75 | 71
2033/34 | 96.25 | 20.75 | 59
2033/34 | 96.75 | 20.75 | 53
2033/34 | 97.25 | 20.75 | 50
2033/34 | 97.75 | 20.75 | 41
2033/34 | 98.25 | 20.75 | 42
2033/34 | 98.75 | 20.75 | 55
2033/34 | 99.25 | 20.75 | 45
2033/34 | 99.75 | 20.75 | 41
2033/34 | 100.25 | 20.75 | 44
2033/34 | 100.75 | 20.75 | 37
2033/34 | 101.25 | 20.75 | 42
2033/34 | 101.75 | 20.75 | 43
2033/34 | 102.25 | 20.75 | 45
2033/34 | 102.75 | 20.75 | 46
2033/34 | 103.25 | 20.75 | 35
2033/34 | 103.75 | 20.75 | 40
2033/34 | 104.25 | 20.75 | 40
2033/34 | 104.75 | 20.75 | 29
2033/34 | 105.25 | 20.75 | 35
2033/34 | 105.75 | 20.75 | 37
2033/34 | 106.25 | 20.75 | 34
2033/34 | 106.75 | 20.75 | 35
2033/34 | 107.25 | 20.75 | 32
2033/34 | 107.75 | 20.75 | 32
2033/34 | 108.25 | 20.75 | 29
2033/34 | 108.75 | 20.75 | 29
2033/34 | 109.25 | 20.75 | 32
2033/34 | 109.75 | 20.75 | 35
2033/34 | 110.25 | 20.75 | 22
2033/34 | 110.75 | 20.75 | 28
2033/34 | 111.25 | 20.75 | 25
2033/34 | 111.75 | 20.75 | 19
2033/34 | 112.25 | 20.75 | 27
2033/34 | 112.75 | 20.75 | 20
2033/34 | 113.25 | 20.75 | 23
2033/34 | 113.75 | 20.75 | 20
2033/34 | 114.25 | 20.75 | 22
2033/34 | 114.75 | 20.75 | 27
2033/34 | 115.25 | 20.75 | 23
2033/34 | 115.75 | 20.75 | 26
2033/34 | 116.25 | 20.75 | 23
2033/34 | 116.75 | 20.75 | 26
2033/34 | 117.25 | 20.75 | 22
2033/34 | 117.75 | 20.75 | 19
2033/34 | 118.25 | 20.75 | 21
2033/34 | 118.75 | 20.75 | 26
2033/34 | 119.25 | 20.75 | 17
2033/34 | 119.75 | 20.75 | 19
2033/34 | 120.25 | 20.75 | 19
2033/34 | 120.75 | 20.75 | 17
2033/34 | 121.25 | 20.75 | 25
2033/34 | 121.75 | 20.75 | 20
2033/34 | 122.25 | 20.75 | 21
2033/34 | 122.75 | 20.75 | 21
2033/34 | 123.25 | 20.75 | 12
2033/34 | 123.75 | 20.75 | 16
2033/34 | 124.25 | 20.75 | 17
2033/34 | 124.75 | 20.75 | 13
2033/34 | 125.25 | 20.75 | 13
2033/34 | 125.75 | 20.75 | 12
2033/34 | 126.25 | 20.75 | 15
2033/34 | 126.75 | 20.75 | 6
2033/34 | 127.25 | 20.75 | 8
2033/34 | 127.75 | 20.75 | 9
2033/34 | 128.25 | 20.75 | 14
2033/34 | 128.75 | 20.75 | 15
2033/34 | 129.25 | 20.75 | 16
2033/34 | 129.75 | 20.75 | 9
2033/34 | 130.25 | 20.75 | 12
2033/34 | 130.75 | 20.75 | 14
2033/34 | 131.25 | 20.75 | 14
2033/34 | 131.75 | 20.75 | 8
2033/34 | 132.25 | 20.75 | 6
2033/34 | 132.75 | 20.75 | 17
2033/34 | 133.25 | 20.75 | 11
2033/34 | 133.75 | 20.75 | 12
2033/34 | 134.25 | 20.75 | 10
2033/34 | 134.75 | 20.75 | 13
2033/34 | 135.25 | 20.75 | 14
2033/34 | 135.75 | 20.75 | 14
2033/34 | 136.25 | 20.75 | 14
2033/34 | 136.75 | 20.75 | 16
2033/34 | 137.25 | 20.75 | 9
2033/34 | 137.75 | 20.75 | 9
2033/34 | 138.25 | 20.75 | 7
2033/34 | 138.75 | 20.75 | 8
2033/34 | 139.25 | 20.75 | 8
2033/34 | 139.75 | 20.75 | 12
2033/34 | 140.25 | 20.75 | 8
2033/34 | 140.75 | 20.75 | 5
2033/34 | 141.25 | 20.75 | 13
2033/34 | 141.75 | 20.75 | 6
2033/34 | 142.25 | 20.75 | 9
2033/34 | 142.75 | 20.75 | 8
2033/34 | 143.25 | 20.75 | 8
2033/34 | 143.75 | 20.75 | 4
2033/34 | 144.25 | 20.75 | 10
2033/34 | 144.75 | 20.75 | 8
2033/34 | 145.25 | 20.75 | 9
2033/34 | 145.75 | 20.75 | 8
2033/34 | 146.25 | 20.75 | 4
2033/34 | 146.75 | 20.75 | 7
2033/34 | 147.25 | 20.75 | 6
2033/34 | 147.75 | 20.75 | 8
2033/34 | 148.25 | 20.75 | 3
2033/34 | 148.75 | 20.75 | 6
2033/34 | 149.25 | 20.75 | 7
2033/34 | 149.75 | 20.75 | 3
2033/34 | 150.25 | 20.75 | 5
2033/34 | 150.75 | 20.75 | 3
2033/34 | 151.25 | 20.75 | 3
2033/34 | 151.75 | 20.75 | 10
2033/34 | 152.25 | 20.75 | 5
2033/34 | 152.75 | 20.75 | 7
2033/34 | 153.25 | 20.75 | 11
2033/34 | 153.75 | 20.75 | 4
2033/34 | 154.25 | 20.75 | 5
2033/34 | 154.75 | 20.75 | 3
2033/34 | 155.25 | 20.75 | 2
2033/34 | 155.75 | 20.75 | 6
2033/34 | 156.25 | 20.75 | 3
2033/34 | 156.75 | 20.75 | 7
2033/34 | 157.25 | 20.75 | 3
2033/34 | 157.75 | 20.75 | 8
2033/34 | 158.25 | 20.75 | 5
2033/34 | 158.75 | 20.75 | 1
2033/34 | 159.25 | 20.75 | 4
2033/34 | 159.75 | 20.75 | 3
2033/34 | 160.25 | 20.75 | 3
2033/34 | 160.75 | 20.75 | 3
2033/34 | 161.25 | 20.75 | 3
2033/34 | 161.75 | 20.75 | 4
2033/34 | 162.25 | 20.75 | 5
2033/34 | 162.75 | 20.75 | 4
2033/34 | 163.25 | 20.75 | 4
2033/34 | 163.75 | 20.75 | 1
2033/34 | 164.25 | 20.75 | 1
2033/34 | 164.75 | 20.75 | 5
2033/34 | 166.75 | 20.75 | 1
2033/34 | 167.25 | 20.75 | 2
2033/34 | 167.75 | 20.75 | 1
2033/34 | 168.25 | 20.75 | 1
2033/34 | 168.75 | 20.75 | 2
2033/34 | 169.25 | 20.75 | 6
2033/34 | 169.75 | 20.75 | 4
2033/34 | 170.25 | 20.75 | 4
2033/34 | 171.25 | 20.75 | 2
2033/34 | 171.75 | 20.75 | 2
2033/34 | 172.75 | 20.75 | 3
2033/34 | 173.25 | 20.75 | 1
2033/34 | 173.75 | 20.75 | 2
2033/34 | 174.75 | 20.75 | 4
2033/34 | 175.75 | 20.75 | 3
2033/34 | 176.25 | 20.75 | 1
2033/34 | 177.25 | 20.75 | 1
2033/34 | 177.75 | 20.75 | 3
2033/34 | 178.75 | 20.75 | 2
2033/34 | 179.25 | 20.75 | 2
2033/34 | 179.75 | 20.75 | 3
2033/34 | 180.25 | 20.75 | 1
2033/34 | 180.75 | 20.75 | 1
2033/34 | 181.75 | 20.75 | 1
2033/34 | 182.25 | 20.75 | 2
2033/34 | 183.25 | 20.75 | 1
2033/34 | 183.75 | 20.75 | 1
2033/34 | 184.25 | 20.75 | 1
2033/34 | 184.75 | 20.75 | 2
2033/34 | 185.25 | 20.75 | 2
2033/34 | 185.75 | 20.75 | 1
2033/34 | 187.75 | 20.75 | 1
2033/34 | 188.75 | 20.75 | 1
2033/34 | 190.75 | 20.75 | 1
2033/34 | 191.25 | 20.75 | 1
2033/34 | 191.75 | 20.75 | 1
2033/34 | 192.75 | 20.75 | 2
2033/34 | 194.25 | 20.75 | 1
2033/34 | 195.75 | 20.75 | 1
2033/34 | 196.25 | 20.75 | 1
2033/34 | 199.75 | 20.75 | 2
2033/34 | 200.25 | 20.75 | 1
2033/34 | 200.75 | 20.75 | 1
2033/34 | 201.75 | 20.75 | 2
2033/34 | 206.75 | 20.75 | 2
2033/34 | 212.75 | 20.75 | 1
2033/34 | 233.25 | 20.75 | 1
2033/34 | 25.75 | 21.25 | 1
2033/34 | 28.75 | 21.25 | 1
2033/34 | 29.25 | 21.25 | 1
2033/34 | 29.75 | 21.25 | 1
2033/34 | 30.25 | 21.25 | 1
2033/34 | 30.75 | 21.25 | 2
2033/34 | 31.25 | 21.25 | 2
2033/34 | 31.75 | 21.25 | 2
2033/34 | 32.25 | 21.25 | 2
2033/34 | 32.75 | 21.25 | 3
2033/34 | 33.75 | 21.25 | 1
2033/34 | 34.25 | 21.25 | 8
2033/34 | 34.75 | 21.25 | 6
2033/34 | 35.25 | 21.25 | 6
2033/34 | 35.75 | 21.25 | 10
2033/34 | 36.25 | 21.25 | 4
2033/34 | 36.75 | 21.25 | 9
2033/34 | 37.25 | 21.25 | 9
2033/34 | 37.75 | 21.25 | 9
2033/34 | 38.25 | 21.25 | 8
2033/34 | 38.75 | 21.25 | 16
2033/34 | 39.25 | 21.25 | 16
2033/34 | 39.75 | 21.25 | 15
2033/34 | 40.25 | 21.25 | 14
2033/34 | 40.75 | 21.25 | 22
2033/34 | 41.25 | 21.25 | 29
2033/34 | 41.75 | 21.25 | 21
2033/34 | 42.25 | 21.25 | 25
2033/34 | 42.75 | 21.25 | 19
2033/34 | 43.25 | 21.25 | 20
2033/34 | 43.75 | 21.25 | 27
2033/34 | 44.25 | 21.25 | 26
2033/34 | 44.75 | 21.25 | 37
2033/34 | 45.25 | 21.25 | 31
2033/34 | 45.75 | 21.25 | 24
2033/34 | 46.25 | 21.25 | 32
2033/34 | 46.75 | 21.25 | 39
2033/34 | 47.25 | 21.25 | 43
2033/34 | 47.75 | 21.25 | 38
2033/34 | 48.25 | 21.25 | 41
2033/34 | 48.75 | 21.25 | 51
2033/34 | 49.25 | 21.25 | 56
2033/34 | 49.75 | 21.25 | 44
2033/34 | 50.25 | 21.25 | 49
2033/34 | 50.75 | 21.25 | 47
2033/34 | 51.25 | 21.25 | 47
2033/34 | 51.75 | 21.25 | 59
2033/34 | 52.25 | 21.25 | 44
2033/34 | 52.75 | 21.25 | 40
2033/34 | 53.25 | 21.25 | 61
2033/34 | 53.75 | 21.25 | 60
2033/34 | 54.25 | 21.25 | 48
2033/34 | 54.75 | 21.25 | 55
2033/34 | 55.25 | 21.25 | 63
2033/34 | 55.75 | 21.25 | 58
2033/34 | 56.25 | 21.25 | 51
2033/34 | 56.75 | 21.25 | 71
2033/34 | 57.25 | 21.25 | 63
2033/34 | 57.75 | 21.25 | 75
2033/34 | 58.25 | 21.25 | 69
2033/34 | 58.75 | 21.25 | 55
2033/34 | 59.25 | 21.25 | 66
2033/34 | 59.75 | 21.25 | 78
2033/34 | 60.25 | 21.25 | 67
2033/34 | 60.75 | 21.25 | 61
2033/34 | 61.25 | 21.25 | 69
2033/34 | 61.75 | 21.25 | 66
2033/34 | 62.25 | 21.25 | 65
2033/34 | 62.75 | 21.25 | 73
2033/34 | 63.25 | 21.25 | 67
2033/34 | 63.75 | 21.25 | 67
2033/34 | 64.25 | 21.25 | 70
2033/34 | 64.75 | 21.25 | 79
2033/34 | 65.25 | 21.25 | 72
2033/34 | 65.75 | 21.25 | 78
2033/34 | 66.25 | 21.25 | 78
2033/34 | 66.75 | 21.25 | 75
2033/34 | 67.25 | 21.25 | 75
2033/34 | 67.75 | 21.25 | 60
2033/34 | 68.25 | 21.25 | 70
2033/34 | 68.75 | 21.25 | 71
2033/34 | 69.25 | 21.25 | 77
2033/34 | 69.75 | 21.25 | 73
2033/34 | 70.25 | 21.25 | 68
2033/34 | 70.75 | 21.25 | 66
2033/34 | 71.25 | 21.25 | 58
2033/34 | 71.75 | 21.25 | 83
2033/34 | 72.25 | 21.25 | 65
2033/34 | 72.75 | 21.25 | 52
2033/34 | 73.25 | 21.25 | 87
2033/34 | 73.75 | 21.25 | 54
2033/34 | 74.25 | 21.25 | 68
2033/34 | 74.75 | 21.25 | 65
2033/34 | 75.25 | 21.25 | 67
2033/34 | 75.75 | 21.25 | 78
2033/34 | 76.25 | 21.25 | 62
2033/34 | 76.75 | 21.25 | 79
2033/34 | 77.25 | 21.25 | 75
2033/34 | 77.75 | 21.25 | 55
2033/34 | 78.25 | 21.25 | 72
2033/34 | 78.75 | 21.25 | 85
2033/34 | 79.25 | 21.25 | 70
2033/34 | 79.75 | 21.25 | 74
2033/34 | 80.25 | 21.25 | 81
2033/34 | 80.75 | 21.25 | 72
2033/34 | 81.25 | 21.25 | 79
2033/34 | 81.75 | 21.25 | 73
2033/34 | 82.25 | 21.25 | 64
2033/34 | 82.75 | 21.25 | 67
2033/34 | 83.25 | 21.25 | 66
2033/34 | 83.75 | 21.25 | 66
2033/34 | 84.25 | 21.25 | 64
2033/34 | 84.75 | 21.25 | 76
2033/34 | 85.25 | 21.25 | 69
2033/34 | 85.75 | 21.25 | 82
2033/34 | 86.25 | 21.25 | 79
2033/34 | 86.75 | 21.25 | 68
2033/34 | 87.25 | 21.25 | 76
2033/34 | 87.75 | 21.25 | 73
2033/34 | 88.25 | 21.25 | 69
2033/34 | 88.75 | 21.25 | 71
2033/34 | 89.25 | 21.25 | 48
2033/34 | 89.75 | 21.25 | 62
2033/34 | 90.25 | 21.25 | 52
2033/34 | 90.75 | 21.25 | 58
2033/34 | 91.25 | 21.25 | 52
2033/34 | 91.75 | 21.25 | 60
2033/34 | 92.25 | 21.25 | 76
2033/34 | 92.75 | 21.25 | 60
2033/34 | 93.25 | 21.25 | 56
2033/34 | 93.75 | 21.25 | 52
2033/34 | 94.25 | 21.25 | 57
2033/34 | 94.75 | 21.25 | 50
2033/34 | 95.25 | 21.25 | 53
2033/34 | 95.75 | 21.25 | 49
2033/34 | 96.25 | 21.25 | 57
2033/34 | 96.75 | 21.25 | 51
2033/34 | 97.25 | 21.25 | 45
2033/34 | 97.75 | 21.25 | 56
2033/34 | 98.25 | 21.25 | 49
2033/34 | 98.75 | 21.25 | 42
2033/34 | 99.25 | 21.25 | 50
2033/34 | 99.75 | 21.25 | 37
2033/34 | 100.25 | 21.25 | 53
2033/34 | 100.75 | 21.25 | 38
2033/34 | 101.25 | 21.25 | 45
2033/34 | 101.75 | 21.25 | 39
2033/34 | 102.25 | 21.25 | 48
2033/34 | 102.75 | 21.25 | 43
2033/34 | 103.25 | 21.25 | 46
2033/34 | 103.75 | 21.25 | 43
2033/34 | 104.25 | 21.25 | 36
2033/34 | 104.75 | 21.25 | 31
2033/34 | 105.25 | 21.25 | 47
2033/34 | 105.75 | 21.25 | 42
2033/34 | 106.25 | 21.25 | 40
2033/34 | 106.75 | 21.25 | 49
2033/34 | 107.25 | 21.25 | 33
2033/34 | 107.75 | 21.25 | 45
2033/34 | 108.25 | 21.25 | 31
2033/34 | 108.75 | 21.25 | 37
2033/34 | 109.25 | 21.25 | 31
2033/34 | 109.75 | 21.25 | 33
2033/34 | 110.25 | 21.25 | 32
2033/34 | 110.75 | 21.25 | 21
2033/34 | 111.25 | 21.25 | 29
2033/34 | 111.75 | 21.25 | 23
2033/34 | 112.25 | 21.25 | 22
2033/34 | 112.75 | 21.25 | 27
2033/34 | 113.25 | 21.25 | 33
2033/34 | 113.75 | 21.25 | 32
2033/34 | 114.25 | 21.25 | 26
2033/34 | 114.75 | 21.25 | 20
2033/34 | 115.25 | 21.25 | 26
2033/34 | 115.75 | 21.25 | 12
2033/34 | 116.25 | 21.25 | 20
2033/34 | 116.75 | 21.25 | 27
2033/34 | 117.25 | 21.25 | 18
2033/34 | 117.75 | 21.25 | 21
2033/34 | 118.25 | 21.25 | 15
2033/34 | 118.75 | 21.25 | 17
2033/34 | 119.25 | 21.25 | 21
2033/34 | 119.75 | 21.25 | 22
2033/34 | 120.25 | 21.25 | 21
2033/34 | 120.75 | 21.25 | 25
2033/34 | 121.25 | 21.25 | 12
2033/34 | 121.75 | 21.25 | 16
2033/34 | 122.25 | 21.25 | 17
2033/34 | 122.75 | 21.25 | 15
2033/34 | 123.25 | 21.25 | 27
2033/34 | 123.75 | 21.25 | 19
2033/34 | 124.25 | 21.25 | 15
2033/34 | 124.75 | 21.25 | 18
2033/34 | 125.25 | 21.25 | 22
2033/34 | 125.75 | 21.25 | 24
2033/34 | 126.25 | 21.25 | 14
2033/34 | 126.75 | 21.25 | 14
2033/34 | 127.25 | 21.25 | 12
2033/34 | 127.75 | 21.25 | 16
2033/34 | 128.25 | 21.25 | 22
2033/34 | 128.75 | 21.25 | 9
2033/34 | 129.25 | 21.25 | 13
2033/34 | 129.75 | 21.25 | 13
2033/34 | 130.25 | 21.25 | 15
2033/34 | 130.75 | 21.25 | 18
2033/34 | 131.25 | 21.25 | 12
2033/34 | 131.75 | 21.25 | 7
2033/34 | 132.25 | 21.25 | 11
2033/34 | 132.75 | 21.25 | 8
2033/34 | 133.25 | 21.25 | 15
2033/34 | 133.75 | 21.25 | 13
2033/34 | 134.25 | 21.25 | 11
2033/34 | 134.75 | 21.25 | 7
2033/34 | 135.25 | 21.25 | 5
2033/34 | 135.75 | 21.25 | 8
2033/34 | 136.25 | 21.25 | 14
2033/34 | 136.75 | 21.25 | 13
2033/34 | 137.25 | 21.25 | 4
2033/34 | 137.75 | 21.25 | 6
2033/34 | 138.25 | 21.25 | 9
2033/34 | 138.75 | 21.25 | 12
2033/34 | 139.25 | 21.25 | 7
2033/34 | 139.75 | 21.25 | 7
2033/34 | 140.25 | 21.25 | 8
2033/34 | 140.75 | 21.25 | 10
2033/34 | 141.25 | 21.25 | 8
2033/34 | 141.75 | 21.25 | 4
2033/34 | 142.25 | 21.25 | 10
2033/34 | 142.75 | 21.25 | 9
2033/34 | 143.25 | 21.25 | 7
2033/34 | 143.75 | 21.25 | 6
2033/34 | 144.25 | 21.25 | 6
2033/34 | 144.75 | 21.25 | 5
2033/34 | 145.25 | 21.25 | 8
2033/34 | 145.75 | 21.25 | 12
2033/34 | 146.25 | 21.25 | 8
2033/34 | 146.75 | 21.25 | 5
2033/34 | 147.25 | 21.25 | 10
2033/34 | 147.75 | 21.25 | 5
2033/34 | 148.25 | 21.25 | 7
2033/34 | 148.75 | 21.25 | 8
2033/34 | 149.25 | 21.25 | 4
2033/34 | 149.75 | 21.25 | 13
2033/34 | 150.25 | 21.25 | 7
2033/34 | 150.75 | 21.25 | 3
2033/34 | 151.25 | 21.25 | 8
2033/34 | 151.75 | 21.25 | 7
2033/34 | 152.25 | 21.25 | 7
2033/34 | 152.75 | 21.25 | 3
2033/34 | 153.25 | 21.25 | 10
2033/34 | 153.75 | 21.25 | 4
2033/34 | 154.25 | 21.25 | 9
2033/34 | 154.75 | 21.25 | 3
2033/34 | 155.25 | 21.25 | 5
2033/34 | 155.75 | 21.25 | 3
2033/34 | 156.25 | 21.25 | 5
2033/34 | 156.75 | 21.25 | 7
2033/34 | 157.25 | 21.25 | 2
2033/34 | 157.75 | 21.25 | 3
2033/34 | 158.25 | 21.25 | 3
2033/34 | 158.75 | 21.25 | 5
2033/34 | 159.25 | 21.25 | 1
2033/34 | 159.75 | 21.25 | 1
2033/34 | 160.25 | 21.25 | 4
2033/34 | 160.75 | 21.25 | 3
2033/34 | 161.25 | 21.25 | 8
2033/34 | 161.75 | 21.25 | 4
2033/34 | 162.25 | 21.25 | 2
2033/34 | 162.75 | 21.25 | 5
2033/34 | 163.25 | 21.25 | 2
2033/34 | 163.75 | 21.25 | 1
2033/34 | 164.75 | 21.25 | 1
2033/34 | 165.25 | 21.25 | 2
2033/34 | 165.75 | 21.25 | 2
2033/34 | 166.25 | 21.25 | 4
2033/34 | 166.75 | 21.25 | 3
2033/34 | 167.75 | 21.25 | 3
2033/34 | 168.25 | 21.25 | 4
2033/34 | 168.75 | 21.25 | 3
2033/34 | 169.75 | 21.25 | 4
2033/34 | 170.25 | 21.25 | 2
2033/34 | 170.75 | 21.25 | 4
2033/34 | 171.25 | 21.25 | 2
2033/34 | 171.75 | 21.25 | 3
2033/34 | 172.75 | 21.25 | 2
2033/34 | 173.25 | 21.25 | 3
2033/34 | 173.75 | 21.25 | 1
2033/34 | 174.25 | 21.25 | 1
2033/34 | 174.75 | 21.25 | 1
2033/34 | 175.25 | 21.25 | 3
2033/34 | 175.75 | 21.25 | 1
2033/34 | 176.25 | 21.25 | 6
2033/34 | 176.75 | 21.25 | 1
2033/34 | 177.25 | 21.25 | 2
2033/34 | 177.75 | 21.25 | 1
2033/34 | 180.75 | 21.25 | 3
2033/34 | 181.25 | 21.25 | 1
2033/34 | 181.75 | 21.25 | 2
2033/34 | 182.25 | 21.25 | 2
2033/34 | 182.75 | 21.25 | 2
2033/34 | 183.25 | 21.25 | 3
2033/34 | 183.75 | 21.25 | 1
2033/34 | 184.25 | 21.25 | 2
2033/34 | 184.75 | 21.25 | 1
2033/34 | 185.25 | 21.25 | 1
2033/34 | 185.75 | 21.25 | 1
2033/34 | 186.25 | 21.25 | 1
2033/34 | 186.75 | 21.25 | 1
2033/34 | 188.25 | 21.25 | 2
2033/34 | 188.75 | 21.25 | 1
2033/34 | 189.25 | 21.25 | 1
2033/34 | 190.75 | 21.25 | 1
2033/34 | 191.25 | 21.25 | 3
2033/34 | 191.75 | 21.25 | 2
2033/34 | 192.75 | 21.25 | 1
2033/34 | 193.75 | 21.25 | 1
2033/34 | 194.25 | 21.25 | 1
2033/34 | 196.75 | 21.25 | 1
2033/34 | 197.75 | 21.25 | 2
2033/34 | 201.75 | 21.25 | 2
2033/34 | 203.75 | 21.25 | 1
2033/34 | 211.75 | 21.25 | 1
2033/34 | 218.25 | 21.25 | 1
2033/34 | 218.75 | 21.25 | 1
2033/34 | 234.25 | 21.25 | 1
2033/34 | 250.25 | 21.25 | 1
2033/34 | 26.25 | 21.75 | 2
2033/34 | 26.75 | 21.75 | 3
2033/34 | 27.25 | 21.75 | 1
2033/34 | 27.75 | 21.75 | 1
2033/34 | 29.75 | 21.75 | 1
2033/34 | 30.75 | 21.75 | 1
2033/34 | 31.75 | 21.75 | 1
2033/34 | 32.75 | 21.75 | 4
2033/34 | 33.75 | 21.75 | 2
2033/34 | 34.25 | 21.75 | 5
2033/34 | 34.75 | 21.75 | 2
2033/34 | 35.25 | 21.75 | 3
2033/34 | 35.75 | 21.75 | 7
2033/34 | 36.25 | 21.75 | 9
2033/34 | 36.75 | 21.75 | 5
2033/34 | 37.25 | 21.75 | 3
2033/34 | 37.75 | 21.75 | 9
2033/34 | 38.25 | 21.75 | 9
2033/34 | 38.75 | 21.75 | 10
2033/34 | 39.25 | 21.75 | 11
2033/34 | 39.75 | 21.75 | 10
2033/34 | 40.25 | 21.75 | 25
2033/34 | 40.75 | 21.75 | 15
2033/34 | 41.25 | 21.75 | 17
2033/34 | 41.75 | 21.75 | 20
2033/34 | 42.25 | 21.75 | 18
2033/34 | 42.75 | 21.75 | 32
2033/34 | 43.25 | 21.75 | 24
2033/34 | 43.75 | 21.75 | 21
2033/34 | 44.25 | 21.75 | 21
2033/34 | 44.75 | 21.75 | 32
2033/34 | 45.25 | 21.75 | 36
2033/34 | 45.75 | 21.75 | 28
2033/34 | 46.25 | 21.75 | 32
2033/34 | 46.75 | 21.75 | 32
2033/34 | 47.25 | 21.75 | 32
2033/34 | 47.75 | 21.75 | 30
2033/34 | 48.25 | 21.75 | 27
2033/34 | 48.75 | 21.75 | 34
2033/34 | 49.25 | 21.75 | 38
2033/34 | 49.75 | 21.75 | 38
2033/34 | 50.25 | 21.75 | 45
2033/34 | 50.75 | 21.75 | 50
2033/34 | 51.25 | 21.75 | 48
2033/34 | 51.75 | 21.75 | 55
2033/34 | 52.25 | 21.75 | 46
2033/34 | 52.75 | 21.75 | 57
2033/34 | 53.25 | 21.75 | 48
2033/34 | 53.75 | 21.75 | 62
2033/34 | 54.25 | 21.75 | 65
2033/34 | 54.75 | 21.75 | 62
2033/34 | 55.25 | 21.75 | 51
2033/34 | 55.75 | 21.75 | 72
2033/34 | 56.25 | 21.75 | 79
2033/34 | 56.75 | 21.75 | 73
2033/34 | 57.25 | 21.75 | 64
2033/34 | 57.75 | 21.75 | 62
2033/34 | 58.25 | 21.75 | 54
2033/34 | 58.75 | 21.75 | 76
2033/34 | 59.25 | 21.75 | 66
2033/34 | 59.75 | 21.75 | 62
2033/34 | 60.25 | 21.75 | 67
2033/34 | 60.75 | 21.75 | 68
2033/34 | 61.25 | 21.75 | 72
2033/34 | 61.75 | 21.75 | 79
2033/34 | 62.25 | 21.75 | 87
2033/34 | 62.75 | 21.75 | 57
2033/34 | 63.25 | 21.75 | 93
2033/34 | 63.75 | 21.75 | 68
2033/34 | 64.25 | 21.75 | 74
2033/34 | 64.75 | 21.75 | 84
2033/34 | 65.25 | 21.75 | 71
2033/34 | 65.75 | 21.75 | 77
2033/34 | 66.25 | 21.75 | 71
2033/34 | 66.75 | 21.75 | 70
2033/34 | 67.25 | 21.75 | 79
2033/34 | 67.75 | 21.75 | 78
2033/34 | 68.25 | 21.75 | 80
2033/34 | 68.75 | 21.75 | 60
2033/34 | 69.25 | 21.75 | 79
2033/34 | 69.75 | 21.75 | 72
2033/34 | 70.25 | 21.75 | 86
2033/34 | 70.75 | 21.75 | 75
2033/34 | 71.25 | 21.75 | 80
2033/34 | 71.75 | 21.75 | 84
2033/34 | 72.25 | 21.75 | 75
2033/34 | 72.75 | 21.75 | 69
2033/34 | 73.25 | 21.75 | 83
2033/34 | 73.75 | 21.75 | 78
2033/34 | 74.25 | 21.75 | 75
2033/34 | 74.75 | 21.75 | 77
2033/34 | 75.25 | 21.75 | 84
2033/34 | 75.75 | 21.75 | 69
2033/34 | 76.25 | 21.75 | 84
2033/34 | 76.75 | 21.75 | 76
2033/34 | 77.25 | 21.75 | 79
2033/34 | 77.75 | 21.75 | 71
2033/34 | 78.25 | 21.75 | 68
2033/34 | 78.75 | 21.75 | 77
2033/34 | 79.25 | 21.75 | 65
2033/34 | 79.75 | 21.75 | 74
2033/34 | 80.25 | 21.75 | 56
2033/34 | 80.75 | 21.75 | 68
2033/34 | 81.25 | 21.75 | 70
2033/34 | 81.75 | 21.75 | 93
2033/34 | 82.25 | 21.75 | 64
2033/34 | 82.75 | 21.75 | 80
2033/34 | 83.25 | 21.75 | 70
2033/34 | 83.75 | 21.75 | 86
2033/34 | 84.25 | 21.75 | 60
2033/34 | 84.75 | 21.75 | 58
2033/34 | 85.25 | 21.75 | 63
2033/34 | 85.75 | 21.75 | 73
2033/34 | 86.25 | 21.75 | 68
2033/34 | 86.75 | 21.75 | 72
2033/34 | 87.25 | 21.75 | 57
2033/34 | 87.75 | 21.75 | 77
2033/34 | 88.25 | 21.75 | 77
2033/34 | 88.75 | 21.75 | 73
2033/34 | 89.25 | 21.75 | 66
2033/34 | 89.75 | 21.75 | 58
2033/34 | 90.25 | 21.75 | 65
2033/34 | 90.75 | 21.75 | 60
2033/34 | 91.25 | 21.75 | 63
2033/34 | 91.75 | 21.75 | 67
2033/34 | 92.25 | 21.75 | 59
2033/34 | 92.75 | 21.75 | 58
2033/34 | 93.25 | 21.75 | 62
2033/34 | 93.75 | 21.75 | 63
2033/34 | 94.25 | 21.75 | 68
2033/34 | 94.75 | 21.75 | 52
2033/34 | 95.25 | 21.75 | 56
2033/34 | 95.75 | 21.75 | 65
2033/34 | 96.25 | 21.75 | 57
2033/34 | 96.75 | 21.75 | 56
2033/34 | 97.25 | 21.75 | 55
2033/34 | 97.75 | 21.75 | 51
2033/34 | 98.25 | 21.75 | 57
2033/34 | 98.75 | 21.75 | 45
2033/34 | 99.25 | 21.75 | 45
2033/34 | 99.75 | 21.75 | 42
2033/34 | 100.25 | 21.75 | 58
2033/34 | 100.75 | 21.75 | 41
2033/34 | 101.25 | 21.75 | 45
2033/34 | 101.75 | 21.75 | 33
2033/34 | 102.25 | 21.75 | 35
2033/34 | 102.75 | 21.75 | 41
2033/34 | 103.25 | 21.75 | 37
2033/34 | 103.75 | 21.75 | 37
2033/34 | 104.25 | 21.75 | 49
2033/34 | 104.75 | 21.75 | 36
2033/34 | 105.25 | 21.75 | 39
2033/34 | 105.75 | 21.75 | 39
2033/34 | 106.25 | 21.75 | 42
2033/34 | 106.75 | 21.75 | 46
2033/34 | 107.25 | 21.75 | 31
2033/34 | 107.75 | 21.75 | 34
2033/34 | 108.25 | 21.75 | 39
2033/34 | 108.75 | 21.75 | 31
2033/34 | 109.25 | 21.75 | 34
2033/34 | 109.75 | 21.75 | 27
2033/34 | 110.25 | 21.75 | 22
2033/34 | 110.75 | 21.75 | 27
2033/34 | 111.25 | 21.75 | 27
2033/34 | 111.75 | 21.75 | 31
2033/34 | 112.25 | 21.75 | 33
2033/34 | 112.75 | 21.75 | 29
2033/34 | 113.25 | 21.75 | 20
2033/34 | 113.75 | 21.75 | 22
2033/34 | 114.25 | 21.75 | 34
2033/34 | 114.75 | 21.75 | 31
2033/34 | 115.25 | 21.75 | 21
2033/34 | 115.75 | 21.75 | 20
2033/34 | 116.25 | 21.75 | 27
2033/34 | 116.75 | 21.75 | 23
2033/34 | 117.25 | 21.75 | 19
2033/34 | 117.75 | 21.75 | 25
2033/34 | 118.25 | 21.75 | 20
2033/34 | 118.75 | 21.75 | 25
2033/34 | 119.25 | 21.75 | 21
2033/34 | 119.75 | 21.75 | 26
2033/34 | 120.25 | 21.75 | 29
2033/34 | 120.75 | 21.75 | 22
2033/34 | 121.25 | 21.75 | 18
2033/34 | 121.75 | 21.75 | 20
2033/34 | 122.25 | 21.75 | 20
2033/34 | 122.75 | 21.75 | 9
2033/34 | 123.25 | 21.75 | 17
2033/34 | 123.75 | 21.75 | 17
2033/34 | 124.25 | 21.75 | 18
2033/34 | 124.75 | 21.75 | 16
2033/34 | 125.25 | 21.75 | 11
2033/34 | 125.75 | 21.75 | 20
2033/34 | 126.25 | 21.75 | 16
2033/34 | 126.75 | 21.75 | 10
2033/34 | 127.25 | 21.75 | 17
2033/34 | 127.75 | 21.75 | 19
2033/34 | 128.25 | 21.75 | 16
2033/34 | 128.75 | 21.75 | 17
2033/34 | 129.25 | 21.75 | 20
2033/34 | 129.75 | 21.75 | 20
2033/34 | 130.25 | 21.75 | 12
2033/34 | 130.75 | 21.75 | 12
2033/34 | 131.25 | 21.75 | 11
2033/34 | 131.75 | 21.75 | 14
2033/34 | 132.25 | 21.75 | 13
2033/34 | 132.75 | 21.75 | 18
2033/34 | 133.25 | 21.75 | 11
2033/34 | 133.75 | 21.75 | 8
2033/34 | 134.25 | 21.75 | 8
2033/34 | 134.75 | 21.75 | 13
2033/34 | 135.25 | 21.75 | 16
2033/34 | 135.75 | 21.75 | 15
2033/34 | 136.25 | 21.75 | 11
2033/34 | 136.75 | 21.75 | 12
2033/34 | 137.25 | 21.75 | 8
2033/34 | 137.75 | 21.75 | 12
2033/34 | 138.25 | 21.75 | 26
2033/34 | 138.75 | 21.75 | 15
2033/34 | 139.25 | 21.75 | 9
2033/34 | 139.75 | 21.75 | 10
2033/34 | 140.25 | 21.75 | 11
2033/34 | 140.75 | 21.75 | 9
2033/34 | 141.25 | 21.75 | 15
2033/34 | 141.75 | 21.75 | 11
2033/34 | 142.25 | 21.75 | 5
2033/34 | 142.75 | 21.75 | 5
2033/34 | 143.25 | 21.75 | 8
2033/34 | 143.75 | 21.75 | 8
2033/34 | 144.25 | 21.75 | 6
2033/34 | 144.75 | 21.75 | 4
2033/34 | 145.25 | 21.75 | 10
2033/34 | 145.75 | 21.75 | 8
2033/34 | 146.25 | 21.75 | 7
2033/34 | 146.75 | 21.75 | 9
2033/34 | 147.25 | 21.75 | 6
2033/34 | 147.75 | 21.75 | 3
2033/34 | 148.25 | 21.75 | 9
2033/34 | 148.75 | 21.75 | 4
2033/34 | 149.25 | 21.75 | 11
2033/34 | 149.75 | 21.75 | 5
2033/34 | 150.25 | 21.75 | 10
2033/34 | 150.75 | 21.75 | 4
2033/34 | 151.25 | 21.75 | 6
2033/34 | 151.75 | 21.75 | 8
2033/34 | 152.25 | 21.75 | 7
2033/34 | 152.75 | 21.75 | 7
2033/34 | 153.25 | 21.75 | 6
2033/34 | 153.75 | 21.75 | 6
2033/34 | 154.25 | 21.75 | 5
2033/34 | 154.75 | 21.75 | 5
2033/34 | 155.25 | 21.75 | 2
2033/34 | 155.75 | 21.75 | 4
2033/34 | 156.25 | 21.75 | 5
2033/34 | 156.75 | 21.75 | 6
2033/34 | 157.25 | 21.75 | 6
2033/34 | 157.75 | 21.75 | 6
2033/34 | 158.25 | 21.75 | 3
2033/34 | 158.75 | 21.75 | 4
2033/34 | 159.25 | 21.75 | 5
2033/34 | 159.75 | 21.75 | 8
2033/34 | 160.25 | 21.75 | 5
2033/34 | 160.75 | 21.75 | 2
2033/34 | 161.25 | 21.75 | 3
2033/34 | 161.75 | 21.75 | 1
2033/34 | 162.25 | 21.75 | 5
2033/34 | 162.75 | 21.75 | 3
2033/34 | 163.25 | 21.75 | 4
2033/34 | 163.75 | 21.75 | 2
2033/34 | 164.25 | 21.75 | 3
2033/34 | 165.25 | 21.75 | 6
2033/34 | 165.75 | 21.75 | 2
2033/34 | 166.25 | 21.75 | 2
2033/34 | 166.75 | 21.75 | 3
2033/34 | 167.25 | 21.75 | 1
2033/34 | 167.75 | 21.75 | 3
2033/34 | 168.25 | 21.75 | 2
2033/34 | 168.75 | 21.75 | 2
2033/34 | 169.25 | 21.75 | 2
2033/34 | 169.75 | 21.75 | 3
2033/34 | 170.25 | 21.75 | 3
2033/34 | 171.25 | 21.75 | 2
2033/34 | 171.75 | 21.75 | 3
2033/34 | 172.25 | 21.75 | 3
2033/34 | 172.75 | 21.75 | 5
2033/34 | 173.25 | 21.75 | 6
2033/34 | 173.75 | 21.75 | 4
2033/34 | 174.25 | 21.75 | 1
2033/34 | 174.75 | 21.75 | 2
2033/34 | 175.25 | 21.75 | 3
2033/34 | 175.75 | 21.75 | 2
2033/34 | 176.25 | 21.75 | 1
2033/34 | 176.75 | 21.75 | 1
2033/34 | 177.25 | 21.75 | 5
2033/34 | 177.75 | 21.75 | 1
2033/34 | 178.25 | 21.75 | 1
2033/34 | 178.75 | 21.75 | 1
2033/34 | 179.25 | 21.75 | 2
2033/34 | 179.75 | 21.75 | 3
2033/34 | 180.25 | 21.75 | 3
2033/34 | 180.75 | 21.75 | 1
2033/34 | 182.25 | 21.75 | 1
2033/34 | 182.75 | 21.75 | 1
2033/34 | 183.75 | 21.75 | 3
2033/34 | 184.25 | 21.75 | 5
2033/34 | 185.25 | 21.75 | 1
2033/34 | 186.75 | 21.75 | 2
2033/34 | 189.75 | 21.75 | 2
2033/34 | 190.25 | 21.75 | 2
2033/34 | 191.25 | 21.75 | 1
2033/34 | 191.75 | 21.75 | 1
2033/34 | 193.25 | 21.75 | 2
2033/34 | 193.75 | 21.75 | 1
2033/34 | 194.25 | 21.75 | 1
2033/34 | 195.25 | 21.75 | 1
2033/34 | 195.75 | 21.75 | 1
2033/34 | 196.25 | 21.75 | 2
2033/34 | 197.75 | 21.75 | 1
2033/34 | 200.25 | 21.75 | 2
2033/34 | 201.75 | 21.75 | 1
2033/34 | 203.25 | 21.75 | 1
2033/34 | 205.75 | 21.75 | 1
2033/34 | 206.75 | 21.75 | 1
2033/34 | 208.75 | 21.75 | 1
2033/34 | 217.25 | 21.75 | 1
2033/34 | 218.25 | 21.75 | 1
2033/34 | 229.75 | 21.75 | 1
2033/34 | 232.75 | 21.75 | 1
2033/34 | 27.25 | 22.25 | 1
2033/34 | 29.25 | 22.25 | 1
2033/34 | 30.75 | 22.25 | 1
2033/34 | 31.75 | 22.25 | 2
2033/34 | 32.25 | 22.25 | 3
2033/34 | 32.75 | 22.25 | 1
2033/34 | 33.75 | 22.25 | 2
2033/34 | 34.25 | 22.25 | 3
2033/34 | 34.75 | 22.25 | 1
2033/34 | 35.25 | 22.25 | 7
2033/34 | 35.75 | 22.25 | 4
2033/34 | 36.25 | 22.25 | 5
2033/34 | 36.75 | 22.25 | 2
2033/34 | 37.25 | 22.25 | 5
2033/34 | 37.75 | 22.25 | 12
2033/34 | 38.25 | 22.25 | 9
2033/34 | 38.75 | 22.25 | 12
2033/34 | 39.25 | 22.25 | 10
2033/34 | 39.75 | 22.25 | 15
2033/34 | 40.25 | 22.25 | 13
2033/34 | 40.75 | 22.25 | 17
2033/34 | 41.25 | 22.25 | 13
2033/34 | 41.75 | 22.25 | 23
2033/34 | 42.25 | 22.25 | 21
2033/34 | 42.75 | 22.25 | 31
2033/34 | 43.25 | 22.25 | 26
2033/34 | 43.75 | 22.25 | 17
2033/34 | 44.25 | 22.25 | 31
2033/34 | 44.75 | 22.25 | 34
2033/34 | 45.25 | 22.25 | 35
2033/34 | 45.75 | 22.25 | 35
2033/34 | 46.25 | 22.25 | 33
2033/34 | 46.75 | 22.25 | 42
2033/34 | 47.25 | 22.25 | 35
2033/34 | 47.75 | 22.25 | 39
2033/34 | 48.25 | 22.25 | 42
2033/34 | 48.75 | 22.25 | 48
2033/34 | 49.25 | 22.25 | 46
2033/34 | 49.75 | 22.25 | 35
2033/34 | 50.25 | 22.25 | 44
2033/34 | 50.75 | 22.25 | 43
2033/34 | 51.25 | 22.25 | 49
2033/34 | 51.75 | 22.25 | 52
2033/34 | 52.25 | 22.25 | 46
2033/34 | 52.75 | 22.25 | 62
2033/34 | 53.25 | 22.25 | 64
2033/34 | 53.75 | 22.25 | 53
2033/34 | 54.25 | 22.25 | 57
2033/34 | 54.75 | 22.25 | 65
2033/34 | 55.25 | 22.25 | 65
2033/34 | 55.75 | 22.25 | 67
2033/34 | 56.25 | 22.25 | 66
2033/34 | 56.75 | 22.25 | 56
2033/34 | 57.25 | 22.25 | 54
2033/34 | 57.75 | 22.25 | 61
2033/34 | 58.25 | 22.25 | 76
2033/34 | 58.75 | 22.25 | 76
2033/34 | 59.25 | 22.25 | 71
2033/34 | 59.75 | 22.25 | 74
2033/34 | 60.25 | 22.25 | 65
2033/34 | 60.75 | 22.25 | 79
2033/34 | 61.25 | 22.25 | 84
2033/34 | 61.75 | 22.25 | 88
2033/34 | 62.25 | 22.25 | 90
2033/34 | 62.75 | 22.25 | 65
2033/34 | 63.25 | 22.25 | 94
2033/34 | 63.75 | 22.25 | 71
2033/34 | 64.25 | 22.25 | 80
2033/34 | 64.75 | 22.25 | 81
2033/34 | 65.25 | 22.25 | 79
2033/34 | 65.75 | 22.25 | 71
2033/34 | 66.25 | 22.25 | 79
2033/34 | 66.75 | 22.25 | 93
2033/34 | 67.25 | 22.25 | 83
2033/34 | 67.75 | 22.25 | 87
2033/34 | 68.25 | 22.25 | 70
2033/34 | 68.75 | 22.25 | 78
2033/34 | 69.25 | 22.25 | 82
2033/34 | 69.75 | 22.25 | 75
2033/34 | 70.25 | 22.25 | 74
2033/34 | 70.75 | 22.25 | 73
2033/34 | 71.25 | 22.25 | 76
2033/34 | 71.75 | 22.25 | 84
2033/34 | 72.25 | 22.25 | 79
2033/34 | 72.75 | 22.25 | 74
2033/34 | 73.25 | 22.25 | 77
2033/34 | 73.75 | 22.25 | 76
2033/34 | 74.25 | 22.25 | 67
2033/34 | 74.75 | 22.25 | 92
2033/34 | 75.25 | 22.25 | 74
2033/34 | 75.75 | 22.25 | 86
2033/34 | 76.25 | 22.25 | 68
2033/34 | 76.75 | 22.25 | 91
2033/34 | 77.25 | 22.25 | 68
2033/34 | 77.75 | 22.25 | 88
2033/34 | 78.25 | 22.25 | 86
2033/34 | 78.75 | 22.25 | 74
2033/34 | 79.25 | 22.25 | 69
2033/34 | 79.75 | 22.25 | 81
2033/34 | 80.25 | 22.25 | 80
2033/34 | 80.75 | 22.25 | 67
2033/34 | 81.25 | 22.25 | 87
2033/34 | 81.75 | 22.25 | 92
2033/34 | 82.25 | 22.25 | 76
2033/34 | 82.75 | 22.25 | 61
2033/34 | 83.25 | 22.25 | 64
2033/34 | 83.75 | 22.25 | 73
2033/34 | 84.25 | 22.25 | 81
2033/34 | 84.75 | 22.25 | 63
2033/34 | 85.25 | 22.25 | 67
2033/34 | 85.75 | 22.25 | 77
2033/34 | 86.25 | 22.25 | 64
2033/34 | 86.75 | 22.25 | 71
2033/34 | 87.25 | 22.25 | 69
2033/34 | 87.75 | 22.25 | 70
2033/34 | 88.25 | 22.25 | 57
2033/34 | 88.75 | 22.25 | 82
2033/34 | 89.25 | 22.25 | 83
2033/34 | 89.75 | 22.25 | 69
2033/34 | 90.25 | 22.25 | 68
2033/34 | 90.75 | 22.25 | 60
2033/34 | 91.25 | 22.25 | 67
2033/34 | 91.75 | 22.25 | 64
2033/34 | 92.25 | 22.25 | 77
2033/34 | 92.75 | 22.25 | 83
2033/34 | 93.25 | 22.25 | 65
2033/34 | 93.75 | 22.25 | 56
2033/34 | 94.25 | 22.25 | 78
2033/34 | 94.75 | 22.25 | 54
2033/34 | 95.25 | 22.25 | 47
2033/34 | 95.75 | 22.25 | 69
2033/34 | 96.25 | 22.25 | 63
2033/34 | 96.75 | 22.25 | 58
2033/34 | 97.25 | 22.25 | 60
2033/34 | 97.75 | 22.25 | 55
2033/34 | 98.25 | 22.25 | 58
2033/34 | 98.75 | 22.25 | 69
2033/34 | 99.25 | 22.25 | 60
2033/34 | 99.75 | 22.25 | 52
2033/34 | 100.25 | 22.25 | 57
2033/34 | 100.75 | 22.25 | 60
2033/34 | 101.25 | 22.25 | 55
2033/34 | 101.75 | 22.25 | 51
2033/34 | 102.25 | 22.25 | 49
2033/34 | 102.75 | 22.25 | 41
2033/34 | 103.25 | 22.25 | 41
2033/34 | 103.75 | 22.25 | 73
2033/34 | 104.25 | 22.25 | 44
2033/34 | 104.75 | 22.25 | 31
2033/34 | 105.25 | 22.25 | 46
2033/34 | 105.75 | 22.25 | 36
2033/34 | 106.25 | 22.25 | 40
2033/34 | 106.75 | 22.25 | 44
2033/34 | 107.25 | 22.25 | 38
2033/34 | 107.75 | 22.25 | 61
2033/34 | 108.25 | 22.25 | 27
2033/34 | 108.75 | 22.25 | 46
2033/34 | 109.25 | 22.25 | 28
2033/34 | 109.75 | 22.25 | 42
2033/34 | 110.25 | 22.25 | 35
2033/34 | 110.75 | 22.25 | 29
2033/34 | 111.25 | 22.25 | 35
2033/34 | 111.75 | 22.25 | 24
2033/34 | 112.25 | 22.25 | 30
2033/34 | 112.75 | 22.25 | 33
2033/34 | 113.25 | 22.25 | 26
2033/34 | 113.75 | 22.25 | 29
2033/34 | 114.25 | 22.25 | 32
2033/34 | 114.75 | 22.25 | 30
2033/34 | 115.25 | 22.25 | 24
2033/34 | 115.75 | 22.25 | 37
2033/34 | 116.25 | 22.25 | 26
2033/34 | 116.75 | 22.25 | 30
2033/34 | 117.25 | 22.25 | 20
2033/34 | 117.75 | 22.25 | 34
2033/34 | 118.25 | 22.25 | 35
2033/34 | 118.75 | 22.25 | 23
2033/34 | 119.25 | 22.25 | 27
2033/34 | 119.75 | 22.25 | 24
2033/34 | 120.25 | 22.25 | 17
2033/34 | 120.75 | 22.25 | 25
2033/34 | 121.25 | 22.25 | 22
2033/34 | 121.75 | 22.25 | 18
2033/34 | 122.25 | 22.25 | 16
2033/34 | 122.75 | 22.25 | 30
2033/34 | 123.25 | 22.25 | 24
2033/34 | 123.75 | 22.25 | 21
2033/34 | 124.25 | 22.25 | 31
2033/34 | 124.75 | 22.25 | 33
2033/34 | 125.25 | 22.25 | 22
2033/34 | 125.75 | 22.25 | 30
2033/34 | 126.25 | 22.25 | 13
2033/34 | 126.75 | 22.25 | 19
2033/34 | 127.25 | 22.25 | 18
2033/34 | 127.75 | 22.25 | 21
2033/34 | 128.25 | 22.25 | 13
2033/34 | 128.75 | 22.25 | 17
2033/34 | 129.25 | 22.25 | 25
2033/34 | 129.75 | 22.25 | 17
2033/34 | 130.25 | 22.25 | 15
2033/34 | 130.75 | 22.25 | 15
2033/34 | 131.25 | 22.25 | 17
2033/34 | 131.75 | 22.25 | 16
2033/34 | 132.25 | 22.25 | 13
2033/34 | 132.75 | 22.25 | 13
2033/34 | 133.25 | 22.25 | 13
2033/34 | 133.75 | 22.25 | 12
2033/34 | 134.25 | 22.25 | 8
2033/34 | 134.75 | 22.25 | 8
2033/34 | 135.25 | 22.25 | 16
2033/34 | 135.75 | 22.25 | 10
2033/34 | 136.25 | 22.25 | 13
2033/34 | 136.75 | 22.25 | 19
2033/34 | 137.25 | 22.25 | 19
2033/34 | 137.75 | 22.25 | 19
2033/34 | 138.25 | 22.25 | 12
2033/34 | 138.75 | 22.25 | 13
2033/34 | 139.25 | 22.25 | 11
2033/34 | 139.75 | 22.25 | 8
2033/34 | 140.25 | 22.25 | 10
2033/34 | 140.75 | 22.25 | 9
2033/34 | 141.25 | 22.25 | 9
2033/34 | 141.75 | 22.25 | 8
2033/34 | 142.25 | 22.25 | 14
2033/34 | 142.75 | 22.25 | 5
2033/34 | 143.25 | 22.25 | 12
2033/34 | 143.75 | 22.25 | 12
2033/34 | 144.25 | 22.25 | 11
2033/34 | 144.75 | 22.25 | 8
2033/34 | 145.25 | 22.25 | 8
2033/34 | 145.75 | 22.25 | 9
2033/34 | 146.25 | 22.25 | 11
2033/34 | 146.75 | 22.25 | 8
2033/34 | 147.25 | 22.25 | 8
2033/34 | 147.75 | 22.25 | 7
2033/34 | 148.25 | 22.25 | 15
2033/34 | 148.75 | 22.25 | 8
2033/34 | 149.25 | 22.25 | 7
2033/34 | 149.75 | 22.25 | 4
2033/34 | 150.25 | 22.25 | 8
2033/34 | 150.75 | 22.25 | 8
2033/34 | 151.25 | 22.25 | 5
2033/34 | 151.75 | 22.25 | 8
2033/34 | 152.25 | 22.25 | 4
2033/34 | 152.75 | 22.25 | 4
2033/34 | 153.25 | 22.25 | 5
2033/34 | 153.75 | 22.25 | 4
2033/34 | 154.25 | 22.25 | 3
2033/34 | 154.75 | 22.25 | 2
2033/34 | 155.25 | 22.25 | 10
2033/34 | 155.75 | 22.25 | 3
2033/34 | 156.25 | 22.25 | 6
2033/34 | 156.75 | 22.25 | 7
2033/34 | 157.25 | 22.25 | 2
2033/34 | 157.75 | 22.25 | 7
2033/34 | 158.25 | 22.25 | 4
2033/34 | 158.75 | 22.25 | 3
2033/34 | 159.25 | 22.25 | 5
2033/34 | 159.75 | 22.25 | 3
2033/34 | 160.25 | 22.25 | 1
2033/34 | 160.75 | 22.25 | 5
2033/34 | 161.25 | 22.25 | 7
2033/34 | 161.75 | 22.25 | 7
2033/34 | 162.25 | 22.25 | 3
2033/34 | 162.75 | 22.25 | 7
2033/34 | 163.25 | 22.25 | 5
2033/34 | 163.75 | 22.25 | 2
2033/34 | 164.25 | 22.25 | 1
2033/34 | 164.75 | 22.25 | 4
2033/34 | 165.25 | 22.25 | 4
2033/34 | 165.75 | 22.25 | 4
2033/34 | 166.25 | 22.25 | 2
2033/34 | 166.75 | 22.25 | 2
2033/34 | 167.25 | 22.25 | 6
2033/34 | 167.75 | 22.25 | 2
2033/34 | 168.25 | 22.25 | 1
2033/34 | 168.75 | 22.25 | 3
2033/34 | 169.25 | 22.25 | 1
2033/34 | 169.75 | 22.25 | 4
2033/34 | 170.25 | 22.25 | 5
2033/34 | 170.75 | 22.25 | 4
2033/34 | 171.25 | 22.25 | 1
2033/34 | 171.75 | 22.25 | 6
2033/34 | 172.25 | 22.25 | 1
2033/34 | 172.75 | 22.25 | 2
2033/34 | 173.25 | 22.25 | 3
2033/34 | 174.25 | 22.25 | 2
2033/34 | 174.75 | 22.25 | 3
2033/34 | 175.25 | 22.25 | 1
2033/34 | 175.75 | 22.25 | 4
2033/34 | 176.25 | 22.25 | 6
2033/34 | 176.75 | 22.25 | 1
2033/34 | 179.25 | 22.25 | 2
2033/34 | 180.25 | 22.25 | 1
2033/34 | 181.25 | 22.25 | 1
2033/34 | 182.25 | 22.25 | 2
2033/34 | 183.25 | 22.25 | 2
2033/34 | 183.75 | 22.25 | 1
2033/34 | 184.25 | 22.25 | 3
2033/34 | 185.25 | 22.25 | 2
2033/34 | 185.75 | 22.25 | 3
2033/34 | 186.25 | 22.25 | 2
2033/34 | 186.75 | 22.25 | 1
2033/34 | 187.75 | 22.25 | 2
2033/34 | 188.75 | 22.25 | 1
2033/34 | 189.25 | 22.25 | 3
2033/34 | 190.25 | 22.25 | 1
2033/34 | 190.75 | 22.25 | 3
2033/34 | 191.25 | 22.25 | 1
2033/34 | 191.75 | 22.25 | 1
2033/34 | 192.25 | 22.25 | 2
2033/34 | 192.75 | 22.25 | 1
2033/34 | 193.25 | 22.25 | 1
2033/34 | 194.75 | 22.25 | 3
2033/34 | 197.75 | 22.25 | 1
2033/34 | 198.75 | 22.25 | 1
2033/34 | 200.25 | 22.25 | 1
2033/34 | 200.75 | 22.25 | 1
2033/34 | 201.75 | 22.25 | 1
2033/34 | 210.25 | 22.25 | 1
2033/34 | 213.75 | 22.25 | 2
2033/34 | 215.75 | 22.25 | 1
2033/34 | 217.25 | 22.25 | 1
2033/34 | 219.25 | 22.25 | 1
2033/34 | 221.75 | 22.25 | 2
2033/34 | 228.25 | 22.25 | 1
2033/34 | 31.25 | 22.75 | 1
2033/34 | 31.75 | 22.75 | 1
2033/34 | 32.75 | 22.75 | 1
2033/34 | 34.25 | 22.75 | 2
2033/34 | 34.75 | 22.75 | 3
2033/34 | 35.25 | 22.75 | 4
2033/34 | 35.75 | 22.75 | 5
2033/34 | 36.25 | 22.75 | 3
2033/34 | 36.75 | 22.75 | 4
2033/34 | 37.25 | 22.75 | 10
2033/34 | 37.75 | 22.75 | 6
2033/34 | 38.25 | 22.75 | 8
2033/34 | 38.75 | 22.75 | 9
2033/34 | 39.25 | 22.75 | 11
2033/34 | 39.75 | 22.75 | 12
2033/34 | 40.25 | 22.75 | 19
2033/34 | 40.75 | 22.75 | 17
2033/34 | 41.25 | 22.75 | 17
2033/34 | 41.75 | 22.75 | 17
2033/34 | 42.25 | 22.75 | 16
2033/34 | 42.75 | 22.75 | 18
2033/34 | 43.25 | 22.75 | 21
2033/34 | 43.75 | 22.75 | 32
2033/34 | 44.25 | 22.75 | 13
2033/34 | 44.75 | 22.75 | 33
2033/34 | 45.25 | 22.75 | 30
2033/34 | 45.75 | 22.75 | 32
2033/34 | 46.25 | 22.75 | 39
2033/34 | 46.75 | 22.75 | 24
2033/34 | 47.25 | 22.75 | 30
2033/34 | 47.75 | 22.75 | 31
2033/34 | 48.25 | 22.75 | 48
2033/34 | 48.75 | 22.75 | 35
2033/34 | 49.25 | 22.75 | 42
2033/34 | 49.75 | 22.75 | 41
2033/34 | 50.25 | 22.75 | 44
2033/34 | 50.75 | 22.75 | 40
2033/34 | 51.25 | 22.75 | 40
2033/34 | 51.75 | 22.75 | 52
2033/34 | 52.25 | 22.75 | 48
2033/34 | 52.75 | 22.75 | 38
2033/34 | 53.25 | 22.75 | 46
2033/34 | 53.75 | 22.75 | 58
2033/34 | 54.25 | 22.75 | 53
2033/34 | 54.75 | 22.75 | 45
2033/34 | 55.25 | 22.75 | 63
2033/34 | 55.75 | 22.75 | 64
2033/34 | 56.25 | 22.75 | 60
2033/34 | 56.75 | 22.75 | 67
2033/34 | 57.25 | 22.75 | 75
2033/34 | 57.75 | 22.75 | 83
2033/34 | 58.25 | 22.75 | 58
2033/34 | 58.75 | 22.75 | 61
2033/34 | 59.25 | 22.75 | 80
2033/34 | 59.75 | 22.75 | 71
2033/34 | 60.25 | 22.75 | 80
2033/34 | 60.75 | 22.75 | 85
2033/34 | 61.25 | 22.75 | 83
2033/34 | 61.75 | 22.75 | 78
2033/34 | 62.25 | 22.75 | 83
2033/34 | 62.75 | 22.75 | 79
2033/34 | 63.25 | 22.75 | 73
2033/34 | 63.75 | 22.75 | 81
2033/34 | 64.25 | 22.75 | 67
2033/34 | 64.75 | 22.75 | 78
2033/34 | 65.25 | 22.75 | 74
2033/34 | 65.75 | 22.75 | 87
2033/34 | 66.25 | 22.75 | 87
2033/34 | 66.75 | 22.75 | 58
2033/34 | 67.25 | 22.75 | 81
2033/34 | 67.75 | 22.75 | 97
2033/34 | 68.25 | 22.75 | 81
2033/34 | 68.75 | 22.75 | 85
2033/34 | 69.25 | 22.75 | 78
2033/34 | 69.75 | 22.75 | 95
2033/34 | 70.25 | 22.75 | 86
2033/34 | 70.75 | 22.75 | 65
2033/34 | 71.25 | 22.75 | 81
2033/34 | 71.75 | 22.75 | 72
2033/34 | 72.25 | 22.75 | 78
2033/34 | 72.75 | 22.75 | 62
2033/34 | 73.25 | 22.75 | 87
2033/34 | 73.75 | 22.75 | 86
2033/34 | 74.25 | 22.75 | 90
2033/34 | 74.75 | 22.75 | 87
2033/34 | 75.25 | 22.75 | 80
2033/34 | 75.75 | 22.75 | 83
2033/34 | 76.25 | 22.75 | 64
2033/34 | 76.75 | 22.75 | 76
2033/34 | 77.25 | 22.75 | 84
2033/34 | 77.75 | 22.75 | 77
2033/34 | 78.25 | 22.75 | 88
2033/34 | 78.75 | 22.75 | 68
2033/34 | 79.25 | 22.75 | 71
2033/34 | 79.75 | 22.75 | 110
2033/34 | 80.25 | 22.75 | 73
2033/34 | 80.75 | 22.75 | 91
2033/34 | 81.25 | 22.75 | 65
2033/34 | 81.75 | 22.75 | 85
2033/34 | 82.25 | 22.75 | 71
2033/34 | 82.75 | 22.75 | 79
2033/34 | 83.25 | 22.75 | 75
2033/34 | 83.75 | 22.75 | 72
2033/34 | 84.25 | 22.75 | 84
2033/34 | 84.75 | 22.75 | 79
2033/34 | 85.25 | 22.75 | 62
2033/34 | 85.75 | 22.75 | 72
2033/34 | 86.25 | 22.75 | 74
2033/34 | 86.75 | 22.75 | 75
2033/34 | 87.25 | 22.75 | 80
2033/34 | 87.75 | 22.75 | 61
2033/34 | 88.25 | 22.75 | 66
2033/34 | 88.75 | 22.75 | 65
2033/34 | 89.25 | 22.75 | 79
2033/34 | 89.75 | 22.75 | 72
2033/34 | 90.25 | 22.75 | 57
2033/34 | 90.75 | 22.75 | 58
2033/34 | 91.25 | 22.75 | 69
2033/34 | 91.75 | 22.75 | 73
2033/34 | 92.25 | 22.75 | 69
2033/34 | 92.75 | 22.75 | 80
2033/34 | 93.25 | 22.75 | 68
2033/34 | 93.75 | 22.75 | 58
2033/34 | 94.25 | 22.75 | 66
2033/34 | 94.75 | 22.75 | 62
2033/34 | 95.25 | 22.75 | 64
2033/34 | 95.75 | 22.75 | 66
2033/34 | 96.25 | 22.75 | 65
2033/34 | 96.75 | 22.75 | 54
2033/34 | 97.25 | 22.75 | 60
2033/34 | 97.75 | 22.75 | 61
2033/34 | 98.25 | 22.75 | 58
2033/34 | 98.75 | 22.75 | 68
2033/34 | 99.25 | 22.75 | 54
2033/34 | 99.75 | 22.75 | 54
2033/34 | 100.25 | 22.75 | 61
2033/34 | 100.75 | 22.75 | 57
2033/34 | 101.25 | 22.75 | 52
2033/34 | 101.75 | 22.75 | 61
2033/34 | 102.25 | 22.75 | 58
2033/34 | 102.75 | 22.75 | 58
2033/34 | 103.25 | 22.75 | 51
2033/34 | 103.75 | 22.75 | 54
2033/34 | 104.25 | 22.75 | 53
2033/34 | 104.75 | 22.75 | 50
2033/34 | 105.25 | 22.75 | 52
2033/34 | 105.75 | 22.75 | 61
2033/34 | 106.25 | 22.75 | 35
2033/34 | 106.75 | 22.75 | 46
2033/34 | 107.25 | 22.75 | 42
2033/34 | 107.75 | 22.75 | 48
2033/34 | 108.25 | 22.75 | 35
2033/34 | 108.75 | 22.75 | 44
2033/34 | 109.25 | 22.75 | 45
2033/34 | 109.75 | 22.75 | 33
2033/34 | 110.25 | 22.75 | 39
2033/34 | 110.75 | 22.75 | 42
2033/34 | 111.25 | 22.75 | 39
2033/34 | 111.75 | 22.75 | 40
2033/34 | 112.25 | 22.75 | 46
2033/34 | 112.75 | 22.75 | 40
2033/34 | 113.25 | 22.75 | 42
2033/34 | 113.75 | 22.75 | 31
2033/34 | 114.25 | 22.75 | 43
2033/34 | 114.75 | 22.75 | 28
2033/34 | 115.25 | 22.75 | 35
2033/34 | 115.75 | 22.75 | 35
2033/34 | 116.25 | 22.75 | 44
2033/34 | 116.75 | 22.75 | 28
2033/34 | 117.25 | 22.75 | 27
2033/34 | 117.75 | 22.75 | 39
2033/34 | 118.25 | 22.75 | 27
2033/34 | 118.75 | 22.75 | 23
2033/34 | 119.25 | 22.75 | 22
2033/34 | 119.75 | 22.75 | 20
2033/34 | 120.25 | 22.75 | 22
2033/34 | 120.75 | 22.75 | 32
2033/34 | 121.25 | 22.75 | 17
2033/34 | 121.75 | 22.75 | 20
2033/34 | 122.25 | 22.75 | 26
2033/34 | 122.75 | 22.75 | 25
2033/34 | 123.25 | 22.75 | 18
2033/34 | 123.75 | 22.75 | 19
2033/34 | 124.25 | 22.75 | 25
2033/34 | 124.75 | 22.75 | 23
2033/34 | 125.25 | 22.75 | 30
2033/34 | 125.75 | 22.75 | 10
2033/34 | 126.25 | 22.75 | 15
2033/34 | 126.75 | 22.75 | 25
2033/34 | 127.25 | 22.75 | 22
2033/34 | 127.75 | 22.75 | 23
2033/34 | 128.25 | 22.75 | 20
2033/34 | 128.75 | 22.75 | 21
2033/34 | 129.25 | 22.75 | 22
2033/34 | 129.75 | 22.75 | 16
2033/34 | 130.25 | 22.75 | 18
2033/34 | 130.75 | 22.75 | 17
2033/34 | 131.25 | 22.75 | 21
2033/34 | 131.75 | 22.75 | 23
2033/34 | 132.25 | 22.75 | 16
2033/34 | 132.75 | 22.75 | 22
2033/34 | 133.25 | 22.75 | 17
2033/34 | 133.75 | 22.75 | 15
2033/34 | 134.25 | 22.75 | 21
2033/34 | 134.75 | 22.75 | 14
2033/34 | 135.25 | 22.75 | 24
2033/34 | 135.75 | 22.75 | 18
2033/34 | 136.25 | 22.75 | 11
2033/34 | 136.75 | 22.75 | 11
2033/34 | 137.25 | 22.75 | 15
2033/34 | 137.75 | 22.75 | 7
2033/34 | 138.25 | 22.75 | 11
2033/34 | 138.75 | 22.75 | 8
2033/34 | 139.25 | 22.75 | 6
2033/34 | 139.75 | 22.75 | 11
2033/34 | 140.25 | 22.75 | 6
2033/34 | 140.75 | 22.75 | 8
2033/34 | 141.25 | 22.75 | 18
2033/34 | 141.75 | 22.75 | 7
2033/34 | 142.25 | 22.75 | 14
2033/34 | 142.75 | 22.75 | 10
2033/34 | 143.25 | 22.75 | 11
2033/34 | 143.75 | 22.75 | 7
2033/34 | 144.25 | 22.75 | 9
2033/34 | 144.75 | 22.75 | 12
2033/34 | 145.25 | 22.75 | 10
2033/34 | 145.75 | 22.75 | 13
2033/34 | 146.25 | 22.75 | 7
2033/34 | 146.75 | 22.75 | 4
2033/34 | 147.25 | 22.75 | 11
2033/34 | 147.75 | 22.75 | 10
2033/34 | 148.25 | 22.75 | 7
2033/34 | 148.75 | 22.75 | 3
2033/34 | 149.25 | 22.75 | 8
2033/34 | 149.75 | 22.75 | 11
2033/34 | 150.25 | 22.75 | 10
2033/34 | 150.75 | 22.75 | 10
2033/34 | 151.25 | 22.75 | 9
2033/34 | 151.75 | 22.75 | 4
2033/34 | 152.25 | 22.75 | 8
2033/34 | 152.75 | 22.75 | 5
2033/34 | 153.25 | 22.75 | 9
2033/34 | 153.75 | 22.75 | 5
2033/34 | 154.25 | 22.75 | 6
2033/34 | 154.75 | 22.75 | 5
2033/34 | 155.25 | 22.75 | 8
2033/34 | 155.75 | 22.75 | 5
2033/34 | 156.25 | 22.75 | 5
2033/34 | 156.75 | 22.75 | 4
2033/34 | 157.25 | 22.75 | 8
2033/34 | 157.75 | 22.75 | 7
2033/34 | 158.25 | 22.75 | 3
2033/34 | 158.75 | 22.75 | 2
2033/34 | 159.25 | 22.75 | 6
2033/34 | 159.75 | 22.75 | 2
2033/34 | 160.25 | 22.75 | 9
2033/34 | 160.75 | 22.75 | 2
2033/34 | 161.25 | 22.75 | 3
2033/34 | 161.75 | 22.75 | 7
2033/34 | 162.25 | 22.75 | 5
2033/34 | 162.75 | 22.75 | 1
2033/34 | 163.25 | 22.75 | 2
2033/34 | 163.75 | 22.75 | 1
2033/34 | 164.25 | 22.75 | 1
2033/34 | 164.75 | 22.75 | 2
2033/34 | 165.25 | 22.75 | 2
2033/34 | 165.75 | 22.75 | 5
2033/34 | 166.25 | 22.75 | 2
2033/34 | 166.75 | 22.75 | 4
2033/34 | 167.25 | 22.75 | 5
2033/34 | 167.75 | 22.75 | 4
2033/34 | 168.25 | 22.75 | 5
2033/34 | 168.75 | 22.75 | 6
2033/34 | 169.25 | 22.75 | 2
2033/34 | 169.75 | 22.75 | 4
2033/34 | 170.25 | 22.75 | 4
2033/34 | 170.75 | 22.75 | 1
2033/34 | 171.25 | 22.75 | 1
2033/34 | 171.75 | 22.75 | 4
2033/34 | 172.25 | 22.75 | 3
2033/34 | 172.75 | 22.75 | 4
2033/34 | 173.25 | 22.75 | 5
2033/34 | 173.75 | 22.75 | 4
2033/34 | 174.75 | 22.75 | 2
2033/34 | 175.25 | 22.75 | 2
2033/34 | 175.75 | 22.75 | 1
2033/34 | 176.25 | 22.75 | 3
2033/34 | 176.75 | 22.75 | 2
2033/34 | 177.25 | 22.75 | 1
2033/34 | 177.75 | 22.75 | 2
2033/34 | 178.25 | 22.75 | 2
2033/34 | 178.75 | 22.75 | 1
2033/34 | 179.25 | 22.75 | 1
2033/34 | 179.75 | 22.75 | 5
2033/34 | 180.25 | 22.75 | 3
2033/34 | 181.25 | 22.75 | 1
2033/34 | 182.25 | 22.75 | 4
2033/34 | 183.25 | 22.75 | 3
2033/34 | 183.75 | 22.75 | 2
2033/34 | 184.25 | 22.75 | 1
2033/34 | 184.75 | 22.75 | 1
2033/34 | 185.25 | 22.75 | 1
2033/34 | 185.75 | 22.75 | 1
2033/34 | 186.25 | 22.75 | 2
2033/34 | 186.75 | 22.75 | 2
2033/34 | 187.25 | 22.75 | 2
2033/34 | 187.75 | 22.75 | 1
2033/34 | 188.25 | 22.75 | 1
2033/34 | 188.75 | 22.75 | 1
2033/34 | 189.25 | 22.75 | 1
2033/34 | 189.75 | 22.75 | 2
2033/34 | 190.25 | 22.75 | 1
2033/34 | 190.75 | 22.75 | 3
2033/34 | 191.25 | 22.75 | 1
2033/34 | 193.25 | 22.75 | 3
2033/34 | 193.75 | 22.75 | 2
2033/34 | 194.25 | 22.75 | 1
2033/34 | 194.75 | 22.75 | 2
2033/34 | 195.75 | 22.75 | 2
2033/34 | 196.25 | 22.75 | 2
2033/34 | 197.25 | 22.75 | 1
2033/34 | 198.75 | 22.75 | 2
2033/34 | 199.25 | 22.75 | 2
2033/34 | 200.25 | 22.75 | 2
2033/34 | 201.75 | 22.75 | 1
2033/34 | 202.75 | 22.75 | 1
2033/34 | 204.75 | 22.75 | 1
2033/34 | 205.75 | 22.75 | 1
2033/34 | 206.25 | 22.75 | 1
2033/34 | 207.75 | 22.75 | 3
2033/34 | 210.75 | 22.75 | 1
2033/34 | 212.25 | 22.75 | 1
2033/34 | 213.75 | 22.75 | 1
2033/34 | 214.75 | 22.75 | 1
2033/34 | 221.25 | 22.75 | 1
2033/34 | 221.75 | 22.75 | 1
2033/34 | 227.75 | 22.75 | 1
2033/34 | 237.25 | 22.75 | 1
2033/34 | 28.25 | 23.25 | 1
2033/34 | 31.75 | 23.25 | 1
2033/34 | 32.25 | 23.25 | 2
2033/34 | 32.75 | 23.25 | 1
2033/34 | 33.25 | 23.25 | 1
2033/34 | 34.25 | 23.25 | 2
2033/34 | 34.75 | 23.25 | 3
2033/34 | 35.25 | 23.25 | 3
2033/34 | 35.75 | 23.25 | 4
2033/34 | 36.25 | 23.25 | 6
2033/34 | 36.75 | 23.25 | 5
2033/34 | 37.25 | 23.25 | 3
2033/34 | 37.75 | 23.25 | 3
2033/34 | 38.25 | 23.25 | 9
2033/34 | 38.75 | 23.25 | 2
2033/34 | 39.25 | 23.25 | 8
2033/34 | 39.75 | 23.25 | 15
2033/34 | 40.25 | 23.25 | 8
2033/34 | 40.75 | 23.25 | 11
2033/34 | 41.25 | 23.25 | 15
2033/34 | 41.75 | 23.25 | 16
2033/34 | 42.25 | 23.25 | 11
2033/34 | 42.75 | 23.25 | 21
2033/34 | 43.25 | 23.25 | 19
2033/34 | 43.75 | 23.25 | 18
2033/34 | 44.25 | 23.25 | 29
2033/34 | 44.75 | 23.25 | 29
2033/34 | 45.25 | 23.25 | 22
2033/34 | 45.75 | 23.25 | 31
2033/34 | 46.25 | 23.25 | 37
2033/34 | 46.75 | 23.25 | 35
2033/34 | 47.25 | 23.25 | 31
2033/34 | 47.75 | 23.25 | 32
2033/34 | 48.25 | 23.25 | 40
2033/34 | 48.75 | 23.25 | 39
2033/34 | 49.25 | 23.25 | 41
2033/34 | 49.75 | 23.25 | 33
2033/34 | 50.25 | 23.25 | 54
2033/34 | 50.75 | 23.25 | 46
2033/34 | 51.25 | 23.25 | 48
2033/34 | 51.75 | 23.25 | 56
2033/34 | 52.25 | 23.25 | 52
2033/34 | 52.75 | 23.25 | 46
2033/34 | 53.25 | 23.25 | 44
2033/34 | 53.75 | 23.25 | 64
2033/34 | 54.25 | 23.25 | 65
2033/34 | 54.75 | 23.25 | 50
2033/34 | 55.25 | 23.25 | 69
2033/34 | 55.75 | 23.25 | 63
2033/34 | 56.25 | 23.25 | 73
2033/34 | 56.75 | 23.25 | 64
2033/34 | 57.25 | 23.25 | 68
2033/34 | 57.75 | 23.25 | 70
2033/34 | 58.25 | 23.25 | 68
2033/34 | 58.75 | 23.25 | 66
2033/34 | 59.25 | 23.25 | 67
2033/34 | 59.75 | 23.25 | 86
2033/34 | 60.25 | 23.25 | 85
2033/34 | 60.75 | 23.25 | 65
2033/34 | 61.25 | 23.25 | 62
2033/34 | 61.75 | 23.25 | 81
2033/34 | 62.25 | 23.25 | 90
2033/34 | 62.75 | 23.25 | 77
2033/34 | 63.25 | 23.25 | 91
2033/34 | 63.75 | 23.25 | 93
2033/34 | 64.25 | 23.25 | 92
2033/34 | 64.75 | 23.25 | 75
2033/34 | 65.25 | 23.25 | 73
2033/34 | 65.75 | 23.25 | 81
2033/34 | 66.25 | 23.25 | 88
2033/34 | 66.75 | 23.25 | 99
2033/34 | 67.25 | 23.25 | 90
2033/34 | 67.75 | 23.25 | 95
2033/34 | 68.25 | 23.25 | 93
2033/34 | 68.75 | 23.25 | 86
2033/34 | 69.25 | 23.25 | 97
2033/34 | 69.75 | 23.25 | 99
2033/34 | 70.25 | 23.25 | 91
2033/34 | 70.75 | 23.25 | 76
2033/34 | 71.25 | 23.25 | 73
2033/34 | 71.75 | 23.25 | 89
2033/34 | 72.25 | 23.25 | 81
2033/34 | 72.75 | 23.25 | 77
2033/34 | 73.25 | 23.25 | 75
2033/34 | 73.75 | 23.25 | 80
2033/34 | 74.25 | 23.25 | 97
2033/34 | 74.75 | 23.25 | 81
2033/34 | 75.25 | 23.25 | 84
2033/34 | 75.75 | 23.25 | 75
2033/34 | 76.25 | 23.25 | 69
2033/34 | 76.75 | 23.25 | 85
2033/34 | 77.25 | 23.25 | 86
2033/34 | 77.75 | 23.25 | 78
2033/34 | 78.25 | 23.25 | 86
2033/34 | 78.75 | 23.25 | 87
2033/34 | 79.25 | 23.25 | 87
2033/34 | 79.75 | 23.25 | 86
2033/34 | 80.25 | 23.25 | 84
2033/34 | 80.75 | 23.25 | 93
2033/34 | 81.25 | 23.25 | 85
2033/34 | 81.75 | 23.25 | 87
2033/34 | 82.25 | 23.25 | 73
2033/34 | 82.75 | 23.25 | 74
2033/34 | 83.25 | 23.25 | 85
2033/34 | 83.75 | 23.25 | 65
2033/34 | 84.25 | 23.25 | 87
2033/34 | 84.75 | 23.25 | 96
2033/34 | 85.25 | 23.25 | 73
2033/34 | 85.75 | 23.25 | 82
2033/34 | 86.25 | 23.25 | 61
2033/34 | 86.75 | 23.25 | 75
2033/34 | 87.25 | 23.25 | 66
2033/34 | 87.75 | 23.25 | 84
2033/34 | 88.25 | 23.25 | 73
2033/34 | 88.75 | 23.25 | 72
2033/34 | 89.25 | 23.25 | 67
2033/34 | 89.75 | 23.25 | 79
2033/34 | 90.25 | 23.25 | 87
2033/34 | 90.75 | 23.25 | 58
2033/34 | 91.25 | 23.25 | 78
2033/34 | 91.75 | 23.25 | 69
2033/34 | 92.25 | 23.25 | 65
2033/34 | 92.75 | 23.25 | 67
2033/34 | 93.25 | 23.25 | 84
2033/34 | 93.75 | 23.25 | 66
2033/34 | 94.25 | 23.25 | 65
2033/34 | 94.75 | 23.25 | 69
2033/34 | 95.25 | 23.25 | 61
2033/34 | 95.75 | 23.25 | 76
2033/34 | 96.25 | 23.25 | 62
2033/34 | 96.75 | 23.25 | 65
2033/34 | 97.25 | 23.25 | 53
2033/34 | 97.75 | 23.25 | 55
2033/34 | 98.25 | 23.25 | 53
2033/34 | 98.75 | 23.25 | 42
2033/34 | 99.25 | 23.25 | 51
2033/34 | 99.75 | 23.25 | 63
2033/34 | 100.25 | 23.25 | 53
2033/34 | 100.75 | 23.25 | 65
2033/34 | 101.25 | 23.25 | 57
2033/34 | 101.75 | 23.25 | 72
2033/34 | 102.25 | 23.25 | 42
2033/34 | 102.75 | 23.25 | 52
2033/34 | 103.25 | 23.25 | 51
2033/34 | 103.75 | 23.25 | 54
2033/34 | 104.25 | 23.25 | 56
2033/34 | 104.75 | 23.25 | 48
2033/34 | 105.25 | 23.25 | 43
2033/34 | 105.75 | 23.25 | 50
2033/34 | 106.25 | 23.25 | 42
2033/34 | 106.75 | 23.25 | 43
2033/34 | 107.25 | 23.25 | 58
2033/34 | 107.75 | 23.25 | 45
2033/34 | 108.25 | 23.25 | 50
2033/34 | 108.75 | 23.25 | 44
2033/34 | 109.25 | 23.25 | 34
2033/34 | 109.75 | 23.25 | 42
2033/34 | 110.25 | 23.25 | 44
2033/34 | 110.75 | 23.25 | 39
2033/34 | 111.25 | 23.25 | 35
2033/34 | 111.75 | 23.25 | 38
2033/34 | 112.25 | 23.25 | 34
2033/34 | 112.75 | 23.25 | 38
2033/34 | 113.25 | 23.25 | 39
2033/34 | 113.75 | 23.25 | 34
2033/34 | 114.25 | 23.25 | 39
2033/34 | 114.75 | 23.25 | 45
2033/34 | 115.25 | 23.25 | 46
2033/34 | 115.75 | 23.25 | 36
2033/34 | 116.25 | 23.25 | 23
2033/34 | 116.75 | 23.25 | 30
2033/34 | 117.25 | 23.25 | 24
2033/34 | 117.75 | 23.25 | 40
2033/34 | 118.25 | 23.25 | 24
2033/34 | 118.75 | 23.25 | 24
2033/34 | 119.25 | 23.25 | 18
2033/34 | 119.75 | 23.25 | 38
2033/34 | 120.25 | 23.25 | 32
2033/34 | 120.75 | 23.25 | 27
2033/34 | 121.25 | 23.25 | 24
2033/34 | 121.75 | 23.25 | 22
2033/34 | 122.25 | 23.25 | 29
2033/34 | 122.75 | 23.25 | 40
2033/34 | 123.25 | 23.25 | 25
2033/34 | 123.75 | 23.25 | 15
2033/34 | 124.25 | 23.25 | 26
2033/34 | 124.75 | 23.25 | 19
2033/34 | 125.25 | 23.25 | 21
2033/34 | 125.75 | 23.25 | 15
2033/34 | 126.25 | 23.25 | 20
2033/34 | 126.75 | 23.25 | 21
2033/34 | 127.25 | 23.25 | 24
2033/34 | 127.75 | 23.25 | 25
2033/34 | 128.25 | 23.25 | 20
2033/34 | 128.75 | 23.25 | 21
2033/34 | 129.25 | 23.25 | 23
2033/34 | 129.75 | 23.25 | 31
2033/34 | 130.25 | 23.25 | 17
2033/34 | 130.75 | 23.25 | 19
2033/34 | 131.25 | 23.25 | 13
2033/34 | 131.75 | 23.25 | 21
2033/34 | 132.25 | 23.25 | 18
2033/34 | 132.75 | 23.25 | 27
2033/34 | 133.25 | 23.25 | 17
2033/34 | 133.75 | 23.25 | 19
2033/34 | 134.25 | 23.25 | 17
2033/34 | 134.75 | 23.25 | 17
2033/34 | 135.25 | 23.25 | 20
2033/34 | 135.75 | 23.25 | 15
2033/34 | 136.25 | 23.25 | 19
2033/34 | 136.75 | 23.25 | 18
2033/34 | 137.25 | 23.25 | 17
2033/34 | 137.75 | 23.25 | 17
2033/34 | 138.25 | 23.25 | 16
2033/34 | 138.75 | 23.25 | 12
2033/34 | 139.25 | 23.25 | 10
2033/34 | 139.75 | 23.25 | 19
2033/34 | 140.25 | 23.25 | 18
2033/34 | 140.75 | 23.25 | 11
2033/34 | 141.25 | 23.25 | 10
2033/34 | 141.75 | 23.25 | 16
2033/34 | 142.25 | 23.25 | 14
2033/34 | 142.75 | 23.25 | 10
2033/34 | 143.25 | 23.25 | 10
2033/34 | 143.75 | 23.25 | 10
2033/34 | 144.25 | 23.25 | 8
2033/34 | 144.75 | 23.25 | 21
2033/34 | 145.25 | 23.25 | 11
2033/34 | 145.75 | 23.25 | 12
2033/34 | 146.25 | 23.25 | 6
2033/34 | 146.75 | 23.25 | 13
2033/34 | 147.25 | 23.25 | 9
2033/34 | 147.75 | 23.25 | 6
2033/34 | 148.25 | 23.25 | 5
2033/34 | 148.75 | 23.25 | 11
2033/34 | 149.25 | 23.25 | 11
2033/34 | 149.75 | 23.25 | 10
2033/34 | 150.25 | 23.25 | 12
2033/34 | 150.75 | 23.25 | 9
2033/34 | 151.25 | 23.25 | 7
2033/34 | 151.75 | 23.25 | 10
2033/34 | 152.25 | 23.25 | 8
2033/34 | 152.75 | 23.25 | 8
2033/34 | 153.25 | 23.25 | 8
2033/34 | 153.75 | 23.25 | 8
2033/34 | 154.25 | 23.25 | 7
2033/34 | 154.75 | 23.25 | 3
2033/34 | 155.25 | 23.25 | 2
2033/34 | 155.75 | 23.25 | 7
2033/34 | 156.25 | 23.25 | 6
2033/34 | 156.75 | 23.25 | 4
2033/34 | 157.25 | 23.25 | 5
2033/34 | 157.75 | 23.25 | 8
2033/34 | 158.25 | 23.25 | 7
2033/34 | 158.75 | 23.25 | 3
2033/34 | 159.25 | 23.25 | 7
2033/34 | 159.75 | 23.25 | 9
2033/34 | 160.25 | 23.25 | 10
2033/34 | 160.75 | 23.25 | 10
2033/34 | 161.25 | 23.25 | 5
2033/34 | 161.75 | 23.25 | 5
2033/34 | 162.25 | 23.25 | 3
2033/34 | 162.75 | 23.25 | 7
2033/34 | 163.25 | 23.25 | 2
2033/34 | 163.75 | 23.25 | 9
2033/34 | 164.25 | 23.25 | 4
2033/34 | 164.75 | 23.25 | 2
2033/34 | 165.25 | 23.25 | 1
2033/34 | 165.75 | 23.25 | 6
2033/34 | 166.25 | 23.25 | 1
2033/34 | 166.75 | 23.25 | 4
2033/34 | 167.25 | 23.25 | 7
2033/34 | 167.75 | 23.25 | 4
2033/34 | 168.25 | 23.25 | 1
2033/34 | 168.75 | 23.25 | 2
2033/34 | 169.25 | 23.25 | 5
2033/34 | 169.75 | 23.25 | 4
2033/34 | 170.25 | 23.25 | 4
2033/34 | 170.75 | 23.25 | 3
2033/34 | 171.25 | 23.25 | 3
2033/34 | 171.75 | 23.25 | 6
2033/34 | 172.25 | 23.25 | 1
2033/34 | 172.75 | 23.25 | 6
2033/34 | 173.25 | 23.25 | 6
2033/34 | 173.75 | 23.25 | 2
2033/34 | 174.25 | 23.25 | 3
2033/34 | 174.75 | 23.25 | 3
2033/34 | 175.25 | 23.25 | 3
2033/34 | 175.75 | 23.25 | 1
2033/34 | 176.25 | 23.25 | 6
2033/34 | 176.75 | 23.25 | 2
2033/34 | 177.25 | 23.25 | 2
2033/34 | 177.75 | 23.25 | 5
2033/34 | 178.25 | 23.25 | 4
2033/34 | 178.75 | 23.25 | 2
2033/34 | 179.25 | 23.25 | 1
2033/34 | 181.25 | 23.25 | 2
2033/34 | 181.75 | 23.25 | 2
2033/34 | 182.25 | 23.25 | 1
2033/34 | 182.75 | 23.25 | 2
2033/34 | 183.25 | 23.25 | 1
2033/34 | 183.75 | 23.25 | 2
2033/34 | 184.25 | 23.25 | 1
2033/34 | 184.75 | 23.25 | 2
2033/34 | 185.25 | 23.25 | 1
2033/34 | 185.75 | 23.25 | 1
2033/34 | 186.75 | 23.25 | 1
2033/34 | 187.25 | 23.25 | 3
2033/34 | 187.75 | 23.25 | 2
2033/34 | 188.25 | 23.25 | 1
2033/34 | 188.75 | 23.25 | 2
2033/34 | 189.75 | 23.25 | 2
2033/34 | 190.25 | 23.25 | 2
2033/34 | 191.25 | 23.25 | 1
2033/34 | 191.75 | 23.25 | 1
2033/34 | 192.75 | 23.25 | 2
2033/34 | 194.25 | 23.25 | 1
2033/34 | 195.25 | 23.25 | 1
2033/34 | 195.75 | 23.25 | 4
2033/34 | 196.25 | 23.25 | 1
2033/34 | 197.25 | 23.25 | 1
2033/34 | 197.75 | 23.25 | 1
2033/34 | 198.25 | 23.25 | 1
2033/34 | 199.75 | 23.25 | 1
2033/34 | 200.25 | 23.25 | 1
2033/34 | 201.25 | 23.25 | 1
2033/34 | 201.75 | 23.25 | 2
2033/34 | 202.25 | 23.25 | 1
2033/34 | 202.75 | 23.25 | 1
2033/34 | 206.25 | 23.25 | 1
2033/34 | 208.75 | 23.25 | 2
2033/34 | 209.25 | 23.25 | 1
2033/34 | 210.75 | 23.25 | 1
2033/34 | 217.25 | 23.25 | 1
2033/34 | 217.75 | 23.25 | 1
2033/34 | 218.25 | 23.25 | 1
2033/34 | 219.25 | 23.25 | 2
2033/34 | 225.25 | 23.25 | 1
2033/34 | 228.75 | 23.25 | 1
2033/34 | 28.25 | 23.75 | 3
2033/34 | 28.75 | 23.75 | 4
2033/34 | 29.75 | 23.75 | 1
2033/34 | 30.25 | 23.75 | 2
2033/34 | 30.75 | 23.75 | 2
2033/34 | 31.25 | 23.75 | 1
2033/34 | 32.75 | 23.75 | 2
2033/34 | 33.25 | 23.75 | 2
2033/34 | 34.25 | 23.75 | 1
2033/34 | 35.75 | 23.75 | 1
2033/34 | 36.25 | 23.75 | 3
2033/34 | 36.75 | 23.75 | 3
2033/34 | 37.25 | 23.75 | 5
2033/34 | 37.75 | 23.75 | 3
2033/34 | 38.25 | 23.75 | 6
2033/34 | 38.75 | 23.75 | 5
2033/34 | 39.25 | 23.75 | 3
2033/34 | 39.75 | 23.75 | 10
2033/34 | 40.25 | 23.75 | 9
2033/34 | 40.75 | 23.75 | 20
2033/34 | 41.25 | 23.75 | 13
2033/34 | 41.75 | 23.75 | 18
2033/34 | 42.25 | 23.75 | 16
2033/34 | 42.75 | 23.75 | 17
2033/34 | 43.25 | 23.75 | 19
2033/34 | 43.75 | 23.75 | 27
2033/34 | 44.25 | 23.75 | 19
2033/34 | 44.75 | 23.75 | 22
2033/34 | 45.25 | 23.75 | 25
2033/34 | 45.75 | 23.75 | 19
2033/34 | 46.25 | 23.75 | 21
2033/34 | 46.75 | 23.75 | 23
2033/34 | 47.25 | 23.75 | 40
2033/34 | 47.75 | 23.75 | 36
2033/34 | 48.25 | 23.75 | 49
2033/34 | 48.75 | 23.75 | 37
2033/34 | 49.25 | 23.75 | 37
2033/34 | 49.75 | 23.75 | 41
2033/34 | 50.25 | 23.75 | 39
2033/34 | 50.75 | 23.75 | 56
2033/34 | 51.25 | 23.75 | 29
2033/34 | 51.75 | 23.75 | 47
2033/34 | 52.25 | 23.75 | 51
2033/34 | 52.75 | 23.75 | 36
2033/34 | 53.25 | 23.75 | 46
2033/34 | 53.75 | 23.75 | 46
2033/34 | 54.25 | 23.75 | 53
2033/34 | 54.75 | 23.75 | 64
2033/34 | 55.25 | 23.75 | 78
2033/34 | 55.75 | 23.75 | 60
2033/34 | 56.25 | 23.75 | 56
2033/34 | 56.75 | 23.75 | 57
2033/34 | 57.25 | 23.75 | 72
2033/34 | 57.75 | 23.75 | 43
2033/34 | 58.25 | 23.75 | 71
2033/34 | 58.75 | 23.75 | 66
2033/34 | 59.25 | 23.75 | 84
2033/34 | 59.75 | 23.75 | 73
2033/34 | 60.25 | 23.75 | 76
2033/34 | 60.75 | 23.75 | 81
2033/34 | 61.25 | 23.75 | 87
2033/34 | 61.75 | 23.75 | 83
2033/34 | 62.25 | 23.75 | 77
2033/34 | 62.75 | 23.75 | 88
2033/34 | 63.25 | 23.75 | 89
2033/34 | 63.75 | 23.75 | 76
2033/34 | 64.25 | 23.75 | 88
2033/34 | 64.75 | 23.75 | 107
2033/34 | 65.25 | 23.75 | 101
2033/34 | 65.75 | 23.75 | 92
2033/34 | 66.25 | 23.75 | 99
2033/34 | 66.75 | 23.75 | 79
2033/34 | 67.25 | 23.75 | 91
2033/34 | 67.75 | 23.75 | 78
2033/34 | 68.25 | 23.75 | 113
2033/34 | 68.75 | 23.75 | 102
2033/34 | 69.25 | 23.75 | 85
2033/34 | 69.75 | 23.75 | 109
2033/34 | 70.25 | 23.75 | 92
2033/34 | 70.75 | 23.75 | 94
2033/34 | 71.25 | 23.75 | 98
2033/34 | 71.75 | 23.75 | 98
2033/34 | 72.25 | 23.75 | 73
2033/34 | 72.75 | 23.75 | 84
2033/34 | 73.25 | 23.75 | 91
2033/34 | 73.75 | 23.75 | 99
2033/34 | 74.25 | 23.75 | 87
2033/34 | 74.75 | 23.75 | 95
2033/34 | 75.25 | 23.75 | 95
2033/34 | 75.75 | 23.75 | 83
2033/34 | 76.25 | 23.75 | 92
2033/34 | 76.75 | 23.75 | 93
2033/34 | 77.25 | 23.75 | 91
2033/34 | 77.75 | 23.75 | 68
2033/34 | 78.25 | 23.75 | 81
2033/34 | 78.75 | 23.75 | 88
2033/34 | 79.25 | 23.75 | 71
2033/34 | 79.75 | 23.75 | 75
2033/34 | 80.25 | 23.75 | 81
2033/34 | 80.75 | 23.75 | 101
2033/34 | 81.25 | 23.75 | 81
2033/34 | 81.75 | 23.75 | 84
2033/34 | 82.25 | 23.75 | 88
2033/34 | 82.75 | 23.75 | 77
2033/34 | 83.25 | 23.75 | 84
2033/34 | 83.75 | 23.75 | 96
2033/34 | 84.25 | 23.75 | 91
2033/34 | 84.75 | 23.75 | 83
2033/34 | 85.25 | 23.75 | 65
2033/34 | 85.75 | 23.75 | 77
2033/34 | 86.25 | 23.75 | 72
2033/34 | 86.75 | 23.75 | 82
2033/34 | 87.25 | 23.75 | 70
2033/34 | 87.75 | 23.75 | 87
2033/34 | 88.25 | 23.75 | 91
2033/34 | 88.75 | 23.75 | 66
2033/34 | 89.25 | 23.75 | 82
2033/34 | 89.75 | 23.75 | 85
2033/34 | 90.25 | 23.75 | 93
2033/34 | 90.75 | 23.75 | 83
2033/34 | 91.25 | 23.75 | 75
2033/34 | 91.75 | 23.75 | 64
2033/34 | 92.25 | 23.75 | 62
2033/34 | 92.75 | 23.75 | 66
2033/34 | 93.25 | 23.75 | 67
2033/34 | 93.75 | 23.75 | 77
2033/34 | 94.25 | 23.75 | 75
2033/34 | 94.75 | 23.75 | 63
2033/34 | 95.25 | 23.75 | 78
2033/34 | 95.75 | 23.75 | 83
2033/34 | 96.25 | 23.75 | 82
2033/34 | 96.75 | 23.75 | 45
2033/34 | 97.25 | 23.75 | 75
2033/34 | 97.75 | 23.75 | 57
2033/34 | 98.25 | 23.75 | 72
2033/34 | 98.75 | 23.75 | 66
2033/34 | 99.25 | 23.75 | 54
2033/34 | 99.75 | 23.75 | 46
2033/34 | 100.25 | 23.75 | 66
2033/34 | 100.75 | 23.75 | 52
2033/34 | 101.25 | 23.75 | 59
2033/34 | 101.75 | 23.75 | 65
2033/34 | 102.25 | 23.75 | 59
2033/34 | 102.75 | 23.75 | 62
2033/34 | 103.25 | 23.75 | 64
2033/34 | 103.75 | 23.75 | 54
2033/34 | 104.25 | 23.75 | 51
2033/34 | 104.75 | 23.75 | 64
2033/34 | 105.25 | 23.75 | 59
2033/34 | 105.75 | 23.75 | 63
2033/34 | 106.25 | 23.75 | 42
2033/34 | 106.75 | 23.75 | 54
2033/34 | 107.25 | 23.75 | 47
2033/34 | 107.75 | 23.75 | 58
2033/34 | 108.25 | 23.75 | 49
2033/34 | 108.75 | 23.75 | 44
2033/34 | 109.25 | 23.75 | 34
2033/34 | 109.75 | 23.75 | 37
2033/34 | 110.25 | 23.75 | 43
2033/34 | 110.75 | 23.75 | 51
2033/34 | 111.25 | 23.75 | 39
2033/34 | 111.75 | 23.75 | 41
2033/34 | 112.25 | 23.75 | 38
2033/34 | 112.75 | 23.75 | 26
2033/34 | 113.25 | 23.75 | 30
2033/34 | 113.75 | 23.75 | 28
2033/34 | 114.25 | 23.75 | 40
2033/34 | 114.75 | 23.75 | 43
2033/34 | 115.25 | 23.75 | 36
2033/34 | 115.75 | 23.75 | 29
2033/34 | 116.25 | 23.75 | 34
2033/34 | 116.75 | 23.75 | 42
2033/34 | 117.25 | 23.75 | 25
2033/34 | 117.75 | 23.75 | 32
2033/34 | 118.25 | 23.75 | 35
2033/34 | 118.75 | 23.75 | 32
2033/34 | 119.25 | 23.75 | 28
2033/34 | 119.75 | 23.75 | 38
2033/34 | 120.25 | 23.75 | 37
2033/34 | 120.75 | 23.75 | 18
2033/34 | 121.25 | 23.75 | 28
2033/34 | 121.75 | 23.75 | 26
2033/34 | 122.25 | 23.75 | 23
2033/34 | 122.75 | 23.75 | 31
2033/34 | 123.25 | 23.75 | 30
2033/34 | 123.75 | 23.75 | 29
2033/34 | 124.25 | 23.75 | 15
2033/34 | 124.75 | 23.75 | 29
2033/34 | 125.25 | 23.75 | 19
2033/34 | 125.75 | 23.75 | 27
2033/34 | 126.25 | 23.75 | 23
2033/34 | 126.75 | 23.75 | 18
2033/34 | 127.25 | 23.75 | 20
2033/34 | 127.75 | 23.75 | 19
2033/34 | 128.25 | 23.75 | 22
2033/34 | 128.75 | 23.75 | 27
2033/34 | 129.25 | 23.75 | 23
2033/34 | 129.75 | 23.75 | 20
2033/34 | 130.25 | 23.75 | 27
2033/34 | 130.75 | 23.75 | 18
2033/34 | 131.25 | 23.75 | 10
2033/34 | 131.75 | 23.75 | 20
2033/34 | 132.25 | 23.75 | 14
2033/34 | 132.75 | 23.75 | 20
2033/34 | 133.25 | 23.75 | 18
2033/34 | 133.75 | 23.75 | 19
2033/34 | 134.25 | 23.75 | 15
2033/34 | 134.75 | 23.75 | 18
2033/34 | 135.25 | 23.75 | 15
2033/34 | 135.75 | 23.75 | 15
2033/34 | 136.25 | 23.75 | 28
2033/34 | 136.75 | 23.75 | 15
2033/34 | 137.25 | 23.75 | 11
2033/34 | 137.75 | 23.75 | 20
2033/34 | 138.25 | 23.75 | 16
2033/34 | 138.75 | 23.75 | 8
2033/34 | 139.25 | 23.75 | 16
2033/34 | 139.75 | 23.75 | 13
2033/34 | 140.25 | 23.75 | 9
2033/34 | 140.75 | 23.75 | 15
2033/34 | 141.25 | 23.75 | 13
2033/34 | 141.75 | 23.75 | 8
2033/34 | 142.25 | 23.75 | 12
2033/34 | 142.75 | 23.75 | 15
2033/34 | 143.25 | 23.75 | 13
2033/34 | 143.75 | 23.75 | 13
2033/34 | 144.25 | 23.75 | 13
2033/34 | 144.75 | 23.75 | 10
2033/34 | 145.25 | 23.75 | 11
2033/34 | 145.75 | 23.75 | 16
2033/34 | 146.25 | 23.75 | 13
2033/34 | 146.75 | 23.75 | 15
2033/34 | 147.25 | 23.75 | 11
2033/34 | 147.75 | 23.75 | 9
2033/34 | 148.25 | 23.75 | 11
2033/34 | 148.75 | 23.75 | 14
2033/34 | 149.25 | 23.75 | 17
2033/34 | 149.75 | 23.75 | 9
2033/34 | 150.25 | 23.75 | 11
2033/34 | 150.75 | 23.75 | 7
2033/34 | 151.25 | 23.75 | 2
2033/34 | 151.75 | 23.75 | 7
2033/34 | 152.25 | 23.75 | 7
2033/34 | 152.75 | 23.75 | 8
2033/34 | 153.25 | 23.75 | 5
2033/34 | 153.75 | 23.75 | 10
2033/34 | 154.25 | 23.75 | 6
2033/34 | 154.75 | 23.75 | 9
2033/34 | 155.25 | 23.75 | 5
2033/34 | 155.75 | 23.75 | 6
2033/34 | 156.25 | 23.75 | 5
2033/34 | 156.75 | 23.75 | 9
2033/34 | 157.25 | 23.75 | 6
2033/34 | 157.75 | 23.75 | 10
2033/34 | 158.25 | 23.75 | 8
2033/34 | 158.75 | 23.75 | 7
2033/34 | 159.25 | 23.75 | 5
2033/34 | 159.75 | 23.75 | 4
2033/34 | 160.25 | 23.75 | 6
2033/34 | 160.75 | 23.75 | 8
2033/34 | 161.25 | 23.75 | 4
2033/34 | 161.75 | 23.75 | 8
2033/34 | 162.25 | 23.75 | 4
2033/34 | 162.75 | 23.75 | 1
2033/34 | 163.25 | 23.75 | 4
2033/34 | 163.75 | 23.75 | 7
2033/34 | 164.25 | 23.75 | 7
2033/34 | 164.75 | 23.75 | 5
2033/34 | 165.25 | 23.75 | 5
2033/34 | 165.75 | 23.75 | 4
2033/34 | 166.25 | 23.75 | 6
2033/34 | 166.75 | 23.75 | 3
2033/34 | 167.25 | 23.75 | 4
2033/34 | 167.75 | 23.75 | 5
2033/34 | 168.25 | 23.75 | 5
2033/34 | 168.75 | 23.75 | 3
2033/34 | 169.25 | 23.75 | 8
2033/34 | 169.75 | 23.75 | 2
2033/34 | 170.25 | 23.75 | 4
2033/34 | 170.75 | 23.75 | 4
2033/34 | 171.25 | 23.75 | 2
2033/34 | 171.75 | 23.75 | 4
2033/34 | 172.25 | 23.75 | 4
2033/34 | 172.75 | 23.75 | 7
2033/34 | 173.25 | 23.75 | 2
2033/34 | 173.75 | 23.75 | 2
2033/34 | 174.25 | 23.75 | 3
2033/34 | 174.75 | 23.75 | 2
2033/34 | 175.25 | 23.75 | 5
2033/34 | 175.75 | 23.75 | 5
2033/34 | 176.25 | 23.75 | 3
2033/34 | 176.75 | 23.75 | 5
2033/34 | 177.25 | 23.75 | 3
2033/34 | 177.75 | 23.75 | 2
2033/34 | 178.25 | 23.75 | 1
2033/34 | 178.75 | 23.75 | 2
2033/34 | 179.75 | 23.75 | 2
2033/34 | 180.25 | 23.75 | 3
2033/34 | 181.25 | 23.75 | 4
2033/34 | 181.75 | 23.75 | 3
2033/34 | 182.25 | 23.75 | 3
2033/34 | 182.75 | 23.75 | 3
2033/34 | 183.25 | 23.75 | 2
2033/34 | 183.75 | 23.75 | 4
2033/34 | 184.25 | 23.75 | 1
2033/34 | 184.75 | 23.75 | 1
2033/34 | 185.25 | 23.75 | 2
2033/34 | 186.25 | 23.75 | 1
2033/34 | 186.75 | 23.75 | 2
2033/34 | 187.25 | 23.75 | 2
2033/34 | 187.75 | 23.75 | 1
2033/34 | 188.25 | 23.75 | 1
2033/34 | 188.75 | 23.75 | 1
2033/34 | 189.25 | 23.75 | 2
2033/34 | 189.75 | 23.75 | 2
2033/34 | 190.25 | 23.75 | 5
2033/34 | 190.75 | 23.75 | 2
2033/34 | 191.25 | 23.75 | 4
2033/34 | 191.75 | 23.75 | 1
2033/34 | 192.25 | 23.75 | 1
2033/34 | 193.75 | 23.75 | 1
2033/34 | 194.75 | 23.75 | 1
2033/34 | 195.25 | 23.75 | 1
2033/34 | 195.75 | 23.75 | 1
2033/34 | 197.75 | 23.75 | 1
2033/34 | 198.25 | 23.75 | 3
2033/34 | 199.75 | 23.75 | 1
2033/34 | 200.25 | 23.75 | 1
2033/34 | 202.25 | 23.75 | 2
2033/34 | 203.25 | 23.75 | 1
2033/34 | 205.25 | 23.75 | 1
2033/34 | 209.25 | 23.75 | 1
2033/34 | 210.75 | 23.75 | 1
2033/34 | 212.25 | 23.75 | 1
2033/34 | 213.75 | 23.75 | 1
2033/34 | 214.25 | 23.75 | 1
2033/34 | 216.25 | 23.75 | 1
2033/34 | 217.75 | 23.75 | 1
2033/34 | 225.75 | 23.75 | 1
2033/34 | 227.75 | 23.75 | 1
2033/34 | 228.75 | 23.75 | 1
2033/34 | 230.75 | 23.75 | 1
2033/34 | 234.75 | 23.75 | 1
2033/34 | 28.75 | 24.25 | 2
2033/34 | 29.25 | 24.25 | 1
2033/34 | 30.25 | 24.25 | 1
2033/34 | 30.75 | 24.25 | 1
2033/34 | 31.75 | 24.25 | 1
2033/34 | 33.25 | 24.25 | 1
2033/34 | 33.75 | 24.25 | 2
2033/34 | 34.75 | 24.25 | 2
2033/34 | 35.75 | 24.25 | 4
2033/34 | 36.25 | 24.25 | 2
2033/34 | 36.75 | 24.25 | 2
2033/34 | 37.25 | 24.25 | 3
2033/34 | 37.75 | 24.25 | 5
2033/34 | 38.25 | 24.25 | 6
2033/34 | 38.75 | 24.25 | 2
2033/34 | 39.25 | 24.25 | 6
2033/34 | 39.75 | 24.25 | 5
2033/34 | 40.25 | 24.25 | 9
2033/34 | 40.75 | 24.25 | 6
2033/34 | 41.25 | 24.25 | 9
2033/34 | 41.75 | 24.25 | 11
2033/34 | 42.25 | 24.25 | 13
2033/34 | 42.75 | 24.25 | 10
2033/34 | 43.25 | 24.25 | 14
2033/34 | 43.75 | 24.25 | 21
2033/34 | 44.25 | 24.25 | 11
2033/34 | 44.75 | 24.25 | 19
2033/34 | 45.25 | 24.25 | 17
2033/34 | 45.75 | 24.25 | 27
2033/34 | 46.25 | 24.25 | 31
2033/34 | 46.75 | 24.25 | 26
2033/34 | 47.25 | 24.25 | 33
2033/34 | 47.75 | 24.25 | 32
2033/34 | 48.25 | 24.25 | 40
2033/34 | 48.75 | 24.25 | 39
2033/34 | 49.25 | 24.25 | 40
2033/34 | 49.75 | 24.25 | 35
2033/34 | 50.25 | 24.25 | 49
2033/34 | 50.75 | 24.25 | 37
2033/34 | 51.25 | 24.25 | 54
2033/34 | 51.75 | 24.25 | 50
2033/34 | 52.25 | 24.25 | 46
2033/34 | 52.75 | 24.25 | 62
2033/34 | 53.25 | 24.25 | 55
2033/34 | 53.75 | 24.25 | 43
2033/34 | 54.25 | 24.25 | 51
2033/34 | 54.75 | 24.25 | 47
2033/34 | 55.25 | 24.25 | 59
2033/34 | 55.75 | 24.25 | 66
2033/34 | 56.25 | 24.25 | 61
2033/34 | 56.75 | 24.25 | 68
2033/34 | 57.25 | 24.25 | 59
2033/34 | 57.75 | 24.25 | 77
2033/34 | 58.25 | 24.25 | 65
2033/34 | 58.75 | 24.25 | 82
2033/34 | 59.25 | 24.25 | 68
2033/34 | 59.75 | 24.25 | 88
2033/34 | 60.25 | 24.25 | 70
2033/34 | 60.75 | 24.25 | 76
2033/34 | 61.25 | 24.25 | 93
2033/34 | 61.75 | 24.25 | 74
2033/34 | 62.25 | 24.25 | 85
2033/34 | 62.75 | 24.25 | 97
2033/34 | 63.25 | 24.25 | 76
2033/34 | 63.75 | 24.25 | 87
2033/34 | 64.25 | 24.25 | 66
2033/34 | 64.75 | 24.25 | 95
2033/34 | 65.25 | 24.25 | 74
2033/34 | 65.75 | 24.25 | 94
2033/34 | 66.25 | 24.25 | 114
2033/34 | 66.75 | 24.25 | 89
2033/34 | 67.25 | 24.25 | 97
2033/34 | 67.75 | 24.25 | 87
2033/34 | 68.25 | 24.25 | 101
2033/34 | 68.75 | 24.25 | 97
2033/34 | 69.25 | 24.25 | 101
2033/34 | 69.75 | 24.25 | 104
2033/34 | 70.25 | 24.25 | 104
2033/34 | 70.75 | 24.25 | 109
2033/34 | 71.25 | 24.25 | 85
2033/34 | 71.75 | 24.25 | 107
2033/34 | 72.25 | 24.25 | 92
2033/34 | 72.75 | 24.25 | 97
2033/34 | 73.25 | 24.25 | 89
2033/34 | 73.75 | 24.25 | 85
2033/34 | 74.25 | 24.25 | 100
2033/34 | 74.75 | 24.25 | 97
2033/34 | 75.25 | 24.25 | 74
2033/34 | 75.75 | 24.25 | 101
2033/34 | 76.25 | 24.25 | 100
2033/34 | 76.75 | 24.25 | 90
2033/34 | 77.25 | 24.25 | 100
2033/34 | 77.75 | 24.25 | 79
2033/34 | 78.25 | 24.25 | 92
2033/34 | 78.75 | 24.25 | 73
2033/34 | 79.25 | 24.25 | 99
2033/34 | 79.75 | 24.25 | 76
2033/34 | 80.25 | 24.25 | 85
2033/34 | 80.75 | 24.25 | 96
2033/34 | 81.25 | 24.25 | 79
2033/34 | 81.75 | 24.25 | 67
2033/34 | 82.25 | 24.25 | 72
2033/34 | 82.75 | 24.25 | 77
2033/34 | 83.25 | 24.25 | 77
2033/34 | 83.75 | 24.25 | 89
2033/34 | 84.25 | 24.25 | 83
2033/34 | 84.75 | 24.25 | 111
2033/34 | 85.25 | 24.25 | 68
2033/34 | 85.75 | 24.25 | 98
2033/34 | 86.25 | 24.25 | 87
2033/34 | 86.75 | 24.25 | 80
2033/34 | 87.25 | 24.25 | 83
2033/34 | 87.75 | 24.25 | 85
2033/34 | 88.25 | 24.25 | 84
2033/34 | 88.75 | 24.25 | 76
2033/34 | 89.25 | 24.25 | 89
2033/34 | 89.75 | 24.25 | 104
2033/34 | 90.25 | 24.25 | 93
2033/34 | 90.75 | 24.25 | 78
2033/34 | 91.25 | 24.25 | 84
2033/34 | 91.75 | 24.25 | 94
2033/34 | 92.25 | 24.25 | 83
2033/34 | 92.75 | 24.25 | 80
2033/34 | 93.25 | 24.25 | 70
2033/34 | 93.75 | 24.25 | 79
2033/34 | 94.25 | 24.25 | 72
2033/34 | 94.75 | 24.25 | 79
2033/34 | 95.25 | 24.25 | 73
2033/34 | 95.75 | 24.25 | 71
2033/34 | 96.25 | 24.25 | 76
2033/34 | 96.75 | 24.25 | 84
2033/34 | 97.25 | 24.25 | 80
2033/34 | 97.75 | 24.25 | 71
2033/34 | 98.25 | 24.25 | 63
2033/34 | 98.75 | 24.25 | 81
2033/34 | 99.25 | 24.25 | 65
2033/34 | 99.75 | 24.25 | 66
2033/34 | 100.25 | 24.25 | 49
2033/34 | 100.75 | 24.25 | 68
2033/34 | 101.25 | 24.25 | 61
2033/34 | 101.75 | 24.25 | 62
2033/34 | 102.25 | 24.25 | 66
2033/34 | 102.75 | 24.25 | 59
2033/34 | 103.25 | 24.25 | 67
2033/34 | 103.75 | 24.25 | 63
2033/34 | 104.25 | 24.25 | 62
2033/34 | 104.75 | 24.25 | 59
2033/34 | 105.25 | 24.25 | 61
2033/34 | 105.75 | 24.25 | 59
2033/34 | 106.25 | 24.25 | 55
2033/34 | 106.75 | 24.25 | 51
2033/34 | 107.25 | 24.25 | 61
2033/34 | 107.75 | 24.25 | 47
2033/34 | 108.25 | 24.25 | 40
2033/34 | 108.75 | 24.25 | 38
2033/34 | 109.25 | 24.25 | 47
2033/34 | 109.75 | 24.25 | 52
2033/34 | 110.25 | 24.25 | 49
2033/34 | 110.75 | 24.25 | 47
2033/34 | 111.25 | 24.25 | 46
2033/34 | 111.75 | 24.25 | 45
2033/34 | 112.25 | 24.25 | 47
2033/34 | 112.75 | 24.25 | 35
2033/34 | 113.25 | 24.25 | 33
2033/34 | 113.75 | 24.25 | 38
2033/34 | 114.25 | 24.25 | 44
2033/34 | 114.75 | 24.25 | 36
2033/34 | 115.25 | 24.25 | 33
2033/34 | 115.75 | 24.25 | 39
2033/34 | 116.25 | 24.25 | 32
2033/34 | 116.75 | 24.25 | 28
2033/34 | 117.25 | 24.25 | 37
2033/34 | 117.75 | 24.25 | 29
2033/34 | 118.25 | 24.25 | 38
2033/34 | 118.75 | 24.25 | 42
2033/34 | 119.25 | 24.25 | 35
2033/34 | 119.75 | 24.25 | 27
2033/34 | 120.25 | 24.25 | 33
2033/34 | 120.75 | 24.25 | 27
2033/34 | 121.25 | 24.25 | 26
2033/34 | 121.75 | 24.25 | 28
2033/34 | 122.25 | 24.25 | 25
2033/34 | 122.75 | 24.25 | 26
2033/34 | 123.25 | 24.25 | 34
2033/34 | 123.75 | 24.25 | 37
2033/34 | 124.25 | 24.25 | 33
2033/34 | 124.75 | 24.25 | 31
2033/34 | 125.25 | 24.25 | 24
2033/34 | 125.75 | 24.25 | 20
2033/34 | 126.25 | 24.25 | 26
2033/34 | 126.75 | 24.25 | 27
2033/34 | 127.25 | 24.25 | 19
2033/34 | 127.75 | 24.25 | 22
2033/34 | 128.25 | 24.25 | 20
2033/34 | 128.75 | 24.25 | 22
2033/34 | 129.25 | 24.25 | 22
2033/34 | 129.75 | 24.25 | 30
2033/34 | 130.25 | 24.25 | 16
2033/34 | 130.75 | 24.25 | 23
2033/34 | 131.25 | 24.25 | 15
2033/34 | 131.75 | 24.25 | 17
2033/34 | 132.25 | 24.25 | 22
2033/34 | 132.75 | 24.25 | 18
2033/34 | 133.25 | 24.25 | 18
2033/34 | 133.75 | 24.25 | 24
2033/34 | 134.25 | 24.25 | 16
2033/34 | 134.75 | 24.25 | 16
2033/34 | 135.25 | 24.25 | 13
2033/34 | 135.75 | 24.25 | 15
2033/34 | 136.25 | 24.25 | 19
2033/34 | 136.75 | 24.25 | 17
2033/34 | 137.25 | 24.25 | 23
2033/34 | 137.75 | 24.25 | 16
2033/34 | 138.25 | 24.25 | 10
2033/34 | 138.75 | 24.25 | 15
2033/34 | 139.25 | 24.25 | 13
2033/34 | 139.75 | 24.25 | 9
2033/34 | 140.25 | 24.25 | 18
2033/34 | 140.75 | 24.25 | 12
2033/34 | 141.25 | 24.25 | 12
2033/34 | 141.75 | 24.25 | 14
2033/34 | 142.25 | 24.25 | 14
2033/34 | 142.75 | 24.25 | 13
2033/34 | 143.25 | 24.25 | 13
2033/34 | 143.75 | 24.25 | 15
2033/34 | 144.25 | 24.25 | 18
2033/34 | 144.75 | 24.25 | 12
2033/34 | 145.25 | 24.25 | 10
2033/34 | 145.75 | 24.25 | 7
2033/34 | 146.25 | 24.25 | 13
2033/34 | 146.75 | 24.25 | 16
2033/34 | 147.25 | 24.25 | 12
2033/34 | 147.75 | 24.25 | 6
2033/34 | 148.25 | 24.25 | 14
2033/34 | 148.75 | 24.25 | 5
2033/34 | 149.25 | 24.25 | 11
2033/34 | 149.75 | 24.25 | 9
2033/34 | 150.25 | 24.25 | 10
2033/34 | 150.75 | 24.25 | 9
2033/34 | 151.25 | 24.25 | 10
2033/34 | 151.75 | 24.25 | 5
2033/34 | 152.25 | 24.25 | 11
2033/34 | 152.75 | 24.25 | 7
2033/34 | 153.25 | 24.25 | 15
2033/34 | 153.75 | 24.25 | 7
2033/34 | 154.25 | 24.25 | 8
2033/34 | 154.75 | 24.25 | 11
2033/34 | 155.25 | 24.25 | 11
2033/34 | 155.75 | 24.25 | 11
2033/34 | 156.25 | 24.25 | 7
2033/34 | 156.75 | 24.25 | 3
2033/34 | 157.25 | 24.25 | 8
2033/34 | 157.75 | 24.25 | 5
2033/34 | 158.25 | 24.25 | 9
2033/34 | 158.75 | 24.25 | 7
2033/34 | 159.25 | 24.25 | 12
2033/34 | 159.75 | 24.25 | 4
2033/34 | 160.25 | 24.25 | 4
2033/34 | 160.75 | 24.25 | 4
2033/34 | 161.25 | 24.25 | 9
2033/34 | 161.75 | 24.25 | 5
2033/34 | 162.25 | 24.25 | 3
2033/34 | 162.75 | 24.25 | 10
2033/34 | 163.25 | 24.25 | 7
2033/34 | 163.75 | 24.25 | 7
2033/34 | 164.25 | 24.25 | 3
2033/34 | 164.75 | 24.25 | 3
2033/34 | 165.25 | 24.25 | 5
2033/34 | 165.75 | 24.25 | 5
2033/34 | 166.25 | 24.25 | 2
2033/34 | 166.75 | 24.25 | 7
2033/34 | 167.25 | 24.25 | 8
2033/34 | 167.75 | 24.25 | 6
2033/34 | 168.25 | 24.25 | 4
2033/34 | 168.75 | 24.25 | 4
2033/34 | 169.25 | 24.25 | 4
2033/34 | 169.75 | 24.25 | 5
2033/34 | 170.25 | 24.25 | 7
2033/34 | 170.75 | 24.25 | 2
2033/34 | 171.25 | 24.25 | 3
2033/34 | 171.75 | 24.25 | 2
2033/34 | 172.25 | 24.25 | 2
2033/34 | 172.75 | 24.25 | 8
2033/34 | 173.25 | 24.25 | 3
2033/34 | 173.75 | 24.25 | 5
2033/34 | 174.25 | 24.25 | 4
2033/34 | 174.75 | 24.25 | 2
2033/34 | 175.25 | 24.25 | 3
2033/34 | 175.75 | 24.25 | 2
2033/34 | 176.25 | 24.25 | 4
2033/34 | 176.75 | 24.25 | 6
2033/34 | 177.25 | 24.25 | 4
2033/34 | 177.75 | 24.25 | 5
2033/34 | 178.25 | 24.25 | 2
2033/34 | 178.75 | 24.25 | 2
2033/34 | 179.25 | 24.25 | 4
2033/34 | 179.75 | 24.25 | 1
2033/34 | 180.25 | 24.25 | 2
2033/34 | 180.75 | 24.25 | 2
2033/34 | 181.25 | 24.25 | 2
2033/34 | 181.75 | 24.25 | 1
2033/34 | 182.25 | 24.25 | 3
2033/34 | 182.75 | 24.25 | 2
2033/34 | 183.25 | 24.25 | 4
2033/34 | 183.75 | 24.25 | 2
2033/34 | 184.25 | 24.25 | 3
2033/34 | 184.75 | 24.25 | 2
2033/34 | 185.25 | 24.25 | 1
2033/34 | 185.75 | 24.25 | 2
2033/34 | 186.75 | 24.25 | 4
2033/34 | 187.25 | 24.25 | 2
2033/34 | 187.75 | 24.25 | 1
2033/34 | 189.25 | 24.25 | 1
2033/34 | 189.75 | 24.25 | 4
2033/34 | 190.25 | 24.25 | 1
2033/34 | 191.75 | 24.25 | 3
2033/34 | 192.25 | 24.25 | 2
2033/34 | 192.75 | 24.25 | 1
2033/34 | 193.25 | 24.25 | 3
2033/34 | 193.75 | 24.25 | 2
2033/34 | 194.25 | 24.25 | 1
2033/34 | 195.75 | 24.25 | 1
2033/34 | 196.25 | 24.25 | 1
2033/34 | 197.25 | 24.25 | 1
2033/34 | 197.75 | 24.25 | 1
2033/34 | 198.75 | 24.25 | 1
2033/34 | 199.25 | 24.25 | 2
2033/34 | 199.75 | 24.25 | 2
2033/34 | 200.25 | 24.25 | 1
2033/34 | 200.75 | 24.25 | 2
2033/34 | 201.25 | 24.25 | 1
2033/34 | 202.25 | 24.25 | 1
2033/34 | 202.75 | 24.25 | 1
2033/34 | 203.25 | 24.25 | 1
2033/34 | 205.25 | 24.25 | 1
2033/34 | 206.25 | 24.25 | 1
2033/34 | 206.75 | 24.25 | 2
2033/34 | 207.75 | 24.25 | 1
2033/34 | 210.75 | 24.25 | 1
2033/34 | 211.25 | 24.25 | 1
2033/34 | 211.75 | 24.25 | 1
2033/34 | 212.25 | 24.25 | 1
2033/34 | 213.25 | 24.25 | 1
2033/34 | 213.75 | 24.25 | 2
2033/34 | 218.75 | 24.25 | 1
2033/34 | 232.75 | 24.25 | 2
2033/34 | 235.25 | 24.25 | 1
2033/34 | 29.25 | 24.75 | 2
2033/34 | 29.75 | 24.75 | 2
2033/34 | 31.75 | 24.75 | 1
2033/34 | 32.25 | 24.75 | 1
2033/34 | 33.25 | 24.75 | 2
2033/34 | 34.25 | 24.75 | 1
2033/34 | 35.75 | 24.75 | 1
2033/34 | 37.25 | 24.75 | 2
2033/34 | 37.75 | 24.75 | 1
2033/34 | 38.25 | 24.75 | 3
2033/34 | 38.75 | 24.75 | 3
2033/34 | 39.25 | 24.75 | 7
2033/34 | 39.75 | 24.75 | 8
2033/34 | 40.25 | 24.75 | 6
2033/34 | 40.75 | 24.75 | 11
2033/34 | 41.25 | 24.75 | 2
2033/34 | 41.75 | 24.75 | 8
2033/34 | 42.25 | 24.75 | 11
2033/34 | 42.75 | 24.75 | 10
2033/34 | 43.25 | 24.75 | 11
2033/34 | 43.75 | 24.75 | 22
2033/34 | 44.25 | 24.75 | 11
2033/34 | 44.75 | 24.75 | 20
2033/34 | 45.25 | 24.75 | 24
2033/34 | 45.75 | 24.75 | 17
2033/34 | 46.25 | 24.75 | 23
2033/34 | 46.75 | 24.75 | 24
2033/34 | 47.25 | 24.75 | 26
2033/34 | 47.75 | 24.75 | 33
2033/34 | 48.25 | 24.75 | 32
2033/34 | 48.75 | 24.75 | 36
2033/34 | 49.25 | 24.75 | 33
2033/34 | 49.75 | 24.75 | 33
2033/34 | 50.25 | 24.75 | 41
2033/34 | 50.75 | 24.75 | 45
2033/34 | 51.25 | 24.75 | 40
2033/34 | 51.75 | 24.75 | 52
2033/34 | 52.25 | 24.75 | 45
2033/34 | 52.75 | 24.75 | 51
2033/34 | 53.25 | 24.75 | 52
2033/34 | 53.75 | 24.75 | 50
2033/34 | 54.25 | 24.75 | 55
2033/34 | 54.75 | 24.75 | 45
2033/34 | 55.25 | 24.75 | 50
2033/34 | 55.75 | 24.75 | 54
2033/34 | 56.25 | 24.75 | 70
2033/34 | 56.75 | 24.75 | 70
2033/34 | 57.25 | 24.75 | 61
2033/34 | 57.75 | 24.75 | 67
2033/34 | 58.25 | 24.75 | 75
2033/34 | 58.75 | 24.75 | 80
2033/34 | 59.25 | 24.75 | 75
2033/34 | 59.75 | 24.75 | 80
2033/34 | 60.25 | 24.75 | 80
2033/34 | 60.75 | 24.75 | 65
2033/34 | 61.25 | 24.75 | 71
2033/34 | 61.75 | 24.75 | 87
2033/34 | 62.25 | 24.75 | 101
2033/34 | 62.75 | 24.75 | 80
2033/34 | 63.25 | 24.75 | 97
2033/34 | 63.75 | 24.75 | 87
2033/34 | 64.25 | 24.75 | 83
2033/34 | 64.75 | 24.75 | 92
2033/34 | 65.25 | 24.75 | 91
2033/34 | 65.75 | 24.75 | 87
2033/34 | 66.25 | 24.75 | 95
2033/34 | 66.75 | 24.75 | 104
2033/34 | 67.25 | 24.75 | 85
2033/34 | 67.75 | 24.75 | 98
2033/34 | 68.25 | 24.75 | 79
2033/34 | 68.75 | 24.75 | 81
2033/34 | 69.25 | 24.75 | 97
2033/34 | 69.75 | 24.75 | 110
2033/34 | 70.25 | 24.75 | 111
2033/34 | 70.75 | 24.75 | 84
2033/34 | 71.25 | 24.75 | 94
2033/34 | 71.75 | 24.75 | 83
2033/34 | 72.25 | 24.75 | 85
2033/34 | 72.75 | 24.75 | 104
2033/34 | 73.25 | 24.75 | 113
2033/34 | 73.75 | 24.75 | 111
2033/34 | 74.25 | 24.75 | 89
2033/34 | 74.75 | 24.75 | 99
2033/34 | 75.25 | 24.75 | 105
2033/34 | 75.75 | 24.75 | 120
2033/34 | 76.25 | 24.75 | 90
2033/34 | 76.75 | 24.75 | 75
2033/34 | 77.25 | 24.75 | 87
2033/34 | 77.75 | 24.75 | 81
2033/34 | 78.25 | 24.75 | 96
2033/34 | 78.75 | 24.75 | 103
2033/34 | 79.25 | 24.75 | 93
2033/34 | 79.75 | 24.75 | 97
2033/34 | 80.25 | 24.75 | 101
2033/34 | 80.75 | 24.75 | 95
2033/34 | 81.25 | 24.75 | 93
2033/34 | 81.75 | 24.75 | 86
2033/34 | 82.25 | 24.75 | 105
2033/34 | 82.75 | 24.75 | 84
2033/34 | 83.25 | 24.75 | 98
2033/34 | 83.75 | 24.75 | 80
2033/34 | 84.25 | 24.75 | 95
2033/34 | 84.75 | 24.75 | 87
2033/34 | 85.25 | 24.75 | 102
2033/34 | 85.75 | 24.75 | 101
2033/34 | 86.25 | 24.75 | 88
2033/34 | 86.75 | 24.75 | 98
2033/34 | 87.25 | 24.75 | 88
2033/34 | 87.75 | 24.75 | 90
2033/34 | 88.25 | 24.75 | 74
2033/34 | 88.75 | 24.75 | 87
2033/34 | 89.25 | 24.75 | 94
2033/34 | 89.75 | 24.75 | 75
2033/34 | 90.25 | 24.75 | 95
2033/34 | 90.75 | 24.75 | 71
2033/34 | 91.25 | 24.75 | 105
2033/34 | 91.75 | 24.75 | 75
2033/34 | 92.25 | 24.75 | 88
2033/34 | 92.75 | 24.75 | 72
2033/34 | 93.25 | 24.75 | 98
2033/34 | 93.75 | 24.75 | 84
2033/34 | 94.25 | 24.75 | 72
2033/34 | 94.75 | 24.75 | 82
2033/34 | 95.25 | 24.75 | 76
2033/34 | 95.75 | 24.75 | 90
2033/34 | 96.25 | 24.75 | 74
2033/34 | 96.75 | 24.75 | 63
2033/34 | 97.25 | 24.75 | 85
2033/34 | 97.75 | 24.75 | 75
2033/34 | 98.25 | 24.75 | 77
2033/34 | 98.75 | 24.75 | 76
2033/34 | 99.25 | 24.75 | 62
2033/34 | 99.75 | 24.75 | 68
2033/34 | 100.25 | 24.75 | 69
2033/34 | 100.75 | 24.75 | 70
2033/34 | 101.25 | 24.75 | 71
2033/34 | 101.75 | 24.75 | 64
2033/34 | 102.25 | 24.75 | 68
2033/34 | 102.75 | 24.75 | 73
2033/34 | 103.25 | 24.75 | 68
2033/34 | 103.75 | 24.75 | 57
2033/34 | 104.25 | 24.75 | 66
2033/34 | 104.75 | 24.75 | 54
2033/34 | 105.25 | 24.75 | 51
2033/34 | 105.75 | 24.75 | 53
2033/34 | 106.25 | 24.75 | 48
2033/34 | 106.75 | 24.75 | 55
2033/34 | 107.25 | 24.75 | 54
2033/34 | 107.75 | 24.75 | 54
2033/34 | 108.25 | 24.75 | 37
2033/34 | 108.75 | 24.75 | 52
2033/34 | 109.25 | 24.75 | 48
2033/34 | 109.75 | 24.75 | 51
2033/34 | 110.25 | 24.75 | 32
2033/34 | 110.75 | 24.75 | 53
2033/34 | 111.25 | 24.75 | 40
2033/34 | 111.75 | 24.75 | 44
2033/34 | 112.25 | 24.75 | 36
2033/34 | 112.75 | 24.75 | 54
2033/34 | 113.25 | 24.75 | 44
2033/34 | 113.75 | 24.75 | 42
2033/34 | 114.25 | 24.75 | 44
2033/34 | 114.75 | 24.75 | 52
2033/34 | 115.25 | 24.75 | 44
2033/34 | 115.75 | 24.75 | 42
2033/34 | 116.25 | 24.75 | 31
2033/34 | 116.75 | 24.75 | 38
2033/34 | 117.25 | 24.75 | 36
2033/34 | 117.75 | 24.75 | 47
2033/34 | 118.25 | 24.75 | 34
2033/34 | 118.75 | 24.75 | 32
2033/34 | 119.25 | 24.75 | 30
2033/34 | 119.75 | 24.75 | 33
2033/34 | 120.25 | 24.75 | 34
2033/34 | 120.75 | 24.75 | 37
2033/34 | 121.25 | 24.75 | 31
2033/34 | 121.75 | 24.75 | 27
2033/34 | 122.25 | 24.75 | 25
2033/34 | 122.75 | 24.75 | 37
2033/34 | 123.25 | 24.75 | 31
2033/34 | 123.75 | 24.75 | 31
2033/34 | 124.25 | 24.75 | 28
2033/34 | 124.75 | 24.75 | 32
2033/34 | 125.25 | 24.75 | 27
2033/34 | 125.75 | 24.75 | 36
2033/34 | 126.25 | 24.75 | 25
2033/34 | 126.75 | 24.75 | 30
2033/34 | 127.25 | 24.75 | 28
2033/34 | 127.75 | 24.75 | 32
2033/34 | 128.25 | 24.75 | 22
2033/34 | 128.75 | 24.75 | 36
2033/34 | 129.25 | 24.75 | 25
2033/34 | 129.75 | 24.75 | 22
2033/34 | 130.25 | 24.75 | 28
2033/34 | 130.75 | 24.75 | 20
2033/34 | 131.25 | 24.75 | 23
2033/34 | 131.75 | 24.75 | 16
2033/34 | 132.25 | 24.75 | 15
2033/34 | 132.75 | 24.75 | 18
2033/34 | 133.25 | 24.75 | 26
2033/34 | 133.75 | 24.75 | 24
2033/34 | 134.25 | 24.75 | 25
2033/34 | 134.75 | 24.75 | 24
2033/34 | 135.25 | 24.75 | 22
2033/34 | 135.75 | 24.75 | 19
2033/34 | 136.25 | 24.75 | 10
2033/34 | 136.75 | 24.75 | 18
2033/34 | 137.25 | 24.75 | 17
2033/34 | 137.75 | 24.75 | 19
2033/34 | 138.25 | 24.75 | 23
2033/34 | 138.75 | 24.75 | 15
2033/34 | 139.25 | 24.75 | 13
2033/34 | 139.75 | 24.75 | 16
2033/34 | 140.25 | 24.75 | 11
2033/34 | 140.75 | 24.75 | 14
2033/34 | 141.25 | 24.75 | 21
2033/34 | 141.75 | 24.75 | 19
2033/34 | 142.25 | 24.75 | 13
2033/34 | 142.75 | 24.75 | 14
2033/34 | 143.25 | 24.75 | 12
2033/34 | 143.75 | 24.75 | 10
2033/34 | 144.25 | 24.75 | 12
2033/34 | 144.75 | 24.75 | 16
2033/34 | 145.25 | 24.75 | 16
2033/34 | 145.75 | 24.75 | 13
2033/34 | 146.25 | 24.75 | 14
2033/34 | 146.75 | 24.75 | 16
2033/34 | 147.25 | 24.75 | 8
2033/34 | 147.75 | 24.75 | 14
2033/34 | 148.25 | 24.75 | 14
2033/34 | 148.75 | 24.75 | 9
2033/34 | 149.25 | 24.75 | 18
2033/34 | 149.75 | 24.75 | 10
2033/34 | 150.25 | 24.75 | 4
2033/34 | 150.75 | 24.75 | 7
2033/34 | 151.25 | 24.75 | 12
2033/34 | 151.75 | 24.75 | 8
2033/34 | 152.25 | 24.75 | 10
2033/34 | 152.75 | 24.75 | 15
2033/34 | 153.25 | 24.75 | 11
2033/34 | 153.75 | 24.75 | 8
2033/34 | 154.25 | 24.75 | 9
2033/34 | 154.75 | 24.75 | 9
2033/34 | 155.25 | 24.75 | 6
2033/34 | 155.75 | 24.75 | 10
2033/34 | 156.25 | 24.75 | 17
2033/34 | 156.75 | 24.75 | 6
2033/34 | 157.25 | 24.75 | 6
2033/34 | 157.75 | 24.75 | 12
2033/34 | 158.25 | 24.75 | 3
2033/34 | 158.75 | 24.75 | 7
2033/34 | 159.25 | 24.75 | 8
2033/34 | 159.75 | 24.75 | 9
2033/34 | 160.25 | 24.75 | 9
2033/34 | 160.75 | 24.75 | 10
2033/34 | 161.25 | 24.75 | 10
2033/34 | 161.75 | 24.75 | 7
2033/34 | 162.25 | 24.75 | 11
2033/34 | 162.75 | 24.75 | 8
2033/34 | 163.25 | 24.75 | 7
2033/34 | 163.75 | 24.75 | 5
2033/34 | 164.25 | 24.75 | 3
2033/34 | 164.75 | 24.75 | 2
2033/34 | 165.25 | 24.75 | 9
2033/34 | 165.75 | 24.75 | 7
2033/34 | 166.25 | 24.75 | 6
2033/34 | 166.75 | 24.75 | 6
2033/34 | 167.25 | 24.75 | 5
2033/34 | 167.75 | 24.75 | 4
2033/34 | 168.25 | 24.75 | 4
2033/34 | 168.75 | 24.75 | 5
2033/34 | 169.25 | 24.75 | 7
2033/34 | 169.75 | 24.75 | 4
2033/34 | 170.25 | 24.75 | 4
2033/34 | 170.75 | 24.75 | 5
2033/34 | 171.25 | 24.75 | 5
2033/34 | 171.75 | 24.75 | 2
2033/34 | 172.25 | 24.75 | 4
2033/34 | 172.75 | 24.75 | 5
2033/34 | 173.25 | 24.75 | 4
2033/34 | 173.75 | 24.75 | 1
2033/34 | 174.25 | 24.75 | 10
2033/34 | 174.75 | 24.75 | 6
2033/34 | 175.25 | 24.75 | 3
2033/34 | 175.75 | 24.75 | 3
2033/34 | 176.25 | 24.75 | 2
2033/34 | 176.75 | 24.75 | 1
2033/34 | 177.25 | 24.75 | 3
2033/34 | 177.75 | 24.75 | 2
2033/34 | 178.25 | 24.75 | 2
2033/34 | 178.75 | 24.75 | 4
2033/34 | 179.25 | 24.75 | 1
2033/34 | 179.75 | 24.75 | 3
2033/34 | 180.25 | 24.75 | 1
2033/34 | 180.75 | 24.75 | 1
2033/34 | 181.25 | 24.75 | 4
2033/34 | 181.75 | 24.75 | 2
2033/34 | 182.25 | 24.75 | 2
2033/34 | 182.75 | 24.75 | 2
2033/34 | 183.75 | 24.75 | 1
2033/34 | 184.75 | 24.75 | 4
2033/34 | 185.25 | 24.75 | 1
2033/34 | 185.75 | 24.75 | 4
2033/34 | 186.75 | 24.75 | 1
2033/34 | 187.25 | 24.75 | 1
2033/34 | 187.75 | 24.75 | 1
2033/34 | 188.25 | 24.75 | 2
2033/34 | 188.75 | 24.75 | 2
2033/34 | 189.75 | 24.75 | 2
2033/34 | 190.25 | 24.75 | 1
2033/34 | 191.75 | 24.75 | 1
2033/34 | 192.25 | 24.75 | 1
2033/34 | 192.75 | 24.75 | 2
2033/34 | 193.25 | 24.75 | 2
2033/34 | 193.75 | 24.75 | 1
2033/34 | 194.25 | 24.75 | 3
2033/34 | 194.75 | 24.75 | 2
2033/34 | 195.25 | 24.75 | 1
2033/34 | 195.75 | 24.75 | 2
2033/34 | 196.25 | 24.75 | 1
2033/34 | 197.25 | 24.75 | 1
2033/34 | 197.75 | 24.75 | 2
2033/34 | 198.25 | 24.75 | 3
2033/34 | 199.25 | 24.75 | 2
2033/34 | 202.25 | 24.75 | 1
2033/34 | 203.25 | 24.75 | 1
2033/34 | 203.75 | 24.75 | 1
2033/34 | 205.25 | 24.75 | 1
2033/34 | 207.25 | 24.75 | 3
2033/34 | 208.25 | 24.75 | 1
2033/34 | 208.75 | 24.75 | 1
2033/34 | 209.75 | 24.75 | 1
2033/34 | 217.25 | 24.75 | 1
2033/34 | 218.25 | 24.75 | 1
2033/34 | 219.75 | 24.75 | 1
2033/34 | 224.25 | 24.75 | 1
2033/34 | 226.75 | 24.75 | 1
2033/34 | 231.25 | 24.75 | 1
2033/34 | 235.25 | 24.75 | 1
2033/34 | 241.25 | 24.75 | 1
2033/34 | 243.75 | 24.75 | 1
2033/34 | 263.25 | 24.75 | 1
2033/34 | 30.25 | 25.25 | 1
2033/34 | 31.75 | 25.25 | 2
2033/34 | 32.75 | 25.25 | 1
2033/34 | 33.25 | 25.25 | 2
2033/34 | 34.25 | 25.25 | 1
2033/34 | 36.25 | 25.25 | 2
2033/34 | 36.75 | 25.25 | 2
2033/34 | 37.25 | 25.25 | 4
2033/34 | 37.75 | 25.25 | 2
2033/34 | 38.25 | 25.25 | 3
2033/34 | 38.75 | 25.25 | 3
2033/34 | 39.25 | 25.25 | 6
2033/34 | 39.75 | 25.25 | 5
2033/34 | 40.25 | 25.25 | 3
2033/34 | 40.75 | 25.25 | 4
2033/34 | 41.25 | 25.25 | 5
2033/34 | 41.75 | 25.25 | 7
2033/34 | 42.25 | 25.25 | 11
2033/34 | 42.75 | 25.25 | 9
2033/34 | 43.25 | 25.25 | 6
2033/34 | 43.75 | 25.25 | 16
2033/34 | 44.25 | 25.25 | 11
2033/34 | 44.75 | 25.25 | 19
2033/34 | 45.25 | 25.25 | 17
2033/34 | 45.75 | 25.25 | 18
2033/34 | 46.25 | 25.25 | 27
2033/34 | 46.75 | 25.25 | 19
2033/34 | 47.25 | 25.25 | 25
2033/34 | 47.75 | 25.25 | 26
2033/34 | 48.25 | 25.25 | 33
2033/34 | 48.75 | 25.25 | 33
2033/34 | 49.25 | 25.25 | 35
2033/34 | 49.75 | 25.25 | 47
2033/34 | 50.25 | 25.25 | 38
2033/34 | 50.75 | 25.25 | 47
2033/34 | 51.25 | 25.25 | 37
2033/34 | 51.75 | 25.25 | 39
2033/34 | 52.25 | 25.25 | 38
2033/34 | 52.75 | 25.25 | 38
2033/34 | 53.25 | 25.25 | 40
2033/34 | 53.75 | 25.25 | 51
2033/34 | 54.25 | 25.25 | 56
2033/34 | 54.75 | 25.25 | 43
2033/34 | 55.25 | 25.25 | 74
2033/34 | 55.75 | 25.25 | 62
2033/34 | 56.25 | 25.25 | 54
2033/34 | 56.75 | 25.25 | 57
2033/34 | 57.25 | 25.25 | 68
2033/34 | 57.75 | 25.25 | 75
2033/34 | 58.25 | 25.25 | 67
2033/34 | 58.75 | 25.25 | 60
2033/34 | 59.25 | 25.25 | 74
2033/34 | 59.75 | 25.25 | 87
2033/34 | 60.25 | 25.25 | 86
2033/34 | 60.75 | 25.25 | 66
2033/34 | 61.25 | 25.25 | 72
2033/34 | 61.75 | 25.25 | 82
2033/34 | 62.25 | 25.25 | 100
2033/34 | 62.75 | 25.25 | 97
2033/34 | 63.25 | 25.25 | 87
2033/34 | 63.75 | 25.25 | 97
2033/34 | 64.25 | 25.25 | 88
2033/34 | 64.75 | 25.25 | 106
2033/34 | 65.25 | 25.25 | 89
2033/34 | 65.75 | 25.25 | 115
2033/34 | 66.25 | 25.25 | 113
2033/34 | 66.75 | 25.25 | 89
2033/34 | 67.25 | 25.25 | 101
2033/34 | 67.75 | 25.25 | 80
2033/34 | 68.25 | 25.25 | 108
2033/34 | 68.75 | 25.25 | 97
2033/34 | 69.25 | 25.25 | 112
2033/34 | 69.75 | 25.25 | 105
2033/34 | 70.25 | 25.25 | 107
2033/34 | 70.75 | 25.25 | 116
2033/34 | 71.25 | 25.25 | 110
2033/34 | 71.75 | 25.25 | 111
2033/34 | 72.25 | 25.25 | 108
2033/34 | 72.75 | 25.25 | 106
2033/34 | 73.25 | 25.25 | 100
2033/34 | 73.75 | 25.25 | 95
2033/34 | 74.25 | 25.25 | 93
2033/34 | 74.75 | 25.25 | 87
2033/34 | 75.25 | 25.25 | 109
2033/34 | 75.75 | 25.25 | 120
2033/34 | 76.25 | 25.25 | 101
2033/34 | 76.75 | 25.25 | 115
2033/34 | 77.25 | 25.25 | 103
2033/34 | 77.75 | 25.25 | 110
2033/34 | 78.25 | 25.25 | 104
2033/34 | 78.75 | 25.25 | 111
2033/34 | 79.25 | 25.25 | 123
2033/34 | 79.75 | 25.25 | 96
2033/34 | 80.25 | 25.25 | 97
2033/34 | 80.75 | 25.25 | 91
2033/34 | 81.25 | 25.25 | 97
2033/34 | 81.75 | 25.25 | 97
2033/34 | 82.25 | 25.25 | 120
2033/34 | 82.75 | 25.25 | 77
2033/34 | 83.25 | 25.25 | 94
2033/34 | 83.75 | 25.25 | 80
2033/34 | 84.25 | 25.25 | 101
2033/34 | 84.75 | 25.25 | 74
2033/34 | 85.25 | 25.25 | 83
2033/34 | 85.75 | 25.25 | 89
2033/34 | 86.25 | 25.25 | 98
2033/34 | 86.75 | 25.25 | 83
2033/34 | 87.25 | 25.25 | 80
2033/34 | 87.75 | 25.25 | 78
2033/34 | 88.25 | 25.25 | 94
2033/34 | 88.75 | 25.25 | 85
2033/34 | 89.25 | 25.25 | 104
2033/34 | 89.75 | 25.25 | 108
2033/34 | 90.25 | 25.25 | 77
2033/34 | 90.75 | 25.25 | 88
2033/34 | 91.25 | 25.25 | 81
2033/34 | 91.75 | 25.25 | 80
2033/34 | 92.25 | 25.25 | 77
2033/34 | 92.75 | 25.25 | 72
2033/34 | 93.25 | 25.25 | 90
2033/34 | 93.75 | 25.25 | 77
2033/34 | 94.25 | 25.25 | 70
2033/34 | 94.75 | 25.25 | 86
2033/34 | 95.25 | 25.25 | 102
2033/34 | 95.75 | 25.25 | 85
2033/34 | 96.25 | 25.25 | 81
2033/34 | 96.75 | 25.25 | 69
2033/34 | 97.25 | 25.25 | 84
2033/34 | 97.75 | 25.25 | 81
2033/34 | 98.25 | 25.25 | 85
2033/34 | 98.75 | 25.25 | 70
2033/34 | 99.25 | 25.25 | 67
2033/34 | 99.75 | 25.25 | 73
2033/34 | 100.25 | 25.25 | 85
2033/34 | 100.75 | 25.25 | 73
2033/34 | 101.25 | 25.25 | 50
2033/34 | 101.75 | 25.25 | 62
2033/34 | 102.25 | 25.25 | 66
2033/34 | 102.75 | 25.25 | 64
2033/34 | 103.25 | 25.25 | 73
2033/34 | 103.75 | 25.25 | 77
2033/34 | 104.25 | 25.25 | 55
2033/34 | 104.75 | 25.25 | 56
2033/34 | 105.25 | 25.25 | 52
2033/34 | 105.75 | 25.25 | 63
2033/34 | 106.25 | 25.25 | 63
2033/34 | 106.75 | 25.25 | 52
2033/34 | 107.25 | 25.25 | 52
2033/34 | 107.75 | 25.25 | 60
2033/34 | 108.25 | 25.25 | 41
2033/34 | 108.75 | 25.25 | 52
2033/34 | 109.25 | 25.25 | 59
2033/34 | 109.75 | 25.25 | 52
2033/34 | 110.25 | 25.25 | 61
2033/34 | 110.75 | 25.25 | 38
2033/34 | 111.25 | 25.25 | 41
2033/34 | 111.75 | 25.25 | 44
2033/34 | 112.25 | 25.25 | 48
2033/34 | 112.75 | 25.25 | 51
2033/34 | 113.25 | 25.25 | 43
2033/34 | 113.75 | 25.25 | 45
2033/34 | 114.25 | 25.25 | 44
2033/34 | 114.75 | 25.25 | 50
2033/34 | 115.25 | 25.25 | 48
2033/34 | 115.75 | 25.25 | 34
2033/34 | 116.25 | 25.25 | 51
2033/34 | 116.75 | 25.25 | 39
2033/34 | 117.25 | 25.25 | 41
2033/34 | 117.75 | 25.25 | 47
2033/34 | 118.25 | 25.25 | 47
2033/34 | 118.75 | 25.25 | 32
2033/34 | 119.25 | 25.25 | 44
2033/34 | 119.75 | 25.25 | 37
2033/34 | 120.25 | 25.25 | 37
2033/34 | 120.75 | 25.25 | 44
2033/34 | 121.25 | 25.25 | 32
2033/34 | 121.75 | 25.25 | 34
2033/34 | 122.25 | 25.25 | 34
2033/34 | 122.75 | 25.25 | 34
2033/34 | 123.25 | 25.25 | 40
2033/34 | 123.75 | 25.25 | 31
2033/34 | 124.25 | 25.25 | 25
2033/34 | 124.75 | 25.25 | 30
2033/34 | 125.25 | 25.25 | 36
2033/34 | 125.75 | 25.25 | 30
2033/34 | 126.25 | 25.25 | 25
2033/34 | 126.75 | 25.25 | 33
2033/34 | 127.25 | 25.25 | 30
2033/34 | 127.75 | 25.25 | 23
2033/34 | 128.25 | 25.25 | 20
2033/34 | 128.75 | 25.25 | 29
2033/34 | 129.25 | 25.25 | 30
2033/34 | 129.75 | 25.25 | 18
2033/34 | 130.25 | 25.25 | 26
2033/34 | 130.75 | 25.25 | 19
2033/34 | 131.25 | 25.25 | 29
2033/34 | 131.75 | 25.25 | 21
2033/34 | 132.25 | 25.25 | 22
2033/34 | 132.75 | 25.25 | 27
2033/34 | 133.25 | 25.25 | 28
2033/34 | 133.75 | 25.25 | 23
2033/34 | 134.25 | 25.25 | 22
2033/34 | 134.75 | 25.25 | 16
2033/34 | 135.25 | 25.25 | 17
2033/34 | 135.75 | 25.25 | 22
2033/34 | 136.25 | 25.25 | 22
2033/34 | 136.75 | 25.25 | 23
2033/34 | 137.25 | 25.25 | 24
2033/34 | 137.75 | 25.25 | 17
2033/34 | 138.25 | 25.25 | 22
2033/34 | 138.75 | 25.25 | 23
2033/34 | 139.25 | 25.25 | 16
2033/34 | 139.75 | 25.25 | 17
2033/34 | 140.25 | 25.25 | 16
2033/34 | 140.75 | 25.25 | 17
2033/34 | 141.25 | 25.25 | 14
2033/34 | 141.75 | 25.25 | 19
2033/34 | 142.25 | 25.25 | 16
2033/34 | 142.75 | 25.25 | 13
2033/34 | 143.25 | 25.25 | 12
2033/34 | 143.75 | 25.25 | 12
2033/34 | 144.25 | 25.25 | 11
2033/34 | 144.75 | 25.25 | 10
2033/34 | 145.25 | 25.25 | 14
2033/34 | 145.75 | 25.25 | 21
2033/34 | 146.25 | 25.25 | 16
2033/34 | 146.75 | 25.25 | 12
2033/34 | 147.25 | 25.25 | 13
2033/34 | 147.75 | 25.25 | 8
2033/34 | 148.25 | 25.25 | 12
2033/34 | 148.75 | 25.25 | 11
2033/34 | 149.25 | 25.25 | 15
2033/34 | 149.75 | 25.25 | 16
2033/34 | 150.25 | 25.25 | 10
2033/34 | 150.75 | 25.25 | 7
2033/34 | 151.25 | 25.25 | 11
2033/34 | 151.75 | 25.25 | 7
2033/34 | 152.25 | 25.25 | 15
2033/34 | 152.75 | 25.25 | 17
2033/34 | 153.25 | 25.25 | 14
2033/34 | 153.75 | 25.25 | 9
2033/34 | 154.25 | 25.25 | 12
2033/34 | 154.75 | 25.25 | 14
2033/34 | 155.25 | 25.25 | 11
2033/34 | 155.75 | 25.25 | 9
2033/34 | 156.25 | 25.25 | 6
2033/34 | 156.75 | 25.25 | 12
2033/34 | 157.25 | 25.25 | 8
2033/34 | 157.75 | 25.25 | 7
2033/34 | 158.25 | 25.25 | 12
2033/34 | 158.75 | 25.25 | 5
2033/34 | 159.25 | 25.25 | 7
2033/34 | 159.75 | 25.25 | 8
2033/34 | 160.25 | 25.25 | 9
2033/34 | 160.75 | 25.25 | 10
2033/34 | 161.25 | 25.25 | 3
2033/34 | 161.75 | 25.25 | 8
2033/34 | 162.25 | 25.25 | 7
2033/34 | 162.75 | 25.25 | 3
2033/34 | 163.25 | 25.25 | 7
2033/34 | 163.75 | 25.25 | 3
2033/34 | 164.25 | 25.25 | 7
2033/34 | 164.75 | 25.25 | 3
2033/34 | 165.25 | 25.25 | 5
2033/34 | 165.75 | 25.25 | 8
2033/34 | 166.25 | 25.25 | 6
2033/34 | 166.75 | 25.25 | 8
2033/34 | 167.25 | 25.25 | 13
2033/34 | 167.75 | 25.25 | 8
2033/34 | 168.25 | 25.25 | 2
2033/34 | 168.75 | 25.25 | 2
2033/34 | 169.25 | 25.25 | 9
2033/34 | 169.75 | 25.25 | 3
2033/34 | 170.25 | 25.25 | 4
2033/34 | 170.75 | 25.25 | 7
2033/34 | 171.25 | 25.25 | 5
2033/34 | 171.75 | 25.25 | 7
2033/34 | 172.25 | 25.25 | 2
2033/34 | 172.75 | 25.25 | 4
2033/34 | 173.25 | 25.25 | 5
2033/34 | 173.75 | 25.25 | 9
2033/34 | 174.25 | 25.25 | 2
2033/34 | 174.75 | 25.25 | 3
2033/34 | 175.25 | 25.25 | 7
2033/34 | 175.75 | 25.25 | 2
2033/34 | 176.25 | 25.25 | 1
2033/34 | 176.75 | 25.25 | 2
2033/34 | 177.25 | 25.25 | 5
2033/34 | 177.75 | 25.25 | 1
2033/34 | 178.75 | 25.25 | 2
2033/34 | 179.25 | 25.25 | 3
2033/34 | 179.75 | 25.25 | 3
2033/34 | 180.25 | 25.25 | 2
2033/34 | 180.75 | 25.25 | 3
2033/34 | 181.25 | 25.25 | 5
2033/34 | 181.75 | 25.25 | 3
2033/34 | 182.25 | 25.25 | 2
2033/34 | 182.75 | 25.25 | 2
2033/34 | 183.25 | 25.25 | 2
2033/34 | 183.75 | 25.25 | 2
2033/34 | 184.25 | 25.25 | 2
2033/34 | 184.75 | 25.25 | 2
2033/34 | 185.25 | 25.25 | 4
2033/34 | 185.75 | 25.25 | 4
2033/34 | 186.25 | 25.25 | 4
2033/34 | 186.75 | 25.25 | 4
2033/34 | 187.25 | 25.25 | 5
2033/34 | 187.75 | 25.25 | 1
2033/34 | 188.75 | 25.25 | 1
2033/34 | 189.25 | 25.25 | 3
2033/34 | 189.75 | 25.25 | 7
2033/34 | 190.25 | 25.25 | 2
2033/34 | 190.75 | 25.25 | 3
2033/34 | 191.25 | 25.25 | 1
2033/34 | 192.75 | 25.25 | 3
2033/34 | 193.25 | 25.25 | 2
2033/34 | 193.75 | 25.25 | 3
2033/34 | 194.25 | 25.25 | 1
2033/34 | 194.75 | 25.25 | 3
2033/34 | 195.75 | 25.25 | 2
2033/34 | 196.75 | 25.25 | 1
2033/34 | 197.25 | 25.25 | 2
2033/34 | 197.75 | 25.25 | 1
2033/34 | 198.25 | 25.25 | 1
2033/34 | 199.25 | 25.25 | 1
2033/34 | 199.75 | 25.25 | 1
2033/34 | 200.25 | 25.25 | 1
2033/34 | 200.75 | 25.25 | 2
2033/34 | 201.25 | 25.25 | 2
2033/34 | 202.25 | 25.25 | 3
2033/34 | 202.75 | 25.25 | 2
2033/34 | 203.25 | 25.25 | 1
2033/34 | 207.25 | 25.25 | 1
2033/34 | 210.25 | 25.25 | 2
2033/34 | 211.25 | 25.25 | 1
2033/34 | 212.75 | 25.25 | 1
2033/34 | 213.25 | 25.25 | 1
2033/34 | 214.25 | 25.25 | 1
2033/34 | 215.75 | 25.25 | 1
2033/34 | 220.25 | 25.25 | 1
2033/34 | 221.75 | 25.25 | 1
2033/34 | 235.75 | 25.25 | 1
2033/34 | 238.25 | 25.25 | 1
2033/34 | 250.25 | 25.25 | 1
2033/34 | 256.25 | 25.25 | 1
2033/34 | 30.25 | 25.75 | 1
2033/34 | 30.75 | 25.75 | 2
2033/34 | 31.25 | 25.75 | 1
2033/34 | 31.75 | 25.75 | 2
2033/34 | 32.25 | 25.75 | 1
2033/34 | 33.25 | 25.75 | 1
2033/34 | 34.25 | 25.75 | 1
2033/34 | 34.75 | 25.75 | 1
2033/34 | 36.25 | 25.75 | 1
2033/34 | 36.75 | 25.75 | 1
2033/34 | 37.25 | 25.75 | 2
2033/34 | 37.75 | 25.75 | 1
2033/34 | 38.25 | 25.75 | 1
2033/34 | 38.75 | 25.75 | 5
2033/34 | 39.25 | 25.75 | 1
2033/34 | 39.75 | 25.75 | 3
2033/34 | 40.25 | 25.75 | 7
2033/34 | 40.75 | 25.75 | 7
2033/34 | 41.25 | 25.75 | 9
2033/34 | 41.75 | 25.75 | 10
2033/34 | 42.25 | 25.75 | 7
2033/34 | 42.75 | 25.75 | 5
2033/34 | 43.25 | 25.75 | 13
2033/34 | 43.75 | 25.75 | 15
2033/34 | 44.25 | 25.75 | 10
2033/34 | 44.75 | 25.75 | 9
2033/34 | 45.25 | 25.75 | 14
2033/34 | 45.75 | 25.75 | 20
2033/34 | 46.25 | 25.75 | 14
2033/34 | 46.75 | 25.75 | 22
2033/34 | 47.25 | 25.75 | 23
2033/34 | 47.75 | 25.75 | 24
2033/34 | 48.25 | 25.75 | 36
2033/34 | 48.75 | 25.75 | 26
2033/34 | 49.25 | 25.75 | 31
2033/34 | 49.75 | 25.75 | 41
2033/34 | 50.25 | 25.75 | 30
2033/34 | 50.75 | 25.75 | 43
2033/34 | 51.25 | 25.75 | 42
2033/34 | 51.75 | 25.75 | 41
2033/34 | 52.25 | 25.75 | 43
2033/34 | 52.75 | 25.75 | 39
2033/34 | 53.25 | 25.75 | 45
2033/34 | 53.75 | 25.75 | 54
2033/34 | 54.25 | 25.75 | 54
2033/34 | 54.75 | 25.75 | 63
2033/34 | 55.25 | 25.75 | 61
2033/34 | 55.75 | 25.75 | 46
2033/34 | 56.25 | 25.75 | 55
2033/34 | 56.75 | 25.75 | 62
2033/34 | 57.25 | 25.75 | 72
2033/34 | 57.75 | 25.75 | 50
2033/34 | 58.25 | 25.75 | 76
2033/34 | 58.75 | 25.75 | 64
2033/34 | 59.25 | 25.75 | 89
2033/34 | 59.75 | 25.75 | 75
2033/34 | 60.25 | 25.75 | 68
2033/34 | 60.75 | 25.75 | 56
2033/34 | 61.25 | 25.75 | 82
2033/34 | 61.75 | 25.75 | 93
2033/34 | 62.25 | 25.75 | 83
2033/34 | 62.75 | 25.75 | 89
2033/34 | 63.25 | 25.75 | 84
2033/34 | 63.75 | 25.75 | 95
2033/34 | 64.25 | 25.75 | 93
2033/34 | 64.75 | 25.75 | 97
2033/34 | 65.25 | 25.75 | 105
2033/34 | 65.75 | 25.75 | 104
2033/34 | 66.25 | 25.75 | 101
2033/34 | 66.75 | 25.75 | 97
2033/34 | 67.25 | 25.75 | 121
2033/34 | 67.75 | 25.75 | 98
2033/34 | 68.25 | 25.75 | 94
2033/34 | 68.75 | 25.75 | 95
2033/34 | 69.25 | 25.75 | 107
2033/34 | 69.75 | 25.75 | 103
2033/34 | 70.25 | 25.75 | 98
2033/34 | 70.75 | 25.75 | 91
2033/34 | 71.25 | 25.75 | 91
2033/34 | 71.75 | 25.75 | 110
2033/34 | 72.25 | 25.75 | 99
2033/34 | 72.75 | 25.75 | 123
2033/34 | 73.25 | 25.75 | 109
2033/34 | 73.75 | 25.75 | 115
2033/34 | 74.25 | 25.75 | 100
2033/34 | 74.75 | 25.75 | 93
2033/34 | 75.25 | 25.75 | 95
2033/34 | 75.75 | 25.75 | 104
2033/34 | 76.25 | 25.75 | 90
2033/34 | 76.75 | 25.75 | 112
2033/34 | 77.25 | 25.75 | 94
2033/34 | 77.75 | 25.75 | 120
2033/34 | 78.25 | 25.75 | 106
2033/34 | 78.75 | 25.75 | 90
2033/34 | 79.25 | 25.75 | 96
2033/34 | 79.75 | 25.75 | 106
2033/34 | 80.25 | 25.75 | 100
2033/34 | 80.75 | 25.75 | 105
2033/34 | 81.25 | 25.75 | 103
2033/34 | 81.75 | 25.75 | 85
2033/34 | 82.25 | 25.75 | 106
2033/34 | 82.75 | 25.75 | 85
2033/34 | 83.25 | 25.75 | 103
2033/34 | 83.75 | 25.75 | 95
2033/34 | 84.25 | 25.75 | 97
2033/34 | 84.75 | 25.75 | 109
2033/34 | 85.25 | 25.75 | 84
2033/34 | 85.75 | 25.75 | 95
2033/34 | 86.25 | 25.75 | 105
2033/34 | 86.75 | 25.75 | 110
2033/34 | 87.25 | 25.75 | 98
2033/34 | 87.75 | 25.75 | 97
2033/34 | 88.25 | 25.75 | 112
2033/34 | 88.75 | 25.75 | 96
2033/34 | 89.25 | 25.75 | 83
2033/34 | 89.75 | 25.75 | 92
2033/34 | 90.25 | 25.75 | 86
2033/34 | 90.75 | 25.75 | 81
2033/34 | 91.25 | 25.75 | 92
2033/34 | 91.75 | 25.75 | 104
2033/34 | 92.25 | 25.75 | 82
2033/34 | 92.75 | 25.75 | 98
2033/34 | 93.25 | 25.75 | 88
2033/34 | 93.75 | 25.75 | 98
2033/34 | 94.25 | 25.75 | 80
2033/34 | 94.75 | 25.75 | 83
2033/34 | 95.25 | 25.75 | 105
2033/34 | 95.75 | 25.75 | 83
2033/34 | 96.25 | 25.75 | 66
2033/34 | 96.75 | 25.75 | 75
2033/34 | 97.25 | 25.75 | 83
2033/34 | 97.75 | 25.75 | 89
2033/34 | 98.25 | 25.75 | 82
2033/34 | 98.75 | 25.75 | 64
2033/34 | 99.25 | 25.75 | 86
2033/34 | 99.75 | 25.75 | 79
2033/34 | 100.25 | 25.75 | 88
2033/34 | 100.75 | 25.75 | 84
2033/34 | 101.25 | 25.75 | 80
2033/34 | 101.75 | 25.75 | 77
2033/34 | 102.25 | 25.75 | 77
2033/34 | 102.75 | 25.75 | 70
2033/34 | 103.25 | 25.75 | 76
2033/34 | 103.75 | 25.75 | 60
2033/34 | 104.25 | 25.75 | 75
2033/34 | 104.75 | 25.75 | 69
2033/34 | 105.25 | 25.75 | 73
2033/34 | 105.75 | 25.75 | 62
2033/34 | 106.25 | 25.75 | 68
2033/34 | 106.75 | 25.75 | 60
2033/34 | 107.25 | 25.75 | 78
2033/34 | 107.75 | 25.75 | 48
2033/34 | 108.25 | 25.75 | 60
2033/34 | 108.75 | 25.75 | 52
2033/34 | 109.25 | 25.75 | 58
2033/34 | 109.75 | 25.75 | 55
2033/34 | 110.25 | 25.75 | 55
2033/34 | 110.75 | 25.75 | 57
2033/34 | 111.25 | 25.75 | 35
2033/34 | 111.75 | 25.75 | 63
2033/34 | 112.25 | 25.75 | 61
2033/34 | 112.75 | 25.75 | 53
2033/34 | 113.25 | 25.75 | 60
2033/34 | 113.75 | 25.75 | 48
2033/34 | 114.25 | 25.75 | 45
2033/34 | 114.75 | 25.75 | 50
2033/34 | 115.25 | 25.75 | 58
2033/34 | 115.75 | 25.75 | 46
2033/34 | 116.25 | 25.75 | 36
2033/34 | 116.75 | 25.75 | 41
2033/34 | 117.25 | 25.75 | 37
2033/34 | 117.75 | 25.75 | 39
2033/34 | 118.25 | 25.75 | 56
2033/34 | 118.75 | 25.75 | 35
2033/34 | 119.25 | 25.75 | 47
2033/34 | 119.75 | 25.75 | 57
2033/34 | 120.25 | 25.75 | 45
2033/34 | 120.75 | 25.75 | 37
2033/34 | 121.25 | 25.75 | 38
2033/34 | 121.75 | 25.75 | 29
2033/34 | 122.25 | 25.75 | 37
2033/34 | 122.75 | 25.75 | 40
2033/34 | 123.25 | 25.75 | 33
2033/34 | 123.75 | 25.75 | 31
2033/34 | 124.25 | 25.75 | 48
2033/34 | 124.75 | 25.75 | 45
2033/34 | 125.25 | 25.75 | 40
2033/34 | 125.75 | 25.75 | 29
2033/34 | 126.25 | 25.75 | 26
2033/34 | 126.75 | 25.75 | 36
2033/34 | 127.25 | 25.75 | 35
2033/34 | 127.75 | 25.75 | 31
2033/34 | 128.25 | 25.75 | 33
2033/34 | 128.75 | 25.75 | 17
2033/34 | 129.25 | 25.75 | 30
2033/34 | 129.75 | 25.75 | 24
2033/34 | 130.25 | 25.75 | 21
2033/34 | 130.75 | 25.75 | 28
2033/34 | 131.25 | 25.75 | 29
2033/34 | 131.75 | 25.75 | 28
2033/34 | 132.25 | 25.75 | 26
2033/34 | 132.75 | 25.75 | 22
2033/34 | 133.25 | 25.75 | 31
2033/34 | 133.75 | 25.75 | 19
2033/34 | 134.25 | 25.75 | 20
2033/34 | 134.75 | 25.75 | 22
2033/34 | 135.25 | 25.75 | 21
2033/34 | 135.75 | 25.75 | 24
2033/34 | 136.25 | 25.75 | 28
2033/34 | 136.75 | 25.75 | 24
2033/34 | 137.25 | 25.75 | 23
2033/34 | 137.75 | 25.75 | 22
2033/34 | 138.25 | 25.75 | 19
2033/34 | 138.75 | 25.75 | 18
2033/34 | 139.25 | 25.75 | 23
2033/34 | 139.75 | 25.75 | 30
2033/34 | 140.25 | 25.75 | 17
2033/34 | 140.75 | 25.75 | 17
2033/34 | 141.25 | 25.75 | 16
2033/34 | 141.75 | 25.75 | 19
2033/34 | 142.25 | 25.75 | 16
2033/34 | 142.75 | 25.75 | 21
2033/34 | 143.25 | 25.75 | 26
2033/34 | 143.75 | 25.75 | 20
2033/34 | 144.25 | 25.75 | 16
2033/34 | 144.75 | 25.75 | 18
2033/34 | 145.25 | 25.75 | 14
2033/34 | 145.75 | 25.75 | 20
2033/34 | 146.25 | 25.75 | 13
2033/34 | 146.75 | 25.75 | 14
2033/34 | 147.25 | 25.75 | 19
2033/34 | 147.75 | 25.75 | 18
2033/34 | 148.25 | 25.75 | 14
2033/34 | 148.75 | 25.75 | 9
2033/34 | 149.25 | 25.75 | 11
2033/34 | 149.75 | 25.75 | 19
2033/34 | 150.25 | 25.75 | 13
2033/34 | 150.75 | 25.75 | 11
2033/34 | 151.25 | 25.75 | 12
2033/34 | 151.75 | 25.75 | 9
2033/34 | 152.25 | 25.75 | 10
2033/34 | 152.75 | 25.75 | 10
2033/34 | 153.25 | 25.75 | 6
2033/34 | 153.75 | 25.75 | 10
2033/34 | 154.25 | 25.75 | 18
2033/34 | 154.75 | 25.75 | 22
2033/34 | 155.25 | 25.75 | 10
2033/34 | 155.75 | 25.75 | 8
2033/34 | 156.25 | 25.75 | 15
2033/34 | 156.75 | 25.75 | 12
2033/34 | 157.25 | 25.75 | 4
2033/34 | 157.75 | 25.75 | 8
2033/34 | 158.25 | 25.75 | 8
2033/34 | 158.75 | 25.75 | 11
2033/34 | 159.25 | 25.75 | 4
2033/34 | 159.75 | 25.75 | 6
2033/34 | 160.25 | 25.75 | 7
2033/34 | 160.75 | 25.75 | 12
2033/34 | 161.25 | 25.75 | 9
2033/34 | 161.75 | 25.75 | 5
2033/34 | 162.25 | 25.75 | 13
2033/34 | 162.75 | 25.75 | 7
2033/34 | 163.25 | 25.75 | 9
2033/34 | 163.75 | 25.75 | 6
2033/34 | 164.25 | 25.75 | 7
2033/34 | 164.75 | 25.75 | 7
2033/34 | 165.25 | 25.75 | 1
2033/34 | 165.75 | 25.75 | 5
2033/34 | 166.25 | 25.75 | 8
2033/34 | 166.75 | 25.75 | 9
2033/34 | 167.25 | 25.75 | 9
2033/34 | 167.75 | 25.75 | 10
2033/34 | 168.25 | 25.75 | 11
2033/34 | 168.75 | 25.75 | 7
2033/34 | 169.25 | 25.75 | 5
2033/34 | 169.75 | 25.75 | 4
2033/34 | 170.25 | 25.75 | 7
2033/34 | 170.75 | 25.75 | 4
2033/34 | 171.25 | 25.75 | 2
2033/34 | 171.75 | 25.75 | 6
2033/34 | 172.25 | 25.75 | 4
2033/34 | 172.75 | 25.75 | 1
2033/34 | 173.25 | 25.75 | 7
2033/34 | 173.75 | 25.75 | 4
2033/34 | 174.25 | 25.75 | 4
2033/34 | 174.75 | 25.75 | 3
2033/34 | 175.25 | 25.75 | 2
2033/34 | 175.75 | 25.75 | 2
2033/34 | 176.25 | 25.75 | 2
2033/34 | 176.75 | 25.75 | 3
2033/34 | 177.25 | 25.75 | 5
2033/34 | 177.75 | 25.75 | 7
2033/34 | 178.25 | 25.75 | 5
2033/34 | 178.75 | 25.75 | 3
2033/34 | 179.25 | 25.75 | 2
2033/34 | 179.75 | 25.75 | 2
2033/34 | 180.25 | 25.75 | 7
2033/34 | 180.75 | 25.75 | 4
2033/34 | 181.25 | 25.75 | 2
2033/34 | 181.75 | 25.75 | 4
2033/34 | 182.25 | 25.75 | 6
2033/34 | 182.75 | 25.75 | 2
2033/34 | 183.25 | 25.75 | 3
2033/34 | 184.25 | 25.75 | 1
2033/34 | 184.75 | 25.75 | 3
2033/34 | 185.25 | 25.75 | 2
2033/34 | 185.75 | 25.75 | 1
2033/34 | 186.25 | 25.75 | 4
2033/34 | 186.75 | 25.75 | 2
2033/34 | 187.25 | 25.75 | 5
2033/34 | 187.75 | 25.75 | 4
2033/34 | 188.25 | 25.75 | 2
2033/34 | 188.75 | 25.75 | 5
2033/34 | 189.75 | 25.75 | 3
2033/34 | 190.25 | 25.75 | 3
2033/34 | 190.75 | 25.75 | 3
2033/34 | 191.25 | 25.75 | 1
2033/34 | 191.75 | 25.75 | 3
2033/34 | 192.25 | 25.75 | 5
2033/34 | 192.75 | 25.75 | 3
2033/34 | 193.25 | 25.75 | 1
2033/34 | 193.75 | 25.75 | 2
2033/34 | 194.25 | 25.75 | 4
2033/34 | 195.25 | 25.75 | 2
2033/34 | 195.75 | 25.75 | 1
2033/34 | 196.25 | 25.75 | 1
2033/34 | 196.75 | 25.75 | 1
2033/34 | 197.25 | 25.75 | 2
2033/34 | 197.75 | 25.75 | 1
2033/34 | 199.25 | 25.75 | 1
2033/34 | 199.75 | 25.75 | 2
2033/34 | 200.25 | 25.75 | 2
2033/34 | 201.75 | 25.75 | 1
2033/34 | 202.25 | 25.75 | 1
2033/34 | 202.75 | 25.75 | 2
2033/34 | 203.25 | 25.75 | 2
2033/34 | 203.75 | 25.75 | 2
2033/34 | 205.25 | 25.75 | 2
2033/34 | 205.75 | 25.75 | 1
2033/34 | 206.25 | 25.75 | 1
2033/34 | 206.75 | 25.75 | 2
2033/34 | 207.25 | 25.75 | 2
2033/34 | 207.75 | 25.75 | 1
2033/34 | 208.25 | 25.75 | 2
2033/34 | 209.25 | 25.75 | 2
2033/34 | 210.25 | 25.75 | 1
2033/34 | 212.25 | 25.75 | 1
2033/34 | 213.25 | 25.75 | 1
2033/34 | 215.25 | 25.75 | 1
2033/34 | 215.75 | 25.75 | 1
2033/34 | 219.25 | 25.75 | 1
2033/34 | 223.25 | 25.75 | 1
2033/34 | 224.25 | 25.75 | 1
2033/34 | 225.25 | 25.75 | 1
2033/34 | 235.75 | 25.75 | 1
2033/34 | 236.25 | 25.75 | 1
2033/34 | 238.25 | 25.75 | 2
2033/34 | 251.25 | 25.75 | 1
2033/34 | 30.75 | 26.25 | 1
2033/34 | 32.25 | 26.25 | 1
2033/34 | 33.25 | 26.25 | 1
2033/34 | 36.25 | 26.25 | 1
2033/34 | 37.75 | 26.25 | 1
2033/34 | 38.75 | 26.25 | 3
2033/34 | 39.25 | 26.25 | 2
2033/34 | 40.25 | 26.25 | 5
2033/34 | 40.75 | 26.25 | 4
2033/34 | 41.25 | 26.25 | 6
2033/34 | 41.75 | 26.25 | 5
2033/34 | 42.25 | 26.25 | 16
2033/34 | 42.75 | 26.25 | 9
2033/34 | 43.25 | 26.25 | 8
2033/34 | 43.75 | 26.25 | 4
2033/34 | 44.25 | 26.25 | 12
2033/34 | 44.75 | 26.25 | 5
2033/34 | 45.25 | 26.25 | 14
2033/34 | 45.75 | 26.25 | 20
2033/34 | 46.25 | 26.25 | 15
2033/34 | 46.75 | 26.25 | 23
2033/34 | 47.25 | 26.25 | 24
2033/34 | 47.75 | 26.25 | 35
2033/34 | 48.25 | 26.25 | 25
2033/34 | 48.75 | 26.25 | 22
2033/34 | 49.25 | 26.25 | 34
2033/34 | 49.75 | 26.25 | 38
2033/34 | 50.25 | 26.25 | 28
2033/34 | 50.75 | 26.25 | 44
2033/34 | 51.25 | 26.25 | 31
2033/34 | 51.75 | 26.25 | 37
2033/34 | 52.25 | 26.25 | 27
2033/34 | 52.75 | 26.25 | 57
2033/34 | 53.25 | 26.25 | 30
2033/34 | 53.75 | 26.25 | 42
2033/34 | 54.25 | 26.25 | 34
2033/34 | 54.75 | 26.25 | 55
2033/34 | 55.25 | 26.25 | 46
2033/34 | 55.75 | 26.25 | 52
2033/34 | 56.25 | 26.25 | 55
2033/34 | 56.75 | 26.25 | 65
2033/34 | 57.25 | 26.25 | 68
2033/34 | 57.75 | 26.25 | 71
2033/34 | 58.25 | 26.25 | 72
2033/34 | 58.75 | 26.25 | 81
2033/34 | 59.25 | 26.25 | 75
2033/34 | 59.75 | 26.25 | 71
2033/34 | 60.25 | 26.25 | 73
2033/34 | 60.75 | 26.25 | 82
2033/34 | 61.25 | 26.25 | 71
2033/34 | 61.75 | 26.25 | 69
2033/34 | 62.25 | 26.25 | 89
2033/34 | 62.75 | 26.25 | 93
2033/34 | 63.25 | 26.25 | 91
2033/34 | 63.75 | 26.25 | 89
2033/34 | 64.25 | 26.25 | 105
2033/34 | 64.75 | 26.25 | 98
2033/34 | 65.25 | 26.25 | 94
2033/34 | 65.75 | 26.25 | 99
2033/34 | 66.25 | 26.25 | 88
2033/34 | 66.75 | 26.25 | 95
2033/34 | 67.25 | 26.25 | 87
2033/34 | 67.75 | 26.25 | 103
2033/34 | 68.25 | 26.25 | 98
2033/34 | 68.75 | 26.25 | 100
2033/34 | 69.25 | 26.25 | 122
2033/34 | 69.75 | 26.25 | 96
2033/34 | 70.25 | 26.25 | 102
2033/34 | 70.75 | 26.25 | 118
2033/34 | 71.25 | 26.25 | 117
2033/34 | 71.75 | 26.25 | 132
2033/34 | 72.25 | 26.25 | 118
2033/34 | 72.75 | 26.25 | 103
2033/34 | 73.25 | 26.25 | 121
2033/34 | 73.75 | 26.25 | 108
2033/34 | 74.25 | 26.25 | 104
2033/34 | 74.75 | 26.25 | 96
2033/34 | 75.25 | 26.25 | 112
2033/34 | 75.75 | 26.25 | 105
2033/34 | 76.25 | 26.25 | 109
2033/34 | 76.75 | 26.25 | 104
2033/34 | 77.25 | 26.25 | 106
2033/34 | 77.75 | 26.25 | 105
2033/34 | 78.25 | 26.25 | 100
2033/34 | 78.75 | 26.25 | 116
2033/34 | 79.25 | 26.25 | 89
2033/34 | 79.75 | 26.25 | 100
2033/34 | 80.25 | 26.25 | 123
2033/34 | 80.75 | 26.25 | 125
2033/34 | 81.25 | 26.25 | 112
2033/34 | 81.75 | 26.25 | 95
2033/34 | 82.25 | 26.25 | 106
2033/34 | 82.75 | 26.25 | 114
2033/34 | 83.25 | 26.25 | 103
2033/34 | 83.75 | 26.25 | 92
2033/34 | 84.25 | 26.25 | 115
2033/34 | 84.75 | 26.25 | 116
2033/34 | 85.25 | 26.25 | 94
2033/34 | 85.75 | 26.25 | 94
2033/34 | 86.25 | 26.25 | 113
2033/34 | 86.75 | 26.25 | 97
2033/34 | 87.25 | 26.25 | 104
2033/34 | 87.75 | 26.25 | 101
2033/34 | 88.25 | 26.25 | 87
2033/34 | 88.75 | 26.25 | 105
2033/34 | 89.25 | 26.25 | 111
2033/34 | 89.75 | 26.25 | 93
2033/34 | 90.25 | 26.25 | 84
2033/34 | 90.75 | 26.25 | 111
2033/34 | 91.25 | 26.25 | 117
2033/34 | 91.75 | 26.25 | 87
2033/34 | 92.25 | 26.25 | 92
2033/34 | 92.75 | 26.25 | 86
2033/34 | 93.25 | 26.25 | 82
2033/34 | 93.75 | 26.25 | 89
2033/34 | 94.25 | 26.25 | 106
2033/34 | 94.75 | 26.25 | 92
2033/34 | 95.25 | 26.25 | 81
2033/34 | 95.75 | 26.25 | 97
2033/34 | 96.25 | 26.25 | 75
2033/34 | 96.75 | 26.25 | 87
2033/34 | 97.25 | 26.25 | 98
2033/34 | 97.75 | 26.25 | 76
2033/34 | 98.25 | 26.25 | 81
2033/34 | 98.75 | 26.25 | 73
2033/34 | 99.25 | 26.25 | 78
2033/34 | 99.75 | 26.25 | 62
2033/34 | 100.25 | 26.25 | 70
2033/34 | 100.75 | 26.25 | 79
2033/34 | 101.25 | 26.25 | 75
2033/34 | 101.75 | 26.25 | 70
2033/34 | 102.25 | 26.25 | 93
2033/34 | 102.75 | 26.25 | 76
2033/34 | 103.25 | 26.25 | 72
2033/34 | 103.75 | 26.25 | 67
2033/34 | 104.25 | 26.25 | 61
2033/34 | 104.75 | 26.25 | 89
2033/34 | 105.25 | 26.25 | 61
2033/34 | 105.75 | 26.25 | 52
2033/34 | 106.25 | 26.25 | 85
2033/34 | 106.75 | 26.25 | 60
2033/34 | 107.25 | 26.25 | 67
2033/34 | 107.75 | 26.25 | 75
2033/34 | 108.25 | 26.25 | 65
2033/34 | 108.75 | 26.25 | 72
2033/34 | 109.25 | 26.25 | 57
2033/34 | 109.75 | 26.25 | 72
2033/34 | 110.25 | 26.25 | 50
2033/34 | 110.75 | 26.25 | 53
2033/34 | 111.25 | 26.25 | 62
2033/34 | 111.75 | 26.25 | 61
2033/34 | 112.25 | 26.25 | 68
2033/34 | 112.75 | 26.25 | 58
2033/34 | 113.25 | 26.25 | 46
2033/34 | 113.75 | 26.25 | 48
2033/34 | 114.25 | 26.25 | 51
2033/34 | 114.75 | 26.25 | 58
2033/34 | 115.25 | 26.25 | 58
2033/34 | 115.75 | 26.25 | 53
2033/34 | 116.25 | 26.25 | 37
2033/34 | 116.75 | 26.25 | 55
2033/34 | 117.25 | 26.25 | 37
2033/34 | 117.75 | 26.25 | 57
2033/34 | 118.25 | 26.25 | 41
2033/34 | 118.75 | 26.25 | 48
2033/34 | 119.25 | 26.25 | 55
2033/34 | 119.75 | 26.25 | 41
2033/34 | 120.25 | 26.25 | 46
2033/34 | 120.75 | 26.25 | 52
2033/34 | 121.25 | 26.25 | 30
2033/34 | 121.75 | 26.25 | 42
2033/34 | 122.25 | 26.25 | 43
2033/34 | 122.75 | 26.25 | 29
2033/34 | 123.25 | 26.25 | 31
2033/34 | 123.75 | 26.25 | 37
2033/34 | 124.25 | 26.25 | 31
2033/34 | 124.75 | 26.25 | 51
2033/34 | 125.25 | 26.25 | 27
2033/34 | 125.75 | 26.25 | 25
2033/34 | 126.25 | 26.25 | 30
2033/34 | 126.75 | 26.25 | 29
2033/34 | 127.25 | 26.25 | 33
2033/34 | 127.75 | 26.25 | 41
2033/34 | 128.25 | 26.25 | 30
2033/34 | 128.75 | 26.25 | 33
2033/34 | 129.25 | 26.25 | 30
2033/34 | 129.75 | 26.25 | 24
2033/34 | 130.25 | 26.25 | 26
2033/34 | 130.75 | 26.25 | 32
2033/34 | 131.25 | 26.25 | 27
2033/34 | 131.75 | 26.25 | 27
2033/34 | 132.25 | 26.25 | 34
2033/34 | 132.75 | 26.25 | 38
2033/34 | 133.25 | 26.25 | 20
2033/34 | 133.75 | 26.25 | 34
2033/34 | 134.25 | 26.25 | 24
2033/34 | 134.75 | 26.25 | 28
2033/34 | 135.25 | 26.25 | 20
2033/34 | 135.75 | 26.25 | 31
2033/34 | 136.25 | 26.25 | 28
2033/34 | 136.75 | 26.25 | 25
2033/34 | 137.25 | 26.25 | 30
2033/34 | 137.75 | 26.25 | 24
2033/34 | 138.25 | 26.25 | 27
2033/34 | 138.75 | 26.25 | 17
2033/34 | 139.25 | 26.25 | 22
2033/34 | 139.75 | 26.25 | 22
2033/34 | 140.25 | 26.25 | 15
2033/34 | 140.75 | 26.25 | 20
2033/34 | 141.25 | 26.25 | 18
2033/34 | 141.75 | 26.25 | 16
2033/34 | 142.25 | 26.25 | 28
2033/34 | 142.75 | 26.25 | 27
2033/34 | 143.25 | 26.25 | 21
2033/34 | 143.75 | 26.25 | 15
2033/34 | 144.25 | 26.25 | 14
2033/34 | 144.75 | 26.25 | 12
2033/34 | 145.25 | 26.25 | 20
2033/34 | 145.75 | 26.25 | 20
2033/34 | 146.25 | 26.25 | 12
2033/34 | 146.75 | 26.25 | 13
2033/34 | 147.25 | 26.25 | 21
2033/34 | 147.75 | 26.25 | 20
2033/34 | 148.25 | 26.25 | 15
2033/34 | 148.75 | 26.25 | 14
2033/34 | 149.25 | 26.25 | 18
2033/34 | 149.75 | 26.25 | 8
2033/34 | 150.25 | 26.25 | 8
2033/34 | 150.75 | 26.25 | 6
2033/34 | 151.25 | 26.25 | 11
2033/34 | 151.75 | 26.25 | 9
2033/34 | 152.25 | 26.25 | 16
2033/34 | 152.75 | 26.25 | 12
2033/34 | 153.25 | 26.25 | 7
2033/34 | 153.75 | 26.25 | 16
2033/34 | 154.25 | 26.25 | 13
2033/34 | 154.75 | 26.25 | 15
2033/34 | 155.25 | 26.25 | 8
2033/34 | 155.75 | 26.25 | 6
2033/34 | 156.25 | 26.25 | 5
2033/34 | 156.75 | 26.25 | 15
2033/34 | 157.25 | 26.25 | 5
2033/34 | 157.75 | 26.25 | 9
2033/34 | 158.25 | 26.25 | 6
2033/34 | 158.75 | 26.25 | 10
2033/34 | 159.25 | 26.25 | 11
2033/34 | 159.75 | 26.25 | 9
2033/34 | 160.25 | 26.25 | 5
2033/34 | 160.75 | 26.25 | 10
2033/34 | 161.25 | 26.25 | 8
2033/34 | 161.75 | 26.25 | 10
2033/34 | 162.25 | 26.25 | 8
2033/34 | 162.75 | 26.25 | 8
2033/34 | 163.25 | 26.25 | 6
2033/34 | 163.75 | 26.25 | 11
2033/34 | 164.25 | 26.25 | 9
2033/34 | 164.75 | 26.25 | 10
2033/34 | 165.25 | 26.25 | 8
2033/34 | 165.75 | 26.25 | 5
2033/34 | 166.25 | 26.25 | 8
2033/34 | 166.75 | 26.25 | 6
2033/34 | 167.25 | 26.25 | 7
2033/34 | 167.75 | 26.25 | 4
2033/34 | 168.25 | 26.25 | 5
2033/34 | 168.75 | 26.25 | 3
2033/34 | 169.25 | 26.25 | 9
2033/34 | 169.75 | 26.25 | 5
2033/34 | 170.25 | 26.25 | 7
2033/34 | 170.75 | 26.25 | 8
2033/34 | 171.25 | 26.25 | 4
2033/34 | 171.75 | 26.25 | 6
2033/34 | 172.25 | 26.25 | 8
2033/34 | 172.75 | 26.25 | 4
2033/34 | 173.25 | 26.25 | 6
2033/34 | 173.75 | 26.25 | 2
2033/34 | 174.25 | 26.25 | 7
2033/34 | 174.75 | 26.25 | 6
2033/34 | 175.25 | 26.25 | 4
2033/34 | 175.75 | 26.25 | 5
2033/34 | 176.25 | 26.25 | 4
2033/34 | 176.75 | 26.25 | 6
2033/34 | 177.25 | 26.25 | 2
2033/34 | 177.75 | 26.25 | 8
2033/34 | 178.25 | 26.25 | 4
2033/34 | 178.75 | 26.25 | 1
2033/34 | 179.25 | 26.25 | 2
2033/34 | 179.75 | 26.25 | 6
2033/34 | 180.25 | 26.25 | 3
2033/34 | 180.75 | 26.25 | 2
2033/34 | 181.25 | 26.25 | 2
2033/34 | 181.75 | 26.25 | 2
2033/34 | 182.25 | 26.25 | 1
2033/34 | 182.75 | 26.25 | 3
2033/34 | 183.25 | 26.25 | 1
2033/34 | 183.75 | 26.25 | 7
2033/34 | 184.25 | 26.25 | 4
2033/34 | 184.75 | 26.25 | 2
2033/34 | 185.25 | 26.25 | 4
2033/34 | 185.75 | 26.25 | 3
2033/34 | 186.25 | 26.25 | 1
2033/34 | 186.75 | 26.25 | 2
2033/34 | 187.25 | 26.25 | 5
2033/34 | 187.75 | 26.25 | 4
2033/34 | 188.25 | 26.25 | 1
2033/34 | 188.75 | 26.25 | 2
2033/34 | 189.25 | 26.25 | 3
2033/34 | 189.75 | 26.25 | 6
2033/34 | 190.25 | 26.25 | 1
2033/34 | 190.75 | 26.25 | 4
2033/34 | 191.25 | 26.25 | 3
2033/34 | 191.75 | 26.25 | 2
2033/34 | 192.25 | 26.25 | 2
2033/34 | 192.75 | 26.25 | 1
2033/34 | 193.25 | 26.25 | 4
2033/34 | 193.75 | 26.25 | 3
2033/34 | 194.25 | 26.25 | 3
2033/34 | 194.75 | 26.25 | 3
2033/34 | 195.25 | 26.25 | 1
2033/34 | 195.75 | 26.25 | 1
2033/34 | 196.25 | 26.25 | 2
2033/34 | 196.75 | 26.25 | 2
2033/34 | 197.25 | 26.25 | 2
2033/34 | 197.75 | 26.25 | 2
2033/34 | 198.75 | 26.25 | 5
2033/34 | 199.25 | 26.25 | 1
2033/34 | 199.75 | 26.25 | 1
2033/34 | 200.25 | 26.25 | 2
2033/34 | 200.75 | 26.25 | 3
2033/34 | 202.25 | 26.25 | 2
2033/34 | 204.75 | 26.25 | 1
2033/34 | 205.25 | 26.25 | 1
2033/34 | 205.75 | 26.25 | 1
2033/34 | 207.25 | 26.25 | 1
2033/34 | 209.75 | 26.25 | 2
2033/34 | 210.75 | 26.25 | 2
2033/34 | 212.25 | 26.25 | 1
2033/34 | 213.25 | 26.25 | 1
2033/34 | 214.25 | 26.25 | 2
2033/34 | 215.75 | 26.25 | 1
2033/34 | 218.25 | 26.25 | 1
2033/34 | 220.25 | 26.25 | 1
2033/34 | 229.75 | 26.25 | 1
2033/34 | 268.25 | 26.25 | 1
2033/34 | 31.25 | 26.75 | 1
2033/34 | 34.25 | 26.75 | 1
2033/34 | 36.25 | 26.75 | 1
2033/34 | 37.25 | 26.75 | 1
2033/34 | 38.25 | 26.75 | 2
2033/34 | 39.25 | 26.75 | 2
2033/34 | 39.75 | 26.75 | 5
2033/34 | 40.75 | 26.75 | 6
2033/34 | 41.25 | 26.75 | 5
2033/34 | 41.75 | 26.75 | 1
2033/34 | 42.25 | 26.75 | 7
2033/34 | 42.75 | 26.75 | 2
2033/34 | 43.25 | 26.75 | 11
2033/34 | 43.75 | 26.75 | 4
2033/34 | 44.25 | 26.75 | 6
2033/34 | 44.75 | 26.75 | 5
2033/34 | 45.25 | 26.75 | 12
2033/34 | 45.75 | 26.75 | 12
2033/34 | 46.25 | 26.75 | 15
2033/34 | 46.75 | 26.75 | 12
2033/34 | 47.25 | 26.75 | 17
2033/34 | 47.75 | 26.75 | 21
2033/34 | 48.25 | 26.75 | 18
2033/34 | 48.75 | 26.75 | 29
2033/34 | 49.25 | 26.75 | 26
2033/34 | 49.75 | 26.75 | 29
2033/34 | 50.25 | 26.75 | 34
2033/34 | 50.75 | 26.75 | 30
2033/34 | 51.25 | 26.75 | 20
2033/34 | 51.75 | 26.75 | 34
2033/34 | 52.25 | 26.75 | 31
2033/34 | 52.75 | 26.75 | 47
2033/34 | 53.25 | 26.75 | 49
2033/34 | 53.75 | 26.75 | 41
2033/34 | 54.25 | 26.75 | 46
2033/34 | 54.75 | 26.75 | 47
2033/34 | 55.25 | 26.75 | 43
2033/34 | 55.75 | 26.75 | 45
2033/34 | 56.25 | 26.75 | 42
2033/34 | 56.75 | 26.75 | 55
2033/34 | 57.25 | 26.75 | 52
2033/34 | 57.75 | 26.75 | 60
2033/34 | 58.25 | 26.75 | 61
2033/34 | 58.75 | 26.75 | 74
2033/34 | 59.25 | 26.75 | 55
2033/34 | 59.75 | 26.75 | 78
2033/34 | 60.25 | 26.75 | 63
2033/34 | 60.75 | 26.75 | 84
2033/34 | 61.25 | 26.75 | 72
2033/34 | 61.75 | 26.75 | 77
2033/34 | 62.25 | 26.75 | 84
2033/34 | 62.75 | 26.75 | 84
2033/34 | 63.25 | 26.75 | 93
2033/34 | 63.75 | 26.75 | 86
2033/34 | 64.25 | 26.75 | 89
2033/34 | 64.75 | 26.75 | 78
2033/34 | 65.25 | 26.75 | 77
2033/34 | 65.75 | 26.75 | 93
2033/34 | 66.25 | 26.75 | 104
2033/34 | 66.75 | 26.75 | 93
2033/34 | 67.25 | 26.75 | 105
2033/34 | 67.75 | 26.75 | 102
2033/34 | 68.25 | 26.75 | 84
2033/34 | 68.75 | 26.75 | 108
2033/34 | 69.25 | 26.75 | 121
2033/34 | 69.75 | 26.75 | 109
2033/34 | 70.25 | 26.75 | 114
2033/34 | 70.75 | 26.75 | 109
2033/34 | 71.25 | 26.75 | 107
2033/34 | 71.75 | 26.75 | 121
2033/34 | 72.25 | 26.75 | 106
2033/34 | 72.75 | 26.75 | 108
2033/34 | 73.25 | 26.75 | 109
2033/34 | 73.75 | 26.75 | 111
2033/34 | 74.25 | 26.75 | 131
2033/34 | 74.75 | 26.75 | 138
2033/34 | 75.25 | 26.75 | 102
2033/34 | 75.75 | 26.75 | 111
2033/34 | 76.25 | 26.75 | 103
2033/34 | 76.75 | 26.75 | 145
2033/34 | 77.25 | 26.75 | 113
2033/34 | 77.75 | 26.75 | 121
2033/34 | 78.25 | 26.75 | 133
2033/34 | 78.75 | 26.75 | 93
2033/34 | 79.25 | 26.75 | 125
2033/34 | 79.75 | 26.75 | 112
2033/34 | 80.25 | 26.75 | 95
2033/34 | 80.75 | 26.75 | 124
2033/34 | 81.25 | 26.75 | 122
2033/34 | 81.75 | 26.75 | 116
2033/34 | 82.25 | 26.75 | 114
2033/34 | 82.75 | 26.75 | 104
2033/34 | 83.25 | 26.75 | 104
2033/34 | 83.75 | 26.75 | 106
2033/34 | 84.25 | 26.75 | 123
2033/34 | 84.75 | 26.75 | 92
2033/34 | 85.25 | 26.75 | 87
2033/34 | 85.75 | 26.75 | 101
2033/34 | 86.25 | 26.75 | 96
2033/34 | 86.75 | 26.75 | 97
2033/34 | 87.25 | 26.75 | 109
2033/34 | 87.75 | 26.75 | 112
2033/34 | 88.25 | 26.75 | 107
2033/34 | 88.75 | 26.75 | 85
2033/34 | 89.25 | 26.75 | 86
2033/34 | 89.75 | 26.75 | 92
2033/34 | 90.25 | 26.75 | 98
2033/34 | 90.75 | 26.75 | 103
2033/34 | 91.25 | 26.75 | 96
2033/34 | 91.75 | 26.75 | 100
2033/34 | 92.25 | 26.75 | 106
2033/34 | 92.75 | 26.75 | 91
2033/34 | 93.25 | 26.75 | 100
2033/34 | 93.75 | 26.75 | 97
2033/34 | 94.25 | 26.75 | 104
2033/34 | 94.75 | 26.75 | 89
2033/34 | 95.25 | 26.75 | 78
2033/34 | 95.75 | 26.75 | 86
2033/34 | 96.25 | 26.75 | 91
2033/34 | 96.75 | 26.75 | 109
2033/34 | 97.25 | 26.75 | 85
2033/34 | 97.75 | 26.75 | 71
2033/34 | 98.25 | 26.75 | 79
2033/34 | 98.75 | 26.75 | 81
2033/34 | 99.25 | 26.75 | 82
2033/34 | 99.75 | 26.75 | 89
2033/34 | 100.25 | 26.75 | 88
2033/34 | 100.75 | 26.75 | 86
2033/34 | 101.25 | 26.75 | 75
2033/34 | 101.75 | 26.75 | 92
2033/34 | 102.25 | 26.75 | 86
2033/34 | 102.75 | 26.75 | 83
2033/34 | 103.25 | 26.75 | 84
2033/34 | 103.75 | 26.75 | 93
2033/34 | 104.25 | 26.75 | 69
2033/34 | 104.75 | 26.75 | 72
2033/34 | 105.25 | 26.75 | 67
2033/34 | 105.75 | 26.75 | 65
2033/34 | 106.25 | 26.75 | 77
2033/34 | 106.75 | 26.75 | 72
2033/34 | 107.25 | 26.75 | 68
2033/34 | 107.75 | 26.75 | 78
2033/34 | 108.25 | 26.75 | 63
2033/34 | 108.75 | 26.75 | 54
2033/34 | 109.25 | 26.75 | 60
2033/34 | 109.75 | 26.75 | 57
2033/34 | 110.25 | 26.75 | 66
2033/34 | 110.75 | 26.75 | 63
2033/34 | 111.25 | 26.75 | 49
2033/34 | 111.75 | 26.75 | 68
2033/34 | 112.25 | 26.75 | 58
2033/34 | 112.75 | 26.75 | 37
2033/34 | 113.25 | 26.75 | 52
2033/34 | 113.75 | 26.75 | 46
2033/34 | 114.25 | 26.75 | 55
2033/34 | 114.75 | 26.75 | 67
2033/34 | 115.25 | 26.75 | 39
2033/34 | 115.75 | 26.75 | 71
2033/34 | 116.25 | 26.75 | 48
2033/34 | 116.75 | 26.75 | 52
2033/34 | 117.25 | 26.75 | 58
2033/34 | 117.75 | 26.75 | 50
2033/34 | 118.25 | 26.75 | 45
2033/34 | 118.75 | 26.75 | 45
2033/34 | 119.25 | 26.75 | 41
2033/34 | 119.75 | 26.75 | 47
2033/34 | 120.25 | 26.75 | 47
2033/34 | 120.75 | 26.75 | 44
2033/34 | 121.25 | 26.75 | 48
2033/34 | 121.75 | 26.75 | 33
2033/34 | 122.25 | 26.75 | 42
2033/34 | 122.75 | 26.75 | 39
2033/34 | 123.25 | 26.75 | 46
2033/34 | 123.75 | 26.75 | 41
2033/34 | 124.25 | 26.75 | 44
2033/34 | 124.75 | 26.75 | 35
2033/34 | 125.25 | 26.75 | 28
2033/34 | 125.75 | 26.75 | 46
2033/34 | 126.25 | 26.75 | 36
2033/34 | 126.75 | 26.75 | 30
2033/34 | 127.25 | 26.75 | 29
2033/34 | 127.75 | 26.75 | 38
2033/34 | 128.25 | 26.75 | 31
2033/34 | 128.75 | 26.75 | 30
2033/34 | 129.25 | 26.75 | 38
2033/34 | 129.75 | 26.75 | 31
2033/34 | 130.25 | 26.75 | 33
2033/34 | 130.75 | 26.75 | 26
2033/34 | 131.25 | 26.75 | 19
2033/34 | 131.75 | 26.75 | 27
2033/34 | 132.25 | 26.75 | 30
2033/34 | 132.75 | 26.75 | 29
2033/34 | 133.25 | 26.75 | 32
2033/34 | 133.75 | 26.75 | 28
2033/34 | 134.25 | 26.75 | 32
2033/34 | 134.75 | 26.75 | 33
2033/34 | 135.25 | 26.75 | 29
2033/34 | 135.75 | 26.75 | 23
2033/34 | 136.25 | 26.75 | 23
2033/34 | 136.75 | 26.75 | 27
2033/34 | 137.25 | 26.75 | 14
2033/34 | 137.75 | 26.75 | 23
2033/34 | 138.25 | 26.75 | 23
2033/34 | 138.75 | 26.75 | 16
2033/34 | 139.25 | 26.75 | 16
2033/34 | 139.75 | 26.75 | 22
2033/34 | 140.25 | 26.75 | 21
2033/34 | 140.75 | 26.75 | 20
2033/34 | 141.25 | 26.75 | 22
2033/34 | 141.75 | 26.75 | 13
2033/34 | 142.25 | 26.75 | 26
2033/34 | 142.75 | 26.75 | 16
2033/34 | 143.25 | 26.75 | 14
2033/34 | 143.75 | 26.75 | 20
2033/34 | 144.25 | 26.75 | 16
2033/34 | 144.75 | 26.75 | 20
2033/34 | 145.25 | 26.75 | 16
2033/34 | 145.75 | 26.75 | 24
2033/34 | 146.25 | 26.75 | 18
2033/34 | 146.75 | 26.75 | 11
2033/34 | 147.25 | 26.75 | 32
2033/34 | 147.75 | 26.75 | 13
2033/34 | 148.25 | 26.75 | 18
2033/34 | 148.75 | 26.75 | 9
2033/34 | 149.25 | 26.75 | 12
2033/34 | 149.75 | 26.75 | 13
2033/34 | 150.25 | 26.75 | 18
2033/34 | 150.75 | 26.75 | 14
2033/34 | 151.25 | 26.75 | 17
2033/34 | 151.75 | 26.75 | 15
2033/34 | 152.25 | 26.75 | 6
2033/34 | 152.75 | 26.75 | 17
2033/34 | 153.25 | 26.75 | 15
2033/34 | 153.75 | 26.75 | 23
2033/34 | 154.25 | 26.75 | 18
2033/34 | 154.75 | 26.75 | 11
2033/34 | 155.25 | 26.75 | 17
2033/34 | 155.75 | 26.75 | 9
2033/34 | 156.25 | 26.75 | 11
2033/34 | 156.75 | 26.75 | 15
2033/34 | 157.25 | 26.75 | 8
2033/34 | 157.75 | 26.75 | 12
2033/34 | 158.25 | 26.75 | 8
2033/34 | 158.75 | 26.75 | 16
2033/34 | 159.25 | 26.75 | 9
2033/34 | 159.75 | 26.75 | 9
2033/34 | 160.25 | 26.75 | 9
2033/34 | 160.75 | 26.75 | 15
2033/34 | 161.25 | 26.75 | 10
2033/34 | 161.75 | 26.75 | 10
2033/34 | 162.25 | 26.75 | 9
2033/34 | 162.75 | 26.75 | 13
2033/34 | 163.25 | 26.75 | 8
2033/34 | 163.75 | 26.75 | 6
2033/34 | 164.25 | 26.75 | 9
2033/34 | 164.75 | 26.75 | 5
2033/34 | 165.25 | 26.75 | 9
2033/34 | 165.75 | 26.75 | 10
2033/34 | 166.25 | 26.75 | 4
2033/34 | 166.75 | 26.75 | 6
2033/34 | 167.25 | 26.75 | 8
2033/34 | 167.75 | 26.75 | 8
2033/34 | 168.25 | 26.75 | 6
2033/34 | 168.75 | 26.75 | 6
2033/34 | 169.25 | 26.75 | 8
2033/34 | 169.75 | 26.75 | 6
2033/34 | 170.25 | 26.75 | 5
2033/34 | 170.75 | 26.75 | 8
2033/34 | 171.25 | 26.75 | 8
2033/34 | 171.75 | 26.75 | 6
2033/34 | 172.25 | 26.75 | 4
2033/34 | 172.75 | 26.75 | 5
2033/34 | 173.25 | 26.75 | 13
2033/34 | 173.75 | 26.75 | 9
2033/34 | 174.25 | 26.75 | 2
2033/34 | 174.75 | 26.75 | 8
2033/34 | 175.25 | 26.75 | 6
2033/34 | 175.75 | 26.75 | 4
2033/34 | 176.25 | 26.75 | 5
2033/34 | 176.75 | 26.75 | 4
2033/34 | 177.25 | 26.75 | 2
2033/34 | 177.75 | 26.75 | 4
2033/34 | 178.25 | 26.75 | 6
2033/34 | 178.75 | 26.75 | 2
2033/34 | 179.25 | 26.75 | 3
2033/34 | 179.75 | 26.75 | 4
2033/34 | 180.25 | 26.75 | 3
2033/34 | 180.75 | 26.75 | 4
2033/34 | 181.25 | 26.75 | 4
2033/34 | 181.75 | 26.75 | 3
2033/34 | 182.25 | 26.75 | 1
2033/34 | 182.75 | 26.75 | 4
2033/34 | 183.25 | 26.75 | 2
2033/34 | 183.75 | 26.75 | 2
2033/34 | 184.75 | 26.75 | 4
2033/34 | 185.75 | 26.75 | 3
2033/34 | 186.25 | 26.75 | 5
2033/34 | 186.75 | 26.75 | 2
2033/34 | 187.25 | 26.75 | 3
2033/34 | 187.75 | 26.75 | 4
2033/34 | 188.25 | 26.75 | 6
2033/34 | 188.75 | 26.75 | 3
2033/34 | 189.25 | 26.75 | 3
2033/34 | 189.75 | 26.75 | 1
2033/34 | 190.25 | 26.75 | 1
2033/34 | 190.75 | 26.75 | 2
2033/34 | 191.25 | 26.75 | 3
2033/34 | 191.75 | 26.75 | 1
2033/34 | 192.25 | 26.75 | 1
2033/34 | 192.75 | 26.75 | 3
2033/34 | 193.25 | 26.75 | 2
2033/34 | 193.75 | 26.75 | 4
2033/34 | 194.75 | 26.75 | 2
2033/34 | 195.25 | 26.75 | 2
2033/34 | 195.75 | 26.75 | 2
2033/34 | 196.25 | 26.75 | 2
2033/34 | 196.75 | 26.75 | 2
2033/34 | 197.25 | 26.75 | 2
2033/34 | 197.75 | 26.75 | 1
2033/34 | 198.75 | 26.75 | 1
2033/34 | 199.75 | 26.75 | 1
2033/34 | 200.25 | 26.75 | 2
2033/34 | 200.75 | 26.75 | 2
2033/34 | 201.75 | 26.75 | 2
2033/34 | 202.75 | 26.75 | 1
2033/34 | 203.25 | 26.75 | 1
2033/34 | 203.75 | 26.75 | 1
2033/34 | 204.25 | 26.75 | 3
2033/34 | 204.75 | 26.75 | 1
2033/34 | 205.25 | 26.75 | 1
2033/34 | 205.75 | 26.75 | 1
2033/34 | 206.75 | 26.75 | 1
2033/34 | 207.25 | 26.75 | 2
2033/34 | 207.75 | 26.75 | 1
2033/34 | 208.25 | 26.75 | 2
2033/34 | 208.75 | 26.75 | 1
2033/34 | 209.25 | 26.75 | 1
2033/34 | 209.75 | 26.75 | 1
2033/34 | 210.25 | 26.75 | 1
2033/34 | 211.75 | 26.75 | 1
2033/34 | 212.75 | 26.75 | 2
2033/34 | 213.75 | 26.75 | 2
2033/34 | 218.25 | 26.75 | 2
2033/34 | 218.75 | 26.75 | 2
2033/34 | 221.25 | 26.75 | 2
2033/34 | 222.25 | 26.75 | 1
2033/34 | 225.75 | 26.75 | 1
2033/34 | 227.25 | 26.75 | 1
2033/34 | 228.25 | 26.75 | 1
2033/34 | 228.75 | 26.75 | 1
2033/34 | 231.75 | 26.75 | 1
2033/34 | 234.75 | 26.75 | 1
2033/34 | 235.75 | 26.75 | 1
2033/34 | 236.25 | 26.75 | 1
2033/34 | 237.75 | 26.75 | 1
2033/34 | 243.25 | 26.75 | 1
2033/34 | 249.75 | 26.75 | 1
2033/34 | 31.75 | 27.25 | 1
2033/34 | 33.75 | 27.25 | 1
2033/34 | 35.75 | 27.25 | 3
2033/34 | 36.25 | 27.25 | 1
2033/34 | 36.75 | 27.25 | 1
2033/34 | 37.25 | 27.25 | 3
2033/34 | 37.75 | 27.25 | 2
2033/34 | 38.25 | 27.25 | 1
2033/34 | 38.75 | 27.25 | 2
2033/34 | 39.25 | 27.25 | 4
2033/34 | 39.75 | 27.25 | 1
2033/34 | 40.25 | 27.25 | 2
2033/34 | 40.75 | 27.25 | 5
2033/34 | 41.25 | 27.25 | 2
2033/34 | 41.75 | 27.25 | 2
2033/34 | 42.25 | 27.25 | 2
2033/34 | 42.75 | 27.25 | 3
2033/34 | 43.25 | 27.25 | 6
2033/34 | 43.75 | 27.25 | 3
2033/34 | 44.25 | 27.25 | 7
2033/34 | 44.75 | 27.25 | 6
2033/34 | 45.25 | 27.25 | 9
2033/34 | 45.75 | 27.25 | 6
2033/34 | 46.25 | 27.25 | 13
2033/34 | 46.75 | 27.25 | 16
2033/34 | 47.25 | 27.25 | 9
2033/34 | 47.75 | 27.25 | 17
2033/34 | 48.25 | 27.25 | 17
2033/34 | 48.75 | 27.25 | 18
2033/34 | 49.25 | 27.25 | 24
2033/34 | 49.75 | 27.25 | 21
2033/34 | 50.25 | 27.25 | 26
2033/34 | 50.75 | 27.25 | 32
2033/34 | 51.25 | 27.25 | 24
2033/34 | 51.75 | 27.25 | 23
2033/34 | 52.25 | 27.25 | 39
2033/34 | 52.75 | 27.25 | 41
2033/34 | 53.25 | 27.25 | 45
2033/34 | 53.75 | 27.25 | 49
2033/34 | 54.25 | 27.25 | 37
2033/34 | 54.75 | 27.25 | 52
2033/34 | 55.25 | 27.25 | 40
2033/34 | 55.75 | 27.25 | 45
2033/34 | 56.25 | 27.25 | 56
2033/34 | 56.75 | 27.25 | 68
2033/34 | 57.25 | 27.25 | 72
2033/34 | 57.75 | 27.25 | 89
2033/34 | 58.25 | 27.25 | 68
2033/34 | 58.75 | 27.25 | 86
2033/34 | 59.25 | 27.25 | 67
2033/34 | 59.75 | 27.25 | 78
2033/34 | 60.25 | 27.25 | 80
2033/34 | 60.75 | 27.25 | 63
2033/34 | 61.25 | 27.25 | 82
2033/34 | 61.75 | 27.25 | 74
2033/34 | 62.25 | 27.25 | 85
2033/34 | 62.75 | 27.25 | 91
2033/34 | 63.25 | 27.25 | 72
2033/34 | 63.75 | 27.25 | 80
2033/34 | 64.25 | 27.25 | 89
2033/34 | 64.75 | 27.25 | 95
2033/34 | 65.25 | 27.25 | 100
2033/34 | 65.75 | 27.25 | 118
2033/34 | 66.25 | 27.25 | 110
2033/34 | 66.75 | 27.25 | 95
2033/34 | 67.25 | 27.25 | 90
2033/34 | 67.75 | 27.25 | 99
2033/34 | 68.25 | 27.25 | 115
2033/34 | 68.75 | 27.25 | 107
2033/34 | 69.25 | 27.25 | 113
2033/34 | 69.75 | 27.25 | 127
2033/34 | 70.25 | 27.25 | 113
2033/34 | 70.75 | 27.25 | 117
2033/34 | 71.25 | 27.25 | 119
2033/34 | 71.75 | 27.25 | 116
2033/34 | 72.25 | 27.25 | 119
2033/34 | 72.75 | 27.25 | 111
2033/34 | 73.25 | 27.25 | 120
2033/34 | 73.75 | 27.25 | 116
2033/34 | 74.25 | 27.25 | 149
2033/34 | 74.75 | 27.25 | 116
2033/34 | 75.25 | 27.25 | 114
2033/34 | 75.75 | 27.25 | 120
2033/34 | 76.25 | 27.25 | 135
2033/34 | 76.75 | 27.25 | 136
2033/34 | 77.25 | 27.25 | 124
2033/34 | 77.75 | 27.25 | 128
2033/34 | 78.25 | 27.25 | 129
2033/34 | 78.75 | 27.25 | 103
2033/34 | 79.25 | 27.25 | 117
2033/34 | 79.75 | 27.25 | 125
2033/34 | 80.25 | 27.25 | 129
2033/34 | 80.75 | 27.25 | 123
2033/34 | 81.25 | 27.25 | 111
2033/34 | 81.75 | 27.25 | 123
2033/34 | 82.25 | 27.25 | 120
2033/34 | 82.75 | 27.25 | 108
2033/34 | 83.25 | 27.25 | 108
2033/34 | 83.75 | 27.25 | 130
2033/34 | 84.25 | 27.25 | 107
2033/34 | 84.75 | 27.25 | 108
2033/34 | 85.25 | 27.25 | 110
2033/34 | 85.75 | 27.25 | 115
2033/34 | 86.25 | 27.25 | 107
2033/34 | 86.75 | 27.25 | 115
2033/34 | 87.25 | 27.25 | 103
2033/34 | 87.75 | 27.25 | 106
2033/34 | 88.25 | 27.25 | 108
2033/34 | 88.75 | 27.25 | 113
2033/34 | 89.25 | 27.25 | 98
2033/34 | 89.75 | 27.25 | 112
2033/34 | 90.25 | 27.25 | 91
2033/34 | 90.75 | 27.25 | 95
2033/34 | 91.25 | 27.25 | 107
2033/34 | 91.75 | 27.25 | 94
2033/34 | 92.25 | 27.25 | 108
2033/34 | 92.75 | 27.25 | 117
2033/34 | 93.25 | 27.25 | 93
2033/34 | 93.75 | 27.25 | 103
2033/34 | 94.25 | 27.25 | 96
2033/34 | 94.75 | 27.25 | 99
2033/34 | 95.25 | 27.25 | 88
2033/34 | 95.75 | 27.25 | 83
2033/34 | 96.25 | 27.25 | 86
2033/34 | 96.75 | 27.25 | 83
2033/34 | 97.25 | 27.25 | 94
2033/34 | 97.75 | 27.25 | 102
2033/34 | 98.25 | 27.25 | 81
2033/34 | 98.75 | 27.25 | 95
2033/34 | 99.25 | 27.25 | 79
2033/34 | 99.75 | 27.25 | 91
2033/34 | 100.25 | 27.25 | 97
2033/34 | 100.75 | 27.25 | 96
2033/34 | 101.25 | 27.25 | 77
2033/34 | 101.75 | 27.25 | 82
2033/34 | 102.25 | 27.25 | 86
2033/34 | 102.75 | 27.25 | 90
2033/34 | 103.25 | 27.25 | 82
2033/34 | 103.75 | 27.25 | 77
2033/34 | 104.25 | 27.25 | 71
2033/34 | 104.75 | 27.25 | 70
2033/34 | 105.25 | 27.25 | 85
2033/34 | 105.75 | 27.25 | 76
2033/34 | 106.25 | 27.25 | 74
2033/34 | 106.75 | 27.25 | 76
2033/34 | 107.25 | 27.25 | 77
2033/34 | 107.75 | 27.25 | 83
2033/34 | 108.25 | 27.25 | 77
2033/34 | 108.75 | 27.25 | 72
2033/34 | 109.25 | 27.25 | 77
2033/34 | 109.75 | 27.25 | 58
2033/34 | 110.25 | 27.25 | 67
2033/34 | 110.75 | 27.25 | 70
2033/34 | 111.25 | 27.25 | 51
2033/34 | 111.75 | 27.25 | 67
2033/34 | 112.25 | 27.25 | 74
2033/34 | 112.75 | 27.25 | 64
2033/34 | 113.25 | 27.25 | 71
2033/34 | 113.75 | 27.25 | 60
2033/34 | 114.25 | 27.25 | 74
2033/34 | 114.75 | 27.25 | 61
2033/34 | 115.25 | 27.25 | 62
2033/34 | 115.75 | 27.25 | 54
2033/34 | 116.25 | 27.25 | 51
2033/34 | 116.75 | 27.25 | 53
2033/34 | 117.25 | 27.25 | 70
2033/34 | 117.75 | 27.25 | 61
2033/34 | 118.25 | 27.25 | 58
2033/34 | 118.75 | 27.25 | 54
2033/34 | 119.25 | 27.25 | 58
2033/34 | 119.75 | 27.25 | 39
2033/34 | 120.25 | 27.25 | 50
2033/34 | 120.75 | 27.25 | 43
2033/34 | 121.25 | 27.25 | 57
2033/34 | 121.75 | 27.25 | 35
2033/34 | 122.25 | 27.25 | 44
2033/34 | 122.75 | 27.25 | 42
2033/34 | 123.25 | 27.25 | 41
2033/34 | 123.75 | 27.25 | 50
2033/34 | 124.25 | 27.25 | 31
2033/34 | 124.75 | 27.25 | 42
2033/34 | 125.25 | 27.25 | 42
2033/34 | 125.75 | 27.25 | 37
2033/34 | 126.25 | 27.25 | 32
2033/34 | 126.75 | 27.25 | 44
2033/34 | 127.25 | 27.25 | 37
2033/34 | 127.75 | 27.25 | 43
2033/34 | 128.25 | 27.25 | 30
2033/34 | 128.75 | 27.25 | 34
2033/34 | 129.25 | 27.25 | 19
2033/34 | 129.75 | 27.25 | 32
2033/34 | 130.25 | 27.25 | 29
2033/34 | 130.75 | 27.25 | 37
2033/34 | 131.25 | 27.25 | 35
2033/34 | 131.75 | 27.25 | 25
2033/34 | 132.25 | 27.25 | 38
2033/34 | 132.75 | 27.25 | 29
2033/34 | 133.25 | 27.25 | 24
2033/34 | 133.75 | 27.25 | 23
2033/34 | 134.25 | 27.25 | 29
2033/34 | 134.75 | 27.25 | 38
2033/34 | 135.25 | 27.25 | 37
2033/34 | 135.75 | 27.25 | 21
2033/34 | 136.25 | 27.25 | 30
2033/34 | 136.75 | 27.25 | 31
2033/34 | 137.25 | 27.25 | 35
2033/34 | 137.75 | 27.25 | 30
2033/34 | 138.25 | 27.25 | 26
2033/34 | 138.75 | 27.25 | 24
2033/34 | 139.25 | 27.25 | 19
2033/34 | 139.75 | 27.25 | 22
2033/34 | 140.25 | 27.25 | 27
2033/34 | 140.75 | 27.25 | 21
2033/34 | 141.25 | 27.25 | 20
2033/34 | 141.75 | 27.25 | 16
2033/34 | 142.25 | 27.25 | 21
2033/34 | 142.75 | 27.25 | 17
2033/34 | 143.25 | 27.25 | 20
2033/34 | 143.75 | 27.25 | 24
2033/34 | 144.25 | 27.25 | 25
2033/34 | 144.75 | 27.25 | 14
2033/34 | 145.25 | 27.25 | 25
2033/34 | 145.75 | 27.25 | 13
2033/34 | 146.25 | 27.25 | 21
2033/34 | 146.75 | 27.25 | 20
2033/34 | 147.25 | 27.25 | 15
2033/34 | 147.75 | 27.25 | 21
2033/34 | 148.25 | 27.25 | 14
2033/34 | 148.75 | 27.25 | 25
2033/34 | 149.25 | 27.25 | 16
2033/34 | 149.75 | 27.25 | 14
2033/34 | 150.25 | 27.25 | 14
2033/34 | 150.75 | 27.25 | 21
2033/34 | 151.25 | 27.25 | 13
2033/34 | 151.75 | 27.25 | 10
2033/34 | 152.25 | 27.25 | 16
2033/34 | 152.75 | 27.25 | 14
2033/34 | 153.25 | 27.25 | 8
2033/34 | 153.75 | 27.25 | 14
2033/34 | 154.25 | 27.25 | 13
2033/34 | 154.75 | 27.25 | 10
2033/34 | 155.25 | 27.25 | 16
2033/34 | 155.75 | 27.25 | 11
2033/34 | 156.25 | 27.25 | 5
2033/34 | 156.75 | 27.25 | 8
2033/34 | 157.25 | 27.25 | 10
2033/34 | 157.75 | 27.25 | 14
2033/34 | 158.25 | 27.25 | 7
2033/34 | 158.75 | 27.25 | 8
2033/34 | 159.25 | 27.25 | 12
2033/34 | 159.75 | 27.25 | 12
2033/34 | 160.25 | 27.25 | 7
2033/34 | 160.75 | 27.25 | 9
2033/34 | 161.25 | 27.25 | 16
2033/34 | 161.75 | 27.25 | 13
2033/34 | 162.25 | 27.25 | 4
2033/34 | 162.75 | 27.25 | 6
2033/34 | 163.25 | 27.25 | 9
2033/34 | 163.75 | 27.25 | 12
2033/34 | 164.25 | 27.25 | 10
2033/34 | 164.75 | 27.25 | 5
2033/34 | 165.25 | 27.25 | 8
2033/34 | 165.75 | 27.25 | 5
2033/34 | 166.25 | 27.25 | 5
2033/34 | 166.75 | 27.25 | 6
2033/34 | 167.25 | 27.25 | 10
2033/34 | 167.75 | 27.25 | 8
2033/34 | 168.25 | 27.25 | 8
2033/34 | 168.75 | 27.25 | 4
2033/34 | 169.25 | 27.25 | 5
2033/34 | 169.75 | 27.25 | 4
2033/34 | 170.25 | 27.25 | 7
2033/34 | 170.75 | 27.25 | 6
2033/34 | 171.25 | 27.25 | 9
2033/34 | 171.75 | 27.25 | 4
2033/34 | 172.25 | 27.25 | 8
2033/34 | 172.75 | 27.25 | 5
2033/34 | 173.25 | 27.25 | 5
2033/34 | 173.75 | 27.25 | 8
2033/34 | 174.25 | 27.25 | 2
2033/34 | 174.75 | 27.25 | 11
2033/34 | 175.25 | 27.25 | 6
2033/34 | 175.75 | 27.25 | 9
2033/34 | 176.25 | 27.25 | 7
2033/34 | 176.75 | 27.25 | 6
2033/34 | 177.25 | 27.25 | 9
2033/34 | 177.75 | 27.25 | 4
2033/34 | 178.25 | 27.25 | 5
2033/34 | 178.75 | 27.25 | 3
2033/34 | 179.25 | 27.25 | 8
2033/34 | 179.75 | 27.25 | 2
2033/34 | 180.25 | 27.25 | 3
2033/34 | 180.75 | 27.25 | 6
2033/34 | 181.25 | 27.25 | 7
2033/34 | 181.75 | 27.25 | 3
2033/34 | 182.25 | 27.25 | 8
2033/34 | 182.75 | 27.25 | 4
2033/34 | 183.25 | 27.25 | 1
2033/34 | 183.75 | 27.25 | 4
2033/34 | 184.25 | 27.25 | 9
2033/34 | 184.75 | 27.25 | 3
2033/34 | 185.25 | 27.25 | 3
2033/34 | 185.75 | 27.25 | 6
2033/34 | 186.25 | 27.25 | 4
2033/34 | 186.75 | 27.25 | 1
2033/34 | 187.25 | 27.25 | 2
2033/34 | 187.75 | 27.25 | 4
2033/34 | 188.25 | 27.25 | 2
2033/34 | 188.75 | 27.25 | 4
2033/34 | 189.25 | 27.25 | 3
2033/34 | 189.75 | 27.25 | 1
2033/34 | 190.25 | 27.25 | 8
2033/34 | 190.75 | 27.25 | 4
2033/34 | 191.25 | 27.25 | 1
2033/34 | 191.75 | 27.25 | 1
2033/34 | 192.25 | 27.25 | 1
2033/34 | 192.75 | 27.25 | 2
2033/34 | 193.25 | 27.25 | 5
2033/34 | 193.75 | 27.25 | 2
2033/34 | 194.25 | 27.25 | 3
2033/34 | 194.75 | 27.25 | 3
2033/34 | 195.25 | 27.25 | 2
2033/34 | 195.75 | 27.25 | 1
2033/34 | 196.25 | 27.25 | 2
2033/34 | 196.75 | 27.25 | 3
2033/34 | 197.25 | 27.25 | 2
2033/34 | 197.75 | 27.25 | 3
2033/34 | 198.25 | 27.25 | 5
2033/34 | 199.25 | 27.25 | 4
2033/34 | 199.75 | 27.25 | 1
2033/34 | 200.25 | 27.25 | 1
2033/34 | 200.75 | 27.25 | 1
2033/34 | 201.75 | 27.25 | 1
2033/34 | 202.25 | 27.25 | 2
2033/34 | 203.25 | 27.25 | 1
2033/34 | 204.75 | 27.25 | 1
2033/34 | 205.25 | 27.25 | 4
2033/34 | 205.75 | 27.25 | 1
2033/34 | 206.25 | 27.25 | 4
2033/34 | 207.75 | 27.25 | 1
2033/34 | 208.25 | 27.25 | 1
2033/34 | 209.75 | 27.25 | 1
2033/34 | 210.25 | 27.25 | 1
2033/34 | 210.75 | 27.25 | 1
2033/34 | 211.25 | 27.25 | 1
2033/34 | 213.25 | 27.25 | 1
2033/34 | 213.75 | 27.25 | 2
2033/34 | 215.25 | 27.25 | 1
2033/34 | 215.75 | 27.25 | 1
2033/34 | 216.25 | 27.25 | 2
2033/34 | 217.75 | 27.25 | 1
2033/34 | 218.25 | 27.25 | 1
2033/34 | 219.75 | 27.25 | 1
2033/34 | 222.75 | 27.25 | 1
2033/34 | 224.75 | 27.25 | 1
2033/34 | 225.25 | 27.25 | 1
2033/34 | 225.75 | 27.25 | 1
2033/34 | 227.75 | 27.25 | 1
2033/34 | 228.25 | 27.25 | 1
2033/34 | 231.75 | 27.25 | 1
2033/34 | 233.75 | 27.25 | 1
2033/34 | 236.25 | 27.25 | 1
2033/34 | 236.75 | 27.25 | 1
2033/34 | 237.75 | 27.25 | 1
2033/34 | 238.75 | 27.25 | 1
2033/34 | 253.75 | 27.25 | 1
2033/34 | 32.75 | 27.75 | 2
2033/34 | 34.75 | 27.75 | 2
2033/34 | 35.75 | 27.75 | 1
2033/34 | 36.25 | 27.75 | 2
2033/34 | 38.25 | 27.75 | 1
2033/34 | 38.75 | 27.75 | 3
2033/34 | 39.25 | 27.75 | 2
2033/34 | 40.25 | 27.75 | 4
2033/34 | 41.25 | 27.75 | 2
2033/34 | 41.75 | 27.75 | 6
2033/34 | 42.25 | 27.75 | 1
2033/34 | 42.75 | 27.75 | 5
2033/34 | 43.25 | 27.75 | 8
2033/34 | 43.75 | 27.75 | 7
2033/34 | 44.25 | 27.75 | 4
2033/34 | 44.75 | 27.75 | 6
2033/34 | 45.25 | 27.75 | 9
2033/34 | 45.75 | 27.75 | 13
2033/34 | 46.25 | 27.75 | 8
2033/34 | 46.75 | 27.75 | 10
2033/34 | 47.25 | 27.75 | 15
2033/34 | 47.75 | 27.75 | 17
2033/34 | 48.25 | 27.75 | 13
2033/34 | 48.75 | 27.75 | 17
2033/34 | 49.25 | 27.75 | 17
2033/34 | 49.75 | 27.75 | 25
2033/34 | 50.25 | 27.75 | 17
2033/34 | 50.75 | 27.75 | 26
2033/34 | 51.25 | 27.75 | 30
2033/34 | 51.75 | 27.75 | 26
2033/34 | 52.25 | 27.75 | 39
2033/34 | 52.75 | 27.75 | 23
2033/34 | 53.25 | 27.75 | 34
2033/34 | 53.75 | 27.75 | 45
2033/34 | 54.25 | 27.75 | 46
2033/34 | 54.75 | 27.75 | 41
2033/34 | 55.25 | 27.75 | 52
2033/34 | 55.75 | 27.75 | 49
2033/34 | 56.25 | 27.75 | 63
2033/34 | 56.75 | 27.75 | 56
2033/34 | 57.25 | 27.75 | 46
2033/34 | 57.75 | 27.75 | 49
2033/34 | 58.25 | 27.75 | 57
2033/34 | 58.75 | 27.75 | 64
2033/34 | 59.25 | 27.75 | 69
2033/34 | 59.75 | 27.75 | 69
2033/34 | 60.25 | 27.75 | 56
2033/34 | 60.75 | 27.75 | 82
2033/34 | 61.25 | 27.75 | 82
2033/34 | 61.75 | 27.75 | 91
2033/34 | 62.25 | 27.75 | 93
2033/34 | 62.75 | 27.75 | 104
2033/34 | 63.25 | 27.75 | 89
2033/34 | 63.75 | 27.75 | 100
2033/34 | 64.25 | 27.75 | 93
2033/34 | 64.75 | 27.75 | 99
2033/34 | 65.25 | 27.75 | 103
2033/34 | 65.75 | 27.75 | 97
2033/34 | 66.25 | 27.75 | 92
2033/34 | 66.75 | 27.75 | 84
2033/34 | 67.25 | 27.75 | 95
2033/34 | 67.75 | 27.75 | 101
2033/34 | 68.25 | 27.75 | 107
2033/34 | 68.75 | 27.75 | 110
2033/34 | 69.25 | 27.75 | 110
2033/34 | 69.75 | 27.75 | 124
2033/34 | 70.25 | 27.75 | 132
2033/34 | 70.75 | 27.75 | 126
2033/34 | 71.25 | 27.75 | 98
2033/34 | 71.75 | 27.75 | 135
2033/34 | 72.25 | 27.75 | 112
2033/34 | 72.75 | 27.75 | 126
2033/34 | 73.25 | 27.75 | 124
2033/34 | 73.75 | 27.75 | 108
2033/34 | 74.25 | 27.75 | 110
2033/34 | 74.75 | 27.75 | 122
2033/34 | 75.25 | 27.75 | 119
2033/34 | 75.75 | 27.75 | 146
2033/34 | 76.25 | 27.75 | 115
2033/34 | 76.75 | 27.75 | 115
2033/34 | 77.25 | 27.75 | 130
2033/34 | 77.75 | 27.75 | 111
2033/34 | 78.25 | 27.75 | 122
2033/34 | 78.75 | 27.75 | 105
2033/34 | 79.25 | 27.75 | 129
2033/34 | 79.75 | 27.75 | 113
2033/34 | 80.25 | 27.75 | 111
2033/34 | 80.75 | 27.75 | 127
2033/34 | 81.25 | 27.75 | 116
2033/34 | 81.75 | 27.75 | 128
2033/34 | 82.25 | 27.75 | 119
2033/34 | 82.75 | 27.75 | 126
2033/34 | 83.25 | 27.75 | 99
2033/34 | 83.75 | 27.75 | 114
2033/34 | 84.25 | 27.75 | 113
2033/34 | 84.75 | 27.75 | 112
2033/34 | 85.25 | 27.75 | 108
2033/34 | 85.75 | 27.75 | 107
2033/34 | 86.25 | 27.75 | 115
2033/34 | 86.75 | 27.75 | 109
2033/34 | 87.25 | 27.75 | 117
2033/34 | 87.75 | 27.75 | 99
2033/34 | 88.25 | 27.75 | 95
2033/34 | 88.75 | 27.75 | 119
2033/34 | 89.25 | 27.75 | 106
2033/34 | 89.75 | 27.75 | 110
2033/34 | 90.25 | 27.75 | 103
2033/34 | 90.75 | 27.75 | 119
2033/34 | 91.25 | 27.75 | 104
2033/34 | 91.75 | 27.75 | 94
2033/34 | 92.25 | 27.75 | 82
2033/34 | 92.75 | 27.75 | 95
2033/34 | 93.25 | 27.75 | 97
2033/34 | 93.75 | 27.75 | 119
2033/34 | 94.25 | 27.75 | 82
2033/34 | 94.75 | 27.75 | 96
2033/34 | 95.25 | 27.75 | 84
2033/34 | 95.75 | 27.75 | 93
2033/34 | 96.25 | 27.75 | 91
2033/34 | 96.75 | 27.75 | 101
2033/34 | 97.25 | 27.75 | 93
2033/34 | 97.75 | 27.75 | 92
2033/34 | 98.25 | 27.75 | 96
2033/34 | 98.75 | 27.75 | 106
2033/34 | 99.25 | 27.75 | 81
2033/34 | 99.75 | 27.75 | 94
2033/34 | 100.25 | 27.75 | 91
2033/34 | 100.75 | 27.75 | 91
2033/34 | 101.25 | 27.75 | 80
2033/34 | 101.75 | 27.75 | 87
2033/34 | 102.25 | 27.75 | 84
2033/34 | 102.75 | 27.75 | 89
2033/34 | 103.25 | 27.75 | 95
2033/34 | 103.75 | 27.75 | 73
2033/34 | 104.25 | 27.75 | 71
2033/34 | 104.75 | 27.75 | 76
2033/34 | 105.25 | 27.75 | 86
2033/34 | 105.75 | 27.75 | 81
2033/34 | 106.25 | 27.75 | 84
2033/34 | 106.75 | 27.75 | 80
2033/34 | 107.25 | 27.75 | 80
2033/34 | 107.75 | 27.75 | 67
2033/34 | 108.25 | 27.75 | 83
2033/34 | 108.75 | 27.75 | 59
2033/34 | 109.25 | 27.75 | 72
2033/34 | 109.75 | 27.75 | 88
2033/34 | 110.25 | 27.75 | 72
2033/34 | 110.75 | 27.75 | 73
2033/34 | 111.25 | 27.75 | 71
2033/34 | 111.75 | 27.75 | 73
2033/34 | 112.25 | 27.75 | 73
2033/34 | 112.75 | 27.75 | 72
2033/34 | 113.25 | 27.75 | 69
2033/34 | 113.75 | 27.75 | 56
2033/34 | 114.25 | 27.75 | 63
2033/34 | 114.75 | 27.75 | 50
2033/34 | 115.25 | 27.75 | 66
2033/34 | 115.75 | 27.75 | 68
2033/34 | 116.25 | 27.75 | 64
2033/34 | 116.75 | 27.75 | 64
2033/34 | 117.25 | 27.75 | 58
2033/34 | 117.75 | 27.75 | 55
2033/34 | 118.25 | 27.75 | 54
2033/34 | 118.75 | 27.75 | 48
2033/34 | 119.25 | 27.75 | 53
2033/34 | 119.75 | 27.75 | 43
2033/34 | 120.25 | 27.75 | 49
2033/34 | 120.75 | 27.75 | 40
2033/34 | 121.25 | 27.75 | 48
2033/34 | 121.75 | 27.75 | 43
2033/34 | 122.25 | 27.75 | 34
2033/34 | 122.75 | 27.75 | 42
2033/34 | 123.25 | 27.75 | 56
2033/34 | 123.75 | 27.75 | 50
2033/34 | 124.25 | 27.75 | 39
2033/34 | 124.75 | 27.75 | 39
2033/34 | 125.25 | 27.75 | 38
2033/34 | 125.75 | 27.75 | 35
2033/34 | 126.25 | 27.75 | 41
2033/34 | 126.75 | 27.75 | 37
2033/34 | 127.25 | 27.75 | 47
2033/34 | 127.75 | 27.75 | 45
2033/34 | 128.25 | 27.75 | 33
2033/34 | 128.75 | 27.75 | 40
2033/34 | 129.25 | 27.75 | 45
2033/34 | 129.75 | 27.75 | 42
2033/34 | 130.25 | 27.75 | 39
2033/34 | 130.75 | 27.75 | 24
2033/34 | 131.25 | 27.75 | 35
2033/34 | 131.75 | 27.75 | 21
2033/34 | 132.25 | 27.75 | 31
2033/34 | 132.75 | 27.75 | 38
2033/34 | 133.25 | 27.75 | 29
2033/34 | 133.75 | 27.75 | 39
2033/34 | 134.25 | 27.75 | 36
2033/34 | 134.75 | 27.75 | 32
2033/34 | 135.25 | 27.75 | 39
2033/34 | 135.75 | 27.75 | 26
2033/34 | 136.25 | 27.75 | 25
2033/34 | 136.75 | 27.75 | 28
2033/34 | 137.25 | 27.75 | 31
2033/34 | 137.75 | 27.75 | 33
2033/34 | 138.25 | 27.75 | 26
2033/34 | 138.75 | 27.75 | 30
2033/34 | 139.25 | 27.75 | 38
2033/34 | 139.75 | 27.75 | 21
2033/34 | 140.25 | 27.75 | 26
2033/34 | 140.75 | 27.75 | 18
2033/34 | 141.25 | 27.75 | 30
2033/34 | 141.75 | 27.75 | 23
2033/34 | 142.25 | 27.75 | 16
2033/34 | 142.75 | 27.75 | 22
2033/34 | 143.25 | 27.75 | 33
2033/34 | 143.75 | 27.75 | 20
2033/34 | 144.25 | 27.75 | 16
2033/34 | 144.75 | 27.75 | 27
2033/34 | 145.25 | 27.75 | 17
2033/34 | 145.75 | 27.75 | 19
2033/34 | 146.25 | 27.75 | 20
2033/34 | 146.75 | 27.75 | 17
2033/34 | 147.25 | 27.75 | 19
2033/34 | 147.75 | 27.75 | 29
2033/34 | 148.25 | 27.75 | 17
2033/34 | 148.75 | 27.75 | 15
2033/34 | 149.25 | 27.75 | 21
2033/34 | 149.75 | 27.75 | 22
2033/34 | 150.25 | 27.75 | 20
2033/34 | 150.75 | 27.75 | 16
2033/34 | 151.25 | 27.75 | 20
2033/34 | 151.75 | 27.75 | 20
2033/34 | 152.25 | 27.75 | 18
2033/34 | 152.75 | 27.75 | 17
2033/34 | 153.25 | 27.75 | 12
2033/34 | 153.75 | 27.75 | 11
2033/34 | 154.25 | 27.75 | 17
2033/34 | 154.75 | 27.75 | 24
2033/34 | 155.25 | 27.75 | 13
2033/34 | 155.75 | 27.75 | 12
2033/34 | 156.25 | 27.75 | 11
2033/34 | 156.75 | 27.75 | 9
2033/34 | 157.25 | 27.75 | 11
2033/34 | 157.75 | 27.75 | 12
2033/34 | 158.25 | 27.75 | 10
2033/34 | 158.75 | 27.75 | 16
2033/34 | 159.25 | 27.75 | 15
2033/34 | 159.75 | 27.75 | 10
2033/34 | 160.25 | 27.75 | 20
2033/34 | 160.75 | 27.75 | 16
2033/34 | 161.25 | 27.75 | 11
2033/34 | 161.75 | 27.75 | 12
2033/34 | 162.25 | 27.75 | 12
2033/34 | 162.75 | 27.75 | 11
2033/34 | 163.25 | 27.75 | 6
2033/34 | 163.75 | 27.75 | 11
2033/34 | 164.25 | 27.75 | 13
2033/34 | 164.75 | 27.75 | 10
2033/34 | 165.25 | 27.75 | 15
2033/34 | 165.75 | 27.75 | 7
2033/34 | 166.25 | 27.75 | 5
2033/34 | 166.75 | 27.75 | 6
2033/34 | 167.25 | 27.75 | 6
2033/34 | 167.75 | 27.75 | 7
2033/34 | 168.25 | 27.75 | 9
2033/34 | 168.75 | 27.75 | 6
2033/34 | 169.25 | 27.75 | 9
2033/34 | 169.75 | 27.75 | 7
2033/34 | 170.25 | 27.75 | 5
2033/34 | 170.75 | 27.75 | 7
2033/34 | 171.25 | 27.75 | 4
2033/34 | 171.75 | 27.75 | 2
2033/34 | 172.25 | 27.75 | 9
2033/34 | 172.75 | 27.75 | 5
2033/34 | 173.25 | 27.75 | 9
2033/34 | 173.75 | 27.75 | 7
2033/34 | 174.25 | 27.75 | 10
2033/34 | 174.75 | 27.75 | 6
2033/34 | 175.25 | 27.75 | 7
2033/34 | 175.75 | 27.75 | 3
2033/34 | 176.25 | 27.75 | 3
2033/34 | 176.75 | 27.75 | 5
2033/34 | 177.25 | 27.75 | 2
2033/34 | 177.75 | 27.75 | 6
2033/34 | 178.25 | 27.75 | 4
2033/34 | 178.75 | 27.75 | 4
2033/34 | 179.25 | 27.75 | 3
2033/34 | 179.75 | 27.75 | 3
2033/34 | 180.25 | 27.75 | 3
2033/34 | 180.75 | 27.75 | 8
2033/34 | 181.25 | 27.75 | 8
2033/34 | 181.75 | 27.75 | 4
2033/34 | 182.25 | 27.75 | 3
2033/34 | 182.75 | 27.75 | 3
2033/34 | 183.25 | 27.75 | 8
2033/34 | 183.75 | 27.75 | 6
2033/34 | 184.25 | 27.75 | 5
2033/34 | 184.75 | 27.75 | 7
2033/34 | 185.25 | 27.75 | 5
2033/34 | 185.75 | 27.75 | 2
2033/34 | 186.25 | 27.75 | 3
2033/34 | 186.75 | 27.75 | 5
2033/34 | 187.25 | 27.75 | 1
2033/34 | 187.75 | 27.75 | 3
2033/34 | 188.25 | 27.75 | 2
2033/34 | 188.75 | 27.75 | 5
2033/34 | 189.25 | 27.75 | 2
2033/34 | 189.75 | 27.75 | 3
2033/34 | 190.25 | 27.75 | 1
2033/34 | 190.75 | 27.75 | 2
2033/34 | 191.25 | 27.75 | 6
2033/34 | 191.75 | 27.75 | 3
2033/34 | 192.25 | 27.75 | 3
2033/34 | 192.75 | 27.75 | 3
2033/34 | 193.25 | 27.75 | 2
2033/34 | 193.75 | 27.75 | 3
2033/34 | 194.75 | 27.75 | 1
2033/34 | 195.25 | 27.75 | 2
2033/34 | 195.75 | 27.75 | 3
2033/34 | 196.25 | 27.75 | 3
2033/34 | 196.75 | 27.75 | 6
2033/34 | 197.25 | 27.75 | 2
2033/34 | 198.25 | 27.75 | 2
2033/34 | 198.75 | 27.75 | 2
2033/34 | 199.25 | 27.75 | 1
2033/34 | 199.75 | 27.75 | 3
2033/34 | 200.25 | 27.75 | 2
2033/34 | 200.75 | 27.75 | 3
2033/34 | 201.25 | 27.75 | 1
2033/34 | 202.25 | 27.75 | 3
2033/34 | 202.75 | 27.75 | 3
2033/34 | 203.25 | 27.75 | 2
2033/34 | 204.25 | 27.75 | 2
2033/34 | 205.25 | 27.75 | 2
2033/34 | 205.75 | 27.75 | 2
2033/34 | 206.75 | 27.75 | 1
2033/34 | 207.75 | 27.75 | 1
2033/34 | 208.25 | 27.75 | 1
2033/34 | 208.75 | 27.75 | 1
2033/34 | 209.25 | 27.75 | 2
2033/34 | 210.75 | 27.75 | 1
2033/34 | 213.75 | 27.75 | 1
2033/34 | 214.75 | 27.75 | 1
2033/34 | 215.25 | 27.75 | 2
2033/34 | 217.25 | 27.75 | 1
2033/34 | 217.75 | 27.75 | 1
2033/34 | 218.25 | 27.75 | 1
2033/34 | 219.25 | 27.75 | 1
2033/34 | 221.25 | 27.75 | 1
2033/34 | 230.25 | 27.75 | 2
2033/34 | 231.25 | 27.75 | 1
2033/34 | 232.25 | 27.75 | 1
2033/34 | 234.75 | 27.75 | 1
2033/34 | 240.75 | 27.75 | 1
2033/34 | 245.75 | 27.75 | 1
2033/34 | 32.75 | 28.25 | 1
2033/34 | 33.75 | 28.25 | 1
2033/34 | 34.25 | 28.25 | 2
2033/34 | 37.25 | 28.25 | 1
2033/34 | 37.75 | 28.25 | 2
2033/34 | 38.75 | 28.25 | 1
2033/34 | 39.25 | 28.25 | 1
2033/34 | 40.25 | 28.25 | 1
2033/34 | 40.75 | 28.25 | 2
2033/34 | 41.25 | 28.25 | 3
2033/34 | 41.75 | 28.25 | 3
2033/34 | 42.25 | 28.25 | 4
2033/34 | 42.75 | 28.25 | 4
2033/34 | 43.25 | 28.25 | 5
2033/34 | 43.75 | 28.25 | 3
2033/34 | 44.25 | 28.25 | 8
2033/34 | 44.75 | 28.25 | 6
2033/34 | 45.25 | 28.25 | 6
2033/34 | 45.75 | 28.25 | 6
2033/34 | 46.25 | 28.25 | 7
2033/34 | 46.75 | 28.25 | 11
2033/34 | 47.25 | 28.25 | 10
2033/34 | 47.75 | 28.25 | 9
2033/34 | 48.25 | 28.25 | 11
2033/34 | 48.75 | 28.25 | 12
2033/34 | 49.25 | 28.25 | 19
2033/34 | 49.75 | 28.25 | 20
2033/34 | 50.25 | 28.25 | 17
2033/34 | 50.75 | 28.25 | 18
2033/34 | 51.25 | 28.25 | 19
2033/34 | 51.75 | 28.25 | 31
2033/34 | 52.25 | 28.25 | 30
2033/34 | 52.75 | 28.25 | 33
2033/34 | 53.25 | 28.25 | 35
2033/34 | 53.75 | 28.25 | 40
2033/34 | 54.25 | 28.25 | 49
2033/34 | 54.75 | 28.25 | 28
2033/34 | 55.25 | 28.25 | 38
2033/34 | 55.75 | 28.25 | 44
2033/34 | 56.25 | 28.25 | 48
2033/34 | 56.75 | 28.25 | 44
2033/34 | 57.25 | 28.25 | 55
2033/34 | 57.75 | 28.25 | 58
2033/34 | 58.25 | 28.25 | 48
2033/34 | 58.75 | 28.25 | 47
2033/34 | 59.25 | 28.25 | 65
2033/34 | 59.75 | 28.25 | 65
2033/34 | 60.25 | 28.25 | 85
2033/34 | 60.75 | 28.25 | 76
2033/34 | 61.25 | 28.25 | 60
2033/34 | 61.75 | 28.25 | 71
2033/34 | 62.25 | 28.25 | 77
2033/34 | 62.75 | 28.25 | 86
2033/34 | 63.25 | 28.25 | 83
2033/34 | 63.75 | 28.25 | 78
2033/34 | 64.25 | 28.25 | 93
2033/34 | 64.75 | 28.25 | 94
2033/34 | 65.25 | 28.25 | 78
2033/34 | 65.75 | 28.25 | 96
2033/34 | 66.25 | 28.25 | 114
2033/34 | 66.75 | 28.25 | 87
2033/34 | 67.25 | 28.25 | 117
2033/34 | 67.75 | 28.25 | 111
2033/34 | 68.25 | 28.25 | 110
2033/34 | 68.75 | 28.25 | 118
2033/34 | 69.25 | 28.25 | 114
2033/34 | 69.75 | 28.25 | 108
2033/34 | 70.25 | 28.25 | 120
2033/34 | 70.75 | 28.25 | 112
2033/34 | 71.25 | 28.25 | 125
2033/34 | 71.75 | 28.25 | 107
2033/34 | 72.25 | 28.25 | 103
2033/34 | 72.75 | 28.25 | 108
2033/34 | 73.25 | 28.25 | 132
2033/34 | 73.75 | 28.25 | 134
2033/34 | 74.25 | 28.25 | 128
2033/34 | 74.75 | 28.25 | 124
2033/34 | 75.25 | 28.25 | 138
2033/34 | 75.75 | 28.25 | 122
2033/34 | 76.25 | 28.25 | 115
2033/34 | 76.75 | 28.25 | 123
2033/34 | 77.25 | 28.25 | 111
2033/34 | 77.75 | 28.25 | 124
2033/34 | 78.25 | 28.25 | 114
2033/34 | 78.75 | 28.25 | 131
2033/34 | 79.25 | 28.25 | 124
2033/34 | 79.75 | 28.25 | 117
2033/34 | 80.25 | 28.25 | 137
2033/34 | 80.75 | 28.25 | 118
2033/34 | 81.25 | 28.25 | 128
2033/34 | 81.75 | 28.25 | 121
2033/34 | 82.25 | 28.25 | 134
2033/34 | 82.75 | 28.25 | 111
2033/34 | 83.25 | 28.25 | 114
2033/34 | 83.75 | 28.25 | 106
2033/34 | 84.25 | 28.25 | 130
2033/34 | 84.75 | 28.25 | 114
2033/34 | 85.25 | 28.25 | 126
2033/34 | 85.75 | 28.25 | 104
2033/34 | 86.25 | 28.25 | 123
2033/34 | 86.75 | 28.25 | 99
2033/34 | 87.25 | 28.25 | 106
2033/34 | 87.75 | 28.25 | 121
2033/34 | 88.25 | 28.25 | 102
2033/34 | 88.75 | 28.25 | 120
2033/34 | 89.25 | 28.25 | 110
2033/34 | 89.75 | 28.25 | 111
2033/34 | 90.25 | 28.25 | 111
2033/34 | 90.75 | 28.25 | 126
2033/34 | 91.25 | 28.25 | 110
2033/34 | 91.75 | 28.25 | 116
2033/34 | 92.25 | 28.25 | 120
2033/34 | 92.75 | 28.25 | 126
2033/34 | 93.25 | 28.25 | 121
2033/34 | 93.75 | 28.25 | 95
2033/34 | 94.25 | 28.25 | 115
2033/34 | 94.75 | 28.25 | 103
2033/34 | 95.25 | 28.25 | 115
2033/34 | 95.75 | 28.25 | 99
2033/34 | 96.25 | 28.25 | 84
2033/34 | 96.75 | 28.25 | 100
2033/34 | 97.25 | 28.25 | 117
2033/34 | 97.75 | 28.25 | 92
2033/34 | 98.25 | 28.25 | 98
2033/34 | 98.75 | 28.25 | 80
2033/34 | 99.25 | 28.25 | 89
2033/34 | 99.75 | 28.25 | 94
2033/34 | 100.25 | 28.25 | 94
2033/34 | 100.75 | 28.25 | 103
2033/34 | 101.25 | 28.25 | 108
2033/34 | 101.75 | 28.25 | 82
2033/34 | 102.25 | 28.25 | 90
2033/34 | 102.75 | 28.25 | 102
2033/34 | 103.25 | 28.25 | 107
2033/34 | 103.75 | 28.25 | 92
2033/34 | 104.25 | 28.25 | 93
2033/34 | 104.75 | 28.25 | 82
2033/34 | 105.25 | 28.25 | 80
2033/34 | 105.75 | 28.25 | 82
2033/34 | 106.25 | 28.25 | 66
2033/34 | 106.75 | 28.25 | 92
2033/34 | 107.25 | 28.25 | 90
2033/34 | 107.75 | 28.25 | 70
2033/34 | 108.25 | 28.25 | 93
2033/34 | 108.75 | 28.25 | 72
2033/34 | 109.25 | 28.25 | 59
2033/34 | 109.75 | 28.25 | 70
2033/34 | 110.25 | 28.25 | 70
2033/34 | 110.75 | 28.25 | 79
2033/34 | 111.25 | 28.25 | 71
2033/34 | 111.75 | 28.25 | 76
2033/34 | 112.25 | 28.25 | 83
2033/34 | 112.75 | 28.25 | 69
2033/34 | 113.25 | 28.25 | 65
2033/34 | 113.75 | 28.25 | 64
2033/34 | 114.25 | 28.25 | 84
2033/34 | 114.75 | 28.25 | 65
2033/34 | 115.25 | 28.25 | 57
2033/34 | 115.75 | 28.25 | 67
2033/34 | 116.25 | 28.25 | 60
2033/34 | 116.75 | 28.25 | 54
2033/34 | 117.25 | 28.25 | 53
2033/34 | 117.75 | 28.25 | 67
2033/34 | 118.25 | 28.25 | 65
2033/34 | 118.75 | 28.25 | 57
2033/34 | 119.25 | 28.25 | 62
2033/34 | 119.75 | 28.25 | 57
2033/34 | 120.25 | 28.25 | 57
2033/34 | 120.75 | 28.25 | 67
2033/34 | 121.25 | 28.25 | 40
2033/34 | 121.75 | 28.25 | 54
2033/34 | 122.25 | 28.25 | 62
2033/34 | 122.75 | 28.25 | 54
2033/34 | 123.25 | 28.25 | 54
2033/34 | 123.75 | 28.25 | 40
2033/34 | 124.25 | 28.25 | 67
2033/34 | 124.75 | 28.25 | 56
2033/34 | 125.25 | 28.25 | 49
2033/34 | 125.75 | 28.25 | 38
2033/34 | 126.25 | 28.25 | 54
2033/34 | 126.75 | 28.25 | 47
2033/34 | 127.25 | 28.25 | 37
2033/34 | 127.75 | 28.25 | 40
2033/34 | 128.25 | 28.25 | 47
2033/34 | 128.75 | 28.25 | 44
2033/34 | 129.25 | 28.25 | 34
2033/34 | 129.75 | 28.25 | 41
2033/34 | 130.25 | 28.25 | 44
2033/34 | 130.75 | 28.25 | 35
2033/34 | 131.25 | 28.25 | 33
2033/34 | 131.75 | 28.25 | 42
2033/34 | 132.25 | 28.25 | 44
2033/34 | 132.75 | 28.25 | 33
2033/34 | 133.25 | 28.25 | 38
2033/34 | 133.75 | 28.25 | 32
2033/34 | 134.25 | 28.25 | 38
2033/34 | 134.75 | 28.25 | 36
2033/34 | 135.25 | 28.25 | 32
2033/34 | 135.75 | 28.25 | 25
2033/34 | 136.25 | 28.25 | 37
2033/34 | 136.75 | 28.25 | 30
2033/34 | 137.25 | 28.25 | 27
2033/34 | 137.75 | 28.25 | 31
2033/34 | 138.25 | 28.25 | 34
2033/34 | 138.75 | 28.25 | 25
2033/34 | 139.25 | 28.25 | 25
2033/34 | 139.75 | 28.25 | 24
2033/34 | 140.25 | 28.25 | 26
2033/34 | 140.75 | 28.25 | 29
2033/34 | 141.25 | 28.25 | 21
2033/34 | 141.75 | 28.25 | 29
2033/34 | 142.25 | 28.25 | 35
2033/34 | 142.75 | 28.25 | 25
2033/34 | 143.25 | 28.25 | 25
2033/34 | 143.75 | 28.25 | 24
2033/34 | 144.25 | 28.25 | 29
2033/34 | 144.75 | 28.25 | 27
2033/34 | 145.25 | 28.25 | 19
2033/34 | 145.75 | 28.25 | 21
2033/34 | 146.25 | 28.25 | 24
2033/34 | 146.75 | 28.25 | 19
2033/34 | 147.25 | 28.25 | 17
2033/34 | 147.75 | 28.25 | 25
2033/34 | 148.25 | 28.25 | 21
2033/34 | 148.75 | 28.25 | 19
2033/34 | 149.25 | 28.25 | 15
2033/34 | 149.75 | 28.25 | 21
2033/34 | 150.25 | 28.25 | 21
2033/34 | 150.75 | 28.25 | 16
2033/34 | 151.25 | 28.25 | 21
2033/34 | 151.75 | 28.25 | 24
2033/34 | 152.25 | 28.25 | 8
2033/34 | 152.75 | 28.25 | 16
2033/34 | 153.25 | 28.25 | 24
2033/34 | 153.75 | 28.25 | 13
2033/34 | 154.25 | 28.25 | 25
2033/34 | 154.75 | 28.25 | 20
2033/34 | 155.25 | 28.25 | 10
2033/34 | 155.75 | 28.25 | 12
2033/34 | 156.25 | 28.25 | 26
2033/34 | 156.75 | 28.25 | 10
2033/34 | 157.25 | 28.25 | 13
2033/34 | 157.75 | 28.25 | 12
2033/34 | 158.25 | 28.25 | 11
2033/34 | 158.75 | 28.25 | 11
2033/34 | 159.25 | 28.25 | 8
2033/34 | 159.75 | 28.25 | 19
2033/34 | 160.25 | 28.25 | 15
2033/34 | 160.75 | 28.25 | 9
2033/34 | 161.25 | 28.25 | 15
2033/34 | 161.75 | 28.25 | 16
2033/34 | 162.25 | 28.25 | 6
2033/34 | 162.75 | 28.25 | 9
2033/34 | 163.25 | 28.25 | 9
2033/34 | 163.75 | 28.25 | 10
2033/34 | 164.25 | 28.25 | 15
2033/34 | 164.75 | 28.25 | 9
2033/34 | 165.25 | 28.25 | 13
2033/34 | 165.75 | 28.25 | 13
2033/34 | 166.25 | 28.25 | 8
2033/34 | 166.75 | 28.25 | 8
2033/34 | 167.25 | 28.25 | 11
2033/34 | 167.75 | 28.25 | 6
2033/34 | 168.25 | 28.25 | 13
2033/34 | 168.75 | 28.25 | 12
2033/34 | 169.25 | 28.25 | 5
2033/34 | 169.75 | 28.25 | 7
2033/34 | 170.25 | 28.25 | 5
2033/34 | 170.75 | 28.25 | 10
2033/34 | 171.25 | 28.25 | 5
2033/34 | 171.75 | 28.25 | 9
2033/34 | 172.25 | 28.25 | 9
2033/34 | 172.75 | 28.25 | 6
2033/34 | 173.25 | 28.25 | 5
2033/34 | 173.75 | 28.25 | 7
2033/34 | 174.25 | 28.25 | 6
2033/34 | 174.75 | 28.25 | 10
2033/34 | 175.25 | 28.25 | 13
2033/34 | 175.75 | 28.25 | 4
2033/34 | 176.25 | 28.25 | 7
2033/34 | 176.75 | 28.25 | 6
2033/34 | 177.25 | 28.25 | 10
2033/34 | 177.75 | 28.25 | 5
2033/34 | 178.25 | 28.25 | 5
2033/34 | 178.75 | 28.25 | 7
2033/34 | 179.25 | 28.25 | 7
2033/34 | 179.75 | 28.25 | 7
2033/34 | 180.25 | 28.25 | 5
2033/34 | 180.75 | 28.25 | 4
2033/34 | 181.25 | 28.25 | 6
2033/34 | 181.75 | 28.25 | 2
2033/34 | 182.25 | 28.25 | 6
2033/34 | 182.75 | 28.25 | 1
2033/34 | 183.25 | 28.25 | 1
2033/34 | 183.75 | 28.25 | 2
2033/34 | 184.25 | 28.25 | 5
2033/34 | 184.75 | 28.25 | 3
2033/34 | 185.25 | 28.25 | 4
2033/34 | 185.75 | 28.25 | 4
2033/34 | 186.25 | 28.25 | 5
2033/34 | 186.75 | 28.25 | 2
2033/34 | 187.25 | 28.25 | 4
2033/34 | 187.75 | 28.25 | 7
2033/34 | 188.25 | 28.25 | 1
2033/34 | 188.75 | 28.25 | 4
2033/34 | 189.25 | 28.25 | 2
2033/34 | 189.75 | 28.25 | 1
2033/34 | 190.25 | 28.25 | 3
2033/34 | 190.75 | 28.25 | 3
2033/34 | 191.25 | 28.25 | 5
2033/34 | 191.75 | 28.25 | 5
2033/34 | 192.25 | 28.25 | 6
2033/34 | 192.75 | 28.25 | 2
2033/34 | 193.25 | 28.25 | 1
2033/34 | 193.75 | 28.25 | 5
2033/34 | 194.25 | 28.25 | 5
2033/34 | 194.75 | 28.25 | 2
2033/34 | 195.25 | 28.25 | 5
2033/34 | 195.75 | 28.25 | 4
2033/34 | 196.75 | 28.25 | 2
2033/34 | 197.25 | 28.25 | 2
2033/34 | 197.75 | 28.25 | 3
2033/34 | 198.25 | 28.25 | 3
2033/34 | 198.75 | 28.25 | 3
2033/34 | 199.25 | 28.25 | 1
2033/34 | 199.75 | 28.25 | 2
2033/34 | 200.25 | 28.25 | 1
2033/34 | 201.25 | 28.25 | 1
2033/34 | 201.75 | 28.25 | 2
2033/34 | 202.25 | 28.25 | 3
2033/34 | 202.75 | 28.25 | 3
2033/34 | 203.25 | 28.25 | 3
2033/34 | 204.25 | 28.25 | 1
2033/34 | 204.75 | 28.25 | 4
2033/34 | 205.75 | 28.25 | 1
2033/34 | 206.25 | 28.25 | 1
2033/34 | 206.75 | 28.25 | 1
2033/34 | 207.25 | 28.25 | 2
2033/34 | 207.75 | 28.25 | 1
2033/34 | 209.25 | 28.25 | 1
2033/34 | 209.75 | 28.25 | 1
2033/34 | 210.25 | 28.25 | 2
2033/34 | 211.25 | 28.25 | 3
2033/34 | 212.75 | 28.25 | 1
2033/34 | 214.75 | 28.25 | 1
2033/34 | 215.25 | 28.25 | 2
2033/34 | 215.75 | 28.25 | 1
2033/34 | 216.75 | 28.25 | 1
2033/34 | 217.75 | 28.25 | 1
2033/34 | 220.75 | 28.25 | 1
2033/34 | 227.75 | 28.25 | 1
2033/34 | 232.25 | 28.25 | 1
2033/34 | 232.75 | 28.25 | 1
2033/34 | 236.75 | 28.25 | 1
2033/34 | 240.75 | 28.25 | 1
2033/34 | 243.75 | 28.25 | 1
2033/34 | 249.25 | 28.25 | 1
2033/34 | 258.75 | 28.25 | 1
2033/34 | 33.25 | 28.75 | 1
2033/34 | 33.75 | 28.75 | 2
2033/34 | 34.75 | 28.75 | 1
2033/34 | 35.25 | 28.75 | 1
2033/34 | 35.75 | 28.75 | 1
2033/34 | 36.25 | 28.75 | 2
2033/34 | 37.25 | 28.75 | 1
2033/34 | 37.75 | 28.75 | 2
2033/34 | 38.25 | 28.75 | 1
2033/34 | 39.25 | 28.75 | 2
2033/34 | 39.75 | 28.75 | 1
2033/34 | 40.25 | 28.75 | 2
2033/34 | 41.25 | 28.75 | 1
2033/34 | 41.75 | 28.75 | 3
2033/34 | 42.25 | 28.75 | 1
2033/34 | 42.75 | 28.75 | 1
2033/34 | 43.25 | 28.75 | 3
2033/34 | 43.75 | 28.75 | 6
2033/34 | 44.25 | 28.75 | 5
2033/34 | 44.75 | 28.75 | 5
2033/34 | 45.25 | 28.75 | 7
2033/34 | 45.75 | 28.75 | 4
2033/34 | 46.25 | 28.75 | 10
2033/34 | 46.75 | 28.75 | 17
2033/34 | 47.25 | 28.75 | 8
2033/34 | 47.75 | 28.75 | 6
2033/34 | 48.25 | 28.75 | 11
2033/34 | 48.75 | 28.75 | 11
2033/34 | 49.25 | 28.75 | 19
2033/34 | 49.75 | 28.75 | 19
2033/34 | 50.25 | 28.75 | 19
2033/34 | 50.75 | 28.75 | 20
2033/34 | 51.25 | 28.75 | 21
2033/34 | 51.75 | 28.75 | 14
2033/34 | 52.25 | 28.75 | 20
2033/34 | 52.75 | 28.75 | 19
2033/34 | 53.25 | 28.75 | 35
2033/34 | 53.75 | 28.75 | 25
2033/34 | 54.25 | 28.75 | 37
2033/34 | 54.75 | 28.75 | 44
2033/34 | 55.25 | 28.75 | 33
2033/34 | 55.75 | 28.75 | 48
2033/34 | 56.25 | 28.75 | 44
2033/34 | 56.75 | 28.75 | 60
2033/34 | 57.25 | 28.75 | 52
2033/34 | 57.75 | 28.75 | 50
2033/34 | 58.25 | 28.75 | 58
2033/34 | 58.75 | 28.75 | 50
2033/34 | 59.25 | 28.75 | 53
2033/34 | 59.75 | 28.75 | 73
2033/34 | 60.25 | 28.75 | 78
2033/34 | 60.75 | 28.75 | 60
2033/34 | 61.25 | 28.75 | 77
2033/34 | 61.75 | 28.75 | 64
2033/34 | 62.25 | 28.75 | 78
2033/34 | 62.75 | 28.75 | 78
2033/34 | 63.25 | 28.75 | 81
2033/34 | 63.75 | 28.75 | 76
2033/34 | 64.25 | 28.75 | 64
2033/34 | 64.75 | 28.75 | 81
2033/34 | 65.25 | 28.75 | 85
2033/34 | 65.75 | 28.75 | 97
2033/34 | 66.25 | 28.75 | 100
2033/34 | 66.75 | 28.75 | 114
2033/34 | 67.25 | 28.75 | 107
2033/34 | 67.75 | 28.75 | 91
2033/34 | 68.25 | 28.75 | 104
2033/34 | 68.75 | 28.75 | 111
2033/34 | 69.25 | 28.75 | 101
2033/34 | 69.75 | 28.75 | 107
2033/34 | 70.25 | 28.75 | 144
2033/34 | 70.75 | 28.75 | 134
2033/34 | 71.25 | 28.75 | 113
2033/34 | 71.75 | 28.75 | 132
2033/34 | 72.25 | 28.75 | 106
2033/34 | 72.75 | 28.75 | 117
2033/34 | 73.25 | 28.75 | 134
2033/34 | 73.75 | 28.75 | 133
2033/34 | 74.25 | 28.75 | 128
2033/34 | 74.75 | 28.75 | 124
2033/34 | 75.25 | 28.75 | 134
2033/34 | 75.75 | 28.75 | 142
2033/34 | 76.25 | 28.75 | 136
2033/34 | 76.75 | 28.75 | 124
2033/34 | 77.25 | 28.75 | 121
2033/34 | 77.75 | 28.75 | 119
2033/34 | 78.25 | 28.75 | 120
2033/34 | 78.75 | 28.75 | 147
2033/34 | 79.25 | 28.75 | 136
2033/34 | 79.75 | 28.75 | 133
2033/34 | 80.25 | 28.75 | 127
2033/34 | 80.75 | 28.75 | 127
2033/34 | 81.25 | 28.75 | 130
2033/34 | 81.75 | 28.75 | 134
2033/34 | 82.25 | 28.75 | 140
2033/34 | 82.75 | 28.75 | 122
2033/34 | 83.25 | 28.75 | 128
2033/34 | 83.75 | 28.75 | 130
2033/34 | 84.25 | 28.75 | 141
2033/34 | 84.75 | 28.75 | 105
2033/34 | 85.25 | 28.75 | 139
2033/34 | 85.75 | 28.75 | 128
2033/34 | 86.25 | 28.75 | 127
2033/34 | 86.75 | 28.75 | 129
2033/34 | 87.25 | 28.75 | 118
2033/34 | 87.75 | 28.75 | 132
2033/34 | 88.25 | 28.75 | 108
2033/34 | 88.75 | 28.75 | 108
2033/34 | 89.25 | 28.75 | 102
2033/34 | 89.75 | 28.75 | 119
2033/34 | 90.25 | 28.75 | 116
2033/34 | 90.75 | 28.75 | 93
2033/34 | 91.25 | 28.75 | 98
2033/34 | 91.75 | 28.75 | 103
2033/34 | 92.25 | 28.75 | 118
2033/34 | 92.75 | 28.75 | 104
2033/34 | 93.25 | 28.75 | 102
2033/34 | 93.75 | 28.75 | 101
2033/34 | 94.25 | 28.75 | 93
2033/34 | 94.75 | 28.75 | 119
2033/34 | 95.25 | 28.75 | 97
2033/34 | 95.75 | 28.75 | 103
2033/34 | 96.25 | 28.75 | 110
2033/34 | 96.75 | 28.75 | 88
2033/34 | 97.25 | 28.75 | 104
2033/34 | 97.75 | 28.75 | 116
2033/34 | 98.25 | 28.75 | 94
2033/34 | 98.75 | 28.75 | 82
2033/34 | 99.25 | 28.75 | 109
2033/34 | 99.75 | 28.75 | 102
2033/34 | 100.25 | 28.75 | 110
2033/34 | 100.75 | 28.75 | 84
2033/34 | 101.25 | 28.75 | 89
2033/34 | 101.75 | 28.75 | 94
2033/34 | 102.25 | 28.75 | 83
2033/34 | 102.75 | 28.75 | 99
2033/34 | 103.25 | 28.75 | 84
2033/34 | 103.75 | 28.75 | 90
2033/34 | 104.25 | 28.75 | 107
2033/34 | 104.75 | 28.75 | 79
2033/34 | 105.25 | 28.75 | 99
2033/34 | 105.75 | 28.75 | 77
2033/34 | 106.25 | 28.75 | 89
2033/34 | 106.75 | 28.75 | 76
2033/34 | 107.25 | 28.75 | 78
2033/34 | 107.75 | 28.75 | 89
2033/34 | 108.25 | 28.75 | 78
2033/34 | 108.75 | 28.75 | 82
2033/34 | 109.25 | 28.75 | 105
2033/34 | 109.75 | 28.75 | 83
2033/34 | 110.25 | 28.75 | 76
2033/34 | 110.75 | 28.75 | 77
2033/34 | 111.25 | 28.75 | 84
2033/34 | 111.75 | 28.75 | 72
2033/34 | 112.25 | 28.75 | 83
2033/34 | 112.75 | 28.75 | 72
2033/34 | 113.25 | 28.75 | 67
2033/34 | 113.75 | 28.75 | 73
2033/34 | 114.25 | 28.75 | 65
2033/34 | 114.75 | 28.75 | 76
2033/34 | 115.25 | 28.75 | 76
2033/34 | 115.75 | 28.75 | 64
2033/34 | 116.25 | 28.75 | 60
2033/34 | 116.75 | 28.75 | 73
2033/34 | 117.25 | 28.75 | 58
2033/34 | 117.75 | 28.75 | 66
2033/34 | 118.25 | 28.75 | 52
2033/34 | 118.75 | 28.75 | 60
2033/34 | 119.25 | 28.75 | 67
2033/34 | 119.75 | 28.75 | 53
2033/34 | 120.25 | 28.75 | 52
2033/34 | 120.75 | 28.75 | 56
2033/34 | 121.25 | 28.75 | 58
2033/34 | 121.75 | 28.75 | 49
2033/34 | 122.25 | 28.75 | 51
2033/34 | 122.75 | 28.75 | 52
2033/34 | 123.25 | 28.75 | 60
2033/34 | 123.75 | 28.75 | 44
2033/34 | 124.25 | 28.75 | 56
2033/34 | 124.75 | 28.75 | 51
2033/34 | 125.25 | 28.75 | 54
2033/34 | 125.75 | 28.75 | 53
2033/34 | 126.25 | 28.75 | 53
2033/34 | 126.75 | 28.75 | 59
2033/34 | 127.25 | 28.75 | 44
2033/34 | 127.75 | 28.75 | 43
2033/34 | 128.25 | 28.75 | 46
2033/34 | 128.75 | 28.75 | 47
2033/34 | 129.25 | 28.75 | 47
2033/34 | 129.75 | 28.75 | 34
2033/34 | 130.25 | 28.75 | 51
2033/34 | 130.75 | 28.75 | 37
2033/34 | 131.25 | 28.75 | 35
2033/34 | 131.75 | 28.75 | 42
2033/34 | 132.25 | 28.75 | 31
2033/34 | 132.75 | 28.75 | 37
2033/34 | 133.25 | 28.75 | 37
2033/34 | 133.75 | 28.75 | 35
2033/34 | 134.25 | 28.75 | 45
2033/34 | 134.75 | 28.75 | 30
2033/34 | 135.25 | 28.75 | 30
2033/34 | 135.75 | 28.75 | 44
2033/34 | 136.25 | 28.75 | 40
2033/34 | 136.75 | 28.75 | 39
2033/34 | 137.25 | 28.75 | 46
2033/34 | 137.75 | 28.75 | 39
2033/34 | 138.25 | 28.75 | 43
2033/34 | 138.75 | 28.75 | 27
2033/34 | 139.25 | 28.75 | 21
2033/34 | 139.75 | 28.75 | 25
2033/34 | 140.25 | 28.75 | 21
2033/34 | 140.75 | 28.75 | 18
2033/34 | 141.25 | 28.75 | 24
2033/34 | 141.75 | 28.75 | 27
2033/34 | 142.25 | 28.75 | 19
2033/34 | 142.75 | 28.75 | 30
2033/34 | 143.25 | 28.75 | 21
2033/34 | 143.75 | 28.75 | 29
2033/34 | 144.25 | 28.75 | 33
2033/34 | 144.75 | 28.75 | 21
2033/34 | 145.25 | 28.75 | 25
2033/34 | 145.75 | 28.75 | 21
2033/34 | 146.25 | 28.75 | 20
2033/34 | 146.75 | 28.75 | 20
2033/34 | 147.25 | 28.75 | 20
2033/34 | 147.75 | 28.75 | 11
2033/34 | 148.25 | 28.75 | 18
2033/34 | 148.75 | 28.75 | 15
2033/34 | 149.25 | 28.75 | 23
2033/34 | 149.75 | 28.75 | 31
2033/34 | 150.25 | 28.75 | 20
2033/34 | 150.75 | 28.75 | 30
2033/34 | 151.25 | 28.75 | 21
2033/34 | 151.75 | 28.75 | 17
2033/34 | 152.25 | 28.75 | 15
2033/34 | 152.75 | 28.75 | 22
2033/34 | 153.25 | 28.75 | 20
2033/34 | 153.75 | 28.75 | 20
2033/34 | 154.25 | 28.75 | 17
2033/34 | 154.75 | 28.75 | 18
2033/34 | 155.25 | 28.75 | 17
2033/34 | 155.75 | 28.75 | 15
2033/34 | 156.25 | 28.75 | 20
2033/34 | 156.75 | 28.75 | 17
2033/34 | 157.25 | 28.75 | 19
2033/34 | 157.75 | 28.75 | 12
2033/34 | 158.25 | 28.75 | 14
2033/34 | 158.75 | 28.75 | 13
2033/34 | 159.25 | 28.75 | 16
2033/34 | 159.75 | 28.75 | 20
2033/34 | 160.25 | 28.75 | 15
2033/34 | 160.75 | 28.75 | 11
2033/34 | 161.25 | 28.75 | 11
2033/34 | 161.75 | 28.75 | 13
2033/34 | 162.25 | 28.75 | 16
2033/34 | 162.75 | 28.75 | 12
2033/34 | 163.25 | 28.75 | 11
2033/34 | 163.75 | 28.75 | 9
2033/34 | 164.25 | 28.75 | 11
2033/34 | 164.75 | 28.75 | 17
2033/34 | 165.25 | 28.75 | 9
2033/34 | 165.75 | 28.75 | 10
2033/34 | 166.25 | 28.75 | 10
2033/34 | 166.75 | 28.75 | 11
2033/34 | 167.25 | 28.75 | 14
2033/34 | 167.75 | 28.75 | 20
2033/34 | 168.25 | 28.75 | 13
2033/34 | 168.75 | 28.75 | 11
2033/34 | 169.25 | 28.75 | 5
2033/34 | 169.75 | 28.75 | 3
2033/34 | 170.25 | 28.75 | 6
2033/34 | 170.75 | 28.75 | 8
2033/34 | 171.25 | 28.75 | 16
2033/34 | 171.75 | 28.75 | 6
2033/34 | 172.25 | 28.75 | 11
2033/34 | 172.75 | 28.75 | 8
2033/34 | 173.25 | 28.75 | 10
2033/34 | 173.75 | 28.75 | 2
2033/34 | 174.25 | 28.75 | 5
2033/34 | 174.75 | 28.75 | 3
2033/34 | 175.25 | 28.75 | 5
2033/34 | 175.75 | 28.75 | 7
2033/34 | 176.25 | 28.75 | 6
2033/34 | 176.75 | 28.75 | 6
2033/34 | 177.25 | 28.75 | 10
2033/34 | 177.75 | 28.75 | 8
2033/34 | 178.25 | 28.75 | 14
2033/34 | 178.75 | 28.75 | 5
2033/34 | 179.25 | 28.75 | 5
2033/34 | 179.75 | 28.75 | 7
2033/34 | 180.25 | 28.75 | 5
2033/34 | 180.75 | 28.75 | 4
2033/34 | 181.25 | 28.75 | 8
2033/34 | 181.75 | 28.75 | 9
2033/34 | 182.25 | 28.75 | 4
2033/34 | 182.75 | 28.75 | 6
2033/34 | 183.25 | 28.75 | 7
2033/34 | 183.75 | 28.75 | 4
2033/34 | 184.25 | 28.75 | 4
2033/34 | 184.75 | 28.75 | 6
2033/34 | 185.25 | 28.75 | 3
2033/34 | 185.75 | 28.75 | 7
2033/34 | 186.25 | 28.75 | 3
2033/34 | 186.75 | 28.75 | 5
2033/34 | 187.25 | 28.75 | 1
2033/34 | 187.75 | 28.75 | 4
2033/34 | 188.25 | 28.75 | 4
2033/34 | 188.75 | 28.75 | 5
2033/34 | 189.25 | 28.75 | 3
2033/34 | 189.75 | 28.75 | 6
2033/34 | 190.25 | 28.75 | 2
2033/34 | 190.75 | 28.75 | 2
2033/34 | 191.25 | 28.75 | 5
2033/34 | 191.75 | 28.75 | 2
2033/34 | 192.25 | 28.75 | 2
2033/34 | 192.75 | 28.75 | 1
2033/34 | 193.25 | 28.75 | 4
2033/34 | 193.75 | 28.75 | 1
2033/34 | 194.25 | 28.75 | 2
2033/34 | 194.75 | 28.75 | 1
2033/34 | 195.25 | 28.75 | 2
2033/34 | 195.75 | 28.75 | 2
2033/34 | 196.25 | 28.75 | 3
2033/34 | 196.75 | 28.75 | 1
2033/34 | 197.25 | 28.75 | 3
2033/34 | 197.75 | 28.75 | 3
2033/34 | 198.25 | 28.75 | 4
2033/34 | 198.75 | 28.75 | 2
2033/34 | 199.25 | 28.75 | 1
2033/34 | 199.75 | 28.75 | 3
2033/34 | 200.25 | 28.75 | 2
2033/34 | 200.75 | 28.75 | 2
2033/34 | 201.25 | 28.75 | 4
2033/34 | 201.75 | 28.75 | 1
2033/34 | 202.25 | 28.75 | 1
2033/34 | 202.75 | 28.75 | 5
2033/34 | 203.75 | 28.75 | 3
2033/34 | 204.75 | 28.75 | 2
2033/34 | 205.25 | 28.75 | 2
2033/34 | 206.25 | 28.75 | 1
2033/34 | 206.75 | 28.75 | 1
2033/34 | 207.75 | 28.75 | 2
2033/34 | 208.75 | 28.75 | 3
2033/34 | 209.75 | 28.75 | 1
2033/34 | 210.25 | 28.75 | 1
2033/34 | 210.75 | 28.75 | 2
2033/34 | 211.25 | 28.75 | 1
2033/34 | 211.75 | 28.75 | 1
2033/34 | 212.25 | 28.75 | 1
2033/34 | 212.75 | 28.75 | 2
2033/34 | 213.25 | 28.75 | 1
2033/34 | 214.75 | 28.75 | 2
2033/34 | 215.25 | 28.75 | 2
2033/34 | 215.75 | 28.75 | 1
2033/34 | 216.25 | 28.75 | 1
2033/34 | 216.75 | 28.75 | 1
2033/34 | 218.25 | 28.75 | 3
2033/34 | 221.25 | 28.75 | 1
2033/34 | 221.75 | 28.75 | 1
2033/34 | 222.75 | 28.75 | 1
2033/34 | 223.25 | 28.75 | 2
2033/34 | 226.25 | 28.75 | 1
2033/34 | 227.75 | 28.75 | 1
2033/34 | 230.75 | 28.75 | 1
2033/34 | 234.25 | 28.75 | 1
2033/34 | 234.75 | 28.75 | 1
2033/34 | 242.75 | 28.75 | 1
2033/34 | 37.25 | 29.25 | 1
2033/34 | 38.75 | 29.25 | 1
2033/34 | 39.25 | 29.25 | 2
2033/34 | 39.75 | 29.25 | 1
2033/34 | 40.75 | 29.25 | 2
2033/34 | 41.25 | 29.25 | 2
2033/34 | 41.75 | 29.25 | 1
2033/34 | 42.25 | 29.25 | 1
2033/34 | 42.75 | 29.25 | 1
2033/34 | 43.25 | 29.25 | 6
2033/34 | 43.75 | 29.25 | 3
2033/34 | 44.25 | 29.25 | 1
2033/34 | 44.75 | 29.25 | 6
2033/34 | 45.25 | 29.25 | 4
2033/34 | 45.75 | 29.25 | 9
2033/34 | 46.25 | 29.25 | 5
2033/34 | 46.75 | 29.25 | 8
2033/34 | 47.25 | 29.25 | 7
2033/34 | 47.75 | 29.25 | 6
2033/34 | 48.25 | 29.25 | 9
2033/34 | 48.75 | 29.25 | 10
2033/34 | 49.25 | 29.25 | 11
2033/34 | 49.75 | 29.25 | 12
2033/34 | 50.25 | 29.25 | 12
2033/34 | 50.75 | 29.25 | 12
2033/34 | 51.25 | 29.25 | 29
2033/34 | 51.75 | 29.25 | 18
2033/34 | 52.25 | 29.25 | 23
2033/34 | 52.75 | 29.25 | 18
2033/34 | 53.25 | 29.25 | 26
2033/34 | 53.75 | 29.25 | 41
2033/34 | 54.25 | 29.25 | 35
2033/34 | 54.75 | 29.25 | 39
2033/34 | 55.25 | 29.25 | 40
2033/34 | 55.75 | 29.25 | 42
2033/34 | 56.25 | 29.25 | 35
2033/34 | 56.75 | 29.25 | 51
2033/34 | 57.25 | 29.25 | 43
2033/34 | 57.75 | 29.25 | 37
2033/34 | 58.25 | 29.25 | 44
2033/34 | 58.75 | 29.25 | 58
2033/34 | 59.25 | 29.25 | 56
2033/34 | 59.75 | 29.25 | 61
2033/34 | 60.25 | 29.25 | 52
2033/34 | 60.75 | 29.25 | 55
2033/34 | 61.25 | 29.25 | 81
2033/34 | 61.75 | 29.25 | 74
2033/34 | 62.25 | 29.25 | 80
2033/34 | 62.75 | 29.25 | 76
2033/34 | 63.25 | 29.25 | 81
2033/34 | 63.75 | 29.25 | 89
2033/34 | 64.25 | 29.25 | 88
2033/34 | 64.75 | 29.25 | 84
2033/34 | 65.25 | 29.25 | 96
2033/34 | 65.75 | 29.25 | 82
2033/34 | 66.25 | 29.25 | 86
2033/34 | 66.75 | 29.25 | 97
2033/34 | 67.25 | 29.25 | 96
2033/34 | 67.75 | 29.25 | 87
2033/34 | 68.25 | 29.25 | 101
2033/34 | 68.75 | 29.25 | 112
2033/34 | 69.25 | 29.25 | 118
2033/34 | 69.75 | 29.25 | 117
2033/34 | 70.25 | 29.25 | 124
2033/34 | 70.75 | 29.25 | 95
2033/34 | 71.25 | 29.25 | 116
2033/34 | 71.75 | 29.25 | 118
2033/34 | 72.25 | 29.25 | 118
2033/34 | 72.75 | 29.25 | 112
2033/34 | 73.25 | 29.25 | 134
2033/34 | 73.75 | 29.25 | 114
2033/34 | 74.25 | 29.25 | 131
2033/34 | 74.75 | 29.25 | 131
2033/34 | 75.25 | 29.25 | 126
2033/34 | 75.75 | 29.25 | 123
2033/34 | 76.25 | 29.25 | 135
2033/34 | 76.75 | 29.25 | 119
2033/34 | 77.25 | 29.25 | 132
2033/34 | 77.75 | 29.25 | 116
2033/34 | 78.25 | 29.25 | 117
2033/34 | 78.75 | 29.25 | 139
2033/34 | 79.25 | 29.25 | 125
2033/34 | 79.75 | 29.25 | 121
2033/34 | 80.25 | 29.25 | 144
2033/34 | 80.75 | 29.25 | 124
2033/34 | 81.25 | 29.25 | 134
2033/34 | 81.75 | 29.25 | 120
2033/34 | 82.25 | 29.25 | 137
2033/34 | 82.75 | 29.25 | 142
2033/34 | 83.25 | 29.25 | 151
2033/34 | 83.75 | 29.25 | 140
2033/34 | 84.25 | 29.25 | 131
2033/34 | 84.75 | 29.25 | 112
2033/34 | 85.25 | 29.25 | 131
2033/34 | 85.75 | 29.25 | 117
2033/34 | 86.25 | 29.25 | 115
2033/34 | 86.75 | 29.25 | 108
2033/34 | 87.25 | 29.25 | 120
2033/34 | 87.75 | 29.25 | 138
2033/34 | 88.25 | 29.25 | 98
2033/34 | 88.75 | 29.25 | 144
2033/34 | 89.25 | 29.25 | 124
2033/34 | 89.75 | 29.25 | 137
2033/34 | 90.25 | 29.25 | 131
2033/34 | 90.75 | 29.25 | 103
2033/34 | 91.25 | 29.25 | 119
2033/34 | 91.75 | 29.25 | 129
2033/34 | 92.25 | 29.25 | 120
2033/34 | 92.75 | 29.25 | 115
2033/34 | 93.25 | 29.25 | 111
2033/34 | 93.75 | 29.25 | 114
2033/34 | 94.25 | 29.25 | 113
2033/34 | 94.75 | 29.25 | 108
2033/34 | 95.25 | 29.25 | 133
2033/34 | 95.75 | 29.25 | 107
2033/34 | 96.25 | 29.25 | 112
2033/34 | 96.75 | 29.25 | 108
2033/34 | 97.25 | 29.25 | 106
2033/34 | 97.75 | 29.25 | 105
2033/34 | 98.25 | 29.25 | 91
2033/34 | 98.75 | 29.25 | 104
2033/34 | 99.25 | 29.25 | 101
2033/34 | 99.75 | 29.25 | 102
2033/34 | 100.25 | 29.25 | 106
2033/34 | 100.75 | 29.25 | 108
2033/34 | 101.25 | 29.25 | 87
2033/34 | 101.75 | 29.25 | 86
2033/34 | 102.25 | 29.25 | 99
2033/34 | 102.75 | 29.25 | 107
2033/34 | 103.25 | 29.25 | 99
2033/34 | 103.75 | 29.25 | 104
2033/34 | 104.25 | 29.25 | 90
2033/34 | 104.75 | 29.25 | 80
2033/34 | 105.25 | 29.25 | 91
2033/34 | 105.75 | 29.25 | 91
2033/34 | 106.25 | 29.25 | 82
2033/34 | 106.75 | 29.25 | 102
2033/34 | 107.25 | 29.25 | 95
2033/34 | 107.75 | 29.25 | 82
2033/34 | 108.25 | 29.25 | 96
2033/34 | 108.75 | 29.25 | 83
2033/34 | 109.25 | 29.25 | 77
2033/34 | 109.75 | 29.25 | 86
2033/34 | 110.25 | 29.25 | 87
2033/34 | 110.75 | 29.25 | 84
2033/34 | 111.25 | 29.25 | 75
2033/34 | 111.75 | 29.25 | 82
2033/34 | 112.25 | 29.25 | 84
2033/34 | 112.75 | 29.25 | 96
2033/34 | 113.25 | 29.25 | 72
2033/34 | 113.75 | 29.25 | 71
2033/34 | 114.25 | 29.25 | 63
2033/34 | 114.75 | 29.25 | 56
2033/34 | 115.25 | 29.25 | 76
2033/34 | 115.75 | 29.25 | 63
2033/34 | 116.25 | 29.25 | 57
2033/34 | 116.75 | 29.25 | 56
2033/34 | 117.25 | 29.25 | 64
2033/34 | 117.75 | 29.25 | 79
2033/34 | 118.25 | 29.25 | 53
2033/34 | 118.75 | 29.25 | 59
2033/34 | 119.25 | 29.25 | 76
2033/34 | 119.75 | 29.25 | 73
2033/34 | 120.25 | 29.25 | 66
2033/34 | 120.75 | 29.25 | 50
2033/34 | 121.25 | 29.25 | 54
2033/34 | 121.75 | 29.25 | 63
2033/34 | 122.25 | 29.25 | 64
2033/34 | 122.75 | 29.25 | 53
2033/34 | 123.25 | 29.25 | 44
2033/34 | 123.75 | 29.25 | 52
2033/34 | 124.25 | 29.25 | 56
2033/34 | 124.75 | 29.25 | 59
2033/34 | 125.25 | 29.25 | 56
2033/34 | 125.75 | 29.25 | 51
2033/34 | 126.25 | 29.25 | 48
2033/34 | 126.75 | 29.25 | 33
2033/34 | 127.25 | 29.25 | 58
2033/34 | 127.75 | 29.25 | 57
2033/34 | 128.25 | 29.25 | 41
2033/34 | 128.75 | 29.25 | 48
2033/34 | 129.25 | 29.25 | 41
2033/34 | 129.75 | 29.25 | 51
2033/34 | 130.25 | 29.25 | 48
2033/34 | 130.75 | 29.25 | 41
2033/34 | 131.25 | 29.25 | 35
2033/34 | 131.75 | 29.25 | 43
2033/34 | 132.25 | 29.25 | 46
2033/34 | 132.75 | 29.25 | 51
2033/34 | 133.25 | 29.25 | 37
2033/34 | 133.75 | 29.25 | 36
2033/34 | 134.25 | 29.25 | 40
2033/34 | 134.75 | 29.25 | 33
2033/34 | 135.25 | 29.25 | 36
2033/34 | 135.75 | 29.25 | 25
2033/34 | 136.25 | 29.25 | 34
2033/34 | 136.75 | 29.25 | 30
2033/34 | 137.25 | 29.25 | 30
2033/34 | 137.75 | 29.25 | 33
2033/34 | 138.25 | 29.25 | 34
2033/34 | 138.75 | 29.25 | 27
2033/34 | 139.25 | 29.25 | 31
2033/34 | 139.75 | 29.25 | 36
2033/34 | 140.25 | 29.25 | 28
2033/34 | 140.75 | 29.25 | 30
2033/34 | 141.25 | 29.25 | 43
2033/34 | 141.75 | 29.25 | 30
2033/34 | 142.25 | 29.25 | 24
2033/34 | 142.75 | 29.25 | 23
2033/34 | 143.25 | 29.25 | 23
2033/34 | 143.75 | 29.25 | 24
2033/34 | 144.25 | 29.25 | 26
2033/34 | 144.75 | 29.25 | 25
2033/34 | 145.25 | 29.25 | 26
2033/34 | 145.75 | 29.25 | 24
2033/34 | 146.25 | 29.25 | 30
2033/34 | 146.75 | 29.25 | 23
2033/34 | 147.25 | 29.25 | 18
2033/34 | 147.75 | 29.25 | 18
2033/34 | 148.25 | 29.25 | 18
2033/34 | 148.75 | 29.25 | 13
2033/34 | 149.25 | 29.25 | 17
2033/34 | 149.75 | 29.25 | 28
2033/34 | 150.25 | 29.25 | 23
2033/34 | 150.75 | 29.25 | 26
2033/34 | 151.25 | 29.25 | 23
2033/34 | 151.75 | 29.25 | 16
2033/34 | 152.25 | 29.25 | 19
2033/34 | 152.75 | 29.25 | 23
2033/34 | 153.25 | 29.25 | 23
2033/34 | 153.75 | 29.25 | 20
2033/34 | 154.25 | 29.25 | 26
2033/34 | 154.75 | 29.25 | 15
2033/34 | 155.25 | 29.25 | 21
2033/34 | 155.75 | 29.25 | 29
2033/34 | 156.25 | 29.25 | 15
2033/34 | 156.75 | 29.25 | 22
2033/34 | 157.25 | 29.25 | 13
2033/34 | 157.75 | 29.25 | 25
2033/34 | 158.25 | 29.25 | 17
2033/34 | 158.75 | 29.25 | 16
2033/34 | 159.25 | 29.25 | 17
2033/34 | 159.75 | 29.25 | 16
2033/34 | 160.25 | 29.25 | 14
2033/34 | 160.75 | 29.25 | 11
2033/34 | 161.25 | 29.25 | 12
2033/34 | 161.75 | 29.25 | 16
2033/34 | 162.25 | 29.25 | 10
2033/34 | 162.75 | 29.25 | 12
2033/34 | 163.25 | 29.25 | 23
2033/34 | 163.75 | 29.25 | 11
2033/34 | 164.25 | 29.25 | 17
2033/34 | 164.75 | 29.25 | 8
2033/34 | 165.25 | 29.25 | 11
2033/34 | 165.75 | 29.25 | 10
2033/34 | 166.25 | 29.25 | 10
2033/34 | 166.75 | 29.25 | 10
2033/34 | 167.25 | 29.25 | 17
2033/34 | 167.75 | 29.25 | 20
2033/34 | 168.25 | 29.25 | 14
2033/34 | 168.75 | 29.25 | 9
2033/34 | 169.25 | 29.25 | 6
2033/34 | 169.75 | 29.25 | 20
2033/34 | 170.25 | 29.25 | 11
2033/34 | 170.75 | 29.25 | 5
2033/34 | 171.25 | 29.25 | 10
2033/34 | 171.75 | 29.25 | 14
2033/34 | 172.25 | 29.25 | 11
2033/34 | 172.75 | 29.25 | 11
2033/34 | 173.25 | 29.25 | 9
2033/34 | 173.75 | 29.25 | 10
2033/34 | 174.25 | 29.25 | 14
2033/34 | 174.75 | 29.25 | 8
2033/34 | 175.25 | 29.25 | 6
2033/34 | 175.75 | 29.25 | 9
2033/34 | 176.25 | 29.25 | 5
2033/34 | 176.75 | 29.25 | 8
2033/34 | 177.25 | 29.25 | 13
2033/34 | 177.75 | 29.25 | 10
2033/34 | 178.25 | 29.25 | 11
2033/34 | 178.75 | 29.25 | 5
2033/34 | 179.25 | 29.25 | 5
2033/34 | 179.75 | 29.25 | 10
2033/34 | 180.25 | 29.25 | 6
2033/34 | 180.75 | 29.25 | 6
2033/34 | 181.25 | 29.25 | 7
2033/34 | 181.75 | 29.25 | 4
2033/34 | 182.25 | 29.25 | 9
2033/34 | 182.75 | 29.25 | 8
2033/34 | 183.25 | 29.25 | 2
2033/34 | 183.75 | 29.25 | 7
2033/34 | 184.25 | 29.25 | 9
2033/34 | 184.75 | 29.25 | 2
2033/34 | 185.25 | 29.25 | 13
2033/34 | 185.75 | 29.25 | 5
2033/34 | 186.25 | 29.25 | 8
2033/34 | 186.75 | 29.25 | 5
2033/34 | 187.25 | 29.25 | 9
2033/34 | 187.75 | 29.25 | 4
2033/34 | 188.25 | 29.25 | 2
2033/34 | 188.75 | 29.25 | 5
2033/34 | 189.25 | 29.25 | 5
2033/34 | 189.75 | 29.25 | 1
2033/34 | 190.75 | 29.25 | 1
2033/34 | 191.25 | 29.25 | 1
2033/34 | 191.75 | 29.25 | 4
2033/34 | 192.75 | 29.25 | 2
2033/34 | 193.25 | 29.25 | 4
2033/34 | 193.75 | 29.25 | 3
2033/34 | 194.25 | 29.25 | 3
2033/34 | 194.75 | 29.25 | 2
2033/34 | 195.75 | 29.25 | 2
2033/34 | 196.25 | 29.25 | 1
2033/34 | 196.75 | 29.25 | 1
2033/34 | 197.25 | 29.25 | 2
2033/34 | 197.75 | 29.25 | 6
2033/34 | 198.25 | 29.25 | 4
2033/34 | 198.75 | 29.25 | 2
2033/34 | 199.25 | 29.25 | 3
2033/34 | 199.75 | 29.25 | 2
2033/34 | 200.25 | 29.25 | 3
2033/34 | 200.75 | 29.25 | 1
2033/34 | 201.75 | 29.25 | 2
2033/34 | 202.25 | 29.25 | 2
2033/34 | 202.75 | 29.25 | 2
2033/34 | 203.25 | 29.25 | 5
2033/34 | 203.75 | 29.25 | 1
2033/34 | 204.25 | 29.25 | 1
2033/34 | 205.25 | 29.25 | 1
2033/34 | 205.75 | 29.25 | 5
2033/34 | 206.25 | 29.25 | 2
2033/34 | 206.75 | 29.25 | 4
2033/34 | 207.25 | 29.25 | 3
2033/34 | 207.75 | 29.25 | 1
2033/34 | 208.25 | 29.25 | 1
2033/34 | 208.75 | 29.25 | 1
2033/34 | 209.25 | 29.25 | 2
2033/34 | 209.75 | 29.25 | 3
2033/34 | 210.25 | 29.25 | 1
2033/34 | 211.25 | 29.25 | 1
2033/34 | 211.75 | 29.25 | 1
2033/34 | 212.25 | 29.25 | 2
2033/34 | 213.25 | 29.25 | 1
2033/34 | 213.75 | 29.25 | 2
2033/34 | 214.25 | 29.25 | 2
2033/34 | 214.75 | 29.25 | 1
2033/34 | 215.25 | 29.25 | 4
2033/34 | 216.25 | 29.25 | 1
2033/34 | 216.75 | 29.25 | 1
2033/34 | 217.25 | 29.25 | 2
2033/34 | 218.25 | 29.25 | 1
2033/34 | 218.75 | 29.25 | 2
2033/34 | 222.75 | 29.25 | 1
2033/34 | 223.25 | 29.25 | 1
2033/34 | 223.75 | 29.25 | 1
2033/34 | 224.75 | 29.25 | 2
2033/34 | 226.75 | 29.25 | 2
2033/34 | 227.25 | 29.25 | 2
2033/34 | 227.75 | 29.25 | 1
2033/34 | 229.25 | 29.25 | 1
2033/34 | 229.75 | 29.25 | 2
2033/34 | 230.25 | 29.25 | 1
2033/34 | 232.25 | 29.25 | 2
2033/34 | 237.75 | 29.25 | 1
2033/34 | 238.75 | 29.25 | 1
2033/34 | 240.75 | 29.25 | 1
2033/34 | 241.25 | 29.25 | 1
2033/34 | 244.25 | 29.25 | 1
2033/34 | 250.25 | 29.25 | 1
2033/34 | 261.75 | 29.25 | 1
2033/34 | 272.75 | 29.25 | 1
2033/34 | 289.75 | 29.25 | 1
2033/34 | 34.75 | 29.75 | 1
2033/34 | 38.75 | 29.75 | 3
2033/34 | 39.25 | 29.75 | 4
2033/34 | 39.75 | 29.75 | 1
2033/34 | 40.75 | 29.75 | 2
2033/34 | 41.25 | 29.75 | 1
2033/34 | 41.75 | 29.75 | 3
2033/34 | 42.25 | 29.75 | 3
2033/34 | 42.75 | 29.75 | 1
2033/34 | 43.25 | 29.75 | 1
2033/34 | 43.75 | 29.75 | 3
2033/34 | 44.25 | 29.75 | 7
2033/34 | 45.25 | 29.75 | 2
2033/34 | 45.75 | 29.75 | 4
2033/34 | 46.25 | 29.75 | 5
2033/34 | 46.75 | 29.75 | 7
2033/34 | 47.25 | 29.75 | 10
2033/34 | 47.75 | 29.75 | 10
2033/34 | 48.25 | 29.75 | 7
2033/34 | 48.75 | 29.75 | 3
2033/34 | 49.25 | 29.75 | 11
2033/34 | 49.75 | 29.75 | 16
2033/34 | 50.25 | 29.75 | 13
2033/34 | 50.75 | 29.75 | 14
2033/34 | 51.25 | 29.75 | 15
2033/34 | 51.75 | 29.75 | 22
2033/34 | 52.25 | 29.75 | 16
2033/34 | 52.75 | 29.75 | 24
2033/34 | 53.25 | 29.75 | 15
2033/34 | 53.75 | 29.75 | 26
2033/34 | 54.25 | 29.75 | 31
2033/34 | 54.75 | 29.75 | 30
2033/34 | 55.25 | 29.75 | 23
2033/34 | 55.75 | 29.75 | 30
2033/34 | 56.25 | 29.75 | 34
2033/34 | 56.75 | 29.75 | 35
2033/34 | 57.25 | 29.75 | 49
2033/34 | 57.75 | 29.75 | 42
2033/34 | 58.25 | 29.75 | 52
2033/34 | 58.75 | 29.75 | 52
2033/34 | 59.25 | 29.75 | 58
2033/34 | 59.75 | 29.75 | 67
2033/34 | 60.25 | 29.75 | 55
2033/34 | 60.75 | 29.75 | 54
2033/34 | 61.25 | 29.75 | 54
2033/34 | 61.75 | 29.75 | 68
2033/34 | 62.25 | 29.75 | 60
2033/34 | 62.75 | 29.75 | 71
2033/34 | 63.25 | 29.75 | 75
2033/34 | 63.75 | 29.75 | 90
2033/34 | 64.25 | 29.75 | 70
2033/34 | 64.75 | 29.75 | 73
2033/34 | 65.25 | 29.75 | 82
2033/34 | 65.75 | 29.75 | 93
2033/34 | 66.25 | 29.75 | 89
2033/34 | 66.75 | 29.75 | 115
2033/34 | 67.25 | 29.75 | 95
2033/34 | 67.75 | 29.75 | 98
2033/34 | 68.25 | 29.75 | 110
2033/34 | 68.75 | 29.75 | 99
2033/34 | 69.25 | 29.75 | 105
2033/34 | 69.75 | 29.75 | 114
2033/34 | 70.25 | 29.75 | 112
2033/34 | 70.75 | 29.75 | 137
2033/34 | 71.25 | 29.75 | 128
2033/34 | 71.75 | 29.75 | 115
2033/34 | 72.25 | 29.75 | 110
2033/34 | 72.75 | 29.75 | 123
2033/34 | 73.25 | 29.75 | 132
2033/34 | 73.75 | 29.75 | 124
2033/34 | 74.25 | 29.75 | 99
2033/34 | 74.75 | 29.75 | 145
2033/34 | 75.25 | 29.75 | 148
2033/34 | 75.75 | 29.75 | 141
2033/34 | 76.25 | 29.75 | 138
2033/34 | 76.75 | 29.75 | 119
2033/34 | 77.25 | 29.75 | 127
2033/34 | 77.75 | 29.75 | 147
2033/34 | 78.25 | 29.75 | 116
2033/34 | 78.75 | 29.75 | 148
2033/34 | 79.25 | 29.75 | 122
2033/34 | 79.75 | 29.75 | 124
2033/34 | 80.25 | 29.75 | 143
2033/34 | 80.75 | 29.75 | 148
2033/34 | 81.25 | 29.75 | 143
2033/34 | 81.75 | 29.75 | 128
2033/34 | 82.25 | 29.75 | 124
2033/34 | 82.75 | 29.75 | 148
2033/34 | 83.25 | 29.75 | 120
2033/34 | 83.75 | 29.75 | 145
2033/34 | 84.25 | 29.75 | 135
2033/34 | 84.75 | 29.75 | 134
2033/34 | 85.25 | 29.75 | 142
2033/34 | 85.75 | 29.75 | 118
2033/34 | 86.25 | 29.75 | 137
2033/34 | 86.75 | 29.75 | 155
2033/34 | 87.25 | 29.75 | 114
2033/34 | 87.75 | 29.75 | 135
2033/34 | 88.25 | 29.75 | 140
2033/34 | 88.75 | 29.75 | 140
2033/34 | 89.25 | 29.75 | 112
2033/34 | 89.75 | 29.75 | 129
2033/34 | 90.25 | 29.75 | 115
2033/34 | 90.75 | 29.75 | 117
2033/34 | 91.25 | 29.75 | 127
2033/34 | 91.75 | 29.75 | 125
2033/34 | 92.25 | 29.75 | 118
2033/34 | 92.75 | 29.75 | 130
2033/34 | 93.25 | 29.75 | 137
2033/34 | 93.75 | 29.75 | 123
2033/34 | 94.25 | 29.75 | 113
2033/34 | 94.75 | 29.75 | 113
2033/34 | 95.25 | 29.75 | 117
2033/34 | 95.75 | 29.75 | 103
2033/34 | 96.25 | 29.75 | 124
2033/34 | 96.75 | 29.75 | 130
2033/34 | 97.25 | 29.75 | 103
2033/34 | 97.75 | 29.75 | 89
2033/34 | 98.25 | 29.75 | 118
2033/34 | 98.75 | 29.75 | 126
2033/34 | 99.25 | 29.75 | 109
2033/34 | 99.75 | 29.75 | 100
2033/34 | 100.25 | 29.75 | 91
2033/34 | 100.75 | 29.75 | 96
2033/34 | 101.25 | 29.75 | 114
2033/34 | 101.75 | 29.75 | 106
2033/34 | 102.25 | 29.75 | 92
2033/34 | 102.75 | 29.75 | 112
2033/34 | 103.25 | 29.75 | 113
2033/34 | 103.75 | 29.75 | 81
2033/34 | 104.25 | 29.75 | 94
2033/34 | 104.75 | 29.75 | 98
2033/34 | 105.25 | 29.75 | 102
2033/34 | 105.75 | 29.75 | 112
2033/34 | 106.25 | 29.75 | 110
2033/34 | 106.75 | 29.75 | 100
2033/34 | 107.25 | 29.75 | 76
2033/34 | 107.75 | 29.75 | 90
2033/34 | 108.25 | 29.75 | 81
2033/34 | 108.75 | 29.75 | 115
2033/34 | 109.25 | 29.75 | 90
2033/34 | 109.75 | 29.75 | 90
2033/34 | 110.25 | 29.75 | 90
2033/34 | 110.75 | 29.75 | 83
2033/34 | 111.25 | 29.75 | 98
2033/34 | 111.75 | 29.75 | 88
2033/34 | 112.25 | 29.75 | 85
2033/34 | 112.75 | 29.75 | 78
2033/34 | 113.25 | 29.75 | 79
2033/34 | 113.75 | 29.75 | 87
2033/34 | 114.25 | 29.75 | 74
2033/34 | 114.75 | 29.75 | 65
2033/34 | 115.25 | 29.75 | 74
2033/34 | 115.75 | 29.75 | 76
2033/34 | 116.25 | 29.75 | 80
2033/34 | 116.75 | 29.75 | 71
2033/34 | 117.25 | 29.75 | 64
2033/34 | 117.75 | 29.75 | 75
2033/34 | 118.25 | 29.75 | 70
2033/34 | 118.75 | 29.75 | 59
2033/34 | 119.25 | 29.75 | 81
2033/34 | 119.75 | 29.75 | 73
2033/34 | 120.25 | 29.75 | 71
2033/34 | 120.75 | 29.75 | 73
2033/34 | 121.25 | 29.75 | 53
2033/34 | 121.75 | 29.75 | 77
2033/34 | 122.25 | 29.75 | 52
2033/34 | 122.75 | 29.75 | 55
2033/34 | 123.25 | 29.75 | 64
2033/34 | 123.75 | 29.75 | 63
2033/34 | 124.25 | 29.75 | 66
2033/34 | 124.75 | 29.75 | 59
2033/34 | 125.25 | 29.75 | 49
2033/34 | 125.75 | 29.75 | 62
2033/34 | 126.25 | 29.75 | 58
2033/34 | 126.75 | 29.75 | 64
2033/34 | 127.25 | 29.75 | 61
2033/34 | 127.75 | 29.75 | 56
2033/34 | 128.25 | 29.75 | 49
2033/34 | 128.75 | 29.75 | 58
2033/34 | 129.25 | 29.75 | 50
2033/34 | 129.75 | 29.75 | 52
2033/34 | 130.25 | 29.75 | 41
2033/34 | 130.75 | 29.75 | 39
2033/34 | 131.25 | 29.75 | 52
2033/34 | 131.75 | 29.75 | 41
2033/34 | 132.25 | 29.75 | 50
2033/34 | 132.75 | 29.75 | 44
2033/34 | 133.25 | 29.75 | 40
2033/34 | 133.75 | 29.75 | 47
2033/34 | 134.25 | 29.75 | 32
2033/34 | 134.75 | 29.75 | 50
2033/34 | 135.25 | 29.75 | 34
2033/34 | 135.75 | 29.75 | 46
2033/34 | 136.25 | 29.75 | 33
2033/34 | 136.75 | 29.75 | 56
2033/34 | 137.25 | 29.75 | 39
2033/34 | 137.75 | 29.75 | 38
2033/34 | 138.25 | 29.75 | 36
2033/34 | 138.75 | 29.75 | 29
2033/34 | 139.25 | 29.75 | 42
2033/34 | 139.75 | 29.75 | 33
2033/34 | 140.25 | 29.75 | 41
2033/34 | 140.75 | 29.75 | 47
2033/34 | 141.25 | 29.75 | 30
2033/34 | 141.75 | 29.75 | 44
2033/34 | 142.25 | 29.75 | 38
2033/34 | 142.75 | 29.75 | 27
2033/34 | 143.25 | 29.75 | 38
2033/34 | 143.75 | 29.75 | 24
2033/34 | 144.25 | 29.75 | 43
2033/34 | 144.75 | 29.75 | 29
2033/34 | 145.25 | 29.75 | 18
2033/34 | 145.75 | 29.75 | 25
2033/34 | 146.25 | 29.75 | 39
2033/34 | 146.75 | 29.75 | 24
2033/34 | 147.25 | 29.75 | 18
2033/34 | 147.75 | 29.75 | 24
2033/34 | 148.25 | 29.75 | 21
2033/34 | 148.75 | 29.75 | 25
2033/34 | 149.25 | 29.75 | 28
2033/34 | 149.75 | 29.75 | 17
2033/34 | 150.25 | 29.75 | 21
2033/34 | 150.75 | 29.75 | 32
2033/34 | 151.25 | 29.75 | 27
2033/34 | 151.75 | 29.75 | 24
2033/34 | 152.25 | 29.75 | 22
2033/34 | 152.75 | 29.75 | 26
2033/34 | 153.25 | 29.75 | 24
2033/34 | 153.75 | 29.75 | 24
2033/34 | 154.25 | 29.75 | 22
2033/34 | 154.75 | 29.75 | 18
2033/34 | 155.25 | 29.75 | 17
2033/34 | 155.75 | 29.75 | 22
2033/34 | 156.25 | 29.75 | 19
2033/34 | 156.75 | 29.75 | 18
2033/34 | 157.25 | 29.75 | 16
2033/34 | 157.75 | 29.75 | 10
2033/34 | 158.25 | 29.75 | 20
2033/34 | 158.75 | 29.75 | 15
2033/34 | 159.25 | 29.75 | 9
2033/34 | 159.75 | 29.75 | 16
2033/34 | 160.25 | 29.75 | 20
2033/34 | 160.75 | 29.75 | 16
2033/34 | 161.25 | 29.75 | 18
2033/34 | 161.75 | 29.75 | 17
2033/34 | 162.25 | 29.75 | 13
2033/34 | 162.75 | 29.75 | 16
2033/34 | 163.25 | 29.75 | 14
2033/34 | 163.75 | 29.75 | 15
2033/34 | 164.25 | 29.75 | 10
2033/34 | 164.75 | 29.75 | 9
2033/34 | 165.25 | 29.75 | 18
2033/34 | 165.75 | 29.75 | 16
2033/34 | 166.25 | 29.75 | 14
2033/34 | 166.75 | 29.75 | 12
2033/34 | 167.25 | 29.75 | 17
2033/34 | 167.75 | 29.75 | 13
2033/34 | 168.25 | 29.75 | 11
2033/34 | 168.75 | 29.75 | 9
2033/34 | 169.25 | 29.75 | 17
2033/34 | 169.75 | 29.75 | 10
2033/34 | 170.25 | 29.75 | 8
2033/34 | 170.75 | 29.75 | 8
2033/34 | 171.25 | 29.75 | 8
2033/34 | 171.75 | 29.75 | 13
2033/34 | 172.25 | 29.75 | 14
2033/34 | 172.75 | 29.75 | 8
2033/34 | 173.25 | 29.75 | 9
2033/34 | 173.75 | 29.75 | 4
2033/34 | 174.25 | 29.75 | 8
2033/34 | 174.75 | 29.75 | 8
2033/34 | 175.25 | 29.75 | 6
2033/34 | 175.75 | 29.75 | 9
2033/34 | 176.25 | 29.75 | 8
2033/34 | 176.75 | 29.75 | 10
2033/34 | 177.25 | 29.75 | 9
2033/34 | 177.75 | 29.75 | 6
2033/34 | 178.25 | 29.75 | 6
2033/34 | 178.75 | 29.75 | 8
2033/34 | 179.25 | 29.75 | 8
2033/34 | 179.75 | 29.75 | 3
2033/34 | 180.25 | 29.75 | 7
2033/34 | 180.75 | 29.75 | 5
2033/34 | 181.25 | 29.75 | 6
2033/34 | 181.75 | 29.75 | 11
2033/34 | 182.25 | 29.75 | 5
2033/34 | 182.75 | 29.75 | 3
2033/34 | 183.25 | 29.75 | 5
2033/34 | 183.75 | 29.75 | 6
2033/34 | 184.25 | 29.75 | 6
2033/34 | 184.75 | 29.75 | 5
2033/34 | 185.25 | 29.75 | 10
2033/34 | 185.75 | 29.75 | 4
2033/34 | 186.25 | 29.75 | 5
2033/34 | 186.75 | 29.75 | 9
2033/34 | 187.25 | 29.75 | 3
2033/34 | 187.75 | 29.75 | 4
2033/34 | 188.25 | 29.75 | 7
2033/34 | 188.75 | 29.75 | 3
2033/34 | 189.25 | 29.75 | 2
2033/34 | 189.75 | 29.75 | 4
2033/34 | 190.25 | 29.75 | 6
2033/34 | 190.75 | 29.75 | 4
2033/34 | 191.25 | 29.75 | 5
2033/34 | 191.75 | 29.75 | 3
2033/34 | 192.25 | 29.75 | 4
2033/34 | 192.75 | 29.75 | 4
2033/34 | 193.25 | 29.75 | 2
2033/34 | 193.75 | 29.75 | 8
2033/34 | 194.25 | 29.75 | 2
2033/34 | 194.75 | 29.75 | 1
2033/34 | 195.25 | 29.75 | 1
2033/34 | 195.75 | 29.75 | 3
2033/34 | 196.25 | 29.75 | 4
2033/34 | 196.75 | 29.75 | 1
2033/34 | 197.25 | 29.75 | 5
2033/34 | 197.75 | 29.75 | 4
2033/34 | 198.25 | 29.75 | 3
2033/34 | 198.75 | 29.75 | 5
2033/34 | 199.75 | 29.75 | 6
2033/34 | 200.25 | 29.75 | 4
2033/34 | 200.75 | 29.75 | 4
2033/34 | 201.25 | 29.75 | 3
2033/34 | 201.75 | 29.75 | 4
2033/34 | 202.25 | 29.75 | 3
2033/34 | 202.75 | 29.75 | 2
2033/34 | 203.25 | 29.75 | 1
2033/34 | 203.75 | 29.75 | 2
2033/34 | 204.25 | 29.75 | 2
2033/34 | 204.75 | 29.75 | 2
2033/34 | 205.25 | 29.75 | 2
2033/34 | 205.75 | 29.75 | 1
2033/34 | 206.25 | 29.75 | 1
2033/34 | 207.75 | 29.75 | 1
2033/34 | 208.25 | 29.75 | 2
2033/34 | 210.25 | 29.75 | 2
2033/34 | 210.75 | 29.75 | 1
2033/34 | 211.25 | 29.75 | 1
2033/34 | 212.25 | 29.75 | 1
2033/34 | 212.75 | 29.75 | 2
2033/34 | 213.25 | 29.75 | 2
2033/34 | 213.75 | 29.75 | 2
2033/34 | 214.75 | 29.75 | 3
2033/34 | 215.25 | 29.75 | 3
2033/34 | 215.75 | 29.75 | 1
2033/34 | 216.25 | 29.75 | 1
2033/34 | 216.75 | 29.75 | 1
2033/34 | 217.25 | 29.75 | 2
2033/34 | 217.75 | 29.75 | 1
2033/34 | 218.75 | 29.75 | 1
2033/34 | 219.75 | 29.75 | 1
2033/34 | 221.25 | 29.75 | 1
2033/34 | 222.75 | 29.75 | 1
2033/34 | 223.25 | 29.75 | 1
2033/34 | 224.25 | 29.75 | 2
2033/34 | 225.25 | 29.75 | 1
2033/34 | 226.25 | 29.75 | 1
2033/34 | 226.75 | 29.75 | 2
2033/34 | 228.25 | 29.75 | 1
2033/34 | 230.25 | 29.75 | 1
2033/34 | 231.25 | 29.75 | 1
2033/34 | 231.75 | 29.75 | 1
2033/34 | 232.25 | 29.75 | 2
2033/34 | 236.25 | 29.75 | 1
2033/34 | 244.75 | 29.75 | 1
2033/34 | 249.25 | 29.75 | 1
2033/34 | 252.25 | 29.75 | 1
2033/34 | 256.25 | 29.75 | 1
2033/34 | 260.75 | 29.75 | 1
2033/34 | 36.25 | 30.25 | 1
2033/34 | 37.25 | 30.25 | 1
2033/34 | 40.75 | 30.25 | 2
2033/34 | 41.25 | 30.25 | 1
2033/34 | 42.25 | 30.25 | 1
2033/34 | 43.25 | 30.25 | 1
2033/34 | 43.75 | 30.25 | 4
2033/34 | 44.25 | 30.25 | 2
2033/34 | 44.75 | 30.25 | 2
2033/34 | 45.25 | 30.25 | 1
2033/34 | 45.75 | 30.25 | 2
2033/34 | 46.25 | 30.25 | 5
2033/34 | 46.75 | 30.25 | 5
2033/34 | 47.25 | 30.25 | 4
2033/34 | 47.75 | 30.25 | 7
2033/34 | 48.25 | 30.25 | 8
2033/34 | 48.75 | 30.25 | 5
2033/34 | 49.25 | 30.25 | 11
2033/34 | 49.75 | 30.25 | 6
2033/34 | 50.25 | 30.25 | 11
2033/34 | 50.75 | 30.25 | 13
2033/34 | 51.25 | 30.25 | 8
2033/34 | 51.75 | 30.25 | 17
2033/34 | 52.25 | 30.25 | 11
2033/34 | 52.75 | 30.25 | 19
2033/34 | 53.25 | 30.25 | 16
2033/34 | 53.75 | 30.25 | 21
2033/34 | 54.25 | 30.25 | 30
2033/34 | 54.75 | 30.25 | 34
2033/34 | 55.25 | 30.25 | 28
2033/34 | 55.75 | 30.25 | 29
2033/34 | 56.25 | 30.25 | 30
2033/34 | 56.75 | 30.25 | 38
2033/34 | 57.25 | 30.25 | 39
2033/34 | 57.75 | 30.25 | 35
2033/34 | 58.25 | 30.25 | 53
2033/34 | 58.75 | 30.25 | 43
2033/34 | 59.25 | 30.25 | 53
2033/34 | 59.75 | 30.25 | 56
2033/34 | 60.25 | 30.25 | 61
2033/34 | 60.75 | 30.25 | 58
2033/34 | 61.25 | 30.25 | 71
2033/34 | 61.75 | 30.25 | 62
2033/34 | 62.25 | 30.25 | 67
2033/34 | 62.75 | 30.25 | 78
2033/34 | 63.25 | 30.25 | 69
2033/34 | 63.75 | 30.25 | 93
2033/34 | 64.25 | 30.25 | 63
2033/34 | 64.75 | 30.25 | 74
2033/34 | 65.25 | 30.25 | 98
2033/34 | 65.75 | 30.25 | 76
2033/34 | 66.25 | 30.25 | 84
2033/34 | 66.75 | 30.25 | 81
2033/34 | 67.25 | 30.25 | 102
2033/34 | 67.75 | 30.25 | 89
2033/34 | 68.25 | 30.25 | 99
2033/34 | 68.75 | 30.25 | 111
2033/34 | 69.25 | 30.25 | 118
2033/34 | 69.75 | 30.25 | 117
2033/34 | 70.25 | 30.25 | 120
2033/34 | 70.75 | 30.25 | 111
2033/34 | 71.25 | 30.25 | 129
2033/34 | 71.75 | 30.25 | 118
2033/34 | 72.25 | 30.25 | 125
2033/34 | 72.75 | 30.25 | 133
2033/34 | 73.25 | 30.25 | 130
2033/34 | 73.75 | 30.25 | 110
2033/34 | 74.25 | 30.25 | 143
2033/34 | 74.75 | 30.25 | 125
2033/34 | 75.25 | 30.25 | 140
2033/34 | 75.75 | 30.25 | 121
2033/34 | 76.25 | 30.25 | 141
2033/34 | 76.75 | 30.25 | 142
2033/34 | 77.25 | 30.25 | 150
2033/34 | 77.75 | 30.25 | 159
2033/34 | 78.25 | 30.25 | 146
2033/34 | 78.75 | 30.25 | 151
2033/34 | 79.25 | 30.25 | 138
2033/34 | 79.75 | 30.25 | 138
2033/34 | 80.25 | 30.25 | 119
2033/34 | 80.75 | 30.25 | 133
2033/34 | 81.25 | 30.25 | 162
2033/34 | 81.75 | 30.25 | 148
2033/34 | 82.25 | 30.25 | 140
2033/34 | 82.75 | 30.25 | 119
2033/34 | 83.25 | 30.25 | 162
2033/34 | 83.75 | 30.25 | 142
2033/34 | 84.25 | 30.25 | 147
2033/34 | 84.75 | 30.25 | 116
2033/34 | 85.25 | 30.25 | 146
2033/34 | 85.75 | 30.25 | 127
2033/34 | 86.25 | 30.25 | 113
2033/34 | 86.75 | 30.25 | 131
2033/34 | 87.25 | 30.25 | 138
2033/34 | 87.75 | 30.25 | 132
2033/34 | 88.25 | 30.25 | 153
2033/34 | 88.75 | 30.25 | 133
2033/34 | 89.25 | 30.25 | 119
2033/34 | 89.75 | 30.25 | 136
2033/34 | 90.25 | 30.25 | 142
2033/34 | 90.75 | 30.25 | 118
2033/34 | 91.25 | 30.25 | 122
2033/34 | 91.75 | 30.25 | 111
2033/34 | 92.25 | 30.25 | 149
2033/34 | 92.75 | 30.25 | 143
2033/34 | 93.25 | 30.25 | 137
2033/34 | 93.75 | 30.25 | 112
2033/34 | 94.25 | 30.25 | 128
2033/34 | 94.75 | 30.25 | 111
2033/34 | 95.25 | 30.25 | 131
2033/34 | 95.75 | 30.25 | 117
2033/34 | 96.25 | 30.25 | 113
2033/34 | 96.75 | 30.25 | 125
2033/34 | 97.25 | 30.25 | 128
2033/34 | 97.75 | 30.25 | 124
2033/34 | 98.25 | 30.25 | 121
2033/34 | 98.75 | 30.25 | 108
2033/34 | 99.25 | 30.25 | 122
2033/34 | 99.75 | 30.25 | 122
2033/34 | 100.25 | 30.25 | 130
2033/34 | 100.75 | 30.25 | 125
2033/34 | 101.25 | 30.25 | 87
2033/34 | 101.75 | 30.25 | 106
2033/34 | 102.25 | 30.25 | 105
2033/34 | 102.75 | 30.25 | 104
2033/34 | 103.25 | 30.25 | 120
2033/34 | 103.75 | 30.25 | 110
2033/34 | 104.25 | 30.25 | 105
2033/34 | 104.75 | 30.25 | 109
2033/34 | 105.25 | 30.25 | 100
2033/34 | 105.75 | 30.25 | 108
2033/34 | 106.25 | 30.25 | 99
2033/34 | 106.75 | 30.25 | 95
2033/34 | 107.25 | 30.25 | 91
2033/34 | 107.75 | 30.25 | 102
2033/34 | 108.25 | 30.25 | 109
2033/34 | 108.75 | 30.25 | 115
2033/34 | 109.25 | 30.25 | 97
2033/34 | 109.75 | 30.25 | 94
2033/34 | 110.25 | 30.25 | 89
2033/34 | 110.75 | 30.25 | 95
2033/34 | 111.25 | 30.25 | 78
2033/34 | 111.75 | 30.25 | 110
2033/34 | 112.25 | 30.25 | 75
2033/34 | 112.75 | 30.25 | 79
2033/34 | 113.25 | 30.25 | 65
2033/34 | 113.75 | 30.25 | 74
2033/34 | 114.25 | 30.25 | 85
2033/34 | 114.75 | 30.25 | 88
2033/34 | 115.25 | 30.25 | 82
2033/34 | 115.75 | 30.25 | 92
2033/34 | 116.25 | 30.25 | 86
2033/34 | 116.75 | 30.25 | 88
2033/34 | 117.25 | 30.25 | 94
2033/34 | 117.75 | 30.25 | 80
2033/34 | 118.25 | 30.25 | 76
2033/34 | 118.75 | 30.25 | 85
2033/34 | 119.25 | 30.25 | 65
2033/34 | 119.75 | 30.25 | 66
2033/34 | 120.25 | 30.25 | 64
2033/34 | 120.75 | 30.25 | 67
2033/34 | 121.25 | 30.25 | 66
2033/34 | 121.75 | 30.25 | 75
2033/34 | 122.25 | 30.25 | 65
2033/34 | 122.75 | 30.25 | 68
2033/34 | 123.25 | 30.25 | 73
2033/34 | 123.75 | 30.25 | 61
2033/34 | 124.25 | 30.25 | 51
2033/34 | 124.75 | 30.25 | 65
2033/34 | 125.25 | 30.25 | 61
2033/34 | 125.75 | 30.25 | 53
2033/34 | 126.25 | 30.25 | 65
2033/34 | 126.75 | 30.25 | 48
2033/34 | 127.25 | 30.25 | 72
2033/34 | 127.75 | 30.25 | 50
2033/34 | 128.25 | 30.25 | 60
2033/34 | 128.75 | 30.25 | 42
2033/34 | 129.25 | 30.25 | 48
2033/34 | 129.75 | 30.25 | 42
2033/34 | 130.25 | 30.25 | 33
2033/34 | 130.75 | 30.25 | 43
2033/34 | 131.25 | 30.25 | 48
2033/34 | 131.75 | 30.25 | 62
2033/34 | 132.25 | 30.25 | 42
2033/34 | 132.75 | 30.25 | 39
2033/34 | 133.25 | 30.25 | 47
2033/34 | 133.75 | 30.25 | 41
2033/34 | 134.25 | 30.25 | 44
2033/34 | 134.75 | 30.25 | 35
2033/34 | 135.25 | 30.25 | 50
2033/34 | 135.75 | 30.25 | 40
2033/34 | 136.25 | 30.25 | 39
2033/34 | 136.75 | 30.25 | 37
2033/34 | 137.25 | 30.25 | 48
2033/34 | 137.75 | 30.25 | 43
2033/34 | 138.25 | 30.25 | 49
2033/34 | 138.75 | 30.25 | 23
2033/34 | 139.25 | 30.25 | 48
2033/34 | 139.75 | 30.25 | 38
2033/34 | 140.25 | 30.25 | 43
2033/34 | 140.75 | 30.25 | 37
2033/34 | 141.25 | 30.25 | 37
2033/34 | 141.75 | 30.25 | 32
2033/34 | 142.25 | 30.25 | 32
2033/34 | 142.75 | 30.25 | 42
2033/34 | 143.25 | 30.25 | 24
2033/34 | 143.75 | 30.25 | 27
2033/34 | 144.25 | 30.25 | 31
2033/34 | 144.75 | 30.25 | 35
2033/34 | 145.25 | 30.25 | 27
2033/34 | 145.75 | 30.25 | 33
2033/34 | 146.25 | 30.25 | 28
2033/34 | 146.75 | 30.25 | 33
2033/34 | 147.25 | 30.25 | 31
2033/34 | 147.75 | 30.25 | 26
2033/34 | 148.25 | 30.25 | 22
2033/34 | 148.75 | 30.25 | 38
2033/34 | 149.25 | 30.25 | 26
2033/34 | 149.75 | 30.25 | 30
2033/34 | 150.25 | 30.25 | 28
2033/34 | 150.75 | 30.25 | 29
2033/34 | 151.25 | 30.25 | 25
2033/34 | 151.75 | 30.25 | 28
2033/34 | 152.25 | 30.25 | 18
2033/34 | 152.75 | 30.25 | 27
2033/34 | 153.25 | 30.25 | 26
2033/34 | 153.75 | 30.25 | 17
2033/34 | 154.25 | 30.25 | 11
2033/34 | 154.75 | 30.25 | 20
2033/34 | 155.25 | 30.25 | 23
2033/34 | 155.75 | 30.25 | 23
2033/34 | 156.25 | 30.25 | 23
2033/34 | 156.75 | 30.25 | 17
2033/34 | 157.25 | 30.25 | 16
2033/34 | 157.75 | 30.25 | 18
2033/34 | 158.25 | 30.25 | 14
2033/34 | 158.75 | 30.25 | 25
2033/34 | 159.25 | 30.25 | 20
2033/34 | 159.75 | 30.25 | 16
2033/34 | 160.25 | 30.25 | 16
2033/34 | 160.75 | 30.25 | 19
2033/34 | 161.25 | 30.25 | 16
2033/34 | 161.75 | 30.25 | 20
2033/34 | 162.25 | 30.25 | 18
2033/34 | 162.75 | 30.25 | 21
2033/34 | 163.25 | 30.25 | 16
2033/34 | 163.75 | 30.25 | 15
2033/34 | 164.25 | 30.25 | 18
2033/34 | 164.75 | 30.25 | 15
2033/34 | 165.25 | 30.25 | 18
2033/34 | 165.75 | 30.25 | 22
2033/34 | 166.25 | 30.25 | 9
2033/34 | 166.75 | 30.25 | 11
2033/34 | 167.25 | 30.25 | 8
2033/34 | 167.75 | 30.25 | 13
2033/34 | 168.25 | 30.25 | 13
2033/34 | 168.75 | 30.25 | 10
2033/34 | 169.25 | 30.25 | 12
2033/34 | 169.75 | 30.25 | 11
2033/34 | 170.25 | 30.25 | 11
2033/34 | 170.75 | 30.25 | 11
2033/34 | 171.25 | 30.25 | 13
2033/34 | 171.75 | 30.25 | 9
2033/34 | 172.25 | 30.25 | 13
2033/34 | 172.75 | 30.25 | 11
2033/34 | 173.25 | 30.25 | 7
2033/34 | 173.75 | 30.25 | 8
2033/34 | 174.25 | 30.25 | 3
2033/34 | 174.75 | 30.25 | 11
2033/34 | 175.25 | 30.25 | 8
2033/34 | 175.75 | 30.25 | 7
2033/34 | 176.25 | 30.25 | 10
2033/34 | 176.75 | 30.25 | 6
2033/34 | 177.25 | 30.25 | 12
2033/34 | 177.75 | 30.25 | 14
2033/34 | 178.25 | 30.25 | 8
2033/34 | 178.75 | 30.25 | 4
2033/34 | 179.25 | 30.25 | 9
2033/34 | 179.75 | 30.25 | 13
2033/34 | 180.25 | 30.25 | 4
2033/34 | 180.75 | 30.25 | 6
2033/34 | 181.25 | 30.25 | 5
2033/34 | 181.75 | 30.25 | 11
2033/34 | 182.25 | 30.25 | 6
2033/34 | 182.75 | 30.25 | 6
2033/34 | 183.25 | 30.25 | 8
2033/34 | 183.75 | 30.25 | 5
2033/34 | 184.25 | 30.25 | 3
2033/34 | 184.75 | 30.25 | 12
2033/34 | 185.25 | 30.25 | 4
2033/34 | 185.75 | 30.25 | 9
2033/34 | 186.25 | 30.25 | 8
2033/34 | 186.75 | 30.25 | 9
2033/34 | 187.25 | 30.25 | 5
2033/34 | 187.75 | 30.25 | 7
2033/34 | 188.25 | 30.25 | 5
2033/34 | 188.75 | 30.25 | 2
2033/34 | 189.25 | 30.25 | 5
2033/34 | 189.75 | 30.25 | 8
2033/34 | 190.25 | 30.25 | 5
2033/34 | 190.75 | 30.25 | 7
2033/34 | 191.25 | 30.25 | 3
2033/34 | 191.75 | 30.25 | 5
2033/34 | 192.25 | 30.25 | 2
2033/34 | 192.75 | 30.25 | 1
2033/34 | 193.75 | 30.25 | 4
2033/34 | 194.25 | 30.25 | 5
2033/34 | 194.75 | 30.25 | 2
2033/34 | 195.25 | 30.25 | 3
2033/34 | 195.75 | 30.25 | 3
2033/34 | 196.25 | 30.25 | 4
2033/34 | 196.75 | 30.25 | 1
2033/34 | 197.25 | 30.25 | 3
2033/34 | 197.75 | 30.25 | 6
2033/34 | 198.25 | 30.25 | 3
2033/34 | 198.75 | 30.25 | 2
2033/34 | 199.25 | 30.25 | 1
2033/34 | 199.75 | 30.25 | 4
2033/34 | 200.25 | 30.25 | 4
2033/34 | 200.75 | 30.25 | 1
2033/34 | 201.25 | 30.25 | 2
2033/34 | 201.75 | 30.25 | 2
2033/34 | 202.25 | 30.25 | 3
2033/34 | 202.75 | 30.25 | 3
2033/34 | 203.25 | 30.25 | 3
2033/34 | 203.75 | 30.25 | 4
2033/34 | 204.75 | 30.25 | 4
2033/34 | 205.25 | 30.25 | 2
2033/34 | 205.75 | 30.25 | 6
2033/34 | 206.25 | 30.25 | 1
2033/34 | 206.75 | 30.25 | 4
2033/34 | 207.75 | 30.25 | 4
2033/34 | 208.25 | 30.25 | 1
2033/34 | 208.75 | 30.25 | 1
2033/34 | 209.25 | 30.25 | 3
2033/34 | 209.75 | 30.25 | 3
2033/34 | 210.25 | 30.25 | 4
2033/34 | 210.75 | 30.25 | 1
2033/34 | 211.25 | 30.25 | 4
2033/34 | 211.75 | 30.25 | 1
2033/34 | 212.25 | 30.25 | 2
2033/34 | 212.75 | 30.25 | 2
2033/34 | 213.25 | 30.25 | 1
2033/34 | 213.75 | 30.25 | 2
2033/34 | 214.25 | 30.25 | 1
2033/34 | 214.75 | 30.25 | 5
2033/34 | 215.25 | 30.25 | 1
2033/34 | 216.25 | 30.25 | 2
2033/34 | 216.75 | 30.25 | 2
2033/34 | 217.25 | 30.25 | 2
2033/34 | 218.25 | 30.25 | 1
2033/34 | 219.25 | 30.25 | 1
2033/34 | 219.75 | 30.25 | 1
2033/34 | 220.25 | 30.25 | 1
2033/34 | 222.25 | 30.25 | 3
2033/34 | 223.25 | 30.25 | 1
2033/34 | 224.25 | 30.25 | 2
2033/34 | 224.75 | 30.25 | 1
2033/34 | 226.75 | 30.25 | 1
2033/34 | 229.25 | 30.25 | 1
2033/34 | 231.75 | 30.25 | 1
2033/34 | 232.25 | 30.25 | 1
2033/34 | 233.25 | 30.25 | 1
2033/34 | 235.75 | 30.25 | 1
2033/34 | 242.25 | 30.25 | 2
2033/34 | 245.25 | 30.25 | 1
2033/34 | 249.75 | 30.25 | 1
2033/34 | 250.25 | 30.25 | 1
2033/34 | 257.25 | 30.25 | 1
2033/34 | 35.75 | 30.75 | 1
2033/34 | 36.25 | 30.75 | 1
2033/34 | 36.75 | 30.75 | 4
2033/34 | 37.25 | 30.75 | 1
2033/34 | 37.75 | 30.75 | 1
2033/34 | 39.25 | 30.75 | 2
2033/34 | 39.75 | 30.75 | 1
2033/34 | 40.25 | 30.75 | 3
2033/34 | 40.75 | 30.75 | 2
2033/34 | 41.25 | 30.75 | 1
2033/34 | 42.25 | 30.75 | 2
2033/34 | 43.25 | 30.75 | 5
2033/34 | 43.75 | 30.75 | 2
2033/34 | 44.25 | 30.75 | 2
2033/34 | 45.25 | 30.75 | 4
2033/34 | 45.75 | 30.75 | 2
2033/34 | 46.25 | 30.75 | 2
2033/34 | 46.75 | 30.75 | 4
2033/34 | 47.25 | 30.75 | 6
2033/34 | 47.75 | 30.75 | 3
2033/34 | 48.25 | 30.75 | 9
2033/34 | 48.75 | 30.75 | 4
2033/34 | 49.25 | 30.75 | 7
2033/34 | 49.75 | 30.75 | 7
2033/34 | 50.25 | 30.75 | 9
2033/34 | 50.75 | 30.75 | 10
2033/34 | 51.25 | 30.75 | 15
2033/34 | 51.75 | 30.75 | 18
2033/34 | 52.25 | 30.75 | 11
2033/34 | 52.75 | 30.75 | 23
2033/34 | 53.25 | 30.75 | 20
2033/34 | 53.75 | 30.75 | 20
2033/34 | 54.25 | 30.75 | 24
2033/34 | 54.75 | 30.75 | 27
2033/34 | 55.25 | 30.75 | 18
2033/34 | 55.75 | 30.75 | 25
2033/34 | 56.25 | 30.75 | 37
2033/34 | 56.75 | 30.75 | 29
2033/34 | 57.25 | 30.75 | 43
2033/34 | 57.75 | 30.75 | 41
2033/34 | 58.25 | 30.75 | 43
2033/34 | 58.75 | 30.75 | 51
2033/34 | 59.25 | 30.75 | 41
2033/34 | 59.75 | 30.75 | 47
2033/34 | 60.25 | 30.75 | 64
2033/34 | 60.75 | 30.75 | 56
2033/34 | 61.25 | 30.75 | 50
2033/34 | 61.75 | 30.75 | 47
2033/34 | 62.25 | 30.75 | 59
2033/34 | 62.75 | 30.75 | 73
2033/34 | 63.25 | 30.75 | 65
2033/34 | 63.75 | 30.75 | 67
2033/34 | 64.25 | 30.75 | 87
2033/34 | 64.75 | 30.75 | 77
2033/34 | 65.25 | 30.75 | 80
2033/34 | 65.75 | 30.75 | 78
2033/34 | 66.25 | 30.75 | 81
2033/34 | 66.75 | 30.75 | 98
2033/34 | 67.25 | 30.75 | 98
2033/34 | 67.75 | 30.75 | 100
2033/34 | 68.25 | 30.75 | 99
2033/34 | 68.75 | 30.75 | 107
2033/34 | 69.25 | 30.75 | 103
2033/34 | 69.75 | 30.75 | 106
2033/34 | 70.25 | 30.75 | 113
2033/34 | 70.75 | 30.75 | 120
2033/34 | 71.25 | 30.75 | 102
2033/34 | 71.75 | 30.75 | 130
2033/34 | 72.25 | 30.75 | 113
2033/34 | 72.75 | 30.75 | 131
2033/34 | 73.25 | 30.75 | 124
2033/34 | 73.75 | 30.75 | 136
2033/34 | 74.25 | 30.75 | 127
2033/34 | 74.75 | 30.75 | 113
2033/34 | 75.25 | 30.75 | 131
2033/34 | 75.75 | 30.75 | 124
2033/34 | 76.25 | 30.75 | 118
2033/34 | 76.75 | 30.75 | 125
2033/34 | 77.25 | 30.75 | 131
2033/34 | 77.75 | 30.75 | 147
2033/34 | 78.25 | 30.75 | 146
2033/34 | 78.75 | 30.75 | 149
2033/34 | 79.25 | 30.75 | 148
2033/34 | 79.75 | 30.75 | 132
2033/34 | 80.25 | 30.75 | 145
2033/34 | 80.75 | 30.75 | 158
2033/34 | 81.25 | 30.75 | 145
2033/34 | 81.75 | 30.75 | 142
2033/34 | 82.25 | 30.75 | 145
2033/34 | 82.75 | 30.75 | 145
2033/34 | 83.25 | 30.75 | 131
2033/34 | 83.75 | 30.75 | 138
2033/34 | 84.25 | 30.75 | 137
2033/34 | 84.75 | 30.75 | 138
2033/34 | 85.25 | 30.75 | 150
2033/34 | 85.75 | 30.75 | 135
2033/34 | 86.25 | 30.75 | 134
2033/34 | 86.75 | 30.75 | 140
2033/34 | 87.25 | 30.75 | 165
2033/34 | 87.75 | 30.75 | 137
2033/34 | 88.25 | 30.75 | 139
2033/34 | 88.75 | 30.75 | 147
2033/34 | 89.25 | 30.75 | 132
2033/34 | 89.75 | 30.75 | 125
2033/34 | 90.25 | 30.75 | 140
2033/34 | 90.75 | 30.75 | 147
2033/34 | 91.25 | 30.75 | 116
2033/34 | 91.75 | 30.75 | 127
2033/34 | 92.25 | 30.75 | 118
2033/34 | 92.75 | 30.75 | 132
2033/34 | 93.25 | 30.75 | 127
2033/34 | 93.75 | 30.75 | 116
2033/34 | 94.25 | 30.75 | 134
2033/34 | 94.75 | 30.75 | 130
2033/34 | 95.25 | 30.75 | 110
2033/34 | 95.75 | 30.75 | 141
2033/34 | 96.25 | 30.75 | 118
2033/34 | 96.75 | 30.75 | 115
2033/34 | 97.25 | 30.75 | 112
2033/34 | 97.75 | 30.75 | 135
2033/34 | 98.25 | 30.75 | 111
2033/34 | 98.75 | 30.75 | 112
2033/34 | 99.25 | 30.75 | 115
2033/34 | 99.75 | 30.75 | 95
2033/34 | 100.25 | 30.75 | 126
2033/34 | 100.75 | 30.75 | 108
2033/34 | 101.25 | 30.75 | 101
2033/34 | 101.75 | 30.75 | 107
2033/34 | 102.25 | 30.75 | 125
2033/34 | 102.75 | 30.75 | 122
2033/34 | 103.25 | 30.75 | 102
2033/34 | 103.75 | 30.75 | 116
2033/34 | 104.25 | 30.75 | 101
2033/34 | 104.75 | 30.75 | 118
2033/34 | 105.25 | 30.75 | 119
2033/34 | 105.75 | 30.75 | 102
2033/34 | 106.25 | 30.75 | 113
2033/34 | 106.75 | 30.75 | 113
2033/34 | 107.25 | 30.75 | 104
2033/34 | 107.75 | 30.75 | 98
2033/34 | 108.25 | 30.75 | 103
2033/34 | 108.75 | 30.75 | 96
2033/34 | 109.25 | 30.75 | 91
2033/34 | 109.75 | 30.75 | 72
2033/34 | 110.25 | 30.75 | 103
2033/34 | 110.75 | 30.75 | 86
2033/34 | 111.25 | 30.75 | 90
2033/34 | 111.75 | 30.75 | 84
2033/34 | 112.25 | 30.75 | 94
2033/34 | 112.75 | 30.75 | 99
2033/34 | 113.25 | 30.75 | 87
2033/34 | 113.75 | 30.75 | 70
2033/34 | 114.25 | 30.75 | 96
2033/34 | 114.75 | 30.75 | 81
2033/34 | 115.25 | 30.75 | 80
2033/34 | 115.75 | 30.75 | 89
2033/34 | 116.25 | 30.75 | 76
2033/34 | 116.75 | 30.75 | 76
2033/34 | 117.25 | 30.75 | 85
2033/34 | 117.75 | 30.75 | 73
2033/34 | 118.25 | 30.75 | 92
2033/34 | 118.75 | 30.75 | 85
2033/34 | 119.25 | 30.75 | 83
2033/34 | 119.75 | 30.75 | 70
2033/34 | 120.25 | 30.75 | 72
2033/34 | 120.75 | 30.75 | 72
2033/34 | 121.25 | 30.75 | 73
2033/34 | 121.75 | 30.75 | 72
2033/34 | 122.25 | 30.75 | 62
2033/34 | 122.75 | 30.75 | 70
2033/34 | 123.25 | 30.75 | 66
2033/34 | 123.75 | 30.75 | 63
2033/34 | 124.25 | 30.75 | 72
2033/34 | 124.75 | 30.75 | 60
2033/34 | 125.25 | 30.75 | 79
2033/34 | 125.75 | 30.75 | 59
2033/34 | 126.25 | 30.75 | 83
2033/34 | 126.75 | 30.75 | 58
2033/34 | 127.25 | 30.75 | 68
2033/34 | 127.75 | 30.75 | 61
2033/34 | 128.25 | 30.75 | 55
2033/34 | 128.75 | 30.75 | 75
2033/34 | 129.25 | 30.75 | 56
2033/34 | 129.75 | 30.75 | 45
2033/34 | 130.25 | 30.75 | 51
2033/34 | 130.75 | 30.75 | 47
2033/34 | 131.25 | 30.75 | 50
2033/34 | 131.75 | 30.75 | 63
2033/34 | 132.25 | 30.75 | 51
2033/34 | 132.75 | 30.75 | 44
2033/34 | 133.25 | 30.75 | 54
2033/34 | 133.75 | 30.75 | 41
2033/34 | 134.25 | 30.75 | 40
2033/34 | 134.75 | 30.75 | 45
2033/34 | 135.25 | 30.75 | 48
2033/34 | 135.75 | 30.75 | 48
2033/34 | 136.25 | 30.75 | 44
2033/34 | 136.75 | 30.75 | 43
2033/34 | 137.25 | 30.75 | 32
2033/34 | 137.75 | 30.75 | 45
2033/34 | 138.25 | 30.75 | 64
2033/34 | 138.75 | 30.75 | 42
2033/34 | 139.25 | 30.75 | 42
2033/34 | 139.75 | 30.75 | 41
2033/34 | 140.25 | 30.75 | 48
2033/34 | 140.75 | 30.75 | 29
2033/34 | 141.25 | 30.75 | 34
2033/34 | 141.75 | 30.75 | 48
2033/34 | 142.25 | 30.75 | 49
2033/34 | 142.75 | 30.75 | 47
2033/34 | 143.25 | 30.75 | 38
2033/34 | 143.75 | 30.75 | 30
2033/34 | 144.25 | 30.75 | 38
2033/34 | 144.75 | 30.75 | 40
2033/34 | 145.25 | 30.75 | 27
2033/34 | 145.75 | 30.75 | 32
2033/34 | 146.25 | 30.75 | 42
2033/34 | 146.75 | 30.75 | 32
2033/34 | 147.25 | 30.75 | 37
2033/34 | 147.75 | 30.75 | 36
2033/34 | 148.25 | 30.75 | 18
2033/34 | 148.75 | 30.75 | 24
2033/34 | 149.25 | 30.75 | 27
2033/34 | 149.75 | 30.75 | 26
2033/34 | 150.25 | 30.75 | 28
2033/34 | 150.75 | 30.75 | 21
2033/34 | 151.25 | 30.75 | 24
2033/34 | 151.75 | 30.75 | 19
2033/34 | 152.25 | 30.75 | 33
2033/34 | 152.75 | 30.75 | 14
2033/34 | 153.25 | 30.75 | 29
2033/34 | 153.75 | 30.75 | 20
2033/34 | 154.25 | 30.75 | 29
2033/34 | 154.75 | 30.75 | 27
2033/34 | 155.25 | 30.75 | 28
2033/34 | 155.75 | 30.75 | 19
2033/34 | 156.25 | 30.75 | 24
2033/34 | 156.75 | 30.75 | 15
2033/34 | 157.25 | 30.75 | 21
2033/34 | 157.75 | 30.75 | 34
2033/34 | 158.25 | 30.75 | 23
2033/34 | 158.75 | 30.75 | 25
2033/34 | 159.25 | 30.75 | 21
2033/34 | 159.75 | 30.75 | 17
2033/34 | 160.25 | 30.75 | 19
2033/34 | 160.75 | 30.75 | 21
2033/34 | 161.25 | 30.75 | 18
2033/34 | 161.75 | 30.75 | 25
2033/34 | 162.25 | 30.75 | 20
2033/34 | 162.75 | 30.75 | 13
2033/34 | 163.25 | 30.75 | 14
2033/34 | 163.75 | 30.75 | 19
2033/34 | 164.25 | 30.75 | 17
2033/34 | 164.75 | 30.75 | 17
2033/34 | 165.25 | 30.75 | 9
2033/34 | 165.75 | 30.75 | 23
2033/34 | 166.25 | 30.75 | 18
2033/34 | 166.75 | 30.75 | 11
2033/34 | 167.25 | 30.75 | 14
2033/34 | 167.75 | 30.75 | 9
2033/34 | 168.25 | 30.75 | 15
2033/34 | 168.75 | 30.75 | 14
2033/34 | 169.25 | 30.75 | 13
2033/34 | 169.75 | 30.75 | 12
2033/34 | 170.25 | 30.75 | 15
2033/34 | 170.75 | 30.75 | 14
2033/34 | 171.25 | 30.75 | 13
2033/34 | 171.75 | 30.75 | 11
2033/34 | 172.25 | 30.75 | 10
2033/34 | 172.75 | 30.75 | 8
2033/34 | 173.25 | 30.75 | 9
2033/34 | 173.75 | 30.75 | 7
2033/34 | 174.25 | 30.75 | 8
2033/34 | 174.75 | 30.75 | 8
2033/34 | 175.25 | 30.75 | 6
2033/34 | 175.75 | 30.75 | 13
2033/34 | 176.25 | 30.75 | 7
2033/34 | 176.75 | 30.75 | 7
2033/34 | 177.25 | 30.75 | 12
2033/34 | 177.75 | 30.75 | 7
2033/34 | 178.25 | 30.75 | 9
2033/34 | 178.75 | 30.75 | 9
2033/34 | 179.25 | 30.75 | 11
2033/34 | 179.75 | 30.75 | 7
2033/34 | 180.25 | 30.75 | 4
2033/34 | 180.75 | 30.75 | 6
2033/34 | 181.25 | 30.75 | 6
2033/34 | 181.75 | 30.75 | 12
2033/34 | 182.25 | 30.75 | 9
2033/34 | 182.75 | 30.75 | 8
2033/34 | 183.25 | 30.75 | 4
2033/34 | 183.75 | 30.75 | 5
2033/34 | 184.25 | 30.75 | 8
2033/34 | 184.75 | 30.75 | 8
2033/34 | 185.25 | 30.75 | 5
2033/34 | 185.75 | 30.75 | 11
2033/34 | 186.25 | 30.75 | 4
2033/34 | 186.75 | 30.75 | 6
2033/34 | 187.25 | 30.75 | 10
2033/34 | 187.75 | 30.75 | 5
2033/34 | 188.25 | 30.75 | 8
2033/34 | 188.75 | 30.75 | 3
2033/34 | 189.25 | 30.75 | 5
2033/34 | 189.75 | 30.75 | 2
2033/34 | 190.25 | 30.75 | 2
2033/34 | 190.75 | 30.75 | 4
2033/34 | 191.25 | 30.75 | 1
2033/34 | 191.75 | 30.75 | 4
2033/34 | 192.25 | 30.75 | 5
2033/34 | 192.75 | 30.75 | 5
2033/34 | 193.25 | 30.75 | 3
2033/34 | 193.75 | 30.75 | 3
2033/34 | 194.25 | 30.75 | 5
2033/34 | 194.75 | 30.75 | 6
2033/34 | 195.25 | 30.75 | 3
2033/34 | 195.75 | 30.75 | 1
2033/34 | 196.25 | 30.75 | 1
2033/34 | 196.75 | 30.75 | 3
2033/34 | 197.25 | 30.75 | 3
2033/34 | 197.75 | 30.75 | 4
2033/34 | 198.25 | 30.75 | 2
2033/34 | 198.75 | 30.75 | 2
2033/34 | 199.25 | 30.75 | 4
2033/34 | 199.75 | 30.75 | 3
2033/34 | 200.25 | 30.75 | 2
2033/34 | 200.75 | 30.75 | 4
2033/34 | 201.75 | 30.75 | 4
2033/34 | 202.25 | 30.75 | 2
2033/34 | 202.75 | 30.75 | 3
2033/34 | 203.25 | 30.75 | 1
2033/34 | 203.75 | 30.75 | 2
2033/34 | 204.75 | 30.75 | 3
2033/34 | 205.25 | 30.75 | 3
2033/34 | 205.75 | 30.75 | 6
2033/34 | 206.25 | 30.75 | 2
2033/34 | 206.75 | 30.75 | 1
2033/34 | 207.25 | 30.75 | 1
2033/34 | 207.75 | 30.75 | 3
2033/34 | 208.25 | 30.75 | 1
2033/34 | 208.75 | 30.75 | 2
2033/34 | 209.75 | 30.75 | 2
2033/34 | 210.25 | 30.75 | 4
2033/34 | 211.25 | 30.75 | 1
2033/34 | 211.75 | 30.75 | 4
2033/34 | 212.75 | 30.75 | 3
2033/34 | 213.25 | 30.75 | 1
2033/34 | 213.75 | 30.75 | 4
2033/34 | 214.25 | 30.75 | 1
2033/34 | 214.75 | 30.75 | 2
2033/34 | 215.25 | 30.75 | 2
2033/34 | 215.75 | 30.75 | 1
2033/34 | 216.25 | 30.75 | 2
2033/34 | 216.75 | 30.75 | 2
2033/34 | 218.25 | 30.75 | 2
2033/34 | 218.75 | 30.75 | 1
2033/34 | 220.75 | 30.75 | 1
2033/34 | 223.25 | 30.75 | 3
2033/34 | 224.75 | 30.75 | 1
2033/34 | 225.25 | 30.75 | 2
2033/34 | 225.75 | 30.75 | 1
2033/34 | 226.75 | 30.75 | 1
2033/34 | 229.75 | 30.75 | 1
2033/34 | 236.75 | 30.75 | 1
2033/34 | 240.25 | 30.75 | 2
2033/34 | 241.25 | 30.75 | 1
2033/34 | 251.25 | 30.75 | 1
2033/34 | 36.25 | 31.25 | 3
2033/34 | 37.25 | 31.25 | 1
2033/34 | 37.75 | 31.25 | 1
2033/34 | 38.75 | 31.25 | 1
2033/34 | 39.25 | 31.25 | 1
2033/34 | 40.25 | 31.25 | 1
2033/34 | 41.75 | 31.25 | 1
2033/34 | 42.25 | 31.25 | 1
2033/34 | 43.25 | 31.25 | 1
2033/34 | 43.75 | 31.25 | 2
2033/34 | 44.25 | 31.25 | 1
2033/34 | 44.75 | 31.25 | 1
2033/34 | 45.25 | 31.25 | 2
2033/34 | 45.75 | 31.25 | 3
2033/34 | 46.25 | 31.25 | 1
2033/34 | 46.75 | 31.25 | 6
2033/34 | 47.25 | 31.25 | 5
2033/34 | 47.75 | 31.25 | 4
2033/34 | 48.25 | 31.25 | 6
2033/34 | 48.75 | 31.25 | 5
2033/34 | 49.25 | 31.25 | 2
2033/34 | 49.75 | 31.25 | 2
2033/34 | 50.25 | 31.25 | 7
2033/34 | 50.75 | 31.25 | 5
2033/34 | 51.25 | 31.25 | 9
2033/34 | 51.75 | 31.25 | 8
2033/34 | 52.25 | 31.25 | 10
2033/34 | 52.75 | 31.25 | 16
2033/34 | 53.25 | 31.25 | 12
2033/34 | 53.75 | 31.25 | 18
2033/34 | 54.25 | 31.25 | 19
2033/34 | 54.75 | 31.25 | 20
2033/34 | 55.25 | 31.25 | 10
2033/34 | 55.75 | 31.25 | 18
2033/34 | 56.25 | 31.25 | 29
2033/34 | 56.75 | 31.25 | 25
2033/34 | 57.25 | 31.25 | 32
2033/34 | 57.75 | 31.25 | 38
2033/34 | 58.25 | 31.25 | 36
2033/34 | 58.75 | 31.25 | 45
2033/34 | 59.25 | 31.25 | 43
2033/34 | 59.75 | 31.25 | 53
2033/34 | 60.25 | 31.25 | 43
2033/34 | 60.75 | 31.25 | 62
2033/34 | 61.25 | 31.25 | 55
2033/34 | 61.75 | 31.25 | 64
2033/34 | 62.25 | 31.25 | 54
2033/34 | 62.75 | 31.25 | 56
2033/34 | 63.25 | 31.25 | 77
2033/34 | 63.75 | 31.25 | 56
2033/34 | 64.25 | 31.25 | 75
2033/34 | 64.75 | 31.25 | 81
2033/34 | 65.25 | 31.25 | 70
2033/34 | 65.75 | 31.25 | 75
2033/34 | 66.25 | 31.25 | 77
2033/34 | 66.75 | 31.25 | 86
2033/34 | 67.25 | 31.25 | 111
2033/34 | 67.75 | 31.25 | 94
2033/34 | 68.25 | 31.25 | 108
2033/34 | 68.75 | 31.25 | 106
2033/34 | 69.25 | 31.25 | 105
2033/34 | 69.75 | 31.25 | 111
2033/34 | 70.25 | 31.25 | 95
2033/34 | 70.75 | 31.25 | 128
2033/34 | 71.25 | 31.25 | 106
2033/34 | 71.75 | 31.25 | 114
2033/34 | 72.25 | 31.25 | 129
2033/34 | 72.75 | 31.25 | 143
2033/34 | 73.25 | 31.25 | 145
2033/34 | 73.75 | 31.25 | 117
2033/34 | 74.25 | 31.25 | 134
2033/34 | 74.75 | 31.25 | 144
2033/34 | 75.25 | 31.25 | 117
2033/34 | 75.75 | 31.25 | 142
2033/34 | 76.25 | 31.25 | 128
2033/34 | 76.75 | 31.25 | 136
2033/34 | 77.25 | 31.25 | 114
2033/34 | 77.75 | 31.25 | 138
2033/34 | 78.25 | 31.25 | 129
2033/34 | 78.75 | 31.25 | 144
2033/34 | 79.25 | 31.25 | 181
2033/34 | 79.75 | 31.25 | 149
2033/34 | 80.25 | 31.25 | 138
2033/34 | 80.75 | 31.25 | 145
2033/34 | 81.25 | 31.25 | 149
2033/34 | 81.75 | 31.25 | 148
2033/34 | 82.25 | 31.25 | 126
2033/34 | 82.75 | 31.25 | 143
2033/34 | 83.25 | 31.25 | 138
2033/34 | 83.75 | 31.25 | 136
2033/34 | 84.25 | 31.25 | 145
2033/34 | 84.75 | 31.25 | 141
2033/34 | 85.25 | 31.25 | 155
2033/34 | 85.75 | 31.25 | 123
2033/34 | 86.25 | 31.25 | 124
2033/34 | 86.75 | 31.25 | 145
2033/34 | 87.25 | 31.25 | 131
2033/34 | 87.75 | 31.25 | 140
2033/34 | 88.25 | 31.25 | 148
2033/34 | 88.75 | 31.25 | 137
2033/34 | 89.25 | 31.25 | 144
2033/34 | 89.75 | 31.25 | 126
2033/34 | 90.25 | 31.25 | 135
2033/34 | 90.75 | 31.25 | 150
2033/34 | 91.25 | 31.25 | 132
2033/34 | 91.75 | 31.25 | 122
2033/34 | 92.25 | 31.25 | 139
2033/34 | 92.75 | 31.25 | 133
2033/34 | 93.25 | 31.25 | 138
2033/34 | 93.75 | 31.25 | 147
2033/34 | 94.25 | 31.25 | 142
2033/34 | 94.75 | 31.25 | 123
2033/34 | 95.25 | 31.25 | 138
2033/34 | 95.75 | 31.25 | 133
2033/34 | 96.25 | 31.25 | 142
2033/34 | 96.75 | 31.25 | 132
2033/34 | 97.25 | 31.25 | 131
2033/34 | 97.75 | 31.25 | 122
2033/34 | 98.25 | 31.25 | 137
2033/34 | 98.75 | 31.25 | 111
2033/34 | 99.25 | 31.25 | 125
2033/34 | 99.75 | 31.25 | 118
2033/34 | 100.25 | 31.25 | 113
2033/34 | 100.75 | 31.25 | 118
2033/34 | 101.25 | 31.25 | 130
2033/34 | 101.75 | 31.25 | 119
2033/34 | 102.25 | 31.25 | 124
2033/34 | 102.75 | 31.25 | 112
2033/34 | 103.25 | 31.25 | 131
2033/34 | 103.75 | 31.25 | 115
2033/34 | 104.25 | 31.25 | 120
2033/34 | 104.75 | 31.25 | 104
2033/34 | 105.25 | 31.25 | 122
2033/34 | 105.75 | 31.25 | 103
2033/34 | 106.25 | 31.25 | 100
2033/34 | 106.75 | 31.25 | 127
2033/34 | 107.25 | 31.25 | 95
2033/34 | 107.75 | 31.25 | 121
2033/34 | 108.25 | 31.25 | 114
2033/34 | 108.75 | 31.25 | 102
2033/34 | 109.25 | 31.25 | 125
2033/34 | 109.75 | 31.25 | 107
2033/34 | 110.25 | 31.25 | 100
2033/34 | 110.75 | 31.25 | 76
2033/34 | 111.25 | 31.25 | 102
2033/34 | 111.75 | 31.25 | 87
2033/34 | 112.25 | 31.25 | 101
2033/34 | 112.75 | 31.25 | 106
2033/34 | 113.25 | 31.25 | 102
2033/34 | 113.75 | 31.25 | 90
2033/34 | 114.25 | 31.25 | 86
2033/34 | 114.75 | 31.25 | 95
2033/34 | 115.25 | 31.25 | 75
2033/34 | 115.75 | 31.25 | 93
2033/34 | 116.25 | 31.25 | 88
2033/34 | 116.75 | 31.25 | 84
2033/34 | 117.25 | 31.25 | 95
2033/34 | 117.75 | 31.25 | 80
2033/34 | 118.25 | 31.25 | 88
2033/34 | 118.75 | 31.25 | 76
2033/34 | 119.25 | 31.25 | 84
2033/34 | 119.75 | 31.25 | 89
2033/34 | 120.25 | 31.25 | 76
2033/34 | 120.75 | 31.25 | 59
2033/34 | 121.25 | 31.25 | 86
2033/34 | 121.75 | 31.25 | 69
2033/34 | 122.25 | 31.25 | 64
2033/34 | 122.75 | 31.25 | 76
2033/34 | 123.25 | 31.25 | 71
2033/34 | 123.75 | 31.25 | 67
2033/34 | 124.25 | 31.25 | 71
2033/34 | 124.75 | 31.25 | 81
2033/34 | 125.25 | 31.25 | 66
2033/34 | 125.75 | 31.25 | 65
2033/34 | 126.25 | 31.25 | 67
2033/34 | 126.75 | 31.25 | 57
2033/34 | 127.25 | 31.25 | 72
2033/34 | 127.75 | 31.25 | 61
2033/34 | 128.25 | 31.25 | 63
2033/34 | 128.75 | 31.25 | 57
2033/34 | 129.25 | 31.25 | 60
2033/34 | 129.75 | 31.25 | 68
2033/34 | 130.25 | 31.25 | 55
2033/34 | 130.75 | 31.25 | 57
2033/34 | 131.25 | 31.25 | 48
2033/34 | 131.75 | 31.25 | 50
2033/34 | 132.25 | 31.25 | 53
2033/34 | 132.75 | 31.25 | 45
2033/34 | 133.25 | 31.25 | 56
2033/34 | 133.75 | 31.25 | 56
2033/34 | 134.25 | 31.25 | 54
2033/34 | 134.75 | 31.25 | 46
2033/34 | 135.25 | 31.25 | 30
2033/34 | 135.75 | 31.25 | 54
2033/34 | 136.25 | 31.25 | 49
2033/34 | 136.75 | 31.25 | 48
2033/34 | 137.25 | 31.25 | 49
2033/34 | 137.75 | 31.25 | 45
2033/34 | 138.25 | 31.25 | 42
2033/34 | 138.75 | 31.25 | 40
2033/34 | 139.25 | 31.25 | 41
2033/34 | 139.75 | 31.25 | 52
2033/34 | 140.25 | 31.25 | 40
2033/34 | 140.75 | 31.25 | 46
2033/34 | 141.25 | 31.25 | 40
2033/34 | 141.75 | 31.25 | 36
2033/34 | 142.25 | 31.25 | 44
2033/34 | 142.75 | 31.25 | 41
2033/34 | 143.25 | 31.25 | 33
2033/34 | 143.75 | 31.25 | 31
2033/34 | 144.25 | 31.25 | 44
2033/34 | 144.75 | 31.25 | 28
2033/34 | 145.25 | 31.25 | 30
2033/34 | 145.75 | 31.25 | 30
2033/34 | 146.25 | 31.25 | 37
2033/34 | 146.75 | 31.25 | 37
2033/34 | 147.25 | 31.25 | 31
2033/34 | 147.75 | 31.25 | 29
2033/34 | 148.25 | 31.25 | 30
2033/34 | 148.75 | 31.25 | 23
2033/34 | 149.25 | 31.25 | 34
2033/34 | 149.75 | 31.25 | 30
2033/34 | 150.25 | 31.25 | 19
2033/34 | 150.75 | 31.25 | 29
2033/34 | 151.25 | 31.25 | 24
2033/34 | 151.75 | 31.25 | 40
2033/34 | 152.25 | 31.25 | 24
2033/34 | 152.75 | 31.25 | 33
2033/34 | 153.25 | 31.25 | 17
2033/34 | 153.75 | 31.25 | 27
2033/34 | 154.25 | 31.25 | 35
2033/34 | 154.75 | 31.25 | 27
2033/34 | 155.25 | 31.25 | 25
2033/34 | 155.75 | 31.25 | 25
2033/34 | 156.25 | 31.25 | 18
2033/34 | 156.75 | 31.25 | 35
2033/34 | 157.25 | 31.25 | 17
2033/34 | 157.75 | 31.25 | 27
2033/34 | 158.25 | 31.25 | 23
2033/34 | 158.75 | 31.25 | 26
2033/34 | 159.25 | 31.25 | 20
2033/34 | 159.75 | 31.25 | 16
2033/34 | 160.25 | 31.25 | 19
2033/34 | 160.75 | 31.25 | 22
2033/34 | 161.25 | 31.25 | 26
2033/34 | 161.75 | 31.25 | 22
2033/34 | 162.25 | 31.25 | 23
2033/34 | 162.75 | 31.25 | 20
2033/34 | 163.25 | 31.25 | 19
2033/34 | 163.75 | 31.25 | 27
2033/34 | 164.25 | 31.25 | 17
2033/34 | 164.75 | 31.25 | 17
2033/34 | 165.25 | 31.25 | 18
2033/34 | 165.75 | 31.25 | 12
2033/34 | 166.25 | 31.25 | 16
2033/34 | 166.75 | 31.25 | 10
2033/34 | 167.25 | 31.25 | 12
2033/34 | 167.75 | 31.25 | 15
2033/34 | 168.25 | 31.25 | 17
2033/34 | 168.75 | 31.25 | 18
2033/34 | 169.25 | 31.25 | 15
2033/34 | 169.75 | 31.25 | 13
2033/34 | 170.25 | 31.25 | 15
2033/34 | 170.75 | 31.25 | 9
2033/34 | 171.25 | 31.25 | 11
2033/34 | 171.75 | 31.25 | 9
2033/34 | 172.25 | 31.25 | 11
2033/34 | 172.75 | 31.25 | 8
2033/34 | 173.25 | 31.25 | 16
2033/34 | 173.75 | 31.25 | 15
2033/34 | 174.25 | 31.25 | 5
2033/34 | 174.75 | 31.25 | 9
2033/34 | 175.25 | 31.25 | 9
2033/34 | 175.75 | 31.25 | 14
2033/34 | 176.25 | 31.25 | 8
2033/34 | 176.75 | 31.25 | 12
2033/34 | 177.25 | 31.25 | 16
2033/34 | 177.75 | 31.25 | 14
2033/34 | 178.25 | 31.25 | 8
2033/34 | 178.75 | 31.25 | 6
2033/34 | 179.25 | 31.25 | 6
2033/34 | 179.75 | 31.25 | 6
2033/34 | 180.25 | 31.25 | 10
2033/34 | 180.75 | 31.25 | 14
2033/34 | 181.25 | 31.25 | 8
2033/34 | 181.75 | 31.25 | 8
2033/34 | 182.25 | 31.25 | 8
2033/34 | 182.75 | 31.25 | 9
2033/34 | 183.25 | 31.25 | 7
2033/34 | 183.75 | 31.25 | 10
2033/34 | 184.25 | 31.25 | 5
2033/34 | 184.75 | 31.25 | 10
2033/34 | 185.25 | 31.25 | 10
2033/34 | 185.75 | 31.25 | 9
2033/34 | 186.25 | 31.25 | 11
2033/34 | 186.75 | 31.25 | 7
2033/34 | 187.25 | 31.25 | 9
2033/34 | 187.75 | 31.25 | 4
2033/34 | 188.25 | 31.25 | 1
2033/34 | 188.75 | 31.25 | 6
2033/34 | 189.25 | 31.25 | 2
2033/34 | 189.75 | 31.25 | 4
2033/34 | 190.25 | 31.25 | 2
2033/34 | 190.75 | 31.25 | 5
2033/34 | 191.25 | 31.25 | 2
2033/34 | 191.75 | 31.25 | 4
2033/34 | 192.25 | 31.25 | 5
2033/34 | 192.75 | 31.25 | 5
2033/34 | 193.25 | 31.25 | 6
2033/34 | 193.75 | 31.25 | 2
2033/34 | 194.25 | 31.25 | 5
2033/34 | 194.75 | 31.25 | 4
2033/34 | 195.25 | 31.25 | 2
2033/34 | 195.75 | 31.25 | 4
2033/34 | 196.25 | 31.25 | 9
2033/34 | 196.75 | 31.25 | 5
2033/34 | 197.25 | 31.25 | 3
2033/34 | 198.25 | 31.25 | 5
2033/34 | 198.75 | 31.25 | 7
2033/34 | 199.25 | 31.25 | 1
2033/34 | 199.75 | 31.25 | 5
2033/34 | 200.25 | 31.25 | 7
2033/34 | 200.75 | 31.25 | 6
2033/34 | 201.25 | 31.25 | 1
2033/34 | 201.75 | 31.25 | 2
2033/34 | 202.25 | 31.25 | 2
2033/34 | 202.75 | 31.25 | 3
2033/34 | 203.25 | 31.25 | 2
2033/34 | 203.75 | 31.25 | 2
2033/34 | 204.25 | 31.25 | 1
2033/34 | 204.75 | 31.25 | 2
2033/34 | 205.25 | 31.25 | 1
2033/34 | 205.75 | 31.25 | 1
2033/34 | 206.25 | 31.25 | 6
2033/34 | 206.75 | 31.25 | 2
2033/34 | 207.25 | 31.25 | 4
2033/34 | 207.75 | 31.25 | 2
2033/34 | 208.75 | 31.25 | 2
2033/34 | 209.25 | 31.25 | 1
2033/34 | 209.75 | 31.25 | 3
2033/34 | 210.75 | 31.25 | 1
2033/34 | 211.75 | 31.25 | 2
2033/34 | 212.25 | 31.25 | 2
2033/34 | 213.25 | 31.25 | 2
2033/34 | 213.75 | 31.25 | 2
2033/34 | 214.25 | 31.25 | 3
2033/34 | 214.75 | 31.25 | 3
2033/34 | 216.75 | 31.25 | 1
2033/34 | 217.25 | 31.25 | 2
2033/34 | 218.75 | 31.25 | 2
2033/34 | 219.25 | 31.25 | 2
2033/34 | 220.25 | 31.25 | 1
2033/34 | 220.75 | 31.25 | 1
2033/34 | 221.75 | 31.25 | 2
2033/34 | 222.25 | 31.25 | 1
2033/34 | 224.25 | 31.25 | 1
2033/34 | 224.75 | 31.25 | 1
2033/34 | 226.25 | 31.25 | 3
2033/34 | 226.75 | 31.25 | 1
2033/34 | 228.75 | 31.25 | 1
2033/34 | 229.75 | 31.25 | 1
2033/34 | 230.75 | 31.25 | 1
2033/34 | 232.25 | 31.25 | 1
2033/34 | 232.75 | 31.25 | 1
2033/34 | 234.25 | 31.25 | 1
2033/34 | 235.25 | 31.25 | 1
2033/34 | 237.25 | 31.25 | 1
2033/34 | 238.25 | 31.25 | 2
2033/34 | 242.25 | 31.25 | 1
2033/34 | 260.75 | 31.25 | 1
2033/34 | 263.25 | 31.25 | 1
2033/34 | 36.75 | 31.75 | 1
2033/34 | 38.25 | 31.75 | 2
2033/34 | 39.75 | 31.75 | 1
2033/34 | 40.25 | 31.75 | 1
2033/34 | 41.25 | 31.75 | 2
2033/34 | 42.25 | 31.75 | 4
2033/34 | 42.75 | 31.75 | 3
2033/34 | 43.25 | 31.75 | 1
2033/34 | 44.25 | 31.75 | 1
2033/34 | 45.25 | 31.75 | 2
2033/34 | 45.75 | 31.75 | 5
2033/34 | 46.25 | 31.75 | 3
2033/34 | 46.75 | 31.75 | 2
2033/34 | 47.25 | 31.75 | 3
2033/34 | 47.75 | 31.75 | 1
2033/34 | 48.25 | 31.75 | 4
2033/34 | 48.75 | 31.75 | 2
2033/34 | 49.25 | 31.75 | 6
2033/34 | 49.75 | 31.75 | 4
2033/34 | 50.25 | 31.75 | 4
2033/34 | 50.75 | 31.75 | 11
2033/34 | 51.25 | 31.75 | 4
2033/34 | 51.75 | 31.75 | 5
2033/34 | 52.25 | 31.75 | 8
2033/34 | 52.75 | 31.75 | 12
2033/34 | 53.25 | 31.75 | 10
2033/34 | 53.75 | 31.75 | 13
2033/34 | 54.25 | 31.75 | 15
2033/34 | 54.75 | 31.75 | 17
2033/34 | 55.25 | 31.75 | 18
2033/34 | 55.75 | 31.75 | 26
2033/34 | 56.25 | 31.75 | 25
2033/34 | 56.75 | 31.75 | 18
2033/34 | 57.25 | 31.75 | 30
2033/34 | 57.75 | 31.75 | 40
2033/34 | 58.25 | 31.75 | 38
2033/34 | 58.75 | 31.75 | 24
2033/34 | 59.25 | 31.75 | 44
2033/34 | 59.75 | 31.75 | 38
2033/34 | 60.25 | 31.75 | 39
2033/34 | 60.75 | 31.75 | 33
2033/34 | 61.25 | 31.75 | 55
2033/34 | 61.75 | 31.75 | 60
2033/34 | 62.25 | 31.75 | 54
2033/34 | 62.75 | 31.75 | 66
2033/34 | 63.25 | 31.75 | 51
2033/34 | 63.75 | 31.75 | 68
2033/34 | 64.25 | 31.75 | 66
2033/34 | 64.75 | 31.75 | 71
2033/34 | 65.25 | 31.75 | 75
2033/34 | 65.75 | 31.75 | 88
2033/34 | 66.25 | 31.75 | 84
2033/34 | 66.75 | 31.75 | 93
2033/34 | 67.25 | 31.75 | 82
2033/34 | 67.75 | 31.75 | 91
2033/34 | 68.25 | 31.75 | 95
2033/34 | 68.75 | 31.75 | 103
2033/34 | 69.25 | 31.75 | 96
2033/34 | 69.75 | 31.75 | 94
2033/34 | 70.25 | 31.75 | 99
2033/34 | 70.75 | 31.75 | 116
2033/34 | 71.25 | 31.75 | 106
2033/34 | 71.75 | 31.75 | 125
2033/34 | 72.25 | 31.75 | 122
2033/34 | 72.75 | 31.75 | 116
2033/34 | 73.25 | 31.75 | 100
2033/34 | 73.75 | 31.75 | 108
2033/34 | 74.25 | 31.75 | 141
2033/34 | 74.75 | 31.75 | 118
2033/34 | 75.25 | 31.75 | 108
2033/34 | 75.75 | 31.75 | 138
2033/34 | 76.25 | 31.75 | 138
2033/34 | 76.75 | 31.75 | 123
2033/34 | 77.25 | 31.75 | 146
2033/34 | 77.75 | 31.75 | 142
2033/34 | 78.25 | 31.75 | 133
2033/34 | 78.75 | 31.75 | 146
2033/34 | 79.25 | 31.75 | 126
2033/34 | 79.75 | 31.75 | 159
2033/34 | 80.25 | 31.75 | 143
2033/34 | 80.75 | 31.75 | 142
2033/34 | 81.25 | 31.75 | 145
2033/34 | 81.75 | 31.75 | 136
2033/34 | 82.25 | 31.75 | 174
2033/34 | 82.75 | 31.75 | 130
2033/34 | 83.25 | 31.75 | 127
2033/34 | 83.75 | 31.75 | 157
2033/34 | 84.25 | 31.75 | 168
2033/34 | 84.75 | 31.75 | 143
2033/34 | 85.25 | 31.75 | 147
2033/34 | 85.75 | 31.75 | 152
2033/34 | 86.25 | 31.75 | 153
2033/34 | 86.75 | 31.75 | 159
2033/34 | 87.25 | 31.75 | 155
2033/34 | 87.75 | 31.75 | 171
2033/34 | 88.25 | 31.75 | 142
2033/34 | 88.75 | 31.75 | 135
2033/34 | 89.25 | 31.75 | 143
2033/34 | 89.75 | 31.75 | 143
2033/34 | 90.25 | 31.75 | 143
2033/34 | 90.75 | 31.75 | 125
2033/34 | 91.25 | 31.75 | 142
2033/34 | 91.75 | 31.75 | 142
2033/34 | 92.25 | 31.75 | 130
2033/34 | 92.75 | 31.75 | 134
2033/34 | 93.25 | 31.75 | 143
2033/34 | 93.75 | 31.75 | 156
2033/34 | 94.25 | 31.75 | 137
2033/34 | 94.75 | 31.75 | 127
2033/34 | 95.25 | 31.75 | 131
2033/34 | 95.75 | 31.75 | 137
2033/34 | 96.25 | 31.75 | 163
2033/34 | 96.75 | 31.75 | 122
2033/34 | 97.25 | 31.75 | 133
2033/34 | 97.75 | 31.75 | 139
2033/34 | 98.25 | 31.75 | 133
2033/34 | 98.75 | 31.75 | 140
2033/34 | 99.25 | 31.75 | 116
2033/34 | 99.75 | 31.75 | 135
2033/34 | 100.25 | 31.75 | 116
2033/34 | 100.75 | 31.75 | 122
2033/34 | 101.25 | 31.75 | 131
2033/34 | 101.75 | 31.75 | 115
2033/34 | 102.25 | 31.75 | 127
2033/34 | 102.75 | 31.75 | 131
2033/34 | 103.25 | 31.75 | 139
2033/34 | 103.75 | 31.75 | 123
2033/34 | 104.25 | 31.75 | 119
2033/34 | 104.75 | 31.75 | 117
2033/34 | 105.25 | 31.75 | 105
2033/34 | 105.75 | 31.75 | 122
2033/34 | 106.25 | 31.75 | 125
2033/34 | 106.75 | 31.75 | 117
2033/34 | 107.25 | 31.75 | 105
2033/34 | 107.75 | 31.75 | 121
2033/34 | 108.25 | 31.75 | 114
2033/34 | 108.75 | 31.75 | 119
2033/34 | 109.25 | 31.75 | 126
2033/34 | 109.75 | 31.75 | 99
2033/34 | 110.25 | 31.75 | 135
2033/34 | 110.75 | 31.75 | 120
2033/34 | 111.25 | 31.75 | 96
2033/34 | 111.75 | 31.75 | 101
2033/34 | 112.25 | 31.75 | 104
2033/34 | 112.75 | 31.75 | 108
2033/34 | 113.25 | 31.75 | 96
2033/34 | 113.75 | 31.75 | 122
2033/34 | 114.25 | 31.75 | 117
2033/34 | 114.75 | 31.75 | 104
2033/34 | 115.25 | 31.75 | 94
2033/34 | 115.75 | 31.75 | 78
2033/34 | 116.25 | 31.75 | 102
2033/34 | 116.75 | 31.75 | 103
2033/34 | 117.25 | 31.75 | 97
2033/34 | 117.75 | 31.75 | 111
2033/34 | 118.25 | 31.75 | 73
2033/34 | 118.75 | 31.75 | 93
2033/34 | 119.25 | 31.75 | 87
2033/34 | 119.75 | 31.75 | 94
2033/34 | 120.25 | 31.75 | 99
2033/34 | 120.75 | 31.75 | 78
2033/34 | 121.25 | 31.75 | 79
2033/34 | 121.75 | 31.75 | 73
2033/34 | 122.25 | 31.75 | 71
2033/34 | 122.75 | 31.75 | 68
2033/34 | 123.25 | 31.75 | 72
2033/34 | 123.75 | 31.75 | 83
2033/34 | 124.25 | 31.75 | 88
2033/34 | 124.75 | 31.75 | 88
2033/34 | 125.25 | 31.75 | 71
2033/34 | 125.75 | 31.75 | 81
2033/34 | 126.25 | 31.75 | 72
2033/34 | 126.75 | 31.75 | 71
2033/34 | 127.25 | 31.75 | 67
2033/34 | 127.75 | 31.75 | 64
2033/34 | 128.25 | 31.75 | 66
2033/34 | 128.75 | 31.75 | 58
2033/34 | 129.25 | 31.75 | 67
2033/34 | 129.75 | 31.75 | 53
2033/34 | 130.25 | 31.75 | 62
2033/34 | 130.75 | 31.75 | 70
2033/34 | 131.25 | 31.75 | 60
2033/34 | 131.75 | 31.75 | 55
2033/34 | 132.25 | 31.75 | 66
2033/34 | 132.75 | 31.75 | 60
2033/34 | 133.25 | 31.75 | 47
2033/34 | 133.75 | 31.75 | 60
2033/34 | 134.25 | 31.75 | 41
2033/34 | 134.75 | 31.75 | 57
2033/34 | 135.25 | 31.75 | 47
2033/34 | 135.75 | 31.75 | 46
2033/34 | 136.25 | 31.75 | 51
2033/34 | 136.75 | 31.75 | 39
2033/34 | 137.25 | 31.75 | 48
2033/34 | 137.75 | 31.75 | 51
2033/34 | 138.25 | 31.75 | 42
2033/34 | 138.75 | 31.75 | 59
2033/34 | 139.25 | 31.75 | 62
2033/34 | 139.75 | 31.75 | 51
2033/34 | 140.25 | 31.75 | 40
2033/34 | 140.75 | 31.75 | 45
2033/34 | 141.25 | 31.75 | 52
2033/34 | 141.75 | 31.75 | 42
2033/34 | 142.25 | 31.75 | 39
2033/34 | 142.75 | 31.75 | 40
2033/34 | 143.25 | 31.75 | 38
2033/34 | 143.75 | 31.75 | 38
2033/34 | 144.25 | 31.75 | 39
2033/34 | 144.75 | 31.75 | 40
2033/34 | 145.25 | 31.75 | 32
2033/34 | 145.75 | 31.75 | 31
2033/34 | 146.25 | 31.75 | 40
2033/34 | 146.75 | 31.75 | 42
2033/34 | 147.25 | 31.75 | 36
2033/34 | 147.75 | 31.75 | 38
2033/34 | 148.25 | 31.75 | 33
2033/34 | 148.75 | 31.75 | 27
2033/34 | 149.25 | 31.75 | 29
2033/34 | 149.75 | 31.75 | 27
2033/34 | 150.25 | 31.75 | 33
2033/34 | 150.75 | 31.75 | 34
2033/34 | 151.25 | 31.75 | 38
2033/34 | 151.75 | 31.75 | 28
2033/34 | 152.25 | 31.75 | 28
2033/34 | 152.75 | 31.75 | 26
2033/34 | 153.25 | 31.75 | 22
2033/34 | 153.75 | 31.75 | 25
2033/34 | 154.25 | 31.75 | 23
2033/34 | 154.75 | 31.75 | 16
2033/34 | 155.25 | 31.75 | 27
2033/34 | 155.75 | 31.75 | 23
2033/34 | 156.25 | 31.75 | 26
2033/34 | 156.75 | 31.75 | 24
2033/34 | 157.25 | 31.75 | 26
2033/34 | 157.75 | 31.75 | 19
2033/34 | 158.25 | 31.75 | 16
2033/34 | 158.75 | 31.75 | 26
2033/34 | 159.25 | 31.75 | 20
2033/34 | 159.75 | 31.75 | 16
2033/34 | 160.25 | 31.75 | 19
2033/34 | 160.75 | 31.75 | 15
2033/34 | 161.25 | 31.75 | 21
2033/34 | 161.75 | 31.75 | 17
2033/34 | 162.25 | 31.75 | 13
2033/34 | 162.75 | 31.75 | 24
2033/34 | 163.25 | 31.75 | 17
2033/34 | 163.75 | 31.75 | 29
2033/34 | 164.25 | 31.75 | 20
2033/34 | 164.75 | 31.75 | 19
2033/34 | 165.25 | 31.75 | 18
2033/34 | 165.75 | 31.75 | 16
2033/34 | 166.25 | 31.75 | 10
2033/34 | 166.75 | 31.75 | 17
2033/34 | 167.25 | 31.75 | 16
2033/34 | 167.75 | 31.75 | 17
2033/34 | 168.25 | 31.75 | 13
2033/34 | 168.75 | 31.75 | 13
2033/34 | 169.25 | 31.75 | 18
2033/34 | 169.75 | 31.75 | 17
2033/34 | 170.25 | 31.75 | 15
2033/34 | 170.75 | 31.75 | 11
2033/34 | 171.25 | 31.75 | 13
2033/34 | 171.75 | 31.75 | 13
2033/34 | 172.25 | 31.75 | 14
2033/34 | 172.75 | 31.75 | 13
2033/34 | 173.25 | 31.75 | 5
2033/34 | 173.75 | 31.75 | 21
2033/34 | 174.25 | 31.75 | 8
2033/34 | 174.75 | 31.75 | 10
2033/34 | 175.25 | 31.75 | 14
2033/34 | 175.75 | 31.75 | 11
2033/34 | 176.25 | 31.75 | 15
2033/34 | 176.75 | 31.75 | 12
2033/34 | 177.25 | 31.75 | 11
2033/34 | 177.75 | 31.75 | 13
2033/34 | 178.25 | 31.75 | 7
2033/34 | 178.75 | 31.75 | 10
2033/34 | 179.25 | 31.75 | 4
2033/34 | 179.75 | 31.75 | 16
2033/34 | 180.25 | 31.75 | 8
2033/34 | 180.75 | 31.75 | 4
2033/34 | 181.25 | 31.75 | 4
2033/34 | 181.75 | 31.75 | 4
2033/34 | 182.25 | 31.75 | 10
2033/34 | 182.75 | 31.75 | 6
2033/34 | 183.25 | 31.75 | 12
2033/34 | 183.75 | 31.75 | 12
2033/34 | 184.25 | 31.75 | 4
2033/34 | 184.75 | 31.75 | 5
2033/34 | 185.25 | 31.75 | 4
2033/34 | 185.75 | 31.75 | 5
2033/34 | 186.25 | 31.75 | 10
2033/34 | 186.75 | 31.75 | 8
2033/34 | 187.25 | 31.75 | 14
2033/34 | 187.75 | 31.75 | 6
2033/34 | 188.25 | 31.75 | 7
2033/34 | 188.75 | 31.75 | 5
2033/34 | 189.25 | 31.75 | 3
2033/34 | 189.75 | 31.75 | 9
2033/34 | 190.25 | 31.75 | 9
2033/34 | 190.75 | 31.75 | 2
2033/34 | 191.25 | 31.75 | 7
2033/34 | 191.75 | 31.75 | 5
2033/34 | 192.25 | 31.75 | 6
2033/34 | 192.75 | 31.75 | 2
2033/34 | 193.25 | 31.75 | 5
2033/34 | 193.75 | 31.75 | 4
2033/34 | 194.25 | 31.75 | 5
2033/34 | 194.75 | 31.75 | 2
2033/34 | 195.25 | 31.75 | 3
2033/34 | 195.75 | 31.75 | 8
2033/34 | 196.25 | 31.75 | 4
2033/34 | 196.75 | 31.75 | 6
2033/34 | 197.25 | 31.75 | 7
2033/34 | 197.75 | 31.75 | 3
2033/34 | 198.25 | 31.75 | 2
2033/34 | 198.75 | 31.75 | 1
2033/34 | 199.25 | 31.75 | 3
2033/34 | 199.75 | 31.75 | 4
2033/34 | 200.25 | 31.75 | 6
2033/34 | 200.75 | 31.75 | 2
2033/34 | 201.25 | 31.75 | 4
2033/34 | 201.75 | 31.75 | 4
2033/34 | 202.25 | 31.75 | 3
2033/34 | 202.75 | 31.75 | 6
2033/34 | 203.25 | 31.75 | 5
2033/34 | 203.75 | 31.75 | 1
2033/34 | 204.25 | 31.75 | 3
2033/34 | 204.75 | 31.75 | 2
2033/34 | 205.25 | 31.75 | 5
2033/34 | 205.75 | 31.75 | 2
2033/34 | 206.25 | 31.75 | 2
2033/34 | 207.25 | 31.75 | 2
2033/34 | 208.25 | 31.75 | 3
2033/34 | 208.75 | 31.75 | 2
2033/34 | 209.25 | 31.75 | 1
2033/34 | 209.75 | 31.75 | 2
2033/34 | 210.25 | 31.75 | 3
2033/34 | 210.75 | 31.75 | 3
2033/34 | 211.25 | 31.75 | 2
2033/34 | 211.75 | 31.75 | 2
2033/34 | 212.25 | 31.75 | 1
2033/34 | 212.75 | 31.75 | 3
2033/34 | 213.25 | 31.75 | 2
2033/34 | 213.75 | 31.75 | 1
2033/34 | 214.25 | 31.75 | 2
2033/34 | 214.75 | 31.75 | 1
2033/34 | 215.75 | 31.75 | 4
2033/34 | 216.75 | 31.75 | 1
2033/34 | 217.75 | 31.75 | 1
2033/34 | 218.25 | 31.75 | 1
2033/34 | 218.75 | 31.75 | 1
2033/34 | 220.25 | 31.75 | 2
2033/34 | 220.75 | 31.75 | 1
2033/34 | 221.25 | 31.75 | 1
2033/34 | 221.75 | 31.75 | 2
2033/34 | 222.75 | 31.75 | 1
2033/34 | 224.75 | 31.75 | 1
2033/34 | 226.25 | 31.75 | 1
2033/34 | 226.75 | 31.75 | 1
2033/34 | 227.75 | 31.75 | 1
2033/34 | 228.25 | 31.75 | 1
2033/34 | 229.75 | 31.75 | 1
2033/34 | 231.25 | 31.75 | 1
2033/34 | 232.25 | 31.75 | 1
2033/34 | 233.75 | 31.75 | 2
2033/34 | 235.25 | 31.75 | 2
2033/34 | 237.75 | 31.75 | 1
2033/34 | 238.25 | 31.75 | 1
2033/34 | 243.75 | 31.75 | 1
2033/34 | 253.25 | 31.75 | 1
2033/34 | 37.25 | 32.25 | 1
2033/34 | 38.25 | 32.25 | 3
2033/34 | 38.75 | 32.25 | 1
2033/34 | 39.25 | 32.25 | 3
2033/34 | 42.75 | 32.25 | 1
2033/34 | 45.25 | 32.25 | 2
2033/34 | 45.75 | 32.25 | 2
2033/34 | 46.25 | 32.25 | 1
2033/34 | 46.75 | 32.25 | 3
2033/34 | 47.25 | 32.25 | 3
2033/34 | 47.75 | 32.25 | 3
2033/34 | 48.25 | 32.25 | 3
2033/34 | 48.75 | 32.25 | 2
2033/34 | 49.25 | 32.25 | 1
2033/34 | 49.75 | 32.25 | 4
2033/34 | 50.25 | 32.25 | 3
2033/34 | 50.75 | 32.25 | 12
2033/34 | 51.25 | 32.25 | 8
2033/34 | 51.75 | 32.25 | 5
2033/34 | 52.25 | 32.25 | 8
2033/34 | 52.75 | 32.25 | 14
2033/34 | 53.25 | 32.25 | 10
2033/34 | 53.75 | 32.25 | 13
2033/34 | 54.25 | 32.25 | 9
2033/34 | 54.75 | 32.25 | 19
2033/34 | 55.25 | 32.25 | 26
2033/34 | 55.75 | 32.25 | 23
2033/34 | 56.25 | 32.25 | 16
2033/34 | 56.75 | 32.25 | 29
2033/34 | 57.25 | 32.25 | 26
2033/34 | 57.75 | 32.25 | 27
2033/34 | 58.25 | 32.25 | 37
2033/34 | 58.75 | 32.25 | 37
2033/34 | 59.25 | 32.25 | 37
2033/34 | 59.75 | 32.25 | 32
2033/34 | 60.25 | 32.25 | 43
2033/34 | 60.75 | 32.25 | 37
2033/34 | 61.25 | 32.25 | 45
2033/34 | 61.75 | 32.25 | 48
2033/34 | 62.25 | 32.25 | 50
2033/34 | 62.75 | 32.25 | 50
2033/34 | 63.25 | 32.25 | 50
2033/34 | 63.75 | 32.25 | 54
2033/34 | 64.25 | 32.25 | 56
2033/34 | 64.75 | 32.25 | 76
2033/34 | 65.25 | 32.25 | 71
2033/34 | 65.75 | 32.25 | 62
2033/34 | 66.25 | 32.25 | 87
2033/34 | 66.75 | 32.25 | 59
2033/34 | 67.25 | 32.25 | 87
2033/34 | 67.75 | 32.25 | 71
2033/34 | 68.25 | 32.25 | 96
2033/34 | 68.75 | 32.25 | 91
2033/34 | 69.25 | 32.25 | 105
2033/34 | 69.75 | 32.25 | 104
2033/34 | 70.25 | 32.25 | 116
2033/34 | 70.75 | 32.25 | 126
2033/34 | 71.25 | 32.25 | 114
2033/34 | 71.75 | 32.25 | 109
2033/34 | 72.25 | 32.25 | 94
2033/34 | 72.75 | 32.25 | 111
2033/34 | 73.25 | 32.25 | 103
2033/34 | 73.75 | 32.25 | 107
2033/34 | 74.25 | 32.25 | 115
2033/34 | 74.75 | 32.25 | 123
2033/34 | 75.25 | 32.25 | 116
2033/34 | 75.75 | 32.25 | 118
2033/34 | 76.25 | 32.25 | 119
2033/34 | 76.75 | 32.25 | 140
2033/34 | 77.25 | 32.25 | 126
2033/34 | 77.75 | 32.25 | 134
2033/34 | 78.25 | 32.25 | 144
2033/34 | 78.75 | 32.25 | 148
2033/34 | 79.25 | 32.25 | 137
2033/34 | 79.75 | 32.25 | 150
2033/34 | 80.25 | 32.25 | 165
2033/34 | 80.75 | 32.25 | 143
2033/34 | 81.25 | 32.25 | 127
2033/34 | 81.75 | 32.25 | 139
2033/34 | 82.25 | 32.25 | 153
2033/34 | 82.75 | 32.25 | 153
2033/34 | 83.25 | 32.25 | 145
2033/34 | 83.75 | 32.25 | 169
2033/34 | 84.25 | 32.25 | 137
2033/34 | 84.75 | 32.25 | 133
2033/34 | 85.25 | 32.25 | 174
2033/34 | 85.75 | 32.25 | 150
2033/34 | 86.25 | 32.25 | 134
2033/34 | 86.75 | 32.25 | 165
2033/34 | 87.25 | 32.25 | 130
2033/34 | 87.75 | 32.25 | 152
2033/34 | 88.25 | 32.25 | 142
2033/34 | 88.75 | 32.25 | 161
2033/34 | 89.25 | 32.25 | 154
2033/34 | 89.75 | 32.25 | 151
2033/34 | 90.25 | 32.25 | 159
2033/34 | 90.75 | 32.25 | 135
2033/34 | 91.25 | 32.25 | 141
2033/34 | 91.75 | 32.25 | 141
2033/34 | 92.25 | 32.25 | 153
2033/34 | 92.75 | 32.25 | 158
2033/34 | 93.25 | 32.25 | 107
2033/34 | 93.75 | 32.25 | 149
2033/34 | 94.25 | 32.25 | 150
2033/34 | 94.75 | 32.25 | 140
2033/34 | 95.25 | 32.25 | 150
2033/34 | 95.75 | 32.25 | 172
2033/34 | 96.25 | 32.25 | 147
2033/34 | 96.75 | 32.25 | 153
2033/34 | 97.25 | 32.25 | 125
2033/34 | 97.75 | 32.25 | 157
2033/34 | 98.25 | 32.25 | 132
2033/34 | 98.75 | 32.25 | 156
2033/34 | 99.25 | 32.25 | 143
2033/34 | 99.75 | 32.25 | 151
2033/34 | 100.25 | 32.25 | 136
2033/34 | 100.75 | 32.25 | 130
2033/34 | 101.25 | 32.25 | 155
2033/34 | 101.75 | 32.25 | 142
2033/34 | 102.25 | 32.25 | 125
2033/34 | 102.75 | 32.25 | 117
2033/34 | 103.25 | 32.25 | 125
2033/34 | 103.75 | 32.25 | 126
2033/34 | 104.25 | 32.25 | 129
2033/34 | 104.75 | 32.25 | 113
2033/34 | 105.25 | 32.25 | 122
2033/34 | 105.75 | 32.25 | 131
2033/34 | 106.25 | 32.25 | 105
2033/34 | 106.75 | 32.25 | 118
2033/34 | 107.25 | 32.25 | 110
2033/34 | 107.75 | 32.25 | 113
2033/34 | 108.25 | 32.25 | 134
2033/34 | 108.75 | 32.25 | 129
2033/34 | 109.25 | 32.25 | 102
2033/34 | 109.75 | 32.25 | 109
2033/34 | 110.25 | 32.25 | 107
2033/34 | 110.75 | 32.25 | 125
2033/34 | 111.25 | 32.25 | 107
2033/34 | 111.75 | 32.25 | 103
2033/34 | 112.25 | 32.25 | 115
2033/34 | 112.75 | 32.25 | 102
2033/34 | 113.25 | 32.25 | 121
2033/34 | 113.75 | 32.25 | 98
2033/34 | 114.25 | 32.25 | 108
2033/34 | 114.75 | 32.25 | 107
2033/34 | 115.25 | 32.25 | 103
2033/34 | 115.75 | 32.25 | 98
2033/34 | 116.25 | 32.25 | 87
2033/34 | 116.75 | 32.25 | 74
2033/34 | 117.25 | 32.25 | 98
2033/34 | 117.75 | 32.25 | 96
2033/34 | 118.25 | 32.25 | 104
2033/34 | 118.75 | 32.25 | 95
2033/34 | 119.25 | 32.25 | 95
2033/34 | 119.75 | 32.25 | 90
2033/34 | 120.25 | 32.25 | 98
2033/34 | 120.75 | 32.25 | 85
2033/34 | 121.25 | 32.25 | 79
2033/34 | 121.75 | 32.25 | 66
2033/34 | 122.25 | 32.25 | 63
2033/34 | 122.75 | 32.25 | 69
2033/34 | 123.25 | 32.25 | 78
2033/34 | 123.75 | 32.25 | 79
2033/34 | 124.25 | 32.25 | 83
2033/34 | 124.75 | 32.25 | 87
2033/34 | 125.25 | 32.25 | 60
2033/34 | 125.75 | 32.25 | 80
2033/34 | 126.25 | 32.25 | 77
2033/34 | 126.75 | 32.25 | 84
2033/34 | 127.25 | 32.25 | 67
2033/34 | 127.75 | 32.25 | 81
2033/34 | 128.25 | 32.25 | 56
2033/34 | 128.75 | 32.25 | 58
2033/34 | 129.25 | 32.25 | 75
2033/34 | 129.75 | 32.25 | 70
2033/34 | 130.25 | 32.25 | 62
2033/34 | 130.75 | 32.25 | 57
2033/34 | 131.25 | 32.25 | 63
2033/34 | 131.75 | 32.25 | 63
2033/34 | 132.25 | 32.25 | 64
2033/34 | 132.75 | 32.25 | 48
2033/34 | 133.25 | 32.25 | 60
2033/34 | 133.75 | 32.25 | 56
2033/34 | 134.25 | 32.25 | 53
2033/34 | 134.75 | 32.25 | 65
2033/34 | 135.25 | 32.25 | 59
2033/34 | 135.75 | 32.25 | 48
2033/34 | 136.25 | 32.25 | 44
2033/34 | 136.75 | 32.25 | 45
2033/34 | 137.25 | 32.25 | 47
2033/34 | 137.75 | 32.25 | 43
2033/34 | 138.25 | 32.25 | 47
2033/34 | 138.75 | 32.25 | 42
2033/34 | 139.25 | 32.25 | 42
2033/34 | 139.75 | 32.25 | 52
2033/34 | 140.25 | 32.25 | 34
2033/34 | 140.75 | 32.25 | 43
2033/34 | 141.25 | 32.25 | 55
2033/34 | 141.75 | 32.25 | 38
2033/34 | 142.25 | 32.25 | 44
2033/34 | 142.75 | 32.25 | 54
2033/34 | 143.25 | 32.25 | 52
2033/34 | 143.75 | 32.25 | 46
2033/34 | 144.25 | 32.25 | 55
2033/34 | 144.75 | 32.25 | 29
2033/34 | 145.25 | 32.25 | 38
2033/34 | 145.75 | 32.25 | 39
2033/34 | 146.25 | 32.25 | 41
2033/34 | 146.75 | 32.25 | 33
2033/34 | 147.25 | 32.25 | 33
2033/34 | 147.75 | 32.25 | 41
2033/34 | 148.25 | 32.25 | 33
2033/34 | 148.75 | 32.25 | 37
2033/34 | 149.25 | 32.25 | 35
2033/34 | 149.75 | 32.25 | 29
2033/34 | 150.25 | 32.25 | 18
2033/34 | 150.75 | 32.25 | 21
2033/34 | 151.25 | 32.25 | 45
2033/34 | 151.75 | 32.25 | 28
2033/34 | 152.25 | 32.25 | 35
2033/34 | 152.75 | 32.25 | 25
2033/34 | 153.25 | 32.25 | 28
2033/34 | 153.75 | 32.25 | 27
2033/34 | 154.25 | 32.25 | 31
2033/34 | 154.75 | 32.25 | 18
2033/34 | 155.25 | 32.25 | 30
2033/34 | 155.75 | 32.25 | 24
2033/34 | 156.25 | 32.25 | 22
2033/34 | 156.75 | 32.25 | 27
2033/34 | 157.25 | 32.25 | 27
2033/34 | 157.75 | 32.25 | 30
2033/34 | 158.25 | 32.25 | 22
2033/34 | 158.75 | 32.25 | 26
2033/34 | 159.25 | 32.25 | 14
2033/34 | 159.75 | 32.25 | 19
2033/34 | 160.25 | 32.25 | 21
2033/34 | 160.75 | 32.25 | 25
2033/34 | 161.25 | 32.25 | 28
2033/34 | 161.75 | 32.25 | 25
2033/34 | 162.25 | 32.25 | 20
2033/34 | 162.75 | 32.25 | 21
2033/34 | 163.25 | 32.25 | 25
2033/34 | 163.75 | 32.25 | 10
2033/34 | 164.25 | 32.25 | 31
2033/34 | 164.75 | 32.25 | 17
2033/34 | 165.25 | 32.25 | 23
2033/34 | 165.75 | 32.25 | 14
2033/34 | 166.25 | 32.25 | 22
2033/34 | 166.75 | 32.25 | 16
2033/34 | 167.25 | 32.25 | 21
2033/34 | 167.75 | 32.25 | 20
2033/34 | 168.25 | 32.25 | 18
2033/34 | 168.75 | 32.25 | 23
2033/34 | 169.25 | 32.25 | 20
2033/34 | 169.75 | 32.25 | 27
2033/34 | 170.25 | 32.25 | 24
2033/34 | 170.75 | 32.25 | 13
2033/34 | 171.25 | 32.25 | 10
2033/34 | 171.75 | 32.25 | 12
2033/34 | 172.25 | 32.25 | 10
2033/34 | 172.75 | 32.25 | 13
2033/34 | 173.25 | 32.25 | 19
2033/34 | 173.75 | 32.25 | 21
2033/34 | 174.25 | 32.25 | 13
2033/34 | 174.75 | 32.25 | 9
2033/34 | 175.25 | 32.25 | 8
2033/34 | 175.75 | 32.25 | 6
2033/34 | 176.25 | 32.25 | 10
2033/34 | 176.75 | 32.25 | 17
2033/34 | 177.25 | 32.25 | 18
2033/34 | 177.75 | 32.25 | 10
2033/34 | 178.25 | 32.25 | 13
2033/34 | 178.75 | 32.25 | 9
2033/34 | 179.25 | 32.25 | 10
2033/34 | 179.75 | 32.25 | 9
2033/34 | 180.25 | 32.25 | 13
2033/34 | 180.75 | 32.25 | 17
2033/34 | 181.25 | 32.25 | 7
2033/34 | 181.75 | 32.25 | 15
2033/34 | 182.25 | 32.25 | 11
2033/34 | 182.75 | 32.25 | 12
2033/34 | 183.25 | 32.25 | 12
2033/34 | 183.75 | 32.25 | 10
2033/34 | 184.25 | 32.25 | 10
2033/34 | 184.75 | 32.25 | 9
2033/34 | 185.25 | 32.25 | 4
2033/34 | 185.75 | 32.25 | 9
2033/34 | 186.25 | 32.25 | 8
2033/34 | 186.75 | 32.25 | 4
2033/34 | 187.25 | 32.25 | 6
2033/34 | 187.75 | 32.25 | 11
2033/34 | 188.25 | 32.25 | 6
2033/34 | 188.75 | 32.25 | 6
2033/34 | 189.25 | 32.25 | 2
2033/34 | 189.75 | 32.25 | 5
2033/34 | 190.25 | 32.25 | 6
2033/34 | 190.75 | 32.25 | 5
2033/34 | 191.25 | 32.25 | 6
2033/34 | 191.75 | 32.25 | 6
2033/34 | 192.25 | 32.25 | 11
2033/34 | 192.75 | 32.25 | 5
2033/34 | 193.25 | 32.25 | 8
2033/34 | 193.75 | 32.25 | 3
2033/34 | 194.25 | 32.25 | 6
2033/34 | 194.75 | 32.25 | 1
2033/34 | 195.25 | 32.25 | 9
2033/34 | 195.75 | 32.25 | 6
2033/34 | 196.25 | 32.25 | 4
2033/34 | 196.75 | 32.25 | 4
2033/34 | 197.25 | 32.25 | 6
2033/34 | 197.75 | 32.25 | 5
2033/34 | 198.25 | 32.25 | 3
2033/34 | 198.75 | 32.25 | 5
2033/34 | 199.25 | 32.25 | 1
2033/34 | 199.75 | 32.25 | 2
2033/34 | 200.25 | 32.25 | 2
2033/34 | 200.75 | 32.25 | 1
2033/34 | 201.25 | 32.25 | 4
2033/34 | 201.75 | 32.25 | 3
2033/34 | 202.25 | 32.25 | 2
2033/34 | 202.75 | 32.25 | 1
2033/34 | 203.25 | 32.25 | 3
2033/34 | 203.75 | 32.25 | 1
2033/34 | 204.25 | 32.25 | 2
2033/34 | 204.75 | 32.25 | 3
2033/34 | 206.25 | 32.25 | 4
2033/34 | 206.75 | 32.25 | 1
2033/34 | 207.25 | 32.25 | 3
2033/34 | 207.75 | 32.25 | 2
2033/34 | 208.25 | 32.25 | 2
2033/34 | 208.75 | 32.25 | 1
2033/34 | 209.25 | 32.25 | 3
2033/34 | 209.75 | 32.25 | 1
2033/34 | 210.25 | 32.25 | 3
2033/34 | 210.75 | 32.25 | 1
2033/34 | 211.75 | 32.25 | 5
2033/34 | 212.25 | 32.25 | 2
2033/34 | 212.75 | 32.25 | 2
2033/34 | 213.25 | 32.25 | 3
2033/34 | 214.25 | 32.25 | 2
2033/34 | 214.75 | 32.25 | 3
2033/34 | 215.25 | 32.25 | 4
2033/34 | 216.75 | 32.25 | 1
2033/34 | 217.75 | 32.25 | 2
2033/34 | 218.25 | 32.25 | 1
2033/34 | 219.25 | 32.25 | 1
2033/34 | 219.75 | 32.25 | 1
2033/34 | 220.25 | 32.25 | 1
2033/34 | 220.75 | 32.25 | 3
2033/34 | 222.75 | 32.25 | 1
2033/34 | 224.25 | 32.25 | 2
2033/34 | 225.25 | 32.25 | 1
2033/34 | 228.75 | 32.25 | 1
2033/34 | 229.75 | 32.25 | 2
2033/34 | 230.75 | 32.25 | 1
2033/34 | 234.25 | 32.25 | 1
2033/34 | 235.25 | 32.25 | 1
2033/34 | 235.75 | 32.25 | 1
2033/34 | 238.25 | 32.25 | 1
2033/34 | 239.25 | 32.25 | 1
2033/34 | 244.25 | 32.25 | 1
2033/34 | 247.75 | 32.25 | 1
2033/34 | 251.25 | 32.25 | 1
2033/34 | 253.75 | 32.25 | 1
2033/34 | 257.75 | 32.25 | 1
2033/34 | 262.25 | 32.25 | 1
2033/34 | 270.75 | 32.25 | 1
2033/34 | 292.75 | 32.25 | 1
2033/34 | 37.25 | 32.75 | 1
2033/34 | 37.75 | 32.75 | 2
2033/34 | 38.25 | 32.75 | 2
2033/34 | 41.25 | 32.75 | 1
2033/34 | 41.75 | 32.75 | 2
2033/34 | 42.75 | 32.75 | 2
2033/34 | 43.75 | 32.75 | 1
2033/34 | 45.75 | 32.75 | 2
2033/34 | 46.75 | 32.75 | 3
2033/34 | 47.25 | 32.75 | 2
2033/34 | 47.75 | 32.75 | 3
2033/34 | 48.25 | 32.75 | 4
2033/34 | 48.75 | 32.75 | 4
2033/34 | 49.25 | 32.75 | 1
2033/34 | 49.75 | 32.75 | 3
2033/34 | 50.25 | 32.75 | 2
2033/34 | 50.75 | 32.75 | 4
2033/34 | 51.25 | 32.75 | 4
2033/34 | 51.75 | 32.75 | 7
2033/34 | 52.25 | 32.75 | 5
2033/34 | 52.75 | 32.75 | 9
2033/34 | 53.25 | 32.75 | 8
2033/34 | 53.75 | 32.75 | 10
2033/34 | 54.25 | 32.75 | 16
2033/34 | 54.75 | 32.75 | 12
2033/34 | 55.25 | 32.75 | 17
2033/34 | 55.75 | 32.75 | 22
2033/34 | 56.25 | 32.75 | 15
2033/34 | 56.75 | 32.75 | 20
2033/34 | 57.25 | 32.75 | 18
2033/34 | 57.75 | 32.75 | 17
2033/34 | 58.25 | 32.75 | 28
2033/34 | 58.75 | 32.75 | 20
2033/34 | 59.25 | 32.75 | 29
2033/34 | 59.75 | 32.75 | 36
2033/34 | 60.25 | 32.75 | 29
2033/34 | 60.75 | 32.75 | 43
2033/34 | 61.25 | 32.75 | 41
2033/34 | 61.75 | 32.75 | 44
2033/34 | 62.25 | 32.75 | 37
2033/34 | 62.75 | 32.75 | 44
2033/34 | 63.25 | 32.75 | 56
2033/34 | 63.75 | 32.75 | 54
2033/34 | 64.25 | 32.75 | 53
2033/34 | 64.75 | 32.75 | 58
2033/34 | 65.25 | 32.75 | 56
2033/34 | 65.75 | 32.75 | 58
2033/34 | 66.25 | 32.75 | 74
2033/34 | 66.75 | 32.75 | 65
2033/34 | 67.25 | 32.75 | 76
2033/34 | 67.75 | 32.75 | 104
2033/34 | 68.25 | 32.75 | 75
2033/34 | 68.75 | 32.75 | 87
2033/34 | 69.25 | 32.75 | 102
2033/34 | 69.75 | 32.75 | 108
2033/34 | 70.25 | 32.75 | 94
2033/34 | 70.75 | 32.75 | 105
2033/34 | 71.25 | 32.75 | 106
2033/34 | 71.75 | 32.75 | 107
2033/34 | 72.25 | 32.75 | 108
2033/34 | 72.75 | 32.75 | 121
2033/34 | 73.25 | 32.75 | 109
2033/34 | 73.75 | 32.75 | 137
2033/34 | 74.25 | 32.75 | 116
2033/34 | 74.75 | 32.75 | 113
2033/34 | 75.25 | 32.75 | 141
2033/34 | 75.75 | 32.75 | 136
2033/34 | 76.25 | 32.75 | 126
2033/34 | 76.75 | 32.75 | 125
2033/34 | 77.25 | 32.75 | 125
2033/34 | 77.75 | 32.75 | 109
2033/34 | 78.25 | 32.75 | 143
2033/34 | 78.75 | 32.75 | 149
2033/34 | 79.25 | 32.75 | 165
2033/34 | 79.75 | 32.75 | 165
2033/34 | 80.25 | 32.75 | 127
2033/34 | 80.75 | 32.75 | 142
2033/34 | 81.25 | 32.75 | 146
2033/34 | 81.75 | 32.75 | 150
2033/34 | 82.25 | 32.75 | 152
2033/34 | 82.75 | 32.75 | 127
2033/34 | 83.25 | 32.75 | 132
2033/34 | 83.75 | 32.75 | 153
2033/34 | 84.25 | 32.75 | 137
2033/34 | 84.75 | 32.75 | 162
2033/34 | 85.25 | 32.75 | 153
2033/34 | 85.75 | 32.75 | 148
2033/34 | 86.25 | 32.75 | 135
2033/34 | 86.75 | 32.75 | 138
2033/34 | 87.25 | 32.75 | 161
2033/34 | 87.75 | 32.75 | 146
2033/34 | 88.25 | 32.75 | 154
2033/34 | 88.75 | 32.75 | 157
2033/34 | 89.25 | 32.75 | 143
2033/34 | 89.75 | 32.75 | 161
2033/34 | 90.25 | 32.75 | 172
2033/34 | 90.75 | 32.75 | 152
2033/34 | 91.25 | 32.75 | 144
2033/34 | 91.75 | 32.75 | 156
2033/34 | 92.25 | 32.75 | 145
2033/34 | 92.75 | 32.75 | 176
2033/34 | 93.25 | 32.75 | 149
2033/34 | 93.75 | 32.75 | 134
2033/34 | 94.25 | 32.75 | 133
2033/34 | 94.75 | 32.75 | 143
2033/34 | 95.25 | 32.75 | 136
2033/34 | 95.75 | 32.75 | 147
2033/34 | 96.25 | 32.75 | 155
2033/34 | 96.75 | 32.75 | 129
2033/34 | 97.25 | 32.75 | 123
2033/34 | 97.75 | 32.75 | 148
2033/34 | 98.25 | 32.75 | 120
2033/34 | 98.75 | 32.75 | 149
2033/34 | 99.25 | 32.75 | 135
2033/34 | 99.75 | 32.75 | 135
2033/34 | 100.25 | 32.75 | 134
2033/34 | 100.75 | 32.75 | 141
2033/34 | 101.25 | 32.75 | 156
2033/34 | 101.75 | 32.75 | 146
2033/34 | 102.25 | 32.75 | 128
2033/34 | 102.75 | 32.75 | 134
2033/34 | 103.25 | 32.75 | 134
2033/34 | 103.75 | 32.75 | 130
2033/34 | 104.25 | 32.75 | 146
2033/34 | 104.75 | 32.75 | 123
2033/34 | 105.25 | 32.75 | 138
2033/34 | 105.75 | 32.75 | 120
2033/34 | 106.25 | 32.75 | 122
2033/34 | 106.75 | 32.75 | 153
2033/34 | 107.25 | 32.75 | 125
2033/34 | 107.75 | 32.75 | 130
2033/34 | 108.25 | 32.75 | 109
2033/34 | 108.75 | 32.75 | 115
2033/34 | 109.25 | 32.75 | 103
2033/34 | 109.75 | 32.75 | 118
2033/34 | 110.25 | 32.75 | 101
2033/34 | 110.75 | 32.75 | 99
2033/34 | 111.25 | 32.75 | 107
2033/34 | 111.75 | 32.75 | 114
2033/34 | 112.25 | 32.75 | 129
2033/34 | 112.75 | 32.75 | 102
2033/34 | 113.25 | 32.75 | 117
2033/34 | 113.75 | 32.75 | 102
2033/34 | 114.25 | 32.75 | 102
2033/34 | 114.75 | 32.75 | 127
2033/34 | 115.25 | 32.75 | 100
2033/34 | 115.75 | 32.75 | 106
2033/34 | 116.25 | 32.75 | 97
2033/34 | 116.75 | 32.75 | 106
2033/34 | 117.25 | 32.75 | 88
2033/34 | 117.75 | 32.75 | 88
2033/34 | 118.25 | 32.75 | 101
2033/34 | 118.75 | 32.75 | 101
2033/34 | 119.25 | 32.75 | 100
2033/34 | 119.75 | 32.75 | 84
2033/34 | 120.25 | 32.75 | 112
2033/34 | 120.75 | 32.75 | 102
2033/34 | 121.25 | 32.75 | 86
2033/34 | 121.75 | 32.75 | 98
2033/34 | 122.25 | 32.75 | 110
2033/34 | 122.75 | 32.75 | 82
2033/34 | 123.25 | 32.75 | 78
2033/34 | 123.75 | 32.75 | 71
2033/34 | 124.25 | 32.75 | 80
2033/34 | 124.75 | 32.75 | 93
2033/34 | 125.25 | 32.75 | 73
2033/34 | 125.75 | 32.75 | 83
2033/34 | 126.25 | 32.75 | 75
2033/34 | 126.75 | 32.75 | 71
2033/34 | 127.25 | 32.75 | 77
2033/34 | 127.75 | 32.75 | 81
2033/34 | 128.25 | 32.75 | 82
2033/34 | 128.75 | 32.75 | 81
2033/34 | 129.25 | 32.75 | 63
2033/34 | 129.75 | 32.75 | 54
2033/34 | 130.25 | 32.75 | 70
2033/34 | 130.75 | 32.75 | 79
2033/34 | 131.25 | 32.75 | 63
2033/34 | 131.75 | 32.75 | 52
2033/34 | 132.25 | 32.75 | 55
2033/34 | 132.75 | 32.75 | 65
2033/34 | 133.25 | 32.75 | 68
2033/34 | 133.75 | 32.75 | 64
2033/34 | 134.25 | 32.75 | 67
2033/34 | 134.75 | 32.75 | 54
2033/34 | 135.25 | 32.75 | 65
2033/34 | 135.75 | 32.75 | 63
2033/34 | 136.25 | 32.75 | 61
2033/34 | 136.75 | 32.75 | 53
2033/34 | 137.25 | 32.75 | 50
2033/34 | 137.75 | 32.75 | 39
2033/34 | 138.25 | 32.75 | 61
2033/34 | 138.75 | 32.75 | 64
2033/34 | 139.25 | 32.75 | 47
2033/34 | 139.75 | 32.75 | 43
2033/34 | 140.25 | 32.75 | 55
2033/34 | 140.75 | 32.75 | 52
2033/34 | 141.25 | 32.75 | 54
2033/34 | 141.75 | 32.75 | 40
2033/34 | 142.25 | 32.75 | 44
2033/34 | 142.75 | 32.75 | 32
2033/34 | 143.25 | 32.75 | 41
2033/34 | 143.75 | 32.75 | 53
2033/34 | 144.25 | 32.75 | 58
2033/34 | 144.75 | 32.75 | 50
2033/34 | 145.25 | 32.75 | 47
2033/34 | 145.75 | 32.75 | 43
2033/34 | 146.25 | 32.75 | 25
2033/34 | 146.75 | 32.75 | 44
2033/34 | 147.25 | 32.75 | 55
2033/34 | 147.75 | 32.75 | 33
2033/34 | 148.25 | 32.75 | 37
2033/34 | 148.75 | 32.75 | 39
2033/34 | 149.25 | 32.75 | 43
2033/34 | 149.75 | 32.75 | 32
2033/34 | 150.25 | 32.75 | 44
2033/34 | 150.75 | 32.75 | 30
2033/34 | 151.25 | 32.75 | 37
2033/34 | 151.75 | 32.75 | 36
2033/34 | 152.25 | 32.75 | 31
2033/34 | 152.75 | 32.75 | 25
2033/34 | 153.25 | 32.75 | 27
2033/34 | 153.75 | 32.75 | 37
2033/34 | 154.25 | 32.75 | 28
2033/34 | 154.75 | 32.75 | 26
2033/34 | 155.25 | 32.75 | 28
2033/34 | 155.75 | 32.75 | 30
2033/34 | 156.25 | 32.75 | 29
2033/34 | 156.75 | 32.75 | 30
2033/34 | 157.25 | 32.75 | 32
2033/34 | 157.75 | 32.75 | 28
2033/34 | 158.25 | 32.75 | 35
2033/34 | 158.75 | 32.75 | 34
2033/34 | 159.25 | 32.75 | 31
2033/34 | 159.75 | 32.75 | 32
2033/34 | 160.25 | 32.75 | 25
2033/34 | 160.75 | 32.75 | 18
2033/34 | 161.25 | 32.75 | 19
2033/34 | 161.75 | 32.75 | 31
2033/34 | 162.25 | 32.75 | 28
2033/34 | 162.75 | 32.75 | 13
2033/34 | 163.25 | 32.75 | 23
2033/34 | 163.75 | 32.75 | 29
2033/34 | 164.25 | 32.75 | 21
2033/34 | 164.75 | 32.75 | 24
2033/34 | 165.25 | 32.75 | 22
2033/34 | 165.75 | 32.75 | 31
2033/34 | 166.25 | 32.75 | 24
2033/34 | 166.75 | 32.75 | 19
2033/34 | 167.25 | 32.75 | 20
2033/34 | 167.75 | 32.75 | 23
2033/34 | 168.25 | 32.75 | 12
2033/34 | 168.75 | 32.75 | 14
2033/34 | 169.25 | 32.75 | 12
2033/34 | 169.75 | 32.75 | 9
2033/34 | 170.25 | 32.75 | 10
2033/34 | 170.75 | 32.75 | 17
2033/34 | 171.25 | 32.75 | 18
2033/34 | 171.75 | 32.75 | 19
2033/34 | 172.25 | 32.75 | 20
2033/34 | 172.75 | 32.75 | 12
2033/34 | 173.25 | 32.75 | 25
2033/34 | 173.75 | 32.75 | 19
2033/34 | 174.25 | 32.75 | 12
2033/34 | 174.75 | 32.75 | 10
2033/34 | 175.25 | 32.75 | 10
2033/34 | 175.75 | 32.75 | 8
2033/34 | 176.25 | 32.75 | 17
2033/34 | 176.75 | 32.75 | 20
2033/34 | 177.25 | 32.75 | 10
2033/34 | 177.75 | 32.75 | 20
2033/34 | 178.25 | 32.75 | 15
2033/34 | 178.75 | 32.75 | 20
2033/34 | 179.25 | 32.75 | 9
2033/34 | 179.75 | 32.75 | 11
2033/34 | 180.25 | 32.75 | 8
2033/34 | 180.75 | 32.75 | 11
2033/34 | 181.25 | 32.75 | 13
2033/34 | 181.75 | 32.75 | 12
2033/34 | 182.25 | 32.75 | 9
2033/34 | 182.75 | 32.75 | 9
2033/34 | 183.25 | 32.75 | 7
2033/34 | 183.75 | 32.75 | 5
2033/34 | 184.25 | 32.75 | 4
2033/34 | 184.75 | 32.75 | 5
2033/34 | 185.25 | 32.75 | 6
2033/34 | 185.75 | 32.75 | 7
2033/34 | 186.25 | 32.75 | 7
2033/34 | 186.75 | 32.75 | 7
2033/34 | 187.25 | 32.75 | 11
2033/34 | 187.75 | 32.75 | 9
2033/34 | 188.25 | 32.75 | 8
2033/34 | 188.75 | 32.75 | 6
2033/34 | 189.25 | 32.75 | 6
2033/34 | 189.75 | 32.75 | 11
2033/34 | 190.25 | 32.75 | 9
2033/34 | 190.75 | 32.75 | 9
2033/34 | 191.25 | 32.75 | 8
2033/34 | 191.75 | 32.75 | 2
2033/34 | 192.25 | 32.75 | 10
2033/34 | 192.75 | 32.75 | 7
2033/34 | 193.25 | 32.75 | 10
2033/34 | 193.75 | 32.75 | 4
2033/34 | 194.25 | 32.75 | 8
2033/34 | 194.75 | 32.75 | 1
2033/34 | 195.25 | 32.75 | 4
2033/34 | 195.75 | 32.75 | 6
2033/34 | 196.25 | 32.75 | 6
2033/34 | 196.75 | 32.75 | 6
2033/34 | 197.25 | 32.75 | 5
2033/34 | 197.75 | 32.75 | 8
2033/34 | 198.25 | 32.75 | 5
2033/34 | 198.75 | 32.75 | 4
2033/34 | 199.25 | 32.75 | 9
2033/34 | 199.75 | 32.75 | 3
2033/34 | 200.25 | 32.75 | 2
2033/34 | 200.75 | 32.75 | 3
2033/34 | 201.25 | 32.75 | 5
2033/34 | 201.75 | 32.75 | 5
2033/34 | 202.25 | 32.75 | 2
2033/34 | 202.75 | 32.75 | 5
2033/34 | 203.25 | 32.75 | 4
2033/34 | 203.75 | 32.75 | 2
2033/34 | 204.25 | 32.75 | 10
2033/34 | 204.75 | 32.75 | 3
2033/34 | 205.25 | 32.75 | 4
2033/34 | 205.75 | 32.75 | 1
2033/34 | 206.25 | 32.75 | 5
2033/34 | 206.75 | 32.75 | 1
2033/34 | 207.25 | 32.75 | 4
2033/34 | 207.75 | 32.75 | 3
2033/34 | 208.25 | 32.75 | 1
2033/34 | 208.75 | 32.75 | 1
2033/34 | 209.25 | 32.75 | 2
2033/34 | 210.25 | 32.75 | 2
2033/34 | 210.75 | 32.75 | 4
2033/34 | 211.25 | 32.75 | 1
2033/34 | 211.75 | 32.75 | 1
2033/34 | 212.25 | 32.75 | 3
2033/34 | 212.75 | 32.75 | 3
2033/34 | 213.75 | 32.75 | 5
2033/34 | 214.25 | 32.75 | 1
2033/34 | 214.75 | 32.75 | 1
2033/34 | 215.25 | 32.75 | 1
2033/34 | 216.25 | 32.75 | 1
2033/34 | 217.25 | 32.75 | 3
2033/34 | 218.25 | 32.75 | 4
2033/34 | 219.25 | 32.75 | 1
2033/34 | 220.25 | 32.75 | 3
2033/34 | 220.75 | 32.75 | 1
2033/34 | 221.25 | 32.75 | 1
2033/34 | 222.25 | 32.75 | 1
2033/34 | 223.75 | 32.75 | 1
2033/34 | 224.25 | 32.75 | 4
2033/34 | 225.25 | 32.75 | 1
2033/34 | 225.75 | 32.75 | 1
2033/34 | 226.25 | 32.75 | 1
2033/34 | 226.75 | 32.75 | 1
2033/34 | 227.25 | 32.75 | 1
2033/34 | 227.75 | 32.75 | 1
2033/34 | 228.75 | 32.75 | 1
2033/34 | 230.25 | 32.75 | 2
2033/34 | 232.25 | 32.75 | 1
2033/34 | 232.75 | 32.75 | 1
2033/34 | 233.75 | 32.75 | 1
2033/34 | 234.25 | 32.75 | 1
2033/34 | 234.75 | 32.75 | 1
2033/34 | 235.25 | 32.75 | 1
2033/34 | 235.75 | 32.75 | 2
2033/34 | 237.25 | 32.75 | 2
2033/34 | 237.75 | 32.75 | 1
2033/34 | 238.25 | 32.75 | 2
2033/34 | 242.75 | 32.75 | 1
2033/34 | 243.75 | 32.75 | 1
2033/34 | 245.25 | 32.75 | 1
2033/34 | 249.25 | 32.75 | 1
2033/34 | 249.75 | 32.75 | 1
2033/34 | 266.75 | 32.75 | 1
2033/34 | 37.75 | 33.25 | 1
2033/34 | 38.75 | 33.25 | 1
2033/34 | 41.25 | 33.25 | 1
2033/34 | 43.25 | 33.25 | 3
2033/34 | 43.75 | 33.25 | 1
2033/34 | 44.25 | 33.25 | 1
2033/34 | 44.75 | 33.25 | 1
2033/34 | 45.25 | 33.25 | 1
2033/34 | 45.75 | 33.25 | 1
2033/34 | 46.25 | 33.25 | 4
2033/34 | 46.75 | 33.25 | 1
2033/34 | 47.25 | 33.25 | 1
2033/34 | 48.25 | 33.25 | 1
2033/34 | 49.25 | 33.25 | 1
2033/34 | 49.75 | 33.25 | 5
2033/34 | 50.25 | 33.25 | 2
2033/34 | 50.75 | 33.25 | 3
2033/34 | 51.25 | 33.25 | 2
2033/34 | 51.75 | 33.25 | 5
2033/34 | 52.25 | 33.25 | 7
2033/34 | 52.75 | 33.25 | 10
2033/34 | 53.25 | 33.25 | 3
2033/34 | 53.75 | 33.25 | 10
2033/34 | 54.25 | 33.25 | 7
2033/34 | 54.75 | 33.25 | 10
2033/34 | 55.25 | 33.25 | 11
2033/34 | 55.75 | 33.25 | 13
2033/34 | 56.25 | 33.25 | 16
2033/34 | 56.75 | 33.25 | 18
2033/34 | 57.25 | 33.25 | 18
2033/34 | 57.75 | 33.25 | 21
2033/34 | 58.25 | 33.25 | 19
2033/34 | 58.75 | 33.25 | 31
2033/34 | 59.25 | 33.25 | 23
2033/34 | 59.75 | 33.25 | 19
2033/34 | 60.25 | 33.25 | 33
2033/34 | 60.75 | 33.25 | 32
2033/34 | 61.25 | 33.25 | 33
2033/34 | 61.75 | 33.25 | 39
2033/34 | 62.25 | 33.25 | 39
2033/34 | 62.75 | 33.25 | 29
2033/34 | 63.25 | 33.25 | 54
2033/34 | 63.75 | 33.25 | 43
2033/34 | 64.25 | 33.25 | 48
2033/34 | 64.75 | 33.25 | 46
2033/34 | 65.25 | 33.25 | 60
2033/34 | 65.75 | 33.25 | 76
2033/34 | 66.25 | 33.25 | 76
2033/34 | 66.75 | 33.25 | 65
2033/34 | 67.25 | 33.25 | 76
2033/34 | 67.75 | 33.25 | 78
2033/34 | 68.25 | 33.25 | 75
2033/34 | 68.75 | 33.25 | 66
2033/34 | 69.25 | 33.25 | 81
2033/34 | 69.75 | 33.25 | 85
2033/34 | 70.25 | 33.25 | 87
2033/34 | 70.75 | 33.25 | 95
2033/34 | 71.25 | 33.25 | 111
2033/34 | 71.75 | 33.25 | 97
2033/34 | 72.25 | 33.25 | 106
2033/34 | 72.75 | 33.25 | 114
2033/34 | 73.25 | 33.25 | 137
2033/34 | 73.75 | 33.25 | 135
2033/34 | 74.25 | 33.25 | 114
2033/34 | 74.75 | 33.25 | 120
2033/34 | 75.25 | 33.25 | 112
2033/34 | 75.75 | 33.25 | 122
2033/34 | 76.25 | 33.25 | 136
2033/34 | 76.75 | 33.25 | 145
2033/34 | 77.25 | 33.25 | 143
2033/34 | 77.75 | 33.25 | 122
2033/34 | 78.25 | 33.25 | 139
2033/34 | 78.75 | 33.25 | 126
2033/34 | 79.25 | 33.25 | 140
2033/34 | 79.75 | 33.25 | 121
2033/34 | 80.25 | 33.25 | 150
2033/34 | 80.75 | 33.25 | 135
2033/34 | 81.25 | 33.25 | 121
2033/34 | 81.75 | 33.25 | 143
2033/34 | 82.25 | 33.25 | 161
2033/34 | 82.75 | 33.25 | 170
2033/34 | 83.25 | 33.25 | 149
2033/34 | 83.75 | 33.25 | 161
2033/34 | 84.25 | 33.25 | 151
2033/34 | 84.75 | 33.25 | 138
2033/34 | 85.25 | 33.25 | 161
2033/34 | 85.75 | 33.25 | 158
2033/34 | 86.25 | 33.25 | 151
2033/34 | 86.75 | 33.25 | 160
2033/34 | 87.25 | 33.25 | 160
2033/34 | 87.75 | 33.25 | 158
2033/34 | 88.25 | 33.25 | 152
2033/34 | 88.75 | 33.25 | 147
2033/34 | 89.25 | 33.25 | 144
2033/34 | 89.75 | 33.25 | 155
2033/34 | 90.25 | 33.25 | 145
2033/34 | 90.75 | 33.25 | 140
2033/34 | 91.25 | 33.25 | 158
2033/34 | 91.75 | 33.25 | 165
2033/34 | 92.25 | 33.25 | 159
2033/34 | 92.75 | 33.25 | 154
2033/34 | 93.25 | 33.25 | 154
2033/34 | 93.75 | 33.25 | 168
2033/34 | 94.25 | 33.25 | 164
2033/34 | 94.75 | 33.25 | 155
2033/34 | 95.25 | 33.25 | 148
2033/34 | 95.75 | 33.25 | 167
2033/34 | 96.25 | 33.25 | 155
2033/34 | 96.75 | 33.25 | 140
2033/34 | 97.25 | 33.25 | 149
2033/34 | 97.75 | 33.25 | 145
2033/34 | 98.25 | 33.25 | 122
2033/34 | 98.75 | 33.25 | 133
2033/34 | 99.25 | 33.25 | 150
2033/34 | 99.75 | 33.25 | 140
2033/34 | 100.25 | 33.25 | 145
2033/34 | 100.75 | 33.25 | 149
2033/34 | 101.25 | 33.25 | 142
2033/34 | 101.75 | 33.25 | 141
2033/34 | 102.25 | 33.25 | 141
2033/34 | 102.75 | 33.25 | 144
2033/34 | 103.25 | 33.25 | 136
2033/34 | 103.75 | 33.25 | 129
2033/34 | 104.25 | 33.25 | 151
2033/34 | 104.75 | 33.25 | 122
2033/34 | 105.25 | 33.25 | 156
2033/34 | 105.75 | 33.25 | 147
2033/34 | 106.25 | 33.25 | 134
2033/34 | 106.75 | 33.25 | 131
2033/34 | 107.25 | 33.25 | 125
2033/34 | 107.75 | 33.25 | 134
2033/34 | 108.25 | 33.25 | 110
2033/34 | 108.75 | 33.25 | 128
2033/34 | 109.25 | 33.25 | 116
2033/34 | 109.75 | 33.25 | 118
2033/34 | 110.25 | 33.25 | 125
2033/34 | 110.75 | 33.25 | 115
2033/34 | 111.25 | 33.25 | 133
2033/34 | 111.75 | 33.25 | 142
2033/34 | 112.25 | 33.25 | 110
2033/34 | 112.75 | 33.25 | 113
2033/34 | 113.25 | 33.25 | 95
2033/34 | 113.75 | 33.25 | 110
2033/34 | 114.25 | 33.25 | 115
2033/34 | 114.75 | 33.25 | 127
2033/34 | 115.25 | 33.25 | 118
2033/34 | 115.75 | 33.25 | 115
2033/34 | 116.25 | 33.25 | 113
2033/34 | 116.75 | 33.25 | 98
2033/34 | 117.25 | 33.25 | 107
2033/34 | 117.75 | 33.25 | 97
2033/34 | 118.25 | 33.25 | 95
2033/34 | 118.75 | 33.25 | 107
2033/34 | 119.25 | 33.25 | 123
2033/34 | 119.75 | 33.25 | 97
2033/34 | 120.25 | 33.25 | 80
2033/34 | 120.75 | 33.25 | 80
2033/34 | 121.25 | 33.25 | 110
2033/34 | 121.75 | 33.25 | 101
2033/34 | 122.25 | 33.25 | 87
2033/34 | 122.75 | 33.25 | 91
2033/34 | 123.25 | 33.25 | 93
2033/34 | 123.75 | 33.25 | 80
2033/34 | 124.25 | 33.25 | 71
2033/34 | 124.75 | 33.25 | 92
2033/34 | 125.25 | 33.25 | 90
2033/34 | 125.75 | 33.25 | 75
2033/34 | 126.25 | 33.25 | 92
2033/34 | 126.75 | 33.25 | 76
2033/34 | 127.25 | 33.25 | 62
2033/34 | 127.75 | 33.25 | 71
2033/34 | 128.25 | 33.25 | 74
2033/34 | 128.75 | 33.25 | 78
2033/34 | 129.25 | 33.25 | 80
2033/34 | 129.75 | 33.25 | 62
2033/34 | 130.25 | 33.25 | 67
2033/34 | 130.75 | 33.25 | 71
2033/34 | 131.25 | 33.25 | 86
2033/34 | 131.75 | 33.25 | 81
2033/34 | 132.25 | 33.25 | 65
2033/34 | 132.75 | 33.25 | 73
2033/34 | 133.25 | 33.25 | 50
2033/34 | 133.75 | 33.25 | 62
2033/34 | 134.25 | 33.25 | 61
2033/34 | 134.75 | 33.25 | 71
2033/34 | 135.25 | 33.25 | 63
2033/34 | 135.75 | 33.25 | 72
2033/34 | 136.25 | 33.25 | 63
2033/34 | 136.75 | 33.25 | 74
2033/34 | 137.25 | 33.25 | 75
2033/34 | 137.75 | 33.25 | 60
2033/34 | 138.25 | 33.25 | 59
2033/34 | 138.75 | 33.25 | 59
2033/34 | 139.25 | 33.25 | 50
2033/34 | 139.75 | 33.25 | 61
2033/34 | 140.25 | 33.25 | 55
2033/34 | 140.75 | 33.25 | 46
2033/34 | 141.25 | 33.25 | 51
2033/34 | 141.75 | 33.25 | 47
2033/34 | 142.25 | 33.25 | 54
2033/34 | 142.75 | 33.25 | 49
2033/34 | 143.25 | 33.25 | 49
2033/34 | 143.75 | 33.25 | 47
2033/34 | 144.25 | 33.25 | 53
2033/34 | 144.75 | 33.25 | 31
2033/34 | 145.25 | 33.25 | 39
2033/34 | 145.75 | 33.25 | 38
2033/34 | 146.25 | 33.25 | 50
2033/34 | 146.75 | 33.25 | 48
2033/34 | 147.25 | 33.25 | 38
2033/34 | 147.75 | 33.25 | 38
2033/34 | 148.25 | 33.25 | 36
2033/34 | 148.75 | 33.25 | 38
2033/34 | 149.25 | 33.25 | 45
2033/34 | 149.75 | 33.25 | 41
2033/34 | 150.25 | 33.25 | 35
2033/34 | 150.75 | 33.25 | 35
2033/34 | 151.25 | 33.25 | 38
2033/34 | 151.75 | 33.25 | 32
2033/34 | 152.25 | 33.25 | 37
2033/34 | 152.75 | 33.25 | 33
2033/34 | 153.25 | 33.25 | 34
2033/34 | 153.75 | 33.25 | 37
2033/34 | 154.25 | 33.25 | 35
2033/34 | 154.75 | 33.25 | 26
2033/34 | 155.25 | 33.25 | 45
2033/34 | 155.75 | 33.25 | 32
2033/34 | 156.25 | 33.25 | 37
2033/34 | 156.75 | 33.25 | 32
2033/34 | 157.25 | 33.25 | 30
2033/34 | 157.75 | 33.25 | 23
2033/34 | 158.25 | 33.25 | 21
2033/34 | 158.75 | 33.25 | 39
2033/34 | 159.25 | 33.25 | 28
2033/34 | 159.75 | 33.25 | 36
2033/34 | 160.25 | 33.25 | 26
2033/34 | 160.75 | 33.25 | 27
2033/34 | 161.25 | 33.25 | 32
2033/34 | 161.75 | 33.25 | 21
2033/34 | 162.25 | 33.25 | 33
2033/34 | 162.75 | 33.25 | 29
2033/34 | 163.25 | 33.25 | 26
2033/34 | 163.75 | 33.25 | 23
2033/34 | 164.25 | 33.25 | 32
2033/34 | 164.75 | 33.25 | 22
2033/34 | 165.25 | 33.25 | 22
2033/34 | 165.75 | 33.25 | 27
2033/34 | 166.25 | 33.25 | 27
2033/34 | 166.75 | 33.25 | 23
2033/34 | 167.25 | 33.25 | 18
2033/34 | 167.75 | 33.25 | 15
2033/34 | 168.25 | 33.25 | 22
2033/34 | 168.75 | 33.25 | 26
2033/34 | 169.25 | 33.25 | 28
2033/34 | 169.75 | 33.25 | 24
2033/34 | 170.25 | 33.25 | 19
2033/34 | 170.75 | 33.25 | 21
2033/34 | 171.25 | 33.25 | 14
2033/34 | 171.75 | 33.25 | 14
2033/34 | 172.25 | 33.25 | 17
2033/34 | 172.75 | 33.25 | 21
2033/34 | 173.25 | 33.25 | 9
2033/34 | 173.75 | 33.25 | 16
2033/34 | 174.25 | 33.25 | 15
2033/34 | 174.75 | 33.25 | 18
2033/34 | 175.25 | 33.25 | 19
2033/34 | 175.75 | 33.25 | 13
2033/34 | 176.25 | 33.25 | 10
2033/34 | 176.75 | 33.25 | 13
2033/34 | 177.25 | 33.25 | 16
2033/34 | 177.75 | 33.25 | 15
2033/34 | 178.25 | 33.25 | 14
2033/34 | 178.75 | 33.25 | 11
2033/34 | 179.25 | 33.25 | 10
2033/34 | 179.75 | 33.25 | 10
2033/34 | 180.25 | 33.25 | 20
2033/34 | 180.75 | 33.25 | 9
2033/34 | 181.25 | 33.25 | 4
2033/34 | 181.75 | 33.25 | 14
2033/34 | 182.25 | 33.25 | 10
2033/34 | 182.75 | 33.25 | 14
2033/34 | 183.25 | 33.25 | 11
2033/34 | 183.75 | 33.25 | 13
2033/34 | 184.25 | 33.25 | 5
2033/34 | 184.75 | 33.25 | 5
2033/34 | 185.25 | 33.25 | 12
2033/34 | 185.75 | 33.25 | 11
2033/34 | 186.25 | 33.25 | 6
2033/34 | 186.75 | 33.25 | 12
2033/34 | 187.25 | 33.25 | 14
2033/34 | 187.75 | 33.25 | 10
2033/34 | 188.25 | 33.25 | 8
2033/34 | 188.75 | 33.25 | 12
2033/34 | 189.25 | 33.25 | 11
2033/34 | 189.75 | 33.25 | 4
2033/34 | 190.25 | 33.25 | 7
2033/34 | 190.75 | 33.25 | 8
2033/34 | 191.25 | 33.25 | 6
2033/34 | 191.75 | 33.25 | 11
2033/34 | 192.25 | 33.25 | 6
2033/34 | 192.75 | 33.25 | 5
2033/34 | 193.25 | 33.25 | 8
2033/34 | 193.75 | 33.25 | 5
2033/34 | 194.25 | 33.25 | 5
2033/34 | 194.75 | 33.25 | 8
2033/34 | 195.25 | 33.25 | 6
2033/34 | 195.75 | 33.25 | 2
2033/34 | 196.25 | 33.25 | 7
2033/34 | 196.75 | 33.25 | 4
2033/34 | 197.25 | 33.25 | 3
2033/34 | 197.75 | 33.25 | 6
2033/34 | 198.25 | 33.25 | 3
2033/34 | 198.75 | 33.25 | 6
2033/34 | 199.25 | 33.25 | 4
2033/34 | 199.75 | 33.25 | 4
2033/34 | 200.25 | 33.25 | 4
2033/34 | 200.75 | 33.25 | 6
2033/34 | 201.25 | 33.25 | 2
2033/34 | 201.75 | 33.25 | 4
2033/34 | 202.25 | 33.25 | 2
2033/34 | 202.75 | 33.25 | 5
2033/34 | 203.25 | 33.25 | 6
2033/34 | 203.75 | 33.25 | 2
2033/34 | 204.25 | 33.25 | 4
2033/34 | 204.75 | 33.25 | 5
2033/34 | 205.25 | 33.25 | 3
2033/34 | 205.75 | 33.25 | 4
2033/34 | 206.25 | 33.25 | 3
2033/34 | 206.75 | 33.25 | 1
2033/34 | 207.25 | 33.25 | 4
2033/34 | 207.75 | 33.25 | 4
2033/34 | 208.25 | 33.25 | 3
2033/34 | 208.75 | 33.25 | 2
2033/34 | 209.25 | 33.25 | 1
2033/34 | 209.75 | 33.25 | 2
2033/34 | 210.25 | 33.25 | 2
2033/34 | 210.75 | 33.25 | 3
2033/34 | 211.25 | 33.25 | 1
2033/34 | 211.75 | 33.25 | 2
2033/34 | 212.25 | 33.25 | 1
2033/34 | 212.75 | 33.25 | 2
2033/34 | 213.25 | 33.25 | 1
2033/34 | 213.75 | 33.25 | 2
2033/34 | 214.25 | 33.25 | 1
2033/34 | 214.75 | 33.25 | 1
2033/34 | 215.75 | 33.25 | 1
2033/34 | 216.25 | 33.25 | 1
2033/34 | 216.75 | 33.25 | 2
2033/34 | 217.25 | 33.25 | 2
2033/34 | 217.75 | 33.25 | 1
2033/34 | 218.25 | 33.25 | 1
2033/34 | 218.75 | 33.25 | 2
2033/34 | 219.75 | 33.25 | 1
2033/34 | 220.25 | 33.25 | 2
2033/34 | 220.75 | 33.25 | 1
2033/34 | 221.25 | 33.25 | 2
2033/34 | 222.25 | 33.25 | 1
2033/34 | 222.75 | 33.25 | 2
2033/34 | 223.25 | 33.25 | 1
2033/34 | 223.75 | 33.25 | 1
2033/34 | 224.25 | 33.25 | 3
2033/34 | 225.25 | 33.25 | 1
2033/34 | 225.75 | 33.25 | 1
2033/34 | 226.25 | 33.25 | 2
2033/34 | 227.75 | 33.25 | 1
2033/34 | 228.25 | 33.25 | 1
2033/34 | 230.25 | 33.25 | 3
2033/34 | 230.75 | 33.25 | 1
2033/34 | 231.25 | 33.25 | 2
2033/34 | 231.75 | 33.25 | 1
2033/34 | 234.75 | 33.25 | 1
2033/34 | 236.75 | 33.25 | 1
2033/34 | 237.25 | 33.25 | 2
2033/34 | 239.25 | 33.25 | 1
2033/34 | 241.25 | 33.25 | 1
2033/34 | 242.75 | 33.25 | 1
2033/34 | 244.75 | 33.25 | 1
2033/34 | 246.75 | 33.25 | 1
2033/34 | 254.25 | 33.25 | 1
2033/34 | 266.75 | 33.25 | 1
2033/34 | 38.75 | 33.75 | 2
2033/34 | 39.25 | 33.75 | 1
2033/34 | 41.25 | 33.75 | 2
2033/34 | 42.25 | 33.75 | 1
2033/34 | 42.75 | 33.75 | 1
2033/34 | 43.25 | 33.75 | 1
2033/34 | 44.25 | 33.75 | 1
2033/34 | 45.25 | 33.75 | 1
2033/34 | 46.25 | 33.75 | 4
2033/34 | 46.75 | 33.75 | 1
2033/34 | 48.25 | 33.75 | 2
2033/34 | 48.75 | 33.75 | 1
2033/34 | 49.25 | 33.75 | 1
2033/34 | 49.75 | 33.75 | 2
2033/34 | 50.25 | 33.75 | 6
2033/34 | 50.75 | 33.75 | 3
2033/34 | 51.25 | 33.75 | 1
2033/34 | 51.75 | 33.75 | 3
2033/34 | 52.25 | 33.75 | 5
2033/34 | 52.75 | 33.75 | 4
2033/34 | 53.25 | 33.75 | 5
2033/34 | 53.75 | 33.75 | 12
2033/34 | 54.25 | 33.75 | 8
2033/34 | 54.75 | 33.75 | 11
2033/34 | 55.25 | 33.75 | 9
2033/34 | 55.75 | 33.75 | 17
2033/34 | 56.25 | 33.75 | 10
2033/34 | 56.75 | 33.75 | 10
2033/34 | 57.25 | 33.75 | 16
2033/34 | 57.75 | 33.75 | 24
2033/34 | 58.25 | 33.75 | 24
2033/34 | 58.75 | 33.75 | 10
2033/34 | 59.25 | 33.75 | 11
2033/34 | 59.75 | 33.75 | 25
2033/34 | 60.25 | 33.75 | 28
2033/34 | 60.75 | 33.75 | 24
2033/34 | 61.25 | 33.75 | 24
2033/34 | 61.75 | 33.75 | 37
2033/34 | 62.25 | 33.75 | 36
2033/34 | 62.75 | 33.75 | 45
2033/34 | 63.25 | 33.75 | 43
2033/34 | 63.75 | 33.75 | 36
2033/34 | 64.25 | 33.75 | 39
2033/34 | 64.75 | 33.75 | 66
2033/34 | 65.25 | 33.75 | 57
2033/34 | 65.75 | 33.75 | 64
2033/34 | 66.25 | 33.75 | 75
2033/34 | 66.75 | 33.75 | 74
2033/34 | 67.25 | 33.75 | 77
2033/34 | 67.75 | 33.75 | 85
2033/34 | 68.25 | 33.75 | 79
2033/34 | 68.75 | 33.75 | 63
2033/34 | 69.25 | 33.75 | 93
2033/34 | 69.75 | 33.75 | 88
2033/34 | 70.25 | 33.75 | 80
2033/34 | 70.75 | 33.75 | 99
2033/34 | 71.25 | 33.75 | 88
2033/34 | 71.75 | 33.75 | 102
2033/34 | 72.25 | 33.75 | 81
2033/34 | 72.75 | 33.75 | 96
2033/34 | 73.25 | 33.75 | 109
2033/34 | 73.75 | 33.75 | 113
2033/34 | 74.25 | 33.75 | 123
2033/34 | 74.75 | 33.75 | 142
2033/34 | 75.25 | 33.75 | 118
2033/34 | 75.75 | 33.75 | 112
2033/34 | 76.25 | 33.75 | 126
2033/34 | 76.75 | 33.75 | 131
2033/34 | 77.25 | 33.75 | 103
2033/34 | 77.75 | 33.75 | 129
2033/34 | 78.25 | 33.75 | 133
2033/34 | 78.75 | 33.75 | 115
2033/34 | 79.25 | 33.75 | 147
2033/34 | 79.75 | 33.75 | 129
2033/34 | 80.25 | 33.75 | 139
2033/34 | 80.75 | 33.75 | 137
2033/34 | 81.25 | 33.75 | 165
2033/34 | 81.75 | 33.75 | 167
2033/34 | 82.25 | 33.75 | 159
2033/34 | 82.75 | 33.75 | 152
2033/34 | 83.25 | 33.75 | 166
2033/34 | 83.75 | 33.75 | 145
2033/34 | 84.25 | 33.75 | 155
2033/34 | 84.75 | 33.75 | 151
2033/34 | 85.25 | 33.75 | 165
2033/34 | 85.75 | 33.75 | 176
2033/34 | 86.25 | 33.75 | 133
2033/34 | 86.75 | 33.75 | 148
2033/34 | 87.25 | 33.75 | 140
2033/34 | 87.75 | 33.75 | 186
2033/34 | 88.25 | 33.75 | 147
2033/34 | 88.75 | 33.75 | 166
2033/34 | 89.25 | 33.75 | 154
2033/34 | 89.75 | 33.75 | 144
2033/34 | 90.25 | 33.75 | 161
2033/34 | 90.75 | 33.75 | 164
2033/34 | 91.25 | 33.75 | 160
2033/34 | 91.75 | 33.75 | 174
2033/34 | 92.25 | 33.75 | 147
2033/34 | 92.75 | 33.75 | 146
2033/34 | 93.25 | 33.75 | 152
2033/34 | 93.75 | 33.75 | 161
2033/34 | 94.25 | 33.75 | 152
2033/34 | 94.75 | 33.75 | 158
2033/34 | 95.25 | 33.75 | 159
2033/34 | 95.75 | 33.75 | 163
2033/34 | 96.25 | 33.75 | 159
2033/34 | 96.75 | 33.75 | 139
2033/34 | 97.25 | 33.75 | 151
2033/34 | 97.75 | 33.75 | 154
2033/34 | 98.25 | 33.75 | 136
2033/34 | 98.75 | 33.75 | 143
2033/34 | 99.25 | 33.75 | 144
2033/34 | 99.75 | 33.75 | 151
2033/34 | 100.25 | 33.75 | 148
2033/34 | 100.75 | 33.75 | 130
2033/34 | 101.25 | 33.75 | 153
2033/34 | 101.75 | 33.75 | 157
2033/34 | 102.25 | 33.75 | 134
2033/34 | 102.75 | 33.75 | 150
2033/34 | 103.25 | 33.75 | 123
2033/34 | 103.75 | 33.75 | 145
2033/34 | 104.25 | 33.75 | 138
2033/34 | 104.75 | 33.75 | 143
2033/34 | 105.25 | 33.75 | 153
2033/34 | 105.75 | 33.75 | 148
2033/34 | 106.25 | 33.75 | 136
2033/34 | 106.75 | 33.75 | 122
2033/34 | 107.25 | 33.75 | 135
2033/34 | 107.75 | 33.75 | 120
2033/34 | 108.25 | 33.75 | 117
2033/34 | 108.75 | 33.75 | 122
2033/34 | 109.25 | 33.75 | 116
2033/34 | 109.75 | 33.75 | 121
2033/34 | 110.25 | 33.75 | 114
2033/34 | 110.75 | 33.75 | 131
2033/34 | 111.25 | 33.75 | 134
2033/34 | 111.75 | 33.75 | 124
2033/34 | 112.25 | 33.75 | 136
2033/34 | 112.75 | 33.75 | 104
2033/34 | 113.25 | 33.75 | 128
2033/34 | 113.75 | 33.75 | 133
2033/34 | 114.25 | 33.75 | 128
2033/34 | 114.75 | 33.75 | 112
2033/34 | 115.25 | 33.75 | 116
2033/34 | 115.75 | 33.75 | 116
2033/34 | 116.25 | 33.75 | 105
2033/34 | 116.75 | 33.75 | 93
2033/34 | 117.25 | 33.75 | 125
2033/34 | 117.75 | 33.75 | 131
2033/34 | 118.25 | 33.75 | 107
2033/34 | 118.75 | 33.75 | 108
2033/34 | 119.25 | 33.75 | 110
2033/34 | 119.75 | 33.75 | 118
2033/34 | 120.25 | 33.75 | 74
2033/34 | 120.75 | 33.75 | 112
2033/34 | 121.25 | 33.75 | 112
2033/34 | 121.75 | 33.75 | 105
2033/34 | 122.25 | 33.75 | 89
2033/34 | 122.75 | 33.75 | 97
2033/34 | 123.25 | 33.75 | 83
2033/34 | 123.75 | 33.75 | 111
2033/34 | 124.25 | 33.75 | 85
2033/34 | 124.75 | 33.75 | 90
2033/34 | 125.25 | 33.75 | 89
2033/34 | 125.75 | 33.75 | 87
2033/34 | 126.25 | 33.75 | 79
2033/34 | 126.75 | 33.75 | 97
2033/34 | 127.25 | 33.75 | 88
2033/34 | 127.75 | 33.75 | 78
2033/34 | 128.25 | 33.75 | 96
2033/34 | 128.75 | 33.75 | 101
2033/34 | 129.25 | 33.75 | 85
2033/34 | 129.75 | 33.75 | 85
2033/34 | 130.25 | 33.75 | 94
2033/34 | 130.75 | 33.75 | 73
2033/34 | 131.25 | 33.75 | 86
2033/34 | 131.75 | 33.75 | 77
2033/34 | 132.25 | 33.75 | 80
2033/34 | 132.75 | 33.75 | 80
2033/34 | 133.25 | 33.75 | 69
2033/34 | 133.75 | 33.75 | 66
2033/34 | 134.25 | 33.75 | 64
2033/34 | 134.75 | 33.75 | 44
2033/34 | 135.25 | 33.75 | 79
2033/34 | 135.75 | 33.75 | 61
2033/34 | 136.25 | 33.75 | 63
2033/34 | 136.75 | 33.75 | 63
2033/34 | 137.25 | 33.75 | 71
2033/34 | 137.75 | 33.75 | 60
2033/34 | 138.25 | 33.75 | 53
2033/34 | 138.75 | 33.75 | 69
2033/34 | 139.25 | 33.75 | 56
2033/34 | 139.75 | 33.75 | 57
2033/34 | 140.25 | 33.75 | 50
2033/34 | 140.75 | 33.75 | 49
2033/34 | 141.25 | 33.75 | 52
2033/34 | 141.75 | 33.75 | 62
2033/34 | 142.25 | 33.75 | 65
2033/34 | 142.75 | 33.75 | 54
2033/34 | 143.25 | 33.75 | 61
2033/34 | 143.75 | 33.75 | 44
2033/34 | 144.25 | 33.75 | 42
2033/34 | 144.75 | 33.75 | 68
2033/34 | 145.25 | 33.75 | 49
2033/34 | 145.75 | 33.75 | 45
2033/34 | 146.25 | 33.75 | 53
2033/34 | 146.75 | 33.75 | 43
2033/34 | 147.25 | 33.75 | 58
2033/34 | 147.75 | 33.75 | 54
2033/34 | 148.25 | 33.75 | 44
2033/34 | 148.75 | 33.75 | 41
2033/34 | 149.25 | 33.75 | 48
2033/34 | 149.75 | 33.75 | 51
2033/34 | 150.25 | 33.75 | 48
2033/34 | 150.75 | 33.75 | 45
2033/34 | 151.25 | 33.75 | 43
2033/34 | 151.75 | 33.75 | 35
2033/34 | 152.25 | 33.75 | 45
2033/34 | 152.75 | 33.75 | 43
2033/34 | 153.25 | 33.75 | 34
2033/34 | 153.75 | 33.75 | 41
2033/34 | 154.25 | 33.75 | 39
2033/34 | 154.75 | 33.75 | 30
2033/34 | 155.25 | 33.75 | 23
2033/34 | 155.75 | 33.75 | 38
2033/34 | 156.25 | 33.75 | 32
2033/34 | 156.75 | 33.75 | 27
2033/34 | 157.25 | 33.75 | 24
2033/34 | 157.75 | 33.75 | 31
2033/34 | 158.25 | 33.75 | 31
2033/34 | 158.75 | 33.75 | 24
2033/34 | 159.25 | 33.75 | 21
2033/34 | 159.75 | 33.75 | 26
2033/34 | 160.25 | 33.75 | 17
2033/34 | 160.75 | 33.75 | 28
2033/34 | 161.25 | 33.75 | 31
2033/34 | 161.75 | 33.75 | 36
2033/34 | 162.25 | 33.75 | 30
2033/34 | 162.75 | 33.75 | 29
2033/34 | 163.25 | 33.75 | 30
2033/34 | 163.75 | 33.75 | 25
2033/34 | 164.25 | 33.75 | 19
2033/34 | 164.75 | 33.75 | 29
2033/34 | 165.25 | 33.75 | 21
2033/34 | 165.75 | 33.75 | 15
2033/34 | 166.25 | 33.75 | 27
2033/34 | 166.75 | 33.75 | 15
2033/34 | 167.25 | 33.75 | 22
2033/34 | 167.75 | 33.75 | 21
2033/34 | 168.25 | 33.75 | 19
2033/34 | 168.75 | 33.75 | 26
2033/34 | 169.25 | 33.75 | 23
2033/34 | 169.75 | 33.75 | 24
2033/34 | 170.25 | 33.75 | 28
2033/34 | 170.75 | 33.75 | 17
2033/34 | 171.25 | 33.75 | 27
2033/34 | 171.75 | 33.75 | 13
2033/34 | 172.25 | 33.75 | 17
2033/34 | 172.75 | 33.75 | 19
2033/34 | 173.25 | 33.75 | 18
2033/34 | 173.75 | 33.75 | 15
2033/34 | 174.25 | 33.75 | 13
2033/34 | 174.75 | 33.75 | 15
2033/34 | 175.25 | 33.75 | 22
2033/34 | 175.75 | 33.75 | 12
2033/34 | 176.25 | 33.75 | 18
2033/34 | 176.75 | 33.75 | 20
2033/34 | 177.25 | 33.75 | 16
2033/34 | 177.75 | 33.75 | 15
2033/34 | 178.25 | 33.75 | 15
2033/34 | 178.75 | 33.75 | 16
2033/34 | 179.25 | 33.75 | 11
2033/34 | 179.75 | 33.75 | 17
2033/34 | 180.25 | 33.75 | 14
2033/34 | 180.75 | 33.75 | 13
2033/34 | 181.25 | 33.75 | 7
2033/34 | 181.75 | 33.75 | 6
2033/34 | 182.25 | 33.75 | 8
2033/34 | 182.75 | 33.75 | 13
2033/34 | 183.25 | 33.75 | 14
2033/34 | 183.75 | 33.75 | 12
2033/34 | 184.25 | 33.75 | 9
2033/34 | 184.75 | 33.75 | 11
2033/34 | 185.25 | 33.75 | 9
2033/34 | 185.75 | 33.75 | 10
2033/34 | 186.25 | 33.75 | 10
2033/34 | 186.75 | 33.75 | 10
2033/34 | 187.25 | 33.75 | 10
2033/34 | 187.75 | 33.75 | 14
2033/34 | 188.25 | 33.75 | 9
2033/34 | 188.75 | 33.75 | 11
2033/34 | 189.25 | 33.75 | 6
2033/34 | 189.75 | 33.75 | 5
2033/34 | 190.25 | 33.75 | 7
2033/34 | 190.75 | 33.75 | 6
2033/34 | 191.25 | 33.75 | 5
2033/34 | 191.75 | 33.75 | 1
2033/34 | 192.25 | 33.75 | 8
2033/34 | 192.75 | 33.75 | 4
2033/34 | 193.25 | 33.75 | 5
2033/34 | 193.75 | 33.75 | 4
2033/34 | 194.25 | 33.75 | 6
2033/34 | 194.75 | 33.75 | 9
2033/34 | 195.25 | 33.75 | 10
2033/34 | 195.75 | 33.75 | 11
2033/34 | 196.25 | 33.75 | 9
2033/34 | 196.75 | 33.75 | 5
2033/34 | 197.25 | 33.75 | 7
2033/34 | 197.75 | 33.75 | 5
2033/34 | 198.25 | 33.75 | 8
2033/34 | 198.75 | 33.75 | 7
2033/34 | 199.25 | 33.75 | 4
2033/34 | 199.75 | 33.75 | 5
2033/34 | 200.25 | 33.75 | 6
2033/34 | 200.75 | 33.75 | 7
2033/34 | 201.25 | 33.75 | 6
2033/34 | 201.75 | 33.75 | 4
2033/34 | 202.25 | 33.75 | 4
2033/34 | 202.75 | 33.75 | 2
2033/34 | 203.25 | 33.75 | 4
2033/34 | 203.75 | 33.75 | 3
2033/34 | 204.25 | 33.75 | 5
2033/34 | 204.75 | 33.75 | 4
2033/34 | 205.25 | 33.75 | 5
2033/34 | 205.75 | 33.75 | 7
2033/34 | 206.25 | 33.75 | 5
2033/34 | 206.75 | 33.75 | 2
2033/34 | 207.25 | 33.75 | 1
2033/34 | 207.75 | 33.75 | 2
2033/34 | 208.25 | 33.75 | 2
2033/34 | 208.75 | 33.75 | 4
2033/34 | 209.25 | 33.75 | 5
2033/34 | 209.75 | 33.75 | 3
2033/34 | 210.25 | 33.75 | 1
2033/34 | 210.75 | 33.75 | 3
2033/34 | 211.25 | 33.75 | 3
2033/34 | 211.75 | 33.75 | 2
2033/34 | 212.25 | 33.75 | 2
2033/34 | 212.75 | 33.75 | 3
2033/34 | 213.25 | 33.75 | 3
2033/34 | 214.25 | 33.75 | 1
2033/34 | 214.75 | 33.75 | 3
2033/34 | 215.25 | 33.75 | 4
2033/34 | 215.75 | 33.75 | 4
2033/34 | 216.25 | 33.75 | 1
2033/34 | 216.75 | 33.75 | 3
2033/34 | 217.25 | 33.75 | 1
2033/34 | 217.75 | 33.75 | 5
2033/34 | 219.75 | 33.75 | 3
2033/34 | 220.25 | 33.75 | 2
2033/34 | 220.75 | 33.75 | 1
2033/34 | 221.25 | 33.75 | 1
2033/34 | 222.25 | 33.75 | 2
2033/34 | 223.25 | 33.75 | 2
2033/34 | 224.25 | 33.75 | 2
2033/34 | 225.75 | 33.75 | 4
2033/34 | 226.25 | 33.75 | 1
2033/34 | 226.75 | 33.75 | 1
2033/34 | 227.75 | 33.75 | 1
2033/34 | 228.25 | 33.75 | 2
2033/34 | 228.75 | 33.75 | 1
2033/34 | 231.25 | 33.75 | 1
2033/34 | 231.75 | 33.75 | 2
2033/34 | 232.75 | 33.75 | 1
2033/34 | 233.75 | 33.75 | 2
2033/34 | 234.75 | 33.75 | 1
2033/34 | 237.75 | 33.75 | 1
2033/34 | 238.25 | 33.75 | 2
2033/34 | 240.25 | 33.75 | 1
2033/34 | 241.25 | 33.75 | 1
2033/34 | 241.75 | 33.75 | 1
2033/34 | 242.75 | 33.75 | 1
2033/34 | 243.75 | 33.75 | 1
2033/34 | 259.25 | 33.75 | 1
2033/34 | 260.25 | 33.75 | 1
2033/34 | 272.75 | 33.75 | 1
2033/34 | 39.25 | 34.25 | 3
2033/34 | 39.75 | 34.25 | 1
2033/34 | 40.75 | 34.25 | 2
2033/34 | 41.75 | 34.25 | 1
2033/34 | 43.25 | 34.25 | 1
2033/34 | 44.75 | 34.25 | 2
2033/34 | 45.75 | 34.25 | 1
2033/34 | 46.25 | 34.25 | 2
2033/34 | 46.75 | 34.25 | 1
2033/34 | 47.25 | 34.25 | 1
2033/34 | 47.75 | 34.25 | 1
2033/34 | 48.25 | 34.25 | 1
2033/34 | 48.75 | 34.25 | 4
2033/34 | 49.25 | 34.25 | 2
2033/34 | 49.75 | 34.25 | 2
2033/34 | 50.25 | 34.25 | 6
2033/34 | 50.75 | 34.25 | 2
2033/34 | 51.25 | 34.25 | 4
2033/34 | 52.25 | 34.25 | 7
2033/34 | 52.75 | 34.25 | 6
2033/34 | 53.25 | 34.25 | 8
2033/34 | 53.75 | 34.25 | 6
2033/34 | 54.25 | 34.25 | 4
2033/34 | 54.75 | 34.25 | 4
2033/34 | 55.25 | 34.25 | 7
2033/34 | 55.75 | 34.25 | 7
2033/34 | 56.25 | 34.25 | 14
2033/34 | 56.75 | 34.25 | 11
2033/34 | 57.25 | 34.25 | 16
2033/34 | 57.75 | 34.25 | 12
2033/34 | 58.25 | 34.25 | 23
2033/34 | 58.75 | 34.25 | 20
2033/34 | 59.25 | 34.25 | 19
2033/34 | 59.75 | 34.25 | 26
2033/34 | 60.25 | 34.25 | 28
2033/34 | 60.75 | 34.25 | 19
2033/34 | 61.25 | 34.25 | 22
2033/34 | 61.75 | 34.25 | 21
2033/34 | 62.25 | 34.25 | 33
2033/34 | 62.75 | 34.25 | 41
2033/34 | 63.25 | 34.25 | 25
2033/34 | 63.75 | 34.25 | 38
2033/34 | 64.25 | 34.25 | 43
2033/34 | 64.75 | 34.25 | 49
2033/34 | 65.25 | 34.25 | 45
2033/34 | 65.75 | 34.25 | 55
2033/34 | 66.25 | 34.25 | 50
2033/34 | 66.75 | 34.25 | 63
2033/34 | 67.25 | 34.25 | 57
2033/34 | 67.75 | 34.25 | 65
2033/34 | 68.25 | 34.25 | 68
2033/34 | 68.75 | 34.25 | 82
2033/34 | 69.25 | 34.25 | 76
2033/34 | 69.75 | 34.25 | 77
2033/34 | 70.25 | 34.25 | 76
2033/34 | 70.75 | 34.25 | 88
2033/34 | 71.25 | 34.25 | 85
2033/34 | 71.75 | 34.25 | 83
2033/34 | 72.25 | 34.25 | 98
2033/34 | 72.75 | 34.25 | 93
2033/34 | 73.25 | 34.25 | 91
2033/34 | 73.75 | 34.25 | 104
2033/34 | 74.25 | 34.25 | 117
2033/34 | 74.75 | 34.25 | 133
2033/34 | 75.25 | 34.25 | 125
2033/34 | 75.75 | 34.25 | 105
2033/34 | 76.25 | 34.25 | 149
2033/34 | 76.75 | 34.25 | 128
2033/34 | 77.25 | 34.25 | 132
2033/34 | 77.75 | 34.25 | 129
2033/34 | 78.25 | 34.25 | 141
2033/34 | 78.75 | 34.25 | 124
2033/34 | 79.25 | 34.25 | 142
2033/34 | 79.75 | 34.25 | 160
2033/34 | 80.25 | 34.25 | 128
2033/34 | 80.75 | 34.25 | 130
2033/34 | 81.25 | 34.25 | 161
2033/34 | 81.75 | 34.25 | 136
2033/34 | 82.25 | 34.25 | 158
2033/34 | 82.75 | 34.25 | 141
2033/34 | 83.25 | 34.25 | 144
2033/34 | 83.75 | 34.25 | 154
2033/34 | 84.25 | 34.25 | 171
2033/34 | 84.75 | 34.25 | 158
2033/34 | 85.25 | 34.25 | 160
2033/34 | 85.75 | 34.25 | 154
2033/34 | 86.25 | 34.25 | 166
2033/34 | 86.75 | 34.25 | 160
2033/34 | 87.25 | 34.25 | 153
2033/34 | 87.75 | 34.25 | 148
2033/34 | 88.25 | 34.25 | 168
2033/34 | 88.75 | 34.25 | 166
2033/34 | 89.25 | 34.25 | 160
2033/34 | 89.75 | 34.25 | 175
2033/34 | 90.25 | 34.25 | 141
2033/34 | 90.75 | 34.25 | 173
2033/34 | 91.25 | 34.25 | 143
2033/34 | 91.75 | 34.25 | 173
2033/34 | 92.25 | 34.25 | 147
2033/34 | 92.75 | 34.25 | 152
2033/34 | 93.25 | 34.25 | 160
2033/34 | 93.75 | 34.25 | 166
2033/34 | 94.25 | 34.25 | 151
2033/34 | 94.75 | 34.25 | 125
2033/34 | 95.25 | 34.25 | 150
2033/34 | 95.75 | 34.25 | 162
2033/34 | 96.25 | 34.25 | 166
2033/34 | 96.75 | 34.25 | 151
2033/34 | 97.25 | 34.25 | 177
2033/34 | 97.75 | 34.25 | 167
2033/34 | 98.25 | 34.25 | 148
2033/34 | 98.75 | 34.25 | 152
2033/34 | 99.25 | 34.25 | 144
2033/34 | 99.75 | 34.25 | 163
2033/34 | 100.25 | 34.25 | 158
2033/34 | 100.75 | 34.25 | 142
2033/34 | 101.25 | 34.25 | 136
2033/34 | 101.75 | 34.25 | 156
2033/34 | 102.25 | 34.25 | 144
2033/34 | 102.75 | 34.25 | 141
2033/34 | 103.25 | 34.25 | 165
2033/34 | 103.75 | 34.25 | 139
2033/34 | 104.25 | 34.25 | 149
2033/34 | 104.75 | 34.25 | 175
2033/34 | 105.25 | 34.25 | 167
2033/34 | 105.75 | 34.25 | 157
2033/34 | 106.25 | 34.25 | 167
2033/34 | 106.75 | 34.25 | 162
2033/34 | 107.25 | 34.25 | 124
2033/34 | 107.75 | 34.25 | 146
2033/34 | 108.25 | 34.25 | 125
2033/34 | 108.75 | 34.25 | 170
2033/34 | 109.25 | 34.25 | 145
2033/34 | 109.75 | 34.25 | 118
2033/34 | 110.25 | 34.25 | 144
2033/34 | 110.75 | 34.25 | 124
2033/34 | 111.25 | 34.25 | 149
2033/34 | 111.75 | 34.25 | 132
2033/34 | 112.25 | 34.25 | 135
2033/34 | 112.75 | 34.25 | 122
2033/34 | 113.25 | 34.25 | 139
2033/34 | 113.75 | 34.25 | 115
2033/34 | 114.25 | 34.25 | 111
2033/34 | 114.75 | 34.25 | 128
2033/34 | 115.25 | 34.25 | 125
2033/34 | 115.75 | 34.25 | 81
2033/34 | 116.25 | 34.25 | 120
2033/34 | 116.75 | 34.25 | 138
2033/34 | 117.25 | 34.25 | 132
2033/34 | 117.75 | 34.25 | 138
2033/34 | 118.25 | 34.25 | 120
2033/34 | 118.75 | 34.25 | 112
2033/34 | 119.25 | 34.25 | 111
2033/34 | 119.75 | 34.25 | 95
2033/34 | 120.25 | 34.25 | 84
2033/34 | 120.75 | 34.25 | 107
2033/34 | 121.25 | 34.25 | 96
2033/34 | 121.75 | 34.25 | 92
2033/34 | 122.25 | 34.25 | 109
2033/34 | 122.75 | 34.25 | 100
2033/34 | 123.25 | 34.25 | 97
2033/34 | 123.75 | 34.25 | 98
2033/34 | 124.25 | 34.25 | 96
2033/34 | 124.75 | 34.25 | 89
2033/34 | 125.25 | 34.25 | 99
2033/34 | 125.75 | 34.25 | 84
2033/34 | 126.25 | 34.25 | 73
2033/34 | 126.75 | 34.25 | 88
2033/34 | 127.25 | 34.25 | 83
2033/34 | 127.75 | 34.25 | 82
2033/34 | 128.25 | 34.25 | 83
2033/34 | 128.75 | 34.25 | 93
2033/34 | 129.25 | 34.25 | 96
2033/34 | 129.75 | 34.25 | 74
2033/34 | 130.25 | 34.25 | 77
2033/34 | 130.75 | 34.25 | 100
2033/34 | 131.25 | 34.25 | 78
2033/34 | 131.75 | 34.25 | 71
2033/34 | 132.25 | 34.25 | 79
2033/34 | 132.75 | 34.25 | 81
2033/34 | 133.25 | 34.25 | 70
2033/34 | 133.75 | 34.25 | 60
2033/34 | 134.25 | 34.25 | 68
2033/34 | 134.75 | 34.25 | 67
2033/34 | 135.25 | 34.25 | 77
2033/34 | 135.75 | 34.25 | 68
2033/34 | 136.25 | 34.25 | 64
2033/34 | 136.75 | 34.25 | 87
2033/34 | 137.25 | 34.25 | 78
2033/34 | 137.75 | 34.25 | 57
2033/34 | 138.25 | 34.25 | 68
2033/34 | 138.75 | 34.25 | 59
2033/34 | 139.25 | 34.25 | 58
2033/34 | 139.75 | 34.25 | 60
2033/34 | 140.25 | 34.25 | 65
2033/34 | 140.75 | 34.25 | 57
2033/34 | 141.25 | 34.25 | 47
2033/34 | 141.75 | 34.25 | 57
2033/34 | 142.25 | 34.25 | 58
2033/34 | 142.75 | 34.25 | 58
2033/34 | 143.25 | 34.25 | 52
2033/34 | 143.75 | 34.25 | 59
2033/34 | 144.25 | 34.25 | 60
2033/34 | 144.75 | 34.25 | 57
2033/34 | 145.25 | 34.25 | 59
2033/34 | 145.75 | 34.25 | 56
2033/34 | 146.25 | 34.25 | 50
2033/34 | 146.75 | 34.25 | 47
2033/34 | 147.25 | 34.25 | 42
2033/34 | 147.75 | 34.25 | 51
2033/34 | 148.25 | 34.25 | 45
2033/34 | 148.75 | 34.25 | 44
2033/34 | 149.25 | 34.25 | 38
2033/34 | 149.75 | 34.25 | 47
2033/34 | 150.25 | 34.25 | 57
2033/34 | 150.75 | 34.25 | 43
2033/34 | 151.25 | 34.25 | 32
2033/34 | 151.75 | 34.25 | 44
2033/34 | 152.25 | 34.25 | 36
2033/34 | 152.75 | 34.25 | 44
2033/34 | 153.25 | 34.25 | 41
2033/34 | 153.75 | 34.25 | 42
2033/34 | 154.25 | 34.25 | 41
2033/34 | 154.75 | 34.25 | 31
2033/34 | 155.25 | 34.25 | 32
2033/34 | 155.75 | 34.25 | 51
2033/34 | 156.25 | 34.25 | 36
2033/34 | 156.75 | 34.25 | 28
2033/34 | 157.25 | 34.25 | 43
2033/34 | 157.75 | 34.25 | 37
2033/34 | 158.25 | 34.25 | 43
2033/34 | 158.75 | 34.25 | 27
2033/34 | 159.25 | 34.25 | 31
2033/34 | 159.75 | 34.25 | 37
2033/34 | 160.25 | 34.25 | 32
2033/34 | 160.75 | 34.25 | 28
2033/34 | 161.25 | 34.25 | 28
2033/34 | 161.75 | 34.25 | 29
2033/34 | 162.25 | 34.25 | 30
2033/34 | 162.75 | 34.25 | 30
2033/34 | 163.25 | 34.25 | 26
2033/34 | 163.75 | 34.25 | 29
2033/34 | 164.25 | 34.25 | 26
2033/34 | 164.75 | 34.25 | 21
2033/34 | 165.25 | 34.25 | 19
2033/34 | 165.75 | 34.25 | 16
2033/34 | 166.25 | 34.25 | 28
2033/34 | 166.75 | 34.25 | 27
2033/34 | 167.25 | 34.25 | 19
2033/34 | 167.75 | 34.25 | 29
2033/34 | 168.25 | 34.25 | 26
2033/34 | 168.75 | 34.25 | 31
2033/34 | 169.25 | 34.25 | 18
2033/34 | 169.75 | 34.25 | 16
2033/34 | 170.25 | 34.25 | 18
2033/34 | 170.75 | 34.25 | 20
2033/34 | 171.25 | 34.25 | 21
2033/34 | 171.75 | 34.25 | 23
2033/34 | 172.25 | 34.25 | 22
2033/34 | 172.75 | 34.25 | 21
2033/34 | 173.25 | 34.25 | 19
2033/34 | 173.75 | 34.25 | 19
2033/34 | 174.25 | 34.25 | 14
2033/34 | 174.75 | 34.25 | 15
2033/34 | 175.25 | 34.25 | 12
2033/34 | 175.75 | 34.25 | 16
2033/34 | 176.25 | 34.25 | 11
2033/34 | 176.75 | 34.25 | 21
2033/34 | 177.25 | 34.25 | 15
2033/34 | 177.75 | 34.25 | 10
2033/34 | 178.25 | 34.25 | 16
2033/34 | 178.75 | 34.25 | 15
2033/34 | 179.25 | 34.25 | 13
2033/34 | 179.75 | 34.25 | 15
2033/34 | 180.25 | 34.25 | 7
2033/34 | 180.75 | 34.25 | 8
2033/34 | 181.25 | 34.25 | 14
2033/34 | 181.75 | 34.25 | 16
2033/34 | 182.25 | 34.25 | 12
2033/34 | 182.75 | 34.25 | 17
2033/34 | 183.25 | 34.25 | 10
2033/34 | 183.75 | 34.25 | 12
2033/34 | 184.25 | 34.25 | 18
2033/34 | 184.75 | 34.25 | 10
2033/34 | 185.25 | 34.25 | 4
2033/34 | 185.75 | 34.25 | 10
2033/34 | 186.25 | 34.25 | 13
2033/34 | 186.75 | 34.25 | 9
2033/34 | 187.25 | 34.25 | 10
2033/34 | 187.75 | 34.25 | 6
2033/34 | 188.25 | 34.25 | 9
2033/34 | 188.75 | 34.25 | 6
2033/34 | 189.25 | 34.25 | 11
2033/34 | 189.75 | 34.25 | 8
2033/34 | 190.25 | 34.25 | 6
2033/34 | 190.75 | 34.25 | 4
2033/34 | 191.25 | 34.25 | 5
2033/34 | 191.75 | 34.25 | 5
2033/34 | 192.25 | 34.25 | 2
2033/34 | 192.75 | 34.25 | 8
2033/34 | 193.25 | 34.25 | 4
2033/34 | 193.75 | 34.25 | 10
2033/34 | 194.25 | 34.25 | 7
2033/34 | 194.75 | 34.25 | 8
2033/34 | 195.25 | 34.25 | 7
2033/34 | 195.75 | 34.25 | 5
2033/34 | 196.25 | 34.25 | 3
2033/34 | 196.75 | 34.25 | 9
2033/34 | 197.25 | 34.25 | 8
2033/34 | 198.25 | 34.25 | 7
2033/34 | 198.75 | 34.25 | 3
2033/34 | 199.25 | 34.25 | 6
2033/34 | 199.75 | 34.25 | 4
2033/34 | 200.25 | 34.25 | 4
2033/34 | 200.75 | 34.25 | 5
2033/34 | 201.25 | 34.25 | 3
2033/34 | 201.75 | 34.25 | 3
2033/34 | 202.25 | 34.25 | 5
2033/34 | 202.75 | 34.25 | 4
2033/34 | 203.25 | 34.25 | 4
2033/34 | 203.75 | 34.25 | 1
2033/34 | 204.25 | 34.25 | 6
2033/34 | 204.75 | 34.25 | 3
2033/34 | 205.25 | 34.25 | 3
2033/34 | 205.75 | 34.25 | 4
2033/34 | 206.25 | 34.25 | 1
2033/34 | 206.75 | 34.25 | 2
2033/34 | 208.25 | 34.25 | 6
2033/34 | 208.75 | 34.25 | 2
2033/34 | 209.25 | 34.25 | 5
2033/34 | 209.75 | 34.25 | 3
2033/34 | 210.25 | 34.25 | 3
2033/34 | 210.75 | 34.25 | 1
2033/34 | 211.25 | 34.25 | 2
2033/34 | 211.75 | 34.25 | 1
2033/34 | 212.25 | 34.25 | 2
2033/34 | 212.75 | 34.25 | 1
2033/34 | 213.25 | 34.25 | 1
2033/34 | 213.75 | 34.25 | 3
2033/34 | 214.25 | 34.25 | 1
2033/34 | 214.75 | 34.25 | 3
2033/34 | 215.25 | 34.25 | 1
2033/34 | 215.75 | 34.25 | 2
2033/34 | 216.25 | 34.25 | 4
2033/34 | 217.25 | 34.25 | 3
2033/34 | 218.25 | 34.25 | 1
2033/34 | 219.75 | 34.25 | 4
2033/34 | 220.25 | 34.25 | 2
2033/34 | 220.75 | 34.25 | 1
2033/34 | 221.25 | 34.25 | 3
2033/34 | 222.25 | 34.25 | 2
2033/34 | 222.75 | 34.25 | 1
2033/34 | 223.25 | 34.25 | 2
2033/34 | 224.25 | 34.25 | 1
2033/34 | 225.75 | 34.25 | 1
2033/34 | 226.25 | 34.25 | 1
2033/34 | 227.75 | 34.25 | 2
2033/34 | 229.25 | 34.25 | 1
2033/34 | 229.75 | 34.25 | 2
2033/34 | 230.75 | 34.25 | 1
2033/34 | 232.75 | 34.25 | 2
2033/34 | 233.25 | 34.25 | 2
2033/34 | 234.75 | 34.25 | 1
2033/34 | 236.25 | 34.25 | 1
2033/34 | 237.75 | 34.25 | 1
2033/34 | 240.25 | 34.25 | 1
2033/34 | 242.25 | 34.25 | 1
2033/34 | 244.25 | 34.25 | 1
2033/34 | 249.25 | 34.25 | 1
2033/34 | 249.75 | 34.25 | 2
2033/34 | 251.25 | 34.25 | 3
2033/34 | 267.25 | 34.25 | 1
2033/34 | 274.75 | 34.25 | 1
2033/34 | 283.75 | 34.25 | 1
2033/34 | 39.25 | 34.75 | 2
2033/34 | 40.25 | 34.75 | 3
2033/34 | 41.25 | 34.75 | 1
2033/34 | 41.75 | 34.75 | 1
2033/34 | 42.75 | 34.75 | 1
2033/34 | 43.75 | 34.75 | 1
2033/34 | 44.25 | 34.75 | 1
2033/34 | 44.75 | 34.75 | 2
2033/34 | 45.25 | 34.75 | 2
2033/34 | 45.75 | 34.75 | 2
2033/34 | 46.25 | 34.75 | 3
2033/34 | 46.75 | 34.75 | 3
2033/34 | 47.25 | 34.75 | 2
2033/34 | 47.75 | 34.75 | 2
2033/34 | 48.25 | 34.75 | 1
2033/34 | 49.25 | 34.75 | 2
2033/34 | 50.75 | 34.75 | 4
2033/34 | 51.25 | 34.75 | 4
2033/34 | 51.75 | 34.75 | 1
2033/34 | 52.25 | 34.75 | 2
2033/34 | 52.75 | 34.75 | 2
2033/34 | 53.25 | 34.75 | 4
2033/34 | 53.75 | 34.75 | 5
2033/34 | 54.25 | 34.75 | 7
2033/34 | 54.75 | 34.75 | 4
2033/34 | 55.25 | 34.75 | 8
2033/34 | 55.75 | 34.75 | 6
2033/34 | 56.25 | 34.75 | 5
2033/34 | 56.75 | 34.75 | 7
2033/34 | 57.25 | 34.75 | 6
2033/34 | 57.75 | 34.75 | 18
2033/34 | 58.25 | 34.75 | 15
2033/34 | 58.75 | 34.75 | 13
2033/34 | 59.25 | 34.75 | 17
2033/34 | 59.75 | 34.75 | 20
2033/34 | 60.25 | 34.75 | 23
2033/34 | 60.75 | 34.75 | 15
2033/34 | 61.25 | 34.75 | 30
2033/34 | 61.75 | 34.75 | 22
2033/34 | 62.25 | 34.75 | 37
2033/34 | 62.75 | 34.75 | 29
2033/34 | 63.25 | 34.75 | 35
2033/34 | 63.75 | 34.75 | 36
2033/34 | 64.25 | 34.75 | 34
2033/34 | 64.75 | 34.75 | 40
2033/34 | 65.25 | 34.75 | 50
2033/34 | 65.75 | 34.75 | 35
2033/34 | 66.25 | 34.75 | 35
2033/34 | 66.75 | 34.75 | 48
2033/34 | 67.25 | 34.75 | 58
2033/34 | 67.75 | 34.75 | 82
2033/34 | 68.25 | 34.75 | 60
2033/34 | 68.75 | 34.75 | 66
2033/34 | 69.25 | 34.75 | 83
2033/34 | 69.75 | 34.75 | 74
2033/34 | 70.25 | 34.75 | 78
2033/34 | 70.75 | 34.75 | 75
2033/34 | 71.25 | 34.75 | 77
2033/34 | 71.75 | 34.75 | 83
2033/34 | 72.25 | 34.75 | 88
2033/34 | 72.75 | 34.75 | 109
2033/34 | 73.25 | 34.75 | 84
2033/34 | 73.75 | 34.75 | 93
2033/34 | 74.25 | 34.75 | 97
2033/34 | 74.75 | 34.75 | 99
2033/34 | 75.25 | 34.75 | 112
2033/34 | 75.75 | 34.75 | 103
2033/34 | 76.25 | 34.75 | 129
2033/34 | 76.75 | 34.75 | 129
2033/34 | 77.25 | 34.75 | 115
2033/34 | 77.75 | 34.75 | 110
2033/34 | 78.25 | 34.75 | 113
2033/34 | 78.75 | 34.75 | 146
2033/34 | 79.25 | 34.75 | 122
2033/34 | 79.75 | 34.75 | 153
2033/34 | 80.25 | 34.75 | 137
2033/34 | 80.75 | 34.75 | 146
2033/34 | 81.25 | 34.75 | 144
2033/34 | 81.75 | 34.75 | 115
2033/34 | 82.25 | 34.75 | 147
2033/34 | 82.75 | 34.75 | 145
2033/34 | 83.25 | 34.75 | 147
2033/34 | 83.75 | 34.75 | 155
2033/34 | 84.25 | 34.75 | 131
2033/34 | 84.75 | 34.75 | 154
2033/34 | 85.25 | 34.75 | 151
2033/34 | 85.75 | 34.75 | 148
2033/34 | 86.25 | 34.75 | 139
2033/34 | 86.75 | 34.75 | 161
2033/34 | 87.25 | 34.75 | 148
2033/34 | 87.75 | 34.75 | 164
2033/34 | 88.25 | 34.75 | 176
2033/34 | 88.75 | 34.75 | 172
2033/34 | 89.25 | 34.75 | 170
2033/34 | 89.75 | 34.75 | 171
2033/34 | 90.25 | 34.75 | 158
2033/34 | 90.75 | 34.75 | 158
2033/34 | 91.25 | 34.75 | 157
2033/34 | 91.75 | 34.75 | 177
2033/34 | 92.25 | 34.75 | 175
2033/34 | 92.75 | 34.75 | 163
2033/34 | 93.25 | 34.75 | 152
2033/34 | 93.75 | 34.75 | 149
2033/34 | 94.25 | 34.75 | 168
2033/34 | 94.75 | 34.75 | 167
2033/34 | 95.25 | 34.75 | 178
2033/34 | 95.75 | 34.75 | 148
2033/34 | 96.25 | 34.75 | 144
2033/34 | 96.75 | 34.75 | 152
2033/34 | 97.25 | 34.75 | 149
2033/34 | 97.75 | 34.75 | 145
2033/34 | 98.25 | 34.75 | 169
2033/34 | 98.75 | 34.75 | 182
2033/34 | 99.25 | 34.75 | 155
2033/34 | 99.75 | 34.75 | 150
2033/34 | 100.25 | 34.75 | 157
2033/34 | 100.75 | 34.75 | 142
2033/34 | 101.25 | 34.75 | 152
2033/34 | 101.75 | 34.75 | 154
2033/34 | 102.25 | 34.75 | 145
2033/34 | 102.75 | 34.75 | 122
2033/34 | 103.25 | 34.75 | 147
2033/34 | 103.75 | 34.75 | 145
2033/34 | 104.25 | 34.75 | 147
2033/34 | 104.75 | 34.75 | 160
2033/34 | 105.25 | 34.75 | 163
2033/34 | 105.75 | 34.75 | 144
2033/34 | 106.25 | 34.75 | 130
2033/34 | 106.75 | 34.75 | 157
2033/34 | 107.25 | 34.75 | 143
2033/34 | 107.75 | 34.75 | 122
2033/34 | 108.25 | 34.75 | 134
2033/34 | 108.75 | 34.75 | 155
2033/34 | 109.25 | 34.75 | 140
2033/34 | 109.75 | 34.75 | 143
2033/34 | 110.25 | 34.75 | 127
2033/34 | 110.75 | 34.75 | 116
2033/34 | 111.25 | 34.75 | 163
2033/34 | 111.75 | 34.75 | 121
2033/34 | 112.25 | 34.75 | 124
2033/34 | 112.75 | 34.75 | 119
2033/34 | 113.25 | 34.75 | 137
2033/34 | 113.75 | 34.75 | 130
2033/34 | 114.25 | 34.75 | 109
2033/34 | 114.75 | 34.75 | 125
2033/34 | 115.25 | 34.75 | 108
2033/34 | 115.75 | 34.75 | 113
2033/34 | 116.25 | 34.75 | 134
2033/34 | 116.75 | 34.75 | 120
2033/34 | 117.25 | 34.75 | 119
2033/34 | 117.75 | 34.75 | 110
2033/34 | 118.25 | 34.75 | 119
2033/34 | 118.75 | 34.75 | 137
2033/34 | 119.25 | 34.75 | 134
2033/34 | 119.75 | 34.75 | 100
2033/34 | 120.25 | 34.75 | 90
2033/34 | 120.75 | 34.75 | 117
2033/34 | 121.25 | 34.75 | 94
2033/34 | 121.75 | 34.75 | 97
2033/34 | 122.25 | 34.75 | 94
2033/34 | 122.75 | 34.75 | 118
2033/34 | 123.25 | 34.75 | 93
2033/34 | 123.75 | 34.75 | 78
2033/34 | 124.25 | 34.75 | 98
2033/34 | 124.75 | 34.75 | 98
2033/34 | 125.25 | 34.75 | 98
2033/34 | 125.75 | 34.75 | 101
2033/34 | 126.25 | 34.75 | 117
2033/34 | 126.75 | 34.75 | 92
2033/34 | 127.25 | 34.75 | 86
2033/34 | 127.75 | 34.75 | 90
2033/34 | 128.25 | 34.75 | 94
2033/34 | 128.75 | 34.75 | 105
2033/34 | 129.25 | 34.75 | 80
2033/34 | 129.75 | 34.75 | 88
2033/34 | 130.25 | 34.75 | 86
2033/34 | 130.75 | 34.75 | 85
2033/34 | 131.25 | 34.75 | 80
2033/34 | 131.75 | 34.75 | 80
2033/34 | 132.25 | 34.75 | 86
2033/34 | 132.75 | 34.75 | 87
2033/34 | 133.25 | 34.75 | 73
2033/34 | 133.75 | 34.75 | 90
2033/34 | 134.25 | 34.75 | 82
2033/34 | 134.75 | 34.75 | 68
2033/34 | 135.25 | 34.75 | 86
2033/34 | 135.75 | 34.75 | 86
2033/34 | 136.25 | 34.75 | 67
2033/34 | 136.75 | 34.75 | 76
2033/34 | 137.25 | 34.75 | 59
2033/34 | 137.75 | 34.75 | 84
2033/34 | 138.25 | 34.75 | 81
2033/34 | 138.75 | 34.75 | 80
2033/34 | 139.25 | 34.75 | 76
2033/34 | 139.75 | 34.75 | 58
2033/34 | 140.25 | 34.75 | 63
2033/34 | 140.75 | 34.75 | 70
2033/34 | 141.25 | 34.75 | 59
2033/34 | 141.75 | 34.75 | 67
2033/34 | 142.25 | 34.75 | 53
2033/34 | 142.75 | 34.75 | 61
2033/34 | 143.25 | 34.75 | 53
2033/34 | 143.75 | 34.75 | 70
2033/34 | 144.25 | 34.75 | 56
2033/34 | 144.75 | 34.75 | 50
2033/34 | 145.25 | 34.75 | 69
2033/34 | 145.75 | 34.75 | 64
2033/34 | 146.25 | 34.75 | 52
2033/34 | 146.75 | 34.75 | 43
2033/34 | 147.25 | 34.75 | 64
2033/34 | 147.75 | 34.75 | 54
2033/34 | 148.25 | 34.75 | 53
2033/34 | 148.75 | 34.75 | 45
2033/34 | 149.25 | 34.75 | 49
2033/34 | 149.75 | 34.75 | 54
2033/34 | 150.25 | 34.75 | 59
2033/34 | 150.75 | 34.75 | 40
2033/34 | 151.25 | 34.75 | 50
2033/34 | 151.75 | 34.75 | 44
2033/34 | 152.25 | 34.75 | 47
2033/34 | 152.75 | 34.75 | 50
2033/34 | 153.25 | 34.75 | 53
2033/34 | 153.75 | 34.75 | 42
2033/34 | 154.25 | 34.75 | 46
2033/34 | 154.75 | 34.75 | 41
2033/34 | 155.25 | 34.75 | 37
2033/34 | 155.75 | 34.75 | 44
2033/34 | 156.25 | 34.75 | 36
2033/34 | 156.75 | 34.75 | 37
2033/34 | 157.25 | 34.75 | 39
2033/34 | 157.75 | 34.75 | 37
2033/34 | 158.25 | 34.75 | 40
2033/34 | 158.75 | 34.75 | 32
2033/34 | 159.25 | 34.75 | 29
2033/34 | 159.75 | 34.75 | 32
2033/34 | 160.25 | 34.75 | 40
2033/34 | 160.75 | 34.75 | 26
2033/34 | 161.25 | 34.75 | 27
2033/34 | 161.75 | 34.75 | 37
2033/34 | 162.25 | 34.75 | 31
2033/34 | 162.75 | 34.75 | 36
2033/34 | 163.25 | 34.75 | 22
2033/34 | 163.75 | 34.75 | 27
2033/34 | 164.25 | 34.75 | 26
2033/34 | 164.75 | 34.75 | 17
2033/34 | 165.25 | 34.75 | 28
2033/34 | 165.75 | 34.75 | 34
2033/34 | 166.25 | 34.75 | 29
2033/34 | 166.75 | 34.75 | 27
2033/34 | 167.25 | 34.75 | 23
2033/34 | 167.75 | 34.75 | 28
2033/34 | 168.25 | 34.75 | 32
2033/34 | 168.75 | 34.75 | 21
2033/34 | 169.25 | 34.75 | 32
2033/34 | 169.75 | 34.75 | 25
2033/34 | 170.25 | 34.75 | 19
2033/34 | 170.75 | 34.75 | 24
2033/34 | 171.25 | 34.75 | 20
2033/34 | 171.75 | 34.75 | 29
2033/34 | 172.25 | 34.75 | 21
2033/34 | 172.75 | 34.75 | 20
2033/34 | 173.25 | 34.75 | 24
2033/34 | 173.75 | 34.75 | 20
2033/34 | 174.25 | 34.75 | 23
2033/34 | 174.75 | 34.75 | 13
2033/34 | 175.25 | 34.75 | 25
2033/34 | 175.75 | 34.75 | 14
2033/34 | 176.25 | 34.75 | 14
2033/34 | 176.75 | 34.75 | 16
2033/34 | 177.25 | 34.75 | 13
2033/34 | 177.75 | 34.75 | 24
2033/34 | 178.25 | 34.75 | 18
2033/34 | 178.75 | 34.75 | 13
2033/34 | 179.25 | 34.75 | 20
2033/34 | 179.75 | 34.75 | 16
2033/34 | 180.25 | 34.75 | 13
2033/34 | 180.75 | 34.75 | 11
2033/34 | 181.25 | 34.75 | 21
2033/34 | 181.75 | 34.75 | 11
2033/34 | 182.25 | 34.75 | 6
2033/34 | 182.75 | 34.75 | 16
2033/34 | 183.25 | 34.75 | 20
2033/34 | 183.75 | 34.75 | 9
2033/34 | 184.25 | 34.75 | 15
2033/34 | 184.75 | 34.75 | 7
2033/34 | 185.25 | 34.75 | 14
2033/34 | 185.75 | 34.75 | 15
2033/34 | 186.25 | 34.75 | 13
2033/34 | 186.75 | 34.75 | 10
2033/34 | 187.25 | 34.75 | 10
2033/34 | 187.75 | 34.75 | 13
2033/34 | 188.25 | 34.75 | 14
2033/34 | 188.75 | 34.75 | 9
2033/34 | 189.25 | 34.75 | 15
2033/34 | 189.75 | 34.75 | 6
2033/34 | 190.25 | 34.75 | 8
2033/34 | 190.75 | 34.75 | 4
2033/34 | 191.25 | 34.75 | 9
2033/34 | 191.75 | 34.75 | 8
2033/34 | 192.25 | 34.75 | 6
2033/34 | 192.75 | 34.75 | 6
2033/34 | 193.25 | 34.75 | 8
2033/34 | 193.75 | 34.75 | 5
2033/34 | 194.25 | 34.75 | 7
2033/34 | 194.75 | 34.75 | 7
2033/34 | 195.25 | 34.75 | 8
2033/34 | 195.75 | 34.75 | 11
2033/34 | 196.25 | 34.75 | 10
2033/34 | 196.75 | 34.75 | 3
2033/34 | 197.25 | 34.75 | 3
2033/34 | 197.75 | 34.75 | 5
2033/34 | 198.25 | 34.75 | 2
2033/34 | 198.75 | 34.75 | 8
2033/34 | 199.25 | 34.75 | 5
2033/34 | 199.75 | 34.75 | 10
2033/34 | 200.25 | 34.75 | 6
2033/34 | 200.75 | 34.75 | 4
2033/34 | 201.25 | 34.75 | 4
2033/34 | 201.75 | 34.75 | 11
2033/34 | 202.25 | 34.75 | 4
2033/34 | 202.75 | 34.75 | 2
2033/34 | 203.25 | 34.75 | 5
2033/34 | 203.75 | 34.75 | 3
2033/34 | 204.25 | 34.75 | 4
2033/34 | 204.75 | 34.75 | 3
2033/34 | 205.75 | 34.75 | 2
2033/34 | 206.25 | 34.75 | 4
2033/34 | 206.75 | 34.75 | 3
2033/34 | 207.25 | 34.75 | 4
2033/34 | 207.75 | 34.75 | 3
2033/34 | 208.75 | 34.75 | 5
2033/34 | 209.25 | 34.75 | 1
2033/34 | 209.75 | 34.75 | 1
2033/34 | 210.25 | 34.75 | 3
2033/34 | 210.75 | 34.75 | 5
2033/34 | 211.25 | 34.75 | 3
2033/34 | 211.75 | 34.75 | 1
2033/34 | 212.25 | 34.75 | 7
2033/34 | 212.75 | 34.75 | 1
2033/34 | 213.75 | 34.75 | 4
2033/34 | 214.25 | 34.75 | 6
2033/34 | 214.75 | 34.75 | 4
2033/34 | 215.25 | 34.75 | 2
2033/34 | 215.75 | 34.75 | 1
2033/34 | 216.25 | 34.75 | 2
2033/34 | 216.75 | 34.75 | 3
2033/34 | 217.25 | 34.75 | 6
2033/34 | 217.75 | 34.75 | 3
2033/34 | 218.25 | 34.75 | 1
2033/34 | 218.75 | 34.75 | 1
2033/34 | 219.75 | 34.75 | 1
2033/34 | 220.25 | 34.75 | 4
2033/34 | 220.75 | 34.75 | 2
2033/34 | 221.75 | 34.75 | 1
2033/34 | 222.25 | 34.75 | 2
2033/34 | 222.75 | 34.75 | 1
2033/34 | 223.25 | 34.75 | 1
2033/34 | 224.25 | 34.75 | 2
2033/34 | 224.75 | 34.75 | 1
2033/34 | 225.25 | 34.75 | 1
2033/34 | 225.75 | 34.75 | 2
2033/34 | 227.75 | 34.75 | 1
2033/34 | 228.25 | 34.75 | 1
2033/34 | 229.25 | 34.75 | 2
2033/34 | 229.75 | 34.75 | 1
2033/34 | 230.75 | 34.75 | 2
2033/34 | 231.25 | 34.75 | 1
2033/34 | 233.75 | 34.75 | 1
2033/34 | 234.25 | 34.75 | 4
2033/34 | 235.25 | 34.75 | 2
2033/34 | 235.75 | 34.75 | 1
2033/34 | 236.75 | 34.75 | 1
2033/34 | 240.75 | 34.75 | 1
2033/34 | 243.25 | 34.75 | 2
2033/34 | 244.75 | 34.75 | 1
2033/34 | 247.75 | 34.75 | 1
2033/34 | 248.25 | 34.75 | 1
2033/34 | 253.75 | 34.75 | 1
2033/34 | 261.75 | 34.75 | 1
2033/34 | 41.25 | 35.25 | 3
2033/34 | 42.25 | 35.25 | 1
2033/34 | 42.75 | 35.25 | 1
2033/34 | 43.25 | 35.25 | 1
2033/34 | 45.25 | 35.25 | 1
2033/34 | 46.75 | 35.25 | 1
2033/34 | 47.25 | 35.25 | 2
2033/34 | 48.25 | 35.25 | 3
2033/34 | 48.75 | 35.25 | 1
2033/34 | 49.25 | 35.25 | 2
2033/34 | 49.75 | 35.25 | 1
2033/34 | 50.25 | 35.25 | 1
2033/34 | 50.75 | 35.25 | 2
2033/34 | 51.25 | 35.25 | 3
2033/34 | 51.75 | 35.25 | 1
2033/34 | 52.25 | 35.25 | 1
2033/34 | 52.75 | 35.25 | 4
2033/34 | 53.25 | 35.25 | 3
2033/34 | 53.75 | 35.25 | 3
2033/34 | 54.25 | 35.25 | 7
2033/34 | 54.75 | 35.25 | 5
2033/34 | 55.25 | 35.25 | 5
2033/34 | 55.75 | 35.25 | 6
2033/34 | 56.25 | 35.25 | 4
2033/34 | 56.75 | 35.25 | 6
2033/34 | 57.25 | 35.25 | 6
2033/34 | 57.75 | 35.25 | 7
2033/34 | 58.25 | 35.25 | 7
2033/34 | 58.75 | 35.25 | 17
2033/34 | 59.25 | 35.25 | 13
2033/34 | 59.75 | 35.25 | 13
2033/34 | 60.25 | 35.25 | 18
2033/34 | 60.75 | 35.25 | 23
2033/34 | 61.25 | 35.25 | 17
2033/34 | 61.75 | 35.25 | 16
2033/34 | 62.25 | 35.25 | 23
2033/34 | 62.75 | 35.25 | 29
2033/34 | 63.25 | 35.25 | 30
2033/34 | 63.75 | 35.25 | 26
2033/34 | 64.25 | 35.25 | 42
2033/34 | 64.75 | 35.25 | 38
2033/34 | 65.25 | 35.25 | 41
2033/34 | 65.75 | 35.25 | 38
2033/34 | 66.25 | 35.25 | 52
2033/34 | 66.75 | 35.25 | 40
2033/34 | 67.25 | 35.25 | 55
2033/34 | 67.75 | 35.25 | 59
2033/34 | 68.25 | 35.25 | 60
2033/34 | 68.75 | 35.25 | 80
2033/34 | 69.25 | 35.25 | 66
2033/34 | 69.75 | 35.25 | 54
2033/34 | 70.25 | 35.25 | 77
2033/34 | 70.75 | 35.25 | 84
2033/34 | 71.25 | 35.25 | 86
2033/34 | 71.75 | 35.25 | 81
2033/34 | 72.25 | 35.25 | 106
2033/34 | 72.75 | 35.25 | 89
2033/34 | 73.25 | 35.25 | 73
2033/34 | 73.75 | 35.25 | 76
2033/34 | 74.25 | 35.25 | 93
2033/34 | 74.75 | 35.25 | 104
2033/34 | 75.25 | 35.25 | 95
2033/34 | 75.75 | 35.25 | 96
2033/34 | 76.25 | 35.25 | 122
2033/34 | 76.75 | 35.25 | 105
2033/34 | 77.25 | 35.25 | 112
2033/34 | 77.75 | 35.25 | 133
2033/34 | 78.25 | 35.25 | 117
2033/34 | 78.75 | 35.25 | 131
2033/34 | 79.25 | 35.25 | 131
2033/34 | 79.75 | 35.25 | 130
2033/34 | 80.25 | 35.25 | 136
2033/34 | 80.75 | 35.25 | 147
2033/34 | 81.25 | 35.25 | 101
2033/34 | 81.75 | 35.25 | 135
2033/34 | 82.25 | 35.25 | 150
2033/34 | 82.75 | 35.25 | 134
2033/34 | 83.25 | 35.25 | 146
2033/34 | 83.75 | 35.25 | 148
2033/34 | 84.25 | 35.25 | 150
2033/34 | 84.75 | 35.25 | 136
2033/34 | 85.25 | 35.25 | 172
2033/34 | 85.75 | 35.25 | 164
2033/34 | 86.25 | 35.25 | 144
2033/34 | 86.75 | 35.25 | 171
2033/34 | 87.25 | 35.25 | 185
2033/34 | 87.75 | 35.25 | 156
2033/34 | 88.25 | 35.25 | 157
2033/34 | 88.75 | 35.25 | 156
2033/34 | 89.25 | 35.25 | 191
2033/34 | 89.75 | 35.25 | 162
2033/34 | 90.25 | 35.25 | 164
2033/34 | 90.75 | 35.25 | 175
2033/34 | 91.25 | 35.25 | 180
2033/34 | 91.75 | 35.25 | 188
2033/34 | 92.25 | 35.25 | 169
2033/34 | 92.75 | 35.25 | 174
2033/34 | 93.25 | 35.25 | 154
2033/34 | 93.75 | 35.25 | 154
2033/34 | 94.25 | 35.25 | 173
2033/34 | 94.75 | 35.25 | 151
2033/34 | 95.25 | 35.25 | 151
2033/34 | 95.75 | 35.25 | 142
2033/34 | 96.25 | 35.25 | 171
2033/34 | 96.75 | 35.25 | 149
2033/34 | 97.25 | 35.25 | 157
2033/34 | 97.75 | 35.25 | 169
2033/34 | 98.25 | 35.25 | 182
2033/34 | 98.75 | 35.25 | 167
2033/34 | 99.25 | 35.25 | 170
2033/34 | 99.75 | 35.25 | 154
2033/34 | 100.25 | 35.25 | 198
2033/34 | 100.75 | 35.25 | 152
2033/34 | 101.25 | 35.25 | 161
2033/34 | 101.75 | 35.25 | 151
2033/34 | 102.25 | 35.25 | 151
2033/34 | 102.75 | 35.25 | 169
2033/34 | 103.25 | 35.25 | 157
2033/34 | 103.75 | 35.25 | 159
2033/34 | 104.25 | 35.25 | 141
2033/34 | 104.75 | 35.25 | 143
2033/34 | 105.25 | 35.25 | 155
2033/34 | 105.75 | 35.25 | 151
2033/34 | 106.25 | 35.25 | 160
2033/34 | 106.75 | 35.25 | 139
2033/34 | 107.25 | 35.25 | 152
2033/34 | 107.75 | 35.25 | 166
2033/34 | 108.25 | 35.25 | 169
2033/34 | 108.75 | 35.25 | 146
2033/34 | 109.25 | 35.25 | 154
2033/34 | 109.75 | 35.25 | 129
2033/34 | 110.25 | 35.25 | 152
2033/34 | 110.75 | 35.25 | 135
2033/34 | 111.25 | 35.25 | 143
2033/34 | 111.75 | 35.25 | 154
2033/34 | 112.25 | 35.25 | 136
2033/34 | 112.75 | 35.25 | 148
2033/34 | 113.25 | 35.25 | 150
2033/34 | 113.75 | 35.25 | 116
2033/34 | 114.25 | 35.25 | 123
2033/34 | 114.75 | 35.25 | 138
2033/34 | 115.25 | 35.25 | 135
2033/34 | 115.75 | 35.25 | 126
2033/34 | 116.25 | 35.25 | 131
2033/34 | 116.75 | 35.25 | 120
2033/34 | 117.25 | 35.25 | 111
2033/34 | 117.75 | 35.25 | 116
2033/34 | 118.25 | 35.25 | 145
2033/34 | 118.75 | 35.25 | 115
2033/34 | 119.25 | 35.25 | 135
2033/34 | 119.75 | 35.25 | 123
2033/34 | 120.25 | 35.25 | 124
2033/34 | 120.75 | 35.25 | 120
2033/34 | 121.25 | 35.25 | 119
2033/34 | 121.75 | 35.25 | 122
2033/34 | 122.25 | 35.25 | 104
2033/34 | 122.75 | 35.25 | 107
2033/34 | 123.25 | 35.25 | 101
2033/34 | 123.75 | 35.25 | 116
2033/34 | 124.25 | 35.25 | 106
2033/34 | 124.75 | 35.25 | 103
2033/34 | 125.25 | 35.25 | 122
2033/34 | 125.75 | 35.25 | 103
2033/34 | 126.25 | 35.25 | 83
2033/34 | 126.75 | 35.25 | 100
2033/34 | 127.25 | 35.25 | 91
2033/34 | 127.75 | 35.25 | 85
2033/34 | 128.25 | 35.25 | 91
2033/34 | 128.75 | 35.25 | 103
2033/34 | 129.25 | 35.25 | 85
2033/34 | 129.75 | 35.25 | 90
2033/34 | 130.25 | 35.25 | 89
2033/34 | 130.75 | 35.25 | 94
2033/34 | 131.25 | 35.25 | 89
2033/34 | 131.75 | 35.25 | 75
2033/34 | 132.25 | 35.25 | 81
2033/34 | 132.75 | 35.25 | 94
2033/34 | 133.25 | 35.25 | 72
2033/34 | 133.75 | 35.25 | 82
2033/34 | 134.25 | 35.25 | 90
2033/34 | 134.75 | 35.25 | 83
2033/34 | 135.25 | 35.25 | 88
2033/34 | 135.75 | 35.25 | 76
2033/34 | 136.25 | 35.25 | 83
2033/34 | 136.75 | 35.25 | 88
2033/34 | 137.25 | 35.25 | 75
2033/34 | 137.75 | 35.25 | 71
2033/34 | 138.25 | 35.25 | 68
2033/34 | 138.75 | 35.25 | 62
2033/34 | 139.25 | 35.25 | 51
2033/34 | 139.75 | 35.25 | 70
2033/34 | 140.25 | 35.25 | 57
2033/34 | 140.75 | 35.25 | 70
2033/34 | 141.25 | 35.25 | 61
2033/34 | 141.75 | 35.25 | 77
2033/34 | 142.25 | 35.25 | 65
2033/34 | 142.75 | 35.25 | 67
2033/34 | 143.25 | 35.25 | 61
2033/34 | 143.75 | 35.25 | 54
2033/34 | 144.25 | 35.25 | 61
2033/34 | 144.75 | 35.25 | 67
2033/34 | 145.25 | 35.25 | 62
2033/34 | 145.75 | 35.25 | 46
2033/34 | 146.25 | 35.25 | 53
2033/34 | 146.75 | 35.25 | 65
2033/34 | 147.25 | 35.25 | 51
2033/34 | 147.75 | 35.25 | 66
2033/34 | 148.25 | 35.25 | 67
2033/34 | 148.75 | 35.25 | 52
2033/34 | 149.25 | 35.25 | 60
2033/34 | 149.75 | 35.25 | 69
2033/34 | 150.25 | 35.25 | 52
2033/34 | 150.75 | 35.25 | 44
2033/34 | 151.25 | 35.25 | 42
2033/34 | 151.75 | 35.25 | 53
2033/34 | 152.25 | 35.25 | 47
2033/34 | 152.75 | 35.25 | 59
2033/34 | 153.25 | 35.25 | 40
2033/34 | 153.75 | 35.25 | 41
2033/34 | 154.25 | 35.25 | 40
2033/34 | 154.75 | 35.25 | 39
2033/34 | 155.25 | 35.25 | 46
2033/34 | 155.75 | 35.25 | 43
2033/34 | 156.25 | 35.25 | 40
2033/34 | 156.75 | 35.25 | 37
2033/34 | 157.25 | 35.25 | 50
2033/34 | 157.75 | 35.25 | 45
2033/34 | 158.25 | 35.25 | 30
2033/34 | 158.75 | 35.25 | 44
2033/34 | 159.25 | 35.25 | 48
2033/34 | 159.75 | 35.25 | 45
2033/34 | 160.25 | 35.25 | 36
2033/34 | 160.75 | 35.25 | 35
2033/34 | 161.25 | 35.25 | 31
2033/34 | 161.75 | 35.25 | 37
2033/34 | 162.25 | 35.25 | 36
2033/34 | 162.75 | 35.25 | 30
2033/34 | 163.25 | 35.25 | 38
2033/34 | 163.75 | 35.25 | 34
2033/34 | 164.25 | 35.25 | 33
2033/34 | 164.75 | 35.25 | 24
2033/34 | 165.25 | 35.25 | 33
2033/34 | 165.75 | 35.25 | 23
2033/34 | 166.25 | 35.25 | 38
2033/34 | 166.75 | 35.25 | 30
2033/34 | 167.25 | 35.25 | 28
2033/34 | 167.75 | 35.25 | 28
2033/34 | 168.25 | 35.25 | 25
2033/34 | 168.75 | 35.25 | 28
2033/34 | 169.25 | 35.25 | 27
2033/34 | 169.75 | 35.25 | 23
2033/34 | 170.25 | 35.25 | 29
2033/34 | 170.75 | 35.25 | 29
2033/34 | 171.25 | 35.25 | 15
2033/34 | 171.75 | 35.25 | 29
2033/34 | 172.25 | 35.25 | 27
2033/34 | 172.75 | 35.25 | 17
2033/34 | 173.25 | 35.25 | 20
2033/34 | 173.75 | 35.25 | 26
2033/34 | 174.25 | 35.25 | 27
2033/34 | 174.75 | 35.25 | 21
2033/34 | 175.25 | 35.25 | 20
2033/34 | 175.75 | 35.25 | 9
2033/34 | 176.25 | 35.25 | 19
2033/34 | 176.75 | 35.25 | 26
2033/34 | 177.25 | 35.25 | 24
2033/34 | 177.75 | 35.25 | 13
2033/34 | 178.25 | 35.25 | 24
2033/34 | 178.75 | 35.25 | 14
2033/34 | 179.25 | 35.25 | 12
2033/34 | 179.75 | 35.25 | 16
2033/34 | 180.25 | 35.25 | 12
2033/34 | 180.75 | 35.25 | 12
2033/34 | 181.25 | 35.25 | 19
2033/34 | 181.75 | 35.25 | 12
2033/34 | 182.25 | 35.25 | 14
2033/34 | 182.75 | 35.25 | 17
2033/34 | 183.25 | 35.25 | 14
2033/34 | 183.75 | 35.25 | 11
2033/34 | 184.25 | 35.25 | 9
2033/34 | 184.75 | 35.25 | 17
2033/34 | 185.25 | 35.25 | 20
2033/34 | 185.75 | 35.25 | 14
2033/34 | 186.25 | 35.25 | 18
2033/34 | 186.75 | 35.25 | 13
2033/34 | 187.25 | 35.25 | 11
2033/34 | 187.75 | 35.25 | 14
2033/34 | 188.25 | 35.25 | 12
2033/34 | 188.75 | 35.25 | 14
2033/34 | 189.25 | 35.25 | 6
2033/34 | 189.75 | 35.25 | 14
2033/34 | 190.25 | 35.25 | 11
2033/34 | 190.75 | 35.25 | 4
2033/34 | 191.25 | 35.25 | 7
2033/34 | 191.75 | 35.25 | 9
2033/34 | 192.25 | 35.25 | 11
2033/34 | 192.75 | 35.25 | 9
2033/34 | 193.25 | 35.25 | 12
2033/34 | 193.75 | 35.25 | 12
2033/34 | 194.25 | 35.25 | 7
2033/34 | 194.75 | 35.25 | 13
2033/34 | 195.25 | 35.25 | 10
2033/34 | 195.75 | 35.25 | 3
2033/34 | 196.25 | 35.25 | 7
2033/34 | 196.75 | 35.25 | 8
2033/34 | 197.25 | 35.25 | 9
2033/34 | 197.75 | 35.25 | 2
2033/34 | 198.25 | 35.25 | 7
2033/34 | 198.75 | 35.25 | 4
2033/34 | 199.25 | 35.25 | 7
2033/34 | 199.75 | 35.25 | 4
2033/34 | 200.25 | 35.25 | 5
2033/34 | 200.75 | 35.25 | 4
2033/34 | 201.25 | 35.25 | 10
2033/34 | 201.75 | 35.25 | 5
2033/34 | 202.25 | 35.25 | 3
2033/34 | 202.75 | 35.25 | 9
2033/34 | 203.25 | 35.25 | 5
2033/34 | 203.75 | 35.25 | 3
2033/34 | 204.25 | 35.25 | 9
2033/34 | 204.75 | 35.25 | 4
2033/34 | 205.25 | 35.25 | 7
2033/34 | 205.75 | 35.25 | 5
2033/34 | 206.25 | 35.25 | 4
2033/34 | 206.75 | 35.25 | 4
2033/34 | 207.25 | 35.25 | 1
2033/34 | 207.75 | 35.25 | 3
2033/34 | 208.25 | 35.25 | 3
2033/34 | 208.75 | 35.25 | 5
2033/34 | 209.25 | 35.25 | 7
2033/34 | 209.75 | 35.25 | 1
2033/34 | 210.25 | 35.25 | 5
2033/34 | 210.75 | 35.25 | 4
2033/34 | 211.25 | 35.25 | 7
2033/34 | 211.75 | 35.25 | 1
2033/34 | 212.25 | 35.25 | 4
2033/34 | 212.75 | 35.25 | 9
2033/34 | 213.25 | 35.25 | 6
2033/34 | 213.75 | 35.25 | 2
2033/34 | 214.25 | 35.25 | 1
2033/34 | 214.75 | 35.25 | 4
2033/34 | 215.25 | 35.25 | 4
2033/34 | 215.75 | 35.25 | 6
2033/34 | 216.75 | 35.25 | 5
2033/34 | 217.25 | 35.25 | 1
2033/34 | 218.25 | 35.25 | 1
2033/34 | 218.75 | 35.25 | 3
2033/34 | 219.25 | 35.25 | 2
2033/34 | 219.75 | 35.25 | 2
2033/34 | 220.75 | 35.25 | 1
2033/34 | 221.25 | 35.25 | 1
2033/34 | 222.25 | 35.25 | 3
2033/34 | 222.75 | 35.25 | 1
2033/34 | 223.75 | 35.25 | 2
2033/34 | 224.25 | 35.25 | 1
2033/34 | 224.75 | 35.25 | 1
2033/34 | 225.25 | 35.25 | 2
2033/34 | 225.75 | 35.25 | 2
2033/34 | 226.25 | 35.25 | 1
2033/34 | 226.75 | 35.25 | 2
2033/34 | 227.25 | 35.25 | 1
2033/34 | 227.75 | 35.25 | 3
2033/34 | 228.75 | 35.25 | 1
2033/34 | 229.25 | 35.25 | 1
2033/34 | 230.75 | 35.25 | 2
2033/34 | 231.25 | 35.25 | 1
2033/34 | 231.75 | 35.25 | 1
2033/34 | 232.75 | 35.25 | 1
2033/34 | 233.25 | 35.25 | 1
2033/34 | 233.75 | 35.25 | 1
2033/34 | 237.75 | 35.25 | 2
2033/34 | 238.25 | 35.25 | 1
2033/34 | 238.75 | 35.25 | 1
2033/34 | 240.75 | 35.25 | 1
2033/34 | 241.75 | 35.25 | 1
2033/34 | 242.75 | 35.25 | 1
2033/34 | 244.25 | 35.25 | 1
2033/34 | 244.75 | 35.25 | 1
2033/34 | 246.75 | 35.25 | 1
2033/34 | 247.75 | 35.25 | 1
2033/34 | 251.25 | 35.25 | 1
2033/34 | 252.25 | 35.25 | 1
2033/34 | 263.75 | 35.25 | 1
2033/34 | 273.25 | 35.25 | 1
2033/34 | 274.75 | 35.25 | 1
2033/34 | 40.75 | 35.75 | 1
2033/34 | 42.75 | 35.75 | 1
2033/34 | 43.75 | 35.75 | 1
2033/34 | 45.25 | 35.75 | 1
2033/34 | 46.25 | 35.75 | 1
2033/34 | 47.25 | 35.75 | 2
2033/34 | 47.75 | 35.75 | 1
2033/34 | 48.25 | 35.75 | 2
2033/34 | 48.75 | 35.75 | 2
2033/34 | 50.25 | 35.75 | 1
2033/34 | 50.75 | 35.75 | 1
2033/34 | 51.25 | 35.75 | 2
2033/34 | 51.75 | 35.75 | 3
2033/34 | 52.25 | 35.75 | 2
2033/34 | 52.75 | 35.75 | 2
2033/34 | 53.25 | 35.75 | 1
2033/34 | 53.75 | 35.75 | 5
2033/34 | 54.25 | 35.75 | 3
2033/34 | 54.75 | 35.75 | 4
2033/34 | 55.25 | 35.75 | 4
2033/34 | 55.75 | 35.75 | 9
2033/34 | 56.25 | 35.75 | 6
2033/34 | 56.75 | 35.75 | 3
2033/34 | 57.25 | 35.75 | 8
2033/34 | 57.75 | 35.75 | 8
2033/34 | 58.25 | 35.75 | 5
2033/34 | 58.75 | 35.75 | 15
2033/34 | 59.25 | 35.75 | 14
2033/34 | 59.75 | 35.75 | 11
2033/34 | 60.25 | 35.75 | 15
2033/34 | 60.75 | 35.75 | 13
2033/34 | 61.25 | 35.75 | 8
2033/34 | 61.75 | 35.75 | 24
2033/34 | 62.25 | 35.75 | 23
2033/34 | 62.75 | 35.75 | 28
2033/34 | 63.25 | 35.75 | 38
2033/34 | 63.75 | 35.75 | 35
2033/34 | 64.25 | 35.75 | 33
2033/34 | 64.75 | 35.75 | 28
2033/34 | 65.25 | 35.75 | 49
2033/34 | 65.75 | 35.75 | 39
2033/34 | 66.25 | 35.75 | 41
2033/34 | 66.75 | 35.75 | 38
2033/34 | 67.25 | 35.75 | 44
2033/34 | 67.75 | 35.75 | 50
2033/34 | 68.25 | 35.75 | 52
2033/34 | 68.75 | 35.75 | 46
2033/34 | 69.25 | 35.75 | 64
2033/34 | 69.75 | 35.75 | 56
2033/34 | 70.25 | 35.75 | 65
2033/34 | 70.75 | 35.75 | 58
2033/34 | 71.25 | 35.75 | 61
2033/34 | 71.75 | 35.75 | 76
2033/34 | 72.25 | 35.75 | 84
2033/34 | 72.75 | 35.75 | 86
2033/34 | 73.25 | 35.75 | 86
2033/34 | 73.75 | 35.75 | 102
2033/34 | 74.25 | 35.75 | 93
2033/34 | 74.75 | 35.75 | 99
2033/34 | 75.25 | 35.75 | 104
2033/34 | 75.75 | 35.75 | 90
2033/34 | 76.25 | 35.75 | 111
2033/34 | 76.75 | 35.75 | 105
2033/34 | 77.25 | 35.75 | 117
2033/34 | 77.75 | 35.75 | 119
2033/34 | 78.25 | 35.75 | 137
2033/34 | 78.75 | 35.75 | 132
2033/34 | 79.25 | 35.75 | 145
2033/34 | 79.75 | 35.75 | 112
2033/34 | 80.25 | 35.75 | 120
2033/34 | 80.75 | 35.75 | 119
2033/34 | 81.25 | 35.75 | 115
2033/34 | 81.75 | 35.75 | 143
2033/34 | 82.25 | 35.75 | 136
2033/34 | 82.75 | 35.75 | 155
2033/34 | 83.25 | 35.75 | 151
2033/34 | 83.75 | 35.75 | 145
2033/34 | 84.25 | 35.75 | 145
2033/34 | 84.75 | 35.75 | 170
2033/34 | 85.25 | 35.75 | 152
2033/34 | 85.75 | 35.75 | 131
2033/34 | 86.25 | 35.75 | 155
2033/34 | 86.75 | 35.75 | 140
2033/34 | 87.25 | 35.75 | 158
2033/34 | 87.75 | 35.75 | 157
2033/34 | 88.25 | 35.75 | 183
2033/34 | 88.75 | 35.75 | 174
2033/34 | 89.25 | 35.75 | 157
2033/34 | 89.75 | 35.75 | 166
2033/34 | 90.25 | 35.75 | 191
2033/34 | 90.75 | 35.75 | 166
2033/34 | 91.25 | 35.75 | 150
2033/34 | 91.75 | 35.75 | 153
2033/34 | 92.25 | 35.75 | 167
2033/34 | 92.75 | 35.75 | 173
2033/34 | 93.25 | 35.75 | 148
2033/34 | 93.75 | 35.75 | 170
2033/34 | 94.25 | 35.75 | 185
2033/34 | 94.75 | 35.75 | 174
2033/34 | 95.25 | 35.75 | 158
2033/34 | 95.75 | 35.75 | 169
2033/34 | 96.25 | 35.75 | 179
2033/34 | 96.75 | 35.75 | 164
2033/34 | 97.25 | 35.75 | 174
2033/34 | 97.75 | 35.75 | 194
2033/34 | 98.25 | 35.75 | 144
2033/34 | 98.75 | 35.75 | 159
2033/34 | 99.25 | 35.75 | 137
2033/34 | 99.75 | 35.75 | 183
2033/34 | 100.25 | 35.75 | 151
2033/34 | 100.75 | 35.75 | 177
2033/34 | 101.25 | 35.75 | 173
2033/34 | 101.75 | 35.75 | 169
2033/34 | 102.25 | 35.75 | 158
2033/34 | 102.75 | 35.75 | 173
2033/34 | 103.25 | 35.75 | 168
2033/34 | 103.75 | 35.75 | 176
2033/34 | 104.25 | 35.75 | 185
2033/34 | 104.75 | 35.75 | 158
2033/34 | 105.25 | 35.75 | 177
2033/34 | 105.75 | 35.75 | 141
2033/34 | 106.25 | 35.75 | 153
2033/34 | 106.75 | 35.75 | 157
2033/34 | 107.25 | 35.75 | 177
2033/34 | 107.75 | 35.75 | 160
2033/34 | 108.25 | 35.75 | 144
2033/34 | 108.75 | 35.75 | 135
2033/34 | 109.25 | 35.75 | 161
2033/34 | 109.75 | 35.75 | 147
2033/34 | 110.25 | 35.75 | 138
2033/34 | 110.75 | 35.75 | 147
2033/34 | 111.25 | 35.75 | 154
2033/34 | 111.75 | 35.75 | 154
2033/34 | 112.25 | 35.75 | 169
2033/34 | 112.75 | 35.75 | 128
2033/34 | 113.25 | 35.75 | 135
2033/34 | 113.75 | 35.75 | 144
2033/34 | 114.25 | 35.75 | 124
2033/34 | 114.75 | 35.75 | 125
2033/34 | 115.25 | 35.75 | 132
2033/34 | 115.75 | 35.75 | 134
2033/34 | 116.25 | 35.75 | 138
2033/34 | 116.75 | 35.75 | 118
2033/34 | 117.25 | 35.75 | 136
2033/34 | 117.75 | 35.75 | 120
2033/34 | 118.25 | 35.75 | 123
2033/34 | 118.75 | 35.75 | 149
2033/34 | 119.25 | 35.75 | 118
2033/34 | 119.75 | 35.75 | 121
2033/34 | 120.25 | 35.75 | 135
2033/34 | 120.75 | 35.75 | 119
2033/34 | 121.25 | 35.75 | 122
2033/34 | 121.75 | 35.75 | 135
2033/34 | 122.25 | 35.75 | 135
2033/34 | 122.75 | 35.75 | 106
2033/34 | 123.25 | 35.75 | 107
2033/34 | 123.75 | 35.75 | 112
2033/34 | 124.25 | 35.75 | 100
2033/34 | 124.75 | 35.75 | 103
2033/34 | 125.25 | 35.75 | 102
2033/34 | 125.75 | 35.75 | 90
2033/34 | 126.25 | 35.75 | 94
2033/34 | 126.75 | 35.75 | 104
2033/34 | 127.25 | 35.75 | 99
2033/34 | 127.75 | 35.75 | 115
2033/34 | 128.25 | 35.75 | 84
2033/34 | 128.75 | 35.75 | 100
2033/34 | 129.25 | 35.75 | 85
2033/34 | 129.75 | 35.75 | 101
2033/34 | 130.25 | 35.75 | 100
2033/34 | 130.75 | 35.75 | 87
2033/34 | 131.25 | 35.75 | 67
2033/34 | 131.75 | 35.75 | 92
2033/34 | 132.25 | 35.75 | 98
2033/34 | 132.75 | 35.75 | 95
2033/34 | 133.25 | 35.75 | 85
2033/34 | 133.75 | 35.75 | 91
2033/34 | 134.25 | 35.75 | 92
2033/34 | 134.75 | 35.75 | 71
2033/34 | 135.25 | 35.75 | 92
2033/34 | 135.75 | 35.75 | 71
2033/34 | 136.25 | 35.75 | 82
2033/34 | 136.75 | 35.75 | 77
2033/34 | 137.25 | 35.75 | 68
2033/34 | 137.75 | 35.75 | 75
2033/34 | 138.25 | 35.75 | 80
2033/34 | 138.75 | 35.75 | 72
2033/34 | 139.25 | 35.75 | 82
2033/34 | 139.75 | 35.75 | 71
2033/34 | 140.25 | 35.75 | 78
2033/34 | 140.75 | 35.75 | 67
2033/34 | 141.25 | 35.75 | 80
2033/34 | 141.75 | 35.75 | 64
2033/34 | 142.25 | 35.75 | 68
2033/34 | 142.75 | 35.75 | 58
2033/34 | 143.25 | 35.75 | 62
2033/34 | 143.75 | 35.75 | 56
2033/34 | 144.25 | 35.75 | 52
2033/34 | 144.75 | 35.75 | 73
2033/34 | 145.25 | 35.75 | 65
2033/34 | 145.75 | 35.75 | 67
2033/34 | 146.25 | 35.75 | 59
2033/34 | 146.75 | 35.75 | 56
2033/34 | 147.25 | 35.75 | 64
2033/34 | 147.75 | 35.75 | 53
2033/34 | 148.25 | 35.75 | 51
2033/34 | 148.75 | 35.75 | 52
2033/34 | 149.25 | 35.75 | 55
2033/34 | 149.75 | 35.75 | 55
2033/34 | 150.25 | 35.75 | 53
2033/34 | 150.75 | 35.75 | 61
2033/34 | 151.25 | 35.75 | 45
2033/34 | 151.75 | 35.75 | 57
2033/34 | 152.25 | 35.75 | 40
2033/34 | 152.75 | 35.75 | 45
2033/34 | 153.25 | 35.75 | 48
2033/34 | 153.75 | 35.75 | 54
2033/34 | 154.25 | 35.75 | 43
2033/34 | 154.75 | 35.75 | 44
2033/34 | 155.25 | 35.75 | 38
2033/34 | 155.75 | 35.75 | 50
2033/34 | 156.25 | 35.75 | 49
2033/34 | 156.75 | 35.75 | 42
2033/34 | 157.25 | 35.75 | 40
2033/34 | 157.75 | 35.75 | 35
2033/34 | 158.25 | 35.75 | 43
2033/34 | 158.75 | 35.75 | 38
2033/34 | 159.25 | 35.75 | 42
2033/34 | 159.75 | 35.75 | 37
2033/34 | 160.25 | 35.75 | 27
2033/34 | 160.75 | 35.75 | 41
2033/34 | 161.25 | 35.75 | 37
2033/34 | 161.75 | 35.75 | 36
2033/34 | 162.25 | 35.75 | 25
2033/34 | 162.75 | 35.75 | 39
2033/34 | 163.25 | 35.75 | 35
2033/34 | 163.75 | 35.75 | 33
2033/34 | 164.25 | 35.75 | 21
2033/34 | 164.75 | 35.75 | 40
2033/34 | 165.25 | 35.75 | 29
2033/34 | 165.75 | 35.75 | 30
2033/34 | 166.25 | 35.75 | 33
2033/34 | 166.75 | 35.75 | 24
2033/34 | 167.25 | 35.75 | 30
2033/34 | 167.75 | 35.75 | 25
2033/34 | 168.25 | 35.75 | 23
2033/34 | 168.75 | 35.75 | 28
2033/34 | 169.25 | 35.75 | 24
2033/34 | 169.75 | 35.75 | 22
2033/34 | 170.25 | 35.75 | 33
2033/34 | 170.75 | 35.75 | 24
2033/34 | 171.25 | 35.75 | 23
2033/34 | 171.75 | 35.75 | 27
2033/34 | 172.25 | 35.75 | 26
2033/34 | 172.75 | 35.75 | 29
2033/34 | 173.25 | 35.75 | 20
2033/34 | 173.75 | 35.75 | 25
2033/34 | 174.25 | 35.75 | 19
2033/34 | 174.75 | 35.75 | 21
2033/34 | 175.25 | 35.75 | 21
2033/34 | 175.75 | 35.75 | 16
2033/34 | 176.25 | 35.75 | 21
2033/34 | 176.75 | 35.75 | 15
2033/34 | 177.25 | 35.75 | 18
2033/34 | 177.75 | 35.75 | 16
2033/34 | 178.25 | 35.75 | 17
2033/34 | 178.75 | 35.75 | 15
2033/34 | 179.25 | 35.75 | 21
2033/34 | 179.75 | 35.75 | 16
2033/34 | 180.25 | 35.75 | 15
2033/34 | 180.75 | 35.75 | 15
2033/34 | 181.25 | 35.75 | 17
2033/34 | 181.75 | 35.75 | 13
2033/34 | 182.25 | 35.75 | 17
2033/34 | 182.75 | 35.75 | 28
2033/34 | 183.25 | 35.75 | 19
2033/34 | 183.75 | 35.75 | 12
2033/34 | 184.25 | 35.75 | 13
2033/34 | 184.75 | 35.75 | 14
2033/34 | 185.25 | 35.75 | 17
2033/34 | 185.75 | 35.75 | 16
2033/34 | 186.25 | 35.75 | 7
2033/34 | 186.75 | 35.75 | 10
2033/34 | 187.25 | 35.75 | 12
2033/34 | 187.75 | 35.75 | 11
2033/34 | 188.25 | 35.75 | 6
2033/34 | 188.75 | 35.75 | 16
2033/34 | 189.25 | 35.75 | 14
2033/34 | 189.75 | 35.75 | 14
2033/34 | 190.25 | 35.75 | 9
2033/34 | 190.75 | 35.75 | 10
2033/34 | 191.25 | 35.75 | 14
2033/34 | 191.75 | 35.75 | 14
2033/34 | 192.25 | 35.75 | 9
2033/34 | 192.75 | 35.75 | 7
2033/34 | 193.25 | 35.75 | 4
2033/34 | 193.75 | 35.75 | 4
2033/34 | 194.25 | 35.75 | 9
2033/34 | 194.75 | 35.75 | 8
2033/34 | 195.25 | 35.75 | 3
2033/34 | 195.75 | 35.75 | 9
2033/34 | 196.25 | 35.75 | 6
2033/34 | 196.75 | 35.75 | 8
2033/34 | 197.25 | 35.75 | 5
2033/34 | 197.75 | 35.75 | 7
2033/34 | 198.25 | 35.75 | 5
2033/34 | 198.75 | 35.75 | 3
2033/34 | 199.25 | 35.75 | 7
2033/34 | 199.75 | 35.75 | 9
2033/34 | 200.25 | 35.75 | 8
2033/34 | 200.75 | 35.75 | 5
2033/34 | 201.25 | 35.75 | 6
2033/34 | 201.75 | 35.75 | 7
2033/34 | 202.25 | 35.75 | 5
2033/34 | 202.75 | 35.75 | 7
2033/34 | 203.25 | 35.75 | 5
2033/34 | 203.75 | 35.75 | 4
2033/34 | 204.25 | 35.75 | 4
2033/34 | 204.75 | 35.75 | 11
2033/34 | 205.25 | 35.75 | 7
2033/34 | 205.75 | 35.75 | 2
2033/34 | 206.25 | 35.75 | 5
2033/34 | 206.75 | 35.75 | 9
2033/34 | 207.25 | 35.75 | 4
2033/34 | 207.75 | 35.75 | 5
2033/34 | 208.25 | 35.75 | 2
2033/34 | 208.75 | 35.75 | 7
2033/34 | 209.25 | 35.75 | 2
2033/34 | 209.75 | 35.75 | 4
2033/34 | 210.25 | 35.75 | 3
2033/34 | 210.75 | 35.75 | 7
2033/34 | 211.25 | 35.75 | 3
2033/34 | 212.25 | 35.75 | 7
2033/34 | 212.75 | 35.75 | 3
2033/34 | 213.25 | 35.75 | 1
2033/34 | 213.75 | 35.75 | 3
2033/34 | 214.25 | 35.75 | 3
2033/34 | 214.75 | 35.75 | 2
2033/34 | 215.25 | 35.75 | 2
2033/34 | 215.75 | 35.75 | 2
2033/34 | 216.25 | 35.75 | 6
2033/34 | 216.75 | 35.75 | 2
2033/34 | 217.25 | 35.75 | 6
2033/34 | 217.75 | 35.75 | 3
2033/34 | 218.25 | 35.75 | 2
2033/34 | 218.75 | 35.75 | 1
2033/34 | 219.75 | 35.75 | 1
2033/34 | 220.25 | 35.75 | 4
2033/34 | 220.75 | 35.75 | 2
2033/34 | 221.25 | 35.75 | 2
2033/34 | 221.75 | 35.75 | 3
2033/34 | 222.25 | 35.75 | 4
2033/34 | 222.75 | 35.75 | 1
2033/34 | 223.25 | 35.75 | 1
2033/34 | 224.25 | 35.75 | 1
2033/34 | 224.75 | 35.75 | 2
2033/34 | 225.25 | 35.75 | 1
2033/34 | 226.25 | 35.75 | 2
2033/34 | 226.75 | 35.75 | 1
2033/34 | 228.75 | 35.75 | 1
2033/34 | 230.75 | 35.75 | 1
2033/34 | 231.25 | 35.75 | 3
2033/34 | 232.75 | 35.75 | 1
2033/34 | 234.25 | 35.75 | 1
2033/34 | 234.75 | 35.75 | 1
2033/34 | 235.25 | 35.75 | 1
2033/34 | 235.75 | 35.75 | 1
2033/34 | 238.25 | 35.75 | 3
2033/34 | 240.25 | 35.75 | 1
2033/34 | 240.75 | 35.75 | 1
2033/34 | 242.75 | 35.75 | 1
2033/34 | 245.25 | 35.75 | 1
2033/34 | 245.75 | 35.75 | 1
2033/34 | 246.25 | 35.75 | 2
2033/34 | 246.75 | 35.75 | 1
2033/34 | 248.75 | 35.75 | 2
2033/34 | 252.75 | 35.75 | 1
2033/34 | 253.75 | 35.75 | 1
2033/34 | 254.25 | 35.75 | 1
2033/34 | 254.75 | 35.75 | 1
2033/34 | 259.75 | 35.75 | 1
2033/34 | 260.25 | 35.75 | 1
2033/34 | 42.75 | 36.25 | 1
2033/34 | 43.75 | 36.25 | 1
2033/34 | 44.25 | 36.25 | 1
2033/34 | 45.25 | 36.25 | 1
2033/34 | 46.25 | 36.25 | 1
2033/34 | 46.75 | 36.25 | 1
2033/34 | 47.25 | 36.25 | 1
2033/34 | 48.75 | 36.25 | 1
2033/34 | 49.25 | 36.25 | 2
2033/34 | 49.75 | 36.25 | 2
2033/34 | 50.75 | 36.25 | 2
2033/34 | 51.25 | 36.25 | 2
2033/34 | 52.25 | 36.25 | 4
2033/34 | 52.75 | 36.25 | 4
2033/34 | 53.25 | 36.25 | 5
2033/34 | 53.75 | 36.25 | 5
2033/34 | 54.25 | 36.25 | 3
2033/34 | 54.75 | 36.25 | 2
2033/34 | 55.25 | 36.25 | 6
2033/34 | 55.75 | 36.25 | 5
2033/34 | 56.25 | 36.25 | 5
2033/34 | 56.75 | 36.25 | 4
2033/34 | 57.25 | 36.25 | 2
2033/34 | 57.75 | 36.25 | 11
2033/34 | 58.25 | 36.25 | 8
2033/34 | 58.75 | 36.25 | 11
2033/34 | 59.25 | 36.25 | 21
2033/34 | 59.75 | 36.25 | 13
2033/34 | 60.25 | 36.25 | 21
2033/34 | 60.75 | 36.25 | 11
2033/34 | 61.25 | 36.25 | 11
2033/34 | 61.75 | 36.25 | 23
2033/34 | 62.25 | 36.25 | 23
2033/34 | 62.75 | 36.25 | 30
2033/34 | 63.25 | 36.25 | 21
2033/34 | 63.75 | 36.25 | 25
2033/34 | 64.25 | 36.25 | 30
2033/34 | 64.75 | 36.25 | 27
2033/34 | 65.25 | 36.25 | 26
2033/34 | 65.75 | 36.25 | 34
2033/34 | 66.25 | 36.25 | 50
2033/34 | 66.75 | 36.25 | 35
2033/34 | 67.25 | 36.25 | 63
2033/34 | 67.75 | 36.25 | 59
2033/34 | 68.25 | 36.25 | 51
2033/34 | 68.75 | 36.25 | 50
2033/34 | 69.25 | 36.25 | 42
2033/34 | 69.75 | 36.25 | 51
2033/34 | 70.25 | 36.25 | 58
2033/34 | 70.75 | 36.25 | 70
2033/34 | 71.25 | 36.25 | 73
2033/34 | 71.75 | 36.25 | 66
2033/34 | 72.25 | 36.25 | 81
2033/34 | 72.75 | 36.25 | 71
2033/34 | 73.25 | 36.25 | 88
2033/34 | 73.75 | 36.25 | 79
2033/34 | 74.25 | 36.25 | 87
2033/34 | 74.75 | 36.25 | 89
2033/34 | 75.25 | 36.25 | 99
2033/34 | 75.75 | 36.25 | 102
2033/34 | 76.25 | 36.25 | 91
2033/34 | 76.75 | 36.25 | 110
2033/34 | 77.25 | 36.25 | 105
2033/34 | 77.75 | 36.25 | 130
2033/34 | 78.25 | 36.25 | 90
2033/34 | 78.75 | 36.25 | 111
2033/34 | 79.25 | 36.25 | 132
2033/34 | 79.75 | 36.25 | 121
2033/34 | 80.25 | 36.25 | 121
2033/34 | 80.75 | 36.25 | 133
2033/34 | 81.25 | 36.25 | 128
2033/34 | 81.75 | 36.25 | 129
2033/34 | 82.25 | 36.25 | 119
2033/34 | 82.75 | 36.25 | 134
2033/34 | 83.25 | 36.25 | 147
2033/34 | 83.75 | 36.25 | 145
2033/34 | 84.25 | 36.25 | 166
2033/34 | 84.75 | 36.25 | 141
2033/34 | 85.25 | 36.25 | 130
2033/34 | 85.75 | 36.25 | 167
2033/34 | 86.25 | 36.25 | 167
2033/34 | 86.75 | 36.25 | 153
2033/34 | 87.25 | 36.25 | 157
2033/34 | 87.75 | 36.25 | 157
2033/34 | 88.25 | 36.25 | 177
2033/34 | 88.75 | 36.25 | 163
2033/34 | 89.25 | 36.25 | 157
2033/34 | 89.75 | 36.25 | 158
2033/34 | 90.25 | 36.25 | 178
2033/34 | 90.75 | 36.25 | 192
2033/34 | 91.25 | 36.25 | 161
2033/34 | 91.75 | 36.25 | 167
2033/34 | 92.25 | 36.25 | 173
2033/34 | 92.75 | 36.25 | 173
2033/34 | 93.25 | 36.25 | 153
2033/34 | 93.75 | 36.25 | 166
2033/34 | 94.25 | 36.25 | 161
2033/34 | 94.75 | 36.25 | 178
2033/34 | 95.25 | 36.25 | 170
2033/34 | 95.75 | 36.25 | 169
2033/34 | 96.25 | 36.25 | 174
2033/34 | 96.75 | 36.25 | 184
2033/34 | 97.25 | 36.25 | 189
2033/34 | 97.75 | 36.25 | 167
2033/34 | 98.25 | 36.25 | 174
2033/34 | 98.75 | 36.25 | 190
2033/34 | 99.25 | 36.25 | 183
2033/34 | 99.75 | 36.25 | 164
2033/34 | 100.25 | 36.25 | 154
2033/34 | 100.75 | 36.25 | 194
2033/34 | 101.25 | 36.25 | 173
2033/34 | 101.75 | 36.25 | 165
2033/34 | 102.25 | 36.25 | 168
2033/34 | 102.75 | 36.25 | 162
2033/34 | 103.25 | 36.25 | 177
2033/34 | 103.75 | 36.25 | 159
2033/34 | 104.25 | 36.25 | 178
2033/34 | 104.75 | 36.25 | 141
2033/34 | 105.25 | 36.25 | 140
2033/34 | 105.75 | 36.25 | 174
2033/34 | 106.25 | 36.25 | 165
2033/34 | 106.75 | 36.25 | 151
2033/34 | 107.25 | 36.25 | 162
2033/34 | 107.75 | 36.25 | 182
2033/34 | 108.25 | 36.25 | 147
2033/34 | 108.75 | 36.25 | 196
2033/34 | 109.25 | 36.25 | 147
2033/34 | 109.75 | 36.25 | 151
2033/34 | 110.25 | 36.25 | 179
2033/34 | 110.75 | 36.25 | 144
2033/34 | 111.25 | 36.25 | 162
2033/34 | 111.75 | 36.25 | 154
2033/34 | 112.25 | 36.25 | 130
2033/34 | 112.75 | 36.25 | 152
2033/34 | 113.25 | 36.25 | 143
2033/34 | 113.75 | 36.25 | 166
2033/34 | 114.25 | 36.25 | 128
2033/34 | 114.75 | 36.25 | 153
2033/34 | 115.25 | 36.25 | 139
2033/34 | 115.75 | 36.25 | 143
2033/34 | 116.25 | 36.25 | 124
2033/34 | 116.75 | 36.25 | 149
2033/34 | 117.25 | 36.25 | 138
2033/34 | 117.75 | 36.25 | 112
2033/34 | 118.25 | 36.25 | 138
2033/34 | 118.75 | 36.25 | 130
2033/34 | 119.25 | 36.25 | 153
2033/34 | 119.75 | 36.25 | 137
2033/34 | 120.25 | 36.25 | 150
2033/34 | 120.75 | 36.25 | 120
2033/34 | 121.25 | 36.25 | 138
2033/34 | 121.75 | 36.25 | 111
2033/34 | 122.25 | 36.25 | 126
2033/34 | 122.75 | 36.25 | 121
2033/34 | 123.25 | 36.25 | 115
2033/34 | 123.75 | 36.25 | 120
2033/34 | 124.25 | 36.25 | 139
2033/34 | 124.75 | 36.25 | 108
2033/34 | 125.25 | 36.25 | 113
2033/34 | 125.75 | 36.25 | 99
2033/34 | 126.25 | 36.25 | 130
2033/34 | 126.75 | 36.25 | 116
2033/34 | 127.25 | 36.25 | 108
2033/34 | 127.75 | 36.25 | 116
2033/34 | 128.25 | 36.25 | 111
2033/34 | 128.75 | 36.25 | 106
2033/34 | 129.25 | 36.25 | 112
2033/34 | 129.75 | 36.25 | 89
2033/34 | 130.25 | 36.25 | 108
2033/34 | 130.75 | 36.25 | 94
2033/34 | 131.25 | 36.25 | 90
2033/34 | 131.75 | 36.25 | 105
2033/34 | 132.25 | 36.25 | 90
2033/34 | 132.75 | 36.25 | 77
2033/34 | 133.25 | 36.25 | 90
2033/34 | 133.75 | 36.25 | 101
2033/34 | 134.25 | 36.25 | 80
2033/34 | 134.75 | 36.25 | 75
2033/34 | 135.25 | 36.25 | 105
2033/34 | 135.75 | 36.25 | 83
2033/34 | 136.25 | 36.25 | 82
2033/34 | 136.75 | 36.25 | 76
2033/34 | 137.25 | 36.25 | 77
2033/34 | 137.75 | 36.25 | 88
2033/34 | 138.25 | 36.25 | 93
2033/34 | 138.75 | 36.25 | 82
2033/34 | 139.25 | 36.25 | 89
2033/34 | 139.75 | 36.25 | 76
2033/34 | 140.25 | 36.25 | 80
2033/34 | 140.75 | 36.25 | 70
2033/34 | 141.25 | 36.25 | 66
2033/34 | 141.75 | 36.25 | 71
2033/34 | 142.25 | 36.25 | 71
2033/34 | 142.75 | 36.25 | 77
2033/34 | 143.25 | 36.25 | 60
2033/34 | 143.75 | 36.25 | 51
2033/34 | 144.25 | 36.25 | 71
2033/34 | 144.75 | 36.25 | 62
2033/34 | 145.25 | 36.25 | 49
2033/34 | 145.75 | 36.25 | 72
2033/34 | 146.25 | 36.25 | 65
2033/34 | 146.75 | 36.25 | 59
2033/34 | 147.25 | 36.25 | 54
2033/34 | 147.75 | 36.25 | 68
2033/34 | 148.25 | 36.25 | 61
2033/34 | 148.75 | 36.25 | 57
2033/34 | 149.25 | 36.25 | 56
2033/34 | 149.75 | 36.25 | 58
2033/34 | 150.25 | 36.25 | 64
2033/34 | 150.75 | 36.25 | 48
2033/34 | 151.25 | 36.25 | 39
2033/34 | 151.75 | 36.25 | 50
2033/34 | 152.25 | 36.25 | 54
2033/34 | 152.75 | 36.25 | 62
2033/34 | 153.25 | 36.25 | 50
2033/34 | 153.75 | 36.25 | 45
2033/34 | 154.25 | 36.25 | 39
2033/34 | 154.75 | 36.25 | 54
2033/34 | 155.25 | 36.25 | 40
2033/34 | 155.75 | 36.25 | 45
2033/34 | 156.25 | 36.25 | 47
2033/34 | 156.75 | 36.25 | 36
2033/34 | 157.25 | 36.25 | 42
2033/34 | 157.75 | 36.25 | 45
2033/34 | 158.25 | 36.25 | 49
2033/34 | 158.75 | 36.25 | 35
2033/34 | 159.25 | 36.25 | 43
2033/34 | 159.75 | 36.25 | 39
2033/34 | 160.25 | 36.25 | 51
2033/34 | 160.75 | 36.25 | 37
2033/34 | 161.25 | 36.25 | 43
2033/34 | 161.75 | 36.25 | 31
2033/34 | 162.25 | 36.25 | 36
2033/34 | 162.75 | 36.25 | 36
2033/34 | 163.25 | 36.25 | 35
2033/34 | 163.75 | 36.25 | 43
2033/34 | 164.25 | 36.25 | 27
2033/34 | 164.75 | 36.25 | 30
2033/34 | 165.25 | 36.25 | 34
2033/34 | 165.75 | 36.25 | 26
2033/34 | 166.25 | 36.25 | 29
2033/34 | 166.75 | 36.25 | 26
2033/34 | 167.25 | 36.25 | 38
2033/34 | 167.75 | 36.25 | 26
2033/34 | 168.25 | 36.25 | 30
2033/34 | 168.75 | 36.25 | 25
2033/34 | 169.25 | 36.25 | 30
2033/34 | 169.75 | 36.25 | 29
2033/34 | 170.25 | 36.25 | 16
2033/34 | 170.75 | 36.25 | 37
2033/34 | 171.25 | 36.25 | 29
2033/34 | 171.75 | 36.25 | 24
2033/34 | 172.25 | 36.25 | 33
2033/34 | 172.75 | 36.25 | 22
2033/34 | 173.25 | 36.25 | 24
2033/34 | 173.75 | 36.25 | 30
2033/34 | 174.25 | 36.25 | 18
2033/34 | 174.75 | 36.25 | 28
2033/34 | 175.25 | 36.25 | 31
2033/34 | 175.75 | 36.25 | 17
2033/34 | 176.25 | 36.25 | 19
2033/34 | 176.75 | 36.25 | 21
2033/34 | 177.25 | 36.25 | 23
2033/34 | 177.75 | 36.25 | 17
2033/34 | 178.25 | 36.25 | 18
2033/34 | 178.75 | 36.25 | 25
2033/34 | 179.25 | 36.25 | 16
2033/34 | 179.75 | 36.25 | 15
2033/34 | 180.25 | 36.25 | 22
2033/34 | 180.75 | 36.25 | 17
2033/34 | 181.25 | 36.25 | 23
2033/34 | 181.75 | 36.25 | 10
2033/34 | 182.25 | 36.25 | 9
2033/34 | 182.75 | 36.25 | 14
2033/34 | 183.25 | 36.25 | 14
2033/34 | 183.75 | 36.25 | 19
2033/34 | 184.25 | 36.25 | 17
2033/34 | 184.75 | 36.25 | 13
2033/34 | 185.25 | 36.25 | 16
2033/34 | 185.75 | 36.25 | 16
2033/34 | 186.25 | 36.25 | 20
2033/34 | 186.75 | 36.25 | 10
2033/34 | 187.25 | 36.25 | 6
2033/34 | 187.75 | 36.25 | 15
2033/34 | 188.25 | 36.25 | 14
2033/34 | 188.75 | 36.25 | 13
2033/34 | 189.25 | 36.25 | 12
2033/34 | 189.75 | 36.25 | 8
2033/34 | 190.25 | 36.25 | 12
2033/34 | 190.75 | 36.25 | 9
2033/34 | 191.25 | 36.25 | 6
2033/34 | 191.75 | 36.25 | 10
2033/34 | 192.25 | 36.25 | 9
2033/34 | 192.75 | 36.25 | 9
2033/34 | 193.25 | 36.25 | 9
2033/34 | 193.75 | 36.25 | 10
2033/34 | 194.25 | 36.25 | 7
2033/34 | 194.75 | 36.25 | 9
2033/34 | 195.25 | 36.25 | 6
2033/34 | 195.75 | 36.25 | 10
2033/34 | 196.25 | 36.25 | 8
2033/34 | 196.75 | 36.25 | 14
2033/34 | 197.25 | 36.25 | 8
2033/34 | 197.75 | 36.25 | 9
2033/34 | 198.25 | 36.25 | 6
2033/34 | 198.75 | 36.25 | 4
2033/34 | 199.25 | 36.25 | 9
2033/34 | 199.75 | 36.25 | 4
2033/34 | 200.25 | 36.25 | 4
2033/34 | 200.75 | 36.25 | 7
2033/34 | 201.25 | 36.25 | 10
2033/34 | 201.75 | 36.25 | 2
2033/34 | 202.25 | 36.25 | 10
2033/34 | 202.75 | 36.25 | 2
2033/34 | 203.25 | 36.25 | 4
2033/34 | 203.75 | 36.25 | 5
2033/34 | 204.25 | 36.25 | 3
2033/34 | 204.75 | 36.25 | 4
2033/34 | 205.25 | 36.25 | 5
2033/34 | 205.75 | 36.25 | 4
2033/34 | 206.25 | 36.25 | 8
2033/34 | 206.75 | 36.25 | 4
2033/34 | 207.25 | 36.25 | 6
2033/34 | 207.75 | 36.25 | 4
2033/34 | 208.25 | 36.25 | 2
2033/34 | 208.75 | 36.25 | 4
2033/34 | 209.25 | 36.25 | 4
2033/34 | 209.75 | 36.25 | 1
2033/34 | 210.25 | 36.25 | 5
2033/34 | 210.75 | 36.25 | 4
2033/34 | 211.25 | 36.25 | 2
2033/34 | 211.75 | 36.25 | 3
2033/34 | 212.25 | 36.25 | 3
2033/34 | 213.25 | 36.25 | 3
2033/34 | 213.75 | 36.25 | 4
2033/34 | 214.25 | 36.25 | 4
2033/34 | 214.75 | 36.25 | 4
2033/34 | 215.25 | 36.25 | 3
2033/34 | 215.75 | 36.25 | 5
2033/34 | 216.25 | 36.25 | 4
2033/34 | 216.75 | 36.25 | 4
2033/34 | 217.25 | 36.25 | 3
2033/34 | 217.75 | 36.25 | 1
2033/34 | 218.25 | 36.25 | 2
2033/34 | 218.75 | 36.25 | 3
2033/34 | 219.25 | 36.25 | 3
2033/34 | 219.75 | 36.25 | 2
2033/34 | 220.25 | 36.25 | 3
2033/34 | 220.75 | 36.25 | 4
2033/34 | 221.25 | 36.25 | 2
2033/34 | 221.75 | 36.25 | 2
2033/34 | 222.25 | 36.25 | 5
2033/34 | 222.75 | 36.25 | 5
2033/34 | 223.75 | 36.25 | 2
2033/34 | 224.75 | 36.25 | 5
2033/34 | 225.75 | 36.25 | 2
2033/34 | 226.25 | 36.25 | 1
2033/34 | 227.25 | 36.25 | 4
2033/34 | 227.75 | 36.25 | 1
2033/34 | 228.75 | 36.25 | 1
2033/34 | 229.25 | 36.25 | 1
2033/34 | 229.75 | 36.25 | 1
2033/34 | 230.75 | 36.25 | 3
2033/34 | 231.25 | 36.25 | 2
2033/34 | 231.75 | 36.25 | 1
2033/34 | 232.25 | 36.25 | 1
2033/34 | 232.75 | 36.25 | 2
2033/34 | 233.25 | 36.25 | 1
2033/34 | 233.75 | 36.25 | 1
2033/34 | 234.75 | 36.25 | 2
2033/34 | 235.75 | 36.25 | 1
2033/34 | 237.25 | 36.25 | 2
2033/34 | 237.75 | 36.25 | 1
2033/34 | 239.75 | 36.25 | 1
2033/34 | 240.75 | 36.25 | 1
2033/34 | 241.25 | 36.25 | 2
2033/34 | 244.75 | 36.25 | 2
2033/34 | 246.25 | 36.25 | 1
2033/34 | 249.25 | 36.25 | 1
2033/34 | 249.75 | 36.25 | 1
2033/34 | 254.25 | 36.25 | 1
2033/34 | 256.25 | 36.25 | 1
2033/34 | 256.75 | 36.25 | 1
2033/34 | 258.25 | 36.25 | 1
2033/34 | 259.25 | 36.25 | 1
2033/34 | 262.75 | 36.25 | 1
2033/34 | 270.75 | 36.25 | 1
2033/34 | 306.25 | 36.25 | 1
2033/34 | 42.75 | 36.75 | 1
2033/34 | 43.25 | 36.75 | 2
2033/34 | 43.75 | 36.75 | 1
2033/34 | 44.75 | 36.75 | 1
2033/34 | 45.25 | 36.75 | 1
2033/34 | 45.75 | 36.75 | 1
2033/34 | 48.75 | 36.75 | 1
2033/34 | 49.25 | 36.75 | 3
2033/34 | 49.75 | 36.75 | 1
2033/34 | 50.75 | 36.75 | 1
2033/34 | 51.25 | 36.75 | 3
2033/34 | 51.75 | 36.75 | 1
2033/34 | 52.75 | 36.75 | 2
2033/34 | 53.25 | 36.75 | 2
2033/34 | 53.75 | 36.75 | 2
2033/34 | 54.25 | 36.75 | 3
2033/34 | 54.75 | 36.75 | 2
2033/34 | 55.25 | 36.75 | 4
2033/34 | 55.75 | 36.75 | 4
2033/34 | 56.25 | 36.75 | 5
2033/34 | 56.75 | 36.75 | 5
2033/34 | 57.25 | 36.75 | 3
2033/34 | 57.75 | 36.75 | 3
2033/34 | 58.25 | 36.75 | 4
2033/34 | 58.75 | 36.75 | 9
2033/34 | 59.25 | 36.75 | 9
2033/34 | 59.75 | 36.75 | 13
2033/34 | 60.25 | 36.75 | 11
2033/34 | 60.75 | 36.75 | 9
2033/34 | 61.25 | 36.75 | 11
2033/34 | 61.75 | 36.75 | 14
2033/34 | 62.25 | 36.75 | 12
2033/34 | 62.75 | 36.75 | 17
2033/34 | 63.25 | 36.75 | 17
2033/34 | 63.75 | 36.75 | 18
2033/34 | 64.25 | 36.75 | 19
2033/34 | 64.75 | 36.75 | 20
2033/34 | 65.25 | 36.75 | 35
2033/34 | 65.75 | 36.75 | 36
2033/34 | 66.25 | 36.75 | 23
2033/34 | 66.75 | 36.75 | 43
2033/34 | 67.25 | 36.75 | 41
2033/34 | 67.75 | 36.75 | 38
2033/34 | 68.25 | 36.75 | 39
2033/34 | 68.75 | 36.75 | 42
2033/34 | 69.25 | 36.75 | 40
2033/34 | 69.75 | 36.75 | 53
2033/34 | 70.25 | 36.75 | 50
2033/34 | 70.75 | 36.75 | 71
2033/34 | 71.25 | 36.75 | 72
2033/34 | 71.75 | 36.75 | 87
2033/34 | 72.25 | 36.75 | 63
2033/34 | 72.75 | 36.75 | 82
2033/34 | 73.25 | 36.75 | 69
2033/34 | 73.75 | 36.75 | 85
2033/34 | 74.25 | 36.75 | 78
2033/34 | 74.75 | 36.75 | 87
2033/34 | 75.25 | 36.75 | 90
2033/34 | 75.75 | 36.75 | 94
2033/34 | 76.25 | 36.75 | 101
2033/34 | 76.75 | 36.75 | 105
2033/34 | 77.25 | 36.75 | 91
2033/34 | 77.75 | 36.75 | 107
2033/34 | 78.25 | 36.75 | 124
2033/34 | 78.75 | 36.75 | 111
2033/34 | 79.25 | 36.75 | 110
2033/34 | 79.75 | 36.75 | 122
2033/34 | 80.25 | 36.75 | 114
2033/34 | 80.75 | 36.75 | 141
2033/34 | 81.25 | 36.75 | 105
2033/34 | 81.75 | 36.75 | 126
2033/34 | 82.25 | 36.75 | 147
2033/34 | 82.75 | 36.75 | 145
2033/34 | 83.25 | 36.75 | 133
2033/34 | 83.75 | 36.75 | 150
2033/34 | 84.25 | 36.75 | 150
2033/34 | 84.75 | 36.75 | 147
2033/34 | 85.25 | 36.75 | 163
2033/34 | 85.75 | 36.75 | 162
2033/34 | 86.25 | 36.75 | 163
2033/34 | 86.75 | 36.75 | 158
2033/34 | 87.25 | 36.75 | 174
2033/34 | 87.75 | 36.75 | 167
2033/34 | 88.25 | 36.75 | 144
2033/34 | 88.75 | 36.75 | 169
2033/34 | 89.25 | 36.75 | 146
2033/34 | 89.75 | 36.75 | 166
2033/34 | 90.25 | 36.75 | 160
2033/34 | 90.75 | 36.75 | 174
2033/34 | 91.25 | 36.75 | 174
2033/34 | 91.75 | 36.75 | 165
2033/34 | 92.25 | 36.75 | 177
2033/34 | 92.75 | 36.75 | 180
2033/34 | 93.25 | 36.75 | 155
2033/34 | 93.75 | 36.75 | 182
2033/34 | 94.25 | 36.75 | 177
2033/34 | 94.75 | 36.75 | 174
2033/34 | 95.25 | 36.75 | 157
2033/34 | 95.75 | 36.75 | 177
2033/34 | 96.25 | 36.75 | 177
2033/34 | 96.75 | 36.75 | 186
2033/34 | 97.25 | 36.75 | 188
2033/34 | 97.75 | 36.75 | 172
2033/34 | 98.25 | 36.75 | 180
2033/34 | 98.75 | 36.75 | 184
2033/34 | 99.25 | 36.75 | 157
2033/34 | 99.75 | 36.75 | 178
2033/34 | 100.25 | 36.75 | 183
2033/34 | 100.75 | 36.75 | 187
2033/34 | 101.25 | 36.75 | 173
2033/34 | 101.75 | 36.75 | 157
2033/34 | 102.25 | 36.75 | 193
2033/34 | 102.75 | 36.75 | 166
2033/34 | 103.25 | 36.75 | 176
2033/34 | 103.75 | 36.75 | 157
2033/34 | 104.25 | 36.75 | 154
2033/34 | 104.75 | 36.75 | 177
2033/34 | 105.25 | 36.75 | 150
2033/34 | 105.75 | 36.75 | 159
2033/34 | 106.25 | 36.75 | 142
2033/34 | 106.75 | 36.75 | 197
2033/34 | 107.25 | 36.75 | 169
2033/34 | 107.75 | 36.75 | 162
2033/34 | 108.25 | 36.75 | 161
2033/34 | 108.75 | 36.75 | 166
2033/34 | 109.25 | 36.75 | 176
2033/34 | 109.75 | 36.75 | 144
2033/34 | 110.25 | 36.75 | 171
2033/34 | 110.75 | 36.75 | 176
2033/34 | 111.25 | 36.75 | 155
2033/34 | 111.75 | 36.75 | 140
2033/34 | 112.25 | 36.75 | 158
2033/34 | 112.75 | 36.75 | 163
2033/34 | 113.25 | 36.75 | 157
2033/34 | 113.75 | 36.75 | 139
2033/34 | 114.25 | 36.75 | 162
2033/34 | 114.75 | 36.75 | 141
2033/34 | 115.25 | 36.75 | 140
2033/34 | 115.75 | 36.75 | 126
2033/34 | 116.25 | 36.75 | 149
2033/34 | 116.75 | 36.75 | 123
2033/34 | 117.25 | 36.75 | 149
2033/34 | 117.75 | 36.75 | 144
2033/34 | 118.25 | 36.75 | 147
2033/34 | 118.75 | 36.75 | 121
2033/34 | 119.25 | 36.75 | 120
2033/34 | 119.75 | 36.75 | 128
2033/34 | 120.25 | 36.75 | 128
2033/34 | 120.75 | 36.75 | 141
2033/34 | 121.25 | 36.75 | 122
2033/34 | 121.75 | 36.75 | 138
2033/34 | 122.25 | 36.75 | 132
2033/34 | 122.75 | 36.75 | 127
2033/34 | 123.25 | 36.75 | 140
2033/34 | 123.75 | 36.75 | 135
2033/34 | 124.25 | 36.75 | 101
2033/34 | 124.75 | 36.75 | 123
2033/34 | 125.25 | 36.75 | 118
2033/34 | 125.75 | 36.75 | 113
2033/34 | 126.25 | 36.75 | 114
2033/34 | 126.75 | 36.75 | 106
2033/34 | 127.25 | 36.75 | 112
2033/34 | 127.75 | 36.75 | 124
2033/34 | 128.25 | 36.75 | 119
2033/34 | 128.75 | 36.75 | 108
2033/34 | 129.25 | 36.75 | 100
2033/34 | 129.75 | 36.75 | 99
2033/34 | 130.25 | 36.75 | 98
2033/34 | 130.75 | 36.75 | 90
2033/34 | 131.25 | 36.75 | 113
2033/34 | 131.75 | 36.75 | 95
2033/34 | 132.25 | 36.75 | 118
2033/34 | 132.75 | 36.75 | 98
2033/34 | 133.25 | 36.75 | 92
2033/34 | 133.75 | 36.75 | 90
2033/34 | 134.25 | 36.75 | 91
2033/34 | 134.75 | 36.75 | 110
2033/34 | 135.25 | 36.75 | 90
2033/34 | 135.75 | 36.75 | 83
2033/34 | 136.25 | 36.75 | 86
2033/34 | 136.75 | 36.75 | 91
2033/34 | 137.25 | 36.75 | 86
2033/34 | 137.75 | 36.75 | 89
2033/34 | 138.25 | 36.75 | 81
2033/34 | 138.75 | 36.75 | 87
2033/34 | 139.25 | 36.75 | 68
2033/34 | 139.75 | 36.75 | 92
2033/34 | 140.25 | 36.75 | 75
2033/34 | 140.75 | 36.75 | 75
2033/34 | 141.25 | 36.75 | 80
2033/34 | 141.75 | 36.75 | 76
2033/34 | 142.25 | 36.75 | 82
2033/34 | 142.75 | 36.75 | 63
2033/34 | 143.25 | 36.75 | 67
2033/34 | 143.75 | 36.75 | 72
2033/34 | 144.25 | 36.75 | 79
2033/34 | 144.75 | 36.75 | 76
2033/34 | 145.25 | 36.75 | 79
2033/34 | 145.75 | 36.75 | 49
2033/34 | 146.25 | 36.75 | 75
2033/34 | 146.75 | 36.75 | 62
2033/34 | 147.25 | 36.75 | 68
2033/34 | 147.75 | 36.75 | 55
2033/34 | 148.25 | 36.75 | 58
2033/34 | 148.75 | 36.75 | 52
2033/34 | 149.25 | 36.75 | 54
2033/34 | 149.75 | 36.75 | 59
2033/34 | 150.25 | 36.75 | 67
2033/34 | 150.75 | 36.75 | 43
2033/34 | 151.25 | 36.75 | 63
2033/34 | 151.75 | 36.75 | 52
2033/34 | 152.25 | 36.75 | 75
2033/34 | 152.75 | 36.75 | 55
2033/34 | 153.25 | 36.75 | 52
2033/34 | 153.75 | 36.75 | 51
2033/34 | 154.25 | 36.75 | 51
2033/34 | 154.75 | 36.75 | 36
2033/34 | 155.25 | 36.75 | 57
2033/34 | 155.75 | 36.75 | 56
2033/34 | 156.25 | 36.75 | 57
2033/34 | 156.75 | 36.75 | 50
2033/34 | 157.25 | 36.75 | 55
2033/34 | 157.75 | 36.75 | 49
2033/34 | 158.25 | 36.75 | 39
2033/34 | 158.75 | 36.75 | 39
2033/34 | 159.25 | 36.75 | 58
2033/34 | 159.75 | 36.75 | 46
2033/34 | 160.25 | 36.75 | 41
2033/34 | 160.75 | 36.75 | 45
2033/34 | 161.25 | 36.75 | 49
2033/34 | 161.75 | 36.75 | 43
2033/34 | 162.25 | 36.75 | 41
2033/34 | 162.75 | 36.75 | 40
2033/34 | 163.25 | 36.75 | 34
2033/34 | 163.75 | 36.75 | 38
2033/34 | 164.25 | 36.75 | 30
2033/34 | 164.75 | 36.75 | 34
2033/34 | 165.25 | 36.75 | 31
2033/34 | 165.75 | 36.75 | 37
2033/34 | 166.25 | 36.75 | 36
2033/34 | 166.75 | 36.75 | 39
2033/34 | 167.25 | 36.75 | 36
2033/34 | 167.75 | 36.75 | 35
2033/34 | 168.25 | 36.75 | 48
2033/34 | 168.75 | 36.75 | 31
2033/34 | 169.25 | 36.75 | 34
2033/34 | 169.75 | 36.75 | 29
2033/34 | 170.25 | 36.75 | 32
2033/34 | 170.75 | 36.75 | 21
2033/34 | 171.25 | 36.75 | 22
2033/34 | 171.75 | 36.75 | 19
2033/34 | 172.25 | 36.75 | 26
2033/34 | 172.75 | 36.75 | 18
2033/34 | 173.25 | 36.75 | 23
2033/34 | 173.75 | 36.75 | 22
2033/34 | 174.25 | 36.75 | 32
2033/34 | 174.75 | 36.75 | 29
2033/34 | 175.25 | 36.75 | 23
2033/34 | 175.75 | 36.75 | 29
2033/34 | 176.25 | 36.75 | 14
2033/34 | 176.75 | 36.75 | 33
2033/34 | 177.25 | 36.75 | 31
2033/34 | 177.75 | 36.75 | 18
2033/34 | 178.25 | 36.75 | 20
2033/34 | 178.75 | 36.75 | 26
2033/34 | 179.25 | 36.75 | 25
2033/34 | 179.75 | 36.75 | 14
2033/34 | 180.25 | 36.75 | 24
2033/34 | 180.75 | 36.75 | 17
2033/34 | 181.25 | 36.75 | 25
2033/34 | 181.75 | 36.75 | 22
2033/34 | 182.25 | 36.75 | 22
2033/34 | 182.75 | 36.75 | 31
2033/34 | 183.25 | 36.75 | 19
2033/34 | 183.75 | 36.75 | 17
2033/34 | 184.25 | 36.75 | 22
2033/34 | 184.75 | 36.75 | 17
2033/34 | 185.25 | 36.75 | 8
2033/34 | 185.75 | 36.75 | 22
2033/34 | 186.25 | 36.75 | 14
2033/34 | 186.75 | 36.75 | 16
2033/34 | 187.25 | 36.75 | 11
2033/34 | 187.75 | 36.75 | 13
2033/34 | 188.25 | 36.75 | 14
2033/34 | 188.75 | 36.75 | 11
2033/34 | 189.25 | 36.75 | 12
2033/34 | 189.75 | 36.75 | 18
2033/34 | 190.25 | 36.75 | 13
2033/34 | 190.75 | 36.75 | 7
2033/34 | 191.25 | 36.75 | 5
2033/34 | 191.75 | 36.75 | 9
2033/34 | 192.25 | 36.75 | 16
2033/34 | 192.75 | 36.75 | 12
2033/34 | 193.25 | 36.75 | 6
2033/34 | 193.75 | 36.75 | 6
2033/34 | 194.25 | 36.75 | 13
2033/34 | 194.75 | 36.75 | 5
2033/34 | 195.25 | 36.75 | 9
2033/34 | 195.75 | 36.75 | 10
2033/34 | 196.25 | 36.75 | 14
2033/34 | 196.75 | 36.75 | 8
2033/34 | 197.25 | 36.75 | 8
2033/34 | 197.75 | 36.75 | 10
2033/34 | 198.25 | 36.75 | 8
2033/34 | 198.75 | 36.75 | 5
2033/34 | 199.25 | 36.75 | 7
2033/34 | 199.75 | 36.75 | 5
2033/34 | 200.25 | 36.75 | 5
2033/34 | 200.75 | 36.75 | 9
2033/34 | 201.25 | 36.75 | 11
2033/34 | 201.75 | 36.75 | 7
2033/34 | 202.25 | 36.75 | 4
2033/34 | 202.75 | 36.75 | 8
2033/34 | 203.25 | 36.75 | 3
2033/34 | 203.75 | 36.75 | 8
2033/34 | 204.25 | 36.75 | 5
2033/34 | 204.75 | 36.75 | 6
2033/34 | 205.25 | 36.75 | 2
2033/34 | 205.75 | 36.75 | 6
2033/34 | 206.25 | 36.75 | 2
2033/34 | 206.75 | 36.75 | 6
2033/34 | 207.25 | 36.75 | 3
2033/34 | 207.75 | 36.75 | 3
2033/34 | 208.25 | 36.75 | 9
2033/34 | 208.75 | 36.75 | 7
2033/34 | 209.25 | 36.75 | 7
2033/34 | 209.75 | 36.75 | 6
2033/34 | 210.25 | 36.75 | 1
2033/34 | 210.75 | 36.75 | 4
2033/34 | 211.25 | 36.75 | 5
2033/34 | 211.75 | 36.75 | 7
2033/34 | 212.25 | 36.75 | 5
2033/34 | 212.75 | 36.75 | 4
2033/34 | 213.25 | 36.75 | 3
2033/34 | 213.75 | 36.75 | 4
2033/34 | 214.25 | 36.75 | 5
2033/34 | 214.75 | 36.75 | 3
2033/34 | 215.25 | 36.75 | 4
2033/34 | 215.75 | 36.75 | 7
2033/34 | 216.25 | 36.75 | 3
2033/34 | 216.75 | 36.75 | 4
2033/34 | 217.25 | 36.75 | 1
2033/34 | 217.75 | 36.75 | 2
2033/34 | 218.25 | 36.75 | 1
2033/34 | 218.75 | 36.75 | 3
2033/34 | 219.25 | 36.75 | 2
2033/34 | 220.25 | 36.75 | 1
2033/34 | 220.75 | 36.75 | 2
2033/34 | 221.25 | 36.75 | 2
2033/34 | 221.75 | 36.75 | 2
2033/34 | 222.25 | 36.75 | 4
2033/34 | 222.75 | 36.75 | 4
2033/34 | 223.75 | 36.75 | 4
2033/34 | 224.25 | 36.75 | 1
2033/34 | 224.75 | 36.75 | 2
2033/34 | 225.25 | 36.75 | 1
2033/34 | 225.75 | 36.75 | 2
2033/34 | 227.75 | 36.75 | 1
2033/34 | 228.25 | 36.75 | 4
2033/34 | 229.25 | 36.75 | 2
2033/34 | 229.75 | 36.75 | 2
2033/34 | 230.25 | 36.75 | 2
2033/34 | 230.75 | 36.75 | 2
2033/34 | 231.25 | 36.75 | 2
2033/34 | 231.75 | 36.75 | 1
2033/34 | 232.25 | 36.75 | 1
2033/34 | 232.75 | 36.75 | 1
2033/34 | 233.25 | 36.75 | 1
2033/34 | 234.25 | 36.75 | 1
2033/34 | 235.25 | 36.75 | 1
2033/34 | 235.75 | 36.75 | 2
2033/34 | 239.75 | 36.75 | 2
2033/34 | 240.75 | 36.75 | 1
2033/34 | 241.75 | 36.75 | 2
2033/34 | 242.75 | 36.75 | 1
2033/34 | 244.75 | 36.75 | 1
2033/34 | 245.25 | 36.75 | 2
2033/34 | 245.75 | 36.75 | 1
2033/34 | 246.25 | 36.75 | 1
2033/34 | 246.75 | 36.75 | 2
2033/34 | 247.25 | 36.75 | 1
2033/34 | 255.75 | 36.75 | 1
2033/34 | 257.25 | 36.75 | 1
2033/34 | 264.25 | 36.75 | 2
2033/34 | 267.25 | 36.75 | 1
2033/34 | 268.25 | 36.75 | 1
2033/34 | 274.75 | 36.75 | 1
2033/34 | 41.75 | 37.25 | 2
2033/34 | 43.75 | 37.25 | 1
2033/34 | 44.75 | 37.25 | 1
2033/34 | 45.75 | 37.25 | 1
2033/34 | 46.25 | 37.25 | 1
2033/34 | 46.75 | 37.25 | 1
2033/34 | 47.75 | 37.25 | 2
2033/34 | 48.25 | 37.25 | 1
2033/34 | 50.25 | 37.25 | 2
2033/34 | 50.75 | 37.25 | 6
2033/34 | 51.75 | 37.25 | 1
2033/34 | 52.25 | 37.25 | 3
2033/34 | 52.75 | 37.25 | 1
2033/34 | 53.25 | 37.25 | 4
2033/34 | 53.75 | 37.25 | 3
2033/34 | 54.75 | 37.25 | 1
2033/34 | 55.25 | 37.25 | 3
2033/34 | 55.75 | 37.25 | 4
2033/34 | 56.25 | 37.25 | 4
2033/34 | 56.75 | 37.25 | 3
2033/34 | 57.25 | 37.25 | 3
2033/34 | 57.75 | 37.25 | 7
2033/34 | 58.25 | 37.25 | 7
2033/34 | 58.75 | 37.25 | 9
2033/34 | 59.25 | 37.25 | 5
2033/34 | 59.75 | 37.25 | 7
2033/34 | 60.25 | 37.25 | 8
2033/34 | 60.75 | 37.25 | 9
2033/34 | 61.25 | 37.25 | 15
2033/34 | 61.75 | 37.25 | 14
2033/34 | 62.25 | 37.25 | 9
2033/34 | 62.75 | 37.25 | 20
2033/34 | 63.25 | 37.25 | 16
2033/34 | 63.75 | 37.25 | 13
2033/34 | 64.25 | 37.25 | 19
2033/34 | 64.75 | 37.25 | 12
2033/34 | 65.25 | 37.25 | 27
2033/34 | 65.75 | 37.25 | 28
2033/34 | 66.25 | 37.25 | 24
2033/34 | 66.75 | 37.25 | 39
2033/34 | 67.25 | 37.25 | 28
2033/34 | 67.75 | 37.25 | 32
2033/34 | 68.25 | 37.25 | 49
2033/34 | 68.75 | 37.25 | 45
2033/34 | 69.25 | 37.25 | 44
2033/34 | 69.75 | 37.25 | 46
2033/34 | 70.25 | 37.25 | 58
2033/34 | 70.75 | 37.25 | 47
2033/34 | 71.25 | 37.25 | 60
2033/34 | 71.75 | 37.25 | 60
2033/34 | 72.25 | 37.25 | 79
2033/34 | 72.75 | 37.25 | 73
2033/34 | 73.25 | 37.25 | 67
2033/34 | 73.75 | 37.25 | 64
2033/34 | 74.25 | 37.25 | 85
2033/34 | 74.75 | 37.25 | 79
2033/34 | 75.25 | 37.25 | 79
2033/34 | 75.75 | 37.25 | 101
2033/34 | 76.25 | 37.25 | 122
2033/34 | 76.75 | 37.25 | 78
2033/34 | 77.25 | 37.25 | 111
2033/34 | 77.75 | 37.25 | 92
2033/34 | 78.25 | 37.25 | 109
2033/34 | 78.75 | 37.25 | 113
2033/34 | 79.25 | 37.25 | 96
2033/34 | 79.75 | 37.25 | 104
2033/34 | 80.25 | 37.25 | 104
2033/34 | 80.75 | 37.25 | 129
2033/34 | 81.25 | 37.25 | 115
2033/34 | 81.75 | 37.25 | 119
2033/34 | 82.25 | 37.25 | 136
2033/34 | 82.75 | 37.25 | 132
2033/34 | 83.25 | 37.25 | 127
2033/34 | 83.75 | 37.25 | 120
2033/34 | 84.25 | 37.25 | 114
2033/34 | 84.75 | 37.25 | 149
2033/34 | 85.25 | 37.25 | 114
2033/34 | 85.75 | 37.25 | 143
2033/34 | 86.25 | 37.25 | 124
2033/34 | 86.75 | 37.25 | 157
2033/34 | 87.25 | 37.25 | 168
2033/34 | 87.75 | 37.25 | 179
2033/34 | 88.25 | 37.25 | 143
2033/34 | 88.75 | 37.25 | 158
2033/34 | 89.25 | 37.25 | 137
2033/34 | 89.75 | 37.25 | 174
2033/34 | 90.25 | 37.25 | 170
2033/34 | 90.75 | 37.25 | 207
2033/34 | 91.25 | 37.25 | 150
2033/34 | 91.75 | 37.25 | 161
2033/34 | 92.25 | 37.25 | 172
2033/34 | 92.75 | 37.25 | 198
2033/34 | 93.25 | 37.25 | 170
2033/34 | 93.75 | 37.25 | 159
2033/34 | 94.25 | 37.25 | 174
2033/34 | 94.75 | 37.25 | 196
2033/34 | 95.25 | 37.25 | 167
2033/34 | 95.75 | 37.25 | 178
2033/34 | 96.25 | 37.25 | 168
2033/34 | 96.75 | 37.25 | 176
2033/34 | 97.25 | 37.25 | 191
2033/34 | 97.75 | 37.25 | 194
2033/34 | 98.25 | 37.25 | 187
2033/34 | 98.75 | 37.25 | 191
2033/34 | 99.25 | 37.25 | 189
2033/34 | 99.75 | 37.25 | 173
2033/34 | 100.25 | 37.25 | 182
2033/34 | 100.75 | 37.25 | 199
2033/34 | 101.25 | 37.25 | 188
2033/34 | 101.75 | 37.25 | 162
2033/34 | 102.25 | 37.25 | 150
2033/34 | 102.75 | 37.25 | 186
2033/34 | 103.25 | 37.25 | 204
2033/34 | 103.75 | 37.25 | 162
2033/34 | 104.25 | 37.25 | 212
2033/34 | 104.75 | 37.25 | 170
2033/34 | 105.25 | 37.25 | 166
2033/34 | 105.75 | 37.25 | 160
2033/34 | 106.25 | 37.25 | 182
2033/34 | 106.75 | 37.25 | 173
2033/34 | 107.25 | 37.25 | 177
2033/34 | 107.75 | 37.25 | 176
2033/34 | 108.25 | 37.25 | 157
2033/34 | 108.75 | 37.25 | 178
2033/34 | 109.25 | 37.25 | 154
2033/34 | 109.75 | 37.25 | 170
2033/34 | 110.25 | 37.25 | 177
2033/34 | 110.75 | 37.25 | 163
2033/34 | 111.25 | 37.25 | 152
2033/34 | 111.75 | 37.25 | 154
2033/34 | 112.25 | 37.25 | 182
2033/34 | 112.75 | 37.25 | 162
2033/34 | 113.25 | 37.25 | 193
2033/34 | 113.75 | 37.25 | 141
2033/34 | 114.25 | 37.25 | 144
2033/34 | 114.75 | 37.25 | 151
2033/34 | 115.25 | 37.25 | 145
2033/34 | 115.75 | 37.25 | 131
2033/34 | 116.25 | 37.25 | 144
2033/34 | 116.75 | 37.25 | 157
2033/34 | 117.25 | 37.25 | 152
2033/34 | 117.75 | 37.25 | 132
2033/34 | 118.25 | 37.25 | 141
2033/34 | 118.75 | 37.25 | 144
2033/34 | 119.25 | 37.25 | 129
2033/34 | 119.75 | 37.25 | 146
2033/34 | 120.25 | 37.25 | 138
2033/34 | 120.75 | 37.25 | 130
2033/34 | 121.25 | 37.25 | 152
2033/34 | 121.75 | 37.25 | 136
2033/34 | 122.25 | 37.25 | 133
2033/34 | 122.75 | 37.25 | 138
2033/34 | 123.25 | 37.25 | 127
2033/34 | 123.75 | 37.25 | 123
2033/34 | 124.25 | 37.25 | 114
2033/34 | 124.75 | 37.25 | 114
2033/34 | 125.25 | 37.25 | 136
2033/34 | 125.75 | 37.25 | 116
2033/34 | 126.25 | 37.25 | 112
2033/34 | 126.75 | 37.25 | 130
2033/34 | 127.25 | 37.25 | 116
2033/34 | 127.75 | 37.25 | 108
2033/34 | 128.25 | 37.25 | 109
2033/34 | 128.75 | 37.25 | 119
2033/34 | 129.25 | 37.25 | 123
2033/34 | 129.75 | 37.25 | 111
2033/34 | 130.25 | 37.25 | 124
2033/34 | 130.75 | 37.25 | 105
2033/34 | 131.25 | 37.25 | 111
2033/34 | 131.75 | 37.25 | 98
2033/34 | 132.25 | 37.25 | 102
2033/34 | 132.75 | 37.25 | 91
2033/34 | 133.25 | 37.25 | 86
2033/34 | 133.75 | 37.25 | 101
2033/34 | 134.25 | 37.25 | 99
2033/34 | 134.75 | 37.25 | 87
2033/34 | 135.25 | 37.25 | 94
2033/34 | 135.75 | 37.25 | 101
2033/34 | 136.25 | 37.25 | 76
2033/34 | 136.75 | 37.25 | 95
2033/34 | 137.25 | 37.25 | 74
2033/34 | 137.75 | 37.25 | 95
2033/34 | 138.25 | 37.25 | 88
2033/34 | 138.75 | 37.25 | 84
2033/34 | 139.25 | 37.25 | 79
2033/34 | 139.75 | 37.25 | 99
2033/34 | 140.25 | 37.25 | 78
2033/34 | 140.75 | 37.25 | 74
2033/34 | 141.25 | 37.25 | 88
2033/34 | 141.75 | 37.25 | 86
2033/34 | 142.25 | 37.25 | 90
2033/34 | 142.75 | 37.25 | 80
2033/34 | 143.25 | 37.25 | 90
2033/34 | 143.75 | 37.25 | 76
2033/34 | 144.25 | 37.25 | 79
2033/34 | 144.75 | 37.25 | 75
2033/34 | 145.25 | 37.25 | 80
2033/34 | 145.75 | 37.25 | 65
2033/34 | 146.25 | 37.25 | 69
2033/34 | 146.75 | 37.25 | 52
2033/34 | 147.25 | 37.25 | 61
2033/34 | 147.75 | 37.25 | 68
2033/34 | 148.25 | 37.25 | 71
2033/34 | 148.75 | 37.25 | 60
2033/34 | 149.25 | 37.25 | 56
2033/34 | 149.75 | 37.25 | 54
2033/34 | 150.25 | 37.25 | 51
2033/34 | 150.75 | 37.25 | 57
2033/34 | 151.25 | 37.25 | 71
2033/34 | 151.75 | 37.25 | 62
2033/34 | 152.25 | 37.25 | 59
2033/34 | 152.75 | 37.25 | 59
2033/34 | 153.25 | 37.25 | 57
2033/34 | 153.75 | 37.25 | 58
2033/34 | 154.25 | 37.25 | 44
2033/34 | 154.75 | 37.25 | 68
2033/34 | 155.25 | 37.25 | 60
2033/34 | 155.75 | 37.25 | 52
2033/34 | 156.25 | 37.25 | 53
2033/34 | 156.75 | 37.25 | 46
2033/34 | 157.25 | 37.25 | 57
2033/34 | 157.75 | 37.25 | 42
2033/34 | 158.25 | 37.25 | 55
2033/34 | 158.75 | 37.25 | 61
2033/34 | 159.25 | 37.25 | 38
2033/34 | 159.75 | 37.25 | 46
2033/34 | 160.25 | 37.25 | 49
2033/34 | 160.75 | 37.25 | 43
2033/34 | 161.25 | 37.25 | 39
2033/34 | 161.75 | 37.25 | 35
2033/34 | 162.25 | 37.25 | 47
2033/34 | 162.75 | 37.25 | 27
2033/34 | 163.25 | 37.25 | 32
2033/34 | 163.75 | 37.25 | 33
2033/34 | 164.25 | 37.25 | 43
2033/34 | 164.75 | 37.25 | 41
2033/34 | 165.25 | 37.25 | 44
2033/34 | 165.75 | 37.25 | 37
2033/34 | 166.25 | 37.25 | 37
2033/34 | 166.75 | 37.25 | 35
2033/34 | 167.25 | 37.25 | 38
2033/34 | 167.75 | 37.25 | 19
2033/34 | 168.25 | 37.25 | 23
2033/34 | 168.75 | 37.25 | 30
2033/34 | 169.25 | 37.25 | 27
2033/34 | 169.75 | 37.25 | 35
2033/34 | 170.25 | 37.25 | 30
2033/34 | 170.75 | 37.25 | 27
2033/34 | 171.25 | 37.25 | 20
2033/34 | 171.75 | 37.25 | 28
2033/34 | 172.25 | 37.25 | 36
2033/34 | 172.75 | 37.25 | 28
2033/34 | 173.25 | 37.25 | 19
2033/34 | 173.75 | 37.25 | 41
2033/34 | 174.25 | 37.25 | 37
2033/34 | 174.75 | 37.25 | 24
2033/34 | 175.25 | 37.25 | 18
2033/34 | 175.75 | 37.25 | 31
2033/34 | 176.25 | 37.25 | 16
2033/34 | 176.75 | 37.25 | 22
2033/34 | 177.25 | 37.25 | 24
2033/34 | 177.75 | 37.25 | 21
2033/34 | 178.25 | 37.25 | 22
2033/34 | 178.75 | 37.25 | 23
2033/34 | 179.25 | 37.25 | 27
2033/34 | 179.75 | 37.25 | 25
2033/34 | 180.25 | 37.25 | 24
2033/34 | 180.75 | 37.25 | 19
2033/34 | 181.25 | 37.25 | 16
2033/34 | 181.75 | 37.25 | 19
2033/34 | 182.25 | 37.25 | 17
2033/34 | 182.75 | 37.25 | 20
2033/34 | 183.25 | 37.25 | 20
2033/34 | 183.75 | 37.25 | 17
2033/34 | 184.25 | 37.25 | 18
2033/34 | 184.75 | 37.25 | 11
2033/34 | 185.25 | 37.25 | 20
2033/34 | 185.75 | 37.25 | 13
2033/34 | 186.25 | 37.25 | 15
2033/34 | 186.75 | 37.25 | 15
2033/34 | 187.25 | 37.25 | 16
2033/34 | 187.75 | 37.25 | 15
2033/34 | 188.25 | 37.25 | 17
2033/34 | 188.75 | 37.25 | 13
2033/34 | 189.25 | 37.25 | 15
2033/34 | 189.75 | 37.25 | 16
2033/34 | 190.25 | 37.25 | 14
2033/34 | 190.75 | 37.25 | 12
2033/34 | 191.25 | 37.25 | 19
2033/34 | 191.75 | 37.25 | 9
2033/34 | 192.25 | 37.25 | 18
2033/34 | 192.75 | 37.25 | 5
2033/34 | 193.25 | 37.25 | 11
2033/34 | 193.75 | 37.25 | 12
2033/34 | 194.25 | 37.25 | 18
2033/34 | 194.75 | 37.25 | 11
2033/34 | 195.25 | 37.25 | 13
2033/34 | 195.75 | 37.25 | 13
2033/34 | 196.25 | 37.25 | 9
2033/34 | 196.75 | 37.25 | 9
2033/34 | 197.25 | 37.25 | 4
2033/34 | 197.75 | 37.25 | 7
2033/34 | 198.25 | 37.25 | 16
2033/34 | 198.75 | 37.25 | 15
2033/34 | 199.25 | 37.25 | 10
2033/34 | 199.75 | 37.25 | 6
2033/34 | 200.25 | 37.25 | 6
2033/34 | 200.75 | 37.25 | 12
2033/34 | 201.25 | 37.25 | 4
2033/34 | 201.75 | 37.25 | 9
2033/34 | 202.25 | 37.25 | 2
2033/34 | 202.75 | 37.25 | 6
2033/34 | 203.25 | 37.25 | 10
2033/34 | 203.75 | 37.25 | 7
2033/34 | 204.25 | 37.25 | 7
2033/34 | 204.75 | 37.25 | 9
2033/34 | 205.25 | 37.25 | 9
2033/34 | 205.75 | 37.25 | 7
2033/34 | 206.25 | 37.25 | 5
2033/34 | 206.75 | 37.25 | 1
2033/34 | 207.25 | 37.25 | 6
2033/34 | 207.75 | 37.25 | 8
2033/34 | 208.25 | 37.25 | 6
2033/34 | 208.75 | 37.25 | 6
2033/34 | 209.25 | 37.25 | 11
2033/34 | 209.75 | 37.25 | 5
2033/34 | 210.25 | 37.25 | 7
2033/34 | 210.75 | 37.25 | 4
2033/34 | 211.25 | 37.25 | 5
2033/34 | 211.75 | 37.25 | 2
2033/34 | 212.25 | 37.25 | 5
2033/34 | 212.75 | 37.25 | 2
2033/34 | 213.25 | 37.25 | 2
2033/34 | 213.75 | 37.25 | 3
2033/34 | 214.25 | 37.25 | 1
2033/34 | 214.75 | 37.25 | 4
2033/34 | 215.25 | 37.25 | 2
2033/34 | 215.75 | 37.25 | 2
2033/34 | 216.25 | 37.25 | 3
2033/34 | 216.75 | 37.25 | 3
2033/34 | 217.25 | 37.25 | 2
2033/34 | 217.75 | 37.25 | 1
2033/34 | 218.25 | 37.25 | 2
2033/34 | 218.75 | 37.25 | 1
2033/34 | 219.25 | 37.25 | 2
2033/34 | 219.75 | 37.25 | 2
2033/34 | 220.75 | 37.25 | 3
2033/34 | 221.25 | 37.25 | 4
2033/34 | 221.75 | 37.25 | 5
2033/34 | 222.25 | 37.25 | 2
2033/34 | 222.75 | 37.25 | 1
2033/34 | 223.75 | 37.25 | 3
2033/34 | 224.25 | 37.25 | 1
2033/34 | 226.25 | 37.25 | 1
2033/34 | 226.75 | 37.25 | 1
2033/34 | 227.25 | 37.25 | 2
2033/34 | 230.75 | 37.25 | 1
2033/34 | 231.25 | 37.25 | 1
2033/34 | 231.75 | 37.25 | 2
2033/34 | 232.25 | 37.25 | 4
2033/34 | 232.75 | 37.25 | 2
2033/34 | 233.25 | 37.25 | 2
2033/34 | 233.75 | 37.25 | 1
2033/34 | 234.75 | 37.25 | 1
2033/34 | 235.75 | 37.25 | 3
2033/34 | 236.75 | 37.25 | 1
2033/34 | 237.75 | 37.25 | 1
2033/34 | 238.75 | 37.25 | 1
2033/34 | 239.75 | 37.25 | 1
2033/34 | 240.25 | 37.25 | 1
2033/34 | 242.25 | 37.25 | 1
2033/34 | 243.75 | 37.25 | 1
2033/34 | 246.25 | 37.25 | 2
2033/34 | 246.75 | 37.25 | 1
2033/34 | 248.25 | 37.25 | 1
2033/34 | 248.75 | 37.25 | 1
2033/34 | 249.75 | 37.25 | 1
2033/34 | 251.25 | 37.25 | 1
2033/34 | 252.75 | 37.25 | 1
2033/34 | 253.75 | 37.25 | 1
2033/34 | 260.25 | 37.25 | 1
2033/34 | 261.25 | 37.25 | 1
2033/34 | 263.75 | 37.25 | 1
2033/34 | 265.25 | 37.25 | 1
2033/34 | 268.75 | 37.25 | 1
2033/34 | 271.25 | 37.25 | 1
2033/34 | 42.25 | 37.75 | 1
2033/34 | 42.75 | 37.75 | 1
2033/34 | 43.75 | 37.75 | 1
2033/34 | 45.25 | 37.75 | 1
2033/34 | 45.75 | 37.75 | 2
2033/34 | 46.25 | 37.75 | 3
2033/34 | 46.75 | 37.75 | 1
2033/34 | 48.25 | 37.75 | 1
2033/34 | 49.25 | 37.75 | 1
2033/34 | 49.75 | 37.75 | 1
2033/34 | 50.75 | 37.75 | 1
2033/34 | 51.25 | 37.75 | 4
2033/34 | 51.75 | 37.75 | 1
2033/34 | 52.25 | 37.75 | 2
2033/34 | 52.75 | 37.75 | 2
2033/34 | 53.25 | 37.75 | 4
2033/34 | 53.75 | 37.75 | 4
2033/34 | 54.25 | 37.75 | 2
2033/34 | 54.75 | 37.75 | 4
2033/34 | 55.25 | 37.75 | 2
2033/34 | 55.75 | 37.75 | 5
2033/34 | 56.25 | 37.75 | 2
2033/34 | 56.75 | 37.75 | 3
2033/34 | 57.25 | 37.75 | 4
2033/34 | 57.75 | 37.75 | 4
2033/34 | 58.25 | 37.75 | 5
2033/34 | 58.75 | 37.75 | 5
2033/34 | 59.25 | 37.75 | 7
2033/34 | 59.75 | 37.75 | 6
2033/34 | 60.25 | 37.75 | 10
2033/34 | 60.75 | 37.75 | 11
2033/34 | 61.25 | 37.75 | 9
2033/34 | 61.75 | 37.75 | 10
2033/34 | 62.25 | 37.75 | 10
2033/34 | 62.75 | 37.75 | 15
2033/34 | 63.25 | 37.75 | 11
2033/34 | 63.75 | 37.75 | 17
2033/34 | 64.25 | 37.75 | 17
2033/34 | 64.75 | 37.75 | 21
2033/34 | 65.25 | 37.75 | 28
2033/34 | 65.75 | 37.75 | 17
2033/34 | 66.25 | 37.75 | 28
2033/34 | 66.75 | 37.75 | 36
2033/34 | 67.25 | 37.75 | 30
2033/34 | 67.75 | 37.75 | 31
2033/34 | 68.25 | 37.75 | 42
2033/34 | 68.75 | 37.75 | 38
2033/34 | 69.25 | 37.75 | 40
2033/34 | 69.75 | 37.75 | 43
2033/34 | 70.25 | 37.75 | 46
2033/34 | 70.75 | 37.75 | 50
2033/34 | 71.25 | 37.75 | 56
2033/34 | 71.75 | 37.75 | 68
2033/34 | 72.25 | 37.75 | 61
2033/34 | 72.75 | 37.75 | 61
2033/34 | 73.25 | 37.75 | 77
2033/34 | 73.75 | 37.75 | 48
2033/34 | 74.25 | 37.75 | 73
2033/34 | 74.75 | 37.75 | 78
2033/34 | 75.25 | 37.75 | 75
2033/34 | 75.75 | 37.75 | 69
2033/34 | 76.25 | 37.75 | 95
2033/34 | 76.75 | 37.75 | 95
2033/34 | 77.25 | 37.75 | 94
2033/34 | 77.75 | 37.75 | 105
2033/34 | 78.25 | 37.75 | 106
2033/34 | 78.75 | 37.75 | 104
2033/34 | 79.25 | 37.75 | 102
2033/34 | 79.75 | 37.75 | 90
2033/34 | 80.25 | 37.75 | 105
2033/34 | 80.75 | 37.75 | 112
2033/34 | 81.25 | 37.75 | 137
2033/34 | 81.75 | 37.75 | 129
2033/34 | 82.25 | 37.75 | 139
2033/34 | 82.75 | 37.75 | 125
2033/34 | 83.25 | 37.75 | 130
2033/34 | 83.75 | 37.75 | 129
2033/34 | 84.25 | 37.75 | 154
2033/34 | 84.75 | 37.75 | 133
2033/34 | 85.25 | 37.75 | 133
2033/34 | 85.75 | 37.75 | 161
2033/34 | 86.25 | 37.75 | 165
2033/34 | 86.75 | 37.75 | 159
2033/34 | 87.25 | 37.75 | 157
2033/34 | 87.75 | 37.75 | 149
2033/34 | 88.25 | 37.75 | 153
2033/34 | 88.75 | 37.75 | 165
2033/34 | 89.25 | 37.75 | 141
2033/34 | 89.75 | 37.75 | 163
2033/34 | 90.25 | 37.75 | 188
2033/34 | 90.75 | 37.75 | 170
2033/34 | 91.25 | 37.75 | 167
2033/34 | 91.75 | 37.75 | 170
2033/34 | 92.25 | 37.75 | 197
2033/34 | 92.75 | 37.75 | 168
2033/34 | 93.25 | 37.75 | 185
2033/34 | 93.75 | 37.75 | 176
2033/34 | 94.25 | 37.75 | 176
2033/34 | 94.75 | 37.75 | 188
2033/34 | 95.25 | 37.75 | 194
2033/34 | 95.75 | 37.75 | 183
2033/34 | 96.25 | 37.75 | 180
2033/34 | 96.75 | 37.75 | 179
2033/34 | 97.25 | 37.75 | 184
2033/34 | 97.75 | 37.75 | 170
2033/34 | 98.25 | 37.75 | 191
2033/34 | 98.75 | 37.75 | 181
2033/34 | 99.25 | 37.75 | 180
2033/34 | 99.75 | 37.75 | 186
2033/34 | 100.25 | 37.75 | 180
2033/34 | 100.75 | 37.75 | 158
2033/34 | 101.25 | 37.75 | 171
2033/34 | 101.75 | 37.75 | 201
2033/34 | 102.25 | 37.75 | 167
2033/34 | 102.75 | 37.75 | 182
2033/34 | 103.25 | 37.75 | 162
2033/34 | 103.75 | 37.75 | 187
2033/34 | 104.25 | 37.75 | 195
2033/34 | 104.75 | 37.75 | 176
2033/34 | 105.25 | 37.75 | 181
2033/34 | 105.75 | 37.75 | 172
2033/34 | 106.25 | 37.75 | 177
2033/34 | 106.75 | 37.75 | 182
2033/34 | 107.25 | 37.75 | 160
2033/34 | 107.75 | 37.75 | 183
2033/34 | 108.25 | 37.75 | 145
2033/34 | 108.75 | 37.75 | 148
2033/34 | 109.25 | 37.75 | 186
2033/34 | 109.75 | 37.75 | 158
2033/34 | 110.25 | 37.75 | 192
2033/34 | 110.75 | 37.75 | 188
2033/34 | 111.25 | 37.75 | 163
2033/34 | 111.75 | 37.75 | 151
2033/34 | 112.25 | 37.75 | 165
2033/34 | 112.75 | 37.75 | 156
2033/34 | 113.25 | 37.75 | 158
2033/34 | 113.75 | 37.75 | 145
2033/34 | 114.25 | 37.75 | 164
2033/34 | 114.75 | 37.75 | 148
2033/34 | 115.25 | 37.75 | 155
2033/34 | 115.75 | 37.75 | 155
2033/34 | 116.25 | 37.75 | 173
2033/34 | 116.75 | 37.75 | 160
2033/34 | 117.25 | 37.75 | 138
2033/34 | 117.75 | 37.75 | 154
2033/34 | 118.25 | 37.75 | 143
2033/34 | 118.75 | 37.75 | 148
2033/34 | 119.25 | 37.75 | 147
2033/34 | 119.75 | 37.75 | 136
2033/34 | 120.25 | 37.75 | 128
2033/34 | 120.75 | 37.75 | 136
2033/34 | 121.25 | 37.75 | 152
2033/34 | 121.75 | 37.75 | 142
2033/34 | 122.25 | 37.75 | 147
2033/34 | 122.75 | 37.75 | 134
2033/34 | 123.25 | 37.75 | 133
2033/34 | 123.75 | 37.75 | 140
2033/34 | 124.25 | 37.75 | 147
2033/34 | 124.75 | 37.75 | 126
2033/34 | 125.25 | 37.75 | 104
2033/34 | 125.75 | 37.75 | 128
2033/34 | 126.25 | 37.75 | 138
2033/34 | 126.75 | 37.75 | 128
2033/34 | 127.25 | 37.75 | 135
2033/34 | 127.75 | 37.75 | 112
2033/34 | 128.25 | 37.75 | 124
2033/34 | 128.75 | 37.75 | 131
2033/34 | 129.25 | 37.75 | 116
2033/34 | 129.75 | 37.75 | 113
2033/34 | 130.25 | 37.75 | 103
2033/34 | 130.75 | 37.75 | 108
2033/34 | 131.25 | 37.75 | 95
2033/34 | 131.75 | 37.75 | 101
2033/34 | 132.25 | 37.75 | 121
2033/34 | 132.75 | 37.75 | 114
2033/34 | 133.25 | 37.75 | 94
2033/34 | 133.75 | 37.75 | 106
2033/34 | 134.25 | 37.75 | 98
2033/34 | 134.75 | 37.75 | 115
2033/34 | 135.25 | 37.75 | 94
2033/34 | 135.75 | 37.75 | 109
2033/34 | 136.25 | 37.75 | 104
2033/34 | 136.75 | 37.75 | 99
2033/34 | 137.25 | 37.75 | 104
2033/34 | 137.75 | 37.75 | 105
2033/34 | 138.25 | 37.75 | 104
2033/34 | 138.75 | 37.75 | 96
2033/34 | 139.25 | 37.75 | 79
2033/34 | 139.75 | 37.75 | 80
2033/34 | 140.25 | 37.75 | 88
2033/34 | 140.75 | 37.75 | 71
2033/34 | 141.25 | 37.75 | 82
2033/34 | 141.75 | 37.75 | 75
2033/34 | 142.25 | 37.75 | 76
2033/34 | 142.75 | 37.75 | 79
2033/34 | 143.25 | 37.75 | 93
2033/34 | 143.75 | 37.75 | 96
2033/34 | 144.25 | 37.75 | 81
2033/34 | 144.75 | 37.75 | 76
2033/34 | 145.25 | 37.75 | 88
2033/34 | 145.75 | 37.75 | 58
2033/34 | 146.25 | 37.75 | 75
2033/34 | 146.75 | 37.75 | 80
2033/34 | 147.25 | 37.75 | 59
2033/34 | 147.75 | 37.75 | 70
2033/34 | 148.25 | 37.75 | 59
2033/34 | 148.75 | 37.75 | 74
2033/34 | 149.25 | 37.75 | 61
2033/34 | 149.75 | 37.75 | 63
2033/34 | 150.25 | 37.75 | 58
2033/34 | 150.75 | 37.75 | 82
2033/34 | 151.25 | 37.75 | 56
2033/34 | 151.75 | 37.75 | 59
2033/34 | 152.25 | 37.75 | 63
2033/34 | 152.75 | 37.75 | 52
2033/34 | 153.25 | 37.75 | 60
2033/34 | 153.75 | 37.75 | 48
2033/34 | 154.25 | 37.75 | 58
2033/34 | 154.75 | 37.75 | 61
2033/34 | 155.25 | 37.75 | 67
2033/34 | 155.75 | 37.75 | 61
2033/34 | 156.25 | 37.75 | 59
2033/34 | 156.75 | 37.75 | 48
2033/34 | 157.25 | 37.75 | 57
2033/34 | 157.75 | 37.75 | 53
2033/34 | 158.25 | 37.75 | 46
2033/34 | 158.75 | 37.75 | 57
2033/34 | 159.25 | 37.75 | 49
2033/34 | 159.75 | 37.75 | 64
2033/34 | 160.25 | 37.75 | 50
2033/34 | 160.75 | 37.75 | 42
2033/34 | 161.25 | 37.75 | 50
2033/34 | 161.75 | 37.75 | 41
2033/34 | 162.25 | 37.75 | 55
2033/34 | 162.75 | 37.75 | 37
2033/34 | 163.25 | 37.75 | 41
2033/34 | 163.75 | 37.75 | 39
2033/34 | 164.25 | 37.75 | 30
2033/34 | 164.75 | 37.75 | 43
2033/34 | 165.25 | 37.75 | 37
2033/34 | 165.75 | 37.75 | 37
2033/34 | 166.25 | 37.75 | 44
2033/34 | 166.75 | 37.75 | 41
2033/34 | 167.25 | 37.75 | 33
2033/34 | 167.75 | 37.75 | 33
2033/34 | 168.25 | 37.75 | 35
2033/34 | 168.75 | 37.75 | 42
2033/34 | 169.25 | 37.75 | 40
2033/34 | 169.75 | 37.75 | 28
2033/34 | 170.25 | 37.75 | 39
2033/34 | 170.75 | 37.75 | 35
2033/34 | 171.25 | 37.75 | 30
2033/34 | 171.75 | 37.75 | 26
2033/34 | 172.25 | 37.75 | 30
2033/34 | 172.75 | 37.75 | 26
2033/34 | 173.25 | 37.75 | 26
2033/34 | 173.75 | 37.75 | 23
2033/34 | 174.25 | 37.75 | 34
2033/34 | 174.75 | 37.75 | 21
2033/34 | 175.25 | 37.75 | 25
2033/34 | 175.75 | 37.75 | 28
2033/34 | 176.25 | 37.75 | 31
2033/34 | 176.75 | 37.75 | 31
2033/34 | 177.25 | 37.75 | 24
2033/34 | 177.75 | 37.75 | 25
2033/34 | 178.25 | 37.75 | 24
2033/34 | 178.75 | 37.75 | 26
2033/34 | 179.25 | 37.75 | 19
2033/34 | 179.75 | 37.75 | 22
2033/34 | 180.25 | 37.75 | 34
2033/34 | 180.75 | 37.75 | 34
2033/34 | 181.25 | 37.75 | 21
2033/34 | 181.75 | 37.75 | 18
2033/34 | 182.25 | 37.75 | 24
2033/34 | 182.75 | 37.75 | 19
2033/34 | 183.25 | 37.75 | 23
2033/34 | 183.75 | 37.75 | 19
2033/34 | 184.25 | 37.75 | 21
2033/34 | 184.75 | 37.75 | 9
2033/34 | 185.25 | 37.75 | 13
2033/34 | 185.75 | 37.75 | 19
2033/34 | 186.25 | 37.75 | 19
2033/34 | 186.75 | 37.75 | 14
2033/34 | 187.25 | 37.75 | 14
2033/34 | 187.75 | 37.75 | 8
2033/34 | 188.25 | 37.75 | 11
2033/34 | 188.75 | 37.75 | 11
2033/34 | 189.25 | 37.75 | 20
2033/34 | 189.75 | 37.75 | 16
2033/34 | 190.25 | 37.75 | 17
2033/34 | 190.75 | 37.75 | 10
2033/34 | 191.25 | 37.75 | 14
2033/34 | 191.75 | 37.75 | 10
2033/34 | 192.25 | 37.75 | 12
2033/34 | 192.75 | 37.75 | 11
2033/34 | 193.25 | 37.75 | 18
2033/34 | 193.75 | 37.75 | 16
2033/34 | 194.25 | 37.75 | 13
2033/34 | 194.75 | 37.75 | 8
2033/34 | 195.25 | 37.75 | 9
2033/34 | 195.75 | 37.75 | 10
2033/34 | 196.25 | 37.75 | 10
2033/34 | 196.75 | 37.75 | 9
2033/34 | 197.25 | 37.75 | 9
2033/34 | 197.75 | 37.75 | 12
2033/34 | 198.25 | 37.75 | 9
2033/34 | 198.75 | 37.75 | 9
2033/34 | 199.25 | 37.75 | 16
2033/34 | 199.75 | 37.75 | 11
2033/34 | 200.25 | 37.75 | 5
2033/34 | 200.75 | 37.75 | 12
2033/34 | 201.25 | 37.75 | 9
2033/34 | 201.75 | 37.75 | 8
2033/34 | 202.25 | 37.75 | 7
2033/34 | 202.75 | 37.75 | 7
2033/34 | 203.25 | 37.75 | 5
2033/34 | 203.75 | 37.75 | 8
2033/34 | 204.25 | 37.75 | 7
2033/34 | 204.75 | 37.75 | 7
2033/34 | 205.25 | 37.75 | 6
2033/34 | 205.75 | 37.75 | 6
2033/34 | 206.25 | 37.75 | 7
2033/34 | 206.75 | 37.75 | 3
2033/34 | 207.25 | 37.75 | 6
2033/34 | 207.75 | 37.75 | 6
2033/34 | 208.25 | 37.75 | 7
2033/34 | 208.75 | 37.75 | 3
2033/34 | 209.25 | 37.75 | 5
2033/34 | 209.75 | 37.75 | 3
2033/34 | 210.25 | 37.75 | 5
2033/34 | 210.75 | 37.75 | 4
2033/34 | 211.25 | 37.75 | 6
2033/34 | 211.75 | 37.75 | 2
2033/34 | 212.25 | 37.75 | 5
2033/34 | 212.75 | 37.75 | 3
2033/34 | 213.25 | 37.75 | 3
2033/34 | 213.75 | 37.75 | 3
2033/34 | 214.25 | 37.75 | 3
2033/34 | 214.75 | 37.75 | 3
2033/34 | 215.25 | 37.75 | 4
2033/34 | 215.75 | 37.75 | 6
2033/34 | 216.25 | 37.75 | 2
2033/34 | 216.75 | 37.75 | 3
2033/34 | 217.25 | 37.75 | 3
2033/34 | 217.75 | 37.75 | 3
2033/34 | 218.25 | 37.75 | 5
2033/34 | 218.75 | 37.75 | 2
2033/34 | 219.25 | 37.75 | 4
2033/34 | 219.75 | 37.75 | 2
2033/34 | 220.25 | 37.75 | 2
2033/34 | 220.75 | 37.75 | 5
2033/34 | 221.25 | 37.75 | 3
2033/34 | 221.75 | 37.75 | 1
2033/34 | 222.25 | 37.75 | 3
2033/34 | 222.75 | 37.75 | 1
2033/34 | 223.75 | 37.75 | 1
2033/34 | 224.25 | 37.75 | 8
2033/34 | 224.75 | 37.75 | 2
2033/34 | 225.25 | 37.75 | 1
2033/34 | 225.75 | 37.75 | 3
2033/34 | 226.25 | 37.75 | 1
2033/34 | 226.75 | 37.75 | 1
2033/34 | 227.25 | 37.75 | 1
2033/34 | 228.25 | 37.75 | 2
2033/34 | 228.75 | 37.75 | 1
2033/34 | 229.25 | 37.75 | 1
2033/34 | 230.75 | 37.75 | 1
2033/34 | 231.25 | 37.75 | 1
2033/34 | 232.75 | 37.75 | 1
2033/34 | 233.25 | 37.75 | 1
2033/34 | 233.75 | 37.75 | 3
2033/34 | 234.75 | 37.75 | 1
2033/34 | 235.75 | 37.75 | 1
2033/34 | 236.25 | 37.75 | 1
2033/34 | 236.75 | 37.75 | 1
2033/34 | 237.25 | 37.75 | 2
2033/34 | 239.25 | 37.75 | 2
2033/34 | 239.75 | 37.75 | 1
2033/34 | 240.25 | 37.75 | 2
2033/34 | 241.25 | 37.75 | 2
2033/34 | 242.75 | 37.75 | 2
2033/34 | 243.25 | 37.75 | 1
2033/34 | 244.25 | 37.75 | 1
2033/34 | 244.75 | 37.75 | 1
2033/34 | 246.75 | 37.75 | 1
2033/34 | 247.25 | 37.75 | 2
2033/34 | 249.25 | 37.75 | 1
2033/34 | 252.25 | 37.75 | 2
2033/34 | 253.75 | 37.75 | 1
2033/34 | 255.25 | 37.75 | 1
2033/34 | 256.75 | 37.75 | 1
2033/34 | 262.75 | 37.75 | 1
2033/34 | 265.75 | 37.75 | 1
2033/34 | 294.25 | 37.75 | 1
2033/34 | 295.75 | 37.75 | 1
2033/34 | 42.75 | 38.25 | 1
2033/34 | 43.25 | 38.25 | 2
2033/34 | 44.75 | 38.25 | 1
2033/34 | 46.25 | 38.25 | 1
2033/34 | 46.75 | 38.25 | 2
2033/34 | 47.25 | 38.25 | 2
2033/34 | 47.75 | 38.25 | 2
2033/34 | 48.25 | 38.25 | 2
2033/34 | 48.75 | 38.25 | 1
2033/34 | 49.25 | 38.25 | 2
2033/34 | 49.75 | 38.25 | 2
2033/34 | 50.25 | 38.25 | 2
2033/34 | 50.75 | 38.25 | 2
2033/34 | 52.75 | 38.25 | 3
2033/34 | 53.25 | 38.25 | 2
2033/34 | 53.75 | 38.25 | 1
2033/34 | 54.25 | 38.25 | 1
2033/34 | 54.75 | 38.25 | 3
2033/34 | 55.25 | 38.25 | 2
2033/34 | 55.75 | 38.25 | 5
2033/34 | 56.25 | 38.25 | 2
2033/34 | 56.75 | 38.25 | 6
2033/34 | 57.25 | 38.25 | 4
2033/34 | 57.75 | 38.25 | 3
2033/34 | 58.25 | 38.25 | 6
2033/34 | 58.75 | 38.25 | 6
2033/34 | 59.25 | 38.25 | 5
2033/34 | 59.75 | 38.25 | 5
2033/34 | 60.25 | 38.25 | 9
2033/34 | 60.75 | 38.25 | 8
2033/34 | 61.25 | 38.25 | 4
2033/34 | 61.75 | 38.25 | 7
2033/34 | 62.25 | 38.25 | 8
2033/34 | 62.75 | 38.25 | 12
2033/34 | 63.25 | 38.25 | 16
2033/34 | 63.75 | 38.25 | 14
2033/34 | 64.25 | 38.25 | 16
2033/34 | 64.75 | 38.25 | 17
2033/34 | 65.25 | 38.25 | 16
2033/34 | 65.75 | 38.25 | 16
2033/34 | 66.25 | 38.25 | 11
2033/34 | 66.75 | 38.25 | 24
2033/34 | 67.25 | 38.25 | 29
2033/34 | 67.75 | 38.25 | 34
2033/34 | 68.25 | 38.25 | 25
2033/34 | 68.75 | 38.25 | 33
2033/34 | 69.25 | 38.25 | 31
2033/34 | 69.75 | 38.25 | 39
2033/34 | 70.25 | 38.25 | 42
2033/34 | 70.75 | 38.25 | 48
2033/34 | 71.25 | 38.25 | 38
2033/34 | 71.75 | 38.25 | 49
2033/34 | 72.25 | 38.25 | 48
2033/34 | 72.75 | 38.25 | 59
2033/34 | 73.25 | 38.25 | 67
2033/34 | 73.75 | 38.25 | 77
2033/34 | 74.25 | 38.25 | 63
2033/34 | 74.75 | 38.25 | 68
2033/34 | 75.25 | 38.25 | 84
2033/34 | 75.75 | 38.25 | 71
2033/34 | 76.25 | 38.25 | 76
2033/34 | 76.75 | 38.25 | 95
2033/34 | 77.25 | 38.25 | 91
2033/34 | 77.75 | 38.25 | 92
2033/34 | 78.25 | 38.25 | 101
2033/34 | 78.75 | 38.25 | 95
2033/34 | 79.25 | 38.25 | 112
2033/34 | 79.75 | 38.25 | 103
2033/34 | 80.25 | 38.25 | 111
2033/34 | 80.75 | 38.25 | 106
2033/34 | 81.25 | 38.25 | 127
2033/34 | 81.75 | 38.25 | 95
2033/34 | 82.25 | 38.25 | 107
2033/34 | 82.75 | 38.25 | 127
2033/34 | 83.25 | 38.25 | 121
2033/34 | 83.75 | 38.25 | 107
2033/34 | 84.25 | 38.25 | 132
2033/34 | 84.75 | 38.25 | 138
2033/34 | 85.25 | 38.25 | 169
2033/34 | 85.75 | 38.25 | 125
2033/34 | 86.25 | 38.25 | 148
2033/34 | 86.75 | 38.25 | 159
2033/34 | 87.25 | 38.25 | 149
2033/34 | 87.75 | 38.25 | 155
2033/34 | 88.25 | 38.25 | 180
2033/34 | 88.75 | 38.25 | 168
2033/34 | 89.25 | 38.25 | 155
2033/34 | 89.75 | 38.25 | 159
2033/34 | 90.25 | 38.25 | 147
2033/34 | 90.75 | 38.25 | 175
2033/34 | 91.25 | 38.25 | 162
2033/34 | 91.75 | 38.25 | 174
2033/34 | 92.25 | 38.25 | 160
2033/34 | 92.75 | 38.25 | 174
2033/34 | 93.25 | 38.25 | 159
2033/34 | 93.75 | 38.25 | 188
2033/34 | 94.25 | 38.25 | 192
2033/34 | 94.75 | 38.25 | 168
2033/34 | 95.25 | 38.25 | 162
2033/34 | 95.75 | 38.25 | 180
2033/34 | 96.25 | 38.25 | 201
2033/34 | 96.75 | 38.25 | 186
2033/34 | 97.25 | 38.25 | 188
2033/34 | 97.75 | 38.25 | 186
2033/34 | 98.25 | 38.25 | 183
2033/34 | 98.75 | 38.25 | 179
2033/34 | 99.25 | 38.25 | 210
2033/34 | 99.75 | 38.25 | 191
2033/34 | 100.25 | 38.25 | 157
2033/34 | 100.75 | 38.25 | 193
2033/34 | 101.25 | 38.25 | 166
2033/34 | 101.75 | 38.25 | 169
2033/34 | 102.25 | 38.25 | 207
2033/34 | 102.75 | 38.25 | 194
2033/34 | 103.25 | 38.25 | 192
2033/34 | 103.75 | 38.25 | 161
2033/34 | 104.25 | 38.25 | 182
2033/34 | 104.75 | 38.25 | 199
2033/34 | 105.25 | 38.25 | 166
2033/34 | 105.75 | 38.25 | 184
2033/34 | 106.25 | 38.25 | 172
2033/34 | 106.75 | 38.25 | 164
2033/34 | 107.25 | 38.25 | 194
2033/34 | 107.75 | 38.25 | 193
2033/34 | 108.25 | 38.25 | 180
2033/34 | 108.75 | 38.25 | 186
2033/34 | 109.25 | 38.25 | 177
2033/34 | 109.75 | 38.25 | 192
2033/34 | 110.25 | 38.25 | 188
2033/34 | 110.75 | 38.25 | 174
2033/34 | 111.25 | 38.25 | 159
2033/34 | 111.75 | 38.25 | 168
2033/34 | 112.25 | 38.25 | 188
2033/34 | 112.75 | 38.25 | 159
2033/34 | 113.25 | 38.25 | 146
2033/34 | 113.75 | 38.25 | 157
2033/34 | 114.25 | 38.25 | 186
2033/34 | 114.75 | 38.25 | 164
2033/34 | 115.25 | 38.25 | 146
2033/34 | 115.75 | 38.25 | 146
2033/34 | 116.25 | 38.25 | 146
2033/34 | 116.75 | 38.25 | 164
2033/34 | 117.25 | 38.25 | 169
2033/34 | 117.75 | 38.25 | 160
2033/34 | 118.25 | 38.25 | 134
2033/34 | 118.75 | 38.25 | 150
2033/34 | 119.25 | 38.25 | 170
2033/34 | 119.75 | 38.25 | 138
2033/34 | 120.25 | 38.25 | 152
2033/34 | 120.75 | 38.25 | 130
2033/34 | 121.25 | 38.25 | 146
2033/34 | 121.75 | 38.25 | 141
2033/34 | 122.25 | 38.25 | 154
2033/34 | 122.75 | 38.25 | 138
2033/34 | 123.25 | 38.25 | 133
2033/34 | 123.75 | 38.25 | 158
2033/34 | 124.25 | 38.25 | 117
2033/34 | 124.75 | 38.25 | 142
2033/34 | 125.25 | 38.25 | 138
2033/34 | 125.75 | 38.25 | 127
2033/34 | 126.25 | 38.25 | 139
2033/34 | 126.75 | 38.25 | 129
2033/34 | 127.25 | 38.25 | 133
2033/34 | 127.75 | 38.25 | 124
2033/34 | 128.25 | 38.25 | 106
2033/34 | 128.75 | 38.25 | 123
2033/34 | 129.25 | 38.25 | 116
2033/34 | 129.75 | 38.25 | 130
2033/34 | 130.25 | 38.25 | 119
2033/34 | 130.75 | 38.25 | 111
2033/34 | 131.25 | 38.25 | 104
2033/34 | 131.75 | 38.25 | 115
2033/34 | 132.25 | 38.25 | 103
2033/34 | 132.75 | 38.25 | 108
2033/34 | 133.25 | 38.25 | 110
2033/34 | 133.75 | 38.25 | 122
2033/34 | 134.25 | 38.25 | 100
2033/34 | 134.75 | 38.25 | 117
2033/34 | 135.25 | 38.25 | 95
2033/34 | 135.75 | 38.25 | 104
2033/34 | 136.25 | 38.25 | 78
2033/34 | 136.75 | 38.25 | 118
2033/34 | 137.25 | 38.25 | 98
2033/34 | 137.75 | 38.25 | 91
2033/34 | 138.25 | 38.25 | 99
2033/34 | 138.75 | 38.25 | 83
2033/34 | 139.25 | 38.25 | 92
2033/34 | 139.75 | 38.25 | 91
2033/34 | 140.25 | 38.25 | 88
2033/34 | 140.75 | 38.25 | 79
2033/34 | 141.25 | 38.25 | 76
2033/34 | 141.75 | 38.25 | 83
2033/34 | 142.25 | 38.25 | 104
2033/34 | 142.75 | 38.25 | 76
2033/34 | 143.25 | 38.25 | 85
2033/34 | 143.75 | 38.25 | 98
2033/34 | 144.25 | 38.25 | 80
2033/34 | 144.75 | 38.25 | 71
2033/34 | 145.25 | 38.25 | 67
2033/34 | 145.75 | 38.25 | 83
2033/34 | 146.25 | 38.25 | 75
2033/34 | 146.75 | 38.25 | 84
2033/34 | 147.25 | 38.25 | 67
2033/34 | 147.75 | 38.25 | 66
2033/34 | 148.25 | 38.25 | 86
2033/34 | 148.75 | 38.25 | 74
2033/34 | 149.25 | 38.25 | 70
2033/34 | 149.75 | 38.25 | 86
2033/34 | 150.25 | 38.25 | 67
2033/34 | 150.75 | 38.25 | 70
2033/34 | 151.25 | 38.25 | 71
2033/34 | 151.75 | 38.25 | 59
2033/34 | 152.25 | 38.25 | 66
2033/34 | 152.75 | 38.25 | 82
2033/34 | 153.25 | 38.25 | 61
2033/34 | 153.75 | 38.25 | 70
2033/34 | 154.25 | 38.25 | 56
2033/34 | 154.75 | 38.25 | 55
2033/34 | 155.25 | 38.25 | 60
2033/34 | 155.75 | 38.25 | 55
2033/34 | 156.25 | 38.25 | 58
2033/34 | 156.75 | 38.25 | 47
2033/34 | 157.25 | 38.25 | 66
2033/34 | 157.75 | 38.25 | 52
2033/34 | 158.25 | 38.25 | 65
2033/34 | 158.75 | 38.25 | 50
2033/34 | 159.25 | 38.25 | 56
2033/34 | 159.75 | 38.25 | 42
2033/34 | 160.25 | 38.25 | 45
2033/34 | 160.75 | 38.25 | 51
2033/34 | 161.25 | 38.25 | 55
2033/34 | 161.75 | 38.25 | 63
2033/34 | 162.25 | 38.25 | 54
2033/34 | 162.75 | 38.25 | 44
2033/34 | 163.25 | 38.25 | 43
2033/34 | 163.75 | 38.25 | 40
2033/34 | 164.25 | 38.25 | 39
2033/34 | 164.75 | 38.25 | 58
2033/34 | 165.25 | 38.25 | 44
2033/34 | 165.75 | 38.25 | 44
2033/34 | 166.25 | 38.25 | 43
2033/34 | 166.75 | 38.25 | 49
2033/34 | 167.25 | 38.25 | 36
2033/34 | 167.75 | 38.25 | 38
2033/34 | 168.25 | 38.25 | 44
2033/34 | 168.75 | 38.25 | 38
2033/34 | 169.25 | 38.25 | 35
2033/34 | 169.75 | 38.25 | 41
2033/34 | 170.25 | 38.25 | 44
2033/34 | 170.75 | 38.25 | 46
2033/34 | 171.25 | 38.25 | 26
2033/34 | 171.75 | 38.25 | 36
2033/34 | 172.25 | 38.25 | 35
2033/34 | 172.75 | 38.25 | 31
2033/34 | 173.25 | 38.25 | 37
2033/34 | 173.75 | 38.25 | 35
2033/34 | 174.25 | 38.25 | 29
2033/34 | 174.75 | 38.25 | 24
2033/34 | 175.25 | 38.25 | 35
2033/34 | 175.75 | 38.25 | 27
2033/34 | 176.25 | 38.25 | 31
2033/34 | 176.75 | 38.25 | 19
2033/34 | 177.25 | 38.25 | 21
2033/34 | 177.75 | 38.25 | 26
2033/34 | 178.25 | 38.25 | 17
2033/34 | 178.75 | 38.25 | 33
2033/34 | 179.25 | 38.25 | 30
2033/34 | 179.75 | 38.25 | 27
2033/34 | 180.25 | 38.25 | 21
2033/34 | 180.75 | 38.25 | 27
2033/34 | 181.25 | 38.25 | 22
2033/34 | 181.75 | 38.25 | 20
2033/34 | 182.25 | 38.25 | 25
2033/34 | 182.75 | 38.25 | 25
2033/34 | 183.25 | 38.25 | 21
2033/34 | 183.75 | 38.25 | 23
2033/34 | 184.25 | 38.25 | 13
2033/34 | 184.75 | 38.25 | 30
2033/34 | 185.25 | 38.25 | 15
2033/34 | 185.75 | 38.25 | 10
2033/34 | 186.25 | 38.25 | 28
2033/34 | 186.75 | 38.25 | 22
2033/34 | 187.25 | 38.25 | 15
2033/34 | 187.75 | 38.25 | 10
2033/34 | 188.25 | 38.25 | 11
2033/34 | 188.75 | 38.25 | 9
2033/34 | 189.25 | 38.25 | 16
2033/34 | 189.75 | 38.25 | 19
2033/34 | 190.25 | 38.25 | 14
2033/34 | 190.75 | 38.25 | 26
2033/34 | 191.25 | 38.25 | 16
2033/34 | 191.75 | 38.25 | 12
2033/34 | 192.25 | 38.25 | 22
2033/34 | 192.75 | 38.25 | 14
2033/34 | 193.25 | 38.25 | 10
2033/34 | 193.75 | 38.25 | 14
2033/34 | 194.25 | 38.25 | 7
2033/34 | 194.75 | 38.25 | 18
2033/34 | 195.25 | 38.25 | 16
2033/34 | 195.75 | 38.25 | 15
2033/34 | 196.25 | 38.25 | 15
2033/34 | 196.75 | 38.25 | 9
2033/34 | 197.25 | 38.25 | 11
2033/34 | 197.75 | 38.25 | 11
2033/34 | 198.25 | 38.25 | 10
2033/34 | 198.75 | 38.25 | 14
2033/34 | 199.25 | 38.25 | 9
2033/34 | 199.75 | 38.25 | 8
2033/34 | 200.25 | 38.25 | 12
2033/34 | 200.75 | 38.25 | 10
2033/34 | 201.25 | 38.25 | 8
2033/34 | 201.75 | 38.25 | 4
2033/34 | 202.25 | 38.25 | 7
2033/34 | 202.75 | 38.25 | 12
2033/34 | 203.25 | 38.25 | 6
2033/34 | 203.75 | 38.25 | 6
2033/34 | 204.25 | 38.25 | 3
2033/34 | 204.75 | 38.25 | 9
2033/34 | 205.25 | 38.25 | 11
2033/34 | 205.75 | 38.25 | 6
2033/34 | 206.25 | 38.25 | 6
2033/34 | 206.75 | 38.25 | 4
2033/34 | 207.25 | 38.25 | 8
2033/34 | 207.75 | 38.25 | 11
2033/34 | 208.25 | 38.25 | 5
2033/34 | 208.75 | 38.25 | 6
2033/34 | 209.25 | 38.25 | 7
2033/34 | 209.75 | 38.25 | 4
2033/34 | 210.25 | 38.25 | 10
2033/34 | 210.75 | 38.25 | 6
2033/34 | 211.25 | 38.25 | 5
2033/34 | 211.75 | 38.25 | 4
2033/34 | 212.25 | 38.25 | 3
2033/34 | 212.75 | 38.25 | 5
2033/34 | 213.25 | 38.25 | 4
2033/34 | 213.75 | 38.25 | 3
2033/34 | 214.25 | 38.25 | 6
2033/34 | 214.75 | 38.25 | 6
2033/34 | 215.25 | 38.25 | 1
2033/34 | 215.75 | 38.25 | 3
2033/34 | 216.25 | 38.25 | 4
2033/34 | 216.75 | 38.25 | 3
2033/34 | 217.25 | 38.25 | 4
2033/34 | 217.75 | 38.25 | 2
2033/34 | 218.25 | 38.25 | 4
2033/34 | 218.75 | 38.25 | 3
2033/34 | 219.25 | 38.25 | 3
2033/34 | 219.75 | 38.25 | 3
2033/34 | 220.25 | 38.25 | 4
2033/34 | 220.75 | 38.25 | 2
2033/34 | 221.25 | 38.25 | 1
2033/34 | 221.75 | 38.25 | 1
2033/34 | 222.25 | 38.25 | 4
2033/34 | 222.75 | 38.25 | 2
2033/34 | 223.25 | 38.25 | 2
2033/34 | 224.25 | 38.25 | 1
2033/34 | 224.75 | 38.25 | 2
2033/34 | 225.25 | 38.25 | 3
2033/34 | 225.75 | 38.25 | 3
2033/34 | 227.25 | 38.25 | 3
2033/34 | 227.75 | 38.25 | 1
2033/34 | 228.25 | 38.25 | 3
2033/34 | 228.75 | 38.25 | 2
2033/34 | 230.25 | 38.25 | 1
2033/34 | 230.75 | 38.25 | 1
2033/34 | 231.25 | 38.25 | 1
2033/34 | 231.75 | 38.25 | 1
2033/34 | 232.75 | 38.25 | 3
2033/34 | 233.25 | 38.25 | 3
2033/34 | 234.25 | 38.25 | 2
2033/34 | 235.25 | 38.25 | 4
2033/34 | 235.75 | 38.25 | 1
2033/34 | 236.25 | 38.25 | 2
2033/34 | 236.75 | 38.25 | 2
2033/34 | 241.75 | 38.25 | 1
2033/34 | 242.25 | 38.25 | 1
2033/34 | 244.25 | 38.25 | 1
2033/34 | 244.75 | 38.25 | 1
2033/34 | 245.75 | 38.25 | 2
2033/34 | 247.75 | 38.25 | 1
2033/34 | 249.25 | 38.25 | 2
2033/34 | 253.75 | 38.25 | 1
2033/34 | 257.75 | 38.25 | 1
2033/34 | 260.25 | 38.25 | 1
2033/34 | 264.25 | 38.25 | 1
2033/34 | 44.75 | 38.75 | 1
2033/34 | 46.25 | 38.75 | 1
2033/34 | 47.25 | 38.75 | 1
2033/34 | 47.75 | 38.75 | 1
2033/34 | 48.75 | 38.75 | 2
2033/34 | 50.75 | 38.75 | 1
2033/34 | 51.25 | 38.75 | 1
2033/34 | 52.25 | 38.75 | 1
2033/34 | 53.25 | 38.75 | 2
2033/34 | 53.75 | 38.75 | 4
2033/34 | 54.25 | 38.75 | 3
2033/34 | 54.75 | 38.75 | 4
2033/34 | 55.25 | 38.75 | 1
2033/34 | 55.75 | 38.75 | 3
2033/34 | 56.25 | 38.75 | 2
2033/34 | 56.75 | 38.75 | 2
2033/34 | 57.25 | 38.75 | 3
2033/34 | 57.75 | 38.75 | 4
2033/34 | 58.25 | 38.75 | 1
2033/34 | 58.75 | 38.75 | 5
2033/34 | 59.25 | 38.75 | 3
2033/34 | 59.75 | 38.75 | 4
2033/34 | 60.25 | 38.75 | 4
2033/34 | 60.75 | 38.75 | 7
2033/34 | 61.25 | 38.75 | 5
2033/34 | 61.75 | 38.75 | 9
2033/34 | 62.25 | 38.75 | 10
2033/34 | 62.75 | 38.75 | 7
2033/34 | 63.25 | 38.75 | 9
2033/34 | 63.75 | 38.75 | 8
2033/34 | 64.25 | 38.75 | 13
2033/34 | 64.75 | 38.75 | 11
2033/34 | 65.25 | 38.75 | 14
2033/34 | 65.75 | 38.75 | 16
2033/34 | 66.25 | 38.75 | 16
2033/34 | 66.75 | 38.75 | 13
2033/34 | 67.25 | 38.75 | 21
2033/34 | 67.75 | 38.75 | 22
2033/34 | 68.25 | 38.75 | 29
2033/34 | 68.75 | 38.75 | 38
2033/34 | 69.25 | 38.75 | 33
2033/34 | 69.75 | 38.75 | 34
2033/34 | 70.25 | 38.75 | 43
2033/34 | 70.75 | 38.75 | 44
2033/34 | 71.25 | 38.75 | 41
2033/34 | 71.75 | 38.75 | 52
2033/34 | 72.25 | 38.75 | 48
2033/34 | 72.75 | 38.75 | 68
2033/34 | 73.25 | 38.75 | 39
2033/34 | 73.75 | 38.75 | 57
2033/34 | 74.25 | 38.75 | 70
2033/34 | 74.75 | 38.75 | 64
2033/34 | 75.25 | 38.75 | 68
2033/34 | 75.75 | 38.75 | 74
2033/34 | 76.25 | 38.75 | 80
2033/34 | 76.75 | 38.75 | 70
2033/34 | 77.25 | 38.75 | 86
2033/34 | 77.75 | 38.75 | 85
2033/34 | 78.25 | 38.75 | 98
2033/34 | 78.75 | 38.75 | 87
2033/34 | 79.25 | 38.75 | 103
2033/34 | 79.75 | 38.75 | 98
2033/34 | 80.25 | 38.75 | 102
2033/34 | 80.75 | 38.75 | 115
2033/34 | 81.25 | 38.75 | 125
2033/34 | 81.75 | 38.75 | 105
2033/34 | 82.25 | 38.75 | 106
2033/34 | 82.75 | 38.75 | 128
2033/34 | 83.25 | 38.75 | 98
2033/34 | 83.75 | 38.75 | 126
2033/34 | 84.25 | 38.75 | 109
2033/34 | 84.75 | 38.75 | 110
2033/34 | 85.25 | 38.75 | 134
2033/34 | 85.75 | 38.75 | 149
2033/34 | 86.25 | 38.75 | 129
2033/34 | 86.75 | 38.75 | 137
2033/34 | 87.25 | 38.75 | 129
2033/34 | 87.75 | 38.75 | 168
2033/34 | 88.25 | 38.75 | 150
2033/34 | 88.75 | 38.75 | 138
2033/34 | 89.25 | 38.75 | 169
2033/34 | 89.75 | 38.75 | 165
2033/34 | 90.25 | 38.75 | 168
2033/34 | 90.75 | 38.75 | 172
2033/34 | 91.25 | 38.75 | 163
2033/34 | 91.75 | 38.75 | 174
2033/34 | 92.25 | 38.75 | 179
2033/34 | 92.75 | 38.75 | 160
2033/34 | 93.25 | 38.75 | 154
2033/34 | 93.75 | 38.75 | 144
2033/34 | 94.25 | 38.75 | 167
2033/34 | 94.75 | 38.75 | 150
2033/34 | 95.25 | 38.75 | 185
2033/34 | 95.75 | 38.75 | 187
2033/34 | 96.25 | 38.75 | 185
2033/34 | 96.75 | 38.75 | 187
2033/34 | 97.25 | 38.75 | 188
2033/34 | 97.75 | 38.75 | 186
2033/34 | 98.25 | 38.75 | 201
2033/34 | 98.75 | 38.75 | 181
2033/34 | 99.25 | 38.75 | 190
2033/34 | 99.75 | 38.75 | 183
2033/34 | 100.25 | 38.75 | 236
2033/34 | 100.75 | 38.75 | 203
2033/34 | 101.25 | 38.75 | 217
2033/34 | 101.75 | 38.75 | 190
2033/34 | 102.25 | 38.75 | 200
2033/34 | 102.75 | 38.75 | 182
2033/34 | 103.25 | 38.75 | 172
2033/34 | 103.75 | 38.75 | 180
2033/34 | 104.25 | 38.75 | 173
2033/34 | 104.75 | 38.75 | 181
2033/34 | 105.25 | 38.75 | 194
2033/34 | 105.75 | 38.75 | 172
2033/34 | 106.25 | 38.75 | 213
2033/34 | 106.75 | 38.75 | 166
2033/34 | 107.25 | 38.75 | 189
2033/34 | 107.75 | 38.75 | 178
2033/34 | 108.25 | 38.75 | 189
2033/34 | 108.75 | 38.75 | 205
2033/34 | 109.25 | 38.75 | 163
2033/34 | 109.75 | 38.75 | 213
2033/34 | 110.25 | 38.75 | 166
2033/34 | 110.75 | 38.75 | 183
2033/34 | 111.25 | 38.75 | 161
2033/34 | 111.75 | 38.75 | 173
2033/34 | 112.25 | 38.75 | 174
2033/34 | 112.75 | 38.75 | 171
2033/34 | 113.25 | 38.75 | 163
2033/34 | 113.75 | 38.75 | 158
2033/34 | 114.25 | 38.75 | 170
2033/34 | 114.75 | 38.75 | 183
2033/34 | 115.25 | 38.75 | 164
2033/34 | 115.75 | 38.75 | 184
2033/34 | 116.25 | 38.75 | 135
2033/34 | 116.75 | 38.75 | 179
2033/34 | 117.25 | 38.75 | 158
2033/34 | 117.75 | 38.75 | 179
2033/34 | 118.25 | 38.75 | 184
2033/34 | 118.75 | 38.75 | 157
2033/34 | 119.25 | 38.75 | 186
2033/34 | 119.75 | 38.75 | 180
2033/34 | 120.25 | 38.75 | 137
2033/34 | 120.75 | 38.75 | 120
2033/34 | 121.25 | 38.75 | 161
2033/34 | 121.75 | 38.75 | 150
2033/34 | 122.25 | 38.75 | 130
2033/34 | 122.75 | 38.75 | 139
2033/34 | 123.25 | 38.75 | 138
2033/34 | 123.75 | 38.75 | 135
2033/34 | 124.25 | 38.75 | 140
2033/34 | 124.75 | 38.75 | 127
2033/34 | 125.25 | 38.75 | 123
2033/34 | 125.75 | 38.75 | 112
2033/34 | 126.25 | 38.75 | 129
2033/34 | 126.75 | 38.75 | 115
2033/34 | 127.25 | 38.75 | 120
2033/34 | 127.75 | 38.75 | 131
2033/34 | 128.25 | 38.75 | 150
2033/34 | 128.75 | 38.75 | 131
2033/34 | 129.25 | 38.75 | 141
2033/34 | 129.75 | 38.75 | 141
2033/34 | 130.25 | 38.75 | 106
2033/34 | 130.75 | 38.75 | 132
2033/34 | 131.25 | 38.75 | 113
2033/34 | 131.75 | 38.75 | 114
2033/34 | 132.25 | 38.75 | 107
2033/34 | 132.75 | 38.75 | 119
2033/34 | 133.25 | 38.75 | 130
2033/34 | 133.75 | 38.75 | 98
2033/34 | 134.25 | 38.75 | 127
2033/34 | 134.75 | 38.75 | 118
2033/34 | 135.25 | 38.75 | 102
2033/34 | 135.75 | 38.75 | 109
2033/34 | 136.25 | 38.75 | 97
2033/34 | 136.75 | 38.75 | 91
2033/34 | 137.25 | 38.75 | 108
2033/34 | 137.75 | 38.75 | 97
2033/34 | 138.25 | 38.75 | 98
2033/34 | 138.75 | 38.75 | 93
2033/34 | 139.25 | 38.75 | 111
2033/34 | 139.75 | 38.75 | 86
2033/34 | 140.25 | 38.75 | 95
2033/34 | 140.75 | 38.75 | 95
2033/34 | 141.25 | 38.75 | 88
2033/34 | 141.75 | 38.75 | 100
2033/34 | 142.25 | 38.75 | 73
2033/34 | 142.75 | 38.75 | 85
2033/34 | 143.25 | 38.75 | 85
2033/34 | 143.75 | 38.75 | 90
2033/34 | 144.25 | 38.75 | 79
2033/34 | 144.75 | 38.75 | 87
2033/34 | 145.25 | 38.75 | 81
2033/34 | 145.75 | 38.75 | 85
2033/34 | 146.25 | 38.75 | 72
2033/34 | 146.75 | 38.75 | 84
2033/34 | 147.25 | 38.75 | 97
2033/34 | 147.75 | 38.75 | 82
2033/34 | 148.25 | 38.75 | 64
2033/34 | 148.75 | 38.75 | 70
2033/34 | 149.25 | 38.75 | 71
2033/34 | 149.75 | 38.75 | 86
2033/34 | 150.25 | 38.75 | 87
2033/34 | 150.75 | 38.75 | 70
2033/34 | 151.25 | 38.75 | 72
2033/34 | 151.75 | 38.75 | 59
2033/34 | 152.25 | 38.75 | 65
2033/34 | 152.75 | 38.75 | 59
2033/34 | 153.25 | 38.75 | 60
2033/34 | 153.75 | 38.75 | 71
2033/34 | 154.25 | 38.75 | 79
2033/34 | 154.75 | 38.75 | 57
2033/34 | 155.25 | 38.75 | 60
2033/34 | 155.75 | 38.75 | 62
2033/34 | 156.25 | 38.75 | 59
2033/34 | 156.75 | 38.75 | 50
2033/34 | 157.25 | 38.75 | 66
2033/34 | 157.75 | 38.75 | 62
2033/34 | 158.25 | 38.75 | 58
2033/34 | 158.75 | 38.75 | 52
2033/34 | 159.25 | 38.75 | 50
2033/34 | 159.75 | 38.75 | 53
2033/34 | 160.25 | 38.75 | 51
2033/34 | 160.75 | 38.75 | 51
2033/34 | 161.25 | 38.75 | 48
2033/34 | 161.75 | 38.75 | 45
2033/34 | 162.25 | 38.75 | 58
2033/34 | 162.75 | 38.75 | 64
2033/34 | 163.25 | 38.75 | 50
2033/34 | 163.75 | 38.75 | 27
2033/34 | 164.25 | 38.75 | 34
2033/34 | 164.75 | 38.75 | 36
2033/34 | 165.25 | 38.75 | 53
2033/34 | 165.75 | 38.75 | 45
2033/34 | 166.25 | 38.75 | 45
2033/34 | 166.75 | 38.75 | 34
2033/34 | 167.25 | 38.75 | 42
2033/34 | 167.75 | 38.75 | 46
2033/34 | 168.25 | 38.75 | 46
2033/34 | 168.75 | 38.75 | 40
2033/34 | 169.25 | 38.75 | 32
2033/34 | 169.75 | 38.75 | 33
2033/34 | 170.25 | 38.75 | 41
2033/34 | 170.75 | 38.75 | 36
2033/34 | 171.25 | 38.75 | 43
2033/34 | 171.75 | 38.75 | 30
2033/34 | 172.25 | 38.75 | 38
2033/34 | 172.75 | 38.75 | 36
2033/34 | 173.25 | 38.75 | 36
2033/34 | 173.75 | 38.75 | 40
2033/34 | 174.25 | 38.75 | 34
2033/34 | 174.75 | 38.75 | 29
2033/34 | 175.25 | 38.75 | 31
2033/34 | 175.75 | 38.75 | 35
2033/34 | 176.25 | 38.75 | 35
2033/34 | 176.75 | 38.75 | 28
2033/34 | 177.25 | 38.75 | 26
2033/34 | 177.75 | 38.75 | 31
2033/34 | 178.25 | 38.75 | 21
2033/34 | 178.75 | 38.75 | 40
2033/34 | 179.25 | 38.75 | 21
2033/34 | 179.75 | 38.75 | 21
2033/34 | 180.25 | 38.75 | 23
2033/34 | 180.75 | 38.75 | 19
2033/34 | 181.25 | 38.75 | 36
2033/34 | 181.75 | 38.75 | 21
2033/34 | 182.25 | 38.75 | 27
2033/34 | 182.75 | 38.75 | 22
2033/34 | 183.25 | 38.75 | 17
2033/34 | 183.75 | 38.75 | 19
2033/34 | 184.25 | 38.75 | 21
2033/34 | 184.75 | 38.75 | 18
2033/34 | 185.25 | 38.75 | 14
2033/34 | 185.75 | 38.75 | 24
2033/34 | 186.25 | 38.75 | 21
2033/34 | 186.75 | 38.75 | 14
2033/34 | 187.25 | 38.75 | 16
2033/34 | 187.75 | 38.75 | 23
2033/34 | 188.25 | 38.75 | 14
2033/34 | 188.75 | 38.75 | 19
2033/34 | 189.25 | 38.75 | 18
2033/34 | 189.75 | 38.75 | 22
2033/34 | 190.25 | 38.75 | 17
2033/34 | 190.75 | 38.75 | 12
2033/34 | 191.25 | 38.75 | 15
2033/34 | 191.75 | 38.75 | 16
2033/34 | 192.25 | 38.75 | 15
2033/34 | 192.75 | 38.75 | 9
2033/34 | 193.25 | 38.75 | 15
2033/34 | 193.75 | 38.75 | 10
2033/34 | 194.25 | 38.75 | 12
2033/34 | 194.75 | 38.75 | 12
2033/34 | 195.25 | 38.75 | 20
2033/34 | 195.75 | 38.75 | 13
2033/34 | 196.25 | 38.75 | 7
2033/34 | 196.75 | 38.75 | 11
2033/34 | 197.25 | 38.75 | 10
2033/34 | 197.75 | 38.75 | 7
2033/34 | 198.25 | 38.75 | 10
2033/34 | 198.75 | 38.75 | 4
2033/34 | 199.25 | 38.75 | 7
2033/34 | 199.75 | 38.75 | 12
2033/34 | 200.25 | 38.75 | 15
2033/34 | 200.75 | 38.75 | 11
2033/34 | 201.25 | 38.75 | 16
2033/34 | 201.75 | 38.75 | 12
2033/34 | 202.25 | 38.75 | 7
2033/34 | 202.75 | 38.75 | 9
2033/34 | 203.25 | 38.75 | 8
2033/34 | 203.75 | 38.75 | 8
2033/34 | 204.25 | 38.75 | 9
2033/34 | 204.75 | 38.75 | 7
2033/34 | 205.25 | 38.75 | 5
2033/34 | 205.75 | 38.75 | 10
2033/34 | 206.25 | 38.75 | 8
2033/34 | 206.75 | 38.75 | 9
2033/34 | 207.25 | 38.75 | 2
2033/34 | 207.75 | 38.75 | 6
2033/34 | 208.25 | 38.75 | 8
2033/34 | 208.75 | 38.75 | 3
2033/34 | 209.25 | 38.75 | 5
2033/34 | 209.75 | 38.75 | 4
2033/34 | 210.25 | 38.75 | 5
2033/34 | 210.75 | 38.75 | 15
2033/34 | 211.25 | 38.75 | 2
2033/34 | 211.75 | 38.75 | 1
2033/34 | 212.25 | 38.75 | 2
2033/34 | 212.75 | 38.75 | 6
2033/34 | 213.25 | 38.75 | 6
2033/34 | 213.75 | 38.75 | 5
2033/34 | 214.25 | 38.75 | 4
2033/34 | 214.75 | 38.75 | 3
2033/34 | 215.25 | 38.75 | 2
2033/34 | 215.75 | 38.75 | 7
2033/34 | 216.25 | 38.75 | 6
2033/34 | 216.75 | 38.75 | 5
2033/34 | 217.25 | 38.75 | 3
2033/34 | 217.75 | 38.75 | 3
2033/34 | 218.25 | 38.75 | 6
2033/34 | 218.75 | 38.75 | 4
2033/34 | 219.25 | 38.75 | 6
2033/34 | 219.75 | 38.75 | 5
2033/34 | 220.25 | 38.75 | 4
2033/34 | 220.75 | 38.75 | 4
2033/34 | 221.25 | 38.75 | 2
2033/34 | 221.75 | 38.75 | 1
2033/34 | 222.25 | 38.75 | 3
2033/34 | 222.75 | 38.75 | 1
2033/34 | 223.75 | 38.75 | 1
2033/34 | 224.25 | 38.75 | 1
2033/34 | 224.75 | 38.75 | 1
2033/34 | 225.25 | 38.75 | 2
2033/34 | 225.75 | 38.75 | 1
2033/34 | 226.25 | 38.75 | 2
2033/34 | 226.75 | 38.75 | 1
2033/34 | 227.25 | 38.75 | 3
2033/34 | 227.75 | 38.75 | 2
2033/34 | 228.25 | 38.75 | 4
2033/34 | 228.75 | 38.75 | 2
2033/34 | 229.25 | 38.75 | 1
2033/34 | 230.25 | 38.75 | 4
2033/34 | 230.75 | 38.75 | 2
2033/34 | 231.25 | 38.75 | 2
2033/34 | 231.75 | 38.75 | 1
2033/34 | 232.25 | 38.75 | 1
2033/34 | 232.75 | 38.75 | 1
2033/34 | 233.75 | 38.75 | 1
2033/34 | 234.25 | 38.75 | 2
2033/34 | 234.75 | 38.75 | 2
2033/34 | 236.25 | 38.75 | 2
2033/34 | 236.75 | 38.75 | 2
2033/34 | 237.25 | 38.75 | 1
2033/34 | 238.25 | 38.75 | 2
2033/34 | 238.75 | 38.75 | 1
2033/34 | 239.75 | 38.75 | 1
2033/34 | 240.25 | 38.75 | 2
2033/34 | 240.75 | 38.75 | 1
2033/34 | 241.75 | 38.75 | 2
2033/34 | 242.75 | 38.75 | 1
2033/34 | 243.25 | 38.75 | 2
2033/34 | 246.25 | 38.75 | 1
2033/34 | 246.75 | 38.75 | 1
2033/34 | 249.75 | 38.75 | 2
2033/34 | 252.25 | 38.75 | 1
2033/34 | 259.75 | 38.75 | 1
2033/34 | 261.75 | 38.75 | 1
2033/34 | 262.25 | 38.75 | 1
2033/34 | 264.25 | 38.75 | 1
2033/34 | 274.75 | 38.75 | 1
2033/34 | 46.25 | 39.25 | 1
2033/34 | 48.25 | 39.25 | 1
2033/34 | 49.75 | 39.25 | 1
2033/34 | 50.75 | 39.25 | 3
2033/34 | 51.25 | 39.25 | 2
2033/34 | 51.75 | 39.25 | 2
2033/34 | 52.25 | 39.25 | 2
2033/34 | 52.75 | 39.25 | 2
2033/34 | 53.25 | 39.25 | 1
2033/34 | 53.75 | 39.25 | 1
2033/34 | 54.25 | 39.25 | 2
2033/34 | 54.75 | 39.25 | 1
2033/34 | 55.25 | 39.25 | 2
2033/34 | 56.25 | 39.25 | 1
2033/34 | 56.75 | 39.25 | 3
2033/34 | 57.25 | 39.25 | 5
2033/34 | 57.75 | 39.25 | 1
2033/34 | 58.25 | 39.25 | 2
2033/34 | 58.75 | 39.25 | 2
2033/34 | 59.25 | 39.25 | 6
2033/34 | 59.75 | 39.25 | 6
2033/34 | 60.25 | 39.25 | 3
2033/34 | 60.75 | 39.25 | 3
2033/34 | 61.25 | 39.25 | 1
2033/34 | 61.75 | 39.25 | 8
2033/34 | 62.25 | 39.25 | 9
2033/34 | 62.75 | 39.25 | 9
2033/34 | 63.25 | 39.25 | 13
2033/34 | 63.75 | 39.25 | 4
2033/34 | 64.25 | 39.25 | 11
2033/34 | 64.75 | 39.25 | 7
2033/34 | 65.25 | 39.25 | 8
2033/34 | 65.75 | 39.25 | 6
2033/34 | 66.25 | 39.25 | 16
2033/34 | 66.75 | 39.25 | 21
2033/34 | 67.25 | 39.25 | 23
2033/34 | 67.75 | 39.25 | 23
2033/34 | 68.25 | 39.25 | 26
2033/34 | 68.75 | 39.25 | 30
2033/34 | 69.25 | 39.25 | 19
2033/34 | 69.75 | 39.25 | 29
2033/34 | 70.25 | 39.25 | 39
2033/34 | 70.75 | 39.25 | 45
2033/34 | 71.25 | 39.25 | 42
2033/34 | 71.75 | 39.25 | 52
2033/34 | 72.25 | 39.25 | 31
2033/34 | 72.75 | 39.25 | 40
2033/34 | 73.25 | 39.25 | 44
2033/34 | 73.75 | 39.25 | 58
2033/34 | 74.25 | 39.25 | 53
2033/34 | 74.75 | 39.25 | 49
2033/34 | 75.25 | 39.25 | 68
2033/34 | 75.75 | 39.25 | 73
2033/34 | 76.25 | 39.25 | 76
2033/34 | 76.75 | 39.25 | 69
2033/34 | 77.25 | 39.25 | 88
2033/34 | 77.75 | 39.25 | 85
2033/34 | 78.25 | 39.25 | 76
2033/34 | 78.75 | 39.25 | 97
2033/34 | 79.25 | 39.25 | 96
2033/34 | 79.75 | 39.25 | 88
2033/34 | 80.25 | 39.25 | 86
2033/34 | 80.75 | 39.25 | 77
2033/34 | 81.25 | 39.25 | 104
2033/34 | 81.75 | 39.25 | 103
2033/34 | 82.25 | 39.25 | 133
2033/34 | 82.75 | 39.25 | 101
2033/34 | 83.25 | 39.25 | 122
2033/34 | 83.75 | 39.25 | 113
2033/34 | 84.25 | 39.25 | 136
2033/34 | 84.75 | 39.25 | 105
2033/34 | 85.25 | 39.25 | 144
2033/34 | 85.75 | 39.25 | 128
2033/34 | 86.25 | 39.25 | 128
2033/34 | 86.75 | 39.25 | 137
2033/34 | 87.25 | 39.25 | 160
2033/34 | 87.75 | 39.25 | 130
2033/34 | 88.25 | 39.25 | 159
2033/34 | 88.75 | 39.25 | 146
2033/34 | 89.25 | 39.25 | 146
2033/34 | 89.75 | 39.25 | 150
2033/34 | 90.25 | 39.25 | 164
2033/34 | 90.75 | 39.25 | 154
2033/34 | 91.25 | 39.25 | 165
2033/34 | 91.75 | 39.25 | 166
2033/34 | 92.25 | 39.25 | 153
2033/34 | 92.75 | 39.25 | 160
2033/34 | 93.25 | 39.25 | 161
2033/34 | 93.75 | 39.25 | 194
2033/34 | 94.25 | 39.25 | 172
2033/34 | 94.75 | 39.25 | 167
2033/34 | 95.25 | 39.25 | 176
2033/34 | 95.75 | 39.25 | 206
2033/34 | 96.25 | 39.25 | 190
2033/34 | 96.75 | 39.25 | 158
2033/34 | 97.25 | 39.25 | 160
2033/34 | 97.75 | 39.25 | 159
2033/34 | 98.25 | 39.25 | 198
2033/34 | 98.75 | 39.25 | 203
2033/34 | 99.25 | 39.25 | 205
2033/34 | 99.75 | 39.25 | 184
2033/34 | 100.25 | 39.25 | 172
2033/34 | 100.75 | 39.25 | 162
2033/34 | 101.25 | 39.25 | 204
2033/34 | 101.75 | 39.25 | 178
2033/34 | 102.25 | 39.25 | 198
2033/34 | 102.75 | 39.25 | 214
2033/34 | 103.25 | 39.25 | 182
2033/34 | 103.75 | 39.25 | 214
2033/34 | 104.25 | 39.25 | 185
2033/34 | 104.75 | 39.25 | 166
2033/34 | 105.25 | 39.25 | 186
2033/34 | 105.75 | 39.25 | 225
2033/34 | 106.25 | 39.25 | 194
2033/34 | 106.75 | 39.25 | 178
2033/34 | 107.25 | 39.25 | 184
2033/34 | 107.75 | 39.25 | 169
2033/34 | 108.25 | 39.25 | 174
2033/34 | 108.75 | 39.25 | 172
2033/34 | 109.25 | 39.25 | 203
2033/34 | 109.75 | 39.25 | 187
2033/34 | 110.25 | 39.25 | 176
2033/34 | 110.75 | 39.25 | 194
2033/34 | 111.25 | 39.25 | 189
2033/34 | 111.75 | 39.25 | 177
2033/34 | 112.25 | 39.25 | 161
2033/34 | 112.75 | 39.25 | 154
2033/34 | 113.25 | 39.25 | 191
2033/34 | 113.75 | 39.25 | 202
2033/34 | 114.25 | 39.25 | 171
2033/34 | 114.75 | 39.25 | 162
2033/34 | 115.25 | 39.25 | 150
2033/34 | 115.75 | 39.25 | 190
2033/34 | 116.25 | 39.25 | 184
2033/34 | 116.75 | 39.25 | 162
2033/34 | 117.25 | 39.25 | 158
2033/34 | 117.75 | 39.25 | 195
2033/34 | 118.25 | 39.25 | 188
2033/34 | 118.75 | 39.25 | 160
2033/34 | 119.25 | 39.25 | 176
2033/34 | 119.75 | 39.25 | 149
2033/34 | 120.25 | 39.25 | 177
2033/34 | 120.75 | 39.25 | 167
2033/34 | 121.25 | 39.25 | 162
2033/34 | 121.75 | 39.25 | 156
2033/34 | 122.25 | 39.25 | 141
2033/34 | 122.75 | 39.25 | 163
2033/34 | 123.25 | 39.25 | 138
2033/34 | 123.75 | 39.25 | 148
2033/34 | 124.25 | 39.25 | 142
2033/34 | 124.75 | 39.25 | 142
2033/34 | 125.25 | 39.25 | 142
2033/34 | 125.75 | 39.25 | 163
2033/34 | 126.25 | 39.25 | 146
2033/34 | 126.75 | 39.25 | 139
2033/34 | 127.25 | 39.25 | 147
2033/34 | 127.75 | 39.25 | 143
2033/34 | 128.25 | 39.25 | 139
2033/34 | 128.75 | 39.25 | 139
2033/34 | 129.25 | 39.25 | 116
2033/34 | 129.75 | 39.25 | 128
2033/34 | 130.25 | 39.25 | 132
2033/34 | 130.75 | 39.25 | 137
2033/34 | 131.25 | 39.25 | 106
2033/34 | 131.75 | 39.25 | 120
2033/34 | 132.25 | 39.25 | 110
2033/34 | 132.75 | 39.25 | 129
2033/34 | 133.25 | 39.25 | 116
2033/34 | 133.75 | 39.25 | 116
2033/34 | 134.25 | 39.25 | 103
2033/34 | 134.75 | 39.25 | 104
2033/34 | 135.25 | 39.25 | 126
2033/34 | 135.75 | 39.25 | 107
2033/34 | 136.25 | 39.25 | 91
2033/34 | 136.75 | 39.25 | 117
2033/34 | 137.25 | 39.25 | 93
2033/34 | 137.75 | 39.25 | 99
2033/34 | 138.25 | 39.25 | 122
2033/34 | 138.75 | 39.25 | 84
2033/34 | 139.25 | 39.25 | 88
2033/34 | 139.75 | 39.25 | 114
2033/34 | 140.25 | 39.25 | 107
2033/34 | 140.75 | 39.25 | 110
2033/34 | 141.25 | 39.25 | 77
2033/34 | 141.75 | 39.25 | 98
2033/34 | 142.25 | 39.25 | 87
2033/34 | 142.75 | 39.25 | 81
2033/34 | 143.25 | 39.25 | 85
2033/34 | 143.75 | 39.25 | 106
2033/34 | 144.25 | 39.25 | 88
2033/34 | 144.75 | 39.25 | 97
2033/34 | 145.25 | 39.25 | 90
2033/34 | 145.75 | 39.25 | 95
2033/34 | 146.25 | 39.25 | 69
2033/34 | 146.75 | 39.25 | 76
2033/34 | 147.25 | 39.25 | 89
2033/34 | 147.75 | 39.25 | 91
2033/34 | 148.25 | 39.25 | 72
2033/34 | 148.75 | 39.25 | 73
2033/34 | 149.25 | 39.25 | 86
2033/34 | 149.75 | 39.25 | 64
2033/34 | 150.25 | 39.25 | 76
2033/34 | 150.75 | 39.25 | 89
2033/34 | 151.25 | 39.25 | 61
2033/34 | 151.75 | 39.25 | 89
2033/34 | 152.25 | 39.25 | 78
2033/34 | 152.75 | 39.25 | 86
2033/34 | 153.25 | 39.25 | 71
2033/34 | 153.75 | 39.25 | 74
2033/34 | 154.25 | 39.25 | 67
2033/34 | 154.75 | 39.25 | 81
2033/34 | 155.25 | 39.25 | 61
2033/34 | 155.75 | 39.25 | 55
2033/34 | 156.25 | 39.25 | 62
2033/34 | 156.75 | 39.25 | 50
2033/34 | 157.25 | 39.25 | 60
2033/34 | 157.75 | 39.25 | 60
2033/34 | 158.25 | 39.25 | 62
2033/34 | 158.75 | 39.25 | 47
2033/34 | 159.25 | 39.25 | 62
2033/34 | 159.75 | 39.25 | 48
2033/34 | 160.25 | 39.25 | 60
2033/34 | 160.75 | 39.25 | 52
2033/34 | 161.25 | 39.25 | 53
2033/34 | 161.75 | 39.25 | 58
2033/34 | 162.25 | 39.25 | 54
2033/34 | 162.75 | 39.25 | 49
2033/34 | 163.25 | 39.25 | 53
2033/34 | 163.75 | 39.25 | 59
2033/34 | 164.25 | 39.25 | 47
2033/34 | 164.75 | 39.25 | 47
2033/34 | 165.25 | 39.25 | 40
2033/34 | 165.75 | 39.25 | 44
2033/34 | 166.25 | 39.25 | 47
2033/34 | 166.75 | 39.25 | 33
2033/34 | 167.25 | 39.25 | 47
2033/34 | 167.75 | 39.25 | 29
2033/34 | 168.25 | 39.25 | 52
2033/34 | 168.75 | 39.25 | 43
2033/34 | 169.25 | 39.25 | 38
2033/34 | 169.75 | 39.25 | 29
2033/34 | 170.25 | 39.25 | 43
2033/34 | 170.75 | 39.25 | 44
2033/34 | 171.25 | 39.25 | 31
2033/34 | 171.75 | 39.25 | 35
2033/34 | 172.25 | 39.25 | 33
2033/34 | 172.75 | 39.25 | 39
2033/34 | 173.25 | 39.25 | 34
2033/34 | 173.75 | 39.25 | 24
2033/34 | 174.25 | 39.25 | 35
2033/34 | 174.75 | 39.25 | 46
2033/34 | 175.25 | 39.25 | 25
2033/34 | 175.75 | 39.25 | 36
2033/34 | 176.25 | 39.25 | 33
2033/34 | 176.75 | 39.25 | 32
2033/34 | 177.25 | 39.25 | 37
2033/34 | 177.75 | 39.25 | 22
2033/34 | 178.25 | 39.25 | 35
2033/34 | 178.75 | 39.25 | 32
2033/34 | 179.25 | 39.25 | 29
2033/34 | 179.75 | 39.25 | 23
2033/34 | 180.25 | 39.25 | 23
2033/34 | 180.75 | 39.25 | 25
2033/34 | 181.25 | 39.25 | 28
2033/34 | 181.75 | 39.25 | 27
2033/34 | 182.25 | 39.25 | 26
2033/34 | 182.75 | 39.25 | 23
2033/34 | 183.25 | 39.25 | 24
2033/34 | 183.75 | 39.25 | 27
2033/34 | 184.25 | 39.25 | 25
2033/34 | 184.75 | 39.25 | 21
2033/34 | 185.25 | 39.25 | 18
2033/34 | 185.75 | 39.25 | 29
2033/34 | 186.25 | 39.25 | 14
2033/34 | 186.75 | 39.25 | 19
2033/34 | 187.25 | 39.25 | 20
2033/34 | 187.75 | 39.25 | 22
2033/34 | 188.25 | 39.25 | 16
2033/34 | 188.75 | 39.25 | 14
2033/34 | 189.25 | 39.25 | 23
2033/34 | 189.75 | 39.25 | 19
2033/34 | 190.25 | 39.25 | 19
2033/34 | 190.75 | 39.25 | 16
2033/34 | 191.25 | 39.25 | 13
2033/34 | 191.75 | 39.25 | 15
2033/34 | 192.25 | 39.25 | 19
2033/34 | 192.75 | 39.25 | 12
2033/34 | 193.25 | 39.25 | 18
2033/34 | 193.75 | 39.25 | 16
2033/34 | 194.25 | 39.25 | 10
2033/34 | 194.75 | 39.25 | 15
2033/34 | 195.25 | 39.25 | 13
2033/34 | 195.75 | 39.25 | 17
2033/34 | 196.25 | 39.25 | 15
2033/34 | 196.75 | 39.25 | 11
2033/34 | 197.25 | 39.25 | 13
2033/34 | 197.75 | 39.25 | 13
2033/34 | 198.25 | 39.25 | 16
2033/34 | 198.75 | 39.25 | 18
2033/34 | 199.25 | 39.25 | 10
2033/34 | 199.75 | 39.25 | 13
2033/34 | 200.25 | 39.25 | 11
2033/34 | 200.75 | 39.25 | 6
2033/34 | 201.25 | 39.25 | 7
2033/34 | 201.75 | 39.25 | 6
2033/34 | 202.25 | 39.25 | 5
2033/34 | 202.75 | 39.25 | 11
2033/34 | 203.25 | 39.25 | 8
2033/34 | 203.75 | 39.25 | 5
2033/34 | 204.25 | 39.25 | 10
2033/34 | 204.75 | 39.25 | 10
2033/34 | 205.25 | 39.25 | 3
2033/34 | 205.75 | 39.25 | 4
2033/34 | 206.25 | 39.25 | 5
2033/34 | 206.75 | 39.25 | 5
2033/34 | 207.25 | 39.25 | 9
2033/34 | 207.75 | 39.25 | 3
2033/34 | 208.25 | 39.25 | 3
2033/34 | 208.75 | 39.25 | 5
2033/34 | 209.25 | 39.25 | 7
2033/34 | 209.75 | 39.25 | 3
2033/34 | 210.25 | 39.25 | 5
2033/34 | 210.75 | 39.25 | 9
2033/34 | 211.25 | 39.25 | 4
2033/34 | 211.75 | 39.25 | 4
2033/34 | 212.25 | 39.25 | 13
2033/34 | 212.75 | 39.25 | 5
2033/34 | 213.25 | 39.25 | 5
2033/34 | 213.75 | 39.25 | 5
2033/34 | 214.25 | 39.25 | 1
2033/34 | 214.75 | 39.25 | 4
2033/34 | 215.25 | 39.25 | 8
2033/34 | 215.75 | 39.25 | 7
2033/34 | 216.25 | 39.25 | 6
2033/34 | 216.75 | 39.25 | 3
2033/34 | 217.25 | 39.25 | 3
2033/34 | 217.75 | 39.25 | 7
2033/34 | 218.25 | 39.25 | 1
2033/34 | 219.25 | 39.25 | 5
2033/34 | 219.75 | 39.25 | 1
2033/34 | 220.25 | 39.25 | 4
2033/34 | 220.75 | 39.25 | 3
2033/34 | 221.25 | 39.25 | 2
2033/34 | 221.75 | 39.25 | 1
2033/34 | 222.25 | 39.25 | 5
2033/34 | 222.75 | 39.25 | 2
2033/34 | 223.25 | 39.25 | 1
2033/34 | 223.75 | 39.25 | 3
2033/34 | 224.25 | 39.25 | 1
2033/34 | 224.75 | 39.25 | 1
2033/34 | 225.25 | 39.25 | 5
2033/34 | 225.75 | 39.25 | 3
2033/34 | 226.25 | 39.25 | 2
2033/34 | 226.75 | 39.25 | 3
2033/34 | 227.25 | 39.25 | 1
2033/34 | 227.75 | 39.25 | 1
2033/34 | 228.25 | 39.25 | 2
2033/34 | 228.75 | 39.25 | 4
2033/34 | 229.25 | 39.25 | 3
2033/34 | 229.75 | 39.25 | 1
2033/34 | 230.75 | 39.25 | 1
2033/34 | 232.25 | 39.25 | 1
2033/34 | 232.75 | 39.25 | 2
2033/34 | 233.25 | 39.25 | 1
2033/34 | 234.25 | 39.25 | 1
2033/34 | 234.75 | 39.25 | 1
2033/34 | 235.75 | 39.25 | 2
2033/34 | 236.25 | 39.25 | 2
2033/34 | 237.75 | 39.25 | 1
2033/34 | 238.25 | 39.25 | 1
2033/34 | 238.75 | 39.25 | 2
2033/34 | 239.25 | 39.25 | 1
2033/34 | 240.25 | 39.25 | 2
2033/34 | 240.75 | 39.25 | 1
2033/34 | 242.25 | 39.25 | 1
2033/34 | 243.25 | 39.25 | 1
2033/34 | 245.75 | 39.25 | 2
2033/34 | 246.25 | 39.25 | 1
2033/34 | 247.25 | 39.25 | 1
2033/34 | 248.75 | 39.25 | 1
2033/34 | 253.25 | 39.25 | 2
2033/34 | 253.75 | 39.25 | 1
2033/34 | 254.25 | 39.25 | 1
2033/34 | 259.25 | 39.25 | 1
2033/34 | 263.75 | 39.25 | 1
2033/34 | 265.75 | 39.25 | 1
2033/34 | 285.25 | 39.25 | 1
2033/34 | 293.25 | 39.25 | 1
2033/34 | 301.75 | 39.25 | 1
2033/34 | 46.25 | 39.75 | 2
2033/34 | 48.75 | 39.75 | 1
2033/34 | 49.75 | 39.75 | 1
2033/34 | 50.75 | 39.75 | 1
2033/34 | 51.25 | 39.75 | 3
2033/34 | 51.75 | 39.75 | 4
2033/34 | 52.75 | 39.75 | 3
2033/34 | 53.25 | 39.75 | 2
2033/34 | 53.75 | 39.75 | 2
2033/34 | 54.25 | 39.75 | 1
2033/34 | 54.75 | 39.75 | 2
2033/34 | 55.25 | 39.75 | 2
2033/34 | 55.75 | 39.75 | 1
2033/34 | 56.25 | 39.75 | 2
2033/34 | 56.75 | 39.75 | 3
2033/34 | 57.25 | 39.75 | 2
2033/34 | 57.75 | 39.75 | 5
2033/34 | 58.25 | 39.75 | 1
2033/34 | 58.75 | 39.75 | 5
2033/34 | 59.25 | 39.75 | 5
2033/34 | 59.75 | 39.75 | 5
2033/34 | 60.25 | 39.75 | 5
2033/34 | 60.75 | 39.75 | 2
2033/34 | 61.25 | 39.75 | 6
2033/34 | 61.75 | 39.75 | 8
2033/34 | 62.25 | 39.75 | 3
2033/34 | 62.75 | 39.75 | 9
2033/34 | 63.25 | 39.75 | 8
2033/34 | 63.75 | 39.75 | 5
2033/34 | 64.25 | 39.75 | 8
2033/34 | 64.75 | 39.75 | 13
2033/34 | 65.25 | 39.75 | 8
2033/34 | 65.75 | 39.75 | 16
2033/34 | 66.25 | 39.75 | 12
2033/34 | 66.75 | 39.75 | 14
2033/34 | 67.25 | 39.75 | 18
2033/34 | 67.75 | 39.75 | 18
2033/34 | 68.25 | 39.75 | 15
2033/34 | 68.75 | 39.75 | 14
2033/34 | 69.25 | 39.75 | 25
2033/34 | 69.75 | 39.75 | 26
2033/34 | 70.25 | 39.75 | 31
2033/34 | 70.75 | 39.75 | 23
2033/34 | 71.25 | 39.75 | 34
2033/34 | 71.75 | 39.75 | 33
2033/34 | 72.25 | 39.75 | 40
2033/34 | 72.75 | 39.75 | 41
2033/34 | 73.25 | 39.75 | 58
2033/34 | 73.75 | 39.75 | 39
2033/34 | 74.25 | 39.75 | 46
2033/34 | 74.75 | 39.75 | 58
2033/34 | 75.25 | 39.75 | 54
2033/34 | 75.75 | 39.75 | 49
2033/34 | 76.25 | 39.75 | 54
2033/34 | 76.75 | 39.75 | 53
2033/34 | 77.25 | 39.75 | 62
2033/34 | 77.75 | 39.75 | 85
2033/34 | 78.25 | 39.75 | 86
2033/34 | 78.75 | 39.75 | 82
2033/34 | 79.25 | 39.75 | 86
2033/34 | 79.75 | 39.75 | 85
2033/34 | 80.25 | 39.75 | 92
2033/34 | 80.75 | 39.75 | 98
2033/34 | 81.25 | 39.75 | 99
2033/34 | 81.75 | 39.75 | 98
2033/34 | 82.25 | 39.75 | 107
2033/34 | 82.75 | 39.75 | 101
2033/34 | 83.25 | 39.75 | 99
2033/34 | 83.75 | 39.75 | 127
2033/34 | 84.25 | 39.75 | 149
2033/34 | 84.75 | 39.75 | 113
2033/34 | 85.25 | 39.75 | 119
2033/34 | 85.75 | 39.75 | 116
2033/34 | 86.25 | 39.75 | 137
2033/34 | 86.75 | 39.75 | 137
2033/34 | 87.25 | 39.75 | 138
2033/34 | 87.75 | 39.75 | 143
2033/34 | 88.25 | 39.75 | 151
2033/34 | 88.75 | 39.75 | 143
2033/34 | 89.25 | 39.75 | 151
2033/34 | 89.75 | 39.75 | 158
2033/34 | 90.25 | 39.75 | 152
2033/34 | 90.75 | 39.75 | 171
2033/34 | 91.25 | 39.75 | 160
2033/34 | 91.75 | 39.75 | 170
2033/34 | 92.25 | 39.75 | 143
2033/34 | 92.75 | 39.75 | 162
2033/34 | 93.25 | 39.75 | 175
2033/34 | 93.75 | 39.75 | 177
2033/34 | 94.25 | 39.75 | 198
2033/34 | 94.75 | 39.75 | 183
2033/34 | 95.25 | 39.75 | 196
2033/34 | 95.75 | 39.75 | 202
2033/34 | 96.25 | 39.75 | 184
2033/34 | 96.75 | 39.75 | 185
2033/34 | 97.25 | 39.75 | 180
2033/34 | 97.75 | 39.75 | 185
2033/34 | 98.25 | 39.75 | 181
2033/34 | 98.75 | 39.75 | 206
2033/34 | 99.25 | 39.75 | 200
2033/34 | 99.75 | 39.75 | 192
2033/34 | 100.25 | 39.75 | 193
2033/34 | 100.75 | 39.75 | 192
2033/34 | 101.25 | 39.75 | 179
2033/34 | 101.75 | 39.75 | 202
2033/34 | 102.25 | 39.75 | 188
2033/34 | 102.75 | 39.75 | 197
2033/34 | 103.25 | 39.75 | 174
2033/34 | 103.75 | 39.75 | 189
2033/34 | 104.25 | 39.75 | 191
2033/34 | 104.75 | 39.75 | 180
2033/34 | 105.25 | 39.75 | 169
2033/34 | 105.75 | 39.75 | 174
2033/34 | 106.25 | 39.75 | 198
2033/34 | 106.75 | 39.75 | 189
2033/34 | 107.25 | 39.75 | 198
2033/34 | 107.75 | 39.75 | 188
2033/34 | 108.25 | 39.75 | 188
2033/34 | 108.75 | 39.75 | 186
2033/34 | 109.25 | 39.75 | 166
2033/34 | 109.75 | 39.75 | 199
2033/34 | 110.25 | 39.75 | 180
2033/34 | 110.75 | 39.75 | 187
2033/34 | 111.25 | 39.75 | 169
2033/34 | 111.75 | 39.75 | 177
2033/34 | 112.25 | 39.75 | 194
2033/34 | 112.75 | 39.75 | 179
2033/34 | 113.25 | 39.75 | 187
2033/34 | 113.75 | 39.75 | 173
2033/34 | 114.25 | 39.75 | 159
2033/34 | 114.75 | 39.75 | 171
2033/34 | 115.25 | 39.75 | 189
2033/34 | 115.75 | 39.75 | 166
2033/34 | 116.25 | 39.75 | 192
2033/34 | 116.75 | 39.75 | 174
2033/34 | 117.25 | 39.75 | 175
2033/34 | 117.75 | 39.75 | 156
2033/34 | 118.25 | 39.75 | 167
2033/34 | 118.75 | 39.75 | 169
2033/34 | 119.25 | 39.75 | 153
2033/34 | 119.75 | 39.75 | 136
2033/34 | 120.25 | 39.75 | 148
2033/34 | 120.75 | 39.75 | 162
2033/34 | 121.25 | 39.75 | 149
2033/34 | 121.75 | 39.75 | 165
2033/34 | 122.25 | 39.75 | 144
2033/34 | 122.75 | 39.75 | 158
2033/34 | 123.25 | 39.75 | 153
2033/34 | 123.75 | 39.75 | 146
2033/34 | 124.25 | 39.75 | 147
2033/34 | 124.75 | 39.75 | 147
2033/34 | 125.25 | 39.75 | 140
2033/34 | 125.75 | 39.75 | 133
2033/34 | 126.25 | 39.75 | 157
2033/34 | 126.75 | 39.75 | 142
2033/34 | 127.25 | 39.75 | 128
2033/34 | 127.75 | 39.75 | 122
2033/34 | 128.25 | 39.75 | 136
2033/34 | 128.75 | 39.75 | 139
2033/34 | 129.25 | 39.75 | 130
2033/34 | 129.75 | 39.75 | 122
2033/34 | 130.25 | 39.75 | 147
2033/34 | 130.75 | 39.75 | 138
2033/34 | 131.25 | 39.75 | 145
2033/34 | 131.75 | 39.75 | 114
2033/34 | 132.25 | 39.75 | 126
2033/34 | 132.75 | 39.75 | 125
2033/34 | 133.25 | 39.75 | 108
2033/34 | 133.75 | 39.75 | 134
2033/34 | 134.25 | 39.75 | 116
2033/34 | 134.75 | 39.75 | 130
2033/34 | 135.25 | 39.75 | 125
2033/34 | 135.75 | 39.75 | 115
2033/34 | 136.25 | 39.75 | 115
2033/34 | 136.75 | 39.75 | 111
2033/34 | 137.25 | 39.75 | 98
2033/34 | 137.75 | 39.75 | 115
2033/34 | 138.25 | 39.75 | 88
2033/34 | 138.75 | 39.75 | 112
2033/34 | 139.25 | 39.75 | 105
2033/34 | 139.75 | 39.75 | 103
2033/34 | 140.25 | 39.75 | 112
2033/34 | 140.75 | 39.75 | 100
2033/34 | 141.25 | 39.75 | 110
2033/34 | 141.75 | 39.75 | 90
2033/34 | 142.25 | 39.75 | 99
2033/34 | 142.75 | 39.75 | 104
2033/34 | 143.25 | 39.75 | 95
2033/34 | 143.75 | 39.75 | 99
2033/34 | 144.25 | 39.75 | 104
2033/34 | 144.75 | 39.75 | 101
2033/34 | 145.25 | 39.75 | 88
2033/34 | 145.75 | 39.75 | 91
2033/34 | 146.25 | 39.75 | 89
2033/34 | 146.75 | 39.75 | 70
2033/34 | 147.25 | 39.75 | 88
2033/34 | 147.75 | 39.75 | 83
2033/34 | 148.25 | 39.75 | 66
2033/34 | 148.75 | 39.75 | 86
2033/34 | 149.25 | 39.75 | 92
2033/34 | 149.75 | 39.75 | 82
2033/34 | 150.25 | 39.75 | 93
2033/34 | 150.75 | 39.75 | 79
2033/34 | 151.25 | 39.75 | 65
2033/34 | 151.75 | 39.75 | 65
2033/34 | 152.25 | 39.75 | 78
2033/34 | 152.75 | 39.75 | 79
2033/34 | 153.25 | 39.75 | 85
2033/34 | 153.75 | 39.75 | 69
2033/34 | 154.25 | 39.75 | 60
2033/34 | 154.75 | 39.75 | 68
2033/34 | 155.25 | 39.75 | 71
2033/34 | 155.75 | 39.75 | 59
2033/34 | 156.25 | 39.75 | 75
2033/34 | 156.75 | 39.75 | 60
2033/34 | 157.25 | 39.75 | 55
2033/34 | 157.75 | 39.75 | 78
2033/34 | 158.25 | 39.75 | 67
2033/34 | 158.75 | 39.75 | 57
2033/34 | 159.25 | 39.75 | 56
2033/34 | 159.75 | 39.75 | 57
2033/34 | 160.25 | 39.75 | 53
2033/34 | 160.75 | 39.75 | 50
2033/34 | 161.25 | 39.75 | 50
2033/34 | 161.75 | 39.75 | 45
2033/34 | 162.25 | 39.75 | 67
2033/34 | 162.75 | 39.75 | 53
2033/34 | 163.25 | 39.75 | 46
2033/34 | 163.75 | 39.75 | 45
2033/34 | 164.25 | 39.75 | 56
2033/34 | 164.75 | 39.75 | 59
2033/34 | 165.25 | 39.75 | 46
2033/34 | 165.75 | 39.75 | 37
2033/34 | 166.25 | 39.75 | 40
2033/34 | 166.75 | 39.75 | 39
2033/34 | 167.25 | 39.75 | 44
2033/34 | 167.75 | 39.75 | 58
2033/34 | 168.25 | 39.75 | 42
2033/34 | 168.75 | 39.75 | 45
2033/34 | 169.25 | 39.75 | 52
2033/34 | 169.75 | 39.75 | 50
2033/34 | 170.25 | 39.75 | 44
2033/34 | 170.75 | 39.75 | 34
2033/34 | 171.25 | 39.75 | 51
2033/34 | 171.75 | 39.75 | 45
2033/34 | 172.25 | 39.75 | 30
2033/34 | 172.75 | 39.75 | 35
2033/34 | 173.25 | 39.75 | 36
2033/34 | 173.75 | 39.75 | 40
2033/34 | 174.25 | 39.75 | 37
2033/34 | 174.75 | 39.75 | 41
2033/34 | 175.25 | 39.75 | 29
2033/34 | 175.75 | 39.75 | 34
2033/34 | 176.25 | 39.75 | 29
2033/34 | 176.75 | 39.75 | 31
2033/34 | 177.25 | 39.75 | 36
2033/34 | 177.75 | 39.75 | 35
2033/34 | 178.25 | 39.75 | 24
2033/34 | 178.75 | 39.75 | 30
2033/34 | 179.25 | 39.75 | 31
2033/34 | 179.75 | 39.75 | 22
2033/34 | 180.25 | 39.75 | 29
2033/34 | 180.75 | 39.75 | 31
2033/34 | 181.25 | 39.75 | 18
2033/34 | 181.75 | 39.75 | 19
2033/34 | 182.25 | 39.75 | 34
2033/34 | 182.75 | 39.75 | 20
2033/34 | 183.25 | 39.75 | 35
2033/34 | 183.75 | 39.75 | 23
2033/34 | 184.25 | 39.75 | 22
2033/34 | 184.75 | 39.75 | 20
2033/34 | 185.25 | 39.75 | 11
2033/34 | 185.75 | 39.75 | 23
2033/34 | 186.25 | 39.75 | 20
2033/34 | 186.75 | 39.75 | 19
2033/34 | 187.25 | 39.75 | 17
2033/34 | 187.75 | 39.75 | 16
2033/34 | 188.25 | 39.75 | 25
2033/34 | 188.75 | 39.75 | 21
2033/34 | 189.25 | 39.75 | 16
2033/34 | 189.75 | 39.75 | 19
2033/34 | 190.25 | 39.75 | 14
2033/34 | 190.75 | 39.75 | 17
2033/34 | 191.25 | 39.75 | 13
2033/34 | 191.75 | 39.75 | 14
2033/34 | 192.25 | 39.75 | 17
2033/34 | 192.75 | 39.75 | 12
2033/34 | 193.25 | 39.75 | 17
2033/34 | 193.75 | 39.75 | 19
2033/34 | 194.25 | 39.75 | 11
2033/34 | 194.75 | 39.75 | 18
2033/34 | 195.25 | 39.75 | 19
2033/34 | 195.75 | 39.75 | 15
2033/34 | 196.25 | 39.75 | 12
2033/34 | 196.75 | 39.75 | 11
2033/34 | 197.25 | 39.75 | 11
2033/34 | 197.75 | 39.75 | 9
2033/34 | 198.25 | 39.75 | 14
2033/34 | 198.75 | 39.75 | 19
2033/34 | 199.25 | 39.75 | 7
2033/34 | 199.75 | 39.75 | 12
2033/34 | 200.25 | 39.75 | 9
2033/34 | 200.75 | 39.75 | 14
2033/34 | 201.25 | 39.75 | 15
2033/34 | 201.75 | 39.75 | 10
2033/34 | 202.25 | 39.75 | 8
2033/34 | 202.75 | 39.75 | 8
2033/34 | 203.25 | 39.75 | 10
2033/34 | 203.75 | 39.75 | 8
2033/34 | 204.25 | 39.75 | 6
2033/34 | 204.75 | 39.75 | 8
2033/34 | 205.25 | 39.75 | 7
2033/34 | 205.75 | 39.75 | 11
2033/34 | 206.25 | 39.75 | 6
2033/34 | 206.75 | 39.75 | 8
2033/34 | 207.25 | 39.75 | 10
2033/34 | 207.75 | 39.75 | 2
2033/34 | 208.25 | 39.75 | 16
2033/34 | 208.75 | 39.75 | 8
2033/34 | 209.25 | 39.75 | 5
2033/34 | 209.75 | 39.75 | 4
2033/34 | 210.25 | 39.75 | 8
2033/34 | 210.75 | 39.75 | 6
2033/34 | 211.25 | 39.75 | 4
2033/34 | 211.75 | 39.75 | 8
2033/34 | 212.25 | 39.75 | 6
2033/34 | 212.75 | 39.75 | 6
2033/34 | 213.25 | 39.75 | 3
2033/34 | 213.75 | 39.75 | 10
2033/34 | 214.25 | 39.75 | 8
2033/34 | 214.75 | 39.75 | 6
2033/34 | 215.75 | 39.75 | 7
2033/34 | 216.25 | 39.75 | 5
2033/34 | 216.75 | 39.75 | 1
2033/34 | 217.25 | 39.75 | 1
2033/34 | 217.75 | 39.75 | 3
2033/34 | 218.25 | 39.75 | 4
2033/34 | 218.75 | 39.75 | 4
2033/34 | 219.25 | 39.75 | 3
2033/34 | 219.75 | 39.75 | 7
2033/34 | 220.25 | 39.75 | 4
2033/34 | 220.75 | 39.75 | 2
2033/34 | 221.25 | 39.75 | 1
2033/34 | 221.75 | 39.75 | 3
2033/34 | 222.25 | 39.75 | 1
2033/34 | 222.75 | 39.75 | 3
2033/34 | 223.25 | 39.75 | 3
2033/34 | 223.75 | 39.75 | 2
2033/34 | 224.25 | 39.75 | 1
2033/34 | 224.75 | 39.75 | 2
2033/34 | 225.25 | 39.75 | 1
2033/34 | 225.75 | 39.75 | 2
2033/34 | 226.25 | 39.75 | 4
2033/34 | 226.75 | 39.75 | 1
2033/34 | 227.25 | 39.75 | 2
2033/34 | 227.75 | 39.75 | 3
2033/34 | 228.25 | 39.75 | 2
2033/34 | 228.75 | 39.75 | 1
2033/34 | 229.25 | 39.75 | 1
2033/34 | 229.75 | 39.75 | 3
2033/34 | 230.25 | 39.75 | 1
2033/34 | 230.75 | 39.75 | 3
2033/34 | 231.75 | 39.75 | 2
2033/34 | 232.75 | 39.75 | 2
2033/34 | 233.75 | 39.75 | 2
2033/34 | 234.25 | 39.75 | 3
2033/34 | 234.75 | 39.75 | 3
2033/34 | 236.25 | 39.75 | 3
2033/34 | 236.75 | 39.75 | 1
2033/34 | 237.25 | 39.75 | 1
2033/34 | 238.75 | 39.75 | 2
2033/34 | 240.25 | 39.75 | 1
2033/34 | 240.75 | 39.75 | 1
2033/34 | 241.75 | 39.75 | 1
2033/34 | 242.25 | 39.75 | 1
2033/34 | 244.25 | 39.75 | 1
2033/34 | 244.75 | 39.75 | 1
2033/34 | 245.75 | 39.75 | 2
2033/34 | 247.25 | 39.75 | 1
2033/34 | 247.75 | 39.75 | 1
2033/34 | 251.75 | 39.75 | 1
2033/34 | 252.25 | 39.75 | 1
2033/34 | 253.25 | 39.75 | 1
2033/34 | 257.25 | 39.75 | 2
2033/34 | 257.75 | 39.75 | 2
2033/34 | 259.75 | 39.75 | 1
2033/34 | 260.75 | 39.75 | 1
2033/34 | 262.25 | 39.75 | 1
2033/34 | 295.75 | 39.75 | 1
2033/34 | 45.75 | 40.25 | 1
2033/34 | 47.25 | 40.25 | 1
2033/34 | 49.75 | 40.25 | 1
2033/34 | 50.25 | 40.25 | 1
2033/34 | 50.75 | 40.25 | 2
2033/34 | 51.25 | 40.25 | 1
2033/34 | 51.75 | 40.25 | 2
2033/34 | 52.25 | 40.25 | 1
2033/34 | 52.75 | 40.25 | 1
2033/34 | 53.25 | 40.25 | 1
2033/34 | 53.75 | 40.25 | 1
2033/34 | 54.75 | 40.25 | 1
2033/34 | 55.75 | 40.25 | 1
2033/34 | 56.25 | 40.25 | 3
2033/34 | 56.75 | 40.25 | 3
2033/34 | 57.25 | 40.25 | 5
2033/34 | 57.75 | 40.25 | 3
2033/34 | 58.25 | 40.25 | 4
2033/34 | 58.75 | 40.25 | 4
2033/34 | 59.25 | 40.25 | 1
2033/34 | 59.75 | 40.25 | 4
2033/34 | 60.25 | 40.25 | 2
2033/34 | 60.75 | 40.25 | 5
2033/34 | 61.25 | 40.25 | 5
2033/34 | 61.75 | 40.25 | 2
2033/34 | 62.25 | 40.25 | 4
2033/34 | 62.75 | 40.25 | 8
2033/34 | 63.25 | 40.25 | 3
2033/34 | 63.75 | 40.25 | 6
2033/34 | 64.25 | 40.25 | 7
2033/34 | 64.75 | 40.25 | 13
2033/34 | 65.25 | 40.25 | 11
2033/34 | 65.75 | 40.25 | 5
2033/34 | 66.25 | 40.25 | 11
2033/34 | 66.75 | 40.25 | 15
2033/34 | 67.25 | 40.25 | 15
2033/34 | 67.75 | 40.25 | 15
2033/34 | 68.25 | 40.25 | 18
2033/34 | 68.75 | 40.25 | 15
2033/34 | 69.25 | 40.25 | 28
2033/34 | 69.75 | 40.25 | 18
2033/34 | 70.25 | 40.25 | 22
2033/34 | 70.75 | 40.25 | 20
2033/34 | 71.25 | 40.25 | 35
2033/34 | 71.75 | 40.25 | 39
2033/34 | 72.25 | 40.25 | 28
2033/34 | 72.75 | 40.25 | 30
2033/34 | 73.25 | 40.25 | 38
2033/34 | 73.75 | 40.25 | 44
2033/34 | 74.25 | 40.25 | 31
2033/34 | 74.75 | 40.25 | 46
2033/34 | 75.25 | 40.25 | 46
2033/34 | 75.75 | 40.25 | 53
2033/34 | 76.25 | 40.25 | 64
2033/34 | 76.75 | 40.25 | 52
2033/34 | 77.25 | 40.25 | 66
2033/34 | 77.75 | 40.25 | 79
2033/34 | 78.25 | 40.25 | 72
2033/34 | 78.75 | 40.25 | 77
2033/34 | 79.25 | 40.25 | 64
2033/34 | 79.75 | 40.25 | 89
2033/34 | 80.25 | 40.25 | 76
2033/34 | 80.75 | 40.25 | 74
2033/34 | 81.25 | 40.25 | 86
2033/34 | 81.75 | 40.25 | 94
2033/34 | 82.25 | 40.25 | 103
2033/34 | 82.75 | 40.25 | 100
2033/34 | 83.25 | 40.25 | 112
2033/34 | 83.75 | 40.25 | 120
2033/34 | 84.25 | 40.25 | 95
2033/34 | 84.75 | 40.25 | 121
2033/34 | 85.25 | 40.25 | 116
2033/34 | 85.75 | 40.25 | 119
2033/34 | 86.25 | 40.25 | 107
2033/34 | 86.75 | 40.25 | 130
2033/34 | 87.25 | 40.25 | 133
2033/34 | 87.75 | 40.25 | 133
2033/34 | 88.25 | 40.25 | 122
2033/34 | 88.75 | 40.25 | 152
2033/34 | 89.25 | 40.25 | 145
2033/34 | 89.75 | 40.25 | 150
2033/34 | 90.25 | 40.25 | 138
2033/34 | 90.75 | 40.25 | 149
2033/34 | 91.25 | 40.25 | 139
2033/34 | 91.75 | 40.25 | 178
2033/34 | 92.25 | 40.25 | 157
2033/34 | 92.75 | 40.25 | 158
2033/34 | 93.25 | 40.25 | 169
2033/34 | 93.75 | 40.25 | 160
2033/34 | 94.25 | 40.25 | 153
2033/34 | 94.75 | 40.25 | 161
2033/34 | 95.25 | 40.25 | 182
2033/34 | 95.75 | 40.25 | 162
2033/34 | 96.25 | 40.25 | 164
2033/34 | 96.75 | 40.25 | 183
2033/34 | 97.25 | 40.25 | 171
2033/34 | 97.75 | 40.25 | 171
2033/34 | 98.25 | 40.25 | 212
2033/34 | 98.75 | 40.25 | 177
2033/34 | 99.25 | 40.25 | 210
2033/34 | 99.75 | 40.25 | 172
2033/34 | 100.25 | 40.25 | 176
2033/34 | 100.75 | 40.25 | 186
2033/34 | 101.25 | 40.25 | 175
2033/34 | 101.75 | 40.25 | 192
2033/34 | 102.25 | 40.25 | 182
2033/34 | 102.75 | 40.25 | 197
2033/34 | 103.25 | 40.25 | 204
2033/34 | 103.75 | 40.25 | 213
2033/34 | 104.25 | 40.25 | 195
2033/34 | 104.75 | 40.25 | 186
2033/34 | 105.25 | 40.25 | 197
2033/34 | 105.75 | 40.25 | 217
2033/34 | 106.25 | 40.25 | 184
2033/34 | 106.75 | 40.25 | 190
2033/34 | 107.25 | 40.25 | 197
2033/34 | 107.75 | 40.25 | 196
2033/34 | 108.25 | 40.25 | 173
2033/34 | 108.75 | 40.25 | 204
2033/34 | 109.25 | 40.25 | 189
2033/34 | 109.75 | 40.25 | 189
2033/34 | 110.25 | 40.25 | 196
2033/34 | 110.75 | 40.25 | 201
2033/34 | 111.25 | 40.25 | 207
2033/34 | 111.75 | 40.25 | 158
2033/34 | 112.25 | 40.25 | 203
2033/34 | 112.75 | 40.25 | 186
2033/34 | 113.25 | 40.25 | 182
2033/34 | 113.75 | 40.25 | 163
2033/34 | 114.25 | 40.25 | 185
2033/34 | 114.75 | 40.25 | 157
2033/34 | 115.25 | 40.25 | 196
2033/34 | 115.75 | 40.25 | 163
2033/34 | 116.25 | 40.25 | 173
2033/34 | 116.75 | 40.25 | 184
2033/34 | 117.25 | 40.25 | 189
2033/34 | 117.75 | 40.25 | 169
2033/34 | 118.25 | 40.25 | 162
2033/34 | 118.75 | 40.25 | 179
2033/34 | 119.25 | 40.25 | 173
2033/34 | 119.75 | 40.25 | 172
2033/34 | 120.25 | 40.25 | 188
2033/34 | 120.75 | 40.25 | 172
2033/34 | 121.25 | 40.25 | 163
2033/34 | 121.75 | 40.25 | 149
2033/34 | 122.25 | 40.25 | 167
2033/34 | 122.75 | 40.25 | 160
2033/34 | 123.25 | 40.25 | 147
2033/34 | 123.75 | 40.25 | 157
2033/34 | 124.25 | 40.25 | 187
2033/34 | 124.75 | 40.25 | 147
2033/34 | 125.25 | 40.25 | 155
2033/34 | 125.75 | 40.25 | 153
2033/34 | 126.25 | 40.25 | 165
2033/34 | 126.75 | 40.25 | 124
2033/34 | 127.25 | 40.25 | 161
2033/34 | 127.75 | 40.25 | 149
2033/34 | 128.25 | 40.25 | 155
2033/34 | 128.75 | 40.25 | 132
2033/34 | 129.25 | 40.25 | 139
2033/34 | 129.75 | 40.25 | 139
2033/34 | 130.25 | 40.25 | 128
2033/34 | 130.75 | 40.25 | 117
2033/34 | 131.25 | 40.25 | 134
2033/34 | 131.75 | 40.25 | 129
2033/34 | 132.25 | 40.25 | 118
2033/34 | 132.75 | 40.25 | 132
2033/34 | 133.25 | 40.25 | 129
2033/34 | 133.75 | 40.25 | 128
2033/34 | 134.25 | 40.25 | 106
2033/34 | 134.75 | 40.25 | 114
2033/34 | 135.25 | 40.25 | 135
2033/34 | 135.75 | 40.25 | 139
2033/34 | 136.25 | 40.25 | 120
2033/34 | 136.75 | 40.25 | 107
2033/34 | 137.25 | 40.25 | 103
2033/34 | 137.75 | 40.25 | 127
2033/34 | 138.25 | 40.25 | 100
2033/34 | 138.75 | 40.25 | 96
2033/34 | 139.25 | 40.25 | 107
2033/34 | 139.75 | 40.25 | 120
2033/34 | 140.25 | 40.25 | 119
2033/34 | 140.75 | 40.25 | 100
2033/34 | 141.25 | 40.25 | 111
2033/34 | 141.75 | 40.25 | 108
2033/34 | 142.25 | 40.25 | 90
2033/34 | 142.75 | 40.25 | 121
2033/34 | 143.25 | 40.25 | 107
2033/34 | 143.75 | 40.25 | 97
2033/34 | 144.25 | 40.25 | 95
2033/34 | 144.75 | 40.25 | 91
2033/34 | 145.25 | 40.25 | 98
2033/34 | 145.75 | 40.25 | 95
2033/34 | 146.25 | 40.25 | 105
2033/34 | 146.75 | 40.25 | 88
2033/34 | 147.25 | 40.25 | 90
2033/34 | 147.75 | 40.25 | 89
2033/34 | 148.25 | 40.25 | 94
2033/34 | 148.75 | 40.25 | 73
2033/34 | 149.25 | 40.25 | 99
2033/34 | 149.75 | 40.25 | 97
2033/34 | 150.25 | 40.25 | 82
2033/34 | 150.75 | 40.25 | 80
2033/34 | 151.25 | 40.25 | 68
2033/34 | 151.75 | 40.25 | 101
2033/34 | 152.25 | 40.25 | 62
2033/34 | 152.75 | 40.25 | 73
2033/34 | 153.25 | 40.25 | 80
2033/34 | 153.75 | 40.25 | 78
2033/34 | 154.25 | 40.25 | 64
2033/34 | 154.75 | 40.25 | 84
2033/34 | 155.25 | 40.25 | 71
2033/34 | 155.75 | 40.25 | 71
2033/34 | 156.25 | 40.25 | 72
2033/34 | 156.75 | 40.25 | 60
2033/34 | 157.25 | 40.25 | 74
2033/34 | 157.75 | 40.25 | 76
2033/34 | 158.25 | 40.25 | 68
2033/34 | 158.75 | 40.25 | 70
2033/34 | 159.25 | 40.25 | 71
2033/34 | 159.75 | 40.25 | 60
2033/34 | 160.25 | 40.25 | 57
2033/34 | 160.75 | 40.25 | 55
2033/34 | 161.25 | 40.25 | 65
2033/34 | 161.75 | 40.25 | 66
2033/34 | 162.25 | 40.25 | 45
2033/34 | 162.75 | 40.25 | 57
2033/34 | 163.25 | 40.25 | 50
2033/34 | 163.75 | 40.25 | 64
2033/34 | 164.25 | 40.25 | 53
2033/34 | 164.75 | 40.25 | 49
2033/34 | 165.25 | 40.25 | 50
2033/34 | 165.75 | 40.25 | 52
2033/34 | 166.25 | 40.25 | 58
2033/34 | 166.75 | 40.25 | 55
2033/34 | 167.25 | 40.25 | 55
2033/34 | 167.75 | 40.25 | 38
2033/34 | 168.25 | 40.25 | 46
2033/34 | 168.75 | 40.25 | 66
2033/34 | 169.25 | 40.25 | 46
2033/34 | 169.75 | 40.25 | 44
2033/34 | 170.25 | 40.25 | 38
2033/34 | 170.75 | 40.25 | 36
2033/34 | 171.25 | 40.25 | 54
2033/34 | 171.75 | 40.25 | 44
2033/34 | 172.25 | 40.25 | 39
2033/34 | 172.75 | 40.25 | 42
2033/34 | 173.25 | 40.25 | 46
2033/34 | 173.75 | 40.25 | 42
2033/34 | 174.25 | 40.25 | 37
2033/34 | 174.75 | 40.25 | 37
2033/34 | 175.25 | 40.25 | 30
2033/34 | 175.75 | 40.25 | 34
2033/34 | 176.25 | 40.25 | 37
2033/34 | 176.75 | 40.25 | 21
2033/34 | 177.25 | 40.25 | 33
2033/34 | 177.75 | 40.25 | 30
2033/34 | 178.25 | 40.25 | 41
2033/34 | 178.75 | 40.25 | 25
2033/34 | 179.25 | 40.25 | 15
2033/34 | 179.75 | 40.25 | 32
2033/34 | 180.25 | 40.25 | 35
2033/34 | 180.75 | 40.25 | 26
2033/34 | 181.25 | 40.25 | 31
2033/34 | 181.75 | 40.25 | 30
2033/34 | 182.25 | 40.25 | 30
2033/34 | 182.75 | 40.25 | 34
2033/34 | 183.25 | 40.25 | 34
2033/34 | 183.75 | 40.25 | 26
2033/34 | 184.25 | 40.25 | 33
2033/34 | 184.75 | 40.25 | 23
2033/34 | 185.25 | 40.25 | 24
2033/34 | 185.75 | 40.25 | 24
2033/34 | 186.25 | 40.25 | 20
2033/34 | 186.75 | 40.25 | 24
2033/34 | 187.25 | 40.25 | 19
2033/34 | 187.75 | 40.25 | 20
2033/34 | 188.25 | 40.25 | 22
2033/34 | 188.75 | 40.25 | 26
2033/34 | 189.25 | 40.25 | 15
2033/34 | 189.75 | 40.25 | 25
2033/34 | 190.25 | 40.25 | 21
2033/34 | 190.75 | 40.25 | 15
2033/34 | 191.25 | 40.25 | 26
2033/34 | 191.75 | 40.25 | 22
2033/34 | 192.25 | 40.25 | 18
2033/34 | 192.75 | 40.25 | 16
2033/34 | 193.25 | 40.25 | 16
2033/34 | 193.75 | 40.25 | 18
2033/34 | 194.25 | 40.25 | 18
2033/34 | 194.75 | 40.25 | 10
2033/34 | 195.25 | 40.25 | 19
2033/34 | 195.75 | 40.25 | 13
2033/34 | 196.25 | 40.25 | 18
2033/34 | 196.75 | 40.25 | 10
2033/34 | 197.25 | 40.25 | 15
2033/34 | 197.75 | 40.25 | 12
2033/34 | 198.25 | 40.25 | 7
2033/34 | 198.75 | 40.25 | 11
2033/34 | 199.25 | 40.25 | 15
2033/34 | 199.75 | 40.25 | 18
2033/34 | 200.25 | 40.25 | 21
2033/34 | 200.75 | 40.25 | 13
2033/34 | 201.25 | 40.25 | 9
2033/34 | 201.75 | 40.25 | 13
2033/34 | 202.25 | 40.25 | 11
2033/34 | 202.75 | 40.25 | 11
2033/34 | 203.25 | 40.25 | 9
2033/34 | 203.75 | 40.25 | 13
2033/34 | 204.25 | 40.25 | 6
2033/34 | 204.75 | 40.25 | 10
2033/34 | 205.25 | 40.25 | 9
2033/34 | 205.75 | 40.25 | 15
2033/34 | 206.25 | 40.25 | 9
2033/34 | 206.75 | 40.25 | 12
2033/34 | 207.25 | 40.25 | 10
2033/34 | 207.75 | 40.25 | 8
2033/34 | 208.25 | 40.25 | 6
2033/34 | 208.75 | 40.25 | 6
2033/34 | 209.25 | 40.25 | 8
2033/34 | 209.75 | 40.25 | 11
2033/34 | 210.25 | 40.25 | 8
2033/34 | 210.75 | 40.25 | 5
2033/34 | 211.25 | 40.25 | 6
2033/34 | 211.75 | 40.25 | 10
2033/34 | 212.25 | 40.25 | 7
2033/34 | 212.75 | 40.25 | 5
2033/34 | 213.25 | 40.25 | 8
2033/34 | 213.75 | 40.25 | 8
2033/34 | 214.25 | 40.25 | 6
2033/34 | 214.75 | 40.25 | 4
2033/34 | 215.25 | 40.25 | 7
2033/34 | 215.75 | 40.25 | 9
2033/34 | 216.25 | 40.25 | 9
2033/34 | 216.75 | 40.25 | 2
2033/34 | 217.25 | 40.25 | 4
2033/34 | 217.75 | 40.25 | 4
2033/34 | 218.25 | 40.25 | 7
2033/34 | 218.75 | 40.25 | 2
2033/34 | 219.25 | 40.25 | 5
2033/34 | 219.75 | 40.25 | 3
2033/34 | 220.25 | 40.25 | 2
2033/34 | 220.75 | 40.25 | 2
2033/34 | 221.25 | 40.25 | 6
2033/34 | 221.75 | 40.25 | 4
2033/34 | 222.25 | 40.25 | 1
2033/34 | 222.75 | 40.25 | 1
2033/34 | 223.25 | 40.25 | 1
2033/34 | 223.75 | 40.25 | 4
2033/34 | 224.25 | 40.25 | 1
2033/34 | 224.75 | 40.25 | 5
2033/34 | 225.25 | 40.25 | 2
2033/34 | 225.75 | 40.25 | 6
2033/34 | 226.25 | 40.25 | 1
2033/34 | 226.75 | 40.25 | 3
2033/34 | 227.25 | 40.25 | 6
2033/34 | 227.75 | 40.25 | 1
2033/34 | 228.25 | 40.25 | 2
2033/34 | 228.75 | 40.25 | 1
2033/34 | 229.25 | 40.25 | 1
2033/34 | 229.75 | 40.25 | 2
2033/34 | 230.25 | 40.25 | 4
2033/34 | 230.75 | 40.25 | 1
2033/34 | 231.75 | 40.25 | 1
2033/34 | 232.25 | 40.25 | 3
2033/34 | 233.75 | 40.25 | 1
2033/34 | 234.25 | 40.25 | 2
2033/34 | 235.25 | 40.25 | 4
2033/34 | 235.75 | 40.25 | 2
2033/34 | 236.25 | 40.25 | 3
2033/34 | 236.75 | 40.25 | 1
2033/34 | 237.25 | 40.25 | 1
2033/34 | 237.75 | 40.25 | 1
2033/34 | 238.25 | 40.25 | 1
2033/34 | 238.75 | 40.25 | 2
2033/34 | 239.25 | 40.25 | 2
2033/34 | 239.75 | 40.25 | 1
2033/34 | 240.75 | 40.25 | 1
2033/34 | 241.25 | 40.25 | 2
2033/34 | 241.75 | 40.25 | 1
2033/34 | 242.25 | 40.25 | 2
2033/34 | 243.75 | 40.25 | 2
2033/34 | 245.75 | 40.25 | 1
2033/34 | 246.75 | 40.25 | 1
2033/34 | 247.75 | 40.25 | 1
2033/34 | 249.25 | 40.25 | 1
2033/34 | 251.25 | 40.25 | 1
2033/34 | 251.75 | 40.25 | 1
2033/34 | 252.75 | 40.25 | 1
2033/34 | 256.75 | 40.25 | 1
2033/34 | 259.75 | 40.25 | 2
2033/34 | 260.25 | 40.25 | 1
2033/34 | 260.75 | 40.25 | 1
2033/34 | 264.25 | 40.25 | 1
2033/34 | 268.75 | 40.25 | 1
2033/34 | 272.25 | 40.25 | 1
2033/34 | 277.25 | 40.25 | 1
2033/34 | 282.75 | 40.25 | 1
2033/34 | 283.75 | 40.25 | 2
2033/34 | 47.25 | 40.75 | 1
2033/34 | 47.75 | 40.75 | 2
2033/34 | 48.25 | 40.75 | 2
2033/34 | 49.25 | 40.75 | 1
2033/34 | 49.75 | 40.75 | 1
2033/34 | 50.75 | 40.75 | 1
2033/34 | 51.25 | 40.75 | 1
2033/34 | 52.25 | 40.75 | 1
2033/34 | 52.75 | 40.75 | 4
2033/34 | 53.25 | 40.75 | 1
2033/34 | 53.75 | 40.75 | 6
2033/34 | 54.25 | 40.75 | 1
2033/34 | 54.75 | 40.75 | 2
2033/34 | 55.25 | 40.75 | 1
2033/34 | 55.75 | 40.75 | 1
2033/34 | 56.25 | 40.75 | 1
2033/34 | 56.75 | 40.75 | 2
2033/34 | 57.25 | 40.75 | 2
2033/34 | 57.75 | 40.75 | 2
2033/34 | 58.25 | 40.75 | 3
2033/34 | 58.75 | 40.75 | 4
2033/34 | 59.25 | 40.75 | 2
2033/34 | 59.75 | 40.75 | 1
2033/34 | 60.25 | 40.75 | 3
2033/34 | 60.75 | 40.75 | 8
2033/34 | 61.25 | 40.75 | 2
2033/34 | 61.75 | 40.75 | 5
2033/34 | 62.25 | 40.75 | 3
2033/34 | 62.75 | 40.75 | 7
2033/34 | 63.25 | 40.75 | 7
2033/34 | 63.75 | 40.75 | 4
2033/34 | 64.25 | 40.75 | 9
2033/34 | 64.75 | 40.75 | 5
2033/34 | 65.25 | 40.75 | 12
2033/34 | 65.75 | 40.75 | 13
2033/34 | 66.25 | 40.75 | 10
2033/34 | 66.75 | 40.75 | 10
2033/34 | 67.25 | 40.75 | 14
2033/34 | 67.75 | 40.75 | 14
2033/34 | 68.25 | 40.75 | 19
2033/34 | 68.75 | 40.75 | 14
2033/34 | 69.25 | 40.75 | 18
2033/34 | 69.75 | 40.75 | 20
2033/34 | 70.25 | 40.75 | 22
2033/34 | 70.75 | 40.75 | 22
2033/34 | 71.25 | 40.75 | 28
2033/34 | 71.75 | 40.75 | 30
2033/34 | 72.25 | 40.75 | 26
2033/34 | 72.75 | 40.75 | 32
2033/34 | 73.25 | 40.75 | 36
2033/34 | 73.75 | 40.75 | 42
2033/34 | 74.25 | 40.75 | 41
2033/34 | 74.75 | 40.75 | 44
2033/34 | 75.25 | 40.75 | 58
2033/34 | 75.75 | 40.75 | 58
2033/34 | 76.25 | 40.75 | 54
2033/34 | 76.75 | 40.75 | 56
2033/34 | 77.25 | 40.75 | 64
2033/34 | 77.75 | 40.75 | 56
2033/34 | 78.25 | 40.75 | 60
2033/34 | 78.75 | 40.75 | 85
2033/34 | 79.25 | 40.75 | 76
2033/34 | 79.75 | 40.75 | 73
2033/34 | 80.25 | 40.75 | 70
2033/34 | 80.75 | 40.75 | 84
2033/34 | 81.25 | 40.75 | 75
2033/34 | 81.75 | 40.75 | 90
2033/34 | 82.25 | 40.75 | 75
2033/34 | 82.75 | 40.75 | 100
2033/34 | 83.25 | 40.75 | 105
2033/34 | 83.75 | 40.75 | 95
2033/34 | 84.25 | 40.75 | 104
2033/34 | 84.75 | 40.75 | 125
2033/34 | 85.25 | 40.75 | 123
2033/34 | 85.75 | 40.75 | 105
2033/34 | 86.25 | 40.75 | 120
2033/34 | 86.75 | 40.75 | 118
2033/34 | 87.25 | 40.75 | 124
2033/34 | 87.75 | 40.75 | 147
2033/34 | 88.25 | 40.75 | 144
2033/34 | 88.75 | 40.75 | 146
2033/34 | 89.25 | 40.75 | 166
2033/34 | 89.75 | 40.75 | 145
2033/34 | 90.25 | 40.75 | 151
2033/34 | 90.75 | 40.75 | 154
2033/34 | 91.25 | 40.75 | 151
2033/34 | 91.75 | 40.75 | 177
2033/34 | 92.25 | 40.75 | 163
2033/34 | 92.75 | 40.75 | 168
2033/34 | 93.25 | 40.75 | 168
2033/34 | 93.75 | 40.75 | 166
2033/34 | 94.25 | 40.75 | 186
2033/34 | 94.75 | 40.75 | 167
2033/34 | 95.25 | 40.75 | 175
2033/34 | 95.75 | 40.75 | 139
2033/34 | 96.25 | 40.75 | 178
2033/34 | 96.75 | 40.75 | 183
2033/34 | 97.25 | 40.75 | 178
2033/34 | 97.75 | 40.75 | 159
2033/34 | 98.25 | 40.75 | 214
2033/34 | 98.75 | 40.75 | 198
2033/34 | 99.25 | 40.75 | 199
2033/34 | 99.75 | 40.75 | 209
2033/34 | 100.25 | 40.75 | 163
2033/34 | 100.75 | 40.75 | 199
2033/34 | 101.25 | 40.75 | 181
2033/34 | 101.75 | 40.75 | 192
2033/34 | 102.25 | 40.75 | 186
2033/34 | 102.75 | 40.75 | 211
2033/34 | 103.25 | 40.75 | 200
2033/34 | 103.75 | 40.75 | 203
2033/34 | 104.25 | 40.75 | 220
2033/34 | 104.75 | 40.75 | 177
2033/34 | 105.25 | 40.75 | 172
2033/34 | 105.75 | 40.75 | 167
2033/34 | 106.25 | 40.75 | 193
2033/34 | 106.75 | 40.75 | 179
2033/34 | 107.25 | 40.75 | 187
2033/34 | 107.75 | 40.75 | 197
2033/34 | 108.25 | 40.75 | 200
2033/34 | 108.75 | 40.75 | 170
2033/34 | 109.25 | 40.75 | 188
2033/34 | 109.75 | 40.75 | 210
2033/34 | 110.25 | 40.75 | 197
2033/34 | 110.75 | 40.75 | 185
2033/34 | 111.25 | 40.75 | 201
2033/34 | 111.75 | 40.75 | 198
2033/34 | 112.25 | 40.75 | 181
2033/34 | 112.75 | 40.75 | 197
2033/34 | 113.25 | 40.75 | 198
2033/34 | 113.75 | 40.75 | 192
2033/34 | 114.25 | 40.75 | 158
2033/34 | 114.75 | 40.75 | 192
2033/34 | 115.25 | 40.75 | 181
2033/34 | 115.75 | 40.75 | 179
2033/34 | 116.25 | 40.75 | 178
2033/34 | 116.75 | 40.75 | 203
2033/34 | 117.25 | 40.75 | 189
2033/34 | 117.75 | 40.75 | 181
2033/34 | 118.25 | 40.75 | 169
2033/34 | 118.75 | 40.75 | 166
2033/34 | 119.25 | 40.75 | 182
2033/34 | 119.75 | 40.75 | 189
2033/34 | 120.25 | 40.75 | 185
2033/34 | 120.75 | 40.75 | 185
2033/34 | 121.25 | 40.75 | 189
2033/34 | 121.75 | 40.75 | 176
2033/34 | 122.25 | 40.75 | 158
2033/34 | 122.75 | 40.75 | 170
2033/34 | 123.25 | 40.75 | 170
2033/34 | 123.75 | 40.75 | 192
2033/34 | 124.25 | 40.75 | 147
2033/34 | 124.75 | 40.75 | 171
2033/34 | 125.25 | 40.75 | 164
2033/34 | 125.75 | 40.75 | 169
2033/34 | 126.25 | 40.75 | 130
2033/34 | 126.75 | 40.75 | 143
2033/34 | 127.25 | 40.75 | 152
2033/34 | 127.75 | 40.75 | 172
2033/34 | 128.25 | 40.75 | 140
2033/34 | 128.75 | 40.75 | 164
2033/34 | 129.25 | 40.75 | 165
2033/34 | 129.75 | 40.75 | 147
2033/34 | 130.25 | 40.75 | 129
2033/34 | 130.75 | 40.75 | 131
2033/34 | 131.25 | 40.75 | 132
2033/34 | 131.75 | 40.75 | 129
2033/34 | 132.25 | 40.75 | 135
2033/34 | 132.75 | 40.75 | 152
2033/34 | 133.25 | 40.75 | 131
2033/34 | 133.75 | 40.75 | 131
2033/34 | 134.25 | 40.75 | 137
2033/34 | 134.75 | 40.75 | 121
2033/34 | 135.25 | 40.75 | 137
2033/34 | 135.75 | 40.75 | 146
2033/34 | 136.25 | 40.75 | 139
2033/34 | 136.75 | 40.75 | 115
2033/34 | 137.25 | 40.75 | 130
2033/34 | 137.75 | 40.75 | 120
2033/34 | 138.25 | 40.75 | 124
2033/34 | 138.75 | 40.75 | 90
2033/34 | 139.25 | 40.75 | 106
2033/34 | 139.75 | 40.75 | 121
2033/34 | 140.25 | 40.75 | 87
2033/34 | 140.75 | 40.75 | 102
2033/34 | 141.25 | 40.75 | 114
2033/34 | 141.75 | 40.75 | 116
2033/34 | 142.25 | 40.75 | 102
2033/34 | 142.75 | 40.75 | 103
2033/34 | 143.25 | 40.75 | 124
2033/34 | 143.75 | 40.75 | 96
2033/34 | 144.25 | 40.75 | 102
2033/34 | 144.75 | 40.75 | 96
2033/34 | 145.25 | 40.75 | 106
2033/34 | 145.75 | 40.75 | 108
2033/34 | 146.25 | 40.75 | 108
2033/34 | 146.75 | 40.75 | 93
2033/34 | 147.25 | 40.75 | 79
2033/34 | 147.75 | 40.75 | 89
2033/34 | 148.25 | 40.75 | 96
2033/34 | 148.75 | 40.75 | 78
2033/34 | 149.25 | 40.75 | 70
2033/34 | 149.75 | 40.75 | 100
2033/34 | 150.25 | 40.75 | 94
2033/34 | 150.75 | 40.75 | 78
2033/34 | 151.25 | 40.75 | 97
2033/34 | 151.75 | 40.75 | 82
2033/34 | 152.25 | 40.75 | 85
2033/34 | 152.75 | 40.75 | 74
2033/34 | 153.25 | 40.75 | 84
2033/34 | 153.75 | 40.75 | 54
2033/34 | 154.25 | 40.75 | 64
2033/34 | 154.75 | 40.75 | 83
2033/34 | 155.25 | 40.75 | 88
2033/34 | 155.75 | 40.75 | 76
2033/34 | 156.25 | 40.75 | 67
2033/34 | 156.75 | 40.75 | 69
2033/34 | 157.25 | 40.75 | 84
2033/34 | 157.75 | 40.75 | 67
2033/34 | 158.25 | 40.75 | 83
2033/34 | 158.75 | 40.75 | 65
2033/34 | 159.25 | 40.75 | 77
2033/34 | 159.75 | 40.75 | 64
2033/34 | 160.25 | 40.75 | 63
2033/34 | 160.75 | 40.75 | 52
2033/34 | 161.25 | 40.75 | 59
2033/34 | 161.75 | 40.75 | 62
2033/34 | 162.25 | 40.75 | 60
2033/34 | 162.75 | 40.75 | 67
2033/34 | 163.25 | 40.75 | 60
2033/34 | 163.75 | 40.75 | 68
2033/34 | 164.25 | 40.75 | 41
2033/34 | 164.75 | 40.75 | 69
2033/34 | 165.25 | 40.75 | 62
2033/34 | 165.75 | 40.75 | 59
2033/34 | 166.25 | 40.75 | 58
2033/34 | 166.75 | 40.75 | 60
2033/34 | 167.25 | 40.75 | 47
2033/34 | 167.75 | 40.75 | 43
2033/34 | 168.25 | 40.75 | 47
2033/34 | 168.75 | 40.75 | 36
2033/34 | 169.25 | 40.75 | 60
2033/34 | 169.75 | 40.75 | 44
2033/34 | 170.25 | 40.75 | 50
2033/34 | 170.75 | 40.75 | 40
2033/34 | 171.25 | 40.75 | 43
2033/34 | 171.75 | 40.75 | 48
2033/34 | 172.25 | 40.75 | 51
2033/34 | 172.75 | 40.75 | 28
2033/34 | 173.25 | 40.75 | 51
2033/34 | 173.75 | 40.75 | 47
2033/34 | 174.25 | 40.75 | 46
2033/34 | 174.75 | 40.75 | 43
2033/34 | 175.25 | 40.75 | 30
2033/34 | 175.75 | 40.75 | 53
2033/34 | 176.25 | 40.75 | 28
2033/34 | 176.75 | 40.75 | 34
2033/34 | 177.25 | 40.75 | 38
2033/34 | 177.75 | 40.75 | 30
2033/34 | 178.25 | 40.75 | 30
2033/34 | 178.75 | 40.75 | 24
2033/34 | 179.25 | 40.75 | 27
2033/34 | 179.75 | 40.75 | 40
2033/34 | 180.25 | 40.75 | 40
2033/34 | 180.75 | 40.75 | 25
2033/34 | 181.25 | 40.75 | 34
2033/34 | 181.75 | 40.75 | 30
2033/34 | 182.25 | 40.75 | 40
2033/34 | 182.75 | 40.75 | 25
2033/34 | 183.25 | 40.75 | 19
2033/34 | 183.75 | 40.75 | 31
2033/34 | 184.25 | 40.75 | 36
2033/34 | 184.75 | 40.75 | 31
2033/34 | 185.25 | 40.75 | 36
2033/34 | 185.75 | 40.75 | 27
2033/34 | 186.25 | 40.75 | 18
2033/34 | 186.75 | 40.75 | 19
2033/34 | 187.25 | 40.75 | 27
2033/34 | 187.75 | 40.75 | 19
2033/34 | 188.25 | 40.75 | 21
2033/34 | 188.75 | 40.75 | 27
2033/34 | 189.25 | 40.75 | 21
2033/34 | 189.75 | 40.75 | 19
2033/34 | 190.25 | 40.75 | 21
2033/34 | 190.75 | 40.75 | 23
2033/34 | 191.25 | 40.75 | 12
2033/34 | 191.75 | 40.75 | 22
2033/34 | 192.25 | 40.75 | 14
2033/34 | 192.75 | 40.75 | 18
2033/34 | 193.25 | 40.75 | 17
2033/34 | 193.75 | 40.75 | 26
2033/34 | 194.25 | 40.75 | 17
2033/34 | 194.75 | 40.75 | 16
2033/34 | 195.25 | 40.75 | 19
2033/34 | 195.75 | 40.75 | 20
2033/34 | 196.25 | 40.75 | 18
2033/34 | 196.75 | 40.75 | 19
2033/34 | 197.25 | 40.75 | 15
2033/34 | 197.75 | 40.75 | 9
2033/34 | 198.25 | 40.75 | 17
2033/34 | 198.75 | 40.75 | 8
2033/34 | 199.25 | 40.75 | 16
2033/34 | 199.75 | 40.75 | 7
2033/34 | 200.25 | 40.75 | 12
2033/34 | 200.75 | 40.75 | 10
2033/34 | 201.25 | 40.75 | 12
2033/34 | 201.75 | 40.75 | 17
2033/34 | 202.25 | 40.75 | 15
2033/34 | 202.75 | 40.75 | 6
2033/34 | 203.25 | 40.75 | 11
2033/34 | 203.75 | 40.75 | 10
2033/34 | 204.25 | 40.75 | 13
2033/34 | 204.75 | 40.75 | 10
2033/34 | 205.25 | 40.75 | 8
2033/34 | 205.75 | 40.75 | 11
2033/34 | 206.25 | 40.75 | 10
2033/34 | 206.75 | 40.75 | 10
2033/34 | 207.25 | 40.75 | 15
2033/34 | 207.75 | 40.75 | 7
2033/34 | 208.25 | 40.75 | 7
2033/34 | 208.75 | 40.75 | 5
2033/34 | 209.25 | 40.75 | 6
2033/34 | 209.75 | 40.75 | 7
2033/34 | 210.25 | 40.75 | 6
2033/34 | 210.75 | 40.75 | 11
2033/34 | 211.25 | 40.75 | 7
2033/34 | 211.75 | 40.75 | 10
2033/34 | 212.25 | 40.75 | 5
2033/34 | 212.75 | 40.75 | 8
2033/34 | 213.25 | 40.75 | 12
2033/34 | 213.75 | 40.75 | 5
2033/34 | 214.25 | 40.75 | 7
2033/34 | 214.75 | 40.75 | 4
2033/34 | 215.25 | 40.75 | 6
2033/34 | 215.75 | 40.75 | 4
2033/34 | 216.25 | 40.75 | 8
2033/34 | 216.75 | 40.75 | 5
2033/34 | 217.25 | 40.75 | 10
2033/34 | 217.75 | 40.75 | 4
2033/34 | 218.25 | 40.75 | 2
2033/34 | 218.75 | 40.75 | 3
2033/34 | 219.25 | 40.75 | 2
2033/34 | 219.75 | 40.75 | 4
2033/34 | 220.25 | 40.75 | 8
2033/34 | 220.75 | 40.75 | 2
2033/34 | 221.25 | 40.75 | 2
2033/34 | 221.75 | 40.75 | 2
2033/34 | 222.25 | 40.75 | 7
2033/34 | 223.25 | 40.75 | 4
2033/34 | 223.75 | 40.75 | 2
2033/34 | 224.25 | 40.75 | 3
2033/34 | 224.75 | 40.75 | 6
2033/34 | 225.25 | 40.75 | 1
2033/34 | 226.25 | 40.75 | 3
2033/34 | 226.75 | 40.75 | 1
2033/34 | 227.25 | 40.75 | 3
2033/34 | 227.75 | 40.75 | 2
2033/34 | 228.25 | 40.75 | 3
2033/34 | 228.75 | 40.75 | 3
2033/34 | 229.25 | 40.75 | 1
2033/34 | 229.75 | 40.75 | 7
2033/34 | 230.25 | 40.75 | 1
2033/34 | 231.25 | 40.75 | 3
2033/34 | 232.25 | 40.75 | 3
2033/34 | 232.75 | 40.75 | 2
2033/34 | 233.25 | 40.75 | 2
2033/34 | 233.75 | 40.75 | 1
2033/34 | 234.75 | 40.75 | 5
2033/34 | 236.25 | 40.75 | 2
2033/34 | 236.75 | 40.75 | 4
2033/34 | 237.75 | 40.75 | 1
2033/34 | 238.25 | 40.75 | 1
2033/34 | 238.75 | 40.75 | 1
2033/34 | 239.25 | 40.75 | 1
2033/34 | 239.75 | 40.75 | 1
2033/34 | 241.25 | 40.75 | 1
2033/34 | 241.75 | 40.75 | 2
2033/34 | 242.25 | 40.75 | 2
2033/34 | 242.75 | 40.75 | 2
2033/34 | 243.25 | 40.75 | 1
2033/34 | 243.75 | 40.75 | 2
2033/34 | 244.75 | 40.75 | 2
2033/34 | 246.25 | 40.75 | 1
2033/34 | 247.25 | 40.75 | 3
2033/34 | 247.75 | 40.75 | 1
2033/34 | 248.25 | 40.75 | 2
2033/34 | 248.75 | 40.75 | 2
2033/34 | 251.75 | 40.75 | 1
2033/34 | 254.25 | 40.75 | 1
2033/34 | 254.75 | 40.75 | 1
2033/34 | 255.75 | 40.75 | 1
2033/34 | 256.25 | 40.75 | 1
2033/34 | 260.25 | 40.75 | 1
2033/34 | 260.75 | 40.75 | 1
2033/34 | 264.25 | 40.75 | 1
2033/34 | 267.25 | 40.75 | 1
2033/34 | 268.25 | 40.75 | 1
2033/34 | 282.75 | 40.75 | 1
2033/34 | 283.75 | 40.75 | 1
2033/34 | 302.75 | 40.75 | 1
2033/34 | 46.75 | 41.25 | 1
2033/34 | 49.25 | 41.25 | 1
2033/34 | 49.75 | 41.25 | 2
2033/34 | 50.75 | 41.25 | 1
2033/34 | 51.75 | 41.25 | 1
2033/34 | 52.25 | 41.25 | 2
2033/34 | 52.75 | 41.25 | 3
2033/34 | 53.25 | 41.25 | 3
2033/34 | 54.25 | 41.25 | 1
2033/34 | 54.75 | 41.25 | 2
2033/34 | 55.75 | 41.25 | 3
2033/34 | 56.25 | 41.25 | 2
2033/34 | 56.75 | 41.25 | 2
2033/34 | 57.25 | 41.25 | 1
2033/34 | 57.75 | 41.25 | 3
2033/34 | 58.25 | 41.25 | 3
2033/34 | 58.75 | 41.25 | 3
2033/34 | 59.25 | 41.25 | 2
2033/34 | 59.75 | 41.25 | 2
2033/34 | 60.25 | 41.25 | 1
2033/34 | 60.75 | 41.25 | 4
2033/34 | 61.25 | 41.25 | 5
2033/34 | 61.75 | 41.25 | 3
2033/34 | 62.25 | 41.25 | 5
2033/34 | 62.75 | 41.25 | 5
2033/34 | 63.25 | 41.25 | 6
2033/34 | 63.75 | 41.25 | 7
2033/34 | 64.25 | 41.25 | 3
2033/34 | 64.75 | 41.25 | 10
2033/34 | 65.25 | 41.25 | 5
2033/34 | 65.75 | 41.25 | 7
2033/34 | 66.25 | 41.25 | 5
2033/34 | 66.75 | 41.25 | 11
2033/34 | 67.25 | 41.25 | 10
2033/34 | 67.75 | 41.25 | 10
2033/34 | 68.25 | 41.25 | 7
2033/34 | 68.75 | 41.25 | 16
2033/34 | 69.25 | 41.25 | 3
2033/34 | 69.75 | 41.25 | 14
2033/34 | 70.25 | 41.25 | 15
2033/34 | 70.75 | 41.25 | 18
2033/34 | 71.25 | 41.25 | 23
2033/34 | 71.75 | 41.25 | 18
2033/34 | 72.25 | 41.25 | 27
2033/34 | 72.75 | 41.25 | 24
2033/34 | 73.25 | 41.25 | 28
2033/34 | 73.75 | 41.25 | 31
2033/34 | 74.25 | 41.25 | 34
2033/34 | 74.75 | 41.25 | 40
2033/34 | 75.25 | 41.25 | 38
2033/34 | 75.75 | 41.25 | 42
2033/34 | 76.25 | 41.25 | 44
2033/34 | 76.75 | 41.25 | 61
2033/34 | 77.25 | 41.25 | 57
2033/34 | 77.75 | 41.25 | 59
2033/34 | 78.25 | 41.25 | 62
2033/34 | 78.75 | 41.25 | 77
2033/34 | 79.25 | 41.25 | 74
2033/34 | 79.75 | 41.25 | 81
2033/34 | 80.25 | 41.25 | 65
2033/34 | 80.75 | 41.25 | 55
2033/34 | 81.25 | 41.25 | 79
2033/34 | 81.75 | 41.25 | 74
2033/34 | 82.25 | 41.25 | 88
2033/34 | 82.75 | 41.25 | 100
2033/34 | 83.25 | 41.25 | 91
2033/34 | 83.75 | 41.25 | 105
2033/34 | 84.25 | 41.25 | 87
2033/34 | 84.75 | 41.25 | 103
2033/34 | 85.25 | 41.25 | 90
2033/34 | 85.75 | 41.25 | 106
2033/34 | 86.25 | 41.25 | 101
2033/34 | 86.75 | 41.25 | 98
2033/34 | 87.25 | 41.25 | 118
2033/34 | 87.75 | 41.25 | 121
2033/34 | 88.25 | 41.25 | 135
2033/34 | 88.75 | 41.25 | 142
2033/34 | 89.25 | 41.25 | 142
2033/34 | 89.75 | 41.25 | 149
2033/34 | 90.25 | 41.25 | 149
2033/34 | 90.75 | 41.25 | 153
2033/34 | 91.25 | 41.25 | 157
2033/34 | 91.75 | 41.25 | 171
2033/34 | 92.25 | 41.25 | 164
2033/34 | 92.75 | 41.25 | 166
2033/34 | 93.25 | 41.25 | 145
2033/34 | 93.75 | 41.25 | 184
2033/34 | 94.25 | 41.25 | 170
2033/34 | 94.75 | 41.25 | 150
2033/34 | 95.25 | 41.25 | 180
2033/34 | 95.75 | 41.25 | 168
2033/34 | 96.25 | 41.25 | 150
2033/34 | 96.75 | 41.25 | 198
2033/34 | 97.25 | 41.25 | 178
2033/34 | 97.75 | 41.25 | 181
2033/34 | 98.25 | 41.25 | 208
2033/34 | 98.75 | 41.25 | 178
2033/34 | 99.25 | 41.25 | 198
2033/34 | 99.75 | 41.25 | 205
2033/34 | 100.25 | 41.25 | 187
2033/34 | 100.75 | 41.25 | 208
2033/34 | 101.25 | 41.25 | 182
2033/34 | 101.75 | 41.25 | 181
2033/34 | 102.25 | 41.25 | 169
2033/34 | 102.75 | 41.25 | 206
2033/34 | 103.25 | 41.25 | 172
2033/34 | 103.75 | 41.25 | 222
2033/34 | 104.25 | 41.25 | 204
2033/34 | 104.75 | 41.25 | 195
2033/34 | 105.25 | 41.25 | 191
2033/34 | 105.75 | 41.25 | 192
2033/34 | 106.25 | 41.25 | 207
2033/34 | 106.75 | 41.25 | 208
2033/34 | 107.25 | 41.25 | 196
2033/34 | 107.75 | 41.25 | 196
2033/34 | 108.25 | 41.25 | 196
2033/34 | 108.75 | 41.25 | 191
2033/34 | 109.25 | 41.25 | 188
2033/34 | 109.75 | 41.25 | 189
2033/34 | 110.25 | 41.25 | 208
2033/34 | 110.75 | 41.25 | 202
2033/34 | 111.25 | 41.25 | 183
2033/34 | 111.75 | 41.25 | 214
2033/34 | 112.25 | 41.25 | 182
2033/34 | 112.75 | 41.25 | 216
2033/34 | 113.25 | 41.25 | 193
2033/34 | 113.75 | 41.25 | 187
2033/34 | 114.25 | 41.25 | 212
2033/34 | 114.75 | 41.25 | 193
2033/34 | 115.25 | 41.25 | 188
2033/34 | 115.75 | 41.25 | 175
2033/34 | 116.25 | 41.25 | 205
2033/34 | 116.75 | 41.25 | 184
2033/34 | 117.25 | 41.25 | 184
2033/34 | 117.75 | 41.25 | 185
2033/34 | 118.25 | 41.25 | 162
2033/34 | 118.75 | 41.25 | 180
2033/34 | 119.25 | 41.25 | 182
2033/34 | 119.75 | 41.25 | 183
2033/34 | 120.25 | 41.25 | 151
2033/34 | 120.75 | 41.25 | 176
2033/34 | 121.25 | 41.25 | 181
2033/34 | 121.75 | 41.25 | 176
2033/34 | 122.25 | 41.25 | 184
2033/34 | 122.75 | 41.25 | 166
2033/34 | 123.25 | 41.25 | 162
2033/34 | 123.75 | 41.25 | 149
2033/34 | 124.25 | 41.25 | 177
2033/34 | 124.75 | 41.25 | 181
2033/34 | 125.25 | 41.25 | 169
2033/34 | 125.75 | 41.25 | 193
2033/34 | 126.25 | 41.25 | 162
2033/34 | 126.75 | 41.25 | 157
2033/34 | 127.25 | 41.25 | 149
2033/34 | 127.75 | 41.25 | 139
2033/34 | 128.25 | 41.25 | 148
2033/34 | 128.75 | 41.25 | 160
2033/34 | 129.25 | 41.25 | 137
2033/34 | 129.75 | 41.25 | 129
2033/34 | 130.25 | 41.25 | 173
2033/34 | 130.75 | 41.25 | 140
2033/34 | 131.25 | 41.25 | 148
2033/34 | 131.75 | 41.25 | 130
2033/34 | 132.25 | 41.25 | 137
2033/34 | 132.75 | 41.25 | 129
2033/34 | 133.25 | 41.25 | 122
2033/34 | 133.75 | 41.25 | 155
2033/34 | 134.25 | 41.25 | 116
2033/34 | 134.75 | 41.25 | 134
2033/34 | 135.25 | 41.25 | 152
2033/34 | 135.75 | 41.25 | 118
2033/34 | 136.25 | 41.25 | 123
2033/34 | 136.75 | 41.25 | 123
2033/34 | 137.25 | 41.25 | 108
2033/34 | 137.75 | 41.25 | 144
2033/34 | 138.25 | 41.25 | 139
2033/34 | 138.75 | 41.25 | 104
2033/34 | 139.25 | 41.25 | 118
2033/34 | 139.75 | 41.25 | 105
2033/34 | 140.25 | 41.25 | 111
2033/34 | 140.75 | 41.25 | 110
2033/34 | 141.25 | 41.25 | 112
2033/34 | 141.75 | 41.25 | 102
2033/34 | 142.25 | 41.25 | 94
2033/34 | 142.75 | 41.25 | 114
2033/34 | 143.25 | 41.25 | 113
2033/34 | 143.75 | 41.25 | 108
2033/34 | 144.25 | 41.25 | 106
2033/34 | 144.75 | 41.25 | 112
2033/34 | 145.25 | 41.25 | 97
2033/34 | 145.75 | 41.25 | 89
2033/34 | 146.25 | 41.25 | 95
2033/34 | 146.75 | 41.25 | 97
2033/34 | 147.25 | 41.25 | 108
2033/34 | 147.75 | 41.25 | 91
2033/34 | 148.25 | 41.25 | 98
2033/34 | 148.75 | 41.25 | 118
2033/34 | 149.25 | 41.25 | 82
2033/34 | 149.75 | 41.25 | 81
2033/34 | 150.25 | 41.25 | 90
2033/34 | 150.75 | 41.25 | 91
2033/34 | 151.25 | 41.25 | 88
2033/34 | 151.75 | 41.25 | 76
2033/34 | 152.25 | 41.25 | 89
2033/34 | 152.75 | 41.25 | 86
2033/34 | 153.25 | 41.25 | 94
2033/34 | 153.75 | 41.25 | 67
2033/34 | 154.25 | 41.25 | 79
2033/34 | 154.75 | 41.25 | 101
2033/34 | 155.25 | 41.25 | 67
2033/34 | 155.75 | 41.25 | 73
2033/34 | 156.25 | 41.25 | 65
2033/34 | 156.75 | 41.25 | 61
2033/34 | 157.25 | 41.25 | 76
2033/34 | 157.75 | 41.25 | 80
2033/34 | 158.25 | 41.25 | 71
2033/34 | 158.75 | 41.25 | 84
2033/34 | 159.25 | 41.25 | 68
2033/34 | 159.75 | 41.25 | 71
2033/34 | 160.25 | 41.25 | 61
2033/34 | 160.75 | 41.25 | 49
2033/34 | 161.25 | 41.25 | 52
2033/34 | 161.75 | 41.25 | 66
2033/34 | 162.25 | 41.25 | 59
2033/34 | 162.75 | 41.25 | 57
2033/34 | 163.25 | 41.25 | 54
2033/34 | 163.75 | 41.25 | 70
2033/34 | 164.25 | 41.25 | 65
2033/34 | 164.75 | 41.25 | 54
2033/34 | 165.25 | 41.25 | 59
2033/34 | 165.75 | 41.25 | 51
2033/34 | 166.25 | 41.25 | 40
2033/34 | 166.75 | 41.25 | 39
2033/34 | 167.25 | 41.25 | 41
2033/34 | 167.75 | 41.25 | 54
2033/34 | 168.25 | 41.25 | 40
2033/34 | 168.75 | 41.25 | 44
2033/34 | 169.25 | 41.25 | 57
2033/34 | 169.75 | 41.25 | 45
2033/34 | 170.25 | 41.25 | 58
2033/34 | 170.75 | 41.25 | 53
2033/34 | 171.25 | 41.25 | 51
2033/34 | 171.75 | 41.25 | 45
2033/34 | 172.25 | 41.25 | 37
2033/34 | 172.75 | 41.25 | 47
2033/34 | 173.25 | 41.25 | 39
2033/34 | 173.75 | 41.25 | 42
2033/34 | 174.25 | 41.25 | 48
2033/34 | 174.75 | 41.25 | 36
2033/34 | 175.25 | 41.25 | 47
2033/34 | 175.75 | 41.25 | 30
2033/34 | 176.25 | 41.25 | 39
2033/34 | 176.75 | 41.25 | 44
2033/34 | 177.25 | 41.25 | 36
2033/34 | 177.75 | 41.25 | 27
2033/34 | 178.25 | 41.25 | 33
2033/34 | 178.75 | 41.25 | 36
2033/34 | 179.25 | 41.25 | 39
2033/34 | 179.75 | 41.25 | 39
2033/34 | 180.25 | 41.25 | 21
2033/34 | 180.75 | 41.25 | 28
2033/34 | 181.25 | 41.25 | 35
2033/34 | 181.75 | 41.25 | 31
2033/34 | 182.25 | 41.25 | 28
2033/34 | 182.75 | 41.25 | 28
2033/34 | 183.25 | 41.25 | 30
2033/34 | 183.75 | 41.25 | 31
2033/34 | 184.25 | 41.25 | 35
2033/34 | 184.75 | 41.25 | 29
2033/34 | 185.25 | 41.25 | 24
2033/34 | 185.75 | 41.25 | 24
2033/34 | 186.25 | 41.25 | 22
2033/34 | 186.75 | 41.25 | 26
2033/34 | 187.25 | 41.25 | 38
2033/34 | 187.75 | 41.25 | 28
2033/34 | 188.25 | 41.25 | 21
2033/34 | 188.75 | 41.25 | 23
2033/34 | 189.25 | 41.25 | 17
2033/34 | 189.75 | 41.25 | 24
2033/34 | 190.25 | 41.25 | 22
2033/34 | 190.75 | 41.25 | 34
2033/34 | 191.25 | 41.25 | 23
2033/34 | 191.75 | 41.25 | 8
2033/34 | 192.25 | 41.25 | 18
2033/34 | 192.75 | 41.25 | 23
2033/34 | 193.25 | 41.25 | 15
2033/34 | 193.75 | 41.25 | 23
2033/34 | 194.25 | 41.25 | 11
2033/34 | 194.75 | 41.25 | 12
2033/34 | 195.25 | 41.25 | 16
2033/34 | 195.75 | 41.25 | 20
2033/34 | 196.25 | 41.25 | 11
2033/34 | 196.75 | 41.25 | 17
2033/34 | 197.25 | 41.25 | 19
2033/34 | 197.75 | 41.25 | 12
2033/34 | 198.25 | 41.25 | 17
2033/34 | 198.75 | 41.25 | 12
2033/34 | 199.25 | 41.25 | 13
2033/34 | 199.75 | 41.25 | 16
2033/34 | 200.25 | 41.25 | 15
2033/34 | 200.75 | 41.25 | 12
2033/34 | 201.25 | 41.25 | 13
2033/34 | 201.75 | 41.25 | 11
2033/34 | 202.25 | 41.25 | 14
2033/34 | 202.75 | 41.25 | 9
2033/34 | 203.25 | 41.25 | 12
2033/34 | 203.75 | 41.25 | 5
2033/34 | 204.25 | 41.25 | 17
2033/34 | 204.75 | 41.25 | 9
2033/34 | 205.25 | 41.25 | 14
2033/34 | 205.75 | 41.25 | 5
2033/34 | 206.25 | 41.25 | 12
2033/34 | 206.75 | 41.25 | 7
2033/34 | 207.25 | 41.25 | 8
2033/34 | 207.75 | 41.25 | 6
2033/34 | 208.25 | 41.25 | 12
2033/34 | 208.75 | 41.25 | 6
2033/34 | 209.25 | 41.25 | 5
2033/34 | 209.75 | 41.25 | 6
2033/34 | 210.25 | 41.25 | 6
2033/34 | 210.75 | 41.25 | 11
2033/34 | 211.25 | 41.25 | 5
2033/34 | 211.75 | 41.25 | 6
2033/34 | 212.25 | 41.25 | 5
2033/34 | 212.75 | 41.25 | 4
2033/34 | 213.25 | 41.25 | 6
2033/34 | 213.75 | 41.25 | 10
2033/34 | 214.25 | 41.25 | 9
2033/34 | 214.75 | 41.25 | 8
2033/34 | 215.25 | 41.25 | 4
2033/34 | 215.75 | 41.25 | 5
2033/34 | 216.25 | 41.25 | 3
2033/34 | 216.75 | 41.25 | 3
2033/34 | 217.25 | 41.25 | 1
2033/34 | 217.75 | 41.25 | 4
2033/34 | 218.25 | 41.25 | 5
2033/34 | 218.75 | 41.25 | 6
2033/34 | 219.25 | 41.25 | 8
2033/34 | 219.75 | 41.25 | 2
2033/34 | 220.25 | 41.25 | 4
2033/34 | 220.75 | 41.25 | 3
2033/34 | 221.25 | 41.25 | 3
2033/34 | 221.75 | 41.25 | 4
2033/34 | 222.25 | 41.25 | 2
2033/34 | 222.75 | 41.25 | 2
2033/34 | 223.25 | 41.25 | 4
2033/34 | 223.75 | 41.25 | 4
2033/34 | 224.25 | 41.25 | 4
2033/34 | 224.75 | 41.25 | 4
2033/34 | 225.25 | 41.25 | 1
2033/34 | 225.75 | 41.25 | 4
2033/34 | 226.25 | 41.25 | 4
2033/34 | 226.75 | 41.25 | 3
2033/34 | 227.25 | 41.25 | 1
2033/34 | 227.75 | 41.25 | 3
2033/34 | 228.25 | 41.25 | 1
2033/34 | 228.75 | 41.25 | 2
2033/34 | 229.25 | 41.25 | 2
2033/34 | 229.75 | 41.25 | 2
2033/34 | 230.25 | 41.25 | 3
2033/34 | 230.75 | 41.25 | 3
2033/34 | 231.25 | 41.25 | 2
2033/34 | 231.75 | 41.25 | 1
2033/34 | 233.25 | 41.25 | 2
2033/34 | 233.75 | 41.25 | 4
2033/34 | 234.25 | 41.25 | 1
2033/34 | 234.75 | 41.25 | 2
2033/34 | 235.25 | 41.25 | 1
2033/34 | 235.75 | 41.25 | 1
2033/34 | 236.25 | 41.25 | 3
2033/34 | 237.25 | 41.25 | 4
2033/34 | 237.75 | 41.25 | 1
2033/34 | 238.75 | 41.25 | 1
2033/34 | 239.25 | 41.25 | 1
2033/34 | 239.75 | 41.25 | 2
2033/34 | 241.25 | 41.25 | 2
2033/34 | 242.25 | 41.25 | 4
2033/34 | 242.75 | 41.25 | 3
2033/34 | 245.25 | 41.25 | 2
2033/34 | 245.75 | 41.25 | 1
2033/34 | 246.75 | 41.25 | 4
2033/34 | 247.25 | 41.25 | 1
2033/34 | 250.25 | 41.25 | 2
2033/34 | 251.75 | 41.25 | 2
2033/34 | 252.25 | 41.25 | 4
2033/34 | 252.75 | 41.25 | 1
2033/34 | 253.25 | 41.25 | 1
2033/34 | 253.75 | 41.25 | 1
2033/34 | 255.25 | 41.25 | 1
2033/34 | 256.25 | 41.25 | 1
2033/34 | 256.75 | 41.25 | 1
2033/34 | 259.75 | 41.25 | 1
2033/34 | 261.25 | 41.25 | 1
2033/34 | 261.75 | 41.25 | 1
2033/34 | 265.25 | 41.25 | 1
2033/34 | 267.25 | 41.25 | 1
2033/34 | 268.25 | 41.25 | 1
2033/34 | 269.25 | 41.25 | 1
2033/34 | 269.75 | 41.25 | 1
2033/34 | 270.25 | 41.25 | 3
2033/34 | 291.25 | 41.25 | 1
2033/34 | 297.25 | 41.25 | 1
2033/34 | 47.75 | 41.75 | 1
2033/34 | 48.25 | 41.75 | 1
2033/34 | 49.25 | 41.75 | 1
2033/34 | 50.25 | 41.75 | 2
2033/34 | 52.25 | 41.75 | 2
2033/34 | 54.25 | 41.75 | 2
2033/34 | 54.75 | 41.75 | 1
2033/34 | 55.75 | 41.75 | 1
2033/34 | 56.25 | 41.75 | 5
2033/34 | 56.75 | 41.75 | 2
2033/34 | 57.25 | 41.75 | 1
2033/34 | 57.75 | 41.75 | 2
2033/34 | 58.25 | 41.75 | 2
2033/34 | 58.75 | 41.75 | 3
2033/34 | 59.25 | 41.75 | 2
2033/34 | 59.75 | 41.75 | 4
2033/34 | 60.25 | 41.75 | 6
2033/34 | 60.75 | 41.75 | 7
2033/34 | 61.25 | 41.75 | 2
2033/34 | 61.75 | 41.75 | 6
2033/34 | 62.25 | 41.75 | 3
2033/34 | 62.75 | 41.75 | 6
2033/34 | 63.25 | 41.75 | 3
2033/34 | 63.75 | 41.75 | 8
2033/34 | 64.25 | 41.75 | 6
2033/34 | 64.75 | 41.75 | 5
2033/34 | 65.25 | 41.75 | 6
2033/34 | 65.75 | 41.75 | 6
2033/34 | 66.25 | 41.75 | 13
2033/34 | 66.75 | 41.75 | 7
2033/34 | 67.25 | 41.75 | 15
2033/34 | 67.75 | 41.75 | 13
2033/34 | 68.25 | 41.75 | 11
2033/34 | 68.75 | 41.75 | 14
2033/34 | 69.25 | 41.75 | 18
2033/34 | 69.75 | 41.75 | 10
2033/34 | 70.25 | 41.75 | 15
2033/34 | 70.75 | 41.75 | 14
2033/34 | 71.25 | 41.75 | 21
2033/34 | 71.75 | 41.75 | 19
2033/34 | 72.25 | 41.75 | 16
2033/34 | 72.75 | 41.75 | 24
2033/34 | 73.25 | 41.75 | 26
2033/34 | 73.75 | 41.75 | 33
2033/34 | 74.25 | 41.75 | 23
2033/34 | 74.75 | 41.75 | 33
2033/34 | 75.25 | 41.75 | 33
2033/34 | 75.75 | 41.75 | 43
2033/34 | 76.25 | 41.75 | 42
2033/34 | 76.75 | 41.75 | 36
2033/34 | 77.25 | 41.75 | 38
2033/34 | 77.75 | 41.75 | 43
2033/34 | 78.25 | 41.75 | 48
2033/34 | 78.75 | 41.75 | 61
2033/34 | 79.25 | 41.75 | 58
2033/34 | 79.75 | 41.75 | 45
2033/34 | 80.25 | 41.75 | 54
2033/34 | 80.75 | 41.75 | 72
2033/34 | 81.25 | 41.75 | 61
2033/34 | 81.75 | 41.75 | 73
2033/34 | 82.25 | 41.75 | 82
2033/34 | 82.75 | 41.75 | 85
2033/34 | 83.25 | 41.75 | 97
2033/34 | 83.75 | 41.75 | 89
2033/34 | 84.25 | 41.75 | 111
2033/34 | 84.75 | 41.75 | 96
2033/34 | 85.25 | 41.75 | 104
2033/34 | 85.75 | 41.75 | 114
2033/34 | 86.25 | 41.75 | 106
2033/34 | 86.75 | 41.75 | 113
2033/34 | 87.25 | 41.75 | 130
2033/34 | 87.75 | 41.75 | 132
2033/34 | 88.25 | 41.75 | 126
2033/34 | 88.75 | 41.75 | 132
2033/34 | 89.25 | 41.75 | 132
2033/34 | 89.75 | 41.75 | 117
2033/34 | 90.25 | 41.75 | 128
2033/34 | 90.75 | 41.75 | 149
2033/34 | 91.25 | 41.75 | 147
2033/34 | 91.75 | 41.75 | 141
2033/34 | 92.25 | 41.75 | 151
2033/34 | 92.75 | 41.75 | 149
2033/34 | 93.25 | 41.75 | 154
2033/34 | 93.75 | 41.75 | 175
2033/34 | 94.25 | 41.75 | 171
2033/34 | 94.75 | 41.75 | 151
2033/34 | 95.25 | 41.75 | 187
2033/34 | 95.75 | 41.75 | 153
2033/34 | 96.25 | 41.75 | 150
2033/34 | 96.75 | 41.75 | 162
2033/34 | 97.25 | 41.75 | 170
2033/34 | 97.75 | 41.75 | 187
2033/34 | 98.25 | 41.75 | 181
2033/34 | 98.75 | 41.75 | 211
2033/34 | 99.25 | 41.75 | 207
2033/34 | 99.75 | 41.75 | 194
2033/34 | 100.25 | 41.75 | 181
2033/34 | 100.75 | 41.75 | 203
2033/34 | 101.25 | 41.75 | 196
2033/34 | 101.75 | 41.75 | 207
2033/34 | 102.25 | 41.75 | 181
2033/34 | 102.75 | 41.75 | 223
2033/34 | 103.25 | 41.75 | 191
2033/34 | 103.75 | 41.75 | 191
2033/34 | 104.25 | 41.75 | 207
2033/34 | 104.75 | 41.75 | 182
2033/34 | 105.25 | 41.75 | 193
2033/34 | 105.75 | 41.75 | 201
2033/34 | 106.25 | 41.75 | 179
2033/34 | 106.75 | 41.75 | 206
2033/34 | 107.25 | 41.75 | 206
2033/34 | 107.75 | 41.75 | 190
2033/34 | 108.25 | 41.75 | 205
2033/34 | 108.75 | 41.75 | 216
2033/34 | 109.25 | 41.75 | 177
2033/34 | 109.75 | 41.75 | 204
2033/34 | 110.25 | 41.75 | 209
2033/34 | 110.75 | 41.75 | 170
2033/34 | 111.25 | 41.75 | 191
2033/34 | 111.75 | 41.75 | 190
2033/34 | 112.25 | 41.75 | 191
2033/34 | 112.75 | 41.75 | 188
2033/34 | 113.25 | 41.75 | 220
2033/34 | 113.75 | 41.75 | 203
2033/34 | 114.25 | 41.75 | 206
2033/34 | 114.75 | 41.75 | 191
2033/34 | 115.25 | 41.75 | 193
2033/34 | 115.75 | 41.75 | 190
2033/34 | 116.25 | 41.75 | 217
2033/34 | 116.75 | 41.75 | 190
2033/34 | 117.25 | 41.75 | 193
2033/34 | 117.75 | 41.75 | 215
2033/34 | 118.25 | 41.75 | 192
2033/34 | 118.75 | 41.75 | 189
2033/34 | 119.25 | 41.75 | 199
2033/34 | 119.75 | 41.75 | 185
2033/34 | 120.25 | 41.75 | 187
2033/34 | 120.75 | 41.75 | 180
2033/34 | 121.25 | 41.75 | 187
2033/34 | 121.75 | 41.75 | 157
2033/34 | 122.25 | 41.75 | 155
2033/34 | 122.75 | 41.75 | 177
2033/34 | 123.25 | 41.75 | 173
2033/34 | 123.75 | 41.75 | 193
2033/34 | 124.25 | 41.75 | 165
2033/34 | 124.75 | 41.75 | 168
2033/34 | 125.25 | 41.75 | 170
2033/34 | 125.75 | 41.75 | 172
2033/34 | 126.25 | 41.75 | 158
2033/34 | 126.75 | 41.75 | 160
2033/34 | 127.25 | 41.75 | 167
2033/34 | 127.75 | 41.75 | 161
2033/34 | 128.25 | 41.75 | 134
2033/34 | 128.75 | 41.75 | 149
2033/34 | 129.25 | 41.75 | 148
2033/34 | 129.75 | 41.75 | 147
2033/34 | 130.25 | 41.75 | 158
2033/34 | 130.75 | 41.75 | 161
2033/34 | 131.25 | 41.75 | 144
2033/34 | 131.75 | 41.75 | 140
2033/34 | 132.25 | 41.75 | 149
2033/34 | 132.75 | 41.75 | 163
2033/34 | 133.25 | 41.75 | 139
2033/34 | 133.75 | 41.75 | 107
2033/34 | 134.25 | 41.75 | 142
2033/34 | 134.75 | 41.75 | 121
2033/34 | 135.25 | 41.75 | 163
2033/34 | 135.75 | 41.75 | 143
2033/34 | 136.25 | 41.75 | 119
2033/34 | 136.75 | 41.75 | 120
2033/34 | 137.25 | 41.75 | 138
2033/34 | 137.75 | 41.75 | 120
2033/34 | 138.25 | 41.75 | 130
2033/34 | 138.75 | 41.75 | 123
2033/34 | 139.25 | 41.75 | 131
2033/34 | 139.75 | 41.75 | 125
2033/34 | 140.25 | 41.75 | 118
2033/34 | 140.75 | 41.75 | 114
2033/34 | 141.25 | 41.75 | 124
2033/34 | 141.75 | 41.75 | 99
2033/34 | 142.25 | 41.75 | 117
2033/34 | 142.75 | 41.75 | 112
2033/34 | 143.25 | 41.75 | 115
2033/34 | 143.75 | 41.75 | 103
2033/34 | 144.25 | 41.75 | 105
2033/34 | 144.75 | 41.75 | 109
2033/34 | 145.25 | 41.75 | 115
2033/34 | 145.75 | 41.75 | 103
2033/34 | 146.25 | 41.75 | 99
2033/34 | 146.75 | 41.75 | 98
2033/34 | 147.25 | 41.75 | 106
2033/34 | 147.75 | 41.75 | 98
2033/34 | 148.25 | 41.75 | 111
2033/34 | 148.75 | 41.75 | 101
2033/34 | 149.25 | 41.75 | 118
2033/34 | 149.75 | 41.75 | 105
2033/34 | 150.25 | 41.75 | 95
2033/34 | 150.75 | 41.75 | 91
2033/34 | 151.25 | 41.75 | 90
2033/34 | 151.75 | 41.75 | 94
2033/34 | 152.25 | 41.75 | 88
2033/34 | 152.75 | 41.75 | 84
2033/34 | 153.25 | 41.75 | 99
2033/34 | 153.75 | 41.75 | 93
2033/34 | 154.25 | 41.75 | 93
2033/34 | 154.75 | 41.75 | 90
2033/34 | 155.25 | 41.75 | 82
2033/34 | 155.75 | 41.75 | 91
2033/34 | 156.25 | 41.75 | 80
2033/34 | 156.75 | 41.75 | 79
2033/34 | 157.25 | 41.75 | 87
2033/34 | 157.75 | 41.75 | 86
2033/34 | 158.25 | 41.75 | 73
2033/34 | 158.75 | 41.75 | 93
2033/34 | 159.25 | 41.75 | 77
2033/34 | 159.75 | 41.75 | 73
2033/34 | 160.25 | 41.75 | 61
2033/34 | 160.75 | 41.75 | 54
2033/34 | 161.25 | 41.75 | 74
2033/34 | 161.75 | 41.75 | 71
2033/34 | 162.25 | 41.75 | 60
2033/34 | 162.75 | 41.75 | 67
2033/34 | 163.25 | 41.75 | 59
2033/34 | 163.75 | 41.75 | 76
2033/34 | 164.25 | 41.75 | 62
2033/34 | 164.75 | 41.75 | 46
2033/34 | 165.25 | 41.75 | 56
2033/34 | 165.75 | 41.75 | 50
2033/34 | 166.25 | 41.75 | 51
2033/34 | 166.75 | 41.75 | 73
2033/34 | 167.25 | 41.75 | 69
2033/34 | 167.75 | 41.75 | 47
2033/34 | 168.25 | 41.75 | 47
2033/34 | 168.75 | 41.75 | 53
2033/34 | 169.25 | 41.75 | 57
2033/34 | 169.75 | 41.75 | 44
2033/34 | 170.25 | 41.75 | 59
2033/34 | 170.75 | 41.75 | 53
2033/34 | 171.25 | 41.75 | 53
2033/34 | 171.75 | 41.75 | 57
2033/34 | 172.25 | 41.75 | 48
2033/34 | 172.75 | 41.75 | 59
2033/34 | 173.25 | 41.75 | 47
2033/34 | 173.75 | 41.75 | 46
2033/34 | 174.25 | 41.75 | 53
2033/34 | 174.75 | 41.75 | 56
2033/34 | 175.25 | 41.75 | 44
2033/34 | 175.75 | 41.75 | 42
2033/34 | 176.25 | 41.75 | 36
2033/34 | 176.75 | 41.75 | 37
2033/34 | 177.25 | 41.75 | 40
2033/34 | 177.75 | 41.75 | 45
2033/34 | 178.25 | 41.75 | 34
2033/34 | 178.75 | 41.75 | 42
2033/34 | 179.25 | 41.75 | 39
2033/34 | 179.75 | 41.75 | 36
2033/34 | 180.25 | 41.75 | 36
2033/34 | 180.75 | 41.75 | 24
2033/34 | 181.25 | 41.75 | 31
2033/34 | 181.75 | 41.75 | 23
2033/34 | 182.25 | 41.75 | 35
2033/34 | 182.75 | 41.75 | 30
2033/34 | 183.25 | 41.75 | 26
2033/34 | 183.75 | 41.75 | 28
2033/34 | 184.25 | 41.75 | 37
2033/34 | 184.75 | 41.75 | 30
2033/34 | 185.25 | 41.75 | 29
2033/34 | 185.75 | 41.75 | 27
2033/34 | 186.25 | 41.75 | 23
2033/34 | 186.75 | 41.75 | 34
2033/34 | 187.25 | 41.75 | 19
2033/34 | 187.75 | 41.75 | 22
2033/34 | 188.25 | 41.75 | 17
2033/34 | 188.75 | 41.75 | 18
2033/34 | 189.25 | 41.75 | 23
2033/34 | 189.75 | 41.75 | 19
2033/34 | 190.25 | 41.75 | 22
2033/34 | 190.75 | 41.75 | 22
2033/34 | 191.25 | 41.75 | 16
2033/34 | 191.75 | 41.75 | 16
2033/34 | 192.25 | 41.75 | 25
2033/34 | 192.75 | 41.75 | 26
2033/34 | 193.25 | 41.75 | 25
2033/34 | 193.75 | 41.75 | 19
2033/34 | 194.25 | 41.75 | 21
2033/34 | 194.75 | 41.75 | 12
2033/34 | 195.25 | 41.75 | 15
2033/34 | 195.75 | 41.75 | 16
2033/34 | 196.25 | 41.75 | 18
2033/34 | 196.75 | 41.75 | 22
2033/34 | 197.25 | 41.75 | 12
2033/34 | 197.75 | 41.75 | 13
2033/34 | 198.25 | 41.75 | 12
2033/34 | 198.75 | 41.75 | 17
2033/34 | 199.25 | 41.75 | 12
2033/34 | 199.75 | 41.75 | 9
2033/34 | 200.25 | 41.75 | 12
2033/34 | 200.75 | 41.75 | 15
2033/34 | 201.25 | 41.75 | 12
2033/34 | 201.75 | 41.75 | 14
2033/34 | 202.25 | 41.75 | 13
2033/34 | 202.75 | 41.75 | 13
2033/34 | 203.25 | 41.75 | 12
2033/34 | 203.75 | 41.75 | 10
2033/34 | 204.25 | 41.75 | 13
2033/34 | 204.75 | 41.75 | 12
2033/34 | 205.25 | 41.75 | 9
2033/34 | 205.75 | 41.75 | 12
2033/34 | 206.25 | 41.75 | 11
2033/34 | 206.75 | 41.75 | 5
2033/34 | 207.25 | 41.75 | 9
2033/34 | 207.75 | 41.75 | 5
2033/34 | 208.25 | 41.75 | 10
2033/34 | 208.75 | 41.75 | 6
2033/34 | 209.25 | 41.75 | 9
2033/34 | 209.75 | 41.75 | 11
2033/34 | 210.25 | 41.75 | 12
2033/34 | 210.75 | 41.75 | 11
2033/34 | 211.25 | 41.75 | 9
2033/34 | 211.75 | 41.75 | 11
2033/34 | 212.25 | 41.75 | 6
2033/34 | 212.75 | 41.75 | 5
2033/34 | 213.25 | 41.75 | 10
2033/34 | 213.75 | 41.75 | 9
2033/34 | 214.25 | 41.75 | 5
2033/34 | 214.75 | 41.75 | 7
2033/34 | 215.25 | 41.75 | 6
2033/34 | 215.75 | 41.75 | 5
2033/34 | 216.25 | 41.75 | 3
2033/34 | 216.75 | 41.75 | 7
2033/34 | 217.25 | 41.75 | 5
2033/34 | 217.75 | 41.75 | 4
2033/34 | 218.25 | 41.75 | 3
2033/34 | 218.75 | 41.75 | 7
2033/34 | 219.25 | 41.75 | 7
2033/34 | 219.75 | 41.75 | 6
2033/34 | 220.25 | 41.75 | 5
2033/34 | 220.75 | 41.75 | 8
2033/34 | 221.25 | 41.75 | 6
2033/34 | 221.75 | 41.75 | 5
2033/34 | 222.25 | 41.75 | 6
2033/34 | 222.75 | 41.75 | 2
2033/34 | 223.25 | 41.75 | 3
2033/34 | 223.75 | 41.75 | 1
2033/34 | 224.25 | 41.75 | 9
2033/34 | 225.25 | 41.75 | 2
2033/34 | 225.75 | 41.75 | 4
2033/34 | 226.25 | 41.75 | 3
2033/34 | 226.75 | 41.75 | 3
2033/34 | 227.25 | 41.75 | 2
2033/34 | 227.75 | 41.75 | 1
2033/34 | 228.25 | 41.75 | 4
2033/34 | 229.25 | 41.75 | 2
2033/34 | 229.75 | 41.75 | 3
2033/34 | 230.25 | 41.75 | 4
2033/34 | 230.75 | 41.75 | 5
2033/34 | 231.25 | 41.75 | 4
2033/34 | 231.75 | 41.75 | 1
2033/34 | 232.25 | 41.75 | 5
2033/34 | 232.75 | 41.75 | 3
2033/34 | 233.25 | 41.75 | 1
2033/34 | 233.75 | 41.75 | 2
2033/34 | 234.75 | 41.75 | 1
2033/34 | 235.75 | 41.75 | 1
2033/34 | 236.75 | 41.75 | 1
2033/34 | 237.75 | 41.75 | 1
2033/34 | 238.25 | 41.75 | 1
2033/34 | 238.75 | 41.75 | 2
2033/34 | 239.25 | 41.75 | 3
2033/34 | 240.25 | 41.75 | 1
2033/34 | 240.75 | 41.75 | 1
2033/34 | 241.25 | 41.75 | 2
2033/34 | 241.75 | 41.75 | 1
2033/34 | 242.25 | 41.75 | 1
2033/34 | 242.75 | 41.75 | 1
2033/34 | 244.25 | 41.75 | 2
2033/34 | 244.75 | 41.75 | 3
2033/34 | 245.25 | 41.75 | 1
2033/34 | 246.25 | 41.75 | 1
2033/34 | 246.75 | 41.75 | 3
2033/34 | 247.75 | 41.75 | 5
2033/34 | 248.25 | 41.75 | 1
2033/34 | 248.75 | 41.75 | 1
2033/34 | 249.75 | 41.75 | 1
2033/34 | 250.25 | 41.75 | 1
2033/34 | 250.75 | 41.75 | 1
2033/34 | 252.25 | 41.75 | 1
2033/34 | 253.75 | 41.75 | 1
2033/34 | 254.25 | 41.75 | 1
2033/34 | 254.75 | 41.75 | 1
2033/34 | 257.75 | 41.75 | 1
2033/34 | 261.75 | 41.75 | 2
2033/34 | 264.75 | 41.75 | 1
2033/34 | 267.25 | 41.75 | 1
2033/34 | 268.25 | 41.75 | 1
2033/34 | 269.25 | 41.75 | 1
2033/34 | 271.25 | 41.75 | 2
2033/34 | 271.75 | 41.75 | 2
2033/34 | 274.75 | 41.75 | 1
2033/34 | 280.75 | 41.75 | 1
2033/34 | 48.25 | 42.25 | 1
2033/34 | 49.25 | 42.25 | 2
2033/34 | 50.75 | 42.25 | 1
2033/34 | 51.75 | 42.25 | 1
2033/34 | 52.75 | 42.25 | 1
2033/34 | 53.25 | 42.25 | 3
2033/34 | 55.75 | 42.25 | 4
2033/34 | 56.25 | 42.25 | 4
2033/34 | 56.75 | 42.25 | 2
2033/34 | 57.25 | 42.25 | 1
2033/34 | 57.75 | 42.25 | 5
2033/34 | 58.25 | 42.25 | 2
2033/34 | 59.25 | 42.25 | 3
2033/34 | 59.75 | 42.25 | 4
2033/34 | 60.25 | 42.25 | 5
2033/34 | 60.75 | 42.25 | 2
2033/34 | 61.25 | 42.25 | 2
2033/34 | 61.75 | 42.25 | 4
2033/34 | 62.25 | 42.25 | 1
2033/34 | 62.75 | 42.25 | 2
2033/34 | 63.25 | 42.25 | 2
2033/34 | 63.75 | 42.25 | 7
2033/34 | 64.25 | 42.25 | 6
2033/34 | 64.75 | 42.25 | 3
2033/34 | 65.25 | 42.25 | 6
2033/34 | 65.75 | 42.25 | 7
2033/34 | 66.25 | 42.25 | 7
2033/34 | 66.75 | 42.25 | 5
2033/34 | 67.25 | 42.25 | 11
2033/34 | 67.75 | 42.25 | 14
2033/34 | 68.25 | 42.25 | 11
2033/34 | 68.75 | 42.25 | 10
2033/34 | 69.25 | 42.25 | 18
2033/34 | 69.75 | 42.25 | 11
2033/34 | 70.25 | 42.25 | 18
2033/34 | 70.75 | 42.25 | 11
2033/34 | 71.25 | 42.25 | 21
2033/34 | 71.75 | 42.25 | 22
2033/34 | 72.25 | 42.25 | 19
2033/34 | 72.75 | 42.25 | 18
2033/34 | 73.25 | 42.25 | 17
2033/34 | 73.75 | 42.25 | 23
2033/34 | 74.25 | 42.25 | 30
2033/34 | 74.75 | 42.25 | 24
2033/34 | 75.25 | 42.25 | 23
2033/34 | 75.75 | 42.25 | 33
2033/34 | 76.25 | 42.25 | 35
2033/34 | 76.75 | 42.25 | 37
2033/34 | 77.25 | 42.25 | 46
2033/34 | 77.75 | 42.25 | 43
2033/34 | 78.25 | 42.25 | 44
2033/34 | 78.75 | 42.25 | 60
2033/34 | 79.25 | 42.25 | 57
2033/34 | 79.75 | 42.25 | 66
2033/34 | 80.25 | 42.25 | 52
2033/34 | 80.75 | 42.25 | 62
2033/34 | 81.25 | 42.25 | 84
2033/34 | 81.75 | 42.25 | 63
2033/34 | 82.25 | 42.25 | 72
2033/34 | 82.75 | 42.25 | 63
2033/34 | 83.25 | 42.25 | 79
2033/34 | 83.75 | 42.25 | 77
2033/34 | 84.25 | 42.25 | 91
2033/34 | 84.75 | 42.25 | 110
2033/34 | 85.25 | 42.25 | 100
2033/34 | 85.75 | 42.25 | 92
2033/34 | 86.25 | 42.25 | 98
2033/34 | 86.75 | 42.25 | 99
2033/34 | 87.25 | 42.25 | 97
2033/34 | 87.75 | 42.25 | 108
2033/34 | 88.25 | 42.25 | 111
2033/34 | 88.75 | 42.25 | 105
2033/34 | 89.25 | 42.25 | 127
2033/34 | 89.75 | 42.25 | 110
2033/34 | 90.25 | 42.25 | 122
2033/34 | 90.75 | 42.25 | 133
2033/34 | 91.25 | 42.25 | 132
2033/34 | 91.75 | 42.25 | 158
2033/34 | 92.25 | 42.25 | 130
2033/34 | 92.75 | 42.25 | 146
2033/34 | 93.25 | 42.25 | 154
2033/34 | 93.75 | 42.25 | 158
2033/34 | 94.25 | 42.25 | 175
2033/34 | 94.75 | 42.25 | 164
2033/34 | 95.25 | 42.25 | 166
2033/34 | 95.75 | 42.25 | 158
2033/34 | 96.25 | 42.25 | 154
2033/34 | 96.75 | 42.25 | 174
2033/34 | 97.25 | 42.25 | 181
2033/34 | 97.75 | 42.25 | 170
2033/34 | 98.25 | 42.25 | 193
2033/34 | 98.75 | 42.25 | 164
2033/34 | 99.25 | 42.25 | 172
2033/34 | 99.75 | 42.25 | 187
2033/34 | 100.25 | 42.25 | 202
2033/34 | 100.75 | 42.25 | 216
2033/34 | 101.25 | 42.25 | 194
2033/34 | 101.75 | 42.25 | 200
2033/34 | 102.25 | 42.25 | 210
2033/34 | 102.75 | 42.25 | 188
2033/34 | 103.25 | 42.25 | 213
2033/34 | 103.75 | 42.25 | 196
2033/34 | 104.25 | 42.25 | 211
2033/34 | 104.75 | 42.25 | 228
2033/34 | 105.25 | 42.25 | 206
2033/34 | 105.75 | 42.25 | 222
2033/34 | 106.25 | 42.25 | 215
2033/34 | 106.75 | 42.25 | 227
2033/34 | 107.25 | 42.25 | 228
2033/34 | 107.75 | 42.25 | 204
2033/34 | 108.25 | 42.25 | 201
2033/34 | 108.75 | 42.25 | 195
2033/34 | 109.25 | 42.25 | 209
2033/34 | 109.75 | 42.25 | 201
2033/34 | 110.25 | 42.25 | 221
2033/34 | 110.75 | 42.25 | 223
2033/34 | 111.25 | 42.25 | 199
2033/34 | 111.75 | 42.25 | 233
2033/34 | 112.25 | 42.25 | 199
2033/34 | 112.75 | 42.25 | 214
2033/34 | 113.25 | 42.25 | 178
2033/34 | 113.75 | 42.25 | 197
2033/34 | 114.25 | 42.25 | 211
2033/34 | 114.75 | 42.25 | 204
2033/34 | 115.25 | 42.25 | 207
2033/34 | 115.75 | 42.25 | 202
2033/34 | 116.25 | 42.25 | 190
2033/34 | 116.75 | 42.25 | 179
2033/34 | 117.25 | 42.25 | 199
2033/34 | 117.75 | 42.25 | 162
2033/34 | 118.25 | 42.25 | 183
2033/34 | 118.75 | 42.25 | 185
2033/34 | 119.25 | 42.25 | 180
2033/34 | 119.75 | 42.25 | 181
2033/34 | 120.25 | 42.25 | 195
2033/34 | 120.75 | 42.25 | 197
2033/34 | 121.25 | 42.25 | 194
2033/34 | 121.75 | 42.25 | 179
2033/34 | 122.25 | 42.25 | 208
2033/34 | 122.75 | 42.25 | 178
2033/34 | 123.25 | 42.25 | 183
2033/34 | 123.75 | 42.25 | 188
2033/34 | 124.25 | 42.25 | 159
2033/34 | 124.75 | 42.25 | 176
2033/34 | 125.25 | 42.25 | 186
2033/34 | 125.75 | 42.25 | 176
2033/34 | 126.25 | 42.25 | 178
2033/34 | 126.75 | 42.25 | 173
2033/34 | 127.25 | 42.25 | 162
2033/34 | 127.75 | 42.25 | 154
2033/34 | 128.25 | 42.25 | 182
2033/34 | 128.75 | 42.25 | 156
2033/34 | 129.25 | 42.25 | 170
2033/34 | 129.75 | 42.25 | 197
2033/34 | 130.25 | 42.25 | 151
2033/34 | 130.75 | 42.25 | 141
2033/34 | 131.25 | 42.25 | 144
2033/34 | 131.75 | 42.25 | 129
2033/34 | 132.25 | 42.25 | 138
2033/34 | 132.75 | 42.25 | 149
2033/34 | 133.25 | 42.25 | 136
2033/34 | 133.75 | 42.25 | 150
2033/34 | 134.25 | 42.25 | 155
2033/34 | 134.75 | 42.25 | 118
2033/34 | 135.25 | 42.25 | 139
2033/34 | 135.75 | 42.25 | 140
2033/34 | 136.25 | 42.25 | 130
2033/34 | 136.75 | 42.25 | 121
2033/34 | 137.25 | 42.25 | 140
2033/34 | 137.75 | 42.25 | 150
2033/34 | 138.25 | 42.25 | 131
2033/34 | 138.75 | 42.25 | 126
2033/34 | 139.25 | 42.25 | 130
2033/34 | 139.75 | 42.25 | 152
2033/34 | 140.25 | 42.25 | 131
2033/34 | 140.75 | 42.25 | 113
2033/34 | 141.25 | 42.25 | 149
2033/34 | 141.75 | 42.25 | 128
2033/34 | 142.25 | 42.25 | 112
2033/34 | 142.75 | 42.25 | 135
2033/34 | 143.25 | 42.25 | 129
2033/34 | 143.75 | 42.25 | 109
2033/34 | 144.25 | 42.25 | 98
2033/34 | 144.75 | 42.25 | 120
2033/34 | 145.25 | 42.25 | 99
2033/34 | 145.75 | 42.25 | 113
2033/34 | 146.25 | 42.25 | 95
2033/34 | 146.75 | 42.25 | 101
2033/34 | 147.25 | 42.25 | 97
2033/34 | 147.75 | 42.25 | 96
2033/34 | 148.25 | 42.25 | 96
2033/34 | 148.75 | 42.25 | 92
2033/34 | 149.25 | 42.25 | 99
2033/34 | 149.75 | 42.25 | 116
2033/34 | 150.25 | 42.25 | 98
2033/34 | 150.75 | 42.25 | 90
2033/34 | 151.25 | 42.25 | 96
2033/34 | 151.75 | 42.25 | 65
2033/34 | 152.25 | 42.25 | 94
2033/34 | 152.75 | 42.25 | 92
2033/34 | 153.25 | 42.25 | 66
2033/34 | 153.75 | 42.25 | 85
2033/34 | 154.25 | 42.25 | 77
2033/34 | 154.75 | 42.25 | 93
2033/34 | 155.25 | 42.25 | 55
2033/34 | 155.75 | 42.25 | 80
2033/34 | 156.25 | 42.25 | 92
2033/34 | 156.75 | 42.25 | 94
2033/34 | 157.25 | 42.25 | 78
2033/34 | 157.75 | 42.25 | 64
2033/34 | 158.25 | 42.25 | 81
2033/34 | 158.75 | 42.25 | 76
2033/34 | 159.25 | 42.25 | 85
2033/34 | 159.75 | 42.25 | 63
2033/34 | 160.25 | 42.25 | 79
2033/34 | 160.75 | 42.25 | 60
2033/34 | 161.25 | 42.25 | 74
2033/34 | 161.75 | 42.25 | 58
2033/34 | 162.25 | 42.25 | 84
2033/34 | 162.75 | 42.25 | 69
2033/34 | 163.25 | 42.25 | 74
2033/34 | 163.75 | 42.25 | 67
2033/34 | 164.25 | 42.25 | 69
2033/34 | 164.75 | 42.25 | 71
2033/34 | 165.25 | 42.25 | 60
2033/34 | 165.75 | 42.25 | 62
2033/34 | 166.25 | 42.25 | 58
2033/34 | 166.75 | 42.25 | 59
2033/34 | 167.25 | 42.25 | 54
2033/34 | 167.75 | 42.25 | 56
2033/34 | 168.25 | 42.25 | 55
2033/34 | 168.75 | 42.25 | 70
2033/34 | 169.25 | 42.25 | 51
2033/34 | 169.75 | 42.25 | 66
2033/34 | 170.25 | 42.25 | 54
2033/34 | 170.75 | 42.25 | 47
2033/34 | 171.25 | 42.25 | 59
2033/34 | 171.75 | 42.25 | 45
2033/34 | 172.25 | 42.25 | 50
2033/34 | 172.75 | 42.25 | 44
2033/34 | 173.25 | 42.25 | 36
2033/34 | 173.75 | 42.25 | 40
2033/34 | 174.25 | 42.25 | 46
2033/34 | 174.75 | 42.25 | 51
2033/34 | 175.25 | 42.25 | 46
2033/34 | 175.75 | 42.25 | 47
2033/34 | 176.25 | 42.25 | 35
2033/34 | 176.75 | 42.25 | 32
2033/34 | 177.25 | 42.25 | 44
2033/34 | 177.75 | 42.25 | 29
2033/34 | 178.25 | 42.25 | 46
2033/34 | 178.75 | 42.25 | 23
2033/34 | 179.25 | 42.25 | 41
2033/34 | 179.75 | 42.25 | 42
2033/34 | 180.25 | 42.25 | 33
2033/34 | 180.75 | 42.25 | 39
2033/34 | 181.25 | 42.25 | 33
2033/34 | 181.75 | 42.25 | 26
2033/34 | 182.25 | 42.25 | 39
2033/34 | 182.75 | 42.25 | 32
2033/34 | 183.25 | 42.25 | 35
2033/34 | 183.75 | 42.25 | 37
2033/34 | 184.25 | 42.25 | 23
2033/34 | 184.75 | 42.25 | 29
2033/34 | 185.25 | 42.25 | 28
2033/34 | 185.75 | 42.25 | 27
2033/34 | 186.25 | 42.25 | 22
2033/34 | 186.75 | 42.25 | 33
2033/34 | 187.25 | 42.25 | 32
2033/34 | 187.75 | 42.25 | 26
2033/34 | 188.25 | 42.25 | 17
2033/34 | 188.75 | 42.25 | 28
2033/34 | 189.25 | 42.25 | 28
2033/34 | 189.75 | 42.25 | 28
2033/34 | 190.25 | 42.25 | 21
2033/34 | 190.75 | 42.25 | 23
2033/34 | 191.25 | 42.25 | 23
2033/34 | 191.75 | 42.25 | 25
2033/34 | 192.25 | 42.25 | 30
2033/34 | 192.75 | 42.25 | 24
2033/34 | 193.25 | 42.25 | 14
2033/34 | 193.75 | 42.25 | 24
2033/34 | 194.25 | 42.25 | 12
2033/34 | 194.75 | 42.25 | 17
2033/34 | 195.25 | 42.25 | 19
2033/34 | 195.75 | 42.25 | 14
2033/34 | 196.25 | 42.25 | 21
2033/34 | 196.75 | 42.25 | 18
2033/34 | 197.25 | 42.25 | 13
2033/34 | 197.75 | 42.25 | 20
2033/34 | 198.25 | 42.25 | 22
2033/34 | 198.75 | 42.25 | 23
2033/34 | 199.25 | 42.25 | 14
2033/34 | 199.75 | 42.25 | 16
2033/34 | 200.25 | 42.25 | 10
2033/34 | 200.75 | 42.25 | 18
2033/34 | 201.25 | 42.25 | 13
2033/34 | 201.75 | 42.25 | 11
2033/34 | 202.25 | 42.25 | 13
2033/34 | 202.75 | 42.25 | 19
2033/34 | 203.25 | 42.25 | 9
2033/34 | 203.75 | 42.25 | 15
2033/34 | 204.25 | 42.25 | 12
2033/34 | 204.75 | 42.25 | 12
2033/34 | 205.25 | 42.25 | 14
2033/34 | 205.75 | 42.25 | 8
2033/34 | 206.25 | 42.25 | 14
2033/34 | 206.75 | 42.25 | 4
2033/34 | 207.25 | 42.25 | 14
2033/34 | 207.75 | 42.25 | 7
2033/34 | 208.25 | 42.25 | 9
2033/34 | 208.75 | 42.25 | 10
2033/34 | 209.25 | 42.25 | 6
2033/34 | 209.75 | 42.25 | 8
2033/34 | 210.25 | 42.25 | 6
2033/34 | 210.75 | 42.25 | 11
2033/34 | 211.25 | 42.25 | 6
2033/34 | 211.75 | 42.25 | 10
2033/34 | 212.25 | 42.25 | 12
2033/34 | 212.75 | 42.25 | 1
2033/34 | 213.25 | 42.25 | 11
2033/34 | 213.75 | 42.25 | 5
2033/34 | 214.25 | 42.25 | 8
2033/34 | 214.75 | 42.25 | 10
2033/34 | 215.25 | 42.25 | 4
2033/34 | 215.75 | 42.25 | 10
2033/34 | 216.25 | 42.25 | 9
2033/34 | 216.75 | 42.25 | 4
2033/34 | 217.25 | 42.25 | 4
2033/34 | 217.75 | 42.25 | 8
2033/34 | 218.25 | 42.25 | 6
2033/34 | 218.75 | 42.25 | 2
2033/34 | 219.25 | 42.25 | 4
2033/34 | 219.75 | 42.25 | 5
2033/34 | 220.25 | 42.25 | 9
2033/34 | 220.75 | 42.25 | 6
2033/34 | 221.25 | 42.25 | 2
2033/34 | 221.75 | 42.25 | 6
2033/34 | 222.25 | 42.25 | 3
2033/34 | 222.75 | 42.25 | 6
2033/34 | 223.25 | 42.25 | 9
2033/34 | 223.75 | 42.25 | 3
2033/34 | 224.25 | 42.25 | 6
2033/34 | 224.75 | 42.25 | 4
2033/34 | 225.25 | 42.25 | 5
2033/34 | 225.75 | 42.25 | 3
2033/34 | 226.25 | 42.25 | 7
2033/34 | 227.25 | 42.25 | 2
2033/34 | 227.75 | 42.25 | 2
2033/34 | 228.25 | 42.25 | 8
2033/34 | 228.75 | 42.25 | 2
2033/34 | 229.25 | 42.25 | 4
2033/34 | 229.75 | 42.25 | 4
2033/34 | 230.75 | 42.25 | 4
2033/34 | 231.25 | 42.25 | 1
2033/34 | 231.75 | 42.25 | 3
2033/34 | 232.25 | 42.25 | 1
2033/34 | 233.25 | 42.25 | 4
2033/34 | 234.25 | 42.25 | 1
2033/34 | 234.75 | 42.25 | 3
2033/34 | 235.25 | 42.25 | 2
2033/34 | 235.75 | 42.25 | 5
2033/34 | 236.25 | 42.25 | 2
2033/34 | 237.75 | 42.25 | 4
2033/34 | 238.25 | 42.25 | 3
2033/34 | 238.75 | 42.25 | 2
2033/34 | 239.25 | 42.25 | 2
2033/34 | 240.25 | 42.25 | 1
2033/34 | 240.75 | 42.25 | 2
2033/34 | 241.25 | 42.25 | 1
2033/34 | 242.25 | 42.25 | 1
2033/34 | 243.25 | 42.25 | 1
2033/34 | 244.75 | 42.25 | 2
2033/34 | 245.25 | 42.25 | 1
2033/34 | 246.75 | 42.25 | 1
2033/34 | 248.25 | 42.25 | 1
2033/34 | 248.75 | 42.25 | 2
2033/34 | 249.25 | 42.25 | 1
2033/34 | 250.25 | 42.25 | 1
2033/34 | 251.75 | 42.25 | 1
2033/34 | 252.25 | 42.25 | 1
2033/34 | 253.25 | 42.25 | 1
2033/34 | 258.25 | 42.25 | 1
2033/34 | 261.25 | 42.25 | 1
2033/34 | 267.25 | 42.25 | 1
2033/34 | 267.75 | 42.25 | 1
2033/34 | 275.25 | 42.25 | 2
2033/34 | 278.25 | 42.25 | 1
2033/34 | 281.25 | 42.25 | 1
2033/34 | 283.25 | 42.25 | 2
2033/34 | 288.75 | 42.25 | 1
2033/34 | 48.75 | 42.75 | 1
2033/34 | 49.75 | 42.75 | 2
2033/34 | 52.75 | 42.75 | 2
2033/34 | 53.25 | 42.75 | 2
2033/34 | 54.75 | 42.75 | 1
2033/34 | 55.25 | 42.75 | 1
2033/34 | 55.75 | 42.75 | 1
2033/34 | 56.25 | 42.75 | 2
2033/34 | 56.75 | 42.75 | 2
2033/34 | 57.25 | 42.75 | 1
2033/34 | 57.75 | 42.75 | 4
2033/34 | 58.75 | 42.75 | 2
2033/34 | 59.25 | 42.75 | 3
2033/34 | 60.25 | 42.75 | 1
2033/34 | 61.25 | 42.75 | 4
2033/34 | 61.75 | 42.75 | 3
2033/34 | 62.25 | 42.75 | 2
2033/34 | 62.75 | 42.75 | 3
2033/34 | 63.25 | 42.75 | 3
2033/34 | 63.75 | 42.75 | 4
2033/34 | 64.25 | 42.75 | 2
2033/34 | 64.75 | 42.75 | 3
2033/34 | 65.25 | 42.75 | 7
2033/34 | 65.75 | 42.75 | 3
2033/34 | 66.25 | 42.75 | 1
2033/34 | 66.75 | 42.75 | 5
2033/34 | 67.25 | 42.75 | 5
2033/34 | 67.75 | 42.75 | 6
2033/34 | 68.25 | 42.75 | 6
2033/34 | 68.75 | 42.75 | 7
2033/34 | 69.25 | 42.75 | 10
2033/34 | 69.75 | 42.75 | 12
2033/34 | 70.25 | 42.75 | 11
2033/34 | 70.75 | 42.75 | 14
2033/34 | 71.25 | 42.75 | 10
2033/34 | 71.75 | 42.75 | 15
2033/34 | 72.25 | 42.75 | 14
2033/34 | 72.75 | 42.75 | 15
2033/34 | 73.25 | 42.75 | 23
2033/34 | 73.75 | 42.75 | 17
2033/34 | 74.25 | 42.75 | 24
2033/34 | 74.75 | 42.75 | 32
2033/34 | 75.25 | 42.75 | 33
2033/34 | 75.75 | 42.75 | 30
2033/34 | 76.25 | 42.75 | 39
2033/34 | 76.75 | 42.75 | 37
2033/34 | 77.25 | 42.75 | 42
2033/34 | 77.75 | 42.75 | 32
2033/34 | 78.25 | 42.75 | 51
2033/34 | 78.75 | 42.75 | 52
2033/34 | 79.25 | 42.75 | 53
2033/34 | 79.75 | 42.75 | 63
2033/34 | 80.25 | 42.75 | 80
2033/34 | 80.75 | 42.75 | 58
2033/34 | 81.25 | 42.75 | 59
2033/34 | 81.75 | 42.75 | 56
2033/34 | 82.25 | 42.75 | 59
2033/34 | 82.75 | 42.75 | 63
2033/34 | 83.25 | 42.75 | 69
2033/34 | 83.75 | 42.75 | 84
2033/34 | 84.25 | 42.75 | 88
2033/34 | 84.75 | 42.75 | 82
2033/34 | 85.25 | 42.75 | 95
2033/34 | 85.75 | 42.75 | 67
2033/34 | 86.25 | 42.75 | 106
2033/34 | 86.75 | 42.75 | 115
2033/34 | 87.25 | 42.75 | 80
2033/34 | 87.75 | 42.75 | 104
2033/34 | 88.25 | 42.75 | 101
2033/34 | 88.75 | 42.75 | 117
2033/34 | 89.25 | 42.75 | 120
2033/34 | 89.75 | 42.75 | 115
2033/34 | 90.25 | 42.75 | 119
2033/34 | 90.75 | 42.75 | 109
2033/34 | 91.25 | 42.75 | 148
2033/34 | 91.75 | 42.75 | 123
2033/34 | 92.25 | 42.75 | 149
2033/34 | 92.75 | 42.75 | 135
2033/34 | 93.25 | 42.75 | 152
2033/34 | 93.75 | 42.75 | 143
2033/34 | 94.25 | 42.75 | 158
2033/34 | 94.75 | 42.75 | 164
2033/34 | 95.25 | 42.75 | 177
2033/34 | 95.75 | 42.75 | 166
2033/34 | 96.25 | 42.75 | 148
2033/34 | 96.75 | 42.75 | 171
2033/34 | 97.25 | 42.75 | 168
2033/34 | 97.75 | 42.75 | 178
2033/34 | 98.25 | 42.75 | 161
2033/34 | 98.75 | 42.75 | 193
2033/34 | 99.25 | 42.75 | 199
2033/34 | 99.75 | 42.75 | 174
2033/34 | 100.25 | 42.75 | 200
2033/34 | 100.75 | 42.75 | 202
2033/34 | 101.25 | 42.75 | 209
2033/34 | 101.75 | 42.75 | 158
2033/34 | 102.25 | 42.75 | 190
2033/34 | 102.75 | 42.75 | 176
2033/34 | 103.25 | 42.75 | 187
2033/34 | 103.75 | 42.75 | 214
2033/34 | 104.25 | 42.75 | 166
2033/34 | 104.75 | 42.75 | 173
2033/34 | 105.25 | 42.75 | 189
2033/34 | 105.75 | 42.75 | 183
2033/34 | 106.25 | 42.75 | 191
2033/34 | 106.75 | 42.75 | 195
2033/34 | 107.25 | 42.75 | 197
2033/34 | 107.75 | 42.75 | 213
2033/34 | 108.25 | 42.75 | 220
2033/34 | 108.75 | 42.75 | 220
2033/34 | 109.25 | 42.75 | 193
2033/34 | 109.75 | 42.75 | 193
2033/34 | 110.25 | 42.75 | 174
2033/34 | 110.75 | 42.75 | 206
2033/34 | 111.25 | 42.75 | 219
2033/34 | 111.75 | 42.75 | 184
2033/34 | 112.25 | 42.75 | 162
2033/34 | 112.75 | 42.75 | 199
2033/34 | 113.25 | 42.75 | 206
2033/34 | 113.75 | 42.75 | 204
2033/34 | 114.25 | 42.75 | 223
2033/34 | 114.75 | 42.75 | 198
2033/34 | 115.25 | 42.75 | 216
2033/34 | 115.75 | 42.75 | 236
2033/34 | 116.25 | 42.75 | 212
2033/34 | 116.75 | 42.75 | 203
2033/34 | 117.25 | 42.75 | 204
2033/34 | 117.75 | 42.75 | 208
2033/34 | 118.25 | 42.75 | 217
2033/34 | 118.75 | 42.75 | 166
2033/34 | 119.25 | 42.75 | 202
2033/34 | 119.75 | 42.75 | 187
2033/34 | 120.25 | 42.75 | 201
2033/34 | 120.75 | 42.75 | 191
2033/34 | 121.25 | 42.75 | 193
2033/34 | 121.75 | 42.75 | 185
2033/34 | 122.25 | 42.75 | 175
2033/34 | 122.75 | 42.75 | 186
2033/34 | 123.25 | 42.75 | 177
2033/34 | 123.75 | 42.75 | 173
2033/34 | 124.25 | 42.75 | 184
2033/34 | 124.75 | 42.75 | 177
2033/34 | 125.25 | 42.75 | 197
2033/34 | 125.75 | 42.75 | 165
2033/34 | 126.25 | 42.75 | 171
2033/34 | 126.75 | 42.75 | 177
2033/34 | 127.25 | 42.75 | 172
2033/34 | 127.75 | 42.75 | 149
2033/34 | 128.25 | 42.75 | 202
2033/34 | 128.75 | 42.75 | 144
2033/34 | 129.25 | 42.75 | 129
2033/34 | 129.75 | 42.75 | 149
2033/34 | 130.25 | 42.75 | 150
2033/34 | 130.75 | 42.75 | 146
2033/34 | 131.25 | 42.75 | 155
2033/34 | 131.75 | 42.75 | 173
2033/34 | 132.25 | 42.75 | 154
2033/34 | 132.75 | 42.75 | 145
2033/34 | 133.25 | 42.75 | 147
2033/34 | 133.75 | 42.75 | 151
2033/34 | 134.25 | 42.75 | 159
2033/34 | 134.75 | 42.75 | 157
2033/34 | 135.25 | 42.75 | 122
2033/34 | 135.75 | 42.75 | 166
2033/34 | 136.25 | 42.75 | 143
2033/34 | 136.75 | 42.75 | 129
2033/34 | 137.25 | 42.75 | 118
2033/34 | 137.75 | 42.75 | 145
2033/34 | 138.25 | 42.75 | 128
2033/34 | 138.75 | 42.75 | 130
2033/34 | 139.25 | 42.75 | 141
2033/34 | 139.75 | 42.75 | 112
2033/34 | 140.25 | 42.75 | 134
2033/34 | 140.75 | 42.75 | 137
2033/34 | 141.25 | 42.75 | 114
2033/34 | 141.75 | 42.75 | 119
2033/34 | 142.25 | 42.75 | 121
2033/34 | 142.75 | 42.75 | 121
2033/34 | 143.25 | 42.75 | 132
2033/34 | 143.75 | 42.75 | 111
2033/34 | 144.25 | 42.75 | 116
2033/34 | 144.75 | 42.75 | 118
2033/34 | 145.25 | 42.75 | 96
2033/34 | 145.75 | 42.75 | 106
2033/34 | 146.25 | 42.75 | 98
2033/34 | 146.75 | 42.75 | 124
2033/34 | 147.25 | 42.75 | 115
2033/34 | 147.75 | 42.75 | 104
2033/34 | 148.25 | 42.75 | 122
2033/34 | 148.75 | 42.75 | 116
2033/34 | 149.25 | 42.75 | 93
2033/34 | 149.75 | 42.75 | 120
2033/34 | 150.25 | 42.75 | 106
2033/34 | 150.75 | 42.75 | 92
2033/34 | 151.25 | 42.75 | 87
2033/34 | 151.75 | 42.75 | 82
2033/34 | 152.25 | 42.75 | 81
2033/34 | 152.75 | 42.75 | 70
2033/34 | 153.25 | 42.75 | 107
2033/34 | 153.75 | 42.75 | 88
2033/34 | 154.25 | 42.75 | 86
2033/34 | 154.75 | 42.75 | 88
2033/34 | 155.25 | 42.75 | 87
2033/34 | 155.75 | 42.75 | 71
2033/34 | 156.25 | 42.75 | 88
2033/34 | 156.75 | 42.75 | 69
2033/34 | 157.25 | 42.75 | 85
2033/34 | 157.75 | 42.75 | 87
2033/34 | 158.25 | 42.75 | 72
2033/34 | 158.75 | 42.75 | 66
2033/34 | 159.25 | 42.75 | 69
2033/34 | 159.75 | 42.75 | 87
2033/34 | 160.25 | 42.75 | 70
2033/34 | 160.75 | 42.75 | 79
2033/34 | 161.25 | 42.75 | 80
2033/34 | 161.75 | 42.75 | 68
2033/34 | 162.25 | 42.75 | 70
2033/34 | 162.75 | 42.75 | 76
2033/34 | 163.25 | 42.75 | 85
2033/34 | 163.75 | 42.75 | 72
2033/34 | 164.25 | 42.75 | 59
2033/34 | 164.75 | 42.75 | 65
2033/34 | 165.25 | 42.75 | 74
2033/34 | 165.75 | 42.75 | 59
2033/34 | 166.25 | 42.75 | 68
2033/34 | 166.75 | 42.75 | 47
2033/34 | 167.25 | 42.75 | 49
2033/34 | 167.75 | 42.75 | 62
2033/34 | 168.25 | 42.75 | 59
2033/34 | 168.75 | 42.75 | 66
2033/34 | 169.25 | 42.75 | 52
2033/34 | 169.75 | 42.75 | 57
2033/34 | 170.25 | 42.75 | 58
2033/34 | 170.75 | 42.75 | 49
2033/34 | 171.25 | 42.75 | 41
2033/34 | 171.75 | 42.75 | 45
2033/34 | 172.25 | 42.75 | 49
2033/34 | 172.75 | 42.75 | 47
2033/34 | 173.25 | 42.75 | 38
2033/34 | 173.75 | 42.75 | 44
2033/34 | 174.25 | 42.75 | 55
2033/34 | 174.75 | 42.75 | 53
2033/34 | 175.25 | 42.75 | 40
2033/34 | 175.75 | 42.75 | 61
2033/34 | 176.25 | 42.75 | 50
2033/34 | 176.75 | 42.75 | 51
2033/34 | 177.25 | 42.75 | 50
2033/34 | 177.75 | 42.75 | 50
2033/34 | 178.25 | 42.75 | 40
2033/34 | 178.75 | 42.75 | 43
2033/34 | 179.25 | 42.75 | 34
2033/34 | 179.75 | 42.75 | 38
2033/34 | 180.25 | 42.75 | 28
2033/34 | 180.75 | 42.75 | 40
2033/34 | 181.25 | 42.75 | 40
2033/34 | 181.75 | 42.75 | 45
2033/34 | 182.25 | 42.75 | 32
2033/34 | 182.75 | 42.75 | 31
2033/34 | 183.25 | 42.75 | 43
2033/34 | 183.75 | 42.75 | 30
2033/34 | 184.25 | 42.75 | 29
2033/34 | 184.75 | 42.75 | 24
2033/34 | 185.25 | 42.75 | 34
2033/34 | 185.75 | 42.75 | 34
2033/34 | 186.25 | 42.75 | 24
2033/34 | 186.75 | 42.75 | 25
2033/34 | 187.25 | 42.75 | 23
2033/34 | 187.75 | 42.75 | 24
2033/34 | 188.25 | 42.75 | 31
2033/34 | 188.75 | 42.75 | 25
2033/34 | 189.25 | 42.75 | 19
2033/34 | 189.75 | 42.75 | 33
2033/34 | 190.25 | 42.75 | 23
2033/34 | 190.75 | 42.75 | 22
2033/34 | 191.25 | 42.75 | 19
2033/34 | 191.75 | 42.75 | 24
2033/34 | 192.25 | 42.75 | 26
2033/34 | 192.75 | 42.75 | 23
2033/34 | 193.25 | 42.75 | 21
2033/34 | 193.75 | 42.75 | 29
2033/34 | 194.25 | 42.75 | 19
2033/34 | 194.75 | 42.75 | 13
2033/34 | 195.25 | 42.75 | 19
2033/34 | 195.75 | 42.75 | 19
2033/34 | 196.25 | 42.75 | 18
2033/34 | 196.75 | 42.75 | 22
2033/34 | 197.25 | 42.75 | 23
2033/34 | 197.75 | 42.75 | 30
2033/34 | 198.25 | 42.75 | 13
2033/34 | 198.75 | 42.75 | 14
2033/34 | 199.25 | 42.75 | 17
2033/34 | 199.75 | 42.75 | 21
2033/34 | 200.25 | 42.75 | 17
2033/34 | 200.75 | 42.75 | 15
2033/34 | 201.25 | 42.75 | 11
2033/34 | 201.75 | 42.75 | 13
2033/34 | 202.25 | 42.75 | 15
2033/34 | 202.75 | 42.75 | 11
2033/34 | 203.25 | 42.75 | 17
2033/34 | 203.75 | 42.75 | 11
2033/34 | 204.25 | 42.75 | 13
2033/34 | 204.75 | 42.75 | 16
2033/34 | 205.25 | 42.75 | 9
2033/34 | 205.75 | 42.75 | 22
2033/34 | 206.25 | 42.75 | 5
2033/34 | 206.75 | 42.75 | 14
2033/34 | 207.25 | 42.75 | 12
2033/34 | 207.75 | 42.75 | 10
2033/34 | 208.25 | 42.75 | 8
2033/34 | 208.75 | 42.75 | 13
2033/34 | 209.25 | 42.75 | 7
2033/34 | 209.75 | 42.75 | 8
2033/34 | 210.25 | 42.75 | 8
2033/34 | 210.75 | 42.75 | 11
2033/34 | 211.25 | 42.75 | 7
2033/34 | 211.75 | 42.75 | 12
2033/34 | 212.25 | 42.75 | 6
2033/34 | 212.75 | 42.75 | 4
2033/34 | 213.25 | 42.75 | 8
2033/34 | 213.75 | 42.75 | 10
2033/34 | 214.25 | 42.75 | 7
2033/34 | 214.75 | 42.75 | 5
2033/34 | 215.25 | 42.75 | 13
2033/34 | 215.75 | 42.75 | 2
2033/34 | 216.25 | 42.75 | 13
2033/34 | 216.75 | 42.75 | 7
2033/34 | 217.25 | 42.75 | 6
2033/34 | 217.75 | 42.75 | 4
2033/34 | 218.25 | 42.75 | 8
2033/34 | 218.75 | 42.75 | 8
2033/34 | 219.25 | 42.75 | 3
2033/34 | 219.75 | 42.75 | 5
2033/34 | 220.25 | 42.75 | 10
2033/34 | 220.75 | 42.75 | 9
2033/34 | 221.25 | 42.75 | 2
2033/34 | 221.75 | 42.75 | 2
2033/34 | 222.25 | 42.75 | 8
2033/34 | 222.75 | 42.75 | 4
2033/34 | 223.25 | 42.75 | 5
2033/34 | 223.75 | 42.75 | 9
2033/34 | 224.25 | 42.75 | 1
2033/34 | 224.75 | 42.75 | 1
2033/34 | 225.25 | 42.75 | 4
2033/34 | 225.75 | 42.75 | 5
2033/34 | 226.25 | 42.75 | 1
2033/34 | 226.75 | 42.75 | 1
2033/34 | 227.25 | 42.75 | 5
2033/34 | 227.75 | 42.75 | 1
2033/34 | 228.25 | 42.75 | 2
2033/34 | 228.75 | 42.75 | 5
2033/34 | 229.25 | 42.75 | 3
2033/34 | 229.75 | 42.75 | 3
2033/34 | 230.25 | 42.75 | 2
2033/34 | 230.75 | 42.75 | 3
2033/34 | 231.25 | 42.75 | 4
2033/34 | 231.75 | 42.75 | 2
2033/34 | 232.75 | 42.75 | 4
2033/34 | 233.25 | 42.75 | 7
2033/34 | 234.25 | 42.75 | 1
2033/34 | 235.25 | 42.75 | 2
2033/34 | 235.75 | 42.75 | 2
2033/34 | 236.25 | 42.75 | 3
2033/34 | 236.75 | 42.75 | 3
2033/34 | 237.25 | 42.75 | 1
2033/34 | 237.75 | 42.75 | 2
2033/34 | 238.25 | 42.75 | 2
2033/34 | 239.25 | 42.75 | 2
2033/34 | 239.75 | 42.75 | 1
2033/34 | 240.25 | 42.75 | 3
2033/34 | 240.75 | 42.75 | 2
2033/34 | 241.25 | 42.75 | 2
2033/34 | 242.25 | 42.75 | 1
2033/34 | 243.25 | 42.75 | 2
2033/34 | 243.75 | 42.75 | 1
2033/34 | 244.25 | 42.75 | 1
2033/34 | 245.25 | 42.75 | 1
2033/34 | 246.25 | 42.75 | 1
2033/34 | 247.25 | 42.75 | 1
2033/34 | 247.75 | 42.75 | 3
2033/34 | 251.75 | 42.75 | 2
2033/34 | 253.25 | 42.75 | 2
2033/34 | 253.75 | 42.75 | 1
2033/34 | 257.75 | 42.75 | 1
2033/34 | 260.75 | 42.75 | 1
2033/34 | 276.25 | 42.75 | 1
2033/34 | 286.75 | 42.75 | 1
2033/34 | 293.25 | 42.75 | 1
2033/34 | 49.25 | 43.25 | 1
2033/34 | 50.25 | 43.25 | 1
2033/34 | 50.75 | 43.25 | 2
2033/34 | 52.25 | 43.25 | 1
2033/34 | 52.75 | 43.25 | 1
2033/34 | 53.75 | 43.25 | 1
2033/34 | 55.75 | 43.25 | 1
2033/34 | 56.25 | 43.25 | 3
2033/34 | 56.75 | 43.25 | 2
2033/34 | 57.25 | 43.25 | 1
2033/34 | 58.25 | 43.25 | 6
2033/34 | 58.75 | 43.25 | 2
2033/34 | 59.25 | 43.25 | 4
2033/34 | 59.75 | 43.25 | 2
2033/34 | 60.25 | 43.25 | 3
2033/34 | 61.25 | 43.25 | 2
2033/34 | 61.75 | 43.25 | 5
2033/34 | 62.25 | 43.25 | 2
2033/34 | 62.75 | 43.25 | 3
2033/34 | 63.25 | 43.25 | 7
2033/34 | 63.75 | 43.25 | 7
2033/34 | 64.25 | 43.25 | 3
2033/34 | 64.75 | 43.25 | 3
2033/34 | 65.25 | 43.25 | 7
2033/34 | 65.75 | 43.25 | 3
2033/34 | 66.25 | 43.25 | 1
2033/34 | 66.75 | 43.25 | 3
2033/34 | 67.25 | 43.25 | 3
2033/34 | 67.75 | 43.25 | 4
2033/34 | 68.25 | 43.25 | 5
2033/34 | 68.75 | 43.25 | 5
2033/34 | 69.25 | 43.25 | 8
2033/34 | 69.75 | 43.25 | 12
2033/34 | 70.25 | 43.25 | 8
2033/34 | 70.75 | 43.25 | 6
2033/34 | 71.25 | 43.25 | 8
2033/34 | 71.75 | 43.25 | 18
2033/34 | 72.25 | 43.25 | 11
2033/34 | 72.75 | 43.25 | 23
2033/34 | 73.25 | 43.25 | 15
2033/34 | 73.75 | 43.25 | 19
2033/34 | 74.25 | 43.25 | 12
2033/34 | 74.75 | 43.25 | 10
2033/34 | 75.25 | 43.25 | 23
2033/34 | 75.75 | 43.25 | 26
2033/34 | 76.25 | 43.25 | 27
2033/34 | 76.75 | 43.25 | 26
2033/34 | 77.25 | 43.25 | 28
2033/34 | 77.75 | 43.25 | 30
2033/34 | 78.25 | 43.25 | 56
2033/34 | 78.75 | 43.25 | 39
2033/34 | 79.25 | 43.25 | 43
2033/34 | 79.75 | 43.25 | 44
2033/34 | 80.25 | 43.25 | 44
2033/34 | 80.75 | 43.25 | 66
2033/34 | 81.25 | 43.25 | 55
2033/34 | 81.75 | 43.25 | 48
2033/34 | 82.25 | 43.25 | 66
2033/34 | 82.75 | 43.25 | 59
2033/34 | 83.25 | 43.25 | 55
2033/34 | 83.75 | 43.25 | 64
2033/34 | 84.25 | 43.25 | 79
2033/34 | 84.75 | 43.25 | 72
2033/34 | 85.25 | 43.25 | 91
2033/34 | 85.75 | 43.25 | 91
2033/34 | 86.25 | 43.25 | 94
2033/34 | 86.75 | 43.25 | 93
2033/34 | 87.25 | 43.25 | 78
2033/34 | 87.75 | 43.25 | 102
2033/34 | 88.25 | 43.25 | 95
2033/34 | 88.75 | 43.25 | 113
2033/34 | 89.25 | 43.25 | 98
2033/34 | 89.75 | 43.25 | 125
2033/34 | 90.25 | 43.25 | 110
2033/34 | 90.75 | 43.25 | 113
2033/34 | 91.25 | 43.25 | 117
2033/34 | 91.75 | 43.25 | 142
2033/34 | 92.25 | 43.25 | 133
2033/34 | 92.75 | 43.25 | 123
2033/34 | 93.25 | 43.25 | 150
2033/34 | 93.75 | 43.25 | 143
2033/34 | 94.25 | 43.25 | 161
2033/34 | 94.75 | 43.25 | 150
2033/34 | 95.25 | 43.25 | 145
2033/34 | 95.75 | 43.25 | 172
2033/34 | 96.25 | 43.25 | 154
2033/34 | 96.75 | 43.25 | 159
2033/34 | 97.25 | 43.25 | 200
2033/34 | 97.75 | 43.25 | 176
2033/34 | 98.25 | 43.25 | 169
2033/34 | 98.75 | 43.25 | 174
2033/34 | 99.25 | 43.25 | 169
2033/34 | 99.75 | 43.25 | 165
2033/34 | 100.25 | 43.25 | 184
2033/34 | 100.75 | 43.25 | 168
2033/34 | 101.25 | 43.25 | 204
2033/34 | 101.75 | 43.25 | 195
2033/34 | 102.25 | 43.25 | 173
2033/34 | 102.75 | 43.25 | 206
2033/34 | 103.25 | 43.25 | 199
2033/34 | 103.75 | 43.25 | 194
2033/34 | 104.25 | 43.25 | 215
2033/34 | 104.75 | 43.25 | 171
2033/34 | 105.25 | 43.25 | 205
2033/34 | 105.75 | 43.25 | 184
2033/34 | 106.25 | 43.25 | 187
2033/34 | 106.75 | 43.25 | 188
2033/34 | 107.25 | 43.25 | 224
2033/34 | 107.75 | 43.25 | 188
2033/34 | 108.25 | 43.25 | 196
2033/34 | 108.75 | 43.25 | 197
2033/34 | 109.25 | 43.25 | 199
2033/34 | 109.75 | 43.25 | 214
2033/34 | 110.25 | 43.25 | 200
2033/34 | 110.75 | 43.25 | 210
2033/34 | 111.25 | 43.25 | 211
2033/34 | 111.75 | 43.25 | 209
2033/34 | 112.25 | 43.25 | 224
2033/34 | 112.75 | 43.25 | 197
2033/34 | 113.25 | 43.25 | 230
2033/34 | 113.75 | 43.25 | 215
2033/34 | 114.25 | 43.25 | 202
2033/34 | 114.75 | 43.25 | 198
2033/34 | 115.25 | 43.25 | 192
2033/34 | 115.75 | 43.25 | 199
2033/34 | 116.25 | 43.25 | 229
2033/34 | 116.75 | 43.25 | 202
2033/34 | 117.25 | 43.25 | 217
2033/34 | 117.75 | 43.25 | 181
2033/34 | 118.25 | 43.25 | 170
2033/34 | 118.75 | 43.25 | 187
2033/34 | 119.25 | 43.25 | 187
2033/34 | 119.75 | 43.25 | 175
2033/34 | 120.25 | 43.25 | 201
2033/34 | 120.75 | 43.25 | 203
2033/34 | 121.25 | 43.25 | 215
2033/34 | 121.75 | 43.25 | 186
2033/34 | 122.25 | 43.25 | 177
2033/34 | 122.75 | 43.25 | 189
2033/34 | 123.25 | 43.25 | 202
2033/34 | 123.75 | 43.25 | 204
2033/34 | 124.25 | 43.25 | 197
2033/34 | 124.75 | 43.25 | 164
2033/34 | 125.25 | 43.25 | 193
2033/34 | 125.75 | 43.25 | 188
2033/34 | 126.25 | 43.25 | 164
2033/34 | 126.75 | 43.25 | 193
2033/34 | 127.25 | 43.25 | 162
2033/34 | 127.75 | 43.25 | 151
2033/34 | 128.25 | 43.25 | 195
2033/34 | 128.75 | 43.25 | 194
2033/34 | 129.25 | 43.25 | 189
2033/34 | 129.75 | 43.25 | 155
2033/34 | 130.25 | 43.25 | 182
2033/34 | 130.75 | 43.25 | 166
2033/34 | 131.25 | 43.25 | 164
2033/34 | 131.75 | 43.25 | 154
2033/34 | 132.25 | 43.25 | 146
2033/34 | 132.75 | 43.25 | 138
2033/34 | 133.25 | 43.25 | 147
2033/34 | 133.75 | 43.25 | 169
2033/34 | 134.25 | 43.25 | 162
2033/34 | 134.75 | 43.25 | 149
2033/34 | 135.25 | 43.25 | 155
2033/34 | 135.75 | 43.25 | 152
2033/34 | 136.25 | 43.25 | 146
2033/34 | 136.75 | 43.25 | 144
2033/34 | 137.25 | 43.25 | 139
2033/34 | 137.75 | 43.25 | 154
2033/34 | 138.25 | 43.25 | 139
2033/34 | 138.75 | 43.25 | 143
2033/34 | 139.25 | 43.25 | 120
2033/34 | 139.75 | 43.25 | 142
2033/34 | 140.25 | 43.25 | 134
2033/34 | 140.75 | 43.25 | 126
2033/34 | 141.25 | 43.25 | 129
2033/34 | 141.75 | 43.25 | 142
2033/34 | 142.25 | 43.25 | 113
2033/34 | 142.75 | 43.25 | 123
2033/34 | 143.25 | 43.25 | 128
2033/34 | 143.75 | 43.25 | 123
2033/34 | 144.25 | 43.25 | 116
2033/34 | 144.75 | 43.25 | 122
2033/34 | 145.25 | 43.25 | 125
2033/34 | 145.75 | 43.25 | 113
2033/34 | 146.25 | 43.25 | 95
2033/34 | 146.75 | 43.25 | 129
2033/34 | 147.25 | 43.25 | 125
2033/34 | 147.75 | 43.25 | 117
2033/34 | 148.25 | 43.25 | 111
2033/34 | 148.75 | 43.25 | 116
2033/34 | 149.25 | 43.25 | 91
2033/34 | 149.75 | 43.25 | 103
2033/34 | 150.25 | 43.25 | 90
2033/34 | 150.75 | 43.25 | 116
2033/34 | 151.25 | 43.25 | 116
2033/34 | 151.75 | 43.25 | 107
2033/34 | 152.25 | 43.25 | 109
2033/34 | 152.75 | 43.25 | 105
2033/34 | 153.25 | 43.25 | 88
2033/34 | 153.75 | 43.25 | 95
2033/34 | 154.25 | 43.25 | 89
2033/34 | 154.75 | 43.25 | 70
2033/34 | 155.25 | 43.25 | 83
2033/34 | 155.75 | 43.25 | 74
2033/34 | 156.25 | 43.25 | 78
2033/34 | 156.75 | 43.25 | 97
2033/34 | 157.25 | 43.25 | 85
2033/34 | 157.75 | 43.25 | 84
2033/34 | 158.25 | 43.25 | 94
2033/34 | 158.75 | 43.25 | 81
2033/34 | 159.25 | 43.25 | 91
2033/34 | 159.75 | 43.25 | 54
2033/34 | 160.25 | 43.25 | 78
2033/34 | 160.75 | 43.25 | 78
2033/34 | 161.25 | 43.25 | 75
2033/34 | 161.75 | 43.25 | 71
2033/34 | 162.25 | 43.25 | 75
2033/34 | 162.75 | 43.25 | 71
2033/34 | 163.25 | 43.25 | 74
2033/34 | 163.75 | 43.25 | 65
2033/34 | 164.25 | 43.25 | 77
2033/34 | 164.75 | 43.25 | 84
2033/34 | 165.25 | 43.25 | 82
2033/34 | 165.75 | 43.25 | 61
2033/34 | 166.25 | 43.25 | 60
2033/34 | 166.75 | 43.25 | 57
2033/34 | 167.25 | 43.25 | 63
2033/34 | 167.75 | 43.25 | 52
2033/34 | 168.25 | 43.25 | 53
2033/34 | 168.75 | 43.25 | 63
2033/34 | 169.25 | 43.25 | 67
2033/34 | 169.75 | 43.25 | 49
2033/34 | 170.25 | 43.25 | 45
2033/34 | 170.75 | 43.25 | 53
2033/34 | 171.25 | 43.25 | 59
2033/34 | 171.75 | 43.25 | 50
2033/34 | 172.25 | 43.25 | 51
2033/34 | 172.75 | 43.25 | 56
2033/34 | 173.25 | 43.25 | 63
2033/34 | 173.75 | 43.25 | 48
2033/34 | 174.25 | 43.25 | 65
2033/34 | 174.75 | 43.25 | 56
2033/34 | 175.25 | 43.25 | 44
2033/34 | 175.75 | 43.25 | 47
2033/34 | 176.25 | 43.25 | 49
2033/34 | 176.75 | 43.25 | 51
2033/34 | 177.25 | 43.25 | 47
2033/34 | 177.75 | 43.25 | 53
2033/34 | 178.25 | 43.25 | 41
2033/34 | 178.75 | 43.25 | 42
2033/34 | 179.25 | 43.25 | 28
2033/34 | 179.75 | 43.25 | 30
2033/34 | 180.25 | 43.25 | 46
2033/34 | 180.75 | 43.25 | 37
2033/34 | 181.25 | 43.25 | 32
2033/34 | 181.75 | 43.25 | 33
2033/34 | 182.25 | 43.25 | 31
2033/34 | 182.75 | 43.25 | 44
2033/34 | 183.25 | 43.25 | 38
2033/34 | 183.75 | 43.25 | 36
2033/34 | 184.25 | 43.25 | 32
2033/34 | 184.75 | 43.25 | 11
2033/34 | 185.25 | 43.25 | 38
2033/34 | 185.75 | 43.25 | 40
2033/34 | 186.25 | 43.25 | 35
2033/34 | 186.75 | 43.25 | 34
2033/34 | 187.25 | 43.25 | 32
2033/34 | 187.75 | 43.25 | 30
2033/34 | 188.25 | 43.25 | 26
2033/34 | 188.75 | 43.25 | 28
2033/34 | 189.25 | 43.25 | 32
2033/34 | 189.75 | 43.25 | 33
2033/34 | 190.25 | 43.25 | 28
2033/34 | 190.75 | 43.25 | 33
2033/34 | 191.25 | 43.25 | 19
2033/34 | 191.75 | 43.25 | 25
2033/34 | 192.25 | 43.25 | 26
2033/34 | 192.75 | 43.25 | 21
2033/34 | 193.25 | 43.25 | 16
2033/34 | 193.75 | 43.25 | 22
2033/34 | 194.25 | 43.25 | 26
2033/34 | 194.75 | 43.25 | 16
2033/34 | 195.25 | 43.25 | 26
2033/34 | 195.75 | 43.25 | 19
2033/34 | 196.25 | 43.25 | 21
2033/34 | 196.75 | 43.25 | 17
2033/34 | 197.25 | 43.25 | 18
2033/34 | 197.75 | 43.25 | 18
2033/34 | 198.25 | 43.25 | 10
2033/34 | 198.75 | 43.25 | 21
2033/34 | 199.25 | 43.25 | 11
2033/34 | 199.75 | 43.25 | 10
2033/34 | 200.25 | 43.25 | 21
2033/34 | 200.75 | 43.25 | 17
2033/34 | 201.25 | 43.25 | 9
2033/34 | 201.75 | 43.25 | 19
2033/34 | 202.25 | 43.25 | 20
2033/34 | 202.75 | 43.25 | 9
2033/34 | 203.25 | 43.25 | 17
2033/34 | 203.75 | 43.25 | 11
2033/34 | 204.25 | 43.25 | 17
2033/34 | 204.75 | 43.25 | 14
2033/34 | 205.25 | 43.25 | 9
2033/34 | 205.75 | 43.25 | 16
2033/34 | 206.25 | 43.25 | 13
2033/34 | 206.75 | 43.25 | 12
2033/34 | 207.25 | 43.25 | 6
2033/34 | 207.75 | 43.25 | 11
2033/34 | 208.25 | 43.25 | 10
2033/34 | 208.75 | 43.25 | 16
2033/34 | 209.25 | 43.25 | 5
2033/34 | 209.75 | 43.25 | 9
2033/34 | 210.25 | 43.25 | 10
2033/34 | 210.75 | 43.25 | 6
2033/34 | 211.25 | 43.25 | 9
2033/34 | 211.75 | 43.25 | 14
2033/34 | 212.25 | 43.25 | 5
2033/34 | 212.75 | 43.25 | 8
2033/34 | 213.25 | 43.25 | 8
2033/34 | 213.75 | 43.25 | 14
2033/34 | 214.25 | 43.25 | 4
2033/34 | 214.75 | 43.25 | 8
2033/34 | 215.25 | 43.25 | 11
2033/34 | 215.75 | 43.25 | 4
2033/34 | 216.25 | 43.25 | 4
2033/34 | 216.75 | 43.25 | 7
2033/34 | 217.25 | 43.25 | 7
2033/34 | 217.75 | 43.25 | 4
2033/34 | 218.25 | 43.25 | 14
2033/34 | 218.75 | 43.25 | 8
2033/34 | 219.25 | 43.25 | 11
2033/34 | 219.75 | 43.25 | 3
2033/34 | 220.25 | 43.25 | 9
2033/34 | 220.75 | 43.25 | 4
2033/34 | 221.25 | 43.25 | 5
2033/34 | 221.75 | 43.25 | 6
2033/34 | 222.25 | 43.25 | 4
2033/34 | 222.75 | 43.25 | 2
2033/34 | 223.25 | 43.25 | 10
2033/34 | 223.75 | 43.25 | 7
2033/34 | 224.25 | 43.25 | 6
2033/34 | 224.75 | 43.25 | 1
2033/34 | 225.25 | 43.25 | 1
2033/34 | 225.75 | 43.25 | 5
2033/34 | 226.25 | 43.25 | 4
2033/34 | 226.75 | 43.25 | 6
2033/34 | 227.25 | 43.25 | 1
2033/34 | 227.75 | 43.25 | 6
2033/34 | 228.25 | 43.25 | 5
2033/34 | 228.75 | 43.25 | 5
2033/34 | 229.25 | 43.25 | 7
2033/34 | 229.75 | 43.25 | 2
2033/34 | 230.25 | 43.25 | 1
2033/34 | 230.75 | 43.25 | 2
2033/34 | 231.25 | 43.25 | 4
2033/34 | 232.25 | 43.25 | 2
2033/34 | 232.75 | 43.25 | 3
2033/34 | 233.25 | 43.25 | 4
2033/34 | 233.75 | 43.25 | 1
2033/34 | 234.25 | 43.25 | 2
2033/34 | 234.75 | 43.25 | 3
2033/34 | 235.25 | 43.25 | 4
2033/34 | 235.75 | 43.25 | 2
2033/34 | 236.25 | 43.25 | 2
2033/34 | 236.75 | 43.25 | 3
2033/34 | 237.25 | 43.25 | 3
2033/34 | 237.75 | 43.25 | 2
2033/34 | 238.25 | 43.25 | 3
2033/34 | 238.75 | 43.25 | 2
2033/34 | 239.25 | 43.25 | 1
2033/34 | 239.75 | 43.25 | 1
2033/34 | 240.25 | 43.25 | 3
2033/34 | 240.75 | 43.25 | 1
2033/34 | 241.25 | 43.25 | 4
2033/34 | 241.75 | 43.25 | 3
2033/34 | 242.25 | 43.25 | 1
2033/34 | 243.75 | 43.25 | 2
2033/34 | 244.75 | 43.25 | 2
2033/34 | 245.75 | 43.25 | 1
2033/34 | 246.25 | 43.25 | 3
2033/34 | 246.75 | 43.25 | 1
2033/34 | 247.25 | 43.25 | 1
2033/34 | 247.75 | 43.25 | 1
2033/34 | 249.25 | 43.25 | 1
2033/34 | 250.25 | 43.25 | 2
2033/34 | 251.25 | 43.25 | 1
2033/34 | 251.75 | 43.25 | 1
2033/34 | 252.25 | 43.25 | 2
2033/34 | 254.25 | 43.25 | 2
2033/34 | 254.75 | 43.25 | 1
2033/34 | 256.25 | 43.25 | 1
2033/34 | 257.25 | 43.25 | 1
2033/34 | 259.25 | 43.25 | 1
2033/34 | 259.75 | 43.25 | 2
2033/34 | 260.75 | 43.25 | 1
2033/34 | 263.25 | 43.25 | 1
2033/34 | 268.25 | 43.25 | 1
2033/34 | 269.75 | 43.25 | 2
2033/34 | 271.25 | 43.25 | 1
2033/34 | 271.75 | 43.25 | 1
2033/34 | 280.75 | 43.25 | 2
2033/34 | 52.25 | 43.75 | 2
2033/34 | 55.25 | 43.75 | 2
2033/34 | 55.75 | 43.75 | 1
2033/34 | 56.25 | 43.75 | 1
2033/34 | 56.75 | 43.75 | 3
2033/34 | 57.75 | 43.75 | 3
2033/34 | 58.25 | 43.75 | 5
2033/34 | 58.75 | 43.75 | 2
2033/34 | 60.75 | 43.75 | 1
2033/34 | 61.25 | 43.75 | 1
2033/34 | 61.75 | 43.75 | 3
2033/34 | 62.25 | 43.75 | 2
2033/34 | 62.75 | 43.75 | 2
2033/34 | 63.25 | 43.75 | 4
2033/34 | 63.75 | 43.75 | 3
2033/34 | 64.25 | 43.75 | 5
2033/34 | 64.75 | 43.75 | 6
2033/34 | 65.25 | 43.75 | 2
2033/34 | 65.75 | 43.75 | 6
2033/34 | 66.25 | 43.75 | 6
2033/34 | 66.75 | 43.75 | 6
2033/34 | 67.25 | 43.75 | 4
2033/34 | 67.75 | 43.75 | 8
2033/34 | 68.25 | 43.75 | 6
2033/34 | 68.75 | 43.75 | 5
2033/34 | 69.25 | 43.75 | 6
2033/34 | 69.75 | 43.75 | 6
2033/34 | 70.25 | 43.75 | 7
2033/34 | 70.75 | 43.75 | 8
2033/34 | 71.25 | 43.75 | 10
2033/34 | 71.75 | 43.75 | 10
2033/34 | 72.25 | 43.75 | 15
2033/34 | 72.75 | 43.75 | 16
2033/34 | 73.25 | 43.75 | 18
2033/34 | 73.75 | 43.75 | 17
2033/34 | 74.25 | 43.75 | 21
2033/34 | 74.75 | 43.75 | 16
2033/34 | 75.25 | 43.75 | 25
2033/34 | 75.75 | 43.75 | 33
2033/34 | 76.25 | 43.75 | 22
2033/34 | 76.75 | 43.75 | 30
2033/34 | 77.25 | 43.75 | 21
2033/34 | 77.75 | 43.75 | 24
2033/34 | 78.25 | 43.75 | 40
2033/34 | 78.75 | 43.75 | 41
2033/34 | 79.25 | 43.75 | 38
2033/34 | 79.75 | 43.75 | 39
2033/34 | 80.25 | 43.75 | 33
2033/34 | 80.75 | 43.75 | 53
2033/34 | 81.25 | 43.75 | 59
2033/34 | 81.75 | 43.75 | 57
2033/34 | 82.25 | 43.75 | 54
2033/34 | 82.75 | 43.75 | 55
2033/34 | 83.25 | 43.75 | 69
2033/34 | 83.75 | 43.75 | 72
2033/34 | 84.25 | 43.75 | 65
2033/34 | 84.75 | 43.75 | 63
2033/34 | 85.25 | 43.75 | 78
2033/34 | 85.75 | 43.75 | 81
2033/34 | 86.25 | 43.75 | 63
2033/34 | 86.75 | 43.75 | 100
2033/34 | 87.25 | 43.75 | 77
2033/34 | 87.75 | 43.75 | 82
2033/34 | 88.25 | 43.75 | 97
2033/34 | 88.75 | 43.75 | 106
2033/34 | 89.25 | 43.75 | 107
2033/34 | 89.75 | 43.75 | 104
2033/34 | 90.25 | 43.75 | 127
2033/34 | 90.75 | 43.75 | 110
2033/34 | 91.25 | 43.75 | 115
2033/34 | 91.75 | 43.75 | 123
2033/34 | 92.25 | 43.75 | 124
2033/34 | 92.75 | 43.75 | 121
2033/34 | 93.25 | 43.75 | 155
2033/34 | 93.75 | 43.75 | 137
2033/34 | 94.25 | 43.75 | 133
2033/34 | 94.75 | 43.75 | 169
2033/34 | 95.25 | 43.75 | 153
2033/34 | 95.75 | 43.75 | 146
2033/34 | 96.25 | 43.75 | 155
2033/34 | 96.75 | 43.75 | 138
2033/34 | 97.25 | 43.75 | 148
2033/34 | 97.75 | 43.75 | 161
2033/34 | 98.25 | 43.75 | 157
2033/34 | 98.75 | 43.75 | 179
2033/34 | 99.25 | 43.75 | 171
2033/34 | 99.75 | 43.75 | 177
2033/34 | 100.25 | 43.75 | 182
2033/34 | 100.75 | 43.75 | 174
2033/34 | 101.25 | 43.75 | 193
2033/34 | 101.75 | 43.75 | 189
2033/34 | 102.25 | 43.75 | 186
2033/34 | 102.75 | 43.75 | 193
2033/34 | 103.25 | 43.75 | 192
2033/34 | 103.75 | 43.75 | 176
2033/34 | 104.25 | 43.75 | 173
2033/34 | 104.75 | 43.75 | 183
2033/34 | 105.25 | 43.75 | 188
2033/34 | 105.75 | 43.75 | 201
2033/34 | 106.25 | 43.75 | 195
2033/34 | 106.75 | 43.75 | 191
2033/34 | 107.25 | 43.75 | 207
2033/34 | 107.75 | 43.75 | 194
2033/34 | 108.25 | 43.75 | 194
2033/34 | 108.75 | 43.75 | 191
2033/34 | 109.25 | 43.75 | 201
2033/34 | 109.75 | 43.75 | 181
2033/34 | 110.25 | 43.75 | 185
2033/34 | 110.75 | 43.75 | 207
2033/34 | 111.25 | 43.75 | 229
2033/34 | 111.75 | 43.75 | 187
2033/34 | 112.25 | 43.75 | 197
2033/34 | 112.75 | 43.75 | 202
2033/34 | 113.25 | 43.75 | 197
2033/34 | 113.75 | 43.75 | 198
2033/34 | 114.25 | 43.75 | 186
2033/34 | 114.75 | 43.75 | 195
2033/34 | 115.25 | 43.75 | 198
2033/34 | 115.75 | 43.75 | 192
2033/34 | 116.25 | 43.75 | 203
2033/34 | 116.75 | 43.75 | 212
2033/34 | 117.25 | 43.75 | 198
2033/34 | 117.75 | 43.75 | 210
2033/34 | 118.25 | 43.75 | 209
2033/34 | 118.75 | 43.75 | 227
2033/34 | 119.25 | 43.75 | 192
2033/34 | 119.75 | 43.75 | 211
2033/34 | 120.25 | 43.75 | 181
2033/34 | 120.75 | 43.75 | 182
2033/34 | 121.25 | 43.75 | 190
2033/34 | 121.75 | 43.75 | 198
2033/34 | 122.25 | 43.75 | 186
2033/34 | 122.75 | 43.75 | 175
2033/34 | 123.25 | 43.75 | 201
2033/34 | 123.75 | 43.75 | 177
2033/34 | 124.25 | 43.75 | 202
2033/34 | 124.75 | 43.75 | 188
2033/34 | 125.25 | 43.75 | 162
2033/34 | 125.75 | 43.75 | 170
2033/34 | 126.25 | 43.75 | 191
2033/34 | 126.75 | 43.75 | 180
2033/34 | 127.25 | 43.75 | 162
2033/34 | 127.75 | 43.75 | 183
2033/34 | 128.25 | 43.75 | 180
2033/34 | 128.75 | 43.75 | 152
2033/34 | 129.25 | 43.75 | 198
2033/34 | 129.75 | 43.75 | 142
2033/34 | 130.25 | 43.75 | 159
2033/34 | 130.75 | 43.75 | 180
2033/34 | 131.25 | 43.75 | 176
2033/34 | 131.75 | 43.75 | 158
2033/34 | 132.25 | 43.75 | 155
2033/34 | 132.75 | 43.75 | 170
2033/34 | 133.25 | 43.75 | 143
2033/34 | 133.75 | 43.75 | 165
2033/34 | 134.25 | 43.75 | 185
2033/34 | 134.75 | 43.75 | 157
2033/34 | 135.25 | 43.75 | 138
2033/34 | 135.75 | 43.75 | 162
2033/34 | 136.25 | 43.75 | 157
2033/34 | 136.75 | 43.75 | 137
2033/34 | 137.25 | 43.75 | 153
2033/34 | 137.75 | 43.75 | 152
2033/34 | 138.25 | 43.75 | 139
2033/34 | 138.75 | 43.75 | 132
2033/34 | 139.25 | 43.75 | 133
2033/34 | 139.75 | 43.75 | 137
2033/34 | 140.25 | 43.75 | 144
2033/34 | 140.75 | 43.75 | 132
2033/34 | 141.25 | 43.75 | 135
2033/34 | 141.75 | 43.75 | 129
2033/34 | 142.25 | 43.75 | 129
2033/34 | 142.75 | 43.75 | 129
2033/34 | 143.25 | 43.75 | 139
2033/34 | 143.75 | 43.75 | 109
2033/34 | 144.25 | 43.75 | 126
2033/34 | 144.75 | 43.75 | 118
2033/34 | 145.25 | 43.75 | 130
2033/34 | 145.75 | 43.75 | 127
2033/34 | 146.25 | 43.75 | 128
2033/34 | 146.75 | 43.75 | 102
2033/34 | 147.25 | 43.75 | 107
2033/34 | 147.75 | 43.75 | 112
2033/34 | 148.25 | 43.75 | 120
2033/34 | 148.75 | 43.75 | 122
2033/34 | 149.25 | 43.75 | 130
2033/34 | 149.75 | 43.75 | 117
2033/34 | 150.25 | 43.75 | 105
2033/34 | 150.75 | 43.75 | 105
2033/34 | 151.25 | 43.75 | 106
2033/34 | 151.75 | 43.75 | 114
2033/34 | 152.25 | 43.75 | 98
2033/34 | 152.75 | 43.75 | 98
2033/34 | 153.25 | 43.75 | 86
2033/34 | 153.75 | 43.75 | 93
2033/34 | 154.25 | 43.75 | 97
2033/34 | 154.75 | 43.75 | 96
2033/34 | 155.25 | 43.75 | 94
2033/34 | 155.75 | 43.75 | 81
2033/34 | 156.25 | 43.75 | 84
2033/34 | 156.75 | 43.75 | 84
2033/34 | 157.25 | 43.75 | 85
2033/34 | 157.75 | 43.75 | 78
2033/34 | 158.25 | 43.75 | 74
2033/34 | 158.75 | 43.75 | 82
2033/34 | 159.25 | 43.75 | 84
2033/34 | 159.75 | 43.75 | 73
2033/34 | 160.25 | 43.75 | 84
2033/34 | 160.75 | 43.75 | 71
2033/34 | 161.25 | 43.75 | 87
2033/34 | 161.75 | 43.75 | 87
2033/34 | 162.25 | 43.75 | 65
2033/34 | 162.75 | 43.75 | 69
2033/34 | 163.25 | 43.75 | 84
2033/34 | 163.75 | 43.75 | 78
2033/34 | 164.25 | 43.75 | 71
2033/34 | 164.75 | 43.75 | 71
2033/34 | 165.25 | 43.75 | 57
2033/34 | 165.75 | 43.75 | 61
2033/34 | 166.25 | 43.75 | 74
2033/34 | 166.75 | 43.75 | 60
2033/34 | 167.25 | 43.75 | 66
2033/34 | 167.75 | 43.75 | 79
2033/34 | 168.25 | 43.75 | 73
2033/34 | 168.75 | 43.75 | 70
2033/34 | 169.25 | 43.75 | 52
2033/34 | 169.75 | 43.75 | 57
2033/34 | 170.25 | 43.75 | 65
2033/34 | 170.75 | 43.75 | 46
2033/34 | 171.25 | 43.75 | 53
2033/34 | 171.75 | 43.75 | 66
2033/34 | 172.25 | 43.75 | 47
2033/34 | 172.75 | 43.75 | 50
2033/34 | 173.25 | 43.75 | 62
2033/34 | 173.75 | 43.75 | 55
2033/34 | 174.25 | 43.75 | 63
2033/34 | 174.75 | 43.75 | 54
2033/34 | 175.25 | 43.75 | 57
2033/34 | 175.75 | 43.75 | 47
2033/34 | 176.25 | 43.75 | 51
2033/34 | 176.75 | 43.75 | 40
2033/34 | 177.25 | 43.75 | 45
2033/34 | 177.75 | 43.75 | 46
2033/34 | 178.25 | 43.75 | 49
2033/34 | 178.75 | 43.75 | 52
2033/34 | 179.25 | 43.75 | 49
2033/34 | 179.75 | 43.75 | 40
2033/34 | 180.25 | 43.75 | 45
2033/34 | 180.75 | 43.75 | 42
2033/34 | 181.25 | 43.75 | 30
2033/34 | 181.75 | 43.75 | 30
2033/34 | 182.25 | 43.75 | 40
2033/34 | 182.75 | 43.75 | 42
2033/34 | 183.25 | 43.75 | 42
2033/34 | 183.75 | 43.75 | 42
2033/34 | 184.25 | 43.75 | 36
2033/34 | 184.75 | 43.75 | 33
2033/34 | 185.25 | 43.75 | 41
2033/34 | 185.75 | 43.75 | 34
2033/34 | 186.25 | 43.75 | 32
2033/34 | 186.75 | 43.75 | 31
2033/34 | 187.25 | 43.75 | 43
2033/34 | 187.75 | 43.75 | 29
2033/34 | 188.25 | 43.75 | 29
2033/34 | 188.75 | 43.75 | 26
2033/34 | 189.25 | 43.75 | 32
2033/34 | 189.75 | 43.75 | 25
2033/34 | 190.25 | 43.75 | 24
2033/34 | 190.75 | 43.75 | 22
2033/34 | 191.25 | 43.75 | 26
2033/34 | 191.75 | 43.75 | 20
2033/34 | 192.25 | 43.75 | 23
2033/34 | 192.75 | 43.75 | 22
2033/34 | 193.25 | 43.75 | 25
2033/34 | 193.75 | 43.75 | 26
2033/34 | 194.25 | 43.75 | 22
2033/34 | 194.75 | 43.75 | 21
2033/34 | 195.25 | 43.75 | 24
2033/34 | 195.75 | 43.75 | 12
2033/34 | 196.25 | 43.75 | 12
2033/34 | 196.75 | 43.75 | 18
2033/34 | 197.25 | 43.75 | 21
2033/34 | 197.75 | 43.75 | 20
2033/34 | 198.25 | 43.75 | 35
2033/34 | 198.75 | 43.75 | 20
2033/34 | 199.25 | 43.75 | 19
2033/34 | 199.75 | 43.75 | 15
2033/34 | 200.25 | 43.75 | 22
2033/34 | 200.75 | 43.75 | 23
2033/34 | 201.25 | 43.75 | 26
2033/34 | 201.75 | 43.75 | 20
2033/34 | 202.25 | 43.75 | 14
2033/34 | 202.75 | 43.75 | 19
2033/34 | 203.25 | 43.75 | 22
2033/34 | 203.75 | 43.75 | 14
2033/34 | 204.25 | 43.75 | 14
2033/34 | 204.75 | 43.75 | 16
2033/34 | 205.25 | 43.75 | 12
2033/34 | 205.75 | 43.75 | 17
2033/34 | 206.25 | 43.75 | 9
2033/34 | 206.75 | 43.75 | 14
2033/34 | 207.25 | 43.75 | 17
2033/34 | 207.75 | 43.75 | 8
2033/34 | 208.25 | 43.75 | 12
2033/34 | 208.75 | 43.75 | 13
2033/34 | 209.25 | 43.75 | 5
2033/34 | 209.75 | 43.75 | 17
2033/34 | 210.25 | 43.75 | 19
2033/34 | 210.75 | 43.75 | 9
2033/34 | 211.25 | 43.75 | 13
2033/34 | 211.75 | 43.75 | 8
2033/34 | 212.25 | 43.75 | 4
2033/34 | 212.75 | 43.75 | 9
2033/34 | 213.25 | 43.75 | 15
2033/34 | 213.75 | 43.75 | 5
2033/34 | 214.25 | 43.75 | 13
2033/34 | 214.75 | 43.75 | 5
2033/34 | 215.25 | 43.75 | 7
2033/34 | 215.75 | 43.75 | 5
2033/34 | 216.25 | 43.75 | 8
2033/34 | 216.75 | 43.75 | 6
2033/34 | 217.25 | 43.75 | 7
2033/34 | 217.75 | 43.75 | 4
2033/34 | 218.25 | 43.75 | 6
2033/34 | 218.75 | 43.75 | 3
2033/34 | 219.25 | 43.75 | 6
2033/34 | 219.75 | 43.75 | 7
2033/34 | 220.25 | 43.75 | 3
2033/34 | 220.75 | 43.75 | 5
2033/34 | 221.25 | 43.75 | 6
2033/34 | 221.75 | 43.75 | 6
2033/34 | 222.25 | 43.75 | 4
2033/34 | 222.75 | 43.75 | 4
2033/34 | 223.25 | 43.75 | 7
2033/34 | 223.75 | 43.75 | 5
2033/34 | 224.25 | 43.75 | 1
2033/34 | 224.75 | 43.75 | 4
2033/34 | 225.25 | 43.75 | 7
2033/34 | 225.75 | 43.75 | 11
2033/34 | 226.25 | 43.75 | 4
2033/34 | 226.75 | 43.75 | 4
2033/34 | 227.25 | 43.75 | 2
2033/34 | 227.75 | 43.75 | 2
2033/34 | 228.25 | 43.75 | 3
2033/34 | 228.75 | 43.75 | 3
2033/34 | 229.25 | 43.75 | 1
2033/34 | 229.75 | 43.75 | 5
2033/34 | 230.25 | 43.75 | 6
2033/34 | 230.75 | 43.75 | 5
2033/34 | 231.25 | 43.75 | 2
2033/34 | 231.75 | 43.75 | 4
2033/34 | 232.25 | 43.75 | 1
2033/34 | 232.75 | 43.75 | 1
2033/34 | 233.25 | 43.75 | 3
2033/34 | 233.75 | 43.75 | 1
2033/34 | 234.25 | 43.75 | 2
2033/34 | 234.75 | 43.75 | 4
2033/34 | 235.25 | 43.75 | 1
2033/34 | 235.75 | 43.75 | 2
2033/34 | 236.25 | 43.75 | 3
2033/34 | 236.75 | 43.75 | 3
2033/34 | 237.25 | 43.75 | 7
2033/34 | 237.75 | 43.75 | 1
2033/34 | 238.25 | 43.75 | 2
2033/34 | 238.75 | 43.75 | 1
2033/34 | 239.25 | 43.75 | 2
2033/34 | 240.75 | 43.75 | 1
2033/34 | 242.25 | 43.75 | 3
2033/34 | 242.75 | 43.75 | 1
2033/34 | 243.75 | 43.75 | 1
2033/34 | 244.25 | 43.75 | 4
2033/34 | 244.75 | 43.75 | 2
2033/34 | 246.25 | 43.75 | 1
2033/34 | 246.75 | 43.75 | 3
2033/34 | 247.75 | 43.75 | 2
2033/34 | 248.25 | 43.75 | 1
2033/34 | 248.75 | 43.75 | 2
2033/34 | 249.75 | 43.75 | 2
2033/34 | 250.25 | 43.75 | 2
2033/34 | 251.25 | 43.75 | 1
2033/34 | 251.75 | 43.75 | 2
2033/34 | 253.25 | 43.75 | 1
2033/34 | 256.25 | 43.75 | 1
2033/34 | 256.75 | 43.75 | 1
2033/34 | 257.25 | 43.75 | 1
2033/34 | 258.25 | 43.75 | 1
2033/34 | 258.75 | 43.75 | 1
2033/34 | 260.75 | 43.75 | 1
2033/34 | 261.75 | 43.75 | 1
2033/34 | 264.25 | 43.75 | 1
2033/34 | 265.25 | 43.75 | 1
2033/34 | 266.25 | 43.75 | 1
2033/34 | 267.25 | 43.75 | 1
2033/34 | 268.25 | 43.75 | 1
2033/34 | 269.25 | 43.75 | 1
2033/34 | 269.75 | 43.75 | 2
2033/34 | 270.25 | 43.75 | 1
2033/34 | 281.75 | 43.75 | 1
2033/34 | 285.25 | 43.75 | 1
2033/34 | 288.75 | 43.75 | 1
2033/34 | 51.25 | 44.25 | 1
2033/34 | 52.75 | 44.25 | 1
2033/34 | 53.25 | 44.25 | 2
2033/34 | 53.75 | 44.25 | 1
2033/34 | 56.25 | 44.25 | 1
2033/34 | 56.75 | 44.25 | 1
2033/34 | 57.75 | 44.25 | 4
2033/34 | 58.25 | 44.25 | 1
2033/34 | 58.75 | 44.25 | 2
2033/34 | 59.75 | 44.25 | 2
2033/34 | 60.25 | 44.25 | 4
2033/34 | 61.25 | 44.25 | 2
2033/34 | 61.75 | 44.25 | 3
2033/34 | 62.25 | 44.25 | 1
2033/34 | 62.75 | 44.25 | 2
2033/34 | 63.25 | 44.25 | 3
2033/34 | 63.75 | 44.25 | 2
2033/34 | 64.25 | 44.25 | 3
2033/34 | 64.75 | 44.25 | 4
2033/34 | 65.25 | 44.25 | 4
2033/34 | 65.75 | 44.25 | 5
2033/34 | 66.25 | 44.25 | 5
2033/34 | 66.75 | 44.25 | 4
2033/34 | 67.25 | 44.25 | 4
2033/34 | 67.75 | 44.25 | 3
2033/34 | 68.25 | 44.25 | 4
2033/34 | 68.75 | 44.25 | 2
2033/34 | 69.25 | 44.25 | 6
2033/34 | 69.75 | 44.25 | 7
2033/34 | 70.25 | 44.25 | 6
2033/34 | 70.75 | 44.25 | 6
2033/34 | 71.25 | 44.25 | 12
2033/34 | 71.75 | 44.25 | 6
2033/34 | 72.25 | 44.25 | 9
2033/34 | 72.75 | 44.25 | 10
2033/34 | 73.25 | 44.25 | 5
2033/34 | 73.75 | 44.25 | 10
2033/34 | 74.25 | 44.25 | 19
2033/34 | 74.75 | 44.25 | 19
2033/34 | 75.25 | 44.25 | 16
2033/34 | 75.75 | 44.25 | 15
2033/34 | 76.25 | 44.25 | 31
2033/34 | 76.75 | 44.25 | 17
2033/34 | 77.25 | 44.25 | 21
2033/34 | 77.75 | 44.25 | 36
2033/34 | 78.25 | 44.25 | 28
2033/34 | 78.75 | 44.25 | 25
2033/34 | 79.25 | 44.25 | 41
2033/34 | 79.75 | 44.25 | 42
2033/34 | 80.25 | 44.25 | 45
2033/34 | 80.75 | 44.25 | 44
2033/34 | 81.25 | 44.25 | 47
2033/34 | 81.75 | 44.25 | 56
2033/34 | 82.25 | 44.25 | 41
2033/34 | 82.75 | 44.25 | 68
2033/34 | 83.25 | 44.25 | 39
2033/34 | 83.75 | 44.25 | 54
2033/34 | 84.25 | 44.25 | 57
2033/34 | 84.75 | 44.25 | 81
2033/34 | 85.25 | 44.25 | 65
2033/34 | 85.75 | 44.25 | 72
2033/34 | 86.25 | 44.25 | 69
2033/34 | 86.75 | 44.25 | 81
2033/34 | 87.25 | 44.25 | 69
2033/34 | 87.75 | 44.25 | 94
2033/34 | 88.25 | 44.25 | 84
2033/34 | 88.75 | 44.25 | 88
2033/34 | 89.25 | 44.25 | 93
2033/34 | 89.75 | 44.25 | 88
2033/34 | 90.25 | 44.25 | 115
2033/34 | 90.75 | 44.25 | 118
2033/34 | 91.25 | 44.25 | 123
2033/34 | 91.75 | 44.25 | 120
2033/34 | 92.25 | 44.25 | 109
2033/34 | 92.75 | 44.25 | 128
2033/34 | 93.25 | 44.25 | 124
2033/34 | 93.75 | 44.25 | 127
2033/34 | 94.25 | 44.25 | 152
2033/34 | 94.75 | 44.25 | 145
2033/34 | 95.25 | 44.25 | 126
2033/34 | 95.75 | 44.25 | 141
2033/34 | 96.25 | 44.25 | 135
2033/34 | 96.75 | 44.25 | 153
2033/34 | 97.25 | 44.25 | 164
2033/34 | 97.75 | 44.25 | 162
2033/34 | 98.25 | 44.25 | 171
2033/34 | 98.75 | 44.25 | 166
2033/34 | 99.25 | 44.25 | 144
2033/34 | 99.75 | 44.25 | 159
2033/34 | 100.25 | 44.25 | 166
2033/34 | 100.75 | 44.25 | 142
2033/34 | 101.25 | 44.25 | 187
2033/34 | 101.75 | 44.25 | 180
2033/34 | 102.25 | 44.25 | 181
2033/34 | 102.75 | 44.25 | 147
2033/34 | 103.25 | 44.25 | 184
2033/34 | 103.75 | 44.25 | 181
2033/34 | 104.25 | 44.25 | 183
2033/34 | 104.75 | 44.25 | 213
2033/34 | 105.25 | 44.25 | 194
2033/34 | 105.75 | 44.25 | 188
2033/34 | 106.25 | 44.25 | 206
2033/34 | 106.75 | 44.25 | 171
2033/34 | 107.25 | 44.25 | 188
2033/34 | 107.75 | 44.25 | 210
2033/34 | 108.25 | 44.25 | 219
2033/34 | 108.75 | 44.25 | 193
2033/34 | 109.25 | 44.25 | 206
2033/34 | 109.75 | 44.25 | 203
2033/34 | 110.25 | 44.25 | 197
2033/34 | 110.75 | 44.25 | 233
2033/34 | 111.25 | 44.25 | 193
2033/34 | 111.75 | 44.25 | 210
2033/34 | 112.25 | 44.25 | 203
2033/34 | 112.75 | 44.25 | 208
2033/34 | 113.25 | 44.25 | 213
2033/34 | 113.75 | 44.25 | 189
2033/34 | 114.25 | 44.25 | 199
2033/34 | 114.75 | 44.25 | 213
2033/34 | 115.25 | 44.25 | 179
2033/34 | 115.75 | 44.25 | 209
2033/34 | 116.25 | 44.25 | 262
2033/34 | 116.75 | 44.25 | 199
2033/34 | 117.25 | 44.25 | 213
2033/34 | 117.75 | 44.25 | 189
2033/34 | 118.25 | 44.25 | 204
2033/34 | 118.75 | 44.25 | 189
2033/34 | 119.25 | 44.25 | 185
2033/34 | 119.75 | 44.25 | 212
2033/34 | 120.25 | 44.25 | 189
2033/34 | 120.75 | 44.25 | 186
2033/34 | 121.25 | 44.25 | 200
2033/34 | 121.75 | 44.25 | 196
2033/34 | 122.25 | 44.25 | 205
2033/34 | 122.75 | 44.25 | 200
2033/34 | 123.25 | 44.25 | 184
2033/34 | 123.75 | 44.25 | 178
2033/34 | 124.25 | 44.25 | 203
2033/34 | 124.75 | 44.25 | 183
2033/34 | 125.25 | 44.25 | 200
2033/34 | 125.75 | 44.25 | 173
2033/34 | 126.25 | 44.25 | 180
2033/34 | 126.75 | 44.25 | 196
2033/34 | 127.25 | 44.25 | 178
2033/34 | 127.75 | 44.25 | 199
2033/34 | 128.25 | 44.25 | 188
2033/34 | 128.75 | 44.25 | 149
2033/34 | 129.25 | 44.25 | 169
2033/34 | 129.75 | 44.25 | 189
2033/34 | 130.25 | 44.25 | 167
2033/34 | 130.75 | 44.25 | 171
2033/34 | 131.25 | 44.25 | 183
2033/34 | 131.75 | 44.25 | 188
2033/34 | 132.25 | 44.25 | 158
2033/34 | 132.75 | 44.25 | 179
2033/34 | 133.25 | 44.25 | 173
2033/34 | 133.75 | 44.25 | 164
2033/34 | 134.25 | 44.25 | 174
2033/34 | 134.75 | 44.25 | 165
2033/34 | 135.25 | 44.25 | 162
2033/34 | 135.75 | 44.25 | 154
2033/34 | 136.25 | 44.25 | 146
2033/34 | 136.75 | 44.25 | 147
2033/34 | 137.25 | 44.25 | 150
2033/34 | 137.75 | 44.25 | 164
2033/34 | 138.25 | 44.25 | 152
2033/34 | 138.75 | 44.25 | 137
2033/34 | 139.25 | 44.25 | 137
2033/34 | 139.75 | 44.25 | 162
2033/34 | 140.25 | 44.25 | 122
2033/34 | 140.75 | 44.25 | 132
2033/34 | 141.25 | 44.25 | 144
2033/34 | 141.75 | 44.25 | 125
2033/34 | 142.25 | 44.25 | 133
2033/34 | 142.75 | 44.25 | 134
2033/34 | 143.25 | 44.25 | 137
2033/34 | 143.75 | 44.25 | 127
2033/34 | 144.25 | 44.25 | 124
2033/34 | 144.75 | 44.25 | 131
2033/34 | 145.25 | 44.25 | 135
2033/34 | 145.75 | 44.25 | 114
2033/34 | 146.25 | 44.25 | 118
2033/34 | 146.75 | 44.25 | 118
2033/34 | 147.25 | 44.25 | 126
2033/34 | 147.75 | 44.25 | 118
2033/34 | 148.25 | 44.25 | 126
2033/34 | 148.75 | 44.25 | 106
2033/34 | 149.25 | 44.25 | 125
2033/34 | 149.75 | 44.25 | 113
2033/34 | 150.25 | 44.25 | 98
2033/34 | 150.75 | 44.25 | 107
2033/34 | 151.25 | 44.25 | 95
2033/34 | 151.75 | 44.25 | 113
2033/34 | 152.25 | 44.25 | 114
2033/34 | 152.75 | 44.25 | 117
2033/34 | 153.25 | 44.25 | 99
2033/34 | 153.75 | 44.25 | 89
2033/34 | 154.25 | 44.25 | 74
2033/34 | 154.75 | 44.25 | 90
2033/34 | 155.25 | 44.25 | 98
2033/34 | 155.75 | 44.25 | 86
2033/34 | 156.25 | 44.25 | 86
2033/34 | 156.75 | 44.25 | 96
2033/34 | 157.25 | 44.25 | 97
2033/34 | 157.75 | 44.25 | 83
2033/34 | 158.25 | 44.25 | 95
2033/34 | 158.75 | 44.25 | 80
2033/34 | 159.25 | 44.25 | 78
2033/34 | 159.75 | 44.25 | 95
2033/34 | 160.25 | 44.25 | 79
2033/34 | 160.75 | 44.25 | 90
2033/34 | 161.25 | 44.25 | 85
2033/34 | 161.75 | 44.25 | 92
2033/34 | 162.25 | 44.25 | 75
2033/34 | 162.75 | 44.25 | 73
2033/34 | 163.25 | 44.25 | 62
2033/34 | 163.75 | 44.25 | 71
2033/34 | 164.25 | 44.25 | 59
2033/34 | 164.75 | 44.25 | 86
2033/34 | 165.25 | 44.25 | 61
2033/34 | 165.75 | 44.25 | 76
2033/34 | 166.25 | 44.25 | 80
2033/34 | 166.75 | 44.25 | 76
2033/34 | 167.25 | 44.25 | 76
2033/34 | 167.75 | 44.25 | 69
2033/34 | 168.25 | 44.25 | 57
2033/34 | 168.75 | 44.25 | 62
2033/34 | 169.25 | 44.25 | 77
2033/34 | 169.75 | 44.25 | 70
2033/34 | 170.25 | 44.25 | 61
2033/34 | 170.75 | 44.25 | 61
2033/34 | 171.25 | 44.25 | 62
2033/34 | 171.75 | 44.25 | 56
2033/34 | 172.25 | 44.25 | 62
2033/34 | 172.75 | 44.25 | 50
2033/34 | 173.25 | 44.25 | 55
2033/34 | 173.75 | 44.25 | 46
2033/34 | 174.25 | 44.25 | 55
2033/34 | 174.75 | 44.25 | 47
2033/34 | 175.25 | 44.25 | 54
2033/34 | 175.75 | 44.25 | 45
2033/34 | 176.25 | 44.25 | 56
2033/34 | 176.75 | 44.25 | 44
2033/34 | 177.25 | 44.25 | 43
2033/34 | 177.75 | 44.25 | 50
2033/34 | 178.25 | 44.25 | 47
2033/34 | 178.75 | 44.25 | 40
2033/34 | 179.25 | 44.25 | 51
2033/34 | 179.75 | 44.25 | 38
2033/34 | 180.25 | 44.25 | 41
2033/34 | 180.75 | 44.25 | 56
2033/34 | 181.25 | 44.25 | 38
2033/34 | 181.75 | 44.25 | 26
2033/34 | 182.25 | 44.25 | 31
2033/34 | 182.75 | 44.25 | 37
2033/34 | 183.25 | 44.25 | 42
2033/34 | 183.75 | 44.25 | 43
2033/34 | 184.25 | 44.25 | 34
2033/34 | 184.75 | 44.25 | 40
2033/34 | 185.25 | 44.25 | 30
2033/34 | 185.75 | 44.25 | 29
2033/34 | 186.25 | 44.25 | 35
2033/34 | 186.75 | 44.25 | 33
2033/34 | 187.25 | 44.25 | 30
2033/34 | 187.75 | 44.25 | 26
2033/34 | 188.25 | 44.25 | 31
2033/34 | 188.75 | 44.25 | 29
2033/34 | 189.25 | 44.25 | 29
2033/34 | 189.75 | 44.25 | 25
2033/34 | 190.25 | 44.25 | 25
2033/34 | 190.75 | 44.25 | 29
2033/34 | 191.25 | 44.25 | 21
2033/34 | 191.75 | 44.25 | 29
2033/34 | 192.25 | 44.25 | 11
2033/34 | 192.75 | 44.25 | 19
2033/34 | 193.25 | 44.25 | 27
2033/34 | 193.75 | 44.25 | 25
2033/34 | 194.25 | 44.25 | 17
2033/34 | 194.75 | 44.25 | 27
2033/34 | 195.25 | 44.25 | 19
2033/34 | 195.75 | 44.25 | 20
2033/34 | 196.25 | 44.25 | 29
2033/34 | 196.75 | 44.25 | 17
2033/34 | 197.25 | 44.25 | 21
2033/34 | 197.75 | 44.25 | 31
2033/34 | 198.25 | 44.25 | 22
2033/34 | 198.75 | 44.25 | 20
2033/34 | 199.25 | 44.25 | 25
2033/34 | 199.75 | 44.25 | 14
2033/34 | 200.25 | 44.25 | 17
2033/34 | 200.75 | 44.25 | 24
2033/34 | 201.25 | 44.25 | 17
2033/34 | 201.75 | 44.25 | 12
2033/34 | 202.25 | 44.25 | 15
2033/34 | 202.75 | 44.25 | 12
2033/34 | 203.25 | 44.25 | 20
2033/34 | 203.75 | 44.25 | 10
2033/34 | 204.25 | 44.25 | 19
2033/34 | 204.75 | 44.25 | 16
2033/34 | 205.25 | 44.25 | 16
2033/34 | 205.75 | 44.25 | 9
2033/34 | 206.25 | 44.25 | 13
2033/34 | 206.75 | 44.25 | 11
2033/34 | 207.25 | 44.25 | 9
2033/34 | 207.75 | 44.25 | 11
2033/34 | 208.25 | 44.25 | 18
2033/34 | 208.75 | 44.25 | 13
2033/34 | 209.25 | 44.25 | 6
2033/34 | 209.75 | 44.25 | 10
2033/34 | 210.25 | 44.25 | 14
2033/34 | 210.75 | 44.25 | 7
2033/34 | 211.25 | 44.25 | 11
2033/34 | 211.75 | 44.25 | 14
2033/34 | 212.25 | 44.25 | 5
2033/34 | 212.75 | 44.25 | 13
2033/34 | 213.25 | 44.25 | 12
2033/34 | 213.75 | 44.25 | 11
2033/34 | 214.25 | 44.25 | 6
2033/34 | 214.75 | 44.25 | 8
2033/34 | 215.25 | 44.25 | 9
2033/34 | 215.75 | 44.25 | 5
2033/34 | 216.25 | 44.25 | 5
2033/34 | 216.75 | 44.25 | 6
2033/34 | 217.25 | 44.25 | 5
2033/34 | 217.75 | 44.25 | 9
2033/34 | 218.25 | 44.25 | 6
2033/34 | 218.75 | 44.25 | 5
2033/34 | 219.25 | 44.25 | 2
2033/34 | 219.75 | 44.25 | 5
2033/34 | 220.25 | 44.25 | 7
2033/34 | 220.75 | 44.25 | 6
2033/34 | 221.25 | 44.25 | 5
2033/34 | 221.75 | 44.25 | 6
2033/34 | 222.25 | 44.25 | 5
2033/34 | 222.75 | 44.25 | 7
2033/34 | 223.25 | 44.25 | 6
2033/34 | 223.75 | 44.25 | 10
2033/34 | 224.25 | 44.25 | 4
2033/34 | 224.75 | 44.25 | 5
2033/34 | 225.25 | 44.25 | 8
2033/34 | 225.75 | 44.25 | 3
2033/34 | 226.25 | 44.25 | 4
2033/34 | 226.75 | 44.25 | 6
2033/34 | 227.25 | 44.25 | 4
2033/34 | 227.75 | 44.25 | 10
2033/34 | 228.25 | 44.25 | 5
2033/34 | 228.75 | 44.25 | 7
2033/34 | 229.75 | 44.25 | 1
2033/34 | 230.25 | 44.25 | 3
2033/34 | 230.75 | 44.25 | 4
2033/34 | 231.25 | 44.25 | 3
2033/34 | 231.75 | 44.25 | 1
2033/34 | 232.25 | 44.25 | 3
2033/34 | 232.75 | 44.25 | 3
2033/34 | 233.25 | 44.25 | 4
2033/34 | 233.75 | 44.25 | 4
2033/34 | 234.25 | 44.25 | 3
2033/34 | 234.75 | 44.25 | 3
2033/34 | 235.25 | 44.25 | 2
2033/34 | 235.75 | 44.25 | 5
2033/34 | 236.25 | 44.25 | 3
2033/34 | 236.75 | 44.25 | 4
2033/34 | 237.25 | 44.25 | 1
2033/34 | 237.75 | 44.25 | 4
2033/34 | 238.25 | 44.25 | 1
2033/34 | 238.75 | 44.25 | 1
2033/34 | 239.25 | 44.25 | 3
2033/34 | 239.75 | 44.25 | 2
2033/34 | 240.25 | 44.25 | 2
2033/34 | 240.75 | 44.25 | 1
2033/34 | 241.25 | 44.25 | 2
2033/34 | 241.75 | 44.25 | 3
2033/34 | 242.75 | 44.25 | 4
2033/34 | 244.25 | 44.25 | 1
2033/34 | 244.75 | 44.25 | 1
2033/34 | 245.25 | 44.25 | 2
2033/34 | 246.25 | 44.25 | 2
2033/34 | 246.75 | 44.25 | 1
2033/34 | 247.25 | 44.25 | 4
2033/34 | 247.75 | 44.25 | 1
2033/34 | 249.25 | 44.25 | 1
2033/34 | 249.75 | 44.25 | 2
2033/34 | 250.25 | 44.25 | 1
2033/34 | 250.75 | 44.25 | 1
2033/34 | 252.25 | 44.25 | 3
2033/34 | 252.75 | 44.25 | 2
2033/34 | 253.25 | 44.25 | 2
2033/34 | 254.75 | 44.25 | 1
2033/34 | 255.25 | 44.25 | 1
2033/34 | 257.75 | 44.25 | 2
2033/34 | 259.75 | 44.25 | 1
2033/34 | 260.75 | 44.25 | 1
2033/34 | 261.25 | 44.25 | 1
2033/34 | 261.75 | 44.25 | 1
2033/34 | 262.75 | 44.25 | 1
2033/34 | 263.25 | 44.25 | 1
2033/34 | 265.25 | 44.25 | 1
2033/34 | 266.25 | 44.25 | 2
2033/34 | 266.75 | 44.25 | 1
2033/34 | 267.25 | 44.25 | 1
2033/34 | 271.25 | 44.25 | 1
2033/34 | 275.25 | 44.25 | 1
2033/34 | 275.75 | 44.25 | 1
2033/34 | 278.25 | 44.25 | 1
2033/34 | 280.75 | 44.25 | 1
2033/34 | 282.25 | 44.25 | 1
2033/34 | 289.75 | 44.25 | 1
2033/34 | 296.75 | 44.25 | 1
2033/34 | 300.25 | 44.25 | 1
2033/34 | 50.75 | 44.75 | 1
2033/34 | 51.25 | 44.75 | 1
2033/34 | 52.25 | 44.75 | 1
2033/34 | 53.25 | 44.75 | 2
2033/34 | 53.75 | 44.75 | 3
2033/34 | 54.25 | 44.75 | 2
2033/34 | 55.25 | 44.75 | 2
2033/34 | 55.75 | 44.75 | 1
2033/34 | 57.25 | 44.75 | 2
2033/34 | 57.75 | 44.75 | 2
2033/34 | 58.25 | 44.75 | 2
2033/34 | 58.75 | 44.75 | 1
2033/34 | 59.25 | 44.75 | 1
2033/34 | 60.25 | 44.75 | 1
2033/34 | 60.75 | 44.75 | 3
2033/34 | 61.25 | 44.75 | 1
2033/34 | 61.75 | 44.75 | 2
2033/34 | 62.25 | 44.75 | 1
2033/34 | 62.75 | 44.75 | 1
2033/34 | 63.25 | 44.75 | 3
2033/34 | 63.75 | 44.75 | 3
2033/34 | 64.25 | 44.75 | 2
2033/34 | 64.75 | 44.75 | 4
2033/34 | 65.25 | 44.75 | 2
2033/34 | 65.75 | 44.75 | 2
2033/34 | 66.25 | 44.75 | 4
2033/34 | 66.75 | 44.75 | 6
2033/34 | 67.25 | 44.75 | 2
2033/34 | 67.75 | 44.75 | 3
2033/34 | 68.25 | 44.75 | 4
2033/34 | 68.75 | 44.75 | 6
2033/34 | 69.25 | 44.75 | 10
2033/34 | 69.75 | 44.75 | 7
2033/34 | 70.25 | 44.75 | 7
2033/34 | 70.75 | 44.75 | 9
2033/34 | 71.25 | 44.75 | 5
2033/34 | 71.75 | 44.75 | 9
2033/34 | 72.25 | 44.75 | 8
2033/34 | 72.75 | 44.75 | 9
2033/34 | 73.25 | 44.75 | 14
2033/34 | 73.75 | 44.75 | 4
2033/34 | 74.25 | 44.75 | 12
2033/34 | 74.75 | 44.75 | 24
2033/34 | 75.25 | 44.75 | 12
2033/34 | 75.75 | 44.75 | 11
2033/34 | 76.25 | 44.75 | 12
2033/34 | 76.75 | 44.75 | 13
2033/34 | 77.25 | 44.75 | 28
2033/34 | 77.75 | 44.75 | 27
2033/34 | 78.25 | 44.75 | 25
2033/34 | 78.75 | 44.75 | 40
2033/34 | 79.25 | 44.75 | 36
2033/34 | 79.75 | 44.75 | 34
2033/34 | 80.25 | 44.75 | 28
2033/34 | 80.75 | 44.75 | 31
2033/34 | 81.25 | 44.75 | 32
2033/34 | 81.75 | 44.75 | 41
2033/34 | 82.25 | 44.75 | 36
2033/34 | 82.75 | 44.75 | 50
2033/34 | 83.25 | 44.75 | 51
2033/34 | 83.75 | 44.75 | 63
2033/34 | 84.25 | 44.75 | 43
2033/34 | 84.75 | 44.75 | 60
2033/34 | 85.25 | 44.75 | 57
2033/34 | 85.75 | 44.75 | 50
2033/34 | 86.25 | 44.75 | 85
2033/34 | 86.75 | 44.75 | 75
2033/34 | 87.25 | 44.75 | 66
2033/34 | 87.75 | 44.75 | 76
2033/34 | 88.25 | 44.75 | 89
2033/34 | 88.75 | 44.75 | 70
2033/34 | 89.25 | 44.75 | 91
2033/34 | 89.75 | 44.75 | 83
2033/34 | 90.25 | 44.75 | 102
2033/34 | 90.75 | 44.75 | 86
2033/34 | 91.25 | 44.75 | 88
2033/34 | 91.75 | 44.75 | 92
2033/34 | 92.25 | 44.75 | 105
2033/34 | 92.75 | 44.75 | 100
2033/34 | 93.25 | 44.75 | 105
2033/34 | 93.75 | 44.75 | 114
2033/34 | 94.25 | 44.75 | 137
2033/34 | 94.75 | 44.75 | 137
2033/34 | 95.25 | 44.75 | 120
2033/34 | 95.75 | 44.75 | 136
2033/34 | 96.25 | 44.75 | 130
2033/34 | 96.75 | 44.75 | 140
2033/34 | 97.25 | 44.75 | 129
2033/34 | 97.75 | 44.75 | 168
2033/34 | 98.25 | 44.75 | 163
2033/34 | 98.75 | 44.75 | 153
2033/34 | 99.25 | 44.75 | 137
2033/34 | 99.75 | 44.75 | 157
2033/34 | 100.25 | 44.75 | 188
2033/34 | 100.75 | 44.75 | 150
2033/34 | 101.25 | 44.75 | 187
2033/34 | 101.75 | 44.75 | 156
2033/34 | 102.25 | 44.75 | 184
2033/34 | 102.75 | 44.75 | 174
2033/34 | 103.25 | 44.75 | 165
2033/34 | 103.75 | 44.75 | 223
2033/34 | 104.25 | 44.75 | 193
2033/34 | 104.75 | 44.75 | 174
2033/34 | 105.25 | 44.75 | 181
2033/34 | 105.75 | 44.75 | 214
2033/34 | 106.25 | 44.75 | 215
2033/34 | 106.75 | 44.75 | 205
2033/34 | 107.25 | 44.75 | 211
2033/34 | 107.75 | 44.75 | 182
2033/34 | 108.25 | 44.75 | 213
2033/34 | 108.75 | 44.75 | 180
2033/34 | 109.25 | 44.75 | 196
2033/34 | 109.75 | 44.75 | 216
2033/34 | 110.25 | 44.75 | 196
2033/34 | 110.75 | 44.75 | 209
2033/34 | 111.25 | 44.75 | 212
2033/34 | 111.75 | 44.75 | 211
2033/34 | 112.25 | 44.75 | 211
2033/34 | 112.75 | 44.75 | 206
2033/34 | 113.25 | 44.75 | 211
2033/34 | 113.75 | 44.75 | 188
2033/34 | 114.25 | 44.75 | 207
2033/34 | 114.75 | 44.75 | 231
2033/34 | 115.25 | 44.75 | 188
2033/34 | 115.75 | 44.75 | 219
2033/34 | 116.25 | 44.75 | 204
2033/34 | 116.75 | 44.75 | 202
2033/34 | 117.25 | 44.75 | 187
2033/34 | 117.75 | 44.75 | 236
2033/34 | 118.25 | 44.75 | 208
2033/34 | 118.75 | 44.75 | 207
2033/34 | 119.25 | 44.75 | 201
2033/34 | 119.75 | 44.75 | 232
2033/34 | 120.25 | 44.75 | 210
2033/34 | 120.75 | 44.75 | 183
2033/34 | 121.25 | 44.75 | 181
2033/34 | 121.75 | 44.75 | 175
2033/34 | 122.25 | 44.75 | 207
2033/34 | 122.75 | 44.75 | 178
2033/34 | 123.25 | 44.75 | 182
2033/34 | 123.75 | 44.75 | 196
2033/34 | 124.25 | 44.75 | 178
2033/34 | 124.75 | 44.75 | 181
2033/34 | 125.25 | 44.75 | 207
2033/34 | 125.75 | 44.75 | 174
2033/34 | 126.25 | 44.75 | 174
2033/34 | 126.75 | 44.75 | 173
2033/34 | 127.25 | 44.75 | 198
2033/34 | 127.75 | 44.75 | 192
2033/34 | 128.25 | 44.75 | 172
2033/34 | 128.75 | 44.75 | 175
2033/34 | 129.25 | 44.75 | 191
2033/34 | 129.75 | 44.75 | 171
2033/34 | 130.25 | 44.75 | 173
2033/34 | 130.75 | 44.75 | 161
2033/34 | 131.25 | 44.75 | 152
2033/34 | 131.75 | 44.75 | 188
2033/34 | 132.25 | 44.75 | 169
2033/34 | 132.75 | 44.75 | 157
2033/34 | 133.25 | 44.75 | 182
2033/34 | 133.75 | 44.75 | 163
2033/34 | 134.25 | 44.75 | 159
2033/34 | 134.75 | 44.75 | 166
2033/34 | 135.25 | 44.75 | 180
2033/34 | 135.75 | 44.75 | 171
2033/34 | 136.25 | 44.75 | 165
2033/34 | 136.75 | 44.75 | 144
2033/34 | 137.25 | 44.75 | 173
2033/34 | 137.75 | 44.75 | 161
2033/34 | 138.25 | 44.75 | 164
2033/34 | 138.75 | 44.75 | 146
2033/34 | 139.25 | 44.75 | 146
2033/34 | 139.75 | 44.75 | 134
2033/34 | 140.25 | 44.75 | 145
2033/34 | 140.75 | 44.75 | 173
2033/34 | 141.25 | 44.75 | 158
2033/34 | 141.75 | 44.75 | 142
2033/34 | 142.25 | 44.75 | 156
2033/34 | 142.75 | 44.75 | 146
2033/34 | 143.25 | 44.75 | 129
2033/34 | 143.75 | 44.75 | 128
2033/34 | 144.25 | 44.75 | 155
2033/34 | 144.75 | 44.75 | 138
2033/34 | 145.25 | 44.75 | 130
2033/34 | 145.75 | 44.75 | 111
2033/34 | 146.25 | 44.75 | 125
2033/34 | 146.75 | 44.75 | 152
2033/34 | 147.25 | 44.75 | 116
2033/34 | 147.75 | 44.75 | 129
2033/34 | 148.25 | 44.75 | 130
2033/34 | 148.75 | 44.75 | 141
2033/34 | 149.25 | 44.75 | 109
2033/34 | 149.75 | 44.75 | 125
2033/34 | 150.25 | 44.75 | 132
2033/34 | 150.75 | 44.75 | 108
2033/34 | 151.25 | 44.75 | 118
2033/34 | 151.75 | 44.75 | 107
2033/34 | 152.25 | 44.75 | 81
2033/34 | 152.75 | 44.75 | 94
2033/34 | 153.25 | 44.75 | 86
2033/34 | 153.75 | 44.75 | 96
2033/34 | 154.25 | 44.75 | 113
2033/34 | 154.75 | 44.75 | 106
2033/34 | 155.25 | 44.75 | 102
2033/34 | 155.75 | 44.75 | 110
2033/34 | 156.25 | 44.75 | 96
2033/34 | 156.75 | 44.75 | 90
2033/34 | 157.25 | 44.75 | 89
2033/34 | 157.75 | 44.75 | 78
2033/34 | 158.25 | 44.75 | 71
2033/34 | 158.75 | 44.75 | 88
2033/34 | 159.25 | 44.75 | 83
2033/34 | 159.75 | 44.75 | 98
2033/34 | 160.25 | 44.75 | 101
2033/34 | 160.75 | 44.75 | 84
2033/34 | 161.25 | 44.75 | 90
2033/34 | 161.75 | 44.75 | 69
2033/34 | 162.25 | 44.75 | 75
2033/34 | 162.75 | 44.75 | 82
2033/34 | 163.25 | 44.75 | 81
2033/34 | 163.75 | 44.75 | 77
2033/34 | 164.25 | 44.75 | 89
2033/34 | 164.75 | 44.75 | 82
2033/34 | 165.25 | 44.75 | 77
2033/34 | 165.75 | 44.75 | 67
2033/34 | 166.25 | 44.75 | 63
2033/34 | 166.75 | 44.75 | 82
2033/34 | 167.25 | 44.75 | 65
2033/34 | 167.75 | 44.75 | 68
2033/34 | 168.25 | 44.75 | 65
2033/34 | 168.75 | 44.75 | 53
2033/34 | 169.25 | 44.75 | 44
2033/34 | 169.75 | 44.75 | 61
2033/34 | 170.25 | 44.75 | 62
2033/34 | 170.75 | 44.75 | 67
2033/34 | 171.25 | 44.75 | 58
2033/34 | 171.75 | 44.75 | 68
2033/34 | 172.25 | 44.75 | 65
2033/34 | 172.75 | 44.75 | 55
2033/34 | 173.25 | 44.75 | 66
2033/34 | 173.75 | 44.75 | 51
2033/34 | 174.25 | 44.75 | 66
2033/34 | 174.75 | 44.75 | 44
2033/34 | 175.25 | 44.75 | 52
2033/34 | 175.75 | 44.75 | 57
2033/34 | 176.25 | 44.75 | 57
2033/34 | 176.75 | 44.75 | 45
2033/34 | 177.25 | 44.75 | 46
2033/34 | 177.75 | 44.75 | 48
2033/34 | 178.25 | 44.75 | 47
2033/34 | 178.75 | 44.75 | 63
2033/34 | 179.25 | 44.75 | 41
2033/34 | 179.75 | 44.75 | 53
2033/34 | 180.25 | 44.75 | 47
2033/34 | 180.75 | 44.75 | 41
2033/34 | 181.25 | 44.75 | 35
2033/34 | 181.75 | 44.75 | 39
2033/34 | 182.25 | 44.75 | 41
2033/34 | 182.75 | 44.75 | 41
2033/34 | 183.25 | 44.75 | 37
2033/34 | 183.75 | 44.75 | 38
2033/34 | 184.25 | 44.75 | 33
2033/34 | 184.75 | 44.75 | 31
2033/34 | 185.25 | 44.75 | 40
2033/34 | 185.75 | 44.75 | 40
2033/34 | 186.25 | 44.75 | 40
2033/34 | 186.75 | 44.75 | 39
2033/34 | 187.25 | 44.75 | 38
2033/34 | 187.75 | 44.75 | 37
2033/34 | 188.25 | 44.75 | 34
2033/34 | 188.75 | 44.75 | 36
2033/34 | 189.25 | 44.75 | 34
2033/34 | 189.75 | 44.75 | 19
2033/34 | 190.25 | 44.75 | 34
2033/34 | 190.75 | 44.75 | 23
2033/34 | 191.25 | 44.75 | 29
2033/34 | 191.75 | 44.75 | 25
2033/34 | 192.25 | 44.75 | 30
2033/34 | 192.75 | 44.75 | 30
2033/34 | 193.25 | 44.75 | 21
2033/34 | 193.75 | 44.75 | 24
2033/34 | 194.25 | 44.75 | 36
2033/34 | 194.75 | 44.75 | 33
2033/34 | 195.25 | 44.75 | 27
2033/34 | 195.75 | 44.75 | 19
2033/34 | 196.25 | 44.75 | 20
2033/34 | 196.75 | 44.75 | 26
2033/34 | 197.25 | 44.75 | 20
2033/34 | 197.75 | 44.75 | 25
2033/34 | 198.25 | 44.75 | 23
2033/34 | 198.75 | 44.75 | 14
2033/34 | 199.25 | 44.75 | 12
2033/34 | 199.75 | 44.75 | 21
2033/34 | 200.25 | 44.75 | 13
2033/34 | 200.75 | 44.75 | 17
2033/34 | 201.25 | 44.75 | 19
2033/34 | 201.75 | 44.75 | 17
2033/34 | 202.25 | 44.75 | 16
2033/34 | 202.75 | 44.75 | 19
2033/34 | 203.25 | 44.75 | 16
2033/34 | 203.75 | 44.75 | 25
2033/34 | 204.25 | 44.75 | 21
2033/34 | 204.75 | 44.75 | 18
2033/34 | 205.25 | 44.75 | 21
2033/34 | 205.75 | 44.75 | 14
2033/34 | 206.25 | 44.75 | 12
2033/34 | 206.75 | 44.75 | 13
2033/34 | 207.25 | 44.75 | 13
2033/34 | 207.75 | 44.75 | 12
2033/34 | 208.25 | 44.75 | 15
2033/34 | 208.75 | 44.75 | 12
2033/34 | 209.25 | 44.75 | 15
2033/34 | 209.75 | 44.75 | 12
2033/34 | 210.25 | 44.75 | 14
2033/34 | 210.75 | 44.75 | 6
2033/34 | 211.25 | 44.75 | 7
2033/34 | 211.75 | 44.75 | 8
2033/34 | 212.25 | 44.75 | 10
2033/34 | 212.75 | 44.75 | 10
2033/34 | 213.25 | 44.75 | 14
2033/34 | 213.75 | 44.75 | 17
2033/34 | 214.25 | 44.75 | 10
2033/34 | 214.75 | 44.75 | 6
2033/34 | 215.25 | 44.75 | 8
2033/34 | 215.75 | 44.75 | 8
2033/34 | 216.25 | 44.75 | 6
2033/34 | 216.75 | 44.75 | 8
2033/34 | 217.25 | 44.75 | 6
2033/34 | 217.75 | 44.75 | 4
2033/34 | 218.25 | 44.75 | 7
2033/34 | 218.75 | 44.75 | 5
2033/34 | 219.25 | 44.75 | 10
2033/34 | 219.75 | 44.75 | 7
2033/34 | 220.25 | 44.75 | 5
2033/34 | 220.75 | 44.75 | 5
2033/34 | 221.25 | 44.75 | 7
2033/34 | 221.75 | 44.75 | 8
2033/34 | 222.25 | 44.75 | 7
2033/34 | 222.75 | 44.75 | 5
2033/34 | 223.25 | 44.75 | 3
2033/34 | 223.75 | 44.75 | 9
2033/34 | 224.25 | 44.75 | 6
2033/34 | 224.75 | 44.75 | 3
2033/34 | 225.75 | 44.75 | 6
2033/34 | 226.25 | 44.75 | 6
2033/34 | 226.75 | 44.75 | 5
2033/34 | 227.25 | 44.75 | 6
2033/34 | 227.75 | 44.75 | 4
2033/34 | 228.25 | 44.75 | 5
2033/34 | 228.75 | 44.75 | 4
2033/34 | 229.25 | 44.75 | 2
2033/34 | 229.75 | 44.75 | 2
2033/34 | 230.25 | 44.75 | 2
2033/34 | 230.75 | 44.75 | 4
2033/34 | 231.25 | 44.75 | 9
2033/34 | 231.75 | 44.75 | 1
2033/34 | 232.25 | 44.75 | 4
2033/34 | 232.75 | 44.75 | 5
2033/34 | 233.25 | 44.75 | 2
2033/34 | 233.75 | 44.75 | 7
2033/34 | 234.25 | 44.75 | 2
2033/34 | 234.75 | 44.75 | 4
2033/34 | 235.25 | 44.75 | 1
2033/34 | 235.75 | 44.75 | 3
2033/34 | 236.25 | 44.75 | 5
2033/34 | 236.75 | 44.75 | 2
2033/34 | 237.25 | 44.75 | 2
2033/34 | 237.75 | 44.75 | 2
2033/34 | 238.75 | 44.75 | 3
2033/34 | 239.75 | 44.75 | 3
2033/34 | 240.25 | 44.75 | 4
2033/34 | 240.75 | 44.75 | 4
2033/34 | 241.25 | 44.75 | 2
2033/34 | 242.25 | 44.75 | 2
2033/34 | 243.25 | 44.75 | 1
2033/34 | 243.75 | 44.75 | 1
2033/34 | 244.25 | 44.75 | 3
2033/34 | 244.75 | 44.75 | 3
2033/34 | 245.75 | 44.75 | 2
2033/34 | 246.25 | 44.75 | 1
2033/34 | 246.75 | 44.75 | 1
2033/34 | 247.75 | 44.75 | 2
2033/34 | 248.25 | 44.75 | 2
2033/34 | 249.25 | 44.75 | 1
2033/34 | 250.75 | 44.75 | 3
2033/34 | 251.25 | 44.75 | 1
2033/34 | 251.75 | 44.75 | 1
2033/34 | 252.75 | 44.75 | 1
2033/34 | 253.75 | 44.75 | 2
2033/34 | 254.75 | 44.75 | 1
2033/34 | 255.75 | 44.75 | 1
2033/34 | 256.25 | 44.75 | 1
2033/34 | 256.75 | 44.75 | 1
2033/34 | 257.25 | 44.75 | 1
2033/34 | 257.75 | 44.75 | 2
2033/34 | 258.25 | 44.75 | 1
2033/34 | 258.75 | 44.75 | 1
2033/34 | 259.75 | 44.75 | 2
2033/34 | 260.25 | 44.75 | 1
2033/34 | 264.75 | 44.75 | 1
2033/34 | 267.25 | 44.75 | 1
2033/34 | 268.25 | 44.75 | 1
2033/34 | 269.75 | 44.75 | 1
2033/34 | 270.75 | 44.75 | 1
2033/34 | 275.75 | 44.75 | 1
2033/34 | 278.25 | 44.75 | 1
2033/34 | 289.25 | 44.75 | 1
2033/34 | 292.75 | 44.75 | 1
2033/34 | 298.25 | 44.75 | 1
2033/34 | 299.75 | 44.75 | 1
2033/34 | 51.25 | 45.25 | 1
2033/34 | 53.25 | 45.25 | 1
2033/34 | 54.25 | 45.25 | 1
2033/34 | 56.75 | 45.25 | 1
2033/34 | 58.25 | 45.25 | 1
2033/34 | 58.75 | 45.25 | 2
2033/34 | 59.25 | 45.25 | 3
2033/34 | 59.75 | 45.25 | 1
2033/34 | 60.25 | 45.25 | 2
2033/34 | 60.75 | 45.25 | 1
2033/34 | 61.75 | 45.25 | 2
2033/34 | 62.25 | 45.25 | 2
2033/34 | 62.75 | 45.25 | 2
2033/34 | 63.75 | 45.25 | 3
2033/34 | 64.25 | 45.25 | 3
2033/34 | 64.75 | 45.25 | 2
2033/34 | 65.25 | 45.25 | 1
2033/34 | 65.75 | 45.25 | 5
2033/34 | 66.25 | 45.25 | 1
2033/34 | 66.75 | 45.25 | 3
2033/34 | 67.25 | 45.25 | 2
2033/34 | 68.25 | 45.25 | 5
2033/34 | 68.75 | 45.25 | 6
2033/34 | 69.25 | 45.25 | 2
2033/34 | 69.75 | 45.25 | 2
2033/34 | 70.25 | 45.25 | 7
2033/34 | 70.75 | 45.25 | 8
2033/34 | 71.25 | 45.25 | 7
2033/34 | 71.75 | 45.25 | 6
2033/34 | 72.25 | 45.25 | 2
2033/34 | 72.75 | 45.25 | 10
2033/34 | 73.25 | 45.25 | 7
2033/34 | 73.75 | 45.25 | 5
2033/34 | 74.25 | 45.25 | 8
2033/34 | 74.75 | 45.25 | 5
2033/34 | 75.25 | 45.25 | 16
2033/34 | 75.75 | 45.25 | 14
2033/34 | 76.25 | 45.25 | 17
2033/34 | 76.75 | 45.25 | 13
2033/34 | 77.25 | 45.25 | 19
2033/34 | 77.75 | 45.25 | 16
2033/34 | 78.25 | 45.25 | 23
2033/34 | 78.75 | 45.25 | 20
2033/34 | 79.25 | 45.25 | 26
2033/34 | 79.75 | 45.25 | 22
2033/34 | 80.25 | 45.25 | 33
2033/34 | 80.75 | 45.25 | 41
2033/34 | 81.25 | 45.25 | 31
2033/34 | 81.75 | 45.25 | 29
2033/34 | 82.25 | 45.25 | 40
2033/34 | 82.75 | 45.25 | 43
2033/34 | 83.25 | 45.25 | 45
2033/34 | 83.75 | 45.25 | 43
2033/34 | 84.25 | 45.25 | 53
2033/34 | 84.75 | 45.25 | 49
2033/34 | 85.25 | 45.25 | 62
2033/34 | 85.75 | 45.25 | 76
2033/34 | 86.25 | 45.25 | 69
2033/34 | 86.75 | 45.25 | 74
2033/34 | 87.25 | 45.25 | 76
2033/34 | 87.75 | 45.25 | 69
2033/34 | 88.25 | 45.25 | 68
2033/34 | 88.75 | 45.25 | 70
2033/34 | 89.25 | 45.25 | 74
2033/34 | 89.75 | 45.25 | 91
2033/34 | 90.25 | 45.25 | 83
2033/34 | 90.75 | 45.25 | 114
2033/34 | 91.25 | 45.25 | 101
2033/34 | 91.75 | 45.25 | 116
2033/34 | 92.25 | 45.25 | 102
2033/34 | 92.75 | 45.25 | 111
2033/34 | 93.25 | 45.25 | 97
2033/34 | 93.75 | 45.25 | 105
2033/34 | 94.25 | 45.25 | 87
2033/34 | 94.75 | 45.25 | 109
2033/34 | 95.25 | 45.25 | 130
2033/34 | 95.75 | 45.25 | 105
2033/34 | 96.25 | 45.25 | 148
2033/34 | 96.75 | 45.25 | 124
2033/34 | 97.25 | 45.25 | 129
2033/34 | 97.75 | 45.25 | 135
2033/34 | 98.25 | 45.25 | 156
2033/34 | 98.75 | 45.25 | 171
2033/34 | 99.25 | 45.25 | 168
2033/34 | 99.75 | 45.25 | 131
2033/34 | 100.25 | 45.25 | 148
2033/34 | 100.75 | 45.25 | 161
2033/34 | 101.25 | 45.25 | 181
2033/34 | 101.75 | 45.25 | 163
2033/34 | 102.25 | 45.25 | 152
2033/34 | 102.75 | 45.25 | 181
2033/34 | 103.25 | 45.25 | 184
2033/34 | 103.75 | 45.25 | 188
2033/34 | 104.25 | 45.25 | 165
2033/34 | 104.75 | 45.25 | 181
2033/34 | 105.25 | 45.25 | 182
2033/34 | 105.75 | 45.25 | 198
2033/34 | 106.25 | 45.25 | 205
2033/34 | 106.75 | 45.25 | 185
2033/34 | 107.25 | 45.25 | 194
2033/34 | 107.75 | 45.25 | 182
2033/34 | 108.25 | 45.25 | 201
2033/34 | 108.75 | 45.25 | 187
2033/34 | 109.25 | 45.25 | 209
2033/34 | 109.75 | 45.25 | 214
2033/34 | 110.25 | 45.25 | 201
2033/34 | 110.75 | 45.25 | 231
2033/34 | 111.25 | 45.25 | 205
2033/34 | 111.75 | 45.25 | 204
2033/34 | 112.25 | 45.25 | 208
2033/34 | 112.75 | 45.25 | 204
2033/34 | 113.25 | 45.25 | 212
2033/34 | 113.75 | 45.25 | 222
2033/34 | 114.25 | 45.25 | 185
2033/34 | 114.75 | 45.25 | 220
2033/34 | 115.25 | 45.25 | 209
2033/34 | 115.75 | 45.25 | 184
2033/34 | 116.25 | 45.25 | 203
2033/34 | 116.75 | 45.25 | 194
2033/34 | 117.25 | 45.25 | 220
2033/34 | 117.75 | 45.25 | 192
2033/34 | 118.25 | 45.25 | 188
2033/34 | 118.75 | 45.25 | 208
2033/34 | 119.25 | 45.25 | 216
2033/34 | 119.75 | 45.25 | 195
2033/34 | 120.25 | 45.25 | 206
2033/34 | 120.75 | 45.25 | 199
2033/34 | 121.25 | 45.25 | 182
2033/34 | 121.75 | 45.25 | 207
2033/34 | 122.25 | 45.25 | 190
2033/34 | 122.75 | 45.25 | 191
2033/34 | 123.25 | 45.25 | 197
2033/34 | 123.75 | 45.25 | 175
2033/34 | 124.25 | 45.25 | 186
2033/34 | 124.75 | 45.25 | 196
2033/34 | 125.25 | 45.25 | 191
2033/34 | 125.75 | 45.25 | 197
2033/34 | 126.25 | 45.25 | 199
2033/34 | 126.75 | 45.25 | 172
2033/34 | 127.25 | 45.25 | 170
2033/34 | 127.75 | 45.25 | 178
2033/34 | 128.25 | 45.25 | 171
2033/34 | 128.75 | 45.25 | 180
2033/34 | 129.25 | 45.25 | 192
2033/34 | 129.75 | 45.25 | 181
2033/34 | 130.25 | 45.25 | 158
2033/34 | 130.75 | 45.25 | 173
2033/34 | 131.25 | 45.25 | 177
2033/34 | 131.75 | 45.25 | 154
2033/34 | 132.25 | 45.25 | 175
2033/34 | 132.75 | 45.25 | 192
2033/34 | 133.25 | 45.25 | 172
2033/34 | 133.75 | 45.25 | 178
2033/34 | 134.25 | 45.25 | 165
2033/34 | 134.75 | 45.25 | 151
2033/34 | 135.25 | 45.25 | 152
2033/34 | 135.75 | 45.25 | 148
2033/34 | 136.25 | 45.25 | 168
2033/34 | 136.75 | 45.25 | 170
2033/34 | 137.25 | 45.25 | 161
2033/34 | 137.75 | 45.25 | 180
2033/34 | 138.25 | 45.25 | 168
2033/34 | 138.75 | 45.25 | 130
2033/34 | 139.25 | 45.25 | 144
2033/34 | 139.75 | 45.25 | 151
2033/34 | 140.25 | 45.25 | 145
2033/34 | 140.75 | 45.25 | 149
2033/34 | 141.25 | 45.25 | 143
2033/34 | 141.75 | 45.25 | 126
2033/34 | 142.25 | 45.25 | 131
2033/34 | 142.75 | 45.25 | 140
2033/34 | 143.25 | 45.25 | 139
2033/34 | 143.75 | 45.25 | 137
2033/34 | 144.25 | 45.25 | 136
2033/34 | 144.75 | 45.25 | 111
2033/34 | 145.25 | 45.25 | 141
2033/34 | 145.75 | 45.25 | 124
2033/34 | 146.25 | 45.25 | 120
2033/34 | 146.75 | 45.25 | 127
2033/34 | 147.25 | 45.25 | 121
2033/34 | 147.75 | 45.25 | 140
2033/34 | 148.25 | 45.25 | 113
2033/34 | 148.75 | 45.25 | 116
2033/34 | 149.25 | 45.25 | 101
2033/34 | 149.75 | 45.25 | 120
2033/34 | 150.25 | 45.25 | 118
2033/34 | 150.75 | 45.25 | 129
2033/34 | 151.25 | 45.25 | 125
2033/34 | 151.75 | 45.25 | 108
2033/34 | 152.25 | 45.25 | 90
2033/34 | 152.75 | 45.25 | 111
2033/34 | 153.25 | 45.25 | 100
2033/34 | 153.75 | 45.25 | 103
2033/34 | 154.25 | 45.25 | 110
2033/34 | 154.75 | 45.25 | 117
2033/34 | 155.25 | 45.25 | 121
2033/34 | 155.75 | 45.25 | 109
2033/34 | 156.25 | 45.25 | 98
2033/34 | 156.75 | 45.25 | 112
2033/34 | 157.25 | 45.25 | 118
2033/34 | 157.75 | 45.25 | 100
2033/34 | 158.25 | 45.25 | 113
2033/34 | 158.75 | 45.25 | 97
2033/34 | 159.25 | 45.25 | 105
2033/34 | 159.75 | 45.25 | 86
2033/34 | 160.25 | 45.25 | 115
2033/34 | 160.75 | 45.25 | 107
2033/34 | 161.25 | 45.25 | 92
2033/34 | 161.75 | 45.25 | 75
2033/34 | 162.25 | 45.25 | 84
2033/34 | 162.75 | 45.25 | 65
2033/34 | 163.25 | 45.25 | 86
2033/34 | 163.75 | 45.25 | 90
2033/34 | 164.25 | 45.25 | 83
2033/34 | 164.75 | 45.25 | 80
2033/34 | 165.25 | 45.25 | 77
2033/34 | 165.75 | 45.25 | 55
2033/34 | 166.25 | 45.25 | 64
2033/34 | 166.75 | 45.25 | 91
2033/34 | 167.25 | 45.25 | 63
2033/34 | 167.75 | 45.25 | 76
2033/34 | 168.25 | 45.25 | 67
2033/34 | 168.75 | 45.25 | 66
2033/34 | 169.25 | 45.25 | 68
2033/34 | 169.75 | 45.25 | 86
2033/34 | 170.25 | 45.25 | 58
2033/34 | 170.75 | 45.25 | 59
2033/34 | 171.25 | 45.25 | 72
2033/34 | 171.75 | 45.25 | 65
2033/34 | 172.25 | 45.25 | 70
2033/34 | 172.75 | 45.25 | 67
2033/34 | 173.25 | 45.25 | 63
2033/34 | 173.75 | 45.25 | 64
2033/34 | 174.25 | 45.25 | 58
2033/34 | 174.75 | 45.25 | 56
2033/34 | 175.25 | 45.25 | 49
2033/34 | 175.75 | 45.25 | 45
2033/34 | 176.25 | 45.25 | 46
2033/34 | 176.75 | 45.25 | 50
2033/34 | 177.25 | 45.25 | 51
2033/34 | 177.75 | 45.25 | 51
2033/34 | 178.25 | 45.25 | 49
2033/34 | 178.75 | 45.25 | 43
2033/34 | 179.25 | 45.25 | 54
2033/34 | 179.75 | 45.25 | 48
2033/34 | 180.25 | 45.25 | 40
2033/34 | 180.75 | 45.25 | 39
2033/34 | 181.25 | 45.25 | 44
2033/34 | 181.75 | 45.25 | 53
2033/34 | 182.25 | 45.25 | 49
2033/34 | 182.75 | 45.25 | 40
2033/34 | 183.25 | 45.25 | 41
2033/34 | 183.75 | 45.25 | 32
2033/34 | 184.25 | 45.25 | 37
2033/34 | 184.75 | 45.25 | 48
2033/34 | 185.25 | 45.25 | 39
2033/34 | 185.75 | 45.25 | 36
2033/34 | 186.25 | 45.25 | 38
2033/34 | 186.75 | 45.25 | 37
2033/34 | 187.25 | 45.25 | 34
2033/34 | 187.75 | 45.25 | 30
2033/34 | 188.25 | 45.25 | 29
2033/34 | 188.75 | 45.25 | 33
2033/34 | 189.25 | 45.25 | 34
2033/34 | 189.75 | 45.25 | 34
2033/34 | 190.25 | 45.25 | 44
2033/34 | 190.75 | 45.25 | 28
2033/34 | 191.25 | 45.25 | 29
2033/34 | 191.75 | 45.25 | 25
2033/34 | 192.25 | 45.25 | 35
2033/34 | 192.75 | 45.25 | 29
2033/34 | 193.25 | 45.25 | 26
2033/34 | 193.75 | 45.25 | 29
2033/34 | 194.25 | 45.25 | 26
2033/34 | 194.75 | 45.25 | 22
2033/34 | 195.25 | 45.25 | 22
2033/34 | 195.75 | 45.25 | 23
2033/34 | 196.25 | 45.25 | 28
2033/34 | 196.75 | 45.25 | 26
2033/34 | 197.25 | 45.25 | 12
2033/34 | 197.75 | 45.25 | 33
2033/34 | 198.25 | 45.25 | 15
2033/34 | 198.75 | 45.25 | 24
2033/34 | 199.25 | 45.25 | 22
2033/34 | 199.75 | 45.25 | 18
2033/34 | 200.25 | 45.25 | 21
2033/34 | 200.75 | 45.25 | 25
2033/34 | 201.25 | 45.25 | 21
2033/34 | 201.75 | 45.25 | 23
2033/34 | 202.25 | 45.25 | 13
2033/34 | 202.75 | 45.25 | 14
2033/34 | 203.25 | 45.25 | 14
2033/34 | 203.75 | 45.25 | 20
2033/34 | 204.25 | 45.25 | 14
2033/34 | 204.75 | 45.25 | 18
2033/34 | 205.25 | 45.25 | 16
2033/34 | 205.75 | 45.25 | 15
2033/34 | 206.25 | 45.25 | 9
2033/34 | 206.75 | 45.25 | 15
2033/34 | 207.25 | 45.25 | 18
2033/34 | 207.75 | 45.25 | 15
2033/34 | 208.25 | 45.25 | 10
2033/34 | 208.75 | 45.25 | 14
2033/34 | 209.25 | 45.25 | 9
2033/34 | 209.75 | 45.25 | 13
2033/34 | 210.25 | 45.25 | 14
2033/34 | 210.75 | 45.25 | 14
2033/34 | 211.25 | 45.25 | 10
2033/34 | 211.75 | 45.25 | 10
2033/34 | 212.25 | 45.25 | 11
2033/34 | 212.75 | 45.25 | 9
2033/34 | 213.25 | 45.25 | 9
2033/34 | 213.75 | 45.25 | 7
2033/34 | 214.25 | 45.25 | 8
2033/34 | 214.75 | 45.25 | 10
2033/34 | 215.25 | 45.25 | 10
2033/34 | 215.75 | 45.25 | 10
2033/34 | 216.25 | 45.25 | 14
2033/34 | 216.75 | 45.25 | 8
2033/34 | 217.25 | 45.25 | 13
2033/34 | 217.75 | 45.25 | 5
2033/34 | 218.25 | 45.25 | 18
2033/34 | 218.75 | 45.25 | 12
2033/34 | 219.25 | 45.25 | 5
2033/34 | 219.75 | 45.25 | 5
2033/34 | 220.25 | 45.25 | 6
2033/34 | 220.75 | 45.25 | 7
2033/34 | 221.25 | 45.25 | 12
2033/34 | 221.75 | 45.25 | 5
2033/34 | 222.25 | 45.25 | 5
2033/34 | 222.75 | 45.25 | 3
2033/34 | 223.25 | 45.25 | 4
2033/34 | 223.75 | 45.25 | 5
2033/34 | 224.25 | 45.25 | 7
2033/34 | 224.75 | 45.25 | 4
2033/34 | 225.25 | 45.25 | 6
2033/34 | 225.75 | 45.25 | 7
2033/34 | 226.25 | 45.25 | 6
2033/34 | 226.75 | 45.25 | 9
2033/34 | 227.25 | 45.25 | 3
2033/34 | 227.75 | 45.25 | 6
2033/34 | 228.25 | 45.25 | 4
2033/34 | 228.75 | 45.25 | 4
2033/34 | 229.25 | 45.25 | 4
2033/34 | 229.75 | 45.25 | 6
2033/34 | 230.25 | 45.25 | 6
2033/34 | 230.75 | 45.25 | 5
2033/34 | 231.25 | 45.25 | 3
2033/34 | 231.75 | 45.25 | 6
2033/34 | 232.25 | 45.25 | 3
2033/34 | 232.75 | 45.25 | 4
2033/34 | 233.25 | 45.25 | 7
2033/34 | 233.75 | 45.25 | 4
2033/34 | 234.75 | 45.25 | 4
2033/34 | 235.25 | 45.25 | 3
2033/34 | 235.75 | 45.25 | 2
2033/34 | 236.25 | 45.25 | 2
2033/34 | 236.75 | 45.25 | 4
2033/34 | 237.25 | 45.25 | 3
2033/34 | 238.25 | 45.25 | 1
2033/34 | 238.75 | 45.25 | 3
2033/34 | 239.25 | 45.25 | 4
2033/34 | 239.75 | 45.25 | 2
2033/34 | 240.25 | 45.25 | 2
2033/34 | 240.75 | 45.25 | 1
2033/34 | 241.25 | 45.25 | 4
2033/34 | 241.75 | 45.25 | 1
2033/34 | 242.25 | 45.25 | 4
2033/34 | 242.75 | 45.25 | 1
2033/34 | 243.25 | 45.25 | 4
2033/34 | 243.75 | 45.25 | 2
2033/34 | 244.25 | 45.25 | 2
2033/34 | 244.75 | 45.25 | 1
2033/34 | 245.75 | 45.25 | 3
2033/34 | 246.25 | 45.25 | 2
2033/34 | 246.75 | 45.25 | 2
2033/34 | 247.25 | 45.25 | 1
2033/34 | 247.75 | 45.25 | 3
2033/34 | 248.25 | 45.25 | 3
2033/34 | 249.25 | 45.25 | 2
2033/34 | 249.75 | 45.25 | 1
2033/34 | 252.25 | 45.25 | 1
2033/34 | 254.75 | 45.25 | 2
2033/34 | 255.25 | 45.25 | 2
2033/34 | 255.75 | 45.25 | 1
2033/34 | 256.25 | 45.25 | 3
2033/34 | 258.75 | 45.25 | 1
2033/34 | 260.25 | 45.25 | 1
2033/34 | 260.75 | 45.25 | 1
2033/34 | 261.75 | 45.25 | 1
2033/34 | 264.25 | 45.25 | 1
2033/34 | 268.25 | 45.25 | 1
2033/34 | 275.75 | 45.25 | 1
2033/34 | 279.75 | 45.25 | 1
2033/34 | 280.25 | 45.25 | 1
2033/34 | 50.25 | 45.75 | 1
2033/34 | 53.75 | 45.75 | 1
2033/34 | 54.25 | 45.75 | 1
2033/34 | 55.75 | 45.75 | 2
2033/34 | 56.25 | 45.75 | 1
2033/34 | 56.75 | 45.75 | 2
2033/34 | 57.25 | 45.75 | 1
2033/34 | 58.25 | 45.75 | 1
2033/34 | 59.25 | 45.75 | 1
2033/34 | 59.75 | 45.75 | 1
2033/34 | 60.25 | 45.75 | 1
2033/34 | 60.75 | 45.75 | 5
2033/34 | 61.25 | 45.75 | 1
2033/34 | 61.75 | 45.75 | 1
2033/34 | 62.25 | 45.75 | 1
2033/34 | 62.75 | 45.75 | 1
2033/34 | 63.25 | 45.75 | 2
2033/34 | 63.75 | 45.75 | 1
2033/34 | 64.25 | 45.75 | 2
2033/34 | 64.75 | 45.75 | 3
2033/34 | 65.25 | 45.75 | 1
2033/34 | 65.75 | 45.75 | 3
2033/34 | 66.25 | 45.75 | 3
2033/34 | 66.75 | 45.75 | 3
2033/34 | 67.25 | 45.75 | 5
2033/34 | 67.75 | 45.75 | 3
2033/34 | 68.25 | 45.75 | 5
2033/34 | 68.75 | 45.75 | 2
2033/34 | 69.25 | 45.75 | 5
2033/34 | 69.75 | 45.75 | 7
2033/34 | 70.25 | 45.75 | 4
2033/34 | 70.75 | 45.75 | 4
2033/34 | 71.25 | 45.75 | 7
2033/34 | 71.75 | 45.75 | 4
2033/34 | 72.25 | 45.75 | 11
2033/34 | 72.75 | 45.75 | 6
2033/34 | 73.25 | 45.75 | 8
2033/34 | 73.75 | 45.75 | 10
2033/34 | 74.25 | 45.75 | 11
2033/34 | 74.75 | 45.75 | 15
2033/34 | 75.25 | 45.75 | 7
2033/34 | 75.75 | 45.75 | 10
2033/34 | 76.25 | 45.75 | 13
2033/34 | 76.75 | 45.75 | 12
2033/34 | 77.25 | 45.75 | 11
2033/34 | 77.75 | 45.75 | 26
2033/34 | 78.25 | 45.75 | 19
2033/34 | 78.75 | 45.75 | 21
2033/34 | 79.25 | 45.75 | 28
2033/34 | 79.75 | 45.75 | 35
2033/34 | 80.25 | 45.75 | 13
2033/34 | 80.75 | 45.75 | 19
2033/34 | 81.25 | 45.75 | 31
2033/34 | 81.75 | 45.75 | 33
2033/34 | 82.25 | 45.75 | 29
2033/34 | 82.75 | 45.75 | 42
2033/34 | 83.25 | 45.75 | 42
2033/34 | 83.75 | 45.75 | 44
2033/34 | 84.25 | 45.75 | 37
2033/34 | 84.75 | 45.75 | 50
2033/34 | 85.25 | 45.75 | 47
2033/34 | 85.75 | 45.75 | 53
2033/34 | 86.25 | 45.75 | 45
2033/34 | 86.75 | 45.75 | 55
2033/34 | 87.25 | 45.75 | 56
2033/34 | 87.75 | 45.75 | 56
2033/34 | 88.25 | 45.75 | 62
2033/34 | 88.75 | 45.75 | 75
2033/34 | 89.25 | 45.75 | 68
2033/34 | 89.75 | 45.75 | 95
2033/34 | 90.25 | 45.75 | 97
2033/34 | 90.75 | 45.75 | 71
2033/34 | 91.25 | 45.75 | 80
2033/34 | 91.75 | 45.75 | 93
2033/34 | 92.25 | 45.75 | 93
2033/34 | 92.75 | 45.75 | 95
2033/34 | 93.25 | 45.75 | 109
2033/34 | 93.75 | 45.75 | 117
2033/34 | 94.25 | 45.75 | 110
2033/34 | 94.75 | 45.75 | 116
2033/34 | 95.25 | 45.75 | 117
2033/34 | 95.75 | 45.75 | 105
2033/34 | 96.25 | 45.75 | 109
2033/34 | 96.75 | 45.75 | 126
2033/34 | 97.25 | 45.75 | 139
2033/34 | 97.75 | 45.75 | 129
2033/34 | 98.25 | 45.75 | 136
2033/34 | 98.75 | 45.75 | 143
2033/34 | 99.25 | 45.75 | 154
2033/34 | 99.75 | 45.75 | 136
2033/34 | 100.25 | 45.75 | 139
2033/34 | 100.75 | 45.75 | 139
2033/34 | 101.25 | 45.75 | 174
2033/34 | 101.75 | 45.75 | 165
2033/34 | 102.25 | 45.75 | 173
2033/34 | 102.75 | 45.75 | 150
2033/34 | 103.25 | 45.75 | 150
2033/34 | 103.75 | 45.75 | 198
2033/34 | 104.25 | 45.75 | 207
2033/34 | 104.75 | 45.75 | 177
2033/34 | 105.25 | 45.75 | 183
2033/34 | 105.75 | 45.75 | 187
2033/34 | 106.25 | 45.75 | 181
2033/34 | 106.75 | 45.75 | 174
2033/34 | 107.25 | 45.75 | 206
2033/34 | 107.75 | 45.75 | 210
2033/34 | 108.25 | 45.75 | 188
2033/34 | 108.75 | 45.75 | 195
2033/34 | 109.25 | 45.75 | 178
2033/34 | 109.75 | 45.75 | 197
2033/34 | 110.25 | 45.75 | 188
2033/34 | 110.75 | 45.75 | 222
2033/34 | 111.25 | 45.75 | 198
2033/34 | 111.75 | 45.75 | 171
2033/34 | 112.25 | 45.75 | 205
2033/34 | 112.75 | 45.75 | 204
2033/34 | 113.25 | 45.75 | 211
2033/34 | 113.75 | 45.75 | 222
2033/34 | 114.25 | 45.75 | 218
2033/34 | 114.75 | 45.75 | 209
2033/34 | 115.25 | 45.75 | 224
2033/34 | 115.75 | 45.75 | 215
2033/34 | 116.25 | 45.75 | 214
2033/34 | 116.75 | 45.75 | 208
2033/34 | 117.25 | 45.75 | 196
2033/34 | 117.75 | 45.75 | 224
2033/34 | 118.25 | 45.75 | 208
2033/34 | 118.75 | 45.75 | 197
2033/34 | 119.25 | 45.75 | 203
2033/34 | 119.75 | 45.75 | 223
2033/34 | 120.25 | 45.75 | 184
2033/34 | 120.75 | 45.75 | 205
2033/34 | 121.25 | 45.75 | 196
2033/34 | 121.75 | 45.75 | 202
2033/34 | 122.25 | 45.75 | 187
2033/34 | 122.75 | 45.75 | 211
2033/34 | 123.25 | 45.75 | 196
2033/34 | 123.75 | 45.75 | 203
2033/34 | 124.25 | 45.75 | 194
2033/34 | 124.75 | 45.75 | 216
2033/34 | 125.25 | 45.75 | 196
2033/34 | 125.75 | 45.75 | 182
2033/34 | 126.25 | 45.75 | 203
2033/34 | 126.75 | 45.75 | 195
2033/34 | 127.25 | 45.75 | 206
2033/34 | 127.75 | 45.75 | 163
2033/34 | 128.25 | 45.75 | 188
2033/34 | 128.75 | 45.75 | 193
2033/34 | 129.25 | 45.75 | 192
2033/34 | 129.75 | 45.75 | 184
2033/34 | 130.25 | 45.75 | 187
2033/34 | 130.75 | 45.75 | 188
2033/34 | 131.25 | 45.75 | 183
2033/34 | 131.75 | 45.75 | 181
2033/34 | 132.25 | 45.75 | 170
2033/34 | 132.75 | 45.75 | 165
2033/34 | 133.25 | 45.75 | 174
2033/34 | 133.75 | 45.75 | 144
2033/34 | 134.25 | 45.75 | 184
2033/34 | 134.75 | 45.75 | 162
2033/34 | 135.25 | 45.75 | 170
2033/34 | 135.75 | 45.75 | 174
2033/34 | 136.25 | 45.75 | 152
2033/34 | 136.75 | 45.75 | 188
2033/34 | 137.25 | 45.75 | 170
2033/34 | 137.75 | 45.75 | 141
2033/34 | 138.25 | 45.75 | 164
2033/34 | 138.75 | 45.75 | 149
2033/34 | 139.25 | 45.75 | 178
2033/34 | 139.75 | 45.75 | 165
2033/34 | 140.25 | 45.75 | 144
2033/34 | 140.75 | 45.75 | 151
2033/34 | 141.25 | 45.75 | 131
2033/34 | 141.75 | 45.75 | 145
2033/34 | 142.25 | 45.75 | 160
2033/34 | 142.75 | 45.75 | 128
2033/34 | 143.25 | 45.75 | 142
2033/34 | 143.75 | 45.75 | 132
2033/34 | 144.25 | 45.75 | 152
2033/34 | 144.75 | 45.75 | 146
2033/34 | 145.25 | 45.75 | 139
2033/34 | 145.75 | 45.75 | 146
2033/34 | 146.25 | 45.75 | 132
2033/34 | 146.75 | 45.75 | 128
2033/34 | 147.25 | 45.75 | 126
2033/34 | 147.75 | 45.75 | 139
2033/34 | 148.25 | 45.75 | 114
2033/34 | 148.75 | 45.75 | 141
2033/34 | 149.25 | 45.75 | 120
2033/34 | 149.75 | 45.75 | 102
2033/34 | 150.25 | 45.75 | 118
2033/34 | 150.75 | 45.75 | 120
2033/34 | 151.25 | 45.75 | 112
2033/34 | 151.75 | 45.75 | 128
2033/34 | 152.25 | 45.75 | 124
2033/34 | 152.75 | 45.75 | 118
2033/34 | 153.25 | 45.75 | 100
2033/34 | 153.75 | 45.75 | 100
2033/34 | 154.25 | 45.75 | 101
2033/34 | 154.75 | 45.75 | 104
2033/34 | 155.25 | 45.75 | 103
2033/34 | 155.75 | 45.75 | 106
2033/34 | 156.25 | 45.75 | 123
2033/34 | 156.75 | 45.75 | 107
2033/34 | 157.25 | 45.75 | 102
2033/34 | 157.75 | 45.75 | 102
2033/34 | 158.25 | 45.75 | 73
2033/34 | 158.75 | 45.75 | 84
2033/34 | 159.25 | 45.75 | 103
2033/34 | 159.75 | 45.75 | 103
2033/34 | 160.25 | 45.75 | 91
2033/34 | 160.75 | 45.75 | 95
2033/34 | 161.25 | 45.75 | 104
2033/34 | 161.75 | 45.75 | 104
2033/34 | 162.25 | 45.75 | 82
2033/34 | 162.75 | 45.75 | 101
2033/34 | 163.25 | 45.75 | 93
2033/34 | 163.75 | 45.75 | 87
2033/34 | 164.25 | 45.75 | 86
2033/34 | 164.75 | 45.75 | 69
2033/34 | 165.25 | 45.75 | 80
2033/34 | 165.75 | 45.75 | 77
2033/34 | 166.25 | 45.75 | 79
2033/34 | 166.75 | 45.75 | 92
2033/34 | 167.25 | 45.75 | 63
2033/34 | 167.75 | 45.75 | 82
2033/34 | 168.25 | 45.75 | 67
2033/34 | 168.75 | 45.75 | 73
2033/34 | 169.25 | 45.75 | 57
2033/34 | 169.75 | 45.75 | 66
2033/34 | 170.25 | 45.75 | 85
2033/34 | 170.75 | 45.75 | 67
2033/34 | 171.25 | 45.75 | 64
2033/34 | 171.75 | 45.75 | 65
2033/34 | 172.25 | 45.75 | 60
2033/34 | 172.75 | 45.75 | 68
2033/34 | 173.25 | 45.75 | 65
2033/34 | 173.75 | 45.75 | 68
2033/34 | 174.25 | 45.75 | 50
2033/34 | 174.75 | 45.75 | 56
2033/34 | 175.25 | 45.75 | 57
2033/34 | 175.75 | 45.75 | 67
2033/34 | 176.25 | 45.75 | 53
2033/34 | 176.75 | 45.75 | 55
2033/34 | 177.25 | 45.75 | 45
2033/34 | 177.75 | 45.75 | 45
2033/34 | 178.25 | 45.75 | 42
2033/34 | 178.75 | 45.75 | 50
2033/34 | 179.25 | 45.75 | 40
2033/34 | 179.75 | 45.75 | 51
2033/34 | 180.25 | 45.75 | 45
2033/34 | 180.75 | 45.75 | 43
2033/34 | 181.25 | 45.75 | 36
2033/34 | 181.75 | 45.75 | 44
2033/34 | 182.25 | 45.75 | 47
2033/34 | 182.75 | 45.75 | 45
2033/34 | 183.25 | 45.75 | 57
2033/34 | 183.75 | 45.75 | 42
2033/34 | 184.25 | 45.75 | 31
2033/34 | 184.75 | 45.75 | 41
2033/34 | 185.25 | 45.75 | 43
2033/34 | 185.75 | 45.75 | 32
2033/34 | 186.25 | 45.75 | 39
2033/34 | 186.75 | 45.75 | 27
2033/34 | 187.25 | 45.75 | 39
2033/34 | 187.75 | 45.75 | 35
2033/34 | 188.25 | 45.75 | 38
2033/34 | 188.75 | 45.75 | 32
2033/34 | 189.25 | 45.75 | 32
2033/34 | 189.75 | 45.75 | 33
2033/34 | 190.25 | 45.75 | 37
2033/34 | 190.75 | 45.75 | 39
2033/34 | 191.25 | 45.75 | 39
2033/34 | 191.75 | 45.75 | 29
2033/34 | 192.25 | 45.75 | 26
2033/34 | 192.75 | 45.75 | 33
2033/34 | 193.25 | 45.75 | 23
2033/34 | 193.75 | 45.75 | 28
2033/34 | 194.25 | 45.75 | 33
2033/34 | 194.75 | 45.75 | 26
2033/34 | 195.25 | 45.75 | 30
2033/34 | 195.75 | 45.75 | 23
2033/34 | 196.25 | 45.75 | 28
2033/34 | 196.75 | 45.75 | 19
2033/34 | 197.25 | 45.75 | 20
2033/34 | 197.75 | 45.75 | 28
2033/34 | 198.25 | 45.75 | 22
2033/34 | 198.75 | 45.75 | 25
2033/34 | 199.25 | 45.75 | 14
2033/34 | 199.75 | 45.75 | 24
2033/34 | 200.25 | 45.75 | 18
2033/34 | 200.75 | 45.75 | 18
2033/34 | 201.25 | 45.75 | 17
2033/34 | 201.75 | 45.75 | 21
2033/34 | 202.25 | 45.75 | 22
2033/34 | 202.75 | 45.75 | 13
2033/34 | 203.25 | 45.75 | 10
2033/34 | 203.75 | 45.75 | 18
2033/34 | 204.25 | 45.75 | 20
2033/34 | 204.75 | 45.75 | 20
2033/34 | 205.25 | 45.75 | 15
2033/34 | 205.75 | 45.75 | 15
2033/34 | 206.25 | 45.75 | 8
2033/34 | 206.75 | 45.75 | 12
2033/34 | 207.25 | 45.75 | 12
2033/34 | 207.75 | 45.75 | 6
2033/34 | 208.25 | 45.75 | 14
2033/34 | 208.75 | 45.75 | 22
2033/34 | 209.25 | 45.75 | 26
2033/34 | 209.75 | 45.75 | 15
2033/34 | 210.25 | 45.75 | 12
2033/34 | 210.75 | 45.75 | 10
2033/34 | 211.25 | 45.75 | 10
2033/34 | 211.75 | 45.75 | 12
2033/34 | 212.25 | 45.75 | 13
2033/34 | 212.75 | 45.75 | 11
2033/34 | 213.25 | 45.75 | 10
2033/34 | 213.75 | 45.75 | 10
2033/34 | 214.25 | 45.75 | 6
2033/34 | 214.75 | 45.75 | 12
2033/34 | 215.25 | 45.75 | 9
2033/34 | 215.75 | 45.75 | 6
2033/34 | 216.25 | 45.75 | 10
2033/34 | 216.75 | 45.75 | 6
2033/34 | 217.25 | 45.75 | 9
2033/34 | 217.75 | 45.75 | 7
2033/34 | 218.25 | 45.75 | 3
2033/34 | 218.75 | 45.75 | 15
2033/34 | 219.25 | 45.75 | 3
2033/34 | 219.75 | 45.75 | 14
2033/34 | 220.25 | 45.75 | 10
2033/34 | 220.75 | 45.75 | 8
2033/34 | 221.25 | 45.75 | 8
2033/34 | 221.75 | 45.75 | 5
2033/34 | 222.25 | 45.75 | 2
2033/34 | 222.75 | 45.75 | 5
2033/34 | 223.25 | 45.75 | 5
2033/34 | 223.75 | 45.75 | 5
2033/34 | 224.25 | 45.75 | 5
2033/34 | 224.75 | 45.75 | 2
2033/34 | 225.25 | 45.75 | 3
2033/34 | 225.75 | 45.75 | 4
2033/34 | 226.25 | 45.75 | 11
2033/34 | 226.75 | 45.75 | 6
2033/34 | 227.25 | 45.75 | 4
2033/34 | 227.75 | 45.75 | 5
2033/34 | 228.25 | 45.75 | 3
2033/34 | 229.25 | 45.75 | 3
2033/34 | 229.75 | 45.75 | 4
2033/34 | 230.25 | 45.75 | 9
2033/34 | 230.75 | 45.75 | 4
2033/34 | 231.25 | 45.75 | 4
2033/34 | 231.75 | 45.75 | 3
2033/34 | 232.25 | 45.75 | 8
2033/34 | 232.75 | 45.75 | 4
2033/34 | 233.25 | 45.75 | 5
2033/34 | 233.75 | 45.75 | 5
2033/34 | 234.25 | 45.75 | 5
2033/34 | 234.75 | 45.75 | 3
2033/34 | 235.25 | 45.75 | 3
2033/34 | 235.75 | 45.75 | 3
2033/34 | 236.25 | 45.75 | 1
2033/34 | 236.75 | 45.75 | 1
2033/34 | 237.25 | 45.75 | 2
2033/34 | 237.75 | 45.75 | 4
2033/34 | 238.25 | 45.75 | 2
2033/34 | 238.75 | 45.75 | 3
2033/34 | 239.25 | 45.75 | 1
2033/34 | 239.75 | 45.75 | 3
2033/34 | 240.25 | 45.75 | 2
2033/34 | 240.75 | 45.75 | 3
2033/34 | 241.75 | 45.75 | 8
2033/34 | 242.75 | 45.75 | 2
2033/34 | 243.75 | 45.75 | 1
2033/34 | 244.75 | 45.75 | 1
2033/34 | 246.25 | 45.75 | 2
2033/34 | 247.25 | 45.75 | 1
2033/34 | 248.75 | 45.75 | 2
2033/34 | 249.25 | 45.75 | 1
2033/34 | 249.75 | 45.75 | 1
2033/34 | 250.75 | 45.75 | 1
2033/34 | 251.25 | 45.75 | 1
2033/34 | 251.75 | 45.75 | 3
2033/34 | 252.25 | 45.75 | 1
2033/34 | 253.75 | 45.75 | 2
2033/34 | 254.25 | 45.75 | 1
2033/34 | 255.75 | 45.75 | 1
2033/34 | 258.25 | 45.75 | 3
2033/34 | 258.75 | 45.75 | 1
2033/34 | 260.75 | 45.75 | 2
2033/34 | 261.25 | 45.75 | 1
2033/34 | 262.25 | 45.75 | 1
2033/34 | 263.25 | 45.75 | 1
2033/34 | 263.75 | 45.75 | 1
2033/34 | 265.75 | 45.75 | 1
2033/34 | 266.25 | 45.75 | 2
2033/34 | 266.75 | 45.75 | 1
2033/34 | 267.75 | 45.75 | 1
2033/34 | 270.25 | 45.75 | 1
2033/34 | 270.75 | 45.75 | 2
2033/34 | 271.25 | 45.75 | 1
2033/34 | 273.75 | 45.75 | 1
2033/34 | 289.75 | 45.75 | 1
2033/34 | 292.25 | 45.75 | 1
2033/34 | 294.75 | 45.75 | 1
2033/34 | 296.25 | 45.75 | 1
2033/34 | 296.75 | 45.75 | 1
2033/34 | 306.75 | 45.75 | 1
2033/34 | 52.75 | 46.25 | 2
2033/34 | 54.25 | 46.25 | 1
2033/34 | 56.25 | 46.25 | 1
2033/34 | 56.75 | 46.25 | 4
2033/34 | 58.25 | 46.25 | 2
2033/34 | 58.75 | 46.25 | 2
2033/34 | 59.25 | 46.25 | 3
2033/34 | 59.75 | 46.25 | 1
2033/34 | 60.75 | 46.25 | 4
2033/34 | 62.75 | 46.25 | 2
2033/34 | 63.25 | 46.25 | 3
2033/34 | 63.75 | 46.25 | 4
2033/34 | 64.25 | 46.25 | 3
2033/34 | 64.75 | 46.25 | 2
2033/34 | 65.25 | 46.25 | 2
2033/34 | 65.75 | 46.25 | 5
2033/34 | 66.25 | 46.25 | 3
2033/34 | 66.75 | 46.25 | 2
2033/34 | 67.25 | 46.25 | 1
2033/34 | 67.75 | 46.25 | 1
2033/34 | 68.25 | 46.25 | 1
2033/34 | 68.75 | 46.25 | 2
2033/34 | 69.25 | 46.25 | 3
2033/34 | 69.75 | 46.25 | 4
2033/34 | 70.25 | 46.25 | 9
2033/34 | 70.75 | 46.25 | 6
2033/34 | 71.25 | 46.25 | 7
2033/34 | 71.75 | 46.25 | 4
2033/34 | 72.25 | 46.25 | 10
2033/34 | 72.75 | 46.25 | 8
2033/34 | 73.25 | 46.25 | 7
2033/34 | 73.75 | 46.25 | 8
2033/34 | 74.25 | 46.25 | 3
2033/34 | 74.75 | 46.25 | 8
2033/34 | 75.25 | 46.25 | 8
2033/34 | 75.75 | 46.25 | 11
2033/34 | 76.25 | 46.25 | 8
2033/34 | 76.75 | 46.25 | 12
2033/34 | 77.25 | 46.25 | 11
2033/34 | 77.75 | 46.25 | 13
2033/34 | 78.25 | 46.25 | 12
2033/34 | 78.75 | 46.25 | 16
2033/34 | 79.25 | 46.25 | 15
2033/34 | 79.75 | 46.25 | 29
2033/34 | 80.25 | 46.25 | 33
2033/34 | 80.75 | 46.25 | 20
2033/34 | 81.25 | 46.25 | 23
2033/34 | 81.75 | 46.25 | 31
2033/34 | 82.25 | 46.25 | 25
2033/34 | 82.75 | 46.25 | 44
2033/34 | 83.25 | 46.25 | 38
2033/34 | 83.75 | 46.25 | 41
2033/34 | 84.25 | 46.25 | 47
2033/34 | 84.75 | 46.25 | 38
2033/34 | 85.25 | 46.25 | 46
2033/34 | 85.75 | 46.25 | 51
2033/34 | 86.25 | 46.25 | 56
2033/34 | 86.75 | 46.25 | 53
2033/34 | 87.25 | 46.25 | 63
2033/34 | 87.75 | 46.25 | 52
2033/34 | 88.25 | 46.25 | 67
2033/34 | 88.75 | 46.25 | 64
2033/34 | 89.25 | 46.25 | 76
2033/34 | 89.75 | 46.25 | 80
2033/34 | 90.25 | 46.25 | 70
2033/34 | 90.75 | 46.25 | 63
2033/34 | 91.25 | 46.25 | 87
2033/34 | 91.75 | 46.25 | 91
2033/34 | 92.25 | 46.25 | 97
2033/34 | 92.75 | 46.25 | 80
2033/34 | 93.25 | 46.25 | 77
2033/34 | 93.75 | 46.25 | 103
2033/34 | 94.25 | 46.25 | 101
2033/34 | 94.75 | 46.25 | 106
2033/34 | 95.25 | 46.25 | 127
2033/34 | 95.75 | 46.25 | 105
2033/34 | 96.25 | 46.25 | 126
2033/34 | 96.75 | 46.25 | 105
2033/34 | 97.25 | 46.25 | 106
2033/34 | 97.75 | 46.25 | 133
2033/34 | 98.25 | 46.25 | 152
2033/34 | 98.75 | 46.25 | 142
2033/34 | 99.25 | 46.25 | 133
2033/34 | 99.75 | 46.25 | 152
2033/34 | 100.25 | 46.25 | 143
2033/34 | 100.75 | 46.25 | 134
2033/34 | 101.25 | 46.25 | 168
2033/34 | 101.75 | 46.25 | 147
2033/34 | 102.25 | 46.25 | 162
2033/34 | 102.75 | 46.25 | 168
2033/34 | 103.25 | 46.25 | 180
2033/34 | 103.75 | 46.25 | 162
2033/34 | 104.25 | 46.25 | 182
2033/34 | 104.75 | 46.25 | 173
2033/34 | 105.25 | 46.25 | 169
2033/34 | 105.75 | 46.25 | 170
2033/34 | 106.25 | 46.25 | 194
2033/34 | 106.75 | 46.25 | 186
2033/34 | 107.25 | 46.25 | 178
2033/34 | 107.75 | 46.25 | 197
2033/34 | 108.25 | 46.25 | 193
2033/34 | 108.75 | 46.25 | 170
2033/34 | 109.25 | 46.25 | 196
2033/34 | 109.75 | 46.25 | 155
2033/34 | 110.25 | 46.25 | 184
2033/34 | 110.75 | 46.25 | 190
2033/34 | 111.25 | 46.25 | 215
2033/34 | 111.75 | 46.25 | 207
2033/34 | 112.25 | 46.25 | 195
2033/34 | 112.75 | 46.25 | 182
2033/34 | 113.25 | 46.25 | 164
2033/34 | 113.75 | 46.25 | 192
2033/34 | 114.25 | 46.25 | 191
2033/34 | 114.75 | 46.25 | 204
2033/34 | 115.25 | 46.25 | 189
2033/34 | 115.75 | 46.25 | 192
2033/34 | 116.25 | 46.25 | 220
2033/34 | 116.75 | 46.25 | 184
2033/34 | 117.25 | 46.25 | 211
2033/34 | 117.75 | 46.25 | 199
2033/34 | 118.25 | 46.25 | 201
2033/34 | 118.75 | 46.25 | 208
2033/34 | 119.25 | 46.25 | 215
2033/34 | 119.75 | 46.25 | 217
2033/34 | 120.25 | 46.25 | 183
2033/34 | 120.75 | 46.25 | 209
2033/34 | 121.25 | 46.25 | 186
2033/34 | 121.75 | 46.25 | 179
2033/34 | 122.25 | 46.25 | 180
2033/34 | 122.75 | 46.25 | 199
2033/34 | 123.25 | 46.25 | 210
2033/34 | 123.75 | 46.25 | 199
2033/34 | 124.25 | 46.25 | 202
2033/34 | 124.75 | 46.25 | 208
2033/34 | 125.25 | 46.25 | 190
2033/34 | 125.75 | 46.25 | 162
2033/34 | 126.25 | 46.25 | 185
2033/34 | 126.75 | 46.25 | 205
2033/34 | 127.25 | 46.25 | 213
2033/34 | 127.75 | 46.25 | 194
2033/34 | 128.25 | 46.25 | 199
2033/34 | 128.75 | 46.25 | 201
2033/34 | 129.25 | 46.25 | 173
2033/34 | 129.75 | 46.25 | 194
2033/34 | 130.25 | 46.25 | 175
2033/34 | 130.75 | 46.25 | 177
2033/34 | 131.25 | 46.25 | 182
2033/34 | 131.75 | 46.25 | 175
2033/34 | 132.25 | 46.25 | 181
2033/34 | 132.75 | 46.25 | 192
2033/34 | 133.25 | 46.25 | 173
2033/34 | 133.75 | 46.25 | 157
2033/34 | 134.25 | 46.25 | 159
2033/34 | 134.75 | 46.25 | 177
2033/34 | 135.25 | 46.25 | 185
2033/34 | 135.75 | 46.25 | 161
2033/34 | 136.25 | 46.25 | 180
2033/34 | 136.75 | 46.25 | 163
2033/34 | 137.25 | 46.25 | 144
2033/34 | 137.75 | 46.25 | 166
2033/34 | 138.25 | 46.25 | 147
2033/34 | 138.75 | 46.25 | 186
2033/34 | 139.25 | 46.25 | 173
2033/34 | 139.75 | 46.25 | 168
2033/34 | 140.25 | 46.25 | 154
2033/34 | 140.75 | 46.25 | 142
2033/34 | 141.25 | 46.25 | 153
2033/34 | 141.75 | 46.25 | 140
2033/34 | 142.25 | 46.25 | 176
2033/34 | 142.75 | 46.25 | 132
2033/34 | 143.25 | 46.25 | 146
2033/34 | 143.75 | 46.25 | 151
2033/34 | 144.25 | 46.25 | 138
2033/34 | 144.75 | 46.25 | 132
2033/34 | 145.25 | 46.25 | 135
2033/34 | 145.75 | 46.25 | 138
2033/34 | 146.25 | 46.25 | 136
2033/34 | 146.75 | 46.25 | 134
2033/34 | 147.25 | 46.25 | 137
2033/34 | 147.75 | 46.25 | 156
2033/34 | 148.25 | 46.25 | 133
2033/34 | 148.75 | 46.25 | 106
2033/34 | 149.25 | 46.25 | 132
2033/34 | 149.75 | 46.25 | 131
2033/34 | 150.25 | 46.25 | 142
2033/34 | 150.75 | 46.25 | 117
2033/34 | 151.25 | 46.25 | 130
2033/34 | 151.75 | 46.25 | 118
2033/34 | 152.25 | 46.25 | 125
2033/34 | 152.75 | 46.25 | 97
2033/34 | 153.25 | 46.25 | 92
2033/34 | 153.75 | 46.25 | 118
2033/34 | 154.25 | 46.25 | 127
2033/34 | 154.75 | 46.25 | 113
2033/34 | 155.25 | 46.25 | 101
2033/34 | 155.75 | 46.25 | 107
2033/34 | 156.25 | 46.25 | 103
2033/34 | 156.75 | 46.25 | 116
2033/34 | 157.25 | 46.25 | 92
2033/34 | 157.75 | 46.25 | 102
2033/34 | 158.25 | 46.25 | 113
2033/34 | 158.75 | 46.25 | 102
2033/34 | 159.25 | 46.25 | 102
2033/34 | 159.75 | 46.25 | 88
2033/34 | 160.25 | 46.25 | 104
2033/34 | 160.75 | 46.25 | 90
2033/34 | 161.25 | 46.25 | 90
2033/34 | 161.75 | 46.25 | 95
2033/34 | 162.25 | 46.25 | 81
2033/34 | 162.75 | 46.25 | 91
2033/34 | 163.25 | 46.25 | 85
2033/34 | 163.75 | 46.25 | 87
2033/34 | 164.25 | 46.25 | 83
2033/34 | 164.75 | 46.25 | 96
2033/34 | 165.25 | 46.25 | 73
2033/34 | 165.75 | 46.25 | 95
2033/34 | 166.25 | 46.25 | 74
2033/34 | 166.75 | 46.25 | 87
2033/34 | 167.25 | 46.25 | 74
2033/34 | 167.75 | 46.25 | 92
2033/34 | 168.25 | 46.25 | 72
2033/34 | 168.75 | 46.25 | 78
2033/34 | 169.25 | 46.25 | 77
2033/34 | 169.75 | 46.25 | 77
2033/34 | 170.25 | 46.25 | 53
2033/34 | 170.75 | 46.25 | 50
2033/34 | 171.25 | 46.25 | 66
2033/34 | 171.75 | 46.25 | 61
2033/34 | 172.25 | 46.25 | 75
2033/34 | 172.75 | 46.25 | 60
2033/34 | 173.25 | 46.25 | 75
2033/34 | 173.75 | 46.25 | 69
2033/34 | 174.25 | 46.25 | 63
2033/34 | 174.75 | 46.25 | 56
2033/34 | 175.25 | 46.25 | 55
2033/34 | 175.75 | 46.25 | 56
2033/34 | 176.25 | 46.25 | 50
2033/34 | 176.75 | 46.25 | 50
2033/34 | 177.25 | 46.25 | 63
2033/34 | 177.75 | 46.25 | 44
2033/34 | 178.25 | 46.25 | 47
2033/34 | 178.75 | 46.25 | 53
2033/34 | 179.25 | 46.25 | 53
2033/34 | 179.75 | 46.25 | 65
2033/34 | 180.25 | 46.25 | 40
2033/34 | 180.75 | 46.25 | 47
2033/34 | 181.25 | 46.25 | 53
2033/34 | 181.75 | 46.25 | 42
2033/34 | 182.25 | 46.25 | 41
2033/34 | 182.75 | 46.25 | 36
2033/34 | 183.25 | 46.25 | 40
2033/34 | 183.75 | 46.25 | 40
2033/34 | 184.25 | 46.25 | 42
2033/34 | 184.75 | 46.25 | 34
2033/34 | 185.25 | 46.25 | 46
2033/34 | 185.75 | 46.25 | 37
2033/34 | 186.25 | 46.25 | 47
2033/34 | 186.75 | 46.25 | 27
2033/34 | 187.25 | 46.25 | 28
2033/34 | 187.75 | 46.25 | 48
2033/34 | 188.25 | 46.25 | 30
2033/34 | 188.75 | 46.25 | 41
2033/34 | 189.25 | 46.25 | 41
2033/34 | 189.75 | 46.25 | 34
2033/34 | 190.25 | 46.25 | 32
2033/34 | 190.75 | 46.25 | 17
2033/34 | 191.25 | 46.25 | 32
2033/34 | 191.75 | 46.25 | 32
2033/34 | 192.25 | 46.25 | 28
2033/34 | 192.75 | 46.25 | 40
2033/34 | 193.25 | 46.25 | 29
2033/34 | 193.75 | 46.25 | 29
2033/34 | 194.25 | 46.25 | 30
2033/34 | 194.75 | 46.25 | 22
2033/34 | 195.25 | 46.25 | 31
2033/34 | 195.75 | 46.25 | 19
2033/34 | 196.25 | 46.25 | 25
2033/34 | 196.75 | 46.25 | 19
2033/34 | 197.25 | 46.25 | 26
2033/34 | 197.75 | 46.25 | 24
2033/34 | 198.25 | 46.25 | 26
2033/34 | 198.75 | 46.25 | 27
2033/34 | 199.25 | 46.25 | 24
2033/34 | 199.75 | 46.25 | 27
2033/34 | 200.25 | 46.25 | 14
2033/34 | 200.75 | 46.25 | 14
2033/34 | 201.25 | 46.25 | 20
2033/34 | 201.75 | 46.25 | 20
2033/34 | 202.25 | 46.25 | 29
2033/34 | 202.75 | 46.25 | 18
2033/34 | 203.25 | 46.25 | 22
2033/34 | 203.75 | 46.25 | 22
2033/34 | 204.25 | 46.25 | 14
2033/34 | 204.75 | 46.25 | 15
2033/34 | 205.25 | 46.25 | 22
2033/34 | 205.75 | 46.25 | 10
2033/34 | 206.25 | 46.25 | 23
2033/34 | 206.75 | 46.25 | 23
2033/34 | 207.25 | 46.25 | 12
2033/34 | 207.75 | 46.25 | 5
2033/34 | 208.25 | 46.25 | 15
2033/34 | 208.75 | 46.25 | 11
2033/34 | 209.25 | 46.25 | 12
2033/34 | 209.75 | 46.25 | 12
2033/34 | 210.25 | 46.25 | 9
2033/34 | 210.75 | 46.25 | 12
2033/34 | 211.25 | 46.25 | 13
2033/34 | 211.75 | 46.25 | 17
2033/34 | 212.25 | 46.25 | 10
2033/34 | 212.75 | 46.25 | 10
2033/34 | 213.25 | 46.25 | 12
2033/34 | 213.75 | 46.25 | 11
2033/34 | 214.25 | 46.25 | 9
2033/34 | 214.75 | 46.25 | 12
2033/34 | 215.25 | 46.25 | 11
2033/34 | 215.75 | 46.25 | 6
2033/34 | 216.25 | 46.25 | 13
2033/34 | 216.75 | 46.25 | 8
2033/34 | 217.25 | 46.25 | 14
2033/34 | 217.75 | 46.25 | 8
2033/34 | 218.25 | 46.25 | 8
2033/34 | 218.75 | 46.25 | 8
2033/34 | 219.25 | 46.25 | 7
2033/34 | 219.75 | 46.25 | 15
2033/34 | 220.25 | 46.25 | 9
2033/34 | 220.75 | 46.25 | 13
2033/34 | 221.25 | 46.25 | 10
2033/34 | 221.75 | 46.25 | 5
2033/34 | 222.25 | 46.25 | 11
2033/34 | 222.75 | 46.25 | 8
2033/34 | 223.25 | 46.25 | 5
2033/34 | 223.75 | 46.25 | 6
2033/34 | 224.25 | 46.25 | 5
2033/34 | 224.75 | 46.25 | 8
2033/34 | 225.25 | 46.25 | 5
2033/34 | 225.75 | 46.25 | 9
2033/34 | 226.25 | 46.25 | 2
2033/34 | 226.75 | 46.25 | 5
2033/34 | 227.25 | 46.25 | 4
2033/34 | 227.75 | 46.25 | 7
2033/34 | 228.25 | 46.25 | 5
2033/34 | 228.75 | 46.25 | 5
2033/34 | 229.25 | 46.25 | 7
2033/34 | 229.75 | 46.25 | 4
2033/34 | 230.25 | 46.25 | 4
2033/34 | 230.75 | 46.25 | 7
2033/34 | 231.25 | 46.25 | 1
2033/34 | 231.75 | 46.25 | 3
2033/34 | 232.25 | 46.25 | 4
2033/34 | 232.75 | 46.25 | 4
2033/34 | 233.25 | 46.25 | 3
2033/34 | 233.75 | 46.25 | 4
2033/34 | 234.25 | 46.25 | 3
2033/34 | 235.25 | 46.25 | 7
2033/34 | 235.75 | 46.25 | 3
2033/34 | 236.75 | 46.25 | 6
2033/34 | 237.25 | 46.25 | 3
2033/34 | 238.25 | 46.25 | 3
2033/34 | 238.75 | 46.25 | 5
2033/34 | 239.25 | 46.25 | 1
2033/34 | 239.75 | 46.25 | 2
2033/34 | 240.25 | 46.25 | 3
2033/34 | 240.75 | 46.25 | 3
2033/34 | 241.75 | 46.25 | 2
2033/34 | 242.25 | 46.25 | 2
2033/34 | 242.75 | 46.25 | 1
2033/34 | 243.25 | 46.25 | 1
2033/34 | 243.75 | 46.25 | 2
2033/34 | 244.25 | 46.25 | 3
2033/34 | 244.75 | 46.25 | 4
2033/34 | 245.25 | 46.25 | 2
2033/34 | 245.75 | 46.25 | 1
2033/34 | 246.25 | 46.25 | 4
2033/34 | 246.75 | 46.25 | 4
2033/34 | 247.25 | 46.25 | 1
2033/34 | 247.75 | 46.25 | 1
2033/34 | 248.75 | 46.25 | 2
2033/34 | 249.25 | 46.25 | 1
2033/34 | 249.75 | 46.25 | 5
2033/34 | 250.25 | 46.25 | 2
2033/34 | 252.25 | 46.25 | 2
2033/34 | 252.75 | 46.25 | 1
2033/34 | 253.25 | 46.25 | 1
2033/34 | 253.75 | 46.25 | 1
2033/34 | 254.25 | 46.25 | 1
2033/34 | 255.25 | 46.25 | 2
2033/34 | 255.75 | 46.25 | 1
2033/34 | 257.25 | 46.25 | 2
2033/34 | 257.75 | 46.25 | 1
2033/34 | 260.75 | 46.25 | 1
2033/34 | 262.75 | 46.25 | 1
2033/34 | 264.25 | 46.25 | 2
2033/34 | 266.75 | 46.25 | 1
2033/34 | 268.25 | 46.25 | 1
2033/34 | 268.75 | 46.25 | 2
2033/34 | 274.75 | 46.25 | 1
2033/34 | 276.25 | 46.25 | 1
2033/34 | 276.75 | 46.25 | 1
2033/34 | 281.75 | 46.25 | 1
2033/34 | 287.75 | 46.25 | 1
2033/34 | 289.25 | 46.25 | 1
2033/34 | 294.75 | 46.25 | 1
2033/34 | 301.75 | 46.25 | 1
2033/34 | 303.75 | 46.25 | 1
2033/34 | 308.75 | 46.25 | 1
2033/34 | 52.75 | 46.75 | 2
2033/34 | 53.25 | 46.75 | 1
2033/34 | 53.75 | 46.75 | 2
2033/34 | 54.75 | 46.75 | 3
2033/34 | 55.75 | 46.75 | 1
2033/34 | 56.25 | 46.75 | 1
2033/34 | 56.75 | 46.75 | 1
2033/34 | 58.25 | 46.75 | 1
2033/34 | 59.75 | 46.75 | 2
2033/34 | 60.25 | 46.75 | 2
2033/34 | 60.75 | 46.75 | 3
2033/34 | 61.25 | 46.75 | 1
2033/34 | 61.75 | 46.75 | 2
2033/34 | 62.25 | 46.75 | 2
2033/34 | 62.75 | 46.75 | 2
2033/34 | 63.75 | 46.75 | 2
2033/34 | 64.25 | 46.75 | 6
2033/34 | 64.75 | 46.75 | 3
2033/34 | 65.25 | 46.75 | 4
2033/34 | 65.75 | 46.75 | 2
2033/34 | 66.25 | 46.75 | 1
2033/34 | 66.75 | 46.75 | 4
2033/34 | 67.25 | 46.75 | 7
2033/34 | 67.75 | 46.75 | 2
2033/34 | 68.25 | 46.75 | 1
2033/34 | 68.75 | 46.75 | 3
2033/34 | 69.25 | 46.75 | 6
2033/34 | 69.75 | 46.75 | 2
2033/34 | 70.25 | 46.75 | 5
2033/34 | 70.75 | 46.75 | 2
2033/34 | 71.25 | 46.75 | 3
2033/34 | 71.75 | 46.75 | 6
2033/34 | 72.25 | 46.75 | 4
2033/34 | 72.75 | 46.75 | 6
2033/34 | 73.25 | 46.75 | 6
2033/34 | 73.75 | 46.75 | 7
2033/34 | 74.25 | 46.75 | 12
2033/34 | 74.75 | 46.75 | 5
2033/34 | 75.25 | 46.75 | 6
2033/34 | 75.75 | 46.75 | 10
2033/34 | 76.25 | 46.75 | 10
2033/34 | 76.75 | 46.75 | 12
2033/34 | 77.25 | 46.75 | 14
2033/34 | 77.75 | 46.75 | 7
2033/34 | 78.25 | 46.75 | 11
2033/34 | 78.75 | 46.75 | 17
2033/34 | 79.25 | 46.75 | 17
2033/34 | 79.75 | 46.75 | 16
2033/34 | 80.25 | 46.75 | 27
2033/34 | 80.75 | 46.75 | 19
2033/34 | 81.25 | 46.75 | 20
2033/34 | 81.75 | 46.75 | 12
2033/34 | 82.25 | 46.75 | 38
2033/34 | 82.75 | 46.75 | 20
2033/34 | 83.25 | 46.75 | 42
2033/34 | 83.75 | 46.75 | 37
2033/34 | 84.25 | 46.75 | 31
2033/34 | 84.75 | 46.75 | 43
2033/34 | 85.25 | 46.75 | 38
2033/34 | 85.75 | 46.75 | 41
2033/34 | 86.25 | 46.75 | 46
2033/34 | 86.75 | 46.75 | 58
2033/34 | 87.25 | 46.75 | 48
2033/34 | 87.75 | 46.75 | 46
2033/34 | 88.25 | 46.75 | 73
2033/34 | 88.75 | 46.75 | 59
2033/34 | 89.25 | 46.75 | 57
2033/34 | 89.75 | 46.75 | 66
2033/34 | 90.25 | 46.75 | 66
2033/34 | 90.75 | 46.75 | 73
2033/34 | 91.25 | 46.75 | 77
2033/34 | 91.75 | 46.75 | 76
2033/34 | 92.25 | 46.75 | 77
2033/34 | 92.75 | 46.75 | 92
2033/34 | 93.25 | 46.75 | 97
2033/34 | 93.75 | 46.75 | 89
2033/34 | 94.25 | 46.75 | 90
2033/34 | 94.75 | 46.75 | 103
2033/34 | 95.25 | 46.75 | 103
2033/34 | 95.75 | 46.75 | 118
2033/34 | 96.25 | 46.75 | 115
2033/34 | 96.75 | 46.75 | 115
2033/34 | 97.25 | 46.75 | 101
2033/34 | 97.75 | 46.75 | 108
2033/34 | 98.25 | 46.75 | 119
2033/34 | 98.75 | 46.75 | 127
2033/34 | 99.25 | 46.75 | 126
2033/34 | 99.75 | 46.75 | 143
2033/34 | 100.25 | 46.75 | 152
2033/34 | 100.75 | 46.75 | 155
2033/34 | 101.25 | 46.75 | 140
2033/34 | 101.75 | 46.75 | 142
2033/34 | 102.25 | 46.75 | 147
2033/34 | 102.75 | 46.75 | 172
2033/34 | 103.25 | 46.75 | 170
2033/34 | 103.75 | 46.75 | 166
2033/34 | 104.25 | 46.75 | 168
2033/34 | 104.75 | 46.75 | 171
2033/34 | 105.25 | 46.75 | 145
2033/34 | 105.75 | 46.75 | 201
2033/34 | 106.25 | 46.75 | 158
2033/34 | 106.75 | 46.75 | 187
2033/34 | 107.25 | 46.75 | 188
2033/34 | 107.75 | 46.75 | 169
2033/34 | 108.25 | 46.75 | 221
2033/34 | 108.75 | 46.75 | 207
2033/34 | 109.25 | 46.75 | 188
2033/34 | 109.75 | 46.75 | 196
2033/34 | 110.25 | 46.75 | 215
2033/34 | 110.75 | 46.75 | 190
2033/34 | 111.25 | 46.75 | 184
2033/34 | 111.75 | 46.75 | 191
2033/34 | 112.25 | 46.75 | 175
2033/34 | 112.75 | 46.75 | 204
2033/34 | 113.25 | 46.75 | 177
2033/34 | 113.75 | 46.75 | 204
2033/34 | 114.25 | 46.75 | 182
2033/34 | 114.75 | 46.75 | 196
2033/34 | 115.25 | 46.75 | 189
2033/34 | 115.75 | 46.75 | 184
2033/34 | 116.25 | 46.75 | 207
2033/34 | 116.75 | 46.75 | 206
2033/34 | 117.25 | 46.75 | 192
2033/34 | 117.75 | 46.75 | 196
2033/34 | 118.25 | 46.75 | 189
2033/34 | 118.75 | 46.75 | 182
2033/34 | 119.25 | 46.75 | 212
2033/34 | 119.75 | 46.75 | 184
2033/34 | 120.25 | 46.75 | 215
2033/34 | 120.75 | 46.75 | 202
2033/34 | 121.25 | 46.75 | 186
2033/34 | 121.75 | 46.75 | 190
2033/34 | 122.25 | 46.75 | 193
2033/34 | 122.75 | 46.75 | 199
2033/34 | 123.25 | 46.75 | 173
2033/34 | 123.75 | 46.75 | 214
2033/34 | 124.25 | 46.75 | 202
2033/34 | 124.75 | 46.75 | 163
2033/34 | 125.25 | 46.75 | 193
2033/34 | 125.75 | 46.75 | 199
2033/34 | 126.25 | 46.75 | 192
2033/34 | 126.75 | 46.75 | 166
2033/34 | 127.25 | 46.75 | 196
2033/34 | 127.75 | 46.75 | 189
2033/34 | 128.25 | 46.75 | 216
2033/34 | 128.75 | 46.75 | 205
2033/34 | 129.25 | 46.75 | 186
2033/34 | 129.75 | 46.75 | 222
2033/34 | 130.25 | 46.75 | 187
2033/34 | 130.75 | 46.75 | 176
2033/34 | 131.25 | 46.75 | 179
2033/34 | 131.75 | 46.75 | 184
2033/34 | 132.25 | 46.75 | 167
2033/34 | 132.75 | 46.75 | 186
2033/34 | 133.25 | 46.75 | 195
2033/34 | 133.75 | 46.75 | 141
2033/34 | 134.25 | 46.75 | 159
2033/34 | 134.75 | 46.75 | 157
2033/34 | 135.25 | 46.75 | 171
2033/34 | 135.75 | 46.75 | 165
2033/34 | 136.25 | 46.75 | 150
2033/34 | 136.75 | 46.75 | 152
2033/34 | 137.25 | 46.75 | 169
2033/34 | 137.75 | 46.75 | 190
2033/34 | 138.25 | 46.75 | 160
2033/34 | 138.75 | 46.75 | 168
2033/34 | 139.25 | 46.75 | 189
2033/34 | 139.75 | 46.75 | 169
2033/34 | 140.25 | 46.75 | 166
2033/34 | 140.75 | 46.75 | 138
2033/34 | 141.25 | 46.75 | 162
2033/34 | 141.75 | 46.75 | 173
2033/34 | 142.25 | 46.75 | 162
2033/34 | 142.75 | 46.75 | 157
2033/34 | 143.25 | 46.75 | 132
2033/34 | 143.75 | 46.75 | 150
2033/34 | 144.25 | 46.75 | 149
2033/34 | 144.75 | 46.75 | 130
2033/34 | 145.25 | 46.75 | 149
2033/34 | 145.75 | 46.75 | 137
2033/34 | 146.25 | 46.75 | 128
2033/34 | 146.75 | 46.75 | 151
2033/34 | 147.25 | 46.75 | 133
2033/34 | 147.75 | 46.75 | 128
2033/34 | 148.25 | 46.75 | 150
2033/34 | 148.75 | 46.75 | 117
2033/34 | 149.25 | 46.75 | 132
2033/34 | 149.75 | 46.75 | 128
2033/34 | 150.25 | 46.75 | 150
2033/34 | 150.75 | 46.75 | 119
2033/34 | 151.25 | 46.75 | 127
2033/34 | 151.75 | 46.75 | 116
2033/34 | 152.25 | 46.75 | 113
2033/34 | 152.75 | 46.75 | 99
2033/34 | 153.25 | 46.75 | 129
2033/34 | 153.75 | 46.75 | 113
2033/34 | 154.25 | 46.75 | 109
2033/34 | 154.75 | 46.75 | 115
2033/34 | 155.25 | 46.75 | 114
2033/34 | 155.75 | 46.75 | 109
2033/34 | 156.25 | 46.75 | 124
2033/34 | 156.75 | 46.75 | 89
2033/34 | 157.25 | 46.75 | 109
2033/34 | 157.75 | 46.75 | 83
2033/34 | 158.25 | 46.75 | 106
2033/34 | 158.75 | 46.75 | 86
2033/34 | 159.25 | 46.75 | 99
2033/34 | 159.75 | 46.75 | 116
2033/34 | 160.25 | 46.75 | 95
2033/34 | 160.75 | 46.75 | 95
2033/34 | 161.25 | 46.75 | 89
2033/34 | 161.75 | 46.75 | 83
2033/34 | 162.25 | 46.75 | 89
2033/34 | 162.75 | 46.75 | 84
2033/34 | 163.25 | 46.75 | 95
2033/34 | 163.75 | 46.75 | 83
2033/34 | 164.25 | 46.75 | 77
2033/34 | 164.75 | 46.75 | 92
2033/34 | 165.25 | 46.75 | 87
2033/34 | 165.75 | 46.75 | 93
2033/34 | 166.25 | 46.75 | 84
2033/34 | 166.75 | 46.75 | 91
2033/34 | 167.25 | 46.75 | 86
2033/34 | 167.75 | 46.75 | 85
2033/34 | 168.25 | 46.75 | 90
2033/34 | 168.75 | 46.75 | 82
2033/34 | 169.25 | 46.75 | 64
2033/34 | 169.75 | 46.75 | 82
2033/34 | 170.25 | 46.75 | 60
2033/34 | 170.75 | 46.75 | 64
2033/34 | 171.25 | 46.75 | 53
2033/34 | 171.75 | 46.75 | 73
2033/34 | 172.25 | 46.75 | 64
2033/34 | 172.75 | 46.75 | 56
2033/34 | 173.25 | 46.75 | 62
2033/34 | 173.75 | 46.75 | 73
2033/34 | 174.25 | 46.75 | 52
2033/34 | 174.75 | 46.75 | 69
2033/34 | 175.25 | 46.75 | 60
2033/34 | 175.75 | 46.75 | 67
2033/34 | 176.25 | 46.75 | 49
2033/34 | 176.75 | 46.75 | 57
2033/34 | 177.25 | 46.75 | 50
2033/34 | 177.75 | 46.75 | 46
2033/34 | 178.25 | 46.75 | 38
2033/34 | 178.75 | 46.75 | 49
2033/34 | 179.25 | 46.75 | 51
2033/34 | 179.75 | 46.75 | 45
2033/34 | 180.25 | 46.75 | 49
2033/34 | 180.75 | 46.75 | 50
2033/34 | 181.25 | 46.75 | 35
2033/34 | 181.75 | 46.75 | 57
2033/34 | 182.25 | 46.75 | 57
2033/34 | 182.75 | 46.75 | 47
2033/34 | 183.25 | 46.75 | 46
2033/34 | 183.75 | 46.75 | 40
2033/34 | 184.25 | 46.75 | 34
2033/34 | 184.75 | 46.75 | 37
2033/34 | 185.25 | 46.75 | 34
2033/34 | 185.75 | 46.75 | 40
2033/34 | 186.25 | 46.75 | 43
2033/34 | 186.75 | 46.75 | 26
2033/34 | 187.25 | 46.75 | 35
2033/34 | 187.75 | 46.75 | 38
2033/34 | 188.25 | 46.75 | 37
2033/34 | 188.75 | 46.75 | 39
2033/34 | 189.25 | 46.75 | 38
2033/34 | 189.75 | 46.75 | 39
2033/34 | 190.25 | 46.75 | 41
2033/34 | 190.75 | 46.75 | 35
2033/34 | 191.25 | 46.75 | 41
2033/34 | 191.75 | 46.75 | 31
2033/34 | 192.25 | 46.75 | 29
2033/34 | 192.75 | 46.75 | 32
2033/34 | 193.25 | 46.75 | 26
2033/34 | 193.75 | 46.75 | 27
2033/34 | 194.25 | 46.75 | 26
2033/34 | 194.75 | 46.75 | 21
2033/34 | 195.25 | 46.75 | 29
2033/34 | 195.75 | 46.75 | 23
2033/34 | 196.25 | 46.75 | 39
2033/34 | 196.75 | 46.75 | 22
2033/34 | 197.25 | 46.75 | 19
2033/34 | 197.75 | 46.75 | 31
2033/34 | 198.25 | 46.75 | 30
2033/34 | 198.75 | 46.75 | 24
2033/34 | 199.25 | 46.75 | 21
2033/34 | 199.75 | 46.75 | 23
2033/34 | 200.25 | 46.75 | 22
2033/34 | 200.75 | 46.75 | 23
2033/34 | 201.25 | 46.75 | 16
2033/34 | 201.75 | 46.75 | 16
2033/34 | 202.25 | 46.75 | 16
2033/34 | 202.75 | 46.75 | 17
2033/34 | 203.25 | 46.75 | 9
2033/34 | 203.75 | 46.75 | 27
2033/34 | 204.25 | 46.75 | 13
2033/34 | 204.75 | 46.75 | 14
2033/34 | 205.25 | 46.75 | 16
2033/34 | 205.75 | 46.75 | 12
2033/34 | 206.25 | 46.75 | 18
2033/34 | 206.75 | 46.75 | 12
2033/34 | 207.25 | 46.75 | 17
2033/34 | 207.75 | 46.75 | 12
2033/34 | 208.25 | 46.75 | 16
2033/34 | 208.75 | 46.75 | 21
2033/34 | 209.25 | 46.75 | 8
2033/34 | 209.75 | 46.75 | 16
2033/34 | 210.25 | 46.75 | 18
2033/34 | 210.75 | 46.75 | 16
2033/34 | 211.25 | 46.75 | 10
2033/34 | 211.75 | 46.75 | 17
2033/34 | 212.25 | 46.75 | 14
2033/34 | 212.75 | 46.75 | 14
2033/34 | 213.25 | 46.75 | 16
2033/34 | 213.75 | 46.75 | 7
2033/34 | 214.25 | 46.75 | 12
2033/34 | 214.75 | 46.75 | 14
2033/34 | 215.25 | 46.75 | 7
2033/34 | 215.75 | 46.75 | 13
2033/34 | 216.25 | 46.75 | 12
2033/34 | 216.75 | 46.75 | 13
2033/34 | 217.25 | 46.75 | 9
2033/34 | 217.75 | 46.75 | 15
2033/34 | 218.25 | 46.75 | 6
2033/34 | 218.75 | 46.75 | 5
2033/34 | 219.25 | 46.75 | 9
2033/34 | 219.75 | 46.75 | 6
2033/34 | 220.25 | 46.75 | 9
2033/34 | 220.75 | 46.75 | 11
2033/34 | 221.25 | 46.75 | 7
2033/34 | 221.75 | 46.75 | 9
2033/34 | 222.25 | 46.75 | 6
2033/34 | 222.75 | 46.75 | 5
2033/34 | 223.25 | 46.75 | 6
2033/34 | 223.75 | 46.75 | 5
2033/34 | 224.25 | 46.75 | 8
2033/34 | 224.75 | 46.75 | 2
2033/34 | 225.25 | 46.75 | 6
2033/34 | 225.75 | 46.75 | 7
2033/34 | 226.25 | 46.75 | 6
2033/34 | 226.75 | 46.75 | 8
2033/34 | 227.25 | 46.75 | 7
2033/34 | 227.75 | 46.75 | 5
2033/34 | 228.25 | 46.75 | 6
2033/34 | 228.75 | 46.75 | 3
2033/34 | 229.25 | 46.75 | 4
2033/34 | 229.75 | 46.75 | 5
2033/34 | 230.25 | 46.75 | 5
2033/34 | 230.75 | 46.75 | 2
2033/34 | 231.25 | 46.75 | 3
2033/34 | 231.75 | 46.75 | 3
2033/34 | 232.25 | 46.75 | 6
2033/34 | 232.75 | 46.75 | 3
2033/34 | 233.25 | 46.75 | 3
2033/34 | 234.25 | 46.75 | 5
2033/34 | 234.75 | 46.75 | 3
2033/34 | 235.25 | 46.75 | 9
2033/34 | 235.75 | 46.75 | 2
2033/34 | 236.25 | 46.75 | 5
2033/34 | 236.75 | 46.75 | 2
2033/34 | 237.25 | 46.75 | 5
2033/34 | 237.75 | 46.75 | 1
2033/34 | 238.25 | 46.75 | 5
2033/34 | 238.75 | 46.75 | 4
2033/34 | 239.75 | 46.75 | 1
2033/34 | 240.25 | 46.75 | 1
2033/34 | 240.75 | 46.75 | 1
2033/34 | 241.25 | 46.75 | 2
2033/34 | 241.75 | 46.75 | 4
2033/34 | 242.25 | 46.75 | 3
2033/34 | 242.75 | 46.75 | 2
2033/34 | 243.25 | 46.75 | 3
2033/34 | 243.75 | 46.75 | 2
2033/34 | 244.25 | 46.75 | 2
2033/34 | 244.75 | 46.75 | 4
2033/34 | 245.25 | 46.75 | 4
2033/34 | 245.75 | 46.75 | 1
2033/34 | 246.75 | 46.75 | 1
2033/34 | 247.25 | 46.75 | 5
2033/34 | 247.75 | 46.75 | 1
2033/34 | 248.25 | 46.75 | 1
2033/34 | 248.75 | 46.75 | 4
2033/34 | 250.25 | 46.75 | 2
2033/34 | 251.25 | 46.75 | 1
2033/34 | 251.75 | 46.75 | 3
2033/34 | 252.25 | 46.75 | 2
2033/34 | 253.25 | 46.75 | 1
2033/34 | 254.25 | 46.75 | 3
2033/34 | 256.75 | 46.75 | 1
2033/34 | 257.25 | 46.75 | 1
2033/34 | 258.25 | 46.75 | 1
2033/34 | 258.75 | 46.75 | 3
2033/34 | 259.25 | 46.75 | 2
2033/34 | 260.75 | 46.75 | 2
2033/34 | 261.75 | 46.75 | 2
2033/34 | 262.25 | 46.75 | 1
2033/34 | 263.25 | 46.75 | 1
2033/34 | 264.25 | 46.75 | 1
2033/34 | 264.75 | 46.75 | 1
2033/34 | 265.25 | 46.75 | 1
2033/34 | 267.25 | 46.75 | 1
2033/34 | 267.75 | 46.75 | 1
2033/34 | 268.25 | 46.75 | 1
2033/34 | 269.75 | 46.75 | 2
2033/34 | 270.25 | 46.75 | 1
2033/34 | 271.75 | 46.75 | 2
2033/34 | 274.75 | 46.75 | 1
2033/34 | 276.25 | 46.75 | 1
2033/34 | 276.75 | 46.75 | 1
2033/34 | 279.75 | 46.75 | 1
2033/34 | 303.25 | 46.75 | 1
2033/34 | 55.25 | 47.25 | 1
2033/34 | 58.25 | 47.25 | 1
2033/34 | 58.75 | 47.25 | 2
2033/34 | 59.25 | 47.25 | 3
2033/34 | 59.75 | 47.25 | 2
2033/34 | 60.75 | 47.25 | 1
2033/34 | 61.75 | 47.25 | 2
2033/34 | 62.25 | 47.25 | 1
2033/34 | 62.75 | 47.25 | 1
2033/34 | 63.25 | 47.25 | 2
2033/34 | 63.75 | 47.25 | 2
2033/34 | 64.25 | 47.25 | 3
2033/34 | 64.75 | 47.25 | 1
2033/34 | 65.25 | 47.25 | 1
2033/34 | 65.75 | 47.25 | 1
2033/34 | 66.25 | 47.25 | 3
2033/34 | 66.75 | 47.25 | 4
2033/34 | 67.25 | 47.25 | 4
2033/34 | 67.75 | 47.25 | 4
2033/34 | 68.25 | 47.25 | 3
2033/34 | 68.75 | 47.25 | 2
2033/34 | 69.25 | 47.25 | 1
2033/34 | 69.75 | 47.25 | 2
2033/34 | 70.25 | 47.25 | 4
2033/34 | 70.75 | 47.25 | 4
2033/34 | 71.25 | 47.25 | 3
2033/34 | 71.75 | 47.25 | 8
2033/34 | 72.25 | 47.25 | 4
2033/34 | 72.75 | 47.25 | 6
2033/34 | 73.25 | 47.25 | 2
2033/34 | 73.75 | 47.25 | 8
2033/34 | 74.25 | 47.25 | 10
2033/34 | 74.75 | 47.25 | 4
2033/34 | 75.25 | 47.25 | 7
2033/34 | 75.75 | 47.25 | 10
2033/34 | 76.25 | 47.25 | 15
2033/34 | 76.75 | 47.25 | 10
2033/34 | 77.25 | 47.25 | 11
2033/34 | 77.75 | 47.25 | 16
2033/34 | 78.25 | 47.25 | 15
2033/34 | 78.75 | 47.25 | 13
2033/34 | 79.25 | 47.25 | 12
2033/34 | 79.75 | 47.25 | 16
2033/34 | 80.25 | 47.25 | 17
2033/34 | 80.75 | 47.25 | 16
2033/34 | 81.25 | 47.25 | 25
2033/34 | 81.75 | 47.25 | 19
2033/34 | 82.25 | 47.25 | 32
2033/34 | 82.75 | 47.25 | 16
2033/34 | 83.25 | 47.25 | 23
2033/34 | 83.75 | 47.25 | 26
2033/34 | 84.25 | 47.25 | 33
2033/34 | 84.75 | 47.25 | 29
2033/34 | 85.25 | 47.25 | 36
2033/34 | 85.75 | 47.25 | 34
2033/34 | 86.25 | 47.25 | 58
2033/34 | 86.75 | 47.25 | 46
2033/34 | 87.25 | 47.25 | 44
2033/34 | 87.75 | 47.25 | 41
2033/34 | 88.25 | 47.25 | 66
2033/34 | 88.75 | 47.25 | 57
2033/34 | 89.25 | 47.25 | 53
2033/34 | 89.75 | 47.25 | 55
2033/34 | 90.25 | 47.25 | 50
2033/34 | 90.75 | 47.25 | 75
2033/34 | 91.25 | 47.25 | 71
2033/34 | 91.75 | 47.25 | 63
2033/34 | 92.25 | 47.25 | 75
2033/34 | 92.75 | 47.25 | 79
2033/34 | 93.25 | 47.25 | 90
2033/34 | 93.75 | 47.25 | 77
2033/34 | 94.25 | 47.25 | 93
2033/34 | 94.75 | 47.25 | 90
2033/34 | 95.25 | 47.25 | 97
2033/34 | 95.75 | 47.25 | 102
2033/34 | 96.25 | 47.25 | 92
2033/34 | 96.75 | 47.25 | 116
2033/34 | 97.25 | 47.25 | 110
2033/34 | 97.75 | 47.25 | 120
2033/34 | 98.25 | 47.25 | 134
2033/34 | 98.75 | 47.25 | 121
2033/34 | 99.25 | 47.25 | 125
2033/34 | 99.75 | 47.25 | 111
2033/34 | 100.25 | 47.25 | 123
2033/34 | 100.75 | 47.25 | 115
2033/34 | 101.25 | 47.25 | 144
2033/34 | 101.75 | 47.25 | 133
2033/34 | 102.25 | 47.25 | 136
2033/34 | 102.75 | 47.25 | 148
2033/34 | 103.25 | 47.25 | 151
2033/34 | 103.75 | 47.25 | 151
2033/34 | 104.25 | 47.25 | 170
2033/34 | 104.75 | 47.25 | 154
2033/34 | 105.25 | 47.25 | 166
2033/34 | 105.75 | 47.25 | 177
2033/34 | 106.25 | 47.25 | 181
2033/34 | 106.75 | 47.25 | 158
2033/34 | 107.25 | 47.25 | 166
2033/34 | 107.75 | 47.25 | 184
2033/34 | 108.25 | 47.25 | 165
2033/34 | 108.75 | 47.25 | 156
2033/34 | 109.25 | 47.25 | 185
2033/34 | 109.75 | 47.25 | 190
2033/34 | 110.25 | 47.25 | 184
2033/34 | 110.75 | 47.25 | 194
2033/34 | 111.25 | 47.25 | 187
2033/34 | 111.75 | 47.25 | 208
2033/34 | 112.25 | 47.25 | 180
2033/34 | 112.75 | 47.25 | 193
2033/34 | 113.25 | 47.25 | 202
2033/34 | 113.75 | 47.25 | 196
2033/34 | 114.25 | 47.25 | 214
2033/34 | 114.75 | 47.25 | 207
2033/34 | 115.25 | 47.25 | 208
2033/34 | 115.75 | 47.25 | 191
2033/34 | 116.25 | 47.25 | 181
2033/34 | 116.75 | 47.25 | 185
2033/34 | 117.25 | 47.25 | 201
2033/34 | 117.75 | 47.25 | 192
2033/34 | 118.25 | 47.25 | 187
2033/34 | 118.75 | 47.25 | 193
2033/34 | 119.25 | 47.25 | 205
2033/34 | 119.75 | 47.25 | 197
2033/34 | 120.25 | 47.25 | 194
2033/34 | 120.75 | 47.25 | 212
2033/34 | 121.25 | 47.25 | 197
2033/34 | 121.75 | 47.25 | 205
2033/34 | 122.25 | 47.25 | 196
2033/34 | 122.75 | 47.25 | 212
2033/34 | 123.25 | 47.25 | 200
2033/34 | 123.75 | 47.25 | 210
2033/34 | 124.25 | 47.25 | 196
2033/34 | 124.75 | 47.25 | 201
2033/34 | 125.25 | 47.25 | 204
2033/34 | 125.75 | 47.25 | 189
2033/34 | 126.25 | 47.25 | 206
2033/34 | 126.75 | 47.25 | 185
2033/34 | 127.25 | 47.25 | 186
2033/34 | 127.75 | 47.25 | 196
2033/34 | 128.25 | 47.25 | 196
2033/34 | 128.75 | 47.25 | 160
2033/34 | 129.25 | 47.25 | 200
2033/34 | 129.75 | 47.25 | 189
2033/34 | 130.25 | 47.25 | 173
2033/34 | 130.75 | 47.25 | 169
2033/34 | 131.25 | 47.25 | 184
2033/34 | 131.75 | 47.25 | 169
2033/34 | 132.25 | 47.25 | 172
2033/34 | 132.75 | 47.25 | 171
2033/34 | 133.25 | 47.25 | 179
2033/34 | 133.75 | 47.25 | 169
2033/34 | 134.25 | 47.25 | 151
2033/34 | 134.75 | 47.25 | 162
2033/34 | 135.25 | 47.25 | 181
2033/34 | 135.75 | 47.25 | 170
2033/34 | 136.25 | 47.25 | 148
2033/34 | 136.75 | 47.25 | 155
2033/34 | 137.25 | 47.25 | 200
2033/34 | 137.75 | 47.25 | 141
2033/34 | 138.25 | 47.25 | 149
2033/34 | 138.75 | 47.25 | 160
2033/34 | 139.25 | 47.25 | 172
2033/34 | 139.75 | 47.25 | 172
2033/34 | 140.25 | 47.25 | 186
2033/34 | 140.75 | 47.25 | 147
2033/34 | 141.25 | 47.25 | 160
2033/34 | 141.75 | 47.25 | 146
2033/34 | 142.25 | 47.25 | 139
2033/34 | 142.75 | 47.25 | 145
2033/34 | 143.25 | 47.25 | 168
2033/34 | 143.75 | 47.25 | 132
2033/34 | 144.25 | 47.25 | 131
2033/34 | 144.75 | 47.25 | 147
2033/34 | 145.25 | 47.25 | 156
2033/34 | 145.75 | 47.25 | 147
2033/34 | 146.25 | 47.25 | 150
2033/34 | 146.75 | 47.25 | 134
2033/34 | 147.25 | 47.25 | 127
2033/34 | 147.75 | 47.25 | 123
2033/34 | 148.25 | 47.25 | 150
2033/34 | 148.75 | 47.25 | 132
2033/34 | 149.25 | 47.25 | 129
2033/34 | 149.75 | 47.25 | 142
2033/34 | 150.25 | 47.25 | 120
2033/34 | 150.75 | 47.25 | 126
2033/34 | 151.25 | 47.25 | 141
2033/34 | 151.75 | 47.25 | 128
2033/34 | 152.25 | 47.25 | 134
2033/34 | 152.75 | 47.25 | 120
2033/34 | 153.25 | 47.25 | 120
2033/34 | 153.75 | 47.25 | 105
2033/34 | 154.25 | 47.25 | 103
2033/34 | 154.75 | 47.25 | 110
2033/34 | 155.25 | 47.25 | 112
2033/34 | 155.75 | 47.25 | 124
2033/34 | 156.25 | 47.25 | 107
2033/34 | 156.75 | 47.25 | 85
2033/34 | 157.25 | 47.25 | 113
2033/34 | 157.75 | 47.25 | 115
2033/34 | 158.25 | 47.25 | 101
2033/34 | 158.75 | 47.25 | 113
2033/34 | 159.25 | 47.25 | 90
2033/34 | 159.75 | 47.25 | 117
2033/34 | 160.25 | 47.25 | 111
2033/34 | 160.75 | 47.25 | 103
2033/34 | 161.25 | 47.25 | 103
2033/34 | 161.75 | 47.25 | 100
2033/34 | 162.25 | 47.25 | 107
2033/34 | 162.75 | 47.25 | 114
2033/34 | 163.25 | 47.25 | 96
2033/34 | 163.75 | 47.25 | 87
2033/34 | 164.25 | 47.25 | 89
2033/34 | 164.75 | 47.25 | 83
2033/34 | 165.25 | 47.25 | 92
2033/34 | 165.75 | 47.25 | 87
2033/34 | 166.25 | 47.25 | 90
2033/34 | 166.75 | 47.25 | 84
2033/34 | 167.25 | 47.25 | 76
2033/34 | 167.75 | 47.25 | 76
2033/34 | 168.25 | 47.25 | 76
2033/34 | 168.75 | 47.25 | 67
2033/34 | 169.25 | 47.25 | 81
2033/34 | 169.75 | 47.25 | 76
2033/34 | 170.25 | 47.25 | 80
2033/34 | 170.75 | 47.25 | 72
2033/34 | 171.25 | 47.25 | 70
2033/34 | 171.75 | 47.25 | 62
2033/34 | 172.25 | 47.25 | 64
2033/34 | 172.75 | 47.25 | 69
2033/34 | 173.25 | 47.25 | 56
2033/34 | 173.75 | 47.25 | 52
2033/34 | 174.25 | 47.25 | 74
2033/34 | 174.75 | 47.25 | 63
2033/34 | 175.25 | 47.25 | 66
2033/34 | 175.75 | 47.25 | 57
2033/34 | 176.25 | 47.25 | 67
2033/34 | 176.75 | 47.25 | 53
2033/34 | 177.25 | 47.25 | 50
2033/34 | 177.75 | 47.25 | 64
2033/34 | 178.25 | 47.25 | 50
2033/34 | 178.75 | 47.25 | 56
2033/34 | 179.25 | 47.25 | 45
2033/34 | 179.75 | 47.25 | 56
2033/34 | 180.25 | 47.25 | 55
2033/34 | 180.75 | 47.25 | 42
2033/34 | 181.25 | 47.25 | 48
2033/34 | 181.75 | 47.25 | 57
2033/34 | 182.25 | 47.25 | 47
2033/34 | 182.75 | 47.25 | 48
2033/34 | 183.25 | 47.25 | 48
2033/34 | 183.75 | 47.25 | 55
2033/34 | 184.25 | 47.25 | 46
2033/34 | 184.75 | 47.25 | 48
2033/34 | 185.25 | 47.25 | 42
2033/34 | 185.75 | 47.25 | 46
2033/34 | 186.25 | 47.25 | 33
2033/34 | 186.75 | 47.25 | 34
2033/34 | 187.25 | 47.25 | 43
2033/34 | 187.75 | 47.25 | 37
2033/34 | 188.25 | 47.25 | 25
2033/34 | 188.75 | 47.25 | 36
2033/34 | 189.25 | 47.25 | 46
2033/34 | 189.75 | 47.25 | 36
2033/34 | 190.25 | 47.25 | 31
2033/34 | 190.75 | 47.25 | 50
2033/34 | 191.25 | 47.25 | 37
2033/34 | 191.75 | 47.25 | 27
2033/34 | 192.25 | 47.25 | 39
2033/34 | 192.75 | 47.25 | 31
2033/34 | 193.25 | 47.25 | 36
2033/34 | 193.75 | 47.25 | 30
2033/34 | 194.25 | 47.25 | 28
2033/34 | 194.75 | 47.25 | 30
2033/34 | 195.25 | 47.25 | 35
2033/34 | 195.75 | 47.25 | 23
2033/34 | 196.25 | 47.25 | 28
2033/34 | 196.75 | 47.25 | 28
2033/34 | 197.25 | 47.25 | 26
2033/34 | 197.75 | 47.25 | 23
2033/34 | 198.25 | 47.25 | 15
2033/34 | 198.75 | 47.25 | 16
2033/34 | 199.25 | 47.25 | 19
2033/34 | 199.75 | 47.25 | 11
2033/34 | 200.25 | 47.25 | 21
2033/34 | 200.75 | 47.25 | 11
2033/34 | 201.25 | 47.25 | 29
2033/34 | 201.75 | 47.25 | 19
2033/34 | 202.25 | 47.25 | 23
2033/34 | 202.75 | 47.25 | 22
2033/34 | 203.25 | 47.25 | 18
2033/34 | 203.75 | 47.25 | 14
2033/34 | 204.25 | 47.25 | 15
2033/34 | 204.75 | 47.25 | 31
2033/34 | 205.25 | 47.25 | 20
2033/34 | 205.75 | 47.25 | 16
2033/34 | 206.25 | 47.25 | 15
2033/34 | 206.75 | 47.25 | 18
2033/34 | 207.25 | 47.25 | 14
2033/34 | 207.75 | 47.25 | 14
2033/34 | 208.25 | 47.25 | 11
2033/34 | 208.75 | 47.25 | 14
2033/34 | 209.25 | 47.25 | 14
2033/34 | 209.75 | 47.25 | 14
2033/34 | 210.25 | 47.25 | 13
2033/34 | 210.75 | 47.25 | 16
2033/34 | 211.25 | 47.25 | 14
2033/34 | 211.75 | 47.25 | 19
2033/34 | 212.25 | 47.25 | 12
2033/34 | 212.75 | 47.25 | 11
2033/34 | 213.25 | 47.25 | 12
2033/34 | 213.75 | 47.25 | 11
2033/34 | 214.25 | 47.25 | 14
2033/34 | 214.75 | 47.25 | 13
2033/34 | 215.25 | 47.25 | 9
2033/34 | 215.75 | 47.25 | 12
2033/34 | 216.25 | 47.25 | 13
2033/34 | 216.75 | 47.25 | 8
2033/34 | 217.25 | 47.25 | 12
2033/34 | 217.75 | 47.25 | 9
2033/34 | 218.25 | 47.25 | 10
2033/34 | 218.75 | 47.25 | 9
2033/34 | 219.25 | 47.25 | 11
2033/34 | 219.75 | 47.25 | 10
2033/34 | 220.25 | 47.25 | 10
2033/34 | 220.75 | 47.25 | 8
2033/34 | 221.25 | 47.25 | 10
2033/34 | 221.75 | 47.25 | 6
2033/34 | 222.25 | 47.25 | 9
2033/34 | 222.75 | 47.25 | 10
2033/34 | 223.25 | 47.25 | 8
2033/34 | 223.75 | 47.25 | 7
2033/34 | 224.25 | 47.25 | 10
2033/34 | 224.75 | 47.25 | 6
2033/34 | 225.25 | 47.25 | 6
2033/34 | 225.75 | 47.25 | 3
2033/34 | 226.25 | 47.25 | 9
2033/34 | 226.75 | 47.25 | 6
2033/34 | 227.25 | 47.25 | 1
2033/34 | 227.75 | 47.25 | 1
2033/34 | 228.25 | 47.25 | 3
2033/34 | 228.75 | 47.25 | 4
2033/34 | 229.25 | 47.25 | 5
2033/34 | 229.75 | 47.25 | 5
2033/34 | 230.25 | 47.25 | 7
2033/34 | 230.75 | 47.25 | 4
2033/34 | 231.25 | 47.25 | 5
2033/34 | 231.75 | 47.25 | 5
2033/34 | 232.25 | 47.25 | 7
2033/34 | 232.75 | 47.25 | 4
2033/34 | 233.25 | 47.25 | 2
2033/34 | 233.75 | 47.25 | 4
2033/34 | 234.25 | 47.25 | 4
2033/34 | 234.75 | 47.25 | 3
2033/34 | 235.25 | 47.25 | 4
2033/34 | 235.75 | 47.25 | 6
2033/34 | 236.25 | 47.25 | 1
2033/34 | 236.75 | 47.25 | 3
2033/34 | 237.25 | 47.25 | 1
2033/34 | 237.75 | 47.25 | 5
2033/34 | 238.25 | 47.25 | 5
2033/34 | 238.75 | 47.25 | 2
2033/34 | 239.25 | 47.25 | 2
2033/34 | 239.75 | 47.25 | 3
2033/34 | 240.25 | 47.25 | 1
2033/34 | 240.75 | 47.25 | 3
2033/34 | 241.25 | 47.25 | 3
2033/34 | 241.75 | 47.25 | 1
2033/34 | 242.25 | 47.25 | 2
2033/34 | 242.75 | 47.25 | 1
2033/34 | 244.25 | 47.25 | 2
2033/34 | 245.25 | 47.25 | 1
2033/34 | 245.75 | 47.25 | 1
2033/34 | 246.25 | 47.25 | 1
2033/34 | 246.75 | 47.25 | 2
2033/34 | 247.25 | 47.25 | 3
2033/34 | 247.75 | 47.25 | 1
2033/34 | 248.25 | 47.25 | 4
2033/34 | 249.25 | 47.25 | 3
2033/34 | 249.75 | 47.25 | 2
2033/34 | 250.25 | 47.25 | 1
2033/34 | 250.75 | 47.25 | 1
2033/34 | 252.25 | 47.25 | 3
2033/34 | 253.25 | 47.25 | 1
2033/34 | 253.75 | 47.25 | 2
2033/34 | 254.25 | 47.25 | 1
2033/34 | 254.75 | 47.25 | 1
2033/34 | 255.75 | 47.25 | 1
2033/34 | 257.25 | 47.25 | 2
2033/34 | 257.75 | 47.25 | 2
2033/34 | 258.25 | 47.25 | 2
2033/34 | 258.75 | 47.25 | 1
2033/34 | 259.25 | 47.25 | 2
2033/34 | 259.75 | 47.25 | 2
2033/34 | 260.25 | 47.25 | 1
2033/34 | 263.25 | 47.25 | 1
2033/34 | 264.25 | 47.25 | 1
2033/34 | 265.75 | 47.25 | 1
2033/34 | 267.25 | 47.25 | 3
2033/34 | 267.75 | 47.25 | 2
2033/34 | 268.25 | 47.25 | 2
2033/34 | 268.75 | 47.25 | 1
2033/34 | 270.75 | 47.25 | 1
2033/34 | 274.75 | 47.25 | 1
2033/34 | 276.25 | 47.25 | 1
2033/34 | 276.75 | 47.25 | 1
2033/34 | 281.25 | 47.25 | 1
2033/34 | 282.75 | 47.25 | 1
2033/34 | 284.25 | 47.25 | 1
2033/34 | 289.75 | 47.25 | 1
2033/34 | 291.75 | 47.25 | 1
2033/34 | 293.75 | 47.25 | 1
2033/34 | 298.25 | 47.25 | 1
2033/34 | 299.75 | 47.25 | 1
2033/34 | 52.75 | 47.75 | 1
2033/34 | 55.75 | 47.75 | 2
2033/34 | 56.25 | 47.75 | 1
2033/34 | 57.75 | 47.75 | 1
2033/34 | 58.25 | 47.75 | 1
2033/34 | 60.25 | 47.75 | 1
2033/34 | 60.75 | 47.75 | 1
2033/34 | 61.25 | 47.75 | 1
2033/34 | 61.75 | 47.75 | 1
2033/34 | 62.25 | 47.75 | 2
2033/34 | 62.75 | 47.75 | 1
2033/34 | 63.25 | 47.75 | 4
2033/34 | 64.25 | 47.75 | 1
2033/34 | 64.75 | 47.75 | 2
2033/34 | 65.25 | 47.75 | 1
2033/34 | 65.75 | 47.75 | 1
2033/34 | 66.25 | 47.75 | 2
2033/34 | 66.75 | 47.75 | 2
2033/34 | 67.25 | 47.75 | 5
2033/34 | 67.75 | 47.75 | 2
2033/34 | 68.25 | 47.75 | 3
2033/34 | 68.75 | 47.75 | 5
2033/34 | 69.25 | 47.75 | 4
2033/34 | 69.75 | 47.75 | 2
2033/34 | 70.25 | 47.75 | 1
2033/34 | 70.75 | 47.75 | 3
2033/34 | 71.25 | 47.75 | 6
2033/34 | 71.75 | 47.75 | 3
2033/34 | 72.25 | 47.75 | 4
2033/34 | 72.75 | 47.75 | 8
2033/34 | 73.25 | 47.75 | 2
2033/34 | 73.75 | 47.75 | 8
2033/34 | 74.25 | 47.75 | 5
2033/34 | 74.75 | 47.75 | 3
2033/34 | 75.25 | 47.75 | 3
2033/34 | 75.75 | 47.75 | 9
2033/34 | 76.25 | 47.75 | 10
2033/34 | 76.75 | 47.75 | 13
2033/34 | 77.25 | 47.75 | 16
2033/34 | 77.75 | 47.75 | 15
2033/34 | 78.25 | 47.75 | 8
2033/34 | 78.75 | 47.75 | 10
2033/34 | 79.25 | 47.75 | 19
2033/34 | 79.75 | 47.75 | 9
2033/34 | 80.25 | 47.75 | 20
2033/34 | 80.75 | 47.75 | 16
2033/34 | 81.25 | 47.75 | 17
2033/34 | 81.75 | 47.75 | 17
2033/34 | 82.25 | 47.75 | 21
2033/34 | 82.75 | 47.75 | 17
2033/34 | 83.25 | 47.75 | 22
2033/34 | 83.75 | 47.75 | 21
2033/34 | 84.25 | 47.75 | 30
2033/34 | 84.75 | 47.75 | 18
2033/34 | 85.25 | 47.75 | 32
2033/34 | 85.75 | 47.75 | 29
2033/34 | 86.25 | 47.75 | 41
2033/34 | 86.75 | 47.75 | 41
2033/34 | 87.25 | 47.75 | 38
2033/34 | 87.75 | 47.75 | 45
2033/34 | 88.25 | 47.75 | 40
2033/34 | 88.75 | 47.75 | 44
2033/34 | 89.25 | 47.75 | 42
2033/34 | 89.75 | 47.75 | 58
2033/34 | 90.25 | 47.75 | 60
2033/34 | 90.75 | 47.75 | 64
2033/34 | 91.25 | 47.75 | 72
2033/34 | 91.75 | 47.75 | 80
2033/34 | 92.25 | 47.75 | 74
2033/34 | 92.75 | 47.75 | 69
2033/34 | 93.25 | 47.75 | 76
2033/34 | 93.75 | 47.75 | 62
2033/34 | 94.25 | 47.75 | 76
2033/34 | 94.75 | 47.75 | 74
2033/34 | 95.25 | 47.75 | 82
2033/34 | 95.75 | 47.75 | 118
2033/34 | 96.25 | 47.75 | 89
2033/34 | 96.75 | 47.75 | 101
2033/34 | 97.25 | 47.75 | 99
2033/34 | 97.75 | 47.75 | 99
2033/34 | 98.25 | 47.75 | 112
2033/34 | 98.75 | 47.75 | 132
2033/34 | 99.25 | 47.75 | 143
2033/34 | 99.75 | 47.75 | 137
2033/34 | 100.25 | 47.75 | 138
2033/34 | 100.75 | 47.75 | 128
2033/34 | 101.25 | 47.75 | 135
2033/34 | 101.75 | 47.75 | 114
2033/34 | 102.25 | 47.75 | 143
2033/34 | 102.75 | 47.75 | 130
2033/34 | 103.25 | 47.75 | 154
2033/34 | 103.75 | 47.75 | 143
2033/34 | 104.25 | 47.75 | 176
2033/34 | 104.75 | 47.75 | 154
2033/34 | 105.25 | 47.75 | 164
2033/34 | 105.75 | 47.75 | 161
2033/34 | 106.25 | 47.75 | 164
2033/34 | 106.75 | 47.75 | 142
2033/34 | 107.25 | 47.75 | 156
2033/34 | 107.75 | 47.75 | 166
2033/34 | 108.25 | 47.75 | 199
2033/34 | 108.75 | 47.75 | 164
2033/34 | 109.25 | 47.75 | 190
2033/34 | 109.75 | 47.75 | 195
2033/34 | 110.25 | 47.75 | 173
2033/34 | 110.75 | 47.75 | 166
2033/34 | 111.25 | 47.75 | 196
2033/34 | 111.75 | 47.75 | 177
2033/34 | 112.25 | 47.75 | 195
2033/34 | 112.75 | 47.75 | 178
2033/34 | 113.25 | 47.75 | 185
2033/34 | 113.75 | 47.75 | 179
2033/34 | 114.25 | 47.75 | 180
2033/34 | 114.75 | 47.75 | 196
2033/34 | 115.25 | 47.75 | 195
2033/34 | 115.75 | 47.75 | 191
2033/34 | 116.25 | 47.75 | 183
2033/34 | 116.75 | 47.75 | 192
2033/34 | 117.25 | 47.75 | 210
2033/34 | 117.75 | 47.75 | 197
2033/34 | 118.25 | 47.75 | 169
2033/34 | 118.75 | 47.75 | 189
2033/34 | 119.25 | 47.75 | 205
2033/34 | 119.75 | 47.75 | 185
2033/34 | 120.25 | 47.75 | 215
2033/34 | 120.75 | 47.75 | 190
2033/34 | 121.25 | 47.75 | 206
2033/34 | 121.75 | 47.75 | 165
2033/34 | 122.25 | 47.75 | 194
2033/34 | 122.75 | 47.75 | 189
2033/34 | 123.25 | 47.75 | 192
2033/34 | 123.75 | 47.75 | 210
2033/34 | 124.25 | 47.75 | 184
2033/34 | 124.75 | 47.75 | 210
2033/34 | 125.25 | 47.75 | 191
2033/34 | 125.75 | 47.75 | 206
2033/34 | 126.25 | 47.75 | 215
2033/34 | 126.75 | 47.75 | 206
2033/34 | 127.25 | 47.75 | 204
2033/34 | 127.75 | 47.75 | 175
2033/34 | 128.25 | 47.75 | 185
2033/34 | 128.75 | 47.75 | 181
2033/34 | 129.25 | 47.75 | 189
2033/34 | 129.75 | 47.75 | 197
2033/34 | 130.25 | 47.75 | 188
2033/34 | 130.75 | 47.75 | 197
2033/34 | 131.25 | 47.75 | 178
2033/34 | 131.75 | 47.75 | 173
2033/34 | 132.25 | 47.75 | 196
2033/34 | 132.75 | 47.75 | 169
2033/34 | 133.25 | 47.75 | 166
2033/34 | 133.75 | 47.75 | 198
2033/34 | 134.25 | 47.75 | 184
2033/34 | 134.75 | 47.75 | 176
2033/34 | 135.25 | 47.75 | 179
2033/34 | 135.75 | 47.75 | 165
2033/34 | 136.25 | 47.75 | 193
2033/34 | 136.75 | 47.75 | 163
2033/34 | 137.25 | 47.75 | 163
2033/34 | 137.75 | 47.75 | 160
2033/34 | 138.25 | 47.75 | 166
2033/34 | 138.75 | 47.75 | 172
2033/34 | 139.25 | 47.75 | 170
2033/34 | 139.75 | 47.75 | 159
2033/34 | 140.25 | 47.75 | 164
2033/34 | 140.75 | 47.75 | 181
2033/34 | 141.25 | 47.75 | 153
2033/34 | 141.75 | 47.75 | 152
2033/34 | 142.25 | 47.75 | 137
2033/34 | 142.75 | 47.75 | 162
2033/34 | 143.25 | 47.75 | 156
2033/34 | 143.75 | 47.75 | 154
2033/34 | 144.25 | 47.75 | 166
2033/34 | 144.75 | 47.75 | 139
2033/34 | 145.25 | 47.75 | 138
2033/34 | 145.75 | 47.75 | 121
2033/34 | 146.25 | 47.75 | 162
2033/34 | 146.75 | 47.75 | 133
2033/34 | 147.25 | 47.75 | 130
2033/34 | 147.75 | 47.75 | 128
2033/34 | 148.25 | 47.75 | 121
2033/34 | 148.75 | 47.75 | 130
2033/34 | 149.25 | 47.75 | 122
2033/34 | 149.75 | 47.75 | 144
2033/34 | 150.25 | 47.75 | 122
2033/34 | 150.75 | 47.75 | 136
2033/34 | 151.25 | 47.75 | 120
2033/34 | 151.75 | 47.75 | 132
2033/34 | 152.25 | 47.75 | 136
2033/34 | 152.75 | 47.75 | 136
2033/34 | 153.25 | 47.75 | 127
2033/34 | 153.75 | 47.75 | 110
2033/34 | 154.25 | 47.75 | 109
2033/34 | 154.75 | 47.75 | 92
2033/34 | 155.25 | 47.75 | 120
2033/34 | 155.75 | 47.75 | 97
2033/34 | 156.25 | 47.75 | 132
2033/34 | 156.75 | 47.75 | 118
2033/34 | 157.25 | 47.75 | 111
2033/34 | 157.75 | 47.75 | 99
2033/34 | 158.25 | 47.75 | 103
2033/34 | 158.75 | 47.75 | 121
2033/34 | 159.25 | 47.75 | 107
2033/34 | 159.75 | 47.75 | 121
2033/34 | 160.25 | 47.75 | 101
2033/34 | 160.75 | 47.75 | 104
2033/34 | 161.25 | 47.75 | 112
2033/34 | 161.75 | 47.75 | 119
2033/34 | 162.25 | 47.75 | 104
2033/34 | 162.75 | 47.75 | 84
2033/34 | 163.25 | 47.75 | 108
2033/34 | 163.75 | 47.75 | 101
2033/34 | 164.25 | 47.75 | 118
2033/34 | 164.75 | 47.75 | 84
2033/34 | 165.25 | 47.75 | 91
2033/34 | 165.75 | 47.75 | 89
2033/34 | 166.25 | 47.75 | 73
2033/34 | 166.75 | 47.75 | 87
2033/34 | 167.25 | 47.75 | 77
2033/34 | 167.75 | 47.75 | 104
2033/34 | 168.25 | 47.75 | 72
2033/34 | 168.75 | 47.75 | 72
2033/34 | 169.25 | 47.75 | 73
2033/34 | 169.75 | 47.75 | 72
2033/34 | 170.25 | 47.75 | 72
2033/34 | 170.75 | 47.75 | 66
2033/34 | 171.25 | 47.75 | 73
2033/34 | 171.75 | 47.75 | 81
2033/34 | 172.25 | 47.75 | 53
2033/34 | 172.75 | 47.75 | 93
2033/34 | 173.25 | 47.75 | 71
2033/34 | 173.75 | 47.75 | 72
2033/34 | 174.25 | 47.75 | 76
2033/34 | 174.75 | 47.75 | 62
2033/34 | 175.25 | 47.75 | 60
2033/34 | 175.75 | 47.75 | 54
2033/34 | 176.25 | 47.75 | 55
2033/34 | 176.75 | 47.75 | 62
2033/34 | 177.25 | 47.75 | 53
2033/34 | 177.75 | 47.75 | 56
2033/34 | 178.25 | 47.75 | 45
2033/34 | 178.75 | 47.75 | 82
2033/34 | 179.25 | 47.75 | 59
2033/34 | 179.75 | 47.75 | 49
2033/34 | 180.25 | 47.75 | 50
2033/34 | 180.75 | 47.75 | 51
2033/34 | 181.25 | 47.75 | 49
2033/34 | 181.75 | 47.75 | 55
2033/34 | 182.25 | 47.75 | 61
2033/34 | 182.75 | 47.75 | 45
2033/34 | 183.25 | 47.75 | 50
2033/34 | 183.75 | 47.75 | 46
2033/34 | 184.25 | 47.75 | 33
2033/34 | 184.75 | 47.75 | 49
2033/34 | 185.25 | 47.75 | 27
2033/34 | 185.75 | 47.75 | 41
2033/34 | 186.25 | 47.75 | 46
2033/34 | 186.75 | 47.75 | 34
2033/34 | 187.25 | 47.75 | 32
2033/34 | 187.75 | 47.75 | 38
2033/34 | 188.25 | 47.75 | 33
2033/34 | 188.75 | 47.75 | 30
2033/34 | 189.25 | 47.75 | 43
2033/34 | 189.75 | 47.75 | 40
2033/34 | 190.25 | 47.75 | 36
2033/34 | 190.75 | 47.75 | 36
2033/34 | 191.25 | 47.75 | 28
2033/34 | 191.75 | 47.75 | 26
2033/34 | 192.25 | 47.75 | 28
2033/34 | 192.75 | 47.75 | 32
2033/34 | 193.25 | 47.75 | 29
2033/34 | 193.75 | 47.75 | 28
2033/34 | 194.25 | 47.75 | 26
2033/34 | 194.75 | 47.75 | 31
2033/34 | 195.25 | 47.75 | 30
2033/34 | 195.75 | 47.75 | 26
2033/34 | 196.25 | 47.75 | 20
2033/34 | 196.75 | 47.75 | 28
2033/34 | 197.25 | 47.75 | 32
2033/34 | 197.75 | 47.75 | 24
2033/34 | 198.25 | 47.75 | 30
2033/34 | 198.75 | 47.75 | 31
2033/34 | 199.25 | 47.75 | 26
2033/34 | 199.75 | 47.75 | 23
2033/34 | 200.25 | 47.75 | 17
2033/34 | 200.75 | 47.75 | 29
2033/34 | 201.25 | 47.75 | 20
2033/34 | 201.75 | 47.75 | 22
2033/34 | 202.25 | 47.75 | 17
2033/34 | 202.75 | 47.75 | 23
2033/34 | 203.25 | 47.75 | 26
2033/34 | 203.75 | 47.75 | 30
2033/34 | 204.25 | 47.75 | 23
2033/34 | 204.75 | 47.75 | 22
2033/34 | 205.25 | 47.75 | 15
2033/34 | 205.75 | 47.75 | 14
2033/34 | 206.25 | 47.75 | 14
2033/34 | 206.75 | 47.75 | 17
2033/34 | 207.25 | 47.75 | 14
2033/34 | 207.75 | 47.75 | 14
2033/34 | 208.25 | 47.75 | 17
2033/34 | 208.75 | 47.75 | 16
2033/34 | 209.25 | 47.75 | 8
2033/34 | 209.75 | 47.75 | 20
2033/34 | 210.25 | 47.75 | 13
2033/34 | 210.75 | 47.75 | 20
2033/34 | 211.25 | 47.75 | 15
2033/34 | 211.75 | 47.75 | 11
2033/34 | 212.25 | 47.75 | 16
2033/34 | 212.75 | 47.75 | 16
2033/34 | 213.25 | 47.75 | 17
2033/34 | 213.75 | 47.75 | 13
2033/34 | 214.25 | 47.75 | 14
2033/34 | 214.75 | 47.75 | 11
2033/34 | 215.25 | 47.75 | 14
2033/34 | 215.75 | 47.75 | 10
2033/34 | 216.25 | 47.75 | 14
2033/34 | 216.75 | 47.75 | 12
2033/34 | 217.25 | 47.75 | 11
2033/34 | 217.75 | 47.75 | 11
2033/34 | 218.25 | 47.75 | 11
2033/34 | 218.75 | 47.75 | 14
2033/34 | 219.25 | 47.75 | 11
2033/34 | 219.75 | 47.75 | 7
2033/34 | 220.25 | 47.75 | 13
2033/34 | 220.75 | 47.75 | 12
2033/34 | 221.25 | 47.75 | 10
2033/34 | 221.75 | 47.75 | 9
2033/34 | 222.25 | 47.75 | 13
2033/34 | 222.75 | 47.75 | 6
2033/34 | 223.25 | 47.75 | 9
2033/34 | 223.75 | 47.75 | 7
2033/34 | 224.25 | 47.75 | 6
2033/34 | 224.75 | 47.75 | 6
2033/34 | 225.25 | 47.75 | 10
2033/34 | 225.75 | 47.75 | 5
2033/34 | 226.25 | 47.75 | 7
2033/34 | 226.75 | 47.75 | 10
2033/34 | 227.25 | 47.75 | 2
2033/34 | 227.75 | 47.75 | 4
2033/34 | 228.25 | 47.75 | 8
2033/34 | 228.75 | 47.75 | 4
2033/34 | 229.25 | 47.75 | 6
2033/34 | 229.75 | 47.75 | 10
2033/34 | 230.25 | 47.75 | 7
2033/34 | 230.75 | 47.75 | 4
2033/34 | 231.25 | 47.75 | 6
2033/34 | 231.75 | 47.75 | 3
2033/34 | 232.25 | 47.75 | 6
2033/34 | 232.75 | 47.75 | 5
2033/34 | 233.25 | 47.75 | 7
2033/34 | 233.75 | 47.75 | 2
2033/34 | 234.25 | 47.75 | 3
2033/34 | 234.75 | 47.75 | 2
2033/34 | 235.25 | 47.75 | 3
2033/34 | 235.75 | 47.75 | 3
2033/34 | 236.25 | 47.75 | 3
2033/34 | 236.75 | 47.75 | 7
2033/34 | 237.25 | 47.75 | 3
2033/34 | 237.75 | 47.75 | 2
2033/34 | 238.25 | 47.75 | 3
2033/34 | 238.75 | 47.75 | 2
2033/34 | 239.25 | 47.75 | 3
2033/34 | 239.75 | 47.75 | 1
2033/34 | 240.25 | 47.75 | 4
2033/34 | 240.75 | 47.75 | 4
2033/34 | 241.25 | 47.75 | 4
2033/34 | 241.75 | 47.75 | 5
2033/34 | 242.25 | 47.75 | 4
2033/34 | 242.75 | 47.75 | 2
2033/34 | 243.25 | 47.75 | 4
2033/34 | 243.75 | 47.75 | 2
2033/34 | 244.75 | 47.75 | 7
2033/34 | 245.25 | 47.75 | 3
2033/34 | 245.75 | 47.75 | 7
2033/34 | 246.25 | 47.75 | 4
2033/34 | 246.75 | 47.75 | 2
2033/34 | 247.25 | 47.75 | 2
2033/34 | 247.75 | 47.75 | 1
2033/34 | 248.25 | 47.75 | 1
2033/34 | 248.75 | 47.75 | 1
2033/34 | 249.75 | 47.75 | 4
2033/34 | 250.75 | 47.75 | 4
2033/34 | 251.25 | 47.75 | 1
2033/34 | 251.75 | 47.75 | 1
2033/34 | 252.75 | 47.75 | 1
2033/34 | 253.25 | 47.75 | 3
2033/34 | 254.25 | 47.75 | 2
2033/34 | 255.25 | 47.75 | 3
2033/34 | 255.75 | 47.75 | 1
2033/34 | 256.25 | 47.75 | 2
2033/34 | 256.75 | 47.75 | 1
2033/34 | 258.75 | 47.75 | 1
2033/34 | 259.75 | 47.75 | 1
2033/34 | 260.75 | 47.75 | 1
2033/34 | 261.75 | 47.75 | 2
2033/34 | 262.25 | 47.75 | 1
2033/34 | 263.75 | 47.75 | 1
2033/34 | 264.75 | 47.75 | 1
2033/34 | 265.75 | 47.75 | 1
2033/34 | 267.25 | 47.75 | 1
2033/34 | 267.75 | 47.75 | 2
2033/34 | 269.25 | 47.75 | 1
2033/34 | 270.25 | 47.75 | 1
2033/34 | 270.75 | 47.75 | 1
2033/34 | 271.25 | 47.75 | 1
2033/34 | 274.75 | 47.75 | 1
2033/34 | 275.75 | 47.75 | 1
2033/34 | 276.25 | 47.75 | 1
2033/34 | 280.25 | 47.75 | 1
2033/34 | 283.25 | 47.75 | 1
2033/34 | 286.75 | 47.75 | 1
2033/34 | 289.25 | 47.75 | 1
2033/34 | 297.75 | 47.75 | 1
2033/34 | 311.25 | 47.75 | 1
2033/34 | 57.25 | 48.25 | 1
2033/34 | 58.75 | 48.25 | 2
2033/34 | 59.75 | 48.25 | 2
2033/34 | 60.25 | 48.25 | 1
2033/34 | 60.75 | 48.25 | 2
2033/34 | 61.25 | 48.25 | 1
2033/34 | 61.75 | 48.25 | 1
2033/34 | 62.25 | 48.25 | 1
2033/34 | 62.75 | 48.25 | 1
2033/34 | 63.25 | 48.25 | 2
2033/34 | 63.75 | 48.25 | 1
2033/34 | 64.25 | 48.25 | 2
2033/34 | 65.25 | 48.25 | 2
2033/34 | 65.75 | 48.25 | 3
2033/34 | 66.25 | 48.25 | 1
2033/34 | 67.25 | 48.25 | 5
2033/34 | 67.75 | 48.25 | 2
2033/34 | 68.25 | 48.25 | 3
2033/34 | 68.75 | 48.25 | 3
2033/34 | 69.25 | 48.25 | 2
2033/34 | 69.75 | 48.25 | 1
2033/34 | 70.25 | 48.25 | 1
2033/34 | 70.75 | 48.25 | 3
2033/34 | 71.25 | 48.25 | 6
2033/34 | 71.75 | 48.25 | 5
2033/34 | 72.25 | 48.25 | 6
2033/34 | 72.75 | 48.25 | 4
2033/34 | 73.25 | 48.25 | 5
2033/34 | 73.75 | 48.25 | 8
2033/34 | 74.25 | 48.25 | 6
2033/34 | 74.75 | 48.25 | 6
2033/34 | 75.25 | 48.25 | 9
2033/34 | 75.75 | 48.25 | 5
2033/34 | 76.25 | 48.25 | 10
2033/34 | 76.75 | 48.25 | 6
2033/34 | 77.25 | 48.25 | 6
2033/34 | 77.75 | 48.25 | 10
2033/34 | 78.25 | 48.25 | 9
2033/34 | 78.75 | 48.25 | 8
2033/34 | 79.25 | 48.25 | 12
2033/34 | 79.75 | 48.25 | 6
2033/34 | 80.25 | 48.25 | 11
2033/34 | 80.75 | 48.25 | 12
2033/34 | 81.25 | 48.25 | 19
2033/34 | 81.75 | 48.25 | 15
2033/34 | 82.25 | 48.25 | 17
2033/34 | 82.75 | 48.25 | 13
2033/34 | 83.25 | 48.25 | 26
2033/34 | 83.75 | 48.25 | 22
2033/34 | 84.25 | 48.25 | 14
2033/34 | 84.75 | 48.25 | 30
2033/34 | 85.25 | 48.25 | 28
2033/34 | 85.75 | 48.25 | 35
2033/34 | 86.25 | 48.25 | 31
2033/34 | 86.75 | 48.25 | 31
2033/34 | 87.25 | 48.25 | 26
2033/34 | 87.75 | 48.25 | 41
2033/34 | 88.25 | 48.25 | 40
2033/34 | 88.75 | 48.25 | 37
2033/34 | 89.25 | 48.25 | 41
2033/34 | 89.75 | 48.25 | 35
2033/34 | 90.25 | 48.25 | 59
2033/34 | 90.75 | 48.25 | 68
2033/34 | 91.25 | 48.25 | 52
2033/34 | 91.75 | 48.25 | 57
2033/34 | 92.25 | 48.25 | 68
2033/34 | 92.75 | 48.25 | 71
2033/34 | 93.25 | 48.25 | 83
2033/34 | 93.75 | 48.25 | 77
2033/34 | 94.25 | 48.25 | 73
2033/34 | 94.75 | 48.25 | 95
2033/34 | 95.25 | 48.25 | 97
2033/34 | 95.75 | 48.25 | 92
2033/34 | 96.25 | 48.25 | 97
2033/34 | 96.75 | 48.25 | 108
2033/34 | 97.25 | 48.25 | 100
2033/34 | 97.75 | 48.25 | 92
2033/34 | 98.25 | 48.25 | 106
2033/34 | 98.75 | 48.25 | 120
2033/34 | 99.25 | 48.25 | 122
2033/34 | 99.75 | 48.25 | 110
2033/34 | 100.25 | 48.25 | 122
2033/34 | 100.75 | 48.25 | 114
2033/34 | 101.25 | 48.25 | 115
2033/34 | 101.75 | 48.25 | 137
2033/34 | 102.25 | 48.25 | 123
2033/34 | 102.75 | 48.25 | 156
2033/34 | 103.25 | 48.25 | 129
2033/34 | 103.75 | 48.25 | 101
2033/34 | 104.25 | 48.25 | 153
2033/34 | 104.75 | 48.25 | 153
2033/34 | 105.25 | 48.25 | 160
2033/34 | 105.75 | 48.25 | 160
2033/34 | 106.25 | 48.25 | 150
2033/34 | 106.75 | 48.25 | 146
2033/34 | 107.25 | 48.25 | 170
2033/34 | 107.75 | 48.25 | 174
2033/34 | 108.25 | 48.25 | 157
2033/34 | 108.75 | 48.25 | 193
2033/34 | 109.25 | 48.25 | 181
2033/34 | 109.75 | 48.25 | 177
2033/34 | 110.25 | 48.25 | 168
2033/34 | 110.75 | 48.25 | 163
2033/34 | 111.25 | 48.25 | 180
2033/34 | 111.75 | 48.25 | 175
2033/34 | 112.25 | 48.25 | 181
2033/34 | 112.75 | 48.25 | 173
2033/34 | 113.25 | 48.25 | 174
2033/34 | 113.75 | 48.25 | 183
2033/34 | 114.25 | 48.25 | 184
2033/34 | 114.75 | 48.25 | 194
2033/34 | 115.25 | 48.25 | 169
2033/34 | 115.75 | 48.25 | 188
2033/34 | 116.25 | 48.25 | 174
2033/34 | 116.75 | 48.25 | 183
2033/34 | 117.25 | 48.25 | 170
2033/34 | 117.75 | 48.25 | 185
2033/34 | 118.25 | 48.25 | 194
2033/34 | 118.75 | 48.25 | 186
2033/34 | 119.25 | 48.25 | 181
2033/34 | 119.75 | 48.25 | 201
2033/34 | 120.25 | 48.25 | 180
2033/34 | 120.75 | 48.25 | 177
2033/34 | 121.25 | 48.25 | 179
2033/34 | 121.75 | 48.25 | 191
2033/34 | 122.25 | 48.25 | 194
2033/34 | 122.75 | 48.25 | 172
2033/34 | 123.25 | 48.25 | 214
2033/34 | 123.75 | 48.25 | 191
2033/34 | 124.25 | 48.25 | 190
2033/34 | 124.75 | 48.25 | 172
2033/34 | 125.25 | 48.25 | 200
2033/34 | 125.75 | 48.25 | 176
2033/34 | 126.25 | 48.25 | 227
2033/34 | 126.75 | 48.25 | 167
2033/34 | 127.25 | 48.25 | 169
2033/34 | 127.75 | 48.25 | 184
2033/34 | 128.25 | 48.25 | 191
2033/34 | 128.75 | 48.25 | 192
2033/34 | 129.25 | 48.25 | 201
2033/34 | 129.75 | 48.25 | 164
2033/34 | 130.25 | 48.25 | 168
2033/34 | 130.75 | 48.25 | 191
2033/34 | 131.25 | 48.25 | 195
2033/34 | 131.75 | 48.25 | 191
2033/34 | 132.25 | 48.25 | 187
2033/34 | 132.75 | 48.25 | 174
2033/34 | 133.25 | 48.25 | 171
2033/34 | 133.75 | 48.25 | 144
2033/34 | 134.25 | 48.25 | 183
2033/34 | 134.75 | 48.25 | 184
2033/34 | 135.25 | 48.25 | 170
2033/34 | 135.75 | 48.25 | 172
2033/34 | 136.25 | 48.25 | 163
2033/34 | 136.75 | 48.25 | 184
2033/34 | 137.25 | 48.25 | 187
2033/34 | 137.75 | 48.25 | 164
2033/34 | 138.25 | 48.25 | 166
2033/34 | 138.75 | 48.25 | 171
2033/34 | 139.25 | 48.25 | 161
2033/34 | 139.75 | 48.25 | 171
2033/34 | 140.25 | 48.25 | 176
2033/34 | 140.75 | 48.25 | 144
2033/34 | 141.25 | 48.25 | 158
2033/34 | 141.75 | 48.25 | 170
2033/34 | 142.25 | 48.25 | 152
2033/34 | 142.75 | 48.25 | 149
2033/34 | 143.25 | 48.25 | 132
2033/34 | 143.75 | 48.25 | 168
2033/34 | 144.25 | 48.25 | 130
2033/34 | 144.75 | 48.25 | 146
2033/34 | 145.25 | 48.25 | 161
2033/34 | 145.75 | 48.25 | 142
2033/34 | 146.25 | 48.25 | 174
2033/34 | 146.75 | 48.25 | 150
2033/34 | 147.25 | 48.25 | 140
2033/34 | 147.75 | 48.25 | 155
2033/34 | 148.25 | 48.25 | 153
2033/34 | 148.75 | 48.25 | 160
2033/34 | 149.25 | 48.25 | 142
2033/34 | 149.75 | 48.25 | 142
2033/34 | 150.25 | 48.25 | 141
2033/34 | 150.75 | 48.25 | 133
2033/34 | 151.25 | 48.25 | 132
2033/34 | 151.75 | 48.25 | 128
2033/34 | 152.25 | 48.25 | 130
2033/34 | 152.75 | 48.25 | 138
2033/34 | 153.25 | 48.25 | 143
2033/34 | 153.75 | 48.25 | 136
2033/34 | 154.25 | 48.25 | 119
2033/34 | 154.75 | 48.25 | 113
2033/34 | 155.25 | 48.25 | 130
2033/34 | 155.75 | 48.25 | 113
2033/34 | 156.25 | 48.25 | 102
2033/34 | 156.75 | 48.25 | 127
2033/34 | 157.25 | 48.25 | 135
2033/34 | 157.75 | 48.25 | 113
2033/34 | 158.25 | 48.25 | 116
2033/34 | 158.75 | 48.25 | 114
2033/34 | 159.25 | 48.25 | 97
2033/34 | 159.75 | 48.25 | 98
2033/34 | 160.25 | 48.25 | 113
2033/34 | 160.75 | 48.25 | 93
2033/34 | 161.25 | 48.25 | 107
2033/34 | 161.75 | 48.25 | 102
2033/34 | 162.25 | 48.25 | 89
2033/34 | 162.75 | 48.25 | 110
2033/34 | 163.25 | 48.25 | 100
2033/34 | 163.75 | 48.25 | 107
2033/34 | 164.25 | 48.25 | 101
2033/34 | 164.75 | 48.25 | 89
2033/34 | 165.25 | 48.25 | 77
2033/34 | 165.75 | 48.25 | 78
2033/34 | 166.25 | 48.25 | 86
2033/34 | 166.75 | 48.25 | 78
2033/34 | 167.25 | 48.25 | 87
2033/34 | 167.75 | 48.25 | 103
2033/34 | 168.25 | 48.25 | 80
2033/34 | 168.75 | 48.25 | 90
2033/34 | 169.25 | 48.25 | 74
2033/34 | 169.75 | 48.25 | 69
2033/34 | 170.25 | 48.25 | 86
2033/34 | 170.75 | 48.25 | 77
2033/34 | 171.25 | 48.25 | 83
2033/34 | 171.75 | 48.25 | 68
2033/34 | 172.25 | 48.25 | 71
2033/34 | 172.75 | 48.25 | 75
2033/34 | 173.25 | 48.25 | 78
2033/34 | 173.75 | 48.25 | 61
2033/34 | 174.25 | 48.25 | 92
2033/34 | 174.75 | 48.25 | 59
2033/34 | 175.25 | 48.25 | 54
2033/34 | 175.75 | 48.25 | 58
2033/34 | 176.25 | 48.25 | 50
2033/34 | 176.75 | 48.25 | 64
2033/34 | 177.25 | 48.25 | 64
2033/34 | 177.75 | 48.25 | 62
2033/34 | 178.25 | 48.25 | 50
2033/34 | 178.75 | 48.25 | 53
2033/34 | 179.25 | 48.25 | 59
2033/34 | 179.75 | 48.25 | 51
2033/34 | 180.25 | 48.25 | 47
2033/34 | 180.75 | 48.25 | 39
2033/34 | 181.25 | 48.25 | 47
2033/34 | 181.75 | 48.25 | 58
2033/34 | 182.25 | 48.25 | 54
2033/34 | 182.75 | 48.25 | 44
2033/34 | 183.25 | 48.25 | 63
2033/34 | 183.75 | 48.25 | 48
2033/34 | 184.25 | 48.25 | 53
2033/34 | 184.75 | 48.25 | 50
2033/34 | 185.25 | 48.25 | 46
2033/34 | 185.75 | 48.25 | 36
2033/34 | 186.25 | 48.25 | 35
2033/34 | 186.75 | 48.25 | 51
2033/34 | 187.25 | 48.25 | 57
2033/34 | 187.75 | 48.25 | 45
2033/34 | 188.25 | 48.25 | 36
2033/34 | 188.75 | 48.25 | 38
2033/34 | 189.25 | 48.25 | 45
2033/34 | 189.75 | 48.25 | 28
2033/34 | 190.25 | 48.25 | 41
2033/34 | 190.75 | 48.25 | 32
2033/34 | 191.25 | 48.25 | 37
2033/34 | 191.75 | 48.25 | 24
2033/34 | 192.25 | 48.25 | 35
2033/34 | 192.75 | 48.25 | 37
2033/34 | 193.25 | 48.25 | 28
2033/34 | 193.75 | 48.25 | 34
2033/34 | 194.25 | 48.25 | 32
2033/34 | 194.75 | 48.25 | 40
2033/34 | 195.25 | 48.25 | 34
2033/34 | 195.75 | 48.25 | 45
2033/34 | 196.25 | 48.25 | 28
2033/34 | 196.75 | 48.25 | 30
2033/34 | 197.25 | 48.25 | 21
2033/34 | 197.75 | 48.25 | 38
2033/34 | 198.25 | 48.25 | 25
2033/34 | 198.75 | 48.25 | 22
2033/34 | 199.25 | 48.25 | 35
2033/34 | 199.75 | 48.25 | 31
2033/34 | 200.25 | 48.25 | 29
2033/34 | 200.75 | 48.25 | 24
2033/34 | 201.25 | 48.25 | 13
2033/34 | 201.75 | 48.25 | 23
2033/34 | 202.25 | 48.25 | 21
2033/34 | 202.75 | 48.25 | 15
2033/34 | 203.25 | 48.25 | 22
2033/34 | 203.75 | 48.25 | 18
2033/34 | 204.25 | 48.25 | 27
2033/34 | 204.75 | 48.25 | 21
2033/34 | 205.25 | 48.25 | 15
2033/34 | 205.75 | 48.25 | 20
2033/34 | 206.25 | 48.25 | 19
2033/34 | 206.75 | 48.25 | 17
2033/34 | 207.25 | 48.25 | 11
2033/34 | 207.75 | 48.25 | 13
2033/34 | 208.25 | 48.25 | 12
2033/34 | 208.75 | 48.25 | 18
2033/34 | 209.25 | 48.25 | 15
2033/34 | 209.75 | 48.25 | 13
2033/34 | 210.25 | 48.25 | 13
2033/34 | 210.75 | 48.25 | 13
2033/34 | 211.25 | 48.25 | 8
2033/34 | 211.75 | 48.25 | 9
2033/34 | 212.25 | 48.25 | 14
2033/34 | 212.75 | 48.25 | 12
2033/34 | 213.25 | 48.25 | 11
2033/34 | 213.75 | 48.25 | 4
2033/34 | 214.25 | 48.25 | 14
2033/34 | 214.75 | 48.25 | 16
2033/34 | 215.25 | 48.25 | 7
2033/34 | 215.75 | 48.25 | 14
2033/34 | 216.25 | 48.25 | 12
2033/34 | 216.75 | 48.25 | 14
2033/34 | 217.25 | 48.25 | 15
2033/34 | 217.75 | 48.25 | 13
2033/34 | 218.25 | 48.25 | 13
2033/34 | 218.75 | 48.25 | 13
2033/34 | 219.25 | 48.25 | 9
2033/34 | 219.75 | 48.25 | 12
2033/34 | 220.25 | 48.25 | 9
2033/34 | 220.75 | 48.25 | 11
2033/34 | 221.25 | 48.25 | 7
2033/34 | 221.75 | 48.25 | 10
2033/34 | 222.25 | 48.25 | 10
2033/34 | 222.75 | 48.25 | 9
2033/34 | 223.25 | 48.25 | 7
2033/34 | 223.75 | 48.25 | 4
2033/34 | 224.25 | 48.25 | 5
2033/34 | 224.75 | 48.25 | 6
2033/34 | 225.25 | 48.25 | 6
2033/34 | 225.75 | 48.25 | 7
2033/34 | 226.25 | 48.25 | 8
2033/34 | 226.75 | 48.25 | 8
2033/34 | 227.25 | 48.25 | 9
2033/34 | 227.75 | 48.25 | 6
2033/34 | 228.25 | 48.25 | 8
2033/34 | 228.75 | 48.25 | 5
2033/34 | 229.25 | 48.25 | 6
2033/34 | 229.75 | 48.25 | 7
2033/34 | 230.25 | 48.25 | 1
2033/34 | 230.75 | 48.25 | 4
2033/34 | 231.25 | 48.25 | 6
2033/34 | 231.75 | 48.25 | 3
2033/34 | 232.25 | 48.25 | 5
2033/34 | 232.75 | 48.25 | 7
2033/34 | 233.25 | 48.25 | 1
2033/34 | 233.75 | 48.25 | 6
2033/34 | 234.25 | 48.25 | 4
2033/34 | 234.75 | 48.25 | 6
2033/34 | 235.25 | 48.25 | 5
2033/34 | 235.75 | 48.25 | 1
2033/34 | 236.25 | 48.25 | 4
2033/34 | 236.75 | 48.25 | 1
2033/34 | 237.25 | 48.25 | 4
2033/34 | 237.75 | 48.25 | 2
2033/34 | 238.25 | 48.25 | 2
2033/34 | 238.75 | 48.25 | 4
2033/34 | 239.25 | 48.25 | 3
2033/34 | 239.75 | 48.25 | 4
2033/34 | 240.75 | 48.25 | 3
2033/34 | 241.25 | 48.25 | 6
2033/34 | 241.75 | 48.25 | 1
2033/34 | 242.25 | 48.25 | 2
2033/34 | 242.75 | 48.25 | 3
2033/34 | 243.25 | 48.25 | 3
2033/34 | 243.75 | 48.25 | 2
2033/34 | 244.25 | 48.25 | 1
2033/34 | 244.75 | 48.25 | 3
2033/34 | 245.25 | 48.25 | 2
2033/34 | 245.75 | 48.25 | 2
2033/34 | 246.25 | 48.25 | 2
2033/34 | 246.75 | 48.25 | 2
2033/34 | 247.25 | 48.25 | 1
2033/34 | 247.75 | 48.25 | 2
2033/34 | 248.25 | 48.25 | 1
2033/34 | 249.25 | 48.25 | 4
2033/34 | 249.75 | 48.25 | 2
2033/34 | 250.25 | 48.25 | 1
2033/34 | 250.75 | 48.25 | 1
2033/34 | 251.25 | 48.25 | 3
2033/34 | 251.75 | 48.25 | 1
2033/34 | 252.75 | 48.25 | 1
2033/34 | 253.25 | 48.25 | 4
2033/34 | 253.75 | 48.25 | 2
2033/34 | 254.25 | 48.25 | 1
2033/34 | 254.75 | 48.25 | 1
2033/34 | 255.25 | 48.25 | 2
2033/34 | 255.75 | 48.25 | 2
2033/34 | 256.75 | 48.25 | 2
2033/34 | 257.25 | 48.25 | 1
2033/34 | 259.25 | 48.25 | 2
2033/34 | 260.25 | 48.25 | 2
2033/34 | 260.75 | 48.25 | 1
2033/34 | 261.75 | 48.25 | 2
2033/34 | 262.75 | 48.25 | 2
2033/34 | 263.75 | 48.25 | 1
2033/34 | 264.75 | 48.25 | 2
2033/34 | 265.25 | 48.25 | 2
2033/34 | 266.75 | 48.25 | 1
2033/34 | 267.75 | 48.25 | 1
2033/34 | 269.25 | 48.25 | 1
2033/34 | 271.25 | 48.25 | 1
2033/34 | 272.75 | 48.25 | 1
2033/34 | 273.75 | 48.25 | 1
2033/34 | 274.25 | 48.25 | 1
2033/34 | 277.25 | 48.25 | 1
2033/34 | 286.75 | 48.25 | 2
2033/34 | 292.75 | 48.25 | 1
2033/34 | 295.25 | 48.25 | 1
2033/34 | 55.75 | 48.75 | 1
2033/34 | 56.25 | 48.75 | 1
2033/34 | 58.25 | 48.75 | 4
2033/34 | 58.75 | 48.75 | 1
2033/34 | 59.25 | 48.75 | 1
2033/34 | 59.75 | 48.75 | 1
2033/34 | 60.25 | 48.75 | 1
2033/34 | 60.75 | 48.75 | 3
2033/34 | 61.25 | 48.75 | 1
2033/34 | 61.75 | 48.75 | 1
2033/34 | 62.25 | 48.75 | 4
2033/34 | 63.25 | 48.75 | 4
2033/34 | 64.25 | 48.75 | 1
2033/34 | 64.75 | 48.75 | 4
2033/34 | 65.25 | 48.75 | 1
2033/34 | 65.75 | 48.75 | 1
2033/34 | 66.25 | 48.75 | 1
2033/34 | 66.75 | 48.75 | 1
2033/34 | 67.25 | 48.75 | 4
2033/34 | 67.75 | 48.75 | 1
2033/34 | 68.25 | 48.75 | 2
2033/34 | 68.75 | 48.75 | 2
2033/34 | 69.25 | 48.75 | 4
2033/34 | 69.75 | 48.75 | 1
2033/34 | 70.25 | 48.75 | 4
2033/34 | 70.75 | 48.75 | 2
2033/34 | 71.25 | 48.75 | 3
2033/34 | 71.75 | 48.75 | 2
2033/34 | 72.25 | 48.75 | 4
2033/34 | 72.75 | 48.75 | 4
2033/34 | 73.25 | 48.75 | 6
2033/34 | 73.75 | 48.75 | 3
2033/34 | 74.25 | 48.75 | 4
2033/34 | 74.75 | 48.75 | 3
2033/34 | 75.25 | 48.75 | 2
2033/34 | 75.75 | 48.75 | 6
2033/34 | 76.25 | 48.75 | 8
2033/34 | 76.75 | 48.75 | 7
2033/34 | 77.25 | 48.75 | 4
2033/34 | 77.75 | 48.75 | 5
2033/34 | 78.25 | 48.75 | 8
2033/34 | 78.75 | 48.75 | 9
2033/34 | 79.25 | 48.75 | 8
2033/34 | 79.75 | 48.75 | 16
2033/34 | 80.25 | 48.75 | 12
2033/34 | 80.75 | 48.75 | 12
2033/34 | 81.25 | 48.75 | 13
2033/34 | 81.75 | 48.75 | 20
2033/34 | 82.25 | 48.75 | 8
2033/34 | 82.75 | 48.75 | 19
2033/34 | 83.25 | 48.75 | 19
2033/34 | 83.75 | 48.75 | 20
2033/34 | 84.25 | 48.75 | 27
2033/34 | 84.75 | 48.75 | 18
2033/34 | 85.25 | 48.75 | 20
2033/34 | 85.75 | 48.75 | 25
2033/34 | 86.25 | 48.75 | 20
2033/34 | 86.75 | 48.75 | 41
2033/34 | 87.25 | 48.75 | 40
2033/34 | 87.75 | 48.75 | 36
2033/34 | 88.25 | 48.75 | 42
2033/34 | 88.75 | 48.75 | 41
2033/34 | 89.25 | 48.75 | 41
2033/34 | 89.75 | 48.75 | 36
2033/34 | 90.25 | 48.75 | 57
2033/34 | 90.75 | 48.75 | 57
2033/34 | 91.25 | 48.75 | 44
2033/34 | 91.75 | 48.75 | 38
2033/34 | 92.25 | 48.75 | 75
2033/34 | 92.75 | 48.75 | 55
2033/34 | 93.25 | 48.75 | 59
2033/34 | 93.75 | 48.75 | 73
2033/34 | 94.25 | 48.75 | 67
2033/34 | 94.75 | 48.75 | 71
2033/34 | 95.25 | 48.75 | 71
2033/34 | 95.75 | 48.75 | 82
2033/34 | 96.25 | 48.75 | 86
2033/34 | 96.75 | 48.75 | 107
2033/34 | 97.25 | 48.75 | 82
2033/34 | 97.75 | 48.75 | 98
2033/34 | 98.25 | 48.75 | 93
2033/34 | 98.75 | 48.75 | 96
2033/34 | 99.25 | 48.75 | 92
2033/34 | 99.75 | 48.75 | 115
2033/34 | 100.25 | 48.75 | 103
2033/34 | 100.75 | 48.75 | 100
2033/34 | 101.25 | 48.75 | 109
2033/34 | 101.75 | 48.75 | 132
2033/34 | 102.25 | 48.75 | 125
2033/34 | 102.75 | 48.75 | 141
2033/34 | 103.25 | 48.75 | 133
2033/34 | 103.75 | 48.75 | 119
2033/34 | 104.25 | 48.75 | 134
2033/34 | 104.75 | 48.75 | 163
2033/34 | 105.25 | 48.75 | 163
2033/34 | 105.75 | 48.75 | 156
2033/34 | 106.25 | 48.75 | 149
2033/34 | 106.75 | 48.75 | 132
2033/34 | 107.25 | 48.75 | 136
2033/34 | 107.75 | 48.75 | 140
2033/34 | 108.25 | 48.75 | 153
2033/34 | 108.75 | 48.75 | 189
2033/34 | 109.25 | 48.75 | 170
2033/34 | 109.75 | 48.75 | 159
2033/34 | 110.25 | 48.75 | 156
2033/34 | 110.75 | 48.75 | 179
2033/34 | 111.25 | 48.75 | 185
2033/34 | 111.75 | 48.75 | 186
2033/34 | 112.25 | 48.75 | 189
2033/34 | 112.75 | 48.75 | 169
2033/34 | 113.25 | 48.75 | 202
2033/34 | 113.75 | 48.75 | 183
2033/34 | 114.25 | 48.75 | 174
2033/34 | 114.75 | 48.75 | 220
2033/34 | 115.25 | 48.75 | 165
2033/34 | 115.75 | 48.75 | 180
2033/34 | 116.25 | 48.75 | 186
2033/34 | 116.75 | 48.75 | 187
2033/34 | 117.25 | 48.75 | 199
2033/34 | 117.75 | 48.75 | 179
2033/34 | 118.25 | 48.75 | 193
2033/34 | 118.75 | 48.75 | 167
2033/34 | 119.25 | 48.75 | 182
2033/34 | 119.75 | 48.75 | 188
2033/34 | 120.25 | 48.75 | 179
2033/34 | 120.75 | 48.75 | 191
2033/34 | 121.25 | 48.75 | 199
2033/34 | 121.75 | 48.75 | 189
2033/34 | 122.25 | 48.75 | 194
2033/34 | 122.75 | 48.75 | 183
2033/34 | 123.25 | 48.75 | 198
2033/34 | 123.75 | 48.75 | 190
2033/34 | 124.25 | 48.75 | 177
2033/34 | 124.75 | 48.75 | 185
2033/34 | 125.25 | 48.75 | 168
2033/34 | 125.75 | 48.75 | 161
2033/34 | 126.25 | 48.75 | 177
2033/34 | 126.75 | 48.75 | 201
2033/34 | 127.25 | 48.75 | 172
2033/34 | 127.75 | 48.75 | 163
2033/34 | 128.25 | 48.75 | 199
2033/34 | 128.75 | 48.75 | 186
2033/34 | 129.25 | 48.75 | 183
2033/34 | 129.75 | 48.75 | 193
2033/34 | 130.25 | 48.75 | 182
2033/34 | 130.75 | 48.75 | 178
2033/34 | 131.25 | 48.75 | 175
2033/34 | 131.75 | 48.75 | 202
2033/34 | 132.25 | 48.75 | 171
2033/34 | 132.75 | 48.75 | 188
2033/34 | 133.25 | 48.75 | 198
2033/34 | 133.75 | 48.75 | 149
2033/34 | 134.25 | 48.75 | 173
2033/34 | 134.75 | 48.75 | 191
2033/34 | 135.25 | 48.75 | 180
2033/34 | 135.75 | 48.75 | 173
2033/34 | 136.25 | 48.75 | 172
2033/34 | 136.75 | 48.75 | 170
2033/34 | 137.25 | 48.75 | 166
2033/34 | 137.75 | 48.75 | 180
2033/34 | 138.25 | 48.75 | 183
2033/34 | 138.75 | 48.75 | 154
2033/34 | 139.25 | 48.75 | 159
2033/34 | 139.75 | 48.75 | 161
2033/34 | 140.25 | 48.75 | 152
2033/34 | 140.75 | 48.75 | 177
2033/34 | 141.25 | 48.75 | 157
2033/34 | 141.75 | 48.75 | 159
2033/34 | 142.25 | 48.75 | 167
2033/34 | 142.75 | 48.75 | 144
2033/34 | 143.25 | 48.75 | 185
2033/34 | 143.75 | 48.75 | 150
2033/34 | 144.25 | 48.75 | 155
2033/34 | 144.75 | 48.75 | 158
2033/34 | 145.25 | 48.75 | 159
2033/34 | 145.75 | 48.75 | 188
2033/34 | 146.25 | 48.75 | 140
2033/34 | 146.75 | 48.75 | 154
2033/34 | 147.25 | 48.75 | 169
2033/34 | 147.75 | 48.75 | 166
2033/34 | 148.25 | 48.75 | 157
2033/34 | 148.75 | 48.75 | 144
2033/34 | 149.25 | 48.75 | 117
2033/34 | 149.75 | 48.75 | 145
2033/34 | 150.25 | 48.75 | 162
2033/34 | 150.75 | 48.75 | 120
2033/34 | 151.25 | 48.75 | 142
2033/34 | 151.75 | 48.75 | 146
2033/34 | 152.25 | 48.75 | 125
2033/34 | 152.75 | 48.75 | 123
2033/34 | 153.25 | 48.75 | 117
2033/34 | 153.75 | 48.75 | 127
2033/34 | 154.25 | 48.75 | 129
2033/34 | 154.75 | 48.75 | 118
2033/34 | 155.25 | 48.75 | 124
2033/34 | 155.75 | 48.75 | 130
2033/34 | 156.25 | 48.75 | 108
2033/34 | 156.75 | 48.75 | 126
2033/34 | 157.25 | 48.75 | 123
2033/34 | 157.75 | 48.75 | 126
2033/34 | 158.25 | 48.75 | 120
2033/34 | 158.75 | 48.75 | 104
2033/34 | 159.25 | 48.75 | 125
2033/34 | 159.75 | 48.75 | 106
2033/34 | 160.25 | 48.75 | 103
2033/34 | 160.75 | 48.75 | 117
2033/34 | 161.25 | 48.75 | 112
2033/34 | 161.75 | 48.75 | 112
2033/34 | 162.25 | 48.75 | 110
2033/34 | 162.75 | 48.75 | 109
2033/34 | 163.25 | 48.75 | 98
2033/34 | 163.75 | 48.75 | 119
2033/34 | 164.25 | 48.75 | 86
2033/34 | 164.75 | 48.75 | 108
2033/34 | 165.25 | 48.75 | 105
2033/34 | 165.75 | 48.75 | 97
2033/34 | 166.25 | 48.75 | 91
2033/34 | 166.75 | 48.75 | 85
2033/34 | 167.25 | 48.75 | 92
2033/34 | 167.75 | 48.75 | 86
2033/34 | 168.25 | 48.75 | 71
2033/34 | 168.75 | 48.75 | 75
2033/34 | 169.25 | 48.75 | 105
2033/34 | 169.75 | 48.75 | 85
2033/34 | 170.25 | 48.75 | 86
2033/34 | 170.75 | 48.75 | 76
2033/34 | 171.25 | 48.75 | 82
2033/34 | 171.75 | 48.75 | 77
2033/34 | 172.25 | 48.75 | 79
2033/34 | 172.75 | 48.75 | 66
2033/34 | 173.25 | 48.75 | 71
2033/34 | 173.75 | 48.75 | 74
2033/34 | 174.25 | 48.75 | 68
2033/34 | 174.75 | 48.75 | 67
2033/34 | 175.25 | 48.75 | 59
2033/34 | 175.75 | 48.75 | 67
2033/34 | 176.25 | 48.75 | 71
2033/34 | 176.75 | 48.75 | 64
2033/34 | 177.25 | 48.75 | 57
2033/34 | 177.75 | 48.75 | 57
2033/34 | 178.25 | 48.75 | 60
2033/34 | 178.75 | 48.75 | 53
2033/34 | 179.25 | 48.75 | 63
2033/34 | 179.75 | 48.75 | 45
2033/34 | 180.25 | 48.75 | 66
2033/34 | 180.75 | 48.75 | 57
2033/34 | 181.25 | 48.75 | 55
2033/34 | 181.75 | 48.75 | 62
2033/34 | 182.25 | 48.75 | 64
2033/34 | 182.75 | 48.75 | 64
2033/34 | 183.25 | 48.75 | 47
2033/34 | 183.75 | 48.75 | 49
2033/34 | 184.25 | 48.75 | 43
2033/34 | 184.75 | 48.75 | 41
2033/34 | 185.25 | 48.75 | 38
2033/34 | 185.75 | 48.75 | 50
2033/34 | 186.25 | 48.75 | 36
2033/34 | 186.75 | 48.75 | 54
2033/34 | 187.25 | 48.75 | 38
2033/34 | 187.75 | 48.75 | 42
2033/34 | 188.25 | 48.75 | 46
2033/34 | 188.75 | 48.75 | 45
2033/34 | 189.25 | 48.75 | 33
2033/34 | 189.75 | 48.75 | 43
2033/34 | 190.25 | 48.75 | 44
2033/34 | 190.75 | 48.75 | 38
2033/34 | 191.25 | 48.75 | 37
2033/34 | 191.75 | 48.75 | 39
2033/34 | 192.25 | 48.75 | 39
2033/34 | 192.75 | 48.75 | 37
2033/34 | 193.25 | 48.75 | 27
2033/34 | 193.75 | 48.75 | 25
2033/34 | 194.25 | 48.75 | 55
2033/34 | 194.75 | 48.75 | 27
2033/34 | 195.25 | 48.75 | 29
2033/34 | 195.75 | 48.75 | 37
2033/34 | 196.25 | 48.75 | 26
2033/34 | 196.75 | 48.75 | 30
2033/34 | 197.25 | 48.75 | 36
2033/34 | 197.75 | 48.75 | 26
2033/34 | 198.25 | 48.75 | 32
2033/34 | 198.75 | 48.75 | 21
2033/34 | 199.25 | 48.75 | 28
2033/34 | 199.75 | 48.75 | 27
2033/34 | 200.25 | 48.75 | 15
2033/34 | 200.75 | 48.75 | 23
2033/34 | 201.25 | 48.75 | 23
2033/34 | 201.75 | 48.75 | 20
2033/34 | 202.25 | 48.75 | 21
2033/34 | 202.75 | 48.75 | 22
2033/34 | 203.25 | 48.75 | 20
2033/34 | 203.75 | 48.75 | 20
2033/34 | 204.25 | 48.75 | 32
2033/34 | 204.75 | 48.75 | 26
2033/34 | 205.25 | 48.75 | 20
2033/34 | 205.75 | 48.75 | 23
2033/34 | 206.25 | 48.75 | 17
2033/34 | 206.75 | 48.75 | 19
2033/34 | 207.25 | 48.75 | 16
2033/34 | 207.75 | 48.75 | 17
2033/34 | 208.25 | 48.75 | 24
2033/34 | 208.75 | 48.75 | 11
2033/34 | 209.25 | 48.75 | 22
2033/34 | 209.75 | 48.75 | 12
2033/34 | 210.25 | 48.75 | 13
2033/34 | 210.75 | 48.75 | 30
2033/34 | 211.25 | 48.75 | 12
2033/34 | 211.75 | 48.75 | 15
2033/34 | 212.25 | 48.75 | 15
2033/34 | 212.75 | 48.75 | 16
2033/34 | 213.25 | 48.75 | 10
2033/34 | 213.75 | 48.75 | 22
2033/34 | 214.25 | 48.75 | 15
2033/34 | 214.75 | 48.75 | 16
2033/34 | 215.25 | 48.75 | 13
2033/34 | 215.75 | 48.75 | 21
2033/34 | 216.25 | 48.75 | 13
2033/34 | 216.75 | 48.75 | 10
2033/34 | 217.25 | 48.75 | 9
2033/34 | 217.75 | 48.75 | 14
2033/34 | 218.25 | 48.75 | 12
2033/34 | 218.75 | 48.75 | 8
2033/34 | 219.25 | 48.75 | 11
2033/34 | 219.75 | 48.75 | 4
2033/34 | 220.25 | 48.75 | 12
2033/34 | 220.75 | 48.75 | 8
2033/34 | 221.25 | 48.75 | 8
2033/34 | 221.75 | 48.75 | 6
2033/34 | 222.25 | 48.75 | 11
2033/34 | 222.75 | 48.75 | 12
2033/34 | 223.25 | 48.75 | 7
2033/34 | 223.75 | 48.75 | 11
2033/34 | 224.25 | 48.75 | 5
2033/34 | 224.75 | 48.75 | 6
2033/34 | 225.25 | 48.75 | 9
2033/34 | 225.75 | 48.75 | 9
2033/34 | 226.25 | 48.75 | 8
2033/34 | 227.25 | 48.75 | 6
2033/34 | 227.75 | 48.75 | 4
2033/34 | 228.25 | 48.75 | 8
2033/34 | 228.75 | 48.75 | 9
2033/34 | 229.25 | 48.75 | 5
2033/34 | 229.75 | 48.75 | 4
2033/34 | 230.25 | 48.75 | 6
2033/34 | 230.75 | 48.75 | 10
2033/34 | 231.25 | 48.75 | 11
2033/34 | 231.75 | 48.75 | 4
2033/34 | 232.25 | 48.75 | 2
2033/34 | 232.75 | 48.75 | 5
2033/34 | 233.25 | 48.75 | 3
2033/34 | 233.75 | 48.75 | 6
2033/34 | 234.25 | 48.75 | 2
2033/34 | 234.75 | 48.75 | 4
2033/34 | 235.25 | 48.75 | 3
2033/34 | 235.75 | 48.75 | 5
2033/34 | 236.25 | 48.75 | 5
2033/34 | 236.75 | 48.75 | 5
2033/34 | 237.25 | 48.75 | 2
2033/34 | 237.75 | 48.75 | 7
2033/34 | 238.25 | 48.75 | 11
2033/34 | 238.75 | 48.75 | 2
2033/34 | 239.25 | 48.75 | 4
2033/34 | 239.75 | 48.75 | 7
2033/34 | 240.25 | 48.75 | 2
2033/34 | 240.75 | 48.75 | 5
2033/34 | 241.25 | 48.75 | 4
2033/34 | 241.75 | 48.75 | 3
2033/34 | 242.25 | 48.75 | 7
2033/34 | 242.75 | 48.75 | 4
2033/34 | 243.25 | 48.75 | 3
2033/34 | 243.75 | 48.75 | 2
2033/34 | 244.25 | 48.75 | 4
2033/34 | 244.75 | 48.75 | 3
2033/34 | 245.75 | 48.75 | 2
2033/34 | 246.25 | 48.75 | 2
2033/34 | 246.75 | 48.75 | 1
2033/34 | 247.25 | 48.75 | 4
2033/34 | 247.75 | 48.75 | 3
2033/34 | 248.75 | 48.75 | 3
2033/34 | 249.25 | 48.75 | 2
2033/34 | 249.75 | 48.75 | 4
2033/34 | 250.25 | 48.75 | 1
2033/34 | 250.75 | 48.75 | 3
2033/34 | 251.25 | 48.75 | 3
2033/34 | 251.75 | 48.75 | 1
2033/34 | 252.75 | 48.75 | 3
2033/34 | 253.25 | 48.75 | 2
2033/34 | 253.75 | 48.75 | 2
2033/34 | 254.25 | 48.75 | 2
2033/34 | 255.25 | 48.75 | 2
2033/34 | 255.75 | 48.75 | 1
2033/34 | 256.25 | 48.75 | 2
2033/34 | 256.75 | 48.75 | 1
2033/34 | 257.25 | 48.75 | 1
2033/34 | 257.75 | 48.75 | 1
2033/34 | 259.25 | 48.75 | 1
2033/34 | 259.75 | 48.75 | 1
2033/34 | 260.25 | 48.75 | 1
2033/34 | 261.75 | 48.75 | 1
2033/34 | 262.25 | 48.75 | 3
2033/34 | 263.25 | 48.75 | 1
2033/34 | 263.75 | 48.75 | 1
2033/34 | 265.25 | 48.75 | 1
2033/34 | 267.25 | 48.75 | 1
2033/34 | 268.25 | 48.75 | 3
2033/34 | 269.75 | 48.75 | 1
2033/34 | 270.75 | 48.75 | 1
2033/34 | 273.25 | 48.75 | 2
2033/34 | 273.75 | 48.75 | 1
2033/34 | 276.25 | 48.75 | 1
2033/34 | 277.25 | 48.75 | 1
2033/34 | 277.75 | 48.75 | 2
2033/34 | 280.25 | 48.75 | 1
2033/34 | 281.75 | 48.75 | 1
2033/34 | 282.75 | 48.75 | 1
2033/34 | 284.75 | 48.75 | 1
2033/34 | 285.75 | 48.75 | 2
2033/34 | 288.75 | 48.75 | 1
2033/34 | 289.75 | 48.75 | 1
2033/34 | 294.75 | 48.75 | 1
2033/34 | 295.25 | 48.75 | 1
2033/34 | 295.75 | 48.75 | 1
2033/34 | 312.25 | 48.75 | 1
2033/34 | 313.25 | 48.75 | 1
2033/34 | 318.75 | 48.75 | 1
2033/34 | 54.25 | 49.25 | 1
2033/34 | 54.75 | 49.25 | 1
2033/34 | 55.75 | 49.25 | 1
2033/34 | 59.25 | 49.25 | 1
2033/34 | 59.75 | 49.25 | 1
2033/34 | 60.75 | 49.25 | 1
2033/34 | 61.75 | 49.25 | 1
2033/34 | 62.25 | 49.25 | 3
2033/34 | 62.75 | 49.25 | 1
2033/34 | 63.25 | 49.25 | 1
2033/34 | 64.75 | 49.25 | 2
2033/34 | 65.25 | 49.25 | 1
2033/34 | 65.75 | 49.25 | 2
2033/34 | 66.25 | 49.25 | 1
2033/34 | 66.75 | 49.25 | 1
2033/34 | 67.75 | 49.25 | 1
2033/34 | 68.25 | 49.25 | 1
2033/34 | 68.75 | 49.25 | 3
2033/34 | 69.25 | 49.25 | 6
2033/34 | 69.75 | 49.25 | 4
2033/34 | 70.25 | 49.25 | 2
2033/34 | 70.75 | 49.25 | 4
2033/34 | 71.25 | 49.25 | 4
2033/34 | 72.25 | 49.25 | 3
2033/34 | 72.75 | 49.25 | 5
2033/34 | 73.25 | 49.25 | 6
2033/34 | 73.75 | 49.25 | 3
2033/34 | 74.25 | 49.25 | 5
2033/34 | 74.75 | 49.25 | 5
2033/34 | 75.25 | 49.25 | 6
2033/34 | 75.75 | 49.25 | 4
2033/34 | 76.25 | 49.25 | 2
2033/34 | 76.75 | 49.25 | 5
2033/34 | 77.25 | 49.25 | 8
2033/34 | 77.75 | 49.25 | 5
2033/34 | 78.25 | 49.25 | 5
2033/34 | 78.75 | 49.25 | 3
2033/34 | 79.25 | 49.25 | 8
2033/34 | 79.75 | 49.25 | 10
2033/34 | 80.25 | 49.25 | 8
2033/34 | 80.75 | 49.25 | 6
2033/34 | 81.25 | 49.25 | 11
2033/34 | 81.75 | 49.25 | 11
2033/34 | 82.25 | 49.25 | 19
2033/34 | 82.75 | 49.25 | 10
2033/34 | 83.25 | 49.25 | 16
2033/34 | 83.75 | 49.25 | 17
2033/34 | 84.25 | 49.25 | 15
2033/34 | 84.75 | 49.25 | 14
2033/34 | 85.25 | 49.25 | 23
2033/34 | 85.75 | 49.25 | 26
2033/34 | 86.25 | 49.25 | 13
2033/34 | 86.75 | 49.25 | 21
2033/34 | 87.25 | 49.25 | 28
2033/34 | 87.75 | 49.25 | 28
2033/34 | 88.25 | 49.25 | 19
2033/34 | 88.75 | 49.25 | 28
2033/34 | 89.25 | 49.25 | 47
2033/34 | 89.75 | 49.25 | 33
2033/34 | 90.25 | 49.25 | 46
2033/34 | 90.75 | 49.25 | 44
2033/34 | 91.25 | 49.25 | 40
2033/34 | 91.75 | 49.25 | 41
2033/34 | 92.25 | 49.25 | 51
2033/34 | 92.75 | 49.25 | 55
2033/34 | 93.25 | 49.25 | 40
2033/34 | 93.75 | 49.25 | 56
2033/34 | 94.25 | 49.25 | 57
2033/34 | 94.75 | 49.25 | 65
2033/34 | 95.25 | 49.25 | 49
2033/34 | 95.75 | 49.25 | 71
2033/34 | 96.25 | 49.25 | 68
2033/34 | 96.75 | 49.25 | 73
2033/34 | 97.25 | 49.25 | 95
2033/34 | 97.75 | 49.25 | 88
2033/34 | 98.25 | 49.25 | 95
2033/34 | 98.75 | 49.25 | 104
2033/34 | 99.25 | 49.25 | 99
2033/34 | 99.75 | 49.25 | 92
2033/34 | 100.25 | 49.25 | 107
2033/34 | 100.75 | 49.25 | 122
2033/34 | 101.25 | 49.25 | 114
2033/34 | 101.75 | 49.25 | 115
2033/34 | 102.25 | 49.25 | 124
2033/34 | 102.75 | 49.25 | 110
2033/34 | 103.25 | 49.25 | 130
2033/34 | 103.75 | 49.25 | 141
2033/34 | 104.25 | 49.25 | 131
2033/34 | 104.75 | 49.25 | 130
2033/34 | 105.25 | 49.25 | 129
2033/34 | 105.75 | 49.25 | 137
2033/34 | 106.25 | 49.25 | 162
2033/34 | 106.75 | 49.25 | 138
2033/34 | 107.25 | 49.25 | 148
2033/34 | 107.75 | 49.25 | 142
2033/34 | 108.25 | 49.25 | 154
2033/34 | 108.75 | 49.25 | 175
2033/34 | 109.25 | 49.25 | 165
2033/34 | 109.75 | 49.25 | 146
2033/34 | 110.25 | 49.25 | 152
2033/34 | 110.75 | 49.25 | 181
2033/34 | 111.25 | 49.25 | 181
2033/34 | 111.75 | 49.25 | 151
2033/34 | 112.25 | 49.25 | 166
2033/34 | 112.75 | 49.25 | 187
2033/34 | 113.25 | 49.25 | 176
2033/34 | 113.75 | 49.25 | 177
2033/34 | 114.25 | 49.25 | 169
2033/34 | 114.75 | 49.25 | 203
2033/34 | 115.25 | 49.25 | 164
2033/34 | 115.75 | 49.25 | 158
2033/34 | 116.25 | 49.25 | 161
2033/34 | 116.75 | 49.25 | 184
2033/34 | 117.25 | 49.25 | 184
2033/34 | 117.75 | 49.25 | 173
2033/34 | 118.25 | 49.25 | 165
2033/34 | 118.75 | 49.25 | 177
2033/34 | 119.25 | 49.25 | 199
2033/34 | 119.75 | 49.25 | 175
2033/34 | 120.25 | 49.25 | 187
2033/34 | 120.75 | 49.25 | 196
2033/34 | 121.25 | 49.25 | 163
2033/34 | 121.75 | 49.25 | 196
2033/34 | 122.25 | 49.25 | 155
2033/34 | 122.75 | 49.25 | 183
2033/34 | 123.25 | 49.25 | 215
2033/34 | 123.75 | 49.25 | 174
2033/34 | 124.25 | 49.25 | 196
2033/34 | 124.75 | 49.25 | 174
2033/34 | 125.25 | 49.25 | 177
2033/34 | 125.75 | 49.25 | 194
2033/34 | 126.25 | 49.25 | 188
2033/34 | 126.75 | 49.25 | 193
2033/34 | 127.25 | 49.25 | 173
2033/34 | 127.75 | 49.25 | 184
2033/34 | 128.25 | 49.25 | 186
2033/34 | 128.75 | 49.25 | 155
2033/34 | 129.25 | 49.25 | 205
2033/34 | 129.75 | 49.25 | 182
2033/34 | 130.25 | 49.25 | 177
2033/34 | 130.75 | 49.25 | 173
2033/34 | 131.25 | 49.25 | 195
2033/34 | 131.75 | 49.25 | 183
2033/34 | 132.25 | 49.25 | 175
2033/34 | 132.75 | 49.25 | 184
2033/34 | 133.25 | 49.25 | 192
2033/34 | 133.75 | 49.25 | 177
2033/34 | 134.25 | 49.25 | 160
2033/34 | 134.75 | 49.25 | 177
2033/34 | 135.25 | 49.25 | 178
2033/34 | 135.75 | 49.25 | 152
2033/34 | 136.25 | 49.25 | 175
2033/34 | 136.75 | 49.25 | 185
2033/34 | 137.25 | 49.25 | 178
2033/34 | 137.75 | 49.25 | 143
2033/34 | 138.25 | 49.25 | 182
2033/34 | 138.75 | 49.25 | 162
2033/34 | 139.25 | 49.25 | 150
2033/34 | 139.75 | 49.25 | 193
2033/34 | 140.25 | 49.25 | 165
2033/34 | 140.75 | 49.25 | 153
2033/34 | 141.25 | 49.25 | 165
2033/34 | 141.75 | 49.25 | 173
2033/34 | 142.25 | 49.25 | 169
2033/34 | 142.75 | 49.25 | 142
2033/34 | 143.25 | 49.25 | 155
2033/34 | 143.75 | 49.25 | 151
2033/34 | 144.25 | 49.25 | 144
2033/34 | 144.75 | 49.25 | 152
2033/34 | 145.25 | 49.25 | 156
2033/34 | 145.75 | 49.25 | 148
2033/34 | 146.25 | 49.25 | 150
2033/34 | 146.75 | 49.25 | 138
2033/34 | 147.25 | 49.25 | 160
2033/34 | 147.75 | 49.25 | 147
2033/34 | 148.25 | 49.25 | 144
2033/34 | 148.75 | 49.25 | 144
2033/34 | 149.25 | 49.25 | 132
2033/34 | 149.75 | 49.25 | 133
2033/34 | 150.25 | 49.25 | 152
2033/34 | 150.75 | 49.25 | 123
2033/34 | 151.25 | 49.25 | 131
2033/34 | 151.75 | 49.25 | 126
2033/34 | 152.25 | 49.25 | 127
2033/34 | 152.75 | 49.25 | 156
2033/34 | 153.25 | 49.25 | 138
2033/34 | 153.75 | 49.25 | 134
2033/34 | 154.25 | 49.25 | 132
2033/34 | 154.75 | 49.25 | 110
2033/34 | 155.25 | 49.25 | 121
2033/34 | 155.75 | 49.25 | 139
2033/34 | 156.25 | 49.25 | 118
2033/34 | 156.75 | 49.25 | 116
2033/34 | 157.25 | 49.25 | 127
2033/34 | 157.75 | 49.25 | 118
2033/34 | 158.25 | 49.25 | 98
2033/34 | 158.75 | 49.25 | 88
2033/34 | 159.25 | 49.25 | 88
2033/34 | 159.75 | 49.25 | 103
2033/34 | 160.25 | 49.25 | 99
2033/34 | 160.75 | 49.25 | 132
2033/34 | 161.25 | 49.25 | 98
2033/34 | 161.75 | 49.25 | 93
2033/34 | 162.25 | 49.25 | 102
2033/34 | 162.75 | 49.25 | 92
2033/34 | 163.25 | 49.25 | 101
2033/34 | 163.75 | 49.25 | 101
2033/34 | 164.25 | 49.25 | 91
2033/34 | 164.75 | 49.25 | 91
2033/34 | 165.25 | 49.25 | 117
2033/34 | 165.75 | 49.25 | 109
2033/34 | 166.25 | 49.25 | 101
2033/34 | 166.75 | 49.25 | 82
2033/34 | 167.25 | 49.25 | 89
2033/34 | 167.75 | 49.25 | 94
2033/34 | 168.25 | 49.25 | 88
2033/34 | 168.75 | 49.25 | 83
2033/34 | 169.25 | 49.25 | 75
2033/34 | 169.75 | 49.25 | 99
2033/34 | 170.25 | 49.25 | 81
2033/34 | 170.75 | 49.25 | 90
2033/34 | 171.25 | 49.25 | 74
2033/34 | 171.75 | 49.25 | 88
2033/34 | 172.25 | 49.25 | 61
2033/34 | 172.75 | 49.25 | 89
2033/34 | 173.25 | 49.25 | 58
2033/34 | 173.75 | 49.25 | 87
2033/34 | 174.25 | 49.25 | 75
2033/34 | 174.75 | 49.25 | 68
2033/34 | 175.25 | 49.25 | 73
2033/34 | 175.75 | 49.25 | 73
2033/34 | 176.25 | 49.25 | 64
2033/34 | 176.75 | 49.25 | 66
2033/34 | 177.25 | 49.25 | 48
2033/34 | 177.75 | 49.25 | 77
2033/34 | 178.25 | 49.25 | 55
2033/34 | 178.75 | 49.25 | 70
2033/34 | 179.25 | 49.25 | 66
2033/34 | 179.75 | 49.25 | 62
2033/34 | 180.25 | 49.25 | 55
2033/34 | 180.75 | 49.25 | 71
2033/34 | 181.25 | 49.25 | 52
2033/34 | 181.75 | 49.25 | 59
2033/34 | 182.25 | 49.25 | 55
2033/34 | 182.75 | 49.25 | 54
2033/34 | 183.25 | 49.25 | 53
2033/34 | 183.75 | 49.25 | 41
2033/34 | 184.25 | 49.25 | 50
2033/34 | 184.75 | 49.25 | 43
2033/34 | 185.25 | 49.25 | 54
2033/34 | 185.75 | 49.25 | 49
2033/34 | 186.25 | 49.25 | 51
2033/34 | 186.75 | 49.25 | 45
2033/34 | 187.25 | 49.25 | 51
2033/34 | 187.75 | 49.25 | 44
2033/34 | 188.25 | 49.25 | 45
2033/34 | 188.75 | 49.25 | 34
2033/34 | 189.25 | 49.25 | 44
2033/34 | 189.75 | 49.25 | 30
2033/34 | 190.25 | 49.25 | 36
2033/34 | 190.75 | 49.25 | 32
2033/34 | 191.25 | 49.25 | 45
2033/34 | 191.75 | 49.25 | 30
2033/34 | 192.25 | 49.25 | 31
2033/34 | 192.75 | 49.25 | 35
2033/34 | 193.25 | 49.25 | 49
2033/34 | 193.75 | 49.25 | 37
2033/34 | 194.25 | 49.25 | 31
2033/34 | 194.75 | 49.25 | 38
2033/34 | 195.25 | 49.25 | 18
2033/34 | 195.75 | 49.25 | 42
2033/34 | 196.25 | 49.25 | 28
2033/34 | 196.75 | 49.25 | 32
2033/34 | 197.25 | 49.25 | 26
2033/34 | 197.75 | 49.25 | 13
2033/34 | 198.25 | 49.25 | 29
2033/34 | 198.75 | 49.25 | 26
2033/34 | 199.25 | 49.25 | 20
2033/34 | 199.75 | 49.25 | 27
2033/34 | 200.25 | 49.25 | 23
2033/34 | 200.75 | 49.25 | 34
2033/34 | 201.25 | 49.25 | 15
2033/34 | 201.75 | 49.25 | 23
2033/34 | 202.25 | 49.25 | 23
2033/34 | 202.75 | 49.25 | 24
2033/34 | 203.25 | 49.25 | 27
2033/34 | 203.75 | 49.25 | 22
2033/34 | 204.25 | 49.25 | 18
2033/34 | 204.75 | 49.25 | 24
2033/34 | 205.25 | 49.25 | 24
2033/34 | 205.75 | 49.25 | 25
2033/34 | 206.25 | 49.25 | 25
2033/34 | 206.75 | 49.25 | 23
2033/34 | 207.25 | 49.25 | 16
2033/34 | 207.75 | 49.25 | 25
2033/34 | 208.25 | 49.25 | 20
2033/34 | 208.75 | 49.25 | 15
2033/34 | 209.25 | 49.25 | 17
2033/34 | 209.75 | 49.25 | 13
2033/34 | 210.25 | 49.25 | 23
2033/34 | 210.75 | 49.25 | 13
2033/34 | 211.25 | 49.25 | 13
2033/34 | 211.75 | 49.25 | 16
2033/34 | 212.25 | 49.25 | 11
2033/34 | 212.75 | 49.25 | 14
2033/34 | 213.25 | 49.25 | 15
2033/34 | 213.75 | 49.25 | 12
2033/34 | 214.25 | 49.25 | 8
2033/34 | 214.75 | 49.25 | 6
2033/34 | 215.25 | 49.25 | 12
2033/34 | 215.75 | 49.25 | 9
2033/34 | 216.25 | 49.25 | 9
2033/34 | 216.75 | 49.25 | 8
2033/34 | 217.25 | 49.25 | 13
2033/34 | 217.75 | 49.25 | 5
2033/34 | 218.25 | 49.25 | 6
2033/34 | 218.75 | 49.25 | 12
2033/34 | 219.25 | 49.25 | 14
2033/34 | 219.75 | 49.25 | 9
2033/34 | 220.25 | 49.25 | 12
2033/34 | 220.75 | 49.25 | 10
2033/34 | 221.25 | 49.25 | 11
2033/34 | 221.75 | 49.25 | 9
2033/34 | 222.25 | 49.25 | 10
2033/34 | 222.75 | 49.25 | 10
2033/34 | 223.25 | 49.25 | 9
2033/34 | 223.75 | 49.25 | 4
2033/34 | 224.25 | 49.25 | 7
2033/34 | 224.75 | 49.25 | 9
2033/34 | 225.25 | 49.25 | 14
2033/34 | 225.75 | 49.25 | 7
2033/34 | 226.25 | 49.25 | 6
2033/34 | 226.75 | 49.25 | 5
2033/34 | 227.25 | 49.25 | 5
2033/34 | 227.75 | 49.25 | 5
2033/34 | 228.25 | 49.25 | 2
2033/34 | 228.75 | 49.25 | 9
2033/34 | 229.25 | 49.25 | 7
2033/34 | 229.75 | 49.25 | 11
2033/34 | 230.25 | 49.25 | 5
2033/34 | 230.75 | 49.25 | 9
2033/34 | 231.25 | 49.25 | 4
2033/34 | 231.75 | 49.25 | 4
2033/34 | 232.25 | 49.25 | 6
2033/34 | 232.75 | 49.25 | 5
2033/34 | 233.25 | 49.25 | 11
2033/34 | 233.75 | 49.25 | 2
2033/34 | 234.25 | 49.25 | 4
2033/34 | 234.75 | 49.25 | 3
2033/34 | 235.25 | 49.25 | 6
2033/34 | 235.75 | 49.25 | 7
2033/34 | 236.25 | 49.25 | 5
2033/34 | 236.75 | 49.25 | 7
2033/34 | 237.25 | 49.25 | 5
2033/34 | 237.75 | 49.25 | 2
2033/34 | 238.25 | 49.25 | 3
2033/34 | 238.75 | 49.25 | 2
2033/34 | 239.25 | 49.25 | 3
2033/34 | 239.75 | 49.25 | 5
2033/34 | 240.25 | 49.25 | 7
2033/34 | 240.75 | 49.25 | 8
2033/34 | 241.25 | 49.25 | 7
2033/34 | 241.75 | 49.25 | 1
2033/34 | 242.25 | 49.25 | 8
2033/34 | 242.75 | 49.25 | 2
2033/34 | 243.25 | 49.25 | 5
2033/34 | 243.75 | 49.25 | 4
2033/34 | 244.25 | 49.25 | 1
2033/34 | 244.75 | 49.25 | 6
2033/34 | 245.25 | 49.25 | 3
2033/34 | 245.75 | 49.25 | 6
2033/34 | 246.25 | 49.25 | 3
2033/34 | 246.75 | 49.25 | 1
2033/34 | 247.25 | 49.25 | 4
2033/34 | 247.75 | 49.25 | 2
2033/34 | 248.25 | 49.25 | 1
2033/34 | 248.75 | 49.25 | 2
2033/34 | 249.75 | 49.25 | 2
2033/34 | 250.25 | 49.25 | 2
2033/34 | 250.75 | 49.25 | 3
2033/34 | 251.75 | 49.25 | 2
2033/34 | 252.25 | 49.25 | 1
2033/34 | 252.75 | 49.25 | 3
2033/34 | 253.25 | 49.25 | 1
2033/34 | 254.25 | 49.25 | 2
2033/34 | 255.25 | 49.25 | 1
2033/34 | 255.75 | 49.25 | 1
2033/34 | 256.25 | 49.25 | 4
2033/34 | 256.75 | 49.25 | 2
2033/34 | 257.25 | 49.25 | 1
2033/34 | 258.25 | 49.25 | 1
2033/34 | 258.75 | 49.25 | 3
2033/34 | 259.25 | 49.25 | 2
2033/34 | 259.75 | 49.25 | 1
2033/34 | 260.25 | 49.25 | 3
2033/34 | 261.25 | 49.25 | 1
2033/34 | 262.25 | 49.25 | 1
2033/34 | 262.75 | 49.25 | 1
2033/34 | 263.25 | 49.25 | 2
2033/34 | 263.75 | 49.25 | 1
2033/34 | 264.25 | 49.25 | 1
2033/34 | 268.75 | 49.25 | 1
2033/34 | 269.25 | 49.25 | 1
2033/34 | 269.75 | 49.25 | 1
2033/34 | 270.25 | 49.25 | 4
2033/34 | 270.75 | 49.25 | 2
2033/34 | 273.25 | 49.25 | 1
2033/34 | 276.75 | 49.25 | 2
2033/34 | 277.25 | 49.25 | 1
2033/34 | 277.75 | 49.25 | 1
2033/34 | 278.75 | 49.25 | 1
2033/34 | 282.25 | 49.25 | 1
2033/34 | 285.25 | 49.25 | 1
2033/34 | 285.75 | 49.25 | 1
2033/34 | 286.25 | 49.25 | 1
2033/34 | 286.75 | 49.25 | 1
2033/34 | 288.25 | 49.25 | 1
2033/34 | 288.75 | 49.25 | 1
2033/34 | 58.75 | 49.75 | 1
2033/34 | 60.75 | 49.75 | 1
2033/34 | 61.75 | 49.75 | 1
2033/34 | 62.75 | 49.75 | 1
2033/34 | 63.25 | 49.75 | 2
2033/34 | 64.75 | 49.75 | 3
2033/34 | 65.25 | 49.75 | 2
2033/34 | 65.75 | 49.75 | 3
2033/34 | 66.25 | 49.75 | 1
2033/34 | 66.75 | 49.75 | 2
2033/34 | 67.75 | 49.75 | 2
2033/34 | 68.25 | 49.75 | 1
2033/34 | 68.75 | 49.75 | 2
2033/34 | 69.25 | 49.75 | 4
2033/34 | 69.75 | 49.75 | 2
2033/34 | 70.25 | 49.75 | 1
2033/34 | 70.75 | 49.75 | 4
2033/34 | 71.25 | 49.75 | 4
2033/34 | 71.75 | 49.75 | 1
2033/34 | 72.25 | 49.75 | 2
2033/34 | 72.75 | 49.75 | 4
2033/34 | 73.25 | 49.75 | 5
2033/34 | 73.75 | 49.75 | 6
2033/34 | 74.25 | 49.75 | 3
2033/34 | 74.75 | 49.75 | 5
2033/34 | 75.25 | 49.75 | 3
2033/34 | 75.75 | 49.75 | 7
2033/34 | 76.25 | 49.75 | 4
2033/34 | 76.75 | 49.75 | 4
2033/34 | 77.25 | 49.75 | 5
2033/34 | 77.75 | 49.75 | 7
2033/34 | 78.25 | 49.75 | 11
2033/34 | 78.75 | 49.75 | 9
2033/34 | 79.25 | 49.75 | 9
2033/34 | 79.75 | 49.75 | 7
2033/34 | 80.25 | 49.75 | 6
2033/34 | 80.75 | 49.75 | 9
2033/34 | 81.25 | 49.75 | 9
2033/34 | 81.75 | 49.75 | 10
2033/34 | 82.25 | 49.75 | 12
2033/34 | 82.75 | 49.75 | 11
2033/34 | 83.25 | 49.75 | 17
2033/34 | 83.75 | 49.75 | 12
2033/34 | 84.25 | 49.75 | 13
2033/34 | 84.75 | 49.75 | 14
2033/34 | 85.25 | 49.75 | 17
2033/34 | 85.75 | 49.75 | 23
2033/34 | 86.25 | 49.75 | 25
2033/34 | 86.75 | 49.75 | 18
2033/34 | 87.25 | 49.75 | 26
2033/34 | 87.75 | 49.75 | 20
2033/34 | 88.25 | 49.75 | 23
2033/34 | 88.75 | 49.75 | 31
2033/34 | 89.25 | 49.75 | 30
2033/34 | 89.75 | 49.75 | 28
2033/34 | 90.25 | 49.75 | 31
2033/34 | 90.75 | 49.75 | 36
2033/34 | 91.25 | 49.75 | 51
2033/34 | 91.75 | 49.75 | 41
2033/34 | 92.25 | 49.75 | 37
2033/34 | 92.75 | 49.75 | 41
2033/34 | 93.25 | 49.75 | 51
2033/34 | 93.75 | 49.75 | 58
2033/34 | 94.25 | 49.75 | 74
2033/34 | 94.75 | 49.75 | 52
2033/34 | 95.25 | 49.75 | 59
2033/34 | 95.75 | 49.75 | 67
2033/34 | 96.25 | 49.75 | 49
2033/34 | 96.75 | 49.75 | 67
2033/34 | 97.25 | 49.75 | 80
2033/34 | 97.75 | 49.75 | 70
2033/34 | 98.25 | 49.75 | 86
2033/34 | 98.75 | 49.75 | 80
2033/34 | 99.25 | 49.75 | 97
2033/34 | 99.75 | 49.75 | 98
2033/34 | 100.25 | 49.75 | 90
2033/34 | 100.75 | 49.75 | 94
2033/34 | 101.25 | 49.75 | 116
2033/34 | 101.75 | 49.75 | 93
2033/34 | 102.25 | 49.75 | 117
2033/34 | 102.75 | 49.75 | 99
2033/34 | 103.25 | 49.75 | 119
2033/34 | 103.75 | 49.75 | 104
2033/34 | 104.25 | 49.75 | 134
2033/34 | 104.75 | 49.75 | 109
2033/34 | 105.25 | 49.75 | 123
2033/34 | 105.75 | 49.75 | 150
2033/34 | 106.25 | 49.75 | 139
2033/34 | 106.75 | 49.75 | 139
2033/34 | 107.25 | 49.75 | 145
2033/34 | 107.75 | 49.75 | 143
2033/34 | 108.25 | 49.75 | 133
2033/34 | 108.75 | 49.75 | 147
2033/34 | 109.25 | 49.75 | 154
2033/34 | 109.75 | 49.75 | 140
2033/34 | 110.25 | 49.75 | 165
2033/34 | 110.75 | 49.75 | 177
2033/34 | 111.25 | 49.75 | 168
2033/34 | 111.75 | 49.75 | 125
2033/34 | 112.25 | 49.75 | 146
2033/34 | 112.75 | 49.75 | 143
2033/34 | 113.25 | 49.75 | 189
2033/34 | 113.75 | 49.75 | 132
2033/34 | 114.25 | 49.75 | 163
2033/34 | 114.75 | 49.75 | 160
2033/34 | 115.25 | 49.75 | 184
2033/34 | 115.75 | 49.75 | 166
2033/34 | 116.25 | 49.75 | 165
2033/34 | 116.75 | 49.75 | 156
2033/34 | 117.25 | 49.75 | 160
2033/34 | 117.75 | 49.75 | 176
2033/34 | 118.25 | 49.75 | 145
2033/34 | 118.75 | 49.75 | 184
2033/34 | 119.25 | 49.75 | 169
2033/34 | 119.75 | 49.75 | 181
2033/34 | 120.25 | 49.75 | 159
2033/34 | 120.75 | 49.75 | 156
2033/34 | 121.25 | 49.75 | 199
2033/34 | 121.75 | 49.75 | 212
2033/34 | 122.25 | 49.75 | 191
2033/34 | 122.75 | 49.75 | 178
2033/34 | 123.25 | 49.75 | 175
2033/34 | 123.75 | 49.75 | 191
2033/34 | 124.25 | 49.75 | 207
2033/34 | 124.75 | 49.75 | 181
2033/34 | 125.25 | 49.75 | 171
2033/34 | 125.75 | 49.75 | 203
2033/34 | 126.25 | 49.75 | 184
2033/34 | 126.75 | 49.75 | 190
2033/34 | 127.25 | 49.75 | 160
2033/34 | 127.75 | 49.75 | 171
2033/34 | 128.25 | 49.75 | 215
2033/34 | 128.75 | 49.75 | 168
2033/34 | 129.25 | 49.75 | 171
2033/34 | 129.75 | 49.75 | 183
2033/34 | 130.25 | 49.75 | 189
2033/34 | 130.75 | 49.75 | 156
2033/34 | 131.25 | 49.75 | 181
2033/34 | 131.75 | 49.75 | 209
2033/34 | 132.25 | 49.75 | 183
2033/34 | 132.75 | 49.75 | 169
2033/34 | 133.25 | 49.75 | 188
2033/34 | 133.75 | 49.75 | 193
2033/34 | 134.25 | 49.75 | 182
2033/34 | 134.75 | 49.75 | 191
2033/34 | 135.25 | 49.75 | 190
2033/34 | 135.75 | 49.75 | 161
2033/34 | 136.25 | 49.75 | 175
2033/34 | 136.75 | 49.75 | 168
2033/34 | 137.25 | 49.75 | 164
2033/34 | 137.75 | 49.75 | 173
2033/34 | 138.25 | 49.75 | 186
2033/34 | 138.75 | 49.75 | 160
2033/34 | 139.25 | 49.75 | 157
2033/34 | 139.75 | 49.75 | 183
2033/34 | 140.25 | 49.75 | 161
2033/34 | 140.75 | 49.75 | 172
2033/34 | 141.25 | 49.75 | 138
2033/34 | 141.75 | 49.75 | 142
2033/34 | 142.25 | 49.75 | 166
2033/34 | 142.75 | 49.75 | 173
2033/34 | 143.25 | 49.75 | 164
2033/34 | 143.75 | 49.75 | 167
2033/34 | 144.25 | 49.75 | 156
2033/34 | 144.75 | 49.75 | 150
2033/34 | 145.25 | 49.75 | 160
2033/34 | 145.75 | 49.75 | 138
2033/34 | 146.25 | 49.75 | 143
2033/34 | 146.75 | 49.75 | 133
2033/34 | 147.25 | 49.75 | 147
2033/34 | 147.75 | 49.75 | 157
2033/34 | 148.25 | 49.75 | 142
2033/34 | 148.75 | 49.75 | 130
2033/34 | 149.25 | 49.75 | 169
2033/34 | 149.75 | 49.75 | 128
2033/34 | 150.25 | 49.75 | 128
2033/34 | 150.75 | 49.75 | 140
2033/34 | 151.25 | 49.75 | 146
2033/34 | 151.75 | 49.75 | 139
2033/34 | 152.25 | 49.75 | 153
2033/34 | 152.75 | 49.75 | 123
2033/34 | 153.25 | 49.75 | 137
2033/34 | 153.75 | 49.75 | 132
2033/34 | 154.25 | 49.75 | 119
2033/34 | 154.75 | 49.75 | 126
2033/34 | 155.25 | 49.75 | 132
2033/34 | 155.75 | 49.75 | 137
2033/34 | 156.25 | 49.75 | 135
2033/34 | 156.75 | 49.75 | 133
2033/34 | 157.25 | 49.75 | 105
2033/34 | 157.75 | 49.75 | 131
2033/34 | 158.25 | 49.75 | 145
2033/34 | 158.75 | 49.75 | 100
2033/34 | 159.25 | 49.75 | 115
2033/34 | 159.75 | 49.75 | 106
2033/34 | 160.25 | 49.75 | 100
2033/34 | 160.75 | 49.75 | 128
2033/34 | 161.25 | 49.75 | 110
2033/34 | 161.75 | 49.75 | 102
2033/34 | 162.25 | 49.75 | 86
2033/34 | 162.75 | 49.75 | 103
2033/34 | 163.25 | 49.75 | 123
2033/34 | 163.75 | 49.75 | 79
2033/34 | 164.25 | 49.75 | 96
2033/34 | 164.75 | 49.75 | 97
2033/34 | 165.25 | 49.75 | 105
2033/34 | 165.75 | 49.75 | 88
2033/34 | 166.25 | 49.75 | 79
2033/34 | 166.75 | 49.75 | 86
2033/34 | 167.25 | 49.75 | 87
2033/34 | 167.75 | 49.75 | 94
2033/34 | 168.25 | 49.75 | 84
2033/34 | 168.75 | 49.75 | 97
2033/34 | 169.25 | 49.75 | 89
2033/34 | 169.75 | 49.75 | 87
2033/34 | 170.25 | 49.75 | 63
2033/34 | 170.75 | 49.75 | 91
2033/34 | 171.25 | 49.75 | 93
2033/34 | 171.75 | 49.75 | 76
2033/34 | 172.25 | 49.75 | 81
2033/34 | 172.75 | 49.75 | 69
2033/34 | 173.25 | 49.75 | 71
2033/34 | 173.75 | 49.75 | 72
2033/34 | 174.25 | 49.75 | 80
2033/34 | 174.75 | 49.75 | 66
2033/34 | 175.25 | 49.75 | 76
2033/34 | 175.75 | 49.75 | 62
2033/34 | 176.25 | 49.75 | 66
2033/34 | 176.75 | 49.75 | 62
2033/34 | 177.25 | 49.75 | 63
2033/34 | 177.75 | 49.75 | 79
2033/34 | 178.25 | 49.75 | 68
2033/34 | 178.75 | 49.75 | 64
2033/34 | 179.25 | 49.75 | 70
2033/34 | 179.75 | 49.75 | 65
2033/34 | 180.25 | 49.75 | 63
2033/34 | 180.75 | 49.75 | 72
2033/34 | 181.25 | 49.75 | 56
2033/34 | 181.75 | 49.75 | 59
2033/34 | 182.25 | 49.75 | 49
2033/34 | 182.75 | 49.75 | 59
2033/34 | 183.25 | 49.75 | 51
2033/34 | 183.75 | 49.75 | 52
2033/34 | 184.25 | 49.75 | 49
2033/34 | 184.75 | 49.75 | 55
2033/34 | 185.25 | 49.75 | 45
2033/34 | 185.75 | 49.75 | 45
2033/34 | 186.25 | 49.75 | 58
2033/34 | 186.75 | 49.75 | 49
2033/34 | 187.25 | 49.75 | 60
2033/34 | 187.75 | 49.75 | 41
2033/34 | 188.25 | 49.75 | 35
2033/34 | 188.75 | 49.75 | 40
2033/34 | 189.25 | 49.75 | 49
2033/34 | 189.75 | 49.75 | 28
2033/34 | 190.25 | 49.75 | 40
2033/34 | 190.75 | 49.75 | 45
2033/34 | 191.25 | 49.75 | 40
2033/34 | 191.75 | 49.75 | 31
2033/34 | 192.25 | 49.75 | 35
2033/34 | 192.75 | 49.75 | 33
2033/34 | 193.25 | 49.75 | 38
2033/34 | 193.75 | 49.75 | 41
2033/34 | 194.25 | 49.75 | 21
2033/34 | 194.75 | 49.75 | 46
2033/34 | 195.25 | 49.75 | 28
2033/34 | 195.75 | 49.75 | 35
2033/34 | 196.25 | 49.75 | 39
2033/34 | 196.75 | 49.75 | 34
2033/34 | 197.25 | 49.75 | 30
2033/34 | 197.75 | 49.75 | 34
2033/34 | 198.25 | 49.75 | 24
2033/34 | 198.75 | 49.75 | 30
2033/34 | 199.25 | 49.75 | 31
2033/34 | 199.75 | 49.75 | 27
2033/34 | 200.25 | 49.75 | 24
2033/34 | 200.75 | 49.75 | 31
2033/34 | 201.25 | 49.75 | 29
2033/34 | 201.75 | 49.75 | 28
2033/34 | 202.25 | 49.75 | 27
2033/34 | 202.75 | 49.75 | 23
2033/34 | 203.25 | 49.75 | 19
2033/34 | 203.75 | 49.75 | 20
2033/34 | 204.25 | 49.75 | 21
2033/34 | 204.75 | 49.75 | 18
2033/34 | 205.25 | 49.75 | 17
2033/34 | 205.75 | 49.75 | 21
2033/34 | 206.25 | 49.75 | 20
2033/34 | 206.75 | 49.75 | 14
2033/34 | 207.25 | 49.75 | 16
2033/34 | 207.75 | 49.75 | 17
2033/34 | 208.25 | 49.75 | 19
2033/34 | 208.75 | 49.75 | 11
2033/34 | 209.25 | 49.75 | 16
2033/34 | 209.75 | 49.75 | 9
2033/34 | 210.25 | 49.75 | 17
2033/34 | 210.75 | 49.75 | 15
2033/34 | 211.25 | 49.75 | 21
2033/34 | 211.75 | 49.75 | 16
2033/34 | 212.25 | 49.75 | 17
2033/34 | 212.75 | 49.75 | 13
2033/34 | 213.25 | 49.75 | 17
2033/34 | 213.75 | 49.75 | 14
2033/34 | 214.25 | 49.75 | 11
2033/34 | 214.75 | 49.75 | 14
2033/34 | 215.25 | 49.75 | 22
2033/34 | 215.75 | 49.75 | 16
2033/34 | 216.25 | 49.75 | 17
2033/34 | 216.75 | 49.75 | 17
2033/34 | 217.25 | 49.75 | 13
2033/34 | 217.75 | 49.75 | 11
2033/34 | 218.25 | 49.75 | 11
2033/34 | 218.75 | 49.75 | 4
2033/34 | 219.25 | 49.75 | 9
2033/34 | 219.75 | 49.75 | 14
2033/34 | 220.25 | 49.75 | 10
2033/34 | 220.75 | 49.75 | 7
2033/34 | 221.25 | 49.75 | 7
2033/34 | 221.75 | 49.75 | 12
2033/34 | 222.25 | 49.75 | 9
2033/34 | 222.75 | 49.75 | 11
2033/34 | 223.25 | 49.75 | 6
2033/34 | 223.75 | 49.75 | 5
2033/34 | 224.25 | 49.75 | 15
2033/34 | 224.75 | 49.75 | 7
2033/34 | 225.25 | 49.75 | 3
2033/34 | 225.75 | 49.75 | 14
2033/34 | 226.25 | 49.75 | 9
2033/34 | 226.75 | 49.75 | 12
2033/34 | 227.25 | 49.75 | 5
2033/34 | 227.75 | 49.75 | 8
2033/34 | 228.25 | 49.75 | 11
2033/34 | 228.75 | 49.75 | 6
2033/34 | 229.25 | 49.75 | 5
2033/34 | 229.75 | 49.75 | 5
2033/34 | 230.25 | 49.75 | 5
2033/34 | 230.75 | 49.75 | 8
2033/34 | 231.25 | 49.75 | 2
2033/34 | 231.75 | 49.75 | 5
2033/34 | 232.25 | 49.75 | 5
2033/34 | 232.75 | 49.75 | 5
2033/34 | 233.25 | 49.75 | 7
2033/34 | 233.75 | 49.75 | 3
2033/34 | 234.25 | 49.75 | 5
2033/34 | 234.75 | 49.75 | 4
2033/34 | 235.25 | 49.75 | 4
2033/34 | 235.75 | 49.75 | 6
2033/34 | 236.25 | 49.75 | 2
2033/34 | 236.75 | 49.75 | 3
2033/34 | 237.25 | 49.75 | 4
2033/34 | 237.75 | 49.75 | 6
2033/34 | 238.25 | 49.75 | 4
2033/34 | 238.75 | 49.75 | 3
2033/34 | 239.25 | 49.75 | 3
2033/34 | 239.75 | 49.75 | 3
2033/34 | 240.25 | 49.75 | 3
2033/34 | 241.25 | 49.75 | 7
2033/34 | 241.75 | 49.75 | 6
2033/34 | 242.25 | 49.75 | 4
2033/34 | 242.75 | 49.75 | 3
2033/34 | 243.75 | 49.75 | 6
2033/34 | 244.25 | 49.75 | 1
2033/34 | 244.75 | 49.75 | 1
2033/34 | 245.25 | 49.75 | 3
2033/34 | 245.75 | 49.75 | 2
2033/34 | 246.75 | 49.75 | 5
2033/34 | 247.25 | 49.75 | 3
2033/34 | 247.75 | 49.75 | 3
2033/34 | 248.25 | 49.75 | 1
2033/34 | 248.75 | 49.75 | 2
2033/34 | 249.75 | 49.75 | 2
2033/34 | 250.25 | 49.75 | 2
2033/34 | 250.75 | 49.75 | 3
2033/34 | 251.25 | 49.75 | 7
2033/34 | 251.75 | 49.75 | 2
2033/34 | 252.25 | 49.75 | 4
2033/34 | 253.25 | 49.75 | 1
2033/34 | 254.25 | 49.75 | 2
2033/34 | 254.75 | 49.75 | 2
2033/34 | 255.75 | 49.75 | 3
2033/34 | 256.25 | 49.75 | 1
2033/34 | 257.25 | 49.75 | 1
2033/34 | 257.75 | 49.75 | 2
2033/34 | 258.75 | 49.75 | 2
2033/34 | 259.75 | 49.75 | 2
2033/34 | 260.25 | 49.75 | 1
2033/34 | 260.75 | 49.75 | 2
2033/34 | 261.75 | 49.75 | 1
2033/34 | 262.25 | 49.75 | 1
2033/34 | 263.25 | 49.75 | 1
2033/34 | 263.75 | 49.75 | 2
2033/34 | 265.75 | 49.75 | 2
2033/34 | 266.25 | 49.75 | 1
2033/34 | 266.75 | 49.75 | 2
2033/34 | 267.25 | 49.75 | 2
2033/34 | 269.75 | 49.75 | 1
2033/34 | 271.25 | 49.75 | 1
2033/34 | 271.75 | 49.75 | 1
2033/34 | 272.75 | 49.75 | 1
2033/34 | 275.75 | 49.75 | 1
2033/34 | 277.25 | 49.75 | 1
2033/34 | 280.25 | 49.75 | 1
2033/34 | 281.25 | 49.75 | 1
2033/34 | 282.25 | 49.75 | 1
2033/34 | 282.75 | 49.75 | 1
2033/34 | 283.75 | 49.75 | 1
2033/34 | 285.25 | 49.75 | 1
2033/34 | 286.25 | 49.75 | 1
2033/34 | 286.75 | 49.75 | 1
2033/34 | 290.25 | 49.75 | 1
2033/34 | 291.25 | 49.75 | 1
2033/34 | 295.75 | 49.75 | 1
2033/34 | 301.75 | 49.75 | 1
2033/34 | 326.75 | 49.75 | 1
2033/34 | 56.75 | 50.25 | 1
2033/34 | 57.75 | 50.25 | 1
2033/34 | 60.25 | 50.25 | 1
2033/34 | 61.25 | 50.25 | 1
2033/34 | 62.75 | 50.25 | 1
2033/34 | 64.75 | 50.25 | 2
2033/34 | 65.25 | 50.25 | 4
2033/34 | 65.75 | 50.25 | 2
2033/34 | 66.75 | 50.25 | 1
2033/34 | 67.25 | 50.25 | 5
2033/34 | 67.75 | 50.25 | 2
2033/34 | 68.75 | 50.25 | 3
2033/34 | 69.25 | 50.25 | 1
2033/34 | 69.75 | 50.25 | 3
2033/34 | 70.25 | 50.25 | 1
2033/34 | 70.75 | 50.25 | 4
2033/34 | 71.25 | 50.25 | 4
2033/34 | 72.25 | 50.25 | 6
2033/34 | 72.75 | 50.25 | 4
2033/34 | 73.25 | 50.25 | 3
2033/34 | 73.75 | 50.25 | 7
2033/34 | 74.25 | 50.25 | 2
2033/34 | 74.75 | 50.25 | 6
2033/34 | 75.25 | 50.25 | 3
2033/34 | 75.75 | 50.25 | 5
2033/34 | 76.25 | 50.25 | 3
2033/34 | 76.75 | 50.25 | 4
2033/34 | 77.25 | 50.25 | 5
2033/34 | 77.75 | 50.25 | 3
2033/34 | 78.25 | 50.25 | 5
2033/34 | 78.75 | 50.25 | 6
2033/34 | 79.25 | 50.25 | 6
2033/34 | 79.75 | 50.25 | 9
2033/34 | 80.25 | 50.25 | 9
2033/34 | 80.75 | 50.25 | 9
2033/34 | 81.25 | 50.25 | 10
2033/34 | 81.75 | 50.25 | 9
2033/34 | 82.25 | 50.25 | 11
2033/34 | 82.75 | 50.25 | 12
2033/34 | 83.25 | 50.25 | 10
2033/34 | 83.75 | 50.25 | 14
2033/34 | 84.25 | 50.25 | 14
2033/34 | 84.75 | 50.25 | 22
2033/34 | 85.25 | 50.25 | 24
2033/34 | 85.75 | 50.25 | 14
2033/34 | 86.25 | 50.25 | 18
2033/34 | 86.75 | 50.25 | 17
2033/34 | 87.25 | 50.25 | 25
2033/34 | 87.75 | 50.25 | 17
2033/34 | 88.25 | 50.25 | 20
2033/34 | 88.75 | 50.25 | 25
2033/34 | 89.25 | 50.25 | 37
2033/34 | 89.75 | 50.25 | 27
2033/34 | 90.25 | 50.25 | 37
2033/34 | 90.75 | 50.25 | 32
2033/34 | 91.25 | 50.25 | 30
2033/34 | 91.75 | 50.25 | 39
2033/34 | 92.25 | 50.25 | 39
2033/34 | 92.75 | 50.25 | 39
2033/34 | 93.25 | 50.25 | 49
2033/34 | 93.75 | 50.25 | 56
2033/34 | 94.25 | 50.25 | 66
2033/34 | 94.75 | 50.25 | 53
2033/34 | 95.25 | 50.25 | 47
2033/34 | 95.75 | 50.25 | 57
2033/34 | 96.25 | 50.25 | 64
2033/34 | 96.75 | 50.25 | 53
2033/34 | 97.25 | 50.25 | 74
2033/34 | 97.75 | 50.25 | 87
2033/34 | 98.25 | 50.25 | 85
2033/34 | 98.75 | 50.25 | 75
2033/34 | 99.25 | 50.25 | 71
2033/34 | 99.75 | 50.25 | 93
2033/34 | 100.25 | 50.25 | 91
2033/34 | 100.75 | 50.25 | 110
2033/34 | 101.25 | 50.25 | 98
2033/34 | 101.75 | 50.25 | 81
2033/34 | 102.25 | 50.25 | 99
2033/34 | 102.75 | 50.25 | 115
2033/34 | 103.25 | 50.25 | 94
2033/34 | 103.75 | 50.25 | 119
2033/34 | 104.25 | 50.25 | 103
2033/34 | 104.75 | 50.25 | 137
2033/34 | 105.25 | 50.25 | 114
2033/34 | 105.75 | 50.25 | 129
2033/34 | 106.25 | 50.25 | 112
2033/34 | 106.75 | 50.25 | 141
2033/34 | 107.25 | 50.25 | 132
2033/34 | 107.75 | 50.25 | 141
2033/34 | 108.25 | 50.25 | 156
2033/34 | 108.75 | 50.25 | 148
2033/34 | 109.25 | 50.25 | 155
2033/34 | 109.75 | 50.25 | 136
2033/34 | 110.25 | 50.25 | 136
2033/34 | 110.75 | 50.25 | 172
2033/34 | 111.25 | 50.25 | 170
2033/34 | 111.75 | 50.25 | 161
2033/34 | 112.25 | 50.25 | 149
2033/34 | 112.75 | 50.25 | 149
2033/34 | 113.25 | 50.25 | 132
2033/34 | 113.75 | 50.25 | 158
2033/34 | 114.25 | 50.25 | 148
2033/34 | 114.75 | 50.25 | 173
2033/34 | 115.25 | 50.25 | 165
2033/34 | 115.75 | 50.25 | 182
2033/34 | 116.25 | 50.25 | 153
2033/34 | 116.75 | 50.25 | 168
2033/34 | 117.25 | 50.25 | 166
2033/34 | 117.75 | 50.25 | 168
2033/34 | 118.25 | 50.25 | 182
2033/34 | 118.75 | 50.25 | 146
2033/34 | 119.25 | 50.25 | 170
2033/34 | 119.75 | 50.25 | 173
2033/34 | 120.25 | 50.25 | 190
2033/34 | 120.75 | 50.25 | 197
2033/34 | 121.25 | 50.25 | 198
2033/34 | 121.75 | 50.25 | 158
2033/34 | 122.25 | 50.25 | 177
2033/34 | 122.75 | 50.25 | 215
2033/34 | 123.25 | 50.25 | 190
2033/34 | 123.75 | 50.25 | 159
2033/34 | 124.25 | 50.25 | 175
2033/34 | 124.75 | 50.25 | 161
2033/34 | 125.25 | 50.25 | 180
2033/34 | 125.75 | 50.25 | 191
2033/34 | 126.25 | 50.25 | 171
2033/34 | 126.75 | 50.25 | 178
2033/34 | 127.25 | 50.25 | 164
2033/34 | 127.75 | 50.25 | 165
2033/34 | 128.25 | 50.25 | 168
2033/34 | 128.75 | 50.25 | 187
2033/34 | 129.25 | 50.25 | 178
2033/34 | 129.75 | 50.25 | 192
2033/34 | 130.25 | 50.25 | 163
2033/34 | 130.75 | 50.25 | 157
2033/34 | 131.25 | 50.25 | 192
2033/34 | 131.75 | 50.25 | 155
2033/34 | 132.25 | 50.25 | 176
2033/34 | 132.75 | 50.25 | 189
2033/34 | 133.25 | 50.25 | 180
2033/34 | 133.75 | 50.25 | 184
2033/34 | 134.25 | 50.25 | 154
2033/34 | 134.75 | 50.25 | 187
2033/34 | 135.25 | 50.25 | 164
2033/34 | 135.75 | 50.25 | 169
2033/34 | 136.25 | 50.25 | 149
2033/34 | 136.75 | 50.25 | 167
2033/34 | 137.25 | 50.25 | 173
2033/34 | 137.75 | 50.25 | 161
2033/34 | 138.25 | 50.25 | 185
2033/34 | 138.75 | 50.25 | 163
2033/34 | 139.25 | 50.25 | 149
2033/34 | 139.75 | 50.25 | 155
2033/34 | 140.25 | 50.25 | 151
2033/34 | 140.75 | 50.25 | 167
2033/34 | 141.25 | 50.25 | 172
2033/34 | 141.75 | 50.25 | 160
2033/34 | 142.25 | 50.25 | 169
2033/34 | 142.75 | 50.25 | 144
2033/34 | 143.25 | 50.25 | 163
2033/34 | 143.75 | 50.25 | 161
2033/34 | 144.25 | 50.25 | 144
2033/34 | 144.75 | 50.25 | 152
2033/34 | 145.25 | 50.25 | 181
2033/34 | 145.75 | 50.25 | 148
2033/34 | 146.25 | 50.25 | 145
2033/34 | 146.75 | 50.25 | 147
2033/34 | 147.25 | 50.25 | 148
2033/34 | 147.75 | 50.25 | 150
2033/34 | 148.25 | 50.25 | 160
2033/34 | 148.75 | 50.25 | 148
2033/34 | 149.25 | 50.25 | 141
2033/34 | 149.75 | 50.25 | 123
2033/34 | 150.25 | 50.25 | 114
2033/34 | 150.75 | 50.25 | 145
2033/34 | 151.25 | 50.25 | 160
2033/34 | 151.75 | 50.25 | 167
2033/34 | 152.25 | 50.25 | 131
2033/34 | 152.75 | 50.25 | 129
2033/34 | 153.25 | 50.25 | 138
2033/34 | 153.75 | 50.25 | 124
2033/34 | 154.25 | 50.25 | 133
2033/34 | 154.75 | 50.25 | 129
2033/34 | 155.25 | 50.25 | 109
2033/34 | 155.75 | 50.25 | 134
2033/34 | 156.25 | 50.25 | 147
2033/34 | 156.75 | 50.25 | 131
2033/34 | 157.25 | 50.25 | 98
2033/34 | 157.75 | 50.25 | 131
2033/34 | 158.25 | 50.25 | 118
2033/34 | 158.75 | 50.25 | 113
2033/34 | 159.25 | 50.25 | 125
2033/34 | 159.75 | 50.25 | 127
2033/34 | 160.25 | 50.25 | 110
2033/34 | 160.75 | 50.25 | 104
2033/34 | 161.25 | 50.25 | 108
2033/34 | 161.75 | 50.25 | 104
2033/34 | 162.25 | 50.25 | 101
2033/34 | 162.75 | 50.25 | 122
2033/34 | 163.25 | 50.25 | 116
2033/34 | 163.75 | 50.25 | 88
2033/34 | 164.25 | 50.25 | 98
2033/34 | 164.75 | 50.25 | 107
2033/34 | 165.25 | 50.25 | 83
2033/34 | 165.75 | 50.25 | 106
2033/34 | 166.25 | 50.25 | 101
2033/34 | 166.75 | 50.25 | 85
2033/34 | 167.25 | 50.25 | 87
2033/34 | 167.75 | 50.25 | 82
2033/34 | 168.25 | 50.25 | 84
2033/34 | 168.75 | 50.25 | 83
2033/34 | 169.25 | 50.25 | 89
2033/34 | 169.75 | 50.25 | 85
2033/34 | 170.25 | 50.25 | 95
2033/34 | 170.75 | 50.25 | 101
2033/34 | 171.25 | 50.25 | 79
2033/34 | 171.75 | 50.25 | 86
2033/34 | 172.25 | 50.25 | 73
2033/34 | 172.75 | 50.25 | 86
2033/34 | 173.25 | 50.25 | 86
2033/34 | 173.75 | 50.25 | 66
2033/34 | 174.25 | 50.25 | 75
2033/34 | 174.75 | 50.25 | 67
2033/34 | 175.25 | 50.25 | 81
2033/34 | 175.75 | 50.25 | 55
2033/34 | 176.25 | 50.25 | 91
2033/34 | 176.75 | 50.25 | 88
2033/34 | 177.25 | 50.25 | 62
2033/34 | 177.75 | 50.25 | 61
2033/34 | 178.25 | 50.25 | 71
2033/34 | 178.75 | 50.25 | 73
2033/34 | 179.25 | 50.25 | 72
2033/34 | 179.75 | 50.25 | 66
2033/34 | 180.25 | 50.25 | 64
2033/34 | 180.75 | 50.25 | 56
2033/34 | 181.25 | 50.25 | 59
2033/34 | 181.75 | 50.25 | 62
2033/34 | 182.25 | 50.25 | 55
2033/34 | 182.75 | 50.25 | 50
2033/34 | 183.25 | 50.25 | 43
2033/34 | 183.75 | 50.25 | 54
2033/34 | 184.25 | 50.25 | 59
2033/34 | 184.75 | 50.25 | 52
2033/34 | 185.25 | 50.25 | 36
2033/34 | 185.75 | 50.25 | 46
2033/34 | 186.25 | 50.25 | 51
2033/34 | 186.75 | 50.25 | 43
2033/34 | 187.25 | 50.25 | 43
2033/34 | 187.75 | 50.25 | 54
2033/34 | 188.25 | 50.25 | 35
2033/34 | 188.75 | 50.25 | 42
2033/34 | 189.25 | 50.25 | 51
2033/34 | 189.75 | 50.25 | 40
2033/34 | 190.25 | 50.25 | 43
2033/34 | 190.75 | 50.25 | 47
2033/34 | 191.25 | 50.25 | 35
2033/34 | 191.75 | 50.25 | 32
2033/34 | 192.25 | 50.25 | 39
2033/34 | 192.75 | 50.25 | 41
2033/34 | 193.25 | 50.25 | 32
2033/34 | 193.75 | 50.25 | 38
2033/34 | 194.25 | 50.25 | 42
2033/34 | 194.75 | 50.25 | 32
2033/34 | 195.25 | 50.25 | 25
2033/34 | 195.75 | 50.25 | 39
2033/34 | 196.25 | 50.25 | 42
2033/34 | 196.75 | 50.25 | 32
2033/34 | 197.25 | 50.25 | 31
2033/34 | 197.75 | 50.25 | 22
2033/34 | 198.25 | 50.25 | 38
2033/34 | 198.75 | 50.25 | 32
2033/34 | 199.25 | 50.25 | 31
2033/34 | 199.75 | 50.25 | 28
2033/34 | 200.25 | 50.25 | 25
2033/34 | 200.75 | 50.25 | 34
2033/34 | 201.25 | 50.25 | 25
2033/34 | 201.75 | 50.25 | 26
2033/34 | 202.25 | 50.25 | 30
2033/34 | 202.75 | 50.25 | 32
2033/34 | 203.25 | 50.25 | 21
2033/34 | 203.75 | 50.25 | 25
2033/34 | 204.25 | 50.25 | 21
2033/34 | 204.75 | 50.25 | 34
2033/34 | 205.25 | 50.25 | 24
2033/34 | 205.75 | 50.25 | 27
2033/34 | 206.25 | 50.25 | 22
2033/34 | 206.75 | 50.25 | 17
2033/34 | 207.25 | 50.25 | 27
2033/34 | 207.75 | 50.25 | 23
2033/34 | 208.25 | 50.25 | 22
2033/34 | 208.75 | 50.25 | 12
2033/34 | 209.25 | 50.25 | 11
2033/34 | 209.75 | 50.25 | 17
2033/34 | 210.25 | 50.25 | 19
2033/34 | 210.75 | 50.25 | 9
2033/34 | 211.25 | 50.25 | 17
2033/34 | 211.75 | 50.25 | 22
2033/34 | 212.25 | 50.25 | 7
2033/34 | 212.75 | 50.25 | 18
2033/34 | 213.25 | 50.25 | 13
2033/34 | 213.75 | 50.25 | 22
2033/34 | 214.25 | 50.25 | 19
2033/34 | 214.75 | 50.25 | 16
2033/34 | 215.25 | 50.25 | 17
2033/34 | 215.75 | 50.25 | 12
2033/34 | 216.25 | 50.25 | 11
2033/34 | 216.75 | 50.25 | 9
2033/34 | 217.25 | 50.25 | 13
2033/34 | 217.75 | 50.25 | 13
2033/34 | 218.25 | 50.25 | 13
2033/34 | 218.75 | 50.25 | 12
2033/34 | 219.25 | 50.25 | 13
2033/34 | 219.75 | 50.25 | 14
2033/34 | 220.25 | 50.25 | 15
2033/34 | 220.75 | 50.25 | 12
2033/34 | 221.25 | 50.25 | 11
2033/34 | 221.75 | 50.25 | 13
2033/34 | 222.25 | 50.25 | 12
2033/34 | 222.75 | 50.25 | 10
2033/34 | 223.25 | 50.25 | 12
2033/34 | 223.75 | 50.25 | 15
2033/34 | 224.25 | 50.25 | 7
2033/34 | 224.75 | 50.25 | 7
2033/34 | 225.25 | 50.25 | 8
2033/34 | 225.75 | 50.25 | 12
2033/34 | 226.25 | 50.25 | 15
2033/34 | 226.75 | 50.25 | 7
2033/34 | 227.25 | 50.25 | 3
2033/34 | 227.75 | 50.25 | 11
2033/34 | 228.25 | 50.25 | 8
2033/34 | 228.75 | 50.25 | 11
2033/34 | 229.25 | 50.25 | 12
2033/34 | 229.75 | 50.25 | 9
2033/34 | 230.25 | 50.25 | 3
2033/34 | 230.75 | 50.25 | 6
2033/34 | 231.25 | 50.25 | 1
2033/34 | 231.75 | 50.25 | 3
2033/34 | 232.25 | 50.25 | 3
2033/34 | 232.75 | 50.25 | 4
2033/34 | 233.25 | 50.25 | 6
2033/34 | 233.75 | 50.25 | 3
2033/34 | 234.25 | 50.25 | 8
2033/34 | 234.75 | 50.25 | 9
2033/34 | 235.25 | 50.25 | 5
2033/34 | 235.75 | 50.25 | 5
2033/34 | 236.25 | 50.25 | 7
2033/34 | 236.75 | 50.25 | 2
2033/34 | 237.25 | 50.25 | 1
2033/34 | 237.75 | 50.25 | 2
2033/34 | 238.25 | 50.25 | 6
2033/34 | 238.75 | 50.25 | 8
2033/34 | 239.25 | 50.25 | 2
2033/34 | 239.75 | 50.25 | 4
2033/34 | 240.25 | 50.25 | 3
2033/34 | 240.75 | 50.25 | 3
2033/34 | 241.25 | 50.25 | 2
2033/34 | 241.75 | 50.25 | 1
2033/34 | 242.25 | 50.25 | 3
2033/34 | 242.75 | 50.25 | 3
2033/34 | 243.25 | 50.25 | 2
2033/34 | 243.75 | 50.25 | 5
2033/34 | 244.25 | 50.25 | 1
2033/34 | 244.75 | 50.25 | 3
2033/34 | 245.25 | 50.25 | 8
2033/34 | 245.75 | 50.25 | 2
2033/34 | 246.25 | 50.25 | 2
2033/34 | 246.75 | 50.25 | 4
2033/34 | 247.25 | 50.25 | 4
2033/34 | 247.75 | 50.25 | 3
2033/34 | 248.25 | 50.25 | 2
2033/34 | 248.75 | 50.25 | 1
2033/34 | 249.25 | 50.25 | 1
2033/34 | 249.75 | 50.25 | 1
2033/34 | 250.25 | 50.25 | 2
2033/34 | 250.75 | 50.25 | 3
2033/34 | 252.25 | 50.25 | 1
2033/34 | 252.75 | 50.25 | 3
2033/34 | 253.25 | 50.25 | 1
2033/34 | 253.75 | 50.25 | 1
2033/34 | 254.25 | 50.25 | 3
2033/34 | 254.75 | 50.25 | 1
2033/34 | 255.25 | 50.25 | 2
2033/34 | 256.25 | 50.25 | 2
2033/34 | 256.75 | 50.25 | 4
2033/34 | 258.25 | 50.25 | 1
2033/34 | 258.75 | 50.25 | 4
2033/34 | 259.25 | 50.25 | 2
2033/34 | 259.75 | 50.25 | 1
2033/34 | 260.25 | 50.25 | 4
2033/34 | 261.75 | 50.25 | 2
2033/34 | 262.25 | 50.25 | 1
2033/34 | 262.75 | 50.25 | 1
2033/34 | 263.25 | 50.25 | 2
2033/34 | 264.75 | 50.25 | 1
2033/34 | 266.25 | 50.25 | 1
2033/34 | 267.75 | 50.25 | 2
2033/34 | 270.75 | 50.25 | 3
2033/34 | 271.25 | 50.25 | 2
2033/34 | 272.75 | 50.25 | 2
2033/34 | 274.25 | 50.25 | 1
2033/34 | 274.75 | 50.25 | 1
2033/34 | 275.25 | 50.25 | 1
2033/34 | 275.75 | 50.25 | 2
2033/34 | 276.75 | 50.25 | 1
2033/34 | 278.25 | 50.25 | 1
2033/34 | 279.25 | 50.25 | 1
2033/34 | 285.75 | 50.25 | 1
2033/34 | 287.75 | 50.25 | 2
2033/34 | 289.25 | 50.25 | 1
2033/34 | 297.25 | 50.25 | 1
2033/34 | 301.25 | 50.25 | 1
2033/34 | 311.25 | 50.25 | 1
2033/34 | 59.25 | 50.75 | 1
2033/34 | 62.75 | 50.75 | 1
2033/34 | 64.25 | 50.75 | 1
2033/34 | 64.75 | 50.75 | 1
2033/34 | 65.75 | 50.75 | 1
2033/34 | 66.25 | 50.75 | 1
2033/34 | 66.75 | 50.75 | 1
2033/34 | 67.75 | 50.75 | 2
2033/34 | 68.25 | 50.75 | 2
2033/34 | 68.75 | 50.75 | 2
2033/34 | 69.25 | 50.75 | 5
2033/34 | 70.25 | 50.75 | 1
2033/34 | 70.75 | 50.75 | 3
2033/34 | 71.25 | 50.75 | 3
2033/34 | 71.75 | 50.75 | 4
2033/34 | 72.25 | 50.75 | 2
2033/34 | 72.75 | 50.75 | 5
2033/34 | 73.25 | 50.75 | 4
2033/34 | 73.75 | 50.75 | 5
2033/34 | 74.25 | 50.75 | 2
2033/34 | 74.75 | 50.75 | 5
2033/34 | 75.25 | 50.75 | 8
2033/34 | 75.75 | 50.75 | 1
2033/34 | 76.25 | 50.75 | 3
2033/34 | 76.75 | 50.75 | 2
2033/34 | 77.25 | 50.75 | 7
2033/34 | 77.75 | 50.75 | 5
2033/34 | 78.25 | 50.75 | 6
2033/34 | 78.75 | 50.75 | 7
2033/34 | 79.25 | 50.75 | 2
2033/34 | 79.75 | 50.75 | 7
2033/34 | 80.25 | 50.75 | 10
2033/34 | 80.75 | 50.75 | 10
2033/34 | 81.25 | 50.75 | 5
2033/34 | 81.75 | 50.75 | 5
2033/34 | 82.25 | 50.75 | 5
2033/34 | 82.75 | 50.75 | 13
2033/34 | 83.25 | 50.75 | 12
2033/34 | 83.75 | 50.75 | 13
2033/34 | 84.25 | 50.75 | 12
2033/34 | 84.75 | 50.75 | 7
2033/34 | 85.25 | 50.75 | 13
2033/34 | 85.75 | 50.75 | 16
2033/34 | 86.25 | 50.75 | 13
2033/34 | 86.75 | 50.75 | 14
2033/34 | 87.25 | 50.75 | 20
2033/34 | 87.75 | 50.75 | 24
2033/34 | 88.25 | 50.75 | 23
2033/34 | 88.75 | 50.75 | 26
2033/34 | 89.25 | 50.75 | 18
2033/34 | 89.75 | 50.75 | 27
2033/34 | 90.25 | 50.75 | 33
2033/34 | 90.75 | 50.75 | 24
2033/34 | 91.25 | 50.75 | 28
2033/34 | 91.75 | 50.75 | 37
2033/34 | 92.25 | 50.75 | 33
2033/34 | 92.75 | 50.75 | 50
2033/34 | 93.25 | 50.75 | 42
2033/34 | 93.75 | 50.75 | 55
2033/34 | 94.25 | 50.75 | 43
2033/34 | 94.75 | 50.75 | 46
2033/34 | 95.25 | 50.75 | 60
2033/34 | 95.75 | 50.75 | 56
2033/34 | 96.25 | 50.75 | 52
2033/34 | 96.75 | 50.75 | 55
2033/34 | 97.25 | 50.75 | 59
2033/34 | 97.75 | 50.75 | 68
2033/34 | 98.25 | 50.75 | 66
2033/34 | 98.75 | 50.75 | 76
2033/34 | 99.25 | 50.75 | 83
2033/34 | 99.75 | 50.75 | 80
2033/34 | 100.25 | 50.75 | 68
2033/34 | 100.75 | 50.75 | 108
2033/34 | 101.25 | 50.75 | 95
2033/34 | 101.75 | 50.75 | 84
2033/34 | 102.25 | 50.75 | 97
2033/34 | 102.75 | 50.75 | 97
2033/34 | 103.25 | 50.75 | 112
2033/34 | 103.75 | 50.75 | 109
2033/34 | 104.25 | 50.75 | 99
2033/34 | 104.75 | 50.75 | 128
2033/34 | 105.25 | 50.75 | 103
2033/34 | 105.75 | 50.75 | 101
2033/34 | 106.25 | 50.75 | 95
2033/34 | 106.75 | 50.75 | 126
2033/34 | 107.25 | 50.75 | 121
2033/34 | 107.75 | 50.75 | 125
2033/34 | 108.25 | 50.75 | 122
2033/34 | 108.75 | 50.75 | 152
2033/34 | 109.25 | 50.75 | 139
2033/34 | 109.75 | 50.75 | 128
2033/34 | 110.25 | 50.75 | 140
2033/34 | 110.75 | 50.75 | 157
2033/34 | 111.25 | 50.75 | 142
2033/34 | 111.75 | 50.75 | 143
2033/34 | 112.25 | 50.75 | 136
2033/34 | 112.75 | 50.75 | 143
2033/34 | 113.25 | 50.75 | 141
2033/34 | 113.75 | 50.75 | 173
2033/34 | 114.25 | 50.75 | 144
2033/34 | 114.75 | 50.75 | 151
2033/34 | 115.25 | 50.75 | 166
2033/34 | 115.75 | 50.75 | 165
2033/34 | 116.25 | 50.75 | 162
2033/34 | 116.75 | 50.75 | 166
2033/34 | 117.25 | 50.75 | 173
2033/34 | 117.75 | 50.75 | 155
2033/34 | 118.25 | 50.75 | 155
2033/34 | 118.75 | 50.75 | 167
2033/34 | 119.25 | 50.75 | 187
2033/34 | 119.75 | 50.75 | 182
2033/34 | 120.25 | 50.75 | 181
2033/34 | 120.75 | 50.75 | 195
2033/34 | 121.25 | 50.75 | 175
2033/34 | 121.75 | 50.75 | 181
2033/34 | 122.25 | 50.75 | 188
2033/34 | 122.75 | 50.75 | 169
2033/34 | 123.25 | 50.75 | 176
2033/34 | 123.75 | 50.75 | 161
2033/34 | 124.25 | 50.75 | 175
2033/34 | 124.75 | 50.75 | 162
2033/34 | 125.25 | 50.75 | 188
2033/34 | 125.75 | 50.75 | 166
2033/34 | 126.25 | 50.75 | 179
2033/34 | 126.75 | 50.75 | 175
2033/34 | 127.25 | 50.75 | 194
2033/34 | 127.75 | 50.75 | 153
2033/34 | 128.25 | 50.75 | 152
2033/34 | 128.75 | 50.75 | 164
2033/34 | 129.25 | 50.75 | 160
2033/34 | 129.75 | 50.75 | 170
2033/34 | 130.25 | 50.75 | 168
2033/34 | 130.75 | 50.75 | 168
2033/34 | 131.25 | 50.75 | 172
2033/34 | 131.75 | 50.75 | 163
2033/34 | 132.25 | 50.75 | 169
2033/34 | 132.75 | 50.75 | 182
2033/34 | 133.25 | 50.75 | 175
2033/34 | 133.75 | 50.75 | 174
2033/34 | 134.25 | 50.75 | 161
2033/34 | 134.75 | 50.75 | 158
2033/34 | 135.25 | 50.75 | 162
2033/34 | 135.75 | 50.75 | 172
2033/34 | 136.25 | 50.75 | 173
2033/34 | 136.75 | 50.75 | 148
2033/34 | 137.25 | 50.75 | 168
2033/34 | 137.75 | 50.75 | 175
2033/34 | 138.25 | 50.75 | 175
2033/34 | 138.75 | 50.75 | 171
2033/34 | 139.25 | 50.75 | 170
2033/34 | 139.75 | 50.75 | 171
2033/34 | 140.25 | 50.75 | 163
2033/34 | 140.75 | 50.75 | 153
2033/34 | 141.25 | 50.75 | 149
2033/34 | 141.75 | 50.75 | 157
2033/34 | 142.25 | 50.75 | 135
2033/34 | 142.75 | 50.75 | 168
2033/34 | 143.25 | 50.75 | 152
2033/34 | 143.75 | 50.75 | 142
2033/34 | 144.25 | 50.75 | 164
2033/34 | 144.75 | 50.75 | 158
2033/34 | 145.25 | 50.75 | 161
2033/34 | 145.75 | 50.75 | 157
2033/34 | 146.25 | 50.75 | 158
2033/34 | 146.75 | 50.75 | 143
2033/34 | 147.25 | 50.75 | 157
2033/34 | 147.75 | 50.75 | 144
2033/34 | 148.25 | 50.75 | 144
2033/34 | 148.75 | 50.75 | 133
2033/34 | 149.25 | 50.75 | 144
2033/34 | 149.75 | 50.75 | 160
2033/34 | 150.25 | 50.75 | 136
2033/34 | 150.75 | 50.75 | 131
2033/34 | 151.25 | 50.75 | 174
2033/34 | 151.75 | 50.75 | 119
2033/34 | 152.25 | 50.75 | 147
2033/34 | 152.75 | 50.75 | 127
2033/34 | 153.25 | 50.75 | 131
2033/34 | 153.75 | 50.75 | 128
2033/34 | 154.25 | 50.75 | 143
2033/34 | 154.75 | 50.75 | 136
2033/34 | 155.25 | 50.75 | 112
2033/34 | 155.75 | 50.75 | 118
2033/34 | 156.25 | 50.75 | 123
2033/34 | 156.75 | 50.75 | 130
2033/34 | 157.25 | 50.75 | 136
2033/34 | 157.75 | 50.75 | 128
2033/34 | 158.25 | 50.75 | 112
2033/34 | 158.75 | 50.75 | 116
2033/34 | 159.25 | 50.75 | 127
2033/34 | 159.75 | 50.75 | 143
2033/34 | 160.25 | 50.75 | 132
2033/34 | 160.75 | 50.75 | 127
2033/34 | 161.25 | 50.75 | 128
2033/34 | 161.75 | 50.75 | 105
2033/34 | 162.25 | 50.75 | 114
2033/34 | 162.75 | 50.75 | 105
2033/34 | 163.25 | 50.75 | 104
2033/34 | 163.75 | 50.75 | 122
2033/34 | 164.25 | 50.75 | 106
2033/34 | 164.75 | 50.75 | 94
2033/34 | 165.25 | 50.75 | 100
2033/34 | 165.75 | 50.75 | 91
2033/34 | 166.25 | 50.75 | 90
2033/34 | 166.75 | 50.75 | 96
2033/34 | 167.25 | 50.75 | 84
2033/34 | 167.75 | 50.75 | 92
2033/34 | 168.25 | 50.75 | 89
2033/34 | 168.75 | 50.75 | 105
2033/34 | 169.25 | 50.75 | 100
2033/34 | 169.75 | 50.75 | 98
2033/34 | 170.25 | 50.75 | 85
2033/34 | 170.75 | 50.75 | 77
2033/34 | 171.25 | 50.75 | 90
2033/34 | 171.75 | 50.75 | 90
2033/34 | 172.25 | 50.75 | 82
2033/34 | 172.75 | 50.75 | 70
2033/34 | 173.25 | 50.75 | 96
2033/34 | 173.75 | 50.75 | 93
2033/34 | 174.25 | 50.75 | 68
2033/34 | 174.75 | 50.75 | 80
2033/34 | 175.25 | 50.75 | 76
2033/34 | 175.75 | 50.75 | 60
2033/34 | 176.25 | 50.75 | 67
2033/34 | 176.75 | 50.75 | 63
2033/34 | 177.25 | 50.75 | 72
2033/34 | 177.75 | 50.75 | 71
2033/34 | 178.25 | 50.75 | 73
2033/34 | 178.75 | 50.75 | 60
2033/34 | 179.25 | 50.75 | 78
2033/34 | 179.75 | 50.75 | 63
2033/34 | 180.25 | 50.75 | 62
2033/34 | 180.75 | 50.75 | 70
2033/34 | 181.25 | 50.75 | 47
2033/34 | 181.75 | 50.75 | 71
2033/34 | 182.25 | 50.75 | 62
2033/34 | 182.75 | 50.75 | 63
2033/34 | 183.25 | 50.75 | 54
2033/34 | 183.75 | 50.75 | 62
2033/34 | 184.25 | 50.75 | 48
2033/34 | 184.75 | 50.75 | 57
2033/34 | 185.25 | 50.75 | 49
2033/34 | 185.75 | 50.75 | 43
2033/34 | 186.25 | 50.75 | 56
2033/34 | 186.75 | 50.75 | 45
2033/34 | 187.25 | 50.75 | 53
2033/34 | 187.75 | 50.75 | 53
2033/34 | 188.25 | 50.75 | 32
2033/34 | 188.75 | 50.75 | 54
2033/34 | 189.25 | 50.75 | 41
2033/34 | 189.75 | 50.75 | 52
2033/34 | 190.25 | 50.75 | 44
2033/34 | 190.75 | 50.75 | 32
2033/34 | 191.25 | 50.75 | 36
2033/34 | 191.75 | 50.75 | 33
2033/34 | 192.25 | 50.75 | 36
2033/34 | 192.75 | 50.75 | 44
2033/34 | 193.25 | 50.75 | 46
2033/34 | 193.75 | 50.75 | 37
2033/34 | 194.25 | 50.75 | 33
2033/34 | 194.75 | 50.75 | 41
2033/34 | 195.25 | 50.75 | 41
2033/34 | 195.75 | 50.75 | 38
2033/34 | 196.25 | 50.75 | 28
2033/34 | 196.75 | 50.75 | 41
2033/34 | 197.25 | 50.75 | 39
2033/34 | 197.75 | 50.75 | 30
2033/34 | 198.25 | 50.75 | 21
2033/34 | 198.75 | 50.75 | 28
2033/34 | 199.25 | 50.75 | 26
2033/34 | 199.75 | 50.75 | 26
2033/34 | 200.25 | 50.75 | 32
2033/34 | 200.75 | 50.75 | 31
2033/34 | 201.25 | 50.75 | 28
2033/34 | 201.75 | 50.75 | 32
2033/34 | 202.25 | 50.75 | 23
2033/34 | 202.75 | 50.75 | 28
2033/34 | 203.25 | 50.75 | 27
2033/34 | 203.75 | 50.75 | 25
2033/34 | 204.25 | 50.75 | 24
2033/34 | 204.75 | 50.75 | 24
2033/34 | 205.25 | 50.75 | 28
2033/34 | 205.75 | 50.75 | 17
2033/34 | 206.25 | 50.75 | 23
2033/34 | 206.75 | 50.75 | 19
2033/34 | 207.25 | 50.75 | 21
2033/34 | 207.75 | 50.75 | 20
2033/34 | 208.25 | 50.75 | 13
2033/34 | 208.75 | 50.75 | 13
2033/34 | 209.25 | 50.75 | 25
2033/34 | 209.75 | 50.75 | 16
2033/34 | 210.25 | 50.75 | 31
2033/34 | 210.75 | 50.75 | 23
2033/34 | 211.25 | 50.75 | 19
2033/34 | 211.75 | 50.75 | 21
2033/34 | 212.25 | 50.75 | 18
2033/34 | 212.75 | 50.75 | 19
2033/34 | 213.25 | 50.75 | 18
2033/34 | 213.75 | 50.75 | 12
2033/34 | 214.25 | 50.75 | 12
2033/34 | 214.75 | 50.75 | 10
2033/34 | 215.25 | 50.75 | 21
2033/34 | 215.75 | 50.75 | 12
2033/34 | 216.25 | 50.75 | 17
2033/34 | 216.75 | 50.75 | 13
2033/34 | 217.25 | 50.75 | 13
2033/34 | 217.75 | 50.75 | 14
2033/34 | 218.25 | 50.75 | 13
2033/34 | 218.75 | 50.75 | 8
2033/34 | 219.25 | 50.75 | 14
2033/34 | 219.75 | 50.75 | 16
2033/34 | 220.25 | 50.75 | 14
2033/34 | 220.75 | 50.75 | 11
2033/34 | 221.25 | 50.75 | 12
2033/34 | 221.75 | 50.75 | 13
2033/34 | 222.25 | 50.75 | 7
2033/34 | 222.75 | 50.75 | 8
2033/34 | 223.25 | 50.75 | 10
2033/34 | 223.75 | 50.75 | 8
2033/34 | 224.25 | 50.75 | 9
2033/34 | 224.75 | 50.75 | 7
2033/34 | 225.25 | 50.75 | 16
2033/34 | 225.75 | 50.75 | 8
2033/34 | 226.25 | 50.75 | 10
2033/34 | 226.75 | 50.75 | 14
2033/34 | 227.25 | 50.75 | 3
2033/34 | 227.75 | 50.75 | 9
2033/34 | 228.25 | 50.75 | 5
2033/34 | 228.75 | 50.75 | 6
2033/34 | 229.25 | 50.75 | 3
2033/34 | 229.75 | 50.75 | 9
2033/34 | 230.25 | 50.75 | 7
2033/34 | 230.75 | 50.75 | 3
2033/34 | 231.25 | 50.75 | 6
2033/34 | 231.75 | 50.75 | 13
2033/34 | 232.25 | 50.75 | 3
2033/34 | 232.75 | 50.75 | 7
2033/34 | 233.25 | 50.75 | 6
2033/34 | 233.75 | 50.75 | 5
2033/34 | 234.25 | 50.75 | 4
2033/34 | 234.75 | 50.75 | 4
2033/34 | 235.25 | 50.75 | 7
2033/34 | 235.75 | 50.75 | 4
2033/34 | 236.25 | 50.75 | 5
2033/34 | 236.75 | 50.75 | 2
2033/34 | 237.25 | 50.75 | 5
2033/34 | 237.75 | 50.75 | 4
2033/34 | 238.25 | 50.75 | 7
2033/34 | 238.75 | 50.75 | 1
2033/34 | 239.25 | 50.75 | 4
2033/34 | 239.75 | 50.75 | 6
2033/34 | 240.25 | 50.75 | 2
2033/34 | 240.75 | 50.75 | 3
2033/34 | 241.75 | 50.75 | 2
2033/34 | 242.25 | 50.75 | 3
2033/34 | 242.75 | 50.75 | 2
2033/34 | 243.25 | 50.75 | 1
2033/34 | 243.75 | 50.75 | 2
2033/34 | 244.25 | 50.75 | 3
2033/34 | 244.75 | 50.75 | 1
2033/34 | 245.25 | 50.75 | 4
2033/34 | 246.25 | 50.75 | 2
2033/34 | 246.75 | 50.75 | 3
2033/34 | 247.75 | 50.75 | 3
2033/34 | 248.25 | 50.75 | 3
2033/34 | 248.75 | 50.75 | 1
2033/34 | 249.25 | 50.75 | 1
2033/34 | 249.75 | 50.75 | 2
2033/34 | 250.25 | 50.75 | 3
2033/34 | 250.75 | 50.75 | 5
2033/34 | 251.25 | 50.75 | 1
2033/34 | 251.75 | 50.75 | 1
2033/34 | 252.25 | 50.75 | 1
2033/34 | 252.75 | 50.75 | 2
2033/34 | 253.25 | 50.75 | 2
2033/34 | 253.75 | 50.75 | 2
2033/34 | 254.25 | 50.75 | 2
2033/34 | 254.75 | 50.75 | 4
2033/34 | 255.25 | 50.75 | 3
2033/34 | 255.75 | 50.75 | 5
2033/34 | 256.25 | 50.75 | 2
2033/34 | 256.75 | 50.75 | 4
2033/34 | 257.25 | 50.75 | 2
2033/34 | 257.75 | 50.75 | 3
2033/34 | 258.25 | 50.75 | 4
2033/34 | 259.75 | 50.75 | 1
2033/34 | 260.25 | 50.75 | 3
2033/34 | 260.75 | 50.75 | 4
2033/34 | 261.25 | 50.75 | 1
2033/34 | 262.25 | 50.75 | 1
2033/34 | 262.75 | 50.75 | 1
2033/34 | 263.25 | 50.75 | 4
2033/34 | 264.25 | 50.75 | 1
2033/34 | 264.75 | 50.75 | 3
2033/34 | 266.75 | 50.75 | 2
2033/34 | 267.75 | 50.75 | 2
2033/34 | 269.25 | 50.75 | 1
2033/34 | 269.75 | 50.75 | 1
2033/34 | 271.25 | 50.75 | 1
2033/34 | 271.75 | 50.75 | 1
2033/34 | 272.25 | 50.75 | 1
2033/34 | 272.75 | 50.75 | 1
2033/34 | 274.25 | 50.75 | 2
2033/34 | 275.75 | 50.75 | 1
2033/34 | 276.25 | 50.75 | 1
2033/34 | 276.75 | 50.75 | 1
2033/34 | 279.75 | 50.75 | 1
2033/34 | 282.75 | 50.75 | 1
2033/34 | 285.75 | 50.75 | 2
2033/34 | 289.25 | 50.75 | 1
2033/34 | 293.25 | 50.75 | 1
2033/34 | 293.75 | 50.75 | 1
2033/34 | 299.25 | 50.75 | 1
2033/34 | 304.75 | 50.75 | 1
2033/34 | 59.25 | 51.25 | 1
2033/34 | 60.75 | 51.25 | 1
2033/34 | 61.25 | 51.25 | 1
2033/34 | 61.75 | 51.25 | 1
2033/34 | 62.25 | 51.25 | 1
2033/34 | 62.75 | 51.25 | 1
2033/34 | 63.25 | 51.25 | 1
2033/34 | 63.75 | 51.25 | 2
2033/34 | 64.25 | 51.25 | 1
2033/34 | 65.75 | 51.25 | 2
2033/34 | 66.25 | 51.25 | 2
2033/34 | 66.75 | 51.25 | 1
2033/34 | 67.25 | 51.25 | 2
2033/34 | 67.75 | 51.25 | 1
2033/34 | 68.25 | 51.25 | 2
2033/34 | 69.25 | 51.25 | 1
2033/34 | 69.75 | 51.25 | 3
2033/34 | 70.25 | 51.25 | 2
2033/34 | 71.75 | 51.25 | 2
2033/34 | 72.25 | 51.25 | 3
2033/34 | 72.75 | 51.25 | 4
2033/34 | 73.25 | 51.25 | 2
2033/34 | 73.75 | 51.25 | 3
2033/34 | 74.25 | 51.25 | 1
2033/34 | 74.75 | 51.25 | 9
2033/34 | 75.25 | 51.25 | 1
2033/34 | 75.75 | 51.25 | 1
2033/34 | 76.25 | 51.25 | 2
2033/34 | 76.75 | 51.25 | 2
2033/34 | 77.25 | 51.25 | 3
2033/34 | 77.75 | 51.25 | 3
2033/34 | 78.25 | 51.25 | 6
2033/34 | 78.75 | 51.25 | 6
2033/34 | 79.25 | 51.25 | 5
2033/34 | 79.75 | 51.25 | 5
2033/34 | 80.25 | 51.25 | 6
2033/34 | 80.75 | 51.25 | 10
2033/34 | 81.25 | 51.25 | 8
2033/34 | 81.75 | 51.25 | 2
2033/34 | 82.25 | 51.25 | 9
2033/34 | 82.75 | 51.25 | 4
2033/34 | 83.25 | 51.25 | 8
2033/34 | 83.75 | 51.25 | 10
2033/34 | 84.25 | 51.25 | 7
2033/34 | 84.75 | 51.25 | 9
2033/34 | 85.25 | 51.25 | 7
2033/34 | 85.75 | 51.25 | 6
2033/34 | 86.25 | 51.25 | 10
2033/34 | 86.75 | 51.25 | 14
2033/34 | 87.25 | 51.25 | 20
2033/34 | 87.75 | 51.25 | 16
2033/34 | 88.25 | 51.25 | 18
2033/34 | 88.75 | 51.25 | 25
2033/34 | 89.25 | 51.25 | 18
2033/34 | 89.75 | 51.25 | 24
2033/34 | 90.25 | 51.25 | 24
2033/34 | 90.75 | 51.25 | 18
2033/34 | 91.25 | 51.25 | 32
2033/34 | 91.75 | 51.25 | 22
2033/34 | 92.25 | 51.25 | 28
2033/34 | 92.75 | 51.25 | 36
2033/34 | 93.25 | 51.25 | 42
2033/34 | 93.75 | 51.25 | 37
2033/34 | 94.25 | 51.25 | 45
2033/34 | 94.75 | 51.25 | 34
2033/34 | 95.25 | 51.25 | 47
2033/34 | 95.75 | 51.25 | 45
2033/34 | 96.25 | 51.25 | 44
2033/34 | 96.75 | 51.25 | 68
2033/34 | 97.25 | 51.25 | 49
2033/34 | 97.75 | 51.25 | 53
2033/34 | 98.25 | 51.25 | 65
2033/34 | 98.75 | 51.25 | 64
2033/34 | 99.25 | 51.25 | 82
2033/34 | 99.75 | 51.25 | 83
2033/34 | 100.25 | 51.25 | 70
2033/34 | 100.75 | 51.25 | 82
2033/34 | 101.25 | 51.25 | 80
2033/34 | 101.75 | 51.25 | 108
2033/34 | 102.25 | 51.25 | 87
2033/34 | 102.75 | 51.25 | 99
2033/34 | 103.25 | 51.25 | 87
2033/34 | 103.75 | 51.25 | 111
2033/34 | 104.25 | 51.25 | 95
2033/34 | 104.75 | 51.25 | 125
2033/34 | 105.25 | 51.25 | 104
2033/34 | 105.75 | 51.25 | 124
2033/34 | 106.25 | 51.25 | 128
2033/34 | 106.75 | 51.25 | 108
2033/34 | 107.25 | 51.25 | 118
2033/34 | 107.75 | 51.25 | 111
2033/34 | 108.25 | 51.25 | 147
2033/34 | 108.75 | 51.25 | 141
2033/34 | 109.25 | 51.25 | 144
2033/34 | 109.75 | 51.25 | 115
2033/34 | 110.25 | 51.25 | 130
2033/34 | 110.75 | 51.25 | 129
2033/34 | 111.25 | 51.25 | 153
2033/34 | 111.75 | 51.25 | 146
2033/34 | 112.25 | 51.25 | 141
2033/34 | 112.75 | 51.25 | 177
2033/34 | 113.25 | 51.25 | 154
2033/34 | 113.75 | 51.25 | 147
2033/34 | 114.25 | 51.25 | 158
2033/34 | 114.75 | 51.25 | 157
2033/34 | 115.25 | 51.25 | 131
2033/34 | 115.75 | 51.25 | 187
2033/34 | 116.25 | 51.25 | 163
2033/34 | 116.75 | 51.25 | 162
2033/34 | 117.25 | 51.25 | 160
2033/34 | 117.75 | 51.25 | 183
2033/34 | 118.25 | 51.25 | 155
2033/34 | 118.75 | 51.25 | 181
2033/34 | 119.25 | 51.25 | 172
2033/34 | 119.75 | 51.25 | 144
2033/34 | 120.25 | 51.25 | 166
2033/34 | 120.75 | 51.25 | 173
2033/34 | 121.25 | 51.25 | 165
2033/34 | 121.75 | 51.25 | 159
2033/34 | 122.25 | 51.25 | 148
2033/34 | 122.75 | 51.25 | 163
2033/34 | 123.25 | 51.25 | 191
2033/34 | 123.75 | 51.25 | 180
2033/34 | 124.25 | 51.25 | 170
2033/34 | 124.75 | 51.25 | 164
2033/34 | 125.25 | 51.25 | 158
2033/34 | 125.75 | 51.25 | 171
2033/34 | 126.25 | 51.25 | 159
2033/34 | 126.75 | 51.25 | 170
2033/34 | 127.25 | 51.25 | 163
2033/34 | 127.75 | 51.25 | 171
2033/34 | 128.25 | 51.25 | 170
2033/34 | 128.75 | 51.25 | 170
2033/34 | 129.25 | 51.25 | 156
2033/34 | 129.75 | 51.25 | 158
2033/34 | 130.25 | 51.25 | 164
2033/34 | 130.75 | 51.25 | 180
2033/34 | 131.25 | 51.25 | 152
2033/34 | 131.75 | 51.25 | 176
2033/34 | 132.25 | 51.25 | 171
2033/34 | 132.75 | 51.25 | 158
2033/34 | 133.25 | 51.25 | 177
2033/34 | 133.75 | 51.25 | 179
2033/34 | 134.25 | 51.25 | 165
2033/34 | 134.75 | 51.25 | 171
2033/34 | 135.25 | 51.25 | 126
2033/34 | 135.75 | 51.25 | 162
2033/34 | 136.25 | 51.25 | 161
2033/34 | 136.75 | 51.25 | 153
2033/34 | 137.25 | 51.25 | 173
2033/34 | 137.75 | 51.25 | 181
2033/34 | 138.25 | 51.25 | 160
2033/34 | 138.75 | 51.25 | 158
2033/34 | 139.25 | 51.25 | 181
2033/34 | 139.75 | 51.25 | 166
2033/34 | 140.25 | 51.25 | 158
2033/34 | 140.75 | 51.25 | 146
2033/34 | 141.25 | 51.25 | 169
2033/34 | 141.75 | 51.25 | 150
2033/34 | 142.25 | 51.25 | 179
2033/34 | 142.75 | 51.25 | 155
2033/34 | 143.25 | 51.25 | 149
2033/34 | 143.75 | 51.25 | 151
2033/34 | 144.25 | 51.25 | 160
2033/34 | 144.75 | 51.25 | 165
2033/34 | 145.25 | 51.25 | 162
2033/34 | 145.75 | 51.25 | 152
2033/34 | 146.25 | 51.25 | 160
2033/34 | 146.75 | 51.25 | 131
2033/34 | 147.25 | 51.25 | 147
2033/34 | 147.75 | 51.25 | 162
2033/34 | 148.25 | 51.25 | 158
2033/34 | 148.75 | 51.25 | 138
2033/34 | 149.25 | 51.25 | 132
2033/34 | 149.75 | 51.25 | 122
2033/34 | 150.25 | 51.25 | 129
2033/34 | 150.75 | 51.25 | 128
2033/34 | 151.25 | 51.25 | 131
2033/34 | 151.75 | 51.25 | 128
2033/34 | 152.25 | 51.25 | 142
2033/34 | 152.75 | 51.25 | 143
2033/34 | 153.25 | 51.25 | 136
2033/34 | 153.75 | 51.25 | 116
2033/34 | 154.25 | 51.25 | 138
2033/34 | 154.75 | 51.25 | 144
2033/34 | 155.25 | 51.25 | 127
2033/34 | 155.75 | 51.25 | 138
2033/34 | 156.25 | 51.25 | 129
2033/34 | 156.75 | 51.25 | 125
2033/34 | 157.25 | 51.25 | 126
2033/34 | 157.75 | 51.25 | 111
2033/34 | 158.25 | 51.25 | 135
2033/34 | 158.75 | 51.25 | 132
2033/34 | 159.25 | 51.25 | 123
2033/34 | 159.75 | 51.25 | 114
2033/34 | 160.25 | 51.25 | 136
2033/34 | 160.75 | 51.25 | 111
2033/34 | 161.25 | 51.25 | 108
2033/34 | 161.75 | 51.25 | 73
2033/34 | 162.25 | 51.25 | 95
2033/34 | 162.75 | 51.25 | 129
2033/34 | 163.25 | 51.25 | 96
2033/34 | 163.75 | 51.25 | 87
2033/34 | 164.25 | 51.25 | 97
2033/34 | 164.75 | 51.25 | 84
2033/34 | 165.25 | 51.25 | 114
2033/34 | 165.75 | 51.25 | 105
2033/34 | 166.25 | 51.25 | 92
2033/34 | 166.75 | 51.25 | 86
2033/34 | 167.25 | 51.25 | 116
2033/34 | 167.75 | 51.25 | 94
2033/34 | 168.25 | 51.25 | 104
2033/34 | 168.75 | 51.25 | 97
2033/34 | 169.25 | 51.25 | 84
2033/34 | 169.75 | 51.25 | 81
2033/34 | 170.25 | 51.25 | 91
2033/34 | 170.75 | 51.25 | 96
2033/34 | 171.25 | 51.25 | 91
2033/34 | 171.75 | 51.25 | 80
2033/34 | 172.25 | 51.25 | 86
2033/34 | 172.75 | 51.25 | 79
2033/34 | 173.25 | 51.25 | 71
2033/34 | 173.75 | 51.25 | 90
2033/34 | 174.25 | 51.25 | 78
2033/34 | 174.75 | 51.25 | 76
2033/34 | 175.25 | 51.25 | 78
2033/34 | 175.75 | 51.25 | 80
2033/34 | 176.25 | 51.25 | 55
2033/34 | 176.75 | 51.25 | 66
2033/34 | 177.25 | 51.25 | 63
2033/34 | 177.75 | 51.25 | 67
2033/34 | 178.25 | 51.25 | 74
2033/34 | 178.75 | 51.25 | 69
2033/34 | 179.25 | 51.25 | 69
2033/34 | 179.75 | 51.25 | 47
2033/34 | 180.25 | 51.25 | 81
2033/34 | 180.75 | 51.25 | 76
2033/34 | 181.25 | 51.25 | 57
2033/34 | 181.75 | 51.25 | 49
2033/34 | 182.25 | 51.25 | 65
2033/34 | 182.75 | 51.25 | 51
2033/34 | 183.25 | 51.25 | 50
2033/34 | 183.75 | 51.25 | 57
2033/34 | 184.25 | 51.25 | 71
2033/34 | 184.75 | 51.25 | 59
2033/34 | 185.25 | 51.25 | 60
2033/34 | 185.75 | 51.25 | 52
2033/34 | 186.25 | 51.25 | 55
2033/34 | 186.75 | 51.25 | 54
2033/34 | 187.25 | 51.25 | 34
2033/34 | 187.75 | 51.25 | 46
2033/34 | 188.25 | 51.25 | 57
2033/34 | 188.75 | 51.25 | 45
2033/34 | 189.25 | 51.25 | 51
2033/34 | 189.75 | 51.25 | 42
2033/34 | 190.25 | 51.25 | 56
2033/34 | 190.75 | 51.25 | 44
2033/34 | 191.25 | 51.25 | 45
2033/34 | 191.75 | 51.25 | 43
2033/34 | 192.25 | 51.25 | 40
2033/34 | 192.75 | 51.25 | 37
2033/34 | 193.25 | 51.25 | 36
2033/34 | 193.75 | 51.25 | 48
2033/34 | 194.25 | 51.25 | 39
2033/34 | 194.75 | 51.25 | 43
2033/34 | 195.25 | 51.25 | 36
2033/34 | 195.75 | 51.25 | 35
2033/34 | 196.25 | 51.25 | 36
2033/34 | 196.75 | 51.25 | 43
2033/34 | 197.25 | 51.25 | 25
2033/34 | 197.75 | 51.25 | 31
2033/34 | 198.25 | 51.25 | 22
2033/34 | 198.75 | 51.25 | 24
2033/34 | 199.25 | 51.25 | 30
2033/34 | 199.75 | 51.25 | 25
2033/34 | 200.25 | 51.25 | 28
2033/34 | 200.75 | 51.25 | 35
2033/34 | 201.25 | 51.25 | 27
2033/34 | 201.75 | 51.25 | 23
2033/34 | 202.25 | 51.25 | 28
2033/34 | 202.75 | 51.25 | 27
2033/34 | 203.25 | 51.25 | 15
2033/34 | 203.75 | 51.25 | 22
2033/34 | 204.25 | 51.25 | 24
2033/34 | 204.75 | 51.25 | 17
2033/34 | 205.25 | 51.25 | 24
2033/34 | 205.75 | 51.25 | 22
2033/34 | 206.25 | 51.25 | 18
2033/34 | 206.75 | 51.25 | 20
2033/34 | 207.25 | 51.25 | 27
2033/34 | 207.75 | 51.25 | 13
2033/34 | 208.25 | 51.25 | 14
2033/34 | 208.75 | 51.25 | 18
2033/34 | 209.25 | 51.25 | 11
2033/34 | 209.75 | 51.25 | 29
2033/34 | 210.25 | 51.25 | 22
2033/34 | 210.75 | 51.25 | 17
2033/34 | 211.25 | 51.25 | 19
2033/34 | 211.75 | 51.25 | 27
2033/34 | 212.25 | 51.25 | 11
2033/34 | 212.75 | 51.25 | 20
2033/34 | 213.25 | 51.25 | 16
2033/34 | 213.75 | 51.25 | 20
2033/34 | 214.25 | 51.25 | 16
2033/34 | 214.75 | 51.25 | 16
2033/34 | 215.25 | 51.25 | 17
2033/34 | 215.75 | 51.25 | 13
2033/34 | 216.25 | 51.25 | 9
2033/34 | 216.75 | 51.25 | 15
2033/34 | 217.25 | 51.25 | 10
2033/34 | 217.75 | 51.25 | 11
2033/34 | 218.25 | 51.25 | 18
2033/34 | 218.75 | 51.25 | 12
2033/34 | 219.25 | 51.25 | 19
2033/34 | 219.75 | 51.25 | 13
2033/34 | 220.25 | 51.25 | 11
2033/34 | 220.75 | 51.25 | 12
2033/34 | 221.25 | 51.25 | 11
2033/34 | 221.75 | 51.25 | 11
2033/34 | 222.25 | 51.25 | 16
2033/34 | 222.75 | 51.25 | 15
2033/34 | 223.25 | 51.25 | 14
2033/34 | 223.75 | 51.25 | 8
2033/34 | 224.25 | 51.25 | 10
2033/34 | 224.75 | 51.25 | 11
2033/34 | 225.25 | 51.25 | 5
2033/34 | 225.75 | 51.25 | 17
2033/34 | 226.25 | 51.25 | 8
2033/34 | 226.75 | 51.25 | 9
2033/34 | 227.25 | 51.25 | 6
2033/34 | 227.75 | 51.25 | 7
2033/34 | 228.25 | 51.25 | 7
2033/34 | 228.75 | 51.25 | 8
2033/34 | 229.25 | 51.25 | 9
2033/34 | 229.75 | 51.25 | 9
2033/34 | 230.25 | 51.25 | 8
2033/34 | 230.75 | 51.25 | 6
2033/34 | 231.25 | 51.25 | 4
2033/34 | 231.75 | 51.25 | 6
2033/34 | 232.25 | 51.25 | 6
2033/34 | 232.75 | 51.25 | 4
2033/34 | 233.25 | 51.25 | 8
2033/34 | 233.75 | 51.25 | 6
2033/34 | 234.25 | 51.25 | 1
2033/34 | 234.75 | 51.25 | 5
2033/34 | 235.25 | 51.25 | 9
2033/34 | 235.75 | 51.25 | 3
2033/34 | 236.25 | 51.25 | 5
2033/34 | 236.75 | 51.25 | 3
2033/34 | 237.25 | 51.25 | 3
2033/34 | 237.75 | 51.25 | 3
2033/34 | 238.25 | 51.25 | 3
2033/34 | 238.75 | 51.25 | 2
2033/34 | 239.25 | 51.25 | 5
2033/34 | 239.75 | 51.25 | 3
2033/34 | 240.25 | 51.25 | 6
2033/34 | 240.75 | 51.25 | 1
2033/34 | 241.25 | 51.25 | 9
2033/34 | 241.75 | 51.25 | 10
2033/34 | 242.25 | 51.25 | 3
2033/34 | 242.75 | 51.25 | 2
2033/34 | 243.25 | 51.25 | 7
2033/34 | 243.75 | 51.25 | 4
2033/34 | 244.25 | 51.25 | 3
2033/34 | 244.75 | 51.25 | 2
2033/34 | 245.25 | 51.25 | 2
2033/34 | 245.75 | 51.25 | 1
2033/34 | 246.25 | 51.25 | 4
2033/34 | 246.75 | 51.25 | 2
2033/34 | 247.25 | 51.25 | 1
2033/34 | 247.75 | 51.25 | 4
2033/34 | 248.25 | 51.25 | 3
2033/34 | 248.75 | 51.25 | 5
2033/34 | 249.25 | 51.25 | 2
2033/34 | 249.75 | 51.25 | 1
2033/34 | 250.25 | 51.25 | 3
2033/34 | 250.75 | 51.25 | 1
2033/34 | 251.25 | 51.25 | 1
2033/34 | 251.75 | 51.25 | 2
2033/34 | 252.25 | 51.25 | 5
2033/34 | 252.75 | 51.25 | 6
2033/34 | 253.25 | 51.25 | 2
2033/34 | 253.75 | 51.25 | 3
2033/34 | 254.25 | 51.25 | 3
2033/34 | 254.75 | 51.25 | 3
2033/34 | 255.75 | 51.25 | 2
2033/34 | 256.25 | 51.25 | 2
2033/34 | 256.75 | 51.25 | 1
2033/34 | 257.25 | 51.25 | 4
2033/34 | 258.25 | 51.25 | 3
2033/34 | 258.75 | 51.25 | 2
2033/34 | 259.25 | 51.25 | 2
2033/34 | 259.75 | 51.25 | 3
2033/34 | 260.25 | 51.25 | 4
2033/34 | 261.25 | 51.25 | 2
2033/34 | 261.75 | 51.25 | 1
2033/34 | 262.25 | 51.25 | 1
2033/34 | 263.25 | 51.25 | 1
2033/34 | 263.75 | 51.25 | 1
2033/34 | 264.25 | 51.25 | 2
2033/34 | 264.75 | 51.25 | 2
2033/34 | 266.25 | 51.25 | 4
2033/34 | 266.75 | 51.25 | 2
2033/34 | 267.25 | 51.25 | 2
2033/34 | 268.25 | 51.25 | 1
2033/34 | 268.75 | 51.25 | 1
2033/34 | 270.75 | 51.25 | 1
2033/34 | 271.25 | 51.25 | 2
2033/34 | 271.75 | 51.25 | 1
2033/34 | 273.75 | 51.25 | 3
2033/34 | 275.25 | 51.25 | 1
2033/34 | 276.75 | 51.25 | 2
2033/34 | 277.25 | 51.25 | 1
2033/34 | 278.25 | 51.25 | 1
2033/34 | 279.25 | 51.25 | 2
2033/34 | 280.75 | 51.25 | 1
2033/34 | 281.75 | 51.25 | 1
2033/34 | 286.75 | 51.25 | 1
2033/34 | 288.25 | 51.25 | 1
2033/34 | 288.75 | 51.25 | 1
2033/34 | 293.25 | 51.25 | 1
2033/34 | 295.25 | 51.25 | 1
2033/34 | 309.75 | 51.25 | 1
2033/34 | 60.75 | 51.75 | 1
2033/34 | 61.25 | 51.75 | 1
2033/34 | 61.75 | 51.75 | 1
2033/34 | 62.75 | 51.75 | 1
2033/34 | 64.25 | 51.75 | 2
2033/34 | 65.75 | 51.75 | 1
2033/34 | 67.25 | 51.75 | 2
2033/34 | 68.25 | 51.75 | 1
2033/34 | 68.75 | 51.75 | 2
2033/34 | 69.25 | 51.75 | 2
2033/34 | 69.75 | 51.75 | 1
2033/34 | 70.25 | 51.75 | 2
2033/34 | 70.75 | 51.75 | 4
2033/34 | 71.75 | 51.75 | 4
2033/34 | 72.25 | 51.75 | 3
2033/34 | 72.75 | 51.75 | 3
2033/34 | 73.25 | 51.75 | 6
2033/34 | 73.75 | 51.75 | 2
2033/34 | 74.25 | 51.75 | 3
2033/34 | 74.75 | 51.75 | 2
2033/34 | 75.25 | 51.75 | 4
2033/34 | 75.75 | 51.75 | 5
2033/34 | 76.25 | 51.75 | 3
2033/34 | 76.75 | 51.75 | 7
2033/34 | 77.25 | 51.75 | 5
2033/34 | 77.75 | 51.75 | 3
2033/34 | 78.25 | 51.75 | 7
2033/34 | 78.75 | 51.75 | 2
2033/34 | 79.25 | 51.75 | 5
2033/34 | 79.75 | 51.75 | 7
2033/34 | 80.25 | 51.75 | 3
2033/34 | 80.75 | 51.75 | 5
2033/34 | 81.25 | 51.75 | 1
2033/34 | 81.75 | 51.75 | 8
2033/34 | 82.25 | 51.75 | 4
2033/34 | 82.75 | 51.75 | 12
2033/34 | 83.25 | 51.75 | 12
2033/34 | 83.75 | 51.75 | 12
2033/34 | 84.25 | 51.75 | 6
2033/34 | 84.75 | 51.75 | 8
2033/34 | 85.25 | 51.75 | 7
2033/34 | 85.75 | 51.75 | 3
2033/34 | 86.25 | 51.75 | 9
2033/34 | 86.75 | 51.75 | 15
2033/34 | 87.25 | 51.75 | 15
2033/34 | 87.75 | 51.75 | 9
2033/34 | 88.25 | 51.75 | 15
2033/34 | 88.75 | 51.75 | 17
2033/34 | 89.25 | 51.75 | 17
2033/34 | 89.75 | 51.75 | 25
2033/34 | 90.25 | 51.75 | 21
2033/34 | 90.75 | 51.75 | 20
2033/34 | 91.25 | 51.75 | 18
2033/34 | 91.75 | 51.75 | 26
2033/34 | 92.25 | 51.75 | 31
2033/34 | 92.75 | 51.75 | 39
2033/34 | 93.25 | 51.75 | 41
2033/34 | 93.75 | 51.75 | 22
2033/34 | 94.25 | 51.75 | 39
2033/34 | 94.75 | 51.75 | 36
2033/34 | 95.25 | 51.75 | 36
2033/34 | 95.75 | 51.75 | 44
2033/34 | 96.25 | 51.75 | 51
2033/34 | 96.75 | 51.75 | 44
2033/34 | 97.25 | 51.75 | 49
2033/34 | 97.75 | 51.75 | 43
2033/34 | 98.25 | 51.75 | 72
2033/34 | 98.75 | 51.75 | 70
2033/34 | 99.25 | 51.75 | 65
2033/34 | 99.75 | 51.75 | 70
2033/34 | 100.25 | 51.75 | 66
2033/34 | 100.75 | 51.75 | 86
2033/34 | 101.25 | 51.75 | 86
2033/34 | 101.75 | 51.75 | 92
2033/34 | 102.25 | 51.75 | 96
2033/34 | 102.75 | 51.75 | 80
2033/34 | 103.25 | 51.75 | 103
2033/34 | 103.75 | 51.75 | 81
2033/34 | 104.25 | 51.75 | 105
2033/34 | 104.75 | 51.75 | 87
2033/34 | 105.25 | 51.75 | 109
2033/34 | 105.75 | 51.75 | 95
2033/34 | 106.25 | 51.75 | 102
2033/34 | 106.75 | 51.75 | 135
2033/34 | 107.25 | 51.75 | 114
2033/34 | 107.75 | 51.75 | 105
2033/34 | 108.25 | 51.75 | 116
2033/34 | 108.75 | 51.75 | 117
2033/34 | 109.25 | 51.75 | 105
2033/34 | 109.75 | 51.75 | 126
2033/34 | 110.25 | 51.75 | 137
2033/34 | 110.75 | 51.75 | 131
2033/34 | 111.25 | 51.75 | 137
2033/34 | 111.75 | 51.75 | 121
2033/34 | 112.25 | 51.75 | 135
2033/34 | 112.75 | 51.75 | 142
2033/34 | 113.25 | 51.75 | 156
2033/34 | 113.75 | 51.75 | 151
2033/34 | 114.25 | 51.75 | 151
2033/34 | 114.75 | 51.75 | 150
2033/34 | 115.25 | 51.75 | 156
2033/34 | 115.75 | 51.75 | 146
2033/34 | 116.25 | 51.75 | 160
2033/34 | 116.75 | 51.75 | 145
2033/34 | 117.25 | 51.75 | 158
2033/34 | 117.75 | 51.75 | 177
2033/34 | 118.25 | 51.75 | 162
2033/34 | 118.75 | 51.75 | 158
2033/34 | 119.25 | 51.75 | 152
2033/34 | 119.75 | 51.75 | 159
2033/34 | 120.25 | 51.75 | 170
2033/34 | 120.75 | 51.75 | 200
2033/34 | 121.25 | 51.75 | 156
2033/34 | 121.75 | 51.75 | 157
2033/34 | 122.25 | 51.75 | 177
2033/34 | 122.75 | 51.75 | 162
2033/34 | 123.25 | 51.75 | 142
2033/34 | 123.75 | 51.75 | 192
2033/34 | 124.25 | 51.75 | 176
2033/34 | 124.75 | 51.75 | 175
2033/34 | 125.25 | 51.75 | 178
2033/34 | 125.75 | 51.75 | 183
2033/34 | 126.25 | 51.75 | 187
2033/34 | 126.75 | 51.75 | 171
2033/34 | 127.25 | 51.75 | 173
2033/34 | 127.75 | 51.75 | 160
2033/34 | 128.25 | 51.75 | 179
2033/34 | 128.75 | 51.75 | 160
2033/34 | 129.25 | 51.75 | 167
2033/34 | 129.75 | 51.75 | 154
2033/34 | 130.25 | 51.75 | 170
2033/34 | 130.75 | 51.75 | 138
2033/34 | 131.25 | 51.75 | 141
2033/34 | 131.75 | 51.75 | 157
2033/34 | 132.25 | 51.75 | 169
2033/34 | 132.75 | 51.75 | 183
2033/34 | 133.25 | 51.75 | 181
2033/34 | 133.75 | 51.75 | 186
2033/34 | 134.25 | 51.75 | 151
2033/34 | 134.75 | 51.75 | 193
2033/34 | 135.25 | 51.75 | 170
2033/34 | 135.75 | 51.75 | 136
2033/34 | 136.25 | 51.75 | 166
2033/34 | 136.75 | 51.75 | 179
2033/34 | 137.25 | 51.75 | 168
2033/34 | 137.75 | 51.75 | 207
2033/34 | 138.25 | 51.75 | 166
2033/34 | 138.75 | 51.75 | 171
2033/34 | 139.25 | 51.75 | 187
2033/34 | 139.75 | 51.75 | 168
2033/34 | 140.25 | 51.75 | 157
2033/34 | 140.75 | 51.75 | 172
2033/34 | 141.25 | 51.75 | 169
2033/34 | 141.75 | 51.75 | 158
2033/34 | 142.25 | 51.75 | 159
2033/34 | 142.75 | 51.75 | 161
2033/34 | 143.25 | 51.75 | 147
2033/34 | 143.75 | 51.75 | 135
2033/34 | 144.25 | 51.75 | 155
2033/34 | 144.75 | 51.75 | 137
2033/34 | 145.25 | 51.75 | 164
2033/34 | 145.75 | 51.75 | 165
2033/34 | 146.25 | 51.75 | 171
2033/34 | 146.75 | 51.75 | 140
2033/34 | 147.25 | 51.75 | 136
2033/34 | 147.75 | 51.75 | 139
2033/34 | 148.25 | 51.75 | 130
2033/34 | 148.75 | 51.75 | 136
2033/34 | 149.25 | 51.75 | 137
2033/34 | 149.75 | 51.75 | 122
2033/34 | 150.25 | 51.75 | 139
2033/34 | 150.75 | 51.75 | 141
2033/34 | 151.25 | 51.75 | 138
2033/34 | 151.75 | 51.75 | 127
2033/34 | 152.25 | 51.75 | 130
2033/34 | 152.75 | 51.75 | 124
2033/34 | 153.25 | 51.75 | 127
2033/34 | 153.75 | 51.75 | 136
2033/34 | 154.25 | 51.75 | 129
2033/34 | 154.75 | 51.75 | 123
2033/34 | 155.25 | 51.75 | 111
2033/34 | 155.75 | 51.75 | 133
2033/34 | 156.25 | 51.75 | 110
2033/34 | 156.75 | 51.75 | 113
2033/34 | 157.25 | 51.75 | 113
2033/34 | 157.75 | 51.75 | 122
2033/34 | 158.25 | 51.75 | 107
2033/34 | 158.75 | 51.75 | 106
2033/34 | 159.25 | 51.75 | 120
2033/34 | 159.75 | 51.75 | 120
2033/34 | 160.25 | 51.75 | 100
2033/34 | 160.75 | 51.75 | 115
2033/34 | 161.25 | 51.75 | 108
2033/34 | 161.75 | 51.75 | 107
2033/34 | 162.25 | 51.75 | 132
2033/34 | 162.75 | 51.75 | 106
2033/34 | 163.25 | 51.75 | 111
2033/34 | 163.75 | 51.75 | 92
2033/34 | 164.25 | 51.75 | 123
2033/34 | 164.75 | 51.75 | 111
2033/34 | 165.25 | 51.75 | 101
2033/34 | 165.75 | 51.75 | 117
2033/34 | 166.25 | 51.75 | 97
2033/34 | 166.75 | 51.75 | 107
2033/34 | 167.25 | 51.75 | 106
2033/34 | 167.75 | 51.75 | 103
2033/34 | 168.25 | 51.75 | 90
2033/34 | 168.75 | 51.75 | 84
2033/34 | 169.25 | 51.75 | 70
2033/34 | 169.75 | 51.75 | 86
2033/34 | 170.25 | 51.75 | 96
2033/34 | 170.75 | 51.75 | 87
2033/34 | 171.25 | 51.75 | 84
2033/34 | 171.75 | 51.75 | 82
2033/34 | 172.25 | 51.75 | 97
2033/34 | 172.75 | 51.75 | 90
2033/34 | 173.25 | 51.75 | 103
2033/34 | 173.75 | 51.75 | 81
2033/34 | 174.25 | 51.75 | 79
2033/34 | 174.75 | 51.75 | 75
2033/34 | 175.25 | 51.75 | 75
2033/34 | 175.75 | 51.75 | 79
2033/34 | 176.25 | 51.75 | 74
2033/34 | 176.75 | 51.75 | 75
2033/34 | 177.25 | 51.75 | 65
2033/34 | 177.75 | 51.75 | 76
2033/34 | 178.25 | 51.75 | 61
2033/34 | 178.75 | 51.75 | 79
2033/34 | 179.25 | 51.75 | 81
2033/34 | 179.75 | 51.75 | 68
2033/34 | 180.25 | 51.75 | 67
2033/34 | 180.75 | 51.75 | 69
2033/34 | 181.25 | 51.75 | 66
2033/34 | 181.75 | 51.75 | 68
2033/34 | 182.25 | 51.75 | 57
2033/34 | 182.75 | 51.75 | 65
2033/34 | 183.25 | 51.75 | 52
2033/34 | 183.75 | 51.75 | 61
2033/34 | 184.25 | 51.75 | 63
2033/34 | 184.75 | 51.75 | 46
2033/34 | 185.25 | 51.75 | 65
2033/34 | 185.75 | 51.75 | 64
2033/34 | 186.25 | 51.75 | 41
2033/34 | 186.75 | 51.75 | 53
2033/34 | 187.25 | 51.75 | 49
2033/34 | 187.75 | 51.75 | 62
2033/34 | 188.25 | 51.75 | 45
2033/34 | 188.75 | 51.75 | 49
2033/34 | 189.25 | 51.75 | 56
2033/34 | 189.75 | 51.75 | 57
2033/34 | 190.25 | 51.75 | 46
2033/34 | 190.75 | 51.75 | 45
2033/34 | 191.25 | 51.75 | 39
2033/34 | 191.75 | 51.75 | 42
2033/34 | 192.25 | 51.75 | 46
2033/34 | 192.75 | 51.75 | 35
2033/34 | 193.25 | 51.75 | 55
2033/34 | 193.75 | 51.75 | 24
2033/34 | 194.25 | 51.75 | 33
2033/34 | 194.75 | 51.75 | 33
2033/34 | 195.25 | 51.75 | 32
2033/34 | 195.75 | 51.75 | 38
2033/34 | 196.25 | 51.75 | 27
2033/34 | 196.75 | 51.75 | 35
2033/34 | 197.25 | 51.75 | 31
2033/34 | 197.75 | 51.75 | 35
2033/34 | 198.25 | 51.75 | 35
2033/34 | 198.75 | 51.75 | 21
2033/34 | 199.25 | 51.75 | 24
2033/34 | 199.75 | 51.75 | 26
2033/34 | 200.25 | 51.75 | 24
2033/34 | 200.75 | 51.75 | 29
2033/34 | 201.25 | 51.75 | 19
2033/34 | 201.75 | 51.75 | 36
2033/34 | 202.25 | 51.75 | 26
2033/34 | 202.75 | 51.75 | 22
2033/34 | 203.25 | 51.75 | 29
2033/34 | 203.75 | 51.75 | 19
2033/34 | 204.25 | 51.75 | 26
2033/34 | 204.75 | 51.75 | 22
2033/34 | 205.25 | 51.75 | 17
2033/34 | 205.75 | 51.75 | 11
2033/34 | 206.25 | 51.75 | 20
2033/34 | 206.75 | 51.75 | 15
2033/34 | 207.25 | 51.75 | 25
2033/34 | 207.75 | 51.75 | 18
2033/34 | 208.25 | 51.75 | 23
2033/34 | 208.75 | 51.75 | 25
2033/34 | 209.25 | 51.75 | 23
2033/34 | 209.75 | 51.75 | 13
2033/34 | 210.25 | 51.75 | 26
2033/34 | 210.75 | 51.75 | 24
2033/34 | 211.25 | 51.75 | 18
2033/34 | 211.75 | 51.75 | 21
2033/34 | 212.25 | 51.75 | 17
2033/34 | 212.75 | 51.75 | 13
2033/34 | 213.25 | 51.75 | 14
2033/34 | 213.75 | 51.75 | 17
2033/34 | 214.25 | 51.75 | 16
2033/34 | 214.75 | 51.75 | 20
2033/34 | 215.25 | 51.75 | 13
2033/34 | 215.75 | 51.75 | 16
2033/34 | 216.25 | 51.75 | 16
2033/34 | 216.75 | 51.75 | 17
2033/34 | 217.25 | 51.75 | 12
2033/34 | 217.75 | 51.75 | 16
2033/34 | 218.25 | 51.75 | 13
2033/34 | 218.75 | 51.75 | 9
2033/34 | 219.25 | 51.75 | 18
2033/34 | 219.75 | 51.75 | 11
2033/34 | 220.25 | 51.75 | 17
2033/34 | 220.75 | 51.75 | 9
2033/34 | 221.25 | 51.75 | 6
2033/34 | 221.75 | 51.75 | 11
2033/34 | 222.25 | 51.75 | 18
2033/34 | 222.75 | 51.75 | 10
2033/34 | 223.25 | 51.75 | 8
2033/34 | 223.75 | 51.75 | 4
2033/34 | 224.25 | 51.75 | 9
2033/34 | 224.75 | 51.75 | 12
2033/34 | 225.25 | 51.75 | 14
2033/34 | 225.75 | 51.75 | 12
2033/34 | 226.25 | 51.75 | 6
2033/34 | 226.75 | 51.75 | 11
2033/34 | 227.25 | 51.75 | 6
2033/34 | 227.75 | 51.75 | 7
2033/34 | 228.25 | 51.75 | 3
2033/34 | 228.75 | 51.75 | 9
2033/34 | 229.25 | 51.75 | 6
2033/34 | 229.75 | 51.75 | 4
2033/34 | 230.25 | 51.75 | 6
2033/34 | 230.75 | 51.75 | 6
2033/34 | 231.25 | 51.75 | 4
2033/34 | 231.75 | 51.75 | 6
2033/34 | 232.25 | 51.75 | 8
2033/34 | 232.75 | 51.75 | 10
2033/34 | 233.25 | 51.75 | 4
2033/34 | 233.75 | 51.75 | 5
2033/34 | 234.25 | 51.75 | 5
2033/34 | 234.75 | 51.75 | 8
2033/34 | 235.25 | 51.75 | 6
2033/34 | 235.75 | 51.75 | 5
2033/34 | 236.25 | 51.75 | 4
2033/34 | 236.75 | 51.75 | 2
2033/34 | 237.25 | 51.75 | 7
2033/34 | 237.75 | 51.75 | 8
2033/34 | 238.25 | 51.75 | 6
2033/34 | 238.75 | 51.75 | 10
2033/34 | 239.25 | 51.75 | 3
2033/34 | 239.75 | 51.75 | 3
2033/34 | 240.25 | 51.75 | 5
2033/34 | 240.75 | 51.75 | 3
2033/34 | 241.25 | 51.75 | 8
2033/34 | 241.75 | 51.75 | 3
2033/34 | 242.25 | 51.75 | 10
2033/34 | 242.75 | 51.75 | 3
2033/34 | 243.25 | 51.75 | 6
2033/34 | 243.75 | 51.75 | 4
2033/34 | 244.25 | 51.75 | 2
2033/34 | 244.75 | 51.75 | 3
2033/34 | 245.25 | 51.75 | 8
2033/34 | 245.75 | 51.75 | 7
2033/34 | 246.25 | 51.75 | 5
2033/34 | 246.75 | 51.75 | 2
2033/34 | 247.25 | 51.75 | 1
2033/34 | 247.75 | 51.75 | 2
2033/34 | 248.25 | 51.75 | 1
2033/34 | 248.75 | 51.75 | 3
2033/34 | 249.25 | 51.75 | 3
2033/34 | 249.75 | 51.75 | 2
2033/34 | 250.25 | 51.75 | 4
2033/34 | 250.75 | 51.75 | 5
2033/34 | 251.25 | 51.75 | 5
2033/34 | 251.75 | 51.75 | 3
2033/34 | 252.25 | 51.75 | 3
2033/34 | 253.25 | 51.75 | 1
2033/34 | 253.75 | 51.75 | 2
2033/34 | 254.25 | 51.75 | 5
2033/34 | 255.25 | 51.75 | 1
2033/34 | 255.75 | 51.75 | 3
2033/34 | 256.25 | 51.75 | 4
2033/34 | 256.75 | 51.75 | 5
2033/34 | 257.25 | 51.75 | 1
2033/34 | 257.75 | 51.75 | 2
2033/34 | 258.25 | 51.75 | 3
2033/34 | 258.75 | 51.75 | 1
2033/34 | 259.25 | 51.75 | 2
2033/34 | 259.75 | 51.75 | 2
2033/34 | 260.25 | 51.75 | 3
2033/34 | 260.75 | 51.75 | 1
2033/34 | 261.25 | 51.75 | 1
2033/34 | 262.75 | 51.75 | 1
2033/34 | 263.75 | 51.75 | 2
2033/34 | 264.25 | 51.75 | 1
2033/34 | 264.75 | 51.75 | 2
2033/34 | 265.25 | 51.75 | 1
2033/34 | 265.75 | 51.75 | 1
2033/34 | 266.25 | 51.75 | 3
2033/34 | 266.75 | 51.75 | 2
2033/34 | 267.25 | 51.75 | 3
2033/34 | 267.75 | 51.75 | 1
2033/34 | 269.25 | 51.75 | 1
2033/34 | 270.75 | 51.75 | 2
2033/34 | 272.25 | 51.75 | 1
2033/34 | 273.25 | 51.75 | 1
2033/34 | 275.25 | 51.75 | 1
2033/34 | 275.75 | 51.75 | 1
2033/34 | 276.75 | 51.75 | 1
2033/34 | 277.25 | 51.75 | 1
2033/34 | 278.75 | 51.75 | 1
2033/34 | 279.25 | 51.75 | 1
2033/34 | 279.75 | 51.75 | 1
2033/34 | 280.75 | 51.75 | 2
2033/34 | 281.25 | 51.75 | 1
2033/34 | 282.75 | 51.75 | 2
2033/34 | 283.25 | 51.75 | 2
2033/34 | 283.75 | 51.75 | 1
2033/34 | 287.75 | 51.75 | 1
2033/34 | 290.25 | 51.75 | 1
2033/34 | 290.75 | 51.75 | 1
2033/34 | 291.75 | 51.75 | 1
2033/34 | 293.25 | 51.75 | 1
2033/34 | 293.75 | 51.75 | 1
2033/34 | 304.25 | 51.75 | 1
2033/34 | 306.75 | 51.75 | 1
2033/34 | 311.25 | 51.75 | 1
2033/34 | 329.75 | 51.75 | 1
2033/34 | 59.75 | 52.25 | 1
2033/34 | 62.75 | 52.25 | 1
2033/34 | 64.75 | 52.25 | 1
2033/34 | 65.25 | 52.25 | 1
2033/34 | 65.75 | 52.25 | 2
2033/34 | 66.25 | 52.25 | 2
2033/34 | 68.25 | 52.25 | 1
2033/34 | 68.75 | 52.25 | 2
2033/34 | 69.75 | 52.25 | 3
2033/34 | 70.25 | 52.25 | 3
2033/34 | 70.75 | 52.25 | 1
2033/34 | 71.25 | 52.25 | 4
2033/34 | 71.75 | 52.25 | 6
2033/34 | 72.25 | 52.25 | 2
2033/34 | 72.75 | 52.25 | 6
2033/34 | 73.25 | 52.25 | 3
2033/34 | 73.75 | 52.25 | 6
2033/34 | 74.25 | 52.25 | 3
2033/34 | 74.75 | 52.25 | 3
2033/34 | 75.25 | 52.25 | 1
2033/34 | 75.75 | 52.25 | 1
2033/34 | 76.25 | 52.25 | 3
2033/34 | 76.75 | 52.25 | 3
2033/34 | 77.25 | 52.25 | 5
2033/34 | 77.75 | 52.25 | 3
2033/34 | 78.25 | 52.25 | 4
2033/34 | 78.75 | 52.25 | 4
2033/34 | 79.25 | 52.25 | 1
2033/34 | 79.75 | 52.25 | 5
2033/34 | 80.25 | 52.25 | 2
2033/34 | 81.25 | 52.25 | 3
2033/34 | 81.75 | 52.25 | 3
2033/34 | 82.25 | 52.25 | 6
2033/34 | 82.75 | 52.25 | 9
2033/34 | 83.25 | 52.25 | 7
2033/34 | 83.75 | 52.25 | 9
2033/34 | 84.25 | 52.25 | 4
2033/34 | 84.75 | 52.25 | 6
2033/34 | 85.25 | 52.25 | 7
2033/34 | 85.75 | 52.25 | 14
2033/34 | 86.25 | 52.25 | 8
2033/34 | 86.75 | 52.25 | 11
2033/34 | 87.25 | 52.25 | 8
2033/34 | 87.75 | 52.25 | 23
2033/34 | 88.25 | 52.25 | 16
2033/34 | 88.75 | 52.25 | 13
2033/34 | 89.25 | 52.25 | 22
2033/34 | 89.75 | 52.25 | 19
2033/34 | 90.25 | 52.25 | 19
2033/34 | 90.75 | 52.25 | 20
2033/34 | 91.25 | 52.25 | 19
2033/34 | 91.75 | 52.25 | 14
2033/34 | 92.25 | 52.25 | 19
2033/34 | 92.75 | 52.25 | 26
2033/34 | 93.25 | 52.25 | 27
2033/34 | 93.75 | 52.25 | 31
2033/34 | 94.25 | 52.25 | 23
2033/34 | 94.75 | 52.25 | 41
2033/34 | 95.25 | 52.25 | 48
2033/34 | 95.75 | 52.25 | 35
2033/34 | 96.25 | 52.25 | 41
2033/34 | 96.75 | 52.25 | 51
2033/34 | 97.25 | 52.25 | 41
2033/34 | 97.75 | 52.25 | 44
2033/34 | 98.25 | 52.25 | 55
2033/34 | 98.75 | 52.25 | 60
2033/34 | 99.25 | 52.25 | 56
2033/34 | 99.75 | 52.25 | 64
2033/34 | 100.25 | 52.25 | 71
2033/34 | 100.75 | 52.25 | 63
2033/34 | 101.25 | 52.25 | 70
2033/34 | 101.75 | 52.25 | 69
2033/34 | 102.25 | 52.25 | 91
2033/34 | 102.75 | 52.25 | 80
2033/34 | 103.25 | 52.25 | 85
2033/34 | 103.75 | 52.25 | 78
2033/34 | 104.25 | 52.25 | 93
2033/34 | 104.75 | 52.25 | 95
2033/34 | 105.25 | 52.25 | 101
2033/34 | 105.75 | 52.25 | 94
2033/34 | 106.25 | 52.25 | 86
2033/34 | 106.75 | 52.25 | 106
2033/34 | 107.25 | 52.25 | 101
2033/34 | 107.75 | 52.25 | 106
2033/34 | 108.25 | 52.25 | 120
2033/34 | 108.75 | 52.25 | 116
2033/34 | 109.25 | 52.25 | 123
2033/34 | 109.75 | 52.25 | 130
2033/34 | 110.25 | 52.25 | 101
2033/34 | 110.75 | 52.25 | 126
2033/34 | 111.25 | 52.25 | 118
2033/34 | 111.75 | 52.25 | 129
2033/34 | 112.25 | 52.25 | 139
2033/34 | 112.75 | 52.25 | 122
2033/34 | 113.25 | 52.25 | 144
2033/34 | 113.75 | 52.25 | 117
2033/34 | 114.25 | 52.25 | 151
2033/34 | 114.75 | 52.25 | 147
2033/34 | 115.25 | 52.25 | 122
2033/34 | 115.75 | 52.25 | 147
2033/34 | 116.25 | 52.25 | 170
2033/34 | 116.75 | 52.25 | 157
2033/34 | 117.25 | 52.25 | 140
2033/34 | 117.75 | 52.25 | 170
2033/34 | 118.25 | 52.25 | 158
2033/34 | 118.75 | 52.25 | 165
2033/34 | 119.25 | 52.25 | 140
2033/34 | 119.75 | 52.25 | 160
2033/34 | 120.25 | 52.25 | 141
2033/34 | 120.75 | 52.25 | 154
2033/34 | 121.25 | 52.25 | 176
2033/34 | 121.75 | 52.25 | 176
2033/34 | 122.25 | 52.25 | 182
2033/34 | 122.75 | 52.25 | 155
2033/34 | 123.25 | 52.25 | 155
2033/34 | 123.75 | 52.25 | 173
2033/34 | 124.25 | 52.25 | 162
2033/34 | 124.75 | 52.25 | 150
2033/34 | 125.25 | 52.25 | 150
2033/34 | 125.75 | 52.25 | 130
2033/34 | 126.25 | 52.25 | 152
2033/34 | 126.75 | 52.25 | 150
2033/34 | 127.25 | 52.25 | 137
2033/34 | 127.75 | 52.25 | 170
2033/34 | 128.25 | 52.25 | 158
2033/34 | 128.75 | 52.25 | 164
2033/34 | 129.25 | 52.25 | 158
2033/34 | 129.75 | 52.25 | 144
2033/34 | 130.25 | 52.25 | 146
2033/34 | 130.75 | 52.25 | 155
2033/34 | 131.25 | 52.25 | 147
2033/34 | 131.75 | 52.25 | 172
2033/34 | 132.25 | 52.25 | 177
2033/34 | 132.75 | 52.25 | 152
2033/34 | 133.25 | 52.25 | 157
2033/34 | 133.75 | 52.25 | 163
2033/34 | 134.25 | 52.25 | 179
2033/34 | 134.75 | 52.25 | 153
2033/34 | 135.25 | 52.25 | 157
2033/34 | 135.75 | 52.25 | 161
2033/34 | 136.25 | 52.25 | 150
2033/34 | 136.75 | 52.25 | 145
2033/34 | 137.25 | 52.25 | 173
2033/34 | 137.75 | 52.25 | 129
2033/34 | 138.25 | 52.25 | 167
2033/34 | 138.75 | 52.25 | 150
2033/34 | 139.25 | 52.25 | 164
2033/34 | 139.75 | 52.25 | 142
2033/34 | 140.25 | 52.25 | 153
2033/34 | 140.75 | 52.25 | 158
2033/34 | 141.25 | 52.25 | 160
2033/34 | 141.75 | 52.25 | 152
2033/34 | 142.25 | 52.25 | 129
2033/34 | 142.75 | 52.25 | 146
2033/34 | 143.25 | 52.25 | 144
2033/34 | 143.75 | 52.25 | 152
2033/34 | 144.25 | 52.25 | 162
2033/34 | 144.75 | 52.25 | 148
2033/34 | 145.25 | 52.25 | 167
2033/34 | 145.75 | 52.25 | 146
2033/34 | 146.25 | 52.25 | 148
2033/34 | 146.75 | 52.25 | 148
2033/34 | 147.25 | 52.25 | 151
2033/34 | 147.75 | 52.25 | 131
2033/34 | 148.25 | 52.25 | 145
2033/34 | 148.75 | 52.25 | 153
2033/34 | 149.25 | 52.25 | 151
2033/34 | 149.75 | 52.25 | 140
2033/34 | 150.25 | 52.25 | 131
2033/34 | 150.75 | 52.25 | 131
2033/34 | 151.25 | 52.25 | 137
2033/34 | 151.75 | 52.25 | 136
2033/34 | 152.25 | 52.25 | 140
2033/34 | 152.75 | 52.25 | 142
2033/34 | 153.25 | 52.25 | 132
2033/34 | 153.75 | 52.25 | 116
2033/34 | 154.25 | 52.25 | 133
2033/34 | 154.75 | 52.25 | 121
2033/34 | 155.25 | 52.25 | 108
2033/34 | 155.75 | 52.25 | 127
2033/34 | 156.25 | 52.25 | 140
2033/34 | 156.75 | 52.25 | 113
2033/34 | 157.25 | 52.25 | 116
2033/34 | 157.75 | 52.25 | 116
2033/34 | 158.25 | 52.25 | 115
2033/34 | 158.75 | 52.25 | 132
2033/34 | 159.25 | 52.25 | 115
2033/34 | 159.75 | 52.25 | 114
2033/34 | 160.25 | 52.25 | 96
2033/34 | 160.75 | 52.25 | 102
2033/34 | 161.25 | 52.25 | 114
2033/34 | 161.75 | 52.25 | 122
2033/34 | 162.25 | 52.25 | 104
2033/34 | 162.75 | 52.25 | 103
2033/34 | 163.25 | 52.25 | 115
2033/34 | 163.75 | 52.25 | 102
2033/34 | 164.25 | 52.25 | 111
2033/34 | 164.75 | 52.25 | 88
2033/34 | 165.25 | 52.25 | 97
2033/34 | 165.75 | 52.25 | 103
2033/34 | 166.25 | 52.25 | 95
2033/34 | 166.75 | 52.25 | 95
2033/34 | 167.25 | 52.25 | 88
2033/34 | 167.75 | 52.25 | 91
2033/34 | 168.25 | 52.25 | 101
2033/34 | 168.75 | 52.25 | 98
2033/34 | 169.25 | 52.25 | 84
2033/34 | 169.75 | 52.25 | 85
2033/34 | 170.25 | 52.25 | 97
2033/34 | 170.75 | 52.25 | 91
2033/34 | 171.25 | 52.25 | 91
2033/34 | 171.75 | 52.25 | 99
2033/34 | 172.25 | 52.25 | 88
2033/34 | 172.75 | 52.25 | 98
2033/34 | 173.25 | 52.25 | 84
2033/34 | 173.75 | 52.25 | 79
2033/34 | 174.25 | 52.25 | 71
2033/34 | 174.75 | 52.25 | 62
2033/34 | 175.25 | 52.25 | 80
2033/34 | 175.75 | 52.25 | 69
2033/34 | 176.25 | 52.25 | 76
2033/34 | 176.75 | 52.25 | 77
2033/34 | 177.25 | 52.25 | 71
2033/34 | 177.75 | 52.25 | 76
2033/34 | 178.25 | 52.25 | 73
2033/34 | 178.75 | 52.25 | 69
2033/34 | 179.25 | 52.25 | 65
2033/34 | 179.75 | 52.25 | 81
2033/34 | 180.25 | 52.25 | 61
2033/34 | 180.75 | 52.25 | 59
2033/34 | 181.25 | 52.25 | 65
2033/34 | 181.75 | 52.25 | 59
2033/34 | 182.25 | 52.25 | 74
2033/34 | 182.75 | 52.25 | 55
2033/34 | 183.25 | 52.25 | 61
2033/34 | 183.75 | 52.25 | 50
2033/34 | 184.25 | 52.25 | 61
2033/34 | 184.75 | 52.25 | 51
2033/34 | 185.25 | 52.25 | 64
2033/34 | 185.75 | 52.25 | 48
2033/34 | 186.25 | 52.25 | 54
2033/34 | 186.75 | 52.25 | 49
2033/34 | 187.25 | 52.25 | 57
2033/34 | 187.75 | 52.25 | 46
2033/34 | 188.25 | 52.25 | 54
2033/34 | 188.75 | 52.25 | 45
2033/34 | 189.25 | 52.25 | 52
2033/34 | 189.75 | 52.25 | 64
2033/34 | 190.25 | 52.25 | 42
2033/34 | 190.75 | 52.25 | 40
2033/34 | 191.25 | 52.25 | 43
2033/34 | 191.75 | 52.25 | 44
2033/34 | 192.25 | 52.25 | 39
2033/34 | 192.75 | 52.25 | 32
2033/34 | 193.25 | 52.25 | 41
2033/34 | 193.75 | 52.25 | 45
2033/34 | 194.25 | 52.25 | 39
2033/34 | 194.75 | 52.25 | 48
2033/34 | 195.25 | 52.25 | 46
2033/34 | 195.75 | 52.25 | 40
2033/34 | 196.25 | 52.25 | 37
2033/34 | 196.75 | 52.25 | 32
2033/34 | 197.25 | 52.25 | 34
2033/34 | 197.75 | 52.25 | 37
2033/34 | 198.25 | 52.25 | 37
2033/34 | 198.75 | 52.25 | 37
2033/34 | 199.25 | 52.25 | 29
2033/34 | 199.75 | 52.25 | 24
2033/34 | 200.25 | 52.25 | 35
2033/34 | 200.75 | 52.25 | 26
2033/34 | 201.25 | 52.25 | 27
2033/34 | 201.75 | 52.25 | 23
2033/34 | 202.25 | 52.25 | 30
2033/34 | 202.75 | 52.25 | 32
2033/34 | 203.25 | 52.25 | 16
2033/34 | 203.75 | 52.25 | 25
2033/34 | 204.25 | 52.25 | 29
2033/34 | 204.75 | 52.25 | 35
2033/34 | 205.25 | 52.25 | 25
2033/34 | 205.75 | 52.25 | 31
2033/34 | 206.25 | 52.25 | 23
2033/34 | 206.75 | 52.25 | 21
2033/34 | 207.25 | 52.25 | 16
2033/34 | 207.75 | 52.25 | 22
2033/34 | 208.25 | 52.25 | 21
2033/34 | 208.75 | 52.25 | 21
2033/34 | 209.25 | 52.25 | 15
2033/34 | 209.75 | 52.25 | 18
2033/34 | 210.25 | 52.25 | 23
2033/34 | 210.75 | 52.25 | 13
2033/34 | 211.25 | 52.25 | 16
2033/34 | 211.75 | 52.25 | 19
2033/34 | 212.25 | 52.25 | 14
2033/34 | 212.75 | 52.25 | 16
2033/34 | 213.25 | 52.25 | 11
2033/34 | 213.75 | 52.25 | 17
2033/34 | 214.25 | 52.25 | 14
2033/34 | 214.75 | 52.25 | 13
2033/34 | 215.25 | 52.25 | 19
2033/34 | 215.75 | 52.25 | 12
2033/34 | 216.25 | 52.25 | 12
2033/34 | 216.75 | 52.25 | 22
2033/34 | 217.25 | 52.25 | 9
2033/34 | 217.75 | 52.25 | 15
2033/34 | 218.25 | 52.25 | 15
2033/34 | 218.75 | 52.25 | 17
2033/34 | 219.25 | 52.25 | 10
2033/34 | 219.75 | 52.25 | 10
2033/34 | 220.25 | 52.25 | 8
2033/34 | 220.75 | 52.25 | 14
2033/34 | 221.25 | 52.25 | 13
2033/34 | 221.75 | 52.25 | 11
2033/34 | 222.25 | 52.25 | 11
2033/34 | 222.75 | 52.25 | 10
2033/34 | 223.25 | 52.25 | 11
2033/34 | 223.75 | 52.25 | 12
2033/34 | 224.25 | 52.25 | 14
2033/34 | 224.75 | 52.25 | 6
2033/34 | 225.25 | 52.25 | 10
2033/34 | 225.75 | 52.25 | 14
2033/34 | 226.25 | 52.25 | 10
2033/34 | 226.75 | 52.25 | 9
2033/34 | 227.25 | 52.25 | 9
2033/34 | 227.75 | 52.25 | 10
2033/34 | 228.25 | 52.25 | 8
2033/34 | 228.75 | 52.25 | 5
2033/34 | 229.25 | 52.25 | 4
2033/34 | 229.75 | 52.25 | 3
2033/34 | 230.25 | 52.25 | 5
2033/34 | 230.75 | 52.25 | 9
2033/34 | 231.25 | 52.25 | 5
2033/34 | 231.75 | 52.25 | 4
2033/34 | 232.25 | 52.25 | 10
2033/34 | 232.75 | 52.25 | 8
2033/34 | 233.25 | 52.25 | 4
2033/34 | 233.75 | 52.25 | 13
2033/34 | 234.25 | 52.25 | 6
2033/34 | 234.75 | 52.25 | 3
2033/34 | 235.25 | 52.25 | 6
2033/34 | 235.75 | 52.25 | 6
2033/34 | 236.25 | 52.25 | 6
2033/34 | 236.75 | 52.25 | 6
2033/34 | 237.25 | 52.25 | 9
2033/34 | 237.75 | 52.25 | 9
2033/34 | 238.25 | 52.25 | 2
2033/34 | 238.75 | 52.25 | 10
2033/34 | 239.25 | 52.25 | 3
2033/34 | 239.75 | 52.25 | 6
2033/34 | 240.25 | 52.25 | 3
2033/34 | 240.75 | 52.25 | 5
2033/34 | 241.25 | 52.25 | 8
2033/34 | 241.75 | 52.25 | 6
2033/34 | 242.25 | 52.25 | 6
2033/34 | 242.75 | 52.25 | 4
2033/34 | 243.25 | 52.25 | 1
2033/34 | 243.75 | 52.25 | 1
2033/34 | 244.25 | 52.25 | 3
2033/34 | 244.75 | 52.25 | 5
2033/34 | 245.25 | 52.25 | 4
2033/34 | 245.75 | 52.25 | 2
2033/34 | 246.25 | 52.25 | 3
2033/34 | 246.75 | 52.25 | 2
2033/34 | 247.25 | 52.25 | 4
2033/34 | 247.75 | 52.25 | 3
2033/34 | 248.25 | 52.25 | 2
2033/34 | 248.75 | 52.25 | 1
2033/34 | 249.25 | 52.25 | 6
2033/34 | 249.75 | 52.25 | 4
2033/34 | 250.25 | 52.25 | 4
2033/34 | 250.75 | 52.25 | 6
2033/34 | 251.25 | 52.25 | 3
2033/34 | 251.75 | 52.25 | 6
2033/34 | 252.25 | 52.25 | 4
2033/34 | 252.75 | 52.25 | 5
2033/34 | 253.25 | 52.25 | 3
2033/34 | 253.75 | 52.25 | 2
2033/34 | 254.75 | 52.25 | 2
2033/34 | 255.25 | 52.25 | 1
2033/34 | 255.75 | 52.25 | 2
2033/34 | 256.75 | 52.25 | 2
2033/34 | 257.25 | 52.25 | 1
2033/34 | 257.75 | 52.25 | 4
2033/34 | 258.25 | 52.25 | 1
2033/34 | 258.75 | 52.25 | 1
2033/34 | 259.75 | 52.25 | 1
2033/34 | 260.25 | 52.25 | 2
2033/34 | 260.75 | 52.25 | 2
2033/34 | 261.75 | 52.25 | 1
2033/34 | 262.25 | 52.25 | 1
2033/34 | 263.25 | 52.25 | 1
2033/34 | 263.75 | 52.25 | 2
2033/34 | 265.25 | 52.25 | 3
2033/34 | 266.25 | 52.25 | 2
2033/34 | 267.25 | 52.25 | 2
2033/34 | 269.25 | 52.25 | 1
2033/34 | 269.75 | 52.25 | 1
2033/34 | 270.75 | 52.25 | 1
2033/34 | 271.25 | 52.25 | 2
2033/34 | 271.75 | 52.25 | 1
2033/34 | 272.25 | 52.25 | 3
2033/34 | 272.75 | 52.25 | 2
2033/34 | 273.75 | 52.25 | 1
2033/34 | 274.75 | 52.25 | 1
2033/34 | 277.75 | 52.25 | 1
2033/34 | 279.25 | 52.25 | 2
2033/34 | 279.75 | 52.25 | 2
2033/34 | 280.75 | 52.25 | 1
2033/34 | 282.25 | 52.25 | 1
2033/34 | 282.75 | 52.25 | 1
2033/34 | 287.25 | 52.25 | 1
2033/34 | 287.75 | 52.25 | 1
2033/34 | 299.25 | 52.25 | 1
2033/34 | 300.75 | 52.25 | 1
2033/34 | 301.75 | 52.25 | 3
2033/34 | 314.75 | 52.25 | 1
2033/34 | 315.75 | 52.25 | 1
2033/34 | 316.25 | 52.25 | 1
2033/34 | 316.75 | 52.25 | 1
2033/34 | 323.25 | 52.25 | 1
2033/34 | 330.25 | 52.25 | 1
2033/34 | 60.75 | 52.75 | 1
2033/34 | 61.25 | 52.75 | 1
2033/34 | 62.25 | 52.75 | 1
2033/34 | 62.75 | 52.75 | 1
2033/34 | 64.25 | 52.75 | 1
2033/34 | 64.75 | 52.75 | 1
2033/34 | 65.25 | 52.75 | 1
2033/34 | 65.75 | 52.75 | 1
2033/34 | 66.25 | 52.75 | 2
2033/34 | 67.25 | 52.75 | 1
2033/34 | 67.75 | 52.75 | 1
2033/34 | 68.25 | 52.75 | 2
2033/34 | 68.75 | 52.75 | 1
2033/34 | 69.75 | 52.75 | 2
2033/34 | 70.75 | 52.75 | 1
2033/34 | 71.25 | 52.75 | 2
2033/34 | 71.75 | 52.75 | 3
2033/34 | 72.25 | 52.75 | 2
2033/34 | 72.75 | 52.75 | 1
2033/34 | 73.25 | 52.75 | 4
2033/34 | 73.75 | 52.75 | 2
2033/34 | 74.25 | 52.75 | 2
2033/34 | 75.25 | 52.75 | 4
2033/34 | 75.75 | 52.75 | 3
2033/34 | 76.25 | 52.75 | 2
2033/34 | 76.75 | 52.75 | 3
2033/34 | 77.75 | 52.75 | 3
2033/34 | 78.25 | 52.75 | 2
2033/34 | 78.75 | 52.75 | 3
2033/34 | 79.25 | 52.75 | 5
2033/34 | 79.75 | 52.75 | 1
2033/34 | 80.25 | 52.75 | 1
2033/34 | 80.75 | 52.75 | 3
2033/34 | 81.25 | 52.75 | 2
2033/34 | 81.75 | 52.75 | 5
2033/34 | 82.25 | 52.75 | 3
2033/34 | 82.75 | 52.75 | 7
2033/34 | 83.25 | 52.75 | 8
2033/34 | 83.75 | 52.75 | 10
2033/34 | 84.25 | 52.75 | 2
2033/34 | 84.75 | 52.75 | 9
2033/34 | 85.25 | 52.75 | 5
2033/34 | 85.75 | 52.75 | 15
2033/34 | 86.25 | 52.75 | 5
2033/34 | 86.75 | 52.75 | 8
2033/34 | 87.25 | 52.75 | 2
2033/34 | 87.75 | 52.75 | 10
2033/34 | 88.25 | 52.75 | 5
2033/34 | 88.75 | 52.75 | 18
2033/34 | 89.25 | 52.75 | 17
2033/34 | 89.75 | 52.75 | 15
2033/34 | 90.25 | 52.75 | 23
2033/34 | 90.75 | 52.75 | 16
2033/34 | 91.25 | 52.75 | 19
2033/34 | 91.75 | 52.75 | 17
2033/34 | 92.25 | 52.75 | 21
2033/34 | 92.75 | 52.75 | 18
2033/34 | 93.25 | 52.75 | 22
2033/34 | 93.75 | 52.75 | 30
2033/34 | 94.25 | 52.75 | 26
2033/34 | 94.75 | 52.75 | 28
2033/34 | 95.25 | 52.75 | 25
2033/34 | 95.75 | 52.75 | 42
2033/34 | 96.25 | 52.75 | 44
2033/34 | 96.75 | 52.75 | 37
2033/34 | 97.25 | 52.75 | 45
2033/34 | 97.75 | 52.75 | 45
2033/34 | 98.25 | 52.75 | 49
2033/34 | 98.75 | 52.75 | 47
2033/34 | 99.25 | 52.75 | 55
2033/34 | 99.75 | 52.75 | 51
2033/34 | 100.25 | 52.75 | 65
2033/34 | 100.75 | 52.75 | 67
2033/34 | 101.25 | 52.75 | 60
2033/34 | 101.75 | 52.75 | 80
2033/34 | 102.25 | 52.75 | 72
2033/34 | 102.75 | 52.75 | 73
2033/34 | 103.25 | 52.75 | 88
2033/34 | 103.75 | 52.75 | 101
2033/34 | 104.25 | 52.75 | 80
2033/34 | 104.75 | 52.75 | 89
2033/34 | 105.25 | 52.75 | 101
2033/34 | 105.75 | 52.75 | 89
2033/34 | 106.25 | 52.75 | 78
2033/34 | 106.75 | 52.75 | 105
2033/34 | 107.25 | 52.75 | 83
2033/34 | 107.75 | 52.75 | 102
2033/34 | 108.25 | 52.75 | 102
2033/34 | 108.75 | 52.75 | 109
2033/34 | 109.25 | 52.75 | 101
2033/34 | 109.75 | 52.75 | 131
2033/34 | 110.25 | 52.75 | 115
2033/34 | 110.75 | 52.75 | 130
2033/34 | 111.25 | 52.75 | 137
2033/34 | 111.75 | 52.75 | 124
2033/34 | 112.25 | 52.75 | 129
2033/34 | 112.75 | 52.75 | 134
2033/34 | 113.25 | 52.75 | 114
2033/34 | 113.75 | 52.75 | 150
2033/34 | 114.25 | 52.75 | 131
2033/34 | 114.75 | 52.75 | 136
2033/34 | 115.25 | 52.75 | 150
2033/34 | 115.75 | 52.75 | 114
2033/34 | 116.25 | 52.75 | 136
2033/34 | 116.75 | 52.75 | 154
2033/34 | 117.25 | 52.75 | 131
2033/34 | 117.75 | 52.75 | 142
2033/34 | 118.25 | 52.75 | 147
2033/34 | 118.75 | 52.75 | 141
2033/34 | 119.25 | 52.75 | 144
2033/34 | 119.75 | 52.75 | 143
2033/34 | 120.25 | 52.75 | 146
2033/34 | 120.75 | 52.75 | 179
2033/34 | 121.25 | 52.75 | 167
2033/34 | 121.75 | 52.75 | 155
2033/34 | 122.25 | 52.75 | 139
2033/34 | 122.75 | 52.75 | 131
2033/34 | 123.25 | 52.75 | 139
2033/34 | 123.75 | 52.75 | 164
2033/34 | 124.25 | 52.75 | 162
2033/34 | 124.75 | 52.75 | 133
2033/34 | 125.25 | 52.75 | 137
2033/34 | 125.75 | 52.75 | 154
2033/34 | 126.25 | 52.75 | 147
2033/34 | 126.75 | 52.75 | 126
2033/34 | 127.25 | 52.75 | 157
2033/34 | 127.75 | 52.75 | 157
2033/34 | 128.25 | 52.75 | 148
2033/34 | 128.75 | 52.75 | 147
2033/34 | 129.25 | 52.75 | 164
2033/34 | 129.75 | 52.75 | 163
2033/34 | 130.25 | 52.75 | 153
2033/34 | 130.75 | 52.75 | 169
2033/34 | 131.25 | 52.75 | 174
2033/34 | 131.75 | 52.75 | 146
2033/34 | 132.25 | 52.75 | 129
2033/34 | 132.75 | 52.75 | 146
2033/34 | 133.25 | 52.75 | 162
2033/34 | 133.75 | 52.75 | 148
2033/34 | 134.25 | 52.75 | 152
2033/34 | 134.75 | 52.75 | 137
2033/34 | 135.25 | 52.75 | 147
2033/34 | 135.75 | 52.75 | 163
2033/34 | 136.25 | 52.75 | 154
2033/34 | 136.75 | 52.75 | 160
2033/34 | 137.25 | 52.75 | 143
2033/34 | 137.75 | 52.75 | 137
2033/34 | 138.25 | 52.75 | 156
2033/34 | 138.75 | 52.75 | 140
2033/34 | 139.25 | 52.75 | 148
2033/34 | 139.75 | 52.75 | 141
2033/34 | 140.25 | 52.75 | 172
2033/34 | 140.75 | 52.75 | 152
2033/34 | 141.25 | 52.75 | 159
2033/34 | 141.75 | 52.75 | 142
2033/34 | 142.25 | 52.75 | 133
2033/34 | 142.75 | 52.75 | 156
2033/34 | 143.25 | 52.75 | 162
2033/34 | 143.75 | 52.75 | 172
2033/34 | 144.25 | 52.75 | 166
2033/34 | 144.75 | 52.75 | 142
2033/34 | 145.25 | 52.75 | 139
2033/34 | 145.75 | 52.75 | 137
2033/34 | 146.25 | 52.75 | 147
2033/34 | 146.75 | 52.75 | 140
2033/34 | 147.25 | 52.75 | 153
2033/34 | 147.75 | 52.75 | 143
2033/34 | 148.25 | 52.75 | 151
2033/34 | 148.75 | 52.75 | 122
2033/34 | 149.25 | 52.75 | 159
2033/34 | 149.75 | 52.75 | 132
2033/34 | 150.25 | 52.75 | 128
2033/34 | 150.75 | 52.75 | 133
2033/34 | 151.25 | 52.75 | 135
2033/34 | 151.75 | 52.75 | 135
2033/34 | 152.25 | 52.75 | 146
2033/34 | 152.75 | 52.75 | 120
2033/34 | 153.25 | 52.75 | 144
2033/34 | 153.75 | 52.75 | 120
2033/34 | 154.25 | 52.75 | 121
2033/34 | 154.75 | 52.75 | 117
2033/34 | 155.25 | 52.75 | 119
2033/34 | 155.75 | 52.75 | 121
2033/34 | 156.25 | 52.75 | 96
2033/34 | 156.75 | 52.75 | 106
2033/34 | 157.25 | 52.75 | 113
2033/34 | 157.75 | 52.75 | 121
2033/34 | 158.25 | 52.75 | 117
2033/34 | 158.75 | 52.75 | 108
2033/34 | 159.25 | 52.75 | 117
2033/34 | 159.75 | 52.75 | 120
2033/34 | 160.25 | 52.75 | 121
2033/34 | 160.75 | 52.75 | 124
2033/34 | 161.25 | 52.75 | 119
2033/34 | 161.75 | 52.75 | 120
2033/34 | 162.25 | 52.75 | 116
2033/34 | 162.75 | 52.75 | 113
2033/34 | 163.25 | 52.75 | 106
2033/34 | 163.75 | 52.75 | 104
2033/34 | 164.25 | 52.75 | 88
2033/34 | 164.75 | 52.75 | 107
2033/34 | 165.25 | 52.75 | 117
2033/34 | 165.75 | 52.75 | 104
2033/34 | 166.25 | 52.75 | 107
2033/34 | 166.75 | 52.75 | 102
2033/34 | 167.25 | 52.75 | 108
2033/34 | 167.75 | 52.75 | 122
2033/34 | 168.25 | 52.75 | 103
2033/34 | 168.75 | 52.75 | 84
2033/34 | 169.25 | 52.75 | 99
2033/34 | 169.75 | 52.75 | 90
2033/34 | 170.25 | 52.75 | 88
2033/34 | 170.75 | 52.75 | 76
2033/34 | 171.25 | 52.75 | 94
2033/34 | 171.75 | 52.75 | 79
2033/34 | 172.25 | 52.75 | 72
2033/34 | 172.75 | 52.75 | 90
2033/34 | 173.25 | 52.75 | 98
2033/34 | 173.75 | 52.75 | 72
2033/34 | 174.25 | 52.75 | 97
2033/34 | 174.75 | 52.75 | 90
2033/34 | 175.25 | 52.75 | 94
2033/34 | 175.75 | 52.75 | 77
2033/34 | 176.25 | 52.75 | 83
2033/34 | 176.75 | 52.75 | 85
2033/34 | 177.25 | 52.75 | 70
2033/34 | 177.75 | 52.75 | 77
2033/34 | 178.25 | 52.75 | 82
2033/34 | 178.75 | 52.75 | 75
2033/34 | 179.25 | 52.75 | 56
2033/34 | 179.75 | 52.75 | 74
2033/34 | 180.25 | 52.75 | 76
2033/34 | 180.75 | 52.75 | 63
2033/34 | 181.25 | 52.75 | 74
2033/34 | 181.75 | 52.75 | 62
2033/34 | 182.25 | 52.75 | 61
2033/34 | 182.75 | 52.75 | 56
2033/34 | 183.25 | 52.75 | 57
2033/34 | 183.75 | 52.75 | 60
2033/34 | 184.25 | 52.75 | 70
2033/34 | 184.75 | 52.75 | 52
2033/34 | 185.25 | 52.75 | 56
2033/34 | 185.75 | 52.75 | 51
2033/34 | 186.25 | 52.75 | 53
2033/34 | 186.75 | 52.75 | 61
2033/34 | 187.25 | 52.75 | 50
2033/34 | 187.75 | 52.75 | 60
2033/34 | 188.25 | 52.75 | 43
2033/34 | 188.75 | 52.75 | 57
2033/34 | 189.25 | 52.75 | 57
2033/34 | 189.75 | 52.75 | 57
2033/34 | 190.25 | 52.75 | 44
2033/34 | 190.75 | 52.75 | 40
2033/34 | 191.25 | 52.75 | 49
2033/34 | 191.75 | 52.75 | 37
2033/34 | 192.25 | 52.75 | 45
2033/34 | 192.75 | 52.75 | 34
2033/34 | 193.25 | 52.75 | 34
2033/34 | 193.75 | 52.75 | 62
2033/34 | 194.25 | 52.75 | 34
2033/34 | 194.75 | 52.75 | 46
2033/34 | 195.25 | 52.75 | 38
2033/34 | 195.75 | 52.75 | 28
2033/34 | 196.25 | 52.75 | 45
2033/34 | 196.75 | 52.75 | 37
2033/34 | 197.25 | 52.75 | 36
2033/34 | 197.75 | 52.75 | 44
2033/34 | 198.25 | 52.75 | 34
2033/34 | 198.75 | 52.75 | 27
2033/34 | 199.25 | 52.75 | 25
2033/34 | 199.75 | 52.75 | 24
2033/34 | 200.25 | 52.75 | 37
2033/34 | 200.75 | 52.75 | 35
2033/34 | 201.25 | 52.75 | 29
2033/34 | 201.75 | 52.75 | 41
2033/34 | 202.25 | 52.75 | 33
2033/34 | 202.75 | 52.75 | 24
2033/34 | 203.25 | 52.75 | 27
2033/34 | 203.75 | 52.75 | 30
2033/34 | 204.25 | 52.75 | 32
2033/34 | 204.75 | 52.75 | 26
2033/34 | 205.25 | 52.75 | 28
2033/34 | 205.75 | 52.75 | 21
2033/34 | 206.25 | 52.75 | 14
2033/34 | 206.75 | 52.75 | 16
2033/34 | 207.25 | 52.75 | 21
2033/34 | 207.75 | 52.75 | 22
2033/34 | 208.25 | 52.75 | 24
2033/34 | 208.75 | 52.75 | 18
2033/34 | 209.25 | 52.75 | 17
2033/34 | 209.75 | 52.75 | 20
2033/34 | 210.25 | 52.75 | 19
2033/34 | 210.75 | 52.75 | 24
2033/34 | 211.25 | 52.75 | 16
2033/34 | 211.75 | 52.75 | 27
2033/34 | 212.25 | 52.75 | 12
2033/34 | 212.75 | 52.75 | 23
2033/34 | 213.25 | 52.75 | 21
2033/34 | 213.75 | 52.75 | 19
2033/34 | 214.25 | 52.75 | 21
2033/34 | 214.75 | 52.75 | 20
2033/34 | 215.25 | 52.75 | 23
2033/34 | 215.75 | 52.75 | 11
2033/34 | 216.25 | 52.75 | 20
2033/34 | 216.75 | 52.75 | 14
2033/34 | 217.25 | 52.75 | 14
2033/34 | 217.75 | 52.75 | 22
2033/34 | 218.25 | 52.75 | 11
2033/34 | 218.75 | 52.75 | 12
2033/34 | 219.25 | 52.75 | 13
2033/34 | 219.75 | 52.75 | 10
2033/34 | 220.25 | 52.75 | 13
2033/34 | 220.75 | 52.75 | 14
2033/34 | 221.25 | 52.75 | 12
2033/34 | 221.75 | 52.75 | 16
2033/34 | 222.25 | 52.75 | 12
2033/34 | 222.75 | 52.75 | 14
2033/34 | 223.25 | 52.75 | 13
2033/34 | 223.75 | 52.75 | 7
2033/34 | 224.25 | 52.75 | 15
2033/34 | 224.75 | 52.75 | 8
2033/34 | 225.25 | 52.75 | 14
2033/34 | 225.75 | 52.75 | 12
2033/34 | 226.25 | 52.75 | 10
2033/34 | 226.75 | 52.75 | 13
2033/34 | 227.25 | 52.75 | 10
2033/34 | 227.75 | 52.75 | 10
2033/34 | 228.25 | 52.75 | 10
2033/34 | 228.75 | 52.75 | 5
2033/34 | 229.25 | 52.75 | 12
2033/34 | 229.75 | 52.75 | 4
2033/34 | 230.25 | 52.75 | 7
2033/34 | 230.75 | 52.75 | 8
2033/34 | 231.25 | 52.75 | 10
2033/34 | 231.75 | 52.75 | 4
2033/34 | 232.25 | 52.75 | 8
2033/34 | 232.75 | 52.75 | 9
2033/34 | 233.25 | 52.75 | 13
2033/34 | 233.75 | 52.75 | 8
2033/34 | 234.25 | 52.75 | 3
2033/34 | 234.75 | 52.75 | 3
2033/34 | 235.25 | 52.75 | 6
2033/34 | 235.75 | 52.75 | 6
2033/34 | 236.25 | 52.75 | 4
2033/34 | 236.75 | 52.75 | 3
2033/34 | 237.25 | 52.75 | 8
2033/34 | 237.75 | 52.75 | 2
2033/34 | 238.25 | 52.75 | 3
2033/34 | 238.75 | 52.75 | 5
2033/34 | 239.25 | 52.75 | 5
2033/34 | 239.75 | 52.75 | 4
2033/34 | 240.25 | 52.75 | 8
2033/34 | 240.75 | 52.75 | 11
2033/34 | 241.25 | 52.75 | 5
2033/34 | 241.75 | 52.75 | 5
2033/34 | 242.25 | 52.75 | 4
2033/34 | 242.75 | 52.75 | 2
2033/34 | 243.25 | 52.75 | 1
2033/34 | 243.75 | 52.75 | 3
2033/34 | 244.25 | 52.75 | 3
2033/34 | 244.75 | 52.75 | 7
2033/34 | 245.25 | 52.75 | 4
2033/34 | 245.75 | 52.75 | 6
2033/34 | 246.25 | 52.75 | 1
2033/34 | 246.75 | 52.75 | 1
2033/34 | 247.25 | 52.75 | 3
2033/34 | 247.75 | 52.75 | 5
2033/34 | 248.25 | 52.75 | 4
2033/34 | 249.25 | 52.75 | 6
2033/34 | 249.75 | 52.75 | 3
2033/34 | 250.25 | 52.75 | 2
2033/34 | 250.75 | 52.75 | 2
2033/34 | 251.75 | 52.75 | 1
2033/34 | 252.25 | 52.75 | 1
2033/34 | 252.75 | 52.75 | 2
2033/34 | 253.75 | 52.75 | 1
2033/34 | 254.25 | 52.75 | 1
2033/34 | 254.75 | 52.75 | 2
2033/34 | 255.25 | 52.75 | 2
2033/34 | 255.75 | 52.75 | 2
2033/34 | 256.25 | 52.75 | 1
2033/34 | 256.75 | 52.75 | 2
2033/34 | 257.25 | 52.75 | 1
2033/34 | 257.75 | 52.75 | 1
2033/34 | 258.25 | 52.75 | 5
2033/34 | 258.75 | 52.75 | 1
2033/34 | 259.25 | 52.75 | 2
2033/34 | 259.75 | 52.75 | 2
2033/34 | 260.25 | 52.75 | 2
2033/34 | 260.75 | 52.75 | 1
2033/34 | 261.25 | 52.75 | 1
2033/34 | 261.75 | 52.75 | 2
2033/34 | 262.25 | 52.75 | 4
2033/34 | 262.75 | 52.75 | 3
2033/34 | 263.75 | 52.75 | 3
2033/34 | 264.75 | 52.75 | 1
2033/34 | 265.25 | 52.75 | 1
2033/34 | 266.25 | 52.75 | 1
2033/34 | 266.75 | 52.75 | 2
2033/34 | 267.25 | 52.75 | 1
2033/34 | 268.25 | 52.75 | 2
2033/34 | 268.75 | 52.75 | 1
2033/34 | 269.25 | 52.75 | 1
2033/34 | 272.25 | 52.75 | 1
2033/34 | 272.75 | 52.75 | 2
2033/34 | 273.25 | 52.75 | 1
2033/34 | 274.25 | 52.75 | 3
2033/34 | 275.75 | 52.75 | 1
2033/34 | 280.75 | 52.75 | 1
2033/34 | 281.25 | 52.75 | 2
2033/34 | 281.75 | 52.75 | 1
2033/34 | 282.25 | 52.75 | 1
2033/34 | 282.75 | 52.75 | 1
2033/34 | 283.25 | 52.75 | 1
2033/34 | 284.75 | 52.75 | 2
2033/34 | 285.75 | 52.75 | 1
2033/34 | 287.25 | 52.75 | 1
2033/34 | 293.75 | 52.75 | 1
2033/34 | 300.75 | 52.75 | 1
2033/34 | 304.25 | 52.75 | 1
2033/34 | 307.75 | 52.75 | 1
2033/34 | 309.25 | 52.75 | 1
2033/34 | 311.25 | 52.75 | 1
2033/34 | 313.75 | 52.75 | 1
2033/34 | 320.75 | 52.75 | 1
2033/34 | 321.75 | 52.75 | 1
2033/34 | 356.75 | 52.75 | 1
2033/34 | 60.25 | 53.25 | 1
2033/34 | 64.75 | 53.25 | 1
2033/34 | 65.75 | 53.25 | 2
2033/34 | 66.25 | 53.25 | 3
2033/34 | 66.75 | 53.25 | 1
2033/34 | 67.25 | 53.25 | 1
2033/34 | 67.75 | 53.25 | 1
2033/34 | 69.25 | 53.25 | 3
2033/34 | 69.75 | 53.25 | 1
2033/34 | 70.25 | 53.25 | 2
2033/34 | 70.75 | 53.25 | 2
2033/34 | 71.25 | 53.25 | 1
2033/34 | 71.75 | 53.25 | 1
2033/34 | 72.75 | 53.25 | 3
2033/34 | 73.25 | 53.25 | 1
2033/34 | 73.75 | 53.25 | 1
2033/34 | 74.25 | 53.25 | 3
2033/34 | 74.75 | 53.25 | 1
2033/34 | 75.25 | 53.25 | 3
2033/34 | 75.75 | 53.25 | 3
2033/34 | 76.25 | 53.25 | 3
2033/34 | 76.75 | 53.25 | 5
2033/34 | 77.25 | 53.25 | 3
2033/34 | 77.75 | 53.25 | 7
2033/34 | 78.25 | 53.25 | 2
2033/34 | 78.75 | 53.25 | 6
2033/34 | 79.25 | 53.25 | 7
2033/34 | 79.75 | 53.25 | 4
2033/34 | 80.25 | 53.25 | 2
2033/34 | 80.75 | 53.25 | 6
2033/34 | 81.25 | 53.25 | 2
2033/34 | 81.75 | 53.25 | 3
2033/34 | 82.25 | 53.25 | 5
2033/34 | 82.75 | 53.25 | 4
2033/34 | 83.25 | 53.25 | 7
2033/34 | 83.75 | 53.25 | 7
2033/34 | 84.25 | 53.25 | 4
2033/34 | 84.75 | 53.25 | 3
2033/34 | 85.25 | 53.25 | 6
2033/34 | 85.75 | 53.25 | 8
2033/34 | 86.25 | 53.25 | 3
2033/34 | 86.75 | 53.25 | 14
2033/34 | 87.25 | 53.25 | 11
2033/34 | 87.75 | 53.25 | 8
2033/34 | 88.25 | 53.25 | 9
2033/34 | 88.75 | 53.25 | 16
2033/34 | 89.25 | 53.25 | 14
2033/34 | 89.75 | 53.25 | 12
2033/34 | 90.25 | 53.25 | 15
2033/34 | 90.75 | 53.25 | 21
2033/34 | 91.25 | 53.25 | 25
2033/34 | 91.75 | 53.25 | 23
2033/34 | 92.25 | 53.25 | 16
2033/34 | 92.75 | 53.25 | 14
2033/34 | 93.25 | 53.25 | 17
2033/34 | 93.75 | 53.25 | 28
2033/34 | 94.25 | 53.25 | 23
2033/34 | 94.75 | 53.25 | 29
2033/34 | 95.25 | 53.25 | 30
2033/34 | 95.75 | 53.25 | 22
2033/34 | 96.25 | 53.25 | 35
2033/34 | 96.75 | 53.25 | 34
2033/34 | 97.25 | 53.25 | 36
2033/34 | 97.75 | 53.25 | 42
2033/34 | 98.25 | 53.25 | 41
2033/34 | 98.75 | 53.25 | 34
2033/34 | 99.25 | 53.25 | 54
2033/34 | 99.75 | 53.25 | 55
2033/34 | 100.25 | 53.25 | 72
2033/34 | 100.75 | 53.25 | 65
2033/34 | 101.25 | 53.25 | 62
2033/34 | 101.75 | 53.25 | 65
2033/34 | 102.25 | 53.25 | 69
2033/34 | 102.75 | 53.25 | 63
2033/34 | 103.25 | 53.25 | 80
2033/34 | 103.75 | 53.25 | 83
2033/34 | 104.25 | 53.25 | 95
2033/34 | 104.75 | 53.25 | 71
2033/34 | 105.25 | 53.25 | 110
2033/34 | 105.75 | 53.25 | 94
2033/34 | 106.25 | 53.25 | 97
2033/34 | 106.75 | 53.25 | 98
2033/34 | 107.25 | 53.25 | 119
2033/34 | 107.75 | 53.25 | 98
2033/34 | 108.25 | 53.25 | 108
2033/34 | 108.75 | 53.25 | 110
2033/34 | 109.25 | 53.25 | 120
2033/34 | 109.75 | 53.25 | 125
2033/34 | 110.25 | 53.25 | 105
2033/34 | 110.75 | 53.25 | 108
2033/34 | 111.25 | 53.25 | 103
2033/34 | 111.75 | 53.25 | 94
2033/34 | 112.25 | 53.25 | 125
2033/34 | 112.75 | 53.25 | 113
2033/34 | 113.25 | 53.25 | 120
2033/34 | 113.75 | 53.25 | 131
2033/34 | 114.25 | 53.25 | 119
2033/34 | 114.75 | 53.25 | 115
2033/34 | 115.25 | 53.25 | 115
2033/34 | 115.75 | 53.25 | 141
2033/34 | 116.25 | 53.25 | 143
2033/34 | 116.75 | 53.25 | 148
2033/34 | 117.25 | 53.25 | 141
2033/34 | 117.75 | 53.25 | 118
2033/34 | 118.25 | 53.25 | 151
2033/34 | 118.75 | 53.25 | 147
2033/34 | 119.25 | 53.25 | 146
2033/34 | 119.75 | 53.25 | 163
2033/34 | 120.25 | 53.25 | 156
2033/34 | 120.75 | 53.25 | 131
2033/34 | 121.25 | 53.25 | 138
2033/34 | 121.75 | 53.25 | 143
2033/34 | 122.25 | 53.25 | 146
2033/34 | 122.75 | 53.25 | 144
2033/34 | 123.25 | 53.25 | 159
2033/34 | 123.75 | 53.25 | 149
2033/34 | 124.25 | 53.25 | 161
2033/34 | 124.75 | 53.25 | 163
2033/34 | 125.25 | 53.25 | 149
2033/34 | 125.75 | 53.25 | 162
2033/34 | 126.25 | 53.25 | 166
2033/34 | 126.75 | 53.25 | 170
2033/34 | 127.25 | 53.25 | 151
2033/34 | 127.75 | 53.25 | 167
2033/34 | 128.25 | 53.25 | 155
2033/34 | 128.75 | 53.25 | 157
2033/34 | 129.25 | 53.25 | 174
2033/34 | 129.75 | 53.25 | 162
2033/34 | 130.25 | 53.25 | 146
2033/34 | 130.75 | 53.25 | 166
2033/34 | 131.25 | 53.25 | 164
2033/34 | 131.75 | 53.25 | 145
2033/34 | 132.25 | 53.25 | 161
2033/34 | 132.75 | 53.25 | 139
2033/34 | 133.25 | 53.25 | 146
2033/34 | 133.75 | 53.25 | 140
2033/34 | 134.25 | 53.25 | 153
2033/34 | 134.75 | 53.25 | 153
2033/34 | 135.25 | 53.25 | 146
2033/34 | 135.75 | 53.25 | 148
2033/34 | 136.25 | 53.25 | 133
2033/34 | 136.75 | 53.25 | 135
2033/34 | 137.25 | 53.25 | 147
2033/34 | 137.75 | 53.25 | 147
2033/34 | 138.25 | 53.25 | 148
2033/34 | 138.75 | 53.25 | 144
2033/34 | 139.25 | 53.25 | 164
2033/34 | 139.75 | 53.25 | 132
2033/34 | 140.25 | 53.25 | 128
2033/34 | 140.75 | 53.25 | 147
2033/34 | 141.25 | 53.25 | 170
2033/34 | 141.75 | 53.25 | 170
2033/34 | 142.25 | 53.25 | 148
2033/34 | 142.75 | 53.25 | 146
2033/34 | 143.25 | 53.25 | 145
2033/34 | 143.75 | 53.25 | 135
2033/34 | 144.25 | 53.25 | 125
2033/34 | 144.75 | 53.25 | 124
2033/34 | 145.25 | 53.25 | 127
2033/34 | 145.75 | 53.25 | 102
2033/34 | 146.25 | 53.25 | 150
2033/34 | 146.75 | 53.25 | 169
2033/34 | 147.25 | 53.25 | 150
2033/34 | 147.75 | 53.25 | 124
2033/34 | 148.25 | 53.25 | 136
2033/34 | 148.75 | 53.25 | 131
2033/34 | 149.25 | 53.25 | 127
2033/34 | 149.75 | 53.25 | 136
2033/34 | 150.25 | 53.25 | 122
2033/34 | 150.75 | 53.25 | 115
2033/34 | 151.25 | 53.25 | 128
2033/34 | 151.75 | 53.25 | 164
2033/34 | 152.25 | 53.25 | 129
2033/34 | 152.75 | 53.25 | 119
2033/34 | 153.25 | 53.25 | 129
2033/34 | 153.75 | 53.25 | 113
2033/34 | 154.25 | 53.25 | 147
2033/34 | 154.75 | 53.25 | 128
2033/34 | 155.25 | 53.25 | 115
2033/34 | 155.75 | 53.25 | 104
2033/34 | 156.25 | 53.25 | 103
2033/34 | 156.75 | 53.25 | 112
2033/34 | 157.25 | 53.25 | 115
2033/34 | 157.75 | 53.25 | 99
2033/34 | 158.25 | 53.25 | 122
2033/34 | 158.75 | 53.25 | 112
2033/34 | 159.25 | 53.25 | 114
2033/34 | 159.75 | 53.25 | 106
2033/34 | 160.25 | 53.25 | 124
2033/34 | 160.75 | 53.25 | 127
2033/34 | 161.25 | 53.25 | 118
2033/34 | 161.75 | 53.25 | 113
2033/34 | 162.25 | 53.25 | 102
2033/34 | 162.75 | 53.25 | 113
2033/34 | 163.25 | 53.25 | 109
2033/34 | 163.75 | 53.25 | 101
2033/34 | 164.25 | 53.25 | 101
2033/34 | 164.75 | 53.25 | 110
2033/34 | 165.25 | 53.25 | 86
2033/34 | 165.75 | 53.25 | 119
2033/34 | 166.25 | 53.25 | 107
2033/34 | 166.75 | 53.25 | 105
2033/34 | 167.25 | 53.25 | 115
2033/34 | 167.75 | 53.25 | 85
2033/34 | 168.25 | 53.25 | 90
2033/34 | 168.75 | 53.25 | 93
2033/34 | 169.25 | 53.25 | 92
2033/34 | 169.75 | 53.25 | 79
2033/34 | 170.25 | 53.25 | 94
2033/34 | 170.75 | 53.25 | 72
2033/34 | 171.25 | 53.25 | 96
2033/34 | 171.75 | 53.25 | 81
2033/34 | 172.25 | 53.25 | 85
2033/34 | 172.75 | 53.25 | 80
2033/34 | 173.25 | 53.25 | 82
2033/34 | 173.75 | 53.25 | 91
2033/34 | 174.25 | 53.25 | 75
2033/34 | 174.75 | 53.25 | 58
2033/34 | 175.25 | 53.25 | 87
2033/34 | 175.75 | 53.25 | 93
2033/34 | 176.25 | 53.25 | 63
2033/34 | 176.75 | 53.25 | 73
2033/34 | 177.25 | 53.25 | 68
2033/34 | 177.75 | 53.25 | 68
2033/34 | 178.25 | 53.25 | 60
2033/34 | 178.75 | 53.25 | 60
2033/34 | 179.25 | 53.25 | 67
2033/34 | 179.75 | 53.25 | 78
2033/34 | 180.25 | 53.25 | 57
2033/34 | 180.75 | 53.25 | 62
2033/34 | 181.25 | 53.25 | 60
2033/34 | 181.75 | 53.25 | 61
2033/34 | 182.25 | 53.25 | 79
2033/34 | 182.75 | 53.25 | 58
2033/34 | 183.25 | 53.25 | 64
2033/34 | 183.75 | 53.25 | 64
2033/34 | 184.25 | 53.25 | 44
2033/34 | 184.75 | 53.25 | 57
2033/34 | 185.25 | 53.25 | 64
2033/34 | 185.75 | 53.25 | 58
2033/34 | 186.25 | 53.25 | 54
2033/34 | 186.75 | 53.25 | 48
2033/34 | 187.25 | 53.25 | 49
2033/34 | 187.75 | 53.25 | 64
2033/34 | 188.25 | 53.25 | 48
2033/34 | 188.75 | 53.25 | 49
2033/34 | 189.25 | 53.25 | 60
2033/34 | 189.75 | 53.25 | 37
2033/34 | 190.25 | 53.25 | 56
2033/34 | 190.75 | 53.25 | 55
2033/34 | 191.25 | 53.25 | 29
2033/34 | 191.75 | 53.25 | 37
2033/34 | 192.25 | 53.25 | 41
2033/34 | 192.75 | 53.25 | 54
2033/34 | 193.25 | 53.25 | 52
2033/34 | 193.75 | 53.25 | 47
2033/34 | 194.25 | 53.25 | 48
2033/34 | 194.75 | 53.25 | 43
2033/34 | 195.25 | 53.25 | 38
2033/34 | 195.75 | 53.25 | 37
2033/34 | 196.25 | 53.25 | 29
2033/34 | 196.75 | 53.25 | 39
2033/34 | 197.25 | 53.25 | 46
2033/34 | 197.75 | 53.25 | 31
2033/34 | 198.25 | 53.25 | 41
2033/34 | 198.75 | 53.25 | 36
2033/34 | 199.25 | 53.25 | 33
2033/34 | 199.75 | 53.25 | 36
2033/34 | 200.25 | 53.25 | 25
2033/34 | 200.75 | 53.25 | 36
2033/34 | 201.25 | 53.25 | 36
2033/34 | 201.75 | 53.25 | 36
2033/34 | 202.25 | 53.25 | 36
2033/34 | 202.75 | 53.25 | 21
2033/34 | 203.25 | 53.25 | 32
2033/34 | 203.75 | 53.25 | 23
2033/34 | 204.25 | 53.25 | 26
2033/34 | 204.75 | 53.25 | 25
2033/34 | 205.25 | 53.25 | 24
2033/34 | 205.75 | 53.25 | 24
2033/34 | 206.25 | 53.25 | 38
2033/34 | 206.75 | 53.25 | 30
2033/34 | 207.25 | 53.25 | 21
2033/34 | 207.75 | 53.25 | 22
2033/34 | 208.25 | 53.25 | 26
2033/34 | 208.75 | 53.25 | 17
2033/34 | 209.25 | 53.25 | 18
2033/34 | 209.75 | 53.25 | 26
2033/34 | 210.25 | 53.25 | 21
2033/34 | 210.75 | 53.25 | 28
2033/34 | 211.25 | 53.25 | 22
2033/34 | 211.75 | 53.25 | 20
2033/34 | 212.25 | 53.25 | 17
2033/34 | 212.75 | 53.25 | 21
2033/34 | 213.25 | 53.25 | 11
2033/34 | 213.75 | 53.25 | 20
2033/34 | 214.25 | 53.25 | 19
2033/34 | 214.75 | 53.25 | 20
2033/34 | 215.25 | 53.25 | 19
2033/34 | 215.75 | 53.25 | 13
2033/34 | 216.25 | 53.25 | 18
2033/34 | 216.75 | 53.25 | 10
2033/34 | 217.25 | 53.25 | 13
2033/34 | 217.75 | 53.25 | 9
2033/34 | 218.25 | 53.25 | 15
2033/34 | 218.75 | 53.25 | 17
2033/34 | 219.25 | 53.25 | 20
2033/34 | 219.75 | 53.25 | 17
2033/34 | 220.25 | 53.25 | 12
2033/34 | 220.75 | 53.25 | 8
2033/34 | 221.25 | 53.25 | 11
2033/34 | 221.75 | 53.25 | 14
2033/34 | 222.25 | 53.25 | 10
2033/34 | 222.75 | 53.25 | 6
2033/34 | 223.25 | 53.25 | 10
2033/34 | 223.75 | 53.25 | 13
2033/34 | 224.25 | 53.25 | 14
2033/34 | 224.75 | 53.25 | 12
2033/34 | 225.25 | 53.25 | 5
2033/34 | 225.75 | 53.25 | 11
2033/34 | 226.25 | 53.25 | 12
2033/34 | 226.75 | 53.25 | 6
2033/34 | 227.25 | 53.25 | 8
2033/34 | 227.75 | 53.25 | 5
2033/34 | 228.25 | 53.25 | 9
2033/34 | 228.75 | 53.25 | 13
2033/34 | 229.25 | 53.25 | 10
2033/34 | 229.75 | 53.25 | 7
2033/34 | 230.25 | 53.25 | 7
2033/34 | 230.75 | 53.25 | 11
2033/34 | 231.25 | 53.25 | 8
2033/34 | 231.75 | 53.25 | 9
2033/34 | 232.25 | 53.25 | 6
2033/34 | 232.75 | 53.25 | 13
2033/34 | 233.25 | 53.25 | 5
2033/34 | 233.75 | 53.25 | 13
2033/34 | 234.25 | 53.25 | 3
2033/34 | 234.75 | 53.25 | 4
2033/34 | 235.25 | 53.25 | 5
2033/34 | 235.75 | 53.25 | 9
2033/34 | 236.25 | 53.25 | 5
2033/34 | 236.75 | 53.25 | 6
2033/34 | 237.25 | 53.25 | 9
2033/34 | 237.75 | 53.25 | 8
2033/34 | 238.25 | 53.25 | 6
2033/34 | 238.75 | 53.25 | 6
2033/34 | 239.25 | 53.25 | 6
2033/34 | 239.75 | 53.25 | 7
2033/34 | 240.25 | 53.25 | 3
2033/34 | 240.75 | 53.25 | 8
2033/34 | 241.25 | 53.25 | 3
2033/34 | 241.75 | 53.25 | 2
2033/34 | 242.25 | 53.25 | 7
2033/34 | 242.75 | 53.25 | 3
2033/34 | 243.25 | 53.25 | 2
2033/34 | 243.75 | 53.25 | 4
2033/34 | 244.25 | 53.25 | 8
2033/34 | 244.75 | 53.25 | 6
2033/34 | 245.25 | 53.25 | 4
2033/34 | 245.75 | 53.25 | 5
2033/34 | 246.25 | 53.25 | 3
2033/34 | 246.75 | 53.25 | 5
2033/34 | 247.25 | 53.25 | 5
2033/34 | 247.75 | 53.25 | 7
2033/34 | 248.25 | 53.25 | 3
2033/34 | 248.75 | 53.25 | 3
2033/34 | 249.25 | 53.25 | 3
2033/34 | 249.75 | 53.25 | 6
2033/34 | 250.75 | 53.25 | 2
2033/34 | 251.25 | 53.25 | 3
2033/34 | 251.75 | 53.25 | 4
2033/34 | 252.25 | 53.25 | 3
2033/34 | 252.75 | 53.25 | 3
2033/34 | 253.25 | 53.25 | 3
2033/34 | 253.75 | 53.25 | 1
2033/34 | 254.25 | 53.25 | 3
2033/34 | 254.75 | 53.25 | 1
2033/34 | 255.25 | 53.25 | 4
2033/34 | 255.75 | 53.25 | 5
2033/34 | 256.75 | 53.25 | 5
2033/34 | 257.25 | 53.25 | 1
2033/34 | 257.75 | 53.25 | 2
2033/34 | 258.25 | 53.25 | 1
2033/34 | 258.75 | 53.25 | 1
2033/34 | 259.25 | 53.25 | 4
2033/34 | 259.75 | 53.25 | 4
2033/34 | 260.25 | 53.25 | 3
2033/34 | 260.75 | 53.25 | 1
2033/34 | 261.75 | 53.25 | 1
2033/34 | 262.25 | 53.25 | 1
2033/34 | 262.75 | 53.25 | 1
2033/34 | 263.25 | 53.25 | 3
2033/34 | 263.75 | 53.25 | 1
2033/34 | 264.25 | 53.25 | 3
2033/34 | 265.25 | 53.25 | 3
2033/34 | 265.75 | 53.25 | 2
2033/34 | 266.75 | 53.25 | 1
2033/34 | 268.25 | 53.25 | 2
2033/34 | 268.75 | 53.25 | 3
2033/34 | 269.25 | 53.25 | 2
2033/34 | 269.75 | 53.25 | 1
2033/34 | 270.25 | 53.25 | 1
2033/34 | 270.75 | 53.25 | 1
2033/34 | 271.25 | 53.25 | 1
2033/34 | 273.25 | 53.25 | 1
2033/34 | 273.75 | 53.25 | 1
2033/34 | 274.75 | 53.25 | 1
2033/34 | 275.25 | 53.25 | 3
2033/34 | 275.75 | 53.25 | 1
2033/34 | 276.75 | 53.25 | 1
2033/34 | 277.25 | 53.25 | 1
2033/34 | 278.25 | 53.25 | 1
2033/34 | 278.75 | 53.25 | 3
2033/34 | 279.25 | 53.25 | 2
2033/34 | 279.75 | 53.25 | 1
2033/34 | 280.75 | 53.25 | 1
2033/34 | 281.75 | 53.25 | 1
2033/34 | 282.75 | 53.25 | 1
2033/34 | 283.25 | 53.25 | 3
2033/34 | 284.25 | 53.25 | 1
2033/34 | 286.75 | 53.25 | 1
2033/34 | 288.25 | 53.25 | 1
2033/34 | 295.75 | 53.25 | 2
2033/34 | 296.25 | 53.25 | 1
2033/34 | 298.75 | 53.25 | 1
2033/34 | 299.75 | 53.25 | 1
2033/34 | 301.25 | 53.25 | 1
2033/34 | 311.75 | 53.25 | 1
2033/34 | 318.75 | 53.25 | 1
2033/34 | 326.75 | 53.25 | 1
2033/34 | 338.25 | 53.25 | 1
2033/34 | 341.75 | 53.25 | 1
2033/34 | 345.75 | 53.25 | 1
2033/34 | 62.25 | 53.75 | 1
2033/34 | 63.25 | 53.75 | 1
2033/34 | 64.25 | 53.75 | 1
2033/34 | 65.75 | 53.75 | 1
2033/34 | 66.75 | 53.75 | 1
2033/34 | 68.25 | 53.75 | 2
2033/34 | 69.25 | 53.75 | 1
2033/34 | 69.75 | 53.75 | 2
2033/34 | 70.25 | 53.75 | 1
2033/34 | 71.25 | 53.75 | 1
2033/34 | 71.75 | 53.75 | 2
2033/34 | 72.25 | 53.75 | 1
2033/34 | 72.75 | 53.75 | 1
2033/34 | 73.25 | 53.75 | 1
2033/34 | 73.75 | 53.75 | 1
2033/34 | 74.25 | 53.75 | 1
2033/34 | 74.75 | 53.75 | 2
2033/34 | 75.25 | 53.75 | 4
2033/34 | 75.75 | 53.75 | 3
2033/34 | 76.25 | 53.75 | 1
2033/34 | 76.75 | 53.75 | 4
2033/34 | 77.25 | 53.75 | 4
2033/34 | 78.25 | 53.75 | 2
2033/34 | 79.25 | 53.75 | 5
2033/34 | 79.75 | 53.75 | 3
2033/34 | 80.25 | 53.75 | 3
2033/34 | 80.75 | 53.75 | 4
2033/34 | 81.25 | 53.75 | 3
2033/34 | 81.75 | 53.75 | 7
2033/34 | 82.25 | 53.75 | 5
2033/34 | 83.25 | 53.75 | 6
2033/34 | 83.75 | 53.75 | 3
2033/34 | 84.25 | 53.75 | 6
2033/34 | 84.75 | 53.75 | 4
2033/34 | 85.25 | 53.75 | 4
2033/34 | 85.75 | 53.75 | 8
2033/34 | 86.25 | 53.75 | 4
2033/34 | 86.75 | 53.75 | 7
2033/34 | 87.25 | 53.75 | 6
2033/34 | 87.75 | 53.75 | 7
2033/34 | 88.25 | 53.75 | 8
2033/34 | 88.75 | 53.75 | 7
2033/34 | 89.25 | 53.75 | 13
2033/34 | 89.75 | 53.75 | 12
2033/34 | 90.25 | 53.75 | 12
2033/34 | 90.75 | 53.75 | 12
2033/34 | 91.25 | 53.75 | 16
2033/34 | 91.75 | 53.75 | 20
2033/34 | 92.25 | 53.75 | 14
2033/34 | 92.75 | 53.75 | 21
2033/34 | 93.25 | 53.75 | 21
2033/34 | 93.75 | 53.75 | 24
2033/34 | 94.25 | 53.75 | 19
2033/34 | 94.75 | 53.75 | 25
2033/34 | 95.25 | 53.75 | 29
2033/34 | 95.75 | 53.75 | 21
2033/34 | 96.25 | 53.75 | 26
2033/34 | 96.75 | 53.75 | 28
2033/34 | 97.25 | 53.75 | 35
2033/34 | 97.75 | 53.75 | 42
2033/34 | 98.25 | 53.75 | 41
2033/34 | 98.75 | 53.75 | 37
2033/34 | 99.25 | 53.75 | 32
2033/34 | 99.75 | 53.75 | 38
2033/34 | 100.25 | 53.75 | 44
2033/34 | 100.75 | 53.75 | 59
2033/34 | 101.25 | 53.75 | 63
2033/34 | 101.75 | 53.75 | 46
2033/34 | 102.25 | 53.75 | 68
2033/34 | 102.75 | 53.75 | 63
2033/34 | 103.25 | 53.75 | 68
2033/34 | 103.75 | 53.75 | 81
2033/34 | 104.25 | 53.75 | 70
2033/34 | 104.75 | 53.75 | 87
2033/34 | 105.25 | 53.75 | 72
2033/34 | 105.75 | 53.75 | 72
2033/34 | 106.25 | 53.75 | 80
2033/34 | 106.75 | 53.75 | 90
2033/34 | 107.25 | 53.75 | 100
2033/34 | 107.75 | 53.75 | 92
2033/34 | 108.25 | 53.75 | 102
2033/34 | 108.75 | 53.75 | 93
2033/34 | 109.25 | 53.75 | 112
2033/34 | 109.75 | 53.75 | 111
2033/34 | 110.25 | 53.75 | 103
2033/34 | 110.75 | 53.75 | 93
2033/34 | 111.25 | 53.75 | 106
2033/34 | 111.75 | 53.75 | 101
2033/34 | 112.25 | 53.75 | 114
2033/34 | 112.75 | 53.75 | 108
2033/34 | 113.25 | 53.75 | 121
2033/34 | 113.75 | 53.75 | 126
2033/34 | 114.25 | 53.75 | 147
2033/34 | 114.75 | 53.75 | 129
2033/34 | 115.25 | 53.75 | 145
2033/34 | 115.75 | 53.75 | 128
2033/34 | 116.25 | 53.75 | 140
2033/34 | 116.75 | 53.75 | 139
2033/34 | 117.25 | 53.75 | 137
2033/34 | 117.75 | 53.75 | 140
2033/34 | 118.25 | 53.75 | 131
2033/34 | 118.75 | 53.75 | 150
2033/34 | 119.25 | 53.75 | 114
2033/34 | 119.75 | 53.75 | 154
2033/34 | 120.25 | 53.75 | 142
2033/34 | 120.75 | 53.75 | 159
2033/34 | 121.25 | 53.75 | 145
2033/34 | 121.75 | 53.75 | 149
2033/34 | 122.25 | 53.75 | 149
2033/34 | 122.75 | 53.75 | 138
2033/34 | 123.25 | 53.75 | 151
2033/34 | 123.75 | 53.75 | 142
2033/34 | 124.25 | 53.75 | 158
2033/34 | 124.75 | 53.75 | 158
2033/34 | 125.25 | 53.75 | 130
2033/34 | 125.75 | 53.75 | 153
2033/34 | 126.25 | 53.75 | 167
2033/34 | 126.75 | 53.75 | 143
2033/34 | 127.25 | 53.75 | 144
2033/34 | 127.75 | 53.75 | 146
2033/34 | 128.25 | 53.75 | 156
2033/34 | 128.75 | 53.75 | 137
2033/34 | 129.25 | 53.75 | 162
2033/34 | 129.75 | 53.75 | 147
2033/34 | 130.25 | 53.75 | 139
2033/34 | 130.75 | 53.75 | 133
2033/34 | 131.25 | 53.75 | 139
2033/34 | 131.75 | 53.75 | 151
2033/34 | 132.25 | 53.75 | 140
2033/34 | 132.75 | 53.75 | 160
2033/34 | 133.25 | 53.75 | 142
2033/34 | 133.75 | 53.75 | 136
2033/34 | 134.25 | 53.75 | 152
2033/34 | 134.75 | 53.75 | 166
2033/34 | 135.25 | 53.75 | 181
2033/34 | 135.75 | 53.75 | 150
2033/34 | 136.25 | 53.75 | 148
2033/34 | 136.75 | 53.75 | 136
2033/34 | 137.25 | 53.75 | 156
2033/34 | 137.75 | 53.75 | 139
2033/34 | 138.25 | 53.75 | 140
2033/34 | 138.75 | 53.75 | 128
2033/34 | 139.25 | 53.75 | 128
2033/34 | 139.75 | 53.75 | 155
2033/34 | 140.25 | 53.75 | 155
2033/34 | 140.75 | 53.75 | 128
2033/34 | 141.25 | 53.75 | 137
2033/34 | 141.75 | 53.75 | 152
2033/34 | 142.25 | 53.75 | 134
2033/34 | 142.75 | 53.75 | 164
2033/34 | 143.25 | 53.75 | 134
2033/34 | 143.75 | 53.75 | 151
2033/34 | 144.25 | 53.75 | 150
2033/34 | 144.75 | 53.75 | 136
2033/34 | 145.25 | 53.75 | 151
2033/34 | 145.75 | 53.75 | 135
2033/34 | 146.25 | 53.75 | 143
2033/34 | 146.75 | 53.75 | 127
2033/34 | 147.25 | 53.75 | 143
2033/34 | 147.75 | 53.75 | 147
2033/34 | 148.25 | 53.75 | 125
2033/34 | 148.75 | 53.75 | 133
2033/34 | 149.25 | 53.75 | 125
2033/34 | 149.75 | 53.75 | 149
2033/34 | 150.25 | 53.75 | 144
2033/34 | 150.75 | 53.75 | 113
2033/34 | 151.25 | 53.75 | 137
2033/34 | 151.75 | 53.75 | 131
2033/34 | 152.25 | 53.75 | 154
2033/34 | 152.75 | 53.75 | 132
2033/34 | 153.25 | 53.75 | 128
2033/34 | 153.75 | 53.75 | 121
2033/34 | 154.25 | 53.75 | 118
2033/34 | 154.75 | 53.75 | 123
2033/34 | 155.25 | 53.75 | 117
2033/34 | 155.75 | 53.75 | 140
2033/34 | 156.25 | 53.75 | 109
2033/34 | 156.75 | 53.75 | 133
2033/34 | 157.25 | 53.75 | 112
2033/34 | 157.75 | 53.75 | 114
2033/34 | 158.25 | 53.75 | 119
2033/34 | 158.75 | 53.75 | 120
2033/34 | 159.25 | 53.75 | 107
2033/34 | 159.75 | 53.75 | 118
2033/34 | 160.25 | 53.75 | 114
2033/34 | 160.75 | 53.75 | 114
2033/34 | 161.25 | 53.75 | 106
2033/34 | 161.75 | 53.75 | 107
2033/34 | 162.25 | 53.75 | 120
2033/34 | 162.75 | 53.75 | 112
2033/34 | 163.25 | 53.75 | 112
2033/34 | 163.75 | 53.75 | 105
2033/34 | 164.25 | 53.75 | 108
2033/34 | 164.75 | 53.75 | 104
2033/34 | 165.25 | 53.75 | 112
2033/34 | 165.75 | 53.75 | 94
2033/34 | 166.25 | 53.75 | 115
2033/34 | 166.75 | 53.75 | 106
2033/34 | 167.25 | 53.75 | 103
2033/34 | 167.75 | 53.75 | 91
2033/34 | 168.25 | 53.75 | 122
2033/34 | 168.75 | 53.75 | 93
2033/34 | 169.25 | 53.75 | 95
2033/34 | 169.75 | 53.75 | 90
2033/34 | 170.25 | 53.75 | 93
2033/34 | 170.75 | 53.75 | 83
2033/34 | 171.25 | 53.75 | 93
2033/34 | 171.75 | 53.75 | 86
2033/34 | 172.25 | 53.75 | 89
2033/34 | 172.75 | 53.75 | 74
2033/34 | 173.25 | 53.75 | 84
2033/34 | 173.75 | 53.75 | 74
2033/34 | 174.25 | 53.75 | 76
2033/34 | 174.75 | 53.75 | 87
2033/34 | 175.25 | 53.75 | 73
2033/34 | 175.75 | 53.75 | 87
2033/34 | 176.25 | 53.75 | 94
2033/34 | 176.75 | 53.75 | 84
2033/34 | 177.25 | 53.75 | 76
2033/34 | 177.75 | 53.75 | 71
2033/34 | 178.25 | 53.75 | 60
2033/34 | 178.75 | 53.75 | 62
2033/34 | 179.25 | 53.75 | 79
2033/34 | 179.75 | 53.75 | 72
2033/34 | 180.25 | 53.75 | 79
2033/34 | 180.75 | 53.75 | 74
2033/34 | 181.25 | 53.75 | 71
2033/34 | 181.75 | 53.75 | 50
2033/34 | 182.25 | 53.75 | 84
2033/34 | 182.75 | 53.75 | 63
2033/34 | 183.25 | 53.75 | 64
2033/34 | 183.75 | 53.75 | 59
2033/34 | 184.25 | 53.75 | 63
2033/34 | 184.75 | 53.75 | 52
2033/34 | 185.25 | 53.75 | 54
2033/34 | 185.75 | 53.75 | 44
2033/34 | 186.25 | 53.75 | 55
2033/34 | 186.75 | 53.75 | 58
2033/34 | 187.25 | 53.75 | 65
2033/34 | 187.75 | 53.75 | 65
2033/34 | 188.25 | 53.75 | 55
2033/34 | 188.75 | 53.75 | 55
2033/34 | 189.25 | 53.75 | 49
2033/34 | 189.75 | 53.75 | 45
2033/34 | 190.25 | 53.75 | 45
2033/34 | 190.75 | 53.75 | 37
2033/34 | 191.25 | 53.75 | 47
2033/34 | 191.75 | 53.75 | 37
2033/34 | 192.25 | 53.75 | 32
2033/34 | 192.75 | 53.75 | 40
2033/34 | 193.25 | 53.75 | 47
2033/34 | 193.75 | 53.75 | 43
2033/34 | 194.25 | 53.75 | 42
2033/34 | 194.75 | 53.75 | 42
2033/34 | 195.25 | 53.75 | 34
2033/34 | 195.75 | 53.75 | 46
2033/34 | 196.25 | 53.75 | 46
2033/34 | 196.75 | 53.75 | 49
2033/34 | 197.25 | 53.75 | 46
2033/34 | 197.75 | 53.75 | 45
2033/34 | 198.25 | 53.75 | 38
2033/34 | 198.75 | 53.75 | 47
2033/34 | 199.25 | 53.75 | 38
2033/34 | 199.75 | 53.75 | 30
2033/34 | 200.25 | 53.75 | 20
2033/34 | 200.75 | 53.75 | 32
2033/34 | 201.25 | 53.75 | 46
2033/34 | 201.75 | 53.75 | 28
2033/34 | 202.25 | 53.75 | 36
2033/34 | 202.75 | 53.75 | 31
2033/34 | 203.25 | 53.75 | 25
2033/34 | 203.75 | 53.75 | 34
2033/34 | 204.25 | 53.75 | 26
2033/34 | 204.75 | 53.75 | 21
2033/34 | 205.25 | 53.75 | 21
2033/34 | 205.75 | 53.75 | 29
2033/34 | 206.25 | 53.75 | 22
2033/34 | 206.75 | 53.75 | 31
2033/34 | 207.25 | 53.75 | 19
2033/34 | 207.75 | 53.75 | 22
2033/34 | 208.25 | 53.75 | 26
2033/34 | 208.75 | 53.75 | 26
2033/34 | 209.25 | 53.75 | 19
2033/34 | 209.75 | 53.75 | 24
2033/34 | 210.25 | 53.75 | 31
2033/34 | 210.75 | 53.75 | 17
2033/34 | 211.25 | 53.75 | 18
2033/34 | 211.75 | 53.75 | 17
2033/34 | 212.25 | 53.75 | 22
2033/34 | 212.75 | 53.75 | 23
2033/34 | 213.25 | 53.75 | 14
2033/34 | 213.75 | 53.75 | 21
2033/34 | 214.25 | 53.75 | 16
2033/34 | 214.75 | 53.75 | 16
2033/34 | 215.25 | 53.75 | 11
2033/34 | 215.75 | 53.75 | 24
2033/34 | 216.25 | 53.75 | 21
2033/34 | 216.75 | 53.75 | 20
2033/34 | 217.25 | 53.75 | 16
2033/34 | 217.75 | 53.75 | 13
2033/34 | 218.25 | 53.75 | 15
2033/34 | 218.75 | 53.75 | 14
2033/34 | 219.25 | 53.75 | 13
2033/34 | 219.75 | 53.75 | 9
2033/34 | 220.25 | 53.75 | 16
2033/34 | 220.75 | 53.75 | 11
2033/34 | 221.25 | 53.75 | 14
2033/34 | 221.75 | 53.75 | 16
2033/34 | 222.25 | 53.75 | 22
2033/34 | 222.75 | 53.75 | 14
2033/34 | 223.25 | 53.75 | 13
2033/34 | 223.75 | 53.75 | 5
2033/34 | 224.25 | 53.75 | 10
2033/34 | 224.75 | 53.75 | 11
2033/34 | 225.25 | 53.75 | 7
2033/34 | 225.75 | 53.75 | 17
2033/34 | 226.25 | 53.75 | 5
2033/34 | 226.75 | 53.75 | 8
2033/34 | 227.25 | 53.75 | 12
2033/34 | 227.75 | 53.75 | 12
2033/34 | 228.25 | 53.75 | 6
2033/34 | 228.75 | 53.75 | 10
2033/34 | 229.25 | 53.75 | 5
2033/34 | 229.75 | 53.75 | 5
2033/34 | 230.25 | 53.75 | 6
2033/34 | 230.75 | 53.75 | 7
2033/34 | 231.25 | 53.75 | 10
2033/34 | 231.75 | 53.75 | 6
2033/34 | 232.25 | 53.75 | 9
2033/34 | 232.75 | 53.75 | 8
2033/34 | 233.25 | 53.75 | 8
2033/34 | 233.75 | 53.75 | 4
2033/34 | 234.25 | 53.75 | 3
2033/34 | 234.75 | 53.75 | 7
2033/34 | 235.25 | 53.75 | 8
2033/34 | 235.75 | 53.75 | 8
2033/34 | 236.25 | 53.75 | 4
2033/34 | 236.75 | 53.75 | 11
2033/34 | 237.25 | 53.75 | 4
2033/34 | 237.75 | 53.75 | 5
2033/34 | 238.25 | 53.75 | 4
2033/34 | 238.75 | 53.75 | 5
2033/34 | 239.25 | 53.75 | 4
2033/34 | 240.25 | 53.75 | 4
2033/34 | 240.75 | 53.75 | 6
2033/34 | 241.25 | 53.75 | 8
2033/34 | 241.75 | 53.75 | 7
2033/34 | 242.25 | 53.75 | 5
2033/34 | 242.75 | 53.75 | 7
2033/34 | 243.25 | 53.75 | 8
2033/34 | 244.25 | 53.75 | 4
2033/34 | 244.75 | 53.75 | 4
2033/34 | 245.25 | 53.75 | 7
2033/34 | 245.75 | 53.75 | 3
2033/34 | 246.25 | 53.75 | 1
2033/34 | 246.75 | 53.75 | 6
2033/34 | 247.25 | 53.75 | 1
2033/34 | 248.25 | 53.75 | 2
2033/34 | 248.75 | 53.75 | 1
2033/34 | 249.25 | 53.75 | 6
2033/34 | 249.75 | 53.75 | 4
2033/34 | 250.25 | 53.75 | 4
2033/34 | 250.75 | 53.75 | 4
2033/34 | 251.25 | 53.75 | 3
2033/34 | 251.75 | 53.75 | 1
2033/34 | 252.25 | 53.75 | 3
2033/34 | 252.75 | 53.75 | 2
2033/34 | 253.25 | 53.75 | 1
2033/34 | 253.75 | 53.75 | 4
2033/34 | 254.25 | 53.75 | 3
2033/34 | 254.75 | 53.75 | 4
2033/34 | 255.25 | 53.75 | 3
2033/34 | 255.75 | 53.75 | 3
2033/34 | 256.25 | 53.75 | 2
2033/34 | 256.75 | 53.75 | 3
2033/34 | 257.25 | 53.75 | 4
2033/34 | 257.75 | 53.75 | 2
2033/34 | 258.25 | 53.75 | 3
2033/34 | 258.75 | 53.75 | 1
2033/34 | 259.75 | 53.75 | 2
2033/34 | 260.25 | 53.75 | 2
2033/34 | 260.75 | 53.75 | 2
2033/34 | 261.25 | 53.75 | 1
2033/34 | 261.75 | 53.75 | 3
2033/34 | 262.25 | 53.75 | 3
2033/34 | 262.75 | 53.75 | 2
2033/34 | 263.25 | 53.75 | 1
2033/34 | 263.75 | 53.75 | 3
2033/34 | 265.25 | 53.75 | 1
2033/34 | 266.25 | 53.75 | 1
2033/34 | 266.75 | 53.75 | 1
2033/34 | 267.75 | 53.75 | 3
2033/34 | 269.25 | 53.75 | 2
2033/34 | 271.25 | 53.75 | 1
2033/34 | 272.75 | 53.75 | 1
2033/34 | 273.25 | 53.75 | 2
2033/34 | 273.75 | 53.75 | 2
2033/34 | 274.25 | 53.75 | 1
2033/34 | 274.75 | 53.75 | 2
2033/34 | 275.25 | 53.75 | 2
2033/34 | 277.75 | 53.75 | 2
2033/34 | 279.75 | 53.75 | 1
2033/34 | 282.25 | 53.75 | 1
2033/34 | 282.75 | 53.75 | 1
2033/34 | 283.75 | 53.75 | 2
2033/34 | 286.75 | 53.75 | 1
2033/34 | 287.25 | 53.75 | 1
2033/34 | 292.75 | 53.75 | 1
2033/34 | 294.75 | 53.75 | 1
2033/34 | 295.25 | 53.75 | 1
2033/34 | 296.75 | 53.75 | 1
2033/34 | 298.25 | 53.75 | 1
2033/34 | 301.25 | 53.75 | 1
2033/34 | 303.25 | 53.75 | 1
2033/34 | 309.75 | 53.75 | 1
2033/34 | 313.75 | 53.75 | 1
2033/34 | 320.75 | 53.75 | 1
2033/34 | 324.75 | 53.75 | 1
2033/34 | 359.75 | 53.75 | 1
2033/34 | 65.75 | 54.25 | 2
2033/34 | 67.25 | 54.25 | 3
2033/34 | 67.75 | 54.25 | 1
2033/34 | 68.25 | 54.25 | 1
2033/34 | 69.25 | 54.25 | 1
2033/34 | 70.75 | 54.25 | 2
2033/34 | 71.25 | 54.25 | 1
2033/34 | 71.75 | 54.25 | 3
2033/34 | 72.25 | 54.25 | 3
2033/34 | 72.75 | 54.25 | 1
2033/34 | 73.25 | 54.25 | 3
2033/34 | 74.75 | 54.25 | 1
2033/34 | 75.25 | 54.25 | 1
2033/34 | 75.75 | 54.25 | 4
2033/34 | 76.25 | 54.25 | 7
2033/34 | 76.75 | 54.25 | 4
2033/34 | 77.25 | 54.25 | 4
2033/34 | 77.75 | 54.25 | 2
2033/34 | 78.25 | 54.25 | 4
2033/34 | 78.75 | 54.25 | 2
2033/34 | 79.25 | 54.25 | 7
2033/34 | 79.75 | 54.25 | 4
2033/34 | 80.25 | 54.25 | 2
2033/34 | 80.75 | 54.25 | 1
2033/34 | 81.25 | 54.25 | 5
2033/34 | 81.75 | 54.25 | 1
2033/34 | 82.25 | 54.25 | 7
2033/34 | 82.75 | 54.25 | 6
2033/34 | 83.25 | 54.25 | 4
2033/34 | 83.75 | 54.25 | 4
2033/34 | 84.25 | 54.25 | 5
2033/34 | 84.75 | 54.25 | 8
2033/34 | 85.25 | 54.25 | 6
2033/34 | 85.75 | 54.25 | 8
2033/34 | 86.25 | 54.25 | 7
2033/34 | 86.75 | 54.25 | 6
2033/34 | 87.25 | 54.25 | 2
2033/34 | 87.75 | 54.25 | 9
2033/34 | 88.25 | 54.25 | 14
2033/34 | 88.75 | 54.25 | 11
2033/34 | 89.25 | 54.25 | 6
2033/34 | 89.75 | 54.25 | 8
2033/34 | 90.25 | 54.25 | 8
2033/34 | 90.75 | 54.25 | 16
2033/34 | 91.25 | 54.25 | 17
2033/34 | 91.75 | 54.25 | 14
2033/34 | 92.25 | 54.25 | 14
2033/34 | 92.75 | 54.25 | 16
2033/34 | 93.25 | 54.25 | 19
2033/34 | 93.75 | 54.25 | 13
2033/34 | 94.25 | 54.25 | 22
2033/34 | 94.75 | 54.25 | 22
2033/34 | 95.25 | 54.25 | 32
2033/34 | 95.75 | 54.25 | 18
2033/34 | 96.25 | 54.25 | 28
2033/34 | 96.75 | 54.25 | 46
2033/34 | 97.25 | 54.25 | 33
2033/34 | 97.75 | 54.25 | 32
2033/34 | 98.25 | 54.25 | 33
2033/34 | 98.75 | 54.25 | 42
2033/34 | 99.25 | 54.25 | 37
2033/34 | 99.75 | 54.25 | 44
2033/34 | 100.25 | 54.25 | 47
2033/34 | 100.75 | 54.25 | 47
2033/34 | 101.25 | 54.25 | 42
2033/34 | 101.75 | 54.25 | 44
2033/34 | 102.25 | 54.25 | 55
2033/34 | 102.75 | 54.25 | 61
2033/34 | 103.25 | 54.25 | 67
2033/34 | 103.75 | 54.25 | 65
2033/34 | 104.25 | 54.25 | 69
2033/34 | 104.75 | 54.25 | 77
2033/34 | 105.25 | 54.25 | 71
2033/34 | 105.75 | 54.25 | 73
2033/34 | 106.25 | 54.25 | 63
2033/34 | 106.75 | 54.25 | 79
2033/34 | 107.25 | 54.25 | 88
2033/34 | 107.75 | 54.25 | 94
2033/34 | 108.25 | 54.25 | 68
2033/34 | 108.75 | 54.25 | 82
2033/34 | 109.25 | 54.25 | 104
2033/34 | 109.75 | 54.25 | 101
2033/34 | 110.25 | 54.25 | 92
2033/34 | 110.75 | 54.25 | 100
2033/34 | 111.25 | 54.25 | 104
2033/34 | 111.75 | 54.25 | 113
2033/34 | 112.25 | 54.25 | 101
2033/34 | 112.75 | 54.25 | 108
2033/34 | 113.25 | 54.25 | 120
2033/34 | 113.75 | 54.25 | 116
2033/34 | 114.25 | 54.25 | 120
2033/34 | 114.75 | 54.25 | 117
2033/34 | 115.25 | 54.25 | 116
2033/34 | 115.75 | 54.25 | 112
2033/34 | 116.25 | 54.25 | 139
2033/34 | 116.75 | 54.25 | 127
2033/34 | 117.25 | 54.25 | 125
2033/34 | 117.75 | 54.25 | 118
2033/34 | 118.25 | 54.25 | 138
2033/34 | 118.75 | 54.25 | 125
2033/34 | 119.25 | 54.25 | 138
2033/34 | 119.75 | 54.25 | 129
2033/34 | 120.25 | 54.25 | 134
2033/34 | 120.75 | 54.25 | 152
2033/34 | 121.25 | 54.25 | 136
2033/34 | 121.75 | 54.25 | 148
2033/34 | 122.25 | 54.25 | 148
2033/34 | 122.75 | 54.25 | 120
2033/34 | 123.25 | 54.25 | 121
2033/34 | 123.75 | 54.25 | 143
2033/34 | 124.25 | 54.25 | 169
2033/34 | 124.75 | 54.25 | 170
2033/34 | 125.25 | 54.25 | 140
2033/34 | 125.75 | 54.25 | 165
2033/34 | 126.25 | 54.25 | 148
2033/34 | 126.75 | 54.25 | 172
2033/34 | 127.25 | 54.25 | 152
2033/34 | 127.75 | 54.25 | 135
2033/34 | 128.25 | 54.25 | 139
2033/34 | 128.75 | 54.25 | 117
2033/34 | 129.25 | 54.25 | 137
2033/34 | 129.75 | 54.25 | 147
2033/34 | 130.25 | 54.25 | 131
2033/34 | 130.75 | 54.25 | 131
2033/34 | 131.25 | 54.25 | 153
2033/34 | 131.75 | 54.25 | 142
2033/34 | 132.25 | 54.25 | 142
2033/34 | 132.75 | 54.25 | 162
2033/34 | 133.25 | 54.25 | 122
2033/34 | 133.75 | 54.25 | 140
2033/34 | 134.25 | 54.25 | 125
2033/34 | 134.75 | 54.25 | 119
2033/34 | 135.25 | 54.25 | 144
2033/34 | 135.75 | 54.25 | 159
2033/34 | 136.25 | 54.25 | 142
2033/34 | 136.75 | 54.25 | 134
2033/34 | 137.25 | 54.25 | 171
2033/34 | 137.75 | 54.25 | 151
2033/34 | 138.25 | 54.25 | 138
2033/34 | 138.75 | 54.25 | 141
2033/34 | 139.25 | 54.25 | 125
2033/34 | 139.75 | 54.25 | 130
2033/34 | 140.25 | 54.25 | 144
2033/34 | 140.75 | 54.25 | 151
2033/34 | 141.25 | 54.25 | 144
2033/34 | 141.75 | 54.25 | 146
2033/34 | 142.25 | 54.25 | 150
2033/34 | 142.75 | 54.25 | 126
2033/34 | 143.25 | 54.25 | 127
2033/34 | 143.75 | 54.25 | 130
2033/34 | 144.25 | 54.25 | 133
2033/34 | 144.75 | 54.25 | 144
2033/34 | 145.25 | 54.25 | 123
2033/34 | 145.75 | 54.25 | 141
2033/34 | 146.25 | 54.25 | 144
2033/34 | 146.75 | 54.25 | 136
2033/34 | 147.25 | 54.25 | 118
2033/34 | 147.75 | 54.25 | 133
2033/34 | 148.25 | 54.25 | 114
2033/34 | 148.75 | 54.25 | 147
2033/34 | 149.25 | 54.25 | 124
2033/34 | 149.75 | 54.25 | 144
2033/34 | 150.25 | 54.25 | 153
2033/34 | 150.75 | 54.25 | 138
2033/34 | 151.25 | 54.25 | 119
2033/34 | 151.75 | 54.25 | 134
2033/34 | 152.25 | 54.25 | 129
2033/34 | 152.75 | 54.25 | 125
2033/34 | 153.25 | 54.25 | 147
2033/34 | 153.75 | 54.25 | 137
2033/34 | 154.25 | 54.25 | 127
2033/34 | 154.75 | 54.25 | 119
2033/34 | 155.25 | 54.25 | 117
2033/34 | 155.75 | 54.25 | 103
2033/34 | 156.25 | 54.25 | 136
2033/34 | 156.75 | 54.25 | 112
2033/34 | 157.25 | 54.25 | 118
2033/34 | 157.75 | 54.25 | 118
2033/34 | 158.25 | 54.25 | 108
2033/34 | 158.75 | 54.25 | 126
2033/34 | 159.25 | 54.25 | 101
2033/34 | 159.75 | 54.25 | 102
2033/34 | 160.25 | 54.25 | 111
2033/34 | 160.75 | 54.25 | 117
2033/34 | 161.25 | 54.25 | 119
2033/34 | 161.75 | 54.25 | 98
2033/34 | 162.25 | 54.25 | 115
2033/34 | 162.75 | 54.25 | 115
2033/34 | 163.25 | 54.25 | 89
2033/34 | 163.75 | 54.25 | 92
2033/34 | 164.25 | 54.25 | 107
2033/34 | 164.75 | 54.25 | 111
2033/34 | 165.25 | 54.25 | 123
2033/34 | 165.75 | 54.25 | 111
2033/34 | 166.25 | 54.25 | 102
2033/34 | 166.75 | 54.25 | 105
2033/34 | 167.25 | 54.25 | 103
2033/34 | 167.75 | 54.25 | 79
2033/34 | 168.25 | 54.25 | 82
2033/34 | 168.75 | 54.25 | 108
2033/34 | 169.25 | 54.25 | 93
2033/34 | 169.75 | 54.25 | 80
2033/34 | 170.25 | 54.25 | 98
2033/34 | 170.75 | 54.25 | 97
2033/34 | 171.25 | 54.25 | 104
2033/34 | 171.75 | 54.25 | 93
2033/34 | 172.25 | 54.25 | 84
2033/34 | 172.75 | 54.25 | 73
2033/34 | 173.25 | 54.25 | 96
2033/34 | 173.75 | 54.25 | 88
2033/34 | 174.25 | 54.25 | 78
2033/34 | 174.75 | 54.25 | 81
2033/34 | 175.25 | 54.25 | 75
2033/34 | 175.75 | 54.25 | 64
2033/34 | 176.25 | 54.25 | 69
2033/34 | 176.75 | 54.25 | 81
2033/34 | 177.25 | 54.25 | 73
2033/34 | 177.75 | 54.25 | 66
2033/34 | 178.25 | 54.25 | 66
2033/34 | 178.75 | 54.25 | 82
2033/34 | 179.25 | 54.25 | 92
2033/34 | 179.75 | 54.25 | 90
2033/34 | 180.25 | 54.25 | 71
2033/34 | 180.75 | 54.25 | 65
2033/34 | 181.25 | 54.25 | 62
2033/34 | 181.75 | 54.25 | 87
2033/34 | 182.25 | 54.25 | 64
2033/34 | 182.75 | 54.25 | 59
2033/34 | 183.25 | 54.25 | 61
2033/34 | 183.75 | 54.25 | 63
2033/34 | 184.25 | 54.25 | 51
2033/34 | 184.75 | 54.25 | 69
2033/34 | 185.25 | 54.25 | 59
2033/34 | 185.75 | 54.25 | 59
2033/34 | 186.25 | 54.25 | 58
2033/34 | 186.75 | 54.25 | 43
2033/34 | 187.25 | 54.25 | 59
2033/34 | 187.75 | 54.25 | 63
2033/34 | 188.25 | 54.25 | 49
2033/34 | 188.75 | 54.25 | 53
2033/34 | 189.25 | 54.25 | 58
2033/34 | 189.75 | 54.25 | 44
2033/34 | 190.25 | 54.25 | 55
2033/34 | 190.75 | 54.25 | 43
2033/34 | 191.25 | 54.25 | 61
2033/34 | 191.75 | 54.25 | 43
2033/34 | 192.25 | 54.25 | 36
2033/34 | 192.75 | 54.25 | 32
2033/34 | 193.25 | 54.25 | 52
2033/34 | 193.75 | 54.25 | 49
2033/34 | 194.25 | 54.25 | 39
2033/34 | 194.75 | 54.25 | 43
2033/34 | 195.25 | 54.25 | 51
2033/34 | 195.75 | 54.25 | 42
2033/34 | 196.25 | 54.25 | 29
2033/34 | 196.75 | 54.25 | 37
2033/34 | 197.25 | 54.25 | 44
2033/34 | 197.75 | 54.25 | 37
2033/34 | 198.25 | 54.25 | 40
2033/34 | 198.75 | 54.25 | 41
2033/34 | 199.25 | 54.25 | 32
2033/34 | 199.75 | 54.25 | 41
2033/34 | 200.25 | 54.25 | 33
2033/34 | 200.75 | 54.25 | 36
2033/34 | 201.25 | 54.25 | 23
2033/34 | 201.75 | 54.25 | 40
2033/34 | 202.25 | 54.25 | 32
2033/34 | 202.75 | 54.25 | 35
2033/34 | 203.25 | 54.25 | 43
2033/34 | 203.75 | 54.25 | 33
2033/34 | 204.25 | 54.25 | 30
2033/34 | 204.75 | 54.25 | 21
2033/34 | 205.25 | 54.25 | 32
2033/34 | 205.75 | 54.25 | 27
2033/34 | 206.25 | 54.25 | 29
2033/34 | 206.75 | 54.25 | 27
2033/34 | 207.25 | 54.25 | 22
2033/34 | 207.75 | 54.25 | 28
2033/34 | 208.25 | 54.25 | 30
2033/34 | 208.75 | 54.25 | 16
2033/34 | 209.25 | 54.25 | 23
2033/34 | 209.75 | 54.25 | 18
2033/34 | 210.25 | 54.25 | 20
2033/34 | 210.75 | 54.25 | 32
2033/34 | 211.25 | 54.25 | 19
2033/34 | 211.75 | 54.25 | 29
2033/34 | 212.25 | 54.25 | 17
2033/34 | 212.75 | 54.25 | 35
2033/34 | 213.25 | 54.25 | 20
2033/34 | 213.75 | 54.25 | 12
2033/34 | 214.25 | 54.25 | 17
2033/34 | 214.75 | 54.25 | 14
2033/34 | 215.25 | 54.25 | 19
2033/34 | 215.75 | 54.25 | 19
2033/34 | 216.25 | 54.25 | 20
2033/34 | 216.75 | 54.25 | 14
2033/34 | 217.25 | 54.25 | 14
2033/34 | 217.75 | 54.25 | 19
2033/34 | 218.25 | 54.25 | 10
2033/34 | 218.75 | 54.25 | 11
2033/34 | 219.25 | 54.25 | 20
2033/34 | 219.75 | 54.25 | 21
2033/34 | 220.25 | 54.25 | 17
2033/34 | 220.75 | 54.25 | 10
2033/34 | 221.25 | 54.25 | 11
2033/34 | 221.75 | 54.25 | 10
2033/34 | 222.25 | 54.25 | 10
2033/34 | 222.75 | 54.25 | 13
2033/34 | 223.25 | 54.25 | 10
2033/34 | 223.75 | 54.25 | 12
2033/34 | 224.25 | 54.25 | 12
2033/34 | 224.75 | 54.25 | 7
2033/34 | 225.25 | 54.25 | 16
2033/34 | 225.75 | 54.25 | 10
2033/34 | 226.25 | 54.25 | 7
2033/34 | 226.75 | 54.25 | 9
2033/34 | 227.25 | 54.25 | 9
2033/34 | 227.75 | 54.25 | 14
2033/34 | 228.25 | 54.25 | 16
2033/34 | 228.75 | 54.25 | 7
2033/34 | 229.25 | 54.25 | 9
2033/34 | 229.75 | 54.25 | 10
2033/34 | 230.25 | 54.25 | 10
2033/34 | 230.75 | 54.25 | 10
2033/34 | 231.25 | 54.25 | 10
2033/34 | 231.75 | 54.25 | 10
2033/34 | 232.25 | 54.25 | 10
2033/34 | 232.75 | 54.25 | 10
2033/34 | 233.25 | 54.25 | 8
2033/34 | 233.75 | 54.25 | 9
2033/34 | 234.25 | 54.25 | 7
2033/34 | 234.75 | 54.25 | 6
2033/34 | 235.25 | 54.25 | 12
2033/34 | 235.75 | 54.25 | 8
2033/34 | 236.25 | 54.25 | 4
2033/34 | 236.75 | 54.25 | 4
2033/34 | 237.25 | 54.25 | 10
2033/34 | 237.75 | 54.25 | 5
2033/34 | 238.25 | 54.25 | 9
2033/34 | 238.75 | 54.25 | 5
2033/34 | 239.25 | 54.25 | 9
2033/34 | 239.75 | 54.25 | 4
2033/34 | 240.25 | 54.25 | 5
2033/34 | 240.75 | 54.25 | 8
2033/34 | 241.25 | 54.25 | 6
2033/34 | 241.75 | 54.25 | 2
2033/34 | 242.25 | 54.25 | 4
2033/34 | 242.75 | 54.25 | 1
2033/34 | 243.25 | 54.25 | 6
2033/34 | 243.75 | 54.25 | 1
2033/34 | 244.25 | 54.25 | 2
2033/34 | 244.75 | 54.25 | 3
2033/34 | 245.25 | 54.25 | 3
2033/34 | 245.75 | 54.25 | 7
2033/34 | 246.25 | 54.25 | 3
2033/34 | 246.75 | 54.25 | 6
2033/34 | 247.25 | 54.25 | 3
2033/34 | 247.75 | 54.25 | 5
2033/34 | 248.25 | 54.25 | 5
2033/34 | 248.75 | 54.25 | 6
2033/34 | 249.25 | 54.25 | 2
2033/34 | 249.75 | 54.25 | 3
2033/34 | 250.25 | 54.25 | 4
2033/34 | 250.75 | 54.25 | 3
2033/34 | 251.25 | 54.25 | 4
2033/34 | 251.75 | 54.25 | 6
2033/34 | 252.25 | 54.25 | 4
2033/34 | 252.75 | 54.25 | 2
2033/34 | 253.25 | 54.25 | 4
2033/34 | 253.75 | 54.25 | 1
2033/34 | 254.25 | 54.25 | 3
2033/34 | 254.75 | 54.25 | 5
2033/34 | 255.25 | 54.25 | 3
2033/34 | 255.75 | 54.25 | 1
2033/34 | 256.25 | 54.25 | 1
2033/34 | 256.75 | 54.25 | 2
2033/34 | 257.25 | 54.25 | 1
2033/34 | 257.75 | 54.25 | 3
2033/34 | 259.25 | 54.25 | 1
2033/34 | 259.75 | 54.25 | 4
2033/34 | 260.25 | 54.25 | 1
2033/34 | 260.75 | 54.25 | 2
2033/34 | 261.25 | 54.25 | 2
2033/34 | 262.25 | 54.25 | 1
2033/34 | 262.75 | 54.25 | 1
2033/34 | 263.25 | 54.25 | 2
2033/34 | 263.75 | 54.25 | 1
2033/34 | 264.25 | 54.25 | 3
2033/34 | 264.75 | 54.25 | 1
2033/34 | 265.25 | 54.25 | 1
2033/34 | 265.75 | 54.25 | 1
2033/34 | 266.75 | 54.25 | 1
2033/34 | 267.25 | 54.25 | 2
2033/34 | 267.75 | 54.25 | 1
2033/34 | 268.25 | 54.25 | 2
2033/34 | 268.75 | 54.25 | 3
2033/34 | 269.25 | 54.25 | 3
2033/34 | 269.75 | 54.25 | 1
2033/34 | 270.25 | 54.25 | 1
2033/34 | 270.75 | 54.25 | 1
2033/34 | 271.25 | 54.25 | 1
2033/34 | 271.75 | 54.25 | 2
2033/34 | 272.25 | 54.25 | 1
2033/34 | 272.75 | 54.25 | 1
2033/34 | 273.25 | 54.25 | 1
2033/34 | 273.75 | 54.25 | 1
2033/34 | 274.25 | 54.25 | 2
2033/34 | 275.75 | 54.25 | 5
2033/34 | 276.25 | 54.25 | 1
2033/34 | 276.75 | 54.25 | 3
2033/34 | 278.25 | 54.25 | 1
2033/34 | 279.25 | 54.25 | 3
2033/34 | 279.75 | 54.25 | 1
2033/34 | 280.25 | 54.25 | 1
2033/34 | 281.75 | 54.25 | 2
2033/34 | 282.25 | 54.25 | 1
2033/34 | 283.75 | 54.25 | 1
2033/34 | 286.25 | 54.25 | 1
2033/34 | 288.75 | 54.25 | 1
2033/34 | 289.25 | 54.25 | 1
2033/34 | 289.75 | 54.25 | 1
2033/34 | 290.75 | 54.25 | 2
2033/34 | 294.25 | 54.25 | 1
2033/34 | 296.25 | 54.25 | 2
2033/34 | 297.75 | 54.25 | 1
2033/34 | 301.25 | 54.25 | 1
2033/34 | 302.75 | 54.25 | 1
2033/34 | 313.25 | 54.25 | 1
2033/34 | 314.25 | 54.25 | 1
2033/34 | 337.75 | 54.25 | 1
2033/34 | 340.75 | 54.25 | 1
2033/34 | 65.75 | 54.75 | 1
2033/34 | 69.25 | 54.75 | 1
2033/34 | 69.75 | 54.75 | 2
2033/34 | 70.25 | 54.75 | 2
2033/34 | 70.75 | 54.75 | 3
2033/34 | 71.75 | 54.75 | 1
2033/34 | 72.25 | 54.75 | 1
2033/34 | 73.25 | 54.75 | 1
2033/34 | 73.75 | 54.75 | 4
2033/34 | 74.75 | 54.75 | 1
2033/34 | 75.25 | 54.75 | 1
2033/34 | 76.25 | 54.75 | 2
2033/34 | 76.75 | 54.75 | 1
2033/34 | 77.25 | 54.75 | 1
2033/34 | 77.75 | 54.75 | 1
2033/34 | 78.25 | 54.75 | 3
2033/34 | 78.75 | 54.75 | 1
2033/34 | 79.25 | 54.75 | 4
2033/34 | 79.75 | 54.75 | 4
2033/34 | 80.75 | 54.75 | 5
2033/34 | 81.25 | 54.75 | 2
2033/34 | 81.75 | 54.75 | 4
2033/34 | 82.25 | 54.75 | 6
2033/34 | 82.75 | 54.75 | 4
2033/34 | 83.25 | 54.75 | 5
2033/34 | 83.75 | 54.75 | 4
2033/34 | 84.25 | 54.75 | 5
2033/34 | 84.75 | 54.75 | 2
2033/34 | 85.25 | 54.75 | 3
2033/34 | 85.75 | 54.75 | 7
2033/34 | 86.25 | 54.75 | 5
2033/34 | 86.75 | 54.75 | 6
2033/34 | 87.25 | 54.75 | 5
2033/34 | 87.75 | 54.75 | 3
2033/34 | 88.25 | 54.75 | 9
2033/34 | 88.75 | 54.75 | 9
2033/34 | 89.25 | 54.75 | 9
2033/34 | 89.75 | 54.75 | 8
2033/34 | 90.25 | 54.75 | 15
2033/34 | 90.75 | 54.75 | 13
2033/34 | 91.25 | 54.75 | 7
2033/34 | 91.75 | 54.75 | 13
2033/34 | 92.25 | 54.75 | 14
2033/34 | 92.75 | 54.75 | 12
2033/34 | 93.25 | 54.75 | 10
2033/34 | 93.75 | 54.75 | 20
2033/34 | 94.25 | 54.75 | 20
2033/34 | 94.75 | 54.75 | 23
2033/34 | 95.25 | 54.75 | 20
2033/34 | 95.75 | 54.75 | 24
2033/34 | 96.25 | 54.75 | 28
2033/34 | 96.75 | 54.75 | 35
2033/34 | 97.25 | 54.75 | 16
2033/34 | 97.75 | 54.75 | 26
2033/34 | 98.25 | 54.75 | 39
2033/34 | 98.75 | 54.75 | 39
2033/34 | 99.25 | 54.75 | 43
2033/34 | 99.75 | 54.75 | 34
2033/34 | 100.25 | 54.75 | 45
2033/34 | 100.75 | 54.75 | 57
2033/34 | 101.25 | 54.75 | 42
2033/34 | 101.75 | 54.75 | 47
2033/34 | 102.25 | 54.75 | 52
2033/34 | 102.75 | 54.75 | 64
2033/34 | 103.25 | 54.75 | 43
2033/34 | 103.75 | 54.75 | 68
2033/34 | 104.25 | 54.75 | 65
2033/34 | 104.75 | 54.75 | 70
2033/34 | 105.25 | 54.75 | 68
2033/34 | 105.75 | 54.75 | 75
2033/34 | 106.25 | 54.75 | 78
2033/34 | 106.75 | 54.75 | 69
2033/34 | 107.25 | 54.75 | 68
2033/34 | 107.75 | 54.75 | 87
2033/34 | 108.25 | 54.75 | 69
2033/34 | 108.75 | 54.75 | 97
2033/34 | 109.25 | 54.75 | 85
2033/34 | 109.75 | 54.75 | 121
2033/34 | 110.25 | 54.75 | 106
2033/34 | 110.75 | 54.75 | 102
2033/34 | 111.25 | 54.75 | 93
2033/34 | 111.75 | 54.75 | 116
2033/34 | 112.25 | 54.75 | 101
2033/34 | 112.75 | 54.75 | 106
2033/34 | 113.25 | 54.75 | 118
2033/34 | 113.75 | 54.75 | 120
2033/34 | 114.25 | 54.75 | 114
2033/34 | 114.75 | 54.75 | 113
2033/34 | 115.25 | 54.75 | 124
2033/34 | 115.75 | 54.75 | 122
2033/34 | 116.25 | 54.75 | 131
2033/34 | 116.75 | 54.75 | 127
2033/34 | 117.25 | 54.75 | 122
2033/34 | 117.75 | 54.75 | 115
2033/34 | 118.25 | 54.75 | 110
2033/34 | 118.75 | 54.75 | 103
2033/34 | 119.25 | 54.75 | 115
2033/34 | 119.75 | 54.75 | 137
2033/34 | 120.25 | 54.75 | 137
2033/34 | 120.75 | 54.75 | 130
2033/34 | 121.25 | 54.75 | 127
2033/34 | 121.75 | 54.75 | 126
2033/34 | 122.25 | 54.75 | 150
2033/34 | 122.75 | 54.75 | 124
2033/34 | 123.25 | 54.75 | 162
2033/34 | 123.75 | 54.75 | 105
2033/34 | 124.25 | 54.75 | 138
2033/34 | 124.75 | 54.75 | 149
2033/34 | 125.25 | 54.75 | 148
2033/34 | 125.75 | 54.75 | 128
2033/34 | 126.25 | 54.75 | 144
2033/34 | 126.75 | 54.75 | 120
2033/34 | 127.25 | 54.75 | 126
2033/34 | 127.75 | 54.75 | 142
2033/34 | 128.25 | 54.75 | 134
2033/34 | 128.75 | 54.75 | 118
2033/34 | 129.25 | 54.75 | 138
2033/34 | 129.75 | 54.75 | 149
2033/34 | 130.25 | 54.75 | 129
2033/34 | 130.75 | 54.75 | 135
2033/34 | 131.25 | 54.75 | 133
2033/34 | 131.75 | 54.75 | 134
2033/34 | 132.25 | 54.75 | 125
2033/34 | 132.75 | 54.75 | 135
2033/34 | 133.25 | 54.75 | 155
2033/34 | 133.75 | 54.75 | 126
2033/34 | 134.25 | 54.75 | 133
2033/34 | 134.75 | 54.75 | 117
2033/34 | 135.25 | 54.75 | 138
2033/34 | 135.75 | 54.75 | 111
2033/34 | 136.25 | 54.75 | 148
2033/34 | 136.75 | 54.75 | 138
2033/34 | 137.25 | 54.75 | 140
2033/34 | 137.75 | 54.75 | 142
2033/34 | 138.25 | 54.75 | 141
2033/34 | 138.75 | 54.75 | 148
2033/34 | 139.25 | 54.75 | 146
2033/34 | 139.75 | 54.75 | 166
2033/34 | 140.25 | 54.75 | 144
2033/34 | 140.75 | 54.75 | 132
2033/34 | 141.25 | 54.75 | 112
2033/34 | 141.75 | 54.75 | 128
2033/34 | 142.25 | 54.75 | 123
2033/34 | 142.75 | 54.75 | 148
2033/34 | 143.25 | 54.75 | 120
2033/34 | 143.75 | 54.75 | 133
2033/34 | 144.25 | 54.75 | 134
2033/34 | 144.75 | 54.75 | 109
2033/34 | 145.25 | 54.75 | 110
2033/34 | 145.75 | 54.75 | 135
2033/34 | 146.25 | 54.75 | 150
2033/34 | 146.75 | 54.75 | 124
2033/34 | 147.25 | 54.75 | 133
2033/34 | 147.75 | 54.75 | 110
2033/34 | 148.25 | 54.75 | 137
2033/34 | 148.75 | 54.75 | 114
2033/34 | 149.25 | 54.75 | 108
2033/34 | 149.75 | 54.75 | 138
2033/34 | 150.25 | 54.75 | 137
2033/34 | 150.75 | 54.75 | 136
2033/34 | 151.25 | 54.75 | 126
2033/34 | 151.75 | 54.75 | 129
2033/34 | 152.25 | 54.75 | 141
2033/34 | 152.75 | 54.75 | 136
2033/34 | 153.25 | 54.75 | 118
2033/34 | 153.75 | 54.75 | 128
2033/34 | 154.25 | 54.75 | 125
2033/34 | 154.75 | 54.75 | 112
2033/34 | 155.25 | 54.75 | 129
2033/34 | 155.75 | 54.75 | 121
2033/34 | 156.25 | 54.75 | 125
2033/34 | 156.75 | 54.75 | 115
2033/34 | 157.25 | 54.75 | 99
2033/34 | 157.75 | 54.75 | 103
2033/34 | 158.25 | 54.75 | 116
2033/34 | 158.75 | 54.75 | 98
2033/34 | 159.25 | 54.75 | 95
2033/34 | 159.75 | 54.75 | 106
2033/34 | 160.25 | 54.75 | 121
2033/34 | 160.75 | 54.75 | 103
2033/34 | 161.25 | 54.75 | 104
2033/34 | 161.75 | 54.75 | 105
2033/34 | 162.25 | 54.75 | 97
2033/34 | 162.75 | 54.75 | 93
2033/34 | 163.25 | 54.75 | 104
2033/34 | 163.75 | 54.75 | 110
2033/34 | 164.25 | 54.75 | 101
2033/34 | 164.75 | 54.75 | 94
2033/34 | 165.25 | 54.75 | 105
2033/34 | 165.75 | 54.75 | 100
2033/34 | 166.25 | 54.75 | 108
2033/34 | 166.75 | 54.75 | 87
2033/34 | 167.25 | 54.75 | 112
2033/34 | 167.75 | 54.75 | 107
2033/34 | 168.25 | 54.75 | 89
2033/34 | 168.75 | 54.75 | 111
2033/34 | 169.25 | 54.75 | 94
2033/34 | 169.75 | 54.75 | 93
2033/34 | 170.25 | 54.75 | 78
2033/34 | 170.75 | 54.75 | 85
2033/34 | 171.25 | 54.75 | 98
2033/34 | 171.75 | 54.75 | 74
2033/34 | 172.25 | 54.75 | 93
2033/34 | 172.75 | 54.75 | 91
2033/34 | 173.25 | 54.75 | 75
2033/34 | 173.75 | 54.75 | 86
2033/34 | 174.25 | 54.75 | 92
2033/34 | 174.75 | 54.75 | 83
2033/34 | 175.25 | 54.75 | 86
2033/34 | 175.75 | 54.75 | 83
2033/34 | 176.25 | 54.75 | 80
2033/34 | 176.75 | 54.75 | 87
2033/34 | 177.25 | 54.75 | 88
2033/34 | 177.75 | 54.75 | 95
2033/34 | 178.25 | 54.75 | 71
2033/34 | 178.75 | 54.75 | 54
2033/34 | 179.25 | 54.75 | 65
2033/34 | 179.75 | 54.75 | 72
2033/34 | 180.25 | 54.75 | 73
2033/34 | 180.75 | 54.75 | 63
2033/34 | 181.25 | 54.75 | 64
2033/34 | 181.75 | 54.75 | 77
2033/34 | 182.25 | 54.75 | 64
2033/34 | 182.75 | 54.75 | 83
2033/34 | 183.25 | 54.75 | 65
2033/34 | 183.75 | 54.75 | 78
2033/34 | 184.25 | 54.75 | 45
2033/34 | 184.75 | 54.75 | 68
2033/34 | 185.25 | 54.75 | 65
2033/34 | 185.75 | 54.75 | 71
2033/34 | 186.25 | 54.75 | 58
2033/34 | 186.75 | 54.75 | 79
2033/34 | 187.25 | 54.75 | 57
2033/34 | 187.75 | 54.75 | 51
2033/34 | 188.25 | 54.75 | 70
2033/34 | 188.75 | 54.75 | 71
2033/34 | 189.25 | 54.75 | 55
2033/34 | 189.75 | 54.75 | 47
2033/34 | 190.25 | 54.75 | 41
2033/34 | 190.75 | 54.75 | 60
2033/34 | 191.25 | 54.75 | 54
2033/34 | 191.75 | 54.75 | 41
2033/34 | 192.25 | 54.75 | 53
2033/34 | 192.75 | 54.75 | 48
2033/34 | 193.25 | 54.75 | 55
2033/34 | 193.75 | 54.75 | 42
2033/34 | 194.25 | 54.75 | 38
2033/34 | 194.75 | 54.75 | 46
2033/34 | 195.25 | 54.75 | 38
2033/34 | 195.75 | 54.75 | 34
2033/34 | 196.25 | 54.75 | 42
2033/34 | 196.75 | 54.75 | 37
2033/34 | 197.25 | 54.75 | 40
2033/34 | 197.75 | 54.75 | 52
2033/34 | 198.25 | 54.75 | 36
2033/34 | 198.75 | 54.75 | 38
2033/34 | 199.25 | 54.75 | 39
2033/34 | 199.75 | 54.75 | 33
2033/34 | 200.25 | 54.75 | 36
2033/34 | 200.75 | 54.75 | 38
2033/34 | 201.25 | 54.75 | 25
2033/34 | 201.75 | 54.75 | 35
2033/34 | 202.25 | 54.75 | 27
2033/34 | 202.75 | 54.75 | 38
2033/34 | 203.25 | 54.75 | 28
2033/34 | 203.75 | 54.75 | 29
2033/34 | 204.25 | 54.75 | 29
2033/34 | 204.75 | 54.75 | 22
2033/34 | 205.25 | 54.75 | 33
2033/34 | 205.75 | 54.75 | 30
2033/34 | 206.25 | 54.75 | 17
2033/34 | 206.75 | 54.75 | 32
2033/34 | 207.25 | 54.75 | 28
2033/34 | 207.75 | 54.75 | 23
2033/34 | 208.25 | 54.75 | 27
2033/34 | 208.75 | 54.75 | 34
2033/34 | 209.25 | 54.75 | 25
2033/34 | 209.75 | 54.75 | 23
2033/34 | 210.25 | 54.75 | 19
2033/34 | 210.75 | 54.75 | 26
2033/34 | 211.25 | 54.75 | 24
2033/34 | 211.75 | 54.75 | 29
2033/34 | 212.25 | 54.75 | 20
2033/34 | 212.75 | 54.75 | 18
2033/34 | 213.25 | 54.75 | 20
2033/34 | 213.75 | 54.75 | 13
2033/34 | 214.25 | 54.75 | 27
2033/34 | 214.75 | 54.75 | 20
2033/34 | 215.25 | 54.75 | 17
2033/34 | 215.75 | 54.75 | 18
2033/34 | 216.25 | 54.75 | 10
2033/34 | 216.75 | 54.75 | 16
2033/34 | 217.25 | 54.75 | 19
2033/34 | 217.75 | 54.75 | 17
2033/34 | 218.25 | 54.75 | 21
2033/34 | 218.75 | 54.75 | 15
2033/34 | 219.25 | 54.75 | 16
2033/34 | 219.75 | 54.75 | 12
2033/34 | 220.25 | 54.75 | 17
2033/34 | 220.75 | 54.75 | 17
2033/34 | 221.25 | 54.75 | 13
2033/34 | 221.75 | 54.75 | 17
2033/34 | 222.25 | 54.75 | 17
2033/34 | 222.75 | 54.75 | 19
2033/34 | 223.25 | 54.75 | 9
2033/34 | 223.75 | 54.75 | 8
2033/34 | 224.25 | 54.75 | 5
2033/34 | 224.75 | 54.75 | 11
2033/34 | 225.25 | 54.75 | 8
2033/34 | 225.75 | 54.75 | 9
2033/34 | 226.25 | 54.75 | 15
2033/34 | 226.75 | 54.75 | 12
2033/34 | 227.25 | 54.75 | 10
2033/34 | 227.75 | 54.75 | 11
2033/34 | 228.25 | 54.75 | 11
2033/34 | 228.75 | 54.75 | 8
2033/34 | 229.25 | 54.75 | 7
2033/34 | 229.75 | 54.75 | 10
2033/34 | 230.25 | 54.75 | 11
2033/34 | 230.75 | 54.75 | 8
2033/34 | 231.25 | 54.75 | 6
2033/34 | 231.75 | 54.75 | 8
2033/34 | 232.25 | 54.75 | 11
2033/34 | 232.75 | 54.75 | 12
2033/34 | 233.25 | 54.75 | 6
2033/34 | 233.75 | 54.75 | 1
2033/34 | 234.25 | 54.75 | 2
2033/34 | 234.75 | 54.75 | 9
2033/34 | 235.25 | 54.75 | 8
2033/34 | 235.75 | 54.75 | 2
2033/34 | 236.25 | 54.75 | 7
2033/34 | 236.75 | 54.75 | 5
2033/34 | 237.25 | 54.75 | 9
2033/34 | 237.75 | 54.75 | 5
2033/34 | 238.25 | 54.75 | 5
2033/34 | 238.75 | 54.75 | 2
2033/34 | 239.25 | 54.75 | 10
2033/34 | 239.75 | 54.75 | 12
2033/34 | 240.25 | 54.75 | 6
2033/34 | 240.75 | 54.75 | 2
2033/34 | 241.25 | 54.75 | 2
2033/34 | 241.75 | 54.75 | 4
2033/34 | 242.25 | 54.75 | 3
2033/34 | 242.75 | 54.75 | 6
2033/34 | 243.25 | 54.75 | 4
2033/34 | 243.75 | 54.75 | 4
2033/34 | 244.25 | 54.75 | 4
2033/34 | 244.75 | 54.75 | 3
2033/34 | 245.25 | 54.75 | 4
2033/34 | 245.75 | 54.75 | 5
2033/34 | 246.25 | 54.75 | 4
2033/34 | 246.75 | 54.75 | 2
2033/34 | 247.25 | 54.75 | 2
2033/34 | 247.75 | 54.75 | 3
2033/34 | 248.25 | 54.75 | 1
2033/34 | 248.75 | 54.75 | 8
2033/34 | 249.25 | 54.75 | 5
2033/34 | 249.75 | 54.75 | 3
2033/34 | 250.25 | 54.75 | 3
2033/34 | 250.75 | 54.75 | 1
2033/34 | 251.25 | 54.75 | 4
2033/34 | 251.75 | 54.75 | 3
2033/34 | 252.25 | 54.75 | 1
2033/34 | 252.75 | 54.75 | 2
2033/34 | 253.25 | 54.75 | 2
2033/34 | 253.75 | 54.75 | 3
2033/34 | 254.25 | 54.75 | 1
2033/34 | 254.75 | 54.75 | 3
2033/34 | 255.25 | 54.75 | 2
2033/34 | 255.75 | 54.75 | 3
2033/34 | 256.25 | 54.75 | 3
2033/34 | 256.75 | 54.75 | 2
2033/34 | 257.25 | 54.75 | 6
2033/34 | 257.75 | 54.75 | 3
2033/34 | 258.25 | 54.75 | 1
2033/34 | 258.75 | 54.75 | 4
2033/34 | 259.25 | 54.75 | 7
2033/34 | 259.75 | 54.75 | 1
2033/34 | 260.25 | 54.75 | 2
2033/34 | 260.75 | 54.75 | 3
2033/34 | 261.25 | 54.75 | 2
2033/34 | 261.75 | 54.75 | 2
2033/34 | 262.25 | 54.75 | 2
2033/34 | 263.75 | 54.75 | 1
2033/34 | 264.25 | 54.75 | 2
2033/34 | 264.75 | 54.75 | 3
2033/34 | 265.25 | 54.75 | 1
2033/34 | 265.75 | 54.75 | 1
2033/34 | 266.25 | 54.75 | 1
2033/34 | 266.75 | 54.75 | 1
2033/34 | 267.25 | 54.75 | 1
2033/34 | 267.75 | 54.75 | 2
2033/34 | 268.75 | 54.75 | 3
2033/34 | 269.75 | 54.75 | 3
2033/34 | 270.75 | 54.75 | 2
2033/34 | 271.25 | 54.75 | 1
2033/34 | 271.75 | 54.75 | 3
2033/34 | 272.25 | 54.75 | 2
2033/34 | 272.75 | 54.75 | 3
2033/34 | 273.25 | 54.75 | 3
2033/34 | 273.75 | 54.75 | 3
2033/34 | 274.25 | 54.75 | 1
2033/34 | 274.75 | 54.75 | 3
2033/34 | 275.25 | 54.75 | 1
2033/34 | 275.75 | 54.75 | 2
2033/34 | 277.25 | 54.75 | 1
2033/34 | 279.25 | 54.75 | 2
2033/34 | 279.75 | 54.75 | 4
2033/34 | 282.25 | 54.75 | 1
2033/34 | 282.75 | 54.75 | 1
2033/34 | 283.25 | 54.75 | 1
2033/34 | 284.75 | 54.75 | 1
2033/34 | 285.25 | 54.75 | 3
2033/34 | 286.25 | 54.75 | 1
2033/34 | 286.75 | 54.75 | 1
2033/34 | 287.25 | 54.75 | 1
2033/34 | 287.75 | 54.75 | 1
2033/34 | 288.25 | 54.75 | 1
2033/34 | 289.25 | 54.75 | 1
2033/34 | 289.75 | 54.75 | 1
2033/34 | 293.25 | 54.75 | 1
2033/34 | 296.75 | 54.75 | 1
2033/34 | 300.25 | 54.75 | 1
2033/34 | 300.75 | 54.75 | 1
2033/34 | 320.25 | 54.75 | 1
2033/34 | 325.25 | 54.75 | 1
2033/34 | 336.25 | 54.75 | 1
2033/34 | 342.25 | 54.75 | 1
2033/34 | 347.75 | 54.75 | 1
2033/34 | 65.25 | 55.25 | 1
2033/34 | 66.25 | 55.25 | 1
2033/34 | 66.75 | 55.25 | 1
2033/34 | 69.25 | 55.25 | 2
2033/34 | 71.25 | 55.25 | 1
2033/34 | 72.75 | 55.25 | 1
2033/34 | 73.25 | 55.25 | 2
2033/34 | 74.25 | 55.25 | 1
2033/34 | 74.75 | 55.25 | 1
2033/34 | 75.75 | 55.25 | 2
2033/34 | 76.75 | 55.25 | 1
2033/34 | 77.25 | 55.25 | 3
2033/34 | 78.25 | 55.25 | 2
2033/34 | 78.75 | 55.25 | 1
2033/34 | 79.25 | 55.25 | 3
2033/34 | 79.75 | 55.25 | 1
2033/34 | 80.25 | 55.25 | 5
2033/34 | 80.75 | 55.25 | 2
2033/34 | 81.75 | 55.25 | 2
2033/34 | 82.25 | 55.25 | 3
2033/34 | 82.75 | 55.25 | 2
2033/34 | 83.25 | 55.25 | 5
2033/34 | 83.75 | 55.25 | 2
2033/34 | 84.25 | 55.25 | 5
2033/34 | 84.75 | 55.25 | 7
2033/34 | 85.25 | 55.25 | 6
2033/34 | 85.75 | 55.25 | 2
2033/34 | 86.25 | 55.25 | 4
2033/34 | 86.75 | 55.25 | 3
2033/34 | 87.25 | 55.25 | 4
2033/34 | 87.75 | 55.25 | 7
2033/34 | 88.25 | 55.25 | 6
2033/34 | 88.75 | 55.25 | 8
2033/34 | 89.25 | 55.25 | 11
2033/34 | 89.75 | 55.25 | 8
2033/34 | 90.25 | 55.25 | 8
2033/34 | 90.75 | 55.25 | 9
2033/34 | 91.25 | 55.25 | 12
2033/34 | 91.75 | 55.25 | 9
2033/34 | 92.25 | 55.25 | 10
2033/34 | 92.75 | 55.25 | 9
2033/34 | 93.25 | 55.25 | 14
2033/34 | 93.75 | 55.25 | 12
2033/34 | 94.25 | 55.25 | 18
2033/34 | 94.75 | 55.25 | 18
2033/34 | 95.25 | 55.25 | 19
2033/34 | 95.75 | 55.25 | 20
2033/34 | 96.25 | 55.25 | 16
2033/34 | 96.75 | 55.25 | 25
2033/34 | 97.25 | 55.25 | 24
2033/34 | 97.75 | 55.25 | 20
2033/34 | 98.25 | 55.25 | 27
2033/34 | 98.75 | 55.25 | 32
2033/34 | 99.25 | 55.25 | 32
2033/34 | 99.75 | 55.25 | 33
2033/34 | 100.25 | 55.25 | 37
2033/34 | 100.75 | 55.25 | 48
2033/34 | 101.25 | 55.25 | 31
2033/34 | 101.75 | 55.25 | 47
2033/34 | 102.25 | 55.25 | 54
2033/34 | 102.75 | 55.25 | 55
2033/34 | 103.25 | 55.25 | 60
2033/34 | 103.75 | 55.25 | 51
2033/34 | 104.25 | 55.25 | 70
2033/34 | 104.75 | 55.25 | 70
2033/34 | 105.25 | 55.25 | 66
2033/34 | 105.75 | 55.25 | 65
2033/34 | 106.25 | 55.25 | 73
2033/34 | 106.75 | 55.25 | 71
2033/34 | 107.25 | 55.25 | 54
2033/34 | 107.75 | 55.25 | 77
2033/34 | 108.25 | 55.25 | 92
2033/34 | 108.75 | 55.25 | 88
2033/34 | 109.25 | 55.25 | 86
2033/34 | 109.75 | 55.25 | 95
2033/34 | 110.25 | 55.25 | 86
2033/34 | 110.75 | 55.25 | 100
2033/34 | 111.25 | 55.25 | 99
2033/34 | 111.75 | 55.25 | 94
2033/34 | 112.25 | 55.25 | 106
2033/34 | 112.75 | 55.25 | 92
2033/34 | 113.25 | 55.25 | 103
2033/34 | 113.75 | 55.25 | 84
2033/34 | 114.25 | 55.25 | 98
2033/34 | 114.75 | 55.25 | 105
2033/34 | 115.25 | 55.25 | 112
2033/34 | 115.75 | 55.25 | 121
2033/34 | 116.25 | 55.25 | 113
2033/34 | 116.75 | 55.25 | 118
2033/34 | 117.25 | 55.25 | 111
2033/34 | 117.75 | 55.25 | 130
2033/34 | 118.25 | 55.25 | 133
2033/34 | 118.75 | 55.25 | 121
2033/34 | 119.25 | 55.25 | 126
2033/34 | 119.75 | 55.25 | 114
2033/34 | 120.25 | 55.25 | 128
2033/34 | 120.75 | 55.25 | 120
2033/34 | 121.25 | 55.25 | 140
2033/34 | 121.75 | 55.25 | 140
2033/34 | 122.25 | 55.25 | 120
2033/34 | 122.75 | 55.25 | 122
2033/34 | 123.25 | 55.25 | 129
2033/34 | 123.75 | 55.25 | 132
2033/34 | 124.25 | 55.25 | 144
2033/34 | 124.75 | 55.25 | 123
2033/34 | 125.25 | 55.25 | 139
2033/34 | 125.75 | 55.25 | 121
2033/34 | 126.25 | 55.25 | 148
2033/34 | 126.75 | 55.25 | 148
2033/34 | 127.25 | 55.25 | 130
2033/34 | 127.75 | 55.25 | 119
2033/34 | 128.25 | 55.25 | 134
2033/34 | 128.75 | 55.25 | 122
2033/34 | 129.25 | 55.25 | 136
2033/34 | 129.75 | 55.25 | 145
2033/34 | 130.25 | 55.25 | 136
2033/34 | 130.75 | 55.25 | 137
2033/34 | 131.25 | 55.25 | 125
2033/34 | 131.75 | 55.25 | 153
2033/34 | 132.25 | 55.25 | 152
2033/34 | 132.75 | 55.25 | 100
2033/34 | 133.25 | 55.25 | 140
2033/34 | 133.75 | 55.25 | 134
2033/34 | 134.25 | 55.25 | 133
2033/34 | 134.75 | 55.25 | 141
2033/34 | 135.25 | 55.25 | 165
2033/34 | 135.75 | 55.25 | 108
2033/34 | 136.25 | 55.25 | 146
2033/34 | 136.75 | 55.25 | 134
2033/34 | 137.25 | 55.25 | 131
2033/34 | 137.75 | 55.25 | 133
2033/34 | 138.25 | 55.25 | 122
2033/34 | 138.75 | 55.25 | 129
2033/34 | 139.25 | 55.25 | 154
2033/34 | 139.75 | 55.25 | 149
2033/34 | 140.25 | 55.25 | 120
2033/34 | 140.75 | 55.25 | 126
2033/34 | 141.25 | 55.25 | 138
2033/34 | 141.75 | 55.25 | 144
2033/34 | 142.25 | 55.25 | 97
2033/34 | 142.75 | 55.25 | 123
2033/34 | 143.25 | 55.25 | 132
2033/34 | 143.75 | 55.25 | 127
2033/34 | 144.25 | 55.25 | 138
2033/34 | 144.75 | 55.25 | 142
2033/34 | 145.25 | 55.25 | 138
2033/34 | 145.75 | 55.25 | 126
2033/34 | 146.25 | 55.25 | 108
2033/34 | 146.75 | 55.25 | 139
2033/34 | 147.25 | 55.25 | 125
2033/34 | 147.75 | 55.25 | 141
2033/34 | 148.25 | 55.25 | 125
2033/34 | 148.75 | 55.25 | 111
2033/34 | 149.25 | 55.25 | 121
2033/34 | 149.75 | 55.25 | 124
2033/34 | 150.25 | 55.25 | 134
2033/34 | 150.75 | 55.25 | 117
2033/34 | 151.25 | 55.25 | 117
2033/34 | 151.75 | 55.25 | 111
2033/34 | 152.25 | 55.25 | 105
2033/34 | 152.75 | 55.25 | 126
2033/34 | 153.25 | 55.25 | 122
2033/34 | 153.75 | 55.25 | 113
2033/34 | 154.25 | 55.25 | 109
2033/34 | 154.75 | 55.25 | 111
2033/34 | 155.25 | 55.25 | 106
2033/34 | 155.75 | 55.25 | 106
2033/34 | 156.25 | 55.25 | 118
2033/34 | 156.75 | 55.25 | 123
2033/34 | 157.25 | 55.25 | 113
2033/34 | 157.75 | 55.25 | 112
2033/34 | 158.25 | 55.25 | 118
2033/34 | 158.75 | 55.25 | 103
2033/34 | 159.25 | 55.25 | 107
2033/34 | 159.75 | 55.25 | 100
2033/34 | 160.25 | 55.25 | 110
2033/34 | 160.75 | 55.25 | 106
2033/34 | 161.25 | 55.25 | 118
2033/34 | 161.75 | 55.25 | 108
2033/34 | 162.25 | 55.25 | 91
2033/34 | 162.75 | 55.25 | 103
2033/34 | 163.25 | 55.25 | 98
2033/34 | 163.75 | 55.25 | 112
2033/34 | 164.25 | 55.25 | 112
2033/34 | 164.75 | 55.25 | 102
2033/34 | 165.25 | 55.25 | 101
2033/34 | 165.75 | 55.25 | 97
2033/34 | 166.25 | 55.25 | 78
2033/34 | 166.75 | 55.25 | 89
2033/34 | 167.25 | 55.25 | 108
2033/34 | 167.75 | 55.25 | 88
2033/34 | 168.25 | 55.25 | 98
2033/34 | 168.75 | 55.25 | 88
2033/34 | 169.25 | 55.25 | 96
2033/34 | 169.75 | 55.25 | 97
2033/34 | 170.25 | 55.25 | 99
2033/34 | 170.75 | 55.25 | 83
2033/34 | 171.25 | 55.25 | 97
2033/34 | 171.75 | 55.25 | 102
2033/34 | 172.25 | 55.25 | 89
2033/34 | 172.75 | 55.25 | 87
2033/34 | 173.25 | 55.25 | 77
2033/34 | 173.75 | 55.25 | 87
2033/34 | 174.25 | 55.25 | 94
2033/34 | 174.75 | 55.25 | 92
2033/34 | 175.25 | 55.25 | 88
2033/34 | 175.75 | 55.25 | 80
2033/34 | 176.25 | 55.25 | 81
2033/34 | 176.75 | 55.25 | 88
2033/34 | 177.25 | 55.25 | 83
2033/34 | 177.75 | 55.25 | 80
2033/34 | 178.25 | 55.25 | 82
2033/34 | 178.75 | 55.25 | 77
2033/34 | 179.25 | 55.25 | 79
2033/34 | 179.75 | 55.25 | 65
2033/34 | 180.25 | 55.25 | 80
2033/34 | 180.75 | 55.25 | 79
2033/34 | 181.25 | 55.25 | 88
2033/34 | 181.75 | 55.25 | 74
2033/34 | 182.25 | 55.25 | 58
2033/34 | 182.75 | 55.25 | 71
2033/34 | 183.25 | 55.25 | 66
2033/34 | 183.75 | 55.25 | 64
2033/34 | 184.25 | 55.25 | 48
2033/34 | 184.75 | 55.25 | 66
2033/34 | 185.25 | 55.25 | 59
2033/34 | 185.75 | 55.25 | 80
2033/34 | 186.25 | 55.25 | 58
2033/34 | 186.75 | 55.25 | 67
2033/34 | 187.25 | 55.25 | 58
2033/34 | 187.75 | 55.25 | 56
2033/34 | 188.25 | 55.25 | 55
2033/34 | 188.75 | 55.25 | 59
2033/34 | 189.25 | 55.25 | 43
2033/34 | 189.75 | 55.25 | 49
2033/34 | 190.25 | 55.25 | 59
2033/34 | 190.75 | 55.25 | 64
2033/34 | 191.25 | 55.25 | 53
2033/34 | 191.75 | 55.25 | 44
2033/34 | 192.25 | 55.25 | 50
2033/34 | 192.75 | 55.25 | 40
2033/34 | 193.25 | 55.25 | 63
2033/34 | 193.75 | 55.25 | 54
2033/34 | 194.25 | 55.25 | 40
2033/34 | 194.75 | 55.25 | 46
2033/34 | 195.25 | 55.25 | 37
2033/34 | 195.75 | 55.25 | 47
2033/34 | 196.25 | 55.25 | 34
2033/34 | 196.75 | 55.25 | 37
2033/34 | 197.25 | 55.25 | 47
2033/34 | 197.75 | 55.25 | 38
2033/34 | 198.25 | 55.25 | 46
2033/34 | 198.75 | 55.25 | 39
2033/34 | 199.25 | 55.25 | 38
2033/34 | 199.75 | 55.25 | 31
2033/34 | 200.25 | 55.25 | 42
2033/34 | 200.75 | 55.25 | 39
2033/34 | 201.25 | 55.25 | 46
2033/34 | 201.75 | 55.25 | 26
2033/34 | 202.25 | 55.25 | 32
2033/34 | 202.75 | 55.25 | 29
2033/34 | 203.25 | 55.25 | 47
2033/34 | 203.75 | 55.25 | 39
2033/34 | 204.25 | 55.25 | 32
2033/34 | 204.75 | 55.25 | 28
2033/34 | 205.25 | 55.25 | 35
2033/34 | 205.75 | 55.25 | 25
2033/34 | 206.25 | 55.25 | 28
2033/34 | 206.75 | 55.25 | 27
2033/34 | 207.25 | 55.25 | 28
2033/34 | 207.75 | 55.25 | 32
2033/34 | 208.25 | 55.25 | 24
2033/34 | 208.75 | 55.25 | 29
2033/34 | 209.25 | 55.25 | 23
2033/34 | 209.75 | 55.25 | 21
2033/34 | 210.25 | 55.25 | 27
2033/34 | 210.75 | 55.25 | 13
2033/34 | 211.25 | 55.25 | 21
2033/34 | 211.75 | 55.25 | 18
2033/34 | 212.25 | 55.25 | 19
2033/34 | 212.75 | 55.25 | 25
2033/34 | 213.25 | 55.25 | 19
2033/34 | 213.75 | 55.25 | 17
2033/34 | 214.25 | 55.25 | 20
2033/34 | 214.75 | 55.25 | 27
2033/34 | 215.25 | 55.25 | 16
2033/34 | 215.75 | 55.25 | 16
2033/34 | 216.25 | 55.25 | 21
2033/34 | 216.75 | 55.25 | 14
2033/34 | 217.25 | 55.25 | 17
2033/34 | 217.75 | 55.25 | 16
2033/34 | 218.25 | 55.25 | 16
2033/34 | 218.75 | 55.25 | 12
2033/34 | 219.25 | 55.25 | 15
2033/34 | 219.75 | 55.25 | 18
2033/34 | 220.25 | 55.25 | 16
2033/34 | 220.75 | 55.25 | 22
2033/34 | 221.25 | 55.25 | 19
2033/34 | 221.75 | 55.25 | 11
2033/34 | 222.25 | 55.25 | 18
2033/34 | 222.75 | 55.25 | 11
2033/34 | 223.25 | 55.25 | 12
2033/34 | 223.75 | 55.25 | 7
2033/34 | 224.25 | 55.25 | 14
2033/34 | 224.75 | 55.25 | 12
2033/34 | 225.25 | 55.25 | 13
2033/34 | 225.75 | 55.25 | 9
2033/34 | 226.25 | 55.25 | 14
2033/34 | 226.75 | 55.25 | 15
2033/34 | 227.25 | 55.25 | 7
2033/34 | 227.75 | 55.25 | 5
2033/34 | 228.25 | 55.25 | 9
2033/34 | 228.75 | 55.25 | 13
2033/34 | 229.25 | 55.25 | 10
2033/34 | 229.75 | 55.25 | 13
2033/34 | 230.25 | 55.25 | 9
2033/34 | 230.75 | 55.25 | 7
2033/34 | 231.25 | 55.25 | 11
2033/34 | 231.75 | 55.25 | 8
2033/34 | 232.25 | 55.25 | 12
2033/34 | 232.75 | 55.25 | 8
2033/34 | 233.25 | 55.25 | 7
2033/34 | 233.75 | 55.25 | 8
2033/34 | 234.25 | 55.25 | 13
2033/34 | 234.75 | 55.25 | 7
2033/34 | 235.25 | 55.25 | 12
2033/34 | 235.75 | 55.25 | 11
2033/34 | 236.25 | 55.25 | 14
2033/34 | 236.75 | 55.25 | 6
2033/34 | 237.25 | 55.25 | 9
2033/34 | 237.75 | 55.25 | 3
2033/34 | 238.25 | 55.25 | 6
2033/34 | 238.75 | 55.25 | 6
2033/34 | 239.25 | 55.25 | 5
2033/34 | 239.75 | 55.25 | 7
2033/34 | 240.75 | 55.25 | 3
2033/34 | 241.25 | 55.25 | 9
2033/34 | 241.75 | 55.25 | 8
2033/34 | 242.25 | 55.25 | 3
2033/34 | 242.75 | 55.25 | 8
2033/34 | 243.25 | 55.25 | 8
2033/34 | 243.75 | 55.25 | 5
2033/34 | 244.25 | 55.25 | 6
2033/34 | 244.75 | 55.25 | 6
2033/34 | 245.25 | 55.25 | 9
2033/34 | 245.75 | 55.25 | 6
2033/34 | 246.25 | 55.25 | 3
2033/34 | 246.75 | 55.25 | 4
2033/34 | 247.25 | 55.25 | 4
2033/34 | 247.75 | 55.25 | 7
2033/34 | 248.25 | 55.25 | 3
2033/34 | 248.75 | 55.25 | 4
2033/34 | 249.25 | 55.25 | 5
2033/34 | 249.75 | 55.25 | 2
2033/34 | 250.25 | 55.25 | 6
2033/34 | 250.75 | 55.25 | 4
2033/34 | 251.25 | 55.25 | 2
2033/34 | 251.75 | 55.25 | 1
2033/34 | 252.25 | 55.25 | 3
2033/34 | 252.75 | 55.25 | 3
2033/34 | 253.25 | 55.25 | 3
2033/34 | 253.75 | 55.25 | 5
2033/34 | 254.25 | 55.25 | 4
2033/34 | 254.75 | 55.25 | 5
2033/34 | 255.25 | 55.25 | 3
2033/34 | 255.75 | 55.25 | 3
2033/34 | 256.25 | 55.25 | 2
2033/34 | 256.75 | 55.25 | 1
2033/34 | 257.25 | 55.25 | 5
2033/34 | 257.75 | 55.25 | 2
2033/34 | 258.25 | 55.25 | 2
2033/34 | 258.75 | 55.25 | 2
2033/34 | 259.25 | 55.25 | 1
2033/34 | 259.75 | 55.25 | 2
2033/34 | 260.25 | 55.25 | 1
2033/34 | 260.75 | 55.25 | 2
2033/34 | 261.25 | 55.25 | 4
2033/34 | 262.25 | 55.25 | 4
2033/34 | 262.75 | 55.25 | 5
2033/34 | 263.25 | 55.25 | 4
2033/34 | 263.75 | 55.25 | 2
2033/34 | 264.25 | 55.25 | 1
2033/34 | 264.75 | 55.25 | 2
2033/34 | 265.25 | 55.25 | 1
2033/34 | 266.25 | 55.25 | 3
2033/34 | 266.75 | 55.25 | 1
2033/34 | 267.75 | 55.25 | 1
2033/34 | 268.25 | 55.25 | 1
2033/34 | 268.75 | 55.25 | 1
2033/34 | 269.25 | 55.25 | 1
2033/34 | 269.75 | 55.25 | 3
2033/34 | 270.25 | 55.25 | 1
2033/34 | 270.75 | 55.25 | 3
2033/34 | 271.25 | 55.25 | 3
2033/34 | 271.75 | 55.25 | 1
2033/34 | 272.25 | 55.25 | 1
2033/34 | 272.75 | 55.25 | 1
2033/34 | 273.25 | 55.25 | 1
2033/34 | 273.75 | 55.25 | 1
2033/34 | 274.25 | 55.25 | 1
2033/34 | 275.75 | 55.25 | 1
2033/34 | 276.75 | 55.25 | 1
2033/34 | 277.25 | 55.25 | 2
2033/34 | 278.75 | 55.25 | 2
2033/34 | 279.25 | 55.25 | 2
2033/34 | 280.25 | 55.25 | 2
2033/34 | 280.75 | 55.25 | 2
2033/34 | 281.75 | 55.25 | 1
2033/34 | 282.25 | 55.25 | 2
2033/34 | 283.25 | 55.25 | 1
2033/34 | 283.75 | 55.25 | 3
2033/34 | 284.25 | 55.25 | 1
2033/34 | 284.75 | 55.25 | 1
2033/34 | 285.25 | 55.25 | 1
2033/34 | 285.75 | 55.25 | 1
2033/34 | 286.25 | 55.25 | 2
2033/34 | 286.75 | 55.25 | 2
2033/34 | 288.75 | 55.25 | 2
2033/34 | 290.25 | 55.25 | 1
2033/34 | 290.75 | 55.25 | 1
2033/34 | 292.75 | 55.25 | 1
2033/34 | 293.75 | 55.25 | 1
2033/34 | 294.25 | 55.25 | 1
2033/34 | 294.75 | 55.25 | 1
2033/34 | 296.25 | 55.25 | 2
2033/34 | 298.75 | 55.25 | 1
2033/34 | 301.75 | 55.25 | 1
2033/34 | 303.25 | 55.25 | 1
2033/34 | 304.25 | 55.25 | 1
2033/34 | 305.75 | 55.25 | 1
2033/34 | 308.75 | 55.25 | 1
2033/34 | 309.25 | 55.25 | 1
2033/34 | 310.75 | 55.25 | 1
2033/34 | 312.75 | 55.25 | 1
2033/34 | 313.25 | 55.25 | 1
2033/34 | 321.75 | 55.25 | 2
2033/34 | 329.75 | 55.25 | 1
2033/34 | 334.75 | 55.25 | 1
2033/34 | 336.75 | 55.25 | 1
2033/34 | 65.75 | 55.75 | 1
2033/34 | 67.25 | 55.75 | 1
2033/34 | 68.25 | 55.75 | 1
2033/34 | 69.25 | 55.75 | 2
2033/34 | 71.75 | 55.75 | 1
2033/34 | 72.25 | 55.75 | 3
2033/34 | 72.75 | 55.75 | 2
2033/34 | 73.25 | 55.75 | 1
2033/34 | 73.75 | 55.75 | 2
2033/34 | 74.25 | 55.75 | 1
2033/34 | 75.75 | 55.75 | 5
2033/34 | 76.75 | 55.75 | 1
2033/34 | 77.25 | 55.75 | 4
2033/34 | 77.75 | 55.75 | 2
2033/34 | 78.25 | 55.75 | 1
2033/34 | 78.75 | 55.75 | 3
2033/34 | 79.25 | 55.75 | 4
2033/34 | 79.75 | 55.75 | 4
2033/34 | 80.25 | 55.75 | 1
2033/34 | 80.75 | 55.75 | 3
2033/34 | 81.25 | 55.75 | 3
2033/34 | 81.75 | 55.75 | 3
2033/34 | 82.25 | 55.75 | 4
2033/34 | 82.75 | 55.75 | 6
2033/34 | 83.25 | 55.75 | 3
2033/34 | 83.75 | 55.75 | 1
2033/34 | 84.25 | 55.75 | 2
2033/34 | 84.75 | 55.75 | 4
2033/34 | 85.25 | 55.75 | 3
2033/34 | 85.75 | 55.75 | 2
2033/34 | 86.25 | 55.75 | 5
2033/34 | 86.75 | 55.75 | 3
2033/34 | 87.25 | 55.75 | 7
2033/34 | 87.75 | 55.75 | 7
2033/34 | 88.25 | 55.75 | 4
2033/34 | 88.75 | 55.75 | 6
2033/34 | 89.25 | 55.75 | 6
2033/34 | 89.75 | 55.75 | 7
2033/34 | 90.25 | 55.75 | 6
2033/34 | 90.75 | 55.75 | 6
2033/34 | 91.25 | 55.75 | 11
2033/34 | 91.75 | 55.75 | 4
2033/34 | 92.25 | 55.75 | 8
2033/34 | 92.75 | 55.75 | 11
2033/34 | 93.25 | 55.75 | 13
2033/34 | 93.75 | 55.75 | 15
2033/34 | 94.25 | 55.75 | 18
2033/34 | 94.75 | 55.75 | 13
2033/34 | 95.25 | 55.75 | 16
2033/34 | 95.75 | 55.75 | 14
2033/34 | 96.25 | 55.75 | 13
2033/34 | 96.75 | 55.75 | 11
2033/34 | 97.25 | 55.75 | 21
2033/34 | 97.75 | 55.75 | 19
2033/34 | 98.25 | 55.75 | 25
2033/34 | 98.75 | 55.75 | 23
2033/34 | 99.25 | 55.75 | 30
2033/34 | 99.75 | 55.75 | 40
2033/34 | 100.25 | 55.75 | 30
2033/34 | 100.75 | 55.75 | 43
2033/34 | 101.25 | 55.75 | 47
2033/34 | 101.75 | 55.75 | 34
2033/34 | 102.25 | 55.75 | 42
2033/34 | 102.75 | 55.75 | 46
2033/34 | 103.25 | 55.75 | 56
2033/34 | 103.75 | 55.75 | 38
2033/34 | 104.25 | 55.75 | 49
2033/34 | 104.75 | 55.75 | 53
2033/34 | 105.25 | 55.75 | 65
2033/34 | 105.75 | 55.75 | 69
2033/34 | 106.25 | 55.75 | 72
2033/34 | 106.75 | 55.75 | 70
2033/34 | 107.25 | 55.75 | 72
2033/34 | 107.75 | 55.75 | 79
2033/34 | 108.25 | 55.75 | 73
2033/34 | 108.75 | 55.75 | 80
2033/34 | 109.25 | 55.75 | 92
2033/34 | 109.75 | 55.75 | 88
2033/34 | 110.25 | 55.75 | 92
2033/34 | 110.75 | 55.75 | 80
2033/34 | 111.25 | 55.75 | 70
2033/34 | 111.75 | 55.75 | 86
2033/34 | 112.25 | 55.75 | 87
2033/34 | 112.75 | 55.75 | 116
2033/34 | 113.25 | 55.75 | 121
2033/34 | 113.75 | 55.75 | 105
2033/34 | 114.25 | 55.75 | 94
2033/34 | 114.75 | 55.75 | 131
2033/34 | 115.25 | 55.75 | 116
2033/34 | 115.75 | 55.75 | 99
2033/34 | 116.25 | 55.75 | 121
2033/34 | 116.75 | 55.75 | 126
2033/34 | 117.25 | 55.75 | 96
2033/34 | 117.75 | 55.75 | 123
2033/34 | 118.25 | 55.75 | 117
2033/34 | 118.75 | 55.75 | 127
2033/34 | 119.25 | 55.75 | 120
2033/34 | 119.75 | 55.75 | 127
2033/34 | 120.25 | 55.75 | 131
2033/34 | 120.75 | 55.75 | 146
2033/34 | 121.25 | 55.75 | 126
2033/34 | 121.75 | 55.75 | 114
2033/34 | 122.25 | 55.75 | 131
2033/34 | 122.75 | 55.75 | 133
2033/34 | 123.25 | 55.75 | 141
2033/34 | 123.75 | 55.75 | 164
2033/34 | 124.25 | 55.75 | 140
2033/34 | 124.75 | 55.75 | 135
2033/34 | 125.25 | 55.75 | 145
2033/34 | 125.75 | 55.75 | 132
2033/34 | 126.25 | 55.75 | 114
2033/34 | 126.75 | 55.75 | 118
2033/34 | 127.25 | 55.75 | 147
2033/34 | 127.75 | 55.75 | 133
2033/34 | 128.25 | 55.75 | 144
2033/34 | 128.75 | 55.75 | 133
2033/34 | 129.25 | 55.75 | 150
2033/34 | 129.75 | 55.75 | 141
2033/34 | 130.25 | 55.75 | 111
2033/34 | 130.75 | 55.75 | 134
2033/34 | 131.25 | 55.75 | 147
2033/34 | 131.75 | 55.75 | 140
2033/34 | 132.25 | 55.75 | 125
2033/34 | 132.75 | 55.75 | 128
2033/34 | 133.25 | 55.75 | 139
2033/34 | 133.75 | 55.75 | 127
2033/34 | 134.25 | 55.75 | 123
2033/34 | 134.75 | 55.75 | 121
2033/34 | 135.25 | 55.75 | 149
2033/34 | 135.75 | 55.75 | 129
2033/34 | 136.25 | 55.75 | 120
2033/34 | 136.75 | 55.75 | 117
2033/34 | 137.25 | 55.75 | 122
2033/34 | 137.75 | 55.75 | 128
2033/34 | 138.25 | 55.75 | 125
2033/34 | 138.75 | 55.75 | 109
2033/34 | 139.25 | 55.75 | 135
2033/34 | 139.75 | 55.75 | 122
2033/34 | 140.25 | 55.75 | 118
2033/34 | 140.75 | 55.75 | 121
2033/34 | 141.25 | 55.75 | 117
2033/34 | 141.75 | 55.75 | 116
2033/34 | 142.25 | 55.75 | 126
2033/34 | 142.75 | 55.75 | 122
2033/34 | 143.25 | 55.75 | 136
2033/34 | 143.75 | 55.75 | 109
2033/34 | 144.25 | 55.75 | 135
2033/34 | 144.75 | 55.75 | 136
2033/34 | 145.25 | 55.75 | 113
2033/34 | 145.75 | 55.75 | 126
2033/34 | 146.25 | 55.75 | 131
2033/34 | 146.75 | 55.75 | 119
2033/34 | 147.25 | 55.75 | 138
2033/34 | 147.75 | 55.75 | 131
2033/34 | 148.25 | 55.75 | 123
2033/34 | 148.75 | 55.75 | 100
2033/34 | 149.25 | 55.75 | 116
2033/34 | 149.75 | 55.75 | 115
2033/34 | 150.25 | 55.75 | 147
2033/34 | 150.75 | 55.75 | 106
2033/34 | 151.25 | 55.75 | 109
2033/34 | 151.75 | 55.75 | 125
2033/34 | 152.25 | 55.75 | 124
2033/34 | 152.75 | 55.75 | 107
2033/34 | 153.25 | 55.75 | 118
2033/34 | 153.75 | 55.75 | 119
2033/34 | 154.25 | 55.75 | 121
2033/34 | 154.75 | 55.75 | 109
2033/34 | 155.25 | 55.75 | 117
2033/34 | 155.75 | 55.75 | 106
2033/34 | 156.25 | 55.75 | 108
2033/34 | 156.75 | 55.75 | 117
2033/34 | 157.25 | 55.75 | 123
2033/34 | 157.75 | 55.75 | 118
2033/34 | 158.25 | 55.75 | 116
2033/34 | 158.75 | 55.75 | 116
2033/34 | 159.25 | 55.75 | 130
2033/34 | 159.75 | 55.75 | 91
2033/34 | 160.25 | 55.75 | 101
2033/34 | 160.75 | 55.75 | 112
2033/34 | 161.25 | 55.75 | 106
2033/34 | 161.75 | 55.75 | 88
2033/34 | 162.25 | 55.75 | 110
2033/34 | 162.75 | 55.75 | 111
2033/34 | 163.25 | 55.75 | 115
2033/34 | 163.75 | 55.75 | 92
2033/34 | 164.25 | 55.75 | 103
2033/34 | 164.75 | 55.75 | 83
2033/34 | 165.25 | 55.75 | 91
2033/34 | 165.75 | 55.75 | 105
2033/34 | 166.25 | 55.75 | 98
2033/34 | 166.75 | 55.75 | 121
2033/34 | 167.25 | 55.75 | 95
2033/34 | 167.75 | 55.75 | 93
2033/34 | 168.25 | 55.75 | 118
2033/34 | 168.75 | 55.75 | 84
2033/34 | 169.25 | 55.75 | 88
2033/34 | 169.75 | 55.75 | 92
2033/34 | 170.25 | 55.75 | 88
2033/34 | 170.75 | 55.75 | 110
2033/34 | 171.25 | 55.75 | 87
2033/34 | 171.75 | 55.75 | 89
2033/34 | 172.25 | 55.75 | 96
2033/34 | 172.75 | 55.75 | 105
2033/34 | 173.25 | 55.75 | 75
2033/34 | 173.75 | 55.75 | 96
2033/34 | 174.25 | 55.75 | 76
2033/34 | 174.75 | 55.75 | 87
2033/34 | 175.25 | 55.75 | 90
2033/34 | 175.75 | 55.75 | 68
2033/34 | 176.25 | 55.75 | 96
2033/34 | 176.75 | 55.75 | 87
2033/34 | 177.25 | 55.75 | 79
2033/34 | 177.75 | 55.75 | 75
2033/34 | 178.25 | 55.75 | 86
2033/34 | 178.75 | 55.75 | 89
2033/34 | 179.25 | 55.75 | 83
2033/34 | 179.75 | 55.75 | 74
2033/34 | 180.25 | 55.75 | 69
2033/34 | 180.75 | 55.75 | 79
2033/34 | 181.25 | 55.75 | 74
2033/34 | 181.75 | 55.75 | 85
2033/34 | 182.25 | 55.75 | 76
2033/34 | 182.75 | 55.75 | 59
2033/34 | 183.25 | 55.75 | 55
2033/34 | 183.75 | 55.75 | 50
2033/34 | 184.25 | 55.75 | 64
2033/34 | 184.75 | 55.75 | 63
2033/34 | 185.25 | 55.75 | 71
2033/34 | 185.75 | 55.75 | 55
2033/34 | 186.25 | 55.75 | 68
2033/34 | 186.75 | 55.75 | 56
2033/34 | 187.25 | 55.75 | 50
2033/34 | 187.75 | 55.75 | 69
2033/34 | 188.25 | 55.75 | 55
2033/34 | 188.75 | 55.75 | 64
2033/34 | 189.25 | 55.75 | 46
2033/34 | 189.75 | 55.75 | 54
2033/34 | 190.25 | 55.75 | 42
2033/34 | 190.75 | 55.75 | 61
2033/34 | 191.25 | 55.75 | 51
2033/34 | 191.75 | 55.75 | 44
2033/34 | 192.25 | 55.75 | 57
2033/34 | 192.75 | 55.75 | 46
2033/34 | 193.25 | 55.75 | 40
2033/34 | 193.75 | 55.75 | 54
2033/34 | 194.25 | 55.75 | 58
2033/34 | 194.75 | 55.75 | 45
2033/34 | 195.25 | 55.75 | 37
2033/34 | 195.75 | 55.75 | 56
2033/34 | 196.25 | 55.75 | 42
2033/34 | 196.75 | 55.75 | 33
2033/34 | 197.25 | 55.75 | 53
2033/34 | 197.75 | 55.75 | 43
2033/34 | 198.25 | 55.75 | 41
2033/34 | 198.75 | 55.75 | 34
2033/34 | 199.25 | 55.75 | 36
2033/34 | 199.75 | 55.75 | 40
2033/34 | 200.25 | 55.75 | 35
2033/34 | 200.75 | 55.75 | 46
2033/34 | 201.25 | 55.75 | 41
2033/34 | 201.75 | 55.75 | 37
2033/34 | 202.25 | 55.75 | 33
2033/34 | 202.75 | 55.75 | 24
2033/34 | 203.25 | 55.75 | 35
2033/34 | 203.75 | 55.75 | 33
2033/34 | 204.25 | 55.75 | 31
2033/34 | 204.75 | 55.75 | 25
2033/34 | 205.25 | 55.75 | 34
2033/34 | 205.75 | 55.75 | 31
2033/34 | 206.25 | 55.75 | 30
2033/34 | 206.75 | 55.75 | 30
2033/34 | 207.25 | 55.75 | 32
2033/34 | 207.75 | 55.75 | 34
2033/34 | 208.25 | 55.75 | 32
2033/34 | 208.75 | 55.75 | 23
2033/34 | 209.25 | 55.75 | 24
2033/34 | 209.75 | 55.75 | 20
2033/34 | 210.25 | 55.75 | 25
2033/34 | 210.75 | 55.75 | 27
2033/34 | 211.25 | 55.75 | 28
2033/34 | 211.75 | 55.75 | 29
2033/34 | 212.25 | 55.75 | 19
2033/34 | 212.75 | 55.75 | 21
2033/34 | 213.25 | 55.75 | 24
2033/34 | 213.75 | 55.75 | 26
2033/34 | 214.25 | 55.75 | 24
2033/34 | 214.75 | 55.75 | 21
2033/34 | 215.25 | 55.75 | 19
2033/34 | 215.75 | 55.75 | 19
2033/34 | 216.25 | 55.75 | 14
2033/34 | 216.75 | 55.75 | 15
2033/34 | 217.25 | 55.75 | 13
2033/34 | 217.75 | 55.75 | 25
2033/34 | 218.25 | 55.75 | 21
2033/34 | 218.75 | 55.75 | 13
2033/34 | 219.25 | 55.75 | 15
2033/34 | 219.75 | 55.75 | 16
2033/34 | 220.25 | 55.75 | 17
2033/34 | 220.75 | 55.75 | 15
2033/34 | 221.25 | 55.75 | 19
2033/34 | 221.75 | 55.75 | 17
2033/34 | 222.25 | 55.75 | 15
2033/34 | 222.75 | 55.75 | 17
2033/34 | 223.25 | 55.75 | 8
2033/34 | 223.75 | 55.75 | 15
2033/34 | 224.25 | 55.75 | 17
2033/34 | 224.75 | 55.75 | 14
2033/34 | 225.25 | 55.75 | 11
2033/34 | 225.75 | 55.75 | 11
2033/34 | 226.25 | 55.75 | 13
2033/34 | 226.75 | 55.75 | 12
2033/34 | 227.25 | 55.75 | 15
2033/34 | 227.75 | 55.75 | 13
2033/34 | 228.25 | 55.75 | 14
2033/34 | 228.75 | 55.75 | 9
2033/34 | 229.25 | 55.75 | 8
2033/34 | 229.75 | 55.75 | 9
2033/34 | 230.25 | 55.75 | 11
2033/34 | 230.75 | 55.75 | 8
2033/34 | 231.25 | 55.75 | 7
2033/34 | 231.75 | 55.75 | 11
2033/34 | 232.25 | 55.75 | 11
2033/34 | 232.75 | 55.75 | 11
2033/34 | 233.25 | 55.75 | 5
2033/34 | 233.75 | 55.75 | 13
2033/34 | 234.25 | 55.75 | 8
2033/34 | 234.75 | 55.75 | 14
2033/34 | 235.25 | 55.75 | 9
2033/34 | 235.75 | 55.75 | 10
2033/34 | 236.25 | 55.75 | 13
2033/34 | 236.75 | 55.75 | 4
2033/34 | 237.25 | 55.75 | 9
2033/34 | 237.75 | 55.75 | 7
2033/34 | 238.25 | 55.75 | 12
2033/34 | 238.75 | 55.75 | 2
2033/34 | 239.25 | 55.75 | 6
2033/34 | 239.75 | 55.75 | 5
2033/34 | 240.25 | 55.75 | 9
2033/34 | 240.75 | 55.75 | 3
2033/34 | 241.25 | 55.75 | 9
2033/34 | 241.75 | 55.75 | 6
2033/34 | 242.25 | 55.75 | 4
2033/34 | 242.75 | 55.75 | 1
2033/34 | 243.25 | 55.75 | 5
2033/34 | 243.75 | 55.75 | 5
2033/34 | 244.25 | 55.75 | 8
2033/34 | 244.75 | 55.75 | 3
2033/34 | 245.25 | 55.75 | 3
2033/34 | 245.75 | 55.75 | 4
2033/34 | 246.25 | 55.75 | 3
2033/34 | 246.75 | 55.75 | 4
2033/34 | 247.25 | 55.75 | 8
2033/34 | 247.75 | 55.75 | 1
2033/34 | 248.25 | 55.75 | 3
2033/34 | 248.75 | 55.75 | 3
2033/34 | 249.25 | 55.75 | 3
2033/34 | 249.75 | 55.75 | 6
2033/34 | 250.25 | 55.75 | 3
2033/34 | 250.75 | 55.75 | 1
2033/34 | 251.25 | 55.75 | 3
2033/34 | 251.75 | 55.75 | 5
2033/34 | 252.25 | 55.75 | 2
2033/34 | 252.75 | 55.75 | 1
2033/34 | 253.25 | 55.75 | 2
2033/34 | 253.75 | 55.75 | 2
2033/34 | 254.25 | 55.75 | 1
2033/34 | 254.75 | 55.75 | 4
2033/34 | 255.25 | 55.75 | 2
2033/34 | 255.75 | 55.75 | 1
2033/34 | 256.25 | 55.75 | 3
2033/34 | 256.75 | 55.75 | 2
2033/34 | 257.25 | 55.75 | 3
2033/34 | 257.75 | 55.75 | 3
2033/34 | 258.25 | 55.75 | 3
2033/34 | 258.75 | 55.75 | 2
2033/34 | 259.25 | 55.75 | 1
2033/34 | 259.75 | 55.75 | 3
2033/34 | 261.75 | 55.75 | 1
2033/34 | 262.25 | 55.75 | 4
2033/34 | 262.75 | 55.75 | 1
2033/34 | 263.25 | 55.75 | 3
2033/34 | 264.75 | 55.75 | 2
2033/34 | 265.25 | 55.75 | 1
2033/34 | 265.75 | 55.75 | 1
2033/34 | 266.75 | 55.75 | 1
2033/34 | 267.25 | 55.75 | 2
2033/34 | 267.75 | 55.75 | 5
2033/34 | 268.75 | 55.75 | 2
2033/34 | 269.25 | 55.75 | 3
2033/34 | 269.75 | 55.75 | 2
2033/34 | 270.25 | 55.75 | 1
2033/34 | 270.75 | 55.75 | 2
2033/34 | 271.75 | 55.75 | 1
2033/34 | 272.75 | 55.75 | 1
2033/34 | 273.25 | 55.75 | 2
2033/34 | 273.75 | 55.75 | 2
2033/34 | 274.25 | 55.75 | 1
2033/34 | 274.75 | 55.75 | 1
2033/34 | 275.25 | 55.75 | 3
2033/34 | 276.75 | 55.75 | 1
2033/34 | 277.75 | 55.75 | 1
2033/34 | 278.75 | 55.75 | 2
2033/34 | 279.75 | 55.75 | 1
2033/34 | 281.25 | 55.75 | 1
2033/34 | 281.75 | 55.75 | 2
2033/34 | 282.25 | 55.75 | 1
2033/34 | 283.75 | 55.75 | 1
2033/34 | 284.25 | 55.75 | 1
2033/34 | 285.25 | 55.75 | 1
2033/34 | 286.25 | 55.75 | 1
2033/34 | 288.25 | 55.75 | 3
2033/34 | 290.75 | 55.75 | 2
2033/34 | 291.25 | 55.75 | 1
2033/34 | 293.25 | 55.75 | 1
2033/34 | 294.25 | 55.75 | 1
2033/34 | 294.75 | 55.75 | 2
2033/34 | 295.25 | 55.75 | 2
2033/34 | 298.75 | 55.75 | 1
2033/34 | 299.75 | 55.75 | 1
2033/34 | 301.25 | 55.75 | 2
2033/34 | 301.75 | 55.75 | 1
2033/34 | 304.75 | 55.75 | 1
2033/34 | 313.75 | 55.75 | 1
2033/34 | 315.25 | 55.75 | 1
2033/34 | 320.75 | 55.75 | 1
2033/34 | 328.25 | 55.75 | 1
2033/34 | 337.75 | 55.75 | 1
2033/34 | 340.25 | 55.75 | 1
2033/34 | 366.25 | 55.75 | 1
2033/34 | 63.25 | 56.25 | 1
2033/34 | 65.25 | 56.25 | 1
2033/34 | 66.25 | 56.25 | 1
2033/34 | 66.75 | 56.25 | 1
2033/34 | 67.75 | 56.25 | 1
2033/34 | 68.25 | 56.25 | 1
2033/34 | 70.25 | 56.25 | 2
2033/34 | 71.25 | 56.25 | 2
2033/34 | 71.75 | 56.25 | 1
2033/34 | 72.25 | 56.25 | 1
2033/34 | 73.75 | 56.25 | 1
2033/34 | 74.75 | 56.25 | 3
2033/34 | 75.25 | 56.25 | 1
2033/34 | 75.75 | 56.25 | 2
2033/34 | 76.25 | 56.25 | 2
2033/34 | 76.75 | 56.25 | 1
2033/34 | 77.25 | 56.25 | 3
2033/34 | 77.75 | 56.25 | 2
2033/34 | 78.25 | 56.25 | 3
2033/34 | 78.75 | 56.25 | 1
2033/34 | 79.25 | 56.25 | 2
2033/34 | 79.75 | 56.25 | 4
2033/34 | 80.25 | 56.25 | 3
2033/34 | 80.75 | 56.25 | 3
2033/34 | 82.25 | 56.25 | 4
2033/34 | 82.75 | 56.25 | 3
2033/34 | 83.25 | 56.25 | 2
2033/34 | 83.75 | 56.25 | 2
2033/34 | 84.25 | 56.25 | 2
2033/34 | 84.75 | 56.25 | 12
2033/34 | 85.25 | 56.25 | 7
2033/34 | 85.75 | 56.25 | 2
2033/34 | 86.25 | 56.25 | 9
2033/34 | 86.75 | 56.25 | 3
2033/34 | 87.25 | 56.25 | 4
2033/34 | 87.75 | 56.25 | 3
2033/34 | 88.25 | 56.25 | 4
2033/34 | 88.75 | 56.25 | 5
2033/34 | 89.25 | 56.25 | 2
2033/34 | 89.75 | 56.25 | 4
2033/34 | 90.25 | 56.25 | 11
2033/34 | 90.75 | 56.25 | 13
2033/34 | 91.25 | 56.25 | 6
2033/34 | 91.75 | 56.25 | 10
2033/34 | 92.25 | 56.25 | 10
2033/34 | 92.75 | 56.25 | 7
2033/34 | 93.25 | 56.25 | 14
2033/34 | 93.75 | 56.25 | 14
2033/34 | 94.25 | 56.25 | 16
2033/34 | 94.75 | 56.25 | 17
2033/34 | 95.25 | 56.25 | 16
2033/34 | 95.75 | 56.25 | 22
2033/34 | 96.25 | 56.25 | 12
2033/34 | 96.75 | 56.25 | 19
2033/34 | 97.25 | 56.25 | 22
2033/34 | 97.75 | 56.25 | 22
2033/34 | 98.25 | 56.25 | 17
2033/34 | 98.75 | 56.25 | 22
2033/34 | 99.25 | 56.25 | 21
2033/34 | 99.75 | 56.25 | 29
2033/34 | 100.25 | 56.25 | 34
2033/34 | 100.75 | 56.25 | 19
2033/34 | 101.25 | 56.25 | 29
2033/34 | 101.75 | 56.25 | 45
2033/34 | 102.25 | 56.25 | 50
2033/34 | 102.75 | 56.25 | 36
2033/34 | 103.25 | 56.25 | 42
2033/34 | 103.75 | 56.25 | 64
2033/34 | 104.25 | 56.25 | 43
2033/34 | 104.75 | 56.25 | 60
2033/34 | 105.25 | 56.25 | 63
2033/34 | 105.75 | 56.25 | 56
2033/34 | 106.25 | 56.25 | 61
2033/34 | 106.75 | 56.25 | 57
2033/34 | 107.25 | 56.25 | 72
2033/34 | 107.75 | 56.25 | 64
2033/34 | 108.25 | 56.25 | 61
2033/34 | 108.75 | 56.25 | 62
2033/34 | 109.25 | 56.25 | 67
2033/34 | 109.75 | 56.25 | 67
2033/34 | 110.25 | 56.25 | 76
2033/34 | 110.75 | 56.25 | 86
2033/34 | 111.25 | 56.25 | 89
2033/34 | 111.75 | 56.25 | 107
2033/34 | 112.25 | 56.25 | 92
2033/34 | 112.75 | 56.25 | 78
2033/34 | 113.25 | 56.25 | 103
2033/34 | 113.75 | 56.25 | 93
2033/34 | 114.25 | 56.25 | 87
2033/34 | 114.75 | 56.25 | 117
2033/34 | 115.25 | 56.25 | 106
2033/34 | 115.75 | 56.25 | 115
2033/34 | 116.25 | 56.25 | 111
2033/34 | 116.75 | 56.25 | 112
2033/34 | 117.25 | 56.25 | 120
2033/34 | 117.75 | 56.25 | 105
2033/34 | 118.25 | 56.25 | 120
2033/34 | 118.75 | 56.25 | 122
2033/34 | 119.25 | 56.25 | 119
2033/34 | 119.75 | 56.25 | 119
2033/34 | 120.25 | 56.25 | 124
2033/34 | 120.75 | 56.25 | 127
2033/34 | 121.25 | 56.25 | 122
2033/34 | 121.75 | 56.25 | 126
2033/34 | 122.25 | 56.25 | 128
2033/34 | 122.75 | 56.25 | 121
2033/34 | 123.25 | 56.25 | 146
2033/34 | 123.75 | 56.25 | 143
2033/34 | 124.25 | 56.25 | 152
2033/34 | 124.75 | 56.25 | 117
2033/34 | 125.25 | 56.25 | 121
2033/34 | 125.75 | 56.25 | 117
2033/34 | 126.25 | 56.25 | 153
2033/34 | 126.75 | 56.25 | 129
2033/34 | 127.25 | 56.25 | 137
2033/34 | 127.75 | 56.25 | 127
2033/34 | 128.25 | 56.25 | 117
2033/34 | 128.75 | 56.25 | 137
2033/34 | 129.25 | 56.25 | 130
2033/34 | 129.75 | 56.25 | 127
2033/34 | 130.25 | 56.25 | 118
2033/34 | 130.75 | 56.25 | 136
2033/34 | 131.25 | 56.25 | 111
2033/34 | 131.75 | 56.25 | 138
2033/34 | 132.25 | 56.25 | 120
2033/34 | 132.75 | 56.25 | 120
2033/34 | 133.25 | 56.25 | 93
2033/34 | 133.75 | 56.25 | 115
2033/34 | 134.25 | 56.25 | 104
2033/34 | 134.75 | 56.25 | 117
2033/34 | 135.25 | 56.25 | 131
2033/34 | 135.75 | 56.25 | 116
2033/34 | 136.25 | 56.25 | 133
2033/34 | 136.75 | 56.25 | 110
2033/34 | 137.25 | 56.25 | 138
2033/34 | 137.75 | 56.25 | 107
2033/34 | 138.25 | 56.25 | 107
2033/34 | 138.75 | 56.25 | 130
2033/34 | 139.25 | 56.25 | 119
2033/34 | 139.75 | 56.25 | 104
2033/34 | 140.25 | 56.25 | 121
2033/34 | 140.75 | 56.25 | 126
2033/34 | 141.25 | 56.25 | 135
2033/34 | 141.75 | 56.25 | 134
2033/34 | 142.25 | 56.25 | 123
2033/34 | 142.75 | 56.25 | 122
2033/34 | 143.25 | 56.25 | 106
2033/34 | 143.75 | 56.25 | 115
2033/34 | 144.25 | 56.25 | 140
2033/34 | 144.75 | 56.25 | 133
2033/34 | 145.25 | 56.25 | 129
2033/34 | 145.75 | 56.25 | 144
2033/34 | 146.25 | 56.25 | 114
2033/34 | 146.75 | 56.25 | 124
2033/34 | 147.25 | 56.25 | 123
2033/34 | 147.75 | 56.25 | 95
2033/34 | 148.25 | 56.25 | 104
2033/34 | 148.75 | 56.25 | 101
2033/34 | 149.25 | 56.25 | 105
2033/34 | 149.75 | 56.25 | 126
2033/34 | 150.25 | 56.25 | 126
2033/34 | 150.75 | 56.25 | 138
2033/34 | 151.25 | 56.25 | 123
2033/34 | 151.75 | 56.25 | 107
2033/34 | 152.25 | 56.25 | 132
2033/34 | 152.75 | 56.25 | 114
2033/34 | 153.25 | 56.25 | 122
2033/34 | 153.75 | 56.25 | 117
2033/34 | 154.25 | 56.25 | 116
2033/34 | 154.75 | 56.25 | 113
2033/34 | 155.25 | 56.25 | 111
2033/34 | 155.75 | 56.25 | 106
2033/34 | 156.25 | 56.25 | 93
2033/34 | 156.75 | 56.25 | 110
2033/34 | 157.25 | 56.25 | 104
2033/34 | 157.75 | 56.25 | 114
2033/34 | 158.25 | 56.25 | 91
2033/34 | 158.75 | 56.25 | 105
2033/34 | 159.25 | 56.25 | 96
2033/34 | 159.75 | 56.25 | 100
2033/34 | 160.25 | 56.25 | 112
2033/34 | 160.75 | 56.25 | 109
2033/34 | 161.25 | 56.25 | 99
2033/34 | 161.75 | 56.25 | 96
2033/34 | 162.25 | 56.25 | 96
2033/34 | 162.75 | 56.25 | 99
2033/34 | 163.25 | 56.25 | 107
2033/34 | 163.75 | 56.25 | 111
2033/34 | 164.25 | 56.25 | 83
2033/34 | 164.75 | 56.25 | 92
2033/34 | 165.25 | 56.25 | 90
2033/34 | 165.75 | 56.25 | 105
2033/34 | 166.25 | 56.25 | 90
2033/34 | 166.75 | 56.25 | 92
2033/34 | 167.25 | 56.25 | 99
2033/34 | 167.75 | 56.25 | 104
2033/34 | 168.25 | 56.25 | 95
2033/34 | 168.75 | 56.25 | 77
2033/34 | 169.25 | 56.25 | 91
2033/34 | 169.75 | 56.25 | 108
2033/34 | 170.25 | 56.25 | 91
2033/34 | 170.75 | 56.25 | 90
2033/34 | 171.25 | 56.25 | 96
2033/34 | 171.75 | 56.25 | 88
2033/34 | 172.25 | 56.25 | 72
2033/34 | 172.75 | 56.25 | 73
2033/34 | 173.25 | 56.25 | 74
2033/34 | 173.75 | 56.25 | 82
2033/34 | 174.25 | 56.25 | 83
2033/34 | 174.75 | 56.25 | 71
2033/34 | 175.25 | 56.25 | 84
2033/34 | 175.75 | 56.25 | 80
2033/34 | 176.25 | 56.25 | 95
2033/34 | 176.75 | 56.25 | 73
2033/34 | 177.25 | 56.25 | 86
2033/34 | 177.75 | 56.25 | 66
2033/34 | 178.25 | 56.25 | 79
2033/34 | 178.75 | 56.25 | 75
2033/34 | 179.25 | 56.25 | 75
2033/34 | 179.75 | 56.25 | 81
2033/34 | 180.25 | 56.25 | 71
2033/34 | 180.75 | 56.25 | 78
2033/34 | 181.25 | 56.25 | 70
2033/34 | 181.75 | 56.25 | 72
2033/34 | 182.25 | 56.25 | 71
2033/34 | 182.75 | 56.25 | 78
2033/34 | 183.25 | 56.25 | 63
2033/34 | 183.75 | 56.25 | 71
2033/34 | 184.25 | 56.25 | 56
2033/34 | 184.75 | 56.25 | 64
2033/34 | 185.25 | 56.25 | 58
2033/34 | 185.75 | 56.25 | 79
2033/34 | 186.25 | 56.25 | 64
2033/34 | 186.75 | 56.25 | 55
2033/34 | 187.25 | 56.25 | 63
2033/34 | 187.75 | 56.25 | 66
2033/34 | 188.25 | 56.25 | 58
2033/34 | 188.75 | 56.25 | 52
2033/34 | 189.25 | 56.25 | 59
2033/34 | 189.75 | 56.25 | 65
2033/34 | 190.25 | 56.25 | 46
2033/34 | 190.75 | 56.25 | 51
2033/34 | 191.25 | 56.25 | 56
2033/34 | 191.75 | 56.25 | 45
2033/34 | 192.25 | 56.25 | 50
2033/34 | 192.75 | 56.25 | 46
2033/34 | 193.25 | 56.25 | 55
2033/34 | 193.75 | 56.25 | 41
2033/34 | 194.25 | 56.25 | 54
2033/34 | 194.75 | 56.25 | 48
2033/34 | 195.25 | 56.25 | 35
2033/34 | 195.75 | 56.25 | 42
2033/34 | 196.25 | 56.25 | 40
2033/34 | 196.75 | 56.25 | 37
2033/34 | 197.25 | 56.25 | 49
2033/34 | 197.75 | 56.25 | 35
2033/34 | 198.25 | 56.25 | 28
2033/34 | 198.75 | 56.25 | 43
2033/34 | 199.25 | 56.25 | 34
2033/34 | 199.75 | 56.25 | 33
2033/34 | 200.25 | 56.25 | 35
2033/34 | 200.75 | 56.25 | 34
2033/34 | 201.25 | 56.25 | 37
2033/34 | 201.75 | 56.25 | 37
2033/34 | 202.25 | 56.25 | 36
2033/34 | 202.75 | 56.25 | 23
2033/34 | 203.25 | 56.25 | 29
2033/34 | 203.75 | 56.25 | 28
2033/34 | 204.25 | 56.25 | 35
2033/34 | 204.75 | 56.25 | 42
2033/34 | 205.25 | 56.25 | 16
2033/34 | 205.75 | 56.25 | 28
2033/34 | 206.25 | 56.25 | 28
2033/34 | 206.75 | 56.25 | 35
2033/34 | 207.25 | 56.25 | 33
2033/34 | 207.75 | 56.25 | 31
2033/34 | 208.25 | 56.25 | 32
2033/34 | 208.75 | 56.25 | 25
2033/34 | 209.25 | 56.25 | 20
2033/34 | 209.75 | 56.25 | 24
2033/34 | 210.25 | 56.25 | 33
2033/34 | 210.75 | 56.25 | 40
2033/34 | 211.25 | 56.25 | 22
2033/34 | 211.75 | 56.25 | 26
2033/34 | 212.25 | 56.25 | 31
2033/34 | 212.75 | 56.25 | 19
2033/34 | 213.25 | 56.25 | 20
2033/34 | 213.75 | 56.25 | 14
2033/34 | 214.25 | 56.25 | 23
2033/34 | 214.75 | 56.25 | 23
2033/34 | 215.25 | 56.25 | 21
2033/34 | 215.75 | 56.25 | 19
2033/34 | 216.25 | 56.25 | 22
2033/34 | 216.75 | 56.25 | 16
2033/34 | 217.25 | 56.25 | 23
2033/34 | 217.75 | 56.25 | 22
2033/34 | 218.25 | 56.25 | 18
2033/34 | 218.75 | 56.25 | 16
2033/34 | 219.25 | 56.25 | 14
2033/34 | 219.75 | 56.25 | 17
2033/34 | 220.25 | 56.25 | 11
2033/34 | 220.75 | 56.25 | 14
2033/34 | 221.25 | 56.25 | 15
2033/34 | 221.75 | 56.25 | 11
2033/34 | 222.25 | 56.25 | 10
2033/34 | 222.75 | 56.25 | 16
2033/34 | 223.25 | 56.25 | 13
2033/34 | 223.75 | 56.25 | 13
2033/34 | 224.25 | 56.25 | 15
2033/34 | 224.75 | 56.25 | 15
2033/34 | 225.25 | 56.25 | 15
2033/34 | 225.75 | 56.25 | 5
2033/34 | 226.25 | 56.25 | 16
2033/34 | 226.75 | 56.25 | 14
2033/34 | 227.25 | 56.25 | 6
2033/34 | 227.75 | 56.25 | 9
2033/34 | 228.25 | 56.25 | 8
2033/34 | 228.75 | 56.25 | 11
2033/34 | 229.25 | 56.25 | 11
2033/34 | 229.75 | 56.25 | 10
2033/34 | 230.25 | 56.25 | 11
2033/34 | 230.75 | 56.25 | 11
2033/34 | 231.25 | 56.25 | 10
2033/34 | 231.75 | 56.25 | 8
2033/34 | 232.25 | 56.25 | 8
2033/34 | 232.75 | 56.25 | 14
2033/34 | 233.25 | 56.25 | 6
2033/34 | 233.75 | 56.25 | 6
2033/34 | 234.25 | 56.25 | 10
2033/34 | 234.75 | 56.25 | 5
2033/34 | 235.25 | 56.25 | 8
2033/34 | 235.75 | 56.25 | 15
2033/34 | 236.25 | 56.25 | 11
2033/34 | 236.75 | 56.25 | 4
2033/34 | 237.25 | 56.25 | 8
2033/34 | 237.75 | 56.25 | 5
2033/34 | 238.25 | 56.25 | 13
2033/34 | 238.75 | 56.25 | 5
2033/34 | 239.25 | 56.25 | 9
2033/34 | 239.75 | 56.25 | 7
2033/34 | 240.25 | 56.25 | 10
2033/34 | 240.75 | 56.25 | 6
2033/34 | 241.25 | 56.25 | 4
2033/34 | 241.75 | 56.25 | 4
2033/34 | 242.25 | 56.25 | 7
2033/34 | 242.75 | 56.25 | 3
2033/34 | 243.25 | 56.25 | 6
2033/34 | 243.75 | 56.25 | 7
2033/34 | 244.25 | 56.25 | 7
2033/34 | 244.75 | 56.25 | 4
2033/34 | 245.25 | 56.25 | 7
2033/34 | 245.75 | 56.25 | 5
2033/34 | 246.25 | 56.25 | 8
2033/34 | 246.75 | 56.25 | 5
2033/34 | 247.25 | 56.25 | 4
2033/34 | 247.75 | 56.25 | 1
2033/34 | 248.25 | 56.25 | 8
2033/34 | 248.75 | 56.25 | 1
2033/34 | 249.25 | 56.25 | 2
2033/34 | 249.75 | 56.25 | 1
2033/34 | 250.25 | 56.25 | 3
2033/34 | 250.75 | 56.25 | 4
2033/34 | 251.25 | 56.25 | 5
2033/34 | 251.75 | 56.25 | 4
2033/34 | 252.25 | 56.25 | 2
2033/34 | 252.75 | 56.25 | 3
2033/34 | 253.25 | 56.25 | 2
2033/34 | 253.75 | 56.25 | 1
2033/34 | 254.25 | 56.25 | 1
2033/34 | 254.75 | 56.25 | 1
2033/34 | 255.25 | 56.25 | 1
2033/34 | 255.75 | 56.25 | 3
2033/34 | 256.25 | 56.25 | 4
2033/34 | 256.75 | 56.25 | 4
2033/34 | 257.25 | 56.25 | 2
2033/34 | 257.75 | 56.25 | 2
2033/34 | 258.25 | 56.25 | 3
2033/34 | 258.75 | 56.25 | 6
2033/34 | 259.25 | 56.25 | 1
2033/34 | 259.75 | 56.25 | 3
2033/34 | 260.25 | 56.25 | 4
2033/34 | 260.75 | 56.25 | 2
2033/34 | 261.75 | 56.25 | 6
2033/34 | 262.75 | 56.25 | 4
2033/34 | 263.25 | 56.25 | 3
2033/34 | 263.75 | 56.25 | 2
2033/34 | 264.25 | 56.25 | 3
2033/34 | 264.75 | 56.25 | 3
2033/34 | 265.25 | 56.25 | 3
2033/34 | 266.25 | 56.25 | 2
2033/34 | 267.75 | 56.25 | 3
2033/34 | 268.25 | 56.25 | 2
2033/34 | 268.75 | 56.25 | 1
2033/34 | 269.75 | 56.25 | 1
2033/34 | 270.25 | 56.25 | 1
2033/34 | 270.75 | 56.25 | 1
2033/34 | 271.25 | 56.25 | 1
2033/34 | 271.75 | 56.25 | 3
2033/34 | 272.25 | 56.25 | 1
2033/34 | 272.75 | 56.25 | 2
2033/34 | 273.25 | 56.25 | 1
2033/34 | 273.75 | 56.25 | 2
2033/34 | 274.25 | 56.25 | 2
2033/34 | 275.75 | 56.25 | 2
2033/34 | 276.25 | 56.25 | 1
2033/34 | 276.75 | 56.25 | 2
2033/34 | 278.25 | 56.25 | 1
2033/34 | 278.75 | 56.25 | 2
2033/34 | 279.75 | 56.25 | 1
2033/34 | 280.25 | 56.25 | 2
2033/34 | 281.75 | 56.25 | 1
2033/34 | 282.75 | 56.25 | 1
2033/34 | 284.25 | 56.25 | 1
2033/34 | 285.25 | 56.25 | 1
2033/34 | 285.75 | 56.25 | 1
2033/34 | 286.25 | 56.25 | 2
2033/34 | 288.25 | 56.25 | 1
2033/34 | 288.75 | 56.25 | 1
2033/34 | 289.25 | 56.25 | 1
2033/34 | 290.75 | 56.25 | 3
2033/34 | 292.75 | 56.25 | 1
2033/34 | 293.75 | 56.25 | 1
2033/34 | 294.25 | 56.25 | 1
2033/34 | 294.75 | 56.25 | 1
2033/34 | 296.25 | 56.25 | 1
2033/34 | 300.75 | 56.25 | 1
2033/34 | 301.25 | 56.25 | 3
2033/34 | 303.25 | 56.25 | 2
2033/34 | 304.75 | 56.25 | 1
2033/34 | 307.25 | 56.25 | 1
2033/34 | 308.75 | 56.25 | 1
2033/34 | 312.75 | 56.25 | 1
2033/34 | 318.75 | 56.25 | 1
2033/34 | 323.25 | 56.25 | 1
2033/34 | 326.25 | 56.25 | 1
2033/34 | 330.75 | 56.25 | 1
2033/34 | 64.75 | 56.75 | 1
2033/34 | 66.25 | 56.75 | 1
2033/34 | 66.75 | 56.75 | 1
2033/34 | 68.25 | 56.75 | 1
2033/34 | 71.25 | 56.75 | 1
2033/34 | 71.75 | 56.75 | 1
2033/34 | 72.25 | 56.75 | 1
2033/34 | 72.75 | 56.75 | 1
2033/34 | 74.25 | 56.75 | 2
2033/34 | 75.25 | 56.75 | 1
2033/34 | 75.75 | 56.75 | 3
2033/34 | 76.75 | 56.75 | 2
2033/34 | 77.25 | 56.75 | 2
2033/34 | 77.75 | 56.75 | 4
2033/34 | 78.25 | 56.75 | 2
2033/34 | 78.75 | 56.75 | 2
2033/34 | 79.25 | 56.75 | 3
2033/34 | 79.75 | 56.75 | 3
2033/34 | 80.25 | 56.75 | 3
2033/34 | 80.75 | 56.75 | 2
2033/34 | 81.25 | 56.75 | 3
2033/34 | 81.75 | 56.75 | 2
2033/34 | 82.25 | 56.75 | 3
2033/34 | 82.75 | 56.75 | 1
2033/34 | 83.25 | 56.75 | 3
2033/34 | 83.75 | 56.75 | 3
2033/34 | 84.25 | 56.75 | 6
2033/34 | 84.75 | 56.75 | 6
2033/34 | 85.25 | 56.75 | 2
2033/34 | 85.75 | 56.75 | 7
2033/34 | 86.25 | 56.75 | 5
2033/34 | 86.75 | 56.75 | 1
2033/34 | 87.25 | 56.75 | 3
2033/34 | 87.75 | 56.75 | 6
2033/34 | 88.25 | 56.75 | 3
2033/34 | 88.75 | 56.75 | 5
2033/34 | 89.25 | 56.75 | 6
2033/34 | 89.75 | 56.75 | 3
2033/34 | 90.25 | 56.75 | 2
2033/34 | 90.75 | 56.75 | 14
2033/34 | 91.25 | 56.75 | 6
2033/34 | 91.75 | 56.75 | 17
2033/34 | 92.25 | 56.75 | 12
2033/34 | 92.75 | 56.75 | 12
2033/34 | 93.25 | 56.75 | 14
2033/34 | 93.75 | 56.75 | 13
2033/34 | 94.25 | 56.75 | 9
2033/34 | 94.75 | 56.75 | 18
2033/34 | 95.25 | 56.75 | 11
2033/34 | 95.75 | 56.75 | 13
2033/34 | 96.25 | 56.75 | 19
2033/34 | 96.75 | 56.75 | 25
2033/34 | 97.25 | 56.75 | 12
2033/34 | 97.75 | 56.75 | 21
2033/34 | 98.25 | 56.75 | 29
2033/34 | 98.75 | 56.75 | 26
2033/34 | 99.25 | 56.75 | 24
2033/34 | 99.75 | 56.75 | 23
2033/34 | 100.25 | 56.75 | 34
2033/34 | 100.75 | 56.75 | 28
2033/34 | 101.25 | 56.75 | 30
2033/34 | 101.75 | 56.75 | 34
2033/34 | 102.25 | 56.75 | 35
2033/34 | 102.75 | 56.75 | 50
2033/34 | 103.25 | 56.75 | 46
2033/34 | 103.75 | 56.75 | 44
2033/34 | 104.25 | 56.75 | 44
2033/34 | 104.75 | 56.75 | 57
2033/34 | 105.25 | 56.75 | 43
2033/34 | 105.75 | 56.75 | 75
2033/34 | 106.25 | 56.75 | 50
2033/34 | 106.75 | 56.75 | 59
2033/34 | 107.25 | 56.75 | 48
2033/34 | 107.75 | 56.75 | 50
2033/34 | 108.25 | 56.75 | 69
2033/34 | 108.75 | 56.75 | 71
2033/34 | 109.25 | 56.75 | 64
2033/34 | 109.75 | 56.75 | 69
2033/34 | 110.25 | 56.75 | 87
2033/34 | 110.75 | 56.75 | 71
2033/34 | 111.25 | 56.75 | 65
2033/34 | 111.75 | 56.75 | 82
2033/34 | 112.25 | 56.75 | 83
2033/34 | 112.75 | 56.75 | 83
2033/34 | 113.25 | 56.75 | 93
2033/34 | 113.75 | 56.75 | 83
2033/34 | 114.25 | 56.75 | 102
2033/34 | 114.75 | 56.75 | 111
2033/34 | 115.25 | 56.75 | 105
2033/34 | 115.75 | 56.75 | 110
2033/34 | 116.25 | 56.75 | 115
2033/34 | 116.75 | 56.75 | 107
2033/34 | 117.25 | 56.75 | 107
2033/34 | 117.75 | 56.75 | 92
2033/34 | 118.25 | 56.75 | 124
2033/34 | 118.75 | 56.75 | 100
2033/34 | 119.25 | 56.75 | 101
2033/34 | 119.75 | 56.75 | 117
2033/34 | 120.25 | 56.75 | 120
2033/34 | 120.75 | 56.75 | 102
2033/34 | 121.25 | 56.75 | 91
2033/34 | 121.75 | 56.75 | 122
2033/34 | 122.25 | 56.75 | 121
2033/34 | 122.75 | 56.75 | 118
2033/34 | 123.25 | 56.75 | 121
2033/34 | 123.75 | 56.75 | 139
2033/34 | 124.25 | 56.75 | 133
2033/34 | 124.75 | 56.75 | 118
2033/34 | 125.25 | 56.75 | 111
2033/34 | 125.75 | 56.75 | 127
2033/34 | 126.25 | 56.75 | 108
2033/34 | 126.75 | 56.75 | 141
2033/34 | 127.25 | 56.75 | 119
2033/34 | 127.75 | 56.75 | 107
2033/34 | 128.25 | 56.75 | 122
2033/34 | 128.75 | 56.75 | 132
2033/34 | 129.25 | 56.75 | 118
2033/34 | 129.75 | 56.75 | 115
2033/34 | 130.25 | 56.75 | 123
2033/34 | 130.75 | 56.75 | 142
2033/34 | 131.25 | 56.75 | 127
2033/34 | 131.75 | 56.75 | 132
2033/34 | 132.25 | 56.75 | 126
2033/34 | 132.75 | 56.75 | 124
2033/34 | 133.25 | 56.75 | 105
2033/34 | 133.75 | 56.75 | 122
2033/34 | 134.25 | 56.75 | 138
2033/34 | 134.75 | 56.75 | 134
2033/34 | 135.25 | 56.75 | 108
2033/34 | 135.75 | 56.75 | 111
2033/34 | 136.25 | 56.75 | 108
2033/34 | 136.75 | 56.75 | 128
2033/34 | 137.25 | 56.75 | 127
2033/34 | 137.75 | 56.75 | 135
2033/34 | 138.25 | 56.75 | 133
2033/34 | 138.75 | 56.75 | 125
2033/34 | 139.25 | 56.75 | 110
2033/34 | 139.75 | 56.75 | 122
2033/34 | 140.25 | 56.75 | 133
2033/34 | 140.75 | 56.75 | 93
2033/34 | 141.25 | 56.75 | 114
2033/34 | 141.75 | 56.75 | 131
2033/34 | 142.25 | 56.75 | 114
2033/34 | 142.75 | 56.75 | 127
2033/34 | 143.25 | 56.75 | 132
2033/34 | 143.75 | 56.75 | 106
2033/34 | 144.25 | 56.75 | 112
2033/34 | 144.75 | 56.75 | 126
2033/34 | 145.25 | 56.75 | 108
2033/34 | 145.75 | 56.75 | 119
2033/34 | 146.25 | 56.75 | 111
2033/34 | 146.75 | 56.75 | 115
2033/34 | 147.25 | 56.75 | 118
2033/34 | 147.75 | 56.75 | 118
2033/34 | 148.25 | 56.75 | 117
2033/34 | 148.75 | 56.75 | 114
2033/34 | 149.25 | 56.75 | 112
2033/34 | 149.75 | 56.75 | 121
2033/34 | 150.25 | 56.75 | 113
2033/34 | 150.75 | 56.75 | 101
2033/34 | 151.25 | 56.75 | 104
2033/34 | 151.75 | 56.75 | 115
2033/34 | 152.25 | 56.75 | 107
2033/34 | 152.75 | 56.75 | 115
2033/34 | 153.25 | 56.75 | 114
2033/34 | 153.75 | 56.75 | 116
2033/34 | 154.25 | 56.75 | 99
2033/34 | 154.75 | 56.75 | 127
2033/34 | 155.25 | 56.75 | 113
2033/34 | 155.75 | 56.75 | 108
2033/34 | 156.25 | 56.75 | 130
2033/34 | 156.75 | 56.75 | 114
2033/34 | 157.25 | 56.75 | 90
2033/34 | 157.75 | 56.75 | 89
2033/34 | 158.25 | 56.75 | 87
2033/34 | 158.75 | 56.75 | 109
2033/34 | 159.25 | 56.75 | 114
2033/34 | 159.75 | 56.75 | 95
2033/34 | 160.25 | 56.75 | 91
2033/34 | 160.75 | 56.75 | 89
2033/34 | 161.25 | 56.75 | 88
2033/34 | 161.75 | 56.75 | 91
2033/34 | 162.25 | 56.75 | 97
2033/34 | 162.75 | 56.75 | 103
2033/34 | 163.25 | 56.75 | 97
2033/34 | 163.75 | 56.75 | 106
2033/34 | 164.25 | 56.75 | 99
2033/34 | 164.75 | 56.75 | 86
2033/34 | 165.25 | 56.75 | 86
2033/34 | 165.75 | 56.75 | 86
2033/34 | 166.25 | 56.75 | 96
2033/34 | 166.75 | 56.75 | 86
2033/34 | 167.25 | 56.75 | 88
2033/34 | 167.75 | 56.75 | 89
2033/34 | 168.25 | 56.75 | 86
2033/34 | 168.75 | 56.75 | 75
2033/34 | 169.25 | 56.75 | 88
2033/34 | 169.75 | 56.75 | 80
2033/34 | 170.25 | 56.75 | 84
2033/34 | 170.75 | 56.75 | 99
2033/34 | 171.25 | 56.75 | 83
2033/34 | 171.75 | 56.75 | 104
2033/34 | 172.25 | 56.75 | 83
2033/34 | 172.75 | 56.75 | 97
2033/34 | 173.25 | 56.75 | 81
2033/34 | 173.75 | 56.75 | 94
2033/34 | 174.25 | 56.75 | 78
2033/34 | 174.75 | 56.75 | 78
2033/34 | 175.25 | 56.75 | 75
2033/34 | 175.75 | 56.75 | 79
2033/34 | 176.25 | 56.75 | 65
2033/34 | 176.75 | 56.75 | 77
2033/34 | 177.25 | 56.75 | 70
2033/34 | 177.75 | 56.75 | 73
2033/34 | 178.25 | 56.75 | 77
2033/34 | 178.75 | 56.75 | 73
2033/34 | 179.25 | 56.75 | 84
2033/34 | 179.75 | 56.75 | 88
2033/34 | 180.25 | 56.75 | 67
2033/34 | 180.75 | 56.75 | 69
2033/34 | 181.25 | 56.75 | 69
2033/34 | 181.75 | 56.75 | 62
2033/34 | 182.25 | 56.75 | 75
2033/34 | 182.75 | 56.75 | 72
2033/34 | 183.25 | 56.75 | 68
2033/34 | 183.75 | 56.75 | 65
2033/34 | 184.25 | 56.75 | 70
2033/34 | 184.75 | 56.75 | 60
2033/34 | 185.25 | 56.75 | 69
2033/34 | 185.75 | 56.75 | 69
2033/34 | 186.25 | 56.75 | 60
2033/34 | 186.75 | 56.75 | 51
2033/34 | 187.25 | 56.75 | 65
2033/34 | 187.75 | 56.75 | 60
2033/34 | 188.25 | 56.75 | 53
2033/34 | 188.75 | 56.75 | 58
2033/34 | 189.25 | 56.75 | 69
2033/34 | 189.75 | 56.75 | 48
2033/34 | 190.25 | 56.75 | 46
2033/34 | 190.75 | 56.75 | 45
2033/34 | 191.25 | 56.75 | 48
2033/34 | 191.75 | 56.75 | 52
2033/34 | 192.25 | 56.75 | 44
2033/34 | 192.75 | 56.75 | 43
2033/34 | 193.25 | 56.75 | 53
2033/34 | 193.75 | 56.75 | 59
2033/34 | 194.25 | 56.75 | 59
2033/34 | 194.75 | 56.75 | 46
2033/34 | 195.25 | 56.75 | 50
2033/34 | 195.75 | 56.75 | 42
2033/34 | 196.25 | 56.75 | 41
2033/34 | 196.75 | 56.75 | 38
2033/34 | 197.25 | 56.75 | 44
2033/34 | 197.75 | 56.75 | 39
2033/34 | 198.25 | 56.75 | 39
2033/34 | 198.75 | 56.75 | 44
2033/34 | 199.25 | 56.75 | 41
2033/34 | 199.75 | 56.75 | 40
2033/34 | 200.25 | 56.75 | 53
2033/34 | 200.75 | 56.75 | 48
2033/34 | 201.25 | 56.75 | 37
2033/34 | 201.75 | 56.75 | 43
2033/34 | 202.25 | 56.75 | 41
2033/34 | 202.75 | 56.75 | 40
2033/34 | 203.25 | 56.75 | 32
2033/34 | 203.75 | 56.75 | 36
2033/34 | 204.25 | 56.75 | 31
2033/34 | 204.75 | 56.75 | 32
2033/34 | 205.25 | 56.75 | 25
2033/34 | 205.75 | 56.75 | 36
2033/34 | 206.25 | 56.75 | 26
2033/34 | 206.75 | 56.75 | 36
2033/34 | 207.25 | 56.75 | 32
2033/34 | 207.75 | 56.75 | 35
2033/34 | 208.25 | 56.75 | 33
2033/34 | 208.75 | 56.75 | 26
2033/34 | 209.25 | 56.75 | 26
2033/34 | 209.75 | 56.75 | 28
2033/34 | 210.25 | 56.75 | 27
2033/34 | 210.75 | 56.75 | 37
2033/34 | 211.25 | 56.75 | 31
2033/34 | 211.75 | 56.75 | 19
2033/34 | 212.25 | 56.75 | 31
2033/34 | 212.75 | 56.75 | 15
2033/34 | 213.25 | 56.75 | 21
2033/34 | 213.75 | 56.75 | 21
2033/34 | 214.25 | 56.75 | 19
2033/34 | 214.75 | 56.75 | 16
2033/34 | 215.25 | 56.75 | 20
2033/34 | 215.75 | 56.75 | 20
2033/34 | 216.25 | 56.75 | 23
2033/34 | 216.75 | 56.75 | 18
2033/34 | 217.25 | 56.75 | 31
2033/34 | 217.75 | 56.75 | 22
2033/34 | 218.25 | 56.75 | 20
2033/34 | 218.75 | 56.75 | 26
2033/34 | 219.25 | 56.75 | 26
2033/34 | 219.75 | 56.75 | 17
2033/34 | 220.25 | 56.75 | 22
2033/34 | 220.75 | 56.75 | 15
2033/34 | 221.25 | 56.75 | 10
2033/34 | 221.75 | 56.75 | 11
2033/34 | 222.25 | 56.75 | 17
2033/34 | 222.75 | 56.75 | 16
2033/34 | 223.25 | 56.75 | 8
2033/34 | 223.75 | 56.75 | 8
2033/34 | 224.25 | 56.75 | 14
2033/34 | 224.75 | 56.75 | 12
2033/34 | 225.25 | 56.75 | 13
2033/34 | 225.75 | 56.75 | 15
2033/34 | 226.25 | 56.75 | 15
2033/34 | 226.75 | 56.75 | 6
2033/34 | 227.25 | 56.75 | 14
2033/34 | 227.75 | 56.75 | 13
2033/34 | 228.25 | 56.75 | 21
2033/34 | 228.75 | 56.75 | 15
2033/34 | 229.25 | 56.75 | 9
2033/34 | 229.75 | 56.75 | 13
2033/34 | 230.25 | 56.75 | 15
2033/34 | 230.75 | 56.75 | 11
2033/34 | 231.25 | 56.75 | 8
2033/34 | 231.75 | 56.75 | 7
2033/34 | 232.25 | 56.75 | 8
2033/34 | 232.75 | 56.75 | 5
2033/34 | 233.25 | 56.75 | 10
2033/34 | 233.75 | 56.75 | 14
2033/34 | 234.25 | 56.75 | 8
2033/34 | 234.75 | 56.75 | 11
2033/34 | 235.25 | 56.75 | 10
2033/34 | 235.75 | 56.75 | 15
2033/34 | 236.25 | 56.75 | 7
2033/34 | 236.75 | 56.75 | 7
2033/34 | 237.25 | 56.75 | 5
2033/34 | 237.75 | 56.75 | 9
2033/34 | 238.25 | 56.75 | 6
2033/34 | 238.75 | 56.75 | 13
2033/34 | 239.25 | 56.75 | 7
2033/34 | 239.75 | 56.75 | 3
2033/34 | 240.25 | 56.75 | 5
2033/34 | 240.75 | 56.75 | 3
2033/34 | 241.25 | 56.75 | 6
2033/34 | 242.25 | 56.75 | 7
2033/34 | 242.75 | 56.75 | 7
2033/34 | 243.25 | 56.75 | 1
2033/34 | 243.75 | 56.75 | 5
2033/34 | 244.25 | 56.75 | 6
2033/34 | 244.75 | 56.75 | 5
2033/34 | 245.25 | 56.75 | 6
2033/34 | 245.75 | 56.75 | 4
2033/34 | 246.25 | 56.75 | 7
2033/34 | 246.75 | 56.75 | 5
2033/34 | 247.25 | 56.75 | 6
2033/34 | 247.75 | 56.75 | 4
2033/34 | 248.25 | 56.75 | 4
2033/34 | 248.75 | 56.75 | 6
2033/34 | 249.25 | 56.75 | 3
2033/34 | 249.75 | 56.75 | 3
2033/34 | 250.25 | 56.75 | 2
2033/34 | 250.75 | 56.75 | 3
2033/34 | 251.25 | 56.75 | 4
2033/34 | 251.75 | 56.75 | 6
2033/34 | 252.25 | 56.75 | 3
2033/34 | 252.75 | 56.75 | 3
2033/34 | 253.25 | 56.75 | 6
2033/34 | 253.75 | 56.75 | 3
2033/34 | 254.25 | 56.75 | 7
2033/34 | 254.75 | 56.75 | 3
2033/34 | 255.25 | 56.75 | 2
2033/34 | 255.75 | 56.75 | 3
2033/34 | 256.25 | 56.75 | 2
2033/34 | 256.75 | 56.75 | 4
2033/34 | 257.25 | 56.75 | 2
2033/34 | 257.75 | 56.75 | 3
2033/34 | 258.25 | 56.75 | 5
2033/34 | 258.75 | 56.75 | 4
2033/34 | 259.75 | 56.75 | 6
2033/34 | 260.75 | 56.75 | 3
2033/34 | 261.75 | 56.75 | 1
2033/34 | 262.25 | 56.75 | 2
2033/34 | 262.75 | 56.75 | 1
2033/34 | 263.25 | 56.75 | 1
2033/34 | 263.75 | 56.75 | 2
2033/34 | 264.25 | 56.75 | 4
2033/34 | 264.75 | 56.75 | 2
2033/34 | 265.75 | 56.75 | 1
2033/34 | 266.25 | 56.75 | 3
2033/34 | 266.75 | 56.75 | 2
2033/34 | 267.25 | 56.75 | 2
2033/34 | 267.75 | 56.75 | 1
2033/34 | 268.25 | 56.75 | 6
2033/34 | 269.75 | 56.75 | 1
2033/34 | 270.25 | 56.75 | 5
2033/34 | 270.75 | 56.75 | 2
2033/34 | 271.75 | 56.75 | 2
2033/34 | 272.25 | 56.75 | 4
2033/34 | 272.75 | 56.75 | 2
2033/34 | 273.25 | 56.75 | 1
2033/34 | 273.75 | 56.75 | 1
2033/34 | 274.25 | 56.75 | 3
2033/34 | 274.75 | 56.75 | 1
2033/34 | 275.75 | 56.75 | 2
2033/34 | 276.25 | 56.75 | 2
2033/34 | 276.75 | 56.75 | 1
2033/34 | 277.25 | 56.75 | 1
2033/34 | 277.75 | 56.75 | 1
2033/34 | 278.75 | 56.75 | 1
2033/34 | 279.25 | 56.75 | 2
2033/34 | 280.25 | 56.75 | 1
2033/34 | 281.25 | 56.75 | 3
2033/34 | 282.75 | 56.75 | 1
2033/34 | 283.25 | 56.75 | 2
2033/34 | 283.75 | 56.75 | 1
2033/34 | 286.25 | 56.75 | 1
2033/34 | 287.75 | 56.75 | 2
2033/34 | 288.25 | 56.75 | 1
2033/34 | 289.25 | 56.75 | 1
2033/34 | 290.75 | 56.75 | 1
2033/34 | 295.75 | 56.75 | 1
2033/34 | 296.25 | 56.75 | 1
2033/34 | 298.25 | 56.75 | 2
2033/34 | 299.25 | 56.75 | 1
2033/34 | 302.75 | 56.75 | 1
2033/34 | 304.25 | 56.75 | 1
2033/34 | 304.75 | 56.75 | 1
2033/34 | 305.25 | 56.75 | 1
2033/34 | 306.25 | 56.75 | 1
2033/34 | 310.25 | 56.75 | 1
2033/34 | 313.75 | 56.75 | 1
2033/34 | 318.75 | 56.75 | 1
2033/34 | 320.75 | 56.75 | 1
2033/34 | 326.75 | 56.75 | 1
2033/34 | 327.75 | 56.75 | 1
2033/34 | 329.75 | 56.75 | 1
2033/34 | 330.75 | 56.75 | 1
2033/34 | 346.75 | 56.75 | 1
2033/34 | 69.75 | 57.25 | 1
2033/34 | 70.25 | 57.25 | 2
2033/34 | 71.25 | 57.25 | 1
2033/34 | 71.75 | 57.25 | 1
2033/34 | 72.25 | 57.25 | 1
2033/34 | 73.25 | 57.25 | 2
2033/34 | 73.75 | 57.25 | 1
2033/34 | 74.25 | 57.25 | 2
2033/34 | 75.25 | 57.25 | 1
2033/34 | 76.75 | 57.25 | 1
2033/34 | 77.25 | 57.25 | 2
2033/34 | 77.75 | 57.25 | 1
2033/34 | 78.25 | 57.25 | 2
2033/34 | 78.75 | 57.25 | 3
2033/34 | 79.25 | 57.25 | 1
2033/34 | 79.75 | 57.25 | 2
2033/34 | 80.25 | 57.25 | 4
2033/34 | 80.75 | 57.25 | 1
2033/34 | 81.25 | 57.25 | 1
2033/34 | 82.25 | 57.25 | 4
2033/34 | 82.75 | 57.25 | 3
2033/34 | 83.25 | 57.25 | 1
2033/34 | 83.75 | 57.25 | 2
2033/34 | 84.25 | 57.25 | 4
2033/34 | 84.75 | 57.25 | 1
2033/34 | 85.25 | 57.25 | 2
2033/34 | 85.75 | 57.25 | 5
2033/34 | 86.25 | 57.25 | 8
2033/34 | 86.75 | 57.25 | 2
2033/34 | 87.25 | 57.25 | 3
2033/34 | 87.75 | 57.25 | 5
2033/34 | 88.25 | 57.25 | 7
2033/34 | 88.75 | 57.25 | 4
2033/34 | 89.25 | 57.25 | 6
2033/34 | 89.75 | 57.25 | 6
2033/34 | 90.25 | 57.25 | 5
2033/34 | 90.75 | 57.25 | 6
2033/34 | 91.25 | 57.25 | 4
2033/34 | 91.75 | 57.25 | 8
2033/34 | 92.25 | 57.25 | 12
2033/34 | 92.75 | 57.25 | 9
2033/34 | 93.25 | 57.25 | 5
2033/34 | 93.75 | 57.25 | 8
2033/34 | 94.25 | 57.25 | 6
2033/34 | 94.75 | 57.25 | 11
2033/34 | 95.25 | 57.25 | 9
2033/34 | 95.75 | 57.25 | 10
2033/34 | 96.25 | 57.25 | 8
2033/34 | 96.75 | 57.25 | 14
2033/34 | 97.25 | 57.25 | 11
2033/34 | 97.75 | 57.25 | 11
2033/34 | 98.25 | 57.25 | 22
2033/34 | 98.75 | 57.25 | 22
2033/34 | 99.25 | 57.25 | 19
2033/34 | 99.75 | 57.25 | 22
2033/34 | 100.25 | 57.25 | 27
2033/34 | 100.75 | 57.25 | 28
2033/34 | 101.25 | 57.25 | 28
2033/34 | 101.75 | 57.25 | 27
2033/34 | 102.25 | 57.25 | 35
2033/34 | 102.75 | 57.25 | 39
2033/34 | 103.25 | 57.25 | 31
2033/34 | 103.75 | 57.25 | 45
2033/34 | 104.25 | 57.25 | 44
2033/34 | 104.75 | 57.25 | 31
2033/34 | 105.25 | 57.25 | 44
2033/34 | 105.75 | 57.25 | 48
2033/34 | 106.25 | 57.25 | 37
2033/34 | 106.75 | 57.25 | 63
2033/34 | 107.25 | 57.25 | 62
2033/34 | 107.75 | 57.25 | 59
2033/34 | 108.25 | 57.25 | 61
2033/34 | 108.75 | 57.25 | 51
2033/34 | 109.25 | 57.25 | 84
2033/34 | 109.75 | 57.25 | 74
2033/34 | 110.25 | 57.25 | 73
2033/34 | 110.75 | 57.25 | 67
2033/34 | 111.25 | 57.25 | 85
2033/34 | 111.75 | 57.25 | 79
2033/34 | 112.25 | 57.25 | 71
2033/34 | 112.75 | 57.25 | 81
2033/34 | 113.25 | 57.25 | 86
2033/34 | 113.75 | 57.25 | 101
2033/34 | 114.25 | 57.25 | 79
2033/34 | 114.75 | 57.25 | 99
2033/34 | 115.25 | 57.25 | 105
2033/34 | 115.75 | 57.25 | 98
2033/34 | 116.25 | 57.25 | 105
2033/34 | 116.75 | 57.25 | 117
2033/34 | 117.25 | 57.25 | 93
2033/34 | 117.75 | 57.25 | 104
2033/34 | 118.25 | 57.25 | 111
2033/34 | 118.75 | 57.25 | 97
2033/34 | 119.25 | 57.25 | 104
2033/34 | 119.75 | 57.25 | 104
2033/34 | 120.25 | 57.25 | 120
2033/34 | 120.75 | 57.25 | 115
2033/34 | 121.25 | 57.25 | 122
2033/34 | 121.75 | 57.25 | 98
2033/34 | 122.25 | 57.25 | 113
2033/34 | 122.75 | 57.25 | 115
2033/34 | 123.25 | 57.25 | 127
2033/34 | 123.75 | 57.25 | 99
2033/34 | 124.25 | 57.25 | 132
2033/34 | 124.75 | 57.25 | 122
2033/34 | 125.25 | 57.25 | 102
2033/34 | 125.75 | 57.25 | 111
2033/34 | 126.25 | 57.25 | 92
2033/34 | 126.75 | 57.25 | 116
2033/34 | 127.25 | 57.25 | 124
2033/34 | 127.75 | 57.25 | 139
2033/34 | 128.25 | 57.25 | 120
2033/34 | 128.75 | 57.25 | 107
2033/34 | 129.25 | 57.25 | 118
2033/34 | 129.75 | 57.25 | 117
2033/34 | 130.25 | 57.25 | 128
2033/34 | 130.75 | 57.25 | 109
2033/34 | 131.25 | 57.25 | 113
2033/34 | 131.75 | 57.25 | 126
2033/34 | 132.25 | 57.25 | 110
2033/34 | 132.75 | 57.25 | 122
2033/34 | 133.25 | 57.25 | 110
2033/34 | 133.75 | 57.25 | 112
2033/34 | 134.25 | 57.25 | 113
2033/34 | 134.75 | 57.25 | 117
2033/34 | 135.25 | 57.25 | 114
2033/34 | 135.75 | 57.25 | 117
2033/34 | 136.25 | 57.25 | 122
2033/34 | 136.75 | 57.25 | 131
2033/34 | 137.25 | 57.25 | 114
2033/34 | 137.75 | 57.25 | 124
2033/34 | 138.25 | 57.25 | 116
2033/34 | 138.75 | 57.25 | 111
2033/34 | 139.25 | 57.25 | 124
2033/34 | 139.75 | 57.25 | 132
2033/34 | 140.25 | 57.25 | 139
2033/34 | 140.75 | 57.25 | 123
2033/34 | 141.25 | 57.25 | 115
2033/34 | 141.75 | 57.25 | 131
2033/34 | 142.25 | 57.25 | 126
2033/34 | 142.75 | 57.25 | 129
2033/34 | 143.25 | 57.25 | 107
2033/34 | 143.75 | 57.25 | 110
2033/34 | 144.25 | 57.25 | 110
2033/34 | 144.75 | 57.25 | 117
2033/34 | 145.25 | 57.25 | 110
2033/34 | 145.75 | 57.25 | 117
2033/34 | 146.25 | 57.25 | 113
2033/34 | 146.75 | 57.25 | 110
2033/34 | 147.25 | 57.25 | 102
2033/34 | 147.75 | 57.25 | 114
2033/34 | 148.25 | 57.25 | 110
2033/34 | 148.75 | 57.25 | 118
2033/34 | 149.25 | 57.25 | 110
2033/34 | 149.75 | 57.25 | 98
2033/34 | 150.25 | 57.25 | 99
2033/34 | 150.75 | 57.25 | 107
2033/34 | 151.25 | 57.25 | 95
2033/34 | 151.75 | 57.25 | 122
2033/34 | 152.25 | 57.25 | 93
2033/34 | 152.75 | 57.25 | 89
2033/34 | 153.25 | 57.25 | 115
2033/34 | 153.75 | 57.25 | 117
2033/34 | 154.25 | 57.25 | 94
2033/34 | 154.75 | 57.25 | 124
2033/34 | 155.25 | 57.25 | 94
2033/34 | 155.75 | 57.25 | 107
2033/34 | 156.25 | 57.25 | 117
2033/34 | 156.75 | 57.25 | 106
2033/34 | 157.25 | 57.25 | 94
2033/34 | 157.75 | 57.25 | 108
2033/34 | 158.25 | 57.25 | 95
2033/34 | 158.75 | 57.25 | 94
2033/34 | 159.25 | 57.25 | 89
2033/34 | 159.75 | 57.25 | 101
2033/34 | 160.25 | 57.25 | 88
2033/34 | 160.75 | 57.25 | 71
2033/34 | 161.25 | 57.25 | 107
2033/34 | 161.75 | 57.25 | 121
2033/34 | 162.25 | 57.25 | 72
2033/34 | 162.75 | 57.25 | 101
2033/34 | 163.25 | 57.25 | 104
2033/34 | 163.75 | 57.25 | 80
2033/34 | 164.25 | 57.25 | 82
2033/34 | 164.75 | 57.25 | 114
2033/34 | 165.25 | 57.25 | 108
2033/34 | 165.75 | 57.25 | 96
2033/34 | 166.25 | 57.25 | 97
2033/34 | 166.75 | 57.25 | 93
2033/34 | 167.25 | 57.25 | 90
2033/34 | 167.75 | 57.25 | 82
2033/34 | 168.25 | 57.25 | 96
2033/34 | 168.75 | 57.25 | 92
2033/34 | 169.25 | 57.25 | 91
2033/34 | 169.75 | 57.25 | 82
2033/34 | 170.25 | 57.25 | 87
2033/34 | 170.75 | 57.25 | 76
2033/34 | 171.25 | 57.25 | 91
2033/34 | 171.75 | 57.25 | 81
2033/34 | 172.25 | 57.25 | 72
2033/34 | 172.75 | 57.25 | 70
2033/34 | 173.25 | 57.25 | 66
2033/34 | 173.75 | 57.25 | 87
2033/34 | 174.25 | 57.25 | 87
2033/34 | 174.75 | 57.25 | 84
2033/34 | 175.25 | 57.25 | 90
2033/34 | 175.75 | 57.25 | 60
2033/34 | 176.25 | 57.25 | 86
2033/34 | 176.75 | 57.25 | 67
2033/34 | 177.25 | 57.25 | 89
2033/34 | 177.75 | 57.25 | 88
2033/34 | 178.25 | 57.25 | 80
2033/34 | 178.75 | 57.25 | 76
2033/34 | 179.25 | 57.25 | 71
2033/34 | 179.75 | 57.25 | 74
2033/34 | 180.25 | 57.25 | 88
2033/34 | 180.75 | 57.25 | 63
2033/34 | 181.25 | 57.25 | 65
2033/34 | 181.75 | 57.25 | 82
2033/34 | 182.25 | 57.25 | 49
2033/34 | 182.75 | 57.25 | 84
2033/34 | 183.25 | 57.25 | 72
2033/34 | 183.75 | 57.25 | 75
2033/34 | 184.25 | 57.25 | 72
2033/34 | 184.75 | 57.25 | 73
2033/34 | 185.25 | 57.25 | 73
2033/34 | 185.75 | 57.25 | 72
2033/34 | 186.25 | 57.25 | 63
2033/34 | 186.75 | 57.25 | 60
2033/34 | 187.25 | 57.25 | 54
2033/34 | 187.75 | 57.25 | 71
2033/34 | 188.25 | 57.25 | 61
2033/34 | 188.75 | 57.25 | 46
2033/34 | 189.25 | 57.25 | 65
2033/34 | 189.75 | 57.25 | 63
2033/34 | 190.25 | 57.25 | 36
2033/34 | 190.75 | 57.25 | 48
2033/34 | 191.25 | 57.25 | 60
2033/34 | 191.75 | 57.25 | 49
2033/34 | 192.25 | 57.25 | 52
2033/34 | 192.75 | 57.25 | 53
2033/34 | 193.25 | 57.25 | 61
2033/34 | 193.75 | 57.25 | 47
2033/34 | 194.25 | 57.25 | 62
2033/34 | 194.75 | 57.25 | 51
2033/34 | 195.25 | 57.25 | 39
2033/34 | 195.75 | 57.25 | 40
2033/34 | 196.25 | 57.25 | 45
2033/34 | 196.75 | 57.25 | 48
2033/34 | 197.25 | 57.25 | 48
2033/34 | 197.75 | 57.25 | 45
2033/34 | 198.25 | 57.25 | 46
2033/34 | 198.75 | 57.25 | 45
2033/34 | 199.25 | 57.25 | 47
2033/34 | 199.75 | 57.25 | 48
2033/34 | 200.25 | 57.25 | 28
2033/34 | 200.75 | 57.25 | 34
2033/34 | 201.25 | 57.25 | 36
2033/34 | 201.75 | 57.25 | 35
2033/34 | 202.25 | 57.25 | 36
2033/34 | 202.75 | 57.25 | 34
2033/34 | 203.25 | 57.25 | 32
2033/34 | 203.75 | 57.25 | 36
2033/34 | 204.25 | 57.25 | 34
2033/34 | 204.75 | 57.25 | 34
2033/34 | 205.25 | 57.25 | 33
2033/34 | 205.75 | 57.25 | 31
2033/34 | 206.25 | 57.25 | 31
2033/34 | 206.75 | 57.25 | 29
2033/34 | 207.25 | 57.25 | 25
2033/34 | 207.75 | 57.25 | 38
2033/34 | 208.25 | 57.25 | 33
2033/34 | 208.75 | 57.25 | 32
2033/34 | 209.25 | 57.25 | 28
2033/34 | 209.75 | 57.25 | 24
2033/34 | 210.25 | 57.25 | 27
2033/34 | 210.75 | 57.25 | 32
2033/34 | 211.25 | 57.25 | 21
2033/34 | 211.75 | 57.25 | 36
2033/34 | 212.25 | 57.25 | 25
2033/34 | 212.75 | 57.25 | 21
2033/34 | 213.25 | 57.25 | 19
2033/34 | 213.75 | 57.25 | 30
2033/34 | 214.25 | 57.25 | 21
2033/34 | 214.75 | 57.25 | 25
2033/34 | 215.25 | 57.25 | 24
2033/34 | 215.75 | 57.25 | 20
2033/34 | 216.25 | 57.25 | 22
2033/34 | 216.75 | 57.25 | 21
2033/34 | 217.25 | 57.25 | 22
2033/34 | 217.75 | 57.25 | 19
2033/34 | 218.25 | 57.25 | 25
2033/34 | 218.75 | 57.25 | 22
2033/34 | 219.25 | 57.25 | 18
2033/34 | 219.75 | 57.25 | 9
2033/34 | 220.25 | 57.25 | 20
2033/34 | 220.75 | 57.25 | 13
2033/34 | 221.25 | 57.25 | 17
2033/34 | 221.75 | 57.25 | 21
2033/34 | 222.25 | 57.25 | 19
2033/34 | 222.75 | 57.25 | 22
2033/34 | 223.25 | 57.25 | 15
2033/34 | 223.75 | 57.25 | 15
2033/34 | 224.25 | 57.25 | 11
2033/34 | 224.75 | 57.25 | 18
2033/34 | 225.25 | 57.25 | 13
2033/34 | 225.75 | 57.25 | 22
2033/34 | 226.25 | 57.25 | 20
2033/34 | 226.75 | 57.25 | 15
2033/34 | 227.25 | 57.25 | 16
2033/34 | 227.75 | 57.25 | 21
2033/34 | 228.25 | 57.25 | 15
2033/34 | 228.75 | 57.25 | 11
2033/34 | 229.25 | 57.25 | 16
2033/34 | 229.75 | 57.25 | 13
2033/34 | 230.25 | 57.25 | 11
2033/34 | 230.75 | 57.25 | 11
2033/34 | 231.25 | 57.25 | 11
2033/34 | 231.75 | 57.25 | 5
2033/34 | 232.25 | 57.25 | 7
2033/34 | 232.75 | 57.25 | 7
2033/34 | 233.25 | 57.25 | 11
2033/34 | 233.75 | 57.25 | 11
2033/34 | 234.25 | 57.25 | 5
2033/34 | 234.75 | 57.25 | 7
2033/34 | 235.25 | 57.25 | 6
2033/34 | 235.75 | 57.25 | 12
2033/34 | 236.25 | 57.25 | 14
2033/34 | 236.75 | 57.25 | 10
2033/34 | 237.25 | 57.25 | 9
2033/34 | 237.75 | 57.25 | 12
2033/34 | 238.25 | 57.25 | 8
2033/34 | 238.75 | 57.25 | 7
2033/34 | 239.25 | 57.25 | 9
2033/34 | 239.75 | 57.25 | 4
2033/34 | 240.25 | 57.25 | 6
2033/34 | 240.75 | 57.25 | 10
2033/34 | 241.25 | 57.25 | 8
2033/34 | 241.75 | 57.25 | 6
2033/34 | 242.25 | 57.25 | 6
2033/34 | 242.75 | 57.25 | 6
2033/34 | 243.25 | 57.25 | 6
2033/34 | 243.75 | 57.25 | 2
2033/34 | 244.25 | 57.25 | 4
2033/34 | 244.75 | 57.25 | 5
2033/34 | 245.25 | 57.25 | 3
2033/34 | 245.75 | 57.25 | 2
2033/34 | 246.25 | 57.25 | 4
2033/34 | 246.75 | 57.25 | 2
2033/34 | 247.25 | 57.25 | 8
2033/34 | 248.25 | 57.25 | 5
2033/34 | 248.75 | 57.25 | 4
2033/34 | 249.25 | 57.25 | 2
2033/34 | 249.75 | 57.25 | 8
2033/34 | 250.25 | 57.25 | 3
2033/34 | 250.75 | 57.25 | 3
2033/34 | 251.25 | 57.25 | 7
2033/34 | 251.75 | 57.25 | 10
2033/34 | 252.25 | 57.25 | 8
2033/34 | 252.75 | 57.25 | 5
2033/34 | 253.25 | 57.25 | 4
2033/34 | 253.75 | 57.25 | 5
2033/34 | 254.25 | 57.25 | 4
2033/34 | 254.75 | 57.25 | 5
2033/34 | 255.25 | 57.25 | 2
2033/34 | 255.75 | 57.25 | 6
2033/34 | 256.25 | 57.25 | 2
2033/34 | 256.75 | 57.25 | 1
2033/34 | 257.25 | 57.25 | 3
2033/34 | 257.75 | 57.25 | 2
2033/34 | 258.25 | 57.25 | 3
2033/34 | 258.75 | 57.25 | 2
2033/34 | 259.25 | 57.25 | 2
2033/34 | 259.75 | 57.25 | 4
2033/34 | 260.25 | 57.25 | 5
2033/34 | 260.75 | 57.25 | 3
2033/34 | 261.25 | 57.25 | 3
2033/34 | 261.75 | 57.25 | 3
2033/34 | 262.25 | 57.25 | 3
2033/34 | 262.75 | 57.25 | 6
2033/34 | 263.25 | 57.25 | 3
2033/34 | 264.25 | 57.25 | 2
2033/34 | 264.75 | 57.25 | 5
2033/34 | 265.75 | 57.25 | 1
2033/34 | 266.25 | 57.25 | 7
2033/34 | 266.75 | 57.25 | 2
2033/34 | 267.25 | 57.25 | 1
2033/34 | 267.75 | 57.25 | 2
2033/34 | 268.25 | 57.25 | 2
2033/34 | 268.75 | 57.25 | 3
2033/34 | 269.25 | 57.25 | 2
2033/34 | 269.75 | 57.25 | 1
2033/34 | 270.75 | 57.25 | 1
2033/34 | 271.25 | 57.25 | 2
2033/34 | 271.75 | 57.25 | 1
2033/34 | 272.25 | 57.25 | 1
2033/34 | 274.25 | 57.25 | 4
2033/34 | 274.75 | 57.25 | 3
2033/34 | 275.75 | 57.25 | 1
2033/34 | 276.75 | 57.25 | 1
2033/34 | 277.25 | 57.25 | 3
2033/34 | 278.75 | 57.25 | 1
2033/34 | 280.75 | 57.25 | 1
2033/34 | 282.25 | 57.25 | 1
2033/34 | 282.75 | 57.25 | 1
2033/34 | 284.25 | 57.25 | 1
2033/34 | 284.75 | 57.25 | 3
2033/34 | 285.25 | 57.25 | 2
2033/34 | 286.75 | 57.25 | 1
2033/34 | 287.25 | 57.25 | 1
2033/34 | 288.75 | 57.25 | 1
2033/34 | 290.75 | 57.25 | 1
2033/34 | 291.25 | 57.25 | 1
2033/34 | 291.75 | 57.25 | 1
2033/34 | 293.25 | 57.25 | 2
2033/34 | 293.75 | 57.25 | 1
2033/34 | 294.75 | 57.25 | 2
2033/34 | 295.25 | 57.25 | 1
2033/34 | 298.25 | 57.25 | 1
2033/34 | 299.75 | 57.25 | 1
2033/34 | 303.75 | 57.25 | 1
2033/34 | 304.25 | 57.25 | 1
2033/34 | 308.75 | 57.25 | 1
2033/34 | 312.75 | 57.25 | 1
2033/34 | 325.75 | 57.25 | 1
2033/34 | 329.75 | 57.25 | 1
2033/34 | 344.75 | 57.25 | 1
2033/34 | 64.75 | 57.75 | 1
2033/34 | 67.75 | 57.75 | 1
2033/34 | 68.25 | 57.75 | 1
2033/34 | 69.25 | 57.75 | 1
2033/34 | 70.25 | 57.75 | 2
2033/34 | 71.25 | 57.75 | 1
2033/34 | 73.25 | 57.75 | 1
2033/34 | 74.25 | 57.75 | 2
2033/34 | 75.25 | 57.75 | 3
2033/34 | 76.25 | 57.75 | 1
2033/34 | 77.25 | 57.75 | 1
2033/34 | 77.75 | 57.75 | 2
2033/34 | 78.25 | 57.75 | 2
2033/34 | 79.75 | 57.75 | 1
2033/34 | 80.25 | 57.75 | 1
2033/34 | 80.75 | 57.75 | 3
2033/34 | 81.25 | 57.75 | 2
2033/34 | 82.25 | 57.75 | 1
2033/34 | 82.75 | 57.75 | 1
2033/34 | 83.25 | 57.75 | 1
2033/34 | 83.75 | 57.75 | 4
2033/34 | 84.25 | 57.75 | 3
2033/34 | 84.75 | 57.75 | 2
2033/34 | 85.25 | 57.75 | 1
2033/34 | 85.75 | 57.75 | 7
2033/34 | 86.25 | 57.75 | 1
2033/34 | 86.75 | 57.75 | 5
2033/34 | 87.25 | 57.75 | 2
2033/34 | 87.75 | 57.75 | 8
2033/34 | 88.25 | 57.75 | 4
2033/34 | 88.75 | 57.75 | 4
2033/34 | 89.25 | 57.75 | 3
2033/34 | 89.75 | 57.75 | 2
2033/34 | 90.25 | 57.75 | 3
2033/34 | 90.75 | 57.75 | 4
2033/34 | 91.25 | 57.75 | 8
2033/34 | 91.75 | 57.75 | 5
2033/34 | 92.25 | 57.75 | 6
2033/34 | 92.75 | 57.75 | 4
2033/34 | 93.25 | 57.75 | 7
2033/34 | 93.75 | 57.75 | 11
2033/34 | 94.25 | 57.75 | 7
2033/34 | 94.75 | 57.75 | 15
2033/34 | 95.25 | 57.75 | 9
2033/34 | 95.75 | 57.75 | 14
2033/34 | 96.25 | 57.75 | 15
2033/34 | 96.75 | 57.75 | 11
2033/34 | 97.25 | 57.75 | 14
2033/34 | 97.75 | 57.75 | 25
2033/34 | 98.25 | 57.75 | 12
2033/34 | 98.75 | 57.75 | 19
2033/34 | 99.25 | 57.75 | 12
2033/34 | 99.75 | 57.75 | 22
2033/34 | 100.25 | 57.75 | 20
2033/34 | 100.75 | 57.75 | 23
2033/34 | 101.25 | 57.75 | 33
2033/34 | 101.75 | 57.75 | 28
2033/34 | 102.25 | 57.75 | 30
2033/34 | 102.75 | 57.75 | 25
2033/34 | 103.25 | 57.75 | 27
2033/34 | 103.75 | 57.75 | 39
2033/34 | 104.25 | 57.75 | 38
2033/34 | 104.75 | 57.75 | 37
2033/34 | 105.25 | 57.75 | 41
2033/34 | 105.75 | 57.75 | 33
2033/34 | 106.25 | 57.75 | 40
2033/34 | 106.75 | 57.75 | 45
2033/34 | 107.25 | 57.75 | 53
2033/34 | 107.75 | 57.75 | 62
2033/34 | 108.25 | 57.75 | 58
2033/34 | 108.75 | 57.75 | 66
2033/34 | 109.25 | 57.75 | 78
2033/34 | 109.75 | 57.75 | 62
2033/34 | 110.25 | 57.75 | 69
2033/34 | 110.75 | 57.75 | 78
2033/34 | 111.25 | 57.75 | 76
2033/34 | 111.75 | 57.75 | 63
2033/34 | 112.25 | 57.75 | 72
2033/34 | 112.75 | 57.75 | 70
2033/34 | 113.25 | 57.75 | 94
2033/34 | 113.75 | 57.75 | 80
2033/34 | 114.25 | 57.75 | 91
2033/34 | 114.75 | 57.75 | 85
2033/34 | 115.25 | 57.75 | 86
2033/34 | 115.75 | 57.75 | 99
2033/34 | 116.25 | 57.75 | 101
2033/34 | 116.75 | 57.75 | 110
2033/34 | 117.25 | 57.75 | 110
2033/34 | 117.75 | 57.75 | 83
2033/34 | 118.25 | 57.75 | 97
2033/34 | 118.75 | 57.75 | 103
2033/34 | 119.25 | 57.75 | 111
2033/34 | 119.75 | 57.75 | 113
2033/34 | 120.25 | 57.75 | 128
2033/34 | 120.75 | 57.75 | 108
2033/34 | 121.25 | 57.75 | 115
2033/34 | 121.75 | 57.75 | 96
2033/34 | 122.25 | 57.75 | 140
2033/34 | 122.75 | 57.75 | 111
2033/34 | 123.25 | 57.75 | 120
2033/34 | 123.75 | 57.75 | 111
2033/34 | 124.25 | 57.75 | 130
2033/34 | 124.75 | 57.75 | 113
2033/34 | 125.25 | 57.75 | 105
2033/34 | 125.75 | 57.75 | 127
2033/34 | 126.25 | 57.75 | 125
2033/34 | 126.75 | 57.75 | 120
2033/34 | 127.25 | 57.75 | 114
2033/34 | 127.75 | 57.75 | 110
2033/34 | 128.25 | 57.75 | 89
2033/34 | 128.75 | 57.75 | 123
2033/34 | 129.25 | 57.75 | 96
2033/34 | 129.75 | 57.75 | 121
2033/34 | 130.25 | 57.75 | 112
2033/34 | 130.75 | 57.75 | 131
2033/34 | 131.25 | 57.75 | 120
2033/34 | 131.75 | 57.75 | 121
2033/34 | 132.25 | 57.75 | 111
2033/34 | 132.75 | 57.75 | 104
2033/34 | 133.25 | 57.75 | 134
2033/34 | 133.75 | 57.75 | 109
2033/34 | 134.25 | 57.75 | 113
2033/34 | 134.75 | 57.75 | 117
2033/34 | 135.25 | 57.75 | 114
2033/34 | 135.75 | 57.75 | 121
2033/34 | 136.25 | 57.75 | 122
2033/34 | 136.75 | 57.75 | 103
2033/34 | 137.25 | 57.75 | 100
2033/34 | 137.75 | 57.75 | 106
2033/34 | 138.25 | 57.75 | 109
2033/34 | 138.75 | 57.75 | 127
2033/34 | 139.25 | 57.75 | 121
2033/34 | 139.75 | 57.75 | 127
2033/34 | 140.25 | 57.75 | 97
2033/34 | 140.75 | 57.75 | 102
2033/34 | 141.25 | 57.75 | 136
2033/34 | 141.75 | 57.75 | 121
2033/34 | 142.25 | 57.75 | 111
2033/34 | 142.75 | 57.75 | 131
2033/34 | 143.25 | 57.75 | 101
2033/34 | 143.75 | 57.75 | 125
2033/34 | 144.25 | 57.75 | 135
2033/34 | 144.75 | 57.75 | 106
2033/34 | 145.25 | 57.75 | 90
2033/34 | 145.75 | 57.75 | 109
2033/34 | 146.25 | 57.75 | 105
2033/34 | 146.75 | 57.75 | 85
2033/34 | 147.25 | 57.75 | 115
2033/34 | 147.75 | 57.75 | 114
2033/34 | 148.25 | 57.75 | 109
2033/34 | 148.75 | 57.75 | 102
2033/34 | 149.25 | 57.75 | 117
2033/34 | 149.75 | 57.75 | 116
2033/34 | 150.25 | 57.75 | 90
2033/34 | 150.75 | 57.75 | 94
2033/34 | 151.25 | 57.75 | 125
2033/34 | 151.75 | 57.75 | 105
2033/34 | 152.25 | 57.75 | 110
2033/34 | 152.75 | 57.75 | 113
2033/34 | 153.25 | 57.75 | 78
2033/34 | 153.75 | 57.75 | 117
2033/34 | 154.25 | 57.75 | 111
2033/34 | 154.75 | 57.75 | 92
2033/34 | 155.25 | 57.75 | 76
2033/34 | 155.75 | 57.75 | 81
2033/34 | 156.25 | 57.75 | 95
2033/34 | 156.75 | 57.75 | 80
2033/34 | 157.25 | 57.75 | 107
2033/34 | 157.75 | 57.75 | 79
2033/34 | 158.25 | 57.75 | 113
2033/34 | 158.75 | 57.75 | 124
2033/34 | 159.25 | 57.75 | 97
2033/34 | 159.75 | 57.75 | 86
2033/34 | 160.25 | 57.75 | 104
2033/34 | 160.75 | 57.75 | 110
2033/34 | 161.25 | 57.75 | 90
2033/34 | 161.75 | 57.75 | 105
2033/34 | 162.25 | 57.75 | 112
2033/34 | 162.75 | 57.75 | 100
2033/34 | 163.25 | 57.75 | 101
2033/34 | 163.75 | 57.75 | 85
2033/34 | 164.25 | 57.75 | 88
2033/34 | 164.75 | 57.75 | 87
2033/34 | 165.25 | 57.75 | 65
2033/34 | 165.75 | 57.75 | 84
2033/34 | 166.25 | 57.75 | 79
2033/34 | 166.75 | 57.75 | 81
2033/34 | 167.25 | 57.75 | 98
2033/34 | 167.75 | 57.75 | 91
2033/34 | 168.25 | 57.75 | 68
2033/34 | 168.75 | 57.75 | 96
2033/34 | 169.25 | 57.75 | 71
2033/34 | 169.75 | 57.75 | 83
2033/34 | 170.25 | 57.75 | 103
2033/34 | 170.75 | 57.75 | 71
2033/34 | 171.25 | 57.75 | 75
2033/34 | 171.75 | 57.75 | 79
2033/34 | 172.25 | 57.75 | 83
2033/34 | 172.75 | 57.75 | 95
2033/34 | 173.25 | 57.75 | 66
2033/34 | 173.75 | 57.75 | 80
2033/34 | 174.25 | 57.75 | 85
2033/34 | 174.75 | 57.75 | 74
2033/34 | 175.25 | 57.75 | 93
2033/34 | 175.75 | 57.75 | 60
2033/34 | 176.25 | 57.75 | 79
2033/34 | 176.75 | 57.75 | 70
2033/34 | 177.25 | 57.75 | 81
2033/34 | 177.75 | 57.75 | 84
2033/34 | 178.25 | 57.75 | 74
2033/34 | 178.75 | 57.75 | 69
2033/34 | 179.25 | 57.75 | 66
2033/34 | 179.75 | 57.75 | 82
2033/34 | 180.25 | 57.75 | 75
2033/34 | 180.75 | 57.75 | 82
2033/34 | 181.25 | 57.75 | 70
2033/34 | 181.75 | 57.75 | 52
2033/34 | 182.25 | 57.75 | 77
2033/34 | 182.75 | 57.75 | 64
2033/34 | 183.25 | 57.75 | 66
2033/34 | 183.75 | 57.75 | 74
2033/34 | 184.25 | 57.75 | 59
2033/34 | 184.75 | 57.75 | 56
2033/34 | 185.25 | 57.75 | 47
2033/34 | 185.75 | 57.75 | 64
2033/34 | 186.25 | 57.75 | 62
2033/34 | 186.75 | 57.75 | 62
2033/34 | 187.25 | 57.75 | 67
2033/34 | 187.75 | 57.75 | 62
2033/34 | 188.25 | 57.75 | 50
2033/34 | 188.75 | 57.75 | 64
2033/34 | 189.25 | 57.75 | 62
2033/34 | 189.75 | 57.75 | 61
2033/34 | 190.25 | 57.75 | 55
2033/34 | 190.75 | 57.75 | 63
2033/34 | 191.25 | 57.75 | 53
2033/34 | 191.75 | 57.75 | 53
2033/34 | 192.25 | 57.75 | 44
2033/34 | 192.75 | 57.75 | 43
2033/34 | 193.25 | 57.75 | 54
2033/34 | 193.75 | 57.75 | 65
2033/34 | 194.25 | 57.75 | 45
2033/34 | 194.75 | 57.75 | 50
2033/34 | 195.25 | 57.75 | 46
2033/34 | 195.75 | 57.75 | 35
2033/34 | 196.25 | 57.75 | 48
2033/34 | 196.75 | 57.75 | 42
2033/34 | 197.25 | 57.75 | 35
2033/34 | 197.75 | 57.75 | 46
2033/34 | 198.25 | 57.75 | 47
2033/34 | 198.75 | 57.75 | 35
2033/34 | 199.25 | 57.75 | 44
2033/34 | 199.75 | 57.75 | 31
2033/34 | 200.25 | 57.75 | 35
2033/34 | 200.75 | 57.75 | 46
2033/34 | 201.25 | 57.75 | 33
2033/34 | 201.75 | 57.75 | 49
2033/34 | 202.25 | 57.75 | 40
2033/34 | 202.75 | 57.75 | 36
2033/34 | 203.25 | 57.75 | 30
2033/34 | 203.75 | 57.75 | 36
2033/34 | 204.25 | 57.75 | 42
2033/34 | 204.75 | 57.75 | 40
2033/34 | 205.25 | 57.75 | 37
2033/34 | 205.75 | 57.75 | 26
2033/34 | 206.25 | 57.75 | 40
2033/34 | 206.75 | 57.75 | 27
2033/34 | 207.25 | 57.75 | 35
2033/34 | 207.75 | 57.75 | 35
2033/34 | 208.25 | 57.75 | 27
2033/34 | 208.75 | 57.75 | 34
2033/34 | 209.25 | 57.75 | 19
2033/34 | 209.75 | 57.75 | 20
2033/34 | 210.25 | 57.75 | 26
2033/34 | 210.75 | 57.75 | 19
2033/34 | 211.25 | 57.75 | 25
2033/34 | 211.75 | 57.75 | 30
2033/34 | 212.25 | 57.75 | 36
2033/34 | 212.75 | 57.75 | 36
2033/34 | 213.25 | 57.75 | 26
2033/34 | 213.75 | 57.75 | 34
2033/34 | 214.25 | 57.75 | 28
2033/34 | 214.75 | 57.75 | 24
2033/34 | 215.25 | 57.75 | 20
2033/34 | 215.75 | 57.75 | 15
2033/34 | 216.25 | 57.75 | 29
2033/34 | 216.75 | 57.75 | 21
2033/34 | 217.25 | 57.75 | 26
2033/34 | 217.75 | 57.75 | 25
2033/34 | 218.25 | 57.75 | 28
2033/34 | 218.75 | 57.75 | 21
2033/34 | 219.25 | 57.75 | 14
2033/34 | 219.75 | 57.75 | 27
2033/34 | 220.25 | 57.75 | 21
2033/34 | 220.75 | 57.75 | 24
2033/34 | 221.25 | 57.75 | 25
2033/34 | 221.75 | 57.75 | 17
2033/34 | 222.25 | 57.75 | 20
2033/34 | 222.75 | 57.75 | 21
2033/34 | 223.25 | 57.75 | 15
2033/34 | 223.75 | 57.75 | 18
2033/34 | 224.25 | 57.75 | 20
2033/34 | 224.75 | 57.75 | 18
2033/34 | 225.25 | 57.75 | 15
2033/34 | 225.75 | 57.75 | 18
2033/34 | 226.25 | 57.75 | 14
2033/34 | 226.75 | 57.75 | 15
2033/34 | 227.25 | 57.75 | 21
2033/34 | 227.75 | 57.75 | 13
2033/34 | 228.25 | 57.75 | 18
2033/34 | 228.75 | 57.75 | 11
2033/34 | 229.25 | 57.75 | 12
2033/34 | 229.75 | 57.75 | 18
2033/34 | 230.25 | 57.75 | 9
2033/34 | 230.75 | 57.75 | 9
2033/34 | 231.25 | 57.75 | 12
2033/34 | 231.75 | 57.75 | 12
2033/34 | 232.25 | 57.75 | 11
2033/34 | 232.75 | 57.75 | 10
2033/34 | 233.25 | 57.75 | 7
2033/34 | 233.75 | 57.75 | 10
2033/34 | 234.25 | 57.75 | 5
2033/34 | 234.75 | 57.75 | 9
2033/34 | 235.25 | 57.75 | 5
2033/34 | 235.75 | 57.75 | 9
2033/34 | 236.25 | 57.75 | 10
2033/34 | 236.75 | 57.75 | 8
2033/34 | 237.25 | 57.75 | 5
2033/34 | 237.75 | 57.75 | 5
2033/34 | 238.25 | 57.75 | 9
2033/34 | 238.75 | 57.75 | 12
2033/34 | 239.25 | 57.75 | 8
2033/34 | 239.75 | 57.75 | 9
2033/34 | 240.25 | 57.75 | 11
2033/34 | 240.75 | 57.75 | 8
2033/34 | 241.25 | 57.75 | 7
2033/34 | 241.75 | 57.75 | 11
2033/34 | 242.25 | 57.75 | 6
2033/34 | 242.75 | 57.75 | 9
2033/34 | 243.25 | 57.75 | 5
2033/34 | 243.75 | 57.75 | 8
2033/34 | 244.25 | 57.75 | 4
2033/34 | 244.75 | 57.75 | 12
2033/34 | 245.25 | 57.75 | 1
2033/34 | 245.75 | 57.75 | 6
2033/34 | 246.25 | 57.75 | 4
2033/34 | 246.75 | 57.75 | 6
2033/34 | 247.25 | 57.75 | 6
2033/34 | 247.75 | 57.75 | 5
2033/34 | 248.25 | 57.75 | 2
2033/34 | 248.75 | 57.75 | 6
2033/34 | 249.25 | 57.75 | 2
2033/34 | 250.25 | 57.75 | 5
2033/34 | 250.75 | 57.75 | 6
2033/34 | 251.25 | 57.75 | 9
2033/34 | 251.75 | 57.75 | 5
2033/34 | 252.25 | 57.75 | 3
2033/34 | 252.75 | 57.75 | 8
2033/34 | 253.25 | 57.75 | 6
2033/34 | 253.75 | 57.75 | 3
2033/34 | 254.25 | 57.75 | 3
2033/34 | 254.75 | 57.75 | 4
2033/34 | 255.25 | 57.75 | 3
2033/34 | 255.75 | 57.75 | 3
2033/34 | 256.25 | 57.75 | 2
2033/34 | 256.75 | 57.75 | 1
2033/34 | 257.25 | 57.75 | 7
2033/34 | 257.75 | 57.75 | 3
2033/34 | 258.25 | 57.75 | 2
2033/34 | 258.75 | 57.75 | 3
2033/34 | 259.25 | 57.75 | 1
2033/34 | 259.75 | 57.75 | 4
2033/34 | 260.25 | 57.75 | 1
2033/34 | 260.75 | 57.75 | 3
2033/34 | 261.25 | 57.75 | 1
2033/34 | 261.75 | 57.75 | 1
2033/34 | 262.25 | 57.75 | 5
2033/34 | 262.75 | 57.75 | 4
2033/34 | 263.25 | 57.75 | 2
2033/34 | 263.75 | 57.75 | 3
2033/34 | 264.25 | 57.75 | 4
2033/34 | 264.75 | 57.75 | 4
2033/34 | 265.25 | 57.75 | 1
2033/34 | 265.75 | 57.75 | 2
2033/34 | 266.25 | 57.75 | 1
2033/34 | 267.25 | 57.75 | 2
2033/34 | 267.75 | 57.75 | 4
2033/34 | 268.25 | 57.75 | 3
2033/34 | 268.75 | 57.75 | 2
2033/34 | 270.25 | 57.75 | 1
2033/34 | 270.75 | 57.75 | 1
2033/34 | 271.25 | 57.75 | 2
2033/34 | 271.75 | 57.75 | 5
2033/34 | 272.25 | 57.75 | 1
2033/34 | 272.75 | 57.75 | 2
2033/34 | 273.25 | 57.75 | 4
2033/34 | 274.25 | 57.75 | 3
2033/34 | 274.75 | 57.75 | 2
2033/34 | 275.25 | 57.75 | 1
2033/34 | 276.75 | 57.75 | 2
2033/34 | 277.25 | 57.75 | 1
2033/34 | 277.75 | 57.75 | 1
2033/34 | 278.25 | 57.75 | 2
2033/34 | 278.75 | 57.75 | 2
2033/34 | 279.25 | 57.75 | 1
2033/34 | 280.25 | 57.75 | 1
2033/34 | 280.75 | 57.75 | 1
2033/34 | 281.75 | 57.75 | 1
2033/34 | 282.75 | 57.75 | 1
2033/34 | 284.25 | 57.75 | 1
2033/34 | 284.75 | 57.75 | 1
2033/34 | 287.25 | 57.75 | 1
2033/34 | 289.75 | 57.75 | 1
2033/34 | 290.25 | 57.75 | 1
2033/34 | 291.25 | 57.75 | 1
2033/34 | 291.75 | 57.75 | 1
2033/34 | 292.25 | 57.75 | 2
2033/34 | 294.75 | 57.75 | 1
2033/34 | 296.25 | 57.75 | 2
2033/34 | 296.75 | 57.75 | 1
2033/34 | 298.25 | 57.75 | 1
2033/34 | 298.75 | 57.75 | 1
2033/34 | 304.25 | 57.75 | 2
2033/34 | 305.75 | 57.75 | 2
2033/34 | 308.75 | 57.75 | 1
2033/34 | 311.25 | 57.75 | 1
2033/34 | 312.25 | 57.75 | 1
2033/34 | 313.75 | 57.75 | 2
2033/34 | 317.75 | 57.75 | 1
2033/34 | 324.25 | 57.75 | 1
2033/34 | 325.75 | 57.75 | 1
2033/34 | 336.75 | 57.75 | 1
2033/34 | 65.25 | 58.25 | 1
2033/34 | 67.25 | 58.25 | 2
2033/34 | 69.25 | 58.25 | 1
2033/34 | 72.75 | 58.25 | 1
2033/34 | 73.25 | 58.25 | 1
2033/34 | 73.75 | 58.25 | 1
2033/34 | 74.25 | 58.25 | 2
2033/34 | 75.25 | 58.25 | 3
2033/34 | 75.75 | 58.25 | 1
2033/34 | 76.75 | 58.25 | 4
2033/34 | 77.75 | 58.25 | 1
2033/34 | 78.25 | 58.25 | 4
2033/34 | 79.75 | 58.25 | 1
2033/34 | 81.25 | 58.25 | 2
2033/34 | 81.75 | 58.25 | 2
2033/34 | 82.25 | 58.25 | 4
2033/34 | 83.25 | 58.25 | 1
2033/34 | 83.75 | 58.25 | 2
2033/34 | 84.75 | 58.25 | 3
2033/34 | 85.25 | 58.25 | 2
2033/34 | 85.75 | 58.25 | 5
2033/34 | 86.25 | 58.25 | 2
2033/34 | 86.75 | 58.25 | 2
2033/34 | 87.25 | 58.25 | 4
2033/34 | 87.75 | 58.25 | 2
2033/34 | 88.25 | 58.25 | 5
2033/34 | 88.75 | 58.25 | 5
2033/34 | 89.25 | 58.25 | 8
2033/34 | 89.75 | 58.25 | 6
2033/34 | 90.25 | 58.25 | 10
2033/34 | 90.75 | 58.25 | 5
2033/34 | 91.25 | 58.25 | 9
2033/34 | 91.75 | 58.25 | 5
2033/34 | 92.25 | 58.25 | 9
2033/34 | 92.75 | 58.25 | 6
2033/34 | 93.25 | 58.25 | 4
2033/34 | 93.75 | 58.25 | 5
2033/34 | 94.25 | 58.25 | 5
2033/34 | 94.75 | 58.25 | 13
2033/34 | 95.25 | 58.25 | 10
2033/34 | 95.75 | 58.25 | 5
2033/34 | 96.25 | 58.25 | 11
2033/34 | 96.75 | 58.25 | 9
2033/34 | 97.25 | 58.25 | 10
2033/34 | 97.75 | 58.25 | 15
2033/34 | 98.25 | 58.25 | 15
2033/34 | 98.75 | 58.25 | 15
2033/34 | 99.25 | 58.25 | 29
2033/34 | 99.75 | 58.25 | 33
2033/34 | 100.25 | 58.25 | 23
2033/34 | 100.75 | 58.25 | 24
2033/34 | 101.25 | 58.25 | 18
2033/34 | 101.75 | 58.25 | 25
2033/34 | 102.25 | 58.25 | 20
2033/34 | 102.75 | 58.25 | 33
2033/34 | 103.25 | 58.25 | 28
2033/34 | 103.75 | 58.25 | 30
2033/34 | 104.25 | 58.25 | 33
2033/34 | 104.75 | 58.25 | 37
2033/34 | 105.25 | 58.25 | 44
2033/34 | 105.75 | 58.25 | 38
2033/34 | 106.25 | 58.25 | 49
2033/34 | 106.75 | 58.25 | 49
2033/34 | 107.25 | 58.25 | 55
2033/34 | 107.75 | 58.25 | 49
2033/34 | 108.25 | 58.25 | 48
2033/34 | 108.75 | 58.25 | 47
2033/34 | 109.25 | 58.25 | 66
2033/34 | 109.75 | 58.25 | 71
2033/34 | 110.25 | 58.25 | 61
2033/34 | 110.75 | 58.25 | 69
2033/34 | 111.25 | 58.25 | 71
2033/34 | 111.75 | 58.25 | 66
2033/34 | 112.25 | 58.25 | 96
2033/34 | 112.75 | 58.25 | 90
2033/34 | 113.25 | 58.25 | 74
2033/34 | 113.75 | 58.25 | 87
2033/34 | 114.25 | 58.25 | 75
2033/34 | 114.75 | 58.25 | 71
2033/34 | 115.25 | 58.25 | 84
2033/34 | 115.75 | 58.25 | 93
2033/34 | 116.25 | 58.25 | 92
2033/34 | 116.75 | 58.25 | 109
2033/34 | 117.25 | 58.25 | 109
2033/34 | 117.75 | 58.25 | 85
2033/34 | 118.25 | 58.25 | 120
2033/34 | 118.75 | 58.25 | 83
2033/34 | 119.25 | 58.25 | 101
2033/34 | 119.75 | 58.25 | 93
2033/34 | 120.25 | 58.25 | 103
2033/34 | 120.75 | 58.25 | 122
2033/34 | 121.25 | 58.25 | 109
2033/34 | 121.75 | 58.25 | 103
2033/34 | 122.25 | 58.25 | 115
2033/34 | 122.75 | 58.25 | 121
2033/34 | 123.25 | 58.25 | 94
2033/34 | 123.75 | 58.25 | 121
2033/34 | 124.25 | 58.25 | 116
2033/34 | 124.75 | 58.25 | 116
2033/34 | 125.25 | 58.25 | 108
2033/34 | 125.75 | 58.25 | 123
2033/34 | 126.25 | 58.25 | 105
2033/34 | 126.75 | 58.25 | 87
2033/34 | 127.25 | 58.25 | 102
2033/34 | 127.75 | 58.25 | 118
2033/34 | 128.25 | 58.25 | 89
2033/34 | 128.75 | 58.25 | 112
2033/34 | 129.25 | 58.25 | 98
2033/34 | 129.75 | 58.25 | 112
2033/34 | 130.25 | 58.25 | 107
2033/34 | 130.75 | 58.25 | 136
2033/34 | 131.25 | 58.25 | 111
2033/34 | 131.75 | 58.25 | 128
2033/34 | 132.25 | 58.25 | 112
2033/34 | 132.75 | 58.25 | 123
2033/34 | 133.25 | 58.25 | 136
2033/34 | 133.75 | 58.25 | 131
2033/34 | 134.25 | 58.25 | 119
2033/34 | 134.75 | 58.25 | 118
2033/34 | 135.25 | 58.25 | 125
2033/34 | 135.75 | 58.25 | 140
2033/34 | 136.25 | 58.25 | 120
2033/34 | 136.75 | 58.25 | 116
2033/34 | 137.25 | 58.25 | 107
2033/34 | 137.75 | 58.25 | 91
2033/34 | 138.25 | 58.25 | 124
2033/34 | 138.75 | 58.25 | 115
2033/34 | 139.25 | 58.25 | 102
2033/34 | 139.75 | 58.25 | 124
2033/34 | 140.25 | 58.25 | 122
2033/34 | 140.75 | 58.25 | 128
2033/34 | 141.25 | 58.25 | 110
2033/34 | 141.75 | 58.25 | 110
2033/34 | 142.25 | 58.25 | 120
2033/34 | 142.75 | 58.25 | 104
2033/34 | 143.25 | 58.25 | 108
2033/34 | 143.75 | 58.25 | 97
2033/34 | 144.25 | 58.25 | 94
2033/34 | 144.75 | 58.25 | 112
2033/34 | 145.25 | 58.25 | 112
2033/34 | 145.75 | 58.25 | 140
2033/34 | 146.25 | 58.25 | 87
2033/34 | 146.75 | 58.25 | 99
2033/34 | 147.25 | 58.25 | 104
2033/34 | 147.75 | 58.25 | 116
2033/34 | 148.25 | 58.25 | 95
2033/34 | 148.75 | 58.25 | 95
2033/34 | 149.25 | 58.25 | 88
2033/34 | 149.75 | 58.25 | 107
2033/34 | 150.25 | 58.25 | 115
2033/34 | 150.75 | 58.25 | 111
2033/34 | 151.25 | 58.25 | 99
2033/34 | 151.75 | 58.25 | 103
2033/34 | 152.25 | 58.25 | 96
2033/34 | 152.75 | 58.25 | 97
2033/34 | 153.25 | 58.25 | 118
2033/34 | 153.75 | 58.25 | 114
2033/34 | 154.25 | 58.25 | 100
2033/34 | 154.75 | 58.25 | 133
2033/34 | 155.25 | 58.25 | 121
2033/34 | 155.75 | 58.25 | 100
2033/34 | 156.25 | 58.25 | 95
2033/34 | 156.75 | 58.25 | 95
2033/34 | 157.25 | 58.25 | 102
2033/34 | 157.75 | 58.25 | 111
2033/34 | 158.25 | 58.25 | 100
2033/34 | 158.75 | 58.25 | 96
2033/34 | 159.25 | 58.25 | 104
2033/34 | 159.75 | 58.25 | 82
2033/34 | 160.25 | 58.25 | 97
2033/34 | 160.75 | 58.25 | 103
2033/34 | 161.25 | 58.25 | 87
2033/34 | 161.75 | 58.25 | 92
2033/34 | 162.25 | 58.25 | 104
2033/34 | 162.75 | 58.25 | 81
2033/34 | 163.25 | 58.25 | 99
2033/34 | 163.75 | 58.25 | 97
2033/34 | 164.25 | 58.25 | 99
2033/34 | 164.75 | 58.25 | 104
2033/34 | 165.25 | 58.25 | 92
2033/34 | 165.75 | 58.25 | 81
2033/34 | 166.25 | 58.25 | 73
2033/34 | 166.75 | 58.25 | 84
2033/34 | 167.25 | 58.25 | 87
2033/34 | 167.75 | 58.25 | 92
2033/34 | 168.25 | 58.25 | 76
2033/34 | 168.75 | 58.25 | 76
2033/34 | 169.25 | 58.25 | 81
2033/34 | 169.75 | 58.25 | 82
2033/34 | 170.25 | 58.25 | 93
2033/34 | 170.75 | 58.25 | 93
2033/34 | 171.25 | 58.25 | 78
2033/34 | 171.75 | 58.25 | 92
2033/34 | 172.25 | 58.25 | 82
2033/34 | 172.75 | 58.25 | 84
2033/34 | 173.25 | 58.25 | 63
2033/34 | 173.75 | 58.25 | 75
2033/34 | 174.25 | 58.25 | 88
2033/34 | 174.75 | 58.25 | 77
2033/34 | 175.25 | 58.25 | 77
2033/34 | 175.75 | 58.25 | 84
2033/34 | 176.25 | 58.25 | 65
2033/34 | 176.75 | 58.25 | 72
2033/34 | 177.25 | 58.25 | 68
2033/34 | 177.75 | 58.25 | 64
2033/34 | 178.25 | 58.25 | 69
2033/34 | 178.75 | 58.25 | 73
2033/34 | 179.25 | 58.25 | 65
2033/34 | 179.75 | 58.25 | 70
2033/34 | 180.25 | 58.25 | 65
2033/34 | 180.75 | 58.25 | 64
2033/34 | 181.25 | 58.25 | 65
2033/34 | 181.75 | 58.25 | 55
2033/34 | 182.25 | 58.25 | 68
2033/34 | 182.75 | 58.25 | 65
2033/34 | 183.25 | 58.25 | 74
2033/34 | 183.75 | 58.25 | 71
2033/34 | 184.25 | 58.25 | 57
2033/34 | 184.75 | 58.25 | 51
2033/34 | 185.25 | 58.25 | 61
2033/34 | 185.75 | 58.25 | 64
2033/34 | 186.25 | 58.25 | 53
2033/34 | 186.75 | 58.25 | 67
2033/34 | 187.25 | 58.25 | 71
2033/34 | 187.75 | 58.25 | 52
2033/34 | 188.25 | 58.25 | 59
2033/34 | 188.75 | 58.25 | 42
2033/34 | 189.25 | 58.25 | 64
2033/34 | 189.75 | 58.25 | 62
2033/34 | 190.25 | 58.25 | 56
2033/34 | 190.75 | 58.25 | 41
2033/34 | 191.25 | 58.25 | 55
2033/34 | 191.75 | 58.25 | 65
2033/34 | 192.25 | 58.25 | 60
2033/34 | 192.75 | 58.25 | 47
2033/34 | 193.25 | 58.25 | 61
2033/34 | 193.75 | 58.25 | 51
2033/34 | 194.25 | 58.25 | 53
2033/34 | 194.75 | 58.25 | 49
2033/34 | 195.25 | 58.25 | 58
2033/34 | 195.75 | 58.25 | 49
2033/34 | 196.25 | 58.25 | 50
2033/34 | 196.75 | 58.25 | 52
2033/34 | 197.25 | 58.25 | 54
2033/34 | 197.75 | 58.25 | 44
2033/34 | 198.25 | 58.25 | 60
2033/34 | 198.75 | 58.25 | 40
2033/34 | 199.25 | 58.25 | 45
2033/34 | 199.75 | 58.25 | 43
2033/34 | 200.25 | 58.25 | 40
2033/34 | 200.75 | 58.25 | 43
2033/34 | 201.25 | 58.25 | 41
2033/34 | 201.75 | 58.25 | 56
2033/34 | 202.25 | 58.25 | 33
2033/34 | 202.75 | 58.25 | 40
2033/34 | 203.25 | 58.25 | 43
2033/34 | 203.75 | 58.25 | 25
2033/34 | 204.25 | 58.25 | 33
2033/34 | 204.75 | 58.25 | 30
2033/34 | 205.25 | 58.25 | 31
2033/34 | 205.75 | 58.25 | 42
2033/34 | 206.25 | 58.25 | 27
2033/34 | 206.75 | 58.25 | 35
2033/34 | 207.25 | 58.25 | 33
2033/34 | 207.75 | 58.25 | 41
2033/34 | 208.25 | 58.25 | 32
2033/34 | 208.75 | 58.25 | 31
2033/34 | 209.25 | 58.25 | 32
2033/34 | 209.75 | 58.25 | 27
2033/34 | 210.25 | 58.25 | 30
2033/34 | 210.75 | 58.25 | 31
2033/34 | 211.25 | 58.25 | 31
2033/34 | 211.75 | 58.25 | 30
2033/34 | 212.25 | 58.25 | 32
2033/34 | 212.75 | 58.25 | 22
2033/34 | 213.25 | 58.25 | 27
2033/34 | 213.75 | 58.25 | 30
2033/34 | 214.25 | 58.25 | 29
2033/34 | 214.75 | 58.25 | 22
2033/34 | 215.25 | 58.25 | 31
2033/34 | 215.75 | 58.25 | 27
2033/34 | 216.25 | 58.25 | 27
2033/34 | 216.75 | 58.25 | 18
2033/34 | 217.25 | 58.25 | 14
2033/34 | 217.75 | 58.25 | 18
2033/34 | 218.25 | 58.25 | 24
2033/34 | 218.75 | 58.25 | 15
2033/34 | 219.25 | 58.25 | 24
2033/34 | 219.75 | 58.25 | 22
2033/34 | 220.25 | 58.25 | 28
2033/34 | 220.75 | 58.25 | 18
2033/34 | 221.25 | 58.25 | 10
2033/34 | 221.75 | 58.25 | 26
2033/34 | 222.25 | 58.25 | 13
2033/34 | 222.75 | 58.25 | 16
2033/34 | 223.25 | 58.25 | 19
2033/34 | 223.75 | 58.25 | 20
2033/34 | 224.25 | 58.25 | 29
2033/34 | 224.75 | 58.25 | 10
2033/34 | 225.25 | 58.25 | 19
2033/34 | 225.75 | 58.25 | 16
2033/34 | 226.25 | 58.25 | 15
2033/34 | 226.75 | 58.25 | 23
2033/34 | 227.25 | 58.25 | 20
2033/34 | 227.75 | 58.25 | 13
2033/34 | 228.25 | 58.25 | 20
2033/34 | 228.75 | 58.25 | 13
2033/34 | 229.25 | 58.25 | 12
2033/34 | 229.75 | 58.25 | 18
2033/34 | 230.25 | 58.25 | 17
2033/34 | 230.75 | 58.25 | 20
2033/34 | 231.25 | 58.25 | 9
2033/34 | 231.75 | 58.25 | 12
2033/34 | 232.25 | 58.25 | 11
2033/34 | 232.75 | 58.25 | 14
2033/34 | 233.25 | 58.25 | 11
2033/34 | 233.75 | 58.25 | 9
2033/34 | 234.25 | 58.25 | 12
2033/34 | 234.75 | 58.25 | 10
2033/34 | 235.25 | 58.25 | 9
2033/34 | 235.75 | 58.25 | 13
2033/34 | 236.25 | 58.25 | 7
2033/34 | 236.75 | 58.25 | 6
2033/34 | 237.25 | 58.25 | 7
2033/34 | 237.75 | 58.25 | 13
2033/34 | 238.25 | 58.25 | 8
2033/34 | 238.75 | 58.25 | 5
2033/34 | 239.25 | 58.25 | 9
2033/34 | 239.75 | 58.25 | 12
2033/34 | 240.25 | 58.25 | 8
2033/34 | 240.75 | 58.25 | 6
2033/34 | 241.25 | 58.25 | 5
2033/34 | 241.75 | 58.25 | 1
2033/34 | 242.25 | 58.25 | 9
2033/34 | 242.75 | 58.25 | 8
2033/34 | 243.25 | 58.25 | 6
2033/34 | 243.75 | 58.25 | 10
2033/34 | 244.25 | 58.25 | 6
2033/34 | 244.75 | 58.25 | 7
2033/34 | 245.25 | 58.25 | 9
2033/34 | 245.75 | 58.25 | 7
2033/34 | 246.25 | 58.25 | 8
2033/34 | 246.75 | 58.25 | 5
2033/34 | 247.25 | 58.25 | 6
2033/34 | 247.75 | 58.25 | 2
2033/34 | 248.25 | 58.25 | 4
2033/34 | 248.75 | 58.25 | 5
2033/34 | 249.25 | 58.25 | 8
2033/34 | 249.75 | 58.25 | 7
2033/34 | 250.25 | 58.25 | 5
2033/34 | 250.75 | 58.25 | 2
2033/34 | 251.25 | 58.25 | 3
2033/34 | 251.75 | 58.25 | 3
2033/34 | 252.25 | 58.25 | 3
2033/34 | 252.75 | 58.25 | 5
2033/34 | 253.25 | 58.25 | 3
2033/34 | 253.75 | 58.25 | 6
2033/34 | 254.25 | 58.25 | 4
2033/34 | 254.75 | 58.25 | 2
2033/34 | 255.25 | 58.25 | 2
2033/34 | 255.75 | 58.25 | 6
2033/34 | 256.25 | 58.25 | 4
2033/34 | 256.75 | 58.25 | 4
2033/34 | 257.25 | 58.25 | 3
2033/34 | 257.75 | 58.25 | 2
2033/34 | 258.25 | 58.25 | 7
2033/34 | 258.75 | 58.25 | 5
2033/34 | 259.25 | 58.25 | 1
2033/34 | 259.75 | 58.25 | 4
2033/34 | 260.25 | 58.25 | 5
2033/34 | 260.75 | 58.25 | 1
2033/34 | 261.25 | 58.25 | 2
2033/34 | 261.75 | 58.25 | 1
2033/34 | 262.75 | 58.25 | 1
2033/34 | 263.75 | 58.25 | 2
2033/34 | 264.25 | 58.25 | 1
2033/34 | 264.75 | 58.25 | 5
2033/34 | 265.25 | 58.25 | 3
2033/34 | 265.75 | 58.25 | 7
2033/34 | 266.25 | 58.25 | 3
2033/34 | 266.75 | 58.25 | 2
2033/34 | 267.25 | 58.25 | 1
2033/34 | 267.75 | 58.25 | 1
2033/34 | 268.25 | 58.25 | 1
2033/34 | 268.75 | 58.25 | 1
2033/34 | 269.25 | 58.25 | 4
2033/34 | 269.75 | 58.25 | 4
2033/34 | 270.25 | 58.25 | 2
2033/34 | 271.25 | 58.25 | 3
2033/34 | 271.75 | 58.25 | 1
2033/34 | 272.25 | 58.25 | 1
2033/34 | 273.25 | 58.25 | 1
2033/34 | 273.75 | 58.25 | 1
2033/34 | 274.25 | 58.25 | 1
2033/34 | 274.75 | 58.25 | 1
2033/34 | 275.25 | 58.25 | 2
2033/34 | 276.25 | 58.25 | 2
2033/34 | 276.75 | 58.25 | 1
2033/34 | 277.25 | 58.25 | 1
2033/34 | 277.75 | 58.25 | 1
2033/34 | 278.75 | 58.25 | 2
2033/34 | 279.25 | 58.25 | 1
2033/34 | 280.25 | 58.25 | 3
2033/34 | 281.25 | 58.25 | 2
2033/34 | 283.25 | 58.25 | 1
2033/34 | 283.75 | 58.25 | 1
2033/34 | 284.25 | 58.25 | 1
2033/34 | 284.75 | 58.25 | 1
2033/34 | 286.25 | 58.25 | 3
2033/34 | 286.75 | 58.25 | 1
2033/34 | 287.25 | 58.25 | 3
2033/34 | 288.25 | 58.25 | 1
2033/34 | 289.25 | 58.25 | 1
2033/34 | 290.25 | 58.25 | 1
2033/34 | 290.75 | 58.25 | 1
2033/34 | 291.75 | 58.25 | 2
2033/34 | 292.25 | 58.25 | 1
2033/34 | 292.75 | 58.25 | 1
2033/34 | 293.25 | 58.25 | 1
2033/34 | 293.75 | 58.25 | 1
2033/34 | 296.75 | 58.25 | 1
2033/34 | 297.75 | 58.25 | 1
2033/34 | 298.25 | 58.25 | 1
2033/34 | 299.75 | 58.25 | 1
2033/34 | 301.25 | 58.25 | 2
2033/34 | 302.25 | 58.25 | 1
2033/34 | 302.75 | 58.25 | 4
2033/34 | 303.25 | 58.25 | 1
2033/34 | 307.25 | 58.25 | 1
2033/34 | 308.75 | 58.25 | 1
2033/34 | 309.25 | 58.25 | 1
2033/34 | 310.25 | 58.25 | 1
2033/34 | 324.75 | 58.25 | 1
2033/34 | 326.25 | 58.25 | 1
2033/34 | 330.25 | 58.25 | 1
2033/34 | 341.25 | 58.25 | 1
2033/34 | 365.25 | 58.25 | 1
2033/34 | 67.25 | 58.75 | 1
2033/34 | 68.25 | 58.75 | 2
2033/34 | 69.25 | 58.75 | 1
2033/34 | 74.25 | 58.75 | 1
2033/34 | 75.25 | 58.75 | 1
2033/34 | 76.25 | 58.75 | 2
2033/34 | 77.75 | 58.75 | 1
2033/34 | 78.75 | 58.75 | 1
2033/34 | 79.25 | 58.75 | 2
2033/34 | 79.75 | 58.75 | 1
2033/34 | 80.25 | 58.75 | 3
2033/34 | 80.75 | 58.75 | 3
2033/34 | 82.25 | 58.75 | 1
2033/34 | 82.75 | 58.75 | 4
2033/34 | 83.25 | 58.75 | 2
2033/34 | 83.75 | 58.75 | 2
2033/34 | 84.25 | 58.75 | 4
2033/34 | 84.75 | 58.75 | 2
2033/34 | 85.75 | 58.75 | 5
2033/34 | 86.25 | 58.75 | 4
2033/34 | 86.75 | 58.75 | 5
2033/34 | 87.25 | 58.75 | 2
2033/34 | 87.75 | 58.75 | 4
2033/34 | 88.25 | 58.75 | 2
2033/34 | 88.75 | 58.75 | 2
2033/34 | 89.25 | 58.75 | 1
2033/34 | 89.75 | 58.75 | 3
2033/34 | 90.25 | 58.75 | 5
2033/34 | 90.75 | 58.75 | 7
2033/34 | 91.25 | 58.75 | 2
2033/34 | 91.75 | 58.75 | 7
2033/34 | 92.25 | 58.75 | 7
2033/34 | 92.75 | 58.75 | 9
2033/34 | 93.25 | 58.75 | 5
2033/34 | 93.75 | 58.75 | 6
2033/34 | 94.25 | 58.75 | 6
2033/34 | 94.75 | 58.75 | 11
2033/34 | 95.25 | 58.75 | 1
2033/34 | 95.75 | 58.75 | 7
2033/34 | 96.25 | 58.75 | 12
2033/34 | 96.75 | 58.75 | 11
2033/34 | 97.25 | 58.75 | 12
2033/34 | 97.75 | 58.75 | 14
2033/34 | 98.25 | 58.75 | 8
2033/34 | 98.75 | 58.75 | 13
2033/34 | 99.25 | 58.75 | 20
2033/34 | 99.75 | 58.75 | 25
2033/34 | 100.25 | 58.75 | 14
2033/34 | 100.75 | 58.75 | 16
2033/34 | 101.25 | 58.75 | 19
2033/34 | 101.75 | 58.75 | 10
2033/34 | 102.25 | 58.75 | 27
2033/34 | 102.75 | 58.75 | 32
2033/34 | 103.25 | 58.75 | 38
2033/34 | 103.75 | 58.75 | 28
2033/34 | 104.25 | 58.75 | 39
2033/34 | 104.75 | 58.75 | 36
2033/34 | 105.25 | 58.75 | 38
2033/34 | 105.75 | 58.75 | 40
2033/34 | 106.25 | 58.75 | 44
2033/34 | 106.75 | 58.75 | 36
2033/34 | 107.25 | 58.75 | 36
2033/34 | 107.75 | 58.75 | 49
2033/34 | 108.25 | 58.75 | 46
2033/34 | 108.75 | 58.75 | 54
2033/34 | 109.25 | 58.75 | 43
2033/34 | 109.75 | 58.75 | 58
2033/34 | 110.25 | 58.75 | 65
2033/34 | 110.75 | 58.75 | 56
2033/34 | 111.25 | 58.75 | 73
2033/34 | 111.75 | 58.75 | 71
2033/34 | 112.25 | 58.75 | 51
2033/34 | 112.75 | 58.75 | 64
2033/34 | 113.25 | 58.75 | 84
2033/34 | 113.75 | 58.75 | 71
2033/34 | 114.25 | 58.75 | 85
2033/34 | 114.75 | 58.75 | 72
2033/34 | 115.25 | 58.75 | 76
2033/34 | 115.75 | 58.75 | 92
2033/34 | 116.25 | 58.75 | 94
2033/34 | 116.75 | 58.75 | 90
2033/34 | 117.25 | 58.75 | 89
2033/34 | 117.75 | 58.75 | 90
2033/34 | 118.25 | 58.75 | 106
2033/34 | 118.75 | 58.75 | 82
2033/34 | 119.25 | 58.75 | 93
2033/34 | 119.75 | 58.75 | 115
2033/34 | 120.25 | 58.75 | 105
2033/34 | 120.75 | 58.75 | 93
2033/34 | 121.25 | 58.75 | 84
2033/34 | 121.75 | 58.75 | 111
2033/34 | 122.25 | 58.75 | 110
2033/34 | 122.75 | 58.75 | 97
2033/34 | 123.25 | 58.75 | 106
2033/34 | 123.75 | 58.75 | 106
2033/34 | 124.25 | 58.75 | 95
2033/34 | 124.75 | 58.75 | 96
2033/34 | 125.25 | 58.75 | 102
2033/34 | 125.75 | 58.75 | 105
2033/34 | 126.25 | 58.75 | 111
2033/34 | 126.75 | 58.75 | 105
2033/34 | 127.25 | 58.75 | 125
2033/34 | 127.75 | 58.75 | 133
2033/34 | 128.25 | 58.75 | 112
2033/34 | 128.75 | 58.75 | 100
2033/34 | 129.25 | 58.75 | 100
2033/34 | 129.75 | 58.75 | 106
2033/34 | 130.25 | 58.75 | 94
2033/34 | 130.75 | 58.75 | 120
2033/34 | 131.25 | 58.75 | 110
2033/34 | 131.75 | 58.75 | 99
2033/34 | 132.25 | 58.75 | 108
2033/34 | 132.75 | 58.75 | 119
2033/34 | 133.25 | 58.75 | 124
2033/34 | 133.75 | 58.75 | 108
2033/34 | 134.25 | 58.75 | 123
2033/34 | 134.75 | 58.75 | 112
2033/34 | 135.25 | 58.75 | 117
2033/34 | 135.75 | 58.75 | 120
2033/34 | 136.25 | 58.75 | 106
2033/34 | 136.75 | 58.75 | 101
2033/34 | 137.25 | 58.75 | 106
2033/34 | 137.75 | 58.75 | 115
2033/34 | 138.25 | 58.75 | 112
2033/34 | 138.75 | 58.75 | 109
2033/34 | 139.25 | 58.75 | 117
2033/34 | 139.75 | 58.75 | 114
2033/34 | 140.25 | 58.75 | 123
2033/34 | 140.75 | 58.75 | 137
2033/34 | 141.25 | 58.75 | 104
2033/34 | 141.75 | 58.75 | 119
2033/34 | 142.25 | 58.75 | 101
2033/34 | 142.75 | 58.75 | 104
2033/34 | 143.25 | 58.75 | 124
2033/34 | 143.75 | 58.75 | 98
2033/34 | 144.25 | 58.75 | 105
2033/34 | 144.75 | 58.75 | 108
2033/34 | 145.25 | 58.75 | 102
2033/34 | 145.75 | 58.75 | 92
2033/34 | 146.25 | 58.75 | 117
2033/34 | 146.75 | 58.75 | 122
2033/34 | 147.25 | 58.75 | 90
2033/34 | 147.75 | 58.75 | 136
2033/34 | 148.25 | 58.75 | 84
2033/34 | 148.75 | 58.75 | 85
2033/34 | 149.25 | 58.75 | 95
2033/34 | 149.75 | 58.75 | 112
2033/34 | 150.25 | 58.75 | 94
2033/34 | 150.75 | 58.75 | 92
2033/34 | 151.25 | 58.75 | 120
2033/34 | 151.75 | 58.75 | 111
2033/34 | 152.25 | 58.75 | 87
2033/34 | 152.75 | 58.75 | 111
2033/34 | 153.25 | 58.75 | 100
2033/34 | 153.75 | 58.75 | 93
2033/34 | 154.25 | 58.75 | 86
2033/34 | 154.75 | 58.75 | 88
2033/34 | 155.25 | 58.75 | 99
2033/34 | 155.75 | 58.75 | 97
2033/34 | 156.25 | 58.75 | 107
2033/34 | 156.75 | 58.75 | 77
2033/34 | 157.25 | 58.75 | 89
2033/34 | 157.75 | 58.75 | 100
2033/34 | 158.25 | 58.75 | 85
2033/34 | 158.75 | 58.75 | 91
2033/34 | 159.25 | 58.75 | 87
2033/34 | 159.75 | 58.75 | 81
2033/34 | 160.25 | 58.75 | 107
2033/34 | 160.75 | 58.75 | 90
2033/34 | 161.25 | 58.75 | 83
2033/34 | 161.75 | 58.75 | 91
2033/34 | 162.25 | 58.75 | 74
2033/34 | 162.75 | 58.75 | 83
2033/34 | 163.25 | 58.75 | 92
2033/34 | 163.75 | 58.75 | 94
2033/34 | 164.25 | 58.75 | 87
2033/34 | 164.75 | 58.75 | 81
2033/34 | 165.25 | 58.75 | 72
2033/34 | 165.75 | 58.75 | 87
2033/34 | 166.25 | 58.75 | 72
2033/34 | 166.75 | 58.75 | 97
2033/34 | 167.25 | 58.75 | 97
2033/34 | 167.75 | 58.75 | 80
2033/34 | 168.25 | 58.75 | 107
2033/34 | 168.75 | 58.75 | 77
2033/34 | 169.25 | 58.75 | 74
2033/34 | 169.75 | 58.75 | 81
2033/34 | 170.25 | 58.75 | 81
2033/34 | 170.75 | 58.75 | 75
2033/34 | 171.25 | 58.75 | 75
2033/34 | 171.75 | 58.75 | 74
2033/34 | 172.25 | 58.75 | 73
2033/34 | 172.75 | 58.75 | 77
2033/34 | 173.25 | 58.75 | 87
2033/34 | 173.75 | 58.75 | 90
2033/34 | 174.25 | 58.75 | 68
2033/34 | 174.75 | 58.75 | 99
2033/34 | 175.25 | 58.75 | 66
2033/34 | 175.75 | 58.75 | 71
2033/34 | 176.25 | 58.75 | 81
2033/34 | 176.75 | 58.75 | 72
2033/34 | 177.25 | 58.75 | 77
2033/34 | 177.75 | 58.75 | 69
2033/34 | 178.25 | 58.75 | 73
2033/34 | 178.75 | 58.75 | 58
2033/34 | 179.25 | 58.75 | 70
2033/34 | 179.75 | 58.75 | 68
2033/34 | 180.25 | 58.75 | 71
2033/34 | 180.75 | 58.75 | 55
2033/34 | 181.25 | 58.75 | 69
2033/34 | 181.75 | 58.75 | 57
2033/34 | 182.25 | 58.75 | 80
2033/34 | 182.75 | 58.75 | 81
2033/34 | 183.25 | 58.75 | 61
2033/34 | 183.75 | 58.75 | 60
2033/34 | 184.25 | 58.75 | 66
2033/34 | 184.75 | 58.75 | 52
2033/34 | 185.25 | 58.75 | 57
2033/34 | 185.75 | 58.75 | 76
2033/34 | 186.25 | 58.75 | 73
2033/34 | 186.75 | 58.75 | 57
2033/34 | 187.25 | 58.75 | 59
2033/34 | 187.75 | 58.75 | 72
2033/34 | 188.25 | 58.75 | 52
2033/34 | 188.75 | 58.75 | 52
2033/34 | 189.25 | 58.75 | 54
2033/34 | 189.75 | 58.75 | 46
2033/34 | 190.25 | 58.75 | 53
2033/34 | 190.75 | 58.75 | 46
2033/34 | 191.25 | 58.75 | 48
2033/34 | 191.75 | 58.75 | 47
2033/34 | 192.25 | 58.75 | 56
2033/34 | 192.75 | 58.75 | 45
2033/34 | 193.25 | 58.75 | 46
2033/34 | 193.75 | 58.75 | 50
2033/34 | 194.25 | 58.75 | 49
2033/34 | 194.75 | 58.75 | 49
2033/34 | 195.25 | 58.75 | 49
2033/34 | 195.75 | 58.75 | 37
2033/34 | 196.25 | 58.75 | 44
2033/34 | 196.75 | 58.75 | 30
2033/34 | 197.25 | 58.75 | 54
2033/34 | 197.75 | 58.75 | 45
2033/34 | 198.25 | 58.75 | 45
2033/34 | 198.75 | 58.75 | 48
2033/34 | 199.25 | 58.75 | 43
2033/34 | 199.75 | 58.75 | 44
2033/34 | 200.25 | 58.75 | 44
2033/34 | 200.75 | 58.75 | 45
2033/34 | 201.25 | 58.75 | 39
2033/34 | 201.75 | 58.75 | 34
2033/34 | 202.25 | 58.75 | 43
2033/34 | 202.75 | 58.75 | 47
2033/34 | 203.25 | 58.75 | 42
2033/34 | 203.75 | 58.75 | 43
2033/34 | 204.25 | 58.75 | 41
2033/34 | 204.75 | 58.75 | 42
2033/34 | 205.25 | 58.75 | 36
2033/34 | 205.75 | 58.75 | 38
2033/34 | 206.25 | 58.75 | 36
2033/34 | 206.75 | 58.75 | 30
2033/34 | 207.25 | 58.75 | 34
2033/34 | 207.75 | 58.75 | 29
2033/34 | 208.25 | 58.75 | 39
2033/34 | 208.75 | 58.75 | 25
2033/34 | 209.25 | 58.75 | 29
2033/34 | 209.75 | 58.75 | 22
2033/34 | 210.25 | 58.75 | 31
2033/34 | 210.75 | 58.75 | 40
2033/34 | 211.25 | 58.75 | 29
2033/34 | 211.75 | 58.75 | 24
2033/34 | 212.25 | 58.75 | 27
2033/34 | 212.75 | 58.75 | 30
2033/34 | 213.25 | 58.75 | 22
2033/34 | 213.75 | 58.75 | 26
2033/34 | 214.25 | 58.75 | 27
2033/34 | 214.75 | 58.75 | 29
2033/34 | 215.25 | 58.75 | 23
2033/34 | 215.75 | 58.75 | 27
2033/34 | 216.25 | 58.75 | 24
2033/34 | 216.75 | 58.75 | 21
2033/34 | 217.25 | 58.75 | 30
2033/34 | 217.75 | 58.75 | 21
2033/34 | 218.25 | 58.75 | 34
2033/34 | 218.75 | 58.75 | 21
2033/34 | 219.25 | 58.75 | 22
2033/34 | 219.75 | 58.75 | 27
2033/34 | 220.25 | 58.75 | 14
2033/34 | 220.75 | 58.75 | 21
2033/34 | 221.25 | 58.75 | 26
2033/34 | 221.75 | 58.75 | 17
2033/34 | 222.25 | 58.75 | 16
2033/34 | 222.75 | 58.75 | 20
2033/34 | 223.25 | 58.75 | 23
2033/34 | 223.75 | 58.75 | 17
2033/34 | 224.25 | 58.75 | 17
2033/34 | 224.75 | 58.75 | 16
2033/34 | 225.25 | 58.75 | 22
2033/34 | 225.75 | 58.75 | 21
2033/34 | 226.25 | 58.75 | 17
2033/34 | 226.75 | 58.75 | 13
2033/34 | 227.25 | 58.75 | 19
2033/34 | 227.75 | 58.75 | 20
2033/34 | 228.25 | 58.75 | 13
2033/34 | 228.75 | 58.75 | 12
2033/34 | 229.25 | 58.75 | 12
2033/34 | 229.75 | 58.75 | 9
2033/34 | 230.25 | 58.75 | 11
2033/34 | 230.75 | 58.75 | 13
2033/34 | 231.25 | 58.75 | 10
2033/34 | 231.75 | 58.75 | 17
2033/34 | 232.25 | 58.75 | 10
2033/34 | 232.75 | 58.75 | 19
2033/34 | 233.25 | 58.75 | 17
2033/34 | 233.75 | 58.75 | 11
2033/34 | 234.25 | 58.75 | 9
2033/34 | 234.75 | 58.75 | 7
2033/34 | 235.25 | 58.75 | 14
2033/34 | 235.75 | 58.75 | 10
2033/34 | 236.25 | 58.75 | 10
2033/34 | 236.75 | 58.75 | 12
2033/34 | 237.25 | 58.75 | 7
2033/34 | 237.75 | 58.75 | 12
2033/34 | 238.25 | 58.75 | 11
2033/34 | 238.75 | 58.75 | 6
2033/34 | 239.25 | 58.75 | 15
2033/34 | 239.75 | 58.75 | 10
2033/34 | 240.25 | 58.75 | 4
2033/34 | 240.75 | 58.75 | 6
2033/34 | 241.25 | 58.75 | 10
2033/34 | 241.75 | 58.75 | 8
2033/34 | 242.25 | 58.75 | 5
2033/34 | 242.75 | 58.75 | 12
2033/34 | 243.25 | 58.75 | 11
2033/34 | 243.75 | 58.75 | 7
2033/34 | 244.25 | 58.75 | 7
2033/34 | 244.75 | 58.75 | 9
2033/34 | 245.25 | 58.75 | 5
2033/34 | 245.75 | 58.75 | 6
2033/34 | 246.25 | 58.75 | 7
2033/34 | 246.75 | 58.75 | 7
2033/34 | 247.25 | 58.75 | 6
2033/34 | 247.75 | 58.75 | 6
2033/34 | 248.25 | 58.75 | 3
2033/34 | 248.75 | 58.75 | 4
2033/34 | 249.25 | 58.75 | 6
2033/34 | 249.75 | 58.75 | 11
2033/34 | 250.25 | 58.75 | 9
2033/34 | 250.75 | 58.75 | 7
2033/34 | 251.25 | 58.75 | 5
2033/34 | 251.75 | 58.75 | 5
2033/34 | 252.25 | 58.75 | 4
2033/34 | 252.75 | 58.75 | 7
2033/34 | 253.25 | 58.75 | 7
2033/34 | 253.75 | 58.75 | 6
2033/34 | 254.25 | 58.75 | 3
2033/34 | 254.75 | 58.75 | 4
2033/34 | 255.25 | 58.75 | 5
2033/34 | 255.75 | 58.75 | 3
2033/34 | 256.25 | 58.75 | 4
2033/34 | 256.75 | 58.75 | 4
2033/34 | 257.25 | 58.75 | 4
2033/34 | 257.75 | 58.75 | 4
2033/34 | 258.25 | 58.75 | 3
2033/34 | 258.75 | 58.75 | 1
2033/34 | 259.25 | 58.75 | 2
2033/34 | 259.75 | 58.75 | 4
2033/34 | 260.25 | 58.75 | 7
2033/34 | 260.75 | 58.75 | 3
2033/34 | 261.25 | 58.75 | 3
2033/34 | 261.75 | 58.75 | 1
2033/34 | 262.25 | 58.75 | 1
2033/34 | 262.75 | 58.75 | 1
2033/34 | 263.25 | 58.75 | 2
2033/34 | 263.75 | 58.75 | 4
2033/34 | 264.25 | 58.75 | 3
2033/34 | 264.75 | 58.75 | 5
2033/34 | 265.25 | 58.75 | 2
2033/34 | 265.75 | 58.75 | 3
2033/34 | 266.25 | 58.75 | 2
2033/34 | 266.75 | 58.75 | 4
2033/34 | 267.25 | 58.75 | 2
2033/34 | 267.75 | 58.75 | 4
2033/34 | 268.25 | 58.75 | 2
2033/34 | 268.75 | 58.75 | 2
2033/34 | 269.25 | 58.75 | 5
2033/34 | 269.75 | 58.75 | 4
2033/34 | 270.25 | 58.75 | 1
2033/34 | 270.75 | 58.75 | 3
2033/34 | 271.25 | 58.75 | 1
2033/34 | 271.75 | 58.75 | 1
2033/34 | 272.25 | 58.75 | 1
2033/34 | 272.75 | 58.75 | 2
2033/34 | 273.25 | 58.75 | 3
2033/34 | 274.75 | 58.75 | 5
2033/34 | 275.25 | 58.75 | 2
2033/34 | 275.75 | 58.75 | 3
2033/34 | 276.25 | 58.75 | 2
2033/34 | 277.25 | 58.75 | 1
2033/34 | 278.25 | 58.75 | 3
2033/34 | 278.75 | 58.75 | 1
2033/34 | 281.25 | 58.75 | 1
2033/34 | 281.75 | 58.75 | 1
2033/34 | 282.25 | 58.75 | 2
2033/34 | 282.75 | 58.75 | 1
2033/34 | 283.25 | 58.75 | 1
2033/34 | 283.75 | 58.75 | 1
2033/34 | 285.25 | 58.75 | 4
2033/34 | 285.75 | 58.75 | 1
2033/34 | 286.25 | 58.75 | 1
2033/34 | 287.25 | 58.75 | 1
2033/34 | 288.75 | 58.75 | 1
2033/34 | 290.75 | 58.75 | 2
2033/34 | 291.25 | 58.75 | 2
2033/34 | 292.75 | 58.75 | 1
2033/34 | 293.75 | 58.75 | 1
2033/34 | 294.25 | 58.75 | 2
2033/34 | 294.75 | 58.75 | 1
2033/34 | 295.25 | 58.75 | 1
2033/34 | 298.25 | 58.75 | 1
2033/34 | 298.75 | 58.75 | 1
2033/34 | 300.25 | 58.75 | 1
2033/34 | 310.25 | 58.75 | 1
2033/34 | 312.25 | 58.75 | 1
2033/34 | 314.25 | 58.75 | 1
2033/34 | 314.75 | 58.75 | 1
2033/34 | 322.25 | 58.75 | 1
2033/34 | 323.75 | 58.75 | 1
2033/34 | 328.25 | 58.75 | 1
2033/34 | 333.75 | 58.75 | 1
2033/34 | 351.75 | 58.75 | 1
2033/34 | 72.75 | 59.25 | 2
2033/34 | 73.25 | 59.25 | 1
2033/34 | 75.25 | 59.25 | 1
2033/34 | 75.75 | 59.25 | 1
2033/34 | 76.75 | 59.25 | 1
2033/34 | 77.25 | 59.25 | 1
2033/34 | 77.75 | 59.25 | 1
2033/34 | 78.25 | 59.25 | 1
2033/34 | 79.25 | 59.25 | 2
2033/34 | 79.75 | 59.25 | 1
2033/34 | 81.75 | 59.25 | 1
2033/34 | 82.25 | 59.25 | 2
2033/34 | 84.25 | 59.25 | 4
2033/34 | 84.75 | 59.25 | 1
2033/34 | 85.25 | 59.25 | 3
2033/34 | 85.75 | 59.25 | 5
2033/34 | 86.25 | 59.25 | 2
2033/34 | 87.25 | 59.25 | 1
2033/34 | 87.75 | 59.25 | 1
2033/34 | 88.25 | 59.25 | 1
2033/34 | 88.75 | 59.25 | 5
2033/34 | 89.25 | 59.25 | 3
2033/34 | 89.75 | 59.25 | 4
2033/34 | 90.25 | 59.25 | 5
2033/34 | 90.75 | 59.25 | 2
2033/34 | 91.25 | 59.25 | 5
2033/34 | 91.75 | 59.25 | 1
2033/34 | 92.25 | 59.25 | 5
2033/34 | 92.75 | 59.25 | 9
2033/34 | 93.25 | 59.25 | 3
2033/34 | 93.75 | 59.25 | 11
2033/34 | 94.25 | 59.25 | 5
2033/34 | 94.75 | 59.25 | 7
2033/34 | 95.25 | 59.25 | 4
2033/34 | 95.75 | 59.25 | 10
2033/34 | 96.25 | 59.25 | 8
2033/34 | 96.75 | 59.25 | 4
2033/34 | 97.25 | 59.25 | 7
2033/34 | 97.75 | 59.25 | 12
2033/34 | 98.25 | 59.25 | 12
2033/34 | 98.75 | 59.25 | 12
2033/34 | 99.25 | 59.25 | 12
2033/34 | 99.75 | 59.25 | 12
2033/34 | 100.25 | 59.25 | 16
2033/34 | 100.75 | 59.25 | 17
2033/34 | 101.25 | 59.25 | 18
2033/34 | 101.75 | 59.25 | 23
2033/34 | 102.25 | 59.25 | 23
2033/34 | 102.75 | 59.25 | 18
2033/34 | 103.25 | 59.25 | 20
2033/34 | 103.75 | 59.25 | 25
2033/34 | 104.25 | 59.25 | 17
2033/34 | 104.75 | 59.25 | 27
2033/34 | 105.25 | 59.25 | 39
2033/34 | 105.75 | 59.25 | 27
2033/34 | 106.25 | 59.25 | 36
2033/34 | 106.75 | 59.25 | 40
2033/34 | 107.25 | 59.25 | 40
2033/34 | 107.75 | 59.25 | 44
2033/34 | 108.25 | 59.25 | 55
2033/34 | 108.75 | 59.25 | 51
2033/34 | 109.25 | 59.25 | 48
2033/34 | 109.75 | 59.25 | 51
2033/34 | 110.25 | 59.25 | 54
2033/34 | 110.75 | 59.25 | 50
2033/34 | 111.25 | 59.25 | 52
2033/34 | 111.75 | 59.25 | 72
2033/34 | 112.25 | 59.25 | 53
2033/34 | 112.75 | 59.25 | 90
2033/34 | 113.25 | 59.25 | 80
2033/34 | 113.75 | 59.25 | 72
2033/34 | 114.25 | 59.25 | 80
2033/34 | 114.75 | 59.25 | 88
2033/34 | 115.25 | 59.25 | 77
2033/34 | 115.75 | 59.25 | 87
2033/34 | 116.25 | 59.25 | 82
2033/34 | 116.75 | 59.25 | 86
2033/34 | 117.25 | 59.25 | 88
2033/34 | 117.75 | 59.25 | 97
2033/34 | 118.25 | 59.25 | 100
2033/34 | 118.75 | 59.25 | 96
2033/34 | 119.25 | 59.25 | 91
2033/34 | 119.75 | 59.25 | 84
2033/34 | 120.25 | 59.25 | 110
2033/34 | 120.75 | 59.25 | 104
2033/34 | 121.25 | 59.25 | 106
2033/34 | 121.75 | 59.25 | 94
2033/34 | 122.25 | 59.25 | 101
2033/34 | 122.75 | 59.25 | 111
2033/34 | 123.25 | 59.25 | 96
2033/34 | 123.75 | 59.25 | 96
2033/34 | 124.25 | 59.25 | 98
2033/34 | 124.75 | 59.25 | 125
2033/34 | 125.25 | 59.25 | 107
2033/34 | 125.75 | 59.25 | 102
2033/34 | 126.25 | 59.25 | 114
2033/34 | 126.75 | 59.25 | 91
2033/34 | 127.25 | 59.25 | 95
2033/34 | 127.75 | 59.25 | 94
2033/34 | 128.25 | 59.25 | 115
2033/34 | 128.75 | 59.25 | 102
2033/34 | 129.25 | 59.25 | 114
2033/34 | 129.75 | 59.25 | 118
2033/34 | 130.25 | 59.25 | 112
2033/34 | 130.75 | 59.25 | 122
2033/34 | 131.25 | 59.25 | 124
2033/34 | 131.75 | 59.25 | 135
2033/34 | 132.25 | 59.25 | 82
2033/34 | 132.75 | 59.25 | 105
2033/34 | 133.25 | 59.25 | 112
2033/34 | 133.75 | 59.25 | 116
2033/34 | 134.25 | 59.25 | 114
2033/34 | 134.75 | 59.25 | 119
2033/34 | 135.25 | 59.25 | 108
2033/34 | 135.75 | 59.25 | 109
2033/34 | 136.25 | 59.25 | 105
2033/34 | 136.75 | 59.25 | 124
2033/34 | 137.25 | 59.25 | 116
2033/34 | 137.75 | 59.25 | 118
2033/34 | 138.25 | 59.25 | 115
2033/34 | 138.75 | 59.25 | 104
2033/34 | 139.25 | 59.25 | 121
2033/34 | 139.75 | 59.25 | 105
2033/34 | 140.25 | 59.25 | 95
2033/34 | 140.75 | 59.25 | 107
2033/34 | 141.25 | 59.25 | 100
2033/34 | 141.75 | 59.25 | 107
2033/34 | 142.25 | 59.25 | 105
2033/34 | 142.75 | 59.25 | 103
2033/34 | 143.25 | 59.25 | 109
2033/34 | 143.75 | 59.25 | 116
2033/34 | 144.25 | 59.25 | 95
2033/34 | 144.75 | 59.25 | 93
2033/34 | 145.25 | 59.25 | 126
2033/34 | 145.75 | 59.25 | 114
2033/34 | 146.25 | 59.25 | 99
2033/34 | 146.75 | 59.25 | 100
2033/34 | 147.25 | 59.25 | 108
2033/34 | 147.75 | 59.25 | 104
2033/34 | 148.25 | 59.25 | 102
2033/34 | 148.75 | 59.25 | 95
2033/34 | 149.25 | 59.25 | 98
2033/34 | 149.75 | 59.25 | 114
2033/34 | 150.25 | 59.25 | 103
2033/34 | 150.75 | 59.25 | 105
2033/34 | 151.25 | 59.25 | 103
2033/34 | 151.75 | 59.25 | 104
2033/34 | 152.25 | 59.25 | 101
2033/34 | 152.75 | 59.25 | 115
2033/34 | 153.25 | 59.25 | 108
2033/34 | 153.75 | 59.25 | 84
2033/34 | 154.25 | 59.25 | 90
2033/34 | 154.75 | 59.25 | 88
2033/34 | 155.25 | 59.25 | 105
2033/34 | 155.75 | 59.25 | 96
2033/34 | 156.25 | 59.25 | 105
2033/34 | 156.75 | 59.25 | 80
2033/34 | 157.25 | 59.25 | 97
2033/34 | 157.75 | 59.25 | 83
2033/34 | 158.25 | 59.25 | 98
2033/34 | 158.75 | 59.25 | 87
2033/34 | 159.25 | 59.25 | 88
2033/34 | 159.75 | 59.25 | 80
2033/34 | 160.25 | 59.25 | 92
2033/34 | 160.75 | 59.25 | 77
2033/34 | 161.25 | 59.25 | 95
2033/34 | 161.75 | 59.25 | 76
2033/34 | 162.25 | 59.25 | 72
2033/34 | 162.75 | 59.25 | 77
2033/34 | 163.25 | 59.25 | 95
2033/34 | 163.75 | 59.25 | 80
2033/34 | 164.25 | 59.25 | 81
2033/34 | 164.75 | 59.25 | 93
2033/34 | 165.25 | 59.25 | 83
2033/34 | 165.75 | 59.25 | 79
2033/34 | 166.25 | 59.25 | 79
2033/34 | 166.75 | 59.25 | 86
2033/34 | 167.25 | 59.25 | 73
2033/34 | 167.75 | 59.25 | 73
2033/34 | 168.25 | 59.25 | 78
2033/34 | 168.75 | 59.25 | 78
2033/34 | 169.25 | 59.25 | 88
2033/34 | 169.75 | 59.25 | 71
2033/34 | 170.25 | 59.25 | 87
2033/34 | 170.75 | 59.25 | 90
2033/34 | 171.25 | 59.25 | 86
2033/34 | 171.75 | 59.25 | 81
2033/34 | 172.25 | 59.25 | 76
2033/34 | 172.75 | 59.25 | 92
2033/34 | 173.25 | 59.25 | 81
2033/34 | 173.75 | 59.25 | 79
2033/34 | 174.25 | 59.25 | 65
2033/34 | 174.75 | 59.25 | 77
2033/34 | 175.25 | 59.25 | 61
2033/34 | 175.75 | 59.25 | 71
2033/34 | 176.25 | 59.25 | 80
2033/34 | 176.75 | 59.25 | 52
2033/34 | 177.25 | 59.25 | 74
2033/34 | 177.75 | 59.25 | 70
2033/34 | 178.25 | 59.25 | 73
2033/34 | 178.75 | 59.25 | 74
2033/34 | 179.25 | 59.25 | 72
2033/34 | 179.75 | 59.25 | 71
2033/34 | 180.25 | 59.25 | 63
2033/34 | 180.75 | 59.25 | 57
2033/34 | 181.25 | 59.25 | 64
2033/34 | 181.75 | 59.25 | 61
2033/34 | 182.25 | 59.25 | 68
2033/34 | 182.75 | 59.25 | 62
2033/34 | 183.25 | 59.25 | 58
2033/34 | 183.75 | 59.25 | 59
2033/34 | 184.25 | 59.25 | 64
2033/34 | 184.75 | 59.25 | 70
2033/34 | 185.25 | 59.25 | 63
2033/34 | 185.75 | 59.25 | 61
2033/34 | 186.25 | 59.25 | 59
2033/34 | 186.75 | 59.25 | 59
2033/34 | 187.25 | 59.25 | 57
2033/34 | 187.75 | 59.25 | 62
2033/34 | 188.25 | 59.25 | 51
2033/34 | 188.75 | 59.25 | 63
2033/34 | 189.25 | 59.25 | 57
2033/34 | 189.75 | 59.25 | 59
2033/34 | 190.25 | 59.25 | 51
2033/34 | 190.75 | 59.25 | 48
2033/34 | 191.25 | 59.25 | 53
2033/34 | 191.75 | 59.25 | 63
2033/34 | 192.25 | 59.25 | 38
2033/34 | 192.75 | 59.25 | 48
2033/34 | 193.25 | 59.25 | 57
2033/34 | 193.75 | 59.25 | 49
2033/34 | 194.25 | 59.25 | 40
2033/34 | 194.75 | 59.25 | 43
2033/34 | 195.25 | 59.25 | 46
2033/34 | 195.75 | 59.25 | 64
2033/34 | 196.25 | 59.25 | 41
2033/34 | 196.75 | 59.25 | 43
2033/34 | 197.25 | 59.25 | 55
2033/34 | 197.75 | 59.25 | 51
2033/34 | 198.25 | 59.25 | 44
2033/34 | 198.75 | 59.25 | 37
2033/34 | 199.25 | 59.25 | 38
2033/34 | 199.75 | 59.25 | 45
2033/34 | 200.25 | 59.25 | 40
2033/34 | 200.75 | 59.25 | 40
2033/34 | 201.25 | 59.25 | 44
2033/34 | 201.75 | 59.25 | 39
2033/34 | 202.25 | 59.25 | 36
2033/34 | 202.75 | 59.25 | 36
2033/34 | 203.25 | 59.25 | 38
2033/34 | 203.75 | 59.25 | 49
2033/34 | 204.25 | 59.25 | 39
2033/34 | 204.75 | 59.25 | 34
2033/34 | 205.25 | 59.25 | 43
2033/34 | 205.75 | 59.25 | 30
2033/34 | 206.25 | 59.25 | 39
2033/34 | 206.75 | 59.25 | 37
2033/34 | 207.25 | 59.25 | 39
2033/34 | 207.75 | 59.25 | 27
2033/34 | 208.25 | 59.25 | 34
2033/34 | 208.75 | 59.25 | 40
2033/34 | 209.25 | 59.25 | 28
2033/34 | 209.75 | 59.25 | 38
2033/34 | 210.25 | 59.25 | 34
2033/34 | 210.75 | 59.25 | 26
2033/34 | 211.25 | 59.25 | 32
2033/34 | 211.75 | 59.25 | 26
2033/34 | 212.25 | 59.25 | 32
2033/34 | 212.75 | 59.25 | 32
2033/34 | 213.25 | 59.25 | 32
2033/34 | 213.75 | 59.25 | 32
2033/34 | 214.25 | 59.25 | 24
2033/34 | 214.75 | 59.25 | 31
2033/34 | 215.25 | 59.25 | 18
2033/34 | 215.75 | 59.25 | 21
2033/34 | 216.25 | 59.25 | 24
2033/34 | 216.75 | 59.25 | 26
2033/34 | 217.25 | 59.25 | 23
2033/34 | 217.75 | 59.25 | 16
2033/34 | 218.25 | 59.25 | 23
2033/34 | 218.75 | 59.25 | 28
2033/34 | 219.25 | 59.25 | 32
2033/34 | 219.75 | 59.25 | 16
2033/34 | 220.25 | 59.25 | 17
2033/34 | 220.75 | 59.25 | 20
2033/34 | 221.25 | 59.25 | 23
2033/34 | 221.75 | 59.25 | 17
2033/34 | 222.25 | 59.25 | 20
2033/34 | 222.75 | 59.25 | 13
2033/34 | 223.25 | 59.25 | 17
2033/34 | 223.75 | 59.25 | 16
2033/34 | 224.25 | 59.25 | 19
2033/34 | 224.75 | 59.25 | 15
2033/34 | 225.25 | 59.25 | 17
2033/34 | 225.75 | 59.25 | 15
2033/34 | 226.25 | 59.25 | 22
2033/34 | 226.75 | 59.25 | 9
2033/34 | 227.25 | 59.25 | 11
2033/34 | 227.75 | 59.25 | 19
2033/34 | 228.25 | 59.25 | 8
2033/34 | 228.75 | 59.25 | 16
2033/34 | 229.25 | 59.25 | 21
2033/34 | 229.75 | 59.25 | 17
2033/34 | 230.25 | 59.25 | 12
2033/34 | 230.75 | 59.25 | 13
2033/34 | 231.25 | 59.25 | 14
2033/34 | 231.75 | 59.25 | 10
2033/34 | 232.25 | 59.25 | 17
2033/34 | 232.75 | 59.25 | 9
2033/34 | 233.25 | 59.25 | 21
2033/34 | 233.75 | 59.25 | 13
2033/34 | 234.25 | 59.25 | 14
2033/34 | 234.75 | 59.25 | 19
2033/34 | 235.25 | 59.25 | 15
2033/34 | 235.75 | 59.25 | 10
2033/34 | 236.25 | 59.25 | 15
2033/34 | 236.75 | 59.25 | 12
2033/34 | 237.25 | 59.25 | 12
2033/34 | 237.75 | 59.25 | 14
2033/34 | 238.25 | 59.25 | 13
2033/34 | 238.75 | 59.25 | 11
2033/34 | 239.25 | 59.25 | 9
2033/34 | 239.75 | 59.25 | 9
2033/34 | 240.25 | 59.25 | 12
2033/34 | 240.75 | 59.25 | 10
2033/34 | 241.25 | 59.25 | 5
2033/34 | 241.75 | 59.25 | 9
2033/34 | 242.25 | 59.25 | 4
2033/34 | 242.75 | 59.25 | 9
2033/34 | 243.25 | 59.25 | 8
2033/34 | 243.75 | 59.25 | 6
2033/34 | 244.25 | 59.25 | 5
2033/34 | 244.75 | 59.25 | 7
2033/34 | 245.25 | 59.25 | 8
2033/34 | 245.75 | 59.25 | 11
2033/34 | 246.25 | 59.25 | 8
2033/34 | 246.75 | 59.25 | 6
2033/34 | 247.25 | 59.25 | 5
2033/34 | 247.75 | 59.25 | 4
2033/34 | 248.25 | 59.25 | 11
2033/34 | 248.75 | 59.25 | 5
2033/34 | 249.25 | 59.25 | 6
2033/34 | 249.75 | 59.25 | 9
2033/34 | 250.25 | 59.25 | 6
2033/34 | 250.75 | 59.25 | 11
2033/34 | 251.25 | 59.25 | 6
2033/34 | 251.75 | 59.25 | 3
2033/34 | 252.25 | 59.25 | 3
2033/34 | 252.75 | 59.25 | 8
2033/34 | 253.25 | 59.25 | 2
2033/34 | 253.75 | 59.25 | 5
2033/34 | 254.25 | 59.25 | 5
2033/34 | 254.75 | 59.25 | 6
2033/34 | 255.25 | 59.25 | 1
2033/34 | 255.75 | 59.25 | 3
2033/34 | 256.25 | 59.25 | 4
2033/34 | 256.75 | 59.25 | 2
2033/34 | 257.25 | 59.25 | 8
2033/34 | 257.75 | 59.25 | 2
2033/34 | 258.25 | 59.25 | 6
2033/34 | 258.75 | 59.25 | 2
2033/34 | 259.25 | 59.25 | 7
2033/34 | 260.25 | 59.25 | 2
2033/34 | 260.75 | 59.25 | 5
2033/34 | 261.25 | 59.25 | 3
2033/34 | 261.75 | 59.25 | 2
2033/34 | 262.25 | 59.25 | 4
2033/34 | 262.75 | 59.25 | 2
2033/34 | 263.25 | 59.25 | 2
2033/34 | 263.75 | 59.25 | 1
2033/34 | 264.25 | 59.25 | 2
2033/34 | 264.75 | 59.25 | 2
2033/34 | 265.25 | 59.25 | 1
2033/34 | 265.75 | 59.25 | 1
2033/34 | 266.25 | 59.25 | 2
2033/34 | 266.75 | 59.25 | 6
2033/34 | 267.25 | 59.25 | 3
2033/34 | 267.75 | 59.25 | 4
2033/34 | 268.25 | 59.25 | 3
2033/34 | 268.75 | 59.25 | 5
2033/34 | 270.25 | 59.25 | 1
2033/34 | 270.75 | 59.25 | 4
2033/34 | 271.75 | 59.25 | 3
2033/34 | 272.25 | 59.25 | 2
2033/34 | 272.75 | 59.25 | 3
2033/34 | 274.25 | 59.25 | 1
2033/34 | 275.75 | 59.25 | 2
2033/34 | 276.25 | 59.25 | 2
2033/34 | 276.75 | 59.25 | 1
2033/34 | 277.75 | 59.25 | 2
2033/34 | 278.25 | 59.25 | 1
2033/34 | 278.75 | 59.25 | 1
2033/34 | 279.25 | 59.25 | 1
2033/34 | 279.75 | 59.25 | 1
2033/34 | 280.75 | 59.25 | 1
2033/34 | 281.75 | 59.25 | 1
2033/34 | 282.25 | 59.25 | 2
2033/34 | 282.75 | 59.25 | 2
2033/34 | 283.25 | 59.25 | 1
2033/34 | 283.75 | 59.25 | 1
2033/34 | 284.25 | 59.25 | 1
2033/34 | 284.75 | 59.25 | 1
2033/34 | 285.25 | 59.25 | 1
2033/34 | 285.75 | 59.25 | 1
2033/34 | 286.25 | 59.25 | 2
2033/34 | 286.75 | 59.25 | 1
2033/34 | 287.25 | 59.25 | 1
2033/34 | 287.75 | 59.25 | 2
2033/34 | 288.25 | 59.25 | 1
2033/34 | 288.75 | 59.25 | 4
2033/34 | 289.75 | 59.25 | 2
2033/34 | 290.25 | 59.25 | 2
2033/34 | 290.75 | 59.25 | 1
2033/34 | 291.25 | 59.25 | 3
2033/34 | 291.75 | 59.25 | 1
2033/34 | 292.25 | 59.25 | 1
2033/34 | 294.25 | 59.25 | 1
2033/34 | 294.75 | 59.25 | 1
2033/34 | 295.25 | 59.25 | 1
2033/34 | 299.25 | 59.25 | 1
2033/34 | 301.25 | 59.25 | 1
2033/34 | 301.75 | 59.25 | 1
2033/34 | 303.25 | 59.25 | 1
2033/34 | 303.75 | 59.25 | 1
2033/34 | 308.75 | 59.25 | 1
2033/34 | 312.75 | 59.25 | 1
2033/34 | 314.25 | 59.25 | 1
2033/34 | 321.75 | 59.25 | 1
2033/34 | 322.75 | 59.25 | 1
2033/34 | 323.25 | 59.25 | 1
2033/34 | 326.75 | 59.25 | 1
2033/34 | 331.75 | 59.25 | 1
2033/34 | 337.75 | 59.25 | 1
2033/34 | 361.75 | 59.25 | 1
2033/34 | 363.75 | 59.25 | 1
2033/34 | 65.75 | 59.75 | 1
2033/34 | 66.75 | 59.75 | 1
2033/34 | 70.25 | 59.75 | 1
2033/34 | 72.25 | 59.75 | 1
2033/34 | 73.25 | 59.75 | 1
2033/34 | 73.75 | 59.75 | 1
2033/34 | 76.75 | 59.75 | 2
2033/34 | 78.75 | 59.75 | 1
2033/34 | 79.25 | 59.75 | 1
2033/34 | 79.75 | 59.75 | 1
2033/34 | 80.75 | 59.75 | 4
2033/34 | 81.75 | 59.75 | 1
2033/34 | 82.75 | 59.75 | 5
2033/34 | 83.75 | 59.75 | 1
2033/34 | 84.25 | 59.75 | 3
2033/34 | 84.75 | 59.75 | 2
2033/34 | 85.25 | 59.75 | 3
2033/34 | 86.25 | 59.75 | 3
2033/34 | 86.75 | 59.75 | 1
2033/34 | 87.25 | 59.75 | 3
2033/34 | 88.25 | 59.75 | 1
2033/34 | 88.75 | 59.75 | 1
2033/34 | 89.25 | 59.75 | 2
2033/34 | 89.75 | 59.75 | 2
2033/34 | 90.25 | 59.75 | 4
2033/34 | 90.75 | 59.75 | 2
2033/34 | 91.25 | 59.75 | 5
2033/34 | 91.75 | 59.75 | 1
2033/34 | 92.25 | 59.75 | 1
2033/34 | 92.75 | 59.75 | 6
2033/34 | 93.25 | 59.75 | 5
2033/34 | 93.75 | 59.75 | 5
2033/34 | 94.25 | 59.75 | 3
2033/34 | 94.75 | 59.75 | 6
2033/34 | 95.25 | 59.75 | 3
2033/34 | 95.75 | 59.75 | 6
2033/34 | 96.25 | 59.75 | 3
2033/34 | 96.75 | 59.75 | 7
2033/34 | 97.25 | 59.75 | 10
2033/34 | 97.75 | 59.75 | 16
2033/34 | 98.25 | 59.75 | 8
2033/34 | 98.75 | 59.75 | 12
2033/34 | 99.25 | 59.75 | 17
2033/34 | 99.75 | 59.75 | 17
2033/34 | 100.25 | 59.75 | 17
2033/34 | 100.75 | 59.75 | 20
2033/34 | 101.25 | 59.75 | 8
2033/34 | 101.75 | 59.75 | 26
2033/34 | 102.25 | 59.75 | 14
2033/34 | 102.75 | 59.75 | 18
2033/34 | 103.25 | 59.75 | 14
2033/34 | 103.75 | 59.75 | 24
2033/34 | 104.25 | 59.75 | 25
2033/34 | 104.75 | 59.75 | 25
2033/34 | 105.25 | 59.75 | 26
2033/34 | 105.75 | 59.75 | 30
2033/34 | 106.25 | 59.75 | 38
2033/34 | 106.75 | 59.75 | 28
2033/34 | 107.25 | 59.75 | 39
2033/34 | 107.75 | 59.75 | 34
2033/34 | 108.25 | 59.75 | 49
2033/34 | 108.75 | 59.75 | 50
2033/34 | 109.25 | 59.75 | 44
2033/34 | 109.75 | 59.75 | 37
2033/34 | 110.25 | 59.75 | 51
2033/34 | 110.75 | 59.75 | 61
2033/34 | 111.25 | 59.75 | 51
2033/34 | 111.75 | 59.75 | 51
2033/34 | 112.25 | 59.75 | 74
2033/34 | 112.75 | 59.75 | 61
2033/34 | 113.25 | 59.75 | 70
2033/34 | 113.75 | 59.75 | 59
2033/34 | 114.25 | 59.75 | 75
2033/34 | 114.75 | 59.75 | 73
2033/34 | 115.25 | 59.75 | 67
2033/34 | 115.75 | 59.75 | 77
2033/34 | 116.25 | 59.75 | 81
2033/34 | 116.75 | 59.75 | 72
2033/34 | 117.25 | 59.75 | 95
2033/34 | 117.75 | 59.75 | 90
2033/34 | 118.25 | 59.75 | 74
2033/34 | 118.75 | 59.75 | 77
2033/34 | 119.25 | 59.75 | 89
2033/34 | 119.75 | 59.75 | 97
2033/34 | 120.25 | 59.75 | 80
2033/34 | 120.75 | 59.75 | 86
2033/34 | 121.25 | 59.75 | 99
2033/34 | 121.75 | 59.75 | 77
2033/34 | 122.25 | 59.75 | 72
2033/34 | 122.75 | 59.75 | 75
2033/34 | 123.25 | 59.75 | 114
2033/34 | 123.75 | 59.75 | 103
2033/34 | 124.25 | 59.75 | 102
2033/34 | 124.75 | 59.75 | 91
2033/34 | 125.25 | 59.75 | 122
2033/34 | 125.75 | 59.75 | 85
2033/34 | 126.25 | 59.75 | 117
2033/34 | 126.75 | 59.75 | 117
2033/34 | 127.25 | 59.75 | 103
2033/34 | 127.75 | 59.75 | 120
2033/34 | 128.25 | 59.75 | 117
2033/34 | 128.75 | 59.75 | 106
2033/34 | 129.25 | 59.75 | 107
2033/34 | 129.75 | 59.75 | 108
2033/34 | 130.25 | 59.75 | 109
2033/34 | 130.75 | 59.75 | 106
2033/34 | 131.25 | 59.75 | 110
2033/34 | 131.75 | 59.75 | 110
2033/34 | 132.25 | 59.75 | 129
2033/34 | 132.75 | 59.75 | 109
2033/34 | 133.25 | 59.75 | 119
2033/34 | 133.75 | 59.75 | 98
2033/34 | 134.25 | 59.75 | 110
2033/34 | 134.75 | 59.75 | 119
2033/34 | 135.25 | 59.75 | 104
2033/34 | 135.75 | 59.75 | 127
2033/34 | 136.25 | 59.75 | 113
2033/34 | 136.75 | 59.75 | 107
2033/34 | 137.25 | 59.75 | 103
2033/34 | 137.75 | 59.75 | 96
2033/34 | 138.25 | 59.75 | 125
2033/34 | 138.75 | 59.75 | 113
2033/34 | 139.25 | 59.75 | 107
2033/34 | 139.75 | 59.75 | 116
2033/34 | 140.25 | 59.75 | 95
2033/34 | 140.75 | 59.75 | 102
2033/34 | 141.25 | 59.75 | 92
2033/34 | 141.75 | 59.75 | 112
2033/34 | 142.25 | 59.75 | 93
2033/34 | 142.75 | 59.75 | 107
2033/34 | 143.25 | 59.75 | 111
2033/34 | 143.75 | 59.75 | 82
2033/34 | 144.25 | 59.75 | 95
2033/34 | 144.75 | 59.75 | 97
2033/34 | 145.25 | 59.75 | 103
2033/34 | 145.75 | 59.75 | 87
2033/34 | 146.25 | 59.75 | 121
2033/34 | 146.75 | 59.75 | 100
2033/34 | 147.25 | 59.75 | 100
2033/34 | 147.75 | 59.75 | 113
2033/34 | 148.25 | 59.75 | 93
2033/34 | 148.75 | 59.75 | 100
2033/34 | 149.25 | 59.75 | 105
2033/34 | 149.75 | 59.75 | 91
2033/34 | 150.25 | 59.75 | 100
2033/34 | 150.75 | 59.75 | 109
2033/34 | 151.25 | 59.75 | 96
2033/34 | 151.75 | 59.75 | 102
2033/34 | 152.25 | 59.75 | 71
2033/34 | 152.75 | 59.75 | 99
2033/34 | 153.25 | 59.75 | 108
2033/34 | 153.75 | 59.75 | 91
2033/34 | 154.25 | 59.75 | 92
2033/34 | 154.75 | 59.75 | 92
2033/34 | 155.25 | 59.75 | 108
2033/34 | 155.75 | 59.75 | 77
2033/34 | 156.25 | 59.75 | 88
2033/34 | 156.75 | 59.75 | 99
2033/34 | 157.25 | 59.75 | 103
2033/34 | 157.75 | 59.75 | 80
2033/34 | 158.25 | 59.75 | 77
2033/34 | 158.75 | 59.75 | 70
2033/34 | 159.25 | 59.75 | 75
2033/34 | 159.75 | 59.75 | 101
2033/34 | 160.25 | 59.75 | 91
2033/34 | 160.75 | 59.75 | 80
2033/34 | 161.25 | 59.75 | 87
2033/34 | 161.75 | 59.75 | 102
2033/34 | 162.25 | 59.75 | 82
2033/34 | 162.75 | 59.75 | 92
2033/34 | 163.25 | 59.75 | 90
2033/34 | 163.75 | 59.75 | 82
2033/34 | 164.25 | 59.75 | 79
2033/34 | 164.75 | 59.75 | 73
2033/34 | 165.25 | 59.75 | 73
2033/34 | 165.75 | 59.75 | 74
2033/34 | 166.25 | 59.75 | 89
2033/34 | 166.75 | 59.75 | 84
2033/34 | 167.25 | 59.75 | 76
2033/34 | 167.75 | 59.75 | 69
2033/34 | 168.25 | 59.75 | 81
2033/34 | 168.75 | 59.75 | 74
2033/34 | 169.25 | 59.75 | 89
2033/34 | 169.75 | 59.75 | 80
2033/34 | 170.25 | 59.75 | 84
2033/34 | 170.75 | 59.75 | 65
2033/34 | 171.25 | 59.75 | 86
2033/34 | 171.75 | 59.75 | 71
2033/34 | 172.25 | 59.75 | 71
2033/34 | 172.75 | 59.75 | 53
2033/34 | 173.25 | 59.75 | 69
2033/34 | 173.75 | 59.75 | 64
2033/34 | 174.25 | 59.75 | 66
2033/34 | 174.75 | 59.75 | 58
2033/34 | 175.25 | 59.75 | 70
2033/34 | 175.75 | 59.75 | 85
2033/34 | 176.25 | 59.75 | 81
2033/34 | 176.75 | 59.75 | 69
2033/34 | 177.25 | 59.75 | 78
2033/34 | 177.75 | 59.75 | 70
2033/34 | 178.25 | 59.75 | 80
2033/34 | 178.75 | 59.75 | 53
2033/34 | 179.25 | 59.75 | 54
2033/34 | 179.75 | 59.75 | 67
2033/34 | 180.25 | 59.75 | 57
2033/34 | 180.75 | 59.75 | 65
2033/34 | 181.25 | 59.75 | 62
2033/34 | 181.75 | 59.75 | 59
2033/34 | 182.25 | 59.75 | 73
2033/34 | 182.75 | 59.75 | 69
2033/34 | 183.25 | 59.75 | 57
2033/34 | 183.75 | 59.75 | 72
2033/34 | 184.25 | 59.75 | 63
2033/34 | 184.75 | 59.75 | 69
2033/34 | 185.25 | 59.75 | 50
2033/34 | 185.75 | 59.75 | 46
2033/34 | 186.25 | 59.75 | 65
2033/34 | 186.75 | 59.75 | 57
2033/34 | 187.25 | 59.75 | 44
2033/34 | 187.75 | 59.75 | 48
2033/34 | 188.25 | 59.75 | 47
2033/34 | 188.75 | 59.75 | 61
2033/34 | 189.25 | 59.75 | 57
2033/34 | 189.75 | 59.75 | 38
2033/34 | 190.25 | 59.75 | 56
2033/34 | 190.75 | 59.75 | 60
2033/34 | 191.25 | 59.75 | 58
2033/34 | 191.75 | 59.75 | 52
2033/34 | 192.25 | 59.75 | 47
2033/34 | 192.75 | 59.75 | 50
2033/34 | 193.25 | 59.75 | 57
2033/34 | 193.75 | 59.75 | 49
2033/34 | 194.25 | 59.75 | 50
2033/34 | 194.75 | 59.75 | 39
2033/34 | 195.25 | 59.75 | 46
2033/34 | 195.75 | 59.75 | 53
2033/34 | 196.25 | 59.75 | 39
2033/34 | 196.75 | 59.75 | 41
2033/34 | 197.25 | 59.75 | 50
2033/34 | 197.75 | 59.75 | 42
2033/34 | 198.25 | 59.75 | 43
2033/34 | 198.75 | 59.75 | 33
2033/34 | 199.25 | 59.75 | 39
2033/34 | 199.75 | 59.75 | 29
2033/34 | 200.25 | 59.75 | 45
2033/34 | 200.75 | 59.75 | 45
2033/34 | 201.25 | 59.75 | 46
2033/34 | 201.75 | 59.75 | 37
2033/34 | 202.25 | 59.75 | 43
2033/34 | 202.75 | 59.75 | 43
2033/34 | 203.25 | 59.75 | 43
2033/34 | 203.75 | 59.75 | 49
2033/34 | 204.25 | 59.75 | 42
2033/34 | 204.75 | 59.75 | 37
2033/34 | 205.25 | 59.75 | 36
2033/34 | 205.75 | 59.75 | 34
2033/34 | 206.25 | 59.75 | 34
2033/34 | 206.75 | 59.75 | 41
2033/34 | 207.25 | 59.75 | 35
2033/34 | 207.75 | 59.75 | 38
2033/34 | 208.25 | 59.75 | 41
2033/34 | 208.75 | 59.75 | 31
2033/34 | 209.25 | 59.75 | 38
2033/34 | 209.75 | 59.75 | 21
2033/34 | 210.25 | 59.75 | 46
2033/34 | 210.75 | 59.75 | 20
2033/34 | 211.25 | 59.75 | 30
2033/34 | 211.75 | 59.75 | 24
2033/34 | 212.25 | 59.75 | 27
2033/34 | 212.75 | 59.75 | 32
2033/34 | 213.25 | 59.75 | 34
2033/34 | 213.75 | 59.75 | 20
2033/34 | 214.25 | 59.75 | 33
2033/34 | 214.75 | 59.75 | 32
2033/34 | 215.25 | 59.75 | 30
2033/34 | 215.75 | 59.75 | 20
2033/34 | 216.25 | 59.75 | 27
2033/34 | 216.75 | 59.75 | 31
2033/34 | 217.25 | 59.75 | 30
2033/34 | 217.75 | 59.75 | 22
2033/34 | 218.25 | 59.75 | 22
2033/34 | 218.75 | 59.75 | 32
2033/34 | 219.25 | 59.75 | 16
2033/34 | 219.75 | 59.75 | 19
2033/34 | 220.25 | 59.75 | 35
2033/34 | 220.75 | 59.75 | 23
2033/34 | 221.25 | 59.75 | 15
2033/34 | 221.75 | 59.75 | 29
2033/34 | 222.25 | 59.75 | 15
2033/34 | 222.75 | 59.75 | 33
2033/34 | 223.25 | 59.75 | 12
2033/34 | 223.75 | 59.75 | 19
2033/34 | 224.25 | 59.75 | 20
2033/34 | 224.75 | 59.75 | 14
2033/34 | 225.25 | 59.75 | 28
2033/34 | 225.75 | 59.75 | 8
2033/34 | 226.25 | 59.75 | 14
2033/34 | 226.75 | 59.75 | 12
2033/34 | 227.25 | 59.75 | 21
2033/34 | 227.75 | 59.75 | 19
2033/34 | 228.25 | 59.75 | 17
2033/34 | 228.75 | 59.75 | 23
2033/34 | 229.25 | 59.75 | 22
2033/34 | 229.75 | 59.75 | 23
2033/34 | 230.25 | 59.75 | 12
2033/34 | 230.75 | 59.75 | 10
2033/34 | 231.25 | 59.75 | 17
2033/34 | 231.75 | 59.75 | 10
2033/34 | 232.25 | 59.75 | 19
2033/34 | 232.75 | 59.75 | 13
2033/34 | 233.25 | 59.75 | 17
2033/34 | 233.75 | 59.75 | 8
2033/34 | 234.25 | 59.75 | 20
2033/34 | 234.75 | 59.75 | 4
2033/34 | 235.25 | 59.75 | 11
2033/34 | 235.75 | 59.75 | 5
2033/34 | 236.25 | 59.75 | 15
2033/34 | 236.75 | 59.75 | 20
2033/34 | 237.25 | 59.75 | 10
2033/34 | 237.75 | 59.75 | 9
2033/34 | 238.25 | 59.75 | 14
2033/34 | 238.75 | 59.75 | 10
2033/34 | 239.25 | 59.75 | 7
2033/34 | 239.75 | 59.75 | 5
2033/34 | 240.25 | 59.75 | 5
2033/34 | 240.75 | 59.75 | 6
2033/34 | 241.25 | 59.75 | 8
2033/34 | 241.75 | 59.75 | 9
2033/34 | 242.25 | 59.75 | 11
2033/34 | 242.75 | 59.75 | 7
2033/34 | 243.25 | 59.75 | 8
2033/34 | 243.75 | 59.75 | 5
2033/34 | 244.25 | 59.75 | 9
2033/34 | 244.75 | 59.75 | 8
2033/34 | 245.25 | 59.75 | 7
2033/34 | 245.75 | 59.75 | 5
2033/34 | 246.25 | 59.75 | 14
2033/34 | 246.75 | 59.75 | 10
2033/34 | 247.25 | 59.75 | 4
2033/34 | 247.75 | 59.75 | 4
2033/34 | 248.25 | 59.75 | 8
2033/34 | 248.75 | 59.75 | 7
2033/34 | 249.25 | 59.75 | 4
2033/34 | 249.75 | 59.75 | 4
2033/34 | 250.25 | 59.75 | 10
2033/34 | 250.75 | 59.75 | 6
2033/34 | 251.25 | 59.75 | 6
2033/34 | 251.75 | 59.75 | 8
2033/34 | 252.25 | 59.75 | 6
2033/34 | 252.75 | 59.75 | 6
2033/34 | 253.25 | 59.75 | 6
2033/34 | 253.75 | 59.75 | 6
2033/34 | 254.25 | 59.75 | 4
2033/34 | 254.75 | 59.75 | 4
2033/34 | 255.25 | 59.75 | 6
2033/34 | 255.75 | 59.75 | 6
2033/34 | 256.25 | 59.75 | 5
2033/34 | 256.75 | 59.75 | 2
2033/34 | 257.25 | 59.75 | 5
2033/34 | 257.75 | 59.75 | 4
2033/34 | 258.25 | 59.75 | 2
2033/34 | 258.75 | 59.75 | 3
2033/34 | 259.25 | 59.75 | 5
2033/34 | 259.75 | 59.75 | 2
2033/34 | 260.25 | 59.75 | 6
2033/34 | 260.75 | 59.75 | 3
2033/34 | 261.25 | 59.75 | 2
2033/34 | 261.75 | 59.75 | 4
2033/34 | 262.25 | 59.75 | 2
2033/34 | 262.75 | 59.75 | 4
2033/34 | 263.25 | 59.75 | 3
2033/34 | 263.75 | 59.75 | 2
2033/34 | 264.25 | 59.75 | 2
2033/34 | 264.75 | 59.75 | 3
2033/34 | 265.25 | 59.75 | 2
2033/34 | 265.75 | 59.75 | 1
2033/34 | 266.25 | 59.75 | 1
2033/34 | 266.75 | 59.75 | 4
2033/34 | 267.25 | 59.75 | 3
2033/34 | 267.75 | 59.75 | 4
2033/34 | 268.25 | 59.75 | 1
2033/34 | 269.25 | 59.75 | 3
2033/34 | 269.75 | 59.75 | 1
2033/34 | 270.25 | 59.75 | 5
2033/34 | 271.75 | 59.75 | 1
2033/34 | 272.25 | 59.75 | 2
2033/34 | 273.25 | 59.75 | 3
2033/34 | 273.75 | 59.75 | 3
2033/34 | 274.25 | 59.75 | 3
2033/34 | 274.75 | 59.75 | 2
2033/34 | 275.25 | 59.75 | 2
2033/34 | 276.25 | 59.75 | 1
2033/34 | 277.25 | 59.75 | 1
2033/34 | 277.75 | 59.75 | 2
2033/34 | 278.25 | 59.75 | 1
2033/34 | 278.75 | 59.75 | 1
2033/34 | 280.25 | 59.75 | 3
2033/34 | 280.75 | 59.75 | 2
2033/34 | 281.75 | 59.75 | 4
2033/34 | 282.25 | 59.75 | 1
2033/34 | 282.75 | 59.75 | 1
2033/34 | 283.75 | 59.75 | 1
2033/34 | 284.75 | 59.75 | 1
2033/34 | 285.25 | 59.75 | 1
2033/34 | 286.75 | 59.75 | 2
2033/34 | 288.75 | 59.75 | 1
2033/34 | 289.25 | 59.75 | 1
2033/34 | 289.75 | 59.75 | 1
2033/34 | 290.25 | 59.75 | 1
2033/34 | 290.75 | 59.75 | 1
2033/34 | 291.25 | 59.75 | 1
2033/34 | 292.25 | 59.75 | 2
2033/34 | 292.75 | 59.75 | 1
2033/34 | 293.25 | 59.75 | 1
2033/34 | 293.75 | 59.75 | 1
2033/34 | 294.75 | 59.75 | 2
2033/34 | 295.25 | 59.75 | 1
2033/34 | 295.75 | 59.75 | 1
2033/34 | 296.25 | 59.75 | 2
2033/34 | 297.25 | 59.75 | 1
2033/34 | 298.25 | 59.75 | 2
2033/34 | 300.25 | 59.75 | 2
2033/34 | 301.25 | 59.75 | 1
2033/34 | 305.25 | 59.75 | 3
2033/34 | 305.75 | 59.75 | 1
2033/34 | 306.75 | 59.75 | 1
2033/34 | 307.75 | 59.75 | 1
2033/34 | 308.75 | 59.75 | 1
2033/34 | 311.25 | 59.75 | 1
2033/34 | 312.25 | 59.75 | 1
2033/34 | 312.75 | 59.75 | 1
2033/34 | 324.25 | 59.75 | 1
2033/34 | 329.25 | 59.75 | 1
2033/34 | 331.75 | 59.75 | 1
2033/34 | 341.75 | 59.75 | 1
2033/34 | 350.25 | 59.75 | 1
2033/34 | 351.25 | 59.75 | 1
2033/34 | 71.25 | 60.25 | 1
2033/34 | 73.25 | 60.25 | 1
2033/34 | 73.75 | 60.25 | 1
2033/34 | 74.25 | 60.25 | 1
2033/34 | 74.75 | 60.25 | 1
2033/34 | 75.75 | 60.25 | 1
2033/34 | 76.75 | 60.25 | 1
2033/34 | 77.25 | 60.25 | 2
2033/34 | 78.75 | 60.25 | 1
2033/34 | 79.75 | 60.25 | 2
2033/34 | 80.25 | 60.25 | 1
2033/34 | 80.75 | 60.25 | 2
2033/34 | 81.25 | 60.25 | 1
2033/34 | 81.75 | 60.25 | 2
2033/34 | 82.25 | 60.25 | 1
2033/34 | 82.75 | 60.25 | 2
2033/34 | 83.25 | 60.25 | 1
2033/34 | 83.75 | 60.25 | 2
2033/34 | 85.25 | 60.25 | 1
2033/34 | 85.75 | 60.25 | 1
2033/34 | 86.25 | 60.25 | 1
2033/34 | 86.75 | 60.25 | 1
2033/34 | 87.75 | 60.25 | 2
2033/34 | 88.25 | 60.25 | 4
2033/34 | 88.75 | 60.25 | 2
2033/34 | 89.25 | 60.25 | 1
2033/34 | 89.75 | 60.25 | 2
2033/34 | 90.25 | 60.25 | 1
2033/34 | 90.75 | 60.25 | 4
2033/34 | 91.25 | 60.25 | 2
2033/34 | 91.75 | 60.25 | 7
2033/34 | 92.25 | 60.25 | 3
2033/34 | 92.75 | 60.25 | 7
2033/34 | 93.25 | 60.25 | 7
2033/34 | 93.75 | 60.25 | 3
2033/34 | 94.25 | 60.25 | 8
2033/34 | 94.75 | 60.25 | 7
2033/34 | 95.25 | 60.25 | 5
2033/34 | 95.75 | 60.25 | 8
2033/34 | 96.25 | 60.25 | 3
2033/34 | 96.75 | 60.25 | 6
2033/34 | 97.25 | 60.25 | 12
2033/34 | 97.75 | 60.25 | 13
2033/34 | 98.25 | 60.25 | 8
2033/34 | 98.75 | 60.25 | 10
2033/34 | 99.25 | 60.25 | 15
2033/34 | 99.75 | 60.25 | 14
2033/34 | 100.25 | 60.25 | 10
2033/34 | 100.75 | 60.25 | 9
2033/34 | 101.25 | 60.25 | 12
2033/34 | 101.75 | 60.25 | 22
2033/34 | 102.25 | 60.25 | 20
2033/34 | 102.75 | 60.25 | 14
2033/34 | 103.25 | 60.25 | 20
2033/34 | 103.75 | 60.25 | 27
2033/34 | 104.25 | 60.25 | 27
2033/34 | 104.75 | 60.25 | 22
2033/34 | 105.25 | 60.25 | 26
2033/34 | 105.75 | 60.25 | 12
2033/34 | 106.25 | 60.25 | 42
2033/34 | 106.75 | 60.25 | 33
2033/34 | 107.25 | 60.25 | 33
2033/34 | 107.75 | 60.25 | 39
2033/34 | 108.25 | 60.25 | 36
2033/34 | 108.75 | 60.25 | 44
2033/34 | 109.25 | 60.25 | 42
2033/34 | 109.75 | 60.25 | 45
2033/34 | 110.25 | 60.25 | 44
2033/34 | 110.75 | 60.25 | 44
2033/34 | 111.25 | 60.25 | 64
2033/34 | 111.75 | 60.25 | 68
2033/34 | 112.25 | 60.25 | 56
2033/34 | 112.75 | 60.25 | 58
2033/34 | 113.25 | 60.25 | 56
2033/34 | 113.75 | 60.25 | 65
2033/34 | 114.25 | 60.25 | 61
2033/34 | 114.75 | 60.25 | 61
2033/34 | 115.25 | 60.25 | 71
2033/34 | 115.75 | 60.25 | 70
2033/34 | 116.25 | 60.25 | 71
2033/34 | 116.75 | 60.25 | 72
2033/34 | 117.25 | 60.25 | 90
2033/34 | 117.75 | 60.25 | 89
2033/34 | 118.25 | 60.25 | 91
2033/34 | 118.75 | 60.25 | 71
2033/34 | 119.25 | 60.25 | 93
2033/34 | 119.75 | 60.25 | 86
2033/34 | 120.25 | 60.25 | 81
2033/34 | 120.75 | 60.25 | 89
2033/34 | 121.25 | 60.25 | 84
2033/34 | 121.75 | 60.25 | 95
2033/34 | 122.25 | 60.25 | 104
2033/34 | 122.75 | 60.25 | 106
2033/34 | 123.25 | 60.25 | 119
2033/34 | 123.75 | 60.25 | 93
2033/34 | 124.25 | 60.25 | 98
2033/34 | 124.75 | 60.25 | 89
2033/34 | 125.25 | 60.25 | 107
2033/34 | 125.75 | 60.25 | 110
2033/34 | 126.25 | 60.25 | 114
2033/34 | 126.75 | 60.25 | 119
2033/34 | 127.25 | 60.25 | 99
2033/34 | 127.75 | 60.25 | 99
2033/34 | 128.25 | 60.25 | 103
2033/34 | 128.75 | 60.25 | 111
2033/34 | 129.25 | 60.25 | 116
2033/34 | 129.75 | 60.25 | 114
2033/34 | 130.25 | 60.25 | 106
2033/34 | 130.75 | 60.25 | 113
2033/34 | 131.25 | 60.25 | 82
2033/34 | 131.75 | 60.25 | 143
2033/34 | 132.25 | 60.25 | 109
2033/34 | 132.75 | 60.25 | 110
2033/34 | 133.25 | 60.25 | 101
2033/34 | 133.75 | 60.25 | 106
2033/34 | 134.25 | 60.25 | 108
2033/34 | 134.75 | 60.25 | 117
2033/34 | 135.25 | 60.25 | 116
2033/34 | 135.75 | 60.25 | 106
2033/34 | 136.25 | 60.25 | 115
2033/34 | 136.75 | 60.25 | 107
2033/34 | 137.25 | 60.25 | 106
2033/34 | 137.75 | 60.25 | 113
2033/34 | 138.25 | 60.25 | 109
2033/34 | 138.75 | 60.25 | 107
2033/34 | 139.25 | 60.25 | 109
2033/34 | 139.75 | 60.25 | 106
2033/34 | 140.25 | 60.25 | 91
2033/34 | 140.75 | 60.25 | 103
2033/34 | 141.25 | 60.25 | 93
2033/34 | 141.75 | 60.25 | 94
2033/34 | 142.25 | 60.25 | 102
2033/34 | 142.75 | 60.25 | 104
2033/34 | 143.25 | 60.25 | 77
2033/34 | 143.75 | 60.25 | 103
2033/34 | 144.25 | 60.25 | 93
2033/34 | 144.75 | 60.25 | 91
2033/34 | 145.25 | 60.25 | 109
2033/34 | 145.75 | 60.25 | 106
2033/34 | 146.25 | 60.25 | 91
2033/34 | 146.75 | 60.25 | 103
2033/34 | 147.25 | 60.25 | 95
2033/34 | 147.75 | 60.25 | 106
2033/34 | 148.25 | 60.25 | 94
2033/34 | 148.75 | 60.25 | 94
2033/34 | 149.25 | 60.25 | 86
2033/34 | 149.75 | 60.25 | 98
2033/34 | 150.25 | 60.25 | 104
2033/34 | 150.75 | 60.25 | 107
2033/34 | 151.25 | 60.25 | 96
2033/34 | 151.75 | 60.25 | 81
2033/34 | 152.25 | 60.25 | 91
2033/34 | 152.75 | 60.25 | 86
2033/34 | 153.25 | 60.25 | 87
2033/34 | 153.75 | 60.25 | 85
2033/34 | 154.25 | 60.25 | 76
2033/34 | 154.75 | 60.25 | 84
2033/34 | 155.25 | 60.25 | 99
2033/34 | 155.75 | 60.25 | 85
2033/34 | 156.25 | 60.25 | 95
2033/34 | 156.75 | 60.25 | 91
2033/34 | 157.25 | 60.25 | 82
2033/34 | 157.75 | 60.25 | 89
2033/34 | 158.25 | 60.25 | 68
2033/34 | 158.75 | 60.25 | 83
2033/34 | 159.25 | 60.25 | 80
2033/34 | 159.75 | 60.25 | 89
2033/34 | 160.25 | 60.25 | 72
2033/34 | 160.75 | 60.25 | 92
2033/34 | 161.25 | 60.25 | 81
2033/34 | 161.75 | 60.25 | 81
2033/34 | 162.25 | 60.25 | 80
2033/34 | 162.75 | 60.25 | 79
2033/34 | 163.25 | 60.25 | 93
2033/34 | 163.75 | 60.25 | 75
2033/34 | 164.25 | 60.25 | 68
2033/34 | 164.75 | 60.25 | 66
2033/34 | 165.25 | 60.25 | 90
2033/34 | 165.75 | 60.25 | 67
2033/34 | 166.25 | 60.25 | 96
2033/34 | 166.75 | 60.25 | 57
2033/34 | 167.25 | 60.25 | 74
2033/34 | 167.75 | 60.25 | 74
2033/34 | 168.25 | 60.25 | 83
2033/34 | 168.75 | 60.25 | 68
2033/34 | 169.25 | 60.25 | 70
2033/34 | 169.75 | 60.25 | 70
2033/34 | 170.25 | 60.25 | 81
2033/34 | 170.75 | 60.25 | 87
2033/34 | 171.25 | 60.25 | 79
2033/34 | 171.75 | 60.25 | 82
2033/34 | 172.25 | 60.25 | 61
2033/34 | 172.75 | 60.25 | 74
2033/34 | 173.25 | 60.25 | 71
2033/34 | 173.75 | 60.25 | 65
2033/34 | 174.25 | 60.25 | 72
2033/34 | 174.75 | 60.25 | 72
2033/34 | 175.25 | 60.25 | 87
2033/34 | 175.75 | 60.25 | 76
2033/34 | 176.25 | 60.25 | 69
2033/34 | 176.75 | 60.25 | 72
2033/34 | 177.25 | 60.25 | 74
2033/34 | 177.75 | 60.25 | 67
2033/34 | 178.25 | 60.25 | 58
2033/34 | 178.75 | 60.25 | 67
2033/34 | 179.25 | 60.25 | 69
2033/34 | 179.75 | 60.25 | 63
2033/34 | 180.25 | 60.25 | 57
2033/34 | 180.75 | 60.25 | 56
2033/34 | 181.25 | 60.25 | 56
2033/34 | 181.75 | 60.25 | 64
2033/34 | 182.25 | 60.25 | 75
2033/34 | 182.75 | 60.25 | 58
2033/34 | 183.25 | 60.25 | 65
2033/34 | 183.75 | 60.25 | 61
2033/34 | 184.25 | 60.25 | 71
2033/34 | 184.75 | 60.25 | 53
2033/34 | 185.25 | 60.25 | 50
2033/34 | 185.75 | 60.25 | 50
2033/34 | 186.25 | 60.25 | 53
2033/34 | 186.75 | 60.25 | 53
2033/34 | 187.25 | 60.25 | 40
2033/34 | 187.75 | 60.25 | 61
2033/34 | 188.25 | 60.25 | 57
2033/34 | 188.75 | 60.25 | 55
2033/34 | 189.25 | 60.25 | 59
2033/34 | 189.75 | 60.25 | 58
2033/34 | 190.25 | 60.25 | 51
2033/34 | 190.75 | 60.25 | 56
2033/34 | 191.25 | 60.25 | 52
2033/34 | 191.75 | 60.25 | 47
2033/34 | 192.25 | 60.25 | 48
2033/34 | 192.75 | 60.25 | 55
2033/34 | 193.25 | 60.25 | 58
2033/34 | 193.75 | 60.25 | 42
2033/34 | 194.25 | 60.25 | 43
2033/34 | 194.75 | 60.25 | 47
2033/34 | 195.25 | 60.25 | 45
2033/34 | 195.75 | 60.25 | 45
2033/34 | 196.25 | 60.25 | 49
2033/34 | 196.75 | 60.25 | 43
2033/34 | 197.25 | 60.25 | 49
2033/34 | 197.75 | 60.25 | 59
2033/34 | 198.25 | 60.25 | 46
2033/34 | 198.75 | 60.25 | 55
2033/34 | 199.25 | 60.25 | 35
2033/34 | 199.75 | 60.25 | 41
2033/34 | 200.25 | 60.25 | 49
2033/34 | 200.75 | 60.25 | 52
2033/34 | 201.25 | 60.25 | 35
2033/34 | 201.75 | 60.25 | 37
2033/34 | 202.25 | 60.25 | 36
2033/34 | 202.75 | 60.25 | 31
2033/34 | 203.25 | 60.25 | 45
2033/34 | 203.75 | 60.25 | 37
2033/34 | 204.25 | 60.25 | 39
2033/34 | 204.75 | 60.25 | 35
2033/34 | 205.25 | 60.25 | 36
2033/34 | 205.75 | 60.25 | 38
2033/34 | 206.25 | 60.25 | 35
2033/34 | 206.75 | 60.25 | 26
2033/34 | 207.25 | 60.25 | 33
2033/34 | 207.75 | 60.25 | 27
2033/34 | 208.25 | 60.25 | 29
2033/34 | 208.75 | 60.25 | 35
2033/34 | 209.25 | 60.25 | 38
2033/34 | 209.75 | 60.25 | 27
2033/34 | 210.25 | 60.25 | 26
2033/34 | 210.75 | 60.25 | 31
2033/34 | 211.25 | 60.25 | 30
2033/34 | 211.75 | 60.25 | 30
2033/34 | 212.25 | 60.25 | 24
2033/34 | 212.75 | 60.25 | 24
2033/34 | 213.25 | 60.25 | 34
2033/34 | 213.75 | 60.25 | 35
2033/34 | 214.25 | 60.25 | 37
2033/34 | 214.75 | 60.25 | 21
2033/34 | 215.25 | 60.25 | 35
2033/34 | 215.75 | 60.25 | 24
2033/34 | 216.25 | 60.25 | 25
2033/34 | 216.75 | 60.25 | 30
2033/34 | 217.25 | 60.25 | 26
2033/34 | 217.75 | 60.25 | 34
2033/34 | 218.25 | 60.25 | 27
2033/34 | 218.75 | 60.25 | 25
2033/34 | 219.25 | 60.25 | 17
2033/34 | 219.75 | 60.25 | 25
2033/34 | 220.25 | 60.25 | 22
2033/34 | 220.75 | 60.25 | 20
2033/34 | 221.25 | 60.25 | 22
2033/34 | 221.75 | 60.25 | 24
2033/34 | 222.25 | 60.25 | 21
2033/34 | 222.75 | 60.25 | 19
2033/34 | 223.25 | 60.25 | 19
2033/34 | 223.75 | 60.25 | 15
2033/34 | 224.25 | 60.25 | 20
2033/34 | 224.75 | 60.25 | 17
2033/34 | 225.25 | 60.25 | 19
2033/34 | 225.75 | 60.25 | 16
2033/34 | 226.25 | 60.25 | 20
2033/34 | 226.75 | 60.25 | 16
2033/34 | 227.25 | 60.25 | 17
2033/34 | 227.75 | 60.25 | 12
2033/34 | 228.25 | 60.25 | 17
2033/34 | 228.75 | 60.25 | 18
2033/34 | 229.25 | 60.25 | 18
2033/34 | 229.75 | 60.25 | 15
2033/34 | 230.25 | 60.25 | 18
2033/34 | 230.75 | 60.25 | 10
2033/34 | 231.25 | 60.25 | 21
2033/34 | 231.75 | 60.25 | 17
2033/34 | 232.25 | 60.25 | 14
2033/34 | 232.75 | 60.25 | 20
2033/34 | 233.25 | 60.25 | 11
2033/34 | 233.75 | 60.25 | 21
2033/34 | 234.25 | 60.25 | 20
2033/34 | 234.75 | 60.25 | 14
2033/34 | 235.25 | 60.25 | 13
2033/34 | 235.75 | 60.25 | 16
2033/34 | 236.25 | 60.25 | 11
2033/34 | 236.75 | 60.25 | 18
2033/34 | 237.25 | 60.25 | 17
2033/34 | 237.75 | 60.25 | 13
2033/34 | 238.25 | 60.25 | 19
2033/34 | 238.75 | 60.25 | 11
2033/34 | 239.25 | 60.25 | 15
2033/34 | 239.75 | 60.25 | 10
2033/34 | 240.25 | 60.25 | 8
2033/34 | 240.75 | 60.25 | 10
2033/34 | 241.25 | 60.25 | 12
2033/34 | 241.75 | 60.25 | 8
2033/34 | 242.25 | 60.25 | 6
2033/34 | 242.75 | 60.25 | 9
2033/34 | 243.25 | 60.25 | 14
2033/34 | 243.75 | 60.25 | 7
2033/34 | 244.25 | 60.25 | 6
2033/34 | 244.75 | 60.25 | 8
2033/34 | 245.25 | 60.25 | 9
2033/34 | 245.75 | 60.25 | 11
2033/34 | 246.25 | 60.25 | 6
2033/34 | 246.75 | 60.25 | 12
2033/34 | 247.25 | 60.25 | 9
2033/34 | 247.75 | 60.25 | 9
2033/34 | 248.25 | 60.25 | 9
2033/34 | 248.75 | 60.25 | 5
2033/34 | 249.25 | 60.25 | 9
2033/34 | 249.75 | 60.25 | 9
2033/34 | 250.25 | 60.25 | 8
2033/34 | 250.75 | 60.25 | 2
2033/34 | 251.25 | 60.25 | 3
2033/34 | 251.75 | 60.25 | 5
2033/34 | 252.25 | 60.25 | 10
2033/34 | 252.75 | 60.25 | 4
2033/34 | 253.25 | 60.25 | 3
2033/34 | 253.75 | 60.25 | 6
2033/34 | 254.25 | 60.25 | 5
2033/34 | 254.75 | 60.25 | 1
2033/34 | 255.25 | 60.25 | 9
2033/34 | 255.75 | 60.25 | 7
2033/34 | 256.25 | 60.25 | 8
2033/34 | 256.75 | 60.25 | 4
2033/34 | 257.25 | 60.25 | 5
2033/34 | 257.75 | 60.25 | 3
2033/34 | 258.25 | 60.25 | 3
2033/34 | 258.75 | 60.25 | 3
2033/34 | 259.25 | 60.25 | 2
2033/34 | 259.75 | 60.25 | 5
2033/34 | 260.25 | 60.25 | 4
2033/34 | 260.75 | 60.25 | 7
2033/34 | 261.25 | 60.25 | 9
2033/34 | 261.75 | 60.25 | 3
2033/34 | 262.25 | 60.25 | 2
2033/34 | 262.75 | 60.25 | 2
2033/34 | 263.25 | 60.25 | 2
2033/34 | 263.75 | 60.25 | 4
2033/34 | 264.25 | 60.25 | 1
2033/34 | 264.75 | 60.25 | 7
2033/34 | 265.25 | 60.25 | 4
2033/34 | 265.75 | 60.25 | 6
2033/34 | 266.25 | 60.25 | 4
2033/34 | 266.75 | 60.25 | 3
2033/34 | 267.25 | 60.25 | 3
2033/34 | 267.75 | 60.25 | 4
2033/34 | 268.25 | 60.25 | 5
2033/34 | 268.75 | 60.25 | 3
2033/34 | 269.25 | 60.25 | 1
2033/34 | 269.75 | 60.25 | 3
2033/34 | 270.25 | 60.25 | 4
2033/34 | 270.75 | 60.25 | 4
2033/34 | 271.25 | 60.25 | 2
2033/34 | 271.75 | 60.25 | 2
2033/34 | 272.25 | 60.25 | 2
2033/34 | 272.75 | 60.25 | 2
2033/34 | 273.25 | 60.25 | 2
2033/34 | 273.75 | 60.25 | 2
2033/34 | 274.25 | 60.25 | 2
2033/34 | 274.75 | 60.25 | 2
2033/34 | 275.25 | 60.25 | 7
2033/34 | 276.25 | 60.25 | 1
2033/34 | 276.75 | 60.25 | 2
2033/34 | 277.25 | 60.25 | 2
2033/34 | 277.75 | 60.25 | 2
2033/34 | 278.25 | 60.25 | 1
2033/34 | 279.25 | 60.25 | 2
2033/34 | 280.25 | 60.25 | 2
2033/34 | 281.25 | 60.25 | 3
2033/34 | 283.25 | 60.25 | 2
2033/34 | 283.75 | 60.25 | 3
2033/34 | 284.25 | 60.25 | 1
2033/34 | 284.75 | 60.25 | 1
2033/34 | 285.25 | 60.25 | 3
2033/34 | 287.25 | 60.25 | 2
2033/34 | 288.25 | 60.25 | 1
2033/34 | 290.25 | 60.25 | 1
2033/34 | 291.25 | 60.25 | 1
2033/34 | 292.75 | 60.25 | 1
2033/34 | 293.75 | 60.25 | 1
2033/34 | 295.25 | 60.25 | 1
2033/34 | 296.25 | 60.25 | 2
2033/34 | 296.75 | 60.25 | 1
2033/34 | 297.25 | 60.25 | 1
2033/34 | 301.25 | 60.25 | 1
2033/34 | 303.25 | 60.25 | 1
2033/34 | 303.75 | 60.25 | 1
2033/34 | 304.75 | 60.25 | 1
2033/34 | 305.25 | 60.25 | 1
2033/34 | 306.75 | 60.25 | 1
2033/34 | 307.75 | 60.25 | 2
2033/34 | 308.25 | 60.25 | 1
2033/34 | 311.25 | 60.25 | 1
2033/34 | 313.25 | 60.25 | 1
2033/34 | 315.75 | 60.25 | 1
2033/34 | 316.25 | 60.25 | 2
2033/34 | 317.25 | 60.25 | 2
2033/34 | 330.25 | 60.25 | 1
2033/34 | 331.25 | 60.25 | 1
2033/34 | 341.25 | 60.25 | 1
2033/34 | 344.25 | 60.25 | 1
2033/34 | 349.75 | 60.25 | 1
2033/34 | 352.25 | 60.25 | 1
2033/34 | 72.75 | 60.75 | 1
2033/34 | 77.25 | 60.75 | 1
2033/34 | 77.75 | 60.75 | 1
2033/34 | 78.75 | 60.75 | 1
2033/34 | 79.75 | 60.75 | 1
2033/34 | 80.25 | 60.75 | 2
2033/34 | 81.25 | 60.75 | 1
2033/34 | 81.75 | 60.75 | 2
2033/34 | 82.25 | 60.75 | 2
2033/34 | 83.25 | 60.75 | 1
2033/34 | 84.25 | 60.75 | 5
2033/34 | 84.75 | 60.75 | 2
2033/34 | 85.25 | 60.75 | 2
2033/34 | 86.25 | 60.75 | 2
2033/34 | 86.75 | 60.75 | 2
2033/34 | 87.25 | 60.75 | 3
2033/34 | 88.25 | 60.75 | 1
2033/34 | 88.75 | 60.75 | 2
2033/34 | 89.25 | 60.75 | 1
2033/34 | 89.75 | 60.75 | 3
2033/34 | 90.25 | 60.75 | 5
2033/34 | 90.75 | 60.75 | 5
2033/34 | 91.25 | 60.75 | 2
2033/34 | 91.75 | 60.75 | 3
2033/34 | 92.25 | 60.75 | 3
2033/34 | 92.75 | 60.75 | 3
2033/34 | 93.25 | 60.75 | 1
2033/34 | 93.75 | 60.75 | 2
2033/34 | 94.25 | 60.75 | 3
2033/34 | 94.75 | 60.75 | 5
2033/34 | 95.25 | 60.75 | 6
2033/34 | 95.75 | 60.75 | 5
2033/34 | 96.25 | 60.75 | 2
2033/34 | 96.75 | 60.75 | 3
2033/34 | 97.25 | 60.75 | 3
2033/34 | 97.75 | 60.75 | 8
2033/34 | 98.25 | 60.75 | 4
2033/34 | 98.75 | 60.75 | 12
2033/34 | 99.25 | 60.75 | 8
2033/34 | 99.75 | 60.75 | 14
2033/34 | 100.25 | 60.75 | 10
2033/34 | 100.75 | 60.75 | 13
2033/34 | 101.25 | 60.75 | 26
2033/34 | 101.75 | 60.75 | 15
2033/34 | 102.25 | 60.75 | 16
2033/34 | 102.75 | 60.75 | 21
2033/34 | 103.25 | 60.75 | 25
2033/34 | 103.75 | 60.75 | 20
2033/34 | 104.25 | 60.75 | 16
2033/34 | 104.75 | 60.75 | 15
2033/34 | 105.25 | 60.75 | 21
2033/34 | 105.75 | 60.75 | 26
2033/34 | 106.25 | 60.75 | 29
2033/34 | 106.75 | 60.75 | 28
2033/34 | 107.25 | 60.75 | 25
2033/34 | 107.75 | 60.75 | 32
2033/34 | 108.25 | 60.75 | 35
2033/34 | 108.75 | 60.75 | 36
2033/34 | 109.25 | 60.75 | 42
2033/34 | 109.75 | 60.75 | 42
2033/34 | 110.25 | 60.75 | 44
2033/34 | 110.75 | 60.75 | 39
2033/34 | 111.25 | 60.75 | 50
2033/34 | 111.75 | 60.75 | 45
2033/34 | 112.25 | 60.75 | 56
2033/34 | 112.75 | 60.75 | 50
2033/34 | 113.25 | 60.75 | 59
2033/34 | 113.75 | 60.75 | 57
2033/34 | 114.25 | 60.75 | 64
2033/34 | 114.75 | 60.75 | 73
2033/34 | 115.25 | 60.75 | 66
2033/34 | 115.75 | 60.75 | 85
2033/34 | 116.25 | 60.75 | 85
2033/34 | 116.75 | 60.75 | 72
2033/34 | 117.25 | 60.75 | 87
2033/34 | 117.75 | 60.75 | 76
2033/34 | 118.25 | 60.75 | 82
2033/34 | 118.75 | 60.75 | 76
2033/34 | 119.25 | 60.75 | 79
2033/34 | 119.75 | 60.75 | 101
2033/34 | 120.25 | 60.75 | 80
2033/34 | 120.75 | 60.75 | 80
2033/34 | 121.25 | 60.75 | 96
2033/34 | 121.75 | 60.75 | 85
2033/34 | 122.25 | 60.75 | 97
2033/34 | 122.75 | 60.75 | 94
2033/34 | 123.25 | 60.75 | 112
2033/34 | 123.75 | 60.75 | 95
2033/34 | 124.25 | 60.75 | 96
2033/34 | 124.75 | 60.75 | 90
2033/34 | 125.25 | 60.75 | 104
2033/34 | 125.75 | 60.75 | 106
2033/34 | 126.25 | 60.75 | 100
2033/34 | 126.75 | 60.75 | 99
2033/34 | 127.25 | 60.75 | 110
2033/34 | 127.75 | 60.75 | 125
2033/34 | 128.25 | 60.75 | 95
2033/34 | 128.75 | 60.75 | 108
2033/34 | 129.25 | 60.75 | 111
2033/34 | 129.75 | 60.75 | 97
2033/34 | 130.25 | 60.75 | 123
2033/34 | 130.75 | 60.75 | 116
2033/34 | 131.25 | 60.75 | 103
2033/34 | 131.75 | 60.75 | 114
2033/34 | 132.25 | 60.75 | 95
2033/34 | 132.75 | 60.75 | 102
2033/34 | 133.25 | 60.75 | 95
2033/34 | 133.75 | 60.75 | 89
2033/34 | 134.25 | 60.75 | 107
2033/34 | 134.75 | 60.75 | 105
2033/34 | 135.25 | 60.75 | 121
2033/34 | 135.75 | 60.75 | 128
2033/34 | 136.25 | 60.75 | 113
2033/34 | 136.75 | 60.75 | 96
2033/34 | 137.25 | 60.75 | 105
2033/34 | 137.75 | 60.75 | 131
2033/34 | 138.25 | 60.75 | 96
2033/34 | 138.75 | 60.75 | 120
2033/34 | 139.25 | 60.75 | 125
2033/34 | 139.75 | 60.75 | 119
2033/34 | 140.25 | 60.75 | 125
2033/34 | 140.75 | 60.75 | 116
2033/34 | 141.25 | 60.75 | 96
2033/34 | 141.75 | 60.75 | 85
2033/34 | 142.25 | 60.75 | 114
2033/34 | 142.75 | 60.75 | 108
2033/34 | 143.25 | 60.75 | 112
2033/34 | 143.75 | 60.75 | 93
2033/34 | 144.25 | 60.75 | 114
2033/34 | 144.75 | 60.75 | 89
2033/34 | 145.25 | 60.75 | 105
2033/34 | 145.75 | 60.75 | 101
2033/34 | 146.25 | 60.75 | 97
2033/34 | 146.75 | 60.75 | 93
2033/34 | 147.25 | 60.75 | 91
2033/34 | 147.75 | 60.75 | 89
2033/34 | 148.25 | 60.75 | 103
2033/34 | 148.75 | 60.75 | 86
2033/34 | 149.25 | 60.75 | 87
2033/34 | 149.75 | 60.75 | 104
2033/34 | 150.25 | 60.75 | 88
2033/34 | 150.75 | 60.75 | 95
2033/34 | 151.25 | 60.75 | 90
2033/34 | 151.75 | 60.75 | 100
2033/34 | 152.25 | 60.75 | 95
2033/34 | 152.75 | 60.75 | 98
2033/34 | 153.25 | 60.75 | 96
2033/34 | 153.75 | 60.75 | 89
2033/34 | 154.25 | 60.75 | 95
2033/34 | 154.75 | 60.75 | 98
2033/34 | 155.25 | 60.75 | 75
2033/34 | 155.75 | 60.75 | 84
2033/34 | 156.25 | 60.75 | 78
2033/34 | 156.75 | 60.75 | 74
2033/34 | 157.25 | 60.75 | 101
2033/34 | 157.75 | 60.75 | 89
2033/34 | 158.25 | 60.75 | 83
2033/34 | 158.75 | 60.75 | 82
2033/34 | 159.25 | 60.75 | 73
2033/34 | 159.75 | 60.75 | 74
2033/34 | 160.25 | 60.75 | 86
2033/34 | 160.75 | 60.75 | 95
2033/34 | 161.25 | 60.75 | 73
2033/34 | 161.75 | 60.75 | 78
2033/34 | 162.25 | 60.75 | 112
2033/34 | 162.75 | 60.75 | 81
2033/34 | 163.25 | 60.75 | 81
2033/34 | 163.75 | 60.75 | 77
2033/34 | 164.25 | 60.75 | 80
2033/34 | 164.75 | 60.75 | 78
2033/34 | 165.25 | 60.75 | 66
2033/34 | 165.75 | 60.75 | 87
2033/34 | 166.25 | 60.75 | 85
2033/34 | 166.75 | 60.75 | 68
2033/34 | 167.25 | 60.75 | 89
2033/34 | 167.75 | 60.75 | 79
2033/34 | 168.25 | 60.75 | 69
2033/34 | 168.75 | 60.75 | 70
2033/34 | 169.25 | 60.75 | 84
2033/34 | 169.75 | 60.75 | 69
2033/34 | 170.25 | 60.75 | 67
2033/34 | 170.75 | 60.75 | 64
2033/34 | 171.25 | 60.75 | 69
2033/34 | 171.75 | 60.75 | 69
2033/34 | 172.25 | 60.75 | 80
2033/34 | 172.75 | 60.75 | 72
2033/34 | 173.25 | 60.75 | 72
2033/34 | 173.75 | 60.75 | 68
2033/34 | 174.25 | 60.75 | 77
2033/34 | 174.75 | 60.75 | 69
2033/34 | 175.25 | 60.75 | 56
2033/34 | 175.75 | 60.75 | 67
2033/34 | 176.25 | 60.75 | 51
2033/34 | 176.75 | 60.75 | 57
2033/34 | 177.25 | 60.75 | 65
2033/34 | 177.75 | 60.75 | 62
2033/34 | 178.25 | 60.75 | 74
2033/34 | 178.75 | 60.75 | 87
2033/34 | 179.25 | 60.75 | 66
2033/34 | 179.75 | 60.75 | 79
2033/34 | 180.25 | 60.75 | 50
2033/34 | 180.75 | 60.75 | 58
2033/34 | 181.25 | 60.75 | 82
2033/34 | 181.75 | 60.75 | 55
2033/34 | 182.25 | 60.75 | 59
2033/34 | 182.75 | 60.75 | 68
2033/34 | 183.25 | 60.75 | 64
2033/34 | 183.75 | 60.75 | 60
2033/34 | 184.25 | 60.75 | 61
2033/34 | 184.75 | 60.75 | 43
2033/34 | 185.25 | 60.75 | 57
2033/34 | 185.75 | 60.75 | 62
2033/34 | 186.25 | 60.75 | 49
2033/34 | 186.75 | 60.75 | 61
2033/34 | 187.25 | 60.75 | 50
2033/34 | 187.75 | 60.75 | 57
2033/34 | 188.25 | 60.75 | 55
2033/34 | 188.75 | 60.75 | 54
2033/34 | 189.25 | 60.75 | 46
2033/34 | 189.75 | 60.75 | 48
2033/34 | 190.25 | 60.75 | 53
2033/34 | 190.75 | 60.75 | 45
2033/34 | 191.25 | 60.75 | 56
2033/34 | 191.75 | 60.75 | 44
2033/34 | 192.25 | 60.75 | 58
2033/34 | 192.75 | 60.75 | 41
2033/34 | 193.25 | 60.75 | 45
2033/34 | 193.75 | 60.75 | 51
2033/34 | 194.25 | 60.75 | 34
2033/34 | 194.75 | 60.75 | 46
2033/34 | 195.25 | 60.75 | 48
2033/34 | 195.75 | 60.75 | 36
2033/34 | 196.25 | 60.75 | 43
2033/34 | 196.75 | 60.75 | 44
2033/34 | 197.25 | 60.75 | 42
2033/34 | 197.75 | 60.75 | 54
2033/34 | 198.25 | 60.75 | 44
2033/34 | 198.75 | 60.75 | 47
2033/34 | 199.25 | 60.75 | 41
2033/34 | 199.75 | 60.75 | 36
2033/34 | 200.25 | 60.75 | 53
2033/34 | 200.75 | 60.75 | 51
2033/34 | 201.25 | 60.75 | 39
2033/34 | 201.75 | 60.75 | 49
2033/34 | 202.25 | 60.75 | 48
2033/34 | 202.75 | 60.75 | 46
2033/34 | 203.25 | 60.75 | 43
2033/34 | 203.75 | 60.75 | 34
2033/34 | 204.25 | 60.75 | 37
2033/34 | 204.75 | 60.75 | 35
2033/34 | 205.25 | 60.75 | 32
2033/34 | 205.75 | 60.75 | 26
2033/34 | 206.25 | 60.75 | 39
2033/34 | 206.75 | 60.75 | 40
2033/34 | 207.25 | 60.75 | 27
2033/34 | 207.75 | 60.75 | 31
2033/34 | 208.25 | 60.75 | 23
2033/34 | 208.75 | 60.75 | 45
2033/34 | 209.25 | 60.75 | 31
2033/34 | 209.75 | 60.75 | 40
2033/34 | 210.25 | 60.75 | 33
2033/34 | 210.75 | 60.75 | 36
2033/34 | 211.25 | 60.75 | 35
2033/34 | 211.75 | 60.75 | 35
2033/34 | 212.25 | 60.75 | 38
2033/34 | 212.75 | 60.75 | 24
2033/34 | 213.25 | 60.75 | 38
2033/34 | 213.75 | 60.75 | 24
2033/34 | 214.25 | 60.75 | 34
2033/34 | 214.75 | 60.75 | 23
2033/34 | 215.25 | 60.75 | 31
2033/34 | 215.75 | 60.75 | 27
2033/34 | 216.25 | 60.75 | 28
2033/34 | 216.75 | 60.75 | 39
2033/34 | 217.25 | 60.75 | 35
2033/34 | 217.75 | 60.75 | 33
2033/34 | 218.25 | 60.75 | 30
2033/34 | 218.75 | 60.75 | 24
2033/34 | 219.25 | 60.75 | 23
2033/34 | 219.75 | 60.75 | 34
2033/34 | 220.25 | 60.75 | 26
2033/34 | 220.75 | 60.75 | 25
2033/34 | 221.25 | 60.75 | 33
2033/34 | 221.75 | 60.75 | 18
2033/34 | 222.25 | 60.75 | 27
2033/34 | 222.75 | 60.75 | 27
2033/34 | 223.25 | 60.75 | 30
2033/34 | 223.75 | 60.75 | 19
2033/34 | 224.25 | 60.75 | 19
2033/34 | 224.75 | 60.75 | 22
2033/34 | 225.25 | 60.75 | 18
2033/34 | 225.75 | 60.75 | 19
2033/34 | 226.25 | 60.75 | 18
2033/34 | 226.75 | 60.75 | 22
2033/34 | 227.25 | 60.75 | 20
2033/34 | 227.75 | 60.75 | 14
2033/34 | 228.25 | 60.75 | 8
2033/34 | 228.75 | 60.75 | 12
2033/34 | 229.25 | 60.75 | 16
2033/34 | 229.75 | 60.75 | 24
2033/34 | 230.25 | 60.75 | 18
2033/34 | 230.75 | 60.75 | 15
2033/34 | 231.25 | 60.75 | 12
2033/34 | 231.75 | 60.75 | 17
2033/34 | 232.25 | 60.75 | 21
2033/34 | 232.75 | 60.75 | 14
2033/34 | 233.25 | 60.75 | 17
2033/34 | 233.75 | 60.75 | 15
2033/34 | 234.25 | 60.75 | 16
2033/34 | 234.75 | 60.75 | 19
2033/34 | 235.25 | 60.75 | 21
2033/34 | 235.75 | 60.75 | 8
2033/34 | 236.25 | 60.75 | 12
2033/34 | 236.75 | 60.75 | 11
2033/34 | 237.25 | 60.75 | 14
2033/34 | 237.75 | 60.75 | 15
2033/34 | 238.25 | 60.75 | 11
2033/34 | 238.75 | 60.75 | 7
2033/34 | 239.25 | 60.75 | 9
2033/34 | 239.75 | 60.75 | 13
2033/34 | 240.25 | 60.75 | 13
2033/34 | 240.75 | 60.75 | 13
2033/34 | 241.25 | 60.75 | 7
2033/34 | 241.75 | 60.75 | 9
2033/34 | 242.25 | 60.75 | 7
2033/34 | 242.75 | 60.75 | 17
2033/34 | 243.25 | 60.75 | 11
2033/34 | 243.75 | 60.75 | 4
2033/34 | 244.25 | 60.75 | 11
2033/34 | 244.75 | 60.75 | 10
2033/34 | 245.25 | 60.75 | 7
2033/34 | 245.75 | 60.75 | 8
2033/34 | 246.25 | 60.75 | 9
2033/34 | 246.75 | 60.75 | 9
2033/34 | 247.25 | 60.75 | 15
2033/34 | 247.75 | 60.75 | 7
2033/34 | 248.25 | 60.75 | 11
2033/34 | 248.75 | 60.75 | 5
2033/34 | 249.25 | 60.75 | 10
2033/34 | 249.75 | 60.75 | 8
2033/34 | 250.25 | 60.75 | 4
2033/34 | 250.75 | 60.75 | 2
2033/34 | 251.25 | 60.75 | 4
2033/34 | 251.75 | 60.75 | 5
2033/34 | 252.25 | 60.75 | 9
2033/34 | 252.75 | 60.75 | 4
2033/34 | 253.25 | 60.75 | 12
2033/34 | 253.75 | 60.75 | 5
2033/34 | 254.25 | 60.75 | 6
2033/34 | 254.75 | 60.75 | 6
2033/34 | 255.25 | 60.75 | 5
2033/34 | 255.75 | 60.75 | 9
2033/34 | 256.25 | 60.75 | 3
2033/34 | 256.75 | 60.75 | 3
2033/34 | 257.25 | 60.75 | 7
2033/34 | 257.75 | 60.75 | 4
2033/34 | 258.25 | 60.75 | 5
2033/34 | 258.75 | 60.75 | 3
2033/34 | 259.25 | 60.75 | 3
2033/34 | 259.75 | 60.75 | 2
2033/34 | 260.25 | 60.75 | 4
2033/34 | 260.75 | 60.75 | 3
2033/34 | 261.25 | 60.75 | 2
2033/34 | 261.75 | 60.75 | 6
2033/34 | 262.25 | 60.75 | 2
2033/34 | 262.75 | 60.75 | 6
2033/34 | 263.25 | 60.75 | 4
2033/34 | 263.75 | 60.75 | 4
2033/34 | 264.25 | 60.75 | 4
2033/34 | 264.75 | 60.75 | 8
2033/34 | 265.25 | 60.75 | 4
2033/34 | 265.75 | 60.75 | 4
2033/34 | 266.25 | 60.75 | 4
2033/34 | 266.75 | 60.75 | 2
2033/34 | 267.25 | 60.75 | 5
2033/34 | 267.75 | 60.75 | 3
2033/34 | 268.25 | 60.75 | 1
2033/34 | 268.75 | 60.75 | 5
2033/34 | 269.25 | 60.75 | 7
2033/34 | 269.75 | 60.75 | 4
2033/34 | 270.25 | 60.75 | 4
2033/34 | 270.75 | 60.75 | 2
2033/34 | 271.25 | 60.75 | 4
2033/34 | 271.75 | 60.75 | 1
2033/34 | 272.25 | 60.75 | 3
2033/34 | 273.25 | 60.75 | 5
2033/34 | 273.75 | 60.75 | 2
2033/34 | 274.75 | 60.75 | 1
2033/34 | 275.25 | 60.75 | 5
2033/34 | 276.25 | 60.75 | 1
2033/34 | 276.75 | 60.75 | 2
2033/34 | 277.75 | 60.75 | 4
2033/34 | 278.25 | 60.75 | 2
2033/34 | 278.75 | 60.75 | 3
2033/34 | 279.25 | 60.75 | 2
2033/34 | 279.75 | 60.75 | 2
2033/34 | 280.25 | 60.75 | 6
2033/34 | 280.75 | 60.75 | 2
2033/34 | 281.25 | 60.75 | 2
2033/34 | 281.75 | 60.75 | 3
2033/34 | 282.25 | 60.75 | 2
2033/34 | 282.75 | 60.75 | 1
2033/34 | 285.25 | 60.75 | 2
2033/34 | 285.75 | 60.75 | 1
2033/34 | 287.25 | 60.75 | 1
2033/34 | 287.75 | 60.75 | 1
2033/34 | 288.25 | 60.75 | 1
2033/34 | 290.75 | 60.75 | 3
2033/34 | 291.25 | 60.75 | 2
2033/34 | 292.25 | 60.75 | 1
2033/34 | 292.75 | 60.75 | 1
2033/34 | 293.25 | 60.75 | 2
2033/34 | 293.75 | 60.75 | 2
2033/34 | 295.25 | 60.75 | 1
2033/34 | 296.75 | 60.75 | 1
2033/34 | 297.25 | 60.75 | 1
2033/34 | 297.75 | 60.75 | 1
2033/34 | 301.25 | 60.75 | 1
2033/34 | 301.75 | 60.75 | 3
2033/34 | 302.75 | 60.75 | 1
2033/34 | 304.25 | 60.75 | 2
2033/34 | 305.75 | 60.75 | 1
2033/34 | 310.25 | 60.75 | 1
2033/34 | 311.25 | 60.75 | 1
2033/34 | 311.75 | 60.75 | 1
2033/34 | 314.25 | 60.75 | 1
2033/34 | 314.75 | 60.75 | 1
2033/34 | 318.25 | 60.75 | 2
2033/34 | 320.25 | 60.75 | 1
2033/34 | 323.25 | 60.75 | 1
2033/34 | 329.25 | 60.75 | 1
2033/34 | 335.75 | 60.75 | 1
2033/34 | 340.25 | 60.75 | 1
2033/34 | 347.25 | 60.75 | 1
2033/34 | 362.75 | 60.75 | 2
2033/34 | 369.25 | 60.75 | 1
2033/34 | 73.75 | 61.25 | 1
2033/34 | 75.25 | 61.25 | 1
2033/34 | 76.25 | 61.25 | 1
2033/34 | 78.75 | 61.25 | 2
2033/34 | 79.75 | 61.25 | 2
2033/34 | 80.75 | 61.25 | 1
2033/34 | 81.25 | 61.25 | 1
2033/34 | 82.25 | 61.25 | 1
2033/34 | 82.75 | 61.25 | 1
2033/34 | 83.25 | 61.25 | 1
2033/34 | 83.75 | 61.25 | 2
2033/34 | 84.25 | 61.25 | 2
2033/34 | 85.25 | 61.25 | 3
2033/34 | 85.75 | 61.25 | 3
2033/34 | 86.25 | 61.25 | 1
2033/34 | 88.25 | 61.25 | 1
2033/34 | 89.25 | 61.25 | 1
2033/34 | 89.75 | 61.25 | 1
2033/34 | 90.25 | 61.25 | 1
2033/34 | 90.75 | 61.25 | 3
2033/34 | 91.75 | 61.25 | 4
2033/34 | 92.25 | 61.25 | 6
2033/34 | 92.75 | 61.25 | 2
2033/34 | 93.25 | 61.25 | 2
2033/34 | 93.75 | 61.25 | 3
2033/34 | 94.25 | 61.25 | 4
2033/34 | 94.75 | 61.25 | 2
2033/34 | 95.25 | 61.25 | 3
2033/34 | 95.75 | 61.25 | 3
2033/34 | 96.25 | 61.25 | 2
2033/34 | 96.75 | 61.25 | 3
2033/34 | 97.25 | 61.25 | 7
2033/34 | 97.75 | 61.25 | 4
2033/34 | 98.25 | 61.25 | 5
2033/34 | 98.75 | 61.25 | 12
2033/34 | 99.25 | 61.25 | 8
2033/34 | 99.75 | 61.25 | 15
2033/34 | 100.25 | 61.25 | 13
2033/34 | 100.75 | 61.25 | 17
2033/34 | 101.25 | 61.25 | 11
2033/34 | 101.75 | 61.25 | 14
2033/34 | 102.25 | 61.25 | 14
2033/34 | 102.75 | 61.25 | 12
2033/34 | 103.25 | 61.25 | 11
2033/34 | 103.75 | 61.25 | 22
2033/34 | 104.25 | 61.25 | 17
2033/34 | 104.75 | 61.25 | 26
2033/34 | 105.25 | 61.25 | 18
2033/34 | 105.75 | 61.25 | 16
2033/34 | 106.25 | 61.25 | 23
2033/34 | 106.75 | 61.25 | 22
2033/34 | 107.25 | 61.25 | 35
2033/34 | 107.75 | 61.25 | 26
2033/34 | 108.25 | 61.25 | 23
2033/34 | 108.75 | 61.25 | 25
2033/34 | 109.25 | 61.25 | 35
2033/34 | 109.75 | 61.25 | 38
2033/34 | 110.25 | 61.25 | 35
2033/34 | 110.75 | 61.25 | 50
2033/34 | 111.25 | 61.25 | 52
2033/34 | 111.75 | 61.25 | 42
2033/34 | 112.25 | 61.25 | 51
2033/34 | 112.75 | 61.25 | 40
2033/34 | 113.25 | 61.25 | 54
2033/34 | 113.75 | 61.25 | 54
2033/34 | 114.25 | 61.25 | 58
2033/34 | 114.75 | 61.25 | 50
2033/34 | 115.25 | 61.25 | 59
2033/34 | 115.75 | 61.25 | 66
2033/34 | 116.25 | 61.25 | 56
2033/34 | 116.75 | 61.25 | 54
2033/34 | 117.25 | 61.25 | 78
2033/34 | 117.75 | 61.25 | 68
2033/34 | 118.25 | 61.25 | 75
2033/34 | 118.75 | 61.25 | 75
2033/34 | 119.25 | 61.25 | 88
2033/34 | 119.75 | 61.25 | 68
2033/34 | 120.25 | 61.25 | 79
2033/34 | 120.75 | 61.25 | 75
2033/34 | 121.25 | 61.25 | 104
2033/34 | 121.75 | 61.25 | 83
2033/34 | 122.25 | 61.25 | 93
2033/34 | 122.75 | 61.25 | 73
2033/34 | 123.25 | 61.25 | 89
2033/34 | 123.75 | 61.25 | 97
2033/34 | 124.25 | 61.25 | 108
2033/34 | 124.75 | 61.25 | 87
2033/34 | 125.25 | 61.25 | 104
2033/34 | 125.75 | 61.25 | 91
2033/34 | 126.25 | 61.25 | 100
2033/34 | 126.75 | 61.25 | 86
2033/34 | 127.25 | 61.25 | 97
2033/34 | 127.75 | 61.25 | 107
2033/34 | 128.25 | 61.25 | 96
2033/34 | 128.75 | 61.25 | 95
2033/34 | 129.25 | 61.25 | 105
2033/34 | 129.75 | 61.25 | 116
2033/34 | 130.25 | 61.25 | 96
2033/34 | 130.75 | 61.25 | 85
2033/34 | 131.25 | 61.25 | 98
2033/34 | 131.75 | 61.25 | 105
2033/34 | 132.25 | 61.25 | 114
2033/34 | 132.75 | 61.25 | 113
2033/34 | 133.25 | 61.25 | 108
2033/34 | 133.75 | 61.25 | 108
2033/34 | 134.25 | 61.25 | 104
2033/34 | 134.75 | 61.25 | 111
2033/34 | 135.25 | 61.25 | 104
2033/34 | 135.75 | 61.25 | 96
2033/34 | 136.25 | 61.25 | 138
2033/34 | 136.75 | 61.25 | 120
2033/34 | 137.25 | 61.25 | 108
2033/34 | 137.75 | 61.25 | 106
2033/34 | 138.25 | 61.25 | 106
2033/34 | 138.75 | 61.25 | 113
2033/34 | 139.25 | 61.25 | 106
2033/34 | 139.75 | 61.25 | 112
2033/34 | 140.25 | 61.25 | 98
2033/34 | 140.75 | 61.25 | 99
2033/34 | 141.25 | 61.25 | 94
2033/34 | 141.75 | 61.25 | 100
2033/34 | 142.25 | 61.25 | 87
2033/34 | 142.75 | 61.25 | 93
2033/34 | 143.25 | 61.25 | 103
2033/34 | 143.75 | 61.25 | 99
2033/34 | 144.25 | 61.25 | 96
2033/34 | 144.75 | 61.25 | 105
2033/34 | 145.25 | 61.25 | 106
2033/34 | 145.75 | 61.25 | 87
2033/34 | 146.25 | 61.25 | 101
2033/34 | 146.75 | 61.25 | 105
2033/34 | 147.25 | 61.25 | 92
2033/34 | 147.75 | 61.25 | 97
2033/34 | 148.25 | 61.25 | 102
2033/34 | 148.75 | 61.25 | 104
2033/34 | 149.25 | 61.25 | 104
2033/34 | 149.75 | 61.25 | 93
2033/34 | 150.25 | 61.25 | 85
2033/34 | 150.75 | 61.25 | 107
2033/34 | 151.25 | 61.25 | 92
2033/34 | 151.75 | 61.25 | 96
2033/34 | 152.25 | 61.25 | 86
2033/34 | 152.75 | 61.25 | 92
2033/34 | 153.25 | 61.25 | 91
2033/34 | 153.75 | 61.25 | 100
2033/34 | 154.25 | 61.25 | 95
2033/34 | 154.75 | 61.25 | 79
2033/34 | 155.25 | 61.25 | 59
2033/34 | 155.75 | 61.25 | 86
2033/34 | 156.25 | 61.25 | 90
2033/34 | 156.75 | 61.25 | 86
2033/34 | 157.25 | 61.25 | 94
2033/34 | 157.75 | 61.25 | 96
2033/34 | 158.25 | 61.25 | 82
2033/34 | 158.75 | 61.25 | 72
2033/34 | 159.25 | 61.25 | 81
2033/34 | 159.75 | 61.25 | 81
2033/34 | 160.25 | 61.25 | 88
2033/34 | 160.75 | 61.25 | 70
2033/34 | 161.25 | 61.25 | 91
2033/34 | 161.75 | 61.25 | 80
2033/34 | 162.25 | 61.25 | 102
2033/34 | 162.75 | 61.25 | 84
2033/34 | 163.25 | 61.25 | 90
2033/34 | 163.75 | 61.25 | 70
2033/34 | 164.25 | 61.25 | 77
2033/34 | 164.75 | 61.25 | 75
2033/34 | 165.25 | 61.25 | 70
2033/34 | 165.75 | 61.25 | 84
2033/34 | 166.25 | 61.25 | 79
2033/34 | 166.75 | 61.25 | 76
2033/34 | 167.25 | 61.25 | 77
2033/34 | 167.75 | 61.25 | 79
2033/34 | 168.25 | 61.25 | 75
2033/34 | 168.75 | 61.25 | 60
2033/34 | 169.25 | 61.25 | 79
2033/34 | 169.75 | 61.25 | 81
2033/34 | 170.25 | 61.25 | 79
2033/34 | 170.75 | 61.25 | 66
2033/34 | 171.25 | 61.25 | 77
2033/34 | 171.75 | 61.25 | 73
2033/34 | 172.25 | 61.25 | 59
2033/34 | 172.75 | 61.25 | 73
2033/34 | 173.25 | 61.25 | 71
2033/34 | 173.75 | 61.25 | 78
2033/34 | 174.25 | 61.25 | 63
2033/34 | 174.75 | 61.25 | 69
2033/34 | 175.25 | 61.25 | 66
2033/34 | 175.75 | 61.25 | 78
2033/34 | 176.25 | 61.25 | 59
2033/34 | 176.75 | 61.25 | 71
2033/34 | 177.25 | 61.25 | 61
2033/34 | 177.75 | 61.25 | 60
2033/34 | 178.25 | 61.25 | 60
2033/34 | 178.75 | 61.25 | 65
2033/34 | 179.25 | 61.25 | 53
2033/34 | 179.75 | 61.25 | 58
2033/34 | 180.25 | 61.25 | 63
2033/34 | 180.75 | 61.25 | 68
2033/34 | 181.25 | 61.25 | 55
2033/34 | 181.75 | 61.25 | 63
2033/34 | 182.25 | 61.25 | 55
2033/34 | 182.75 | 61.25 | 51
2033/34 | 183.25 | 61.25 | 61
2033/34 | 183.75 | 61.25 | 60
2033/34 | 184.25 | 61.25 | 65
2033/34 | 184.75 | 61.25 | 59
2033/34 | 185.25 | 61.25 | 62
2033/34 | 185.75 | 61.25 | 56
2033/34 | 186.25 | 61.25 | 47
2033/34 | 186.75 | 61.25 | 64
2033/34 | 187.25 | 61.25 | 55
2033/34 | 187.75 | 61.25 | 59
2033/34 | 188.25 | 61.25 | 67
2033/34 | 188.75 | 61.25 | 55
2033/34 | 189.25 | 61.25 | 43
2033/34 | 189.75 | 61.25 | 55
2033/34 | 190.25 | 61.25 | 49
2033/34 | 190.75 | 61.25 | 75
2033/34 | 191.25 | 61.25 | 53
2033/34 | 191.75 | 61.25 | 56
2033/34 | 192.25 | 61.25 | 42
2033/34 | 192.75 | 61.25 | 44
2033/34 | 193.25 | 61.25 | 44
2033/34 | 193.75 | 61.25 | 32
2033/34 | 194.25 | 61.25 | 48
2033/34 | 194.75 | 61.25 | 51
2033/34 | 195.25 | 61.25 | 50
2033/34 | 195.75 | 61.25 | 45
2033/34 | 196.25 | 61.25 | 37
2033/34 | 196.75 | 61.25 | 38
2033/34 | 197.25 | 61.25 | 43
2033/34 | 197.75 | 61.25 | 46
2033/34 | 198.25 | 61.25 | 40
2033/34 | 198.75 | 61.25 | 41
2033/34 | 199.25 | 61.25 | 40
2033/34 | 199.75 | 61.25 | 41
2033/34 | 200.25 | 61.25 | 47
2033/34 | 200.75 | 61.25 | 36
2033/34 | 201.25 | 61.25 | 41
2033/34 | 201.75 | 61.25 | 38
2033/34 | 202.25 | 61.25 | 41
2033/34 | 202.75 | 61.25 | 40
2033/34 | 203.25 | 61.25 | 42
2033/34 | 203.75 | 61.25 | 41
2033/34 | 204.25 | 61.25 | 38
2033/34 | 204.75 | 61.25 | 31
2033/34 | 205.25 | 61.25 | 24
2033/34 | 205.75 | 61.25 | 36
2033/34 | 206.25 | 61.25 | 38
2033/34 | 206.75 | 61.25 | 23
2033/34 | 207.25 | 61.25 | 28
2033/34 | 207.75 | 61.25 | 34
2033/34 | 208.25 | 61.25 | 38
2033/34 | 208.75 | 61.25 | 38
2033/34 | 209.25 | 61.25 | 31
2033/34 | 209.75 | 61.25 | 22
2033/34 | 210.25 | 61.25 | 23
2033/34 | 210.75 | 61.25 | 23
2033/34 | 211.25 | 61.25 | 37
2033/34 | 211.75 | 61.25 | 23
2033/34 | 212.25 | 61.25 | 28
2033/34 | 212.75 | 61.25 | 33
2033/34 | 213.25 | 61.25 | 34
2033/34 | 213.75 | 61.25 | 18
2033/34 | 214.25 | 61.25 | 39
2033/34 | 214.75 | 61.25 | 25
2033/34 | 215.25 | 61.25 | 31
2033/34 | 215.75 | 61.25 | 40
2033/34 | 216.25 | 61.25 | 25
2033/34 | 216.75 | 61.25 | 35
2033/34 | 217.25 | 61.25 | 25
2033/34 | 217.75 | 61.25 | 34
2033/34 | 218.25 | 61.25 | 15
2033/34 | 218.75 | 61.25 | 15
2033/34 | 219.25 | 61.25 | 25
2033/34 | 219.75 | 61.25 | 21
2033/34 | 220.25 | 61.25 | 21
2033/34 | 220.75 | 61.25 | 34
2033/34 | 221.25 | 61.25 | 17
2033/34 | 221.75 | 61.25 | 21
2033/34 | 222.25 | 61.25 | 19
2033/34 | 222.75 | 61.25 | 20
2033/34 | 223.25 | 61.25 | 16
2033/34 | 223.75 | 61.25 | 32
2033/34 | 224.25 | 61.25 | 22
2033/34 | 224.75 | 61.25 | 15
2033/34 | 225.25 | 61.25 | 25
2033/34 | 225.75 | 61.25 | 14
2033/34 | 226.25 | 61.25 | 12
2033/34 | 226.75 | 61.25 | 19
2033/34 | 227.25 | 61.25 | 21
2033/34 | 227.75 | 61.25 | 20
2033/34 | 228.25 | 61.25 | 13
2033/34 | 228.75 | 61.25 | 13
2033/34 | 229.25 | 61.25 | 15
2033/34 | 229.75 | 61.25 | 20
2033/34 | 230.25 | 61.25 | 14
2033/34 | 230.75 | 61.25 | 16
2033/34 | 231.25 | 61.25 | 17
2033/34 | 231.75 | 61.25 | 19
2033/34 | 232.25 | 61.25 | 8
2033/34 | 232.75 | 61.25 | 15
2033/34 | 233.25 | 61.25 | 15
2033/34 | 233.75 | 61.25 | 12
2033/34 | 234.25 | 61.25 | 14
2033/34 | 234.75 | 61.25 | 13
2033/34 | 235.25 | 61.25 | 13
2033/34 | 235.75 | 61.25 | 18
2033/34 | 236.25 | 61.25 | 16
2033/34 | 236.75 | 61.25 | 13
2033/34 | 237.25 | 61.25 | 16
2033/34 | 237.75 | 61.25 | 12
2033/34 | 238.25 | 61.25 | 17
2033/34 | 238.75 | 61.25 | 14
2033/34 | 239.25 | 61.25 | 11
2033/34 | 239.75 | 61.25 | 8
2033/34 | 240.25 | 61.25 | 16
2033/34 | 240.75 | 61.25 | 14
2033/34 | 241.25 | 61.25 | 15
2033/34 | 241.75 | 61.25 | 9
2033/34 | 242.25 | 61.25 | 14
2033/34 | 242.75 | 61.25 | 11
2033/34 | 243.25 | 61.25 | 13
2033/34 | 243.75 | 61.25 | 16
2033/34 | 244.25 | 61.25 | 10
2033/34 | 244.75 | 61.25 | 9
2033/34 | 245.25 | 61.25 | 17
2033/34 | 245.75 | 61.25 | 9
2033/34 | 246.25 | 61.25 | 14
2033/34 | 246.75 | 61.25 | 9
2033/34 | 247.25 | 61.25 | 11
2033/34 | 247.75 | 61.25 | 11
2033/34 | 248.25 | 61.25 | 2
2033/34 | 248.75 | 61.25 | 9
2033/34 | 249.25 | 61.25 | 10
2033/34 | 249.75 | 61.25 | 6
2033/34 | 250.25 | 61.25 | 9
2033/34 | 250.75 | 61.25 | 10
2033/34 | 251.25 | 61.25 | 7
2033/34 | 251.75 | 61.25 | 5
2033/34 | 252.25 | 61.25 | 7
2033/34 | 252.75 | 61.25 | 4
2033/34 | 253.25 | 61.25 | 5
2033/34 | 253.75 | 61.25 | 7
2033/34 | 254.25 | 61.25 | 8
2033/34 | 254.75 | 61.25 | 7
2033/34 | 255.25 | 61.25 | 5
2033/34 | 255.75 | 61.25 | 11
2033/34 | 256.25 | 61.25 | 3
2033/34 | 256.75 | 61.25 | 7
2033/34 | 257.25 | 61.25 | 4
2033/34 | 257.75 | 61.25 | 5
2033/34 | 258.25 | 61.25 | 4
2033/34 | 258.75 | 61.25 | 3
2033/34 | 259.25 | 61.25 | 8
2033/34 | 259.75 | 61.25 | 8
2033/34 | 260.25 | 61.25 | 2
2033/34 | 260.75 | 61.25 | 3
2033/34 | 261.25 | 61.25 | 3
2033/34 | 261.75 | 61.25 | 3
2033/34 | 262.25 | 61.25 | 3
2033/34 | 262.75 | 61.25 | 8
2033/34 | 263.25 | 61.25 | 4
2033/34 | 263.75 | 61.25 | 3
2033/34 | 264.25 | 61.25 | 6
2033/34 | 264.75 | 61.25 | 5
2033/34 | 265.25 | 61.25 | 5
2033/34 | 265.75 | 61.25 | 4
2033/34 | 266.25 | 61.25 | 4
2033/34 | 266.75 | 61.25 | 1
2033/34 | 267.25 | 61.25 | 4
2033/34 | 267.75 | 61.25 | 1
2033/34 | 268.25 | 61.25 | 4
2033/34 | 268.75 | 61.25 | 3
2033/34 | 269.25 | 61.25 | 5
2033/34 | 269.75 | 61.25 | 1
2033/34 | 270.25 | 61.25 | 1
2033/34 | 270.75 | 61.25 | 3
2033/34 | 271.75 | 61.25 | 5
2033/34 | 272.25 | 61.25 | 2
2033/34 | 272.75 | 61.25 | 3
2033/34 | 273.25 | 61.25 | 4
2033/34 | 273.75 | 61.25 | 3
2033/34 | 274.25 | 61.25 | 5
2033/34 | 274.75 | 61.25 | 3
2033/34 | 275.25 | 61.25 | 4
2033/34 | 275.75 | 61.25 | 2
2033/34 | 276.25 | 61.25 | 1
2033/34 | 276.75 | 61.25 | 5
2033/34 | 277.25 | 61.25 | 6
2033/34 | 277.75 | 61.25 | 1
2033/34 | 278.25 | 61.25 | 1
2033/34 | 278.75 | 61.25 | 2
2033/34 | 279.25 | 61.25 | 3
2033/34 | 280.25 | 61.25 | 1
2033/34 | 280.75 | 61.25 | 3
2033/34 | 281.25 | 61.25 | 5
2033/34 | 281.75 | 61.25 | 4
2033/34 | 282.25 | 61.25 | 3
2033/34 | 282.75 | 61.25 | 4
2033/34 | 283.25 | 61.25 | 1
2033/34 | 283.75 | 61.25 | 2
2033/34 | 284.25 | 61.25 | 1
2033/34 | 284.75 | 61.25 | 1
2033/34 | 285.25 | 61.25 | 1
2033/34 | 286.25 | 61.25 | 1
2033/34 | 286.75 | 61.25 | 1
2033/34 | 287.25 | 61.25 | 1
2033/34 | 288.25 | 61.25 | 2
2033/34 | 288.75 | 61.25 | 2
2033/34 | 289.25 | 61.25 | 2
2033/34 | 289.75 | 61.25 | 1
2033/34 | 291.25 | 61.25 | 2
2033/34 | 291.75 | 61.25 | 3
2033/34 | 292.75 | 61.25 | 1
2033/34 | 293.25 | 61.25 | 1
2033/34 | 293.75 | 61.25 | 1
2033/34 | 294.25 | 61.25 | 1
2033/34 | 295.25 | 61.25 | 1
2033/34 | 295.75 | 61.25 | 1
2033/34 | 296.75 | 61.25 | 1
2033/34 | 297.25 | 61.25 | 4
2033/34 | 298.25 | 61.25 | 1
2033/34 | 298.75 | 61.25 | 1
2033/34 | 299.25 | 61.25 | 1
2033/34 | 300.75 | 61.25 | 1
2033/34 | 301.25 | 61.25 | 1
2033/34 | 301.75 | 61.25 | 1
2033/34 | 302.25 | 61.25 | 1
2033/34 | 303.25 | 61.25 | 1
2033/34 | 304.75 | 61.25 | 1
2033/34 | 306.75 | 61.25 | 1
2033/34 | 307.25 | 61.25 | 1
2033/34 | 307.75 | 61.25 | 1
2033/34 | 308.25 | 61.25 | 3
2033/34 | 308.75 | 61.25 | 1
2033/34 | 309.25 | 61.25 | 1
2033/34 | 309.75 | 61.25 | 1
2033/34 | 310.25 | 61.25 | 2
2033/34 | 310.75 | 61.25 | 1
2033/34 | 311.75 | 61.25 | 1
2033/34 | 313.25 | 61.25 | 1
2033/34 | 313.75 | 61.25 | 1
2033/34 | 317.25 | 61.25 | 1
2033/34 | 317.75 | 61.25 | 1
2033/34 | 321.25 | 61.25 | 1
2033/34 | 324.75 | 61.25 | 1
2033/34 | 327.25 | 61.25 | 1
2033/34 | 328.75 | 61.25 | 1
2033/34 | 330.75 | 61.25 | 1
2033/34 | 333.25 | 61.25 | 1
2033/34 | 334.25 | 61.25 | 1
2033/34 | 341.25 | 61.25 | 1
2033/34 | 345.75 | 61.25 | 1
2033/34 | 363.75 | 61.25 | 1
2033/34 | 74.75 | 61.75 | 1
2033/34 | 78.25 | 61.75 | 1
2033/34 | 80.25 | 61.75 | 2
2033/34 | 81.75 | 61.75 | 1
2033/34 | 82.75 | 61.75 | 1
2033/34 | 83.75 | 61.75 | 1
2033/34 | 84.25 | 61.75 | 2
2033/34 | 84.75 | 61.75 | 1
2033/34 | 85.75 | 61.75 | 1
2033/34 | 86.75 | 61.75 | 1
2033/34 | 87.25 | 61.75 | 3
2033/34 | 87.75 | 61.75 | 1
2033/34 | 88.25 | 61.75 | 3
2033/34 | 88.75 | 61.75 | 1
2033/34 | 89.25 | 61.75 | 6
2033/34 | 90.25 | 61.75 | 3
2033/34 | 91.25 | 61.75 | 3
2033/34 | 91.75 | 61.75 | 3
2033/34 | 92.25 | 61.75 | 4
2033/34 | 92.75 | 61.75 | 1
2033/34 | 93.25 | 61.75 | 3
2033/34 | 93.75 | 61.75 | 6
2033/34 | 94.25 | 61.75 | 4
2033/34 | 94.75 | 61.75 | 2
2033/34 | 95.25 | 61.75 | 3
2033/34 | 95.75 | 61.75 | 2
2033/34 | 96.25 | 61.75 | 4
2033/34 | 96.75 | 61.75 | 6
2033/34 | 97.25 | 61.75 | 6
2033/34 | 97.75 | 61.75 | 3
2033/34 | 98.25 | 61.75 | 8
2033/34 | 98.75 | 61.75 | 2
2033/34 | 99.25 | 61.75 | 8
2033/34 | 99.75 | 61.75 | 6
2033/34 | 100.25 | 61.75 | 11
2033/34 | 100.75 | 61.75 | 11
2033/34 | 101.25 | 61.75 | 13
2033/34 | 101.75 | 61.75 | 7
2033/34 | 102.25 | 61.75 | 14
2033/34 | 102.75 | 61.75 | 17
2033/34 | 103.25 | 61.75 | 17
2033/34 | 103.75 | 61.75 | 15
2033/34 | 104.25 | 61.75 | 13
2033/34 | 104.75 | 61.75 | 27
2033/34 | 105.25 | 61.75 | 12
2033/34 | 105.75 | 61.75 | 18
2033/34 | 106.25 | 61.75 | 15
2033/34 | 106.75 | 61.75 | 17
2033/34 | 107.25 | 61.75 | 29
2033/34 | 107.75 | 61.75 | 27
2033/34 | 108.25 | 61.75 | 25
2033/34 | 108.75 | 61.75 | 22
2033/34 | 109.25 | 61.75 | 35
2033/34 | 109.75 | 61.75 | 35
2033/34 | 110.25 | 61.75 | 39
2033/34 | 110.75 | 61.75 | 26
2033/34 | 111.25 | 61.75 | 42
2033/34 | 111.75 | 61.75 | 44
2033/34 | 112.25 | 61.75 | 45
2033/34 | 112.75 | 61.75 | 49
2033/34 | 113.25 | 61.75 | 38
2033/34 | 113.75 | 61.75 | 44
2033/34 | 114.25 | 61.75 | 51
2033/34 | 114.75 | 61.75 | 51
2033/34 | 115.25 | 61.75 | 47
2033/34 | 115.75 | 61.75 | 55
2033/34 | 116.25 | 61.75 | 56
2033/34 | 116.75 | 61.75 | 60
2033/34 | 117.25 | 61.75 | 56
2033/34 | 117.75 | 61.75 | 75
2033/34 | 118.25 | 61.75 | 62
2033/34 | 118.75 | 61.75 | 69
2033/34 | 119.25 | 61.75 | 84
2033/34 | 119.75 | 61.75 | 65
2033/34 | 120.25 | 61.75 | 84
2033/34 | 120.75 | 61.75 | 74
2033/34 | 121.25 | 61.75 | 72
2033/34 | 121.75 | 61.75 | 61
2033/34 | 122.25 | 61.75 | 88
2033/34 | 122.75 | 61.75 | 96
2033/34 | 123.25 | 61.75 | 90
2033/34 | 123.75 | 61.75 | 95
2033/34 | 124.25 | 61.75 | 93
2033/34 | 124.75 | 61.75 | 105
2033/34 | 125.25 | 61.75 | 99
2033/34 | 125.75 | 61.75 | 87
2033/34 | 126.25 | 61.75 | 96
2033/34 | 126.75 | 61.75 | 91
2033/34 | 127.25 | 61.75 | 105
2033/34 | 127.75 | 61.75 | 111
2033/34 | 128.25 | 61.75 | 87
2033/34 | 128.75 | 61.75 | 103
2033/34 | 129.25 | 61.75 | 82
2033/34 | 129.75 | 61.75 | 93
2033/34 | 130.25 | 61.75 | 86
2033/34 | 130.75 | 61.75 | 112
2033/34 | 131.25 | 61.75 | 97
2033/34 | 131.75 | 61.75 | 103
2033/34 | 132.25 | 61.75 | 88
2033/34 | 132.75 | 61.75 | 102
2033/34 | 133.25 | 61.75 | 113
2033/34 | 133.75 | 61.75 | 90
2033/34 | 134.25 | 61.75 | 105
2033/34 | 134.75 | 61.75 | 112
2033/34 | 135.25 | 61.75 | 111
2033/34 | 135.75 | 61.75 | 85
2033/34 | 136.25 | 61.75 | 97
2033/34 | 136.75 | 61.75 | 124
2033/34 | 137.25 | 61.75 | 100
2033/34 | 137.75 | 61.75 | 116
2033/34 | 138.25 | 61.75 | 125
2033/34 | 138.75 | 61.75 | 113
2033/34 | 139.25 | 61.75 | 106
2033/34 | 139.75 | 61.75 | 97
2033/34 | 140.25 | 61.75 | 116
2033/34 | 140.75 | 61.75 | 115
2033/34 | 141.25 | 61.75 | 93
2033/34 | 141.75 | 61.75 | 113
2033/34 | 142.25 | 61.75 | 113
2033/34 | 142.75 | 61.75 | 117
2033/34 | 143.25 | 61.75 | 90
2033/34 | 143.75 | 61.75 | 115
2033/34 | 144.25 | 61.75 | 97
2033/34 | 144.75 | 61.75 | 89
2033/34 | 145.25 | 61.75 | 114
2033/34 | 145.75 | 61.75 | 107
2033/34 | 146.25 | 61.75 | 92
2033/34 | 146.75 | 61.75 | 114
2033/34 | 147.25 | 61.75 | 101
2033/34 | 147.75 | 61.75 | 79
2033/34 | 148.25 | 61.75 | 87
2033/34 | 148.75 | 61.75 | 91
2033/34 | 149.25 | 61.75 | 82
2033/34 | 149.75 | 61.75 | 84
2033/34 | 150.25 | 61.75 | 94
2033/34 | 150.75 | 61.75 | 76
2033/34 | 151.25 | 61.75 | 85
2033/34 | 151.75 | 61.75 | 79
2033/34 | 152.25 | 61.75 | 81
2033/34 | 152.75 | 61.75 | 88
2033/34 | 153.25 | 61.75 | 109
2033/34 | 153.75 | 61.75 | 75
2033/34 | 154.25 | 61.75 | 74
2033/34 | 154.75 | 61.75 | 84
2033/34 | 155.25 | 61.75 | 84
2033/34 | 155.75 | 61.75 | 88
2033/34 | 156.25 | 61.75 | 81
2033/34 | 156.75 | 61.75 | 90
2033/34 | 157.25 | 61.75 | 66
2033/34 | 157.75 | 61.75 | 76
2033/34 | 158.25 | 61.75 | 85
2033/34 | 158.75 | 61.75 | 81
2033/34 | 159.25 | 61.75 | 84
2033/34 | 159.75 | 61.75 | 71
2033/34 | 160.25 | 61.75 | 89
2033/34 | 160.75 | 61.75 | 77
2033/34 | 161.25 | 61.75 | 92
2033/34 | 161.75 | 61.75 | 94
2033/34 | 162.25 | 61.75 | 87
2033/34 | 162.75 | 61.75 | 80
2033/34 | 163.25 | 61.75 | 84
2033/34 | 163.75 | 61.75 | 65
2033/34 | 164.25 | 61.75 | 100
2033/34 | 164.75 | 61.75 | 83
2033/34 | 165.25 | 61.75 | 87
2033/34 | 165.75 | 61.75 | 82
2033/34 | 166.25 | 61.75 | 88
2033/34 | 166.75 | 61.75 | 68
2033/34 | 167.25 | 61.75 | 56
2033/34 | 167.75 | 61.75 | 62
2033/34 | 168.25 | 61.75 | 71
2033/34 | 168.75 | 61.75 | 67
2033/34 | 169.25 | 61.75 | 66
2033/34 | 169.75 | 61.75 | 60
2033/34 | 170.25 | 61.75 | 76
2033/34 | 170.75 | 61.75 | 69
2033/34 | 171.25 | 61.75 | 63
2033/34 | 171.75 | 61.75 | 56
2033/34 | 172.25 | 61.75 | 61
2033/34 | 172.75 | 61.75 | 56
2033/34 | 173.25 | 61.75 | 60
2033/34 | 173.75 | 61.75 | 60
2033/34 | 174.25 | 61.75 | 73
2033/34 | 174.75 | 61.75 | 78
2033/34 | 175.25 | 61.75 | 59
2033/34 | 175.75 | 61.75 | 59
2033/34 | 176.25 | 61.75 | 47
2033/34 | 176.75 | 61.75 | 85
2033/34 | 177.25 | 61.75 | 62
2033/34 | 177.75 | 61.75 | 70
2033/34 | 178.25 | 61.75 | 51
2033/34 | 178.75 | 61.75 | 63
2033/34 | 179.25 | 61.75 | 56
2033/34 | 179.75 | 61.75 | 59
2033/34 | 180.25 | 61.75 | 72
2033/34 | 180.75 | 61.75 | 53
2033/34 | 181.25 | 61.75 | 50
2033/34 | 181.75 | 61.75 | 61
2033/34 | 182.25 | 61.75 | 49
2033/34 | 182.75 | 61.75 | 58
2033/34 | 183.25 | 61.75 | 71
2033/34 | 183.75 | 61.75 | 44
2033/34 | 184.25 | 61.75 | 54
2033/34 | 184.75 | 61.75 | 41
2033/34 | 185.25 | 61.75 | 51
2033/34 | 185.75 | 61.75 | 66
2033/34 | 186.25 | 61.75 | 58
2033/34 | 186.75 | 61.75 | 55
2033/34 | 187.25 | 61.75 | 51
2033/34 | 187.75 | 61.75 | 57
2033/34 | 188.25 | 61.75 | 38
2033/34 | 188.75 | 61.75 | 59
2033/34 | 189.25 | 61.75 | 48
2033/34 | 189.75 | 61.75 | 56
2033/34 | 190.25 | 61.75 | 49
2033/34 | 190.75 | 61.75 | 50
2033/34 | 191.25 | 61.75 | 45
2033/34 | 191.75 | 61.75 | 43
2033/34 | 192.25 | 61.75 | 50
2033/34 | 192.75 | 61.75 | 45
2033/34 | 193.25 | 61.75 | 45
2033/34 | 193.75 | 61.75 | 53
2033/34 | 194.25 | 61.75 | 54
2033/34 | 194.75 | 61.75 | 43
2033/34 | 195.25 | 61.75 | 51
2033/34 | 195.75 | 61.75 | 38
2033/34 | 196.25 | 61.75 | 46
2033/34 | 196.75 | 61.75 | 49
2033/34 | 197.25 | 61.75 | 37
2033/34 | 197.75 | 61.75 | 38
2033/34 | 198.25 | 61.75 | 41
2033/34 | 198.75 | 61.75 | 39
2033/34 | 199.25 | 61.75 | 34
2033/34 | 199.75 | 61.75 | 41
2033/34 | 200.25 | 61.75 | 45
2033/34 | 200.75 | 61.75 | 47
2033/34 | 201.25 | 61.75 | 36
2033/34 | 201.75 | 61.75 | 39
2033/34 | 202.25 | 61.75 | 50
2033/34 | 202.75 | 61.75 | 36
2033/34 | 203.25 | 61.75 | 36
2033/34 | 203.75 | 61.75 | 29
2033/34 | 204.25 | 61.75 | 46
2033/34 | 204.75 | 61.75 | 41
2033/34 | 205.25 | 61.75 | 32
2033/34 | 205.75 | 61.75 | 46
2033/34 | 206.25 | 61.75 | 50
2033/34 | 206.75 | 61.75 | 39
2033/34 | 207.25 | 61.75 | 43
2033/34 | 207.75 | 61.75 | 40
2033/34 | 208.25 | 61.75 | 26
2033/34 | 208.75 | 61.75 | 34
2033/34 | 209.25 | 61.75 | 39
2033/34 | 209.75 | 61.75 | 41
2033/34 | 210.25 | 61.75 | 20
2033/34 | 210.75 | 61.75 | 32
2033/34 | 211.25 | 61.75 | 24
2033/34 | 211.75 | 61.75 | 35
2033/34 | 212.25 | 61.75 | 28
2033/34 | 212.75 | 61.75 | 31
2033/34 | 213.25 | 61.75 | 31
2033/34 | 213.75 | 61.75 | 33
2033/34 | 214.25 | 61.75 | 28
2033/34 | 214.75 | 61.75 | 28
2033/34 | 215.25 | 61.75 | 28
2033/34 | 215.75 | 61.75 | 30
2033/34 | 216.25 | 61.75 | 32
2033/34 | 216.75 | 61.75 | 34
2033/34 | 217.25 | 61.75 | 25
2033/34 | 217.75 | 61.75 | 31
2033/34 | 218.25 | 61.75 | 31
2033/34 | 218.75 | 61.75 | 28
2033/34 | 219.25 | 61.75 | 35
2033/34 | 219.75 | 61.75 | 30
2033/34 | 220.25 | 61.75 | 25
2033/34 | 220.75 | 61.75 | 35
2033/34 | 221.25 | 61.75 | 19
2033/34 | 221.75 | 61.75 | 30
2033/34 | 222.25 | 61.75 | 35
2033/34 | 222.75 | 61.75 | 21
2033/34 | 223.25 | 61.75 | 12
2033/34 | 223.75 | 61.75 | 23
2033/34 | 224.25 | 61.75 | 17
2033/34 | 224.75 | 61.75 | 20
2033/34 | 225.25 | 61.75 | 25
2033/34 | 225.75 | 61.75 | 14
2033/34 | 226.25 | 61.75 | 15
2033/34 | 226.75 | 61.75 | 21
2033/34 | 227.25 | 61.75 | 15
2033/34 | 227.75 | 61.75 | 13
2033/34 | 228.25 | 61.75 | 24
2033/34 | 228.75 | 61.75 | 16
2033/34 | 229.25 | 61.75 | 23
2033/34 | 229.75 | 61.75 | 17
2033/34 | 230.25 | 61.75 | 15
2033/34 | 230.75 | 61.75 | 22
2033/34 | 231.25 | 61.75 | 15
2033/34 | 231.75 | 61.75 | 16
2033/34 | 232.25 | 61.75 | 16
2033/34 | 232.75 | 61.75 | 17
2033/34 | 233.25 | 61.75 | 15
2033/34 | 233.75 | 61.75 | 20
2033/34 | 234.25 | 61.75 | 17
2033/34 | 234.75 | 61.75 | 14
2033/34 | 235.25 | 61.75 | 19
2033/34 | 235.75 | 61.75 | 9
2033/34 | 236.25 | 61.75 | 15
2033/34 | 236.75 | 61.75 | 12
2033/34 | 237.25 | 61.75 | 10
2033/34 | 237.75 | 61.75 | 19
2033/34 | 238.25 | 61.75 | 9
2033/34 | 238.75 | 61.75 | 5
2033/34 | 239.25 | 61.75 | 9
2033/34 | 239.75 | 61.75 | 20
2033/34 | 240.25 | 61.75 | 17
2033/34 | 240.75 | 61.75 | 12
2033/34 | 241.25 | 61.75 | 12
2033/34 | 241.75 | 61.75 | 18
2033/34 | 242.25 | 61.75 | 18
2033/34 | 242.75 | 61.75 | 9
2033/34 | 243.25 | 61.75 | 14
2033/34 | 243.75 | 61.75 | 10
2033/34 | 244.25 | 61.75 | 13
2033/34 | 244.75 | 61.75 | 19
2033/34 | 245.25 | 61.75 | 6
2033/34 | 245.75 | 61.75 | 14
2033/34 | 246.25 | 61.75 | 5
2033/34 | 246.75 | 61.75 | 10
2033/34 | 247.25 | 61.75 | 14
2033/34 | 247.75 | 61.75 | 7
2033/34 | 248.25 | 61.75 | 9
2033/34 | 248.75 | 61.75 | 9
2033/34 | 249.25 | 61.75 | 7
2033/34 | 249.75 | 61.75 | 9
2033/34 | 250.25 | 61.75 | 6
2033/34 | 250.75 | 61.75 | 5
2033/34 | 251.25 | 61.75 | 5
2033/34 | 251.75 | 61.75 | 9
2033/34 | 252.25 | 61.75 | 7
2033/34 | 252.75 | 61.75 | 10
2033/34 | 253.25 | 61.75 | 6
2033/34 | 253.75 | 61.75 | 5
2033/34 | 254.25 | 61.75 | 5
2033/34 | 254.75 | 61.75 | 7
2033/34 | 255.25 | 61.75 | 12
2033/34 | 255.75 | 61.75 | 3
2033/34 | 256.25 | 61.75 | 6
2033/34 | 256.75 | 61.75 | 6
2033/34 | 257.25 | 61.75 | 10
2033/34 | 257.75 | 61.75 | 4
2033/34 | 258.25 | 61.75 | 6
2033/34 | 258.75 | 61.75 | 4
2033/34 | 259.25 | 61.75 | 5
2033/34 | 259.75 | 61.75 | 7
2033/34 | 260.25 | 61.75 | 6
2033/34 | 260.75 | 61.75 | 5
2033/34 | 261.25 | 61.75 | 6
2033/34 | 261.75 | 61.75 | 4
2033/34 | 262.25 | 61.75 | 3
2033/34 | 262.75 | 61.75 | 13
2033/34 | 263.25 | 61.75 | 3
2033/34 | 263.75 | 61.75 | 6
2033/34 | 264.25 | 61.75 | 3
2033/34 | 264.75 | 61.75 | 5
2033/34 | 265.25 | 61.75 | 5
2033/34 | 265.75 | 61.75 | 3
2033/34 | 266.25 | 61.75 | 4
2033/34 | 266.75 | 61.75 | 4
2033/34 | 267.75 | 61.75 | 2
2033/34 | 268.25 | 61.75 | 4
2033/34 | 268.75 | 61.75 | 3
2033/34 | 269.25 | 61.75 | 3
2033/34 | 269.75 | 61.75 | 3
2033/34 | 270.25 | 61.75 | 3
2033/34 | 270.75 | 61.75 | 5
2033/34 | 271.25 | 61.75 | 5
2033/34 | 271.75 | 61.75 | 3
2033/34 | 272.25 | 61.75 | 5
2033/34 | 272.75 | 61.75 | 2
2033/34 | 273.25 | 61.75 | 2
2033/34 | 273.75 | 61.75 | 2
2033/34 | 274.25 | 61.75 | 2
2033/34 | 274.75 | 61.75 | 4
2033/34 | 275.25 | 61.75 | 1
2033/34 | 275.75 | 61.75 | 2
2033/34 | 276.25 | 61.75 | 2
2033/34 | 276.75 | 61.75 | 1
2033/34 | 277.25 | 61.75 | 1
2033/34 | 278.25 | 61.75 | 3
2033/34 | 278.75 | 61.75 | 2
2033/34 | 279.25 | 61.75 | 3
2033/34 | 279.75 | 61.75 | 3
2033/34 | 280.25 | 61.75 | 3
2033/34 | 280.75 | 61.75 | 1
2033/34 | 281.75 | 61.75 | 2
2033/34 | 282.25 | 61.75 | 1
2033/34 | 283.25 | 61.75 | 2
2033/34 | 283.75 | 61.75 | 4
2033/34 | 284.25 | 61.75 | 1
2033/34 | 284.75 | 61.75 | 2
2033/34 | 285.25 | 61.75 | 1
2033/34 | 285.75 | 61.75 | 1
2033/34 | 286.75 | 61.75 | 2
2033/34 | 287.25 | 61.75 | 1
2033/34 | 287.75 | 61.75 | 2
2033/34 | 288.25 | 61.75 | 1
2033/34 | 288.75 | 61.75 | 2
2033/34 | 289.25 | 61.75 | 2
2033/34 | 289.75 | 61.75 | 1
2033/34 | 290.25 | 61.75 | 1
2033/34 | 290.75 | 61.75 | 3
2033/34 | 291.25 | 61.75 | 1
2033/34 | 291.75 | 61.75 | 1
2033/34 | 292.75 | 61.75 | 1
2033/34 | 293.25 | 61.75 | 1
2033/34 | 293.75 | 61.75 | 2
2033/34 | 294.25 | 61.75 | 3
2033/34 | 294.75 | 61.75 | 1
2033/34 | 295.25 | 61.75 | 2
2033/34 | 296.25 | 61.75 | 2
2033/34 | 298.25 | 61.75 | 3
2033/34 | 302.75 | 61.75 | 1
2033/34 | 303.25 | 61.75 | 1
2033/34 | 304.75 | 61.75 | 1
2033/34 | 306.25 | 61.75 | 1
2033/34 | 307.25 | 61.75 | 1
2033/34 | 308.75 | 61.75 | 1
2033/34 | 309.25 | 61.75 | 2
2033/34 | 311.25 | 61.75 | 2
2033/34 | 312.75 | 61.75 | 1
2033/34 | 313.75 | 61.75 | 1
2033/34 | 316.25 | 61.75 | 2
2033/34 | 316.75 | 61.75 | 1
2033/34 | 319.25 | 61.75 | 1
2033/34 | 319.75 | 61.75 | 1
2033/34 | 320.25 | 61.75 | 1
2033/34 | 327.25 | 61.75 | 1
2033/34 | 327.75 | 61.75 | 1
2033/34 | 328.25 | 61.75 | 1
2033/34 | 330.75 | 61.75 | 1
2033/34 | 332.25 | 61.75 | 1
2033/34 | 336.75 | 61.75 | 1
2033/34 | 337.75 | 61.75 | 1
2033/34 | 338.25 | 61.75 | 1
2033/34 | 348.25 | 61.75 | 1
2033/34 | 354.75 | 61.75 | 1
2033/34 | 358.25 | 61.75 | 1
2033/34 | 77.25 | 62.25 | 1
2033/34 | 78.25 | 62.25 | 1
2033/34 | 79.25 | 62.25 | 1
2033/34 | 80.25 | 62.25 | 1
2033/34 | 84.75 | 62.25 | 1
2033/34 | 85.25 | 62.25 | 1
2033/34 | 85.75 | 62.25 | 1
2033/34 | 86.25 | 62.25 | 1
2033/34 | 86.75 | 62.25 | 1
2033/34 | 87.25 | 62.25 | 1
2033/34 | 87.75 | 62.25 | 3
2033/34 | 88.25 | 62.25 | 2
2033/34 | 88.75 | 62.25 | 2
2033/34 | 89.75 | 62.25 | 1
2033/34 | 90.25 | 62.25 | 1
2033/34 | 90.75 | 62.25 | 2
2033/34 | 91.25 | 62.25 | 3
2033/34 | 92.25 | 62.25 | 4
2033/34 | 92.75 | 62.25 | 5
2033/34 | 93.25 | 62.25 | 6
2033/34 | 93.75 | 62.25 | 4
2033/34 | 94.25 | 62.25 | 2
2033/34 | 94.75 | 62.25 | 1
2033/34 | 95.25 | 62.25 | 5
2033/34 | 95.75 | 62.25 | 5
2033/34 | 96.25 | 62.25 | 8
2033/34 | 97.25 | 62.25 | 2
2033/34 | 97.75 | 62.25 | 6
2033/34 | 98.25 | 62.25 | 4
2033/34 | 98.75 | 62.25 | 6
2033/34 | 99.25 | 62.25 | 7
2033/34 | 99.75 | 62.25 | 5
2033/34 | 100.25 | 62.25 | 3
2033/34 | 100.75 | 62.25 | 5
2033/34 | 101.25 | 62.25 | 8
2033/34 | 101.75 | 62.25 | 11
2033/34 | 102.25 | 62.25 | 10
2033/34 | 102.75 | 62.25 | 14
2033/34 | 103.25 | 62.25 | 13
2033/34 | 103.75 | 62.25 | 14
2033/34 | 104.25 | 62.25 | 11
2033/34 | 104.75 | 62.25 | 18
2033/34 | 105.25 | 62.25 | 16
2033/34 | 105.75 | 62.25 | 13
2033/34 | 106.25 | 62.25 | 21
2033/34 | 106.75 | 62.25 | 15
2033/34 | 107.25 | 62.25 | 21
2033/34 | 107.75 | 62.25 | 26
2033/34 | 108.25 | 62.25 | 24
2033/34 | 108.75 | 62.25 | 17
2033/34 | 109.25 | 62.25 | 22
2033/34 | 109.75 | 62.25 | 33
2033/34 | 110.25 | 62.25 | 41
2033/34 | 110.75 | 62.25 | 33
2033/34 | 111.25 | 62.25 | 51
2033/34 | 111.75 | 62.25 | 36
2033/34 | 112.25 | 62.25 | 38
2033/34 | 112.75 | 62.25 | 48
2033/34 | 113.25 | 62.25 | 46
2033/34 | 113.75 | 62.25 | 52
2033/34 | 114.25 | 62.25 | 46
2033/34 | 114.75 | 62.25 | 50
2033/34 | 115.25 | 62.25 | 61
2033/34 | 115.75 | 62.25 | 48
2033/34 | 116.25 | 62.25 | 62
2033/34 | 116.75 | 62.25 | 58
2033/34 | 117.25 | 62.25 | 82
2033/34 | 117.75 | 62.25 | 70
2033/34 | 118.25 | 62.25 | 84
2033/34 | 118.75 | 62.25 | 53
2033/34 | 119.25 | 62.25 | 74
2033/34 | 119.75 | 62.25 | 78
2033/34 | 120.25 | 62.25 | 67
2033/34 | 120.75 | 62.25 | 64
2033/34 | 121.25 | 62.25 | 75
2033/34 | 121.75 | 62.25 | 74
2033/34 | 122.25 | 62.25 | 65
2033/34 | 122.75 | 62.25 | 72
2033/34 | 123.25 | 62.25 | 81
2033/34 | 123.75 | 62.25 | 96
2033/34 | 124.25 | 62.25 | 99
2033/34 | 124.75 | 62.25 | 98
2033/34 | 125.25 | 62.25 | 72
2033/34 | 125.75 | 62.25 | 111
2033/34 | 126.25 | 62.25 | 91
2033/34 | 126.75 | 62.25 | 99
2033/34 | 127.25 | 62.25 | 100
2033/34 | 127.75 | 62.25 | 106
2033/34 | 128.25 | 62.25 | 104
2033/34 | 128.75 | 62.25 | 112
2033/34 | 129.25 | 62.25 | 83
2033/34 | 129.75 | 62.25 | 92
2033/34 | 130.25 | 62.25 | 79
2033/34 | 130.75 | 62.25 | 103
2033/34 | 131.25 | 62.25 | 92
2033/34 | 131.75 | 62.25 | 91
2033/34 | 132.25 | 62.25 | 113
2033/34 | 132.75 | 62.25 | 112
2033/34 | 133.25 | 62.25 | 98
2033/34 | 133.75 | 62.25 | 102
2033/34 | 134.25 | 62.25 | 93
2033/34 | 134.75 | 62.25 | 105
2033/34 | 135.25 | 62.25 | 95
2033/34 | 135.75 | 62.25 | 90
2033/34 | 136.25 | 62.25 | 90
2033/34 | 136.75 | 62.25 | 91
2033/34 | 137.25 | 62.25 | 107
2033/34 | 137.75 | 62.25 | 96
2033/34 | 138.25 | 62.25 | 97
2033/34 | 138.75 | 62.25 | 118
2033/34 | 139.25 | 62.25 | 111
2033/34 | 139.75 | 62.25 | 104
2033/34 | 140.25 | 62.25 | 103
2033/34 | 140.75 | 62.25 | 91
2033/34 | 141.25 | 62.25 | 96
2033/34 | 141.75 | 62.25 | 102
2033/34 | 142.25 | 62.25 | 101
2033/34 | 142.75 | 62.25 | 109
2033/34 | 143.25 | 62.25 | 93
2033/34 | 143.75 | 62.25 | 101
2033/34 | 144.25 | 62.25 | 109
2033/34 | 144.75 | 62.25 | 96
2033/34 | 145.25 | 62.25 | 110
2033/34 | 145.75 | 62.25 | 85
2033/34 | 146.25 | 62.25 | 108
2033/34 | 146.75 | 62.25 | 106
2033/34 | 147.25 | 62.25 | 103
2033/34 | 147.75 | 62.25 | 96
2033/34 | 148.25 | 62.25 | 113
2033/34 | 148.75 | 62.25 | 108
2033/34 | 149.25 | 62.25 | 100
2033/34 | 149.75 | 62.25 | 93
2033/34 | 150.25 | 62.25 | 100
2033/34 | 150.75 | 62.25 | 89
2033/34 | 151.25 | 62.25 | 111
2033/34 | 151.75 | 62.25 | 73
2033/34 | 152.25 | 62.25 | 82
2033/34 | 152.75 | 62.25 | 87
2033/34 | 153.25 | 62.25 | 91
2033/34 | 153.75 | 62.25 | 95
2033/34 | 154.25 | 62.25 | 90
2033/34 | 154.75 | 62.25 | 95
2033/34 | 155.25 | 62.25 | 109
2033/34 | 155.75 | 62.25 | 103
2033/34 | 156.25 | 62.25 | 81
2033/34 | 156.75 | 62.25 | 75
2033/34 | 157.25 | 62.25 | 85
2033/34 | 157.75 | 62.25 | 88
2033/34 | 158.25 | 62.25 | 70
2033/34 | 158.75 | 62.25 | 76
2033/34 | 159.25 | 62.25 | 84
2033/34 | 159.75 | 62.25 | 91
2033/34 | 160.25 | 62.25 | 77
2033/34 | 160.75 | 62.25 | 67
2033/34 | 161.25 | 62.25 | 75
2033/34 | 161.75 | 62.25 | 81
2033/34 | 162.25 | 62.25 | 70
2033/34 | 162.75 | 62.25 | 80
2033/34 | 163.25 | 62.25 | 71
2033/34 | 163.75 | 62.25 | 66
2033/34 | 164.25 | 62.25 | 84
2033/34 | 164.75 | 62.25 | 94
2033/34 | 165.25 | 62.25 | 68
2033/34 | 165.75 | 62.25 | 72
2033/34 | 166.25 | 62.25 | 92
2033/34 | 166.75 | 62.25 | 83
2033/34 | 167.25 | 62.25 | 73
2033/34 | 167.75 | 62.25 | 55
2033/34 | 168.25 | 62.25 | 61
2033/34 | 168.75 | 62.25 | 88
2033/34 | 169.25 | 62.25 | 61
2033/34 | 169.75 | 62.25 | 64
2033/34 | 170.25 | 62.25 | 59
2033/34 | 170.75 | 62.25 | 71
2033/34 | 171.25 | 62.25 | 80
2033/34 | 171.75 | 62.25 | 65
2033/34 | 172.25 | 62.25 | 73
2033/34 | 172.75 | 62.25 | 58
2033/34 | 173.25 | 62.25 | 63
2033/34 | 173.75 | 62.25 | 63
2033/34 | 174.25 | 62.25 | 62
2033/34 | 174.75 | 62.25 | 65
2033/34 | 175.25 | 62.25 | 58
2033/34 | 175.75 | 62.25 | 70
2033/34 | 176.25 | 62.25 | 57
2033/34 | 176.75 | 62.25 | 80
2033/34 | 177.25 | 62.25 | 72
2033/34 | 177.75 | 62.25 | 61
2033/34 | 178.25 | 62.25 | 56
2033/34 | 178.75 | 62.25 | 60
2033/34 | 179.25 | 62.25 | 46
2033/34 | 179.75 | 62.25 | 57
2033/34 | 180.25 | 62.25 | 60
2033/34 | 180.75 | 62.25 | 54
2033/34 | 181.25 | 62.25 | 61
2033/34 | 181.75 | 62.25 | 50
2033/34 | 182.25 | 62.25 | 57
2033/34 | 182.75 | 62.25 | 60
2033/34 | 183.25 | 62.25 | 44
2033/34 | 183.75 | 62.25 | 59
2033/34 | 184.25 | 62.25 | 50
2033/34 | 184.75 | 62.25 | 49
2033/34 | 185.25 | 62.25 | 56
2033/34 | 185.75 | 62.25 | 50
2033/34 | 186.25 | 62.25 | 63
2033/34 | 186.75 | 62.25 | 52
2033/34 | 187.25 | 62.25 | 47
2033/34 | 187.75 | 62.25 | 62
2033/34 | 188.25 | 62.25 | 50
2033/34 | 188.75 | 62.25 | 52
2033/34 | 189.25 | 62.25 | 48
2033/34 | 189.75 | 62.25 | 44
2033/34 | 190.25 | 62.25 | 45
2033/34 | 190.75 | 62.25 | 51
2033/34 | 191.25 | 62.25 | 58
2033/34 | 191.75 | 62.25 | 52
2033/34 | 192.25 | 62.25 | 49
2033/34 | 192.75 | 62.25 | 50
2033/34 | 193.25 | 62.25 | 50
2033/34 | 193.75 | 62.25 | 44
2033/34 | 194.25 | 62.25 | 49
2033/34 | 194.75 | 62.25 | 41
2033/34 | 195.25 | 62.25 | 50
2033/34 | 195.75 | 62.25 | 42
2033/34 | 196.25 | 62.25 | 34
2033/34 | 196.75 | 62.25 | 44
2033/34 | 197.25 | 62.25 | 37
2033/34 | 197.75 | 62.25 | 42
2033/34 | 198.25 | 62.25 | 46
2033/34 | 198.75 | 62.25 | 39
2033/34 | 199.25 | 62.25 | 37
2033/34 | 199.75 | 62.25 | 47
2033/34 | 200.25 | 62.25 | 37
2033/34 | 200.75 | 62.25 | 43
2033/34 | 201.25 | 62.25 | 52
2033/34 | 201.75 | 62.25 | 48
2033/34 | 202.25 | 62.25 | 55
2033/34 | 202.75 | 62.25 | 42
2033/34 | 203.25 | 62.25 | 37
2033/34 | 203.75 | 62.25 | 35
2033/34 | 204.25 | 62.25 | 34
2033/34 | 204.75 | 62.25 | 36
2033/34 | 205.25 | 62.25 | 39
2033/34 | 205.75 | 62.25 | 47
2033/34 | 206.25 | 62.25 | 34
2033/34 | 206.75 | 62.25 | 30
2033/34 | 207.25 | 62.25 | 35
2033/34 | 207.75 | 62.25 | 35
2033/34 | 208.25 | 62.25 | 35
2033/34 | 208.75 | 62.25 | 36
2033/34 | 209.25 | 62.25 | 44
2033/34 | 209.75 | 62.25 | 39
2033/34 | 210.25 | 62.25 | 34
2033/34 | 210.75 | 62.25 | 45
2033/34 | 211.25 | 62.25 | 29
2033/34 | 211.75 | 62.25 | 23
2033/34 | 212.25 | 62.25 | 46
2033/34 | 212.75 | 62.25 | 26
2033/34 | 213.25 | 62.25 | 33
2033/34 | 213.75 | 62.25 | 16
2033/34 | 214.25 | 62.25 | 35
2033/34 | 214.75 | 62.25 | 27
2033/34 | 215.25 | 62.25 | 26
2033/34 | 215.75 | 62.25 | 23
2033/34 | 216.25 | 62.25 | 27
2033/34 | 216.75 | 62.25 | 22
2033/34 | 217.25 | 62.25 | 18
2033/34 | 217.75 | 62.25 | 36
2033/34 | 218.25 | 62.25 | 21
2033/34 | 218.75 | 62.25 | 23
2033/34 | 219.25 | 62.25 | 28
2033/34 | 219.75 | 62.25 | 22
2033/34 | 220.25 | 62.25 | 33
2033/34 | 220.75 | 62.25 | 33
2033/34 | 221.25 | 62.25 | 26
2033/34 | 221.75 | 62.25 | 28
2033/34 | 222.25 | 62.25 | 24
2033/34 | 222.75 | 62.25 | 26
2033/34 | 223.25 | 62.25 | 26
2033/34 | 223.75 | 62.25 | 25
2033/34 | 224.25 | 62.25 | 25
2033/34 | 224.75 | 62.25 | 18
2033/34 | 225.25 | 62.25 | 18
2033/34 | 225.75 | 62.25 | 16
2033/34 | 226.25 | 62.25 | 18
2033/34 | 226.75 | 62.25 | 20
2033/34 | 227.25 | 62.25 | 20
2033/34 | 227.75 | 62.25 | 17
2033/34 | 228.25 | 62.25 | 17
2033/34 | 228.75 | 62.25 | 26
2033/34 | 229.25 | 62.25 | 24
2033/34 | 229.75 | 62.25 | 26
2033/34 | 230.25 | 62.25 | 21
2033/34 | 230.75 | 62.25 | 13
2033/34 | 231.25 | 62.25 | 16
2033/34 | 231.75 | 62.25 | 21
2033/34 | 232.25 | 62.25 | 11
2033/34 | 232.75 | 62.25 | 15
2033/34 | 233.25 | 62.25 | 20
2033/34 | 233.75 | 62.25 | 20
2033/34 | 234.25 | 62.25 | 12
2033/34 | 234.75 | 62.25 | 13
2033/34 | 235.25 | 62.25 | 11
2033/34 | 235.75 | 62.25 | 19
2033/34 | 236.25 | 62.25 | 20
2033/34 | 236.75 | 62.25 | 14
2033/34 | 237.25 | 62.25 | 16
2033/34 | 237.75 | 62.25 | 22
2033/34 | 238.25 | 62.25 | 23
2033/34 | 238.75 | 62.25 | 15
2033/34 | 239.25 | 62.25 | 11
2033/34 | 239.75 | 62.25 | 21
2033/34 | 240.25 | 62.25 | 13
2033/34 | 240.75 | 62.25 | 17
2033/34 | 241.25 | 62.25 | 16
2033/34 | 241.75 | 62.25 | 6
2033/34 | 242.25 | 62.25 | 9
2033/34 | 242.75 | 62.25 | 8
2033/34 | 243.25 | 62.25 | 13
2033/34 | 243.75 | 62.25 | 11
2033/34 | 244.25 | 62.25 | 14
2033/34 | 244.75 | 62.25 | 13
2033/34 | 245.25 | 62.25 | 6
2033/34 | 245.75 | 62.25 | 12
2033/34 | 246.25 | 62.25 | 10
2033/34 | 246.75 | 62.25 | 7
2033/34 | 247.25 | 62.25 | 8
2033/34 | 247.75 | 62.25 | 10
2033/34 | 248.25 | 62.25 | 9
2033/34 | 248.75 | 62.25 | 17
2033/34 | 249.25 | 62.25 | 9
2033/34 | 249.75 | 62.25 | 7
2033/34 | 250.25 | 62.25 | 5
2033/34 | 250.75 | 62.25 | 12
2033/34 | 251.25 | 62.25 | 10
2033/34 | 251.75 | 62.25 | 7
2033/34 | 252.25 | 62.25 | 8
2033/34 | 252.75 | 62.25 | 8
2033/34 | 253.25 | 62.25 | 9
2033/34 | 253.75 | 62.25 | 6
2033/34 | 254.25 | 62.25 | 9
2033/34 | 254.75 | 62.25 | 8
2033/34 | 255.25 | 62.25 | 11
2033/34 | 255.75 | 62.25 | 6
2033/34 | 256.25 | 62.25 | 6
2033/34 | 256.75 | 62.25 | 9
2033/34 | 257.25 | 62.25 | 9
2033/34 | 257.75 | 62.25 | 5
2033/34 | 258.25 | 62.25 | 8
2033/34 | 258.75 | 62.25 | 7
2033/34 | 259.25 | 62.25 | 4
2033/34 | 259.75 | 62.25 | 11
2033/34 | 260.25 | 62.25 | 3
2033/34 | 260.75 | 62.25 | 8
2033/34 | 261.25 | 62.25 | 3
2033/34 | 261.75 | 62.25 | 5
2033/34 | 262.25 | 62.25 | 8
2033/34 | 262.75 | 62.25 | 8
2033/34 | 263.25 | 62.25 | 4
2033/34 | 263.75 | 62.25 | 7
2033/34 | 264.25 | 62.25 | 4
2033/34 | 264.75 | 62.25 | 2
2033/34 | 265.25 | 62.25 | 3
2033/34 | 265.75 | 62.25 | 4
2033/34 | 266.25 | 62.25 | 4
2033/34 | 266.75 | 62.25 | 9
2033/34 | 267.25 | 62.25 | 6
2033/34 | 267.75 | 62.25 | 3
2033/34 | 268.25 | 62.25 | 8
2033/34 | 268.75 | 62.25 | 4
2033/34 | 269.25 | 62.25 | 2
2033/34 | 269.75 | 62.25 | 3
2033/34 | 270.25 | 62.25 | 4
2033/34 | 270.75 | 62.25 | 2
2033/34 | 271.25 | 62.25 | 3
2033/34 | 271.75 | 62.25 | 3
2033/34 | 272.25 | 62.25 | 3
2033/34 | 272.75 | 62.25 | 5
2033/34 | 273.25 | 62.25 | 4
2033/34 | 273.75 | 62.25 | 2
2033/34 | 274.25 | 62.25 | 2
2033/34 | 274.75 | 62.25 | 2
2033/34 | 275.25 | 62.25 | 2
2033/34 | 275.75 | 62.25 | 4
2033/34 | 276.25 | 62.25 | 2
2033/34 | 276.75 | 62.25 | 2
2033/34 | 277.75 | 62.25 | 2
2033/34 | 278.25 | 62.25 | 5
2033/34 | 278.75 | 62.25 | 5
2033/34 | 279.25 | 62.25 | 5
2033/34 | 279.75 | 62.25 | 5
2033/34 | 280.25 | 62.25 | 3
2033/34 | 280.75 | 62.25 | 5
2033/34 | 281.25 | 62.25 | 4
2033/34 | 281.75 | 62.25 | 2
2033/34 | 282.25 | 62.25 | 2
2033/34 | 282.75 | 62.25 | 1
2033/34 | 283.25 | 62.25 | 5
2033/34 | 283.75 | 62.25 | 2
2033/34 | 284.75 | 62.25 | 1
2033/34 | 285.25 | 62.25 | 1
2033/34 | 285.75 | 62.25 | 2
2033/34 | 286.25 | 62.25 | 1
2033/34 | 286.75 | 62.25 | 2
2033/34 | 287.25 | 62.25 | 5
2033/34 | 288.25 | 62.25 | 1
2033/34 | 288.75 | 62.25 | 1
2033/34 | 289.25 | 62.25 | 1
2033/34 | 290.25 | 62.25 | 1
2033/34 | 291.25 | 62.25 | 2
2033/34 | 292.25 | 62.25 | 3
2033/34 | 294.25 | 62.25 | 1
2033/34 | 294.75 | 62.25 | 2
2033/34 | 296.25 | 62.25 | 2
2033/34 | 296.75 | 62.25 | 2
2033/34 | 297.25 | 62.25 | 1
2033/34 | 297.75 | 62.25 | 1
2033/34 | 298.25 | 62.25 | 1
2033/34 | 300.25 | 62.25 | 1
2033/34 | 301.75 | 62.25 | 1
2033/34 | 302.25 | 62.25 | 1
2033/34 | 302.75 | 62.25 | 1
2033/34 | 303.75 | 62.25 | 2
2033/34 | 304.75 | 62.25 | 1
2033/34 | 306.25 | 62.25 | 1
2033/34 | 307.25 | 62.25 | 1
2033/34 | 308.75 | 62.25 | 2
2033/34 | 309.75 | 62.25 | 2
2033/34 | 312.25 | 62.25 | 1
2033/34 | 313.25 | 62.25 | 1
2033/34 | 315.75 | 62.25 | 1
2033/34 | 316.25 | 62.25 | 1
2033/34 | 320.75 | 62.25 | 1
2033/34 | 322.25 | 62.25 | 1
2033/34 | 330.25 | 62.25 | 1
2033/34 | 336.25 | 62.25 | 1
2033/34 | 342.25 | 62.25 | 2
2033/34 | 343.75 | 62.25 | 1
2033/34 | 344.75 | 62.25 | 1
2033/34 | 355.25 | 62.25 | 1
2033/34 | 357.75 | 62.25 | 1
2033/34 | 361.25 | 62.25 | 1
2033/34 | 71.25 | 62.75 | 1
2033/34 | 76.25 | 62.75 | 1
2033/34 | 77.25 | 62.75 | 1
2033/34 | 79.75 | 62.75 | 1
2033/34 | 82.75 | 62.75 | 1
2033/34 | 84.25 | 62.75 | 1
2033/34 | 85.25 | 62.75 | 1
2033/34 | 85.75 | 62.75 | 1
2033/34 | 88.25 | 62.75 | 1
2033/34 | 88.75 | 62.75 | 1
2033/34 | 89.75 | 62.75 | 3
2033/34 | 90.25 | 62.75 | 2
2033/34 | 91.25 | 62.75 | 4
2033/34 | 91.75 | 62.75 | 3
2033/34 | 93.25 | 62.75 | 4
2033/34 | 93.75 | 62.75 | 1
2033/34 | 94.75 | 62.75 | 4
2033/34 | 95.25 | 62.75 | 2
2033/34 | 95.75 | 62.75 | 1
2033/34 | 96.25 | 62.75 | 2
2033/34 | 96.75 | 62.75 | 4
2033/34 | 97.25 | 62.75 | 1
2033/34 | 97.75 | 62.75 | 1
2033/34 | 98.25 | 62.75 | 3
2033/34 | 98.75 | 62.75 | 5
2033/34 | 99.25 | 62.75 | 6
2033/34 | 99.75 | 62.75 | 6
2033/34 | 100.25 | 62.75 | 5
2033/34 | 100.75 | 62.75 | 7
2033/34 | 101.25 | 62.75 | 10
2033/34 | 101.75 | 62.75 | 7
2033/34 | 102.25 | 62.75 | 13
2033/34 | 102.75 | 62.75 | 18
2033/34 | 103.25 | 62.75 | 5
2033/34 | 103.75 | 62.75 | 9
2033/34 | 104.25 | 62.75 | 11
2033/34 | 104.75 | 62.75 | 16
2033/34 | 105.25 | 62.75 | 8
2033/34 | 105.75 | 62.75 | 20
2033/34 | 106.25 | 62.75 | 12
2033/34 | 106.75 | 62.75 | 16
2033/34 | 107.25 | 62.75 | 10
2033/34 | 107.75 | 62.75 | 18
2033/34 | 108.25 | 62.75 | 27
2033/34 | 108.75 | 62.75 | 26
2033/34 | 109.25 | 62.75 | 20
2033/34 | 109.75 | 62.75 | 27
2033/34 | 110.25 | 62.75 | 31
2033/34 | 110.75 | 62.75 | 30
2033/34 | 111.25 | 62.75 | 33
2033/34 | 111.75 | 62.75 | 28
2033/34 | 112.25 | 62.75 | 31
2033/34 | 112.75 | 62.75 | 47
2033/34 | 113.25 | 62.75 | 48
2033/34 | 113.75 | 62.75 | 28
2033/34 | 114.25 | 62.75 | 33
2033/34 | 114.75 | 62.75 | 52
2033/34 | 115.25 | 62.75 | 45
2033/34 | 115.75 | 62.75 | 56
2033/34 | 116.25 | 62.75 | 57
2033/34 | 116.75 | 62.75 | 52
2033/34 | 117.25 | 62.75 | 69
2033/34 | 117.75 | 62.75 | 70
2033/34 | 118.25 | 62.75 | 65
2033/34 | 118.75 | 62.75 | 72
2033/34 | 119.25 | 62.75 | 69
2033/34 | 119.75 | 62.75 | 75
2033/34 | 120.25 | 62.75 | 75
2033/34 | 120.75 | 62.75 | 69
2033/34 | 121.25 | 62.75 | 88
2033/34 | 121.75 | 62.75 | 68
2033/34 | 122.25 | 62.75 | 69
2033/34 | 122.75 | 62.75 | 88
2033/34 | 123.25 | 62.75 | 77
2033/34 | 123.75 | 62.75 | 86
2033/34 | 124.25 | 62.75 | 90
2033/34 | 124.75 | 62.75 | 91
2033/34 | 125.25 | 62.75 | 65
2033/34 | 125.75 | 62.75 | 65
2033/34 | 126.25 | 62.75 | 87
2033/34 | 126.75 | 62.75 | 88
2033/34 | 127.25 | 62.75 | 107
2033/34 | 127.75 | 62.75 | 88
2033/34 | 128.25 | 62.75 | 98
2033/34 | 128.75 | 62.75 | 107
2033/34 | 129.25 | 62.75 | 98
2033/34 | 129.75 | 62.75 | 79
2033/34 | 130.25 | 62.75 | 102
2033/34 | 130.75 | 62.75 | 88
2033/34 | 131.25 | 62.75 | 95
2033/34 | 131.75 | 62.75 | 105
2033/34 | 132.25 | 62.75 | 92
2033/34 | 132.75 | 62.75 | 94
2033/34 | 133.25 | 62.75 | 96
2033/34 | 133.75 | 62.75 | 92
2033/34 | 134.25 | 62.75 | 82
2033/34 | 134.75 | 62.75 | 83
2033/34 | 135.25 | 62.75 | 97
2033/34 | 135.75 | 62.75 | 90
2033/34 | 136.25 | 62.75 | 88
2033/34 | 136.75 | 62.75 | 87
2033/34 | 137.25 | 62.75 | 92
2033/34 | 137.75 | 62.75 | 96
2033/34 | 138.25 | 62.75 | 107
2033/34 | 138.75 | 62.75 | 99
2033/34 | 139.25 | 62.75 | 87
2033/34 | 139.75 | 62.75 | 102
2033/34 | 140.25 | 62.75 | 108
2033/34 | 140.75 | 62.75 | 95
2033/34 | 141.25 | 62.75 | 96
2033/34 | 141.75 | 62.75 | 86
2033/34 | 142.25 | 62.75 | 91
2033/34 | 142.75 | 62.75 | 101
2033/34 | 143.25 | 62.75 | 105
2033/34 | 143.75 | 62.75 | 102
2033/34 | 144.25 | 62.75 | 96
2033/34 | 144.75 | 62.75 | 123
2033/34 | 145.25 | 62.75 | 83
2033/34 | 145.75 | 62.75 | 89
2033/34 | 146.25 | 62.75 | 99
2033/34 | 146.75 | 62.75 | 93
2033/34 | 147.25 | 62.75 | 82
2033/34 | 147.75 | 62.75 | 99
2033/34 | 148.25 | 62.75 | 97
2033/34 | 148.75 | 62.75 | 109
2033/34 | 149.25 | 62.75 | 95
2033/34 | 149.75 | 62.75 | 97
2033/34 | 150.25 | 62.75 | 81
2033/34 | 150.75 | 62.75 | 96
2033/34 | 151.25 | 62.75 | 91
2033/34 | 151.75 | 62.75 | 71
2033/34 | 152.25 | 62.75 | 83
2033/34 | 152.75 | 62.75 | 89
2033/34 | 153.25 | 62.75 | 89
2033/34 | 153.75 | 62.75 | 77
2033/34 | 154.25 | 62.75 | 94
2033/34 | 154.75 | 62.75 | 73
2033/34 | 155.25 | 62.75 | 80
2033/34 | 155.75 | 62.75 | 86
2033/34 | 156.25 | 62.75 | 64
2033/34 | 156.75 | 62.75 | 72
2033/34 | 157.25 | 62.75 | 92
2033/34 | 157.75 | 62.75 | 92
2033/34 | 158.25 | 62.75 | 91
2033/34 | 158.75 | 62.75 | 63
2033/34 | 159.25 | 62.75 | 82
2033/34 | 159.75 | 62.75 | 74
2033/34 | 160.25 | 62.75 | 88
2033/34 | 160.75 | 62.75 | 87
2033/34 | 161.25 | 62.75 | 73
2033/34 | 161.75 | 62.75 | 73
2033/34 | 162.25 | 62.75 | 86
2033/34 | 162.75 | 62.75 | 82
2033/34 | 163.25 | 62.75 | 75
2033/34 | 163.75 | 62.75 | 70
2033/34 | 164.25 | 62.75 | 78
2033/34 | 164.75 | 62.75 | 76
2033/34 | 165.25 | 62.75 | 76
2033/34 | 165.75 | 62.75 | 96
2033/34 | 166.25 | 62.75 | 70
2033/34 | 166.75 | 62.75 | 66
2033/34 | 167.25 | 62.75 | 81
2033/34 | 167.75 | 62.75 | 69
2033/34 | 168.25 | 62.75 | 64
2033/34 | 168.75 | 62.75 | 75
2033/34 | 169.25 | 62.75 | 67
2033/34 | 169.75 | 62.75 | 64
2033/34 | 170.25 | 62.75 | 70
2033/34 | 170.75 | 62.75 | 79
2033/34 | 171.25 | 62.75 | 69
2033/34 | 171.75 | 62.75 | 60
2033/34 | 172.25 | 62.75 | 65
2033/34 | 172.75 | 62.75 | 66
2033/34 | 173.25 | 62.75 | 75
2033/34 | 173.75 | 62.75 | 64
2033/34 | 174.25 | 62.75 | 57
2033/34 | 174.75 | 62.75 | 54
2033/34 | 175.25 | 62.75 | 73
2033/34 | 175.75 | 62.75 | 60
2033/34 | 176.25 | 62.75 | 67
2033/34 | 176.75 | 62.75 | 58
2033/34 | 177.25 | 62.75 | 58
2033/34 | 177.75 | 62.75 | 66
2033/34 | 178.25 | 62.75 | 56
2033/34 | 178.75 | 62.75 | 47
2033/34 | 179.25 | 62.75 | 64
2033/34 | 179.75 | 62.75 | 51
2033/34 | 180.25 | 62.75 | 50
2033/34 | 180.75 | 62.75 | 40
2033/34 | 181.25 | 62.75 | 56
2033/34 | 181.75 | 62.75 | 63
2033/34 | 182.25 | 62.75 | 68
2033/34 | 182.75 | 62.75 | 65
2033/34 | 183.25 | 62.75 | 70
2033/34 | 183.75 | 62.75 | 60
2033/34 | 184.25 | 62.75 | 70
2033/34 | 184.75 | 62.75 | 46
2033/34 | 185.25 | 62.75 | 51
2033/34 | 185.75 | 62.75 | 59
2033/34 | 186.25 | 62.75 | 58
2033/34 | 186.75 | 62.75 | 49
2033/34 | 187.25 | 62.75 | 58
2033/34 | 187.75 | 62.75 | 40
2033/34 | 188.25 | 62.75 | 55
2033/34 | 188.75 | 62.75 | 57
2033/34 | 189.25 | 62.75 | 57
2033/34 | 189.75 | 62.75 | 44
2033/34 | 190.25 | 62.75 | 48
2033/34 | 190.75 | 62.75 | 52
2033/34 | 191.25 | 62.75 | 40
2033/34 | 191.75 | 62.75 | 46
2033/34 | 192.25 | 62.75 | 37
2033/34 | 192.75 | 62.75 | 46
2033/34 | 193.25 | 62.75 | 53
2033/34 | 193.75 | 62.75 | 43
2033/34 | 194.25 | 62.75 | 26
2033/34 | 194.75 | 62.75 | 36
2033/34 | 195.25 | 62.75 | 58
2033/34 | 195.75 | 62.75 | 53
2033/34 | 196.25 | 62.75 | 42
2033/34 | 196.75 | 62.75 | 32
2033/34 | 197.25 | 62.75 | 54
2033/34 | 197.75 | 62.75 | 43
2033/34 | 198.25 | 62.75 | 49
2033/34 | 198.75 | 62.75 | 39
2033/34 | 199.25 | 62.75 | 43
2033/34 | 199.75 | 62.75 | 27
2033/34 | 200.25 | 62.75 | 45
2033/34 | 200.75 | 62.75 | 50
2033/34 | 201.25 | 62.75 | 47
2033/34 | 201.75 | 62.75 | 44
2033/34 | 202.25 | 62.75 | 46
2033/34 | 202.75 | 62.75 | 42
2033/34 | 203.25 | 62.75 | 36
2033/34 | 203.75 | 62.75 | 24
2033/34 | 204.25 | 62.75 | 32
2033/34 | 204.75 | 62.75 | 35
2033/34 | 205.25 | 62.75 | 45
2033/34 | 205.75 | 62.75 | 38
2033/34 | 206.25 | 62.75 | 41
2033/34 | 206.75 | 62.75 | 38
2033/34 | 207.25 | 62.75 | 27
2033/34 | 207.75 | 62.75 | 35
2033/34 | 208.25 | 62.75 | 27
2033/34 | 208.75 | 62.75 | 34
2033/34 | 209.25 | 62.75 | 41
2033/34 | 209.75 | 62.75 | 46
2033/34 | 210.25 | 62.75 | 27
2033/34 | 210.75 | 62.75 | 35
2033/34 | 211.25 | 62.75 | 27
2033/34 | 211.75 | 62.75 | 32
2033/34 | 212.25 | 62.75 | 34
2033/34 | 212.75 | 62.75 | 37
2033/34 | 213.25 | 62.75 | 32
2033/34 | 213.75 | 62.75 | 28
2033/34 | 214.25 | 62.75 | 37
2033/34 | 214.75 | 62.75 | 43
2033/34 | 215.25 | 62.75 | 33
2033/34 | 215.75 | 62.75 | 41
2033/34 | 216.25 | 62.75 | 25
2033/34 | 216.75 | 62.75 | 22
2033/34 | 217.25 | 62.75 | 28
2033/34 | 217.75 | 62.75 | 27
2033/34 | 218.25 | 62.75 | 29
2033/34 | 218.75 | 62.75 | 31
2033/34 | 219.25 | 62.75 | 19
2033/34 | 219.75 | 62.75 | 24
2033/34 | 220.25 | 62.75 | 20
2033/34 | 220.75 | 62.75 | 24
2033/34 | 221.25 | 62.75 | 20
2033/34 | 221.75 | 62.75 | 33
2033/34 | 222.25 | 62.75 | 24
2033/34 | 222.75 | 62.75 | 30
2033/34 | 223.25 | 62.75 | 17
2033/34 | 223.75 | 62.75 | 25
2033/34 | 224.25 | 62.75 | 19
2033/34 | 224.75 | 62.75 | 22
2033/34 | 225.25 | 62.75 | 22
2033/34 | 225.75 | 62.75 | 26
2033/34 | 226.25 | 62.75 | 22
2033/34 | 226.75 | 62.75 | 19
2033/34 | 227.25 | 62.75 | 24
2033/34 | 227.75 | 62.75 | 18
2033/34 | 228.25 | 62.75 | 24
2033/34 | 228.75 | 62.75 | 21
2033/34 | 229.25 | 62.75 | 18
2033/34 | 229.75 | 62.75 | 19
2033/34 | 230.25 | 62.75 | 20
2033/34 | 230.75 | 62.75 | 16
2033/34 | 231.25 | 62.75 | 16
2033/34 | 231.75 | 62.75 | 18
2033/34 | 232.25 | 62.75 | 18
2033/34 | 232.75 | 62.75 | 14
2033/34 | 233.25 | 62.75 | 20
2033/34 | 233.75 | 62.75 | 15
2033/34 | 234.25 | 62.75 | 22
2033/34 | 234.75 | 62.75 | 27
2033/34 | 235.25 | 62.75 | 17
2033/34 | 235.75 | 62.75 | 14
2033/34 | 236.25 | 62.75 | 15
2033/34 | 236.75 | 62.75 | 19
2033/34 | 237.25 | 62.75 | 13
2033/34 | 237.75 | 62.75 | 17
2033/34 | 238.25 | 62.75 | 14
2033/34 | 238.75 | 62.75 | 18
2033/34 | 239.25 | 62.75 | 19
2033/34 | 239.75 | 62.75 | 16
2033/34 | 240.25 | 62.75 | 23
2033/34 | 240.75 | 62.75 | 12
2033/34 | 241.25 | 62.75 | 16
2033/34 | 241.75 | 62.75 | 14
2033/34 | 242.25 | 62.75 | 16
2033/34 | 242.75 | 62.75 | 12
2033/34 | 243.25 | 62.75 | 10
2033/34 | 243.75 | 62.75 | 8
2033/34 | 244.25 | 62.75 | 10
2033/34 | 244.75 | 62.75 | 10
2033/34 | 245.25 | 62.75 | 9
2033/34 | 245.75 | 62.75 | 10
2033/34 | 246.25 | 62.75 | 9
2033/34 | 246.75 | 62.75 | 3
2033/34 | 247.25 | 62.75 | 9
2033/34 | 247.75 | 62.75 | 10
2033/34 | 248.25 | 62.75 | 7
2033/34 | 248.75 | 62.75 | 8
2033/34 | 249.25 | 62.75 | 11
2033/34 | 249.75 | 62.75 | 15
2033/34 | 250.25 | 62.75 | 9
2033/34 | 250.75 | 62.75 | 8
2033/34 | 251.25 | 62.75 | 6
2033/34 | 251.75 | 62.75 | 10
2033/34 | 252.25 | 62.75 | 14
2033/34 | 252.75 | 62.75 | 14
2033/34 | 253.25 | 62.75 | 14
2033/34 | 253.75 | 62.75 | 13
2033/34 | 254.25 | 62.75 | 4
2033/34 | 254.75 | 62.75 | 17
2033/34 | 255.25 | 62.75 | 7
2033/34 | 255.75 | 62.75 | 9
2033/34 | 256.25 | 62.75 | 11
2033/34 | 256.75 | 62.75 | 9
2033/34 | 257.25 | 62.75 | 5
2033/34 | 257.75 | 62.75 | 12
2033/34 | 258.25 | 62.75 | 6
2033/34 | 258.75 | 62.75 | 5
2033/34 | 259.25 | 62.75 | 11
2033/34 | 259.75 | 62.75 | 4
2033/34 | 260.25 | 62.75 | 9
2033/34 | 260.75 | 62.75 | 5
2033/34 | 261.25 | 62.75 | 8
2033/34 | 261.75 | 62.75 | 2
2033/34 | 262.25 | 62.75 | 5
2033/34 | 262.75 | 62.75 | 8
2033/34 | 263.25 | 62.75 | 5
2033/34 | 263.75 | 62.75 | 6
2033/34 | 264.25 | 62.75 | 7
2033/34 | 264.75 | 62.75 | 4
2033/34 | 265.25 | 62.75 | 6
2033/34 | 265.75 | 62.75 | 6
2033/34 | 266.25 | 62.75 | 5
2033/34 | 266.75 | 62.75 | 2
2033/34 | 267.25 | 62.75 | 4
2033/34 | 267.75 | 62.75 | 6
2033/34 | 268.25 | 62.75 | 4
2033/34 | 268.75 | 62.75 | 5
2033/34 | 269.25 | 62.75 | 4
2033/34 | 269.75 | 62.75 | 4
2033/34 | 270.25 | 62.75 | 4
2033/34 | 270.75 | 62.75 | 2
2033/34 | 271.25 | 62.75 | 5
2033/34 | 271.75 | 62.75 | 4
2033/34 | 272.25 | 62.75 | 3
2033/34 | 272.75 | 62.75 | 3
2033/34 | 273.25 | 62.75 | 4
2033/34 | 274.25 | 62.75 | 4
2033/34 | 275.25 | 62.75 | 1
2033/34 | 275.75 | 62.75 | 3
2033/34 | 276.25 | 62.75 | 2
2033/34 | 276.75 | 62.75 | 2
2033/34 | 277.75 | 62.75 | 2
2033/34 | 278.25 | 62.75 | 4
2033/34 | 278.75 | 62.75 | 4
2033/34 | 279.25 | 62.75 | 4
2033/34 | 279.75 | 62.75 | 3
2033/34 | 280.25 | 62.75 | 6
2033/34 | 280.75 | 62.75 | 4
2033/34 | 281.25 | 62.75 | 2
2033/34 | 281.75 | 62.75 | 2
2033/34 | 282.25 | 62.75 | 3
2033/34 | 283.25 | 62.75 | 1
2033/34 | 283.75 | 62.75 | 4
2033/34 | 284.25 | 62.75 | 3
2033/34 | 284.75 | 62.75 | 2
2033/34 | 285.25 | 62.75 | 4
2033/34 | 285.75 | 62.75 | 2
2033/34 | 286.75 | 62.75 | 3
2033/34 | 288.75 | 62.75 | 2
2033/34 | 289.25 | 62.75 | 1
2033/34 | 289.75 | 62.75 | 2
2033/34 | 290.25 | 62.75 | 1
2033/34 | 290.75 | 62.75 | 3
2033/34 | 291.75 | 62.75 | 2
2033/34 | 292.25 | 62.75 | 3
2033/34 | 293.25 | 62.75 | 1
2033/34 | 293.75 | 62.75 | 1
2033/34 | 294.25 | 62.75 | 1
2033/34 | 294.75 | 62.75 | 1
2033/34 | 295.25 | 62.75 | 4
2033/34 | 295.75 | 62.75 | 1
2033/34 | 296.25 | 62.75 | 1
2033/34 | 296.75 | 62.75 | 2
2033/34 | 297.75 | 62.75 | 1
2033/34 | 299.25 | 62.75 | 3
2033/34 | 300.25 | 62.75 | 1
2033/34 | 301.75 | 62.75 | 1
2033/34 | 302.25 | 62.75 | 1
2033/34 | 305.25 | 62.75 | 2
2033/34 | 308.25 | 62.75 | 1
2033/34 | 310.25 | 62.75 | 1
2033/34 | 311.25 | 62.75 | 1
2033/34 | 313.25 | 62.75 | 1
2033/34 | 313.75 | 62.75 | 1
2033/34 | 315.75 | 62.75 | 1
2033/34 | 317.25 | 62.75 | 1
2033/34 | 318.75 | 62.75 | 1
2033/34 | 321.25 | 62.75 | 1
2033/34 | 321.75 | 62.75 | 1
2033/34 | 324.75 | 62.75 | 1
2033/34 | 326.75 | 62.75 | 1
2033/34 | 332.75 | 62.75 | 2
2033/34 | 341.75 | 62.75 | 1
2033/34 | 347.75 | 62.75 | 1
2033/34 | 360.25 | 62.75 | 1
2033/34 | 374.75 | 62.75 | 1
2033/34 | 75.25 | 63.25 | 1
2033/34 | 78.25 | 63.25 | 1
2033/34 | 84.25 | 63.25 | 1
2033/34 | 84.75 | 63.25 | 1
2033/34 | 85.25 | 63.25 | 1
2033/34 | 85.75 | 63.25 | 2
2033/34 | 86.75 | 63.25 | 2
2033/34 | 87.25 | 63.25 | 1
2033/34 | 88.25 | 63.25 | 1
2033/34 | 88.75 | 63.25 | 1
2033/34 | 89.25 | 63.25 | 4
2033/34 | 89.75 | 63.25 | 1
2033/34 | 90.25 | 63.25 | 2
2033/34 | 90.75 | 63.25 | 1
2033/34 | 91.25 | 63.25 | 1
2033/34 | 91.75 | 63.25 | 2
2033/34 | 92.25 | 63.25 | 2
2033/34 | 92.75 | 63.25 | 1
2033/34 | 93.25 | 63.25 | 3
2033/34 | 93.75 | 63.25 | 1
2033/34 | 94.25 | 63.25 | 1
2033/34 | 94.75 | 63.25 | 3
2033/34 | 95.25 | 63.25 | 2
2033/34 | 95.75 | 63.25 | 3
2033/34 | 96.25 | 63.25 | 4
2033/34 | 96.75 | 63.25 | 7
2033/34 | 97.25 | 63.25 | 4
2033/34 | 97.75 | 63.25 | 3
2033/34 | 98.25 | 63.25 | 4
2033/34 | 99.25 | 63.25 | 3
2033/34 | 99.75 | 63.25 | 6
2033/34 | 100.25 | 63.25 | 8
2033/34 | 100.75 | 63.25 | 7
2033/34 | 101.25 | 63.25 | 3
2033/34 | 101.75 | 63.25 | 6
2033/34 | 102.25 | 63.25 | 13
2033/34 | 102.75 | 63.25 | 10
2033/34 | 103.25 | 63.25 | 13
2033/34 | 103.75 | 63.25 | 9
2033/34 | 104.25 | 63.25 | 9
2033/34 | 104.75 | 63.25 | 13
2033/34 | 105.25 | 63.25 | 17
2033/34 | 105.75 | 63.25 | 10
2033/34 | 106.25 | 63.25 | 12
2033/34 | 106.75 | 63.25 | 18
2033/34 | 107.25 | 63.25 | 14
2033/34 | 107.75 | 63.25 | 16
2033/34 | 108.25 | 63.25 | 15
2033/34 | 108.75 | 63.25 | 24
2033/34 | 109.25 | 63.25 | 19
2033/34 | 109.75 | 63.25 | 31
2033/34 | 110.25 | 63.25 | 31
2033/34 | 110.75 | 63.25 | 36
2033/34 | 111.25 | 63.25 | 38
2033/34 | 111.75 | 63.25 | 31
2033/34 | 112.25 | 63.25 | 31
2033/34 | 112.75 | 63.25 | 44
2033/34 | 113.25 | 63.25 | 38
2033/34 | 113.75 | 63.25 | 49
2033/34 | 114.25 | 63.25 | 35
2033/34 | 114.75 | 63.25 | 43
2033/34 | 115.25 | 63.25 | 53
2033/34 | 115.75 | 63.25 | 44
2033/34 | 116.25 | 63.25 | 60
2033/34 | 116.75 | 63.25 | 48
2033/34 | 117.25 | 63.25 | 42
2033/34 | 117.75 | 63.25 | 51
2033/34 | 118.25 | 63.25 | 42
2033/34 | 118.75 | 63.25 | 56
2033/34 | 119.25 | 63.25 | 59
2033/34 | 119.75 | 63.25 | 67
2033/34 | 120.25 | 63.25 | 50
2033/34 | 120.75 | 63.25 | 66
2033/34 | 121.25 | 63.25 | 65
2033/34 | 121.75 | 63.25 | 72
2033/34 | 122.25 | 63.25 | 79
2033/34 | 122.75 | 63.25 | 73
2033/34 | 123.25 | 63.25 | 98
2033/34 | 123.75 | 63.25 | 60
2033/34 | 124.25 | 63.25 | 86
2033/34 | 124.75 | 63.25 | 67
2033/34 | 125.25 | 63.25 | 97
2033/34 | 125.75 | 63.25 | 97
2033/34 | 126.25 | 63.25 | 91
2033/34 | 126.75 | 63.25 | 87
2033/34 | 127.25 | 63.25 | 92
2033/34 | 127.75 | 63.25 | 97
2033/34 | 128.25 | 63.25 | 85
2033/34 | 128.75 | 63.25 | 88
2033/34 | 129.25 | 63.25 | 89
2033/34 | 129.75 | 63.25 | 89
2033/34 | 130.25 | 63.25 | 83
2033/34 | 130.75 | 63.25 | 87
2033/34 | 131.25 | 63.25 | 89
2033/34 | 131.75 | 63.25 | 91
2033/34 | 132.25 | 63.25 | 92
2033/34 | 132.75 | 63.25 | 92
2033/34 | 133.25 | 63.25 | 86
2033/34 | 133.75 | 63.25 | 100
2033/34 | 134.25 | 63.25 | 97
2033/34 | 134.75 | 63.25 | 106
2033/34 | 135.25 | 63.25 | 83
2033/34 | 135.75 | 63.25 | 102
2033/34 | 136.25 | 63.25 | 100
2033/34 | 136.75 | 63.25 | 90
2033/34 | 137.25 | 63.25 | 101
2033/34 | 137.75 | 63.25 | 100
2033/34 | 138.25 | 63.25 | 100
2033/34 | 138.75 | 63.25 | 90
2033/34 | 139.25 | 63.25 | 99
2033/34 | 139.75 | 63.25 | 88
2033/34 | 140.25 | 63.25 | 107
2033/34 | 140.75 | 63.25 | 82
2033/34 | 141.25 | 63.25 | 98
2033/34 | 141.75 | 63.25 | 86
2033/34 | 142.25 | 63.25 | 108
2033/34 | 142.75 | 63.25 | 97
2033/34 | 143.25 | 63.25 | 98
2033/34 | 143.75 | 63.25 | 76
2033/34 | 144.25 | 63.25 | 93
2033/34 | 144.75 | 63.25 | 92
2033/34 | 145.25 | 63.25 | 85
2033/34 | 145.75 | 63.25 | 91
2033/34 | 146.25 | 63.25 | 105
2033/34 | 146.75 | 63.25 | 122
2033/34 | 147.25 | 63.25 | 102
2033/34 | 147.75 | 63.25 | 86
2033/34 | 148.25 | 63.25 | 99
2033/34 | 148.75 | 63.25 | 87
2033/34 | 149.25 | 63.25 | 85
2033/34 | 149.75 | 63.25 | 99
2033/34 | 150.25 | 63.25 | 85
2033/34 | 150.75 | 63.25 | 88
2033/34 | 151.25 | 63.25 | 82
2033/34 | 151.75 | 63.25 | 92
2033/34 | 152.25 | 63.25 | 85
2033/34 | 152.75 | 63.25 | 95
2033/34 | 153.25 | 63.25 | 92
2033/34 | 153.75 | 63.25 | 92
2033/34 | 154.25 | 63.25 | 84
2033/34 | 154.75 | 63.25 | 83
2033/34 | 155.25 | 63.25 | 78
2033/34 | 155.75 | 63.25 | 93
2033/34 | 156.25 | 63.25 | 84
2033/34 | 156.75 | 63.25 | 78
2033/34 | 157.25 | 63.25 | 83
2033/34 | 157.75 | 63.25 | 79
2033/34 | 158.25 | 63.25 | 77
2033/34 | 158.75 | 63.25 | 85
2033/34 | 159.25 | 63.25 | 84
2033/34 | 159.75 | 63.25 | 80
2033/34 | 160.25 | 63.25 | 79
2033/34 | 160.75 | 63.25 | 82
2033/34 | 161.25 | 63.25 | 97
2033/34 | 161.75 | 63.25 | 82
2033/34 | 162.25 | 63.25 | 91
2033/34 | 162.75 | 63.25 | 79
2033/34 | 163.25 | 63.25 | 76
2033/34 | 163.75 | 63.25 | 81
2033/34 | 164.25 | 63.25 | 76
2033/34 | 164.75 | 63.25 | 79
2033/34 | 165.25 | 63.25 | 66
2033/34 | 165.75 | 63.25 | 84
2033/34 | 166.25 | 63.25 | 70
2033/34 | 166.75 | 63.25 | 63
2033/34 | 167.25 | 63.25 | 61
2033/34 | 167.75 | 63.25 | 58
2033/34 | 168.25 | 63.25 | 69
2033/34 | 168.75 | 63.25 | 65
2033/34 | 169.25 | 63.25 | 64
2033/34 | 169.75 | 63.25 | 63
2033/34 | 170.25 | 63.25 | 76
2033/34 | 170.75 | 63.25 | 67
2033/34 | 171.25 | 63.25 | 64
2033/34 | 171.75 | 63.25 | 81
2033/34 | 172.25 | 63.25 | 85
2033/34 | 172.75 | 63.25 | 66
2033/34 | 173.25 | 63.25 | 85
2033/34 | 173.75 | 63.25 | 60
2033/34 | 174.25 | 63.25 | 63
2033/34 | 174.75 | 63.25 | 67
2033/34 | 175.25 | 63.25 | 62
2033/34 | 175.75 | 63.25 | 60
2033/34 | 176.25 | 63.25 | 54
2033/34 | 176.75 | 63.25 | 65
2033/34 | 177.25 | 63.25 | 49
2033/34 | 177.75 | 63.25 | 46
2033/34 | 178.25 | 63.25 | 65
2033/34 | 178.75 | 63.25 | 55
2033/34 | 179.25 | 63.25 | 51
2033/34 | 179.75 | 63.25 | 57
2033/34 | 180.25 | 63.25 | 51
2033/34 | 180.75 | 63.25 | 49
2033/34 | 181.25 | 63.25 | 60
2033/34 | 181.75 | 63.25 | 51
2033/34 | 182.25 | 63.25 | 60
2033/34 | 182.75 | 63.25 | 48
2033/34 | 183.25 | 63.25 | 66
2033/34 | 183.75 | 63.25 | 54
2033/34 | 184.25 | 63.25 | 49
2033/34 | 184.75 | 63.25 | 50
2033/34 | 185.25 | 63.25 | 53
2033/34 | 185.75 | 63.25 | 53
2033/34 | 186.25 | 63.25 | 52
2033/34 | 186.75 | 63.25 | 46
2033/34 | 187.25 | 63.25 | 65
2033/34 | 187.75 | 63.25 | 66
2033/34 | 188.25 | 63.25 | 44
2033/34 | 188.75 | 63.25 | 58
2033/34 | 189.25 | 63.25 | 53
2033/34 | 189.75 | 63.25 | 46
2033/34 | 190.25 | 63.25 | 41
2033/34 | 190.75 | 63.25 | 43
2033/34 | 191.25 | 63.25 | 50
2033/34 | 191.75 | 63.25 | 60
2033/34 | 192.25 | 63.25 | 53
2033/34 | 192.75 | 63.25 | 34
2033/34 | 193.25 | 63.25 | 43
2033/34 | 193.75 | 63.25 | 47
2033/34 | 194.25 | 63.25 | 52
2033/34 | 194.75 | 63.25 | 58
2033/34 | 195.25 | 63.25 | 39
2033/34 | 195.75 | 63.25 | 44
2033/34 | 196.25 | 63.25 | 40
2033/34 | 196.75 | 63.25 | 47
2033/34 | 197.25 | 63.25 | 41
2033/34 | 197.75 | 63.25 | 49
2033/34 | 198.25 | 63.25 | 34
2033/34 | 198.75 | 63.25 | 37
2033/34 | 199.25 | 63.25 | 34
2033/34 | 199.75 | 63.25 | 43
2033/34 | 200.25 | 63.25 | 38
2033/34 | 200.75 | 63.25 | 52
2033/34 | 201.25 | 63.25 | 31
2033/34 | 201.75 | 63.25 | 38
2033/34 | 202.25 | 63.25 | 40
2033/34 | 202.75 | 63.25 | 33
2033/34 | 203.25 | 63.25 | 31
2033/34 | 203.75 | 63.25 | 36
2033/34 | 204.25 | 63.25 | 42
2033/34 | 204.75 | 63.25 | 28
2033/34 | 205.25 | 63.25 | 37
2033/34 | 205.75 | 63.25 | 36
2033/34 | 206.25 | 63.25 | 34
2033/34 | 206.75 | 63.25 | 32
2033/34 | 207.25 | 63.25 | 34
2033/34 | 207.75 | 63.25 | 31
2033/34 | 208.25 | 63.25 | 36
2033/34 | 208.75 | 63.25 | 33
2033/34 | 209.25 | 63.25 | 29
2033/34 | 209.75 | 63.25 | 34
2033/34 | 210.25 | 63.25 | 32
2033/34 | 210.75 | 63.25 | 37
2033/34 | 211.25 | 63.25 | 34
2033/34 | 211.75 | 63.25 | 20
2033/34 | 212.25 | 63.25 | 31
2033/34 | 212.75 | 63.25 | 36
2033/34 | 213.25 | 63.25 | 35
2033/34 | 213.75 | 63.25 | 30
2033/34 | 214.25 | 63.25 | 20
2033/34 | 214.75 | 63.25 | 27
2033/34 | 215.25 | 63.25 | 25
2033/34 | 215.75 | 63.25 | 27
2033/34 | 216.25 | 63.25 | 40
2033/34 | 216.75 | 63.25 | 23
2033/34 | 217.25 | 63.25 | 32
2033/34 | 217.75 | 63.25 | 28
2033/34 | 218.25 | 63.25 | 27
2033/34 | 218.75 | 63.25 | 23
2033/34 | 219.25 | 63.25 | 32
2033/34 | 219.75 | 63.25 | 28
2033/34 | 220.25 | 63.25 | 35
2033/34 | 220.75 | 63.25 | 31
2033/34 | 221.25 | 63.25 | 26
2033/34 | 221.75 | 63.25 | 21
2033/34 | 222.25 | 63.25 | 27
2033/34 | 222.75 | 63.25 | 26
2033/34 | 223.25 | 63.25 | 30
2033/34 | 223.75 | 63.25 | 23
2033/34 | 224.25 | 63.25 | 22
2033/34 | 224.75 | 63.25 | 29
2033/34 | 225.25 | 63.25 | 21
2033/34 | 225.75 | 63.25 | 31
2033/34 | 226.25 | 63.25 | 34
2033/34 | 226.75 | 63.25 | 23
2033/34 | 227.25 | 63.25 | 19
2033/34 | 227.75 | 63.25 | 16
2033/34 | 228.25 | 63.25 | 15
2033/34 | 228.75 | 63.25 | 21
2033/34 | 229.25 | 63.25 | 19
2033/34 | 229.75 | 63.25 | 24
2033/34 | 230.25 | 63.25 | 16
2033/34 | 230.75 | 63.25 | 21
2033/34 | 231.25 | 63.25 | 19
2033/34 | 231.75 | 63.25 | 19
2033/34 | 232.25 | 63.25 | 16
2033/34 | 232.75 | 63.25 | 14
2033/34 | 233.25 | 63.25 | 21
2033/34 | 233.75 | 63.25 | 21
2033/34 | 234.25 | 63.25 | 13
2033/34 | 234.75 | 63.25 | 18
2033/34 | 235.25 | 63.25 | 16
2033/34 | 235.75 | 63.25 | 13
2033/34 | 236.25 | 63.25 | 18
2033/34 | 236.75 | 63.25 | 19
2033/34 | 237.25 | 63.25 | 16
2033/34 | 237.75 | 63.25 | 20
2033/34 | 238.25 | 63.25 | 15
2033/34 | 238.75 | 63.25 | 18
2033/34 | 239.25 | 63.25 | 10
2033/34 | 239.75 | 63.25 | 10
2033/34 | 240.25 | 63.25 | 9
2033/34 | 240.75 | 63.25 | 16
2033/34 | 241.25 | 63.25 | 14
2033/34 | 241.75 | 63.25 | 17
2033/34 | 242.25 | 63.25 | 12
2033/34 | 242.75 | 63.25 | 15
2033/34 | 243.25 | 63.25 | 17
2033/34 | 243.75 | 63.25 | 13
2033/34 | 244.25 | 63.25 | 10
2033/34 | 244.75 | 63.25 | 12
2033/34 | 245.25 | 63.25 | 11
2033/34 | 245.75 | 63.25 | 14
2033/34 | 246.25 | 63.25 | 12
2033/34 | 246.75 | 63.25 | 5
2033/34 | 247.25 | 63.25 | 15
2033/34 | 247.75 | 63.25 | 13
2033/34 | 248.25 | 63.25 | 9
2033/34 | 248.75 | 63.25 | 14
2033/34 | 249.25 | 63.25 | 8
2033/34 | 249.75 | 63.25 | 5
2033/34 | 250.25 | 63.25 | 6
2033/34 | 250.75 | 63.25 | 7
2033/34 | 251.25 | 63.25 | 10
2033/34 | 251.75 | 63.25 | 11
2033/34 | 252.25 | 63.25 | 3
2033/34 | 252.75 | 63.25 | 12
2033/34 | 253.25 | 63.25 | 6
2033/34 | 253.75 | 63.25 | 5
2033/34 | 254.25 | 63.25 | 12
2033/34 | 254.75 | 63.25 | 13
2033/34 | 255.25 | 63.25 | 10
2033/34 | 255.75 | 63.25 | 12
2033/34 | 256.25 | 63.25 | 9
2033/34 | 256.75 | 63.25 | 7
2033/34 | 257.25 | 63.25 | 7
2033/34 | 257.75 | 63.25 | 6
2033/34 | 258.25 | 63.25 | 7
2033/34 | 258.75 | 63.25 | 4
2033/34 | 259.25 | 63.25 | 10
2033/34 | 259.75 | 63.25 | 10
2033/34 | 260.25 | 63.25 | 6
2033/34 | 260.75 | 63.25 | 2
2033/34 | 261.25 | 63.25 | 4
2033/34 | 261.75 | 63.25 | 6
2033/34 | 262.25 | 63.25 | 5
2033/34 | 262.75 | 63.25 | 7
2033/34 | 263.25 | 63.25 | 4
2033/34 | 263.75 | 63.25 | 8
2033/34 | 264.25 | 63.25 | 5
2033/34 | 264.75 | 63.25 | 5
2033/34 | 265.25 | 63.25 | 12
2033/34 | 265.75 | 63.25 | 2
2033/34 | 266.25 | 63.25 | 4
2033/34 | 266.75 | 63.25 | 5
2033/34 | 267.25 | 63.25 | 2
2033/34 | 267.75 | 63.25 | 4
2033/34 | 268.25 | 63.25 | 3
2033/34 | 268.75 | 63.25 | 7
2033/34 | 269.25 | 63.25 | 3
2033/34 | 269.75 | 63.25 | 3
2033/34 | 270.25 | 63.25 | 8
2033/34 | 270.75 | 63.25 | 2
2033/34 | 271.25 | 63.25 | 3
2033/34 | 271.75 | 63.25 | 6
2033/34 | 272.25 | 63.25 | 3
2033/34 | 272.75 | 63.25 | 3
2033/34 | 273.25 | 63.25 | 4
2033/34 | 273.75 | 63.25 | 3
2033/34 | 274.25 | 63.25 | 6
2033/34 | 274.75 | 63.25 | 5
2033/34 | 275.25 | 63.25 | 6
2033/34 | 275.75 | 63.25 | 3
2033/34 | 276.25 | 63.25 | 3
2033/34 | 276.75 | 63.25 | 3
2033/34 | 277.25 | 63.25 | 4
2033/34 | 277.75 | 63.25 | 4
2033/34 | 278.25 | 63.25 | 1
2033/34 | 278.75 | 63.25 | 5
2033/34 | 279.25 | 63.25 | 1
2033/34 | 279.75 | 63.25 | 5
2033/34 | 280.25 | 63.25 | 4
2033/34 | 280.75 | 63.25 | 6
2033/34 | 281.25 | 63.25 | 6
2033/34 | 281.75 | 63.25 | 3
2033/34 | 282.25 | 63.25 | 1
2033/34 | 282.75 | 63.25 | 4
2033/34 | 284.75 | 63.25 | 6
2033/34 | 285.25 | 63.25 | 6
2033/34 | 285.75 | 63.25 | 2
2033/34 | 286.25 | 63.25 | 1
2033/34 | 286.75 | 63.25 | 1
2033/34 | 287.25 | 63.25 | 2
2033/34 | 287.75 | 63.25 | 1
2033/34 | 288.75 | 63.25 | 3
2033/34 | 289.25 | 63.25 | 3
2033/34 | 289.75 | 63.25 | 1
2033/34 | 290.25 | 63.25 | 1
2033/34 | 290.75 | 63.25 | 1
2033/34 | 291.25 | 63.25 | 1
2033/34 | 291.75 | 63.25 | 3
2033/34 | 292.25 | 63.25 | 2
2033/34 | 292.75 | 63.25 | 1
2033/34 | 293.25 | 63.25 | 2
2033/34 | 293.75 | 63.25 | 1
2033/34 | 294.75 | 63.25 | 1
2033/34 | 295.75 | 63.25 | 1
2033/34 | 296.25 | 63.25 | 2
2033/34 | 297.25 | 63.25 | 2
2033/34 | 298.25 | 63.25 | 2
2033/34 | 298.75 | 63.25 | 4
2033/34 | 299.25 | 63.25 | 1
2033/34 | 299.75 | 63.25 | 2
2033/34 | 300.75 | 63.25 | 1
2033/34 | 301.25 | 63.25 | 2
2033/34 | 301.75 | 63.25 | 1
2033/34 | 303.75 | 63.25 | 2
2033/34 | 304.75 | 63.25 | 1
2033/34 | 305.25 | 63.25 | 1
2033/34 | 306.25 | 63.25 | 1
2033/34 | 309.25 | 63.25 | 1
2033/34 | 314.25 | 63.25 | 2
2033/34 | 315.25 | 63.25 | 1
2033/34 | 316.75 | 63.25 | 2
2033/34 | 319.75 | 63.25 | 1
2033/34 | 322.75 | 63.25 | 1
2033/34 | 323.25 | 63.25 | 1
2033/34 | 323.75 | 63.25 | 1
2033/34 | 325.75 | 63.25 | 1
2033/34 | 329.75 | 63.25 | 1
2033/34 | 342.25 | 63.25 | 1
2033/34 | 354.75 | 63.25 | 1
2033/34 | 368.25 | 63.25 | 1
2033/34 | 374.75 | 63.25 | 1
2033/34 | 77.75 | 63.75 | 1
2033/34 | 82.25 | 63.75 | 1
2033/34 | 83.75 | 63.75 | 2
2033/34 | 84.25 | 63.75 | 1
2033/34 | 84.75 | 63.75 | 1
2033/34 | 86.25 | 63.75 | 1
2033/34 | 86.75 | 63.75 | 1
2033/34 | 88.25 | 63.75 | 2
2033/34 | 89.25 | 63.75 | 1
2033/34 | 89.75 | 63.75 | 1
2033/34 | 90.25 | 63.75 | 2
2033/34 | 90.75 | 63.75 | 3
2033/34 | 91.25 | 63.75 | 3
2033/34 | 91.75 | 63.75 | 1
2033/34 | 92.25 | 63.75 | 2
2033/34 | 92.75 | 63.75 | 4
2033/34 | 93.25 | 63.75 | 2
2033/34 | 93.75 | 63.75 | 2
2033/34 | 94.75 | 63.75 | 1
2033/34 | 95.25 | 63.75 | 1
2033/34 | 95.75 | 63.75 | 7
2033/34 | 96.25 | 63.75 | 3
2033/34 | 96.75 | 63.75 | 3
2033/34 | 97.25 | 63.75 | 5
2033/34 | 97.75 | 63.75 | 3
2033/34 | 98.25 | 63.75 | 4
2033/34 | 98.75 | 63.75 | 3
2033/34 | 99.25 | 63.75 | 3
2033/34 | 99.75 | 63.75 | 7
2033/34 | 100.25 | 63.75 | 5
2033/34 | 100.75 | 63.75 | 7
2033/34 | 101.25 | 63.75 | 7
2033/34 | 101.75 | 63.75 | 6
2033/34 | 102.25 | 63.75 | 7
2033/34 | 102.75 | 63.75 | 3
2033/34 | 103.25 | 63.75 | 8
2033/34 | 103.75 | 63.75 | 7
2033/34 | 104.25 | 63.75 | 8
2033/34 | 104.75 | 63.75 | 9
2033/34 | 105.25 | 63.75 | 11
2033/34 | 105.75 | 63.75 | 15
2033/34 | 106.25 | 63.75 | 13
2033/34 | 106.75 | 63.75 | 12
2033/34 | 107.25 | 63.75 | 11
2033/34 | 107.75 | 63.75 | 20
2033/34 | 108.25 | 63.75 | 17
2033/34 | 108.75 | 63.75 | 20
2033/34 | 109.25 | 63.75 | 22
2033/34 | 109.75 | 63.75 | 14
2033/34 | 110.25 | 63.75 | 21
2033/34 | 110.75 | 63.75 | 19
2033/34 | 111.25 | 63.75 | 23
2033/34 | 111.75 | 63.75 | 17
2033/34 | 112.25 | 63.75 | 27
2033/34 | 112.75 | 63.75 | 36
2033/34 | 113.25 | 63.75 | 26
2033/34 | 113.75 | 63.75 | 34
2033/34 | 114.25 | 63.75 | 36
2033/34 | 114.75 | 63.75 | 55
2033/34 | 115.25 | 63.75 | 55
2033/34 | 115.75 | 63.75 | 34
2033/34 | 116.25 | 63.75 | 47
2033/34 | 116.75 | 63.75 | 58
2033/34 | 117.25 | 63.75 | 52
2033/34 | 117.75 | 63.75 | 52
2033/34 | 118.25 | 63.75 | 52
2033/34 | 118.75 | 63.75 | 52
2033/34 | 119.25 | 63.75 | 65
2033/34 | 119.75 | 63.75 | 44
2033/34 | 120.25 | 63.75 | 48
2033/34 | 120.75 | 63.75 | 56
2033/34 | 121.25 | 63.75 | 80
2033/34 | 121.75 | 63.75 | 81
2033/34 | 122.25 | 63.75 | 73
2033/34 | 122.75 | 63.75 | 67
2033/34 | 123.25 | 63.75 | 83
2033/34 | 123.75 | 63.75 | 85
2033/34 | 124.25 | 63.75 | 86
2033/34 | 124.75 | 63.75 | 80
2033/34 | 125.25 | 63.75 | 63
2033/34 | 125.75 | 63.75 | 74
2033/34 | 126.25 | 63.75 | 72
2033/34 | 126.75 | 63.75 | 81
2033/34 | 127.25 | 63.75 | 93
2033/34 | 127.75 | 63.75 | 95
2033/34 | 128.25 | 63.75 | 76
2033/34 | 128.75 | 63.75 | 74
2033/34 | 129.25 | 63.75 | 95
2033/34 | 129.75 | 63.75 | 86
2033/34 | 130.25 | 63.75 | 79
2033/34 | 130.75 | 63.75 | 76
2033/34 | 131.25 | 63.75 | 110
2033/34 | 131.75 | 63.75 | 83
2033/34 | 132.25 | 63.75 | 93
2033/34 | 132.75 | 63.75 | 101
2033/34 | 133.25 | 63.75 | 99
2033/34 | 133.75 | 63.75 | 92
2033/34 | 134.25 | 63.75 | 95
2033/34 | 134.75 | 63.75 | 104
2033/34 | 135.25 | 63.75 | 104
2033/34 | 135.75 | 63.75 | 105
2033/34 | 136.25 | 63.75 | 112
2033/34 | 136.75 | 63.75 | 107
2033/34 | 137.25 | 63.75 | 96
2033/34 | 137.75 | 63.75 | 90
2033/34 | 138.25 | 63.75 | 97
2033/34 | 138.75 | 63.75 | 84
2033/34 | 139.25 | 63.75 | 111
2033/34 | 139.75 | 63.75 | 101
2033/34 | 140.25 | 63.75 | 98
2033/34 | 140.75 | 63.75 | 107
2033/34 | 141.25 | 63.75 | 90
2033/34 | 141.75 | 63.75 | 83
2033/34 | 142.25 | 63.75 | 87
2033/34 | 142.75 | 63.75 | 95
2033/34 | 143.25 | 63.75 | 71
2033/34 | 143.75 | 63.75 | 103
2033/34 | 144.25 | 63.75 | 87
2033/34 | 144.75 | 63.75 | 99
2033/34 | 145.25 | 63.75 | 108
2033/34 | 145.75 | 63.75 | 103
2033/34 | 146.25 | 63.75 | 72
2033/34 | 146.75 | 63.75 | 96
2033/34 | 147.25 | 63.75 | 102
2033/34 | 147.75 | 63.75 | 93
2033/34 | 148.25 | 63.75 | 88
2033/34 | 148.75 | 63.75 | 81
2033/34 | 149.25 | 63.75 | 99
2033/34 | 149.75 | 63.75 | 80
2033/34 | 150.25 | 63.75 | 94
2033/34 | 150.75 | 63.75 | 79
2033/34 | 151.25 | 63.75 | 109
2033/34 | 151.75 | 63.75 | 111
2033/34 | 152.25 | 63.75 | 75
2033/34 | 152.75 | 63.75 | 95
2033/34 | 153.25 | 63.75 | 74
2033/34 | 153.75 | 63.75 | 93
2033/34 | 154.25 | 63.75 | 81
2033/34 | 154.75 | 63.75 | 92
2033/34 | 155.25 | 63.75 | 83
2033/34 | 155.75 | 63.75 | 76
2033/34 | 156.25 | 63.75 | 82
2033/34 | 156.75 | 63.75 | 77
2033/34 | 157.25 | 63.75 | 67
2033/34 | 157.75 | 63.75 | 94
2033/34 | 158.25 | 63.75 | 76
2033/34 | 158.75 | 63.75 | 91
2033/34 | 159.25 | 63.75 | 71
2033/34 | 159.75 | 63.75 | 83
2033/34 | 160.25 | 63.75 | 65
2033/34 | 160.75 | 63.75 | 61
2033/34 | 161.25 | 63.75 | 96
2033/34 | 161.75 | 63.75 | 54
2033/34 | 162.25 | 63.75 | 78
2033/34 | 162.75 | 63.75 | 77
2033/34 | 163.25 | 63.75 | 69
2033/34 | 163.75 | 63.75 | 67
2033/34 | 164.25 | 63.75 | 66
2033/34 | 164.75 | 63.75 | 77
2033/34 | 165.25 | 63.75 | 85
2033/34 | 165.75 | 63.75 | 83
2033/34 | 166.25 | 63.75 | 71
2033/34 | 166.75 | 63.75 | 63
2033/34 | 167.25 | 63.75 | 69
2033/34 | 167.75 | 63.75 | 65
2033/34 | 168.25 | 63.75 | 81
2033/34 | 168.75 | 63.75 | 79
2033/34 | 169.25 | 63.75 | 72
2033/34 | 169.75 | 63.75 | 71
2033/34 | 170.25 | 63.75 | 46
2033/34 | 170.75 | 63.75 | 68
2033/34 | 171.25 | 63.75 | 61
2033/34 | 171.75 | 63.75 | 61
2033/34 | 172.25 | 63.75 | 72
2033/34 | 172.75 | 63.75 | 65
2033/34 | 173.25 | 63.75 | 56
2033/34 | 173.75 | 63.75 | 59
2033/34 | 174.25 | 63.75 | 63
2033/34 | 174.75 | 63.75 | 65
2033/34 | 175.25 | 63.75 | 55
2033/34 | 175.75 | 63.75 | 60
2033/34 | 176.25 | 63.75 | 65
2033/34 | 176.75 | 63.75 | 64
2033/34 | 177.25 | 63.75 | 70
2033/34 | 177.75 | 63.75 | 55
2033/34 | 178.25 | 63.75 | 63
2033/34 | 178.75 | 63.75 | 55
2033/34 | 179.25 | 63.75 | 71
2033/34 | 179.75 | 63.75 | 59
2033/34 | 180.25 | 63.75 | 53
2033/34 | 180.75 | 63.75 | 51
2033/34 | 181.25 | 63.75 | 44
2033/34 | 181.75 | 63.75 | 52
2033/34 | 182.25 | 63.75 | 54
2033/34 | 182.75 | 63.75 | 48
2033/34 | 183.25 | 63.75 | 57
2033/34 | 183.75 | 63.75 | 53
2033/34 | 184.25 | 63.75 | 44
2033/34 | 184.75 | 63.75 | 52
2033/34 | 185.25 | 63.75 | 44
2033/34 | 185.75 | 63.75 | 54
2033/34 | 186.25 | 63.75 | 49
2033/34 | 186.75 | 63.75 | 47
2033/34 | 187.25 | 63.75 | 49
2033/34 | 187.75 | 63.75 | 59
2033/34 | 188.25 | 63.75 | 35
2033/34 | 188.75 | 63.75 | 42
2033/34 | 189.25 | 63.75 | 51
2033/34 | 189.75 | 63.75 | 45
2033/34 | 190.25 | 63.75 | 48
2033/34 | 190.75 | 63.75 | 48
2033/34 | 191.25 | 63.75 | 49
2033/34 | 191.75 | 63.75 | 41
2033/34 | 192.25 | 63.75 | 56
2033/34 | 192.75 | 63.75 | 38
2033/34 | 193.25 | 63.75 | 36
2033/34 | 193.75 | 63.75 | 41
2033/34 | 194.25 | 63.75 | 41
2033/34 | 194.75 | 63.75 | 38
2033/34 | 195.25 | 63.75 | 52
2033/34 | 195.75 | 63.75 | 46
2033/34 | 196.25 | 63.75 | 60
2033/34 | 196.75 | 63.75 | 41
2033/34 | 197.25 | 63.75 | 44
2033/34 | 197.75 | 63.75 | 42
2033/34 | 198.25 | 63.75 | 66
2033/34 | 198.75 | 63.75 | 34
2033/34 | 199.25 | 63.75 | 49
2033/34 | 199.75 | 63.75 | 42
2033/34 | 200.25 | 63.75 | 43
2033/34 | 200.75 | 63.75 | 30
2033/34 | 201.25 | 63.75 | 45
2033/34 | 201.75 | 63.75 | 46
2033/34 | 202.25 | 63.75 | 36
2033/34 | 202.75 | 63.75 | 44
2033/34 | 203.25 | 63.75 | 40
2033/34 | 203.75 | 63.75 | 45
2033/34 | 204.25 | 63.75 | 55
2033/34 | 204.75 | 63.75 | 35
2033/34 | 205.25 | 63.75 | 32
2033/34 | 205.75 | 63.75 | 34
2033/34 | 206.25 | 63.75 | 41
2033/34 | 206.75 | 63.75 | 41
2033/34 | 207.25 | 63.75 | 30
2033/34 | 207.75 | 63.75 | 26
2033/34 | 208.25 | 63.75 | 50
2033/34 | 208.75 | 63.75 | 27
2033/34 | 209.25 | 63.75 | 28
2033/34 | 209.75 | 63.75 | 23
2033/34 | 210.25 | 63.75 | 43
2033/34 | 210.75 | 63.75 | 32
2033/34 | 211.25 | 63.75 | 36
2033/34 | 211.75 | 63.75 | 28
2033/34 | 212.25 | 63.75 | 26
2033/34 | 212.75 | 63.75 | 35
2033/34 | 213.25 | 63.75 | 28
2033/34 | 213.75 | 63.75 | 23
2033/34 | 214.25 | 63.75 | 29
2033/34 | 214.75 | 63.75 | 34
2033/34 | 215.25 | 63.75 | 33
2033/34 | 215.75 | 63.75 | 29
2033/34 | 216.25 | 63.75 | 30
2033/34 | 216.75 | 63.75 | 38
2033/34 | 217.25 | 63.75 | 36
2033/34 | 217.75 | 63.75 | 36
2033/34 | 218.25 | 63.75 | 22
2033/34 | 218.75 | 63.75 | 24
2033/34 | 219.25 | 63.75 | 29
2033/34 | 219.75 | 63.75 | 18
2033/34 | 220.25 | 63.75 | 30
2033/34 | 220.75 | 63.75 | 24
2033/34 | 221.25 | 63.75 | 26
2033/34 | 221.75 | 63.75 | 23
2033/34 | 222.25 | 63.75 | 23
2033/34 | 222.75 | 63.75 | 23
2033/34 | 223.25 | 63.75 | 24
2033/34 | 223.75 | 63.75 | 23
2033/34 | 224.25 | 63.75 | 23
2033/34 | 224.75 | 63.75 | 28
2033/34 | 225.25 | 63.75 | 27
2033/34 | 225.75 | 63.75 | 22
2033/34 | 226.25 | 63.75 | 28
2033/34 | 226.75 | 63.75 | 14
2033/34 | 227.25 | 63.75 | 18
2033/34 | 227.75 | 63.75 | 18
2033/34 | 228.25 | 63.75 | 24
2033/34 | 228.75 | 63.75 | 28
2033/34 | 229.25 | 63.75 | 21
2033/34 | 229.75 | 63.75 | 15
2033/34 | 230.25 | 63.75 | 19
2033/34 | 230.75 | 63.75 | 12
2033/34 | 231.25 | 63.75 | 19
2033/34 | 231.75 | 63.75 | 25
2033/34 | 232.25 | 63.75 | 17
2033/34 | 232.75 | 63.75 | 20
2033/34 | 233.25 | 63.75 | 22
2033/34 | 233.75 | 63.75 | 17
2033/34 | 234.25 | 63.75 | 17
2033/34 | 234.75 | 63.75 | 9
2033/34 | 235.25 | 63.75 | 16
2033/34 | 235.75 | 63.75 | 12
2033/34 | 236.25 | 63.75 | 17
2033/34 | 236.75 | 63.75 | 16
2033/34 | 237.25 | 63.75 | 17
2033/34 | 237.75 | 63.75 | 9
2033/34 | 238.25 | 63.75 | 17
2033/34 | 238.75 | 63.75 | 14
2033/34 | 239.25 | 63.75 | 16
2033/34 | 239.75 | 63.75 | 17
2033/34 | 240.25 | 63.75 | 17
2033/34 | 240.75 | 63.75 | 13
2033/34 | 241.25 | 63.75 | 14
2033/34 | 241.75 | 63.75 | 9
2033/34 | 242.25 | 63.75 | 12
2033/34 | 242.75 | 63.75 | 15
2033/34 | 243.25 | 63.75 | 8
2033/34 | 243.75 | 63.75 | 13
2033/34 | 244.25 | 63.75 | 15
2033/34 | 244.75 | 63.75 | 7
2033/34 | 245.25 | 63.75 | 8
2033/34 | 245.75 | 63.75 | 8
2033/34 | 246.25 | 63.75 | 14
2033/34 | 246.75 | 63.75 | 15
2033/34 | 247.25 | 63.75 | 8
2033/34 | 247.75 | 63.75 | 14
2033/34 | 248.25 | 63.75 | 8
2033/34 | 248.75 | 63.75 | 9
2033/34 | 249.25 | 63.75 | 16
2033/34 | 249.75 | 63.75 | 6
2033/34 | 250.25 | 63.75 | 11
2033/34 | 250.75 | 63.75 | 16
2033/34 | 251.25 | 63.75 | 11
2033/34 | 251.75 | 63.75 | 6
2033/34 | 252.25 | 63.75 | 5
2033/34 | 252.75 | 63.75 | 4
2033/34 | 253.25 | 63.75 | 10
2033/34 | 253.75 | 63.75 | 9
2033/34 | 254.25 | 63.75 | 6
2033/34 | 254.75 | 63.75 | 14
2033/34 | 255.25 | 63.75 | 9
2033/34 | 255.75 | 63.75 | 7
2033/34 | 256.25 | 63.75 | 13
2033/34 | 256.75 | 63.75 | 6
2033/34 | 257.25 | 63.75 | 13
2033/34 | 257.75 | 63.75 | 13
2033/34 | 258.25 | 63.75 | 7
2033/34 | 258.75 | 63.75 | 8
2033/34 | 259.25 | 63.75 | 9
2033/34 | 259.75 | 63.75 | 7
2033/34 | 260.25 | 63.75 | 5
2033/34 | 260.75 | 63.75 | 9
2033/34 | 261.25 | 63.75 | 8
2033/34 | 261.75 | 63.75 | 9
2033/34 | 262.25 | 63.75 | 3
2033/34 | 262.75 | 63.75 | 3
2033/34 | 263.25 | 63.75 | 3
2033/34 | 263.75 | 63.75 | 4
2033/34 | 264.25 | 63.75 | 9
2033/34 | 264.75 | 63.75 | 11
2033/34 | 265.25 | 63.75 | 7
2033/34 | 265.75 | 63.75 | 8
2033/34 | 266.25 | 63.75 | 5
2033/34 | 266.75 | 63.75 | 3
2033/34 | 267.25 | 63.75 | 8
2033/34 | 267.75 | 63.75 | 3
2033/34 | 268.25 | 63.75 | 11
2033/34 | 268.75 | 63.75 | 10
2033/34 | 269.25 | 63.75 | 2
2033/34 | 269.75 | 63.75 | 6
2033/34 | 270.25 | 63.75 | 4
2033/34 | 270.75 | 63.75 | 5
2033/34 | 271.25 | 63.75 | 5
2033/34 | 271.75 | 63.75 | 5
2033/34 | 272.25 | 63.75 | 3
2033/34 | 272.75 | 63.75 | 4
2033/34 | 273.25 | 63.75 | 5
2033/34 | 273.75 | 63.75 | 8
2033/34 | 274.25 | 63.75 | 4
2033/34 | 274.75 | 63.75 | 5
2033/34 | 275.25 | 63.75 | 3
2033/34 | 275.75 | 63.75 | 5
2033/34 | 276.25 | 63.75 | 3
2033/34 | 276.75 | 63.75 | 4
2033/34 | 277.25 | 63.75 | 2
2033/34 | 277.75 | 63.75 | 3
2033/34 | 278.25 | 63.75 | 3
2033/34 | 279.25 | 63.75 | 3
2033/34 | 279.75 | 63.75 | 3
2033/34 | 280.25 | 63.75 | 1
2033/34 | 280.75 | 63.75 | 7
2033/34 | 281.25 | 63.75 | 2
2033/34 | 281.75 | 63.75 | 5
2033/34 | 282.25 | 63.75 | 2
2033/34 | 282.75 | 63.75 | 1
2033/34 | 283.25 | 63.75 | 2
2033/34 | 283.75 | 63.75 | 1
2033/34 | 284.25 | 63.75 | 2
2033/34 | 284.75 | 63.75 | 2
2033/34 | 285.25 | 63.75 | 3
2033/34 | 285.75 | 63.75 | 1
2033/34 | 286.25 | 63.75 | 4
2033/34 | 286.75 | 63.75 | 2
2033/34 | 287.25 | 63.75 | 4
2033/34 | 287.75 | 63.75 | 1
2033/34 | 288.75 | 63.75 | 3
2033/34 | 289.25 | 63.75 | 2
2033/34 | 289.75 | 63.75 | 2
2033/34 | 290.25 | 63.75 | 1
2033/34 | 291.75 | 63.75 | 2
2033/34 | 292.25 | 63.75 | 2
2033/34 | 293.25 | 63.75 | 2
2033/34 | 293.75 | 63.75 | 4
2033/34 | 294.75 | 63.75 | 1
2033/34 | 295.25 | 63.75 | 1
2033/34 | 295.75 | 63.75 | 3
2033/34 | 296.25 | 63.75 | 2
2033/34 | 296.75 | 63.75 | 2
2033/34 | 297.75 | 63.75 | 1
2033/34 | 298.75 | 63.75 | 1
2033/34 | 302.25 | 63.75 | 1
2033/34 | 303.25 | 63.75 | 4
2033/34 | 303.75 | 63.75 | 1
2033/34 | 304.25 | 63.75 | 2
2033/34 | 304.75 | 63.75 | 1
2033/34 | 305.75 | 63.75 | 1
2033/34 | 308.25 | 63.75 | 3
2033/34 | 308.75 | 63.75 | 1
2033/34 | 311.25 | 63.75 | 1
2033/34 | 312.25 | 63.75 | 1
2033/34 | 314.25 | 63.75 | 1
2033/34 | 320.25 | 63.75 | 1
2033/34 | 323.75 | 63.75 | 1
2033/34 | 326.75 | 63.75 | 1
2033/34 | 327.75 | 63.75 | 1
2033/34 | 329.25 | 63.75 | 1
2033/34 | 332.25 | 63.75 | 1
2033/34 | 334.75 | 63.75 | 1
2033/34 | 338.25 | 63.75 | 1
2033/34 | 354.75 | 63.75 | 1
2033/34 | 380.75 | 63.75 | 1
2033/34 | 83.75 | 64.25 | 1
2033/34 | 84.25 | 64.25 | 2
2033/34 | 86.25 | 64.25 | 1
2033/34 | 86.75 | 64.25 | 1
2033/34 | 88.75 | 64.25 | 1
2033/34 | 89.25 | 64.25 | 1
2033/34 | 89.75 | 64.25 | 3
2033/34 | 90.75 | 64.25 | 1
2033/34 | 91.75 | 64.25 | 2
2033/34 | 92.25 | 64.25 | 1
2033/34 | 93.75 | 64.25 | 3
2033/34 | 94.25 | 64.25 | 1
2033/34 | 94.75 | 64.25 | 3
2033/34 | 95.25 | 64.25 | 2
2033/34 | 95.75 | 64.25 | 4
2033/34 | 96.25 | 64.25 | 3
2033/34 | 96.75 | 64.25 | 2
2033/34 | 97.25 | 64.25 | 2
2033/34 | 97.75 | 64.25 | 2
2033/34 | 98.25 | 64.25 | 2
2033/34 | 98.75 | 64.25 | 4
2033/34 | 99.25 | 64.25 | 5
2033/34 | 99.75 | 64.25 | 5
2033/34 | 101.25 | 64.25 | 3
2033/34 | 101.75 | 64.25 | 5
2033/34 | 102.25 | 64.25 | 3
2033/34 | 102.75 | 64.25 | 5
2033/34 | 103.25 | 64.25 | 9
2033/34 | 103.75 | 64.25 | 5
2033/34 | 104.25 | 64.25 | 9
2033/34 | 104.75 | 64.25 | 12
2033/34 | 105.25 | 64.25 | 12
2033/34 | 105.75 | 64.25 | 10
2033/34 | 106.25 | 64.25 | 10
2033/34 | 106.75 | 64.25 | 14
2033/34 | 107.25 | 64.25 | 8
2033/34 | 107.75 | 64.25 | 12
2033/34 | 108.25 | 64.25 | 15
2033/34 | 108.75 | 64.25 | 9
2033/34 | 109.25 | 64.25 | 17
2033/34 | 109.75 | 64.25 | 22
2033/34 | 110.25 | 64.25 | 13
2033/34 | 110.75 | 64.25 | 21
2033/34 | 111.25 | 64.25 | 20
2033/34 | 111.75 | 64.25 | 34
2033/34 | 112.25 | 64.25 | 30
2033/34 | 112.75 | 64.25 | 28
2033/34 | 113.25 | 64.25 | 27
2033/34 | 113.75 | 64.25 | 33
2033/34 | 114.25 | 64.25 | 34
2033/34 | 114.75 | 64.25 | 39
2033/34 | 115.25 | 64.25 | 31
2033/34 | 115.75 | 64.25 | 34
2033/34 | 116.25 | 64.25 | 42
2033/34 | 116.75 | 64.25 | 49
2033/34 | 117.25 | 64.25 | 48
2033/34 | 117.75 | 64.25 | 39
2033/34 | 118.25 | 64.25 | 66
2033/34 | 118.75 | 64.25 | 45
2033/34 | 119.25 | 64.25 | 49
2033/34 | 119.75 | 64.25 | 49
2033/34 | 120.25 | 64.25 | 54
2033/34 | 120.75 | 64.25 | 80
2033/34 | 121.25 | 64.25 | 74
2033/34 | 121.75 | 64.25 | 70
2033/34 | 122.25 | 64.25 | 63
2033/34 | 122.75 | 64.25 | 70
2033/34 | 123.25 | 64.25 | 65
2033/34 | 123.75 | 64.25 | 75
2033/34 | 124.25 | 64.25 | 73
2033/34 | 124.75 | 64.25 | 102
2033/34 | 125.25 | 64.25 | 76
2033/34 | 125.75 | 64.25 | 78
2033/34 | 126.25 | 64.25 | 66
2033/34 | 126.75 | 64.25 | 73
2033/34 | 127.25 | 64.25 | 79
2033/34 | 127.75 | 64.25 | 77
2033/34 | 128.25 | 64.25 | 77
2033/34 | 128.75 | 64.25 | 98
2033/34 | 129.25 | 64.25 | 87
2033/34 | 129.75 | 64.25 | 88
2033/34 | 130.25 | 64.25 | 78
2033/34 | 130.75 | 64.25 | 90
2033/34 | 131.25 | 64.25 | 80
2033/34 | 131.75 | 64.25 | 80
2033/34 | 132.25 | 64.25 | 95
2033/34 | 132.75 | 64.25 | 88
2033/34 | 133.25 | 64.25 | 93
2033/34 | 133.75 | 64.25 | 88
2033/34 | 134.25 | 64.25 | 89
2033/34 | 134.75 | 64.25 | 79
2033/34 | 135.25 | 64.25 | 91
2033/34 | 135.75 | 64.25 | 97
2033/34 | 136.25 | 64.25 | 92
2033/34 | 136.75 | 64.25 | 91
2033/34 | 137.25 | 64.25 | 101
2033/34 | 137.75 | 64.25 | 98
2033/34 | 138.25 | 64.25 | 97
2033/34 | 138.75 | 64.25 | 101
2033/34 | 139.25 | 64.25 | 86
2033/34 | 139.75 | 64.25 | 85
2033/34 | 140.25 | 64.25 | 92
2033/34 | 140.75 | 64.25 | 80
2033/34 | 141.25 | 64.25 | 97
2033/34 | 141.75 | 64.25 | 89
2033/34 | 142.25 | 64.25 | 99
2033/34 | 142.75 | 64.25 | 95
2033/34 | 143.25 | 64.25 | 85
2033/34 | 143.75 | 64.25 | 107
2033/34 | 144.25 | 64.25 | 122
2033/34 | 144.75 | 64.25 | 100
2033/34 | 145.25 | 64.25 | 95
2033/34 | 145.75 | 64.25 | 81
2033/34 | 146.25 | 64.25 | 97
2033/34 | 146.75 | 64.25 | 90
2033/34 | 147.25 | 64.25 | 62
2033/34 | 147.75 | 64.25 | 79
2033/34 | 148.25 | 64.25 | 93
2033/34 | 148.75 | 64.25 | 95
2033/34 | 149.25 | 64.25 | 94
2033/34 | 149.75 | 64.25 | 125
2033/34 | 150.25 | 64.25 | 81
2033/34 | 150.75 | 64.25 | 86
2033/34 | 151.25 | 64.25 | 88
2033/34 | 151.75 | 64.25 | 77
2033/34 | 152.25 | 64.25 | 81
2033/34 | 152.75 | 64.25 | 81
2033/34 | 153.25 | 64.25 | 74
2033/34 | 153.75 | 64.25 | 71
2033/34 | 154.25 | 64.25 | 103
2033/34 | 154.75 | 64.25 | 93
2033/34 | 155.25 | 64.25 | 83
2033/34 | 155.75 | 64.25 | 80
2033/34 | 156.25 | 64.25 | 86
2033/34 | 156.75 | 64.25 | 90
2033/34 | 157.25 | 64.25 | 79
2033/34 | 157.75 | 64.25 | 85
2033/34 | 158.25 | 64.25 | 99
2033/34 | 158.75 | 64.25 | 79
2033/34 | 159.25 | 64.25 | 86
2033/34 | 159.75 | 64.25 | 87
2033/34 | 160.25 | 64.25 | 88
2033/34 | 160.75 | 64.25 | 75
2033/34 | 161.25 | 64.25 | 92
2033/34 | 161.75 | 64.25 | 83
2033/34 | 162.25 | 64.25 | 82
2033/34 | 162.75 | 64.25 | 75
2033/34 | 163.25 | 64.25 | 70
2033/34 | 163.75 | 64.25 | 83
2033/34 | 164.25 | 64.25 | 58
2033/34 | 164.75 | 64.25 | 78
2033/34 | 165.25 | 64.25 | 63
2033/34 | 165.75 | 64.25 | 61
2033/34 | 166.25 | 64.25 | 83
2033/34 | 166.75 | 64.25 | 66
2033/34 | 167.25 | 64.25 | 68
2033/34 | 167.75 | 64.25 | 85
2033/34 | 168.25 | 64.25 | 50
2033/34 | 168.75 | 64.25 | 58
2033/34 | 169.25 | 64.25 | 58
2033/34 | 169.75 | 64.25 | 71
2033/34 | 170.25 | 64.25 | 60
2033/34 | 170.75 | 64.25 | 63
2033/34 | 171.25 | 64.25 | 69
2033/34 | 171.75 | 64.25 | 48
2033/34 | 172.25 | 64.25 | 57
2033/34 | 172.75 | 64.25 | 64
2033/34 | 173.25 | 64.25 | 66
2033/34 | 173.75 | 64.25 | 76
2033/34 | 174.25 | 64.25 | 54
2033/34 | 174.75 | 64.25 | 59
2033/34 | 175.25 | 64.25 | 62
2033/34 | 175.75 | 64.25 | 60
2033/34 | 176.25 | 64.25 | 63
2033/34 | 176.75 | 64.25 | 56
2033/34 | 177.25 | 64.25 | 52
2033/34 | 177.75 | 64.25 | 53
2033/34 | 178.25 | 64.25 | 45
2033/34 | 178.75 | 64.25 | 58
2033/34 | 179.25 | 64.25 | 59
2033/34 | 179.75 | 64.25 | 58
2033/34 | 180.25 | 64.25 | 53
2033/34 | 180.75 | 64.25 | 59
2033/34 | 181.25 | 64.25 | 48
2033/34 | 181.75 | 64.25 | 54
2033/34 | 182.25 | 64.25 | 58
2033/34 | 182.75 | 64.25 | 44
2033/34 | 183.25 | 64.25 | 51
2033/34 | 183.75 | 64.25 | 64
2033/34 | 184.25 | 64.25 | 49
2033/34 | 184.75 | 64.25 | 50
2033/34 | 185.25 | 64.25 | 56
2033/34 | 185.75 | 64.25 | 50
2033/34 | 186.25 | 64.25 | 49
2033/34 | 186.75 | 64.25 | 59
2033/34 | 187.25 | 64.25 | 58
2033/34 | 187.75 | 64.25 | 49
2033/34 | 188.25 | 64.25 | 48
2033/34 | 188.75 | 64.25 | 53
2033/34 | 189.25 | 64.25 | 43
2033/34 | 189.75 | 64.25 | 52
2033/34 | 190.25 | 64.25 | 47
2033/34 | 190.75 | 64.25 | 51
2033/34 | 191.25 | 64.25 | 55
2033/34 | 191.75 | 64.25 | 48
2033/34 | 192.25 | 64.25 | 51
2033/34 | 192.75 | 64.25 | 59
2033/34 | 193.25 | 64.25 | 40
2033/34 | 193.75 | 64.25 | 44
2033/34 | 194.25 | 64.25 | 42
2033/34 | 194.75 | 64.25 | 42
2033/34 | 195.25 | 64.25 | 48
2033/34 | 195.75 | 64.25 | 53
2033/34 | 196.25 | 64.25 | 49
2033/34 | 196.75 | 64.25 | 45
2033/34 | 197.25 | 64.25 | 39
2033/34 | 197.75 | 64.25 | 52
2033/34 | 198.25 | 64.25 | 40
2033/34 | 198.75 | 64.25 | 40
2033/34 | 199.25 | 64.25 | 46
2033/34 | 199.75 | 64.25 | 54
2033/34 | 200.25 | 64.25 | 41
2033/34 | 200.75 | 64.25 | 39
2033/34 | 201.25 | 64.25 | 33
2033/34 | 201.75 | 64.25 | 46
2033/34 | 202.25 | 64.25 | 30
2033/34 | 202.75 | 64.25 | 30
2033/34 | 203.25 | 64.25 | 44
2033/34 | 203.75 | 64.25 | 35
2033/34 | 204.25 | 64.25 | 44
2033/34 | 204.75 | 64.25 | 47
2033/34 | 205.25 | 64.25 | 30
2033/34 | 205.75 | 64.25 | 30
2033/34 | 206.25 | 64.25 | 45
2033/34 | 206.75 | 64.25 | 30
2033/34 | 207.25 | 64.25 | 40
2033/34 | 207.75 | 64.25 | 37
2033/34 | 208.25 | 64.25 | 46
2033/34 | 208.75 | 64.25 | 45
2033/34 | 209.25 | 64.25 | 33
2033/34 | 209.75 | 64.25 | 22
2033/34 | 210.25 | 64.25 | 29
2033/34 | 210.75 | 64.25 | 28
2033/34 | 211.25 | 64.25 | 35
2033/34 | 211.75 | 64.25 | 31
2033/34 | 212.25 | 64.25 | 42
2033/34 | 212.75 | 64.25 | 26
2033/34 | 213.25 | 64.25 | 34
2033/34 | 213.75 | 64.25 | 35
2033/34 | 214.25 | 64.25 | 27
2033/34 | 214.75 | 64.25 | 30
2033/34 | 215.25 | 64.25 | 34
2033/34 | 215.75 | 64.25 | 27
2033/34 | 216.25 | 64.25 | 26
2033/34 | 216.75 | 64.25 | 31
2033/34 | 217.25 | 64.25 | 22
2033/34 | 217.75 | 64.25 | 36
2033/34 | 218.25 | 64.25 | 27
2033/34 | 218.75 | 64.25 | 33
2033/34 | 219.25 | 64.25 | 24
2033/34 | 219.75 | 64.25 | 21
2033/34 | 220.25 | 64.25 | 27
2033/34 | 220.75 | 64.25 | 27
2033/34 | 221.25 | 64.25 | 21
2033/34 | 221.75 | 64.25 | 30
2033/34 | 222.25 | 64.25 | 23
2033/34 | 222.75 | 64.25 | 17
2033/34 | 223.25 | 64.25 | 31
2033/34 | 223.75 | 64.25 | 25
2033/34 | 224.25 | 64.25 | 29
2033/34 | 224.75 | 64.25 | 20
2033/34 | 225.25 | 64.25 | 31
2033/34 | 225.75 | 64.25 | 24
2033/34 | 226.25 | 64.25 | 37
2033/34 | 226.75 | 64.25 | 19
2033/34 | 227.25 | 64.25 | 23
2033/34 | 227.75 | 64.25 | 24
2033/34 | 228.25 | 64.25 | 21
2033/34 | 228.75 | 64.25 | 19
2033/34 | 229.25 | 64.25 | 24
2033/34 | 229.75 | 64.25 | 24
2033/34 | 230.25 | 64.25 | 18
2033/34 | 230.75 | 64.25 | 25
2033/34 | 231.25 | 64.25 | 18
2033/34 | 231.75 | 64.25 | 12
2033/34 | 232.25 | 64.25 | 23
2033/34 | 232.75 | 64.25 | 16
2033/34 | 233.25 | 64.25 | 22
2033/34 | 233.75 | 64.25 | 21
2033/34 | 234.25 | 64.25 | 18
2033/34 | 234.75 | 64.25 | 24
2033/34 | 235.25 | 64.25 | 23
2033/34 | 235.75 | 64.25 | 16
2033/34 | 236.25 | 64.25 | 19
2033/34 | 236.75 | 64.25 | 18
2033/34 | 237.25 | 64.25 | 12
2033/34 | 237.75 | 64.25 | 27
2033/34 | 238.25 | 64.25 | 21
2033/34 | 238.75 | 64.25 | 12
2033/34 | 239.25 | 64.25 | 14
2033/34 | 239.75 | 64.25 | 24
2033/34 | 240.25 | 64.25 | 12
2033/34 | 240.75 | 64.25 | 30
2033/34 | 241.25 | 64.25 | 15
2033/34 | 241.75 | 64.25 | 18
2033/34 | 242.25 | 64.25 | 14
2033/34 | 242.75 | 64.25 | 14
2033/34 | 243.25 | 64.25 | 14
2033/34 | 243.75 | 64.25 | 11
2033/34 | 244.25 | 64.25 | 12
2033/34 | 244.75 | 64.25 | 12
2033/34 | 245.25 | 64.25 | 16
2033/34 | 245.75 | 64.25 | 14
2033/34 | 246.25 | 64.25 | 12
2033/34 | 246.75 | 64.25 | 13
2033/34 | 247.25 | 64.25 | 10
2033/34 | 247.75 | 64.25 | 6
2033/34 | 248.25 | 64.25 | 18
2033/34 | 248.75 | 64.25 | 8
2033/34 | 249.25 | 64.25 | 10
2033/34 | 249.75 | 64.25 | 8
2033/34 | 250.25 | 64.25 | 7
2033/34 | 250.75 | 64.25 | 11
2033/34 | 251.25 | 64.25 | 11
2033/34 | 251.75 | 64.25 | 8
2033/34 | 252.25 | 64.25 | 18
2033/34 | 252.75 | 64.25 | 14
2033/34 | 253.25 | 64.25 | 11
2033/34 | 253.75 | 64.25 | 7
2033/34 | 254.25 | 64.25 | 10
2033/34 | 254.75 | 64.25 | 14
2033/34 | 255.25 | 64.25 | 7
2033/34 | 255.75 | 64.25 | 12
2033/34 | 256.25 | 64.25 | 15
2033/34 | 256.75 | 64.25 | 8
2033/34 | 257.25 | 64.25 | 10
2033/34 | 257.75 | 64.25 | 13
2033/34 | 258.25 | 64.25 | 7
2033/34 | 258.75 | 64.25 | 12
2033/34 | 259.25 | 64.25 | 11
2033/34 | 259.75 | 64.25 | 9
2033/34 | 260.25 | 64.25 | 9
2033/34 | 260.75 | 64.25 | 6
2033/34 | 261.25 | 64.25 | 7
2033/34 | 261.75 | 64.25 | 8
2033/34 | 262.25 | 64.25 | 7
2033/34 | 262.75 | 64.25 | 8
2033/34 | 263.25 | 64.25 | 9
2033/34 | 263.75 | 64.25 | 9
2033/34 | 264.25 | 64.25 | 7
2033/34 | 264.75 | 64.25 | 12
2033/34 | 265.25 | 64.25 | 11
2033/34 | 265.75 | 64.25 | 4
2033/34 | 266.25 | 64.25 | 11
2033/34 | 266.75 | 64.25 | 3
2033/34 | 267.25 | 64.25 | 6
2033/34 | 267.75 | 64.25 | 7
2033/34 | 268.25 | 64.25 | 7
2033/34 | 268.75 | 64.25 | 4
2033/34 | 269.25 | 64.25 | 11
2033/34 | 269.75 | 64.25 | 5
2033/34 | 270.25 | 64.25 | 3
2033/34 | 270.75 | 64.25 | 8
2033/34 | 271.25 | 64.25 | 3
2033/34 | 271.75 | 64.25 | 5
2033/34 | 272.25 | 64.25 | 4
2033/34 | 272.75 | 64.25 | 1
2033/34 | 273.25 | 64.25 | 5
2033/34 | 273.75 | 64.25 | 3
2033/34 | 274.25 | 64.25 | 3
2033/34 | 274.75 | 64.25 | 3
2033/34 | 275.25 | 64.25 | 6
2033/34 | 275.75 | 64.25 | 6
2033/34 | 276.25 | 64.25 | 1
2033/34 | 276.75 | 64.25 | 7
2033/34 | 277.25 | 64.25 | 4
2033/34 | 277.75 | 64.25 | 6
2033/34 | 278.25 | 64.25 | 10
2033/34 | 278.75 | 64.25 | 4
2033/34 | 279.25 | 64.25 | 3
2033/34 | 279.75 | 64.25 | 3
2033/34 | 280.25 | 64.25 | 4
2033/34 | 281.25 | 64.25 | 4
2033/34 | 281.75 | 64.25 | 3
2033/34 | 282.25 | 64.25 | 2
2033/34 | 282.75 | 64.25 | 3
2033/34 | 283.25 | 64.25 | 2
2033/34 | 283.75 | 64.25 | 2
2033/34 | 284.25 | 64.25 | 2
2033/34 | 284.75 | 64.25 | 2
2033/34 | 285.25 | 64.25 | 1
2033/34 | 285.75 | 64.25 | 3
2033/34 | 286.25 | 64.25 | 1
2033/34 | 286.75 | 64.25 | 4
2033/34 | 287.25 | 64.25 | 1
2033/34 | 287.75 | 64.25 | 5
2033/34 | 288.25 | 64.25 | 1
2033/34 | 288.75 | 64.25 | 1
2033/34 | 289.25 | 64.25 | 3
2033/34 | 289.75 | 64.25 | 2
2033/34 | 290.25 | 64.25 | 1
2033/34 | 291.25 | 64.25 | 2
2033/34 | 291.75 | 64.25 | 2
2033/34 | 292.25 | 64.25 | 1
2033/34 | 292.75 | 64.25 | 2
2033/34 | 293.25 | 64.25 | 1
2033/34 | 294.75 | 64.25 | 1
2033/34 | 295.25 | 64.25 | 2
2033/34 | 295.75 | 64.25 | 5
2033/34 | 296.25 | 64.25 | 1
2033/34 | 297.25 | 64.25 | 2
2033/34 | 297.75 | 64.25 | 1
2033/34 | 298.25 | 64.25 | 1
2033/34 | 298.75 | 64.25 | 1
2033/34 | 299.25 | 64.25 | 1
2033/34 | 300.25 | 64.25 | 3
2033/34 | 301.25 | 64.25 | 1
2033/34 | 302.25 | 64.25 | 1
2033/34 | 302.75 | 64.25 | 2
2033/34 | 304.75 | 64.25 | 1
2033/34 | 306.25 | 64.25 | 1
2033/34 | 307.75 | 64.25 | 1
2033/34 | 308.25 | 64.25 | 1
2033/34 | 308.75 | 64.25 | 2
2033/34 | 309.25 | 64.25 | 2
2033/34 | 309.75 | 64.25 | 1
2033/34 | 310.75 | 64.25 | 1
2033/34 | 311.25 | 64.25 | 1
2033/34 | 312.25 | 64.25 | 1
2033/34 | 314.25 | 64.25 | 1
2033/34 | 316.25 | 64.25 | 1
2033/34 | 316.75 | 64.25 | 1
2033/34 | 319.25 | 64.25 | 1
2033/34 | 320.25 | 64.25 | 1
2033/34 | 321.25 | 64.25 | 1
2033/34 | 322.25 | 64.25 | 1
2033/34 | 323.75 | 64.25 | 2
2033/34 | 324.75 | 64.25 | 1
2033/34 | 325.75 | 64.25 | 1
2033/34 | 326.75 | 64.25 | 1
2033/34 | 328.25 | 64.25 | 1
2033/34 | 329.25 | 64.25 | 1
2033/34 | 329.75 | 64.25 | 1
2033/34 | 330.25 | 64.25 | 1
2033/34 | 345.25 | 64.25 | 1
2033/34 | 347.75 | 64.25 | 1
2033/34 | 355.75 | 64.25 | 1
2033/34 | 83.75 | 64.75 | 1
2033/34 | 85.75 | 64.75 | 1
2033/34 | 86.25 | 64.75 | 2
2033/34 | 86.75 | 64.75 | 1
2033/34 | 87.75 | 64.75 | 1
2033/34 | 89.75 | 64.75 | 3
2033/34 | 90.25 | 64.75 | 1
2033/34 | 90.75 | 64.75 | 2
2033/34 | 91.75 | 64.75 | 1
2033/34 | 92.75 | 64.75 | 1
2033/34 | 93.25 | 64.75 | 3
2033/34 | 93.75 | 64.75 | 3
2033/34 | 94.25 | 64.75 | 2
2033/34 | 94.75 | 64.75 | 3
2033/34 | 95.25 | 64.75 | 1
2033/34 | 95.75 | 64.75 | 1
2033/34 | 96.75 | 64.75 | 5
2033/34 | 97.25 | 64.75 | 5
2033/34 | 97.75 | 64.75 | 1
2033/34 | 98.25 | 64.75 | 6
2033/34 | 98.75 | 64.75 | 3
2033/34 | 99.25 | 64.75 | 1
2033/34 | 100.25 | 64.75 | 3
2033/34 | 100.75 | 64.75 | 5
2033/34 | 101.25 | 64.75 | 3
2033/34 | 101.75 | 64.75 | 6
2033/34 | 102.25 | 64.75 | 11
2033/34 | 102.75 | 64.75 | 5
2033/34 | 103.25 | 64.75 | 5
2033/34 | 103.75 | 64.75 | 6
2033/34 | 104.25 | 64.75 | 10
2033/34 | 104.75 | 64.75 | 5
2033/34 | 105.25 | 64.75 | 5
2033/34 | 105.75 | 64.75 | 8
2033/34 | 106.25 | 64.75 | 17
2033/34 | 106.75 | 64.75 | 15
2033/34 | 107.25 | 64.75 | 15
2033/34 | 107.75 | 64.75 | 7
2033/34 | 108.25 | 64.75 | 16
2033/34 | 108.75 | 64.75 | 10
2033/34 | 109.25 | 64.75 | 12
2033/34 | 109.75 | 64.75 | 19
2033/34 | 110.25 | 64.75 | 14
2033/34 | 110.75 | 64.75 | 28
2033/34 | 111.25 | 64.75 | 23
2033/34 | 111.75 | 64.75 | 27
2033/34 | 112.25 | 64.75 | 20
2033/34 | 112.75 | 64.75 | 25
2033/34 | 113.25 | 64.75 | 36
2033/34 | 113.75 | 64.75 | 23
2033/34 | 114.25 | 64.75 | 41
2033/34 | 114.75 | 64.75 | 26
2033/34 | 115.25 | 64.75 | 42
2033/34 | 115.75 | 64.75 | 28
2033/34 | 116.25 | 64.75 | 38
2033/34 | 116.75 | 64.75 | 38
2033/34 | 117.25 | 64.75 | 38
2033/34 | 117.75 | 64.75 | 52
2033/34 | 118.25 | 64.75 | 44
2033/34 | 118.75 | 64.75 | 48
2033/34 | 119.25 | 64.75 | 46
2033/34 | 119.75 | 64.75 | 58
2033/34 | 120.25 | 64.75 | 48
2033/34 | 120.75 | 64.75 | 63
2033/34 | 121.25 | 64.75 | 67
2033/34 | 121.75 | 64.75 | 52
2033/34 | 122.25 | 64.75 | 68
2033/34 | 122.75 | 64.75 | 49
2033/34 | 123.25 | 64.75 | 57
2033/34 | 123.75 | 64.75 | 77
2033/34 | 124.25 | 64.75 | 64
2033/34 | 124.75 | 64.75 | 68
2033/34 | 125.25 | 64.75 | 73
2033/34 | 125.75 | 64.75 | 76
2033/34 | 126.25 | 64.75 | 65
2033/34 | 126.75 | 64.75 | 75
2033/34 | 127.25 | 64.75 | 84
2033/34 | 127.75 | 64.75 | 68
2033/34 | 128.25 | 64.75 | 60
2033/34 | 128.75 | 64.75 | 90
2033/34 | 129.25 | 64.75 | 71
2033/34 | 129.75 | 64.75 | 90
2033/34 | 130.25 | 64.75 | 80
2033/34 | 130.75 | 64.75 | 89
2033/34 | 131.25 | 64.75 | 81
2033/34 | 131.75 | 64.75 | 71
2033/34 | 132.25 | 64.75 | 92
2033/34 | 132.75 | 64.75 | 83
2033/34 | 133.25 | 64.75 | 96
2033/34 | 133.75 | 64.75 | 81
2033/34 | 134.25 | 64.75 | 96
2033/34 | 134.75 | 64.75 | 72
2033/34 | 135.25 | 64.75 | 99
2033/34 | 135.75 | 64.75 | 92
2033/34 | 136.25 | 64.75 | 94
2033/34 | 136.75 | 64.75 | 103
2033/34 | 137.25 | 64.75 | 106
2033/34 | 137.75 | 64.75 | 91
2033/34 | 138.25 | 64.75 | 78
2033/34 | 138.75 | 64.75 | 96
2033/34 | 139.25 | 64.75 | 88
2033/34 | 139.75 | 64.75 | 97
2033/34 | 140.25 | 64.75 | 74
2033/34 | 140.75 | 64.75 | 95
2033/34 | 141.25 | 64.75 | 90
2033/34 | 141.75 | 64.75 | 102
2033/34 | 142.25 | 64.75 | 82
2033/34 | 142.75 | 64.75 | 82
2033/34 | 143.25 | 64.75 | 92
2033/34 | 143.75 | 64.75 | 104
2033/34 | 144.25 | 64.75 | 93
2033/34 | 144.75 | 64.75 | 91
2033/34 | 145.25 | 64.75 | 87
2033/34 | 145.75 | 64.75 | 96
2033/34 | 146.25 | 64.75 | 99
2033/34 | 146.75 | 64.75 | 106
2033/34 | 147.25 | 64.75 | 85
2033/34 | 147.75 | 64.75 | 91
2033/34 | 148.25 | 64.75 | 78
2033/34 | 148.75 | 64.75 | 88
2033/34 | 149.25 | 64.75 | 78
2033/34 | 149.75 | 64.75 | 109
2033/34 | 150.25 | 64.75 | 93
2033/34 | 150.75 | 64.75 | 86
2033/34 | 151.25 | 64.75 | 83
2033/34 | 151.75 | 64.75 | 91
2033/34 | 152.25 | 64.75 | 93
2033/34 | 152.75 | 64.75 | 96
2033/34 | 153.25 | 64.75 | 83
2033/34 | 153.75 | 64.75 | 83
2033/34 | 154.25 | 64.75 | 99
2033/34 | 154.75 | 64.75 | 96
2033/34 | 155.25 | 64.75 | 80
2033/34 | 155.75 | 64.75 | 81
2033/34 | 156.25 | 64.75 | 76
2033/34 | 156.75 | 64.75 | 81
2033/34 | 157.25 | 64.75 | 83
2033/34 | 157.75 | 64.75 | 80
2033/34 | 158.25 | 64.75 | 95
2033/34 | 158.75 | 64.75 | 77
2033/34 | 159.25 | 64.75 | 79
2033/34 | 159.75 | 64.75 | 76
2033/34 | 160.25 | 64.75 | 71
2033/34 | 160.75 | 64.75 | 79
2033/34 | 161.25 | 64.75 | 60
2033/34 | 161.75 | 64.75 | 75
2033/34 | 162.25 | 64.75 | 80
2033/34 | 162.75 | 64.75 | 57
2033/34 | 163.25 | 64.75 | 71
2033/34 | 163.75 | 64.75 | 84
2033/34 | 164.25 | 64.75 | 96
2033/34 | 164.75 | 64.75 | 74
2033/34 | 165.25 | 64.75 | 79
2033/34 | 165.75 | 64.75 | 75
2033/34 | 166.25 | 64.75 | 68
2033/34 | 166.75 | 64.75 | 68
2033/34 | 167.25 | 64.75 | 78
2033/34 | 167.75 | 64.75 | 72
2033/34 | 168.25 | 64.75 | 56
2033/34 | 168.75 | 64.75 | 76
2033/34 | 169.25 | 64.75 | 64
2033/34 | 169.75 | 64.75 | 69